## Summary
Total Capex (USD) | 4289646.4
Debt Principal (USD) | 3002752.48
Equity Investment (USD) | 1286893.92
Project IRR | 0.13112
Equity IRR | 0.16005
NPV (USD) | 1437973.4348
Average DSCR | 1.2071
Simple Payback (Years) | 10.5189
ROI | 10.0995

## System Sizing
Metric | Value
PV Size (kW) | 5945.62
Battery Power (kW) | 1796.81
Battery Energy (kWh) | 10766.7

## Results Comparison
Metric | Value
BAU Utility Bill (USD) | 832783.14
Optimized Utility Bill (USD) | 261822.03
Utility Bill Savings (USD) | 570961.11
BAU Demand Charge (USD) | 0
Optimized Demand Charge (USD) | 0
Demand Charge Savings (USD) | 0

## Annual Production
Metric | Value
PV to Load (kWh) | 3722035.958
PV to Storage (kWh) | 2688321.931
Storage to Load (kWh) | 2418680.366
Grid to Load (kWh) | 3998923.287
PV Curtailed (kWh) | 1566758.449
Grid to Storage (kWh) | 0

## Dispatch Profile
Hour | Load (kW) | Grid to Load (kW) | PV to Load (kW) | Storage to Load (kW) | Storage Charge (kW)
1 | 1020 | 1020 | 0 | 0 | 0
2 | 1078.4 | 1078.4 | 0 | 0 | 0
3 | 906.4 | 906.4 | 0 | 0 | 0
4 | 860.8 | 348.78 | 0 | 512.02 | 0
5 | 996.8 | 0 | 0 | 996.8 | 0
6 | 983.2 | 0 | 0 | 983.2 | 0
7 | 586.4 | 0 | 16.617 | 569.783 | 0
8 | 104.269 | 0 | 104.269 | 0 | 409.888
9 | 89.172 | 0 | 89.172 | 0 | 1114.005
10 | 105.232 | 0 | 105.232 | 0 | 1796.808
11 | 89.626 | 0 | 89.626 | 0 | 1796.808
12 | 119.641 | 0 | 119.641 | 0 | 1796.808
13 | 82.892 | 0 | 82.892 | 0 | 1452.079
14 | 87.738 | 0 | 87.738 | 0 | 720.152
15 | 106.186 | 0 | 106.186 | 0 | 0
16 | 98.846 | 0 | 98.846 | 0 | 0
17 | 88.262 | 0 | 88.262 | 0 | 0
18 | 94.791 | 0 | 8.481 | 86.31 | 0
19 | 90.4 | 0 | 0 | 90.4 | 0
20 | 96 | 0 | 0 | 96 | 0
21 | 87.2 | 0 | 0 | 87.2 | 0
22 | 92 | 0 | 0 | 92 | 0
23 | 88 | 0 | 0 | 88 | 0
24 | 91.2 | 0 | 0 | 91.2 | 0
25 | 86.4 | 0 | 0 | 86.4 | 0
26 | 93.6 | 0 | 0 | 93.6 | 0
27 | 86.4 | 0 | 0 | 86.4 | 0
28 | 89.6 | 0 | 0 | 89.6 | 0
29 | 83.2 | 0 | 0 | 83.2 | 0
30 | 92 | 0 | 0 | 92 | 0
31 | 76.8 | 0 | 26.984 | 49.816 | 0
32 | 84.462 | 0 | 84.462 | 0 | 13.668
33 | 178.704 | 0 | 178.704 | 0 | 259.73
34 | 122.023 | 0 | 122.023 | 0 | 383.999
35 | 151.211 | 0 | 151.211 | 0 | 502.032
36 | 234.813 | 0 | 234.813 | 0 | 189.536
37 | 410.829 | 0 | 410.829 | 0 | 0
38 | 797.587 | 0 | 797.587 | 0 | 0
39 | 1144.168 | 597.435 | 546.733 | 0 | 0
40 | 1195.968 | 1071.834 | 124.134 | 0 | 0
41 | 1539.811 | 1396.901 | 142.91 | 0 | 0
42 | 1385.46 | 1385.46 | 0 | 0 | 0
43 | 1622.4 | 0 | 0 | 1622.4 | 0
44 | 953.6 | 0 | 0 | 953.6 | 0
45 | 1364 | 0 | 0 | 1364 | 0
46 | 1566.4 | 0 | 0 | 1566.4 | 0
47 | 1546.4 | 0 | 0 | 1546.4 | 0
48 | 1576 | 1576 | 0 | 0 | 0
49 | 1492 | 1492 | 0 | 0 | 0
50 | 1759.2 | 1759.2 | 0 | 0 | 0
51 | 1702.4 | 1702.4 | 0 | 0 | 0
52 | 1202.4 | 1202.4 | 0 | 0 | 0
53 | 1508.8 | 1508.8 | 0 | 0 | 0
54 | 1304 | 1304 | 0 | 0 | 0
55 | 1408 | 1408 | 0 | 0 | 76.709
56 | 1348.873 | 1348.873 | 0 | 0 | 558.54
57 | 1465.448 | 1465.448 | 0 | 0 | 1227.034
58 | 1762.864 | 1762.864 | 0 | 0 | 1662.232
59 | 1691.064 | 1691.064 | 0 | 0 | 1181.025
60 | 1680.269 | 1198.172 | 482.097 | 0 | 1796.808
61 | 1623.593 | 505.64 | 1117.953 | 0 | 802.508
62 | 1593.084 | 0 | 1593.084 | 0 | 544.146
63 | 1600.536 | 1030.354 | 570.182 | 0 | 0
64 | 2071.826 | 1212.975 | 858.851 | 0 | 0
65 | 1766.78 | 1040.476 | 726.304 | 0 | 0
66 | 1972.144 | 1928.424 | 43.72 | 0 | 0
67 | 1702.4 | 223.208 | 0 | 1479.192 | 0
68 | 1880.8 | 83.992 | 0 | 1796.808 | 0
69 | 1820 | 23.192 | 0 | 1796.808 | 0
70 | 1544 | 0 | 0 | 1544 | 0
71 | 1548 | 0 | 0 | 1548 | 0
72 | 1748 | 1748 | 0 | 0 | 0
73 | 1668.8 | 1668.8 | 0 | 0 | 0
74 | 1640 | 1640 | 0 | 0 | 0
75 | 1404.8 | 1404.8 | 0 | 0 | 0
76 | 1329.6 | 1329.6 | 0 | 0 | 0
77 | 1424 | 1424 | 0 | 0 | 0
78 | 1144.8 | 1144.8 | 0 | 0 | 0
79 | 1503.2 | 1381.173 | 122.027 | 0 | 0
80 | 1213.663 | 303.262 | 910.401 | 0 | 0
81 | 1603.942 | 0 | 1603.942 | 0 | 594.333
82 | 1563.398 | 0 | 1563.398 | 0 | 1218.209
83 | 1507.155 | 0 | 1507.155 | 0 | 1796.808
84 | 1580.699 | 0 | 1580.699 | 0 | 1785.627
85 | 1729.469 | 0 | 1729.469 | 0 | 1541.384
86 | 1487.795 | 0 | 1487.795 | 0 | 1796.808
87 | 1353.09 | 0 | 1353.09 | 0 | 353.378
88 | 1713.845 | 0 | 1713.845 | 0 | 0
89 | 1749.959 | 638.114 | 1111.845 | 0 | 0
90 | 1614.836 | 1532.705 | 82.131 | 0 | 0
91 | 1603.201 | 0 | 0 | 1603.201 | 0
92 | 1192 | 0 | 0 | 1192 | 0
93 | 1322.4 | 0 | 0 | 1322.4 | 0
94 | 1403.2 | 0 | 0 | 1403.2 | 0
95 | 1576.8 | 0 | 0 | 1576.8 | 0
96 | 1240.8 | 1240.8 | 0 | 0 | 0
97 | 1476 | 1476 | 0 | 0 | 0
98 | 1014.4 | 1014.4 | 0 | 0 | 0
99 | 1200.8 | 1200.8 | 0 | 0 | 0
100 | 1056 | 1056 | 0 | 0 | 0
101 | 1512.8 | 1512.8 | 0 | 0 | 0
102 | 1194.4 | 1194.4 | 0 | 0 | 0
103 | 1352.8 | 239.271 | 119.075 | 994.453 | 0
104 | 1276.497 | 0 | 1203.743 | 72.754 | 0
105 | 1178.106 | 0 | 1178.106 | 0 | 1175.242
106 | 1381.448 | 0 | 1381.448 | 0 | 1796.808
107 | 1214.49 | 0 | 1214.49 | 0 | 1796.808
108 | 1201.671 | 0 | 1201.671 | 0 | 1796.808
109 | 1248.417 | 0 | 1248.417 | 0 | 1796.808
110 | 1246.649 | 0 | 1246.649 | 0 | 724.073
111 | 987.594 | 0 | 987.594 | 0 | 0
112 | 489.888 | 0 | 489.888 | 0 | 0
113 | 193.991 | 0 | 193.991 | 0 | 0
114 | 170.644 | 0 | 89.729 | 80.915 | 0
115 | 118.4 | 0 | 0 | 118.4 | 0
116 | 127.2 | 0 | 0 | 127.2 | 0
117 | 100.8 | 0 | 0 | 100.8 | 0
118 | 94.4 | 0 | 0 | 94.4 | 0
119 | 94.4 | 0 | 0 | 94.4 | 0
120 | 99.2 | 0 | 0 | 99.2 | 0
121 | 92.8 | 0 | 0 | 92.8 | 0
122 | 91.2 | 0 | 0 | 91.2 | 0
123 | 85.6 | 0 | 0 | 85.6 | 0
124 | 93.6 | 0 | 0 | 93.6 | 0
125 | 89.6 | 0 | 0 | 89.6 | 0
126 | 93.6 | 0 | 0 | 93.6 | 0
127 | 81.6 | 0 | 81.6 | 0 | 58.029
128 | 95.06 | 0 | 95.06 | 0 | 884.192
129 | 615.277 | 0 | 615.277 | 0 | 461.931
130 | 1487.855 | 0 | 1487.855 | 0 | 0
131 | 1570.749 | 0 | 1570.749 | 0 | 0
132 | 1374.539 | 0 | 1374.539 | 0 | 0
133 | 1744.337 | 0 | 1744.337 | 0 | 0
134 | 1288.096 | 0 | 1288.096 | 0 | 0
135 | 1540.824 | 0 | 1540.824 | 0 | 0
136 | 1378.996 | 0 | 1378.996 | 0 | 0
137 | 1206.845 | 440.918 | 765.927 | 0 | 0
138 | 1353.643 | 1269.161 | 84.482 | 0 | 0
139 | 1672.005 | 0 | 0 | 1672.005 | 0
140 | 1202.4 | 0 | 0 | 1202.4 | 0
141 | 1490.4 | 0 | 0 | 1490.4 | 0
142 | 825.6 | 0 | 0 | 825.6 | 0
143 | 1327.2 | 0 | 0 | 1327.2 | 0
144 | 1368.8 | 715.472 | 0 | 653.328 | 0
145 | 1056 | 1056 | 0 | 0 | 0
146 | 1168.8 | 1168.8 | 0 | 0 | 0
147 | 1128 | 1128 | 0 | 0 | 0
148 | 982.4 | 982.4 | 0 | 0 | 0
149 | 904 | 904 | 0 | 0 | 0
150 | 892.8 | 892.8 | 0 | 0 | 0
151 | 1122.4 | 0 | 128.525 | 993.875 | 0
152 | 820.686 | 0 | 820.686 | 0 | 463.506
153 | 1276.219 | 0 | 1276.219 | 0 | 1171.022
154 | 1102.819 | 0 | 1102.819 | 0 | 1796.808
155 | 1394.158 | 0 | 1394.158 | 0 | 1796.808
156 | 1343.063 | 0 | 1343.063 | 0 | 1796.808
157 | 1117.045 | 0 | 1117.045 | 0 | 1796.808
158 | 1320.721 | 0 | 1320.72 | 0 | 264.788
159 | 965.839 | 0 | 965.839 | 0 | 0
160 | 1201.115 | 0 | 1201.115 | 0 | 0
161 | 1181.242 | 0 | 1181.242 | 0 | 0
162 | 1081.511 | 965.591 | 115.92 | 0 | 0
163 | 1008 | 0 | 0 | 1008 | 0
164 | 1229.6 | 0 | 0 | 1229.6 | 0
165 | 845.6 | 0 | 0 | 845.6 | 0
166 | 1182.4 | 0 | 0 | 1182.4 | 0
167 | 1105.6 | 0 | 0 | 1105.6 | 0
168 | 876.8 | 876.8 | 0 | 0 | 0
169 | 1152.8 | 1152.8 | 0 | 0 | 0
170 | 1130.4 | 1130.4 | 0 | 0 | 0
171 | 1128.8 | 1128.8 | 0 | 0 | 0
172 | 1064.8 | 1064.8 | 0 | 0 | 0
173 | 1179.2 | 1179.2 | 0 | 0 | 0
174 | 769.6 | 769.6 | 0 | 0 | 0
175 | 1032.8 | 1032.8 | 0 | 0 | 116.871
176 | 1022.571 | 423.228 | 599.344 | 0 | 338.942
177 | 1349.006 | 297.917 | 1051.089 | 0 | 0
178 | 1477.914 | 691.909 | 786.005 | 0 | 0
179 | 1484.496 | 857.428 | 627.068 | 0 | 0
180 | 1349.631 | 349.91 | 999.721 | 0 | 0
181 | 1462.071 | 60.77 | 1401.301 | 0 | 0
182 | 1295.145 | 0 | 1295.145 | 0 | 1441.359
183 | 1332.189 | 0 | 1332.189 | 0 | 1445.067
184 | 1434.587 | 371.918 | 1062.669 | 0 | 0
185 | 1105.581 | 445.676 | 659.905 | 0 | 0
186 | 1217.803 | 1194.473 | 23.33 | 0 | 0
187 | 1003.211 | 0 | 0 | 1003.211 | 0
188 | 1195.2 | 0 | 0 | 1195.2 | 0
189 | 1054.4 | 0 | 0 | 1054.4 | 0
190 | 1257.6 | 0 | 0 | 1257.6 | 0
191 | 1286.4 | 0 | 0 | 1286.4 | 0
192 | 1148 | 1148 | 0 | 0 | 0
193 | 1193.6 | 1193.6 | 0 | 0 | 0
194 | 937.6 | 937.6 | 0 | 0 | 0
195 | 1222.4 | 1222.4 | 0 | 0 | 0
196 | 1073.6 | 1073.6 | 0 | 0 | 0
197 | 942.4 | 942.4 | 0 | 0 | 0
198 | 1051.2 | 1051.2 | 0 | 0 | 0
199 | 951.2 | 844.844 | 106.356 | 0 | 0
200 | 1114.771 | 55.937 | 1058.834 | 0 | 0
201 | 1167.854 | 0 | 1167.854 | 0 | 1199.935
202 | 1664.173 | 0 | 1664.173 | 0 | 1498.386
203 | 1338.632 | 0 | 1338.632 | 0 | 1796.808
204 | 1317.153 | 0 | 1317.153 | 0 | 1796.808
205 | 1355.422 | 0 | 1355.422 | 0 | 1796.808
206 | 1226.996 | 0 | 1226.996 | 0 | 997.802
207 | 1258.144 | 0 | 1258.144 | 0 | 0
208 | 1216.588 | 24.901 | 1191.687 | 0 | 0
209 | 1274.12 | 320.034 | 954.086 | 0 | 0
210 | 1113.621 | 1015.638 | 97.983 | 0 | 0
211 | 1163.2 | 0 | 0 | 1163.2 | 0
212 | 1064 | 0 | 0 | 1064 | 0
213 | 1449.6 | 0 | 0 | 1449.6 | 0
214 | 1246.4 | 0 | 0 | 1246.4 | 0
215 | 1491.2 | 0 | 0 | 1491.2 | 0
216 | 1336.8 | 976.828 | 0 | 359.972 | 0
217 | 1711.2 | 1711.2 | 0 | 0 | 0
218 | 1122.4 | 1122.4 | 0 | 0 | 0
219 | 1392 | 1392 | 0 | 0 | 0
220 | 1262.4 | 1262.4 | 0 | 0 | 0
221 | 1117.6 | 1117.6 | 0 | 0 | 0
222 | 1514.4 | 1514.4 | 0 | 0 | 0
223 | 1350.4 | 0 | 94.555 | 1255.845 | 0
224 | 1353.11 | 0 | 1218.519 | 134.591 | 0
225 | 1445.428 | 0 | 1445.428 | 0 | 939.346
226 | 1336.752 | 0 | 1336.752 | 0 | 1796.808
227 | 1366.848 | 0 | 1366.848 | 0 | 1796.808
228 | 1423.45 | 0 | 1423.45 | 0 | 1796.808
229 | 1626.909 | 0 | 1626.909 | 0 | 660.245
230 | 1552.301 | 0 | 1552.301 | 0 | 1269.156
231 | 1372.937 | 0 | 1372.936 | 0 | 827.377
232 | 1588.328 | 0 | 1588.328 | 0 | 0
233 | 1609.75 | 738.123 | 871.627 | 0 | 0
234 | 1634.626 | 1532.994 | 101.632 | 0 | 0
235 | 1760.002 | 0 | 0 | 1760.002 | 0
236 | 1500 | 0 | 0 | 1500 | 0
237 | 1500 | 0 | 0 | 1500 | 0
238 | 1466.4 | 0 | 0 | 1466.4 | 0
239 | 1682.4 | 0 | 0 | 1682.4 | 0
240 | 1397.6 | 1397.6 | 0 | 0 | 0
241 | 1472.8 | 1472.8 | 0 | 0 | 0
242 | 1350.4 | 1350.4 | 0 | 0 | 0
243 | 1287.2 | 1287.2 | 0 | 0 | 0
244 | 1179.2 | 1179.2 | 0 | 0 | 0
245 | 1111.2 | 1111.2 | 0 | 0 | 0
246 | 1189.6 | 1189.6 | 0 | 0 | 0
247 | 1056 | 1056 | 0 | 0 | 74.177
248 | 1007.057 | 1007.057 | 0 | 0 | 926.711
249 | 1526.413 | 548.289 | 978.124 | 0 | 22.175
250 | 1751.451 | 0 | 1751.451 | 0 | 793.178
251 | 1601.404 | 0 | 1601.404 | 0 | 1796.808
252 | 1468.113 | 0 | 1468.113 | 0 | 1796.808
253 | 1613.967 | 0 | 1613.967 | 0 | 1017.745
254 | 1643.485 | 160.88 | 1482.605 | 0 | 0
255 | 1670.927 | 0 | 1670.927 | 0 | 1067.056
256 | 1625.599 | 771.161 | 854.438 | 0 | 0
257 | 1615.953 | 1198.47 | 417.483 | 0 | 0
258 | 1849.735 | 1805.426 | 44.309 | 0 | 0
259 | 1528.006 | 0 | 0 | 1528.006 | 0
260 | 1338.4 | 0 | 0 | 1338.4 | 0
261 | 1358.4 | 0 | 0 | 1358.4 | 0
262 | 1418.4 | 0 | 0 | 1418.4 | 0
263 | 1347.2 | 0 | 0 | 1347.2 | 0
264 | 1475.2 | 1475.2 | 0 | 0 | 0
265 | 1247.2 | 1247.2 | 0 | 0 | 0
266 | 1436 | 1436 | 0 | 0 | 0
267 | 1268.8 | 1268.8 | 0 | 0 | 0
268 | 1268.8 | 1268.8 | 0 | 0 | 0
269 | 1345.6 | 1345.6 | 0 | 0 | 0
270 | 1118.4 | 1118.4 | 0 | 0 | 0
271 | 1312.8 | 1284.252 | 28.548 | 0 | 0
272 | 1080.054 | 0 | 1080.054 | 0 | 70.724
273 | 1017.97 | 0 | 1017.97 | 0 | 907.341
274 | 1165.131 | 0 | 1165.131 | 0 | 80.633
275 | 1340.908 | 3.745 | 1337.163 | 0 | 0
276 | 1421.717 | 0 | 1421.717 | 0 | 1490.052
277 | 1076.722 | 0 | 1076.722 | 0 | 1257.647
278 | 1233.429 | 0 | 1233.429 | 0 | 1668.488
279 | 966.192 | 104.486 | 861.706 | 0 | 0
280 | 1205.397 | 232.06 | 973.337 | 0 | 0
281 | 1237.532 | 1222.196 | 15.336 | 0 | 0
282 | 859.624 | 858.644 | 0.98 | 0 | 0
283 | 1175.2 | 1175.2 | 0 | 0 | 0
284 | 1189.6 | 1.289 | 0 | 1188.311 | 0
285 | 1346.4 | 0 | 0 | 1346.4 | 0
286 | 1161.6 | 0 | 0 | 1161.6 | 0
287 | 1086.4 | 0 | 0 | 1086.4 | 0
288 | 136.8 | 0 | 0 | 136.8 | 0
289 | 106.4 | 106.4 | 0 | 0 | 0
290 | 88 | 88 | 0 | 0 | 0
291 | 92 | 92 | 0 | 0 | 0
292 | 88 | 88 | 0 | 0 | 0
293 | 92 | 92 | 0 | 0 | 0
294 | 84.8 | 84.8 | 0 | 0 | 0
295 | 82.4 | 0 | 82.4 | 0 | 12.541
296 | 81.362 | 0 | 81.362 | 0 | 1085.941
297 | 804.961 | 0 | 804.961 | 0 | 1495.693
298 | 971.201 | 0 | 971.201 | 0 | 1796.808
299 | 1378.581 | 0 | 1378.581 | 0 | 1796.808
300 | 1301.865 | 0 | 1301.865 | 0 | 1796.808
301 | 1411.199 | 0 | 1411.199 | 0 | 1101.948
302 | 1430.445 | 0 | 1430.445 | 0 | 0
303 | 1147.683 | 0 | 1147.683 | 0 | 0
304 | 1193.172 | 243.816 | 949.356 | 0 | 0
305 | 1254.203 | 649.116 | 605.087 | 0 | 0
306 | 1409.776 | 1331.815 | 77.961 | 0 | 0
307 | 1164.8 | 0 | 0 | 1164.8 | 0
308 | 1167.2 | 0 | 0 | 1167.2 | 0
309 | 1375.2 | 0 | 0 | 1375.2 | 0
310 | 1362.4 | 0 | 0 | 1362.4 | 0
311 | 1214.4 | 0 | 0 | 1214.4 | 0
312 | 949.6 | 949.6 | 0 | 0 | 0
313 | 1832.8 | 1832.8 | 0 | 0 | 0
314 | 1784.8 | 1784.8 | 0 | 0 | 0
315 | 1888 | 1888 | 0 | 0 | 0
316 | 2028.8 | 2028.8 | 0 | 0 | 0
317 | 2156.8 | 2156.8 | 0 | 0 | 0
318 | 2129.6 | 2129.6 | 0 | 0 | 0
319 | 1976.8 | 1976.8 | 0 | 0 | 100.436
320 | 1127.549 | 1127.549 | 0 | 0 | 1233.47
321 | 1638.403 | 5.495 | 1632.909 | 0 | 752.653
322 | 1940.862 | 0 | 1940.862 | 0 | 1101.8
323 | 2188.553 | 0 | 2188.553 | 0 | 1388.549
324 | 2025.649 | 0 | 2025.649 | 0 | 1108.696
325 | 1943.684 | 0 | 1943.684 | 0 | 724.048
326 | 2335.268 | 0 | 2335.268 | 0 | 390.534
327 | 2168.745 | 377.982 | 1790.763 | 0 | 0
328 | 1973.613 | 0 | 1973.613 | 0 | 193.225
329 | 2279.797 | 1029.847 | 1249.95 | 0 | 0
330 | 1609.172 | 1440.961 | 168.211 | 0 | 0
331 | 2156.812 | 1049.628 | 0 | 1107.184 | 0
332 | 2172.8 | 375.992 | 0 | 1796.808 | 0
333 | 2000 | 203.192 | 0 | 1796.808 | 0
334 | 1667.2 | 0 | 0 | 1667.2 | 0
335 | 2352 | 555.192 | 0 | 1796.808 | 0
336 | 2075.2 | 2075.2 | 0 | 0 | 0
337 | 1518.4 | 1518.4 | 0 | 0 | 0
338 | 1494.4 | 1494.4 | 0 | 0 | 0
339 | 1260 | 1260 | 0 | 0 | 0
340 | 1234.4 | 1234.4 | 0 | 0 | 0
341 | 1272 | 1272 | 0 | 0 | 0
342 | 1414.4 | 1414.4 | 0 | 0 | 0
343 | 1373.6 | 1373.6 | 0 | 0 | 65.299
344 | 996.612 | 996.612 | 0 | 0 | 990.594
345 | 1176.84 | 1176.84 | 0 | 0 | 939.26
346 | 1297.88 | 900.692 | 397.188 | 0 | 1263.645
347 | 1357.844 | 0 | 1357.844 | 0 | 826.63
348 | 1435.047 | 0 | 1435.047 | 0 | 1214.93
349 | 1435.033 | 0 | 1435.033 | 0 | 824.536
350 | 1087.883 | 0 | 1087.883 | 0 | 1399.151
351 | 1211.392 | 0 | 1211.392 | 0 | 457.644
352 | 1440.601 | 974.294 | 466.307 | 0 | 0
353 | 1275.894 | 1194.8 | 81.094 | 0 | 0
354 | 1244.187 | 1244.187 | 0 | 0 | 0
355 | 798.4 | 0 | 0 | 798.4 | 0
356 | 1210.4 | 0 | 0 | 1210.4 | 0
357 | 1458.4 | 0 | 0 | 1458.4 | 0
358 | 1131.2 | 0 | 0 | 1131.2 | 0
359 | 1050.4 | 0 | 0 | 1050.4 | 0
360 | 949.6 | 949.6 | 0 | 0 | 0
361 | 1194.4 | 1194.4 | 0 | 0 | 0
362 | 1084.8 | 1084.8 | 0 | 0 | 0
363 | 1221.6 | 1221.6 | 0 | 0 | 0
364 | 1077.6 | 1077.6 | 0 | 0 | 0
365 | 1200.8 | 1200.8 | 0 | 0 | 0
366 | 1140 | 1140 | 0 | 0 | 0
367 | 1037.6 | 1026.921 | 10.679 | 0 | 0
368 | 866.892 | 327.971 | 538.921 | 0 | 0
369 | 1066.826 | 0 | 1066.826 | 0 | 415.077
370 | 1366.055 | 0 | 1366.055 | 0 | 1028.316
371 | 1574.613 | 0 | 1574.613 | 0 | 1610.551
372 | 1515.751 | 0 | 1515.751 | 0 | 1353.006
373 | 1570.042 | 0 | 1570.042 | 0 | 180.032
374 | 1584.014 | 0 | 1584.014 | 0 | 1672.268
375 | 1443.606 | 0 | 1443.606 | 0 | 587.291
376 | 1857.159 | 0 | 1857.159 | 0 | 4.399
377 | 2051.354 | 1446.08 | 605.274 | 0 | 0
378 | 1864.668 | 1797.125 | 67.543 | 0 | 0
379 | 1687.2 | 0 | 0 | 1687.2 | 0
380 | 1437.6 | 0 | 0 | 1437.6 | 0
381 | 1798.4 | 1.592 | 0 | 1796.808 | 0
382 | 1439.2 | 0 | 0 | 1439.2 | 0
383 | 1318.4 | 0 | 0 | 1318.4 | 0
384 | 1333.6 | 1333.6 | 0 | 0 | 0
385 | 1427.2 | 1427.2 | 0 | 0 | 0
386 | 1464.8 | 1464.8 | 0 | 0 | 0
387 | 1109.6 | 1109.6 | 0 | 0 | 0
388 | 1159.2 | 1159.2 | 0 | 0 | 0
389 | 1433.6 | 1433.6 | 0 | 0 | 0
390 | 1189.6 | 1189.6 | 0 | 0 | 0
391 | 1440 | 1378.615 | 61.385 | 0 | 0
392 | 1042.494 | 95.688 | 946.806 | 0 | 0
393 | 1260.412 | 0 | 1260.412 | 0 | 1010.731
394 | 1528.29 | 0 | 1528.29 | 0 | 1456.687
395 | 1634.053 | 0 | 1634.053 | 0 | 1796.808
396 | 1747.764 | 0 | 1747.764 | 0 | 1796.808
397 | 1461.828 | 0 | 1461.828 | 0 | 778.875
398 | 1421.187 | 0 | 1421.187 | 0 | 1183.013
399 | 1580.373 | 0 | 1580.373 | 0 | 1006.378
400 | 1462.36 | 1116.437 | 345.923 | 0 | 0
401 | 1717.244 | 1606.384 | 110.86 | 0 | 0
402 | 1611.558 | 1584.092 | 27.466 | 0 | 0
403 | 1616.357 | 0 | 0 | 1616.357 | 0
404 | 1480.8 | 0 | 0 | 1480.8 | 0
405 | 1845.6 | 48.792 | 0 | 1796.808 | 0
406 | 1497.6 | 0 | 0 | 1497.6 | 0
407 | 1532 | 0 | 0 | 1532 | 0
408 | 1503.2 | 1503.2 | 0 | 0 | 0
409 | 1740.8 | 1740.8 | 0 | 0 | 0
410 | 1453.6 | 1453.6 | 0 | 0 | 0
411 | 1256 | 1256 | 0 | 0 | 0
412 | 1274.4 | 1274.4 | 0 | 0 | 0
413 | 1436.8 | 1436.8 | 0 | 0 | 0
414 | 1512.8 | 1512.8 | 0 | 0 | 0
415 | 1361.6 | 1240.443 | 55.781 | 65.375 | 0
416 | 1307.476 | 0 | 1183.048 | 124.428 | 0
417 | 1117.404 | 0 | 1117.404 | 0 | 1237.36
418 | 1558.331 | 0 | 1558.331 | 0 | 1557.024
419 | 1635.582 | 0 | 1635.582 | 0 | 1796.808
420 | 1614.236 | 0 | 1614.236 | 0 | 1796.808
421 | 1599.883 | 0 | 1599.883 | 0 | 1796.808
422 | 1534.321 | 0 | 1534.321 | 0 | 901.739
423 | 1869.297 | 0 | 1869.297 | 0 | 0
424 | 1731.41 | 0 | 1731.41 | 0 | 0
425 | 1852.086 | 584.528 | 1267.558 | 0 | 0
426 | 1824.781 | 1704.658 | 120.123 | 0 | 0
427 | 1772.851 | 339.251 | 0 | 1433.6 | 0
428 | 1725.6 | 0 | 0 | 1725.6 | 0
429 | 1548.8 | 0 | 0 | 1548.8 | 0
430 | 1660 | 0 | 0 | 1660 | 0
431 | 1914.4 | 117.592 | 0 | 1796.808 | 0
432 | 1842.4 | 1842.4 | 0 | 0 | 0
433 | 1708 | 1708 | 0 | 0 | 0
434 | 1356.8 | 1356.8 | 0 | 0 | 0
435 | 1073.6 | 1073.6 | 0 | 0 | 0
436 | 1288.8 | 1288.8 | 0 | 0 | 0
437 | 1396.8 | 1396.8 | 0 | 0 | 0
438 | 1372 | 1372 | 0 | 0 | 0
439 | 1415.2 | 1328.327 | 86.873 | 0 | 0
440 | 1131.076 | 0 | 1131.076 | 0 | 76.463
441 | 1241.663 | 0 | 1241.663 | 0 | 1132.386
442 | 856.555 | 0 | 856.555 | 0 | 1796.808
443 | 1284.095 | 0 | 1284.095 | 0 | 1796.808
444 | 1493.401 | 0 | 1493.401 | 0 | 1796.808
445 | 1383.033 | 0 | 1383.033 | 0 | 1796.808
446 | 1395.108 | 0 | 1395.107 | 0 | 690.466
447 | 1147.015 | 0 | 1147.015 | 0 | 0
448 | 1254.993 | 0 | 1254.993 | 0 | 0
449 | 1593.632 | 1158.717 | 434.915 | 0 | 0
450 | 1540.045 | 1480.564 | 59.481 | 0 | 0
451 | 1594.407 | 1594.407 | 0 | 0 | 0
452 | 1601.6 | 1601.6 | 0 | 0 | 0
453 | 1628.8 | 1452.556 | 0 | 176.244 | 0
454 | 1475.2 | 0 | 0 | 1475.2 | 0
455 | 1756 | 0 | 0 | 1756 | 0
456 | 1347.2 | 0 | 0 | 1347.2 | 0
457 | 1464 | 1464 | 0 | 0 | 0
458 | 1484 | 1484 | 0 | 0 | 0
459 | 1376.8 | 1376.8 | 0 | 0 | 0
460 | 1298.4 | 1298.4 | 0 | 0 | 0
461 | 1472 | 1472 | 0 | 0 | 0
462 | 1540.8 | 1540.8 | 0 | 0 | 0
463 | 1121.6 | 0 | 71.645 | 1049.955 | 0
464 | 1325.723 | 0 | 1152.862 | 172.861 | 0
465 | 1431.814 | 0 | 1431.814 | 0 | 872.007
466 | 1750.511 | 0 | 1750.511 | 0 | 1309.805
467 | 1780.377 | 0 | 1780.377 | 0 | 788.075
468 | 1557.127 | 0 | 1557.127 | 0 | 776.851
469 | 1473.887 | 0 | 1473.887 | 0 | 851.298
470 | 1373.544 | 0 | 1373.544 | 0 | 1679.667
471 | 1430.954 | 0 | 1430.954 | 0 | 374.562
472 | 1796.545 | 111.611 | 1684.934 | 0 | 0
473 | 1678.349 | 594.808 | 1083.541 | 0 | 0
474 | 1629.66 | 1483.946 | 145.714 | 0 | 0
475 | 1404.8 | 0 | 0 | 1404.8 | 0
476 | 1388.8 | 0 | 0 | 1388.8 | 0
477 | 1344.8 | 0 | 0 | 1344.8 | 0
478 | 1680.8 | 0 | 0 | 1680.8 | 0
479 | 1447.2 | 0 | 0 | 1447.2 | 0
480 | 1506.4 | 1506.4 | 0 | 0 | 0
481 | 1360.8 | 1360.8 | 0 | 0 | 0
482 | 1408 | 1408 | 0 | 0 | 0
483 | 1103.2 | 1103.2 | 0 | 0 | 0
484 | 1368 | 1368 | 0 | 0 | 0
485 | 1242.4 | 1242.4 | 0 | 0 | 0
486 | 1268.8 | 1268.8 | 0 | 0 | 0
487 | 1385.6 | 1379.833 | 5.767 | 0 | 0
488 | 1391.679 | 7.996 | 485.275 | 898.408 | 0
489 | 1424.117 | 0 | 1424.117 | 0 | 341.679
490 | 1612.774 | 0 | 1612.774 | 0 | 1313.969
491 | 1401.019 | 0 | 1401.019 | 0 | 1796.808
492 | 1755.972 | 0 | 1755.972 | 0 | 1796.808
493 | 1074.33 | 0 | 1074.33 | 0 | 1796.808
494 | 1159.81 | 0 | 1159.81 | 0 | 1796.808
495 | 1567.968 | 0 | 1567.968 | 0 | 243.668
496 | 1342.539 | 0 | 1342.539 | 0 | 0
497 | 1562.161 | 338.912 | 1223.249 | 0 | 0
498 | 1560.409 | 1377.745 | 182.664 | 0 | 0
499 | 918.411 | 0 | 0 | 918.411 | 0
500 | 1270.4 | 0 | 0 | 1270.4 | 0
501 | 1204 | 0 | 0 | 1204 | 0
502 | 1369.6 | 0 | 0 | 1369.6 | 0
503 | 1345.6 | 0 | 0 | 1345.6 | 0
504 | 1280 | 1280 | 0 | 0 | 0
505 | 2330.4 | 2330.4 | 0 | 0 | 0
506 | 2057.6 | 2057.6 | 0 | 0 | 0
507 | 2428 | 2428 | 0 | 0 | 0
508 | 2208.8 | 2208.8 | 0 | 0 | 0
509 | 2004 | 2004 | 0 | 0 | 0
510 | 2379.2 | 2379.2 | 0 | 0 | 0
511 | 2040.8 | 2040.8 | 0 | 0 | 71.095
512 | 1723.786 | 762.836 | 960.95 | 0 | 55.864
513 | 1825.298 | 0 | 1825.298 | 0 | 267.748
514 | 2095.805 | 0 | 2095.805 | 0 | 1010.032
515 | 2297.304 | 0 | 2297.304 | 0 | 1302.584
516 | 2286.452 | 0 | 2286.452 | 0 | 1543.524
517 | 2261.298 | 0 | 2261.298 | 0 | 1521.82
518 | 2390.381 | 0 | 2390.381 | 0 | 656.411
519 | 2181.431 | 36.365 | 2145.066 | 0 | 0
520 | 1853.049 | 0 | 1853.049 | 0 | 368.477
521 | 2387.844 | 1393.454 | 994.39 | 0 | 0
522 | 2256.255 | 2092.508 | 163.747 | 0 | 0
523 | 2414.4 | 1436.824 | 0 | 977.576 | 0
524 | 1896.8 | 99.992 | 0 | 1796.808 | 0
525 | 2389.6 | 592.792 | 0 | 1796.808 | 0
526 | 2215.2 | 418.392 | 0 | 1796.808 | 0
527 | 2295.2 | 498.392 | 0 | 1796.808 | 0
528 | 1956 | 1956 | 0 | 0 | 0
529 | 1812 | 1812 | 0 | 0 | 0
530 | 1850.4 | 1850.4 | 0 | 0 | 0
531 | 1248.8 | 1248.8 | 0 | 0 | 0
532 | 1303.2 | 1303.2 | 0 | 0 | 0
533 | 1569.6 | 1569.6 | 0 | 0 | 0
534 | 1165.6 | 1165.6 | 0 | 0 | 0
535 | 1127.2 | 1077.888 | 49.312 | 0 | 0
536 | 845.369 | 0 | 845.369 | 0 | 97.761
537 | 1178.36 | 0 | 1178.36 | 0 | 674.671
538 | 1572.128 | 0 | 1572.128 | 0 | 1203.853
539 | 1408.437 | 0 | 1408.437 | 0 | 1796.808
540 | 1438.896 | 0 | 1438.896 | 0 | 1796.808
541 | 1516.32 | 0 | 1516.32 | 0 | 1796.808
542 | 1377.594 | 0 | 1377.594 | 0 | 878.74
543 | 1550.943 | 0 | 1550.943 | 0 | 841.099
544 | 1543.534 | 0 | 1543.534 | 0 | 0
545 | 1201.14 | 0 | 1201.14 | 0 | 0
546 | 1293.095 | 1094.081 | 199.014 | 0 | 0
547 | 1413.61 | 0 | 0 | 1413.61 | 0
548 | 1265.6 | 0 | 0 | 1265.6 | 0
549 | 1180.8 | 0 | 0 | 1180.8 | 0
550 | 1695.2 | 0 | 0 | 1695.2 | 0
551 | 1346.4 | 0 | 0 | 1346.4 | 0
552 | 1211.2 | 1135.853 | 0 | 75.347 | 0
553 | 1408 | 1408 | 0 | 0 | 0
554 | 1139.2 | 1139.2 | 0 | 0 | 0
555 | 1446.4 | 1446.4 | 0 | 0 | 0
556 | 1142.4 | 1142.4 | 0 | 0 | 0
557 | 880 | 880 | 0 | 0 | 0
558 | 1145.6 | 1145.6 | 0 | 0 | 0
559 | 943.2 | 0 | 23.29 | 919.91 | 0
560 | 1274.438 | 0 | 1006.497 | 267.941 | 0
561 | 1429.443 | 0 | 1429.443 | 0 | 994.575
562 | 1547.522 | 0 | 1547.522 | 0 | 1711.927
563 | 1405.725 | 0 | 1405.725 | 0 | 1796.808
564 | 1431.852 | 0 | 1431.852 | 0 | 1796.808
565 | 1367.56 | 0 | 1367.56 | 0 | 1796.808
566 | 1673.787 | 0 | 1673.787 | 0 | 989.622
567 | 1642.84 | 0 | 1642.84 | 0 | 0
568 | 1902.457 | 0 | 1902.457 | 0 | 0
569 | 1899.267 | 524.967 | 1374.3 | 0 | 0
570 | 1621.58 | 1402.148 | 219.432 | 0 | 0
571 | 1806.403 | 9.595 | 0 | 1796.808 | 0
572 | 1360.8 | 0 | 0 | 1360.8 | 0
573 | 1477.6 | 0 | 0 | 1477.6 | 0
574 | 1830.4 | 33.592 | 0 | 1796.808 | 0
575 | 1500.8 | 0 | 0 | 1500.8 | 0
576 | 1522.4 | 1522.4 | 0 | 0 | 0
577 | 1083.2 | 1083.2 | 0 | 0 | 0
578 | 1204 | 1204 | 0 | 0 | 0
579 | 1488.8 | 1488.8 | 0 | 0 | 0
580 | 1076 | 1076 | 0 | 0 | 0
581 | 1073.6 | 1073.6 | 0 | 0 | 0
582 | 912 | 912 | 0 | 0 | 0
583 | 964.8 | 777.401 | 55.323 | 132.077 | 0
584 | 1236.892 | 0 | 1136.977 | 99.915 | 0
585 | 902.102 | 0 | 902.102 | 0 | 1400.229
586 | 1643.977 | 0 | 1643.977 | 0 | 1462.704
587 | 1404.929 | 0 | 1404.929 | 0 | 1796.808
588 | 1257.977 | 0 | 1257.977 | 0 | 1796.808
589 | 1143.986 | 0 | 1143.986 | 0 | 1796.808
590 | 1063.922 | 0 | 1063.922 | 0 | 833.19
591 | 1565.032 | 0 | 1565.032 | 0 | 0
592 | 1529.519 | 0 | 1529.519 | 0 | 0
593 | 1548.768 | 391.509 | 1157.259 | 0 | 0
594 | 954.794 | 781.456 | 173.338 | 0 | 0
595 | 979.933 | 0 | 0 | 979.933 | 0
596 | 1248.8 | 0 | 0 | 1248.8 | 0
597 | 1226.4 | 0 | 0 | 1226.4 | 0
598 | 1332 | 0 | 0 | 1332 | 0
599 | 1236.8 | 0 | 0 | 1236.8 | 0
600 | 1285.6 | 1285.6 | 0 | 0 | 0
601 | 1532.8 | 1532.8 | 0 | 0 | 0
602 | 1344.8 | 1344.8 | 0 | 0 | 0
603 | 1204.8 | 1204.8 | 0 | 0 | 0
604 | 1120.8 | 1120.8 | 0 | 0 | 0
605 | 1085.6 | 1085.6 | 0 | 0 | 0
606 | 1070.4 | 261.55 | 0 | 808.85 | 0
607 | 1341.6 | 0 | 36.7 | 1304.9 | 0
608 | 915.255 | 0 | 888.13 | 27.125 | 0
609 | 1043.557 | 0 | 1043.557 | 0 | 195.561
610 | 1135.797 | 0 | 1135.797 | 0 | 1133.324
611 | 1052.302 | 0 | 1052.302 | 0 | 1796.808
612 | 1010.911 | 0 | 1010.911 | 0 | 1796.808
613 | 907.915 | 0 | 907.915 | 0 | 1796.808
614 | 1041.693 | 0 | 1041.693 | 0 | 1796.808
615 | 1029.977 | 0 | 1029.977 | 0 | 570.431
616 | 1033.486 | 0 | 1033.486 | 0 | 0
617 | 1376.376 | 0 | 1159.468 | 216.908 | 0
618 | 1168.446 | 0 | 214.396 | 954.05 | 0
619 | 1198.4 | 0 | 0 | 1198.4 | 0
620 | 1109.6 | 0 | 0 | 1109.6 | 0
621 | 1098.4 | 0 | 0 | 1098.4 | 0
622 | 1179.2 | 0 | 0 | 1179.2 | 0
623 | 1169.6 | 0 | 0 | 1169.6 | 0
624 | 497.6 | 0 | 0 | 497.6 | 0
625 | 369.6 | 369.6 | 0 | 0 | 0
626 | 342.4 | 342.4 | 0 | 0 | 0
627 | 378.4 | 378.4 | 0 | 0 | 0
628 | 387.2 | 387.2 | 0 | 0 | 0
629 | 368.8 | 226.622 | 0 | 142.178 | 0
630 | 325.6 | 0 | 0 | 325.6 | 0
631 | 335.2 | 0 | 61.928 | 273.272 | 0
632 | 281.28 | 0 | 281.28 | 0 | 874.676
633 | 812.402 | 0 | 812.402 | 0 | 1460.469
634 | 1193.029 | 0 | 1193.029 | 0 | 1796.808
635 | 997.388 | 0 | 997.388 | 0 | 1796.808
636 | 1238.61 | 0 | 1238.61 | 0 | 1796.808
637 | 1158.511 | 0 | 1158.512 | 0 | 1360.978
638 | 1234.863 | 0 | 1234.863 | 0 | 0
639 | 1047.104 | 0 | 1047.104 | 0 | 0
640 | 1281.661 | 0 | 1281.661 | 0 | 0
641 | 1055.169 | 0 | 1055.169 | 0 | 0
642 | 1044.091 | 0 | 192.946 | 851.145 | 0
643 | 1088.323 | 0 | 0 | 1088.323 | 0
644 | 898.4 | 0 | 0 | 898.4 | 0
645 | 270.4 | 0 | 0 | 270.4 | 0
646 | 91.2 | 0 | 0 | 91.2 | 0
647 | 94.4 | 0 | 0 | 94.4 | 0
648 | 91.2 | 0 | 0 | 91.2 | 0
649 | 96 | 0 | 0 | 96 | 0
650 | 88 | 0 | 0 | 88 | 0
651 | 94.4 | 0 | 0 | 94.4 | 0
652 | 85.6 | 0 | 0 | 85.6 | 0
653 | 95.2 | 0 | 0 | 95.2 | 0
654 | 88 | 0 | 0 | 88 | 0
655 | 93.6 | 0 | 54.892 | 38.708 | 0
656 | 77.076 | 0 | 77.076 | 0 | 1043.131
657 | 83.396 | 0 | 83.396 | 0 | 1541.575
658 | 78.901 | 0 | 78.901 | 0 | 1796.808
659 | 86.02 | 0 | 86.02 | 0 | 37.752
660 | 80.475 | 0 | 80.475 | 0 | 0
661 | 88.61 | 0 | 88.61 | 0 | 0
662 | 80.761 | 0 | 80.761 | 0 | 0
663 | 95.362 | 0 | 95.362 | 0 | 0
664 | 84.557 | 0 | 84.557 | 0 | 0
665 | 90.093 | 0 | 90.093 | 0 | 0
666 | 80.774 | 0 | 80.774 | 0 | 0
667 | 96.805 | 0 | 0 | 96.805 | 0
668 | 86.4 | 0 | 0 | 86.4 | 0
669 | 93.6 | 0 | 0 | 93.6 | 0
670 | 87.2 | 0 | 0 | 87.2 | 0
671 | 92.8 | 0 | 0 | 92.8 | 0
672 | 87.2 | 0 | 0 | 87.2 | 0
673 | 93.6 | 0 | 0 | 93.6 | 0
674 | 88 | 0 | 0 | 88 | 0
675 | 92.8 | 0 | 0 | 92.8 | 0
676 | 87.2 | 0 | 0 | 87.2 | 0
677 | 93.6 | 0 | 0 | 93.6 | 0
678 | 83.2 | 0 | 0 | 83.2 | 0
679 | 84.8 | 0 | 51.589 | 33.211 | 0
680 | 79.796 | 0 | 79.796 | 0 | 1010.356
681 | 84.042 | 0 | 84.042 | 0 | 231.204
682 | 80.506 | 0 | 80.506 | 0 | 0
683 | 81.184 | 0 | 81.184 | 0 | 0
684 | 80.078 | 0 | 80.078 | 0 | 0
685 | 81.515 | 0 | 81.515 | 0 | 0
686 | 74.649 | 0 | 74.649 | 0 | 0
687 | 88.307 | 0 | 88.307 | 0 | 0
688 | 79.067 | 0 | 79.067 | 0 | 0
689 | 84.323 | 0 | 84.323 | 0 | 0
690 | 79.24 | 0 | 79.24 | 0 | 0
691 | 95.215 | 0 | 0 | 95.215 | 0
692 | 89.6 | 0 | 0 | 89.6 | 0
693 | 93.6 | 0 | 0 | 93.6 | 0
694 | 87.2 | 0 | 0 | 87.2 | 0
695 | 96.8 | 0 | 0 | 96.8 | 0
696 | 87.2 | 0 | 0 | 87.2 | 0
697 | 93.6 | 0 | 0 | 93.6 | 0
698 | 88.8 | 0 | 0 | 88.8 | 0
699 | 87.2 | 0 | 0 | 87.2 | 0
700 | 87.2 | 0 | 0 | 87.2 | 0
701 | 93.6 | 0 | 0 | 93.6 | 0
702 | 84 | 0 | 0 | 84 | 0
703 | 87.2 | 0 | 0 | 87.2 | 0
704 | 76.02 | 0 | 76.02 | 0 | 164.657
705 | 84.507 | 0 | 84.507 | 0 | 1138.778
706 | 72.771 | 0 | 72.771 | 0 | 0
707 | 81.102 | 0 | 81.102 | 0 | 0
708 | 75.163 | 0 | 75.163 | 0 | 0
709 | 86.617 | 0 | 86.617 | 0 | 0
710 | 78.42 | 0 | 78.42 | 0 | 0
711 | 78.853 | 0 | 78.853 | 0 | 0
712 | 79.653 | 0 | 79.653 | 0 | 0
713 | 88.652 | 0 | 88.652 | 0 | 0
714 | 82.665 | 0 | 82.665 | 0 | 0
715 | 97.636 | 0 | 0 | 97.636 | 0
716 | 88.8 | 0 | 0 | 88.8 | 0
717 | 94.4 | 0 | 0 | 94.4 | 0
718 | 87.2 | 0 | 0 | 87.2 | 0
719 | 91.2 | 0 | 0 | 91.2 | 0
720 | 84.8 | 0 | 0 | 84.8 | 0
721 | 93.6 | 0 | 0 | 93.6 | 0
722 | 81.6 | 0 | 0 | 81.6 | 0
723 | 92.8 | 0 | 0 | 92.8 | 0
724 | 80 | 0 | 0 | 80 | 0
725 | 90.4 | 0 | 0 | 90.4 | 0
726 | 80 | 0 | 0 | 80 | 0
727 | 86.4 | 0 | 12.815 | 73.585 | 0
728 | 75.453 | 0 | 75.453 | 0 | 505.465
729 | 85.467 | 0 | 85.468 | 0 | 758.803
730 | 74.454 | 0 | 74.454 | 0 | 0
731 | 80.579 | 0 | 80.579 | 0 | 0
732 | 73.28 | 0 | 73.28 | 0 | 0
733 | 82.654 | 0 | 82.654 | 0 | 0
734 | 74.961 | 0 | 74.961 | 0 | 0
735 | 86.787 | 0 | 86.787 | 0 | 0
736 | 81.253 | 0 | 81.253 | 0 | 0
737 | 87.089 | 0 | 87.089 | 0 | 0
738 | 79.66 | 0 | 79.66 | 0 | 0
739 | 96.821 | 0 | 0 | 96.821 | 0
740 | 88 | 0 | 0 | 88 | 0
741 | 91.2 | 0 | 0 | 91.2 | 0
742 | 86.4 | 0 | 0 | 86.4 | 0
743 | 92.8 | 0 | 0 | 92.8 | 0
744 | 88 | 0 | 0 | 88 | 0
745 | 94.4 | 0 | 0 | 94.4 | 0
746 | 87.2 | 0 | 0 | 87.2 | 0
747 | 93.6 | 0 | 0 | 93.6 | 0
748 | 80 | 0 | 0 | 80 | 0
749 | 88.8 | 0 | 0 | 88.8 | 0
750 | 86.4 | 0 | 0 | 86.4 | 0
751 | 88.8 | 0 | 53.266 | 35.534 | 0
752 | 79.281 | 0 | 79.281 | 0 | 949.362
753 | 84.741 | 0 | 84.742 | 0 | 285.007
754 | 75.611 | 0 | 75.611 | 0 | 0
755 | 86.655 | 0 | 86.655 | 0 | 0
756 | 74.903 | 0 | 74.903 | 0 | 0
757 | 87.642 | 0 | 87.642 | 0 | 0
758 | 82.638 | 0 | 82.638 | 0 | 0
759 | 89.332 | 0 | 89.332 | 0 | 0
760 | 81.435 | 0 | 81.435 | 0 | 0
761 | 83.254 | 0 | 83.254 | 0 | 0
762 | 82.933 | 0 | 82.933 | 0 | 0
763 | 96.007 | 0 | 0 | 96.007 | 0
764 | 91.2 | 0 | 0 | 91.2 | 0
765 | 93.6 | 0 | 0 | 93.6 | 0
766 | 88.8 | 0 | 0 | 88.8 | 0
767 | 97.6 | 0 | 0 | 97.6 | 0
768 | 90.4 | 0 | 0 | 90.4 | 0
769 | 92.8 | 0 | 0 | 92.8 | 0
770 | 86.4 | 0 | 0 | 86.4 | 0
771 | 91.2 | 0 | 0 | 91.2 | 0
772 | 87.2 | 0 | 0 | 87.2 | 0
773 | 92.8 | 0 | 0 | 92.8 | 0
774 | 85.6 | 0 | 0 | 85.6 | 0
775 | 76.8 | 0 | 60.744 | 16.056 | 0
776 | 82.775 | 0 | 82.775 | 0 | 877.594
777 | 646.748 | 0 | 646.748 | 0 | 357.34
778 | 552.934 | 0 | 552.934 | 0 | 0
779 | 876.383 | 0 | 876.383 | 0 | 0
780 | 949.841 | 0 | 949.841 | 0 | 0
781 | 1244.374 | 0 | 1244.374 | 0 | 0
782 | 1169.848 | 0 | 1169.848 | 0 | 0
783 | 1381.741 | 0 | 1381.741 | 0 | 0
784 | 889.368 | 0 | 889.368 | 0 | 0
785 | 1360.953 | 0 | 945.906 | 415.047 | 0
786 | 1095.157 | 0 | 200.578 | 894.579 | 0
787 | 1127.015 | 0 | 0 | 1127.015 | 0
788 | 1211.2 | 0 | 0 | 1211.2 | 0
789 | 1118.4 | 0 | 0 | 1118.4 | 0
790 | 1337.6 | 0 | 0 | 1337.6 | 0
791 | 1112 | 0 | 0 | 1112 | 0
792 | 163.2 | 0 | 0 | 163.2 | 0
793 | 108.8 | 0 | 0 | 108.8 | 0
794 | 94.4 | 0 | 0 | 94.4 | 0
795 | 105.6 | 0 | 0 | 105.6 | 0
796 | 101.6 | 0 | 0 | 101.6 | 0
797 | 105.6 | 0 | 0 | 105.6 | 0
798 | 95.2 | 0 | 0 | 95.2 | 0
799 | 87.2 | 0 | 64.693 | 22.507 | 0
800 | 82.403 | 0 | 82.403 | 0 | 1036.563
801 | 835.519 | 0 | 835.519 | 0 | 1408.719
802 | 1039.674 | 0 | 1039.674 | 0 | 1796.808
803 | 891.524 | 0 | 891.524 | 0 | 1796.808
804 | 1352.422 | 0 | 1352.422 | 0 | 1796.808
805 | 1341.667 | 0 | 1341.667 | 0 | 1081.615
806 | 1194.461 | 0 | 1194.461 | 0 | 0
807 | 1481.371 | 0 | 1481.371 | 0 | 0
808 | 1646.336 | 963.701 | 682.635 | 0 | 0
809 | 1713.488 | 1030.343 | 683.145 | 0 | 0
810 | 1434.101 | 1317.309 | 116.792 | 0 | 0
811 | 1539.509 | 0 | 0 | 1539.509 | 0
812 | 1661.6 | 0 | 0 | 1661.6 | 0
813 | 1616 | 0 | 0 | 1616 | 0
814 | 1728.8 | 0 | 0 | 1728.8 | 0
815 | 1469.6 | 0 | 0 | 1469.6 | 0
816 | 1761.6 | 1761.6 | 0 | 0 | 0
817 | 1354.4 | 1354.4 | 0 | 0 | 0
818 | 1331.2 | 1331.2 | 0 | 0 | 0
819 | 1416.8 | 1416.8 | 0 | 0 | 0
820 | 1299.2 | 1299.2 | 0 | 0 | 0
821 | 1488 | 1488 | 0 | 0 | 0
822 | 1488.8 | 1488.8 | 0 | 0 | 0
823 | 1292.8 | 1229.506 | 63.294 | 0 | 0
824 | 1289.506 | 57.29 | 1082.917 | 149.299 | 0
825 | 1526.73 | 0 | 1526.73 | 0 | 540.555
826 | 1083.978 | 0 | 1083.978 | 0 | 1319.866
827 | 1402.913 | 0 | 1402.913 | 0 | 1189.141
828 | 1305.329 | 0 | 1305.329 | 0 | 1796.808
829 | 1517.919 | 0 | 1517.919 | 0 | 1611.039
830 | 1335.878 | 0 | 1335.878 | 0 | 1628.647
831 | 1360.865 | 0 | 1360.865 | 0 | 960.36
832 | 1604.627 | 0 | 1604.627 | 0 | 40.131
833 | 1501.802 | 356.254 | 1145.548 | 0 | 0
834 | 1303.802 | 1112.765 | 191.037 | 0 | 0
835 | 1407.738 | 0 | 0 | 1407.738 | 0
836 | 1397.6 | 0 | 0 | 1397.6 | 0
837 | 1207.2 | 0 | 0 | 1207.2 | 0
838 | 1357.6 | 0 | 0 | 1357.6 | 0
839 | 1300.8 | 0 | 0 | 1300.8 | 0
840 | 1248.8 | 1248.8 | 0 | 0 | 0
841 | 1178.4 | 1178.4 | 0 | 0 | 0
842 | 1225.6 | 1225.6 | 0 | 0 | 0
843 | 1224.8 | 1224.8 | 0 | 0 | 0
844 | 903.2 | 903.2 | 0 | 0 | 0
845 | 1121.6 | 1121.6 | 0 | 0 | 0
846 | 1310.4 | 1310.4 | 0 | 0 | 0
847 | 1152 | 1152 | 0 | 0 | 0
848 | 933.17 | 712.152 | 221.018 | 0 | 0
849 | 1215.698 | 117.325 | 1098.373 | 0 | 0
850 | 1139.46 | 0 | 1139.46 | 0 | 394.077
851 | 1551.141 | 0 | 1551.141 | 0 | 403.488
852 | 1338.153 | 0 | 1338.153 | 0 | 996.097
853 | 1140.835 | 0 | 1140.835 | 0 | 1796.808
854 | 1315.264 | 0 | 1315.264 | 0 | 1505.91
855 | 1361.037 | 0 | 1361.037 | 0 | 895.529
856 | 1270.539 | 0 | 1270.539 | 0 | 313.313
857 | 1377.713 | 348.147 | 1029.566 | 0 | 0
858 | 1430.203 | 1123.248 | 222.015 | 84.94 | 0
859 | 1135.9 | 0 | 0 | 1135.9 | 0
860 | 1324 | 0 | 0 | 1324 | 0
861 | 1216.8 | 0 | 0 | 1216.8 | 0
862 | 1368.8 | 0 | 0 | 1368.8 | 0
863 | 1304 | 0 | 0 | 1304 | 0
864 | 504 | 0 | 0 | 504 | 0
865 | 308.8 | 308.8 | 0 | 0 | 0
866 | 223.2 | 223.2 | 0 | 0 | 0
867 | 305.6 | 305.6 | 0 | 0 | 0
868 | 234.4 | 234.4 | 0 | 0 | 0
869 | 284.8 | 284.8 | 0 | 0 | 0
870 | 280.8 | 280.8 | 0 | 0 | 0
871 | 279.2 | 0 | 58.15 | 221.05 | 0
872 | 207.884 | 0 | 207.884 | 0 | 884.976
873 | 1383.408 | 0 | 1383.408 | 0 | 861.199
874 | 1305.53 | 0 | 1305.53 | 0 | 1721.994
875 | 1615.041 | 0 | 1615.041 | 0 | 1670.264
876 | 1779.002 | 0 | 1779.002 | 0 | 1599.494
877 | 1624.258 | 0 | 1624.258 | 0 | 1656.997
878 | 1539.01 | 0 | 1539.01 | 0 | 691.624
879 | 1787.689 | 0 | 1787.689 | 0 | 0
880 | 1354.304 | 0 | 1354.304 | 0 | 0
881 | 1620.241 | 909.659 | 710.582 | 0 | 0
882 | 1300.99 | 890.119 | 175.344 | 235.527 | 0
883 | 1394.069 | 0 | 0 | 1394.069 | 0
884 | 1272 | 0 | 0 | 1272 | 0
885 | 1471.2 | 0 | 0 | 1471.2 | 0
886 | 1444 | 0 | 0 | 1444 | 0
887 | 1357.6 | 0 | 0 | 1357.6 | 0
888 | 576.8 | 0 | 0 | 576.8 | 0
889 | 498.4 | 498.4 | 0 | 0 | 0
890 | 498.4 | 498.4 | 0 | 0 | 0
891 | 504 | 504 | 0 | 0 | 0
892 | 421.6 | 421.6 | 0 | 0 | 0
893 | 485.6 | 485.6 | 0 | 0 | 0
894 | 467.2 | 467.2 | 0 | 0 | 0
895 | 472 | 0 | 58.388 | 413.612 | 0
896 | 385.522 | 0 | 385.522 | 0 | 702.987
897 | 1044.814 | 0 | 1044.814 | 0 | 1230.414
898 | 1692.649 | 0 | 1692.649 | 0 | 1448.937
899 | 1873.143 | 0 | 1873.143 | 0 | 1796.808
900 | 1814.753 | 0 | 1814.753 | 0 | 1796.808
901 | 1605.764 | 0 | 1605.764 | 0 | 1796.808
902 | 1656.929 | 0 | 1656.929 | 0 | 313.785
903 | 1959.966 | 0 | 1959.966 | 0 | 0
904 | 1925.128 | 0 | 1925.128 | 0 | 0
905 | 1644.797 | 303.781 | 1341.016 | 0 | 0
906 | 1796.832 | 1572.511 | 224.321 | 0 | 0
907 | 1564.005 | 0 | 0 | 1564.005 | 0
908 | 1423.2 | 0 | 0 | 1423.2 | 0
909 | 1762.4 | 0 | 0 | 1762.4 | 0
910 | 1525.6 | 0 | 0 | 1525.6 | 0
911 | 1706.4 | 0 | 0 | 1706.4 | 0
912 | 526.4 | 526.4 | 0 | 0 | 0
913 | 477.6 | 477.6 | 0 | 0 | 0
914 | 487.2 | 487.2 | 0 | 0 | 0
915 | 450.4 | 450.4 | 0 | 0 | 0
916 | 410.4 | 410.4 | 0 | 0 | 0
917 | 498.4 | 498.4 | 0 | 0 | 0
918 | 480.8 | 480.8 | 0 | 0 | 0
919 | 402.4 | 203.821 | 15.376 | 183.203 | 0
920 | 183.582 | 0 | 183.582 | 0 | 933.849
921 | 1361.436 | 0 | 1361.436 | 0 | 938.182
922 | 1498.899 | 0 | 1498.899 | 0 | 1593.251
923 | 1608.087 | 0 | 1608.087 | 0 | 1796.808
924 | 1399.808 | 0 | 1399.808 | 0 | 1796.808
925 | 1724.006 | 0 | 1724.006 | 0 | 1796.808
926 | 1255.265 | 0 | 1255.265 | 0 | 230.842
927 | 1125.5 | 0 | 1125.5 | 0 | 0
928 | 1614.058 | 0 | 1614.058 | 0 | 0
929 | 1453.859 | 18.497 | 1435.362 | 0 | 0
930 | 1370.109 | 1150.739 | 219.37 | 0 | 0
931 | 1452.169 | 0 | 0 | 1452.169 | 0
932 | 1032 | 0 | 0 | 1032 | 0
933 | 1212.8 | 0 | 0 | 1212.8 | 0
934 | 1396.8 | 0 | 0 | 1396.8 | 0
935 | 964 | 0 | 0 | 964 | 0
936 | 1384.8 | 1384.8 | 0 | 0 | 0
937 | 1120 | 1120 | 0 | 0 | 0
938 | 1568.8 | 1568.8 | 0 | 0 | 0
939 | 1411.2 | 1411.2 | 0 | 0 | 0
940 | 1482.4 | 1482.4 | 0 | 0 | 0
941 | 1182.4 | 1182.4 | 0 | 0 | 0
942 | 1132 | 128.943 | 0 | 1003.057 | 0
943 | 1137.6 | 0 | 33.618 | 1103.982 | 0
944 | 182.01 | 0 | 182.01 | 0 | 677.691
945 | 481.147 | 0 | 481.147 | 0 | 1216.817
946 | 455.687 | 0 | 455.687 | 0 | 1796.808
947 | 498.735 | 0 | 498.735 | 0 | 1796.808
948 | 415.99 | 0 | 415.99 | 0 | 1796.808
949 | 320.018 | 0 | 320.018 | 0 | 1796.808
950 | 335.666 | 0 | 335.667 | 0 | 4.807
951 | 408.03 | 0 | 408.03 | 0 | 0
952 | 329.489 | 0 | 329.489 | 0 | 0
953 | 413.609 | 0 | 413.609 | 0 | 0
954 | 285.122 | 0 | 264.767 | 20.355 | 0
955 | 304.539 | 0 | 0 | 304.539 | 0
956 | 261.6 | 0 | 0 | 261.6 | 0
957 | 204 | 0 | 0 | 204 | 0
958 | 331.2 | 0 | 0 | 331.2 | 0
959 | 296.8 | 0 | 0 | 296.8 | 0
960 | 302.4 | 0 | 0 | 302.4 | 0
961 | 324.8 | 0 | 0 | 324.8 | 0
962 | 296.8 | 0 | 0 | 296.8 | 0
963 | 296.8 | 0 | 0 | 296.8 | 0
964 | 316 | 0 | 0 | 316 | 0
965 | 227.2 | 0 | 0 | 227.2 | 0
966 | 276 | 0 | 0 | 276 | 0
967 | 256.8 | 0 | 58.393 | 198.407 | 0
968 | 246.146 | 0 | 246.146 | 0 | 840.533
969 | 460.316 | 0 | 460.316 | 0 | 1789.52
970 | 1172.832 | 0 | 1172.832 | 0 | 1439.682
971 | 1566.318 | 0 | 1566.318 | 0 | 0
972 | 1214.229 | 0 | 1214.229 | 0 | 0
973 | 1567.117 | 0 | 1567.117 | 0 | 0
974 | 1509.312 | 0 | 1509.312 | 0 | 0
975 | 1604.899 | 0 | 1604.899 | 0 | 0
976 | 1215.644 | 0 | 1215.644 | 0 | 0
977 | 1300.307 | 289.221 | 1011.086 | 0 | 0
978 | 1151.05 | 945.81 | 205.24 | 0 | 0
979 | 1456.677 | 0 | 0 | 1456.677 | 0
980 | 1494.4 | 0 | 0 | 1494.4 | 0
981 | 1808.8 | 11.992 | 0 | 1796.808 | 0
982 | 1650.4 | 0 | 0 | 1650.4 | 0
983 | 1209.6 | 0 | 0 | 1209.6 | 0
984 | 1028 | 1028 | 0 | 0 | 0
985 | 1335.2 | 1335.2 | 0 | 0 | 0
986 | 1325.6 | 1325.6 | 0 | 0 | 0
987 | 1358.4 | 1358.4 | 0 | 0 | 0
988 | 1510.4 | 1510.4 | 0 | 0 | 0
989 | 1220.8 | 1220.8 | 0 | 0 | 0
990 | 1460.8 | 1460.8 | 0 | 0 | 0
991 | 1494.4 | 1081.54 | 46.207 | 366.653 | 0
992 | 1213.91 | 0 | 1023.64 | 190.27 | 0
993 | 1285.355 | 0 | 1285.355 | 0 | 867.144
994 | 1854.487 | 0 | 1854.487 | 0 | 1110.78
995 | 1700.494 | 0 | 1700.494 | 0 | 1447.142
996 | 1593.166 | 0 | 1593.166 | 0 | 1796.808
997 | 1302.813 | 0 | 1302.813 | 0 | 1364.251
998 | 1470.149 | 0 | 1470.149 | 0 | 1399.526
999 | 1044.668 | 0 | 1044.668 | 0 | 1100.896
1000 | 1161.083 | 0 | 1161.083 | 0 | 0
1001 | 1434.037 | 312.227 | 1121.81 | 0 | 0
1002 | 1519.101 | 1367.132 | 151.969 | 0 | 0
1003 | 1470.4 | 0 | 0 | 1470.4 | 0
1004 | 1118.4 | 0 | 0 | 1118.4 | 0
1005 | 1686.4 | 0 | 0 | 1686.4 | 0
1006 | 1632 | 0 | 0 | 1632 | 0
1007 | 1343.2 | 0 | 0 | 1343.2 | 0
1008 | 1206.4 | 1206.4 | 0 | 0 | 0
1009 | 1653.6 | 1653.6 | 0 | 0 | 0
1010 | 1780 | 1780 | 0 | 0 | 0
1011 | 1225.6 | 1225.6 | 0 | 0 | 0
1012 | 1333.6 | 1333.6 | 0 | 0 | 0
1013 | 1466.4 | 1466.4 | 0 | 0 | 0
1014 | 1376 | 1376 | 0 | 0 | 0
1015 | 1212 | 514.99 | 29.811 | 667.199 | 0
1016 | 1119.408 | 0 | 872.199 | 247.209 | 0
1017 | 1135.205 | 0 | 1135.205 | 0 | 720.013
1018 | 1502.098 | 0 | 1502.098 | 0 | 1096.573
1019 | 1740.14 | 0 | 1740.14 | 0 | 1071.85
1020 | 1403.041 | 0 | 1403.041 | 0 | 1728.834
1021 | 1200.195 | 0 | 1200.195 | 0 | 1796.808
1022 | 1044.046 | 0 | 1044.046 | 0 | 1796.808
1023 | 1298.188 | 0 | 1298.187 | 0 | 875.661
1024 | 1559.024 | 0 | 1559.024 | 0 | 0
1025 | 1238.191 | 0 | 1035.356 | 202.835 | 0
1026 | 1380.315 | 0 | 186.578 | 1193.737 | 0
1027 | 886.366 | 0 | 0 | 886.366 | 0
1028 | 1113.6 | 0 | 0 | 1113.6 | 0
1029 | 1129.6 | 0 | 0 | 1129.6 | 0
1030 | 1440.8 | 0 | 0 | 1440.8 | 0
1031 | 1332.8 | 0 | 0 | 1332.8 | 0
1032 | 138.4 | 0 | 0 | 138.4 | 0
1033 | 97.6 | 0 | 0 | 97.6 | 0
1034 | 94.4 | 0 | 0 | 94.4 | 0
1035 | 103.2 | 0 | 0 | 103.2 | 0
1036 | 92.8 | 0 | 0 | 92.8 | 0
1037 | 98.4 | 0 | 0 | 98.4 | 0
1038 | 89.6 | 0 | 0 | 89.6 | 0
1039 | 84.8 | 0 | 40.621 | 44.179 | 0
1040 | 86.437 | 0 | 86.437 | 0 | 809.993
1041 | 660.137 | 0 | 660.137 | 0 | 1261.984
1042 | 1046.053 | 0 | 1046.053 | 0 | 1712.694
1043 | 1011.485 | 0 | 1011.485 | 0 | 1796.808
1044 | 1077.866 | 0 | 1077.866 | 0 | 1796.808
1045 | 1280.894 | 0 | 1280.894 | 0 | 1589.747
1046 | 1305.495 | 0 | 1305.495 | 0 | 0
1047 | 1222.683 | 0 | 1222.683 | 0 | 0
1048 | 1378.71 | 0 | 1378.71 | 0 | 0
1049 | 1442.884 | 199.647 | 1243.237 | 0 | 0
1050 | 1317.715 | 867.411 | 213.665 | 236.639 | 0
1051 | 1407.2 | 0 | 0 | 1407.2 | 0
1052 | 1616.8 | 0 | 0 | 1616.8 | 0
1053 | 1705.6 | 0 | 0 | 1705.6 | 0
1054 | 1624 | 0 | 0 | 1624 | 0
1055 | 1382.4 | 0 | 0 | 1382.4 | 0
1056 | 136.8 | 0 | 0 | 136.8 | 0
1057 | 104.8 | 104.8 | 0 | 0 | 0
1058 | 96.8 | 96.8 | 0 | 0 | 0
1059 | 100 | 100 | 0 | 0 | 0
1060 | 98.4 | 98.4 | 0 | 0 | 0
1061 | 101.6 | 101.6 | 0 | 0 | 0
1062 | 95.2 | 95.2 | 0 | 0 | 0
1063 | 92.8 | 0 | 37.431 | 55.369 | 0
1064 | 85.97 | 0 | 85.97 | 0 | 833.195
1065 | 932.616 | 0 | 932.616 | 0 | 1108.388
1066 | 1383.414 | 0 | 1383.414 | 0 | 1520.208
1067 | 1261.111 | 0 | 1261.111 | 0 | 1796.808
1068 | 1457.305 | 0 | 1457.305 | 0 | 1796.808
1069 | 1348.064 | 0 | 1348.064 | 0 | 1796.808
1070 | 1417.335 | 0 | 1417.335 | 0 | 234.333
1071 | 1553.989 | 0 | 1553.989 | 0 | 0
1072 | 1478.554 | 0 | 1478.554 | 0 | 0
1073 | 1282.839 | 33.064 | 1249.775 | 0 | 0
1074 | 1716.587 | 1506.639 | 209.948 | 0 | 0
1075 | 1229.933 | 0 | 0 | 1229.933 | 0
1076 | 828.8 | 0 | 0 | 828.8 | 0
1077 | 1254.4 | 0 | 0 | 1254.4 | 0
1078 | 1271.2 | 0 | 0 | 1271.2 | 0
1079 | 1333.6 | 0 | 0 | 1333.6 | 0
1080 | 1302.4 | 51.255 | 0 | 1251.145 | 0
1081 | 1362.4 | 1362.4 | 0 | 0 | 0
1082 | 933.6 | 933.6 | 0 | 0 | 0
1083 | 1361.6 | 1361.6 | 0 | 0 | 0
1084 | 1337.6 | 1337.6 | 0 | 0 | 0
1085 | 996 | 996 | 0 | 0 | 0
1086 | 1271.2 | 1271.2 | 0 | 0 | 0
1087 | 1043.2 | 0 | 47.47 | 995.73 | 0
1088 | 860.551 | 0 | 860.551 | 0 | 153.702
1089 | 1094.398 | 0 | 1094.398 | 0 | 1054.832
1090 | 1122.775 | 0 | 1122.775 | 0 | 1796.808
1091 | 1142.288 | 0 | 1142.288 | 0 | 1796.808
1092 | 987.833 | 0 | 987.833 | 0 | 1796.808
1093 | 1098.997 | 0 | 1098.997 | 0 | 1796.808
1094 | 1323.29 | 0 | 1323.29 | 0 | 690.782
1095 | 1200.589 | 0 | 1200.589 | 0 | 0
1096 | 1175.229 | 0 | 1175.229 | 0 | 0
1097 | 1183.22 | 0 | 1183.22 | 0 | 0
1098 | 1286.45 | 1087.538 | 198.912 | 0 | 0
1099 | 1205.541 | 0 | 0 | 1205.541 | 0
1100 | 1044 | 0 | 0 | 1044 | 0
1101 | 1465.6 | 0 | 0 | 1465.6 | 0
1102 | 1054.4 | 0 | 0 | 1054.4 | 0
1103 | 1262.4 | 0 | 0 | 1262.4 | 0
1104 | 936 | 936 | 0 | 0 | 0
1105 | 1169.6 | 1169.6 | 0 | 0 | 0
1106 | 1276 | 1276 | 0 | 0 | 0
1107 | 1006.4 | 1006.4 | 0 | 0 | 0
1108 | 1429.6 | 1429.6 | 0 | 0 | 0
1109 | 1362.4 | 1362.4 | 0 | 0 | 0
1110 | 1094.4 | 145.888 | 0 | 948.512 | 0
1111 | 1244 | 0 | 59.645 | 1184.355 | 0
1112 | 182.026 | 0 | 182.026 | 0 | 863.171
1113 | 152.29 | 0 | 152.29 | 0 | 1796.808
1114 | 181.165 | 0 | 181.165 | 0 | 1796.808
1115 | 170.605 | 0 | 170.605 | 0 | 1796.808
1116 | 185.42 | 0 | 185.42 | 0 | 1796.808
1117 | 195.463 | 0 | 195.464 | 0 | 1036.144
1118 | 197.058 | 0 | 197.058 | 0 | 0
1119 | 129.537 | 0 | 129.537 | 0 | 0
1120 | 177.796 | 0 | 177.796 | 0 | 0
1121 | 117.348 | 0 | 117.348 | 0 | 0
1122 | 99.261 | 0 | 99.261 | 0 | 0
1123 | 110.145 | 0 | 0 | 110.145 | 0
1124 | 108 | 0 | 0 | 108 | 0
1125 | 100 | 0 | 0 | 100 | 0
1126 | 91.2 | 0 | 0 | 91.2 | 0
1127 | 100 | 0 | 0 | 100 | 0
1128 | 93.6 | 0 | 0 | 93.6 | 0
1129 | 98.4 | 0 | 0 | 98.4 | 0
1130 | 90.4 | 0 | 0 | 90.4 | 0
1131 | 96.8 | 0 | 0 | 96.8 | 0
1132 | 91.2 | 0 | 0 | 91.2 | 0
1133 | 96.8 | 0 | 0 | 96.8 | 0
1134 | 89.6 | 0 | 0 | 89.6 | 0
1135 | 92.8 | 0 | 92.8 | 0 | 25.896
1136 | 86.74 | 0 | 86.74 | 0 | 1153.069
1137 | 858.247 | 0 | 858.247 | 0 | 118.828
1138 | 1207.142 | 0 | 1207.142 | 0 | 0
1139 | 1636.944 | 0 | 1636.944 | 0 | 0
1140 | 1392.639 | 0 | 1392.639 | 0 | 0
1141 | 1733.618 | 0 | 1733.618 | 0 | 0
1142 | 1461.298 | 0 | 1461.298 | 0 | 0
1143 | 1523.695 | 0 | 1523.695 | 0 | 0
1144 | 1550.416 | 0 | 1550.416 | 0 | 0
1145 | 1733.837 | 323.131 | 1410.706 | 0 | 0
1146 | 1717.427 | 1432.526 | 284.901 | 0 | 0
1147 | 1575.959 | 0 | 0 | 1575.959 | 0
1148 | 1707.2 | 0 | 0 | 1707.2 | 0
1149 | 1400 | 0 | 0 | 1400 | 0
1150 | 1287.2 | 0 | 0 | 1287.2 | 0
1151 | 1057.6 | 0 | 0 | 1057.6 | 0
1152 | 1536.8 | 1536.8 | 0 | 0 | 0
1153 | 997.6 | 997.6 | 0 | 0 | 0
1154 | 1274.4 | 1274.4 | 0 | 0 | 0
1155 | 1188.8 | 1188.8 | 0 | 0 | 0
1156 | 1111.2 | 1111.2 | 0 | 0 | 0
1157 | 1072.8 | 1072.8 | 0 | 0 | 0
1158 | 1068.8 | 1068.8 | 0 | 0 | 0
1159 | 1287.2 | 44.482 | 105.869 | 1136.849 | 0
1160 | 1071.05 | 0 | 1071.05 | 0 | 107.686
1161 | 1356.959 | 0 | 1356.959 | 0 | 1010.955
1162 | 1375.012 | 0 | 1375.012 | 0 | 1796.808
1163 | 1335.484 | 0 | 1335.484 | 0 | 1796.808
1164 | 1194.744 | 0 | 1194.744 | 0 | 1796.808
1165 | 1239.472 | 0 | 1239.472 | 0 | 1179.929
1166 | 1494.782 | 0 | 1494.782 | 0 | 1066.832
1167 | 1663.536 | 0 | 1663.536 | 0 | 330.722
1168 | 1380.276 | 0 | 1380.276 | 0 | 0
1169 | 1448.549 | 0 | 1448.549 | 0 | 0
1170 | 1689.979 | 872.51 | 288.238 | 529.231 | 0
1171 | 1823.205 | 26.397 | 0 | 1796.808 | 0
1172 | 855.2 | 0 | 0 | 855.2 | 0
1173 | 1082.4 | 0 | 0 | 1082.4 | 0
1174 | 1165.6 | 0 | 0 | 1165.6 | 0
1175 | 1396.8 | 0 | 0 | 1396.8 | 0
1176 | 754.4 | 0 | 0 | 754.4 | 0
1177 | 602.4 | 602.4 | 0 | 0 | 0
1178 | 580.8 | 580.8 | 0 | 0 | 0
1179 | 700.8 | 700.8 | 0 | 0 | 0
1180 | 725.6 | 725.6 | 0 | 0 | 0
1181 | 505.6 | 505.6 | 0 | 0 | 0
1182 | 723.2 | 723.2 | 0 | 0 | 0
1183 | 676.8 | 0 | 92.431 | 584.369 | 0
1184 | 771.604 | 0 | 771.604 | 0 | 348.745
1185 | 658.296 | 0 | 658.296 | 0 | 1623.974
1186 | 829.986 | 0 | 829.986 | 0 | 1796.808
1187 | 571.13 | 0 | 571.13 | 0 | 1796.808
1188 | 704.878 | 0 | 704.878 | 0 | 1796.808
1189 | 802.622 | 0 | 802.622 | 0 | 1723.405
1190 | 845.333 | 0 | 845.333 | 0 | 0
1191 | 810.397 | 0 | 810.397 | 0 | 0
1192 | 948.631 | 0 | 948.631 | 0 | 0
1193 | 863.605 | 0 | 863.605 | 0 | 0
1194 | 870.304 | 0 | 252.382 | 617.922 | 0
1195 | 797.6 | 0 | 0 | 797.6 | 0
1196 | 838.4 | 0 | 0 | 838.4 | 0
1197 | 759.2 | 0 | 0 | 759.2 | 0
1198 | 689.6 | 0 | 0 | 689.6 | 0
1199 | 551.2 | 0 | 0 | 551.2 | 0
1200 | 689.6 | 0 | 0 | 689.6 | 0
1201 | 1026.4 | 1026.4 | 0 | 0 | 0
1202 | 1103.2 | 1103.2 | 0 | 0 | 0
1203 | 797.6 | 649.566 | 0 | 148.034 | 0
1204 | 818.4 | 0 | 0 | 818.4 | 0
1205 | 779.2 | 0 | 0 | 779.2 | 0
1206 | 741.6 | 0 | 0 | 741.6 | 0
1207 | 836.8 | 0 | 102.748 | 734.052 | 0
1208 | 625.816 | 0 | 625.816 | 0 | 517.455
1209 | 296.104 | 0 | 296.104 | 0 | 1796.808
1210 | 281.168 | 0 | 281.168 | 0 | 1796.808
1211 | 221.19 | 0 | 221.19 | 0 | 1796.808
1212 | 299.592 | 0 | 299.592 | 0 | 1796.808
1213 | 888.252 | 0 | 888.252 | 0 | 1381.86
1214 | 1121.586 | 0 | 1121.586 | 0 | 0
1215 | 839.555 | 0 | 839.555 | 0 | 0
1216 | 1363.969 | 0 | 1363.969 | 0 | 0
1217 | 1384.49 | 0 | 1384.49 | 0 | 0
1218 | 1247.034 | 635.821 | 271.452 | 339.762 | 0
1219 | 1191.158 | 0 | 0 | 1191.158 | 0
1220 | 1089.6 | 0 | 0 | 1089.6 | 0
1221 | 1178.4 | 0 | 0 | 1178.4 | 0
1222 | 1048 | 0 | 0 | 1048 | 0
1223 | 1239.2 | 0 | 0 | 1239.2 | 0
1224 | 1102.4 | 0 | 0 | 1102.4 | 0
1225 | 1004 | 1004 | 0 | 0 | 0
1226 | 894.4 | 894.4 | 0 | 0 | 0
1227 | 741.6 | 741.6 | 0 | 0 | 0
1228 | 812 | 812 | 0 | 0 | 0
1229 | 906.4 | 906.4 | 0 | 0 | 0
1230 | 1295.2 | 1295.2 | 0 | 0 | 0
1231 | 1083.2 | 0 | 106.912 | 976.288 | 0
1232 | 928.89 | 0 | 928.89 | 0 | 253.767
1233 | 1047.146 | 0 | 1047.146 | 0 | 1324.524
1234 | 1458.486 | 0 | 1458.486 | 0 | 1776.516
1235 | 1341.872 | 0 | 1341.872 | 0 | 1796.808
1236 | 1455.678 | 0 | 1455.678 | 0 | 1796.808
1237 | 1622.4 | 0 | 1622.4 | 0 | 1796.808
1238 | 1434.147 | 0 | 1434.147 | 0 | 341.316
1239 | 1627.379 | 0 | 1627.379 | 0 | 0
1240 | 1212.806 | 0 | 1212.806 | 0 | 0
1241 | 1458.823 | 23.371 | 1435.452 | 0 | 0
1242 | 1503.121 | 1226.151 | 276.97 | 0 | 0
1243 | 1519.235 | 0 | 0 | 1519.235 | 0
1244 | 1223.2 | 0 | 0 | 1223.2 | 0
1245 | 1371.2 | 0 | 0 | 1371.2 | 0
1246 | 1432.8 | 0 | 0 | 1432.8 | 0
1247 | 1228 | 0 | 0 | 1228 | 0
1248 | 1250.4 | 1183.807 | 0 | 66.593 | 0
1249 | 1195.2 | 1195.2 | 0 | 0 | 0
1250 | 1082.4 | 1082.4 | 0 | 0 | 0
1251 | 1088.8 | 1088.8 | 0 | 0 | 0
1252 | 1428 | 1428 | 0 | 0 | 0
1253 | 942.4 | 942.4 | 0 | 0 | 0
1254 | 957.6 | 957.6 | 0 | 0 | 0
1255 | 1361.6 | 0 | 103.02 | 1258.58 | 0
1256 | 1216.436 | 0 | 1151.236 | 65.2 | 0
1257 | 1066.076 | 0 | 1066.076 | 0 | 1249.677
1258 | 1100.807 | 0 | 1100.807 | 0 | 1796.808
1259 | 1411.611 | 0 | 1411.611 | 0 | 1796.808
1260 | 1365.056 | 0 | 1365.056 | 0 | 1796.808
1261 | 1239.767 | 0 | 1239.767 | 0 | 1796.808
1262 | 1146.147 | 0 | 1146.147 | 0 | 649.639
1263 | 1181.115 | 0 | 1181.115 | 0 | 0
1264 | 1267.883 | 0 | 1267.883 | 0 | 0
1265 | 1187.464 | 0 | 1187.464 | 0 | 0
1266 | 1008.407 | 749.578 | 258.829 | 0 | 0
1267 | 1409.602 | 0 | 0 | 1409.602 | 0
1268 | 946.4 | 0 | 0 | 946.4 | 0
1269 | 1150.4 | 0 | 0 | 1150.4 | 0
1270 | 1396 | 0 | 0 | 1396 | 0
1271 | 1171.2 | 0 | 0 | 1171.2 | 0
1272 | 1109.6 | 1109.6 | 0 | 0 | 0
1273 | 1380.8 | 1380.8 | 0 | 0 | 0
1274 | 1206.4 | 1206.4 | 0 | 0 | 0
1275 | 1380.8 | 1380.8 | 0 | 0 | 0
1276 | 1010.4 | 1010.4 | 0 | 0 | 0
1277 | 960 | 791.672 | 0 | 168.328 | 0
1278 | 1000 | 0 | 0 | 1000 | 0
1279 | 1016 | 0 | 93.122 | 922.878 | 0
1280 | 231.095 | 0 | 231.095 | 0 | 880.495
1281 | 181.355 | 0 | 181.355 | 0 | 1796.808
1282 | 156.897 | 0 | 156.897 | 0 | 1796.808
1283 | 202.713 | 0 | 202.713 | 0 | 1796.808
1284 | 193.831 | 0 | 193.831 | 0 | 1796.808
1285 | 194.696 | 0 | 194.696 | 0 | 1018.82
1286 | 147.249 | 0 | 147.249 | 0 | 0
1287 | 149.362 | 0 | 149.362 | 0 | 0
1288 | 167.046 | 0 | 167.046 | 0 | 0
1289 | 135.46 | 0 | 135.46 | 0 | 0
1290 | 134.638 | 0 | 134.638 | 0 | 0
1291 | 106.102 | 0 | 0 | 106.102 | 0
1292 | 0 | 0 | 0 | 0 | 0
1293 | 0 | 0 | 0 | 0 | 0
1294 | 85.6 | 0 | 0 | 85.6 | 0
1295 | 87.2 | 0 | 0 | 87.2 | 0
1296 | 90.4 | 0 | 0 | 90.4 | 0
1297 | 84.8 | 0 | 0 | 84.8 | 0
1298 | 87.2 | 0 | 0 | 87.2 | 0
1299 | 80.8 | 0 | 0 | 80.8 | 0
1300 | 86.4 | 0 | 0 | 86.4 | 0
1301 | 81.6 | 0 | 0 | 81.6 | 0
1302 | 86.4 | 0 | 0 | 86.4 | 0
1303 | 68.8 | 0 | 68.8 | 0 | 55.232
1304 | 94.436 | 0 | 94.436 | 0 | 920.219
1305 | 767.602 | 0 | 767.602 | 0 | 0
1306 | 1311.495 | 0 | 1311.495 | 0 | 0
1307 | 1454.312 | 0 | 1454.312 | 0 | 0
1308 | 1278.237 | 0 | 1278.237 | 0 | 0
1309 | 1477.846 | 0 | 1477.846 | 0 | 0
1310 | 1606.507 | 0 | 1606.507 | 0 | 0
1311 | 1514.242 | 0 | 1514.242 | 0 | 0
1312 | 1656.625 | 0 | 1656.625 | 0 | 0
1313 | 1550.847 | 172.213 | 1378.634 | 0 | 0
1314 | 1602.881 | 1339.519 | 263.362 | 0 | 0
1315 | 1592.239 | 0 | 0 | 1592.239 | 0
1316 | 1521.6 | 0 | 0 | 1521.6 | 0
1317 | 1444 | 0 | 0 | 1444 | 0
1318 | 1625.6 | 0 | 0 | 1625.6 | 0
1319 | 1578.4 | 0 | 0 | 1578.4 | 0
1320 | 1232.8 | 1232.8 | 0 | 0 | 0
1321 | 1146.4 | 1146.4 | 0 | 0 | 0
1322 | 1488 | 1488 | 0 | 0 | 0
1323 | 1347.2 | 1347.2 | 0 | 0 | 0
1324 | 1243.2 | 1243.2 | 0 | 0 | 0
1325 | 1531.2 | 1531.2 | 0 | 0 | 0
1326 | 1331.2 | 1331.2 | 0 | 0 | 0
1327 | 1144.8 | 1144.8 | 0 | 0 | 152.898
1328 | 1010.871 | 1010.871 | 0 | 0 | 1280.651
1329 | 1203.916 | 524.12 | 679.796 | 0 | 1796.808
1330 | 1503.542 | 0 | 1503.542 | 0 | 1796.808
1331 | 1515.135 | 186.305 | 1328.83 | 0 | 1796.808
1332 | 1556.164 | 1556.164 | 0 | 0 | 427.131
1333 | 1211.064 | 759.638 | 451.426 | 0 | 769.28
1334 | 1410.099 | 305.381 | 1104.718 | 0 | 0
1335 | 1317.507 | 563.772 | 753.735 | 0 | 0
1336 | 1520.142 | 1074.496 | 445.646 | 0 | 0
1337 | 1602.996 | 1473.666 | 129.33 | 0 | 0
1338 | 1509.998 | 1509.998 | 0 | 0 | 0
1339 | 1268.157 | 0 | 0 | 1268.157 | 0
1340 | 1219.2 | 0 | 0 | 1219.2 | 0
1341 | 1537.6 | 0 | 0 | 1537.6 | 0
1342 | 1788 | 0 | 0 | 1788 | 0
1343 | 1920 | 123.192 | 0 | 1796.808 | 0
1344 | 1416 | 1416 | 0 | 0 | 0
1345 | 1318.4 | 1318.4 | 0 | 0 | 0
1346 | 1386.4 | 1386.4 | 0 | 0 | 0
1347 | 1447.2 | 1447.2 | 0 | 0 | 0
1348 | 1560.8 | 1560.8 | 0 | 0 | 0
1349 | 1575.2 | 1575.2 | 0 | 0 | 0
1350 | 1132 | 1132 | 0 | 0 | 0
1351 | 1085.6 | 937.699 | 147.901 | 0 | 0
1352 | 972.737 | 0 | 972.737 | 0 | 283.621
1353 | 1002.649 | 0 | 1002.649 | 0 | 1364.126
1354 | 1224.946 | 0 | 1224.946 | 0 | 1796.808
1355 | 1629.851 | 0 | 1629.851 | 0 | 1796.808
1356 | 1267.651 | 0 | 1267.651 | 0 | 1796.808
1357 | 1387.724 | 0 | 1387.724 | 0 | 1207.225
1358 | 1508.577 | 0 | 1508.577 | 0 | 715.679
1359 | 1492.205 | 0 | 1492.205 | 0 | 92.638
1360 | 1115.506 | 328.611 | 786.895 | 0 | 0
1361 | 1715.058 | 402.171 | 1312.887 | 0 | 0
1362 | 1580.662 | 1415.878 | 164.784 | 0 | 0
1363 | 1152.8 | 0 | 0 | 1152.8 | 0
1364 | 1612 | 0 | 0 | 1612 | 0
1365 | 1400.8 | 0 | 0 | 1400.8 | 0
1366 | 1607.2 | 0 | 0 | 1607.2 | 0
1367 | 1369.6 | 0 | 0 | 1369.6 | 0
1368 | 1172 | 986.965 | 0 | 185.035 | 0
1369 | 1296.8 | 1296.8 | 0 | 0 | 0
1370 | 1394.4 | 1394.4 | 0 | 0 | 0
1371 | 1192 | 1192 | 0 | 0 | 0
1372 | 1368.8 | 1368.8 | 0 | 0 | 0
1373 | 1286.4 | 1286.4 | 0 | 0 | 0
1374 | 717.6 | 717.6 | 0 | 0 | 0
1375 | 961.6 | 0 | 153.73 | 807.87 | 0
1376 | 858.742 | 0 | 858.742 | 0 | 403.831
1377 | 924.647 | 0 | 924.647 | 0 | 1510.141
1378 | 1261.322 | 0 | 1261.322 | 0 | 1796.808
1379 | 921.625 | 0 | 921.625 | 0 | 1796.808
1380 | 1166.42 | 0 | 1166.42 | 0 | 1796.808
1381 | 1425.732 | 0 | 1425.733 | 0 | 1782.151
1382 | 1270.075 | 0 | 1270.075 | 0 | 0
1383 | 1409.846 | 0 | 1409.846 | 0 | 0
1384 | 1503.303 | 690.755 | 812.548 | 0 | 0
1385 | 1426.651 | 806.659 | 619.992 | 0 | 0
1386 | 1530.718 | 1292.5 | 238.218 | 0 | 0
1387 | 1079.591 | 0 | 0 | 1079.591 | 0
1388 | 1292 | 0 | 0 | 1292 | 0
1389 | 1392.8 | 0 | 0 | 1392.8 | 0
1390 | 1493.6 | 0 | 0 | 1493.6 | 0
1391 | 1524 | 0 | 0 | 1524 | 0
1392 | 1385.6 | 1385.6 | 0 | 0 | 0
1393 | 1531.2 | 1531.2 | 0 | 0 | 0
1394 | 1497.6 | 1497.6 | 0 | 0 | 0
1395 | 1485.6 | 1485.6 | 0 | 0 | 0
1396 | 1413.6 | 1413.6 | 0 | 0 | 0
1397 | 1488.8 | 1488.8 | 0 | 0 | 0
1398 | 1299.2 | 1299.2 | 0 | 0 | 0
1399 | 1104 | 712.096 | 56.382 | 335.522 | 0
1400 | 1358.071 | 0 | 1218.949 | 139.122 | 0
1401 | 1671.657 | 0 | 1145.35 | 526.307 | 0
1402 | 1400.192 | 0 | 1400.192 | 0 | 1736.25
1403 | 1499.733 | 0 | 1499.734 | 0 | 1796.808
1404 | 1335.797 | 0 | 1335.797 | 0 | 1671.712
1405 | 1593.236 | 0 | 1593.236 | 0 | 1142.611
1406 | 1620.676 | 0 | 1620.676 | 0 | 1407.018
1407 | 1525.559 | 0 | 1525.559 | 0 | 907.173
1408 | 1514.83 | 194 | 1320.83 | 0 | 0
1409 | 1822.304 | 865.107 | 957.197 | 0 | 0
1410 | 1605.867 | 1343.395 | 262.472 | 0 | 0
1411 | 1954.45 | 198.442 | 0 | 1756.008 | 0
1412 | 1688.8 | 0 | 0 | 1688.8 | 0
1413 | 1488.8 | 0 | 0 | 1488.8 | 0
1414 | 1700 | 0 | 0 | 1700 | 0
1415 | 1531.2 | 0 | 0 | 1531.2 | 0
1416 | 1661.6 | 1661.6 | 0 | 0 | 0
1417 | 677.6 | 677.6 | 0 | 0 | 0
1418 | 501.6 | 501.6 | 0 | 0 | 0
1419 | 592.8 | 592.8 | 0 | 0 | 0
1420 | 738.4 | 738.4 | 0 | 0 | 0
1421 | 784.8 | 784.8 | 0 | 0 | 0
1422 | 656.8 | 656.8 | 0 | 0 | 0
1423 | 596 | 451.561 | 144.439 | 0 | 0
1424 | 458.959 | 0 | 458.959 | 0 | 697.767
1425 | 545.507 | 0 | 545.507 | 0 | 1750.468
1426 | 657.357 | 0 | 657.357 | 0 | 1796.808
1427 | 784.747 | 0 | 784.747 | 0 | 1796.808
1428 | 756.627 | 0 | 756.627 | 0 | 1796.808
1429 | 915.603 | 0 | 915.603 | 0 | 1247.888
1430 | 833.363 | 0 | 833.363 | 0 | 0
1431 | 642.919 | 0 | 642.919 | 0 | 0
1432 | 667.766 | 0 | 667.766 | 0 | 0
1433 | 671.56 | 0 | 671.56 | 0 | 0
1434 | 759.475 | 553.963 | 205.512 | 0 | 0
1435 | 768.029 | 0 | 0 | 768.029 | 0
1436 | 534.4 | 0 | 0 | 534.4 | 0
1437 | 708.8 | 0 | 0 | 708.8 | 0
1438 | 805.6 | 0 | 0 | 805.6 | 0
1439 | 713.6 | 0 | 0 | 713.6 | 0
1440 | 728.8 | 728.8 | 0 | 0 | 0
1441 | 1704 | 1704 | 0 | 0 | 0
1442 | 1666.4 | 1666.4 | 0 | 0 | 0
1443 | 1551.2 | 1551.2 | 0 | 0 | 0
1444 | 1624 | 1419.02 | 0 | 204.98 | 0
1445 | 1580.8 | 0 | 0 | 1580.8 | 0
1446 | 1460 | 0 | 0 | 1460 | 0
1447 | 1464 | 0 | 75.401 | 1388.599 | 0
1448 | 110.259 | 0 | 110.259 | 0 | 671.174
1449 | 89.69 | 0 | 89.69 | 0 | 1796.808
1450 | 0 | 0 | 0 | 0 | 1796.808
1451 | 0 | 0 | 0 | 0 | 1796.808
1452 | 0 | 0 | 0 | 0 | 1796.808
1453 | 0 | 0 | 0 | 0 | 1228.141
1454 | 87.814 | 0 | 87.814 | 0 | 0
1455 | 71.433 | 0 | 71.433 | 0 | 0
1456 | 76.614 | 0 | 76.614 | 0 | 0
1457 | 71.47 | 0 | 71.47 | 0 | 0
1458 | 83.419 | 0 | 83.419 | 0 | 0
1459 | 77.625 | 0 | 0 | 77.625 | 0
1460 | 86.4 | 0 | 0 | 86.4 | 0
1461 | 79.2 | 0 | 0 | 79.2 | 0
1462 | 86.4 | 0 | 0 | 86.4 | 0
1463 | 79.2 | 0 | 0 | 79.2 | 0
1464 | 84 | 0 | 0 | 84 | 0
1465 | 75.2 | 0 | 0 | 75.2 | 0
1466 | 81.6 | 0 | 0 | 81.6 | 0
1467 | 76 | 0 | 0 | 76 | 0
1468 | 80 | 0 | 0 | 80 | 0
1469 | 76.8 | 0 | 0 | 76.8 | 0
1470 | 81.6 | 0 | 0 | 81.6 | 0
1471 | 67.2 | 0 | 65.05 | 2.15 | 0
1472 | 79.057 | 0 | 79.057 | 0 | 431.82
1473 | 544.574 | 0 | 544.574 | 0 | 643.428
1474 | 1505.096 | 0 | 1505.096 | 0 | 0
1475 | 1673.221 | 0 | 1673.221 | 0 | 0
1476 | 1557.38 | 0 | 1557.38 | 0 | 0
1477 | 1552.097 | 0 | 1552.097 | 0 | 0
1478 | 1601.467 | 0 | 1601.467 | 0 | 0
1479 | 1699.22 | 0 | 1699.22 | 0 | 0
1480 | 1209.033 | 0 | 1209.033 | 0 | 0
1481 | 1602.265 | 306.748 | 1295.517 | 0 | 0
1482 | 1255.783 | 1008.585 | 247.198 | 0 | 0
1483 | 1313.251 | 0 | 0 | 1313.251 | 0
1484 | 1345.6 | 0 | 0 | 1345.6 | 0
1485 | 1182.4 | 0 | 0 | 1182.4 | 0
1486 | 1305.6 | 0 | 0 | 1305.6 | 0
1487 | 1395.2 | 0 | 0 | 1395.2 | 0
1488 | 1414.4 | 1414.4 | 0 | 0 | 0
1489 | 1534.4 | 1534.4 | 0 | 0 | 0
1490 | 1493.6 | 1493.6 | 0 | 0 | 0
1491 | 1685.6 | 1685.6 | 0 | 0 | 0
1492 | 1434.4 | 1434.4 | 0 | 0 | 0
1493 | 1459.2 | 1459.2 | 0 | 0 | 0
1494 | 1717.6 | 1717.6 | 0 | 0 | 0
1495 | 1190.4 | 1081.766 | 108.634 | 0 | 0
1496 | 1580.043 | 572.436 | 1007.607 | 0 | 0
1497 | 1502.036 | 0 | 1502.036 | 0 | 392.098
1498 | 1441.807 | 0 | 1441.807 | 0 | 1064.614
1499 | 1867.076 | 0 | 1867.076 | 0 | 1561.213
1500 | 1969.563 | 0 | 1969.563 | 0 | 1796.808
1501 | 1991.36 | 0 | 1991.36 | 0 | 439.355
1502 | 1801.825 | 444.647 | 1066.873 | 290.304 | 0
1503 | 1593.282 | 0 | 1593.282 | 0 | 1328.985
1504 | 1359.178 | 0 | 1359.178 | 0 | 1020.599
1505 | 1889.839 | 569.678 | 1320.161 | 0 | 0
1506 | 1338.014 | 1081.927 | 256.087 | 0 | 0
1507 | 1353.885 | 0 | 0 | 1353.885 | 0
1508 | 1158.4 | 0 | 0 | 1158.4 | 0
1509 | 1659.2 | 0 | 0 | 1659.2 | 0
1510 | 1568 | 0 | 0 | 1568 | 0
1511 | 1603.2 | 0 | 0 | 1603.2 | 0
1512 | 1517.6 | 1517.6 | 0 | 0 | 0
1513 | 1664 | 1664 | 0 | 0 | 0
1514 | 1617.6 | 1617.6 | 0 | 0 | 0
1515 | 1648 | 1648 | 0 | 0 | 0
1516 | 1176.8 | 1176.8 | 0 | 0 | 0
1517 | 1515.2 | 1515.2 | 0 | 0 | 0
1518 | 1512.8 | 1512.8 | 0 | 0 | 0
1519 | 1321.6 | 1288.114 | 33.486 | 0 | 81.068
1520 | 1341.317 | 244.077 | 1097.24 | 0 | 0
1521 | 1629.663 | 0 | 1629.663 | 0 | 492.792
1522 | 1448.199 | 0 | 1448.199 | 0 | 1106.814
1523 | 1859.743 | 0 | 1859.743 | 0 | 1746.241
1524 | 1762.66 | 0 | 1762.66 | 0 | 1796.808
1525 | 1573.75 | 0 | 1573.75 | 0 | 1281.116
1526 | 1726.047 | 0 | 1726.047 | 0 | 998.583
1527 | 1828.904 | 0 | 1828.904 | 0 | 321.334
1528 | 1697.557 | 0 | 1697.557 | 0 | 346.857
1529 | 1829.581 | 482.888 | 1346.693 | 0 | 0
1530 | 1704.422 | 1431.475 | 272.947 | 0 | 0
1531 | 1675.433 | 0 | 0 | 1675.433 | 0
1532 | 1698.4 | 0 | 0 | 1698.4 | 0
1533 | 1537.6 | 0 | 0 | 1537.6 | 0
1534 | 1532 | 0 | 0 | 1532 | 0
1535 | 1324 | 0 | 0 | 1324 | 0
1536 | 382.4 | 382.4 | 0 | 0 | 0
1537 | 394.4 | 394.4 | 0 | 0 | 0
1538 | 378.4 | 378.4 | 0 | 0 | 0
1539 | 357.6 | 357.6 | 0 | 0 | 0
1540 | 367.2 | 367.2 | 0 | 0 | 0
1541 | 380 | 380 | 0 | 0 | 0
1542 | 397.6 | 397.6 | 0 | 0 | 0
1543 | 354.4 | 354.4 | 0 | 0 | 144.547
1544 | 442.969 | 442.969 | 0 | 0 | 1179.909
1545 | 1680.912 | 1680.912 | 0 | 0 | 1261.207
1546 | 1829.403 | 1829.403 | 0 | 0 | 1755.275
1547 | 1851.263 | 1355.207 | 496.056 | 0 | 1796.808
1548 | 1924.839 | 187.124 | 1737.716 | 0 | 1270.365
1549 | 1677.954 | 0 | 1677.954 | 0 | 96.94
1550 | 1718.738 | 1036.392 | 682.346 | 0 | 0
1551 | 1907.596 | 128.424 | 1779.172 | 0 | 0
1552 | 1688.519 | 0 | 1688.519 | 0 | 152.4
1553 | 2091.005 | 828.88 | 1262.125 | 0 | 0
1554 | 1608.296 | 1387.113 | 221.183 | 0 | 0
1555 | 1773.255 | 0 | 0 | 1773.255 | 0
1556 | 1601.6 | 0 | 0 | 1601.6 | 0
1557 | 1201.6 | 0 | 0 | 1201.6 | 0
1558 | 1380.8 | 0 | 0 | 1380.8 | 0
1559 | 1320.8 | 0 | 0 | 1320.8 | 0
1560 | 361.6 | 361.6 | 0 | 0 | 0
1561 | 110.4 | 110.4 | 0 | 0 | 0
1562 | 116.8 | 116.8 | 0 | 0 | 0
1563 | 111.2 | 111.2 | 0 | 0 | 0
1564 | 113.6 | 113.6 | 0 | 0 | 0
1565 | 110.4 | 110.4 | 0 | 0 | 0
1566 | 114.4 | 114.4 | 0 | 0 | 0
1567 | 98.4 | 0 | 98.4 | 0 | 34.102
1568 | 220.236 | 0 | 220.236 | 0 | 902.322
1569 | 1212.985 | 0 | 1212.985 | 0 | 960.991
1570 | 1238.812 | 0 | 1238.812 | 0 | 1711.924
1571 | 1664.717 | 0 | 1664.717 | 0 | 1419.41
1572 | 1556.917 | 0 | 1556.917 | 0 | 1733.113
1573 | 1408.483 | 0 | 1408.483 | 0 | 1796.808
1574 | 1587.586 | 0 | 1587.585 | 0 | 527.877
1575 | 1726.378 | 0 | 1726.378 | 0 | 0
1576 | 1711.478 | 0 | 1711.478 | 0 | 0
1577 | 1544.327 | 577.607 | 966.72 | 0 | 0
1578 | 1402.659 | 1006.825 | 195.796 | 200.038 | 0
1579 | 1439.865 | 0 | 0 | 1439.865 | 0
1580 | 1459.2 | 0 | 0 | 1459.2 | 0
1581 | 1510.4 | 0 | 0 | 1510.4 | 0
1582 | 1384 | 0 | 0 | 1384 | 0
1583 | 1400 | 0 | 0 | 1400 | 0
1584 | 472 | 0 | 0 | 472 | 0
1585 | 416.8 | 416.8 | 0 | 0 | 0
1586 | 390.4 | 390.4 | 0 | 0 | 0
1587 | 431.2 | 431.2 | 0 | 0 | 0
1588 | 381.6 | 381.6 | 0 | 0 | 0
1589 | 384 | 384 | 0 | 0 | 0
1590 | 484.8 | 484.8 | 0 | 0 | 0
1591 | 424 | 0 | 124.695 | 299.305 | 0
1592 | 433.137 | 0 | 433.137 | 0 | 665.542
1593 | 1644.823 | 0 | 1644.823 | 0 | 480.374
1594 | 1786.904 | 0 | 1786.904 | 0 | 1051.487
1595 | 1792.2 | 0 | 1792.2 | 0 | 1465.441
1596 | 1606.691 | 0 | 1606.691 | 0 | 1796.808
1597 | 1894.24 | 0 | 1894.24 | 0 | 1680.669
1598 | 1829.242 | 0 | 1829.242 | 0 | 1365.196
1599 | 1903.518 | 0 | 1903.518 | 0 | 581.03
1600 | 1476.616 | 0 | 1476.616 | 0 | 0
1601 | 1535.769 | 340.592 | 1195.177 | 0 | 0
1602 | 1485.795 | 1277.762 | 208.033 | 0 | 0
1603 | 1357.077 | 0 | 0 | 1357.077 | 0
1604 | 1589.6 | 0 | 0 | 1589.6 | 0
1605 | 1525.6 | 0 | 0 | 1525.6 | 0
1606 | 1258.4 | 0 | 0 | 1258.4 | 0
1607 | 1140 | 0 | 0 | 1140 | 0
1608 | 1290.4 | 1290.4 | 0 | 0 | 0
1609 | 1470.4 | 1470.4 | 0 | 0 | 0
1610 | 904.8 | 904.8 | 0 | 0 | 0
1611 | 1167.2 | 1167.2 | 0 | 0 | 0
1612 | 1140.8 | 1140.8 | 0 | 0 | 0
1613 | 1201.6 | 1201.6 | 0 | 0 | 0
1614 | 1211.2 | 813.867 | 0 | 397.333 | 0
1615 | 1014.4 | 0 | 117.602 | 896.798 | 0
1616 | 337.397 | 0 | 337.397 | 0 | 741.436
1617 | 274.291 | 0 | 274.291 | 0 | 1796.808
1618 | 264.437 | 0 | 264.437 | 0 | 1796.808
1619 | 281.379 | 0 | 281.379 | 0 | 1796.808
1620 | 297.305 | 0 | 297.305 | 0 | 1796.808
1621 | 288.999 | 0 | 288.999 | 0 | 1157.88
1622 | 276.252 | 0 | 276.252 | 0 | 0
1623 | 267.096 | 0 | 267.096 | 0 | 0
1624 | 204.599 | 0 | 204.599 | 0 | 0
1625 | 286.349 | 0 | 286.349 | 0 | 0
1626 | 229.93 | 0 | 172.007 | 57.923 | 0
1627 | 205.13 | 0 | 0 | 205.13 | 0
1628 | 299.2 | 0 | 0 | 299.2 | 0
1629 | 287.2 | 0 | 0 | 287.2 | 0
1630 | 292 | 0 | 0 | 292 | 0
1631 | 230.4 | 0 | 0 | 230.4 | 0
1632 | 164.8 | 0 | 0 | 164.8 | 0
1633 | 195.2 | 0 | 0 | 195.2 | 0
1634 | 238.4 | 0 | 0 | 238.4 | 0
1635 | 187.2 | 0 | 0 | 187.2 | 0
1636 | 148.8 | 0 | 0 | 148.8 | 0
1637 | 132.8 | 0 | 0 | 132.8 | 0
1638 | 192.8 | 0 | 0 | 192.8 | 0
1639 | 120 | 0 | 120 | 0 | 7.704
1640 | 191.45 | 0 | 191.45 | 0 | 918.242
1641 | 866.164 | 0 | 866.164 | 0 | 1282.278
1642 | 1455.515 | 0 | 1455.515 | 0 | 720.744
1643 | 1743.462 | 0 | 1743.462 | 0 | 0
1644 | 1648.641 | 0 | 1648.641 | 0 | 0
1645 | 1680.833 | 0 | 1680.833 | 0 | 0
1646 | 1635.438 | 0 | 1635.438 | 0 | 0
1647 | 1660.537 | 0 | 1660.537 | 0 | 0
1648 | 1717.571 | 0 | 1717.571 | 0 | 0
1649 | 1588.152 | 368.398 | 1219.754 | 0 | 0
1650 | 1863.569 | 1648.154 | 215.415 | 0 | 0
1651 | 1540.524 | 0 | 0 | 1540.524 | 0
1652 | 1230.4 | 0 | 0 | 1230.4 | 0
1653 | 1436 | 0 | 0 | 1436 | 0
1654 | 1564.8 | 0 | 0 | 1564.8 | 0
1655 | 1647.2 | 0 | 0 | 1647.2 | 0
1656 | 1421.6 | 1421.6 | 0 | 0 | 0
1657 | 1376.8 | 1376.8 | 0 | 0 | 0
1658 | 1502.4 | 1502.4 | 0 | 0 | 0
1659 | 1624 | 1624 | 0 | 0 | 0
1660 | 1292.8 | 1292.8 | 0 | 0 | 0
1661 | 1245.6 | 1245.6 | 0 | 0 | 0
1662 | 1281.6 | 1281.6 | 0 | 0 | 0
1663 | 1044.8 | 421.698 | 82.137 | 540.965 | 0
1664 | 1268.07 | 0 | 1063.151 | 204.919 | 0
1665 | 1664.469 | 0 | 1664.469 | 0 | 213.065
1666 | 1354.034 | 0 | 1354.034 | 0 | 1594.13
1667 | 1675.929 | 0 | 1346.041 | 329.888 | 0
1668 | 1404.339 | 0 | 1404.339 | 0 | 1796.808
1669 | 1405.495 | 0 | 1405.495 | 0 | 1796.808
1670 | 1385.337 | 0 | 1385.337 | 0 | 1796.808
1671 | 1426.323 | 0 | 1426.323 | 0 | 1759.277
1672 | 1546.268 | 0 | 1546.268 | 0 | 496.781
1673 | 1512.557 | 162.618 | 1349.939 | 0 | 0
1674 | 1715.266 | 1448.205 | 267.061 | 0 | 0
1675 | 1546.02 | 0 | 0 | 1546.02 | 0
1676 | 1220 | 0 | 0 | 1220 | 0
1677 | 1550.4 | 0 | 0 | 1550.4 | 0
1678 | 1778.4 | 0 | 0 | 1778.4 | 0
1679 | 1676.8 | 0 | 0 | 1676.8 | 0
1680 | 1480.8 | 1480.8 | 0 | 0 | 0
1681 | 1334.4 | 1334.4 | 0 | 0 | 0
1682 | 1472 | 1472 | 0 | 0 | 0
1683 | 1444.8 | 1444.8 | 0 | 0 | 0
1684 | 230.4 | 230.4 | 0 | 0 | 0
1685 | 354.4 | 354.4 | 0 | 0 | 0
1686 | 880.8 | 880.8 | 0 | 0 | 0
1687 | 1391.249 | 947.428 | 180.499 | 263.321 | 0
1688 | 1367.166 | 0 | 1237.299 | 129.867 | 0
1689 | 1114.978 | 0 | 1114.978 | 0 | 1244.183
1690 | 991.078 | 0 | 991.078 | 0 | 1796.808
1691 | 1722.516 | 0 | 1722.516 | 0 | 1796.808
1692 | 1259.699 | 0 | 1259.699 | 0 | 1796.808
1693 | 1018.275 | 0 | 1018.275 | 0 | 1796.808
1694 | 905.101 | 0 | 905.101 | 0 | 655.133
1695 | 1153.41 | 0 | 1153.41 | 0 | 0
1696 | 1638.025 | 0 | 1638.025 | 0 | 0
1697 | 1603.774 | 180.383 | 1423.391 | 0 | 0
1698 | 1509.175 | 1223.9 | 285.275 | 0 | 0
1699 | 994.822 | 0 | 0 | 994.822 | 0
1700 | 1233.6 | 0 | 0 | 1233.6 | 0
1701 | 1465.6 | 0 | 0 | 1465.6 | 0
1702 | 1463.2 | 0 | 0 | 1463.2 | 0
1703 | 1261.6 | 0 | 0 | 1261.6 | 0
1704 | 1423.2 | 751.793 | 0 | 671.407 | 0
1705 | 1556.8 | 1556.8 | 0 | 0 | 0
1706 | 1232.8 | 1232.8 | 0 | 0 | 0
1707 | 1564 | 1564 | 0 | 0 | 0
1708 | 1275.2 | 1275.2 | 0 | 0 | 0
1709 | 1312.8 | 1312.8 | 0 | 0 | 0
1710 | 1168 | 1168 | 0 | 0 | 0
1711 | 1272.8 | 0 | 198.221 | 1074.579 | 0
1712 | 922.415 | 0 | 922.415 | 0 | 367.221
1713 | 1110.192 | 0 | 1110.192 | 0 | 1300.36
1714 | 1567.16 | 0 | 1567.16 | 0 | 1624.208
1715 | 1212.443 | 0 | 1212.443 | 0 | 1796.808
1716 | 1091.61 | 0 | 1091.61 | 0 | 1796.808
1717 | 971.536 | 0 | 971.536 | 0 | 1796.808
1718 | 1055.456 | 0 | 1055.456 | 0 | 404.335
1719 | 957.674 | 0 | 957.674 | 0 | 0
1720 | 997.558 | 0 | 997.558 | 0 | 0
1721 | 1166.299 | 0 | 1166.299 | 0 | 0
1722 | 1040.947 | 0 | 270.608 | 770.339 | 0
1723 | 1287.915 | 0 | 0 | 1287.915 | 0
1724 | 1227.2 | 0 | 0 | 1227.2 | 0
1725 | 1147.2 | 0 | 0 | 1147.2 | 0
1726 | 1378.4 | 0 | 0 | 1378.4 | 0
1727 | 1175.2 | 0 | 0 | 1175.2 | 0
1728 | 160.8 | 0 | 0 | 160.8 | 0
1729 | 104.8 | 0 | 0 | 104.8 | 0
1730 | 106.4 | 0 | 0 | 106.4 | 0
1731 | 102.4 | 0 | 0 | 102.4 | 0
1732 | 108 | 0 | 0 | 108 | 0
1733 | 101.6 | 0 | 0 | 101.6 | 0
1734 | 104 | 0 | 0 | 104 | 0
1735 | 86.785 | 0 | 86.785 | 0 | 123.418
1736 | 102.491 | 0 | 102.491 | 0 | 1226.826
1737 | 1053.719 | 0 | 1053.719 | 0 | 1413.175
1738 | 1351.25 | 0 | 1351.25 | 0 | 1796.808
1739 | 1014.359 | 0 | 1014.359 | 0 | 1796.808
1740 | 1130.671 | 0 | 1130.671 | 0 | 1244.427
1741 | 1327.615 | 0 | 1327.615 | 0 | 1050.442
1742 | 1312.509 | 0 | 1312.509 | 0 | 0
1743 | 1182.509 | 0 | 1182.509 | 0 | 0
1744 | 1270.68 | 0 | 1270.68 | 0 | 0
1745 | 1403.753 | 0 | 1403.753 | 0 | 0
1746 | 1739.825 | 1451.451 | 288.374 | 0 | 0
1747 | 1588.775 | 0 | 0 | 1588.775 | 0
1748 | 1500.8 | 0 | 0 | 1500.8 | 0
1749 | 1536 | 0 | 0 | 1536 | 0
1750 | 1589.6 | 0 | 0 | 1589.6 | 0
1751 | 1916 | 119.192 | 0 | 1796.808 | 0
1752 | 192 | 39.175 | 0 | 152.825 | 0
1753 | 107.2 | 107.2 | 0 | 0 | 0
1754 | 116 | 116 | 0 | 0 | 0
1755 | 110.4 | 110.4 | 0 | 0 | 0
1756 | 110.4 | 110.4 | 0 | 0 | 0
1757 | 108 | 108 | 0 | 0 | 0
1758 | 110.4 | 110.4 | 0 | 0 | 0
1759 | 103.221 | 0 | 103.221 | 0 | 117.361
1760 | 126.773 | 0 | 126.773 | 0 | 1258.07
1761 | 999.966 | 0 | 999.966 | 0 | 1509.35
1762 | 1972.895 | 0 | 1972.895 | 0 | 1404.167
1763 | 1497.263 | 0 | 1497.263 | 0 | 1796.808
1764 | 1447.357 | 0 | 1447.357 | 0 | 1796.808
1765 | 1492.397 | 0 | 1492.397 | 0 | 1203.982
1766 | 1665.983 | 0 | 1665.983 | 0 | 0
1767 | 1335.156 | 0 | 1335.156 | 0 | 0
1768 | 1587.901 | 0 | 1587.901 | 0 | 0
1769 | 1409.122 | 78.853 | 1330.269 | 0 | 0
1770 | 1956.792 | 1703.351 | 253.441 | 0 | 0
1771 | 1705.486 | 18.278 | 0 | 1687.208 | 0
1772 | 1647.2 | 0 | 0 | 1647.2 | 0
1773 | 1580.8 | 0 | 0 | 1580.8 | 0
1774 | 1783.2 | 0 | 0 | 1783.2 | 0
1775 | 1466.4 | 0 | 0 | 1466.4 | 0
1776 | 1642.4 | 1642.4 | 0 | 0 | 0
1777 | 1504 | 1504 | 0 | 0 | 0
1778 | 1396 | 1396 | 0 | 0 | 0
1779 | 1258.4 | 1258.4 | 0 | 0 | 0
1780 | 1348.8 | 1348.8 | 0 | 0 | 0
1781 | 1135.2 | 1135.2 | 0 | 0 | 0
1782 | 1196.8 | 1196.8 | 0 | 0 | 0
1783 | 1208.997 | 1016.895 | 192.102 | 0 | 0
1784 | 230.659 | 0 | 230.659 | 0 | 1030.344
1785 | 288.152 | 0 | 288.152 | 0 | 1796.808
1786 | 332.224 | 0 | 332.224 | 0 | 1796.808
1787 | 287.755 | 0 | 287.755 | 0 | 1796.808
1788 | 233.034 | 0 | 233.034 | 0 | 1796.808
1789 | 257.376 | 0 | 257.376 | 0 | 868.971
1790 | 254.785 | 0 | 254.785 | 0 | 0
1791 | 276.33 | 0 | 276.33 | 0 | 0
1792 | 204.693 | 0 | 204.693 | 0 | 0
1793 | 301.357 | 0 | 301.357 | 0 | 0
1794 | 228.211 | 0 | 228.211 | 0 | 0
1795 | 216.305 | 0 | 0 | 216.305 | 0
1796 | 242.4 | 0 | 0 | 242.4 | 0
1797 | 200.8 | 0 | 0 | 200.8 | 0
1798 | 296 | 0 | 0 | 296 | 0
1799 | 268 | 0 | 0 | 268 | 0
1800 | 291.2 | 0 | 0 | 291.2 | 0
1801 | 237.6 | 0 | 0 | 237.6 | 0
1802 | 191.2 | 0 | 0 | 191.2 | 0
1803 | 243.2 | 0 | 0 | 243.2 | 0
1804 | 204 | 0 | 0 | 204 | 0
1805 | 236 | 0 | 0 | 236 | 0
1806 | 293.6 | 0 | 0 | 293.6 | 0
1807 | 169.6 | 0 | 169.6 | 0 | 30.043
1808 | 205.306 | 0 | 205.306 | 0 | 1110.074
1809 | 1200.592 | 0 | 1200.592 | 0 | 1260.382
1810 | 1832.064 | 0 | 1832.064 | 0 | 838.433
1811 | 1718.381 | 0 | 1718.381 | 0 | 11.052
1812 | 1345.557 | 0 | 1345.557 | 0 | 0
1813 | 1408.003 | 0 | 1408.003 | 0 | 0
1814 | 1247.32 | 0 | 1247.32 | 0 | 0
1815 | 1222.285 | 0 | 1222.285 | 0 | 0
1816 | 1327.605 | 0 | 1327.605 | 0 | 0
1817 | 1517.328 | 193.019 | 1324.309 | 0 | 0
1818 | 1493.831 | 1239.041 | 254.79 | 0 | 0
1819 | 1418.435 | 0 | 0 | 1418.435 | 0
1820 | 1030.4 | 0 | 0 | 1030.4 | 0
1821 | 1524 | 0 | 0 | 1524 | 0
1822 | 1386.4 | 0 | 0 | 1386.4 | 0
1823 | 1324 | 0 | 0 | 1324 | 0
1824 | 1220 | 611.726 | 0 | 608.274 | 0
1825 | 1348.8 | 1348.8 | 0 | 0 | 0
1826 | 1544.8 | 1544.8 | 0 | 0 | 0
1827 | 1356 | 1356 | 0 | 0 | 0
1828 | 1223.2 | 1223.2 | 0 | 0 | 0
1829 | 995.2 | 995.2 | 0 | 0 | 0
1830 | 1268 | 1268 | 0 | 0 | 0
1831 | 1071.282 | 0 | 197.983 | 873.299 | 0
1832 | 1080.559 | 0 | 1080.559 | 0 | 127.671
1833 | 1433.37 | 0 | 1433.37 | 0 | 873.403
1834 | 1536.183 | 0 | 1536.183 | 0 | 1590.514
1835 | 1523.623 | 0 | 1523.623 | 0 | 1796.808
1836 | 1417.562 | 0 | 1417.562 | 0 | 1796.808
1837 | 1857.995 | 0 | 1857.995 | 0 | 1796.808
1838 | 1821.112 | 0 | 1821.112 | 0 | 808.69
1839 | 2055.08 | 0 | 2055.08 | 0 | 295.845
1840 | 1685.353 | 0 | 1685.353 | 0 | 0
1841 | 1935.979 | 671.401 | 1264.578 | 0 | 0
1842 | 1652.92 | 1415.812 | 237.108 | 0 | 0
1843 | 1211.742 | 0 | 0 | 1211.742 | 0
1844 | 1214.4 | 0 | 0 | 1214.4 | 0
1845 | 1048 | 0 | 0 | 1048 | 0
1846 | 1320.8 | 0 | 0 | 1320.8 | 0
1847 | 1692 | 0 | 0 | 1692 | 0
1848 | 1456.8 | 631.753 | 0 | 825.047 | 0
1849 | 1660.8 | 1660.8 | 0 | 0 | 0
1850 | 1558.4 | 1558.4 | 0 | 0 | 0
1851 | 1351.2 | 1351.2 | 0 | 0 | 0
1852 | 954.4 | 954.4 | 0 | 0 | 0
1853 | 1149.6 | 1149.6 | 0 | 0 | 0
1854 | 950.4 | 950.4 | 0 | 0 | 0
1855 | 1003.501 | 0 | 150.682 | 852.819 | 0
1856 | 1142.233 | 0 | 1142.233 | 0 | 129.852
1857 | 1496.27 | 0 | 1496.27 | 0 | 760.965
1858 | 1685.004 | 0 | 1685.004 | 0 | 1215.514
1859 | 1751.14 | 0 | 1751.14 | 0 | 1796.808
1860 | 1623.245 | 0 | 1623.245 | 0 | 1796.808
1861 | 1835.131 | 0 | 1835.131 | 0 | 1796.808
1862 | 1759.08 | 0 | 1759.08 | 0 | 1589.793
1863 | 1738.997 | 0 | 1738.997 | 0 | 0
1864 | 1558.583 | 0 | 1558.583 | 0 | 0
1865 | 1589.517 | 160.382 | 1429.135 | 0 | 0
1866 | 1636.574 | 1354.386 | 282.188 | 0 | 0
1867 | 1446.081 | 0 | 0 | 1446.081 | 0
1868 | 1508 | 0 | 0 | 1508 | 0
1869 | 1304 | 0 | 0 | 1304 | 0
1870 | 1274.4 | 0 | 0 | 1274.4 | 0
1871 | 1512.8 | 0 | 0 | 1512.8 | 0
1872 | 1444 | 1340.6 | 0 | 103.4 | 0
1873 | 1532 | 1532 | 0 | 0 | 0
1874 | 1208.8 | 1208.8 | 0 | 0 | 0
1875 | 1256.8 | 1256.8 | 0 | 0 | 0
1876 | 1124 | 1124 | 0 | 0 | 0
1877 | 1070.4 | 1070.4 | 0 | 0 | 0
1878 | 1064 | 1064 | 0 | 0 | 0
1879 | 1158.633 | 0 | 239.856 | 918.777 | 0
1880 | 1337.607 | 0 | 1240.257 | 97.35 | 0
1881 | 1602.436 | 0 | 1602.436 | 0 | 466.226
1882 | 1659.929 | 0 | 1659.929 | 0 | 1258.044
1883 | 0 | 0 | 0 | 0 | 1796.808
1884 | 1537.528 | 0 | 1537.528 | 0 | 1796.808
1885 | 1283.8 | 0 | 1283.8 | 0 | 1796.808
1886 | 1608.326 | 0 | 1608.326 | 0 | 1796.808
1887 | 1597.92 | 0 | 1597.92 | 0 | 175.046
1888 | 1735.168 | 0 | 1735.168 | 0 | 0
1889 | 1535.971 | 64.991 | 1470.98 | 0 | 0
1890 | 1401.399 | 1118.305 | 283.094 | 0 | 0
1891 | 1316.835 | 0 | 0 | 1316.835 | 0
1892 | 1148 | 0 | 0 | 1148 | 0
1893 | 1382.4 | 0 | 0 | 1382.4 | 0
1894 | 1640.8 | 0 | 0 | 1640.8 | 0
1895 | 1377.6 | 0 | 0 | 1377.6 | 0
1896 | 1239.2 | 562.946 | 0 | 676.254 | 0
1897 | 950.4 | 950.4 | 0 | 0 | 0
1898 | 1244.8 | 1244.8 | 0 | 0 | 0
1899 | 963.2 | 963.2 | 0 | 0 | 0
1900 | 860.8 | 860.8 | 0 | 0 | 0
1901 | 976.8 | 976.8 | 0 | 0 | 0
1902 | 1053.6 | 1053.6 | 0 | 0 | 0
1903 | 880.938 | 0 | 258.019 | 622.919 | 0
1904 | 756.271 | 0 | 756.271 | 0 | 639.529
1905 | 1395.164 | 0 | 1395.164 | 0 | 1141.584
1906 | 1631.193 | 0 | 1631.193 | 0 | 1735.796
1907 | 1633.019 | 0 | 1633.019 | 0 | 1796.808
1908 | 1231.998 | 0 | 1231.998 | 0 | 1796.808
1909 | 1467.239 | 0 | 1467.239 | 0 | 1796.808
1910 | 1286.247 | 0 | 1286.246 | 0 | 179.214
1911 | 1439.505 | 0 | 1439.505 | 0 | 0
1912 | 1449.081 | 0 | 1449.081 | 0 | 0
1913 | 1125.488 | 0 | 1125.488 | 0 | 0
1914 | 1313.406 | 26.881 | 278.131 | 1008.394 | 0
1915 | 1105.904 | 0 | 0 | 1105.904 | 0
1916 | 1031.2 | 0 | 0 | 1031.2 | 0
1917 | 1051.2 | 0 | 0 | 1051.2 | 0
1918 | 1335.2 | 0 | 0 | 1335.2 | 0
1919 | 1077.6 | 0 | 0 | 1077.6 | 0
1920 | 1121.6 | 0 | 0 | 1121.6 | 0
1921 | 1212 | 1212 | 0 | 0 | 0
1922 | 1262.4 | 1262.4 | 0 | 0 | 0
1923 | 1207.2 | 1207.2 | 0 | 0 | 0
1924 | 970.4 | 970.4 | 0 | 0 | 0
1925 | 967.2 | 967.2 | 0 | 0 | 0
1926 | 1076.8 | 1076.8 | 0 | 0 | 0
1927 | 691.327 | 0 | 257.617 | 433.71 | 0
1928 | 897.95 | 0 | 897.95 | 0 | 491.188
1929 | 500.197 | 0 | 500.197 | 0 | 1796.808
1930 | 375.337 | 0 | 375.337 | 0 | 1796.808
1931 | 375.588 | 0 | 375.588 | 0 | 1796.808
1932 | 389.912 | 0 | 389.912 | 0 | 1796.808
1933 | 750.082 | 0 | 750.082 | 0 | 1408.128
1934 | 1316.533 | 0 | 1316.533 | 0 | 0
1935 | 1499.779 | 0 | 1499.779 | 0 | 0
1936 | 1507.149 | 0 | 1507.149 | 0 | 0
1937 | 1397.369 | 91.751 | 1305.618 | 0 | 0
1938 | 997.74 | 749.726 | 248.014 | 0 | 0
1939 | 884.928 | 0 | 0 | 884.928 | 0
1940 | 686.4 | 0 | 0 | 686.4 | 0
1941 | 1051.2 | 0 | 0 | 1051.2 | 0
1942 | 1072.8 | 0 | 0 | 1072.8 | 0
1943 | 1167.2 | 0 | 0 | 1167.2 | 0
1944 | 1155.2 | 1155.2 | 0 | 0 | 0
1945 | 943.2 | 943.2 | 0 | 0 | 0
1946 | 1432.8 | 1432.8 | 0 | 0 | 0
1947 | 1044 | 1044 | 0 | 0 | 0
1948 | 1157.6 | 570.324 | 0 | 587.276 | 0
1949 | 960.8 | 0 | 0 | 960.8 | 0
1950 | 852.8 | 0 | 0 | 852.8 | 0
1951 | 1154.806 | 0 | 253.402 | 901.404 | 0
1952 | 248.715 | 0 | 248.715 | 0 | 1070.155
1953 | 294.906 | 0 | 294.906 | 0 | 1796.808
1954 | 233.76 | 0 | 233.76 | 0 | 1796.808
1955 | 233.438 | 0 | 233.438 | 0 | 1796.808
1956 | 273.494 | 0 | 273.494 | 0 | 1796.808
1957 | 185.868 | 0 | 185.868 | 0 | 829.161
1958 | 251.672 | 0 | 251.672 | 0 | 0
1959 | 290.153 | 0 | 290.153 | 0 | 0
1960 | 251.848 | 0 | 251.848 | 0 | 0
1961 | 267.282 | 0 | 267.282 | 0 | 0
1962 | 269.159 | 0 | 240.887 | 28.272 | 0
1963 | 186.389 | 0 | 0 | 186.389 | 0
1964 | 352 | 0 | 0 | 352 | 0
1965 | 209.6 | 0 | 0 | 209.6 | 0
1966 | 269.6 | 0 | 0 | 269.6 | 0
1967 | 288.8 | 0 | 0 | 288.8 | 0
1968 | 246.4 | 0 | 0 | 246.4 | 0
1969 | 255.2 | 0 | 0 | 255.2 | 0
1970 | 220 | 0 | 0 | 220 | 0
1971 | 287.2 | 0 | 0 | 287.2 | 0
1972 | 292.8 | 0 | 0 | 292.8 | 0
1973 | 234.4 | 0 | 0 | 234.4 | 0
1974 | 231.2 | 0 | 0 | 231.2 | 0
1975 | 217.414 | 0 | 217.414 | 0 | 16.425
1976 | 235.207 | 0 | 235.207 | 0 | 1021.882
1977 | 822.233 | 0 | 822.233 | 0 | 1498.42
1978 | 1224.436 | 0 | 1224.436 | 0 | 582.762
1979 | 1183.914 | 0 | 1183.914 | 0 | 332.546
1980 | 1080.396 | 0 | 1080.396 | 0 | 0
1981 | 1034.163 | 0 | 1034.163 | 0 | 0
1982 | 1287.314 | 0 | 1287.314 | 0 | 0
1983 | 930.64 | 0 | 930.64 | 0 | 0
1984 | 1303.577 | 0 | 1303.577 | 0 | 0
1985 | 1377.861 | 67.852 | 1310.009 | 0 | 0
1986 | 1489.129 | 1245.466 | 243.663 | 0 | 0
1987 | 1582.537 | 0 | 0 | 1582.537 | 0
1988 | 1236.8 | 0 | 0 | 1236.8 | 0
1989 | 1488.8 | 0 | 0 | 1488.8 | 0
1990 | 1436.8 | 0 | 0 | 1436.8 | 0
1991 | 1529.6 | 0 | 0 | 1529.6 | 0
1992 | 1294.4 | 1294.4 | 0 | 0 | 0
1993 | 1304 | 1304 | 0 | 0 | 0
1994 | 1234.4 | 1234.4 | 0 | 0 | 0
1995 | 1701.6 | 1701.6 | 0 | 0 | 0
1996 | 1300 | 1300 | 0 | 0 | 0
1997 | 1364.8 | 1364.8 | 0 | 0 | 0
1998 | 1507.2 | 1507.2 | 0 | 0 | 0
1999 | 1696 | 643.134 | 248.065 | 804.801 | 0
2000 | 1387.644 | 0 | 1302.174 | 85.47 | 0
2001 | 1583.009 | 0 | 1583.009 | 0 | 797.969
2002 | 2116.262 | 0 | 2116.262 | 0 | 1053.951
2003 | 2008.054 | 0 | 2008.054 | 0 | 1659.082
2004 | 1681.412 | 0 | 1681.412 | 0 | 1796.808
2005 | 1625.792 | 0 | 1625.792 | 0 | 1072.103
2006 | 1544.619 | 0 | 1544.619 | 0 | 1796.808
2007 | 1606.752 | 0 | 1606.752 | 0 | 909.826
2008 | 1395.182 | 0 | 1395.182 | 0 | 0
2009 | 1443.602 | 144.827 | 1298.775 | 0 | 0
2010 | 1556.4 | 1310.901 | 245.499 | 0 | 0
2011 | 1556.11 | 0 | 0 | 1556.11 | 0
2012 | 1073.6 | 0 | 0 | 1073.6 | 0
2013 | 1459.2 | 0 | 0 | 1459.2 | 0
2014 | 1785.6 | 0 | 0 | 1785.6 | 0
2015 | 1840 | 43.192 | 0 | 1796.808 | 0
2016 | 1543.2 | 1543.2 | 0 | 0 | 0
2017 | 1344.8 | 1344.8 | 0 | 0 | 0
2018 | 1585.6 | 1585.6 | 0 | 0 | 0
2019 | 1395.2 | 1395.2 | 0 | 0 | 0
2020 | 1634.4 | 1634.4 | 0 | 0 | 0
2021 | 1428 | 1428 | 0 | 0 | 0
2022 | 1732.8 | 1732.8 | 0 | 0 | 0
2023 | 1353.618 | 865.75 | 248.949 | 238.92 | 0
2024 | 1535.856 | 0 | 1281.286 | 254.57 | 0
2025 | 1275.614 | 0 | 1275.614 | 0 | 1037.238
2026 | 1988.333 | 0 | 1988.333 | 0 | 1137.378
2027 | 1904.751 | 0 | 1904.751 | 0 | 1796.808
2028 | 1672.28 | 0 | 1672.28 | 0 | 1796.808
2029 | 1859.284 | 0 | 1859.284 | 0 | 778.824
2030 | 1626.32 | 0 | 1626.32 | 0 | 562.545
2031 | 1494.969 | 0 | 1494.969 | 0 | 1681.923
2032 | 1162.25 | 0 | 1162.25 | 0 | 295.023
2033 | 1264.538 | 0 | 1264.538 | 0 | 0
2034 | 1476.872 | 1226.252 | 250.62 | 0 | 0
2035 | 1536.546 | 0 | 0 | 1536.546 | 0
2036 | 1277.6 | 0 | 0 | 1277.6 | 0
2037 | 1460.8 | 0 | 0 | 1460.8 | 0
2038 | 1661.6 | 0 | 0 | 1661.6 | 0
2039 | 1407.2 | 0 | 0 | 1407.2 | 0
2040 | 1428 | 1428 | 0 | 0 | 0
2041 | 1554.4 | 1554.4 | 0 | 0 | 0
2042 | 1313.6 | 1313.6 | 0 | 0 | 0
2043 | 1546.4 | 1546.4 | 0 | 0 | 0
2044 | 1344.8 | 1344.8 | 0 | 0 | 0
2045 | 1362.4 | 1362.4 | 0 | 0 | 0
2046 | 1128.8 | 1128.8 | 0 | 0 | 0
2047 | 1486.419 | 940.182 | 258.053 | 288.184 | 0
2048 | 1323.308 | 0 | 790.43 | 532.878 | 0
2049 | 1226.957 | 0 | 1226.957 | 0 | 773.505
2050 | 1796.019 | 0 | 1796.019 | 0 | 1297.014
2051 | 1668.541 | 0 | 1668.541 | 0 | 1796.808
2052 | 1931.97 | 0 | 1931.97 | 0 | 1788.234
2053 | 1668.96 | 0 | 1668.96 | 0 | 1338.498
2054 | 1763.69 | 0 | 1763.69 | 0 | 587.109
2055 | 1579.999 | 0 | 1579.999 | 0 | 1156.522
2056 | 1714.12 | 0 | 1714.12 | 0 | 348.858
2057 | 1622.297 | 474.386 | 1147.911 | 0 | 0
2058 | 1842.205 | 1658.029 | 184.176 | 0 | 0
2059 | 1704.336 | 383.536 | 0 | 1320.8 | 0
2060 | 1539.2 | 0 | 0 | 1539.2 | 0
2061 | 1760 | 0 | 0 | 1760 | 0
2062 | 1748 | 0 | 0 | 1748 | 0
2063 | 1951.2 | 154.392 | 0 | 1796.808 | 0
2064 | 1534.4 | 1534.4 | 0 | 0 | 0
2065 | 1479.2 | 1479.2 | 0 | 0 | 0
2066 | 1765.6 | 1765.6 | 0 | 0 | 0
2067 | 1462.4 | 1462.4 | 0 | 0 | 0
2068 | 1915.2 | 1915.2 | 0 | 0 | 0
2069 | 1624.8 | 1624.8 | 0 | 0 | 0
2070 | 1568 | 1568 | 0 | 0 | 0
2071 | 1421.665 | 1209.706 | 211.959 | 0 | 0
2072 | 1488.271 | 276.188 | 1212.083 | 0 | 0
2073 | 1486.483 | 0 | 1486.483 | 0 | 708.659
2074 | 1803.338 | 0 | 1803.338 | 0 | 1159.431
2075 | 2033.628 | 0 | 2033.628 | 0 | 1463.297
2076 | 1696.775 | 0 | 1696.775 | 0 | 1741.689
2077 | 1592.548 | 0 | 1592.548 | 0 | 1796.808
2078 | 1457.42 | 0 | 1457.42 | 0 | 1392.415
2079 | 1641.988 | 0 | 1641.988 | 0 | 824.249
2080 | 1955.911 | 0 | 1955.911 | 0 | 0
2081 | 1702.841 | 508.865 | 1193.976 | 0 | 0
2082 | 1466.806 | 1256.863 | 209.943 | 0 | 0
2083 | 1663.509 | 0 | 0 | 1663.509 | 0
2084 | 1294.4 | 0 | 0 | 1294.4 | 0
2085 | 1368 | 0 | 0 | 1368 | 0
2086 | 1146.4 | 0 | 0 | 1146.4 | 0
2087 | 1459.2 | 0 | 0 | 1459.2 | 0
2088 | 1268.8 | 846.967 | 0 | 421.833 | 0
2089 | 923.2 | 923.2 | 0 | 0 | 0
2090 | 1351.2 | 1351.2 | 0 | 0 | 0
2091 | 1026.4 | 1026.4 | 0 | 0 | 0
2092 | 1252.8 | 1252.8 | 0 | 0 | 0
2093 | 1265.6 | 1265.6 | 0 | 0 | 0
2094 | 918.4 | 918.4 | 0 | 0 | 0
2095 | 1050.829 | 0 | 239.363 | 811.466 | 0
2096 | 806.027 | 0 | 806.027 | 0 | 494.334
2097 | 1095.822 | 0 | 1095.822 | 0 | 872.092
2098 | 1270.332 | 0 | 1270.332 | 0 | 1796.808
2099 | 1318.43 | 0 | 1318.43 | 0 | 1796.808
2100 | 1137.052 | 0 | 1137.052 | 0 | 1796.808
2101 | 1338.908 | 0 | 1338.908 | 0 | 1796.808
2102 | 1124.637 | 0 | 1124.637 | 0 | 532.889
2103 | 1168.045 | 0 | 1168.045 | 0 | 0
2104 | 1479.406 | 0 | 1479.406 | 0 | 0
2105 | 1301.431 | 0 | 1301.431 | 0 | 0
2106 | 1478.389 | 1234.454 | 243.935 | 0 | 0
2107 | 1147.38 | 0 | 0 | 1147.38 | 0
2108 | 1016 | 0 | 0 | 1016 | 0
2109 | 1436 | 0 | 0 | 1436 | 0
2110 | 1550.4 | 0 | 0 | 1550.4 | 0
2111 | 1441.6 | 0 | 0 | 1441.6 | 0
2112 | 1428 | 1428 | 0 | 0 | 0
2113 | 1300 | 1300 | 0 | 0 | 0
2114 | 1284 | 1284 | 0 | 0 | 0
2115 | 1629.6 | 1629.6 | 0 | 0 | 0
2116 | 1440 | 1440 | 0 | 0 | 0
2117 | 1583.2 | 1583.2 | 0 | 0 | 0
2118 | 1600 | 874.457 | 0 | 725.543 | 0
2119 | 1140.384 | 0 | 292.499 | 847.885 | 0
2120 | 204.826 | 0 | 204.826 | 0 | 1163.418
2121 | 307.065 | 0 | 307.065 | 0 | 1796.808
2122 | 313.222 | 0 | 313.222 | 0 | 1796.808
2123 | 355.547 | 0 | 355.547 | 0 | 1796.808
2124 | 311.517 | 0 | 311.517 | 0 | 1796.808
2125 | 299.716 | 0 | 299.716 | 0 | 735.898
2126 | 315.351 | 0 | 315.351 | 0 | 0
2127 | 283.379 | 0 | 283.379 | 0 | 0
2128 | 230.684 | 0 | 230.684 | 0 | 0
2129 | 250.683 | 0 | 250.683 | 0 | 0
2130 | 298.518 | 0 | 232.632 | 65.886 | 0
2131 | 256.165 | 0 | 0 | 256.165 | 0
2132 | 318.4 | 0 | 0 | 318.4 | 0
2133 | 298.4 | 0 | 0 | 298.4 | 0
2134 | 237.6 | 0 | 0 | 237.6 | 0
2135 | 305.6 | 0 | 0 | 305.6 | 0
2136 | 168 | 0 | 0 | 168 | 0
2137 | 228.8 | 0 | 0 | 228.8 | 0
2138 | 226.4 | 0 | 0 | 226.4 | 0
2139 | 221.6 | 0 | 0 | 221.6 | 0
2140 | 135.2 | 0 | 0 | 135.2 | 0
2141 | 148.8 | 0 | 0 | 148.8 | 0
2142 | 203.2 | 0 | 0 | 203.2 | 0
2143 | 139.948 | 0 | 139.948 | 0 | 156.131
2144 | 168.345 | 0 | 168.345 | 0 | 1169.3
2145 | 999.188 | 0 | 999.188 | 0 | 1357.82
2146 | 1188.218 | 0 | 1188.218 | 0 | 448.483
2147 | 1369.757 | 0 | 1369.757 | 0 | 0
2148 | 1382.264 | 0 | 1382.264 | 0 | 0
2149 | 1401.945 | 0 | 1401.945 | 0 | 0
2150 | 1395.96 | 0 | 1395.96 | 0 | 0
2151 | 1436.28 | 0 | 1436.28 | 0 | 0
2152 | 1584.287 | 0 | 1584.287 | 0 | 0
2153 | 1458.461 | 244.781 | 1213.68 | 0 | 0
2154 | 1392.377 | 1169.143 | 223.234 | 0 | 0
2155 | 1600.335 | 0 | 0 | 1600.335 | 0
2156 | 1251.2 | 0 | 0 | 1251.2 | 0
2157 | 921.6 | 0 | 0 | 921.6 | 0
2158 | 1216 | 0 | 0 | 1216 | 0
2159 | 1305.6 | 0 | 0 | 1305.6 | 0
2160 | 875.2 | 380.332 | 0 | 494.868 | 0
2161 | 1137.6 | 1137.6 | 0 | 0 | 0
2162 | 760 | 760 | 0 | 0 | 0
2163 | 1196.8 | 1196.8 | 0 | 0 | 0
2164 | 1156 | 1156 | 0 | 0 | 0
2165 | 1220 | 1220 | 0 | 0 | 0
2166 | 1054.4 | 1054.4 | 0 | 0 | 0
2167 | 1293.304 | 0 | 271.599 | 1021.705 | 0
2168 | 1393.785 | 0 | 1040.285 | 353.5 | 0
2169 | 1579.901 | 0 | 1579.901 | 0 | 750.593
2170 | 1649.699 | 0 | 1649.699 | 0 | 1398.997
2171 | 1676.943 | 0 | 1676.943 | 0 | 1796.808
2172 | 1684.745 | 0 | 1684.745 | 0 | 1796.808
2173 | 1931.871 | 0 | 1931.871 | 0 | 1796.808
2174 | 1728.951 | 0 | 1728.951 | 0 | 15.333
2175 | 1653.202 | 0 | 1653.202 | 0 | 1299.012
2176 | 1470.106 | 0 | 1470.106 | 0 | 232.188
2177 | 1634.306 | 471.688 | 1162.618 | 0 | 0
2178 | 1538.105 | 1339.89 | 198.215 | 0 | 0
2179 | 1470.4 | 0 | 0 | 1470.4 | 0
2180 | 1250.4 | 0 | 0 | 1250.4 | 0
2181 | 1324.8 | 0 | 0 | 1324.8 | 0
2182 | 1529.6 | 0 | 0 | 1529.6 | 0
2183 | 1635.2 | 0 | 0 | 1635.2 | 0
2184 | 1508 | 1508 | 0 | 0 | 0
2185 | 972 | 972 | 0 | 0 | 0
2186 | 1086.4 | 1086.4 | 0 | 0 | 0
2187 | 1562.4 | 1562.4 | 0 | 0 | 0
2188 | 1220 | 1220 | 0 | 0 | 0
2189 | 1601.6 | 1601.6 | 0 | 0 | 0
2190 | 1461.6 | 1461.6 | 0 | 0 | 0
2191 | 1554.491 | 840.188 | 195.173 | 519.13 | 0
2192 | 1258.89 | 0 | 823.612 | 435.278 | 0
2193 | 1130.656 | 0 | 1130.656 | 0 | 621.339
2194 | 1493.053 | 0 | 1493.053 | 0 | 952.726
2195 | 1407.71 | 0 | 1407.71 | 0 | 1441.434
2196 | 1593.023 | 0 | 1593.023 | 0 | 1499.988
2197 | 1931.914 | 0 | 1931.914 | 0 | 1035.942
2198 | 1327.845 | 0 | 1327.845 | 0 | 1184.168
2199 | 1348.658 | 0 | 1348.658 | 0 | 1796.808
2200 | 1472.454 | 0 | 1472.454 | 0 | 554.143
2201 | 1419.53 | 122.789 | 1296.741 | 0 | 0
2202 | 938.571 | 803.417 | 135.154 | 0 | 0
2203 | 1347.852 | 0 | 0 | 1347.852 | 0
2204 | 1007.2 | 0 | 0 | 1007.2 | 0
2205 | 1144 | 0 | 0 | 1144 | 0
2206 | 1352 | 0 | 0 | 1352 | 0
2207 | 1520.8 | 0 | 0 | 1520.8 | 0
2208 | 1532.8 | 663.899 | 0 | 868.901 | 0
2209 | 1087.2 | 1087.2 | 0 | 0 | 0
2210 | 1328.8 | 1328.8 | 0 | 0 | 0
2211 | 1067.2 | 1067.2 | 0 | 0 | 0
2212 | 1069.6 | 1069.6 | 0 | 0 | 0
2213 | 964.8 | 964.8 | 0 | 0 | 0
2214 | 1233.6 | 1233.6 | 0 | 0 | 0
2215 | 1241.187 | 0 | 317.132 | 924.055 | 0
2216 | 1139.749 | 0 | 1139.749 | 0 | 275.2
2217 | 1485.342 | 0 | 1485.342 | 0 | 978.079
2218 | 1788.565 | 0 | 1788.565 | 0 | 1455.751
2219 | 1486.331 | 0 | 1486.331 | 0 | 1796.808
2220 | 1635.414 | 0 | 1635.414 | 0 | 1796.808
2221 | 1839.255 | 0 | 1839.255 | 0 | 1047.031
2222 | 1431.431 | 0 | 1431.431 | 0 | 1736.87
2223 | 1727.174 | 0 | 1727.174 | 0 | 0
2224 | 1726.438 | 0 | 1726.438 | 0 | 0
2225 | 1599.501 | 297.044 | 1302.457 | 0 | 0
2226 | 1633.042 | 1402.211 | 230.831 | 0 | 0
2227 | 1619.476 | 0 | 0 | 1619.476 | 0
2228 | 1533.6 | 0 | 0 | 1533.6 | 0
2229 | 1748.8 | 0 | 0 | 1748.8 | 0
2230 | 1145.6 | 0 | 0 | 1145.6 | 0
2231 | 1203.2 | 0 | 0 | 1203.2 | 0
2232 | 382.4 | 382.4 | 0 | 0 | 0
2233 | 120 | 120 | 0 | 0 | 0
2234 | 126.4 | 126.4 | 0 | 0 | 0
2235 | 118.4 | 118.4 | 0 | 0 | 0
2236 | 124.8 | 124.8 | 0 | 0 | 0
2237 | 127.2 | 127.2 | 0 | 0 | 0
2238 | 104.8 | 104.8 | 0 | 0 | 0
2239 | 90.455 | 90.455 | 0 | 0 | 184.46
2240 | 181.636 | 181.636 | 0 | 0 | 823.108
2241 | 1303.888 | 1303.888 | 0 | 0 | 884.572
2242 | 1593.999 | 225.593 | 1368.406 | 0 | 764.881
2243 | 1722.687 | 0 | 1722.687 | 0 | 743.289
2244 | 1824.597 | 0 | 1824.597 | 0 | 614.208
2245 | 1538.349 | 0 | 1538.349 | 0 | 1481.844
2246 | 1462.819 | 0 | 1462.819 | 0 | 1387.152
2247 | 1763.062 | 0 | 1763.062 | 0 | 394.802
2248 | 1727.078 | 0 | 1727.078 | 0 | 157.306
2249 | 1726.744 | 1455.689 | 271.055 | 0 | 0
2250 | 1440.062 | 1387.702 | 52.36 | 0 | 0
2251 | 1485.876 | 0 | 0 | 1485.876 | 0
2252 | 1420 | 0 | 0 | 1420 | 0
2253 | 1555.2 | 0 | 0 | 1555.2 | 0
2254 | 1828.8 | 31.992 | 0 | 1796.808 | 0
2255 | 1337.6 | 0 | 0 | 1337.6 | 0
2256 | 1448.8 | 1448.8 | 0 | 0 | 0
2257 | 1088.8 | 1088.8 | 0 | 0 | 0
2258 | 1398.4 | 1398.4 | 0 | 0 | 0
2259 | 1239.2 | 1239.2 | 0 | 0 | 0
2260 | 1181.6 | 1181.6 | 0 | 0 | 0
2261 | 1463.2 | 1463.2 | 0 | 0 | 0
2262 | 1187.2 | 1187.2 | 0 | 0 | 0
2263 | 1184.8 | 876.399 | 308.401 | 0 | 0
2264 | 1603.456 | 399.18 | 1204.276 | 0 | 0
2265 | 1609.349 | 0 | 1609.349 | 0 | 273.137
2266 | 1528.207 | 0 | 1528.207 | 0 | 982.781
2267 | 1584.409 | 0 | 1584.409 | 0 | 1268.111
2268 | 1411.614 | 0 | 1411.614 | 0 | 1547.727
2269 | 1807.633 | 0 | 1807.633 | 0 | 1257.912
2270 | 1580.825 | 0 | 1580.825 | 0 | 1406.736
2271 | 1109.428 | 0 | 1109.428 | 0 | 1273.284
2272 | 1562.899 | 0 | 1562.899 | 0 | 285.617
2273 | 1288.141 | 263.911 | 1024.23 | 0 | 0
2274 | 1690.754 | 1482.698 | 208.056 | 0 | 0
2275 | 1651.22 | 0 | 0 | 1651.22 | 0
2276 | 1392.8 | 0 | 0 | 1392.8 | 0
2277 | 1446.4 | 0 | 0 | 1446.4 | 0
2278 | 1270.4 | 0 | 0 | 1270.4 | 0
2279 | 1509.6 | 0 | 0 | 1509.6 | 0
2280 | 1620 | 1620 | 0 | 0 | 0
2281 | 1519.2 | 1519.2 | 0 | 0 | 0
2282 | 1356.8 | 1356.8 | 0 | 0 | 0
2283 | 1847.2 | 1847.2 | 0 | 0 | 0
2284 | 1688 | 1688 | 0 | 0 | 0
2285 | 1469.6 | 1469.6 | 0 | 0 | 0
2286 | 1407.2 | 1407.2 | 0 | 0 | 0
2287 | 1298.407 | 997.214 | 117.784 | 183.409 | 0
2288 | 341.456 | 0 | 341.456 | 0 | 146.176
2289 | 276.424 | 0 | 276.424 | 0 | 1179.146
2290 | 284.243 | 0 | 284.243 | 0 | 1796.808
2291 | 269.004 | 0 | 269.004 | 0 | 1796.808
2292 | 333.853 | 0 | 333.853 | 0 | 1796.808
2293 | 211.973 | 0 | 211.973 | 0 | 1796.808
2294 | 211.252 | 0 | 211.252 | 0 | 573.993
2295 | 343.658 | 0 | 343.658 | 0 | 0
2296 | 393.167 | 0 | 393.167 | 0 | 0
2297 | 317.159 | 0 | 317.159 | 0 | 0
2298 | 348.83 | 0 | 210.872 | 137.958 | 0
2299 | 281.691 | 0 | 0 | 281.691 | 0
2300 | 266.4 | 0 | 0 | 266.4 | 0
2301 | 309.6 | 0 | 0 | 309.6 | 0
2302 | 292 | 0 | 0 | 292 | 0
2303 | 243.2 | 0 | 0 | 243.2 | 0
2304 | 139.2 | 0 | 0 | 139.2 | 0
2305 | 142.4 | 0 | 0 | 142.4 | 0
2306 | 124 | 0 | 0 | 124 | 0
2307 | 118.4 | 0 | 0 | 118.4 | 0
2308 | 115.2 | 0 | 0 | 115.2 | 0
2309 | 101.6 | 0 | 0 | 101.6 | 0
2310 | 99.2 | 0 | 0 | 99.2 | 0
2311 | 81.795 | 0 | 81.795 | 0 | 214.556
2312 | 89.489 | 0 | 89.489 | 0 | 1046.224
2313 | 89.121 | 0 | 89.121 | 0 | 1377.718
2314 | 88.082 | 0 | 88.082 | 0 | 0
2315 | 84.446 | 0 | 84.446 | 0 | 0
2316 | 92.13 | 0 | 92.13 | 0 | 0
2317 | 88.264 | 0 | 88.264 | 0 | 0
2318 | 92.708 | 0 | 92.708 | 0 | 0
2319 | 86.801 | 0 | 86.801 | 0 | 0
2320 | 98.247 | 0 | 98.247 | 0 | 0
2321 | 88.18 | 0 | 88.18 | 0 | 0
2322 | 94.896 | 0 | 88.448 | 6.448 | 0
2323 | 102.069 | 0 | 0 | 102.069 | 0
2324 | 104.8 | 0 | 0 | 104.8 | 0
2325 | 103.2 | 0 | 0 | 103.2 | 0
2326 | 111.2 | 0 | 0 | 111.2 | 0
2327 | 101.6 | 0 | 0 | 101.6 | 0
2328 | 107.2 | 0 | 0 | 107.2 | 0
2329 | 96.8 | 0 | 0 | 96.8 | 0
2330 | 103.2 | 0 | 0 | 103.2 | 0
2331 | 100 | 0 | 0 | 100 | 0
2332 | 101.6 | 0 | 0 | 101.6 | 0
2333 | 96 | 0 | 0 | 96 | 0
2334 | 101.6 | 0 | 0 | 101.6 | 0
2335 | 90.638 | 0 | 90.638 | 0 | 208.563
2336 | 142.371 | 0 | 142.371 | 0 | 1015.239
2337 | 876.805 | 0 | 876.805 | 0 | 151.417
2338 | 1186.13 | 0 | 1186.13 | 0 | 0
2339 | 1409.196 | 0 | 1409.196 | 0 | 0
2340 | 1645.065 | 0 | 1645.065 | 0 | 0
2341 | 1551.507 | 0 | 1551.507 | 0 | 0
2342 | 1454.836 | 0 | 1454.836 | 0 | 0
2343 | 1456.702 | 0 | 1456.702 | 0 | 0
2344 | 1631.387 | 832.391 | 798.996 | 0 | 0
2345 | 1631.553 | 712.598 | 918.955 | 0 | 0
2346 | 1765.931 | 1584.944 | 180.987 | 0 | 0
2347 | 1730.86 | 439.668 | 0 | 1291.192 | 0
2348 | 1846.4 | 49.592 | 0 | 1796.808 | 0
2349 | 1725.6 | 0 | 0 | 1725.6 | 0
2350 | 1554.4 | 0 | 0 | 1554.4 | 0
2351 | 1998.4 | 201.592 | 0 | 1796.808 | 0
2352 | 1700.8 | 1700.8 | 0 | 0 | 0
2353 | 1940.8 | 1940.8 | 0 | 0 | 0
2354 | 1621.6 | 1621.6 | 0 | 0 | 0
2355 | 1272.8 | 1272.8 | 0 | 0 | 0
2356 | 1277.6 | 1277.6 | 0 | 0 | 0
2357 | 1742.4 | 1742.4 | 0 | 0 | 0
2358 | 1696 | 1696 | 0 | 0 | 0
2359 | 1093.028 | 737.723 | 355.305 | 0 | 0
2360 | 1153.367 | 0 | 1153.367 | 0 | 254.88
2361 | 1724.16 | 0 | 1724.16 | 0 | 674.449
2362 | 2138.256 | 0 | 2138.256 | 0 | 945.033
2363 | 1900.048 | 0 | 1900.048 | 0 | 1653.021
2364 | 2133.191 | 0 | 2133.191 | 0 | 1655.813
2365 | 1700.026 | 0 | 1700.026 | 0 | 1796.808
2366 | 1540.681 | 0 | 1540.681 | 0 | 1796.808
2367 | 1354.534 | 0 | 1354.534 | 0 | 309.735
2368 | 1652.807 | 0 | 1652.807 | 0 | 0
2369 | 1811.042 | 574.281 | 1236.761 | 0 | 0
2370 | 1517.038 | 1293.81 | 223.228 | 0 | 0
2371 | 1866.297 | 582.297 | 0 | 1284 | 0
2372 | 1745.6 | 0 | 0 | 1745.6 | 0
2373 | 2057.6 | 260.792 | 0 | 1796.808 | 0
2374 | 1675.2 | 0 | 0 | 1675.2 | 0
2375 | 1663.2 | 0 | 0 | 1663.2 | 0
2376 | 1429.6 | 1429.6 | 0 | 0 | 0
2377 | 1479.2 | 1479.2 | 0 | 0 | 0
2378 | 1613.6 | 1613.6 | 0 | 0 | 0
2379 | 1020.8 | 1020.8 | 0 | 0 | 0
2380 | 1254.4 | 1254.4 | 0 | 0 | 0
2381 | 1267.2 | 1267.2 | 0 | 0 | 0
2382 | 1392 | 1392 | 0 | 0 | 0
2383 | 1293.522 | 926.676 | 366.846 | 0 | 0
2384 | 650.269 | 0 | 650.269 | 0 | 804.587
2385 | 1468.701 | 0 | 1468.701 | 0 | 1025.285
2386 | 1476.864 | 0 | 1476.864 | 0 | 1775.157
2387 | 1368.496 | 0 | 1368.496 | 0 | 1796.808
2388 | 1103.419 | 0 | 1103.419 | 0 | 1796.808
2389 | 1738.664 | 0 | 1738.664 | 0 | 1796.808
2390 | 1353.651 | 0 | 1353.651 | 0 | 91.094
2391 | 1671.773 | 0 | 1671.773 | 0 | 0
2392 | 1643.7 | 0 | 1643.7 | 0 | 0
2393 | 1554.145 | 338 | 1216.145 | 0 | 0
2394 | 1624.376 | 1403.278 | 221.098 | 0 | 0
2395 | 1597.412 | 0 | 0 | 1597.412 | 0
2396 | 1305.6 | 0 | 0 | 1305.6 | 0
2397 | 1634.4 | 0 | 0 | 1634.4 | 0
2398 | 1851.2 | 54.392 | 0 | 1796.808 | 0
2399 | 1613.6 | 0 | 0 | 1613.6 | 0
2400 | 1363.2 | 1363.2 | 0 | 0 | 0
2401 | 1245.6 | 1245.6 | 0 | 0 | 0
2402 | 1235.2 | 1235.2 | 0 | 0 | 0
2403 | 1324 | 1324 | 0 | 0 | 0
2404 | 1393.6 | 1393.6 | 0 | 0 | 0
2405 | 1192 | 1192 | 0 | 0 | 0
2406 | 1108 | 1108 | 0 | 0 | 0
2407 | 1071.458 | 1071.458 | 0 | 0 | 361.968
2408 | 700.377 | 700.377 | 0 | 0 | 1405.681
2409 | 1179.725 | 1179.725 | 0 | 0 | 1625.73
2410 | 1627.857 | 969.774 | 658.083 | 0 | 851.779
2411 | 1504.309 | 0 | 1504.309 | 0 | 804.033
2412 | 1607.655 | 0 | 1607.655 | 0 | 816.477
2413 | 1708.11 | 0 | 1708.11 | 0 | 1796.808
2414 | 1747.615 | 0 | 1747.615 | 0 | 943.181
2415 | 1656.806 | 0 | 1656.806 | 0 | 239.407
2416 | 1940.668 | 811.243 | 1129.425 | 0 | 0
2417 | 1471.768 | 304.062 | 1167.706 | 0 | 0
2418 | 1831.384 | 1625.124 | 206.26 | 0 | 0
2419 | 1741.725 | 300.141 | 0 | 1441.584 | 0
2420 | 1332.8 | 0 | 0 | 1332.8 | 0
2421 | 1913.6 | 116.792 | 0 | 1796.808 | 0
2422 | 1916 | 119.192 | 0 | 1796.808 | 0
2423 | 1797.6 | 0.792 | 0 | 1796.808 | 0
2424 | 1308 | 1308 | 0 | 0 | 0
2425 | 1379.2 | 1379.2 | 0 | 0 | 0
2426 | 1590.4 | 1590.4 | 0 | 0 | 0
2427 | 1549.6 | 1549.6 | 0 | 0 | 0
2428 | 934.4 | 934.4 | 0 | 0 | 0
2429 | 1459.2 | 1459.2 | 0 | 0 | 0
2430 | 1591.2 | 1591.2 | 0 | 0 | 0
2431 | 966.93 | 613.2 | 353.73 | 0 | 0
2432 | 1477.577 | 118.477 | 1359.1 | 0 | 0
2433 | 1354.983 | 0 | 1354.983 | 0 | 945.32
2434 | 1698.036 | 0 | 1698.036 | 0 | 1296.924
2435 | 1687.35 | 0 | 1687.35 | 0 | 1796.808
2436 | 1799.841 | 0 | 1799.841 | 0 | 1796.808
2437 | 1492.56 | 0 | 1492.56 | 0 | 1796.808
2438 | 1614.825 | 0 | 1614.824 | 0 | 1453.88
2439 | 1802.673 | 0 | 1802.673 | 0 | 0
2440 | 1703.159 | 32.859 | 1670.3 | 0 | 0
2441 | 1953.342 | 1296.253 | 657.089 | 0 | 0
2442 | 1610.257 | 1494.762 | 115.495 | 0 | 0
2443 | 1843.247 | 614.455 | 0 | 1228.792 | 0
2444 | 1636 | 0 | 0 | 1636 | 0
2445 | 1706.4 | 0 | 0 | 1706.4 | 0
2446 | 2003.2 | 206.392 | 0 | 1796.808 | 0
2447 | 1822.4 | 25.592 | 0 | 1796.808 | 0
2448 | 1698.4 | 1698.4 | 0 | 0 | 0
2449 | 1377.6 | 1377.6 | 0 | 0 | 0
2450 | 1225.6 | 1225.6 | 0 | 0 | 0
2451 | 1188 | 1188 | 0 | 0 | 0
2452 | 1199.2 | 1199.2 | 0 | 0 | 0
2453 | 1212 | 1212 | 0 | 0 | 0
2454 | 1070.4 | 1070.4 | 0 | 0 | 0
2455 | 974.019 | 751.89 | 222.129 | 0 | 0
2456 | 196.406 | 0 | 196.406 | 0 | 671.13
2457 | 173.54 | 0 | 173.54 | 0 | 1796.808
2458 | 0 | 0 | 0 | 0 | 1796.808
2459 | 0 | 0 | 0 | 0 | 1796.808
2460 | 0 | 0 | 0 | 0 | 1796.808
2461 | 0 | 0 | 0 | 0 | 1228.185
2462 | 267.984 | 0 | 267.984 | 0 | 0
2463 | 256.129 | 0 | 256.129 | 0 | 0
2464 | 126.647 | 0 | 126.647 | 0 | 0
2465 | 227.812 | 0 | 227.812 | 0 | 0
2466 | 353.747 | 0 | 206.096 | 147.651 | 0
2467 | 216.663 | 0 | 0 | 216.663 | 0
2468 | 193.6 | 0 | 0 | 193.6 | 0
2469 | 127.2 | 0 | 0 | 127.2 | 0
2470 | 117.6 | 0 | 0 | 117.6 | 0
2471 | 128.8 | 0 | 0 | 128.8 | 0
2472 | 140.8 | 0 | 0 | 140.8 | 0
2473 | 108.8 | 0 | 0 | 108.8 | 0
2474 | 100 | 0 | 0 | 100 | 0
2475 | 89.6 | 0 | 0 | 89.6 | 0
2476 | 99.2 | 0 | 0 | 99.2 | 0
2477 | 91.2 | 0 | 0 | 91.2 | 0
2478 | 98.4 | 0 | 0 | 98.4 | 0
2479 | 64.271 | 0 | 64.271 | 0 | 284.139
2480 | 44.716 | 0 | 44.716 | 0 | 1310.265
2481 | 503.248 | 0 | 503.248 | 0 | 252.455
2482 | 593.572 | 0 | 593.572 | 0 | 0
2483 | 451.248 | 0 | 451.248 | 0 | 0
2484 | 445.515 | 0 | 445.515 | 0 | 0
2485 | 1718.709 | 0 | 1718.709 | 0 | 0
2486 | 1825.482 | 0 | 1825.482 | 0 | 0
2487 | 1311.2 | 0 | 1311.2 | 0 | 0
2488 | 1571.2 | 0 | 1571.2 | 0 | 0
2489 | 1255.2 | 104.983 | 1150.217 | 0 | 0
2490 | 1663.487 | 1465.057 | 198.43 | 0 | 0
2491 | 1610.935 | 0 | 0 | 1610.935 | 0
2492 | 1180.8 | 0 | 0 | 1180.8 | 0
2493 | 1295.2 | 0 | 0 | 1295.2 | 0
2494 | 1408 | 0 | 0 | 1408 | 0
2495 | 1508 | 0 | 0 | 1508 | 0
2496 | 1367.2 | 1367.2 | 0 | 0 | 0
2497 | 1770.4 | 1770.4 | 0 | 0 | 0
2498 | 1622.4 | 1622.4 | 0 | 0 | 0
2499 | 1314.4 | 1314.4 | 0 | 0 | 0
2500 | 1200.8 | 1200.8 | 0 | 0 | 0
2501 | 1348 | 1348 | 0 | 0 | 0
2502 | 1156 | 1156 | 0 | 0 | 0
2503 | 1375.182 | 994.264 | 380.918 | 0 | 0
2504 | 1228.928 | 0 | 1228.928 | 0 | 184.543
2505 | 1763.437 | 0 | 1763.437 | 0 | 643.047
2506 | 1786.454 | 1350.02 | 436.434 | 0 | 0
2507 | 1601.327 | 0 | 1601.327 | 0 | 1796.808
2508 | 1886.909 | 0 | 1886.909 | 0 | 1796.808
2509 | 1830.371 | 8.227 | 1822.144 | 0 | 0
2510 | 1393.734 | 0 | 1393.734 | 0 | 1796.808
2511 | 1534.199 | 0 | 1534.199 | 0 | 535.483
2512 | 1641.378 | 0 | 1641.378 | 0 | 55.872
2513 | 1522.665 | 550.483 | 972.182 | 0 | 0
2514 | 1554.326 | 1340.089 | 214.237 | 0 | 0
2515 | 1267.674 | 0 | 0 | 1267.674 | 0
2516 | 1214.4 | 0 | 0 | 1214.4 | 0
2517 | 1422.4 | 0 | 0 | 1422.4 | 0
2518 | 1226.4 | 0 | 0 | 1226.4 | 0
2519 | 1222.4 | 0 | 0 | 1222.4 | 0
2520 | 1440.8 | 1319.948 | 0 | 120.852 | 0
2521 | 1159.2 | 1159.2 | 0 | 0 | 0
2522 | 1145.6 | 1145.6 | 0 | 0 | 0
2523 | 1368.8 | 1368.8 | 0 | 0 | 0
2524 | 864.8 | 864.8 | 0 | 0 | 0
2525 | 943.2 | 943.2 | 0 | 0 | 0
2526 | 1092 | 1092 | 0 | 0 | 0
2527 | 1156.517 | 0 | 350.144 | 806.373 | 0
2528 | 715.847 | 0 | 715.847 | 0 | 699.561
2529 | 1374.694 | 0 | 1374.694 | 0 | 604.579
2530 | 1474.584 | 0 | 1474.584 | 0 | 1165.036
2531 | 1171.084 | 0 | 1171.084 | 0 | 1796.808
2532 | 1452.682 | 0 | 1452.682 | 0 | 1796.808
2533 | 1536.423 | 0 | 1536.423 | 0 | 1612.12
2534 | 1489.362 | 0 | 1489.362 | 0 | 1402.85
2535 | 1094.152 | 0 | 1094.153 | 0 | 8.784
2536 | 1400.201 | 0 | 1400.201 | 0 | 0
2537 | 1681.075 | 745.764 | 935.311 | 0 | 0
2538 | 1647.588 | 1463.174 | 184.414 | 0 | 0
2539 | 1122.777 | 0 | 0 | 1122.777 | 0
2540 | 1656 | 0 | 0 | 1656 | 0
2541 | 1400.8 | 0 | 0 | 1400.8 | 0
2542 | 1624.8 | 0 | 0 | 1624.8 | 0
2543 | 1046.4 | 0 | 0 | 1046.4 | 0
2544 | 1645.6 | 1645.6 | 0 | 0 | 0
2545 | 1430.4 | 1430.4 | 0 | 0 | 0
2546 | 1149.6 | 1149.6 | 0 | 0 | 0
2547 | 1410.4 | 1410.4 | 0 | 0 | 0
2548 | 1274.4 | 1274.4 | 0 | 0 | 0
2549 | 1276.8 | 1276.8 | 0 | 0 | 0
2550 | 1566.4 | 1566.4 | 0 | 0 | 0
2551 | 1491.966 | 1031.513 | 126.995 | 333.458 | 0
2552 | 1493.014 | 0 | 512.441 | 980.573 | 0
2553 | 1539.824 | 0 | 1539.824 | 0 | 254.338
2554 | 1782.499 | 0 | 1782.499 | 0 | 1312.642
2555 | 1835.337 | 0 | 1835.337 | 0 | 1767.842
2556 | 1632.697 | 0 | 1632.697 | 0 | 1796.808
2557 | 1766.248 | 0 | 1766.248 | 0 | 1796.808
2558 | 1904.871 | 0 | 1904.871 | 0 | 1594.462
2559 | 1996.523 | 0 | 1996.523 | 0 | 563.647
2560 | 1909.872 | 39.147 | 1870.725 | 0 | 0
2561 | 1550.773 | 1304.827 | 245.946 | 0 | 0
2562 | 1749.963 | 1705.835 | 44.128 | 0 | 0
2563 | 2041.861 | 415.453 | 0 | 1626.408 | 0
2564 | 1636 | 0 | 0 | 1636 | 0
2565 | 1492.8 | 0 | 0 | 1492.8 | 0
2566 | 1684 | 0 | 0 | 1684 | 0
2567 | 1725.6 | 0 | 0 | 1725.6 | 0
2568 | 1603.2 | 1603.2 | 0 | 0 | 0
2569 | 792 | 792 | 0 | 0 | 0
2570 | 863.2 | 863.2 | 0 | 0 | 0
2571 | 843.2 | 843.2 | 0 | 0 | 0
2572 | 594.4 | 594.4 | 0 | 0 | 0
2573 | 836 | 836 | 0 | 0 | 0
2574 | 635.2 | 635.2 | 0 | 0 | 0
2575 | 612.699 | 485.562 | 127.137 | 0 | 0
2576 | 532.414 | 25.848 | 506.566 | 0 | 0
2577 | 903.735 | 0 | 903.735 | 0 | 1171.295
2578 | 888.082 | 0 | 888.082 | 0 | 1118.289
2579 | 1104.242 | 0 | 1104.242 | 0 | 1796.808
2580 | 873.013 | 0 | 873.013 | 0 | 1796.808
2581 | 777.272 | 0 | 777.272 | 0 | 1796.808
2582 | 991.14 | 0 | 991.14 | 0 | 1406.539
2583 | 976.907 | 0 | 976.907 | 0 | 0
2584 | 874.205 | 0 | 874.205 | 0 | 0
2585 | 861.226 | 0 | 861.226 | 0 | 0
2586 | 364.693 | 0 | 213.585 | 151.108 | 0
2587 | 407.546 | 0 | 0 | 407.546 | 0
2588 | 380.8 | 0 | 0 | 380.8 | 0
2589 | 503.2 | 0 | 0 | 503.2 | 0
2590 | 686.4 | 0 | 0 | 686.4 | 0
2591 | 699.2 | 0 | 0 | 699.2 | 0
2592 | 0 | 0 | 0 | 0 | 0
2593 | 0 | 0 | 0 | 0 | 0
2594 | 0 | 0 | 0 | 0 | 0
2595 | 0 | 0 | 0 | 0 | 0
2596 | 0 | 0 | 0 | 0 | 0
2597 | 0 | 0 | 0 | 0 | 0
2598 | 0 | 0 | 0 | 0 | 0
2599 | 1576.944 | 0 | 399.83 | 1177.114 | 0
2600 | 1498.248 | 0 | 1454.607 | 43.641 | 0
2601 | 1510.044 | 0 | 1510.044 | 0 | 930.036
2602 | 1902.362 | 0 | 1902.362 | 0 | 1267.517
2603 | 1884.636 | 0 | 1884.636 | 0 | 1796.808
2604 | 1594.663 | 0 | 1594.663 | 0 | 511.748
2605 | 1945.081 | 0 | 1945.081 | 0 | 0
2606 | 1916.271 | 0 | 1916.271 | 0 | 0
2607 | 2098.686 | 0 | 2098.686 | 0 | 0
2608 | 1693.969 | 0 | 1693.969 | 0 | 0
2609 | 2117.631 | 1333.387 | 784.244 | 0 | 0
2610 | 2089.833 | 1932.885 | 156.948 | 0 | 0
2611 | 1694.447 | 0 | 0 | 1694.447 | 0
2612 | 1517.6 | 0 | 0 | 1517.6 | 0
2613 | 1688.8 | 0 | 0 | 1688.8 | 0
2614 | 1653.6 | 0 | 0 | 1653.6 | 0
2615 | 1461.6 | 0 | 0 | 1461.6 | 0
2616 | 0 | 0 | 0 | 0 | 0
2617 | 0 | 0 | 0 | 0 | 0
2618 | 0 | 0 | 0 | 0 | 0
2619 | 0 | 0 | 0 | 0 | 0
2620 | 0 | 0 | 0 | 0 | 0
2621 | 0 | 0 | 0 | 0 | 0
2622 | 0 | 0 | 0 | 0 | 0
2623 | 601.179 | 40.589 | 411.829 | 148.761 | 0
2624 | 322.859 | 0 | 322.859 | 0 | 1140.32
2625 | 345.786 | 0 | 345.786 | 0 | 1796.808
2626 | 329.02 | 0 | 329.02 | 0 | 1796.808
2627 | 281.969 | 0 | 281.969 | 0 | 1796.808
2628 | 315.114 | 0 | 315.114 | 0 | 1796.808
2629 | 313.792 | 0 | 313.792 | 0 | 758.996
2630 | 298.368 | 0 | 298.368 | 0 | 0
2631 | 287.073 | 0 | 287.073 | 0 | 0
2632 | 258.151 | 0 | 258.151 | 0 | 0
2633 | 315.607 | 0 | 315.607 | 0 | 0
2634 | 311.492 | 0 | 201.133 | 110.359 | 0
2635 | 272.738 | 0 | 0 | 272.738 | 0
2636 | 274.4 | 0 | 0 | 274.4 | 0
2637 | 260.8 | 0 | 0 | 260.8 | 0
2638 | 225.6 | 0 | 0 | 225.6 | 0
2639 | 268 | 0 | 0 | 268 | 0
2640 | 0 | 0 | 0 | 0 | 0
2641 | 0 | 0 | 0 | 0 | 0
2642 | 0 | 0 | 0 | 0 | 0
2643 | 0 | 0 | 0 | 0 | 0
2644 | 0 | 0 | 0 | 0 | 0
2645 | 0 | 0 | 0 | 0 | 0
2646 | 0 | 0 | 0 | 0 | 0
2647 | 39.491 | 0 | 39.491 | 0 | 339.762
2648 | 37.99 | 0 | 37.99 | 0 | 1231.527
2649 | 302.112 | 0 | 302.112 | 0 | 0
2650 | 565.025 | 0 | 565.025 | 0 | 0
2651 | 324.56 | 0 | 324.56 | 0 | 0
2652 | 314.692 | 0 | 314.692 | 0 | 0
2653 | 593.521 | 0 | 593.521 | 0 | 0
2654 | 606.677 | 0 | 606.677 | 0 | 0
2655 | 413.157 | 0 | 413.157 | 0 | 0
2656 | 615.896 | 0 | 615.896 | 0 | 0
2657 | 592.271 | 0 | 592.271 | 0 | 0
2658 | 583.145 | 0 | 188.578 | 394.567 | 0
2659 | 752.979 | 0 | 0 | 752.979 | 0
2660 | 606.4 | 0 | 0 | 606.4 | 0
2661 | 505.6 | 0 | 0 | 505.6 | 0
2662 | 594.4 | 0 | 0 | 594.4 | 0
2663 | 668.8 | 0 | 0 | 668.8 | 0
2664 | 0 | 0 | 0 | 0 | 0
2665 | 0 | 0 | 0 | 0 | 0
2666 | 0 | 0 | 0 | 0 | 0
2667 | 0 | 0 | 0 | 0 | 0
2668 | 0 | 0 | 0 | 0 | 0
2669 | 0 | 0 | 0 | 0 | 0
2670 | 0 | 0 | 0 | 0 | 0
2671 | 1652.413 | 0 | 412.118 | 1240.295 | 0
2672 | 1082.942 | 0 | 1082.942 | 0 | 379.376
2673 | 1038.061 | 0 | 1038.061 | 0 | 1416.431
2674 | 1455.5 | 0 | 1455.5 | 0 | 1716.475
2675 | 1822.657 | 0 | 1822.657 | 0 | 1763.311
2676 | 1569.698 | 0 | 1569.698 | 0 | 25.156
2677 | 1627.187 | 0 | 1627.187 | 0 | 0
2678 | 1849.064 | 0 | 1849.064 | 0 | 0
2679 | 1544.646 | 0 | 1544.646 | 0 | 0
2680 | 1277.5 | 0 | 1277.5 | 0 | 0
2681 | 1415.472 | 261.624 | 1153.848 | 0 | 0
2682 | 1528.819 | 1374.063 | 154.756 | 0 | 0
2683 | 1597.596 | 166.404 | 0 | 1431.192 | 0
2684 | 1565.6 | 0 | 0 | 1565.6 | 0
2685 | 1574.4 | 0 | 0 | 1574.4 | 0
2686 | 2055.2 | 258.392 | 0 | 1796.808 | 0
2687 | 2027.2 | 230.392 | 0 | 1796.808 | 0
2688 | 0 | 0 | 0 | 0 | 0
2689 | 0 | 0 | 0 | 0 | 0
2690 | 0 | 0 | 0 | 0 | 0
2691 | 0 | 0 | 0 | 0 | 0
2692 | 0 | 0 | 0 | 0 | 0
2693 | 0 | 0 | 0 | 0 | 0
2694 | 0 | 0 | 0 | 0 | 0
2695 | 1539.86 | 1237.447 | 302.413 | 0 | 0
2696 | 753.773 | 0 | 753.773 | 0 | 721.331
2697 | 1086.631 | 0 | 1086.631 | 0 | 1354.905
2698 | 1522.957 | 0 | 1522.957 | 0 | 1625.597
2699 | 1186.075 | 0 | 1186.075 | 0 | 1796.808
2700 | 1273.679 | 0 | 1273.679 | 0 | 1796.808
2701 | 1087.344 | 0 | 1087.344 | 0 | 1791.098
2702 | 1231.626 | 0 | 1231.626 | 0 | 0
2703 | 1034.934 | 0 | 1034.934 | 0 | 0
2704 | 806.512 | 0 | 806.512 | 0 | 0
2705 | 1209.862 | 396.221 | 813.641 | 0 | 0
2706 | 1026.622 | 4.784 | 184.975 | 836.863 | 0
2707 | 1116.444 | 0 | 0 | 1116.444 | 0
2708 | 1189.6 | 0 | 0 | 1189.6 | 0
2709 | 1585.6 | 0 | 0 | 1585.6 | 0
2710 | 1313.6 | 0 | 0 | 1313.6 | 0
2711 | 1244.8 | 0 | 0 | 1244.8 | 0
2712 | 0 | 0 | 0 | 0 | 0
2713 | 0 | 0 | 0 | 0 | 0
2714 | 0 | 0 | 0 | 0 | 0
2715 | 0 | 0 | 0 | 0 | 0
2716 | 0 | 0 | 0 | 0 | 0
2717 | 0 | 0 | 0 | 0 | 0
2718 | 0 | 0 | 0 | 0 | 0
2719 | 726.714 | 0 | 427.188 | 299.526 | 0
2720 | 674.256 | 0 | 95.881 | 578.375 | 0
2721 | 632.529 | 0 | 632.529 | 0 | 1796.808
2722 | 561.581 | 0 | 561.581 | 0 | 1796.808
2723 | 451.698 | 0 | 451.698 | 0 | 1796.808
2724 | 423.123 | 0 | 423.123 | 0 | 1796.808
2725 | 1088.675 | 0 | 1088.675 | 0 | 1796.808
2726 | 1337.162 | 0 | 1337.163 | 0 | 102.507
2727 | 1171.09 | 0 | 1171.09 | 0 | 0
2728 | 1325.832 | 0 | 1325.832 | 0 | 0
2729 | 1450.922 | 263.858 | 1187.064 | 0 | 0
2730 | 1693.945 | 1491.424 | 202.521 | 0 | 0
2731 | 1224.801 | 0 | 0 | 1224.801 | 0
2732 | 1521.6 | 0 | 0 | 1521.6 | 0
2733 | 1564 | 0 | 0 | 1564 | 0
2734 | 1750.4 | 0 | 0 | 1750.4 | 0
2735 | 1775.2 | 0 | 0 | 1775.2 | 0
2736 | 0 | 0 | 0 | 0 | 0
2737 | 0 | 0 | 0 | 0 | 0
2738 | 0 | 0 | 0 | 0 | 0
2739 | 0 | 0 | 0 | 0 | 0
2740 | 0 | 0 | 0 | 0 | 0
2741 | 0 | 0 | 0 | 0 | 0
2742 | 0 | 0 | 0 | 0 | 0
2743 | 1263.257 | 508.31 | 426.14 | 328.807 | 0
2744 | 953.993 | 0 | 953.993 | 0 | 492.473
2745 | 1386.66 | 0 | 1386.66 | 0 | 1016.351
2746 | 1396.16 | 0 | 1396.16 | 0 | 1716.634
2747 | 1632.597 | 0 | 1632.597 | 0 | 1796.808
2748 | 1604.417 | 0 | 1604.417 | 0 | 1796.808
2749 | 1737.845 | 0 | 1737.845 | 0 | 1796.808
2750 | 1592.395 | 0 | 1592.395 | 0 | 470.665
2751 | 1657.388 | 0 | 1657.388 | 0 | 0
2752 | 1478.101 | 0 | 1478.101 | 0 | 0
2753 | 1658.613 | 721.732 | 936.881 | 0 | 0
2754 | 1608.759 | 1424.26 | 184.499 | 0 | 0
2755 | 1122.711 | 0 | 0 | 1122.711 | 0
2756 | 1280.8 | 0 | 0 | 1280.8 | 0
2757 | 1492 | 0 | 0 | 1492 | 0
2758 | 1771.2 | 0 | 0 | 1771.2 | 0
2759 | 1771.2 | 0 | 0 | 1771.2 | 0
2760 | 0 | 0 | 0 | 0 | 0
2761 | 0 | 0 | 0 | 0 | 0
2762 | 0 | 0 | 0 | 0 | 0
2763 | 0 | 0 | 0 | 0 | 0
2764 | 0 | 0 | 0 | 0 | 0
2765 | 0 | 0 | 0 | 0 | 0
2766 | 0 | 0 | 0 | 0 | 0
2767 | 1162.556 | 61.777 | 373.882 | 726.897 | 0
2768 | 970.887 | 0 | 970.887 | 0 | 370.316
2769 | 1196.422 | 0 | 1196.422 | 0 | 1057.68
2770 | 1332.16 | 0 | 1332.16 | 0 | 1636.376
2771 | 1301.099 | 0 | 1301.099 | 0 | 1796.808
2772 | 1262.025 | 0 | 1262.025 | 0 | 1796.808
2773 | 1431.18 | 0 | 1431.18 | 0 | 1796.808
2774 | 1472.893 | 0 | 1472.893 | 0 | 631.752
2775 | 1483.656 | 0 | 1483.656 | 0 | 0
2776 | 1473.083 | 78.093 | 1394.99 | 0 | 0
2777 | 1294.28 | 891.306 | 402.974 | 0 | 0
2778 | 1058.51 | 77.712 | 79.355 | 901.443 | 0
2779 | 1464.006 | 0 | 0 | 1464.006 | 0
2780 | 1241.6 | 0 | 0 | 1241.6 | 0
2781 | 1408.8 | 0 | 0 | 1408.8 | 0
2782 | 1203.2 | 0 | 0 | 1203.2 | 0
2783 | 1300 | 0 | 0 | 1300 | 0
2784 | 0 | 0 | 0 | 0 | 0
2785 | 0 | 0 | 0 | 0 | 0
2786 | 0 | 0 | 0 | 0 | 0
2787 | 0 | 0 | 0 | 0 | 0
2788 | 0 | 0 | 0 | 0 | 0
2789 | 0 | 0 | 0 | 0 | 0
2790 | 0 | 0 | 0 | 0 | 0
2791 | 1083.813 | 0 | 438.054 | 645.759 | 0
2792 | 1008.77 | 0 | 1008.77 | 0 | 492.497
2793 | 934.389 | 0 | 934.389 | 0 | 1541.842
2794 | 1123.825 | 0 | 1123.825 | 0 | 1796.808
2795 | 930.985 | 0 | 930.985 | 0 | 1796.808
2796 | 972.383 | 0 | 972.383 | 0 | 1796.808
2797 | 958.182 | 0 | 958.182 | 0 | 1661.785
2798 | 1202.344 | 0 | 1202.344 | 0 | 0
2799 | 871.996 | 0 | 871.996 | 0 | 0
2800 | 905.877 | 0 | 905.877 | 0 | 0
2801 | 1065.211 | 0 | 1065.211 | 0 | 0
2802 | 1003.197 | 0 | 202.498 | 800.699 | 0
2803 | 1253.158 | 0 | 0 | 1253.158 | 0
2804 | 1226.4 | 0 | 0 | 1226.4 | 0
2805 | 1049.6 | 0 | 0 | 1049.6 | 0
2806 | 1300 | 0 | 0 | 1300 | 0
2807 | 1016.8 | 0 | 0 | 1016.8 | 0
2808 | 0 | 0 | 0 | 0 | 0
2809 | 0 | 0 | 0 | 0 | 0
2810 | 0 | 0 | 0 | 0 | 0
2811 | 0 | 0 | 0 | 0 | 0
2812 | 0 | 0 | 0 | 0 | 0
2813 | 0 | 0 | 0 | 0 | 0
2814 | 0 | 0 | 0 | 0 | 0
2815 | 976.828 | 0 | 295.819 | 681.009 | 0
2816 | 949.208 | 0 | 949.208 | 0 | 425.058
2817 | 1320.769 | 0 | 1320.769 | 0 | 976.741
2818 | 1344.335 | 0 | 1344.335 | 0 | 1686.152
2819 | 1328.345 | 0 | 1328.345 | 0 | 1796.808
2820 | 1413.067 | 0 | 1413.067 | 0 | 1796.808
2821 | 1334.168 | 0 | 1334.168 | 0 | 1304.801
2822 | 1503.829 | 0 | 1503.829 | 0 | 168.531
2823 | 1371.782 | 102.212 | 1269.57 | 0 | 0
2824 | 1502.032 | 777.513 | 724.519 | 0 | 0
2825 | 1377.423 | 723.801 | 653.622 | 0 | 0
2826 | 1514.373 | 222.417 | 131.16 | 1160.797 | 0
2827 | 1132.464 | 0 | 0 | 1132.464 | 0
2828 | 1019.2 | 0 | 0 | 1019.2 | 0
2829 | 1064.8 | 0 | 0 | 1064.8 | 0
2830 | 1386.4 | 0 | 0 | 1386.4 | 0
2831 | 1148 | 0 | 0 | 1148 | 0
2832 | 0 | 0 | 0 | 0 | 0
2833 | 0 | 0 | 0 | 0 | 0
2834 | 0 | 0 | 0 | 0 | 0
2835 | 0 | 0 | 0 | 0 | 0
2836 | 0 | 0 | 0 | 0 | 0
2837 | 0 | 0 | 0 | 0 | 0
2838 | 0 | 0 | 0 | 0 | 0
2839 | 989.561 | 0 | 388.952 | 600.609 | 0
2840 | 970.741 | 0 | 970.741 | 0 | 247.29
2841 | 1081.276 | 0 | 1081.276 | 0 | 1435.383
2842 | 1571.813 | 0 | 1548.902 | 22.911 | 0
2843 | 1519.172 | 0 | 1519.172 | 0 | 1312.743
2844 | 1461.244 | 0 | 1461.244 | 0 | 1796.808
2845 | 1711.452 | 0 | 1711.452 | 0 | 1796.808
2846 | 1173.122 | 0 | 1173.122 | 0 | 1796.808
2847 | 1493.09 | 1302.665 | 190.425 | 0 | 0
2848 | 1648.072 | 959.336 | 688.736 | 0 | 0
2849 | 1134.203 | 1049.624 | 84.579 | 0 | 0
2850 | 1182.912 | 701.049 | 10.26 | 471.603 | 0
2851 | 1420.356 | 0 | 0 | 1420.356 | 0
2852 | 1311.2 | 0 | 0 | 1311.2 | 0
2853 | 1405.6 | 0 | 0 | 1405.6 | 0
2854 | 1212 | 0 | 0 | 1212 | 0
2855 | 1395.2 | 0 | 0 | 1395.2 | 0
2856 | 0 | 0 | 0 | 0 | 0
2857 | 0 | 0 | 0 | 0 | 0
2858 | 0 | 0 | 0 | 0 | 0
2859 | 0 | 0 | 0 | 0 | 0
2860 | 0 | 0 | 0 | 0 | 0
2861 | 0 | 0 | 0 | 0 | 0
2862 | 0 | 0 | 0 | 0 | 0
2863 | 1384.773 | 0 | 435.924 | 948.849 | 0
2864 | 330.448 | 0 | 330.448 | 0 | 87.896
2865 | 66.072 | 0 | 66.072 | 0 | 1796.808
2866 | 69.845 | 0 | 69.845 | 0 | 1796.808
2867 | 66.865 | 0 | 66.865 | 0 | 1620.947
2868 | 69.874 | 0 | 69.874 | 0 | 675.992
2869 | 62.387 | 0 | 62.387 | 0 | 254.665
2870 | 65.31 | 0 | 65.31 | 0 | 533.324
2871 | 60.338 | 0 | 60.338 | 0 | 952.351
2872 | 69.75 | 0 | 69.75 | 0 | 990.268
2873 | 62.252 | 0 | 62.252 | 0 | 377.488
2874 | 69.556 | 0 | 69.556 | 0 | 0
2875 | 70.538 | 0 | 0 | 70.538 | 0
2876 | 76.8 | 0 | 0 | 76.8 | 0
2877 | 72.8 | 0 | 0 | 72.8 | 0
2878 | 78.4 | 0 | 0 | 78.4 | 0
2879 | 72 | 0 | 0 | 72 | 0
2880 | 0 | 0 | 0 | 0 | 0
2881 | 0 | 0 | 0 | 0 | 0
2882 | 0 | 0 | 0 | 0 | 0
2883 | 0 | 0 | 0 | 0 | 0
2884 | 0 | 0 | 0 | 0 | 0
2885 | 0 | 0 | 0 | 0 | 0
2886 | 0 | 0 | 0 | 0 | 0
2887 | 59.935 | 0 | 59.935 | 0 | 296.464
2888 | 60.615 | 0 | 60.615 | 0 | 115.905
2889 | 57.444 | 0 | 57.444 | 0 | 0
2890 | 63.569 | 0 | 63.569 | 0 | 0
2891 | 57.64 | 0 | 57.64 | 0 | 0
2892 | 64.133 | 0 | 64.133 | 0 | 0
2893 | 56.963 | 0 | 56.963 | 0 | 0
2894 | 68.404 | 0 | 68.404 | 0 | 0
2895 | 60.106 | 0 | 60.106 | 0 | 0
2896 | 68.887 | 0 | 68.887 | 0 | 0
2897 | 59.771 | 0 | 59.771 | 0 | 0
2898 | 69.059 | 0 | 17.262 | 51.797 | 0
2899 | 74.479 | 0 | 0 | 74.479 | 0
2900 | 85.6 | 0 | 0 | 85.6 | 0
2901 | 76 | 0 | 0 | 76 | 0
2902 | 78.4 | 0 | 0 | 78.4 | 0
2903 | 72.8 | 0 | 0 | 72.8 | 0
2904 | 0 | 0 | 0 | 0 | 0
2905 | 0 | 0 | 0 | 0 | 0
2906 | 0 | 0 | 0 | 0 | 0
2907 | 0 | 0 | 0 | 0 | 0
2908 | 0 | 0 | 0 | 0 | 0
2909 | 0 | 0 | 0 | 0 | 0
2910 | 0 | 0 | 0 | 0 | 0
2911 | 59.139 | 0 | 59.139 | 0 | 382.569
2912 | 159.508 | 0 | 159.508 | 0 | 106.074
2913 | 1257.452 | 0 | 1257.452 | 0 | 0
2914 | 1452.636 | 0 | 1452.636 | 0 | 0
2915 | 1793.298 | 0 | 1793.298 | 0 | 0
2916 | 1328.98 | 0 | 1328.98 | 0 | 0
2917 | 1338.234 | 0 | 1338.234 | 0 | 0
2918 | 1057.156 | 0 | 1057.156 | 0 | 0
2919 | 1280.998 | 0 | 1201.268 | 79.73 | 0
2920 | 1089.986 | 0 | 1089.987 | 0 | 88.731
2921 | 1851.164 | 934.152 | 917.012 | 0 | 0
2922 | 1796.006 | 1606.51 | 189.496 | 0 | 0
2923 | 1783.629 | 0 | 0 | 1783.629 | 0
2924 | 1345.6 | 0 | 0 | 1345.6 | 0
2925 | 1422.4 | 0 | 0 | 1422.4 | 0
2926 | 1416.8 | 0 | 0 | 1416.8 | 0
2927 | 1570.4 | 0 | 0 | 1570.4 | 0
2928 | 0 | 0 | 0 | 0 | 0
2929 | 0 | 0 | 0 | 0 | 0
2930 | 0 | 0 | 0 | 0 | 0
2931 | 0 | 0 | 0 | 0 | 0
2932 | 0 | 0 | 0 | 0 | 0
2933 | 0 | 0 | 0 | 0 | 0
2934 | 0 | 0 | 0 | 0 | 0
2935 | 1555.098 | 1555.098 | 0 | 0 | 442.739
2936 | 1292.903 | 336.99 | 955.913 | 0 | 566.265
2937 | 1616.041 | 0 | 1616.041 | 0 | 863.742
2938 | 1859.685 | 0 | 1859.685 | 0 | 1308.324
2939 | 1608.786 | 0 | 1608.786 | 0 | 1316.693
2940 | 1823.532 | 0 | 1823.532 | 0 | 1796.808
2941 | 1798.158 | 0 | 1798.158 | 0 | 227.487
2942 | 1525.044 | 371.077 | 1153.967 | 0 | 0
2943 | 1520.027 | 0 | 1520.027 | 0 | 312.456
2944 | 1553.305 | 1074.177 | 479.128 | 0 | 0
2945 | 1531.346 | 1500.379 | 30.967 | 0 | 0
2946 | 1537.263 | 1537.263 | 0 | 0 | 0
2947 | 1394.4 | 0 | 0 | 1394.4 | 0
2948 | 1347.2 | 0 | 0 | 1347.2 | 0
2949 | 1466.4 | 0 | 0 | 1466.4 | 0
2950 | 1319.2 | 0 | 0 | 1319.2 | 0
2951 | 1240 | 0 | 0 | 1240 | 0
2952 | 0 | 0 | 0 | 0 | 0
2953 | 0 | 0 | 0 | 0 | 0
2954 | 0 | 0 | 0 | 0 | 0
2955 | 0 | 0 | 0 | 0 | 0
2956 | 0 | 0 | 0 | 0 | 0
2957 | 0 | 0 | 0 | 0 | 0
2958 | 0 | 0 | 0 | 0 | 0
2959 | 1206.214 | 760.008 | 446.206 | 0 | 0
2960 | 1033.754 | 0 | 1033.754 | 0 | 225.221
2961 | 1422.494 | 0 | 1422.494 | 0 | 1097.989
2962 | 1530.86 | 0 | 1530.86 | 0 | 1160.367
2963 | 1656.662 | 0 | 1656.662 | 0 | 1796.808
2964 | 1345.486 | 0 | 1345.486 | 0 | 1796.808
2965 | 1497.656 | 621.707 | 875.949 | 0 | 0
2966 | 1691.038 | 1413.536 | 277.502 | 0 | 0
2967 | 1889.882 | 1360.876 | 529.006 | 0 | 0
2968 | 1787.216 | 716.117 | 1071.099 | 0 | 0
2969 | 1100.388 | 469.966 | 630.422 | 0 | 0
2970 | 1874.444 | 1741.879 | 132.565 | 0 | 0
2971 | 1314.638 | 1314.638 | 0 | 0 | 0
2972 | 1416 | 446.593 | 0 | 969.407 | 0
2973 | 988.8 | 0 | 0 | 988.8 | 0
2974 | 963.2 | 0 | 0 | 963.2 | 0
2975 | 1384 | 0 | 0 | 1384 | 0
2976 | 0 | 0 | 0 | 0 | 0
2977 | 0 | 0 | 0 | 0 | 0
2978 | 0 | 0 | 0 | 0 | 0
2979 | 0 | 0 | 0 | 0 | 0
2980 | 0 | 0 | 0 | 0 | 0
2981 | 0 | 0 | 0 | 0 | 0
2982 | 0 | 0 | 0 | 0 | 0
2983 | 1212.52 | 0 | 447.283 | 765.237 | 0
2984 | 1002.061 | 0 | 1002.061 | 0 | 570.347
2985 | 965.107 | 0 | 965.107 | 0 | 135.889
2986 | 1411.917 | 0 | 1411.917 | 0 | 1796.808
2987 | 1427.898 | 0 | 1427.898 | 0 | 636.016
2988 | 1337.421 | 0 | 1337.421 | 0 | 284.808
2989 | 1072.122 | 0 | 1072.122 | 0 | 1123.082
2990 | 1193.708 | 0 | 1193.708 | 0 | 1594.867
2991 | 980.197 | 0 | 980.197 | 0 | 1698.832
2992 | 1206.253 | 0 | 1206.253 | 0 | 811.783
2993 | 1386.057 | 727.489 | 658.568 | 0 | 0
2994 | 1219.223 | 908.324 | 139.72 | 171.179 | 0
2995 | 1409.584 | 0 | 0 | 1409.584 | 0
2996 | 1578.4 | 0 | 0 | 1578.4 | 0
2997 | 1444.8 | 0 | 0 | 1444.8 | 0
2998 | 1684 | 0 | 0 | 1684 | 0
2999 | 1376.8 | 0 | 0 | 1376.8 | 0
3000 | 0 | 0 | 0 | 0 | 0
3001 | 0 | 0 | 0 | 0 | 0
3002 | 0 | 0 | 0 | 0 | 0
3003 | 0 | 0 | 0 | 0 | 0
3004 | 0 | 0 | 0 | 0 | 0
3005 | 0 | 0 | 0 | 0 | 0
3006 | 0 | 0 | 0 | 0 | 0
3007 | 781.83 | 0 | 281.785 | 500.045 | 0
3008 | 709.607 | 0 | 709.607 | 0 | 833.794
3009 | 1534.229 | 0 | 1534.229 | 0 | 980.56
3010 | 1020.516 | 0 | 1020.516 | 0 | 1796.808
3011 | 1287.992 | 0 | 1287.992 | 0 | 1248.745
3012 | 1475.707 | 0 | 1475.707 | 0 | 1796.808
3013 | 1238.1 | 0 | 1238.1 | 0 | 1796.808
3014 | 1241.662 | 0 | 1241.662 | 0 | 633.025
3015 | 1191.082 | 0 | 1191.082 | 0 | 0
3016 | 1159.838 | 0 | 1159.838 | 0 | 0
3017 | 1030.094 | 197.263 | 750.421 | 82.41 | 0
3018 | 1147.534 | 0 | 160.96 | 986.574 | 0
3019 | 1455.483 | 0 | 0 | 1455.483 | 0
3020 | 1283.2 | 0 | 0 | 1283.2 | 0
3021 | 1238.4 | 0 | 0 | 1238.4 | 0
3022 | 1134.4 | 0 | 0 | 1134.4 | 0
3023 | 1165.6 | 0 | 0 | 1165.6 | 0
3024 | 0 | 0 | 0 | 0 | 0
3025 | 0 | 0 | 0 | 0 | 0
3026 | 0 | 0 | 0 | 0 | 0
3027 | 0 | 0 | 0 | 0 | 0
3028 | 0 | 0 | 0 | 0 | 0
3029 | 0 | 0 | 0 | 0 | 0
3030 | 0 | 0 | 0 | 0 | 0
3031 | 1273.643 | 0 | 454.903 | 818.74 | 0
3032 | 802.242 | 0 | 802.242 | 0 | 717.942
3033 | 1200.115 | 0 | 1200.115 | 0 | 544.396
3034 | 1471.92 | 0 | 1471.92 | 0 | 1690.208
3035 | 1380.935 | 0 | 1380.935 | 0 | 1796.808
3036 | 1423.39 | 0 | 1423.39 | 0 | 1796.808
3037 | 1393.065 | 0 | 1393.065 | 0 | 1548.283
3038 | 1542.057 | 0 | 1542.057 | 0 | 992.102
3039 | 1458.87 | 0 | 1458.87 | 0 | 0
3040 | 2088.377 | 1785.494 | 302.883 | 0 | 0
3041 | 1746.298 | 1440.809 | 305.489 | 0 | 0
3042 | 1528.475 | 1467.946 | 60.529 | 0 | 0
3043 | 1628.348 | 564.356 | 0 | 1063.992 | 0
3044 | 1763.2 | 0 | 0 | 1763.2 | 0
3045 | 1925.6 | 128.792 | 0 | 1796.808 | 0
3046 | 2003.2 | 206.392 | 0 | 1796.808 | 0
3047 | 1744 | 0 | 0 | 1744 | 0
3048 | 0 | 0 | 0 | 0 | 0
3049 | 0 | 0 | 0 | 0 | 0
3050 | 0 | 0 | 0 | 0 | 0
3051 | 0 | 0 | 0 | 0 | 0
3052 | 0 | 0 | 0 | 0 | 0
3053 | 0 | 0 | 0 | 0 | 0
3054 | 0 | 0 | 0 | 0 | 0
3055 | 1371.414 | 1371.414 | 0 | 0 | 294.782
3056 | 1360.451 | 1360.451 | 0 | 0 | 896.152
3057 | 1498.823 | 1498.823 | 0 | 0 | 1413.238
3058 | 2067.103 | 414.509 | 1652.594 | 0 | 743.488
3059 | 1900.996 | 0 | 1900.996 | 0 | 1571.511
3060 | 2047.677 | 0 | 2047.677 | 0 | 1647.508
3061 | 1737.954 | 0 | 1737.954 | 0 | 1487.904
3062 | 1834.925 | 0 | 1834.925 | 0 | 1031.963
3063 | 1799.821 | 791.228 | 1008.593 | 0 | 0
3064 | 1674.824 | 1491.633 | 183.191 | 0 | 0
3065 | 1838.59 | 1521.339 | 317.251 | 0 | 0
3066 | 1892.738 | 1827.852 | 64.886 | 0 | 0
3067 | 1857.119 | 776.335 | 0 | 1080.784 | 0
3068 | 1924 | 127.192 | 0 | 1796.808 | 0
3069 | 1824.8 | 27.992 | 0 | 1796.808 | 0
3070 | 2112.8 | 315.992 | 0 | 1796.808 | 0
3071 | 1693.6 | 0 | 0 | 1693.6 | 0
3072 | 0 | 0 | 0 | 0 | 0
3073 | 0 | 0 | 0 | 0 | 0
3074 | 0 | 0 | 0 | 0 | 0
3075 | 0 | 0 | 0 | 0 | 0
3076 | 0 | 0 | 0 | 0 | 0
3077 | 0 | 0 | 0 | 0 | 0
3078 | 0 | 0 | 0 | 0 | 0
3079 | 1151.437 | 693.288 | 458.149 | 0 | 0
3080 | 1016.173 | 0 | 1016.173 | 0 | 492.754
3081 | 1393.713 | 0 | 1393.713 | 0 | 1081.991
3082 | 1742.288 | 0 | 1742.288 | 0 | 1437.001
3083 | 1918.198 | 0 | 1918.198 | 0 | 374.74
3084 | 1389.518 | 0 | 1389.518 | 0 | 1796.808
3085 | 1454.847 | 0 | 1454.847 | 0 | 1796.808
3086 | 1572.945 | 0 | 1572.945 | 0 | 1796.808
3087 | 1407.007 | 254.128 | 1152.879 | 0 | 0
3088 | 1270.866 | 1012.768 | 258.098 | 0 | 0
3089 | 1921.03 | 1803.756 | 117.274 | 0 | 0
3090 | 1338.785 | 1321.035 | 17.75 | 0 | 0
3091 | 1455.323 | 0 | 0 | 1455.323 | 0
3092 | 1472 | 0 | 0 | 1472 | 0
3093 | 1682.4 | 0 | 0 | 1682.4 | 0
3094 | 1751.2 | 0 | 0 | 1751.2 | 0
3095 | 1388 | 0 | 0 | 1388 | 0
3096 | 0 | 0 | 0 | 0 | 0
3097 | 0 | 0 | 0 | 0 | 0
3098 | 0 | 0 | 0 | 0 | 0
3099 | 0 | 0 | 0 | 0 | 0
3100 | 0 | 0 | 0 | 0 | 0
3101 | 0 | 0 | 0 | 0 | 0
3102 | 0 | 0 | 0 | 0 | 0
3103 | 596.8 | 4.127 | 455.016 | 137.657 | 0
3104 | 559.198 | 0 | 559.198 | 0 | 337.226
3105 | 533.643 | 0 | 533.643 | 0 | 1292.121
3106 | 918.03 | 0 | 918.03 | 0 | 1143.63
3107 | 967.693 | 0 | 967.693 | 0 | 1435.108
3108 | 627.109 | 0 | 627.109 | 0 | 1796.808
3109 | 812.063 | 0 | 812.063 | 0 | 1796.808
3110 | 905.477 | 0 | 905.477 | 0 | 1284.846
3111 | 596.201 | 0 | 596.201 | 0 | 0
3112 | 817.356 | 0 | 102.068 | 715.288 | 0
3113 | 855.171 | 0 | 34.797 | 820.374 | 0
3114 | 864.861 | 0 | 0 | 864.861 | 0
3115 | 824.194 | 0 | 0 | 824.194 | 0
3116 | 626.4 | 0 | 0 | 626.4 | 0
3117 | 780 | 0 | 0 | 780 | 0
3118 | 831.2 | 0 | 0 | 831.2 | 0
3119 | 764 | 0 | 0 | 764 | 0
3120 | 0 | 0 | 0 | 0 | 0
3121 | 0 | 0 | 0 | 0 | 0
3122 | 0 | 0 | 0 | 0 | 0
3123 | 0 | 0 | 0 | 0 | 0
3124 | 0 | 0 | 0 | 0 | 0
3125 | 0 | 0 | 0 | 0 | 0
3126 | 0 | 0 | 0 | 0 | 0
3127 | 1606.824 | 0 | 339.176 | 1267.648 | 0
3128 | 1031.203 | 0 | 1031.203 | 0 | 223.121
3129 | 1251.649 | 0 | 1251.649 | 0 | 555.221
3130 | 1182.361 | 0 | 1182.361 | 0 | 1400.283
3131 | 1327.158 | 0 | 1327.158 | 0 | 1685.699
3132 | 662.126 | 0 | 662.126 | 0 | 1796.808
3133 | 803.013 | 0 | 803.013 | 0 | 1796.808
3134 | 839.44 | 0 | 839.44 | 0 | 882.033
3135 | 881.612 | 0 | 881.612 | 0 | 0
3136 | 723.729 | 0 | 723.729 | 0 | 0
3137 | 1037.81 | 296.125 | 741.685 | 0 | 0
3138 | 1280.783 | 1119.948 | 160.835 | 0 | 0
3139 | 1299.258 | 825.565 | 0 | 473.693 | 0
3140 | 1091.2 | 0 | 0 | 1091.2 | 0
3141 | 1475.2 | 0 | 0 | 1475.2 | 0
3142 | 901.6 | 0 | 0 | 901.6 | 0
3143 | 1424.8 | 0 | 0 | 1424.8 | 0
3144 | 0 | 0 | 0 | 0 | 0
3145 | 0 | 0 | 0 | 0 | 0
3146 | 0 | 0 | 0 | 0 | 0
3147 | 0 | 0 | 0 | 0 | 0
3148 | 0 | 0 | 0 | 0 | 0
3149 | 0 | 0 | 0 | 0 | 0
3150 | 0 | 0 | 0 | 0 | 0
3151 | 1360.959 | 0 | 428.281 | 932.678 | 0
3152 | 1089.279 | 0 | 1089.279 | 0 | 179.99
3153 | 1352.296 | 0 | 1352.296 | 0 | 1126.699
3154 | 1592.847 | 0 | 1592.847 | 0 | 1592.493
3155 | 1626.609 | 0 | 1626.609 | 0 | 1137.644
3156 | 1541.713 | 0 | 1541.713 | 0 | 1077.676
3157 | 1622.298 | 0 | 1622.298 | 0 | 1273.631
3158 | 1448.694 | 0 | 1448.694 | 0 | 618.586
3159 | 1620.387 | 0 | 1620.387 | 0 | 3.576
3160 | 1509.994 | 441.008 | 1068.986 | 0 | 0
3161 | 1315.27 | 508.32 | 806.95 | 0 | 0
3162 | 1693.54 | 1518.383 | 175.157 | 0 | 0
3163 | 1887.87 | 91.062 | 0 | 1796.808 | 0
3164 | 1574.4 | 0 | 0 | 1574.4 | 0
3165 | 1738.4 | 0 | 0 | 1738.4 | 0
3166 | 1488 | 0 | 0 | 1488 | 0
3167 | 1567.2 | 0 | 0 | 1567.2 | 0
3168 | 0 | 0 | 0 | 0 | 0
3169 | 0 | 0 | 0 | 0 | 0
3170 | 0 | 0 | 0 | 0 | 0
3171 | 0 | 0 | 0 | 0 | 0
3172 | 0 | 0 | 0 | 0 | 0
3173 | 0 | 0 | 0 | 0 | 0
3174 | 0 | 0 | 0 | 0 | 0
3175 | 1222.398 | 790.1 | 432.298 | 0 | 0
3176 | 1224.246 | 0 | 1224.246 | 0 | 13.382
3177 | 1405.356 | 0 | 1405.356 | 0 | 1088.194
3178 | 1702.904 | 0 | 1702.904 | 0 | 1494.979
3179 | 1163.639 | 0 | 1163.639 | 0 | 1796.808
3180 | 1654.093 | 0 | 1654.093 | 0 | 1353.274
3181 | 1527.881 | 0 | 1527.881 | 0 | 1753.153
3182 | 1582.693 | 0 | 1582.693 | 0 | 1586.758
3183 | 1693.198 | 0 | 1693.198 | 0 | 0
3184 | 1547.887 | 237.045 | 1310.842 | 0 | 0
3185 | 1494.49 | 670.47 | 824.02 | 0 | 0
3186 | 1557.6 | 1376.29 | 181.31 | 0 | 0
3187 | 1736.8 | 0 | 0 | 1736.8 | 0
3188 | 1518.4 | 0 | 0 | 1518.4 | 0
3189 | 1556 | 0 | 0 | 1556 | 0
3190 | 1313.6 | 0 | 0 | 1313.6 | 0
3191 | 1468.8 | 0 | 0 | 1468.8 | 0
3192 | 0 | 0 | 0 | 0 | 0
3193 | 0 | 0 | 0 | 0 | 0
3194 | 0 | 0 | 0 | 0 | 0
3195 | 0 | 0 | 0 | 0 | 0
3196 | 0 | 0 | 0 | 0 | 0
3197 | 0 | 0 | 0 | 0 | 0
3198 | 0 | 0 | 0 | 0 | 0
3199 | 1067.464 | 26.385 | 469.871 | 571.208 | 0
3200 | 1283.562 | 0 | 1283.562 | 0 | 39.84
3201 | 1599.831 | 0 | 1599.831 | 0 | 289.351
3202 | 1734.369 | 0 | 1734.369 | 0 | 1376.244
3203 | 1623.038 | 0 | 1623.038 | 0 | 1796.808
3204 | 1636.443 | 0 | 1636.443 | 0 | 1796.808
3205 | 1725.917 | 0 | 1725.917 | 0 | 1796.808
3206 | 2012.075 | 0 | 2012.075 | 0 | 1485.717
3207 | 1948.007 | 0 | 1948.007 | 0 | 504.971
3208 | 1556.628 | 0 | 1556.628 | 0 | 0
3209 | 1721.903 | 604.279 | 1117.624 | 0 | 0
3210 | 1737.852 | 1552.327 | 185.525 | 0 | 0
3211 | 1568.995 | 0 | 0 | 1568.995 | 0
3212 | 1459.2 | 0 | 0 | 1459.2 | 0
3213 | 1577.6 | 0 | 0 | 1577.6 | 0
3214 | 1764.8 | 0 | 0 | 1764.8 | 0
3215 | 1724 | 0 | 0 | 1724 | 0
3216 | 0 | 0 | 0 | 0 | 0
3217 | 0 | 0 | 0 | 0 | 0
3218 | 0 | 0 | 0 | 0 | 0
3219 | 0 | 0 | 0 | 0 | 0
3220 | 0 | 0 | 0 | 0 | 0
3221 | 0 | 0 | 0 | 0 | 0
3222 | 0 | 0 | 0 | 0 | 0
3223 | 1482.886 | 1482.886 | 0 | 0 | 158.149
3224 | 905.259 | 905.259 | 0 | 0 | 495.915
3225 | 1293.998 | 1293.998 | 0 | 0 | 1218.7
3226 | 1538.464 | 1521.853 | 16.611 | 0 | 1796.808
3227 | 1566.084 | 892.015 | 674.069 | 0 | 1796.808
3228 | 1519.876 | 542.091 | 977.785 | 0 | 1796.808
3229 | 2001.861 | 1521.399 | 480.462 | 0 | 1605.695
3230 | 1474.906 | 992.809 | 482.097 | 0 | 0
3231 | 1790.369 | 0 | 1790.369 | 0 | 139.525
3232 | 1829.06 | 869.597 | 959.463 | 0 | 0
3233 | 1677.484 | 1588.679 | 88.805 | 0 | 0
3234 | 2026.099 | 2011.868 | 14.231 | 0 | 0
3235 | 1587.2 | 0 | 0 | 1587.2 | 0
3236 | 1344 | 0 | 0 | 1344 | 0
3237 | 1775.2 | 0 | 0 | 1775.2 | 0
3238 | 1706.4 | 0 | 0 | 1706.4 | 0
3239 | 1422.4 | 0 | 0 | 1422.4 | 0
3240 | 0 | 0 | 0 | 0 | 0
3241 | 0 | 0 | 0 | 0 | 0
3242 | 0 | 0 | 0 | 0 | 0
3243 | 0 | 0 | 0 | 0 | 0
3244 | 0 | 0 | 0 | 0 | 0
3245 | 0 | 0 | 0 | 0 | 0
3246 | 0 | 0 | 0 | 0 | 0
3247 | 1055.099 | 1055.099 | 0 | 0 | 314.191
3248 | 1425.043 | 932.799 | 492.244 | 0 | 455.877
3249 | 1508.333 | 0 | 1508.333 | 0 | 396.044
3250 | 1700.252 | 0 | 1700.252 | 0 | 963.395
3251 | 1839.549 | 0 | 1839.549 | 0 | 1111.827
3252 | 1816.85 | 0 | 1816.85 | 0 | 1192.613
3253 | 1707.886 | 0 | 1707.886 | 0 | 1538.934
3254 | 1728.169 | 0 | 1728.169 | 0 | 1027.275
3255 | 1703.789 | 0 | 1703.789 | 0 | 580.43
3256 | 1569.14 | 0 | 1569.14 | 0 | 371.699
3257 | 1690.426 | 772.281 | 918.145 | 0 | 0
3258 | 1602.301 | 1403.491 | 198.81 | 0 | 0
3259 | 1476.806 | 0 | 0 | 1476.806 | 0
3260 | 1332.8 | 0 | 0 | 1332.8 | 0
3261 | 1378.4 | 0 | 0 | 1378.4 | 0
3262 | 1814.4 | 17.592 | 0 | 1796.808 | 0
3263 | 1490.4 | 0 | 0 | 1490.4 | 0
3264 | 0 | 0 | 0 | 0 | 0
3265 | 0 | 0 | 0 | 0 | 0
3266 | 0 | 0 | 0 | 0 | 0
3267 | 0 | 0 | 0 | 0 | 0
3268 | 0 | 0 | 0 | 0 | 0
3269 | 0 | 0 | 0 | 0 | 0
3270 | 0 | 0 | 0 | 0 | 0
3271 | 1106.227 | 752.565 | 353.662 | 0 | 0
3272 | 998.236 | 0 | 998.236 | 0 | 43.324
3273 | 1435.791 | 0 | 1435.791 | 0 | 1014.832
3274 | 1831.647 | 0 | 1831.647 | 0 | 619.508
3275 | 1511.408 | 0 | 1511.408 | 0 | 1529.056
3276 | 1131.45 | 0 | 1131.45 | 0 | 1693.803
3277 | 1343.015 | 117.279 | 1225.736 | 0 | 0
3278 | 1463.195 | 0 | 1463.195 | 0 | 1245.787
3279 | 1538.188 | 0 | 1538.188 | 0 | 914.695
3280 | 1937.529 | 1391.731 | 545.798 | 0 | 0
3281 | 1784.662 | 1243.186 | 541.476 | 0 | 0
3282 | 1641.186 | 1490.554 | 150.632 | 0 | 0
3283 | 1082.752 | 0 | 0 | 1082.752 | 0
3284 | 1290.4 | 0 | 0 | 1290.4 | 0
3285 | 1324.8 | 0 | 0 | 1324.8 | 0
3286 | 1139.2 | 0 | 0 | 1139.2 | 0
3287 | 1259.2 | 0 | 0 | 1259.2 | 0
3288 | 0 | 0 | 0 | 0 | 0
3289 | 0 | 0 | 0 | 0 | 0
3290 | 0 | 0 | 0 | 0 | 0
3291 | 0 | 0 | 0 | 0 | 0
3292 | 0 | 0 | 0 | 0 | 0
3293 | 0 | 0 | 0 | 0 | 0
3294 | 0 | 0 | 0 | 0 | 0
3295 | 1182.657 | 461.336 | 472.936 | 248.385 | 0
3296 | 936.672 | 0 | 936.672 | 0 | 389.127
3297 | 1006.925 | 0 | 1006.925 | 0 | 394.076
3298 | 980.994 | 0 | 980.994 | 0 | 465.075
3299 | 1100.227 | 0 | 1100.227 | 0 | 702.156
3300 | 1192.407 | 0 | 1192.407 | 0 | 1796.808
3301 | 1178.5 | 0 | 1178.5 | 0 | 1796.808
3302 | 1218.473 | 0 | 1218.473 | 0 | 1796.808
3303 | 1017.622 | 0 | 1017.622 | 0 | 1745.69
3304 | 339.258 | 0 | 339.258 | 0 | 0
3305 | 224.739 | 0 | 224.739 | 0 | 0
3306 | 209.471 | 0 | 209.471 | 0 | 0
3307 | 115.054 | 0 | 0 | 115.054 | 0
3308 | 0 | 0 | 0 | 0 | 0
3309 | 0 | 0 | 0 | 0 | 0
3310 | 0 | 0 | 0 | 0 | 0
3311 | 0 | 0 | 0 | 0 | 0
3312 | 0 | 0 | 0 | 0 | 0
3313 | 0 | 0 | 0 | 0 | 0
3314 | 0 | 0 | 0 | 0 | 0
3315 | 0 | 0 | 0 | 0 | 0
3316 | 0 | 0 | 0 | 0 | 0
3317 | 0 | 0 | 0 | 0 | 0
3318 | 0 | 0 | 0 | 0 | 0
3319 | 79.923 | 0 | 79.923 | 0 | 128.043
3320 | 156.96 | 0 | 156.96 | 0 | 0
3321 | 637.627 | 0 | 637.627 | 0 | 0
3322 | 1024.991 | 0 | 1024.991 | 0 | 0
3323 | 1410.943 | 0 | 1410.943 | 0 | 0
3324 | 1071.439 | 0 | 1071.439 | 0 | 0
3325 | 1560.347 | 0 | 1560.347 | 0 | 0
3326 | 1408.139 | 0 | 1408.139 | 0 | 0
3327 | 996.949 | 776.106 | 220.843 | 0 | 0
3328 | 1328.349 | 791.326 | 537.023 | 0 | 0
3329 | 1340.192 | 271.461 | 1068.731 | 0 | 0
3330 | 1479.054 | 1285.649 | 193.405 | 0 | 0
3331 | 1458.236 | 0 | 0 | 1458.236 | 0
3332 | 1057.6 | 0 | 0 | 1057.6 | 0
3333 | 1518.4 | 0 | 0 | 1518.4 | 0
3334 | 1292 | 0 | 0 | 1292 | 0
3335 | 1396.8 | 0 | 0 | 1396.8 | 0
3336 | 0 | 0 | 0 | 0 | 0
3337 | 0 | 0 | 0 | 0 | 0
3338 | 0 | 0 | 0 | 0 | 0
3339 | 0 | 0 | 0 | 0 | 0
3340 | 0 | 0 | 0 | 0 | 0
3341 | 0 | 0 | 0 | 0 | 0
3342 | 0 | 0 | 0 | 0 | 0
3343 | 1413.981 | 120.084 | 449.13 | 844.767 | 0
3344 | 1218.646 | 0 | 1218.646 | 0 | 309.345
3345 | 1283.48 | 0 | 1283.48 | 0 | 1209.129
3346 | 1235.312 | 0 | 1235.312 | 0 | 1796.808
3347 | 1227.421 | 0 | 1227.421 | 0 | 1674.286
3348 | 1268.221 | 0 | 1268.221 | 0 | 1796.808
3349 | 1361.861 | 0 | 1361.861 | 0 | 354.98
3350 | 1362.378 | 0 | 1362.378 | 0 | 1280.789
3351 | 1092.7 | 548.137 | 544.563 | 0 | 0
3352 | 1161.964 | 1034.855 | 127.109 | 0 | 0
3353 | 1302.91 | 343.962 | 367.35 | 591.598 | 0
3354 | 1031.53 | 0 | 118.367 | 913.163 | 0
3355 | 1155.338 | 0 | 0 | 1155.338 | 0
3356 | 992.8 | 0 | 0 | 992.8 | 0
3357 | 1484 | 0 | 0 | 1484 | 0
3358 | 1380 | 0 | 0 | 1380 | 0
3359 | 799.2 | 0 | 0 | 799.2 | 0
3360 | 0 | 0 | 0 | 0 | 0
3361 | 0 | 0 | 0 | 0 | 0
3362 | 0 | 0 | 0 | 0 | 0
3363 | 0 | 0 | 0 | 0 | 0
3364 | 0 | 0 | 0 | 0 | 0
3365 | 0 | 0 | 0 | 0 | 0
3366 | 0 | 0 | 0 | 0 | 0
3367 | 1303.011 | 0 | 454.302 | 848.709 | 0
3368 | 993.966 | 0 | 993.966 | 0 | 521.221
3369 | 1093.9 | 0 | 1093.9 | 0 | 1386.591
3370 | 1363.693 | 0 | 1363.693 | 0 | 1796.808
3371 | 1239.039 | 0 | 1239.039 | 0 | 1796.808
3372 | 1503.503 | 0 | 1503.503 | 0 | 1796.808
3373 | 1361.769 | 0 | 1361.77 | 0 | 1788.311
3374 | 1532.198 | 0 | 1532.198 | 0 | 0
3375 | 1256.603 | 0 | 1256.603 | 0 | 0
3376 | 1138.22 | 0 | 1138.22 | 0 | 0
3377 | 1339.573 | 814.567 | 525.006 | 0 | 0
3378 | 1110.796 | 1057.241 | 53.555 | 0 | 0
3379 | 989.602 | 0 | 0 | 989.602 | 0
3380 | 1045.6 | 0 | 0 | 1045.6 | 0
3381 | 1416.8 | 0 | 0 | 1416.8 | 0
3382 | 1268 | 0 | 0 | 1268 | 0
3383 | 1352.8 | 0 | 0 | 1352.8 | 0
3384 | 0 | 0 | 0 | 0 | 0
3385 | 0 | 0 | 0 | 0 | 0
3386 | 0 | 0 | 0 | 0 | 0
3387 | 0 | 0 | 0 | 0 | 0
3388 | 0 | 0 | 0 | 0 | 0
3389 | 0 | 0 | 0 | 0 | 0
3390 | 0 | 0 | 0 | 0 | 0
3391 | 1304.669 | 325.575 | 435.318 | 543.777 | 0
3392 | 935.942 | 0 | 935.942 | 0 | 296.604
3393 | 898.574 | 0 | 898.574 | 0 | 1019.881
3394 | 1261.705 | 0 | 1261.705 | 0 | 1079.23
3395 | 1281.246 | 0 | 1281.246 | 0 | 1298.463
3396 | 1130.342 | 0 | 1130.342 | 0 | 1334.257
3397 | 1247.462 | 0 | 1247.462 | 0 | 1507.274
3398 | 1339.387 | 0 | 1339.387 | 0 | 333.394
3399 | 1391.303 | 0 | 1391.303 | 0 | 81.15
3400 | 1345.155 | 0 | 1345.155 | 0 | 413.281
3401 | 1198.38 | 253.119 | 943.192 | 2.069 | 0
3402 | 1181.647 | 0 | 224.571 | 957.076 | 0
3403 | 1283.014 | 0 | 0 | 1283.014 | 0
3404 | 1180.8 | 0 | 0 | 1180.8 | 0
3405 | 1619.2 | 0 | 0 | 1619.2 | 0
3406 | 1483.2 | 0 | 0 | 1483.2 | 0
3407 | 1326.4 | 0 | 0 | 1326.4 | 0
3408 | 0 | 0 | 0 | 0 | 0
3409 | 0 | 0 | 0 | 0 | 0
3410 | 0 | 0 | 0 | 0 | 0
3411 | 0 | 0 | 0 | 0 | 0
3412 | 0 | 0 | 0 | 0 | 0
3413 | 0 | 0 | 0 | 0 | 0
3414 | 0 | 0 | 0 | 0 | 0
3415 | 619.025 | 0 | 305.977 | 313.048 | 0
3416 | 887.264 | 0 | 887.264 | 0 | 17.069
3417 | 690.747 | 0 | 690.747 | 0 | 1779.195
3418 | 307.348 | 0 | 307.348 | 0 | 1796.808
3419 | 235.767 | 0 | 235.767 | 0 | 1796.808
3420 | 197.082 | 0 | 197.082 | 0 | 1796.808
3421 | 683.53 | 0 | 683.53 | 0 | 1796.808
3422 | 1150.936 | 0 | 1150.935 | 0 | 103.052
3423 | 1786.232 | 1442.246 | 343.986 | 0 | 0
3424 | 1729.544 | 1446.133 | 283.411 | 0 | 0
3425 | 1610.063 | 617.531 | 992.532 | 0 | 0
3426 | 1527.327 | 1337.378 | 189.949 | 0 | 0
3427 | 1637.6 | 0 | 0 | 1637.6 | 0
3428 | 1442.4 | 0 | 0 | 1442.4 | 0
3429 | 1472.8 | 0 | 0 | 1472.8 | 0
3430 | 1553.6 | 0 | 0 | 1553.6 | 0
3431 | 1444 | 0 | 0 | 1444 | 0
3432 | 0 | 0 | 0 | 0 | 0
3433 | 0 | 0 | 0 | 0 | 0
3434 | 0 | 0 | 0 | 0 | 0
3435 | 0 | 0 | 0 | 0 | 0
3436 | 0 | 0 | 0 | 0 | 0
3437 | 0 | 0 | 0 | 0 | 0
3438 | 0 | 0 | 0 | 0 | 0
3439 | 1362.282 | 301.492 | 446.382 | 614.408 | 0
3440 | 1064.339 | 0 | 1064.339 | 0 | 440.832
3441 | 1658.966 | 0 | 1658.966 | 0 | 818.488
3442 | 1820.422 | 0 | 1820.422 | 0 | 1361.076
3443 | 1766.438 | 0 | 1766.438 | 0 | 1796.808
3444 | 1632.862 | 0 | 1632.862 | 0 | 1796.808
3445 | 1633.953 | 0 | 1633.953 | 0 | 1246.56
3446 | 1730.896 | 0 | 1730.896 | 0 | 965.843
3447 | 1836.767 | 0 | 1836.767 | 0 | 660.132
3448 | 1998.015 | 471.871 | 1526.144 | 0 | 0
3449 | 1627.268 | 1508.232 | 119.036 | 0 | 0
3450 | 1652.685 | 1426.171 | 226.514 | 0 | 0
3451 | 1494.002 | 0 | 0 | 1494.002 | 0
3452 | 1398.4 | 0 | 0 | 1398.4 | 0
3453 | 1210.4 | 0 | 0 | 1210.4 | 0
3454 | 1628 | 0 | 0 | 1628 | 0
3455 | 1786.4 | 0 | 0 | 1786.4 | 0
3456 | 0 | 0 | 0 | 0 | 0
3457 | 0 | 0 | 0 | 0 | 0
3458 | 0 | 0 | 0 | 0 | 0
3459 | 0 | 0 | 0 | 0 | 0
3460 | 0 | 0 | 0 | 0 | 0
3461 | 0 | 0 | 0 | 0 | 0
3462 | 0 | 0 | 0 | 0 | 0
3463 | 1177.554 | 253.155 | 420.576 | 503.823 | 0
3464 | 1356.489 | 0 | 1212.706 | 143.783 | 0
3465 | 1166.426 | 0 | 1166.426 | 0 | 761.049
3466 | 975.268 | 0 | 975.268 | 0 | 1601.025
3467 | 1314.143 | 0 | 1314.143 | 0 | 1508.73
3468 | 1169.049 | 0 | 1169.049 | 0 | 1796.808
3469 | 1078.088 | 0 | 1078.088 | 0 | 1796.808
3470 | 944.397 | 0 | 944.396 | 0 | 1622.128
3471 | 1126.43 | 0 | 1126.43 | 0 | 0
3472 | 898.155 | 0 | 886.98 | 11.175 | 0
3473 | 1152.652 | 0 | 338.009 | 814.643 | 0
3474 | 869.487 | 0 | 22.316 | 847.171 | 0
3475 | 1185.808 | 0 | 0 | 1185.808 | 0
3476 | 980.8 | 0 | 0 | 980.8 | 0
3477 | 808.8 | 0 | 0 | 808.8 | 0
3478 | 850.4 | 0 | 0 | 850.4 | 0
3479 | 840 | 0 | 0 | 840 | 0
3480 | 0 | 0 | 0 | 0 | 0
3481 | 0 | 0 | 0 | 0 | 0
3482 | 0 | 0 | 0 | 0 | 0
3483 | 0 | 0 | 0 | 0 | 0
3484 | 0 | 0 | 0 | 0 | 0
3485 | 0 | 0 | 0 | 0 | 0
3486 | 0 | 0 | 0 | 0 | 0
3487 | 1097.92 | 0 | 449.662 | 648.258 | 0
3488 | 961.001 | 0 | 961.001 | 0 | 517.525
3489 | 988.449 | 0 | 988.449 | 0 | 1432.062
3490 | 1114.766 | 0 | 1114.766 | 0 | 1796.808
3491 | 1334.239 | 0 | 1334.239 | 0 | 1796.808
3492 | 1375.817 | 0 | 1375.817 | 0 | 1796.808
3493 | 1313.727 | 0 | 1313.727 | 0 | 435.824
3494 | 1220.12 | 0 | 1220.12 | 0 | 0
3495 | 1436.12 | 0 | 1436.12 | 0 | 0
3496 | 1317.272 | 0 | 1317.272 | 0 | 0
3497 | 1561.218 | 0 | 1127.589 | 433.629 | 0
3498 | 1522.874 | 0 | 209.427 | 1313.447 | 0
3499 | 1531.013 | 0 | 0 | 1531.013 | 0
3500 | 820.8 | 0 | 0 | 820.8 | 0
3501 | 1276 | 0 | 0 | 1276 | 0
3502 | 1128 | 0 | 0 | 1128 | 0
3503 | 905.6 | 0 | 0 | 905.6 | 0
3504 | 0 | 0 | 0 | 0 | 0
3505 | 0 | 0 | 0 | 0 | 0
3506 | 0 | 0 | 0 | 0 | 0
3507 | 0 | 0 | 0 | 0 | 0
3508 | 0 | 0 | 0 | 0 | 0
3509 | 0 | 0 | 0 | 0 | 0
3510 | 0 | 0 | 0 | 0 | 0
3511 | 803.82 | 0 | 442.071 | 361.749 | 0
3512 | 740.237 | 0 | 740.237 | 0 | 778.151
3513 | 558.473 | 0 | 558.473 | 0 | 1796.808
3514 | 1199.225 | 0 | 1199.225 | 0 | 1796.808
3515 | 1228.803 | 0 | 1228.803 | 0 | 1796.808
3516 | 1419.01 | 0 | 1419.01 | 0 | 1796.808
3517 | 1282.017 | 0 | 1282.017 | 0 | 682.051
3518 | 1153.519 | 0 | 1153.519 | 0 | 0
3519 | 1350.247 | 0 | 1350.247 | 0 | 0
3520 | 1241.158 | 0 | 1241.158 | 0 | 0
3521 | 1171.973 | 408.216 | 763.757 | 0 | 0
3522 | 1371.137 | 746.086 | 186.222 | 438.83 | 0
3523 | 1506.995 | 0 | 0 | 1506.995 | 0
3524 | 1457.6 | 0 | 0 | 1457.6 | 0
3525 | 1496 | 0 | 0 | 1496 | 0
3526 | 1008.8 | 0 | 0 | 1008.8 | 0
3527 | 940.8 | 0 | 0 | 940.8 | 0
3528 | 0 | 0 | 0 | 0 | 0
3529 | 0 | 0 | 0 | 0 | 0
3530 | 0 | 0 | 0 | 0 | 0
3531 | 0 | 0 | 0 | 0 | 0
3532 | 0 | 0 | 0 | 0 | 0
3533 | 0 | 0 | 0 | 0 | 0
3534 | 0 | 0 | 0 | 0 | 0
3535 | 1415.654 | 0 | 441.702 | 973.952 | 0
3536 | 996.848 | 0 | 996.848 | 0 | 482.959
3537 | 1420.083 | 0 | 1420.083 | 0 | 1007.249
3538 | 1718.45 | 0 | 1718.45 | 0 | 1385.676
3539 | 1514.737 | 0 | 1514.737 | 0 | 1124.062
3540 | 1481.469 | 0 | 1481.469 | 0 | 1636.124
3541 | 1629.559 | 0 | 1629.559 | 0 | 1517.607
3542 | 1581.445 | 0 | 1581.445 | 0 | 1330.069
3543 | 1376.542 | 0 | 1376.542 | 0 | 222.38
3544 | 1606.679 | 666.864 | 939.815 | 0 | 0
3545 | 1530.064 | 1172.986 | 357.078 | 0 | 0
3546 | 1776.413 | 1682.113 | 94.3 | 0 | 0
3547 | 1785.434 | 0 | 0 | 1785.434 | 0
3548 | 1460 | 0 | 0 | 1460 | 0
3549 | 1711.2 | 0 | 0 | 1711.2 | 0
3550 | 1587.2 | 0 | 0 | 1587.2 | 0
3551 | 1569.6 | 0 | 0 | 1569.6 | 0
3552 | 0 | 0 | 0 | 0 | 0
3553 | 0 | 0 | 0 | 0 | 0
3554 | 0 | 0 | 0 | 0 | 0
3555 | 0 | 0 | 0 | 0 | 0
3556 | 0 | 0 | 0 | 0 | 0
3557 | 0 | 0 | 0 | 0 | 0
3558 | 0 | 0 | 0 | 0 | 0
3559 | 1421.245 | 1421.245 | 0 | 0 | 352.15
3560 | 1472.409 | 1472.409 | 0 | 0 | 1313.25
3561 | 1472.679 | 948.764 | 523.915 | 0 | 1518.907
3562 | 1255.664 | 0 | 1255.664 | 0 | 1102.647
3563 | 1306.374 | 0 | 1306.374 | 0 | 1558.571
3564 | 1147.369 | 0 | 1147.369 | 0 | 1796.808
3565 | 1451.78 | 0 | 1451.78 | 0 | 1387.041
3566 | 1625.359 | 1032.158 | 593.201 | 0 | 0
3567 | 1496.668 | 1260.642 | 236.026 | 0 | 0
3568 | 1406.455 | 1320.364 | 86.091 | 0 | 0
3569 | 1189.61 | 787.792 | 401.818 | 0 | 0
3570 | 1307.693 | 1117.863 | 189.83 | 0 | 0
3571 | 1408 | 0 | 0 | 1408 | 0
3572 | 1389.6 | 0 | 0 | 1389.6 | 0
3573 | 1545.6 | 0 | 0 | 1545.6 | 0
3574 | 1364 | 0 | 0 | 1364 | 0
3575 | 1421.6 | 0 | 0 | 1421.6 | 0
3576 | 0 | 0 | 0 | 0 | 0
3577 | 0 | 0 | 0 | 0 | 0
3578 | 0 | 0 | 0 | 0 | 0
3579 | 0 | 0 | 0 | 0 | 0
3580 | 0 | 0 | 0 | 0 | 0
3581 | 0 | 0 | 0 | 0 | 0
3582 | 0 | 0 | 0 | 0 | 0
3583 | 1709.965 | 1709.965 | 0 | 0 | 386.04
3584 | 1408.436 | 1408.436 | 0 | 0 | 1108.502
3585 | 1450.739 | 1434.037 | 16.702 | 0 | 1796.808
3586 | 1655.173 | 819.586 | 835.587 | 0 | 1544.428
3587 | 1645.765 | 0 | 1645.765 | 0 | 688.247
3588 | 1950.329 | 0 | 1950.329 | 0 | 865.955
3589 | 1604.172 | 0 | 1604.172 | 0 | 691.905
3590 | 1638.537 | 1351.336 | 287.201 | 0 | 0
3591 | 1750.351 | 999.879 | 750.472 | 0 | 0
3592 | 1625.121 | 0 | 1625.121 | 0 | 78.888
3593 | 1456.088 | 540.135 | 915.953 | 0 | 0
3594 | 1657.048 | 1431.197 | 225.851 | 0 | 0
3595 | 1497.593 | 0 | 0 | 1497.593 | 0
3596 | 1270.4 | 0 | 0 | 1270.4 | 0
3597 | 1587.2 | 0 | 0 | 1587.2 | 0
3598 | 1514.4 | 0 | 0 | 1514.4 | 0
3599 | 1600.8 | 0 | 0 | 1600.8 | 0
3600 | 0 | 0 | 0 | 0 | 0
3601 | 0 | 0 | 0 | 0 | 0
3602 | 0 | 0 | 0 | 0 | 0
3603 | 0 | 0 | 0 | 0 | 0
3604 | 0 | 0 | 0 | 0 | 0
3605 | 0 | 0 | 0 | 0 | 0
3606 | 0 | 0 | 0 | 0 | 0
3607 | 1586.458 | 1150.568 | 435.89 | 0 | 0
3608 | 1339.324 | 0 | 1339.324 | 0 | 124.937
3609 | 1167.329 | 0 | 1167.329 | 0 | 1216.374
3610 | 1838.145 | 0 | 1838.145 | 0 | 1166.435
3611 | 1601.039 | 0 | 1601.039 | 0 | 1796.808
3612 | 1499.82 | 0 | 1499.82 | 0 | 1796.808
3613 | 1916.994 | 0 | 1916.994 | 0 | 1253.083
3614 | 1203.199 | 0 | 1203.198 | 0 | 1732.103
3615 | 1339.569 | 607.249 | 732.32 | 0 | 0
3616 | 1487.923 | 1392.965 | 94.958 | 0 | 0
3617 | 1570.841 | 1123.575 | 447.266 | 0 | 0
3618 | 1493.196 | 1334.01 | 159.186 | 0 | 0
3619 | 1175.793 | 0 | 0 | 1175.793 | 0
3620 | 1504 | 0 | 0 | 1504 | 0
3621 | 1400 | 0 | 0 | 1400 | 0
3622 | 1072 | 0 | 0 | 1072 | 0
3623 | 1568.8 | 0 | 0 | 1568.8 | 0
3624 | 0 | 0 | 0 | 0 | 0
3625 | 1048.116 | 1048.116 | 0 | 0 | 0
3626 | 1148.1467 | 1148.147 | 0 | 0 | 0
3627 | 1165.0637 | 1165.064 | 0 | 0 | 0
3628 | 1257.0037 | 1257.004 | 0 | 0 | 0
3629 | 1164.3282 | 1164.328 | 0 | 0 | 0
3630 | 1084.892 | 1031.924 | 0 | 52.968 | 0
3631 | 1136.1375 | 0 | 438.02 | 698.118 | 0
3632 | 857.2624 | 0 | 857.262 | 0 | 603.973
3633 | 1126.9766 | 0 | 1126.977 | 0 | 1277.881
3634 | 1088.1963 | 0 | 1088.197 | 0 | 890.329
3635 | 1073.6523 | 0 | 1073.652 | 0 | 1577.656
3636 | 1056.4835 | 0 | 1056.484 | 0 | 1273.744
3637 | 976.002 | 0 | 976.002 | 0 | 707.017
3638 | 1109.748 | 0 | 563.412 | 546.336 | 0
3639 | 1130.2855 | 0 | 1130.285 | 0 | 1171.553
3640 | 1121.2717 | 0 | 1068.499 | 52.773 | 0
3641 | 781.8035 | 0 | 338.961 | 442.843 | 0
3642 | 946.9489 | 0 | 107.812 | 839.136 | 0
3643 | 1087.8341 | 0 | 0 | 1087.834 | 0
3644 | 1190.0714 | 0 | 0 | 1190.071 | 0
3645 | 939.259 | 0 | 0 | 939.259 | 0
3646 | 1095.1893 | 0 | 0 | 1095.189 | 0
3647 | 1081.2144 | 0 | 0 | 1081.214 | 0
3648 | 159.6078 | 0 | 0 | 159.608 | 0
3649 | 82.3782 | 82.378 | 0 | 0 | 0
3650 | 157.4013 | 157.401 | 0 | 0 | 0
3651 | 100.7662 | 100.766 | 0 | 0 | 0
3652 | 105.1794 | 105.179 | 0 | 0 | 0
3653 | 78.7006 | 78.701 | 0 | 0 | 0
3654 | 81.6427 | 81.643 | 0 | 0 | 0
3655 | 78.8376 | 0 | 78.838 | 0 | 80.167
3656 | 193.0078 | 0 | 193.008 | 0 | 1271.366
3657 | 787.8808 | 0 | 787.881 | 0 | 123.783
3658 | 1235.6617 | 0 | 1235.662 | 0 | 840.943
3659 | 1134.1783 | 0 | 1134.178 | 0 | 410.14
3660 | 928.5379 | 0 | 928.538 | 0 | 1796.808
3661 | 1150.8718 | 0 | 1150.872 | 0 | 1796.808
3662 | 1024.287 | 0 | 1024.287 | 0 | 1627.854
3663 | 1039.8662 | 0 | 1039.866 | 0 | 1138.677
3664 | 1200.7723 | 396.853 | 803.919 | 0 | 0
3665 | 1211.6653 | 611.638 | 600.028 | 0 | 0
3666 | 1362.6896 | 1100.122 | 181.553 | 81.014 | 0
3667 | 1236.4091 | 0 | 0 | 1236.409 | 0
3668 | 1330.5557 | 0 | 0 | 1330.556 | 0
3669 | 1363.6541 | 0 | 0 | 1363.654 | 0
3670 | 988.5389 | 0 | 0 | 988.539 | 0
3671 | 1133.4363 | 0 | 0 | 1133.436 | 0
3672 | 1025.3149 | 0 | 0 | 1025.315 | 0
3673 | 1040.0253 | 1040.025 | 0 | 0 | 0
3674 | 1289.3666 | 1289.367 | 0 | 0 | 0
3675 | 807.601 | 807.601 | 0 | 0 | 0
3676 | 906.1606 | 906.161 | 0 | 0 | 0
3677 | 1054.7357 | 1054.736 | 0 | 0 | 0
3678 | 1198.1621 | 1198.162 | 0 | 0 | 0
3679 | 1087.0664 | 0 | 428.36 | 658.706 | 0
3680 | 1228.1419 | 0 | 1228.142 | 0 | 234.164
3681 | 1131.3953 | 0 | 1131.396 | 0 | 1280.901
3682 | 1253.8934 | 0 | 1253.893 | 0 | 1796.808
3683 | 1272.5121 | 0 | 1272.512 | 0 | 1796.808
3684 | 1338.8744 | 0 | 1338.874 | 0 | 1796.808
3685 | 1355.3308 | 0 | 1355.331 | 0 | 1794.685
3686 | 1295.2535 | 301.487 | 993.767 | 0 | 0
3687 | 1302.0681 | 222.108 | 1079.96 | 0 | 0
3688 | 1469.4209 | 680.894 | 788.527 | 0 | 0
3689 | 1487.386 | 1007.89 | 479.496 | 0 | 0
3690 | 1238.9154 | 1063.186 | 175.729 | 0 | 0
3691 | 1209.1949 | 0 | 0 | 1209.195 | 0
3692 | 1137.1139 | 0 | 0 | 1137.114 | 0
3693 | 1054.7357 | 0 | 0 | 1054.736 | 0
3694 | 1102.5445 | 0 | 0 | 1102.544 | 0
3695 | 1087.8341 | 0 | 0 | 1087.834 | 0
3696 | 1305.548 | 1088.235 | 0 | 217.313 | 0
3697 | 1315.1098 | 1315.11 | 0 | 0 | 0
3698 | 1071.6526 | 1071.653 | 0 | 0 | 0
3699 | 1255.5327 | 1255.533 | 0 | 0 | 0
3700 | 806.1299 | 806.13 | 0 | 0 | 0
3701 | 750.2304 | 750.23 | 0 | 0 | 0
3702 | 706.0992 | 706.099 | 0 | 0 | 0
3703 | 1144.1924 | 0 | 120.231 | 1023.961 | 0
3704 | 1174.6209 | 0 | 379.219 | 795.402 | 0
3705 | 1421.8944 | 0 | 997.126 | 424.768 | 0
3706 | 1445.488 | 0 | 1445.488 | 0 | 779.539
3707 | 1314.3991 | 0 | 1314.399 | 0 | 1593.229
3708 | 1630.578 | 0 | 1630.578 | 0 | 1021.433
3709 | 1339.1925 | 0 | 1339.192 | 0 | 1796.808
3710 | 1441.9686 | 0 | 1441.969 | 0 | 1796.808
3711 | 1484.2371 | 0 | 1484.237 | 0 | 1474.441
3712 | 1687.8042 | 0 | 1687.804 | 0 | 499.712
3713 | 1368.332 | 212.076 | 1156.256 | 0 | 0
3714 | 1435.4445 | 732.746 | 267.163 | 435.535 | 0
3715 | 1408.5208 | 0 | 0 | 1408.521 | 0
3716 | 1324.6715 | 0 | 0 | 1324.672 | 0
3717 | 1376.1579 | 0 | 0 | 1376.158 | 0
3718 | 889.2437 | 0 | 0 | 889.244 | 0
3719 | 1277.5983 | 0 | 0 | 1277.598 | 0
3720 | 914.2514 | 0 | 0 | 914.251 | 0
3721 | 1040.0253 | 1040.025 | 0 | 0 | 0
3722 | 1225.3763 | 1225.376 | 0 | 0 | 0
3723 | 1041.4963 | 1041.496 | 0 | 0 | 0
3724 | 1069.4461 | 1069.446 | 0 | 0 | 0
3725 | 1206.9883 | 1206.988 | 0 | 0 | 0
3726 | 1139.3205 | 1139.32 | 0 | 0 | 0
3727 | 968.3737 | 0 | 429.545 | 538.829 | 0
3728 | 1216.8397 | 0 | 1216.84 | 0 | 31.751
3729 | 1270.5584 | 0 | 1270.559 | 0 | 1130.645
3730 | 1288.7009 | 0 | 1288.701 | 0 | 1795.88
3731 | 1265.5835 | 0 | 1265.583 | 0 | 1654.735
3732 | 1527.2199 | 0 | 1527.22 | 0 | 1506.944
3733 | 1609.8915 | 0 | 1609.891 | 0 | 1062.798
3734 | 1684.8217 | 0 | 1684.822 | 0 | 1346.719
3735 | 1461.4939 | 0 | 1461.494 | 0 | 557.075
3736 | 1490.238 | 0 | 1490.238 | 0 | 0
3737 | 1239.2694 | 150.324 | 1088.945 | 0 | 0
3738 | 1422.6934 | 1223.538 | 199.156 | 0 | 0
3739 | 1531.3527 | 0 | 0 | 1531.353 | 0
3740 | 1093.7182 | 0 | 0 | 1093.718 | 0
3741 | 818.6338 | 0 | 0 | 818.634 | 0
3742 | 913.5158 | 0 | 0 | 913.516 | 0
3743 | 1149.6178 | 0 | 0 | 1149.618 | 0
3744 | 1036.3477 | 1036.348 | 0 | 0 | 0
3745 | 967.2088 | 967.209 | 0 | 0 | 0
3746 | 1274.6562 | 1274.656 | 0 | 0 | 0
3747 | 962.0602 | 962.06 | 0 | 0 | 0
3748 | 1158.444 | 1158.444 | 0 | 0 | 0
3749 | 1215.0791 | 1215.079 | 0 | 0 | 0
3750 | 663.439 | 663.439 | 0 | 0 | 0
3751 | 831.19 | 423.933 | 407.257 | 0 | 0
3752 | 900.2029 | 0 | 900.203 | 0 | 281.729
3753 | 1016.1898 | 0 | 1016.19 | 0 | 921.834
3754 | 1501.8804 | 0 | 1501.88 | 0 | 419.068
3755 | 1433.3713 | 0 | 1433.372 | 0 | 1796.808
3756 | 1371.731 | 0 | 1371.731 | 0 | 770.27
3757 | 1529.9046 | 490.968 | 1038.937 | 0 | 0
3758 | 1387.7571 | 1047.38 | 340.377 | 0 | 0
3759 | 1085.9861 | 505.272 | 580.714 | 0 | 0
3760 | 1513.4915 | 1028.789 | 484.703 | 0 | 0
3761 | 1215.0892 | 903.283 | 311.806 | 0 | 0
3762 | 1339.0123 | 1284.228 | 54.784 | 0 | 0
3763 | 1233.4671 | 0 | 0 | 1233.467 | 0
3764 | 1164.3282 | 0 | 0 | 1164.328 | 0
3765 | 1034.1411 | 0 | 0 | 1034.141 | 0
3766 | 1329.8202 | 0 | 0 | 1329.82 | 0
3767 | 1057.6778 | 0 | 0 | 1057.678 | 0
3768 | 1348.9437 | 1348.944 | 0 | 0 | 0
3769 | 972.3574 | 972.357 | 0 | 0 | 0
3770 | 1018.6952 | 1018.695 | 0 | 0 | 0
3771 | 1329.8202 | 1329.82 | 0 | 0 | 0
3772 | 1226.8474 | 1226.847 | 0 | 0 | 0
3773 | 759.7922 | 759.792 | 0 | 0 | 0
3774 | 961.3246 | 961.325 | 0 | 0 | 0
3775 | 883.3154 | 65.692 | 214.384 | 603.239 | 0
3776 | 819.4309 | 0 | 819.431 | 0 | 603.036
3777 | 938.7295 | 0 | 938.73 | 0 | 860.373
3778 | 1175.0134 | 0 | 1175.014 | 0 | 1757.689
3779 | 1296.981 | 0 | 1296.981 | 0 | 723.35
3780 | 1264.4646 | 0 | 1264.465 | 0 | 1796.808
3781 | 1379.1589 | 0 | 1379.159 | 0 | 1796.808
3782 | 1238.6166 | 0 | 1238.617 | 0 | 652.05
3783 | 1071.4449 | 0 | 1071.445 | 0 | 896.433
3784 | 1163.5669 | 0 | 1163.567 | 0 | 0
3785 | 930.6139 | 94.356 | 836.258 | 0 | 0
3786 | 930.0798 | 709.277 | 220.803 | 0 | 0
3787 | 892.9213 | 0 | 0 | 892.921 | 0
3788 | 1206.2528 | 0 | 0 | 1206.253 | 0
3789 | 1006.9269 | 0 | 0 | 1006.927 | 0
3790 | 984.8613 | 0 | 0 | 984.861 | 0
3791 | 1077.5368 | 0 | 0 | 1077.537 | 0
3792 | 956.176 | 956.176 | 0 | 0 | 0
3793 | 959.8536 | 959.854 | 0 | 0 | 0
3794 | 1045.1739 | 1045.174 | 0 | 0 | 0
3795 | 993.6875 | 993.688 | 0 | 0 | 0
3796 | 951.0274 | 313.744 | 0 | 637.284 | 0
3797 | 970.1509 | 0 | 0 | 970.151 | 0
3798 | 989.2744 | 0 | 0 | 989.274 | 0
3799 | 814.7659 | 0 | 415.166 | 399.6 | 0
3800 | 269.8053 | 0 | 269.805 | 0 | 989.023
3801 | 129.9866 | 0 | 129.987 | 0 | 1796.808
3802 | 207.7449 | 0 | 207.745 | 0 | 1796.808
3803 | 159.9664 | 0 | 159.966 | 0 | 1796.808
3804 | 171.8487 | 0 | 171.849 | 0 | 1796.808
3805 | 132.4947 | 0 | 132.494 | 0 | 910.293
3806 | 124.5833 | 0 | 124.584 | 0 | 0
3807 | 178.8941 | 0 | 178.894 | 0 | 0
3808 | 197.9358 | 0 | 197.936 | 0 | 0
3809 | 169.2818 | 0 | 169.281 | 0 | 0
3810 | 186.6658 | 0 | 186.666 | 0 | 0
3811 | 128.716 | 0 | 0 | 128.716 | 0
3812 | 181.6734 | 0 | 0 | 181.673 | 0
3813 | 183.1445 | 0 | 0 | 183.144 | 0
3814 | 100.0307 | 0 | 0 | 100.031 | 0
3815 | 90.469 | 0 | 0 | 90.469 | 0
3816 | 94.1466 | 0 | 0 | 94.147 | 0
3817 | 85.3203 | 0 | 0 | 85.32 | 0
3818 | 91.2045 | 0 | 0 | 91.204 | 0
3819 | 86.7914 | 0 | 0 | 86.791 | 0
3820 | 90.469 | 0 | 0 | 90.469 | 0
3821 | 85.3203 | 0 | 0 | 85.32 | 0
3822 | 86.0558 | 0 | 0 | 86.056 | 0
3823 | 73.9979 | 0 | 73.998 | 0 | 33.56
3824 | 92.8447 | 0 | 92.845 | 0 | 253.016
3825 | 624.5034 | 0 | 624.503 | 0 | 277.966
3826 | 1169.1854 | 0 | 1169.185 | 0 | 250.421
3827 | 1182.7428 | 0 | 1182.743 | 0 | 635.516
3828 | 1218.137 | 0 | 1218.137 | 0 | 0
3829 | 1041.8558 | 0 | 1041.855 | 0 | 0
3830 | 1119.2978 | 0 | 1119.297 | 0 | 0
3831 | 1117.0011 | 0 | 1117.001 | 0 | 0
3832 | 1182.9589 | 0 | 1182.959 | 0 | 0
3833 | 1307.3767 | 309.329 | 818.627 | 179.421 | 0
3834 | 1228.2872 | 0 | 226.055 | 1002.232 | 0
3835 | 1151.8243 | 0 | 0 | 1151.824 | 0
3836 | 1090.7762 | 0 | 0 | 1090.776 | 0
3837 | 1351.8858 | 0 | 0 | 1351.886 | 0
3838 | 1092.9827 | 0 | 0 | 1092.983 | 0
3839 | 716.3965 | 0 | 0 | 716.396 | 0
3840 | 1042.2318 | 0 | 0 | 1042.232 | 0
3841 | 806.8654 | 806.865 | 0 | 0 | 0
3842 | 816.4272 | 816.427 | 0 | 0 | 0
3843 | 912.0448 | 912.045 | 0 | 0 | 0
3844 | 945.1432 | 945.143 | 0 | 0 | 0
3845 | 937.788 | 937.788 | 0 | 0 | 0
3846 | 909.1027 | 909.103 | 0 | 0 | 0
3847 | 944.3424 | 0 | 407.285 | 537.057 | 0
3848 | 881.4527 | 0 | 881.452 | 0 | 368.022
3849 | 933.853 | 0 | 933.853 | 0 | 997.673
3850 | 994.1031 | 0 | 994.103 | 0 | 1573.714
3851 | 1339.2413 | 0 | 1339.241 | 0 | 1510.384
3852 | 1246.3699 | 0 | 1246.37 | 0 | 1796.808
3853 | 1003.5325 | 0 | 1003.533 | 0 | 1796.808
3854 | 1101.4945 | 0 | 1101.495 | 0 | 1043.139
3855 | 1463.9441 | 0 | 1463.944 | 0 | 0
3856 | 1017.2747 | 0 | 1017.275 | 0 | 0
3857 | 1145.9282 | 919.21 | 226.718 | 0 | 0
3858 | 1215.9093 | 377.475 | 26.531 | 811.903 | 0
3859 | 1031.199 | 0 | 0 | 1031.199 | 0
3860 | 1098.8669 | 0 | 0 | 1098.867 | 0
3861 | 1268.772 | 0 | 0 | 1268.772 | 0
3862 | 1276.1272 | 0 | 0 | 1276.127 | 0
3863 | 1315.8453 | 0 | 0 | 1315.845 | 0
3864 | 1015.0176 | 0 | 0 | 1015.018 | 0
3865 | 1181.9806 | 1181.981 | 0 | 0 | 0
3866 | 934.1104 | 934.11 | 0 | 0 | 0
3867 | 1097.3959 | 1097.396 | 0 | 0 | 0
3868 | 1369.5383 | 1369.538 | 0 | 0 | 0
3869 | 1001.0427 | 1001.043 | 0 | 0 | 0
3870 | 1035.6122 | 1035.612 | 0 | 0 | 0
3871 | 734.6806 | 0 | 387.604 | 347.077 | 0
3872 | 858.4429 | 0 | 858.443 | 0 | 268.563
3873 | 945.9468 | 0 | 945.947 | 0 | 796.258
3874 | 1313.9909 | 0 | 1313.991 | 0 | 947.838
3875 | 1203.8265 | 0 | 1203.826 | 0 | 1461.555
3876 | 1170.5985 | 0 | 1170.598 | 0 | 1796.808
3877 | 1180.2871 | 0 | 1180.287 | 0 | 1796.808
3878 | 935.0749 | 0 | 935.075 | 0 | 1796.808
3879 | 1443.3311 | 0 | 1443.331 | 0 | 221.909
3880 | 1115.1485 | 477.253 | 637.895 | 0 | 0
3881 | 1294.3433 | 929.849 | 364.494 | 0 | 0
3882 | 1231.2495 | 1028.825 | 202.425 | 0 | 0
3883 | 1327.6136 | 0 | 0 | 1327.614 | 0
3884 | 1377.629 | 0 | 0 | 1377.629 | 0
3885 | 1547.5341 | 0 | 0 | 1547.534 | 0
3886 | 1445.2968 | 0 | 0 | 1445.297 | 0
3887 | 1164.3282 | 0 | 0 | 1164.328 | 0
3888 | 1151.8243 | 1151.824 | 0 | 0 | 0
3889 | 1028.257 | 1028.257 | 0 | 0 | 0
3890 | 1179.7741 | 1179.774 | 0 | 0 | 0
3891 | 1259.2103 | 1259.21 | 0 | 0 | 0
3892 | 1282.0114 | 1282.011 | 0 | 0 | 0
3893 | 1181.9806 | 1181.981 | 0 | 0 | 0
3894 | 970.8864 | 970.886 | 0 | 0 | 0
3895 | 956.4739 | 956.474 | 0 | 0 | 418.01
3896 | 799.5406 | 799.541 | 0 | 0 | 1206.672
3897 | 1009.7099 | 1009.71 | 0 | 0 | 1385.551
3898 | 1208.6635 | 729.377 | 479.287 | 0 | 1796.808
3899 | 1010.5833 | 433.749 | 576.834 | 0 | 1066.906
3900 | 1237.7156 | 0 | 1237.716 | 0 | 197.476
3901 | 1291.5998 | 0 | 1291.6 | 0 | 1487.939
3902 | 1072.2006 | 811.315 | 260.886 | 0 | 0
3903 | 1315.8048 | 1130.467 | 185.338 | 0 | 0
3904 | 1295.1505 | 1069.447 | 225.704 | 0 | 0
3905 | 1370.3069 | 1255.186 | 115.121 | 0 | 0
3906 | 1281.582 | 1205.768 | 75.814 | 0 | 0
3907 | 1545.3275 | 0 | 0 | 1545.328 | 0
3908 | 1218.0211 | 0 | 0 | 1218.021 | 0
3909 | 1410.7274 | 0 | 0 | 1410.727 | 0
3910 | 1444.5613 | 0 | 0 | 1444.561 | 0
3911 | 1081.9499 | 0 | 0 | 1081.95 | 0
3912 | 1302.6059 | 1302.606 | 0 | 0 | 0
3913 | 1140.056 | 1140.056 | 0 | 0 | 0
3914 | 1240.0867 | 1240.087 | 0 | 0 | 0
3915 | 1393.0749 | 1393.075 | 0 | 0 | 0
3916 | 1256.2682 | 1256.268 | 0 | 0 | 0
3917 | 1270.2431 | 1270.243 | 0 | 0 | 0
3918 | 1252.5906 | 1252.591 | 0 | 0 | 0
3919 | 624.6762 | 401.176 | 223.5 | 0 | 0
3920 | 1045.7035 | 362.689 | 683.014 | 0 | 0
3921 | 811.5093 | 0 | 811.51 | 0 | 699.876
3922 | 397.7894 | 0 | 397.79 | 0 | 1551.616
3923 | 357.9482 | 0 | 357.948 | 0 | 1689.667
3924 | 364.5053 | 0 | 364.505 | 0 | 1796.808
3925 | 782.6071 | 0 | 782.607 | 0 | 1796.808
3926 | 1248.8063 | 224.866 | 1023.941 | 0 | 0
3927 | 1519.8933 | 761.931 | 757.962 | 0 | 0
3928 | 1361.4245 | 1034.945 | 326.48 | 0 | 0
3929 | 1399.7203 | 727.17 | 672.55 | 0 | 0
3930 | 1546.8023 | 1264.552 | 282.25 | 0 | 0
3931 | 1616.673 | 0 | 0 | 1616.673 | 0
3932 | 1468.8335 | 0 | 0 | 1468.833 | 0
3933 | 1634.3255 | 0 | 0 | 1634.325 | 0
3934 | 1700.5223 | 0 | 0 | 1700.522 | 0
3935 | 1246.7064 | 0 | 0 | 1246.706 | 0
3936 | 1177.5675 | 1177.568 | 0 | 0 | 0
3937 | 1148.1467 | 1148.147 | 0 | 0 | 0
3938 | 1455.5941 | 1455.594 | 0 | 0 | 0
3939 | 1526.204 | 1526.204 | 0 | 0 | 0
3940 | 902.483 | 902.483 | 0 | 0 | 0
3941 | 1237.1447 | 1237.145 | 0 | 0 | 0
3942 | 1238.6157 | 1238.616 | 0 | 0 | 0
3943 | 993.8319 | 993.832 | 0 | 0 | 251.362
3944 | 1094.5292 | 1094.529 | 0 | 0 | 770.522
3945 | 975.5698 | 975.57 | 0 | 0 | 1276.306
3946 | 1525.9328 | 182.451 | 1343.482 | 0 | 570.107
3947 | 1595.194 | 0 | 1595.194 | 0 | 839.016
3948 | 1689.2072 | 0 | 1689.207 | 0 | 548.244
3949 | 1412.9376 | 0 | 1412.938 | 0 | 738.898
3950 | 1322.0172 | 0 | 1322.017 | 0 | 1154.485
3951 | 1567.5485 | 0 | 1567.548 | 0 | 818.835
3952 | 1329.2253 | 0 | 1329.225 | 0 | 404.346
3953 | 1391.3492 | 782.41 | 608.939 | 0 | 0
3954 | 1660.1588 | 1467.921 | 192.238 | 0 | 0
3955 | 1308.4901 | 0 | 0 | 1308.49 | 0
3956 | 1471.04 | 0 | 0 | 1471.04 | 0
3957 | 1597.5495 | 0 | 0 | 1597.549 | 0
3958 | 1294.5152 | 0 | 0 | 1294.515 | 0
3959 | 1450.4455 | 0 | 0 | 1450.445 | 0
3960 | 1306.2835 | 1306.284 | 0 | 0 | 0
3961 | 956.176 | 956.176 | 0 | 0 | 0
3962 | 976.035 | 976.035 | 0 | 0 | 0
3963 | 779.6512 | 779.651 | 0 | 0 | 0
3964 | 1012.811 | 1012.811 | 0 | 0 | 0
3965 | 668.5877 | 668.588 | 0 | 0 | 0
3966 | 831.1376 | 831.138 | 0 | 0 | 0
3967 | 843.9182 | 628.35 | 215.568 | 0 | 0
3968 | 837.4805 | 179.604 | 657.877 | 0 | 0
3969 | 846.0043 | 0 | 846.004 | 0 | 385.828
3970 | 975.8383 | 0 | 975.839 | 0 | 782.847
3971 | 936.9532 | 0 | 936.953 | 0 | 1692.509
3972 | 911.1879 | 0 | 911.188 | 0 | 1329.6
3973 | 1051.1298 | 0 | 1051.13 | 0 | 963.076
3974 | 1012.9324 | 0 | 1012.932 | 0 | 798.351
3975 | 1027.0912 | 0 | 1027.092 | 0 | 946.052
3976 | 478.6691 | 0 | 478.669 | 0 | 531.703
3977 | 176.7969 | 0 | 176.797 | 0 | 557.659
3978 | 236.4577 | 0 | 147.023 | 89.435 | 0
3979 | 138.2778 | 0 | 0 | 138.278 | 0
3980 | 145.633 | 0 | 0 | 145.633 | 0
3981 | 115.4766 | 0 | 0 | 115.477 | 0
3982 | 110.328 | 0 | 0 | 110.328 | 0
3983 | 105.9149 | 0 | 0 | 105.915 | 0
3984 | 106.6504 | 0 | 0 | 106.65 | 0
3985 | 98.5597 | 0 | 0 | 98.56 | 0
3986 | 108.1214 | 0 | 0 | 108.121 | 0
3987 | 88.9979 | 0 | 0 | 88.998 | 0
3988 | 94.8821 | 0 | 0 | 94.882 | 0
3989 | 88.9979 | 0 | 0 | 88.998 | 0
3990 | 93.411 | 0 | 0 | 93.411 | 0
3991 | 80.6148 | 0 | 80.615 | 0 | 40.211
3992 | 145.6072 | 0 | 145.607 | 0 | 234.654
3993 | 662.3137 | 0 | 662.313 | 0 | 467.927
3994 | 881.3451 | 0 | 881.345 | 0 | 1233.388
3995 | 1021.1849 | 0 | 1021.186 | 0 | 663.746
3996 | 1073.9732 | 0 | 1073.973 | 0 | 0
3997 | 1076.9171 | 0 | 1076.917 | 0 | 0
3998 | 1076.9383 | 829.213 | 247.725 | 0 | 0
3999 | 1164.3879 | 997.701 | 166.687 | 0 | 0
4000 | 1132.1777 | 1034.909 | 97.269 | 0 | 0
4001 | 1128.9285 | 684.473 | 444.456 | 0 | 0
4002 | 1028.4225 | 835.419 | 193.003 | 0 | 0
4003 | 1248.913 | 0 | 0 | 1248.913 | 0
4004 | 980.4482 | 0 | 0 | 980.448 | 0
4005 | 989.2744 | 0 | 0 | 989.274 | 0
4006 | 925.2842 | 0 | 0 | 925.284 | 0
4007 | 992.2165 | 0 | 0 | 992.216 | 0
4008 | 1404.8432 | 1404.843 | 0 | 0 | 0
4009 | 1122.4035 | 1122.404 | 0 | 0 | 0
4010 | 848.7901 | 848.79 | 0 | 0 | 0
4011 | 1120.197 | 1120.197 | 0 | 0 | 0
4012 | 1104.0155 | 1104.016 | 0 | 0 | 0
4013 | 823.7824 | 823.782 | 0 | 0 | 0
4014 | 1180.5096 | 1180.51 | 0 | 0 | 0
4015 | 1004.4362 | 754.731 | 163.996 | 85.709 | 0
4016 | 1200.8854 | 0 | 514.746 | 686.139 | 0
4017 | 1296.0874 | 0 | 1282.725 | 13.363 | 0
4018 | 905.5732 | 0 | 905.573 | 0 | 878.08
4019 | 1261.7184 | 0 | 1261.719 | 0 | 1444.272
4020 | 1336.4693 | 0 | 1336.469 | 0 | 1688.585
4021 | 1087.4829 | 0 | 1087.483 | 0 | 1796.808
4022 | 1175.372 | 0 | 1175.372 | 0 | 782.073
4023 | 1147.4094 | 555.087 | 592.323 | 0 | 0
4024 | 998.7939 | 670.972 | 327.822 | 0 | 0
4025 | 1349.1184 | 1084.952 | 264.166 | 0 | 0
4026 | 1296.8027 | 1230.825 | 64.081 | 1.897 | 0
4027 | 1050.3226 | 0 | 0 | 1050.323 | 0
4028 | 905.4251 | 0 | 0 | 905.425 | 0
4029 | 1113.5773 | 0 | 0 | 1113.577 | 0
4030 | 1034.8766 | 0 | 0 | 1034.877 | 0
4031 | 1276.8627 | 0 | 0 | 1276.863 | 0
4032 | 906.1606 | 0 | 0 | 906.161 | 0
4033 | 1189.3358 | 1189.336 | 0 | 0 | 0
4034 | 1040.0253 | 1040.025 | 0 | 0 | 0
4035 | 1162.8571 | 1162.857 | 0 | 0 | 0
4036 | 711.9834 | 711.983 | 0 | 0 | 0
4037 | 1019.4307 | 1019.431 | 0 | 0 | 0
4038 | 675.2074 | 675.207 | 0 | 0 | 0
4039 | 747.1449 | 0 | 246.643 | 500.502 | 0
4040 | 1067.6514 | 0 | 765.457 | 302.194 | 0
4041 | 1143.193 | 0 | 1143.193 | 0 | 570.328
4042 | 1219.8369 | 0 | 1219.837 | 0 | 760.417
4043 | 1490.4715 | 0 | 1490.471 | 0 | 647.065
4044 | 1150.4507 | 0 | 1150.451 | 0 | 1418.25
4045 | 1240.471 | 0 | 1240.471 | 0 | 1594.708
4046 | 1223.9724 | 0 | 1223.972 | 0 | 1610.294
4047 | 1179.3466 | 0 | 1179.347 | 0 | 773.22
4048 | 1321.3359 | 0 | 1321.336 | 0 | 518.144
4049 | 1489.5089 | 1193.917 | 295.592 | 0 | 0
4050 | 1368.6657 | 1019.133 | 51.408 | 298.125 | 0
4051 | 1199.6331 | 0 | 0 | 1199.633 | 0
4052 | 1119.4615 | 0 | 0 | 1119.461 | 0
4053 | 1075.3302 | 0 | 0 | 1075.33 | 0
4054 | 1176.832 | 0 | 0 | 1176.832 | 0
4055 | 1138.585 | 0 | 0 | 1138.585 | 0
4056 | 1338.6464 | 0 | 0 | 1338.646 | 0
4057 | 1243.0288 | 1243.029 | 0 | 0 | 0
4058 | 1127.5522 | 1127.552 | 0 | 0 | 0
4059 | 1088.5696 | 1088.57 | 0 | 0 | 0
4060 | 1187.8648 | 1187.865 | 0 | 0 | 0
4061 | 1379.1 | 1379.1 | 0 | 0 | 0
4062 | 1313.6387 | 1313.639 | 0 | 0 | 0
4063 | 1192.7735 | 0 | 374.579 | 818.195 | 0
4064 | 1204.4444 | 0 | 1204.444 | 0 | 65.216
4065 | 914.0068 | 0 | 914.007 | 0 | 491.294
4066 | 1054.7081 | 0 | 1054.708 | 0 | 1796.808
4067 | 1164.4744 | 0 | 1164.474 | 0 | 1716.804
4068 | 1401.6253 | 0 | 1401.626 | 0 | 1739.926
4069 | 1428.7283 | 0 | 1428.728 | 0 | 1667.081
4070 | 1276.9675 | 0 | 1276.968 | 0 | 1609.418
4071 | 1519.5135 | 0 | 1519.514 | 0 | 0
4072 | 1443.7099 | 0 | 1443.71 | 0 | 0
4073 | 1342.0133 | 277.452 | 1064.562 | 0 | 0
4074 | 1332.7466 | 1079.385 | 253.362 | 0 | 0
4075 | 1262.1523 | 0 | 0 | 1262.152 | 0
4076 | 1451.9165 | 0 | 0 | 1451.916 | 0
4077 | 1443.0903 | 0 | 0 | 1443.09 | 0
4078 | 1423.9667 | 0 | 0 | 1423.967 | 0
4079 | 1318.0519 | 0 | 0 | 1318.052 | 0
4080 | 1204.7818 | 1204.782 | 0 | 0 | 0
4081 | 1000.3072 | 1000.307 | 0 | 0 | 0
4082 | 1279.8048 | 1279.805 | 0 | 0 | 0
4083 | 1320.9939 | 1320.994 | 0 | 0 | 0
4084 | 1414.405 | 1414.405 | 0 | 0 | 0
4085 | 1349.6792 | 1349.679 | 0 | 0 | 0
4086 | 1217.2856 | 1217.286 | 0 | 0 | 0
4087 | 842.1704 | 548.794 | 293.377 | 0 | 0
4088 | 1414.8031 | 520.05 | 894.753 | 0 | 0
4089 | 1229.2948 | 0 | 1229.294 | 0 | 1138.897
4090 | 1233.0561 | 0 | 1233.056 | 0 | 1796.808
4091 | 1290.0993 | 0 | 1290.1 | 0 | 1440.32
4092 | 1374.5232 | 0 | 1374.523 | 0 | 28.002
4093 | 1301.6783 | 0 | 1301.678 | 0 | 1688.268
4094 | 1473.8341 | 884.599 | 589.235 | 0 | 0
4095 | 1200.2556 | 2.376 | 1197.88 | 0 | 0
4096 | 1652.6215 | 1493.158 | 159.464 | 0 | 0
4097 | 1554.1529 | 1430.081 | 124.072 | 0 | 0
4098 | 1601.1342 | 1569.861 | 31.273 | 0 | 0
4099 | 1579.897 | 0 | 0 | 1579.897 | 0
4100 | 1123.8746 | 0 | 0 | 1123.875 | 0
4101 | 1184.1872 | 0 | 0 | 1184.187 | 0
4102 | 1214.3435 | 0 | 0 | 1214.344 | 0
4103 | 1265.0944 | 0 | 0 | 1265.094 | 0
4104 | 1221.6987 | 1221.699 | 0 | 0 | 0
4105 | 1285.689 | 1285.689 | 0 | 0 | 0
4106 | 1382.7776 | 1382.778 | 0 | 0 | 0
4107 | 1180.5096 | 1180.51 | 0 | 0 | 0
4108 | 1251.1195 | 1251.12 | 0 | 0 | 0
4109 | 1314.3743 | 1314.374 | 0 | 0 | 0
4110 | 1123.8746 | 1123.875 | 0 | 0 | 0
4111 | 1094.6009 | 710.164 | 384.437 | 0 | 0
4112 | 1132.8406 | 149.147 | 983.694 | 0 | 0
4113 | 1145.5301 | 0 | 1145.53 | 0 | 101.344
4114 | 1243.3736 | 0 | 1243.373 | 0 | 1117.442
4115 | 952.8174 | 0 | 952.817 | 0 | 1796.808
4116 | 1336.7828 | 0 | 1336.782 | 0 | 1123.976
4117 | 1269.4781 | 0 | 1269.478 | 0 | 1481.337
4118 | 1515.3156 | 0 | 1515.316 | 0 | 1206.555
4119 | 1178.0217 | 0 | 1178.022 | 0 | 1153.594
4120 | 1291.1281 | 491.463 | 799.665 | 0 | 0
4121 | 1202.7821 | 291.804 | 910.978 | 0 | 0
4122 | 1153.1952 | 1034.834 | 118.361 | 0 | 0
4123 | 1228.3184 | 0 | 0 | 1228.318 | 0
4124 | 785.5354 | 0 | 0 | 785.535 | 0
4125 | 1207.7239 | 0 | 0 | 1207.724 | 0
4126 | 1132.7008 | 0 | 0 | 1132.701 | 0
4127 | 1078.2723 | 0 | 0 | 1078.272 | 0
4128 | 1233.4671 | 1233.467 | 0 | 0 | 0
4129 | 1003.9848 | 1003.985 | 0 | 0 | 0
4130 | 1147.4112 | 1147.411 | 0 | 0 | 0
4131 | 1050.3226 | 1050.323 | 0 | 0 | 0
4132 | 1001.0427 | 1001.043 | 0 | 0 | 0
4133 | 899.541 | 899.541 | 0 | 0 | 0
4134 | 956.9115 | 332.218 | 0 | 624.693 | 0
4135 | 789.213 | 0 | 176.828 | 612.385 | 0
4136 | 1053.7961 | 0 | 559.594 | 494.202 | 0
4137 | 1095.8283 | 0 | 1095.828 | 0 | 355.125
4138 | 1072.8488 | 0 | 1072.849 | 0 | 859.957
4139 | 1035.489 | 0 | 1035.489 | 0 | 914.755
4140 | 1331.4199 | 0 | 520.99 | 810.43 | 0
4141 | 846.3463 | 0 | 575.111 | 271.235 | 0
4142 | 916.9976 | 0 | 916.998 | 0 | 264.9
4143 | 791.3395 | 0 | 181.763 | 609.577 | 0
4144 | 216.0103 | 0 | 96.317 | 119.693 | 0
4145 | 168.3081 | 0 | 145.38 | 22.928 | 0
4146 | 126.4653 | 0 | 15.308 | 111.157 | 0
4147 | 136.0712 | 0 | 0 | 136.071 | 0
4148 | 92.6755 | 0 | 0 | 92.676 | 0
4149 | 88.2624 | 0 | 0 | 88.262 | 0
4150 | 94.1466 | 0 | 0 | 94.147 | 0
4151 | 83.8493 | 0 | 0 | 83.849 | 0
4152 | 91.94 | 0 | 0 | 91.94 | 0
4153 | 82.3782 | 82.378 | 0 | 0 | 0
4154 | 88.2624 | 88.262 | 0 | 0 | 0
4155 | 82.3782 | 82.378 | 0 | 0 | 0
4156 | 82.3782 | 82.378 | 0 | 0 | 0
4157 | 83.8493 | 83.849 | 0 | 0 | 0
4158 | 84.5848 | 84.585 | 0 | 0 | 0
4159 | 66.9323 | 0 | 66.932 | 0 | 53.894
4160 | 82.3874 | 0 | 82.387 | 0 | 565.003
4161 | 584.9195 | 0 | 584.919 | 0 | 720.886
4162 | 1157.201 | 0 | 1157.201 | 0 | 372.472
4163 | 1150.5013 | 0 | 1150.501 | 0 | 1101.595
4164 | 990.4614 | 0 | 990.461 | 0 | 1748.638
4165 | 1247.0319 | 0 | 1247.032 | 0 | 1796.808
4166 | 1015.0755 | 0 | 1015.075 | 0 | 1796.808
4167 | 1035.2371 | 0 | 1035.237 | 0 | 930.444
4168 | 965.4739 | 0 | 965.474 | 0 | 0
4169 | 874.7245 | 95.002 | 779.723 | 0 | 0
4170 | 1044.9992 | 872.873 | 172.126 | 0 | 0
4171 | 962.7957 | 0 | 0 | 962.796 | 0
4172 | 1037.8187 | 0 | 0 | 1037.819 | 0
4173 | 715.661 | 0 | 0 | 715.661 | 0
4174 | 1001.7782 | 0 | 0 | 1001.778 | 0
4175 | 876.0043 | 0 | 0 | 876.004 | 0
4176 | 918.6645 | 918.664 | 0 | 0 | 0
4177 | 882.624 | 882.624 | 0 | 0 | 0
4178 | 1200.3686 | 1200.369 | 0 | 0 | 0
4179 | 1074.5947 | 1074.595 | 0 | 0 | 0
4180 | 1248.913 | 1248.913 | 0 | 0 | 0
4181 | 1179.0386 | 1179.039 | 0 | 0 | 0
4182 | 1068.7106 | 1068.711 | 0 | 0 | 0
4183 | 955.4405 | 646.206 | 309.234 | 0 | 0
4184 | 993.9174 | 43.978 | 949.939 | 0 | 0
4185 | 746.5353 | 0 | 746.535 | 0 | 428.337
4186 | 1054.2475 | 743.699 | 310.549 | 0 | 0
4187 | 1269.1333 | 0 | 1269.134 | 0 | 601.115
4188 | 1079.2074 | 0 | 1079.208 | 0 | 806.026
4189 | 1049.5751 | 0 | 1049.575 | 0 | 163.867
4190 | 1119.0192 | 255.409 | 863.61 | 0 | 0
4191 | 1490.9597 | 615.928 | 875.031 | 0 | 0
4192 | 567.8021 | 0 | 567.802 | 0 | 438.565
4193 | 1329.9719 | 294.989 | 1034.983 | 0 | 0
4194 | 1208.3058 | 956.745 | 251.561 | 0 | 0
4195 | 1031.9346 | 0 | 0 | 1031.935 | 0
4196 | 898.0699 | 0 | 0 | 898.07 | 0
4197 | 1109.1642 | 0 | 0 | 1109.164 | 0
4198 | 1198.8976 | 0 | 0 | 1198.898 | 0
4199 | 1042.9674 | 0 | 0 | 1042.967 | 0
4200 | 873.0622 | 873.062 | 0 | 0 | 0
4201 | 1123.8746 | 1123.875 | 0 | 0 | 0
4202 | 782.5933 | 782.593 | 0 | 0 | 0
4203 | 1155.5019 | 1155.502 | 0 | 0 | 0
4204 | 1004.7203 | 1004.72 | 0 | 0 | 0
4205 | 945.8787 | 945.879 | 0 | 0 | 0
4206 | 1001.0427 | 1001.043 | 0 | 0 | 0
4207 | 1244.4999 | 405.668 | 358.506 | 480.325 | 0
4208 | 641.0608 | 0 | 641.061 | 0 | 368.682
4209 | 822.6911 | 0 | 822.691 | 0 | 1450.866
4210 | 1162.7946 | 0 | 1162.795 | 0 | 1796.808
4211 | 1141.8157 | 0 | 1141.816 | 0 | 1560.016
4212 | 1203.114 | 0 | 1203.114 | 0 | 1588.951
4213 | 999.0366 | 0 | 999.036 | 0 | 1729.225
4214 | 1206.6721 | 0 | 1206.673 | 0 | 591.999
4215 | 1353.2033 | 0 | 1353.203 | 0 | 0
4216 | 1525.3618 | 0 | 1525.362 | 0 | 0
4217 | 1270.7349 | 412.102 | 754.444 | 104.19 | 0
4218 | 1248.3052 | 0 | 237.255 | 1011.05 | 0
4219 | 1187.8648 | 0 | 0 | 1187.865 | 0
4220 | 1119.4615 | 0 | 0 | 1119.461 | 0
4221 | 1184.1872 | 0 | 0 | 1184.187 | 0
4222 | 1246.7064 | 0 | 0 | 1246.706 | 0
4223 | 890.7147 | 0 | 0 | 890.715 | 0
4224 | 1162.1216 | 0 | 0 | 1162.122 | 0
4225 | 1210.6659 | 1210.666 | 0 | 0 | 0
4226 | 1075.3302 | 1075.33 | 0 | 0 | 0
4227 | 1067.2395 | 1067.24 | 0 | 0 | 0
4228 | 1099.6024 | 1099.602 | 0 | 0 | 0
4229 | 772.296 | 772.296 | 0 | 0 | 0
4230 | 1059.8843 | 1059.884 | 0 | 0 | 0
4231 | 649.4642 | 0 | 390.952 | 258.512 | 0
4232 | 882.1064 | 0 | 882.107 | 0 | 441.862
4233 | 827.5326 | 0 | 827.533 | 0 | 1450.454
4234 | 1054.0186 | 0 | 1054.018 | 0 | 1796.808
4235 | 1307.932 | 0 | 1307.932 | 0 | 1796.808
4236 | 1422.7357 | 0 | 1422.736 | 0 | 1796.808
4237 | 1374.2539 | 0 | 1374.254 | 0 | 1796.808
4238 | 1156.3257 | 0 | 1156.325 | 0 | 6.999
4239 | 1129.0885 | 0 | 1129.089 | 0 | 0
4240 | 1626.5602 | 0 | 1626.56 | 0 | 0
4241 | 1795.9293 | 664.261 | 1131.668 | 0 | 0
4242 | 1420.2091 | 1249.29 | 170.919 | 0 | 0
4243 | 1461.4783 | 0 | 0 | 1461.478 | 0
4244 | 1213.608 | 0 | 0 | 1213.608 | 0
4245 | 1603.4336 | 0 | 0 | 1603.434 | 0
4246 | 1394.5459 | 0 | 0 | 1394.546 | 0
4247 | 1470.3045 | 0 | 0 | 1470.304 | 0
4248 | 1418.0826 | 911.37 | 0 | 506.712 | 0
4249 | 1318.7874 | 1318.787 | 0 | 0 | 0
4250 | 1217.2856 | 1217.286 | 0 | 0 | 0
4251 | 1218.7567 | 1218.757 | 0 | 0 | 0
4252 | 1394.5459 | 1394.546 | 0 | 0 | 0
4253 | 1187.1293 | 1187.129 | 0 | 0 | 0
4254 | 1418.0826 | 1418.083 | 0 | 0 | 0
4255 | 920.1355 | 0 | 405.41 | 514.726 | 0
4256 | 761.6585 | 0 | 761.658 | 0 | 569.092
4257 | 976.5554 | 0 | 976.555 | 0 | 1314.587
4258 | 1245.0055 | 0 | 1245.005 | 0 | 1754.464
4259 | 1420.1043 | 0 | 1420.104 | 0 | 1796.808
4260 | 1490.1332 | 0 | 1490.133 | 0 | 1796.808
4261 | 860.9694 | 0 | 860.97 | 0 | 1796.808
4262 | 1268.3941 | 0 | 1268.394 | 0 | 57.981
4263 | 1179.3631 | 0 | 1179.363 | 0 | 0
4264 | 1177.8001 | 0 | 1177.8 | 0 | 0
4265 | 933.8677 | 0 | 933.868 | 0 | 0
4266 | 1077.5727 | 485.031 | 96.895 | 495.647 | 0
4267 | 1109.8997 | 0 | 0 | 1109.9 | 0
4268 | 1127.5522 | 0 | 0 | 1127.552 | 0
4269 | 1183.4517 | 0 | 0 | 1183.452 | 0
4270 | 1332.0267 | 0 | 0 | 1332.027 | 0
4271 | 1148.1467 | 0 | 0 | 1148.147 | 0
4272 | 1170.2123 | 0 | 0 | 1170.212 | 0
4273 | 1298.1928 | 1298.193 | 0 | 0 | 0
4274 | 1256.2682 | 1256.268 | 0 | 0 | 0
4275 | 1237.1447 | 1237.145 | 0 | 0 | 0
4276 | 1329.0847 | 1329.085 | 0 | 0 | 0
4277 | 1320.2584 | 1320.258 | 0 | 0 | 0
4278 | 1256.2682 | 1256.268 | 0 | 0 | 0
4279 | 957.647 | 0 | 359.775 | 597.872 | 0
4280 | 1212.8063 | 0 | 1212.806 | 0 | 117.808
4281 | 817.3512 | 0 | 817.351 | 0 | 1479.043
4282 | 1350.9121 | 0 | 1350.912 | 0 | 1653.945
4283 | 1576.5504 | 0 | 1576.551 | 0 | 1796.808
4284 | 1514.752 | 0 | 1514.752 | 0 | 1796.808
4285 | 1347.5913 | 0 | 1347.591 | 0 | 1796.808
4286 | 1384.7626 | 0 | 1384.762 | 0 | 445.328
4287 | 1490.5497 | 0 | 1490.55 | 0 | 0
4288 | 1528.8197 | 152.752 | 1376.068 | 0 | 0
4289 | 1453.0225 | 1277.152 | 175.871 | 0 | 0
4290 | 1062.5736 | 1062.574 | 0 | 0 | 0
4291 | 1421.0247 | 0 | 0 | 1421.025 | 0
4292 | 1195.22 | 0 | 0 | 1195.22 | 0
4293 | 1395.2815 | 0 | 0 | 1395.281 | 0
4294 | 1417.3471 | 0 | 0 | 1417.347 | 0
4295 | 1162.8571 | 0 | 0 | 1162.857 | 0
4296 | 1393.0749 | 1393.075 | 0 | 0 | 0
4297 | 1050.3226 | 1050.323 | 0 | 0 | 0
4298 | 1021.6373 | 1021.637 | 0 | 0 | 0
4299 | 1457.0651 | 1457.065 | 0 | 0 | 0
4300 | 1272.4496 | 1272.45 | 0 | 0 | 0
4301 | 1186.3938 | 1186.394 | 0 | 0 | 0
4302 | 1309.2256 | 681.923 | 0 | 627.303 | 0
4303 | 1074.5947 | 0 | 128.82 | 945.775 | 0
4304 | 998.1356 | 0 | 998.136 | 0 | 361.026
4305 | 975.2784 | 0 | 975.278 | 0 | 1359.051
4306 | 1046.5245 | 0 | 1046.525 | 0 | 1796.808
4307 | 950.4987 | 0 | 950.499 | 0 | 1796.808
4308 | 1002.5404 | 0 | 1002.541 | 0 | 1796.808
4309 | 1043.7397 | 0 | 1043.74 | 0 | 1796.808
4310 | 1077.3961 | 0 | 1077.396 | 0 | 179.238
4311 | 1015.4608 | 0 | 1015.461 | 0 | 0
4312 | 206.3667 | 0 | 206.367 | 0 | 0
4313 | 168.6547 | 0 | 168.655 | 0 | 0
4314 | 147.1628 | 0 | 0 | 147.163 | 0
4315 | 189.7642 | 0 | 0 | 189.764 | 0
4316 | 137.5422 | 0 | 0 | 137.542 | 0
4317 | 106.6504 | 0 | 0 | 106.65 | 0
4318 | 100.7662 | 0 | 0 | 100.766 | 0
4319 | 91.2045 | 0 | 0 | 91.204 | 0
4320 | 100.0307 | 0 | 0 | 100.031 | 0
4321 | 92.6755 | 0 | 0 | 92.676 | 0
4322 | 100.7662 | 0 | 0 | 100.766 | 0
4323 | 91.94 | 0 | 0 | 91.94 | 0
4324 | 95.6176 | 0 | 0 | 95.618 | 0
4325 | 86.0558 | 0 | 0 | 86.056 | 0
4326 | 93.411 | 0 | 0 | 93.411 | 0
4327 | 86.0558 | 0 | 86.056 | 0 | 266.819
4328 | 91.951 | 0 | 91.951 | 0 | 1256.809
4329 | 200.9569 | 0 | 200.958 | 0 | 71.799
4330 | 878.5446 | 0 | 878.545 | 0 | 0
4331 | 1068.5028 | 0 | 1068.503 | 0 | 0
4332 | 1462.838 | 0 | 1462.838 | 0 | 0
4333 | 1268.6028 | 0 | 1268.603 | 0 | 0
4334 | 1480.9778 | 0 | 1480.978 | 0 | 0
4335 | 1662.323 | 0 | 1662.324 | 0 | 0
4336 | 1889.88 | 82.653 | 1807.227 | 0 | 0
4337 | 1479.2732 | 1439.723 | 39.55 | 0 | 0
4338 | 1404.2291 | 1303.374 | 100.855 | 0 | 0
4339 | 1635.7965 | 0 | 0 | 1635.796 | 0
4340 | 1688.7539 | 0 | 0 | 1688.754 | 0
4341 | 1451.9165 | 0 | 0 | 1451.916 | 0
4342 | 1428.3799 | 0 | 0 | 1428.38 | 0
4343 | 1283.4824 | 0 | 0 | 1283.482 | 0
4344 | 1275.3917 | 1275.392 | 0 | 0 | 0
4345 | 1141.0098 | 1141.01 | 0 | 0 | 0
4346 | 1317.8249 | 1317.825 | 0 | 0 | 0
4347 | 1357.1939 | 1357.194 | 0 | 0 | 0
4348 | 1237.7056 | 1237.706 | 0 | 0 | 0
4349 | 1136.175 | 1136.175 | 0 | 0 | 0
4350 | 1195.5738 | 1195.574 | 0 | 0 | 0
4351 | 1022.9029 | 692.967 | 329.936 | 0 | 0
4352 | 1129.8233 | 161.692 | 968.131 | 0 | 0
4353 | 1224.9167 | 0 | 1224.917 | 0 | 394.593
4354 | 1366.0648 | 0 | 1366.065 | 0 | 961.296
4355 | 1337.9229 | 0 | 1337.923 | 0 | 1796.808
4356 | 1315.4265 | 0 | 1315.427 | 0 | 1796.808
4357 | 1307.2764 | 0 | 1307.277 | 0 | 1745.147
4358 | 1149.254 | 0 | 1149.254 | 0 | 1273.999
4359 | 1075.5123 | 0 | 1075.512 | 0 | 57.68
4360 | 1067.8206 | 0 | 1067.82 | 0 | 248.772
4361 | 1122.6445 | 1082.341 | 40.304 | 0 | 0
4362 | 1180.3883 | 1011.401 | 168.987 | 0 | 0
4363 | 1047.7675 | 0 | 0 | 1047.767 | 0
4364 | 988.3687 | 0 | 0 | 988.369 | 0
4365 | 1236.3242 | 0 | 0 | 1236.324 | 0
4366 | 1285.3627 | 0 | 0 | 1285.363 | 0
4367 | 1237.0149 | 0 | 0 | 1237.015 | 0
4368 | 955.9065 | 137.278 | 0 | 818.628 | 0
4369 | 1144.4632 | 1144.463 | 0 | 0 | 0
4370 | 1100.2595 | 1100.259 | 0 | 0 | 0
4371 | 1259.8074 | 1259.807 | 0 | 0 | 0
4372 | 1195.5738 | 1195.574 | 0 | 0 | 0
4373 | 1084.3737 | 1084.374 | 0 | 0 | 0
4374 | 1230.7987 | 1230.799 | 0 | 0 | 0
4375 | 855.7574 | 0 | 214.871 | 640.886 | 0
4376 | 848.1616 | 0 | 848.093 | 0.069 | 0
4377 | 955.36 | 0 | 955.36 | 0 | 411.365
4378 | 1003.5499 | 0 | 695.019 | 308.531 | 0
4379 | 826.6632 | 0 | 826.664 | 0 | 1493.355
4380 | 1123.7505 | 0 | 1123.751 | 0 | 1796.808
4381 | 1103.3684 | 0 | 1103.368 | 0 | 1796.808
4382 | 1414.2487 | 0 | 1414.248 | 0 | 1398.841
4383 | 1156.956 | 0 | 1156.956 | 0 | 862.791
4384 | 1089.7222 | 0 | 1089.723 | 0 | 715.374
4385 | 1137.5314 | 965.054 | 172.477 | 0 | 0
4386 | 926.8434 | 857.344 | 0 | 69.499 | 0
4387 | 835.7275 | 0 | 0 | 835.728 | 0
4388 | 1471.8474 | 0 | 0 | 1471.847 | 0
4389 | 1105.0942 | 0 | 0 | 1105.094 | 0
4390 | 823.2952 | 0 | 0 | 823.295 | 0
4391 | 927.5885 | 0 | 0 | 927.588 | 0
4392 | 973.8643 | 0 | 0 | 973.864 | 0
4393 | 1145.1539 | 1145.154 | 0 | 0 | 0
4394 | 1047.7675 | 1047.767 | 0 | 0 | 0
4395 | 804.6468 | 804.647 | 0 | 0 | 0
4396 | 1138.2471 | 1138.247 | 0 | 0 | 0
4397 | 993.2035 | 993.203 | 0 | 0 | 0
4398 | 968.3388 | 968.339 | 0 | 0 | 0
4399 | 1081.611 | 0 | 339.414 | 742.197 | 0
4400 | 1051.0551 | 0 | 1051.055 | 0 | 303.342
4401 | 1124.1761 | 0 | 1124.177 | 0 | 42.855
4402 | 1099.9253 | 0 | 1099.925 | 0 | 1227.725
4403 | 1173.32 | 0 | 1173.32 | 0 | 1441.31
4404 | 1174.9733 | 0 | 1174.973 | 0 | 1796.808
4405 | 1130.4682 | 0 | 1130.468 | 0 | 802.808
4406 | 1162.7327 | 0 | 1162.732 | 0 | 1796.808
4407 | 1439.1789 | 0 | 1439.179 | 0 | 321.954
4408 | 1406.8437 | 415.938 | 990.906 | 0 | 0
4409 | 1304.5051 | 875.68 | 428.825 | 0 | 0
4410 | 1480.7011 | 1480.701 | 0 | 0 | 0
4411 | 1355.1218 | 0 | 0 | 1355.122 | 0
4412 | 982.8432 | 0 | 0 | 982.843 | 0
4413 | 1227.3453 | 0 | 0 | 1227.345 | 0
4414 | 1230.108 | 0 | 0 | 1230.108 | 0
4415 | 1073.3228 | 0 | 0 | 1073.323 | 0
4416 | 1058.8184 | 1058.818 | 0 | 0 | 0
4417 | 752.1548 | 752.155 | 0 | 0 | 0
4418 | 1158.2769 | 1158.277 | 0 | 0 | 0
4419 | 1156.8955 | 1156.896 | 0 | 0 | 0
4420 | 1170.7092 | 1170.709 | 0 | 0 | 0
4421 | 1391.7281 | 1391.728 | 0 | 0 | 0
4422 | 1459.4151 | 1459.415 | 0 | 0 | 0
4423 | 1333.7106 | 1032.929 | 300.781 | 0 | 0
4424 | 1049.1048 | 57.757 | 991.348 | 0 | 0
4425 | 1288.2412 | 0 | 1288.241 | 0 | 1065.6
4426 | 1625.402 | 0 | 1625.402 | 0 | 153.469
4427 | 1252.525 | 0 | 1252.525 | 0 | 120.234
4428 | 1499.6906 | 0 | 1499.691 | 0 | 502.488
4429 | 1174.5986 | 0 | 1174.599 | 0 | 465
4430 | 1162.5522 | 0 | 1162.552 | 0 | 1796.808
4431 | 1383.5979 | 0 | 1383.598 | 0 | 1345.677
4432 | 1184.4607 | 1087.917 | 96.544 | 0 | 0
4433 | 1396.2434 | 608.941 | 787.303 | 0 | 0
4434 | 1222.7384 | 1133.435 | 89.304 | 0 | 0
4435 | 1330.2572 | 0 | 0 | 1330.257 | 0
4436 | 1078.8483 | 0 | 0 | 1078.848 | 0
4437 | 1160.349 | 0 | 0 | 1160.349 | 0
4438 | 1320.5876 | 0 | 0 | 1320.588 | 0
4439 | 1039.4793 | 0 | 0 | 1039.479 | 0
4440 | 1082.9924 | 503.805 | 0 | 579.188 | 0
4441 | 1015.996 | 1015.996 | 0 | 0 | 0
4442 | 1259.1168 | 1259.117 | 0 | 0 | 0
4443 | 955.2158 | 955.216 | 0 | 0 | 0
4444 | 1254.9727 | 1254.973 | 0 | 0 | 0
4445 | 1275.6932 | 1275.693 | 0 | 0 | 0
4446 | 932.4233 | 932.423 | 0 | 0 | 0
4447 | 1058.1277 | 0 | 374.267 | 683.86 | 0
4448 | 793.1348 | 0 | 793.134 | 0 | 555.728
4449 | 1186.5863 | 0 | 1186.586 | 0 | 1167.079
4450 | 1347.1392 | 0 | 1347.139 | 0 | 1751.152
4451 | 1551.5661 | 0 | 1551.566 | 0 | 1796.808
4452 | 1023.2024 | 0 | 1023.203 | 0 | 1796.808
4453 | 1250.4936 | 0 | 1250.493 | 0 | 1387.065
4454 | 1279.245 | 0 | 1279.245 | 0 | 631.908
4455 | 790.3815 | 0 | 790.381 | 0 | 0
4456 | 1057.9646 | 0 | 1057.965 | 0 | 0
4457 | 1309.8432 | 767.642 | 542.201 | 0 | 0
4458 | 1349.9434 | 1134.222 | 215.721 | 0 | 0
4459 | 1201.79 | 0 | 0 | 1201.79 | 0
4460 | 1417.2834 | 0 | 0 | 1417.283 | 0
4461 | 1335.092 | 0 | 0 | 1335.092 | 0
4462 | 1290.1975 | 0 | 0 | 1290.198 | 0
4463 | 1175.544 | 0 | 0 | 1175.544 | 0
4464 | 1105.7849 | 1105.785 | 0 | 0 | 0
4465 | 1215.6037 | 1215.604 | 0 | 0 | 0
4466 | 895.1263 | 895.126 | 0 | 0 | 0
4467 | 966.2668 | 966.267 | 0 | 0 | 0
4468 | 1008.3985 | 1008.399 | 0 | 0 | 0
4469 | 1040.17 | 1014.678 | 0 | 25.492 | 0
4470 | 973.1736 | 0 | 0 | 973.174 | 0
4471 | 1027.7377 | 0 | 281.502 | 746.236 | 0
4472 | 181.6015 | 0 | 181.602 | 0 | 743.132
4473 | 87.356 | 0 | 87.356 | 0 | 1461.84
4474 | 0 | 0 | 0 | 0 | 1796.808
4475 | 0 | 0 | 0 | 0 | 1796.808
4476 | 0 | 0 | 0 | 0 | 1796.808
4477 | 0 | 0 | 0 | 0 | 1491.15
4478 | 0 | 0 | 0 | 0 | 0
4479 | 0 | 0 | 0 | 0 | 0
4480 | 0 | 0 | 0 | 0 | 0
4481 | 0 | 0 | 0 | 0 | 0
4482 | 0 | 0 | 0 | 0 | 0
4483 | 0 | 0 | 0 | 0 | 0
4484 | 0 | 0 | 0 | 0 | 0
4485 | 118.7976 | 0 | 0 | 118.798 | 0
4486 | 193.3915 | 0 | 0 | 193.391 | 0
4487 | 241.0487 | 0 | 0 | 241.049 | 0
4488 | 237.5953 | 0 | 0 | 237.595 | 0
4489 | 234.8325 | 0 | 0 | 234.833 | 0
4490 | 251.4089 | 0 | 0 | 251.409 | 0
4491 | 171.9803 | 0 | 0 | 171.98 | 0
4492 | 178.8871 | 0 | 0 | 178.887 | 0
4493 | 246.5742 | 0 | 0 | 246.574 | 0
4494 | 227.9257 | 0 | 0 | 227.926 | 0
4495 | 274.8922 | 0 | 274.892 | 0 | 41.792
4496 | 119.5695 | 0 | 119.569 | 0 | 1164.158
4497 | 639.3445 | 0 | 639.345 | 0 | 1133.84
4498 | 1147.0671 | 0 | 1147.068 | 0 | 0
4499 | 1141.3284 | 0 | 1141.329 | 0 | 0
4500 | 1174.7929 | 0 | 1174.793 | 0 | 0
4501 | 1161.3384 | 0 | 1161.339 | 0 | 0
4502 | 906.2351 | 0 | 906.235 | 0 | 0
4503 | 844.8066 | 0 | 608.044 | 236.762 | 0
4504 | 961.5296 | 0 | 961.529 | 0 | 263.491
4505 | 1098.1261 | 1062.032 | 36.094 | 0 | 0
4506 | 934.1267 | 890.282 | 43.844 | 0 | 0
4507 | 1015.996 | 0 | 0 | 1015.996 | 0
4508 | 813.6256 | 0 | 0 | 813.626 | 0
4509 | 770.8032 | 0 | 0 | 770.803 | 0
4510 | 861.9735 | 0 | 0 | 861.974 | 0
4511 | 1115.4545 | 0 | 0 | 1115.455 | 0
4512 | 933.114 | 581.972 | 0 | 351.142 | 0
4513 | 1098.8781 | 1098.878 | 0 | 0 | 0
4514 | 1076.0855 | 1076.086 | 0 | 0 | 0
4515 | 1114.0731 | 1114.073 | 0 | 0 | 0
4516 | 739.0318 | 739.032 | 0 | 0 | 0
4517 | 871.6431 | 871.643 | 0 | 0 | 0
4518 | 1126.5055 | 1126.505 | 0 | 0 | 0
4519 | 891.6729 | 0 | 296.872 | 594.801 | 0
4520 | 1175.0536 | 0 | 967.689 | 207.365 | 0
4521 | 977.329 | 0 | 977.329 | 0 | 569.114
4522 | 1380.4794 | 0 | 1380.479 | 0 | 254.491
4523 | 1327.1344 | 0 | 1327.135 | 0 | 1294.555
4524 | 1231.0111 | 0 | 1128.994 | 102.017 | 0
4525 | 1202.3589 | 0 | 1202.359 | 0 | 1796.808
4526 | 1118.7189 | 0 | 1118.719 | 0 | 1494.512
4527 | 1397.5799 | 0 | 1397.58 | 0 | 1082.214
4528 | 1387.754 | 34.393 | 1353.361 | 0 | 0
4529 | 1404.902 | 1352.327 | 52.575 | 0 | 0
4530 | 1178.5865 | 1042.793 | 135.794 | 0 | 0
4531 | 1232.8708 | 0 | 0 | 1232.871 | 0
4532 | 1013.2333 | 0 | 0 | 1013.233 | 0
4533 | 1301.9392 | 0 | 0 | 1301.939 | 0
4534 | 1252.9006 | 0 | 0 | 1252.901 | 0
4535 | 1488.4238 | 0 | 0 | 1488.424 | 0
4536 | 1379.9864 | 1379.986 | 0 | 0 | 0
4537 | 1263.2609 | 1263.261 | 0 | 0 | 0
4538 | 1365.4821 | 1365.482 | 0 | 0 | 0
4539 | 1331.6386 | 1331.639 | 0 | 0 | 0
4540 | 1141.0098 | 1141.01 | 0 | 0 | 0
4541 | 1093.3526 | 1093.353 | 0 | 0 | 0
4542 | 949.6904 | 949.69 | 0 | 0 | 0
4543 | 966.9575 | 643.299 | 323.658 | 0 | 0
4544 | 843.7136 | 0 | 843.714 | 0 | 249.662
4545 | 1005.3405 | 0 | 1005.341 | 0 | 887.864
4546 | 1563.6281 | 0 | 1563.628 | 0 | 1511.967
4547 | 1371.9495 | 0 | 1371.949 | 0 | 1796.808
4548 | 1263.6571 | 0 | 1263.657 | 0 | 1472.785
4549 | 1241.5078 | 407.329 | 834.178 | 0 | 0
4550 | 1242.3884 | 866.88 | 375.508 | 0 | 0
4551 | 1546.4283 | 1168.818 | 377.61 | 0 | 0
4552 | 1391.9206 | 1187.944 | 203.977 | 0 | 0
4553 | 1102.5551 | 979.129 | 123.426 | 0 | 0
4554 | 1208.6278 | 1094.413 | 114.214 | 0 | 0
4555 | 1185.9043 | 0 | 0 | 1185.904 | 0
4556 | 1010.4706 | 0 | 0 | 1010.471 | 0
4557 | 1031.1911 | 0 | 0 | 1031.191 | 0
4558 | 1206.6248 | 0 | 0 | 1206.625 | 0
4559 | 1274.3118 | 0 | 0 | 1274.312 | 0
4560 | 1225.2732 | 341.902 | 0 | 883.371 | 0
4561 | 1292.9603 | 1292.96 | 0 | 0 | 0
4562 | 1131.3402 | 1131.34 | 0 | 0 | 0
4563 | 1158.2769 | 1158.277 | 0 | 0 | 0
4564 | 1222.5105 | 1222.511 | 0 | 0 | 0
4565 | 826.7486 | 826.749 | 0 | 0 | 0
4566 | 1008.3985 | 1008.399 | 0 | 0 | 0
4567 | 964.1947 | 0 | 361.973 | 602.221 | 0
4568 | 949.7888 | 0 | 949.789 | 0 | 208.178
4569 | 1299.4648 | 0 | 1299.465 | 0 | 474.874
4570 | 1185.0608 | 0 | 1185.06 | 0 | 876.112
4571 | 1494.3067 | 0 | 1494.306 | 0 | 1104.155
4572 | 1253.3755 | 0 | 1253.375 | 0 | 1796.808
4573 | 1225.6264 | 0 | 1225.626 | 0 | 1784.307
4574 | 1352.7545 | 0 | 1352.754 | 0 | 1080.918
4575 | 1293.0716 | 0 | 1293.072 | 0 | 1179.578
4576 | 998.7617 | 0 | 998.762 | 0 | 581.618
4577 | 1126.9881 | 441.09 | 685.898 | 0 | 0
4578 | 1225.8163 | 1102.77 | 123.047 | 0 | 0
4579 | 1032.5724 | 0 | 0 | 1032.572 | 0
4580 | 1021.5215 | 0 | 0 | 1021.521 | 0
4581 | 1216.2944 | 0 | 0 | 1216.294 | 0
4582 | 1219.0571 | 0 | 0 | 1219.057 | 0
4583 | 1163.1117 | 0 | 0 | 1163.112 | 0
4584 | 1101.6408 | 1101.641 | 0 | 0 | 0
4585 | 1022.2122 | 1022.212 | 0 | 0 | 0
4586 | 1254.9727 | 1254.973 | 0 | 0 | 0
4587 | 1133.4123 | 1133.412 | 0 | 0 | 0
4588 | 973.1736 | 973.174 | 0 | 0 | 0
4589 | 1258.4261 | 1258.426 | 0 | 0 | 0
4590 | 1203.862 | 1203.862 | 0 | 0 | 0
4591 | 1112.6918 | 912.562 | 200.13 | 0 | 0
4592 | 1002.4448 | 583.8 | 418.644 | 0 | 0
4593 | 715.8188 | 0 | 715.819 | 0 | 160.385
4594 | 888.077 | 0 | 888.077 | 0 | 1096.499
4595 | 1386.1353 | 0 | 1386.135 | 0 | 1058.545
4596 | 1199.0566 | 0 | 1199.057 | 0 | 1358.359
4597 | 1228.0489 | 0 | 1228.049 | 0 | 727.758
4598 | 1402.9448 | 0 | 1402.945 | 0 | 954.839
4599 | 1345.1535 | 0 | 1345.154 | 0 | 219.413
4600 | 1550.7356 | 1441.932 | 108.804 | 0 | 0
4601 | 1497.0151 | 1452.819 | 44.196 | 0 | 0
4602 | 1191.2752 | 1175.809 | 15.467 | 0 | 0
4603 | 1230.7987 | 0 | 0 | 1230.799 | 0
4604 | 1251.5192 | 0 | 0 | 1251.519 | 0
4605 | 1339.2361 | 0 | 0 | 1339.236 | 0
4606 | 1237.0149 | 0 | 0 | 1237.015 | 0
4607 | 1361.338 | 0 | 0 | 1361.338 | 0
4608 | 1507.763 | 781.085 | 0 | 726.678 | 0
4609 | 607.8018 | 607.802 | 0 | 0 | 0
4610 | 762.515 | 762.515 | 0 | 0 | 0
4611 | 928.2792 | 928.279 | 0 | 0 | 0
4612 | 756.9896 | 756.99 | 0 | 0 | 0
4613 | 800.5026 | 800.503 | 0 | 0 | 0
4614 | 622.3062 | 622.306 | 0 | 0 | 0
4615 | 551.1658 | 0 | 175.31 | 375.856 | 0
4616 | 537.6301 | 0 | 537.63 | 0 | 811.901
4617 | 520.8758 | 0 | 520.876 | 0 | 1796.808
4618 | 948.3591 | 0 | 948.359 | 0 | 1796.808
4619 | 845.2702 | 0 | 845.27 | 0 | 1796.808
4620 | 618.959 | 0 | 618.959 | 0 | 1796.808
4621 | 587.2298 | 0 | 587.23 | 0 | 1087.415
4622 | 673.7052 | 0 | 673.705 | 0 | 0
4623 | 761.9789 | 0 | 761.979 | 0 | 0
4624 | 727.5949 | 631.04 | 96.555 | 0 | 0
4625 | 423.3979 | 358.285 | 65.112 | 0 | 0
4626 | 585.8407 | 566.318 | 19.523 | 0 | 0
4627 | 736.9597 | 0 | 0 | 736.96 | 0
4628 | 609.1832 | 0 | 0 | 609.183 | 0
4629 | 715.5485 | 0 | 0 | 715.549 | 0
4630 | 707.951 | 0 | 0 | 707.951 | 0
4631 | 652.0056 | 0 | 0 | 652.006 | 0
4632 | 602.2764 | 602.276 | 0 | 0 | 0
4633 | 1192.8111 | 1192.811 | 0 | 0 | 0
4634 | 1270.8584 | 1270.858 | 0 | 0 | 0
4635 | 1317.8249 | 1009.887 | 0 | 307.938 | 0
4636 | 1299.8671 | 0 | 0 | 1299.867 | 0
4637 | 1154.1328 | 0 | 0 | 1154.133 | 0
4638 | 1298.4857 | 0 | 0 | 1298.486 | 0
4639 | 998.7289 | 0 | 315.993 | 682.736 | 0
4640 | 130.6101 | 0 | 130.61 | 0 | 1213.811
4641 | 175.9232 | 0 | 175.923 | 0 | 1796.808
4642 | 234.3197 | 0 | 234.319 | 0 | 1796.808
4643 | 194.8402 | 0 | 194.84 | 0 | 1796.808
4644 | 182.0764 | 0 | 182.076 | 0 | 1517.763
4645 | 203.5454 | 0 | 203.545 | 0 | 964.55
4646 | 203.7794 | 0 | 203.779 | 0 | 0
4647 | 223.5096 | 0 | 223.51 | 0 | 0
4648 | 227.8445 | 0 | 227.845 | 0 | 0
4649 | 436.2411 | 0 | 60.608 | 375.633 | 0
4650 | 395.2318 | 0 | 258.665 | 136.567 | 0
4651 | 255.553 | 0 | 0 | 255.553 | 0
4652 | 228.6164 | 0 | 0 | 228.616 | 0
4653 | 206.5145 | 0 | 0 | 206.514 | 0
4654 | 243.8114 | 0 | 0 | 243.811 | 0
4655 | 205.1331 | 0 | 0 | 205.133 | 0
4656 | 192.7008 | 0 | 0 | 192.701 | 0
4657 | 223.7816 | 0 | 0 | 223.782 | 0
4658 | 188.5567 | 0 | 0 | 188.557 | 0
4659 | 172.671 | 0 | 0 | 172.671 | 0
4660 | 181.6499 | 0 | 0 | 181.65 | 0
4661 | 106.3653 | 0 | 0 | 106.365 | 0
4662 | 155.4039 | 0 | 0 | 155.404 | 0
4663 | 132.6113 | 0 | 132.611 | 0 | 191.546
4664 | 210.6517 | 0 | 210.652 | 0 | 1111.158
4665 | 378.0493 | 0 | 378.049 | 0 | 1796.808
4666 | 837.0277 | 0 | 837.029 | 0 | 97.778
4667 | 1269.6825 | 0 | 1269.683 | 0 | 0
4668 | 1312.5904 | 0 | 1312.591 | 0 | 0
4669 | 1239.8562 | 0 | 1239.856 | 0 | 0
4670 | 1427.338 | 0 | 1427.338 | 0 | 0
4671 | 1379.6333 | 0 | 1379.633 | 0 | 0
4672 | 1408.1145 | 0 | 1408.115 | 0 | 0
4673 | 1482.0911 | 219.802 | 1262.289 | 0 | 0
4674 | 1357.8284 | 1038.437 | 308.594 | 10.798 | 0
4675 | 1372.3889 | 0 | 0 | 1372.389 | 0
4676 | 1344.7616 | 0 | 0 | 1344.762 | 0
4677 | 1383.4399 | 0 | 0 | 1383.44 | 0
4678 | 1246.6844 | 0 | 0 | 1246.684 | 0
4679 | 1187.2856 | 0 | 0 | 1187.286 | 0
4680 | 944.1649 | 0 | 0 | 944.165 | 0
4681 | 1060.1998 | 1060.2 | 0 | 0 | 0
4682 | 1112.0011 | 1112.001 | 0 | 0 | 0
4683 | 985.6059 | 985.606 | 0 | 0 | 0
4684 | 1117.5266 | 1117.527 | 0 | 0 | 0
4685 | 919.991 | 919.991 | 0 | 0 | 0
4686 | 716.2392 | 716.239 | 0 | 0 | 0
4687 | 888.9102 | 0 | 213.625 | 675.285 | 0
4688 | 709.9428 | 0 | 709.942 | 0 | 463.712
4689 | 511.2727 | 0 | 511.272 | 0 | 1796.808
4690 | 207.6748 | 0 | 207.675 | 0 | 1796.808
4691 | 138.7688 | 0 | 138.768 | 0 | 1796.808
4692 | 202.4179 | 0 | 202.417 | 0 | 1796.808
4693 | 689.9172 | 0 | 689.917 | 0 | 1435.604
4694 | 1105.1745 | 0 | 1105.175 | 0 | 0
4695 | 1065.5889 | 0 | 1065.589 | 0 | 0
4696 | 1205.8909 | 0 | 1205.891 | 0 | 0
4697 | 1007.9081 | 0 | 576.199 | 431.709 | 0
4698 | 1302.5098 | 0 | 144.077 | 1158.433 | 0
4699 | 973.1736 | 0 | 0 | 973.174 | 0
4700 | 879.9313 | 0 | 0 | 879.931 | 0
4701 | 879.2406 | 0 | 0 | 879.241 | 0
4702 | 925.5164 | 0 | 0 | 925.516 | 0
4703 | 1076.0855 | 0 | 0 | 1076.086 | 0
4704 | 1077.4669 | 0 | 0 | 1077.467 | 0
4705 | 1165.8744 | 1165.874 | 0 | 0 | 0
4706 | 1019.4494 | 1019.449 | 0 | 0 | 0
4707 | 1090.5899 | 1090.59 | 0 | 0 | 0
4708 | 797.7399 | 797.74 | 0 | 0 | 0
4709 | 1000.1103 | 1000.11 | 0 | 0 | 0
4710 | 815.6977 | 736.193 | 0 | 79.505 | 0
4711 | 1003.5637 | 0 | 319.817 | 683.747 | 0
4712 | 951.6977 | 0 | 951.697 | 0 | 364.045
4713 | 1121.6603 | 0 | 1121.66 | 0 | 686.354
4714 | 1083.6407 | 0 | 1083.64 | 0 | 1365.198
4715 | 1503.6577 | 0 | 1503.657 | 0 | 1159.333
4716 | 1480.6329 | 0 | 1480.633 | 0 | 1580.329
4717 | 1652.4707 | 0 | 1652.47 | 0 | 1220.638
4718 | 1615.0866 | 0 | 1615.087 | 0 | 1425.989
4719 | 1540.0611 | 0 | 1540.061 | 0 | 1284.663
4720 | 1743.6635 | 215.089 | 1528.574 | 0 | 0
4721 | 1217.598 | 637.649 | 579.949 | 0 | 0
4722 | 1425.4723 | 1340.984 | 84.488 | 0 | 0
4723 | 1408.9952 | 0 | 0 | 1408.995 | 0
4724 | 1178.3067 | 0 | 0 | 1178.307 | 0
4725 | 1460.1058 | 0 | 0 | 1460.106 | 0
4726 | 1165.1837 | 0 | 0 | 1165.184 | 0
4727 | 1237.7056 | 0 | 0 | 1237.706 | 0
4728 | 1343.3802 | 1343.38 | 0 | 0 | 0
4729 | 1258.4261 | 1258.426 | 0 | 0 | 0
4730 | 1290.1975 | 1290.198 | 0 | 0 | 0
4731 | 1518.8139 | 1518.814 | 0 | 0 | 0
4732 | 1493.2586 | 1493.259 | 0 | 0 | 0
4733 | 1221.1291 | 1221.129 | 0 | 0 | 0
4734 | 1216.2944 | 1216.294 | 0 | 0 | 0
4735 | 1270.1677 | 82.695 | 316.299 | 871.174 | 0
4736 | 1420.868 | 0 | 1060.25 | 360.618 | 0
4737 | 1032.7373 | 0 | 1032.738 | 0 | 730.792
4738 | 983.6487 | 0 | 983.648 | 0 | 1340.608
4739 | 1036.9712 | 0 | 1036.971 | 0 | 1581.563
4740 | 1264.5447 | 0 | 1264.545 | 0 | 1363.365
4741 | 1287.5099 | 0 | 1287.51 | 0 | 1763.554
4742 | 1054.9635 | 0 | 1054.963 | 0 | 1769.451
4743 | 1243.8855 | 252.147 | 991.739 | 0 | 0
4744 | 986.9251 | 173.731 | 813.194 | 0 | 0
4745 | 1104.938 | 95.829 | 1009.109 | 0 | 0
4746 | 1034.1178 | 487.418 | 0 | 546.699 | 0
4747 | 840.5623 | 0 | 0 | 840.562 | 0
4748 | 1201.79 | 0 | 0 | 1201.79 | 0
4749 | 714.1672 | 0 | 0 | 714.167 | 0
4750 | 1128.5775 | 0 | 0 | 1128.578 | 0
4751 | 844.7064 | 0 | 0 | 844.706 | 0
4752 | 1005.6358 | 0 | 0 | 1005.636 | 0
4753 | 1029.119 | 1029.119 | 0 | 0 | 0
4754 | 1085.7551 | 1085.755 | 0 | 0 | 0
4755 | 1188.667 | 1188.667 | 0 | 0 | 0
4756 | 1035.3352 | 1035.335 | 0 | 0 | 0
4757 | 943.4742 | 943.474 | 0 | 0 | 0
4758 | 1012.5426 | 1012.543 | 0 | 0 | 0
4759 | 1096.806 | 0 | 27.976 | 1068.83 | 0
4760 | 934.3477 | 0 | 120.509 | 813.839 | 0
4761 | 1094.2419 | 0 | 1094.242 | 0 | 755.73
4762 | 1260.8348 | 0 | 1260.835 | 0 | 1287.663
4763 | 1083.1262 | 0 | 1083.126 | 0 | 1411.562
4764 | 1249.8858 | 0 | 1249.886 | 0 | 1617.665
4765 | 1115.5132 | 0 | 1115.513 | 0 | 1796.808
4766 | 1150.3401 | 0 | 1150.34 | 0 | 1525.006
4767 | 1467.4236 | 0 | 1467.424 | 0 | 692.112
4768 | 1501.2835 | 0 | 1501.283 | 0 | 0
4769 | 1430.4064 | 255.834 | 1174.572 | 0 | 0
4770 | 1592.421 | 1257.29 | 335.131 | 0 | 0
4771 | 1372.3889 | 0 | 0 | 1372.389 | 0
4772 | 1328.8758 | 0 | 0 | 1328.876 | 0
4773 | 1486.3518 | 0 | 0 | 1486.352 | 0
4774 | 1364.1007 | 0 | 0 | 1364.101 | 0
4775 | 1410.3765 | 0 | 0 | 1410.377 | 0
4776 | 1210.7689 | 820.451 | 0 | 390.318 | 0
4777 | 1007.0171 | 1007.017 | 0 | 0 | 0
4778 | 820.5325 | 820.532 | 0 | 0 | 0
4779 | 1060.8905 | 1060.89 | 0 | 0 | 0
4780 | 1237.7056 | 1237.706 | 0 | 0 | 0
4781 | 960.7413 | 960.741 | 0 | 0 | 0
4782 | 1200.4086 | 1200.409 | 0 | 0 | 0
4783 | 1122.3613 | 0 | 309.965 | 812.396 | 0
4784 | 1070.4651 | 0 | 1070.465 | 0 | 285.717
4785 | 1185.2757 | 0 | 1185.276 | 0 | 1198.405
4786 | 1241.5501 | 0 | 1241.551 | 0 | 980.808
4787 | 1273.3423 | 0 | 1273.343 | 0 | 1470.878
4788 | 1429.0673 | 0 | 1429.067 | 0 | 1796.808
4789 | 1265.5332 | 0 | 1265.533 | 0 | 1485.203
4790 | 1185.2801 | 0 | 1185.28 | 0 | 1661.008
4791 | 1296.2238 | 0 | 1296.224 | 0 | 207.72
4792 | 1491.7106 | 0 | 1491.71 | 0 | 0
4793 | 1623.4698 | 912.814 | 710.656 | 0 | 0
4794 | 1365.0331 | 1349.578 | 15.455 | 0 | 0
4795 | 1483.589 | 0 | 0 | 1483.589 | 0
4796 | 1207.3155 | 0 | 0 | 1207.315 | 0
4797 | 1394.4908 | 0 | 0 | 1394.491 | 0
4798 | 1198.3366 | 0 | 0 | 1198.337 | 0
4799 | 1087.8272 | 0 | 0 | 1087.827 | 0
4800 | 982.8432 | 982.843 | 0 | 0 | 0
4801 | 1308.846 | 1308.846 | 0 | 0 | 0
4802 | 1232.1801 | 1232.18 | 0 | 0 | 0
4803 | 1165.8744 | 1165.874 | 0 | 0 | 0
4804 | 1230.108 | 1230.108 | 0 | 0 | 0
4805 | 1178.9974 | 1178.997 | 0 | 0 | 0
4806 | 1110.6197 | 105.379 | 0 | 1005.24 | 0
4807 | 929.6605 | 0 | 141.652 | 788.009 | 0
4808 | 777.6212 | 0 | 777.621 | 0 | 549.843
4809 | 947.273 | 0 | 947.273 | 0 | 780.253
4810 | 1179.9083 | 0 | 1179.908 | 0 | 258.802
4811 | 1059.5877 | 0 | 1059.588 | 0 | 1436.228
4812 | 1194.5136 | 0 | 1194.514 | 0 | 1113.715
4813 | 1267.6269 | 0 | 1267.626 | 0 | 1625.832
4814 | 887.0799 | 0 | 887.08 | 0 | 1796.808
4815 | 1241.5596 | 0 | 1241.56 | 0 | 1332.518
4816 | 536.721 | 0 | 536.721 | 0 | 192.549
4817 | 511.4393 | 0 | 511.44 | 0 | 0
4818 | 220.4508 | 0 | 220.45 | 0 | 0
4819 | 219.6375 | 0 | 0 | 219.637 | 0
4820 | 234.8325 | 0 | 0 | 234.833 | 0
4821 | 155.4039 | 0 | 0 | 155.404 | 0
4822 | 212.04 | 0 | 0 | 212.04 | 0
4823 | 91.1703 | 0 | 0 | 91.17 | 0
4824 | 85.6448 | 0 | 0 | 85.645 | 0
4825 | 78.738 | 0 | 0 | 78.738 | 0
4826 | 84.9541 | 0 | 0 | 84.954 | 0
4827 | 77.3566 | 0 | 0 | 77.357 | 0
4828 | 82.1914 | 0 | 0 | 82.191 | 0
4829 | 78.738 | 0 | 0 | 78.738 | 0
4830 | 83.5728 | 0 | 0 | 83.573 | 0
4831 | 66.9963 | 0 | 66.996 | 0 | 211.996
4832 | 81.1985 | 0 | 81.198 | 0 | 873.381
4833 | 713.0577 | 0 | 713.057 | 0 | 566.466
4834 | 1109.9109 | 0 | 1109.911 | 0 | 0
4835 | 1211.7488 | 0 | 1211.749 | 0 | 0
4836 | 1105.1884 | 0 | 1105.189 | 0 | 0
4837 | 969.134 | 0 | 969.134 | 0 | 0
4838 | 1192.262 | 0 | 1192.262 | 0 | 0
4839 | 1204.9136 | 0 | 1204.914 | 0 | 0
4840 | 1193.8661 | 0 | 1193.866 | 0 | 0
4841 | 893.7415 | 201.311 | 692.43 | 0 | 0
4842 | 898.8077 | 817.787 | 81.021 | 0 | 0
4843 | 882.694 | 0 | 0 | 882.694 | 0
4844 | 1020.8308 | 0 | 0 | 1020.831 | 0
4845 | 1455.9617 | 0 | 0 | 1455.962 | 0
4846 | 774.9473 | 0 | 0 | 774.947 | 0
4847 | 1051.2209 | 0 | 0 | 1051.221 | 0
4848 | 1114.0731 | 1114.073 | 0 | 0 | 0
4849 | 966.9575 | 966.957 | 0 | 0 | 0
4850 | 895.1263 | 895.126 | 0 | 0 | 0
4851 | 941.4022 | 941.402 | 0 | 0 | 0
4852 | 939.3301 | 939.33 | 0 | 0 | 0
4853 | 1111.3104 | 1111.31 | 0 | 0 | 0
4854 | 1126.5055 | 1126.505 | 0 | 0 | 0
4855 | 1100.2595 | 444.326 | 319.568 | 336.365 | 0
4856 | 882.8235 | 0 | 862.8 | 20.024 | 0
4857 | 886.201 | 0 | 886.201 | 0 | 615.395
4858 | 1103.5739 | 0 | 1103.574 | 0 | 650.608
4859 | 1112.4017 | 0 | 1112.401 | 0 | 1346.306
4860 | 1166.9312 | 0 | 1166.931 | 0 | 1330.698
4861 | 990.0065 | 0 | 990.006 | 0 | 1796.808
4862 | 1284.0444 | 0 | 1284.044 | 0 | 268.699
4863 | 1002.3878 | 0 | 1002.388 | 0 | 159.182
4864 | 1384.9171 | 515.738 | 869.179 | 0 | 0
4865 | 1471.9052 | 902.945 | 317.579 | 251.381 | 0
4866 | 1181.0885 | 0 | 221.018 | 960.07 | 0
4867 | 1185.2136 | 0 | 0 | 1185.214 | 0
4868 | 1040.17 | 0 | 0 | 1040.17 | 0
4869 | 1251.5192 | 0 | 0 | 1251.519 | 0
4870 | 1156.8955 | 0 | 0 | 1156.896 | 0
4871 | 1042.9327 | 0 | 0 | 1042.933 | 0
4872 | 1049.8395 | 0 | 0 | 1049.84 | 0
4873 | 880.622 | 880.622 | 0 | 0 | 0
4874 | 931.0419 | 931.042 | 0 | 0 | 0
4875 | 782.5449 | 782.545 | 0 | 0 | 0
4876 | 743.1759 | 743.176 | 0 | 0 | 0
4877 | 860.5921 | 860.592 | 0 | 0 | 0
4878 | 848.8505 | 848.851 | 0 | 0 | 0
4879 | 506.2713 | 0 | 279.485 | 226.786 | 0
4880 | 90.0212 | 0 | 90.021 | 0 | 755.618
4881 | 76.9871 | 0 | 76.987 | 0 | 1796.808
4882 | 90.8526 | 0 | 90.852 | 0 | 1796.808
4883 | 77.379 | 0 | 77.379 | 0 | 1796.808
4884 | 103.2926 | 0 | 103.293 | 0 | 1796.808
4885 | 71.5652 | 0 | 71.565 | 0 | 1143.697
4886 | 75.749 | 0 | 75.749 | 0 | 0
4887 | 91.6762 | 0 | 91.677 | 0 | 0
4888 | 85.3392 | 0 | 85.339 | 0 | 0
4889 | 76.2014 | 0 | 76.201 | 0 | 0
4890 | 81.8383 | 0 | 81.838 | 0 | 0
4891 | 78.0473 | 0 | 0 | 78.047 | 0
4892 | 82.8821 | 0 | 0 | 82.882 | 0
4893 | 75.2845 | 0 | 0 | 75.285 | 0
4894 | 79.4286 | 0 | 0 | 79.429 | 0
4895 | 75.9752 | 0 | 0 | 75.975 | 0
4896 | 78.738 | 0 | 0 | 78.738 | 0
4897 | 74.5939 | 0 | 0 | 74.594 | 0
4898 | 80.81 | 0 | 0 | 80.81 | 0
4899 | 74.5939 | 0 | 0 | 74.594 | 0
4900 | 77.3566 | 0 | 0 | 77.357 | 0
4901 | 71.8311 | 0 | 0 | 71.831 | 0
4902 | 79.4286 | 0 | 0 | 79.429 | 0
4903 | 66.3057 | 0 | 66.306 | 0 | 87.759
4904 | 72.9207 | 0 | 72.921 | 0 | 472.702
4905 | 154.285 | 0 | 154.285 | 0 | 473.382
4906 | 105.3492 | 0 | 105.349 | 0 | 0
4907 | 130.5488 | 0 | 130.549 | 0 | 0
4908 | 202.7269 | 0 | 202.727 | 0 | 0
4909 | 354.6912 | 0 | 354.691 | 0 | 0
4910 | 688.6006 | 0 | 688.6 | 0 | 0
4911 | 987.823 | 0 | 987.823 | 0 | 0
4912 | 1032.5448 | 0 | 1032.545 | 0 | 0
4913 | 1329.4033 | 506.488 | 822.916 | 0 | 0
4914 | 1196.1437 | 1143.914 | 52.229 | 0 | 0
4915 | 1400.707 | 0 | 0 | 1400.707 | 0
4916 | 823.2952 | 0 | 0 | 823.295 | 0
4917 | 1177.6161 | 0 | 0 | 1177.616 | 0
4918 | 1352.3591 | 0 | 0 | 1352.359 | 0
4919 | 1335.092 | 0 | 0 | 1335.092 | 0
4920 | 1360.6473 | 1360.647 | 0 | 0 | 0
4921 | 1288.1255 | 1288.125 | 0 | 0 | 0
4922 | 1518.8139 | 1518.814 | 0 | 0 | 0
4923 | 1469.7754 | 1469.775 | 0 | 0 | 0
4924 | 1038.0979 | 1038.098 | 0 | 0 | 0
4925 | 1302.6298 | 1302.63 | 0 | 0 | 0
4926 | 1125.8148 | 1125.815 | 0 | 0 | 0
4927 | 1215.6037 | 937.008 | 3.909 | 274.687 | 0
4928 | 1164.5561 | 0 | 48.921 | 1115.635 | 0
4929 | 1265.2017 | 0 | 579.785 | 685.417 | 0
4930 | 1521.9772 | 0 | 1521.978 | 0 | 554.157
4931 | 1459.9884 | 0 | 1459.988 | 0 | 1699.908
4932 | 1450.6684 | 0 | 1450.669 | 0 | 1796.808
4933 | 1401.7369 | 0 | 1401.737 | 0 | 1762.176
4934 | 1375.3968 | 0 | 1375.397 | 0 | 1796.808
4935 | 1381.8306 | 0 | 1381.83 | 0 | 1476.69
4936 | 1788.7211 | 0 | 1788.721 | 0 | 0
4937 | 1525.3581 | 236.583 | 1288.775 | 0 | 0
4938 | 1702.6602 | 1380.129 | 322.531 | 0 | 0
4939 | 1469.7754 | 0 | 0 | 1469.775 | 0
4940 | 1623.7979 | 0 | 0 | 1623.798 | 0
4941 | 1571.3059 | 0 | 0 | 1571.306 | 0
4942 | 1333.0199 | 0 | 0 | 1333.02 | 0
4943 | 1336.4734 | 0 | 0 | 1336.473 | 0
4944 | 1509.1443 | 1509.144 | 0 | 0 | 0
4945 | 1440.7666 | 1440.767 | 0 | 0 | 0
4946 | 1415.902 | 1415.902 | 0 | 0 | 0
4947 | 1212.8409 | 1212.841 | 0 | 0 | 0
4948 | 1147.9167 | 1147.917 | 0 | 0 | 0
4949 | 1229.4174 | 1229.417 | 0 | 0 | 0
4950 | 988.3687 | 988.369 | 0 | 0 | 0
4951 | 1297.7951 | 157.627 | 309.733 | 830.436 | 0
4952 | 1047.8219 | 0 | 1047.822 | 0 | 306.253
4953 | 1384.7712 | 0 | 1384.771 | 0 | 992.593
4954 | 1349.7673 | 0 | 1349.767 | 0 | 1772.177
4955 | 1301.2096 | 0 | 1301.21 | 0 | 1796.808
4956 | 1364.7042 | 0 | 1364.705 | 0 | 1796.808
4957 | 1493.1455 | 0 | 1493.146 | 0 | 1796.808
4958 | 1284.4951 | 0 | 1284.494 | 0 | 625.102
4959 | 1168.1969 | 0 | 1168.197 | 0 | 0
4960 | 1479.6564 | 0 | 1479.656 | 0 | 0
4961 | 1510.8356 | 709.018 | 801.818 | 0 | 0
4962 | 1394.1765 | 1054.542 | 339.635 | 0 | 0
4963 | 1384.1314 | 0 | 0 | 1384.131 | 0
4964 | 1029.119 | 0 | 0 | 1029.119 | 0
4965 | 1141.7005 | 0 | 0 | 1141.7 | 0
4966 | 1211.4596 | 0 | 0 | 1211.46 | 0
4967 | 1361.338 | 0 | 0 | 1361.338 | 0
4968 | 1071.2507 | 1071.251 | 0 | 0 | 0
4969 | 1274.3118 | 1274.312 | 0 | 0 | 0
4970 | 875.7872 | 875.787 | 0 | 0 | 0
4971 | 1036.7165 | 1036.717 | 0 | 0 | 0
4972 | 911.7028 | 911.703 | 0 | 0 | 0
4973 | 1306.0833 | 1306.083 | 0 | 0 | 0
4974 | 1031.1911 | 696.878 | 0 | 334.313 | 0
4975 | 1167.9465 | 0 | 120.061 | 1047.885 | 0
4976 | 1102.0699 | 0 | 447.209 | 654.861 | 0
4977 | 1017.1236 | 0 | 1017.124 | 0 | 183.294
4978 | 1192.6799 | 0 | 1192.68 | 0 | 219.952
4979 | 1048.5359 | 0 | 1048.535 | 0 | 1796.808
4980 | 1037.4685 | 0 | 1037.469 | 0 | 1796.808
4981 | 1077.8269 | 0 | 1077.827 | 0 | 1796.808
4982 | 1076.3005 | 0 | 1076.301 | 0 | 1796.808
4983 | 852.6441 | 0 | 852.644 | 0 | 313.946
4984 | 422.9472 | 0 | 422.948 | 0 | 874.847
4985 | 167.4831 | 0 | 167.484 | 0 | 204.087
4986 | 147.3263 | 0 | 147.326 | 0 | 103.189
4987 | 102.2212 | 0 | 0 | 102.221 | 0
4988 | 109.8187 | 0 | 0 | 109.819 | 0
4989 | 87.0262 | 0 | 0 | 87.026 | 0
4990 | 81.5007 | 0 | 0 | 81.501 | 0
4991 | 81.5007 | 0 | 0 | 81.501 | 0
4992 | 85.6448 | 0 | 0 | 85.645 | 0
4993 | 80.1193 | 0 | 0 | 80.119 | 0
4994 | 78.738 | 0 | 0 | 78.738 | 0
4995 | 73.9032 | 0 | 0 | 73.903 | 0
4996 | 80.81 | 0 | 0 | 80.81 | 0
4997 | 77.3566 | 0 | 0 | 77.357 | 0
4998 | 80.81 | 0 | 0 | 80.81 | 0
4999 | 70.4498 | 0 | 70.449 | 0 | 62.931
5000 | 82.0705 | 0 | 82.07 | 0 | 402.729
5001 | 531.2024 | 0 | 531.202 | 0 | 668.878
5002 | 1284.5469 | 0 | 1284.547 | 0 | 0
5003 | 1356.1138 | 0 | 1356.114 | 0 | 0
5004 | 1186.715 | 0 | 1186.715 | 0 | 0
5005 | 1505.9819 | 0 | 1505.982 | 0 | 0
5006 | 1112.084 | 632.661 | 479.423 | 0 | 0
5007 | 1330.2779 | 1021.208 | 309.07 | 0 | 0
5008 | 1190.5629 | 232.007 | 958.556 | 0 | 0
5009 | 1041.9355 | 686.647 | 355.288 | 0 | 0
5010 | 1168.6743 | 455.036 | 181.559 | 532.08 | 0
5011 | 1443.5337 | 0 | 0 | 1443.534 | 0
5012 | 1038.0979 | 0 | 0 | 1038.098 | 0
5013 | 1286.7441 | 0 | 0 | 1286.744 | 0
5014 | 712.7858 | 0 | 0 | 712.786 | 0
5015 | 1145.8446 | 0 | 0 | 1145.845 | 0
5016 | 1181.7602 | 0 | 0 | 1181.76 | 0
5017 | 911.7028 | 911.703 | 0 | 0 | 0
5018 | 1009.0892 | 1009.089 | 0 | 0 | 0
5019 | 973.8643 | 973.864 | 0 | 0 | 0
5020 | 848.1598 | 848.16 | 0 | 0 | 0
5021 | 780.4728 | 780.473 | 0 | 0 | 0
5022 | 770.8032 | 770.803 | 0 | 0 | 0
5023 | 969.0295 | 0 | 175.571 | 793.459 | 0
5024 | 708.5433 | 0 | 678.04 | 30.503 | 0
5025 | 1101.8299 | 0 | 1101.83 | 0 | 825.056
5026 | 952.1242 | 0 | 952.124 | 0 | 1514.566
5027 | 1203.6531 | 0 | 1203.654 | 0 | 1796.808
5028 | 1159.54 | 0 | 1159.54 | 0 | 1796.808
5029 | 964.4063 | 0 | 964.406 | 0 | 1796.808
5030 | 1140.2509 | 0 | 1024.094 | 116.157 | 0
5031 | 833.8618 | 0 | 833.862 | 0 | 1359.184
5032 | 1036.9885 | 0 | 1036.989 | 0 | 126.588
5033 | 1019.831 | 0 | 1007.16 | 12.671 | 0
5034 | 933.7278 | 0 | 326.157 | 607.571 | 0
5035 | 870.2617 | 0 | 0 | 870.262 | 0
5036 | 1061.5812 | 0 | 0 | 1061.581 | 0
5037 | 730.0529 | 0 | 0 | 730.053 | 0
5038 | 1020.8308 | 0 | 0 | 1020.831 | 0
5039 | 954.5252 | 0 | 0 | 954.525 | 0
5040 | 756.9896 | 0 | 0 | 756.99 | 0
5041 | 995.2755 | 995.276 | 0 | 0 | 0
5042 | 975.9364 | 975.936 | 0 | 0 | 0
5043 | 974.555 | 974.555 | 0 | 0 | 0
5044 | 919.3003 | 919.3 | 0 | 0 | 0
5045 | 1018.0681 | 236.996 | 0 | 781.072 | 0
5046 | 664.4379 | 0 | 0 | 664.438 | 0
5047 | 891.6729 | 0 | 224.452 | 667.221 | 0
5048 | 882.8417 | 0 | 845.248 | 37.593 | 0
5049 | 1164.6709 | 0 | 1164.671 | 0 | 1257.67
5050 | 1275.9643 | 0 | 1275.964 | 0 | 1796.808
5051 | 1281.6469 | 0 | 1281.647 | 0 | 610.368
5052 | 1165.2105 | 0 | 1165.211 | 0 | 1796.808
5053 | 1262.2861 | 0 | 1262.286 | 0 | 804.614
5054 | 1118.1698 | 0 | 1118.17 | 0 | 1328.708
5055 | 1150.1519 | 0 | 1150.152 | 0 | 1371.288
5056 | 1238.5577 | 0 | 1238.558 | 0 | 120.282
5057 | 954.5088 | 414.126 | 540.382 | 0 | 0
5058 | 1051.3962 | 634.538 | 152.813 | 264.046 | 0
5059 | 866.1271 | 0 | 0 | 866.127 | 0
5060 | 1031.8818 | 0 | 0 | 1031.882 | 0
5061 | 910.3214 | 0 | 0 | 910.321 | 0
5062 | 1085.7551 | 0 | 0 | 1085.755 | 0
5063 | 1110.6197 | 0 | 0 | 1110.62 | 0
5064 | 991.1314 | 0 | 0 | 991.131 | 0
5065 | 1030.5004 | 1030.5 | 0 | 0 | 0
5066 | 809.4815 | 809.482 | 0 | 0 | 0
5067 | 1055.365 | 1055.365 | 0 | 0 | 0
5068 | 926.8978 | 926.898 | 0 | 0 | 0
5069 | 813.6256 | 813.626 | 0 | 0 | 0
5070 | 907.5587 | 907.559 | 0 | 0 | 0
5071 | 821.2232 | 0 | 306.186 | 515.037 | 0
5072 | 962.443 | 0 | 962.443 | 0 | 151.742
5073 | 1008.2725 | 0 | 1008.272 | 0 | 1367.573
5074 | 1436.7719 | 0 | 1436.772 | 0 | 1723.617
5075 | 1155.7145 | 0 | 1155.715 | 0 | 1796.808
5076 | 1137.1705 | 0 | 288.386 | 848.785 | 0
5077 | 1170.2102 | 0 | 1170.21 | 0 | 366.885
5078 | 1059.333 | 0 | 1059.333 | 0 | 1796.808
5079 | 1086.2248 | 0 | 1086.225 | 0 | 1280.924
5080 | 1050.3472 | 788.731 | 261.617 | 0 | 0
5081 | 1100.0177 | 621.405 | 478.613 | 0 | 0
5082 | 961.4501 | 702.904 | 258.546 | 0 | 0
5083 | 1004.2544 | 0 | 0 | 1004.254 | 0
5084 | 918.6096 | 0 | 0 | 918.61 | 0
5085 | 1251.5192 | 0 | 0 | 1251.519 | 0
5086 | 1076.0855 | 0 | 0 | 1076.086 | 0
5087 | 1287.4348 | 0 | 0 | 1287.435 | 0
5088 | 1154.1328 | 1042.271 | 0 | 111.861 | 0
5089 | 1704.5439 | 1704.544 | 0 | 0 | 0
5090 | 1118.0342 | 1118.034 | 0 | 0 | 0
5091 | 1386.5855 | 1386.586 | 0 | 0 | 0
5092 | 1257.4896 | 1257.49 | 0 | 0 | 0
5093 | 1113.2529 | 1113.253 | 0 | 0 | 0
5094 | 1508.5094 | 1508.509 | 0 | 0 | 0
5095 | 1345.1473 | 0 | 150.122 | 1195.026 | 0
5096 | 1347.8468 | 0 | 902.752 | 445.095 | 0
5097 | 1439.8057 | 0 | 1439.806 | 0 | 280.627
5098 | 1331.5524 | 0 | 1331.552 | 0 | 868.881
5099 | 1361.5313 | 0 | 1361.531 | 0 | 1060.963
5100 | 1417.9132 | 0 | 1417.913 | 0 | 1756.498
5101 | 1620.5808 | 0 | 1620.58 | 0 | 1683.908
5102 | 1546.263 | 0 | 1546.263 | 0 | 1428.573
5103 | 1367.5967 | 0 | 1367.597 | 0 | 1033.403
5104 | 1582.1499 | 104.592 | 1477.557 | 0 | 0
5105 | 1603.4885 | 1040.711 | 562.778 | 0 | 0
5106 | 1628.2678 | 1388.945 | 239.323 | 0 | 0
5107 | 1753.1561 | 0 | 0 | 1753.156 | 0
5108 | 1494.1654 | 0 | 0 | 1494.165 | 0
5109 | 1494.1654 | 0 | 0 | 1494.165 | 0
5110 | 1460.6961 | 0 | 0 | 1460.696 | 0
5111 | 1675.8559 | 0 | 0 | 1675.856 | 0
5112 | 1392.1637 | 1392.164 | 0 | 0 | 0
5113 | 1467.0712 | 1467.071 | 0 | 0 | 0
5114 | 1345.1473 | 1345.147 | 0 | 0 | 0
5115 | 1282.1932 | 1282.193 | 0 | 0 | 0
5116 | 1174.6132 | 1174.613 | 0 | 0 | 0
5117 | 1106.8777 | 1106.878 | 0 | 0 | 0
5118 | 1184.9728 | 1184.973 | 0 | 0 | 0
5119 | 1051.8925 | 1051.892 | 0 | 0 | 288.403
5120 | 1003.1398 | 1003.14 | 0 | 0 | 1029.748
5121 | 1520.4757 | 1123.112 | 397.363 | 0 | 770.382
5122 | 1744.6384 | 0 | 1744.639 | 0 | 197.062
5123 | 1595.175 | 0 | 1595.175 | 0 | 1147.272
5124 | 1462.4025 | 0 | 1462.403 | 0 | 1510.779
5125 | 1607.6891 | 0 | 1607.689 | 0 | 1462.388
5126 | 1637.0923 | 0 | 1637.092 | 0 | 951.489
5127 | 1664.4276 | 0 | 1664.428 | 0 | 72.639
5128 | 1619.2759 | 956.334 | 662.942 | 0 | 0
5129 | 1609.6674 | 907.884 | 701.784 | 0 | 0
5130 | 1842.5401 | 1592.583 | 249.957 | 0 | 0
5131 | 1522.0625 | 0 | 0 | 1522.062 | 0
5132 | 1333.194 | 0 | 0 | 1333.194 | 0
5133 | 1353.1162 | 0 | 0 | 1353.116 | 0
5134 | 1412.8828 | 0 | 0 | 1412.883 | 0
5135 | 1341.9598 | 0 | 0 | 1341.96 | 0
5136 | 1469.4619 | 1469.462 | 0 | 0 | 0
5137 | 1242.3487 | 1242.349 | 0 | 0 | 0
5138 | 1430.4144 | 1430.414 | 0 | 0 | 0
5139 | 1263.8647 | 1263.865 | 0 | 0 | 0
5140 | 1263.8647 | 1263.865 | 0 | 0 | 0
5141 | 1340.366 | 1340.366 | 0 | 0 | 0
5142 | 1114.0497 | 1114.05 | 0 | 0 | 0
5143 | 1307.6936 | 1128.339 | 179.355 | 0 | 0
5144 | 1075.8529 | 417.925 | 657.928 | 0 | 0
5145 | 1014.0104 | 0 | 1014.011 | 0 | 431.135
5146 | 1160.599 | 0 | 1160.599 | 0 | 988.075
5147 | 1335.6922 | 0 | 1335.692 | 0 | 1169.103
5148 | 1416.1869 | 0 | 1416.187 | 0 | 1621.801
5149 | 1072.5339 | 0 | 1072.534 | 0 | 1726.93
5150 | 1228.6313 | 696.651 | 531.981 | 0 | 0
5151 | 962.4338 | 771.068 | 191.366 | 0 | 0
5152 | 1200.7083 | 896.737 | 303.971 | 0 | 0
5153 | 1232.7184 | 649.432 | 583.286 | 0 | 0
5154 | 856.2803 | 686.811 | 169.469 | 0 | 0
5155 | 1170.6288 | 737.497 | 0 | 433.132 | 0
5156 | 1184.9728 | 0 | 0 | 1184.973 | 0
5157 | 1341.1629 | 0 | 0 | 1341.163 | 0
5158 | 1157.0817 | 0 | 0 | 1157.082 | 0
5159 | 1082.1742 | 0 | 0 | 1082.174 | 0
5160 | 136.2679 | 0 | 0 | 136.268 | 0
5161 | 105.9861 | 105.986 | 0 | 0 | 0
5162 | 87.6577 | 87.658 | 0 | 0 | 0
5163 | 91.6421 | 91.642 | 0 | 0 | 0
5164 | 87.6577 | 87.658 | 0 | 0 | 0
5165 | 91.6421 | 91.642 | 0 | 0 | 0
5166 | 84.4702 | 84.47 | 0 | 0 | 0
5167 | 82.0795 | 0 | 82.079 | 0 | 224.985
5168 | 81.0455 | 0 | 81.046 | 0 | 1031.666
5169 | 801.8299 | 0 | 801.83 | 0 | 668.844
5170 | 967.4233 | 0 | 967.423 | 0 | 1180.203
5171 | 1373.2187 | 0 | 1373.218 | 0 | 1016.241
5172 | 1296.8011 | 0 | 1296.801 | 0 | 1633.205
5173 | 1405.7098 | 0 | 1405.71 | 0 | 1270.605
5174 | 1424.881 | 0 | 1424.881 | 0 | 686.124
5175 | 1143.2188 | 0 | 1143.219 | 0 | 1374.674
5176 | 1188.5309 | 0 | 1188.531 | 0 | 0
5177 | 1249.3245 | 0 | 1249.324 | 0 | 0
5178 | 1404.2924 | 1404.292 | 0 | 0 | 0
5179 | 1160.2693 | 0 | 0 | 1160.269 | 0
5180 | 1162.6599 | 0 | 0 | 1162.66 | 0
5181 | 1369.8509 | 0 | 0 | 1369.851 | 0
5182 | 1357.1007 | 0 | 0 | 1357.101 | 0
5183 | 1209.6763 | 0 | 0 | 1209.676 | 0
5184 | 945.9063 | 945.906 | 0 | 0 | 0
5185 | 1825.6709 | 1825.671 | 0 | 0 | 0
5186 | 1777.8576 | 1777.858 | 0 | 0 | 0
5187 | 1880.6562 | 1880.656 | 0 | 0 | 0
5188 | 2020.9085 | 2020.909 | 0 | 0 | 0
5189 | 2148.4107 | 2148.411 | 0 | 0 | 0
5190 | 2121.3165 | 2121.316 | 0 | 0 | 0
5191 | 1969.1108 | 1969.111 | 0 | 0 | 308.656
5192 | 1123.1632 | 1123.163 | 0 | 0 | 1122.53
5193 | 1632.0301 | 1373.306 | 258.724 | 0 | 1342.22
5194 | 1933.3126 | 0 | 1933.313 | 0 | 279.675
5195 | 2180.0402 | 0 | 2180.04 | 0 | 584.882
5196 | 2017.7698 | 0 | 2017.77 | 0 | 1261.428
5197 | 1936.1236 | 0 | 1936.123 | 0 | 1252.927
5198 | 2326.1845 | 0 | 2326.185 | 0 | 719.605
5199 | 2160.3092 | 0 | 2160.31 | 0 | 94.285
5200 | 1965.9362 | 1717.809 | 248.127 | 0 | 0
5201 | 2270.9292 | 1913.046 | 357.883 | 0 | 0
5202 | 1602.9128 | 1514.13 | 88.782 | 0 | 0
5203 | 2148.4226 | 1034.754 | 0 | 1113.669 | 0
5204 | 2164.3484 | 367.54 | 0 | 1796.808 | 0
5205 | 1992.2206 | 195.413 | 0 | 1796.808 | 0
5206 | 1660.7151 | 0 | 0 | 1660.715 | 0
5207 | 2342.8514 | 546.043 | 0 | 1796.808 | 0
5208 | 2067.1281 | 2067.128 | 0 | 0 | 0
5209 | 1512.4939 | 1512.494 | 0 | 0 | 0
5210 | 1488.5872 | 1488.587 | 0 | 0 | 0
5211 | 1255.099 | 1255.099 | 0 | 0 | 0
5212 | 1229.5985 | 1229.599 | 0 | 0 | 0
5213 | 1267.0523 | 1267.052 | 0 | 0 | 0
5214 | 1408.8984 | 1408.898 | 0 | 0 | 0
5215 | 1368.2571 | 1368.257 | 0 | 0 | 0
5216 | 992.7355 | 956.16 | 36.576 | 0 | 0
5217 | 1172.2624 | 690.953 | 481.309 | 0 | 0
5218 | 1292.8316 | 118.888 | 1173.943 | 0 | 0
5219 | 1352.5624 | 0 | 1352.562 | 0 | 1263.224
5220 | 1429.4651 | 0 | 1429.465 | 0 | 1587.731
5221 | 1429.4511 | 0 | 1429.451 | 0 | 1796.808
5222 | 1083.6514 | 0 | 1083.652 | 0 | 1703.558
5223 | 1206.68 | 0 | 1206.68 | 0 | 739.553
5224 | 1434.9975 | 703.283 | 731.714 | 0 | 0
5225 | 1270.9311 | 607.287 | 663.644 | 0 | 0
5226 | 1239.3475 | 973.108 | 266.24 | 0 | 0
5227 | 795.2945 | 0 | 0 | 795.294 | 0
5228 | 1205.6919 | 0 | 0 | 1205.692 | 0
5229 | 1452.7272 | 0 | 0 | 1452.727 | 0
5230 | 1126.8 | 0 | 0 | 1126.8 | 0
5231 | 1046.3142 | 0 | 0 | 1046.314 | 0
5232 | 945.9063 | 945.906 | 0 | 0 | 0
5233 | 1189.7541 | 1189.754 | 0 | 0 | 0
5234 | 1080.5804 | 1080.58 | 0 | 0 | 0
5235 | 1216.8483 | 1216.848 | 0 | 0 | 0
5236 | 1073.4084 | 1073.408 | 0 | 0 | 0
5237 | 1196.1292 | 1196.129 | 0 | 0 | 0
5238 | 1135.5657 | 1135.566 | 0 | 0 | 0
5239 | 1033.564 | 139.182 | 149.634 | 744.748 | 0
5240 | 863.52 | 0 | 863.52 | 0 | 500.316
5241 | 1062.6763 | 0 | 1062.676 | 0 | 1325.157
5242 | 1360.7414 | 0 | 1360.741 | 0 | 1782.238
5243 | 1568.4882 | 0 | 1568.488 | 0 | 1796.808
5244 | 1509.8552 | 0 | 1509.855 | 0 | 1596.254
5245 | 1563.935 | 0 | 1563.935 | 0 | 1156.774
5246 | 1577.8526 | 0 | 1577.852 | 0 | 929
5247 | 1437.9908 | 528.44 | 909.551 | 0 | 0
5248 | 1849.9352 | 1732.916 | 117.019 | 0 | 0
5249 | 2043.3748 | 1999.207 | 44.167 | 0 | 0
5250 | 1857.415 | 1689.221 | 168.194 | 0 | 0
5251 | 1680.6373 | 0 | 0 | 1680.637 | 0
5252 | 1432.0081 | 0 | 0 | 1432.008 | 0
5253 | 1791.4047 | 0 | 0 | 1791.405 | 0
5254 | 1433.6019 | 0 | 0 | 1433.602 | 0
5255 | 1313.2718 | 0 | 0 | 1313.272 | 0
5256 | 1328.4127 | 1328.413 | 0 | 0 | 0
5257 | 1421.6486 | 1421.649 | 0 | 0 | 0
5258 | 1459.1023 | 1459.102 | 0 | 0 | 0
5259 | 1105.284 | 1105.284 | 0 | 0 | 0
5260 | 1154.691 | 1154.691 | 0 | 0 | 0
5261 | 1428.0237 | 1428.024 | 0 | 0 | 0
5262 | 1184.9728 | 1184.973 | 0 | 0 | 0
5263 | 1434.3988 | 1434.399 | 0 | 0 | 317.313
5264 | 1038.439 | 1038.439 | 0 | 0 | 1125.991
5265 | 1255.5094 | 1255.509 | 0 | 0 | 1650.686
5266 | 1522.3454 | 344.2 | 1178.145 | 0 | 1064.722
5267 | 1627.697 | 0 | 1627.697 | 0 | 1210.767
5268 | 1740.9657 | 0 | 1740.966 | 0 | 1367.534
5269 | 1456.1419 | 0 | 1456.142 | 0 | 1608.066
5270 | 1415.659 | 0 | 1415.659 | 0 | 169.569
5271 | 1574.2258 | 437.799 | 1136.427 | 0 | 0
5272 | 1456.6718 | 1352.327 | 104.345 | 0 | 0
5273 | 1710.5644 | 1105.194 | 605.37 | 0 | 0
5274 | 1605.2895 | 1458.142 | 147.147 | 0 | 0
5275 | 1610.0698 | 0 | 0 | 1610.07 | 0
5276 | 1475.0401 | 0 | 0 | 1475.04 | 0
5277 | 1838.4211 | 41.613 | 0 | 1796.808 | 0
5278 | 1491.7748 | 0 | 0 | 1491.775 | 0
5279 | 1526.041 | 0 | 0 | 1526.041 | 0
5280 | 1497.353 | 1497.353 | 0 | 0 | 0
5281 | 1734.0288 | 1734.029 | 0 | 0 | 0
5282 | 1447.9459 | 1447.946 | 0 | 0 | 0
5283 | 1251.1145 | 1251.115 | 0 | 0 | 0
5284 | 1269.4429 | 1269.443 | 0 | 0 | 0
5285 | 1431.2113 | 1431.211 | 0 | 0 | 0
5286 | 1506.9156 | 1506.916 | 0 | 0 | 0
5287 | 1356.3038 | 1356.304 | 0 | 0 | 304.152
5288 | 1302.3903 | 1302.39 | 0 | 0 | 1090.9
5289 | 1113.0576 | 725.57 | 387.488 | 0 | 1365.714
5290 | 1552.2695 | 0 | 1552.27 | 0 | 740.028
5291 | 1629.2201 | 0 | 1629.221 | 0 | 791.948
5292 | 1607.9571 | 0 | 1607.957 | 0 | 1796.808
5293 | 1593.6599 | 0 | 1593.66 | 0 | 1447.524
5294 | 1528.3529 | 0 | 1528.353 | 0 | 596.453
5295 | 1862.026 | 0 | 1862.026 | 0 | 658.021
5296 | 1724.6753 | 697.59 | 1027.085 | 0 | 0
5297 | 1844.8819 | 962.803 | 882.079 | 0 | 0
5298 | 1817.6831 | 1817.683 | 0 | 0 | 0
5299 | 1765.9551 | 313.162 | 0 | 1452.793 | 0
5300 | 1718.8879 | 0 | 0 | 1718.888 | 0
5301 | 1542.7756 | 0 | 0 | 1542.776 | 0
5302 | 1653.5431 | 0 | 0 | 1653.543 | 0
5303 | 1906.9535 | 110.146 | 0 | 1796.808 | 0
5304 | 1835.2336 | 1835.234 | 0 | 0 | 0
5305 | 1701.3564 | 1701.356 | 0 | 0 | 0
5306 | 1351.5224 | 1351.522 | 0 | 0 | 0
5307 | 1069.424 | 1069.424 | 0 | 0 | 0
5308 | 1283.7869 | 1283.787 | 0 | 0 | 0
5309 | 1391.3668 | 1391.367 | 0 | 0 | 0
5310 | 1366.6633 | 1366.663 | 0 | 0 | 0
5311 | 1409.6953 | 1213.627 | 196.068 | 0 | 0
5312 | 1126.6764 | 400.475 | 726.202 | 0 | 0
5313 | 1236.8333 | 0 | 1236.834 | 0 | 192.619
5314 | 853.2232 | 0 | 853.223 | 0 | 1565.424
5315 | 1279.1002 | 0 | 1279.101 | 0 | 1321.304
5316 | 1487.5921 | 0 | 1487.592 | 0 | 1700.835
5317 | 1377.6534 | 0 | 1377.654 | 0 | 1640.183
5318 | 1389.6814 | 0 | 1389.682 | 0 | 1555.411
5319 | 1142.5534 | 0 | 1142.554 | 0 | 383.749
5320 | 1250.1114 | 202.098 | 1048.013 | 0 | 0
5321 | 1587.4332 | 1321.664 | 265.769 | 0 | 0
5322 | 1534.0547 | 1377.809 | 156.246 | 0 | 0
5323 | 1588.2052 | 1588.205 | 0 | 0 | 0
5324 | 1595.3702 | 1595.37 | 0 | 0 | 0
5325 | 1622.4644 | 1622.464 | 0 | 0 | 0
5326 | 1469.4619 | 1410.739 | 0 | 58.723 | 0
5327 | 1749.1697 | 0 | 0 | 1749.17 | 0
5328 | 1341.9598 | 0 | 0 | 1341.96 | 0
5329 | 1458.3055 | 1458.305 | 0 | 0 | 0
5330 | 1478.2277 | 1478.228 | 0 | 0 | 0
5331 | 1371.4446 | 1371.445 | 0 | 0 | 0
5332 | 1293.3496 | 1293.35 | 0 | 0 | 0
5333 | 1466.2743 | 1466.274 | 0 | 0 | 0
5334 | 1534.8067 | 1534.807 | 0 | 0 | 0
5335 | 1117.2373 | 0 | 293.535 | 823.702 | 0
5336 | 1320.5663 | 0 | 1320.566 | 0 | 86.939
5337 | 1426.2447 | 0 | 1426.245 | 0 | 368.099
5338 | 1743.702 | 0 | 1743.702 | 0 | 112.06
5339 | 1773.4518 | 0 | 1773.452 | 0 | 1242.668
5340 | 1551.0702 | 0 | 1551.07 | 0 | 1516.639
5341 | 1468.154 | 0 | 1468.154 | 0 | 1697.719
5342 | 1368.2013 | 0 | 1368.202 | 0 | 125.032
5343 | 1425.388 | 960.214 | 465.174 | 0 | 0
5344 | 1789.557 | 621.534 | 1168.023 | 0 | 0
5345 | 1671.8207 | 1631.557 | 40.264 | 0 | 0
5346 | 1623.3211 | 1623.321 | 0 | 0 | 0
5347 | 1399.3357 | 0 | 0 | 1399.336 | 0
5348 | 1383.398 | 0 | 0 | 1383.398 | 0
5349 | 1339.5691 | 0 | 0 | 1339.569 | 0
5350 | 1674.2622 | 0 | 0 | 1674.262 | 0
5351 | 1441.5708 | 0 | 0 | 1441.571 | 0
5352 | 1500.5405 | 1500.541 | 0 | 0 | 0
5353 | 1355.5069 | 1355.507 | 0 | 0 | 0
5354 | 1402.5233 | 1402.523 | 0 | 0 | 0
5355 | 1098.9089 | 1098.909 | 0 | 0 | 0
5356 | 1362.6789 | 1362.679 | 0 | 0 | 0
5357 | 1237.5674 | 1237.567 | 0 | 0 | 0
5358 | 1263.8647 | 1263.865 | 0 | 0 | 0
5359 | 1380.2104 | 1380.21 | 0 | 0 | 224.729
5360 | 1386.2658 | 1386.266 | 0 | 0 | 86.992
5361 | 1418.5776 | 1418.578 | 0 | 0 | 515.007
5362 | 1606.5008 | 1250.108 | 356.393 | 0 | 1796.808
5363 | 1395.5694 | 1395.569 | 0 | 0 | 978.38
5364 | 1749.1418 | 813.241 | 935.901 | 0 | 1796.808
5365 | 1070.1512 | 1070.151 | 0 | 0 | 1641.463
5366 | 1155.2987 | 830.208 | 325.091 | 0 | 602.351
5367 | 1561.8691 | 1332.545 | 229.324 | 0 | 0
5368 | 1337.3169 | 0 | 1337.317 | 0 | 412.723
5369 | 1556.0846 | 591.483 | 964.601 | 0 | 0
5370 | 1554.3395 | 1378.525 | 175.814 | 0 | 0
5371 | 914.8386 | 0 | 0 | 914.839 | 0
5372 | 1265.4585 | 0 | 0 | 1265.459 | 0
5373 | 1199.3168 | 0 | 0 | 1199.317 | 0
5374 | 1364.2726 | 0 | 0 | 1364.273 | 0
5375 | 1340.366 | 0 | 0 | 1340.366 | 0
5376 | 1275.0212 | 1275.021 | 0 | 0 | 0
5377 | 2321.3354 | 2321.335 | 0 | 0 | 0
5378 | 2049.5965 | 2049.597 | 0 | 0 | 0
5379 | 2418.5558 | 2418.556 | 0 | 0 | 0
5380 | 2200.2084 | 2200.208 | 0 | 0 | 0
5381 | 1996.205 | 1996.205 | 0 | 0 | 0
5382 | 2369.9456 | 2369.946 | 0 | 0 | 0
5383 | 2032.8619 | 2032.862 | 0 | 0 | 137.267
5384 | 1717.081 | 1717.081 | 0 | 0 | 529.142
5385 | 1818.1981 | 1818.198 | 0 | 0 | 1558.119
5386 | 2087.6529 | 1726.722 | 360.931 | 0 | 1796.808
5387 | 2288.3681 | 278.413 | 2009.955 | 0 | 948.797
5388 | 2277.5584 | 0 | 2277.558 | 0 | 1054.889
5389 | 2252.5022 | 0 | 2252.502 | 0 | 657.635
5390 | 2381.0831 | 0 | 2381.083 | 0 | 88.457
5391 | 2172.9459 | 1038.949 | 1133.997 | 0 | 0
5392 | 1845.8412 | 1693.771 | 152.071 | 0 | 0
5393 | 2378.556 | 2342.11 | 36.445 | 0 | 0
5394 | 2247.4788 | 2228.064 | 19.415 | 0 | 0
5395 | 2405.0087 | 1427.433 | 0 | 977.576 | 0
5396 | 1889.422 | 92.614 | 0 | 1796.808 | 0
5397 | 2380.3051 | 583.497 | 0 | 1796.808 | 0
5398 | 2206.5835 | 409.775 | 0 | 1796.808 | 0
5399 | 2286.2723 | 489.464 | 0 | 1796.808 | 0
5400 | 1948.3917 | 1948.392 | 0 | 0 | 0
5401 | 1804.9518 | 1804.952 | 0 | 0 | 0
5402 | 1843.2025 | 1843.202 | 0 | 0 | 0
5403 | 1243.9425 | 1243.943 | 0 | 0 | 0
5404 | 1298.1309 | 1298.131 | 0 | 0 | 0
5405 | 1563.4947 | 1563.495 | 0 | 0 | 0
5406 | 1161.0661 | 1161.066 | 0 | 0 | 0
5407 | 1122.8155 | 859.086 | 263.73 | 0 | 0
5408 | 842.0808 | 0 | 842.081 | 0 | 560.28
5409 | 1173.7765 | 0 | 1173.776 | 0 | 611.35
5410 | 1566.0129 | 0 | 1566.013 | 0 | 853.609
5411 | 1402.9586 | 0 | 1402.959 | 0 | 994.177
5412 | 1433.2991 | 0 | 1433.299 | 0 | 1303.704
5413 | 1510.4219 | 0 | 1510.422 | 0 | 1774.555
5414 | 1372.2356 | 0 | 1372.235 | 0 | 1700.567
5415 | 1544.9103 | 0 | 1544.91 | 0 | 916.896
5416 | 1537.5301 | 0 | 1537.53 | 0 | 371.41
5417 | 1196.4679 | 0 | 1196.468 | 0 | 0
5418 | 1288.0652 | 971.965 | 316.101 | 0 | 0
5419 | 1408.1115 | 0 | 0 | 1408.111 | 0
5420 | 1260.6772 | 0 | 0 | 1260.677 | 0
5421 | 1176.207 | 0 | 0 | 1176.207 | 0
5422 | 1688.6062 | 0 | 0 | 1688.606 | 0
5423 | 1341.1629 | 0 | 0 | 1341.163 | 0
5424 | 1206.4888 | 1100.795 | 0 | 105.693 | 0
5425 | 1402.5233 | 1402.523 | 0 | 0 | 0
5426 | 1134.7688 | 1134.769 | 0 | 0 | 0
5427 | 1440.7739 | 1440.774 | 0 | 0 | 0
5428 | 1137.9564 | 1137.956 | 0 | 0 | 0
5429 | 876.5771 | 876.577 | 0 | 0 | 0
5430 | 1141.1439 | 1141.144 | 0 | 0 | 0
5431 | 939.5312 | 0 | 307.744 | 631.787 | 0
5432 | 1269.4808 | 0 | 1112.921 | 156.559 | 0
5433 | 1423.8829 | 0 | 1423.883 | 0 | 507.082
5434 | 1541.5026 | 0 | 1541.503 | 0 | 1112.553
5435 | 1400.2571 | 0 | 1400.257 | 0 | 1796.808
5436 | 1426.2825 | 0 | 1426.283 | 0 | 1775.577
5437 | 1362.2406 | 0 | 1362.241 | 0 | 1470.864
5438 | 1667.2764 | 0 | 1667.276 | 0 | 1254.679
5439 | 1636.4498 | 0 | 1636.45 | 0 | 728.274
5440 | 1895.057 | 194.804 | 1700.253 | 0 | 0
5441 | 1891.8794 | 1539.101 | 352.778 | 0 | 0
5442 | 1615.2725 | 1568.08 | 47.193 | 0 | 0
5443 | 1799.3766 | 2.569 | 0 | 1796.808 | 0
5444 | 1355.5069 | 0 | 0 | 1355.507 | 0
5445 | 1471.8526 | 0 | 0 | 1471.853 | 0
5446 | 1823.2803 | 26.472 | 0 | 1796.808 | 0
5447 | 1494.9623 | 0 | 0 | 1494.962 | 0
5448 | 1516.4783 | 1516.478 | 0 | 0 | 0
5449 | 1078.9867 | 1078.987 | 0 | 0 | 0
5450 | 1199.3168 | 1199.317 | 0 | 0 | 0
5451 | 1483.009 | 1483.009 | 0 | 0 | 0
5452 | 1071.8147 | 1071.815 | 0 | 0 | 0
5453 | 1069.424 | 1069.424 | 0 | 0 | 0
5454 | 908.4526 | 908.453 | 0 | 0 | 0
5455 | 961.0472 | 522.131 | 307.586 | 131.331 | 0
5456 | 1232.0808 | 0 | 1114.542 | 117.539 | 0
5457 | 898.5931 | 0 | 898.593 | 0 | 1022.871
5458 | 1637.5824 | 0 | 1637.582 | 0 | 833.385
5459 | 1399.4642 | 0 | 1399.464 | 0 | 1282.732
5460 | 1253.0838 | 0 | 1253.084 | 0 | 1796.808
5461 | 1139.5362 | 0 | 1139.536 | 0 | 1796.808
5462 | 1059.7836 | 0 | 1059.784 | 0 | 1796.808
5463 | 1558.9445 | 0 | 1558.944 | 0 | 557.136
5464 | 1523.5696 | 0 | 1523.57 | 0 | 0
5465 | 1542.7437 | 248.382 | 1294.361 | 0 | 0
5466 | 951.0801 | 688.942 | 262.138 | 0 | 0
5467 | 976.1213 | 0 | 0 | 976.121 | 0
5468 | 1243.9425 | 0 | 0 | 1243.943 | 0
5469 | 1221.6297 | 0 | 0 | 1221.63 | 0
5470 | 1326.8189 | 0 | 0 | 1326.819 | 0
5471 | 1231.9892 | 0 | 0 | 1231.989 | 0
5472 | 1280.5994 | 1280.599 | 0 | 0 | 0
5473 | 1526.8378 | 1526.838 | 0 | 0 | 0
5474 | 1339.5691 | 1339.569 | 0 | 0 | 0
5475 | 1200.1137 | 1200.114 | 0 | 0 | 0
5476 | 1116.4404 | 1116.44 | 0 | 0 | 0
5477 | 1081.3773 | 1081.377 | 0 | 0 | 0
5478 | 1066.2364 | 63.568 | 0 | 1002.668 | 0
5479 | 1336.3816 | 0 | 174.743 | 1161.638 | 0
5480 | 911.6949 | 0 | 911.695 | 0 | 214.353
5481 | 1039.4979 | 0 | 1039.498 | 0 | 1417.793
5482 | 1131.3791 | 0 | 1131.379 | 0 | 1594.316
5483 | 1048.2088 | 0 | 1048.209 | 0 | 1796.808
5484 | 1006.9788 | 0 | 1006.979 | 0 | 1796.808
5485 | 904.3835 | 0 | 904.384 | 0 | 1796.808
5486 | 1037.6411 | 0 | 1037.641 | 0 | 469.661
5487 | 1025.9707 | 0 | 1025.97 | 0 | 0
5488 | 1029.466 | 0 | 1029.466 | 0 | 0
5489 | 1371.0223 | 0 | 1283.744 | 87.278 | 0
5490 | 1163.9011 | 0 | 274.131 | 889.77 | 0
5491 | 1193.7386 | 0 | 0 | 1193.739 | 0
5492 | 1105.284 | 0 | 0 | 1105.284 | 0
5493 | 1094.1275 | 0 | 0 | 1094.128 | 0
5494 | 1174.6132 | 0 | 0 | 1174.613 | 0
5495 | 1165.0506 | 0 | 0 | 1165.051 | 0
5496 | 495.6645 | 0 | 0 | 495.664 | 0
5497 | 368.1624 | 368.162 | 0 | 0 | 0
5498 | 341.0682 | 341.068 | 0 | 0 | 0
5499 | 376.9281 | 376.928 | 0 | 0 | 0
5500 | 385.6939 | 310.859 | 0 | 74.835 | 0
5501 | 367.3655 | 0 | 0 | 367.365 | 0
5502 | 324.3335 | 0 | 0 | 324.334 | 0
5503 | 333.8962 | 0 | 141.148 | 192.749 | 0
5504 | 280.1859 | 0 | 280.186 | 0 | 1122.571
5505 | 809.242 | 0 | 809.242 | 0 | 1644.032
5506 | 1188.3885 | 0 | 1188.388 | 0 | 1796.808
5507 | 993.5084 | 0 | 993.509 | 0 | 1796.808
5508 | 1233.7922 | 0 | 1233.792 | 0 | 1796.808
5509 | 1154.0047 | 0 | 1154.004 | 0 | 929.52
5510 | 1230.0597 | 0 | 1230.059 | 0 | 0
5511 | 1043.0311 | 0 | 1043.031 | 0 | 0
5512 | 1276.6757 | 0 | 1276.676 | 0 | 0
5513 | 1051.0647 | 0 | 1051.065 | 0 | 0
5514 | 1040.0298 | 0 | 266.013 | 774.017 | 0
5515 | 1084.0897 | 0 | 0 | 1084.09 | 0
5516 | 894.9055 | 0 | 0 | 894.905 | 0
5517 | 269.3482 | 0 | 0 | 269.348 | 0
5518 | 90.8453 | 0 | 0 | 90.845 | 0
5519 | 94.0328 | 0 | 0 | 94.033 | 0
5520 | 90.8453 | 0 | 0 | 90.845 | 0
5521 | 95.6266 | 0 | 0 | 95.627 | 0
5522 | 87.6577 | 0 | 0 | 87.658 | 0
5523 | 94.0328 | 0 | 0 | 94.033 | 0
5524 | 85.267 | 0 | 0 | 85.267 | 0
5525 | 94.8297 | 0 | 0 | 94.83 | 0
5526 | 87.6577 | 0 | 0 | 87.658 | 0
5527 | 93.2359 | 0 | 93.236 | 0 | 247.458
5528 | 76.7762 | 0 | 76.776 | 0 | 1346.314
5529 | 83.0716 | 0 | 83.072 | 0 | 1796.808
5530 | 78.5941 | 0 | 78.595 | 0 | 886.435
5531 | 85.6854 | 0 | 85.686 | 0 | 0
5532 | 80.162 | 0 | 80.162 | 0 | 0
5533 | 88.2653 | 0 | 88.265 | 0 | 0
5534 | 80.4469 | 0 | 80.447 | 0 | 0
5535 | 94.9911 | 0 | 94.991 | 0 | 0
5536 | 84.2281 | 0 | 84.228 | 0 | 0
5537 | 89.7426 | 0 | 89.743 | 0 | 0
5538 | 80.4598 | 0 | 80.46 | 0 | 0
5539 | 96.4285 | 0 | 0 | 96.428 | 0
5540 | 86.0639 | 0 | 0 | 86.064 | 0
5541 | 93.2359 | 0 | 0 | 93.236 | 0
5542 | 86.8608 | 0 | 0 | 86.861 | 0
5543 | 92.439 | 0 | 0 | 92.439 | 0
5544 | 86.8608 | 0 | 0 | 86.861 | 0
5545 | 93.2359 | 0 | 0 | 93.236 | 0
5546 | 87.6577 | 0 | 0 | 87.658 | 0
5547 | 92.439 | 0 | 0 | 92.439 | 0
5548 | 86.8608 | 0 | 0 | 86.861 | 0
5549 | 93.2359 | 0 | 0 | 93.236 | 0
5550 | 82.8764 | 0 | 0 | 82.876 | 0
5551 | 84.4702 | 0 | 84.47 | 0 | 263.011
5552 | 79.4856 | 0 | 79.486 | 0 | 936.903
5553 | 83.7151 | 0 | 83.715 | 0 | 0
5554 | 80.1929 | 0 | 80.193 | 0 | 0
5555 | 80.8682 | 0 | 80.868 | 0 | 0
5556 | 79.7665 | 0 | 79.766 | 0 | 0
5557 | 81.1979 | 0 | 81.198 | 0 | 0
5558 | 74.3586 | 0 | 74.359 | 0 | 0
5559 | 87.9635 | 0 | 87.963 | 0 | 0
5560 | 78.7595 | 0 | 78.76 | 0 | 0
5561 | 83.995 | 0 | 83.995 | 0 | 0
5562 | 78.9318 | 0 | 78.932 | 0 | 0
5563 | 94.8446 | 0 | 0 | 94.845 | 0
5564 | 89.2515 | 0 | 0 | 89.251 | 0
5565 | 93.2359 | 0 | 0 | 93.236 | 0
5566 | 86.8608 | 0 | 0 | 86.861 | 0
5567 | 96.4235 | 0 | 0 | 96.423 | 0
5568 | 86.8608 | 0 | 0 | 86.861 | 0
5569 | 93.2359 | 0 | 0 | 93.236 | 0
5570 | 88.4546 | 0 | 0 | 88.455 | 0
5571 | 86.8608 | 0 | 0 | 86.861 | 0
5572 | 86.8608 | 0 | 0 | 86.861 | 0
5573 | 93.2359 | 0 | 0 | 93.236 | 0
5574 | 83.6733 | 0 | 0 | 83.673 | 0
5575 | 86.8608 | 0 | 86.86 | 0 | 256.791
5576 | 75.7243 | 0 | 75.725 | 0 | 944.908
5577 | 84.1783 | 0 | 84.179 | 0 | 0
5578 | 72.4879 | 0 | 72.488 | 0 | 0
5579 | 80.7865 | 0 | 80.787 | 0 | 0
5580 | 74.8706 | 0 | 74.871 | 0 | 0
5581 | 86.2801 | 0 | 86.281 | 0 | 0
5582 | 78.115 | 0 | 78.115 | 0 | 0
5583 | 78.5463 | 0 | 78.546 | 0 | 0
5584 | 79.3432 | 0 | 79.343 | 0 | 0
5585 | 88.3072 | 0 | 88.307 | 0 | 0
5586 | 82.3435 | 0 | 82.344 | 0 | 0
5587 | 97.2562 | 0 | 0 | 97.256 | 0
5588 | 88.4546 | 0 | 0 | 88.455 | 0
5589 | 94.0328 | 0 | 0 | 94.033 | 0
5590 | 86.8608 | 0 | 0 | 86.861 | 0
5591 | 90.8453 | 0 | 0 | 90.845 | 0
5592 | 84.4702 | 0 | 0 | 84.47 | 0
5593 | 93.2359 | 0 | 0 | 93.236 | 0
5594 | 81.2826 | 0 | 0 | 81.283 | 0
5595 | 92.439 | 0 | 0 | 92.439 | 0
5596 | 79.6888 | 0 | 0 | 79.689 | 0
5597 | 90.0484 | 0 | 0 | 90.048 | 0
5598 | 79.6888 | 0 | 0 | 79.689 | 0
5599 | 86.0639 | 0 | 86.064 | 0 | 223.431
5600 | 75.1595 | 0 | 75.159 | 0 | 954.346
5601 | 85.1346 | 0 | 85.135 | 0 | 0
5602 | 74.1644 | 0 | 74.165 | 0 | 0
5603 | 80.2656 | 0 | 80.266 | 0 | 0
5604 | 72.995 | 0 | 72.995 | 0 | 0
5605 | 82.3325 | 0 | 82.333 | 0 | 0
5606 | 74.6694 | 0 | 74.67 | 0 | 0
5607 | 86.4494 | 0 | 86.449 | 0 | 0
5608 | 80.9369 | 0 | 80.937 | 0 | 0
5609 | 86.7502 | 0 | 86.75 | 0 | 0
5610 | 79.3501 | 0 | 79.35 | 0 | 0
5611 | 96.4444 | 0 | 0 | 96.444 | 0
5612 | 87.6577 | 0 | 0 | 87.658 | 0
5613 | 90.8453 | 0 | 0 | 90.845 | 0
5614 | 86.0639 | 0 | 0 | 86.064 | 0
5615 | 92.439 | 0 | 0 | 92.439 | 0
5616 | 87.6577 | 0 | 0 | 87.658 | 0
5617 | 94.0328 | 0 | 0 | 94.033 | 0
5618 | 86.8608 | 0 | 0 | 86.861 | 0
5619 | 93.2359 | 0 | 0 | 93.236 | 0
5620 | 79.6888 | 0 | 0 | 79.689 | 0
5621 | 88.4546 | 0 | 0 | 88.455 | 0
5622 | 86.0639 | 0 | 0 | 86.064 | 0
5623 | 88.4546 | 0 | 88.455 | 0 | 266.822
5624 | 78.9726 | 0 | 78.973 | 0 | 923.354
5625 | 84.4114 | 0 | 84.411 | 0 | 0
5626 | 75.3169 | 0 | 75.316 | 0 | 0
5627 | 86.3179 | 0 | 86.318 | 0 | 0
5628 | 74.6116 | 0 | 74.612 | 0 | 0
5629 | 87.3011 | 0 | 87.301 | 0 | 0
5630 | 82.3166 | 0 | 82.316 | 0 | 0
5631 | 88.9845 | 0 | 88.985 | 0 | 0
5632 | 81.1182 | 0 | 81.118 | 0 | 0
5633 | 82.9302 | 0 | 82.93 | 0 | 0
5634 | 82.6104 | 0 | 82.61 | 0 | 0
5635 | 95.6336 | 0 | 0 | 95.634 | 0
5636 | 90.8453 | 0 | 0 | 90.845 | 0
5637 | 93.2359 | 0 | 0 | 93.236 | 0
5638 | 88.4546 | 0 | 0 | 88.455 | 0
5639 | 97.2204 | 0 | 0 | 97.22 | 0
5640 | 90.0484 | 0 | 0 | 90.048 | 0
5641 | 92.439 | 0 | 0 | 92.439 | 0
5642 | 86.0639 | 0 | 0 | 86.064 | 0
5643 | 90.8453 | 0 | 0 | 90.845 | 0
5644 | 86.8608 | 0 | 0 | 86.861 | 0
5645 | 92.439 | 0 | 0 | 92.439 | 0
5646 | 85.267 | 0 | 0 | 85.267 | 0
5647 | 76.5013 | 0 | 76.501 | 0 | 194.684
5648 | 82.453 | 0 | 82.453 | 0 | 1017.648
5649 | 644.2323 | 0 | 644.232 | 0 | 0
5650 | 550.7832 | 0 | 550.784 | 0 | 0
5651 | 872.9741 | 0 | 872.974 | 0 | 0
5652 | 946.1464 | 0 | 946.146 | 0 | 0
5653 | 1239.5337 | 147.269 | 1018.887 | 73.378 | 0
5654 | 1165.2976 | 0 | 1165.298 | 0 | 81.661
5655 | 1376.3664 | 1191.017 | 185.349 | 0 | 0
5656 | 885.9086 | 781.467 | 104.442 | 0 | 0
5657 | 1355.6593 | 236.75 | 27.8 | 1091.109 | 0
5658 | 1090.8972 | 0 | 63.005 | 1027.892 | 0
5659 | 1122.6312 | 0 | 0 | 1122.631 | 0
5660 | 1206.4888 | 0 | 0 | 1206.489 | 0
5661 | 1114.0497 | 0 | 0 | 1114.05 | 0
5662 | 1332.3971 | 0 | 0 | 1332.397 | 0
5663 | 1107.6746 | 0 | 0 | 1107.675 | 0
5664 | 162.5652 | 0 | 0 | 162.565 | 0
5665 | 108.3768 | 108.377 | 0 | 0 | 0
5666 | 94.0328 | 94.033 | 0 | 0 | 0
5667 | 105.1892 | 105.189 | 0 | 0 | 0
5668 | 101.2048 | 101.205 | 0 | 0 | 0
5669 | 105.1892 | 105.189 | 0 | 0 | 0
5670 | 94.8297 | 94.83 | 0 | 0 | 0
5671 | 86.8608 | 0 | 86.861 | 0 | 62.813
5672 | 82.0825 | 0 | 82.083 | 0 | 1373.986
5673 | 832.2691 | 0 | 832.269 | 0 | 1681.393
5674 | 1035.63 | 0 | 1035.63 | 0 | 1796.808
5675 | 888.0562 | 0 | 888.056 | 0 | 1796.808
5676 | 1347.1615 | 0 | 1347.161 | 0 | 1796.808
5677 | 1336.4483 | 0 | 1336.449 | 0 | 577.931
5678 | 1189.8149 | 0 | 1189.814 | 0 | 0
5679 | 1475.6089 | 0 | 1475.609 | 0 | 0
5680 | 1639.9322 | 0 | 1639.932 | 0 | 0
5681 | 1706.823 | 761.966 | 944.857 | 0 | 0
5682 | 1428.5228 | 1312.048 | 116.475 | 0 | 0
5683 | 1533.5207 | 0 | 0 | 1533.521 | 0
5684 | 1655.1368 | 0 | 0 | 1655.137 | 0
5685 | 1609.7142 | 0 | 0 | 1609.714 | 0
5686 | 1722.0755 | 0 | 0 | 1722.075 | 0
5687 | 1463.8837 | 0 | 0 | 1463.884 | 0
5688 | 1754.7479 | 1754.748 | 0 | 0 | 0
5689 | 1349.1318 | 1349.132 | 0 | 0 | 0
5690 | 1326.022 | 1326.022 | 0 | 0 | 0
5691 | 1411.2891 | 1411.289 | 0 | 0 | 0
5692 | 1294.1465 | 1294.146 | 0 | 0 | 0
5693 | 1482.2121 | 1482.212 | 0 | 0 | 0
5694 | 1483.009 | 1483.009 | 0 | 0 | 0
5695 | 1287.7714 | 990.344 | 297.428 | 0 | 0
5696 | 1284.4902 | 205.403 | 1079.088 | 0 | 0
5697 | 1520.7915 | 0 | 1520.792 | 0 | 261.904
5698 | 1079.7616 | 0 | 1079.762 | 0 | 1243.605
5699 | 1397.4561 | 0 | 1397.456 | 0 | 1403.226
5700 | 1300.2516 | 0 | 1300.252 | 0 | 1796.808
5701 | 1512.0147 | 0 | 1512.015 | 0 | 1637.134
5702 | 1330.6818 | 0 | 1330.682 | 0 | 1401.981
5703 | 1355.5716 | 0 | 1355.572 | 0 | 1081.154
5704 | 1598.3855 | 509.298 | 1089.087 | 0 | 0
5705 | 1495.9604 | 973.322 | 522.638 | 0 | 0
5706 | 1298.7306 | 1137.114 | 161.617 | 0 | 0
5707 | 1402.2623 | 0 | 0 | 1402.262 | 0
5708 | 1392.1637 | 0 | 0 | 1392.164 | 0
5709 | 1202.5043 | 0 | 0 | 1202.504 | 0
5710 | 1352.3193 | 0 | 0 | 1352.319 | 0
5711 | 1295.7403 | 0 | 0 | 1295.74 | 0
5712 | 1243.9425 | 559.173 | 0 | 684.77 | 0
5713 | 1173.8164 | 1173.816 | 0 | 0 | 0
5714 | 1220.8328 | 1220.833 | 0 | 0 | 0
5715 | 1220.0359 | 1220.036 | 0 | 0 | 0
5716 | 899.6868 | 899.687 | 0 | 0 | 0
5717 | 1117.2373 | 1117.237 | 0 | 0 | 0
5718 | 1305.3029 | 1305.303 | 0 | 0 | 0
5719 | 1147.519 | 0 | 366.279 | 781.24 | 0
5720 | 929.5402 | 0 | 929.541 | 0 | 369.608
5721 | 1210.9693 | 0 | 1210.969 | 0 | 490.768
5722 | 1135.0278 | 0 | 1135.028 | 0 | 1242.404
5723 | 1545.1075 | 0 | 1545.108 | 0 | 1796.808
5724 | 1332.948 | 0 | 1332.948 | 0 | 283.066
5725 | 1136.3975 | 0 | 1136.398 | 0 | 1796.808
5726 | 1310.148 | 0 | 1310.148 | 0 | 1232.277
5727 | 1355.743 | 0 | 1355.743 | 0 | 1774.353
5728 | 1265.597 | 0 | 1265.596 | 0 | 100.455
5729 | 1372.3541 | 1194.465 | 60.467 | 117.422 | 0
5730 | 1424.6399 | 0 | 204.096 | 1220.544 | 0
5731 | 1131.4817 | 0 | 0 | 1131.482 | 0
5732 | 1318.85 | 0 | 0 | 1318.85 | 0
5733 | 1212.067 | 0 | 0 | 1212.067 | 0
5734 | 1363.4758 | 0 | 0 | 1363.476 | 0
5735 | 1298.9278 | 0 | 0 | 1298.928 | 0
5736 | 502.0396 | 0 | 0 | 502.04 | 0
5737 | 307.5989 | 307.599 | 0 | 0 | 0
5738 | 222.3318 | 222.332 | 0 | 0 | 0
5739 | 304.4113 | 304.411 | 0 | 0 | 0
5740 | 233.4883 | 233.488 | 0 | 0 | 0
5741 | 283.6922 | 283.692 | 0 | 0 | 0
5742 | 279.7078 | 279.708 | 0 | 0 | 0
5743 | 278.114 | 0 | 278.114 | 0 | 83.99
5744 | 207.0754 | 0 | 207.076 | 0 | 1255.763
5745 | 1378.0269 | 0 | 1378.027 | 0 | 180.614
5746 | 1300.4519 | 0 | 1300.452 | 0 | 1796.808
5747 | 1608.7589 | 0 | 1608.759 | 0 | 1796.808
5748 | 1772.0822 | 0 | 1772.082 | 0 | 1796.808
5749 | 1617.9401 | 0 | 1617.94 | 0 | 1766.085
5750 | 1533.0237 | 0 | 1533.023 | 0 | 409.672
5751 | 1780.7354 | 0 | 1780.735 | 0 | 0
5752 | 1349.0361 | 1064.248 | 284.788 | 0 | 0
5753 | 1613.9387 | 1249.818 | 364.121 | 0 | 0
5754 | 1295.9295 | 1225.718 | 70.211 | 0 | 0
5755 | 1388.6465 | 0 | 0 | 1388.646 | 0
5756 | 1267.0523 | 0 | 0 | 1267.052 | 0
5757 | 1465.4775 | 0 | 0 | 1465.477 | 0
5758 | 1438.3833 | 0 | 0 | 1438.383 | 0
5759 | 1352.3193 | 0 | 0 | 1352.319 | 0
5760 | 574.5564 | 574.556 | 0 | 0 | 0
5761 | 496.4614 | 496.461 | 0 | 0 | 0
5762 | 496.4614 | 496.461 | 0 | 0 | 0
5763 | 502.0396 | 502.04 | 0 | 0 | 0
5764 | 419.9601 | 419.96 | 0 | 0 | 0
5765 | 483.7112 | 483.711 | 0 | 0 | 0
5766 | 465.3827 | 465.383 | 0 | 0 | 0
5767 | 470.1641 | 470.164 | 0 | 0 | 302.226
5768 | 384.0224 | 384.022 | 0 | 0 | 1084.294
5769 | 1040.75 | 664.429 | 376.321 | 0 | 1333.846
5770 | 1686.0651 | 0 | 1686.065 | 0 | 487.129
5771 | 1865.857 | 0 | 1865.857 | 0 | 1112.475
5772 | 1807.6941 | 0 | 1807.694 | 0 | 741.869
5773 | 1599.518 | 0 | 1599.518 | 0 | 1796.808
5774 | 1650.484 | 0 | 1650.484 | 0 | 463.926
5775 | 1952.3423 | 0 | 1952.342 | 0 | 131.163
5776 | 1917.6398 | 1130.649 | 786.991 | 0 | 0
5777 | 1638.3992 | 1526.961 | 111.438 | 0 | 0
5778 | 1789.8428 | 1674.376 | 115.466 | 0 | 0
5779 | 1557.9215 | 0 | 0 | 1557.921 | 0
5780 | 1417.6642 | 0 | 0 | 1417.664 | 0
5781 | 1755.5448 | 0 | 0 | 1755.545 | 0
5782 | 1519.6659 | 0 | 0 | 1519.666 | 0
5783 | 1699.7626 | 0 | 0 | 1699.763 | 0
5784 | 524.3525 | 524.352 | 0 | 0 | 0
5785 | 475.7423 | 475.742 | 0 | 0 | 0
5786 | 485.3049 | 485.305 | 0 | 0 | 0
5787 | 448.6481 | 448.648 | 0 | 0 | 0
5788 | 408.8037 | 408.804 | 0 | 0 | 0
5789 | 496.4614 | 496.461 | 0 | 0 | 0
5790 | 478.9298 | 478.93 | 0 | 0 | 0
5791 | 400.8348 | 150.968 | 249.867 | 0 | 0
5792 | 182.8679 | 0 | 182.868 | 0 | 729.17
5793 | 1356.1404 | 0 | 1356.14 | 0 | 307.31
5794 | 1493.0687 | 0 | 1493.069 | 0 | 854.376
5795 | 1601.832 | 0 | 1601.832 | 0 | 1219.325
5796 | 1394.3631 | 0 | 1394.363 | 0 | 1605.599
5797 | 1717.3001 | 0 | 1717.3 | 0 | 1237.186
5798 | 1250.3824 | 0 | 1250.382 | 0 | 1796.808
5799 | 1121.1221 | 0 | 1121.122 | 0 | 1336.774
5800 | 1607.7798 | 518.319 | 1089.461 | 0 | 0
5801 | 1448.2039 | 1171.925 | 276.279 | 0 | 0
5802 | 1364.7797 | 1314.879 | 49.901 | 0 | 0
5803 | 1446.5205 | 0 | 0 | 1446.52 | 0
5804 | 1027.9858 | 0 | 0 | 1027.986 | 0
5805 | 1208.0826 | 0 | 0 | 1208.083 | 0
5806 | 1391.3668 | 0 | 0 | 1391.367 | 0
5807 | 960.2503 | 0 | 0 | 960.25 | 0
5808 | 1379.4135 | 1379.414 | 0 | 0 | 0
5809 | 1115.6435 | 1115.644 | 0 | 0 | 0
5810 | 1562.6978 | 1562.698 | 0 | 0 | 0
5811 | 1405.7108 | 1405.711 | 0 | 0 | 0
5812 | 1476.6339 | 1476.634 | 0 | 0 | 0
5813 | 1177.8008 | 989.978 | 0 | 187.823 | 0
5814 | 1127.5968 | 0 | 0 | 1127.597 | 0
5815 | 1133.1751 | 0 | 317.993 | 815.182 | 0
5816 | 181.302 | 0 | 181.302 | 0 | 1318.43
5817 | 479.2755 | 0 | 479.275 | 0 | 1180.923
5818 | 453.9145 | 0 | 453.915 | 0 | 1796.808
5819 | 496.7951 | 0 | 496.795 | 0 | 1796.808
5820 | 414.3719 | 0 | 414.372 | 0 | 1796.808
5821 | 318.7732 | 0 | 318.773 | 0 | 1196.771
5822 | 334.3604 | 0 | 334.361 | 0 | 0
5823 | 406.4429 | 0 | 406.443 | 0 | 0
5824 | 328.2074 | 0 | 328.207 | 0 | 0
5825 | 412.0002 | 0 | 412 | 0 | 0
5826 | 284.013 | 0 | 202.657 | 81.356 | 0
5827 | 303.3544 | 0 | 0 | 303.354 | 0
5828 | 260.5825 | 0 | 0 | 260.582 | 0
5829 | 203.2065 | 0 | 0 | 203.206 | 0
5830 | 329.9117 | 0 | 0 | 329.912 | 0
5831 | 295.6455 | 0 | 0 | 295.646 | 0
5832 | 301.2237 | 0 | 0 | 301.224 | 0
5833 | 332.0389 | 0 | 0 | 332.039 | 0
5834 | 303.4149 | 0 | 0 | 303.415 | 0
5835 | 303.4149 | 0 | 0 | 303.415 | 0
5836 | 323.0428 | 0 | 0 | 323.043 | 0
5837 | 232.2637 | 0 | 0 | 232.264 | 0
5838 | 282.1513 | 0 | 0 | 282.151 | 0
5839 | 262.5234 | 0 | 239.159 | 23.364 | 0
5840 | 251.6319 | 0 | 251.632 | 0 | 781.906
5841 | 470.5752 | 0 | 470.575 | 0 | 1183.686
5842 | 1198.9713 | 0 | 1198.971 | 0 | 728.362
5843 | 1601.2271 | 0 | 1601.228 | 0 | 1017.176
5844 | 1241.291 | 0 | 1241.291 | 0 | 267.426
5845 | 1602.0439 | 0 | 1602.044 | 0 | 0
5846 | 1542.9506 | 0 | 1542.951 | 0 | 0
5847 | 1640.668 | 0 | 1640.668 | 0 | 0
5848 | 1242.7375 | 0 | 1242.738 | 0 | 0
5849 | 1329.2874 | 253.673 | 1075.615 | 0 | 0
5850 | 1176.7039 | 970.472 | 206.232 | 0 | 0
5851 | 1489.1425 | 0 | 0 | 1489.142 | 0
5852 | 1527.7062 | 0 | 0 | 1527.706 | 0
5853 | 1849.1134 | 52.305 | 0 | 1796.808 | 0
5854 | 1687.1831 | 0 | 0 | 1687.183 | 0
5855 | 1236.5588 | 0 | 0 | 1236.559 | 0
5856 | 1050.9114 | 1050.911 | 0 | 0 | 0
5857 | 1364.9581 | 1364.958 | 0 | 0 | 0
5858 | 1355.1441 | 1355.144 | 0 | 0 | 0
5859 | 1388.6752 | 1388.675 | 0 | 0 | 0
5860 | 1544.0628 | 1544.063 | 0 | 0 | 0
5861 | 1248.0084 | 1248.008 | 0 | 0 | 0
5862 | 1493.3574 | 1493.357 | 0 | 0 | 0
5863 | 1527.7062 | 720.574 | 379.723 | 427.409 | 0
5864 | 1240.9649 | 0 | 1240.965 | 0 | 258.671
5865 | 1314.0022 | 0 | 1314.002 | 0 | 690.692
5866 | 1895.8186 | 0 | 1895.819 | 0 | 1467.981
5867 | 1738.3935 | 0 | 1738.394 | 0 | 1311.101
5868 | 1628.6735 | 0 | 1628.673 | 0 | 1796.808
5869 | 1331.8493 | 0 | 1331.849 | 0 | 1796.808
5870 | 1502.9147 | 0 | 1502.914 | 0 | 1764.487
5871 | 1067.9509 | 0 | 1067.951 | 0 | 0
5872 | 1186.9605 | 0 | 1186.96 | 0 | 0
5873 | 1465.9979 | 273.075 | 1192.922 | 0 | 0
5874 | 1552.9578 | 1350.573 | 202.385 | 0 | 0
5875 | 1503.1713 | 0 | 0 | 1503.171 | 0
5876 | 1143.3262 | 0 | 0 | 1143.326 | 0
5877 | 1723.9854 | 0 | 0 | 1723.985 | 0
5878 | 1668.373 | 0 | 0 | 1668.373 | 0
5879 | 1373.1364 | 0 | 0 | 1373.136 | 0
5880 | 1233.2875 | 1233.287 | 0 | 0 | 0
5881 | 1690.4544 | 1690.454 | 0 | 0 | 0
5882 | 1819.6715 | 1819.672 | 0 | 0 | 0
5883 | 1252.9154 | 1252.915 | 0 | 0 | 0
5884 | 1363.3224 | 1363.322 | 0 | 0 | 0
5885 | 1499.0822 | 1499.082 | 0 | 0 | 0
5886 | 1406.6674 | 1406.667 | 0 | 0 | 0
5887 | 1239.0123 | 99.941 | 386.255 | 752.816 | 0
5888 | 1144.3567 | 0 | 1144.357 | 0 | 365.652
5889 | 1160.5057 | 0 | 1160.506 | 0 | 1404.779
5890 | 1535.5758 | 0 | 1535.575 | 0 | 1796.808
5891 | 1778.9231 | 0 | 1778.923 | 0 | 1796.808
5892 | 1434.3111 | 0 | 1434.311 | 0 | 1796.808
5893 | 1226.9442 | 0 | 1226.944 | 0 | 1796.808
5894 | 1067.315 | 0 | 1067.315 | 0 | 128.884
5895 | 1327.1212 | 0 | 1327.121 | 0 | 0
5896 | 1593.7705 | 0 | 1593.771 | 0 | 0
5897 | 1265.787 | 0 | 815.669 | 450.118 | 0
5898 | 1411.0786 | 0 | 152.66 | 1258.419 | 0
5899 | 906.1208 | 0 | 0 | 906.121 | 0
5900 | 1138.4192 | 0 | 0 | 1138.419 | 0
5901 | 1154.7758 | 0 | 0 | 1154.776 | 0
5902 | 1472.9116 | 0 | 0 | 1472.912 | 0
5903 | 1362.5046 | 0 | 0 | 1362.505 | 0
5904 | 141.4846 | 0 | 0 | 141.485 | 0
5905 | 99.7752 | 99.775 | 0 | 0 | 0
5906 | 96.5039 | 96.504 | 0 | 0 | 0
5907 | 105.5001 | 105.5 | 0 | 0 | 0
5908 | 94.8683 | 7.003 | 0 | 87.865 | 0
5909 | 100.5931 | 0 | 0 | 100.593 | 0
5910 | 91.5969 | 0 | 0 | 91.597 | 0
5911 | 86.69 | 0 | 86.69 | 0 | 298.172
5912 | 88.3635 | 0 | 88.364 | 0 | 1406.003
5913 | 674.8497 | 0 | 674.85 | 0 | 1796.808
5914 | 1069.3668 | 0 | 1069.367 | 0 | 1030.421
5915 | 1034.0283 | 0 | 1034.028 | 0 | 1796.808
5916 | 1101.8888 | 0 | 1101.888 | 0 | 1796.808
5917 | 1309.4418 | 0 | 1309.442 | 0 | 961.528
5918 | 1334.591 | 0 | 1334.591 | 0 | 0
5919 | 1249.9334 | 0 | 1249.933 | 0 | 0
5920 | 1409.4378 | 0 | 1409.438 | 0 | 0
5921 | 1475.0421 | 337.318 | 1137.724 | 0 | 0
5922 | 1347.0834 | 1160.703 | 152.954 | 33.426 | 0
5923 | 1438.5628 | 0 | 0 | 1438.563 | 0
5924 | 1652.8342 | 0 | 0 | 1652.834 | 0
5925 | 1743.6133 | 0 | 0 | 1743.613 | 0
5926 | 1660.1947 | 0 | 0 | 1660.195 | 0
5927 | 1413.2101 | 0 | 0 | 1413.21 | 0
5928 | 139.8489 | 0 | 0 | 139.849 | 0
5929 | 107.1357 | 107.136 | 0 | 0 | 0
5930 | 98.9574 | 98.957 | 0 | 0 | 0
5931 | 102.2287 | 102.229 | 0 | 0 | 0
5932 | 100.5931 | 100.593 | 0 | 0 | 0
5933 | 103.8644 | 103.864 | 0 | 0 | 0
5934 | 97.3218 | 97.322 | 0 | 0 | 0
5935 | 94.8683 | 0 | 11.75 | 83.118 | 0
5936 | 87.886 | 0 | 87.886 | 0 | 1095.994
5937 | 953.4016 | 0 | 953.401 | 0 | 86.55
5938 | 1414.2467 | 0 | 1414.246 | 0 | 1796.808
5939 | 1289.2178 | 0 | 1289.218 | 0 | 1796.808
5940 | 1489.7845 | 0 | 1489.784 | 0 | 1794.547
5941 | 1378.1088 | 0 | 1378.109 | 0 | 1579.85
5942 | 1448.9237 | 0 | 1448.923 | 0 | 935.991
5943 | 1588.6233 | 0 | 1588.624 | 0 | 0
5944 | 1511.5071 | 682.564 | 828.943 | 0 | 0
5945 | 1311.4301 | 871.535 | 439.895 | 0 | 0
5946 | 1754.8452 | 1661.028 | 73.14 | 20.677 | 0
5947 | 1257.345 | 0 | 0 | 1257.345 | 0
5948 | 847.2718 | 0 | 0 | 847.272 | 0
5949 | 1282.3573 | 0 | 0 | 1282.357 | 0
5950 | 1299.5317 | 0 | 0 | 1299.532 | 0
5951 | 1363.3224 | 0 | 0 | 1363.322 | 0
5952 | 1331.4271 | 0 | 0 | 1331.427 | 0
5953 | 1392.7643 | 1392.764 | 0 | 0 | 0
5954 | 954.4075 | 954.407 | 0 | 0 | 0
5955 | 1391.9465 | 1391.946 | 0 | 0 | 0
5956 | 1367.4116 | 1367.412 | 0 | 0 | 0
5957 | 1018.1982 | 1018.198 | 0 | 0 | 0
5958 | 1299.5317 | 1299.532 | 0 | 0 | 0
5959 | 1066.4502 | 0 | 303.574 | 762.876 | 0
5960 | 879.7304 | 0 | 879.73 | 0 | 650.323
5961 | 1118.7892 | 0 | 1118.789 | 0 | 1459.186
5962 | 1147.7987 | 0 | 1147.799 | 0 | 1796.808
5963 | 1167.7466 | 0 | 1167.747 | 0 | 1796.808
5964 | 1009.8492 | 0 | 1009.849 | 0 | 1796.808
5965 | 1123.4907 | 0 | 1123.49 | 0 | 1586.615
5966 | 1352.7826 | 0 | 1352.782 | 0 | 0
5967 | 1227.347 | 779.82 | 447.526 | 0 | 0
5968 | 1201.4218 | 1075.894 | 125.528 | 0 | 0
5969 | 1209.5909 | 1177.644 | 31.947 | 0 | 0
5970 | 1315.1216 | 1315.122 | 0 | 0 | 0
5971 | 1232.4093 | 0 | 0 | 1232.409 | 0
5972 | 1067.268 | 0 | 0 | 1067.268 | 0
5973 | 1498.2644 | 0 | 0 | 1498.264 | 0
5974 | 1077.8998 | 0 | 0 | 1077.9 | 0
5975 | 1290.5356 | 0 | 0 | 1290.536 | 0
5976 | 956.861 | 956.861 | 0 | 0 | 0
5977 | 1195.6673 | 1195.667 | 0 | 0 | 0
5978 | 1304.4387 | 1304.439 | 0 | 0 | 0
5979 | 1028.83 | 1028.83 | 0 | 0 | 0
5980 | 1461.462 | 1461.462 | 0 | 0 | 0
5981 | 1392.7643 | 1392.764 | 0 | 0 | 0
5982 | 1118.7913 | 233.602 | 0 | 885.189 | 0
5983 | 1271.7255 | 0 | 158.484 | 1113.242 | 0
5984 | 186.0829 | 0 | 186.083 | 0 | 450.724
5985 | 155.6841 | 0 | 155.684 | 0 | 1552.755
5986 | 185.2027 | 0 | 185.202 | 0 | 1796.808
5987 | 174.4073 | 0 | 174.408 | 0 | 1796.808
5988 | 189.5525 | 0 | 189.553 | 0 | 1796.808
5989 | 199.8194 | 0 | 199.82 | 0 | 898.876
5990 | 201.4499 | 0 | 201.45 | 0 | 793.768
5991 | 132.424 | 0 | 132.424 | 0 | 0
5992 | 181.7586 | 0 | 181.759 | 0 | 0
5993 | 119.9634 | 0 | 119.963 | 0 | 0
5994 | 101.4733 | 0 | 101.008 | 0.465 | 0
5995 | 112.5998 | 0 | 0 | 112.6 | 0
5996 | 110.407 | 0 | 0 | 110.407 | 0
5997 | 102.2287 | 0 | 0 | 102.229 | 0
5998 | 93.2326 | 0 | 0 | 93.233 | 0
5999 | 102.2287 | 0 | 0 | 102.229 | 0
6000 | 95.6861 | 0 | 0 | 95.686 | 0
6001 | 100.5931 | 0 | 0 | 100.593 | 0
6002 | 92.4148 | 0 | 0 | 92.415 | 0
6003 | 98.9574 | 0 | 0 | 98.957 | 0
6004 | 93.2326 | 0 | 0 | 93.233 | 0
6005 | 98.9574 | 0 | 0 | 98.957 | 0
6006 | 91.5969 | 0 | 0 | 91.597 | 0
6007 | 94.8683 | 0 | 94.868 | 0 | 210.298
6008 | 88.6732 | 0 | 88.674 | 0 | 1100.436
6009 | 877.3751 | 0 | 877.376 | 0 | 16.5
6010 | 1234.046 | 0 | 1234.046 | 0 | 0
6011 | 1673.4272 | 0 | 1673.427 | 0 | 0
6012 | 1423.6773 | 0 | 1423.677 | 0 | 0
6013 | 1772.2558 | 979.424 | 792.832 | 0 | 0
6014 | 1493.8665 | 875.88 | 617.987 | 0 | 0
6015 | 1557.6541 | 1383.024 | 174.63 | 0 | 0
6016 | 1584.9707 | 1378.416 | 206.555 | 0 | 0
6017 | 1772.4797 | 1588.462 | 184.018 | 0 | 0
6018 | 1755.7039 | 1730.198 | 25.506 | 0 | 0
6019 | 1611.083 | 0 | 0 | 1611.083 | 0
6020 | 1745.249 | 0 | 0 | 1745.249 | 0
6021 | 1431.2023 | 0 | 0 | 1431.202 | 0
6022 | 1315.8883 | 0 | 0 | 1315.888 | 0
6023 | 1081.1711 | 0 | 0 | 1081.171 | 0
6024 | 1571.0512 | 1571.051 | 0 | 0 | 0
6025 | 1019.8339 | 1019.834 | 0 | 0 | 0
6026 | 1302.803 | 1302.803 | 0 | 0 | 0
6027 | 1215.2952 | 1215.295 | 0 | 0 | 0
6028 | 1135.9657 | 1135.966 | 0 | 0 | 0
6029 | 1096.7099 | 1096.71 | 0 | 0 | 0
6030 | 1092.6207 | 1092.621 | 0 | 0 | 0
6031 | 1315.8883 | 242.439 | 388.703 | 684.747 | 0
6032 | 1094.9209 | 0 | 831.991 | 262.929 | 0
6033 | 1387.202 | 0 | 1354.664 | 32.538 | 0
6034 | 1405.6574 | 0 | 1405.657 | 0 | 1796.808
6035 | 1365.2484 | 0 | 1365.248 | 0 | 1796.808
6036 | 1221.3717 | 0 | 1221.371 | 0 | 1796.808
6037 | 1267.0966 | 0 | 1267.097 | 0 | 1796.808
6038 | 1528.0967 | 0 | 1528.097 | 0 | 1796.808
6039 | 1700.6118 | 0 | 1700.612 | 0 | 102.507
6040 | 1411.0387 | 0 | 1411.039 | 0 | 0
6041 | 1480.8333 | 1174.058 | 306.775 | 0 | 0
6042 | 1727.6442 | 1199.067 | 44.847 | 483.729 | 0
6043 | 1863.8394 | 67.031 | 0 | 1796.808 | 0
6044 | 874.2602 | 0 | 0 | 874.26 | 0
6045 | 1106.5238 | 0 | 0 | 1106.524 | 0
6046 | 1191.5782 | 0 | 0 | 1191.578 | 0
6047 | 1427.931 | 0 | 0 | 1427.931 | 0
6048 | 771.2136 | 0 | 0 | 771.214 | 0
6049 | 615.8259 | 615.826 | 0 | 0 | 0
6050 | 593.7445 | 593.745 | 0 | 0 | 0
6051 | 716.419 | 716.419 | 0 | 0 | 0
6052 | 741.7717 | 741.772 | 0 | 0 | 0
6053 | 516.8685 | 516.868 | 0 | 0 | 0
6054 | 739.3182 | 739.318 | 0 | 0 | 0
6055 | 691.8841 | 0 | 206.73 | 485.154 | 0
6056 | 788.801 | 0 | 761.191 | 27.61 | 0
6057 | 672.9677 | 0 | 672.968 | 0 | 403.446
6058 | 848.4842 | 0 | 848.484 | 0 | 562.635
6059 | 583.859 | 0 | 583.859 | 0 | 1796.808
6060 | 720.5879 | 0 | 720.588 | 0 | 1697.363
6061 | 820.5103 | 0 | 820.511 | 0 | 1796.808
6062 | 864.1732 | 0 | 864.173 | 0 | 1796.808
6063 | 828.4586 | 0 | 828.458 | 0 | 1032.68
6064 | 969.7735 | 0 | 969.774 | 0 | 0
6065 | 882.8525 | 0 | 882.853 | 0 | 0
6066 | 889.7008 | 0 | 168.613 | 721.087 | 0
6067 | 815.3764 | 0 | 0 | 815.376 | 0
6068 | 857.0857 | 0 | 0 | 857.086 | 0
6069 | 776.1206 | 0 | 0 | 776.121 | 0
6070 | 704.9694 | 0 | 0 | 704.969 | 0
6071 | 563.4848 | 0 | 0 | 563.485 | 0
6072 | 704.9694 | 0 | 0 | 704.969 | 0
6073 | 1049.2758 | 1049.276 | 0 | 0 | 0
6074 | 1127.7874 | 1127.787 | 0 | 0 | 0
6075 | 815.3764 | 815.376 | 0 | 0 | 0
6076 | 836.64 | 31.892 | 0 | 804.748 | 0
6077 | 796.5663 | 0 | 0 | 796.566 | 0
6078 | 758.1283 | 0 | 0 | 758.128 | 0
6079 | 855.4501 | 0 | 193.179 | 662.271 | 0
6080 | 639.7638 | 0 | 639.764 | 0 | 82.194
6081 | 302.7034 | 0 | 302.703 | 0 | 1378.593
6082 | 287.4345 | 0 | 287.434 | 0 | 1588.531
6083 | 226.1197 | 0 | 226.119 | 0 | 1796.808
6084 | 306.2691 | 0 | 306.269 | 0 | 1796.808
6085 | 908.0488 | 0 | 908.049 | 0 | 1796.808
6086 | 1146.5832 | 0 | 1146.584 | 0 | 646.805
6087 | 858.2665 | 683.257 | 175.01 | 0 | 0
6088 | 1394.3683 | 1305.195 | 89.173 | 0 | 0
6089 | 1415.3466 | 1378.811 | 36.536 | 0 | 0
6090 | 1274.8271 | 1274.827 | 0 | 0 | 0
6091 | 1217.7058 | 0 | 0 | 1217.706 | 0
6092 | 1113.8843 | 0 | 0 | 1113.884 | 0
6093 | 1204.6634 | 0 | 0 | 1204.663 | 0
6094 | 1071.3572 | 0 | 0 | 1071.357 | 0
6095 | 1266.8185 | 0 | 0 | 1266.819 | 0
6096 | 1126.9696 | 1126.97 | 0 | 0 | 0
6097 | 1026.3765 | 1026.377 | 0 | 0 | 0
6098 | 914.3338 | 914.334 | 0 | 0 | 0
6099 | 758.1283 | 758.128 | 0 | 0 | 0
6100 | 830.0973 | 830.097 | 0 | 0 | 0
6101 | 926.6013 | 926.601 | 0 | 0 | 0
6102 | 1324.0666 | 1324.067 | 0 | 0 | 0
6103 | 1107.3417 | 885.686 | 221.656 | 0 | 91.227
6104 | 949.5925 | 0 | 949.592 | 0 | 151.245
6105 | 1070.4841 | 0 | 1070.485 | 0 | 869.896
6106 | 1490.9918 | 0 | 1490.992 | 0 | 706.745
6107 | 1371.7788 | 0 | 1371.779 | 0 | 1174.714
6108 | 1488.1212 | 0 | 1488.122 | 0 | 1796.808
6109 | 1658.559 | 0 | 1658.559 | 0 | 200.291
6110 | 1466.1104 | 715.882 | 750.229 | 0 | 0
6111 | 1663.649 | 0 | 1663.649 | 0 | 167.372
6112 | 1239.8362 | 133.215 | 1106.621 | 0 | 0
6113 | 1491.3363 | 657.351 | 833.986 | 0 | 0
6114 | 1536.6216 | 1412.272 | 124.35 | 0 | 0
6115 | 1553.0947 | 0 | 0 | 1553.095 | 0
6116 | 1250.4619 | 0 | 0 | 1250.462 | 0
6117 | 1401.7604 | 0 | 0 | 1401.76 | 0
6118 | 1464.7333 | 0 | 0 | 1464.733 | 0
6119 | 1255.3689 | 0 | 0 | 1255.369 | 0
6120 | 1278.2681 | 1278.268 | 0 | 0 | 0
6121 | 1221.8379 | 1221.838 | 0 | 0 | 0
6122 | 1106.5238 | 1106.524 | 0 | 0 | 0
6123 | 1113.0665 | 1113.066 | 0 | 0 | 0
6124 | 1459.8264 | 1459.826 | 0 | 0 | 0
6125 | 963.4036 | 963.404 | 0 | 0 | 0
6126 | 978.9424 | 978.942 | 0 | 0 | 0
6127 | 1391.9465 | 965.988 | 425.958 | 0 | 0
6128 | 1243.5472 | 0 | 1243.547 | 0 | 346.973
6129 | 1089.836 | 0 | 1089.836 | 0 | 1524.092
6130 | 1125.3411 | 0 | 1125.341 | 0 | 1559.365
6131 | 1443.0721 | 0 | 1443.072 | 0 | 1750.817
6132 | 1395.4795 | 0 | 1395.479 | 0 | 1796.808
6133 | 1267.3981 | 0 | 1267.398 | 0 | 1796.808
6134 | 1171.6916 | 0 | 1171.692 | 0 | 311.686
6135 | 1207.4389 | 0 | 1207.439 | 0 | 0
6136 | 1296.1408 | 0 | 1296.141 | 0 | 0
6137 | 1213.9294 | 144.167 | 1069.762 | 0 | 0
6138 | 1030.8817 | 896.176 | 134.706 | 0 | 0
6139 | 1441.0183 | 0 | 0 | 1441.018 | 0
6140 | 967.4928 | 0 | 0 | 967.493 | 0
6141 | 1176.0394 | 0 | 0 | 1176.039 | 0
6142 | 1427.1132 | 0 | 0 | 1427.113 | 0
6143 | 1197.303 | 0 | 0 | 1197.303 | 0
6144 | 1134.3301 | 1134.33 | 0 | 0 | 0
6145 | 1411.5744 | 1411.574 | 0 | 0 | 0
6146 | 1233.2875 | 1233.287 | 0 | 0 | 0
6147 | 1411.5744 | 1411.574 | 0 | 0 | 0
6148 | 1032.9192 | 1032.919 | 0 | 0 | 0
6149 | 981.3959 | 674.646 | 0 | 306.75 | 0
6150 | 1022.2874 | 0 | 0 | 1022.287 | 0
6151 | 1038.644 | 0 | 411.84 | 626.804 | 0
6152 | 236.2455 | 0 | 236.246 | 0 | 1107.665
6153 | 185.3969 | 0 | 185.397 | 0 | 1430.543
6154 | 160.3938 | 0 | 160.394 | 0 | 1796.808
6155 | 207.2309 | 0 | 207.231 | 0 | 1796.808
6156 | 198.151 | 0 | 198.151 | 0 | 1796.808
6157 | 199.0353 | 0 | 199.035 | 0 | 1157.915
6158 | 150.5308 | 0 | 150.531 | 0 | 0
6159 | 152.6909 | 0 | 152.691 | 0 | 0
6160 | 170.769 | 0 | 170.769 | 0 | 0
6161 | 138.479 | 0 | 138.479 | 0 | 0
6162 | 137.6387 | 0 | 67.067 | 70.572 | 0
6163 | 108.4667 | 0 | 0 | 108.467 | 0
6164 | 0 | 0 | 0 | 0 | 0
6165 | 0 | 0 | 0 | 0 | 0
6166 | 87.5078 | 0 | 0 | 87.508 | 0
6167 | 89.1435 | 0 | 0 | 89.143 | 0
6168 | 92.4148 | 0 | 0 | 92.415 | 0
6169 | 86.69 | 0 | 0 | 86.69 | 0
6170 | 89.1435 | 0 | 0 | 89.143 | 0
6171 | 82.6008 | 0 | 0 | 82.601 | 0
6172 | 88.3256 | 0 | 0 | 88.326 | 0
6173 | 83.4186 | 0 | 0 | 83.419 | 0
6174 | 88.3256 | 0 | 0 | 88.326 | 0
6175 | 70.3334 | 0 | 70.333 | 0 | 326.165
6176 | 96.5407 | 0 | 96.541 | 0 | 749.566
6177 | 784.7098 | 0 | 784.71 | 0 | 0
6178 | 1340.7248 | 0 | 1340.725 | 0 | 0
6179 | 1486.7248 | 0 | 1486.725 | 0 | 0
6180 | 1306.7255 | 0 | 1306.726 | 0 | 0
6181 | 1510.7833 | 0 | 1510.783 | 0 | 0
6182 | 1642.3118 | 0 | 1642.312 | 0 | 0
6183 | 1547.9905 | 0 | 1547.991 | 0 | 0
6184 | 1693.5468 | 0 | 1693.547 | 0 | 0
6185 | 1585.4113 | 604.193 | 981.218 | 0 | 0
6186 | 1638.605 | 1503.026 | 135.579 | 0 | 0
6187 | 1627.7258 | 0 | 0 | 1627.726 | 0
6188 | 1555.5125 | 0 | 0 | 1555.512 | 0
6189 | 1476.183 | 0 | 0 | 1476.183 | 0
6190 | 1661.8303 | 0 | 0 | 1661.83 | 0
6191 | 1613.5784 | 0 | 0 | 1613.578 | 0
6192 | 1260.2759 | 1260.276 | 0 | 0 | 0
6193 | 1171.9502 | 1171.95 | 0 | 0 | 0
6194 | 1521.1636 | 1521.164 | 0 | 0 | 0
6195 | 1377.2255 | 1377.226 | 0 | 0 | 0
6196 | 1270.9077 | 1270.908 | 0 | 0 | 0
6197 | 1565.3264 | 1565.326 | 0 | 0 | 0
6198 | 1360.8689 | 1360.869 | 0 | 0 | 0
6199 | 1170.3146 | 652.517 | 287.819 | 229.978 | 0
6200 | 1033.4007 | 0 | 1033.4 | 0 | 35.059
6201 | 1230.7481 | 0 | 1230.748 | 0 | 647.285
6202 | 1537.052 | 0 | 1537.052 | 0 | 1068.888
6203 | 1548.9034 | 0 | 1548.903 | 0 | 1353.971
6204 | 1590.8468 | 0 | 1590.846 | 0 | 1691.751
6205 | 1238.0554 | 0 | 1238.056 | 0 | 1796.808
6206 | 1441.5264 | 0 | 1441.526 | 0 | 1496.066
6207 | 1346.8708 | 0 | 1346.871 | 0 | 996.721
6208 | 1554.022 | 0 | 1554.022 | 0 | 0
6209 | 1638.7226 | 1044.196 | 594.526 | 0 | 0
6210 | 1543.6519 | 1468.891 | 74.761 | 0 | 0
6211 | 1296.4209 | 0 | 0 | 1296.421 | 0
6212 | 1246.3728 | 0 | 0 | 1246.373 | 0
6213 | 1571.8691 | 0 | 0 | 1571.869 | 0
6214 | 1827.8498 | 31.042 | 0 | 1796.808 | 0
6215 | 1962.7917 | 165.984 | 0 | 1796.808 | 0
6216 | 1447.5589 | 1447.559 | 0 | 0 | 0
6217 | 1347.7837 | 1347.784 | 0 | 0 | 0
6218 | 1417.2992 | 1417.299 | 0 | 0 | 0
6219 | 1479.4543 | 1479.454 | 0 | 0 | 0
6220 | 1595.5861 | 1595.586 | 0 | 0 | 0
6221 | 1610.3071 | 1610.307 | 0 | 0 | 0
6222 | 1157.2293 | 1157.229 | 0 | 0 | 0
6223 | 1109.7952 | 613.238 | 221.568 | 274.989 | 0
6224 | 994.4167 | 0 | 812.876 | 181.54 | 0
6225 | 1024.9954 | 0 | 1024.996 | 0 | 264.635
6226 | 1252.2468 | 0 | 1252.247 | 0 | 1247.665
6227 | 1666.1761 | 0 | 1666.176 | 0 | 1559.014
6228 | 1295.9036 | 0 | 1295.904 | 0 | 1796.808
6229 | 1418.6527 | 0 | 1418.653 | 0 | 1786.295
6230 | 1542.1992 | 0 | 1542.199 | 0 | 1681.773
6231 | 1525.4623 | 0 | 1525.462 | 0 | 750.358
6232 | 1140.3677 | 0 | 1140.368 | 0 | 0
6233 | 1753.2821 | 642.78 | 1110.502 | 0 | 0
6234 | 1615.8908 | 1501.048 | 114.843 | 0 | 0
6235 | 1178.4929 | 0 | 0 | 1178.493 | 0
6236 | 1647.9272 | 0 | 0 | 1647.927 | 0
6237 | 1432.0201 | 0 | 0 | 1432.02 | 0
6238 | 1643.0203 | 0 | 0 | 1643.02 | 0
6239 | 1400.1248 | 0 | 0 | 1400.125 | 0
6240 | 1198.1208 | 1198.121 | 0 | 0 | 0
6241 | 1325.7023 | 1325.702 | 0 | 0 | 0
6242 | 1425.4775 | 1425.478 | 0 | 0 | 0
6243 | 1218.5665 | 1218.567 | 0 | 0 | 0
6244 | 1399.3069 | 1399.307 | 0 | 0 | 0
6245 | 1315.0705 | 1315.07 | 0 | 0 | 0
6246 | 733.5934 | 733.593 | 0 | 0 | 0
6247 | 983.0315 | 262.522 | 443.748 | 276.762 | 0
6248 | 877.8811 | 0 | 877.881 | 0 | 743.005
6249 | 945.2549 | 0 | 945.255 | 0 | 1731.038
6250 | 1289.4335 | 0 | 1289.433 | 0 | 777.818
6251 | 942.1656 | 0 | 942.165 | 0 | 1796.808
6252 | 1192.4164 | 0 | 1192.416 | 0 | 1796.808
6253 | 1457.5078 | 0 | 1457.508 | 0 | 1147.627
6254 | 1298.3816 | 0 | 1298.382 | 0 | 440.775
6255 | 1441.2678 | 700.381 | 740.886 | 0 | 0
6256 | 1536.8077 | 1444.241 | 92.567 | 0 | 0
6257 | 1458.4473 | 1438.635 | 19.812 | 0 | 0
6258 | 1564.8337 | 1564.834 | 0 | 0 | 0
6259 | 1103.6522 | 0 | 0 | 1103.652 | 0
6260 | 1320.7953 | 0 | 0 | 1320.795 | 0
6261 | 1423.8418 | 0 | 0 | 1423.842 | 0
6262 | 1526.8884 | 0 | 0 | 1526.888 | 0
6263 | 1557.9659 | 0 | 0 | 1557.966 | 0
6264 | 1416.4814 | 1416.481 | 0 | 0 | 0
6265 | 1565.3264 | 1565.326 | 0 | 0 | 0
6266 | 1530.9776 | 1530.978 | 0 | 0 | 0
6267 | 1518.7101 | 1518.71 | 0 | 0 | 0
6268 | 1445.1054 | 1445.105 | 0 | 0 | 0
6269 | 1521.9814 | 1521.981 | 0 | 0 | 0
6270 | 1328.1557 | 1328.156 | 0 | 0 | 0
6271 | 1128.6053 | 1128.605 | 0 | 0 | 158.71
6272 | 1388.3388 | 1388.339 | 0 | 0 | 593.994
6273 | 1708.9138 | 1708.914 | 0 | 0 | 1419.261
6274 | 1431.3986 | 585.002 | 846.397 | 0 | 1650.943
6275 | 1533.1581 | 0 | 1533.159 | 0 | 1275.557
6276 | 1365.5684 | 0 | 1365.569 | 0 | 1101.954
6277 | 1628.745 | 0 | 1628.746 | 0 | 1515.418
6278 | 1656.7966 | 1401.185 | 255.611 | 0 | 0
6279 | 1559.5597 | 1397.586 | 161.974 | 0 | 0
6280 | 1548.5916 | 1476.25 | 72.341 | 0 | 0
6281 | 1862.9184 | 1729.232 | 133.686 | 0 | 0
6282 | 1641.6575 | 1632.406 | 9.252 | 0 | 0
6283 | 1998.0095 | 384.837 | 0 | 1613.173 | 0
6284 | 1726.4389 | 0 | 0 | 1726.439 | 0
6285 | 1521.9814 | 0 | 0 | 1521.981 | 0
6286 | 1737.8885 | 0 | 0 | 1737.889 | 0
6287 | 1565.3264 | 0 | 0 | 1565.326 | 0
6288 | 1698.6327 | 1698.633 | 0 | 0 | 0
6289 | 692.7019 | 692.702 | 0 | 0 | 0
6290 | 512.7793 | 512.779 | 0 | 0 | 0
6291 | 606.0119 | 606.012 | 0 | 0 | 0
6292 | 754.857 | 754.857 | 0 | 0 | 0
6293 | 802.2911 | 802.291 | 0 | 0 | 0
6294 | 671.4383 | 671.438 | 0 | 0 | 0
6295 | 609.2833 | 218.671 | 390.612 | 0 | 0
6296 | 469.188 | 132.001 | 337.187 | 0 | 0
6297 | 557.6649 | 0 | 557.665 | 0 | 880.824
6298 | 672.0078 | 0 | 672.008 | 0 | 1701.583
6299 | 802.2369 | 0 | 802.236 | 0 | 1796.808
6300 | 773.4902 | 0 | 773.49 | 0 | 1796.808
6301 | 936.0094 | 0 | 936.009 | 0 | 1796.808
6302 | 851.9365 | 0 | 851.936 | 0 | 1113.717
6303 | 657.248 | 0 | 657.248 | 0 | 0
6304 | 682.6487 | 0 | 682.649 | 0 | 0
6305 | 686.5273 | 435.103 | 251.425 | 0 | 0
6306 | 776.4017 | 752.601 | 23.8 | 0 | 0
6307 | 785.1463 | 0 | 0 | 785.146 | 0
6308 | 546.3104 | 0 | 0 | 546.31 | 0
6309 | 724.5973 | 0 | 0 | 724.597 | 0
6310 | 823.5547 | 0 | 0 | 823.555 | 0
6311 | 729.5043 | 0 | 0 | 729.504 | 0
6312 | 745.043 | 745.043 | 0 | 0 | 0
6313 | 1741.9777 | 1741.978 | 0 | 0 | 0
6314 | 1703.5397 | 1703.54 | 0 | 0 | 0
6315 | 1585.7722 | 1585.772 | 0 | 0 | 0
6316 | 1660.1947 | 1381.152 | 0 | 279.042 | 0
6317 | 1616.0319 | 0 | 0 | 1616.032 | 0
6318 | 1492.5396 | 0 | 0 | 1492.54 | 0
6319 | 1496.6287 | 0 | 328.548 | 1168.081 | 0
6320 | 112.7164 | 0 | 112.716 | 0 | 1019.847
6321 | 91.689 | 0 | 91.689 | 0 | 1288.106
6322 | 0 | 0 | 0 | 0 | 1796.808
6323 | 0 | 0 | 0 | 0 | 1796.808
6324 | 0 | 0 | 0 | 0 | 1796.808
6325 | 0 | 0 | 0 | 0 | 1022.57
6326 | 89.7711 | 0 | 89.771 | 0 | 365.6
6327 | 73.0251 | 0 | 73.025 | 0 | 0
6328 | 78.3215 | 0 | 78.322 | 0 | 0
6329 | 73.0629 | 0 | 73.063 | 0 | 0
6330 | 85.2782 | 0 | 34.774 | 50.504 | 0
6331 | 79.3551 | 0 | 0 | 79.355 | 0
6332 | 88.3256 | 0 | 0 | 88.326 | 0
6333 | 80.9652 | 0 | 0 | 80.965 | 0
6334 | 88.3256 | 0 | 0 | 88.326 | 0
6335 | 80.9652 | 0 | 0 | 80.965 | 0
6336 | 85.8721 | 0 | 0 | 85.872 | 0
6337 | 76.876 | 0 | 0 | 76.876 | 0
6338 | 83.4186 | 0 | 0 | 83.419 | 0
6339 | 77.6938 | 0 | 0 | 77.694 | 0
6340 | 81.783 | 0 | 0 | 81.783 | 0
6341 | 78.5117 | 0 | 0 | 78.512 | 0
6342 | 83.4186 | 0 | 0 | 83.419 | 0
6343 | 68.6977 | 0 | 68.698 | 0 | 279.758
6344 | 80.819 | 0 | 80.819 | 0 | 873.214
6345 | 556.7111 | 0 | 556.711 | 0 | 0
6346 | 1538.6406 | 0 | 1538.641 | 0 | 0
6347 | 1710.5127 | 0 | 1710.512 | 0 | 0
6348 | 1592.0899 | 0 | 1592.09 | 0 | 0
6349 | 1586.6892 | 0 | 1586.69 | 0 | 0
6350 | 1637.1595 | 0 | 1637.16 | 0 | 0
6351 | 1737.0911 | 0 | 1570.164 | 166.927 | 0
6352 | 1235.9792 | 0 | 1235.979 | 0 | 185.772
6353 | 1637.9753 | 942.724 | 695.252 | 0 | 0
6354 | 1283.7711 | 1227.1 | 56.671 | 0 | 0
6355 | 1342.5199 | 0 | 0 | 1342.52 | 0
6356 | 1375.5899 | 0 | 0 | 1375.59 | 0
6357 | 1208.7526 | 0 | 0 | 1208.753 | 0
6358 | 1334.6984 | 0 | 0 | 1334.698 | 0
6359 | 1426.2953 | 0 | 0 | 1426.295 | 0
6360 | 1445.9232 | 1445.923 | 0 | 0 | 0
6361 | 1568.5977 | 1568.598 | 0 | 0 | 0
6362 | 1526.8884 | 1526.888 | 0 | 0 | 0
6363 | 1723.1676 | 1723.168 | 0 | 0 | 0
6364 | 1466.369 | 1466.369 | 0 | 0 | 0
6365 | 1491.7217 | 1491.722 | 0 | 0 | 0
6366 | 1755.8808 | 1755.881 | 0 | 0 | 0
6367 | 1216.9309 | 1216.931 | 0 | 0 | 91.236
6368 | 1615.258 | 1615.258 | 0 | 0 | 359.231
6369 | 1535.5124 | 1535.512 | 0 | 0 | 1074.198
6370 | 1473.9411 | 1473.941 | 0 | 0 | 1134.705
6371 | 1908.6882 | 1683.511 | 225.177 | 0 | 1796.808
6372 | 2013.4594 | 1570.244 | 443.215 | 0 | 1796.808
6373 | 2035.7422 | 1841.202 | 194.54 | 0 | 628.755
6374 | 1841.9829 | 0 | 1841.983 | 0 | 561.119
6375 | 1628.7921 | 442.374 | 1186.419 | 0 | 0
6376 | 1389.4705 | 86.736 | 1302.735 | 0 | 0
6377 | 1931.9585 | 1381.877 | 550.081 | 0 | 0
6378 | 1367.8348 | 1318.297 | 49.538 | 0 | 0
6379 | 1384.0595 | 0 | 0 | 1384.06 | 0
6380 | 1184.2177 | 0 | 0 | 1184.218 | 0
6381 | 1696.1792 | 0 | 0 | 1696.179 | 0
6382 | 1602.9466 | 0 | 0 | 1602.947 | 0
6383 | 1638.9311 | 0 | 0 | 1638.931 | 0
6384 | 1551.4233 | 1551.423 | 0 | 0 | 0
6385 | 1701.0862 | 1701.086 | 0 | 0 | 0
6386 | 1653.652 | 1653.652 | 0 | 0 | 0
6387 | 1684.7296 | 1684.73 | 0 | 0 | 0
6388 | 1203.0278 | 1203.028 | 0 | 0 | 0
6389 | 1548.9698 | 1548.97 | 0 | 0 | 0
6390 | 1546.5163 | 1546.516 | 0 | 0 | 0
6391 | 1351.055 | 1351.055 | 0 | 0 | 57.322
6392 | 1371.2114 | 1371.211 | 0 | 0 | 228.899
6393 | 1665.9839 | 1665.984 | 0 | 0 | 820.105
6394 | 1480.4755 | 1480.476 | 0 | 0 | 1471.32
6395 | 1901.1918 | 1725.383 | 175.809 | 0 | 1796.808
6396 | 1801.945 | 1406.262 | 395.683 | 0 | 1796.808
6397 | 1608.8247 | 1462.827 | 145.997 | 0 | 1796.808
6398 | 1764.516 | 899.161 | 865.355 | 0 | 385.666
6399 | 1869.6654 | 969.837 | 899.829 | 0 | 0
6400 | 1735.3911 | 705.842 | 1029.549 | 0 | 0
6401 | 1870.3575 | 1517.403 | 352.954 | 0 | 0
6402 | 1742.4091 | 1715.986 | 26.423 | 0 | 0
6403 | 1712.774 | 0 | 0 | 1712.774 | 0
6404 | 1736.2529 | 0 | 0 | 1736.253 | 0
6405 | 1571.8691 | 0 | 0 | 1571.869 | 0
6406 | 1566.1442 | 0 | 0 | 1566.144 | 0
6407 | 1353.5085 | 0 | 0 | 1353.508 | 0
6408 | 390.9227 | 390.923 | 0 | 0 | 0
6409 | 403.1901 | 403.19 | 0 | 0 | 0
6410 | 386.8335 | 386.834 | 0 | 0 | 0
6411 | 365.57 | 365.57 | 0 | 0 | 0
6412 | 375.3839 | 375.384 | 0 | 0 | 0
6413 | 388.4692 | 388.469 | 0 | 0 | 0
6414 | 406.4615 | 406.461 | 0 | 0 | 0
6415 | 362.2986 | 362.299 | 0 | 0 | 227.783
6416 | 452.8416 | 452.842 | 0 | 0 | 823.006
6417 | 1718.3751 | 1718.375 | 0 | 0 | 1431.05
6418 | 1870.1756 | 1162.653 | 707.523 | 0 | 1796.808
6419 | 1892.5228 | 1129.989 | 762.534 | 0 | 1796.808
6420 | 1967.7386 | 336.644 | 1631.095 | 0 | 172.166
6421 | 1715.3512 | 0 | 1715.352 | 0 | 1110.581
6422 | 1757.0441 | 0 | 1757.044 | 0 | 654.658
6423 | 1950.1113 | 896.303 | 1053.809 | 0 | 0
6424 | 1726.1516 | 271.8 | 1454.352 | 0 | 0
6425 | 2137.608 | 1144.504 | 993.104 | 0 | 0
6426 | 1644.1407 | 1572.717 | 71.424 | 0 | 0
6427 | 1812.7762 | 15.968 | 0 | 1796.808 | 0
6428 | 1637.2954 | 0 | 0 | 1637.295 | 0
6429 | 1228.3805 | 0 | 0 | 1228.38 | 0
6430 | 1411.5744 | 0 | 0 | 1411.574 | 0
6431 | 1350.2371 | 0 | 0 | 1350.237 | 0
6432 | 369.6591 | 369.659 | 0 | 0 | 0
6433 | 112.8605 | 112.861 | 0 | 0 | 0
6434 | 119.4032 | 119.403 | 0 | 0 | 0
6435 | 113.6784 | 113.678 | 0 | 0 | 0
6436 | 116.1318 | 116.132 | 0 | 0 | 0
6437 | 112.8605 | 112.861 | 0 | 0 | 0
6438 | 116.9497 | 116.95 | 0 | 0 | 0
6439 | 100.5931 | 0 | 100.593 | 0 | 142.639
6440 | 225.1445 | 0 | 225.144 | 0 | 698.502
6441 | 1240.0192 | 0 | 1240.02 | 0 | 1342.216
6442 | 1266.4219 | 0 | 1266.422 | 0 | 1796.808
6443 | 1701.8192 | 0 | 1701.819 | 0 | 1796.808
6444 | 1591.6166 | 0 | 1591.617 | 0 | 1796.808
6445 | 1439.8744 | 0 | 1439.874 | 0 | 1512.766
6446 | 1622.9691 | 0 | 1622.969 | 0 | 0
6447 | 1764.8544 | 0 | 1764.854 | 0 | 0
6448 | 1749.6223 | 0 | 1749.622 | 0 | 0
6449 | 1578.746 | 701.851 | 876.895 | 0 | 0
6450 | 1433.9206 | 1386.45 | 47.47 | 0 | 0
6451 | 1471.9558 | 0 | 0 | 1471.956 | 0
6452 | 1491.7217 | 0 | 0 | 1491.722 | 0
6453 | 1544.0628 | 0 | 0 | 1544.063 | 0
6454 | 1414.8457 | 0 | 0 | 1414.846 | 0
6455 | 1431.2023 | 0 | 0 | 1431.202 | 0
6456 | 482.5196 | 482.52 | 0 | 0 | 0
6457 | 426.0894 | 426.089 | 0 | 0 | 0
6458 | 399.101 | 399.101 | 0 | 0 | 0
6459 | 440.8103 | 440.81 | 0 | 0 | 0
6460 | 390.1049 | 390.105 | 0 | 0 | 0
6461 | 392.5583 | 392.558 | 0 | 0 | 0
6462 | 495.6049 | 495.605 | 0 | 0 | 0
6463 | 433.4498 | 433.45 | 0 | 0 | 302.175
6464 | 442.7905 | 442.79 | 0 | 0 | 1049.979
6465 | 1681.4818 | 790.043 | 891.439 | 0 | 1796.808
6466 | 1826.7294 | 1686.482 | 140.247 | 0 | 1796.808
6467 | 1832.1434 | 780.768 | 1051.375 | 0 | 790.904
6468 | 1642.4999 | 0 | 1642.5 | 0 | 419.143
6469 | 1936.4576 | 946.73 | 989.727 | 0 | 0
6470 | 1870.011 | 0 | 1870.011 | 0 | 203.818
6471 | 1945.9424 | 0 | 1945.942 | 0 | 554.525
6472 | 1509.5259 | 147.616 | 1361.91 | 0 | 0
6473 | 1569.9972 | 1036.351 | 533.646 | 0 | 0
6474 | 1518.9095 | 1482.657 | 36.253 | 0 | 0
6475 | 1387.3227 | 0 | 0 | 1387.323 | 0
6476 | 1625.028 | 0 | 0 | 1625.028 | 0
6477 | 1559.6016 | 0 | 0 | 1559.602 | 0
6478 | 1286.4464 | 0 | 0 | 1286.446 | 0
6479 | 1165.4076 | 0 | 0 | 1165.408 | 0
6480 | 1319.1596 | 1319.16 | 0 | 0 | 0
6481 | 1503.1713 | 1503.171 | 0 | 0 | 0
6482 | 924.9656 | 924.966 | 0 | 0 | 0
6483 | 1193.2138 | 1193.214 | 0 | 0 | 0
6484 | 1166.2254 | 1166.225 | 0 | 0 | 0
6485 | 1228.3805 | 1228.38 | 0 | 0 | 0
6486 | 1238.1945 | 1238.194 | 0 | 0 | 0
6487 | 1037.0083 | 937.7 | 99.309 | 0 | 0
6488 | 344.9167 | 0 | 344.917 | 0 | 39.089
6489 | 280.4042 | 0 | 280.404 | 0 | 477.682
6490 | 270.3306 | 0 | 270.331 | 0 | 810.434
6491 | 287.6502 | 0 | 287.65 | 0 | 1718.987
6492 | 303.9311 | 0 | 303.931 | 0 | 1796.808
6493 | 295.44 | 0 | 295.44 | 0 | 1755.756
6494 | 282.4089 | 0 | 282.409 | 0 | 1796.808
6495 | 273.0489 | 0 | 273.049 | 0 | 690.983
6496 | 209.159 | 0 | 209.159 | 0 | 0
6497 | 292.731 | 0 | 257.475 | 35.256 | 0
6498 | 235.0545 | 0 | 13.88 | 221.174 | 0
6499 | 209.7018 | 0 | 0 | 209.702 | 0
6500 | 305.8684 | 0 | 0 | 305.868 | 0
6501 | 293.6009 | 0 | 0 | 293.601 | 0
6502 | 298.5079 | 0 | 0 | 298.508 | 0
6503 | 235.535 | 0 | 0 | 235.535 | 0
6504 | 168.473 | 0 | 0 | 168.473 | 0
6505 | 199.5505 | 0 | 0 | 199.55 | 0
6506 | 243.7133 | 0 | 0 | 243.713 | 0
6507 | 191.3722 | 0 | 0 | 191.372 | 0
6508 | 152.1164 | 0 | 0 | 152.116 | 0
6509 | 135.7598 | 0 | 0 | 135.76 | 0
6510 | 197.097 | 0 | 0 | 197.097 | 0
6511 | 122.6745 | 0 | 122.674 | 0 | 121.306
6512 | 195.7169 | 0 | 195.717 | 0 | 681.093
6513 | 885.4685 | 0 | 885.468 | 0 | 821.192
6514 | 1487.9546 | 0 | 1487.954 | 0 | 1023.702
6515 | 1782.3192 | 0 | 1182.759 | 599.56 | 0
6516 | 1685.3849 | 0 | 1685.385 | 0 | 1233.68
6517 | 1718.2943 | 0 | 1718.295 | 0 | 0
6518 | 1671.8876 | 0 | 1671.887 | 0 | 0
6519 | 1697.546 | 0 | 1697.546 | 0 | 0
6520 | 1755.8511 | 733.667 | 1022.184 | 0 | 0
6521 | 1623.5477 | 1392.111 | 231.437 | 0 | 0
6522 | 1905.103 | 1894.429 | 10.674 | 0 | 0
6523 | 1574.8582 | 0 | 0 | 1574.858 | 0
6524 | 1257.8224 | 0 | 0 | 1257.822 | 0
6525 | 1468.0047 | 0 | 0 | 1468.005 | 0
6526 | 1599.6753 | 0 | 0 | 1599.675 | 0
6527 | 1683.9117 | 0 | 0 | 1683.912 | 0
6528 | 1453.2837 | 1453.284 | 0 | 0 | 0
6529 | 1407.4852 | 1407.485 | 0 | 0 | 0
6530 | 1535.8845 | 1535.885 | 0 | 0 | 0
6531 | 1660.1947 | 1660.195 | 0 | 0 | 0
6532 | 1321.6131 | 1321.613 | 0 | 0 | 0
6533 | 1273.3611 | 1273.361 | 0 | 0 | 0
6534 | 1310.1635 | 1310.163 | 0 | 0 | 0
6535 | 1068.0858 | 1068.086 | 0 | 0 | 0
6536 | 1296.3319 | 1296.332 | 0 | 0 | 40.468
6537 | 1701.5656 | 1701.566 | 0 | 0 | 121.931
6538 | 1384.2118 | 802.954 | 581.258 | 0 | 1796.808
6539 | 1713.281 | 435.723 | 1277.559 | 0 | 1773.092
6540 | 1435.638 | 0 | 1435.638 | 0 | 914.713
6541 | 1436.8198 | 0 | 1436.82 | 0 | 1114.432
6542 | 1416.2125 | 0 | 1416.213 | 0 | 1197.33
6543 | 1458.112 | 0 | 1458.112 | 0 | 1117.473
6544 | 1580.7302 | 0 | 1580.73 | 0 | 95.79
6545 | 1546.2679 | 1088.164 | 458.104 | 0 | 0
6546 | 1753.4948 | 1729.774 | 23.721 | 0 | 0
6547 | 1580.4767 | 0 | 0 | 1580.477 | 0
6548 | 1247.1906 | 0 | 0 | 1247.191 | 0
6549 | 1584.9543 | 0 | 0 | 1584.954 | 0
6550 | 1818.0358 | 21.228 | 0 | 1796.808 | 0
6551 | 1714.1715 | 0 | 0 | 1714.171 | 0
6552 | 1513.8031 | 1513.803 | 0 | 0 | 0
6553 | 1295.9329 | 1295.933 | 0 | 0 | 0
6554 | 1429.5663 | 1429.566 | 0 | 0 | 0
6555 | 1403.1504 | 1403.15 | 0 | 0 | 0
6556 | 223.7582 | 223.758 | 0 | 0 | 0
6557 | 344.1836 | 344.184 | 0 | 0 | 0
6558 | 855.4089 | 855.409 | 0 | 0 | 0
6559 | 1351.1431 | 1014.347 | 336.796 | 0 | 0
6560 | 1327.7543 | 0 | 1327.754 | 0 | 189.614
6561 | 1082.8362 | 0 | 1082.837 | 0 | 362.581
6562 | 962.5079 | 0 | 962.508 | 0 | 1796.808
6563 | 1672.8606 | 0 | 1672.861 | 0 | 1796.808
6564 | 1223.3853 | 0 | 1223.386 | 0 | 1544.267
6565 | 988.9209 | 0 | 988.921 | 0 | 1796.808
6566 | 879.0094 | 0 | 879.009 | 0 | 1599.661
6567 | 1120.1603 | 0 | 1120.16 | 0 | 0
6568 | 1590.8052 | 0 | 1590.806 | 0 | 0
6569 | 1557.5416 | 977.949 | 579.592 | 0 | 0
6570 | 1465.6696 | 1443.552 | 22.118 | 0 | 0
6571 | 966.144 | 0 | 0 | 966.144 | 0
6572 | 1198.0387 | 0 | 0 | 1198.039 | 0
6573 | 1423.3507 | 0 | 0 | 1423.351 | 0
6574 | 1421.0199 | 0 | 0 | 1421.02 | 0
6575 | 1225.2315 | 0 | 0 | 1225.232 | 0
6576 | 1382.173 | 1382.173 | 0 | 0 | 0
6577 | 1511.9217 | 1511.922 | 0 | 0 | 0
6578 | 1197.2617 | 1197.262 | 0 | 0 | 0
6579 | 1518.9141 | 1518.914 | 0 | 0 | 0
6580 | 1238.4395 | 1238.439 | 0 | 0 | 0
6581 | 1274.9556 | 1274.956 | 0 | 0 | 0
6582 | 1134.3297 | 1134.33 | 0 | 0 | 0
6583 | 1236.1086 | 778.282 | 197.609 | 260.218 | 0
6584 | 895.8243 | 0 | 798.158 | 97.667 | 0
6585 | 1078.1882 | 0 | 1029.391 | 48.797 | 0
6586 | 1521.983 | 0 | 1521.983 | 0 | 239.813
6587 | 1177.4916 | 0 | 1177.491 | 0 | 1138.845
6588 | 1060.1419 | 0 | 1060.142 | 0 | 1290.158
6589 | 943.5293 | 0 | 943.529 | 0 | 1663.266
6590 | 1025.0301 | 0 | 1025.03 | 0 | 1606.285
6591 | 930.0669 | 0 | 930.067 | 0 | 1361.455
6592 | 968.8011 | 0 | 968.801 | 0 | 90.299
6593 | 1132.6778 | 1047.295 | 85.383 | 0 | 0
6594 | 1010.9393 | 1010.939 | 0 | 0 | 0
6595 | 1250.7879 | 0 | 0 | 1250.788 | 0
6596 | 1191.8232 | 0 | 0 | 1191.823 | 0
6597 | 1114.1294 | 0 | 0 | 1114.129 | 0
6598 | 1338.6645 | 0 | 0 | 1338.664 | 0
6599 | 1141.3222 | 0 | 0 | 1141.322 | 0
6600 | 156.1646 | 156.165 | 0 | 0 | 0
6601 | 101.7789 | 101.779 | 0 | 0 | 0
6602 | 103.3328 | 103.333 | 0 | 0 | 0
6603 | 99.4481 | 99.448 | 0 | 0 | 0
6604 | 104.8867 | 104.887 | 0 | 0 | 0
6605 | 98.6711 | 98.671 | 0 | 0 | 0
6606 | 101.002 | 101.002 | 0 | 0 | 0
6607 | 84.2832 | 84.283 | 0 | 0 | 3.79
6608 | 99.5365 | 99.536 | 0 | 0 | 52.83
6609 | 1023.3432 | 1023.343 | 0 | 0 | 151.255
6610 | 1312.2971 | 1312.297 | 0 | 0 | 321.443
6611 | 985.1178 | 985.118 | 0 | 0 | 1412.609
6612 | 1098.0768 | 954.385 | 143.692 | 0 | 1796.808
6613 | 1289.3435 | 740.78 | 548.563 | 0 | 1796.808
6614 | 1274.6729 | 567.332 | 707.341 | 0 | 825.93
6615 | 1148.4205 | 716.089 | 432.332 | 0 | 0
6616 | 1234.0498 | 993.027 | 241.023 | 0 | 0
6617 | 1363.2866 | 1217.624 | 145.663 | 0 | 0
6618 | 1689.6706 | 1689.671 | 0 | 0 | 0
6619 | 1542.9749 | 0 | 0 | 1542.975 | 0
6620 | 1457.536 | 0 | 0 | 1457.536 | 0
6621 | 1491.7213 | 0 | 0 | 1491.721 | 0
6622 | 1543.7762 | 0 | 0 | 1543.776 | 0
6623 | 1860.7669 | 63.959 | 0 | 1796.808 | 0
6624 | 186.4652 | 186.465 | 0 | 0 | 0
6625 | 104.1097 | 104.11 | 0 | 0 | 0
6626 | 112.656 | 112.656 | 0 | 0 | 0
6627 | 107.2175 | 107.217 | 0 | 0 | 0
6628 | 107.2175 | 107.217 | 0 | 0 | 0
6629 | 104.8867 | 104.887 | 0 | 0 | 0
6630 | 107.2175 | 107.217 | 0 | 0 | 0
6631 | 100.2454 | 0 | 100.245 | 0 | 360.074
6632 | 123.1185 | 0 | 123.118 | 0 | 1319.325
6633 | 971.1397 | 0 | 971.14 | 0 | 782.883
6634 | 1916.0218 | 0 | 1916.021 | 0 | 210.116
6635 | 1454.101 | 0 | 1454.101 | 0 | 1361.424
6636 | 1405.6336 | 0 | 1405.634 | 0 | 1543.187
6637 | 1449.3753 | 0 | 1449.375 | 0 | 1796.808
6638 | 1617.9573 | 0 | 1617.957 | 0 | 1147.781
6639 | 1296.6671 | 0 | 1296.667 | 0 | 310.044
6640 | 1542.1261 | 919.919 | 622.208 | 0 | 0
6641 | 1368.5009 | 877.011 | 491.49 | 0 | 0
6642 | 1900.383 | 1889.721 | 10.662 | 0 | 0
6643 | 1656.3215 | 0 | 0 | 1656.321 | 0
6644 | 1599.7157 | 0 | 0 | 1599.716 | 0
6645 | 1535.2298 | 0 | 0 | 1535.23 | 0
6646 | 1731.7952 | 0 | 0 | 1731.795 | 0
6647 | 1424.1277 | 0 | 0 | 1424.128 | 0
6648 | 1595.0541 | 1595.054 | 0 | 0 | 0
6649 | 1460.6438 | 1460.644 | 0 | 0 | 0
6650 | 1355.7571 | 1355.757 | 0 | 0 | 0
6651 | 1222.1238 | 1222.124 | 0 | 0 | 0
6652 | 1309.9178 | 1309.918 | 0 | 0 | 0
6653 | 1102.4753 | 1102.475 | 0 | 0 | 0
6654 | 1162.2995 | 1162.3 | 0 | 0 | 0
6655 | 1174.1449 | 712.194 | 461.951 | 0 | 0
6656 | 224.0097 | 0 | 224.01 | 0 | 1147.871
6657 | 279.8454 | 0 | 279.846 | 0 | 1412.855
6658 | 322.6469 | 0 | 322.647 | 0 | 1796.808
6659 | 279.4598 | 0 | 279.459 | 0 | 1796.808
6660 | 226.3163 | 0 | 226.316 | 0 | 1796.808
6661 | 249.9566 | 0 | 249.956 | 0 | 1135.397
6662 | 247.4402 | 0 | 247.44 | 0 | 0
6663 | 268.3642 | 0 | 268.364 | 0 | 0
6664 | 198.7923 | 0 | 198.793 | 0 | 0
6665 | 292.6697 | 0 | 81.502 | 211.167 | 0
6666 | 221.6323 | 0 | 0 | 221.632 | 0
6667 | 210.0695 | 0 | 0 | 210.07 | 0
6668 | 235.4123 | 0 | 0 | 235.412 | 0
6669 | 195.0115 | 0 | 0 | 195.011 | 0
6670 | 287.4671 | 0 | 0 | 287.467 | 0
6671 | 260.2743 | 0 | 0 | 260.274 | 0
6672 | 282.8055 | 0 | 0 | 282.805 | 0
6673 | 230.7506 | 0 | 0 | 230.751 | 0
6674 | 185.6882 | 0 | 0 | 185.688 | 0
6675 | 236.1892 | 0 | 0 | 236.189 | 0
6676 | 198.1192 | 0 | 0 | 198.119 | 0
6677 | 229.1968 | 0 | 0 | 229.197 | 0
6678 | 285.1363 | 0 | 0 | 285.136 | 0
6679 | 164.7109 | 0 | 164.711 | 0 | 307.33
6680 | 199.3876 | 0 | 199.387 | 0 | 1330.173
6681 | 1165.9822 | 0 | 1165.983 | 0 | 691.349
6682 | 1779.2506 | 0 | 1779.251 | 0 | 1016.117
6683 | 1668.8448 | 0 | 1668.845 | 0 | 292.985
6684 | 1306.7683 | 0 | 1306.768 | 0 | 0
6685 | 1367.4141 | 0 | 1367.414 | 0 | 0
6686 | 1211.3632 | 0 | 1211.363 | 0 | 0
6687 | 1187.0499 | 1025.535 | 161.515 | 0 | 0
6688 | 1289.3338 | 1008.976 | 280.358 | 0 | 0
6689 | 1473.5876 | 1297.586 | 176.001 | 0 | 0
6690 | 1450.7679 | 1449.742 | 1.025 | 0 | 0
6691 | 1377.5454 | 0 | 0 | 1377.545 | 0
6692 | 1000.6964 | 0 | 0 | 1000.696 | 0
6693 | 1480.0672 | 0 | 0 | 1480.067 | 0
6694 | 1346.4339 | 0 | 0 | 1346.434 | 0
6695 | 1285.8327 | 0 | 0 | 1285.833 | 0
6696 | 1184.8307 | 1120.035 | 0 | 64.796 | 0
6697 | 1309.9178 | 1309.918 | 0 | 0 | 0
6698 | 1500.2676 | 1500.268 | 0 | 0 | 0
6699 | 1316.9102 | 1316.91 | 0 | 0 | 0
6700 | 1187.9385 | 1187.938 | 0 | 0 | 0
6701 | 966.5111 | 966.511 | 0 | 0 | 0
6702 | 1231.447 | 1231.447 | 0 | 0 | 0
6703 | 1040.3999 | 0 | 409.398 | 631.001 | 0
6704 | 1049.4094 | 0 | 1049.409 | 0 | 210.019
6705 | 1392.0499 | 0 | 1392.05 | 0 | 671.417
6706 | 1491.899 | 0 | 1491.899 | 0 | 1171.731
6707 | 1479.7011 | 0 | 1479.701 | 0 | 1250.22
6708 | 1376.6976 | 0 | 1376.697 | 0 | 1796.808
6709 | 1804.4341 | 0 | 1804.434 | 0 | 1352.341
6710 | 1768.6143 | 0 | 1768.615 | 0 | 1303.077
6711 | 1995.8376 | 0 | 1995.837 | 0 | 88.416
6712 | 1636.7689 | 0 | 1636.769 | 0 | 153.626
6713 | 1880.17 | 1614.338 | 265.832 | 0 | 0
6714 | 1605.2708 | 1605.271 | 0 | 0 | 0
6715 | 1176.8108 | 0 | 0 | 1176.811 | 0
6716 | 1179.3922 | 0 | 0 | 1179.392 | 0
6717 | 1017.789 | 0 | 0 | 1017.789 | 0
6718 | 1282.7249 | 0 | 0 | 1282.725 | 0
6719 | 1643.2243 | 0 | 0 | 1643.224 | 0
6720 | 1414.8044 | 1414.804 | 0 | 0 | 0
6721 | 1612.9237 | 1612.924 | 0 | 0 | 0
6722 | 1513.4756 | 1513.476 | 0 | 0 | 0
6723 | 1312.2486 | 1312.249 | 0 | 0 | 0
6724 | 926.8872 | 926.887 | 0 | 0 | 0
6725 | 1116.4602 | 1116.46 | 0 | 0 | 0
6726 | 923.0026 | 923.003 | 0 | 0 | 0
6727 | 974.5728 | 974.573 | 0 | 0 | 0
6728 | 1109.3055 | 1109.306 | 0 | 0 | 101.558
6729 | 1453.1366 | 1453.137 | 0 | 0 | 413.783
6730 | 1636.4299 | 1636.43 | 0 | 0 | 403.693
6731 | 1700.6594 | 1700.659 | 0 | 0 | 395.331
6732 | 1576.4513 | 1576.451 | 0 | 0 | 700.469
6733 | 1782.2292 | 1782.229 | 0 | 0 | 1606.864
6734 | 1708.3705 | 914.416 | 793.954 | 0 | 1796.808
6735 | 1688.8665 | 281.012 | 1407.854 | 0 | 1167.379
6736 | 1513.6533 | 0 | 1513.653 | 0 | 425.266
6737 | 1543.6956 | 732.315 | 811.381 | 0 | 0
6738 | 1589.396 | 1557.115 | 32.281 | 0 | 0
6739 | 1404.3944 | 0 | 0 | 1404.394 | 0
6740 | 1464.5285 | 0 | 0 | 1464.528 | 0
6741 | 1266.4092 | 0 | 0 | 1266.409 | 0
6742 | 1237.6625 | 0 | 0 | 1237.663 | 0
6743 | 1469.1901 | 0 | 0 | 1469.19 | 0
6744 | 1402.3734 | 1402.373 | 0 | 0 | 0
6745 | 1487.8366 | 1487.837 | 0 | 0 | 0
6746 | 1173.9536 | 1173.954 | 0 | 0 | 0
6747 | 1220.5699 | 1220.57 | 0 | 0 | 0
6748 | 1091.5981 | 1091.598 | 0 | 0 | 0
6749 | 1039.5433 | 1039.543 | 0 | 0 | 0
6750 | 1033.3278 | 1033.328 | 0 | 0 | 0
6751 | 1125.2328 | 1125.233 | 0 | 0 | 330.797
6752 | 1299.0474 | 1299.047 | 0 | 0 | 918.655
6753 | 1556.2421 | 857.951 | 698.292 | 0 | 686.801
6754 | 1612.0778 | 869.611 | 742.467 | 0 | 0
6755 | 0 | 0 | 0 | 0 | 1796.808
6756 | 1493.2053 | 0 | 1493.205 | 0 | 1383.688
6757 | 1246.7915 | 0 | 1246.791 | 0 | 1484.705
6758 | 1561.9623 | 0 | 1561.962 | 0 | 996.088
6759 | 1551.8563 | 173.489 | 1378.368 | 0 | 0
6760 | 1685.1478 | 281.212 | 1403.936 | 0 | 0
6761 | 1491.6931 | 819.987 | 671.706 | 0 | 0
6762 | 1361.0005 | 1342.509 | 18.492 | 0 | 0
6763 | 1278.8742 | 0 | 0 | 1278.874 | 0
6764 | 1114.9063 | 0 | 0 | 1114.906 | 0
6765 | 1342.5492 | 0 | 0 | 1342.549 | 0
6766 | 1593.5002 | 0 | 0 | 1593.5 | 0
6767 | 1337.8875 | 0 | 0 | 1337.888 | 0
6768 | 1203.4772 | 1203.477 | 0 | 0 | 0
6769 | 923.0026 | 923.003 | 0 | 0 | 0
6770 | 1208.9158 | 1208.916 | 0 | 0 | 0
6771 | 935.4336 | 935.434 | 0 | 0 | 0
6772 | 835.9855 | 835.985 | 0 | 0 | 0
6773 | 948.6415 | 948.642 | 0 | 0 | 0
6774 | 1023.2276 | 1023.228 | 0 | 0 | 0
6775 | 855.543 | 847.668 | 7.875 | 0 | 0
6776 | 734.4698 | 209.174 | 525.295 | 0 | 0
6777 | 1354.9452 | 0 | 1354.945 | 0 | 780.676
6778 | 1584.1702 | 0 | 1584.17 | 0 | 741.503
6779 | 1585.9435 | 0 | 1585.943 | 0 | 267.315
6780 | 1196.4829 | 0 | 1196.483 | 0 | 855.279
6781 | 1424.9425 | 0 | 1424.942 | 0 | 140.072
6782 | 1249.168 | 0 | 1249.168 | 0 | 443.601
6783 | 1398.008 | 0 | 1398.008 | 0 | 862.643
6784 | 1407.3079 | 0 | 1407.308 | 0 | 313.612
6785 | 1093.0432 | 473.396 | 619.647 | 0 | 0
6786 | 1275.5441 | 1260.146 | 15.399 | 0 | 0
6787 | 1074.0238 | 0 | 0 | 1074.024 | 0
6788 | 1001.4733 | 0 | 0 | 1001.473 | 0
6789 | 1020.8968 | 0 | 0 | 1020.897 | 0
6790 | 1296.7098 | 0 | 0 | 1296.71 | 0
6791 | 1046.5357 | 0 | 0 | 1046.536 | 0
6792 | 1089.2673 | 1089.267 | 0 | 0 | 0
6793 | 1177.0613 | 1177.061 | 0 | 0 | 0
6794 | 1226.0084 | 1226.008 | 0 | 0 | 0
6795 | 1172.3997 | 1172.4 | 0 | 0 | 0
6796 | 942.426 | 942.426 | 0 | 0 | 0
6797 | 939.3183 | 939.318 | 0 | 0 | 0
6798 | 1045.7588 | 1045.759 | 0 | 0 | 0
6799 | 671.3979 | 411.43 | 259.968 | 0 | 0
6800 | 872.0645 | 115.338 | 756.727 | 0 | 0
6801 | 485.7777 | 0 | 485.778 | 0 | 750.887
6802 | 364.5171 | 0 | 364.517 | 0 | 1774.787
6803 | 364.7608 | 0 | 364.76 | 0 | 1796.808
6804 | 378.6719 | 0 | 378.672 | 0 | 1523.79
6805 | 728.4592 | 0 | 728.459 | 0 | 386.966
6806 | 1278.5809 | 0 | 1278.581 | 0 | 154.118
6807 | 1456.5445 | 1240.393 | 216.152 | 0 | 0
6808 | 1463.702 | 1251.584 | 212.118 | 0 | 0
6809 | 1357.0867 | 1329.168 | 27.919 | 0 | 0
6810 | 968.9779 | 968.978 | 0 | 0 | 0
6811 | 859.4179 | 0 | 0 | 859.418 | 0
6812 | 666.613 | 0 | 0 | 666.613 | 0
6813 | 1020.8968 | 0 | 0 | 1020.897 | 0
6814 | 1041.8741 | 0 | 0 | 1041.874 | 0
6815 | 1133.5528 | 0 | 0 | 1133.553 | 0
6816 | 1121.8987 | 1121.899 | 0 | 0 | 0
6817 | 916.0101 | 916.01 | 0 | 0 | 0
6818 | 1391.4963 | 1391.496 | 0 | 0 | 0
6819 | 1013.9043 | 1013.904 | 0 | 0 | 0
6820 | 1124.2295 | 1124.23 | 0 | 0 | 0
6821 | 933.1028 | 933.103 | 0 | 0 | 0
6822 | 828.2161 | 828.216 | 0 | 0 | 0
6823 | 1121.5161 | 5.728 | 98.719 | 1017.068 | 0
6824 | 241.5452 | 0 | 241.546 | 0 | 277.059
6825 | 286.4047 | 0 | 286.405 | 0 | 741.224
6826 | 227.0213 | 0 | 227.021 | 0 | 1748.043
6827 | 226.7086 | 0 | 226.708 | 0 | 1796.808
6828 | 265.6099 | 0 | 265.61 | 0 | 1796.808
6829 | 180.5099 | 0 | 180.51 | 0 | 1796.808
6830 | 244.417 | 0 | 244.417 | 0 | 929.797
6831 | 281.7887 | 0 | 153.527 | 128.262 | 0
6832 | 244.5879 | 0 | 109.982 | 134.606 | 0
6833 | 259.577 | 0 | 259.577 | 0 | 151.77
6834 | 261.3999 | 0 | 1.909 | 259.491 | 0
6835 | 181.0159 | 0 | 0 | 181.016 | 0
6836 | 341.8528 | 0 | 0 | 341.853 | 0
6837 | 203.5578 | 0 | 0 | 203.558 | 0
6838 | 261.8282 | 0 | 0 | 261.828 | 0
6839 | 280.4747 | 0 | 0 | 280.475 | 0
6840 | 239.297 | 0 | 0 | 239.297 | 0
6841 | 247.8433 | 0 | 0 | 247.843 | 0
6842 | 213.658 | 0 | 0 | 213.658 | 0
6843 | 278.9208 | 0 | 0 | 278.921 | 0
6844 | 284.3594 | 0 | 0 | 284.359 | 0
6845 | 227.6429 | 0 | 0 | 227.643 | 0
6846 | 224.5351 | 0 | 0 | 224.535 | 0
6847 | 211.1465 | 0 | 211.146 | 0 | 23.673
6848 | 228.4266 | 0 | 228.427 | 0 | 1493.972
6849 | 798.5303 | 0 | 798.53 | 0 | 431.053
6850 | 1189.1388 | 0 | 1189.139 | 0 | 864.708
6851 | 1149.785 | 0 | 1149.785 | 0 | 327.744
6852 | 1049.2511 | 0 | 1049.251 | 0 | 610.374
6853 | 1004.3509 | 0 | 1004.35 | 0 | 0
6854 | 1250.2042 | 0 | 1250.204 | 0 | 0
6855 | 903.8122 | 0 | 903.812 | 0 | 0
6856 | 1265.9984 | 380.905 | 885.093 | 0 | 0
6857 | 1338.141 | 1322.522 | 15.619 | 0 | 0
6858 | 1446.2015 | 1446.201 | 0 | 0 | 0
6859 | 1536.9168 | 0 | 0 | 1536.917 | 0
6860 | 1201.1464 | 0 | 0 | 1201.146 | 0
6861 | 1445.882 | 0 | 0 | 1445.882 | 0
6862 | 1395.381 | 0 | 0 | 1395.381 | 0
6863 | 1485.5058 | 0 | 0 | 1485.506 | 0
6864 | 1257.086 | 1257.086 | 0 | 0 | 0
6865 | 1266.4092 | 1266.409 | 0 | 0 | 0
6866 | 1198.8156 | 1198.816 | 0 | 0 | 0
6867 | 1652.5475 | 1652.548 | 0 | 0 | 0
6868 | 1262.5245 | 1262.525 | 0 | 0 | 0
6869 | 1325.4565 | 1325.457 | 0 | 0 | 0
6870 | 1463.7515 | 1463.752 | 0 | 0 | 0
6871 | 1647.1089 | 1647.109 | 0 | 0 | 496.413
6872 | 1347.642 | 1347.642 | 0 | 0 | 1246.857
6873 | 1537.3752 | 1537.375 | 0 | 0 | 1406.117
6874 | 2055.2559 | 616.821 | 1438.435 | 0 | 960.089
6875 | 1950.1673 | 0 | 1950.167 | 0 | 526.335
6876 | 1632.9415 | 0 | 1632.942 | 0 | 952.846
6877 | 1578.9248 | 0 | 1578.925 | 0 | 906.506
6878 | 1500.0918 | 0 | 1500.091 | 0 | 940.94
6879 | 1560.4337 | 0 | 1560.433 | 0 | 426.29
6880 | 1354.9627 | 343.004 | 1011.958 | 0 | 0
6881 | 1401.9869 | 848.54 | 553.447 | 0 | 0
6882 | 1511.5332 | 1511.533 | 0 | 0 | 0
6883 | 1511.2516 | 0 | 0 | 1511.252 | 0
6884 | 1042.651 | 0 | 0 | 1042.651 | 0
6885 | 1417.1352 | 0 | 0 | 1417.135 | 0
6886 | 1734.126 | 0 | 0 | 1734.126 | 0
6887 | 1786.9578 | 0 | 0 | 1786.958 | 0
6888 | 1498.7138 | 1498.714 | 0 | 0 | 0
6889 | 1306.0331 | 1306.033 | 0 | 0 | 0
6890 | 1539.8915 | 1539.891 | 0 | 0 | 0
6891 | 1354.9802 | 1354.98 | 0 | 0 | 0
6892 | 1587.2847 | 1587.285 | 0 | 0 | 0
6893 | 1386.8347 | 1386.835 | 0 | 0 | 0
6894 | 1682.8481 | 1682.848 | 0 | 0 | 0
6895 | 1314.5969 | 1314.597 | 0 | 0 | 316.826
6896 | 1491.5815 | 1491.581 | 0 | 0 | 1028.048
6897 | 1238.8415 | 1233.422 | 5.419 | 0 | 1556.723
6898 | 1931.0148 | 0 | 1931.014 | 0 | 483.775
6899 | 1849.8422 | 0 | 1849.842 | 0 | 254.597
6900 | 1624.0727 | 0 | 1624.073 | 0 | 1796.808
6901 | 1805.6859 | 0 | 1805.686 | 0 | 1038.064
6902 | 1579.4376 | 0 | 1579.438 | 0 | 1174.346
6903 | 1451.8731 | 0 | 1451.873 | 0 | 688.734
6904 | 1128.7455 | 499.218 | 629.527 | 0 | 0
6905 | 1228.0848 | 1129.246 | 98.838 | 0 | 0
6906 | 1434.2978 | 1434.298 | 0 | 0 | 0
6907 | 1492.2516 | 0 | 0 | 1492.252 | 0
6908 | 1240.7703 | 0 | 0 | 1240.77 | 0
6909 | 1418.6891 | 0 | 0 | 1418.689 | 0
6910 | 1613.7006 | 0 | 0 | 1613.701 | 0
6911 | 1366.6343 | 0 | 0 | 1366.634 | 0
6912 | 1386.8347 | 1386.835 | 0 | 0 | 0
6913 | 1509.5909 | 1509.591 | 0 | 0 | 0
6914 | 1275.7325 | 1275.732 | 0 | 0 | 0
6915 | 1501.8215 | 1501.822 | 0 | 0 | 0
6916 | 1306.0331 | 1306.033 | 0 | 0 | 0
6917 | 1323.1257 | 1323.126 | 0 | 0 | 0
6918 | 1096.2598 | 1096.26 | 0 | 0 | 0
6919 | 1443.5696 | 1443.57 | 0 | 0 | 197.864
6920 | 1285.1606 | 1285.161 | 0 | 0 | 780.521
6921 | 1191.5872 | 1191.587 | 0 | 0 | 1508.026
6922 | 1744.2447 | 1345.822 | 398.423 | 0 | 1117.144
6923 | 1620.4415 | 0 | 1620.441 | 0 | 501.923
6924 | 1876.2766 | 0 | 1876.277 | 0 | 985.665
6925 | 1620.8484 | 0 | 1620.849 | 0 | 1645.03
6926 | 1712.8476 | 0 | 1712.848 | 0 | 656.811
6927 | 1534.4519 | 0 | 1534.451 | 0 | 544.21
6928 | 1664.7066 | 1376.599 | 288.108 | 0 | 0
6929 | 1575.5306 | 1510.192 | 65.339 | 0 | 0
6930 | 1789.0993 | 1789.099 | 0 | 0 | 0
6931 | 1655.2046 | 188.908 | 0 | 1466.297 | 0
6932 | 1494.8291 | 0 | 0 | 1494.829 | 0
6933 | 1709.264 | 0 | 0 | 1709.264 | 0
6934 | 1697.6099 | 0 | 0 | 1697.61 | 0
6935 | 1894.9522 | 98.144 | 0 | 1796.808 | 0
6936 | 1490.1674 | 1490.167 | 0 | 0 | 0
6937 | 1436.5587 | 1436.559 | 0 | 0 | 0
6938 | 1714.7026 | 1714.703 | 0 | 0 | 0
6939 | 1420.243 | 1420.243 | 0 | 0 | 0
6940 | 1859.99 | 1859.99 | 0 | 0 | 0
6941 | 1577.9614 | 1577.961 | 0 | 0 | 0
6942 | 1522.7988 | 1522.799 | 0 | 0 | 0
6943 | 1380.6823 | 1380.682 | 0 | 0 | 364.483
6944 | 1445.3682 | 874.647 | 570.721 | 0 | 621.255
6945 | 1443.6317 | 0 | 1443.632 | 0 | 688.143
6946 | 1751.3527 | 0 | 1751.353 | 0 | 1236.984
6947 | 1975.004 | 0 | 1975.004 | 0 | 709.413
6948 | 1647.8616 | 0 | 1647.862 | 0 | 1764.836
6949 | 1546.6392 | 0 | 1546.639 | 0 | 1567.894
6950 | 1415.4066 | 0 | 1415.406 | 0 | 1420.452
6951 | 1594.654 | 0 | 1594.654 | 0 | 713.088
6952 | 1899.5274 | 1116.474 | 783.054 | 0 | 0
6953 | 1653.7527 | 1436.428 | 217.325 | 0 | 0
6954 | 1424.522 | 1424.522 | 0 | 0 | 0
6955 | 1615.5546 | 0 | 0 | 1615.555 | 0
6956 | 1257.086 | 0 | 0 | 1257.086 | 0
6957 | 1328.5643 | 0 | 0 | 1328.564 | 0
6958 | 1113.3524 | 0 | 0 | 1113.352 | 0
6959 | 1417.1352 | 0 | 0 | 1417.135 | 0
6960 | 1232.224 | 1232.224 | 0 | 0 | 0
6961 | 896.5867 | 896.587 | 0 | 0 | 0
6962 | 1312.2486 | 1312.249 | 0 | 0 | 0
6963 | 996.8117 | 996.812 | 0 | 0 | 0
6964 | 1216.6852 | 1216.685 | 0 | 0 | 0
6965 | 1229.1162 | 1229.116 | 0 | 0 | 0
6966 | 891.925 | 891.925 | 0 | 0 | 0
6967 | 1020.5365 | 1020.536 | 0 | 0 | 216.214
6968 | 782.7914 | 46.635 | 736.157 | 0 | 128.507
6969 | 1064.2324 | 205.891 | 858.341 | 0 | 0
6970 | 1233.7118 | 0 | 1233.712 | 0 | 660.49
6971 | 1280.4233 | 0 | 1280.423 | 0 | 915.104
6972 | 1104.2739 | 0 | 1104.274 | 0 | 1064.671
6973 | 1300.3109 | 0 | 1300.311 | 0 | 1480.831
6974 | 1092.2168 | 0 | 1092.217 | 0 | 439.734
6975 | 1134.3734 | 0 | 1134.373 | 0 | 623.576
6976 | 1436.7588 | 542.131 | 894.628 | 0 | 0
6977 | 1263.9143 | 837.168 | 426.746 | 0 | 0
6978 | 1435.7711 | 1435.771 | 0 | 0 | 0
6979 | 1114.3042 | 0 | 0 | 1114.304 | 0
6980 | 986.7115 | 0 | 0 | 986.711 | 0
6981 | 1394.604 | 0 | 0 | 1394.604 | 0
6982 | 1505.7062 | 0 | 0 | 1505.706 | 0
6983 | 1400.0426 | 0 | 0 | 1400.043 | 0
6984 | 1386.8347 | 1386.835 | 0 | 0 | 0
6985 | 1262.5245 | 1262.525 | 0 | 0 | 0
6986 | 1246.9858 | 1246.986 | 0 | 0 | 0
6987 | 1582.6231 | 1582.623 | 0 | 0 | 0
6988 | 1398.4887 | 1398.489 | 0 | 0 | 0
6989 | 1537.5607 | 1537.561 | 0 | 0 | 0
6990 | 1553.8764 | 1553.876 | 0 | 0 | 0
6991 | 1107.5098 | 703.018 | 404.492 | 0 | 0
6992 | 198.9214 | 0 | 198.921 | 0 | 978.982
6993 | 298.2132 | 0 | 298.213 | 0 | 1796.808
6994 | 304.1927 | 0 | 304.192 | 0 | 1751.224
6995 | 345.2975 | 0 | 345.298 | 0 | 1750.564
6996 | 302.5368 | 0 | 302.537 | 0 | 1796.808
6997 | 291.076 | 0 | 291.075 | 0 | 1012.162
6998 | 306.2603 | 0 | 306.26 | 0 | 0
6999 | 275.21 | 0 | 275.21 | 0 | 0
7000 | 224.034 | 0 | 224.034 | 0 | 0
7001 | 243.4565 | 0 | 243.457 | 0 | 0
7002 | 289.9125 | 0 | 0 | 289.913 | 0
7003 | 248.7805 | 0 | 0 | 248.78 | 0
7004 | 309.2214 | 0 | 0 | 309.221 | 0
7005 | 289.7979 | 0 | 0 | 289.798 | 0
7006 | 230.7506 | 0 | 0 | 230.751 | 0
7007 | 296.7904 | 0 | 0 | 296.79 | 0
7008 | 163.157 | 0 | 0 | 163.157 | 0
7009 | 222.2043 | 0 | 0 | 222.204 | 0
7010 | 219.8735 | 0 | 0 | 219.874 | 0
7011 | 215.2119 | 0 | 0 | 215.212 | 0
7012 | 131.3026 | 0 | 0 | 131.303 | 0
7013 | 144.5105 | 0 | 0 | 144.511 | 0
7014 | 197.3423 | 0 | 0 | 197.342 | 0
7015 | 135.9137 | 0 | 135.914 | 0 | 122.196
7016 | 163.4921 | 0 | 163.492 | 0 | 852.528
7017 | 970.3841 | 0 | 970.384 | 0 | 741.862
7018 | 1153.9649 | 0 | 1153.965 | 0 | 925.886
7019 | 1330.2706 | 0 | 1330.27 | 0 | 650.413
7020 | 1342.4171 | 0 | 1342.417 | 0 | 0
7021 | 1361.5307 | 0 | 1361.53 | 0 | 0
7022 | 1355.7183 | 234.299 | 1121.419 | 0 | 0
7023 | 1394.876 | 558.341 | 836.535 | 0 | 0
7024 | 1538.6163 | 1085.458 | 453.158 | 0 | 0
7025 | 1416.4175 | 1274.834 | 141.584 | 0 | 0
7026 | 1352.2386 | 1352.239 | 0 | 0 | 0
7027 | 1554.2017 | 0 | 0 | 1554.202 | 0
7028 | 1215.1313 | 0 | 0 | 1215.131 | 0
7029 | 895.0328 | 0 | 0 | 895.033 | 0
7030 | 1180.946 | 0 | 0 | 1180.946 | 0
7031 | 1267.9631 | 0 | 0 | 1267.963 | 0
7032 | 849.9704 | 849.97 | 0 | 0 | 0
7033 | 1104.8061 | 1104.806 | 0 | 0 | 0
7034 | 738.0913 | 738.091 | 0 | 0 | 0
7035 | 1162.2995 | 1162.3 | 0 | 0 | 0
7036 | 1122.6757 | 1122.676 | 0 | 0 | 0
7037 | 1184.8307 | 1184.831 | 0 | 0 | 0
7038 | 1024.0045 | 1024.005 | 0 | 0 | 0
7039 | 1256.0216 | 1051.473 | 204.549 | 0 | 0
7040 | 1353.606 | 56.429 | 1133.866 | 163.31 | 0
7041 | 1534.3568 | 0 | 900.191 | 634.165 | 0
7042 | 1602.1427 | 0 | 1602.143 | 0 | 556.531
7043 | 1628.6013 | 0 | 1628.601 | 0 | 1509.274
7044 | 1636.1784 | 0 | 1636.178 | 0 | 1796.808
7045 | 1876.1804 | 0 | 1876.18 | 0 | 1741.831
7046 | 1679.1101 | 0 | 1679.11 | 0 | 1542.97
7047 | 1605.5447 | 0 | 1605.544 | 0 | 543.504
7048 | 1427.7269 | 329.071 | 1098.656 | 0 | 0
7049 | 1587.1934 | 910.694 | 676.499 | 0 | 0
7050 | 1493.7656 | 1493.766 | 0 | 0 | 0
7051 | 1428.0124 | 0 | 0 | 1428.012 | 0
7052 | 1214.3544 | 0 | 0 | 1214.354 | 0
7053 | 1286.6096 | 0 | 0 | 1286.61 | 0
7054 | 1485.5058 | 0 | 0 | 1485.506 | 0
7055 | 1588.0616 | 0 | 0 | 1588.062 | 0
7056 | 1464.5285 | 1464.528 | 0 | 0 | 0
7057 | 943.9799 | 943.98 | 0 | 0 | 0
7058 | 1055.082 | 1055.082 | 0 | 0 | 0
7059 | 1517.3603 | 1517.36 | 0 | 0 | 0
7060 | 1184.8307 | 1184.831 | 0 | 0 | 0
7061 | 1555.4302 | 1555.43 | 0 | 0 | 0
7062 | 1419.4661 | 1419.466 | 0 | 0 | 0
7063 | 1509.6793 | 1049.015 | 460.665 | 0 | 0
7064 | 1222.5996 | 0 | 1222.6 | 0 | 238.517
7065 | 1098.0623 | 0 | 1098.062 | 0 | 890.695
7066 | 1450.0124 | 0 | 1450.013 | 0 | 1054.709
7067 | 1367.1296 | 0 | 1367.129 | 0 | 1272.837
7068 | 1547.1005 | 0 | 1547.101 | 0 | 1446.471
7069 | 1876.2222 | 0 | 1876.222 | 0 | 1309.593
7070 | 1289.5668 | 0 | 1289.567 | 0 | 1409.852
7071 | 1309.7799 | 931.32 | 378.46 | 0 | 0
7072 | 1430.0072 | 1272.877 | 157.13 | 0 | 0
7073 | 1378.6088 | 1338.271 | 40.338 | 0 | 0
7074 | 911.5146 | 911.515 | 0 | 0 | 0
7075 | 1308.9971 | 0 | 0 | 1308.997 | 0
7076 | 978.1652 | 0 | 0 | 978.165 | 0
7077 | 1111.0216 | 0 | 0 | 1111.022 | 0
7078 | 1313.0255 | 0 | 0 | 1313.026 | 0
7079 | 1476.9595 | 0 | 0 | 1476.959 | 0
7080 | 1488.6136 | 1383.788 | 0 | 104.825 | 0
7081 | 1055.859 | 1055.859 | 0 | 0 | 0
7082 | 1290.4943 | 1290.494 | 0 | 0 | 0
7083 | 1036.4355 | 1036.436 | 0 | 0 | 0
7084 | 1038.7663 | 1038.766 | 0 | 0 | 0
7085 | 936.9874 | 936.987 | 0 | 0 | 0
7086 | 1198.0387 | 1198.039 | 0 | 0 | 0
7087 | 1205.407 | 0 | 475.536 | 729.871 | 0
7088 | 1106.8931 | 0 | 1106.893 | 0 | 245.131
7089 | 1442.5236 | 0 | 1442.524 | 0 | 971.988
7090 | 1737.0055 | 0 | 1737.005 | 0 | 1094.049
7091 | 1443.4841 | 0 | 1443.484 | 0 | 1321.206
7092 | 1588.2695 | 0 | 1588.269 | 0 | 387.503
7093 | 1786.2343 | 0 | 1786.234 | 0 | 1484.619
7094 | 1390.1667 | 0 | 1390.167 | 0 | 1796.808
7095 | 1677.3843 | 0 | 1677.384 | 0 | 684.785
7096 | 1676.6695 | 114.76 | 1561.91 | 0 | 0
7097 | 1553.3917 | 1066.598 | 486.793 | 0 | 0
7098 | 1585.9659 | 1585.966 | 0 | 0 | 0
7099 | 1572.7909 | 0 | 0 | 1572.791 | 0
7100 | 1489.3905 | 0 | 0 | 1489.39 | 0
7101 | 1698.3869 | 0 | 0 | 1698.387 | 0
7102 | 1112.5755 | 0 | 0 | 1112.575 | 0
7103 | 1168.515 | 0 | 0 | 1168.515 | 0
7104 | 371.3765 | 371.376 | 0 | 0 | 0
7105 | 116.5407 | 116.541 | 0 | 0 | 0
7106 | 122.7562 | 122.756 | 0 | 0 | 0
7107 | 114.9869 | 114.987 | 0 | 0 | 0
7108 | 121.2024 | 121.202 | 0 | 0 | 0
7109 | 123.5332 | 123.533 | 0 | 0 | 0
7110 | 101.7789 | 101.779 | 0 | 0 | 0
7111 | 87.8474 | 87.847 | 0 | 0 | 313.223
7112 | 176.3999 | 176.4 | 0 | 0 | 1024.621
7113 | 1266.3005 | 1266.3 | 0 | 0 | 648.62
7114 | 1548.0484 | 1548.048 | 0 | 0 | 170.29
7115 | 1673.0266 | 1673.027 | 0 | 0 | 599.773
7116 | 1771.9988 | 1268.249 | 503.75 | 0 | 1796.808
7117 | 1494.0026 | 202.967 | 1291.036 | 0 | 1796.808
7118 | 1420.6499 | 59.008 | 1361.643 | 0 | 895.796
7119 | 1712.2377 | 0 | 1712.237 | 0 | 590.666
7120 | 1677.291 | 610.118 | 1067.173 | 0 | 0
7121 | 1676.9667 | 1665.109 | 11.858 | 0 | 0
7122 | 1398.5489 | 1398.549 | 0 | 0 | 0
7123 | 1443.0422 | 0 | 0 | 1443.042 | 0
7124 | 1379.0653 | 0 | 0 | 1379.065 | 0
7125 | 1510.3678 | 0 | 0 | 1510.368 | 0
7126 | 1776.0807 | 0 | 0 | 1776.081 | 0
7127 | 1299.0406 | 0 | 0 | 1299.041 | 0
7128 | 1407.035 | 1407.035 | 0 | 0 | 0
7129 | 1057.4129 | 1057.413 | 0 | 0 | 0
7130 | 1358.0879 | 1358.088 | 0 | 0 | 0
7131 | 1203.4772 | 1203.477 | 0 | 0 | 0
7132 | 1147.5377 | 1147.538 | 0 | 0 | 0
7133 | 1421.0199 | 1421.02 | 0 | 0 | 0
7134 | 1152.9763 | 1152.976 | 0 | 0 | 0
7135 | 1150.6454 | 1150.645 | 0 | 0 | 107.308
7136 | 1557.2327 | 1557.233 | 0 | 0 | 374.222
7137 | 1562.9559 | 1562.956 | 0 | 0 | 118.067
7138 | 1484.153 | 1484.153 | 0 | 0 | 814.582
7139 | 1538.7348 | 505.565 | 1033.17 | 0 | 1796.808
7140 | 1370.921 | 420.868 | 950.053 | 0 | 1796.808
7141 | 1755.5239 | 1755.524 | 0 | 0 | 681.977
7142 | 1535.2541 | 1535.254 | 0 | 0 | 1096.288
7143 | 1077.4462 | 1077.446 | 0 | 0 | 213.846
7144 | 1517.8449 | 1228.571 | 289.274 | 0 | 15.343
7145 | 1251.0074 | 850.866 | 400.141 | 0 | 0
7146 | 1642.0142 | 1642.014 | 0 | 0 | 0
7147 | 1603.6198 | 0 | 0 | 1603.62 | 0
7148 | 1352.6494 | 0 | 0 | 1352.649 | 0
7149 | 1404.7042 | 0 | 0 | 1404.704 | 0
7150 | 1233.7778 | 0 | 0 | 1233.778 | 0
7151 | 1466.0823 | 0 | 0 | 1466.082 | 0
7152 | 1573.2998 | 1573.3 | 0 | 0 | 0
7153 | 1475.4056 | 1475.406 | 0 | 0 | 0
7154 | 1317.6872 | 1317.687 | 0 | 0 | 0
7155 | 1793.9503 | 1793.95 | 0 | 0 | 0
7156 | 1639.3396 | 1639.34 | 0 | 0 | 0
7157 | 1427.2354 | 1427.235 | 0 | 0 | 0
7158 | 1366.6343 | 1366.634 | 0 | 0 | 0
7159 | 1260.9775 | 977.447 | 283.53 | 0 | 0
7160 | 331.6128 | 0 | 331.613 | 0 | 1200.202
7161 | 268.4554 | 0 | 268.455 | 0 | 1411.68
7162 | 276.049 | 0 | 276.049 | 0 | 1758.53
7163 | 261.2493 | 0 | 261.25 | 0 | 1796.808
7164 | 324.2289 | 0 | 324.229 | 0 | 1796.808
7165 | 205.8624 | 0 | 205.862 | 0 | 1122.52
7166 | 205.1622 | 0 | 205.162 | 0 | 0
7167 | 333.7513 | 0 | 333.751 | 0 | 0
7168 | 381.8331 | 0 | 381.833 | 0 | 0
7169 | 308.0162 | 0 | 308.016 | 0 | 0
7170 | 338.7742 | 0 | 0 | 338.774 | 0
7171 | 273.5706 | 0 | 0 | 273.571 | 0
7172 | 258.7204 | 0 | 0 | 258.72 | 0
7173 | 300.6751 | 0 | 0 | 300.675 | 0
7174 | 283.5824 | 0 | 0 | 283.582 | 0
7175 | 236.1892 | 0 | 0 | 236.189 | 0
7176 | 135.1872 | 0 | 0 | 135.187 | 0
7177 | 138.295 | 0 | 0 | 138.295 | 0
7178 | 120.4254 | 0 | 0 | 120.425 | 0
7179 | 114.9869 | 0 | 0 | 114.987 | 0
7180 | 111.8791 | 0 | 0 | 111.879 | 0
7181 | 98.6711 | 0 | 0 | 98.671 | 0
7182 | 96.3403 | 0 | 0 | 96.34 | 0
7183 | 79.4371 | 0 | 79.437 | 0 | 439.043
7184 | 86.9093 | 0 | 86.909 | 0 | 1521.564
7185 | 86.5519 | 0 | 86.552 | 0 | 829.743
7186 | 85.5428 | 0 | 85.543 | 0 | 0
7187 | 82.0117 | 0 | 82.011 | 0 | 0
7188 | 89.4741 | 0 | 89.474 | 0 | 0
7189 | 85.7196 | 0 | 85.72 | 0 | 0
7190 | 90.0355 | 0 | 90.035 | 0 | 0
7191 | 84.2988 | 0 | 84.299 | 0 | 0
7192 | 95.4148 | 0 | 95.415 | 0 | 0
7193 | 85.638 | 0 | 85.638 | 0 | 0
7194 | 92.1604 | 0 | 0 | 92.16 | 0
7195 | 99.1266 | 0 | 0 | 99.127 | 0
7196 | 101.7789 | 0 | 0 | 101.779 | 0
7197 | 100.225 | 0 | 0 | 100.225 | 0
7198 | 107.9944 | 0 | 0 | 107.994 | 0
7199 | 98.6711 | 0 | 0 | 98.671 | 0
7200 | 104.1097 | 0 | 0 | 104.11 | 0
7201 | 94.0095 | 0 | 0 | 94.01 | 0
7202 | 100.225 | 0 | 0 | 100.225 | 0
7203 | 97.1173 | 0 | 0 | 97.117 | 0
7204 | 98.6711 | 0 | 0 | 98.671 | 0
7205 | 93.2326 | 0 | 0 | 93.233 | 0
7206 | 98.6711 | 0 | 0 | 98.671 | 0
7207 | 88.0252 | 0 | 88.025 | 0 | 290.905
7208 | 138.2668 | 0 | 138.267 | 0 | 1140.266
7209 | 851.5291 | 0 | 851.529 | 0 | 0
7210 | 1151.9371 | 0 | 1151.938 | 0 | 0
7211 | 1368.5727 | 0 | 1368.573 | 0 | 0
7212 | 1597.6423 | 0 | 1597.642 | 0 | 0
7213 | 1506.7813 | 0 | 1506.782 | 0 | 0
7214 | 1412.897 | 0 | 1412.897 | 0 | 0
7215 | 1414.7093 | 0 | 1414.71 | 0 | 0
7216 | 1584.3586 | 622.052 | 962.307 | 0 | 0
7217 | 1584.5198 | 1247.372 | 337.148 | 0 | 0
7218 | 1715.024 | 1715.024 | 0 | 0 | 0
7219 | 1680.964 | 291.584 | 0 | 1389.38 | 0
7220 | 1793.1733 | 0 | 0 | 1793.173 | 0
7221 | 1675.8557 | 0 | 0 | 1675.856 | 0
7222 | 1509.5909 | 0 | 0 | 1509.591 | 0
7223 | 1940.7916 | 143.984 | 0 | 1796.808 | 0
7224 | 1651.7706 | 1651.771 | 0 | 0 | 0
7225 | 1884.852 | 1884.852 | 0 | 0 | 0
7226 | 1574.8537 | 1574.854 | 0 | 0 | 0
7227 | 1236.1086 | 1236.109 | 0 | 0 | 0
7228 | 1240.7703 | 1240.77 | 0 | 0 | 0
7229 | 1692.1714 | 1692.171 | 0 | 0 | 0
7230 | 1647.1089 | 1647.109 | 0 | 0 | 0
7231 | 1061.519 | 1061.519 | 0 | 0 | 507.806
7232 | 1120.1186 | 446.844 | 673.274 | 0 | 1003.201
7233 | 1674.4572 | 0 | 1674.457 | 0 | 780.704
7234 | 2076.6159 | 0 | 2076.616 | 0 | 1221.595
7235 | 1845.2748 | 0 | 1845.275 | 0 | 1796.808
7236 | 2071.6969 | 0 | 2071.697 | 0 | 909.241
7237 | 1651.0189 | 0 | 1651.019 | 0 | 1466.84
7238 | 1496.2674 | 0 | 1496.268 | 0 | 1400.352
7239 | 1315.4865 | 1093.369 | 222.117 | 0 | 0
7240 | 1605.1611 | 525.139 | 1080.022 | 0 | 0
7241 | 1758.8346 | 1233.885 | 524.95 | 0 | 0
7242 | 1473.3059 | 1473.306 | 0 | 0 | 0
7243 | 1812.4967 | 381.939 | 0 | 1430.558 | 0
7244 | 1695.2791 | 0 | 0 | 1695.279 | 0
7245 | 1998.285 | 201.477 | 0 | 1796.808 | 0
7246 | 1626.9086 | 0 | 0 | 1626.909 | 0
7247 | 1615.2545 | 0 | 0 | 1615.254 | 0
7248 | 1388.3885 | 1388.389 | 0 | 0 | 0
7249 | 1436.5587 | 1436.559 | 0 | 0 | 0
7250 | 1567.0843 | 1567.084 | 0 | 0 | 0
7251 | 991.3731 | 991.373 | 0 | 0 | 0
7252 | 1218.2391 | 1218.239 | 0 | 0 | 0
7253 | 1230.6701 | 1230.67 | 0 | 0 | 0
7254 | 1351.8724 | 1351.872 | 0 | 0 | 0
7255 | 1256.2333 | 1256.233 | 0 | 0 | 164.381
7256 | 631.5235 | 631.524 | 0 | 0 | 527.12
7257 | 1426.3624 | 1426.362 | 0 | 0 | 873.796
7258 | 1434.29 | 624.037 | 810.253 | 0 | 1796.808
7259 | 1329.046 | 618.945 | 710.101 | 0 | 1796.808
7260 | 1071.6104 | 421.852 | 649.759 | 0 | 1796.808
7261 | 1688.5431 | 1429.153 | 259.39 | 0 | 1796.808
7262 | 1314.6289 | 828.734 | 485.895 | 0 | 334.018
7263 | 1623.5803 | 825.581 | 797.999 | 0 | 0
7264 | 1596.3166 | 1269.763 | 326.553 | 0 | 0
7265 | 1509.3432 | 1262.349 | 246.994 | 0 | 0
7266 | 1577.5497 | 1577.55 | 0 | 0 | 0
7267 | 1551.363 | 0 | 0 | 1551.363 | 0
7268 | 1267.9631 | 0 | 0 | 1267.963 | 0
7269 | 1587.2847 | 0 | 0 | 1587.285 | 0
7270 | 1797.835 | 1.027 | 0 | 1796.808 | 0
7271 | 1567.0843 | 0 | 0 | 1567.084 | 0
7272 | 1323.9027 | 1323.903 | 0 | 0 | 0
7273 | 1209.6927 | 1209.693 | 0 | 0 | 0
7274 | 1199.5926 | 1199.593 | 0 | 0 | 0
7275 | 1285.8327 | 1285.833 | 0 | 0 | 0
7276 | 1353.4263 | 1353.426 | 0 | 0 | 0
7277 | 1157.6379 | 1157.638 | 0 | 0 | 0
7278 | 1076.0594 | 1076.059 | 0 | 0 | 0
7279 | 1040.5708 | 1040.571 | 0 | 0 | 457.855
7280 | 680.187 | 680.187 | 0 | 0 | 1520.235
7281 | 1145.7167 | 294.554 | 851.163 | 0 | 1587.891
7282 | 1580.9303 | 0 | 1580.93 | 0 | 1382.677
7283 | 1460.9439 | 0 | 1460.944 | 0 | 1175.566
7284 | 1561.3107 | 0 | 1561.311 | 0 | 873.715
7285 | 1658.8698 | 0 | 1658.87 | 0 | 1023.881
7286 | 1697.236 | 284.717 | 1412.519 | 0 | 0
7287 | 1609.0448 | 0 | 1609.045 | 0 | 625.908
7288 | 1884.7238 | 1685.591 | 199.133 | 0 | 0
7289 | 1429.3409 | 1047.641 | 381.7 | 0 | 0
7290 | 1778.5902 | 1778.59 | 0 | 0 | 0
7291 | 1691.5158 | 160.483 | 0 | 1531.033 | 0
7292 | 1294.379 | 0 | 0 | 1294.379 | 0
7293 | 1858.4361 | 61.628 | 0 | 1796.808 | 0
7294 | 1860.7669 | 63.959 | 0 | 1796.808 | 0
7295 | 1745.7801 | 0 | 0 | 1745.78 | 0
7296 | 1270.2939 | 1270.294 | 0 | 0 | 0
7297 | 979.2 | 979.2 | 0 | 0 | 0
7298 | 1126.4 | 1126.4 | 0 | 0 | 0
7299 | 942.4 | 942.4 | 0 | 0 | 0
7300 | 1153.6 | 1153.6 | 0 | 0 | 0
7301 | 813.6 | 813.6 | 0 | 0 | 0
7302 | 752.8 | 752.8 | 0 | 0 | 0
7303 | 972.165 | 651.232 | 320.933 | 0 | 0
7304 | 714.13 | 217.298 | 496.832 | 0 | 0
7305 | 999.303 | 0 | 999.303 | 0 | 555.995
7306 | 1215.461 | 0 | 1215.461 | 0 | 1610.681
7307 | 1450.762 | 0 | 1450.762 | 0 | 1796.808
7308 | 1203.09 | 0 | 1203.09 | 0 | 1796.808
7309 | 1458.605 | 0 | 1458.605 | 0 | 1212.203
7310 | 1394.271 | 0 | 1394.271 | 0 | 1025.566
7311 | 1158.39 | 0 | 1158.39 | 0 | 834.526
7312 | 1214.189 | 0 | 1214.189 | 0 | 253.96
7313 | 1159.956 | 548.195 | 611.761 | 0 | 0
7314 | 1375.523 | 1375.523 | 0 | 0 | 0
7315 | 1310.4 | 0 | 0 | 1310.4 | 0
7316 | 1376 | 0 | 0 | 1376 | 0
7317 | 1444 | 0 | 0 | 1444 | 0
7318 | 890.4 | 0 | 0 | 890.4 | 0
7319 | 1152 | 0 | 0 | 1152 | 0
7320 | 1338.4 | 1338.4 | 0 | 0 | 0
7321 | 1149.6 | 1149.6 | 0 | 0 | 0
7322 | 1115.2 | 1115.2 | 0 | 0 | 0
7323 | 995.2 | 995.2 | 0 | 0 | 0
7324 | 1403.2 | 1403.2 | 0 | 0 | 0
7325 | 927.2 | 755.993 | 0 | 171.207 | 0
7326 | 899.2 | 0 | 0 | 899.2 | 0
7327 | 729.6 | 0 | 309.869 | 419.731 | 0
7328 | 1140.583 | 0 | 1140.583 | 0 | 118.97
7329 | 1125.237 | 0 | 1125.237 | 0 | 823.177
7330 | 1053.168 | 0 | 1053.168 | 0 | 1611.528
7331 | 1214.887 | 0 | 1214.887 | 0 | 1771.393
7332 | 1367.312 | 0 | 1367.312 | 0 | 1796.808
7333 | 1412.702 | 0 | 1412.702 | 0 | 1160.605
7334 | 992.147 | 0 | 992.147 | 0 | 910.032
7335 | 979.152 | 0 | 979.152 | 0 | 335.508
7336 | 1263.475 | 80.286 | 1183.189 | 0 | 0
7337 | 1350.183 | 670.619 | 679.564 | 0 | 0
7338 | 1374.738 | 1374.738 | 0 | 0 | 0
7339 | 1219.2 | 1219.2 | 0 | 0 | 0
7340 | 1216 | 1216 | 0 | 0 | 0
7341 | 1084.8 | 1084.8 | 0 | 0 | 0
7342 | 1232 | 1232 | 0 | 0 | 0
7343 | 838.4 | 838.4 | 0 | 0 | 0
7344 | 932 | 932 | 0 | 0 | 0
7345 | 34836.751 | 34836.751 | 0 | 0 | 0
7346 | 38161.5216 | 38161.522 | 0 | 0 | 0
7347 | 38723.799 | 38723.799 | 0 | 0 | 0
7348 | 41779.6543 | 41779.654 | 0 | 0 | 0
7349 | 38699.3521 | 38699.352 | 0 | 0 | 0
7350 | 36059.0931 | 36059.093 | 0 | 0 | 0
7351 | 37762.3658 | 37409.723 | 352.642 | 0 | 0
7352 | 28493.2536 | 27116.342 | 1376.912 | 0 | 0
7353 | 37457.8803 | 35247.674 | 2210.206 | 0 | 0
7354 | 36168.9206 | 33535.906 | 2633.015 | 0 | 0
7355 | 35685.5148 | 32005.331 | 3680.183 | 0 | 0
7356 | 35114.8644 | 31643.949 | 3470.915 | 0 | 0
7357 | 32439.8603 | 29386.048 | 3053.812 | 0 | 0
7358 | 36885.2436 | 34134.734 | 2750.509 | 0 | 0
7359 | 37567.8606 | 35574.123 | 1993.737 | 0 | 0
7360 | 37268.2645 | 35762.714 | 1505.55 | 0 | 0
7361 | 25985.1909 | 25410.119 | 575.072 | 0 | 0
7362 | 31474.21 | 31474.21 | 0 | 0 | 0
7363 | 36156.8805 | 35179.304 | 0 | 977.576 | 0
7364 | 39554.9916 | 37758.184 | 0 | 1796.808 | 0
7365 | 31218.6182 | 29421.81 | 0 | 1796.808 | 0
7366 | 36401.3489 | 34604.541 | 0 | 1796.808 | 0
7367 | 35936.8589 | 34140.051 | 0 | 1796.808 | 0
7368 | 5304.9649 | 5304.965 | 0 | 0 | 0
7369 | 85.6 | 85.6 | 0 | 0 | 0
7370 | 91.2 | 91.2 | 0 | 0 | 0
7371 | 84 | 84 | 0 | 0 | 0
7372 | 87.2 | 87.2 | 0 | 0 | 0
7373 | 81.6 | 81.6 | 0 | 0 | 0
7374 | 85.6 | 85.6 | 0 | 0 | 0
7375 | 65.492 | 9.036 | 56.456 | 0 | 0
7376 | 93.277 | 0 | 93.277 | 0 | 26.999
7377 | 618.406 | 0 | 618.406 | 0 | 878.952
7378 | 770.837 | 0 | 770.837 | 0 | 1498.833
7379 | 1352.587 | 0 | 1352.587 | 0 | 1434.271
7380 | 1093.259 | 0 | 1093.259 | 0 | 1796.808
7381 | 1179.255 | 0 | 1179.255 | 0 | 1796.808
7382 | 1555.276 | 0 | 1555.276 | 0 | 1101.188
7383 | 1278.067 | 0 | 1278.066 | 0 | 552.688
7384 | 1480.787 | 201.83 | 1278.957 | 0 | 0
7385 | 1756.931 | 1150.02 | 606.911 | 0 | 0
7386 | 1617.657 | 1617.657 | 0 | 0 | 0
7387 | 1474.4 | 0 | 0 | 1474.4 | 0
7388 | 1431.2 | 0 | 0 | 1431.2 | 0
7389 | 1365.6 | 0 | 0 | 1365.6 | 0
7390 | 1100.8 | 0 | 0 | 1100.8 | 0
7391 | 1292.8 | 0 | 0 | 1292.8 | 0
7392 | 1215.2 | 480.756 | 0 | 734.444 | 0
7393 | 949.6 | 949.6 | 0 | 0 | 0
7394 | 1412.8 | 1412.8 | 0 | 0 | 0
7395 | 1319.2 | 1319.2 | 0 | 0 | 0
7396 | 1212.8 | 1212.8 | 0 | 0 | 0
7397 | 1012 | 1012 | 0 | 0 | 0
7398 | 1101.6 | 1101.6 | 0 | 0 | 0
7399 | 1240.205 | 0 | 474.641 | 765.564 | 0
7400 | 972.841 | 0 | 972.841 | 0 | 500.501
7401 | 1091.276 | 0 | 1091.276 | 0 | 1519.241
7402 | 1317.246 | 0 | 1317.246 | 0 | 1447.908
7403 | 1461.008 | 0 | 1461.008 | 0 | 1772.992
7404 | 1485.364 | 0 | 1485.364 | 0 | 1704.1
7405 | 1859.342 | 0 | 1859.342 | 0 | 1103.608
7406 | 1111.595 | 0 | 1111.595 | 0 | 1038.196
7407 | 1623.432 | 0 | 1623.432 | 0 | 0
7408 | 1529.712 | 521.374 | 1008.338 | 0 | 0
7409 | 1351.591 | 895.34 | 456.251 | 0 | 0
7410 | 1119.86 | 1119.86 | 0 | 0 | 0
7411 | 915.2 | 0 | 0 | 915.2 | 0
7412 | 1072.8 | 0 | 0 | 1072.8 | 0
7413 | 1204 | 0 | 0 | 1204 | 0
7414 | 921.6 | 0 | 0 | 921.6 | 0
7415 | 1499.2 | 0 | 0 | 1499.2 | 0
7416 | 1340 | 1340 | 0 | 0 | 0
7417 | 1268 | 1268 | 0 | 0 | 0
7418 | 1223.2 | 1223.2 | 0 | 0 | 0
7419 | 1244.8 | 1244.8 | 0 | 0 | 0
7420 | 1196 | 1196 | 0 | 0 | 0
7421 | 920 | 920 | 0 | 0 | 0
7422 | 1409.6 | 1409.6 | 0 | 0 | 0
7423 | 1301.174 | 1301.174 | 0 | 0 | 180.567
7424 | 900.704 | 900.704 | 0 | 0 | 617.052
7425 | 1025.232 | 1010.916 | 14.317 | 0 | 272.732
7426 | 1161.734 | 0 | 1161.734 | 0 | 289.168
7427 | 1161.093 | 0 | 1161.093 | 0 | 964.195
7428 | 1382.406 | 0 | 1382.406 | 0 | 554.128
7429 | 1308.312 | 0 | 1308.312 | 0 | 626.222
7430 | 1078.045 | 0 | 1078.045 | 0 | 740.603
7431 | 1313.362 | 0 | 1313.362 | 0 | 146.349
7432 | 1419.024 | 835.233 | 583.791 | 0 | 0
7433 | 1209.14 | 893.374 | 315.766 | 0 | 0
7434 | 1214.131 | 1214.131 | 0 | 0 | 0
7435 | 1495.2 | 0 | 0 | 1495.2 | 0
7436 | 1044.8 | 0 | 0 | 1044.8 | 0
7437 | 1540.8 | 0 | 0 | 1540.8 | 0
7438 | 1288 | 0 | 0 | 1288 | 0
7439 | 1128.8 | 0 | 0 | 1128.8 | 0
7440 | 1216 | 1216 | 0 | 0 | 0
7441 | 784.8 | 784.8 | 0 | 0 | 0
7442 | 1167.2 | 1167.2 | 0 | 0 | 0
7443 | 1024 | 1024 | 0 | 0 | 0
7444 | 1230.4 | 1230.4 | 0 | 0 | 0
7445 | 1207.2 | 1207.2 | 0 | 0 | 0
7446 | 961.6 | 961.6 | 0 | 0 | 0
7447 | 1106.751 | 708.445 | 398.306 | 0 | 0
7448 | 981.304 | 0 | 981.304 | 0 | 549.576
7449 | 1087.115 | 0 | 1087.115 | 0 | 1479.422
7450 | 1162.094 | 0 | 1162.094 | 0 | 1796.808
7451 | 1710.031 | 0 | 1710.031 | 0 | 1380.476
7452 | 1447.547 | 0 | 1447.547 | 0 | 1754.171
7453 | 1355.19 | 0 | 1355.19 | 0 | 1009.33
7454 | 1224.544 | 0 | 1224.544 | 0 | 1116.764
7455 | 1435.996 | 0 | 1435.996 | 0 | 0
7456 | 1576.816 | 101.105 | 1475.711 | 0 | 0
7457 | 1545.343 | 899.505 | 645.838 | 0 | 0
7458 | 1644.762 | 1644.762 | 0 | 0 | 0
7459 | 1521.6 | 0 | 0 | 1521.6 | 0
7460 | 1470.4 | 0 | 0 | 1470.4 | 0
7461 | 1567.2 | 0 | 0 | 1567.2 | 0
7462 | 1155.2 | 0 | 0 | 1155.2 | 0
7463 | 1411.2 | 0 | 0 | 1411.2 | 0
7464 | 1588.8 | 1588.8 | 0 | 0 | 0
7465 | 1478.4 | 1478.4 | 0 | 0 | 0
7466 | 1609.6 | 1609.6 | 0 | 0 | 0
7467 | 1016 | 1016 | 0 | 0 | 0
7468 | 1200 | 1200 | 0 | 0 | 0
7469 | 1240 | 1240 | 0 | 0 | 0
7470 | 1102.4 | 1102.4 | 0 | 0 | 0
7471 | 1127.493 | 1045.609 | 81.884 | 0 | 126.489
7472 | 1108.431 | 735.302 | 373.129 | 0 | 0
7473 | 1506.879 | 545.088 | 961.791 | 0 | 0
7474 | 1545.101 | 221.784 | 1323.317 | 0 | 0
7475 | 1717.536 | 0 | 1717.536 | 0 | 1314.215
7476 | 1743.337 | 0 | 1743.337 | 0 | 1774.42
7477 | 1659.288 | 0 | 1659.288 | 0 | 1796.808
7478 | 1711.846 | 0 | 1711.846 | 0 | 1628.017
7479 | 1778.711 | 512.977 | 1265.734 | 0 | 0
7480 | 1671.964 | 331.526 | 1340.438 | 0 | 0
7481 | 1740.399 | 1732.949 | 7.45 | 0 | 0
7482 | 1561.823 | 1561.823 | 0 | 0 | 0
7483 | 1636 | 0 | 0 | 1636 | 0
7484 | 1423.2 | 0 | 0 | 1423.2 | 0
7485 | 1198.4 | 0 | 0 | 1198.4 | 0
7486 | 1556.8 | 0 | 0 | 1556.8 | 0
7487 | 1191.2 | 0 | 0 | 1191.2 | 0
7488 | 1529.6 | 1529.6 | 0 | 0 | 0
7489 | 1598.4 | 1598.4 | 0 | 0 | 0
7490 | 1415.2 | 1415.2 | 0 | 0 | 0
7491 | 1582.4 | 1582.4 | 0 | 0 | 0
7492 | 1364.8 | 1364.8 | 0 | 0 | 0
7493 | 1329.6 | 1329.6 | 0 | 0 | 0
7494 | 1695.2 | 1695.2 | 0 | 0 | 0
7495 | 1435.98 | 1236.054 | 199.926 | 0 | 0
7496 | 1870.081 | 631.354 | 1238.727 | 0 | 0
7497 | 1222.75 | 0 | 1222.75 | 0 | 850.756
7498 | 1723.893 | 0 | 1723.893 | 0 | 1136.23
7499 | 1512.119 | 0 | 1512.119 | 0 | 1082.224
7500 | 1701.586 | 0 | 1701.586 | 0 | 1488.343
7501 | 1506.384 | 0 | 1506.384 | 0 | 1075.098
7502 | 1400.986 | 0 | 1400.986 | 0 | 373.432
7503 | 1718.665 | 0 | 1718.665 | 0 | 193.745
7504 | 1537.608 | 1368.145 | 169.463 | 0 | 0
7505 | 1343.34 | 1202.963 | 140.377 | 0 | 0
7506 | 1522.828 | 1522.828 | 0 | 0 | 0
7507 | 1356.8 | 1356.8 | 0 | 0 | 0
7508 | 1599.2 | 1599.2 | 0 | 0 | 0
7509 | 1412.8 | 1159.501 | 0 | 253.299 | 0
7510 | 1264.8 | 0 | 0 | 1264.8 | 0
7511 | 1524 | 0 | 0 | 1524 | 0
7512 | 828.8 | 0 | 0 | 828.8 | 0
7513 | 1140 | 1140 | 0 | 0 | 0
7514 | 1248.8 | 1248.8 | 0 | 0 | 0
7515 | 1267.2 | 1267.2 | 0 | 0 | 0
7516 | 1367.2 | 1367.2 | 0 | 0 | 0
7517 | 1266.4 | 1266.4 | 0 | 0 | 0
7518 | 1180 | 1180 | 0 | 0 | 0
7519 | 1235.738 | 0 | 359.798 | 875.94 | 0
7520 | 932.415 | 0 | 932.415 | 0 | 295.678
7521 | 1225.774 | 0 | 1225.774 | 0 | 865.487
7522 | 1183.594 | 0 | 1183.594 | 0 | 1531.722
7523 | 1167.775 | 0 | 1167.775 | 0 | 1796.808
7524 | 1149.101 | 0 | 1149.101 | 0 | 1471.841
7525 | 1061.564 | 0 | 1061.564 | 0 | 1422.094
7526 | 1207.035 | 0 | 1207.035 | 0 | 785.807
7527 | 1229.373 | 118.74 | 1110.633 | 0 | 0
7528 | 1219.569 | 535.512 | 684.057 | 0 | 0
7529 | 850.341 | 614.649 | 235.692 | 0 | 0
7530 | 1029.964 | 1029.964 | 0 | 0 | 0
7531 | 1183.2 | 0 | 0 | 1183.2 | 0
7532 | 1294.4 | 0 | 0 | 1294.4 | 0
7533 | 1021.6 | 0 | 0 | 1021.6 | 0
7534 | 1191.2 | 0 | 0 | 1191.2 | 0
7535 | 1176 | 0 | 0 | 1176 | 0
7536 | 173.6 | 173.6 | 0 | 0 | 0
7537 | 89.6 | 89.6 | 0 | 0 | 0
7538 | 171.2 | 171.2 | 0 | 0 | 0
7539 | 109.6 | 109.6 | 0 | 0 | 0
7540 | 114.4 | 114.4 | 0 | 0 | 0
7541 | 85.6 | 85.6 | 0 | 0 | 0
7542 | 88.8 | 88.8 | 0 | 0 | 0
7543 | 85.749 | 85.749 | 0 | 0 | 199.127
7544 | 209.928 | 209.928 | 0 | 0 | 161.254
7545 | 856.951 | 426.117 | 430.835 | 0 | 111.961
7546 | 1343.987 | 679.72 | 664.267 | 0 | 0
7547 | 1233.607 | 164.156 | 1069.451 | 0 | 0
7548 | 1009.939 | 0 | 1009.939 | 0 | 781.102
7549 | 1251.764 | 0 | 1251.764 | 0 | 239.787
7550 | 1114.082 | 0 | 1114.082 | 0 | 1141.929
7551 | 1131.027 | 0 | 1131.027 | 0 | 1555.027
7552 | 1306.039 | 0 | 1306.039 | 0 | 578.322
7553 | 1317.887 | 566.146 | 751.741 | 0 | 0
7554 | 1482.151 | 1482.151 | 0 | 0 | 0
7555 | 1344.8 | 0 | 0 | 1344.8 | 0
7556 | 1447.2 | 0 | 0 | 1447.2 | 0
7557 | 1483.2 | 0 | 0 | 1483.2 | 0
7558 | 1075.2 | 0 | 0 | 1075.2 | 0
7559 | 1232.8 | 0 | 0 | 1232.8 | 0
7560 | 1115.2 | 1115.2 | 0 | 0 | 0
7561 | 1131.2 | 1131.2 | 0 | 0 | 0
7562 | 1402.4 | 1402.4 | 0 | 0 | 0
7563 | 878.4 | 878.4 | 0 | 0 | 0
7564 | 985.6 | 985.6 | 0 | 0 | 0
7565 | 1147.2 | 1147.2 | 0 | 0 | 0
7566 | 1303.2 | 1303.2 | 0 | 0 | 0
7567 | 1182.365 | 701.747 | 480.618 | 0 | 0
7568 | 1335.808 | 0 | 1335.808 | 0 | 356.258
7569 | 1230.58 | 0 | 1230.58 | 0 | 1476.436
7570 | 1363.817 | 0 | 1363.817 | 0 | 1796.808
7571 | 1384.068 | 0 | 1384.068 | 0 | 1796.808
7572 | 1456.248 | 0 | 1456.248 | 0 | 1796.808
7573 | 1474.147 | 0 | 1474.147 | 0 | 1796.808
7574 | 1408.803 | 14.51 | 1394.293 | 0 | 0
7575 | 1416.215 | 1106.499 | 309.716 | 0 | 0
7576 | 1598.239 | 870.615 | 727.624 | 0 | 0
7577 | 1617.779 | 1085.249 | 532.53 | 0 | 0
7578 | 1347.526 | 1347.526 | 0 | 0 | 0
7579 | 1315.2 | 0 | 0 | 1315.2 | 0
7580 | 1236.8 | 0 | 0 | 1236.8 | 0
7581 | 1147.2 | 0 | 0 | 1147.2 | 0
7582 | 1199.2 | 0 | 0 | 1199.2 | 0
7583 | 1183.2 | 0 | 0 | 1183.2 | 0
7584 | 1420 | 1420 | 0 | 0 | 0
7585 | 1430.4 | 1430.4 | 0 | 0 | 0
7586 | 1165.6 | 1165.6 | 0 | 0 | 0
7587 | 1365.6 | 1365.6 | 0 | 0 | 0
7588 | 876.8 | 876.8 | 0 | 0 | 0
7589 | 816 | 816 | 0 | 0 | 0
7590 | 768 | 768 | 0 | 0 | 0
7591 | 1244.499 | 841.163 | 403.336 | 0 | 0
7592 | 1277.595 | 0 | 1277.595 | 0 | 419.009
7593 | 1546.546 | 0 | 1546.546 | 0 | 710.235
7594 | 1572.208 | 0 | 1572.208 | 0 | 1703.614
7595 | 1429.627 | 0 | 1429.627 | 0 | 1796.808
7596 | 1773.524 | 4.975 | 1768.549 | 0 | 0
7597 | 1456.594 | 482.56 | 974.034 | 0 | 0
7598 | 1568.38 | 54.105 | 1514.275 | 0 | 0
7599 | 1614.354 | 0 | 1614.354 | 0 | 719.211
7600 | 1835.767 | 205.963 | 1629.804 | 0 | 0
7601 | 1488.288 | 1206.095 | 282.193 | 0 | 0
7602 | 1561.284 | 1561.284 | 0 | 0 | 0
7603 | 1532 | 0 | 0 | 1532 | 0
7604 | 1440.8 | 0 | 0 | 1440.8 | 0
7605 | 1496.8 | 0 | 0 | 1496.8 | 0
7606 | 967.2 | 0 | 0 | 967.2 | 0
7607 | 1389.6 | 0 | 0 | 1389.6 | 0
7608 | 994.4 | 994.4 | 0 | 0 | 0
7609 | 1131.2 | 1131.2 | 0 | 0 | 0
7610 | 1332.8 | 1332.8 | 0 | 0 | 0
7611 | 1132.8 | 1132.8 | 0 | 0 | 0
7612 | 1163.2 | 1163.2 | 0 | 0 | 0
7613 | 1312.8 | 1312.8 | 0 | 0 | 0
7614 | 1239.2 | 1239.2 | 0 | 0 | 0
7615 | 1053.267 | 688.489 | 364.778 | 0 | 0
7616 | 1323.515 | 26.284 | 1293.999 | 3.232 | 0
7617 | 1381.943 | 0 | 1381.943 | 0 | 929.493
7618 | 1401.676 | 0 | 1401.676 | 0 | 1796.808
7619 | 1376.532 | 0 | 1376.532 | 0 | 1796.808
7620 | 1661.105 | 0 | 1661.105 | 0 | 1796.808
7621 | 1751.024 | 0 | 1751.024 | 0 | 1796.808
7622 | 1832.523 | 0 | 1832.523 | 0 | 969.823
7623 | 1589.617 | 0 | 1589.617 | 0 | 0
7624 | 1620.881 | 133.046 | 1487.835 | 0 | 0
7625 | 1347.911 | 820.225 | 527.686 | 0 | 0
7626 | 1547.415 | 1547.415 | 0 | 0 | 0
7627 | 1665.6 | 0 | 0 | 1665.6 | 0
7628 | 1189.6 | 0 | 0 | 1189.6 | 0
7629 | 890.4 | 0 | 0 | 890.4 | 0
7630 | 993.6 | 0 | 0 | 993.6 | 0
7631 | 1250.4 | 0 | 0 | 1250.4 | 0
7632 | 1127.2 | 963.498 | 0 | 163.702 | 0
7633 | 1052 | 1052 | 0 | 0 | 0
7634 | 1386.4 | 1386.4 | 0 | 0 | 0
7635 | 1046.4 | 1046.4 | 0 | 0 | 0
7636 | 1260 | 1260 | 0 | 0 | 0
7637 | 1321.6 | 1321.6 | 0 | 0 | 0
7638 | 721.6 | 721.6 | 0 | 0 | 0
7639 | 904.057 | 0 | 234.604 | 669.453 | 0
7640 | 979.12 | 0 | 979.12 | 0 | 621.971
7641 | 1105.275 | 0 | 1105.275 | 0 | 1040.295
7642 | 1633.544 | 0 | 1633.544 | 0 | 312.043
7643 | 1559.029 | 0 | 1559.029 | 0 | 1796.808
7644 | 1491.985 | 0 | 1491.985 | 0 | 1002.947
7645 | 1664.025 | 0 | 1664.025 | 0 | 686.575
7646 | 1509.416 | 0 | 1509.416 | 0 | 715.254
7647 | 1181.19 | 0 | 1181.19 | 0 | 1180.945
7648 | 1646.173 | 0 | 1646.173 | 0 | 236.149
7649 | 1321.611 | 596.265 | 725.346 | 0 | 0
7650 | 1456.398 | 1456.398 | 0 | 0 | 0
7651 | 1341.6 | 0 | 0 | 1341.6 | 0
7652 | 1266.4 | 0 | 0 | 1266.4 | 0
7653 | 1124.8 | 0 | 0 | 1124.8 | 0
7654 | 1446.4 | 0 | 0 | 1446.4 | 0
7655 | 1150.4 | 0 | 0 | 1150.4 | 0
7656 | 1467.2 | 1467.2 | 0 | 0 | 0
7657 | 1057.6 | 1057.6 | 0 | 0 | 0
7658 | 1108 | 1108 | 0 | 0 | 0
7659 | 1446.4 | 1446.4 | 0 | 0 | 0
7660 | 1334.4 | 1334.4 | 0 | 0 | 0
7661 | 826.4 | 519.713 | 0 | 306.687 | 0
7662 | 1045.6 | 0 | 0 | 1045.6 | 0
7663 | 960.752 | 0 | 477.831 | 482.921 | 0
7664 | 891.267 | 0 | 891.267 | 0 | 797.417
7665 | 1021.024 | 0 | 1021.024 | 0 | 1677.063
7666 | 1278.022 | 0 | 1278.022 | 0 | 1796.808
7667 | 1410.682 | 0 | 1410.682 | 0 | 1796.808
7668 | 1375.315 | 0 | 1375.315 | 0 | 1796.808
7669 | 1500.064 | 0 | 1500.064 | 0 | 1221.643
7670 | 1347.201 | 0 | 1347.201 | 0 | 0
7671 | 1165.374 | 0 | 1165.374 | 0 | 0
7672 | 1265.572 | 0 | 1265.572 | 0 | 0
7673 | 1012.197 | 694.38 | 224.639 | 93.178 | 0
7674 | 1011.616 | 0 | 0 | 1011.616 | 0
7675 | 971.2 | 0 | 0 | 971.2 | 0
7676 | 1312 | 0 | 0 | 1312 | 0
7677 | 1095.2 | 0 | 0 | 1095.2 | 0
7678 | 1071.2 | 0 | 0 | 1071.2 | 0
7679 | 1172 | 0 | 0 | 1172 | 0
7680 | 1040 | 0 | 0 | 1040 | 0
7681 | 1044 | 1044 | 0 | 0 | 0
7682 | 1136.8 | 1136.8 | 0 | 0 | 0
7683 | 1080.8 | 1080.8 | 0 | 0 | 0
7684 | 1034.4 | 1034.4 | 0 | 0 | 0
7685 | 1055.2 | 1055.2 | 0 | 0 | 0
7686 | 1076 | 1076 | 0 | 0 | 0
7687 | 886.193 | 0 | 487.779 | 398.414 | 0
7688 | 293.458 | 0 | 293.458 | 0 | 1410.143
7689 | 141.382 | 0 | 141.382 | 0 | 1796.808
7690 | 225.957 | 0 | 225.957 | 0 | 1796.808
7691 | 173.99 | 0 | 173.99 | 0 | 1796.808
7692 | 186.914 | 0 | 186.914 | 0 | 1796.808
7693 | 144.11 | 0 | 144.11 | 0 | 489.172
7694 | 135.505 | 0 | 135.505 | 0 | 0
7695 | 194.577 | 0 | 194.577 | 0 | 0
7696 | 215.288 | 0 | 215.288 | 0 | 0
7697 | 184.122 | 0 | 184.122 | 0 | 0
7698 | 203.03 | 0 | 0 | 203.03 | 0
7699 | 140 | 0 | 0 | 140 | 0
7700 | 197.6 | 0 | 0 | 197.6 | 0
7701 | 199.2 | 0 | 0 | 199.2 | 0
7702 | 108.8 | 0 | 0 | 108.8 | 0
7703 | 98.4 | 0 | 0 | 98.4 | 0
7704 | 102.4 | 0 | 0 | 102.4 | 0
7705 | 92.8 | 0 | 0 | 92.8 | 0
7706 | 99.2 | 0 | 0 | 99.2 | 0
7707 | 94.4 | 0 | 0 | 94.4 | 0
7708 | 98.4 | 0 | 0 | 98.4 | 0
7709 | 92.8 | 0 | 0 | 92.8 | 0
7710 | 93.6 | 0 | 0 | 93.6 | 0
7711 | 80.485 | 0 | 80.485 | 0 | 366.951
7712 | 100.984 | 0 | 100.984 | 0 | 1436.635
7713 | 679.251 | 0 | 679.251 | 0 | 0
7714 | 1271.683 | 0 | 1271.683 | 0 | 0
7715 | 1286.429 | 0 | 1286.429 | 0 | 0
7716 | 1324.926 | 0 | 1324.926 | 0 | 0
7717 | 1133.191 | 0 | 1133.191 | 0 | 0
7718 | 1217.422 | 0 | 1217.422 | 0 | 0
7719 | 1214.924 | 705.424 | 509.5 | 0 | 0
7720 | 1286.664 | 1075.934 | 210.73 | 0 | 0
7721 | 1421.989 | 1414.686 | 7.303 | 0 | 0
7722 | 1335.966 | 1216.253 | 0 | 119.713 | 0
7723 | 1252.8 | 0 | 0 | 1252.8 | 0
7724 | 1186.4 | 0 | 0 | 1186.4 | 0
7725 | 1470.4 | 0 | 0 | 1470.4 | 0
7726 | 1188.8 | 0 | 0 | 1188.8 | 0
7727 | 779.2 | 0 | 0 | 779.2 | 0
7728 | 1133.6 | 0 | 0 | 1133.6 | 0
7729 | 877.6 | 877.6 | 0 | 0 | 0
7730 | 888 | 888 | 0 | 0 | 0
7731 | 992 | 992 | 0 | 0 | 0
7732 | 1028 | 1028 | 0 | 0 | 0
7733 | 1020 | 1020 | 0 | 0 | 0
7734 | 988.8 | 988.8 | 0 | 0 | 0
7735 | 1027.129 | 0 | 417.154 | 609.975 | 0
7736 | 958.726 | 0 | 958.726 | 0 | 608.741
7737 | 1015.72 | 0 | 1015.72 | 0 | 1503.619
7738 | 1081.252 | 0 | 1081.252 | 0 | 1796.808
7739 | 1456.647 | 0 | 1456.647 | 0 | 1796.808
7740 | 1355.634 | 0 | 1355.634 | 0 | 916.348
7741 | 1091.508 | 0 | 1091.508 | 0 | 1375.171
7742 | 1198.058 | 0 | 1198.058 | 0 | 617.276
7743 | 1592.282 | 1103.795 | 488.487 | 0 | 0
7744 | 1106.455 | 962.951 | 143.504 | 0 | 0
7745 | 1246.387 | 1227.028 | 19.359 | 0 | 0
7746 | 1322.503 | 1322.503 | 0 | 0 | 0
7747 | 1121.6 | 0 | 0 | 1121.6 | 0
7748 | 1195.2 | 0 | 0 | 1195.2 | 0
7749 | 1380 | 0 | 0 | 1380 | 0
7750 | 1388 | 0 | 0 | 1388 | 0
7751 | 1431.2 | 0 | 0 | 1431.2 | 0
7752 | 1104 | 1104 | 0 | 0 | 0
7753 | 1285.6 | 1285.6 | 0 | 0 | 0
7754 | 1016 | 1016 | 0 | 0 | 0
7755 | 1193.6 | 1193.6 | 0 | 0 | 0
7756 | 1489.6 | 1489.6 | 0 | 0 | 0
7757 | 1088.8 | 1088.8 | 0 | 0 | 0
7758 | 1126.4 | 1126.4 | 0 | 0 | 0
7759 | 799.087 | 570.698 | 228.389 | 0 | 0
7760 | 933.699 | 0 | 933.699 | 0 | 416.132
7761 | 1028.874 | 0 | 1028.874 | 0 | 1589.314
7762 | 1429.183 | 0 | 1429.183 | 0 | 569.404
7763 | 1309.361 | 0 | 1309.361 | 0 | 836.401
7764 | 1273.22 | 0 | 1273.22 | 0 | 185.024
7765 | 1283.758 | 0 | 1283.758 | 0 | 1738.016
7766 | 1017.049 | 0 | 1017.049 | 0 | 1443.794
7767 | 1569.862 | 62.136 | 1507.726 | 0 | 0
7768 | 1212.909 | 1102.893 | 110.016 | 0 | 0
7769 | 1407.813 | 1034.407 | 373.406 | 0 | 0
7770 | 1339.188 | 1339.188 | 0 | 0 | 0
7771 | 1444 | 0 | 0 | 1444 | 0
7772 | 1498.4 | 0 | 0 | 1498.4 | 0
7773 | 1683.2 | 0 | 0 | 1683.2 | 0
7774 | 1572 | 0 | 0 | 1572 | 0
7775 | 1266.4 | 0 | 0 | 1266.4 | 0
7776 | 1252.8 | 1252.8 | 0 | 0 | 0
7777 | 1118.4 | 1118.4 | 0 | 0 | 0
7778 | 1283.2 | 1283.2 | 0 | 0 | 0
7779 | 1369.6 | 1369.6 | 0 | 0 | 0
7780 | 1394.4 | 1394.4 | 0 | 0 | 0
7781 | 1285.6 | 1285.6 | 0 | 0 | 0
7782 | 1056 | 1056 | 0 | 0 | 0
7783 | 1040.324 | 621.777 | 226.814 | 191.733 | 0
7784 | 869.633 | 0 | 869.633 | 0 | 681.257
7785 | 1098.227 | 0 | 1098.227 | 0 | 1438.584
7786 | 1314.622 | 0 | 1314.622 | 0 | 1796.808
7787 | 1099.177 | 0 | 1099.177 | 0 | 1796.808
7788 | 1346.221 | 0 | 1346.221 | 0 | 873.996
7789 | 1404.829 | 0 | 1404.829 | 0 | 154.599
7790 | 1166.196 | 0 | 1166.196 | 0 | 1391.424
7791 | 1431.156 | 0 | 1431.156 | 0 | 860.043
7792 | 1408.691 | 911.167 | 497.524 | 0 | 0
7793 | 1490.436 | 1298.572 | 191.864 | 0 | 0
7794 | 1393.933 | 1393.933 | 0 | 0 | 0
7795 | 1680.8 | 0 | 0 | 1680.8 | 0
7796 | 1324.8 | 0 | 0 | 1324.8 | 0
7797 | 1534.4 | 0 | 0 | 1534.4 | 0
7798 | 1571.2 | 0 | 0 | 1571.2 | 0
7799 | 1176.8 | 0 | 0 | 1176.8 | 0
7800 | 1416.8 | 963.712 | 0 | 453.088 | 0
7801 | 1240 | 1240 | 0 | 0 | 0
7802 | 1348.8 | 1348.8 | 0 | 0 | 0
7803 | 1515.2 | 1515.2 | 0 | 0 | 0
7804 | 1366.4 | 1366.4 | 0 | 0 | 0
7805 | 1381.6 | 1381.6 | 0 | 0 | 0
7806 | 1362.4 | 1362.4 | 0 | 0 | 0
7807 | 679.439 | 0 | 255.719 | 423.72 | 0
7808 | 1137.376 | 0 | 1137.376 | 0 | 509.616
7809 | 882.651 | 0 | 882.651 | 0 | 1770.912
7810 | 432.662 | 0 | 432.662 | 0 | 1796.808
7811 | 389.328 | 0 | 389.328 | 0 | 1796.808
7812 | 396.46 | 0 | 396.46 | 0 | 1796.808
7813 | 851.215 | 0 | 851.215 | 0 | 1415.595
7814 | 1358.284 | 0 | 1358.284 | 0 | 0
7815 | 1653.136 | 0 | 1653.136 | 0 | 0
7816 | 1480.775 | 24.667 | 1456.108 | 0 | 0
7817 | 1522.428 | 864.443 | 657.985 | 0 | 0
7818 | 1682.404 | 1682.404 | 0 | 0 | 0
7819 | 1758.4 | 121.6 | 0 | 1636.8 | 0
7820 | 1597.6 | 0 | 0 | 1597.6 | 0
7821 | 1777.6 | 0 | 0 | 1777.6 | 0
7822 | 1849.6 | 52.792 | 0 | 1796.808 | 0
7823 | 1356 | 0 | 0 | 1356 | 0
7824 | 1280.8 | 1280.8 | 0 | 0 | 0
7825 | 1248.8 | 1248.8 | 0 | 0 | 0
7826 | 1583.2 | 1583.2 | 0 | 0 | 0
7827 | 1660 | 1660 | 0 | 0 | 0
7828 | 981.6 | 981.6 | 0 | 0 | 0
7829 | 1345.6 | 1345.6 | 0 | 0 | 0
7830 | 1347.2 | 1347.2 | 0 | 0 | 0
7831 | 1080.957 | 697.472 | 383.485 | 0 | 0
7832 | 1190.482 | 0 | 1190.482 | 0 | 353.4
7833 | 1061.094 | 0 | 1061.094 | 0 | 1471.909
7834 | 1659.705 | 0 | 1659.705 | 0 | 1565.938
7835 | 1735.038 | 0 | 1735.038 | 0 | 1796.808
7836 | 1837.293 | 0 | 1837.293 | 0 | 1796.808
7837 | 1536.804 | 0 | 1536.804 | 0 | 852.236
7838 | 1437.913 | 447.019 | 990.894 | 0 | 0
7839 | 1704.969 | 54.192 | 1650.777 | 0 | 0
7840 | 1445.753 | 704.289 | 741.464 | 0 | 0
7841 | 1513.323 | 1131.22 | 382.103 | 0 | 0
7842 | 1805.698 | 1805.698 | 0 | 0 | 0
7843 | 1423.2 | 1423.2 | 0 | 0 | 0
7844 | 1600 | 1233.003 | 0 | 366.997 | 0
7845 | 1737.6 | 0 | 0 | 1737.6 | 0
7846 | 1408 | 0 | 0 | 1408 | 0
7847 | 1577.6 | 0 | 0 | 1577.6 | 0
7848 | 1420.8 | 0 | 0 | 1420.8 | 0
7849 | 1040 | 1040 | 0 | 0 | 0
7850 | 1061.6 | 1061.6 | 0 | 0 | 0
7851 | 848 | 848 | 0 | 0 | 0
7852 | 1101.6 | 1101.6 | 0 | 0 | 0
7853 | 727.2 | 727.2 | 0 | 0 | 0
7854 | 904 | 904 | 0 | 0 | 0
7855 | 917.901 | 0 | 386.793 | 531.108 | 0
7856 | 910.899 | 0 | 910.899 | 0 | 305.693
7857 | 920.17 | 0 | 920.17 | 0 | 1215.412
7858 | 1061.386 | 0 | 1061.386 | 0 | 1761.674
7859 | 1019.092 | 0 | 1019.092 | 0 | 1796.808
7860 | 991.068 | 0 | 991.068 | 0 | 1216.243
7861 | 1143.278 | 0 | 1143.278 | 0 | 1237.094
7862 | 1101.732 | 0 | 1101.732 | 0 | 1442.931
7863 | 1117.132 | 0 | 1117.132 | 0 | 110.692
7864 | 520.632 | 0 | 520.632 | 0 | 0
7865 | 192.296 | 0 | 192.296 | 0 | 0
7866 | 257.187 | 0 | 0 | 257.187 | 0
7867 | 150.4 | 0 | 0 | 150.4 | 0
7868 | 158.4 | 0 | 0 | 158.4 | 0
7869 | 125.6 | 0 | 0 | 125.6 | 0
7870 | 120 | 0 | 0 | 120 | 0
7871 | 115.2 | 0 | 0 | 115.2 | 0
7872 | 116 | 0 | 0 | 116 | 0
7873 | 107.2 | 0 | 0 | 107.2 | 0
7874 | 117.6 | 0 | 0 | 117.6 | 0
7875 | 96.8 | 0 | 0 | 96.8 | 0
7876 | 103.2 | 0 | 0 | 103.2 | 0
7877 | 96.8 | 0 | 0 | 96.8 | 0
7878 | 101.6 | 0 | 0 | 101.6 | 0
7879 | 87.682 | 0 | 87.682 | 0 | 151.075
7880 | 158.372 | 0 | 158.372 | 0 | 1016.121
7881 | 720.376 | 0 | 720.376 | 0 | 686.868
7882 | 958.609 | 0 | 958.609 | 0 | 0
7883 | 1110.708 | 0 | 1110.708 | 0 | 0
7884 | 1168.124 | 0 | 1168.124 | 0 | 0
7885 | 1171.326 | 0 | 1171.326 | 0 | 0
7886 | 1171.349 | 0 | 1171.349 | 0 | 0
7887 | 1266.465 | 0 | 1266.465 | 0 | 0
7888 | 1231.431 | 0 | 1231.431 | 0 | 0
7889 | 1227.897 | 662.615 | 565.282 | 0 | 0
7890 | 1118.58 | 1118.58 | 0 | 0 | 0
7891 | 1358.4 | 0 | 0 | 1358.4 | 0
7892 | 1066.4 | 0 | 0 | 1066.4 | 0
7893 | 1076 | 0 | 0 | 1076 | 0
7894 | 1006.4 | 0 | 0 | 1006.4 | 0
7895 | 1079.2 | 0 | 0 | 1079.2 | 0
7896 | 1528 | 1346.036 | 0 | 181.964 | 0
7897 | 1220.8 | 1220.8 | 0 | 0 | 0
7898 | 923.2 | 923.2 | 0 | 0 | 0
7899 | 1218.4 | 1218.4 | 0 | 0 | 0
7900 | 1200.8 | 1200.8 | 0 | 0 | 0
7901 | 896 | 896 | 0 | 0 | 0
7902 | 1284 | 1284 | 0 | 0 | 0
7903 | 1092.491 | 0 | 304.696 | 787.795 | 0
7904 | 1306.162 | 0 | 1306.162 | 0 | 128.956
7905 | 1409.71 | 0 | 1409.71 | 0 | 674.175
7906 | 984.961 | 0 | 984.961 | 0 | 883.152
7907 | 1372.328 | 0 | 1372.328 | 0 | 1253.31
7908 | 1453.632 | 0 | 1453.632 | 0 | 1378.249
7909 | 1182.818 | 0 | 1182.818 | 0 | 1706.794
7910 | 1278.412 | 0 | 1278.412 | 0 | 880.318
7911 | 1247.998 | 0 | 1247.998 | 0 | 391.34
7912 | 1086.354 | 696.547 | 389.807 | 0 | 0
7913 | 1467.39 | 1068.62 | 398.77 | 0 | 0
7914 | 1410.488 | 662.186 | 0 | 748.302 | 0
7915 | 1142.4 | 0 | 0 | 1142.4 | 0
7916 | 984.8 | 0 | 0 | 984.8 | 0
7917 | 1211.2 | 0 | 0 | 1211.2 | 0
7918 | 1125.6 | 0 | 0 | 1125.6 | 0
7919 | 1388.8 | 0 | 0 | 1388.8 | 0
7920 | 985.6 | 0 | 0 | 985.6 | 0
7921 | 1293.6 | 1293.6 | 0 | 0 | 0
7922 | 1131.2 | 1131.2 | 0 | 0 | 0
7923 | 1264.8 | 1264.8 | 0 | 0 | 0
7924 | 774.4 | 774.4 | 0 | 0 | 0
7925 | 1108.8 | 1108.8 | 0 | 0 | 0
7926 | 734.4 | 734.4 | 0 | 0 | 0
7927 | 812.644 | 0 | 338.071 | 474.573 | 0
7928 | 1161.248 | 0 | 1161.248 | 0 | 116.055
7929 | 1243.412 | 0 | 1243.412 | 0 | 920.893
7930 | 1326.775 | 0 | 1326.775 | 0 | 1474.383
7931 | 1621.135 | 0 | 1621.135 | 0 | 1201.438
7932 | 1251.306 | 0 | 1251.306 | 0 | 1796.808
7933 | 1349.218 | 0 | 1349.218 | 0 | 1730.201
7934 | 1331.273 | 0 | 1331.273 | 0 | 1068.741
7935 | 1282.735 | 0 | 1282.735 | 0 | 662.807
7936 | 1437.172 | 751.886 | 685.286 | 0 | 0
7937 | 1620.088 | 1501.755 | 118.333 | 0 | 0
7938 | 1488.651 | 1488.651 | 0 | 0 | 0
7939 | 1304.8 | 0 | 0 | 1304.8 | 0
7940 | 1217.6 | 0 | 0 | 1217.6 | 0
7941 | 1169.6 | 0 | 0 | 1169.6 | 0
7942 | 1280 | 0 | 0 | 1280 | 0
7943 | 1238.4 | 0 | 0 | 1238.4 | 0
7944 | 1456 | 1456 | 0 | 0 | 0
7945 | 1352 | 1352 | 0 | 0 | 0
7946 | 1226.4 | 1226.4 | 0 | 0 | 0
7947 | 1184 | 1184 | 0 | 0 | 0
7948 | 1292 | 1292 | 0 | 0 | 0
7949 | 1500 | 1500 | 0 | 0 | 0
7950 | 1428.8 | 1428.8 | 0 | 0 | 0
7951 | 1297.339 | 161.671 | 346.071 | 789.598 | 0
7952 | 1310.033 | 0 | 1275.224 | 34.809 | 0
7953 | 994.134 | 0 | 994.134 | 0 | 1122.639
7954 | 1147.17 | 0 | 1147.17 | 0 | 1356.946
7955 | 1266.559 | 0 | 1266.559 | 0 | 1510.816
7956 | 1524.5 | 0 | 1524.5 | 0 | 1701.341
7957 | 1553.979 | 0 | 1553.979 | 0 | 1322.5
7958 | 1388.914 | 0 | 1388.914 | 0 | 814.737
7959 | 1652.723 | 488.213 | 1164.51 | 0 | 0
7960 | 1570.274 | 338.453 | 1231.821 | 0 | 0
7961 | 1459.662 | 800.828 | 658.834 | 0 | 0
7962 | 1449.583 | 1449.583 | 0 | 0 | 0
7963 | 1372.8 | 0 | 0 | 1372.8 | 0
7964 | 1579.2 | 0 | 0 | 1579.2 | 0
7965 | 1569.6 | 0 | 0 | 1569.6 | 0
7966 | 1548.8 | 0 | 0 | 1548.8 | 0
7967 | 1433.6 | 0 | 0 | 1433.6 | 0
7968 | 1310.4 | 1310.4 | 0 | 0 | 0
7969 | 1088 | 1088 | 0 | 0 | 0
7970 | 1392 | 1392 | 0 | 0 | 0
7971 | 1436.8 | 1436.8 | 0 | 0 | 0
7972 | 1538.4 | 1538.4 | 0 | 0 | 0
7973 | 1468 | 1468 | 0 | 0 | 0
7974 | 1324 | 1324 | 0 | 0 | 0
7975 | 916 | 916 | 0 | 0 | 22.741
7976 | 1538.833 | 1538.833 | 0 | 0 | 378.596
7977 | 1337.062 | 1337.062 | 0 | 0 | 954.664
7978 | 1341.153 | 1341.153 | 0 | 0 | 1681.364
7979 | 1403.197 | 1403.197 | 0 | 0 | 1781.126
7980 | 1495.022 | 547.473 | 947.549 | 0 | 1355.864
7981 | 1415.791 | 0 | 1415.791 | 0 | 332.538
7982 | 1603.039 | 0 | 1603.039 | 0 | 111.734
7983 | 1305.477 | 0 | 1305.477 | 0 | 353.407
7984 | 1797.5 | 1364.386 | 433.114 | 0 | 0
7985 | 1690.399 | 1678.587 | 11.812 | 0 | 0
7986 | 1741.499 | 1741.499 | 0 | 0 | 0
7987 | 1718.4 | 0 | 0 | 1718.4 | 0
7988 | 1222.4 | 0 | 0 | 1222.4 | 0
7989 | 1288 | 0 | 0 | 1288 | 0
7990 | 1320.8 | 0 | 0 | 1320.8 | 0
7991 | 1376 | 0 | 0 | 1376 | 0
7992 | 1328.8 | 1328.8 | 0 | 0 | 0
7993 | 1398.4 | 1398.4 | 0 | 0 | 0
7994 | 1504 | 1504 | 0 | 0 | 0
7995 | 1284 | 1284 | 0 | 0 | 0
7996 | 1360.8 | 1360.8 | 0 | 0 | 0
7997 | 1429.6 | 1429.6 | 0 | 0 | 0
7998 | 1222.4 | 1222.4 | 0 | 0 | 0
7999 | 1190.56 | 1049.673 | 140.887 | 0 | 0
8000 | 1232.152 | 215.707 | 1016.445 | 0 | 0
8001 | 1245.954 | 0 | 1245.954 | 0 | 394.846
8002 | 1352.375 | 0 | 1352.375 | 0 | 1118.728
8003 | 1036.347 | 0 | 1036.347 | 0 | 1796.808
8004 | 1453.973 | 0 | 1453.973 | 0 | 1338.947
8005 | 1380.768 | 0 | 1380.768 | 0 | 1503.609
8006 | 1648.157 | 0 | 1648.157 | 0 | 650.968
8007 | 1281.294 | 0 | 1281.294 | 0 | 488.326
8008 | 1404.316 | 786.709 | 617.607 | 0 | 0
8009 | 1308.225 | 1058.919 | 249.306 | 0 | 0
8010 | 1254.291 | 1254.291 | 0 | 0 | 0
8011 | 1336 | 1336 | 0 | 0 | 0
8012 | 854.4 | 854.4 | 0 | 0 | 0
8013 | 1313.6 | 268.303 | 0 | 1045.297 | 0
8014 | 1232 | 0 | 0 | 1232 | 0
8015 | 1172.8 | 0 | 0 | 1172.8 | 0
8016 | 1341.6 | 0 | 0 | 1341.6 | 0
8017 | 1092 | 1092 | 0 | 0 | 0
8018 | 1248 | 1248 | 0 | 0 | 0
8019 | 1142.4 | 1142.4 | 0 | 0 | 0
8020 | 1088.8 | 1088.8 | 0 | 0 | 0
8021 | 978.4 | 978.4 | 0 | 0 | 0
8022 | 1040.8 | 1040.8 | 0 | 0 | 0
8023 | 858.4 | 0 | 107.586 | 750.814 | 0
8024 | 1146.178 | 0 | 496.396 | 649.782 | 0
8025 | 1191.895 | 0 | 831.68 | 360.215 | 0
8026 | 1166.901 | 0 | 1166.901 | 0 | 556.098
8027 | 1126.266 | 0 | 1126.266 | 0 | 1309.576
8028 | 1448.14 | 0 | 1448.14 | 0 | 1150.99
8029 | 920.542 | 0 | 920.542 | 0 | 1592.049
8030 | 997.387 | 0 | 997.387 | 0 | 1201.296
8031 | 860.713 | 0 | 860.713 | 0 | 919.824
8032 | 234.947 | 0 | 234.947 | 0 | 593.056
8033 | 183.063 | 0 | 183.063 | 0 | 437.003
8034 | 137.552 | 0 | 0 | 137.552 | 0
8035 | 148 | 0 | 0 | 148 | 0
8036 | 100.8 | 0 | 0 | 100.8 | 0
8037 | 96 | 0 | 0 | 96 | 0
8038 | 102.4 | 0 | 0 | 102.4 | 0
8039 | 91.2 | 0 | 0 | 91.2 | 0
8040 | 100 | 0 | 0 | 100 | 0
8041 | 89.6 | 0 | 0 | 89.6 | 0
8042 | 96 | 0 | 0 | 96 | 0
8043 | 89.6 | 0 | 0 | 89.6 | 0
8044 | 89.6 | 0 | 0 | 89.6 | 0
8045 | 91.2 | 0 | 0 | 91.2 | 0
8046 | 92 | 0 | 0 | 92 | 0
8047 | 72.8 | 0 | 72.8 | 0 | 104.685
8048 | 89.61 | 0 | 89.61 | 0 | 932.438
8049 | 636.197 | 0 | 636.197 | 0 | 1486.445
8050 | 1258.648 | 0 | 1258.649 | 0 | 276.501
8051 | 1251.361 | 0 | 1251.361 | 0 | 0
8052 | 1077.291 | 0 | 1077.291 | 0 | 0
8053 | 1356.354 | 0 | 1356.354 | 0 | 0
8054 | 1104.063 | 0 | 1104.063 | 0 | 0
8055 | 1125.992 | 0 | 1125.992 | 0 | 0
8056 | 1050.113 | 473.942 | 576.171 | 0 | 0
8057 | 951.408 | 237.421 | 349.51 | 364.478 | 0
8058 | 1136.61 | 0 | 0 | 1136.61 | 0
8059 | 1047.2 | 0 | 0 | 1047.2 | 0
8060 | 1128.8 | 0 | 0 | 1128.8 | 0
8061 | 778.4 | 0 | 0 | 778.4 | 0
8062 | 1089.6 | 0 | 0 | 1089.6 | 0
8063 | 952.8 | 0 | 0 | 952.8 | 0
8064 | 999.2 | 0 | 0 | 999.2 | 0
8065 | 960 | 960 | 0 | 0 | 0
8066 | 1305.6 | 1305.6 | 0 | 0 | 0
8067 | 1168.8 | 1168.8 | 0 | 0 | 0
8068 | 1358.4 | 1358.4 | 0 | 0 | 0
8069 | 1282.4 | 1282.4 | 0 | 0 | 0
8070 | 1162.4 | 1162.4 | 0 | 0 | 0
8071 | 1039.2 | 0 | 371.48 | 667.72 | 0
8072 | 1081.05 | 0 | 1081.05 | 0 | 507.736
8073 | 811.981 | 0 | 811.981 | 0 | 1796.808
8074 | 1146.669 | 0 | 1146.669 | 0 | 1796.808
8075 | 1380.393 | 0 | 1380.393 | 0 | 1796.808
8076 | 1173.817 | 0 | 1173.817 | 0 | 1796.808
8077 | 1141.587 | 0 | 1141.587 | 0 | 1391.579
8078 | 1217.119 | 0 | 1217.119 | 0 | 0
8079 | 1621.666 | 0 | 1621.666 | 0 | 0
8080 | 617.579 | 0 | 617.579 | 0 | 0
8081 | 1446.565 | 621.162 | 825.403 | 0 | 0
8082 | 1314.233 | 841.099 | 0 | 473.134 | 0
8083 | 1122.4 | 0 | 0 | 1122.4 | 0
8084 | 976.8 | 0 | 0 | 976.8 | 0
8085 | 1206.4 | 0 | 0 | 1206.4 | 0
8086 | 1304 | 0 | 0 | 1304 | 0
8087 | 1134.4 | 0 | 0 | 1134.4 | 0
8088 | 949.6 | 0 | 0 | 949.6 | 0
8089 | 1222.4 | 1222.4 | 0 | 0 | 0
8090 | 851.2 | 851.2 | 0 | 0 | 0
8091 | 1256.8 | 1256.8 | 0 | 0 | 0
8092 | 1092.8 | 1092.8 | 0 | 0 | 0
8093 | 1028.8 | 1028.8 | 0 | 0 | 0
8094 | 1088.8 | 1088.8 | 0 | 0 | 0
8095 | 1353.6 | 0 | 355.526 | 998.074 | 0
8096 | 697.26 | 0 | 697.26 | 0 | 632.204
8097 | 894.813 | 0 | 894.813 | 0 | 1726.916
8098 | 1264.732 | 0 | 1264.732 | 0 | 1796.808
8099 | 1241.914 | 0 | 1241.914 | 0 | 1796.808
8100 | 1308.586 | 0 | 1308.586 | 0 | 1796.808
8101 | 1086.618 | 0 | 1086.618 | 0 | 1337.003
8102 | 1312.456 | 0 | 1312.456 | 0 | 0
8103 | 1471.833 | 0 | 1471.833 | 0 | 0
8104 | 1659.084 | 0 | 1659.084 | 0 | 0
8105 | 1382.135 | 690.974 | 691.161 | 0 | 0
8106 | 1357.739 | 950.685 | 0 | 407.054 | 0
8107 | 1292 | 0 | 0 | 1292 | 0
8108 | 1217.6 | 0 | 0 | 1217.6 | 0
8109 | 1288 | 0 | 0 | 1288 | 0
8110 | 1356 | 0 | 0 | 1356 | 0
8111 | 968.8 | 0 | 0 | 968.8 | 0
8112 | 1264 | 0 | 0 | 1264 | 0
8113 | 1316.8 | 1316.8 | 0 | 0 | 0
8114 | 1169.6 | 1169.6 | 0 | 0 | 0
8115 | 1160.8 | 1160.8 | 0 | 0 | 0
8116 | 1196 | 1196 | 0 | 0 | 0
8117 | 840 | 840 | 0 | 0 | 0
8118 | 1152.8 | 1152.8 | 0 | 0 | 0
8119 | 706.4 | 0 | 335.046 | 371.354 | 0
8120 | 959.437 | 0 | 959.437 | 0 | 574.446
8121 | 900.079 | 0 | 900.079 | 0 | 1672.656
8122 | 1146.42 | 0 | 1146.42 | 0 | 1796.808
8123 | 1422.593 | 0 | 1422.593 | 0 | 1796.808
8124 | 1547.461 | 0 | 1547.461 | 0 | 1796.808
8125 | 1494.729 | 0 | 1494.729 | 0 | 1449.022
8126 | 1257.696 | 0 | 1257.696 | 0 | 0
8127 | 1228.071 | 0 | 1228.071 | 0 | 0
8128 | 1769.154 | 0 | 1769.154 | 0 | 0
8129 | 1953.371 | 1228.761 | 724.61 | 0 | 0
8130 | 1544.713 | 1544.713 | 0 | 0 | 0
8131 | 1589.6 | 0 | 0 | 1589.6 | 0
8132 | 1320 | 0 | 0 | 1320 | 0
8133 | 1744 | 0 | 0 | 1744 | 0
8134 | 1516.8 | 0 | 0 | 1516.8 | 0
8135 | 1599.2 | 0 | 0 | 1599.2 | 0
8136 | 1542.4 | 1542.4 | 0 | 0 | 0
8137 | 1434.4 | 1434.4 | 0 | 0 | 0
8138 | 1324 | 1324 | 0 | 0 | 0
8139 | 1325.6 | 1325.6 | 0 | 0 | 0
8140 | 1516.8 | 1516.8 | 0 | 0 | 0
8141 | 1291.2 | 1291.2 | 0 | 0 | 0
8142 | 1542.4 | 1542.4 | 0 | 0 | 0
8143 | 1000.8 | 267.102 | 338.49 | 395.208 | 0
8144 | 828.43 | 0 | 828.43 | 0 | 710.841
8145 | 1062.166 | 0 | 1062.166 | 0 | 1518.846
8146 | 1354.15 | 0 | 1354.15 | 0 | 1796.808
8147 | 1544.599 | 0 | 1544.599 | 0 | 1796.808
8148 | 1620.767 | 0 | 1620.767 | 0 | 1796.808
8149 | 936.447 | 0 | 936.447 | 0 | 1466.437
8150 | 1379.589 | 0 | 1379.589 | 0 | 0
8151 | 1282.753 | 0 | 1282.753 | 0 | 0
8152 | 1281.053 | 0 | 1281.053 | 0 | 0
8153 | 1015.736 | 320.518 | 695.218 | 0 | 0
8154 | 1172.039 | 1172.039 | 0 | 0 | 0
8155 | 1207.2 | 0 | 0 | 1207.2 | 0
8156 | 1226.4 | 0 | 0 | 1226.4 | 0
8157 | 1287.2 | 0 | 0 | 1287.2 | 0
8158 | 1448.8 | 0 | 0 | 1448.8 | 0
8159 | 1248.8 | 0 | 0 | 1248.8 | 0
8160 | 1272.8 | 1272.8 | 0 | 0 | 0
8161 | 1412 | 1412 | 0 | 0 | 0
8162 | 1366.4 | 1366.4 | 0 | 0 | 0
8163 | 1345.6 | 1345.6 | 0 | 0 | 0
8164 | 1445.6 | 1445.6 | 0 | 0 | 0
8165 | 1436 | 1436 | 0 | 0 | 0
8166 | 1366.4 | 1366.4 | 0 | 0 | 0
8167 | 1041.6 | 915.551 | 126.049 | 0 | 0
8168 | 1319.128 | 347.621 | 971.507 | 0 | 0
8169 | 889.005 | 0 | 889.005 | 0 | 868.984
8170 | 1469.341 | 0 | 1469.341 | 0 | 598.403
8171 | 1714.76 | 0 | 1714.76 | 0 | 985.367
8172 | 1647.544 | 0 | 1647.544 | 0 | 1081.573
8173 | 1465.729 | 0 | 1465.729 | 0 | 381.19
8174 | 1506.159 | 241.405 | 1264.754 | 0 | 0
8175 | 1621.22 | 540.121 | 1081.099 | 0 | 0
8176 | 1662.845 | 229.37 | 1433.475 | 0 | 0
8177 | 1580.403 | 1240.054 | 340.349 | 0 | 0
8178 | 1155.725 | 1155.725 | 0 | 0 | 0
8179 | 1545.6 | 1545.6 | 0 | 0 | 0
8180 | 1300 | 1300 | 0 | 0 | 0
8181 | 1517.6 | 1491.4 | 0 | 26.2 | 0
8182 | 1541.6 | 0 | 0 | 1541.6 | 0
8183 | 1264.8 | 0 | 0 | 1264.8 | 0
8184 | 1515.2 | 0 | 0 | 1515.2 | 0
8185 | 1142.4 | 1142.4 | 0 | 0 | 0
8186 | 1111.2 | 1111.2 | 0 | 0 | 0
8187 | 1584.8 | 1584.8 | 0 | 0 | 0
8188 | 1384 | 1384 | 0 | 0 | 0
8189 | 1290.4 | 1290.4 | 0 | 0 | 0
8190 | 1424 | 1424 | 0 | 0 | 0
8191 | 1168.8 | 0 | 273.865 | 894.935 | 0
8192 | 1085.638 | 0 | 1063.638 | 22 | 0
8193 | 1060.777 | 0 | 1060.777 | 0 | 1103.398
8194 | 1138.269 | 0 | 1138.269 | 0 | 1482.559
8195 | 1033.825 | 0 | 1033.825 | 0 | 1796.808
8196 | 1090.429 | 0 | 1090.429 | 0 | 1796.808
8197 | 1135.24 | 0 | 1135.24 | 0 | 1796.808
8198 | 1171.847 | 0 | 1171.847 | 0 | 1058.885
8199 | 1104.482 | 0 | 1085.099 | 19.383 | 0
8200 | 224.458 | 0 | 224.458 | 0 | 72.853
8201 | 183.44 | 0 | 183.44 | 0 | 0
8202 | 160.064 | 0 | 0 | 160.064 | 0
8203 | 206.4 | 0 | 0 | 206.4 | 0
8204 | 149.6 | 0 | 0 | 149.6 | 0
8205 | 116 | 0 | 0 | 116 | 0
8206 | 109.6 | 0 | 0 | 109.6 | 0
8207 | 99.2 | 0 | 0 | 99.2 | 0
8208 | 108.8 | 0 | 0 | 108.8 | 0
8209 | 100.8 | 0 | 0 | 100.8 | 0
8210 | 109.6 | 0 | 0 | 109.6 | 0
8211 | 100 | 0 | 0 | 100 | 0
8212 | 104 | 0 | 0 | 104 | 0
8213 | 93.6 | 0 | 0 | 93.6 | 0
8214 | 101.6 | 0 | 0 | 101.6 | 0
8215 | 93.6 | 0 | 93.6 | 0 | 105.391
8216 | 100.012 | 0 | 100.012 | 0 | 335.628
8217 | 218.574 | 0 | 218.574 | 0 | 1294.272
8218 | 955.563 | 0 | 955.563 | 0 | 0
8219 | 1162.174 | 0 | 1162.174 | 0 | 0
8220 | 1591.079 | 0 | 1591.079 | 0 | 0
8221 | 1379.816 | 0 | 1379.816 | 0 | 0
8222 | 1610.809 | 0 | 1610.809 | 0 | 0
8223 | 1808.052 | 560.17 | 1247.882 | 0 | 0
8224 | 2055.558 | 808.65 | 1246.908 | 0 | 0
8225 | 1608.955 | 1176.685 | 432.27 | 0 | 0
8226 | 1527.332 | 1527.332 | 0 | 0 | 0
8227 | 1779.2 | 0 | 0 | 1779.2 | 0
8228 | 1836.8 | 39.992 | 0 | 1796.808 | 0
8229 | 1579.2 | 0 | 0 | 1579.2 | 0
8230 | 1553.6 | 0 | 0 | 1553.6 | 0
8231 | 1396 | 0 | 0 | 1396 | 0
8232 | 1387.2 | 1387.2 | 0 | 0 | 0
8233 | 1321.6 | 1321.6 | 0 | 0 | 0
8234 | 1526.4 | 1526.4 | 0 | 0 | 0
8235 | 1572 | 1572 | 0 | 0 | 0
8236 | 1433.6 | 1433.6 | 0 | 0 | 0
8237 | 1316 | 1316 | 0 | 0 | 0
8238 | 1384.8 | 1384.8 | 0 | 0 | 0
8239 | 1184.8 | 1184.8 | 0 | 0 | 98.521
8240 | 1308.643 | 1308.643 | 0 | 0 | 672.936
8241 | 1418.787 | 1174.382 | 244.405 | 0 | 1796.808
8242 | 1582.275 | 277.71 | 1304.565 | 0 | 1796.808
8243 | 1549.679 | 0 | 1549.679 | 0 | 1796.808
8244 | 1523.622 | 815.912 | 707.71 | 0 | 1796.808
8245 | 1514.182 | 1052.284 | 461.898 | 0 | 1061.085
8246 | 1331.149 | 407.18 | 923.969 | 0 | 0
8247 | 1245.736 | 1108.333 | 137.403 | 0 | 0
8248 | 1236.827 | 1046.017 | 190.81 | 0 | 0
8249 | 1300.328 | 1040.921 | 259.407 | 0 | 0
8250 | 1367.211 | 1367.211 | 0 | 0 | 0
8251 | 1213.6 | 0 | 0 | 1213.6 | 0
8252 | 1144.8 | 0 | 0 | 1144.8 | 0
8253 | 1432 | 0 | 0 | 1432 | 0
8254 | 1488.8 | 0 | 0 | 1488.8 | 0
8255 | 1432.8 | 0 | 0 | 1432.8 | 0
8256 | 1107.2 | 1107.2 | 0 | 0 | 0
8257 | 1325.6 | 1325.6 | 0 | 0 | 0
8258 | 1274.4 | 1274.4 | 0 | 0 | 0
8259 | 1459.2 | 1459.2 | 0 | 0 | 0
8260 | 1384.8 | 1384.8 | 0 | 0 | 0
8261 | 1256 | 1256 | 0 | 0 | 0
8262 | 1425.6 | 1425.6 | 0 | 0 | 0
8263 | 991.2 | 991.2 | 0 | 0 | 185.904
8264 | 982.402 | 982.402 | 0 | 0 | 977.671
8265 | 1106.567 | 607.587 | 498.98 | 0 | 1796.808
8266 | 1162.384 | 296.324 | 866.06 | 0 | 1150.367
8267 | 957.501 | 0 | 957.501 | 0 | 1136.457
8268 | 1301.609 | 0 | 1301.609 | 0 | 1248.85
8269 | 1278.001 | 0 | 1278.001 | 0 | 939.984
8270 | 1638.085 | 0 | 1638.085 | 0 | 33.688
8271 | 1340.07 | 1222.921 | 117.149 | 0 | 0
8272 | 1262.195 | 870.053 | 392.142 | 0 | 0
8273 | 1317.571 | 1305.878 | 11.693 | 0 | 0
8274 | 1073.537 | 1073.537 | 0 | 0 | 0
8275 | 968 | 0 | 0 | 968 | 0
8276 | 1704.8 | 0 | 0 | 1704.8 | 0
8277 | 1280 | 0 | 0 | 1280 | 0
8278 | 953.6 | 0 | 0 | 953.6 | 0
8279 | 1074.4 | 0 | 0 | 1074.4 | 0
8280 | 1128 | 1128 | 0 | 0 | 0
8281 | 1326.4 | 1326.4 | 0 | 0 | 0
8282 | 1213.6 | 1213.6 | 0 | 0 | 0
8283 | 932 | 932 | 0 | 0 | 0
8284 | 1318.4 | 1318.4 | 0 | 0 | 0
8285 | 1150.4 | 1150.4 | 0 | 0 | 0
8286 | 1121.6 | 1121.6 | 0 | 0 | 0
8287 | 1252.8 | 1252.8 | 0 | 0 | 217.364
8288 | 1217.408 | 1217.408 | 0 | 0 | 997.495
8289 | 1302.102 | 895.825 | 406.277 | 0 | 1796.808
8290 | 1274.013 | 133.049 | 1140.964 | 0 | 598.482
8291 | 1359.024 | 0 | 1359.024 | 0 | 239.971
8292 | 1360.939 | 0 | 1360.939 | 0 | 1565.94
8293 | 1309.39 | 0 | 1309.39 | 0 | 555.692
8294 | 1346.761 | 0 | 1346.761 | 0 | 684.232
8295 | 1666.961 | 556.374 | 1110.587 | 0 | 0
8296 | 1629.508 | 1240.04 | 389.468 | 0 | 0
8297 | 1510.972 | 1495.33 | 15.642 | 0 | 0
8298 | 1715.055 | 1715.055 | 0 | 0 | 0
8299 | 1569.6 | 0 | 0 | 1569.6 | 0
8300 | 1138.4 | 0 | 0 | 1138.4 | 0
8301 | 1421.6 | 0 | 0 | 1421.6 | 0
8302 | 1424.8 | 0 | 0 | 1424.8 | 0
8303 | 1243.2 | 0 | 0 | 1243.2 | 0
8304 | 1226.4 | 1226.4 | 0 | 0 | 0
8305 | 871.2 | 871.2 | 0 | 0 | 0
8306 | 1341.6 | 1341.6 | 0 | 0 | 0
8307 | 1340 | 1340 | 0 | 0 | 0
8308 | 1356 | 1356 | 0 | 0 | 0
8309 | 1612 | 1612 | 0 | 0 | 0
8310 | 1690.4 | 1690.4 | 0 | 0 | 0
8311 | 1544.8 | 1544.8 | 0 | 0 | 232.887
8312 | 1215.149 | 1102.081 | 113.068 | 0 | 1216.39
8313 | 1492.134 | 0 | 1492.134 | 0 | 850.161
8314 | 1882.658 | 0 | 1882.658 | 0 | 758.458
8315 | 1450.765 | 0 | 1450.765 | 0 | 944.462
8316 | 1737.05 | 0 | 1737.05 | 0 | 68.228
8317 | 1360.505 | 0 | 1360.505 | 0 | 950.823
8318 | 1346.552 | 0 | 1346.552 | 0 | 1100.377
8319 | 1602.583 | 765.986 | 836.597 | 0 | 0
8320 | 1371.928 | 856.201 | 515.727 | 0 | 0
8321 | 1617.23 | 1389.878 | 227.352 | 0 | 0
8322 | 1416.264 | 1416.264 | 0 | 0 | 0
8323 | 1540.8 | 0 | 0 | 1540.8 | 0
8324 | 1249.6 | 0 | 0 | 1249.6 | 0
8325 | 1344 | 0 | 0 | 1344 | 0
8326 | 1529.6 | 0 | 0 | 1529.6 | 0
8327 | 1204 | 0 | 0 | 1204 | 0
8328 | 1254.4 | 1254.4 | 0 | 0 | 0
8329 | 1176.8 | 1176.8 | 0 | 0 | 0
8330 | 1458.4 | 1458.4 | 0 | 0 | 0
8331 | 1106.4 | 1106.4 | 0 | 0 | 0
8332 | 1453.6 | 1453.6 | 0 | 0 | 0
8333 | 1477.6 | 1477.6 | 0 | 0 | 0
8334 | 1080 | 1080 | 0 | 0 | 0
8335 | 1225.6 | 1019.198 | 206.402 | 0 | 0
8336 | 918.666 | 0 | 918.666 | 0 | 110.832
8337 | 1374.39 | 0 | 1374.39 | 0 | 1006.486
8338 | 1560.354 | 0 | 1560.354 | 0 | 1159.336
8339 | 1797.136 | 0 | 1797.136 | 0 | 951.396
8340 | 1185.147 | 0 | 1185.147 | 0 | 1673.305
8341 | 1448.412 | 0 | 1448.412 | 0 | 1154.27
8342 | 1481.714 | 0 | 1481.714 | 0 | 958.462
8343 | 915.477 | 0 | 915.477 | 0 | 1041.565
8344 | 1225.411 | 0 | 1225.411 | 0 | 107.741
8345 | 1517.155 | 1113.858 | 403.297 | 0 | 0
8346 | 1563.602 | 1563.602 | 0 | 0 | 0
8347 | 1392 | 1392 | 0 | 0 | 0
8348 | 1641.6 | 931.518 | 0 | 710.082 | 0
8349 | 1546.4 | 0 | 0 | 1546.4 | 0
8350 | 1494.4 | 0 | 0 | 1494.4 | 0
8351 | 1361.6 | 0 | 0 | 1361.6 | 0
8352 | 1280.8 | 0 | 0 | 1280.8 | 0
8353 | 1408 | 1408 | 0 | 0 | 0
8354 | 1036.8 | 1036.8 | 0 | 0 | 0
8355 | 1119.2 | 1119.2 | 0 | 0 | 0
8356 | 1168 | 1168 | 0 | 0 | 0
8357 | 1204.8 | 1204.8 | 0 | 0 | 0
8358 | 1127.2 | 1127.2 | 0 | 0 | 0
8359 | 1190.4 | 0 | 248.382 | 942.018 | 0
8360 | 210.344 | 0 | 210.344 | 0 | 1164.534
8361 | 101.182 | 0 | 101.182 | 0 | 1796.808
8362 | 0 | 0 | 0 | 0 | 1796.808
8363 | 0 | 0 | 0 | 0 | 1399.148
8364 | 0 | 0 | 0 | 0 | 1796.808
8365 | 0 | 0 | 0 | 0 | 1132.441
8366 | 0 | 0 | 0 | 0 | 0
8367 | 0 | 0 | 0 | 0 | 0
8368 | 0 | 0 | 0 | 0 | 0
8369 | 0 | 0 | 0 | 0 | 0
8370 | 0 | 0 | 0 | 0 | 0
8371 | 0 | 0 | 0 | 0 | 0
8372 | 0 | 0 | 0 | 0 | 0
8373 | 137.6 | 0 | 0 | 137.6 | 0
8374 | 224 | 0 | 0 | 224 | 0
8375 | 279.2 | 0 | 0 | 279.2 | 0
8376 | 275.2 | 0 | 0 | 275.2 | 0
8377 | 272 | 0 | 0 | 272 | 0
8378 | 291.2 | 0 | 0 | 291.2 | 0
8379 | 199.2 | 0 | 0 | 199.2 | 0
8380 | 207.2 | 0 | 0 | 207.2 | 0
8381 | 285.6 | 0 | 0 | 285.6 | 0
8382 | 264 | 0 | 0 | 264 | 0
8383 | 318.4 | 0 | 165.209 | 153.191 | 0
8384 | 138.494 | 0 | 138.494 | 0 | 1248.1
8385 | 740.535 | 0 | 740.534 | 0 | 1632.5
8386 | 1328.616 | 0 | 1328.616 | 0 | 0
8387 | 1321.969 | 0 | 1321.969 | 0 | 0
8388 | 1360.73 | 0 | 1360.73 | 0 | 0
8389 | 1345.146 | 0 | 1345.146 | 0 | 0
8390 | 1049.667 | 0 | 1049.667 | 0 | 0
8391 | 978.516 | 0 | 978.516 | 0 | 0
8392 | 1113.713 | 478.152 | 635.561 | 0 | 0
8393 | 1271.929 | 1157.006 | 114.923 | 0 | 0
8394 | 1081.973 | 787.953 | 0 | 294.02 | 0
8395 | 1176.8 | 0 | 0 | 1176.8 | 0
8396 | 942.4 | 0 | 0 | 942.4 | 0
8397 | 892.8 | 0 | 0 | 892.8 | 0
8398 | 998.4 | 0 | 0 | 998.4 | 0
8399 | 1292 | 0 | 0 | 1292 | 0
8400 | 1080.8 | 0 | 0 | 1080.8 | 0
8401 | 1272.8 | 1272.8 | 0 | 0 | 0
8402 | 1246.4 | 1246.4 | 0 | 0 | 0
8403 | 1290.4 | 1290.4 | 0 | 0 | 0
8404 | 856 | 856 | 0 | 0 | 0
8405 | 1009.6 | 1009.6 | 0 | 0 | 0
8406 | 1304.8 | 1304.8 | 0 | 0 | 0
8407 | 1032.8 | 0 | 188.726 | 844.074 | 0
8408 | 1361.032 | 0 | 1186.787 | 174.245 | 0
8409 | 1132.013 | 0 | 1132.013 | 0 | 708.492
8410 | 1598.971 | 0 | 1598.971 | 0 | 935.868
8411 | 1537.183 | 0 | 1537.183 | 0 | 1796.808
8412 | 1425.846 | 0 | 1425.846 | 0 | 1796.808
8413 | 1392.659 | 0 | 1392.659 | 0 | 1796.808
8414 | 1295.781 | 0 | 1295.781 | 0 | 779.164
8415 | 1618.778 | 0 | 1618.778 | 0 | 750.354
8416 | 1607.397 | 88.522 | 1518.875 | 0 | 0
8417 | 1627.259 | 1457.037 | 170.222 | 0 | 0
8418 | 1365.124 | 1365.124 | 0 | 0 | 0
8419 | 1428 | 0 | 0 | 1428 | 0
8420 | 1173.6 | 0 | 0 | 1173.6 | 0
8421 | 1508 | 0 | 0 | 1508 | 0
8422 | 1451.2 | 0 | 0 | 1451.2 | 0
8423 | 1724 | 0 | 0 | 1724 | 0
8424 | 1598.4 | 1598.4 | 0 | 0 | 0
8425 | 1463.2 | 1463.2 | 0 | 0 | 0
8426 | 1581.6 | 1581.6 | 0 | 0 | 0
8427 | 1542.4 | 1542.4 | 0 | 0 | 0
8428 | 1321.6 | 1321.6 | 0 | 0 | 0
8429 | 1266.4 | 1266.4 | 0 | 0 | 0
8430 | 1100 | 1100 | 0 | 0 | 0
8431 | 1120 | 1120 | 0 | 0 | 203.546
8432 | 977.25 | 977.25 | 0 | 0 | 1100.888
8433 | 1164.458 | 351.87 | 812.589 | 0 | 1151.649
8434 | 1811.107 | 0 | 1811.107 | 0 | 729.369
8435 | 1589.091 | 0 | 1589.091 | 0 | 1466.296
8436 | 1463.659 | 0 | 1463.659 | 0 | 1528.763
8437 | 1438.004 | 0 | 1438.004 | 0 | 1222.907
8438 | 1439.024 | 0 | 1439.024 | 0 | 703.775
8439 | 1791.185 | 790.127 | 1001.058 | 0 | 0
8440 | 1612.223 | 1015.663 | 596.56 | 0 | 0
8441 | 1277.059 | 1199.851 | 77.208 | 0 | 0
8442 | 1399.92 | 1399.92 | 0 | 0 | 0
8443 | 1373.6 | 0 | 0 | 1373.6 | 0
8444 | 1170.4 | 0 | 0 | 1170.4 | 0
8445 | 1194.4 | 0 | 0 | 1194.4 | 0
8446 | 1397.6 | 0 | 0 | 1397.6 | 0
8447 | 1476 | 0 | 0 | 1476 | 0
8448 | 1419.2 | 1419.2 | 0 | 0 | 0
8449 | 1497.6 | 1497.6 | 0 | 0 | 0
8450 | 1310.4 | 1310.4 | 0 | 0 | 0
8451 | 1341.6 | 1341.6 | 0 | 0 | 0
8452 | 1416 | 1416 | 0 | 0 | 0
8453 | 957.6 | 957.6 | 0 | 0 | 0
8454 | 1168 | 1168 | 0 | 0 | 0
8455 | 1116.8 | 1116.8 | 0 | 0 | 217.608
8456 | 1100.114 | 63.719 | 1036.395 | 0 | 122.229
8457 | 1505.134 | 0 | 1505.134 | 0 | 482.728
8458 | 1372.623 | 0 | 1372.623 | 0 | 1179.065
8459 | 1730.814 | 0 | 1730.814 | 0 | 1109.123
8460 | 1451.75 | 0 | 1451.75 | 0 | 1355.391
8461 | 1419.609 | 0 | 1419.609 | 0 | 618.913
8462 | 1566.858 | 0 | 1566.858 | 0 | 926.686
8463 | 1497.729 | 0 | 1497.729 | 0 | 379.658
8464 | 1156.838 | 0 | 1156.838 | 0 | 155.347
8465 | 1305.359 | 887.666 | 417.693 | 0 | 0
8466 | 1419.829 | 1419.829 | 0 | 0 | 0
8467 | 1196 | 0 | 0 | 1196 | 0
8468 | 1183.2 | 0 | 0 | 1183.2 | 0
8469 | 1408.8 | 0 | 0 | 1408.8 | 0
8470 | 1412 | 0 | 0 | 1412 | 0
8471 | 1347.2 | 0 | 0 | 1347.2 | 0
8472 | 1276 | 1276 | 0 | 0 | 0
8473 | 1184 | 1184 | 0 | 0 | 0
8474 | 1453.6 | 1453.6 | 0 | 0 | 0
8475 | 1312.8 | 1312.8 | 0 | 0 | 0
8476 | 1127.2 | 1127.2 | 0 | 0 | 0
8477 | 1457.6 | 1457.6 | 0 | 0 | 0
8478 | 1394.4 | 1394.4 | 0 | 0 | 0
8479 | 1288.8 | 1223.155 | 65.645 | 0 | 0
8480 | 1161.104 | 603.488 | 557.616 | 0 | 0
8481 | 829.113 | 0 | 829.113 | 0 | 813.251
8482 | 1028.635 | 0 | 1028.635 | 0 | 998.851
8483 | 1605.522 | 0 | 1605.522 | 0 | 1381.636
8484 | 1388.834 | 0 | 1388.834 | 0 | 1739.71
8485 | 1422.415 | 0 | 1422.415 | 0 | 1181.649
8486 | 1624.992 | 0 | 1624.992 | 0 | 1013.677
8487 | 1558.054 | 0 | 1558.054 | 0 | 158.158
8488 | 1796.174 | 1527.629 | 268.545 | 0 | 0
8489 | 1733.951 | 1528.847 | 205.104 | 0 | 0
8490 | 1379.821 | 1379.821 | 0 | 0 | 0
8491 | 1425.6 | 0 | 0 | 1425.6 | 0
8492 | 1449.6 | 0 | 0 | 1449.6 | 0
8493 | 1551.2 | 0 | 0 | 1551.2 | 0
8494 | 1432.8 | 0 | 0 | 1432.8 | 0
8495 | 1576.8 | 0 | 0 | 1576.8 | 0
8496 | 1746.4 | 1746.4 | 0 | 0 | 0
8497 | 704 | 704 | 0 | 0 | 0
8498 | 883.2 | 883.2 | 0 | 0 | 0
8499 | 1075.2 | 1075.2 | 0 | 0 | 0
8500 | 876.8 | 876.8 | 0 | 0 | 0
8501 | 927.2 | 927.2 | 0 | 0 | 0
8502 | 720.8 | 720.8 | 0 | 0 | 0
8503 | 638.4 | 487.485 | 150.915 | 0 | 0
8504 | 622.722 | 0 | 622.722 | 0 | 467.906
8505 | 603.316 | 0 | 603.316 | 0 | 1796.808
8506 | 1098.458 | 0 | 1098.458 | 0 | 1796.808
8507 | 979.053 | 0 | 979.053 | 0 | 1796.808
8508 | 716.923 | 0 | 716.923 | 0 | 1796.808
8509 | 680.172 | 0 | 680.173 | 0 | 1431.409
8510 | 780.334 | 0 | 780.334 | 0 | 0
8511 | 882.579 | 0 | 882.579 | 0 | 0
8512 | 842.753 | 0 | 842.753 | 0 | 0
8513 | 490.41 | 0 | 490.41 | 0 | 0
8514 | 678.563 | 0 | 0 | 678.563 | 0
8515 | 853.6 | 0 | 0 | 853.6 | 0
8516 | 705.6 | 0 | 0 | 705.6 | 0
8517 | 828.8 | 0 | 0 | 828.8 | 0
8518 | 820 | 0 | 0 | 820 | 0
8519 | 755.2 | 0 | 0 | 755.2 | 0
8520 | 697.6 | 0 | 0 | 697.6 | 0
8521 | 1381.6 | 1381.6 | 0 | 0 | 0
8522 | 1472 | 1472 | 0 | 0 | 0
8523 | 1526.4 | 1526.4 | 0 | 0 | 0
8524 | 1505.6 | 1505.6 | 0 | 0 | 0
8525 | 1336.8 | 1134.797 | 0 | 202.003 | 0
8526 | 1504 | 0 | 0 | 1504 | 0
8527 | 1156.8 | 0 | 37.358 | 1119.442 | 0
8528 | 151.282 | 0 | 151.282 | 0 | 240.129
8529 | 203.767 | 0 | 203.767 | 0 | 1042.614
8530 | 271.406 | 0 | 271.406 | 0 | 1703.341
8531 | 225.678 | 0 | 225.678 | 0 | 1796.808
8532 | 210.894 | 0 | 210.894 | 0 | 1796.808
8533 | 235.761 | 0 | 235.761 | 0 | 1796.808
8534 | 236.032 | 0 | 236.032 | 0 | 710.04
8535 | 258.885 | 0 | 258.885 | 0 | 0
8536 | 263.906 | 0 | 263.906 | 0 | 0
8537 | 505.286 | 0 | 237.227 | 268.059 | 0
8538 | 457.786 | 0 | 0 | 457.786 | 0
8539 | 296 | 0 | 0 | 296 | 0
8540 | 264.8 | 0 | 0 | 264.8 | 0
8541 | 239.2 | 0 | 0 | 239.2 | 0
8542 | 282.4 | 0 | 0 | 282.4 | 0
8543 | 237.6 | 0 | 0 | 237.6 | 0
8544 | 223.2 | 0 | 0 | 223.2 | 0
8545 | 259.2 | 0 | 0 | 259.2 | 0
8546 | 218.4 | 0 | 0 | 218.4 | 0
8547 | 200 | 0 | 0 | 200 | 0
8548 | 210.4 | 0 | 0 | 210.4 | 0
8549 | 123.2 | 0 | 0 | 123.2 | 0
8550 | 180 | 0 | 0 | 180 | 0
8551 | 153.6 | 0 | 75.429 | 78.171 | 0
8552 | 243.992 | 0 | 243.992 | 0 | 566.805
8553 | 437.884 | 0 | 437.884 | 0 | 1032.716
8554 | 969.506 | 0 | 969.506 | 0 | 970.308
8555 | 1470.638 | 0 | 1470.638 | 0 | 830.917
8556 | 1520.337 | 0 | 1520.337 | 0 | 537.127
8557 | 1436.091 | 0 | 1436.091 | 0 | 0
8558 | 1653.246 | 0 | 1653.246 | 0 | 0
8559 | 1597.991 | 0 | 1597.991 | 0 | 0
8560 | 1630.98 | 1336.108 | 294.872 | 0 | 0
8561 | 1716.665 | 1145.146 | 571.519 | 0 | 0
8562 | 1572.735 | 1572.735 | 0 | 0 | 0
8563 | 1589.6 | 0 | 0 | 1589.6 | 0
8564 | 1557.6 | 0 | 0 | 1557.6 | 0
8565 | 1602.4 | 0 | 0 | 1602.4 | 0
8566 | 1444 | 0 | 0 | 1444 | 0
8567 | 1375.2 | 0 | 0 | 1375.2 | 0
8568 | 1093.6 | 1093.6 | 0 | 0 | 0
8569 | 1228 | 1228 | 0 | 0 | 0
8570 | 1288 | 1288 | 0 | 0 | 0
8571 | 1141.6 | 1141.6 | 0 | 0 | 0
8572 | 1294.4 | 1294.4 | 0 | 0 | 0
8573 | 1065.6 | 1065.6 | 0 | 0 | 0
8574 | 829.6 | 829.6 | 0 | 0 | 0
8575 | 1029.6 | 227.78 | 205.812 | 596.008 | 0
8576 | 822.307 | 0 | 822.307 | 0 | 502.053
8577 | 592.193 | 0 | 592.193 | 0 | 1796.808
8578 | 240.544 | 0 | 240.544 | 0 | 1796.808
8579 | 160.732 | 0 | 160.732 | 0 | 1796.808
8580 | 234.455 | 0 | 234.455 | 0 | 1796.808
8581 | 799.112 | 0 | 799.112 | 0 | 1397.263
8582 | 1280.093 | 0 | 1280.093 | 0 | 0
8583 | 1234.242 | 0 | 1234.242 | 0 | 0
8584 | 1396.75 | 500.859 | 895.891 | 0 | 0
8585 | 1167.432 | 725.367 | 442.065 | 0 | 0
8586 | 1508.661 | 1503.84 | 4.821 | 0 | 0
8587 | 1127.2 | 0 | 0 | 1127.2 | 0
8588 | 1019.2 | 0 | 0 | 1019.2 | 0
8589 | 1018.4 | 0 | 0 | 1018.4 | 0
8590 | 1072 | 0 | 0 | 1072 | 0
8591 | 1246.4 | 0 | 0 | 1246.4 | 0
8592 | 1248 | 1248 | 0 | 0 | 0
8593 | 1350.4 | 1350.4 | 0 | 0 | 0
8594 | 1180.8 | 1180.8 | 0 | 0 | 0
8595 | 1263.2 | 1263.2 | 0 | 0 | 0
8596 | 924 | 924 | 0 | 0 | 0
8597 | 1158.4 | 1158.4 | 0 | 0 | 0
8598 | 944.8 | 944.8 | 0 | 0 | 0
8599 | 1162.4 | 225.151 | 182.868 | 754.381 | 0
8600 | 1102.325 | 0 | 1102.325 | 0 | 105.968
8601 | 1299.188 | 0 | 1299.188 | 0 | 496.986
8602 | 1255.151 | 0 | 1255.151 | 0 | 1353.468
8603 | 1741.645 | 0 | 1741.645 | 0 | 915.629
8604 | 1714.976 | 0 | 1714.976 | 0 | 1351.691
8605 | 1914.011 | 0 | 1914.011 | 0 | 1796.808
8606 | 1870.71 | 0 | 1870.71 | 0 | 831.553
8607 | 1783.81 | 0 | 1783.81 | 0 | 89.651
8608 | 2019.637 | 571.285 | 1448.352 | 0 | 0
8609 | 1410.31 | 1144.609 | 265.701 | 0 | 0
8610 | 1651.085 | 1651.085 | 0 | 0 | 0
8611 | 1632 | 0 | 0 | 1632 | 0
8612 | 1364.8 | 0 | 0 | 1364.8 | 0
8613 | 1691.2 | 0 | 0 | 1691.2 | 0
8614 | 1349.6 | 0 | 0 | 1349.6 | 0
8615 | 1433.6 | 0 | 0 | 1433.6 | 0
8616 | 1556 | 1556 | 0 | 0 | 0
8617 | 1457.6 | 1457.6 | 0 | 0 | 0
8618 | 1494.4 | 1494.4 | 0 | 0 | 0
8619 | 1759.2 | 1759.2 | 0 | 0 | 0
8620 | 1729.6 | 1729.6 | 0 | 0 | 0
8621 | 1414.4 | 1414.4 | 0 | 0 | 0
8622 | 1408.8 | 1408.8 | 0 | 0 | 0
8623 | 1471.2 | 1316.863 | 154.337 | 0 | 0
8624 | 1645.752 | 586.85 | 1058.902 | 0 | 0
8625 | 1196.191 | 0 | 1196.191 | 0 | 833.788
8626 | 1139.333 | 0 | 1139.333 | 0 | 1355.134
8627 | 1201.095 | 0 | 1201.095 | 0 | 1738.899
8628 | 1464.687 | 0 | 1464.687 | 0 | 1738.266
8629 | 1491.287 | 0 | 1491.287 | 0 | 703.164
8630 | 1221.935 | 0 | 1221.935 | 0 | 1424.116
8631 | 1440.758 | 18.821 | 1382.322 | 39.615 | 0
8632 | 1143.128 | 0 | 1143.128 | 0 | 565.357
8633 | 1279.819 | 620.939 | 658.88 | 0 | 0
8634 | 1197.79 | 788.285 | 5.926 | 403.579 | 0
8635 | 973.6 | 0 | 0 | 973.6 | 0
8636 | 1392 | 0 | 0 | 1392 | 0
8637 | 827.2 | 0 | 0 | 827.2 | 0
8638 | 1307.2 | 0 | 0 | 1307.2 | 0
8639 | 978.4 | 0 | 0 | 978.4 | 0
8640 | 1164.8 | 0 | 0 | 1164.8 | 0
8641 | 1192 | 1192 | 0 | 0 | 0
8642 | 1257.6 | 1257.6 | 0 | 0 | 0
8643 | 1376.8 | 1376.8 | 0 | 0 | 0
8644 | 1199.2 | 1199.2 | 0 | 0 | 0
8645 | 1092.8 | 1092.8 | 0 | 0 | 0
8646 | 1172.8 | 1172.8 | 0 | 0 | 0
8647 | 1270.4 | 0 | 152.371 | 1118.029 | 0
8648 | 1082.229 | 0 | 1082.229 | 0 | 118.631
8649 | 1267.43 | 0 | 1267.43 | 0 | 1004.217
8650 | 1460.39 | 0 | 1460.39 | 0 | 1545.317
8651 | 1254.555 | 0 | 1254.555 | 0 | 1786.187
8652 | 1447.708 | 0 | 1447.708 | 0 | 1796.808
8653 | 1292.068 | 0 | 1292.068 | 0 | 1587.72
8654 | 1332.407 | 0 | 1332.407 | 0 | 1247.668
8655 | 1699.676 | 0 | 1699.676 | 0 | 0
8656 | 1738.895 | 84.447 | 1654.448 | 0 | 0
8657 | 1656.8 | 1003.722 | 653.078 | 0 | 0
8658 | 1844.457 | 1834.18 | 10.277 | 0 | 0
8659 | 1589.6 | 0 | 0 | 1589.6 | 0
8660 | 1539.2 | 0 | 0 | 1539.2 | 0
8661 | 1721.6 | 0 | 0 | 1721.6 | 0
8662 | 1580 | 0 | 0 | 1580 | 0
8663 | 1633.6 | 0 | 0 | 1633.6 | 0
8664 | 1402.4 | 1402.4 | 0 | 0 | 0
8665 | 1166.4 | 1166.4 | 0 | 0 | 0
8666 | 950.4 | 950.4 | 0 | 0 | 0
8667 | 1228.8 | 1228.8 | 0 | 0 | 0
8668 | 1433.6 | 1433.6 | 0 | 0 | 0
8669 | 1112.8 | 1112.8 | 0 | 0 | 0
8670 | 1390.4 | 1390.4 | 0 | 0 | 0
8671 | 1300 | 1173.033 | 126.967 | 0 | 0
8672 | 1239.89 | 159.847 | 979.235 | 100.808 | 0
8673 | 1372.872 | 0 | 1372.872 | 0 | 584
8674 | 1438.053 | 0 | 1438.053 | 0 | 1598.304
8675 | 1474.877 | 0 | 1474.877 | 0 | 1679.309
8676 | 1655.249 | 0 | 1655.249 | 0 | 1620.703
8677 | 1465.832 | 0 | 1465.832 | 0 | 1796.808
8678 | 1372.877 | 0 | 1372.877 | 0 | 1796.808
8679 | 1501.38 | 0 | 1501.38 | 0 | 10.616
8680 | 1727.807 | 319.345 | 1408.462 | 0 | 0
8681 | 1880.42 | 1071.793 | 808.627 | 0 | 0
8682 | 1581.08 | 1568.055 | 13.025 | 0 | 0
8683 | 1718.4 | 1370.385 | 0 | 348.015 | 0
8684 | 1398.4 | 0 | 0 | 1398.4 | 0
8685 | 1615.2 | 0 | 0 | 1615.2 | 0
8686 | 1388 | 0 | 0 | 1388 | 0
8687 | 1260 | 0 | 0 | 1260 | 0
8688 | 1138.4 | 0 | 0 | 1138.4 | 0
8689 | 1516 | 1516 | 0 | 0 | 0
8690 | 1427.2 | 1427.2 | 0 | 0 | 0
8691 | 1350.4 | 1350.4 | 0 | 0 | 0
8692 | 1424.8 | 1424.8 | 0 | 0 | 0
8693 | 1365.6 | 1365.6 | 0 | 0 | 0
8694 | 1286.4 | 1286.4 | 0 | 0 | 0
8695 | 1076.8 | 0 | 87.989 | 988.811 | 0
8696 | 900.697 | 0 | 872.714 | 27.983 | 0
8697 | 1097.2 | 0 | 1097.2 | 0 | 789.597
8698 | 1366.655 | 0 | 1366.655 | 0 | 1706.34
8699 | 1227.291 | 0 | 1227.291 | 0 | 1796.808
8700 | 1383.572 | 0 | 1383.572 | 0 | 1796.808
8701 | 1468.257 | 0 | 1468.257 | 0 | 1708.058
8702 | 1027.48 | 0 | 1027.479 | 0 | 1288.937
8703 | 1438.064 | 0 | 1263.995 | 174.069 | 0
8704 | 621.669 | 0 | 621.669 | 0 | 193.72
8705 | 592.386 | 0 | 455.719 | 136.667 | 0
8706 | 255.342 | 0 | 0 | 255.342 | 0
8707 | 254.4 | 0 | 0 | 254.4 | 0
8708 | 272 | 0 | 0 | 272 | 0
8709 | 180 | 0 | 0 | 180 | 0
8710 | 245.6 | 0 | 0 | 245.6 | 0
8711 | 105.6 | 0 | 0 | 105.6 | 0
8712 | 99.2 | 0 | 0 | 99.2 | 0
8713 | 91.2 | 0 | 0 | 91.2 | 0
8714 | 98.4 | 0 | 0 | 98.4 | 0
8715 | 89.6 | 0 | 0 | 89.6 | 0
8716 | 95.2 | 0 | 0 | 95.2 | 0
8717 | 91.2 | 0 | 0 | 91.2 | 0
8718 | 96.8 | 0 | 0 | 96.8 | 0
8719 | 77.6 | 0 | 36.072 | 41.528 | 0
8720 | 94.05 | 0 | 94.05 | 0 | 646.797
8721 | 825.915 | 0 | 825.915 | 0 | 953.24
8722 | 1285.579 | 0 | 1285.579 | 0 | 680.585
8723 | 1403.535 | 0 | 1044.274 | 359.261 | 0
8724 | 1280.109 | 0 | 1280.109 | 0 | 132.155
8725 | 1122.521 | 0 | 1122.521 | 0 | 382.807
8726 | 1380.964 | 82.019 | 1298.945 | 0 | 0
8727 | 1395.618 | 131.657 | 1263.961 | 0 | 0
8728 | 1382.822 | 861.051 | 521.771 | 0 | 0
8729 | 1035.196 | 796.966 | 238.23 | 0 | 0
8730 | 1041.064 | 1041.064 | 0 | 0 | 0
8731 | 1022.4 | 0 | 0 | 1022.4 | 0
8732 | 1182.4 | 0 | 0 | 1182.4 | 0
8733 | 1686.4 | 0 | 0 | 1686.4 | 0
8734 | 897.6 | 0 | 0 | 897.6 | 0
8735 | 1217.6 | 0 | 0 | 1217.6 | 0
8736 | 1290.4 | 1290.4 | 0 | 0 | 0
8737 | 1120 | 1120 | 0 | 0 | 0
8738 | 1036.8 | 1036.8 | 0 | 0 | 0
8739 | 1090.4 | 1090.4 | 0 | 0 | 0
8740 | 1088 | 1088 | 0 | 0 | 0
8741 | 1287.2 | 1287.2 | 0 | 0 | 0
8742 | 1304.8 | 1304.8 | 0 | 0 | 0
8743 | 1274.4 | 1198.79 | 75.61 | 0 | 0
8744 | 1022.55 | 273.358 | 749.192 | 0 | 0
8745 | 1026.462 | 0 | 1026.462 | 0 | 876.89
8746 | 1278.239 | 0 | 1278.239 | 0 | 1395.074
8747 | 1288.464 | 0 | 1288.464 | 0 | 1201.284
8748 | 1351.624 | 0 | 1351.624 | 0 | 1191.05
8749 | 1146.697 | 0 | 1146.697 | 0 | 630.775
8750 | 1487.273 | 0 | 1487.273 | 0 | 213.416
8751 | 1161.038 | 0 | 1161.038 | 0 | 828.19
8752 | 1604.111 | 0 | 1604.111 | 0 | 12.742
8753 | 1704.867 | 1448.429 | 256.438 | 0 | 0
8754 | 1368.022 | 1295.479 | 0 | 72.543 | 0
8755 | 1372.8 | 0 | 0 | 1372.8 | 0
8756 | 1204.8 | 0 | 0 | 1204.8 | 0
8757 | 1449.6 | 0 | 0 | 1449.6 | 0
8758 | 1340 | 0 | 0 | 1340 | 0
8759 | 1208 | 0 | 0 | 1208 | 0
8760 | 1216 | 0 | 0 | 1216 | 0

## Load Duration
Rank | Load (kW) | Net Load (kW)
1 | 41779.6543 | 41779.654
2 | 39554.9916 | 38723.799
3 | 38723.799 | 38699.352
4 | 38699.3521 | 38161.522
5 | 38161.5216 | 37758.184
6 | 37762.3658 | 37409.723
7 | 37567.8606 | 36059.093
8 | 37457.8803 | 35762.714
9 | 37268.2645 | 35574.123
10 | 36885.2436 | 35247.674
11 | 36401.3489 | 35179.304
12 | 36168.9206 | 34836.751
13 | 36156.8805 | 34604.541
14 | 36059.0931 | 34140.051
15 | 35936.8589 | 34134.734
16 | 35685.5148 | 33535.906
17 | 35114.8644 | 32005.331
18 | 34836.751 | 31643.949
19 | 32439.8603 | 31474.21
20 | 31474.21 | 29421.81
21 | 31218.6182 | 29386.048
22 | 28493.2536 | 27116.342
23 | 25985.1909 | 25410.119
24 | 5304.9649 | 5304.965
25 | 2428 | 2428
26 | 2418.5558 | 2418.556
27 | 2414.4 | 2379.2
28 | 2405.0087 | 2369.946
29 | 2390.381 | 2342.11
30 | 2389.6 | 2330.4
31 | 2387.844 | 2321.335
32 | 2381.0831 | 2228.064
33 | 2380.3051 | 2208.8
34 | 2379.2 | 2200.208
35 | 2378.556 | 2156.8
36 | 2369.9456 | 2148.411
37 | 2352 | 2129.6
38 | 2342.8514 | 2121.316
39 | 2335.268 | 2092.508
40 | 2330.4 | 2075.2
41 | 2326.1845 | 2067.128
42 | 2321.3354 | 2057.6
43 | 2297.304 | 2049.597
44 | 2295.2 | 2040.8
45 | 2288.3681 | 2032.862
46 | 2286.452 | 2028.8
47 | 2286.2723 | 2020.909
48 | 2279.797 | 2011.868
49 | 2277.5584 | 2004
50 | 2270.9292 | 1999.207
51 | 2261.298 | 1996.205
52 | 2256.255 | 1976.8
53 | 2252.5022 | 1969.111
54 | 2247.4788 | 1956
55 | 2215.2 | 1948.392
56 | 2208.8 | 1940.8
57 | 2206.5835 | 1932.885
58 | 2200.2084 | 1928.424
59 | 2188.553 | 1915.2
60 | 2181.431 | 1913.046
61 | 2180.0402 | 1894.429
62 | 2172.9459 | 1889.721
63 | 2172.8 | 1888
64 | 2168.745 | 1884.852
65 | 2164.3484 | 1880.656
66 | 2160.3092 | 1859.99
67 | 2156.812 | 1850.4
68 | 2156.8 | 1847.2
69 | 2148.4226 | 1843.202
70 | 2148.4107 | 1842.4
71 | 2138.256 | 1841.202
72 | 2137.608 | 1835.234
73 | 2133.191 | 1834.18
74 | 2129.6 | 1832.8
75 | 2121.3165 | 1829.403
76 | 2117.631 | 1827.852
77 | 2116.262 | 1825.671
78 | 2112.8 | 1819.672
79 | 2098.686 | 1818.198
80 | 2095.805 | 1817.683
81 | 2091.005 | 1812
82 | 2089.833 | 1805.698
83 | 2088.377 | 1805.426
84 | 2087.6529 | 1804.952
85 | 2076.6159 | 1803.756
86 | 2075.2 | 1797.125
87 | 2071.826 | 1793.95
88 | 2071.6969 | 1789.099
89 | 2067.1281 | 1785.494
90 | 2067.103 | 1784.8
91 | 2057.6 | 1782.229
92 | 2057.6 | 1780
93 | 2055.558 | 1778.59
94 | 2055.2559 | 1777.858
95 | 2055.2 | 1770.4
96 | 2055.08 | 1765.6
97 | 2051.354 | 1762.864
98 | 2049.5965 | 1761.6
99 | 2047.677 | 1759.2
100 | 2043.3748 | 1759.2
101 | 2041.861 | 1755.881
102 | 2040.8 | 1755.524
103 | 2035.7422 | 1754.748
104 | 2033.628 | 1748
105 | 2032.8619 | 1746.4
106 | 2028.8 | 1742.4
107 | 2027.2 | 1741.978
108 | 2026.099 | 1741.879
109 | 2025.649 | 1741.499
110 | 2020.9085 | 1740.8
111 | 2019.637 | 1734.029
112 | 2017.7698 | 1732.949
113 | 2013.4594 | 1732.916
114 | 2012.075 | 1732.8
115 | 2008.054 | 1730.198
116 | 2004 | 1729.774
117 | 2003.2 | 1729.6
118 | 2003.2 | 1729.232
119 | 2001.861 | 1726.722
120 | 2000 | 1725.383
121 | 1998.4 | 1723.168
122 | 1998.285 | 1718.375
123 | 1998.015 | 1717.809
124 | 1998.0095 | 1717.6
125 | 1996.523 | 1717.081
126 | 1996.205 | 1715.986
127 | 1995.8376 | 1715.055
128 | 1992.2206 | 1715.024
129 | 1991.36 | 1714.703
130 | 1988.333 | 1711.2
131 | 1976.8 | 1709.965
132 | 1975.004 | 1708.914
133 | 1973.613 | 1708
134 | 1972.895 | 1705.835
135 | 1972.144 | 1704.658
136 | 1969.563 | 1704.544
137 | 1969.1108 | 1704
138 | 1967.7386 | 1703.54
139 | 1965.9362 | 1703.351
140 | 1962.7917 | 1702.4
141 | 1959.966 | 1701.6
142 | 1956.792 | 1701.566
143 | 1956 | 1701.356
144 | 1955.911 | 1701.086
145 | 1954.45 | 1700.8
146 | 1953.371 | 1700.659
147 | 1953.342 | 1698.633
148 | 1952.3423 | 1698.4
149 | 1951.2 | 1696
150 | 1950.329 | 1695.2
151 | 1950.1673 | 1693.771
152 | 1950.1113 | 1692.171
153 | 1948.3917 | 1691.064
154 | 1948.007 | 1690.454
155 | 1945.9424 | 1690.4
156 | 1945.081 | 1689.671
157 | 1943.684 | 1689.221
158 | 1940.862 | 1688
159 | 1940.8 | 1686.482
160 | 1940.7916 | 1685.6
161 | 1940.668 | 1685.591
162 | 1937.529 | 1684.73
163 | 1936.4576 | 1683.511
164 | 1936.1236 | 1682.848
165 | 1935.979 | 1682.404
166 | 1933.3126 | 1682.113
167 | 1931.97 | 1680.912
168 | 1931.9585 | 1678.587
169 | 1931.914 | 1674.376
170 | 1931.871 | 1673.027
171 | 1931.0148 | 1668.8
172 | 1925.6 | 1666.4
173 | 1925.128 | 1665.984
174 | 1924.839 | 1665.109
175 | 1924 | 1664
176 | 1921.03 | 1661.6
177 | 1920 | 1661.028
178 | 1918.198 | 1660.8
179 | 1917.6398 | 1660.195
180 | 1916.994 | 1660
181 | 1916.271 | 1658.029
182 | 1916.0218 | 1653.652
183 | 1916 | 1653.6
184 | 1916 | 1652.548
185 | 1915.2 | 1651.771
186 | 1914.4 | 1651.085
187 | 1914.011 | 1648.154
188 | 1913.6 | 1648
189 | 1909.872 | 1647.109
190 | 1908.6882 | 1647.109
191 | 1907.596 | 1645.6
192 | 1906.9535 | 1644.762
193 | 1905.103 | 1642.4
194 | 1904.871 | 1642.014
195 | 1904.751 | 1640
196 | 1903.518 | 1639.34
197 | 1902.457 | 1636.43
198 | 1902.362 | 1634.4
199 | 1901.1918 | 1632.406
200 | 1900.996 | 1631.557
201 | 1900.383 | 1629.6
202 | 1900.048 | 1625.124
203 | 1899.5274 | 1624.8
204 | 1899.267 | 1624
205 | 1896.8 | 1623.321
206 | 1895.8186 | 1622.464
207 | 1895.057 | 1622.4
208 | 1894.9522 | 1621.6
209 | 1894.24 | 1620
210 | 1892.738 | 1617.657
211 | 1892.5228 | 1617.6
212 | 1891.8794 | 1615.258
213 | 1889.882 | 1614.338
214 | 1889.88 | 1613.6
215 | 1889.839 | 1612.924
216 | 1889.422 | 1612
217 | 1888 | 1610.307
218 | 1887.87 | 1609.6
219 | 1886.909 | 1606.51
220 | 1884.852 | 1606.384
221 | 1884.7238 | 1605.271
222 | 1884.636 | 1603.2
223 | 1882.658 | 1601.6
224 | 1880.8 | 1601.6
225 | 1880.6562 | 1599.2
226 | 1880.42 | 1598.4
227 | 1880.17 | 1598.4
228 | 1876.2766 | 1595.586
229 | 1876.2222 | 1595.37
230 | 1876.1804 | 1595.054
231 | 1874.444 | 1594.407
232 | 1873.143 | 1592.583
233 | 1870.71 | 1591.2
234 | 1870.3575 | 1590.4
235 | 1870.1756 | 1588.8
236 | 1870.081 | 1588.679
237 | 1870.011 | 1588.462
238 | 1869.6654 | 1588.205
239 | 1869.297 | 1587.285
240 | 1867.076 | 1585.966
241 | 1866.297 | 1585.772
242 | 1865.857 | 1585.6
243 | 1864.668 | 1584.944
244 | 1863.8394 | 1584.8
245 | 1863.569 | 1584.092
246 | 1862.9184 | 1583.2
247 | 1862.026 | 1583.2
248 | 1860.7669 | 1582.623
249 | 1860.7669 | 1582.4
250 | 1859.99 | 1581.6
251 | 1859.743 | 1577.961
252 | 1859.685 | 1577.55
253 | 1859.342 | 1576.451
254 | 1859.284 | 1576
255 | 1858.4361 | 1575.2
256 | 1857.995 | 1574.854
257 | 1857.415 | 1573.3
258 | 1857.159 | 1572.735
259 | 1857.119 | 1572.717
260 | 1854.487 | 1572.511
261 | 1853.049 | 1572
262 | 1852.086 | 1571.051
263 | 1851.263 | 1570.244
264 | 1851.2 | 1569.861
265 | 1851.164 | 1569.6
266 | 1850.4 | 1568.8
267 | 1849.9352 | 1568.598
268 | 1849.8422 | 1568.08
269 | 1849.735 | 1568.055
270 | 1849.6 | 1568
271 | 1849.1134 | 1567.084
272 | 1849.064 | 1566.4
273 | 1847.2 | 1565.326
274 | 1846.4 | 1565.326
275 | 1845.8412 | 1564.834
276 | 1845.6 | 1564
277 | 1845.2748 | 1563.602
278 | 1844.8819 | 1563.495
279 | 1844.457 | 1562.956
280 | 1843.247 | 1562.698
281 | 1843.2025 | 1562.4
282 | 1842.5401 | 1561.823
283 | 1842.4 | 1561.284
284 | 1842.205 | 1560.8
285 | 1841.9829 | 1558.4
286 | 1840 | 1557.233
287 | 1839.549 | 1557.115
288 | 1839.255 | 1556.8
289 | 1838.59 | 1556.164
290 | 1838.4211 | 1556
291 | 1838.145 | 1555.43
292 | 1837.293 | 1555.098
293 | 1836.8 | 1554.4
294 | 1836.767 | 1553.876
295 | 1835.767 | 1552.327
296 | 1835.337 | 1551.423
297 | 1835.2336 | 1551.2
298 | 1835.131 | 1549.6
299 | 1834.925 | 1548.97
300 | 1832.8 | 1548.048
301 | 1832.523 | 1547.415
302 | 1832.1434 | 1546.516
303 | 1832.064 | 1546.4
304 | 1831.647 | 1545.6
305 | 1831.384 | 1544.8
306 | 1830.4 | 1544.8
307 | 1830.371 | 1544.713
308 | 1829.581 | 1544.063
309 | 1829.403 | 1543.2
310 | 1829.242 | 1542.4
311 | 1829.06 | 1542.4
312 | 1828.904 | 1542.4
313 | 1828.8 | 1540.8
314 | 1827.8498 | 1539.891
315 | 1826.7294 | 1539.101
316 | 1825.6709 | 1538.833
317 | 1825.482 | 1538.4
318 | 1825.298 | 1537.561
319 | 1824.8 | 1537.375
320 | 1824.781 | 1537.263
321 | 1824.597 | 1536.8
322 | 1823.532 | 1535.885
323 | 1823.2803 | 1535.512
324 | 1823.205 | 1535.254
325 | 1822.657 | 1534.807
326 | 1822.4 | 1534.4
327 | 1822.304 | 1534.4
328 | 1821.112 | 1532.994
329 | 1820.422 | 1532.8
330 | 1820 | 1532.705
331 | 1819.6715 | 1532
332 | 1818.1981 | 1531.2
333 | 1818.0358 | 1531.2
334 | 1817.6831 | 1530.978
335 | 1816.85 | 1529.6
336 | 1814.753 | 1528.847
337 | 1814.4 | 1527.629
338 | 1812.7762 | 1527.332
339 | 1812.4967 | 1526.961
340 | 1812 | 1526.888
341 | 1811.107 | 1526.838
342 | 1811.042 | 1526.4
343 | 1808.8 | 1526.4
344 | 1808.052 | 1526.204
345 | 1807.6941 | 1522.828
346 | 1807.633 | 1522.799
347 | 1806.403 | 1522.4
348 | 1805.698 | 1521.981
349 | 1805.6859 | 1521.853
350 | 1804.9518 | 1521.399
351 | 1804.4341 | 1521.339
352 | 1803.338 | 1521.164
353 | 1802.673 | 1519.2
354 | 1801.945 | 1518.914
355 | 1801.825 | 1518.814
356 | 1799.841 | 1518.814
357 | 1799.821 | 1518.71
358 | 1799.3766 | 1518.4
359 | 1798.4 | 1518.383
360 | 1798.158 | 1517.6
361 | 1797.835 | 1517.403
362 | 1797.6 | 1517.36
363 | 1797.5 | 1516.8
364 | 1797.136 | 1516.478
365 | 1796.832 | 1516
366 | 1796.545 | 1515.2
367 | 1796.174 | 1515.2
368 | 1796.019 | 1514.4
369 | 1796.006 | 1514.13
370 | 1795.9293 | 1513.803
371 | 1793.9503 | 1513.476
372 | 1793.298 | 1512.8
373 | 1793.1733 | 1512.8
374 | 1792.2 | 1512.8
375 | 1791.4047 | 1512.494
376 | 1791.185 | 1511.922
377 | 1790.369 | 1511.533
378 | 1789.8428 | 1510.4
379 | 1789.557 | 1510.192
380 | 1789.0993 | 1509.998
381 | 1788.7211 | 1509.591
382 | 1788.565 | 1509.144
383 | 1788 | 1508.8
384 | 1787.689 | 1508.509
385 | 1787.216 | 1508.232
386 | 1786.9578 | 1508
387 | 1786.904 | 1507.2
388 | 1786.454 | 1506.916
389 | 1786.4 | 1506.639
390 | 1786.2343 | 1506.4
391 | 1786.232 | 1505.6
392 | 1785.6 | 1504
393 | 1785.434 | 1504
394 | 1784.8 | 1503.84
395 | 1784.662 | 1503.2
396 | 1783.81 | 1503.171
397 | 1783.629 | 1503.026
398 | 1783.2 | 1502.4
399 | 1782.499 | 1501.822
400 | 1782.3192 | 1501.755
401 | 1782.2292 | 1501.048
402 | 1780.7354 | 1500.541
403 | 1780.377 | 1500.379
404 | 1780 | 1500.268
405 | 1779.2506 | 1500
406 | 1779.2 | 1499.082
407 | 1779.002 | 1498.823
408 | 1778.9231 | 1498.714
409 | 1778.711 | 1497.6
410 | 1778.5902 | 1497.6
411 | 1778.4 | 1497.353
412 | 1777.8576 | 1495.33
413 | 1777.6 | 1494.762
414 | 1776.413 | 1494.4
415 | 1776.0807 | 1494.4
416 | 1775.2 | 1493.766
417 | 1775.2 | 1493.6
418 | 1773.524 | 1493.357
419 | 1773.4518 | 1493.259
420 | 1773.255 | 1493.158
421 | 1772.851 | 1492
422 | 1772.4797 | 1491.722
423 | 1772.2558 | 1491.633
424 | 1772.0822 | 1491.581
425 | 1771.9988 | 1491.424
426 | 1771.2 | 1491.4
427 | 1771.2 | 1490.554
428 | 1770.4 | 1490.167
429 | 1769.154 | 1489.6
430 | 1768.6143 | 1488.8
431 | 1766.78 | 1488.8
432 | 1766.438 | 1488.8
433 | 1766.248 | 1488.651
434 | 1765.9551 | 1488.587
435 | 1765.931 | 1488
436 | 1765.6 | 1488
437 | 1764.8544 | 1487.837
438 | 1764.8 | 1485.6
439 | 1764.516 | 1484.153
440 | 1763.69 | 1484
441 | 1763.437 | 1483.946
442 | 1763.2 | 1483.009
443 | 1763.062 | 1483.009
444 | 1762.864 | 1482.886
445 | 1762.66 | 1482.698
446 | 1762.4 | 1482.657
447 | 1761.6 | 1482.4
448 | 1760.002 | 1482.212
449 | 1760 | 1482.151
450 | 1759.2 | 1480.8
451 | 1759.2 | 1480.701
452 | 1759.08 | 1480.564
453 | 1758.8346 | 1480.476
454 | 1758.4 | 1479.454
455 | 1757.0441 | 1479.2
456 | 1756.931 | 1479.2
457 | 1756 | 1478.4
458 | 1755.972 | 1478.228
459 | 1755.8808 | 1477.6
460 | 1755.8511 | 1476.634
461 | 1755.7039 | 1476.25
462 | 1755.5448 | 1476
463 | 1755.5239 | 1475.406
464 | 1754.8452 | 1475.2
465 | 1754.7479 | 1473.941
466 | 1753.4948 | 1473.666
467 | 1753.2821 | 1473.306
468 | 1753.1561 | 1472.8
469 | 1751.451 | 1472.409
470 | 1751.3527 | 1472
471 | 1751.2 | 1472
472 | 1751.14 | 1472
473 | 1751.024 | 1470.4
474 | 1750.511 | 1469.775
475 | 1750.4 | 1469.6
476 | 1750.351 | 1469.462
477 | 1749.963 | 1468.891
478 | 1749.959 | 1468
479 | 1749.6223 | 1467.946
480 | 1749.1697 | 1467.921
481 | 1749.1418 | 1467.2
482 | 1748.8 | 1467.071
483 | 1748 | 1466.4
484 | 1748 | 1466.369
485 | 1747.764 | 1466.274
486 | 1747.615 | 1465.448
487 | 1746.4 | 1465.057
488 | 1746.298 | 1464.8
489 | 1745.7801 | 1464.528
490 | 1745.6 | 1464
491 | 1745.249 | 1463.752
492 | 1744.6384 | 1463.2
493 | 1744.337 | 1463.2
494 | 1744.2447 | 1463.174
495 | 1744 | 1462.827
496 | 1744 | 1462.4
497 | 1743.702 | 1461.6
498 | 1743.6635 | 1461.462
499 | 1743.6133 | 1460.8
500 | 1743.462 | 1460.644
501 | 1743.337 | 1459.826
502 | 1742.4091 | 1459.415
503 | 1742.4 | 1459.2
504 | 1742.288 | 1459.2
505 | 1741.9777 | 1459.2
506 | 1741.725 | 1459.102
507 | 1741.645 | 1458.4
508 | 1741.499 | 1458.305
509 | 1740.9657 | 1458.142
510 | 1740.8 | 1457.6
511 | 1740.399 | 1457.6
512 | 1740.14 | 1457.065
513 | 1739.825 | 1457.037
514 | 1738.997 | 1456.398
515 | 1738.895 | 1456
516 | 1738.664 | 1455.689
517 | 1738.4 | 1455.594
518 | 1738.3935 | 1453.6
519 | 1737.954 | 1453.6
520 | 1737.8885 | 1453.6
521 | 1737.852 | 1453.284
522 | 1737.845 | 1453.137
523 | 1737.6 | 1452.819
524 | 1737.0911 | 1452.556
525 | 1737.05 | 1451.451
526 | 1737.0055 | 1449.742
527 | 1736.8 | 1449.583
528 | 1736.2529 | 1448.8
529 | 1735.3911 | 1448.429
530 | 1735.168 | 1448.205
531 | 1735.038 | 1447.946
532 | 1734.369 | 1447.559
533 | 1734.126 | 1447.2
534 | 1734.0288 | 1446.4
535 | 1733.951 | 1446.4
536 | 1733.837 | 1446.201
537 | 1733.618 | 1446.133
538 | 1732.8 | 1446.08
539 | 1731.7952 | 1445.923
540 | 1731.41 | 1445.6
541 | 1730.896 | 1445.105
542 | 1730.86 | 1444.8
543 | 1730.814 | 1444.241
544 | 1729.6 | 1443.57
545 | 1729.544 | 1443.552
546 | 1729.469 | 1442.246
547 | 1728.951 | 1441.932
548 | 1728.8 | 1440.961
549 | 1728.169 | 1440.809
550 | 1727.807 | 1440.774
551 | 1727.6442 | 1440.767
552 | 1727.174 | 1440
553 | 1727.078 | 1439.723
554 | 1726.744 | 1438.635
555 | 1726.4389 | 1436.824
556 | 1726.438 | 1436.8
557 | 1726.378 | 1436.8
558 | 1726.1516 | 1436.559
559 | 1726.047 | 1436.559
560 | 1725.917 | 1436.428
561 | 1725.6 | 1436
562 | 1725.6 | 1436
563 | 1725.6 | 1435.771
564 | 1724.6753 | 1434.4
565 | 1724.16 | 1434.4
566 | 1724.006 | 1434.399
567 | 1724 | 1434.298
568 | 1724 | 1434.037
569 | 1723.9854 | 1433.6
570 | 1723.893 | 1433.6
571 | 1723.786 | 1433.6
572 | 1723.1676 | 1432.8
573 | 1722.687 | 1432.526
574 | 1722.516 | 1431.475
575 | 1722.0755 | 1431.211
576 | 1721.903 | 1431.197
577 | 1721.6 | 1430.414
578 | 1718.8879 | 1430.4
579 | 1718.738 | 1430.4
580 | 1718.709 | 1430.081
581 | 1718.665 | 1429.6
582 | 1718.45 | 1429.6
583 | 1718.4 | 1429.6
584 | 1718.4 | 1429.566
585 | 1718.381 | 1429.153
586 | 1718.3751 | 1428.8
587 | 1718.2943 | 1428.024
588 | 1717.6 | 1428
589 | 1717.571 | 1428
590 | 1717.536 | 1428
591 | 1717.427 | 1428
592 | 1717.3001 | 1427.433
593 | 1717.244 | 1427.235
594 | 1717.081 | 1427.2
595 | 1716.665 | 1427.2
596 | 1716.587 | 1426.362
597 | 1715.3512 | 1426.171
598 | 1715.266 | 1425.6
599 | 1715.058 | 1425.478
600 | 1715.055 | 1424.8
601 | 1715.024 | 1424.522
602 | 1714.976 | 1424.26
603 | 1714.76 | 1424
604 | 1714.7026 | 1424
605 | 1714.1715 | 1423.2
606 | 1714.12 | 1421.649
607 | 1713.845 | 1421.6
608 | 1713.488 | 1421.245
609 | 1713.281 | 1421.02
610 | 1712.8476 | 1420.243
611 | 1712.774 | 1420
612 | 1712.2377 | 1419.829
613 | 1711.846 | 1419.466
614 | 1711.478 | 1419.2
615 | 1711.452 | 1419.02
616 | 1711.2 | 1418.578
617 | 1711.2 | 1418.083
618 | 1710.5644 | 1417.299
619 | 1710.5127 | 1416.8
620 | 1710.031 | 1416.481
621 | 1709.965 | 1416.264
622 | 1709.264 | 1416
623 | 1708.9138 | 1416
624 | 1708.3705 | 1415.902
625 | 1708.11 | 1415.878
626 | 1708 | 1415.812
627 | 1707.886 | 1415.2
628 | 1707.2 | 1414.804
629 | 1706.823 | 1414.686
630 | 1706.4 | 1414.405
631 | 1706.4 | 1414.4
632 | 1706.4 | 1414.4
633 | 1705.6 | 1414.4
634 | 1705.486 | 1413.6
635 | 1704.969 | 1413.536
636 | 1704.867 | 1412.8
637 | 1704.8 | 1412.272
638 | 1704.5439 | 1412
639 | 1704.422 | 1411.574
640 | 1704.336 | 1411.574
641 | 1704 | 1411.289
642 | 1703.789 | 1411.2
643 | 1703.5397 | 1410.739
644 | 1703.159 | 1410.4
645 | 1702.904 | 1409.6
646 | 1702.841 | 1408.898
647 | 1702.6602 | 1408.8
648 | 1702.4 | 1408.436
649 | 1702.4 | 1408
650 | 1701.8192 | 1408
651 | 1701.6 | 1408
652 | 1701.586 | 1408
653 | 1701.5656 | 1407.485
654 | 1701.3564 | 1407.2
655 | 1701.0862 | 1407.035
656 | 1700.8 | 1406.667
657 | 1700.6594 | 1406.262
658 | 1700.6118 | 1405.711
659 | 1700.5223 | 1404.843
660 | 1700.494 | 1404.8
661 | 1700.252 | 1404.292
662 | 1700.026 | 1403.491
663 | 1700 | 1403.278
664 | 1699.7626 | 1403.2
665 | 1699.676 | 1403.197
666 | 1699.22 | 1403.15
667 | 1698.6327 | 1402.523
668 | 1698.4 | 1402.523
669 | 1698.4 | 1402.4
670 | 1698.3869 | 1402.4
671 | 1698.036 | 1402.373
672 | 1697.6099 | 1402.211
673 | 1697.557 | 1402.148
674 | 1697.546 | 1401.185
675 | 1697.236 | 1399.92
676 | 1696.775 | 1399.307
677 | 1696.1792 | 1398.549
678 | 1696 | 1398.489
679 | 1696 | 1398.4
680 | 1695.2791 | 1398.4
681 | 1695.2 | 1397.6
682 | 1695.2 | 1397.586
683 | 1694.447 | 1396.901
684 | 1693.969 | 1396.8
685 | 1693.945 | 1396
686 | 1693.6 | 1395.569
687 | 1693.5468 | 1395.2
688 | 1693.54 | 1394.546
689 | 1693.198 | 1394.4
690 | 1692.649 | 1394.4
691 | 1692.1714 | 1394.4
692 | 1692 | 1393.933
693 | 1691.5158 | 1393.6
694 | 1691.2 | 1393.454
695 | 1691.064 | 1393.075
696 | 1691.038 | 1393.075
697 | 1690.754 | 1392.965
698 | 1690.4544 | 1392.764
699 | 1690.426 | 1392.764
700 | 1690.4 | 1392.164
701 | 1690.399 | 1392.111
702 | 1689.979 | 1392
703 | 1689.6706 | 1392
704 | 1689.2072 | 1392
705 | 1688.8665 | 1392
706 | 1688.8 | 1391.946
707 | 1688.8 | 1391.731
708 | 1688.7539 | 1391.728
709 | 1688.6062 | 1391.496
710 | 1688.5431 | 1391.367
711 | 1688.519 | 1390.4
712 | 1688 | 1389.878
713 | 1687.8042 | 1388.945
714 | 1687.35 | 1388.675
715 | 1687.2 | 1388.389
716 | 1687.1831 | 1388.339
717 | 1686.4 | 1387.702
718 | 1686.4 | 1387.2
719 | 1686.0651 | 1387.113
720 | 1685.6 | 1386.835
721 | 1685.3849 | 1386.835
722 | 1685.353 | 1386.835
723 | 1685.1478 | 1386.586
724 | 1685.004 | 1386.45
725 | 1684.8217 | 1386.4
726 | 1684.745 | 1386.4
727 | 1684.7296 | 1386.266
728 | 1684 | 1385.6
729 | 1684 | 1385.46
730 | 1683.9117 | 1384.8
731 | 1683.2 | 1384.8
732 | 1682.8481 | 1384.8
733 | 1682.404 | 1384
734 | 1682.4 | 1383.788
735 | 1682.4 | 1383.024
736 | 1681.4818 | 1382.778
737 | 1681.412 | 1382.173
738 | 1681.075 | 1381.877
739 | 1680.964 | 1381.6
740 | 1680.912 | 1381.6
741 | 1680.833 | 1381.173
742 | 1680.8 | 1381.152
743 | 1680.8 | 1380.8
744 | 1680.6373 | 1380.8
745 | 1680.269 | 1380.682
746 | 1679.1101 | 1380.21
747 | 1678.349 | 1380.129
748 | 1677.954 | 1379.986
749 | 1677.484 | 1379.833
750 | 1677.3843 | 1379.821
751 | 1677.291 | 1379.414
752 | 1676.9667 | 1379.2
753 | 1676.943 | 1379.1
754 | 1676.8 | 1378.811
755 | 1676.6695 | 1378.615
756 | 1675.929 | 1378.525
757 | 1675.8559 | 1378.416
758 | 1675.8557 | 1377.809
759 | 1675.433 | 1377.745
760 | 1675.2 | 1377.6
761 | 1674.824 | 1377.226
762 | 1674.4572 | 1376.8
763 | 1674.2622 | 1376.8
764 | 1673.787 | 1376.8
765 | 1673.4272 | 1376.599
766 | 1673.221 | 1376.29
767 | 1673.0266 | 1376
768 | 1672.8606 | 1375.523
769 | 1672.28 | 1374.738
770 | 1672.005 | 1374.063
771 | 1671.964 | 1373.6
772 | 1671.8876 | 1373.306
773 | 1671.8207 | 1372
774 | 1671.773 | 1371.445
775 | 1671.657 | 1371.414
776 | 1670.927 | 1371.211
777 | 1668.96 | 1370.385
778 | 1668.8448 | 1369.6
779 | 1668.8 | 1369.538
780 | 1668.541 | 1368.8
781 | 1668.373 | 1368.8
782 | 1667.2764 | 1368.257
783 | 1667.2 | 1368.145
784 | 1666.961 | 1368
785 | 1666.4 | 1367.412
786 | 1666.1761 | 1367.211
787 | 1665.9839 | 1367.2
788 | 1665.983 | 1367.2
789 | 1665.6 | 1367.132
790 | 1664.717 | 1366.663
791 | 1664.7066 | 1366.634
792 | 1664.469 | 1366.4
793 | 1664.4276 | 1366.4
794 | 1664.173 | 1366.4
795 | 1664.025 | 1365.6
796 | 1664 | 1365.6
797 | 1663.649 | 1365.482
798 | 1663.536 | 1365.124
799 | 1663.509 | 1364.958
800 | 1663.487 | 1364.8
801 | 1663.2 | 1364.8
802 | 1662.845 | 1364.386
803 | 1662.323 | 1363.322
804 | 1661.8303 | 1363.2
805 | 1661.6 | 1362.679
806 | 1661.6 | 1362.4
807 | 1661.6 | 1362.4
808 | 1661.105 | 1362.4
809 | 1660.8 | 1362.4
810 | 1660.7151 | 1361.6
811 | 1660.537 | 1360.876
812 | 1660.1947 | 1360.869
813 | 1660.1947 | 1360.8
814 | 1660.1947 | 1360.8
815 | 1660.1588 | 1360.647
816 | 1660 | 1360.451
817 | 1660 | 1358.4
818 | 1659.929 | 1358.4
819 | 1659.705 | 1358.088
820 | 1659.288 | 1357.194
821 | 1659.2 | 1356.8
822 | 1659.084 | 1356.8
823 | 1658.966 | 1356.8
824 | 1658.8698 | 1356.304
825 | 1658.613 | 1356
826 | 1658.559 | 1356
827 | 1657.388 | 1355.757
828 | 1657.048 | 1355.507
829 | 1656.929 | 1355.207
830 | 1656.806 | 1355.144
831 | 1656.8 | 1354.98
832 | 1656.7966 | 1354.4
833 | 1656.662 | 1354.386
834 | 1656.625 | 1353.426
835 | 1656.3215 | 1352.327
836 | 1656 | 1352.327
837 | 1655.249 | 1352.239
838 | 1655.2046 | 1352
839 | 1655.173 | 1351.872
840 | 1655.1368 | 1351.522
841 | 1654.093 | 1351.336
842 | 1653.7527 | 1351.2
843 | 1653.652 | 1351.2
844 | 1653.6 | 1351.055
845 | 1653.6 | 1350.573
846 | 1653.5431 | 1350.4
847 | 1653.246 | 1350.4
848 | 1653.202 | 1350.4
849 | 1653.136 | 1350.02
850 | 1652.92 | 1349.679
851 | 1652.8342 | 1349.578
852 | 1652.807 | 1349.132
853 | 1652.723 | 1348.944
854 | 1652.685 | 1348.873
855 | 1652.6215 | 1348.8
856 | 1652.5475 | 1348.8
857 | 1652.4707 | 1348.8
858 | 1652.413 | 1348
859 | 1651.7706 | 1347.784
860 | 1651.22 | 1347.642
861 | 1651.085 | 1347.526
862 | 1651.0189 | 1347.2
863 | 1650.484 | 1347.2
864 | 1650.4 | 1346.036
865 | 1649.699 | 1345.822
866 | 1648.641 | 1345.6
867 | 1648.157 | 1345.6
868 | 1648.072 | 1345.6
869 | 1648 | 1345.147
870 | 1647.9272 | 1344.8
871 | 1647.8616 | 1344.8
872 | 1647.588 | 1344.8
873 | 1647.544 | 1343.395
874 | 1647.2 | 1343.38
875 | 1647.2 | 1342.509
876 | 1647.1089 | 1341.6
877 | 1647.1089 | 1341.6
878 | 1646.336 | 1341.153
879 | 1646.173 | 1340.984
880 | 1645.765 | 1340.6
881 | 1645.752 | 1340.366
882 | 1645.6 | 1340.089
883 | 1645.065 | 1340
884 | 1644.823 | 1340
885 | 1644.797 | 1339.89
886 | 1644.762 | 1339.569
887 | 1644.1407 | 1339.519
888 | 1643.977 | 1339.188
889 | 1643.7 | 1338.4
890 | 1643.485 | 1338.271
891 | 1643.2243 | 1337.6
892 | 1643.0203 | 1337.378
893 | 1642.84 | 1337.062
894 | 1642.4999 | 1336.108
895 | 1642.4 | 1336
896 | 1642.3118 | 1335.2
897 | 1642.0142 | 1334.4
898 | 1641.988 | 1334.4
899 | 1641.6575 | 1334.01
900 | 1641.6 | 1333.6
901 | 1641.378 | 1333.6
902 | 1641.186 | 1333.387
903 | 1640.8 | 1332.8
904 | 1640.668 | 1332.545
905 | 1640 | 1331.815
906 | 1639.9322 | 1331.639
907 | 1639.3396 | 1331.2
908 | 1638.9311 | 1331.2
909 | 1638.7226 | 1329.82
910 | 1638.605 | 1329.6
911 | 1638.537 | 1329.6
912 | 1638.403 | 1329.168
913 | 1638.3992 | 1329.085
914 | 1638.085 | 1328.8
915 | 1638.025 | 1328.8
916 | 1637.9753 | 1328.413
917 | 1637.6 | 1328.327
918 | 1637.5824 | 1328.156
919 | 1637.2954 | 1326.4
920 | 1637.1595 | 1326.022
921 | 1637.0923 | 1325.702
922 | 1636.944 | 1325.6
923 | 1636.7689 | 1325.6
924 | 1636.574 | 1325.6
925 | 1636.4498 | 1325.457
926 | 1636.443 | 1324.067
927 | 1636.4299 | 1324
928 | 1636.1784 | 1324
929 | 1636 | 1324
930 | 1636 | 1323.903
931 | 1636 | 1323.126
932 | 1635.7965 | 1322.522
933 | 1635.582 | 1322.503
934 | 1635.438 | 1321.664
935 | 1635.414 | 1321.613
936 | 1635.2 | 1321.6
937 | 1634.626 | 1321.6
938 | 1634.4 | 1321.6
939 | 1634.4 | 1321.035
940 | 1634.3255 | 1320.994
941 | 1634.306 | 1320.364
942 | 1634.053 | 1320.258
943 | 1633.953 | 1319.948
944 | 1633.6 | 1319.2
945 | 1633.544 | 1319.16
946 | 1633.042 | 1318.787
947 | 1633.019 | 1318.4
948 | 1632.9415 | 1318.4
949 | 1632.862 | 1318.297
950 | 1632.697 | 1317.825
951 | 1632.597 | 1317.687
952 | 1632.0301 | 1317.309
953 | 1632 | 1316.91
954 | 1632 | 1316.863
955 | 1631.553 | 1316.8
956 | 1631.387 | 1316
957 | 1631.193 | 1315.122
958 | 1630.98 | 1315.11
959 | 1630.578 | 1315.07
960 | 1629.851 | 1314.879
961 | 1629.663 | 1314.638
962 | 1629.66 | 1314.597
963 | 1629.6 | 1314.4
964 | 1629.559 | 1314.374
965 | 1629.508 | 1313.639
966 | 1629.2201 | 1313.6
967 | 1628.8 | 1312.8
968 | 1628.7921 | 1312.8
969 | 1628.745 | 1312.8
970 | 1628.6735 | 1312.297
971 | 1628.6013 | 1312.249
972 | 1628.348 | 1312.249
973 | 1628.2678 | 1312.048
974 | 1628 | 1310.901
975 | 1627.857 | 1310.4
976 | 1627.7258 | 1310.4
977 | 1627.697 | 1310.4
978 | 1627.379 | 1310.163
979 | 1627.268 | 1309.918
980 | 1627.259 | 1309.918
981 | 1627.187 | 1308.846
982 | 1626.909 | 1308.643
983 | 1626.9086 | 1308
984 | 1626.609 | 1306.284
985 | 1626.5602 | 1306.083
986 | 1626.32 | 1306.033
987 | 1625.792 | 1306.033
988 | 1625.6 | 1305.878
989 | 1625.599 | 1305.6
990 | 1625.402 | 1305.303
991 | 1625.359 | 1305.195
992 | 1625.121 | 1304.827
993 | 1625.028 | 1304.8
994 | 1624.992 | 1304.8
995 | 1624.8 | 1304.439
996 | 1624.8 | 1304
997 | 1624.376 | 1304
998 | 1624.258 | 1303.888
999 | 1624.0727 | 1303.374
1000 | 1624 | 1303.2
1001 | 1624 | 1303.2
1002 | 1624 | 1302.803
1003 | 1623.7979 | 1302.665
1004 | 1623.593 | 1302.63
1005 | 1623.5803 | 1302.606
1006 | 1623.5477 | 1302.39
1007 | 1623.4698 | 1301.174
1008 | 1623.432 | 1300
1009 | 1623.3211 | 1300
1010 | 1623.245 | 1300
1011 | 1623.038 | 1299.532
1012 | 1622.9691 | 1299.2
1013 | 1622.4644 | 1299.2
1014 | 1622.4 | 1299.047
1015 | 1622.4 | 1298.572
1016 | 1622.4 | 1298.4
1017 | 1622.298 | 1298.193
1018 | 1622.297 | 1298.131
1019 | 1621.666 | 1297.586
1020 | 1621.6 | 1296.8
1021 | 1621.58 | 1296.332
1022 | 1621.22 | 1296.253
1023 | 1621.135 | 1295.933
1024 | 1620.881 | 1295.479
1025 | 1620.8484 | 1295.2
1026 | 1620.767 | 1294.4
1027 | 1620.676 | 1294.4
1028 | 1620.5808 | 1294.146
1029 | 1620.4415 | 1293.998
1030 | 1620.387 | 1293.81
1031 | 1620.241 | 1293.6
1032 | 1620.088 | 1293.35
1033 | 1620 | 1292.96
1034 | 1619.476 | 1292.8
1035 | 1619.2759 | 1292.5
1036 | 1619.2 | 1292
1037 | 1618.778 | 1291.2
1038 | 1617.9573 | 1290.494
1039 | 1617.9401 | 1290.4
1040 | 1617.779 | 1290.4
1041 | 1617.657 | 1290.4
1042 | 1617.6 | 1290.4
1043 | 1617.23 | 1290.198
1044 | 1616.8 | 1289.367
1045 | 1616.673 | 1288.8
1046 | 1616.357 | 1288.125
1047 | 1616.041 | 1288.114
1048 | 1616.0319 | 1288
1049 | 1616 | 1287.2
1050 | 1615.953 | 1287.2
1051 | 1615.8908 | 1286.4
1052 | 1615.5546 | 1286.4
1053 | 1615.2725 | 1285.833
1054 | 1615.258 | 1285.689
1055 | 1615.2545 | 1285.649
1056 | 1615.2 | 1285.6
1057 | 1615.0866 | 1285.6
1058 | 1615.041 | 1285.6
1059 | 1614.836 | 1285.161
1060 | 1614.825 | 1284.252
1061 | 1614.354 | 1284.228
1062 | 1614.236 | 1284
1063 | 1614.058 | 1284
1064 | 1613.967 | 1284
1065 | 1613.9387 | 1283.787
1066 | 1613.7006 | 1283.2
1067 | 1613.6 | 1282.4
1068 | 1613.6 | 1282.193
1069 | 1613.5784 | 1282.011
1070 | 1612.9237 | 1281.6
1071 | 1612.774 | 1280.8
1072 | 1612.223 | 1280.599
1073 | 1612.0778 | 1280
1074 | 1612 | 1279.805
1075 | 1612 | 1278.268
1076 | 1611.558 | 1277.762
1077 | 1611.083 | 1277.6
1078 | 1610.935 | 1277.152
1079 | 1610.809 | 1276.8
1080 | 1610.3071 | 1276
1081 | 1610.257 | 1276
1082 | 1610.0698 | 1275.732
1083 | 1610.063 | 1275.693
1084 | 1609.8915 | 1275.392
1085 | 1609.75 | 1275.2
1086 | 1609.7142 | 1275.021
1087 | 1609.6674 | 1274.956
1088 | 1609.6 | 1274.834
1089 | 1609.349 | 1274.827
1090 | 1609.172 | 1274.656
1091 | 1609.0448 | 1274.4
1092 | 1608.955 | 1274.4
1093 | 1608.8247 | 1274.4
1094 | 1608.786 | 1274.4
1095 | 1608.759 | 1274.312
1096 | 1608.7589 | 1273.361
1097 | 1608.326 | 1272.877
1098 | 1608.296 | 1272.8
1099 | 1608.087 | 1272.8
1100 | 1607.9571 | 1272.8
1101 | 1607.7798 | 1272.45
1102 | 1607.6891 | 1272
1103 | 1607.655 | 1271.2
1104 | 1607.397 | 1270.908
1105 | 1607.2 | 1270.858
1106 | 1606.824 | 1270.294
1107 | 1606.752 | 1270.243
1108 | 1606.691 | 1269.763
1109 | 1606.679 | 1269.443
1110 | 1606.507 | 1269.161
1111 | 1606.5008 | 1268.8
1112 | 1605.867 | 1268.8
1113 | 1605.764 | 1268.8
1114 | 1605.5447 | 1268.249
1115 | 1605.522 | 1268
1116 | 1605.2895 | 1268
1117 | 1605.2708 | 1267.2
1118 | 1605.1611 | 1267.2
1119 | 1604.899 | 1267.052
1120 | 1604.627 | 1266.409
1121 | 1604.417 | 1266.4
1122 | 1604.172 | 1266.4
1123 | 1604.111 | 1266.3
1124 | 1603.942 | 1265.6
1125 | 1603.774 | 1264.8
1126 | 1603.6198 | 1264.552
1127 | 1603.4885 | 1263.865
1128 | 1603.456 | 1263.865
1129 | 1603.4336 | 1263.865
1130 | 1603.201 | 1263.261
1131 | 1603.2 | 1263.2
1132 | 1603.2 | 1262.525
1133 | 1603.039 | 1262.525
1134 | 1602.996 | 1262.4
1135 | 1602.9466 | 1262.4
1136 | 1602.9128 | 1262.349
1137 | 1602.881 | 1260.642
1138 | 1602.583 | 1260.276
1139 | 1602.436 | 1260.146
1140 | 1602.4 | 1260
1141 | 1602.301 | 1260
1142 | 1602.265 | 1259.807
1143 | 1602.1427 | 1259.21
1144 | 1602.0439 | 1259.117
1145 | 1601.832 | 1258.426
1146 | 1601.6 | 1258.426
1147 | 1601.6 | 1258.4
1148 | 1601.6 | 1257.6
1149 | 1601.467 | 1257.49
1150 | 1601.404 | 1257.29
1151 | 1601.327 | 1257.086
1152 | 1601.2271 | 1257.004
1153 | 1601.1342 | 1256.863
1154 | 1601.039 | 1256.8
1155 | 1600.8 | 1256.8
1156 | 1600.536 | 1256.268
1157 | 1600.335 | 1256.268
1158 | 1600 | 1256.268
1159 | 1600 | 1256.233
1160 | 1599.883 | 1256
1161 | 1599.831 | 1256
1162 | 1599.7157 | 1255.533
1163 | 1599.6753 | 1255.509
1164 | 1599.518 | 1255.186
1165 | 1599.501 | 1255.099
1166 | 1599.2 | 1254.973
1167 | 1599.2 | 1254.973
1168 | 1598.971 | 1254.4
1169 | 1598.4 | 1254.4
1170 | 1598.4 | 1254.291
1171 | 1598.3855 | 1252.915
1172 | 1598.239 | 1252.8
1173 | 1597.991 | 1252.8
1174 | 1597.92 | 1252.8
1175 | 1597.6423 | 1252.591
1176 | 1597.6 | 1251.584
1177 | 1597.596 | 1251.12
1178 | 1597.5495 | 1251.115
1179 | 1597.412 | 1250.108
1180 | 1596.3166 | 1249.818
1181 | 1595.5861 | 1249.29
1182 | 1595.3702 | 1248.913
1183 | 1595.194 | 1248.8
1184 | 1595.175 | 1248.8
1185 | 1595.0541 | 1248.8
1186 | 1594.663 | 1248.8
1187 | 1594.654 | 1248.008
1188 | 1594.407 | 1248
1189 | 1593.999 | 1248
1190 | 1593.7705 | 1247.372
1191 | 1593.6599 | 1247.2
1192 | 1593.632 | 1246.986
1193 | 1593.5002 | 1246.4
1194 | 1593.282 | 1245.6
1195 | 1593.236 | 1245.6
1196 | 1593.166 | 1245.466
1197 | 1593.084 | 1244.8
1198 | 1593.023 | 1244.8
1199 | 1592.847 | 1244.187
1200 | 1592.548 | 1243.943
1201 | 1592.421 | 1243.2
1202 | 1592.395 | 1243.186
1203 | 1592.282 | 1243.029
1204 | 1592.239 | 1242.4
1205 | 1592.0899 | 1242.349
1206 | 1591.6166 | 1240.8
1207 | 1591.2 | 1240.77
1208 | 1591.079 | 1240.443
1209 | 1590.8468 | 1240.393
1210 | 1590.8052 | 1240.087
1211 | 1590.4 | 1240.054
1212 | 1589.617 | 1240.04
1213 | 1589.6 | 1240
1214 | 1589.6 | 1240
1215 | 1589.6 | 1239.2
1216 | 1589.6 | 1239.2
1217 | 1589.6 | 1239.041
1218 | 1589.517 | 1238.616
1219 | 1589.396 | 1238.439
1220 | 1589.091 | 1238.194
1221 | 1588.8 | 1237.706
1222 | 1588.775 | 1237.706
1223 | 1588.6233 | 1237.567
1224 | 1588.328 | 1237.447
1225 | 1588.2695 | 1237.145
1226 | 1588.2052 | 1237.145
1227 | 1588.152 | 1236.109
1228 | 1588.0616 | 1236.054
1229 | 1587.901 | 1235.2
1230 | 1587.586 | 1234.454
1231 | 1587.4332 | 1234.4
1232 | 1587.2847 | 1234.4
1233 | 1587.2847 | 1233.885
1234 | 1587.2 | 1233.6
1235 | 1587.2 | 1233.467
1236 | 1587.2 | 1233.422
1237 | 1587.1934 | 1233.287
1238 | 1586.6892 | 1233.287
1239 | 1586.458 | 1233.003
1240 | 1585.9659 | 1232.8
1241 | 1585.9435 | 1232.8
1242 | 1585.7722 | 1232.224
1243 | 1585.6 | 1232.18
1244 | 1585.6 | 1232
1245 | 1585.4113 | 1231.447
1246 | 1584.9707 | 1230.825
1247 | 1584.9543 | 1230.799
1248 | 1584.8 | 1230.67
1249 | 1584.5198 | 1230.4
1250 | 1584.409 | 1230.108
1251 | 1584.3586 | 1229.599
1252 | 1584.287 | 1229.506
1253 | 1584.1702 | 1229.417
1254 | 1584.014 | 1229.116
1255 | 1583.2 | 1228.8
1256 | 1583.2 | 1228.761
1257 | 1583.009 | 1228.571
1258 | 1582.693 | 1228.38
1259 | 1582.6231 | 1228
1260 | 1582.537 | 1227.1
1261 | 1582.4 | 1227.028
1262 | 1582.275 | 1226.847
1263 | 1582.1499 | 1226.4
1264 | 1581.6 | 1226.4
1265 | 1581.445 | 1226.252
1266 | 1581.08 | 1226.151
1267 | 1580.9303 | 1226.008
1268 | 1580.825 | 1225.718
1269 | 1580.8 | 1225.6
1270 | 1580.8 | 1225.6
1271 | 1580.7302 | 1225.6
1272 | 1580.699 | 1225.376
1273 | 1580.662 | 1224.8
1274 | 1580.4767 | 1223.9
1275 | 1580.403 | 1223.538
1276 | 1580.373 | 1223.2
1277 | 1580.043 | 1223.2
1278 | 1580 | 1223.155
1279 | 1579.999 | 1222.921
1280 | 1579.901 | 1222.511
1281 | 1579.897 | 1222.4
1282 | 1579.4376 | 1222.4
1283 | 1579.2 | 1222.4
1284 | 1579.2 | 1222.196
1285 | 1578.9248 | 1222.124
1286 | 1578.746 | 1221.838
1287 | 1578.4 | 1221.699
1288 | 1578.4 | 1221.6
1289 | 1577.9614 | 1221.129
1290 | 1577.8526 | 1220.833
1291 | 1577.6 | 1220.8
1292 | 1577.6 | 1220.8
1293 | 1577.5497 | 1220.57
1294 | 1576.944 | 1220.036
1295 | 1576.816 | 1220
1296 | 1576.8 | 1220
1297 | 1576.8 | 1219.2
1298 | 1576.5504 | 1218.757
1299 | 1576.4513 | 1218.567
1300 | 1576 | 1218.4
1301 | 1575.959 | 1218.239
1302 | 1575.5306 | 1217.624
1303 | 1575.2 | 1217.408
1304 | 1574.8582 | 1217.286
1305 | 1574.8537 | 1217.286
1306 | 1574.613 | 1216.931
1307 | 1574.4 | 1216.848
1308 | 1574.4 | 1216.685
1309 | 1574.2258 | 1216.294
1310 | 1573.75 | 1216.253
1311 | 1573.2998 | 1216
1312 | 1572.945 | 1216
1313 | 1572.7909 | 1215.604
1314 | 1572.735 | 1215.295
1315 | 1572.208 | 1215.079
1316 | 1572.128 | 1214.131
1317 | 1572 | 1213.627
1318 | 1572 | 1213.6
1319 | 1571.8691 | 1212.975
1320 | 1571.8691 | 1212.841
1321 | 1571.813 | 1212.8
1322 | 1571.3059 | 1212
1323 | 1571.2 | 1212
1324 | 1571.2 | 1210.666
1325 | 1571.0512 | 1209.706
1326 | 1570.841 | 1209.693
1327 | 1570.749 | 1208.916
1328 | 1570.4 | 1208.8
1329 | 1570.274 | 1207.2
1330 | 1570.042 | 1207.2
1331 | 1569.9972 | 1206.988
1332 | 1569.862 | 1206.4
1333 | 1569.698 | 1206.4
1334 | 1569.6 | 1206.095
1335 | 1569.6 | 1205.768
1336 | 1569.6 | 1204.8
1337 | 1569.6 | 1204.8
1338 | 1569.14 | 1204.782
1339 | 1568.995 | 1204
1340 | 1568.8 | 1203.862
1341 | 1568.8 | 1203.477
1342 | 1568.5977 | 1203.477
1343 | 1568.4882 | 1203.028
1344 | 1568.38 | 1202.963
1345 | 1568 | 1202.4
1346 | 1568 | 1201.6
1347 | 1567.968 | 1200.8
1348 | 1567.5485 | 1200.8
1349 | 1567.2 | 1200.8
1350 | 1567.2 | 1200.8
1351 | 1567.16 | 1200.409
1352 | 1567.117 | 1200.369
1353 | 1567.0843 | 1200.114
1354 | 1567.0843 | 1200
1355 | 1566.858 | 1199.851
1356 | 1566.4 | 1199.593
1357 | 1566.4 | 1199.317
1358 | 1566.318 | 1199.2
1359 | 1566.1442 | 1199.2
1360 | 1566.084 | 1199.067
1361 | 1566.0129 | 1198.816
1362 | 1565.6 | 1198.79
1363 | 1565.3264 | 1198.47
1364 | 1565.3264 | 1198.172
1365 | 1565.3264 | 1198.162
1366 | 1565.032 | 1198.121
1367 | 1564.8337 | 1198.039
1368 | 1564.8 | 1197.262
1369 | 1564.005 | 1196.8
1370 | 1564 | 1196.8
1371 | 1564 | 1196.129
1372 | 1563.935 | 1196
1373 | 1563.6281 | 1196
1374 | 1563.602 | 1195.667
1375 | 1563.4947 | 1195.574
1376 | 1563.398 | 1195.574
1377 | 1562.9559 | 1195.2
1378 | 1562.899 | 1194.8
1379 | 1562.6978 | 1194.473
1380 | 1562.4 | 1194.465
1381 | 1562.161 | 1194.4
1382 | 1561.9623 | 1194.4
1383 | 1561.8691 | 1193.917
1384 | 1561.823 | 1193.6
1385 | 1561.3107 | 1193.6
1386 | 1561.284 | 1193.214
1387 | 1561.218 | 1192.811
1388 | 1560.8 | 1192
1389 | 1560.4337 | 1192
1390 | 1560.409 | 1192
1391 | 1560.354 | 1191.587
1392 | 1560.347 | 1191.017
1393 | 1559.6016 | 1189.754
1394 | 1559.5597 | 1189.6
1395 | 1559.029 | 1189.6
1396 | 1559.024 | 1189.336
1397 | 1558.9445 | 1188.8
1398 | 1558.583 | 1188.667
1399 | 1558.4 | 1188
1400 | 1558.331 | 1187.944
1401 | 1558.054 | 1187.938
1402 | 1557.9659 | 1187.865
1403 | 1557.9215 | 1187.2
1404 | 1557.6541 | 1187.129
1405 | 1557.6 | 1186.394
1406 | 1557.6 | 1184.973
1407 | 1557.5416 | 1184.973
1408 | 1557.38 | 1184.831
1409 | 1557.2327 | 1184.831
1410 | 1557.127 | 1184.8
1411 | 1556.917 | 1184
1412 | 1556.8 | 1184
1413 | 1556.8 | 1183.807
1414 | 1556.628 | 1182.4
1415 | 1556.4 | 1181.981
1416 | 1556.2421 | 1181.981
1417 | 1556.164 | 1181.6
1418 | 1556.11 | 1180.8
1419 | 1556.0846 | 1180.51
1420 | 1556 | 1180.51
1421 | 1556 | 1180
1422 | 1555.5125 | 1179.774
1423 | 1555.4302 | 1179.725
1424 | 1555.276 | 1179.2
1425 | 1555.2 | 1179.2
1426 | 1555.098 | 1179.039
1427 | 1554.491 | 1178.997
1428 | 1554.4 | 1178.4
1429 | 1554.4 | 1177.644
1430 | 1554.3395 | 1177.568
1431 | 1554.326 | 1177.061
1432 | 1554.2017 | 1176.84
1433 | 1554.1529 | 1176.8
1434 | 1554.145 | 1176.8
1435 | 1554.022 | 1176.685
1436 | 1553.989 | 1175.809
1437 | 1553.979 | 1175.2
1438 | 1553.8764 | 1174.613
1439 | 1553.6 | 1174.382
1440 | 1553.6 | 1174.058
1441 | 1553.3917 | 1173.954
1442 | 1553.305 | 1173.816
1443 | 1553.0947 | 1173.033
1444 | 1552.9578 | 1172.986
1445 | 1552.301 | 1172.8
1446 | 1552.2695 | 1172.4
1447 | 1552.097 | 1172.039
1448 | 1551.8563 | 1171.95
1449 | 1551.5661 | 1171.925
1450 | 1551.507 | 1170.709
1451 | 1551.4233 | 1169.6
1452 | 1551.363 | 1169.6
1453 | 1551.2 | 1169.143
1454 | 1551.2 | 1168.818
1455 | 1551.141 | 1168.8
1456 | 1551.0702 | 1168.8
1457 | 1550.943 | 1168
1458 | 1550.847 | 1168
1459 | 1550.773 | 1168
1460 | 1550.7356 | 1167.2
1461 | 1550.416 | 1167.2
1462 | 1550.4 | 1166.4
1463 | 1550.4 | 1166.225
1464 | 1549.679 | 1165.874
1465 | 1549.6 | 1165.874
1466 | 1548.9698 | 1165.6
1467 | 1548.9034 | 1165.6
1468 | 1548.8 | 1165.064
1469 | 1548.8 | 1164.328
1470 | 1548.768 | 1163.2
1471 | 1548.5916 | 1162.857
1472 | 1548.0484 | 1162.653
1473 | 1548 | 1162.4
1474 | 1547.9905 | 1162.3
1475 | 1547.887 | 1162.3
1476 | 1547.5341 | 1161.066
1477 | 1547.522 | 1160.8
1478 | 1547.461 | 1160.703
1479 | 1547.415 | 1159.501
1480 | 1547.1005 | 1159.2
1481 | 1546.8023 | 1159.2
1482 | 1546.6392 | 1158.717
1483 | 1546.546 | 1158.444
1484 | 1546.5163 | 1158.4
1485 | 1546.4283 | 1158.277
1486 | 1546.4 | 1158.277
1487 | 1546.4 | 1157.638
1488 | 1546.4 | 1157.229
1489 | 1546.268 | 1157.006
1490 | 1546.2679 | 1156.896
1491 | 1546.263 | 1156
1492 | 1546.02 | 1156
1493 | 1545.6 | 1155.725
1494 | 1545.6 | 1155.502
1495 | 1545.343 | 1155.2
1496 | 1545.3275 | 1154.691
1497 | 1545.1075 | 1153.6
1498 | 1545.101 | 1152.976
1499 | 1544.9103 | 1152.8
1500 | 1544.8 | 1152.8
1501 | 1544.8 | 1152
1502 | 1544.713 | 1151.824
1503 | 1544.646 | 1150.739
1504 | 1544.619 | 1150.645
1505 | 1544.599 | 1150.568
1506 | 1544.327 | 1150.4
1507 | 1544.0628 | 1150.02
1508 | 1544.0628 | 1149.6
1509 | 1544 | 1149.6
1510 | 1543.7762 | 1149.6
1511 | 1543.6956 | 1148.147
1512 | 1543.6519 | 1148.147
1513 | 1543.534 | 1148
1514 | 1543.2 | 1147.917
1515 | 1542.9749 | 1147.538
1516 | 1542.9506 | 1147.411
1517 | 1542.7756 | 1147.2
1518 | 1542.7437 | 1146.4
1519 | 1542.4 | 1145.6
1520 | 1542.4 | 1145.6
1521 | 1542.4 | 1145.154
1522 | 1542.1992 | 1145.146
1523 | 1542.1261 | 1144.8
1524 | 1542.057 | 1144.8
1525 | 1541.713 | 1144.609
1526 | 1541.6 | 1144.504
1527 | 1541.5026 | 1144.463
1528 | 1540.824 | 1143.914
1529 | 1540.8 | 1142.4
1530 | 1540.8 | 1142.4
1531 | 1540.8 | 1142.4
1532 | 1540.681 | 1141.6
1533 | 1540.524 | 1141.144
1534 | 1540.0611 | 1141.01
1535 | 1540.045 | 1141.01
1536 | 1539.8915 | 1140.8
1537 | 1539.86 | 1140.056
1538 | 1539.824 | 1140
1539 | 1539.811 | 1140
1540 | 1539.509 | 1139.32
1541 | 1539.2 | 1139.2
1542 | 1539.2 | 1138.247
1543 | 1539.01 | 1137.956
1544 | 1538.833 | 1137.6
1545 | 1538.7348 | 1137.114
1546 | 1538.6406 | 1136.8
1547 | 1538.6163 | 1136.175
1548 | 1538.464 | 1135.966
1549 | 1538.4 | 1135.853
1550 | 1538.349 | 1135.566
1551 | 1538.188 | 1135.2
1552 | 1538.105 | 1134.797
1553 | 1537.608 | 1134.769
1554 | 1537.6 | 1134.33
1555 | 1537.6 | 1134.33
1556 | 1537.5607 | 1134.222
1557 | 1537.5301 | 1133.435
1558 | 1537.528 | 1133.412
1559 | 1537.3752 | 1132.8
1560 | 1537.263 | 1132
1561 | 1537.183 | 1131.34
1562 | 1537.052 | 1131.22
1563 | 1536.9168 | 1131.2
1564 | 1536.8077 | 1131.2
1565 | 1536.804 | 1131.2
1566 | 1536.8 | 1130.649
1567 | 1536.6216 | 1130.467
1568 | 1536.546 | 1130.4
1569 | 1536.423 | 1129.989
1570 | 1536.183 | 1129.246
1571 | 1536 | 1128.8
1572 | 1535.971 | 1128.8
1573 | 1535.8845 | 1128.605
1574 | 1535.856 | 1128.339
1575 | 1535.769 | 1128
1576 | 1535.5758 | 1128
1577 | 1535.5124 | 1127.787
1578 | 1535.2541 | 1127.552
1579 | 1535.2298 | 1127.549
1580 | 1534.8067 | 1127.2
1581 | 1534.4519 | 1127.2
1582 | 1534.4 | 1126.97
1583 | 1534.4 | 1126.505
1584 | 1534.4 | 1126.505
1585 | 1534.3568 | 1126.4
1586 | 1534.321 | 1126.4
1587 | 1534.229 | 1125.815
1588 | 1534.199 | 1125.233
1589 | 1534.0547 | 1124.23
1590 | 1533.6 | 1124
1591 | 1533.5207 | 1123.875
1592 | 1533.1581 | 1123.875
1593 | 1533.0237 | 1123.575
1594 | 1532.8 | 1123.248
1595 | 1532.8 | 1123.163
1596 | 1532.198 | 1123.112
1597 | 1532 | 1122.676
1598 | 1532 | 1122.404
1599 | 1532 | 1122.4
1600 | 1532 | 1121.899
1601 | 1531.3527 | 1121.6
1602 | 1531.346 | 1121.6
1603 | 1531.2 | 1120.8
1604 | 1531.2 | 1120.197
1605 | 1531.2 | 1120.035
1606 | 1531.013 | 1120
1607 | 1530.9776 | 1120
1608 | 1530.86 | 1120
1609 | 1530.718 | 1119.948
1610 | 1530.064 | 1119.86
1611 | 1529.9046 | 1119.2
1612 | 1529.712 | 1118.58
1613 | 1529.6 | 1118.4
1614 | 1529.6 | 1118.4
1615 | 1529.6 | 1118.305
1616 | 1529.6 | 1118.034
1617 | 1529.519 | 1117.863
1618 | 1528.8197 | 1117.6
1619 | 1528.819 | 1117.527
1620 | 1528.475 | 1117.237
1621 | 1528.3529 | 1116.8
1622 | 1528.29 | 1116.474
1623 | 1528.207 | 1116.46
1624 | 1528.0967 | 1116.44
1625 | 1528.006 | 1116.437
1626 | 1528 | 1115.644
1627 | 1527.881 | 1115.2
1628 | 1527.7062 | 1115.2
1629 | 1527.7062 | 1114.073
1630 | 1527.332 | 1114.073
1631 | 1527.327 | 1114.05
1632 | 1527.2199 | 1113.858
1633 | 1526.8884 | 1113.253
1634 | 1526.8884 | 1113.066
1635 | 1526.8378 | 1112.8
1636 | 1526.73 | 1112.765
1637 | 1526.413 | 1112.001
1638 | 1526.4 | 1111.31
1639 | 1526.4 | 1111.2
1640 | 1526.204 | 1111.2
1641 | 1526.041 | 1111.2
1642 | 1525.9328 | 1109.6
1643 | 1525.6 | 1109.6
1644 | 1525.6 | 1109.306
1645 | 1525.559 | 1108.8
1646 | 1525.4623 | 1108.333
1647 | 1525.3618 | 1108
1648 | 1525.3581 | 1108
1649 | 1525.044 | 1107.2
1650 | 1524.5 | 1106.878
1651 | 1524 | 1106.524
1652 | 1524 | 1106.499
1653 | 1524 | 1106.4
1654 | 1523.695 | 1105.785
1655 | 1523.623 | 1105.284
1656 | 1523.622 | 1105.194
1657 | 1523.5696 | 1104.806
1658 | 1522.957 | 1104.016
1659 | 1522.874 | 1104
1660 | 1522.828 | 1103.795
1661 | 1522.7988 | 1103.2
1662 | 1522.665 | 1103.2
1663 | 1522.428 | 1102.893
1664 | 1522.4 | 1102.77
1665 | 1522.3454 | 1102.475
1666 | 1522.0625 | 1102.4
1667 | 1521.983 | 1102.081
1668 | 1521.9814 | 1101.641
1669 | 1521.9814 | 1101.6
1670 | 1521.9772 | 1101.6
1671 | 1521.6 | 1100.795
1672 | 1521.6 | 1100.259
1673 | 1521.6 | 1100.122
1674 | 1521.1636 | 1100
1675 | 1520.8 | 1099.602
1676 | 1520.7915 | 1098.909
1677 | 1520.4757 | 1098.878
1678 | 1520.337 | 1097.396
1679 | 1520.142 | 1096.71
1680 | 1520.027 | 1096.26
1681 | 1519.8933 | 1094.529
1682 | 1519.876 | 1094.413
1683 | 1519.6659 | 1094.081
1684 | 1519.5135 | 1093.6
1685 | 1519.235 | 1093.369
1686 | 1519.2 | 1093.353
1687 | 1519.172 | 1092.8
1688 | 1519.101 | 1092.8
1689 | 1518.9141 | 1092.621
1690 | 1518.9095 | 1092
1691 | 1518.8139 | 1092
1692 | 1518.8139 | 1091.598
1693 | 1518.7101 | 1090.59
1694 | 1518.4 | 1090.4
1695 | 1518.4 | 1089.267
1696 | 1518.4 | 1088.8
1697 | 1517.919 | 1088.8
1698 | 1517.8449 | 1088.8
1699 | 1517.6 | 1088.8
1700 | 1517.6 | 1088.8
1701 | 1517.6 | 1088.57
1702 | 1517.3603 | 1088.235
1703 | 1517.328 | 1088.164
1704 | 1517.155 | 1088
1705 | 1517.038 | 1088
1706 | 1516.8 | 1087.917
1707 | 1516.8 | 1087.538
1708 | 1516.4783 | 1087.2
1709 | 1516.32 | 1086.4
1710 | 1516 | 1085.755
1711 | 1515.751 | 1085.6
1712 | 1515.3156 | 1085.458
1713 | 1515.2 | 1085.249
1714 | 1515.2 | 1084.952
1715 | 1515.2 | 1084.8
1716 | 1515.135 | 1084.8
1717 | 1514.83 | 1084.374
1718 | 1514.752 | 1083.2
1719 | 1514.737 | 1082.4
1720 | 1514.4 | 1082.341
1721 | 1514.4 | 1081.927
1722 | 1514.373 | 1081.766
1723 | 1514.242 | 1081.54
1724 | 1514.182 | 1081.377
1725 | 1513.8031 | 1080.8
1726 | 1513.6533 | 1080.58
1727 | 1513.4915 | 1080
1728 | 1513.4756 | 1079.385
1729 | 1513.323 | 1078.987
1730 | 1512.8 | 1078.4
1731 | 1512.8 | 1077.888
1732 | 1512.8 | 1077.6
1733 | 1512.8 | 1077.446
1734 | 1512.557 | 1076.8
1735 | 1512.4939 | 1076.086
1736 | 1512.119 | 1076.059
1737 | 1512.0147 | 1076
1738 | 1511.9217 | 1076
1739 | 1511.5332 | 1075.934
1740 | 1511.5071 | 1075.894
1741 | 1511.408 | 1075.33
1742 | 1511.2516 | 1075.2
1743 | 1510.972 | 1074.595
1744 | 1510.8356 | 1074.496
1745 | 1510.7833 | 1074.177
1746 | 1510.4219 | 1073.6
1747 | 1510.4 | 1073.6
1748 | 1510.4 | 1073.6
1749 | 1510.3678 | 1073.537
1750 | 1510.044 | 1073.408
1751 | 1509.998 | 1072.8
1752 | 1509.994 | 1071.834
1753 | 1509.8552 | 1071.815
1754 | 1509.6793 | 1071.793
1755 | 1509.6 | 1071.653
1756 | 1509.5909 | 1071.458
1757 | 1509.5909 | 1071.251
1758 | 1509.5259 | 1070.4
1759 | 1509.416 | 1070.4
1760 | 1509.3432 | 1070.151
1761 | 1509.312 | 1069.6
1762 | 1509.175 | 1069.447
1763 | 1509.1443 | 1069.446
1764 | 1508.8 | 1069.424
1765 | 1508.661 | 1069.424
1766 | 1508.577 | 1068.8
1767 | 1508.5094 | 1068.711
1768 | 1508.333 | 1068.62
1769 | 1508 | 1068.086
1770 | 1508 | 1067.24
1771 | 1508 | 1067.2
1772 | 1508 | 1066.598
1773 | 1507.763 | 1065.6
1774 | 1507.2 | 1064.8
1775 | 1507.155 | 1064.248
1776 | 1507.149 | 1064
1777 | 1506.995 | 1063.186
1778 | 1506.9156 | 1062.574
1779 | 1506.879 | 1062.032
1780 | 1506.7813 | 1061.6
1781 | 1506.4 | 1061.519
1782 | 1506.384 | 1060.89
1783 | 1506.159 | 1060.2
1784 | 1505.9819 | 1059.884
1785 | 1505.7062 | 1058.919
1786 | 1505.6 | 1058.818
1787 | 1505.134 | 1057.6
1788 | 1505.096 | 1057.413
1789 | 1504.309 | 1057.241
1790 | 1504 | 1056
1791 | 1504 | 1056
1792 | 1504 | 1056
1793 | 1504 | 1056
1794 | 1503.829 | 1055.859
1795 | 1503.6577 | 1055.365
1796 | 1503.542 | 1055.2
1797 | 1503.503 | 1055.099
1798 | 1503.303 | 1055.082
1799 | 1503.2 | 1054.736
1800 | 1503.2 | 1054.542
1801 | 1503.1713 | 1054.4
1802 | 1503.1713 | 1053.6
1803 | 1503.121 | 1052.284
1804 | 1502.9147 | 1052
1805 | 1502.4 | 1051.892
1806 | 1502.098 | 1051.473
1807 | 1502.036 | 1051.2
1808 | 1502.032 | 1050.911
1809 | 1501.8804 | 1050.323
1810 | 1501.8215 | 1050.323
1811 | 1501.802 | 1049.673
1812 | 1501.38 | 1049.628
1813 | 1501.2835 | 1049.624
1814 | 1500.8 | 1049.276
1815 | 1500.8 | 1049.015
1816 | 1500.5405 | 1048.116
1817 | 1500.2676 | 1047.767
1818 | 1500.0918 | 1047.641
1819 | 1500.064 | 1047.38
1820 | 1500 | 1047.295
1821 | 1500 | 1046.4
1822 | 1500 | 1046.017
1823 | 1499.82 | 1045.759
1824 | 1499.779 | 1045.609
1825 | 1499.733 | 1045.174
1826 | 1499.6906 | 1044.196
1827 | 1499.2 | 1044
1828 | 1499.0822 | 1044
1829 | 1498.899 | 1042.793
1830 | 1498.823 | 1042.271
1831 | 1498.7138 | 1041.496
1832 | 1498.4 | 1041.064
1833 | 1498.2644 | 1040.921
1834 | 1498.248 | 1040.8
1835 | 1497.729 | 1040.711
1836 | 1497.656 | 1040.571
1837 | 1497.6 | 1040.476
1838 | 1497.6 | 1040.025
1839 | 1497.6 | 1040.025
1840 | 1497.593 | 1040.025
1841 | 1497.353 | 1040
1842 | 1497.263 | 1039.543
1843 | 1497.0151 | 1038.949
1844 | 1496.8 | 1038.766
1845 | 1496.668 | 1038.439
1846 | 1496.6287 | 1038.437
1847 | 1496.27 | 1038.098
1848 | 1496.2674 | 1036.8
1849 | 1496 | 1036.8
1850 | 1495.9604 | 1036.717
1851 | 1495.2 | 1036.436
1852 | 1495.022 | 1036.392
1853 | 1494.969 | 1036.351
1854 | 1494.9623 | 1036.348
1855 | 1494.8291 | 1035.612
1856 | 1494.782 | 1035.335
1857 | 1494.729 | 1034.945
1858 | 1494.49 | 1034.909
1859 | 1494.4 | 1034.855
1860 | 1494.4 | 1034.834
1861 | 1494.4 | 1034.754
1862 | 1494.4 | 1034.407
1863 | 1494.4 | 1034.4
1864 | 1494.3067 | 1033.328
1865 | 1494.1654 | 1032.929
1866 | 1494.1654 | 1032.919
1867 | 1494.0026 | 1032.8
1868 | 1494.002 | 1032.158
1869 | 1493.8665 | 1031.924
1870 | 1493.831 | 1031.513
1871 | 1493.7656 | 1030.5
1872 | 1493.6 | 1030.354
1873 | 1493.6 | 1030.343
1874 | 1493.401 | 1029.964
1875 | 1493.3574 | 1029.847
1876 | 1493.2586 | 1029.119
1877 | 1493.2053 | 1028.83
1878 | 1493.196 | 1028.825
1879 | 1493.1455 | 1028.8
1880 | 1493.09 | 1028.789
1881 | 1493.0687 | 1028.257
1882 | 1493.053 | 1028
1883 | 1493.014 | 1028
1884 | 1492.8 | 1026.921
1885 | 1492.56 | 1026.4
1886 | 1492.5396 | 1026.4
1887 | 1492.397 | 1026.377
1888 | 1492.2516 | 1025.535
1889 | 1492.205 | 1024.005
1890 | 1492.134 | 1024
1891 | 1492 | 1023.343
1892 | 1492 | 1023.228
1893 | 1491.985 | 1022.212
1894 | 1491.966 | 1021.637
1895 | 1491.899 | 1021.208
1896 | 1491.7748 | 1020.8
1897 | 1491.7217 | 1020.536
1898 | 1491.7217 | 1020
1899 | 1491.7213 | 1020
1900 | 1491.7106 | 1019.834
1901 | 1491.6931 | 1019.449
1902 | 1491.5815 | 1019.431
1903 | 1491.3363 | 1019.198
1904 | 1491.287 | 1019.133
1905 | 1491.2 | 1018.695
1906 | 1490.9918 | 1018.198
1907 | 1490.9597 | 1016.895
1908 | 1490.5497 | 1016
1909 | 1490.4715 | 1016
1910 | 1490.436 | 1015.996
1911 | 1490.4 | 1015.663
1912 | 1490.4 | 1015.638
1913 | 1490.238 | 1014.678
1914 | 1490.1674 | 1014.4
1915 | 1490.1332 | 1014.347
1916 | 1489.7845 | 1013.904
1917 | 1489.6 | 1012.811
1918 | 1489.5089 | 1012.768
1919 | 1489.3905 | 1012.543
1920 | 1489.362 | 1012
1921 | 1489.1425 | 1011.401
1922 | 1489.129 | 1010.939
1923 | 1488.8 | 1010.916
1924 | 1488.8 | 1010.871
1925 | 1488.8 | 1010.4
1926 | 1488.8 | 1009.887
1927 | 1488.8 | 1009.71
1928 | 1488.8 | 1009.6
1929 | 1488.651 | 1009.089
1930 | 1488.6136 | 1008.976
1931 | 1488.5872 | 1008.585
1932 | 1488.4238 | 1008.399
1933 | 1488.288 | 1008.399
1934 | 1488.271 | 1007.89
1935 | 1488.1212 | 1007.057
1936 | 1488 | 1007.017
1937 | 1488 | 1006.825
1938 | 1488 | 1006.4
1939 | 1487.9546 | 1004.72
1940 | 1487.923 | 1004
1941 | 1487.855 | 1003.985
1942 | 1487.8366 | 1003.722
1943 | 1487.795 | 1003.14
1944 | 1487.5921 | 1001.043
1945 | 1487.386 | 1001.043
1946 | 1487.273 | 1001.043
1947 | 1486.7248 | 1000.307
1948 | 1486.483 | 1000.11
1949 | 1486.419 | 999.879
1950 | 1486.3518 | 997.701
1951 | 1486.331 | 997.6
1952 | 1485.876 | 997.214
1953 | 1485.795 | 996.812
1954 | 1485.6 | 996.612
1955 | 1485.5058 | 996
1956 | 1485.5058 | 995.276
1957 | 1485.364 | 995.2
1958 | 1485.342 | 995.2
1959 | 1484.496 | 994.4
1960 | 1484.2371 | 994.264
1961 | 1484.153 | 993.832
1962 | 1484 | 993.688
1963 | 1484 | 993.203
1964 | 1483.656 | 993.027
1965 | 1483.589 | 992.809
1966 | 1483.2 | 992
1967 | 1483.2 | 991.373
1968 | 1483.009 | 991.2
1969 | 1483.009 | 990.344
1970 | 1482.886 | 989.978
1971 | 1482.4 | 988.8
1972 | 1482.2121 | 988.369
1973 | 1482.151 | 986.965
1974 | 1482.0911 | 985.606
1975 | 1481.714 | 985.6
1976 | 1481.469 | 985.118
1977 | 1481.371 | 982.843
1978 | 1480.9778 | 982.402
1979 | 1480.8333 | 982.4
1980 | 1480.8 | 981.6
1981 | 1480.8 | 979.424
1982 | 1480.787 | 979.2
1983 | 1480.775 | 979.129
1984 | 1480.7011 | 978.942
1985 | 1480.6329 | 978.4
1986 | 1480.4755 | 977.949
1987 | 1480.0672 | 977.447
1988 | 1479.7011 | 977.25
1989 | 1479.6564 | 976.828
1990 | 1479.4543 | 976.8
1991 | 1479.406 | 976.035
1992 | 1479.2732 | 975.936
1993 | 1479.2 | 975.57
1994 | 1479.2 | 974.573
1995 | 1479.054 | 974.555
1996 | 1478.554 | 974.294
1997 | 1478.4 | 973.864
1998 | 1478.389 | 973.322
1999 | 1478.2277 | 973.174
2000 | 1478.101 | 973.108
2001 | 1477.914 | 972.357
2002 | 1477.846 | 972
2003 | 1477.6 | 971.965
2004 | 1477.6 | 970.886
2005 | 1477.577 | 970.472
2006 | 1476.9595 | 970.4
2007 | 1476.872 | 969.837
2008 | 1476.864 | 969.774
2009 | 1476.806 | 968.978
2010 | 1476.6339 | 968.339
2011 | 1476.616 | 967.209
2012 | 1476.183 | 967.2
2013 | 1476 | 966.957
2014 | 1476 | 966.511
2015 | 1475.707 | 966.267
2016 | 1475.6089 | 965.988
2017 | 1475.4056 | 965.591
2018 | 1475.2 | 965.054
2019 | 1475.2 | 964.8
2020 | 1475.2 | 963.712
2021 | 1475.0421 | 963.701
2022 | 1475.0401 | 963.498
2023 | 1474.906 | 963.404
2024 | 1474.877 | 963.2
2025 | 1474.584 | 962.951
2026 | 1474.4 | 962.803
2027 | 1474.147 | 962.06
2028 | 1473.9411 | 961.6
2029 | 1473.887 | 961.325
2030 | 1473.8341 | 960.741
2031 | 1473.5876 | 960.214
2032 | 1473.3059 | 960
2033 | 1473.083 | 959.854
2034 | 1472.9116 | 959.336
2035 | 1472.893 | 957.6
2036 | 1472.8 | 957.6
2037 | 1472.8 | 956.861
2038 | 1472.679 | 956.745
2039 | 1472.454 | 956.474
2040 | 1472.409 | 956.334
2041 | 1472 | 956.176
2042 | 1472 | 956.176
2043 | 1472 | 956.16
2044 | 1472 | 955.216
2045 | 1471.9558 | 954.407
2046 | 1471.92 | 954.4
2047 | 1471.9052 | 954.385
2048 | 1471.8526 | 950.685
2049 | 1471.8474 | 950.4
2050 | 1471.833 | 950.4
2051 | 1471.768 | 950.4
2052 | 1471.2 | 949.69
2053 | 1471.2 | 949.6
2054 | 1471.04 | 949.6
2055 | 1470.638 | 949.6
2056 | 1470.4 | 948.764
2057 | 1470.4 | 948.642
2058 | 1470.4 | 947.428
2059 | 1470.4 | 946.73
2060 | 1470.4 | 945.906
2061 | 1470.3045 | 945.906
2062 | 1470.149 | 945.879
2063 | 1470.106 | 945.81
2064 | 1469.7754 | 945.143
2065 | 1469.7754 | 944.8
2066 | 1469.6 | 943.98
2067 | 1469.6 | 943.474
2068 | 1469.4619 | 943.2
2069 | 1469.4619 | 943.2
2070 | 1469.4209 | 942.724
2071 | 1469.341 | 942.426
2072 | 1469.1901 | 942.4
2073 | 1468.8335 | 942.4
2074 | 1468.8 | 942.4
2075 | 1468.701 | 941.402
2076 | 1468.257 | 940.182
2077 | 1468.154 | 939.33
2078 | 1468.113 | 939.318
2079 | 1468.0047 | 937.788
2080 | 1468 | 937.7
2081 | 1467.4236 | 937.699
2082 | 1467.39 | 937.6
2083 | 1467.239 | 937.008
2084 | 1467.2 | 936.987
2085 | 1467.0712 | 936
2086 | 1466.806 | 935.434
2087 | 1466.4 | 934.4
2088 | 1466.4 | 934.152
2089 | 1466.4 | 934.11
2090 | 1466.4 | 933.6
2091 | 1466.369 | 933.103
2092 | 1466.2743 | 932.799
2093 | 1466.1104 | 932.423
2094 | 1466.0823 | 932
2095 | 1465.9979 | 932
2096 | 1465.832 | 931.518
2097 | 1465.729 | 931.32
2098 | 1465.6696 | 931.042
2099 | 1465.6 | 929.849
2100 | 1465.6 | 928.279
2101 | 1465.4775 | 927.2
2102 | 1465.448 | 926.898
2103 | 1464.8 | 926.887
2104 | 1464.7333 | 926.676
2105 | 1464.687 | 926.601
2106 | 1464.5285 | 924.966
2107 | 1464.5285 | 924
2108 | 1464.006 | 923.2
2109 | 1464 | 923.2
2110 | 1464 | 923.003
2111 | 1463.9441 | 923.003
2112 | 1463.8837 | 920
2113 | 1463.7515 | 919.991
2114 | 1463.702 | 919.919
2115 | 1463.659 | 919.3
2116 | 1463.2 | 919.21
2117 | 1463.2 | 918.664
2118 | 1463.2 | 918.4
2119 | 1463.195 | 916.01
2120 | 1462.838 | 916
2121 | 1462.819 | 915.551
2122 | 1462.4025 | 914.416
2123 | 1462.4 | 914.334
2124 | 1462.36 | 912.814
2125 | 1462.071 | 912.562
2126 | 1461.828 | 912.045
2127 | 1461.6 | 912
2128 | 1461.6 | 911.703
2129 | 1461.4939 | 911.703
2130 | 1461.4783 | 911.515
2131 | 1461.462 | 911.37
2132 | 1461.298 | 911.167
2133 | 1461.244 | 910.694
2134 | 1461.008 | 909.659
2135 | 1460.9439 | 909.103
2136 | 1460.8 | 908.453
2137 | 1460.8 | 908.324
2138 | 1460.6961 | 907.884
2139 | 1460.6438 | 907.559
2140 | 1460.39 | 906.4
2141 | 1460.1058 | 906.4
2142 | 1460 | 906.161
2143 | 1460 | 905.259
2144 | 1459.9884 | 904.8
2145 | 1459.8264 | 904
2146 | 1459.662 | 904
2147 | 1459.4151 | 903.283
2148 | 1459.2 | 903.2
2149 | 1459.2 | 902.945
2150 | 1459.2 | 902.483
2151 | 1459.2 | 900.704
2152 | 1459.2 | 900.692
2153 | 1459.2 | 899.687
2154 | 1459.2 | 899.541
2155 | 1459.1023 | 899.505
2156 | 1458.87 | 899.161
2157 | 1458.823 | 896.737
2158 | 1458.605 | 896.587
2159 | 1458.486 | 896.303
2160 | 1458.461 | 896.176
2161 | 1458.4473 | 896
2162 | 1458.4 | 895.825
2163 | 1458.4 | 895.34
2164 | 1458.3055 | 895.126
2165 | 1458.236 | 895.126
2166 | 1458.112 | 894.4
2167 | 1457.6 | 893.374
2168 | 1457.6 | 892.8
2169 | 1457.6 | 892.015
2170 | 1457.536 | 891.925
2171 | 1457.5078 | 891.306
2172 | 1457.42 | 890.282
2173 | 1457.305 | 890.119
2174 | 1457.0651 | 888
2175 | 1456.8 | 887.666
2176 | 1456.702 | 885.686
2177 | 1456.677 | 884.599
2178 | 1456.6718 | 883.2
2179 | 1456.647 | 882.624
2180 | 1456.594 | 880.8
2181 | 1456.5445 | 880.622
2182 | 1456.398 | 880
2183 | 1456.248 | 878.4
2184 | 1456.1419 | 877.6
2185 | 1456.088 | 877.011
2186 | 1456 | 876.8
2187 | 1455.9617 | 876.8
2188 | 1455.678 | 876.8
2189 | 1455.5941 | 876.577
2190 | 1455.515 | 876.399
2191 | 1455.5 | 875.88
2192 | 1455.483 | 875.787
2193 | 1455.323 | 875.68
2194 | 1454.847 | 874.647
2195 | 1454.836 | 874.457
2196 | 1454.312 | 873.062
2197 | 1454.101 | 872.873
2198 | 1453.973 | 872.51
2199 | 1453.859 | 871.643
2200 | 1453.632 | 871.535
2201 | 1453.6 | 871.2
2202 | 1453.6 | 870.615
2203 | 1453.6 | 870.053
2204 | 1453.2837 | 869.611
2205 | 1453.1366 | 869.597
2206 | 1453.0225 | 867.411
2207 | 1452.7272 | 866.88
2208 | 1452.682 | 865.75
2209 | 1452.636 | 865.107
2210 | 1452.169 | 864.8
2211 | 1451.9165 | 864.443
2212 | 1451.9165 | 863.2
2213 | 1451.8731 | 861.051
2214 | 1451.78 | 860.8
2215 | 1451.75 | 860.592
2216 | 1451.2 | 859.086
2217 | 1450.922 | 858.644
2218 | 1450.7679 | 857.951
2219 | 1450.765 | 857.428
2220 | 1450.762 | 857.344
2221 | 1450.739 | 856.201
2222 | 1450.6684 | 856
2223 | 1450.4455 | 855.409
2224 | 1450.0124 | 854.4
2225 | 1449.6 | 851.2
2226 | 1449.6 | 850.866
2227 | 1449.6 | 849.97
2228 | 1449.583 | 848.851
2229 | 1449.3753 | 848.79
2230 | 1449.081 | 848.54
2231 | 1448.9237 | 848.16
2232 | 1448.8 | 848
2233 | 1448.8 | 847.668
2234 | 1448.694 | 846.967
2235 | 1448.549 | 844.844
2236 | 1448.412 | 843.2
2237 | 1448.2039 | 841.163
2238 | 1448.199 | 841.099
2239 | 1448.14 | 840.188
2240 | 1447.9459 | 840
2241 | 1447.708 | 838.4
2242 | 1447.5589 | 837.168
2243 | 1447.547 | 836
2244 | 1447.357 | 835.985
2245 | 1447.2 | 835.419
2246 | 1447.2 | 835.233
2247 | 1447.2 | 832.391
2248 | 1446.565 | 831.138
2249 | 1446.5205 | 830.208
2250 | 1446.4 | 830.097
2251 | 1446.4 | 829.6
2252 | 1446.4 | 829.213
2253 | 1446.4 | 828.88
2254 | 1446.2015 | 828.734
2255 | 1446.081 | 828.216
2256 | 1445.9232 | 826.749
2257 | 1445.882 | 825.581
2258 | 1445.753 | 825.565
2259 | 1445.6 | 823.782
2260 | 1445.488 | 820.532
2261 | 1445.428 | 820.451
2262 | 1445.3682 | 820.225
2263 | 1445.2968 | 819.987
2264 | 1445.1054 | 819.586
2265 | 1444.8 | 817.787
2266 | 1444.8 | 816.427
2267 | 1444.5613 | 816
2268 | 1444 | 815.912
2269 | 1444 | 815.376
2270 | 1444 | 814.567
2271 | 1444 | 813.867
2272 | 1444 | 813.626
2273 | 1444 | 813.6
2274 | 1444 | 813.241
2275 | 1443.7099 | 812
2276 | 1443.6317 | 811.315
2277 | 1443.606 | 811.243
2278 | 1443.602 | 809.482
2279 | 1443.5696 | 808.65
2280 | 1443.5337 | 807.601
2281 | 1443.4841 | 806.865
2282 | 1443.3311 | 806.659
2283 | 1443.0903 | 806.13
2284 | 1443.0721 | 804.647
2285 | 1443.0422 | 803.417
2286 | 1442.884 | 802.954
2287 | 1442.5236 | 802.291
2288 | 1442.4 | 800.828
2289 | 1441.9686 | 800.503
2290 | 1441.807 | 799.541
2291 | 1441.6 | 797.74
2292 | 1441.5708 | 796.966
2293 | 1441.5264 | 792
2294 | 1441.2678 | 791.672
2295 | 1441.0183 | 791.326
2296 | 1440.8 | 791.228
2297 | 1440.8 | 790.127
2298 | 1440.8 | 790.1
2299 | 1440.7739 | 790.043
2300 | 1440.7666 | 788.731
2301 | 1440.758 | 788.285
2302 | 1440.601 | 787.953
2303 | 1440.062 | 787.792
2304 | 1440 | 786.709
2305 | 1440 | 784.8
2306 | 1439.8744 | 784.8
2307 | 1439.865 | 782.593
2308 | 1439.8057 | 782.545
2309 | 1439.505 | 782.41
2310 | 1439.2 | 781.467
2311 | 1439.1789 | 781.456
2312 | 1439.024 | 781.085
2313 | 1438.896 | 780.768
2314 | 1438.5628 | 780.473
2315 | 1438.3833 | 779.82
2316 | 1438.064 | 779.651
2317 | 1438.053 | 778.282
2318 | 1438.004 | 777.513
2319 | 1437.9908 | 777.401
2320 | 1437.913 | 776.335
2321 | 1437.6 | 776.106
2322 | 1437.172 | 774.4
2323 | 1436.8198 | 772.296
2324 | 1436.8 | 772.281
2325 | 1436.8 | 771.161
2326 | 1436.8 | 771.068
2327 | 1436.7719 | 770.803
2328 | 1436.7588 | 769.6
2329 | 1436.5587 | 768
2330 | 1436.5587 | 767.642
2331 | 1436.28 | 765.986
2332 | 1436.12 | 762.836
2333 | 1436.091 | 762.515
2334 | 1436 | 761.966
2335 | 1436 | 761.931
2336 | 1436 | 760.008
2337 | 1436 | 760
2338 | 1435.996 | 759.792
2339 | 1435.98 | 759.638
2340 | 1435.791 | 758.128
2341 | 1435.7711 | 756.99
2342 | 1435.638 | 755.993
2343 | 1435.4445 | 754.857
2344 | 1435.047 | 754.731
2345 | 1435.033 | 752.8
2346 | 1434.9975 | 752.601
2347 | 1434.587 | 752.565
2348 | 1434.4 | 752.155
2349 | 1434.4 | 751.89
2350 | 1434.3988 | 751.886
2351 | 1434.3111 | 751.793
2352 | 1434.2978 | 750.23
2353 | 1434.29 | 749.726
2354 | 1434.147 | 749.578
2355 | 1434.101 | 746.086
2356 | 1434.037 | 745.764
2357 | 1433.9206 | 745.043
2358 | 1433.6019 | 743.699
2359 | 1433.6 | 743.176
2360 | 1433.6 | 741.772
2361 | 1433.6 | 741.6
2362 | 1433.6 | 740.78
2363 | 1433.6 | 739.318
2364 | 1433.3713 | 739.032
2365 | 1433.37 | 738.4
2366 | 1433.2991 | 738.123
2367 | 1432.8 | 738.091
2368 | 1432.8 | 737.723
2369 | 1432.8 | 737.497
2370 | 1432.8 | 736.193
2371 | 1432.0201 | 735.302
2372 | 1432.0081 | 734.4
2373 | 1432 | 733.667
2374 | 1431.852 | 733.593
2375 | 1431.814 | 732.746
2376 | 1431.431 | 732.315
2377 | 1431.3986 | 729.377
2378 | 1431.2113 | 728.8
2379 | 1431.2023 | 727.489
2380 | 1431.2023 | 727.2
2381 | 1431.2 | 727.17
2382 | 1431.2 | 725.6
2383 | 1431.18 | 725.57
2384 | 1431.156 | 725.367
2385 | 1430.954 | 723.801
2386 | 1430.445 | 723.2
2387 | 1430.4144 | 721.732
2388 | 1430.4064 | 721.6
2389 | 1430.4 | 720.8
2390 | 1430.4 | 720.574
2391 | 1430.203 | 717.6
2392 | 1430.0072 | 716.419
2393 | 1429.627 | 716.239
2394 | 1429.6 | 716.117
2395 | 1429.6 | 716.089
2396 | 1429.6 | 715.882
2397 | 1429.5663 | 715.472
2398 | 1429.4651 | 712.598
2399 | 1429.4511 | 712.194
2400 | 1429.443 | 712.152
2401 | 1429.3409 | 712.096
2402 | 1429.183 | 711.983
2403 | 1429.0673 | 710.164
2404 | 1428.8 | 709.277
2405 | 1428.7283 | 709.018
2406 | 1428.5228 | 708.445
2407 | 1428.3799 | 706.099
2408 | 1428.0237 | 705.842
2409 | 1428.0124 | 705.424
2410 | 1428 | 704.289
2411 | 1428 | 704
2412 | 1428 | 703.283
2413 | 1428 | 703.018
2414 | 1428 | 702.904
2415 | 1427.931 | 701.851
2416 | 1427.898 | 701.747
2417 | 1427.7269 | 701.049
2418 | 1427.338 | 700.8
2419 | 1427.2354 | 700.381
2420 | 1427.2 | 700.377
2421 | 1427.2 | 697.59
2422 | 1427.1132 | 697.472
2423 | 1426.651 | 696.878
2424 | 1426.3624 | 696.651
2425 | 1426.323 | 696.547
2426 | 1426.2953 | 694.38
2427 | 1426.2825 | 693.288
2428 | 1426.2447 | 692.967
2429 | 1425.846 | 692.702
2430 | 1425.732 | 691.909
2431 | 1425.6 | 690.974
2432 | 1425.6 | 690.953
2433 | 1425.4775 | 690.755
2434 | 1425.4723 | 688.942
2435 | 1425.388 | 688.489
2436 | 1425.043 | 686.811
2437 | 1424.9425 | 686.647
2438 | 1424.881 | 684.473
2439 | 1424.8 | 683.257
2440 | 1424.8 | 682.564
2441 | 1424.8 | 681.923
2442 | 1424.6399 | 680.894
2443 | 1424.522 | 680.187
2444 | 1424.1277 | 679.72
2445 | 1424.117 | 677.6
2446 | 1424 | 675.207
2447 | 1424 | 674.646
2448 | 1423.9667 | 671.438
2449 | 1423.8829 | 671.401
2450 | 1423.8418 | 670.972
2451 | 1423.6773 | 670.619
2452 | 1423.45 | 670.47
2453 | 1423.39 | 668.588
2454 | 1423.3507 | 666.864
2455 | 1423.2 | 664.429
2456 | 1423.2 | 664.261
2457 | 1423.2 | 663.899
2458 | 1423.2 | 663.439
2459 | 1422.7357 | 662.615
2460 | 1422.6934 | 662.186
2461 | 1422.593 | 657.351
2462 | 1422.494 | 656.8
2463 | 1422.415 | 652.517
2464 | 1422.4 | 651.232
2465 | 1422.4 | 649.566
2466 | 1422.4 | 649.432
2467 | 1421.989 | 649.116
2468 | 1421.8944 | 646.206
2469 | 1421.717 | 643.299
2470 | 1421.665 | 643.134
2471 | 1421.6486 | 642.78
2472 | 1421.6 | 638.114
2473 | 1421.6 | 637.649
2474 | 1421.6 | 635.821
2475 | 1421.245 | 635.2
2476 | 1421.187 | 634.538
2477 | 1421.0247 | 632.661
2478 | 1421.0199 | 631.753
2479 | 1421.0199 | 631.524
2480 | 1420.868 | 631.354
2481 | 1420.8 | 631.04
2482 | 1420.6499 | 628.35
2483 | 1420.356 | 624.037
2484 | 1420.243 | 622.306
2485 | 1420.2091 | 622.052
2486 | 1420.1043 | 621.777
2487 | 1420.083 | 621.707
2488 | 1420 | 621.534
2489 | 1420 | 621.405
2490 | 1419.829 | 621.162
2491 | 1419.609 | 620.939
2492 | 1419.53 | 618.945
2493 | 1419.4661 | 617.531
2494 | 1419.2 | 616.821
2495 | 1419.024 | 615.928
2496 | 1419.01 | 615.826
2497 | 1418.787 | 614.649
2498 | 1418.6891 | 614.455
2499 | 1418.6527 | 613.238
2500 | 1418.5776 | 613.2
2501 | 1418.435 | 611.726
2502 | 1418.4 | 611.638
2503 | 1418.0826 | 610.118
2504 | 1418.0826 | 608.941
2505 | 1417.9132 | 607.802
2506 | 1417.6642 | 607.587
2507 | 1417.562 | 607.287
2508 | 1417.3471 | 607.249
2509 | 1417.335 | 606.012
2510 | 1417.2992 | 604.279
2511 | 1417.2834 | 604.193
2512 | 1417.1352 | 603.488
2513 | 1417.1352 | 602.4
2514 | 1416.8 | 602.276
2515 | 1416.8 | 597.435
2516 | 1416.8 | 596.265
2517 | 1416.8 | 594.808
2518 | 1416.4814 | 594.4
2519 | 1416.4175 | 593.745
2520 | 1416.264 | 592.8
2521 | 1416.215 | 592.792
2522 | 1416.2125 | 591.483
2523 | 1416.1869 | 586.85
2524 | 1416 | 585.002
2525 | 1416 | 584.528
2526 | 1416 | 583.8
2527 | 1415.902 | 583.497
2528 | 1415.791 | 582.297
2529 | 1415.659 | 581.972
2530 | 1415.654 | 580.8
2531 | 1415.472 | 577.607
2532 | 1415.4066 | 574.556
2533 | 1415.3466 | 574.281
2534 | 1415.2 | 572.436
2535 | 1415.2 | 571.285
2536 | 1414.8457 | 570.698
2537 | 1414.8044 | 570.324
2538 | 1414.8031 | 569.678
2539 | 1414.7093 | 567.332
2540 | 1414.405 | 566.318
2541 | 1414.4 | 566.146
2542 | 1414.4 | 564.356
2543 | 1414.4 | 563.772
2544 | 1414.2487 | 562.946
2545 | 1414.2467 | 560.17
2546 | 1413.981 | 559.173
2547 | 1413.61 | 558.341
2548 | 1413.6 | 556.374
2549 | 1413.2101 | 555.192
2550 | 1413.067 | 555.087
2551 | 1412.9376 | 553.963
2552 | 1412.897 | 550.483
2553 | 1412.8828 | 548.794
2554 | 1412.8 | 548.289
2555 | 1412.8 | 548.195
2556 | 1412.702 | 548.137
2557 | 1412 | 547.473
2558 | 1412 | 546.043
2559 | 1411.917 | 545.088
2560 | 1411.614 | 542.131
2561 | 1411.611 | 542.091
2562 | 1411.5744 | 540.135
2563 | 1411.5744 | 540.121
2564 | 1411.5744 | 535.512
2565 | 1411.2891 | 528.44
2566 | 1411.2 | 526.4
2567 | 1411.2 | 525.139
2568 | 1411.199 | 524.967
2569 | 1411.0786 | 524.352
2570 | 1411.0387 | 524.12
2571 | 1410.943 | 522.131
2572 | 1410.7274 | 521.374
2573 | 1410.682 | 520.05
2574 | 1410.488 | 519.713
2575 | 1410.4 | 518.319
2576 | 1410.3765 | 516.868
2577 | 1410.31 | 515.738
2578 | 1410.099 | 514.99
2579 | 1409.846 | 512.977
2580 | 1409.776 | 512.779
2581 | 1409.71 | 509.298
2582 | 1409.6953 | 508.865
2583 | 1409.602 | 508.32
2584 | 1409.6 | 508.31
2585 | 1409.584 | 506.488
2586 | 1409.4378 | 505.64
2587 | 1409.196 | 505.6
2588 | 1409.122 | 505.565
2589 | 1408.9952 | 505.272
2590 | 1408.8984 | 504
2591 | 1408.803 | 503.805
2592 | 1408.8 | 502.04
2593 | 1408.8 | 501.6
2594 | 1408.8 | 500.859
2595 | 1408.691 | 499.218
2596 | 1408.5208 | 498.4
2597 | 1408.483 | 498.4
2598 | 1408.437 | 498.4
2599 | 1408.436 | 498.392
2600 | 1408.139 | 496.461
2601 | 1408.1145 | 496.461
2602 | 1408.1115 | 496.461
2603 | 1408.003 | 495.605
2604 | 1408 | 491.463
2605 | 1408 | 490.968
2606 | 1408 | 489.464
2607 | 1408 | 488.213
2608 | 1408 | 487.485
2609 | 1408 | 487.418
2610 | 1408 | 487.2
2611 | 1407.813 | 485.6
2612 | 1407.738 | 485.562
2613 | 1407.71 | 485.305
2614 | 1407.4852 | 485.031
2615 | 1407.3079 | 484.8
2616 | 1407.2 | 483.711
2617 | 1407.2 | 482.888
2618 | 1407.2 | 482.56
2619 | 1407.035 | 482.52
2620 | 1407.007 | 480.8
2621 | 1406.8437 | 480.756
2622 | 1406.6674 | 478.93
2623 | 1406.455 | 478.152
2624 | 1405.725 | 477.6
2625 | 1405.7108 | 477.253
2626 | 1405.7098 | 475.742
2627 | 1405.6574 | 474.386
2628 | 1405.6336 | 473.942
2629 | 1405.6 | 473.396
2630 | 1405.495 | 471.871
2631 | 1405.356 | 471.688
2632 | 1404.929 | 470.164
2633 | 1404.902 | 469.966
2634 | 1404.8432 | 467.2
2635 | 1404.829 | 465.383
2636 | 1404.8 | 461.336
2637 | 1404.8 | 455.036
2638 | 1404.7042 | 452.842
2639 | 1404.3944 | 451.561
2640 | 1404.339 | 450.4
2641 | 1404.316 | 448.648
2642 | 1404.2924 | 447.019
2643 | 1404.2291 | 446.844
2644 | 1403.753 | 446.593
2645 | 1403.535 | 445.676
2646 | 1403.2 | 444.647
2647 | 1403.2 | 444.326
2648 | 1403.197 | 442.969
2649 | 1403.1504 | 442.79
2650 | 1403.041 | 442.374
2651 | 1402.9586 | 441.09
2652 | 1402.9448 | 441.008
2653 | 1402.913 | 440.918
2654 | 1402.659 | 440.81
2655 | 1402.5233 | 439.668
2656 | 1402.5233 | 437.799
2657 | 1402.4 | 435.723
2658 | 1402.4 | 435.103
2659 | 1402.3734 | 433.749
2660 | 1402.2623 | 433.45
2661 | 1401.9869 | 431.2
2662 | 1401.945 | 426.117
2663 | 1401.7604 | 426.089
2664 | 1401.7369 | 423.933
2665 | 1401.676 | 423.228
2666 | 1401.6253 | 421.852
2667 | 1401.399 | 421.698
2668 | 1401.019 | 421.6
2669 | 1400.986 | 420.868
2670 | 1400.8 | 419.96
2671 | 1400.8 | 418.392
2672 | 1400.707 | 417.925
2673 | 1400.2571 | 416.8
2674 | 1400.201 | 415.938
2675 | 1400.192 | 415.453
2676 | 1400.1248 | 414.509
2677 | 1400.0426 | 414.126
2678 | 1400 | 412.102
2679 | 1400 | 411.43
2680 | 1400 | 410.4
2681 | 1399.92 | 409.775
2682 | 1399.808 | 408.804
2683 | 1399.7203 | 408.216
2684 | 1399.4642 | 407.329
2685 | 1399.3357 | 407.18
2686 | 1399.3069 | 406.461
2687 | 1398.5489 | 405.668
2688 | 1398.4887 | 403.19
2689 | 1398.4 | 402.171
2690 | 1398.4 | 401.176
2691 | 1398.4 | 400.475
2692 | 1398.4 | 399.18
2693 | 1398.008 | 399.101
2694 | 1397.6 | 397.6
2695 | 1397.6 | 396.853
2696 | 1397.6 | 396.221
2697 | 1397.5799 | 394.4
2698 | 1397.4561 | 392.558
2699 | 1397.369 | 391.509
2700 | 1396.8 | 390.923
2701 | 1396.8 | 390.4
2702 | 1396.8 | 390.105
2703 | 1396.8 | 388.469
2704 | 1396.75 | 387.2
2705 | 1396.2434 | 386.834
2706 | 1396.16 | 384.837
2707 | 1396 | 384.022
2708 | 1396 | 384
2709 | 1396 | 383.536
2710 | 1395.96 | 382.4
2711 | 1395.618 | 382.4
2712 | 1395.5694 | 381.939
2713 | 1395.4795 | 381.6
2714 | 1395.381 | 380.905
2715 | 1395.2815 | 380.332
2716 | 1395.2 | 380
2717 | 1395.2 | 378.4
2718 | 1395.2 | 378.4
2719 | 1395.182 | 377.982
2720 | 1395.164 | 377.475
2721 | 1395.108 | 376.928
2722 | 1394.876 | 375.992
2723 | 1394.604 | 375.384
2724 | 1394.5459 | 371.918
2725 | 1394.5459 | 371.376
2726 | 1394.4908 | 371.077
2727 | 1394.4 | 369.659
2728 | 1394.4 | 369.6
2729 | 1394.4 | 368.398
2730 | 1394.4 | 368.162
2731 | 1394.3683 | 367.54
2732 | 1394.3631 | 367.2
2733 | 1394.271 | 365.57
2734 | 1394.1765 | 362.689
2735 | 1394.158 | 362.299
2736 | 1394.069 | 361.6
2737 | 1393.933 | 358.285
2738 | 1393.785 | 357.6
2739 | 1393.734 | 356.254
2740 | 1393.713 | 354.4
2741 | 1393.6 | 354.4
2742 | 1393.0749 | 351.87
2743 | 1393.0749 | 349.91
2744 | 1393.065 | 348.78
2745 | 1392.8 | 348.147
2746 | 1392.8 | 347.621
2747 | 1392.7643 | 344.2
2748 | 1392.7643 | 344.184
2749 | 1392.659 | 343.962
2750 | 1392.639 | 343.004
2751 | 1392.377 | 342.4
2752 | 1392.1637 | 341.902
2753 | 1392.1637 | 341.068
2754 | 1392.0499 | 340.592
2755 | 1392 | 339.251
2756 | 1392 | 338.912
2757 | 1392 | 338.453
2758 | 1392 | 338
2759 | 1392 | 337.318
2760 | 1391.9465 | 336.99
2761 | 1391.9465 | 336.644
2762 | 1391.9206 | 332.218
2763 | 1391.7281 | 331.526
2764 | 1391.679 | 329.071
2765 | 1391.4963 | 328.611
2766 | 1391.3668 | 327.971
2767 | 1391.3668 | 325.575
2768 | 1391.3492 | 323.131
2769 | 1391.303 | 320.518
2770 | 1391.249 | 320.034
2771 | 1390.4 | 319.345
2772 | 1390.1667 | 315.992
2773 | 1389.6814 | 313.744
2774 | 1389.6 | 313.162
2775 | 1389.6 | 312.227
2776 | 1389.518 | 310.859
2777 | 1389.4705 | 309.329
2778 | 1388.914 | 308.8
2779 | 1388.834 | 307.599
2780 | 1388.8 | 306.748
2781 | 1388.8 | 305.6
2782 | 1388.6752 | 305.381
2783 | 1388.6465 | 304.411
2784 | 1388.3885 | 304.062
2785 | 1388.3388 | 303.781
2786 | 1388 | 303.262
2787 | 1388 | 301.492
2788 | 1388 | 301.487
2789 | 1387.7571 | 300.141
2790 | 1387.754 | 297.917
2791 | 1387.724 | 297.044
2792 | 1387.644 | 296.324
2793 | 1387.3227 | 296.125
2794 | 1387.202 | 294.989
2795 | 1387.2 | 294.554
2796 | 1386.8347 | 291.804
2797 | 1386.8347 | 291.584
2798 | 1386.8347 | 289.221
2799 | 1386.66 | 284.8
2800 | 1386.5855 | 284.717
2801 | 1386.4 | 283.692
2802 | 1386.4 | 281.212
2803 | 1386.4 | 281.012
2804 | 1386.4 | 280.8
2805 | 1386.2658 | 279.708
2806 | 1386.1353 | 278.413
2807 | 1386.057 | 277.71
2808 | 1385.6 | 277.452
2809 | 1385.6 | 276.188
2810 | 1385.46 | 273.358
2811 | 1385.337 | 273.075
2812 | 1384.9171 | 271.8
2813 | 1384.8 | 271.461
2814 | 1384.8 | 268.303
2815 | 1384.8 | 267.102
2816 | 1384.773 | 263.911
2817 | 1384.7712 | 263.858
2818 | 1384.7626 | 262.522
2819 | 1384.49 | 261.624
2820 | 1384.2118 | 261.55
2821 | 1384.1314 | 260.792
2822 | 1384.068 | 258.392
2823 | 1384.0595 | 255.834
2824 | 1384 | 255.409
2825 | 1384 | 254.128
2826 | 1384 | 253.673
2827 | 1383.5979 | 253.155
2828 | 1383.572 | 253.119
2829 | 1383.4399 | 252.147
2830 | 1383.414 | 248.382
2831 | 1383.408 | 244.781
2832 | 1383.398 | 244.077
2833 | 1383.033 | 243.816
2834 | 1382.822 | 242.439
2835 | 1382.7776 | 241.405
2836 | 1382.406 | 239.271
2837 | 1382.4 | 237.421
2838 | 1382.4 | 237.045
2839 | 1382.264 | 236.996
2840 | 1382.173 | 236.75
2841 | 1382.135 | 236.583
2842 | 1381.943 | 234.4
2843 | 1381.8306 | 234.299
2844 | 1381.741 | 233.602
2845 | 1381.6 | 233.488
2846 | 1381.6 | 232.06
2847 | 1381.448 | 232.007
2848 | 1380.964 | 230.4
2849 | 1380.935 | 230.392
2850 | 1380.8 | 229.37
2851 | 1380.8 | 227.78
2852 | 1380.8 | 226.622
2853 | 1380.768 | 225.593
2854 | 1380.6823 | 225.151
2855 | 1380.4794 | 224.866
2856 | 1380.393 | 223.758
2857 | 1380.315 | 223.208
2858 | 1380.276 | 223.2
2859 | 1380.2104 | 222.417
2860 | 1380 | 222.332
2861 | 1380 | 222.108
2862 | 1379.9864 | 221.784
2863 | 1379.821 | 219.802
2864 | 1379.816 | 218.671
2865 | 1379.6333 | 217.298
2866 | 1379.589 | 215.707
2867 | 1379.4135 | 215.089
2868 | 1379.2 | 212.076
2869 | 1379.1589 | 209.928
2870 | 1379.1 | 209.174
2871 | 1379.0653 | 206.392
2872 | 1378.996 | 206.392
2873 | 1378.71 | 205.963
2874 | 1378.6088 | 205.891
2875 | 1378.581 | 205.403
2876 | 1378.4 | 203.821
2877 | 1378.4 | 203.192
2878 | 1378.1088 | 202.967
2879 | 1378.0269 | 202.098
2880 | 1377.861 | 201.83
2881 | 1377.713 | 201.592
2882 | 1377.6534 | 201.477
2883 | 1377.629 | 201.311
2884 | 1377.6 | 199.647
2885 | 1377.6 | 198.442
2886 | 1377.594 | 197.263
2887 | 1377.5454 | 195.413
2888 | 1377.423 | 194.804
2889 | 1377.2255 | 194
2890 | 1376.8 | 193.019
2891 | 1376.8 | 188.908
2892 | 1376.8 | 187.124
2893 | 1376.8 | 186.465
2894 | 1376.6976 | 186.305
2895 | 1376.542 | 182.451
2896 | 1376.532 | 181.636
2897 | 1376.376 | 180.383
2898 | 1376.3664 | 179.604
2899 | 1376.1579 | 176.4
2900 | 1376 | 173.731
2901 | 1376 | 173.6
2902 | 1376 | 173.489
2903 | 1375.817 | 172.213
2904 | 1375.5899 | 171.2
2905 | 1375.523 | 166.404
2906 | 1375.3968 | 165.984
2907 | 1375.315 | 164.156
2908 | 1375.2 | 162.618
2909 | 1375.2 | 161.692
2910 | 1375.182 | 161.671
2911 | 1375.012 | 160.88
2912 | 1374.738 | 160.483
2913 | 1374.694 | 160.382
2914 | 1374.539 | 159.847
2915 | 1374.5232 | 157.627
2916 | 1374.39 | 157.401
2917 | 1374.2539 | 156.165
2918 | 1373.6 | 154.392
2919 | 1373.6 | 152.752
2920 | 1373.544 | 150.968
2921 | 1373.2187 | 150.324
2922 | 1373.1364 | 149.147
2923 | 1372.937 | 147.616
2924 | 1372.877 | 147.269
2925 | 1372.872 | 145.888
2926 | 1372.8 | 144.827
2927 | 1372.8 | 144.167
2928 | 1372.623 | 143.984
2929 | 1372.3889 | 139.182
2930 | 1372.3889 | 137.278
2931 | 1372.3541 | 133.215
2932 | 1372.328 | 133.049
2933 | 1372.2356 | 133.046
2934 | 1372 | 132.001
2935 | 1371.9495 | 131.657
2936 | 1371.928 | 128.943
2937 | 1371.782 | 128.792
2938 | 1371.7788 | 128.424
2939 | 1371.731 | 127.2
2940 | 1371.4446 | 127.192
2941 | 1371.414 | 126.4
2942 | 1371.2114 | 124.8
2943 | 1371.2 | 123.533
2944 | 1371.137 | 123.192
2945 | 1371.0223 | 122.789
2946 | 1370.921 | 122.756
2947 | 1370.3069 | 121.6
2948 | 1370.109 | 121.202
2949 | 1369.8509 | 120.084
2950 | 1369.757 | 120
2951 | 1369.6 | 119.403
2952 | 1369.6 | 119.192
2953 | 1369.6 | 119.192
2954 | 1369.5383 | 118.888
2955 | 1368.8 | 118.74
2956 | 1368.8 | 118.477
2957 | 1368.8 | 118.4
2958 | 1368.8 | 117.592
2959 | 1368.6657 | 117.325
2960 | 1368.5727 | 117.279
2961 | 1368.5009 | 116.95
2962 | 1368.496 | 116.8
2963 | 1368.332 | 116.792
2964 | 1368.2571 | 116.541
2965 | 1368.2013 | 116.132
2966 | 1368.022 | 116
2967 | 1368 | 115.338
2968 | 1368 | 114.987
2969 | 1367.8348 | 114.76
2970 | 1367.5967 | 114.4
2971 | 1367.56 | 114.4
2972 | 1367.4141 | 113.678
2973 | 1367.4116 | 113.6
2974 | 1367.312 | 112.861
2975 | 1367.211 | 112.861
2976 | 1367.2 | 112.656
2977 | 1367.2 | 111.611
2978 | 1367.166 | 111.2
2979 | 1367.1296 | 110.4
2980 | 1366.848 | 110.4
2981 | 1366.6633 | 110.4
2982 | 1366.655 | 110.4
2983 | 1366.6343 | 110.4
2984 | 1366.6343 | 110.146
2985 | 1366.4 | 109.6
2986 | 1366.4 | 108.377
2987 | 1366.4 | 108
2988 | 1366.0648 | 107.217
2989 | 1366.055 | 107.217
2990 | 1365.6 | 107.217
2991 | 1365.6 | 107.2
2992 | 1365.6 | 107.136
2993 | 1365.5684 | 106.4
2994 | 1365.4821 | 105.986
2995 | 1365.2484 | 105.5
2996 | 1365.124 | 105.379
2997 | 1365.056 | 105.189
2998 | 1365.0331 | 105.189
2999 | 1364.9581 | 105.179
3000 | 1364.8 | 104.983
3001 | 1364.8 | 104.887
3002 | 1364.8 | 104.887
3003 | 1364.7797 | 104.8
3004 | 1364.7042 | 104.8
3005 | 1364.2726 | 104.592
3006 | 1364.1007 | 104.486
3007 | 1364 | 104.11
3008 | 1364 | 103.864
3009 | 1363.969 | 103.333
3010 | 1363.817 | 102.229
3011 | 1363.693 | 102.212
3012 | 1363.6541 | 101.779
3013 | 1363.4758 | 101.779
3014 | 1363.3224 | 101.6
3015 | 1363.3224 | 101.205
3016 | 1363.2866 | 101.105
3017 | 1363.2 | 101.002
3018 | 1362.6896 | 100.766
3019 | 1362.6789 | 100.593
3020 | 1362.5046 | 100
3021 | 1362.4 | 99.992
3022 | 1362.4 | 99.941
3023 | 1362.4 | 99.775
3024 | 1362.4 | 99.536
3025 | 1362.4 | 99.448
3026 | 1362.378 | 98.957
3027 | 1362.282 | 98.671
3028 | 1362.2406 | 98.4
3029 | 1361.861 | 98.144
3030 | 1361.769 | 97.322
3031 | 1361.6 | 96.8
3032 | 1361.6 | 96.504
3033 | 1361.6 | 95.829
3034 | 1361.6 | 95.688
3035 | 1361.5313 | 95.2
3036 | 1361.5307 | 95.002
3037 | 1361.436 | 94.83
3038 | 1361.4245 | 94.356
3039 | 1361.338 | 94.033
3040 | 1361.338 | 92.614
3041 | 1361.037 | 92
3042 | 1361.032 | 92
3043 | 1361.0005 | 91.751
3044 | 1360.959 | 91.642
3045 | 1360.953 | 91.642
3046 | 1360.939 | 91.2
3047 | 1360.8689 | 91.062
3048 | 1360.865 | 90.455
3049 | 1360.8 | 89.6
3050 | 1360.8 | 88.8
3051 | 1360.8 | 88.522
3052 | 1360.7414 | 88.262
3053 | 1360.73 | 88
3054 | 1360.6473 | 88
3055 | 1360.505 | 87.847
3056 | 1360.451 | 87.658
3057 | 1359.178 | 87.658
3058 | 1359.024 | 87.2
3059 | 1358.4 | 86.736
3060 | 1358.4 | 85.749
3061 | 1358.4 | 85.6
3062 | 1358.4 | 85.6
3063 | 1358.284 | 85.6
3064 | 1358.0879 | 84.8
3065 | 1358.071 | 84.585
3066 | 1357.844 | 84.47
3067 | 1357.8284 | 84.447
3068 | 1357.739 | 84.283
3069 | 1357.6 | 84
3070 | 1357.6 | 83.992
3071 | 1357.1939 | 83.849
3072 | 1357.1007 | 82.695
3073 | 1357.0867 | 82.653
3074 | 1357.077 | 82.378
3075 | 1356.959 | 82.378
3076 | 1356.8 | 82.378
3077 | 1356.8 | 82.378
3078 | 1356.8 | 82.019
3079 | 1356.489 | 81.643
3080 | 1356.354 | 81.6
3081 | 1356.3038 | 80.286
3082 | 1356.1404 | 78.853
3083 | 1356.1138 | 78.701
3084 | 1356 | 78.093
3085 | 1356 | 77.712
3086 | 1356 | 67.852
3087 | 1356 | 67.031
3088 | 1355.7571 | 65.692
3089 | 1355.743 | 64.991
3090 | 1355.7183 | 63.959
3091 | 1355.6593 | 63.959
3092 | 1355.634 | 63.719
3093 | 1355.5716 | 63.568
3094 | 1355.5069 | 62.136
3095 | 1355.5069 | 61.777
3096 | 1355.422 | 61.628
3097 | 1355.3308 | 60.77
3098 | 1355.19 | 59.008
3099 | 1355.1441 | 57.757
3100 | 1355.1218 | 57.29
3101 | 1354.983 | 56.429
3102 | 1354.9802 | 55.937
3103 | 1354.9627 | 54.392
3104 | 1354.9452 | 54.192
3105 | 1354.534 | 54.105
3106 | 1354.4 | 52.792
3107 | 1354.304 | 52.305
3108 | 1354.15 | 51.255
3109 | 1354.034 | 49.592
3110 | 1353.885 | 48.792
3111 | 1353.651 | 46.635
3112 | 1353.643 | 44.482
3113 | 1353.618 | 43.978
3114 | 1353.606 | 43.192
3115 | 1353.6 | 41.613
3116 | 1353.5085 | 40.589
3117 | 1353.4263 | 39.992
3118 | 1353.2033 | 39.175
3119 | 1353.1162 | 39.147
3120 | 1353.11 | 36.365
3121 | 1353.09 | 34.393
3122 | 1352.8 | 33.592
3123 | 1352.8 | 33.064
3124 | 1352.7826 | 32.859
3125 | 1352.7545 | 31.992
3126 | 1352.6494 | 31.892
3127 | 1352.587 | 31.042
3128 | 1352.5624 | 27.992
3129 | 1352.422 | 26.881
3130 | 1352.375 | 26.472
3131 | 1352.3591 | 26.397
3132 | 1352.3193 | 26.385
3133 | 1352.3193 | 26.284
3134 | 1352.296 | 25.848
3135 | 1352.2386 | 25.592
3136 | 1352 | 24.901
3137 | 1352 | 24.667
3138 | 1351.8858 | 23.371
3139 | 1351.8724 | 23.192
3140 | 1351.624 | 21.228
3141 | 1351.591 | 18.821
3142 | 1351.5224 | 18.497
3143 | 1351.25 | 18.278
3144 | 1351.2 | 17.592
3145 | 1351.2 | 15.968
3146 | 1351.1431 | 14.51
3147 | 1351.055 | 11.992
3148 | 1350.9121 | 9.595
3149 | 1350.4 | 9.036
3150 | 1350.4 | 8.227
3151 | 1350.4 | 7.996
3152 | 1350.4 | 7.003
3153 | 1350.247 | 5.728
3154 | 1350.2371 | 5.495
3155 | 1350.183 | 4.975
3156 | 1349.9434 | 4.784
3157 | 1349.7673 | 4.127
3158 | 1349.6792 | 3.745
3159 | 1349.631 | 2.569
3160 | 1349.6 | 2.376
3161 | 1349.218 | 1.592
3162 | 1349.1318 | 1.289
3163 | 1349.1184 | 1.027
3164 | 1349.0361 | 0.792
3165 | 1349.006 | 0
3166 | 1348.9437 | 0
3167 | 1348.873 | 0
3168 | 1348.8 | 0
3169 | 1348.8 | 0
3170 | 1348.8 | 0
3171 | 1348.658 | 0
3172 | 1348.064 | 0
3173 | 1348 | 0
3174 | 1347.911 | 0
3175 | 1347.852 | 0
3176 | 1347.8468 | 0
3177 | 1347.7837 | 0
3178 | 1347.642 | 0
3179 | 1347.5913 | 0
3180 | 1347.526 | 0
3181 | 1347.201 | 0
3182 | 1347.2 | 0
3183 | 1347.2 | 0
3184 | 1347.2 | 0
3185 | 1347.2 | 0
3186 | 1347.2 | 0
3187 | 1347.2 | 0
3188 | 1347.1615 | 0
3189 | 1347.1392 | 0
3190 | 1347.0834 | 0
3191 | 1346.8708 | 0
3192 | 1346.761 | 0
3193 | 1346.552 | 0
3194 | 1346.4339 | 0
3195 | 1346.4 | 0
3196 | 1346.4 | 0
3197 | 1346.221 | 0
3198 | 1345.6 | 0
3199 | 1345.6 | 0
3200 | 1345.6 | 0
3201 | 1345.6 | 0
3202 | 1345.6 | 0
3203 | 1345.6 | 0
3204 | 1345.557 | 0
3205 | 1345.486 | 0
3206 | 1345.155 | 0
3207 | 1345.1535 | 0
3208 | 1345.1473 | 0
3209 | 1345.1473 | 0
3210 | 1345.146 | 0
3211 | 1344.8 | 0
3212 | 1344.8 | 0
3213 | 1344.8 | 0
3214 | 1344.8 | 0
3215 | 1344.8 | 0
3216 | 1344.7616 | 0
3217 | 1344.335 | 0
3218 | 1344 | 0
3219 | 1344 | 0
3220 | 1343.987 | 0
3221 | 1343.3802 | 0
3222 | 1343.34 | 0
3223 | 1343.2 | 0
3224 | 1343.063 | 0
3225 | 1343.015 | 0
3226 | 1342.5492 | 0
3227 | 1342.539 | 0
3228 | 1342.5199 | 0
3229 | 1342.4171 | 0
3230 | 1342.0133 | 0
3231 | 1341.9598 | 0
3232 | 1341.9598 | 0
3233 | 1341.872 | 0
3234 | 1341.667 | 0
3235 | 1341.6 | 0
3236 | 1341.6 | 0
3237 | 1341.6 | 0
3238 | 1341.6 | 0
3239 | 1341.6 | 0
3240 | 1341.317 | 0
3241 | 1341.1629 | 0
3242 | 1341.1629 | 0
3243 | 1341.153 | 0
3244 | 1340.908 | 0
3245 | 1340.7248 | 0
3246 | 1340.366 | 0
3247 | 1340.366 | 0
3248 | 1340.192 | 0
3249 | 1340.07 | 0
3250 | 1340 | 0
3251 | 1340 | 0
3252 | 1340 | 0
3253 | 1339.573 | 0
3254 | 1339.5691 | 0
3255 | 1339.5691 | 0
3256 | 1339.569 | 0
3257 | 1339.387 | 0
3258 | 1339.324 | 0
3259 | 1339.2413 | 0
3260 | 1339.2361 | 0
3261 | 1339.1925 | 0
3262 | 1339.188 | 0
3263 | 1339.0123 | 0
3264 | 1338.908 | 0
3265 | 1338.8744 | 0
3266 | 1338.785 | 0
3267 | 1338.6645 | 0
3268 | 1338.6464 | 0
3269 | 1338.632 | 0
3270 | 1338.4 | 0
3271 | 1338.4 | 0
3272 | 1338.234 | 0
3273 | 1338.153 | 0
3274 | 1338.141 | 0
3275 | 1338.014 | 0
3276 | 1337.9229 | 0
3277 | 1337.8875 | 0
3278 | 1337.607 | 0
3279 | 1337.6 | 0
3280 | 1337.6 | 0
3281 | 1337.6 | 0
3282 | 1337.421 | 0
3283 | 1337.3169 | 0
3284 | 1337.162 | 0
3285 | 1337.062 | 0
3286 | 1336.8 | 0
3287 | 1336.8 | 0
3288 | 1336.7828 | 0
3289 | 1336.752 | 0
3290 | 1336.4734 | 0
3291 | 1336.4693 | 0
3292 | 1336.4483 | 0
3293 | 1336.3816 | 0
3294 | 1336 | 0
3295 | 1335.966 | 0
3296 | 1335.878 | 0
3297 | 1335.808 | 0
3298 | 1335.797 | 0
3299 | 1335.6922 | 0
3300 | 1335.484 | 0
3301 | 1335.2 | 0
3302 | 1335.2 | 0
3303 | 1335.156 | 0
3304 | 1335.092 | 0
3305 | 1335.092 | 0
3306 | 1334.6984 | 0
3307 | 1334.591 | 0
3308 | 1334.4 | 0
3309 | 1334.4 | 0
3310 | 1334.239 | 0
3311 | 1334.168 | 0
3312 | 1333.7106 | 0
3313 | 1333.6 | 0
3314 | 1333.6 | 0
3315 | 1333.6 | 0
3316 | 1333.194 | 0
3317 | 1333.0199 | 0
3318 | 1332.948 | 0
3319 | 1332.8 | 0
3320 | 1332.8 | 0
3321 | 1332.8 | 0
3322 | 1332.8 | 0
3323 | 1332.7466 | 0
3324 | 1332.407 | 0
3325 | 1332.3971 | 0
3326 | 1332.189 | 0
3327 | 1332.16 | 0
3328 | 1332.0267 | 0
3329 | 1332 | 0
3330 | 1331.8493 | 0
3331 | 1331.6386 | 0
3332 | 1331.5524 | 0
3333 | 1331.4271 | 0
3334 | 1331.4199 | 0
3335 | 1331.273 | 0
3336 | 1331.2 | 0
3337 | 1331.2 | 0
3338 | 1331.149 | 0
3339 | 1330.6818 | 0
3340 | 1330.5557 | 0
3341 | 1330.2779 | 0
3342 | 1330.2706 | 0
3343 | 1330.2572 | 0
3344 | 1329.9719 | 0
3345 | 1329.8202 | 0
3346 | 1329.8202 | 0
3347 | 1329.6 | 0
3348 | 1329.6 | 0
3349 | 1329.4033 | 0
3350 | 1329.2874 | 0
3351 | 1329.2253 | 0
3352 | 1329.0847 | 0
3353 | 1329.046 | 0
3354 | 1328.98 | 0
3355 | 1328.8758 | 0
3356 | 1328.8 | 0
3357 | 1328.8 | 0
3358 | 1328.616 | 0
3359 | 1328.5643 | 0
3360 | 1328.4127 | 0
3361 | 1328.349 | 0
3362 | 1328.345 | 0
3363 | 1328.1557 | 0
3364 | 1327.845 | 0
3365 | 1327.7543 | 0
3366 | 1327.615 | 0
3367 | 1327.6136 | 0
3368 | 1327.605 | 0
3369 | 1327.2 | 0
3370 | 1327.158 | 0
3371 | 1327.1344 | 0
3372 | 1327.1212 | 0
3373 | 1326.8189 | 0
3374 | 1326.775 | 0
3375 | 1326.4 | 0
3376 | 1326.4 | 0
3377 | 1326.022 | 0
3378 | 1325.832 | 0
3379 | 1325.723 | 0
3380 | 1325.7023 | 0
3381 | 1325.6 | 0
3382 | 1325.6 | 0
3383 | 1325.6 | 0
3384 | 1325.4565 | 0
3385 | 1324.926 | 0
3386 | 1324.8 | 0
3387 | 1324.8 | 0
3388 | 1324.8 | 0
3389 | 1324.6715 | 0
3390 | 1324.0666 | 0
3391 | 1324 | 0
3392 | 1324 | 0
3393 | 1324 | 0
3394 | 1324 | 0
3395 | 1324 | 0
3396 | 1324 | 0
3397 | 1323.9027 | 0
3398 | 1323.515 | 0
3399 | 1323.308 | 0
3400 | 1323.29 | 0
3401 | 1323.1257 | 0
3402 | 1322.503 | 0
3403 | 1322.4 | 0
3404 | 1322.0172 | 0
3405 | 1321.969 | 0
3406 | 1321.6131 | 0
3407 | 1321.611 | 0
3408 | 1321.6 | 0
3409 | 1321.6 | 0
3410 | 1321.6 | 0
3411 | 1321.6 | 0
3412 | 1321.3359 | 0
3413 | 1320.9939 | 0
3414 | 1320.8 | 0
3415 | 1320.8 | 0
3416 | 1320.8 | 0
3417 | 1320.7953 | 0
3418 | 1320.769 | 0
3419 | 1320.721 | 0
3420 | 1320.5876 | 0
3421 | 1320.5663 | 0
3422 | 1320.2584 | 0
3423 | 1320 | 0
3424 | 1319.2 | 0
3425 | 1319.2 | 0
3426 | 1319.1596 | 0
3427 | 1319.128 | 0
3428 | 1318.85 | 0
3429 | 1318.7874 | 0
3430 | 1318.43 | 0
3431 | 1318.4 | 0
3432 | 1318.4 | 0
3433 | 1318.4 | 0
3434 | 1318.0519 | 0
3435 | 1317.887 | 0
3436 | 1317.8249 | 0
3437 | 1317.8249 | 0
3438 | 1317.715 | 0
3439 | 1317.6872 | 0
3440 | 1317.571 | 0
3441 | 1317.507 | 0
3442 | 1317.272 | 0
3443 | 1317.246 | 0
3444 | 1317.153 | 0
3445 | 1316.9102 | 0
3446 | 1316.835 | 0
3447 | 1316.8 | 0
3448 | 1316.533 | 0
3449 | 1316 | 0
3450 | 1315.8883 | 0
3451 | 1315.8883 | 0
3452 | 1315.8453 | 0
3453 | 1315.8048 | 0
3454 | 1315.4865 | 0
3455 | 1315.4265 | 0
3456 | 1315.27 | 0
3457 | 1315.264 | 0
3458 | 1315.2 | 0
3459 | 1315.1216 | 0
3460 | 1315.1098 | 0
3461 | 1315.0705 | 0
3462 | 1314.638 | 0
3463 | 1314.6289 | 0
3464 | 1314.622 | 0
3465 | 1314.5969 | 0
3466 | 1314.4 | 0
3467 | 1314.3991 | 0
3468 | 1314.3743 | 0
3469 | 1314.233 | 0
3470 | 1314.143 | 0
3471 | 1314.0022 | 0
3472 | 1313.9909 | 0
3473 | 1313.727 | 0
3474 | 1313.6387 | 0
3475 | 1313.6 | 0
3476 | 1313.6 | 0
3477 | 1313.6 | 0
3478 | 1313.6 | 0
3479 | 1313.406 | 0
3480 | 1313.362 | 0
3481 | 1313.2718 | 0
3482 | 1313.251 | 0
3483 | 1313.0255 | 0
3484 | 1312.8 | 0
3485 | 1312.8 | 0
3486 | 1312.8 | 0
3487 | 1312.8 | 0
3488 | 1312.5904 | 0
3489 | 1312.509 | 0
3490 | 1312.456 | 0
3491 | 1312.2971 | 0
3492 | 1312.2486 | 0
3493 | 1312.2486 | 0
3494 | 1312 | 0
3495 | 1311.495 | 0
3496 | 1311.4301 | 0
3497 | 1311.2 | 0
3498 | 1311.2 | 0
3499 | 1310.4 | 0
3500 | 1310.4 | 0
3501 | 1310.4 | 0
3502 | 1310.4 | 0
3503 | 1310.1635 | 0
3504 | 1310.148 | 0
3505 | 1310.033 | 0
3506 | 1309.9178 | 0
3507 | 1309.9178 | 0
3508 | 1309.8432 | 0
3509 | 1309.7799 | 0
3510 | 1309.4418 | 0
3511 | 1309.39 | 0
3512 | 1309.361 | 0
3513 | 1309.2256 | 0
3514 | 1308.9971 | 0
3515 | 1308.846 | 0
3516 | 1308.643 | 0
3517 | 1308.586 | 0
3518 | 1308.4901 | 0
3519 | 1308.312 | 0
3520 | 1308.225 | 0
3521 | 1308 | 0
3522 | 1307.932 | 0
3523 | 1307.6936 | 0
3524 | 1307.693 | 0
3525 | 1307.476 | 0
3526 | 1307.3767 | 0
3527 | 1307.2764 | 0
3528 | 1307.2 | 0
3529 | 1306.7683 | 0
3530 | 1306.7255 | 0
3531 | 1306.374 | 0
3532 | 1306.2835 | 0
3533 | 1306.162 | 0
3534 | 1306.0833 | 0
3535 | 1306.039 | 0
3536 | 1306.0331 | 0
3537 | 1306.0331 | 0
3538 | 1305.6 | 0
3539 | 1305.6 | 0
3540 | 1305.6 | 0
3541 | 1305.6 | 0
3542 | 1305.548 | 0
3543 | 1305.53 | 0
3544 | 1305.495 | 0
3545 | 1305.477 | 0
3546 | 1305.359 | 0
3547 | 1305.329 | 0
3548 | 1305.3029 | 0
3549 | 1304.8 | 0
3550 | 1304.8 | 0
3551 | 1304.8 | 0
3552 | 1304.669 | 0
3553 | 1304.5051 | 0
3554 | 1304.4387 | 0
3555 | 1304 | 0
3556 | 1304 | 0
3557 | 1304 | 0
3558 | 1304 | 0
3559 | 1304 | 0
3560 | 1303.888 | 0
3561 | 1303.802 | 0
3562 | 1303.577 | 0
3563 | 1303.2 | 0
3564 | 1303.2 | 0
3565 | 1303.011 | 0
3566 | 1302.91 | 0
3567 | 1302.813 | 0
3568 | 1302.803 | 0
3569 | 1302.6298 | 0
3570 | 1302.6059 | 0
3571 | 1302.5098 | 0
3572 | 1302.4 | 0
3573 | 1302.3903 | 0
3574 | 1302.102 | 0
3575 | 1302.0681 | 0
3576 | 1301.9392 | 0
3577 | 1301.865 | 0
3578 | 1301.6783 | 0
3579 | 1301.609 | 0
3580 | 1301.431 | 0
3581 | 1301.2096 | 0
3582 | 1301.174 | 0
3583 | 1301.099 | 0
3584 | 1300.99 | 0
3585 | 1300.8 | 0
3586 | 1300.4519 | 0
3587 | 1300.328 | 0
3588 | 1300.3109 | 0
3589 | 1300.307 | 0
3590 | 1300.2516 | 0
3591 | 1300 | 0
3592 | 1300 | 0
3593 | 1300 | 0
3594 | 1300 | 0
3595 | 1300 | 0
3596 | 1300 | 0
3597 | 1299.8671 | 0
3598 | 1299.5317 | 0
3599 | 1299.5317 | 0
3600 | 1299.4648 | 0
3601 | 1299.258 | 0
3602 | 1299.2 | 0
3603 | 1299.2 | 0
3604 | 1299.188 | 0
3605 | 1299.0474 | 0
3606 | 1299.0406 | 0
3607 | 1298.9278 | 0
3608 | 1298.7306 | 0
3609 | 1298.4857 | 0
3610 | 1298.407 | 0
3611 | 1298.4 | 0
3612 | 1298.3816 | 0
3613 | 1298.1928 | 0
3614 | 1298.188 | 0
3615 | 1298.1309 | 0
3616 | 1297.88 | 0
3617 | 1297.7951 | 0
3618 | 1297.339 | 0
3619 | 1296.981 | 0
3620 | 1296.8027 | 0
3621 | 1296.8011 | 0
3622 | 1296.8 | 0
3623 | 1296.7098 | 0
3624 | 1296.6671 | 0
3625 | 1296.4209 | 0
3626 | 1296.3319 | 0
3627 | 1296.2238 | 0
3628 | 1296.1408 | 0
3629 | 1296.0874 | 0
3630 | 1295.9329 | 0
3631 | 1295.9295 | 0
3632 | 1295.9036 | 0
3633 | 1295.781 | 0
3634 | 1295.7403 | 0
3635 | 1295.2535 | 0
3636 | 1295.2 | 0
3637 | 1295.2 | 0
3638 | 1295.1505 | 0
3639 | 1295.145 | 0
3640 | 1294.5152 | 0
3641 | 1294.4 | 0
3642 | 1294.4 | 0
3643 | 1294.4 | 0
3644 | 1294.4 | 0
3645 | 1294.379 | 0
3646 | 1294.3433 | 0
3647 | 1294.28 | 0
3648 | 1294.1465 | 0
3649 | 1293.998 | 0
3650 | 1293.6 | 0
3651 | 1293.522 | 0
3652 | 1293.3496 | 0
3653 | 1293.304 | 0
3654 | 1293.095 | 0
3655 | 1293.0716 | 0
3656 | 1292.9603 | 0
3657 | 1292.903 | 0
3658 | 1292.8316 | 0
3659 | 1292.8 | 0
3660 | 1292.8 | 0
3661 | 1292.8 | 0
3662 | 1292.068 | 0
3663 | 1292 | 0
3664 | 1292 | 0
3665 | 1292 | 0
3666 | 1292 | 0
3667 | 1292 | 0
3668 | 1291.5998 | 0
3669 | 1291.2 | 0
3670 | 1291.1281 | 0
3671 | 1290.5356 | 0
3672 | 1290.4943 | 0
3673 | 1290.4 | 0
3674 | 1290.4 | 0
3675 | 1290.4 | 0
3676 | 1290.4 | 0
3677 | 1290.4 | 0
3678 | 1290.1975 | 0
3679 | 1290.1975 | 0
3680 | 1290.0993 | 0
3681 | 1289.5668 | 0
3682 | 1289.506 | 0
3683 | 1289.4335 | 0
3684 | 1289.3666 | 0
3685 | 1289.3435 | 0
3686 | 1289.3338 | 0
3687 | 1289.2178 | 0
3688 | 1288.8 | 0
3689 | 1288.8 | 0
3690 | 1288.7009 | 0
3691 | 1288.464 | 0
3692 | 1288.2412 | 0
3693 | 1288.141 | 0
3694 | 1288.1255 | 0
3695 | 1288.096 | 0
3696 | 1288.0652 | 0
3697 | 1288 | 0
3698 | 1288 | 0
3699 | 1288 | 0
3700 | 1288 | 0
3701 | 1287.992 | 0
3702 | 1287.915 | 0
3703 | 1287.7714 | 0
3704 | 1287.5099 | 0
3705 | 1287.4348 | 0
3706 | 1287.314 | 0
3707 | 1287.2 | 0
3708 | 1287.2 | 0
3709 | 1287.2 | 0
3710 | 1287.2 | 0
3711 | 1287.2 | 0
3712 | 1286.7441 | 0
3713 | 1286.664 | 0
3714 | 1286.6096 | 0
3715 | 1286.45 | 0
3716 | 1286.4464 | 0
3717 | 1286.429 | 0
3718 | 1286.4 | 0
3719 | 1286.4 | 0
3720 | 1286.4 | 0
3721 | 1286.247 | 0
3722 | 1285.8327 | 0
3723 | 1285.8327 | 0
3724 | 1285.689 | 0
3725 | 1285.6 | 0
3726 | 1285.6 | 0
3727 | 1285.6 | 0
3728 | 1285.579 | 0
3729 | 1285.3627 | 0
3730 | 1285.355 | 0
3731 | 1285.1606 | 0
3732 | 1284.5469 | 0
3733 | 1284.4951 | 0
3734 | 1284.4902 | 0
3735 | 1284.095 | 0
3736 | 1284.0444 | 0
3737 | 1284 | 0
3738 | 1284 | 0
3739 | 1284 | 0
3740 | 1283.8 | 0
3741 | 1283.7869 | 0
3742 | 1283.7711 | 0
3743 | 1283.758 | 0
3744 | 1283.562 | 0
3745 | 1283.4824 | 0
3746 | 1283.48 | 0
3747 | 1283.2 | 0
3748 | 1283.2 | 0
3749 | 1283.014 | 0
3750 | 1282.839 | 0
3751 | 1282.753 | 0
3752 | 1282.735 | 0
3753 | 1282.7249 | 0
3754 | 1282.4 | 0
3755 | 1282.3573 | 0
3756 | 1282.1932 | 0
3757 | 1282.017 | 0
3758 | 1282.0114 | 0
3759 | 1281.661 | 0
3760 | 1281.6469 | 0
3761 | 1281.6 | 0
3762 | 1281.582 | 0
3763 | 1281.294 | 0
3764 | 1281.246 | 0
3765 | 1281.053 | 0
3766 | 1280.998 | 0
3767 | 1280.894 | 0
3768 | 1280.8 | 0
3769 | 1280.8 | 0
3770 | 1280.8 | 0
3771 | 1280.783 | 0
3772 | 1280.5994 | 0
3773 | 1280.4233 | 0
3774 | 1280.109 | 0
3775 | 1280.093 | 0
3776 | 1280 | 0
3777 | 1280 | 0
3778 | 1280 | 0
3779 | 1279.819 | 0
3780 | 1279.8048 | 0
3781 | 1279.245 | 0
3782 | 1279.1002 | 0
3783 | 1278.8742 | 0
3784 | 1278.5809 | 0
3785 | 1278.412 | 0
3786 | 1278.2681 | 0
3787 | 1278.239 | 0
3788 | 1278.237 | 0
3789 | 1278.067 | 0
3790 | 1278.022 | 0
3791 | 1278.001 | 0
3792 | 1277.6 | 0
3793 | 1277.6 | 0
3794 | 1277.5983 | 0
3795 | 1277.595 | 0
3796 | 1277.5 | 0
3797 | 1277.059 | 0
3798 | 1276.9675 | 0
3799 | 1276.8627 | 0
3800 | 1276.8 | 0
3801 | 1276.6757 | 0
3802 | 1276.497 | 0
3803 | 1276.219 | 0
3804 | 1276.1272 | 0
3805 | 1276 | 0
3806 | 1276 | 0
3807 | 1276 | 0
3808 | 1275.9643 | 0
3809 | 1275.894 | 0
3810 | 1275.7325 | 0
3811 | 1275.6932 | 0
3812 | 1275.614 | 0
3813 | 1275.5441 | 0
3814 | 1275.3917 | 0
3815 | 1275.2 | 0
3816 | 1275.0212 | 0
3817 | 1274.9556 | 0
3818 | 1274.8271 | 0
3819 | 1274.6729 | 0
3820 | 1274.6562 | 0
3821 | 1274.438 | 0
3822 | 1274.4 | 0
3823 | 1274.4 | 0
3824 | 1274.4 | 0
3825 | 1274.4 | 0
3826 | 1274.4 | 0
3827 | 1274.4 | 0
3828 | 1274.3118 | 0
3829 | 1274.3118 | 0
3830 | 1274.12 | 0
3831 | 1274.013 | 0
3832 | 1273.679 | 0
3833 | 1273.643 | 0
3834 | 1273.3611 | 0
3835 | 1273.3423 | 0
3836 | 1273.22 | 0
3837 | 1272.8 | 0
3838 | 1272.8 | 0
3839 | 1272.8 | 0
3840 | 1272.8 | 0
3841 | 1272.5121 | 0
3842 | 1272.4496 | 0
3843 | 1272 | 0
3844 | 1272 | 0
3845 | 1271.929 | 0
3846 | 1271.7255 | 0
3847 | 1271.683 | 0
3848 | 1271.2 | 0
3849 | 1271.2 | 0
3850 | 1270.9311 | 0
3851 | 1270.9077 | 0
3852 | 1270.866 | 0
3853 | 1270.8584 | 0
3854 | 1270.7349 | 0
3855 | 1270.68 | 0
3856 | 1270.5584 | 0
3857 | 1270.539 | 0
3858 | 1270.4 | 0
3859 | 1270.4 | 0
3860 | 1270.4 | 0
3861 | 1270.4 | 0
3862 | 1270.332 | 0
3863 | 1270.2939 | 0
3864 | 1270.2431 | 0
3865 | 1270.1677 | 0
3866 | 1270.075 | 0
3867 | 1269.6825 | 0
3868 | 1269.4808 | 0
3869 | 1269.4781 | 0
3870 | 1269.4429 | 0
3871 | 1269.1333 | 0
3872 | 1268.8 | 0
3873 | 1268.8 | 0
3874 | 1268.8 | 0
3875 | 1268.8 | 0
3876 | 1268.772 | 0
3877 | 1268.6028 | 0
3878 | 1268.3941 | 0
3879 | 1268.221 | 0
3880 | 1268.157 | 0
3881 | 1268.07 | 0
3882 | 1268 | 0
3883 | 1268 | 0
3884 | 1268 | 0
3885 | 1267.9631 | 0
3886 | 1267.9631 | 0
3887 | 1267.883 | 0
3888 | 1267.674 | 0
3889 | 1267.651 | 0
3890 | 1267.6269 | 0
3891 | 1267.43 | 0
3892 | 1267.3981 | 0
3893 | 1267.2 | 0
3894 | 1267.2 | 0
3895 | 1267.0966 | 0
3896 | 1267.0523 | 0
3897 | 1267.0523 | 0
3898 | 1266.8185 | 0
3899 | 1266.559 | 0
3900 | 1266.465 | 0
3901 | 1266.4219 | 0
3902 | 1266.4092 | 0
3903 | 1266.4092 | 0
3904 | 1266.4 | 0
3905 | 1266.4 | 0
3906 | 1266.4 | 0
3907 | 1266.4 | 0
3908 | 1266.3005 | 0
3909 | 1265.9984 | 0
3910 | 1265.787 | 0
3911 | 1265.6 | 0
3912 | 1265.6 | 0
3913 | 1265.597 | 0
3914 | 1265.5835 | 0
3915 | 1265.572 | 0
3916 | 1265.5332 | 0
3917 | 1265.4585 | 0
3918 | 1265.2017 | 0
3919 | 1265.0944 | 0
3920 | 1264.8 | 0
3921 | 1264.8 | 0
3922 | 1264.8 | 0
3923 | 1264.732 | 0
3924 | 1264.5447 | 0
3925 | 1264.538 | 0
3926 | 1264.4646 | 0
3927 | 1264 | 0
3928 | 1263.9143 | 0
3929 | 1263.8647 | 0
3930 | 1263.8647 | 0
3931 | 1263.8647 | 0
3932 | 1263.6571 | 0
3933 | 1263.475 | 0
3934 | 1263.2609 | 0
3935 | 1263.257 | 0
3936 | 1263.2 | 0
3937 | 1262.5245 | 0
3938 | 1262.5245 | 0
3939 | 1262.4 | 0
3940 | 1262.4 | 0
3941 | 1262.4 | 0
3942 | 1262.2861 | 0
3943 | 1262.195 | 0
3944 | 1262.1523 | 0
3945 | 1262.025 | 0
3946 | 1261.7184 | 0
3947 | 1261.705 | 0
3948 | 1261.6 | 0
3949 | 1261.322 | 0
3950 | 1261.111 | 0
3951 | 1260.9775 | 0
3952 | 1260.8348 | 0
3953 | 1260.6772 | 0
3954 | 1260.412 | 0
3955 | 1260.2759 | 0
3956 | 1260 | 0
3957 | 1260 | 0
3958 | 1260 | 0
3959 | 1259.8074 | 0
3960 | 1259.699 | 0
3961 | 1259.2103 | 0
3962 | 1259.2 | 0
3963 | 1259.1168 | 0
3964 | 1258.89 | 0
3965 | 1258.648 | 0
3966 | 1258.4261 | 0
3967 | 1258.4261 | 0
3968 | 1258.4 | 0
3969 | 1258.4 | 0
3970 | 1258.144 | 0
3971 | 1257.977 | 0
3972 | 1257.8224 | 0
3973 | 1257.696 | 0
3974 | 1257.6 | 0
3975 | 1257.6 | 0
3976 | 1257.4896 | 0
3977 | 1257.452 | 0
3978 | 1257.345 | 0
3979 | 1257.086 | 0
3980 | 1257.086 | 0
3981 | 1257.0037 | 0
3982 | 1256.8 | 0
3983 | 1256.8 | 0
3984 | 1256.603 | 0
3985 | 1256.2682 | 0
3986 | 1256.2682 | 0
3987 | 1256.2682 | 0
3988 | 1256.2333 | 0
3989 | 1256.0216 | 0
3990 | 1256 | 0
3991 | 1256 | 0
3992 | 1255.783 | 0
3993 | 1255.664 | 0
3994 | 1255.5327 | 0
3995 | 1255.5094 | 0
3996 | 1255.3689 | 0
3997 | 1255.265 | 0
3998 | 1255.2 | 0
3999 | 1255.151 | 0
4000 | 1255.099 | 0
4001 | 1254.993 | 0
4002 | 1254.9727 | 0
4003 | 1254.9727 | 0
4004 | 1254.555 | 0
4005 | 1254.4 | 0
4006 | 1254.4 | 0
4007 | 1254.4 | 0
4008 | 1254.291 | 0
4009 | 1254.203 | 0
4010 | 1253.8934 | 0
4011 | 1253.3755 | 0
4012 | 1253.158 | 0
4013 | 1253.0838 | 0
4014 | 1252.9154 | 0
4015 | 1252.9006 | 0
4016 | 1252.8 | 0
4017 | 1252.8 | 0
4018 | 1252.8 | 0
4019 | 1252.8 | 0
4020 | 1252.5906 | 0
4021 | 1252.525 | 0
4022 | 1252.2468 | 0
4023 | 1251.764 | 0
4024 | 1251.649 | 0
4025 | 1251.5192 | 0
4026 | 1251.5192 | 0
4027 | 1251.5192 | 0
4028 | 1251.361 | 0
4029 | 1251.306 | 0
4030 | 1251.2 | 0
4031 | 1251.1195 | 0
4032 | 1251.1145 | 0
4033 | 1251.0074 | 0
4034 | 1250.7879 | 0
4035 | 1250.4936 | 0
4036 | 1250.4619 | 0
4037 | 1250.4 | 0
4038 | 1250.4 | 0
4039 | 1250.4 | 0
4040 | 1250.3824 | 0
4041 | 1250.2042 | 0
4042 | 1250.1114 | 0
4043 | 1249.9334 | 0
4044 | 1249.8858 | 0
4045 | 1249.6 | 0
4046 | 1249.3245 | 0
4047 | 1249.168 | 0
4048 | 1248.913 | 0
4049 | 1248.913 | 0
4050 | 1248.8063 | 0
4051 | 1248.8 | 0
4052 | 1248.8 | 0
4053 | 1248.8 | 0
4054 | 1248.8 | 0
4055 | 1248.8 | 0
4056 | 1248.8 | 0
4057 | 1248.417 | 0
4058 | 1248.3052 | 0
4059 | 1248.0084 | 0
4060 | 1248 | 0
4061 | 1248 | 0
4062 | 1247.998 | 0
4063 | 1247.462 | 0
4064 | 1247.32 | 0
4065 | 1247.2 | 0
4066 | 1247.1906 | 0
4067 | 1247.034 | 0
4068 | 1247.0319 | 0
4069 | 1246.9858 | 0
4070 | 1246.7915 | 0
4071 | 1246.7064 | 0
4072 | 1246.7064 | 0
4073 | 1246.6844 | 0
4074 | 1246.649 | 0
4075 | 1246.4 | 0
4076 | 1246.4 | 0
4077 | 1246.4 | 0
4078 | 1246.387 | 0
4079 | 1246.3728 | 0
4080 | 1246.3699 | 0
4081 | 1245.954 | 0
4082 | 1245.736 | 0
4083 | 1245.6 | 0
4084 | 1245.6 | 0
4085 | 1245.0055 | 0
4086 | 1244.8 | 0
4087 | 1244.8 | 0
4088 | 1244.8 | 0
4089 | 1244.4999 | 0
4090 | 1244.499 | 0
4091 | 1244.374 | 0
4092 | 1244.187 | 0
4093 | 1244 | 0
4094 | 1243.9425 | 0
4095 | 1243.9425 | 0
4096 | 1243.9425 | 0
4097 | 1243.8855 | 0
4098 | 1243.5472 | 0
4099 | 1243.412 | 0
4100 | 1243.3736 | 0
4101 | 1243.2 | 0
4102 | 1243.2 | 0
4103 | 1243.0288 | 0
4104 | 1242.7375 | 0
4105 | 1242.4 | 0
4106 | 1242.3884 | 0
4107 | 1242.3487 | 0
4108 | 1241.914 | 0
4109 | 1241.663 | 0
4110 | 1241.662 | 0
4111 | 1241.6 | 0
4112 | 1241.5596 | 0
4113 | 1241.5501 | 0
4114 | 1241.5078 | 0
4115 | 1241.291 | 0
4116 | 1241.187 | 0
4117 | 1241.158 | 0
4118 | 1240.9649 | 0
4119 | 1240.8 | 0
4120 | 1240.7703 | 0
4121 | 1240.7703 | 0
4122 | 1240.471 | 0
4123 | 1240.205 | 0
4124 | 1240.0867 | 0
4125 | 1240.0192 | 0
4126 | 1240 | 0
4127 | 1240 | 0
4128 | 1240 | 0
4129 | 1239.89 | 0
4130 | 1239.8562 | 0
4131 | 1239.8362 | 0
4132 | 1239.767 | 0
4133 | 1239.5337 | 0
4134 | 1239.472 | 0
4135 | 1239.3475 | 0
4136 | 1239.2694 | 0
4137 | 1239.2 | 0
4138 | 1239.2 | 0
4139 | 1239.2 | 0
4140 | 1239.2 | 0
4141 | 1239.039 | 0
4142 | 1239.0123 | 0
4143 | 1238.9154 | 0
4144 | 1238.8415 | 0
4145 | 1238.812 | 0
4146 | 1238.6166 | 0
4147 | 1238.6157 | 0
4148 | 1238.61 | 0
4149 | 1238.5577 | 0
4150 | 1238.4395 | 0
4151 | 1238.4 | 0
4152 | 1238.4 | 0
4153 | 1238.1945 | 0
4154 | 1238.191 | 0
4155 | 1238.1 | 0
4156 | 1238.0554 | 0
4157 | 1237.7156 | 0
4158 | 1237.7056 | 0
4159 | 1237.7056 | 0
4160 | 1237.7056 | 0
4161 | 1237.6625 | 0
4162 | 1237.5674 | 0
4163 | 1237.532 | 0
4164 | 1237.1447 | 0
4165 | 1237.1447 | 0
4166 | 1237.0149 | 0
4167 | 1237.0149 | 0
4168 | 1236.892 | 0
4169 | 1236.8333 | 0
4170 | 1236.827 | 0
4171 | 1236.8 | 0
4172 | 1236.8 | 0
4173 | 1236.8 | 0
4174 | 1236.5588 | 0
4175 | 1236.4091 | 0
4176 | 1236.3242 | 0
4177 | 1236.1086 | 0
4178 | 1236.1086 | 0
4179 | 1235.9792 | 0
4180 | 1235.738 | 0
4181 | 1235.6617 | 0
4182 | 1235.312 | 0
4183 | 1235.2 | 0
4184 | 1234.863 | 0
4185 | 1234.4 | 0
4186 | 1234.4 | 0
4187 | 1234.242 | 0
4188 | 1234.0498 | 0
4189 | 1234.046 | 0
4190 | 1233.7922 | 0
4191 | 1233.7778 | 0
4192 | 1233.7118 | 0
4193 | 1233.607 | 0
4194 | 1233.6 | 0
4195 | 1233.6 | 0
4196 | 1233.4671 | 0
4197 | 1233.4671 | 0
4198 | 1233.429 | 0
4199 | 1233.2875 | 0
4200 | 1233.2875 | 0
4201 | 1233.0561 | 0
4202 | 1232.8708 | 0
4203 | 1232.8 | 0
4204 | 1232.8 | 0
4205 | 1232.8 | 0
4206 | 1232.7184 | 0
4207 | 1232.4093 | 0
4208 | 1232.224 | 0
4209 | 1232.1801 | 0
4210 | 1232.152 | 0
4211 | 1232.0808 | 0
4212 | 1232 | 0
4213 | 1232 | 0
4214 | 1231.998 | 0
4215 | 1231.9892 | 0
4216 | 1231.626 | 0
4217 | 1231.447 | 0
4218 | 1231.431 | 0
4219 | 1231.2495 | 0
4220 | 1231.0111 | 0
4221 | 1230.7987 | 0
4222 | 1230.7987 | 0
4223 | 1230.7481 | 0
4224 | 1230.6701 | 0
4225 | 1230.58 | 0
4226 | 1230.4 | 0
4227 | 1230.4 | 0
4228 | 1230.108 | 0
4229 | 1230.108 | 0
4230 | 1230.0597 | 0
4231 | 1229.933 | 0
4232 | 1229.6 | 0
4233 | 1229.5985 | 0
4234 | 1229.4174 | 0
4235 | 1229.373 | 0
4236 | 1229.2948 | 0
4237 | 1229.1162 | 0
4238 | 1228.928 | 0
4239 | 1228.803 | 0
4240 | 1228.8 | 0
4241 | 1228.6313 | 0
4242 | 1228.3805 | 0
4243 | 1228.3805 | 0
4244 | 1228.3184 | 0
4245 | 1228.2872 | 0
4246 | 1228.1419 | 0
4247 | 1228.0848 | 0
4248 | 1228.071 | 0
4249 | 1228.0489 | 0
4250 | 1228 | 0
4251 | 1228 | 0
4252 | 1227.897 | 0
4253 | 1227.421 | 0
4254 | 1227.347 | 0
4255 | 1227.3453 | 0
4256 | 1227.291 | 0
4257 | 1227.2 | 0
4258 | 1226.996 | 0
4259 | 1226.957 | 0
4260 | 1226.9442 | 0
4261 | 1226.8474 | 0
4262 | 1226.4 | 0
4263 | 1226.4 | 0
4264 | 1226.4 | 0
4265 | 1226.4 | 0
4266 | 1226.4 | 0
4267 | 1226.4 | 0
4268 | 1226.0084 | 0
4269 | 1225.8163 | 0
4270 | 1225.774 | 0
4271 | 1225.6264 | 0
4272 | 1225.6 | 0
4273 | 1225.6 | 0
4274 | 1225.6 | 0
4275 | 1225.6 | 0
4276 | 1225.411 | 0
4277 | 1225.3763 | 0
4278 | 1225.2732 | 0
4279 | 1225.2315 | 0
4280 | 1224.946 | 0
4281 | 1224.9167 | 0
4282 | 1224.801 | 0
4283 | 1224.8 | 0
4284 | 1224.544 | 0
4285 | 1224.436 | 0
4286 | 1224.246 | 0
4287 | 1223.9724 | 0
4288 | 1223.3853 | 0
4289 | 1223.2 | 0
4290 | 1223.2 | 0
4291 | 1223.2 | 0
4292 | 1222.75 | 0
4293 | 1222.7384 | 0
4294 | 1222.683 | 0
4295 | 1222.5996 | 0
4296 | 1222.5105 | 0
4297 | 1222.4 | 0
4298 | 1222.4 | 0
4299 | 1222.4 | 0
4300 | 1222.4 | 0
4301 | 1222.4 | 0
4302 | 1222.398 | 0
4303 | 1222.285 | 0
4304 | 1222.1238 | 0
4305 | 1221.935 | 0
4306 | 1221.8379 | 0
4307 | 1221.6987 | 0
4308 | 1221.6297 | 0
4309 | 1221.6 | 0
4310 | 1221.3717 | 0
4311 | 1221.1291 | 0
4312 | 1220.8328 | 0
4313 | 1220.8 | 0
4314 | 1220.8 | 0
4315 | 1220.5699 | 0
4316 | 1220.12 | 0
4317 | 1220.0359 | 0
4318 | 1220 | 0
4319 | 1220 | 0
4320 | 1220 | 0
4321 | 1220 | 0
4322 | 1219.8369 | 0
4323 | 1219.569 | 0
4324 | 1219.223 | 0
4325 | 1219.2 | 0
4326 | 1219.2 | 0
4327 | 1219.0571 | 0
4328 | 1218.7567 | 0
4329 | 1218.646 | 0
4330 | 1218.5665 | 0
4331 | 1218.473 | 0
4332 | 1218.4 | 0
4333 | 1218.2391 | 0
4334 | 1218.137 | 0
4335 | 1218.0211 | 0
4336 | 1217.803 | 0
4337 | 1217.7058 | 0
4338 | 1217.6 | 0
4339 | 1217.6 | 0
4340 | 1217.6 | 0
4341 | 1217.598 | 0
4342 | 1217.422 | 0
4343 | 1217.408 | 0
4344 | 1217.2856 | 0
4345 | 1217.2856 | 0
4346 | 1217.119 | 0
4347 | 1216.9309 | 0
4348 | 1216.8483 | 0
4349 | 1216.8397 | 0
4350 | 1216.8 | 0
4351 | 1216.6852 | 0
4352 | 1216.588 | 0
4353 | 1216.436 | 0
4354 | 1216.2944 | 0
4355 | 1216.2944 | 0
4356 | 1216 | 0
4357 | 1216 | 0
4358 | 1216 | 0
4359 | 1216 | 0
4360 | 1215.9093 | 0
4361 | 1215.698 | 0
4362 | 1215.644 | 0
4363 | 1215.6037 | 0
4364 | 1215.6037 | 0
4365 | 1215.461 | 0
4366 | 1215.2952 | 0
4367 | 1215.2 | 0
4368 | 1215.149 | 0
4369 | 1215.1313 | 0
4370 | 1215.0892 | 0
4371 | 1215.0791 | 0
4372 | 1214.924 | 0
4373 | 1214.887 | 0
4374 | 1214.49 | 0
4375 | 1214.4 | 0
4376 | 1214.4 | 0
4377 | 1214.4 | 0
4378 | 1214.3544 | 0
4379 | 1214.3435 | 0
4380 | 1214.229 | 0
4381 | 1214.189 | 0
4382 | 1214.131 | 0
4383 | 1213.9294 | 0
4384 | 1213.91 | 0
4385 | 1213.663 | 0
4386 | 1213.608 | 0
4387 | 1213.6 | 0
4388 | 1213.6 | 0
4389 | 1212.985 | 0
4390 | 1212.909 | 0
4391 | 1212.8409 | 0
4392 | 1212.8063 | 0
4393 | 1212.806 | 0
4394 | 1212.8 | 0
4395 | 1212.8 | 0
4396 | 1212.52 | 0
4397 | 1212.443 | 0
4398 | 1212.067 | 0
4399 | 1212 | 0
4400 | 1212 | 0
4401 | 1212 | 0
4402 | 1212 | 0
4403 | 1211.7488 | 0
4404 | 1211.742 | 0
4405 | 1211.6653 | 0
4406 | 1211.4596 | 0
4407 | 1211.392 | 0
4408 | 1211.3632 | 0
4409 | 1211.2 | 0
4410 | 1211.2 | 0
4411 | 1211.2 | 0
4412 | 1211.2 | 0
4413 | 1211.064 | 0
4414 | 1210.9693 | 0
4415 | 1210.7689 | 0
4416 | 1210.6659 | 0
4417 | 1210.4 | 0
4418 | 1210.4 | 0
4419 | 1209.862 | 0
4420 | 1209.6927 | 0
4421 | 1209.6763 | 0
4422 | 1209.6 | 0
4423 | 1209.5909 | 0
4424 | 1209.1949 | 0
4425 | 1209.14 | 0
4426 | 1209.033 | 0
4427 | 1208.997 | 0
4428 | 1208.9158 | 0
4429 | 1208.8 | 0
4430 | 1208.7526 | 0
4431 | 1208.6635 | 0
4432 | 1208.6278 | 0
4433 | 1208.3058 | 0
4434 | 1208.0826 | 0
4435 | 1208 | 0
4436 | 1207.7239 | 0
4437 | 1207.4389 | 0
4438 | 1207.3155 | 0
4439 | 1207.2 | 0
4440 | 1207.2 | 0
4441 | 1207.2 | 0
4442 | 1207.2 | 0
4443 | 1207.142 | 0
4444 | 1207.035 | 0
4445 | 1206.9883 | 0
4446 | 1206.845 | 0
4447 | 1206.68 | 0
4448 | 1206.6721 | 0
4449 | 1206.6248 | 0
4450 | 1206.4888 | 0
4451 | 1206.4888 | 0
4452 | 1206.4 | 0
4453 | 1206.4 | 0
4454 | 1206.4 | 0
4455 | 1206.253 | 0
4456 | 1206.2528 | 0
4457 | 1206.214 | 0
4458 | 1205.8909 | 0
4459 | 1205.6919 | 0
4460 | 1205.541 | 0
4461 | 1205.407 | 0
4462 | 1205.397 | 0
4463 | 1204.9136 | 0
4464 | 1204.8 | 0
4465 | 1204.8 | 0
4466 | 1204.8 | 0
4467 | 1204.7818 | 0
4468 | 1204.6634 | 0
4469 | 1204.4444 | 0
4470 | 1204 | 0
4471 | 1204 | 0
4472 | 1204 | 0
4473 | 1204 | 0
4474 | 1203.916 | 0
4475 | 1203.862 | 0
4476 | 1203.8265 | 0
4477 | 1203.6531 | 0
4478 | 1203.4772 | 0
4479 | 1203.4772 | 0
4480 | 1203.2 | 0
4481 | 1203.2 | 0
4482 | 1203.199 | 0
4483 | 1203.114 | 0
4484 | 1203.09 | 0
4485 | 1203.0278 | 0
4486 | 1202.7821 | 0
4487 | 1202.5043 | 0
4488 | 1202.4 | 0
4489 | 1202.4 | 0
4490 | 1202.3589 | 0
4491 | 1202.344 | 0
4492 | 1201.79 | 0
4493 | 1201.79 | 0
4494 | 1201.671 | 0
4495 | 1201.6 | 0
4496 | 1201.6 | 0
4497 | 1201.4218 | 0
4498 | 1201.1464 | 0
4499 | 1201.14 | 0
4500 | 1201.115 | 0
4501 | 1201.095 | 0
4502 | 1200.8854 | 0
4503 | 1200.8 | 0
4504 | 1200.8 | 0
4505 | 1200.8 | 0
4506 | 1200.8 | 0
4507 | 1200.7723 | 0
4508 | 1200.7083 | 0
4509 | 1200.592 | 0
4510 | 1200.589 | 0
4511 | 1200.4086 | 0
4512 | 1200.3686 | 0
4513 | 1200.2556 | 0
4514 | 1200.195 | 0
4515 | 1200.115 | 0
4516 | 1200.1137 | 0
4517 | 1200 | 0
4518 | 1199.6331 | 0
4519 | 1199.5926 | 0
4520 | 1199.3168 | 0
4521 | 1199.3168 | 0
4522 | 1199.225 | 0
4523 | 1199.2 | 0
4524 | 1199.2 | 0
4525 | 1199.2 | 0
4526 | 1199.0566 | 0
4527 | 1198.9713 | 0
4528 | 1198.8976 | 0
4529 | 1198.8156 | 0
4530 | 1198.4 | 0
4531 | 1198.4 | 0
4532 | 1198.38 | 0
4533 | 1198.3366 | 0
4534 | 1198.1621 | 0
4535 | 1198.1208 | 0
4536 | 1198.058 | 0
4537 | 1198.0387 | 0
4538 | 1198.0387 | 0
4539 | 1197.79 | 0
4540 | 1197.303 | 0
4541 | 1197.2617 | 0
4542 | 1196.8 | 0
4543 | 1196.8 | 0
4544 | 1196.4829 | 0
4545 | 1196.4679 | 0
4546 | 1196.422 | 0
4547 | 1196.191 | 0
4548 | 1196.1437 | 0
4549 | 1196.1292 | 0
4550 | 1196 | 0
4551 | 1196 | 0
4552 | 1196 | 0
4553 | 1195.968 | 0
4554 | 1195.6673 | 0
4555 | 1195.5738 | 0
4556 | 1195.5738 | 0
4557 | 1195.22 | 0
4558 | 1195.2 | 0
4559 | 1195.2 | 0
4560 | 1195.2 | 0
4561 | 1194.744 | 0
4562 | 1194.5136 | 0
4563 | 1194.461 | 0
4564 | 1194.4 | 0
4565 | 1194.4 | 0
4566 | 1194.4 | 0
4567 | 1193.8661 | 0
4568 | 1193.7386 | 0
4569 | 1193.708 | 0
4570 | 1193.6 | 0
4571 | 1193.6 | 0
4572 | 1193.2138 | 0
4573 | 1193.172 | 0
4574 | 1193.029 | 0
4575 | 1192.8111 | 0
4576 | 1192.7735 | 0
4577 | 1192.6799 | 0
4578 | 1192.4164 | 0
4579 | 1192.407 | 0
4580 | 1192.262 | 0
4581 | 1192 | 0
4582 | 1192 | 0
4583 | 1192 | 0
4584 | 1192 | 0
4585 | 1191.895 | 0
4586 | 1191.8232 | 0
4587 | 1191.5872 | 0
4588 | 1191.5782 | 0
4589 | 1191.2752 | 0
4590 | 1191.2 | 0
4591 | 1191.2 | 0
4592 | 1191.158 | 0
4593 | 1191.082 | 0
4594 | 1190.5629 | 0
4595 | 1190.56 | 0
4596 | 1190.482 | 0
4597 | 1190.4 | 0
4598 | 1190.4 | 0
4599 | 1190.0714 | 0
4600 | 1189.8149 | 0
4601 | 1189.7541 | 0
4602 | 1189.61 | 0
4603 | 1189.6 | 0
4604 | 1189.6 | 0
4605 | 1189.6 | 0
4606 | 1189.6 | 0
4607 | 1189.6 | 0
4608 | 1189.3358 | 0
4609 | 1189.1388 | 0
4610 | 1188.8 | 0
4611 | 1188.8 | 0
4612 | 1188.667 | 0
4613 | 1188.5309 | 0
4614 | 1188.3885 | 0
4615 | 1188.218 | 0
4616 | 1188 | 0
4617 | 1187.9385 | 0
4618 | 1187.8648 | 0
4619 | 1187.8648 | 0
4620 | 1187.464 | 0
4621 | 1187.2856 | 0
4622 | 1187.2 | 0
4623 | 1187.1293 | 0
4624 | 1187.0499 | 0
4625 | 1186.9605 | 0
4626 | 1186.715 | 0
4627 | 1186.5863 | 0
4628 | 1186.4 | 0
4629 | 1186.3938 | 0
4630 | 1186.13 | 0
4631 | 1186.075 | 0
4632 | 1185.9043 | 0
4633 | 1185.808 | 0
4634 | 1185.2801 | 0
4635 | 1185.2757 | 0
4636 | 1185.2136 | 0
4637 | 1185.147 | 0
4638 | 1185.0608 | 0
4639 | 1184.9728 | 0
4640 | 1184.9728 | 0
4641 | 1184.9728 | 0
4642 | 1184.8307 | 0
4643 | 1184.8307 | 0
4644 | 1184.8307 | 0
4645 | 1184.8 | 0
4646 | 1184.8 | 0
4647 | 1184.4607 | 0
4648 | 1184.2177 | 0
4649 | 1184.1872 | 0
4650 | 1184.1872 | 0
4651 | 1184 | 0
4652 | 1184 | 0
4653 | 1183.914 | 0
4654 | 1183.594 | 0
4655 | 1183.4517 | 0
4656 | 1183.22 | 0
4657 | 1183.2 | 0
4658 | 1183.2 | 0
4659 | 1183.2 | 0
4660 | 1182.9589 | 0
4661 | 1182.912 | 0
4662 | 1182.818 | 0
4663 | 1182.7428 | 0
4664 | 1182.657 | 0
4665 | 1182.509 | 0
4666 | 1182.4 | 0
4667 | 1182.4 | 0
4668 | 1182.4 | 0
4669 | 1182.4 | 0
4670 | 1182.365 | 0
4671 | 1182.361 | 0
4672 | 1181.9806 | 0
4673 | 1181.9806 | 0
4674 | 1181.7602 | 0
4675 | 1181.647 | 0
4676 | 1181.6 | 0
4677 | 1181.242 | 0
4678 | 1181.19 | 0
4679 | 1181.115 | 0
4680 | 1181.0885 | 0
4681 | 1180.946 | 0
4682 | 1180.8 | 0
4683 | 1180.8 | 0
4684 | 1180.8 | 0
4685 | 1180.8 | 0
4686 | 1180.5096 | 0
4687 | 1180.5096 | 0
4688 | 1180.3883 | 0
4689 | 1180.2871 | 0
4690 | 1180 | 0
4691 | 1179.9083 | 0
4692 | 1179.7741 | 0
4693 | 1179.725 | 0
4694 | 1179.3922 | 0
4695 | 1179.3631 | 0
4696 | 1179.3466 | 0
4697 | 1179.255 | 0
4698 | 1179.2 | 0
4699 | 1179.2 | 0
4700 | 1179.2 | 0
4701 | 1179.0386 | 0
4702 | 1178.9974 | 0
4703 | 1178.5865 | 0
4704 | 1178.5 | 0
4705 | 1178.4929 | 0
4706 | 1178.4 | 0
4707 | 1178.4 | 0
4708 | 1178.36 | 0
4709 | 1178.3067 | 0
4710 | 1178.106 | 0
4711 | 1178.0217 | 0
4712 | 1177.8008 | 0
4713 | 1177.8001 | 0
4714 | 1177.6161 | 0
4715 | 1177.5675 | 0
4716 | 1177.554 | 0
4717 | 1177.4916 | 0
4718 | 1177.0613 | 0
4719 | 1176.84 | 0
4720 | 1176.832 | 0
4721 | 1176.8108 | 0
4722 | 1176.8 | 0
4723 | 1176.8 | 0
4724 | 1176.8 | 0
4725 | 1176.8 | 0
4726 | 1176.7039 | 0
4727 | 1176.207 | 0
4728 | 1176.0394 | 0
4729 | 1176 | 0
4730 | 1175.793 | 0
4731 | 1175.544 | 0
4732 | 1175.372 | 0
4733 | 1175.229 | 0
4734 | 1175.2 | 0
4735 | 1175.2 | 0
4736 | 1175.0536 | 0
4737 | 1175.0134 | 0
4738 | 1174.9733 | 0
4739 | 1174.7929 | 0
4740 | 1174.6209 | 0
4741 | 1174.6132 | 0
4742 | 1174.6132 | 0
4743 | 1174.5986 | 0
4744 | 1174.1449 | 0
4745 | 1173.9536 | 0
4746 | 1173.817 | 0
4747 | 1173.8164 | 0
4748 | 1173.7765 | 0
4749 | 1173.6 | 0
4750 | 1173.32 | 0
4751 | 1173.122 | 0
4752 | 1172.832 | 0
4753 | 1172.8 | 0
4754 | 1172.8 | 0
4755 | 1172.3997 | 0
4756 | 1172.2624 | 0
4757 | 1172.039 | 0
4758 | 1172 | 0
4759 | 1172 | 0
4760 | 1171.973 | 0
4761 | 1171.9502 | 0
4762 | 1171.847 | 0
4763 | 1171.6916 | 0
4764 | 1171.349 | 0
4765 | 1171.326 | 0
4766 | 1171.2 | 0
4767 | 1171.09 | 0
4768 | 1171.084 | 0
4769 | 1170.7092 | 0
4770 | 1170.6288 | 0
4771 | 1170.5985 | 0
4772 | 1170.4 | 0
4773 | 1170.3146 | 0
4774 | 1170.2123 | 0
4775 | 1170.2102 | 0
4776 | 1169.848 | 0
4777 | 1169.6 | 0
4778 | 1169.6 | 0
4779 | 1169.6 | 0
4780 | 1169.6 | 0
4781 | 1169.1854 | 0
4782 | 1169.049 | 0
4783 | 1168.8 | 0
4784 | 1168.8 | 0
4785 | 1168.8 | 0
4786 | 1168.6743 | 0
4787 | 1168.515 | 0
4788 | 1168.446 | 0
4789 | 1168.1969 | 0
4790 | 1168.124 | 0
4791 | 1168.045 | 0
4792 | 1168 | 0
4793 | 1168 | 0
4794 | 1168 | 0
4795 | 1167.9465 | 0
4796 | 1167.854 | 0
4797 | 1167.775 | 0
4798 | 1167.7466 | 0
4799 | 1167.432 | 0
4800 | 1167.329 | 0
4801 | 1167.2 | 0
4802 | 1167.2 | 0
4803 | 1167.2 | 0
4804 | 1167.2 | 0
4805 | 1166.9312 | 0
4806 | 1166.901 | 0
4807 | 1166.426 | 0
4808 | 1166.42 | 0
4809 | 1166.4 | 0
4810 | 1166.299 | 0
4811 | 1166.2254 | 0
4812 | 1166.196 | 0
4813 | 1165.9822 | 0
4814 | 1165.8744 | 0
4815 | 1165.8744 | 0
4816 | 1165.6 | 0
4817 | 1165.6 | 0
4818 | 1165.6 | 0
4819 | 1165.6 | 0
4820 | 1165.4076 | 0
4821 | 1165.374 | 0
4822 | 1165.2976 | 0
4823 | 1165.2105 | 0
4824 | 1165.1837 | 0
4825 | 1165.131 | 0
4826 | 1165.0637 | 0
4827 | 1165.0506 | 0
4828 | 1164.8 | 0
4829 | 1164.8 | 0
4830 | 1164.6709 | 0
4831 | 1164.5561 | 0
4832 | 1164.4744 | 0
4833 | 1164.458 | 0
4834 | 1164.3879 | 0
4835 | 1164.3282 | 0
4836 | 1164.3282 | 0
4837 | 1164.3282 | 0
4838 | 1163.9011 | 0
4839 | 1163.639 | 0
4840 | 1163.5669 | 0
4841 | 1163.2 | 0
4842 | 1163.2 | 0
4843 | 1163.1117 | 0
4844 | 1162.8571 | 0
4845 | 1162.8571 | 0
4846 | 1162.7946 | 0
4847 | 1162.7327 | 0
4848 | 1162.6599 | 0
4849 | 1162.556 | 0
4850 | 1162.5522 | 0
4851 | 1162.4 | 0
4852 | 1162.4 | 0
4853 | 1162.384 | 0
4854 | 1162.2995 | 0
4855 | 1162.2995 | 0
4856 | 1162.25 | 0
4857 | 1162.174 | 0
4858 | 1162.1216 | 0
4859 | 1162.094 | 0
4860 | 1161.964 | 0
4861 | 1161.734 | 0
4862 | 1161.6 | 0
4863 | 1161.3384 | 0
4864 | 1161.248 | 0
4865 | 1161.104 | 0
4866 | 1161.093 | 0
4867 | 1161.083 | 0
4868 | 1161.0661 | 0
4869 | 1161.038 | 0
4870 | 1160.8 | 0
4871 | 1160.599 | 0
4872 | 1160.5057 | 0
4873 | 1160.349 | 0
4874 | 1160.2693 | 0
4875 | 1159.956 | 0
4876 | 1159.838 | 0
4877 | 1159.81 | 0
4878 | 1159.54 | 0
4879 | 1159.2 | 0
4880 | 1159.2 | 0
4881 | 1158.633 | 0
4882 | 1158.511 | 0
4883 | 1158.444 | 0
4884 | 1158.4 | 0
4885 | 1158.4 | 0
4886 | 1158.39 | 0
4887 | 1158.2769 | 0
4888 | 1158.2769 | 0
4889 | 1157.6379 | 0
4890 | 1157.6 | 0
4891 | 1157.2293 | 0
4892 | 1157.201 | 0
4893 | 1157.0817 | 0
4894 | 1156.956 | 0
4895 | 1156.8955 | 0
4896 | 1156.8955 | 0
4897 | 1156.838 | 0
4898 | 1156.8 | 0
4899 | 1156.517 | 0
4900 | 1156.3257 | 0
4901 | 1156 | 0
4902 | 1156 | 0
4903 | 1155.725 | 0
4904 | 1155.7145 | 0
4905 | 1155.5019 | 0
4906 | 1155.338 | 0
4907 | 1155.2987 | 0
4908 | 1155.2 | 0
4909 | 1155.2 | 0
4910 | 1154.806 | 0
4911 | 1154.7758 | 0
4912 | 1154.691 | 0
4913 | 1154.1328 | 0
4914 | 1154.1328 | 0
4915 | 1154.0047 | 0
4916 | 1153.9649 | 0
4917 | 1153.6 | 0
4918 | 1153.519 | 0
4919 | 1153.41 | 0
4920 | 1153.367 | 0
4921 | 1153.1952 | 0
4922 | 1152.9763 | 0
4923 | 1152.8 | 0
4924 | 1152.8 | 0
4925 | 1152.8 | 0
4926 | 1152.652 | 0
4927 | 1152 | 0
4928 | 1152 | 0
4929 | 1151.9371 | 0
4930 | 1151.8243 | 0
4931 | 1151.8243 | 0
4932 | 1151.437 | 0
4933 | 1151.05 | 0
4934 | 1150.936 | 0
4935 | 1150.8718 | 0
4936 | 1150.6454 | 0
4937 | 1150.5013 | 0
4938 | 1150.4507 | 0
4939 | 1150.4 | 0
4940 | 1150.4 | 0
4941 | 1150.4 | 0
4942 | 1150.3401 | 0
4943 | 1150.1519 | 0
4944 | 1149.785 | 0
4945 | 1149.6178 | 0
4946 | 1149.6 | 0
4947 | 1149.6 | 0
4948 | 1149.6 | 0
4949 | 1149.254 | 0
4950 | 1149.101 | 0
4951 | 1148.4205 | 0
4952 | 1148.1467 | 0
4953 | 1148.1467 | 0
4954 | 1148.1467 | 0
4955 | 1148 | 0
4956 | 1148 | 0
4957 | 1148 | 0
4958 | 1147.9167 | 0
4959 | 1147.7987 | 0
4960 | 1147.683 | 0
4961 | 1147.5377 | 0
4962 | 1147.534 | 0
4963 | 1147.519 | 0
4964 | 1147.4112 | 0
4965 | 1147.4094 | 0
4966 | 1147.38 | 0
4967 | 1147.369 | 0
4968 | 1147.2 | 0
4969 | 1147.2 | 0
4970 | 1147.2 | 0
4971 | 1147.17 | 0
4972 | 1147.0671 | 0
4973 | 1147.015 | 0
4974 | 1146.697 | 0
4975 | 1146.669 | 0
4976 | 1146.5832 | 0
4977 | 1146.42 | 0
4978 | 1146.4 | 0
4979 | 1146.4 | 0
4980 | 1146.178 | 0
4981 | 1146.147 | 0
4982 | 1145.9282 | 0
4983 | 1145.8446 | 0
4984 | 1145.7167 | 0
4985 | 1145.6 | 0
4986 | 1145.6 | 0
4987 | 1145.6 | 0
4988 | 1145.5301 | 0
4989 | 1145.1539 | 0
4990 | 1144.8 | 0
4991 | 1144.8 | 0
4992 | 1144.8 | 0
4993 | 1144.4632 | 0
4994 | 1144.3567 | 0
4995 | 1144.1924 | 0
4996 | 1144.168 | 0
4997 | 1144 | 0
4998 | 1143.986 | 0
4999 | 1143.3262 | 0
5000 | 1143.278 | 0
5001 | 1143.2188 | 0
5002 | 1143.193 | 0
5003 | 1143.128 | 0
5004 | 1142.5534 | 0
5005 | 1142.4 | 0
5006 | 1142.4 | 0
5007 | 1142.4 | 0
5008 | 1142.4 | 0
5009 | 1142.288 | 0
5010 | 1142.233 | 0
5011 | 1141.8157 | 0
5012 | 1141.7005 | 0
5013 | 1141.6 | 0
5014 | 1141.587 | 0
5015 | 1141.3284 | 0
5016 | 1141.3222 | 0
5017 | 1141.1439 | 0
5018 | 1141.0098 | 0
5019 | 1141.0098 | 0
5020 | 1140.835 | 0
5021 | 1140.8 | 0
5022 | 1140.583 | 0
5023 | 1140.384 | 0
5024 | 1140.3677 | 0
5025 | 1140.2509 | 0
5026 | 1140.056 | 0
5027 | 1140 | 0
5028 | 1140 | 0
5029 | 1140 | 0
5030 | 1139.749 | 0
5031 | 1139.5362 | 0
5032 | 1139.46 | 0
5033 | 1139.333 | 0
5034 | 1139.3205 | 0
5035 | 1139.2 | 0
5036 | 1139.2 | 0
5037 | 1138.585 | 0
5038 | 1138.4192 | 0
5039 | 1138.4 | 0
5040 | 1138.4 | 0
5041 | 1138.269 | 0
5042 | 1138.2471 | 0
5043 | 1138.22 | 0
5044 | 1137.9564 | 0
5045 | 1137.6 | 0
5046 | 1137.6 | 0
5047 | 1137.5314 | 0
5048 | 1137.376 | 0
5049 | 1137.1705 | 0
5050 | 1137.1139 | 0
5051 | 1137.052 | 0
5052 | 1136.8 | 0
5053 | 1136.61 | 0
5054 | 1136.3975 | 0
5055 | 1136.175 | 0
5056 | 1136.1375 | 0
5057 | 1135.9657 | 0
5058 | 1135.9 | 0
5059 | 1135.797 | 0
5060 | 1135.5657 | 0
5061 | 1135.24 | 0
5062 | 1135.205 | 0
5063 | 1135.2 | 0
5064 | 1135.0278 | 0
5065 | 1134.7688 | 0
5066 | 1134.4 | 0
5067 | 1134.4 | 0
5068 | 1134.3734 | 0
5069 | 1134.3301 | 0
5070 | 1134.3297 | 0
5071 | 1134.203 | 0
5072 | 1134.1783 | 0
5073 | 1133.6 | 0
5074 | 1133.5528 | 0
5075 | 1133.4363 | 0
5076 | 1133.4123 | 0
5077 | 1133.191 | 0
5078 | 1133.1751 | 0
5079 | 1132.8406 | 0
5080 | 1132.8 | 0
5081 | 1132.7008 | 0
5082 | 1132.6778 | 0
5083 | 1132.464 | 0
5084 | 1132.1777 | 0
5085 | 1132.013 | 0
5086 | 1132 | 0
5087 | 1132 | 0
5088 | 1131.4817 | 0
5089 | 1131.45 | 0
5090 | 1131.3953 | 0
5091 | 1131.3791 | 0
5092 | 1131.3402 | 0
5093 | 1131.2 | 0
5094 | 1131.2 | 0
5095 | 1131.2 | 0
5096 | 1131.2 | 0
5097 | 1131.076 | 0
5098 | 1131.027 | 0
5099 | 1130.671 | 0
5100 | 1130.656 | 0
5101 | 1130.4682 | 0
5102 | 1130.4 | 0
5103 | 1130.342 | 0
5104 | 1130.2855 | 0
5105 | 1129.8233 | 0
5106 | 1129.6 | 0
5107 | 1129.0885 | 0
5108 | 1128.9285 | 0
5109 | 1128.8 | 0
5110 | 1128.8 | 0
5111 | 1128.8 | 0
5112 | 1128.8 | 0
5113 | 1128.7455 | 0
5114 | 1128.6053 | 0
5115 | 1128.5775 | 0
5116 | 1128 | 0
5117 | 1128 | 0
5118 | 1128 | 0
5119 | 1127.7874 | 0
5120 | 1127.5968 | 0
5121 | 1127.5522 | 0
5122 | 1127.5522 | 0
5123 | 1127.549 | 0
5124 | 1127.493 | 0
5125 | 1127.2 | 0
5126 | 1127.2 | 0
5127 | 1127.2 | 0
5128 | 1127.2 | 0
5129 | 1127.2 | 0
5130 | 1127.015 | 0
5131 | 1126.9881 | 0
5132 | 1126.9766 | 0
5133 | 1126.9696 | 0
5134 | 1126.8 | 0
5135 | 1126.6764 | 0
5136 | 1126.5055 | 0
5137 | 1126.5055 | 0
5138 | 1126.43 | 0
5139 | 1126.4 | 0
5140 | 1126.4 | 0
5141 | 1126.266 | 0
5142 | 1125.992 | 0
5143 | 1125.8148 | 0
5144 | 1125.6 | 0
5145 | 1125.5 | 0
5146 | 1125.488 | 0
5147 | 1125.3411 | 0
5148 | 1125.237 | 0
5149 | 1125.2328 | 0
5150 | 1124.8 | 0
5151 | 1124.637 | 0
5152 | 1124.2295 | 0
5153 | 1124.1761 | 0
5154 | 1124 | 0
5155 | 1123.8746 | 0
5156 | 1123.8746 | 0
5157 | 1123.8746 | 0
5158 | 1123.825 | 0
5159 | 1123.7505 | 0
5160 | 1123.4907 | 0
5161 | 1123.1632 | 0
5162 | 1122.8155 | 0
5163 | 1122.777 | 0
5164 | 1122.775 | 0
5165 | 1122.711 | 0
5166 | 1122.6757 | 0
5167 | 1122.6445 | 0
5168 | 1122.6312 | 0
5169 | 1122.521 | 0
5170 | 1122.4035 | 0
5171 | 1122.4 | 0
5172 | 1122.4 | 0
5173 | 1122.4 | 0
5174 | 1122.3613 | 0
5175 | 1121.8987 | 0
5176 | 1121.6603 | 0
5177 | 1121.6 | 0
5178 | 1121.6 | 0
5179 | 1121.6 | 0
5180 | 1121.6 | 0
5181 | 1121.6 | 0
5182 | 1121.586 | 0
5183 | 1121.5161 | 0
5184 | 1121.2717 | 0
5185 | 1121.1221 | 0
5186 | 1120.8 | 0
5187 | 1120.197 | 0
5188 | 1120.1603 | 0
5189 | 1120.1186 | 0
5190 | 1120 | 0
5191 | 1120 | 0
5192 | 1120 | 0
5193 | 1119.86 | 0
5194 | 1119.4615 | 0
5195 | 1119.4615 | 0
5196 | 1119.408 | 0
5197 | 1119.2978 | 0
5198 | 1119.2 | 0
5199 | 1119.0192 | 0
5200 | 1118.7913 | 0
5201 | 1118.7892 | 0
5202 | 1118.7189 | 0
5203 | 1118.58 | 0
5204 | 1118.4 | 0
5205 | 1118.4 | 0
5206 | 1118.4 | 0
5207 | 1118.4 | 0
5208 | 1118.1698 | 0
5209 | 1118.0342 | 0
5210 | 1117.6 | 0
5211 | 1117.5266 | 0
5212 | 1117.404 | 0
5213 | 1117.2373 | 0
5214 | 1117.2373 | 0
5215 | 1117.132 | 0
5216 | 1117.045 | 0
5217 | 1117.0011 | 0
5218 | 1116.8 | 0
5219 | 1116.4602 | 0
5220 | 1116.444 | 0
5221 | 1116.4404 | 0
5222 | 1115.6435 | 0
5223 | 1115.5132 | 0
5224 | 1115.506 | 0
5225 | 1115.4545 | 0
5226 | 1115.2 | 0
5227 | 1115.2 | 0
5228 | 1115.1485 | 0
5229 | 1114.978 | 0
5230 | 1114.9063 | 0
5231 | 1114.771 | 0
5232 | 1114.766 | 0
5233 | 1114.3042 | 0
5234 | 1114.1294 | 0
5235 | 1114.082 | 0
5236 | 1114.0731 | 0
5237 | 1114.0731 | 0
5238 | 1114.0497 | 0
5239 | 1114.0497 | 0
5240 | 1113.8843 | 0
5241 | 1113.713 | 0
5242 | 1113.621 | 0
5243 | 1113.6 | 0
5244 | 1113.5773 | 0
5245 | 1113.3524 | 0
5246 | 1113.2529 | 0
5247 | 1113.0665 | 0
5248 | 1113.0576 | 0
5249 | 1112.8 | 0
5250 | 1112.6918 | 0
5251 | 1112.5755 | 0
5252 | 1112.4017 | 0
5253 | 1112.084 | 0
5254 | 1112.0011 | 0
5255 | 1112 | 0
5256 | 1111.595 | 0
5257 | 1111.3104 | 0
5258 | 1111.2 | 0
5259 | 1111.2 | 0
5260 | 1111.2 | 0
5261 | 1111.0216 | 0
5262 | 1110.796 | 0
5263 | 1110.708 | 0
5264 | 1110.6197 | 0
5265 | 1110.6197 | 0
5266 | 1110.192 | 0
5267 | 1109.9109 | 0
5268 | 1109.8997 | 0
5269 | 1109.7952 | 0
5270 | 1109.748 | 0
5271 | 1109.6 | 0
5272 | 1109.6 | 0
5273 | 1109.6 | 0
5274 | 1109.428 | 0
5275 | 1109.3055 | 0
5276 | 1109.1642 | 0
5277 | 1108.8 | 0
5278 | 1108.431 | 0
5279 | 1108 | 0
5280 | 1108 | 0
5281 | 1107.6746 | 0
5282 | 1107.5098 | 0
5283 | 1107.3417 | 0
5284 | 1107.2 | 0
5285 | 1106.8931 | 0
5286 | 1106.8777 | 0
5287 | 1106.751 | 0
5288 | 1106.567 | 0
5289 | 1106.5238 | 0
5290 | 1106.5238 | 0
5291 | 1106.455 | 0
5292 | 1106.4 | 0
5293 | 1106.227 | 0
5294 | 1105.904 | 0
5295 | 1105.7849 | 0
5296 | 1105.6 | 0
5297 | 1105.581 | 0
5298 | 1105.284 | 0
5299 | 1105.284 | 0
5300 | 1105.275 | 0
5301 | 1105.1884 | 0
5302 | 1105.1745 | 0
5303 | 1105.0942 | 0
5304 | 1104.938 | 0
5305 | 1104.8061 | 0
5306 | 1104.482 | 0
5307 | 1104.2739 | 0
5308 | 1104.242 | 0
5309 | 1104.063 | 0
5310 | 1104.0155 | 0
5311 | 1104 | 0
5312 | 1104 | 0
5313 | 1103.6522 | 0
5314 | 1103.5739 | 0
5315 | 1103.419 | 0
5316 | 1103.3684 | 0
5317 | 1103.2 | 0
5318 | 1103.2 | 0
5319 | 1102.819 | 0
5320 | 1102.5551 | 0
5321 | 1102.5445 | 0
5322 | 1102.4753 | 0
5323 | 1102.4 | 0
5324 | 1102.4 | 0
5325 | 1102.325 | 0
5326 | 1102.0699 | 0
5327 | 1101.8888 | 0
5328 | 1101.8299 | 0
5329 | 1101.732 | 0
5330 | 1101.6408 | 0
5331 | 1101.6 | 0
5332 | 1101.6 | 0
5333 | 1101.4945 | 0
5334 | 1100.807 | 0
5335 | 1100.8 | 0
5336 | 1100.388 | 0
5337 | 1100.2595 | 0
5338 | 1100.2595 | 0
5339 | 1100.227 | 0
5340 | 1100.114 | 0
5341 | 1100.0177 | 0
5342 | 1100 | 0
5343 | 1099.9253 | 0
5344 | 1099.6024 | 0
5345 | 1099.177 | 0
5346 | 1098.997 | 0
5347 | 1098.9089 | 0
5348 | 1098.8781 | 0
5349 | 1098.8669 | 0
5350 | 1098.458 | 0
5351 | 1098.4 | 0
5352 | 1098.227 | 0
5353 | 1098.1261 | 0
5354 | 1098.0768 | 0
5355 | 1098.0623 | 0
5356 | 1097.92 | 0
5357 | 1097.3959 | 0
5358 | 1097.2 | 0
5359 | 1096.806 | 0
5360 | 1096.7099 | 0
5361 | 1096.2598 | 0
5362 | 1095.8283 | 0
5363 | 1095.822 | 0
5364 | 1095.2 | 0
5365 | 1095.1893 | 0
5366 | 1095.157 | 0
5367 | 1094.9209 | 0
5368 | 1094.6009 | 0
5369 | 1094.5292 | 0
5370 | 1094.4 | 0
5371 | 1094.398 | 0
5372 | 1094.2419 | 0
5373 | 1094.152 | 0
5374 | 1094.1275 | 0
5375 | 1093.9 | 0
5376 | 1093.7182 | 0
5377 | 1093.6 | 0
5378 | 1093.3526 | 0
5379 | 1093.259 | 0
5380 | 1093.0432 | 0
5381 | 1093.028 | 0
5382 | 1092.9827 | 0
5383 | 1092.8 | 0
5384 | 1092.8 | 0
5385 | 1092.7 | 0
5386 | 1092.6207 | 0
5387 | 1092.491 | 0
5388 | 1092.2168 | 0
5389 | 1092 | 0
5390 | 1092 | 0
5391 | 1091.61 | 0
5392 | 1091.5981 | 0
5393 | 1091.508 | 0
5394 | 1091.276 | 0
5395 | 1091.2 | 0
5396 | 1090.8972 | 0
5397 | 1090.7762 | 0
5398 | 1090.5899 | 0
5399 | 1090.429 | 0
5400 | 1090.4 | 0
5401 | 1089.986 | 0
5402 | 1089.836 | 0
5403 | 1089.7222 | 0
5404 | 1089.6 | 0
5405 | 1089.6 | 0
5406 | 1089.279 | 0
5407 | 1089.2673 | 0
5408 | 1088.8 | 0
5409 | 1088.8 | 0
5410 | 1088.8 | 0
5411 | 1088.8 | 0
5412 | 1088.8 | 0
5413 | 1088.675 | 0
5414 | 1088.5696 | 0
5415 | 1088.323 | 0
5416 | 1088.1963 | 0
5417 | 1088 | 0
5418 | 1088 | 0
5419 | 1087.883 | 0
5420 | 1087.8341 | 0
5421 | 1087.8341 | 0
5422 | 1087.8272 | 0
5423 | 1087.4829 | 0
5424 | 1087.344 | 0
5425 | 1087.2 | 0
5426 | 1087.115 | 0
5427 | 1087.0664 | 0
5428 | 1086.631 | 0
5429 | 1086.618 | 0
5430 | 1086.4 | 0
5431 | 1086.4 | 0
5432 | 1086.354 | 0
5433 | 1086.2248 | 0
5434 | 1085.9861 | 0
5435 | 1085.7551 | 0
5436 | 1085.7551 | 0
5437 | 1085.638 | 0
5438 | 1085.6 | 0
5439 | 1085.6 | 0
5440 | 1084.892 | 0
5441 | 1084.8 | 0
5442 | 1084.8 | 0
5443 | 1084.3737 | 0
5444 | 1084.0897 | 0
5445 | 1083.978 | 0
5446 | 1083.813 | 0
5447 | 1083.6514 | 0
5448 | 1083.6407 | 0
5449 | 1083.2 | 0
5450 | 1083.2 | 0
5451 | 1083.1262 | 0
5452 | 1082.9924 | 0
5453 | 1082.942 | 0
5454 | 1082.8362 | 0
5455 | 1082.752 | 0
5456 | 1082.4 | 0
5457 | 1082.4 | 0
5458 | 1082.229 | 0
5459 | 1082.1742 | 0
5460 | 1081.973 | 0
5461 | 1081.9499 | 0
5462 | 1081.611 | 0
5463 | 1081.511 | 0
5464 | 1081.3773 | 0
5465 | 1081.276 | 0
5466 | 1081.252 | 0
5467 | 1081.2144 | 0
5468 | 1081.1711 | 0
5469 | 1081.05 | 0
5470 | 1080.957 | 0
5471 | 1080.8 | 0
5472 | 1080.8 | 0
5473 | 1080.5804 | 0
5474 | 1080.559 | 0
5475 | 1080.396 | 0
5476 | 1080.054 | 0
5477 | 1080 | 0
5478 | 1079.7616 | 0
5479 | 1079.591 | 0
5480 | 1079.2074 | 0
5481 | 1079.2 | 0
5482 | 1078.9867 | 0
5483 | 1078.8483 | 0
5484 | 1078.4 | 0
5485 | 1078.2723 | 0
5486 | 1078.1882 | 0
5487 | 1078.088 | 0
5488 | 1078.045 | 0
5489 | 1077.8998 | 0
5490 | 1077.866 | 0
5491 | 1077.8269 | 0
5492 | 1077.6 | 0
5493 | 1077.6 | 0
5494 | 1077.5727 | 0
5495 | 1077.5368 | 0
5496 | 1077.4669 | 0
5497 | 1077.4462 | 0
5498 | 1077.3961 | 0
5499 | 1077.291 | 0
5500 | 1076.9383 | 0
5501 | 1076.9171 | 0
5502 | 1076.8 | 0
5503 | 1076.8 | 0
5504 | 1076.722 | 0
5505 | 1076.3005 | 0
5506 | 1076.0855 | 0
5507 | 1076.0855 | 0
5508 | 1076.0855 | 0
5509 | 1076.0594 | 0
5510 | 1076 | 0
5511 | 1076 | 0
5512 | 1076 | 0
5513 | 1075.8529 | 0
5514 | 1075.5123 | 0
5515 | 1075.3302 | 0
5516 | 1075.3302 | 0
5517 | 1075.2 | 0
5518 | 1075.2 | 0
5519 | 1074.5947 | 0
5520 | 1074.5947 | 0
5521 | 1074.4 | 0
5522 | 1074.33 | 0
5523 | 1074.0238 | 0
5524 | 1073.9732 | 0
5525 | 1073.6523 | 0
5526 | 1073.6 | 0
5527 | 1073.6 | 0
5528 | 1073.6 | 0
5529 | 1073.6 | 0
5530 | 1073.537 | 0
5531 | 1073.4084 | 0
5532 | 1073.3228 | 0
5533 | 1072.8488 | 0
5534 | 1072.8 | 0
5535 | 1072.8 | 0
5536 | 1072.8 | 0
5537 | 1072.5339 | 0
5538 | 1072.2006 | 0
5539 | 1072.122 | 0
5540 | 1072 | 0
5541 | 1072 | 0
5542 | 1071.8147 | 0
5543 | 1071.6526 | 0
5544 | 1071.6104 | 0
5545 | 1071.458 | 0
5546 | 1071.4449 | 0
5547 | 1071.439 | 0
5548 | 1071.3572 | 0
5549 | 1071.282 | 0
5550 | 1071.2507 | 0
5551 | 1071.2 | 0
5552 | 1071.05 | 0
5553 | 1070.4841 | 0
5554 | 1070.4651 | 0
5555 | 1070.4 | 0
5556 | 1070.4 | 0
5557 | 1070.4 | 0
5558 | 1070.1512 | 0
5559 | 1069.6 | 0
5560 | 1069.4461 | 0
5561 | 1069.424 | 0
5562 | 1069.424 | 0
5563 | 1069.3668 | 0
5564 | 1068.8 | 0
5565 | 1068.7106 | 0
5566 | 1068.5028 | 0
5567 | 1068.0858 | 0
5568 | 1067.9509 | 0
5569 | 1067.8206 | 0
5570 | 1067.6514 | 0
5571 | 1067.464 | 0
5572 | 1067.315 | 0
5573 | 1067.268 | 0
5574 | 1067.2395 | 0
5575 | 1067.2 | 0
5576 | 1066.826 | 0
5577 | 1066.4502 | 0
5578 | 1066.4 | 0
5579 | 1066.2364 | 0
5580 | 1066.076 | 0
5581 | 1065.6 | 0
5582 | 1065.5889 | 0
5583 | 1065.211 | 0
5584 | 1064.8 | 0
5585 | 1064.8 | 0
5586 | 1064.339 | 0
5587 | 1064.2324 | 0
5588 | 1064 | 0
5589 | 1064 | 0
5590 | 1063.922 | 0
5591 | 1062.6763 | 0
5592 | 1062.5736 | 0
5593 | 1062.166 | 0
5594 | 1061.6 | 0
5595 | 1061.5812 | 0
5596 | 1061.564 | 0
5597 | 1061.519 | 0
5598 | 1061.386 | 0
5599 | 1061.094 | 0
5600 | 1060.8905 | 0
5601 | 1060.777 | 0
5602 | 1060.1998 | 0
5603 | 1060.1419 | 0
5604 | 1059.8843 | 0
5605 | 1059.7836 | 0
5606 | 1059.5877 | 0
5607 | 1059.333 | 0
5608 | 1058.8184 | 0
5609 | 1058.51 | 0
5610 | 1058.1277 | 0
5611 | 1057.9646 | 0
5612 | 1057.6778 | 0
5613 | 1057.6 | 0
5614 | 1057.6 | 0
5615 | 1057.6 | 0
5616 | 1057.4129 | 0
5617 | 1057.156 | 0
5618 | 1056.4835 | 0
5619 | 1056 | 0
5620 | 1056 | 0
5621 | 1056 | 0
5622 | 1056 | 0
5623 | 1055.859 | 0
5624 | 1055.456 | 0
5625 | 1055.365 | 0
5626 | 1055.2 | 0
5627 | 1055.169 | 0
5628 | 1055.099 | 0
5629 | 1055.082 | 0
5630 | 1054.9635 | 0
5631 | 1054.7357 | 0
5632 | 1054.7357 | 0
5633 | 1054.7081 | 0
5634 | 1054.4 | 0
5635 | 1054.4 | 0
5636 | 1054.4 | 0
5637 | 1054.2475 | 0
5638 | 1054.0186 | 0
5639 | 1053.7961 | 0
5640 | 1053.719 | 0
5641 | 1053.6 | 0
5642 | 1053.267 | 0
5643 | 1053.168 | 0
5644 | 1052.302 | 0
5645 | 1052 | 0
5646 | 1051.8925 | 0
5647 | 1051.3962 | 0
5648 | 1051.2209 | 0
5649 | 1051.2 | 0
5650 | 1051.2 | 0
5651 | 1051.2 | 0
5652 | 1051.1298 | 0
5653 | 1051.0647 | 0
5654 | 1051.0551 | 0
5655 | 1050.9114 | 0
5656 | 1050.829 | 0
5657 | 1050.4 | 0
5658 | 1050.3472 | 0
5659 | 1050.3226 | 0
5660 | 1050.3226 | 0
5661 | 1050.3226 | 0
5662 | 1050.113 | 0
5663 | 1049.8395 | 0
5664 | 1049.667 | 0
5665 | 1049.6 | 0
5666 | 1049.5751 | 0
5667 | 1049.4094 | 0
5668 | 1049.2758 | 0
5669 | 1049.2511 | 0
5670 | 1049.1048 | 0
5671 | 1048.5359 | 0
5672 | 1048.2088 | 0
5673 | 1048.116 | 0
5674 | 1048 | 0
5675 | 1048 | 0
5676 | 1047.8219 | 0
5677 | 1047.7675 | 0
5678 | 1047.7675 | 0
5679 | 1047.2 | 0
5680 | 1047.146 | 0
5681 | 1047.104 | 0
5682 | 1046.5357 | 0
5683 | 1046.5245 | 0
5684 | 1046.4 | 0
5685 | 1046.4 | 0
5686 | 1046.3142 | 0
5687 | 1046.053 | 0
5688 | 1045.7588 | 0
5689 | 1045.7035 | 0
5690 | 1045.6 | 0
5691 | 1045.6 | 0
5692 | 1045.1739 | 0
5693 | 1044.9992 | 0
5694 | 1044.814 | 0
5695 | 1044.8 | 0
5696 | 1044.8 | 0
5697 | 1044.668 | 0
5698 | 1044.091 | 0
5699 | 1044.046 | 0
5700 | 1044 | 0
5701 | 1044 | 0
5702 | 1044 | 0
5703 | 1043.7397 | 0
5704 | 1043.557 | 0
5705 | 1043.2 | 0
5706 | 1043.0311 | 0
5707 | 1042.9674 | 0
5708 | 1042.9327 | 0
5709 | 1042.651 | 0
5710 | 1042.494 | 0
5711 | 1042.2318 | 0
5712 | 1041.9355 | 0
5713 | 1041.8741 | 0
5714 | 1041.8558 | 0
5715 | 1041.693 | 0
5716 | 1041.6 | 0
5717 | 1041.4963 | 0
5718 | 1041.064 | 0
5719 | 1040.947 | 0
5720 | 1040.8 | 0
5721 | 1040.75 | 0
5722 | 1040.5708 | 0
5723 | 1040.3999 | 0
5724 | 1040.324 | 0
5725 | 1040.17 | 0
5726 | 1040.17 | 0
5727 | 1040.0298 | 0
5728 | 1040.0253 | 0
5729 | 1040.0253 | 0
5730 | 1040.0253 | 0
5731 | 1040 | 0
5732 | 1040 | 0
5733 | 1039.8662 | 0
5734 | 1039.674 | 0
5735 | 1039.5433 | 0
5736 | 1039.4979 | 0
5737 | 1039.4793 | 0
5738 | 1039.2 | 0
5739 | 1038.7663 | 0
5740 | 1038.644 | 0
5741 | 1038.439 | 0
5742 | 1038.0979 | 0
5743 | 1038.0979 | 0
5744 | 1038.061 | 0
5745 | 1037.8187 | 0
5746 | 1037.81 | 0
5747 | 1037.6411 | 0
5748 | 1037.6 | 0
5749 | 1037.4685 | 0
5750 | 1037.0083 | 0
5751 | 1036.9885 | 0
5752 | 1036.9712 | 0
5753 | 1036.8 | 0
5754 | 1036.8 | 0
5755 | 1036.7165 | 0
5756 | 1036.4355 | 0
5757 | 1036.3477 | 0
5758 | 1036.347 | 0
5759 | 1035.63 | 0
5760 | 1035.6122 | 0
5761 | 1035.489 | 0
5762 | 1035.3352 | 0
5763 | 1035.2371 | 0
5764 | 1035.196 | 0
5765 | 1034.934 | 0
5766 | 1034.8766 | 0
5767 | 1034.4 | 0
5768 | 1034.163 | 0
5769 | 1034.1411 | 0
5770 | 1034.1178 | 0
5771 | 1034.0283 | 0
5772 | 1033.825 | 0
5773 | 1033.754 | 0
5774 | 1033.564 | 0
5775 | 1033.486 | 0
5776 | 1033.4007 | 0
5777 | 1033.3278 | 0
5778 | 1032.9192 | 0
5779 | 1032.8 | 0
5780 | 1032.8 | 0
5781 | 1032.7373 | 0
5782 | 1032.5724 | 0
5783 | 1032.5448 | 0
5784 | 1032 | 0
5785 | 1031.9346 | 0
5786 | 1031.8818 | 0
5787 | 1031.53 | 0
5788 | 1031.203 | 0
5789 | 1031.2 | 0
5790 | 1031.199 | 0
5791 | 1031.1911 | 0
5792 | 1031.1911 | 0
5793 | 1030.8817 | 0
5794 | 1030.5004 | 0
5795 | 1030.4 | 0
5796 | 1030.094 | 0
5797 | 1029.977 | 0
5798 | 1029.964 | 0
5799 | 1029.6 | 0
5800 | 1029.466 | 0
5801 | 1029.119 | 0
5802 | 1029.119 | 0
5803 | 1028.874 | 0
5804 | 1028.83 | 0
5805 | 1028.8 | 0
5806 | 1028.635 | 0
5807 | 1028.4225 | 0
5808 | 1028.257 | 0
5809 | 1028 | 0
5810 | 1028 | 0
5811 | 1027.9858 | 0
5812 | 1027.7377 | 0
5813 | 1027.48 | 0
5814 | 1027.129 | 0
5815 | 1027.0912 | 0
5816 | 1026.622 | 0
5817 | 1026.462 | 0
5818 | 1026.4 | 0
5819 | 1026.4 | 0
5820 | 1026.3765 | 0
5821 | 1025.9707 | 0
5822 | 1025.3149 | 0
5823 | 1025.232 | 0
5824 | 1025.0301 | 0
5825 | 1024.9954 | 0
5826 | 1024.991 | 0
5827 | 1024.287 | 0
5828 | 1024.0045 | 0
5829 | 1024 | 0
5830 | 1023.3432 | 0
5831 | 1023.2276 | 0
5832 | 1023.2024 | 0
5833 | 1022.9029 | 0
5834 | 1022.571 | 0
5835 | 1022.55 | 0
5836 | 1022.4 | 0
5837 | 1022.2874 | 0
5838 | 1022.2122 | 0
5839 | 1021.6373 | 0
5840 | 1021.6 | 0
5841 | 1021.5215 | 0
5842 | 1021.1849 | 0
5843 | 1021.024 | 0
5844 | 1020.8968 | 0
5845 | 1020.8968 | 0
5846 | 1020.8308 | 0
5847 | 1020.8308 | 0
5848 | 1020.8 | 0
5849 | 1020.5365 | 0
5850 | 1020.516 | 0
5851 | 1020 | 0
5852 | 1020 | 0
5853 | 1019.8339 | 0
5854 | 1019.831 | 0
5855 | 1019.4494 | 0
5856 | 1019.4307 | 0
5857 | 1019.2 | 0
5858 | 1019.2 | 0
5859 | 1019.092 | 0
5860 | 1018.6952 | 0
5861 | 1018.4 | 0
5862 | 1018.275 | 0
5863 | 1018.1982 | 0
5864 | 1018.0681 | 0
5865 | 1017.97 | 0
5866 | 1017.789 | 0
5867 | 1017.622 | 0
5868 | 1017.2747 | 0
5869 | 1017.1236 | 0
5870 | 1017.049 | 0
5871 | 1016.8 | 0
5872 | 1016.1898 | 0
5873 | 1016.173 | 0
5874 | 1016 | 0
5875 | 1016 | 0
5876 | 1016 | 0
5877 | 1016 | 0
5878 | 1015.996 | 0
5879 | 1015.996 | 0
5880 | 1015.736 | 0
5881 | 1015.72 | 0
5882 | 1015.4608 | 0
5883 | 1015.0755 | 0
5884 | 1015.0176 | 0
5885 | 1014.4 | 0
5886 | 1014.4 | 0
5887 | 1014.359 | 0
5888 | 1014.0104 | 0
5889 | 1013.9043 | 0
5890 | 1013.2333 | 0
5891 | 1012.9324 | 0
5892 | 1012.811 | 0
5893 | 1012.5426 | 0
5894 | 1012.197 | 0
5895 | 1012 | 0
5896 | 1011.616 | 0
5897 | 1011.485 | 0
5898 | 1010.9393 | 0
5899 | 1010.911 | 0
5900 | 1010.871 | 0
5901 | 1010.5833 | 0
5902 | 1010.4706 | 0
5903 | 1010.4 | 0
5904 | 1009.939 | 0
5905 | 1009.8492 | 0
5906 | 1009.7099 | 0
5907 | 1009.6 | 0
5908 | 1009.0892 | 0
5909 | 1008.8 | 0
5910 | 1008.77 | 0
5911 | 1008.407 | 0
5912 | 1008.3985 | 0
5913 | 1008.3985 | 0
5914 | 1008.2725 | 0
5915 | 1008 | 0
5916 | 1007.9081 | 0
5917 | 1007.2 | 0
5918 | 1007.057 | 0
5919 | 1007.0171 | 0
5920 | 1006.9788 | 0
5921 | 1006.9269 | 0
5922 | 1006.925 | 0
5923 | 1006.4 | 0
5924 | 1006.4 | 0
5925 | 1005.6358 | 0
5926 | 1005.3405 | 0
5927 | 1004.7203 | 0
5928 | 1004.4362 | 0
5929 | 1004.3509 | 0
5930 | 1004.2544 | 0
5931 | 1004 | 0
5932 | 1003.9848 | 0
5933 | 1003.5637 | 0
5934 | 1003.5499 | 0
5935 | 1003.5325 | 0
5936 | 1003.501 | 0
5937 | 1003.211 | 0
5938 | 1003.197 | 0
5939 | 1003.1398 | 0
5940 | 1002.649 | 0
5941 | 1002.5404 | 0
5942 | 1002.4448 | 0
5943 | 1002.3878 | 0
5944 | 1002.061 | 0
5945 | 1001.7782 | 0
5946 | 1001.4733 | 0
5947 | 1001.0427 | 0
5948 | 1001.0427 | 0
5949 | 1001.0427 | 0
5950 | 1000.8 | 0
5951 | 1000.6964 | 0
5952 | 1000.3072 | 0
5953 | 1000.1103 | 0
5954 | 1000 | 0
5955 | 999.966 | 0
5956 | 999.303 | 0
5957 | 999.2 | 0
5958 | 999.188 | 0
5959 | 999.0366 | 0
5960 | 998.7939 | 0
5961 | 998.7617 | 0
5962 | 998.7289 | 0
5963 | 998.4 | 0
5964 | 998.236 | 0
5965 | 998.1356 | 0
5966 | 997.74 | 0
5967 | 997.6 | 0
5968 | 997.558 | 0
5969 | 997.388 | 0
5970 | 997.387 | 0
5971 | 996.949 | 0
5972 | 996.848 | 0
5973 | 996.8117 | 0
5974 | 996.8 | 0
5975 | 996.612 | 0
5976 | 996 | 0
5977 | 995.2755 | 0
5978 | 995.2 | 0
5979 | 995.2 | 0
5980 | 994.822 | 0
5981 | 994.4167 | 0
5982 | 994.4 | 0
5983 | 994.134 | 0
5984 | 994.1031 | 0
5985 | 993.966 | 0
5986 | 993.9174 | 0
5987 | 993.8319 | 0
5988 | 993.6875 | 0
5989 | 993.6 | 0
5990 | 993.5084 | 0
5991 | 993.2035 | 0
5992 | 992.8 | 0
5993 | 992.7355 | 0
5994 | 992.2165 | 0
5995 | 992.147 | 0
5996 | 992 | 0
5997 | 991.3731 | 0
5998 | 991.2 | 0
5999 | 991.14 | 0
6000 | 991.1314 | 0
6001 | 991.078 | 0
6002 | 991.068 | 0
6003 | 990.4614 | 0
6004 | 990.0065 | 0
6005 | 989.602 | 0
6006 | 989.561 | 0
6007 | 989.2744 | 0
6008 | 989.2744 | 0
6009 | 988.9209 | 0
6010 | 988.8 | 0
6011 | 988.8 | 0
6012 | 988.5389 | 0
6013 | 988.449 | 0
6014 | 988.3687 | 0
6015 | 988.3687 | 0
6016 | 987.833 | 0
6017 | 987.823 | 0
6018 | 987.594 | 0
6019 | 986.9251 | 0
6020 | 986.7115 | 0
6021 | 985.6059 | 0
6022 | 985.6 | 0
6023 | 985.6 | 0
6024 | 985.1178 | 0
6025 | 984.961 | 0
6026 | 984.8613 | 0
6027 | 984.8 | 0
6028 | 983.6487 | 0
6029 | 983.2 | 0
6030 | 983.0315 | 0
6031 | 982.8432 | 0
6032 | 982.8432 | 0
6033 | 982.402 | 0
6034 | 982.4 | 0
6035 | 981.6 | 0
6036 | 981.3959 | 0
6037 | 981.304 | 0
6038 | 980.994 | 0
6039 | 980.8 | 0
6040 | 980.4482 | 0
6041 | 980.197 | 0
6042 | 979.933 | 0
6043 | 979.2 | 0
6044 | 979.152 | 0
6045 | 979.12 | 0
6046 | 979.053 | 0
6047 | 978.9424 | 0
6048 | 978.516 | 0
6049 | 978.4 | 0
6050 | 978.4 | 0
6051 | 978.1652 | 0
6052 | 977.329 | 0
6053 | 977.25 | 0
6054 | 976.907 | 0
6055 | 976.828 | 0
6056 | 976.8 | 0
6057 | 976.8 | 0
6058 | 976.5554 | 0
6059 | 976.1213 | 0
6060 | 976.035 | 0
6061 | 976.002 | 0
6062 | 975.9364 | 0
6063 | 975.8383 | 0
6064 | 975.5698 | 0
6065 | 975.2784 | 0
6066 | 975.268 | 0
6067 | 974.5728 | 0
6068 | 974.555 | 0
6069 | 974.019 | 0
6070 | 973.8643 | 0
6071 | 973.8643 | 0
6072 | 973.6 | 0
6073 | 973.1736 | 0
6074 | 973.1736 | 0
6075 | 973.1736 | 0
6076 | 972.841 | 0
6077 | 972.737 | 0
6078 | 972.383 | 0
6079 | 972.3574 | 0
6080 | 972.165 | 0
6081 | 972 | 0
6082 | 971.536 | 0
6083 | 971.201 | 0
6084 | 971.2 | 0
6085 | 971.1397 | 0
6086 | 970.887 | 0
6087 | 970.8864 | 0
6088 | 970.741 | 0
6089 | 970.4 | 0
6090 | 970.3841 | 0
6091 | 970.1509 | 0
6092 | 969.7735 | 0
6093 | 969.506 | 0
6094 | 969.134 | 0
6095 | 969.0295 | 0
6096 | 968.9779 | 0
6097 | 968.8011 | 0
6098 | 968.8 | 0
6099 | 968.3737 | 0
6100 | 968.3388 | 0
6101 | 968 | 0
6102 | 967.693 | 0
6103 | 967.4928 | 0
6104 | 967.4233 | 0
6105 | 967.2088 | 0
6106 | 967.2 | 0
6107 | 967.2 | 0
6108 | 966.9575 | 0
6109 | 966.9575 | 0
6110 | 966.93 | 0
6111 | 966.5111 | 0
6112 | 966.2668 | 0
6113 | 966.192 | 0
6114 | 966.144 | 0
6115 | 965.839 | 0
6116 | 965.4739 | 0
6117 | 965.107 | 0
6118 | 964.8 | 0
6119 | 964.8 | 0
6120 | 964.4063 | 0
6121 | 964.1947 | 0
6122 | 964 | 0
6123 | 963.4036 | 0
6124 | 963.2 | 0
6125 | 963.2 | 0
6126 | 962.7957 | 0
6127 | 962.5079 | 0
6128 | 962.443 | 0
6129 | 962.4338 | 0
6130 | 962.0602 | 0
6131 | 961.6 | 0
6132 | 961.6 | 0
6133 | 961.5296 | 0
6134 | 961.4501 | 0
6135 | 961.3246 | 0
6136 | 961.0472 | 0
6137 | 961.001 | 0
6138 | 960.8 | 0
6139 | 960.752 | 0
6140 | 960.7413 | 0
6141 | 960.2503 | 0
6142 | 960 | 0
6143 | 960 | 0
6144 | 959.8536 | 0
6145 | 959.437 | 0
6146 | 958.726 | 0
6147 | 958.609 | 0
6148 | 958.182 | 0
6149 | 957.674 | 0
6150 | 957.647 | 0
6151 | 957.6 | 0
6152 | 957.6 | 0
6153 | 957.501 | 0
6154 | 956.9115 | 0
6155 | 956.861 | 0
6156 | 956.4739 | 0
6157 | 956.176 | 0
6158 | 956.176 | 0
6159 | 955.9065 | 0
6160 | 955.563 | 0
6161 | 955.4405 | 0
6162 | 955.36 | 0
6163 | 955.2158 | 0
6164 | 954.794 | 0
6165 | 954.5252 | 0
6166 | 954.5088 | 0
6167 | 954.4075 | 0
6168 | 954.4 | 0
6169 | 953.993 | 0
6170 | 953.6 | 0
6171 | 953.6 | 0
6172 | 953.4016 | 0
6173 | 952.8174 | 0
6174 | 952.8 | 0
6175 | 952.1242 | 0
6176 | 951.6977 | 0
6177 | 951.408 | 0
6178 | 951.2 | 0
6179 | 951.0801 | 0
6180 | 951.0274 | 0
6181 | 950.4987 | 0
6182 | 950.4 | 0
6183 | 950.4 | 0
6184 | 950.4 | 0
6185 | 949.841 | 0
6186 | 949.7888 | 0
6187 | 949.6904 | 0
6188 | 949.6 | 0
6189 | 949.6 | 0
6190 | 949.6 | 0
6191 | 949.6 | 0
6192 | 949.5925 | 0
6193 | 949.208 | 0
6194 | 948.6415 | 0
6195 | 948.631 | 0
6196 | 948.3591 | 0
6197 | 947.273 | 0
6198 | 946.9489 | 0
6199 | 946.4 | 0
6200 | 946.1464 | 0
6201 | 945.9468 | 0
6202 | 945.9063 | 0
6203 | 945.9063 | 0
6204 | 945.8787 | 0
6205 | 945.2549 | 0
6206 | 945.1432 | 0
6207 | 944.8 | 0
6208 | 944.397 | 0
6209 | 944.3424 | 0
6210 | 944.1649 | 0
6211 | 943.9799 | 0
6212 | 943.5293 | 0
6213 | 943.4742 | 0
6214 | 943.2 | 0
6215 | 943.2 | 0
6216 | 943.2 | 0
6217 | 942.426 | 0
6218 | 942.4 | 0
6219 | 942.4 | 0
6220 | 942.4 | 0
6221 | 942.4 | 0
6222 | 942.1656 | 0
6223 | 941.4022 | 0
6224 | 940.8 | 0
6225 | 939.5312 | 0
6226 | 939.3301 | 0
6227 | 939.3183 | 0
6228 | 939.259 | 0
6229 | 938.7295 | 0
6230 | 938.571 | 0
6231 | 937.788 | 0
6232 | 937.6 | 0
6233 | 936.9874 | 0
6234 | 936.9532 | 0
6235 | 936.672 | 0
6236 | 936.447 | 0
6237 | 936.0094 | 0
6238 | 936 | 0
6239 | 935.942 | 0
6240 | 935.4336 | 0
6241 | 935.0749 | 0
6242 | 934.4 | 0
6243 | 934.389 | 0
6244 | 934.3477 | 0
6245 | 934.1267 | 0
6246 | 934.1104 | 0
6247 | 933.8677 | 0
6248 | 933.853 | 0
6249 | 933.7278 | 0
6250 | 933.699 | 0
6251 | 933.6 | 0
6252 | 933.17 | 0
6253 | 933.114 | 0
6254 | 933.1028 | 0
6255 | 932.616 | 0
6256 | 932.4233 | 0
6257 | 932.415 | 0
6258 | 932 | 0
6259 | 932 | 0
6260 | 931.0419 | 0
6261 | 930.985 | 0
6262 | 930.64 | 0
6263 | 930.6139 | 0
6264 | 930.0798 | 0
6265 | 930.0669 | 0
6266 | 929.6605 | 0
6267 | 929.5402 | 0
6268 | 928.89 | 0
6269 | 928.5379 | 0
6270 | 928.2792 | 0
6271 | 927.5885 | 0
6272 | 927.2 | 0
6273 | 927.2 | 0
6274 | 926.8978 | 0
6275 | 926.8872 | 0
6276 | 926.8434 | 0
6277 | 926.6013 | 0
6278 | 925.5164 | 0
6279 | 925.2842 | 0
6280 | 924.9656 | 0
6281 | 924.647 | 0
6282 | 924 | 0
6283 | 923.2 | 0
6284 | 923.2 | 0
6285 | 923.0026 | 0
6286 | 923.0026 | 0
6287 | 922.415 | 0
6288 | 921.625 | 0
6289 | 921.6 | 0
6290 | 921.6 | 0
6291 | 920.542 | 0
6292 | 920.17 | 0
6293 | 920.1355 | 0
6294 | 920 | 0
6295 | 919.991 | 0
6296 | 919.3003 | 0
6297 | 918.666 | 0
6298 | 918.6645 | 0
6299 | 918.6096 | 0
6300 | 918.411 | 0
6301 | 918.4 | 0
6302 | 918.03 | 0
6303 | 917.901 | 0
6304 | 916.9976 | 0
6305 | 916.0101 | 0
6306 | 916 | 0
6307 | 915.603 | 0
6308 | 915.477 | 0
6309 | 915.255 | 0
6310 | 915.2 | 0
6311 | 914.8386 | 0
6312 | 914.3338 | 0
6313 | 914.2514 | 0
6314 | 914.0068 | 0
6315 | 913.5158 | 0
6316 | 912.0448 | 0
6317 | 912 | 0
6318 | 911.7028 | 0
6319 | 911.7028 | 0
6320 | 911.6949 | 0
6321 | 911.5146 | 0
6322 | 911.1879 | 0
6323 | 910.899 | 0
6324 | 910.3214 | 0
6325 | 909.1027 | 0
6326 | 908.4526 | 0
6327 | 908.0488 | 0
6328 | 907.915 | 0
6329 | 907.5587 | 0
6330 | 906.4 | 0
6331 | 906.4 | 0
6332 | 906.2351 | 0
6333 | 906.1606 | 0
6334 | 906.1606 | 0
6335 | 906.1208 | 0
6336 | 905.877 | 0
6337 | 905.6 | 0
6338 | 905.5732 | 0
6339 | 905.477 | 0
6340 | 905.4251 | 0
6341 | 905.259 | 0
6342 | 905.101 | 0
6343 | 904.8 | 0
6344 | 904.3835 | 0
6345 | 904.057 | 0
6346 | 904 | 0
6347 | 904 | 0
6348 | 903.8122 | 0
6349 | 903.735 | 0
6350 | 903.2 | 0
6351 | 902.483 | 0
6352 | 902.102 | 0
6353 | 901.6 | 0
6354 | 900.704 | 0
6355 | 900.697 | 0
6356 | 900.2029 | 0
6357 | 900.079 | 0
6358 | 899.6868 | 0
6359 | 899.541 | 0
6360 | 899.2 | 0
6361 | 898.8077 | 0
6362 | 898.5931 | 0
6363 | 898.574 | 0
6364 | 898.4 | 0
6365 | 898.155 | 0
6366 | 898.0699 | 0
6367 | 897.95 | 0
6368 | 897.6 | 0
6369 | 896.5867 | 0
6370 | 896 | 0
6371 | 895.8243 | 0
6372 | 895.1263 | 0
6373 | 895.1263 | 0
6374 | 895.0328 | 0
6375 | 894.9055 | 0
6376 | 894.813 | 0
6377 | 894.4 | 0
6378 | 893.7415 | 0
6379 | 892.9213 | 0
6380 | 892.8 | 0
6381 | 892.8 | 0
6382 | 891.925 | 0
6383 | 891.6729 | 0
6384 | 891.6729 | 0
6385 | 891.524 | 0
6386 | 891.267 | 0
6387 | 890.7147 | 0
6388 | 890.4 | 0
6389 | 890.4 | 0
6390 | 889.7008 | 0
6391 | 889.368 | 0
6392 | 889.2437 | 0
6393 | 889.005 | 0
6394 | 888.9102 | 0
6395 | 888.252 | 0
6396 | 888.082 | 0
6397 | 888.077 | 0
6398 | 888.0562 | 0
6399 | 888 | 0
6400 | 887.264 | 0
6401 | 887.0799 | 0
6402 | 886.366 | 0
6403 | 886.201 | 0
6404 | 886.193 | 0
6405 | 885.9086 | 0
6406 | 885.4685 | 0
6407 | 884.928 | 0
6408 | 883.3154 | 0
6409 | 883.2 | 0
6410 | 882.8525 | 0
6411 | 882.8417 | 0
6412 | 882.8235 | 0
6413 | 882.694 | 0
6414 | 882.651 | 0
6415 | 882.624 | 0
6416 | 882.579 | 0
6417 | 882.1064 | 0
6418 | 881.612 | 0
6419 | 881.4527 | 0
6420 | 881.3451 | 0
6421 | 880.938 | 0
6422 | 880.8 | 0
6423 | 880.622 | 0
6424 | 880 | 0
6425 | 879.9313 | 0
6426 | 879.7304 | 0
6427 | 879.2406 | 0
6428 | 879.0094 | 0
6429 | 878.5446 | 0
6430 | 878.4 | 0
6431 | 877.8811 | 0
6432 | 877.6 | 0
6433 | 877.3751 | 0
6434 | 876.805 | 0
6435 | 876.8 | 0
6436 | 876.8 | 0
6437 | 876.8 | 0
6438 | 876.5771 | 0
6439 | 876.383 | 0
6440 | 876.0043 | 0
6441 | 875.7872 | 0
6442 | 875.2 | 0
6443 | 874.7245 | 0
6444 | 874.2602 | 0
6445 | 874.205 | 0
6446 | 873.0622 | 0
6447 | 873.013 | 0
6448 | 872.9741 | 0
6449 | 872.0645 | 0
6450 | 871.996 | 0
6451 | 871.6431 | 0
6452 | 871.2 | 0
6453 | 870.304 | 0
6454 | 870.2617 | 0
6455 | 869.633 | 0
6456 | 869.487 | 0
6457 | 866.892 | 0
6458 | 866.164 | 0
6459 | 866.1271 | 0
6460 | 864.861 | 0
6461 | 864.8 | 0
6462 | 864.1732 | 0
6463 | 863.605 | 0
6464 | 863.52 | 0
6465 | 863.2 | 0
6466 | 861.9735 | 0
6467 | 861.226 | 0
6468 | 860.9694 | 0
6469 | 860.8 | 0
6470 | 860.8 | 0
6471 | 860.713 | 0
6472 | 860.5921 | 0
6473 | 860.551 | 0
6474 | 859.624 | 0
6475 | 859.4179 | 0
6476 | 858.742 | 0
6477 | 858.4429 | 0
6478 | 858.4 | 0
6479 | 858.2665 | 0
6480 | 858.247 | 0
6481 | 857.2624 | 0
6482 | 857.0857 | 0
6483 | 856.951 | 0
6484 | 856.555 | 0
6485 | 856.2803 | 0
6486 | 856 | 0
6487 | 855.7574 | 0
6488 | 855.543 | 0
6489 | 855.4501 | 0
6490 | 855.4089 | 0
6491 | 855.2 | 0
6492 | 855.171 | 0
6493 | 854.4 | 0
6494 | 853.6 | 0
6495 | 853.2232 | 0
6496 | 852.8 | 0
6497 | 852.6441 | 0
6498 | 851.9365 | 0
6499 | 851.5291 | 0
6500 | 851.215 | 0
6501 | 851.2 | 0
6502 | 850.4 | 0
6503 | 850.341 | 0
6504 | 849.9704 | 0
6505 | 848.8505 | 0
6506 | 848.7901 | 0
6507 | 848.4842 | 0
6508 | 848.1616 | 0
6509 | 848.1598 | 0
6510 | 848 | 0
6511 | 847.2718 | 0
6512 | 846.3463 | 0
6513 | 846.0043 | 0
6514 | 845.6 | 0
6515 | 845.369 | 0
6516 | 845.333 | 0
6517 | 845.2702 | 0
6518 | 844.8066 | 0
6519 | 844.7064 | 0
6520 | 843.9182 | 0
6521 | 843.7136 | 0
6522 | 843.2 | 0
6523 | 842.753 | 0
6524 | 842.1704 | 0
6525 | 842.0808 | 0
6526 | 840.5623 | 0
6527 | 840 | 0
6528 | 840 | 0
6529 | 839.555 | 0
6530 | 839.44 | 0
6531 | 838.4 | 0
6532 | 838.4 | 0
6533 | 837.4805 | 0
6534 | 837.0277 | 0
6535 | 836.8 | 0
6536 | 836.64 | 0
6537 | 836 | 0
6538 | 835.9855 | 0
6539 | 835.7275 | 0
6540 | 835.519 | 0
6541 | 833.8618 | 0
6542 | 833.363 | 0
6543 | 832.2691 | 0
6544 | 831.2 | 0
6545 | 831.19 | 0
6546 | 831.1376 | 0
6547 | 830.0973 | 0
6548 | 829.986 | 0
6549 | 829.6 | 0
6550 | 829.113 | 0
6551 | 828.8 | 0
6552 | 828.8 | 0
6553 | 828.8 | 0
6554 | 828.4586 | 0
6555 | 828.43 | 0
6556 | 828.2161 | 0
6557 | 827.5326 | 0
6558 | 827.2 | 0
6559 | 826.7486 | 0
6560 | 826.6632 | 0
6561 | 826.4 | 0
6562 | 825.915 | 0
6563 | 825.6 | 0
6564 | 824.194 | 0
6565 | 823.7824 | 0
6566 | 823.5547 | 0
6567 | 823.2952 | 0
6568 | 823.2952 | 0
6569 | 822.6911 | 0
6570 | 822.307 | 0
6571 | 822.233 | 0
6572 | 821.2232 | 0
6573 | 820.8 | 0
6574 | 820.686 | 0
6575 | 820.5325 | 0
6576 | 820.5103 | 0
6577 | 820 | 0
6578 | 819.4309 | 0
6579 | 818.6338 | 0
6580 | 818.4 | 0
6581 | 817.356 | 0
6582 | 817.3512 | 0
6583 | 816.4272 | 0
6584 | 816 | 0
6585 | 815.6977 | 0
6586 | 815.3764 | 0
6587 | 815.3764 | 0
6588 | 814.7659 | 0
6589 | 813.6256 | 0
6590 | 813.6256 | 0
6591 | 813.6 | 0
6592 | 812.644 | 0
6593 | 812.402 | 0
6594 | 812.063 | 0
6595 | 812 | 0
6596 | 811.981 | 0
6597 | 811.5093 | 0
6598 | 810.397 | 0
6599 | 809.4815 | 0
6600 | 809.242 | 0
6601 | 808.8 | 0
6602 | 807.601 | 0
6603 | 806.8654 | 0
6604 | 806.512 | 0
6605 | 806.1299 | 0
6606 | 806.027 | 0
6607 | 805.6 | 0
6608 | 804.961 | 0
6609 | 804.6468 | 0
6610 | 803.82 | 0
6611 | 803.013 | 0
6612 | 802.622 | 0
6613 | 802.2911 | 0
6614 | 802.242 | 0
6615 | 802.2369 | 0
6616 | 801.8299 | 0
6617 | 800.5026 | 0
6618 | 799.5406 | 0
6619 | 799.2 | 0
6620 | 799.112 | 0
6621 | 799.087 | 0
6622 | 798.5303 | 0
6623 | 798.4 | 0
6624 | 797.7399 | 0
6625 | 797.6 | 0
6626 | 797.6 | 0
6627 | 797.587 | 0
6628 | 796.5663 | 0
6629 | 795.2945 | 0
6630 | 793.1348 | 0
6631 | 792 | 0
6632 | 791.3395 | 0
6633 | 790.3815 | 0
6634 | 789.213 | 0
6635 | 788.801 | 0
6636 | 787.8808 | 0
6637 | 785.5354 | 0
6638 | 785.1463 | 0
6639 | 784.8 | 0
6640 | 784.8 | 0
6641 | 784.747 | 0
6642 | 784.7098 | 0
6643 | 782.7914 | 0
6644 | 782.6071 | 0
6645 | 782.5933 | 0
6646 | 782.5449 | 0
6647 | 781.83 | 0
6648 | 781.8035 | 0
6649 | 780.4728 | 0
6650 | 780.334 | 0
6651 | 780 | 0
6652 | 779.6512 | 0
6653 | 779.2 | 0
6654 | 779.2 | 0
6655 | 778.4 | 0
6656 | 777.6212 | 0
6657 | 777.272 | 0
6658 | 776.4017 | 0
6659 | 776.1206 | 0
6660 | 774.9473 | 0
6661 | 774.4 | 0
6662 | 773.4902 | 0
6663 | 772.296 | 0
6664 | 771.604 | 0
6665 | 771.2136 | 0
6666 | 770.837 | 0
6667 | 770.8032 | 0
6668 | 770.8032 | 0
6669 | 769.6 | 0
6670 | 768.029 | 0
6671 | 768 | 0
6672 | 767.602 | 0
6673 | 764 | 0
6674 | 762.515 | 0
6675 | 761.9789 | 0
6676 | 761.6585 | 0
6677 | 760 | 0
6678 | 759.7922 | 0
6679 | 759.475 | 0
6680 | 759.2 | 0
6681 | 758.1283 | 0
6682 | 758.1283 | 0
6683 | 756.9896 | 0
6684 | 756.9896 | 0
6685 | 756.627 | 0
6686 | 756.271 | 0
6687 | 755.2 | 0
6688 | 754.857 | 0
6689 | 754.4 | 0
6690 | 753.773 | 0
6691 | 752.979 | 0
6692 | 752.8 | 0
6693 | 752.1548 | 0
6694 | 750.2304 | 0
6695 | 750.082 | 0
6696 | 747.1449 | 0
6697 | 746.5353 | 0
6698 | 745.043 | 0
6699 | 743.1759 | 0
6700 | 741.7717 | 0
6701 | 741.6 | 0
6702 | 741.6 | 0
6703 | 740.535 | 0
6704 | 740.237 | 0
6705 | 739.3182 | 0
6706 | 739.0318 | 0
6707 | 738.4 | 0
6708 | 738.0913 | 0
6709 | 736.9597 | 0
6710 | 734.6806 | 0
6711 | 734.4698 | 0
6712 | 734.4 | 0
6713 | 733.5934 | 0
6714 | 730.0529 | 0
6715 | 729.6 | 0
6716 | 729.5043 | 0
6717 | 728.8 | 0
6718 | 728.4592 | 0
6719 | 727.5949 | 0
6720 | 727.2 | 0
6721 | 726.714 | 0
6722 | 725.6 | 0
6723 | 724.5973 | 0
6724 | 723.729 | 0
6725 | 723.2 | 0
6726 | 721.6 | 0
6727 | 720.8 | 0
6728 | 720.5879 | 0
6729 | 720.376 | 0
6730 | 717.6 | 0
6731 | 716.923 | 0
6732 | 716.419 | 0
6733 | 716.3965 | 0
6734 | 716.2392 | 0
6735 | 715.847 | 0
6736 | 715.8188 | 0
6737 | 715.661 | 0
6738 | 715.5485 | 0
6739 | 714.1672 | 0
6740 | 714.13 | 0
6741 | 713.6 | 0
6742 | 713.0577 | 0
6743 | 712.7858 | 0
6744 | 711.9834 | 0
6745 | 709.9428 | 0
6746 | 709.607 | 0
6747 | 708.8 | 0
6748 | 708.5433 | 0
6749 | 707.951 | 0
6750 | 706.4 | 0
6751 | 706.0992 | 0
6752 | 705.6 | 0
6753 | 704.9694 | 0
6754 | 704.9694 | 0
6755 | 704.878 | 0
6756 | 704 | 0
6757 | 700.8 | 0
6758 | 700.377 | 0
6759 | 699.2 | 0
6760 | 697.6 | 0
6761 | 697.26 | 0
6762 | 692.7019 | 0
6763 | 691.8841 | 0
6764 | 691.327 | 0
6765 | 690.747 | 0
6766 | 689.9172 | 0
6767 | 689.6 | 0
6768 | 689.6 | 0
6769 | 688.6006 | 0
6770 | 686.5273 | 0
6771 | 686.4 | 0
6772 | 686.4 | 0
6773 | 683.53 | 0
6774 | 682.6487 | 0
6775 | 680.187 | 0
6776 | 680.172 | 0
6777 | 679.439 | 0
6778 | 679.251 | 0
6779 | 678.563 | 0
6780 | 677.6 | 0
6781 | 676.8 | 0
6782 | 675.2074 | 0
6783 | 674.8497 | 0
6784 | 674.256 | 0
6785 | 673.7052 | 0
6786 | 672.9677 | 0
6787 | 672.0078 | 0
6788 | 671.56 | 0
6789 | 671.4383 | 0
6790 | 671.3979 | 0
6791 | 668.8 | 0
6792 | 668.5877 | 0
6793 | 667.766 | 0
6794 | 666.613 | 0
6795 | 664.4379 | 0
6796 | 663.439 | 0
6797 | 662.3137 | 0
6798 | 662.126 | 0
6799 | 660.137 | 0
6800 | 658.296 | 0
6801 | 657.357 | 0
6802 | 657.248 | 0
6803 | 656.8 | 0
6804 | 652.0056 | 0
6805 | 650.269 | 0
6806 | 649.4642 | 0
6807 | 646.748 | 0
6808 | 644.2323 | 0
6809 | 642.919 | 0
6810 | 641.0608 | 0
6811 | 639.7638 | 0
6812 | 639.3445 | 0
6813 | 638.4 | 0
6814 | 637.627 | 0
6815 | 636.197 | 0
6816 | 635.2 | 0
6817 | 632.529 | 0
6818 | 631.5235 | 0
6819 | 627.109 | 0
6820 | 626.4 | 0
6821 | 625.816 | 0
6822 | 624.6762 | 0
6823 | 624.5034 | 0
6824 | 622.722 | 0
6825 | 622.3062 | 0
6826 | 621.669 | 0
6827 | 619.025 | 0
6828 | 618.959 | 0
6829 | 618.406 | 0
6830 | 617.579 | 0
6831 | 615.896 | 0
6832 | 615.8259 | 0
6833 | 615.277 | 0
6834 | 612.699 | 0
6835 | 609.2833 | 0
6836 | 609.1832 | 0
6837 | 607.8018 | 0
6838 | 606.677 | 0
6839 | 606.4 | 0
6840 | 606.0119 | 0
6841 | 603.316 | 0
6842 | 602.4 | 0
6843 | 602.2764 | 0
6844 | 601.179 | 0
6845 | 596.8 | 0
6846 | 596.201 | 0
6847 | 596 | 0
6848 | 594.4 | 0
6849 | 594.4 | 0
6850 | 593.7445 | 0
6851 | 593.572 | 0
6852 | 593.521 | 0
6853 | 592.8 | 0
6854 | 592.386 | 0
6855 | 592.271 | 0
6856 | 592.193 | 0
6857 | 587.2298 | 0
6858 | 586.4 | 0
6859 | 585.8407 | 0
6860 | 584.9195 | 0
6861 | 583.859 | 0
6862 | 583.145 | 0
6863 | 580.8 | 0
6864 | 576.8 | 0
6865 | 574.5564 | 0
6866 | 571.13 | 0
6867 | 567.8021 | 0
6868 | 565.025 | 0
6869 | 563.4848 | 0
6870 | 561.581 | 0
6871 | 559.198 | 0
6872 | 558.473 | 0
6873 | 557.6649 | 0
6874 | 556.7111 | 0
6875 | 552.934 | 0
6876 | 551.2 | 0
6877 | 551.1658 | 0
6878 | 550.7832 | 0
6879 | 546.3104 | 0
6880 | 545.507 | 0
6881 | 544.574 | 0
6882 | 537.6301 | 0
6883 | 536.721 | 0
6884 | 534.4 | 0
6885 | 533.643 | 0
6886 | 532.414 | 0
6887 | 531.2024 | 0
6888 | 526.4 | 0
6889 | 524.3525 | 0
6890 | 520.8758 | 0
6891 | 520.632 | 0
6892 | 516.8685 | 0
6893 | 512.7793 | 0
6894 | 511.4393 | 0
6895 | 511.2727 | 0
6896 | 506.2713 | 0
6897 | 505.6 | 0
6898 | 505.6 | 0
6899 | 505.286 | 0
6900 | 504 | 0
6901 | 504 | 0
6902 | 503.248 | 0
6903 | 503.2 | 0
6904 | 502.0396 | 0
6905 | 502.0396 | 0
6906 | 501.6 | 0
6907 | 500.197 | 0
6908 | 498.735 | 0
6909 | 498.4 | 0
6910 | 498.4 | 0
6911 | 498.4 | 0
6912 | 497.6 | 0
6913 | 496.7951 | 0
6914 | 496.4614 | 0
6915 | 496.4614 | 0
6916 | 496.4614 | 0
6917 | 495.6645 | 0
6918 | 495.6049 | 0
6919 | 490.41 | 0
6920 | 489.888 | 0
6921 | 487.2 | 0
6922 | 485.7777 | 0
6923 | 485.6 | 0
6924 | 485.3049 | 0
6925 | 484.8 | 0
6926 | 483.7112 | 0
6927 | 482.5196 | 0
6928 | 481.147 | 0
6929 | 480.8 | 0
6930 | 479.2755 | 0
6931 | 478.9298 | 0
6932 | 478.6691 | 0
6933 | 477.6 | 0
6934 | 475.7423 | 0
6935 | 472 | 0
6936 | 472 | 0
6937 | 470.5752 | 0
6938 | 470.1641 | 0
6939 | 469.188 | 0
6940 | 467.2 | 0
6941 | 465.3827 | 0
6942 | 460.316 | 0
6943 | 458.959 | 0
6944 | 457.786 | 0
6945 | 455.687 | 0
6946 | 453.9145 | 0
6947 | 452.8416 | 0
6948 | 451.698 | 0
6949 | 451.248 | 0
6950 | 450.4 | 0
6951 | 448.6481 | 0
6952 | 445.515 | 0
6953 | 442.969 | 0
6954 | 442.7905 | 0
6955 | 440.8103 | 0
6956 | 437.884 | 0
6957 | 436.2411 | 0
6958 | 433.4498 | 0
6959 | 433.137 | 0
6960 | 432.662 | 0
6961 | 431.2 | 0
6962 | 426.0894 | 0
6963 | 424 | 0
6964 | 423.3979 | 0
6965 | 423.123 | 0
6966 | 422.9472 | 0
6967 | 421.6 | 0
6968 | 419.9601 | 0
6969 | 416.8 | 0
6970 | 415.99 | 0
6971 | 414.3719 | 0
6972 | 413.609 | 0
6973 | 413.157 | 0
6974 | 412.0002 | 0
6975 | 410.829 | 0
6976 | 410.4 | 0
6977 | 408.8037 | 0
6978 | 408.03 | 0
6979 | 407.546 | 0
6980 | 406.4615 | 0
6981 | 406.4429 | 0
6982 | 403.1901 | 0
6983 | 402.4 | 0
6984 | 400.8348 | 0
6985 | 399.101 | 0
6986 | 397.7894 | 0
6987 | 397.6 | 0
6988 | 396.46 | 0
6989 | 395.2318 | 0
6990 | 394.4 | 0
6991 | 393.167 | 0
6992 | 392.5583 | 0
6993 | 390.9227 | 0
6994 | 390.4 | 0
6995 | 390.1049 | 0
6996 | 389.912 | 0
6997 | 389.328 | 0
6998 | 388.4692 | 0
6999 | 387.2 | 0
7000 | 386.8335 | 0
7001 | 385.6939 | 0
7002 | 385.522 | 0
7003 | 384.0224 | 0
7004 | 384 | 0
7005 | 382.4 | 0
7006 | 382.4 | 0
7007 | 381.8331 | 0
7008 | 381.6 | 0
7009 | 380.8 | 0
7010 | 380 | 0
7011 | 378.6719 | 0
7012 | 378.4 | 0
7013 | 378.4 | 0
7014 | 378.0493 | 0
7015 | 376.9281 | 0
7016 | 375.588 | 0
7017 | 375.3839 | 0
7018 | 375.337 | 0
7019 | 371.3765 | 0
7020 | 369.6591 | 0
7021 | 369.6 | 0
7022 | 368.8 | 0
7023 | 368.1624 | 0
7024 | 367.3655 | 0
7025 | 367.2 | 0
7026 | 365.57 | 0
7027 | 364.7608 | 0
7028 | 364.693 | 0
7029 | 364.5171 | 0
7030 | 364.5053 | 0
7031 | 362.2986 | 0
7032 | 361.6 | 0
7033 | 357.9482 | 0
7034 | 357.6 | 0
7035 | 355.547 | 0
7036 | 354.6912 | 0
7037 | 354.4 | 0
7038 | 354.4 | 0
7039 | 353.747 | 0
7040 | 352 | 0
7041 | 348.83 | 0
7042 | 345.786 | 0
7043 | 345.2975 | 0
7044 | 344.9167 | 0
7045 | 344.1836 | 0
7046 | 343.658 | 0
7047 | 342.4 | 0
7048 | 341.8528 | 0
7049 | 341.456 | 0
7050 | 341.0682 | 0
7051 | 339.258 | 0
7052 | 338.7742 | 0
7053 | 337.397 | 0
7054 | 335.666 | 0
7055 | 335.2 | 0
7056 | 334.3604 | 0
7057 | 333.8962 | 0
7058 | 333.853 | 0
7059 | 333.7513 | 0
7060 | 332.224 | 0
7061 | 332.0389 | 0
7062 | 331.6128 | 0
7063 | 331.2 | 0
7064 | 330.448 | 0
7065 | 329.9117 | 0
7066 | 329.489 | 0
7067 | 329.02 | 0
7068 | 328.2074 | 0
7069 | 325.6 | 0
7070 | 324.8 | 0
7071 | 324.56 | 0
7072 | 324.3335 | 0
7073 | 324.2289 | 0
7074 | 323.0428 | 0
7075 | 322.859 | 0
7076 | 322.6469 | 0
7077 | 320.018 | 0
7078 | 318.7732 | 0
7079 | 318.4 | 0
7080 | 318.4 | 0
7081 | 317.159 | 0
7082 | 316 | 0
7083 | 315.607 | 0
7084 | 315.351 | 0
7085 | 315.114 | 0
7086 | 314.692 | 0
7087 | 313.792 | 0
7088 | 313.222 | 0
7089 | 311.517 | 0
7090 | 311.492 | 0
7091 | 309.6 | 0
7092 | 309.2214 | 0
7093 | 308.8 | 0
7094 | 308.0162 | 0
7095 | 307.5989 | 0
7096 | 307.348 | 0
7097 | 307.065 | 0
7098 | 306.2691 | 0
7099 | 306.2603 | 0
7100 | 305.8684 | 0
7101 | 305.6 | 0
7102 | 305.6 | 0
7103 | 304.539 | 0
7104 | 304.4113 | 0
7105 | 304.1927 | 0
7106 | 303.9311 | 0
7107 | 303.4149 | 0
7108 | 303.4149 | 0
7109 | 303.3544 | 0
7110 | 302.7034 | 0
7111 | 302.5368 | 0
7112 | 302.4 | 0
7113 | 302.112 | 0
7114 | 301.357 | 0
7115 | 301.2237 | 0
7116 | 300.6751 | 0
7117 | 299.716 | 0
7118 | 299.592 | 0
7119 | 299.2 | 0
7120 | 298.518 | 0
7121 | 298.5079 | 0
7122 | 298.4 | 0
7123 | 298.368 | 0
7124 | 298.2132 | 0
7125 | 297.305 | 0
7126 | 296.8 | 0
7127 | 296.8 | 0
7128 | 296.8 | 0
7129 | 296.7904 | 0
7130 | 296.104 | 0
7131 | 296 | 0
7132 | 296 | 0
7133 | 295.6455 | 0
7134 | 295.44 | 0
7135 | 294.906 | 0
7136 | 293.6009 | 0
7137 | 293.6 | 0
7138 | 293.458 | 0
7139 | 292.8 | 0
7140 | 292.731 | 0
7141 | 292.6697 | 0
7142 | 292 | 0
7143 | 292 | 0
7144 | 291.2 | 0
7145 | 291.2 | 0
7146 | 291.076 | 0
7147 | 290.153 | 0
7148 | 289.9125 | 0
7149 | 289.7979 | 0
7150 | 288.999 | 0
7151 | 288.8 | 0
7152 | 288.152 | 0
7153 | 287.755 | 0
7154 | 287.6502 | 0
7155 | 287.4671 | 0
7156 | 287.4345 | 0
7157 | 287.2 | 0
7158 | 287.2 | 0
7159 | 287.073 | 0
7160 | 286.4047 | 0
7161 | 286.349 | 0
7162 | 285.6 | 0
7163 | 285.1363 | 0
7164 | 285.122 | 0
7165 | 284.8 | 0
7166 | 284.3594 | 0
7167 | 284.243 | 0
7168 | 284.013 | 0
7169 | 283.6922 | 0
7170 | 283.5824 | 0
7171 | 283.379 | 0
7172 | 282.8055 | 0
7173 | 282.4089 | 0
7174 | 282.4 | 0
7175 | 282.1513 | 0
7176 | 281.969 | 0
7177 | 281.7887 | 0
7178 | 281.691 | 0
7179 | 281.379 | 0
7180 | 281.28 | 0
7181 | 281.168 | 0
7182 | 280.8 | 0
7183 | 280.4747 | 0
7184 | 280.4042 | 0
7185 | 280.1859 | 0
7186 | 279.8454 | 0
7187 | 279.7078 | 0
7188 | 279.4598 | 0
7189 | 279.2 | 0
7190 | 279.2 | 0
7191 | 278.9208 | 0
7192 | 278.114 | 0
7193 | 276.424 | 0
7194 | 276.33 | 0
7195 | 276.252 | 0
7196 | 276.049 | 0
7197 | 276 | 0
7198 | 275.21 | 0
7199 | 275.2 | 0
7200 | 274.8922 | 0
7201 | 274.4 | 0
7202 | 274.291 | 0
7203 | 273.5706 | 0
7204 | 273.494 | 0
7205 | 273.0489 | 0
7206 | 272.738 | 0
7207 | 272 | 0
7208 | 272 | 0
7209 | 271.406 | 0
7210 | 270.4 | 0
7211 | 270.3306 | 0
7212 | 269.8053 | 0
7213 | 269.6 | 0
7214 | 269.3482 | 0
7215 | 269.159 | 0
7216 | 269.004 | 0
7217 | 268.4554 | 0
7218 | 268.3642 | 0
7219 | 268 | 0
7220 | 268 | 0
7221 | 267.984 | 0
7222 | 267.282 | 0
7223 | 267.096 | 0
7224 | 266.4 | 0
7225 | 265.6099 | 0
7226 | 264.8 | 0
7227 | 264.437 | 0
7228 | 264 | 0
7229 | 263.906 | 0
7230 | 262.5234 | 0
7231 | 261.8282 | 0
7232 | 261.6 | 0
7233 | 261.3999 | 0
7234 | 261.2493 | 0
7235 | 260.8 | 0
7236 | 260.5825 | 0
7237 | 260.2743 | 0
7238 | 259.577 | 0
7239 | 259.2 | 0
7240 | 258.885 | 0
7241 | 258.7204 | 0
7242 | 258.151 | 0
7243 | 257.376 | 0
7244 | 257.187 | 0
7245 | 256.8 | 0
7246 | 256.165 | 0
7247 | 256.129 | 0
7248 | 255.553 | 0
7249 | 255.342 | 0
7250 | 255.2 | 0
7251 | 254.785 | 0
7252 | 254.4 | 0
7253 | 251.848 | 0
7254 | 251.672 | 0
7255 | 251.6319 | 0
7256 | 251.4089 | 0
7257 | 250.683 | 0
7258 | 249.9566 | 0
7259 | 248.7805 | 0
7260 | 248.715 | 0
7261 | 247.8433 | 0
7262 | 247.4402 | 0
7263 | 246.5742 | 0
7264 | 246.4 | 0
7265 | 246.146 | 0
7266 | 245.6 | 0
7267 | 244.5879 | 0
7268 | 244.417 | 0
7269 | 243.992 | 0
7270 | 243.8114 | 0
7271 | 243.7133 | 0
7272 | 243.4565 | 0
7273 | 243.2 | 0
7274 | 243.2 | 0
7275 | 242.4 | 0
7276 | 241.5452 | 0
7277 | 241.0487 | 0
7278 | 240.544 | 0
7279 | 239.297 | 0
7280 | 239.2 | 0
7281 | 238.4 | 0
7282 | 237.6 | 0
7283 | 237.6 | 0
7284 | 237.6 | 0
7285 | 237.5953 | 0
7286 | 236.4577 | 0
7287 | 236.2455 | 0
7288 | 236.1892 | 0
7289 | 236.1892 | 0
7290 | 236.032 | 0
7291 | 236 | 0
7292 | 235.767 | 0
7293 | 235.761 | 0
7294 | 235.535 | 0
7295 | 235.4123 | 0
7296 | 235.207 | 0
7297 | 235.0545 | 0
7298 | 234.947 | 0
7299 | 234.8325 | 0
7300 | 234.8325 | 0
7301 | 234.813 | 0
7302 | 234.455 | 0
7303 | 234.4 | 0
7304 | 234.4 | 0
7305 | 234.3197 | 0
7306 | 233.76 | 0
7307 | 233.4883 | 0
7308 | 233.438 | 0
7309 | 233.034 | 0
7310 | 232.2637 | 0
7311 | 231.2 | 0
7312 | 231.095 | 0
7313 | 230.7506 | 0
7314 | 230.7506 | 0
7315 | 230.684 | 0
7316 | 230.659 | 0
7317 | 230.4 | 0
7318 | 230.4 | 0
7319 | 229.93 | 0
7320 | 229.1968 | 0
7321 | 228.8 | 0
7322 | 228.6164 | 0
7323 | 228.4266 | 0
7324 | 228.211 | 0
7325 | 227.9257 | 0
7326 | 227.8445 | 0
7327 | 227.812 | 0
7328 | 227.6429 | 0
7329 | 227.2 | 0
7330 | 227.0213 | 0
7331 | 226.7086 | 0
7332 | 226.4 | 0
7333 | 226.3163 | 0
7334 | 226.1197 | 0
7335 | 225.957 | 0
7336 | 225.678 | 0
7337 | 225.6 | 0
7338 | 225.1445 | 0
7339 | 224.739 | 0
7340 | 224.5351 | 0
7341 | 224.458 | 0
7342 | 224.034 | 0
7343 | 224.0097 | 0
7344 | 224 | 0
7345 | 223.7816 | 0
7346 | 223.7582 | 0
7347 | 223.5096 | 0
7348 | 223.2 | 0
7349 | 223.2 | 0
7350 | 222.3318 | 0
7351 | 222.2043 | 0
7352 | 221.6323 | 0
7353 | 221.6 | 0
7354 | 221.19 | 0
7355 | 220.4508 | 0
7356 | 220.236 | 0
7357 | 220 | 0
7358 | 219.8735 | 0
7359 | 219.6375 | 0
7360 | 218.574 | 0
7361 | 218.4 | 0
7362 | 217.414 | 0
7363 | 216.663 | 0
7364 | 216.305 | 0
7365 | 216.0103 | 0
7366 | 215.288 | 0
7367 | 215.2119 | 0
7368 | 213.658 | 0
7369 | 212.04 | 0
7370 | 211.973 | 0
7371 | 211.252 | 0
7372 | 211.1465 | 0
7373 | 210.894 | 0
7374 | 210.6517 | 0
7375 | 210.4 | 0
7376 | 210.344 | 0
7377 | 210.0695 | 0
7378 | 209.928 | 0
7379 | 209.7018 | 0
7380 | 209.6 | 0
7381 | 209.471 | 0
7382 | 209.159 | 0
7383 | 207.884 | 0
7384 | 207.7449 | 0
7385 | 207.6748 | 0
7386 | 207.2309 | 0
7387 | 207.2 | 0
7388 | 207.0754 | 0
7389 | 206.5145 | 0
7390 | 206.4 | 0
7391 | 206.3667 | 0
7392 | 205.8624 | 0
7393 | 205.306 | 0
7394 | 205.1622 | 0
7395 | 205.1331 | 0
7396 | 205.13 | 0
7397 | 204.826 | 0
7398 | 204.693 | 0
7399 | 204.599 | 0
7400 | 204 | 0
7401 | 204 | 0
7402 | 203.7794 | 0
7403 | 203.767 | 0
7404 | 203.5578 | 0
7405 | 203.5454 | 0
7406 | 203.2065 | 0
7407 | 203.2 | 0
7408 | 203.03 | 0
7409 | 202.7269 | 0
7410 | 202.713 | 0
7411 | 202.4179 | 0
7412 | 201.4499 | 0
7413 | 200.9569 | 0
7414 | 200.8 | 0
7415 | 200 | 0
7416 | 199.8194 | 0
7417 | 199.5505 | 0
7418 | 199.3876 | 0
7419 | 199.2 | 0
7420 | 199.2 | 0
7421 | 199.0353 | 0
7422 | 198.9214 | 0
7423 | 198.7923 | 0
7424 | 198.151 | 0
7425 | 198.1192 | 0
7426 | 197.9358 | 0
7427 | 197.6 | 0
7428 | 197.3423 | 0
7429 | 197.097 | 0
7430 | 197.082 | 0
7431 | 197.058 | 0
7432 | 196.406 | 0
7433 | 195.7169 | 0
7434 | 195.463 | 0
7435 | 195.2 | 0
7436 | 195.0115 | 0
7437 | 194.8402 | 0
7438 | 194.696 | 0
7439 | 194.577 | 0
7440 | 193.991 | 0
7441 | 193.831 | 0
7442 | 193.6 | 0
7443 | 193.3915 | 0
7444 | 193.0078 | 0
7445 | 192.8 | 0
7446 | 192.7008 | 0
7447 | 192.296 | 0
7448 | 192 | 0
7449 | 191.45 | 0
7450 | 191.3722 | 0
7451 | 191.2 | 0
7452 | 189.7642 | 0
7453 | 189.5525 | 0
7454 | 188.5567 | 0
7455 | 187.2 | 0
7456 | 186.914 | 0
7457 | 186.6658 | 0
7458 | 186.4652 | 0
7459 | 186.389 | 0
7460 | 186.0829 | 0
7461 | 185.868 | 0
7462 | 185.6882 | 0
7463 | 185.42 | 0
7464 | 185.3969 | 0
7465 | 185.2027 | 0
7466 | 184.122 | 0
7467 | 183.582 | 0
7468 | 183.44 | 0
7469 | 183.1445 | 0
7470 | 183.063 | 0
7471 | 182.8679 | 0
7472 | 182.0764 | 0
7473 | 182.026 | 0
7474 | 182.01 | 0
7475 | 181.7586 | 0
7476 | 181.6734 | 0
7477 | 181.6499 | 0
7478 | 181.636 | 0
7479 | 181.6015 | 0
7480 | 181.355 | 0
7481 | 181.302 | 0
7482 | 181.165 | 0
7483 | 181.0159 | 0
7484 | 180.5099 | 0
7485 | 180 | 0
7486 | 180 | 0
7487 | 178.8941 | 0
7488 | 178.8871 | 0
7489 | 178.704 | 0
7490 | 177.796 | 0
7491 | 176.7969 | 0
7492 | 176.3999 | 0
7493 | 175.9232 | 0
7494 | 174.4073 | 0
7495 | 173.99 | 0
7496 | 173.6 | 0
7497 | 173.54 | 0
7498 | 172.671 | 0
7499 | 171.9803 | 0
7500 | 171.8487 | 0
7501 | 171.2 | 0
7502 | 170.769 | 0
7503 | 170.644 | 0
7504 | 170.605 | 0
7505 | 169.6 | 0
7506 | 169.2818 | 0
7507 | 168.6547 | 0
7508 | 168.473 | 0
7509 | 168.345 | 0
7510 | 168.3081 | 0
7511 | 168 | 0
7512 | 167.4831 | 0
7513 | 167.046 | 0
7514 | 164.8 | 0
7515 | 164.7109 | 0
7516 | 163.4921 | 0
7517 | 163.2 | 0
7518 | 163.157 | 0
7519 | 162.5652 | 0
7520 | 160.8 | 0
7521 | 160.732 | 0
7522 | 160.3938 | 0
7523 | 160.064 | 0
7524 | 159.9664 | 0
7525 | 159.6078 | 0
7526 | 159.508 | 0
7527 | 158.4 | 0
7528 | 158.372 | 0
7529 | 157.4013 | 0
7530 | 156.96 | 0
7531 | 156.897 | 0
7532 | 156.1646 | 0
7533 | 155.6841 | 0
7534 | 155.4039 | 0
7535 | 155.4039 | 0
7536 | 154.285 | 0
7537 | 153.6 | 0
7538 | 152.6909 | 0
7539 | 152.29 | 0
7540 | 152.1164 | 0
7541 | 151.282 | 0
7542 | 151.211 | 0
7543 | 150.5308 | 0
7544 | 150.4 | 0
7545 | 149.6 | 0
7546 | 149.362 | 0
7547 | 148.8 | 0
7548 | 148.8 | 0
7549 | 148 | 0
7550 | 147.3263 | 0
7551 | 147.249 | 0
7552 | 147.1628 | 0
7553 | 145.633 | 0
7554 | 145.6072 | 0
7555 | 144.5105 | 0
7556 | 144.11 | 0
7557 | 142.4 | 0
7558 | 142.371 | 0
7559 | 141.4846 | 0
7560 | 141.382 | 0
7561 | 140.8 | 0
7562 | 140 | 0
7563 | 139.948 | 0
7564 | 139.8489 | 0
7565 | 139.2 | 0
7566 | 138.7688 | 0
7567 | 138.494 | 0
7568 | 138.479 | 0
7569 | 138.4 | 0
7570 | 138.295 | 0
7571 | 138.2778 | 0
7572 | 138.2668 | 0
7573 | 137.6387 | 0
7574 | 137.6 | 0
7575 | 137.552 | 0
7576 | 137.5422 | 0
7577 | 136.8 | 0
7578 | 136.8 | 0
7579 | 136.2679 | 0
7580 | 136.0712 | 0
7581 | 135.9137 | 0
7582 | 135.7598 | 0
7583 | 135.505 | 0
7584 | 135.46 | 0
7585 | 135.2 | 0
7586 | 135.1872 | 0
7587 | 134.638 | 0
7588 | 132.8 | 0
7589 | 132.6113 | 0
7590 | 132.4947 | 0
7591 | 132.424 | 0
7592 | 131.3026 | 0
7593 | 130.6101 | 0
7594 | 130.5488 | 0
7595 | 129.9866 | 0
7596 | 129.537 | 0
7597 | 128.8 | 0
7598 | 128.716 | 0
7599 | 127.2 | 0
7600 | 127.2 | 0
7601 | 127.2 | 0
7602 | 126.773 | 0
7603 | 126.647 | 0
7604 | 126.4653 | 0
7605 | 126.4 | 0
7606 | 125.6 | 0
7607 | 124.8 | 0
7608 | 124.5833 | 0
7609 | 124 | 0
7610 | 123.5332 | 0
7611 | 123.2 | 0
7612 | 123.1185 | 0
7613 | 122.7562 | 0
7614 | 122.6745 | 0
7615 | 122.023 | 0
7616 | 121.2024 | 0
7617 | 120.4254 | 0
7618 | 120 | 0
7619 | 120 | 0
7620 | 120 | 0
7621 | 119.9634 | 0
7622 | 119.641 | 0
7623 | 119.5695 | 0
7624 | 119.4032 | 0
7625 | 118.7976 | 0
7626 | 118.4 | 0
7627 | 118.4 | 0
7628 | 118.4 | 0
7629 | 117.6 | 0
7630 | 117.6 | 0
7631 | 117.348 | 0
7632 | 116.9497 | 0
7633 | 116.8 | 0
7634 | 116.5407 | 0
7635 | 116.1318 | 0
7636 | 116 | 0
7637 | 116 | 0
7638 | 116 | 0
7639 | 115.4766 | 0
7640 | 115.2 | 0
7641 | 115.2 | 0
7642 | 115.054 | 0
7643 | 114.9869 | 0
7644 | 114.9869 | 0
7645 | 114.4 | 0
7646 | 114.4 | 0
7647 | 113.6784 | 0
7648 | 113.6 | 0
7649 | 112.8605 | 0
7650 | 112.8605 | 0
7651 | 112.7164 | 0
7652 | 112.656 | 0
7653 | 112.5998 | 0
7654 | 111.8791 | 0
7655 | 111.2 | 0
7656 | 111.2 | 0
7657 | 110.407 | 0
7658 | 110.4 | 0
7659 | 110.4 | 0
7660 | 110.4 | 0
7661 | 110.4 | 0
7662 | 110.4 | 0
7663 | 110.328 | 0
7664 | 110.259 | 0
7665 | 110.145 | 0
7666 | 109.8187 | 0
7667 | 109.6 | 0
7668 | 109.6 | 0
7669 | 109.6 | 0
7670 | 108.8 | 0
7671 | 108.8 | 0
7672 | 108.8 | 0
7673 | 108.8 | 0
7674 | 108.4667 | 0
7675 | 108.3768 | 0
7676 | 108.1214 | 0
7677 | 108 | 0
7678 | 108 | 0
7679 | 108 | 0
7680 | 107.9944 | 0
7681 | 107.2175 | 0
7682 | 107.2175 | 0
7683 | 107.2175 | 0
7684 | 107.2 | 0
7685 | 107.2 | 0
7686 | 107.2 | 0
7687 | 107.1357 | 0
7688 | 106.6504 | 0
7689 | 106.6504 | 0
7690 | 106.4 | 0
7691 | 106.4 | 0
7692 | 106.3653 | 0
7693 | 106.186 | 0
7694 | 106.102 | 0
7695 | 105.9861 | 0
7696 | 105.9149 | 0
7697 | 105.6 | 0
7698 | 105.6 | 0
7699 | 105.6 | 0
7700 | 105.5001 | 0
7701 | 105.3492 | 0
7702 | 105.232 | 0
7703 | 105.1892 | 0
7704 | 105.1892 | 0
7705 | 105.1794 | 0
7706 | 104.8867 | 0
7707 | 104.8867 | 0
7708 | 104.8 | 0
7709 | 104.8 | 0
7710 | 104.8 | 0
7711 | 104.8 | 0
7712 | 104.269 | 0
7713 | 104.1097 | 0
7714 | 104.1097 | 0
7715 | 104 | 0
7716 | 104 | 0
7717 | 103.8644 | 0
7718 | 103.3328 | 0
7719 | 103.2926 | 0
7720 | 103.221 | 0
7721 | 103.2 | 0
7722 | 103.2 | 0
7723 | 103.2 | 0
7724 | 103.2 | 0
7725 | 102.491 | 0
7726 | 102.4 | 0
7727 | 102.4 | 0
7728 | 102.4 | 0
7729 | 102.2287 | 0
7730 | 102.2287 | 0
7731 | 102.2287 | 0
7732 | 102.2212 | 0
7733 | 102.069 | 0
7734 | 101.7789 | 0
7735 | 101.7789 | 0
7736 | 101.7789 | 0
7737 | 101.6 | 0
7738 | 101.6 | 0
7739 | 101.6 | 0
7740 | 101.6 | 0
7741 | 101.6 | 0
7742 | 101.6 | 0
7743 | 101.6 | 0
7744 | 101.6 | 0
7745 | 101.6 | 0
7746 | 101.4733 | 0
7747 | 101.2048 | 0
7748 | 101.182 | 0
7749 | 101.002 | 0
7750 | 100.984 | 0
7751 | 100.8 | 0
7752 | 100.8 | 0
7753 | 100.8 | 0
7754 | 100.7662 | 0
7755 | 100.7662 | 0
7756 | 100.7662 | 0
7757 | 100.5931 | 0
7758 | 100.5931 | 0
7759 | 100.5931 | 0
7760 | 100.5931 | 0
7761 | 100.2454 | 0
7762 | 100.225 | 0
7763 | 100.225 | 0
7764 | 100.0307 | 0
7765 | 100.0307 | 0
7766 | 100.012 | 0
7767 | 100 | 0
7768 | 100 | 0
7769 | 100 | 0
7770 | 100 | 0
7771 | 100 | 0
7772 | 100 | 0
7773 | 100 | 0
7774 | 99.7752 | 0
7775 | 99.5365 | 0
7776 | 99.4481 | 0
7777 | 99.261 | 0
7778 | 99.2 | 0
7779 | 99.2 | 0
7780 | 99.2 | 0
7781 | 99.2 | 0
7782 | 99.2 | 0
7783 | 99.2 | 0
7784 | 99.1266 | 0
7785 | 98.9574 | 0
7786 | 98.9574 | 0
7787 | 98.9574 | 0
7788 | 98.846 | 0
7789 | 98.6711 | 0
7790 | 98.6711 | 0
7791 | 98.6711 | 0
7792 | 98.6711 | 0
7793 | 98.6711 | 0
7794 | 98.5597 | 0
7795 | 98.4 | 0
7796 | 98.4 | 0
7797 | 98.4 | 0
7798 | 98.4 | 0
7799 | 98.4 | 0
7800 | 98.4 | 0
7801 | 98.4 | 0
7802 | 98.4 | 0
7803 | 98.247 | 0
7804 | 97.636 | 0
7805 | 97.6 | 0
7806 | 97.6 | 0
7807 | 97.3218 | 0
7808 | 97.2562 | 0
7809 | 97.2204 | 0
7810 | 97.1173 | 0
7811 | 96.821 | 0
7812 | 96.805 | 0
7813 | 96.8 | 0
7814 | 96.8 | 0
7815 | 96.8 | 0
7816 | 96.8 | 0
7817 | 96.8 | 0
7818 | 96.8 | 0
7819 | 96.8 | 0
7820 | 96.8 | 0
7821 | 96.5407 | 0
7822 | 96.5039 | 0
7823 | 96.4444 | 0
7824 | 96.4285 | 0
7825 | 96.4235 | 0
7826 | 96.3403 | 0
7827 | 96.007 | 0
7828 | 96 | 0
7829 | 96 | 0
7830 | 96 | 0
7831 | 96 | 0
7832 | 96 | 0
7833 | 95.6861 | 0
7834 | 95.6336 | 0
7835 | 95.6266 | 0
7836 | 95.6176 | 0
7837 | 95.4148 | 0
7838 | 95.362 | 0
7839 | 95.215 | 0
7840 | 95.2 | 0
7841 | 95.2 | 0
7842 | 95.2 | 0
7843 | 95.2 | 0
7844 | 95.06 | 0
7845 | 94.9911 | 0
7846 | 94.896 | 0
7847 | 94.8821 | 0
7848 | 94.8683 | 0
7849 | 94.8683 | 0
7850 | 94.8683 | 0
7851 | 94.8446 | 0
7852 | 94.8297 | 0
7853 | 94.8297 | 0
7854 | 94.791 | 0
7855 | 94.436 | 0
7856 | 94.4 | 0
7857 | 94.4 | 0
7858 | 94.4 | 0
7859 | 94.4 | 0
7860 | 94.4 | 0
7861 | 94.4 | 0
7862 | 94.4 | 0
7863 | 94.4 | 0
7864 | 94.4 | 0
7865 | 94.1466 | 0
7866 | 94.1466 | 0
7867 | 94.05 | 0
7868 | 94.0328 | 0
7869 | 94.0328 | 0
7870 | 94.0328 | 0
7871 | 94.0328 | 0
7872 | 94.0328 | 0
7873 | 94.0095 | 0
7874 | 93.6 | 0
7875 | 93.6 | 0
7876 | 93.6 | 0
7877 | 93.6 | 0
7878 | 93.6 | 0
7879 | 93.6 | 0
7880 | 93.6 | 0
7881 | 93.6 | 0
7882 | 93.6 | 0
7883 | 93.6 | 0
7884 | 93.6 | 0
7885 | 93.6 | 0
7886 | 93.6 | 0
7887 | 93.6 | 0
7888 | 93.6 | 0
7889 | 93.6 | 0
7890 | 93.6 | 0
7891 | 93.411 | 0
7892 | 93.411 | 0
7893 | 93.277 | 0
7894 | 93.2359 | 0
7895 | 93.2359 | 0
7896 | 93.2359 | 0
7897 | 93.2359 | 0
7898 | 93.2359 | 0
7899 | 93.2359 | 0
7900 | 93.2359 | 0
7901 | 93.2359 | 0
7902 | 93.2359 | 0
7903 | 93.2359 | 0
7904 | 93.2326 | 0
7905 | 93.2326 | 0
7906 | 93.2326 | 0
7907 | 92.8447 | 0
7908 | 92.8 | 0
7909 | 92.8 | 0
7910 | 92.8 | 0
7911 | 92.8 | 0
7912 | 92.8 | 0
7913 | 92.8 | 0
7914 | 92.8 | 0
7915 | 92.8 | 0
7916 | 92.8 | 0
7917 | 92.8 | 0
7918 | 92.8 | 0
7919 | 92.8 | 0
7920 | 92.708 | 0
7921 | 92.6755 | 0
7922 | 92.6755 | 0
7923 | 92.439 | 0
7924 | 92.439 | 0
7925 | 92.439 | 0
7926 | 92.439 | 0
7927 | 92.439 | 0
7928 | 92.439 | 0
7929 | 92.4148 | 0
7930 | 92.4148 | 0
7931 | 92.1604 | 0
7932 | 92.13 | 0
7933 | 92 | 0
7934 | 92 | 0
7935 | 92 | 0
7936 | 92 | 0
7937 | 92 | 0
7938 | 91.951 | 0
7939 | 91.94 | 0
7940 | 91.94 | 0
7941 | 91.689 | 0
7942 | 91.6762 | 0
7943 | 91.6421 | 0
7944 | 91.6421 | 0
7945 | 91.5969 | 0
7946 | 91.5969 | 0
7947 | 91.2045 | 0
7948 | 91.2045 | 0
7949 | 91.2 | 0
7950 | 91.2 | 0
7951 | 91.2 | 0
7952 | 91.2 | 0
7953 | 91.2 | 0
7954 | 91.2 | 0
7955 | 91.2 | 0
7956 | 91.2 | 0
7957 | 91.2 | 0
7958 | 91.2 | 0
7959 | 91.2 | 0
7960 | 91.2 | 0
7961 | 91.2 | 0
7962 | 91.2 | 0
7963 | 91.2 | 0
7964 | 91.2 | 0
7965 | 91.1703 | 0
7966 | 90.8526 | 0
7967 | 90.8453 | 0
7968 | 90.8453 | 0
7969 | 90.8453 | 0
7970 | 90.8453 | 0
7971 | 90.8453 | 0
7972 | 90.8453 | 0
7973 | 90.638 | 0
7974 | 90.469 | 0
7975 | 90.469 | 0
7976 | 90.455 | 0
7977 | 90.4 | 0
7978 | 90.4 | 0
7979 | 90.4 | 0
7980 | 90.4 | 0
7981 | 90.4 | 0
7982 | 90.093 | 0
7983 | 90.0484 | 0
7984 | 90.0484 | 0
7985 | 90.0355 | 0
7986 | 90.0212 | 0
7987 | 89.7711 | 0
7988 | 89.7426 | 0
7989 | 89.69 | 0
7990 | 89.626 | 0
7991 | 89.61 | 0
7992 | 89.6 | 0
7993 | 89.6 | 0
7994 | 89.6 | 0
7995 | 89.6 | 0
7996 | 89.6 | 0
7997 | 89.6 | 0
7998 | 89.6 | 0
7999 | 89.6 | 0
8000 | 89.6 | 0
8001 | 89.6 | 0
8002 | 89.6 | 0
8003 | 89.489 | 0
8004 | 89.4741 | 0
8005 | 89.332 | 0
8006 | 89.2515 | 0
8007 | 89.172 | 0
8008 | 89.1435 | 0
8009 | 89.1435 | 0
8010 | 89.121 | 0
8011 | 88.9979 | 0
8012 | 88.9979 | 0
8013 | 88.9845 | 0
8014 | 88.8 | 0
8015 | 88.8 | 0
8016 | 88.8 | 0
8017 | 88.8 | 0
8018 | 88.8 | 0
8019 | 88.8 | 0
8020 | 88.6732 | 0
8021 | 88.652 | 0
8022 | 88.61 | 0
8023 | 88.4546 | 0
8024 | 88.4546 | 0
8025 | 88.4546 | 0
8026 | 88.4546 | 0
8027 | 88.4546 | 0
8028 | 88.3635 | 0
8029 | 88.3256 | 0
8030 | 88.3256 | 0
8031 | 88.3256 | 0
8032 | 88.3256 | 0
8033 | 88.3072 | 0
8034 | 88.307 | 0
8035 | 88.2653 | 0
8036 | 88.264 | 0
8037 | 88.2624 | 0
8038 | 88.2624 | 0
8039 | 88.262 | 0
8040 | 88.18 | 0
8041 | 88.082 | 0
8042 | 88.0252 | 0
8043 | 88 | 0
8044 | 88 | 0
8045 | 88 | 0
8046 | 88 | 0
8047 | 88 | 0
8048 | 88 | 0
8049 | 88 | 0
8050 | 88 | 0
8051 | 87.9635 | 0
8052 | 87.886 | 0
8053 | 87.8474 | 0
8054 | 87.814 | 0
8055 | 87.738 | 0
8056 | 87.682 | 0
8057 | 87.6577 | 0
8058 | 87.6577 | 0
8059 | 87.6577 | 0
8060 | 87.6577 | 0
8061 | 87.6577 | 0
8062 | 87.6577 | 0
8063 | 87.6577 | 0
8064 | 87.642 | 0
8065 | 87.5078 | 0
8066 | 87.356 | 0
8067 | 87.3011 | 0
8068 | 87.2 | 0
8069 | 87.2 | 0
8070 | 87.2 | 0
8071 | 87.2 | 0
8072 | 87.2 | 0
8073 | 87.2 | 0
8074 | 87.2 | 0
8075 | 87.2 | 0
8076 | 87.2 | 0
8077 | 87.2 | 0
8078 | 87.2 | 0
8079 | 87.2 | 0
8080 | 87.2 | 0
8081 | 87.2 | 0
8082 | 87.2 | 0
8083 | 87.2 | 0
8084 | 87.089 | 0
8085 | 87.0262 | 0
8086 | 86.9093 | 0
8087 | 86.8608 | 0
8088 | 86.8608 | 0
8089 | 86.8608 | 0
8090 | 86.8608 | 0
8091 | 86.8608 | 0
8092 | 86.8608 | 0
8093 | 86.8608 | 0
8094 | 86.8608 | 0
8095 | 86.8608 | 0
8096 | 86.8608 | 0
8097 | 86.8608 | 0
8098 | 86.8608 | 0
8099 | 86.801 | 0
8100 | 86.7914 | 0
8101 | 86.787 | 0
8102 | 86.785 | 0
8103 | 86.7502 | 0
8104 | 86.74 | 0
8105 | 86.69 | 0
8106 | 86.69 | 0
8107 | 86.655 | 0
8108 | 86.617 | 0
8109 | 86.5519 | 0
8110 | 86.4494 | 0
8111 | 86.437 | 0
8112 | 86.4 | 0
8113 | 86.4 | 0
8114 | 86.4 | 0
8115 | 86.4 | 0
8116 | 86.4 | 0
8117 | 86.4 | 0
8118 | 86.4 | 0
8119 | 86.4 | 0
8120 | 86.4 | 0
8121 | 86.4 | 0
8122 | 86.4 | 0
8123 | 86.3179 | 0
8124 | 86.2801 | 0
8125 | 86.0639 | 0
8126 | 86.0639 | 0
8127 | 86.0639 | 0
8128 | 86.0639 | 0
8129 | 86.0639 | 0
8130 | 86.0558 | 0
8131 | 86.0558 | 0
8132 | 86.0558 | 0
8133 | 86.02 | 0
8134 | 85.97 | 0
8135 | 85.8721 | 0
8136 | 85.749 | 0
8137 | 85.7196 | 0
8138 | 85.6854 | 0
8139 | 85.6448 | 0
8140 | 85.6448 | 0
8141 | 85.638 | 0
8142 | 85.6 | 0
8143 | 85.6 | 0
8144 | 85.6 | 0
8145 | 85.6 | 0
8146 | 85.6 | 0
8147 | 85.6 | 0
8148 | 85.6 | 0
8149 | 85.6 | 0
8150 | 85.5428 | 0
8151 | 85.467 | 0
8152 | 85.3392 | 0
8153 | 85.3203 | 0
8154 | 85.3203 | 0
8155 | 85.2782 | 0
8156 | 85.267 | 0
8157 | 85.267 | 0
8158 | 85.1346 | 0
8159 | 84.9541 | 0
8160 | 84.8 | 0
8161 | 84.8 | 0
8162 | 84.8 | 0
8163 | 84.8 | 0
8164 | 84.8 | 0
8165 | 84.741 | 0
8166 | 84.5848 | 0
8167 | 84.557 | 0
8168 | 84.507 | 0
8169 | 84.4702 | 0
8170 | 84.4702 | 0
8171 | 84.4702 | 0
8172 | 84.462 | 0
8173 | 84.446 | 0
8174 | 84.4114 | 0
8175 | 84.323 | 0
8176 | 84.2988 | 0
8177 | 84.2832 | 0
8178 | 84.2281 | 0
8179 | 84.1783 | 0
8180 | 84.042 | 0
8181 | 84 | 0
8182 | 84 | 0
8183 | 84 | 0
8184 | 83.995 | 0
8185 | 83.8493 | 0
8186 | 83.8493 | 0
8187 | 83.7151 | 0
8188 | 83.6733 | 0
8189 | 83.5728 | 0
8190 | 83.419 | 0
8191 | 83.4186 | 0
8192 | 83.4186 | 0
8193 | 83.4186 | 0
8194 | 83.396 | 0
8195 | 83.254 | 0
8196 | 83.2 | 0
8197 | 83.2 | 0
8198 | 83.0716 | 0
8199 | 82.933 | 0
8200 | 82.9302 | 0
8201 | 82.892 | 0
8202 | 82.8821 | 0
8203 | 82.8764 | 0
8204 | 82.775 | 0
8205 | 82.665 | 0
8206 | 82.654 | 0
8207 | 82.638 | 0
8208 | 82.6104 | 0
8209 | 82.6008 | 0
8210 | 82.453 | 0
8211 | 82.403 | 0
8212 | 82.4 | 0
8213 | 82.3874 | 0
8214 | 82.3782 | 0
8215 | 82.3782 | 0
8216 | 82.3782 | 0
8217 | 82.3782 | 0
8218 | 82.3435 | 0
8219 | 82.3325 | 0
8220 | 82.3166 | 0
8221 | 82.1914 | 0
8222 | 82.0825 | 0
8223 | 82.0795 | 0
8224 | 82.0705 | 0
8225 | 82.0117 | 0
8226 | 81.8383 | 0
8227 | 81.795 | 0
8228 | 81.783 | 0
8229 | 81.6427 | 0
8230 | 81.6 | 0
8231 | 81.6 | 0
8232 | 81.6 | 0
8233 | 81.6 | 0
8234 | 81.6 | 0
8235 | 81.6 | 0
8236 | 81.515 | 0
8237 | 81.5007 | 0
8238 | 81.5007 | 0
8239 | 81.435 | 0
8240 | 81.362 | 0
8241 | 81.2826 | 0
8242 | 81.253 | 0
8243 | 81.1985 | 0
8244 | 81.1979 | 0
8245 | 81.184 | 0
8246 | 81.1182 | 0
8247 | 81.102 | 0
8248 | 81.0455 | 0
8249 | 80.9652 | 0
8250 | 80.9652 | 0
8251 | 80.9369 | 0
8252 | 80.8682 | 0
8253 | 80.819 | 0
8254 | 80.81 | 0
8255 | 80.81 | 0
8256 | 80.81 | 0
8257 | 80.8 | 0
8258 | 80.7865 | 0
8259 | 80.774 | 0
8260 | 80.761 | 0
8261 | 80.6148 | 0
8262 | 80.579 | 0
8263 | 80.506 | 0
8264 | 80.485 | 0
8265 | 80.475 | 0
8266 | 80.4598 | 0
8267 | 80.4469 | 0
8268 | 80.2656 | 0
8269 | 80.1929 | 0
8270 | 80.162 | 0
8271 | 80.1193 | 0
8272 | 80.078 | 0
8273 | 80 | 0
8274 | 80 | 0
8275 | 80 | 0
8276 | 80 | 0
8277 | 79.923 | 0
8278 | 79.796 | 0
8279 | 79.7665 | 0
8280 | 79.6888 | 0
8281 | 79.6888 | 0
8282 | 79.6888 | 0
8283 | 79.66 | 0
8284 | 79.653 | 0
8285 | 79.4856 | 0
8286 | 79.4371 | 0
8287 | 79.4286 | 0
8288 | 79.4286 | 0
8289 | 79.3551 | 0
8290 | 79.3501 | 0
8291 | 79.3432 | 0
8292 | 79.281 | 0
8293 | 79.24 | 0
8294 | 79.2 | 0
8295 | 79.2 | 0
8296 | 79.067 | 0
8297 | 79.057 | 0
8298 | 78.9726 | 0
8299 | 78.9318 | 0
8300 | 78.901 | 0
8301 | 78.853 | 0
8302 | 78.8376 | 0
8303 | 78.7595 | 0
8304 | 78.738 | 0
8305 | 78.738 | 0
8306 | 78.738 | 0
8307 | 78.738 | 0
8308 | 78.7006 | 0
8309 | 78.5941 | 0
8310 | 78.5463 | 0
8311 | 78.5117 | 0
8312 | 78.42 | 0
8313 | 78.4 | 0
8314 | 78.4 | 0
8315 | 78.3215 | 0
8316 | 78.115 | 0
8317 | 78.0473 | 0
8318 | 77.6938 | 0
8319 | 77.625 | 0
8320 | 77.6 | 0
8321 | 77.379 | 0
8322 | 77.3566 | 0
8323 | 77.3566 | 0
8324 | 77.3566 | 0
8325 | 77.076 | 0
8326 | 76.9871 | 0
8327 | 76.876 | 0
8328 | 76.8 | 0
8329 | 76.8 | 0
8330 | 76.8 | 0
8331 | 76.8 | 0
8332 | 76.7762 | 0
8333 | 76.614 | 0
8334 | 76.5013 | 0
8335 | 76.2014 | 0
8336 | 76.02 | 0
8337 | 76 | 0
8338 | 76 | 0
8339 | 75.9752 | 0
8340 | 75.749 | 0
8341 | 75.7243 | 0
8342 | 75.611 | 0
8343 | 75.453 | 0
8344 | 75.3169 | 0
8345 | 75.2845 | 0
8346 | 75.2 | 0
8347 | 75.163 | 0
8348 | 75.1595 | 0
8349 | 74.961 | 0
8350 | 74.903 | 0
8351 | 74.8706 | 0
8352 | 74.6694 | 0
8353 | 74.649 | 0
8354 | 74.6116 | 0
8355 | 74.5939 | 0
8356 | 74.5939 | 0
8357 | 74.479 | 0
8358 | 74.454 | 0
8359 | 74.3586 | 0
8360 | 74.1644 | 0
8361 | 73.9979 | 0
8362 | 73.9032 | 0
8363 | 73.28 | 0
8364 | 73.0629 | 0
8365 | 73.0251 | 0
8366 | 72.995 | 0
8367 | 72.9207 | 0
8368 | 72.8 | 0
8369 | 72.8 | 0
8370 | 72.8 | 0
8371 | 72.771 | 0
8372 | 72.4879 | 0
8373 | 72 | 0
8374 | 71.8311 | 0
8375 | 71.5652 | 0
8376 | 71.47 | 0
8377 | 71.433 | 0
8378 | 70.538 | 0
8379 | 70.4498 | 0
8380 | 70.3334 | 0
8381 | 69.874 | 0
8382 | 69.845 | 0
8383 | 69.75 | 0
8384 | 69.556 | 0
8385 | 69.059 | 0
8386 | 68.887 | 0
8387 | 68.8 | 0
8388 | 68.6977 | 0
8389 | 68.404 | 0
8390 | 67.2 | 0
8391 | 66.9963 | 0
8392 | 66.9323 | 0
8393 | 66.865 | 0
8394 | 66.3057 | 0
8395 | 66.072 | 0
8396 | 65.492 | 0
8397 | 65.31 | 0
8398 | 64.271 | 0
8399 | 64.133 | 0
8400 | 63.569 | 0
8401 | 62.387 | 0
8402 | 62.252 | 0
8403 | 60.615 | 0
8404 | 60.338 | 0
8405 | 60.106 | 0
8406 | 59.935 | 0
8407 | 59.771 | 0
8408 | 59.139 | 0
8409 | 57.64 | 0
8410 | 57.444 | 0
8411 | 56.963 | 0
8412 | 44.716 | 0
8413 | 39.491 | 0
8414 | 37.99 | 0
8415 | 0 | 0
8416 | 0 | 0
8417 | 0 | 0
8418 | 0 | 0
8419 | 0 | 0
8420 | 0 | 0
8421 | 0 | 0
8422 | 0 | 0
8423 | 0 | 0
8424 | 0 | 0
8425 | 0 | 0
8426 | 0 | 0
8427 | 0 | 0
8428 | 0 | 0
8429 | 0 | 0
8430 | 0 | 0
8431 | 0 | 0
8432 | 0 | 0
8433 | 0 | 0
8434 | 0 | 0
8435 | 0 | 0
8436 | 0 | 0
8437 | 0 | 0
8438 | 0 | 0
8439 | 0 | 0
8440 | 0 | 0
8441 | 0 | 0
8442 | 0 | 0
8443 | 0 | 0
8444 | 0 | 0
8445 | 0 | 0
8446 | 0 | 0
8447 | 0 | 0
8448 | 0 | 0
8449 | 0 | 0
8450 | 0 | 0
8451 | 0 | 0
8452 | 0 | 0
8453 | 0 | 0
8454 | 0 | 0
8455 | 0 | 0
8456 | 0 | 0
8457 | 0 | 0
8458 | 0 | 0
8459 | 0 | 0
8460 | 0 | 0
8461 | 0 | 0
8462 | 0 | 0
8463 | 0 | 0
8464 | 0 | 0
8465 | 0 | 0
8466 | 0 | 0
8467 | 0 | 0
8468 | 0 | 0
8469 | 0 | 0
8470 | 0 | 0
8471 | 0 | 0
8472 | 0 | 0
8473 | 0 | 0
8474 | 0 | 0
8475 | 0 | 0
8476 | 0 | 0
8477 | 0 | 0
8478 | 0 | 0
8479 | 0 | 0
8480 | 0 | 0
8481 | 0 | 0
8482 | 0 | 0
8483 | 0 | 0
8484 | 0 | 0
8485 | 0 | 0
8486 | 0 | 0
8487 | 0 | 0
8488 | 0 | 0
8489 | 0 | 0
8490 | 0 | 0
8491 | 0 | 0
8492 | 0 | 0
8493 | 0 | 0
8494 | 0 | 0
8495 | 0 | 0
8496 | 0 | 0
8497 | 0 | 0
8498 | 0 | 0
8499 | 0 | 0
8500 | 0 | 0
8501 | 0 | 0
8502 | 0 | 0
8503 | 0 | 0
8504 | 0 | 0
8505 | 0 | 0
8506 | 0 | 0
8507 | 0 | 0
8508 | 0 | 0
8509 | 0 | 0
8510 | 0 | 0
8511 | 0 | 0
8512 | 0 | 0
8513 | 0 | 0
8514 | 0 | 0
8515 | 0 | 0
8516 | 0 | 0
8517 | 0 | 0
8518 | 0 | 0
8519 | 0 | 0
8520 | 0 | 0
8521 | 0 | 0
8522 | 0 | 0
8523 | 0 | 0
8524 | 0 | 0
8525 | 0 | 0
8526 | 0 | 0
8527 | 0 | 0
8528 | 0 | 0
8529 | 0 | 0
8530 | 0 | 0
8531 | 0 | 0
8532 | 0 | 0
8533 | 0 | 0
8534 | 0 | 0
8535 | 0 | 0
8536 | 0 | 0
8537 | 0 | 0
8538 | 0 | 0
8539 | 0 | 0
8540 | 0 | 0
8541 | 0 | 0
8542 | 0 | 0
8543 | 0 | 0
8544 | 0 | 0
8545 | 0 | 0
8546 | 0 | 0
8547 | 0 | 0
8548 | 0 | 0
8549 | 0 | 0
8550 | 0 | 0
8551 | 0 | 0
8552 | 0 | 0
8553 | 0 | 0
8554 | 0 | 0
8555 | 0 | 0
8556 | 0 | 0
8557 | 0 | 0
8558 | 0 | 0
8559 | 0 | 0
8560 | 0 | 0
8561 | 0 | 0
8562 | 0 | 0
8563 | 0 | 0
8564 | 0 | 0
8565 | 0 | 0
8566 | 0 | 0
8567 | 0 | 0
8568 | 0 | 0
8569 | 0 | 0
8570 | 0 | 0
8571 | 0 | 0
8572 | 0 | 0
8573 | 0 | 0
8574 | 0 | 0
8575 | 0 | 0
8576 | 0 | 0
8577 | 0 | 0
8578 | 0 | 0
8579 | 0 | 0
8580 | 0 | 0
8581 | 0 | 0
8582 | 0 | 0
8583 | 0 | 0
8584 | 0 | 0
8585 | 0 | 0
8586 | 0 | 0
8587 | 0 | 0
8588 | 0 | 0
8589 | 0 | 0
8590 | 0 | 0
8591 | 0 | 0
8592 | 0 | 0
8593 | 0 | 0
8594 | 0 | 0
8595 | 0 | 0
8596 | 0 | 0
8597 | 0 | 0
8598 | 0 | 0
8599 | 0 | 0
8600 | 0 | 0
8601 | 0 | 0
8602 | 0 | 0
8603 | 0 | 0
8604 | 0 | 0
8605 | 0 | 0
8606 | 0 | 0
8607 | 0 | 0
8608 | 0 | 0
8609 | 0 | 0
8610 | 0 | 0
8611 | 0 | 0
8612 | 0 | 0
8613 | 0 | 0
8614 | 0 | 0
8615 | 0 | 0
8616 | 0 | 0
8617 | 0 | 0
8618 | 0 | 0
8619 | 0 | 0
8620 | 0 | 0
8621 | 0 | 0
8622 | 0 | 0
8623 | 0 | 0
8624 | 0 | 0
8625 | 0 | 0
8626 | 0 | 0
8627 | 0 | 0
8628 | 0 | 0
8629 | 0 | 0
8630 | 0 | 0
8631 | 0 | 0
8632 | 0 | 0
8633 | 0 | 0
8634 | 0 | 0
8635 | 0 | 0
8636 | 0 | 0
8637 | 0 | 0
8638 | 0 | 0
8639 | 0 | 0
8640 | 0 | 0
8641 | 0 | 0
8642 | 0 | 0
8643 | 0 | 0
8644 | 0 | 0
8645 | 0 | 0
8646 | 0 | 0
8647 | 0 | 0
8648 | 0 | 0
8649 | 0 | 0
8650 | 0 | 0
8651 | 0 | 0
8652 | 0 | 0
8653 | 0 | 0
8654 | 0 | 0
8655 | 0 | 0
8656 | 0 | 0
8657 | 0 | 0
8658 | 0 | 0
8659 | 0 | 0
8660 | 0 | 0
8661 | 0 | 0
8662 | 0 | 0
8663 | 0 | 0
8664 | 0 | 0
8665 | 0 | 0
8666 | 0 | 0
8667 | 0 | 0
8668 | 0 | 0
8669 | 0 | 0
8670 | 0 | 0
8671 | 0 | 0
8672 | 0 | 0
8673 | 0 | 0
8674 | 0 | 0
8675 | 0 | 0
8676 | 0 | 0
8677 | 0 | 0
8678 | 0 | 0
8679 | 0 | 0
8680 | 0 | 0
8681 | 0 | 0
8682 | 0 | 0
8683 | 0 | 0
8684 | 0 | 0
8685 | 0 | 0
8686 | 0 | 0
8687 | 0 | 0
8688 | 0 | 0
8689 | 0 | 0
8690 | 0 | 0
8691 | 0 | 0
8692 | 0 | 0
8693 | 0 | 0
8694 | 0 | 0
8695 | 0 | 0
8696 | 0 | 0
8697 | 0 | 0
8698 | 0 | 0
8699 | 0 | 0
8700 | 0 | 0
8701 | 0 | 0
8702 | 0 | 0
8703 | 0 | 0
8704 | 0 | 0
8705 | 0 | 0
8706 | 0 | 0
8707 | 0 | 0
8708 | 0 | 0
8709 | 0 | 0
8710 | 0 | 0
8711 | 0 | 0
8712 | 0 | 0
8713 | 0 | 0
8714 | 0 | 0
8715 | 0 | 0
8716 | 0 | 0
8717 | 0 | 0
8718 | 0 | 0
8719 | 0 | 0
8720 | 0 | 0
8721 | 0 | 0
8722 | 0 | 0
8723 | 0 | 0
8724 | 0 | 0
8725 | 0 | 0
8726 | 0 | 0
8727 | 0 | 0
8728 | 0 | 0
8729 | 0 | 0
8730 | 0 | 0
8731 | 0 | 0
8732 | 0 | 0
8733 | 0 | 0
8734 | 0 | 0
8735 | 0 | 0
8736 | 0 | 0
8737 | 0 | 0
8738 | 0 | 0
8739 | 0 | 0
8740 | 0 | 0
8741 | 0 | 0
8742 | 0 | 0
8743 | 0 | 0
8744 | 0 | 0
8745 | 0 | 0
8746 | 0 | 0
8747 | 0 | 0
8748 | 0 | 0
8749 | 0 | 0
8750 | 0 | 0
8751 | 0 | 0
8752 | 0 | 0
8753 | 0 | 0
8754 | 0 | 0
8755 | 0 | 0
8756 | 0 | 0
8757 | 0 | 0
8758 | 0 | 0
8759 | 0 | 0
8760 | 0 | 0

## Cash Flow
Year | ESCO Energy Revenue (USD) | ESCO Demand Revenue (USD) | ESCO Grid Arbitrage Revenue (USD) | ESCO Revenue (USD) | O&M (USD) | Replacement Cost (USD) | Depreciation (USD) | CIT (USD) | Cash Available For Debt Service (USD) | Debt Service (USD) | Equity Cash Flow (USD) | Offtaker Savings (USD) | Offtaker Savings Fraction | DSCR
1 | 513864.9996 | 0 | 0 | 513864.9996 | 50031.2013 | 0 | 322163.48 | 0 | 463833.7983 | 457642.6145 | 6191.1838 | 57096.1104 | 0.068561 | 1.0135
2 | 534419.5996 | 0 | 0 | 534419.5996 | 50031.2013 | 0 | 322163.48 | 0 | 484388.3983 | 457642.6145 | 26745.7838 | 59379.9548 | 0.068561 | 1.0584
3 | 555796.3835 | 0 | 0 | 555796.3835 | 50031.2013 | 0 | 322163.48 | 0 | 505765.1822 | 457642.6145 | 48122.5678 | 61755.153 | 0.068561 | 1.1052
4 | 578028.2389 | 0 | 0 | 578028.2389 | 50031.2013 | 0 | 322163.48 | 0 | 527997.0376 | 457642.6145 | 70354.4231 | 64225.3592 | 0.068561 | 1.1537
5 | 601149.3684 | 0 | 0 | 601149.3684 | 50031.2013 | 0 | 322163.48 | 5182.1866 | 545935.9805 | 457642.6145 | 88293.366 | 66794.3735 | 0.068561 | 1.1929
6 | 625195.3432 | 0 | 0 | 625195.3432 | 50031.2013 | 0 | 322163.48 | 9971.1174 | 565193.0245 | 457642.6145 | 107550.41 | 69466.1485 | 0.068561 | 1.235
7 | 650203.1569 | 0 | 0 | 650203.1569 | 50031.2013 | 0 | 322163.48 | 15058.9003 | 585113.0553 | 457642.6145 | 127470.4408 | 72244.7944 | 0.068561 | 1.2785
8 | 676211.2832 | 0 | 0 | 676211.2832 | 50031.2013 | 0 | 322163.48 | 20466.6096 | 605713.4722 | 457642.6145 | 148070.8577 | 75134.5862 | 0.068561 | 1.3236
9 | 703259.7345 | 0 | 0 | 703259.7345 | 50031.2013 | 0 | 142694.88 | 44163.7977 | 609064.7355 | 457642.6145 | 151422.121 | 78139.9696 | 0.068561 | 1.3309
10 | 731390.1239 | 0 | 0 | 731390.1239 | 50031.2013 | 0 | 142694.88 | 50281.1856 | 631077.737 | 457642.6145 | 173435.1225 | 81265.5684 | 0.068561 | 1.379
11 | 760645.7288 | 0 | 0 | 760645.7288 | 50031.2013 | 0 | 142694.88 | 56791.9648 | 653822.5628 | 0 | 653822.5628 | 84516.1911 | 0.068561
12 | 791071.558 | 0 | 0 | 791071.558 | 50031.2013 | 0 | 142694.88 | 59834.5477 | 681205.809 | 0 | 681205.809 | 87896.8388 | 0.068561
13 | 822714.4203 | 0 | 0 | 822714.4203 | 50031.2013 | 0 | 142694.88 | 62998.8339 | 709684.3851 | 0 | 709684.3851 | 91412.7123 | 0.068561
14 | 855622.9971 | 0 | 0 | 855622.9971 | 50031.2013 | 0 | 142694.88 | 132579.3832 | 673012.4127 | 0 | 673012.4127 | 95069.2208 | 0.068561
15 | 889847.917 | 0 | 0 | 889847.917 | 50031.2013 | 0 | 142694.88 | 139424.3671 | 700392.3486 | 0 | 700392.3486 | 98871.9897 | 0.068561
16 | 925441.8337 | 0 | 0 | 925441.8337 | 50031.2013 | 0 | 142694.88 | 146543.1505 | 728867.4819 | 0 | 728867.4819 | 102826.8693 | 0.068561
17 | 962459.507 | 0 | 0 | 962459.507 | 50031.2013 | 0 | 142694.88 | 153946.6851 | 758481.6206 | 0 | 758481.6206 | 106939.944 | 0.068561
18 | 1000957.8873 | 0 | 0 | 1000957.8873 | 50031.2013 | 0 | 142694.88 | 161646.3612 | 789280.3248 | 0 | 789280.3248 | 111217.5418 | 0.068561
19 | 1040996.2028 | 0 | 0 | 1040996.2028 | 50031.2013 | 0 | 142694.88 | 169654.0243 | 821310.9772 | 0 | 821310.9772 | 115666.2435 | 0.068561
20 | 1082636.0509 | 0 | 0 | 1082636.0509 | 50031.2013 | 0 | 142694.88 | 177981.9939 | 854622.8557 | 0 | 854622.8557 | 120292.8932 | 0.068561
21 | 1125941.493 | 0 | 0 | 1125941.493 | 50031.2013 | 0 | 0 | 215182.0583 | 860728.2333 | 0 | 860728.2333 | 125104.6089 | 0.068561
22 | 1170979.1527 | 0 | 0 | 1170979.1527 | 50031.2013 | 0 | 0 | 224189.5903 | 896758.3611 | 0 | 896758.3611 | 130108.7933 | 0.068561
23 | 1217818.3188 | 0 | 0 | 1217818.3188 | 50031.2013 | 0 | 0 | 233557.4235 | 934229.694 | 0 | 934229.694 | 135313.145 | 0.068561
24 | 1266531.0515 | 0 | 0 | 1266531.0515 | 50031.2013 | 0 | 0 | 243299.97 | 973199.8802 | 0 | 973199.8802 | 140725.6708 | 0.068561
25 | 1317192.2936 | 0 | 0 | 1317192.2936 | 50031.2013 | 0 | 0 | 253432.2185 | 1013728.8738 | 0 | 1013728.8738 | 146354.6977 | 0.068561

## Tax Schedule
Year | Depreciation (USD) | CIT (USD)
1 | 322163.48 | 0
2 | 322163.48 | 0
3 | 322163.48 | 0
4 | 322163.48 | 0
5 | 322163.48 | 5182.1866
6 | 322163.48 | 9971.1174
7 | 322163.48 | 15058.9003
8 | 322163.48 | 20466.6096
9 | 142694.88 | 44163.7977
10 | 142694.88 | 50281.1856
11 | 142694.88 | 56791.9648
12 | 142694.88 | 59834.5477
13 | 142694.88 | 62998.8339
14 | 142694.88 | 132579.3832
15 | 142694.88 | 139424.3671
16 | 142694.88 | 146543.1505
17 | 142694.88 | 153946.6851
18 | 142694.88 | 161646.3612
19 | 142694.88 | 169654.0243
20 | 142694.88 | 177981.9939
21 | 0 | 215182.0583
22 | 0 | 224189.5903
23 | 0 | 233557.4235
24 | 0 | 243299.97
25 | 0 | 253432.2185

## Debt Service
Year | Interest (USD) | Principal (USD) | Debt Service (USD) | Ending Debt Balance (USD)
1 | 255233.9608 | 202408.6537 | 457642.6145 | 2800343.8263
2 | 238029.2252 | 219613.3893 | 457642.6145 | 2580730.4371
3 | 219362.0872 | 238280.5273 | 457642.6145 | 2342449.9097
4 | 199108.2423 | 258534.3722 | 457642.6145 | 2083915.5376
5 | 177132.8207 | 280509.7938 | 457642.6145 | 1803405.7438
6 | 153289.4882 | 304353.1263 | 457642.6145 | 1499052.6175
7 | 127419.4725 | 330223.142 | 457642.6145 | 1168829.4755
8 | 99350.5054 | 358292.1091 | 457642.6145 | 810537.3664
9 | 68895.6761 | 388746.9383 | 457642.6145 | 421790.4281
10 | 35852.1864 | 421790.4281 | 457642.6145 | 0
11 | 0 | 0 | 0 | 0
12 | 0 | 0 | 0 | 0
13 | 0 | 0 | 0 | 0
14 | 0 | 0 | 0 | 0
15 | 0 | 0 | 0 | 0
16 | 0 | 0 | 0 | 0
17 | 0 | 0 | 0 | 0
18 | 0 | 0 | 0 | 0
19 | 0 | 0 | 0 | 0
20 | 0 | 0 | 0 | 0
21 | 0 | 0 | 0 | 0
22 | 0 | 0 | 0 | 0
23 | 0 | 0 | 0 | 0
24 | 0 | 0 | 0 | 0
25 | 0 | 0 | 0 | 0

## Developer Financials
Metric | Value
Project IRR | 0.13112
Equity IRR | 0.16005
NPV (USD) | 1437973.4348
Average DSCR | 1.2071
Simple Payback (Years) | 10.5189
ROI | 10.0995

## Assumptions
Assumption | Value
esco_energy_discount_fraction | 0.9
owner_discount_rate_fraction | 0.1
debt_fraction | 0.7
debt_interest_rate_fraction | 0.085
debt_term_years | 10
exchange_rate_vnd_per_usd | 25000
evn_energy_escalation_rate | 0.04
evn_capacity_escalation_rate | 0.04
demand_savings_esco_share | 0.8
grid_charging_enabled | FALSE