## Cover
Investment Case Workbook - Factory A Vietnam ESCO E2E - Solar Only (no BESS)
ESCO discount-to-EVN tariff (behind-the-meter) · prepared 2026-09-11 · REopt dispatch + proforma_vietnam financial engine
REopt run UUID: 36f36f61-c28e-4c8a-bc9d-66f21300c28e
Model validation status |  | Live tie-out of every Excel-derived metric against the engine
Colour legend
Hardcoded input / engine output | Case file terms, REopt dispatch results, 8760-h settlement totals, tie-out references
Live Excel formula (white) | Everything derivable is a formula - trace with Excel's formula auditing tools
PASS / REVIEW check cell | Excel-vs-engine tie-out at stated tolerances
Contents
Executive Summary | Headline KPIs for both counterparties
Assumptions | Every case input & contract term with unit, source and named cell
Model Basis | Methodology, settlement math, simplifications register
Pro Forma (Audit) | Full cash flow rebuilt with live formulas + engine tie-out
FX Sensitivity | USD returns under VND depreciation (editable)
Buyer Analysis | Offtaker savings vs business-as-usual
Developer Returns | Sources & uses, coverage, equity cash flow
Technical Results | System sizing, year-1 energy balance, bill comparison
Dispatch Profile | 8760-h dispatch incl. original PV generation; chart shows the peak-load week
Load Duration | Load and net-load duration curves
Prepared for investment and lending review. Figures are model outputs, not offers; REopt sizing is optimizer output and may shift with solver versions.
Regenerate offline anytime: python -m proforma_vietnam.rebuild_report --case-dir <case>.

## Executive Summary
Investment & PPA Negotiation Summary - Factory A Vietnam ESCO E2E - Solar Only (no BESS)
ESCO discount-to-EVN tariff (behind-the-meter) · prepared 2026-09-11 · REopt dispatch + proforma_vietnam financial model
Project & System
PV Size (kW) | 3453.2764
Battery Power (kW) | 0
Battery Energy (kWh) | 0
Total Investment (USD) | 1657572.672
Contract Terms
ESCO Energy Price (fraction of EVN tariff) | 90%
Demand Savings Share to ESCO | 80%
Analysis Period (Years) | 25
Developer (Seller) Returns
Equity IRR | 18.92%
Project IRR | 14.56%
NPV (USD) | 768033.5043 | At owner discount rate
Minimum DSCR (debt years) | 1.1928 | Lender covenant view
Average DSCR | 1.3539
Simple Payback (Years) | 8.5708
Equity Investment (USD) | 497271.8016
Debt Principal (USD) | 1160300.8704
Buyer (Offtaker) Outcome
Year 1 BAU Cost (USD) | 769044.53
Year 1 Cost With Project (USD) | 743304.5212
Year 1 Buyer Savings (USD) | 25740.0088
Year 1 Savings (% of BAU) | 3.347%
First 10 Years Buyer Savings (USD) | 301687.204 | Cumulative, years 1-10
First 10 Years Savings (% of BAU) | 3.267%
Lifetime Buyer Savings (USD) | 999906.7196 | Sum over analysis period
Lifetime Savings (% of BAU) | 3.122%
Model Basis & Conventions
• ESCO is paid a discount to the time-specific EVN tariff for project-served energy.
• PV degradation, O&M escalation and battery replacement (REopt schedule) are applied across the analysis period.
• PV straight-line depreciation over 20 years (Circular 45/2013/TT-BTC permits 7-20 years for generating equipment).
• Vietnam CIT: 4-year exemption + 9-year 50% reduction from first profitable year; 5-year tax-loss carryforward.
• All USD figures at the fixed contract exchange rate (see Assumptions); FX drift between VND revenue and USD reporting is quantified on the FX Sensitivity sheet.

## Assumptions
Assumptions & Model Inputs
Shaded cells are hardcoded inputs (case file or engine output); named cells drive every formula on the Pro Forma (Audit) sheet.
Project & Run
Case name | Factory A Vietnam ESCO E2E - Solar Only (no BESS) |  | case.json
Financing structure | ESCO discount-to-EVN (behind-the-meter) |  | proforma_vietnam.structures
REopt run UUID | 36f36f61-c28e-4c8a-bc9d-66f21300c28e |  | REopt API
Report prepared | 2026-09-11
Analysis period | 25 | years | case.json financial.analysis_years
Tariff year | 2025 |  | case.json tariff.year
Voltage level | 22-110kV |  | case.json tariff.voltage_level
TOU schedule | decision_963 |  | case.json tariff.tou_schedule
Site & Load Profile (case.json)
Latitude | 10.8231 | deg | case.json site.latitude
Longitude | 106.6297 | deg | case.json site.longitude
Load profile file | Sample Load Profile/Emivest_clean.csv |  | case.json load_profile.path (8760 hourly kW)
Load year | 2025 |  | case.json load_profile.year
PV Technology (case.json)
PV minimum size | 0 | kW | case.json technologies.pv.min_kw
PV maximum size | 10000 | kW | case.json technologies.pv.max_kw
PV installed cost | 480 | USD/kW | case.json technologies.pv.installed_cost_per_kw
PV O&M cost | 6 | USD/kW/yr | case.json technologies.pv.om_cost_per_kw
PV degradation (case input) | 0.5% | per year | case.json technologies.pv.degradation_fraction
PVWatts tilt | 10 |  | case.json technologies.pv.pvwatts (production factor inputs)
PVWatts azimuth | 180 |  | case.json technologies.pv.pvwatts (production factor inputs)
PVWatts array_type | 1 |  | case.json technologies.pv.pvwatts (production factor inputs)
PVWatts module_type | 0 |  | case.json technologies.pv.pvwatts (production factor inputs)
PVWatts losses | 14 |  | case.json technologies.pv.pvwatts (production factor inputs)
PVWatts dc_ac_ratio | 1.2 |  | case.json technologies.pv.pvwatts (production factor inputs)
Storage Technology (case.json)
Storage minimum power | 0 | kW | case.json technologies.storage.min_kw
Storage maximum power | 0 | kW | case.json technologies.storage.max_kw
Storage minimum energy | 0 | kWh | case.json technologies.storage.min_kwh
Storage maximum energy | 0 | kWh | case.json technologies.storage.max_kwh
Storage cost per kW | 80 | USD/kW | case.json technologies.storage.installed_cost_per_kw
Storage cost per kWh | 120 | USD/kWh | case.json technologies.storage.installed_cost_per_kwh
Storage fixed cost | 0 | USD | case.json technologies.storage.installed_cost_constant
Replacement cost per kW | 80 | USD/kW | case.json technologies.storage.replace_cost_per_kw
Replacement cost per kWh | 100 | USD/kWh | case.json technologies.storage.replace_cost_per_kwh
Replacement fixed cost | 0 | USD | case.json technologies.storage.replace_cost_constant
Inverter replacement year | 10 | year | case.json technologies.storage.inverter_replacement_year
Battery replacement year | 11 | year | case.json technologies.storage.battery_replacement_year
Fixed-cost replacement year | 10 | year | case.json technologies.storage.cost_constant_replacement_year
O&M (fraction of installed cost) | 1% | per year | case.json technologies.storage.om_cost_fraction_of_installed_cost
Currency & FX
Model currency | USD |  | EVN tariff converted VND→USD before REopt; see Model Basis
Contract exchange rate | 26300 | VND per USD | case.json tariff.exchange_rate_vnd_per_usd
FX treatment | Held flat over the analysis period |  | Simplification - see FX Sensitivity sheet
Capital Costs
PV capex | 1657572.672 | USD | REopt PV size_kw × installed_cost_per_kw
BESS capex | 0 | USD | REopt ElectricStorage initial_capital_cost
Other capex | 0 | USD | case.json (developer overrides)
Total investment |  | USD | Formula: PV + BESS + Other
Operating Costs
Year-1 O&M | 20719.6581 | USD/yr | REopt Financial.year_one_om_costs_before_tax
O&M escalation | 3% | per year | vietnam_defaults.json / case.json financial.om_escalation_rate
Battery replacement year | 11 | year | case.json technologies.storage.battery_replacement_year
Tariff & Escalation
EVN energy escalation | 4% | per year | case.json tariff.evn_energy_escalation_rate
EVN capacity (demand) escalation | 4% | per year | case.json tariff.evn_capacity_escalation_rate
PV degradation | 0.5% | per year | REopt PV.degradation_fraction
Tariff currency fed to REopt | USD |  | case.json tariff.currency
Two-component tariff pilot | FALSE | yes/no | case.json tariff.two_component_pilot_enabled
Contract Terms
ESCO energy price (fraction of EVN tariff) | 90% | fraction | case.json esco_contract.esco_energy_discount_fraction
Demand savings share to ESCO | 80% | fraction | case.json esco_contract.demand_savings_esco_share
Grid charging enabled | FALSE | yes/no | case.json esco_contract.grid_charging_enabled
Financing
Debt fraction | 70% | of total capex | vietnam_defaults.json / case.json financial.debt_fraction
Debt interest rate | 8.5% | per year | vietnam_defaults.json / case.json financial.debt_interest_rate_fraction
Debt term | 10 | years | vietnam_defaults.json / case.json financial.debt_term_years
Debt principal |  | USD | Formula: total investment × debt fraction
Equity investment |  | USD | Formula: total investment − debt
Annual debt payment (level) |  | USD/yr | Standard annuity over the debt term
Owner discount rate | 10% | per year | case.json financial.owner_discount_rate_fraction
Tax & Depreciation (Vietnam)
CIT regime | Standard + holiday (conservative ESCO default) |  | proforma_vietnam.cash_flow (structure-dependent; explicit override wins)
CIT standard rate | 20% | of taxable income | Law 67/2025/QH15; vietnam_defaults.json
CIT holiday | 4 | years | Law 67/2025 (from first profitable year); Circular 78/2014 Art. 18 shape
CIT reduced-rate period | 9 | years | Law 67/2025; Circular 78/2014 Art. 18 shape
CIT reduction during period | 50% | of applicable base rate | Law 67/2025 (50% of base rate)
Tax-loss carryforward limit | 5 | years | Law 67/2025; Circular 78/2014 Art. 9 shape
Incentive clock cap | 4 | year (latest start) | Law 67/2025; Circular 78/2014 Art. 18 shape
PV depreciation (straight-line) | 20 | years | Circular 45/2013/TT-BTC (7–20 yr band)
BESS depreciation (straight-line) | 8 | years | Circular 45/2013/TT-BTC
Year-1 Engine Outputs (hardcoded - dispatch × tariff, not derivable in-sheet)
Year-1 BAU EVN bill | 769044.53 | USD | REopt ElectricTariff.year_one_bill_before_tax_bau
Year-1 optimized EVN bill | 511644.4498 | USD | REopt ElectricTariff.year_one_bill_before_tax
Year-1 BAU demand charge | 0 | USD | REopt year_one_demand_cost_before_tax_bau
Year-1 optimized demand charge | 0 | USD | REopt year_one_demand_cost_before_tax
Year-1 demand savings base | 0 | USD | max(BAU − optimized demand charge, 0)
Year-1 served-energy retail value | 257400.0794 | USD | Σ project-served kWh × EVN TOU rate (8760 h)
Year-1 ESCO energy revenue base | 231660.0715 | USD | Σ served kWh × EVN TOU rate × ESCO discount
Year-1 grid arbitrage base | 0 | USD | REopt net grid arbitrage × ESCO share
Other Assumptions (assumptions.json echo)
rate_vintage_source | EVN retail electricity tariff, Decision 1279/QD-BCT dated 2025-05-09 |  | assumptions.json
rate_vintage_year | 2025 |  | assumptions.json

## Model Basis
Model Basis, Conventions & Simplifications
1. Model architecture
• REopt (NLR optimization engine) selects PV/BESS sizing and hourly dispatch against the EVN time-of-use tariff over an 8760-hour year.
• proforma_vietnam post-processes the REopt run: an hourly ND57/2025 DPPA settlement layer (when applicable) and a 25-year developer cash flow with Vietnam tax and debt.
• This workbook is generated from that engine. The Pro Forma (Audit) sheet re-derives the full cash flow with live Excel formulas from the named inputs on the Assumptions sheet; the Checks block ties every metric back to the engine (PASS/REVIEW).
2. Currency & FX
• All money flows are computed in USD at the fixed contract rate (26,300 VND/USD).
• Underlying revenue is VND-denominated (EVN tariff, FMP market, DPPA fees). Holding FX flat for the analysis period is a simplification: the FX Sensitivity sheet quantifies USD-reported returns under 0-3%/yr VND depreciation.
• Sheets that show VND amounts (Hourly/Monthly Settlement, DPPA fee inputs) are VND-native regulatory quantities, not conversions.
• Debt is assumed VND-denominated (local bank), so DSCR is FX-neutral.
3. Settlement math - ESCO discount-to-EVN
• The ESCO is paid a contracted fraction of the time-specific EVN tariff for project-served energy (PV→load, plus battery→load when the battery cannot grid-charge).
• Demand-charge savings vs BAU are split between ESCO and offtaker at the contracted share.
• Year-1 revenue is computed from the 8760-hour REopt dispatch × TOU rates; later years scale by EVN escalation and PV degradation factors shown on the Pro Forma (Audit) sheet.
4. Multi-year mechanics
• PV degradation compounds on generation-linked terms; energy lost to degradation is repurchased from EVN at retail (added to the buyer's residual bill / C_BL).
• O&M escalates at its own rate; battery replacement is booked in the configured year at REopt replacement unit costs.
• Debt: level-payment annuity over the debt term (interest + principal split per the Debt Schedule block).
• CIT regime: standard rate with holiday (Law 67/2025; legacy Circular 78/2014 shape) - 20% base rate throughout. Conservative default for a service ESCO, whose RE-producer status is a legal question; grandfathered projects keep old-law incentives. The 4-year exemption and 9-year 50%-reduction periods count from the first profitable year, no later than year 4; the 50% reduction applies to the then-applicable base rate. Tax losses carry forward at most 5 consecutive years, consumed FIFO - the carryforward schedule is fully visible on the Pro Forma sheet.
• Straight-line depreciation: PV over the configured life within the 7-20y band of Circular 45/2013/TT-BTC; BESS over its own life.
5. Simplifications register (disclosed for audit)
• Fixed FX over the analysis period - quantified on the FX Sensitivity sheet.
• Battery replacement is expensed in the replacement year, not capitalized and re-depreciated.
• VAT is out of scope (pass-through assumed for both parties).
• No working-capital, DSRA, or terminal/residual value is modelled.
• A single dispatch year (8760 h) is escalated; no re-dispatch in later years.
• REopt sizing is optimizer output and can vary slightly between solver versions; the financial post-processing is deterministic given results.json.
6. How to validate this workbook
• 1) Assumptions sheet: confirm every shaded input against the case file / contract term sheet.
• 2) Pro Forma (Audit): trace any line - formulas reference named cells (e.g. ESC_ENERGY, DEBT_RATE) and prior rows only.
• 3) Checks block: every metric shows Excel vs engine with PASS/REVIEW at stated tolerances (amounts $1, rates 5 bp, DSCR 0.005, payback 0.05 yr).
• 4) FX Sensitivity: rate cells are editable; Excel recomputes IRR/NPV live.
• 5) Technical sheets (Technical Results, Dispatch Profile, Load Duration, Settlement) are engine output for record. The Dispatch sheet's PV production factor (kWh/kW, PVWatts-derived) is the hourly solar-resource signal - REopt does not persist raw irradiance.
7. Key references
• ND57/2025 (DPPA decree) Art. 14-18 - settlement chain and eligibility.
• NSMO/CD7 simulation examples - k price-only conversion (Ví dụ 1), CfD cap on matched volume (Ví dụ 4).
• Law 67/2025/QH15 + Decree 320/2025/NĐ-CP - CIT rates, RE-producer preferential incentive, holiday & loss carryforward (legacy Circular 78/2014 Art. 9, 18 shape kept for the standard regime).
• Circular 45/2013/TT-BTC - fixed-asset depreciation bands.
• EVN retail tariff (current & QĐ963 TOU structures) as configured in the case file.

## Pro Forma (Audit)
Pro Forma (Audit) - every white cell is a live Excel formula
Shaded cells are hardcoded engine outputs (REopt dispatch / 8760-h settlement / tie-out reference). All other cells derive from the named cells on the Assumptions sheet. Currency: USD at the fixed contract FX rate.
TIMELINE & INDEXATION
Year | index | 0 | 1 | 2 | 3 | 4 | 5 | 6 | 7 | 8 | 9 | 10 | 11 | 12 | 13 | 14 | 15 | 16 | 17 | 18 | 19 | 20 | 21 | 22 | 23 | 24 | 25
EVN energy escalation factor | index
EVN capacity escalation factor | index
O&M escalation factor | index
PV degradation factor | index
REVENUE (USD)
ESCO energy revenue (discount-to-EVN) | USD
Demand charge savings (total) | USD
ESCO share of demand savings | USD
Grid arbitrage revenue | USD
Total developer revenue | USD
OPERATING COSTS (USD)
O&M | USD
Battery replacement (engine schedule) | USD |  | 0 | 0 | 0 | 0 | 0 | 0 | 0 | 0 | 0 | 0 | 0 | 0 | 0 | 0 | 0 | 0 | 0 | 0 | 0 | 0 | 0 | 0 | 0 | 0 | 0
EBITDA | USD
DEBT SCHEDULE (USD)
Opening debt balance | USD
Interest | USD
Principal repayment | USD
Debt service | USD
Closing debt balance | USD
DEPRECIATION & VIETNAM CIT (USD)
PV depreciation (straight-line) | USD
BESS depreciation (straight-line) | USD
Total depreciation | USD
Taxable income before loss relief (EBT) | USD
New tax loss arising | USD
Assessable income (pre-relief) | USD
Loss vintage aged 1y - available | USD | 1: 0
Loss vintage aged 2y - available | USD | 1: 0
Loss vintage aged 3y - available | USD | 1: 0
Loss vintage aged 4y - available | USD | 1: 0
Loss vintage aged 5y - available | USD | 1: 0
Loss vintage aged 5y - utilised | USD
Loss vintage aged 4y - utilised | USD
Loss vintage aged 3y - utilised | USD
Loss vintage aged 2y - utilised | USD
Loss vintage aged 1y - utilised | USD
Loss relief utilised (FIFO, ≤5y old) | USD
Taxable income after loss relief | USD
Profitable-to-date flag (starts CIT clock) | 0/1
CIT clock start year (first profit, capped) |  | 1: Circular 78/2014 Art. 18
Applicable CIT rate | %
CIT payable | USD
CASH FLOW & COVERAGE (USD)
Cash available for debt service (CFADS) | USD
Project cash flow (unlevered, post-tax) | USD
Equity cash flow | USD
Cumulative equity cash flow | USD
DSCR (debt years) | x
OFFTAKER (BUYER) POSITION (USD)
BAU EVN bill (energy + demand) | USD
Buyer cost with project | USD
Buyer savings vs BAU | USD
Buyer savings (% of BAU) | %
RETURN METRICS (Excel formulas)
Equity IRR
Project IRR (unlevered)
Equity NPV @ owner discount rate
Minimum DSCR (debt years) |  | 1: MIN ignores the blank non-debt years
Average DSCR (debt years)
First year cumulative equity CF ≥ 0
Simple equity payback |  | 1: years
ROI (cumulative equity CF / equity)
Buyer savings, years 1-10 (% of BAU)
CHECKS - EXCEL vs ENGINE (per-year tie-out)
Equity cash flow (engine) | USD | -497271.8016 | 34101.6205 | 41541.8012 | 49243.8839 | 57217.0722 | 56372.4198 | 63140.9663 | 70101.8293 | 77257.861 | 84611.681 | 92165.6405 | 276760.5749 | 286223.7178 | 296019.7868 | 281351.3824 | 290682.4169 | 300341.6766 | 310340.689 | 320691.3858 | 331406.117 | 342497.6661 | 337403.5379 | 349288.8816 | 361592.1462 | 374328.0047 | 387511.6447
CFADS (engine) | USD |  | 210940.4134 | 218380.5941 | 226082.6768 | 234055.8651 | 233211.2127 | 239979.7592 | 246940.6222 | 254096.6539 | 261450.4739 | 269004.4334 | 276760.5749 | 286223.7178 | 296019.7868 | 281351.3824 | 290682.4169 | 300341.6766 | 310340.689 | 320691.3858 | 331406.117 | 342497.6661 | 337403.5379 | 349288.8816 | 361592.1462 | 374328.0047 | 387511.6447
CIT (engine) | USD |  | 0 | 0 | 0 | 0 | 9098.4729 | 10874.2403 | 12758.3912 | 14758.6389 | 16883.2994 | 19141.3411 | 21542.4379 | 22593.8982 | 23682.3504 | 49618.1872 | 51950.9458 | 54365.7608 | 56865.5139 | 59453.188 | 62131.8709 | 64904.7581 | 84350.8845 | 87322.2204 | 90398.0365 | 93582.0012 | 96877.9112
Max ¦Excel − engine¦ this year | USD
Check |  | 0: Excel; 1: Engine; 2: Delta; 3: Status
Per-year cash flow tie-out (max delta, all years) |  | 1: 0
Equity IRR |  | 1: 18.92%
Project IRR |  | 1: 14.56%
Equity NPV |  | 1: 768033.5043
Minimum DSCR |  | 1: 1.1928
Average DSCR |  | 1: 1.3539
Simple equity payback |  | 1: 8.5708
ROI |  | 1: 1100%
Buyer savings, years 1-10 (% of BAU) |  | 1: 3.267%

## FX Sensitivity
FX Sensitivity - VND depreciation vs USD returns
Cash flows are VND-denominated (EVN tariff / DPPA settlement) but reported in USD at the fixed contract rate. Each scenario deflates the year-t USD equity cash flow by (1+d)^t. Debt is assumed VND-denominated, so DSCR is unchanged. The rate cells are editable; engine columns validate the default scenarios.
VND depreciation (per year) | Equity IRR (USD) | Equity NPV (USD) | Equity IRR (engine) | Equity NPV (engine) | Status
0% |  |  | 18.92% | 768033.5043
1% |  |  | 17.74% | 610647.9294
2% |  |  | 16.59% | 477936.2675
3% |  |  | 15.46% | 365523.9014
Helper - FX-adjusted equity cash flow per scenario (USD): CF_t / (1 + d)^t
| 0 | 1 | 2 | 3 | 4 | 5 | 6 | 7 | 8 | 9 | 10 | 11 | 12 | 13 | 14 | 15 | 16 | 17 | 18 | 19 | 20 | 21 | 22 | 23 | 24 | 25

## Buyer Analysis
Buyer Analysis - Cost vs Business-As-Usual
Annual electricity cost with the project compared against the EVN-only baseline (USD)
Year 1 Snapshot
| Year 1 BAU Cost (USD) | 769044.53
| Year 1 Cost With Project (USD) | 743304.5212
| Year 1 Savings (USD) | 25740.0088
| Year 1 Savings (% of BAU) | 3.347%
| First 10 Years Savings (USD) | 301687.204 | Cumulative, years 1-10
| First 10 Years Savings (% of BAU) | 3.267%
| Lifetime Savings (USD) | 999906.7196 | Cumulative over analysis period
| Lifetime Savings (% of BAU) | 3.122%
Year | BAU Cost (USD) | Cost With Project (USD) | Savings (USD) | Savings (% of BAU) | Cumulative Savings (USD)
1 | 769044.53 | 743304.5212 | 25740.0088 | 3.347% | 25740.0088
2 | 799806.3112 | 773170.5501 | 26635.7611 | 3.33% | 52375.7698
3 | 831798.5636 | 804235.8781 | 27562.6855 | 3.314% | 79938.4554
4 | 865070.5062 | 836548.6392 | 28521.867 | 3.297% | 108460.3224
5 | 899673.3264 | 870158.8985 | 29514.428 | 3.281% | 137974.7504
6 | 935660.2595 | 905118.7294 | 30541.5301 | 3.264% | 168516.2804
7 | 973086.6699 | 941482.2945 | 31604.3753 | 3.248% | 200120.6558
8 | 1012010.1367 | 979305.9291 | 32704.2076 | 3.232% | 232824.8634
9 | 1052490.5421 | 1018648.2281 | 33842.314 | 3.215% | 266667.1774
10 | 1094590.1638 | 1059570.1373 | 35020.0266 | 3.199% | 301687.204
11 | 1138373.7704 | 1102135.0469 | 36238.7235 | 3.183% | 337925.9275
12 | 1183908.7212 | 1146408.8901 | 37499.8311 | 3.167% | 375425.7586
13 | 1231265.07 | 1192460.2448 | 38804.8252 | 3.152% | 414230.5838
14 | 1280515.6728 | 1240360.4397 | 40155.2331 | 3.136% | 454385.8169
15 | 1331736.2998 | 1290183.6645 | 41552.6353 | 3.12% | 495938.4522
16 | 1385005.7517 | 1342007.0848 | 42998.667 | 3.105% | 538937.1191
17 | 1440405.9818 | 1395910.9612 | 44495.0206 | 3.089% | 583432.1397
18 | 1498022.2211 | 1451978.7738 | 46043.4473 | 3.074% | 629475.587
19 | 1557943.1099 | 1510297.3506 | 47645.7593 | 3.058% | 677121.3463
20 | 1620260.8343 | 1570957.0026 | 49303.8317 | 3.043% | 726425.178
21 | 1685071.2677 | 1634051.6626 | 51019.6051 | 3.028% | 777444.7831
22 | 1752474.1184 | 1699679.0311 | 52795.0873 | 3.013% | 830239.8705
23 | 1822573.0832 | 1767940.7268 | 54632.3564 | 2.998% | 884872.2268
24 | 1895476.0065 | 1838942.4441 | 56533.5624 | 2.983% | 941405.7892
25 | 1971295.0467 | 1912794.1164 | 58500.9304 | 2.968% | 999906.7196

## Developer Returns
Developer Returns - Financing & Cash Flow
Seller/ESCO investment case: sources & uses, return metrics and annual equity cash flow (USD)
Sources & Uses
| Total Investment (USD) | 1657572.672
| Debt Principal (USD) | 1160300.8704
| Equity Investment (USD) | 497271.8016
Return Metrics
| Equity IRR | 18.92%
| Project IRR | 14.56%
| NPV (USD) | 768033.5043 | At owner discount rate
| Minimum DSCR (debt years) | 1.1928
| Average DSCR | 1.3539
| Simple Payback (Years) | 8.5708
| ROI (cumulative equity CF / equity) | 1100%
Year | Revenue (USD) | O&M + Replacement (USD) | CIT (USD) | CFADS (USD) | Debt Service (USD) | DSCR | Equity Cash Flow (USD) | Cumulative Equity CF (USD)
1 | 231660.0715 | 20719.6581 | 0 | 210940.4134 | 176838.7929 | 1.1928 | 34101.6205 | -463170.1811
2 | 239721.842 | 21341.2478 | 0 | 218380.5941 | 176838.7929 | 1.2349 | 41541.8012 | -421628.3799
3 | 248064.1621 | 21981.4853 | 0 | 226082.6768 | 176838.7929 | 1.2785 | 49243.8839 | -372384.496
4 | 256696.7949 | 22640.9298 | 0 | 234055.8651 | 176838.7929 | 1.3236 | 57217.0722 | -315167.4239
5 | 265629.8434 | 23320.1577 | 9098.4729 | 233211.2127 | 176838.7929 | 1.3188 | 56372.4198 | -258795.004
6 | 274873.7619 | 24019.7625 | 10874.2403 | 239979.7592 | 176838.7929 | 1.3571 | 63140.9663 | -195654.0378
7 | 284439.3688 | 24740.3553 | 12758.3912 | 246940.6222 | 176838.7929 | 1.3964 | 70101.8293 | -125552.2084
8 | 294337.8589 | 25482.566 | 14758.6389 | 254096.6539 | 176838.7929 | 1.4369 | 77257.861 | -48294.3474
9 | 304580.8163 | 26247.043 | 16883.2994 | 261450.4739 | 176838.7929 | 1.4785 | 84611.681 | 36317.3336
10 | 315180.2287 | 27034.4543 | 19141.3411 | 269004.4334 | 176838.7929 | 1.5212 | 92165.6405 | 128482.9742
11 | 326148.5007 | 27845.4879 | 21542.4379 | 276760.5749 | 0 |  | 276760.5749 | 405243.549
12 | 337498.4685 | 28680.8525 | 22593.8982 | 286223.7178 | 0 |  | 286223.7178 | 691467.2668
13 | 349243.4152 | 29541.2781 | 23682.3504 | 296019.7868 | 0 |  | 296019.7868 | 987487.0536
14 | 361397.0861 | 30427.5165 | 49618.1872 | 281351.3824 | 0 |  | 281351.3824 | 1268838.436
15 | 373973.7047 | 31340.3419 | 51950.9458 | 290682.4169 | 0 |  | 290682.4169 | 1559520.8529
16 | 386987.9896 | 32280.5522 | 54365.7608 | 300341.6766 | 0 |  | 300341.6766 | 1859862.5296
17 | 400455.1716 | 33248.9688 | 56865.5139 | 310340.689 | 0 |  | 310340.689 | 2170203.2186
18 | 414391.0116 | 34246.4378 | 59453.188 | 320691.3858 | 0 |  | 320691.3858 | 2490894.6044
19 | 428811.8188 | 35273.831 | 62131.8709 | 331406.117 | 0 |  | 331406.117 | 2822300.7214
20 | 443734.4701 | 36332.0459 | 64904.7581 | 342497.6661 | 0 |  | 342497.6661 | 3164798.3875
21 | 459176.4297 | 37422.0073 | 84350.8845 | 337403.5379 | 0 |  | 337403.5379 | 3502201.9254
22 | 475155.7694 | 38544.6675 | 87322.2204 | 349288.8816 | 0 |  | 349288.8816 | 3851490.8069
23 | 491691.1902 | 39701.0075 | 90398.0365 | 361592.1462 | 0 |  | 361592.1462 | 4213082.9531
24 | 508802.0436 | 40892.0377 | 93582.0012 | 374328.0047 | 0 |  | 374328.0047 | 4587410.9578
25 | 526508.3547 | 42118.7989 | 96877.9112 | 387511.6447 | 0 |  | 387511.6447 | 4974922.6025

## Technical Results
Metric | Value
System Sizing
PV Size (kW) | 3453.2764
Battery Power (kW) | 0
Battery Energy (kWh) | 0
Annual Energy Balance (Year 1)
PV to Load (kWh) | 3510639.3809
PV to Storage (kWh) | 0
PV to Grid (kWh) | 0
Storage to Load (kWh) | 0
Grid to Load (kWh) | 5994913.784
PV Curtailed (kWh) | 1351720.765
Grid to Storage (kWh) | 0
Year-1 Utility Bill Comparison
BAU Utility Bill (USD) | 769044.53
Optimized Utility Bill (USD) | 511644.4498
Utility Bill Savings (USD) | 257400.0802
BAU Demand Charge (USD) | 0
Optimized Demand Charge (USD) | 0
Demand Charge Savings (USD) | 0

## Dispatch Profile
Hour | Load (kW) | PV Irradiation (W/m²) | PV Generation Total (kW) | PV to Load (kW) | PV to Storage (kW) | PV to Grid (kW) | PV Curtailed (kW) | Grid to Load (kW) | Grid to Storage (kW) | Storage to Load (kW)
1 | 1020 | 0 | 0 | 0 | 0 | 0 | 0 | 1020 | 0 | 0
2 | 1078.4 | 0 | 0 | 0 | 0 | 0 | 0 | 1078.4 | 0 | 0
3 | 906.4 | 0 | 0 | 0 | 0 | 0 | 0 | 906.4 | 0 | 0
4 | 860.8 | 0 | 0 | 0 | 0 | 0 | 0 | 860.8 | 0 | 0
5 | 996.8 | 0 | 0 | 0 | 0 | 0 | 0 | 996.8 | 0 | 0
6 | 983.2 | 0 | 0 | 0 | 0 | 0 | 0 | 983.2 | 0 | 0
7 | 586.4 | 0 | 10.1284 | 10.1284 | 0 | 0 | 0 | 576.749 | 0 | 0
8 | 104.269 | 0 | 313.3989 | 109.4264 | 0 | 0 | 203.9725 | 0 | 0 | 0
9 | 89.172 | 0 | 733.3824 | 93.5827 | 0 | 0 | 639.7997 | 0 | 0 | 0
10 | 105.232 | 0 | 1360.619 | 110.4371 | 0 | 0 | 1250.1819 | 0 | 0 | 0
11 | 89.626 | 0 | 1518.2986 | 94.0591 | 0 | 0 | 1424.2395 | 0 | 0 | 0
12 | 119.641 | 0 | 1253.6493 | 125.5588 | 0 | 0 | 1128.0905 | 0 | 0 | 0
13 | 82.892 | 0 | 935.6233 | 86.9921 | 0 | 0 | 848.6312 | 0 | 0 | 0
14 | 87.738 | 0 | 870.3257 | 92.0778 | 0 | 0 | 778.248 | 0 | 0 | 0
15 | 106.186 | 0 | 598.8392 | 111.4382 | 0 | 0 | 487.4009 | 0 | 0 | 0
16 | 98.846 | 0 | 533.21 | 103.7352 | 0 | 0 | 429.4748 | 0 | 0 | 0
17 | 88.262 | 0 | 309.3722 | 92.6277 | 0 | 0 | 216.7445 | 0 | 0 | 0
18 | 94.791 | 0 | 5.1697 | 5.1697 | 0 | 0 | 0 | 89.865 | 0 | 0
19 | 90.4 | 0 | 0 | 0 | 0 | 0 | 0 | 90.4 | 0 | 0
20 | 96 | 0 | 0 | 0 | 0 | 0 | 0 | 96 | 0 | 0
21 | 87.2 | 0 | 0 | 0 | 0 | 0 | 0 | 87.2 | 0 | 0
22 | 92 | 0 | 0 | 0 | 0 | 0 | 0 | 92 | 0 | 0
23 | 88 | 0 | 0 | 0 | 0 | 0 | 0 | 88 | 0 | 0
24 | 91.2 | 0 | 0 | 0 | 0 | 0 | 0 | 91.2 | 0 | 0
25 | 86.4 | 0 | 0 | 0 | 0 | 0 | 0 | 86.4 | 0 | 0
26 | 93.6 | 0 | 0 | 0 | 0 | 0 | 0 | 93.6 | 0 | 0
27 | 86.4 | 0 | 0 | 0 | 0 | 0 | 0 | 86.4 | 0 | 0
28 | 89.6 | 0 | 0 | 0 | 0 | 0 | 0 | 89.6 | 0 | 0
29 | 83.2 | 0 | 0 | 0 | 0 | 0 | 0 | 83.2 | 0 | 0
30 | 92 | 0 | 0 | 0 | 0 | 0 | 0 | 92 | 0 | 0
31 | 76.8 | 0 | 16.4482 | 16.4482 | 0 | 0 | 0 | 61.127 | 0 | 0
32 | 84.462 | 0 | 59.8141 | 59.8141 | 0 | 0 | 0 | 27.467 | 0 | 0
33 | 178.704 | 0 | 267.2425 | 187.5432 | 0 | 0 | 79.6993 | 0 | 0 | 0
34 | 122.023 | 0 | 308.4402 | 128.0586 | 0 | 0 | 180.3816 | 0 | 0 | 0
35 | 151.211 | 0 | 398.1766 | 158.6903 | 0 | 0 | 239.4863 | 0 | 0 | 0
36 | 234.813 | 0 | 523.5098 | 246.4275 | 0 | 0 | 277.0823 | 0 | 0 | 0
37 | 410.829 | 0 | 690.1749 | 431.1497 | 0 | 0 | 259.0252 | 0 | 0 | 0
38 | 797.587 | 0 | 503.018 | 503.018 | 0 | 0 | 0 | 318.277 | 0 | 0
39 | 1144.168 | 0 | 333.2548 | 333.2548 | 0 | 0 | 0 | 826.62 | 0 | 0
40 | 1195.968 | 0 | 75.6652 | 75.6652 | 0 | 0 | 0 | 1123.869 | 0 | 0
41 | 1539.811 | 0 | 87.1086 | 87.1086 | 0 | 0 | 0 | 1456.808 | 0 | 0
42 | 1385.46 | 0 | 0 | 0 | 0 | 0 | 0 | 1385.46 | 0 | 0
43 | 1622.4 | 0 | 0 | 0 | 0 | 0 | 0 | 1622.4 | 0 | 0
44 | 953.6 | 0 | 0 | 0 | 0 | 0 | 0 | 953.6 | 0 | 0
45 | 1364 | 0 | 0 | 0 | 0 | 0 | 0 | 1364 | 0 | 0
46 | 1566.4 | 0 | 0 | 0 | 0 | 0 | 0 | 1566.4 | 0 | 0
47 | 1546.4 | 0 | 0 | 0 | 0 | 0 | 0 | 1546.4 | 0 | 0
48 | 1576 | 0 | 0 | 0 | 0 | 0 | 0 | 1576 | 0 | 0
49 | 1492 | 0 | 0 | 0 | 0 | 0 | 0 | 1492 | 0 | 0
50 | 1759.2 | 0 | 0 | 0 | 0 | 0 | 0 | 1759.2 | 0 | 0
51 | 1702.4 | 0 | 0 | 0 | 0 | 0 | 0 | 1702.4 | 0 | 0
52 | 1202.4 | 0 | 0 | 0 | 0 | 0 | 0 | 1202.4 | 0 | 0
53 | 1508.8 | 0 | 0 | 0 | 0 | 0 | 0 | 1508.8 | 0 | 0
54 | 1304 | 0 | 0 | 0 | 0 | 0 | 0 | 1304 | 0 | 0
55 | 1408 | 0 | 46.7578 | 46.7578 | 0 | 0 | 0 | 1363.446 | 0 | 0
56 | 1348.873 | 0 | 340.452 | 340.452 | 0 | 0 | 0 | 1024.467 | 0 | 0
57 | 1465.448 | 0 | 747.9248 | 747.9248 | 0 | 0 | 0 | 752.774 | 0 | 0
58 | 1762.864 | 0 | 1013.1943 | 1013.1943 | 0 | 0 | 0 | 797.423 | 0 | 0
59 | 1691.064 | 0 | 719.88 | 719.88 | 0 | 0 | 0 | 1005.113 | 0 | 0
60 | 1680.269 | 0 | 1389.0804 | 1389.0804 | 0 | 0 | 0 | 356.658 | 0 | 0
61 | 1623.593 | 0 | 1170.5948 | 1170.5948 | 0 | 0 | 0 | 508.17 | 0 | 0
62 | 1593.084 | 0 | 1302.7243 | 1302.7243 | 0 | 0 | 0 | 351.759 | 0 | 0
63 | 1600.536 | 0 | 347.5485 | 347.5485 | 0 | 0 | 0 | 1269.368 | 0 | 0
64 | 2071.826 | 0 | 523.5024 | 523.5024 | 0 | 0 | 0 | 1572.997 | 0 | 0
65 | 1766.78 | 0 | 442.7095 | 442.7095 | 0 | 0 | 0 | 1344.936 | 0 | 0
66 | 1972.144 | 0 | 26.649 | 26.649 | 0 | 0 | 0 | 1946.751 | 0 | 0
67 | 1702.4 | 0 | 0 | 0 | 0 | 0 | 0 | 1702.4 | 0 | 0
68 | 1880.8 | 0 | 0 | 0 | 0 | 0 | 0 | 1880.8 | 0 | 0
69 | 1820 | 0 | 0 | 0 | 0 | 0 | 0 | 1820 | 0 | 0
70 | 1544 | 0 | 0 | 0 | 0 | 0 | 0 | 1544 | 0 | 0
71 | 1548 | 0 | 0 | 0 | 0 | 0 | 0 | 1548 | 0 | 0
72 | 1748 | 0 | 0 | 0 | 0 | 0 | 0 | 1748 | 0 | 0
73 | 1668.8 | 0 | 0 | 0 | 0 | 0 | 0 | 1668.8 | 0 | 0
74 | 1640 | 0 | 0 | 0 | 0 | 0 | 0 | 1640 | 0 | 0
75 | 1404.8 | 0 | 0 | 0 | 0 | 0 | 0 | 1404.8 | 0 | 0
76 | 1329.6 | 0 | 0 | 0 | 0 | 0 | 0 | 1329.6 | 0 | 0
77 | 1424 | 0 | 0 | 0 | 0 | 0 | 0 | 1424 | 0 | 0
78 | 1144.8 | 0 | 0 | 0 | 0 | 0 | 0 | 1144.8 | 0 | 0
79 | 1503.2 | 0 | 74.3796 | 74.3796 | 0 | 0 | 0 | 1432.326 | 0 | 0
80 | 1213.663 | 0 | 554.9244 | 554.9244 | 0 | 0 | 0 | 684.893 | 0 | 0
81 | 1603.942 | 0 | 1339.933 | 1339.933 | 0 | 0 | 0 | 327.162 | 0 | 0
82 | 1563.398 | 0 | 1695.4962 | 1640.7279 | 0 | 0 | 54.7683 | 0 | 0 | 0
83 | 1507.155 | 0 | 2094.6677 | 1581.703 | 0 | 0 | 512.9648 | 0 | 0 | 0
84 | 1580.699 | 0 | 2051.9053 | 1658.8846 | 0 | 0 | 393.0206 | 0 | 0 | 0
85 | 1729.469 | 0 | 1993.7115 | 1815.0132 | 0 | 0 | 178.6983 | 0 | 0 | 0
86 | 1487.795 | 0 | 2092.6444 | 1561.3854 | 0 | 0 | 531.259 | 0 | 0 | 0
87 | 1353.09 | 0 | 1531.3141 | 1420.0175 | 0 | 0 | 111.2966 | 0 | 0 | 0
88 | 1713.845 | 0 | 1367.283 | 1367.283 | 0 | 0 | 0 | 411.004 | 0 | 0
89 | 1749.959 | 0 | 677.7126 | 677.7126 | 0 | 0 | 0 | 1104.188 | 0 | 0
90 | 1614.836 | 0 | 50.0625 | 50.0625 | 0 | 0 | 0 | 1567.133 | 0 | 0
91 | 1603.201 | 0 | 0 | 0 | 0 | 0 | 0 | 1603.201 | 0 | 0
92 | 1192 | 0 | 0 | 0 | 0 | 0 | 0 | 1192 | 0 | 0
93 | 1322.4 | 0 | 0 | 0 | 0 | 0 | 0 | 1322.4 | 0 | 0
94 | 1403.2 | 0 | 0 | 0 | 0 | 0 | 0 | 1403.2 | 0 | 0
95 | 1576.8 | 0 | 0 | 0 | 0 | 0 | 0 | 1576.8 | 0 | 0
96 | 1240.8 | 0 | 0 | 0 | 0 | 0 | 0 | 1240.8 | 0 | 0
97 | 1476 | 0 | 0 | 0 | 0 | 0 | 0 | 1476 | 0 | 0
98 | 1014.4 | 0 | 0 | 0 | 0 | 0 | 0 | 1014.4 | 0 | 0
99 | 1200.8 | 0 | 0 | 0 | 0 | 0 | 0 | 1200.8 | 0 | 0
100 | 1056 | 0 | 0 | 0 | 0 | 0 | 0 | 1056 | 0 | 0
101 | 1512.8 | 0 | 0 | 0 | 0 | 0 | 0 | 1512.8 | 0 | 0
102 | 1194.4 | 0 | 0 | 0 | 0 | 0 | 0 | 1194.4 | 0 | 0
103 | 1352.8 | 0 | 72.5808 | 72.5808 | 0 | 0 | 0 | 1283.64 | 0 | 0
104 | 1276.497 | 0 | 733.7277 | 733.7277 | 0 | 0 | 0 | 577.351 | 0 | 0
105 | 1178.106 | 0 | 1434.456 | 1236.3783 | 0 | 0 | 198.0777 | 0 | 0 | 0
106 | 1381.448 | 0 | 1950.3036 | 1449.7782 | 0 | 0 | 500.5255 | 0 | 0 | 0
107 | 1214.49 | 0 | 2287.878 | 1274.562 | 0 | 0 | 1013.3161 | 0 | 0 | 0
108 | 1201.671 | 0 | 2461.6575 | 1261.1089 | 0 | 0 | 1200.5486 | 0 | 0 | 0
109 | 1248.417 | 0 | 2452.6416 | 1310.1671 | 0 | 0 | 1142.4745 | 0 | 0 | 0
110 | 1246.649 | 0 | 2266.7481 | 1308.3116 | 0 | 0 | 958.4365 | 0 | 0 | 0
111 | 987.594 | 0 | 1921.3826 | 1036.4431 | 0 | 0 | 884.9395 | 0 | 0 | 0
112 | 489.888 | 0 | 1405.1791 | 514.1192 | 0 | 0 | 891.06 | 0 | 0 | 0
113 | 193.991 | 0 | 706.7029 | 203.5863 | 0 | 0 | 503.1166 | 0 | 0 | 0
114 | 170.644 | 0 | 54.6927 | 54.6927 | 0 | 0 | 0 | 118.529 | 0 | 0
115 | 118.4 | 0 | 0 | 0 | 0 | 0 | 0 | 118.4 | 0 | 0
116 | 127.2 | 0 | 0 | 0 | 0 | 0 | 0 | 127.2 | 0 | 0
117 | 100.8 | 0 | 0 | 0 | 0 | 0 | 0 | 100.8 | 0 | 0
118 | 94.4 | 0 | 0 | 0 | 0 | 0 | 0 | 94.4 | 0 | 0
119 | 94.4 | 0 | 0 | 0 | 0 | 0 | 0 | 94.4 | 0 | 0
120 | 99.2 | 0 | 0 | 0 | 0 | 0 | 0 | 99.2 | 0 | 0
121 | 92.8 | 0 | 0 | 0 | 0 | 0 | 0 | 92.8 | 0 | 0
122 | 91.2 | 0 | 0 | 0 | 0 | 0 | 0 | 91.2 | 0 | 0
123 | 85.6 | 0 | 0 | 0 | 0 | 0 | 0 | 85.6 | 0 | 0
124 | 93.6 | 0 | 0 | 0 | 0 | 0 | 0 | 93.6 | 0 | 0
125 | 89.6 | 0 | 0 | 0 | 0 | 0 | 0 | 89.6 | 0 | 0
126 | 93.6 | 0 | 0 | 0 | 0 | 0 | 0 | 93.6 | 0 | 0
127 | 81.6 | 0 | 85.1093 | 85.1093 | 0 | 0 | 0 | 0.502 | 0 | 0
128 | 95.06 | 0 | 596.8924 | 99.7619 | 0 | 0 | 497.1305 | 0 | 0 | 0
129 | 615.277 | 0 | 1311.63 | 645.7103 | 0 | 0 | 665.9198 | 0 | 0 | 0
130 | 1487.855 | 0 | 1201.2843 | 1201.2843 | 0 | 0 | 0 | 343.189 | 0 | 0
131 | 1570.749 | 0 | 2253.8775 | 1648.4425 | 0 | 0 | 605.435 | 0 | 0 | 0
132 | 1374.539 | 0 | 2397.7242 | 1442.5274 | 0 | 0 | 955.1968 | 0 | 0 | 0
133 | 1744.337 | 0 | 1987.6131 | 1830.6166 | 0 | 0 | 156.9965 | 0 | 0 | 0
134 | 1288.096 | 0 | 1149.1847 | 1149.1847 | 0 | 0 | 0 | 193.074 | 0 | 0
135 | 1540.824 | 0 | 1802.172 | 1617.0373 | 0 | 0 | 185.1347 | 0 | 0 | 0
136 | 1378.996 | 0 | 1057.1857 | 1057.1857 | 0 | 0 | 0 | 371.637 | 0 | 0
137 | 1206.845 | 0 | 466.8619 | 466.8619 | 0 | 0 | 0 | 761.987 | 0 | 0
138 | 1353.643 | 0 | 51.495 | 51.495 | 0 | 0 | 0 | 1304.575 | 0 | 0
139 | 1672.005 | 0 | 0 | 0 | 0 | 0 | 0 | 1672.005 | 0 | 0
140 | 1202.4 | 0 | 0 | 0 | 0 | 0 | 0 | 1202.4 | 0 | 0
141 | 1490.4 | 0 | 0 | 0 | 0 | 0 | 0 | 1490.4 | 0 | 0
142 | 825.6 | 0 | 0 | 0 | 0 | 0 | 0 | 825.6 | 0 | 0
143 | 1327.2 | 0 | 0 | 0 | 0 | 0 | 0 | 1327.2 | 0 | 0
144 | 1368.8 | 0 | 0 | 0 | 0 | 0 | 0 | 1368.8 | 0 | 0
145 | 1056 | 0 | 0 | 0 | 0 | 0 | 0 | 1056 | 0 | 0
146 | 1168.8 | 0 | 0 | 0 | 0 | 0 | 0 | 1168.8 | 0 | 0
147 | 1128 | 0 | 0 | 0 | 0 | 0 | 0 | 1128 | 0 | 0
148 | 982.4 | 0 | 0 | 0 | 0 | 0 | 0 | 982.4 | 0 | 0
149 | 904 | 0 | 0 | 0 | 0 | 0 | 0 | 904 | 0 | 0
150 | 892.8 | 0 | 0 | 0 | 0 | 0 | 0 | 892.8 | 0 | 0
151 | 1122.4 | 0 | 78.3413 | 78.3413 | 0 | 0 | 0 | 1047.751 | 0 | 0
152 | 820.686 | 0 | 782.7648 | 782.7648 | 0 | 0 | 0 | 74.814 | 0 | 0
153 | 1276.219 | 0 | 1491.6874 | 1339.3442 | 0 | 0 | 152.3432 | 0 | 0 | 0
154 | 1102.819 | 0 | 1996.2701 | 1157.3674 | 0 | 0 | 838.9027 | 0 | 0 | 0
155 | 1394.158 | 0 | 2325.2536 | 1463.1168 | 0 | 0 | 862.1368 | 0 | 0 | 0
156 | 1343.063 | 0 | 2480.7955 | 1409.4945 | 0 | 0 | 1071.301 | 0 | 0 | 0
157 | 1117.045 | 0 | 2467.3802 | 1172.2971 | 0 | 0 | 1295.0832 | 0 | 0 | 0
158 | 1320.721 | 0 | 2274.1448 | 1386.0474 | 0 | 0 | 888.0973 | 0 | 0 | 0
159 | 965.839 | 0 | 1927.0727 | 1013.612 | 0 | 0 | 913.4607 | 0 | 0 | 0
160 | 1201.115 | 0 | 1426.8526 | 1260.5254 | 0 | 0 | 166.3272 | 0 | 0 | 0
161 | 1181.242 | 0 | 734.3909 | 734.3909 | 0 | 0 | 0 | 481.464 | 0 | 0
162 | 1081.511 | 0 | 70.6572 | 70.6572 | 0 | 0 | 0 | 1014.184 | 0 | 0
163 | 1008 | 0 | 0 | 0 | 0 | 0 | 0 | 1008 | 0 | 0
164 | 1229.6 | 0 | 0 | 0 | 0 | 0 | 0 | 1229.6 | 0 | 0
165 | 845.6 | 0 | 0 | 0 | 0 | 0 | 0 | 845.6 | 0 | 0
166 | 1182.4 | 0 | 0 | 0 | 0 | 0 | 0 | 1182.4 | 0 | 0
167 | 1105.6 | 0 | 0 | 0 | 0 | 0 | 0 | 1105.6 | 0 | 0
168 | 876.8 | 0 | 0 | 0 | 0 | 0 | 0 | 876.8 | 0 | 0
169 | 1152.8 | 0 | 0 | 0 | 0 | 0 | 0 | 1152.8 | 0 | 0
170 | 1130.4 | 0 | 0 | 0 | 0 | 0 | 0 | 1130.4 | 0 | 0
171 | 1128.8 | 0 | 0 | 0 | 0 | 0 | 0 | 1128.8 | 0 | 0
172 | 1064.8 | 0 | 0 | 0 | 0 | 0 | 0 | 1064.8 | 0 | 0
173 | 1179.2 | 0 | 0 | 0 | 0 | 0 | 0 | 1179.2 | 0 | 0
174 | 769.6 | 0 | 0 | 0 | 0 | 0 | 0 | 769.6 | 0 | 0
175 | 1032.8 | 0 | 71.2375 | 71.2375 | 0 | 0 | 0 | 964.92 | 0 | 0
176 | 1022.571 | 0 | 571.9215 | 571.9215 | 0 | 0 | 0 | 477.605 | 0 | 0
177 | 1349.006 | 0 | 640.6791 | 640.6791 | 0 | 0 | 0 | 738.523 | 0 | 0
178 | 1477.914 | 0 | 479.1007 | 479.1007 | 0 | 0 | 0 | 1021.394 | 0 | 0
179 | 1484.496 | 0 | 382.2227 | 382.2227 | 0 | 0 | 0 | 1120.288 | 0 | 0
180 | 1349.631 | 0 | 609.3684 | 609.3684 | 0 | 0 | 0 | 768.983 | 0 | 0
181 | 1462.071 | 0 | 854.1472 | 854.1472 | 0 | 0 | 0 | 648.181 | 0 | 0
182 | 1295.145 | 0 | 1668.0045 | 1359.2064 | 0 | 0 | 308.7981 | 0 | 0 | 0
183 | 1332.189 | 0 | 1692.8442 | 1398.0827 | 0 | 0 | 294.7615 | 0 | 0 | 0
184 | 1434.587 | 0 | 647.7378 | 647.7378 | 0 | 0 | 0 | 817.378 | 0 | 0
185 | 1105.581 | 0 | 402.2381 | 402.2381 | 0 | 0 | 0 | 722.301 | 0 | 0
186 | 1217.803 | 0 | 14.2202 | 14.2202 | 0 | 0 | 0 | 1204.253 | 0 | 0
187 | 1003.211 | 0 | 0 | 0 | 0 | 0 | 0 | 1003.211 | 0 | 0
188 | 1195.2 | 0 | 0 | 0 | 0 | 0 | 0 | 1195.2 | 0 | 0
189 | 1054.4 | 0 | 0 | 0 | 0 | 0 | 0 | 1054.4 | 0 | 0
190 | 1257.6 | 0 | 0 | 0 | 0 | 0 | 0 | 1257.6 | 0 | 0
191 | 1286.4 | 0 | 0 | 0 | 0 | 0 | 0 | 1286.4 | 0 | 0
192 | 1148 | 0 | 0 | 0 | 0 | 0 | 0 | 1148 | 0 | 0
193 | 1193.6 | 0 | 0 | 0 | 0 | 0 | 0 | 1193.6 | 0 | 0
194 | 937.6 | 0 | 0 | 0 | 0 | 0 | 0 | 937.6 | 0 | 0
195 | 1222.4 | 0 | 0 | 0 | 0 | 0 | 0 | 1222.4 | 0 | 0
196 | 1073.6 | 0 | 0 | 0 | 0 | 0 | 0 | 1073.6 | 0 | 0
197 | 942.4 | 0 | 0 | 0 | 0 | 0 | 0 | 942.4 | 0 | 0
198 | 1051.2 | 0 | 0 | 0 | 0 | 0 | 0 | 1051.2 | 0 | 0
199 | 951.2 | 0 | 64.8285 | 64.8285 | 0 | 0 | 0 | 889.427 | 0 | 0
200 | 1114.771 | 0 | 645.3996 | 645.3996 | 0 | 0 | 0 | 499.79 | 0 | 0
201 | 1167.854 | 0 | 1443.2589 | 1225.6192 | 0 | 0 | 217.6397 | 0 | 0 | 0
202 | 1664.173 | 0 | 1927.7014 | 1746.4875 | 0 | 0 | 181.2139 | 0 | 0 | 0
203 | 1338.632 | 0 | 2242.8372 | 1404.8444 | 0 | 0 | 837.9928 | 0 | 0 | 0
204 | 1317.153 | 0 | 2400.9219 | 1382.3029 | 0 | 0 | 1018.619 | 0 | 0 | 0
205 | 1355.422 | 0 | 2383.8314 | 1422.4648 | 0 | 0 | 961.3666 | 0 | 0 | 0
206 | 1226.996 | 0 | 1722.4317 | 1287.6865 | 0 | 0 | 434.7452 | 0 | 0 | 0
207 | 1258.144 | 0 | 1384.9507 | 1320.3752 | 0 | 0 | 64.5755 | 0 | 0 | 0
208 | 1216.588 | 0 | 726.3793 | 726.3793 | 0 | 0 | 0 | 524.444 | 0 | 0
209 | 1274.12 | 0 | 581.5524 | 581.5524 | 0 | 0 | 0 | 719.977 | 0 | 0
210 | 1113.621 | 0 | 59.7249 | 59.7249 | 0 | 0 | 0 | 1056.711 | 0 | 0
211 | 1163.2 | 0 | 0 | 0 | 0 | 0 | 0 | 1163.2 | 0 | 0
212 | 1064 | 0 | 0 | 0 | 0 | 0 | 0 | 1064 | 0 | 0
213 | 1449.6 | 0 | 0 | 0 | 0 | 0 | 0 | 1449.6 | 0 | 0
214 | 1246.4 | 0 | 0 | 0 | 0 | 0 | 0 | 1246.4 | 0 | 0
215 | 1491.2 | 0 | 0 | 0 | 0 | 0 | 0 | 1491.2 | 0 | 0
216 | 1336.8 | 0 | 0 | 0 | 0 | 0 | 0 | 1336.8 | 0 | 0
217 | 1711.2 | 0 | 0 | 0 | 0 | 0 | 0 | 1711.2 | 0 | 0
218 | 1122.4 | 0 | 0 | 0 | 0 | 0 | 0 | 1122.4 | 0 | 0
219 | 1392 | 0 | 0 | 0 | 0 | 0 | 0 | 1392 | 0 | 0
220 | 1262.4 | 0 | 0 | 0 | 0 | 0 | 0 | 1262.4 | 0 | 0
221 | 1117.6 | 0 | 0 | 0 | 0 | 0 | 0 | 1117.6 | 0 | 0
222 | 1514.4 | 0 | 0 | 0 | 0 | 0 | 0 | 1514.4 | 0 | 0
223 | 1350.4 | 0 | 57.6354 | 57.6354 | 0 | 0 | 0 | 1295.481 | 0 | 0
224 | 1353.11 | 0 | 742.7341 | 742.7341 | 0 | 0 | 0 | 645.382 | 0 | 0
225 | 1445.428 | 0 | 1453.6118 | 1453.6118 | 0 | 0 | 0 | 60.327 | 0 | 0
226 | 1336.752 | 0 | 1942.44 | 1402.8714 | 0 | 0 | 539.5687 | 0 | 0 | 0
227 | 1366.848 | 0 | 2256.6198 | 1434.456 | 0 | 0 | 822.1638 | 0 | 0 | 0
228 | 1423.45 | 0 | 2426.6033 | 1493.8577 | 0 | 0 | 932.7457 | 0 | 0 | 0
229 | 1626.909 | 0 | 1394.1084 | 1394.1084 | 0 | 0 | 0 | 298.507 | 0 | 0
230 | 1552.301 | 0 | 1719.7871 | 1629.082 | 0 | 0 | 90.7051 | 0 | 0 | 0
231 | 1372.937 | 0 | 1856.5814 | 1440.8462 | 0 | 0 | 415.7352 | 0 | 0 | 0
232 | 1588.328 | 0 | 1389.1801 | 1389.1801 | 0 | 0 | 0 | 264.622 | 0 | 0
233 | 1609.75 | 0 | 531.2905 | 531.2905 | 0 | 0 | 0 | 1103.5 | 0 | 0
234 | 1634.626 | 0 | 61.9487 | 61.9487 | 0 | 0 | 0 | 1575.597 | 0 | 0
235 | 1760.002 | 0 | 0 | 0 | 0 | 0 | 0 | 1760.002 | 0 | 0
236 | 1500 | 0 | 0 | 0 | 0 | 0 | 0 | 1500 | 0 | 0
237 | 1500 | 0 | 0 | 0 | 0 | 0 | 0 | 1500 | 0 | 0
238 | 1466.4 | 0 | 0 | 0 | 0 | 0 | 0 | 1466.4 | 0 | 0
239 | 1682.4 | 0 | 0 | 0 | 0 | 0 | 0 | 1682.4 | 0 | 0
240 | 1397.6 | 0 | 0 | 0 | 0 | 0 | 0 | 1397.6 | 0 | 0
241 | 1472.8 | 0 | 0 | 0 | 0 | 0 | 0 | 1472.8 | 0 | 0
242 | 1350.4 | 0 | 0 | 0 | 0 | 0 | 0 | 1350.4 | 0 | 0
243 | 1287.2 | 0 | 0 | 0 | 0 | 0 | 0 | 1287.2 | 0 | 0
244 | 1179.2 | 0 | 0 | 0 | 0 | 0 | 0 | 1179.2 | 0 | 0
245 | 1111.2 | 0 | 0 | 0 | 0 | 0 | 0 | 1111.2 | 0 | 0
246 | 1189.6 | 0 | 0 | 0 | 0 | 0 | 0 | 1189.6 | 0 | 0
247 | 1056 | 0 | 45.214 | 45.214 | 0 | 0 | 0 | 1012.917 | 0 | 0
248 | 1007.057 | 0 | 564.866 | 564.866 | 0 | 0 | 0 | 468.814 | 0 | 0
249 | 1526.413 | 0 | 609.721 | 609.721 | 0 | 0 | 0 | 945.429 | 0 | 0
250 | 1751.451 | 0 | 1551.0492 | 1551.0492 | 0 | 0 | 0 | 273.505 | 0 | 0
251 | 1601.404 | 0 | 2206.1427 | 1680.6138 | 0 | 0 | 525.5289 | 0 | 0 | 0
252 | 1468.113 | 0 | 2034.8116 | 1540.7298 | 0 | 0 | 494.0818 | 0 | 0 | 0
253 | 1613.967 | 0 | 1604.13 | 1604.13 | 0 | 0 | 0 | 85.442 | 0 | 0
254 | 1643.485 | 0 | 903.7049 | 903.7049 | 0 | 0 | 0 | 782.373 | 0 | 0
255 | 1670.927 | 0 | 1668.906 | 1668.906 | 0 | 0 | 0 | 80.679 | 0 | 0
256 | 1625.599 | 0 | 520.8127 | 520.8127 | 0 | 0 | 0 | 1129.333 | 0 | 0
257 | 1615.953 | 0 | 254.4716 | 254.4716 | 0 | 0 | 0 | 1373.475 | 0 | 0
258 | 1849.735 | 0 | 27.0079 | 27.0079 | 0 | 0 | 0 | 1824 | 0 | 0
259 | 1528.006 | 0 | 0 | 0 | 0 | 0 | 0 | 1528.006 | 0 | 0
260 | 1338.4 | 0 | 0 | 0 | 0 | 0 | 0 | 1338.4 | 0 | 0
261 | 1358.4 | 0 | 0 | 0 | 0 | 0 | 0 | 1358.4 | 0 | 0
262 | 1418.4 | 0 | 0 | 0 | 0 | 0 | 0 | 1418.4 | 0 | 0
263 | 1347.2 | 0 | 0 | 0 | 0 | 0 | 0 | 1347.2 | 0 | 0
264 | 1475.2 | 0 | 0 | 0 | 0 | 0 | 0 | 1475.2 | 0 | 0
265 | 1247.2 | 0 | 0 | 0 | 0 | 0 | 0 | 1247.2 | 0 | 0
266 | 1436 | 0 | 0 | 0 | 0 | 0 | 0 | 1436 | 0 | 0
267 | 1268.8 | 0 | 0 | 0 | 0 | 0 | 0 | 1268.8 | 0 | 0
268 | 1268.8 | 0 | 0 | 0 | 0 | 0 | 0 | 1268.8 | 0 | 0
269 | 1345.6 | 0 | 0 | 0 | 0 | 0 | 0 | 1345.6 | 0 | 0
270 | 1118.4 | 0 | 0 | 0 | 0 | 0 | 0 | 1118.4 | 0 | 0
271 | 1312.8 | 0 | 17.4011 | 17.4011 | 0 | 0 | 0 | 1296.219 | 0 | 0
272 | 1080.054 | 0 | 701.443 | 701.443 | 0 | 0 | 0 | 411.671 | 0 | 0
273 | 1017.97 | 0 | 1173.5512 | 1068.3215 | 0 | 0 | 105.2296 | 0 | 0 | 0
274 | 1165.131 | 0 | 759.3408 | 759.3408 | 0 | 0 | 0 | 441.579 | 0 | 0
275 | 1340.908 | 0 | 815.0526 | 815.0526 | 0 | 0 | 0 | 564.27 | 0 | 0
276 | 1421.717 | 0 | 1774.8356 | 1492.039 | 0 | 0 | 282.7966 | 0 | 0 | 0
277 | 1076.722 | 0 | 1422.8878 | 1129.9796 | 0 | 0 | 292.9082 | 0 | 0 | 0
278 | 1233.429 | 0 | 1768.8306 | 1294.4377 | 0 | 0 | 474.3928 | 0 | 0 | 0
279 | 966.192 | 0 | 525.2435 | 525.2435 | 0 | 0 | 0 | 465.704 | 0 | 0
280 | 1205.397 | 0 | 593.2865 | 593.2865 | 0 | 0 | 0 | 640.073 | 0 | 0
281 | 1237.532 | 0 | 9.3476 | 9.3476 | 0 | 0 | 0 | 1228.625 | 0 | 0
282 | 859.624 | 0 | 0.59714 | 0.59714 | 0 | 0 | 0 | 859.055 | 0 | 0
283 | 1175.2 | 0 | 0 | 0 | 0 | 0 | 0 | 1175.2 | 0 | 0
284 | 1189.6 | 0 | 0 | 0 | 0 | 0 | 0 | 1189.6 | 0 | 0
285 | 1346.4 | 0 | 0 | 0 | 0 | 0 | 0 | 1346.4 | 0 | 0
286 | 1161.6 | 0 | 0 | 0 | 0 | 0 | 0 | 1161.6 | 0 | 0
287 | 1086.4 | 0 | 0 | 0 | 0 | 0 | 0 | 1086.4 | 0 | 0
288 | 136.8 | 0 | 0 | 0 | 0 | 0 | 0 | 136.8 | 0 | 0
289 | 106.4 | 0 | 0 | 0 | 0 | 0 | 0 | 106.4 | 0 | 0
290 | 88 | 0 | 0 | 0 | 0 | 0 | 0 | 88 | 0 | 0
291 | 92 | 0 | 0 | 0 | 0 | 0 | 0 | 92 | 0 | 0
292 | 88 | 0 | 0 | 0 | 0 | 0 | 0 | 88 | 0 | 0
293 | 92 | 0 | 0 | 0 | 0 | 0 | 0 | 92 | 0 | 0
294 | 84.8 | 0 | 0 | 0 | 0 | 0 | 0 | 84.8 | 0 | 0
295 | 82.4 | 0 | 57.8705 | 57.8705 | 0 | 0 | 0 | 27.257 | 0 | 0
296 | 81.362 | 0 | 711.5168 | 85.3864 | 0 | 0 | 626.1304 | 0 | 0 | 0
297 | 804.961 | 0 | 1402.3372 | 844.7765 | 0 | 0 | 557.5606 | 0 | 0 | 0
298 | 971.201 | 0 | 1867.6805 | 1019.2392 | 0 | 0 | 848.4413 | 0 | 0 | 0
299 | 1378.581 | 0 | 2162.866 | 1446.7693 | 0 | 0 | 716.0967 | 0 | 0 | 0
300 | 1301.865 | 0 | 2315.588 | 1366.2588 | 0 | 0 | 949.3293 | 0 | 0 | 0
301 | 1411.199 | 0 | 2227.3041 | 1481.0007 | 0 | 0 | 746.3034 | 0 | 0 | 0
302 | 1430.445 | 0 | 1629.9226 | 1501.1987 | 0 | 0 | 128.7239 | 0 | 0 | 0
303 | 1147.683 | 0 | 999.0161 | 999.0161 | 0 | 0 | 0 | 195.752 | 0 | 0
304 | 1193.172 | 0 | 578.6685 | 578.6685 | 0 | 0 | 0 | 641.777 | 0 | 0
305 | 1254.203 | 0 | 368.8242 | 368.8242 | 0 | 0 | 0 | 902.762 | 0 | 0
306 | 1409.776 | 0 | 47.5207 | 47.5207 | 0 | 0 | 0 | 1364.495 | 0 | 0
307 | 1164.8 | 0 | 0 | 0 | 0 | 0 | 0 | 1164.8 | 0 | 0
308 | 1167.2 | 0 | 0 | 0 | 0 | 0 | 0 | 1167.2 | 0 | 0
309 | 1375.2 | 0 | 0 | 0 | 0 | 0 | 0 | 1375.2 | 0 | 0
310 | 1362.4 | 0 | 0 | 0 | 0 | 0 | 0 | 1362.4 | 0 | 0
311 | 1214.4 | 0 | 0 | 0 | 0 | 0 | 0 | 1214.4 | 0 | 0
312 | 949.6 | 0 | 0 | 0 | 0 | 0 | 0 | 949.6 | 0 | 0
313 | 1832.8 | 0 | 0 | 0 | 0 | 0 | 0 | 1832.8 | 0 | 0
314 | 1784.8 | 0 | 0 | 0 | 0 | 0 | 0 | 1784.8 | 0 | 0
315 | 1888 | 0 | 0 | 0 | 0 | 0 | 0 | 1888 | 0 | 0
316 | 2028.8 | 0 | 0 | 0 | 0 | 0 | 0 | 2028.8 | 0 | 0
317 | 2156.8 | 0 | 0 | 0 | 0 | 0 | 0 | 2156.8 | 0 | 0
318 | 2129.6 | 0 | 0 | 0 | 0 | 0 | 0 | 2129.6 | 0 | 0
319 | 1976.8 | 0 | 61.2194 | 61.2194 | 0 | 0 | 0 | 1918.466 | 0 | 0
320 | 1127.549 | 0 | 751.8477 | 751.8477 | 0 | 0 | 0 | 411.137 | 0 | 0
321 | 1638.403 | 0 | 1454.0914 | 1454.0914 | 0 | 0 | 0 | 252.845 | 0 | 0
322 | 1940.862 | 0 | 1854.6199 | 1854.6199 | 0 | 0 | 0 | 173.653 | 0 | 0
323 | 2188.553 | 0 | 2180.3816 | 2180.3816 | 0 | 0 | 0 | 110.936 | 0 | 0
324 | 2025.649 | 0 | 1910.5049 | 1910.5049 | 0 | 0 | 0 | 205.189 | 0 | 0
325 | 1943.684 | 0 | 1626.0858 | 1626.0858 | 0 | 0 | 0 | 394.238 | 0 | 0
326 | 2335.268 | 0 | 1661.4821 | 1661.4821 | 0 | 0 | 0 | 752.094 | 0 | 0
327 | 2168.745 | 0 | 1091.5388 | 1091.5388 | 0 | 0 | 0 | 1128.652 | 0 | 0
328 | 1973.613 | 0 | 1320.7709 | 1320.7709 | 0 | 0 | 0 | 715.092 | 0 | 0
329 | 2279.797 | 0 | 761.8931 | 761.8931 | 0 | 0 | 0 | 1553.813 | 0 | 0
330 | 1609.172 | 0 | 102.5315 | 102.5315 | 0 | 0 | 0 | 1511.473 | 0 | 0
331 | 2156.812 | 0 | 0 | 0 | 0 | 0 | 0 | 2156.812 | 0 | 0
332 | 2172.8 | 0 | 0 | 0 | 0 | 0 | 0 | 2172.8 | 0 | 0
333 | 2000 | 0 | 0 | 0 | 0 | 0 | 0 | 2000 | 0 | 0
334 | 1667.2 | 0 | 0 | 0 | 0 | 0 | 0 | 1667.2 | 0 | 0
335 | 2352 | 0 | 0 | 0 | 0 | 0 | 0 | 2352 | 0 | 0
336 | 2075.2 | 0 | 0 | 0 | 0 | 0 | 0 | 2075.2 | 0 | 0
337 | 1518.4 | 0 | 0 | 0 | 0 | 0 | 0 | 1518.4 | 0 | 0
338 | 1494.4 | 0 | 0 | 0 | 0 | 0 | 0 | 1494.4 | 0 | 0
339 | 1260 | 0 | 0 | 0 | 0 | 0 | 0 | 1260 | 0 | 0
340 | 1234.4 | 0 | 0 | 0 | 0 | 0 | 0 | 1234.4 | 0 | 0
341 | 1272 | 0 | 0 | 0 | 0 | 0 | 0 | 1272 | 0 | 0
342 | 1414.4 | 0 | 0 | 0 | 0 | 0 | 0 | 1414.4 | 0 | 0
343 | 1373.6 | 0 | 39.803 | 39.803 | 0 | 0 | 0 | 1335.673 | 0 | 0
344 | 996.612 | 0 | 603.8052 | 603.8052 | 0 | 0 | 0 | 421.265 | 0 | 0
345 | 1176.84 | 0 | 572.5155 | 572.5155 | 0 | 0 | 0 | 631.308 | 0 | 0
346 | 1297.88 | 0 | 1012.3422 | 1012.3422 | 0 | 0 | 0 | 333.251 | 0 | 0
347 | 1357.844 | 0 | 1331.5215 | 1331.5215 | 0 | 0 | 0 | 89.079 | 0 | 0
348 | 1435.047 | 0 | 1615.2627 | 1506.0283 | 0 | 0 | 109.2344 | 0 | 0 | 0
349 | 1435.033 | 0 | 1377.2939 | 1377.2939 | 0 | 0 | 0 | 122.653 | 0 | 0
350 | 1087.883 | 0 | 1515.9436 | 1141.6926 | 0 | 0 | 374.251 | 0 | 0 | 0
351 | 1211.392 | 0 | 1017.3418 | 1017.3418 | 0 | 0 | 0 | 241.999 | 0 | 0
352 | 1440.601 | 0 | 284.2323 | 284.2323 | 0 | 0 | 0 | 1169.765 | 0 | 0
353 | 1275.894 | 0 | 49.4297 | 49.4297 | 0 | 0 | 0 | 1228.794 | 0 | 0
354 | 1244.187 | 0 | 0 | 0 | 0 | 0 | 0 | 1244.187 | 0 | 0
355 | 798.4 | 0 | 0 | 0 | 0 | 0 | 0 | 798.4 | 0 | 0
356 | 1210.4 | 0 | 0 | 0 | 0 | 0 | 0 | 1210.4 | 0 | 0
357 | 1458.4 | 0 | 0 | 0 | 0 | 0 | 0 | 1458.4 | 0 | 0
358 | 1131.2 | 0 | 0 | 0 | 0 | 0 | 0 | 1131.2 | 0 | 0
359 | 1050.4 | 0 | 0 | 0 | 0 | 0 | 0 | 1050.4 | 0 | 0
360 | 949.6 | 0 | 0 | 0 | 0 | 0 | 0 | 949.6 | 0 | 0
361 | 1194.4 | 0 | 0 | 0 | 0 | 0 | 0 | 1194.4 | 0 | 0
362 | 1084.8 | 0 | 0 | 0 | 0 | 0 | 0 | 1084.8 | 0 | 0
363 | 1221.6 | 0 | 0 | 0 | 0 | 0 | 0 | 1221.6 | 0 | 0
364 | 1077.6 | 0 | 0 | 0 | 0 | 0 | 0 | 1077.6 | 0 | 0
365 | 1200.8 | 0 | 0 | 0 | 0 | 0 | 0 | 1200.8 | 0 | 0
366 | 1140 | 0 | 0 | 0 | 0 | 0 | 0 | 1140 | 0 | 0
367 | 1037.6 | 0 | 6.5098 | 6.5098 | 0 | 0 | 0 | 1031.397 | 0 | 0
368 | 866.892 | 0 | 328.4934 | 328.4934 | 0 | 0 | 0 | 553.881 | 0 | 0
369 | 1066.826 | 0 | 903.2767 | 903.2767 | 0 | 0 | 0 | 206.122 | 0 | 0
370 | 1366.055 | 0 | 1459.4615 | 1433.6238 | 0 | 0 | 25.8378 | 0 | 0 | 0
371 | 1574.613 | 0 | 1941.4808 | 1652.4976 | 0 | 0 | 288.9832 | 0 | 0 | 0
372 | 1515.751 | 0 | 1748.6179 | 1590.7241 | 0 | 0 | 157.8938 | 0 | 0 | 0
373 | 1570.042 | 0 | 1066.7379 | 1066.7379 | 0 | 0 | 0 | 553.581 | 0 | 0
374 | 1584.014 | 0 | 1984.8289 | 1662.3636 | 0 | 0 | 322.4653 | 0 | 0 | 0
375 | 1443.606 | 0 | 1237.9095 | 1237.9095 | 0 | 0 | 0 | 264.041 | 0 | 0
376 | 1857.159 | 0 | 1134.6917 | 1134.6917 | 0 | 0 | 0 | 775.947 | 0 | 0
377 | 2051.354 | 0 | 368.9376 | 368.9376 | 0 | 0 | 0 | 1699.805 | 0 | 0
378 | 1864.668 | 0 | 41.1704 | 41.1704 | 0 | 0 | 0 | 1825.438 | 0 | 0
379 | 1687.2 | 0 | 0 | 0 | 0 | 0 | 0 | 1687.2 | 0 | 0
380 | 1437.6 | 0 | 0 | 0 | 0 | 0 | 0 | 1437.6 | 0 | 0
381 | 1798.4 | 0 | 0 | 0 | 0 | 0 | 0 | 1798.4 | 0 | 0
382 | 1439.2 | 0 | 0 | 0 | 0 | 0 | 0 | 1439.2 | 0 | 0
383 | 1318.4 | 0 | 0 | 0 | 0 | 0 | 0 | 1318.4 | 0 | 0
384 | 1333.6 | 0 | 0 | 0 | 0 | 0 | 0 | 1333.6 | 0 | 0
385 | 1427.2 | 0 | 0 | 0 | 0 | 0 | 0 | 1427.2 | 0 | 0
386 | 1464.8 | 0 | 0 | 0 | 0 | 0 | 0 | 1464.8 | 0 | 0
387 | 1109.6 | 0 | 0 | 0 | 0 | 0 | 0 | 1109.6 | 0 | 0
388 | 1159.2 | 0 | 0 | 0 | 0 | 0 | 0 | 1159.2 | 0 | 0
389 | 1433.6 | 0 | 0 | 0 | 0 | 0 | 0 | 1433.6 | 0 | 0
390 | 1189.6 | 0 | 0 | 0 | 0 | 0 | 0 | 1189.6 | 0 | 0
391 | 1440 | 0 | 37.4165 | 37.4165 | 0 | 0 | 0 | 1404.347 | 0 | 0
392 | 1042.494 | 0 | 577.1153 | 577.1153 | 0 | 0 | 0 | 492.579 | 0 | 0
393 | 1260.412 | 0 | 1384.3494 | 1322.7554 | 0 | 0 | 61.594 | 0 | 0 | 0
394 | 1528.29 | 0 | 1819.4587 | 1603.8834 | 0 | 0 | 215.5754 | 0 | 0 | 0
395 | 1634.053 | 0 | 2149.1495 | 1714.8777 | 0 | 0 | 434.2719 | 0 | 0 | 0
396 | 1747.764 | 0 | 2409.1676 | 1834.2131 | 0 | 0 | 574.9544 | 0 | 0 | 0
397 | 1461.828 | 0 | 1365.7949 | 1365.7949 | 0 | 0 | 0 | 160.405 | 0 | 0
398 | 1421.187 | 0 | 1587.3606 | 1491.4828 | 0 | 0 | 95.8779 | 0 | 0 | 0
399 | 1580.373 | 0 | 1576.7243 | 1576.7243 | 0 | 0 | 0 | 77.962 | 0 | 0
400 | 1462.36 | 0 | 210.8538 | 210.8538 | 0 | 0 | 0 | 1261.444 | 0 | 0
401 | 1717.244 | 0 | 67.5739 | 67.5739 | 0 | 0 | 0 | 1652.855 | 0 | 0
402 | 1611.558 | 0 | 16.741 | 16.741 | 0 | 0 | 0 | 1595.606 | 0 | 0
403 | 1616.357 | 0 | 0 | 0 | 0 | 0 | 0 | 1616.357 | 0 | 0
404 | 1480.8 | 0 | 0 | 0 | 0 | 0 | 0 | 1480.8 | 0 | 0
405 | 1845.6 | 0 | 0 | 0 | 0 | 0 | 0 | 1845.6 | 0 | 0
406 | 1497.6 | 0 | 0 | 0 | 0 | 0 | 0 | 1497.6 | 0 | 0
407 | 1532 | 0 | 0 | 0 | 0 | 0 | 0 | 1532 | 0 | 0
408 | 1503.2 | 0 | 0 | 0 | 0 | 0 | 0 | 1503.2 | 0 | 0
409 | 1740.8 | 0 | 0 | 0 | 0 | 0 | 0 | 1740.8 | 0 | 0
410 | 1453.6 | 0 | 0 | 0 | 0 | 0 | 0 | 1453.6 | 0 | 0
411 | 1256 | 0 | 0 | 0 | 0 | 0 | 0 | 1256 | 0 | 0
412 | 1274.4 | 0 | 0 | 0 | 0 | 0 | 0 | 1274.4 | 0 | 0
413 | 1436.8 | 0 | 0 | 0 | 0 | 0 | 0 | 1436.8 | 0 | 0
414 | 1512.8 | 0 | 0 | 0 | 0 | 0 | 0 | 1512.8 | 0 | 0
415 | 1361.6 | 0 | 34.0005 | 34.0005 | 0 | 0 | 0 | 1329.202 | 0 | 0
416 | 1307.476 | 0 | 721.1131 | 721.1131 | 0 | 0 | 0 | 620.35 | 0 | 0
417 | 1117.404 | 0 | 1435.3197 | 1172.6738 | 0 | 0 | 262.6459 | 0 | 0 | 0
418 | 1558.331 | 0 | 1898.9293 | 1635.4103 | 0 | 0 | 263.519 | 0 | 0 | 0
419 | 1635.582 | 0 | 2258.3871 | 1716.4823 | 0 | 0 | 541.9048 | 0 | 0 | 0
420 | 1614.236 | 0 | 2434.0105 | 1694.0805 | 0 | 0 | 739.93 | 0 | 0 | 0
421 | 1599.883 | 0 | 2188.3795 | 1679.0175 | 0 | 0 | 509.362 | 0 | 0 | 0
422 | 1534.321 | 0 | 2069.4418 | 1610.2127 | 0 | 0 | 459.2291 | 0 | 0 | 0
423 | 1869.297 | 0 | 1808.3218 | 1808.3218 | 0 | 0 | 0 | 146.204 | 0 | 0
424 | 1731.41 | 0 | 1450.5033 | 1450.5033 | 0 | 0 | 0 | 349.271 | 0 | 0
425 | 1852.086 | 0 | 772.626 | 772.626 | 0 | 0 | 0 | 1115.875 | 0 | 0
426 | 1824.781 | 0 | 73.22 | 73.22 | 0 | 0 | 0 | 1755.012 | 0 | 0
427 | 1772.851 | 0 | 0 | 0 | 0 | 0 | 0 | 1772.851 | 0 | 0
428 | 1725.6 | 0 | 0 | 0 | 0 | 0 | 0 | 1725.6 | 0 | 0
429 | 1548.8 | 0 | 0 | 0 | 0 | 0 | 0 | 1548.8 | 0 | 0
430 | 1660 | 0 | 0 | 0 | 0 | 0 | 0 | 1660 | 0 | 0
431 | 1914.4 | 0 | 0 | 0 | 0 | 0 | 0 | 1914.4 | 0 | 0
432 | 1842.4 | 0 | 0 | 0 | 0 | 0 | 0 | 1842.4 | 0 | 0
433 | 1708 | 0 | 0 | 0 | 0 | 0 | 0 | 1708 | 0 | 0
434 | 1356.8 | 0 | 0 | 0 | 0 | 0 | 0 | 1356.8 | 0 | 0
435 | 1073.6 | 0 | 0 | 0 | 0 | 0 | 0 | 1073.6 | 0 | 0
436 | 1288.8 | 0 | 0 | 0 | 0 | 0 | 0 | 1288.8 | 0 | 0
437 | 1396.8 | 0 | 0 | 0 | 0 | 0 | 0 | 1396.8 | 0 | 0
438 | 1372 | 0 | 0 | 0 | 0 | 0 | 0 | 1372 | 0 | 0
439 | 1415.2 | 0 | 52.9527 | 52.9527 | 0 | 0 | 0 | 1364.743 | 0 | 0
440 | 1131.076 | 0 | 736.0417 | 736.0417 | 0 | 0 | 0 | 429.725 | 0 | 0
441 | 1241.663 | 0 | 1447.0747 | 1303.079 | 0 | 0 | 143.9957 | 0 | 0 | 0
442 | 856.555 | 0 | 1937.9609 | 898.9225 | 0 | 0 | 1039.0384 | 0 | 0 | 0
443 | 1284.095 | 0 | 2255.7109 | 1347.6098 | 0 | 0 | 908.1011 | 0 | 0 | 0
444 | 1493.401 | 0 | 2395.8205 | 1567.2687 | 0 | 0 | 828.5519 | 0 | 0 | 0
445 | 1383.033 | 0 | 2345.652 | 1451.4416 | 0 | 0 | 894.2104 | 0 | 0 | 0
446 | 1395.108 | 0 | 1806.2775 | 1464.1138 | 0 | 0 | 342.1637 | 0 | 0 | 0
447 | 1147.015 | 0 | 1357.4485 | 1203.7495 | 0 | 0 | 153.6991 | 0 | 0 | 0
448 | 1254.993 | 0 | 871.4791 | 871.4791 | 0 | 0 | 0 | 424.588 | 0 | 0
449 | 1593.632 | 0 | 265.0974 | 265.0974 | 0 | 0 | 0 | 1341.029 | 0 | 0
450 | 1540.045 | 0 | 36.2558 | 36.2558 | 0 | 0 | 0 | 1505.498 | 0 | 0
451 | 1594.407 | 0 | 0 | 0 | 0 | 0 | 0 | 1594.407 | 0 | 0
452 | 1601.6 | 0 | 0 | 0 | 0 | 0 | 0 | 1601.6 | 0 | 0
453 | 1628.8 | 0 | 0 | 0 | 0 | 0 | 0 | 1628.8 | 0 | 0
454 | 1475.2 | 0 | 0 | 0 | 0 | 0 | 0 | 1475.2 | 0 | 0
455 | 1756 | 0 | 0 | 0 | 0 | 0 | 0 | 1756 | 0 | 0
456 | 1347.2 | 0 | 0 | 0 | 0 | 0 | 0 | 1347.2 | 0 | 0
457 | 1464 | 0 | 0 | 0 | 0 | 0 | 0 | 1464 | 0 | 0
458 | 1484 | 0 | 0 | 0 | 0 | 0 | 0 | 1484 | 0 | 0
459 | 1376.8 | 0 | 0 | 0 | 0 | 0 | 0 | 1376.8 | 0 | 0
460 | 1298.4 | 0 | 0 | 0 | 0 | 0 | 0 | 1298.4 | 0 | 0
461 | 1472 | 0 | 0 | 0 | 0 | 0 | 0 | 1472 | 0 | 0
462 | 1540.8 | 0 | 0 | 0 | 0 | 0 | 0 | 1540.8 | 0 | 0
463 | 1121.6 | 0 | 43.6702 | 43.6702 | 0 | 0 | 0 | 1079.988 | 0 | 0
464 | 1325.723 | 0 | 702.7139 | 702.7139 | 0 | 0 | 0 | 656.129 | 0 | 0
465 | 1431.814 | 0 | 1404.2682 | 1404.2682 | 0 | 0 | 0 | 93.731 | 0 | 0
466 | 1750.511 | 0 | 1865.3801 | 1837.096 | 0 | 0 | 28.2841 | 0 | 0 | 0
467 | 1780.377 | 0 | 1565.5706 | 1565.5706 | 0 | 0 | 0 | 288.594 | 0 | 0
468 | 1557.127 | 0 | 1422.6495 | 1422.6495 | 0 | 0 | 0 | 201.529 | 0 | 0
469 | 1473.887 | 0 | 1417.2899 | 1417.2899 | 0 | 0 | 0 | 123.396 | 0 | 0
470 | 1373.544 | 0 | 1861.05 | 1441.4832 | 0 | 0 | 419.5668 | 0 | 0 | 0
471 | 1430.954 | 0 | 1100.5317 | 1100.5317 | 0 | 0 | 0 | 382.292 | 0 | 0
472 | 1796.545 | 0 | 1027.0325 | 1027.0325 | 0 | 0 | 0 | 817.918 | 0 | 0
473 | 1678.349 | 0 | 660.4594 | 660.4594 | 0 | 0 | 0 | 1049.018 | 0 | 0
474 | 1629.66 | 0 | 88.8181 | 88.8181 | 0 | 0 | 0 | 1545.028 | 0 | 0
475 | 1404.8 | 0 | 0 | 0 | 0 | 0 | 0 | 1404.8 | 0 | 0
476 | 1388.8 | 0 | 0 | 0 | 0 | 0 | 0 | 1388.8 | 0 | 0
477 | 1344.8 | 0 | 0 | 0 | 0 | 0 | 0 | 1344.8 | 0 | 0
478 | 1680.8 | 0 | 0 | 0 | 0 | 0 | 0 | 1680.8 | 0 | 0
479 | 1447.2 | 0 | 0 | 0 | 0 | 0 | 0 | 1447.2 | 0 | 0
480 | 1506.4 | 0 | 0 | 0 | 0 | 0 | 0 | 1506.4 | 0 | 0
481 | 1360.8 | 0 | 0 | 0 | 0 | 0 | 0 | 1360.8 | 0 | 0
482 | 1408 | 0 | 0 | 0 | 0 | 0 | 0 | 1408 | 0 | 0
483 | 1103.2 | 0 | 0 | 0 | 0 | 0 | 0 | 1103.2 | 0 | 0
484 | 1368 | 0 | 0 | 0 | 0 | 0 | 0 | 1368 | 0 | 0
485 | 1242.4 | 0 | 0 | 0 | 0 | 0 | 0 | 1242.4 | 0 | 0
486 | 1268.8 | 0 | 0 | 0 | 0 | 0 | 0 | 1268.8 | 0 | 0
487 | 1385.6 | 0 | 3.5157 | 3.5157 | 0 | 0 | 0 | 1382.25 | 0 | 0
488 | 1391.679 | 0 | 295.7942 | 295.7942 | 0 | 0 | 0 | 1109.826 | 0 | 0
489 | 1424.117 | 0 | 1076.3206 | 1076.3206 | 0 | 0 | 0 | 398.525 | 0 | 0
490 | 1612.774 | 0 | 1783.9628 | 1692.5462 | 0 | 0 | 91.4166 | 0 | 0 | 0
491 | 1401.019 | 0 | 2115.5846 | 1470.3172 | 0 | 0 | 645.2674 | 0 | 0 | 0
492 | 1755.972 | 0 | 2358.5772 | 1842.8271 | 0 | 0 | 515.7501 | 0 | 0 | 0
493 | 1074.33 | 0 | 2388.9801 | 1127.4693 | 0 | 0 | 1261.5108 | 0 | 0 | 0
494 | 1159.81 | 0 | 2239.6846 | 1217.1773 | 0 | 0 | 1022.5073 | 0 | 0 | 0
495 | 1567.968 | 0 | 1376.8867 | 1376.8867 | 0 | 0 | 0 | 255.976 | 0 | 0
496 | 1342.539 | 0 | 1197.8693 | 1197.8693 | 0 | 0 | 0 | 201.127 | 0 | 0
497 | 1562.161 | 0 | 745.6181 | 745.6181 | 0 | 0 | 0 | 851.685 | 0 | 0
498 | 1560.409 | 0 | 111.3406 | 111.3406 | 0 | 0 | 0 | 1454.316 | 0 | 0
499 | 918.411 | 0 | 0 | 0 | 0 | 0 | 0 | 918.411 | 0 | 0
500 | 1270.4 | 0 | 0 | 0 | 0 | 0 | 0 | 1270.4 | 0 | 0
501 | 1204 | 0 | 0 | 0 | 0 | 0 | 0 | 1204 | 0 | 0
502 | 1369.6 | 0 | 0 | 0 | 0 | 0 | 0 | 1369.6 | 0 | 0
503 | 1345.6 | 0 | 0 | 0 | 0 | 0 | 0 | 1345.6 | 0 | 0
504 | 1280 | 0 | 0 | 0 | 0 | 0 | 0 | 1280 | 0 | 0
505 | 2330.4 | 0 | 0 | 0 | 0 | 0 | 0 | 2330.4 | 0 | 0
506 | 2057.6 | 0 | 0 | 0 | 0 | 0 | 0 | 2057.6 | 0 | 0
507 | 2428 | 0 | 0 | 0 | 0 | 0 | 0 | 2428 | 0 | 0
508 | 2208.8 | 0 | 0 | 0 | 0 | 0 | 0 | 2208.8 | 0 | 0
509 | 2004 | 0 | 0 | 0 | 0 | 0 | 0 | 2004 | 0 | 0
510 | 2379.2 | 0 | 0 | 0 | 0 | 0 | 0 | 2379.2 | 0 | 0
511 | 2040.8 | 0 | 43.3355 | 43.3355 | 0 | 0 | 0 | 1999.507 | 0 | 0
512 | 1723.786 | 0 | 619.7875 | 619.7875 | 0 | 0 | 0 | 1133.21 | 0 | 0
513 | 1825.298 | 0 | 1275.7919 | 1275.7919 | 0 | 0 | 0 | 609.636 | 0 | 0
514 | 2095.805 | 0 | 1893.1279 | 1893.1279 | 0 | 0 | 0 | 291.903 | 0 | 0
515 | 2297.304 | 0 | 2194.2701 | 2194.2701 | 0 | 0 | 0 | 206.453 | 0 | 0
516 | 2286.452 | 0 | 2334.5182 | 2334.5182 | 0 | 0 | 0 | 61.963 | 0 | 0
517 | 2261.298 | 0 | 2305.9561 | 2305.9561 | 0 | 0 | 0 | 64.025 | 0 | 0
518 | 2390.381 | 0 | 1857.1376 | 1857.1376 | 0 | 0 | 0 | 620.773 | 0 | 0
519 | 2181.431 | 0 | 1307.5004 | 1307.5004 | 0 | 0 | 0 | 935.555 | 0 | 0
520 | 1853.049 | 0 | 1354.106 | 1354.106 | 0 | 0 | 0 | 562.764 | 0 | 0
521 | 2387.844 | 0 | 606.1193 | 606.1193 | 0 | 0 | 0 | 1810.292 | 0 | 0
522 | 2256.255 | 0 | 99.8102 | 99.8102 | 0 | 0 | 0 | 2161.149 | 0 | 0
523 | 2414.4 | 0 | 0 | 0 | 0 | 0 | 0 | 2414.4 | 0 | 0
524 | 1896.8 | 0 | 0 | 0 | 0 | 0 | 0 | 1896.8 | 0 | 0
525 | 2389.6 | 0 | 0 | 0 | 0 | 0 | 0 | 2389.6 | 0 | 0
526 | 2215.2 | 0 | 0 | 0 | 0 | 0 | 0 | 2215.2 | 0 | 0
527 | 2295.2 | 0 | 0 | 0 | 0 | 0 | 0 | 2295.2 | 0 | 0
528 | 1956 | 0 | 0 | 0 | 0 | 0 | 0 | 1956 | 0 | 0
529 | 1812 | 0 | 0 | 0 | 0 | 0 | 0 | 1812 | 0 | 0
530 | 1850.4 | 0 | 0 | 0 | 0 | 0 | 0 | 1850.4 | 0 | 0
531 | 1248.8 | 0 | 0 | 0 | 0 | 0 | 0 | 1248.8 | 0 | 0
532 | 1303.2 | 0 | 0 | 0 | 0 | 0 | 0 | 1303.2 | 0 | 0
533 | 1569.6 | 0 | 0 | 0 | 0 | 0 | 0 | 1569.6 | 0 | 0
534 | 1165.6 | 0 | 0 | 0 | 0 | 0 | 0 | 1165.6 | 0 | 0
535 | 1127.2 | 0 | 30.0577 | 30.0577 | 0 | 0 | 0 | 1098.559 | 0 | 0
536 | 845.369 | 0 | 574.8736 | 574.8736 | 0 | 0 | 0 | 297.59 | 0 | 0
537 | 1178.36 | 0 | 1129.4937 | 1129.4937 | 0 | 0 | 0 | 102.101 | 0 | 0
538 | 1572.128 | 0 | 1692.0676 | 1649.8897 | 0 | 0 | 42.1779 | 0 | 0 | 0
539 | 1408.437 | 0 | 2236.8909 | 1478.1021 | 0 | 0 | 758.7888 | 0 | 0 | 0
540 | 1438.896 | 0 | 2400.604 | 1510.0677 | 0 | 0 | 890.5363 | 0 | 0 | 0
541 | 1516.32 | 0 | 2399.226 | 1591.3213 | 0 | 0 | 807.9047 | 0 | 0 | 0
542 | 1377.594 | 0 | 1375.323 | 1375.323 | 0 | 0 | 0 | 67.092 | 0 | 0
543 | 1550.943 | 0 | 1581.0932 | 1581.0932 | 0 | 0 | 0 | 44.369 | 0 | 0
544 | 1543.534 | 0 | 1366.7898 | 1366.7898 | 0 | 0 | 0 | 241.163 | 0 | 0
545 | 1201.14 | 0 | 744.578 | 744.578 | 0 | 0 | 0 | 491.655 | 0 | 0
546 | 1293.095 | 0 | 121.3063 | 121.3063 | 0 | 0 | 0 | 1177.506 | 0 | 0
547 | 1413.61 | 0 | 0 | 0 | 0 | 0 | 0 | 1413.61 | 0 | 0
548 | 1265.6 | 0 | 0 | 0 | 0 | 0 | 0 | 1265.6 | 0 | 0
549 | 1180.8 | 0 | 0 | 0 | 0 | 0 | 0 | 1180.8 | 0 | 0
550 | 1695.2 | 0 | 0 | 0 | 0 | 0 | 0 | 1695.2 | 0 | 0
551 | 1346.4 | 0 | 0 | 0 | 0 | 0 | 0 | 1346.4 | 0 | 0
552 | 1211.2 | 0 | 0 | 0 | 0 | 0 | 0 | 1211.2 | 0 | 0
553 | 1408 | 0 | 0 | 0 | 0 | 0 | 0 | 1408 | 0 | 0
554 | 1139.2 | 0 | 0 | 0 | 0 | 0 | 0 | 1139.2 | 0 | 0
555 | 1446.4 | 0 | 0 | 0 | 0 | 0 | 0 | 1446.4 | 0 | 0
556 | 1142.4 | 0 | 0 | 0 | 0 | 0 | 0 | 1142.4 | 0 | 0
557 | 880 | 0 | 0 | 0 | 0 | 0 | 0 | 880 | 0 | 0
558 | 1145.6 | 0 | 0 | 0 | 0 | 0 | 0 | 1145.6 | 0 | 0
559 | 943.2 | 0 | 14.1961 | 14.1961 | 0 | 0 | 0 | 929.673 | 0 | 0
560 | 1274.438 | 0 | 613.4991 | 613.4991 | 0 | 0 | 0 | 689.854 | 0 | 0
561 | 1429.443 | 0 | 1477.5322 | 1477.5322 | 0 | 0 | 0 | 21.549 | 0 | 0
562 | 1547.522 | 0 | 1986.7599 | 1624.0666 | 0 | 0 | 362.6933 | 0 | 0 | 0
563 | 1405.725 | 0 | 2281.4522 | 1475.256 | 0 | 0 | 806.1962 | 0 | 0 | 0
564 | 1431.852 | 0 | 2443.1891 | 1502.6753 | 0 | 0 | 940.5138 | 0 | 0 | 0
565 | 1367.56 | 0 | 2442.6853 | 1435.2032 | 0 | 0 | 1007.4821 | 0 | 0 | 0
566 | 1673.787 | 0 | 2288.9904 | 1756.577 | 0 | 0 | 532.4134 | 0 | 0 | 0
567 | 1642.84 | 0 | 1984.025 | 1724.0993 | 0 | 0 | 259.9257 | 0 | 0 | 0
568 | 1902.457 | 0 | 1506.723 | 1506.723 | 0 | 0 | 0 | 466.748 | 0 | 0
569 | 1899.267 | 0 | 837.6885 | 837.6885 | 0 | 0 | 0 | 1101.06 | 0 | 0
570 | 1621.58 | 0 | 133.7519 | 133.7519 | 0 | 0 | 0 | 1494.132 | 0 | 0
571 | 1806.403 | 0 | 0 | 0 | 0 | 0 | 0 | 1806.403 | 0 | 0
572 | 1360.8 | 0 | 0 | 0 | 0 | 0 | 0 | 1360.8 | 0 | 0
573 | 1477.6 | 0 | 0 | 0 | 0 | 0 | 0 | 1477.6 | 0 | 0
574 | 1830.4 | 0 | 0 | 0 | 0 | 0 | 0 | 1830.4 | 0 | 0
575 | 1500.8 | 0 | 0 | 0 | 0 | 0 | 0 | 1500.8 | 0 | 0
576 | 1522.4 | 0 | 0 | 0 | 0 | 0 | 0 | 1522.4 | 0 | 0
577 | 1083.2 | 0 | 0 | 0 | 0 | 0 | 0 | 1083.2 | 0 | 0
578 | 1204 | 0 | 0 | 0 | 0 | 0 | 0 | 1204 | 0 | 0
579 | 1488.8 | 0 | 0 | 0 | 0 | 0 | 0 | 1488.8 | 0 | 0
580 | 1076 | 0 | 0 | 0 | 0 | 0 | 0 | 1076 | 0 | 0
581 | 1073.6 | 0 | 0 | 0 | 0 | 0 | 0 | 1073.6 | 0 | 0
582 | 912 | 0 | 0 | 0 | 0 | 0 | 0 | 912 | 0 | 0
583 | 964.8 | 0 | 33.7213 | 33.7213 | 0 | 0 | 0 | 932.668 | 0 | 0
584 | 1236.892 | 0 | 693.0316 | 693.0316 | 0 | 0 | 0 | 576.524 | 0 | 0
585 | 902.102 | 0 | 1403.3594 | 946.7224 | 0 | 0 | 456.637 | 0 | 0 | 0
586 | 1643.977 | 0 | 1893.6421 | 1725.2925 | 0 | 0 | 168.3496 | 0 | 0 | 0
587 | 1404.929 | 0 | 2202.4234 | 1474.4206 | 0 | 0 | 728.0028 | 0 | 0 | 0
588 | 1257.977 | 0 | 2365.4491 | 1320.1999 | 0 | 0 | 1045.2491 | 0 | 0 | 0
589 | 1143.986 | 0 | 2348.1109 | 1200.5706 | 0 | 0 | 1147.5402 | 0 | 0 | 0
590 | 1063.922 | 0 | 2171.5755 | 1116.5465 | 0 | 0 | 1055.0291 | 0 | 0 | 0
591 | 1565.032 | 0 | 1874.7591 | 1642.4427 | 0 | 0 | 232.3164 | 0 | 0 | 0
592 | 1529.519 | 0 | 1413.3775 | 1413.3775 | 0 | 0 | 0 | 182.756 | 0 | 0
593 | 1548.768 | 0 | 705.3943 | 705.3943 | 0 | 0 | 0 | 876.62 | 0 | 0
594 | 954.794 | 0 | 105.6568 | 105.6568 | 0 | 0 | 0 | 854.117 | 0 | 0
595 | 979.933 | 0 | 0 | 0 | 0 | 0 | 0 | 979.933 | 0 | 0
596 | 1248.8 | 0 | 0 | 0 | 0 | 0 | 0 | 1248.8 | 0 | 0
597 | 1226.4 | 0 | 0 | 0 | 0 | 0 | 0 | 1226.4 | 0 | 0
598 | 1332 | 0 | 0 | 0 | 0 | 0 | 0 | 1332 | 0 | 0
599 | 1236.8 | 0 | 0 | 0 | 0 | 0 | 0 | 1236.8 | 0 | 0
600 | 1285.6 | 0 | 0 | 0 | 0 | 0 | 0 | 1285.6 | 0 | 0
601 | 1532.8 | 0 | 0 | 0 | 0 | 0 | 0 | 1532.8 | 0 | 0
602 | 1344.8 | 0 | 0 | 0 | 0 | 0 | 0 | 1344.8 | 0 | 0
603 | 1204.8 | 0 | 0 | 0 | 0 | 0 | 0 | 1204.8 | 0 | 0
604 | 1120.8 | 0 | 0 | 0 | 0 | 0 | 0 | 1120.8 | 0 | 0
605 | 1085.6 | 0 | 0 | 0 | 0 | 0 | 0 | 1085.6 | 0 | 0
606 | 1070.4 | 0 | 0 | 0 | 0 | 0 | 0 | 1070.4 | 0 | 0
607 | 1341.6 | 0 | 22.3703 | 22.3703 | 0 | 0 | 0 | 1320.284 | 0 | 0
608 | 915.255 | 0 | 541.3496 | 541.3496 | 0 | 0 | 0 | 399.42 | 0 | 0
609 | 1043.557 | 0 | 755.2899 | 755.2899 | 0 | 0 | 0 | 323.865 | 0 | 0
610 | 1135.797 | 0 | 1383.1163 | 1191.9766 | 0 | 0 | 191.1397 | 0 | 0 | 0
611 | 1052.302 | 0 | 1993.9109 | 1104.3517 | 0 | 0 | 889.5592 | 0 | 0 | 0
612 | 1010.911 | 0 | 1998.0521 | 1060.9134 | 0 | 0 | 937.1387 | 0 | 0 | 0
613 | 907.915 | 0 | 2036.072 | 952.8229 | 0 | 0 | 1083.2491 | 0 | 0 | 0
614 | 1041.693 | 0 | 1759.3959 | 1093.218 | 0 | 0 | 666.1779 | 0 | 0 | 0
615 | 1029.977 | 0 | 1387.5335 | 1080.9224 | 0 | 0 | 306.611 | 0 | 0 | 0
616 | 1033.486 | 0 | 792.0988 | 792.0988 | 0 | 0 | 0 | 278.72 | 0 | 0
617 | 1376.376 | 0 | 706.7407 | 706.7407 | 0 | 0 | 0 | 702.945 | 0 | 0
618 | 1168.446 | 0 | 130.6822 | 130.6822 | 0 | 0 | 0 | 1043.923 | 0 | 0
619 | 1198.4 | 0 | 0 | 0 | 0 | 0 | 0 | 1198.4 | 0 | 0
620 | 1109.6 | 0 | 0 | 0 | 0 | 0 | 0 | 1109.6 | 0 | 0
621 | 1098.4 | 0 | 0 | 0 | 0 | 0 | 0 | 1098.4 | 0 | 0
622 | 1179.2 | 0 | 0 | 0 | 0 | 0 | 0 | 1179.2 | 0 | 0
623 | 1169.6 | 0 | 0 | 0 | 0 | 0 | 0 | 1169.6 | 0 | 0
624 | 497.6 | 0 | 0 | 0 | 0 | 0 | 0 | 497.6 | 0 | 0
625 | 369.6 | 0 | 0 | 0 | 0 | 0 | 0 | 369.6 | 0 | 0
626 | 342.4 | 0 | 0 | 0 | 0 | 0 | 0 | 342.4 | 0 | 0
627 | 378.4 | 0 | 0 | 0 | 0 | 0 | 0 | 378.4 | 0 | 0
628 | 387.2 | 0 | 0 | 0 | 0 | 0 | 0 | 387.2 | 0 | 0
629 | 368.8 | 0 | 0 | 0 | 0 | 0 | 0 | 368.8 | 0 | 0
630 | 325.6 | 0 | 0 | 0 | 0 | 0 | 0 | 325.6 | 0 | 0
631 | 335.2 | 0 | 37.7481 | 37.7481 | 0 | 0 | 0 | 299.231 | 0 | 0
632 | 281.28 | 0 | 704.5998 | 295.1929 | 0 | 0 | 409.4069 | 0 | 0 | 0
633 | 812.402 | 0 | 1385.4031 | 852.5856 | 0 | 0 | 532.8175 | 0 | 0 | 0
634 | 1193.029 | 0 | 1911.2983 | 1252.0394 | 0 | 0 | 659.2588 | 0 | 0 | 0
635 | 997.388 | 0 | 1951.8673 | 1046.7215 | 0 | 0 | 905.1458 | 0 | 0 | 0
636 | 1238.61 | 0 | 2353.3246 | 1299.875 | 0 | 0 | 1053.4496 | 0 | 0 | 0
637 | 1158.511 | 0 | 2330.5817 | 1215.8141 | 0 | 0 | 1114.7676 | 0 | 0 | 0
638 | 1234.863 | 0 | 2220.5046 | 1295.9427 | 0 | 0 | 924.5619 | 0 | 0 | 0
639 | 1047.104 | 0 | 1381.3311 | 1098.8966 | 0 | 0 | 282.4346 | 0 | 0 | 0
640 | 1281.661 | 0 | 1202.7619 | 1202.7619 | 0 | 0 | 0 | 135.587 | 0 | 0
641 | 1055.169 | 0 | 722.4218 | 722.4218 | 0 | 0 | 0 | 366.796 | 0 | 0
642 | 1044.091 | 0 | 117.608 | 117.608 | 0 | 0 | 0 | 932.026 | 0 | 0
643 | 1088.323 | 0 | 0 | 0 | 0 | 0 | 0 | 1088.323 | 0 | 0
644 | 898.4 | 0 | 0 | 0 | 0 | 0 | 0 | 898.4 | 0 | 0
645 | 270.4 | 0 | 0 | 0 | 0 | 0 | 0 | 270.4 | 0 | 0
646 | 91.2 | 0 | 0 | 0 | 0 | 0 | 0 | 91.2 | 0 | 0
647 | 94.4 | 0 | 0 | 0 | 0 | 0 | 0 | 94.4 | 0 | 0
648 | 91.2 | 0 | 0 | 0 | 0 | 0 | 0 | 91.2 | 0 | 0
649 | 96 | 0 | 0 | 0 | 0 | 0 | 0 | 96 | 0 | 0
650 | 88 | 0 | 0 | 0 | 0 | 0 | 0 | 88 | 0 | 0
651 | 94.4 | 0 | 0 | 0 | 0 | 0 | 0 | 94.4 | 0 | 0
652 | 85.6 | 0 | 0 | 0 | 0 | 0 | 0 | 85.6 | 0 | 0
653 | 95.2 | 0 | 0 | 0 | 0 | 0 | 0 | 95.2 | 0 | 0
654 | 88 | 0 | 0 | 0 | 0 | 0 | 0 | 88 | 0 | 0
655 | 93.6 | 0 | 33.459 | 33.459 | 0 | 0 | 0 | 61.718 | 0 | 0
656 | 77.076 | 0 | 682.8098 | 80.8884 | 0 | 0 | 601.9214 | 0 | 0 | 0
657 | 83.396 | 0 | 990.4829 | 87.521 | 0 | 0 | 902.9619 | 0 | 0 | 0
658 | 78.901 | 0 | 1857.3485 | 82.8037 | 0 | 0 | 1774.5449 | 0 | 0 | 0
659 | 86.02 | 0 | 2151.2044 | 90.2748 | 0 | 0 | 2060.9296 | 0 | 0 | 0
660 | 80.475 | 0 | 2309.392 | 84.4555 | 0 | 0 | 2224.9365 | 0 | 0 | 0
661 | 88.61 | 0 | 2313.0662 | 92.9929 | 0 | 0 | 2220.0733 | 0 | 0 | 0
662 | 80.761 | 0 | 2168.4985 | 84.7557 | 0 | 0 | 2083.7428 | 0 | 0 | 0
663 | 95.362 | 0 | 1896.7223 | 100.0789 | 0 | 0 | 1796.6434 | 0 | 0 | 0
664 | 84.557 | 0 | 1081.2551 | 88.7394 | 0 | 0 | 992.5157 | 0 | 0 | 0
665 | 90.093 | 0 | 803.3154 | 94.5492 | 0 | 0 | 708.7662 | 0 | 0 | 0
666 | 80.774 | 0 | 135.7102 | 84.7693 | 0 | 0 | 50.9409 | 0 | 0 | 0
667 | 96.805 | 0 | 0 | 0 | 0 | 0 | 0 | 96.805 | 0 | 0
668 | 86.4 | 0 | 0 | 0 | 0 | 0 | 0 | 86.4 | 0 | 0
669 | 93.6 | 0 | 0 | 0 | 0 | 0 | 0 | 93.6 | 0 | 0
670 | 87.2 | 0 | 0 | 0 | 0 | 0 | 0 | 87.2 | 0 | 0
671 | 92.8 | 0 | 0 | 0 | 0 | 0 | 0 | 92.8 | 0 | 0
672 | 87.2 | 0 | 0 | 0 | 0 | 0 | 0 | 87.2 | 0 | 0
673 | 93.6 | 0 | 0 | 0 | 0 | 0 | 0 | 93.6 | 0 | 0
674 | 88 | 0 | 0 | 0 | 0 | 0 | 0 | 88 | 0 | 0
675 | 92.8 | 0 | 0 | 0 | 0 | 0 | 0 | 92.8 | 0 | 0
676 | 87.2 | 0 | 0 | 0 | 0 | 0 | 0 | 87.2 | 0 | 0
677 | 93.6 | 0 | 0 | 0 | 0 | 0 | 0 | 93.6 | 0 | 0
678 | 83.2 | 0 | 0 | 0 | 0 | 0 | 0 | 83.2 | 0 | 0
679 | 84.8 | 0 | 31.4451 | 31.4451 | 0 | 0 | 0 | 54.837 | 0 | 0
680 | 79.796 | 0 | 664.4893 | 83.7429 | 0 | 0 | 580.7464 | 0 | 0 | 0
681 | 84.042 | 0 | 1366.1055 | 88.1989 | 0 | 0 | 1277.9066 | 0 | 0 | 0
682 | 80.506 | 0 | 1823.6513 | 84.488 | 0 | 0 | 1739.1633 | 0 | 0 | 0
683 | 81.184 | 0 | 2072.6878 | 85.1996 | 0 | 0 | 1987.4882 | 0 | 0 | 0
684 | 80.078 | 0 | 2246.7118 | 84.0389 | 0 | 0 | 2162.6729 | 0 | 0 | 0
685 | 81.515 | 0 | 2164.0918 | 85.547 | 0 | 0 | 2078.5448 | 0 | 0 | 0
686 | 74.649 | 0 | 1434.9576 | 78.3413 | 0 | 0 | 1356.6163 | 0 | 0 | 0
687 | 88.307 | 0 | 1227.9994 | 92.6749 | 0 | 0 | 1135.3245 | 0 | 0 | 0
688 | 79.067 | 0 | 674.4666 | 82.9779 | 0 | 0 | 591.4887 | 0 | 0 | 0
689 | 84.323 | 0 | 144.5331 | 88.4938 | 0 | 0 | 56.0392 | 0 | 0 | 0
690 | 79.24 | 0 | 101.7748 | 83.1594 | 0 | 0 | 18.6154 | 0 | 0 | 0
691 | 95.215 | 0 | 0 | 0 | 0 | 0 | 0 | 95.215 | 0 | 0
692 | 89.6 | 0 | 0 | 0 | 0 | 0 | 0 | 89.6 | 0 | 0
693 | 93.6 | 0 | 0 | 0 | 0 | 0 | 0 | 93.6 | 0 | 0
694 | 87.2 | 0 | 0 | 0 | 0 | 0 | 0 | 87.2 | 0 | 0
695 | 96.8 | 0 | 0 | 0 | 0 | 0 | 0 | 96.8 | 0 | 0
696 | 87.2 | 0 | 0 | 0 | 0 | 0 | 0 | 87.2 | 0 | 0
697 | 93.6 | 0 | 0 | 0 | 0 | 0 | 0 | 93.6 | 0 | 0
698 | 88.8 | 0 | 0 | 0 | 0 | 0 | 0 | 88.8 | 0 | 0
699 | 87.2 | 0 | 0 | 0 | 0 | 0 | 0 | 87.2 | 0 | 0
700 | 87.2 | 0 | 0 | 0 | 0 | 0 | 0 | 87.2 | 0 | 0
701 | 93.6 | 0 | 0 | 0 | 0 | 0 | 0 | 93.6 | 0 | 0
702 | 84 | 0 | 0 | 0 | 0 | 0 | 0 | 84 | 0 | 0
703 | 87.2 | 0 | 0 | 0 | 0 | 0 | 0 | 87.2 | 0 | 0
704 | 76.02 | 0 | 146.7023 | 79.7802 | 0 | 0 | 66.9221 | 0 | 0 | 0
705 | 84.507 | 0 | 1221.8349 | 88.6869 | 0 | 0 | 1133.1479 | 0 | 0 | 0
706 | 72.771 | 0 | 1653.822 | 76.3705 | 0 | 0 | 1577.4516 | 0 | 0 | 0
707 | 81.102 | 0 | 2258.4154 | 85.1135 | 0 | 0 | 2173.3019 | 0 | 0 | 0
708 | 75.163 | 0 | 2341.0732 | 78.8808 | 0 | 0 | 2262.1924 | 0 | 0 | 0
709 | 86.617 | 0 | 2454.879 | 90.9013 | 0 | 0 | 2363.9777 | 0 | 0 | 0
710 | 78.42 | 0 | 2077.2739 | 82.2989 | 0 | 0 | 1994.9751 | 0 | 0 | 0
711 | 78.853 | 0 | 1706.4022 | 82.7533 | 0 | 0 | 1623.6489 | 0 | 0 | 0
712 | 79.653 | 0 | 1419.8003 | 83.5929 | 0 | 0 | 1336.2074 | 0 | 0 | 0
713 | 88.652 | 0 | 603.0591 | 93.037 | 0 | 0 | 510.0221 | 0 | 0 | 0
714 | 82.665 | 0 | 140.521 | 86.7538 | 0 | 0 | 53.7671 | 0 | 0 | 0
715 | 97.636 | 0 | 0 | 0 | 0 | 0 | 0 | 97.636 | 0 | 0
716 | 88.8 | 0 | 0 | 0 | 0 | 0 | 0 | 88.8 | 0 | 0
717 | 94.4 | 0 | 0 | 0 | 0 | 0 | 0 | 94.4 | 0 | 0
718 | 87.2 | 0 | 0 | 0 | 0 | 0 | 0 | 87.2 | 0 | 0
719 | 91.2 | 0 | 0 | 0 | 0 | 0 | 0 | 91.2 | 0 | 0
720 | 84.8 | 0 | 0 | 0 | 0 | 0 | 0 | 84.8 | 0 | 0
721 | 93.6 | 0 | 0 | 0 | 0 | 0 | 0 | 93.6 | 0 | 0
722 | 81.6 | 0 | 0 | 0 | 0 | 0 | 0 | 81.6 | 0 | 0
723 | 92.8 | 0 | 0 | 0 | 0 | 0 | 0 | 92.8 | 0 | 0
724 | 80 | 0 | 0 | 0 | 0 | 0 | 0 | 80 | 0 | 0
725 | 90.4 | 0 | 0 | 0 | 0 | 0 | 0 | 90.4 | 0 | 0
726 | 80 | 0 | 0 | 0 | 0 | 0 | 0 | 80 | 0 | 0
727 | 86.4 | 0 | 7.8112 | 7.8112 | 0 | 0 | 0 | 78.957 | 0 | 0
728 | 75.453 | 0 | 354.0919 | 79.1851 | 0 | 0 | 274.9068 | 0 | 0 | 0
729 | 85.467 | 0 | 1005.4115 | 89.6944 | 0 | 0 | 915.7171 | 0 | 0 | 0
730 | 74.454 | 0 | 1551.6128 | 78.1367 | 0 | 0 | 1473.4761 | 0 | 0 | 0
731 | 80.579 | 0 | 2155.6667 | 84.5647 | 0 | 0 | 2071.1021 | 0 | 0 | 0
732 | 73.28 | 0 | 1971.7274 | 76.9046 | 0 | 0 | 1894.8228 | 0 | 0 | 0
733 | 82.654 | 0 | 2073.2849 | 86.7423 | 0 | 0 | 1986.5426 | 0 | 0 | 0
734 | 74.961 | 0 | 1239.7922 | 78.6688 | 0 | 0 | 1161.1234 | 0 | 0 | 0
735 | 86.787 | 0 | 949.1257 | 91.0797 | 0 | 0 | 858.046 | 0 | 0 | 0
736 | 81.253 | 0 | 923.6237 | 85.272 | 0 | 0 | 838.3517 | 0 | 0 | 0
737 | 87.089 | 0 | 397.527 | 91.3967 | 0 | 0 | 306.1304 | 0 | 0 | 0
738 | 79.66 | 0 | 130.9068 | 83.6002 | 0 | 0 | 47.3066 | 0 | 0 | 0
739 | 96.821 | 0 | 0 | 0 | 0 | 0 | 0 | 96.821 | 0 | 0
740 | 88 | 0 | 0 | 0 | 0 | 0 | 0 | 88 | 0 | 0
741 | 91.2 | 0 | 0 | 0 | 0 | 0 | 0 | 91.2 | 0 | 0
742 | 86.4 | 0 | 0 | 0 | 0 | 0 | 0 | 86.4 | 0 | 0
743 | 92.8 | 0 | 0 | 0 | 0 | 0 | 0 | 92.8 | 0 | 0
744 | 88 | 0 | 0 | 0 | 0 | 0 | 0 | 88 | 0 | 0
745 | 94.4 | 0 | 0 | 0 | 0 | 0 | 0 | 94.4 | 0 | 0
746 | 87.2 | 0 | 0 | 0 | 0 | 0 | 0 | 87.2 | 0 | 0
747 | 93.6 | 0 | 0 | 0 | 0 | 0 | 0 | 93.6 | 0 | 0
748 | 80 | 0 | 0 | 0 | 0 | 0 | 0 | 80 | 0 | 0
749 | 88.8 | 0 | 0 | 0 | 0 | 0 | 0 | 88.8 | 0 | 0
750 | 86.4 | 0 | 0 | 0 | 0 | 0 | 0 | 86.4 | 0 | 0
751 | 88.8 | 0 | 32.4672 | 32.4672 | 0 | 0 | 0 | 57.863 | 0 | 0
752 | 79.281 | 0 | 626.9973 | 83.2025 | 0 | 0 | 543.7948 | 0 | 0 | 0
753 | 84.741 | 0 | 1321.9179 | 88.9325 | 0 | 0 | 1232.9854 | 0 | 0 | 0
754 | 75.611 | 0 | 1820.5292 | 79.3509 | 0 | 0 | 1741.1783 | 0 | 0 | 0
755 | 86.655 | 0 | 2145.065 | 90.9412 | 0 | 0 | 2054.1238 | 0 | 0 | 0
756 | 74.903 | 0 | 2269.2207 | 78.6079 | 0 | 0 | 2190.6128 | 0 | 0 | 0
757 | 87.642 | 0 | 2257.3754 | 91.977 | 0 | 0 | 2165.3984 | 0 | 0 | 0
758 | 82.638 | 0 | 1854.6714 | 86.7255 | 0 | 0 | 1767.9459 | 0 | 0 | 0
759 | 89.332 | 0 | 1839.9159 | 93.7506 | 0 | 0 | 1746.1653 | 0 | 0 | 0
760 | 81.435 | 0 | 1426.7173 | 85.463 | 0 | 0 | 1341.2543 | 0 | 0 | 0
761 | 83.254 | 0 | 806.7199 | 87.372 | 0 | 0 | 719.3479 | 0 | 0 | 0
762 | 82.933 | 0 | 138.5899 | 87.0351 | 0 | 0 | 51.5549 | 0 | 0 | 0
763 | 96.007 | 0 | 0 | 0 | 0 | 0 | 0 | 96.007 | 0 | 0
764 | 91.2 | 0 | 0 | 0 | 0 | 0 | 0 | 91.2 | 0 | 0
765 | 93.6 | 0 | 0 | 0 | 0 | 0 | 0 | 93.6 | 0 | 0
766 | 88.8 | 0 | 0 | 0 | 0 | 0 | 0 | 88.8 | 0 | 0
767 | 97.6 | 0 | 0 | 0 | 0 | 0 | 0 | 97.6 | 0 | 0
768 | 90.4 | 0 | 0 | 0 | 0 | 0 | 0 | 90.4 | 0 | 0
769 | 92.8 | 0 | 0 | 0 | 0 | 0 | 0 | 92.8 | 0 | 0
770 | 86.4 | 0 | 0 | 0 | 0 | 0 | 0 | 86.4 | 0 | 0
771 | 91.2 | 0 | 0 | 0 | 0 | 0 | 0 | 91.2 | 0 | 0
772 | 87.2 | 0 | 0 | 0 | 0 | 0 | 0 | 87.2 | 0 | 0
773 | 92.8 | 0 | 0 | 0 | 0 | 0 | 0 | 92.8 | 0 | 0
774 | 85.6 | 0 | 0 | 0 | 0 | 0 | 0 | 85.6 | 0 | 0
775 | 76.8 | 0 | 37.0261 | 37.0261 | 0 | 0 | 0 | 41.519 | 0 | 0
776 | 82.775 | 0 | 585.3819 | 86.8693 | 0 | 0 | 498.5126 | 0 | 0 | 0
777 | 646.748 | 0 | 1245.9253 | 678.7379 | 0 | 0 | 567.1874 | 0 | 0 | 0
778 | 552.934 | 0 | 1894.0294 | 580.2836 | 0 | 0 | 1313.7457 | 0 | 0 | 0
779 | 876.383 | 0 | 1758.5227 | 919.7313 | 0 | 0 | 838.7915 | 0 | 0 | 0
780 | 949.841 | 0 | 1960.0794 | 996.8227 | 0 | 0 | 963.2567 | 0 | 0 | 0
781 | 1244.374 | 0 | 1935.2921 | 1305.9241 | 0 | 0 | 629.368 | 0 | 0 | 0
782 | 1169.848 | 0 | 1851.226 | 1227.7118 | 0 | 0 | 623.5141 | 0 | 0 | 0
783 | 1381.741 | 0 | 1824.28 | 1450.0856 | 0 | 0 | 374.1943 | 0 | 0 | 0
784 | 889.368 | 0 | 1200.8078 | 933.3585 | 0 | 0 | 267.4493 | 0 | 0 | 0
785 | 1360.953 | 0 | 576.5664 | 576.5664 | 0 | 0 | 0 | 811.561 | 0 | 0
786 | 1095.157 | 0 | 122.2603 | 122.2603 | 0 | 0 | 0 | 978.659 | 0 | 0
787 | 1127.015 | 0 | 0 | 0 | 0 | 0 | 0 | 1127.015 | 0 | 0
788 | 1211.2 | 0 | 0 | 0 | 0 | 0 | 0 | 1211.2 | 0 | 0
789 | 1118.4 | 0 | 0 | 0 | 0 | 0 | 0 | 1118.4 | 0 | 0
790 | 1337.6 | 0 | 0 | 0 | 0 | 0 | 0 | 1337.6 | 0 | 0
791 | 1112 | 0 | 0 | 0 | 0 | 0 | 0 | 1112 | 0 | 0
792 | 163.2 | 0 | 0 | 0 | 0 | 0 | 0 | 163.2 | 0 | 0
793 | 108.8 | 0 | 0 | 0 | 0 | 0 | 0 | 108.8 | 0 | 0
794 | 94.4 | 0 | 0 | 0 | 0 | 0 | 0 | 94.4 | 0 | 0
795 | 105.6 | 0 | 0 | 0 | 0 | 0 | 0 | 105.6 | 0 | 0
796 | 101.6 | 0 | 0 | 0 | 0 | 0 | 0 | 101.6 | 0 | 0
797 | 105.6 | 0 | 0 | 0 | 0 | 0 | 0 | 105.6 | 0 | 0
798 | 95.2 | 0 | 0 | 0 | 0 | 0 | 0 | 95.2 | 0 | 0
799 | 87.2 | 0 | 39.4325 | 39.4325 | 0 | 0 | 0 | 49.626 | 0 | 0
800 | 82.403 | 0 | 682.0532 | 86.4789 | 0 | 0 | 595.5743 | 0 | 0 | 0
801 | 835.519 | 0 | 1367.9494 | 876.846 | 0 | 0 | 491.1034 | 0 | 0 | 0
802 | 1039.674 | 0 | 1872.7567 | 1091.0991 | 0 | 0 | 781.6577 | 0 | 0 | 0
803 | 891.524 | 0 | 2171.9344 | 935.6212 | 0 | 0 | 1236.3132 | 0 | 0 | 0
804 | 1352.422 | 0 | 2257.3617 | 1419.3164 | 0 | 0 | 838.0453 | 0 | 0 | 0
805 | 1341.667 | 0 | 2302.5789 | 1408.0295 | 0 | 0 | 894.5494 | 0 | 0 | 0
806 | 1194.461 | 0 | 2076.8594 | 1253.5423 | 0 | 0 | 823.3171 | 0 | 0 | 0
807 | 1481.371 | 0 | 1567.6769 | 1554.6436 | 0 | 0 | 13.0333 | 0 | 0 | 0
808 | 1646.336 | 0 | 416.092 | 416.092 | 0 | 0 | 0 | 1249.855 | 0 | 0
809 | 1713.488 | 0 | 416.4027 | 416.4027 | 0 | 0 | 0 | 1316.711 | 0 | 0
810 | 1434.101 | 0 | 71.1893 | 71.1893 | 0 | 0 | 0 | 1366.267 | 0 | 0
811 | 1539.509 | 0 | 0 | 0 | 0 | 0 | 0 | 1539.509 | 0 | 0
812 | 1661.6 | 0 | 0 | 0 | 0 | 0 | 0 | 1661.6 | 0 | 0
813 | 1616 | 0 | 0 | 0 | 0 | 0 | 0 | 1616 | 0 | 0
814 | 1728.8 | 0 | 0 | 0 | 0 | 0 | 0 | 1728.8 | 0 | 0
815 | 1469.6 | 0 | 0 | 0 | 0 | 0 | 0 | 1469.6 | 0 | 0
816 | 1761.6 | 0 | 0 | 0 | 0 | 0 | 0 | 1761.6 | 0 | 0
817 | 1354.4 | 0 | 0 | 0 | 0 | 0 | 0 | 1354.4 | 0 | 0
818 | 1331.2 | 0 | 0 | 0 | 0 | 0 | 0 | 1331.2 | 0 | 0
819 | 1416.8 | 0 | 0 | 0 | 0 | 0 | 0 | 1416.8 | 0 | 0
820 | 1299.2 | 0 | 0 | 0 | 0 | 0 | 0 | 1299.2 | 0 | 0
821 | 1488 | 0 | 0 | 0 | 0 | 0 | 0 | 1488 | 0 | 0
822 | 1488.8 | 0 | 0 | 0 | 0 | 0 | 0 | 1488.8 | 0 | 0
823 | 1292.8 | 0 | 38.5803 | 38.5803 | 0 | 0 | 0 | 1256.038 | 0 | 0
824 | 1289.506 | 0 | 660.0795 | 660.0795 | 0 | 0 | 0 | 660.537 | 0 | 0
825 | 1526.73 | 0 | 1260.0899 | 1260.0899 | 0 | 0 | 0 | 326.03 | 0 | 0
826 | 1083.978 | 0 | 1465.2357 | 1137.5945 | 0 | 0 | 327.6412 | 0 | 0 | 0
827 | 1402.913 | 0 | 1579.9567 | 1472.3049 | 0 | 0 | 107.6518 | 0 | 0 | 0
828 | 1305.329 | 0 | 2061.0807 | 1369.8941 | 0 | 0 | 691.1866 | 0 | 0 | 0
829 | 1517.919 | 0 | 1907.2201 | 1592.9994 | 0 | 0 | 314.2207 | 0 | 0 | 0
830 | 1335.878 | 0 | 1806.9922 | 1401.9541 | 0 | 0 | 405.038 | 0 | 0 | 0
831 | 1360.865 | 0 | 1414.8762 | 1414.8762 | 0 | 0 | 0 | 12.674 | 0 | 0
832 | 1604.627 | 0 | 1216.682 | 1216.682 | 0 | 0 | 0 | 445.289 | 0 | 0
833 | 1501.802 | 0 | 698.2558 | 698.2558 | 0 | 0 | 0 | 836.456 | 0 | 0
834 | 1303.802 | 0 | 116.4442 | 116.4442 | 0 | 0 | 0 | 1192.846 | 0 | 0
835 | 1407.738 | 0 | 0 | 0 | 0 | 0 | 0 | 1407.738 | 0 | 0
836 | 1397.6 | 0 | 0 | 0 | 0 | 0 | 0 | 1397.6 | 0 | 0
837 | 1207.2 | 0 | 0 | 0 | 0 | 0 | 0 | 1207.2 | 0 | 0
838 | 1357.6 | 0 | 0 | 0 | 0 | 0 | 0 | 1357.6 | 0 | 0
839 | 1300.8 | 0 | 0 | 0 | 0 | 0 | 0 | 1300.8 | 0 | 0
840 | 1248.8 | 0 | 0 | 0 | 0 | 0 | 0 | 1248.8 | 0 | 0
841 | 1178.4 | 0 | 0 | 0 | 0 | 0 | 0 | 1178.4 | 0 | 0
842 | 1225.6 | 0 | 0 | 0 | 0 | 0 | 0 | 1225.6 | 0 | 0
843 | 1224.8 | 0 | 0 | 0 | 0 | 0 | 0 | 1224.8 | 0 | 0
844 | 903.2 | 0 | 0 | 0 | 0 | 0 | 0 | 903.2 | 0 | 0
845 | 1121.6 | 0 | 0 | 0 | 0 | 0 | 0 | 1121.6 | 0 | 0
846 | 1310.4 | 0 | 0 | 0 | 0 | 0 | 0 | 1310.4 | 0 | 0
847 | 1152 | 0 | 0 | 0 | 0 | 0 | 0 | 1152 | 0 | 0
848 | 933.17 | 0 | 134.7195 | 134.7195 | 0 | 0 | 0 | 804.8 | 0 | 0
849 | 1215.698 | 0 | 669.5005 | 669.5005 | 0 | 0 | 0 | 577.752 | 0 | 0
850 | 1139.46 | 0 | 934.7501 | 934.7501 | 0 | 0 | 0 | 248.766 | 0 | 0
851 | 1551.141 | 0 | 1191.4214 | 1191.4214 | 0 | 0 | 0 | 415.873 | 0 | 0
852 | 1338.153 | 0 | 1422.8154 | 1404.3417 | 0 | 0 | 18.4737 | 0 | 0 | 0
853 | 1140.835 | 0 | 2262.0172 | 1197.2638 | 0 | 0 | 1064.7534 | 0 | 0 | 0
854 | 1315.264 | 0 | 1719.6139 | 1380.3205 | 0 | 0 | 339.2934 | 0 | 0 | 0
855 | 1361.037 | 0 | 1375.4646 | 1375.4646 | 0 | 0 | 0 | 50.4 | 0 | 0
856 | 1270.539 | 0 | 965.4186 | 965.4186 | 0 | 0 | 0 | 350.622 | 0 | 0
857 | 1377.713 | 0 | 627.5609 | 627.5609 | 0 | 0 | 0 | 779.73 | 0 | 0
858 | 1430.203 | 0 | 135.3272 | 135.3272 | 0 | 0 | 0 | 1301.254 | 0 | 0
859 | 1135.9 | 0 | 0 | 0 | 0 | 0 | 0 | 1135.9 | 0 | 0
860 | 1324 | 0 | 0 | 0 | 0 | 0 | 0 | 1324 | 0 | 0
861 | 1216.8 | 0 | 0 | 0 | 0 | 0 | 0 | 1216.8 | 0 | 0
862 | 1368.8 | 0 | 0 | 0 | 0 | 0 | 0 | 1368.8 | 0 | 0
863 | 1304 | 0 | 0 | 0 | 0 | 0 | 0 | 1304 | 0 | 0
864 | 504 | 0 | 0 | 0 | 0 | 0 | 0 | 504 | 0 | 0
865 | 308.8 | 0 | 0 | 0 | 0 | 0 | 0 | 308.8 | 0 | 0
866 | 223.2 | 0 | 0 | 0 | 0 | 0 | 0 | 223.2 | 0 | 0
867 | 305.6 | 0 | 0 | 0 | 0 | 0 | 0 | 305.6 | 0 | 0
868 | 234.4 | 0 | 0 | 0 | 0 | 0 | 0 | 234.4 | 0 | 0
869 | 284.8 | 0 | 0 | 0 | 0 | 0 | 0 | 284.8 | 0 | 0
870 | 280.8 | 0 | 0 | 0 | 0 | 0 | 0 | 280.8 | 0 | 0
871 | 279.2 | 0 | 35.4446 | 35.4446 | 0 | 0 | 0 | 245.426 | 0 | 0
872 | 207.884 | 0 | 666.1402 | 218.1665 | 0 | 0 | 447.9736 | 0 | 0 | 0
873 | 1383.408 | 0 | 1368.174 | 1368.174 | 0 | 0 | 0 | 79.718 | 0 | 0
874 | 1305.53 | 0 | 1845.3931 | 1370.105 | 0 | 0 | 475.288 | 0 | 0 | 0
875 | 1615.041 | 0 | 2002.5207 | 1694.9253 | 0 | 0 | 307.5954 | 0 | 0 | 0
876 | 1779.002 | 0 | 2059.3229 | 1866.9962 | 0 | 0 | 192.3266 | 0 | 0 | 0
877 | 1624.258 | 0 | 2000.0513 | 1704.5982 | 0 | 0 | 295.4531 | 0 | 0 | 0
878 | 1539.01 | 0 | 1881.4904 | 1615.1336 | 0 | 0 | 266.3568 | 0 | 0 | 0
879 | 1787.689 | 0 | 1350.2828 | 1350.2828 | 0 | 0 | 0 | 501.047 | 0 | 0
880 | 1354.304 | 0 | 1048.3492 | 1048.3492 | 0 | 0 | 0 | 355.365 | 0 | 0
881 | 1620.241 | 0 | 433.1269 | 433.1269 | 0 | 0 | 0 | 1207.528 | 0 | 0
882 | 1300.99 | 0 | 106.8794 | 106.8794 | 0 | 0 | 0 | 1199.148 | 0 | 0
883 | 1394.069 | 0 | 0 | 0 | 0 | 0 | 0 | 1394.069 | 0 | 0
884 | 1272 | 0 | 0 | 0 | 0 | 0 | 0 | 1272 | 0 | 0
885 | 1471.2 | 0 | 0 | 0 | 0 | 0 | 0 | 1471.2 | 0 | 0
886 | 1444 | 0 | 0 | 0 | 0 | 0 | 0 | 1444 | 0 | 0
887 | 1357.6 | 0 | 0 | 0 | 0 | 0 | 0 | 1357.6 | 0 | 0
888 | 576.8 | 0 | 0 | 0 | 0 | 0 | 0 | 576.8 | 0 | 0
889 | 498.4 | 0 | 0 | 0 | 0 | 0 | 0 | 498.4 | 0 | 0
890 | 498.4 | 0 | 0 | 0 | 0 | 0 | 0 | 498.4 | 0 | 0
891 | 504 | 0 | 0 | 0 | 0 | 0 | 0 | 504 | 0 | 0
892 | 421.6 | 0 | 0 | 0 | 0 | 0 | 0 | 421.6 | 0 | 0
893 | 485.6 | 0 | 0 | 0 | 0 | 0 | 0 | 485.6 | 0 | 0
894 | 467.2 | 0 | 0 | 0 | 0 | 0 | 0 | 467.2 | 0 | 0
895 | 472 | 0 | 35.5894 | 35.5894 | 0 | 0 | 0 | 438.088 | 0 | 0
896 | 385.522 | 0 | 663.4882 | 404.591 | 0 | 0 | 258.8972 | 0 | 0 | 0
897 | 1044.814 | 0 | 1386.8387 | 1096.4933 | 0 | 0 | 290.3454 | 0 | 0 | 0
898 | 1692.649 | 0 | 1914.9179 | 1776.372 | 0 | 0 | 138.5459 | 0 | 0 | 0
899 | 1873.143 | 0 | 2260.0998 | 1965.7937 | 0 | 0 | 294.3061 | 0 | 0 | 0
900 | 1814.753 | 0 | 2451.1492 | 1904.5156 | 0 | 0 | 546.6336 | 0 | 0 | 0
901 | 1605.764 | 0 | 2376.3414 | 1685.1894 | 0 | 0 | 691.152 | 0 | 0 | 0
902 | 1656.929 | 0 | 2320.2361 | 1738.8852 | 0 | 0 | 581.3509 | 0 | 0 | 0
903 | 1959.966 | 0 | 1993.9393 | 1993.9393 | 0 | 0 | 0 | 60.004 | 0 | 0
904 | 1925.128 | 0 | 1492.6099 | 1492.6099 | 0 | 0 | 0 | 502.867 | 0 | 0
905 | 1644.797 | 0 | 817.4013 | 817.4013 | 0 | 0 | 0 | 865.921 | 0 | 0
906 | 1796.832 | 0 | 136.7324 | 136.7324 | 0 | 0 | 0 | 1666.544 | 0 | 0
907 | 1564.005 | 0 | 0 | 0 | 0 | 0 | 0 | 1564.005 | 0 | 0
908 | 1423.2 | 0 | 0 | 0 | 0 | 0 | 0 | 1423.2 | 0 | 0
909 | 1762.4 | 0 | 0 | 0 | 0 | 0 | 0 | 1762.4 | 0 | 0
910 | 1525.6 | 0 | 0 | 0 | 0 | 0 | 0 | 1525.6 | 0 | 0
911 | 1706.4 | 0 | 0 | 0 | 0 | 0 | 0 | 1706.4 | 0 | 0
912 | 526.4 | 0 | 0 | 0 | 0 | 0 | 0 | 526.4 | 0 | 0
913 | 477.6 | 0 | 0 | 0 | 0 | 0 | 0 | 477.6 | 0 | 0
914 | 487.2 | 0 | 0 | 0 | 0 | 0 | 0 | 487.2 | 0 | 0
915 | 450.4 | 0 | 0 | 0 | 0 | 0 | 0 | 450.4 | 0 | 0
916 | 410.4 | 0 | 0 | 0 | 0 | 0 | 0 | 410.4 | 0 | 0
917 | 498.4 | 0 | 0 | 0 | 0 | 0 | 0 | 498.4 | 0 | 0
918 | 480.8 | 0 | 0 | 0 | 0 | 0 | 0 | 480.8 | 0 | 0
919 | 402.4 | 0 | 9.3717 | 9.3717 | 0 | 0 | 0 | 393.47 | 0 | 0
920 | 183.582 | 0 | 681.117 | 192.6625 | 0 | 0 | 488.4546 | 0 | 0 | 0
921 | 1361.436 | 0 | 1401.7054 | 1401.7054 | 0 | 0 | 0 | 25.795 | 0 | 0
922 | 1498.899 | 0 | 1884.7846 | 1573.0386 | 0 | 0 | 311.746 | 0 | 0 | 0
923 | 1608.087 | 0 | 2185.9794 | 1687.6273 | 0 | 0 | 498.3521 | 0 | 0 | 0
924 | 1399.808 | 0 | 2352.2647 | 1469.0463 | 0 | 0 | 883.2184 | 0 | 0 | 0
925 | 1724.006 | 0 | 2375.505 | 1809.28 | 0 | 0 | 566.225 | 0 | 0 | 0
926 | 1255.265 | 0 | 2257.3964 | 1317.3538 | 0 | 0 | 940.0426 | 0 | 0 | 0
927 | 1125.5 | 0 | 1980.7853 | 1181.1703 | 0 | 0 | 799.615 | 0 | 0 | 0
928 | 1614.058 | 0 | 1529.6255 | 1529.6255 | 0 | 0 | 0 | 156.526 | 0 | 0
929 | 1453.859 | 0 | 874.9087 | 874.9087 | 0 | 0 | 0 | 620.186 | 0 | 0
930 | 1370.109 | 0 | 133.7141 | 133.7141 | 0 | 0 | 0 | 1242.697 | 0 | 0
931 | 1452.169 | 0 | 0 | 0 | 0 | 0 | 0 | 1452.169 | 0 | 0
932 | 1032 | 0 | 0 | 0 | 0 | 0 | 0 | 1032 | 0 | 0
933 | 1212.8 | 0 | 0 | 0 | 0 | 0 | 0 | 1212.8 | 0 | 0
934 | 1396.8 | 0 | 0 | 0 | 0 | 0 | 0 | 1396.8 | 0 | 0
935 | 964 | 0 | 0 | 0 | 0 | 0 | 0 | 964 | 0 | 0
936 | 1384.8 | 0 | 0 | 0 | 0 | 0 | 0 | 1384.8 | 0 | 0
937 | 1120 | 0 | 0 | 0 | 0 | 0 | 0 | 1120 | 0 | 0
938 | 1568.8 | 0 | 0 | 0 | 0 | 0 | 0 | 1568.8 | 0 | 0
939 | 1411.2 | 0 | 0 | 0 | 0 | 0 | 0 | 1411.2 | 0 | 0
940 | 1482.4 | 0 | 0 | 0 | 0 | 0 | 0 | 1482.4 | 0 | 0
941 | 1182.4 | 0 | 0 | 0 | 0 | 0 | 0 | 1182.4 | 0 | 0
942 | 1132 | 0 | 0 | 0 | 0 | 0 | 0 | 1132 | 0 | 0
943 | 1137.6 | 0 | 20.4918 | 20.4918 | 0 | 0 | 0 | 1118.074 | 0 | 0
944 | 182.01 | 0 | 524.0209 | 191.0127 | 0 | 0 | 333.0082 | 0 | 0 | 0
945 | 481.147 | 0 | 1034.9749 | 504.9458 | 0 | 0 | 530.029 | 0 | 0 | 0
946 | 455.687 | 0 | 1493.8598 | 478.2265 | 0 | 0 | 1015.6333 | 0 | 0 | 0
947 | 498.735 | 0 | 1854.0816 | 523.4038 | 0 | 0 | 1330.6778 | 0 | 0 | 0
948 | 415.99 | 0 | 2124.7558 | 436.566 | 0 | 0 | 1688.1898 | 0 | 0 | 0
949 | 320.018 | 0 | 2165.2252 | 335.847 | 0 | 0 | 1829.3783 | 0 | 0 | 0
950 | 335.666 | 0 | 1876.1339 | 352.2689 | 0 | 0 | 1523.865 | 0 | 0 | 0
951 | 408.03 | 0 | 1307.8005 | 428.2123 | 0 | 0 | 879.5883 | 0 | 0 | 0
952 | 329.489 | 0 | 1187.212 | 345.7864 | 0 | 0 | 841.4256 | 0 | 0 | 0
953 | 413.609 | 0 | 696.329 | 434.0672 | 0 | 0 | 262.2618 | 0 | 0 | 0
954 | 285.122 | 0 | 161.3853 | 161.3853 | 0 | 0 | 0 | 131.343 | 0 | 0
955 | 304.539 | 0 | 0 | 0 | 0 | 0 | 0 | 304.539 | 0 | 0
956 | 261.6 | 0 | 0 | 0 | 0 | 0 | 0 | 261.6 | 0 | 0
957 | 204 | 0 | 0 | 0 | 0 | 0 | 0 | 204 | 0 | 0
958 | 331.2 | 0 | 0 | 0 | 0 | 0 | 0 | 331.2 | 0 | 0
959 | 296.8 | 0 | 0 | 0 | 0 | 0 | 0 | 296.8 | 0 | 0
960 | 302.4 | 0 | 0 | 0 | 0 | 0 | 0 | 302.4 | 0 | 0
961 | 324.8 | 0 | 0 | 0 | 0 | 0 | 0 | 324.8 | 0 | 0
962 | 296.8 | 0 | 0 | 0 | 0 | 0 | 0 | 296.8 | 0 | 0
963 | 296.8 | 0 | 0 | 0 | 0 | 0 | 0 | 296.8 | 0 | 0
964 | 316 | 0 | 0 | 0 | 0 | 0 | 0 | 316 | 0 | 0
965 | 227.2 | 0 | 0 | 0 | 0 | 0 | 0 | 227.2 | 0 | 0
966 | 276 | 0 | 0 | 0 | 0 | 0 | 0 | 276 | 0 | 0
967 | 256.8 | 0 | 35.5925 | 35.5925 | 0 | 0 | 0 | 222.885 | 0 | 0
968 | 246.146 | 0 | 662.3726 | 258.321 | 0 | 0 | 404.0515 | 0 | 0 | 0
969 | 460.316 | 0 | 1371.3613 | 483.0845 | 0 | 0 | 888.2768 | 0 | 0 | 0
970 | 1172.832 | 0 | 1856.0147 | 1230.8434 | 0 | 0 | 625.1712 | 0 | 0 | 0
971 | 1566.318 | 0 | 2136.2349 | 1643.7923 | 0 | 0 | 492.4425 | 0 | 0 | 0
972 | 1214.229 | 0 | 2298.9876 | 1274.288 | 0 | 0 | 1024.6996 | 0 | 0 | 0
973 | 1567.117 | 0 | 2279.2346 | 1644.6308 | 0 | 0 | 634.6038 | 0 | 0 | 0
974 | 1509.312 | 0 | 1985.6821 | 1583.9667 | 0 | 0 | 401.7154 | 0 | 0 | 0
975 | 1604.899 | 0 | 1647.3406 | 1647.3406 | 0 | 0 | 0 | 35.2 | 0 | 0
976 | 1215.644 | 0 | 1238.7039 | 1238.7039 | 0 | 0 | 0 | 35.322 | 0 | 0
977 | 1300.307 | 0 | 616.2959 | 616.2959 | 0 | 0 | 0 | 713.058 | 0 | 0
978 | 1151.05 | 0 | 125.1023 | 125.1023 | 0 | 0 | 0 | 1031.844 | 0 | 0
979 | 1456.677 | 0 | 0 | 0 | 0 | 0 | 0 | 1456.677 | 0 | 0
980 | 1494.4 | 0 | 0 | 0 | 0 | 0 | 0 | 1494.4 | 0 | 0
981 | 1808.8 | 0 | 0 | 0 | 0 | 0 | 0 | 1808.8 | 0 | 0
982 | 1650.4 | 0 | 0 | 0 | 0 | 0 | 0 | 1650.4 | 0 | 0
983 | 1209.6 | 0 | 0 | 0 | 0 | 0 | 0 | 1209.6 | 0 | 0
984 | 1028 | 0 | 0 | 0 | 0 | 0 | 0 | 1028 | 0 | 0
985 | 1335.2 | 0 | 0 | 0 | 0 | 0 | 0 | 1335.2 | 0 | 0
986 | 1325.6 | 0 | 0 | 0 | 0 | 0 | 0 | 1325.6 | 0 | 0
987 | 1358.4 | 0 | 0 | 0 | 0 | 0 | 0 | 1358.4 | 0 | 0
988 | 1510.4 | 0 | 0 | 0 | 0 | 0 | 0 | 1510.4 | 0 | 0
989 | 1220.8 | 0 | 0 | 0 | 0 | 0 | 0 | 1220.8 | 0 | 0
990 | 1460.8 | 0 | 0 | 0 | 0 | 0 | 0 | 1460.8 | 0 | 0
991 | 1494.4 | 0 | 28.1644 | 28.1644 | 0 | 0 | 0 | 1467.563 | 0 | 0
992 | 1213.91 | 0 | 623.9486 | 623.9486 | 0 | 0 | 0 | 619.369 | 0 | 0
993 | 1285.355 | 0 | 1312.0309 | 1312.0309 | 0 | 0 | 0 | 35.162 | 0 | 0
994 | 1854.487 | 0 | 1807.4445 | 1807.4445 | 0 | 0 | 0 | 132.23 | 0 | 0
995 | 1700.494 | 0 | 1918.6057 | 1784.605 | 0 | 0 | 134.0006 | 0 | 0 | 0
996 | 1593.166 | 0 | 2109.1745 | 1671.9683 | 0 | 0 | 437.2062 | 0 | 0 | 0
997 | 1302.813 | 0 | 1625.6786 | 1367.2537 | 0 | 0 | 258.4249 | 0 | 0 | 0
998 | 1470.149 | 0 | 1749.1773 | 1542.8665 | 0 | 0 | 206.3107 | 0 | 0 | 0
999 | 1044.668 | 0 | 1689.6916 | 1096.3401 | 0 | 0 | 593.3515 | 0 | 0 | 0
1000 | 1161.083 | 0 | 1263.8092 | 1218.5133 | 0 | 0 | 45.2959 | 0 | 0 | 0
1001 | 1434.037 | 0 | 683.7869 | 683.7869 | 0 | 0 | 0 | 782.478 | 0 | 0
1002 | 1519.101 | 0 | 92.6308 | 92.6308 | 0 | 0 | 0 | 1430.836 | 0 | 0
1003 | 1470.4 | 0 | 0 | 0 | 0 | 0 | 0 | 1470.4 | 0 | 0
1004 | 1118.4 | 0 | 0 | 0 | 0 | 0 | 0 | 1118.4 | 0 | 0
1005 | 1686.4 | 0 | 0 | 0 | 0 | 0 | 0 | 1686.4 | 0 | 0
1006 | 1632 | 0 | 0 | 0 | 0 | 0 | 0 | 1632 | 0 | 0
1007 | 1343.2 | 0 | 0 | 0 | 0 | 0 | 0 | 1343.2 | 0 | 0
1008 | 1206.4 | 0 | 0 | 0 | 0 | 0 | 0 | 1206.4 | 0 | 0
1009 | 1653.6 | 0 | 0 | 0 | 0 | 0 | 0 | 1653.6 | 0 | 0
1010 | 1780 | 0 | 0 | 0 | 0 | 0 | 0 | 1780 | 0 | 0
1011 | 1225.6 | 0 | 0 | 0 | 0 | 0 | 0 | 1225.6 | 0 | 0
1012 | 1333.6 | 0 | 0 | 0 | 0 | 0 | 0 | 1333.6 | 0 | 0
1013 | 1466.4 | 0 | 0 | 0 | 0 | 0 | 0 | 1466.4 | 0 | 0
1014 | 1376 | 0 | 0 | 0 | 0 | 0 | 0 | 1376 | 0 | 0
1015 | 1212 | 0 | 18.1714 | 18.1714 | 0 | 0 | 0 | 1194.685 | 0 | 0
1016 | 1119.408 | 0 | 531.6389 | 531.6389 | 0 | 0 | 0 | 612.826 | 0 | 0
1017 | 1135.205 | 0 | 1130.8275 | 1130.8275 | 0 | 0 | 0 | 57.675 | 0 | 0
1018 | 1502.098 | 0 | 1583.9897 | 1576.3958 | 0 | 0 | 7.5939 | 0 | 0 | 0
1019 | 1740.14 | 0 | 1714.0161 | 1714.0161 | 0 | 0 | 0 | 106.908 | 0 | 0
1020 | 1403.041 | 0 | 1908.9989 | 1472.4392 | 0 | 0 | 436.5597 | 0 | 0 | 0
1021 | 1200.195 | 0 | 1895.465 | 1259.5599 | 0 | 0 | 635.9051 | 0 | 0 | 0
1022 | 1044.046 | 0 | 1817.2423 | 1095.6873 | 0 | 0 | 721.5549 | 0 | 0 | 0
1023 | 1298.188 | 0 | 1644.6508 | 1362.3999 | 0 | 0 | 282.2509 | 0 | 0 | 0
1024 | 1559.024 | 0 | 1189.4086 | 1189.4086 | 0 | 0 | 0 | 425.674 | 0 | 0
1025 | 1238.191 | 0 | 631.0902 | 631.0902 | 0 | 0 | 0 | 636.845 | 0 | 0
1026 | 1380.315 | 0 | 113.7271 | 113.7271 | 0 | 0 | 0 | 1271.948 | 0 | 0
1027 | 886.366 | 0 | 0 | 0 | 0 | 0 | 0 | 886.366 | 0 | 0
1028 | 1113.6 | 0 | 0 | 0 | 0 | 0 | 0 | 1113.6 | 0 | 0
1029 | 1129.6 | 0 | 0 | 0 | 0 | 0 | 0 | 1129.6 | 0 | 0
1030 | 1440.8 | 0 | 0 | 0 | 0 | 0 | 0 | 1440.8 | 0 | 0
1031 | 1332.8 | 0 | 0 | 0 | 0 | 0 | 0 | 1332.8 | 0 | 0
1032 | 138.4 | 0 | 0 | 0 | 0 | 0 | 0 | 138.4 | 0 | 0
1033 | 97.6 | 0 | 0 | 0 | 0 | 0 | 0 | 97.6 | 0 | 0
1034 | 94.4 | 0 | 0 | 0 | 0 | 0 | 0 | 94.4 | 0 | 0
1035 | 103.2 | 0 | 0 | 0 | 0 | 0 | 0 | 103.2 | 0 | 0
1036 | 92.8 | 0 | 0 | 0 | 0 | 0 | 0 | 92.8 | 0 | 0
1037 | 98.4 | 0 | 0 | 0 | 0 | 0 | 0 | 98.4 | 0 | 0
1038 | 89.6 | 0 | 0 | 0 | 0 | 0 | 0 | 89.6 | 0 | 0
1039 | 84.8 | 0 | 24.76 | 24.76 | 0 | 0 | 0 | 61.207 | 0 | 0
1040 | 86.437 | 0 | 546.408 | 90.7124 | 0 | 0 | 455.6956 | 0 | 0 | 0
1041 | 660.137 | 0 | 1171.6065 | 692.7892 | 0 | 0 | 478.8174 | 0 | 0 | 0
1042 | 1046.053 | 0 | 1681.5625 | 1097.7936 | 0 | 0 | 583.7689 | 0 | 0 | 0
1043 | 1011.485 | 0 | 1902.8312 | 1061.5158 | 0 | 0 | 841.3154 | 0 | 0 | 0
1044 | 1077.866 | 0 | 2086.4106 | 1131.1802 | 0 | 0 | 955.2304 | 0 | 0 | 0
1045 | 1280.894 | 0 | 2009.1607 | 1344.2505 | 0 | 0 | 664.9102 | 0 | 0 | 0
1046 | 1305.495 | 0 | 1964.0579 | 1370.0683 | 0 | 0 | 593.9896 | 0 | 0 | 0
1047 | 1222.683 | 0 | 1625.1014 | 1283.1602 | 0 | 0 | 341.9412 | 0 | 0 | 0
1048 | 1378.71 | 0 | 1343.5736 | 1343.5736 | 0 | 0 | 0 | 98.461 | 0 | 0
1049 | 1442.884 | 0 | 757.8013 | 757.8013 | 0 | 0 | 0 | 720.799 | 0 | 0
1050 | 1317.715 | 0 | 130.2373 | 130.2373 | 0 | 0 | 0 | 1193.616 | 0 | 0
1051 | 1407.2 | 0 | 0 | 0 | 0 | 0 | 0 | 1407.2 | 0 | 0
1052 | 1616.8 | 0 | 0 | 0 | 0 | 0 | 0 | 1616.8 | 0 | 0
1053 | 1705.6 | 0 | 0 | 0 | 0 | 0 | 0 | 1705.6 | 0 | 0
1054 | 1624 | 0 | 0 | 0 | 0 | 0 | 0 | 1624 | 0 | 0
1055 | 1382.4 | 0 | 0 | 0 | 0 | 0 | 0 | 1382.4 | 0 | 0
1056 | 136.8 | 0 | 0 | 0 | 0 | 0 | 0 | 136.8 | 0 | 0
1057 | 104.8 | 0 | 0 | 0 | 0 | 0 | 0 | 104.8 | 0 | 0
1058 | 96.8 | 0 | 0 | 0 | 0 | 0 | 0 | 96.8 | 0 | 0
1059 | 100 | 0 | 0 | 0 | 0 | 0 | 0 | 100 | 0 | 0
1060 | 98.4 | 0 | 0 | 0 | 0 | 0 | 0 | 98.4 | 0 | 0
1061 | 101.6 | 0 | 0 | 0 | 0 | 0 | 0 | 101.6 | 0 | 0
1062 | 95.2 | 0 | 0 | 0 | 0 | 0 | 0 | 95.2 | 0 | 0
1063 | 92.8 | 0 | 22.8153 | 22.8153 | 0 | 0 | 0 | 71.06 | 0 | 0
1064 | 85.97 | 0 | 560.2662 | 90.2223 | 0 | 0 | 470.0439 | 0 | 0 | 0
1065 | 932.616 | 0 | 1244.0709 | 978.7457 | 0 | 0 | 265.3252 | 0 | 0 | 0
1066 | 1383.414 | 0 | 1769.8695 | 1451.8414 | 0 | 0 | 318.0281 | 0 | 0 | 0
1067 | 1261.111 | 0 | 2155.8839 | 1323.489 | 0 | 0 | 832.395 | 0 | 0 | 0
1068 | 1457.305 | 0 | 2334.2559 | 1529.3872 | 0 | 0 | 804.8686 | 0 | 0 | 0
1069 | 1348.064 | 0 | 2344.5049 | 1414.7429 | 0 | 0 | 929.762 | 0 | 0 | 0
1070 | 1417.335 | 0 | 2160.3977 | 1487.4402 | 0 | 0 | 672.9575 | 0 | 0 | 0
1071 | 1553.989 | 0 | 1856.2466 | 1630.8535 | 0 | 0 | 225.3931 | 0 | 0 | 0
1072 | 1478.554 | 0 | 1388.6008 | 1388.6008 | 0 | 0 | 0 | 155.4 | 0 | 0
1073 | 1282.839 | 0 | 761.7861 | 761.7861 | 0 | 0 | 0 | 556.957 | 0 | 0
1074 | 1716.587 | 0 | 127.9715 | 127.9715 | 0 | 0 | 0 | 1594.647 | 0 | 0
1075 | 1229.933 | 0 | 0 | 0 | 0 | 0 | 0 | 1229.933 | 0 | 0
1076 | 828.8 | 0 | 0 | 0 | 0 | 0 | 0 | 828.8 | 0 | 0
1077 | 1254.4 | 0 | 0 | 0 | 0 | 0 | 0 | 1254.4 | 0 | 0
1078 | 1271.2 | 0 | 0 | 0 | 0 | 0 | 0 | 1271.2 | 0 | 0
1079 | 1333.6 | 0 | 0 | 0 | 0 | 0 | 0 | 1333.6 | 0 | 0
1080 | 1302.4 | 0 | 0 | 0 | 0 | 0 | 0 | 1302.4 | 0 | 0
1081 | 1362.4 | 0 | 0 | 0 | 0 | 0 | 0 | 1362.4 | 0 | 0
1082 | 933.6 | 0 | 0 | 0 | 0 | 0 | 0 | 933.6 | 0 | 0
1083 | 1361.6 | 0 | 0 | 0 | 0 | 0 | 0 | 1361.6 | 0 | 0
1084 | 1337.6 | 0 | 0 | 0 | 0 | 0 | 0 | 1337.6 | 0 | 0
1085 | 996 | 0 | 0 | 0 | 0 | 0 | 0 | 996 | 0 | 0
1086 | 1271.2 | 0 | 0 | 0 | 0 | 0 | 0 | 1271.2 | 0 | 0
1087 | 1043.2 | 0 | 28.9347 | 28.9347 | 0 | 0 | 0 | 1015.629 | 0 | 0
1088 | 860.551 | 0 | 618.2259 | 618.2259 | 0 | 0 | 0 | 271.463 | 0 | 0
1089 | 1094.398 | 0 | 1310.038 | 1148.5299 | 0 | 0 | 161.5081 | 0 | 0 | 0
1090 | 1122.775 | 0 | 1824.9495 | 1178.3105 | 0 | 0 | 646.639 | 0 | 0 | 0
1091 | 1142.288 | 0 | 2144.2192 | 1198.7887 | 0 | 0 | 945.4305 | 0 | 0 | 0
1092 | 987.833 | 0 | 2321.5406 | 1036.6939 | 0 | 0 | 1284.8467 | 0 | 0 | 0
1093 | 1098.997 | 0 | 2342.3367 | 1153.3564 | 0 | 0 | 1188.9804 | 0 | 0 | 0
1094 | 1323.29 | 0 | 2198.5142 | 1388.7435 | 0 | 0 | 809.7707 | 0 | 0 | 0
1095 | 1200.589 | 0 | 1886.1762 | 1259.9734 | 0 | 0 | 626.2029 | 0 | 0 | 0
1096 | 1175.229 | 0 | 1161.0437 | 1161.0437 | 0 | 0 | 0 | 68.907 | 0 | 0
1097 | 1183.22 | 0 | 760.8741 | 760.8741 | 0 | 0 | 0 | 458.207 | 0 | 0
1098 | 1286.45 | 0 | 121.2444 | 121.2444 | 0 | 0 | 0 | 1170.92 | 0 | 0
1099 | 1205.541 | 0 | 0 | 0 | 0 | 0 | 0 | 1205.541 | 0 | 0
1100 | 1044 | 0 | 0 | 0 | 0 | 0 | 0 | 1044 | 0 | 0
1101 | 1465.6 | 0 | 0 | 0 | 0 | 0 | 0 | 1465.6 | 0 | 0
1102 | 1054.4 | 0 | 0 | 0 | 0 | 0 | 0 | 1054.4 | 0 | 0
1103 | 1262.4 | 0 | 0 | 0 | 0 | 0 | 0 | 1262.4 | 0 | 0
1104 | 936 | 0 | 0 | 0 | 0 | 0 | 0 | 936 | 0 | 0
1105 | 1169.6 | 0 | 0 | 0 | 0 | 0 | 0 | 1169.6 | 0 | 0
1106 | 1276 | 0 | 0 | 0 | 0 | 0 | 0 | 1276 | 0 | 0
1107 | 1006.4 | 0 | 0 | 0 | 0 | 0 | 0 | 1006.4 | 0 | 0
1108 | 1429.6 | 0 | 0 | 0 | 0 | 0 | 0 | 1429.6 | 0 | 0
1109 | 1362.4 | 0 | 0 | 0 | 0 | 0 | 0 | 1362.4 | 0 | 0
1110 | 1094.4 | 0 | 0 | 0 | 0 | 0 | 0 | 1094.4 | 0 | 0
1111 | 1244 | 0 | 36.3565 | 36.3565 | 0 | 0 | 0 | 1209.357 | 0 | 0
1112 | 182.026 | 0 | 637.0879 | 191.0295 | 0 | 0 | 446.0584 | 0 | 0 | 0
1113 | 152.29 | 0 | 1335.223 | 159.8227 | 0 | 0 | 1175.4003 | 0 | 0 | 0
1114 | 181.165 | 0 | 1833.1784 | 190.1259 | 0 | 0 | 1643.0525 | 0 | 0 | 0
1115 | 170.605 | 0 | 2143.898 | 179.0436 | 0 | 0 | 1964.8544 | 0 | 0 | 0
1116 | 185.42 | 0 | 2310.5181 | 194.5914 | 0 | 0 | 2115.9267 | 0 | 0 | 0
1117 | 195.463 | 0 | 2327.9224 | 205.1311 | 0 | 0 | 2122.7912 | 0 | 0 | 0
1118 | 197.058 | 0 | 2201.7056 | 206.805 | 0 | 0 | 1994.9006 | 0 | 0 | 0
1119 | 129.537 | 0 | 1729.4285 | 135.9443 | 0 | 0 | 1593.4842 | 0 | 0 | 0
1120 | 177.796 | 0 | 1310.6257 | 186.5903 | 0 | 0 | 1124.0354 | 0 | 0 | 0
1121 | 117.348 | 0 | 799.5237 | 123.1523 | 0 | 0 | 676.3714 | 0 | 0 | 0
1122 | 99.261 | 0 | 150.345 | 104.1707 | 0 | 0 | 46.1743 | 0 | 0 | 0
1123 | 110.145 | 0 | 0 | 0 | 0 | 0 | 0 | 110.145 | 0 | 0
1124 | 108 | 0 | 0 | 0 | 0 | 0 | 0 | 108 | 0 | 0
1125 | 100 | 0 | 0 | 0 | 0 | 0 | 0 | 100 | 0 | 0
1126 | 91.2 | 0 | 0 | 0 | 0 | 0 | 0 | 91.2 | 0 | 0
1127 | 100 | 0 | 0 | 0 | 0 | 0 | 0 | 100 | 0 | 0
1128 | 93.6 | 0 | 0 | 0 | 0 | 0 | 0 | 93.6 | 0 | 0
1129 | 98.4 | 0 | 0 | 0 | 0 | 0 | 0 | 98.4 | 0 | 0
1130 | 90.4 | 0 | 0 | 0 | 0 | 0 | 0 | 90.4 | 0 | 0
1131 | 96.8 | 0 | 0 | 0 | 0 | 0 | 0 | 96.8 | 0 | 0
1132 | 91.2 | 0 | 0 | 0 | 0 | 0 | 0 | 91.2 | 0 | 0
1133 | 96.8 | 0 | 0 | 0 | 0 | 0 | 0 | 96.8 | 0 | 0
1134 | 89.6 | 0 | 0 | 0 | 0 | 0 | 0 | 89.6 | 0 | 0
1135 | 92.8 | 0 | 72.35 | 72.35 | 0 | 0 | 0 | 23.86 | 0 | 0
1136 | 86.74 | 0 | 755.7118 | 91.0304 | 0 | 0 | 664.6814 | 0 | 0 | 0
1137 | 858.247 | 0 | 1493.4662 | 900.6982 | 0 | 0 | 592.768 | 0 | 0 | 0
1138 | 1207.142 | 0 | 1987.6708 | 1266.8505 | 0 | 0 | 720.8203 | 0 | 0 | 0
1139 | 1636.944 | 0 | 2300.9732 | 1717.9117 | 0 | 0 | 583.0615 | 0 | 0 | 0
1140 | 1392.639 | 0 | 2480.7231 | 1461.5227 | 0 | 0 | 1019.2004 | 0 | 0 | 0
1141 | 1733.618 | 0 | 2493.0312 | 1819.3674 | 0 | 0 | 673.6638 | 0 | 0 | 0
1142 | 1461.298 | 0 | 1689.4083 | 1533.5778 | 0 | 0 | 155.8305 | 0 | 0 | 0
1143 | 1523.695 | 0 | 1006.8923 | 1006.8923 | 0 | 0 | 0 | 564.259 | 0 | 0
1144 | 1550.416 | 0 | 1353.619 | 1353.619 | 0 | 0 | 0 | 260.595 | 0 | 0
1145 | 1733.837 | 0 | 859.8794 | 859.8794 | 0 | 0 | 0 | 914.485 | 0 | 0
1146 | 1717.427 | 0 | 173.6588 | 173.6588 | 0 | 0 | 0 | 1551.953 | 0 | 0
1147 | 1575.959 | 0 | 0 | 0 | 0 | 0 | 0 | 1575.959 | 0 | 0
1148 | 1707.2 | 0 | 0 | 0 | 0 | 0 | 0 | 1707.2 | 0 | 0
1149 | 1400 | 0 | 0 | 0 | 0 | 0 | 0 | 1400 | 0 | 0
1150 | 1287.2 | 0 | 0 | 0 | 0 | 0 | 0 | 1287.2 | 0 | 0
1151 | 1057.6 | 0 | 0 | 0 | 0 | 0 | 0 | 1057.6 | 0 | 0
1152 | 1536.8 | 0 | 0 | 0 | 0 | 0 | 0 | 1536.8 | 0 | 0
1153 | 997.6 | 0 | 0 | 0 | 0 | 0 | 0 | 997.6 | 0 | 0
1154 | 1274.4 | 0 | 0 | 0 | 0 | 0 | 0 | 1274.4 | 0 | 0
1155 | 1188.8 | 0 | 0 | 0 | 0 | 0 | 0 | 1188.8 | 0 | 0
1156 | 1111.2 | 0 | 0 | 0 | 0 | 0 | 0 | 1111.2 | 0 | 0
1157 | 1072.8 | 0 | 0 | 0 | 0 | 0 | 0 | 1072.8 | 0 | 0
1158 | 1068.8 | 0 | 0 | 0 | 0 | 0 | 0 | 1068.8 | 0 | 0
1159 | 1287.2 | 0 | 64.5315 | 64.5315 | 0 | 0 | 0 | 1225.71 | 0 | 0
1160 | 1071.05 | 0 | 718.4853 | 718.4853 | 0 | 0 | 0 | 386.428 | 0 | 0
1161 | 1356.959 | 0 | 1443.3345 | 1424.0779 | 0 | 0 | 19.2566 | 0 | 0 | 0
1162 | 1375.012 | 0 | 1950.0098 | 1443.0238 | 0 | 0 | 506.986 | 0 | 0 | 0
1163 | 1335.484 | 0 | 2283.2299 | 1401.5406 | 0 | 0 | 881.6893 | 0 | 0 | 0
1164 | 1194.744 | 0 | 2313.7368 | 1253.8393 | 0 | 0 | 1059.8975 | 0 | 0 | 0
1165 | 1239.472 | 0 | 1474.7186 | 1300.7796 | 0 | 0 | 173.939 | 0 | 0 | 0
1166 | 1494.782 | 0 | 1561.4022 | 1561.4022 | 0 | 0 | 0 | 6.971 | 0 | 0
1167 | 1663.536 | 0 | 1464.0792 | 1464.0792 | 0 | 0 | 0 | 268.461 | 0 | 0
1168 | 1380.276 | 0 | 1079.0282 | 1079.0282 | 0 | 0 | 0 | 352.104 | 0 | 0
1169 | 1448.549 | 0 | 887.326 | 887.326 | 0 | 0 | 0 | 603.044 | 0 | 0
1170 | 1689.979 | 0 | 175.6927 | 175.6927 | 0 | 0 | 0 | 1522.567 | 0 | 0
1171 | 1823.205 | 0 | 0 | 0 | 0 | 0 | 0 | 1823.205 | 0 | 0
1172 | 855.2 | 0 | 0 | 0 | 0 | 0 | 0 | 855.2 | 0 | 0
1173 | 1082.4 | 0 | 0 | 0 | 0 | 0 | 0 | 1082.4 | 0 | 0
1174 | 1165.6 | 0 | 0 | 0 | 0 | 0 | 0 | 1165.6 | 0 | 0
1175 | 1396.8 | 0 | 0 | 0 | 0 | 0 | 0 | 1396.8 | 0 | 0
1176 | 754.4 | 0 | 0 | 0 | 0 | 0 | 0 | 754.4 | 0 | 0
1177 | 602.4 | 0 | 0 | 0 | 0 | 0 | 0 | 602.4 | 0 | 0
1178 | 580.8 | 0 | 0 | 0 | 0 | 0 | 0 | 580.8 | 0 | 0
1179 | 700.8 | 0 | 0 | 0 | 0 | 0 | 0 | 700.8 | 0 | 0
1180 | 725.6 | 0 | 0 | 0 | 0 | 0 | 0 | 725.6 | 0 | 0
1181 | 505.6 | 0 | 0 | 0 | 0 | 0 | 0 | 505.6 | 0 | 0
1182 | 723.2 | 0 | 0 | 0 | 0 | 0 | 0 | 723.2 | 0 | 0
1183 | 676.8 | 0 | 56.3404 | 56.3404 | 0 | 0 | 0 | 623.115 | 0 | 0
1184 | 771.604 | 0 | 682.8959 | 682.8959 | 0 | 0 | 0 | 120.894 | 0 | 0
1185 | 658.296 | 0 | 1391.1321 | 690.8571 | 0 | 0 | 700.275 | 0 | 0 | 0
1186 | 829.986 | 0 | 1899.8098 | 871.0394 | 0 | 0 | 1028.7704 | 0 | 0 | 0
1187 | 571.13 | 0 | 2227.1635 | 599.3796 | 0 | 0 | 1627.7838 | 0 | 0 | 0
1188 | 704.878 | 0 | 2389.7126 | 739.7432 | 0 | 0 | 1649.9695 | 0 | 0 | 0
1189 | 802.622 | 0 | 2393.7247 | 842.3219 | 0 | 0 | 1551.4029 | 0 | 0 | 0
1190 | 845.333 | 0 | 2237.7504 | 887.1455 | 0 | 0 | 1350.605 | 0 | 0 | 0
1191 | 810.397 | 0 | 1946.2149 | 850.4814 | 0 | 0 | 1095.7335 | 0 | 0 | 0
1192 | 948.631 | 0 | 1479.1589 | 995.5529 | 0 | 0 | 483.6061 | 0 | 0 | 0
1193 | 863.605 | 0 | 752.6411 | 752.6411 | 0 | 0 | 0 | 146.437 | 0 | 0
1194 | 870.304 | 0 | 153.8365 | 153.8365 | 0 | 0 | 0 | 723.718 | 0 | 0
1195 | 797.6 | 0 | 0 | 0 | 0 | 0 | 0 | 797.6 | 0 | 0
1196 | 838.4 | 0 | 0 | 0 | 0 | 0 | 0 | 838.4 | 0 | 0
1197 | 759.2 | 0 | 0 | 0 | 0 | 0 | 0 | 759.2 | 0 | 0
1198 | 689.6 | 0 | 0 | 0 | 0 | 0 | 0 | 689.6 | 0 | 0
1199 | 551.2 | 0 | 0 | 0 | 0 | 0 | 0 | 551.2 | 0 | 0
1200 | 689.6 | 0 | 0 | 0 | 0 | 0 | 0 | 689.6 | 0 | 0
1201 | 1026.4 | 0 | 0 | 0 | 0 | 0 | 0 | 1026.4 | 0 | 0
1202 | 1103.2 | 0 | 0 | 0 | 0 | 0 | 0 | 1103.2 | 0 | 0
1203 | 797.6 | 0 | 0 | 0 | 0 | 0 | 0 | 797.6 | 0 | 0
1204 | 818.4 | 0 | 0 | 0 | 0 | 0 | 0 | 818.4 | 0 | 0
1205 | 779.2 | 0 | 0 | 0 | 0 | 0 | 0 | 779.2 | 0 | 0
1206 | 741.6 | 0 | 0 | 0 | 0 | 0 | 0 | 741.6 | 0 | 0
1207 | 836.8 | 0 | 62.6288 | 62.6288 | 0 | 0 | 0 | 777.123 | 0 | 0
1208 | 625.816 | 0 | 696.8674 | 656.7706 | 0 | 0 | 40.0968 | 0 | 0 | 0
1209 | 296.104 | 0 | 1410.3698 | 310.7501 | 0 | 0 | 1099.6197 | 0 | 0 | 0
1210 | 281.168 | 0 | 1921.5966 | 295.0753 | 0 | 0 | 1626.5213 | 0 | 0 | 0
1211 | 221.19 | 0 | 2259.4481 | 232.1307 | 0 | 0 | 2027.3174 | 0 | 0 | 0
1212 | 299.592 | 0 | 2441.8531 | 314.4106 | 0 | 0 | 2127.4425 | 0 | 0 | 0
1213 | 888.252 | 0 | 2458.294 | 932.1873 | 0 | 0 | 1526.1066 | 0 | 0 | 0
1214 | 1121.586 | 0 | 2313.4944 | 1177.0627 | 0 | 0 | 1136.4317 | 0 | 0 | 0
1215 | 839.555 | 0 | 2018.9784 | 881.0817 | 0 | 0 | 1137.8967 | 0 | 0 | 0
1216 | 1363.969 | 0 | 1535.7375 | 1431.4346 | 0 | 0 | 104.3029 | 0 | 0 | 0
1217 | 1384.49 | 0 | 865.0144 | 865.0144 | 0 | 0 | 0 | 560.245 | 0 | 0
1218 | 1247.034 | 0 | 165.4604 | 165.4604 | 0 | 0 | 0 | 1089.372 | 0 | 0
1219 | 1191.158 | 0 | 0 | 0 | 0 | 0 | 0 | 1191.158 | 0 | 0
1220 | 1089.6 | 0 | 0 | 0 | 0 | 0 | 0 | 1089.6 | 0 | 0
1221 | 1178.4 | 0 | 0 | 0 | 0 | 0 | 0 | 1178.4 | 0 | 0
1222 | 1048 | 0 | 0 | 0 | 0 | 0 | 0 | 1048 | 0 | 0
1223 | 1239.2 | 0 | 0 | 0 | 0 | 0 | 0 | 1239.2 | 0 | 0
1224 | 1102.4 | 0 | 0 | 0 | 0 | 0 | 0 | 1102.4 | 0 | 0
1225 | 1004 | 0 | 0 | 0 | 0 | 0 | 0 | 1004 | 0 | 0
1226 | 894.4 | 0 | 0 | 0 | 0 | 0 | 0 | 894.4 | 0 | 0
1227 | 741.6 | 0 | 0 | 0 | 0 | 0 | 0 | 741.6 | 0 | 0
1228 | 812 | 0 | 0 | 0 | 0 | 0 | 0 | 812 | 0 | 0
1229 | 906.4 | 0 | 0 | 0 | 0 | 0 | 0 | 906.4 | 0 | 0
1230 | 1295.2 | 0 | 0 | 0 | 0 | 0 | 0 | 1295.2 | 0 | 0
1231 | 1083.2 | 0 | 65.1664 | 65.1664 | 0 | 0 | 0 | 1021.105 | 0 | 0
1232 | 928.89 | 0 | 720.8749 | 720.8749 | 0 | 0 | 0 | 241.991 | 0 | 0
1233 | 1047.146 | 0 | 1445.6244 | 1098.9407 | 0 | 0 | 346.6837 | 0 | 0 | 0
1234 | 1458.486 | 0 | 1971.8586 | 1530.6267 | 0 | 0 | 441.2319 | 0 | 0 | 0
1235 | 1341.872 | 0 | 2323.734 | 1408.2446 | 0 | 0 | 915.4893 | 0 | 0 | 0
1236 | 1455.678 | 0 | 2498.4768 | 1527.6798 | 0 | 0 | 970.7971 | 0 | 0 | 0
1237 | 1622.4 | 0 | 2512.6456 | 1702.6483 | 0 | 0 | 809.9974 | 0 | 0 | 0
1238 | 1434.147 | 0 | 2358.0147 | 1505.0838 | 0 | 0 | 852.9309 | 0 | 0 | 0
1239 | 1627.379 | 0 | 1963.1911 | 1707.8736 | 0 | 0 | 255.3175 | 0 | 0 | 0
1240 | 1212.806 | 0 | 1548.7771 | 1272.7947 | 0 | 0 | 275.9825 | 0 | 0 | 0
1241 | 1458.823 | 0 | 874.9633 | 874.9633 | 0 | 0 | 0 | 625.098 | 0 | 0
1242 | 1503.121 | 0 | 168.8239 | 168.8239 | 0 | 0 | 0 | 1342.254 | 0 | 0
1243 | 1519.235 | 0 | 0 | 0 | 0 | 0 | 0 | 1519.235 | 0 | 0
1244 | 1223.2 | 0 | 0 | 0 | 0 | 0 | 0 | 1223.2 | 0 | 0
1245 | 1371.2 | 0 | 0 | 0 | 0 | 0 | 0 | 1371.2 | 0 | 0
1246 | 1432.8 | 0 | 0 | 0 | 0 | 0 | 0 | 1432.8 | 0 | 0
1247 | 1228 | 0 | 0 | 0 | 0 | 0 | 0 | 1228 | 0 | 0
1248 | 1250.4 | 0 | 0 | 0 | 0 | 0 | 0 | 1250.4 | 0 | 0
1249 | 1195.2 | 0 | 0 | 0 | 0 | 0 | 0 | 1195.2 | 0 | 0
1250 | 1082.4 | 0 | 0 | 0 | 0 | 0 | 0 | 1082.4 | 0 | 0
1251 | 1088.8 | 0 | 0 | 0 | 0 | 0 | 0 | 1088.8 | 0 | 0
1252 | 1428 | 0 | 0 | 0 | 0 | 0 | 0 | 1428 | 0 | 0
1253 | 942.4 | 0 | 0 | 0 | 0 | 0 | 0 | 942.4 | 0 | 0
1254 | 957.6 | 0 | 0 | 0 | 0 | 0 | 0 | 957.6 | 0 | 0
1255 | 1361.6 | 0 | 62.7946 | 62.7946 | 0 | 0 | 0 | 1301.765 | 0 | 0
1256 | 1216.436 | 0 | 701.7232 | 701.7232 | 0 | 0 | 0 | 547.786 | 0 | 0
1257 | 1066.076 | 0 | 1411.541 | 1118.807 | 0 | 0 | 292.734 | 0 | 0 | 0
1258 | 1100.807 | 0 | 1918.4682 | 1155.2559 | 0 | 0 | 763.2123 | 0 | 0 | 0
1259 | 1411.611 | 0 | 2253.294 | 1481.4331 | 0 | 0 | 771.8609 | 0 | 0 | 0
1260 | 1365.056 | 0 | 2393.0751 | 1432.5754 | 0 | 0 | 960.4998 | 0 | 0 | 0
1261 | 1239.767 | 0 | 2362.5966 | 1301.0892 | 0 | 0 | 1061.5074 | 0 | 0 | 0
1262 | 1146.147 | 0 | 2093.5417 | 1202.8385 | 0 | 0 | 890.7031 | 0 | 0 | 0
1263 | 1181.115 | 0 | 1489.1078 | 1239.5361 | 0 | 0 | 249.5717 | 0 | 0 | 0
1264 | 1267.883 | 0 | 1165.2184 | 1165.2184 | 0 | 0 | 0 | 157.583 | 0 | 0
1265 | 1187.464 | 0 | 829.3977 | 829.3977 | 0 | 0 | 0 | 397.157 | 0 | 0
1266 | 1008.407 | 0 | 157.7668 | 157.7668 | 0 | 0 | 0 | 858.076 | 0 | 0
1267 | 1409.602 | 0 | 0 | 0 | 0 | 0 | 0 | 1409.602 | 0 | 0
1268 | 946.4 | 0 | 0 | 0 | 0 | 0 | 0 | 946.4 | 0 | 0
1269 | 1150.4 | 0 | 0 | 0 | 0 | 0 | 0 | 1150.4 | 0 | 0
1270 | 1396 | 0 | 0 | 0 | 0 | 0 | 0 | 1396 | 0 | 0
1271 | 1171.2 | 0 | 0 | 0 | 0 | 0 | 0 | 1171.2 | 0 | 0
1272 | 1109.6 | 0 | 0 | 0 | 0 | 0 | 0 | 1109.6 | 0 | 0
1273 | 1380.8 | 0 | 0 | 0 | 0 | 0 | 0 | 1380.8 | 0 | 0
1274 | 1206.4 | 0 | 0 | 0 | 0 | 0 | 0 | 1206.4 | 0 | 0
1275 | 1380.8 | 0 | 0 | 0 | 0 | 0 | 0 | 1380.8 | 0 | 0
1276 | 1010.4 | 0 | 0 | 0 | 0 | 0 | 0 | 1010.4 | 0 | 0
1277 | 960 | 0 | 0 | 0 | 0 | 0 | 0 | 960 | 0 | 0
1278 | 1000 | 0 | 0 | 0 | 0 | 0 | 0 | 1000 | 0 | 0
1279 | 1016 | 0 | 56.7612 | 56.7612 | 0 | 0 | 0 | 961.914 | 0 | 0
1280 | 231.095 | 0 | 677.5573 | 242.5256 | 0 | 0 | 435.0317 | 0 | 0 | 0
1281 | 181.355 | 0 | 1375.6882 | 190.3253 | 0 | 0 | 1185.3629 | 0 | 0 | 0
1282 | 156.897 | 0 | 1886.1626 | 164.6575 | 0 | 0 | 1721.505 | 0 | 0 | 0
1283 | 202.713 | 0 | 2225.9366 | 212.7397 | 0 | 0 | 2013.1969 | 0 | 0 | 0
1284 | 193.831 | 0 | 2413.336 | 203.4184 | 0 | 0 | 2209.9176 | 0 | 0 | 0
1285 | 194.696 | 0 | 1669.373 | 204.3262 | 0 | 0 | 1465.0468 | 0 | 0 | 0
1286 | 147.249 | 0 | 1679.4866 | 154.5323 | 0 | 0 | 1524.9543 | 0 | 0 | 0
1287 | 149.362 | 0 | 1862.366 | 156.7498 | 0 | 0 | 1705.6162 | 0 | 0 | 0
1288 | 167.046 | 0 | 1300.3693 | 175.3085 | 0 | 0 | 1125.0607 | 0 | 0 | 0
1289 | 135.46 | 0 | 854.2647 | 142.1602 | 0 | 0 | 712.1045 | 0 | 0 | 0
1290 | 134.638 | 0 | 166.7523 | 141.2976 | 0 | 0 | 25.4547 | 0 | 0 | 0
1291 | 106.102 | 0 | 0 | 0 | 0 | 0 | 0 | 106.102 | 0 | 0
1292 | 0 | 0 | 0 | 0 | 0 | 0 | 0 | 0 | 0 | 0
1293 | 0 | 0 | 0 | 0 | 0 | 0 | 0 | 0 | 0 | 0
1294 | 85.6 | 0 | 0 | 0 | 0 | 0 | 0 | 85.6 | 0 | 0
1295 | 87.2 | 0 | 0 | 0 | 0 | 0 | 0 | 87.2 | 0 | 0
1296 | 90.4 | 0 | 0 | 0 | 0 | 0 | 0 | 90.4 | 0 | 0
1297 | 84.8 | 0 | 0 | 0 | 0 | 0 | 0 | 84.8 | 0 | 0
1298 | 87.2 | 0 | 0 | 0 | 0 | 0 | 0 | 87.2 | 0 | 0
1299 | 80.8 | 0 | 0 | 0 | 0 | 0 | 0 | 80.8 | 0 | 0
1300 | 86.4 | 0 | 0 | 0 | 0 | 0 | 0 | 86.4 | 0 | 0
1301 | 81.6 | 0 | 0 | 0 | 0 | 0 | 0 | 81.6 | 0 | 0
1302 | 86.4 | 0 | 0 | 0 | 0 | 0 | 0 | 86.4 | 0 | 0
1303 | 68.8 | 0 | 75.6022 | 72.203 | 0 | 0 | 3.3992 | 0 | 0 | 0
1304 | 94.436 | 0 | 718.268 | 99.1071 | 0 | 0 | 619.161 | 0 | 0 | 0
1305 | 767.602 | 0 | 1428.6693 | 805.5697 | 0 | 0 | 623.0996 | 0 | 0 | 0
1306 | 1311.495 | 0 | 1936.9776 | 1376.3651 | 0 | 0 | 560.6125 | 0 | 0 | 0
1307 | 1454.312 | 0 | 2277.0696 | 1526.2462 | 0 | 0 | 750.8234 | 0 | 0 | 0
1308 | 1278.237 | 0 | 2453.6323 | 1341.4621 | 0 | 0 | 1112.1702 | 0 | 0 | 0
1309 | 1477.846 | 0 | 2462.7762 | 1550.9443 | 0 | 0 | 911.832 | 0 | 0 | 0
1310 | 1606.507 | 0 | 2317.1517 | 1685.9692 | 0 | 0 | 631.1826 | 0 | 0 | 0
1311 | 1514.242 | 0 | 1916.5403 | 1589.1405 | 0 | 0 | 327.3998 | 0 | 0 | 0
1312 | 1656.625 | 0 | 1459.5035 | 1459.5035 | 0 | 0 | 0 | 265.91 | 0 | 0
1313 | 1550.847 | 0 | 840.331 | 840.331 | 0 | 0 | 0 | 750.122 | 0 | 0
1314 | 1602.881 | 0 | 160.529 | 160.529 | 0 | 0 | 0 | 1449.918 | 0 | 0
1315 | 1592.239 | 0 | 0 | 0 | 0 | 0 | 0 | 1592.239 | 0 | 0
1316 | 1521.6 | 0 | 0 | 0 | 0 | 0 | 0 | 1521.6 | 0 | 0
1317 | 1444 | 0 | 0 | 0 | 0 | 0 | 0 | 1444 | 0 | 0
1318 | 1625.6 | 0 | 0 | 0 | 0 | 0 | 0 | 1625.6 | 0 | 0
1319 | 1578.4 | 0 | 0 | 0 | 0 | 0 | 0 | 1578.4 | 0 | 0
1320 | 1232.8 | 0 | 0 | 0 | 0 | 0 | 0 | 1232.8 | 0 | 0
1321 | 1146.4 | 0 | 0 | 0 | 0 | 0 | 0 | 1146.4 | 0 | 0
1322 | 1488 | 0 | 0 | 0 | 0 | 0 | 0 | 1488 | 0 | 0
1323 | 1347.2 | 0 | 0 | 0 | 0 | 0 | 0 | 1347.2 | 0 | 0
1324 | 1243.2 | 0 | 0 | 0 | 0 | 0 | 0 | 1243.2 | 0 | 0
1325 | 1531.2 | 0 | 0 | 0 | 0 | 0 | 0 | 1531.2 | 0 | 0
1326 | 1331.2 | 0 | 0 | 0 | 0 | 0 | 0 | 1331.2 | 0 | 0
1327 | 1144.8 | 0 | 93.1975 | 93.1975 | 0 | 0 | 0 | 1055.995 | 0 | 0
1328 | 1010.871 | 0 | 780.6061 | 780.6061 | 0 | 0 | 0 | 267.056 | 0 | 0
1329 | 1203.916 | 0 | 1509.586 | 1263.4649 | 0 | 0 | 246.121 | 0 | 0 | 0
1330 | 1503.542 | 0 | 2035.3678 | 1577.9113 | 0 | 0 | 457.4566 | 0 | 0 | 0
1331 | 1515.135 | 0 | 1905.1967 | 1590.0777 | 0 | 0 | 315.119 | 0 | 0 | 0
1332 | 1556.164 | 0 | 260.3528 | 260.3528 | 0 | 0 | 0 | 1308.082 | 0 | 0
1333 | 1211.064 | 0 | 744.067 | 744.067 | 0 | 0 | 0 | 502.066 | 0 | 0
1334 | 1410.099 | 0 | 673.3678 | 673.3678 | 0 | 0 | 0 | 768.468 | 0 | 0
1335 | 1317.507 | 0 | 459.4306 | 459.4306 | 0 | 0 | 0 | 879.73 | 0 | 0
1336 | 1520.142 | 0 | 271.6377 | 271.6377 | 0 | 0 | 0 | 1261.307 | 0 | 0
1337 | 1602.996 | 0 | 78.8314 | 78.8314 | 0 | 0 | 0 | 1527.88 | 0 | 0
1338 | 1509.998 | 0 | 0 | 0 | 0 | 0 | 0 | 1509.998 | 0 | 0
1339 | 1268.157 | 0 | 0 | 0 | 0 | 0 | 0 | 1268.157 | 0 | 0
1340 | 1219.2 | 0 | 0 | 0 | 0 | 0 | 0 | 1219.2 | 0 | 0
1341 | 1537.6 | 0 | 0 | 0 | 0 | 0 | 0 | 1537.6 | 0 | 0
1342 | 1788 | 0 | 0 | 0 | 0 | 0 | 0 | 1788 | 0 | 0
1343 | 1920 | 0 | 0 | 0 | 0 | 0 | 0 | 1920 | 0 | 0
1344 | 1416 | 0 | 0 | 0 | 0 | 0 | 0 | 1416 | 0 | 0
1345 | 1318.4 | 0 | 0 | 0 | 0 | 0 | 0 | 1318.4 | 0 | 0
1346 | 1386.4 | 0 | 0 | 0 | 0 | 0 | 0 | 1386.4 | 0 | 0
1347 | 1447.2 | 0 | 0 | 0 | 0 | 0 | 0 | 1447.2 | 0 | 0
1348 | 1560.8 | 0 | 0 | 0 | 0 | 0 | 0 | 1560.8 | 0 | 0
1349 | 1575.2 | 0 | 0 | 0 | 0 | 0 | 0 | 1575.2 | 0 | 0
1350 | 1132 | 0 | 0 | 0 | 0 | 0 | 0 | 1132 | 0 | 0
1351 | 1085.6 | 0 | 90.1509 | 90.1509 | 0 | 0 | 0 | 999.698 | 0 | 0
1352 | 972.737 | 0 | 765.7982 | 765.7982 | 0 | 0 | 0 | 243.032 | 0 | 0
1353 | 1002.649 | 0 | 1442.6408 | 1052.2427 | 0 | 0 | 390.398 | 0 | 0 | 0
1354 | 1224.946 | 0 | 1999.3713 | 1285.5351 | 0 | 0 | 713.8361 | 0 | 0 | 0
1355 | 1629.851 | 0 | 2354.1957 | 1710.4678 | 0 | 0 | 643.7278 | 0 | 0 | 0
1356 | 1267.651 | 0 | 2068.2947 | 1330.3524 | 0 | 0 | 737.9423 | 0 | 0 | 0
1357 | 1387.724 | 0 | 1581.7219 | 1456.3646 | 0 | 0 | 125.3573 | 0 | 0 | 0
1358 | 1508.577 | 0 | 1355.7704 | 1355.7704 | 0 | 0 | 0 | 216.706 | 0 | 0
1359 | 1492.205 | 0 | 966.0231 | 966.0231 | 0 | 0 | 0 | 571.712 | 0 | 0
1360 | 1115.506 | 0 | 479.6433 | 479.6433 | 0 | 0 | 0 | 658.469 | 0 | 0
1361 | 1715.058 | 0 | 800.2552 | 800.2552 | 0 | 0 | 0 | 952.52 | 0 | 0
1362 | 1580.662 | 0 | 100.442 | 100.442 | 0 | 0 | 0 | 1484.954 | 0 | 0
1363 | 1152.8 | 0 | 0 | 0 | 0 | 0 | 0 | 1152.8 | 0 | 0
1364 | 1612 | 0 | 0 | 0 | 0 | 0 | 0 | 1612 | 0 | 0
1365 | 1400.8 | 0 | 0 | 0 | 0 | 0 | 0 | 1400.8 | 0 | 0
1366 | 1607.2 | 0 | 0 | 0 | 0 | 0 | 0 | 1607.2 | 0 | 0
1367 | 1369.6 | 0 | 0 | 0 | 0 | 0 | 0 | 1369.6 | 0 | 0
1368 | 1172 | 0 | 0 | 0 | 0 | 0 | 0 | 1172 | 0 | 0
1369 | 1296.8 | 0 | 0 | 0 | 0 | 0 | 0 | 1296.8 | 0 | 0
1370 | 1394.4 | 0 | 0 | 0 | 0 | 0 | 0 | 1394.4 | 0 | 0
1371 | 1192 | 0 | 0 | 0 | 0 | 0 | 0 | 1192 | 0 | 0
1372 | 1368.8 | 0 | 0 | 0 | 0 | 0 | 0 | 1368.8 | 0 | 0
1373 | 1286.4 | 0 | 0 | 0 | 0 | 0 | 0 | 1286.4 | 0 | 0
1374 | 717.6 | 0 | 0 | 0 | 0 | 0 | 0 | 717.6 | 0 | 0
1375 | 961.6 | 0 | 93.7044 | 93.7044 | 0 | 0 | 0 | 872.312 | 0 | 0
1376 | 858.742 | 0 | 769.5867 | 769.5867 | 0 | 0 | 0 | 125.427 | 0 | 0
1377 | 924.647 | 0 | 1484.0977 | 970.3825 | 0 | 0 | 513.7151 | 0 | 0 | 0
1378 | 1261.322 | 0 | 1971.1922 | 1323.7104 | 0 | 0 | 647.4818 | 0 | 0 | 0
1379 | 921.625 | 0 | 2280.8645 | 967.2111 | 0 | 0 | 1313.6534 | 0 | 0 | 0
1380 | 1166.42 | 0 | 2429.439 | 1224.1143 | 0 | 0 | 1205.3247 | 0 | 0 | 0
1381 | 1425.732 | 0 | 2369.9145 | 1496.2526 | 0 | 0 | 873.662 | 0 | 0 | 0
1382 | 1270.075 | 0 | 1566.0786 | 1332.8963 | 0 | 0 | 233.1822 | 0 | 0 | 0
1383 | 1409.846 | 0 | 991.3256 | 991.3256 | 0 | 0 | 0 | 465.243 | 0 | 0
1384 | 1503.303 | 0 | 495.2792 | 495.2792 | 0 | 0 | 0 | 1031.367 | 0 | 0
1385 | 1426.651 | 0 | 377.9094 | 377.9094 | 0 | 0 | 0 | 1066.553 | 0 | 0
1386 | 1530.718 | 0 | 145.2037 | 145.2037 | 0 | 0 | 0 | 1392.358 | 0 | 0
1387 | 1079.591 | 0 | 0 | 0 | 0 | 0 | 0 | 1079.591 | 0 | 0
1388 | 1292 | 0 | 0 | 0 | 0 | 0 | 0 | 1292 | 0 | 0
1389 | 1392.8 | 0 | 0 | 0 | 0 | 0 | 0 | 1392.8 | 0 | 0
1390 | 1493.6 | 0 | 0 | 0 | 0 | 0 | 0 | 1493.6 | 0 | 0
1391 | 1524 | 0 | 0 | 0 | 0 | 0 | 0 | 1524 | 0 | 0
1392 | 1385.6 | 0 | 0 | 0 | 0 | 0 | 0 | 1385.6 | 0 | 0
1393 | 1531.2 | 0 | 0 | 0 | 0 | 0 | 0 | 1531.2 | 0 | 0
1394 | 1497.6 | 0 | 0 | 0 | 0 | 0 | 0 | 1497.6 | 0 | 0
1395 | 1485.6 | 0 | 0 | 0 | 0 | 0 | 0 | 1485.6 | 0 | 0
1396 | 1413.6 | 0 | 0 | 0 | 0 | 0 | 0 | 1413.6 | 0 | 0
1397 | 1488.8 | 0 | 0 | 0 | 0 | 0 | 0 | 1488.8 | 0 | 0
1398 | 1299.2 | 0 | 0 | 0 | 0 | 0 | 0 | 1299.2 | 0 | 0
1399 | 1104 | 0 | 34.3668 | 34.3668 | 0 | 0 | 0 | 1071.253 | 0 | 0
1400 | 1358.071 | 0 | 742.9965 | 742.9965 | 0 | 0 | 0 | 650.093 | 0 | 0
1401 | 1671.657 | 0 | 698.1351 | 698.1351 | 0 | 0 | 0 | 1006.426 | 0 | 0
1402 | 1400.192 | 0 | 1911.7821 | 1469.4493 | 0 | 0 | 442.3328 | 0 | 0 | 0
1403 | 1499.733 | 0 | 2221.3442 | 1573.9138 | 0 | 0 | 647.4303 | 0 | 0 | 0
1404 | 1335.797 | 0 | 1833.192 | 1401.8691 | 0 | 0 | 431.3229 | 0 | 0 | 0
1405 | 1593.236 | 0 | 1667.6046 | 1667.6046 | 0 | 0 | 0 | 4.228 | 0 | 0
1406 | 1620.676 | 0 | 1845.497 | 1700.839 | 0 | 0 | 144.6579 | 0 | 0 | 0
1407 | 1525.559 | 0 | 1482.8436 | 1482.8436 | 0 | 0 | 0 | 112.604 | 0 | 0
1408 | 1514.83 | 0 | 805.0964 | 805.0964 | 0 | 0 | 0 | 747.679 | 0 | 0
1409 | 1822.304 | 0 | 583.4488 | 583.4488 | 0 | 0 | 0 | 1266.354 | 0 | 0
1410 | 1605.867 | 0 | 159.9864 | 159.9864 | 0 | 0 | 0 | 1453.421 | 0 | 0
1411 | 1954.45 | 0 | 0 | 0 | 0 | 0 | 0 | 1954.45 | 0 | 0
1412 | 1688.8 | 0 | 0 | 0 | 0 | 0 | 0 | 1688.8 | 0 | 0
1413 | 1488.8 | 0 | 0 | 0 | 0 | 0 | 0 | 1488.8 | 0 | 0
1414 | 1700 | 0 | 0 | 0 | 0 | 0 | 0 | 1700 | 0 | 0
1415 | 1531.2 | 0 | 0 | 0 | 0 | 0 | 0 | 1531.2 | 0 | 0
1416 | 1661.6 | 0 | 0 | 0 | 0 | 0 | 0 | 1661.6 | 0 | 0
1417 | 677.6 | 0 | 0 | 0 | 0 | 0 | 0 | 677.6 | 0 | 0
1418 | 501.6 | 0 | 0 | 0 | 0 | 0 | 0 | 501.6 | 0 | 0
1419 | 592.8 | 0 | 0 | 0 | 0 | 0 | 0 | 592.8 | 0 | 0
1420 | 738.4 | 0 | 0 | 0 | 0 | 0 | 0 | 738.4 | 0 | 0
1421 | 784.8 | 0 | 0 | 0 | 0 | 0 | 0 | 784.8 | 0 | 0
1422 | 656.8 | 0 | 0 | 0 | 0 | 0 | 0 | 656.8 | 0 | 0
1423 | 596 | 0 | 88.0415 | 88.0415 | 0 | 0 | 0 | 512.108 | 0 | 0
1424 | 458.959 | 0 | 705.0689 | 481.6604 | 0 | 0 | 223.4086 | 0 | 0 | 0
1425 | 545.507 | 0 | 1399.4848 | 572.4893 | 0 | 0 | 826.9955 | 0 | 0 | 0
1426 | 657.357 | 0 | 1780.4502 | 689.8717 | 0 | 0 | 1090.5786 | 0 | 0 | 0
1427 | 784.747 | 0 | 2192.5952 | 823.5627 | 0 | 0 | 1369.0325 | 0 | 0 | 0
1428 | 756.627 | 0 | 2287.6261 | 794.0518 | 0 | 0 | 1493.5743 | 0 | 0 | 0
1429 | 915.603 | 0 | 1962.5939 | 960.8912 | 0 | 0 | 1001.7027 | 0 | 0 | 0
1430 | 833.363 | 0 | 1740.6693 | 874.5834 | 0 | 0 | 866.0859 | 0 | 0 | 0
1431 | 642.919 | 0 | 1298.2147 | 674.7195 | 0 | 0 | 623.4952 | 0 | 0 | 0
1432 | 667.766 | 0 | 1148.1762 | 700.7955 | 0 | 0 | 447.3807 | 0 | 0 | 0
1433 | 671.56 | 0 | 662.6077 | 662.6077 | 0 | 0 | 0 | 40.182 | 0 | 0
1434 | 759.475 | 0 | 125.2681 | 125.2681 | 0 | 0 | 0 | 640.111 | 0 | 0
1435 | 768.029 | 0 | 0 | 0 | 0 | 0 | 0 | 768.029 | 0 | 0
1436 | 534.4 | 0 | 0 | 0 | 0 | 0 | 0 | 534.4 | 0 | 0
1437 | 708.8 | 0 | 0 | 0 | 0 | 0 | 0 | 708.8 | 0 | 0
1438 | 805.6 | 0 | 0 | 0 | 0 | 0 | 0 | 805.6 | 0 | 0
1439 | 713.6 | 0 | 0 | 0 | 0 | 0 | 0 | 713.6 | 0 | 0
1440 | 728.8 | 0 | 0 | 0 | 0 | 0 | 0 | 728.8 | 0 | 0
1441 | 1704 | 0 | 0 | 0 | 0 | 0 | 0 | 1704 | 0 | 0
1442 | 1666.4 | 0 | 0 | 0 | 0 | 0 | 0 | 1666.4 | 0 | 0
1443 | 1551.2 | 0 | 0 | 0 | 0 | 0 | 0 | 1551.2 | 0 | 0
1444 | 1624 | 0 | 0 | 0 | 0 | 0 | 0 | 1624 | 0 | 0
1445 | 1580.8 | 0 | 0 | 0 | 0 | 0 | 0 | 1580.8 | 0 | 0
1446 | 1460 | 0 | 0 | 0 | 0 | 0 | 0 | 1460 | 0 | 0
1447 | 1464 | 0 | 45.9602 | 45.9602 | 0 | 0 | 0 | 1420.206 | 0 | 0
1448 | 110.259 | 0 | 476.3133 | 115.7127 | 0 | 0 | 360.6006 | 0 | 0 | 0
1449 | 89.69 | 0 | 1163.5194 | 94.1263 | 0 | 0 | 1069.3931 | 0 | 0 | 0
1450 | 0 | 0 | 1542.7165 | 0 | 0 | 0 | 1542.7165 | 0 | 0 | 0
1451 | 0 | 0 | 1999.7438 | 0 | 0 | 0 | 1999.7438 | 0 | 0 | 0
1452 | 0 | 0 | 1976.0753 | 0 | 0 | 0 | 1976.0753 | 0 | 0 | 0
1453 | 0 | 0 | 1523.5785 | 0 | 0 | 0 | 1523.5785 | 0 | 0 | 0
1454 | 87.814 | 0 | 1600.2312 | 92.1575 | 0 | 0 | 1508.0737 | 0 | 0 | 0
1455 | 71.433 | 0 | 1206.4193 | 74.9663 | 0 | 0 | 1131.453 | 0 | 0 | 0
1456 | 76.614 | 0 | 1426.0204 | 80.4035 | 0 | 0 | 1345.6169 | 0 | 0 | 0
1457 | 71.47 | 0 | 799.4303 | 75.0051 | 0 | 0 | 724.4252 | 0 | 0 | 0
1458 | 83.419 | 0 | 158.0008 | 87.5451 | 0 | 0 | 70.4557 | 0 | 0 | 0
1459 | 77.625 | 0 | 0 | 0 | 0 | 0 | 0 | 77.625 | 0 | 0
1460 | 86.4 | 0 | 0 | 0 | 0 | 0 | 0 | 86.4 | 0 | 0
1461 | 79.2 | 0 | 0 | 0 | 0 | 0 | 0 | 79.2 | 0 | 0
1462 | 86.4 | 0 | 0 | 0 | 0 | 0 | 0 | 86.4 | 0 | 0
1463 | 79.2 | 0 | 0 | 0 | 0 | 0 | 0 | 79.2 | 0 | 0
1464 | 84 | 0 | 0 | 0 | 0 | 0 | 0 | 84 | 0 | 0
1465 | 75.2 | 0 | 0 | 0 | 0 | 0 | 0 | 75.2 | 0 | 0
1466 | 81.6 | 0 | 0 | 0 | 0 | 0 | 0 | 81.6 | 0 | 0
1467 | 76 | 0 | 0 | 0 | 0 | 0 | 0 | 76 | 0 | 0
1468 | 80 | 0 | 0 | 0 | 0 | 0 | 0 | 80 | 0 | 0
1469 | 76.8 | 0 | 0 | 0 | 0 | 0 | 0 | 76.8 | 0 | 0
1470 | 81.6 | 0 | 0 | 0 | 0 | 0 | 0 | 81.6 | 0 | 0
1471 | 67.2 | 0 | 39.6508 | 39.6508 | 0 | 0 | 0 | 29.418 | 0 | 0
1472 | 79.057 | 0 | 311.3987 | 82.9674 | 0 | 0 | 228.4313 | 0 | 0 | 0
1473 | 544.574 | 0 | 817.6878 | 571.5101 | 0 | 0 | 246.1777 | 0 | 0 | 0
1474 | 1505.096 | 0 | 1162.4898 | 1162.4898 | 0 | 0 | 0 | 397.396 | 0 | 0
1475 | 1673.221 | 0 | 1768.0256 | 1755.983 | 0 | 0 | 12.0426 | 0 | 0 | 0
1476 | 1557.38 | 0 | 2320.1385 | 1634.4122 | 0 | 0 | 685.7263 | 0 | 0 | 0
1477 | 1552.097 | 0 | 2351.4639 | 1628.8679 | 0 | 0 | 722.596 | 0 | 0 | 0
1478 | 1601.467 | 0 | 2192.0159 | 1680.6799 | 0 | 0 | 511.336 | 0 | 0 | 0
1479 | 1699.22 | 0 | 1885.9894 | 1783.268 | 0 | 0 | 102.7214 | 0 | 0 | 0
1480 | 1209.033 | 0 | 1057.3893 | 1057.3893 | 0 | 0 | 0 | 201.48 | 0 | 0
1481 | 1602.265 | 0 | 789.6672 | 789.6672 | 0 | 0 | 0 | 849.816 | 0 | 0
1482 | 1255.783 | 0 | 150.6766 | 150.6766 | 0 | 0 | 0 | 1112.208 | 0 | 0
1483 | 1313.251 | 0 | 0 | 0 | 0 | 0 | 0 | 1313.251 | 0 | 0
1484 | 1345.6 | 0 | 0 | 0 | 0 | 0 | 0 | 1345.6 | 0 | 0
1485 | 1182.4 | 0 | 0 | 0 | 0 | 0 | 0 | 1182.4 | 0 | 0
1486 | 1305.6 | 0 | 0 | 0 | 0 | 0 | 0 | 1305.6 | 0 | 0
1487 | 1395.2 | 0 | 0 | 0 | 0 | 0 | 0 | 1395.2 | 0 | 0
1488 | 1414.4 | 0 | 0 | 0 | 0 | 0 | 0 | 1414.4 | 0 | 0
1489 | 1534.4 | 0 | 0 | 0 | 0 | 0 | 0 | 1534.4 | 0 | 0
1490 | 1493.6 | 0 | 0 | 0 | 0 | 0 | 0 | 1493.6 | 0 | 0
1491 | 1685.6 | 0 | 0 | 0 | 0 | 0 | 0 | 1685.6 | 0 | 0
1492 | 1434.4 | 0 | 0 | 0 | 0 | 0 | 0 | 1434.4 | 0 | 0
1493 | 1459.2 | 0 | 0 | 0 | 0 | 0 | 0 | 1459.2 | 0 | 0
1494 | 1717.6 | 0 | 0 | 0 | 0 | 0 | 0 | 1717.6 | 0 | 0
1495 | 1190.4 | 0 | 66.2169 | 66.2169 | 0 | 0 | 0 | 1127.304 | 0 | 0
1496 | 1580.043 | 0 | 614.176 | 614.176 | 0 | 0 | 0 | 994.814 | 0 | 0
1497 | 1502.036 | 0 | 1154.5475 | 1154.5475 | 0 | 0 | 0 | 401.904 | 0 | 0
1498 | 1441.807 | 0 | 1527.7606 | 1513.1227 | 0 | 0 | 14.6379 | 0 | 0 | 0
1499 | 1867.076 | 0 | 2089.6744 | 1959.4266 | 0 | 0 | 130.2478 | 0 | 0 | 0
1500 | 1969.563 | 0 | 2344.9509 | 2066.9829 | 0 | 0 | 277.968 | 0 | 0 | 0
1501 | 1991.36 | 0 | 1481.6147 | 1481.6147 | 0 | 0 | 0 | 579.576 | 0 | 0
1502 | 1801.825 | 0 | 650.3006 | 650.3006 | 0 | 0 | 0 | 1182.174 | 0 | 0
1503 | 1593.282 | 0 | 1781.2342 | 1672.09 | 0 | 0 | 109.1441 | 0 | 0 | 0
1504 | 1359.178 | 0 | 1450.5663 | 1426.4066 | 0 | 0 | 24.1597 | 0 | 0 | 0
1505 | 1889.839 | 0 | 804.6892 | 804.6892 | 0 | 0 | 0 | 1123.076 | 0 | 0
1506 | 1338.014 | 0 | 156.095 | 156.095 | 0 | 0 | 0 | 1189.276 | 0 | 0
1507 | 1353.885 | 0 | 0 | 0 | 0 | 0 | 0 | 1353.885 | 0 | 0
1508 | 1158.4 | 0 | 0 | 0 | 0 | 0 | 0 | 1158.4 | 0 | 0
1509 | 1659.2 | 0 | 0 | 0 | 0 | 0 | 0 | 1659.2 | 0 | 0
1510 | 1568 | 0 | 0 | 0 | 0 | 0 | 0 | 1568 | 0 | 0
1511 | 1603.2 | 0 | 0 | 0 | 0 | 0 | 0 | 1603.2 | 0 | 0
1512 | 1517.6 | 0 | 0 | 0 | 0 | 0 | 0 | 1517.6 | 0 | 0
1513 | 1664 | 0 | 0 | 0 | 0 | 0 | 0 | 1664 | 0 | 0
1514 | 1617.6 | 0 | 0 | 0 | 0 | 0 | 0 | 1617.6 | 0 | 0
1515 | 1648 | 0 | 0 | 0 | 0 | 0 | 0 | 1648 | 0 | 0
1516 | 1176.8 | 0 | 0 | 0 | 0 | 0 | 0 | 1176.8 | 0 | 0
1517 | 1515.2 | 0 | 0 | 0 | 0 | 0 | 0 | 1515.2 | 0 | 0
1518 | 1512.8 | 0 | 0 | 0 | 0 | 0 | 0 | 1512.8 | 0 | 0
1519 | 1321.6 | 0 | 69.825 | 69.825 | 0 | 0 | 0 | 1255.066 | 0 | 0
1520 | 1341.317 | 0 | 668.81 | 668.81 | 0 | 0 | 0 | 704.029 | 0 | 0
1521 | 1629.663 | 0 | 1293.7178 | 1293.7178 | 0 | 0 | 0 | 396.92 | 0 | 0
1522 | 1448.199 | 0 | 1557.3796 | 1519.8308 | 0 | 0 | 37.5487 | 0 | 0 | 0
1523 | 1859.743 | 0 | 2197.9863 | 1951.7309 | 0 | 0 | 246.2554 | 0 | 0 | 0
1524 | 1762.66 | 0 | 2319.3829 | 1849.8459 | 0 | 0 | 469.537 | 0 | 0 | 0
1525 | 1573.75 | 0 | 1740.1508 | 1651.5919 | 0 | 0 | 88.5589 | 0 | 0 | 0
1526 | 1726.047 | 0 | 1660.7674 | 1660.7674 | 0 | 0 | 0 | 143.554 | 0 | 0
1527 | 1828.904 | 0 | 1310.653 | 1310.653 | 0 | 0 | 0 | 580.024 | 0 | 0
1528 | 1697.557 | 0 | 1246.1488 | 1246.1488 | 0 | 0 | 0 | 510.141 | 0 | 0
1529 | 1829.581 | 0 | 820.8614 | 820.8614 | 0 | 0 | 0 | 1047.408 | 0 | 0
1530 | 1704.422 | 0 | 166.3724 | 166.3724 | 0 | 0 | 0 | 1545.891 | 0 | 0
1531 | 1675.433 | 0 | 0 | 0 | 0 | 0 | 0 | 1675.433 | 0 | 0
1532 | 1698.4 | 0 | 0 | 0 | 0 | 0 | 0 | 1698.4 | 0 | 0
1533 | 1537.6 | 0 | 0 | 0 | 0 | 0 | 0 | 1537.6 | 0 | 0
1534 | 1532 | 0 | 0 | 0 | 0 | 0 | 0 | 1532 | 0 | 0
1535 | 1324 | 0 | 0 | 0 | 0 | 0 | 0 | 1324 | 0 | 0
1536 | 382.4 | 0 | 0 | 0 | 0 | 0 | 0 | 382.4 | 0 | 0
1537 | 394.4 | 0 | 0 | 0 | 0 | 0 | 0 | 394.4 | 0 | 0
1538 | 378.4 | 0 | 0 | 0 | 0 | 0 | 0 | 378.4 | 0 | 0
1539 | 357.6 | 0 | 0 | 0 | 0 | 0 | 0 | 357.6 | 0 | 0
1540 | 367.2 | 0 | 0 | 0 | 0 | 0 | 0 | 367.2 | 0 | 0
1541 | 380 | 0 | 0 | 0 | 0 | 0 | 0 | 380 | 0 | 0
1542 | 397.6 | 0 | 0 | 0 | 0 | 0 | 0 | 397.6 | 0 | 0
1543 | 354.4 | 0 | 88.1066 | 88.1066 | 0 | 0 | 0 | 270.446 | 0 | 0
1544 | 442.969 | 0 | 719.1999 | 464.8794 | 0 | 0 | 254.3205 | 0 | 0 | 0
1545 | 1680.912 | 0 | 768.7545 | 768.7545 | 0 | 0 | 0 | 948.39 | 0 | 0
1546 | 1829.403 | 0 | 1069.9083 | 1069.9083 | 0 | 0 | 0 | 809.921 | 0 | 0
1547 | 1851.263 | 0 | 1397.5894 | 1397.5894 | 0 | 0 | 0 | 519.544 | 0 | 0
1548 | 1924.839 | 0 | 1833.5415 | 1833.5415 | 0 | 0 | 0 | 177.715 | 0 | 0
1549 | 1677.954 | 0 | 1081.867 | 1081.867 | 0 | 0 | 0 | 647.077 | 0 | 0
1550 | 1718.738 | 0 | 415.9157 | 415.9157 | 0 | 0 | 0 | 1322.425 | 0 | 0
1551 | 1907.596 | 0 | 1084.4738 | 1084.4738 | 0 | 0 | 0 | 874.235 | 0 | 0
1552 | 1688.519 | 0 | 1122.1107 | 1122.1107 | 0 | 0 | 0 | 619.295 | 0 | 0
1553 | 2091.005 | 0 | 769.3139 | 769.3139 | 0 | 0 | 0 | 1357.95 | 0 | 0
1554 | 1608.296 | 0 | 134.8192 | 134.8192 | 0 | 0 | 0 | 1479.831 | 0 | 0
1555 | 1773.255 | 0 | 0 | 0 | 0 | 0 | 0 | 1773.255 | 0 | 0
1556 | 1601.6 | 0 | 0 | 0 | 0 | 0 | 0 | 1601.6 | 0 | 0
1557 | 1201.6 | 0 | 0 | 0 | 0 | 0 | 0 | 1201.6 | 0 | 0
1558 | 1380.8 | 0 | 0 | 0 | 0 | 0 | 0 | 1380.8 | 0 | 0
1559 | 1320.8 | 0 | 0 | 0 | 0 | 0 | 0 | 1320.8 | 0 | 0
1560 | 361.6 | 0 | 0 | 0 | 0 | 0 | 0 | 361.6 | 0 | 0
1561 | 110.4 | 0 | 0 | 0 | 0 | 0 | 0 | 110.4 | 0 | 0
1562 | 116.8 | 0 | 0 | 0 | 0 | 0 | 0 | 116.8 | 0 | 0
1563 | 111.2 | 0 | 0 | 0 | 0 | 0 | 0 | 111.2 | 0 | 0
1564 | 113.6 | 0 | 0 | 0 | 0 | 0 | 0 | 113.6 | 0 | 0
1565 | 110.4 | 0 | 0 | 0 | 0 | 0 | 0 | 110.4 | 0 | 0
1566 | 114.4 | 0 | 0 | 0 | 0 | 0 | 0 | 114.4 | 0 | 0
1567 | 98.4 | 0 | 80.7656 | 80.7656 | 0 | 0 | 0 | 21.441 | 0 | 0
1568 | 220.236 | 0 | 684.2423 | 231.1295 | 0 | 0 | 453.1129 | 0 | 0 | 0
1569 | 1212.985 | 0 | 1325.1219 | 1272.9825 | 0 | 0 | 52.1394 | 0 | 0 | 0
1570 | 1238.812 | 0 | 1798.587 | 1300.087 | 0 | 0 | 498.5 | 0 | 0 | 0
1571 | 1664.717 | 0 | 1879.8941 | 1747.0584 | 0 | 0 | 132.8357 | 0 | 0 | 0
1572 | 1556.917 | 0 | 2005.4004 | 1633.9263 | 0 | 0 | 371.4741 | 0 | 0 | 0
1573 | 1408.483 | 0 | 1972.9878 | 1478.1504 | 0 | 0 | 494.8374 | 0 | 0 | 0
1574 | 1587.586 | 0 | 1756.3713 | 1666.1123 | 0 | 0 | 90.259 | 0 | 0 | 0
1575 | 1726.378 | 0 | 1548.2073 | 1548.2073 | 0 | 0 | 0 | 251.14 | 0 | 0
1576 | 1711.478 | 0 | 1168.2608 | 1168.2608 | 0 | 0 | 0 | 598.279 | 0 | 0
1577 | 1544.327 | 0 | 589.2534 | 589.2534 | 0 | 0 | 0 | 982.846 | 0 | 0
1578 | 1402.659 | 0 | 119.3449 | 119.3449 | 0 | 0 | 0 | 1288.939 | 0 | 0
1579 | 1439.865 | 0 | 0 | 0 | 0 | 0 | 0 | 1439.865 | 0 | 0
1580 | 1459.2 | 0 | 0 | 0 | 0 | 0 | 0 | 1459.2 | 0 | 0
1581 | 1510.4 | 0 | 0 | 0 | 0 | 0 | 0 | 1510.4 | 0 | 0
1582 | 1384 | 0 | 0 | 0 | 0 | 0 | 0 | 1384 | 0 | 0
1583 | 1400 | 0 | 0 | 0 | 0 | 0 | 0 | 1400 | 0 | 0
1584 | 472 | 0 | 0 | 0 | 0 | 0 | 0 | 472 | 0 | 0
1585 | 416.8 | 0 | 0 | 0 | 0 | 0 | 0 | 416.8 | 0 | 0
1586 | 390.4 | 0 | 0 | 0 | 0 | 0 | 0 | 390.4 | 0 | 0
1587 | 431.2 | 0 | 0 | 0 | 0 | 0 | 0 | 431.2 | 0 | 0
1588 | 381.6 | 0 | 0 | 0 | 0 | 0 | 0 | 381.6 | 0 | 0
1589 | 384 | 0 | 0 | 0 | 0 | 0 | 0 | 384 | 0 | 0
1590 | 484.8 | 0 | 0 | 0 | 0 | 0 | 0 | 484.8 | 0 | 0
1591 | 424 | 0 | 76.0063 | 76.0063 | 0 | 0 | 0 | 351.576 | 0 | 0
1592 | 433.137 | 0 | 669.6873 | 454.5611 | 0 | 0 | 215.1262 | 0 | 0 | 0
1593 | 1644.823 | 0 | 1295.3896 | 1295.3896 | 0 | 0 | 0 | 410.487 | 0 | 0
1594 | 1786.904 | 0 | 1730.1085 | 1730.1085 | 0 | 0 | 0 | 138.338 | 0 | 0
1595 | 1792.2 | 0 | 1985.6579 | 1880.8471 | 0 | 0 | 104.8109 | 0 | 0 | 0
1596 | 1606.691 | 0 | 2157.1517 | 1686.1623 | 0 | 0 | 470.9894 | 0 | 0 | 0
1597 | 1894.24 | 0 | 2179.0445 | 1987.9342 | 0 | 0 | 191.1103 | 0 | 0 | 0
1598 | 1829.242 | 0 | 1947.1332 | 1919.7213 | 0 | 0 | 27.412 | 0 | 0 | 0
1599 | 1903.518 | 0 | 1779.0103 | 1779.0103 | 0 | 0 | 0 | 208.355 | 0 | 0
1600 | 1476.616 | 0 | 1331.9875 | 1331.9875 | 0 | 0 | 0 | 207.407 | 0 | 0
1601 | 1535.769 | 0 | 728.5066 | 728.5066 | 0 | 0 | 0 | 841.598 | 0 | 0
1602 | 1485.795 | 0 | 126.8045 | 126.8045 | 0 | 0 | 0 | 1364.967 | 0 | 0
1603 | 1357.077 | 0 | 0 | 0 | 0 | 0 | 0 | 1357.077 | 0 | 0
1604 | 1589.6 | 0 | 0 | 0 | 0 | 0 | 0 | 1589.6 | 0 | 0
1605 | 1525.6 | 0 | 0 | 0 | 0 | 0 | 0 | 1525.6 | 0 | 0
1606 | 1258.4 | 0 | 0 | 0 | 0 | 0 | 0 | 1258.4 | 0 | 0
1607 | 1140 | 0 | 0 | 0 | 0 | 0 | 0 | 1140 | 0 | 0
1608 | 1290.4 | 0 | 0 | 0 | 0 | 0 | 0 | 1290.4 | 0 | 0
1609 | 1470.4 | 0 | 0 | 0 | 0 | 0 | 0 | 1470.4 | 0 | 0
1610 | 904.8 | 0 | 0 | 0 | 0 | 0 | 0 | 904.8 | 0 | 0
1611 | 1167.2 | 0 | 0 | 0 | 0 | 0 | 0 | 1167.2 | 0 | 0
1612 | 1140.8 | 0 | 0 | 0 | 0 | 0 | 0 | 1140.8 | 0 | 0
1613 | 1201.6 | 0 | 0 | 0 | 0 | 0 | 0 | 1201.6 | 0 | 0
1614 | 1211.2 | 0 | 0 | 0 | 0 | 0 | 0 | 1211.2 | 0 | 0
1615 | 1014.4 | 0 | 71.6835 | 71.6835 | 0 | 0 | 0 | 946.095 | 0 | 0
1616 | 337.397 | 0 | 657.5902 | 354.0856 | 0 | 0 | 303.5046 | 0 | 0 | 0
1617 | 274.291 | 0 | 1289.8054 | 287.8582 | 0 | 0 | 1001.9472 | 0 | 0 | 0
1618 | 264.437 | 0 | 1757.6244 | 277.5168 | 0 | 0 | 1480.1076 | 0 | 0 | 0
1619 | 281.379 | 0 | 2056.4022 | 295.2968 | 0 | 0 | 1761.1055 | 0 | 0 | 0
1620 | 297.305 | 0 | 2219.4971 | 312.0105 | 0 | 0 | 1907.4866 | 0 | 0 | 0
1621 | 288.999 | 0 | 2070.5878 | 303.2937 | 0 | 0 | 1767.2941 | 0 | 0 | 0
1622 | 276.252 | 0 | 1614.5417 | 289.9162 | 0 | 0 | 1324.6255 | 0 | 0 | 0
1623 | 267.096 | 0 | 780.8821 | 280.3073 | 0 | 0 | 500.5748 | 0 | 0 | 0
1624 | 204.599 | 0 | 758.3323 | 214.719 | 0 | 0 | 543.6133 | 0 | 0 | 0
1625 | 286.349 | 0 | 540.7 | 300.5126 | 0 | 0 | 240.1874 | 0 | 0 | 0
1626 | 229.93 | 0 | 104.8445 | 104.8445 | 0 | 0 | 0 | 130.027 | 0 | 0
1627 | 205.13 | 0 | 0 | 0 | 0 | 0 | 0 | 205.13 | 0 | 0
1628 | 299.2 | 0 | 0 | 0 | 0 | 0 | 0 | 299.2 | 0 | 0
1629 | 287.2 | 0 | 0 | 0 | 0 | 0 | 0 | 287.2 | 0 | 0
1630 | 292 | 0 | 0 | 0 | 0 | 0 | 0 | 292 | 0 | 0
1631 | 230.4 | 0 | 0 | 0 | 0 | 0 | 0 | 230.4 | 0 | 0
1632 | 164.8 | 0 | 0 | 0 | 0 | 0 | 0 | 164.8 | 0 | 0
1633 | 195.2 | 0 | 0 | 0 | 0 | 0 | 0 | 195.2 | 0 | 0
1634 | 238.4 | 0 | 0 | 0 | 0 | 0 | 0 | 238.4 | 0 | 0
1635 | 187.2 | 0 | 0 | 0 | 0 | 0 | 0 | 187.2 | 0 | 0
1636 | 148.8 | 0 | 0 | 0 | 0 | 0 | 0 | 148.8 | 0 | 0
1637 | 132.8 | 0 | 0 | 0 | 0 | 0 | 0 | 132.8 | 0 | 0
1638 | 192.8 | 0 | 0 | 0 | 0 | 0 | 0 | 192.8 | 0 | 0
1639 | 120 | 0 | 77.8407 | 77.8407 | 0 | 0 | 0 | 45.828 | 0 | 0
1640 | 191.45 | 0 | 676.3997 | 200.9196 | 0 | 0 | 475.4801 | 0 | 0 | 0
1641 | 866.164 | 0 | 1309.5584 | 909.0068 | 0 | 0 | 400.5516 | 0 | 0 | 0
1642 | 1455.515 | 0 | 1773.3716 | 1527.5087 | 0 | 0 | 245.8629 | 0 | 0 | 0
1643 | 1743.462 | 0 | 2076.9182 | 1829.6983 | 0 | 0 | 247.2198 | 0 | 0 | 0
1644 | 1648.641 | 0 | 2224.4139 | 1730.1872 | 0 | 0 | 494.2266 | 0 | 0 | 0
1645 | 1680.833 | 0 | 2226.942 | 1763.9715 | 0 | 0 | 462.9705 | 0 | 0 | 0
1646 | 1635.438 | 0 | 2091.0345 | 1716.3312 | 0 | 0 | 374.7033 | 0 | 0 | 0
1647 | 1660.537 | 0 | 1795.4796 | 1742.6716 | 0 | 0 | 52.8079 | 0 | 0 | 0
1648 | 1717.571 | 0 | 1354.2991 | 1354.2991 | 0 | 0 | 0 | 427.102 | 0 | 0
1649 | 1588.152 | 0 | 743.4866 | 743.4866 | 0 | 0 | 0 | 879.707 | 0 | 0
1650 | 1863.569 | 0 | 131.3035 | 131.3035 | 0 | 0 | 0 | 1738.454 | 0 | 0
1651 | 1540.524 | 0 | 0 | 0 | 0 | 0 | 0 | 1540.524 | 0 | 0
1652 | 1230.4 | 0 | 0 | 0 | 0 | 0 | 0 | 1230.4 | 0 | 0
1653 | 1436 | 0 | 0 | 0 | 0 | 0 | 0 | 1436 | 0 | 0
1654 | 1564.8 | 0 | 0 | 0 | 0 | 0 | 0 | 1564.8 | 0 | 0
1655 | 1647.2 | 0 | 0 | 0 | 0 | 0 | 0 | 1647.2 | 0 | 0
1656 | 1421.6 | 0 | 0 | 0 | 0 | 0 | 0 | 1421.6 | 0 | 0
1657 | 1376.8 | 0 | 0 | 0 | 0 | 0 | 0 | 1376.8 | 0 | 0
1658 | 1502.4 | 0 | 0 | 0 | 0 | 0 | 0 | 1502.4 | 0 | 0
1659 | 1624 | 0 | 0 | 0 | 0 | 0 | 0 | 1624 | 0 | 0
1660 | 1292.8 | 0 | 0 | 0 | 0 | 0 | 0 | 1292.8 | 0 | 0
1661 | 1245.6 | 0 | 0 | 0 | 0 | 0 | 0 | 1245.6 | 0 | 0
1662 | 1281.6 | 0 | 0 | 0 | 0 | 0 | 0 | 1281.6 | 0 | 0
1663 | 1044.8 | 0 | 50.0657 | 50.0657 | 0 | 0 | 0 | 997.094 | 0 | 0
1664 | 1268.07 | 0 | 648.0317 | 648.0317 | 0 | 0 | 0 | 650.581 | 0 | 0
1665 | 1664.469 | 0 | 1144.4296 | 1144.4296 | 0 | 0 | 0 | 573.978 | 0 | 0
1666 | 1354.034 | 0 | 1797.0191 | 1421.0082 | 0 | 0 | 376.0109 | 0 | 0 | 0
1667 | 1675.929 | 0 | 820.4636 | 820.4636 | 0 | 0 | 0 | 894.135 | 0 | 0
1668 | 1404.339 | 0 | 2319.6001 | 1473.8014 | 0 | 0 | 845.7987 | 0 | 0 | 0
1669 | 1405.495 | 0 | 2365.7985 | 1475.0146 | 0 | 0 | 890.7839 | 0 | 0 | 0
1670 | 1385.337 | 0 | 2035.7824 | 1453.8595 | 0 | 0 | 581.9229 | 0 | 0 | 0
1671 | 1426.323 | 0 | 1941.7463 | 1496.8728 | 0 | 0 | 444.8735 | 0 | 0 | 0
1672 | 1546.268 | 0 | 1461.8102 | 1461.8102 | 0 | 0 | 0 | 153.355 | 0 | 0
1673 | 1512.557 | 0 | 822.8396 | 822.8396 | 0 | 0 | 0 | 728.499 | 0 | 0
1674 | 1715.266 | 0 | 162.7843 | 162.7843 | 0 | 0 | 0 | 1560.154 | 0 | 0
1675 | 1546.02 | 0 | 0 | 0 | 0 | 0 | 0 | 1546.02 | 0 | 0
1676 | 1220 | 0 | 0 | 0 | 0 | 0 | 0 | 1220 | 0 | 0
1677 | 1550.4 | 0 | 0 | 0 | 0 | 0 | 0 | 1550.4 | 0 | 0
1678 | 1778.4 | 0 | 0 | 0 | 0 | 0 | 0 | 1778.4 | 0 | 0
1679 | 1676.8 | 0 | 0 | 0 | 0 | 0 | 0 | 1676.8 | 0 | 0
1680 | 1480.8 | 0 | 0 | 0 | 0 | 0 | 0 | 1480.8 | 0 | 0
1681 | 1334.4 | 0 | 0 | 0 | 0 | 0 | 0 | 1334.4 | 0 | 0
1682 | 1472 | 0 | 0 | 0 | 0 | 0 | 0 | 1472 | 0 | 0
1683 | 1444.8 | 0 | 0 | 0 | 0 | 0 | 0 | 1444.8 | 0 | 0
1684 | 230.4 | 0 | 0 | 0 | 0 | 0 | 0 | 230.4 | 0 | 0
1685 | 354.4 | 0 | 0 | 0 | 0 | 0 | 0 | 354.4 | 0 | 0
1686 | 880.8 | 0 | 0 | 0 | 0 | 0 | 0 | 880.8 | 0 | 0
1687 | 1391.249 | 0 | 110.0215 | 110.0215 | 0 | 0 | 0 | 1286.413 | 0 | 0
1688 | 1367.166 | 0 | 754.1817 | 754.1817 | 0 | 0 | 0 | 648.53 | 0 | 0
1689 | 1114.978 | 0 | 1438 | 1170.1278 | 0 | 0 | 267.8722 | 0 | 0 | 0
1690 | 991.078 | 0 | 1956.274 | 1040.0994 | 0 | 0 | 916.1746 | 0 | 0 | 0
1691 | 1722.516 | 0 | 2295.2998 | 1807.7163 | 0 | 0 | 487.5835 | 0 | 0 | 0
1692 | 1259.699 | 0 | 2459.9658 | 1322.0071 | 0 | 0 | 1137.9586 | 0 | 0 | 0
1693 | 1018.275 | 0 | 2463.7785 | 1068.6416 | 0 | 0 | 1395.1368 | 0 | 0 | 0
1694 | 905.101 | 0 | 2246.5943 | 949.8697 | 0 | 0 | 1296.7245 | 0 | 0 | 0
1695 | 1153.41 | 0 | 2010.5596 | 1210.4608 | 0 | 0 | 800.0988 | 0 | 0 | 0
1696 | 1638.025 | 0 | 1528.1919 | 1528.1919 | 0 | 0 | 0 | 181.859 | 0 | 0
1697 | 1603.774 | 0 | 867.6118 | 867.6118 | 0 | 0 | 0 | 777.054 | 0 | 0
1698 | 1509.175 | 0 | 173.8865 | 173.8865 | 0 | 0 | 0 | 1343.484 | 0 | 0
1699 | 994.822 | 0 | 0 | 0 | 0 | 0 | 0 | 994.822 | 0 | 0
1700 | 1233.6 | 0 | 0 | 0 | 0 | 0 | 0 | 1233.6 | 0 | 0
1701 | 1465.6 | 0 | 0 | 0 | 0 | 0 | 0 | 1465.6 | 0 | 0
1702 | 1463.2 | 0 | 0 | 0 | 0 | 0 | 0 | 1463.2 | 0 | 0
1703 | 1261.6 | 0 | 0 | 0 | 0 | 0 | 0 | 1261.6 | 0 | 0
1704 | 1423.2 | 0 | 0 | 0 | 0 | 0 | 0 | 1423.2 | 0 | 0
1705 | 1556.8 | 0 | 0 | 0 | 0 | 0 | 0 | 1556.8 | 0 | 0
1706 | 1232.8 | 0 | 0 | 0 | 0 | 0 | 0 | 1232.8 | 0 | 0
1707 | 1564 | 0 | 0 | 0 | 0 | 0 | 0 | 1564 | 0 | 0
1708 | 1275.2 | 0 | 0 | 0 | 0 | 0 | 0 | 1275.2 | 0 | 0
1709 | 1312.8 | 0 | 0 | 0 | 0 | 0 | 0 | 1312.8 | 0 | 0
1710 | 1168 | 0 | 0 | 0 | 0 | 0 | 0 | 1168 | 0 | 0
1711 | 1272.8 | 0 | 120.8236 | 120.8236 | 0 | 0 | 0 | 1157.671 | 0 | 0
1712 | 922.415 | 0 | 786.0832 | 786.0832 | 0 | 0 | 0 | 173.381 | 0 | 0
1713 | 1110.192 | 0 | 1469.3244 | 1165.1051 | 0 | 0 | 304.2193 | 0 | 0 | 0
1714 | 1567.16 | 0 | 1945.262 | 1644.676 | 0 | 0 | 300.5861 | 0 | 0 | 0
1715 | 1212.443 | 0 | 2235.1058 | 1272.4137 | 0 | 0 | 962.6921 | 0 | 0 | 0
1716 | 1091.61 | 0 | 2386.7941 | 1145.604 | 0 | 0 | 1241.1901 | 0 | 0 | 0
1717 | 971.536 | 0 | 2398.8388 | 1019.5908 | 0 | 0 | 1379.248 | 0 | 0 | 0
1718 | 1055.456 | 0 | 1986.1313 | 1107.6617 | 0 | 0 | 878.4695 | 0 | 0 | 0
1719 | 957.674 | 0 | 1954.6022 | 1005.0431 | 0 | 0 | 949.5591 | 0 | 0 | 0
1720 | 997.558 | 0 | 1476.9529 | 1046.8999 | 0 | 0 | 430.053 | 0 | 0 | 0
1721 | 1166.299 | 0 | 830.1292 | 830.1292 | 0 | 0 | 0 | 375.295 | 0 | 0
1722 | 1040.947 | 0 | 164.9462 | 164.9462 | 0 | 0 | 0 | 883.775 | 0 | 0
1723 | 1287.915 | 0 | 0 | 0 | 0 | 0 | 0 | 1287.915 | 0 | 0
1724 | 1227.2 | 0 | 0 | 0 | 0 | 0 | 0 | 1227.2 | 0 | 0
1725 | 1147.2 | 0 | 0 | 0 | 0 | 0 | 0 | 1147.2 | 0 | 0
1726 | 1378.4 | 0 | 0 | 0 | 0 | 0 | 0 | 1378.4 | 0 | 0
1727 | 1175.2 | 0 | 0 | 0 | 0 | 0 | 0 | 1175.2 | 0 | 0
1728 | 160.8 | 0 | 0 | 0 | 0 | 0 | 0 | 160.8 | 0 | 0
1729 | 104.8 | 0 | 0 | 0 | 0 | 0 | 0 | 104.8 | 0 | 0
1730 | 106.4 | 0 | 0 | 0 | 0 | 0 | 0 | 106.4 | 0 | 0
1731 | 102.4 | 0 | 0 | 0 | 0 | 0 | 0 | 102.4 | 0 | 0
1732 | 108 | 0 | 0 | 0 | 0 | 0 | 0 | 108 | 0 | 0
1733 | 101.6 | 0 | 0 | 0 | 0 | 0 | 0 | 101.6 | 0 | 0
1734 | 104 | 0 | 0 | 0 | 0 | 0 | 0 | 104 | 0 | 0
1735 | 86.785 | 0 | 128.1268 | 91.0776 | 0 | 0 | 37.0492 | 0 | 0 | 0
1736 | 102.491 | 0 | 810.2702 | 107.5605 | 0 | 0 | 702.7097 | 0 | 0 | 0
1737 | 1053.719 | 0 | 1503.667 | 1105.8388 | 0 | 0 | 397.8282 | 0 | 0 | 0
1738 | 1351.25 | 0 | 2010.4148 | 1418.0865 | 0 | 0 | 592.3283 | 0 | 0 | 0
1739 | 1014.359 | 0 | 2337.4567 | 1064.5319 | 0 | 0 | 1272.9248 | 0 | 0 | 0
1740 | 1130.671 | 0 | 1447.7139 | 1186.597 | 0 | 0 | 261.1168 | 0 | 0 | 0
1741 | 1327.615 | 0 | 1748.1068 | 1393.2824 | 0 | 0 | 354.8244 | 0 | 0 | 0
1742 | 1312.509 | 0 | 2357.0376 | 1377.4292 | 0 | 0 | 979.6084 | 0 | 0 | 0
1743 | 1182.509 | 0 | 2044.6052 | 1240.9991 | 0 | 0 | 803.6061 | 0 | 0 | 0
1744 | 1270.68 | 0 | 1553.1313 | 1333.5313 | 0 | 0 | 219.6001 | 0 | 0 | 0
1745 | 1403.753 | 0 | 881.0239 | 881.0239 | 0 | 0 | 0 | 564.253 | 0 | 0
1746 | 1739.825 | 0 | 175.7756 | 175.7756 | 0 | 0 | 0 | 1572.334 | 0 | 0
1747 | 1588.775 | 0 | 0 | 0 | 0 | 0 | 0 | 1588.775 | 0 | 0
1748 | 1500.8 | 0 | 0 | 0 | 0 | 0 | 0 | 1500.8 | 0 | 0
1749 | 1536 | 0 | 0 | 0 | 0 | 0 | 0 | 1536 | 0 | 0
1750 | 1589.6 | 0 | 0 | 0 | 0 | 0 | 0 | 1589.6 | 0 | 0
1751 | 1916 | 0 | 0 | 0 | 0 | 0 | 0 | 1916 | 0 | 0
1752 | 192 | 0 | 0 | 0 | 0 | 0 | 0 | 192 | 0 | 0
1753 | 107.2 | 0 | 0 | 0 | 0 | 0 | 0 | 107.2 | 0 | 0
1754 | 116 | 0 | 0 | 0 | 0 | 0 | 0 | 116 | 0 | 0
1755 | 110.4 | 0 | 0 | 0 | 0 | 0 | 0 | 110.4 | 0 | 0
1756 | 110.4 | 0 | 0 | 0 | 0 | 0 | 0 | 110.4 | 0 | 0
1757 | 108 | 0 | 0 | 0 | 0 | 0 | 0 | 108 | 0 | 0
1758 | 110.4 | 0 | 0 | 0 | 0 | 0 | 0 | 110.4 | 0 | 0
1759 | 103.221 | 0 | 134.453 | 108.3266 | 0 | 0 | 26.1264 | 0 | 0 | 0
1760 | 126.773 | 0 | 844.1154 | 133.0435 | 0 | 0 | 711.0719 | 0 | 0 | 0
1761 | 999.966 | 0 | 1529.5247 | 1049.427 | 0 | 0 | 480.0977 | 0 | 0 | 0
1762 | 1972.895 | 0 | 2058.4497 | 2058.4497 | 0 | 0 | 0 | 11.463 | 0 | 0
1763 | 1497.263 | 0 | 2379.048 | 1571.3217 | 0 | 0 | 807.7263 | 0 | 0 | 0
1764 | 1447.357 | 0 | 2402.6063 | 1518.9472 | 0 | 0 | 883.6591 | 0 | 0 | 0
1765 | 1492.397 | 0 | 2540.0954 | 1566.215 | 0 | 0 | 973.8804 | 0 | 0 | 0
1766 | 1665.983 | 0 | 2344.6088 | 1748.387 | 0 | 0 | 596.2218 | 0 | 0 | 0
1767 | 1335.156 | 0 | 1975.2011 | 1401.1964 | 0 | 0 | 574.0047 | 0 | 0 | 0
1768 | 1587.901 | 0 | 1485.6414 | 1485.6414 | 0 | 0 | 0 | 172.28 | 0 | 0
1769 | 1409.122 | 0 | 810.8495 | 810.8495 | 0 | 0 | 0 | 636.489 | 0 | 0
1770 | 1956.792 | 0 | 154.482 | 154.482 | 0 | 0 | 0 | 1809.591 | 0 | 0
1771 | 1705.486 | 0 | 0 | 0 | 0 | 0 | 0 | 1705.486 | 0 | 0
1772 | 1647.2 | 0 | 0 | 0 | 0 | 0 | 0 | 1647.2 | 0 | 0
1773 | 1580.8 | 0 | 0 | 0 | 0 | 0 | 0 | 1580.8 | 0 | 0
1774 | 1783.2 | 0 | 0 | 0 | 0 | 0 | 0 | 1783.2 | 0 | 0
1775 | 1466.4 | 0 | 0 | 0 | 0 | 0 | 0 | 1466.4 | 0 | 0
1776 | 1642.4 | 0 | 0 | 0 | 0 | 0 | 0 | 1642.4 | 0 | 0
1777 | 1504 | 0 | 0 | 0 | 0 | 0 | 0 | 1504 | 0 | 0
1778 | 1396 | 0 | 0 | 0 | 0 | 0 | 0 | 1396 | 0 | 0
1779 | 1258.4 | 0 | 0 | 0 | 0 | 0 | 0 | 1258.4 | 0 | 0
1780 | 1348.8 | 0 | 0 | 0 | 0 | 0 | 0 | 1348.8 | 0 | 0
1781 | 1135.2 | 0 | 0 | 0 | 0 | 0 | 0 | 1135.2 | 0 | 0
1782 | 1196.8 | 0 | 0 | 0 | 0 | 0 | 0 | 1196.8 | 0 | 0
1783 | 1208.997 | 0 | 117.0938 | 117.0938 | 0 | 0 | 0 | 1097.422 | 0 | 0
1784 | 230.659 | 0 | 768.6307 | 242.068 | 0 | 0 | 526.5627 | 0 | 0 | 0
1785 | 288.152 | 0 | 1394.0947 | 302.4048 | 0 | 0 | 1091.6899 | 0 | 0 | 0
1786 | 332.224 | 0 | 1934.5218 | 348.6567 | 0 | 0 | 1585.8651 | 0 | 0 | 0
1787 | 287.755 | 0 | 2268.91 | 301.9881 | 0 | 0 | 1966.9219 | 0 | 0 | 0
1788 | 233.034 | 0 | 2445.2964 | 244.5605 | 0 | 0 | 2200.7359 | 0 | 0 | 0
1789 | 257.376 | 0 | 2446.4602 | 270.1065 | 0 | 0 | 2176.3537 | 0 | 0 | 0
1790 | 254.785 | 0 | 2272.3869 | 267.3874 | 0 | 0 | 2004.9995 | 0 | 0 | 0
1791 | 276.33 | 0 | 1947.2539 | 289.998 | 0 | 0 | 1657.2559 | 0 | 0 | 0
1792 | 204.693 | 0 | 1444.2779 | 214.8177 | 0 | 0 | 1229.4603 | 0 | 0 | 0
1793 | 301.357 | 0 | 739.5049 | 316.2629 | 0 | 0 | 423.242 | 0 | 0 | 0
1794 | 228.211 | 0 | 145.6276 | 145.6276 | 0 | 0 | 0 | 89.447 | 0 | 0
1795 | 216.305 | 0 | 0 | 0 | 0 | 0 | 0 | 216.305 | 0 | 0
1796 | 242.4 | 0 | 0 | 0 | 0 | 0 | 0 | 242.4 | 0 | 0
1797 | 200.8 | 0 | 0 | 0 | 0 | 0 | 0 | 200.8 | 0 | 0
1798 | 296 | 0 | 0 | 0 | 0 | 0 | 0 | 296 | 0 | 0
1799 | 268 | 0 | 0 | 0 | 0 | 0 | 0 | 268 | 0 | 0
1800 | 291.2 | 0 | 0 | 0 | 0 | 0 | 0 | 291.2 | 0 | 0
1801 | 237.6 | 0 | 0 | 0 | 0 | 0 | 0 | 237.6 | 0 | 0
1802 | 191.2 | 0 | 0 | 0 | 0 | 0 | 0 | 191.2 | 0 | 0
1803 | 243.2 | 0 | 0 | 0 | 0 | 0 | 0 | 243.2 | 0 | 0
1804 | 204 | 0 | 0 | 0 | 0 | 0 | 0 | 204 | 0 | 0
1805 | 236 | 0 | 0 | 0 | 0 | 0 | 0 | 236 | 0 | 0
1806 | 293.6 | 0 | 0 | 0 | 0 | 0 | 0 | 293.6 | 0 | 0
1807 | 169.6 | 0 | 121.6904 | 121.6904 | 0 | 0 | 0 | 53.645 | 0 | 0
1808 | 205.306 | 0 | 801.7748 | 215.461 | 0 | 0 | 586.3138 | 0 | 0 | 0
1809 | 1200.592 | 0 | 1500.0579 | 1259.9765 | 0 | 0 | 240.0814 | 0 | 0 | 0
1810 | 1832.064 | 0 | 1627.7712 | 1627.7712 | 0 | 0 | 0 | 281.012 | 0 | 0
1811 | 1718.381 | 0 | 2300.7077 | 1803.3768 | 0 | 0 | 497.3309 | 0 | 0 | 0
1812 | 1345.557 | 0 | 2463.5644 | 1412.1119 | 0 | 0 | 1051.4525 | 0 | 0 | 0
1813 | 1408.003 | 0 | 2432.5811 | 1477.6466 | 0 | 0 | 954.9344 | 0 | 0 | 0
1814 | 1247.32 | 0 | 1910.0347 | 1309.0158 | 0 | 0 | 601.0189 | 0 | 0 | 0
1815 | 1222.285 | 0 | 1654.5682 | 1282.7425 | 0 | 0 | 371.8257 | 0 | 0 | 0
1816 | 1327.605 | 0 | 1383.5245 | 1383.5245 | 0 | 0 | 0 | 9.288 | 0 | 0
1817 | 1517.328 | 0 | 807.2173 | 807.2173 | 0 | 0 | 0 | 748.156 | 0 | 0
1818 | 1493.831 | 0 | 155.3037 | 155.3037 | 0 | 0 | 0 | 1345.847 | 0 | 0
1819 | 1418.435 | 0 | 0 | 0 | 0 | 0 | 0 | 1418.435 | 0 | 0
1820 | 1030.4 | 0 | 0 | 0 | 0 | 0 | 0 | 1030.4 | 0 | 0
1821 | 1524 | 0 | 0 | 0 | 0 | 0 | 0 | 1524 | 0 | 0
1822 | 1386.4 | 0 | 0 | 0 | 0 | 0 | 0 | 1386.4 | 0 | 0
1823 | 1324 | 0 | 0 | 0 | 0 | 0 | 0 | 1324 | 0 | 0
1824 | 1220 | 0 | 0 | 0 | 0 | 0 | 0 | 1220 | 0 | 0
1825 | 1348.8 | 0 | 0 | 0 | 0 | 0 | 0 | 1348.8 | 0 | 0
1826 | 1544.8 | 0 | 0 | 0 | 0 | 0 | 0 | 1544.8 | 0 | 0
1827 | 1356 | 0 | 0 | 0 | 0 | 0 | 0 | 1356 | 0 | 0
1828 | 1223.2 | 0 | 0 | 0 | 0 | 0 | 0 | 1223.2 | 0 | 0
1829 | 995.2 | 0 | 0 | 0 | 0 | 0 | 0 | 995.2 | 0 | 0
1830 | 1268 | 0 | 0 | 0 | 0 | 0 | 0 | 1268 | 0 | 0
1831 | 1071.282 | 0 | 120.6777 | 120.6777 | 0 | 0 | 0 | 956.292 | 0 | 0
1832 | 1080.559 | 0 | 736.4626 | 736.4626 | 0 | 0 | 0 | 378.807 | 0 | 0
1833 | 1433.37 | 0 | 1406.067 | 1406.067 | 0 | 0 | 0 | 93.573 | 0 | 0
1834 | 1536.183 | 0 | 1905.8421 | 1612.1668 | 0 | 0 | 293.6753 | 0 | 0 | 0
1835 | 1523.623 | 0 | 2196.2463 | 1598.9855 | 0 | 0 | 597.2608 | 0 | 0 | 0
1836 | 1417.562 | 0 | 2315.6846 | 1487.6784 | 0 | 0 | 828.0061 | 0 | 0 | 0
1837 | 1857.995 | 0 | 2345.0202 | 1949.8965 | 0 | 0 | 395.1238 | 0 | 0 | 0
1838 | 1821.112 | 0 | 1602.9661 | 1602.9661 | 0 | 0 | 0 | 293.696 | 0 | 0
1839 | 2055.08 | 0 | 1700.2377 | 1700.2377 | 0 | 0 | 0 | 434.977 | 0 | 0
1840 | 1685.353 | 0 | 1374.2452 | 1374.2452 | 0 | 0 | 0 | 375.878 | 0 | 0
1841 | 1935.979 | 0 | 770.8094 | 770.8094 | 0 | 0 | 0 | 1201.499 | 0 | 0
1842 | 1652.92 | 0 | 144.5268 | 144.5268 | 0 | 0 | 0 | 1515.205 | 0 | 0
1843 | 1211.742 | 0 | 0 | 0 | 0 | 0 | 0 | 1211.742 | 0 | 0
1844 | 1214.4 | 0 | 0 | 0 | 0 | 0 | 0 | 1214.4 | 0 | 0
1845 | 1048 | 0 | 0 | 0 | 0 | 0 | 0 | 1048 | 0 | 0
1846 | 1320.8 | 0 | 0 | 0 | 0 | 0 | 0 | 1320.8 | 0 | 0
1847 | 1692 | 0 | 0 | 0 | 0 | 0 | 0 | 1692 | 0 | 0
1848 | 1456.8 | 0 | 0 | 0 | 0 | 0 | 0 | 1456.8 | 0 | 0
1849 | 1660.8 | 0 | 0 | 0 | 0 | 0 | 0 | 1660.8 | 0 | 0
1850 | 1558.4 | 0 | 0 | 0 | 0 | 0 | 0 | 1558.4 | 0 | 0
1851 | 1351.2 | 0 | 0 | 0 | 0 | 0 | 0 | 1351.2 | 0 | 0
1852 | 954.4 | 0 | 0 | 0 | 0 | 0 | 0 | 954.4 | 0 | 0
1853 | 1149.6 | 0 | 0 | 0 | 0 | 0 | 0 | 1149.6 | 0 | 0
1854 | 950.4 | 0 | 0 | 0 | 0 | 0 | 0 | 950.4 | 0 | 0
1855 | 1003.501 | 0 | 91.8469 | 91.8469 | 0 | 0 | 0 | 915.983 | 0 | 0
1856 | 1142.233 | 0 | 775.385 | 775.385 | 0 | 0 | 0 | 403.393 | 0 | 0
1857 | 1496.27 | 0 | 1375.8718 | 1375.8718 | 0 | 0 | 0 | 185.245 | 0 | 0
1858 | 1685.004 | 0 | 1767.9773 | 1767.9773 | 0 | 0 | 0 | 0.354 | 0 | 0
1859 | 1751.14 | 0 | 2364.2338 | 1837.7561 | 0 | 0 | 526.4777 | 0 | 0 | 0
1860 | 1623.245 | 0 | 2536.6594 | 1703.5351 | 0 | 0 | 833.1244 | 0 | 0 | 0
1861 | 1835.131 | 0 | 2547.4479 | 1925.9015 | 0 | 0 | 621.5464 | 0 | 0 | 0
1862 | 1759.08 | 0 | 2172.9262 | 1846.0889 | 0 | 0 | 326.8373 | 0 | 0 | 0
1863 | 1738.997 | 0 | 2056.5439 | 1825.0125 | 0 | 0 | 231.5314 | 0 | 0 | 0
1864 | 1558.583 | 0 | 1554.5859 | 1554.5859 | 0 | 0 | 0 | 77.267 | 0 | 0
1865 | 1589.517 | 0 | 871.1128 | 871.1128 | 0 | 0 | 0 | 759.461 | 0 | 0
1866 | 1636.574 | 0 | 172.0038 | 172.0038 | 0 | 0 | 0 | 1472.677 | 0 | 0
1867 | 1446.081 | 0 | 0 | 0 | 0 | 0 | 0 | 1446.081 | 0 | 0
1868 | 1508 | 0 | 0 | 0 | 0 | 0 | 0 | 1508 | 0 | 0
1869 | 1304 | 0 | 0 | 0 | 0 | 0 | 0 | 1304 | 0 | 0
1870 | 1274.4 | 0 | 0 | 0 | 0 | 0 | 0 | 1274.4 | 0 | 0
1871 | 1512.8 | 0 | 0 | 0 | 0 | 0 | 0 | 1512.8 | 0 | 0
1872 | 1444 | 0 | 0 | 0 | 0 | 0 | 0 | 1444 | 0 | 0
1873 | 1532 | 0 | 0 | 0 | 0 | 0 | 0 | 1532 | 0 | 0
1874 | 1208.8 | 0 | 0 | 0 | 0 | 0 | 0 | 1208.8 | 0 | 0
1875 | 1256.8 | 0 | 0 | 0 | 0 | 0 | 0 | 1256.8 | 0 | 0
1876 | 1124 | 0 | 0 | 0 | 0 | 0 | 0 | 1124 | 0 | 0
1877 | 1070.4 | 0 | 0 | 0 | 0 | 0 | 0 | 1070.4 | 0 | 0
1878 | 1064 | 0 | 0 | 0 | 0 | 0 | 0 | 1064 | 0 | 0
1879 | 1158.633 | 0 | 146.2017 | 146.2017 | 0 | 0 | 0 | 1019.322 | 0 | 0
1880 | 1337.607 | 0 | 755.9847 | 755.9847 | 0 | 0 | 0 | 617.253 | 0 | 0
1881 | 1602.436 | 0 | 1260.9294 | 1260.9294 | 0 | 0 | 0 | 400.936 | 0 | 0
1882 | 1659.929 | 0 | 1778.6168 | 1742.0336 | 0 | 0 | 36.5832 | 0 | 0 | 0
1883 | 0 | 0 | 2042.6511 | 0 | 0 | 0 | 2042.6511 | 0 | 0 | 0
1884 | 1537.528 | 0 | 2603.4494 | 1613.5783 | 0 | 0 | 989.8711 | 0 | 0 | 0
1885 | 1283.8 | 0 | 2571.8763 | 1347.3002 | 0 | 0 | 1224.5761 | 0 | 0 | 0
1886 | 1608.326 | 0 | 2317.8801 | 1687.8782 | 0 | 0 | 630.0019 | 0 | 0 | 0
1887 | 1597.92 | 0 | 1831.155 | 1676.9574 | 0 | 0 | 154.1976 | 0 | 0 | 0
1888 | 1735.168 | 0 | 1591.7327 | 1591.7327 | 0 | 0 | 0 | 218.456 | 0 | 0
1889 | 1535.971 | 0 | 896.619 | 896.619 | 0 | 0 | 0 | 681.611 | 0 | 0
1890 | 1401.399 | 0 | 172.5569 | 172.5569 | 0 | 0 | 0 | 1236.975 | 0 | 0
1891 | 1316.835 | 0 | 0 | 0 | 0 | 0 | 0 | 1316.835 | 0 | 0
1892 | 1148 | 0 | 0 | 0 | 0 | 0 | 0 | 1148 | 0 | 0
1893 | 1382.4 | 0 | 0 | 0 | 0 | 0 | 0 | 1382.4 | 0 | 0
1894 | 1640.8 | 0 | 0 | 0 | 0 | 0 | 0 | 1640.8 | 0 | 0
1895 | 1377.6 | 0 | 0 | 0 | 0 | 0 | 0 | 1377.6 | 0 | 0
1896 | 1239.2 | 0 | 0 | 0 | 0 | 0 | 0 | 1239.2 | 0 | 0
1897 | 950.4 | 0 | 0 | 0 | 0 | 0 | 0 | 950.4 | 0 | 0
1898 | 1244.8 | 0 | 0 | 0 | 0 | 0 | 0 | 1244.8 | 0 | 0
1899 | 963.2 | 0 | 0 | 0 | 0 | 0 | 0 | 963.2 | 0 | 0
1900 | 860.8 | 0 | 0 | 0 | 0 | 0 | 0 | 860.8 | 0 | 0
1901 | 976.8 | 0 | 0 | 0 | 0 | 0 | 0 | 976.8 | 0 | 0
1902 | 1053.6 | 0 | 0 | 0 | 0 | 0 | 0 | 1053.6 | 0 | 0
1903 | 880.938 | 0 | 157.2725 | 157.2725 | 0 | 0 | 0 | 731.078 | 0 | 0
1904 | 756.271 | 0 | 850.7942 | 793.6782 | 0 | 0 | 57.116 | 0 | 0 | 0
1905 | 1395.164 | 0 | 1546.2458 | 1464.1726 | 0 | 0 | 82.0732 | 0 | 0 | 0
1906 | 1631.193 | 0 | 2052.3093 | 1711.8762 | 0 | 0 | 340.4331 | 0 | 0 | 0
1907 | 1633.019 | 0 | 2387.1467 | 1713.7925 | 0 | 0 | 673.3542 | 0 | 0 | 0
1908 | 1231.998 | 0 | 2550.293 | 1292.936 | 0 | 0 | 1257.3571 | 0 | 0 | 0
1909 | 1467.239 | 0 | 2554.3156 | 1539.8126 | 0 | 0 | 1014.503 | 0 | 0 | 0
1910 | 1286.247 | 0 | 2213.6264 | 1349.8683 | 0 | 0 | 863.7582 | 0 | 0 | 0
1911 | 1439.505 | 0 | 2064.5408 | 1510.7068 | 0 | 0 | 553.834 | 0 | 0 | 0
1912 | 1449.081 | 0 | 1568.5091 | 1520.7565 | 0 | 0 | 47.7527 | 0 | 0 | 0
1913 | 1125.488 | 0 | 880.665 | 880.665 | 0 | 0 | 0 | 286.33 | 0 | 0
1914 | 1313.406 | 0 | 169.5313 | 169.5313 | 0 | 0 | 0 | 1151.865 | 0 | 0
1915 | 1105.904 | 0 | 0 | 0 | 0 | 0 | 0 | 1105.904 | 0 | 0
1916 | 1031.2 | 0 | 0 | 0 | 0 | 0 | 0 | 1031.2 | 0 | 0
1917 | 1051.2 | 0 | 0 | 0 | 0 | 0 | 0 | 1051.2 | 0 | 0
1918 | 1335.2 | 0 | 0 | 0 | 0 | 0 | 0 | 1335.2 | 0 | 0
1919 | 1077.6 | 0 | 0 | 0 | 0 | 0 | 0 | 1077.6 | 0 | 0
1920 | 1121.6 | 0 | 0 | 0 | 0 | 0 | 0 | 1121.6 | 0 | 0
1921 | 1212 | 0 | 0 | 0 | 0 | 0 | 0 | 1212 | 0 | 0
1922 | 1262.4 | 0 | 0 | 0 | 0 | 0 | 0 | 1262.4 | 0 | 0
1923 | 1207.2 | 0 | 0 | 0 | 0 | 0 | 0 | 1207.2 | 0 | 0
1924 | 970.4 | 0 | 0 | 0 | 0 | 0 | 0 | 970.4 | 0 | 0
1925 | 967.2 | 0 | 0 | 0 | 0 | 0 | 0 | 967.2 | 0 | 0
1926 | 1076.8 | 0 | 0 | 0 | 0 | 0 | 0 | 1076.8 | 0 | 0
1927 | 691.327 | 0 | 157.0269 | 157.0269 | 0 | 0 | 0 | 541.701 | 0 | 0
1928 | 897.95 | 0 | 846.7327 | 846.7327 | 0 | 0 | 0 | 91.125 | 0 | 0
1929 | 500.197 | 0 | 1526.0132 | 524.9381 | 0 | 0 | 1001.0751 | 0 | 0 | 0
1930 | 375.337 | 0 | 1994.847 | 393.9022 | 0 | 0 | 1600.9449 | 0 | 0 | 0
1931 | 375.588 | 0 | 2271.2713 | 394.1656 | 0 | 0 | 1877.1057 | 0 | 0 | 0
1932 | 389.912 | 0 | 2410.1656 | 409.1981 | 0 | 0 | 2000.9675 | 0 | 0 | 0
1933 | 750.082 | 0 | 1924.0209 | 787.1831 | 0 | 0 | 1136.8378 | 0 | 0 | 0
1934 | 1316.533 | 0 | 2242.2054 | 1381.6523 | 0 | 0 | 860.5531 | 0 | 0 | 0
1935 | 1499.779 | 0 | 1920.6952 | 1573.9621 | 0 | 0 | 346.733 | 0 | 0 | 0
1936 | 1507.149 | 0 | 1439.4703 | 1439.4703 | 0 | 0 | 0 | 135.523 | 0 | 0
1937 | 1397.369 | 0 | 795.8244 | 795.8244 | 0 | 0 | 0 | 639.053 | 0 | 0
1938 | 997.74 | 0 | 151.1741 | 151.1741 | 0 | 0 | 0 | 853.691 | 0 | 0
1939 | 884.928 | 0 | 0 | 0 | 0 | 0 | 0 | 884.928 | 0 | 0
1940 | 686.4 | 0 | 0 | 0 | 0 | 0 | 0 | 686.4 | 0 | 0
1941 | 1051.2 | 0 | 0 | 0 | 0 | 0 | 0 | 1051.2 | 0 | 0
1942 | 1072.8 | 0 | 0 | 0 | 0 | 0 | 0 | 1072.8 | 0 | 0
1943 | 1167.2 | 0 | 0 | 0 | 0 | 0 | 0 | 1167.2 | 0 | 0
1944 | 1155.2 | 0 | 0 | 0 | 0 | 0 | 0 | 1155.2 | 0 | 0
1945 | 943.2 | 0 | 0 | 0 | 0 | 0 | 0 | 943.2 | 0 | 0
1946 | 1432.8 | 0 | 0 | 0 | 0 | 0 | 0 | 1432.8 | 0 | 0
1947 | 1044 | 0 | 0 | 0 | 0 | 0 | 0 | 1044 | 0 | 0
1948 | 1157.6 | 0 | 0 | 0 | 0 | 0 | 0 | 1157.6 | 0 | 0
1949 | 960.8 | 0 | 0 | 0 | 0 | 0 | 0 | 960.8 | 0 | 0
1950 | 852.8 | 0 | 0 | 0 | 0 | 0 | 0 | 852.8 | 0 | 0
1951 | 1154.806 | 0 | 154.4578 | 154.4578 | 0 | 0 | 0 | 1007.628 | 0 | 0
1952 | 248.715 | 0 | 803.9021 | 261.0171 | 0 | 0 | 542.885 | 0 | 0 | 0
1953 | 294.906 | 0 | 1462.3969 | 309.4928 | 0 | 0 | 1152.904 | 0 | 0 | 0
1954 | 233.76 | 0 | 1928.6721 | 245.3224 | 0 | 0 | 1683.3497 | 0 | 0 | 0
1955 | 233.438 | 0 | 2201.8336 | 244.9845 | 0 | 0 | 1956.8491 | 0 | 0 | 0
1956 | 273.494 | 0 | 2365.4595 | 287.0218 | 0 | 0 | 2078.4378 | 0 | 0 | 0
1957 | 185.868 | 0 | 2358.6013 | 195.0615 | 0 | 0 | 2163.5398 | 0 | 0 | 0
1958 | 251.672 | 0 | 2188.9494 | 264.1204 | 0 | 0 | 1924.829 | 0 | 0 | 0
1959 | 290.153 | 0 | 1879.5321 | 304.5048 | 0 | 0 | 1575.0273 | 0 | 0 | 0
1960 | 251.848 | 0 | 1403.8022 | 264.3051 | 0 | 0 | 1139.4972 | 0 | 0 | 0
1961 | 267.282 | 0 | 778.8073 | 280.5025 | 0 | 0 | 498.3048 | 0 | 0 | 0
1962 | 269.159 | 0 | 146.8303 | 146.8303 | 0 | 0 | 0 | 129.249 | 0 | 0
1963 | 186.389 | 0 | 0 | 0 | 0 | 0 | 0 | 186.389 | 0 | 0
1964 | 352 | 0 | 0 | 0 | 0 | 0 | 0 | 352 | 0 | 0
1965 | 209.6 | 0 | 0 | 0 | 0 | 0 | 0 | 209.6 | 0 | 0
1966 | 269.6 | 0 | 0 | 0 | 0 | 0 | 0 | 269.6 | 0 | 0
1967 | 288.8 | 0 | 0 | 0 | 0 | 0 | 0 | 288.8 | 0 | 0
1968 | 246.4 | 0 | 0 | 0 | 0 | 0 | 0 | 246.4 | 0 | 0
1969 | 255.2 | 0 | 0 | 0 | 0 | 0 | 0 | 255.2 | 0 | 0
1970 | 220 | 0 | 0 | 0 | 0 | 0 | 0 | 220 | 0 | 0
1971 | 287.2 | 0 | 0 | 0 | 0 | 0 | 0 | 287.2 | 0 | 0
1972 | 292.8 | 0 | 0 | 0 | 0 | 0 | 0 | 292.8 | 0 | 0
1973 | 234.4 | 0 | 0 | 0 | 0 | 0 | 0 | 234.4 | 0 | 0
1974 | 231.2 | 0 | 0 | 0 | 0 | 0 | 0 | 231.2 | 0 | 0
1975 | 217.414 | 0 | 142.5338 | 142.5338 | 0 | 0 | 0 | 81.598 | 0 | 0
1976 | 235.207 | 0 | 766.2442 | 246.841 | 0 | 0 | 519.4032 | 0 | 0 | 0
1977 | 822.233 | 0 | 1414.5278 | 862.9029 | 0 | 0 | 551.6249 | 0 | 0 | 0
1978 | 1224.436 | 0 | 1101.557 | 1101.557 | 0 | 0 | 0 | 174.797 | 0 | 0
1979 | 1183.914 | 0 | 2222.8565 | 1242.4736 | 0 | 0 | 980.3829 | 0 | 0 | 0
1980 | 1080.396 | 0 | 2405.2247 | 1133.8353 | 0 | 0 | 1271.3894 | 0 | 0 | 0
1981 | 1034.163 | 0 | 2413.2363 | 1085.3155 | 0 | 0 | 1327.9208 | 0 | 0 | 0
1982 | 1287.314 | 0 | 2251.7639 | 1350.988 | 0 | 0 | 900.7759 | 0 | 0 | 0
1983 | 930.64 | 0 | 1936.5074 | 976.672 | 0 | 0 | 959.8354 | 0 | 0 | 0
1984 | 1303.577 | 0 | 1446.8848 | 1368.0554 | 0 | 0 | 78.8293 | 0 | 0 | 0
1985 | 1377.861 | 0 | 798.5015 | 798.5015 | 0 | 0 | 0 | 616.994 | 0 | 0
1986 | 1489.129 | 0 | 148.5221 | 148.5221 | 0 | 0 | 0 | 1347.607 | 0 | 0
1987 | 1582.537 | 0 | 0 | 0 | 0 | 0 | 0 | 1582.537 | 0 | 0
1988 | 1236.8 | 0 | 0 | 0 | 0 | 0 | 0 | 1236.8 | 0 | 0
1989 | 1488.8 | 0 | 0 | 0 | 0 | 0 | 0 | 1488.8 | 0 | 0
1990 | 1436.8 | 0 | 0 | 0 | 0 | 0 | 0 | 1436.8 | 0 | 0
1991 | 1529.6 | 0 | 0 | 0 | 0 | 0 | 0 | 1529.6 | 0 | 0
1992 | 1294.4 | 0 | 0 | 0 | 0 | 0 | 0 | 1294.4 | 0 | 0
1993 | 1304 | 0 | 0 | 0 | 0 | 0 | 0 | 1304 | 0 | 0
1994 | 1234.4 | 0 | 0 | 0 | 0 | 0 | 0 | 1234.4 | 0 | 0
1995 | 1701.6 | 0 | 0 | 0 | 0 | 0 | 0 | 1701.6 | 0 | 0
1996 | 1300 | 0 | 0 | 0 | 0 | 0 | 0 | 1300 | 0 | 0
1997 | 1364.8 | 0 | 0 | 0 | 0 | 0 | 0 | 1364.8 | 0 | 0
1998 | 1507.2 | 0 | 0 | 0 | 0 | 0 | 0 | 1507.2 | 0 | 0
1999 | 1696 | 0 | 151.2055 | 151.2055 | 0 | 0 | 0 | 1551.921 | 0 | 0
2000 | 1387.644 | 0 | 793.7254 | 793.7254 | 0 | 0 | 0 | 631.328 | 0 | 0
2001 | 1583.009 | 0 | 1451.2978 | 1451.2978 | 0 | 0 | 0 | 200.113 | 0 | 0
2002 | 2116.262 | 0 | 1932.3673 | 1932.3673 | 0 | 0 | 0 | 274.97 | 0 | 0
2003 | 2008.054 | 0 | 2235.2611 | 2107.3778 | 0 | 0 | 127.8833 | 0 | 0 | 0
2004 | 1681.412 | 0 | 2403.5771 | 1764.5792 | 0 | 0 | 638.9979 | 0 | 0 | 0
2005 | 1625.792 | 0 | 1644.4713 | 1644.4713 | 0 | 0 | 0 | 58.827 | 0 | 0
2006 | 1544.619 | 0 | 2184.2005 | 1621.02 | 0 | 0 | 563.1805 | 0 | 0 | 0
2007 | 1606.752 | 0 | 1915.2558 | 1686.2263 | 0 | 0 | 229.0295 | 0 | 0 | 0
2008 | 1395.182 | 0 | 1428.6756 | 1428.6756 | 0 | 0 | 0 | 33.842 | 0 | 0
2009 | 1443.602 | 0 | 791.6527 | 791.6527 | 0 | 0 | 0 | 689.261 | 0 | 0
2010 | 1556.4 | 0 | 149.6408 | 149.6408 | 0 | 0 | 0 | 1413.812 | 0 | 0
2011 | 1556.11 | 0 | 0 | 0 | 0 | 0 | 0 | 1556.11 | 0 | 0
2012 | 1073.6 | 0 | 0 | 0 | 0 | 0 | 0 | 1073.6 | 0 | 0
2013 | 1459.2 | 0 | 0 | 0 | 0 | 0 | 0 | 1459.2 | 0 | 0
2014 | 1785.6 | 0 | 0 | 0 | 0 | 0 | 0 | 1785.6 | 0 | 0
2015 | 1840 | 0 | 0 | 0 | 0 | 0 | 0 | 1840 | 0 | 0
2016 | 1543.2 | 0 | 0 | 0 | 0 | 0 | 0 | 1543.2 | 0 | 0
2017 | 1344.8 | 0 | 0 | 0 | 0 | 0 | 0 | 1344.8 | 0 | 0
2018 | 1585.6 | 0 | 0 | 0 | 0 | 0 | 0 | 1585.6 | 0 | 0
2019 | 1395.2 | 0 | 0 | 0 | 0 | 0 | 0 | 1395.2 | 0 | 0
2020 | 1634.4 | 0 | 0 | 0 | 0 | 0 | 0 | 1634.4 | 0 | 0
2021 | 1428 | 0 | 0 | 0 | 0 | 0 | 0 | 1428 | 0 | 0
2022 | 1732.8 | 0 | 0 | 0 | 0 | 0 | 0 | 1732.8 | 0 | 0
2023 | 1353.618 | 0 | 151.7439 | 151.7439 | 0 | 0 | 0 | 1209.026 | 0 | 0
2024 | 1535.856 | 0 | 780.9934 | 780.9934 | 0 | 0 | 0 | 791.672 | 0 | 0
2025 | 1275.614 | 0 | 1409.7726 | 1338.7093 | 0 | 0 | 71.0633 | 0 | 0 | 0
2026 | 1988.333 | 0 | 1905.2418 | 1905.2418 | 0 | 0 | 0 | 172.888 | 0 | 0
2027 | 1904.751 | 0 | 2264.8727 | 1998.9651 | 0 | 0 | 265.9076 | 0 | 0 | 0
2028 | 1672.28 | 0 | 2414.3267 | 1754.9955 | 0 | 0 | 659.3312 | 0 | 0 | 0
2029 | 1859.284 | 0 | 1608.0287 | 1608.0287 | 0 | 0 | 0 | 327.044 | 0 | 0
2030 | 1626.32 | 0 | 1334.1977 | 1334.1977 | 0 | 0 | 0 | 355.005 | 0 | 0
2031 | 1494.969 | 0 | 1936.4381 | 1568.9142 | 0 | 0 | 367.5239 | 0 | 0 | 0
2032 | 1162.25 | 0 | 1443.918 | 1219.738 | 0 | 0 | 224.1799 | 0 | 0 | 0
2033 | 1264.538 | 0 | 791.6674 | 791.6674 | 0 | 0 | 0 | 510.183 | 0 | 0
2034 | 1476.872 | 0 | 152.7629 | 152.7629 | 0 | 0 | 0 | 1331.309 | 0 | 0
2035 | 1536.546 | 0 | 0 | 0 | 0 | 0 | 0 | 1536.546 | 0 | 0
2036 | 1277.6 | 0 | 0 | 0 | 0 | 0 | 0 | 1277.6 | 0 | 0
2037 | 1460.8 | 0 | 0 | 0 | 0 | 0 | 0 | 1460.8 | 0 | 0
2038 | 1661.6 | 0 | 0 | 0 | 0 | 0 | 0 | 1661.6 | 0 | 0
2039 | 1407.2 | 0 | 0 | 0 | 0 | 0 | 0 | 1407.2 | 0 | 0
2040 | 1428 | 0 | 0 | 0 | 0 | 0 | 0 | 1428 | 0 | 0
2041 | 1554.4 | 0 | 0 | 0 | 0 | 0 | 0 | 1554.4 | 0 | 0
2042 | 1313.6 | 0 | 0 | 0 | 0 | 0 | 0 | 1313.6 | 0 | 0
2043 | 1546.4 | 0 | 0 | 0 | 0 | 0 | 0 | 1546.4 | 0 | 0
2044 | 1344.8 | 0 | 0 | 0 | 0 | 0 | 0 | 1344.8 | 0 | 0
2045 | 1362.4 | 0 | 0 | 0 | 0 | 0 | 0 | 1362.4 | 0 | 0
2046 | 1128.8 | 0 | 0 | 0 | 0 | 0 | 0 | 1128.8 | 0 | 0
2047 | 1486.419 | 0 | 157.2935 | 157.2935 | 0 | 0 | 0 | 1336.539 | 0 | 0
2048 | 1323.308 | 0 | 481.7978 | 481.7978 | 0 | 0 | 0 | 864.218 | 0 | 0
2049 | 1226.957 | 0 | 1219.3592 | 1219.3592 | 0 | 0 | 0 | 65.068 | 0 | 0
2050 | 1796.019 | 0 | 1885.323 | 1884.855 | 0 | 0 | 0.46806 | 0 | 0 | 0
2051 | 1668.541 | 0 | 2124.739 | 1751.0715 | 0 | 0 | 373.6675 | 0 | 0 | 0
2052 | 1931.97 | 0 | 2267.6076 | 2027.5305 | 0 | 0 | 240.0772 | 0 | 0 | 0
2053 | 1668.96 | 0 | 1833.1616 | 1751.5113 | 0 | 0 | 81.6503 | 0 | 0 | 0
2054 | 1763.69 | 0 | 1432.9028 | 1432.9028 | 0 | 0 | 0 | 398.322 | 0 | 0
2055 | 1579.999 | 0 | 1668.015 | 1658.15 | 0 | 0 | 9.8649 | 0 | 0 | 0
2056 | 1714.12 | 0 | 1303.0181 | 1303.0181 | 0 | 0 | 0 | 472.515 | 0 | 0
2057 | 1622.297 | 0 | 699.6957 | 699.6957 | 0 | 0 | 0 | 955.579 | 0 | 0
2058 | 1842.205 | 0 | 112.2621 | 112.2621 | 0 | 0 | 0 | 1735.234 | 0 | 0
2059 | 1704.336 | 0 | 0 | 0 | 0 | 0 | 0 | 1704.336 | 0 | 0
2060 | 1539.2 | 0 | 0 | 0 | 0 | 0 | 0 | 1539.2 | 0 | 0
2061 | 1760 | 0 | 0 | 0 | 0 | 0 | 0 | 1760 | 0 | 0
2062 | 1748 | 0 | 0 | 0 | 0 | 0 | 0 | 1748 | 0 | 0
2063 | 1951.2 | 0 | 0 | 0 | 0 | 0 | 0 | 1951.2 | 0 | 0
2064 | 1534.4 | 0 | 0 | 0 | 0 | 0 | 0 | 1534.4 | 0 | 0
2065 | 1479.2 | 0 | 0 | 0 | 0 | 0 | 0 | 1479.2 | 0 | 0
2066 | 1765.6 | 0 | 0 | 0 | 0 | 0 | 0 | 1765.6 | 0 | 0
2067 | 1462.4 | 0 | 0 | 0 | 0 | 0 | 0 | 1462.4 | 0 | 0
2068 | 1915.2 | 0 | 0 | 0 | 0 | 0 | 0 | 1915.2 | 0 | 0
2069 | 1624.8 | 0 | 0 | 0 | 0 | 0 | 0 | 1624.8 | 0 | 0
2070 | 1568 | 0 | 0 | 0 | 0 | 0 | 0 | 1568 | 0 | 0
2071 | 1421.665 | 0 | 129.1973 | 129.1973 | 0 | 0 | 0 | 1298.557 | 0 | 0
2072 | 1488.271 | 0 | 738.8112 | 738.8112 | 0 | 0 | 0 | 784.281 | 0 | 0
2073 | 1486.483 | 0 | 1338.024 | 1338.024 | 0 | 0 | 0 | 211.522 | 0 | 0
2074 | 1803.338 | 0 | 1805.9217 | 1805.9217 | 0 | 0 | 0 | 82.532 | 0 | 0
2075 | 2033.628 | 0 | 2131.5102 | 2131.5102 | 0 | 0 | 0 | 2.579 | 0 | 0
2076 | 1696.775 | 0 | 2095.8767 | 1780.7021 | 0 | 0 | 315.1746 | 0 | 0 | 0
2077 | 1592.548 | 0 | 2196.5979 | 1671.3197 | 0 | 0 | 525.2781 | 0 | 0 | 0
2078 | 1457.42 | 0 | 1737.0843 | 1529.5079 | 0 | 0 | 207.5764 | 0 | 0 | 0
2079 | 1641.988 | 0 | 1813.6195 | 1723.2052 | 0 | 0 | 90.4144 | 0 | 0 | 0
2080 | 1955.911 | 0 | 1347.9246 | 1347.9246 | 0 | 0 | 0 | 671.516 | 0 | 0
2081 | 1702.841 | 0 | 727.774 | 727.774 | 0 | 0 | 0 | 1009.368 | 0 | 0
2082 | 1466.806 | 0 | 127.9683 | 127.9683 | 0 | 0 | 0 | 1344.869 | 0 | 0
2083 | 1663.509 | 0 | 0 | 0 | 0 | 0 | 0 | 1663.509 | 0 | 0
2084 | 1294.4 | 0 | 0 | 0 | 0 | 0 | 0 | 1294.4 | 0 | 0
2085 | 1368 | 0 | 0 | 0 | 0 | 0 | 0 | 1368 | 0 | 0
2086 | 1146.4 | 0 | 0 | 0 | 0 | 0 | 0 | 1146.4 | 0 | 0
2087 | 1459.2 | 0 | 0 | 0 | 0 | 0 | 0 | 1459.2 | 0 | 0
2088 | 1268.8 | 0 | 0 | 0 | 0 | 0 | 0 | 1268.8 | 0 | 0
2089 | 923.2 | 0 | 0 | 0 | 0 | 0 | 0 | 923.2 | 0 | 0
2090 | 1351.2 | 0 | 0 | 0 | 0 | 0 | 0 | 1351.2 | 0 | 0
2091 | 1026.4 | 0 | 0 | 0 | 0 | 0 | 0 | 1026.4 | 0 | 0
2092 | 1252.8 | 0 | 0 | 0 | 0 | 0 | 0 | 1252.8 | 0 | 0
2093 | 1265.6 | 0 | 0 | 0 | 0 | 0 | 0 | 1265.6 | 0 | 0
2094 | 918.4 | 0 | 0 | 0 | 0 | 0 | 0 | 918.4 | 0 | 0
2095 | 1050.829 | 0 | 145.9005 | 145.9005 | 0 | 0 | 0 | 911.805 | 0 | 0
2096 | 806.027 | 0 | 792.6204 | 792.6204 | 0 | 0 | 0 | 50.764 | 0 | 0
2097 | 1095.822 | 0 | 1199.5201 | 1150.0243 | 0 | 0 | 49.4958 | 0 | 0 | 0
2098 | 1270.332 | 0 | 1968.9274 | 1333.1661 | 0 | 0 | 635.7614 | 0 | 0 | 0
2099 | 1318.43 | 0 | 2318.0847 | 1383.6431 | 0 | 0 | 934.4416 | 0 | 0 | 0
2100 | 1137.052 | 0 | 2493.5664 | 1193.2937 | 0 | 0 | 1300.2727 | 0 | 0 | 0
2101 | 1338.908 | 0 | 2503.5353 | 1405.134 | 0 | 0 | 1098.4012 | 0 | 0 | 0
2102 | 1124.637 | 0 | 2316.9167 | 1180.2646 | 0 | 0 | 1136.6521 | 0 | 0 | 0
2103 | 1168.045 | 0 | 1992.7649 | 1225.8197 | 0 | 0 | 766.9452 | 0 | 0 | 0
2104 | 1479.406 | 0 | 1491.0798 | 1491.0798 | 0 | 0 | 0 | 58.603 | 0 | 0
2105 | 1301.431 | 0 | 820.2433 | 820.2433 | 0 | 0 | 0 | 519.847 | 0 | 0
2106 | 1478.389 | 0 | 148.6879 | 148.6879 | 0 | 0 | 0 | 1336.709 | 0 | 0
2107 | 1147.38 | 0 | 0 | 0 | 0 | 0 | 0 | 1147.38 | 0 | 0
2108 | 1016 | 0 | 0 | 0 | 0 | 0 | 0 | 1016 | 0 | 0
2109 | 1436 | 0 | 0 | 0 | 0 | 0 | 0 | 1436 | 0 | 0
2110 | 1550.4 | 0 | 0 | 0 | 0 | 0 | 0 | 1550.4 | 0 | 0
2111 | 1441.6 | 0 | 0 | 0 | 0 | 0 | 0 | 1441.6 | 0 | 0
2112 | 1428 | 0 | 0 | 0 | 0 | 0 | 0 | 1428 | 0 | 0
2113 | 1300 | 0 | 0 | 0 | 0 | 0 | 0 | 1300 | 0 | 0
2114 | 1284 | 0 | 0 | 0 | 0 | 0 | 0 | 1284 | 0 | 0
2115 | 1629.6 | 0 | 0 | 0 | 0 | 0 | 0 | 1629.6 | 0 | 0
2116 | 1440 | 0 | 0 | 0 | 0 | 0 | 0 | 1440 | 0 | 0
2117 | 1583.2 | 0 | 0 | 0 | 0 | 0 | 0 | 1583.2 | 0 | 0
2118 | 1600 | 0 | 0 | 0 | 0 | 0 | 0 | 1600 | 0 | 0
2119 | 1140.384 | 0 | 178.289 | 178.289 | 0 | 0 | 0 | 970.498 | 0 | 0
2120 | 204.826 | 0 | 833.9975 | 214.9572 | 0 | 0 | 619.0403 | 0 | 0 | 0
2121 | 307.065 | 0 | 1477.357 | 322.2533 | 0 | 0 | 1155.1037 | 0 | 0 | 0
2122 | 313.222 | 0 | 1938.8141 | 328.7148 | 0 | 0 | 1610.0993 | 0 | 0 | 0
2123 | 355.547 | 0 | 2234.919 | 373.1333 | 0 | 0 | 1861.7857 | 0 | 0 | 0
2124 | 311.517 | 0 | 2393.8076 | 326.9255 | 0 | 0 | 2066.8822 | 0 | 0 | 0
2125 | 299.716 | 0 | 1639.2251 | 314.5408 | 0 | 0 | 1324.6843 | 0 | 0 | 0
2126 | 315.351 | 0 | 2233.3931 | 330.9491 | 0 | 0 | 1902.444 | 0 | 0 | 0
2127 | 283.379 | 0 | 1910.38 | 297.3957 | 0 | 0 | 1612.9843 | 0 | 0 | 0
2128 | 230.684 | 0 | 1422.1112 | 242.0943 | 0 | 0 | 1180.0169 | 0 | 0 | 0
2129 | 250.683 | 0 | 774.5287 | 263.0825 | 0 | 0 | 511.4462 | 0 | 0 | 0
2130 | 298.518 | 0 | 141.7982 | 141.7982 | 0 | 0 | 0 | 163.403 | 0 | 0
2131 | 256.165 | 0 | 0 | 0 | 0 | 0 | 0 | 256.165 | 0 | 0
2132 | 318.4 | 0 | 0 | 0 | 0 | 0 | 0 | 318.4 | 0 | 0
2133 | 298.4 | 0 | 0 | 0 | 0 | 0 | 0 | 298.4 | 0 | 0
2134 | 237.6 | 0 | 0 | 0 | 0 | 0 | 0 | 237.6 | 0 | 0
2135 | 305.6 | 0 | 0 | 0 | 0 | 0 | 0 | 305.6 | 0 | 0
2136 | 168 | 0 | 0 | 0 | 0 | 0 | 0 | 168 | 0 | 0
2137 | 228.8 | 0 | 0 | 0 | 0 | 0 | 0 | 228.8 | 0 | 0
2138 | 226.4 | 0 | 0 | 0 | 0 | 0 | 0 | 226.4 | 0 | 0
2139 | 221.6 | 0 | 0 | 0 | 0 | 0 | 0 | 221.6 | 0 | 0
2140 | 135.2 | 0 | 0 | 0 | 0 | 0 | 0 | 135.2 | 0 | 0
2141 | 148.8 | 0 | 0 | 0 | 0 | 0 | 0 | 148.8 | 0 | 0
2142 | 203.2 | 0 | 0 | 0 | 0 | 0 | 0 | 203.2 | 0 | 0
2143 | 139.948 | 0 | 180.4719 | 146.8702 | 0 | 0 | 33.6017 | 0 | 0 | 0
2144 | 168.345 | 0 | 815.3465 | 176.6718 | 0 | 0 | 638.6747 | 0 | 0 | 0
2145 | 999.188 | 0 | 1436.6872 | 1048.6105 | 0 | 0 | 388.0766 | 0 | 0 | 0
2146 | 1188.218 | 0 | 1708.6953 | 1246.9905 | 0 | 0 | 461.7048 | 0 | 0 | 0
2147 | 1369.757 | 0 | 1293.1826 | 1293.1826 | 0 | 0 | 0 | 137.524 | 0 | 0
2148 | 1382.264 | 0 | 1456.8788 | 1450.6345 | 0 | 0 | 6.2443 | 0 | 0 | 0
2149 | 1401.945 | 0 | 1874.8945 | 1471.289 | 0 | 0 | 403.6055 | 0 | 0 | 0
2150 | 1395.96 | 0 | 1558.1772 | 1465.008 | 0 | 0 | 93.1692 | 0 | 0 | 0
2151 | 1436.28 | 0 | 1376.5834 | 1376.5834 | 0 | 0 | 0 | 124.577 | 0 | 0
2152 | 1584.287 | 0 | 1117.0764 | 1117.0764 | 0 | 0 | 0 | 519.86 | 0 | 0
2153 | 1458.461 | 0 | 739.7852 | 739.7852 | 0 | 0 | 0 | 753.543 | 0 | 0
2154 | 1392.377 | 0 | 136.0691 | 136.0691 | 0 | 0 | 0 | 1262.721 | 0 | 0
2155 | 1600.335 | 0 | 0 | 0 | 0 | 0 | 0 | 1600.335 | 0 | 0
2156 | 1251.2 | 0 | 0 | 0 | 0 | 0 | 0 | 1251.2 | 0 | 0
2157 | 921.6 | 0 | 0 | 0 | 0 | 0 | 0 | 921.6 | 0 | 0
2158 | 1216 | 0 | 0 | 0 | 0 | 0 | 0 | 1216 | 0 | 0
2159 | 1305.6 | 0 | 0 | 0 | 0 | 0 | 0 | 1305.6 | 0 | 0
2160 | 875.2 | 0 | 0 | 0 | 0 | 0 | 0 | 875.2 | 0 | 0
2161 | 1137.6 | 0 | 0 | 0 | 0 | 0 | 0 | 1137.6 | 0 | 0
2162 | 760 | 0 | 0 | 0 | 0 | 0 | 0 | 760 | 0 | 0
2163 | 1196.8 | 0 | 0 | 0 | 0 | 0 | 0 | 1196.8 | 0 | 0
2164 | 1156 | 0 | 0 | 0 | 0 | 0 | 0 | 1156 | 0 | 0
2165 | 1220 | 0 | 0 | 0 | 0 | 0 | 0 | 1220 | 0 | 0
2166 | 1054.4 | 0 | 0 | 0 | 0 | 0 | 0 | 1054.4 | 0 | 0
2167 | 1293.304 | 0 | 165.5496 | 165.5496 | 0 | 0 | 0 | 1135.557 | 0 | 0
2168 | 1393.785 | 0 | 634.0938 | 634.0938 | 0 | 0 | 0 | 789.577 | 0 | 0
2169 | 1579.901 | 0 | 1420.5254 | 1420.5254 | 0 | 0 | 0 | 226.327 | 0 | 0
2170 | 1649.699 | 0 | 1858.2983 | 1731.2976 | 0 | 0 | 127.0007 | 0 | 0 | 0
2171 | 1676.943 | 0 | 2175.8468 | 1759.8891 | 0 | 0 | 415.9577 | 0 | 0 | 0
2172 | 1684.745 | 0 | 2331.034 | 1768.077 | 0 | 0 | 562.957 | 0 | 0 | 0
2173 | 1931.871 | 0 | 2340.4582 | 2027.4266 | 0 | 0 | 313.0316 | 0 | 0 | 0
2174 | 1728.951 | 0 | 1063.2086 | 1063.2086 | 0 | 0 | 0 | 715.853 | 0 | 0
2175 | 1653.202 | 0 | 1799.4885 | 1734.9738 | 0 | 0 | 64.5147 | 0 | 0 | 0
2176 | 1470.106 | 0 | 1117.6421 | 1117.6421 | 0 | 0 | 0 | 405.14 | 0 | 0
2177 | 1634.306 | 0 | 708.6602 | 708.6602 | 0 | 0 | 0 | 959.046 | 0 | 0
2178 | 1538.105 | 0 | 120.8194 | 120.8194 | 0 | 0 | 0 | 1422.98 | 0 | 0
2179 | 1470.4 | 0 | 0 | 0 | 0 | 0 | 0 | 1470.4 | 0 | 0
2180 | 1250.4 | 0 | 0 | 0 | 0 | 0 | 0 | 1250.4 | 0 | 0
2181 | 1324.8 | 0 | 0 | 0 | 0 | 0 | 0 | 1324.8 | 0 | 0
2182 | 1529.6 | 0 | 0 | 0 | 0 | 0 | 0 | 1529.6 | 0 | 0
2183 | 1635.2 | 0 | 0 | 0 | 0 | 0 | 0 | 1635.2 | 0 | 0
2184 | 1508 | 0 | 0 | 0 | 0 | 0 | 0 | 1508 | 0 | 0
2185 | 972 | 0 | 0 | 0 | 0 | 0 | 0 | 972 | 0 | 0
2186 | 1086.4 | 0 | 0 | 0 | 0 | 0 | 0 | 1086.4 | 0 | 0
2187 | 1562.4 | 0 | 0 | 0 | 0 | 0 | 0 | 1562.4 | 0 | 0
2188 | 1220 | 0 | 0 | 0 | 0 | 0 | 0 | 1220 | 0 | 0
2189 | 1601.6 | 0 | 0 | 0 | 0 | 0 | 0 | 1601.6 | 0 | 0
2190 | 1461.6 | 0 | 0 | 0 | 0 | 0 | 0 | 1461.6 | 0 | 0
2191 | 1554.491 | 0 | 118.965 | 118.965 | 0 | 0 | 0 | 1441.133 | 0 | 0
2192 | 1258.89 | 0 | 502.0231 | 502.0231 | 0 | 0 | 0 | 780.528 | 0 | 0
2193 | 1130.656 | 0 | 1067.9081 | 1067.9081 | 0 | 0 | 0 | 113.08 | 0 | 0
2194 | 1493.053 | 0 | 1490.7964 | 1490.7964 | 0 | 0 | 0 | 72.52 | 0 | 0
2195 | 1407.71 | 0 | 1736.6635 | 1477.3391 | 0 | 0 | 259.3243 | 0 | 0 | 0
2196 | 1593.023 | 0 | 1885.3094 | 1671.8182 | 0 | 0 | 213.4911 | 0 | 0 | 0
2197 | 1931.914 | 0 | 1809.0229 | 1809.0229 | 0 | 0 | 0 | 208.153 | 0 | 0
2198 | 1327.845 | 0 | 1531.1692 | 1393.5238 | 0 | 0 | 137.6454 | 0 | 0 | 0
2199 | 1348.658 | 0 | 1931.4417 | 1415.3663 | 0 | 0 | 516.0754 | 0 | 0 | 0
2200 | 1472.454 | 0 | 1235.289 | 1235.289 | 0 | 0 | 0 | 295.386 | 0 | 0
2201 | 1419.53 | 0 | 790.4133 | 790.4133 | 0 | 0 | 0 | 666.37 | 0 | 0
2202 | 938.571 | 0 | 82.3818 | 82.3818 | 0 | 0 | 0 | 860.072 | 0 | 0
2203 | 1347.852 | 0 | 0 | 0 | 0 | 0 | 0 | 1347.852 | 0 | 0
2204 | 1007.2 | 0 | 0 | 0 | 0 | 0 | 0 | 1007.2 | 0 | 0
2205 | 1144 | 0 | 0 | 0 | 0 | 0 | 0 | 1144 | 0 | 0
2206 | 1352 | 0 | 0 | 0 | 0 | 0 | 0 | 1352 | 0 | 0
2207 | 1520.8 | 0 | 0 | 0 | 0 | 0 | 0 | 1520.8 | 0 | 0
2208 | 1532.8 | 0 | 0 | 0 | 0 | 0 | 0 | 1532.8 | 0 | 0
2209 | 1087.2 | 0 | 0 | 0 | 0 | 0 | 0 | 1087.2 | 0 | 0
2210 | 1328.8 | 0 | 0 | 0 | 0 | 0 | 0 | 1328.8 | 0 | 0
2211 | 1067.2 | 0 | 0 | 0 | 0 | 0 | 0 | 1067.2 | 0 | 0
2212 | 1069.6 | 0 | 0 | 0 | 0 | 0 | 0 | 1069.6 | 0 | 0
2213 | 964.8 | 0 | 0 | 0 | 0 | 0 | 0 | 964.8 | 0 | 0
2214 | 1233.6 | 0 | 0 | 0 | 0 | 0 | 0 | 1233.6 | 0 | 0
2215 | 1241.187 | 0 | 193.3037 | 193.3037 | 0 | 0 | 0 | 1056.994 | 0 | 0
2216 | 1139.749 | 0 | 862.4663 | 862.4663 | 0 | 0 | 0 | 317.932 | 0 | 0
2217 | 1485.342 | 0 | 1501.5502 | 1501.5502 | 0 | 0 | 0 | 54.562 | 0 | 0
2218 | 1788.565 | 0 | 1977.5362 | 1877.0323 | 0 | 0 | 100.5039 | 0 | 0 | 0
2219 | 1486.331 | 0 | 2299.7579 | 1559.849 | 0 | 0 | 739.909 | 0 | 0 | 0
2220 | 1635.414 | 0 | 2461.2125 | 1716.306 | 0 | 0 | 744.9065 | 0 | 0 | 0
2221 | 1839.255 | 0 | 1759.3025 | 1759.3025 | 0 | 0 | 0 | 162.871 | 0 | 0
2222 | 1431.431 | 0 | 2276.1545 | 1502.2334 | 0 | 0 | 773.921 | 0 | 0 | 0
2223 | 1727.174 | 0 | 1945.8004 | 1812.6047 | 0 | 0 | 133.1957 | 0 | 0 | 0
2224 | 1726.438 | 0 | 1458.581 | 1458.581 | 0 | 0 | 0 | 336.602 | 0 | 0
2225 | 1599.501 | 0 | 793.8975 | 793.8975 | 0 | 0 | 0 | 843.021 | 0 | 0
2226 | 1633.042 | 0 | 140.7004 | 140.7004 | 0 | 0 | 0 | 1498.973 | 0 | 0
2227 | 1619.476 | 0 | 0 | 0 | 0 | 0 | 0 | 1619.476 | 0 | 0
2228 | 1533.6 | 0 | 0 | 0 | 0 | 0 | 0 | 1533.6 | 0 | 0
2229 | 1748.8 | 0 | 0 | 0 | 0 | 0 | 0 | 1748.8 | 0 | 0
2230 | 1145.6 | 0 | 0 | 0 | 0 | 0 | 0 | 1145.6 | 0 | 0
2231 | 1203.2 | 0 | 0 | 0 | 0 | 0 | 0 | 1203.2 | 0 | 0
2232 | 382.4 | 0 | 0 | 0 | 0 | 0 | 0 | 382.4 | 0 | 0
2233 | 120 | 0 | 0 | 0 | 0 | 0 | 0 | 120 | 0 | 0
2234 | 126.4 | 0 | 0 | 0 | 0 | 0 | 0 | 126.4 | 0 | 0
2235 | 118.4 | 0 | 0 | 0 | 0 | 0 | 0 | 118.4 | 0 | 0
2236 | 124.8 | 0 | 0 | 0 | 0 | 0 | 0 | 124.8 | 0 | 0
2237 | 127.2 | 0 | 0 | 0 | 0 | 0 | 0 | 127.2 | 0 | 0
2238 | 104.8 | 0 | 0 | 0 | 0 | 0 | 0 | 104.8 | 0 | 0
2239 | 90.455 | 0 | 112.4352 | 94.9291 | 0 | 0 | 17.5061 | 0 | 0 | 0
2240 | 181.636 | 0 | 501.7166 | 190.6202 | 0 | 0 | 311.0964 | 0 | 0 | 0
2241 | 1303.888 | 0 | 539.1804 | 539.1804 | 0 | 0 | 0 | 790.12 | 0 | 0
2242 | 1593.999 | 0 | 1300.321 | 1300.321 | 0 | 0 | 0 | 354.964 | 0 | 0
2243 | 1722.687 | 0 | 1503.1077 | 1503.1077 | 0 | 0 | 0 | 290.423 | 0 | 0
2244 | 1824.597 | 0 | 1486.5461 | 1486.5461 | 0 | 0 | 0 | 408.114 | 0 | 0
2245 | 1538.349 | 0 | 1840.9244 | 1614.4399 | 0 | 0 | 226.4845 | 0 | 0 | 0
2246 | 1462.819 | 0 | 1737.1672 | 1535.174 | 0 | 0 | 201.9932 | 0 | 0 | 0
2247 | 1763.062 | 0 | 1315.3011 | 1315.3011 | 0 | 0 | 0 | 509.753 | 0 | 0
2248 | 1727.078 | 0 | 1148.6044 | 1148.6044 | 0 | 0 | 0 | 632.609 | 0 | 0
2249 | 1726.744 | 0 | 165.219 | 165.219 | 0 | 0 | 0 | 1569.312 | 0 | 0
2250 | 1440.062 | 0 | 31.9152 | 31.9152 | 0 | 0 | 0 | 1409.651 | 0 | 0
2251 | 1485.876 | 0 | 0 | 0 | 0 | 0 | 0 | 1485.876 | 0 | 0
2252 | 1420 | 0 | 0 | 0 | 0 | 0 | 0 | 1420 | 0 | 0
2253 | 1555.2 | 0 | 0 | 0 | 0 | 0 | 0 | 1555.2 | 0 | 0
2254 | 1828.8 | 0 | 0 | 0 | 0 | 0 | 0 | 1828.8 | 0 | 0
2255 | 1337.6 | 0 | 0 | 0 | 0 | 0 | 0 | 1337.6 | 0 | 0
2256 | 1448.8 | 0 | 0 | 0 | 0 | 0 | 0 | 1448.8 | 0 | 0
2257 | 1088.8 | 0 | 0 | 0 | 0 | 0 | 0 | 1088.8 | 0 | 0
2258 | 1398.4 | 0 | 0 | 0 | 0 | 0 | 0 | 1398.4 | 0 | 0
2259 | 1239.2 | 0 | 0 | 0 | 0 | 0 | 0 | 1239.2 | 0 | 0
2260 | 1181.6 | 0 | 0 | 0 | 0 | 0 | 0 | 1181.6 | 0 | 0
2261 | 1463.2 | 0 | 0 | 0 | 0 | 0 | 0 | 1463.2 | 0 | 0
2262 | 1187.2 | 0 | 0 | 0 | 0 | 0 | 0 | 1187.2 | 0 | 0
2263 | 1184.8 | 0 | 187.9829 | 187.9829 | 0 | 0 | 0 | 1005.677 | 0 | 0
2264 | 1603.456 | 0 | 734.053 | 734.053 | 0 | 0 | 0 | 904 | 0 | 0
2265 | 1609.349 | 0 | 1147.4479 | 1147.4479 | 0 | 0 | 0 | 515.982 | 0 | 0
2266 | 1528.207 | 0 | 1530.5438 | 1530.5438 | 0 | 0 | 0 | 69.8 | 0 | 0
2267 | 1584.409 | 0 | 1738.7215 | 1662.7782 | 0 | 0 | 75.9433 | 0 | 0 | 0
2268 | 1411.614 | 0 | 1803.8322 | 1481.4362 | 0 | 0 | 322.396 | 0 | 0 | 0
2269 | 1807.633 | 0 | 1868.5683 | 1868.5683 | 0 | 0 | 0 | 27.133 | 0 | 0
2270 | 1580.825 | 0 | 1821.034 | 1659.0169 | 0 | 0 | 162.0171 | 0 | 0 | 0
2271 | 1109.428 | 0 | 1452.3546 | 1164.3033 | 0 | 0 | 288.0513 | 0 | 0 | 0
2272 | 1562.899 | 0 | 1126.742 | 1126.742 | 0 | 0 | 0 | 489.262 | 0 | 0
2273 | 1288.141 | 0 | 624.3075 | 624.3075 | 0 | 0 | 0 | 693.258 | 0 | 0
2274 | 1690.754 | 0 | 126.8181 | 126.8181 | 0 | 0 | 0 | 1569.913 | 0 | 0
2275 | 1651.22 | 0 | 0 | 0 | 0 | 0 | 0 | 1651.22 | 0 | 0
2276 | 1392.8 | 0 | 0 | 0 | 0 | 0 | 0 | 1392.8 | 0 | 0
2277 | 1446.4 | 0 | 0 | 0 | 0 | 0 | 0 | 1446.4 | 0 | 0
2278 | 1270.4 | 0 | 0 | 0 | 0 | 0 | 0 | 1270.4 | 0 | 0
2279 | 1509.6 | 0 | 0 | 0 | 0 | 0 | 0 | 1509.6 | 0 | 0
2280 | 1620 | 0 | 0 | 0 | 0 | 0 | 0 | 1620 | 0 | 0
2281 | 1519.2 | 0 | 0 | 0 | 0 | 0 | 0 | 1519.2 | 0 | 0
2282 | 1356.8 | 0 | 0 | 0 | 0 | 0 | 0 | 1356.8 | 0 | 0
2283 | 1847.2 | 0 | 0 | 0 | 0 | 0 | 0 | 1847.2 | 0 | 0
2284 | 1688 | 0 | 0 | 0 | 0 | 0 | 0 | 1688 | 0 | 0
2285 | 1469.6 | 0 | 0 | 0 | 0 | 0 | 0 | 1469.6 | 0 | 0
2286 | 1407.2 | 0 | 0 | 0 | 0 | 0 | 0 | 1407.2 | 0 | 0
2287 | 1298.407 | 0 | 71.7937 | 71.7937 | 0 | 0 | 0 | 1229.997 | 0 | 0
2288 | 341.456 | 0 | 297.2309 | 297.2309 | 0 | 0 | 0 | 58.234 | 0 | 0
2289 | 276.424 | 0 | 887.2263 | 290.0967 | 0 | 0 | 597.1296 | 0 | 0 | 0
2290 | 284.243 | 0 | 1491.9225 | 298.3024 | 0 | 0 | 1193.62 | 0 | 0 | 0
2291 | 269.004 | 0 | 2193.7391 | 282.3097 | 0 | 0 | 1911.4295 | 0 | 0 | 0
2292 | 333.853 | 0 | 2020.9745 | 350.3663 | 0 | 0 | 1670.6082 | 0 | 0 | 0
2293 | 211.973 | 0 | 1771.959 | 222.4578 | 0 | 0 | 1549.5012 | 0 | 0 | 0
2294 | 211.252 | 0 | 1929.1664 | 221.7011 | 0 | 0 | 1707.4653 | 0 | 0 | 0
2295 | 343.658 | 0 | 1486.332 | 360.6563 | 0 | 0 | 1125.6757 | 0 | 0 | 0
2296 | 393.167 | 0 | 790.8384 | 412.6141 | 0 | 0 | 378.2243 | 0 | 0 | 0
2297 | 317.159 | 0 | 645.7795 | 332.8465 | 0 | 0 | 312.933 | 0 | 0 | 0
2298 | 348.83 | 0 | 128.534 | 128.534 | 0 | 0 | 0 | 226.354 | 0 | 0
2299 | 281.691 | 0 | 0 | 0 | 0 | 0 | 0 | 281.691 | 0 | 0
2300 | 266.4 | 0 | 0 | 0 | 0 | 0 | 0 | 266.4 | 0 | 0
2301 | 309.6 | 0 | 0 | 0 | 0 | 0 | 0 | 309.6 | 0 | 0
2302 | 292 | 0 | 0 | 0 | 0 | 0 | 0 | 292 | 0 | 0
2303 | 243.2 | 0 | 0 | 0 | 0 | 0 | 0 | 243.2 | 0 | 0
2304 | 139.2 | 0 | 0 | 0 | 0 | 0 | 0 | 139.2 | 0 | 0
2305 | 142.4 | 0 | 0 | 0 | 0 | 0 | 0 | 142.4 | 0 | 0
2306 | 124 | 0 | 0 | 0 | 0 | 0 | 0 | 124 | 0 | 0
2307 | 118.4 | 0 | 0 | 0 | 0 | 0 | 0 | 118.4 | 0 | 0
2308 | 115.2 | 0 | 0 | 0 | 0 | 0 | 0 | 115.2 | 0 | 0
2309 | 101.6 | 0 | 0 | 0 | 0 | 0 | 0 | 101.6 | 0 | 0
2310 | 99.2 | 0 | 0 | 0 | 0 | 0 | 0 | 99.2 | 0 | 0
2311 | 81.795 | 0 | 180.6377 | 85.8408 | 0 | 0 | 94.7969 | 0 | 0 | 0
2312 | 89.489 | 0 | 692.2613 | 93.9154 | 0 | 0 | 598.3459 | 0 | 0 | 0
2313 | 89.121 | 0 | 1455.2731 | 93.5292 | 0 | 0 | 1361.744 | 0 | 0 | 0
2314 | 88.082 | 0 | 1918.7746 | 92.4388 | 0 | 0 | 1826.3359 | 0 | 0 | 0
2315 | 84.446 | 0 | 2214.1333 | 88.6229 | 0 | 0 | 2125.5104 | 0 | 0 | 0
2316 | 92.13 | 0 | 1458.9505 | 96.687 | 0 | 0 | 1362.2635 | 0 | 0 | 0
2317 | 88.264 | 0 | 476.4865 | 92.6298 | 0 | 0 | 383.8567 | 0 | 0 | 0
2318 | 92.708 | 0 | 587.1398 | 97.2936 | 0 | 0 | 489.8462 | 0 | 0 | 0
2319 | 86.801 | 0 | 567.2178 | 91.0944 | 0 | 0 | 476.1234 | 0 | 0 | 0
2320 | 98.247 | 0 | 99.7 | 99.7 | 0 | 0 | 0 | 3.246 | 0 | 0
2321 | 88.18 | 0 | 277.4916 | 92.5416 | 0 | 0 | 184.95 | 0 | 0 | 0
2322 | 94.896 | 0 | 53.913 | 53.913 | 0 | 0 | 0 | 43.524 | 0 | 0
2323 | 102.069 | 0 | 0 | 0 | 0 | 0 | 0 | 102.069 | 0 | 0
2324 | 104.8 | 0 | 0 | 0 | 0 | 0 | 0 | 104.8 | 0 | 0
2325 | 103.2 | 0 | 0 | 0 | 0 | 0 | 0 | 103.2 | 0 | 0
2326 | 111.2 | 0 | 0 | 0 | 0 | 0 | 0 | 111.2 | 0 | 0
2327 | 101.6 | 0 | 0 | 0 | 0 | 0 | 0 | 101.6 | 0 | 0
2328 | 107.2 | 0 | 0 | 0 | 0 | 0 | 0 | 107.2 | 0 | 0
2329 | 96.8 | 0 | 0 | 0 | 0 | 0 | 0 | 96.8 | 0 | 0
2330 | 103.2 | 0 | 0 | 0 | 0 | 0 | 0 | 103.2 | 0 | 0
2331 | 100 | 0 | 0 | 0 | 0 | 0 | 0 | 100 | 0 | 0
2332 | 101.6 | 0 | 0 | 0 | 0 | 0 | 0 | 101.6 | 0 | 0
2333 | 96 | 0 | 0 | 0 | 0 | 0 | 0 | 96 | 0 | 0
2334 | 101.6 | 0 | 0 | 0 | 0 | 0 | 0 | 101.6 | 0 | 0
2335 | 90.638 | 0 | 182.3746 | 95.1212 | 0 | 0 | 87.2534 | 0 | 0 | 0
2336 | 142.371 | 0 | 705.6083 | 149.4131 | 0 | 0 | 556.1953 | 0 | 0 | 0
2337 | 876.805 | 0 | 1261.5371 | 920.1741 | 0 | 0 | 341.3629 | 0 | 0 | 0
2338 | 1186.13 | 0 | 1404.0646 | 1244.7992 | 0 | 0 | 159.2654 | 0 | 0 | 0
2339 | 1409.196 | 0 | 1504.4646 | 1478.8986 | 0 | 0 | 25.566 | 0 | 0 | 0
2340 | 1645.065 | 0 | 2395.2024 | 1726.4344 | 0 | 0 | 668.768 | 0 | 0 | 0
2341 | 1551.507 | 0 | 1259.7488 | 1259.7488 | 0 | 0 | 0 | 351.132 | 0 | 0
2342 | 1454.836 | 0 | 1592.6058 | 1526.7961 | 0 | 0 | 65.8097 | 0 | 0 | 0
2343 | 1456.702 | 0 | 1017.1865 | 1017.1865 | 0 | 0 | 0 | 487.457 | 0 | 0
2344 | 1631.387 | 0 | 487.0189 | 487.0189 | 0 | 0 | 0 | 1167.322 | 0 | 0
2345 | 1631.553 | 0 | 560.1392 | 560.1392 | 0 | 0 | 0 | 1097.814 | 0 | 0
2346 | 1765.931 | 0 | 110.3185 | 110.3185 | 0 | 0 | 0 | 1660.812 | 0 | 0
2347 | 1730.86 | 0 | 0 | 0 | 0 | 0 | 0 | 1730.86 | 0 | 0
2348 | 1846.4 | 0 | 0 | 0 | 0 | 0 | 0 | 1846.4 | 0 | 0
2349 | 1725.6 | 0 | 0 | 0 | 0 | 0 | 0 | 1725.6 | 0 | 0
2350 | 1554.4 | 0 | 0 | 0 | 0 | 0 | 0 | 1554.4 | 0 | 0
2351 | 1998.4 | 0 | 0 | 0 | 0 | 0 | 0 | 1998.4 | 0 | 0
2352 | 1700.8 | 0 | 0 | 0 | 0 | 0 | 0 | 1700.8 | 0 | 0
2353 | 1940.8 | 0 | 0 | 0 | 0 | 0 | 0 | 1940.8 | 0 | 0
2354 | 1621.6 | 0 | 0 | 0 | 0 | 0 | 0 | 1621.6 | 0 | 0
2355 | 1272.8 | 0 | 0 | 0 | 0 | 0 | 0 | 1272.8 | 0 | 0
2356 | 1277.6 | 0 | 0 | 0 | 0 | 0 | 0 | 1277.6 | 0 | 0
2357 | 1742.4 | 0 | 0 | 0 | 0 | 0 | 0 | 1742.4 | 0 | 0
2358 | 1696 | 0 | 0 | 0 | 0 | 0 | 0 | 1696 | 0 | 0
2359 | 1093.028 | 0 | 216.5724 | 216.5724 | 0 | 0 | 0 | 886.663 | 0 | 0
2360 | 1153.367 | 0 | 858.3807 | 858.3807 | 0 | 0 | 0 | 335.443 | 0 | 0
2361 | 1724.16 | 0 | 1462.0443 | 1462.0443 | 0 | 0 | 0 | 331.024 | 0 | 0
2362 | 2138.256 | 0 | 1879.3831 | 1879.3831 | 0 | 0 | 0 | 347.451 | 0 | 0
2363 | 1900.048 | 0 | 2165.7321 | 1994.0295 | 0 | 0 | 171.7026 | 0 | 0 | 0
2364 | 2133.191 | 0 | 2309.5442 | 2238.7044 | 0 | 0 | 70.8398 | 0 | 0 | 0
2365 | 1700.026 | 0 | 2320.4219 | 1784.1139 | 0 | 0 | 536.308 | 0 | 0 | 0
2366 | 1540.681 | 0 | 2184.1764 | 1616.8872 | 0 | 0 | 567.2892 | 0 | 0 | 0
2367 | 1354.534 | 0 | 1876.856 | 1421.5329 | 0 | 0 | 455.323 | 0 | 0 | 0
2368 | 1652.807 | 0 | 1401.5018 | 1401.5018 | 0 | 0 | 0 | 317.36 | 0 | 0
2369 | 1811.042 | 0 | 753.8532 | 753.8532 | 0 | 0 | 0 | 1092.719 | 0 | 0
2370 | 1517.038 | 0 | 136.066 | 136.066 | 0 | 0 | 0 | 1387.385 | 0 | 0
2371 | 1866.297 | 0 | 0 | 0 | 0 | 0 | 0 | 1866.297 | 0 | 0
2372 | 1745.6 | 0 | 0 | 0 | 0 | 0 | 0 | 1745.6 | 0 | 0
2373 | 2057.6 | 0 | 0 | 0 | 0 | 0 | 0 | 2057.6 | 0 | 0
2374 | 1675.2 | 0 | 0 | 0 | 0 | 0 | 0 | 1675.2 | 0 | 0
2375 | 1663.2 | 0 | 0 | 0 | 0 | 0 | 0 | 1663.2 | 0 | 0
2376 | 1429.6 | 0 | 0 | 0 | 0 | 0 | 0 | 1429.6 | 0 | 0
2377 | 1479.2 | 0 | 0 | 0 | 0 | 0 | 0 | 1479.2 | 0 | 0
2378 | 1613.6 | 0 | 0 | 0 | 0 | 0 | 0 | 1613.6 | 0 | 0
2379 | 1020.8 | 0 | 0 | 0 | 0 | 0 | 0 | 1020.8 | 0 | 0
2380 | 1254.4 | 0 | 0 | 0 | 0 | 0 | 0 | 1254.4 | 0 | 0
2381 | 1267.2 | 0 | 0 | 0 | 0 | 0 | 0 | 1267.2 | 0 | 0
2382 | 1392 | 0 | 0 | 0 | 0 | 0 | 0 | 1392 | 0 | 0
2383 | 1293.522 | 0 | 223.6069 | 223.6069 | 0 | 0 | 0 | 1080.454 | 0 | 0
2384 | 650.269 | 0 | 886.7907 | 682.4331 | 0 | 0 | 204.3577 | 0 | 0 | 0
2385 | 1468.701 | 0 | 1520.1803 | 1520.1803 | 0 | 0 | 0 | 20.169 | 0 | 0
2386 | 1476.864 | 0 | 1982.2325 | 1549.9137 | 0 | 0 | 432.3188 | 0 | 0 | 0
2387 | 1368.496 | 0 | 2238.2825 | 1436.1855 | 0 | 0 | 802.097 | 0 | 0 | 0
2388 | 1103.419 | 0 | 2394.7018 | 1157.9971 | 0 | 0 | 1236.7047 | 0 | 0 | 0
2389 | 1738.664 | 0 | 2387.45 | 1824.663 | 0 | 0 | 562.787 | 0 | 0 | 0
2390 | 1353.651 | 0 | 2193.2039 | 1420.6062 | 0 | 0 | 772.5977 | 0 | 0 | 0
2391 | 1671.773 | 0 | 1867.5556 | 1754.4634 | 0 | 0 | 113.0922 | 0 | 0 | 0
2392 | 1643.7 | 0 | 1378.6099 | 1378.6099 | 0 | 0 | 0 | 330.066 | 0 | 0
2393 | 1554.145 | 0 | 741.2869 | 741.2869 | 0 | 0 | 0 | 847.796 | 0 | 0
2394 | 1624.376 | 0 | 134.7678 | 134.7678 | 0 | 0 | 0 | 1495.96 | 0 | 0
2395 | 1597.412 | 0 | 0 | 0 | 0 | 0 | 0 | 1597.412 | 0 | 0
2396 | 1305.6 | 0 | 0 | 0 | 0 | 0 | 0 | 1305.6 | 0 | 0
2397 | 1634.4 | 0 | 0 | 0 | 0 | 0 | 0 | 1634.4 | 0 | 0
2398 | 1851.2 | 0 | 0 | 0 | 0 | 0 | 0 | 1851.2 | 0 | 0
2399 | 1613.6 | 0 | 0 | 0 | 0 | 0 | 0 | 1613.6 | 0 | 0
2400 | 1363.2 | 0 | 0 | 0 | 0 | 0 | 0 | 1363.2 | 0 | 0
2401 | 1245.6 | 0 | 0 | 0 | 0 | 0 | 0 | 1245.6 | 0 | 0
2402 | 1235.2 | 0 | 0 | 0 | 0 | 0 | 0 | 1235.2 | 0 | 0
2403 | 1324 | 0 | 0 | 0 | 0 | 0 | 0 | 1324 | 0 | 0
2404 | 1393.6 | 0 | 0 | 0 | 0 | 0 | 0 | 1393.6 | 0 | 0
2405 | 1192 | 0 | 0 | 0 | 0 | 0 | 0 | 1192 | 0 | 0
2406 | 1108 | 0 | 0 | 0 | 0 | 0 | 0 | 1108 | 0 | 0
2407 | 1071.458 | 0 | 220.6338 | 220.6338 | 0 | 0 | 0 | 861.223 | 0 | 0
2408 | 700.377 | 0 | 856.817 | 735.0195 | 0 | 0 | 121.7975 | 0 | 0 | 0
2409 | 1179.725 | 0 | 990.9457 | 990.9457 | 0 | 0 | 0 | 235.484 | 0 | 0
2410 | 1627.857 | 0 | 920.319 | 920.319 | 0 | 0 | 0 | 750.914 | 0 | 0
2411 | 1504.309 | 0 | 1407.0241 | 1407.0241 | 0 | 0 | 0 | 163.6 | 0 | 0
2412 | 1607.655 | 0 | 1477.6015 | 1477.6015 | 0 | 0 | 0 | 199.695 | 0 | 0
2413 | 1708.11 | 0 | 2289.3704 | 1792.5977 | 0 | 0 | 496.7726 | 0 | 0 | 0
2414 | 1747.615 | 0 | 1640.1444 | 1640.1444 | 0 | 0 | 0 | 184.773 | 0 | 0
2415 | 1656.806 | 0 | 1155.8153 | 1155.8153 | 0 | 0 | 0 | 555.466 | 0 | 0
2416 | 1940.668 | 0 | 688.4276 | 688.4276 | 0 | 0 | 0 | 1284.687 | 0 | 0
2417 | 1471.768 | 0 | 711.7613 | 711.7613 | 0 | 0 | 0 | 793.553 | 0 | 0
2418 | 1831.384 | 0 | 125.7235 | 125.7235 | 0 | 0 | 0 | 1711.586 | 0 | 0
2419 | 1741.725 | 0 | 0 | 0 | 0 | 0 | 0 | 1741.725 | 0 | 0
2420 | 1332.8 | 0 | 0 | 0 | 0 | 0 | 0 | 1332.8 | 0 | 0
2421 | 1913.6 | 0 | 0 | 0 | 0 | 0 | 0 | 1913.6 | 0 | 0
2422 | 1916 | 0 | 0 | 0 | 0 | 0 | 0 | 1916 | 0 | 0
2423 | 1797.6 | 0 | 0 | 0 | 0 | 0 | 0 | 1797.6 | 0 | 0
2424 | 1308 | 0 | 0 | 0 | 0 | 0 | 0 | 1308 | 0 | 0
2425 | 1379.2 | 0 | 0 | 0 | 0 | 0 | 0 | 1379.2 | 0 | 0
2426 | 1590.4 | 0 | 0 | 0 | 0 | 0 | 0 | 1590.4 | 0 | 0
2427 | 1549.6 | 0 | 0 | 0 | 0 | 0 | 0 | 1549.6 | 0 | 0
2428 | 934.4 | 0 | 0 | 0 | 0 | 0 | 0 | 934.4 | 0 | 0
2429 | 1459.2 | 0 | 0 | 0 | 0 | 0 | 0 | 1459.2 | 0 | 0
2430 | 1591.2 | 0 | 0 | 0 | 0 | 0 | 0 | 1591.2 | 0 | 0
2431 | 966.93 | 0 | 215.6121 | 215.6121 | 0 | 0 | 0 | 761.48 | 0 | 0
2432 | 1477.577 | 0 | 828.4238 | 828.4238 | 0 | 0 | 0 | 688.198 | 0 | 0
2433 | 1354.983 | 0 | 1402.1231 | 1402.1231 | 0 | 0 | 0 | 18.944 | 0 | 0
2434 | 1698.036 | 0 | 1825.5435 | 1782.0255 | 0 | 0 | 43.5181 | 0 | 0 | 0
2435 | 1687.35 | 0 | 2124.3455 | 1770.8109 | 0 | 0 | 353.5346 | 0 | 0 | 0
2436 | 1799.841 | 0 | 2250.3167 | 1888.866 | 0 | 0 | 361.4507 | 0 | 0 | 0
2437 | 1492.56 | 0 | 2250.7071 | 1566.3861 | 0 | 0 | 684.321 | 0 | 0 | 0
2438 | 1614.825 | 0 | 2092.4953 | 1694.6986 | 0 | 0 | 397.7967 | 0 | 0 | 0
2439 | 1802.673 | 0 | 1794.0187 | 1794.0187 | 0 | 0 | 0 | 93.209 | 0 | 0
2440 | 1703.159 | 0 | 1018.1121 | 1018.1121 | 0 | 0 | 0 | 733.032 | 0 | 0
2441 | 1953.342 | 0 | 400.5211 | 400.5211 | 0 | 0 | 0 | 1571.698 | 0 | 0
2442 | 1610.257 | 0 | 70.399 | 70.399 | 0 | 0 | 0 | 1543.176 | 0 | 0
2443 | 1843.247 | 0 | 0 | 0 | 0 | 0 | 0 | 1843.247 | 0 | 0
2444 | 1636 | 0 | 0 | 0 | 0 | 0 | 0 | 1636 | 0 | 0
2445 | 1706.4 | 0 | 0 | 0 | 0 | 0 | 0 | 1706.4 | 0 | 0
2446 | 2003.2 | 0 | 0 | 0 | 0 | 0 | 0 | 2003.2 | 0 | 0
2447 | 1822.4 | 0 | 0 | 0 | 0 | 0 | 0 | 1822.4 | 0 | 0
2448 | 1698.4 | 0 | 0 | 0 | 0 | 0 | 0 | 1698.4 | 0 | 0
2449 | 1377.6 | 0 | 0 | 0 | 0 | 0 | 0 | 1377.6 | 0 | 0
2450 | 1225.6 | 0 | 0 | 0 | 0 | 0 | 0 | 1225.6 | 0 | 0
2451 | 1188 | 0 | 0 | 0 | 0 | 0 | 0 | 1188 | 0 | 0
2452 | 1199.2 | 0 | 0 | 0 | 0 | 0 | 0 | 1199.2 | 0 | 0
2453 | 1212 | 0 | 0 | 0 | 0 | 0 | 0 | 1212 | 0 | 0
2454 | 1070.4 | 0 | 0 | 0 | 0 | 0 | 0 | 1070.4 | 0 | 0
2455 | 974.019 | 0 | 135.3964 | 135.3964 | 0 | 0 | 0 | 845.004 | 0 | 0
2456 | 196.406 | 0 | 528.797 | 206.1208 | 0 | 0 | 322.6762 | 0 | 0 | 0
2457 | 173.54 | 0 | 1371.6205 | 182.1238 | 0 | 0 | 1189.4967 | 0 | 0 | 0
2458 | 0 | 0 | 1802.5173 | 0 | 0 | 0 | 1802.5173 | 0 | 0 | 0
2459 | 0 | 0 | 2094.0632 | 0 | 0 | 0 | 2094.0632 | 0 | 0 | 0
2460 | 0 | 0 | 1712.1239 | 0 | 0 | 0 | 1712.1239 | 0 | 0 | 0
2461 | 0 | 0 | 1891.5978 | 0 | 0 | 0 | 1891.5978 | 0 | 0 | 0
2462 | 267.984 | 0 | 1311.1231 | 281.2392 | 0 | 0 | 1029.8839 | 0 | 0 | 0
2463 | 256.129 | 0 | 1813.2984 | 268.7978 | 0 | 0 | 1544.5006 | 0 | 0 | 0
2464 | 126.647 | 0 | 1331.128 | 132.9113 | 0 | 0 | 1198.2167 | 0 | 0 | 0
2465 | 227.812 | 0 | 709.0233 | 239.0802 | 0 | 0 | 469.9431 | 0 | 0 | 0
2466 | 353.747 | 0 | 125.6228 | 125.6228 | 0 | 0 | 0 | 234.045 | 0 | 0
2467 | 216.663 | 0 | 0 | 0 | 0 | 0 | 0 | 216.663 | 0 | 0
2468 | 193.6 | 0 | 0 | 0 | 0 | 0 | 0 | 193.6 | 0 | 0
2469 | 127.2 | 0 | 0 | 0 | 0 | 0 | 0 | 127.2 | 0 | 0
2470 | 117.6 | 0 | 0 | 0 | 0 | 0 | 0 | 117.6 | 0 | 0
2471 | 128.8 | 0 | 0 | 0 | 0 | 0 | 0 | 128.8 | 0 | 0
2472 | 140.8 | 0 | 0 | 0 | 0 | 0 | 0 | 140.8 | 0 | 0
2473 | 108.8 | 0 | 0 | 0 | 0 | 0 | 0 | 108.8 | 0 | 0
2474 | 100 | 0 | 0 | 0 | 0 | 0 | 0 | 100 | 0 | 0
2475 | 89.6 | 0 | 0 | 0 | 0 | 0 | 0 | 89.6 | 0 | 0
2476 | 99.2 | 0 | 0 | 0 | 0 | 0 | 0 | 99.2 | 0 | 0
2477 | 91.2 | 0 | 0 | 0 | 0 | 0 | 0 | 91.2 | 0 | 0
2478 | 98.4 | 0 | 0 | 0 | 0 | 0 | 0 | 98.4 | 0 | 0
2479 | 64.271 | 0 | 212.3693 | 67.45 | 0 | 0 | 144.9193 | 0 | 0 | 0
2480 | 44.716 | 0 | 825.9135 | 46.9278 | 0 | 0 | 778.9857 | 0 | 0 | 0
2481 | 503.248 | 0 | 1188.9835 | 528.14 | 0 | 0 | 660.8435 | 0 | 0 | 0
2482 | 593.572 | 0 | 1538.2762 | 622.9317 | 0 | 0 | 915.3445 | 0 | 0 | 0
2483 | 451.248 | 0 | 1157.5175 | 473.5679 | 0 | 0 | 683.9495 | 0 | 0 | 0
2484 | 445.515 | 0 | 2361.0917 | 467.5514 | 0 | 0 | 1893.5403 | 0 | 0 | 0
2485 | 1718.709 | 0 | 1604.9307 | 1604.9307 | 0 | 0 | 0 | 189.421 | 0 | 0
2486 | 1825.482 | 0 | 1673.4953 | 1673.4953 | 0 | 0 | 0 | 230.861 | 0 | 0
2487 | 1311.2 | 0 | 1265.7538 | 1265.7538 | 0 | 0 | 0 | 105.103 | 0 | 0
2488 | 1571.2 | 0 | 1145.0614 | 1145.0614 | 0 | 0 | 0 | 480.107 | 0 | 0
2489 | 1255.2 | 0 | 701.102 | 701.102 | 0 | 0 | 0 | 587.142 | 0 | 0
2490 | 1663.487 | 0 | 120.9506 | 120.9506 | 0 | 0 | 0 | 1548.237 | 0 | 0
2491 | 1610.935 | 0 | 0 | 0 | 0 | 0 | 0 | 1610.935 | 0 | 0
2492 | 1180.8 | 0 | 0 | 0 | 0 | 0 | 0 | 1180.8 | 0 | 0
2493 | 1295.2 | 0 | 0 | 0 | 0 | 0 | 0 | 1295.2 | 0 | 0
2494 | 1408 | 0 | 0 | 0 | 0 | 0 | 0 | 1408 | 0 | 0
2495 | 1508 | 0 | 0 | 0 | 0 | 0 | 0 | 1508 | 0 | 0
2496 | 1367.2 | 0 | 0 | 0 | 0 | 0 | 0 | 1367.2 | 0 | 0
2497 | 1770.4 | 0 | 0 | 0 | 0 | 0 | 0 | 1770.4 | 0 | 0
2498 | 1622.4 | 0 | 0 | 0 | 0 | 0 | 0 | 1622.4 | 0 | 0
2499 | 1314.4 | 0 | 0 | 0 | 0 | 0 | 0 | 1314.4 | 0 | 0
2500 | 1200.8 | 0 | 0 | 0 | 0 | 0 | 0 | 1200.8 | 0 | 0
2501 | 1348 | 0 | 0 | 0 | 0 | 0 | 0 | 1348 | 0 | 0
2502 | 1156 | 0 | 0 | 0 | 0 | 0 | 0 | 1156 | 0 | 0
2503 | 1375.182 | 0 | 232.1842 | 232.1842 | 0 | 0 | 0 | 1153.941 | 0 | 0
2504 | 1228.928 | 0 | 861.5648 | 861.5648 | 0 | 0 | 0 | 407.97 | 0 | 0
2505 | 1763.437 | 0 | 1466.8445 | 1466.8445 | 0 | 0 | 0 | 365.727 | 0 | 0
2506 | 1786.454 | 0 | 266.0231 | 266.0231 | 0 | 0 | 0 | 1532.969 | 0 | 0
2507 | 1601.327 | 0 | 2204.2957 | 1680.533 | 0 | 0 | 523.7627 | 0 | 0 | 0
2508 | 1886.909 | 0 | 2341.2075 | 1980.2406 | 0 | 0 | 360.9669 | 0 | 0 | 0
2509 | 1830.371 | 0 | 1110.6674 | 1110.6674 | 0 | 0 | 0 | 772.051 | 0 | 0
2510 | 1393.734 | 0 | 2174.2726 | 1462.6719 | 0 | 0 | 711.6008 | 0 | 0 | 0
2511 | 1534.199 | 0 | 1261.5507 | 1261.5507 | 0 | 0 | 0 | 332.107 | 0 | 0
2512 | 1641.378 | 0 | 1034.5393 | 1034.5393 | 0 | 0 | 0 | 655.598 | 0 | 0
2513 | 1522.665 | 0 | 592.5823 | 592.5823 | 0 | 0 | 0 | 958.012 | 0 | 0
2514 | 1554.326 | 0 | 130.5857 | 130.5857 | 0 | 0 | 0 | 1429.895 | 0 | 0
2515 | 1267.674 | 0 | 0 | 0 | 0 | 0 | 0 | 1267.674 | 0 | 0
2516 | 1214.4 | 0 | 0 | 0 | 0 | 0 | 0 | 1214.4 | 0 | 0
2517 | 1422.4 | 0 | 0 | 0 | 0 | 0 | 0 | 1422.4 | 0 | 0
2518 | 1226.4 | 0 | 0 | 0 | 0 | 0 | 0 | 1226.4 | 0 | 0
2519 | 1222.4 | 0 | 0 | 0 | 0 | 0 | 0 | 1222.4 | 0 | 0
2520 | 1440.8 | 0 | 0 | 0 | 0 | 0 | 0 | 1440.8 | 0 | 0
2521 | 1159.2 | 0 | 0 | 0 | 0 | 0 | 0 | 1159.2 | 0 | 0
2522 | 1145.6 | 0 | 0 | 0 | 0 | 0 | 0 | 1145.6 | 0 | 0
2523 | 1368.8 | 0 | 0 | 0 | 0 | 0 | 0 | 1368.8 | 0 | 0
2524 | 864.8 | 0 | 0 | 0 | 0 | 0 | 0 | 864.8 | 0 | 0
2525 | 943.2 | 0 | 0 | 0 | 0 | 0 | 0 | 943.2 | 0 | 0
2526 | 1092 | 0 | 0 | 0 | 0 | 0 | 0 | 1092 | 0 | 0
2527 | 1156.517 | 0 | 213.4261 | 213.4261 | 0 | 0 | 0 | 953.15 | 0 | 0
2528 | 715.847 | 0 | 862.7454 | 751.2547 | 0 | 0 | 111.4907 | 0 | 0 | 0
2529 | 1374.694 | 0 | 1206.4434 | 1206.4434 | 0 | 0 | 0 | 225.112 | 0 | 0
2530 | 1474.584 | 0 | 1608.9502 | 1547.5209 | 0 | 0 | 61.4292 | 0 | 0 | 0
2531 | 1171.084 | 0 | 2174.259 | 1229.009 | 0 | 0 | 945.25 | 0 | 0 | 0
2532 | 1452.682 | 0 | 2301.2776 | 1524.5356 | 0 | 0 | 776.742 | 0 | 0 | 0
2533 | 1536.423 | 0 | 1919.1587 | 1612.4186 | 0 | 0 | 306.7401 | 0 | 0 | 0
2534 | 1489.362 | 0 | 1762.9147 | 1563.0299 | 0 | 0 | 199.8849 | 0 | 0 | 0
2535 | 1094.152 | 0 | 1481.4174 | 1148.2717 | 0 | 0 | 333.1456 | 0 | 0 | 0
2536 | 1400.201 | 0 | 1072.3903 | 1072.3903 | 0 | 0 | 0 | 378.354 | 0 | 0
2537 | 1681.075 | 0 | 570.108 | 570.108 | 0 | 0 | 0 | 1137.837 | 0 | 0
2538 | 1647.588 | 0 | 112.408 | 112.408 | 0 | 0 | 0 | 1540.478 | 0 | 0
2539 | 1122.777 | 0 | 0 | 0 | 0 | 0 | 0 | 1122.777 | 0 | 0
2540 | 1656 | 0 | 0 | 0 | 0 | 0 | 0 | 1656 | 0 | 0
2541 | 1400.8 | 0 | 0 | 0 | 0 | 0 | 0 | 1400.8 | 0 | 0
2542 | 1624.8 | 0 | 0 | 0 | 0 | 0 | 0 | 1624.8 | 0 | 0
2543 | 1046.4 | 0 | 0 | 0 | 0 | 0 | 0 | 1046.4 | 0 | 0
2544 | 1645.6 | 0 | 0 | 0 | 0 | 0 | 0 | 1645.6 | 0 | 0
2545 | 1430.4 | 0 | 0 | 0 | 0 | 0 | 0 | 1430.4 | 0 | 0
2546 | 1149.6 | 0 | 0 | 0 | 0 | 0 | 0 | 1149.6 | 0 | 0
2547 | 1410.4 | 0 | 0 | 0 | 0 | 0 | 0 | 1410.4 | 0 | 0
2548 | 1274.4 | 0 | 0 | 0 | 0 | 0 | 0 | 1274.4 | 0 | 0
2549 | 1276.8 | 0 | 0 | 0 | 0 | 0 | 0 | 1276.8 | 0 | 0
2550 | 1566.4 | 0 | 0 | 0 | 0 | 0 | 0 | 1566.4 | 0 | 0
2551 | 1491.966 | 0 | 77.4084 | 77.4084 | 0 | 0 | 0 | 1418.206 | 0 | 0
2552 | 1493.014 | 0 | 312.3526 | 312.3526 | 0 | 0 | 0 | 1195.383 | 0 | 0
2553 | 1539.824 | 0 | 1093.6115 | 1093.6115 | 0 | 0 | 0 | 497.756 | 0 | 0
2554 | 1782.499 | 0 | 1886.6076 | 1870.6662 | 0 | 0 | 15.9413 | 0 | 0 | 0
2555 | 1835.337 | 0 | 2196.2767 | 1926.1177 | 0 | 0 | 270.159 | 0 | 0 | 0
2556 | 1632.697 | 0 | 2331.9869 | 1713.4546 | 0 | 0 | 618.5323 | 0 | 0 | 0
2557 | 1766.248 | 0 | 2309.0226 | 1853.6114 | 0 | 0 | 455.4112 | 0 | 0 | 0
2558 | 1904.871 | 0 | 2132.9784 | 1999.0911 | 0 | 0 | 133.8873 | 0 | 0 | 0
2559 | 1996.523 | 0 | 1808.3008 | 1808.3008 | 0 | 0 | 0 | 273.45 | 0 | 0
2560 | 1909.872 | 0 | 1140.279 | 1140.279 | 0 | 0 | 0 | 823.336 | 0 | 0
2561 | 1550.773 | 0 | 149.9136 | 149.9136 | 0 | 0 | 0 | 1407.925 | 0 | 0
2562 | 1749.963 | 0 | 26.8977 | 26.8977 | 0 | 0 | 0 | 1724.333 | 0 | 0
2563 | 2041.861 | 0 | 0 | 0 | 0 | 0 | 0 | 2041.861 | 0 | 0
2564 | 1636 | 0 | 0 | 0 | 0 | 0 | 0 | 1636 | 0 | 0
2565 | 1492.8 | 0 | 0 | 0 | 0 | 0 | 0 | 1492.8 | 0 | 0
2566 | 1684 | 0 | 0 | 0 | 0 | 0 | 0 | 1684 | 0 | 0
2567 | 1725.6 | 0 | 0 | 0 | 0 | 0 | 0 | 1725.6 | 0 | 0
2568 | 1603.2 | 0 | 0 | 0 | 0 | 0 | 0 | 1603.2 | 0 | 0
2569 | 792 | 0 | 0 | 0 | 0 | 0 | 0 | 792 | 0 | 0
2570 | 863.2 | 0 | 0 | 0 | 0 | 0 | 0 | 863.2 | 0 | 0
2571 | 843.2 | 0 | 0 | 0 | 0 | 0 | 0 | 843.2 | 0 | 0
2572 | 594.4 | 0 | 0 | 0 | 0 | 0 | 0 | 594.4 | 0 | 0
2573 | 836 | 0 | 0 | 0 | 0 | 0 | 0 | 836 | 0 | 0
2574 | 635.2 | 0 | 0 | 0 | 0 | 0 | 0 | 635.2 | 0 | 0
2575 | 612.699 | 0 | 77.4955 | 77.4955 | 0 | 0 | 0 | 538.856 | 0 | 0
2576 | 532.414 | 0 | 308.7708 | 308.7708 | 0 | 0 | 0 | 238.196 | 0 | 0
2577 | 903.735 | 0 | 1264.8104 | 948.4362 | 0 | 0 | 316.3742 | 0 | 0 | 0
2578 | 888.082 | 0 | 1222.9609 | 932.0089 | 0 | 0 | 290.952 | 0 | 0 | 0
2579 | 1104.242 | 0 | 2218.7132 | 1158.8608 | 0 | 0 | 1059.8524 | 0 | 0 | 0
2580 | 873.013 | 0 | 2355.687 | 916.1946 | 0 | 0 | 1439.4924 | 0 | 0 | 0
2581 | 777.272 | 0 | 2341.9012 | 815.718 | 0 | 0 | 1526.1832 | 0 | 0 | 0
2582 | 991.14 | 0 | 2183.3683 | 1040.1645 | 0 | 0 | 1143.2039 | 0 | 0 | 0
2583 | 976.907 | 0 | 1851.6636 | 1025.2275 | 0 | 0 | 826.4361 | 0 | 0 | 0
2584 | 874.205 | 0 | 1358.6607 | 917.4455 | 0 | 0 | 441.2151 | 0 | 0 | 0
2585 | 861.226 | 0 | 719.6942 | 719.6942 | 0 | 0 | 0 | 175.452 | 0 | 0
2586 | 364.693 | 0 | 130.189 | 130.189 | 0 | 0 | 0 | 240.64 | 0 | 0
2587 | 407.546 | 0 | 0 | 0 | 0 | 0 | 0 | 407.546 | 0 | 0
2588 | 380.8 | 0 | 0 | 0 | 0 | 0 | 0 | 380.8 | 0 | 0
2589 | 503.2 | 0 | 0 | 0 | 0 | 0 | 0 | 503.2 | 0 | 0
2590 | 686.4 | 0 | 0 | 0 | 0 | 0 | 0 | 686.4 | 0 | 0
2591 | 699.2 | 0 | 0 | 0 | 0 | 0 | 0 | 699.2 | 0 | 0
2592 | 0 | 0 | 0 | 0 | 0 | 0 | 0 | 0 | 0 | 0
2593 | 0 | 0 | 0 | 0 | 0 | 0 | 0 | 0 | 0 | 0
2594 | 0 | 0 | 0 | 0 | 0 | 0 | 0 | 0 | 0 | 0
2595 | 0 | 0 | 0 | 0 | 0 | 0 | 0 | 0 | 0 | 0
2596 | 0 | 0 | 0 | 0 | 0 | 0 | 0 | 0 | 0 | 0
2597 | 0 | 0 | 0 | 0 | 0 | 0 | 0 | 0 | 0 | 0
2598 | 0 | 0 | 0 | 0 | 0 | 0 | 0 | 0 | 0 | 0
2599 | 1576.944 | 0 | 243.7115 | 243.7115 | 0 | 0 | 0 | 1344.719 | 0 | 0
2600 | 1498.248 | 0 | 886.6386 | 886.6386 | 0 | 0 | 0 | 653.398 | 0 | 0
2601 | 1510.044 | 0 | 1487.3227 | 1487.3227 | 0 | 0 | 0 | 92.821 | 0 | 0
2602 | 1902.362 | 0 | 1932.1637 | 1932.1637 | 0 | 0 | 0 | 61.264 | 0 | 0
2603 | 1884.636 | 0 | 2260.1145 | 1977.8552 | 0 | 0 | 282.2593 | 0 | 0 | 0
2604 | 1594.663 | 0 | 2403.7324 | 1673.5393 | 0 | 0 | 730.1931 | 0 | 0 | 0
2605 | 1945.081 | 0 | 2390.1817 | 2041.29 | 0 | 0 | 348.8918 | 0 | 0 | 0
2606 | 1916.271 | 0 | 2181.3418 | 2011.0549 | 0 | 0 | 170.2869 | 0 | 0 | 0
2607 | 2098.686 | 0 | 1843.1315 | 1843.1315 | 0 | 0 | 0 | 342.424 | 0 | 0
2608 | 1693.969 | 0 | 1175.5609 | 1175.5609 | 0 | 0 | 0 | 573.814 | 0 | 0
2609 | 2117.631 | 0 | 478.0271 | 478.0271 | 0 | 0 | 0 | 1662.134 | 0 | 0
2610 | 2089.833 | 0 | 95.6659 | 95.6659 | 0 | 0 | 0 | 1998.676 | 0 | 0
2611 | 1694.447 | 0 | 0 | 0 | 0 | 0 | 0 | 1694.447 | 0 | 0
2612 | 1517.6 | 0 | 0 | 0 | 0 | 0 | 0 | 1517.6 | 0 | 0
2613 | 1688.8 | 0 | 0 | 0 | 0 | 0 | 0 | 1688.8 | 0 | 0
2614 | 1653.6 | 0 | 0 | 0 | 0 | 0 | 0 | 1653.6 | 0 | 0
2615 | 1461.6 | 0 | 0 | 0 | 0 | 0 | 0 | 1461.6 | 0 | 0
2616 | 0 | 0 | 0 | 0 | 0 | 0 | 0 | 0 | 0 | 0
2617 | 0 | 0 | 0 | 0 | 0 | 0 | 0 | 0 | 0 | 0
2618 | 0 | 0 | 0 | 0 | 0 | 0 | 0 | 0 | 0 | 0
2619 | 0 | 0 | 0 | 0 | 0 | 0 | 0 | 0 | 0 | 0
2620 | 0 | 0 | 0 | 0 | 0 | 0 | 0 | 0 | 0 | 0
2621 | 0 | 0 | 0 | 0 | 0 | 0 | 0 | 0 | 0 | 0
2622 | 0 | 0 | 0 | 0 | 0 | 0 | 0 | 0 | 0 | 0
2623 | 601.179 | 0 | 251.0252 | 251.0252 | 0 | 0 | 0 | 361.985 | 0 | 0
2624 | 322.859 | 0 | 891.8638 | 338.8285 | 0 | 0 | 553.0354 | 0 | 0 | 0
2625 | 345.786 | 0 | 1495.5799 | 362.8895 | 0 | 0 | 1132.6903 | 0 | 0 | 0
2626 | 329.02 | 0 | 1935.7854 | 345.2942 | 0 | 0 | 1590.4912 | 0 | 0 | 0
2627 | 281.969 | 0 | 2219.6829 | 295.9159 | 0 | 0 | 1923.7669 | 0 | 0 | 0
2628 | 315.114 | 0 | 2363.1707 | 330.7004 | 0 | 0 | 2032.4703 | 0 | 0 | 0
2629 | 313.792 | 0 | 2353.1735 | 329.313 | 0 | 0 | 2023.8605 | 0 | 0 | 0
2630 | 298.368 | 0 | 2115.7252 | 313.1261 | 0 | 0 | 1802.5991 | 0 | 0 | 0
2631 | 287.073 | 0 | 1794.6988 | 301.2724 | 0 | 0 | 1493.4264 | 0 | 0 | 0
2632 | 258.151 | 0 | 1321.9421 | 270.9198 | 0 | 0 | 1051.0222 | 0 | 0 | 0
2633 | 315.607 | 0 | 699.2916 | 331.2178 | 0 | 0 | 368.0739 | 0 | 0 | 0
2634 | 311.492 | 0 | 122.5982 | 122.5982 | 0 | 0 | 0 | 194.672 | 0 | 0
2635 | 272.738 | 0 | 0 | 0 | 0 | 0 | 0 | 272.738 | 0 | 0
2636 | 274.4 | 0 | 0 | 0 | 0 | 0 | 0 | 274.4 | 0 | 0
2637 | 260.8 | 0 | 0 | 0 | 0 | 0 | 0 | 260.8 | 0 | 0
2638 | 225.6 | 0 | 0 | 0 | 0 | 0 | 0 | 225.6 | 0 | 0
2639 | 268 | 0 | 0 | 0 | 0 | 0 | 0 | 268 | 0 | 0
2640 | 0 | 0 | 0 | 0 | 0 | 0 | 0 | 0 | 0 | 0
2641 | 0 | 0 | 0 | 0 | 0 | 0 | 0 | 0 | 0 | 0
2642 | 0 | 0 | 0 | 0 | 0 | 0 | 0 | 0 | 0 | 0
2643 | 0 | 0 | 0 | 0 | 0 | 0 | 0 | 0 | 0 | 0
2644 | 0 | 0 | 0 | 0 | 0 | 0 | 0 | 0 | 0 | 0
2645 | 0 | 0 | 0 | 0 | 0 | 0 | 0 | 0 | 0 | 0
2646 | 0 | 0 | 0 | 0 | 0 | 0 | 0 | 0 | 0 | 0
2647 | 39.491 | 0 | 231.1693 | 41.4443 | 0 | 0 | 189.725 | 0 | 0 | 0
2648 | 37.99 | 0 | 840.2995 | 39.8691 | 0 | 0 | 800.4305 | 0 | 0 | 0
2649 | 302.112 | 0 | 1421.9485 | 317.0553 | 0 | 0 | 1104.8932 | 0 | 0 | 0
2650 | 565.025 | 0 | 1840.1573 | 592.9727 | 0 | 0 | 1247.1846 | 0 | 0 | 0
2651 | 324.56 | 0 | 1134.3464 | 340.6136 | 0 | 0 | 793.7328 | 0 | 0 | 0
2652 | 314.692 | 0 | 2294.094 | 330.2575 | 0 | 0 | 1963.8365 | 0 | 0 | 0
2653 | 593.521 | 0 | 1051.6645 | 622.8782 | 0 | 0 | 428.7863 | 0 | 0 | 0
2654 | 606.677 | 0 | 2096.5536 | 636.6849 | 0 | 0 | 1459.8687 | 0 | 0 | 0
2655 | 413.157 | 0 | 952.4892 | 433.5929 | 0 | 0 | 518.8963 | 0 | 0 | 0
2656 | 615.896 | 0 | 1290.9283 | 646.3599 | 0 | 0 | 644.5684 | 0 | 0 | 0
2657 | 592.271 | 0 | 679.864 | 621.5663 | 0 | 0 | 58.2977 | 0 | 0 | 0
2658 | 583.145 | 0 | 114.9456 | 114.9456 | 0 | 0 | 0 | 473.617 | 0 | 0
2659 | 752.979 | 0 | 0 | 0 | 0 | 0 | 0 | 752.979 | 0 | 0
2660 | 606.4 | 0 | 0 | 0 | 0 | 0 | 0 | 606.4 | 0 | 0
2661 | 505.6 | 0 | 0 | 0 | 0 | 0 | 0 | 505.6 | 0 | 0
2662 | 594.4 | 0 | 0 | 0 | 0 | 0 | 0 | 594.4 | 0 | 0
2663 | 668.8 | 0 | 0 | 0 | 0 | 0 | 0 | 668.8 | 0 | 0
2664 | 0 | 0 | 0 | 0 | 0 | 0 | 0 | 0 | 0 | 0
2665 | 0 | 0 | 0 | 0 | 0 | 0 | 0 | 0 | 0 | 0
2666 | 0 | 0 | 0 | 0 | 0 | 0 | 0 | 0 | 0 | 0
2667 | 0 | 0 | 0 | 0 | 0 | 0 | 0 | 0 | 0 | 0
2668 | 0 | 0 | 0 | 0 | 0 | 0 | 0 | 0 | 0 | 0
2669 | 0 | 0 | 0 | 0 | 0 | 0 | 0 | 0 | 0 | 0
2670 | 0 | 0 | 0 | 0 | 0 | 0 | 0 | 0 | 0 | 0
2671 | 1652.413 | 0 | 251.2015 | 251.2015 | 0 | 0 | 0 | 1413.051 | 0 | 0
2672 | 1082.942 | 0 | 891.3391 | 891.3391 | 0 | 0 | 0 | 233.613 | 0 | 0
2673 | 1038.061 | 0 | 1496.1077 | 1089.4063 | 0 | 0 | 406.7014 | 0 | 0 | 0
2674 | 1455.5 | 0 | 1933.4409 | 1527.493 | 0 | 0 | 405.9479 | 0 | 0 | 0
2675 | 1822.657 | 0 | 2185.7863 | 1912.8105 | 0 | 0 | 272.9757 | 0 | 0 | 0
2676 | 1569.698 | 0 | 2322.7086 | 1647.3395 | 0 | 0 | 675.3691 | 0 | 0 | 0
2677 | 1627.187 | 0 | 2313.0735 | 1707.6721 | 0 | 0 | 605.4015 | 0 | 0 | 0
2678 | 1849.064 | 0 | 2143.4625 | 1940.5237 | 0 | 0 | 202.9388 | 0 | 0 | 0
2679 | 1544.646 | 0 | 1816.2023 | 1621.0484 | 0 | 0 | 195.1539 | 0 | 0 | 0
2680 | 1277.5 | 0 | 1338.258 | 1338.258 | 0 | 0 | 0 | 2.316 | 0 | 0
2681 | 1415.472 | 0 | 703.3153 | 703.3153 | 0 | 0 | 0 | 745.305 | 0 | 0
2682 | 1528.819 | 0 | 94.3299 | 94.3299 | 0 | 0 | 0 | 1438.935 | 0 | 0
2683 | 1597.596 | 0 | 0 | 0 | 0 | 0 | 0 | 1597.596 | 0 | 0
2684 | 1565.6 | 0 | 0 | 0 | 0 | 0 | 0 | 1565.6 | 0 | 0
2685 | 1574.4 | 0 | 0 | 0 | 0 | 0 | 0 | 1574.4 | 0 | 0
2686 | 2055.2 | 0 | 0 | 0 | 0 | 0 | 0 | 2055.2 | 0 | 0
2687 | 2027.2 | 0 | 0 | 0 | 0 | 0 | 0 | 2027.2 | 0 | 0
2688 | 0 | 0 | 0 | 0 | 0 | 0 | 0 | 0 | 0 | 0
2689 | 0 | 0 | 0 | 0 | 0 | 0 | 0 | 0 | 0 | 0
2690 | 0 | 0 | 0 | 0 | 0 | 0 | 0 | 0 | 0 | 0
2691 | 0 | 0 | 0 | 0 | 0 | 0 | 0 | 0 | 0 | 0
2692 | 0 | 0 | 0 | 0 | 0 | 0 | 0 | 0 | 0 | 0
2693 | 0 | 0 | 0 | 0 | 0 | 0 | 0 | 0 | 0 | 0
2694 | 0 | 0 | 0 | 0 | 0 | 0 | 0 | 0 | 0 | 0
2695 | 1539.86 | 0 | 184.3329 | 184.3329 | 0 | 0 | 0 | 1364.215 | 0 | 0
2696 | 753.773 | 0 | 899.1335 | 791.0567 | 0 | 0 | 108.0768 | 0 | 0 | 0
2697 | 1086.631 | 0 | 1488.2105 | 1140.3787 | 0 | 0 | 347.8318 | 0 | 0 | 0
2698 | 1522.957 | 0 | 1919.165 | 1598.2866 | 0 | 0 | 320.8785 | 0 | 0 | 0
2699 | 1186.075 | 0 | 2204.6304 | 1244.7415 | 0 | 0 | 959.889 | 0 | 0 | 0
2700 | 1273.679 | 0 | 2336.359 | 1336.6786 | 0 | 0 | 999.6804 | 0 | 0 | 0
2701 | 1087.344 | 0 | 2333.9347 | 1141.127 | 0 | 0 | 1192.8078 | 0 | 0 | 0
2702 | 1231.626 | 0 | 2166.896 | 1292.5456 | 0 | 0 | 874.3504 | 0 | 0 | 0
2703 | 1034.934 | 0 | 1849.1124 | 1086.1246 | 0 | 0 | 762.9877 | 0 | 0 | 0
2704 | 806.512 | 0 | 1372.4558 | 846.4043 | 0 | 0 | 526.0516 | 0 | 0 | 0
2705 | 1209.862 | 0 | 495.9456 | 495.9456 | 0 | 0 | 0 | 737.291 | 0 | 0
2706 | 1026.622 | 0 | 112.749 | 112.749 | 0 | 0 | 0 | 919.187 | 0 | 0
2707 | 1116.444 | 0 | 0 | 0 | 0 | 0 | 0 | 1116.444 | 0 | 0
2708 | 1189.6 | 0 | 0 | 0 | 0 | 0 | 0 | 1189.6 | 0 | 0
2709 | 1585.6 | 0 | 0 | 0 | 0 | 0 | 0 | 1585.6 | 0 | 0
2710 | 1313.6 | 0 | 0 | 0 | 0 | 0 | 0 | 1313.6 | 0 | 0
2711 | 1244.8 | 0 | 0 | 0 | 0 | 0 | 0 | 1244.8 | 0 | 0
2712 | 0 | 0 | 0 | 0 | 0 | 0 | 0 | 0 | 0 | 0
2713 | 0 | 0 | 0 | 0 | 0 | 0 | 0 | 0 | 0 | 0
2714 | 0 | 0 | 0 | 0 | 0 | 0 | 0 | 0 | 0 | 0
2715 | 0 | 0 | 0 | 0 | 0 | 0 | 0 | 0 | 0 | 0
2716 | 0 | 0 | 0 | 0 | 0 | 0 | 0 | 0 | 0 | 0
2717 | 0 | 0 | 0 | 0 | 0 | 0 | 0 | 0 | 0 | 0
2718 | 0 | 0 | 0 | 0 | 0 | 0 | 0 | 0 | 0 | 0
2719 | 726.714 | 0 | 260.3874 | 260.3874 | 0 | 0 | 0 | 478.599 | 0 | 0
2720 | 674.256 | 0 | 58.4435 | 58.4435 | 0 | 0 | 0 | 618.567 | 0 | 0
2721 | 632.529 | 0 | 1537.0704 | 663.8156 | 0 | 0 | 873.2548 | 0 | 0 | 0
2722 | 561.581 | 0 | 1986.4555 | 589.3583 | 0 | 0 | 1397.0972 | 0 | 0 | 0
2723 | 451.698 | 0 | 2245.338 | 474.0402 | 0 | 0 | 1771.2978 | 0 | 0 | 0
2724 | 423.123 | 0 | 2384.0907 | 444.0518 | 0 | 0 | 1940.0389 | 0 | 0 | 0
2725 | 1088.675 | 0 | 2365.0146 | 1142.5238 | 0 | 0 | 1222.4908 | 0 | 0 | 0
2726 | 1337.162 | 0 | 2198.5771 | 1403.3016 | 0 | 0 | 795.2755 | 0 | 0 | 0
2727 | 1171.09 | 0 | 1861.8234 | 1229.0153 | 0 | 0 | 632.8082 | 0 | 0 | 0
2728 | 1325.832 | 0 | 1371.1923 | 1371.1923 | 0 | 0 | 0 | 19.266 | 0 | 0
2729 | 1450.922 | 0 | 723.5615 | 723.5615 | 0 | 0 | 0 | 761.463 | 0 | 0
2730 | 1693.945 | 0 | 123.4441 | 123.4441 | 0 | 0 | 0 | 1576.319 | 0 | 0
2731 | 1224.801 | 0 | 0 | 0 | 0 | 0 | 0 | 1224.801 | 0 | 0
2732 | 1521.6 | 0 | 0 | 0 | 0 | 0 | 0 | 1521.6 | 0 | 0
2733 | 1564 | 0 | 0 | 0 | 0 | 0 | 0 | 1564 | 0 | 0
2734 | 1750.4 | 0 | 0 | 0 | 0 | 0 | 0 | 1750.4 | 0 | 0
2735 | 1775.2 | 0 | 0 | 0 | 0 | 0 | 0 | 1775.2 | 0 | 0
2736 | 0 | 0 | 0 | 0 | 0 | 0 | 0 | 0 | 0 | 0
2737 | 0 | 0 | 0 | 0 | 0 | 0 | 0 | 0 | 0 | 0
2738 | 0 | 0 | 0 | 0 | 0 | 0 | 0 | 0 | 0 | 0
2739 | 0 | 0 | 0 | 0 | 0 | 0 | 0 | 0 | 0 | 0
2740 | 0 | 0 | 0 | 0 | 0 | 0 | 0 | 0 | 0 | 0
2741 | 0 | 0 | 0 | 0 | 0 | 0 | 0 | 0 | 0 | 0
2742 | 0 | 0 | 0 | 0 | 0 | 0 | 0 | 0 | 0 | 0
2743 | 1263.257 | 0 | 259.7483 | 259.7483 | 0 | 0 | 0 | 1015.751 | 0 | 0
2744 | 953.993 | 0 | 881.6767 | 881.6767 | 0 | 0 | 0 | 113.871 | 0 | 0
2745 | 1386.66 | 0 | 1464.7277 | 1455.248 | 0 | 0 | 9.4798 | 0 | 0 | 0
2746 | 1396.16 | 0 | 1897.3677 | 1465.2178 | 0 | 0 | 432.1499 | 0 | 0 | 0
2747 | 1632.597 | 0 | 2212.493 | 1713.3497 | 0 | 0 | 499.1434 | 0 | 0 | 0
2748 | 1604.417 | 0 | 2358.6118 | 1683.7758 | 0 | 0 | 674.836 | 0 | 0 | 0
2749 | 1737.845 | 0 | 2349.9926 | 1823.8035 | 0 | 0 | 526.1891 | 0 | 0 | 0
2750 | 1592.395 | 0 | 2154.696 | 1671.1592 | 0 | 0 | 483.5368 | 0 | 0 | 0
2751 | 1657.388 | 0 | 1829.225 | 1739.3669 | 0 | 0 | 89.8581 | 0 | 0 | 0
2752 | 1478.101 | 0 | 1343.2241 | 1343.2241 | 0 | 0 | 0 | 198.185 | 0 | 0
2753 | 1658.613 | 0 | 571.0651 | 571.0651 | 0 | 0 | 0 | 1114.463 | 0 | 0
2754 | 1608.759 | 0 | 112.4594 | 112.4594 | 0 | 0 | 0 | 1501.6 | 0 | 0
2755 | 1122.711 | 0 | 0 | 0 | 0 | 0 | 0 | 1122.711 | 0 | 0
2756 | 1280.8 | 0 | 0 | 0 | 0 | 0 | 0 | 1280.8 | 0 | 0
2757 | 1492 | 0 | 0 | 0 | 0 | 0 | 0 | 1492 | 0 | 0
2758 | 1771.2 | 0 | 0 | 0 | 0 | 0 | 0 | 1771.2 | 0 | 0
2759 | 1771.2 | 0 | 0 | 0 | 0 | 0 | 0 | 1771.2 | 0 | 0
2760 | 0 | 0 | 0 | 0 | 0 | 0 | 0 | 0 | 0 | 0
2761 | 0 | 0 | 0 | 0 | 0 | 0 | 0 | 0 | 0 | 0
2762 | 0 | 0 | 0 | 0 | 0 | 0 | 0 | 0 | 0 | 0
2763 | 0 | 0 | 0 | 0 | 0 | 0 | 0 | 0 | 0 | 0
2764 | 0 | 0 | 0 | 0 | 0 | 0 | 0 | 0 | 0 | 0
2765 | 0 | 0 | 0 | 0 | 0 | 0 | 0 | 0 | 0 | 0
2766 | 0 | 0 | 0 | 0 | 0 | 0 | 0 | 0 | 0 | 0
2767 | 1162.556 | 0 | 227.895 | 227.895 | 0 | 0 | 0 | 945.402 | 0 | 0
2768 | 970.887 | 0 | 817.5147 | 817.5147 | 0 | 0 | 0 | 191.903 | 0 | 0
2769 | 1196.422 | 0 | 1373.9618 | 1255.6003 | 0 | 0 | 118.3616 | 0 | 0 | 0
2770 | 1332.16 | 0 | 1809.4374 | 1398.0522 | 0 | 0 | 411.3852 | 0 | 0 | 0
2771 | 1301.099 | 0 | 2142.751 | 1365.4549 | 0 | 0 | 777.2961 | 0 | 0 | 0
2772 | 1262.025 | 0 | 2279.836 | 1324.4482 | 0 | 0 | 955.3878 | 0 | 0 | 0
2773 | 1431.18 | 0 | 2274.6422 | 1501.97 | 0 | 0 | 772.6722 | 0 | 0 | 0
2774 | 1472.893 | 0 | 1760.501 | 1545.7463 | 0 | 0 | 214.7547 | 0 | 0 | 0
2775 | 1483.656 | 0 | 1348.7464 | 1348.7464 | 0 | 0 | 0 | 198.478 | 0 | 0
2776 | 1473.083 | 0 | 850.2999 | 850.2999 | 0 | 0 | 0 | 662.859 | 0 | 0
2777 | 1294.28 | 0 | 245.6278 | 245.6278 | 0 | 0 | 0 | 1060.229 | 0 | 0
2778 | 1058.51 | 0 | 48.3697 | 48.3697 | 0 | 0 | 0 | 1012.42 | 0 | 0
2779 | 1464.006 | 0 | 0 | 0 | 0 | 0 | 0 | 1464.006 | 0 | 0
2780 | 1241.6 | 0 | 0 | 0 | 0 | 0 | 0 | 1241.6 | 0 | 0
2781 | 1408.8 | 0 | 0 | 0 | 0 | 0 | 0 | 1408.8 | 0 | 0
2782 | 1203.2 | 0 | 0 | 0 | 0 | 0 | 0 | 1203.2 | 0 | 0
2783 | 1300 | 0 | 0 | 0 | 0 | 0 | 0 | 1300 | 0 | 0
2784 | 0 | 0 | 0 | 0 | 0 | 0 | 0 | 0 | 0 | 0
2785 | 0 | 0 | 0 | 0 | 0 | 0 | 0 | 0 | 0 | 0
2786 | 0 | 0 | 0 | 0 | 0 | 0 | 0 | 0 | 0 | 0
2787 | 0 | 0 | 0 | 0 | 0 | 0 | 0 | 0 | 0 | 0
2788 | 0 | 0 | 0 | 0 | 0 | 0 | 0 | 0 | 0 | 0
2789 | 0 | 0 | 0 | 0 | 0 | 0 | 0 | 0 | 0 | 0
2790 | 0 | 0 | 0 | 0 | 0 | 0 | 0 | 0 | 0 | 0
2791 | 1083.813 | 0 | 267.0106 | 267.0106 | 0 | 0 | 0 | 829.387 | 0 | 0
2792 | 1008.77 | 0 | 915.0801 | 915.0801 | 0 | 0 | 0 | 136.819 | 0 | 0
2793 | 934.389 | 0 | 1509.3582 | 980.6064 | 0 | 0 | 528.7518 | 0 | 0 | 0
2794 | 1123.825 | 0 | 1937.4572 | 1179.4124 | 0 | 0 | 758.0448 | 0 | 0 | 0
2795 | 930.985 | 0 | 2230.4777 | 977.034 | 0 | 0 | 1253.4436 | 0 | 0 | 0
2796 | 972.383 | 0 | 2363.8717 | 1020.4797 | 0 | 0 | 1343.392 | 0 | 0 | 0
2797 | 958.182 | 0 | 2347.6722 | 1005.5763 | 0 | 0 | 1342.0959 | 0 | 0 | 0
2798 | 1202.344 | 0 | 2156.5608 | 1261.8152 | 0 | 0 | 894.7457 | 0 | 0 | 0
2799 | 871.996 | 0 | 1824.5455 | 915.1273 | 0 | 0 | 909.4182 | 0 | 0 | 0
2800 | 905.877 | 0 | 1341.6184 | 950.6841 | 0 | 0 | 390.9343 | 0 | 0 | 0
2801 | 1065.211 | 0 | 702.8934 | 702.8934 | 0 | 0 | 0 | 395.446 | 0 | 0
2802 | 1003.197 | 0 | 123.4305 | 123.4305 | 0 | 0 | 0 | 885.584 | 0 | 0
2803 | 1253.158 | 0 | 0 | 0 | 0 | 0 | 0 | 1253.158 | 0 | 0
2804 | 1226.4 | 0 | 0 | 0 | 0 | 0 | 0 | 1226.4 | 0 | 0
2805 | 1049.6 | 0 | 0 | 0 | 0 | 0 | 0 | 1049.6 | 0 | 0
2806 | 1300 | 0 | 0 | 0 | 0 | 0 | 0 | 1300 | 0 | 0
2807 | 1016.8 | 0 | 0 | 0 | 0 | 0 | 0 | 1016.8 | 0 | 0
2808 | 0 | 0 | 0 | 0 | 0 | 0 | 0 | 0 | 0 | 0
2809 | 0 | 0 | 0 | 0 | 0 | 0 | 0 | 0 | 0 | 0
2810 | 0 | 0 | 0 | 0 | 0 | 0 | 0 | 0 | 0 | 0
2811 | 0 | 0 | 0 | 0 | 0 | 0 | 0 | 0 | 0 | 0
2812 | 0 | 0 | 0 | 0 | 0 | 0 | 0 | 0 | 0 | 0
2813 | 0 | 0 | 0 | 0 | 0 | 0 | 0 | 0 | 0 | 0
2814 | 0 | 0 | 0 | 0 | 0 | 0 | 0 | 0 | 0 | 0
2815 | 976.828 | 0 | 180.3124 | 180.3124 | 0 | 0 | 0 | 805.014 | 0 | 0
2816 | 949.208 | 0 | 837.6685 | 837.6685 | 0 | 0 | 0 | 151.02 | 0 | 0
2817 | 1320.769 | 0 | 1400.4209 | 1386.0978 | 0 | 0 | 14.3231 | 0 | 0 | 0
2818 | 1344.335 | 0 | 1847.1992 | 1410.8294 | 0 | 0 | 436.3697 | 0 | 0 | 0
2819 | 1328.345 | 0 | 2147.7443 | 1394.0485 | 0 | 0 | 753.6958 | 0 | 0 | 0
2820 | 1413.067 | 0 | 1975.0426 | 1482.9611 | 0 | 0 | 492.0815 | 0 | 0 | 0
2821 | 1334.168 | 0 | 1608.5535 | 1400.1596 | 0 | 0 | 208.3939 | 0 | 0 | 0
2822 | 1503.829 | 0 | 1591.0726 | 1578.2124 | 0 | 0 | 12.8601 | 0 | 0 | 0
2823 | 1371.782 | 0 | 773.8518 | 773.8518 | 0 | 0 | 0 | 634.403 | 0 | 0
2824 | 1502.032 | 0 | 441.6223 | 441.6223 | 0 | 0 | 0 | 1081.224 | 0 | 0
2825 | 1377.423 | 0 | 398.4075 | 398.4075 | 0 | 0 | 0 | 997.793 | 0 | 0
2826 | 1514.373 | 0 | 79.947 | 79.947 | 0 | 0 | 0 | 1438.194 | 0 | 0
2827 | 1132.464 | 0 | 0 | 0 | 0 | 0 | 0 | 1132.464 | 0 | 0
2828 | 1019.2 | 0 | 0 | 0 | 0 | 0 | 0 | 1019.2 | 0 | 0
2829 | 1064.8 | 0 | 0 | 0 | 0 | 0 | 0 | 1064.8 | 0 | 0
2830 | 1386.4 | 0 | 0 | 0 | 0 | 0 | 0 | 1386.4 | 0 | 0
2831 | 1148 | 0 | 0 | 0 | 0 | 0 | 0 | 1148 | 0 | 0
2832 | 0 | 0 | 0 | 0 | 0 | 0 | 0 | 0 | 0 | 0
2833 | 0 | 0 | 0 | 0 | 0 | 0 | 0 | 0 | 0 | 0
2834 | 0 | 0 | 0 | 0 | 0 | 0 | 0 | 0 | 0 | 0
2835 | 0 | 0 | 0 | 0 | 0 | 0 | 0 | 0 | 0 | 0
2836 | 0 | 0 | 0 | 0 | 0 | 0 | 0 | 0 | 0 | 0
2837 | 0 | 0 | 0 | 0 | 0 | 0 | 0 | 0 | 0 | 0
2838 | 0 | 0 | 0 | 0 | 0 | 0 | 0 | 0 | 0 | 0
2839 | 989.561 | 0 | 237.081 | 237.081 | 0 | 0 | 0 | 763.654 | 0 | 0
2840 | 970.741 | 0 | 742.4371 | 742.4371 | 0 | 0 | 0 | 263.296 | 0 | 0
2841 | 1081.276 | 0 | 1534.0007 | 1134.7588 | 0 | 0 | 399.2418 | 0 | 0 | 0
2842 | 1571.813 | 0 | 944.1155 | 944.1155 | 0 | 0 | 0 | 672.195 | 0 | 0
2843 | 1519.172 | 0 | 1726.1615 | 1594.3144 | 0 | 0 | 131.8471 | 0 | 0 | 0
2844 | 1461.244 | 0 | 2058.4497 | 1533.5211 | 0 | 0 | 524.9287 | 0 | 0 | 0
2845 | 1711.452 | 0 | 2344.4189 | 1796.105 | 0 | 0 | 548.3138 | 0 | 0 | 0
2846 | 1173.122 | 0 | 2172.6774 | 1231.1478 | 0 | 0 | 941.5297 | 0 | 0 | 0
2847 | 1493.09 | 0 | 116.0716 | 116.0716 | 0 | 0 | 0 | 1382.489 | 0 | 0
2848 | 1648.072 | 0 | 419.8113 | 419.8113 | 0 | 0 | 0 | 1248.047 | 0 | 0
2849 | 1134.203 | 0 | 51.5538 | 51.5538 | 0 | 0 | 0 | 1085.079 | 0 | 0
2850 | 1182.912 | 0 | 6.2537 | 6.2537 | 0 | 0 | 0 | 1176.953 | 0 | 0
2851 | 1420.356 | 0 | 0 | 0 | 0 | 0 | 0 | 1420.356 | 0 | 0
2852 | 1311.2 | 0 | 0 | 0 | 0 | 0 | 0 | 1311.2 | 0 | 0
2853 | 1405.6 | 0 | 0 | 0 | 0 | 0 | 0 | 1405.6 | 0 | 0
2854 | 1212 | 0 | 0 | 0 | 0 | 0 | 0 | 1212 | 0 | 0
2855 | 1395.2 | 0 | 0 | 0 | 0 | 0 | 0 | 1395.2 | 0 | 0
2856 | 0 | 0 | 0 | 0 | 0 | 0 | 0 | 0 | 0 | 0
2857 | 0 | 0 | 0 | 0 | 0 | 0 | 0 | 0 | 0 | 0
2858 | 0 | 0 | 0 | 0 | 0 | 0 | 0 | 0 | 0 | 0
2859 | 0 | 0 | 0 | 0 | 0 | 0 | 0 | 0 | 0 | 0
2860 | 0 | 0 | 0 | 0 | 0 | 0 | 0 | 0 | 0 | 0
2861 | 0 | 0 | 0 | 0 | 0 | 0 | 0 | 0 | 0 | 0
2862 | 0 | 0 | 0 | 0 | 0 | 0 | 0 | 0 | 0 | 0
2863 | 1384.773 | 0 | 265.7124 | 265.7124 | 0 | 0 | 0 | 1131.584 | 0 | 0
2864 | 330.448 | 0 | 254.9963 | 254.9963 | 0 | 0 | 0 | 87.47 | 0 | 0
2865 | 66.072 | 0 | 1181.0443 | 69.3401 | 0 | 0 | 1111.7042 | 0 | 0 | 0
2866 | 69.845 | 0 | 1255.256 | 73.2997 | 0 | 0 | 1181.9563 | 0 | 0 | 0
2867 | 66.865 | 0 | 1028.7862 | 70.1723 | 0 | 0 | 958.6139 | 0 | 0 | 0
2868 | 69.874 | 0 | 454.6346 | 73.3302 | 0 | 0 | 381.3044 | 0 | 0 | 0
2869 | 62.387 | 0 | 193.2554 | 65.4728 | 0 | 0 | 127.7826 | 0 | 0 | 0
2870 | 65.31 | 0 | 364.8908 | 68.5404 | 0 | 0 | 296.3504 | 0 | 0 | 0
2871 | 60.338 | 0 | 617.273 | 63.3225 | 0 | 0 | 553.9505 | 0 | 0 | 0
2872 | 69.75 | 0 | 646.1217 | 73.2 | 0 | 0 | 572.9216 | 0 | 0 | 0
2873 | 62.252 | 0 | 349.7649 | 65.3312 | 0 | 0 | 284.4338 | 0 | 0 | 0
2874 | 69.556 | 0 | 70.7023 | 70.7023 | 0 | 0 | 0 | 2.186 | 0 | 0
2875 | 70.538 | 0 | 0 | 0 | 0 | 0 | 0 | 70.538 | 0 | 0
2876 | 76.8 | 0 | 0 | 0 | 0 | 0 | 0 | 76.8 | 0 | 0
2877 | 72.8 | 0 | 0 | 0 | 0 | 0 | 0 | 72.8 | 0 | 0
2878 | 78.4 | 0 | 0 | 0 | 0 | 0 | 0 | 78.4 | 0 | 0
2879 | 72 | 0 | 0 | 0 | 0 | 0 | 0 | 72 | 0 | 0
2880 | 0 | 0 | 0 | 0 | 0 | 0 | 0 | 0 | 0 | 0
2881 | 0 | 0 | 0 | 0 | 0 | 0 | 0 | 0 | 0 | 0
2882 | 0 | 0 | 0 | 0 | 0 | 0 | 0 | 0 | 0 | 0
2883 | 0 | 0 | 0 | 0 | 0 | 0 | 0 | 0 | 0 | 0
2884 | 0 | 0 | 0 | 0 | 0 | 0 | 0 | 0 | 0 | 0
2885 | 0 | 0 | 0 | 0 | 0 | 0 | 0 | 0 | 0 | 0
2886 | 0 | 0 | 0 | 0 | 0 | 0 | 0 | 0 | 0 | 0
2887 | 59.935 | 0 | 217.2388 | 62.8995 | 0 | 0 | 154.3392 | 0 | 0 | 0
2888 | 60.615 | 0 | 934.1561 | 63.6132 | 0 | 0 | 870.543 | 0 | 0 | 0
2889 | 57.444 | 0 | 1513.6747 | 60.2853 | 0 | 0 | 1453.3894 | 0 | 0 | 0
2890 | 63.569 | 0 | 1912.587 | 66.7133 | 0 | 0 | 1845.8737 | 0 | 0 | 0
2891 | 57.64 | 0 | 2170.398 | 60.491 | 0 | 0 | 2109.907 | 0 | 0 | 0
2892 | 64.133 | 0 | 2297.786 | 67.3052 | 0 | 0 | 2230.4808 | 0 | 0 | 0
2893 | 56.963 | 0 | 568.4677 | 59.7805 | 0 | 0 | 508.6872 | 0 | 0 | 0
2894 | 68.404 | 0 | 881.3346 | 71.7874 | 0 | 0 | 809.5471 | 0 | 0 | 0
2895 | 60.106 | 0 | 418.4407 | 63.079 | 0 | 0 | 355.3617 | 0 | 0 | 0
2896 | 68.887 | 0 | 141.4151 | 72.2943 | 0 | 0 | 69.1208 | 0 | 0 | 0
2897 | 59.771 | 0 | 65.3847 | 62.7274 | 0 | 0 | 2.6572 | 0 | 0 | 0
2898 | 69.059 | 0 | 10.5219 | 10.5219 | 0 | 0 | 0 | 59.033 | 0 | 0
2899 | 74.479 | 0 | 0 | 0 | 0 | 0 | 0 | 74.479 | 0 | 0
2900 | 85.6 | 0 | 0 | 0 | 0 | 0 | 0 | 85.6 | 0 | 0
2901 | 76 | 0 | 0 | 0 | 0 | 0 | 0 | 76 | 0 | 0
2902 | 78.4 | 0 | 0 | 0 | 0 | 0 | 0 | 78.4 | 0 | 0
2903 | 72.8 | 0 | 0 | 0 | 0 | 0 | 0 | 72.8 | 0 | 0
2904 | 0 | 0 | 0 | 0 | 0 | 0 | 0 | 0 | 0 | 0
2905 | 0 | 0 | 0 | 0 | 0 | 0 | 0 | 0 | 0 | 0
2906 | 0 | 0 | 0 | 0 | 0 | 0 | 0 | 0 | 0 | 0
2907 | 0 | 0 | 0 | 0 | 0 | 0 | 0 | 0 | 0 | 0
2908 | 0 | 0 | 0 | 0 | 0 | 0 | 0 | 0 | 0 | 0
2909 | 0 | 0 | 0 | 0 | 0 | 0 | 0 | 0 | 0 | 0
2910 | 0 | 0 | 0 | 0 | 0 | 0 | 0 | 0 | 0 | 0
2911 | 59.139 | 0 | 269.2386 | 62.0642 | 0 | 0 | 207.1744 | 0 | 0 | 0
2912 | 159.508 | 0 | 919.6284 | 167.3977 | 0 | 0 | 752.2307 | 0 | 0 | 0
2913 | 1257.452 | 0 | 1501.3288 | 1319.649 | 0 | 0 | 181.6798 | 0 | 0 | 0
2914 | 1452.636 | 0 | 1918.9509 | 1524.4873 | 0 | 0 | 394.4636 | 0 | 0 | 0
2915 | 1793.298 | 0 | 2169.3517 | 1881.9994 | 0 | 0 | 287.3523 | 0 | 0 | 0
2916 | 1328.98 | 0 | 2286.625 | 1394.7149 | 0 | 0 | 891.91 | 0 | 0 | 0
2917 | 1338.234 | 0 | 2262.2417 | 1404.4267 | 0 | 0 | 857.8151 | 0 | 0 | 0
2918 | 1057.156 | 0 | 1589.3294 | 1109.4458 | 0 | 0 | 479.8836 | 0 | 0 | 0
2919 | 1280.998 | 0 | 732.2185 | 732.2185 | 0 | 0 | 0 | 583.29 | 0 | 0
2920 | 1089.986 | 0 | 1160.8149 | 1143.8997 | 0 | 0 | 16.9152 | 0 | 0 | 0
2921 | 1851.164 | 0 | 558.9543 | 558.9543 | 0 | 0 | 0 | 1318.554 | 0 | 0
2922 | 1796.006 | 0 | 115.5049 | 115.5049 | 0 | 0 | 0 | 1685.945 | 0 | 0
2923 | 1783.629 | 0 | 0 | 0 | 0 | 0 | 0 | 1783.629 | 0 | 0
2924 | 1345.6 | 0 | 0 | 0 | 0 | 0 | 0 | 1345.6 | 0 | 0
2925 | 1422.4 | 0 | 0 | 0 | 0 | 0 | 0 | 1422.4 | 0 | 0
2926 | 1416.8 | 0 | 0 | 0 | 0 | 0 | 0 | 1416.8 | 0 | 0
2927 | 1570.4 | 0 | 0 | 0 | 0 | 0 | 0 | 1570.4 | 0 | 0
2928 | 0 | 0 | 0 | 0 | 0 | 0 | 0 | 0 | 0 | 0
2929 | 0 | 0 | 0 | 0 | 0 | 0 | 0 | 0 | 0 | 0
2930 | 0 | 0 | 0 | 0 | 0 | 0 | 0 | 0 | 0 | 0
2931 | 0 | 0 | 0 | 0 | 0 | 0 | 0 | 0 | 0 | 0
2932 | 0 | 0 | 0 | 0 | 0 | 0 | 0 | 0 | 0 | 0
2933 | 0 | 0 | 0 | 0 | 0 | 0 | 0 | 0 | 0 | 0
2934 | 0 | 0 | 0 | 0 | 0 | 0 | 0 | 0 | 0 | 0
2935 | 1555.098 | 0 | 269.8662 | 269.8662 | 0 | 0 | 0 | 1297.951 | 0 | 0
2936 | 1292.903 | 0 | 927.8258 | 927.8258 | 0 | 0 | 0 | 408.807 | 0 | 0
2937 | 1616.041 | 0 | 1511.5233 | 1511.5233 | 0 | 0 | 0 | 175.758 | 0 | 0
2938 | 1859.685 | 0 | 1931.024 | 1931.024 | 0 | 0 | 0 | 19.673 | 0 | 0
2939 | 1608.786 | 0 | 1783.1925 | 1688.3609 | 0 | 0 | 94.8315 | 0 | 0 | 0
2940 | 1823.532 | 0 | 2328.3579 | 1913.7288 | 0 | 0 | 414.6291 | 0 | 0 | 0
2941 | 1798.158 | 0 | 1234.7086 | 1234.7086 | 0 | 0 | 0 | 621.643 | 0 | 0
2942 | 1525.044 | 0 | 703.3877 | 703.3877 | 0 | 0 | 0 | 854.808 | 0 | 0
2943 | 1520.027 | 0 | 1116.9694 | 1116.9694 | 0 | 0 | 0 | 455.702 | 0 | 0
2944 | 1553.305 | 0 | 292.0466 | 292.0466 | 0 | 0 | 0 | 1275.023 | 0 | 0
2945 | 1531.346 | 0 | 18.8756 | 18.8756 | 0 | 0 | 0 | 1513.36 | 0 | 0
2946 | 1537.263 | 0 | 0 | 0 | 0 | 0 | 0 | 1537.263 | 0 | 0
2947 | 1394.4 | 0 | 0 | 0 | 0 | 0 | 0 | 1394.4 | 0 | 0
2948 | 1347.2 | 0 | 0 | 0 | 0 | 0 | 0 | 1347.2 | 0 | 0
2949 | 1466.4 | 0 | 0 | 0 | 0 | 0 | 0 | 1466.4 | 0 | 0
2950 | 1319.2 | 0 | 0 | 0 | 0 | 0 | 0 | 1319.2 | 0 | 0
2951 | 1240 | 0 | 0 | 0 | 0 | 0 | 0 | 1240 | 0 | 0
2952 | 0 | 0 | 0 | 0 | 0 | 0 | 0 | 0 | 0 | 0
2953 | 0 | 0 | 0 | 0 | 0 | 0 | 0 | 0 | 0 | 0
2954 | 0 | 0 | 0 | 0 | 0 | 0 | 0 | 0 | 0 | 0
2955 | 0 | 0 | 0 | 0 | 0 | 0 | 0 | 0 | 0 | 0
2956 | 0 | 0 | 0 | 0 | 0 | 0 | 0 | 0 | 0 | 0
2957 | 0 | 0 | 0 | 0 | 0 | 0 | 0 | 0 | 0 | 0
2958 | 0 | 0 | 0 | 0 | 0 | 0 | 0 | 0 | 0 | 0
2959 | 1206.214 | 0 | 271.9798 | 271.9798 | 0 | 0 | 0 | 947.053 | 0 | 0
2960 | 1033.754 | 0 | 767.3944 | 767.3944 | 0 | 0 | 0 | 302.528 | 0 | 0
2961 | 1422.494 | 0 | 1536.3315 | 1492.8544 | 0 | 0 | 43.4771 | 0 | 0 | 0
2962 | 1530.86 | 0 | 1640.4068 | 1606.5805 | 0 | 0 | 33.8263 | 0 | 0 | 0
2963 | 1656.662 | 0 | 2251.7503 | 1738.605 | 0 | 0 | 513.1453 | 0 | 0 | 0
2964 | 1345.486 | 0 | 1991.0795 | 1412.0374 | 0 | 0 | 579.0421 | 0 | 0 | 0
2965 | 1497.656 | 0 | 533.9246 | 533.9246 | 0 | 0 | 0 | 988.896 | 0 | 0
2966 | 1691.038 | 0 | 169.1482 | 169.1482 | 0 | 0 | 0 | 1529.862 | 0 | 0
2967 | 1889.882 | 0 | 322.4495 | 322.4495 | 0 | 0 | 0 | 1582.63 | 0 | 0
2968 | 1787.216 | 0 | 652.876 | 652.876 | 0 | 0 | 0 | 1165.111 | 0 | 0
2969 | 1100.388 | 0 | 384.2671 | 384.2671 | 0 | 0 | 0 | 734.232 | 0 | 0
2970 | 1874.444 | 0 | 80.8034 | 80.8034 | 0 | 0 | 0 | 1797.449 | 0 | 0
2971 | 1314.638 | 0 | 0 | 0 | 0 | 0 | 0 | 1314.638 | 0 | 0
2972 | 1416 | 0 | 0 | 0 | 0 | 0 | 0 | 1416 | 0 | 0
2973 | 988.8 | 0 | 0 | 0 | 0 | 0 | 0 | 988.8 | 0 | 0
2974 | 963.2 | 0 | 0 | 0 | 0 | 0 | 0 | 963.2 | 0 | 0
2975 | 1384 | 0 | 0 | 0 | 0 | 0 | 0 | 1384 | 0 | 0
2976 | 0 | 0 | 0 | 0 | 0 | 0 | 0 | 0 | 0 | 0
2977 | 0 | 0 | 0 | 0 | 0 | 0 | 0 | 0 | 0 | 0
2978 | 0 | 0 | 0 | 0 | 0 | 0 | 0 | 0 | 0 | 0
2979 | 0 | 0 | 0 | 0 | 0 | 0 | 0 | 0 | 0 | 0
2980 | 0 | 0 | 0 | 0 | 0 | 0 | 0 | 0 | 0 | 0
2981 | 0 | 0 | 0 | 0 | 0 | 0 | 0 | 0 | 0 | 0
2982 | 0 | 0 | 0 | 0 | 0 | 0 | 0 | 0 | 0 | 0
2983 | 1212.52 | 0 | 272.6357 | 272.6357 | 0 | 0 | 0 | 952.734 | 0 | 0
2984 | 1002.061 | 0 | 958.4428 | 958.4428 | 0 | 0 | 0 | 88.791 | 0 | 0
2985 | 965.107 | 0 | 671.0989 | 671.0989 | 0 | 0 | 0 | 325.638 | 0 | 0
2986 | 1411.917 | 0 | 2004.8232 | 1481.7542 | 0 | 0 | 523.069 | 0 | 0 | 0
2987 | 1427.898 | 0 | 1258.035 | 1258.035 | 0 | 0 | 0 | 229.156 | 0 | 0
2988 | 1337.421 | 0 | 988.8111 | 988.8111 | 0 | 0 | 0 | 395.214 | 0 | 0
2989 | 1072.122 | 0 | 1338.0618 | 1125.1521 | 0 | 0 | 212.9097 | 0 | 0 | 0
2990 | 1193.708 | 0 | 1699.7444 | 1252.752 | 0 | 0 | 446.9924 | 0 | 0 | 0
2991 | 980.197 | 0 | 1632.9713 | 1028.6802 | 0 | 0 | 604.2911 | 0 | 0 | 0
2992 | 1206.253 | 0 | 1230.071 | 1230.071 | 0 | 0 | 0 | 34.157 | 0 | 0
2993 | 1386.057 | 0 | 401.4226 | 401.4226 | 0 | 0 | 0 | 1003.554 | 0 | 0
2994 | 1219.223 | 0 | 85.1649 | 85.1649 | 0 | 0 | 0 | 1138.072 | 0 | 0
2995 | 1409.584 | 0 | 0 | 0 | 0 | 0 | 0 | 1409.584 | 0 | 0
2996 | 1578.4 | 0 | 0 | 0 | 0 | 0 | 0 | 1578.4 | 0 | 0
2997 | 1444.8 | 0 | 0 | 0 | 0 | 0 | 0 | 1444.8 | 0 | 0
2998 | 1684 | 0 | 0 | 0 | 0 | 0 | 0 | 1684 | 0 | 0
2999 | 1376.8 | 0 | 0 | 0 | 0 | 0 | 0 | 1376.8 | 0 | 0
3000 | 0 | 0 | 0 | 0 | 0 | 0 | 0 | 0 | 0 | 0
3001 | 0 | 0 | 0 | 0 | 0 | 0 | 0 | 0 | 0 | 0
3002 | 0 | 0 | 0 | 0 | 0 | 0 | 0 | 0 | 0 | 0
3003 | 0 | 0 | 0 | 0 | 0 | 0 | 0 | 0 | 0 | 0
3004 | 0 | 0 | 0 | 0 | 0 | 0 | 0 | 0 | 0 | 0
3005 | 0 | 0 | 0 | 0 | 0 | 0 | 0 | 0 | 0 | 0
3006 | 0 | 0 | 0 | 0 | 0 | 0 | 0 | 0 | 0 | 0
3007 | 781.83 | 0 | 171.7593 | 171.7593 | 0 | 0 | 0 | 618.166 | 0 | 0
3008 | 709.607 | 0 | 940.7625 | 744.7061 | 0 | 0 | 196.0564 | 0 | 0 | 0
3009 | 1534.229 | 0 | 1532.861 | 1532.861 | 0 | 0 | 0 | 73.614 | 0 | 0
3010 | 1020.516 | 0 | 1960.1319 | 1070.9935 | 0 | 0 | 889.1384 | 0 | 0 | 0
3011 | 1287.992 | 0 | 1546.2395 | 1351.6996 | 0 | 0 | 194.54 | 0 | 0 | 0
3012 | 1475.707 | 0 | 2349.8163 | 1548.6995 | 0 | 0 | 801.1168 | 0 | 0 | 0
3013 | 1238.1 | 0 | 2327.3011 | 1299.3398 | 0 | 0 | 1027.9613 | 0 | 0 | 0
3014 | 1241.662 | 0 | 1482.1803 | 1303.078 | 0 | 0 | 179.1024 | 0 | 0 | 0
3015 | 1191.082 | 0 | 1111.9582 | 1111.9582 | 0 | 0 | 0 | 131.532 | 0 | 0
3016 | 1159.838 | 0 | 939.3184 | 939.3184 | 0 | 0 | 0 | 264.791 | 0 | 0
3017 | 1030.094 | 0 | 457.4104 | 457.4104 | 0 | 0 | 0 | 594.242 | 0 | 0
3018 | 1147.534 | 0 | 98.1111 | 98.1111 | 0 | 0 | 0 | 1054.047 | 0 | 0
3019 | 1455.483 | 0 | 0 | 0 | 0 | 0 | 0 | 1455.483 | 0 | 0
3020 | 1283.2 | 0 | 0 | 0 | 0 | 0 | 0 | 1283.2 | 0 | 0
3021 | 1238.4 | 0 | 0 | 0 | 0 | 0 | 0 | 1238.4 | 0 | 0
3022 | 1134.4 | 0 | 0 | 0 | 0 | 0 | 0 | 1134.4 | 0 | 0
3023 | 1165.6 | 0 | 0 | 0 | 0 | 0 | 0 | 1165.6 | 0 | 0
3024 | 0 | 0 | 0 | 0 | 0 | 0 | 0 | 0 | 0 | 0
3025 | 0 | 0 | 0 | 0 | 0 | 0 | 0 | 0 | 0 | 0
3026 | 0 | 0 | 0 | 0 | 0 | 0 | 0 | 0 | 0 | 0
3027 | 0 | 0 | 0 | 0 | 0 | 0 | 0 | 0 | 0 | 0
3028 | 0 | 0 | 0 | 0 | 0 | 0 | 0 | 0 | 0 | 0
3029 | 0 | 0 | 0 | 0 | 0 | 0 | 0 | 0 | 0 | 0
3030 | 0 | 0 | 0 | 0 | 0 | 0 | 0 | 0 | 0 | 0
3031 | 1273.643 | 0 | 277.2806 | 277.2806 | 0 | 0 | 0 | 1009.431 | 0 | 0
3032 | 802.242 | 0 | 926.6105 | 841.9231 | 0 | 0 | 84.6874 | 0 | 0 | 0
3033 | 1200.115 | 0 | 1063.3471 | 1063.3471 | 0 | 0 | 0 | 186.885 | 0 | 0
3034 | 1471.92 | 0 | 1927.439 | 1544.7251 | 0 | 0 | 382.7139 | 0 | 0 | 0
3035 | 1380.935 | 0 | 2149.2262 | 1449.2398 | 0 | 0 | 699.9864 | 0 | 0 | 0
3036 | 1423.39 | 0 | 2248.2209 | 1493.7947 | 0 | 0 | 754.4262 | 0 | 0 | 0
3037 | 1393.065 | 0 | 1792.8654 | 1461.9698 | 0 | 0 | 330.8956 | 0 | 0 | 0
3038 | 1542.057 | 0 | 1826.6455 | 1618.3313 | 0 | 0 | 208.3141 | 0 | 0 | 0
3039 | 1458.87 | 0 | 1503.8013 | 1503.8013 | 0 | 0 | 0 | 25.945 | 0 | 0
3040 | 2088.377 | 0 | 184.6194 | 184.6194 | 0 | 0 | 0 | 1912.459 | 0 | 0
3041 | 1746.298 | 0 | 186.2072 | 186.2072 | 0 | 0 | 0 | 1568.867 | 0 | 0
3042 | 1528.475 | 0 | 36.8949 | 36.8949 | 0 | 0 | 0 | 1493.319 | 0 | 0
3043 | 1628.348 | 0 | 0 | 0 | 0 | 0 | 0 | 1628.348 | 0 | 0
3044 | 1763.2 | 0 | 0 | 0 | 0 | 0 | 0 | 1763.2 | 0 | 0
3045 | 1925.6 | 0 | 0 | 0 | 0 | 0 | 0 | 1925.6 | 0 | 0
3046 | 2003.2 | 0 | 0 | 0 | 0 | 0 | 0 | 2003.2 | 0 | 0
3047 | 1744 | 0 | 0 | 0 | 0 | 0 | 0 | 1744 | 0 | 0
3048 | 0 | 0 | 0 | 0 | 0 | 0 | 0 | 0 | 0 | 0
3049 | 0 | 0 | 0 | 0 | 0 | 0 | 0 | 0 | 0 | 0
3050 | 0 | 0 | 0 | 0 | 0 | 0 | 0 | 0 | 0 | 0
3051 | 0 | 0 | 0 | 0 | 0 | 0 | 0 | 0 | 0 | 0
3052 | 0 | 0 | 0 | 0 | 0 | 0 | 0 | 0 | 0 | 0
3053 | 0 | 0 | 0 | 0 | 0 | 0 | 0 | 0 | 0 | 0
3054 | 0 | 0 | 0 | 0 | 0 | 0 | 0 | 0 | 0 | 0
3055 | 1371.414 | 0 | 179.6806 | 179.6806 | 0 | 0 | 0 | 1200.202 | 0 | 0
3056 | 1360.451 | 0 | 546.239 | 546.239 | 0 | 0 | 0 | 839.957 | 0 | 0
3057 | 1498.823 | 0 | 861.4231 | 861.4231 | 0 | 0 | 0 | 678 | 0 | 0
3058 | 2067.103 | 0 | 1460.5047 | 1460.5047 | 0 | 0 | 0 | 675.434 | 0 | 0
3059 | 1900.996 | 0 | 2116.6267 | 1995.0244 | 0 | 0 | 121.6023 | 0 | 0 | 0
3060 | 2047.677 | 0 | 2252.3579 | 2148.9606 | 0 | 0 | 103.3973 | 0 | 0 | 0
3061 | 1737.954 | 0 | 1966.2849 | 1823.9179 | 0 | 0 | 142.367 | 0 | 0 | 0
3062 | 1834.925 | 0 | 1747.4782 | 1747.4782 | 0 | 0 | 0 | 169.808 | 0 | 0
3063 | 1799.821 | 0 | 614.7763 | 614.7763 | 0 | 0 | 0 | 1214.02 | 0 | 0
3064 | 1674.824 | 0 | 111.6618 | 111.6618 | 0 | 0 | 0 | 1568.425 | 0 | 0
3065 | 1838.59 | 0 | 193.3761 | 193.3761 | 0 | 0 | 0 | 1654.328 | 0 | 0
3066 | 1892.738 | 0 | 39.5501 | 39.5501 | 0 | 0 | 0 | 1855.052 | 0 | 0
3067 | 1857.119 | 0 | 0 | 0 | 0 | 0 | 0 | 1857.119 | 0 | 0
3068 | 1924 | 0 | 0 | 0 | 0 | 0 | 0 | 1924 | 0 | 0
3069 | 1824.8 | 0 | 0 | 0 | 0 | 0 | 0 | 1824.8 | 0 | 0
3070 | 2112.8 | 0 | 0 | 0 | 0 | 0 | 0 | 2112.8 | 0 | 0
3071 | 1693.6 | 0 | 0 | 0 | 0 | 0 | 0 | 1693.6 | 0 | 0
3072 | 0 | 0 | 0 | 0 | 0 | 0 | 0 | 0 | 0 | 0
3073 | 0 | 0 | 0 | 0 | 0 | 0 | 0 | 0 | 0 | 0
3074 | 0 | 0 | 0 | 0 | 0 | 0 | 0 | 0 | 0 | 0
3075 | 0 | 0 | 0 | 0 | 0 | 0 | 0 | 0 | 0 | 0
3076 | 0 | 0 | 0 | 0 | 0 | 0 | 0 | 0 | 0 | 0
3077 | 0 | 0 | 0 | 0 | 0 | 0 | 0 | 0 | 0 | 0
3078 | 0 | 0 | 0 | 0 | 0 | 0 | 0 | 0 | 0 | 0
3079 | 1151.437 | 0 | 279.2599 | 279.2599 | 0 | 0 | 0 | 885.339 | 0 | 0
3080 | 1016.173 | 0 | 919.7491 | 919.7491 | 0 | 0 | 0 | 139.773 | 0 | 0
3081 | 1393.713 | 0 | 1509.0371 | 1462.6498 | 0 | 0 | 46.3873 | 0 | 0 | 0
3082 | 1742.288 | 0 | 1937.899 | 1828.4663 | 0 | 0 | 109.4327 | 0 | 0 | 0
3083 | 1918.198 | 0 | 1397.6345 | 1397.6345 | 0 | 0 | 0 | 586.436 | 0 | 0
3084 | 1389.518 | 0 | 2330.5985 | 1458.2473 | 0 | 0 | 872.3512 | 0 | 0 | 0
3085 | 1454.847 | 0 | 2297.8721 | 1526.8077 | 0 | 0 | 771.0644 | 0 | 0 | 0
3086 | 1572.945 | 0 | 2111.9923 | 1650.7471 | 0 | 0 | 461.2452 | 0 | 0 | 0
3087 | 1407.007 | 0 | 702.7244 | 702.7244 | 0 | 0 | 0 | 737.403 | 0 | 0
3088 | 1270.866 | 0 | 157.3208 | 157.3208 | 0 | 0 | 0 | 1120.96 | 0 | 0
3089 | 1921.03 | 0 | 71.4831 | 71.4831 | 0 | 0 | 0 | 1852.916 | 0 | 0
3090 | 1338.785 | 0 | 10.8189 | 10.8189 | 0 | 0 | 0 | 1328.476 | 0 | 0
3091 | 1455.323 | 0 | 0 | 0 | 0 | 0 | 0 | 1455.323 | 0 | 0
3092 | 1472 | 0 | 0 | 0 | 0 | 0 | 0 | 1472 | 0 | 0
3093 | 1682.4 | 0 | 0 | 0 | 0 | 0 | 0 | 1682.4 | 0 | 0
3094 | 1751.2 | 0 | 0 | 0 | 0 | 0 | 0 | 1751.2 | 0 | 0
3095 | 1388 | 0 | 0 | 0 | 0 | 0 | 0 | 1388 | 0 | 0
3096 | 0 | 0 | 0 | 0 | 0 | 0 | 0 | 0 | 0 | 0
3097 | 0 | 0 | 0 | 0 | 0 | 0 | 0 | 0 | 0 | 0
3098 | 0 | 0 | 0 | 0 | 0 | 0 | 0 | 0 | 0 | 0
3099 | 0 | 0 | 0 | 0 | 0 | 0 | 0 | 0 | 0 | 0
3100 | 0 | 0 | 0 | 0 | 0 | 0 | 0 | 0 | 0 | 0
3101 | 0 | 0 | 0 | 0 | 0 | 0 | 0 | 0 | 0 | 0
3102 | 0 | 0 | 0 | 0 | 0 | 0 | 0 | 0 | 0 | 0
3103 | 596.8 | 0 | 277.3499 | 277.3499 | 0 | 0 | 0 | 332.522 | 0 | 0
3104 | 559.198 | 0 | 546.4049 | 546.4049 | 0 | 0 | 0 | 38.546 | 0 | 0
3105 | 533.643 | 0 | 1112.8733 | 560.0384 | 0 | 0 | 552.8349 | 0 | 0 | 0
3106 | 918.03 | 0 | 1256.6613 | 963.4382 | 0 | 0 | 293.223 | 0 | 0 | 0
3107 | 967.693 | 0 | 1464.5997 | 1015.5577 | 0 | 0 | 449.042 | 0 | 0 | 0
3108 | 627.109 | 0 | 1930.9064 | 658.1275 | 0 | 0 | 1272.7789 | 0 | 0 | 0
3109 | 812.063 | 0 | 1895.5763 | 852.2298 | 0 | 0 | 1043.3464 | 0 | 0 | 0
3110 | 905.477 | 0 | 1728.5994 | 950.2643 | 0 | 0 | 778.3351 | 0 | 0 | 0
3111 | 596.201 | 0 | 1299.3922 | 625.6907 | 0 | 0 | 673.7015 | 0 | 0 | 0
3112 | 817.356 | 0 | 62.2142 | 62.2142 | 0 | 0 | 0 | 758.074 | 0 | 0
3113 | 855.171 | 0 | 21.2096 | 21.2096 | 0 | 0 | 0 | 834.961 | 0 | 0
3114 | 864.861 | 0 | 0 | 0 | 0 | 0 | 0 | 864.861 | 0 | 0
3115 | 824.194 | 0 | 0 | 0 | 0 | 0 | 0 | 824.194 | 0 | 0
3116 | 626.4 | 0 | 0 | 0 | 0 | 0 | 0 | 626.4 | 0 | 0
3117 | 780 | 0 | 0 | 0 | 0 | 0 | 0 | 780 | 0 | 0
3118 | 831.2 | 0 | 0 | 0 | 0 | 0 | 0 | 831.2 | 0 | 0
3119 | 764 | 0 | 0 | 0 | 0 | 0 | 0 | 764 | 0 | 0
3120 | 0 | 0 | 0 | 0 | 0 | 0 | 0 | 0 | 0 | 0
3121 | 0 | 0 | 0 | 0 | 0 | 0 | 0 | 0 | 0 | 0
3122 | 0 | 0 | 0 | 0 | 0 | 0 | 0 | 0 | 0 | 0
3123 | 0 | 0 | 0 | 0 | 0 | 0 | 0 | 0 | 0 | 0
3124 | 0 | 0 | 0 | 0 | 0 | 0 | 0 | 0 | 0 | 0
3125 | 0 | 0 | 0 | 0 | 0 | 0 | 0 | 0 | 0 | 0
3126 | 0 | 0 | 0 | 0 | 0 | 0 | 0 | 0 | 0 | 0
3127 | 1606.824 | 0 | 206.741 | 206.741 | 0 | 0 | 0 | 1409.827 | 0 | 0
3128 | 1031.203 | 0 | 764.5588 | 764.5588 | 0 | 0 | 0 | 302.679 | 0 | 0
3129 | 1251.649 | 0 | 1101.3565 | 1101.3565 | 0 | 0 | 0 | 202.201 | 0 | 0
3130 | 1182.361 | 0 | 1574.2213 | 1240.8438 | 0 | 0 | 333.3776 | 0 | 0 | 0
3131 | 1327.158 | 0 | 1836.4527 | 1392.8028 | 0 | 0 | 443.6499 | 0 | 0 | 0
3132 | 662.126 | 0 | 1914.2137 | 694.8765 | 0 | 0 | 1219.3371 | 0 | 0 | 0
3133 | 803.013 | 0 | 1966.3856 | 842.7322 | 0 | 0 | 1123.6534 | 0 | 0 | 0
3134 | 839.44 | 0 | 1698.1419 | 880.961 | 0 | 0 | 817.1809 | 0 | 0 | 0
3135 | 881.612 | 0 | 1561.2678 | 925.2189 | 0 | 0 | 636.0489 | 0 | 0 | 0
3136 | 723.729 | 0 | 1019.8773 | 759.5266 | 0 | 0 | 260.3507 | 0 | 0 | 0
3137 | 1037.81 | 0 | 452.0854 | 452.0854 | 0 | 0 | 0 | 607.032 | 0 | 0
3138 | 1280.783 | 0 | 98.0356 | 98.0356 | 0 | 0 | 0 | 1187.368 | 0 | 0
3139 | 1299.258 | 0 | 0 | 0 | 0 | 0 | 0 | 1299.258 | 0 | 0
3140 | 1091.2 | 0 | 0 | 0 | 0 | 0 | 0 | 1091.2 | 0 | 0
3141 | 1475.2 | 0 | 0 | 0 | 0 | 0 | 0 | 1475.2 | 0 | 0
3142 | 901.6 | 0 | 0 | 0 | 0 | 0 | 0 | 901.6 | 0 | 0
3143 | 1424.8 | 0 | 0 | 0 | 0 | 0 | 0 | 1424.8 | 0 | 0
3144 | 0 | 0 | 0 | 0 | 0 | 0 | 0 | 0 | 0 | 0
3145 | 0 | 0 | 0 | 0 | 0 | 0 | 0 | 0 | 0 | 0
3146 | 0 | 0 | 0 | 0 | 0 | 0 | 0 | 0 | 0 | 0
3147 | 0 | 0 | 0 | 0 | 0 | 0 | 0 | 0 | 0 | 0
3148 | 0 | 0 | 0 | 0 | 0 | 0 | 0 | 0 | 0 | 0
3149 | 0 | 0 | 0 | 0 | 0 | 0 | 0 | 0 | 0 | 0
3150 | 0 | 0 | 0 | 0 | 0 | 0 | 0 | 0 | 0 | 0
3151 | 1360.959 | 0 | 261.0538 | 261.0538 | 0 | 0 | 0 | 1112.209 | 0 | 0
3152 | 1089.279 | 0 | 773.6681 | 773.6681 | 0 | 0 | 0 | 352.075 | 0 | 0
3153 | 1352.296 | 0 | 1511.0437 | 1419.1842 | 0 | 0 | 91.8595 | 0 | 0 | 0
3154 | 1592.847 | 0 | 1941.5879 | 1671.6335 | 0 | 0 | 269.9543 | 0 | 0 | 0
3155 | 1626.609 | 0 | 1684.9187 | 1684.9187 | 0 | 0 | 0 | 21.103 | 0 | 0
3156 | 1541.713 | 0 | 1596.619 | 1596.619 | 0 | 0 | 0 | 20.345 | 0 | 0
3157 | 1622.298 | 0 | 1765.1805 | 1702.5412 | 0 | 0 | 62.6393 | 0 | 0 | 0
3158 | 1448.694 | 0 | 1260.0867 | 1260.0867 | 0 | 0 | 0 | 247.997 | 0 | 0
3159 | 1620.387 | 0 | 989.8679 | 989.8679 | 0 | 0 | 0 | 677.173 | 0 | 0
3160 | 1509.994 | 0 | 651.5883 | 651.5883 | 0 | 0 | 0 | 889.116 | 0 | 0
3161 | 1315.27 | 0 | 491.8674 | 491.8674 | 0 | 0 | 0 | 846.585 | 0 | 0
3162 | 1693.54 | 0 | 106.765 | 106.765 | 0 | 0 | 0 | 1591.807 | 0 | 0
3163 | 1887.87 | 0 | 0 | 0 | 0 | 0 | 0 | 1887.87 | 0 | 0
3164 | 1574.4 | 0 | 0 | 0 | 0 | 0 | 0 | 1574.4 | 0 | 0
3165 | 1738.4 | 0 | 0 | 0 | 0 | 0 | 0 | 1738.4 | 0 | 0
3166 | 1488 | 0 | 0 | 0 | 0 | 0 | 0 | 1488 | 0 | 0
3167 | 1567.2 | 0 | 0 | 0 | 0 | 0 | 0 | 1567.2 | 0 | 0
3168 | 0 | 0 | 0 | 0 | 0 | 0 | 0 | 0 | 0 | 0
3169 | 0 | 0 | 0 | 0 | 0 | 0 | 0 | 0 | 0 | 0
3170 | 0 | 0 | 0 | 0 | 0 | 0 | 0 | 0 | 0 | 0
3171 | 0 | 0 | 0 | 0 | 0 | 0 | 0 | 0 | 0 | 0
3172 | 0 | 0 | 0 | 0 | 0 | 0 | 0 | 0 | 0 | 0
3173 | 0 | 0 | 0 | 0 | 0 | 0 | 0 | 0 | 0 | 0
3174 | 0 | 0 | 0 | 0 | 0 | 0 | 0 | 0 | 0 | 0
3175 | 1222.398 | 0 | 263.5022 | 263.5022 | 0 | 0 | 0 | 971.315 | 0 | 0
3176 | 1224.246 | 0 | 754.3821 | 754.3821 | 0 | 0 | 0 | 505.419 | 0 | 0
3177 | 1405.356 | 0 | 1519.9148 | 1474.8687 | 0 | 0 | 45.0461 | 0 | 0 | 0
3178 | 1702.904 | 0 | 1949.2332 | 1787.1342 | 0 | 0 | 162.099 | 0 | 0 | 0
3179 | 1163.639 | 0 | 1868.6754 | 1221.1957 | 0 | 0 | 647.4797 | 0 | 0 | 0
3180 | 1654.093 | 0 | 1833.106 | 1735.9089 | 0 | 0 | 97.197 | 0 | 0 | 0
3181 | 1527.881 | 0 | 1999.917 | 1603.4541 | 0 | 0 | 396.4629 | 0 | 0 | 0
3182 | 1582.693 | 0 | 2108.0421 | 1660.9773 | 0 | 0 | 447.0648 | 0 | 0 | 0
3183 | 1693.198 | 0 | 1527.4185 | 1527.4185 | 0 | 0 | 0 | 237.769 | 0 | 0
3184 | 1547.887 | 0 | 799.0084 | 799.0084 | 0 | 0 | 0 | 786.537 | 0 | 0
3185 | 1494.49 | 0 | 502.2718 | 502.2718 | 0 | 0 | 0 | 1015.891 | 0 | 0
3186 | 1557.6 | 0 | 110.5147 | 110.5147 | 0 | 0 | 0 | 1452.294 | 0 | 0
3187 | 1736.8 | 0 | 0 | 0 | 0 | 0 | 0 | 1736.8 | 0 | 0
3188 | 1518.4 | 0 | 0 | 0 | 0 | 0 | 0 | 1518.4 | 0 | 0
3189 | 1556 | 0 | 0 | 0 | 0 | 0 | 0 | 1556 | 0 | 0
3190 | 1313.6 | 0 | 0 | 0 | 0 | 0 | 0 | 1313.6 | 0 | 0
3191 | 1468.8 | 0 | 0 | 0 | 0 | 0 | 0 | 1468.8 | 0 | 0
3192 | 0 | 0 | 0 | 0 | 0 | 0 | 0 | 0 | 0 | 0
3193 | 0 | 0 | 0 | 0 | 0 | 0 | 0 | 0 | 0 | 0
3194 | 0 | 0 | 0 | 0 | 0 | 0 | 0 | 0 | 0 | 0
3195 | 0 | 0 | 0 | 0 | 0 | 0 | 0 | 0 | 0 | 0
3196 | 0 | 0 | 0 | 0 | 0 | 0 | 0 | 0 | 0 | 0
3197 | 0 | 0 | 0 | 0 | 0 | 0 | 0 | 0 | 0 | 0
3198 | 0 | 0 | 0 | 0 | 0 | 0 | 0 | 0 | 0 | 0
3199 | 1067.464 | 0 | 286.4047 | 286.4047 | 0 | 0 | 0 | 794.558 | 0 | 0
3200 | 1283.562 | 0 | 806.6643 | 806.6643 | 0 | 0 | 0 | 514.917 | 0 | 0
3201 | 1599.831 | 0 | 1151.5292 | 1151.5292 | 0 | 0 | 0 | 502.575 | 0 | 0
3202 | 1734.369 | 0 | 1896.0391 | 1820.1556 | 0 | 0 | 75.8835 | 0 | 0 | 0
3203 | 1623.038 | 0 | 2211.9095 | 1703.3178 | 0 | 0 | 508.5917 | 0 | 0 | 0
3204 | 1636.443 | 0 | 2343.9078 | 1717.3859 | 0 | 0 | 626.5219 | 0 | 0 | 0
3205 | 1725.917 | 0 | 2319.3304 | 1811.2855 | 0 | 0 | 508.0449 | 0 | 0 | 0
3206 | 2012.075 | 0 | 2132.0391 | 2111.5977 | 0 | 0 | 20.4414 | 0 | 0 | 0
3207 | 1948.007 | 0 | 1795.4072 | 1795.4072 | 0 | 0 | 0 | 237.22 | 0 | 0
3208 | 1556.628 | 0 | 1318.8892 | 1318.8892 | 0 | 0 | 0 | 299.9 | 0 | 0
3209 | 1721.903 | 0 | 681.2346 | 681.2346 | 0 | 0 | 0 | 1072.776 | 0 | 0
3210 | 1737.852 | 0 | 113.0849 | 113.0849 | 0 | 0 | 0 | 1630.097 | 0 | 0
3211 | 1568.995 | 0 | 0 | 0 | 0 | 0 | 0 | 1568.995 | 0 | 0
3212 | 1459.2 | 0 | 0 | 0 | 0 | 0 | 0 | 1459.2 | 0 | 0
3213 | 1577.6 | 0 | 0 | 0 | 0 | 0 | 0 | 1577.6 | 0 | 0
3214 | 1764.8 | 0 | 0 | 0 | 0 | 0 | 0 | 1764.8 | 0 | 0
3215 | 1724 | 0 | 0 | 0 | 0 | 0 | 0 | 1724 | 0 | 0
3216 | 0 | 0 | 0 | 0 | 0 | 0 | 0 | 0 | 0 | 0
3217 | 0 | 0 | 0 | 0 | 0 | 0 | 0 | 0 | 0 | 0
3218 | 0 | 0 | 0 | 0 | 0 | 0 | 0 | 0 | 0 | 0
3219 | 0 | 0 | 0 | 0 | 0 | 0 | 0 | 0 | 0 | 0
3220 | 0 | 0 | 0 | 0 | 0 | 0 | 0 | 0 | 0 | 0
3221 | 0 | 0 | 0 | 0 | 0 | 0 | 0 | 0 | 0 | 0
3222 | 0 | 0 | 0 | 0 | 0 | 0 | 0 | 0 | 0 | 0
3223 | 1482.886 | 0 | 96.3984 | 96.3984 | 0 | 0 | 0 | 1391.031 | 0 | 0
3224 | 905.259 | 0 | 302.2788 | 302.2788 | 0 | 0 | 0 | 617.227 | 0 | 0
3225 | 1293.998 | 0 | 742.8443 | 742.8443 | 0 | 0 | 0 | 586.165 | 0 | 0
3226 | 1538.464 | 0 | 1105.3487 | 1105.3487 | 0 | 0 | 0 | 485.212 | 0 | 0
3227 | 1566.084 | 0 | 1506.0944 | 1506.0944 | 0 | 0 | 0 | 130.974 | 0 | 0
3228 | 1519.876 | 0 | 1691.2217 | 1595.0532 | 0 | 0 | 96.1686 | 0 | 0 | 0
3229 | 2001.861 | 0 | 1271.593 | 1271.593 | 0 | 0 | 0 | 790.2 | 0 | 0
3230 | 1474.906 | 0 | 293.8569 | 293.8569 | 0 | 0 | 0 | 1194.899 | 0 | 0
3231 | 1790.369 | 0 | 1176.3448 | 1176.3448 | 0 | 0 | 0 | 669.467 | 0 | 0
3232 | 1829.06 | 0 | 584.8299 | 584.8299 | 0 | 0 | 0 | 1271.794 | 0 | 0
3233 | 1677.484 | 0 | 54.1302 | 54.1302 | 0 | 0 | 0 | 1625.905 | 0 | 0
3234 | 2026.099 | 0 | 8.6749 | 8.6749 | 0 | 0 | 0 | 2017.833 | 0 | 0
3235 | 1587.2 | 0 | 0 | 0 | 0 | 0 | 0 | 1587.2 | 0 | 0
3236 | 1344 | 0 | 0 | 0 | 0 | 0 | 0 | 1344 | 0 | 0
3237 | 1775.2 | 0 | 0 | 0 | 0 | 0 | 0 | 1775.2 | 0 | 0
3238 | 1706.4 | 0 | 0 | 0 | 0 | 0 | 0 | 1706.4 | 0 | 0
3239 | 1422.4 | 0 | 0 | 0 | 0 | 0 | 0 | 1422.4 | 0 | 0
3240 | 0 | 0 | 0 | 0 | 0 | 0 | 0 | 0 | 0 | 0
3241 | 0 | 0 | 0 | 0 | 0 | 0 | 0 | 0 | 0 | 0
3242 | 0 | 0 | 0 | 0 | 0 | 0 | 0 | 0 | 0 | 0
3243 | 0 | 0 | 0 | 0 | 0 | 0 | 0 | 0 | 0 | 0
3244 | 0 | 0 | 0 | 0 | 0 | 0 | 0 | 0 | 0 | 0
3245 | 0 | 0 | 0 | 0 | 0 | 0 | 0 | 0 | 0 | 0
3246 | 0 | 0 | 0 | 0 | 0 | 0 | 0 | 0 | 0 | 0
3247 | 1055.099 | 0 | 191.5123 | 191.5123 | 0 | 0 | 0 | 872.613 | 0 | 0
3248 | 1425.043 | 0 | 577.916 | 577.916 | 0 | 0 | 0 | 874.365 | 0 | 0
3249 | 1508.333 | 0 | 1160.7908 | 1160.7908 | 0 | 0 | 0 | 402.252 | 0 | 0
3250 | 1700.252 | 0 | 1623.5954 | 1623.5954 | 0 | 0 | 0 | 153.179 | 0 | 0
3251 | 1839.549 | 0 | 1798.9774 | 1798.9774 | 0 | 0 | 0 | 125.36 | 0 | 0
3252 | 1816.85 | 0 | 1834.3842 | 1834.3842 | 0 | 0 | 0 | 68.923 | 0 | 0
3253 | 1707.886 | 0 | 1979.0621 | 1792.3627 | 0 | 0 | 186.6994 | 0 | 0 | 0
3254 | 1728.169 | 0 | 1679.5496 | 1679.5496 | 0 | 0 | 0 | 127.779 | 0 | 0
3255 | 1703.789 | 0 | 1392.3201 | 1392.3201 | 0 | 0 | 0 | 377.091 | 0 | 0
3256 | 1569.14 | 0 | 1183.0163 | 1183.0163 | 0 | 0 | 0 | 441.881 | 0 | 0
3257 | 1690.426 | 0 | 559.6449 | 559.6449 | 0 | 0 | 0 | 1157.158 | 0 | 0
3258 | 1602.301 | 0 | 121.1825 | 121.1825 | 0 | 0 | 0 | 1486.83 | 0 | 0
3259 | 1476.806 | 0 | 0 | 0 | 0 | 0 | 0 | 1476.806 | 0 | 0
3260 | 1332.8 | 0 | 0 | 0 | 0 | 0 | 0 | 1332.8 | 0 | 0
3261 | 1378.4 | 0 | 0 | 0 | 0 | 0 | 0 | 1378.4 | 0 | 0
3262 | 1814.4 | 0 | 0 | 0 | 0 | 0 | 0 | 1814.4 | 0 | 0
3263 | 1490.4 | 0 | 0 | 0 | 0 | 0 | 0 | 1490.4 | 0 | 0
3264 | 0 | 0 | 0 | 0 | 0 | 0 | 0 | 0 | 0 | 0
3265 | 0 | 0 | 0 | 0 | 0 | 0 | 0 | 0 | 0 | 0
3266 | 0 | 0 | 0 | 0 | 0 | 0 | 0 | 0 | 0 | 0
3267 | 0 | 0 | 0 | 0 | 0 | 0 | 0 | 0 | 0 | 0
3268 | 0 | 0 | 0 | 0 | 0 | 0 | 0 | 0 | 0 | 0
3269 | 0 | 0 | 0 | 0 | 0 | 0 | 0 | 0 | 0 | 0
3270 | 0 | 0 | 0 | 0 | 0 | 0 | 0 | 0 | 0 | 0
3271 | 1106.227 | 0 | 215.5712 | 215.5712 | 0 | 0 | 0 | 900.816 | 0 | 0
3272 | 998.236 | 0 | 634.8714 | 634.8714 | 0 | 0 | 0 | 393.287 | 0 | 0
3273 | 1435.791 | 0 | 1493.7496 | 1493.7496 | 0 | 0 | 0 | 12.444 | 0 | 0
3274 | 1831.647 | 0 | 1494.0739 | 1494.0739 | 0 | 0 | 0 | 407.991 | 0 | 0
3275 | 1511.408 | 0 | 1853.2798 | 1586.1663 | 0 | 0 | 267.1134 | 0 | 0 | 0
3276 | 1131.45 | 0 | 1722.1001 | 1187.4146 | 0 | 0 | 534.6855 | 0 | 0 | 0
3277 | 1343.015 | 0 | 747.1335 | 747.1335 | 0 | 0 | 0 | 631.095 | 0 | 0
3278 | 1463.195 | 0 | 1651.2288 | 1535.5686 | 0 | 0 | 115.6602 | 0 | 0 | 0
3279 | 1538.188 | 0 | 1495.1275 | 1495.1275 | 0 | 0 | 0 | 113.528 | 0 | 0
3280 | 1937.529 | 0 | 332.6849 | 332.6849 | 0 | 0 | 0 | 1620.524 | 0 | 0
3281 | 1784.662 | 0 | 330.0508 | 330.0508 | 0 | 0 | 0 | 1470.167 | 0 | 0
3282 | 1641.186 | 0 | 91.8154 | 91.8154 | 0 | 0 | 0 | 1553.698 | 0 | 0
3283 | 1082.752 | 0 | 0 | 0 | 0 | 0 | 0 | 1082.752 | 0 | 0
3284 | 1290.4 | 0 | 0 | 0 | 0 | 0 | 0 | 1290.4 | 0 | 0
3285 | 1324.8 | 0 | 0 | 0 | 0 | 0 | 0 | 1324.8 | 0 | 0
3286 | 1139.2 | 0 | 0 | 0 | 0 | 0 | 0 | 1139.2 | 0 | 0
3287 | 1259.2 | 0 | 0 | 0 | 0 | 0 | 0 | 1259.2 | 0 | 0
3288 | 0 | 0 | 0 | 0 | 0 | 0 | 0 | 0 | 0 | 0
3289 | 0 | 0 | 0 | 0 | 0 | 0 | 0 | 0 | 0 | 0
3290 | 0 | 0 | 0 | 0 | 0 | 0 | 0 | 0 | 0 | 0
3291 | 0 | 0 | 0 | 0 | 0 | 0 | 0 | 0 | 0 | 0
3292 | 0 | 0 | 0 | 0 | 0 | 0 | 0 | 0 | 0 | 0
3293 | 0 | 0 | 0 | 0 | 0 | 0 | 0 | 0 | 0 | 0
3294 | 0 | 0 | 0 | 0 | 0 | 0 | 0 | 0 | 0 | 0
3295 | 1182.657 | 0 | 288.2727 | 288.2727 | 0 | 0 | 0 | 907.971 | 0 | 0
3296 | 936.672 | 0 | 808.1251 | 808.1251 | 0 | 0 | 0 | 166.635 | 0 | 0
3297 | 1006.925 | 0 | 853.9646 | 853.9646 | 0 | 0 | 0 | 193.209 | 0 | 0
3298 | 980.994 | 0 | 881.4353 | 881.4353 | 0 | 0 | 0 | 141.102 | 0 | 0
3299 | 1100.227 | 0 | 1098.6216 | 1098.6216 | 0 | 0 | 0 | 53.385 | 0 | 0
3300 | 1192.407 | 0 | 1891.3763 | 1251.3867 | 0 | 0 | 639.9896 | 0 | 0 | 0
3301 | 1178.5 | 0 | 1895.6865 | 1236.7918 | 0 | 0 | 658.8947 | 0 | 0 | 0
3302 | 1218.473 | 0 | 2078.4472 | 1278.742 | 0 | 0 | 799.7053 | 0 | 0 | 0
3303 | 1017.622 | 0 | 1769.6974 | 1067.9563 | 0 | 0 | 701.7411 | 0 | 0 | 0
3304 | 339.258 | 0 | 1309.7935 | 356.0386 | 0 | 0 | 953.7549 | 0 | 0 | 0
3305 | 224.739 | 0 | 682.1014 | 235.8552 | 0 | 0 | 446.2462 | 0 | 0 | 0
3306 | 209.471 | 0 | 139.9375 | 139.9375 | 0 | 0 | 0 | 76.129 | 0 | 0
3307 | 115.054 | 0 | 0 | 0 | 0 | 0 | 0 | 115.054 | 0 | 0
3308 | 0 | 0 | 0 | 0 | 0 | 0 | 0 | 0 | 0 | 0
3309 | 0 | 0 | 0 | 0 | 0 | 0 | 0 | 0 | 0 | 0
3310 | 0 | 0 | 0 | 0 | 0 | 0 | 0 | 0 | 0 | 0
3311 | 0 | 0 | 0 | 0 | 0 | 0 | 0 | 0 | 0 | 0
3312 | 0 | 0 | 0 | 0 | 0 | 0 | 0 | 0 | 0 | 0
3313 | 0 | 0 | 0 | 0 | 0 | 0 | 0 | 0 | 0 | 0
3314 | 0 | 0 | 0 | 0 | 0 | 0 | 0 | 0 | 0 | 0
3315 | 0 | 0 | 0 | 0 | 0 | 0 | 0 | 0 | 0 | 0
3316 | 0 | 0 | 0 | 0 | 0 | 0 | 0 | 0 | 0 | 0
3317 | 0 | 0 | 0 | 0 | 0 | 0 | 0 | 0 | 0 | 0
3318 | 0 | 0 | 0 | 0 | 0 | 0 | 0 | 0 | 0 | 0
3319 | 79.923 | 0 | 192.334 | 83.8762 | 0 | 0 | 108.4578 | 0 | 0 | 0
3320 | 156.96 | 0 | 920.2529 | 164.7237 | 0 | 0 | 755.5292 | 0 | 0 | 0
3321 | 637.627 | 0 | 1507.5689 | 669.1658 | 0 | 0 | 838.4032 | 0 | 0 | 0
3322 | 1024.991 | 0 | 1936.7698 | 1075.6898 | 0 | 0 | 861.08 | 0 | 0 | 0
3323 | 1410.943 | 0 | 1619.98 | 1480.7321 | 0 | 0 | 139.248 | 0 | 0 | 0
3324 | 1071.439 | 0 | 1715.6081 | 1124.4353 | 0 | 0 | 591.1728 | 0 | 0 | 0
3325 | 1560.347 | 0 | 2315.142 | 1637.526 | 0 | 0 | 677.616 | 0 | 0 | 0
3326 | 1408.139 | 0 | 1698.5459 | 1477.7894 | 0 | 0 | 220.7566 | 0 | 0 | 0
3327 | 996.949 | 0 | 134.6125 | 134.6125 | 0 | 0 | 0 | 868.681 | 0 | 0
3328 | 1328.349 | 0 | 327.3358 | 327.3358 | 0 | 0 | 0 | 1016.441 | 0 | 0
3329 | 1340.192 | 0 | 651.433 | 651.433 | 0 | 0 | 0 | 719.462 | 0 | 0
3330 | 1479.054 | 0 | 117.8882 | 117.8882 | 0 | 0 | 0 | 1366.722 | 0 | 0
3331 | 1458.236 | 0 | 0 | 0 | 0 | 0 | 0 | 1458.236 | 0 | 0
3332 | 1057.6 | 0 | 0 | 0 | 0 | 0 | 0 | 1057.6 | 0 | 0
3333 | 1518.4 | 0 | 0 | 0 | 0 | 0 | 0 | 1518.4 | 0 | 0
3334 | 1292 | 0 | 0 | 0 | 0 | 0 | 0 | 1292 | 0 | 0
3335 | 1396.8 | 0 | 0 | 0 | 0 | 0 | 0 | 1396.8 | 0 | 0
3336 | 0 | 0 | 0 | 0 | 0 | 0 | 0 | 0 | 0 | 0
3337 | 0 | 0 | 0 | 0 | 0 | 0 | 0 | 0 | 0 | 0
3338 | 0 | 0 | 0 | 0 | 0 | 0 | 0 | 0 | 0 | 0
3339 | 0 | 0 | 0 | 0 | 0 | 0 | 0 | 0 | 0 | 0
3340 | 0 | 0 | 0 | 0 | 0 | 0 | 0 | 0 | 0 | 0
3341 | 0 | 0 | 0 | 0 | 0 | 0 | 0 | 0 | 0 | 0
3342 | 0 | 0 | 0 | 0 | 0 | 0 | 0 | 0 | 0 | 0
3343 | 1413.981 | 0 | 273.7618 | 273.7618 | 0 | 0 | 0 | 1153.122 | 0 | 0
3344 | 1218.646 | 0 | 931.3698 | 931.3698 | 0 | 0 | 0 | 331.173 | 0 | 0
3345 | 1283.48 | 0 | 1519.3418 | 1346.9644 | 0 | 0 | 172.3774 | 0 | 0 | 0
3346 | 1235.312 | 0 | 1944.1916 | 1296.4139 | 0 | 0 | 647.7777 | 0 | 0 | 0
3347 | 1227.421 | 0 | 1768.7025 | 1288.1326 | 0 | 0 | 480.57 | 0 | 0 | 0
3348 | 1268.221 | 0 | 2334.5529 | 1330.9506 | 0 | 0 | 1003.6022 | 0 | 0 | 0
3349 | 1361.861 | 0 | 1046.4812 | 1046.4812 | 0 | 0 | 0 | 364.702 | 0 | 0
3350 | 1362.378 | 0 | 1611.1121 | 1429.7649 | 0 | 0 | 181.3472 | 0 | 0 | 0
3351 | 1092.7 | 0 | 331.9325 | 331.9325 | 0 | 0 | 0 | 776.412 | 0 | 0
3352 | 1161.964 | 0 | 77.4776 | 77.4776 | 0 | 0 | 0 | 1088.138 | 0 | 0
3353 | 1302.91 | 0 | 223.9144 | 223.9144 | 0 | 0 | 0 | 1089.549 | 0 | 0
3354 | 1031.53 | 0 | 72.1495 | 72.1495 | 0 | 0 | 0 | 962.781 | 0 | 0
3355 | 1155.338 | 0 | 0 | 0 | 0 | 0 | 0 | 1155.338 | 0 | 0
3356 | 992.8 | 0 | 0 | 0 | 0 | 0 | 0 | 992.8 | 0 | 0
3357 | 1484 | 0 | 0 | 0 | 0 | 0 | 0 | 1484 | 0 | 0
3358 | 1380 | 0 | 0 | 0 | 0 | 0 | 0 | 1380 | 0 | 0
3359 | 799.2 | 0 | 0 | 0 | 0 | 0 | 0 | 799.2 | 0 | 0
3360 | 0 | 0 | 0 | 0 | 0 | 0 | 0 | 0 | 0 | 0
3361 | 0 | 0 | 0 | 0 | 0 | 0 | 0 | 0 | 0 | 0
3362 | 0 | 0 | 0 | 0 | 0 | 0 | 0 | 0 | 0 | 0
3363 | 0 | 0 | 0 | 0 | 0 | 0 | 0 | 0 | 0 | 0
3364 | 0 | 0 | 0 | 0 | 0 | 0 | 0 | 0 | 0 | 0
3365 | 0 | 0 | 0 | 0 | 0 | 0 | 0 | 0 | 0 | 0
3366 | 0 | 0 | 0 | 0 | 0 | 0 | 0 | 0 | 0 | 0
3367 | 1303.011 | 0 | 276.9144 | 276.9144 | 0 | 0 | 0 | 1039.148 | 0 | 0
3368 | 993.966 | 0 | 923.565 | 923.565 | 0 | 0 | 0 | 113.93 | 0 | 0
3369 | 1093.9 | 0 | 1511.9546 | 1148.0073 | 0 | 0 | 363.9474 | 0 | 0 | 0
3370 | 1363.693 | 0 | 1940.7451 | 1431.1449 | 0 | 0 | 509.6002 | 0 | 0 | 0
3371 | 1239.039 | 0 | 2232.3499 | 1300.3252 | 0 | 0 | 932.0247 | 0 | 0 | 0
3372 | 1503.503 | 0 | 2365.8185 | 1577.8703 | 0 | 0 | 787.9481 | 0 | 0 | 0
3373 | 1361.769 | 0 | 2342.1636 | 1429.1258 | 0 | 0 | 913.0378 | 0 | 0 | 0
3374 | 1532.198 | 0 | 2142.7163 | 1607.9847 | 0 | 0 | 534.7317 | 0 | 0 | 0
3375 | 1256.603 | 0 | 1801.2569 | 1318.758 | 0 | 0 | 482.4989 | 0 | 0 | 0
3376 | 1138.22 | 0 | 1320.8611 | 1194.5194 | 0 | 0 | 126.3417 | 0 | 0 | 0
3377 | 1339.573 | 0 | 320.0116 | 320.0116 | 0 | 0 | 0 | 1034.644 | 0 | 0
3378 | 1110.796 | 0 | 32.6435 | 32.6435 | 0 | 0 | 0 | 1079.691 | 0 | 0
3379 | 989.602 | 0 | 0 | 0 | 0 | 0 | 0 | 989.602 | 0 | 0
3380 | 1045.6 | 0 | 0 | 0 | 0 | 0 | 0 | 1045.6 | 0 | 0
3381 | 1416.8 | 0 | 0 | 0 | 0 | 0 | 0 | 1416.8 | 0 | 0
3382 | 1268 | 0 | 0 | 0 | 0 | 0 | 0 | 1268 | 0 | 0
3383 | 1352.8 | 0 | 0 | 0 | 0 | 0 | 0 | 1352.8 | 0 | 0
3384 | 0 | 0 | 0 | 0 | 0 | 0 | 0 | 0 | 0 | 0
3385 | 0 | 0 | 0 | 0 | 0 | 0 | 0 | 0 | 0 | 0
3386 | 0 | 0 | 0 | 0 | 0 | 0 | 0 | 0 | 0 | 0
3387 | 0 | 0 | 0 | 0 | 0 | 0 | 0 | 0 | 0 | 0
3388 | 0 | 0 | 0 | 0 | 0 | 0 | 0 | 0 | 0 | 0
3389 | 0 | 0 | 0 | 0 | 0 | 0 | 0 | 0 | 0 | 0
3390 | 0 | 0 | 0 | 0 | 0 | 0 | 0 | 0 | 0 | 0
3391 | 1304.669 | 0 | 265.343 | 265.343 | 0 | 0 | 0 | 1051.832 | 0 | 0
3392 | 935.942 | 0 | 751.2841 | 751.2841 | 0 | 0 | 0 | 220.067 | 0 | 0
3393 | 898.574 | 0 | 1169.3722 | 943.0199 | 0 | 0 | 226.3523 | 0 | 0 | 0
3394 | 1261.705 | 0 | 1426.8904 | 1324.1123 | 0 | 0 | 102.7781 | 0 | 0 | 0
3395 | 1281.246 | 0 | 1572.432 | 1344.6199 | 0 | 0 | 227.8121 | 0 | 0 | 0
3396 | 1130.342 | 0 | 1502.2681 | 1186.2518 | 0 | 0 | 316.0163 | 0 | 0 | 0
3397 | 1247.462 | 0 | 1679.1172 | 1309.1648 | 0 | 0 | 369.9524 | 0 | 0 | 0
3398 | 1339.387 | 0 | 1019.6244 | 1019.6244 | 0 | 0 | 0 | 367.819 | 0 | 0
3399 | 1391.303 | 0 | 897.5173 | 897.5173 | 0 | 0 | 0 | 536.087 | 0 | 0
3400 | 1345.155 | 0 | 1071.8351 | 1071.8351 | 0 | 0 | 0 | 323.837 | 0 | 0
3401 | 1198.38 | 0 | 574.9114 | 574.9114 | 0 | 0 | 0 | 650.565 | 0 | 0
3402 | 1181.647 | 0 | 136.8846 | 136.8846 | 0 | 0 | 0 | 1051.214 | 0 | 0
3403 | 1283.014 | 0 | 0 | 0 | 0 | 0 | 0 | 1283.014 | 0 | 0
3404 | 1180.8 | 0 | 0 | 0 | 0 | 0 | 0 | 1180.8 | 0 | 0
3405 | 1619.2 | 0 | 0 | 0 | 0 | 0 | 0 | 1619.2 | 0 | 0
3406 | 1483.2 | 0 | 0 | 0 | 0 | 0 | 0 | 1483.2 | 0 | 0
3407 | 1326.4 | 0 | 0 | 0 | 0 | 0 | 0 | 1326.4 | 0 | 0
3408 | 0 | 0 | 0 | 0 | 0 | 0 | 0 | 0 | 0 | 0
3409 | 0 | 0 | 0 | 0 | 0 | 0 | 0 | 0 | 0 | 0
3410 | 0 | 0 | 0 | 0 | 0 | 0 | 0 | 0 | 0 | 0
3411 | 0 | 0 | 0 | 0 | 0 | 0 | 0 | 0 | 0 | 0
3412 | 0 | 0 | 0 | 0 | 0 | 0 | 0 | 0 | 0 | 0
3413 | 0 | 0 | 0 | 0 | 0 | 0 | 0 | 0 | 0 | 0
3414 | 0 | 0 | 0 | 0 | 0 | 0 | 0 | 0 | 0 | 0
3415 | 619.025 | 0 | 186.5042 | 186.5042 | 0 | 0 | 0 | 441.311 | 0 | 0
3416 | 887.264 | 0 | 551.2261 | 551.2261 | 0 | 0 | 0 | 362.018 | 0 | 0
3417 | 690.747 | 0 | 1505.5246 | 724.9132 | 0 | 0 | 780.6113 | 0 | 0 | 0
3418 | 307.348 | 0 | 1929.1318 | 322.5503 | 0 | 0 | 1606.5815 | 0 | 0 | 0
3419 | 235.767 | 0 | 2207.4 | 247.4287 | 0 | 0 | 1959.9713 | 0 | 0 | 0
3420 | 197.082 | 0 | 2325.0395 | 206.8302 | 0 | 0 | 2118.2093 | 0 | 0 | 0
3421 | 683.53 | 0 | 1954.0156 | 717.3392 | 0 | 0 | 1236.6764 | 0 | 0 | 0
3422 | 1150.936 | 0 | 1847.5308 | 1207.8644 | 0 | 0 | 639.6664 | 0 | 0 | 0
3423 | 1786.232 | 0 | 209.6722 | 209.6722 | 0 | 0 | 0 | 1586.442 | 0 | 0
3424 | 1729.544 | 0 | 172.75 | 172.75 | 0 | 0 | 0 | 1564.936 | 0 | 0
3425 | 1610.063 | 0 | 604.9869 | 604.9869 | 0 | 0 | 0 | 1033.59 | 0 | 0
3426 | 1527.327 | 0 | 115.782 | 115.782 | 0 | 0 | 0 | 1417.002 | 0 | 0
3427 | 1637.6 | 0 | 0 | 0 | 0 | 0 | 0 | 1637.6 | 0 | 0
3428 | 1442.4 | 0 | 0 | 0 | 0 | 0 | 0 | 1442.4 | 0 | 0
3429 | 1472.8 | 0 | 0 | 0 | 0 | 0 | 0 | 1472.8 | 0 | 0
3430 | 1553.6 | 0 | 0 | 0 | 0 | 0 | 0 | 1553.6 | 0 | 0
3431 | 1444 | 0 | 0 | 0 | 0 | 0 | 0 | 1444 | 0 | 0
3432 | 0 | 0 | 0 | 0 | 0 | 0 | 0 | 0 | 0 | 0
3433 | 0 | 0 | 0 | 0 | 0 | 0 | 0 | 0 | 0 | 0
3434 | 0 | 0 | 0 | 0 | 0 | 0 | 0 | 0 | 0 | 0
3435 | 0 | 0 | 0 | 0 | 0 | 0 | 0 | 0 | 0 | 0
3436 | 0 | 0 | 0 | 0 | 0 | 0 | 0 | 0 | 0 | 0
3437 | 0 | 0 | 0 | 0 | 0 | 0 | 0 | 0 | 0 | 0
3438 | 0 | 0 | 0 | 0 | 0 | 0 | 0 | 0 | 0 | 0
3439 | 1362.282 | 0 | 272.0868 | 272.0868 | 0 | 0 | 0 | 1103.019 | 0 | 0
3440 | 1064.339 | 0 | 917.4592 | 917.4592 | 0 | 0 | 0 | 190.121 | 0 | 0
3441 | 1658.966 | 0 | 1510.1044 | 1510.1044 | 0 | 0 | 0 | 220.035 | 0 | 0
3442 | 1820.422 | 0 | 1939.2465 | 1910.465 | 0 | 0 | 28.7815 | 0 | 0 | 0
3443 | 1766.438 | 0 | 2202.8212 | 1853.8108 | 0 | 0 | 349.0104 | 0 | 0 | 0
3444 | 1632.862 | 0 | 2328.8071 | 1713.6278 | 0 | 0 | 615.1793 | 0 | 0 | 0
3445 | 1633.953 | 0 | 1755.7836 | 1714.7727 | 0 | 0 | 41.0109 | 0 | 0 | 0
3446 | 1730.896 | 0 | 1643.7661 | 1643.7661 | 0 | 0 | 0 | 164.603 | 0 | 0
3447 | 1836.767 | 0 | 1551.3808 | 1551.3808 | 0 | 0 | 0 | 358.505 | 0 | 0
3448 | 1998.015 | 0 | 930.2437 | 930.2437 | 0 | 0 | 0 | 1111.615 | 0 | 0
3449 | 1627.268 | 0 | 72.5567 | 72.5567 | 0 | 0 | 0 | 1558.131 | 0 | 0
3450 | 1652.685 | 0 | 138.0694 | 138.0694 | 0 | 0 | 0 | 1521.123 | 0 | 0
3451 | 1494.002 | 0 | 0 | 0 | 0 | 0 | 0 | 1494.002 | 0 | 0
3452 | 1398.4 | 0 | 0 | 0 | 0 | 0 | 0 | 1398.4 | 0 | 0
3453 | 1210.4 | 0 | 0 | 0 | 0 | 0 | 0 | 1210.4 | 0 | 0
3454 | 1628 | 0 | 0 | 0 | 0 | 0 | 0 | 1628 | 0 | 0
3455 | 1786.4 | 0 | 0 | 0 | 0 | 0 | 0 | 1786.4 | 0 | 0
3456 | 0 | 0 | 0 | 0 | 0 | 0 | 0 | 0 | 0 | 0
3457 | 0 | 0 | 0 | 0 | 0 | 0 | 0 | 0 | 0 | 0
3458 | 0 | 0 | 0 | 0 | 0 | 0 | 0 | 0 | 0 | 0
3459 | 0 | 0 | 0 | 0 | 0 | 0 | 0 | 0 | 0 | 0
3460 | 0 | 0 | 0 | 0 | 0 | 0 | 0 | 0 | 0 | 0
3461 | 0 | 0 | 0 | 0 | 0 | 0 | 0 | 0 | 0 | 0
3462 | 0 | 0 | 0 | 0 | 0 | 0 | 0 | 0 | 0 | 0
3463 | 1177.554 | 0 | 256.3575 | 256.3575 | 0 | 0 | 0 | 933.279 | 0 | 0
3464 | 1356.489 | 0 | 739.1912 | 739.1912 | 0 | 0 | 0 | 652.137 | 0 | 0
3465 | 1166.426 | 0 | 1174.8703 | 1174.8703 | 0 | 0 | 0 | 46.929 | 0 | 0
3466 | 975.268 | 0 | 1570.3499 | 1023.5074 | 0 | 0 | 546.8425 | 0 | 0 | 0
3467 | 1314.143 | 0 | 1720.6497 | 1379.1441 | 0 | 0 | 341.5057 | 0 | 0 | 0
3468 | 1169.049 | 0 | 1944.4571 | 1226.8733 | 0 | 0 | 717.5838 | 0 | 0 | 0
3469 | 1078.088 | 0 | 2286.5767 | 1131.4131 | 0 | 0 | 1155.1635 | 0 | 0 | 0
3470 | 944.397 | 0 | 1629.8806 | 991.1094 | 0 | 0 | 638.7712 | 0 | 0 | 0
3471 | 1126.43 | 0 | 1387.6783 | 1182.1463 | 0 | 0 | 205.532 | 0 | 0 | 0
3472 | 898.155 | 0 | 540.6486 | 540.6486 | 0 | 0 | 0 | 382.988 | 0 | 0
3473 | 1152.652 | 0 | 206.0295 | 206.0295 | 0 | 0 | 0 | 956.333 | 0 | 0
3474 | 869.487 | 0 | 13.6021 | 13.6021 | 0 | 0 | 0 | 856.526 | 0 | 0
3475 | 1185.808 | 0 | 0 | 0 | 0 | 0 | 0 | 1185.808 | 0 | 0
3476 | 980.8 | 0 | 0 | 0 | 0 | 0 | 0 | 980.8 | 0 | 0
3477 | 808.8 | 0 | 0 | 0 | 0 | 0 | 0 | 808.8 | 0 | 0
3478 | 850.4 | 0 | 0 | 0 | 0 | 0 | 0 | 850.4 | 0 | 0
3479 | 840 | 0 | 0 | 0 | 0 | 0 | 0 | 840 | 0 | 0
3480 | 0 | 0 | 0 | 0 | 0 | 0 | 0 | 0 | 0 | 0
3481 | 0 | 0 | 0 | 0 | 0 | 0 | 0 | 0 | 0 | 0
3482 | 0 | 0 | 0 | 0 | 0 | 0 | 0 | 0 | 0 | 0
3483 | 0 | 0 | 0 | 0 | 0 | 0 | 0 | 0 | 0 | 0
3484 | 0 | 0 | 0 | 0 | 0 | 0 | 0 | 0 | 0 | 0
3485 | 0 | 0 | 0 | 0 | 0 | 0 | 0 | 0 | 0 | 0
3486 | 0 | 0 | 0 | 0 | 0 | 0 | 0 | 0 | 0 | 0
3487 | 1097.92 | 0 | 274.0861 | 274.0861 | 0 | 0 | 0 | 836.752 | 0 | 0
3488 | 961.001 | 0 | 901.2188 | 901.2188 | 0 | 0 | 0 | 102.258 | 0 | 0
3489 | 988.449 | 0 | 1475.3955 | 1037.3404 | 0 | 0 | 438.0552 | 0 | 0 | 0
3490 | 1114.766 | 0 | 1894.6884 | 1169.9053 | 0 | 0 | 724.7831 | 0 | 0 | 0
3491 | 1334.239 | 0 | 2166.3471 | 1400.2341 | 0 | 0 | 766.113 | 0 | 0 | 0
3492 | 1375.817 | 0 | 2296.8677 | 1443.8686 | 0 | 0 | 852.9991 | 0 | 0 | 0
3493 | 1313.727 | 0 | 2272.7941 | 1378.7075 | 0 | 0 | 894.0866 | 0 | 0 | 0
3494 | 1220.12 | 0 | 1768.1883 | 1280.4704 | 0 | 0 | 487.7179 | 0 | 0 | 0
3495 | 1436.12 | 0 | 1784.4319 | 1507.1544 | 0 | 0 | 277.2775 | 0 | 0 | 0
3496 | 1317.272 | 0 | 1100.5694 | 1100.5694 | 0 | 0 | 0 | 268.574 | 0 | 0
3497 | 1561.218 | 0 | 687.3089 | 687.3089 | 0 | 0 | 0 | 906.303 | 0 | 0
3498 | 1522.874 | 0 | 127.6535 | 127.6535 | 0 | 0 | 0 | 1401.237 | 0 | 0
3499 | 1531.013 | 0 | 0 | 0 | 0 | 0 | 0 | 1531.013 | 0 | 0
3500 | 820.8 | 0 | 0 | 0 | 0 | 0 | 0 | 820.8 | 0 | 0
3501 | 1276 | 0 | 0 | 0 | 0 | 0 | 0 | 1276 | 0 | 0
3502 | 1128 | 0 | 0 | 0 | 0 | 0 | 0 | 1128 | 0 | 0
3503 | 905.6 | 0 | 0 | 0 | 0 | 0 | 0 | 905.6 | 0 | 0
3504 | 0 | 0 | 0 | 0 | 0 | 0 | 0 | 0 | 0 | 0
3505 | 0 | 0 | 0 | 0 | 0 | 0 | 0 | 0 | 0 | 0
3506 | 0 | 0 | 0 | 0 | 0 | 0 | 0 | 0 | 0 | 0
3507 | 0 | 0 | 0 | 0 | 0 | 0 | 0 | 0 | 0 | 0
3508 | 0 | 0 | 0 | 0 | 0 | 0 | 0 | 0 | 0 | 0
3509 | 0 | 0 | 0 | 0 | 0 | 0 | 0 | 0 | 0 | 0
3510 | 0 | 0 | 0 | 0 | 0 | 0 | 0 | 0 | 0 | 0
3511 | 803.82 | 0 | 269.459 | 269.459 | 0 | 0 | 0 | 547.061 | 0 | 0
3512 | 740.237 | 0 | 925.5159 | 776.8511 | 0 | 0 | 148.6648 | 0 | 0 | 0
3513 | 558.473 | 0 | 1516.5964 | 586.0966 | 0 | 0 | 930.4998 | 0 | 0 | 0
3514 | 1199.225 | 0 | 1936.2692 | 1258.5419 | 0 | 0 | 677.7273 | 0 | 0 | 0
3515 | 1228.803 | 0 | 2217.8327 | 1289.5829 | 0 | 0 | 928.2498 | 0 | 0 | 0
3516 | 1419.01 | 0 | 2335.3746 | 1489.1981 | 0 | 0 | 846.1765 | 0 | 0 | 0
3517 | 1282.017 | 0 | 2304.7408 | 1345.429 | 0 | 0 | 959.3118 | 0 | 0 | 0
3518 | 1153.519 | 0 | 2114.0167 | 1210.5752 | 0 | 0 | 903.4415 | 0 | 0 | 0
3519 | 1350.247 | 0 | 1782.4054 | 1417.0339 | 0 | 0 | 365.3715 | 0 | 0 | 0
3520 | 1241.158 | 0 | 1313.9577 | 1302.549 | 0 | 0 | 11.4087 | 0 | 0 | 0
3521 | 1171.973 | 0 | 465.5396 | 465.5396 | 0 | 0 | 0 | 728.375 | 0 | 0
3522 | 1371.137 | 0 | 113.5088 | 113.5088 | 0 | 0 | 0 | 1262.978 | 0 | 0
3523 | 1506.995 | 0 | 0 | 0 | 0 | 0 | 0 | 1506.995 | 0 | 0
3524 | 1457.6 | 0 | 0 | 0 | 0 | 0 | 0 | 1457.6 | 0 | 0
3525 | 1496 | 0 | 0 | 0 | 0 | 0 | 0 | 1496 | 0 | 0
3526 | 1008.8 | 0 | 0 | 0 | 0 | 0 | 0 | 1008.8 | 0 | 0
3527 | 940.8 | 0 | 0 | 0 | 0 | 0 | 0 | 940.8 | 0 | 0
3528 | 0 | 0 | 0 | 0 | 0 | 0 | 0 | 0 | 0 | 0
3529 | 0 | 0 | 0 | 0 | 0 | 0 | 0 | 0 | 0 | 0
3530 | 0 | 0 | 0 | 0 | 0 | 0 | 0 | 0 | 0 | 0
3531 | 0 | 0 | 0 | 0 | 0 | 0 | 0 | 0 | 0 | 0
3532 | 0 | 0 | 0 | 0 | 0 | 0 | 0 | 0 | 0 | 0
3533 | 0 | 0 | 0 | 0 | 0 | 0 | 0 | 0 | 0 | 0
3534 | 0 | 0 | 0 | 0 | 0 | 0 | 0 | 0 | 0 | 0
3535 | 1415.654 | 0 | 269.2344 | 269.2344 | 0 | 0 | 0 | 1159.109 | 0 | 0
3536 | 996.848 | 0 | 901.9996 | 901.9996 | 0 | 0 | 0 | 137.361 | 0 | 0
3537 | 1420.083 | 0 | 1479.5525 | 1479.5525 | 0 | 0 | 0 | 10.264 | 0 | 0
3538 | 1718.45 | 0 | 1892.0847 | 1803.4492 | 0 | 0 | 88.6355 | 0 | 0 | 0
3539 | 1514.737 | 0 | 1608.4496 | 1589.66 | 0 | 0 | 18.7896 | 0 | 0 | 0
3540 | 1481.469 | 0 | 1900.2936 | 1554.7465 | 0 | 0 | 345.5471 | 0 | 0 | 0
3541 | 1629.559 | 0 | 1918.3192 | 1710.1614 | 0 | 0 | 208.1578 | 0 | 0 | 0
3542 | 1581.445 | 0 | 1774.6803 | 1659.6675 | 0 | 0 | 115.0127 | 0 | 0 | 0
3543 | 1376.542 | 0 | 974.6045 | 974.6045 | 0 | 0 | 0 | 447.872 | 0 | 0
3544 | 1606.679 | 0 | 572.8534 | 572.8534 | 0 | 0 | 0 | 1060.825 | 0 | 0
3545 | 1530.064 | 0 | 217.6533 | 217.6533 | 0 | 0 | 0 | 1322.669 | 0 | 0
3546 | 1776.413 | 0 | 57.4801 | 57.4801 | 0 | 0 | 0 | 1721.642 | 0 | 0
3547 | 1785.434 | 0 | 0 | 0 | 0 | 0 | 0 | 1785.434 | 0 | 0
3548 | 1460 | 0 | 0 | 0 | 0 | 0 | 0 | 1460 | 0 | 0
3549 | 1711.2 | 0 | 0 | 0 | 0 | 0 | 0 | 1711.2 | 0 | 0
3550 | 1587.2 | 0 | 0 | 0 | 0 | 0 | 0 | 1587.2 | 0 | 0
3551 | 1569.6 | 0 | 0 | 0 | 0 | 0 | 0 | 1569.6 | 0 | 0
3552 | 0 | 0 | 0 | 0 | 0 | 0 | 0 | 0 | 0 | 0
3553 | 0 | 0 | 0 | 0 | 0 | 0 | 0 | 0 | 0 | 0
3554 | 0 | 0 | 0 | 0 | 0 | 0 | 0 | 0 | 0 | 0
3555 | 0 | 0 | 0 | 0 | 0 | 0 | 0 | 0 | 0 | 0
3556 | 0 | 0 | 0 | 0 | 0 | 0 | 0 | 0 | 0 | 0
3557 | 0 | 0 | 0 | 0 | 0 | 0 | 0 | 0 | 0 | 0
3558 | 0 | 0 | 0 | 0 | 0 | 0 | 0 | 0 | 0 | 0
3559 | 1421.245 | 0 | 214.6487 | 214.6487 | 0 | 0 | 0 | 1216.713 | 0 | 0
3560 | 1472.409 | 0 | 800.4766 | 800.4766 | 0 | 0 | 0 | 709.66 | 0 | 0
3561 | 1472.679 | 0 | 1245.1791 | 1245.1791 | 0 | 0 | 0 | 286.187 | 0 | 0
3562 | 1255.664 | 0 | 1437.4816 | 1317.7725 | 0 | 0 | 119.7091 | 0 | 0 | 0
3563 | 1306.374 | 0 | 1746.2944 | 1370.9908 | 0 | 0 | 375.3036 | 0 | 0 | 0
3564 | 1147.369 | 0 | 1804.4441 | 1204.121 | 0 | 0 | 600.3231 | 0 | 0 | 0
3565 | 1451.78 | 0 | 1730.3709 | 1523.589 | 0 | 0 | 206.7819 | 0 | 0 | 0
3566 | 1625.359 | 0 | 361.5787 | 361.5787 | 0 | 0 | 0 | 1280.822 | 0 | 0
3567 | 1496.668 | 0 | 143.8666 | 143.8666 | 0 | 0 | 0 | 1359.582 | 0 | 0
3568 | 1406.455 | 0 | 52.4763 | 52.4763 | 0 | 0 | 0 | 1356.452 | 0 | 0
3569 | 1189.61 | 0 | 244.9236 | 244.9236 | 0 | 0 | 0 | 956.23 | 0 | 0
3570 | 1307.693 | 0 | 115.7085 | 115.7085 | 0 | 0 | 0 | 1197.438 | 0 | 0
3571 | 1408 | 0 | 0 | 0 | 0 | 0 | 0 | 1408 | 0 | 0
3572 | 1389.6 | 0 | 0 | 0 | 0 | 0 | 0 | 1389.6 | 0 | 0
3573 | 1545.6 | 0 | 0 | 0 | 0 | 0 | 0 | 1545.6 | 0 | 0
3574 | 1364 | 0 | 0 | 0 | 0 | 0 | 0 | 1364 | 0 | 0
3575 | 1421.6 | 0 | 0 | 0 | 0 | 0 | 0 | 1421.6 | 0 | 0
3576 | 0 | 0 | 0 | 0 | 0 | 0 | 0 | 0 | 0 | 0
3577 | 0 | 0 | 0 | 0 | 0 | 0 | 0 | 0 | 0 | 0
3578 | 0 | 0 | 0 | 0 | 0 | 0 | 0 | 0 | 0 | 0
3579 | 0 | 0 | 0 | 0 | 0 | 0 | 0 | 0 | 0 | 0
3580 | 0 | 0 | 0 | 0 | 0 | 0 | 0 | 0 | 0 | 0
3581 | 0 | 0 | 0 | 0 | 0 | 0 | 0 | 0 | 0 | 0
3582 | 0 | 0 | 0 | 0 | 0 | 0 | 0 | 0 | 0 | 0
3583 | 1709.965 | 0 | 235.3063 | 235.3063 | 0 | 0 | 0 | 1485.749 | 0 | 0
3584 | 1408.436 | 0 | 675.6745 | 675.6745 | 0 | 0 | 0 | 764.607 | 0 | 0
3585 | 1450.739 | 0 | 1105.4043 | 1105.4043 | 0 | 0 | 0 | 397.434 | 0 | 0
3586 | 1655.173 | 0 | 1450.7111 | 1450.7111 | 0 | 0 | 0 | 272.836 | 0 | 0
3587 | 1645.765 | 0 | 1422.6705 | 1422.6705 | 0 | 0 | 0 | 290.147 | 0 | 0
3588 | 1950.329 | 0 | 1716.6345 | 1716.6345 | 0 | 0 | 0 | 314.602 | 0 | 0
3589 | 1604.172 | 0 | 1399.5477 | 1399.5477 | 0 | 0 | 0 | 270.587 | 0 | 0
3590 | 1638.537 | 0 | 175.0609 | 175.0609 | 0 | 0 | 0 | 1471.727 | 0 | 0
3591 | 1750.351 | 0 | 457.4419 | 457.4419 | 0 | 0 | 0 | 1314.469 | 0 | 0
3592 | 1625.121 | 0 | 1038.6595 | 1038.6595 | 0 | 0 | 0 | 635.415 | 0 | 0
3593 | 1456.088 | 0 | 558.3089 | 558.3089 | 0 | 0 | 0 | 924.093 | 0 | 0
3594 | 1657.048 | 0 | 137.6654 | 137.6654 | 0 | 0 | 0 | 1525.871 | 0 | 0
3595 | 1497.593 | 0 | 0 | 0 | 0 | 0 | 0 | 1497.593 | 0 | 0
3596 | 1270.4 | 0 | 0 | 0 | 0 | 0 | 0 | 1270.4 | 0 | 0
3597 | 1587.2 | 0 | 0 | 0 | 0 | 0 | 0 | 1587.2 | 0 | 0
3598 | 1514.4 | 0 | 0 | 0 | 0 | 0 | 0 | 1514.4 | 0 | 0
3599 | 1600.8 | 0 | 0 | 0 | 0 | 0 | 0 | 1600.8 | 0 | 0
3600 | 0 | 0 | 0 | 0 | 0 | 0 | 0 | 0 | 0 | 0
3601 | 0 | 0 | 0 | 0 | 0 | 0 | 0 | 0 | 0 | 0
3602 | 0 | 0 | 0 | 0 | 0 | 0 | 0 | 0 | 0 | 0
3603 | 0 | 0 | 0 | 0 | 0 | 0 | 0 | 0 | 0 | 0
3604 | 0 | 0 | 0 | 0 | 0 | 0 | 0 | 0 | 0 | 0
3605 | 0 | 0 | 0 | 0 | 0 | 0 | 0 | 0 | 0 | 0
3606 | 0 | 0 | 0 | 0 | 0 | 0 | 0 | 0 | 0 | 0
3607 | 1586.458 | 0 | 265.6914 | 265.6914 | 0 | 0 | 0 | 1333.289 | 0 | 0
3608 | 1339.324 | 0 | 892.524 | 892.524 | 0 | 0 | 0 | 488.866 | 0 | 0
3609 | 1167.329 | 0 | 1452.9591 | 1225.0682 | 0 | 0 | 227.8908 | 0 | 0 | 0
3610 | 1838.145 | 0 | 1831.4069 | 1831.4069 | 0 | 0 | 0 | 93.055 | 0 | 0
3611 | 1601.039 | 0 | 2080.6648 | 1680.2307 | 0 | 0 | 400.434 | 0 | 0 | 0
3612 | 1499.82 | 0 | 2208.885 | 1574.0052 | 0 | 0 | 634.8798 | 0 | 0 | 0
3613 | 1916.994 | 0 | 1932.2844 | 1932.2844 | 0 | 0 | 0 | 75.781 | 0 | 0
3614 | 1203.199 | 0 | 1862.9075 | 1262.7125 | 0 | 0 | 600.1951 | 0 | 0 | 0
3615 | 1339.569 | 0 | 446.3774 | 446.3774 | 0 | 0 | 0 | 914.23 | 0 | 0
3616 | 1487.923 | 0 | 57.88 | 57.88 | 0 | 0 | 0 | 1432.771 | 0 | 0
3617 | 1570.841 | 0 | 272.6263 | 272.6263 | 0 | 0 | 0 | 1311.064 | 0 | 0
3618 | 1493.196 | 0 | 97.0302 | 97.0302 | 0 | 0 | 0 | 1400.739 | 0 | 0
3619 | 1175.793 | 0 | 0 | 0 | 0 | 0 | 0 | 1175.793 | 0 | 0
3620 | 1504 | 0 | 0 | 0 | 0 | 0 | 0 | 1504 | 0 | 0
3621 | 1400 | 0 | 0 | 0 | 0 | 0 | 0 | 1400 | 0 | 0
3622 | 1072 | 0 | 0 | 0 | 0 | 0 | 0 | 1072 | 0 | 0
3623 | 1568.8 | 0 | 0 | 0 | 0 | 0 | 0 | 1568.8 | 0 | 0
3624 | 0 | 0 | 0 | 0 | 0 | 0 | 0 | 0 | 0 | 0
3625 | 1048.116 | 0 | 0 | 0 | 0 | 0 | 0 | 1048.116 | 0 | 0
3626 | 1148.1467 | 0 | 0 | 0 | 0 | 0 | 0 | 1148.147 | 0 | 0
3627 | 1165.0637 | 0 | 0 | 0 | 0 | 0 | 0 | 1165.064 | 0 | 0
3628 | 1257.0037 | 0 | 0 | 0 | 0 | 0 | 0 | 1257.004 | 0 | 0
3629 | 1164.3282 | 0 | 0 | 0 | 0 | 0 | 0 | 1164.328 | 0 | 0
3630 | 1084.892 | 0 | 0 | 0 | 0 | 0 | 0 | 1084.892 | 0 | 0
3631 | 1136.1375 | 0 | 266.9896 | 266.9896 | 0 | 0 | 0 | 881.731 | 0 | 0
3632 | 857.2624 | 0 | 890.679 | 890.679 | 0 | 0 | 0 | 8.562 | 0 | 0
3633 | 1126.9766 | 0 | 1465.8538 | 1182.7203 | 0 | 0 | 283.1335 | 0 | 0 | 0
3634 | 1088.1963 | 0 | 1205.988 | 1142.0222 | 0 | 0 | 63.9658 | 0 | 0 | 0
3635 | 1073.6523 | 0 | 1616.075 | 1126.7588 | 0 | 0 | 489.3162 | 0 | 0 | 0
3636 | 1056.4835 | 0 | 1420.3638 | 1108.7406 | 0 | 0 | 311.6233 | 0 | 0 | 0
3637 | 976.002 | 0 | 1025.8645 | 1024.2777 | 0 | 0 | 1.5868 | 0 | 0 | 0
3638 | 1109.748 | 0 | 343.4209 | 343.4209 | 0 | 0 | 0 | 782.513 | 0 | 0
3639 | 1130.2855 | 0 | 1403.0592 | 1186.192 | 0 | 0 | 216.8673 | 0 | 0 | 0
3640 | 1121.2717 | 0 | 651.2913 | 651.2913 | 0 | 0 | 0 | 500.677 | 0 | 0
3641 | 781.8035 | 0 | 206.6098 | 206.6098 | 0 | 0 | 0 | 584.932 | 0 | 0
3642 | 946.9489 | 0 | 65.7163 | 65.7163 | 0 | 0 | 0 | 884.33 | 0 | 0
3643 | 1087.8341 | 0 | 0 | 0 | 0 | 0 | 0 | 1087.834 | 0 | 0
3644 | 1190.0714 | 0 | 0 | 0 | 0 | 0 | 0 | 1190.071 | 0 | 0
3645 | 939.259 | 0 | 0 | 0 | 0 | 0 | 0 | 939.259 | 0 | 0
3646 | 1095.1893 | 0 | 0 | 0 | 0 | 0 | 0 | 1095.189 | 0 | 0
3647 | 1081.2144 | 0 | 0 | 0 | 0 | 0 | 0 | 1081.214 | 0 | 0
3648 | 159.6078 | 0 | 0 | 0 | 0 | 0 | 0 | 159.608 | 0 | 0
3649 | 82.3782 | 0 | 0 | 0 | 0 | 0 | 0 | 82.378 | 0 | 0
3650 | 157.4013 | 0 | 0 | 0 | 0 | 0 | 0 | 157.401 | 0 | 0
3651 | 100.7662 | 0 | 0 | 0 | 0 | 0 | 0 | 100.766 | 0 | 0
3652 | 105.1794 | 0 | 0 | 0 | 0 | 0 | 0 | 105.179 | 0 | 0
3653 | 78.7006 | 0 | 0 | 0 | 0 | 0 | 0 | 78.701 | 0 | 0
3654 | 81.6427 | 0 | 0 | 0 | 0 | 0 | 0 | 81.643 | 0 | 0
3655 | 78.8376 | 0 | 96.92 | 82.7375 | 0 | 0 | 14.1824 | 0 | 0 | 0
3656 | 193.0078 | 0 | 892.5922 | 202.5536 | 0 | 0 | 690.0385 | 0 | 0 | 0
3657 | 787.8808 | 0 | 555.6947 | 555.6947 | 0 | 0 | 0 | 258.377 | 0 | 0
3658 | 1235.6617 | 0 | 1265.7706 | 1265.7706 | 0 | 0 | 0 | 29.548 | 0 | 0
3659 | 1134.1783 | 0 | 941.3219 | 941.3219 | 0 | 0 | 0 | 237.222 | 0 | 0
3660 | 928.5379 | 0 | 2306.9195 | 974.466 | 0 | 0 | 1332.4535 | 0 | 0 | 0
3661 | 1150.8718 | 0 | 1931.4826 | 1207.7962 | 0 | 0 | 723.6864 | 0 | 0 | 0
3662 | 1024.287 | 0 | 1616.5819 | 1074.951 | 0 | 0 | 541.6308 | 0 | 0 | 0
3663 | 1039.8662 | 0 | 1602.0919 | 1091.3006 | 0 | 0 | 510.7913 | 0 | 0 | 0
3664 | 1200.7723 | 0 | 490.0204 | 490.0204 | 0 | 0 | 0 | 733.848 | 0 | 0
3665 | 1211.6653 | 0 | 365.7399 | 365.7399 | 0 | 0 | 0 | 863.163 | 0 | 0
3666 | 1362.6896 | 0 | 110.6637 | 110.6637 | 0 | 0 | 0 | 1257.242 | 0 | 0
3667 | 1236.4091 | 0 | 0 | 0 | 0 | 0 | 0 | 1236.409 | 0 | 0
3668 | 1330.5557 | 0 | 0 | 0 | 0 | 0 | 0 | 1330.556 | 0 | 0
3669 | 1363.6541 | 0 | 0 | 0 | 0 | 0 | 0 | 1363.654 | 0 | 0
3670 | 988.5389 | 0 | 0 | 0 | 0 | 0 | 0 | 988.539 | 0 | 0
3671 | 1133.4363 | 0 | 0 | 0 | 0 | 0 | 0 | 1133.436 | 0 | 0
3672 | 1025.3149 | 0 | 0 | 0 | 0 | 0 | 0 | 1025.315 | 0 | 0
3673 | 1040.0253 | 0 | 0 | 0 | 0 | 0 | 0 | 1040.025 | 0 | 0
3674 | 1289.3666 | 0 | 0 | 0 | 0 | 0 | 0 | 1289.367 | 0 | 0
3675 | 807.601 | 0 | 0 | 0 | 0 | 0 | 0 | 807.601 | 0 | 0
3676 | 906.1606 | 0 | 0 | 0 | 0 | 0 | 0 | 906.161 | 0 | 0
3677 | 1054.7357 | 0 | 0 | 0 | 0 | 0 | 0 | 1054.736 | 0 | 0
3678 | 1198.1621 | 0 | 0 | 0 | 0 | 0 | 0 | 1198.162 | 0 | 0
3679 | 1087.0664 | 0 | 261.1021 | 261.1021 | 0 | 0 | 0 | 838.27 | 0 | 0
3680 | 1228.1419 | 0 | 891.3318 | 891.3318 | 0 | 0 | 0 | 378.82 | 0 | 0
3681 | 1131.3953 | 0 | 1470.3875 | 1187.3569 | 0 | 0 | 283.0306 | 0 | 0 | 0
3682 | 1253.8934 | 0 | 1889.5639 | 1315.9139 | 0 | 0 | 573.65 | 0 | 0 | 0
3683 | 1272.5121 | 0 | 2153.9152 | 1335.4539 | 0 | 0 | 818.4613 | 0 | 0 | 0
3684 | 1338.8744 | 0 | 2283.4682 | 1405.0983 | 0 | 0 | 878.3698 | 0 | 0 | 0
3685 | 1355.3308 | 0 | 1920.056 | 1422.3693 | 0 | 0 | 497.6867 | 0 | 0 | 0
3686 | 1295.2535 | 0 | 605.7394 | 605.7394 | 0 | 0 | 0 | 718.064 | 0 | 0
3687 | 1302.0681 | 0 | 658.2776 | 658.2776 | 0 | 0 | 0 | 674.816 | 0 | 0
3688 | 1469.4209 | 0 | 480.6371 | 480.6371 | 0 | 0 | 0 | 1011.437 | 0 | 0
3689 | 1487.386 | 0 | 292.2712 | 292.2712 | 0 | 0 | 0 | 1208.89 | 0 | 0
3690 | 1238.9154 | 0 | 107.1134 | 107.1134 | 0 | 0 | 0 | 1136.85 | 0 | 0
3691 | 1209.1949 | 0 | 0 | 0 | 0 | 0 | 0 | 1209.195 | 0 | 0
3692 | 1137.1139 | 0 | 0 | 0 | 0 | 0 | 0 | 1137.114 | 0 | 0
3693 | 1054.7357 | 0 | 0 | 0 | 0 | 0 | 0 | 1054.736 | 0 | 0
3694 | 1102.5445 | 0 | 0 | 0 | 0 | 0 | 0 | 1102.544 | 0 | 0
3695 | 1087.8341 | 0 | 0 | 0 | 0 | 0 | 0 | 1087.834 | 0 | 0
3696 | 1305.548 | 0 | 0 | 0 | 0 | 0 | 0 | 1305.548 | 0 | 0
3697 | 1315.1098 | 0 | 0 | 0 | 0 | 0 | 0 | 1315.11 | 0 | 0
3698 | 1071.6526 | 0 | 0 | 0 | 0 | 0 | 0 | 1071.653 | 0 | 0
3699 | 1255.5327 | 0 | 0 | 0 | 0 | 0 | 0 | 1255.533 | 0 | 0
3700 | 806.1299 | 0 | 0 | 0 | 0 | 0 | 0 | 806.13 | 0 | 0
3701 | 750.2304 | 0 | 0 | 0 | 0 | 0 | 0 | 750.23 | 0 | 0
3702 | 706.0992 | 0 | 0 | 0 | 0 | 0 | 0 | 706.099 | 0 | 0
3703 | 1144.1924 | 0 | 73.285 | 73.285 | 0 | 0 | 0 | 1074.361 | 0 | 0
3704 | 1174.6209 | 0 | 231.1484 | 231.1484 | 0 | 0 | 0 | 954.367 | 0 | 0
3705 | 1421.8944 | 0 | 607.7869 | 607.7869 | 0 | 0 | 0 | 842.753 | 0 | 0
3706 | 1445.488 | 0 | 1356.2395 | 1356.2395 | 0 | 0 | 0 | 153.17 | 0 | 0
3707 | 1314.3991 | 0 | 1772.3116 | 1379.4127 | 0 | 0 | 392.8989 | 0 | 0 | 0
3708 | 1630.578 | 0 | 1616.5031 | 1616.5031 | 0 | 0 | 0 | 90.263 | 0 | 0
3709 | 1339.1925 | 0 | 2310.6807 | 1405.4331 | 0 | 0 | 905.2476 | 0 | 0 | 0
3710 | 1441.9686 | 0 | 2133.8967 | 1513.2916 | 0 | 0 | 620.605 | 0 | 0 | 0
3711 | 1484.2371 | 0 | 1803.4282 | 1557.6514 | 0 | 0 | 245.7768 | 0 | 0 | 0
3712 | 1687.8042 | 0 | 1333.3759 | 1333.3759 | 0 | 0 | 0 | 417.273 | 0 | 0
3713 | 1368.332 | 0 | 704.7824 | 704.7824 | 0 | 0 | 0 | 696.767 | 0 | 0
3714 | 1435.4445 | 0 | 162.8462 | 162.8462 | 0 | 0 | 0 | 1280.274 | 0 | 0
3715 | 1408.5208 | 0 | 0 | 0 | 0 | 0 | 0 | 1408.521 | 0 | 0
3716 | 1324.6715 | 0 | 0 | 0 | 0 | 0 | 0 | 1324.672 | 0 | 0
3717 | 1376.1579 | 0 | 0 | 0 | 0 | 0 | 0 | 1376.158 | 0 | 0
3718 | 889.2437 | 0 | 0 | 0 | 0 | 0 | 0 | 889.244 | 0 | 0
3719 | 1277.5983 | 0 | 0 | 0 | 0 | 0 | 0 | 1277.598 | 0 | 0
3720 | 914.2514 | 0 | 0 | 0 | 0 | 0 | 0 | 914.251 | 0 | 0
3721 | 1040.0253 | 0 | 0 | 0 | 0 | 0 | 0 | 1040.025 | 0 | 0
3722 | 1225.3763 | 0 | 0 | 0 | 0 | 0 | 0 | 1225.376 | 0 | 0
3723 | 1041.4963 | 0 | 0 | 0 | 0 | 0 | 0 | 1041.496 | 0 | 0
3724 | 1069.4461 | 0 | 0 | 0 | 0 | 0 | 0 | 1069.446 | 0 | 0
3725 | 1206.9883 | 0 | 0 | 0 | 0 | 0 | 0 | 1206.988 | 0 | 0
3726 | 1139.3205 | 0 | 0 | 0 | 0 | 0 | 0 | 1139.32 | 0 | 0
3727 | 968.3737 | 0 | 261.8242 | 261.8242 | 0 | 0 | 0 | 718.89 | 0 | 0
3728 | 1216.8397 | 0 | 761.0641 | 761.0641 | 0 | 0 | 0 | 491.646 | 0 | 0
3729 | 1270.5584 | 0 | 1463.6258 | 1333.4032 | 0 | 0 | 130.2226 | 0 | 0 | 0
3730 | 1288.7009 | 0 | 1880.1712 | 1352.4436 | 0 | 0 | 527.7276 | 0 | 0 | 0
3731 | 1265.5835 | 0 | 1780.0462 | 1328.1822 | 0 | 0 | 451.864 | 0 | 0 | 0
3732 | 1527.2199 | 0 | 1849.4398 | 1602.7604 | 0 | 0 | 246.6794 | 0 | 0 | 0
3733 | 1609.8915 | 0 | 1629.1072 | 1629.1072 | 0 | 0 | 0 | 57.566 | 0 | 0
3734 | 1684.8217 | 0 | 1847.8415 | 1768.1579 | 0 | 0 | 79.6836 | 0 | 0 | 0
3735 | 1461.4939 | 0 | 1644.7368 | 1533.7834 | 0 | 0 | 110.9534 | 0 | 0 | 0
3736 | 1490.238 | 0 | 1306.0668 | 1306.0668 | 0 | 0 | 0 | 245.728 | 0 | 0
3737 | 1239.2694 | 0 | 663.7547 | 663.7547 | 0 | 0 | 0 | 606.799 | 0 | 0
3738 | 1422.6934 | 0 | 121.3934 | 121.3934 | 0 | 0 | 0 | 1307.022 | 0 | 0
3739 | 1531.3527 | 0 | 0 | 0 | 0 | 0 | 0 | 1531.353 | 0 | 0
3740 | 1093.7182 | 0 | 0 | 0 | 0 | 0 | 0 | 1093.718 | 0 | 0
3741 | 818.6338 | 0 | 0 | 0 | 0 | 0 | 0 | 818.634 | 0 | 0
3742 | 913.5158 | 0 | 0 | 0 | 0 | 0 | 0 | 913.516 | 0 | 0
3743 | 1149.6178 | 0 | 0 | 0 | 0 | 0 | 0 | 1149.618 | 0 | 0
3744 | 1036.3477 | 0 | 0 | 0 | 0 | 0 | 0 | 1036.348 | 0 | 0
3745 | 967.2088 | 0 | 0 | 0 | 0 | 0 | 0 | 967.209 | 0 | 0
3746 | 1274.6562 | 0 | 0 | 0 | 0 | 0 | 0 | 1274.656 | 0 | 0
3747 | 962.0602 | 0 | 0 | 0 | 0 | 0 | 0 | 962.06 | 0 | 0
3748 | 1158.444 | 0 | 0 | 0 | 0 | 0 | 0 | 1158.444 | 0 | 0
3749 | 1215.0791 | 0 | 0 | 0 | 0 | 0 | 0 | 1215.079 | 0 | 0
3750 | 663.439 | 0 | 0 | 0 | 0 | 0 | 0 | 663.439 | 0 | 0
3751 | 831.19 | 0 | 248.2389 | 248.2389 | 0 | 0 | 0 | 594.651 | 0 | 0
3752 | 900.2029 | 0 | 720.4331 | 720.4331 | 0 | 0 | 0 | 213.725 | 0 | 0
3753 | 1016.1898 | 0 | 1181.3004 | 1066.4535 | 0 | 0 | 114.8469 | 0 | 0 | 0
3754 | 1501.8804 | 0 | 1170.8918 | 1170.8918 | 0 | 0 | 0 | 386.174 | 0 | 0
3755 | 1433.3713 | 0 | 2139.6257 | 1504.2694 | 0 | 0 | 635.3563 | 0 | 0 | 0
3756 | 1371.731 | 0 | 1305.6324 | 1305.6324 | 0 | 0 | 0 | 127.635 | 0 | 0
3757 | 1529.9046 | 0 | 633.272 | 633.272 | 0 | 0 | 0 | 926.479 | 0 | 0
3758 | 1387.7571 | 0 | 207.4725 | 207.4725 | 0 | 0 | 0 | 1190.063 | 0 | 0
3759 | 1085.9861 | 0 | 353.968 | 353.968 | 0 | 0 | 0 | 748.701 | 0 | 0
3760 | 1513.4915 | 0 | 295.4447 | 295.4447 | 0 | 0 | 0 | 1231.971 | 0 | 0
3761 | 1215.0892 | 0 | 190.0577 | 190.0577 | 0 | 0 | 0 | 1033.989 | 0 | 0
3762 | 1339.0123 | 0 | 33.3929 | 33.3929 | 0 | 0 | 0 | 1307.193 | 0 | 0
3763 | 1233.4671 | 0 | 0 | 0 | 0 | 0 | 0 | 1233.467 | 0 | 0
3764 | 1164.3282 | 0 | 0 | 0 | 0 | 0 | 0 | 1164.328 | 0 | 0
3765 | 1034.1411 | 0 | 0 | 0 | 0 | 0 | 0 | 1034.141 | 0 | 0
3766 | 1329.8202 | 0 | 0 | 0 | 0 | 0 | 0 | 1329.82 | 0 | 0
3767 | 1057.6778 | 0 | 0 | 0 | 0 | 0 | 0 | 1057.678 | 0 | 0
3768 | 1348.9437 | 0 | 0 | 0 | 0 | 0 | 0 | 1348.944 | 0 | 0
3769 | 972.3574 | 0 | 0 | 0 | 0 | 0 | 0 | 972.357 | 0 | 0
3770 | 1018.6952 | 0 | 0 | 0 | 0 | 0 | 0 | 1018.695 | 0 | 0
3771 | 1329.8202 | 0 | 0 | 0 | 0 | 0 | 0 | 1329.82 | 0 | 0
3772 | 1226.8474 | 0 | 0 | 0 | 0 | 0 | 0 | 1226.847 | 0 | 0
3773 | 759.7922 | 0 | 0 | 0 | 0 | 0 | 0 | 759.792 | 0 | 0
3774 | 961.3246 | 0 | 0 | 0 | 0 | 0 | 0 | 961.325 | 0 | 0
3775 | 883.3154 | 0 | 130.6759 | 130.6759 | 0 | 0 | 0 | 758.799 | 0 | 0
3776 | 819.4309 | 0 | 867.0482 | 859.9623 | 0 | 0 | 7.086 | 0 | 0 | 0
3777 | 938.7295 | 0 | 1096.6224 | 985.1611 | 0 | 0 | 111.4613 | 0 | 0 | 0
3778 | 1175.0134 | 0 | 1787.595 | 1233.1323 | 0 | 0 | 554.4626 | 0 | 0 | 0
3779 | 1296.981 | 0 | 1231.4689 | 1231.4689 | 0 | 0 | 0 | 123.553 | 0 | 0
3780 | 1264.4646 | 0 | 2149.4161 | 1327.0089 | 0 | 0 | 822.4073 | 0 | 0 | 0
3781 | 1379.1589 | 0 | 2157.6208 | 1447.3759 | 0 | 0 | 710.2449 | 0 | 0 | 0
3782 | 1238.6166 | 0 | 1152.4339 | 1152.4339 | 0 | 0 | 0 | 140.498 | 0 | 0
3783 | 1071.4449 | 0 | 1527.6913 | 1124.4416 | 0 | 0 | 403.2497 | 0 | 0 | 0
3784 | 1163.5669 | 0 | 1210.7011 | 1210.7011 | 0 | 0 | 0 | 9.928 | 0 | 0
3785 | 930.6139 | 0 | 509.7314 | 509.7314 | 0 | 0 | 0 | 444.907 | 0 | 0
3786 | 930.0798 | 0 | 134.5883 | 134.5883 | 0 | 0 | 0 | 801.835 | 0 | 0
3787 | 892.9213 | 0 | 0 | 0 | 0 | 0 | 0 | 892.921 | 0 | 0
3788 | 1206.2528 | 0 | 0 | 0 | 0 | 0 | 0 | 1206.253 | 0 | 0
3789 | 1006.9269 | 0 | 0 | 0 | 0 | 0 | 0 | 1006.927 | 0 | 0
3790 | 984.8613 | 0 | 0 | 0 | 0 | 0 | 0 | 984.861 | 0 | 0
3791 | 1077.5368 | 0 | 0 | 0 | 0 | 0 | 0 | 1077.537 | 0 | 0
3792 | 956.176 | 0 | 0 | 0 | 0 | 0 | 0 | 956.176 | 0 | 0
3793 | 959.8536 | 0 | 0 | 0 | 0 | 0 | 0 | 959.854 | 0 | 0
3794 | 1045.1739 | 0 | 0 | 0 | 0 | 0 | 0 | 1045.174 | 0 | 0
3795 | 993.6875 | 0 | 0 | 0 | 0 | 0 | 0 | 993.688 | 0 | 0
3796 | 951.0274 | 0 | 0 | 0 | 0 | 0 | 0 | 951.027 | 0 | 0
3797 | 970.1509 | 0 | 0 | 0 | 0 | 0 | 0 | 970.151 | 0 | 0
3798 | 989.2744 | 0 | 0 | 0 | 0 | 0 | 0 | 989.274 | 0 | 0
3799 | 814.7659 | 0 | 253.059 | 253.059 | 0 | 0 | 0 | 573.633 | 0 | 0
3800 | 269.8053 | 0 | 767.3042 | 283.1503 | 0 | 0 | 484.1539 | 0 | 0 | 0
3801 | 129.9866 | 0 | 1431.1135 | 136.4155 | 0 | 0 | 1294.698 | 0 | 0 | 0
3802 | 207.7449 | 0 | 1837.4056 | 218.0206 | 0 | 0 | 1619.385 | 0 | 0 | 0
3803 | 159.9664 | 0 | 1613.1564 | 167.8784 | 0 | 0 | 1445.2781 | 0 | 0 | 0
3804 | 171.8487 | 0 | 1884.7122 | 180.3491 | 0 | 0 | 1704.3631 | 0 | 0 | 0
3805 | 132.4947 | 0 | 1813.0182 | 139.0486 | 0 | 0 | 1673.9696 | 0 | 0 | 0
3806 | 124.5833 | 0 | 1962.9287 | 130.7452 | 0 | 0 | 1832.1835 | 0 | 0 | 0
3807 | 178.8941 | 0 | 1468.9655 | 187.7436 | 0 | 0 | 1281.2218 | 0 | 0 | 0
3808 | 197.9358 | 0 | 1127.6393 | 207.7254 | 0 | 0 | 919.9139 | 0 | 0 | 0
3809 | 169.2818 | 0 | 412.2248 | 177.6551 | 0 | 0 | 234.5696 | 0 | 0 | 0
3810 | 186.6658 | 0 | 122.4293 | 122.4293 | 0 | 0 | 0 | 70.007 | 0 | 0
3811 | 128.716 | 0 | 0 | 0 | 0 | 0 | 0 | 128.716 | 0 | 0
3812 | 181.6734 | 0 | 0 | 0 | 0 | 0 | 0 | 181.673 | 0 | 0
3813 | 183.1445 | 0 | 0 | 0 | 0 | 0 | 0 | 183.144 | 0 | 0
3814 | 100.0307 | 0 | 0 | 0 | 0 | 0 | 0 | 100.031 | 0 | 0
3815 | 90.469 | 0 | 0 | 0 | 0 | 0 | 0 | 90.469 | 0 | 0
3816 | 94.1466 | 0 | 0 | 0 | 0 | 0 | 0 | 94.147 | 0 | 0
3817 | 85.3203 | 0 | 0 | 0 | 0 | 0 | 0 | 85.32 | 0 | 0
3818 | 91.2045 | 0 | 0 | 0 | 0 | 0 | 0 | 91.204 | 0 | 0
3819 | 86.7914 | 0 | 0 | 0 | 0 | 0 | 0 | 86.791 | 0 | 0
3820 | 90.469 | 0 | 0 | 0 | 0 | 0 | 0 | 90.469 | 0 | 0
3821 | 85.3203 | 0 | 0 | 0 | 0 | 0 | 0 | 85.32 | 0 | 0
3822 | 86.0558 | 0 | 0 | 0 | 0 | 0 | 0 | 86.056 | 0 | 0
3823 | 73.9979 | 0 | 65.5599 | 65.5599 | 0 | 0 | 0 | 11.527 | 0 | 0
3824 | 92.8447 | 0 | 210.8161 | 97.4374 | 0 | 0 | 113.3787 | 0 | 0 | 0
3825 | 624.5034 | 0 | 550.0895 | 550.0895 | 0 | 0 | 0 | 100.34 | 0 | 0
3826 | 1169.1854 | 0 | 865.3051 | 865.3051 | 0 | 0 | 0 | 344.664 | 0 | 0
3827 | 1182.7428 | 0 | 1613.7882 | 1241.2436 | 0 | 0 | 372.5446 | 0 | 0 | 0
3828 | 1218.137 | 0 | 1676.9417 | 1278.3893 | 0 | 0 | 398.5524 | 0 | 0 | 0
3829 | 1041.8558 | 0 | 1667.8806 | 1093.389 | 0 | 0 | 574.4916 | 0 | 0 | 0
3830 | 1119.2978 | 0 | 851.2675 | 851.2675 | 0 | 0 | 0 | 308.152 | 0 | 0
3831 | 1117.0011 | 0 | 1287.1639 | 1172.2509 | 0 | 0 | 114.913 | 0 | 0 | 0
3832 | 1182.9589 | 0 | 943.7178 | 943.7178 | 0 | 0 | 0 | 283.719 | 0 | 0
3833 | 1307.3767 | 0 | 498.9849 | 498.9849 | 0 | 0 | 0 | 831.91 | 0 | 0
3834 | 1228.2872 | 0 | 137.7892 | 137.7892 | 0 | 0 | 0 | 1096.992 | 0 | 0
3835 | 1151.8243 | 0 | 0 | 0 | 0 | 0 | 0 | 1151.824 | 0 | 0
3836 | 1090.7762 | 0 | 0 | 0 | 0 | 0 | 0 | 1090.776 | 0 | 0
3837 | 1351.8858 | 0 | 0 | 0 | 0 | 0 | 0 | 1351.886 | 0 | 0
3838 | 1092.9827 | 0 | 0 | 0 | 0 | 0 | 0 | 1092.983 | 0 | 0
3839 | 716.3965 | 0 | 0 | 0 | 0 | 0 | 0 | 716.396 | 0 | 0
3840 | 1042.2318 | 0 | 0 | 0 | 0 | 0 | 0 | 1042.232 | 0 | 0
3841 | 806.8654 | 0 | 0 | 0 | 0 | 0 | 0 | 806.865 | 0 | 0
3842 | 816.4272 | 0 | 0 | 0 | 0 | 0 | 0 | 816.427 | 0 | 0
3843 | 912.0448 | 0 | 0 | 0 | 0 | 0 | 0 | 912.045 | 0 | 0
3844 | 945.1432 | 0 | 0 | 0 | 0 | 0 | 0 | 945.143 | 0 | 0
3845 | 937.788 | 0 | 0 | 0 | 0 | 0 | 0 | 937.788 | 0 | 0
3846 | 909.1027 | 0 | 0 | 0 | 0 | 0 | 0 | 909.103 | 0 | 0
3847 | 944.3424 | 0 | 248.2556 | 248.2556 | 0 | 0 | 0 | 707.787 | 0 | 0
3848 | 881.4527 | 0 | 761.6024 | 761.6024 | 0 | 0 | 0 | 155.745 | 0 | 0
3849 | 933.853 | 0 | 1177.3397 | 980.0439 | 0 | 0 | 197.2958 | 0 | 0 | 0
3850 | 994.1031 | 0 | 1565.1834 | 1043.274 | 0 | 0 | 521.9093 | 0 | 0 | 0
3851 | 1339.2413 | 0 | 1736.9563 | 1405.4835 | 0 | 0 | 331.4728 | 0 | 0 | 0
3852 | 1246.3699 | 0 | 1897.8693 | 1308.0188 | 0 | 0 | 589.8505 | 0 | 0 | 0
3853 | 1003.5325 | 0 | 1871.849 | 1053.1705 | 0 | 0 | 818.6785 | 0 | 0 | 0
3854 | 1101.4945 | 0 | 1766.7684 | 1155.9769 | 0 | 0 | 610.7915 | 0 | 0 | 0
3855 | 1463.9441 | 0 | 1395.5556 | 1395.5556 | 0 | 0 | 0 | 134.163 | 0 | 0
3856 | 1017.2747 | 0 | 952.8691 | 952.8691 | 0 | 0 | 0 | 109.315 | 0 | 0
3857 | 1145.9282 | 0 | 138.1932 | 138.1932 | 0 | 0 | 0 | 1014.248 | 0 | 0
3858 | 1215.9093 | 0 | 16.1712 | 16.1712 | 0 | 0 | 0 | 1200.5 | 0 | 0
3859 | 1031.199 | 0 | 0 | 0 | 0 | 0 | 0 | 1031.199 | 0 | 0
3860 | 1098.8669 | 0 | 0 | 0 | 0 | 0 | 0 | 1098.867 | 0 | 0
3861 | 1268.772 | 0 | 0 | 0 | 0 | 0 | 0 | 1268.772 | 0 | 0
3862 | 1276.1272 | 0 | 0 | 0 | 0 | 0 | 0 | 1276.127 | 0 | 0
3863 | 1315.8453 | 0 | 0 | 0 | 0 | 0 | 0 | 1315.845 | 0 | 0
3864 | 1015.0176 | 0 | 0 | 0 | 0 | 0 | 0 | 1015.018 | 0 | 0
3865 | 1181.9806 | 0 | 0 | 0 | 0 | 0 | 0 | 1181.981 | 0 | 0
3866 | 934.1104 | 0 | 0 | 0 | 0 | 0 | 0 | 934.11 | 0 | 0
3867 | 1097.3959 | 0 | 0 | 0 | 0 | 0 | 0 | 1097.396 | 0 | 0
3868 | 1369.5383 | 0 | 0 | 0 | 0 | 0 | 0 | 1369.538 | 0 | 0
3869 | 1001.0427 | 0 | 0 | 0 | 0 | 0 | 0 | 1001.043 | 0 | 0
3870 | 1035.6122 | 0 | 0 | 0 | 0 | 0 | 0 | 1035.612 | 0 | 0
3871 | 734.6806 | 0 | 236.2592 | 236.2592 | 0 | 0 | 0 | 509.556 | 0 | 0
3872 | 858.4429 | 0 | 686.9531 | 686.9531 | 0 | 0 | 0 | 203.867 | 0 | 0
3873 | 945.9468 | 0 | 1061.9408 | 992.735 | 0 | 0 | 69.2058 | 0 | 0 | 0
3874 | 1313.9909 | 0 | 1378.6718 | 1378.6718 | 0 | 0 | 0 | 0.297 | 0 | 0
3875 | 1203.8265 | 0 | 1624.6522 | 1263.3705 | 0 | 0 | 361.2817 | 0 | 0 | 0
3876 | 1170.5985 | 0 | 1879.4282 | 1228.4989 | 0 | 0 | 650.9292 | 0 | 0 | 0
3877 | 1180.2871 | 0 | 1841.4145 | 1238.6672 | 0 | 0 | 602.7474 | 0 | 0 | 0
3878 | 935.0749 | 0 | 1694.2326 | 981.3263 | 0 | 0 | 712.9063 | 0 | 0 | 0
3879 | 1443.3311 | 0 | 1481.9904 | 1481.9904 | 0 | 0 | 0 | 31.189 | 0 | 0
3880 | 1115.1485 | 0 | 388.8217 | 388.8217 | 0 | 0 | 0 | 744.653 | 0 | 0
3881 | 1294.3433 | 0 | 222.1734 | 222.1734 | 0 | 0 | 0 | 1082.641 | 0 | 0
3882 | 1231.2495 | 0 | 123.3853 | 123.3853 | 0 | 0 | 0 | 1113.679 | 0 | 0
3883 | 1327.6136 | 0 | 0 | 0 | 0 | 0 | 0 | 1327.614 | 0 | 0
3884 | 1377.629 | 0 | 0 | 0 | 0 | 0 | 0 | 1377.629 | 0 | 0
3885 | 1547.5341 | 0 | 0 | 0 | 0 | 0 | 0 | 1547.534 | 0 | 0
3886 | 1445.2968 | 0 | 0 | 0 | 0 | 0 | 0 | 1445.297 | 0 | 0
3887 | 1164.3282 | 0 | 0 | 0 | 0 | 0 | 0 | 1164.328 | 0 | 0
3888 | 1151.8243 | 0 | 0 | 0 | 0 | 0 | 0 | 1151.824 | 0 | 0
3889 | 1028.257 | 0 | 0 | 0 | 0 | 0 | 0 | 1028.257 | 0 | 0
3890 | 1179.7741 | 0 | 0 | 0 | 0 | 0 | 0 | 1179.774 | 0 | 0
3891 | 1259.2103 | 0 | 0 | 0 | 0 | 0 | 0 | 1259.21 | 0 | 0
3892 | 1282.0114 | 0 | 0 | 0 | 0 | 0 | 0 | 1282.011 | 0 | 0
3893 | 1181.9806 | 0 | 0 | 0 | 0 | 0 | 0 | 1181.981 | 0 | 0
3894 | 970.8864 | 0 | 0 | 0 | 0 | 0 | 0 | 970.886 | 0 | 0
3895 | 956.4739 | 0 | 254.7928 | 254.7928 | 0 | 0 | 0 | 713.69 | 0 | 0
3896 | 799.5406 | 0 | 735.5138 | 735.5138 | 0 | 0 | 0 | 98.693 | 0 | 0
3897 | 1009.7099 | 0 | 844.5467 | 844.5467 | 0 | 0 | 0 | 204.968 | 0 | 0
3898 | 1208.6635 | 0 | 1387.3677 | 1268.4478 | 0 | 0 | 118.9199 | 0 | 0 | 0
3899 | 1010.5833 | 0 | 1001.9231 | 1001.9231 | 0 | 0 | 0 | 55.882 | 0 | 0
3900 | 1237.7156 | 0 | 874.8048 | 874.8048 | 0 | 0 | 0 | 404.142 | 0 | 0
3901 | 1291.5998 | 0 | 1694.2358 | 1355.486 | 0 | 0 | 338.7498 | 0 | 0 | 0
3902 | 1072.2006 | 0 | 159.0198 | 159.0198 | 0 | 0 | 0 | 920.676 | 0 | 0
3903 | 1315.8048 | 0 | 112.9705 | 112.9705 | 0 | 0 | 0 | 1208.159 | 0 | 0
3904 | 1295.1505 | 0 | 137.5751 | 137.5751 | 0 | 0 | 0 | 1164.06 | 0 | 0
3905 | 1370.3069 | 0 | 70.1702 | 70.1702 | 0 | 0 | 0 | 1303.444 | 0 | 0
3906 | 1281.582 | 0 | 46.212 | 46.212 | 0 | 0 | 0 | 1237.548 | 0 | 0
3907 | 1545.3275 | 0 | 0 | 0 | 0 | 0 | 0 | 1545.328 | 0 | 0
3908 | 1218.0211 | 0 | 0 | 0 | 0 | 0 | 0 | 1218.021 | 0 | 0
3909 | 1410.7274 | 0 | 0 | 0 | 0 | 0 | 0 | 1410.727 | 0 | 0
3910 | 1444.5613 | 0 | 0 | 0 | 0 | 0 | 0 | 1444.561 | 0 | 0
3911 | 1081.9499 | 0 | 0 | 0 | 0 | 0 | 0 | 1081.95 | 0 | 0
3912 | 1302.6059 | 0 | 0 | 0 | 0 | 0 | 0 | 1302.606 | 0 | 0
3913 | 1140.056 | 0 | 0 | 0 | 0 | 0 | 0 | 1140.056 | 0 | 0
3914 | 1240.0867 | 0 | 0 | 0 | 0 | 0 | 0 | 1240.087 | 0 | 0
3915 | 1393.0749 | 0 | 0 | 0 | 0 | 0 | 0 | 1393.075 | 0 | 0
3916 | 1256.2682 | 0 | 0 | 0 | 0 | 0 | 0 | 1256.268 | 0 | 0
3917 | 1270.2431 | 0 | 0 | 0 | 0 | 0 | 0 | 1270.243 | 0 | 0
3918 | 1252.5906 | 0 | 0 | 0 | 0 | 0 | 0 | 1252.591 | 0 | 0
3919 | 624.6762 | 0 | 136.2318 | 136.2318 | 0 | 0 | 0 | 494.865 | 0 | 0
3920 | 1045.7035 | 0 | 416.324 | 416.324 | 0 | 0 | 0 | 649.002 | 0 | 0
3921 | 811.5093 | 0 | 921.2477 | 851.6484 | 0 | 0 | 69.5993 | 0 | 0 | 0
3922 | 397.7894 | 0 | 1188.2374 | 417.4647 | 0 | 0 | 770.7726 | 0 | 0 | 0
3923 | 357.9482 | 0 | 1248.1008 | 375.6541 | 0 | 0 | 872.4467 | 0 | 0 | 0
3924 | 364.5053 | 0 | 1545.4031 | 382.5344 | 0 | 0 | 1162.8687 | 0 | 0 | 0
3925 | 782.6071 | 0 | 1601.5987 | 821.3169 | 0 | 0 | 780.2818 | 0 | 0 | 0
3926 | 1248.8063 | 0 | 624.1312 | 624.1312 | 0 | 0 | 0 | 654.091 | 0 | 0
3927 | 1519.8933 | 0 | 462.0071 | 462.0071 | 0 | 0 | 0 | 1079.661 | 0 | 0
3928 | 1361.4245 | 0 | 199.0023 | 199.0023 | 0 | 0 | 0 | 1171.802 | 0 | 0
3929 | 1399.7203 | 0 | 409.9453 | 409.9453 | 0 | 0 | 0 | 1009.096 | 0 | 0
3930 | 1546.8023 | 0 | 172.0426 | 172.0426 | 0 | 0 | 0 | 1382.869 | 0 | 0
3931 | 1616.673 | 0 | 0 | 0 | 0 | 0 | 0 | 1616.673 | 0 | 0
3932 | 1468.8335 | 0 | 0 | 0 | 0 | 0 | 0 | 1468.833 | 0 | 0
3933 | 1634.3255 | 0 | 0 | 0 | 0 | 0 | 0 | 1634.325 | 0 | 0
3934 | 1700.5223 | 0 | 0 | 0 | 0 | 0 | 0 | 1700.522 | 0 | 0
3935 | 1246.7064 | 0 | 0 | 0 | 0 | 0 | 0 | 1246.706 | 0 | 0
3936 | 1177.5675 | 0 | 0 | 0 | 0 | 0 | 0 | 1177.568 | 0 | 0
3937 | 1148.1467 | 0 | 0 | 0 | 0 | 0 | 0 | 1148.147 | 0 | 0
3938 | 1455.5941 | 0 | 0 | 0 | 0 | 0 | 0 | 1455.594 | 0 | 0
3939 | 1526.204 | 0 | 0 | 0 | 0 | 0 | 0 | 1526.204 | 0 | 0
3940 | 902.483 | 0 | 0 | 0 | 0 | 0 | 0 | 902.483 | 0 | 0
3941 | 1237.1447 | 0 | 0 | 0 | 0 | 0 | 0 | 1237.145 | 0 | 0
3942 | 1238.6157 | 0 | 0 | 0 | 0 | 0 | 0 | 1238.616 | 0 | 0
3943 | 993.8319 | 0 | 153.2153 | 153.2153 | 0 | 0 | 0 | 847.838 | 0 | 0
3944 | 1094.5292 | 0 | 469.6629 | 469.6629 | 0 | 0 | 0 | 647.002 | 0 | 0
3945 | 975.5698 | 0 | 777.9573 | 777.9573 | 0 | 0 | 0 | 234.279 | 0 | 0
3946 | 1525.9328 | 0 | 1166.4064 | 1166.4064 | 0 | 0 | 0 | 414.501 | 0 | 0
3947 | 1595.194 | 0 | 1483.7451 | 1483.7451 | 0 | 0 | 0 | 181.38 | 0 | 0
3948 | 1689.2072 | 0 | 1363.8125 | 1363.8125 | 0 | 0 | 0 | 389.673 | 0 | 0
3949 | 1412.9376 | 0 | 1311.6269 | 1311.6269 | 0 | 0 | 0 | 163.13 | 0 | 0
3950 | 1322.0172 | 0 | 1509.5241 | 1387.4075 | 0 | 0 | 122.1165 | 0 | 0 | 0
3951 | 1567.5485 | 0 | 1454.592 | 1454.592 | 0 | 0 | 0 | 181.513 | 0 | 0
3952 | 1329.2253 | 0 | 1056.6788 | 1056.6788 | 0 | 0 | 0 | 322.35 | 0 | 0
3953 | 1391.3492 | 0 | 371.1719 | 371.1719 | 0 | 0 | 0 | 1037.671 | 0 | 0
3954 | 1660.1588 | 0 | 117.1767 | 117.1767 | 0 | 0 | 0 | 1548.505 | 0 | 0
3955 | 1308.4901 | 0 | 0 | 0 | 0 | 0 | 0 | 1308.49 | 0 | 0
3956 | 1471.04 | 0 | 0 | 0 | 0 | 0 | 0 | 1471.04 | 0 | 0
3957 | 1597.5495 | 0 | 0 | 0 | 0 | 0 | 0 | 1597.549 | 0 | 0
3958 | 1294.5152 | 0 | 0 | 0 | 0 | 0 | 0 | 1294.515 | 0 | 0
3959 | 1450.4455 | 0 | 0 | 0 | 0 | 0 | 0 | 1450.445 | 0 | 0
3960 | 1306.2835 | 0 | 0 | 0 | 0 | 0 | 0 | 1306.284 | 0 | 0
3961 | 956.176 | 0 | 0 | 0 | 0 | 0 | 0 | 956.176 | 0 | 0
3962 | 976.035 | 0 | 0 | 0 | 0 | 0 | 0 | 976.035 | 0 | 0
3963 | 779.6512 | 0 | 0 | 0 | 0 | 0 | 0 | 779.651 | 0 | 0
3964 | 1012.811 | 0 | 0 | 0 | 0 | 0 | 0 | 1012.811 | 0 | 0
3965 | 668.5877 | 0 | 0 | 0 | 0 | 0 | 0 | 668.588 | 0 | 0
3966 | 831.1376 | 0 | 0 | 0 | 0 | 0 | 0 | 831.138 | 0 | 0
3967 | 843.9182 | 0 | 131.3969 | 131.3969 | 0 | 0 | 0 | 718.714 | 0 | 0
3968 | 837.4805 | 0 | 401.0018 | 401.0018 | 0 | 0 | 0 | 455.379 | 0 | 0
3969 | 846.0043 | 0 | 750.8496 | 750.8496 | 0 | 0 | 0 | 130.544 | 0 | 0
3970 | 975.8383 | 0 | 1071.9863 | 1024.1056 | 0 | 0 | 47.8807 | 0 | 0 | 0
3971 | 936.9532 | 0 | 1602.7583 | 983.2972 | 0 | 0 | 619.4611 | 0 | 0 | 0
3972 | 911.1879 | 0 | 1365.8463 | 956.2578 | 0 | 0 | 409.5885 | 0 | 0 | 0
3973 | 1051.1298 | 0 | 1227.736 | 1103.1207 | 0 | 0 | 124.6153 | 0 | 0 | 0
3974 | 1012.9324 | 0 | 1104.0474 | 1063.0354 | 0 | 0 | 41.012 | 0 | 0 | 0
3975 | 1027.0912 | 0 | 1202.7073 | 1077.8937 | 0 | 0 | 124.8136 | 0 | 0 | 0
3976 | 478.6691 | 0 | 615.8604 | 502.3453 | 0 | 0 | 113.5151 | 0 | 0 | 0
3977 | 176.7969 | 0 | 447.6798 | 185.5419 | 0 | 0 | 262.1379 | 0 | 0 | 0
3978 | 236.4577 | 0 | 89.6157 | 89.6157 | 0 | 0 | 0 | 151.065 | 0 | 0
3979 | 138.2778 | 0 | 0 | 0 | 0 | 0 | 0 | 138.278 | 0 | 0
3980 | 145.633 | 0 | 0 | 0 | 0 | 0 | 0 | 145.633 | 0 | 0
3981 | 115.4766 | 0 | 0 | 0 | 0 | 0 | 0 | 115.477 | 0 | 0
3982 | 110.328 | 0 | 0 | 0 | 0 | 0 | 0 | 110.328 | 0 | 0
3983 | 105.9149 | 0 | 0 | 0 | 0 | 0 | 0 | 105.915 | 0 | 0
3984 | 106.6504 | 0 | 0 | 0 | 0 | 0 | 0 | 106.65 | 0 | 0
3985 | 98.5597 | 0 | 0 | 0 | 0 | 0 | 0 | 98.56 | 0 | 0
3986 | 108.1214 | 0 | 0 | 0 | 0 | 0 | 0 | 108.121 | 0 | 0
3987 | 88.9979 | 0 | 0 | 0 | 0 | 0 | 0 | 88.998 | 0 | 0
3988 | 94.8821 | 0 | 0 | 0 | 0 | 0 | 0 | 94.882 | 0 | 0
3989 | 88.9979 | 0 | 0 | 0 | 0 | 0 | 0 | 88.998 | 0 | 0
3990 | 93.411 | 0 | 0 | 0 | 0 | 0 | 0 | 93.411 | 0 | 0
3991 | 80.6148 | 0 | 73.6481 | 73.6481 | 0 | 0 | 0 | 10.438 | 0 | 0
3992 | 145.6072 | 0 | 231.7843 | 152.8102 | 0 | 0 | 78.9742 | 0 | 0 | 0
3993 | 662.3137 | 0 | 688.925 | 688.925 | 0 | 0 | 0 | 5.859 | 0 | 0
3994 | 881.3451 | 0 | 1289.011 | 924.9387 | 0 | 0 | 364.0723 | 0 | 0 | 0
3995 | 1021.1849 | 0 | 1227.7811 | 1071.6956 | 0 | 0 | 156.0855 | 0 | 0 | 0
3996 | 1073.9732 | 0 | 1644.2016 | 1127.0946 | 0 | 0 | 517.107 | 0 | 0 | 0
3997 | 1076.9171 | 0 | 980.6368 | 980.6368 | 0 | 0 | 0 | 142.499 | 0 | 0
3998 | 1076.9383 | 0 | 150.9977 | 150.9977 | 0 | 0 | 0 | 933.057 | 0 | 0
3999 | 1164.3879 | 0 | 101.6027 | 101.6027 | 0 | 0 | 0 | 1067.574 | 0 | 0
4000 | 1132.1777 | 0 | 59.2894 | 59.2894 | 0 | 0 | 0 | 1075.683 | 0 | 0
4001 | 1128.9285 | 0 | 270.9125 | 270.9125 | 0 | 0 | 0 | 870.784 | 0 | 0
4002 | 1028.4225 | 0 | 117.6427 | 117.6427 | 0 | 0 | 0 | 916.324 | 0 | 0
4003 | 1248.913 | 0 | 0 | 0 | 0 | 0 | 0 | 1248.913 | 0 | 0
4004 | 980.4482 | 0 | 0 | 0 | 0 | 0 | 0 | 980.448 | 0 | 0
4005 | 989.2744 | 0 | 0 | 0 | 0 | 0 | 0 | 989.274 | 0 | 0
4006 | 925.2842 | 0 | 0 | 0 | 0 | 0 | 0 | 925.284 | 0 | 0
4007 | 992.2165 | 0 | 0 | 0 | 0 | 0 | 0 | 992.216 | 0 | 0
4008 | 1404.8432 | 0 | 0 | 0 | 0 | 0 | 0 | 1404.843 | 0 | 0
4009 | 1122.4035 | 0 | 0 | 0 | 0 | 0 | 0 | 1122.404 | 0 | 0
4010 | 848.7901 | 0 | 0 | 0 | 0 | 0 | 0 | 848.79 | 0 | 0
4011 | 1120.197 | 0 | 0 | 0 | 0 | 0 | 0 | 1120.197 | 0 | 0
4012 | 1104.0155 | 0 | 0 | 0 | 0 | 0 | 0 | 1104.016 | 0 | 0
4013 | 823.7824 | 0 | 0 | 0 | 0 | 0 | 0 | 823.782 | 0 | 0
4014 | 1180.5096 | 0 | 0 | 0 | 0 | 0 | 0 | 1180.51 | 0 | 0
4015 | 1004.4362 | 0 | 99.9624 | 99.9624 | 0 | 0 | 0 | 909.186 | 0 | 0
4016 | 1200.8854 | 0 | 313.7579 | 313.7579 | 0 | 0 | 0 | 901.915 | 0 | 0
4017 | 1296.0874 | 0 | 781.8697 | 781.8697 | 0 | 0 | 0 | 551.068 | 0 | 0
4018 | 905.5732 | 0 | 1087.2056 | 950.3651 | 0 | 0 | 136.8405 | 0 | 0 | 0
4019 | 1261.7184 | 0 | 1649.4059 | 1324.127 | 0 | 0 | 325.2789 | 0 | 0 | 0
4020 | 1336.4693 | 0 | 1843.8871 | 1402.5744 | 0 | 0 | 441.3127 | 0 | 0 | 0
4021 | 1087.4829 | 0 | 1789.6918 | 1141.2728 | 0 | 0 | 648.4189 | 0 | 0 | 0
4022 | 1175.372 | 0 | 1193.1383 | 1193.1383 | 0 | 0 | 0 | 38.468 | 0 | 0
4023 | 1147.4094 | 0 | 361.0435 | 361.0435 | 0 | 0 | 0 | 803.382 | 0 | 0
4024 | 998.7939 | 0 | 199.8208 | 199.8208 | 0 | 0 | 0 | 808.391 | 0 | 0
4025 | 1349.1184 | 0 | 161.0191 | 161.0191 | 0 | 0 | 0 | 1195.688 | 0 | 0
4026 | 1296.8027 | 0 | 39.06 | 39.06 | 0 | 0 | 0 | 1259.584 | 0 | 0
4027 | 1050.3226 | 0 | 0 | 0 | 0 | 0 | 0 | 1050.323 | 0 | 0
4028 | 905.4251 | 0 | 0 | 0 | 0 | 0 | 0 | 905.425 | 0 | 0
4029 | 1113.5773 | 0 | 0 | 0 | 0 | 0 | 0 | 1113.577 | 0 | 0
4030 | 1034.8766 | 0 | 0 | 0 | 0 | 0 | 0 | 1034.877 | 0 | 0
4031 | 1276.8627 | 0 | 0 | 0 | 0 | 0 | 0 | 1276.863 | 0 | 0
4032 | 906.1606 | 0 | 0 | 0 | 0 | 0 | 0 | 906.161 | 0 | 0
4033 | 1189.3358 | 0 | 0 | 0 | 0 | 0 | 0 | 1189.336 | 0 | 0
4034 | 1040.0253 | 0 | 0 | 0 | 0 | 0 | 0 | 1040.025 | 0 | 0
4035 | 1162.8571 | 0 | 0 | 0 | 0 | 0 | 0 | 1162.857 | 0 | 0
4036 | 711.9834 | 0 | 0 | 0 | 0 | 0 | 0 | 711.983 | 0 | 0
4037 | 1019.4307 | 0 | 0 | 0 | 0 | 0 | 0 | 1019.431 | 0 | 0
4038 | 675.2074 | 0 | 0 | 0 | 0 | 0 | 0 | 675.207 | 0 | 0
4039 | 747.1449 | 0 | 150.3387 | 150.3387 | 0 | 0 | 0 | 603.892 | 0 | 0
4040 | 1067.6514 | 0 | 466.5754 | 466.5754 | 0 | 0 | 0 | 623.066 | 0 | 0
4041 | 1143.193 | 0 | 1044.4568 | 1044.4568 | 0 | 0 | 0 | 147.963 | 0 | 0
4042 | 1219.8369 | 0 | 1207.0406 | 1207.0406 | 0 | 0 | 0 | 69.686 | 0 | 0
4043 | 1490.4715 | 0 | 1302.9111 | 1302.9111 | 0 | 0 | 0 | 248.969 | 0 | 0
4044 | 1150.4507 | 0 | 1565.7228 | 1207.3554 | 0 | 0 | 358.3674 | 0 | 0 | 0
4045 | 1240.471 | 0 | 1728.1502 | 1301.828 | 0 | 0 | 426.3222 | 0 | 0 | 0
4046 | 1223.9724 | 0 | 1727.5951 | 1284.514 | 0 | 0 | 443.0811 | 0 | 0 | 0
4047 | 1179.3466 | 0 | 1190.1652 | 1190.1652 | 0 | 0 | 0 | 45.276 | 0 | 0
4048 | 1321.3359 | 0 | 1121.2344 | 1121.2344 | 0 | 0 | 0 | 252.947 | 0 | 0
4049 | 1489.5089 | 0 | 180.1749 | 180.1749 | 0 | 0 | 0 | 1317.826 | 0 | 0
4050 | 1368.6657 | 0 | 31.3349 | 31.3349 | 0 | 0 | 0 | 1338.808 | 0 | 0
4051 | 1199.6331 | 0 | 0 | 0 | 0 | 0 | 0 | 1199.633 | 0 | 0
4052 | 1119.4615 | 0 | 0 | 0 | 0 | 0 | 0 | 1119.461 | 0 | 0
4053 | 1075.3302 | 0 | 0 | 0 | 0 | 0 | 0 | 1075.33 | 0 | 0
4054 | 1176.832 | 0 | 0 | 0 | 0 | 0 | 0 | 1176.832 | 0 | 0
4055 | 1138.585 | 0 | 0 | 0 | 0 | 0 | 0 | 1138.585 | 0 | 0
4056 | 1338.6464 | 0 | 0 | 0 | 0 | 0 | 0 | 1338.646 | 0 | 0
4057 | 1243.0288 | 0 | 0 | 0 | 0 | 0 | 0 | 1243.029 | 0 | 0
4058 | 1127.5522 | 0 | 0 | 0 | 0 | 0 | 0 | 1127.552 | 0 | 0
4059 | 1088.5696 | 0 | 0 | 0 | 0 | 0 | 0 | 1088.57 | 0 | 0
4060 | 1187.8648 | 0 | 0 | 0 | 0 | 0 | 0 | 1187.865 | 0 | 0
4061 | 1379.1 | 0 | 0 | 0 | 0 | 0 | 0 | 1379.1 | 0 | 0
4062 | 1313.6387 | 0 | 0 | 0 | 0 | 0 | 0 | 1313.639 | 0 | 0
4063 | 1192.7735 | 0 | 228.3201 | 228.3201 | 0 | 0 | 0 | 975.214 | 0 | 0
4064 | 1204.4444 | 0 | 773.9074 | 773.9074 | 0 | 0 | 0 | 467.013 | 0 | 0
4065 | 914.0068 | 0 | 856.5851 | 856.5851 | 0 | 0 | 0 | 97.794 | 0 | 0
4066 | 1054.7081 | 0 | 1853.2357 | 1106.8767 | 0 | 0 | 746.359 | 0 | 0 | 0
4067 | 1164.4744 | 0 | 1756.2496 | 1222.072 | 0 | 0 | 534.1776 | 0 | 0 | 0
4068 | 1401.6253 | 0 | 1914.8969 | 1470.9532 | 0 | 0 | 443.9437 | 0 | 0 | 0
4069 | 1428.7283 | 0 | 1887.0148 | 1499.3967 | 0 | 0 | 387.618 | 0 | 0 | 0
4070 | 1276.9675 | 0 | 1774.4242 | 1340.1292 | 0 | 0 | 434.295 | 0 | 0 | 0
4071 | 1519.5135 | 0 | 1559.9591 | 1559.9591 | 0 | 0 | 0 | 33.078 | 0 | 0
4072 | 1443.7099 | 0 | 1332.8512 | 1332.8512 | 0 | 0 | 0 | 173.678 | 0 | 0
4073 | 1342.0133 | 0 | 648.8912 | 648.8912 | 0 | 0 | 0 | 723.705 | 0 | 0
4074 | 1332.7466 | 0 | 154.4337 | 154.4337 | 0 | 0 | 0 | 1185.591 | 0 | 0
4075 | 1262.1523 | 0 | 0 | 0 | 0 | 0 | 0 | 1262.152 | 0 | 0
4076 | 1451.9165 | 0 | 0 | 0 | 0 | 0 | 0 | 1451.916 | 0 | 0
4077 | 1443.0903 | 0 | 0 | 0 | 0 | 0 | 0 | 1443.09 | 0 | 0
4078 | 1423.9667 | 0 | 0 | 0 | 0 | 0 | 0 | 1423.967 | 0 | 0
4079 | 1318.0519 | 0 | 0 | 0 | 0 | 0 | 0 | 1318.052 | 0 | 0
4080 | 1204.7818 | 0 | 0 | 0 | 0 | 0 | 0 | 1204.782 | 0 | 0
4081 | 1000.3072 | 0 | 0 | 0 | 0 | 0 | 0 | 1000.307 | 0 | 0
4082 | 1279.8048 | 0 | 0 | 0 | 0 | 0 | 0 | 1279.805 | 0 | 0
4083 | 1320.9939 | 0 | 0 | 0 | 0 | 0 | 0 | 1320.994 | 0 | 0
4084 | 1414.405 | 0 | 0 | 0 | 0 | 0 | 0 | 1414.405 | 0 | 0
4085 | 1349.6792 | 0 | 0 | 0 | 0 | 0 | 0 | 1349.679 | 0 | 0
4086 | 1217.2856 | 0 | 0 | 0 | 0 | 0 | 0 | 1217.286 | 0 | 0
4087 | 842.1704 | 0 | 178.8242 | 178.8242 | 0 | 0 | 0 | 671.774 | 0 | 0
4088 | 1414.8031 | 0 | 545.3858 | 545.3858 | 0 | 0 | 0 | 895.122 | 0 | 0
4089 | 1229.2948 | 0 | 1443.5045 | 1290.0993 | 0 | 0 | 153.4052 | 0 | 0 | 0
4090 | 1233.0561 | 0 | 1888.845 | 1294.0463 | 0 | 0 | 594.7987 | 0 | 0 | 0
4091 | 1290.0993 | 0 | 1664.2957 | 1353.9108 | 0 | 0 | 310.3849 | 0 | 0 | 0
4092 | 1374.5232 | 0 | 854.8934 | 854.8934 | 0 | 0 | 0 | 559.923 | 0 | 0
4093 | 1301.6783 | 0 | 1822.4875 | 1366.0625 | 0 | 0 | 456.425 | 0 | 0 | 0
4094 | 1473.8341 | 0 | 359.1618 | 359.1618 | 0 | 0 | 0 | 1131.6 | 0 | 0
4095 | 1200.2556 | 0 | 730.1542 | 730.1542 | 0 | 0 | 0 | 504.515 | 0 | 0
4096 | 1652.6215 | 0 | 97.1991 | 97.1991 | 0 | 0 | 0 | 1560.003 | 0 | 0
4097 | 1554.1529 | 0 | 75.6264 | 75.6264 | 0 | 0 | 0 | 1482.091 | 0 | 0
4098 | 1601.1342 | 0 | 19.0624 | 19.0624 | 0 | 0 | 0 | 1582.971 | 0 | 0
4099 | 1579.897 | 0 | 0 | 0 | 0 | 0 | 0 | 1579.897 | 0 | 0
4100 | 1123.8746 | 0 | 0 | 0 | 0 | 0 | 0 | 1123.875 | 0 | 0
4101 | 1184.1872 | 0 | 0 | 0 | 0 | 0 | 0 | 1184.187 | 0 | 0
4102 | 1214.3435 | 0 | 0 | 0 | 0 | 0 | 0 | 1214.344 | 0 | 0
4103 | 1265.0944 | 0 | 0 | 0 | 0 | 0 | 0 | 1265.094 | 0 | 0
4104 | 1221.6987 | 0 | 0 | 0 | 0 | 0 | 0 | 1221.699 | 0 | 0
4105 | 1285.689 | 0 | 0 | 0 | 0 | 0 | 0 | 1285.689 | 0 | 0
4106 | 1382.7776 | 0 | 0 | 0 | 0 | 0 | 0 | 1382.778 | 0 | 0
4107 | 1180.5096 | 0 | 0 | 0 | 0 | 0 | 0 | 1180.51 | 0 | 0
4108 | 1251.1195 | 0 | 0 | 0 | 0 | 0 | 0 | 1251.12 | 0 | 0
4109 | 1314.3743 | 0 | 0 | 0 | 0 | 0 | 0 | 1314.374 | 0 | 0
4110 | 1123.8746 | 0 | 0 | 0 | 0 | 0 | 0 | 1123.875 | 0 | 0
4111 | 1094.6009 | 0 | 234.3293 | 234.3293 | 0 | 0 | 0 | 871.316 | 0 | 0
4112 | 1132.8406 | 0 | 599.599 | 599.599 | 0 | 0 | 0 | 561.501 | 0 | 0
4113 | 1145.5301 | 0 | 760.0177 | 760.0177 | 0 | 0 | 0 | 421.333 | 0 | 0
4114 | 1243.3736 | 0 | 1439.0075 | 1304.8736 | 0 | 0 | 134.1339 | 0 | 0 | 0
4115 | 952.8174 | 0 | 1676.0024 | 999.9459 | 0 | 0 | 676.0565 | 0 | 0 | 0
4116 | 1336.7828 | 0 | 1499.9267 | 1402.9029 | 0 | 0 | 97.0239 | 0 | 0 | 0
4117 | 1269.4781 | 0 | 1676.7276 | 1332.2698 | 0 | 0 | 344.4578 | 0 | 0 | 0
4118 | 1515.3156 | 0 | 1659.0851 | 1590.2666 | 0 | 0 | 68.8185 | 0 | 0 | 0
4119 | 1178.0217 | 0 | 1421.2097 | 1236.2902 | 0 | 0 | 184.9195 | 0 | 0 | 0
4120 | 1291.1281 | 0 | 487.4261 | 487.4261 | 0 | 0 | 0 | 826.675 | 0 | 0
4121 | 1202.7821 | 0 | 555.276 | 555.276 | 0 | 0 | 0 | 673.677 | 0 | 0
4122 | 1153.1952 | 0 | 72.1464 | 72.1464 | 0 | 0 | 0 | 1084.45 | 0 | 0
4123 | 1228.3184 | 0 | 0 | 0 | 0 | 0 | 0 | 1228.318 | 0 | 0
4124 | 785.5354 | 0 | 0 | 0 | 0 | 0 | 0 | 785.535 | 0 | 0
4125 | 1207.7239 | 0 | 0 | 0 | 0 | 0 | 0 | 1207.724 | 0 | 0
4126 | 1132.7008 | 0 | 0 | 0 | 0 | 0 | 0 | 1132.701 | 0 | 0
4127 | 1078.2723 | 0 | 0 | 0 | 0 | 0 | 0 | 1078.272 | 0 | 0
4128 | 1233.4671 | 0 | 0 | 0 | 0 | 0 | 0 | 1233.467 | 0 | 0
4129 | 1003.9848 | 0 | 0 | 0 | 0 | 0 | 0 | 1003.985 | 0 | 0
4130 | 1147.4112 | 0 | 0 | 0 | 0 | 0 | 0 | 1147.411 | 0 | 0
4131 | 1050.3226 | 0 | 0 | 0 | 0 | 0 | 0 | 1050.323 | 0 | 0
4132 | 1001.0427 | 0 | 0 | 0 | 0 | 0 | 0 | 1001.043 | 0 | 0
4133 | 899.541 | 0 | 0 | 0 | 0 | 0 | 0 | 899.541 | 0 | 0
4134 | 956.9115 | 0 | 0 | 0 | 0 | 0 | 0 | 956.912 | 0 | 0
4135 | 789.213 | 0 | 107.784 | 107.784 | 0 | 0 | 0 | 686.509 | 0 | 0
4136 | 1053.7961 | 0 | 341.0943 | 341.0943 | 0 | 0 | 0 | 728.778 | 0 | 0
4137 | 1095.8283 | 0 | 884.4116 | 884.4116 | 0 | 0 | 0 | 253.1 | 0 | 0
4138 | 1072.8488 | 0 | 1178.1195 | 1125.915 | 0 | 0 | 52.2045 | 0 | 0 | 0
4139 | 1035.489 | 0 | 1188.7484 | 1086.706 | 0 | 0 | 102.0424 | 0 | 0 | 0
4140 | 1331.4199 | 0 | 317.5632 | 317.5632 | 0 | 0 | 0 | 1028.824 | 0 | 0
4141 | 846.3463 | 0 | 350.552 | 350.552 | 0 | 0 | 0 | 512.316 | 0 | 0
4142 | 916.9976 | 0 | 720.4121 | 720.4121 | 0 | 0 | 0 | 230.54 | 0 | 0
4143 | 791.3395 | 0 | 110.7918 | 110.7918 | 0 | 0 | 0 | 685.77 | 0 | 0
4144 | 216.0103 | 0 | 58.709 | 58.709 | 0 | 0 | 0 | 160.068 | 0 | 0
4145 | 168.3081 | 0 | 88.6145 | 88.6145 | 0 | 0 | 0 | 83.87 | 0 | 0
4146 | 126.4653 | 0 | 9.3308 | 9.3308 | 0 | 0 | 0 | 117.574 | 0 | 0
4147 | 136.0712 | 0 | 0 | 0 | 0 | 0 | 0 | 136.071 | 0 | 0
4148 | 92.6755 | 0 | 0 | 0 | 0 | 0 | 0 | 92.676 | 0 | 0
4149 | 88.2624 | 0 | 0 | 0 | 0 | 0 | 0 | 88.262 | 0 | 0
4150 | 94.1466 | 0 | 0 | 0 | 0 | 0 | 0 | 94.147 | 0 | 0
4151 | 83.8493 | 0 | 0 | 0 | 0 | 0 | 0 | 83.849 | 0 | 0
4152 | 91.94 | 0 | 0 | 0 | 0 | 0 | 0 | 91.94 | 0 | 0
4153 | 82.3782 | 0 | 0 | 0 | 0 | 0 | 0 | 82.378 | 0 | 0
4154 | 88.2624 | 0 | 0 | 0 | 0 | 0 | 0 | 88.262 | 0 | 0
4155 | 82.3782 | 0 | 0 | 0 | 0 | 0 | 0 | 82.378 | 0 | 0
4156 | 82.3782 | 0 | 0 | 0 | 0 | 0 | 0 | 82.378 | 0 | 0
4157 | 83.8493 | 0 | 0 | 0 | 0 | 0 | 0 | 83.849 | 0 | 0
4158 | 84.5848 | 0 | 0 | 0 | 0 | 0 | 0 | 84.585 | 0 | 0
4159 | 66.9323 | 0 | 73.6481 | 70.2426 | 0 | 0 | 3.4055 | 0 | 0 | 0
4160 | 82.3874 | 0 | 394.6095 | 86.4631 | 0 | 0 | 308.1464 | 0 | 0 | 0
4161 | 584.9195 | 0 | 795.9388 | 613.8517 | 0 | 0 | 182.087 | 0 | 0 | 0
4162 | 1157.201 | 0 | 932.3951 | 932.3951 | 0 | 0 | 0 | 268.751 | 0 | 0
4163 | 1150.5013 | 0 | 1372.7392 | 1207.4079 | 0 | 0 | 165.3313 | 0 | 0 | 0
4164 | 990.4614 | 0 | 1669.5871 | 1039.4529 | 0 | 0 | 630.1341 | 0 | 0 | 0
4165 | 1247.0319 | 0 | 1948.698 | 1308.7136 | 0 | 0 | 639.9844 | 0 | 0 | 0
4166 | 1015.0755 | 0 | 2108.8124 | 1065.2844 | 0 | 0 | 1043.528 | 0 | 0 | 0
4167 | 1035.2371 | 0 | 1448.3351 | 1086.4426 | 0 | 0 | 361.8925 | 0 | 0 | 0
4168 | 965.4739 | 0 | 1069.7562 | 1013.229 | 0 | 0 | 56.5272 | 0 | 0 | 0
4169 | 874.7245 | 0 | 475.2712 | 475.2712 | 0 | 0 | 0 | 421.854 | 0 | 0
4170 | 1044.9992 | 0 | 104.9179 | 104.9179 | 0 | 0 | 0 | 945.027 | 0 | 0
4171 | 962.7957 | 0 | 0 | 0 | 0 | 0 | 0 | 962.796 | 0 | 0
4172 | 1037.8187 | 0 | 0 | 0 | 0 | 0 | 0 | 1037.819 | 0 | 0
4173 | 715.661 | 0 | 0 | 0 | 0 | 0 | 0 | 715.661 | 0 | 0
4174 | 1001.7782 | 0 | 0 | 0 | 0 | 0 | 0 | 1001.778 | 0 | 0
4175 | 876.0043 | 0 | 0 | 0 | 0 | 0 | 0 | 876.004 | 0 | 0
4176 | 918.6645 | 0 | 0 | 0 | 0 | 0 | 0 | 918.664 | 0 | 0
4177 | 882.624 | 0 | 0 | 0 | 0 | 0 | 0 | 882.624 | 0 | 0
4178 | 1200.3686 | 0 | 0 | 0 | 0 | 0 | 0 | 1200.369 | 0 | 0
4179 | 1074.5947 | 0 | 0 | 0 | 0 | 0 | 0 | 1074.595 | 0 | 0
4180 | 1248.913 | 0 | 0 | 0 | 0 | 0 | 0 | 1248.913 | 0 | 0
4181 | 1179.0386 | 0 | 0 | 0 | 0 | 0 | 0 | 1179.039 | 0 | 0
4182 | 1068.7106 | 0 | 0 | 0 | 0 | 0 | 0 | 1068.711 | 0 | 0
4183 | 955.4405 | 0 | 188.4898 | 188.4898 | 0 | 0 | 0 | 775.834 | 0 | 0
4184 | 993.9174 | 0 | 579.0243 | 579.0243 | 0 | 0 | 0 | 442.183 | 0 | 0
4185 | 746.5353 | 0 | 716.1303 | 716.1303 | 0 | 0 | 0 | 64.158 | 0 | 0
4186 | 1054.2475 | 0 | 189.2916 | 189.2916 | 0 | 0 | 0 | 873.878 | 0 | 0
4187 | 1269.1333 | 0 | 1139.9883 | 1139.9883 | 0 | 0 | 0 | 182.874 | 0 | 0
4188 | 1079.2074 | 0 | 1149.1228 | 1132.5885 | 0 | 0 | 16.5343 | 0 | 0 | 0
4189 | 1049.5751 | 0 | 739.6403 | 739.6403 | 0 | 0 | 0 | 344.795 | 0 | 0
4190 | 1119.0192 | 0 | 526.4031 | 526.4031 | 0 | 0 | 0 | 617.426 | 0 | 0
4191 | 1490.9597 | 0 | 533.3653 | 533.3653 | 0 | 0 | 0 | 982.733 | 0 | 0
4192 | 567.8021 | 0 | 613.4193 | 595.887 | 0 | 0 | 17.5323 | 0 | 0 | 0
4193 | 1329.9719 | 0 | 630.8614 | 630.8614 | 0 | 0 | 0 | 728.844 | 0 | 0
4194 | 1208.3058 | 0 | 153.3359 | 153.3359 | 0 | 0 | 0 | 1062.197 | 0 | 0
4195 | 1031.9346 | 0 | 0 | 0 | 0 | 0 | 0 | 1031.935 | 0 | 0
4196 | 898.0699 | 0 | 0 | 0 | 0 | 0 | 0 | 898.07 | 0 | 0
4197 | 1109.1642 | 0 | 0 | 0 | 0 | 0 | 0 | 1109.164 | 0 | 0
4198 | 1198.8976 | 0 | 0 | 0 | 0 | 0 | 0 | 1198.898 | 0 | 0
4199 | 1042.9674 | 0 | 0 | 0 | 0 | 0 | 0 | 1042.967 | 0 | 0
4200 | 873.0622 | 0 | 0 | 0 | 0 | 0 | 0 | 873.062 | 0 | 0
4201 | 1123.8746 | 0 | 0 | 0 | 0 | 0 | 0 | 1123.875 | 0 | 0
4202 | 782.5933 | 0 | 0 | 0 | 0 | 0 | 0 | 782.593 | 0 | 0
4203 | 1155.5019 | 0 | 0 | 0 | 0 | 0 | 0 | 1155.502 | 0 | 0
4204 | 1004.7203 | 0 | 0 | 0 | 0 | 0 | 0 | 1004.72 | 0 | 0
4205 | 945.8787 | 0 | 0 | 0 | 0 | 0 | 0 | 945.879 | 0 | 0
4206 | 1001.0427 | 0 | 0 | 0 | 0 | 0 | 0 | 1001.043 | 0 | 0
4207 | 1244.4999 | 0 | 218.5233 | 218.5233 | 0 | 0 | 0 | 1036.276 | 0 | 0
4208 | 641.0608 | 0 | 615.4773 | 615.4773 | 0 | 0 | 0 | 54.592 | 0 | 0
4209 | 822.6911 | 0 | 1385.8207 | 863.3835 | 0 | 0 | 522.4372 | 0 | 0 | 0
4210 | 1162.7946 | 0 | 1816.3166 | 1220.31 | 0 | 0 | 596.0067 | 0 | 0 | 0
4211 | 1141.8157 | 0 | 1646.8714 | 1198.2933 | 0 | 0 | 448.5781 | 0 | 0 | 0
4212 | 1203.114 | 0 | 1701.8717 | 1262.6233 | 0 | 0 | 439.2484 | 0 | 0 | 0
4213 | 999.0366 | 0 | 1662.9807 | 1048.4521 | 0 | 0 | 614.5286 | 0 | 0 | 0
4214 | 1206.6721 | 0 | 1560.0284 | 1266.3573 | 0 | 0 | 293.6711 | 0 | 0 | 0
4215 | 1353.2033 | 0 | 1229.795 | 1229.795 | 0 | 0 | 0 | 181.371 | 0 | 0
4216 | 1525.3618 | 0 | 1257.6415 | 1257.6415 | 0 | 0 | 0 | 326.995 | 0 | 0
4217 | 1270.7349 | 0 | 459.862 | 459.862 | 0 | 0 | 0 | 832.546 | 0 | 0
4218 | 1248.3052 | 0 | 144.616 | 144.616 | 0 | 0 | 0 | 1110.505 | 0 | 0
4219 | 1187.8648 | 0 | 0 | 0 | 0 | 0 | 0 | 1187.865 | 0 | 0
4220 | 1119.4615 | 0 | 0 | 0 | 0 | 0 | 0 | 1119.461 | 0 | 0
4221 | 1184.1872 | 0 | 0 | 0 | 0 | 0 | 0 | 1184.187 | 0 | 0
4222 | 1246.7064 | 0 | 0 | 0 | 0 | 0 | 0 | 1246.706 | 0 | 0
4223 | 890.7147 | 0 | 0 | 0 | 0 | 0 | 0 | 890.715 | 0 | 0
4224 | 1162.1216 | 0 | 0 | 0 | 0 | 0 | 0 | 1162.122 | 0 | 0
4225 | 1210.6659 | 0 | 0 | 0 | 0 | 0 | 0 | 1210.666 | 0 | 0
4226 | 1075.3302 | 0 | 0 | 0 | 0 | 0 | 0 | 1075.33 | 0 | 0
4227 | 1067.2395 | 0 | 0 | 0 | 0 | 0 | 0 | 1067.24 | 0 | 0
4228 | 1099.6024 | 0 | 0 | 0 | 0 | 0 | 0 | 1099.602 | 0 | 0
4229 | 772.296 | 0 | 0 | 0 | 0 | 0 | 0 | 772.296 | 0 | 0
4230 | 1059.8843 | 0 | 0 | 0 | 0 | 0 | 0 | 1059.884 | 0 | 0
4231 | 649.4642 | 0 | 238.3004 | 238.3004 | 0 | 0 | 0 | 422.395 | 0 | 0
4232 | 882.1064 | 0 | 807.0095 | 807.0095 | 0 | 0 | 0 | 113.132 | 0 | 0
4233 | 827.5326 | 0 | 1388.521 | 868.465 | 0 | 0 | 520.056 | 0 | 0 | 0
4234 | 1054.0186 | 0 | 1823.2473 | 1106.1536 | 0 | 0 | 717.0937 | 0 | 0 | 0
4235 | 1307.932 | 0 | 2111.4371 | 1372.6259 | 0 | 0 | 738.8112 | 0 | 0 | 0
4236 | 1422.7357 | 0 | 2240.7141 | 1493.1084 | 0 | 0 | 747.6057 | 0 | 0 | 0
4237 | 1374.2539 | 0 | 2215.5942 | 1442.2283 | 0 | 0 | 773.3659 | 0 | 0 | 0
4238 | 1156.3257 | 0 | 2026.9218 | 1213.521 | 0 | 0 | 813.4008 | 0 | 0 | 0
4239 | 1129.0885 | 0 | 1709.9137 | 1184.9357 | 0 | 0 | 524.978 | 0 | 0 | 0
4240 | 1626.5602 | 0 | 1272.8776 | 1272.8776 | 0 | 0 | 0 | 413.675 | 0 | 0
4241 | 1795.9293 | 0 | 689.795 | 689.795 | 0 | 0 | 0 | 1138.645 | 0 | 0
4242 | 1420.2091 | 0 | 104.1823 | 104.1823 | 0 | 0 | 0 | 1320.937 | 0 | 0
4243 | 1461.4783 | 0 | 0 | 0 | 0 | 0 | 0 | 1461.478 | 0 | 0
4244 | 1213.608 | 0 | 0 | 0 | 0 | 0 | 0 | 1213.608 | 0 | 0
4245 | 1603.4336 | 0 | 0 | 0 | 0 | 0 | 0 | 1603.434 | 0 | 0
4246 | 1394.5459 | 0 | 0 | 0 | 0 | 0 | 0 | 1394.546 | 0 | 0
4247 | 1470.3045 | 0 | 0 | 0 | 0 | 0 | 0 | 1470.304 | 0 | 0
4248 | 1418.0826 | 0 | 0 | 0 | 0 | 0 | 0 | 1418.083 | 0 | 0
4249 | 1318.7874 | 0 | 0 | 0 | 0 | 0 | 0 | 1318.787 | 0 | 0
4250 | 1217.2856 | 0 | 0 | 0 | 0 | 0 | 0 | 1217.286 | 0 | 0
4251 | 1218.7567 | 0 | 0 | 0 | 0 | 0 | 0 | 1218.757 | 0 | 0
4252 | 1394.5459 | 0 | 0 | 0 | 0 | 0 | 0 | 1394.546 | 0 | 0
4253 | 1187.1293 | 0 | 0 | 0 | 0 | 0 | 0 | 1187.129 | 0 | 0
4254 | 1418.0826 | 0 | 0 | 0 | 0 | 0 | 0 | 1418.083 | 0 | 0
4255 | 920.1355 | 0 | 247.1128 | 247.1128 | 0 | 0 | 0 | 684.669 | 0 | 0
4256 | 761.6585 | 0 | 811.1434 | 799.3317 | 0 | 0 | 11.8117 | 0 | 0 | 0
4257 | 976.5554 | 0 | 1396.54 | 1024.8591 | 0 | 0 | 371.6809 | 0 | 0 | 0
4258 | 1245.0055 | 0 | 1828.2921 | 1306.5863 | 0 | 0 | 521.7058 | 0 | 0 | 0
4259 | 1420.1043 | 0 | 2113.3114 | 1490.3462 | 0 | 0 | 622.9653 | 0 | 0 | 0
4260 | 1490.1332 | 0 | 2261.2259 | 1563.839 | 0 | 0 | 697.3869 | 0 | 0 | 0
4261 | 860.9694 | 0 | 2251.5288 | 903.5549 | 0 | 0 | 1347.974 | 0 | 0 | 0
4262 | 1268.3941 | 0 | 2076.1269 | 1331.1322 | 0 | 0 | 744.9947 | 0 | 0 | 0
4263 | 1179.3631 | 0 | 1762.1381 | 1237.6975 | 0 | 0 | 524.4407 | 0 | 0 | 0
4264 | 1177.8001 | 0 | 1305.2105 | 1236.0572 | 0 | 0 | 69.1533 | 0 | 0 | 0
4265 | 933.8677 | 0 | 703.1211 | 703.1211 | 0 | 0 | 0 | 263.885 | 0 | 0
4266 | 1077.5727 | 0 | 59.0617 | 59.0617 | 0 | 0 | 0 | 1021.295 | 0 | 0
4267 | 1109.8997 | 0 | 0 | 0 | 0 | 0 | 0 | 1109.9 | 0 | 0
4268 | 1127.5522 | 0 | 0 | 0 | 0 | 0 | 0 | 1127.552 | 0 | 0
4269 | 1183.4517 | 0 | 0 | 0 | 0 | 0 | 0 | 1183.452 | 0 | 0
4270 | 1332.0267 | 0 | 0 | 0 | 0 | 0 | 0 | 1332.027 | 0 | 0
4271 | 1148.1467 | 0 | 0 | 0 | 0 | 0 | 0 | 1148.147 | 0 | 0
4272 | 1170.2123 | 0 | 0 | 0 | 0 | 0 | 0 | 1170.212 | 0 | 0
4273 | 1298.1928 | 0 | 0 | 0 | 0 | 0 | 0 | 1298.193 | 0 | 0
4274 | 1256.2682 | 0 | 0 | 0 | 0 | 0 | 0 | 1256.268 | 0 | 0
4275 | 1237.1447 | 0 | 0 | 0 | 0 | 0 | 0 | 1237.145 | 0 | 0
4276 | 1329.0847 | 0 | 0 | 0 | 0 | 0 | 0 | 1329.085 | 0 | 0
4277 | 1320.2584 | 0 | 0 | 0 | 0 | 0 | 0 | 1320.258 | 0 | 0
4278 | 1256.2682 | 0 | 0 | 0 | 0 | 0 | 0 | 1256.268 | 0 | 0
4279 | 957.647 | 0 | 219.2968 | 219.2968 | 0 | 0 | 0 | 748.686 | 0 | 0
4280 | 1212.8063 | 0 | 811.0605 | 811.0605 | 0 | 0 | 0 | 439.972 | 0 | 0
4281 | 817.3512 | 0 | 1399.7408 | 857.7794 | 0 | 0 | 541.9614 | 0 | 0 | 0
4282 | 1350.9121 | 0 | 1831.5758 | 1417.7318 | 0 | 0 | 413.8441 | 0 | 0 | 0
4283 | 1576.5504 | 0 | 2142.9483 | 1654.5315 | 0 | 0 | 488.4168 | 0 | 0 | 0
4284 | 1514.752 | 0 | 2281.003 | 1589.6757 | 0 | 0 | 691.3273 | 0 | 0 | 0
4285 | 1347.5913 | 0 | 1927.1315 | 1414.2465 | 0 | 0 | 512.885 | 0 | 0 | 0
4286 | 1384.7626 | 0 | 1924.3693 | 1453.2571 | 0 | 0 | 471.1122 | 0 | 0 | 0
4287 | 1490.5497 | 0 | 1531.78 | 1531.78 | 0 | 0 | 0 | 30.965 | 0 | 0
4288 | 1528.8197 | 0 | 838.7663 | 838.7663 | 0 | 0 | 0 | 729.586 | 0 | 0
4289 | 1453.0225 | 0 | 107.2005 | 107.2005 | 0 | 0 | 0 | 1350.875 | 0 | 0
4290 | 1062.5736 | 0 | 0 | 0 | 0 | 0 | 0 | 1062.574 | 0 | 0
4291 | 1421.0247 | 0 | 0 | 0 | 0 | 0 | 0 | 1421.025 | 0 | 0
4292 | 1195.22 | 0 | 0 | 0 | 0 | 0 | 0 | 1195.22 | 0 | 0
4293 | 1395.2815 | 0 | 0 | 0 | 0 | 0 | 0 | 1395.281 | 0 | 0
4294 | 1417.3471 | 0 | 0 | 0 | 0 | 0 | 0 | 1417.347 | 0 | 0
4295 | 1162.8571 | 0 | 0 | 0 | 0 | 0 | 0 | 1162.857 | 0 | 0
4296 | 1393.0749 | 0 | 0 | 0 | 0 | 0 | 0 | 1393.075 | 0 | 0
4297 | 1050.3226 | 0 | 0 | 0 | 0 | 0 | 0 | 1050.323 | 0 | 0
4298 | 1021.6373 | 0 | 0 | 0 | 0 | 0 | 0 | 1021.637 | 0 | 0
4299 | 1457.0651 | 0 | 0 | 0 | 0 | 0 | 0 | 1457.065 | 0 | 0
4300 | 1272.4496 | 0 | 0 | 0 | 0 | 0 | 0 | 1272.45 | 0 | 0
4301 | 1186.3938 | 0 | 0 | 0 | 0 | 0 | 0 | 1186.394 | 0 | 0
4302 | 1309.2256 | 0 | 0 | 0 | 0 | 0 | 0 | 1309.226 | 0 | 0
4303 | 1074.5947 | 0 | 78.5208 | 78.5208 | 0 | 0 | 0 | 999.775 | 0 | 0
4304 | 998.1356 | 0 | 828.4616 | 828.4616 | 0 | 0 | 0 | 208.72 | 0 | 0
4305 | 975.2784 | 0 | 1422.8636 | 1023.5179 | 0 | 0 | 399.3457 | 0 | 0 | 0
4306 | 1046.5245 | 0 | 1862.2516 | 1098.2879 | 0 | 0 | 763.9637 | 0 | 0 | 0
4307 | 950.4987 | 0 | 2149.2125 | 997.5133 | 0 | 0 | 1151.6993 | 0 | 0 | 0
4308 | 1002.5404 | 0 | 2290.127 | 1052.1294 | 0 | 0 | 1237.9976 | 0 | 0 | 0
4309 | 1043.7397 | 0 | 2284.2626 | 1095.3652 | 0 | 0 | 1188.8975 | 0 | 0 | 0
4310 | 1077.3961 | 0 | 2125.2911 | 1130.6869 | 0 | 0 | 994.6041 | 0 | 0 | 0
4311 | 1015.4608 | 0 | 1809.6347 | 1065.6884 | 0 | 0 | 743.9463 | 0 | 0 | 0
4312 | 206.3667 | 0 | 1353.8363 | 216.5745 | 0 | 0 | 1137.2618 | 0 | 0 | 0
4313 | 168.6547 | 0 | 624.1491 | 176.9971 | 0 | 0 | 447.1519 | 0 | 0 | 0
4314 | 147.1628 | 0 | 0 | 0 | 0 | 0 | 0 | 147.163 | 0 | 0
4315 | 189.7642 | 0 | 0 | 0 | 0 | 0 | 0 | 189.764 | 0 | 0
4316 | 137.5422 | 0 | 0 | 0 | 0 | 0 | 0 | 137.542 | 0 | 0
4317 | 106.6504 | 0 | 0 | 0 | 0 | 0 | 0 | 106.65 | 0 | 0
4318 | 100.7662 | 0 | 0 | 0 | 0 | 0 | 0 | 100.766 | 0 | 0
4319 | 91.2045 | 0 | 0 | 0 | 0 | 0 | 0 | 91.204 | 0 | 0
4320 | 100.0307 | 0 | 0 | 0 | 0 | 0 | 0 | 100.031 | 0 | 0
4321 | 92.6755 | 0 | 0 | 0 | 0 | 0 | 0 | 92.676 | 0 | 0
4322 | 100.7662 | 0 | 0 | 0 | 0 | 0 | 0 | 100.766 | 0 | 0
4323 | 91.94 | 0 | 0 | 0 | 0 | 0 | 0 | 91.94 | 0 | 0
4324 | 95.6176 | 0 | 0 | 0 | 0 | 0 | 0 | 95.618 | 0 | 0
4325 | 86.0558 | 0 | 0 | 0 | 0 | 0 | 0 | 86.056 | 0 | 0
4326 | 93.411 | 0 | 0 | 0 | 0 | 0 | 0 | 93.411 | 0 | 0
4327 | 86.0558 | 0 | 215.0905 | 90.3126 | 0 | 0 | 124.778 | 0 | 0 | 0
4328 | 91.951 | 0 | 822.1218 | 96.4991 | 0 | 0 | 725.6227 | 0 | 0 | 0
4329 | 200.9569 | 0 | 1421.5413 | 210.8969 | 0 | 0 | 1210.6444 | 0 | 0 | 0
4330 | 878.5446 | 0 | 1858.6194 | 922.0002 | 0 | 0 | 936.6192 | 0 | 0 | 0
4331 | 1068.5028 | 0 | 2152.8038 | 1121.354 | 0 | 0 | 1031.4497 | 0 | 0 | 0
4332 | 1462.838 | 0 | 2292.5996 | 1535.1939 | 0 | 0 | 757.4056 | 0 | 0 | 0
4333 | 1268.6028 | 0 | 2284.1934 | 1331.3505 | 0 | 0 | 952.8429 | 0 | 0 | 0
4334 | 1480.9778 | 0 | 2097.2337 | 1554.2312 | 0 | 0 | 543.0025 | 0 | 0 | 0
4335 | 1662.323 | 0 | 1384.553 | 1384.553 | 0 | 0 | 0 | 343.026 | 0 | 0
4336 | 1889.88 | 0 | 1101.5748 | 1101.5748 | 0 | 0 | 0 | 840.224 | 0 | 0
4337 | 1479.2732 | 0 | 24.1072 | 24.1072 | 0 | 0 | 0 | 1456.302 | 0 | 0
4338 | 1404.2291 | 0 | 61.4754 | 61.4754 | 0 | 0 | 0 | 1345.651 | 0 | 0
4339 | 1635.7965 | 0 | 0 | 0 | 0 | 0 | 0 | 1635.796 | 0 | 0
4340 | 1688.7539 | 0 | 0 | 0 | 0 | 0 | 0 | 1688.754 | 0 | 0
4341 | 1451.9165 | 0 | 0 | 0 | 0 | 0 | 0 | 1451.916 | 0 | 0
4342 | 1428.3799 | 0 | 0 | 0 | 0 | 0 | 0 | 1428.38 | 0 | 0
4343 | 1283.4824 | 0 | 0 | 0 | 0 | 0 | 0 | 1283.482 | 0 | 0
4344 | 1275.3917 | 0 | 0 | 0 | 0 | 0 | 0 | 1275.392 | 0 | 0
4345 | 1141.0098 | 0 | 0 | 0 | 0 | 0 | 0 | 1141.01 | 0 | 0
4346 | 1317.8249 | 0 | 0 | 0 | 0 | 0 | 0 | 1317.825 | 0 | 0
4347 | 1357.1939 | 0 | 0 | 0 | 0 | 0 | 0 | 1357.194 | 0 | 0
4348 | 1237.7056 | 0 | 0 | 0 | 0 | 0 | 0 | 1237.706 | 0 | 0
4349 | 1136.175 | 0 | 0 | 0 | 0 | 0 | 0 | 1136.175 | 0 | 0
4350 | 1195.5738 | 0 | 0 | 0 | 0 | 0 | 0 | 1195.574 | 0 | 0
4351 | 1022.9029 | 0 | 201.1085 | 201.1085 | 0 | 0 | 0 | 831.273 | 0 | 0
4352 | 1129.8233 | 0 | 590.1129 | 590.1129 | 0 | 0 | 0 | 567.523 | 0 | 0
4353 | 1224.9167 | 0 | 987.154 | 987.154 | 0 | 0 | 0 | 284.289 | 0 | 0
4354 | 1366.0648 | 0 | 1418.6165 | 1418.6165 | 0 | 0 | 0 | 14.31 | 0 | 0
4355 | 1337.9229 | 0 | 2185.6824 | 1404.1003 | 0 | 0 | 781.5821 | 0 | 0 | 0
4356 | 1315.4265 | 0 | 2324.6176 | 1380.4905 | 0 | 0 | 944.1271 | 0 | 0 | 0
4357 | 1307.2764 | 0 | 1860.5704 | 1371.9385 | 0 | 0 | 488.6319 | 0 | 0 | 0
4358 | 1149.254 | 0 | 1477.0663 | 1206.0992 | 0 | 0 | 270.9671 | 0 | 0 | 0
4359 | 1075.5123 | 0 | 690.7238 | 690.7238 | 0 | 0 | 0 | 417.343 | 0 | 0
4360 | 1067.8206 | 0 | 802.5136 | 802.5136 | 0 | 0 | 0 | 303.13 | 0 | 0
4361 | 1122.6445 | 0 | 24.5669 | 24.5669 | 0 | 0 | 0 | 1099.236 | 0 | 0
4362 | 1180.3883 | 0 | 103.0048 | 103.0048 | 0 | 0 | 0 | 1082.239 | 0 | 0
4363 | 1047.7675 | 0 | 0 | 0 | 0 | 0 | 0 | 1047.767 | 0 | 0
4364 | 988.3687 | 0 | 0 | 0 | 0 | 0 | 0 | 988.369 | 0 | 0
4365 | 1236.3242 | 0 | 0 | 0 | 0 | 0 | 0 | 1236.324 | 0 | 0
4366 | 1285.3627 | 0 | 0 | 0 | 0 | 0 | 0 | 1285.363 | 0 | 0
4367 | 1237.0149 | 0 | 0 | 0 | 0 | 0 | 0 | 1237.015 | 0 | 0
4368 | 955.9065 | 0 | 0 | 0 | 0 | 0 | 0 | 955.907 | 0 | 0
4369 | 1144.4632 | 0 | 0 | 0 | 0 | 0 | 0 | 1144.463 | 0 | 0
4370 | 1100.2595 | 0 | 0 | 0 | 0 | 0 | 0 | 1100.259 | 0 | 0
4371 | 1259.8074 | 0 | 0 | 0 | 0 | 0 | 0 | 1259.807 | 0 | 0
4372 | 1195.5738 | 0 | 0 | 0 | 0 | 0 | 0 | 1195.574 | 0 | 0
4373 | 1084.3737 | 0 | 0 | 0 | 0 | 0 | 0 | 1084.374 | 0 | 0
4374 | 1230.7987 | 0 | 0 | 0 | 0 | 0 | 0 | 1230.799 | 0 | 0
4375 | 855.7574 | 0 | 130.9719 | 130.9719 | 0 | 0 | 0 | 730.958 | 0 | 0
4376 | 848.1616 | 0 | 516.9454 | 516.9454 | 0 | 0 | 0 | 355.581 | 0 | 0
4377 | 955.36 | 0 | 833.0719 | 833.0719 | 0 | 0 | 0 | 161.552 | 0 | 0
4378 | 1003.5499 | 0 | 423.6408 | 423.6408 | 0 | 0 | 0 | 599.876 | 0 | 0
4379 | 826.6632 | 0 | 1414.1405 | 867.552 | 0 | 0 | 546.5885 | 0 | 0 | 0
4380 | 1123.7505 | 0 | 1867.5766 | 1179.3337 | 0 | 0 | 688.2429 | 0 | 0 | 0
4381 | 1103.3684 | 0 | 1958.6332 | 1157.9446 | 0 | 0 | 800.6886 | 0 | 0 | 0
4382 | 1414.2487 | 0 | 1714.6867 | 1484.2016 | 0 | 0 | 230.4851 | 0 | 0 | 0
4383 | 1156.956 | 0 | 1231.1142 | 1214.1822 | 0 | 0 | 16.932 | 0 | 0 | 0
4384 | 1089.7222 | 0 | 1100.2756 | 1100.2756 | 0 | 0 | 0 | 41.304 | 0 | 0
4385 | 1137.5314 | 0 | 105.132 | 105.132 | 0 | 0 | 0 | 1037.355 | 0 | 0
4386 | 926.8434 | 0 | 0 | 0 | 0 | 0 | 0 | 926.843 | 0 | 0
4387 | 835.7275 | 0 | 0 | 0 | 0 | 0 | 0 | 835.728 | 0 | 0
4388 | 1471.8474 | 0 | 0 | 0 | 0 | 0 | 0 | 1471.847 | 0 | 0
4389 | 1105.0942 | 0 | 0 | 0 | 0 | 0 | 0 | 1105.094 | 0 | 0
4390 | 823.2952 | 0 | 0 | 0 | 0 | 0 | 0 | 823.295 | 0 | 0
4391 | 927.5885 | 0 | 0 | 0 | 0 | 0 | 0 | 927.588 | 0 | 0
4392 | 973.8643 | 0 | 0 | 0 | 0 | 0 | 0 | 973.864 | 0 | 0
4393 | 1145.1539 | 0 | 0 | 0 | 0 | 0 | 0 | 1145.154 | 0 | 0
4394 | 1047.7675 | 0 | 0 | 0 | 0 | 0 | 0 | 1047.767 | 0 | 0
4395 | 804.6468 | 0 | 0 | 0 | 0 | 0 | 0 | 804.647 | 0 | 0
4396 | 1138.2471 | 0 | 0 | 0 | 0 | 0 | 0 | 1138.247 | 0 | 0
4397 | 993.2035 | 0 | 0 | 0 | 0 | 0 | 0 | 993.203 | 0 | 0
4398 | 968.3388 | 0 | 0 | 0 | 0 | 0 | 0 | 968.339 | 0 | 0
4399 | 1081.611 | 0 | 206.8858 | 206.8858 | 0 | 0 | 0 | 884.476 | 0 | 0
4400 | 1051.0551 | 0 | 825.5577 | 825.5577 | 0 | 0 | 0 | 264.407 | 0 | 0
4401 | 1124.1761 | 0 | 711.351 | 711.351 | 0 | 0 | 0 | 446.352 | 0 | 0
4402 | 1099.9253 | 0 | 1418.7928 | 1154.3313 | 0 | 0 | 264.4615 | 0 | 0 | 0
4403 | 1173.32 | 0 | 1593.7183 | 1231.3556 | 0 | 0 | 362.3627 | 0 | 0 | 0
4404 | 1174.9733 | 0 | 2009.9205 | 1233.0903 | 0 | 0 | 776.8301 | 0 | 0 | 0
4405 | 1130.4682 | 0 | 1178.406 | 1178.406 | 0 | 0 | 0 | 7.602 | 0 | 0
4406 | 1162.7327 | 0 | 2128.5339 | 1220.2449 | 0 | 0 | 908.289 | 0 | 0 | 0
4407 | 1439.1789 | 0 | 1073.4786 | 1073.4786 | 0 | 0 | 0 | 416.295 | 0 | 0
4408 | 1406.8437 | 0 | 603.9952 | 603.9952 | 0 | 0 | 0 | 831.316 | 0 | 0
4409 | 1304.5051 | 0 | 261.3855 | 261.3855 | 0 | 0 | 0 | 1055.439 | 0 | 0
4410 | 1480.7011 | 0 | 0 | 0 | 0 | 0 | 0 | 1480.701 | 0 | 0
4411 | 1355.1218 | 0 | 0 | 0 | 0 | 0 | 0 | 1355.122 | 0 | 0
4412 | 982.8432 | 0 | 0 | 0 | 0 | 0 | 0 | 982.843 | 0 | 0
4413 | 1227.3453 | 0 | 0 | 0 | 0 | 0 | 0 | 1227.345 | 0 | 0
4414 | 1230.108 | 0 | 0 | 0 | 0 | 0 | 0 | 1230.108 | 0 | 0
4415 | 1073.3228 | 0 | 0 | 0 | 0 | 0 | 0 | 1073.323 | 0 | 0
4416 | 1058.8184 | 0 | 0 | 0 | 0 | 0 | 0 | 1058.818 | 0 | 0
4417 | 752.1548 | 0 | 0 | 0 | 0 | 0 | 0 | 752.155 | 0 | 0
4418 | 1158.2769 | 0 | 0 | 0 | 0 | 0 | 0 | 1158.277 | 0 | 0
4419 | 1156.8955 | 0 | 0 | 0 | 0 | 0 | 0 | 1156.896 | 0 | 0
4420 | 1170.7092 | 0 | 0 | 0 | 0 | 0 | 0 | 1170.709 | 0 | 0
4421 | 1391.7281 | 0 | 0 | 0 | 0 | 0 | 0 | 1391.728 | 0 | 0
4422 | 1459.4151 | 0 | 0 | 0 | 0 | 0 | 0 | 1459.415 | 0 | 0
4423 | 1333.7106 | 0 | 183.338 | 183.338 | 0 | 0 | 0 | 1159.014 | 0 | 0
4424 | 1049.1048 | 0 | 604.2649 | 604.2649 | 0 | 0 | 0 | 473.32 | 0 | 0
4425 | 1288.2412 | 0 | 1434.7572 | 1351.9609 | 0 | 0 | 82.7963 | 0 | 0 | 0
4426 | 1625.402 | 0 | 1084.2912 | 1084.2912 | 0 | 0 | 0 | 592.215 | 0 | 0
4427 | 1252.525 | 0 | 836.7492 | 836.7492 | 0 | 0 | 0 | 455.213 | 0 | 0
4428 | 1499.6906 | 0 | 1220.4055 | 1220.4055 | 0 | 0 | 0 | 336.805 | 0 | 0
4429 | 1174.5986 | 0 | 999.3991 | 999.3991 | 0 | 0 | 0 | 222.303 | 0 | 0
4430 | 1162.5522 | 0 | 1861.4918 | 1220.055 | 0 | 0 | 641.4369 | 0 | 0 | 0
4431 | 1383.5979 | 0 | 1663.5988 | 1452.0345 | 0 | 0 | 211.5643 | 0 | 0 | 0
4432 | 1184.4607 | 0 | 58.8476 | 58.8476 | 0 | 0 | 0 | 1128.387 | 0 | 0
4433 | 1396.2434 | 0 | 479.891 | 479.891 | 0 | 0 | 0 | 938.97 | 0 | 0
4434 | 1222.7384 | 0 | 54.4335 | 54.4335 | 0 | 0 | 0 | 1170.87 | 0 | 0
4435 | 1330.2572 | 0 | 0 | 0 | 0 | 0 | 0 | 1330.257 | 0 | 0
4436 | 1078.8483 | 0 | 0 | 0 | 0 | 0 | 0 | 1078.848 | 0 | 0
4437 | 1160.349 | 0 | 0 | 0 | 0 | 0 | 0 | 1160.349 | 0 | 0
4438 | 1320.5876 | 0 | 0 | 0 | 0 | 0 | 0 | 1320.588 | 0 | 0
4439 | 1039.4793 | 0 | 0 | 0 | 0 | 0 | 0 | 1039.479 | 0 | 0
4440 | 1082.9924 | 0 | 0 | 0 | 0 | 0 | 0 | 1082.992 | 0 | 0
4441 | 1015.996 | 0 | 0 | 0 | 0 | 0 | 0 | 1015.996 | 0 | 0
4442 | 1259.1168 | 0 | 0 | 0 | 0 | 0 | 0 | 1259.117 | 0 | 0
4443 | 955.2158 | 0 | 0 | 0 | 0 | 0 | 0 | 955.216 | 0 | 0
4444 | 1254.9727 | 0 | 0 | 0 | 0 | 0 | 0 | 1254.973 | 0 | 0
4445 | 1275.6932 | 0 | 0 | 0 | 0 | 0 | 0 | 1275.693 | 0 | 0
4446 | 932.4233 | 0 | 0 | 0 | 0 | 0 | 0 | 932.423 | 0 | 0
4447 | 1058.1277 | 0 | 228.1301 | 228.1301 | 0 | 0 | 0 | 840.75 | 0 | 0
4448 | 793.1348 | 0 | 822.1837 | 822.1837 | 0 | 0 | 0 | 9.702 | 0 | 0
4449 | 1186.5863 | 0 | 1434.6501 | 1245.2788 | 0 | 0 | 189.3713 | 0 | 0 | 0
4450 | 1347.1392 | 0 | 1888.5281 | 1413.7732 | 0 | 0 | 474.7549 | 0 | 0 | 0
4451 | 1551.5661 | 0 | 2188.538 | 1628.3106 | 0 | 0 | 560.2273 | 0 | 0 | 0
4452 | 1023.2024 | 0 | 2340.3784 | 1073.8123 | 0 | 0 | 1266.5661 | 0 | 0 | 0
4453 | 1250.4936 | 0 | 1607.694 | 1312.3468 | 0 | 0 | 295.3471 | 0 | 0 | 0
4454 | 1279.245 | 0 | 1838.5726 | 1342.5199 | 0 | 0 | 496.0527 | 0 | 0 | 0
4455 | 790.3815 | 0 | 1372.5325 | 829.4764 | 0 | 0 | 543.056 | 0 | 0 | 0
4456 | 1057.9646 | 0 | 1109.0543 | 1109.0543 | 0 | 0 | 0 | 1.182 | 0 | 0
4457 | 1309.8432 | 0 | 330.4926 | 330.4926 | 0 | 0 | 0 | 994.927 | 0 | 0
4458 | 1349.9434 | 0 | 131.4903 | 131.4903 | 0 | 0 | 0 | 1224.65 | 0 | 0
4459 | 1201.79 | 0 | 0 | 0 | 0 | 0 | 0 | 1201.79 | 0 | 0
4460 | 1417.2834 | 0 | 0 | 0 | 0 | 0 | 0 | 1417.283 | 0 | 0
4461 | 1335.092 | 0 | 0 | 0 | 0 | 0 | 0 | 1335.092 | 0 | 0
4462 | 1290.1975 | 0 | 0 | 0 | 0 | 0 | 0 | 1290.198 | 0 | 0
4463 | 1175.544 | 0 | 0 | 0 | 0 | 0 | 0 | 1175.544 | 0 | 0
4464 | 1105.7849 | 0 | 0 | 0 | 0 | 0 | 0 | 1105.785 | 0 | 0
4465 | 1215.6037 | 0 | 0 | 0 | 0 | 0 | 0 | 1215.604 | 0 | 0
4466 | 895.1263 | 0 | 0 | 0 | 0 | 0 | 0 | 895.126 | 0 | 0
4467 | 966.2668 | 0 | 0 | 0 | 0 | 0 | 0 | 966.267 | 0 | 0
4468 | 1008.3985 | 0 | 0 | 0 | 0 | 0 | 0 | 1008.399 | 0 | 0
4469 | 1040.17 | 0 | 0 | 0 | 0 | 0 | 0 | 1040.17 | 0 | 0
4470 | 973.1736 | 0 | 0 | 0 | 0 | 0 | 0 | 973.174 | 0 | 0
4471 | 1027.7377 | 0 | 171.5861 | 171.5861 | 0 | 0 | 0 | 864.238 | 0 | 0
4472 | 181.6015 | 0 | 563.6612 | 190.5845 | 0 | 0 | 373.0766 | 0 | 0 | 0
4473 | 87.356 | 0 | 944.295 | 91.6769 | 0 | 0 | 852.6181 | 0 | 0 | 0
4474 | 0 | 0 | 1112.1513 | 0 | 0 | 0 | 1112.1513 | 0 | 0 | 0
4475 | 0 | 0 | 1547.8305 | 0 | 0 | 0 | 1547.8305 | 0 | 0 | 0
4476 | 0 | 0 | 1836.1274 | 0 | 0 | 0 | 1836.1274 | 0 | 0 | 0
4477 | 0 | 0 | 1896.2532 | 0 | 0 | 0 | 1896.2532 | 0 | 0 | 0
4478 | 0 | 0 | 1789.9888 | 0 | 0 | 0 | 1789.9888 | 0 | 0 | 0
4479 | 0 | 0 | 1165.4944 | 0 | 0 | 0 | 1165.4944 | 0 | 0 | 0
4480 | 0 | 0 | 1032.2568 | 0 | 0 | 0 | 1032.2568 | 0 | 0 | 0
4481 | 0 | 0 | 739.8744 | 0 | 0 | 0 | 739.8744 | 0 | 0 | 0
4482 | 0 | 0 | 201.6018 | 0 | 0 | 0 | 201.6018 | 0 | 0 | 0
4483 | 0 | 0 | 0 | 0 | 0 | 0 | 0 | 0 | 0 | 0
4484 | 0 | 0 | 0 | 0 | 0 | 0 | 0 | 0 | 0 | 0
4485 | 118.7976 | 0 | 0 | 0 | 0 | 0 | 0 | 118.798 | 0 | 0
4486 | 193.3915 | 0 | 0 | 0 | 0 | 0 | 0 | 193.391 | 0 | 0
4487 | 241.0487 | 0 | 0 | 0 | 0 | 0 | 0 | 241.049 | 0 | 0
4488 | 237.5953 | 0 | 0 | 0 | 0 | 0 | 0 | 237.595 | 0 | 0
4489 | 234.8325 | 0 | 0 | 0 | 0 | 0 | 0 | 234.833 | 0 | 0
4490 | 251.4089 | 0 | 0 | 0 | 0 | 0 | 0 | 251.409 | 0 | 0
4491 | 171.9803 | 0 | 0 | 0 | 0 | 0 | 0 | 171.98 | 0 | 0
4492 | 178.8871 | 0 | 0 | 0 | 0 | 0 | 0 | 178.887 | 0 | 0
4493 | 246.5742 | 0 | 0 | 0 | 0 | 0 | 0 | 246.574 | 0 | 0
4494 | 227.9257 | 0 | 0 | 0 | 0 | 0 | 0 | 227.926 | 0 | 0
4495 | 274.8922 | 0 | 193.0308 | 193.0308 | 0 | 0 | 0 | 90.959 | 0 | 0
4496 | 119.5695 | 0 | 782.4815 | 125.4843 | 0 | 0 | 656.9972 | 0 | 0 | 0
4497 | 639.3445 | 0 | 1105.2553 | 670.9677 | 0 | 0 | 434.2876 | 0 | 0 | 0
4498 | 1147.0671 | 0 | 1858.3015 | 1203.804 | 0 | 0 | 654.4974 | 0 | 0 | 0
4499 | 1141.3284 | 0 | 2128.0469 | 1197.7812 | 0 | 0 | 930.2658 | 0 | 0 | 0
4500 | 1174.7929 | 0 | 1670.7436 | 1232.9014 | 0 | 0 | 437.8421 | 0 | 0 | 0
4501 | 1161.3384 | 0 | 2261.7684 | 1218.782 | 0 | 0 | 1042.9865 | 0 | 0 | 0
4502 | 906.2351 | 0 | 1196.7401 | 951.0598 | 0 | 0 | 245.6803 | 0 | 0 | 0
4503 | 844.8066 | 0 | 370.6261 | 370.6261 | 0 | 0 | 0 | 491.648 | 0 | 0
4504 | 961.5296 | 0 | 1013.4745 | 1009.0899 | 0 | 0 | 4.3847 | 0 | 0 | 0
4505 | 1098.1261 | 0 | 22.0009 | 22.0009 | 0 | 0 | 0 | 1077.162 | 0 | 0
4506 | 934.1267 | 0 | 26.7246 | 26.7246 | 0 | 0 | 0 | 908.661 | 0 | 0
4507 | 1015.996 | 0 | 0 | 0 | 0 | 0 | 0 | 1015.996 | 0 | 0
4508 | 813.6256 | 0 | 0 | 0 | 0 | 0 | 0 | 813.626 | 0 | 0
4509 | 770.8032 | 0 | 0 | 0 | 0 | 0 | 0 | 770.803 | 0 | 0
4510 | 861.9735 | 0 | 0 | 0 | 0 | 0 | 0 | 861.974 | 0 | 0
4511 | 1115.4545 | 0 | 0 | 0 | 0 | 0 | 0 | 1115.455 | 0 | 0
4512 | 933.114 | 0 | 0 | 0 | 0 | 0 | 0 | 933.114 | 0 | 0
4513 | 1098.8781 | 0 | 0 | 0 | 0 | 0 | 0 | 1098.878 | 0 | 0
4514 | 1076.0855 | 0 | 0 | 0 | 0 | 0 | 0 | 1076.086 | 0 | 0
4515 | 1114.0731 | 0 | 0 | 0 | 0 | 0 | 0 | 1114.073 | 0 | 0
4516 | 739.0318 | 0 | 0 | 0 | 0 | 0 | 0 | 739.032 | 0 | 0
4517 | 871.6431 | 0 | 0 | 0 | 0 | 0 | 0 | 871.643 | 0 | 0
4518 | 1126.5055 | 0 | 0 | 0 | 0 | 0 | 0 | 1126.505 | 0 | 0
4519 | 891.6729 | 0 | 180.9547 | 180.9547 | 0 | 0 | 0 | 719.246 | 0 | 0
4520 | 1175.0536 | 0 | 589.8442 | 589.8442 | 0 | 0 | 0 | 613.01 | 0 | 0
4521 | 977.329 | 0 | 942.6169 | 942.6169 | 0 | 0 | 0 | 79.139 | 0 | 0
4522 | 1380.4794 | 0 | 996.5771 | 996.5771 | 0 | 0 | 0 | 430.872 | 0 | 0
4523 | 1327.1344 | 0 | 1598.0211 | 1392.7787 | 0 | 0 | 205.2424 | 0 | 0 | 0
4524 | 1231.0111 | 0 | 688.1652 | 688.1652 | 0 | 0 | 0 | 575.28 | 0 | 0
4525 | 1202.3589 | 0 | 1953.1697 | 1261.8309 | 0 | 0 | 691.3388 | 0 | 0 | 0
4526 | 1118.7189 | 0 | 1592.865 | 1174.0539 | 0 | 0 | 418.8112 | 0 | 0 | 0
4527 | 1397.5799 | 0 | 1511.5306 | 1466.7081 | 0 | 0 | 44.8226 | 0 | 0 | 0
4528 | 1387.754 | 0 | 824.926 | 824.926 | 0 | 0 | 0 | 601.708 | 0 | 0
4529 | 1404.902 | 0 | 32.0464 | 32.0464 | 0 | 0 | 0 | 1374.366 | 0 | 0
4530 | 1178.5865 | 0 | 82.7711 | 82.7711 | 0 | 0 | 0 | 1099.716 | 0 | 0
4531 | 1232.8708 | 0 | 0 | 0 | 0 | 0 | 0 | 1232.871 | 0 | 0
4532 | 1013.2333 | 0 | 0 | 0 | 0 | 0 | 0 | 1013.233 | 0 | 0
4533 | 1301.9392 | 0 | 0 | 0 | 0 | 0 | 0 | 1301.939 | 0 | 0
4534 | 1252.9006 | 0 | 0 | 0 | 0 | 0 | 0 | 1252.901 | 0 | 0
4535 | 1488.4238 | 0 | 0 | 0 | 0 | 0 | 0 | 1488.424 | 0 | 0
4536 | 1379.9864 | 0 | 0 | 0 | 0 | 0 | 0 | 1379.986 | 0 | 0
4537 | 1263.2609 | 0 | 0 | 0 | 0 | 0 | 0 | 1263.261 | 0 | 0
4538 | 1365.4821 | 0 | 0 | 0 | 0 | 0 | 0 | 1365.482 | 0 | 0
4539 | 1331.6386 | 0 | 0 | 0 | 0 | 0 | 0 | 1331.639 | 0 | 0
4540 | 1141.0098 | 0 | 0 | 0 | 0 | 0 | 0 | 1141.01 | 0 | 0
4541 | 1093.3526 | 0 | 0 | 0 | 0 | 0 | 0 | 1093.353 | 0 | 0
4542 | 949.6904 | 0 | 0 | 0 | 0 | 0 | 0 | 949.69 | 0 | 0
4543 | 966.9575 | 0 | 197.2822 | 197.2822 | 0 | 0 | 0 | 778.973 | 0 | 0
4544 | 843.7136 | 0 | 666.455 | 666.455 | 0 | 0 | 0 | 208.67 | 0 | 0
4545 | 1005.3405 | 0 | 1153.9818 | 1055.0679 | 0 | 0 | 98.914 | 0 | 0 | 0
4546 | 1563.6281 | 0 | 1874.6941 | 1640.9693 | 0 | 0 | 233.7248 | 0 | 0 | 0
4547 | 1371.9495 | 0 | 2153.9152 | 1439.8093 | 0 | 0 | 714.1058 | 0 | 0 | 0
4548 | 1263.6571 | 0 | 1667.9667 | 1326.1609 | 0 | 0 | 341.8058 | 0 | 0 | 0
4549 | 1241.5078 | 0 | 508.4636 | 508.4636 | 0 | 0 | 0 | 757.009 | 0 | 0
4550 | 1242.3884 | 0 | 228.8868 | 228.8868 | 0 | 0 | 0 | 1024.29 | 0 | 0
4551 | 1546.4283 | 0 | 230.1682 | 230.1682 | 0 | 0 | 0 | 1327.109 | 0 | 0
4552 | 1391.9206 | 0 | 124.3319 | 124.3319 | 0 | 0 | 0 | 1273.449 | 0 | 0
4553 | 1102.5551 | 0 | 75.2328 | 75.2328 | 0 | 0 | 0 | 1030.868 | 0 | 0
4554 | 1208.6278 | 0 | 69.6182 | 69.6182 | 0 | 0 | 0 | 1142.291 | 0 | 0
4555 | 1185.9043 | 0 | 0 | 0 | 0 | 0 | 0 | 1185.904 | 0 | 0
4556 | 1010.4706 | 0 | 0 | 0 | 0 | 0 | 0 | 1010.471 | 0 | 0
4557 | 1031.1911 | 0 | 0 | 0 | 0 | 0 | 0 | 1031.191 | 0 | 0
4558 | 1206.6248 | 0 | 0 | 0 | 0 | 0 | 0 | 1206.625 | 0 | 0
4559 | 1274.3118 | 0 | 0 | 0 | 0 | 0 | 0 | 1274.312 | 0 | 0
4560 | 1225.2732 | 0 | 0 | 0 | 0 | 0 | 0 | 1225.273 | 0 | 0
4561 | 1292.9603 | 0 | 0 | 0 | 0 | 0 | 0 | 1292.96 | 0 | 0
4562 | 1131.3402 | 0 | 0 | 0 | 0 | 0 | 0 | 1131.34 | 0 | 0
4563 | 1158.2769 | 0 | 0 | 0 | 0 | 0 | 0 | 1158.277 | 0 | 0
4564 | 1222.5105 | 0 | 0 | 0 | 0 | 0 | 0 | 1222.511 | 0 | 0
4565 | 826.7486 | 0 | 0 | 0 | 0 | 0 | 0 | 826.749 | 0 | 0
4566 | 1008.3985 | 0 | 0 | 0 | 0 | 0 | 0 | 1008.399 | 0 | 0
4567 | 964.1947 | 0 | 220.6369 | 220.6369 | 0 | 0 | 0 | 753.957 | 0 | 0
4568 | 949.7888 | 0 | 705.8256 | 705.8256 | 0 | 0 | 0 | 277.23 | 0 | 0
4569 | 1299.4648 | 0 | 1081.528 | 1081.528 | 0 | 0 | 0 | 268.911 | 0 | 0
4570 | 1185.0608 | 0 | 1256.3643 | 1243.6773 | 0 | 0 | 12.687 | 0 | 0 | 0
4571 | 1494.3067 | 0 | 1583.8628 | 1568.2195 | 0 | 0 | 15.6433 | 0 | 0 | 0
4572 | 1253.3755 | 0 | 1883.5725 | 1315.3714 | 0 | 0 | 568.2011 | 0 | 0 | 0
4573 | 1225.6264 | 0 | 1834.6707 | 1286.2498 | 0 | 0 | 548.4209 | 0 | 0 | 0
4574 | 1352.7545 | 0 | 1483.4166 | 1419.6649 | 0 | 0 | 63.7517 | 0 | 0 | 0
4575 | 1293.0716 | 0 | 1507.1754 | 1357.0298 | 0 | 0 | 150.1456 | 0 | 0 | 0
4576 | 998.7617 | 0 | 985.2335 | 985.2335 | 0 | 0 | 0 | 59.964 | 0 | 0
4577 | 1126.9881 | 0 | 418.0808 | 418.0808 | 0 | 0 | 0 | 728.612 | 0 | 0
4578 | 1225.8163 | 0 | 75.002 | 75.002 | 0 | 0 | 0 | 1154.35 | 0 | 0
4579 | 1032.5724 | 0 | 0 | 0 | 0 | 0 | 0 | 1032.572 | 0 | 0
4580 | 1021.5215 | 0 | 0 | 0 | 0 | 0 | 0 | 1021.521 | 0 | 0
4581 | 1216.2944 | 0 | 0 | 0 | 0 | 0 | 0 | 1216.294 | 0 | 0
4582 | 1219.0571 | 0 | 0 | 0 | 0 | 0 | 0 | 1219.057 | 0 | 0
4583 | 1163.1117 | 0 | 0 | 0 | 0 | 0 | 0 | 1163.112 | 0 | 0
4584 | 1101.6408 | 0 | 0 | 0 | 0 | 0 | 0 | 1101.641 | 0 | 0
4585 | 1022.2122 | 0 | 0 | 0 | 0 | 0 | 0 | 1022.212 | 0 | 0
4586 | 1254.9727 | 0 | 0 | 0 | 0 | 0 | 0 | 1254.973 | 0 | 0
4587 | 1133.4123 | 0 | 0 | 0 | 0 | 0 | 0 | 1133.412 | 0 | 0
4588 | 973.1736 | 0 | 0 | 0 | 0 | 0 | 0 | 973.174 | 0 | 0
4589 | 1258.4261 | 0 | 0 | 0 | 0 | 0 | 0 | 1258.426 | 0 | 0
4590 | 1203.862 | 0 | 0 | 0 | 0 | 0 | 0 | 1203.862 | 0 | 0
4591 | 1112.6918 | 0 | 121.9874 | 121.9874 | 0 | 0 | 0 | 996.454 | 0 | 0
4592 | 1002.4448 | 0 | 255.18 | 255.18 | 0 | 0 | 0 | 759.292 | 0 | 0
4593 | 715.8188 | 0 | 534.08 | 534.08 | 0 | 0 | 0 | 206.91 | 0 | 0
4594 | 888.077 | 0 | 1209.6758 | 932.0037 | 0 | 0 | 277.6721 | 0 | 0 | 0
4595 | 1386.1353 | 0 | 1490.1268 | 1454.697 | 0 | 0 | 35.4299 | 0 | 0 | 0
4596 | 1199.0566 | 0 | 1558.8436 | 1258.3656 | 0 | 0 | 300.478 | 0 | 0 | 0
4597 | 1228.0489 | 0 | 1192.1403 | 1192.1403 | 0 | 0 | 0 | 92.096 | 0 | 0
4598 | 1402.9448 | 0 | 1437.1605 | 1437.1605 | 0 | 0 | 0 | 33.52 | 0 | 0
4599 | 1345.1535 | 0 | 953.6636 | 953.6636 | 0 | 0 | 0 | 436.437 | 0 | 0
4600 | 1550.7356 | 0 | 66.3197 | 66.3197 | 0 | 0 | 0 | 1487.541 | 0 | 0
4601 | 1497.0151 | 0 | 26.9387 | 26.9387 | 0 | 0 | 0 | 1471.346 | 0 | 0
4602 | 1191.2752 | 0 | 9.4273 | 9.4273 | 0 | 0 | 0 | 1182.292 | 0 | 0
4603 | 1230.7987 | 0 | 0 | 0 | 0 | 0 | 0 | 1230.799 | 0 | 0
4604 | 1251.5192 | 0 | 0 | 0 | 0 | 0 | 0 | 1251.519 | 0 | 0
4605 | 1339.2361 | 0 | 0 | 0 | 0 | 0 | 0 | 1339.236 | 0 | 0
4606 | 1237.0149 | 0 | 0 | 0 | 0 | 0 | 0 | 1237.015 | 0 | 0
4607 | 1361.338 | 0 | 0 | 0 | 0 | 0 | 0 | 1361.338 | 0 | 0
4608 | 1507.763 | 0 | 0 | 0 | 0 | 0 | 0 | 1507.763 | 0 | 0
4609 | 607.8018 | 0 | 0 | 0 | 0 | 0 | 0 | 607.802 | 0 | 0
4610 | 762.515 | 0 | 0 | 0 | 0 | 0 | 0 | 762.515 | 0 | 0
4611 | 928.2792 | 0 | 0 | 0 | 0 | 0 | 0 | 928.279 | 0 | 0
4612 | 756.9896 | 0 | 0 | 0 | 0 | 0 | 0 | 756.99 | 0 | 0
4613 | 800.5026 | 0 | 0 | 0 | 0 | 0 | 0 | 800.503 | 0 | 0
4614 | 622.3062 | 0 | 0 | 0 | 0 | 0 | 0 | 622.306 | 0 | 0
4615 | 551.1658 | 0 | 106.8584 | 106.8584 | 0 | 0 | 0 | 449.344 | 0 | 0
4616 | 537.6301 | 0 | 822.5909 | 564.2226 | 0 | 0 | 258.3683 | 0 | 0 | 0
4617 | 520.8758 | 0 | 1436.8015 | 546.6399 | 0 | 0 | 890.1616 | 0 | 0 | 0
4618 | 948.3591 | 0 | 1886.8636 | 995.2674 | 0 | 0 | 891.5962 | 0 | 0 | 0
4619 | 845.2702 | 0 | 2193.228 | 887.0804 | 0 | 0 | 1306.1476 | 0 | 0 | 0
4620 | 618.959 | 0 | 2346.6952 | 649.5744 | 0 | 0 | 1697.1208 | 0 | 0 | 0
4621 | 587.2298 | 0 | 1339.8648 | 616.276 | 0 | 0 | 723.5888 | 0 | 0 | 0
4622 | 673.7052 | 0 | 2182.5088 | 707.0283 | 0 | 0 | 1475.4805 | 0 | 0 | 0
4623 | 761.9789 | 0 | 1254.1121 | 799.6675 | 0 | 0 | 454.4446 | 0 | 0 | 0
4624 | 727.5949 | 0 | 58.8539 | 58.8539 | 0 | 0 | 0 | 671.515 | 0 | 0
4625 | 423.3979 | 0 | 39.6886 | 39.6886 | 0 | 0 | 0 | 385.58 | 0 | 0
4626 | 585.8407 | 0 | 11.8999 | 11.8999 | 0 | 0 | 0 | 574.502 | 0 | 0
4627 | 736.9597 | 0 | 0 | 0 | 0 | 0 | 0 | 736.96 | 0 | 0
4628 | 609.1832 | 0 | 0 | 0 | 0 | 0 | 0 | 609.183 | 0 | 0
4629 | 715.5485 | 0 | 0 | 0 | 0 | 0 | 0 | 715.549 | 0 | 0
4630 | 707.951 | 0 | 0 | 0 | 0 | 0 | 0 | 707.951 | 0 | 0
4631 | 652.0056 | 0 | 0 | 0 | 0 | 0 | 0 | 652.006 | 0 | 0
4632 | 602.2764 | 0 | 0 | 0 | 0 | 0 | 0 | 602.276 | 0 | 0
4633 | 1192.8111 | 0 | 0 | 0 | 0 | 0 | 0 | 1192.811 | 0 | 0
4634 | 1270.8584 | 0 | 0 | 0 | 0 | 0 | 0 | 1270.858 | 0 | 0
4635 | 1317.8249 | 0 | 0 | 0 | 0 | 0 | 0 | 1317.825 | 0 | 0
4636 | 1299.8671 | 0 | 0 | 0 | 0 | 0 | 0 | 1299.867 | 0 | 0
4637 | 1154.1328 | 0 | 0 | 0 | 0 | 0 | 0 | 1154.133 | 0 | 0
4638 | 1298.4857 | 0 | 0 | 0 | 0 | 0 | 0 | 1298.486 | 0 | 0
4639 | 998.7289 | 0 | 192.61 | 192.61 | 0 | 0 | 0 | 815.197 | 0 | 0
4640 | 130.6101 | 0 | 819.4761 | 137.0703 | 0 | 0 | 682.4058 | 0 | 0 | 0
4641 | 175.9232 | 0 | 1425.0014 | 184.6246 | 0 | 0 | 1240.3768 | 0 | 0 | 0
4642 | 234.3197 | 0 | 1870.1016 | 245.9101 | 0 | 0 | 1624.1915 | 0 | 0 | 0
4643 | 194.8402 | 0 | 1294.4577 | 204.4784 | 0 | 0 | 1089.9793 | 0 | 0 | 0
4644 | 182.0764 | 0 | 1036.1177 | 191.083 | 0 | 0 | 845.0347 | 0 | 0 | 0
4645 | 203.5454 | 0 | 996.8468 | 213.6129 | 0 | 0 | 783.234 | 0 | 0 | 0
4646 | 203.7794 | 0 | 1502.1065 | 213.8595 | 0 | 0 | 1288.247 | 0 | 0 | 0
4647 | 223.5096 | 0 | 1528.9517 | 234.5644 | 0 | 0 | 1294.3874 | 0 | 0 | 0
4648 | 227.8445 | 0 | 1188.3066 | 239.1138 | 0 | 0 | 949.1928 | 0 | 0 | 0
4649 | 436.2411 | 0 | 36.9432 | 36.9432 | 0 | 0 | 0 | 401.039 | 0 | 0
4650 | 395.2318 | 0 | 157.666 | 157.666 | 0 | 0 | 0 | 244.997 | 0 | 0
4651 | 255.553 | 0 | 0 | 0 | 0 | 0 | 0 | 255.553 | 0 | 0
4652 | 228.6164 | 0 | 0 | 0 | 0 | 0 | 0 | 228.616 | 0 | 0
4653 | 206.5145 | 0 | 0 | 0 | 0 | 0 | 0 | 206.514 | 0 | 0
4654 | 243.8114 | 0 | 0 | 0 | 0 | 0 | 0 | 243.811 | 0 | 0
4655 | 205.1331 | 0 | 0 | 0 | 0 | 0 | 0 | 205.133 | 0 | 0
4656 | 192.7008 | 0 | 0 | 0 | 0 | 0 | 0 | 192.701 | 0 | 0
4657 | 223.7816 | 0 | 0 | 0 | 0 | 0 | 0 | 223.782 | 0 | 0
4658 | 188.5567 | 0 | 0 | 0 | 0 | 0 | 0 | 188.557 | 0 | 0
4659 | 172.671 | 0 | 0 | 0 | 0 | 0 | 0 | 172.671 | 0 | 0
4660 | 181.6499 | 0 | 0 | 0 | 0 | 0 | 0 | 181.65 | 0 | 0
4661 | 106.3653 | 0 | 0 | 0 | 0 | 0 | 0 | 106.365 | 0 | 0
4662 | 155.4039 | 0 | 0 | 0 | 0 | 0 | 0 | 155.404 | 0 | 0
4663 | 132.6113 | 0 | 197.5865 | 139.1713 | 0 | 0 | 58.4152 | 0 | 0 | 0
4664 | 210.6517 | 0 | 805.6946 | 221.0714 | 0 | 0 | 584.6231 | 0 | 0 | 0
4665 | 378.0493 | 0 | 1405.0448 | 396.7483 | 0 | 0 | 1008.2965 | 0 | 0 | 0
4666 | 837.0277 | 0 | 1843.0066 | 878.4297 | 0 | 0 | 964.5769 | 0 | 0 | 0
4667 | 1269.6825 | 0 | 1433.2302 | 1332.4839 | 0 | 0 | 100.7463 | 0 | 0 | 0
4668 | 1312.5904 | 0 | 1951.7089 | 1377.5143 | 0 | 0 | 574.1946 | 0 | 0 | 0
4669 | 1239.8562 | 0 | 1904.6646 | 1301.1826 | 0 | 0 | 603.482 | 0 | 0 | 0
4670 | 1427.338 | 0 | 2121.2748 | 1497.938 | 0 | 0 | 623.3368 | 0 | 0 | 0
4671 | 1379.6333 | 0 | 1817.2276 | 1447.8734 | 0 | 0 | 369.3542 | 0 | 0 | 0
4672 | 1408.1145 | 0 | 1155.5697 | 1155.5697 | 0 | 0 | 0 | 307.008 | 0 | 0
4673 | 1482.0911 | 0 | 769.4146 | 769.4146 | 0 | 0 | 0 | 748.941 | 0 | 0
4674 | 1357.8284 | 0 | 188.1004 | 188.1004 | 0 | 0 | 0 | 1178.594 | 0 | 0
4675 | 1372.3889 | 0 | 0 | 0 | 0 | 0 | 0 | 1372.389 | 0 | 0
4676 | 1344.7616 | 0 | 0 | 0 | 0 | 0 | 0 | 1344.762 | 0 | 0
4677 | 1383.4399 | 0 | 0 | 0 | 0 | 0 | 0 | 1383.44 | 0 | 0
4678 | 1246.6844 | 0 | 0 | 0 | 0 | 0 | 0 | 1246.684 | 0 | 0
4679 | 1187.2856 | 0 | 0 | 0 | 0 | 0 | 0 | 1187.286 | 0 | 0
4680 | 944.1649 | 0 | 0 | 0 | 0 | 0 | 0 | 944.165 | 0 | 0
4681 | 1060.1998 | 0 | 0 | 0 | 0 | 0 | 0 | 1060.2 | 0 | 0
4682 | 1112.0011 | 0 | 0 | 0 | 0 | 0 | 0 | 1112.001 | 0 | 0
4683 | 985.6059 | 0 | 0 | 0 | 0 | 0 | 0 | 985.606 | 0 | 0
4684 | 1117.5266 | 0 | 0 | 0 | 0 | 0 | 0 | 1117.527 | 0 | 0
4685 | 919.991 | 0 | 0 | 0 | 0 | 0 | 0 | 919.991 | 0 | 0
4686 | 716.2392 | 0 | 0 | 0 | 0 | 0 | 0 | 716.239 | 0 | 0
4687 | 888.9102 | 0 | 130.2131 | 130.2131 | 0 | 0 | 0 | 764.835 | 0 | 0
4688 | 709.9428 | 0 | 715.3872 | 715.3872 | 0 | 0 | 0 | 28.272 | 0 | 0
4689 | 511.2727 | 0 | 1426.8075 | 536.5619 | 0 | 0 | 890.2456 | 0 | 0 | 0
4690 | 207.6748 | 0 | 1874.9323 | 217.9472 | 0 | 0 | 1656.9851 | 0 | 0 | 0
4691 | 138.7688 | 0 | 2167.4522 | 145.6329 | 0 | 0 | 2021.8193 | 0 | 0 | 0
4692 | 202.4179 | 0 | 2318.2432 | 212.4301 | 0 | 0 | 2105.813 | 0 | 0 | 0
4693 | 689.9172 | 0 | 2315.9228 | 724.0432 | 0 | 0 | 1591.8796 | 0 | 0 | 0
4694 | 1105.1745 | 0 | 1639.775 | 1159.8399 | 0 | 0 | 479.935 | 0 | 0 | 0
4695 | 1065.5889 | 0 | 1292.4091 | 1118.2959 | 0 | 0 | 174.1132 | 0 | 0 | 0
4696 | 1205.8909 | 0 | 880.7164 | 880.7164 | 0 | 0 | 0 | 366.684 | 0 | 0
4697 | 1007.9081 | 0 | 351.2153 | 351.2153 | 0 | 0 | 0 | 673.246 | 0 | 0
4698 | 1302.5098 | 0 | 87.8201 | 87.8201 | 0 | 0 | 0 | 1218.829 | 0 | 0
4699 | 973.1736 | 0 | 0 | 0 | 0 | 0 | 0 | 973.174 | 0 | 0
4700 | 879.9313 | 0 | 0 | 0 | 0 | 0 | 0 | 879.931 | 0 | 0
4701 | 879.2406 | 0 | 0 | 0 | 0 | 0 | 0 | 879.241 | 0 | 0
4702 | 925.5164 | 0 | 0 | 0 | 0 | 0 | 0 | 925.516 | 0 | 0
4703 | 1076.0855 | 0 | 0 | 0 | 0 | 0 | 0 | 1076.086 | 0 | 0
4704 | 1077.4669 | 0 | 0 | 0 | 0 | 0 | 0 | 1077.467 | 0 | 0
4705 | 1165.8744 | 0 | 0 | 0 | 0 | 0 | 0 | 1165.874 | 0 | 0
4706 | 1019.4494 | 0 | 0 | 0 | 0 | 0 | 0 | 1019.449 | 0 | 0
4707 | 1090.5899 | 0 | 0 | 0 | 0 | 0 | 0 | 1090.59 | 0 | 0
4708 | 797.7399 | 0 | 0 | 0 | 0 | 0 | 0 | 797.74 | 0 | 0
4709 | 1000.1103 | 0 | 0 | 0 | 0 | 0 | 0 | 1000.11 | 0 | 0
4710 | 815.6977 | 0 | 0 | 0 | 0 | 0 | 0 | 815.698 | 0 | 0
4711 | 1003.5637 | 0 | 194.9408 | 194.9408 | 0 | 0 | 0 | 817.811 | 0 | 0
4712 | 951.6977 | 0 | 801.9962 | 801.9962 | 0 | 0 | 0 | 187.501 | 0 | 0
4713 | 1121.6603 | 0 | 1102.0544 | 1102.0544 | 0 | 0 | 0 | 71.547 | 0 | 0
4714 | 1083.6407 | 0 | 1492.6613 | 1137.2408 | 0 | 0 | 355.4205 | 0 | 0 | 0
4715 | 1503.6577 | 0 | 1623.1956 | 1578.033 | 0 | 0 | 45.1626 | 0 | 0 | 0
4716 | 1480.6329 | 0 | 1865.7736 | 1553.8681 | 0 | 0 | 311.9056 | 0 | 0 | 0
4717 | 1652.4707 | 0 | 1751.2699 | 1734.2056 | 0 | 0 | 17.0643 | 0 | 0 | 0
4718 | 1615.0866 | 0 | 1853.6534 | 1694.9736 | 0 | 0 | 158.6798 | 0 | 0 | 0
4719 | 1540.0611 | 0 | 1795.3547 | 1616.2366 | 0 | 0 | 179.1181 | 0 | 0 | 0
4720 | 1743.6635 | 0 | 931.7245 | 931.7245 | 0 | 0 | 0 | 855.852 | 0 | 0
4721 | 1217.598 | 0 | 353.501 | 353.501 | 0 | 0 | 0 | 880.758 | 0 | 0
4722 | 1425.4723 | 0 | 51.4992 | 51.4992 | 0 | 0 | 0 | 1376.401 | 0 | 0
4723 | 1408.9952 | 0 | 0 | 0 | 0 | 0 | 0 | 1408.995 | 0 | 0
4724 | 1178.3067 | 0 | 0 | 0 | 0 | 0 | 0 | 1178.307 | 0 | 0
4725 | 1460.1058 | 0 | 0 | 0 | 0 | 0 | 0 | 1460.106 | 0 | 0
4726 | 1165.1837 | 0 | 0 | 0 | 0 | 0 | 0 | 1165.184 | 0 | 0
4727 | 1237.7056 | 0 | 0 | 0 | 0 | 0 | 0 | 1237.706 | 0 | 0
4728 | 1343.3802 | 0 | 0 | 0 | 0 | 0 | 0 | 1343.38 | 0 | 0
4729 | 1258.4261 | 0 | 0 | 0 | 0 | 0 | 0 | 1258.426 | 0 | 0
4730 | 1290.1975 | 0 | 0 | 0 | 0 | 0 | 0 | 1290.198 | 0 | 0
4731 | 1518.8139 | 0 | 0 | 0 | 0 | 0 | 0 | 1518.814 | 0 | 0
4732 | 1493.2586 | 0 | 0 | 0 | 0 | 0 | 0 | 1493.259 | 0 | 0
4733 | 1221.1291 | 0 | 0 | 0 | 0 | 0 | 0 | 1221.129 | 0 | 0
4734 | 1216.2944 | 0 | 0 | 0 | 0 | 0 | 0 | 1216.294 | 0 | 0
4735 | 1270.1677 | 0 | 192.7968 | 192.7968 | 0 | 0 | 0 | 1086.458 | 0 | 0
4736 | 1420.868 | 0 | 646.2633 | 646.2633 | 0 | 0 | 0 | 805.064 | 0 | 0
4737 | 1032.7373 | 0 | 1074.9395 | 1074.9395 | 0 | 0 | 0 | 8.461 | 0 | 0
4738 | 983.6487 | 0 | 1416.7243 | 1032.3029 | 0 | 0 | 384.4213 | 0 | 0 | 0
4739 | 1036.9712 | 0 | 1596.0974 | 1088.2624 | 0 | 0 | 507.835 | 0 | 0 | 0
4740 | 1264.5447 | 0 | 1601.8128 | 1327.0928 | 0 | 0 | 274.72 | 0 | 0 | 0
4741 | 1287.5099 | 0 | 1859.7413 | 1351.1937 | 0 | 0 | 508.5476 | 0 | 0 | 0
4742 | 1054.9635 | 0 | 1721.589 | 1107.1443 | 0 | 0 | 614.4447 | 0 | 0 | 0
4743 | 1243.8855 | 0 | 604.5031 | 604.5031 | 0 | 0 | 0 | 667.874 | 0 | 0
4744 | 986.9251 | 0 | 495.6728 | 495.6728 | 0 | 0 | 0 | 514.614 | 0 | 0
4745 | 1104.938 | 0 | 615.0911 | 615.0911 | 0 | 0 | 0 | 518.837 | 0 | 0
4746 | 1034.1178 | 0 | 0 | 0 | 0 | 0 | 0 | 1034.118 | 0 | 0
4747 | 840.5623 | 0 | 0 | 0 | 0 | 0 | 0 | 840.562 | 0 | 0
4748 | 1201.79 | 0 | 0 | 0 | 0 | 0 | 0 | 1201.79 | 0 | 0
4749 | 714.1672 | 0 | 0 | 0 | 0 | 0 | 0 | 714.167 | 0 | 0
4750 | 1128.5775 | 0 | 0 | 0 | 0 | 0 | 0 | 1128.578 | 0 | 0
4751 | 844.7064 | 0 | 0 | 0 | 0 | 0 | 0 | 844.706 | 0 | 0
4752 | 1005.6358 | 0 | 0 | 0 | 0 | 0 | 0 | 1005.636 | 0 | 0
4753 | 1029.119 | 0 | 0 | 0 | 0 | 0 | 0 | 1029.119 | 0 | 0
4754 | 1085.7551 | 0 | 0 | 0 | 0 | 0 | 0 | 1085.755 | 0 | 0
4755 | 1188.667 | 0 | 0 | 0 | 0 | 0 | 0 | 1188.667 | 0 | 0
4756 | 1035.3352 | 0 | 0 | 0 | 0 | 0 | 0 | 1035.335 | 0 | 0
4757 | 943.4742 | 0 | 0 | 0 | 0 | 0 | 0 | 943.474 | 0 | 0
4758 | 1012.5426 | 0 | 0 | 0 | 0 | 0 | 0 | 1012.543 | 0 | 0
4759 | 1096.806 | 0 | 17.0527 | 17.0527 | 0 | 0 | 0 | 1080.557 | 0 | 0
4760 | 934.3477 | 0 | 73.455 | 73.455 | 0 | 0 | 0 | 864.355 | 0 | 0
4761 | 1094.2419 | 0 | 1127.6298 | 1127.6298 | 0 | 0 | 0 | 19.759 | 0 | 0
4762 | 1260.8348 | 0 | 1553.4084 | 1323.1993 | 0 | 0 | 230.2091 | 0 | 0 | 0
4763 | 1083.1262 | 0 | 1520.6085 | 1136.7003 | 0 | 0 | 383.9081 | 0 | 0 | 0
4764 | 1249.8858 | 0 | 1747.8822 | 1311.7077 | 0 | 0 | 436.1745 | 0 | 0 | 0
4765 | 1115.5132 | 0 | 1841.4324 | 1170.6903 | 0 | 0 | 670.742 | 0 | 0 | 0
4766 | 1150.3401 | 0 | 1630.7265 | 1207.2389 | 0 | 0 | 423.4876 | 0 | 0 | 0
4767 | 1467.4236 | 0 | 1385.0232 | 1385.0232 | 0 | 0 | 0 | 147.679 | 0 | 0
4768 | 1501.2835 | 0 | 1278.1753 | 1278.1753 | 0 | 0 | 0 | 283.351 | 0 | 0
4769 | 1430.4064 | 0 | 715.9466 | 715.9466 | 0 | 0 | 0 | 748.203 | 0 | 0
4770 | 1592.421 | 0 | 204.2748 | 204.2748 | 0 | 0 | 0 | 1397.774 | 0 | 0
4771 | 1372.3889 | 0 | 0 | 0 | 0 | 0 | 0 | 1372.389 | 0 | 0
4772 | 1328.8758 | 0 | 0 | 0 | 0 | 0 | 0 | 1328.876 | 0 | 0
4773 | 1486.3518 | 0 | 0 | 0 | 0 | 0 | 0 | 1486.352 | 0 | 0
4774 | 1364.1007 | 0 | 0 | 0 | 0 | 0 | 0 | 1364.101 | 0 | 0
4775 | 1410.3765 | 0 | 0 | 0 | 0 | 0 | 0 | 1410.377 | 0 | 0
4776 | 1210.7689 | 0 | 0 | 0 | 0 | 0 | 0 | 1210.769 | 0 | 0
4777 | 1007.0171 | 0 | 0 | 0 | 0 | 0 | 0 | 1007.017 | 0 | 0
4778 | 820.5325 | 0 | 0 | 0 | 0 | 0 | 0 | 820.532 | 0 | 0
4779 | 1060.8905 | 0 | 0 | 0 | 0 | 0 | 0 | 1060.89 | 0 | 0
4780 | 1237.7056 | 0 | 0 | 0 | 0 | 0 | 0 | 1237.706 | 0 | 0
4781 | 960.7413 | 0 | 0 | 0 | 0 | 0 | 0 | 960.741 | 0 | 0
4782 | 1200.4086 | 0 | 0 | 0 | 0 | 0 | 0 | 1200.409 | 0 | 0
4783 | 1122.3613 | 0 | 188.9358 | 188.9358 | 0 | 0 | 0 | 942.331 | 0 | 0
4784 | 1070.4651 | 0 | 826.645 | 826.645 | 0 | 0 | 0 | 282.781 | 0 | 0
4785 | 1185.2757 | 0 | 1452.9454 | 1243.903 | 0 | 0 | 209.0425 | 0 | 0 | 0
4786 | 1241.5501 | 0 | 1354.6129 | 1302.9604 | 0 | 0 | 51.6525 | 0 | 0 | 0
4787 | 1273.3423 | 0 | 1672.7082 | 1336.3249 | 0 | 0 | 336.3832 | 0 | 0 | 0
4788 | 1429.0673 | 0 | 2374.062 | 1499.7525 | 0 | 0 | 874.3095 | 0 | 0 | 0
4789 | 1265.5332 | 0 | 1676.6793 | 1328.1297 | 0 | 0 | 348.5497 | 0 | 0 | 0
4790 | 1185.2801 | 0 | 1734.9224 | 1243.9072 | 0 | 0 | 491.0153 | 0 | 0 | 0
4791 | 1296.2238 | 0 | 1716.0121 | 1360.3377 | 0 | 0 | 355.6745 | 0 | 0 | 0
4792 | 1491.7106 | 0 | 1011.9685 | 1011.9685 | 0 | 0 | 0 | 527.437 | 0 | 0
4793 | 1623.4698 | 0 | 433.172 | 433.172 | 0 | 0 | 0 | 1210.714 | 0 | 0
4794 | 1365.0331 | 0 | 9.421 | 9.421 | 0 | 0 | 0 | 1356.057 | 0 | 0
4795 | 1483.589 | 0 | 0 | 0 | 0 | 0 | 0 | 1483.589 | 0 | 0
4796 | 1207.3155 | 0 | 0 | 0 | 0 | 0 | 0 | 1207.315 | 0 | 0
4797 | 1394.4908 | 0 | 0 | 0 | 0 | 0 | 0 | 1394.491 | 0 | 0
4798 | 1198.3366 | 0 | 0 | 0 | 0 | 0 | 0 | 1198.337 | 0 | 0
4799 | 1087.8272 | 0 | 0 | 0 | 0 | 0 | 0 | 1087.827 | 0 | 0
4800 | 982.8432 | 0 | 0 | 0 | 0 | 0 | 0 | 982.843 | 0 | 0
4801 | 1308.846 | 0 | 0 | 0 | 0 | 0 | 0 | 1308.846 | 0 | 0
4802 | 1232.1801 | 0 | 0 | 0 | 0 | 0 | 0 | 1232.18 | 0 | 0
4803 | 1165.8744 | 0 | 0 | 0 | 0 | 0 | 0 | 1165.874 | 0 | 0
4804 | 1230.108 | 0 | 0 | 0 | 0 | 0 | 0 | 1230.108 | 0 | 0
4805 | 1178.9974 | 0 | 0 | 0 | 0 | 0 | 0 | 1178.997 | 0 | 0
4806 | 1110.6197 | 0 | 0 | 0 | 0 | 0 | 0 | 1110.62 | 0 | 0
4807 | 929.6605 | 0 | 86.3424 | 86.3424 | 0 | 0 | 0 | 847.388 | 0 | 0
4808 | 777.6212 | 0 | 809.141 | 809.141 | 0 | 0 | 0 | 6.616 | 0 | 0
4809 | 947.273 | 0 | 1052.9941 | 994.1277 | 0 | 0 | 58.8665 | 0 | 0 | 0
4810 | 1179.9083 | 0 | 876.9489 | 876.9489 | 0 | 0 | 0 | 344.291 | 0 | 0
4811 | 1059.5877 | 0 | 1521.2959 | 1111.9981 | 0 | 0 | 409.2978 | 0 | 0 | 0
4812 | 1194.5136 | 0 | 1406.9548 | 1253.5979 | 0 | 0 | 153.3569 | 0 | 0 | 0
4813 | 1267.6269 | 0 | 1763.6745 | 1330.3273 | 0 | 0 | 433.3473 | 0 | 0 | 0
4814 | 887.0799 | 0 | 1686.1413 | 930.9574 | 0 | 0 | 755.1839 | 0 | 0 | 0
4815 | 1241.5596 | 0 | 1568.9992 | 1302.9699 | 0 | 0 | 266.0294 | 0 | 0 | 0
4816 | 536.721 | 0 | 1023.6963 | 563.2687 | 0 | 0 | 460.4276 | 0 | 0 | 0
4817 | 511.4393 | 0 | 511.0611 | 511.0611 | 0 | 0 | 0 | 24.466 | 0 | 0
4818 | 220.4508 | 0 | 137.0913 | 137.0913 | 0 | 0 | 0 | 89.82 | 0 | 0
4819 | 219.6375 | 0 | 0 | 0 | 0 | 0 | 0 | 219.637 | 0 | 0
4820 | 234.8325 | 0 | 0 | 0 | 0 | 0 | 0 | 234.833 | 0 | 0
4821 | 155.4039 | 0 | 0 | 0 | 0 | 0 | 0 | 155.404 | 0 | 0
4822 | 212.04 | 0 | 0 | 0 | 0 | 0 | 0 | 212.04 | 0 | 0
4823 | 91.1703 | 0 | 0 | 0 | 0 | 0 | 0 | 91.17 | 0 | 0
4824 | 85.6448 | 0 | 0 | 0 | 0 | 0 | 0 | 85.645 | 0 | 0
4825 | 78.738 | 0 | 0 | 0 | 0 | 0 | 0 | 78.738 | 0 | 0
4826 | 84.9541 | 0 | 0 | 0 | 0 | 0 | 0 | 84.954 | 0 | 0
4827 | 77.3566 | 0 | 0 | 0 | 0 | 0 | 0 | 77.357 | 0 | 0
4828 | 82.1914 | 0 | 0 | 0 | 0 | 0 | 0 | 82.191 | 0 | 0
4829 | 78.738 | 0 | 0 | 0 | 0 | 0 | 0 | 78.738 | 0 | 0
4830 | 83.5728 | 0 | 0 | 0 | 0 | 0 | 0 | 83.573 | 0 | 0
4831 | 66.9963 | 0 | 170.057 | 70.3109 | 0 | 0 | 99.7462 | 0 | 0 | 0
4832 | 81.1985 | 0 | 581.8526 | 85.2143 | 0 | 0 | 496.6383 | 0 | 0 | 0
4833 | 713.0577 | 0 | 892.7338 | 748.3278 | 0 | 0 | 144.4061 | 0 | 0 | 0
4834 | 1109.9109 | 0 | 1548.6701 | 1164.8102 | 0 | 0 | 383.8599 | 0 | 0 | 0
4835 | 1211.7488 | 0 | 1905.8222 | 1271.6854 | 0 | 0 | 634.1368 | 0 | 0 | 0
4836 | 1105.1884 | 0 | 2376.1578 | 1159.8536 | 0 | 0 | 1216.3042 | 0 | 0 | 0
4837 | 969.134 | 0 | 1866.5093 | 1017.07 | 0 | 0 | 849.4393 | 0 | 0 | 0
4838 | 1192.262 | 0 | 1346.3011 | 1251.2345 | 0 | 0 | 95.0666 | 0 | 0 | 0
4839 | 1204.9136 | 0 | 1411.3815 | 1264.5113 | 0 | 0 | 146.8702 | 0 | 0 | 0
4840 | 1193.8661 | 0 | 1132.1121 | 1132.1121 | 0 | 0 | 0 | 115.112 | 0 | 0
4841 | 893.7415 | 0 | 422.0624 | 422.0624 | 0 | 0 | 0 | 491.571 | 0 | 0
4842 | 898.8077 | 0 | 49.3856 | 49.3856 | 0 | 0 | 0 | 851.75 | 0 | 0
4843 | 882.694 | 0 | 0 | 0 | 0 | 0 | 0 | 882.694 | 0 | 0
4844 | 1020.8308 | 0 | 0 | 0 | 0 | 0 | 0 | 1020.831 | 0 | 0
4845 | 1455.9617 | 0 | 0 | 0 | 0 | 0 | 0 | 1455.962 | 0 | 0
4846 | 774.9473 | 0 | 0 | 0 | 0 | 0 | 0 | 774.947 | 0 | 0
4847 | 1051.2209 | 0 | 0 | 0 | 0 | 0 | 0 | 1051.221 | 0 | 0
4848 | 1114.0731 | 0 | 0 | 0 | 0 | 0 | 0 | 1114.073 | 0 | 0
4849 | 966.9575 | 0 | 0 | 0 | 0 | 0 | 0 | 966.957 | 0 | 0
4850 | 895.1263 | 0 | 0 | 0 | 0 | 0 | 0 | 895.126 | 0 | 0
4851 | 941.4022 | 0 | 0 | 0 | 0 | 0 | 0 | 941.402 | 0 | 0
4852 | 939.3301 | 0 | 0 | 0 | 0 | 0 | 0 | 939.33 | 0 | 0
4853 | 1111.3104 | 0 | 0 | 0 | 0 | 0 | 0 | 1111.31 | 0 | 0
4854 | 1126.5055 | 0 | 0 | 0 | 0 | 0 | 0 | 1126.505 | 0 | 0
4855 | 1100.2595 | 0 | 194.7887 | 194.7887 | 0 | 0 | 0 | 914.651 | 0 | 0
4856 | 882.8235 | 0 | 525.9099 | 525.9099 | 0 | 0 | 0 | 381.701 | 0 | 0
4857 | 886.201 | 0 | 915.2805 | 915.2805 | 0 | 0 | 0 | 14.059 | 0 | 0
4858 | 1103.5739 | 0 | 1069.2419 | 1069.2419 | 0 | 0 | 0 | 84.727 | 0 | 0
4859 | 1112.4017 | 0 | 1498.6768 | 1167.4234 | 0 | 0 | 331.2535 | 0 | 0 | 0
4860 | 1166.9312 | 0 | 1522.401 | 1224.6506 | 0 | 0 | 297.7504 | 0 | 0 | 0
4861 | 990.0065 | 0 | 1907.4205 | 1038.9744 | 0 | 0 | 868.4461 | 0 | 0 | 0
4862 | 1284.0444 | 0 | 946.4569 | 946.4569 | 0 | 0 | 0 | 382.196 | 0 | 0
4863 | 1002.3878 | 0 | 708.0221 | 708.0221 | 0 | 0 | 0 | 327.736 | 0 | 0
4864 | 1384.9171 | 0 | 529.7982 | 529.7982 | 0 | 0 | 0 | 880.089 | 0 | 0
4865 | 1471.9052 | 0 | 193.5765 | 193.5765 | 0 | 0 | 0 | 1287.452 | 0 | 0
4866 | 1181.0885 | 0 | 134.7195 | 134.7195 | 0 | 0 | 0 | 1052.719 | 0 | 0
4867 | 1185.2136 | 0 | 0 | 0 | 0 | 0 | 0 | 1185.214 | 0 | 0
4868 | 1040.17 | 0 | 0 | 0 | 0 | 0 | 0 | 1040.17 | 0 | 0
4869 | 1251.5192 | 0 | 0 | 0 | 0 | 0 | 0 | 1251.519 | 0 | 0
4870 | 1156.8955 | 0 | 0 | 0 | 0 | 0 | 0 | 1156.896 | 0 | 0
4871 | 1042.9327 | 0 | 0 | 0 | 0 | 0 | 0 | 1042.933 | 0 | 0
4872 | 1049.8395 | 0 | 0 | 0 | 0 | 0 | 0 | 1049.84 | 0 | 0
4873 | 880.622 | 0 | 0 | 0 | 0 | 0 | 0 | 880.622 | 0 | 0
4874 | 931.0419 | 0 | 0 | 0 | 0 | 0 | 0 | 931.042 | 0 | 0
4875 | 782.5449 | 0 | 0 | 0 | 0 | 0 | 0 | 782.545 | 0 | 0
4876 | 743.1759 | 0 | 0 | 0 | 0 | 0 | 0 | 743.176 | 0 | 0
4877 | 860.5921 | 0 | 0 | 0 | 0 | 0 | 0 | 860.592 | 0 | 0
4878 | 848.8505 | 0 | 0 | 0 | 0 | 0 | 0 | 848.851 | 0 | 0
4879 | 506.2713 | 0 | 170.3572 | 170.3572 | 0 | 0 | 0 | 343.943 | 0 | 0
4880 | 90.0212 | 0 | 515.4499 | 94.4737 | 0 | 0 | 420.9762 | 0 | 0 | 0
4881 | 76.9871 | 0 | 1169.6251 | 80.795 | 0 | 0 | 1088.8301 | 0 | 0 | 0
4882 | 90.8526 | 0 | 1493.1755 | 95.3458 | 0 | 0 | 1397.8297 | 0 | 0 | 0
4883 | 77.379 | 0 | 1771.11 | 81.2074 | 0 | 0 | 1689.9026 | 0 | 0 | 0
4884 | 103.2926 | 0 | 1917.2802 | 108.4022 | 0 | 0 | 1808.8781 | 0 | 0 | 0
4885 | 71.5652 | 0 | 1816.4237 | 75.1058 | 0 | 0 | 1741.3178 | 0 | 0 | 0
4886 | 75.749 | 0 | 1671.2368 | 79.4958 | 0 | 0 | 1591.7411 | 0 | 0 | 0
4887 | 91.6762 | 0 | 1561.8062 | 96.2105 | 0 | 0 | 1465.5957 | 0 | 0 | 0
4888 | 85.3392 | 0 | 1049.8888 | 89.5601 | 0 | 0 | 960.3287 | 0 | 0 | 0
4889 | 76.2014 | 0 | 703.8809 | 79.9701 | 0 | 0 | 623.9108 | 0 | 0 | 0
4890 | 81.8383 | 0 | 203.0249 | 85.8859 | 0 | 0 | 117.1389 | 0 | 0 | 0
4891 | 78.0473 | 0 | 0 | 0 | 0 | 0 | 0 | 78.047 | 0 | 0
4892 | 82.8821 | 0 | 0 | 0 | 0 | 0 | 0 | 82.882 | 0 | 0
4893 | 75.2845 | 0 | 0 | 0 | 0 | 0 | 0 | 75.285 | 0 | 0
4894 | 79.4286 | 0 | 0 | 0 | 0 | 0 | 0 | 79.429 | 0 | 0
4895 | 75.9752 | 0 | 0 | 0 | 0 | 0 | 0 | 75.975 | 0 | 0
4896 | 78.738 | 0 | 0 | 0 | 0 | 0 | 0 | 78.738 | 0 | 0
4897 | 74.5939 | 0 | 0 | 0 | 0 | 0 | 0 | 74.594 | 0 | 0
4898 | 80.81 | 0 | 0 | 0 | 0 | 0 | 0 | 80.81 | 0 | 0
4899 | 74.5939 | 0 | 0 | 0 | 0 | 0 | 0 | 74.594 | 0 | 0
4900 | 77.3566 | 0 | 0 | 0 | 0 | 0 | 0 | 77.357 | 0 | 0
4901 | 71.8311 | 0 | 0 | 0 | 0 | 0 | 0 | 71.831 | 0 | 0
4902 | 79.4286 | 0 | 0 | 0 | 0 | 0 | 0 | 79.429 | 0 | 0
4903 | 66.3057 | 0 | 93.908 | 69.5846 | 0 | 0 | 24.3234 | 0 | 0 | 0
4904 | 72.9207 | 0 | 332.5779 | 76.5268 | 0 | 0 | 256.0511 | 0 | 0 | 0
4905 | 154.285 | 0 | 955.3731 | 161.9164 | 0 | 0 | 793.4568 | 0 | 0 | 0
4906 | 105.3492 | 0 | 1500.0338 | 110.5598 | 0 | 0 | 1389.4739 | 0 | 0 | 0
4907 | 130.5488 | 0 | 1708.8569 | 137.0053 | 0 | 0 | 1571.8517 | 0 | 0 | 0
4908 | 202.7269 | 0 | 1606.0431 | 212.7544 | 0 | 0 | 1393.2887 | 0 | 0 | 0
4909 | 354.6912 | 0 | 1198.3426 | 372.236 | 0 | 0 | 826.1066 | 0 | 0 | 0
4910 | 688.6006 | 0 | 1423.5752 | 722.6611 | 0 | 0 | 700.9141 | 0 | 0 | 0
4911 | 987.823 | 0 | 1197.0717 | 1036.6834 | 0 | 0 | 160.3883 | 0 | 0 | 0
4912 | 1032.5448 | 0 | 1092.6964 | 1083.6175 | 0 | 0 | 9.0789 | 0 | 0 | 0
4913 | 1329.4033 | 0 | 501.5991 | 501.5991 | 0 | 0 | 0 | 851.446 | 0 | 0
4914 | 1196.1437 | 0 | 31.8355 | 31.8355 | 0 | 0 | 0 | 1165.808 | 0 | 0
4915 | 1400.707 | 0 | 0 | 0 | 0 | 0 | 0 | 1400.707 | 0 | 0
4916 | 823.2952 | 0 | 0 | 0 | 0 | 0 | 0 | 823.295 | 0 | 0
4917 | 1177.6161 | 0 | 0 | 0 | 0 | 0 | 0 | 1177.616 | 0 | 0
4918 | 1352.3591 | 0 | 0 | 0 | 0 | 0 | 0 | 1352.359 | 0 | 0
4919 | 1335.092 | 0 | 0 | 0 | 0 | 0 | 0 | 1335.092 | 0 | 0
4920 | 1360.6473 | 0 | 0 | 0 | 0 | 0 | 0 | 1360.647 | 0 | 0
4921 | 1288.1255 | 0 | 0 | 0 | 0 | 0 | 0 | 1288.125 | 0 | 0
4922 | 1518.8139 | 0 | 0 | 0 | 0 | 0 | 0 | 1518.814 | 0 | 0
4923 | 1469.7754 | 0 | 0 | 0 | 0 | 0 | 0 | 1469.775 | 0 | 0
4924 | 1038.0979 | 0 | 0 | 0 | 0 | 0 | 0 | 1038.098 | 0 | 0
4925 | 1302.6298 | 0 | 0 | 0 | 0 | 0 | 0 | 1302.63 | 0 | 0
4926 | 1125.8148 | 0 | 0 | 0 | 0 | 0 | 0 | 1125.815 | 0 | 0
4927 | 1215.6037 | 0 | 2.3823 | 2.3823 | 0 | 0 | 0 | 1213.333 | 0 | 0
4928 | 1164.5561 | 0 | 29.8194 | 29.8194 | 0 | 0 | 0 | 1136.142 | 0 | 0
4929 | 1265.2017 | 0 | 353.4013 | 353.4013 | 0 | 0 | 0 | 928.457 | 0 | 0
4930 | 1521.9772 | 0 | 1265.4841 | 1265.4841 | 0 | 0 | 0 | 316.137 | 0 | 0
4931 | 1459.9884 | 0 | 1926.0789 | 1532.204 | 0 | 0 | 393.8749 | 0 | 0 | 0
4932 | 1450.6684 | 0 | 2058.2178 | 1522.422 | 0 | 0 | 535.7958 | 0 | 0 | 0
4933 | 1401.7369 | 0 | 1928.5273 | 1471.0707 | 0 | 0 | 457.4566 | 0 | 0 | 0
4934 | 1375.3968 | 0 | 2192.2709 | 1443.4279 | 0 | 0 | 748.8431 | 0 | 0 | 0
4935 | 1381.8306 | 0 | 1865.0212 | 1450.179 | 0 | 0 | 414.8421 | 0 | 0 | 0
4936 | 1788.7211 | 0 | 1148.0073 | 1148.0073 | 0 | 0 | 0 | 694.821 | 0 | 0
4937 | 1525.3581 | 0 | 785.5585 | 785.5585 | 0 | 0 | 0 | 776.824 | 0 | 0
4938 | 1702.6602 | 0 | 196.5948 | 196.5948 | 0 | 0 | 0 | 1515.331 | 0 | 0
4939 | 1469.7754 | 0 | 0 | 0 | 0 | 0 | 0 | 1469.775 | 0 | 0
4940 | 1623.7979 | 0 | 0 | 0 | 0 | 0 | 0 | 1623.798 | 0 | 0
4941 | 1571.3059 | 0 | 0 | 0 | 0 | 0 | 0 | 1571.306 | 0 | 0
4942 | 1333.0199 | 0 | 0 | 0 | 0 | 0 | 0 | 1333.02 | 0 | 0
4943 | 1336.4734 | 0 | 0 | 0 | 0 | 0 | 0 | 1336.473 | 0 | 0
4944 | 1509.1443 | 0 | 0 | 0 | 0 | 0 | 0 | 1509.144 | 0 | 0
4945 | 1440.7666 | 0 | 0 | 0 | 0 | 0 | 0 | 1440.767 | 0 | 0
4946 | 1415.902 | 0 | 0 | 0 | 0 | 0 | 0 | 1415.902 | 0 | 0
4947 | 1212.8409 | 0 | 0 | 0 | 0 | 0 | 0 | 1212.841 | 0 | 0
4948 | 1147.9167 | 0 | 0 | 0 | 0 | 0 | 0 | 1147.917 | 0 | 0
4949 | 1229.4174 | 0 | 0 | 0 | 0 | 0 | 0 | 1229.417 | 0 | 0
4950 | 988.3687 | 0 | 0 | 0 | 0 | 0 | 0 | 988.369 | 0 | 0
4951 | 1297.7951 | 0 | 188.7941 | 188.7941 | 0 | 0 | 0 | 1117.899 | 0 | 0
4952 | 1047.8219 | 0 | 825.3604 | 825.3604 | 0 | 0 | 0 | 261.362 | 0 | 0
4953 | 1384.7712 | 0 | 1449.095 | 1449.095 | 0 | 0 | 0 | 3.974 | 0 | 0
4954 | 1349.7673 | 0 | 1902.9456 | 1416.5312 | 0 | 0 | 486.4144 | 0 | 0 | 0
4955 | 1301.2096 | 0 | 2205.0166 | 1365.5703 | 0 | 0 | 839.4463 | 0 | 0 | 0
4956 | 1364.7042 | 0 | 2363.3123 | 1432.207 | 0 | 0 | 931.1053 | 0 | 0 | 0
4957 | 1493.1455 | 0 | 2364.938 | 1567 | 0 | 0 | 797.938 | 0 | 0 | 0
4958 | 1284.4951 | 0 | 2170.9091 | 1348.0296 | 0 | 0 | 822.8795 | 0 | 0 | 0
4959 | 1168.1969 | 0 | 1853.7017 | 1225.9792 | 0 | 0 | 627.7225 | 0 | 0 | 0
4960 | 1479.6564 | 0 | 1391.3147 | 1391.3147 | 0 | 0 | 0 | 153.916 | 0 | 0
4961 | 1510.8356 | 0 | 488.739 | 488.739 | 0 | 0 | 0 | 1045.132 | 0 | 0
4962 | 1394.1765 | 0 | 207.0202 | 207.0202 | 0 | 0 | 0 | 1196.913 | 0 | 0
4963 | 1384.1314 | 0 | 0 | 0 | 0 | 0 | 0 | 1384.131 | 0 | 0
4964 | 1029.119 | 0 | 0 | 0 | 0 | 0 | 0 | 1029.119 | 0 | 0
4965 | 1141.7005 | 0 | 0 | 0 | 0 | 0 | 0 | 1141.7 | 0 | 0
4966 | 1211.4596 | 0 | 0 | 0 | 0 | 0 | 0 | 1211.46 | 0 | 0
4967 | 1361.338 | 0 | 0 | 0 | 0 | 0 | 0 | 1361.338 | 0 | 0
4968 | 1071.2507 | 0 | 0 | 0 | 0 | 0 | 0 | 1071.251 | 0 | 0
4969 | 1274.3118 | 0 | 0 | 0 | 0 | 0 | 0 | 1274.312 | 0 | 0
4970 | 875.7872 | 0 | 0 | 0 | 0 | 0 | 0 | 875.787 | 0 | 0
4971 | 1036.7165 | 0 | 0 | 0 | 0 | 0 | 0 | 1036.717 | 0 | 0
4972 | 911.7028 | 0 | 0 | 0 | 0 | 0 | 0 | 911.703 | 0 | 0
4973 | 1306.0833 | 0 | 0 | 0 | 0 | 0 | 0 | 1306.083 | 0 | 0
4974 | 1031.1911 | 0 | 0 | 0 | 0 | 0 | 0 | 1031.191 | 0 | 0
4975 | 1167.9465 | 0 | 73.1822 | 73.1822 | 0 | 0 | 0 | 1098.214 | 0 | 0
4976 | 1102.0699 | 0 | 272.5916 | 272.5916 | 0 | 0 | 0 | 842.326 | 0 | 0
4977 | 1017.1236 | 0 | 731.7011 | 731.7011 | 0 | 0 | 0 | 319.909 | 0 | 0
4978 | 1192.6799 | 0 | 861.0537 | 861.0537 | 0 | 0 | 0 | 372.209 | 0 | 0
4979 | 1048.5359 | 0 | 1746.7499 | 1100.3994 | 0 | 0 | 646.3504 | 0 | 0 | 0
4980 | 1037.4685 | 0 | 1893.5424 | 1088.785 | 0 | 0 | 804.7574 | 0 | 0 | 0
4981 | 1077.8269 | 0 | 1815.5778 | 1131.1392 | 0 | 0 | 684.4386 | 0 | 0 | 0
4982 | 1076.3005 | 0 | 1818.5121 | 1129.5367 | 0 | 0 | 688.9754 | 0 | 0 | 0
4983 | 852.6441 | 0 | 711.0813 | 711.0813 | 0 | 0 | 0 | 175.077 | 0 | 0
4984 | 422.9472 | 0 | 791.0556 | 443.8671 | 0 | 0 | 347.1885 | 0 | 0 | 0
4985 | 167.4831 | 0 | 226.4866 | 175.7672 | 0 | 0 | 50.7195 | 0 | 0 | 0
4986 | 147.3263 | 0 | 165.3638 | 154.6142 | 0 | 0 | 10.7496 | 0 | 0 | 0
4987 | 102.2212 | 0 | 0 | 0 | 0 | 0 | 0 | 102.221 | 0 | 0
4988 | 109.8187 | 0 | 0 | 0 | 0 | 0 | 0 | 109.819 | 0 | 0
4989 | 87.0262 | 0 | 0 | 0 | 0 | 0 | 0 | 87.026 | 0 | 0
4990 | 81.5007 | 0 | 0 | 0 | 0 | 0 | 0 | 81.501 | 0 | 0
4991 | 81.5007 | 0 | 0 | 0 | 0 | 0 | 0 | 81.501 | 0 | 0
4992 | 85.6448 | 0 | 0 | 0 | 0 | 0 | 0 | 85.645 | 0 | 0
4993 | 80.1193 | 0 | 0 | 0 | 0 | 0 | 0 | 80.119 | 0 | 0
4994 | 78.738 | 0 | 0 | 0 | 0 | 0 | 0 | 78.738 | 0 | 0
4995 | 73.9032 | 0 | 0 | 0 | 0 | 0 | 0 | 73.903 | 0 | 0
4996 | 80.81 | 0 | 0 | 0 | 0 | 0 | 0 | 80.81 | 0 | 0
4997 | 77.3566 | 0 | 0 | 0 | 0 | 0 | 0 | 77.357 | 0 | 0
4998 | 80.81 | 0 | 0 | 0 | 0 | 0 | 0 | 80.81 | 0 | 0
4999 | 70.4498 | 0 | 81.3008 | 73.9346 | 0 | 0 | 7.3662 | 0 | 0 | 0
5000 | 82.0705 | 0 | 295.5035 | 86.1294 | 0 | 0 | 209.3741 | 0 | 0 | 0
5001 | 531.2024 | 0 | 965.8226 | 557.4767 | 0 | 0 | 408.3459 | 0 | 0 | 0
5002 | 1284.5469 | 0 | 1318.1566 | 1318.1566 | 0 | 0 | 0 | 28.517 | 0 | 0
5003 | 1356.1138 | 0 | 945.0443 | 945.0443 | 0 | 0 | 0 | 455.611 | 0 | 0
5004 | 1186.715 | 0 | 1592.4201 | 1245.4131 | 0 | 0 | 347.0069 | 0 | 0 | 0
5005 | 1505.9819 | 0 | 1177.2705 | 1177.2705 | 0 | 0 | 0 | 384.198 | 0 | 0
5006 | 1112.084 | 0 | 292.2271 | 292.2271 | 0 | 0 | 0 | 833.63 | 0 | 0
5007 | 1330.2779 | 0 | 188.3901 | 188.3901 | 0 | 0 | 0 | 1150.767 | 0 | 0
5008 | 1190.5629 | 0 | 584.2768 | 584.2768 | 0 | 0 | 0 | 633.824 | 0 | 0
5009 | 1041.9355 | 0 | 216.5619 | 216.5619 | 0 | 0 | 0 | 835.581 | 0 | 0
5010 | 1168.6743 | 0 | 110.6669 | 110.6669 | 0 | 0 | 0 | 1063.223 | 0 | 0
5011 | 1443.5337 | 0 | 0 | 0 | 0 | 0 | 0 | 1443.534 | 0 | 0
5012 | 1038.0979 | 0 | 0 | 0 | 0 | 0 | 0 | 1038.098 | 0 | 0
5013 | 1286.7441 | 0 | 0 | 0 | 0 | 0 | 0 | 1286.744 | 0 | 0
5014 | 712.7858 | 0 | 0 | 0 | 0 | 0 | 0 | 712.786 | 0 | 0
5015 | 1145.8446 | 0 | 0 | 0 | 0 | 0 | 0 | 1145.845 | 0 | 0
5016 | 1181.7602 | 0 | 0 | 0 | 0 | 0 | 0 | 1181.76 | 0 | 0
5017 | 911.7028 | 0 | 0 | 0 | 0 | 0 | 0 | 911.703 | 0 | 0
5018 | 1009.0892 | 0 | 0 | 0 | 0 | 0 | 0 | 1009.089 | 0 | 0
5019 | 973.8643 | 0 | 0 | 0 | 0 | 0 | 0 | 973.864 | 0 | 0
5020 | 848.1598 | 0 | 0 | 0 | 0 | 0 | 0 | 848.16 | 0 | 0
5021 | 780.4728 | 0 | 0 | 0 | 0 | 0 | 0 | 780.473 | 0 | 0
5022 | 770.8032 | 0 | 0 | 0 | 0 | 0 | 0 | 770.803 | 0 | 0
5023 | 969.0295 | 0 | 107.0169 | 107.0169 | 0 | 0 | 0 | 867.056 | 0 | 0
5024 | 708.5433 | 0 | 413.2921 | 413.2921 | 0 | 0 | 0 | 314.731 | 0 | 0
5025 | 1101.8299 | 0 | 1174.5114 | 1156.3295 | 0 | 0 | 18.1819 | 0 | 0 | 0
5026 | 952.1242 | 0 | 1503.5432 | 999.2197 | 0 | 0 | 504.3235 | 0 | 0 | 0
5027 | 1203.6531 | 0 | 1858.3015 | 1263.1889 | 0 | 0 | 595.1125 | 0 | 0 | 0
5028 | 1159.54 | 0 | 1912.8525 | 1216.894 | 0 | 0 | 695.9585 | 0 | 0 | 0
5029 | 964.4063 | 0 | 1732.9851 | 1012.1081 | 0 | 0 | 720.877 | 0 | 0 | 0
5030 | 1140.2509 | 0 | 624.2246 | 624.2246 | 0 | 0 | 0 | 545.447 | 0 | 0
5031 | 833.8618 | 0 | 1336.7458 | 875.1071 | 0 | 0 | 461.6387 | 0 | 0 | 0
5032 | 1036.9885 | 0 | 1457.8727 | 1088.2802 | 0 | 0 | 369.5924 | 0 | 0 | 0
5033 | 1019.831 | 0 | 613.9031 | 613.9031 | 0 | 0 | 0 | 434.862 | 0 | 0
5034 | 933.7278 | 0 | 198.805 | 198.805 | 0 | 0 | 0 | 744.293 | 0 | 0
5035 | 870.2617 | 0 | 0 | 0 | 0 | 0 | 0 | 870.262 | 0 | 0
5036 | 1061.5812 | 0 | 0 | 0 | 0 | 0 | 0 | 1061.581 | 0 | 0
5037 | 730.0529 | 0 | 0 | 0 | 0 | 0 | 0 | 730.053 | 0 | 0
5038 | 1020.8308 | 0 | 0 | 0 | 0 | 0 | 0 | 1020.831 | 0 | 0
5039 | 954.5252 | 0 | 0 | 0 | 0 | 0 | 0 | 954.525 | 0 | 0
5040 | 756.9896 | 0 | 0 | 0 | 0 | 0 | 0 | 756.99 | 0 | 0
5041 | 995.2755 | 0 | 0 | 0 | 0 | 0 | 0 | 995.276 | 0 | 0
5042 | 975.9364 | 0 | 0 | 0 | 0 | 0 | 0 | 975.936 | 0 | 0
5043 | 974.555 | 0 | 0 | 0 | 0 | 0 | 0 | 974.555 | 0 | 0
5044 | 919.3003 | 0 | 0 | 0 | 0 | 0 | 0 | 919.3 | 0 | 0
5045 | 1018.0681 | 0 | 0 | 0 | 0 | 0 | 0 | 1018.068 | 0 | 0
5046 | 664.4379 | 0 | 0 | 0 | 0 | 0 | 0 | 664.438 | 0 | 0
5047 | 891.6729 | 0 | 136.8122 | 136.8122 | 0 | 0 | 0 | 761.309 | 0 | 0
5048 | 882.8417 | 0 | 515.2117 | 515.2117 | 0 | 0 | 0 | 391.913 | 0 | 0
5049 | 1164.6709 | 0 | 1476.5101 | 1222.2788 | 0 | 0 | 254.2313 | 0 | 0 | 0
5050 | 1275.9643 | 0 | 1951.9125 | 1339.0766 | 0 | 0 | 612.8358 | 0 | 0 | 0
5051 | 1281.6469 | 0 | 1153.2567 | 1153.2567 | 0 | 0 | 0 | 182.745 | 0 | 0
5052 | 1165.2105 | 0 | 2422.8253 | 1222.8444 | 0 | 0 | 1199.9808 | 0 | 0 | 0
5053 | 1262.2861 | 0 | 1259.8558 | 1259.8558 | 0 | 0 | 0 | 61.81 | 0 | 0
5054 | 1118.1698 | 0 | 1491.467 | 1173.4777 | 0 | 0 | 317.9893 | 0 | 0 | 0
5055 | 1150.1519 | 0 | 1536.915 | 1207.0416 | 0 | 0 | 329.8734 | 0 | 0 | 0
5056 | 1238.5577 | 0 | 982.868 | 982.868 | 0 | 0 | 0 | 302.014 | 0 | 0
5057 | 954.5088 | 0 | 329.3844 | 329.3844 | 0 | 0 | 0 | 640.649 | 0 | 0
5058 | 1051.3962 | 0 | 93.1451 | 93.1451 | 0 | 0 | 0 | 962.641 | 0 | 0
5059 | 866.1271 | 0 | 0 | 0 | 0 | 0 | 0 | 866.127 | 0 | 0
5060 | 1031.8818 | 0 | 0 | 0 | 0 | 0 | 0 | 1031.882 | 0 | 0
5061 | 910.3214 | 0 | 0 | 0 | 0 | 0 | 0 | 910.321 | 0 | 0
5062 | 1085.7551 | 0 | 0 | 0 | 0 | 0 | 0 | 1085.755 | 0 | 0
5063 | 1110.6197 | 0 | 0 | 0 | 0 | 0 | 0 | 1110.62 | 0 | 0
5064 | 991.1314 | 0 | 0 | 0 | 0 | 0 | 0 | 991.131 | 0 | 0
5065 | 1030.5004 | 0 | 0 | 0 | 0 | 0 | 0 | 1030.5 | 0 | 0
5066 | 809.4815 | 0 | 0 | 0 | 0 | 0 | 0 | 809.482 | 0 | 0
5067 | 1055.365 | 0 | 0 | 0 | 0 | 0 | 0 | 1055.365 | 0 | 0
5068 | 926.8978 | 0 | 0 | 0 | 0 | 0 | 0 | 926.898 | 0 | 0
5069 | 813.6256 | 0 | 0 | 0 | 0 | 0 | 0 | 813.626 | 0 | 0
5070 | 907.5587 | 0 | 0 | 0 | 0 | 0 | 0 | 907.559 | 0 | 0
5071 | 821.2232 | 0 | 186.6322 | 186.6322 | 0 | 0 | 0 | 643.387 | 0 | 0
5072 | 962.443 | 0 | 679.1388 | 679.1388 | 0 | 0 | 0 | 315.313 | 0 | 0
5073 | 1008.2725 | 0 | 1448.1693 | 1058.1439 | 0 | 0 | 390.0255 | 0 | 0 | 0
5074 | 1436.7719 | 0 | 1926.379 | 1507.8386 | 0 | 0 | 418.5404 | 0 | 0 | 0
5075 | 1155.7145 | 0 | 2244.0976 | 1212.8787 | 0 | 0 | 1031.2188 | 0 | 0 | 0
5076 | 1137.1705 | 0 | 175.7819 | 175.7819 | 0 | 0 | 0 | 969.673 | 0 | 0
5077 | 1170.2102 | 0 | 936.9183 | 936.9183 | 0 | 0 | 0 | 277.45 | 0 | 0
5078 | 1059.333 | 0 | 1877.2012 | 1111.7305 | 0 | 0 | 765.4707 | 0 | 0 | 0
5079 | 1086.2248 | 0 | 1442.8685 | 1139.9526 | 0 | 0 | 302.9159 | 0 | 0 | 0
5080 | 1050.3472 | 0 | 159.4659 | 159.4659 | 0 | 0 | 0 | 898.398 | 0 | 0
5081 | 1100.0177 | 0 | 291.7328 | 291.7328 | 0 | 0 | 0 | 822.035 | 0 | 0
5082 | 961.4501 | 0 | 157.5936 | 157.5936 | 0 | 0 | 0 | 811.284 | 0 | 0
5083 | 1004.2544 | 0 | 0 | 0 | 0 | 0 | 0 | 1004.254 | 0 | 0
5084 | 918.6096 | 0 | 0 | 0 | 0 | 0 | 0 | 918.61 | 0 | 0
5085 | 1251.5192 | 0 | 0 | 0 | 0 | 0 | 0 | 1251.519 | 0 | 0
5086 | 1076.0855 | 0 | 0 | 0 | 0 | 0 | 0 | 1076.086 | 0 | 0
5087 | 1287.4348 | 0 | 0 | 0 | 0 | 0 | 0 | 1287.435 | 0 | 0
5088 | 1154.1328 | 0 | 0 | 0 | 0 | 0 | 0 | 1154.133 | 0 | 0
5089 | 1704.5439 | 0 | 0 | 0 | 0 | 0 | 0 | 1704.544 | 0 | 0
5090 | 1118.0342 | 0 | 0 | 0 | 0 | 0 | 0 | 1118.034 | 0 | 0
5091 | 1386.5855 | 0 | 0 | 0 | 0 | 0 | 0 | 1386.586 | 0 | 0
5092 | 1257.4896 | 0 | 0 | 0 | 0 | 0 | 0 | 1257.49 | 0 | 0
5093 | 1113.2529 | 0 | 0 | 0 | 0 | 0 | 0 | 1113.253 | 0 | 0
5094 | 1508.5094 | 0 | 0 | 0 | 0 | 0 | 0 | 1508.509 | 0 | 0
5095 | 1345.1473 | 0 | 91.5048 | 91.5048 | 0 | 0 | 0 | 1257.955 | 0 | 0
5096 | 1347.8468 | 0 | 550.2627 | 550.2627 | 0 | 0 | 0 | 823.519 | 0 | 0
5097 | 1439.8057 | 0 | 1048.6704 | 1048.6704 | 0 | 0 | 0 | 440.561 | 0 | 0
5098 | 1331.5524 | 0 | 1341.249 | 1341.249 | 0 | 0 | 0 | 53.518 | 0 | 0
5099 | 1361.5313 | 0 | 1476.6035 | 1428.876 | 0 | 0 | 47.7275 | 0 | 0 | 0
5100 | 1417.9132 | 0 | 1934.9259 | 1488.0468 | 0 | 0 | 446.8791 | 0 | 0 | 0
5101 | 1620.5808 | 0 | 2014.2128 | 1700.7383 | 0 | 0 | 313.4745 | 0 | 0 | 0
5102 | 1546.263 | 0 | 1813.2774 | 1622.7453 | 0 | 0 | 190.5321 | 0 | 0 | 0
5103 | 1367.5967 | 0 | 1463.502 | 1435.242 | 0 | 0 | 28.2599 | 0 | 0 | 0
5104 | 1582.1499 | 0 | 900.6279 | 900.6279 | 0 | 0 | 0 | 723.969 | 0 | 0
5105 | 1603.4885 | 0 | 343.0347 | 343.0347 | 0 | 0 | 0 | 1276.622 | 0 | 0
5106 | 1628.2678 | 0 | 145.8764 | 145.8764 | 0 | 0 | 0 | 1489.266 | 0 | 0
5107 | 1753.1561 | 0 | 0 | 0 | 0 | 0 | 0 | 1753.156 | 0 | 0
5108 | 1494.1654 | 0 | 0 | 0 | 0 | 0 | 0 | 1494.165 | 0 | 0
5109 | 1494.1654 | 0 | 0 | 0 | 0 | 0 | 0 | 1494.165 | 0 | 0
5110 | 1460.6961 | 0 | 0 | 0 | 0 | 0 | 0 | 1460.696 | 0 | 0
5111 | 1675.8559 | 0 | 0 | 0 | 0 | 0 | 0 | 1675.856 | 0 | 0
5112 | 1392.1637 | 0 | 0 | 0 | 0 | 0 | 0 | 1392.164 | 0 | 0
5113 | 1467.0712 | 0 | 0 | 0 | 0 | 0 | 0 | 1467.071 | 0 | 0
5114 | 1345.1473 | 0 | 0 | 0 | 0 | 0 | 0 | 1345.147 | 0 | 0
5115 | 1282.1932 | 0 | 0 | 0 | 0 | 0 | 0 | 1282.193 | 0 | 0
5116 | 1174.6132 | 0 | 0 | 0 | 0 | 0 | 0 | 1174.613 | 0 | 0
5117 | 1106.8777 | 0 | 0 | 0 | 0 | 0 | 0 | 1106.878 | 0 | 0
5118 | 1184.9728 | 0 | 0 | 0 | 0 | 0 | 0 | 1184.973 | 0 | 0
5119 | 1051.8925 | 0 | 175.7923 | 175.7923 | 0 | 0 | 0 | 884.385 | 0 | 0
5120 | 1003.1398 | 0 | 627.671 | 627.671 | 0 | 0 | 0 | 405.052 | 0 | 0
5121 | 1520.4757 | 0 | 711.7855 | 711.7855 | 0 | 0 | 0 | 842.237 | 0 | 0
5122 | 1744.6384 | 0 | 1183.541 | 1183.541 | 0 | 0 | 0 | 616.879 | 0 | 0
5123 | 1595.175 | 0 | 1671.6272 | 1671.6272 | 0 | 0 | 0 | 2.334 | 0 | 0
5124 | 1462.4025 | 0 | 1812.2689 | 1534.7364 | 0 | 0 | 277.5325 | 0 | 0 | 0
5125 | 1607.6891 | 0 | 1871.3305 | 1687.2096 | 0 | 0 | 184.1209 | 0 | 0 | 0
5126 | 1637.0923 | 0 | 1577.8399 | 1577.8399 | 0 | 0 | 0 | 133.618 | 0 | 0
5127 | 1664.4276 | 0 | 1058.8092 | 1058.8092 | 0 | 0 | 0 | 655.522 | 0 | 0
5128 | 1619.2759 | 0 | 404.0883 | 404.0883 | 0 | 0 | 0 | 1234.233 | 0 | 0
5129 | 1609.6674 | 0 | 427.7641 | 427.7641 | 0 | 0 | 0 | 1202.064 | 0 | 0
5130 | 1842.5401 | 0 | 152.3589 | 152.3589 | 0 | 0 | 0 | 1697.362 | 0 | 0
5131 | 1522.0625 | 0 | 0 | 0 | 0 | 0 | 0 | 1522.062 | 0 | 0
5132 | 1333.194 | 0 | 0 | 0 | 0 | 0 | 0 | 1333.194 | 0 | 0
5133 | 1353.1162 | 0 | 0 | 0 | 0 | 0 | 0 | 1353.116 | 0 | 0
5134 | 1412.8828 | 0 | 0 | 0 | 0 | 0 | 0 | 1412.883 | 0 | 0
5135 | 1341.9598 | 0 | 0 | 0 | 0 | 0 | 0 | 1341.96 | 0 | 0
5136 | 1469.4619 | 0 | 0 | 0 | 0 | 0 | 0 | 1469.462 | 0 | 0
5137 | 1242.3487 | 0 | 0 | 0 | 0 | 0 | 0 | 1242.349 | 0 | 0
5138 | 1430.4144 | 0 | 0 | 0 | 0 | 0 | 0 | 1430.414 | 0 | 0
5139 | 1263.8647 | 0 | 0 | 0 | 0 | 0 | 0 | 1263.865 | 0 | 0
5140 | 1263.8647 | 0 | 0 | 0 | 0 | 0 | 0 | 1263.865 | 0 | 0
5141 | 1340.366 | 0 | 0 | 0 | 0 | 0 | 0 | 1340.366 | 0 | 0
5142 | 1114.0497 | 0 | 0 | 0 | 0 | 0 | 0 | 1114.05 | 0 | 0
5143 | 1307.6936 | 0 | 109.3236 | 109.3236 | 0 | 0 | 0 | 1203.522 | 0 | 0
5144 | 1075.8529 | 0 | 401.0322 | 401.0322 | 0 | 0 | 0 | 693.722 | 0 | 0
5145 | 1014.0104 | 0 | 880.8718 | 880.8718 | 0 | 0 | 0 | 174.655 | 0 | 0
5146 | 1160.599 | 0 | 1309.7001 | 1218.0054 | 0 | 0 | 91.6947 | 0 | 0 | 0
5147 | 1335.6922 | 0 | 1526.7699 | 1401.76 | 0 | 0 | 125.0099 | 0 | 0 | 0
5148 | 1416.1869 | 0 | 1851.7706 | 1486.2344 | 0 | 0 | 365.5363 | 0 | 0 | 0
5149 | 1072.5339 | 0 | 1706.3812 | 1125.5844 | 0 | 0 | 580.7968 | 0 | 0 | 0
5150 | 1228.6313 | 0 | 324.263 | 324.263 | 0 | 0 | 0 | 919.652 | 0 | 0
5151 | 962.4338 | 0 | 116.6446 | 116.6446 | 0 | 0 | 0 | 851.287 | 0 | 0
5152 | 1200.7083 | 0 | 185.2816 | 185.2816 | 0 | 0 | 0 | 1024.159 | 0 | 0
5153 | 1232.7184 | 0 | 355.5359 | 355.5359 | 0 | 0 | 0 | 893.94 | 0 | 0
5154 | 856.2803 | 0 | 103.2976 | 103.2976 | 0 | 0 | 0 | 757.851 | 0 | 0
5155 | 1170.6288 | 0 | 0 | 0 | 0 | 0 | 0 | 1170.629 | 0 | 0
5156 | 1184.9728 | 0 | 0 | 0 | 0 | 0 | 0 | 1184.973 | 0 | 0
5157 | 1341.1629 | 0 | 0 | 0 | 0 | 0 | 0 | 1341.163 | 0 | 0
5158 | 1157.0817 | 0 | 0 | 0 | 0 | 0 | 0 | 1157.082 | 0 | 0
5159 | 1082.1742 | 0 | 0 | 0 | 0 | 0 | 0 | 1082.174 | 0 | 0
5160 | 136.2679 | 0 | 0 | 0 | 0 | 0 | 0 | 136.268 | 0 | 0
5161 | 105.9861 | 0 | 0 | 0 | 0 | 0 | 0 | 105.986 | 0 | 0
5162 | 87.6577 | 0 | 0 | 0 | 0 | 0 | 0 | 87.658 | 0 | 0
5163 | 91.6421 | 0 | 0 | 0 | 0 | 0 | 0 | 91.642 | 0 | 0
5164 | 87.6577 | 0 | 0 | 0 | 0 | 0 | 0 | 87.658 | 0 | 0
5165 | 91.6421 | 0 | 0 | 0 | 0 | 0 | 0 | 91.642 | 0 | 0
5166 | 84.4702 | 0 | 0 | 0 | 0 | 0 | 0 | 84.47 | 0 | 0
5167 | 82.0795 | 0 | 187.1675 | 86.1388 | 0 | 0 | 101.0286 | 0 | 0 | 0
5168 | 81.0455 | 0 | 678.2405 | 85.0537 | 0 | 0 | 593.1868 | 0 | 0 | 0
5169 | 801.8299 | 0 | 896.4322 | 841.4907 | 0 | 0 | 54.9415 | 0 | 0 | 0
5170 | 967.4233 | 0 | 1309.0609 | 1015.2744 | 0 | 0 | 293.7866 | 0 | 0 | 0
5171 | 1373.2187 | 0 | 1456.4674 | 1441.1421 | 0 | 0 | 15.3253 | 0 | 0 | 0
5172 | 1296.8011 | 0 | 1785.9515 | 1360.9443 | 0 | 0 | 425.0072 | 0 | 0 | 0
5173 | 1405.7098 | 0 | 1631.3174 | 1475.2402 | 0 | 0 | 156.0771 | 0 | 0 | 0
5174 | 1424.881 | 0 | 1286.7389 | 1286.7389 | 0 | 0 | 0 | 198.788 | 0 | 0
5175 | 1143.2188 | 0 | 1857.4587 | 1199.7657 | 0 | 0 | 657.693 | 0 | 0 | 0
5176 | 1188.5309 | 0 | 1396.519 | 1247.319 | 0 | 0 | 149.2 | 0 | 0 | 0
5177 | 1249.3245 | 0 | 786.2795 | 786.2795 | 0 | 0 | 0 | 500.103 | 0 | 0
5178 | 1404.2924 | 0 | 0 | 0 | 0 | 0 | 0 | 1404.292 | 0 | 0
5179 | 1160.2693 | 0 | 0 | 0 | 0 | 0 | 0 | 1160.269 | 0 | 0
5180 | 1162.6599 | 0 | 0 | 0 | 0 | 0 | 0 | 1162.66 | 0 | 0
5181 | 1369.8509 | 0 | 0 | 0 | 0 | 0 | 0 | 1369.851 | 0 | 0
5182 | 1357.1007 | 0 | 0 | 0 | 0 | 0 | 0 | 1357.101 | 0 | 0
5183 | 1209.6763 | 0 | 0 | 0 | 0 | 0 | 0 | 1209.676 | 0 | 0
5184 | 945.9063 | 0 | 0 | 0 | 0 | 0 | 0 | 945.906 | 0 | 0
5185 | 1825.6709 | 0 | 0 | 0 | 0 | 0 | 0 | 1825.671 | 0 | 0
5186 | 1777.8576 | 0 | 0 | 0 | 0 | 0 | 0 | 1777.858 | 0 | 0
5187 | 1880.6562 | 0 | 0 | 0 | 0 | 0 | 0 | 1880.656 | 0 | 0
5188 | 2020.9085 | 0 | 0 | 0 | 0 | 0 | 0 | 2020.909 | 0 | 0
5189 | 2148.4107 | 0 | 0 | 0 | 0 | 0 | 0 | 2148.411 | 0 | 0
5190 | 2121.3165 | 0 | 0 | 0 | 0 | 0 | 0 | 2121.316 | 0 | 0
5191 | 1969.1108 | 0 | 188.1382 | 188.1382 | 0 | 0 | 0 | 1789.84 | 0 | 0
5192 | 1123.1632 | 0 | 684.2255 | 684.2255 | 0 | 0 | 0 | 471.186 | 0 | 0
5193 | 1632.0301 | 0 | 975.8376 | 975.8376 | 0 | 0 | 0 | 702.186 | 0 | 0
5194 | 1933.3126 | 0 | 1348.9017 | 1348.9017 | 0 | 0 | 0 | 647.987 | 0 | 0
5195 | 2180.0402 | 0 | 1685.3269 | 1685.3269 | 0 | 0 | 0 | 574.145 | 0 | 0
5196 | 2017.7698 | 0 | 1998.7983 | 1998.7983 | 0 | 0 | 0 | 113.178 | 0 | 0
5197 | 1936.1236 | 0 | 1943.8495 | 1943.8495 | 0 | 0 | 0 | 83.891 | 0 | 0
5198 | 2326.1845 | 0 | 1856.5258 | 1856.5258 | 0 | 0 | 0 | 557.159 | 0 | 0
5199 | 2160.3092 | 0 | 1374.262 | 1374.262 | 0 | 0 | 0 | 850.818 | 0 | 0
5200 | 1965.9362 | 0 | 151.2433 | 151.2433 | 0 | 0 | 0 | 1821.821 | 0 | 0
5201 | 2270.9292 | 0 | 218.1434 | 218.1434 | 0 | 0 | 0 | 2063.067 | 0 | 0
5202 | 1602.9128 | 0 | 54.1166 | 54.1166 | 0 | 0 | 0 | 1551.347 | 0 | 0
5203 | 2148.4226 | 0 | 0 | 0 | 0 | 0 | 0 | 2148.423 | 0 | 0
5204 | 2164.3484 | 0 | 0 | 0 | 0 | 0 | 0 | 2164.348 | 0 | 0
5205 | 1992.2206 | 0 | 0 | 0 | 0 | 0 | 0 | 1992.221 | 0 | 0
5206 | 1660.7151 | 0 | 0 | 0 | 0 | 0 | 0 | 1660.715 | 0 | 0
5207 | 2342.8514 | 0 | 0 | 0 | 0 | 0 | 0 | 2342.851 | 0 | 0
5208 | 2067.1281 | 0 | 0 | 0 | 0 | 0 | 0 | 2067.128 | 0 | 0
5209 | 1512.4939 | 0 | 0 | 0 | 0 | 0 | 0 | 1512.494 | 0 | 0
5210 | 1488.5872 | 0 | 0 | 0 | 0 | 0 | 0 | 1488.587 | 0 | 0
5211 | 1255.099 | 0 | 0 | 0 | 0 | 0 | 0 | 1255.099 | 0 | 0
5212 | 1229.5985 | 0 | 0 | 0 | 0 | 0 | 0 | 1229.599 | 0 | 0
5213 | 1267.0523 | 0 | 0 | 0 | 0 | 0 | 0 | 1267.052 | 0 | 0
5214 | 1408.8984 | 0 | 0 | 0 | 0 | 0 | 0 | 1408.898 | 0 | 0
5215 | 1368.2571 | 0 | 0 | 0 | 0 | 0 | 0 | 1368.257 | 0 | 0
5216 | 992.7355 | 0 | 22.2948 | 22.2948 | 0 | 0 | 0 | 971.492 | 0 | 0
5217 | 1172.2624 | 0 | 293.3762 | 293.3762 | 0 | 0 | 0 | 892.713 | 0 | 0
5218 | 1292.8316 | 0 | 715.5636 | 715.5636 | 0 | 0 | 0 | 610.993 | 0 | 0
5219 | 1352.5624 | 0 | 1594.4224 | 1419.4634 | 0 | 0 | 174.9591 | 0 | 0 | 0
5220 | 1429.4651 | 0 | 1839.0973 | 1500.1702 | 0 | 0 | 338.9271 | 0 | 0 | 0
5221 | 1429.4511 | 0 | 2005.5043 | 1500.1555 | 0 | 0 | 505.3488 | 0 | 0 | 0
5222 | 1083.6514 | 0 | 1698.9122 | 1137.2524 | 0 | 0 | 561.6598 | 0 | 0 | 0
5223 | 1206.68 | 0 | 1186.3042 | 1186.3042 | 0 | 0 | 0 | 76.288 | 0 | 0
5224 | 1434.9975 | 0 | 446.008 | 446.008 | 0 | 0 | 0 | 1010.011 | 0 | 0
5225 | 1270.9311 | 0 | 404.5164 | 404.5164 | 0 | 0 | 0 | 885.48 | 0 | 0
5226 | 1239.3475 | 0 | 162.2837 | 162.2837 | 0 | 0 | 0 | 1084.713 | 0 | 0
5227 | 795.2945 | 0 | 0 | 0 | 0 | 0 | 0 | 795.294 | 0 | 0
5228 | 1205.6919 | 0 | 0 | 0 | 0 | 0 | 0 | 1205.692 | 0 | 0
5229 | 1452.7272 | 0 | 0 | 0 | 0 | 0 | 0 | 1452.727 | 0 | 0
5230 | 1126.8 | 0 | 0 | 0 | 0 | 0 | 0 | 1126.8 | 0 | 0
5231 | 1046.3142 | 0 | 0 | 0 | 0 | 0 | 0 | 1046.314 | 0 | 0
5232 | 945.9063 | 0 | 0 | 0 | 0 | 0 | 0 | 945.906 | 0 | 0
5233 | 1189.7541 | 0 | 0 | 0 | 0 | 0 | 0 | 1189.754 | 0 | 0
5234 | 1080.5804 | 0 | 0 | 0 | 0 | 0 | 0 | 1080.58 | 0 | 0
5235 | 1216.8483 | 0 | 0 | 0 | 0 | 0 | 0 | 1216.848 | 0 | 0
5236 | 1073.4084 | 0 | 0 | 0 | 0 | 0 | 0 | 1073.408 | 0 | 0
5237 | 1196.1292 | 0 | 0 | 0 | 0 | 0 | 0 | 1196.129 | 0 | 0
5238 | 1135.5657 | 0 | 0 | 0 | 0 | 0 | 0 | 1135.566 | 0 | 0
5239 | 1033.564 | 0 | 91.2078 | 91.2078 | 0 | 0 | 0 | 946.655 | 0 | 0
5240 | 863.52 | 0 | 831.3109 | 831.3109 | 0 | 0 | 0 | 71.39 | 0 | 0
5241 | 1062.6763 | 0 | 1455.4767 | 1115.2399 | 0 | 0 | 340.2369 | 0 | 0 | 0
5242 | 1360.7414 | 0 | 1915.7669 | 1428.0469 | 0 | 0 | 487.72 | 0 | 0 | 0
5243 | 1568.4882 | 0 | 2229.722 | 1646.0697 | 0 | 0 | 583.6524 | 0 | 0 | 0
5244 | 1509.8552 | 0 | 1893.2937 | 1584.5376 | 0 | 0 | 308.7561 | 0 | 0 | 0
5245 | 1563.935 | 0 | 1658.3778 | 1641.2915 | 0 | 0 | 17.0863 | 0 | 0 | 0
5246 | 1577.8526 | 0 | 2235.3199 | 1655.8979 | 0 | 0 | 579.422 | 0 | 0 | 0
5247 | 1437.9908 | 0 | 554.406 | 554.406 | 0 | 0 | 0 | 909.715 | 0 | 0
5248 | 1849.9352 | 0 | 71.3278 | 71.3278 | 0 | 0 | 0 | 1781.97 | 0 | 0
5249 | 2043.3748 | 0 | 26.9219 | 26.9219 | 0 | 0 | 0 | 2017.722 | 0 | 0
5250 | 1857.415 | 0 | 102.521 | 102.521 | 0 | 0 | 0 | 1759.726 | 0 | 0
5251 | 1680.6373 | 0 | 0 | 0 | 0 | 0 | 0 | 1680.637 | 0 | 0
5252 | 1432.0081 | 0 | 0 | 0 | 0 | 0 | 0 | 1432.008 | 0 | 0
5253 | 1791.4047 | 0 | 0 | 0 | 0 | 0 | 0 | 1791.405 | 0 | 0
5254 | 1433.6019 | 0 | 0 | 0 | 0 | 0 | 0 | 1433.602 | 0 | 0
5255 | 1313.2718 | 0 | 0 | 0 | 0 | 0 | 0 | 1313.272 | 0 | 0
5256 | 1328.4127 | 0 | 0 | 0 | 0 | 0 | 0 | 1328.413 | 0 | 0
5257 | 1421.6486 | 0 | 0 | 0 | 0 | 0 | 0 | 1421.649 | 0 | 0
5258 | 1459.1023 | 0 | 0 | 0 | 0 | 0 | 0 | 1459.102 | 0 | 0
5259 | 1105.284 | 0 | 0 | 0 | 0 | 0 | 0 | 1105.284 | 0 | 0
5260 | 1154.691 | 0 | 0 | 0 | 0 | 0 | 0 | 1154.691 | 0 | 0
5261 | 1428.0237 | 0 | 0 | 0 | 0 | 0 | 0 | 1428.024 | 0 | 0
5262 | 1184.9728 | 0 | 0 | 0 | 0 | 0 | 0 | 1184.973 | 0 | 0
5263 | 1434.3988 | 0 | 193.4149 | 193.4149 | 0 | 0 | 0 | 1250.1 | 0 | 0
5264 | 1038.439 | 0 | 686.335 | 686.335 | 0 | 0 | 0 | 384.452 | 0 | 0
5265 | 1255.5094 | 0 | 1006.1566 | 1006.1566 | 0 | 0 | 0 | 296.774 | 0 | 0
5266 | 1522.3454 | 0 | 1367.1141 | 1367.1141 | 0 | 0 | 0 | 219.665 | 0 | 0
5267 | 1627.697 | 0 | 1730.1537 | 1708.2073 | 0 | 0 | 21.9464 | 0 | 0 | 0
5268 | 1740.9657 | 0 | 1894.7503 | 1827.0778 | 0 | 0 | 67.6725 | 0 | 0 | 0
5269 | 1456.1419 | 0 | 1867.7529 | 1528.1667 | 0 | 0 | 339.5862 | 0 | 0 | 0
5270 | 1415.659 | 0 | 966.2582 | 966.2582 | 0 | 0 | 0 | 494.942 | 0 | 0
5271 | 1574.2258 | 0 | 692.6958 | 692.6958 | 0 | 0 | 0 | 914.177 | 0 | 0
5272 | 1456.6718 | 0 | 63.6027 | 63.6027 | 0 | 0 | 0 | 1396.067 | 0 | 0
5273 | 1710.5644 | 0 | 368.9963 | 368.9963 | 0 | 0 | 0 | 1358.959 | 0 | 0
5274 | 1605.2895 | 0 | 89.6923 | 89.6923 | 0 | 0 | 0 | 1519.825 | 0 | 0
5275 | 1610.0698 | 0 | 0 | 0 | 0 | 0 | 0 | 1610.07 | 0 | 0
5276 | 1475.0401 | 0 | 0 | 0 | 0 | 0 | 0 | 1475.04 | 0 | 0
5277 | 1838.4211 | 0 | 0 | 0 | 0 | 0 | 0 | 1838.421 | 0 | 0
5278 | 1491.7748 | 0 | 0 | 0 | 0 | 0 | 0 | 1491.775 | 0 | 0
5279 | 1526.041 | 0 | 0 | 0 | 0 | 0 | 0 | 1526.041 | 0 | 0
5280 | 1497.353 | 0 | 0 | 0 | 0 | 0 | 0 | 1497.353 | 0 | 0
5281 | 1734.0288 | 0 | 0 | 0 | 0 | 0 | 0 | 1734.029 | 0 | 0
5282 | 1447.9459 | 0 | 0 | 0 | 0 | 0 | 0 | 1447.946 | 0 | 0
5283 | 1251.1145 | 0 | 0 | 0 | 0 | 0 | 0 | 1251.115 | 0 | 0
5284 | 1269.4429 | 0 | 0 | 0 | 0 | 0 | 0 | 1269.443 | 0 | 0
5285 | 1431.2113 | 0 | 0 | 0 | 0 | 0 | 0 | 1431.211 | 0 | 0
5286 | 1506.9156 | 0 | 0 | 0 | 0 | 0 | 0 | 1506.916 | 0 | 0
5287 | 1356.3038 | 0 | 185.3928 | 185.3928 | 0 | 0 | 0 | 1179.649 | 0 | 0
5288 | 1302.3903 | 0 | 664.9459 | 664.9459 | 0 | 0 | 0 | 668.785 | 0 | 0
5289 | 1113.0576 | 0 | 1068.6437 | 1068.6437 | 0 | 0 | 0 | 94.78 | 0 | 0
5290 | 1552.2695 | 0 | 1397.2441 | 1397.2441 | 0 | 0 | 0 | 220.88 | 0 | 0
5291 | 1629.2201 | 0 | 1475.7954 | 1475.7954 | 0 | 0 | 0 | 222.981 | 0 | 0
5292 | 1607.9571 | 0 | 2360.2763 | 1687.4909 | 0 | 0 | 672.7854 | 0 | 0 | 0
5293 | 1593.6599 | 0 | 1853.7184 | 1672.4867 | 0 | 0 | 181.2317 | 0 | 0 | 0
5294 | 1528.3529 | 0 | 1295.1514 | 1295.1514 | 0 | 0 | 0 | 294.244 | 0 | 0
5295 | 1862.026 | 0 | 1536.066 | 1536.066 | 0 | 0 | 0 | 398.357 | 0 | 0
5296 | 1724.6753 | 0 | 626.0475 | 626.0475 | 0 | 0 | 0 | 1128.134 | 0 | 0
5297 | 1844.8819 | 0 | 537.6618 | 537.6618 | 0 | 0 | 0 | 1332.561 | 0 | 0
5298 | 1817.6831 | 0 | 0 | 0 | 0 | 0 | 0 | 1817.683 | 0 | 0
5299 | 1765.9551 | 0 | 0 | 0 | 0 | 0 | 0 | 1765.955 | 0 | 0
5300 | 1718.8879 | 0 | 0 | 0 | 0 | 0 | 0 | 1718.888 | 0 | 0
5301 | 1542.7756 | 0 | 0 | 0 | 0 | 0 | 0 | 1542.776 | 0 | 0
5302 | 1653.5431 | 0 | 0 | 0 | 0 | 0 | 0 | 1653.543 | 0 | 0
5303 | 1906.9535 | 0 | 0 | 0 | 0 | 0 | 0 | 1906.954 | 0 | 0
5304 | 1835.2336 | 0 | 0 | 0 | 0 | 0 | 0 | 1835.234 | 0 | 0
5305 | 1701.3564 | 0 | 0 | 0 | 0 | 0 | 0 | 1701.356 | 0 | 0
5306 | 1351.5224 | 0 | 0 | 0 | 0 | 0 | 0 | 1351.522 | 0 | 0
5307 | 1069.424 | 0 | 0 | 0 | 0 | 0 | 0 | 1069.424 | 0 | 0
5308 | 1283.7869 | 0 | 0 | 0 | 0 | 0 | 0 | 1283.787 | 0 | 0
5309 | 1391.3668 | 0 | 0 | 0 | 0 | 0 | 0 | 1391.367 | 0 | 0
5310 | 1366.6633 | 0 | 0 | 0 | 0 | 0 | 0 | 1366.663 | 0 | 0
5311 | 1409.6953 | 0 | 119.5107 | 119.5107 | 0 | 0 | 0 | 1295.817 | 0 | 0
5312 | 1126.6764 | 0 | 442.6476 | 442.6476 | 0 | 0 | 0 | 704.891 | 0 | 0
5313 | 1236.8333 | 0 | 871.307 | 871.307 | 0 | 0 | 0 | 406.593 | 0 | 0
5314 | 853.2232 | 0 | 1474.259 | 895.4257 | 0 | 0 | 578.8333 | 0 | 0 | 0
5315 | 1279.1002 | 0 | 1585.0465 | 1342.3677 | 0 | 0 | 242.6788 | 0 | 0 | 0
5316 | 1487.5921 | 0 | 1943.4695 | 1561.1723 | 0 | 0 | 382.2972 | 0 | 0 | 0
5317 | 1377.6534 | 0 | 1839.4877 | 1445.7954 | 0 | 0 | 393.6923 | 0 | 0 | 0
5318 | 1389.6814 | 0 | 1795.1479 | 1458.4194 | 0 | 0 | 336.7285 | 0 | 0 | 0
5319 | 1142.5534 | 0 | 930.3403 | 930.3403 | 0 | 0 | 0 | 256.061 | 0 | 0
5320 | 1250.1114 | 0 | 638.8048 | 638.8048 | 0 | 0 | 0 | 641.415 | 0 | 0
5321 | 1587.4332 | 0 | 161.9972 | 161.9972 | 0 | 0 | 0 | 1433.072 | 0 | 0
5322 | 1534.0547 | 0 | 95.2377 | 95.2377 | 0 | 0 | 0 | 1443.305 | 0 | 0
5323 | 1588.2052 | 0 | 0 | 0 | 0 | 0 | 0 | 1588.205 | 0 | 0
5324 | 1595.3702 | 0 | 0 | 0 | 0 | 0 | 0 | 1595.37 | 0 | 0
5325 | 1622.4644 | 0 | 0 | 0 | 0 | 0 | 0 | 1622.464 | 0 | 0
5326 | 1469.4619 | 0 | 0 | 0 | 0 | 0 | 0 | 1469.462 | 0 | 0
5327 | 1749.1697 | 0 | 0 | 0 | 0 | 0 | 0 | 1749.17 | 0 | 0
5328 | 1341.9598 | 0 | 0 | 0 | 0 | 0 | 0 | 1341.96 | 0 | 0
5329 | 1458.3055 | 0 | 0 | 0 | 0 | 0 | 0 | 1458.305 | 0 | 0
5330 | 1478.2277 | 0 | 0 | 0 | 0 | 0 | 0 | 1478.228 | 0 | 0
5331 | 1371.4446 | 0 | 0 | 0 | 0 | 0 | 0 | 1371.445 | 0 | 0
5332 | 1293.3496 | 0 | 0 | 0 | 0 | 0 | 0 | 1293.35 | 0 | 0
5333 | 1466.2743 | 0 | 0 | 0 | 0 | 0 | 0 | 1466.274 | 0 | 0
5334 | 1534.8067 | 0 | 0 | 0 | 0 | 0 | 0 | 1534.807 | 0 | 0
5335 | 1117.2373 | 0 | 178.9208 | 178.9208 | 0 | 0 | 0 | 946.749 | 0 | 0
5336 | 1320.5663 | 0 | 857.9284 | 857.9284 | 0 | 0 | 0 | 503.073 | 0 | 0
5337 | 1426.2447 | 0 | 1093.7217 | 1093.7217 | 0 | 0 | 0 | 384.072 | 0 | 0
5338 | 1743.702 | 0 | 1131.1592 | 1131.1592 | 0 | 0 | 0 | 665.857 | 0 | 0
5339 | 1773.4518 | 0 | 1838.4414 | 1838.4414 | 0 | 0 | 0 | 21.659 | 0 | 0
5340 | 1551.0702 | 0 | 1869.8865 | 1627.7901 | 0 | 0 | 242.0964 | 0 | 0 | 0
5341 | 1468.154 | 0 | 1929.7216 | 1540.7729 | 0 | 0 | 388.9487 | 0 | 0 | 0
5342 | 1368.2013 | 0 | 910.1833 | 910.1833 | 0 | 0 | 0 | 500.916 | 0 | 0
5343 | 1425.388 | 0 | 283.5417 | 283.5417 | 0 | 0 | 0 | 1155.21 | 0 | 0
5344 | 1789.557 | 0 | 711.9555 | 711.9555 | 0 | 0 | 0 | 1111.157 | 0 | 0
5345 | 1671.8207 | 0 | 24.5427 | 24.5427 | 0 | 0 | 0 | 1648.435 | 0 | 0
5346 | 1623.3211 | 0 | 0 | 0 | 0 | 0 | 0 | 1623.321 | 0 | 0
5347 | 1399.3357 | 0 | 0 | 0 | 0 | 0 | 0 | 1399.336 | 0 | 0
5348 | 1383.398 | 0 | 0 | 0 | 0 | 0 | 0 | 1383.398 | 0 | 0
5349 | 1339.5691 | 0 | 0 | 0 | 0 | 0 | 0 | 1339.569 | 0 | 0
5350 | 1674.2622 | 0 | 0 | 0 | 0 | 0 | 0 | 1674.262 | 0 | 0
5351 | 1441.5708 | 0 | 0 | 0 | 0 | 0 | 0 | 1441.571 | 0 | 0
5352 | 1500.5405 | 0 | 0 | 0 | 0 | 0 | 0 | 1500.541 | 0 | 0
5353 | 1355.5069 | 0 | 0 | 0 | 0 | 0 | 0 | 1355.507 | 0 | 0
5354 | 1402.5233 | 0 | 0 | 0 | 0 | 0 | 0 | 1402.523 | 0 | 0
5355 | 1098.9089 | 0 | 0 | 0 | 0 | 0 | 0 | 1098.909 | 0 | 0
5356 | 1362.6789 | 0 | 0 | 0 | 0 | 0 | 0 | 1362.679 | 0 | 0
5357 | 1237.5674 | 0 | 0 | 0 | 0 | 0 | 0 | 1237.567 | 0 | 0
5358 | 1263.8647 | 0 | 0 | 0 | 0 | 0 | 0 | 1263.865 | 0 | 0
5359 | 1380.2104 | 0 | 136.9811 | 136.9811 | 0 | 0 | 0 | 1249.685 | 0 | 0
5360 | 1386.2658 | 0 | 53.0252 | 53.0252 | 0 | 0 | 0 | 1335.74 | 0 | 0
5361 | 1418.5776 | 0 | 313.9163 | 313.9163 | 0 | 0 | 0 | 1119.456 | 0 | 0
5362 | 1606.5008 | 0 | 1312.4591 | 1312.4591 | 0 | 0 | 0 | 355.9 | 0 | 0
5363 | 1395.5694 | 0 | 596.3603 | 596.3603 | 0 | 0 | 0 | 827.317 | 0 | 0
5364 | 1749.1418 | 0 | 1665.6915 | 1665.6915 | 0 | 0 | 0 | 161.957 | 0 | 0
5365 | 1070.1512 | 0 | 1000.5347 | 1000.5347 | 0 | 0 | 0 | 116.773 | 0 | 0
5366 | 1155.2987 | 0 | 565.312 | 565.312 | 0 | 0 | 0 | 616.631 | 0 | 0
5367 | 1561.8691 | 0 | 139.7821 | 139.7821 | 0 | 0 | 0 | 1428.675 | 0 | 0
5368 | 1337.3169 | 0 | 1066.7169 | 1066.7169 | 0 | 0 | 0 | 320.876 | 0 | 0
5369 | 1556.0846 | 0 | 587.9615 | 587.9615 | 0 | 0 | 0 | 995.834 | 0 | 0
5370 | 1554.3395 | 0 | 107.1659 | 107.1659 | 0 | 0 | 0 | 1452.225 | 0 | 0
5371 | 914.8386 | 0 | 0 | 0 | 0 | 0 | 0 | 914.839 | 0 | 0
5372 | 1265.4585 | 0 | 0 | 0 | 0 | 0 | 0 | 1265.459 | 0 | 0
5373 | 1199.3168 | 0 | 0 | 0 | 0 | 0 | 0 | 1199.317 | 0 | 0
5374 | 1364.2726 | 0 | 0 | 0 | 0 | 0 | 0 | 1364.273 | 0 | 0
5375 | 1340.366 | 0 | 0 | 0 | 0 | 0 | 0 | 1340.366 | 0 | 0
5376 | 1275.0212 | 0 | 0 | 0 | 0 | 0 | 0 | 1275.021 | 0 | 0
5377 | 2321.3354 | 0 | 0 | 0 | 0 | 0 | 0 | 2321.335 | 0 | 0
5378 | 2049.5965 | 0 | 0 | 0 | 0 | 0 | 0 | 2049.597 | 0 | 0
5379 | 2418.5558 | 0 | 0 | 0 | 0 | 0 | 0 | 2418.556 | 0 | 0
5380 | 2200.2084 | 0 | 0 | 0 | 0 | 0 | 0 | 2200.208 | 0 | 0
5381 | 1996.205 | 0 | 0 | 0 | 0 | 0 | 0 | 1996.205 | 0 | 0
5382 | 2369.9456 | 0 | 0 | 0 | 0 | 0 | 0 | 2369.946 | 0 | 0
5383 | 2032.8619 | 0 | 83.6695 | 83.6695 | 0 | 0 | 0 | 1953.136 | 0 | 0
5384 | 1717.081 | 0 | 322.5324 | 322.5324 | 0 | 0 | 0 | 1409.75 | 0 | 0
5385 | 1818.1981 | 0 | 949.7344 | 949.7344 | 0 | 0 | 0 | 913.227 | 0 | 0
5386 | 2087.6529 | 0 | 1315.2255 | 1315.2255 | 0 | 0 | 0 | 834.416 | 0 | 0
5387 | 2288.3681 | 0 | 1803.4733 | 1803.4733 | 0 | 0 | 0 | 569.895 | 0 | 0
5388 | 2277.5584 | 0 | 2031.255 | 2031.255 | 0 | 0 | 0 | 342.039 | 0 | 0
5389 | 2252.5022 | 0 | 1773.8407 | 1773.8407 | 0 | 0 | 0 | 562.265 | 0 | 0
5390 | 2381.0831 | 0 | 1505.28 | 1505.28 | 0 | 0 | 0 | 946.749 | 0 | 0
5391 | 2172.9459 | 0 | 691.215 | 691.215 | 0 | 0 | 0 | 1514.309 | 0 | 0
5392 | 1845.8412 | 0 | 92.6927 | 92.6927 | 0 | 0 | 0 | 1757.517 | 0 | 0
5393 | 2378.556 | 0 | 22.215 | 22.215 | 0 | 0 | 0 | 2357.388 | 0 | 0
5394 | 2247.4788 | 0 | 11.8348 | 11.8348 | 0 | 0 | 0 | 2236.202 | 0 | 0
5395 | 2405.0087 | 0 | 0 | 0 | 0 | 0 | 0 | 2405.009 | 0 | 0
5396 | 1889.422 | 0 | 0 | 0 | 0 | 0 | 0 | 1889.422 | 0 | 0
5397 | 2380.3051 | 0 | 0 | 0 | 0 | 0 | 0 | 2380.305 | 0 | 0
5398 | 2206.5835 | 0 | 0 | 0 | 0 | 0 | 0 | 2206.584 | 0 | 0
5399 | 2286.2723 | 0 | 0 | 0 | 0 | 0 | 0 | 2286.272 | 0 | 0
5400 | 1948.3917 | 0 | 0 | 0 | 0 | 0 | 0 | 1948.392 | 0 | 0
5401 | 1804.9518 | 0 | 0 | 0 | 0 | 0 | 0 | 1804.952 | 0 | 0
5402 | 1843.2025 | 0 | 0 | 0 | 0 | 0 | 0 | 1843.202 | 0 | 0
5403 | 1243.9425 | 0 | 0 | 0 | 0 | 0 | 0 | 1243.943 | 0 | 0
5404 | 1298.1309 | 0 | 0 | 0 | 0 | 0 | 0 | 1298.131 | 0 | 0
5405 | 1563.4947 | 0 | 0 | 0 | 0 | 0 | 0 | 1563.495 | 0 | 0
5406 | 1161.0661 | 0 | 0 | 0 | 0 | 0 | 0 | 1161.066 | 0 | 0
5407 | 1122.8155 | 0 | 160.7535 | 160.7535 | 0 | 0 | 0 | 969.639 | 0 | 0
5408 | 842.0808 | 0 | 854.7926 | 854.7926 | 0 | 0 | 0 | 27.575 | 0 | 0
5409 | 1173.7765 | 0 | 1088.1029 | 1088.1029 | 0 | 0 | 0 | 136.957 | 0 | 0
5410 | 1566.0129 | 0 | 1474.853 | 1474.853 | 0 | 0 | 0 | 160.672 | 0 | 0
5411 | 1402.9586 | 0 | 1461.147 | 1461.147 | 0 | 0 | 0 | 10.678 | 0 | 0
5412 | 1433.2991 | 0 | 1668.3088 | 1504.1938 | 0 | 0 | 164.115 | 0 | 0 | 0
5413 | 1510.4219 | 0 | 2002.3203 | 1585.1316 | 0 | 0 | 417.1887 | 0 | 0 | 0
5414 | 1372.2356 | 0 | 1872.9918 | 1440.1105 | 0 | 0 | 432.8813 | 0 | 0 | 0
5415 | 1544.9103 | 0 | 1500.5659 | 1500.5659 | 0 | 0 | 0 | 115.068 | 0 | 0
5416 | 1537.5301 | 0 | 1171.531 | 1171.531 | 0 | 0 | 0 | 421.215 | 0 | 0
5417 | 1196.4679 | 0 | 814.3348 | 814.3348 | 0 | 0 | 0 | 420.514 | 0 | 0
5418 | 1288.0652 | 0 | 192.6751 | 192.6751 | 0 | 0 | 0 | 1104.471 | 0 | 0
5419 | 1408.1115 | 0 | 0 | 0 | 0 | 0 | 0 | 1408.111 | 0 | 0
5420 | 1260.6772 | 0 | 0 | 0 | 0 | 0 | 0 | 1260.677 | 0 | 0
5421 | 1176.207 | 0 | 0 | 0 | 0 | 0 | 0 | 1176.207 | 0 | 0
5422 | 1688.6062 | 0 | 0 | 0 | 0 | 0 | 0 | 1688.606 | 0 | 0
5423 | 1341.1629 | 0 | 0 | 0 | 0 | 0 | 0 | 1341.163 | 0 | 0
5424 | 1206.4888 | 0 | 0 | 0 | 0 | 0 | 0 | 1206.489 | 0 | 0
5425 | 1402.5233 | 0 | 0 | 0 | 0 | 0 | 0 | 1402.523 | 0 | 0
5426 | 1134.7688 | 0 | 0 | 0 | 0 | 0 | 0 | 1134.769 | 0 | 0
5427 | 1440.7739 | 0 | 0 | 0 | 0 | 0 | 0 | 1440.774 | 0 | 0
5428 | 1137.9564 | 0 | 0 | 0 | 0 | 0 | 0 | 1137.956 | 0 | 0
5429 | 876.5771 | 0 | 0 | 0 | 0 | 0 | 0 | 876.577 | 0 | 0
5430 | 1141.1439 | 0 | 0 | 0 | 0 | 0 | 0 | 1141.144 | 0 | 0
5431 | 939.5312 | 0 | 187.582 | 187.582 | 0 | 0 | 0 | 760.79 | 0 | 0
5432 | 1269.4808 | 0 | 678.3685 | 678.3685 | 0 | 0 | 0 | 623.085 | 0 | 0
5433 | 1423.8829 | 0 | 1176.9976 | 1176.9976 | 0 | 0 | 0 | 302.359 | 0 | 0
5434 | 1541.5026 | 0 | 1617.7499 | 1617.7499 | 0 | 0 | 0 | 0 | 0 | 0
5435 | 1400.2571 | 0 | 2221.6653 | 1469.5175 | 0 | 0 | 752.1478 | 0 | 0 | 0
5436 | 1426.2825 | 0 | 1951.6575 | 1496.8308 | 0 | 0 | 454.8266 | 0 | 0 | 0
5437 | 1362.2406 | 0 | 1726.8867 | 1429.6201 | 0 | 0 | 297.2666 | 0 | 0 | 0
5438 | 1667.2764 | 0 | 1781.0442 | 1749.744 | 0 | 0 | 31.3002 | 0 | 0 | 0
5439 | 1636.4498 | 0 | 1441.3908 | 1441.3908 | 0 | 0 | 0 | 262.994 | 0 | 0
5440 | 1895.057 | 0 | 1036.3696 | 1036.3696 | 0 | 0 | 0 | 907.533 | 0 | 0
5441 | 1891.8794 | 0 | 215.0318 | 215.0318 | 0 | 0 | 0 | 1686.982 | 0 | 0
5442 | 1615.2725 | 0 | 28.7658 | 28.7658 | 0 | 0 | 0 | 1587.862 | 0 | 0
5443 | 1799.3766 | 0 | 0 | 0 | 0 | 0 | 0 | 1799.377 | 0 | 0
5444 | 1355.5069 | 0 | 0 | 0 | 0 | 0 | 0 | 1355.507 | 0 | 0
5445 | 1471.8526 | 0 | 0 | 0 | 0 | 0 | 0 | 1471.853 | 0 | 0
5446 | 1823.2803 | 0 | 0 | 0 | 0 | 0 | 0 | 1823.28 | 0 | 0
5447 | 1494.9623 | 0 | 0 | 0 | 0 | 0 | 0 | 1494.962 | 0 | 0
5448 | 1516.4783 | 0 | 0 | 0 | 0 | 0 | 0 | 1516.478 | 0 | 0
5449 | 1078.9867 | 0 | 0 | 0 | 0 | 0 | 0 | 1078.987 | 0 | 0
5450 | 1199.3168 | 0 | 0 | 0 | 0 | 0 | 0 | 1199.317 | 0 | 0
5451 | 1483.009 | 0 | 0 | 0 | 0 | 0 | 0 | 1483.009 | 0 | 0
5452 | 1071.8147 | 0 | 0 | 0 | 0 | 0 | 0 | 1071.815 | 0 | 0
5453 | 1069.424 | 0 | 0 | 0 | 0 | 0 | 0 | 1069.424 | 0 | 0
5454 | 908.4526 | 0 | 0 | 0 | 0 | 0 | 0 | 908.453 | 0 | 0
5455 | 961.0472 | 0 | 187.4855 | 187.4855 | 0 | 0 | 0 | 782.398 | 0 | 0
5456 | 1232.0808 | 0 | 679.356 | 679.356 | 0 | 0 | 0 | 584.744 | 0 | 0
5457 | 898.5931 | 0 | 1171.2067 | 943.0398 | 0 | 0 | 228.1668 | 0 | 0 | 0
5458 | 1637.5824 | 0 | 1506.15 | 1506.15 | 0 | 0 | 0 | 202.42 | 0 | 0
5459 | 1399.4642 | 0 | 1634.9023 | 1468.6863 | 0 | 0 | 166.216 | 0 | 0 | 0
5460 | 1253.0838 | 0 | 2454.2126 | 1315.0649 | 0 | 0 | 1139.1477 | 0 | 0 | 0
5461 | 1139.5362 | 0 | 1920.1043 | 1195.9005 | 0 | 0 | 724.2038 | 0 | 0 | 0
5462 | 1059.7836 | 0 | 2267.7283 | 1112.2027 | 0 | 0 | 1155.5256 | 0 | 0 | 0
5463 | 1558.9445 | 0 | 1923.0533 | 1636.0536 | 0 | 0 | 286.9997 | 0 | 0 | 0
5464 | 1523.5696 | 0 | 1208.3188 | 1208.3188 | 0 | 0 | 0 | 372.201 | 0 | 0
5465 | 1542.7437 | 0 | 788.963 | 788.963 | 0 | 0 | 0 | 790.966 | 0 | 0
5466 | 951.0801 | 0 | 159.7828 | 159.7828 | 0 | 0 | 0 | 798.828 | 0 | 0
5467 | 976.1213 | 0 | 0 | 0 | 0 | 0 | 0 | 976.121 | 0 | 0
5468 | 1243.9425 | 0 | 0 | 0 | 0 | 0 | 0 | 1243.943 | 0 | 0
5469 | 1221.6297 | 0 | 0 | 0 | 0 | 0 | 0 | 1221.63 | 0 | 0
5470 | 1326.8189 | 0 | 0 | 0 | 0 | 0 | 0 | 1326.819 | 0 | 0
5471 | 1231.9892 | 0 | 0 | 0 | 0 | 0 | 0 | 1231.989 | 0 | 0
5472 | 1280.5994 | 0 | 0 | 0 | 0 | 0 | 0 | 1280.599 | 0 | 0
5473 | 1526.8378 | 0 | 0 | 0 | 0 | 0 | 0 | 1526.838 | 0 | 0
5474 | 1339.5691 | 0 | 0 | 0 | 0 | 0 | 0 | 1339.569 | 0 | 0
5475 | 1200.1137 | 0 | 0 | 0 | 0 | 0 | 0 | 1200.114 | 0 | 0
5476 | 1116.4404 | 0 | 0 | 0 | 0 | 0 | 0 | 1116.44 | 0 | 0
5477 | 1081.3773 | 0 | 0 | 0 | 0 | 0 | 0 | 1081.377 | 0 | 0
5478 | 1066.2364 | 0 | 0 | 0 | 0 | 0 | 0 | 1066.236 | 0 | 0
5479 | 1336.3816 | 0 | 106.5131 | 106.5131 | 0 | 0 | 0 | 1234.889 | 0 | 0
5480 | 911.6949 | 0 | 686.3696 | 686.3696 | 0 | 0 | 0 | 257.675 | 0 | 0
5481 | 1039.4979 | 0 | 1497.8142 | 1090.9144 | 0 | 0 | 406.8998 | 0 | 0 | 0
5482 | 1131.3791 | 0 | 1661.416 | 1187.3401 | 0 | 0 | 474.0759 | 0 | 0 | 0
5483 | 1048.2088 | 0 | 2262.3005 | 1100.0563 | 0 | 0 | 1162.2443 | 0 | 0 | 0
5484 | 1006.9788 | 0 | 2420.0935 | 1056.7859 | 0 | 0 | 1363.3077 | 0 | 0 | 0
5485 | 904.3835 | 0 | 2419.7829 | 949.1162 | 0 | 0 | 1470.6667 | 0 | 0 | 0
5486 | 1037.6411 | 0 | 2239.2249 | 1088.9655 | 0 | 0 | 1150.2594 | 0 | 0 | 0
5487 | 1025.9707 | 0 | 1902.3516 | 1076.7183 | 0 | 0 | 825.6333 | 0 | 0 | 0
5488 | 1029.466 | 0 | 1415.9267 | 1080.3872 | 0 | 0 | 335.5395 | 0 | 0 | 0
5489 | 1371.0223 | 0 | 782.492 | 782.492 | 0 | 0 | 0 | 625.411 | 0 | 0
5490 | 1163.9011 | 0 | 167.0934 | 167.0934 | 0 | 0 | 0 | 1004.683 | 0 | 0
5491 | 1193.7386 | 0 | 0 | 0 | 0 | 0 | 0 | 1193.739 | 0 | 0
5492 | 1105.284 | 0 | 0 | 0 | 0 | 0 | 0 | 1105.284 | 0 | 0
5493 | 1094.1275 | 0 | 0 | 0 | 0 | 0 | 0 | 1094.128 | 0 | 0
5494 | 1174.6132 | 0 | 0 | 0 | 0 | 0 | 0 | 1174.613 | 0 | 0
5495 | 1165.0506 | 0 | 0 | 0 | 0 | 0 | 0 | 1165.051 | 0 | 0
5496 | 495.6645 | 0 | 0 | 0 | 0 | 0 | 0 | 495.664 | 0 | 0
5497 | 368.1624 | 0 | 0 | 0 | 0 | 0 | 0 | 368.162 | 0 | 0
5498 | 341.0682 | 0 | 0 | 0 | 0 | 0 | 0 | 341.068 | 0 | 0
5499 | 376.9281 | 0 | 0 | 0 | 0 | 0 | 0 | 376.928 | 0 | 0
5500 | 385.6939 | 0 | 0 | 0 | 0 | 0 | 0 | 385.694 | 0 | 0
5501 | 367.3655 | 0 | 0 | 0 | 0 | 0 | 0 | 367.365 | 0 | 0
5502 | 324.3335 | 0 | 0 | 0 | 0 | 0 | 0 | 324.334 | 0 | 0
5503 | 333.8962 | 0 | 86.035 | 86.035 | 0 | 0 | 0 | 251.916 | 0 | 0
5504 | 280.1859 | 0 | 855.035 | 294.0448 | 0 | 0 | 560.9903 | 0 | 0 | 0
5505 | 809.242 | 0 | 1495.3658 | 849.2693 | 0 | 0 | 646.0965 | 0 | 0 | 0
5506 | 1188.3885 | 0 | 1979.7358 | 1247.1699 | 0 | 0 | 732.5659 | 0 | 0 | 0
5507 | 993.5084 | 0 | 2326.2621 | 1042.6506 | 0 | 0 | 1283.6115 | 0 | 0 | 0
5508 | 1233.7922 | 0 | 2105.7941 | 1294.8187 | 0 | 0 | 810.9755 | 0 | 0 | 0
5509 | 1154.0047 | 0 | 1544.0976 | 1211.0842 | 0 | 0 | 333.0134 | 0 | 0 | 0
5510 | 1230.0597 | 0 | 1762.1896 | 1290.9021 | 0 | 0 | 471.2875 | 0 | 0 | 0
5511 | 1043.0311 | 0 | 1514.148 | 1094.6221 | 0 | 0 | 419.5259 | 0 | 0 | 0
5512 | 1276.6757 | 0 | 1146.0731 | 1146.0731 | 0 | 0 | 0 | 184.618 | 0 | 0
5513 | 1051.0647 | 0 | 793.8115 | 793.8115 | 0 | 0 | 0 | 294.667 | 0 | 0
5514 | 1040.0298 | 0 | 162.1451 | 162.1451 | 0 | 0 | 0 | 885.527 | 0 | 0
5515 | 1084.0897 | 0 | 0 | 0 | 0 | 0 | 0 | 1084.09 | 0 | 0
5516 | 894.9055 | 0 | 0 | 0 | 0 | 0 | 0 | 894.905 | 0 | 0
5517 | 269.3482 | 0 | 0 | 0 | 0 | 0 | 0 | 269.348 | 0 | 0
5518 | 90.8453 | 0 | 0 | 0 | 0 | 0 | 0 | 90.845 | 0 | 0
5519 | 94.0328 | 0 | 0 | 0 | 0 | 0 | 0 | 94.033 | 0 | 0
5520 | 90.8453 | 0 | 0 | 0 | 0 | 0 | 0 | 90.845 | 0 | 0
5521 | 95.6266 | 0 | 0 | 0 | 0 | 0 | 0 | 95.627 | 0 | 0
5522 | 87.6577 | 0 | 0 | 0 | 0 | 0 | 0 | 87.658 | 0 | 0
5523 | 94.0328 | 0 | 0 | 0 | 0 | 0 | 0 | 94.033 | 0 | 0
5524 | 85.267 | 0 | 0 | 0 | 0 | 0 | 0 | 85.267 | 0 | 0
5525 | 94.8297 | 0 | 0 | 0 | 0 | 0 | 0 | 94.83 | 0 | 0
5526 | 87.6577 | 0 | 0 | 0 | 0 | 0 | 0 | 87.658 | 0 | 0
5527 | 93.2359 | 0 | 207.6666 | 97.8477 | 0 | 0 | 109.8189 | 0 | 0 | 0
5528 | 76.7762 | 0 | 867.4282 | 80.5735 | 0 | 0 | 786.8546 | 0 | 0 | 0
5529 | 83.0716 | 0 | 1507.5385 | 87.181 | 0 | 0 | 1420.3575 | 0 | 0 | 0
5530 | 78.5941 | 0 | 1981.5283 | 82.4815 | 0 | 0 | 1899.0468 | 0 | 0 | 0
5531 | 85.6854 | 0 | 2300.0759 | 89.9243 | 0 | 0 | 2210.1517 | 0 | 0 | 0
5532 | 80.162 | 0 | 2447.92 | 84.126 | 0 | 0 | 2363.7941 | 0 | 0 | 0
5533 | 88.2653 | 0 | 2431.4624 | 92.6308 | 0 | 0 | 2338.8315 | 0 | 0 | 0
5534 | 80.4469 | 0 | 2260.8774 | 84.4261 | 0 | 0 | 2176.4513 | 0 | 0 | 0
5535 | 94.9911 | 0 | 1542.112 | 99.6895 | 0 | 0 | 1442.4225 | 0 | 0 | 0
5536 | 84.2281 | 0 | 1427.9535 | 88.3941 | 0 | 0 | 1339.5594 | 0 | 0 | 0
5537 | 89.7426 | 0 | 781.9221 | 94.1819 | 0 | 0 | 687.7402 | 0 | 0 | 0
5538 | 80.4598 | 0 | 162.2417 | 84.4398 | 0 | 0 | 77.8019 | 0 | 0 | 0
5539 | 96.4285 | 0 | 0 | 0 | 0 | 0 | 0 | 96.428 | 0 | 0
5540 | 86.0639 | 0 | 0 | 0 | 0 | 0 | 0 | 86.064 | 0 | 0
5541 | 93.2359 | 0 | 0 | 0 | 0 | 0 | 0 | 93.236 | 0 | 0
5542 | 86.8608 | 0 | 0 | 0 | 0 | 0 | 0 | 86.861 | 0 | 0
5543 | 92.439 | 0 | 0 | 0 | 0 | 0 | 0 | 92.439 | 0 | 0
5544 | 86.8608 | 0 | 0 | 0 | 0 | 0 | 0 | 86.861 | 0 | 0
5545 | 93.2359 | 0 | 0 | 0 | 0 | 0 | 0 | 93.236 | 0 | 0
5546 | 87.6577 | 0 | 0 | 0 | 0 | 0 | 0 | 87.658 | 0 | 0
5547 | 92.439 | 0 | 0 | 0 | 0 | 0 | 0 | 92.439 | 0 | 0
5548 | 86.8608 | 0 | 0 | 0 | 0 | 0 | 0 | 86.861 | 0 | 0
5549 | 93.2359 | 0 | 0 | 0 | 0 | 0 | 0 | 93.236 | 0 | 0
5550 | 82.8764 | 0 | 0 | 0 | 0 | 0 | 0 | 82.876 | 0 | 0
5551 | 84.4702 | 0 | 211.8036 | 88.6481 | 0 | 0 | 123.1555 | 0 | 0 | 0
5552 | 79.4856 | 0 | 856.7509 | 83.4176 | 0 | 0 | 773.3333 | 0 | 0 | 0
5553 | 83.7151 | 0 | 1493.673 | 87.8558 | 0 | 0 | 1405.8172 | 0 | 0 | 0
5554 | 80.1929 | 0 | 1975.4645 | 84.1596 | 0 | 0 | 1891.305 | 0 | 0 | 0
5555 | 80.8682 | 0 | 2335.8825 | 84.8679 | 0 | 0 | 2251.0146 | 0 | 0 | 0
5556 | 79.7665 | 0 | 2482.2459 | 83.7114 | 0 | 0 | 2398.5344 | 0 | 0 | 0
5557 | 81.1979 | 0 | 2463.3639 | 85.2143 | 0 | 0 | 2378.1497 | 0 | 0 | 0
5558 | 74.3586 | 0 | 2266.4092 | 78.0359 | 0 | 0 | 2188.3732 | 0 | 0 | 0
5559 | 87.9635 | 0 | 1458.008 | 92.3149 | 0 | 0 | 1365.6931 | 0 | 0 | 0
5560 | 78.7595 | 0 | 1235.8935 | 82.6557 | 0 | 0 | 1153.2378 | 0 | 0 | 0
5561 | 83.995 | 0 | 712.9116 | 88.1496 | 0 | 0 | 624.7619 | 0 | 0 | 0
5562 | 78.9318 | 0 | 163.5787 | 82.8362 | 0 | 0 | 80.7425 | 0 | 0 | 0
5563 | 94.8446 | 0 | 0 | 0 | 0 | 0 | 0 | 94.845 | 0 | 0
5564 | 89.2515 | 0 | 0 | 0 | 0 | 0 | 0 | 89.251 | 0 | 0
5565 | 93.2359 | 0 | 0 | 0 | 0 | 0 | 0 | 93.236 | 0 | 0
5566 | 86.8608 | 0 | 0 | 0 | 0 | 0 | 0 | 86.861 | 0 | 0
5567 | 96.4235 | 0 | 0 | 0 | 0 | 0 | 0 | 96.423 | 0 | 0
5568 | 86.8608 | 0 | 0 | 0 | 0 | 0 | 0 | 86.861 | 0 | 0
5569 | 93.2359 | 0 | 0 | 0 | 0 | 0 | 0 | 93.236 | 0 | 0
5570 | 88.4546 | 0 | 0 | 0 | 0 | 0 | 0 | 88.455 | 0 | 0
5571 | 86.8608 | 0 | 0 | 0 | 0 | 0 | 0 | 86.861 | 0 | 0
5572 | 86.8608 | 0 | 0 | 0 | 0 | 0 | 0 | 86.861 | 0 | 0
5573 | 93.2359 | 0 | 0 | 0 | 0 | 0 | 0 | 93.236 | 0 | 0
5574 | 83.6733 | 0 | 0 | 0 | 0 | 0 | 0 | 83.673 | 0 | 0
5575 | 86.8608 | 0 | 209.4686 | 91.1574 | 0 | 0 | 118.3112 | 0 | 0 | 0
5576 | 75.7243 | 0 | 870.84 | 79.4695 | 0 | 0 | 791.3704 | 0 | 0 | 0
5577 | 84.1783 | 0 | 1510.1002 | 88.3417 | 0 | 0 | 1421.7585 | 0 | 0 | 0
5578 | 72.4879 | 0 | 1995.0066 | 76.0735 | 0 | 0 | 1918.9331 | 0 | 0 | 0
5579 | 80.7865 | 0 | 1924.5278 | 84.7819 | 0 | 0 | 1839.7459 | 0 | 0 | 0
5580 | 74.8706 | 0 | 2107.2686 | 78.5743 | 0 | 0 | 2028.6943 | 0 | 0 | 0
5581 | 86.2801 | 0 | 2460.9323 | 90.5476 | 0 | 0 | 2370.3847 | 0 | 0 | 0
5582 | 78.115 | 0 | 1434.2419 | 81.9788 | 0 | 0 | 1352.2631 | 0 | 0 | 0
5583 | 78.5463 | 0 | 1574.5078 | 82.4321 | 0 | 0 | 1492.0757 | 0 | 0 | 0
5584 | 79.3432 | 0 | 1420.5254 | 83.2675 | 0 | 0 | 1337.2579 | 0 | 0 | 0
5585 | 88.3072 | 0 | 770.6645 | 92.6749 | 0 | 0 | 677.9896 | 0 | 0 | 0
5586 | 82.3435 | 0 | 158.471 | 86.417 | 0 | 0 | 72.054 | 0 | 0 | 0
5587 | 97.2562 | 0 | 0 | 0 | 0 | 0 | 0 | 97.256 | 0 | 0
5588 | 88.4546 | 0 | 0 | 0 | 0 | 0 | 0 | 88.455 | 0 | 0
5589 | 94.0328 | 0 | 0 | 0 | 0 | 0 | 0 | 94.033 | 0 | 0
5590 | 86.8608 | 0 | 0 | 0 | 0 | 0 | 0 | 86.861 | 0 | 0
5591 | 90.8453 | 0 | 0 | 0 | 0 | 0 | 0 | 90.845 | 0 | 0
5592 | 84.4702 | 0 | 0 | 0 | 0 | 0 | 0 | 84.47 | 0 | 0
5593 | 93.2359 | 0 | 0 | 0 | 0 | 0 | 0 | 93.236 | 0 | 0
5594 | 81.2826 | 0 | 0 | 0 | 0 | 0 | 0 | 81.283 | 0 | 0
5595 | 92.439 | 0 | 0 | 0 | 0 | 0 | 0 | 92.439 | 0 | 0
5596 | 79.6888 | 0 | 0 | 0 | 0 | 0 | 0 | 79.689 | 0 | 0
5597 | 90.0484 | 0 | 0 | 0 | 0 | 0 | 0 | 90.048 | 0 | 0
5598 | 79.6888 | 0 | 0 | 0 | 0 | 0 | 0 | 79.689 | 0 | 0
5599 | 86.0639 | 0 | 188.6493 | 90.321 | 0 | 0 | 98.3284 | 0 | 0 | 0
5600 | 75.1595 | 0 | 681.2073 | 78.8776 | 0 | 0 | 602.3297 | 0 | 0 | 0
5601 | 85.1346 | 0 | 1208.598 | 89.345 | 0 | 0 | 1119.253 | 0 | 0 | 0
5602 | 74.1644 | 0 | 1561.7411 | 77.8334 | 0 | 0 | 1483.9077 | 0 | 0 | 0
5603 | 80.2656 | 0 | 1887.889 | 84.2362 | 0 | 0 | 1803.6528 | 0 | 0 | 0
5604 | 72.995 | 0 | 1899.0909 | 76.6055 | 0 | 0 | 1822.4854 | 0 | 0 | 0
5605 | 82.3325 | 0 | 2002.0201 | 86.4054 | 0 | 0 | 1915.6147 | 0 | 0 | 0
5606 | 74.6694 | 0 | 1718.1877 | 78.3623 | 0 | 0 | 1639.8254 | 0 | 0 | 0
5607 | 86.4494 | 0 | 1580.9232 | 90.725 | 0 | 0 | 1490.1982 | 0 | 0 | 0
5608 | 80.9369 | 0 | 1209.234 | 84.9404 | 0 | 0 | 1124.2936 | 0 | 0 | 0
5609 | 86.7502 | 0 | 707.9077 | 91.0409 | 0 | 0 | 616.8668 | 0 | 0 | 0
5610 | 79.3501 | 0 | 157.2935 | 83.2749 | 0 | 0 | 74.0186 | 0 | 0 | 0
5611 | 96.4444 | 0 | 0 | 0 | 0 | 0 | 0 | 96.444 | 0 | 0
5612 | 87.6577 | 0 | 0 | 0 | 0 | 0 | 0 | 87.658 | 0 | 0
5613 | 90.8453 | 0 | 0 | 0 | 0 | 0 | 0 | 90.845 | 0 | 0
5614 | 86.0639 | 0 | 0 | 0 | 0 | 0 | 0 | 86.064 | 0 | 0
5615 | 92.439 | 0 | 0 | 0 | 0 | 0 | 0 | 92.439 | 0 | 0
5616 | 87.6577 | 0 | 0 | 0 | 0 | 0 | 0 | 87.658 | 0 | 0
5617 | 94.0328 | 0 | 0 | 0 | 0 | 0 | 0 | 94.033 | 0 | 0
5618 | 86.8608 | 0 | 0 | 0 | 0 | 0 | 0 | 86.861 | 0 | 0
5619 | 93.2359 | 0 | 0 | 0 | 0 | 0 | 0 | 93.236 | 0 | 0
5620 | 79.6888 | 0 | 0 | 0 | 0 | 0 | 0 | 79.689 | 0 | 0
5621 | 88.4546 | 0 | 0 | 0 | 0 | 0 | 0 | 88.455 | 0 | 0
5622 | 86.0639 | 0 | 0 | 0 | 0 | 0 | 0 | 86.064 | 0 | 0
5623 | 88.4546 | 0 | 216.5545 | 92.8292 | 0 | 0 | 123.7254 | 0 | 0 | 0
5624 | 78.9726 | 0 | 756.5367 | 82.8782 | 0 | 0 | 673.6585 | 0 | 0 | 0
5625 | 84.4114 | 0 | 1191.6985 | 88.5872 | 0 | 0 | 1103.1112 | 0 | 0 | 0
5626 | 75.3169 | 0 | 1600.1483 | 79.0424 | 0 | 0 | 1521.1059 | 0 | 0 | 0
5627 | 86.3179 | 0 | 1839.388 | 90.5875 | 0 | 0 | 1748.8005 | 0 | 0 | 0
5628 | 74.6116 | 0 | 1982.2566 | 78.3025 | 0 | 0 | 1903.9541 | 0 | 0 | 0
5629 | 87.3011 | 0 | 1871.8626 | 91.6191 | 0 | 0 | 1780.2435 | 0 | 0 | 0
5630 | 82.3166 | 0 | 708.8953 | 86.3876 | 0 | 0 | 622.5077 | 0 | 0 | 0
5631 | 88.9845 | 0 | 1051.4053 | 93.3864 | 0 | 0 | 958.0188 | 0 | 0 | 0
5632 | 81.1182 | 0 | 910.815 | 85.1303 | 0 | 0 | 825.6847 | 0 | 0 | 0
5633 | 82.9302 | 0 | 318.8824 | 87.0319 | 0 | 0 | 231.8504 | 0 | 0 | 0
5634 | 82.6104 | 0 | 91.0766 | 86.6961 | 0 | 0 | 4.3805 | 0 | 0 | 0
5635 | 95.6336 | 0 | 0 | 0 | 0 | 0 | 0 | 95.634 | 0 | 0
5636 | 90.8453 | 0 | 0 | 0 | 0 | 0 | 0 | 90.845 | 0 | 0
5637 | 93.2359 | 0 | 0 | 0 | 0 | 0 | 0 | 93.236 | 0 | 0
5638 | 88.4546 | 0 | 0 | 0 | 0 | 0 | 0 | 88.455 | 0 | 0
5639 | 97.2204 | 0 | 0 | 0 | 0 | 0 | 0 | 97.22 | 0 | 0
5640 | 90.0484 | 0 | 0 | 0 | 0 | 0 | 0 | 90.048 | 0 | 0
5641 | 92.439 | 0 | 0 | 0 | 0 | 0 | 0 | 92.439 | 0 | 0
5642 | 86.0639 | 0 | 0 | 0 | 0 | 0 | 0 | 86.064 | 0 | 0
5643 | 90.8453 | 0 | 0 | 0 | 0 | 0 | 0 | 90.845 | 0 | 0
5644 | 86.8608 | 0 | 0 | 0 | 0 | 0 | 0 | 86.861 | 0 | 0
5645 | 92.439 | 0 | 0 | 0 | 0 | 0 | 0 | 92.439 | 0 | 0
5646 | 85.267 | 0 | 0 | 0 | 0 | 0 | 0 | 85.267 | 0 | 0
5647 | 76.5013 | 0 | 165.2977 | 80.2849 | 0 | 0 | 85.0128 | 0 | 0 | 0
5648 | 82.453 | 0 | 673.7068 | 86.5313 | 0 | 0 | 587.1754 | 0 | 0 | 0
5649 | 644.2323 | 0 | 1230.0186 | 676.0975 | 0 | 0 | 553.9211 | 0 | 0 | 0
5650 | 550.7832 | 0 | 1577.8535 | 578.0262 | 0 | 0 | 999.8273 | 0 | 0 | 0
5651 | 872.9741 | 0 | 1720.7778 | 916.1537 | 0 | 0 | 804.6241 | 0 | 0 | 0
5652 | 946.1464 | 0 | 1235.3509 | 992.9449 | 0 | 0 | 242.4059 | 0 | 0 | 0
5653 | 1239.5337 | 0 | 621.051 | 621.051 | 0 | 0 | 0 | 647.754 | 0 | 0
5654 | 1165.2976 | 0 | 760.0692 | 760.0692 | 0 | 0 | 0 | 441.051 | 0 | 0
5655 | 1376.3664 | 0 | 112.9778 | 112.9778 | 0 | 0 | 0 | 1268.714 | 0 | 0
5656 | 885.9086 | 0 | 63.6615 | 63.6615 | 0 | 0 | 0 | 825.248 | 0 | 0
5657 | 1355.6593 | 0 | 16.9457 | 16.9457 | 0 | 0 | 0 | 1339.513 | 0 | 0
5658 | 1090.8972 | 0 | 38.404 | 38.404 | 0 | 0 | 0 | 1054.303 | 0 | 0
5659 | 1122.6312 | 0 | 0 | 0 | 0 | 0 | 0 | 1122.631 | 0 | 0
5660 | 1206.4888 | 0 | 0 | 0 | 0 | 0 | 0 | 1206.489 | 0 | 0
5661 | 1114.0497 | 0 | 0 | 0 | 0 | 0 | 0 | 1114.05 | 0 | 0
5662 | 1332.3971 | 0 | 0 | 0 | 0 | 0 | 0 | 1332.397 | 0 | 0
5663 | 1107.6746 | 0 | 0 | 0 | 0 | 0 | 0 | 1107.675 | 0 | 0
5664 | 162.5652 | 0 | 0 | 0 | 0 | 0 | 0 | 162.565 | 0 | 0
5665 | 108.3768 | 0 | 0 | 0 | 0 | 0 | 0 | 108.377 | 0 | 0
5666 | 94.0328 | 0 | 0 | 0 | 0 | 0 | 0 | 94.033 | 0 | 0
5667 | 105.1892 | 0 | 0 | 0 | 0 | 0 | 0 | 105.189 | 0 | 0
5668 | 101.2048 | 0 | 0 | 0 | 0 | 0 | 0 | 101.205 | 0 | 0
5669 | 105.1892 | 0 | 0 | 0 | 0 | 0 | 0 | 105.189 | 0 | 0
5670 | 94.8297 | 0 | 0 | 0 | 0 | 0 | 0 | 94.83 | 0 | 0
5671 | 86.8608 | 0 | 91.2319 | 91.1574 | 0 | 0 | 0.074512 | 0 | 0 | 0
5672 | 82.0825 | 0 | 887.5296 | 86.142 | 0 | 0 | 801.3876 | 0 | 0 | 0
5673 | 832.2691 | 0 | 1532.1736 | 873.4353 | 0 | 0 | 658.7383 | 0 | 0 | 0
5674 | 1035.63 | 0 | 2014.5381 | 1086.8551 | 0 | 0 | 927.6831 | 0 | 0 | 0
5675 | 888.0562 | 0 | 2316.7508 | 931.9817 | 0 | 0 | 1384.7692 | 0 | 0 | 0
5676 | 1347.1615 | 0 | 2473.9478 | 1413.7952 | 0 | 0 | 1060.1525 | 0 | 0 | 0
5677 | 1336.4483 | 0 | 2458.2562 | 1402.5523 | 0 | 0 | 1055.7039 | 0 | 0 | 0
5678 | 1189.8149 | 0 | 2273.0607 | 1248.6665 | 0 | 0 | 1024.3942 | 0 | 0 | 0
5679 | 1475.6089 | 0 | 1393.9216 | 1393.9216 | 0 | 0 | 0 | 147.385 | 0 | 0
5680 | 1639.9322 | 0 | 1419.5137 | 1419.5137 | 0 | 0 | 0 | 287.322 | 0 | 0
5681 | 1706.823 | 0 | 575.9273 | 575.9273 | 0 | 0 | 0 | 1158.04 | 0 | 0
5682 | 1428.5228 | 0 | 70.9962 | 70.9962 | 0 | 0 | 0 | 1360.873 | 0 | 0
5683 | 1533.5207 | 0 | 0 | 0 | 0 | 0 | 0 | 1533.521 | 0 | 0
5684 | 1655.1368 | 0 | 0 | 0 | 0 | 0 | 0 | 1655.137 | 0 | 0
5685 | 1609.7142 | 0 | 0 | 0 | 0 | 0 | 0 | 1609.714 | 0 | 0
5686 | 1722.0755 | 0 | 0 | 0 | 0 | 0 | 0 | 1722.075 | 0 | 0
5687 | 1463.8837 | 0 | 0 | 0 | 0 | 0 | 0 | 1463.884 | 0 | 0
5688 | 1754.7479 | 0 | 0 | 0 | 0 | 0 | 0 | 1754.748 | 0 | 0
5689 | 1349.1318 | 0 | 0 | 0 | 0 | 0 | 0 | 1349.132 | 0 | 0
5690 | 1326.022 | 0 | 0 | 0 | 0 | 0 | 0 | 1326.022 | 0 | 0
5691 | 1411.2891 | 0 | 0 | 0 | 0 | 0 | 0 | 1411.289 | 0 | 0
5692 | 1294.1465 | 0 | 0 | 0 | 0 | 0 | 0 | 1294.146 | 0 | 0
5693 | 1482.2121 | 0 | 0 | 0 | 0 | 0 | 0 | 1482.212 | 0 | 0
5694 | 1483.009 | 0 | 0 | 0 | 0 | 0 | 0 | 1483.009 | 0 | 0
5695 | 1287.7714 | 0 | 181.2936 | 181.2936 | 0 | 0 | 0 | 1115.022 | 0 | 0
5696 | 1284.4902 | 0 | 657.7455 | 657.7455 | 0 | 0 | 0 | 657.745 | 0 | 0
5697 | 1520.7915 | 0 | 1086.6221 | 1086.6221 | 0 | 0 | 0 | 485.384 | 0 | 0
5698 | 1079.7616 | 0 | 1416.1817 | 1133.1699 | 0 | 0 | 283.0118 | 0 | 0 | 0
5699 | 1397.4561 | 0 | 1707.1232 | 1466.578 | 0 | 0 | 240.5452 | 0 | 0 | 0
5700 | 1300.2516 | 0 | 2056.0391 | 1364.5649 | 0 | 0 | 691.4742 | 0 | 0 | 0
5701 | 1512.0147 | 0 | 1919.5282 | 1586.8034 | 0 | 0 | 332.7248 | 0 | 0 | 0
5702 | 1330.6818 | 0 | 1665.6642 | 1396.5011 | 0 | 0 | 269.163 | 0 | 0 | 0
5703 | 1355.5716 | 0 | 1485.2783 | 1422.6223 | 0 | 0 | 62.6561 | 0 | 0 | 0
5704 | 1598.3855 | 0 | 663.8408 | 663.8408 | 0 | 0 | 0 | 965.833 | 0 | 0
5705 | 1495.9604 | 0 | 318.5686 | 318.5686 | 0 | 0 | 0 | 1192.407 | 0 | 0
5706 | 1298.7306 | 0 | 98.512 | 98.512 | 0 | 0 | 0 | 1204.862 | 0 | 0
5707 | 1402.2623 | 0 | 0 | 0 | 0 | 0 | 0 | 1402.262 | 0 | 0
5708 | 1392.1637 | 0 | 0 | 0 | 0 | 0 | 0 | 1392.164 | 0 | 0
5709 | 1202.5043 | 0 | 0 | 0 | 0 | 0 | 0 | 1202.504 | 0 | 0
5710 | 1352.3193 | 0 | 0 | 0 | 0 | 0 | 0 | 1352.319 | 0 | 0
5711 | 1295.7403 | 0 | 0 | 0 | 0 | 0 | 0 | 1295.74 | 0 | 0
5712 | 1243.9425 | 0 | 0 | 0 | 0 | 0 | 0 | 1243.943 | 0 | 0
5713 | 1173.8164 | 0 | 0 | 0 | 0 | 0 | 0 | 1173.816 | 0 | 0
5714 | 1220.8328 | 0 | 0 | 0 | 0 | 0 | 0 | 1220.833 | 0 | 0
5715 | 1220.0359 | 0 | 0 | 0 | 0 | 0 | 0 | 1220.036 | 0 | 0
5716 | 899.6868 | 0 | 0 | 0 | 0 | 0 | 0 | 899.687 | 0 | 0
5717 | 1117.2373 | 0 | 0 | 0 | 0 | 0 | 0 | 1117.237 | 0 | 0
5718 | 1305.3029 | 0 | 0 | 0 | 0 | 0 | 0 | 1305.303 | 0 | 0
5719 | 1147.519 | 0 | 223.2616 | 223.2616 | 0 | 0 | 0 | 934.78 | 0 | 0
5720 | 929.5402 | 0 | 791.8815 | 791.8815 | 0 | 0 | 0 | 174.982 | 0 | 0
5721 | 1210.9693 | 0 | 1037.2742 | 1037.2742 | 0 | 0 | 0 | 222.583 | 0 | 0
5722 | 1135.0278 | 0 | 1449.1359 | 1191.1685 | 0 | 0 | 257.9674 | 0 | 0 | 0
5723 | 1545.1075 | 0 | 2349.3776 | 1621.5322 | 0 | 0 | 727.8454 | 0 | 0 | 0
5724 | 1332.948 | 0 | 985.0225 | 985.0225 | 0 | 0 | 0 | 394.351 | 0 | 0
5725 | 1136.3975 | 0 | 2477.9714 | 1192.6073 | 0 | 0 | 1285.3641 | 0 | 0 | 0
5726 | 1310.148 | 0 | 1549.7059 | 1374.9515 | 0 | 0 | 174.7544 | 0 | 0 | 0
5727 | 1355.743 | 0 | 1907.9148 | 1422.8017 | 0 | 0 | 485.1131 | 0 | 0 | 0
5728 | 1265.597 | 0 | 1230.0259 | 1230.0259 | 0 | 0 | 0 | 93.544 | 0 | 0
5729 | 1372.3541 | 0 | 36.8571 | 36.8571 | 0 | 0 | 0 | 1337.234 | 0 | 0
5730 | 1424.6399 | 0 | 124.4044 | 124.4044 | 0 | 0 | 0 | 1306.099 | 0 | 0
5731 | 1131.4817 | 0 | 0 | 0 | 0 | 0 | 0 | 1131.482 | 0 | 0
5732 | 1318.85 | 0 | 0 | 0 | 0 | 0 | 0 | 1318.85 | 0 | 0
5733 | 1212.067 | 0 | 0 | 0 | 0 | 0 | 0 | 1212.067 | 0 | 0
5734 | 1363.4758 | 0 | 0 | 0 | 0 | 0 | 0 | 1363.476 | 0 | 0
5735 | 1298.9278 | 0 | 0 | 0 | 0 | 0 | 0 | 1298.928 | 0 | 0
5736 | 502.0396 | 0 | 0 | 0 | 0 | 0 | 0 | 502.04 | 0 | 0
5737 | 307.5989 | 0 | 0 | 0 | 0 | 0 | 0 | 307.599 | 0 | 0
5738 | 222.3318 | 0 | 0 | 0 | 0 | 0 | 0 | 222.332 | 0 | 0
5739 | 304.4113 | 0 | 0 | 0 | 0 | 0 | 0 | 304.411 | 0 | 0
5740 | 233.4883 | 0 | 0 | 0 | 0 | 0 | 0 | 233.488 | 0 | 0
5741 | 283.6922 | 0 | 0 | 0 | 0 | 0 | 0 | 283.692 | 0 | 0
5742 | 279.7078 | 0 | 0 | 0 | 0 | 0 | 0 | 279.708 | 0 | 0
5743 | 278.114 | 0 | 220.7156 | 220.7156 | 0 | 0 | 0 | 67.801 | 0 | 0
5744 | 207.0754 | 0 | 891.6571 | 217.3185 | 0 | 0 | 674.3386 | 0 | 0 | 0
5745 | 1378.0269 | 0 | 950.0513 | 950.0513 | 0 | 0 | 0 | 472.753 | 0 | 0
5746 | 1300.4519 | 0 | 1984.7365 | 1364.7759 | 0 | 0 | 619.9606 | 0 | 0 | 0
5747 | 1608.7589 | 0 | 2294.9608 | 1688.3326 | 0 | 0 | 606.6283 | 0 | 0 | 0
5748 | 1772.0822 | 0 | 2439.8811 | 1859.734 | 0 | 0 | 580.1472 | 0 | 0 | 0
5749 | 1617.9401 | 0 | 2062.6938 | 1697.9677 | 0 | 0 | 364.7261 | 0 | 0 | 0
5750 | 1533.0237 | 0 | 1398.2107 | 1398.2107 | 0 | 0 | 0 | 200.713 | 0 | 0
5751 | 1780.7354 | 0 | 1482.6295 | 1482.6295 | 0 | 0 | 0 | 367.984 | 0 | 0
5752 | 1349.0361 | 0 | 173.5895 | 173.5895 | 0 | 0 | 0 | 1183.628 | 0 | 0
5753 | 1613.9387 | 0 | 221.9456 | 221.9456 | 0 | 0 | 0 | 1402.454 | 0 | 0
5754 | 1295.9295 | 0 | 42.796 | 42.796 | 0 | 0 | 0 | 1255.15 | 0 | 0
5755 | 1388.6465 | 0 | 0 | 0 | 0 | 0 | 0 | 1388.646 | 0 | 0
5756 | 1267.0523 | 0 | 0 | 0 | 0 | 0 | 0 | 1267.052 | 0 | 0
5757 | 1465.4775 | 0 | 0 | 0 | 0 | 0 | 0 | 1465.477 | 0 | 0
5758 | 1438.3833 | 0 | 0 | 0 | 0 | 0 | 0 | 1438.383 | 0 | 0
5759 | 1352.3193 | 0 | 0 | 0 | 0 | 0 | 0 | 1352.319 | 0 | 0
5760 | 574.5564 | 0 | 0 | 0 | 0 | 0 | 0 | 574.556 | 0 | 0
5761 | 496.4614 | 0 | 0 | 0 | 0 | 0 | 0 | 496.461 | 0 | 0
5762 | 496.4614 | 0 | 0 | 0 | 0 | 0 | 0 | 496.461 | 0 | 0
5763 | 502.0396 | 0 | 0 | 0 | 0 | 0 | 0 | 502.04 | 0 | 0
5764 | 419.9601 | 0 | 0 | 0 | 0 | 0 | 0 | 419.96 | 0 | 0
5765 | 483.7112 | 0 | 0 | 0 | 0 | 0 | 0 | 483.711 | 0 | 0
5766 | 465.3827 | 0 | 0 | 0 | 0 | 0 | 0 | 465.383 | 0 | 0
5767 | 470.1641 | 0 | 184.2185 | 184.2185 | 0 | 0 | 0 | 294.628 | 0 | 0
5768 | 384.0224 | 0 | 660.9191 | 403.0168 | 0 | 0 | 257.9023 | 0 | 0 | 0
5769 | 1040.75 | 0 | 1042.4124 | 1042.4124 | 0 | 0 | 0 | 47.468 | 0 | 0
5770 | 1686.0651 | 0 | 1324.6455 | 1324.6455 | 0 | 0 | 0 | 423.852 | 0 | 0
5771 | 1865.857 | 0 | 1815.4078 | 1815.4078 | 0 | 0 | 0 | 136.012 | 0 | 0
5772 | 1807.6941 | 0 | 1554.057 | 1554.057 | 0 | 0 | 0 | 326.882 | 0 | 0
5773 | 1599.518 | 0 | 2490.3299 | 1678.6345 | 0 | 0 | 811.6954 | 0 | 0 | 0
5774 | 1650.484 | 0 | 1288.8147 | 1288.8147 | 0 | 0 | 0 | 422.413 | 0 | 0
5775 | 1952.3423 | 0 | 1269.9769 | 1269.9769 | 0 | 0 | 0 | 742.221 | 0 | 0
5776 | 1917.6398 | 0 | 479.701 | 479.701 | 0 | 0 | 0 | 1460.547 | 0 | 0
5777 | 1638.3992 | 0 | 67.9254 | 67.9254 | 0 | 0 | 0 | 1573.675 | 0 | 0
5778 | 1789.8428 | 0 | 70.3812 | 70.3812 | 0 | 0 | 0 | 1722.779 | 0 | 0
5779 | 1557.9215 | 0 | 0 | 0 | 0 | 0 | 0 | 1557.921 | 0 | 0
5780 | 1417.6642 | 0 | 0 | 0 | 0 | 0 | 0 | 1417.664 | 0 | 0
5781 | 1755.5448 | 0 | 0 | 0 | 0 | 0 | 0 | 1755.545 | 0 | 0
5782 | 1519.6659 | 0 | 0 | 0 | 0 | 0 | 0 | 1519.666 | 0 | 0
5783 | 1699.7626 | 0 | 0 | 0 | 0 | 0 | 0 | 1699.763 | 0 | 0
5784 | 524.3525 | 0 | 0 | 0 | 0 | 0 | 0 | 524.352 | 0 | 0
5785 | 475.7423 | 0 | 0 | 0 | 0 | 0 | 0 | 475.742 | 0 | 0
5786 | 485.3049 | 0 | 0 | 0 | 0 | 0 | 0 | 485.305 | 0 | 0
5787 | 448.6481 | 0 | 0 | 0 | 0 | 0 | 0 | 448.648 | 0 | 0
5788 | 408.8037 | 0 | 0 | 0 | 0 | 0 | 0 | 408.804 | 0 | 0
5789 | 496.4614 | 0 | 0 | 0 | 0 | 0 | 0 | 496.461 | 0 | 0
5790 | 478.9298 | 0 | 0 | 0 | 0 | 0 | 0 | 478.93 | 0 | 0
5791 | 400.8348 | 0 | 152.3033 | 152.3033 | 0 | 0 | 0 | 255.71 | 0 | 0
5792 | 182.8679 | 0 | 555.9224 | 191.9131 | 0 | 0 | 364.0093 | 0 | 0 | 0
5793 | 1356.1404 | 0 | 1013.9373 | 1013.9373 | 0 | 0 | 0 | 389.992 | 0 | 0
5794 | 1493.0687 | 0 | 1430.8584 | 1430.8584 | 0 | 0 | 0 | 129.649 | 0 | 0
5795 | 1601.832 | 0 | 1719.6034 | 1681.0629 | 0 | 0 | 38.5405 | 0 | 0 | 0
5796 | 1394.3631 | 0 | 1828.5922 | 1463.332 | 0 | 0 | 365.2602 | 0 | 0 | 0
5797 | 1717.3001 | 0 | 1800.8728 | 1800.8728 | 0 | 0 | 0 | 1.305 | 0 | 0
5798 | 1250.3824 | 0 | 1864.3443 | 1312.2293 | 0 | 0 | 552.115 | 0 | 0 | 0
5799 | 1121.1221 | 0 | 1558.3734 | 1176.5757 | 0 | 0 | 381.7977 | 0 | 0 | 0
5800 | 1607.7798 | 0 | 664.0685 | 664.0685 | 0 | 0 | 0 | 975.01 | 0 | 0
5801 | 1448.2039 | 0 | 168.402 | 168.402 | 0 | 0 | 0 | 1287.738 | 0 | 0
5802 | 1364.7797 | 0 | 30.4166 | 30.4166 | 0 | 0 | 0 | 1335.797 | 0 | 0
5803 | 1446.5205 | 0 | 0 | 0 | 0 | 0 | 0 | 1446.52 | 0 | 0
5804 | 1027.9858 | 0 | 0 | 0 | 0 | 0 | 0 | 1027.986 | 0 | 0
5805 | 1208.0826 | 0 | 0 | 0 | 0 | 0 | 0 | 1208.083 | 0 | 0
5806 | 1391.3668 | 0 | 0 | 0 | 0 | 0 | 0 | 1391.367 | 0 | 0
5807 | 960.2503 | 0 | 0 | 0 | 0 | 0 | 0 | 960.25 | 0 | 0
5808 | 1379.4135 | 0 | 0 | 0 | 0 | 0 | 0 | 1379.414 | 0 | 0
5809 | 1115.6435 | 0 | 0 | 0 | 0 | 0 | 0 | 1115.644 | 0 | 0
5810 | 1562.6978 | 0 | 0 | 0 | 0 | 0 | 0 | 1562.698 | 0 | 0
5811 | 1405.7108 | 0 | 0 | 0 | 0 | 0 | 0 | 1405.711 | 0 | 0
5812 | 1476.6339 | 0 | 0 | 0 | 0 | 0 | 0 | 1476.634 | 0 | 0
5813 | 1177.8008 | 0 | 0 | 0 | 0 | 0 | 0 | 1177.801 | 0 | 0
5814 | 1127.5968 | 0 | 0 | 0 | 0 | 0 | 0 | 1127.597 | 0 | 0
5815 | 1133.1751 | 0 | 193.8295 | 193.8295 | 0 | 0 | 0 | 948.482 | 0 | 0
5816 | 181.302 | 0 | 914.1439 | 190.2697 | 0 | 0 | 723.8742 | 0 | 0 | 0
5817 | 479.2755 | 0 | 1011.9549 | 502.9812 | 0 | 0 | 508.9737 | 0 | 0 | 0
5818 | 453.9145 | 0 | 1992.661 | 476.3658 | 0 | 0 | 1516.2952 | 0 | 0 | 0
5819 | 496.7951 | 0 | 2279.6975 | 521.3678 | 0 | 0 | 1758.3296 | 0 | 0 | 0
5820 | 414.3719 | 0 | 2419.3201 | 434.8669 | 0 | 0 | 1984.4532 | 0 | 0 | 0
5821 | 318.7732 | 0 | 2406.2396 | 334.5404 | 0 | 0 | 2071.6992 | 0 | 0 | 0
5822 | 334.3604 | 0 | 2219.7521 | 350.8983 | 0 | 0 | 1868.8538 | 0 | 0 | 0
5823 | 406.4429 | 0 | 1891.3354 | 426.5468 | 0 | 0 | 1464.7886 | 0 | 0 | 0
5824 | 328.2074 | 0 | 1404.6785 | 344.441 | 0 | 0 | 1060.2375 | 0 | 0 | 0
5825 | 412.0002 | 0 | 750.0478 | 432.3786 | 0 | 0 | 317.6692 | 0 | 0 | 0
5826 | 284.013 | 0 | 123.527 | 123.527 | 0 | 0 | 0 | 166.308 | 0 | 0
5827 | 303.3544 | 0 | 0 | 0 | 0 | 0 | 0 | 303.354 | 0 | 0
5828 | 260.5825 | 0 | 0 | 0 | 0 | 0 | 0 | 260.582 | 0 | 0
5829 | 203.2065 | 0 | 0 | 0 | 0 | 0 | 0 | 203.206 | 0 | 0
5830 | 329.9117 | 0 | 0 | 0 | 0 | 0 | 0 | 329.912 | 0 | 0
5831 | 295.6455 | 0 | 0 | 0 | 0 | 0 | 0 | 295.646 | 0 | 0
5832 | 301.2237 | 0 | 0 | 0 | 0 | 0 | 0 | 301.224 | 0 | 0
5833 | 332.0389 | 0 | 0 | 0 | 0 | 0 | 0 | 332.039 | 0 | 0
5834 | 303.4149 | 0 | 0 | 0 | 0 | 0 | 0 | 303.415 | 0 | 0
5835 | 303.4149 | 0 | 0 | 0 | 0 | 0 | 0 | 303.415 | 0 | 0
5836 | 323.0428 | 0 | 0 | 0 | 0 | 0 | 0 | 323.043 | 0 | 0
5837 | 232.2637 | 0 | 0 | 0 | 0 | 0 | 0 | 232.264 | 0 | 0
5838 | 282.1513 | 0 | 0 | 0 | 0 | 0 | 0 | 282.151 | 0 | 0
5839 | 262.5234 | 0 | 145.7767 | 145.7767 | 0 | 0 | 0 | 123.617 | 0 | 0
5840 | 251.6319 | 0 | 629.9809 | 264.0784 | 0 | 0 | 365.9025 | 0 | 0 | 0
5841 | 470.5752 | 0 | 1008.3364 | 493.852 | 0 | 0 | 514.4844 | 0 | 0 | 0
5842 | 1198.9713 | 0 | 1174.7843 | 1174.7843 | 0 | 0 | 0 | 79.557 | 0 | 0
5843 | 1601.2271 | 0 | 1596.0176 | 1596.0176 | 0 | 0 | 0 | 80.432 | 0 | 0
5844 | 1241.291 | 0 | 1793.134 | 1302.6886 | 0 | 0 | 490.4454 | 0 | 0 | 0
5845 | 1602.0439 | 0 | 1930.7815 | 1681.2844 | 0 | 0 | 249.4972 | 0 | 0 | 0
5846 | 1542.9506 | 0 | 1872.5741 | 1619.2695 | 0 | 0 | 253.3046 | 0 | 0 | 0
5847 | 1640.668 | 0 | 1323.2644 | 1323.2644 | 0 | 0 | 0 | 379.771 | 0 | 0
5848 | 1242.7375 | 0 | 1182.9712 | 1182.9712 | 0 | 0 | 0 | 115.521 | 0 | 0
5849 | 1329.2874 | 0 | 655.6287 | 655.6287 | 0 | 0 | 0 | 704.559 | 0 | 0
5850 | 1176.7039 | 0 | 125.7057 | 125.7057 | 0 | 0 | 0 | 1056.922 | 0 | 0
5851 | 1489.1425 | 0 | 0 | 0 | 0 | 0 | 0 | 1489.142 | 0 | 0
5852 | 1527.7062 | 0 | 0 | 0 | 0 | 0 | 0 | 1527.706 | 0 | 0
5853 | 1849.1134 | 0 | 0 | 0 | 0 | 0 | 0 | 1849.113 | 0 | 0
5854 | 1687.1831 | 0 | 0 | 0 | 0 | 0 | 0 | 1687.183 | 0 | 0
5855 | 1236.5588 | 0 | 0 | 0 | 0 | 0 | 0 | 1236.559 | 0 | 0
5856 | 1050.9114 | 0 | 0 | 0 | 0 | 0 | 0 | 1050.911 | 0 | 0
5857 | 1364.9581 | 0 | 0 | 0 | 0 | 0 | 0 | 1364.958 | 0 | 0
5858 | 1355.1441 | 0 | 0 | 0 | 0 | 0 | 0 | 1355.144 | 0 | 0
5859 | 1388.6752 | 0 | 0 | 0 | 0 | 0 | 0 | 1388.675 | 0 | 0
5860 | 1544.0628 | 0 | 0 | 0 | 0 | 0 | 0 | 1544.063 | 0 | 0
5861 | 1248.0084 | 0 | 0 | 0 | 0 | 0 | 0 | 1248.008 | 0 | 0
5862 | 1493.3574 | 0 | 0 | 0 | 0 | 0 | 0 | 1493.357 | 0 | 0
5863 | 1527.7062 | 0 | 231.4559 | 231.4559 | 0 | 0 | 0 | 1307.159 | 0 | 0
5864 | 1240.9649 | 0 | 914.0862 | 914.0862 | 0 | 0 | 0 | 369.961 | 0 | 0
5865 | 1314.0022 | 0 | 1221.9388 | 1221.9388 | 0 | 0 | 0 | 149.656 | 0 | 0
5866 | 1895.8186 | 0 | 2050.3657 | 1989.5913 | 0 | 0 | 60.7744 | 0 | 0 | 0
5867 | 1738.3935 | 0 | 1858.7842 | 1824.3786 | 0 | 0 | 34.4056 | 0 | 0 | 0
5868 | 1628.6735 | 0 | 2107.6863 | 1709.2316 | 0 | 0 | 398.4548 | 0 | 0 | 0
5869 | 1331.8493 | 0 | 2503.17 | 1397.7269 | 0 | 0 | 1105.4431 | 0 | 0 | 0
5870 | 1502.9147 | 0 | 2259.4197 | 1577.2522 | 0 | 0 | 682.1675 | 0 | 0 | 0
5871 | 1067.9509 | 0 | 1900.5077 | 1120.7747 | 0 | 0 | 779.7329 | 0 | 0 | 0
5872 | 1186.9605 | 0 | 1383.0575 | 1245.6703 | 0 | 0 | 137.3873 | 0 | 0 | 0
5873 | 1465.9979 | 0 | 727.1318 | 727.1318 | 0 | 0 | 0 | 773.136 | 0 | 0
5874 | 1552.9578 | 0 | 123.3612 | 123.3612 | 0 | 0 | 0 | 1435.411 | 0 | 0
5875 | 1503.1713 | 0 | 0 | 0 | 0 | 0 | 0 | 1503.171 | 0 | 0
5876 | 1143.3262 | 0 | 0 | 0 | 0 | 0 | 0 | 1143.326 | 0 | 0
5877 | 1723.9854 | 0 | 0 | 0 | 0 | 0 | 0 | 1723.985 | 0 | 0
5878 | 1668.373 | 0 | 0 | 0 | 0 | 0 | 0 | 1668.373 | 0 | 0
5879 | 1373.1364 | 0 | 0 | 0 | 0 | 0 | 0 | 1373.136 | 0 | 0
5880 | 1233.2875 | 0 | 0 | 0 | 0 | 0 | 0 | 1233.287 | 0 | 0
5881 | 1690.4544 | 0 | 0 | 0 | 0 | 0 | 0 | 1690.454 | 0 | 0
5882 | 1819.6715 | 0 | 0 | 0 | 0 | 0 | 0 | 1819.672 | 0 | 0
5883 | 1252.9154 | 0 | 0 | 0 | 0 | 0 | 0 | 1252.915 | 0 | 0
5884 | 1363.3224 | 0 | 0 | 0 | 0 | 0 | 0 | 1363.322 | 0 | 0
5885 | 1499.0822 | 0 | 0 | 0 | 0 | 0 | 0 | 1499.082 | 0 | 0
5886 | 1406.6674 | 0 | 0 | 0 | 0 | 0 | 0 | 1406.667 | 0 | 0
5887 | 1239.0123 | 0 | 235.4375 | 235.4375 | 0 | 0 | 0 | 1014.671 | 0 | 0
5888 | 1144.3567 | 0 | 920.4082 | 920.4082 | 0 | 0 | 0 | 267.328 | 0 | 0
5889 | 1160.5057 | 0 | 1563.6396 | 1217.9067 | 0 | 0 | 345.7329 | 0 | 0 | 0
5890 | 1535.5758 | 0 | 2033.3581 | 1611.5297 | 0 | 0 | 421.8284 | 0 | 0 | 0
5891 | 1778.9231 | 0 | 2343.3274 | 1866.9133 | 0 | 0 | 476.4141 | 0 | 0 | 0
5892 | 1434.3111 | 0 | 2482.8713 | 1505.2559 | 0 | 0 | 977.6154 | 0 | 0 | 0
5893 | 1226.9442 | 0 | 2459.4232 | 1287.632 | 0 | 0 | 1171.7912 | 0 | 0 | 0
5894 | 1067.315 | 0 | 2267.0105 | 1120.1073 | 0 | 0 | 1146.9032 | 0 | 0 | 0
5895 | 1327.1212 | 0 | 1908.7638 | 1392.764 | 0 | 0 | 515.9998 | 0 | 0 | 0
5896 | 1593.7705 | 0 | 1402.1168 | 1402.1168 | 0 | 0 | 0 | 257.738 | 0 | 0
5897 | 1265.787 | 0 | 497.1819 | 497.1819 | 0 | 0 | 0 | 792.038 | 0 | 0
5898 | 1411.0786 | 0 | 93.0517 | 93.0517 | 0 | 0 | 0 | 1322.412 | 0 | 0
5899 | 906.1208 | 0 | 0 | 0 | 0 | 0 | 0 | 906.121 | 0 | 0
5900 | 1138.4192 | 0 | 0 | 0 | 0 | 0 | 0 | 1138.419 | 0 | 0
5901 | 1154.7758 | 0 | 0 | 0 | 0 | 0 | 0 | 1154.776 | 0 | 0
5902 | 1472.9116 | 0 | 0 | 0 | 0 | 0 | 0 | 1472.912 | 0 | 0
5903 | 1362.5046 | 0 | 0 | 0 | 0 | 0 | 0 | 1362.505 | 0 | 0
5904 | 141.4846 | 0 | 0 | 0 | 0 | 0 | 0 | 141.485 | 0 | 0
5905 | 99.7752 | 0 | 0 | 0 | 0 | 0 | 0 | 99.775 | 0 | 0
5906 | 96.5039 | 0 | 0 | 0 | 0 | 0 | 0 | 96.504 | 0 | 0
5907 | 105.5001 | 0 | 0 | 0 | 0 | 0 | 0 | 105.5 | 0 | 0
5908 | 94.8683 | 0 | 0 | 0 | 0 | 0 | 0 | 94.868 | 0 | 0
5909 | 100.5931 | 0 | 0 | 0 | 0 | 0 | 0 | 100.593 | 0 | 0
5910 | 91.5969 | 0 | 0 | 0 | 0 | 0 | 0 | 91.597 | 0 | 0
5911 | 86.69 | 0 | 234.5874 | 90.9769 | 0 | 0 | 143.6106 | 0 | 0 | 0
5912 | 88.3635 | 0 | 910.8738 | 92.7337 | 0 | 0 | 818.1401 | 0 | 0 | 0
5913 | 674.8497 | 0 | 1547.3058 | 708.2289 | 0 | 0 | 839.0769 | 0 | 0 | 0
5914 | 1069.3668 | 0 | 1279.9016 | 1122.2608 | 0 | 0 | 157.6408 | 0 | 0 | 0
5915 | 1034.0283 | 0 | 2342.6852 | 1085.1738 | 0 | 0 | 1257.5113 | 0 | 0 | 0
5916 | 1101.8888 | 0 | 2483.2271 | 1156.3914 | 0 | 0 | 1326.8357 | 0 | 0 | 0
5917 | 1309.4418 | 0 | 2451.9951 | 1374.2095 | 0 | 0 | 1077.7856 | 0 | 0 | 0
5918 | 1334.591 | 0 | 2198.2623 | 1400.6035 | 0 | 0 | 797.6588 | 0 | 0 | 0
5919 | 1249.9334 | 0 | 1604.7513 | 1311.7581 | 0 | 0 | 292.9932 | 0 | 0 | 0
5920 | 1409.4378 | 0 | 1328.4687 | 1328.4687 | 0 | 0 | 0 | 143.582 | 0 | 0
5921 | 1475.0421 | 0 | 693.4871 | 693.4871 | 0 | 0 | 0 | 814.24 | 0 | 0
5922 | 1347.0834 | 0 | 93.2311 | 93.2311 | 0 | 0 | 0 | 1258.246 | 0 | 0
5923 | 1438.5628 | 0 | 0 | 0 | 0 | 0 | 0 | 1438.563 | 0 | 0
5924 | 1652.8342 | 0 | 0 | 0 | 0 | 0 | 0 | 1652.834 | 0 | 0
5925 | 1743.6133 | 0 | 0 | 0 | 0 | 0 | 0 | 1743.613 | 0 | 0
5926 | 1660.1947 | 0 | 0 | 0 | 0 | 0 | 0 | 1660.195 | 0 | 0
5927 | 1413.2101 | 0 | 0 | 0 | 0 | 0 | 0 | 1413.21 | 0 | 0
5928 | 139.8489 | 0 | 0 | 0 | 0 | 0 | 0 | 139.849 | 0 | 0
5929 | 107.1357 | 0 | 0 | 0 | 0 | 0 | 0 | 107.136 | 0 | 0
5930 | 98.9574 | 0 | 0 | 0 | 0 | 0 | 0 | 98.957 | 0 | 0
5931 | 102.2287 | 0 | 0 | 0 | 0 | 0 | 0 | 102.229 | 0 | 0
5932 | 100.5931 | 0 | 0 | 0 | 0 | 0 | 0 | 100.593 | 0 | 0
5933 | 103.8644 | 0 | 0 | 0 | 0 | 0 | 0 | 103.864 | 0 | 0
5934 | 97.3218 | 0 | 0 | 0 | 0 | 0 | 0 | 97.322 | 0 | 0
5935 | 94.8683 | 0 | 7.1626 | 7.1626 | 0 | 0 | 0 | 88.044 | 0 | 0
5936 | 87.886 | 0 | 721.621 | 92.2331 | 0 | 0 | 629.388 | 0 | 0 | 0
5937 | 953.4016 | 0 | 633.8902 | 633.8902 | 0 | 0 | 0 | 349.387 | 0 | 0
5938 | 1414.2467 | 0 | 2014.8351 | 1484.1995 | 0 | 0 | 530.6356 | 0 | 0 | 0
5939 | 1289.2178 | 0 | 2324.5043 | 1352.9862 | 0 | 0 | 971.5181 | 0 | 0 | 0
5940 | 1489.7845 | 0 | 2001.9267 | 1563.4738 | 0 | 0 | 438.4529 | 0 | 0 | 0
5941 | 1378.1088 | 0 | 1802.9906 | 1446.274 | 0 | 0 | 356.7166 | 0 | 0 | 0
5942 | 1448.9237 | 0 | 2007.1646 | 1520.5906 | 0 | 0 | 486.5739 | 0 | 0 | 0
5943 | 1588.6233 | 0 | 1349.1536 | 1349.1536 | 0 | 0 | 0 | 303.057 | 0 | 0
5944 | 1511.5071 | 0 | 505.2733 | 505.2733 | 0 | 0 | 0 | 1030.048 | 0 | 0
5945 | 1311.4301 | 0 | 268.1335 | 268.1335 | 0 | 0 | 0 | 1055.935 | 0 | 0
5946 | 1754.8452 | 0 | 44.5822 | 44.5822 | 0 | 0 | 0 | 1712.365 | 0 | 0
5947 | 1257.345 | 0 | 0 | 0 | 0 | 0 | 0 | 1257.345 | 0 | 0
5948 | 847.2718 | 0 | 0 | 0 | 0 | 0 | 0 | 847.272 | 0 | 0
5949 | 1282.3573 | 0 | 0 | 0 | 0 | 0 | 0 | 1282.357 | 0 | 0
5950 | 1299.5317 | 0 | 0 | 0 | 0 | 0 | 0 | 1299.532 | 0 | 0
5951 | 1363.3224 | 0 | 0 | 0 | 0 | 0 | 0 | 1363.322 | 0 | 0
5952 | 1331.4271 | 0 | 0 | 0 | 0 | 0 | 0 | 1331.427 | 0 | 0
5953 | 1392.7643 | 0 | 0 | 0 | 0 | 0 | 0 | 1392.764 | 0 | 0
5954 | 954.4075 | 0 | 0 | 0 | 0 | 0 | 0 | 954.407 | 0 | 0
5955 | 1391.9465 | 0 | 0 | 0 | 0 | 0 | 0 | 1391.946 | 0 | 0
5956 | 1367.4116 | 0 | 0 | 0 | 0 | 0 | 0 | 1367.412 | 0 | 0
5957 | 1018.1982 | 0 | 0 | 0 | 0 | 0 | 0 | 1018.198 | 0 | 0
5958 | 1299.5317 | 0 | 0 | 0 | 0 | 0 | 0 | 1299.532 | 0 | 0
5959 | 1066.4502 | 0 | 185.0402 | 185.0402 | 0 | 0 | 0 | 890.131 | 0 | 0
5960 | 879.7304 | 0 | 932.626 | 923.2438 | 0 | 0 | 9.3822 | 0 | 0 | 0
5961 | 1118.7892 | 0 | 1571.3752 | 1174.1273 | 0 | 0 | 397.2479 | 0 | 0 | 0
5962 | 1147.7987 | 0 | 2042.2261 | 1204.5722 | 0 | 0 | 837.6538 | 0 | 0 | 0
5963 | 1167.7466 | 0 | 2333.1508 | 1225.5059 | 0 | 0 | 1107.6449 | 0 | 0 | 0
5964 | 1009.8492 | 0 | 2476.8033 | 1059.7989 | 0 | 0 | 1417.0045 | 0 | 0 | 0
5965 | 1123.4907 | 0 | 2453.5766 | 1179.0609 | 0 | 0 | 1274.5158 | 0 | 0 | 0
5966 | 1352.7826 | 0 | 1528.1646 | 1419.6953 | 0 | 0 | 108.4693 | 0 | 0 | 0
5967 | 1227.347 | 0 | 272.7847 | 272.7847 | 0 | 0 | 0 | 967.419 | 0 | 0
5968 | 1201.4218 | 0 | 76.5142 | 76.5142 | 0 | 0 | 0 | 1128.514 | 0 | 0
5969 | 1209.5909 | 0 | 19.4728 | 19.4728 | 0 | 0 | 0 | 1191.036 | 0 | 0
5970 | 1315.1216 | 0 | 0 | 0 | 0 | 0 | 0 | 1315.122 | 0 | 0
5971 | 1232.4093 | 0 | 0 | 0 | 0 | 0 | 0 | 1232.409 | 0 | 0
5972 | 1067.268 | 0 | 0 | 0 | 0 | 0 | 0 | 1067.268 | 0 | 0
5973 | 1498.2644 | 0 | 0 | 0 | 0 | 0 | 0 | 1498.264 | 0 | 0
5974 | 1077.8998 | 0 | 0 | 0 | 0 | 0 | 0 | 1077.9 | 0 | 0
5975 | 1290.5356 | 0 | 0 | 0 | 0 | 0 | 0 | 1290.536 | 0 | 0
5976 | 956.861 | 0 | 0 | 0 | 0 | 0 | 0 | 956.861 | 0 | 0
5977 | 1195.6673 | 0 | 0 | 0 | 0 | 0 | 0 | 1195.667 | 0 | 0
5978 | 1304.4387 | 0 | 0 | 0 | 0 | 0 | 0 | 1304.439 | 0 | 0
5979 | 1028.83 | 0 | 0 | 0 | 0 | 0 | 0 | 1028.83 | 0 | 0
5980 | 1461.462 | 0 | 0 | 0 | 0 | 0 | 0 | 1461.462 | 0 | 0
5981 | 1392.7643 | 0 | 0 | 0 | 0 | 0 | 0 | 1392.764 | 0 | 0
5982 | 1118.7913 | 0 | 0 | 0 | 0 | 0 | 0 | 1118.791 | 0 | 0
5983 | 1271.7255 | 0 | 96.602 | 96.602 | 0 | 0 | 0 | 1179.677 | 0 | 0
5984 | 186.0829 | 0 | 388.1585 | 195.2872 | 0 | 0 | 192.8713 | 0 | 0 | 0
5985 | 155.6841 | 0 | 1041.3598 | 163.3846 | 0 | 0 | 877.9753 | 0 | 0 | 0
5986 | 185.2027 | 0 | 1305.6869 | 194.3626 | 0 | 0 | 1111.3243 | 0 | 0 | 0
5987 | 174.4073 | 0 | 1741.0691 | 183.0336 | 0 | 0 | 1558.0355 | 0 | 0 | 0
5988 | 189.5525 | 0 | 1367.8812 | 198.9288 | 0 | 0 | 1168.9524 | 0 | 0 | 0
5989 | 199.8194 | 0 | 669.6978 | 209.7036 | 0 | 0 | 459.9942 | 0 | 0 | 0
5990 | 201.4499 | 0 | 1393.9425 | 211.4143 | 0 | 0 | 1182.5283 | 0 | 0 | 0
5991 | 132.424 | 0 | 1036.1419 | 138.974 | 0 | 0 | 897.1678 | 0 | 0 | 0
5992 | 181.7586 | 0 | 127.7889 | 127.7889 | 0 | 0 | 0 | 59.993 | 0 | 0
5993 | 119.9634 | 0 | 372.1731 | 125.8967 | 0 | 0 | 246.2764 | 0 | 0 | 0
5994 | 101.4733 | 0 | 61.5688 | 61.5688 | 0 | 0 | 0 | 42.807 | 0 | 0
5995 | 112.5998 | 0 | 0 | 0 | 0 | 0 | 0 | 112.6 | 0 | 0
5996 | 110.407 | 0 | 0 | 0 | 0 | 0 | 0 | 110.407 | 0 | 0
5997 | 102.2287 | 0 | 0 | 0 | 0 | 0 | 0 | 102.229 | 0 | 0
5998 | 93.2326 | 0 | 0 | 0 | 0 | 0 | 0 | 93.233 | 0 | 0
5999 | 102.2287 | 0 | 0 | 0 | 0 | 0 | 0 | 102.229 | 0 | 0
6000 | 95.6861 | 0 | 0 | 0 | 0 | 0 | 0 | 95.686 | 0 | 0
6001 | 100.5931 | 0 | 0 | 0 | 0 | 0 | 0 | 100.593 | 0 | 0
6002 | 92.4148 | 0 | 0 | 0 | 0 | 0 | 0 | 92.415 | 0 | 0
6003 | 98.9574 | 0 | 0 | 0 | 0 | 0 | 0 | 98.957 | 0 | 0
6004 | 93.2326 | 0 | 0 | 0 | 0 | 0 | 0 | 93.233 | 0 | 0
6005 | 98.9574 | 0 | 0 | 0 | 0 | 0 | 0 | 98.957 | 0 | 0
6006 | 91.5969 | 0 | 0 | 0 | 0 | 0 | 0 | 91.597 | 0 | 0
6007 | 94.8683 | 0 | 186.011 | 99.5604 | 0 | 0 | 86.4505 | 0 | 0 | 0
6008 | 88.6732 | 0 | 724.8083 | 93.059 | 0 | 0 | 631.7493 | 0 | 0 | 0
6009 | 877.3751 | 0 | 1614.718 | 920.7734 | 0 | 0 | 693.9446 | 0 | 0 | 0
6010 | 1234.046 | 0 | 873.0365 | 873.0365 | 0 | 0 | 0 | 402.157 | 0 | 0
6011 | 1673.4272 | 0 | 1677.9534 | 1677.9534 | 0 | 0 | 0 | 74.558 | 0 | 0
6012 | 1423.6773 | 0 | 1211.9447 | 1211.9447 | 0 | 0 | 0 | 268.853 | 0 | 0
6013 | 1772.2558 | 0 | 483.2618 | 483.2618 | 0 | 0 | 0 | 1311.771 | 0 | 0
6014 | 1493.8665 | 0 | 376.6868 | 376.6868 | 0 | 0 | 0 | 1134.933 | 0 | 0
6015 | 1557.6541 | 0 | 106.4439 | 106.4439 | 0 | 0 | 0 | 1456.227 | 0 | 0
6016 | 1584.9707 | 0 | 125.903 | 125.903 | 0 | 0 | 0 | 1465.002 | 0 | 0
6017 | 1772.4797 | 0 | 112.1655 | 112.1655 | 0 | 0 | 0 | 1665.6 | 0 | 0
6018 | 1755.7039 | 0 | 15.5467 | 15.5467 | 0 | 0 | 0 | 1740.89 | 0 | 0
6019 | 1611.083 | 0 | 0 | 0 | 0 | 0 | 0 | 1611.083 | 0 | 0
6020 | 1745.249 | 0 | 0 | 0 | 0 | 0 | 0 | 1745.249 | 0 | 0
6021 | 1431.2023 | 0 | 0 | 0 | 0 | 0 | 0 | 1431.202 | 0 | 0
6022 | 1315.8883 | 0 | 0 | 0 | 0 | 0 | 0 | 1315.888 | 0 | 0
6023 | 1081.1711 | 0 | 0 | 0 | 0 | 0 | 0 | 1081.171 | 0 | 0
6024 | 1571.0512 | 0 | 0 | 0 | 0 | 0 | 0 | 1571.051 | 0 | 0
6025 | 1019.8339 | 0 | 0 | 0 | 0 | 0 | 0 | 1019.834 | 0 | 0
6026 | 1302.803 | 0 | 0 | 0 | 0 | 0 | 0 | 1302.803 | 0 | 0
6027 | 1215.2952 | 0 | 0 | 0 | 0 | 0 | 0 | 1215.295 | 0 | 0
6028 | 1135.9657 | 0 | 0 | 0 | 0 | 0 | 0 | 1135.966 | 0 | 0
6029 | 1096.7099 | 0 | 0 | 0 | 0 | 0 | 0 | 1096.71 | 0 | 0
6030 | 1092.6207 | 0 | 0 | 0 | 0 | 0 | 0 | 1092.621 | 0 | 0
6031 | 1315.8883 | 0 | 236.9288 | 236.9288 | 0 | 0 | 0 | 1090.126 | 0 | 0
6032 | 1094.9209 | 0 | 507.1308 | 507.1308 | 0 | 0 | 0 | 611.692 | 0 | 0
6033 | 1387.202 | 0 | 825.7194 | 825.7194 | 0 | 0 | 0 | 600.4 | 0 | 0
6034 | 1405.6574 | 0 | 2098.9149 | 1475.1846 | 0 | 0 | 623.7303 | 0 | 0 | 0
6035 | 1365.2484 | 0 | 1968.7752 | 1432.7779 | 0 | 0 | 535.9973 | 0 | 0 | 0
6036 | 1221.3717 | 0 | 2520.9983 | 1281.7833 | 0 | 0 | 1239.215 | 0 | 0 | 0
6037 | 1267.0966 | 0 | 2502.1815 | 1329.77 | 0 | 0 | 1172.4115 | 0 | 0 | 0
6038 | 1528.0967 | 0 | 2312.4974 | 1603.6808 | 0 | 0 | 708.8166 | 0 | 0 | 0
6039 | 1700.6118 | 0 | 1952.9284 | 1784.7289 | 0 | 0 | 168.1995 | 0 | 0 | 0
6040 | 1411.0387 | 0 | 1020.2771 | 1020.2771 | 0 | 0 | 0 | 438.848 | 0 | 0
6041 | 1480.8333 | 0 | 186.9912 | 186.9912 | 0 | 0 | 0 | 1302.655 | 0 | 0
6042 | 1727.6442 | 0 | 27.3364 | 27.3364 | 0 | 0 | 0 | 1701.596 | 0 | 0
6043 | 1863.8394 | 0 | 0 | 0 | 0 | 0 | 0 | 1863.839 | 0 | 0
6044 | 874.2602 | 0 | 0 | 0 | 0 | 0 | 0 | 874.26 | 0 | 0
6045 | 1106.5238 | 0 | 0 | 0 | 0 | 0 | 0 | 1106.524 | 0 | 0
6046 | 1191.5782 | 0 | 0 | 0 | 0 | 0 | 0 | 1191.578 | 0 | 0
6047 | 1427.931 | 0 | 0 | 0 | 0 | 0 | 0 | 1427.931 | 0 | 0
6048 | 771.2136 | 0 | 0 | 0 | 0 | 0 | 0 | 771.214 | 0 | 0
6049 | 615.8259 | 0 | 0 | 0 | 0 | 0 | 0 | 615.826 | 0 | 0
6050 | 593.7445 | 0 | 0 | 0 | 0 | 0 | 0 | 593.745 | 0 | 0
6051 | 716.419 | 0 | 0 | 0 | 0 | 0 | 0 | 716.419 | 0 | 0
6052 | 741.7717 | 0 | 0 | 0 | 0 | 0 | 0 | 741.772 | 0 | 0
6053 | 516.8685 | 0 | 0 | 0 | 0 | 0 | 0 | 516.868 | 0 | 0
6054 | 739.3182 | 0 | 0 | 0 | 0 | 0 | 0 | 739.318 | 0 | 0
6055 | 691.8841 | 0 | 126.01 | 126.01 | 0 | 0 | 0 | 571.813 | 0 | 0
6056 | 788.801 | 0 | 463.9748 | 463.9748 | 0 | 0 | 0 | 346.694 | 0 | 0
6057 | 672.9677 | 0 | 656.1157 | 656.1157 | 0 | 0 | 0 | 47.776 | 0 | 0
6058 | 848.4842 | 0 | 860.1312 | 860.1312 | 0 | 0 | 0 | 28.892 | 0 | 0
6059 | 583.859 | 0 | 1632.3259 | 612.7382 | 0 | 0 | 1019.5876 | 0 | 0 | 0
6060 | 720.5879 | 0 | 1473.8339 | 756.2302 | 0 | 0 | 717.6037 | 0 | 0 | 0
6061 | 820.5103 | 0 | 1949.844 | 861.0946 | 0 | 0 | 1088.7493 | 0 | 0 | 0
6062 | 864.1732 | 0 | 1691.6741 | 906.9184 | 0 | 0 | 784.7557 | 0 | 0 | 0
6063 | 828.4586 | 0 | 1944.1527 | 869.4358 | 0 | 0 | 1074.717 | 0 | 0 | 0
6064 | 969.7735 | 0 | 1043.7809 | 1017.7416 | 0 | 0 | 26.0393 | 0 | 0 | 0
6065 | 882.8525 | 0 | 714.9591 | 714.9591 | 0 | 0 | 0 | 201.59 | 0 | 0
6066 | 889.7008 | 0 | 102.776 | 102.776 | 0 | 0 | 0 | 791.768 | 0 | 0
6067 | 815.3764 | 0 | 0 | 0 | 0 | 0 | 0 | 815.376 | 0 | 0
6068 | 857.0857 | 0 | 0 | 0 | 0 | 0 | 0 | 857.086 | 0 | 0
6069 | 776.1206 | 0 | 0 | 0 | 0 | 0 | 0 | 776.121 | 0 | 0
6070 | 704.9694 | 0 | 0 | 0 | 0 | 0 | 0 | 704.969 | 0 | 0
6071 | 563.4848 | 0 | 0 | 0 | 0 | 0 | 0 | 563.485 | 0 | 0
6072 | 704.9694 | 0 | 0 | 0 | 0 | 0 | 0 | 704.969 | 0 | 0
6073 | 1049.2758 | 0 | 0 | 0 | 0 | 0 | 0 | 1049.276 | 0 | 0
6074 | 1127.7874 | 0 | 0 | 0 | 0 | 0 | 0 | 1127.787 | 0 | 0
6075 | 815.3764 | 0 | 0 | 0 | 0 | 0 | 0 | 815.376 | 0 | 0
6076 | 836.64 | 0 | 0 | 0 | 0 | 0 | 0 | 836.64 | 0 | 0
6077 | 796.5663 | 0 | 0 | 0 | 0 | 0 | 0 | 796.566 | 0 | 0
6078 | 758.1283 | 0 | 0 | 0 | 0 | 0 | 0 | 758.128 | 0 | 0
6079 | 855.4501 | 0 | 117.7497 | 117.7497 | 0 | 0 | 0 | 743.25 | 0 | 0
6080 | 639.7638 | 0 | 440.0618 | 440.0618 | 0 | 0 | 0 | 220.443 | 0 | 0
6081 | 302.7034 | 0 | 1024.815 | 317.6755 | 0 | 0 | 707.1395 | 0 | 0 | 0
6082 | 287.4345 | 0 | 1143.4725 | 301.6513 | 0 | 0 | 841.8213 | 0 | 0 | 0
6083 | 226.1197 | 0 | 1686.2211 | 237.3045 | 0 | 0 | 1448.9165 | 0 | 0 | 0
6084 | 306.2691 | 0 | 1569.6278 | 321.4179 | 0 | 0 | 1248.21 | 0 | 0 | 0
6085 | 908.0488 | 0 | 1899.1255 | 952.9625 | 0 | 0 | 946.163 | 0 | 0 | 0
6086 | 1146.5832 | 0 | 1747.9651 | 1203.2961 | 0 | 0 | 544.669 | 0 | 0 | 0
6087 | 858.2665 | 0 | 106.6747 | 106.6747 | 0 | 0 | 0 | 756.619 | 0 | 0
6088 | 1394.3683 | 0 | 54.3548 | 54.3548 | 0 | 0 | 0 | 1342.576 | 0 | 0
6089 | 1415.3466 | 0 | 22.2706 | 22.2706 | 0 | 0 | 0 | 1394.126 | 0 | 0
6090 | 1274.8271 | 0 | 0 | 0 | 0 | 0 | 0 | 1274.827 | 0 | 0
6091 | 1217.7058 | 0 | 0 | 0 | 0 | 0 | 0 | 1217.706 | 0 | 0
6092 | 1113.8843 | 0 | 0 | 0 | 0 | 0 | 0 | 1113.884 | 0 | 0
6093 | 1204.6634 | 0 | 0 | 0 | 0 | 0 | 0 | 1204.663 | 0 | 0
6094 | 1071.3572 | 0 | 0 | 0 | 0 | 0 | 0 | 1071.357 | 0 | 0
6095 | 1266.8185 | 0 | 0 | 0 | 0 | 0 | 0 | 1266.819 | 0 | 0
6096 | 1126.9696 | 0 | 0 | 0 | 0 | 0 | 0 | 1126.97 | 0 | 0
6097 | 1026.3765 | 0 | 0 | 0 | 0 | 0 | 0 | 1026.377 | 0 | 0
6098 | 914.3338 | 0 | 0 | 0 | 0 | 0 | 0 | 914.334 | 0 | 0
6099 | 758.1283 | 0 | 0 | 0 | 0 | 0 | 0 | 758.128 | 0 | 0
6100 | 830.0973 | 0 | 0 | 0 | 0 | 0 | 0 | 830.097 | 0 | 0
6101 | 926.6013 | 0 | 0 | 0 | 0 | 0 | 0 | 926.601 | 0 | 0
6102 | 1324.0666 | 0 | 0 | 0 | 0 | 0 | 0 | 1324.067 | 0 | 0
6103 | 1107.3417 | 0 | 190.7136 | 190.7136 | 0 | 0 | 0 | 925.616 | 0 | 0
6104 | 949.5925 | 0 | 671.0023 | 671.0023 | 0 | 0 | 0 | 310.215 | 0 | 0
6105 | 1070.4841 | 0 | 1182.7371 | 1123.433 | 0 | 0 | 59.3041 | 0 | 0 | 0
6106 | 1490.9918 | 0 | 1339.6056 | 1339.6056 | 0 | 0 | 0 | 214.524 | 0 | 0
6107 | 1371.7788 | 0 | 1552.1858 | 1439.6309 | 0 | 0 | 112.5549 | 0 | 0 | 0
6108 | 1488.1212 | 0 | 2120.9158 | 1561.7275 | 0 | 0 | 559.1884 | 0 | 0 | 0
6109 | 1658.559 | 0 | 1133.0409 | 1133.0409 | 0 | 0 | 0 | 578.92 | 0 | 0
6110 | 1466.1104 | 0 | 457.2929 | 457.2929 | 0 | 0 | 0 | 1030.37 | 0 | 0
6111 | 1663.649 | 0 | 1116.0784 | 1116.0784 | 0 | 0 | 0 | 600.173 | 0 | 0
6112 | 1239.8362 | 0 | 674.5285 | 674.5285 | 0 | 0 | 0 | 597.099 | 0 | 0
6113 | 1491.3363 | 0 | 508.3461 | 508.3461 | 0 | 0 | 0 | 1006.949 | 0 | 0
6114 | 1536.6216 | 0 | 75.7964 | 75.7964 | 0 | 0 | 0 | 1464.398 | 0 | 0
6115 | 1553.0947 | 0 | 0 | 0 | 0 | 0 | 0 | 1553.095 | 0 | 0
6116 | 1250.4619 | 0 | 0 | 0 | 0 | 0 | 0 | 1250.462 | 0 | 0
6117 | 1401.7604 | 0 | 0 | 0 | 0 | 0 | 0 | 1401.76 | 0 | 0
6118 | 1464.7333 | 0 | 0 | 0 | 0 | 0 | 0 | 1464.733 | 0 | 0
6119 | 1255.3689 | 0 | 0 | 0 | 0 | 0 | 0 | 1255.369 | 0 | 0
6120 | 1278.2681 | 0 | 0 | 0 | 0 | 0 | 0 | 1278.268 | 0 | 0
6121 | 1221.8379 | 0 | 0 | 0 | 0 | 0 | 0 | 1221.838 | 0 | 0
6122 | 1106.5238 | 0 | 0 | 0 | 0 | 0 | 0 | 1106.524 | 0 | 0
6123 | 1113.0665 | 0 | 0 | 0 | 0 | 0 | 0 | 1113.066 | 0 | 0
6124 | 1459.8264 | 0 | 0 | 0 | 0 | 0 | 0 | 1459.826 | 0 | 0
6125 | 963.4036 | 0 | 0 | 0 | 0 | 0 | 0 | 963.404 | 0 | 0
6126 | 978.9424 | 0 | 0 | 0 | 0 | 0 | 0 | 978.942 | 0 | 0
6127 | 1391.9465 | 0 | 259.6381 | 259.6381 | 0 | 0 | 0 | 1144.546 | 0 | 0
6128 | 1243.5472 | 0 | 969.4832 | 969.4832 | 0 | 0 | 0 | 319.757 | 0 | 0
6129 | 1089.836 | 0 | 1593.2901 | 1143.7422 | 0 | 0 | 449.5478 | 0 | 0 | 0
6130 | 1125.3411 | 0 | 1636.4314 | 1181.0034 | 0 | 0 | 455.428 | 0 | 0 | 0
6131 | 1443.0721 | 0 | 1946.7984 | 1514.4502 | 0 | 0 | 432.3482 | 0 | 0 | 0
6132 | 1395.4795 | 0 | 2432.495 | 1464.5042 | 0 | 0 | 967.9908 | 0 | 0 | 0
6133 | 1267.3981 | 0 | 2405.6624 | 1330.0869 | 0 | 0 | 1075.5754 | 0 | 0 | 0
6134 | 1171.6916 | 0 | 2184.0967 | 1229.646 | 0 | 0 | 954.4506 | 0 | 0 | 0
6135 | 1207.4389 | 0 | 1816.3681 | 1267.1622 | 0 | 0 | 549.2059 | 0 | 0 | 0
6136 | 1296.1408 | 0 | 1307.4448 | 1307.4448 | 0 | 0 | 0 | 50.318 | 0 | 0
6137 | 1213.9294 | 0 | 652.0616 | 652.0616 | 0 | 0 | 0 | 592.601 | 0 | 0
6138 | 1030.8817 | 0 | 82.1089 | 82.1089 | 0 | 0 | 0 | 952.643 | 0 | 0
6139 | 1441.0183 | 0 | 0 | 0 | 0 | 0 | 0 | 1441.018 | 0 | 0
6140 | 967.4928 | 0 | 0 | 0 | 0 | 0 | 0 | 967.493 | 0 | 0
6141 | 1176.0394 | 0 | 0 | 0 | 0 | 0 | 0 | 1176.039 | 0 | 0
6142 | 1427.1132 | 0 | 0 | 0 | 0 | 0 | 0 | 1427.113 | 0 | 0
6143 | 1197.303 | 0 | 0 | 0 | 0 | 0 | 0 | 1197.303 | 0 | 0
6144 | 1134.3301 | 0 | 0 | 0 | 0 | 0 | 0 | 1134.33 | 0 | 0
6145 | 1411.5744 | 0 | 0 | 0 | 0 | 0 | 0 | 1411.574 | 0 | 0
6146 | 1233.2875 | 0 | 0 | 0 | 0 | 0 | 0 | 1233.287 | 0 | 0
6147 | 1411.5744 | 0 | 0 | 0 | 0 | 0 | 0 | 1411.574 | 0 | 0
6148 | 1032.9192 | 0 | 0 | 0 | 0 | 0 | 0 | 1032.919 | 0 | 0
6149 | 981.3959 | 0 | 0 | 0 | 0 | 0 | 0 | 981.396 | 0 | 0
6150 | 1022.2874 | 0 | 0 | 0 | 0 | 0 | 0 | 1022.287 | 0 | 0
6151 | 1038.644 | 0 | 251.0325 | 251.0325 | 0 | 0 | 0 | 799.443 | 0 | 0
6152 | 236.2455 | 0 | 819.1655 | 247.9303 | 0 | 0 | 571.2351 | 0 | 0 | 0
6153 | 185.3969 | 0 | 984.9785 | 194.5672 | 0 | 0 | 790.4112 | 0 | 0 | 0
6154 | 160.3938 | 0 | 1453.7944 | 168.3265 | 0 | 0 | 1285.468 | 0 | 0 | 0
6155 | 207.2309 | 0 | 1768.3016 | 217.4812 | 0 | 0 | 1550.8204 | 0 | 0 | 0
6156 | 198.151 | 0 | 2060.8499 | 207.9521 | 0 | 0 | 1852.8978 | 0 | 0 | 0
6157 | 199.0353 | 0 | 2001.8575 | 208.8798 | 0 | 0 | 1792.9776 | 0 | 0 | 0
6158 | 150.5308 | 0 | 1903.0243 | 157.9756 | 0 | 0 | 1745.0487 | 0 | 0 | 0
6159 | 152.6909 | 0 | 1127.4567 | 160.2435 | 0 | 0 | 967.2132 | 0 | 0 | 0
6160 | 170.769 | 0 | 982.5469 | 179.2157 | 0 | 0 | 803.3312 | 0 | 0 | 0
6161 | 138.479 | 0 | 304.4197 | 145.3285 | 0 | 0 | 159.0912 | 0 | 0 | 0
6162 | 137.6387 | 0 | 40.8797 | 40.8797 | 0 | 0 | 0 | 98.686 | 0 | 0
6163 | 108.4667 | 0 | 0 | 0 | 0 | 0 | 0 | 108.467 | 0 | 0
6164 | 0 | 0 | 0 | 0 | 0 | 0 | 0 | 0 | 0 | 0
6165 | 0 | 0 | 0 | 0 | 0 | 0 | 0 | 0 | 0 | 0
6166 | 87.5078 | 0 | 0 | 0 | 0 | 0 | 0 | 87.508 | 0 | 0
6167 | 89.1435 | 0 | 0 | 0 | 0 | 0 | 0 | 89.143 | 0 | 0
6168 | 92.4148 | 0 | 0 | 0 | 0 | 0 | 0 | 92.415 | 0 | 0
6169 | 86.69 | 0 | 0 | 0 | 0 | 0 | 0 | 86.69 | 0 | 0
6170 | 89.1435 | 0 | 0 | 0 | 0 | 0 | 0 | 89.143 | 0 | 0
6171 | 82.6008 | 0 | 0 | 0 | 0 | 0 | 0 | 82.601 | 0 | 0
6172 | 88.3256 | 0 | 0 | 0 | 0 | 0 | 0 | 88.326 | 0 | 0
6173 | 83.4186 | 0 | 0 | 0 | 0 | 0 | 0 | 83.419 | 0 | 0
6174 | 88.3256 | 0 | 0 | 0 | 0 | 0 | 0 | 88.326 | 0 | 0
6175 | 70.3334 | 0 | 241.6808 | 73.8119 | 0 | 0 | 167.8689 | 0 | 0 | 0
6176 | 96.5407 | 0 | 798.7293 | 101.3162 | 0 | 0 | 697.4131 | 0 | 0 | 0
6177 | 784.7098 | 0 | 1170.4532 | 823.5239 | 0 | 0 | 346.9293 | 0 | 0 | 0
6178 | 1340.7248 | 0 | 1497.6483 | 1407.0409 | 0 | 0 | 90.6075 | 0 | 0 | 0
6179 | 1486.7248 | 0 | 1816.7889 | 1560.2614 | 0 | 0 | 256.5275 | 0 | 0 | 0
6180 | 1306.7255 | 0 | 1848.9812 | 1371.3602 | 0 | 0 | 477.621 | 0 | 0 | 0
6181 | 1510.7833 | 0 | 1970.8469 | 1585.5104 | 0 | 0 | 385.3365 | 0 | 0 | 0
6182 | 1642.3118 | 0 | 1801.4153 | 1723.5452 | 0 | 0 | 77.8701 | 0 | 0 | 0
6183 | 1547.9905 | 0 | 1483.0818 | 1483.0818 | 0 | 0 | 0 | 134.808 | 0 | 0
6184 | 1693.5468 | 0 | 1126.5625 | 1126.5625 | 0 | 0 | 0 | 620.081 | 0 | 0
6185 | 1585.4113 | 0 | 598.0898 | 598.0898 | 0 | 0 | 0 | 1015.51 | 0 | 0
6186 | 1638.605 | 0 | 82.6399 | 82.6399 | 0 | 0 | 0 | 1559.86 | 0 | 0
6187 | 1627.7258 | 0 | 0 | 0 | 0 | 0 | 0 | 1627.726 | 0 | 0
6188 | 1555.5125 | 0 | 0 | 0 | 0 | 0 | 0 | 1555.512 | 0 | 0
6189 | 1476.183 | 0 | 0 | 0 | 0 | 0 | 0 | 1476.183 | 0 | 0
6190 | 1661.8303 | 0 | 0 | 0 | 0 | 0 | 0 | 1661.83 | 0 | 0
6191 | 1613.5784 | 0 | 0 | 0 | 0 | 0 | 0 | 1613.578 | 0 | 0
6192 | 1260.2759 | 0 | 0 | 0 | 0 | 0 | 0 | 1260.276 | 0 | 0
6193 | 1171.9502 | 0 | 0 | 0 | 0 | 0 | 0 | 1171.95 | 0 | 0
6194 | 1521.1636 | 0 | 0 | 0 | 0 | 0 | 0 | 1521.164 | 0 | 0
6195 | 1377.2255 | 0 | 0 | 0 | 0 | 0 | 0 | 1377.226 | 0 | 0
6196 | 1270.9077 | 0 | 0 | 0 | 0 | 0 | 0 | 1270.908 | 0 | 0
6197 | 1565.3264 | 0 | 0 | 0 | 0 | 0 | 0 | 1565.326 | 0 | 0
6198 | 1360.8689 | 0 | 0 | 0 | 0 | 0 | 0 | 1360.869 | 0 | 0
6199 | 1170.3146 | 0 | 175.4366 | 175.4366 | 0 | 0 | 0 | 1003.146 | 0 | 0
6200 | 1033.4007 | 0 | 651.2672 | 651.2672 | 0 | 0 | 0 | 412.829 | 0 | 0
6201 | 1230.7481 | 0 | 1144.734 | 1144.734 | 0 | 0 | 0 | 139.968 | 0 | 0
6202 | 1537.052 | 0 | 1588.4206 | 1588.4206 | 0 | 0 | 0 | 23.496 | 0 | 0
6203 | 1548.9034 | 0 | 1769.4141 | 1625.517 | 0 | 0 | 143.8971 | 0 | 0 | 0
6204 | 1590.8468 | 0 | 2000.8699 | 1669.5346 | 0 | 0 | 331.3353 | 0 | 0 | 0
6205 | 1238.0554 | 0 | 1982.3081 | 1299.2925 | 0 | 0 | 683.0155 | 0 | 0 | 0
6206 | 1441.5264 | 0 | 1790.5754 | 1512.8278 | 0 | 0 | 277.7477 | 0 | 0 | 0
6207 | 1346.8708 | 0 | 1613.8816 | 1413.4909 | 0 | 0 | 200.3907 | 0 | 0 | 0
6208 | 1554.022 | 0 | 1032.0909 | 1032.0909 | 0 | 0 | 0 | 570.575 | 0 | 0
6209 | 1638.7226 | 0 | 362.3868 | 362.3868 | 0 | 0 | 0 | 1293.416 | 0 | 0
6210 | 1543.6519 | 0 | 45.5698 | 45.5698 | 0 | 0 | 0 | 1500.23 | 0 | 0
6211 | 1296.4209 | 0 | 0 | 0 | 0 | 0 | 0 | 1296.421 | 0 | 0
6212 | 1246.3728 | 0 | 0 | 0 | 0 | 0 | 0 | 1246.373 | 0 | 0
6213 | 1571.8691 | 0 | 0 | 0 | 0 | 0 | 0 | 1571.869 | 0 | 0
6214 | 1827.8498 | 0 | 0 | 0 | 0 | 0 | 0 | 1827.85 | 0 | 0
6215 | 1962.7917 | 0 | 0 | 0 | 0 | 0 | 0 | 1962.792 | 0 | 0
6216 | 1447.5589 | 0 | 0 | 0 | 0 | 0 | 0 | 1447.559 | 0 | 0
6217 | 1347.7837 | 0 | 0 | 0 | 0 | 0 | 0 | 1347.784 | 0 | 0
6218 | 1417.2992 | 0 | 0 | 0 | 0 | 0 | 0 | 1417.299 | 0 | 0
6219 | 1479.4543 | 0 | 0 | 0 | 0 | 0 | 0 | 1479.454 | 0 | 0
6220 | 1595.5861 | 0 | 0 | 0 | 0 | 0 | 0 | 1595.586 | 0 | 0
6221 | 1610.3071 | 0 | 0 | 0 | 0 | 0 | 0 | 1610.307 | 0 | 0
6222 | 1157.2293 | 0 | 0 | 0 | 0 | 0 | 0 | 1157.229 | 0 | 0
6223 | 1109.7952 | 0 | 135.0543 | 135.0543 | 0 | 0 | 0 | 981.106 | 0 | 0
6224 | 994.4167 | 0 | 495.4797 | 495.4797 | 0 | 0 | 0 | 522.29 | 0 | 0
6225 | 1024.9954 | 0 | 786.0801 | 786.0801 | 0 | 0 | 0 | 275.965 | 0 | 0
6226 | 1252.2468 | 0 | 1523.7926 | 1314.1865 | 0 | 0 | 209.606 | 0 | 0 | 0
6227 | 1666.1761 | 0 | 1965.8777 | 1748.5896 | 0 | 0 | 217.2881 | 0 | 0 | 0
6228 | 1295.9036 | 0 | 2096.5568 | 1360.0029 | 0 | 0 | 736.5539 | 0 | 0 | 0
6229 | 1418.6527 | 0 | 1953.5391 | 1488.8234 | 0 | 0 | 464.7157 | 0 | 0 | 0
6230 | 1542.1992 | 0 | 1965.1357 | 1618.4814 | 0 | 0 | 346.6543 | 0 | 0 | 0
6231 | 1525.4623 | 0 | 1567.4492 | 1567.4492 | 0 | 0 | 0 | 31.889 | 0 | 0
6232 | 1140.3677 | 0 | 1219.6698 | 1196.7737 | 0 | 0 | 22.8961 | 0 | 0 | 0
6233 | 1753.2821 | 0 | 676.894 | 676.894 | 0 | 0 | 0 | 1108.291 | 0 | 0
6234 | 1615.8908 | 0 | 70.0013 | 70.0013 | 0 | 0 | 0 | 1549.189 | 0 | 0
6235 | 1178.4929 | 0 | 0 | 0 | 0 | 0 | 0 | 1178.493 | 0 | 0
6236 | 1647.9272 | 0 | 0 | 0 | 0 | 0 | 0 | 1647.927 | 0 | 0
6237 | 1432.0201 | 0 | 0 | 0 | 0 | 0 | 0 | 1432.02 | 0 | 0
6238 | 1643.0203 | 0 | 0 | 0 | 0 | 0 | 0 | 1643.02 | 0 | 0
6239 | 1400.1248 | 0 | 0 | 0 | 0 | 0 | 0 | 1400.125 | 0 | 0
6240 | 1198.1208 | 0 | 0 | 0 | 0 | 0 | 0 | 1198.121 | 0 | 0
6241 | 1325.7023 | 0 | 0 | 0 | 0 | 0 | 0 | 1325.702 | 0 | 0
6242 | 1425.4775 | 0 | 0 | 0 | 0 | 0 | 0 | 1425.478 | 0 | 0
6243 | 1218.5665 | 0 | 0 | 0 | 0 | 0 | 0 | 1218.567 | 0 | 0
6244 | 1399.3069 | 0 | 0 | 0 | 0 | 0 | 0 | 1399.307 | 0 | 0
6245 | 1315.0705 | 0 | 0 | 0 | 0 | 0 | 0 | 1315.07 | 0 | 0
6246 | 733.5934 | 0 | 0 | 0 | 0 | 0 | 0 | 733.593 | 0 | 0
6247 | 983.0315 | 0 | 270.4812 | 270.4812 | 0 | 0 | 0 | 725.298 | 0 | 0
6248 | 877.8811 | 0 | 987.9925 | 921.3034 | 0 | 0 | 66.6892 | 0 | 0 | 0
6249 | 945.2549 | 0 | 1631.3037 | 992.0099 | 0 | 0 | 639.2938 | 0 | 0 | 0
6250 | 1289.4335 | 0 | 1260.0699 | 1260.0699 | 0 | 0 | 0 | 88.753 | 0 | 0
6251 | 942.1656 | 0 | 1719.2277 | 988.7681 | 0 | 0 | 730.4596 | 0 | 0 | 0
6252 | 1192.4164 | 0 | 2529.2691 | 1251.3961 | 0 | 0 | 1277.873 | 0 | 0 | 0
6253 | 1457.5078 | 0 | 1587.9305 | 1529.6003 | 0 | 0 | 58.3302 | 0 | 0 | 0
6254 | 1298.3816 | 0 | 1060.0833 | 1060.0833 | 0 | 0 | 0 | 288.262 | 0 | 0
6255 | 1441.2678 | 0 | 451.5985 | 451.5985 | 0 | 0 | 0 | 1010.953 | 0 | 0
6256 | 1536.8077 | 0 | 56.4233 | 56.4233 | 0 | 0 | 0 | 1483.044 | 0 | 0
6257 | 1458.4473 | 0 | 12.0762 | 12.0762 | 0 | 0 | 0 | 1446.94 | 0 | 0
6258 | 1564.8337 | 0 | 0 | 0 | 0 | 0 | 0 | 1564.834 | 0 | 0
6259 | 1103.6522 | 0 | 0 | 0 | 0 | 0 | 0 | 1103.652 | 0 | 0
6260 | 1320.7953 | 0 | 0 | 0 | 0 | 0 | 0 | 1320.795 | 0 | 0
6261 | 1423.8418 | 0 | 0 | 0 | 0 | 0 | 0 | 1423.842 | 0 | 0
6262 | 1526.8884 | 0 | 0 | 0 | 0 | 0 | 0 | 1526.888 | 0 | 0
6263 | 1557.9659 | 0 | 0 | 0 | 0 | 0 | 0 | 1557.966 | 0 | 0
6264 | 1416.4814 | 0 | 0 | 0 | 0 | 0 | 0 | 1416.481 | 0 | 0
6265 | 1565.3264 | 0 | 0 | 0 | 0 | 0 | 0 | 1565.326 | 0 | 0
6266 | 1530.9776 | 0 | 0 | 0 | 0 | 0 | 0 | 1530.978 | 0 | 0
6267 | 1518.7101 | 0 | 0 | 0 | 0 | 0 | 0 | 1518.71 | 0 | 0
6268 | 1445.1054 | 0 | 0 | 0 | 0 | 0 | 0 | 1445.105 | 0 | 0
6269 | 1521.9814 | 0 | 0 | 0 | 0 | 0 | 0 | 1521.981 | 0 | 0
6270 | 1328.1557 | 0 | 0 | 0 | 0 | 0 | 0 | 1328.156 | 0 | 0
6271 | 1128.6053 | 0 | 96.7405 | 96.7405 | 0 | 0 | 0 | 1036.425 | 0 | 0
6272 | 1388.3388 | 0 | 362.0625 | 362.0625 | 0 | 0 | 0 | 1043.341 | 0 | 0
6273 | 1708.9138 | 0 | 865.0941 | 865.0941 | 0 | 0 | 0 | 884.593 | 0 | 0
6274 | 1431.3986 | 0 | 1522.2247 | 1502.1988 | 0 | 0 | 20.0258 | 0 | 0 | 0
6275 | 1533.1581 | 0 | 1712.02 | 1608.9921 | 0 | 0 | 103.0279 | 0 | 0 | 0
6276 | 1365.5684 | 0 | 1504.0501 | 1433.1127 | 0 | 0 | 70.9374 | 0 | 0 | 0
6277 | 1628.745 | 0 | 1916.4889 | 1709.3071 | 0 | 0 | 207.1818 | 0 | 0 | 0
6278 | 1656.7966 | 0 | 155.8053 | 155.8053 | 0 | 0 | 0 | 1508.335 | 0 | 0
6279 | 1559.5597 | 0 | 98.7293 | 98.7293 | 0 | 0 | 0 | 1465.484 | 0 | 0
6280 | 1548.5916 | 0 | 44.0953 | 44.0953 | 0 | 0 | 0 | 1506.575 | 0 | 0
6281 | 1862.9184 | 0 | 81.4866 | 81.4866 | 0 | 0 | 0 | 1785.272 | 0 | 0
6282 | 1641.6575 | 0 | 5.6388 | 5.6388 | 0 | 0 | 0 | 1636.284 | 0 | 0
6283 | 1998.0095 | 0 | 0 | 0 | 0 | 0 | 0 | 1998.01 | 0 | 0
6284 | 1726.4389 | 0 | 0 | 0 | 0 | 0 | 0 | 1726.439 | 0 | 0
6285 | 1521.9814 | 0 | 0 | 0 | 0 | 0 | 0 | 1521.981 | 0 | 0
6286 | 1737.8885 | 0 | 0 | 0 | 0 | 0 | 0 | 1737.889 | 0 | 0
6287 | 1565.3264 | 0 | 0 | 0 | 0 | 0 | 0 | 1565.326 | 0 | 0
6288 | 1698.6327 | 0 | 0 | 0 | 0 | 0 | 0 | 1698.633 | 0 | 0
6289 | 692.7019 | 0 | 0 | 0 | 0 | 0 | 0 | 692.702 | 0 | 0
6290 | 512.7793 | 0 | 0 | 0 | 0 | 0 | 0 | 512.779 | 0 | 0
6291 | 606.0119 | 0 | 0 | 0 | 0 | 0 | 0 | 606.012 | 0 | 0
6292 | 754.857 | 0 | 0 | 0 | 0 | 0 | 0 | 754.857 | 0 | 0
6293 | 802.2911 | 0 | 0 | 0 | 0 | 0 | 0 | 802.291 | 0 | 0
6294 | 671.4383 | 0 | 0 | 0 | 0 | 0 | 0 | 671.438 | 0 | 0
6295 | 609.2833 | 0 | 238.0927 | 238.0927 | 0 | 0 | 0 | 382.412 | 0 | 0
6296 | 469.188 | 0 | 205.5289 | 205.5289 | 0 | 0 | 0 | 273.346 | 0 | 0
6297 | 557.6649 | 0 | 876.8145 | 585.2486 | 0 | 0 | 291.5659 | 0 | 0 | 0
6298 | 672.0078 | 0 | 1446.7945 | 705.2463 | 0 | 0 | 741.5482 | 0 | 0 | 0
6299 | 802.2369 | 0 | 2410.4563 | 841.9178 | 0 | 0 | 1568.5385 | 0 | 0 | 0
6300 | 773.4902 | 0 | 2538.7416 | 811.7489 | 0 | 0 | 1726.9927 | 0 | 0 | 0
6301 | 936.0094 | 0 | 2499.4434 | 982.3065 | 0 | 0 | 1517.1369 | 0 | 0 | 0
6302 | 851.9365 | 0 | 2264.4614 | 894.0751 | 0 | 0 | 1370.3863 | 0 | 0 | 0
6303 | 657.248 | 0 | 1570.2943 | 689.7573 | 0 | 0 | 880.537 | 0 | 0 | 0
6304 | 682.6487 | 0 | 446.2189 | 446.2189 | 0 | 0 | 0 | 257.461 | 0 | 0
6305 | 686.5273 | 0 | 153.253 | 153.253 | 0 | 0 | 0 | 540.497 | 0 | 0
6306 | 776.4017 | 0 | 14.5067 | 14.5067 | 0 | 0 | 0 | 762.578 | 0 | 0
6307 | 785.1463 | 0 | 0 | 0 | 0 | 0 | 0 | 785.146 | 0 | 0
6308 | 546.3104 | 0 | 0 | 0 | 0 | 0 | 0 | 546.31 | 0 | 0
6309 | 724.5973 | 0 | 0 | 0 | 0 | 0 | 0 | 724.597 | 0 | 0
6310 | 823.5547 | 0 | 0 | 0 | 0 | 0 | 0 | 823.555 | 0 | 0
6311 | 729.5043 | 0 | 0 | 0 | 0 | 0 | 0 | 729.504 | 0 | 0
6312 | 745.043 | 0 | 0 | 0 | 0 | 0 | 0 | 745.043 | 0 | 0
6313 | 1741.9777 | 0 | 0 | 0 | 0 | 0 | 0 | 1741.978 | 0 | 0
6314 | 1703.5397 | 0 | 0 | 0 | 0 | 0 | 0 | 1703.54 | 0 | 0
6315 | 1585.7722 | 0 | 0 | 0 | 0 | 0 | 0 | 1585.772 | 0 | 0
6316 | 1660.1947 | 0 | 0 | 0 | 0 | 0 | 0 | 1660.195 | 0 | 0
6317 | 1616.0319 | 0 | 0 | 0 | 0 | 0 | 0 | 1616.032 | 0 | 0
6318 | 1492.5396 | 0 | 0 | 0 | 0 | 0 | 0 | 1492.54 | 0 | 0
6319 | 1496.6287 | 0 | 200.2627 | 200.2627 | 0 | 0 | 0 | 1305.805 | 0 | 0
6320 | 112.7164 | 0 | 690.3408 | 118.2912 | 0 | 0 | 572.0495 | 0 | 0 | 0
6321 | 91.689 | 0 | 841.0384 | 96.2242 | 0 | 0 | 744.8142 | 0 | 0 | 0
6322 | 0 | 0 | 1126.2068 | 0 | 0 | 0 | 1126.2068 | 0 | 0 | 0
6323 | 0 | 0 | 1508.7706 | 0 | 0 | 0 | 1508.7706 | 0 | 0 | 0
6324 | 0 | 0 | 1552.6412 | 0 | 0 | 0 | 1552.6412 | 0 | 0 | 0
6325 | 0 | 0 | 623.2958 | 0 | 0 | 0 | 623.2958 | 0 | 0 | 0
6326 | 89.7711 | 0 | 291.2595 | 94.2113 | 0 | 0 | 197.0482 | 0 | 0 | 0
6327 | 73.0251 | 0 | 357.5698 | 76.637 | 0 | 0 | 280.9328 | 0 | 0 | 0
6328 | 78.3215 | 0 | 273.5372 | 82.195 | 0 | 0 | 191.3422 | 0 | 0 | 0
6329 | 73.0629 | 0 | 212.4564 | 76.6769 | 0 | 0 | 135.7795 | 0 | 0 | 0
6330 | 85.2782 | 0 | 21.196 | 21.196 | 0 | 0 | 0 | 65.081 | 0 | 0
6331 | 79.3551 | 0 | 0 | 0 | 0 | 0 | 0 | 79.355 | 0 | 0
6332 | 88.3256 | 0 | 0 | 0 | 0 | 0 | 0 | 88.326 | 0 | 0
6333 | 80.9652 | 0 | 0 | 0 | 0 | 0 | 0 | 80.965 | 0 | 0
6334 | 88.3256 | 0 | 0 | 0 | 0 | 0 | 0 | 88.326 | 0 | 0
6335 | 80.9652 | 0 | 0 | 0 | 0 | 0 | 0 | 80.965 | 0 | 0
6336 | 85.8721 | 0 | 0 | 0 | 0 | 0 | 0 | 85.872 | 0 | 0
6337 | 76.876 | 0 | 0 | 0 | 0 | 0 | 0 | 76.876 | 0 | 0
6338 | 83.4186 | 0 | 0 | 0 | 0 | 0 | 0 | 83.419 | 0 | 0
6339 | 77.6938 | 0 | 0 | 0 | 0 | 0 | 0 | 77.694 | 0 | 0
6340 | 81.783 | 0 | 0 | 0 | 0 | 0 | 0 | 81.783 | 0 | 0
6341 | 78.5117 | 0 | 0 | 0 | 0 | 0 | 0 | 78.512 | 0 | 0
6342 | 83.4186 | 0 | 0 | 0 | 0 | 0 | 0 | 83.419 | 0 | 0
6343 | 68.6977 | 0 | 212.3976 | 72.096 | 0 | 0 | 140.3016 | 0 | 0 | 0
6344 | 80.819 | 0 | 727.5778 | 84.8165 | 0 | 0 | 642.7613 | 0 | 0 | 0
6345 | 556.7111 | 0 | 1129.2072 | 584.2474 | 0 | 0 | 544.9597 | 0 | 0 | 0
6346 | 1538.6406 | 0 | 1121.6238 | 1121.6238 | 0 | 0 | 0 | 469.88 | 0 | 0
6347 | 1710.5127 | 0 | 1333.334 | 1333.334 | 0 | 0 | 0 | 440.02 | 0 | 0
6348 | 1592.0899 | 0 | 1794.9401 | 1670.8391 | 0 | 0 | 124.1011 | 0 | 0 | 0
6349 | 1586.6892 | 0 | 1801.4877 | 1665.1709 | 0 | 0 | 136.3168 | 0 | 0 | 0
6350 | 1637.1595 | 0 | 1905.4213 | 1718.1384 | 0 | 0 | 187.2829 | 0 | 0 | 0
6351 | 1737.0911 | 0 | 957.0754 | 957.0754 | 0 | 0 | 0 | 825.124 | 0 | 0
6352 | 1235.9792 | 0 | 954.0854 | 954.0854 | 0 | 0 | 0 | 326.862 | 0 | 0
6353 | 1637.9753 | 0 | 423.7825 | 423.7825 | 0 | 0 | 0 | 1234.166 | 0 | 0
6354 | 1283.7711 | 0 | 34.5431 | 34.5431 | 0 | 0 | 0 | 1250.856 | 0 | 0
6355 | 1342.5199 | 0 | 0 | 0 | 0 | 0 | 0 | 1342.52 | 0 | 0
6356 | 1375.5899 | 0 | 0 | 0 | 0 | 0 | 0 | 1375.59 | 0 | 0
6357 | 1208.7526 | 0 | 0 | 0 | 0 | 0 | 0 | 1208.753 | 0 | 0
6358 | 1334.6984 | 0 | 0 | 0 | 0 | 0 | 0 | 1334.698 | 0 | 0
6359 | 1426.2953 | 0 | 0 | 0 | 0 | 0 | 0 | 1426.295 | 0 | 0
6360 | 1445.9232 | 0 | 0 | 0 | 0 | 0 | 0 | 1445.923 | 0 | 0
6361 | 1568.5977 | 0 | 0 | 0 | 0 | 0 | 0 | 1568.598 | 0 | 0
6362 | 1526.8884 | 0 | 0 | 0 | 0 | 0 | 0 | 1526.888 | 0 | 0
6363 | 1723.1676 | 0 | 0 | 0 | 0 | 0 | 0 | 1723.168 | 0 | 0
6364 | 1466.369 | 0 | 0 | 0 | 0 | 0 | 0 | 1466.369 | 0 | 0
6365 | 1491.7217 | 0 | 0 | 0 | 0 | 0 | 0 | 1491.722 | 0 | 0
6366 | 1755.8808 | 0 | 0 | 0 | 0 | 0 | 0 | 1755.881 | 0 | 0
6367 | 1216.9309 | 0 | 55.6121 | 55.6121 | 0 | 0 | 0 | 1163.94 | 0 | 0
6368 | 1615.258 | 0 | 218.9651 | 218.9651 | 0 | 0 | 0 | 1406.613 | 0 | 0
6369 | 1535.5124 | 0 | 654.765 | 654.765 | 0 | 0 | 0 | 911.607 | 0 | 0
6370 | 1473.9411 | 0 | 691.6463 | 691.6463 | 0 | 0 | 0 | 814.893 | 0 | 0
6371 | 1908.6882 | 0 | 1232.4775 | 1232.4775 | 0 | 0 | 0 | 734.299 | 0 | 0
6372 | 2013.4594 | 0 | 1365.3804 | 1365.3804 | 0 | 0 | 0 | 712.431 | 0 | 0
6373 | 2035.7422 | 0 | 501.83 | 501.83 | 0 | 0 | 0 | 1557.564 | 0 | 0
6374 | 1841.9829 | 0 | 1464.7834 | 1464.7834 | 0 | 0 | 0 | 446.237 | 0 | 0
6375 | 1628.7921 | 0 | 723.168 | 723.168 | 0 | 0 | 0 | 939.708 | 0 | 0
6376 | 1389.4705 | 0 | 794.0676 | 794.0676 | 0 | 0 | 0 | 632.829 | 0 | 0
6377 | 1931.9585 | 0 | 335.296 | 335.296 | 0 | 0 | 0 | 1612.466 | 0 | 0
6378 | 1367.8348 | 0 | 30.1951 | 30.1951 | 0 | 0 | 0 | 1339.063 | 0 | 0
6379 | 1384.0595 | 0 | 0 | 0 | 0 | 0 | 0 | 1384.06 | 0 | 0
6380 | 1184.2177 | 0 | 0 | 0 | 0 | 0 | 0 | 1184.218 | 0 | 0
6381 | 1696.1792 | 0 | 0 | 0 | 0 | 0 | 0 | 1696.179 | 0 | 0
6382 | 1602.9466 | 0 | 0 | 0 | 0 | 0 | 0 | 1602.947 | 0 | 0
6383 | 1638.9311 | 0 | 0 | 0 | 0 | 0 | 0 | 1638.931 | 0 | 0
6384 | 1551.4233 | 0 | 0 | 0 | 0 | 0 | 0 | 1551.423 | 0 | 0
6385 | 1701.0862 | 0 | 0 | 0 | 0 | 0 | 0 | 1701.086 | 0 | 0
6386 | 1653.652 | 0 | 0 | 0 | 0 | 0 | 0 | 1653.652 | 0 | 0
6387 | 1684.7296 | 0 | 0 | 0 | 0 | 0 | 0 | 1684.73 | 0 | 0
6388 | 1203.0278 | 0 | 0 | 0 | 0 | 0 | 0 | 1203.028 | 0 | 0
6389 | 1548.9698 | 0 | 0 | 0 | 0 | 0 | 0 | 1548.97 | 0 | 0
6390 | 1546.5163 | 0 | 0 | 0 | 0 | 0 | 0 | 1546.516 | 0 | 0
6391 | 1351.055 | 0 | 34.9398 | 34.9398 | 0 | 0 | 0 | 1317.762 | 0 | 0
6392 | 1371.2114 | 0 | 139.5229 | 139.5229 | 0 | 0 | 0 | 1238.265 | 0 | 0
6393 | 1665.9839 | 0 | 499.8864 | 499.8864 | 0 | 0 | 0 | 1189.658 | 0 | 0
6394 | 1480.4755 | 0 | 896.8267 | 896.8267 | 0 | 0 | 0 | 625.918 | 0 | 0
6395 | 1901.1918 | 0 | 1202.3862 | 1202.3862 | 0 | 0 | 0 | 755.476 | 0 | 0
6396 | 1801.945 | 0 | 1336.4078 | 1336.4078 | 0 | 0 | 0 | 528.524 | 0 | 0
6397 | 1608.8247 | 0 | 1184.2148 | 1184.2148 | 0 | 0 | 0 | 480.424 | 0 | 0
6398 | 1764.516 | 0 | 762.5459 | 762.5459 | 0 | 0 | 0 | 1037.91 | 0 | 0
6399 | 1869.6654 | 0 | 548.4807 | 548.4807 | 0 | 0 | 0 | 1347.036 | 0 | 0
6400 | 1735.3911 | 0 | 627.5504 | 627.5504 | 0 | 0 | 0 | 1137.418 | 0 | 0
6401 | 1870.3575 | 0 | 215.1388 | 215.1388 | 0 | 0 | 0 | 1665.358 | 0 | 0
6402 | 1742.4091 | 0 | 16.1061 | 16.1061 | 0 | 0 | 0 | 1727.062 | 0 | 0
6403 | 1712.774 | 0 | 0 | 0 | 0 | 0 | 0 | 1712.774 | 0 | 0
6404 | 1736.2529 | 0 | 0 | 0 | 0 | 0 | 0 | 1736.253 | 0 | 0
6405 | 1571.8691 | 0 | 0 | 0 | 0 | 0 | 0 | 1571.869 | 0 | 0
6406 | 1566.1442 | 0 | 0 | 0 | 0 | 0 | 0 | 1566.144 | 0 | 0
6407 | 1353.5085 | 0 | 0 | 0 | 0 | 0 | 0 | 1353.508 | 0 | 0
6408 | 390.9227 | 0 | 0 | 0 | 0 | 0 | 0 | 390.923 | 0 | 0
6409 | 403.1901 | 0 | 0 | 0 | 0 | 0 | 0 | 403.19 | 0 | 0
6410 | 386.8335 | 0 | 0 | 0 | 0 | 0 | 0 | 386.834 | 0 | 0
6411 | 365.57 | 0 | 0 | 0 | 0 | 0 | 0 | 365.57 | 0 | 0
6412 | 375.3839 | 0 | 0 | 0 | 0 | 0 | 0 | 375.384 | 0 | 0
6413 | 388.4692 | 0 | 0 | 0 | 0 | 0 | 0 | 388.469 | 0 | 0
6414 | 406.4615 | 0 | 0 | 0 | 0 | 0 | 0 | 406.461 | 0 | 0
6415 | 362.2986 | 0 | 138.8429 | 138.8429 | 0 | 0 | 0 | 230 | 0 | 0
6416 | 452.8416 | 0 | 501.6537 | 475.2397 | 0 | 0 | 26.4139 | 0 | 0 | 0
6417 | 1718.3751 | 0 | 872.2798 | 872.2798 | 0 | 0 | 0 | 887.207 | 0 | 0
6418 | 1870.1756 | 0 | 1526.4865 | 1526.4865 | 0 | 0 | 0 | 415.635 | 0 | 0
6419 | 1892.5228 | 0 | 1560.0179 | 1560.0179 | 0 | 0 | 0 | 406.031 | 0 | 0
6420 | 1967.7386 | 0 | 1099.1569 | 1099.1569 | 0 | 0 | 0 | 920.386 | 0 | 0
6421 | 1715.3512 | 0 | 1722.5146 | 1722.5146 | 0 | 0 | 0 | 74.021 | 0 | 0
6422 | 1757.0441 | 0 | 1470.0254 | 1470.0254 | 0 | 0 | 0 | 356.303 | 0 | 0
6423 | 1950.1113 | 0 | 642.3373 | 642.3373 | 0 | 0 | 0 | 1338.049 | 0 | 0
6424 | 1726.1516 | 0 | 886.4832 | 886.4832 | 0 | 0 | 0 | 881.449 | 0 | 0
6425 | 2137.608 | 0 | 605.3353 | 605.3353 | 0 | 0 | 0 | 1560.803 | 0 | 0
6426 | 1644.1407 | 0 | 43.5359 | 43.5359 | 0 | 0 | 0 | 1602.657 | 0 | 0
6427 | 1812.7762 | 0 | 0 | 0 | 0 | 0 | 0 | 1812.776 | 0 | 0
6428 | 1637.2954 | 0 | 0 | 0 | 0 | 0 | 0 | 1637.295 | 0 | 0
6429 | 1228.3805 | 0 | 0 | 0 | 0 | 0 | 0 | 1228.38 | 0 | 0
6430 | 1411.5744 | 0 | 0 | 0 | 0 | 0 | 0 | 1411.574 | 0 | 0
6431 | 1350.2371 | 0 | 0 | 0 | 0 | 0 | 0 | 1350.237 | 0 | 0
6432 | 369.6591 | 0 | 0 | 0 | 0 | 0 | 0 | 369.659 | 0 | 0
6433 | 112.8605 | 0 | 0 | 0 | 0 | 0 | 0 | 112.861 | 0 | 0
6434 | 119.4032 | 0 | 0 | 0 | 0 | 0 | 0 | 119.403 | 0 | 0
6435 | 113.6784 | 0 | 0 | 0 | 0 | 0 | 0 | 113.678 | 0 | 0
6436 | 116.1318 | 0 | 0 | 0 | 0 | 0 | 0 | 116.132 | 0 | 0
6437 | 112.8605 | 0 | 0 | 0 | 0 | 0 | 0 | 112.861 | 0 | 0
6438 | 116.9497 | 0 | 0 | 0 | 0 | 0 | 0 | 116.95 | 0 | 0
6439 | 100.5931 | 0 | 148.2597 | 105.5686 | 0 | 0 | 42.6911 | 0 | 0 | 0
6440 | 225.1445 | 0 | 562.9979 | 236.2802 | 0 | 0 | 326.7177 | 0 | 0 | 0
6441 | 1240.0192 | 0 | 1573.9726 | 1301.3547 | 0 | 0 | 272.6179 | 0 | 0 | 0
6442 | 1266.4219 | 0 | 2056.0496 | 1329.0627 | 0 | 0 | 726.987 | 0 | 0 | 0
6443 | 1701.8192 | 0 | 2349.8614 | 1785.9956 | 0 | 0 | 563.8658 | 0 | 0 | 0
6444 | 1591.6166 | 0 | 2482.7465 | 1670.3416 | 0 | 0 | 812.4048 | 0 | 0 | 0
6445 | 1439.8744 | 0 | 2437.9029 | 1511.0951 | 0 | 0 | 926.8078 | 0 | 0 | 0
6446 | 1622.9691 | 0 | 2204.3744 | 1703.2454 | 0 | 0 | 501.1289 | 0 | 0 | 0
6447 | 1764.8544 | 0 | 1830.0678 | 1830.0678 | 0 | 0 | 0 | 21.041 | 0 | 0
6448 | 1749.6223 | 0 | 1293.87 | 1293.87 | 0 | 0 | 0 | 516.734 | 0 | 0
6449 | 1578.746 | 0 | 534.5018 | 534.5018 | 0 | 0 | 0 | 1069.436 | 0 | 0
6450 | 1433.9206 | 0 | 28.9347 | 28.9347 | 0 | 0 | 0 | 1406.349 | 0 | 0
6451 | 1471.9558 | 0 | 0 | 0 | 0 | 0 | 0 | 1471.956 | 0 | 0
6452 | 1491.7217 | 0 | 0 | 0 | 0 | 0 | 0 | 1491.722 | 0 | 0
6453 | 1544.0628 | 0 | 0 | 0 | 0 | 0 | 0 | 1544.063 | 0 | 0
6454 | 1414.8457 | 0 | 0 | 0 | 0 | 0 | 0 | 1414.846 | 0 | 0
6455 | 1431.2023 | 0 | 0 | 0 | 0 | 0 | 0 | 1431.202 | 0 | 0
6456 | 482.5196 | 0 | 0 | 0 | 0 | 0 | 0 | 482.52 | 0 | 0
6457 | 426.0894 | 0 | 0 | 0 | 0 | 0 | 0 | 426.089 | 0 | 0
6458 | 399.101 | 0 | 0 | 0 | 0 | 0 | 0 | 399.101 | 0 | 0
6459 | 440.8103 | 0 | 0 | 0 | 0 | 0 | 0 | 440.81 | 0 | 0
6460 | 390.1049 | 0 | 0 | 0 | 0 | 0 | 0 | 390.105 | 0 | 0
6461 | 392.5583 | 0 | 0 | 0 | 0 | 0 | 0 | 392.558 | 0 | 0
6462 | 495.6049 | 0 | 0 | 0 | 0 | 0 | 0 | 495.605 | 0 | 0
6463 | 433.4498 | 0 | 184.187 | 184.187 | 0 | 0 | 0 | 257.943 | 0 | 0
6464 | 442.7905 | 0 | 640.0022 | 464.6916 | 0 | 0 | 175.3106 | 0 | 0 | 0
6465 | 1681.4818 | 0 | 1638.5901 | 1638.5901 | 0 | 0 | 0 | 120.121 | 0 | 0
6466 | 1826.7294 | 0 | 1180.7096 | 1180.7096 | 0 | 0 | 0 | 701.668 | 0 | 0
6467 | 1832.1434 | 0 | 1122.9398 | 1122.9398 | 0 | 0 | 0 | 762.129 | 0 | 0
6468 | 1642.4999 | 0 | 1256.6508 | 1256.6508 | 0 | 0 | 0 | 445.077 | 0 | 0
6469 | 1936.4576 | 0 | 603.2773 | 603.2773 | 0 | 0 | 0 | 1361.614 | 0 | 0
6470 | 1870.011 | 0 | 1264.0789 | 1264.0789 | 0 | 0 | 0 | 665.51 | 0 | 0
6471 | 1945.9424 | 0 | 1524.1315 | 1524.1315 | 0 | 0 | 0 | 493.646 | 0 | 0
6472 | 1509.5259 | 0 | 830.1365 | 830.1365 | 0 | 0 | 0 | 718.515 | 0 | 0
6473 | 1569.9972 | 0 | 325.2778 | 325.2778 | 0 | 0 | 0 | 1260.05 | 0 | 0
6474 | 1518.9095 | 0 | 22.0975 | 22.0975 | 0 | 0 | 0 | 1497.853 | 0 | 0
6475 | 1387.3227 | 0 | 0 | 0 | 0 | 0 | 0 | 1387.323 | 0 | 0
6476 | 1625.028 | 0 | 0 | 0 | 0 | 0 | 0 | 1625.028 | 0 | 0
6477 | 1559.6016 | 0 | 0 | 0 | 0 | 0 | 0 | 1559.602 | 0 | 0
6478 | 1286.4464 | 0 | 0 | 0 | 0 | 0 | 0 | 1286.446 | 0 | 0
6479 | 1165.4076 | 0 | 0 | 0 | 0 | 0 | 0 | 1165.408 | 0 | 0
6480 | 1319.1596 | 0 | 0 | 0 | 0 | 0 | 0 | 1319.16 | 0 | 0
6481 | 1503.1713 | 0 | 0 | 0 | 0 | 0 | 0 | 1503.171 | 0 | 0
6482 | 924.9656 | 0 | 0 | 0 | 0 | 0 | 0 | 924.966 | 0 | 0
6483 | 1193.2138 | 0 | 0 | 0 | 0 | 0 | 0 | 1193.214 | 0 | 0
6484 | 1166.2254 | 0 | 0 | 0 | 0 | 0 | 0 | 1166.225 | 0 | 0
6485 | 1228.3805 | 0 | 0 | 0 | 0 | 0 | 0 | 1228.38 | 0 | 0
6486 | 1238.1945 | 0 | 0 | 0 | 0 | 0 | 0 | 1238.194 | 0 | 0
6487 | 1037.0083 | 0 | 60.532 | 60.532 | 0 | 0 | 0 | 979.329 | 0 | 0
6488 | 344.9167 | 0 | 234.0669 | 234.0669 | 0 | 0 | 0 | 121.882 | 0 | 0
6489 | 280.4042 | 0 | 462.0826 | 294.2735 | 0 | 0 | 167.8091 | 0 | 0 | 0
6490 | 270.3306 | 0 | 658.7677 | 283.7023 | 0 | 0 | 375.0654 | 0 | 0 | 0
6491 | 287.6502 | 0 | 1223.1225 | 301.8779 | 0 | 0 | 921.2446 | 0 | 0 | 0
6492 | 303.9311 | 0 | 1393.0788 | 318.9642 | 0 | 0 | 1074.1146 | 0 | 0 | 0
6493 | 295.44 | 0 | 1250.2826 | 310.0533 | 0 | 0 | 940.2294 | 0 | 0 | 0
6494 | 282.4089 | 0 | 1591.9226 | 296.3777 | 0 | 0 | 1295.5449 | 0 | 0 | 0
6495 | 273.0489 | 0 | 979.5496 | 286.5547 | 0 | 0 | 692.9949 | 0 | 0 | 0
6496 | 209.159 | 0 | 507.5244 | 219.5046 | 0 | 0 | 288.0198 | 0 | 0 | 0
6497 | 292.731 | 0 | 156.9409 | 156.9409 | 0 | 0 | 0 | 143.187 | 0 | 0
6498 | 235.0545 | 0 | 8.4608 | 8.4608 | 0 | 0 | 0 | 226.993 | 0 | 0
6499 | 209.7018 | 0 | 0 | 0 | 0 | 0 | 0 | 209.702 | 0 | 0
6500 | 305.8684 | 0 | 0 | 0 | 0 | 0 | 0 | 305.868 | 0 | 0
6501 | 293.6009 | 0 | 0 | 0 | 0 | 0 | 0 | 293.601 | 0 | 0
6502 | 298.5079 | 0 | 0 | 0 | 0 | 0 | 0 | 298.508 | 0 | 0
6503 | 235.535 | 0 | 0 | 0 | 0 | 0 | 0 | 235.535 | 0 | 0
6504 | 168.473 | 0 | 0 | 0 | 0 | 0 | 0 | 168.473 | 0 | 0
6505 | 199.5505 | 0 | 0 | 0 | 0 | 0 | 0 | 199.55 | 0 | 0
6506 | 243.7133 | 0 | 0 | 0 | 0 | 0 | 0 | 243.713 | 0 | 0
6507 | 191.3722 | 0 | 0 | 0 | 0 | 0 | 0 | 191.372 | 0 | 0
6508 | 152.1164 | 0 | 0 | 0 | 0 | 0 | 0 | 152.116 | 0 | 0
6509 | 135.7598 | 0 | 0 | 0 | 0 | 0 | 0 | 135.76 | 0 | 0
6510 | 197.097 | 0 | 0 | 0 | 0 | 0 | 0 | 197.097 | 0 | 0
6511 | 122.6745 | 0 | 148.7152 | 128.7418 | 0 | 0 | 19.9734 | 0 | 0 | 0
6512 | 195.7169 | 0 | 534.4494 | 205.3977 | 0 | 0 | 329.0517 | 0 | 0 | 0
6513 | 885.4685 | 0 | 1040.2757 | 929.2667 | 0 | 0 | 111.009 | 0 | 0 | 0
6514 | 1487.9546 | 0 | 1530.9509 | 1530.9509 | 0 | 0 | 0 | 29.159 | 0 | 0
6515 | 1782.3192 | 0 | 720.9368 | 720.9368 | 0 | 0 | 0 | 1095.361 | 0 | 0
6516 | 1685.3849 | 0 | 2069.1553 | 1768.7487 | 0 | 0 | 300.4066 | 0 | 0 | 0
6517 | 1718.2943 | 0 | 1948.6256 | 1803.2865 | 0 | 0 | 145.339 | 0 | 0 | 0
6518 | 1671.8876 | 0 | 1752.4275 | 1752.4275 | 0 | 0 | 0 | 2.055 | 0 | 0
6519 | 1697.546 | 0 | 1245.6283 | 1245.6283 | 0 | 0 | 0 | 510.626 | 0 | 0
6520 | 1755.8511 | 0 | 623.0608 | 623.0608 | 0 | 0 | 0 | 1162.156 | 0 | 0
6521 | 1623.5477 | 0 | 141.0698 | 141.0698 | 0 | 0 | 0 | 1489.127 | 0 | 0
6522 | 1905.103 | 0 | 6.5056 | 6.5056 | 0 | 0 | 0 | 1898.904 | 0 | 0
6523 | 1574.8582 | 0 | 0 | 0 | 0 | 0 | 0 | 1574.858 | 0 | 0
6524 | 1257.8224 | 0 | 0 | 0 | 0 | 0 | 0 | 1257.822 | 0 | 0
6525 | 1468.0047 | 0 | 0 | 0 | 0 | 0 | 0 | 1468.005 | 0 | 0
6526 | 1599.6753 | 0 | 0 | 0 | 0 | 0 | 0 | 1599.675 | 0 | 0
6527 | 1683.9117 | 0 | 0 | 0 | 0 | 0 | 0 | 1683.912 | 0 | 0
6528 | 1453.2837 | 0 | 0 | 0 | 0 | 0 | 0 | 1453.284 | 0 | 0
6529 | 1407.4852 | 0 | 0 | 0 | 0 | 0 | 0 | 1407.485 | 0 | 0
6530 | 1535.8845 | 0 | 0 | 0 | 0 | 0 | 0 | 1535.885 | 0 | 0
6531 | 1660.1947 | 0 | 0 | 0 | 0 | 0 | 0 | 1660.195 | 0 | 0
6532 | 1321.6131 | 0 | 0 | 0 | 0 | 0 | 0 | 1321.613 | 0 | 0
6533 | 1273.3611 | 0 | 0 | 0 | 0 | 0 | 0 | 1273.361 | 0 | 0
6534 | 1310.1635 | 0 | 0 | 0 | 0 | 0 | 0 | 1310.163 | 0 | 0
6535 | 1068.0858 | 0 | 0 | 0 | 0 | 0 | 0 | 1068.086 | 0 | 0
6536 | 1296.3319 | 0 | 24.6666 | 24.6666 | 0 | 0 | 0 | 1272.828 | 0 | 0
6537 | 1701.5656 | 0 | 74.3219 | 74.3219 | 0 | 0 | 0 | 1630.747 | 0 | 0
6538 | 1384.2118 | 0 | 1449.5231 | 1449.5231 | 0 | 0 | 0 | 3.007 | 0 | 0
6539 | 1713.281 | 0 | 1859.4894 | 1798.0245 | 0 | 0 | 61.4649 | 0 | 0 | 0
6540 | 1435.638 | 0 | 1432.6299 | 1432.6299 | 0 | 0 | 0 | 70.53 | 0 | 0
6541 | 1436.8198 | 0 | 1555.0865 | 1507.889 | 0 | 0 | 47.1975 | 0 | 0 | 0
6542 | 1416.2125 | 0 | 1593.055 | 1486.2617 | 0 | 0 | 106.7933 | 0 | 0 | 0
6543 | 1458.112 | 0 | 1569.9185 | 1530.2342 | 0 | 0 | 39.6844 | 0 | 0 | 0
6544 | 1580.7302 | 0 | 1021.9038 | 1021.9038 | 0 | 0 | 0 | 606.99 | 0 | 0
6545 | 1546.2679 | 0 | 279.2316 | 279.2316 | 0 | 0 | 0 | 1280.197 | 0 | 0
6546 | 1753.4948 | 0 | 14.4584 | 14.4584 | 0 | 0 | 0 | 1739.717 | 0 | 0
6547 | 1580.4767 | 0 | 0 | 0 | 0 | 0 | 0 | 1580.477 | 0 | 0
6548 | 1247.1906 | 0 | 0 | 0 | 0 | 0 | 0 | 1247.191 | 0 | 0
6549 | 1584.9543 | 0 | 0 | 0 | 0 | 0 | 0 | 1584.954 | 0 | 0
6550 | 1818.0358 | 0 | 0 | 0 | 0 | 0 | 0 | 1818.036 | 0 | 0
6551 | 1714.1715 | 0 | 0 | 0 | 0 | 0 | 0 | 1714.171 | 0 | 0
6552 | 1513.8031 | 0 | 0 | 0 | 0 | 0 | 0 | 1513.803 | 0 | 0
6553 | 1295.9329 | 0 | 0 | 0 | 0 | 0 | 0 | 1295.933 | 0 | 0
6554 | 1429.5663 | 0 | 0 | 0 | 0 | 0 | 0 | 1429.566 | 0 | 0
6555 | 1403.1504 | 0 | 0 | 0 | 0 | 0 | 0 | 1403.15 | 0 | 0
6556 | 223.7582 | 0 | 0 | 0 | 0 | 0 | 0 | 223.758 | 0 | 0
6557 | 344.1836 | 0 | 0 | 0 | 0 | 0 | 0 | 344.184 | 0 | 0
6558 | 855.4089 | 0 | 0 | 0 | 0 | 0 | 0 | 855.409 | 0 | 0
6559 | 1351.1431 | 0 | 205.2906 | 205.2906 | 0 | 0 | 0 | 1155.528 | 0 | 0
6560 | 1327.7543 | 0 | 924.8946 | 924.8946 | 0 | 0 | 0 | 446.451 | 0 | 0
6561 | 1082.8362 | 0 | 881.0376 | 881.0376 | 0 | 0 | 0 | 243.323 | 0 | 0
6562 | 962.5079 | 0 | 1778.2023 | 1010.1162 | 0 | 0 | 768.086 | 0 | 0 | 0
6563 | 1672.8606 | 0 | 2158.5737 | 1755.6042 | 0 | 0 | 402.9695 | 0 | 0 | 0
6564 | 1223.3853 | 0 | 1686.9914 | 1283.898 | 0 | 0 | 403.0934 | 0 | 0 | 0
6565 | 988.9209 | 0 | 2142.5022 | 1037.8357 | 0 | 0 | 1104.6665 | 0 | 0 | 0
6566 | 879.0094 | 0 | 2040.1544 | 922.4882 | 0 | 0 | 1117.6662 | 0 | 0 | 0
6567 | 1120.1603 | 0 | 1647.7792 | 1175.5661 | 0 | 0 | 472.2131 | 0 | 0 | 0
6568 | 1590.8052 | 0 | 1049.8101 | 1049.8101 | 0 | 0 | 0 | 590.474 | 0 | 0
6569 | 1557.5416 | 0 | 353.2838 | 353.2838 | 0 | 0 | 0 | 1220.908 | 0 | 0
6570 | 1465.6696 | 0 | 13.4814 | 13.4814 | 0 | 0 | 0 | 1452.823 | 0 | 0
6571 | 966.144 | 0 | 0 | 0 | 0 | 0 | 0 | 966.144 | 0 | 0
6572 | 1198.0387 | 0 | 0 | 0 | 0 | 0 | 0 | 1198.039 | 0 | 0
6573 | 1423.3507 | 0 | 0 | 0 | 0 | 0 | 0 | 1423.351 | 0 | 0
6574 | 1421.0199 | 0 | 0 | 0 | 0 | 0 | 0 | 1421.02 | 0 | 0
6575 | 1225.2315 | 0 | 0 | 0 | 0 | 0 | 0 | 1225.232 | 0 | 0
6576 | 1382.173 | 0 | 0 | 0 | 0 | 0 | 0 | 1382.173 | 0 | 0
6577 | 1511.9217 | 0 | 0 | 0 | 0 | 0 | 0 | 1511.922 | 0 | 0
6578 | 1197.2617 | 0 | 0 | 0 | 0 | 0 | 0 | 1197.262 | 0 | 0
6579 | 1518.9141 | 0 | 0 | 0 | 0 | 0 | 0 | 1518.914 | 0 | 0
6580 | 1238.4395 | 0 | 0 | 0 | 0 | 0 | 0 | 1238.439 | 0 | 0
6581 | 1274.9556 | 0 | 0 | 0 | 0 | 0 | 0 | 1274.956 | 0 | 0
6582 | 1134.3297 | 0 | 0 | 0 | 0 | 0 | 0 | 1134.33 | 0 | 0
6583 | 1236.1086 | 0 | 120.45 | 120.45 | 0 | 0 | 0 | 1121.335 | 0 | 0
6584 | 895.8243 | 0 | 486.5078 | 486.5078 | 0 | 0 | 0 | 432.246 | 0 | 0
6585 | 1078.1882 | 0 | 627.4538 | 627.4538 | 0 | 0 | 0 | 480.308 | 0 | 0
6586 | 1521.983 | 0 | 1073.8827 | 1073.8827 | 0 | 0 | 0 | 498.714 | 0 | 0
6587 | 1177.4916 | 0 | 1411.8957 | 1235.7329 | 0 | 0 | 176.1628 | 0 | 0 | 0
6588 | 1060.1419 | 0 | 1432.5984 | 1112.5795 | 0 | 0 | 320.019 | 0 | 0 | 0
6589 | 943.5293 | 0 | 1588.9422 | 990.1985 | 0 | 0 | 598.7437 | 0 | 0 | 0
6590 | 1025.0301 | 0 | 1603.8876 | 1075.7308 | 0 | 0 | 528.1568 | 0 | 0 | 0
6591 | 930.0669 | 0 | 1396.7708 | 976.0706 | 0 | 0 | 420.7002 | 0 | 0 | 0
6592 | 968.8011 | 0 | 645.5623 | 645.5623 | 0 | 0 | 0 | 353.665 | 0 | 0
6593 | 1132.6778 | 0 | 52.0439 | 52.0439 | 0 | 0 | 0 | 1083.086 | 0 | 0
6594 | 1010.9393 | 0 | 0 | 0 | 0 | 0 | 0 | 1010.939 | 0 | 0
6595 | 1250.7879 | 0 | 0 | 0 | 0 | 0 | 0 | 1250.788 | 0 | 0
6596 | 1191.8232 | 0 | 0 | 0 | 0 | 0 | 0 | 1191.823 | 0 | 0
6597 | 1114.1294 | 0 | 0 | 0 | 0 | 0 | 0 | 1114.129 | 0 | 0
6598 | 1338.6645 | 0 | 0 | 0 | 0 | 0 | 0 | 1338.664 | 0 | 0
6599 | 1141.3222 | 0 | 0 | 0 | 0 | 0 | 0 | 1141.322 | 0 | 0
6600 | 156.1646 | 0 | 0 | 0 | 0 | 0 | 0 | 156.165 | 0 | 0
6601 | 101.7789 | 0 | 0 | 0 | 0 | 0 | 0 | 101.779 | 0 | 0
6602 | 103.3328 | 0 | 0 | 0 | 0 | 0 | 0 | 103.333 | 0 | 0
6603 | 99.4481 | 0 | 0 | 0 | 0 | 0 | 0 | 99.448 | 0 | 0
6604 | 104.8867 | 0 | 0 | 0 | 0 | 0 | 0 | 104.887 | 0 | 0
6605 | 98.6711 | 0 | 0 | 0 | 0 | 0 | 0 | 98.671 | 0 | 0
6606 | 101.002 | 0 | 0 | 0 | 0 | 0 | 0 | 101.002 | 0 | 0
6607 | 84.2832 | 0 | 2.3099 | 2.3099 | 0 | 0 | 0 | 82.082 | 0 | 0
6608 | 99.5365 | 0 | 32.2017 | 32.2017 | 0 | 0 | 0 | 68.852 | 0 | 0
6609 | 1023.3432 | 0 | 92.1953 | 92.1953 | 0 | 0 | 0 | 935.493 | 0 | 0
6610 | 1312.2971 | 0 | 195.9315 | 195.9315 | 0 | 0 | 0 | 1125.6 | 0 | 0
6611 | 985.1178 | 0 | 861.0401 | 861.0401 | 0 | 0 | 0 | 164.66 | 0 | 0
6612 | 1098.0768 | 0 | 1182.8095 | 1152.3909 | 0 | 0 | 30.4187 | 0 | 0 | 0
6613 | 1289.3435 | 0 | 1429.5938 | 1353.1174 | 0 | 0 | 76.4764 | 0 | 0 | 0
6614 | 1274.6729 | 0 | 934.5875 | 934.5875 | 0 | 0 | 0 | 384.134 | 0 | 0
6615 | 1148.4205 | 0 | 263.5232 | 263.5232 | 0 | 0 | 0 | 897.318 | 0 | 0
6616 | 1234.0498 | 0 | 146.9132 | 146.9132 | 0 | 0 | 0 | 1094.061 | 0 | 0
6617 | 1363.2866 | 0 | 88.7877 | 88.7877 | 0 | 0 | 0 | 1278.684 | 0 | 0
6618 | 1689.6706 | 0 | 0 | 0 | 0 | 0 | 0 | 1689.671 | 0 | 0
6619 | 1542.9749 | 0 | 0 | 0 | 0 | 0 | 0 | 1542.975 | 0 | 0
6620 | 1457.536 | 0 | 0 | 0 | 0 | 0 | 0 | 1457.536 | 0 | 0
6621 | 1491.7213 | 0 | 0 | 0 | 0 | 0 | 0 | 1491.721 | 0 | 0
6622 | 1543.7762 | 0 | 0 | 0 | 0 | 0 | 0 | 1543.776 | 0 | 0
6623 | 1860.7669 | 0 | 0 | 0 | 0 | 0 | 0 | 1860.767 | 0 | 0
6624 | 186.4652 | 0 | 0 | 0 | 0 | 0 | 0 | 186.465 | 0 | 0
6625 | 104.1097 | 0 | 0 | 0 | 0 | 0 | 0 | 104.11 | 0 | 0
6626 | 112.656 | 0 | 0 | 0 | 0 | 0 | 0 | 112.656 | 0 | 0
6627 | 107.2175 | 0 | 0 | 0 | 0 | 0 | 0 | 107.217 | 0 | 0
6628 | 107.2175 | 0 | 0 | 0 | 0 | 0 | 0 | 107.217 | 0 | 0
6629 | 104.8867 | 0 | 0 | 0 | 0 | 0 | 0 | 104.887 | 0 | 0
6630 | 107.2175 | 0 | 0 | 0 | 0 | 0 | 0 | 107.217 | 0 | 0
6631 | 100.2454 | 0 | 280.5822 | 105.2044 | 0 | 0 | 175.3778 | 0 | 0 | 0
6632 | 123.1185 | 0 | 879.2252 | 129.2088 | 0 | 0 | 750.0164 | 0 | 0 | 0
6633 | 971.1397 | 0 | 1069.1443 | 1019.1742 | 0 | 0 | 49.9702 | 0 | 0 | 0
6634 | 1916.0218 | 0 | 1295.9626 | 1295.9626 | 0 | 0 | 0 | 681.14 | 0 | 0
6635 | 1454.101 | 0 | 1716.1717 | 1526.0248 | 0 | 0 | 190.1469 | 0 | 0 | 0
6636 | 1405.6336 | 0 | 1797.42 | 1475.1605 | 0 | 0 | 322.2596 | 0 | 0 | 0
6637 | 1449.3753 | 0 | 2095.1788 | 1521.065 | 0 | 0 | 574.1138 | 0 | 0 | 0
6638 | 1617.9573 | 0 | 1685.8244 | 1685.8244 | 0 | 0 | 0 | 11.589 | 0 | 0
6639 | 1296.6671 | 0 | 979.3523 | 979.3523 | 0 | 0 | 0 | 363.473 | 0 | 0
6640 | 1542.1261 | 0 | 379.259 | 379.259 | 0 | 0 | 0 | 1180.742 | 0 | 0
6641 | 1368.5009 | 0 | 299.5817 | 299.5817 | 0 | 0 | 0 | 1083.039 | 0 | 0
6642 | 1900.383 | 0 | 6.4993 | 6.4993 | 0 | 0 | 0 | 1894.19 | 0 | 0
6643 | 1656.3215 | 0 | 0 | 0 | 0 | 0 | 0 | 1656.321 | 0 | 0
6644 | 1599.7157 | 0 | 0 | 0 | 0 | 0 | 0 | 1599.716 | 0 | 0
6645 | 1535.2298 | 0 | 0 | 0 | 0 | 0 | 0 | 1535.23 | 0 | 0
6646 | 1731.7952 | 0 | 0 | 0 | 0 | 0 | 0 | 1731.795 | 0 | 0
6647 | 1424.1277 | 0 | 0 | 0 | 0 | 0 | 0 | 1424.128 | 0 | 0
6648 | 1595.0541 | 0 | 0 | 0 | 0 | 0 | 0 | 1595.054 | 0 | 0
6649 | 1460.6438 | 0 | 0 | 0 | 0 | 0 | 0 | 1460.644 | 0 | 0
6650 | 1355.7571 | 0 | 0 | 0 | 0 | 0 | 0 | 1355.757 | 0 | 0
6651 | 1222.1238 | 0 | 0 | 0 | 0 | 0 | 0 | 1222.124 | 0 | 0
6652 | 1309.9178 | 0 | 0 | 0 | 0 | 0 | 0 | 1309.918 | 0 | 0
6653 | 1102.4753 | 0 | 0 | 0 | 0 | 0 | 0 | 1102.475 | 0 | 0
6654 | 1162.2995 | 0 | 0 | 0 | 0 | 0 | 0 | 1162.3 | 0 | 0
6655 | 1174.1449 | 0 | 281.5771 | 281.5771 | 0 | 0 | 0 | 905.839 | 0 | 0
6656 | 224.0097 | 0 | 836.214 | 235.0891 | 0 | 0 | 601.1249 | 0 | 0 | 0
6657 | 279.8454 | 0 | 1031.7667 | 293.6879 | 0 | 0 | 738.0787 | 0 | 0 | 0
6658 | 322.6469 | 0 | 1670.7919 | 338.606 | 0 | 0 | 1332.1859 | 0 | 0 | 0
6659 | 279.4598 | 0 | 1550.4867 | 293.2828 | 0 | 0 | 1257.2038 | 0 | 0 | 0
6660 | 226.3163 | 0 | 1710.1698 | 237.5113 | 0 | 0 | 1472.6585 | 0 | 0 | 0
6661 | 249.9566 | 0 | 1978.7861 | 262.3205 | 0 | 0 | 1716.4655 | 0 | 0 | 0
6662 | 247.4402 | 0 | 2031.3935 | 259.6791 | 0 | 0 | 1771.7145 | 0 | 0 | 0
6663 | 268.3642 | 0 | 825.1568 | 281.638 | 0 | 0 | 543.5188 | 0 | 0 | 0
6664 | 198.7923 | 0 | 733.6626 | 208.6248 | 0 | 0 | 525.0378 | 0 | 0 | 0
6665 | 292.6697 | 0 | 49.6784 | 49.6784 | 0 | 0 | 0 | 245.332 | 0 | 0
6666 | 221.6323 | 0 | 0 | 0 | 0 | 0 | 0 | 221.632 | 0 | 0
6667 | 210.0695 | 0 | 0 | 0 | 0 | 0 | 0 | 210.07 | 0 | 0
6668 | 235.4123 | 0 | 0 | 0 | 0 | 0 | 0 | 235.412 | 0 | 0
6669 | 195.0115 | 0 | 0 | 0 | 0 | 0 | 0 | 195.011 | 0 | 0
6670 | 287.4671 | 0 | 0 | 0 | 0 | 0 | 0 | 287.467 | 0 | 0
6671 | 260.2743 | 0 | 0 | 0 | 0 | 0 | 0 | 260.274 | 0 | 0
6672 | 282.8055 | 0 | 0 | 0 | 0 | 0 | 0 | 282.805 | 0 | 0
6673 | 230.7506 | 0 | 0 | 0 | 0 | 0 | 0 | 230.751 | 0 | 0
6674 | 185.6882 | 0 | 0 | 0 | 0 | 0 | 0 | 185.688 | 0 | 0
6675 | 236.1892 | 0 | 0 | 0 | 0 | 0 | 0 | 236.189 | 0 | 0
6676 | 198.1192 | 0 | 0 | 0 | 0 | 0 | 0 | 198.119 | 0 | 0
6677 | 229.1968 | 0 | 0 | 0 | 0 | 0 | 0 | 229.197 | 0 | 0
6678 | 285.1363 | 0 | 0 | 0 | 0 | 0 | 0 | 285.136 | 0 | 0
6679 | 164.7109 | 0 | 287.727 | 172.8581 | 0 | 0 | 114.8689 | 0 | 0 | 0
6680 | 199.3876 | 0 | 932.3259 | 209.2503 | 0 | 0 | 723.0756 | 0 | 0 | 0
6681 | 1165.9822 | 0 | 1132.1152 | 1132.1152 | 0 | 0 | 0 | 87.225 | 0 | 0
6682 | 1779.2506 | 0 | 1703.8846 | 1703.8846 | 0 | 0 | 0 | 155.673 | 0 | 0
6683 | 1668.8448 | 0 | 1956.4608 | 1751.3906 | 0 | 0 | 205.0703 | 0 | 0 | 0
6684 | 1306.7683 | 0 | 1931.8908 | 1371.4053 | 0 | 0 | 560.4855 | 0 | 0 | 0
6685 | 1367.4141 | 0 | 1792.9136 | 1435.05 | 0 | 0 | 357.8636 | 0 | 0 | 0
6686 | 1211.3632 | 0 | 818.5232 | 818.5232 | 0 | 0 | 0 | 431.418 | 0 | 0
6687 | 1187.0499 | 0 | 98.449 | 98.449 | 0 | 0 | 0 | 1093.24 | 0 | 0
6688 | 1289.3338 | 0 | 170.8893 | 170.8893 | 0 | 0 | 0 | 1126.499 | 0 | 0
6689 | 1473.5876 | 0 | 107.2792 | 107.2792 | 0 | 0 | 0 | 1371.364 | 0 | 0
6690 | 1450.7679 | 0 | 0.62548 | 0.62548 | 0 | 0 | 0 | 1450.172 | 0 | 0
6691 | 1377.5454 | 0 | 0 | 0 | 0 | 0 | 0 | 1377.545 | 0 | 0
6692 | 1000.6964 | 0 | 0 | 0 | 0 | 0 | 0 | 1000.696 | 0 | 0
6693 | 1480.0672 | 0 | 0 | 0 | 0 | 0 | 0 | 1480.067 | 0 | 0
6694 | 1346.4339 | 0 | 0 | 0 | 0 | 0 | 0 | 1346.434 | 0 | 0
6695 | 1285.8327 | 0 | 0 | 0 | 0 | 0 | 0 | 1285.833 | 0 | 0
6696 | 1184.8307 | 0 | 0 | 0 | 0 | 0 | 0 | 1184.831 | 0 | 0
6697 | 1309.9178 | 0 | 0 | 0 | 0 | 0 | 0 | 1309.918 | 0 | 0
6698 | 1500.2676 | 0 | 0 | 0 | 0 | 0 | 0 | 1500.268 | 0 | 0
6699 | 1316.9102 | 0 | 0 | 0 | 0 | 0 | 0 | 1316.91 | 0 | 0
6700 | 1187.9385 | 0 | 0 | 0 | 0 | 0 | 0 | 1187.938 | 0 | 0
6701 | 966.5111 | 0 | 0 | 0 | 0 | 0 | 0 | 966.511 | 0 | 0
6702 | 1231.447 | 0 | 0 | 0 | 0 | 0 | 0 | 1231.447 | 0 | 0
6703 | 1040.3999 | 0 | 249.5444 | 249.5444 | 0 | 0 | 0 | 802.617 | 0 | 0
6704 | 1049.4094 | 0 | 767.6704 | 767.6704 | 0 | 0 | 0 | 317.921 | 0 | 0
6705 | 1392.0499 | 0 | 1257.7622 | 1257.7622 | 0 | 0 | 0 | 193.567 | 0 | 0
6706 | 1491.899 | 0 | 1623.586 | 1565.6924 | 0 | 0 | 57.8936 | 0 | 0 | 0
6707 | 1479.7011 | 0 | 1663.9924 | 1552.891 | 0 | 0 | 111.1014 | 0 | 0 | 0
6708 | 1376.6976 | 0 | 1998.9116 | 1444.7922 | 0 | 0 | 554.1195 | 0 | 0 | 0
6709 | 1804.4341 | 0 | 1924.1762 | 1893.6862 | 0 | 0 | 30.49 | 0 | 0 | 0
6710 | 1768.6143 | 0 | 1872.3149 | 1856.0955 | 0 | 0 | 16.2194 | 0 | 0 | 0
6711 | 1995.8376 | 0 | 1270.4323 | 1270.4323 | 0 | 0 | 0 | 785.282 | 0 | 0
6712 | 1636.7689 | 0 | 1091.3153 | 1091.3153 | 0 | 0 | 0 | 596.889 | 0 | 0
6713 | 1880.17 | 0 | 162.0349 | 162.0349 | 0 | 0 | 0 | 1725.772 | 0 | 0
6714 | 1605.2708 | 0 | 0 | 0 | 0 | 0 | 0 | 1605.271 | 0 | 0
6715 | 1176.8108 | 0 | 0 | 0 | 0 | 0 | 0 | 1176.811 | 0 | 0
6716 | 1179.3922 | 0 | 0 | 0 | 0 | 0 | 0 | 1179.392 | 0 | 0
6717 | 1017.789 | 0 | 0 | 0 | 0 | 0 | 0 | 1017.789 | 0 | 0
6718 | 1282.7249 | 0 | 0 | 0 | 0 | 0 | 0 | 1282.725 | 0 | 0
6719 | 1643.2243 | 0 | 0 | 0 | 0 | 0 | 0 | 1643.224 | 0 | 0
6720 | 1414.8044 | 0 | 0 | 0 | 0 | 0 | 0 | 1414.804 | 0 | 0
6721 | 1612.9237 | 0 | 0 | 0 | 0 | 0 | 0 | 1612.924 | 0 | 0
6722 | 1513.4756 | 0 | 0 | 0 | 0 | 0 | 0 | 1513.476 | 0 | 0
6723 | 1312.2486 | 0 | 0 | 0 | 0 | 0 | 0 | 1312.249 | 0 | 0
6724 | 926.8872 | 0 | 0 | 0 | 0 | 0 | 0 | 926.887 | 0 | 0
6725 | 1116.4602 | 0 | 0 | 0 | 0 | 0 | 0 | 1116.46 | 0 | 0
6726 | 923.0026 | 0 | 0 | 0 | 0 | 0 | 0 | 923.003 | 0 | 0
6727 | 974.5728 | 0 | 0 | 0 | 0 | 0 | 0 | 974.573 | 0 | 0
6728 | 1109.3055 | 0 | 61.9036 | 61.9036 | 0 | 0 | 0 | 1050.32 | 0 | 0
6729 | 1453.1366 | 0 | 252.2174 | 252.2174 | 0 | 0 | 0 | 1212.807 | 0 | 0
6730 | 1636.4299 | 0 | 246.0665 | 246.0665 | 0 | 0 | 0 | 1401.961 | 0 | 0
6731 | 1700.6594 | 0 | 240.9692 | 240.9692 | 0 | 0 | 0 | 1471.047 | 0 | 0
6732 | 1576.4513 | 0 | 426.9634 | 426.9634 | 0 | 0 | 0 | 1169.612 | 0 | 0
6733 | 1782.2292 | 0 | 979.4457 | 979.4457 | 0 | 0 | 0 | 848.946 | 0 | 0
6734 | 1708.3705 | 0 | 1579.1696 | 1579.1696 | 0 | 0 | 0 | 203.63 | 0 | 0
6735 | 1688.8665 | 0 | 1569.7045 | 1569.7045 | 0 | 0 | 0 | 193.145 | 0 | 0
6736 | 1513.6533 | 0 | 1181.8461 | 1181.8461 | 0 | 0 | 0 | 387.51 | 0 | 0
6737 | 1543.6956 | 0 | 494.5677 | 494.5677 | 0 | 0 | 0 | 1072.437 | 0 | 0
6738 | 1589.396 | 0 | 19.6764 | 19.6764 | 0 | 0 | 0 | 1570.647 | 0 | 0
6739 | 1404.3944 | 0 | 0 | 0 | 0 | 0 | 0 | 1404.394 | 0 | 0
6740 | 1464.5285 | 0 | 0 | 0 | 0 | 0 | 0 | 1464.528 | 0 | 0
6741 | 1266.4092 | 0 | 0 | 0 | 0 | 0 | 0 | 1266.409 | 0 | 0
6742 | 1237.6625 | 0 | 0 | 0 | 0 | 0 | 0 | 1237.663 | 0 | 0
6743 | 1469.1901 | 0 | 0 | 0 | 0 | 0 | 0 | 1469.19 | 0 | 0
6744 | 1402.3734 | 0 | 0 | 0 | 0 | 0 | 0 | 1402.373 | 0 | 0
6745 | 1487.8366 | 0 | 0 | 0 | 0 | 0 | 0 | 1487.837 | 0 | 0
6746 | 1173.9536 | 0 | 0 | 0 | 0 | 0 | 0 | 1173.954 | 0 | 0
6747 | 1220.5699 | 0 | 0 | 0 | 0 | 0 | 0 | 1220.57 | 0 | 0
6748 | 1091.5981 | 0 | 0 | 0 | 0 | 0 | 0 | 1091.598 | 0 | 0
6749 | 1039.5433 | 0 | 0 | 0 | 0 | 0 | 0 | 1039.543 | 0 | 0
6750 | 1033.3278 | 0 | 0 | 0 | 0 | 0 | 0 | 1033.328 | 0 | 0
6751 | 1125.2328 | 0 | 201.6333 | 201.6333 | 0 | 0 | 0 | 933.103 | 0 | 0
6752 | 1299.0474 | 0 | 559.9555 | 559.9555 | 0 | 0 | 0 | 765.483 | 0 | 0
6753 | 1556.2421 | 0 | 844.2676 | 844.2676 | 0 | 0 | 0 | 751.766 | 0 | 0
6754 | 1612.0778 | 0 | 452.5619 | 452.5619 | 0 | 0 | 0 | 1180.845 | 0 | 0
6755 | 0 | 0 | 1137.7404 | 0 | 0 | 0 | 1137.7404 | 0 | 0 | 0
6756 | 1493.2053 | 0 | 1753.5777 | 1567.064 | 0 | 0 | 186.5137 | 0 | 0 | 0
6757 | 1246.7915 | 0 | 1664.9526 | 1308.4617 | 0 | 0 | 356.4909 | 0 | 0 | 0
6758 | 1561.9623 | 0 | 1559.2298 | 1559.2298 | 0 | 0 | 0 | 76.221 | 0 | 0
6759 | 1551.8563 | 0 | 840.1684 | 840.1684 | 0 | 0 | 0 | 751.286 | 0 | 0
6760 | 1685.1478 | 0 | 855.7529 | 855.7529 | 0 | 0 | 0 | 869.728 | 0 | 0
6761 | 1491.6931 | 0 | 409.4311 | 409.4311 | 0 | 0 | 0 | 1101.559 | 0 | 0
6762 | 1361.0005 | 0 | 11.2712 | 11.2712 | 0 | 0 | 0 | 1350.26 | 0 | 0
6763 | 1278.8742 | 0 | 0 | 0 | 0 | 0 | 0 | 1278.874 | 0 | 0
6764 | 1114.9063 | 0 | 0 | 0 | 0 | 0 | 0 | 1114.906 | 0 | 0
6765 | 1342.5492 | 0 | 0 | 0 | 0 | 0 | 0 | 1342.549 | 0 | 0
6766 | 1593.5002 | 0 | 0 | 0 | 0 | 0 | 0 | 1593.5 | 0 | 0
6767 | 1337.8875 | 0 | 0 | 0 | 0 | 0 | 0 | 1337.888 | 0 | 0
6768 | 1203.4772 | 0 | 0 | 0 | 0 | 0 | 0 | 1203.477 | 0 | 0
6769 | 923.0026 | 0 | 0 | 0 | 0 | 0 | 0 | 923.003 | 0 | 0
6770 | 1208.9158 | 0 | 0 | 0 | 0 | 0 | 0 | 1208.916 | 0 | 0
6771 | 935.4336 | 0 | 0 | 0 | 0 | 0 | 0 | 935.434 | 0 | 0
6772 | 835.9855 | 0 | 0 | 0 | 0 | 0 | 0 | 835.985 | 0 | 0
6773 | 948.6415 | 0 | 0 | 0 | 0 | 0 | 0 | 948.642 | 0 | 0
6774 | 1023.2276 | 0 | 0 | 0 | 0 | 0 | 0 | 1023.228 | 0 | 0
6775 | 855.543 | 0 | 4.8002 | 4.8002 | 0 | 0 | 0 | 850.969 | 0 | 0
6776 | 734.4698 | 0 | 320.1879 | 320.1879 | 0 | 0 | 0 | 429.373 | 0 | 0
6777 | 1354.9452 | 0 | 1301.7441 | 1301.7441 | 0 | 0 | 0 | 114.555 | 0 | 0
6778 | 1584.1702 | 0 | 1417.5869 | 1417.5869 | 0 | 0 | 0 | 233.396 | 0 | 0
6779 | 1585.9435 | 0 | 1129.6322 | 1129.6322 | 0 | 0 | 0 | 509.552 | 0 | 0
6780 | 1196.4829 | 0 | 1250.6279 | 1250.6279 | 0 | 0 | 0 | 4.799 | 0 | 0
6781 | 1424.9425 | 0 | 953.9364 | 953.9364 | 0 | 0 | 0 | 515.966 | 0 | 0
6782 | 1249.168 | 0 | 1031.8076 | 1031.8076 | 0 | 0 | 0 | 265.991 | 0 | 0
6783 | 1398.008 | 0 | 1377.954 | 1377.954 | 0 | 0 | 0 | 84.999 | 0 | 0
6784 | 1407.3079 | 0 | 1048.9674 | 1048.9674 | 0 | 0 | 0 | 407.78 | 0 | 0
6785 | 1093.0432 | 0 | 377.6985 | 377.6985 | 0 | 0 | 0 | 733.146 | 0 | 0
6786 | 1275.5441 | 0 | 9.3864 | 9.3864 | 0 | 0 | 0 | 1266.6 | 0 | 0
6787 | 1074.0238 | 0 | 0 | 0 | 0 | 0 | 0 | 1074.024 | 0 | 0
6788 | 1001.4733 | 0 | 0 | 0 | 0 | 0 | 0 | 1001.473 | 0 | 0
6789 | 1020.8968 | 0 | 0 | 0 | 0 | 0 | 0 | 1020.897 | 0 | 0
6790 | 1296.7098 | 0 | 0 | 0 | 0 | 0 | 0 | 1296.71 | 0 | 0
6791 | 1046.5357 | 0 | 0 | 0 | 0 | 0 | 0 | 1046.536 | 0 | 0
6792 | 1089.2673 | 0 | 0 | 0 | 0 | 0 | 0 | 1089.267 | 0 | 0
6793 | 1177.0613 | 0 | 0 | 0 | 0 | 0 | 0 | 1177.061 | 0 | 0
6794 | 1226.0084 | 0 | 0 | 0 | 0 | 0 | 0 | 1226.008 | 0 | 0
6795 | 1172.3997 | 0 | 0 | 0 | 0 | 0 | 0 | 1172.4 | 0 | 0
6796 | 942.426 | 0 | 0 | 0 | 0 | 0 | 0 | 942.426 | 0 | 0
6797 | 939.3183 | 0 | 0 | 0 | 0 | 0 | 0 | 939.318 | 0 | 0
6798 | 1045.7588 | 0 | 0 | 0 | 0 | 0 | 0 | 1045.759 | 0 | 0
6799 | 671.3979 | 0 | 158.4605 | 158.4605 | 0 | 0 | 0 | 520.406 | 0 | 0
6800 | 872.0645 | 0 | 461.2546 | 461.2546 | 0 | 0 | 0 | 432.55 | 0 | 0
6801 | 485.7777 | 0 | 753.7955 | 509.8059 | 0 | 0 | 243.9896 | 0 | 0 | 0
6802 | 364.5171 | 0 | 1303.9878 | 382.547 | 0 | 0 | 921.4408 | 0 | 0 | 0
6803 | 364.7608 | 0 | 1588.5066 | 382.802 | 0 | 0 | 1205.7046 | 0 | 0 | 0
6804 | 378.6719 | 0 | 1159.6238 | 397.4021 | 0 | 0 | 762.2216 | 0 | 0 | 0
6805 | 728.4592 | 0 | 679.8944 | 679.8944 | 0 | 0 | 0 | 80.609 | 0 | 0
6806 | 1278.5809 | 0 | 873.2852 | 873.2852 | 0 | 0 | 0 | 446.455 | 0 | 0
6807 | 1456.5445 | 0 | 131.7527 | 131.7527 | 0 | 0 | 0 | 1331.001 | 0 | 0
6808 | 1463.702 | 0 | 129.2938 | 129.2938 | 0 | 0 | 0 | 1340.502 | 0 | 0
6809 | 1357.0867 | 0 | 17.0181 | 17.0181 | 0 | 0 | 0 | 1340.871 | 0 | 0
6810 | 968.9779 | 0 | 0 | 0 | 0 | 0 | 0 | 968.978 | 0 | 0
6811 | 859.4179 | 0 | 0 | 0 | 0 | 0 | 0 | 859.418 | 0 | 0
6812 | 666.613 | 0 | 0 | 0 | 0 | 0 | 0 | 666.613 | 0 | 0
6813 | 1020.8968 | 0 | 0 | 0 | 0 | 0 | 0 | 1020.897 | 0 | 0
6814 | 1041.8741 | 0 | 0 | 0 | 0 | 0 | 0 | 1041.874 | 0 | 0
6815 | 1133.5528 | 0 | 0 | 0 | 0 | 0 | 0 | 1133.553 | 0 | 0
6816 | 1121.8987 | 0 | 0 | 0 | 0 | 0 | 0 | 1121.899 | 0 | 0
6817 | 916.0101 | 0 | 0 | 0 | 0 | 0 | 0 | 916.01 | 0 | 0
6818 | 1391.4963 | 0 | 0 | 0 | 0 | 0 | 0 | 1391.496 | 0 | 0
6819 | 1013.9043 | 0 | 0 | 0 | 0 | 0 | 0 | 1013.904 | 0 | 0
6820 | 1124.2295 | 0 | 0 | 0 | 0 | 0 | 0 | 1124.23 | 0 | 0
6821 | 933.1028 | 0 | 0 | 0 | 0 | 0 | 0 | 933.103 | 0 | 0
6822 | 828.2161 | 0 | 0 | 0 | 0 | 0 | 0 | 828.216 | 0 | 0
6823 | 1121.5161 | 0 | 60.173 | 60.173 | 0 | 0 | 0 | 1064.179 | 0 | 0
6824 | 241.5452 | 0 | 316.1097 | 253.4925 | 0 | 0 | 62.6172 | 0 | 0 | 0
6825 | 286.4047 | 0 | 626.3792 | 300.5703 | 0 | 0 | 325.8088 | 0 | 0 | 0
6826 | 227.0213 | 0 | 1203.8775 | 238.2501 | 0 | 0 | 965.6274 | 0 | 0 | 0
6827 | 226.7086 | 0 | 1606.0327 | 237.9226 | 0 | 0 | 1368.11 | 0 | 0 | 0
6828 | 265.6099 | 0 | 1629.0348 | 278.7478 | 0 | 0 | 1350.287 | 0 | 0 | 0
6829 | 180.5099 | 0 | 1577.2249 | 189.4385 | 0 | 0 | 1387.7864 | 0 | 0 | 0
6830 | 244.417 | 0 | 994.9956 | 256.5065 | 0 | 0 | 738.4891 | 0 | 0 | 0
6831 | 281.7887 | 0 | 93.5806 | 93.5806 | 0 | 0 | 0 | 192.619 | 0 | 0
6832 | 244.5879 | 0 | 67.0386 | 67.0386 | 0 | 0 | 0 | 180.709 | 0 | 0
6833 | 259.577 | 0 | 250.7324 | 250.7324 | 0 | 0 | 0 | 20.662 | 0 | 0
6834 | 261.3999 | 0 | 1.1639 | 1.1639 | 0 | 0 | 0 | 260.291 | 0 | 0
6835 | 181.0159 | 0 | 0 | 0 | 0 | 0 | 0 | 181.016 | 0 | 0
6836 | 341.8528 | 0 | 0 | 0 | 0 | 0 | 0 | 341.853 | 0 | 0
6837 | 203.5578 | 0 | 0 | 0 | 0 | 0 | 0 | 203.558 | 0 | 0
6838 | 261.8282 | 0 | 0 | 0 | 0 | 0 | 0 | 261.828 | 0 | 0
6839 | 280.4747 | 0 | 0 | 0 | 0 | 0 | 0 | 280.475 | 0 | 0
6840 | 239.297 | 0 | 0 | 0 | 0 | 0 | 0 | 239.297 | 0 | 0
6841 | 247.8433 | 0 | 0 | 0 | 0 | 0 | 0 | 247.843 | 0 | 0
6842 | 213.658 | 0 | 0 | 0 | 0 | 0 | 0 | 213.658 | 0 | 0
6843 | 278.9208 | 0 | 0 | 0 | 0 | 0 | 0 | 278.921 | 0 | 0
6844 | 284.3594 | 0 | 0 | 0 | 0 | 0 | 0 | 284.359 | 0 | 0
6845 | 227.6429 | 0 | 0 | 0 | 0 | 0 | 0 | 227.643 | 0 | 0
6846 | 224.5351 | 0 | 0 | 0 | 0 | 0 | 0 | 224.535 | 0 | 0
6847 | 211.1465 | 0 | 143.131 | 143.131 | 0 | 0 | 0 | 74.761 | 0 | 0
6848 | 228.4266 | 0 | 1049.8688 | 239.7256 | 0 | 0 | 810.1432 | 0 | 0 | 0
6849 | 798.5303 | 0 | 749.478 | 749.478 | 0 | 0 | 0 | 84.376 | 0 | 0
6850 | 1189.1388 | 0 | 1251.8988 | 1247.957 | 0 | 0 | 3.9418 | 0 | 0 | 0
6851 | 1149.785 | 0 | 900.6111 | 900.6111 | 0 | 0 | 0 | 291.621 | 0 | 0
6852 | 1049.2511 | 0 | 1259.4959 | 1101.1498 | 0 | 0 | 158.3461 | 0 | 0 | 0
6853 | 1004.3509 | 0 | 1609.0026 | 1054.0289 | 0 | 0 | 554.9737 | 0 | 0 | 0
6854 | 1250.2042 | 0 | 1695.8142 | 1312.0425 | 0 | 0 | 383.7717 | 0 | 0 | 0
6855 | 903.8122 | 0 | 1143.1314 | 948.517 | 0 | 0 | 194.6145 | 0 | 0 | 0
6856 | 1265.9984 | 0 | 539.4983 | 539.4983 | 0 | 0 | 0 | 751.927 | 0 | 0
6857 | 1338.141 | 0 | 9.5207 | 9.5207 | 0 | 0 | 0 | 1329.069 | 0 | 0
6858 | 1446.2015 | 0 | 0 | 0 | 0 | 0 | 0 | 1446.201 | 0 | 0
6859 | 1536.9168 | 0 | 0 | 0 | 0 | 0 | 0 | 1536.917 | 0 | 0
6860 | 1201.1464 | 0 | 0 | 0 | 0 | 0 | 0 | 1201.146 | 0 | 0
6861 | 1445.882 | 0 | 0 | 0 | 0 | 0 | 0 | 1445.882 | 0 | 0
6862 | 1395.381 | 0 | 0 | 0 | 0 | 0 | 0 | 1395.381 | 0 | 0
6863 | 1485.5058 | 0 | 0 | 0 | 0 | 0 | 0 | 1485.506 | 0 | 0
6864 | 1257.086 | 0 | 0 | 0 | 0 | 0 | 0 | 1257.086 | 0 | 0
6865 | 1266.4092 | 0 | 0 | 0 | 0 | 0 | 0 | 1266.409 | 0 | 0
6866 | 1198.8156 | 0 | 0 | 0 | 0 | 0 | 0 | 1198.816 | 0 | 0
6867 | 1652.5475 | 0 | 0 | 0 | 0 | 0 | 0 | 1652.548 | 0 | 0
6868 | 1262.5245 | 0 | 0 | 0 | 0 | 0 | 0 | 1262.525 | 0 | 0
6869 | 1325.4565 | 0 | 0 | 0 | 0 | 0 | 0 | 1325.457 | 0 | 0
6870 | 1463.7515 | 0 | 0 | 0 | 0 | 0 | 0 | 1463.752 | 0 | 0
6871 | 1647.1089 | 0 | 302.5832 | 302.5832 | 0 | 0 | 0 | 1358.787 | 0 | 0
6872 | 1347.642 | 0 | 760.0072 | 760.0072 | 0 | 0 | 0 | 623.455 | 0 | 0
6873 | 1537.3752 | 0 | 857.0825 | 857.0825 | 0 | 0 | 0 | 720.688 | 0 | 0
6874 | 2055.2559 | 0 | 1461.9928 | 1461.9928 | 0 | 0 | 0 | 662.169 | 0 | 0
6875 | 1950.1673 | 0 | 1509.5241 | 1509.5241 | 0 | 0 | 0 | 511.79 | 0 | 0
6876 | 1632.9415 | 0 | 1576.1377 | 1576.1377 | 0 | 0 | 0 | 131.09 | 0 | 0
6877 | 1578.9248 | 0 | 1514.9666 | 1514.9666 | 0 | 0 | 0 | 135.361 | 0 | 0
6878 | 1500.0918 | 0 | 1487.903 | 1487.903 | 0 | 0 | 0 | 82.316 | 0 | 0
6879 | 1560.4337 | 0 | 1210.9845 | 1210.9845 | 0 | 0 | 0 | 406.525 | 0 | 0
6880 | 1354.9627 | 0 | 616.828 | 616.828 | 0 | 0 | 0 | 767.207 | 0 | 0
6881 | 1401.9869 | 0 | 337.3466 | 337.3466 | 0 | 0 | 0 | 1080.539 | 0 | 0
6882 | 1511.5332 | 0 | 0 | 0 | 0 | 0 | 0 | 1511.533 | 0 | 0
6883 | 1511.2516 | 0 | 0 | 0 | 0 | 0 | 0 | 1511.252 | 0 | 0
6884 | 1042.651 | 0 | 0 | 0 | 0 | 0 | 0 | 1042.651 | 0 | 0
6885 | 1417.1352 | 0 | 0 | 0 | 0 | 0 | 0 | 1417.135 | 0 | 0
6886 | 1734.126 | 0 | 0 | 0 | 0 | 0 | 0 | 1734.126 | 0 | 0
6887 | 1786.9578 | 0 | 0 | 0 | 0 | 0 | 0 | 1786.958 | 0 | 0
6888 | 1498.7138 | 0 | 0 | 0 | 0 | 0 | 0 | 1498.714 | 0 | 0
6889 | 1306.0331 | 0 | 0 | 0 | 0 | 0 | 0 | 1306.033 | 0 | 0
6890 | 1539.8915 | 0 | 0 | 0 | 0 | 0 | 0 | 1539.891 | 0 | 0
6891 | 1354.9802 | 0 | 0 | 0 | 0 | 0 | 0 | 1354.98 | 0 | 0
6892 | 1587.2847 | 0 | 0 | 0 | 0 | 0 | 0 | 1587.285 | 0 | 0
6893 | 1386.8347 | 0 | 0 | 0 | 0 | 0 | 0 | 1386.835 | 0 | 0
6894 | 1682.8481 | 0 | 0 | 0 | 0 | 0 | 0 | 1682.848 | 0 | 0
6895 | 1314.5969 | 0 | 193.1179 | 193.1179 | 0 | 0 | 0 | 1130.581 | 0 | 0
6896 | 1491.5815 | 0 | 626.6352 | 626.6352 | 0 | 0 | 0 | 894.481 | 0 | 0
6897 | 1238.8415 | 0 | 952.1859 | 952.1859 | 0 | 0 | 0 | 331.534 | 0 | 0
6898 | 1931.0148 | 0 | 1471.9071 | 1471.9071 | 0 | 0 | 0 | 528.481 | 0 | 0
6899 | 1849.8422 | 0 | 1282.7373 | 1282.7373 | 0 | 0 | 0 | 627.563 | 0 | 0
6900 | 1624.0727 | 0 | 2134.011 | 1704.404 | 0 | 0 | 429.607 | 0 | 0 | 0
6901 | 1805.6859 | 0 | 1733.3755 | 1733.3755 | 0 | 0 | 0 | 154.007 | 0 | 0
6902 | 1579.4376 | 0 | 1678.5379 | 1657.5613 | 0 | 0 | 20.9767 | 0 | 0 | 0
6903 | 1451.8731 | 0 | 1304.7823 | 1304.7823 | 0 | 0 | 0 | 208.587 | 0 | 0
6904 | 1128.7455 | 0 | 383.7213 | 383.7213 | 0 | 0 | 0 | 763.11 | 0 | 0
6905 | 1228.0848 | 0 | 60.2455 | 60.2455 | 0 | 0 | 0 | 1170.678 | 0 | 0
6906 | 1434.2978 | 0 | 0 | 0 | 0 | 0 | 0 | 1434.298 | 0 | 0
6907 | 1492.2516 | 0 | 0 | 0 | 0 | 0 | 0 | 1492.252 | 0 | 0
6908 | 1240.7703 | 0 | 0 | 0 | 0 | 0 | 0 | 1240.77 | 0 | 0
6909 | 1418.6891 | 0 | 0 | 0 | 0 | 0 | 0 | 1418.689 | 0 | 0
6910 | 1613.7006 | 0 | 0 | 0 | 0 | 0 | 0 | 1613.701 | 0 | 0
6911 | 1366.6343 | 0 | 0 | 0 | 0 | 0 | 0 | 1366.634 | 0 | 0
6912 | 1386.8347 | 0 | 0 | 0 | 0 | 0 | 0 | 1386.835 | 0 | 0
6913 | 1509.5909 | 0 | 0 | 0 | 0 | 0 | 0 | 1509.591 | 0 | 0
6914 | 1275.7325 | 0 | 0 | 0 | 0 | 0 | 0 | 1275.732 | 0 | 0
6915 | 1501.8215 | 0 | 0 | 0 | 0 | 0 | 0 | 1501.822 | 0 | 0
6916 | 1306.0331 | 0 | 0 | 0 | 0 | 0 | 0 | 1306.033 | 0 | 0
6917 | 1323.1257 | 0 | 0 | 0 | 0 | 0 | 0 | 1323.126 | 0 | 0
6918 | 1096.2598 | 0 | 0 | 0 | 0 | 0 | 0 | 1096.26 | 0 | 0
6919 | 1443.5696 | 0 | 120.6053 | 120.6053 | 0 | 0 | 0 | 1328.648 | 0 | 0
6920 | 1285.1606 | 0 | 475.7582 | 475.7582 | 0 | 0 | 0 | 831.826 | 0 | 0
6921 | 1191.5872 | 0 | 919.2002 | 919.2002 | 0 | 0 | 0 | 315.71 | 0 | 0
6922 | 1744.2447 | 0 | 923.7958 | 923.7958 | 0 | 0 | 0 | 863.988 | 0 | 0
6923 | 1620.4415 | 0 | 1293.6632 | 1293.6632 | 0 | 0 | 0 | 387.751 | 0 | 0
6924 | 1876.2766 | 0 | 1744.4641 | 1744.4641 | 0 | 0 | 0 | 214.032 | 0 | 0
6925 | 1620.8484 | 0 | 1990.6796 | 1701.0206 | 0 | 0 | 289.6591 | 0 | 0 | 0
6926 | 1712.8476 | 0 | 1444.3986 | 1444.3986 | 0 | 0 | 0 | 336.526 | 0 | 0
6927 | 1534.4519 | 0 | 1267.0247 | 1267.0247 | 0 | 0 | 0 | 327.144 | 0 | 0
6928 | 1664.7066 | 0 | 175.6129 | 175.6129 | 0 | 0 | 0 | 1497.371 | 0 | 0
6929 | 1575.5306 | 0 | 39.8271 | 39.8271 | 0 | 0 | 0 | 1537.581 | 0 | 0
6930 | 1789.0993 | 0 | 0 | 0 | 0 | 0 | 0 | 1789.099 | 0 | 0
6931 | 1655.2046 | 0 | 0 | 0 | 0 | 0 | 0 | 1655.205 | 0 | 0
6932 | 1494.8291 | 0 | 0 | 0 | 0 | 0 | 0 | 1494.829 | 0 | 0
6933 | 1709.264 | 0 | 0 | 0 | 0 | 0 | 0 | 1709.264 | 0 | 0
6934 | 1697.6099 | 0 | 0 | 0 | 0 | 0 | 0 | 1697.61 | 0 | 0
6935 | 1894.9522 | 0 | 0 | 0 | 0 | 0 | 0 | 1894.952 | 0 | 0
6936 | 1490.1674 | 0 | 0 | 0 | 0 | 0 | 0 | 1490.167 | 0 | 0
6937 | 1436.5587 | 0 | 0 | 0 | 0 | 0 | 0 | 1436.559 | 0 | 0
6938 | 1714.7026 | 0 | 0 | 0 | 0 | 0 | 0 | 1714.703 | 0 | 0
6939 | 1420.243 | 0 | 0 | 0 | 0 | 0 | 0 | 1420.243 | 0 | 0
6940 | 1859.99 | 0 | 0 | 0 | 0 | 0 | 0 | 1859.99 | 0 | 0
6941 | 1577.9614 | 0 | 0 | 0 | 0 | 0 | 0 | 1577.961 | 0 | 0
6942 | 1522.7988 | 0 | 0 | 0 | 0 | 0 | 0 | 1522.799 | 0 | 0
6943 | 1380.6823 | 0 | 222.1671 | 222.1671 | 0 | 0 | 0 | 1168.987 | 0 | 0
6944 | 1445.3682 | 0 | 726.5556 | 726.5556 | 0 | 0 | 0 | 753.056 | 0 | 0
6945 | 1443.6317 | 0 | 1299.3985 | 1299.3985 | 0 | 0 | 0 | 205.475 | 0 | 0
6946 | 1751.3527 | 0 | 1821.5062 | 1821.5062 | 0 | 0 | 0 | 15.696 | 0 | 0
6947 | 1975.004 | 0 | 1636.2551 | 1636.2551 | 0 | 0 | 0 | 415.868 | 0 | 0
6948 | 1647.8616 | 0 | 2080.1705 | 1729.3687 | 0 | 0 | 350.8018 | 0 | 0 | 0
6949 | 1546.6392 | 0 | 1898.4287 | 1623.141 | 0 | 0 | 275.2877 | 0 | 0 | 0
6950 | 1415.4066 | 0 | 1728.5648 | 1485.4158 | 0 | 0 | 243.149 | 0 | 0 | 0
6951 | 1594.654 | 0 | 1406.6578 | 1406.6578 | 0 | 0 | 0 | 254.294 | 0 | 0
6952 | 1899.5274 | 0 | 477.3019 | 477.3019 | 0 | 0 | 0 | 1444.722 | 0 | 0
6953 | 1653.7527 | 0 | 132.4674 | 132.4674 | 0 | 0 | 0 | 1527.528 | 0 | 0
6954 | 1424.522 | 0 | 0 | 0 | 0 | 0 | 0 | 1424.522 | 0 | 0
6955 | 1615.5546 | 0 | 0 | 0 | 0 | 0 | 0 | 1615.555 | 0 | 0
6956 | 1257.086 | 0 | 0 | 0 | 0 | 0 | 0 | 1257.086 | 0 | 0
6957 | 1328.5643 | 0 | 0 | 0 | 0 | 0 | 0 | 1328.564 | 0 | 0
6958 | 1113.3524 | 0 | 0 | 0 | 0 | 0 | 0 | 1113.352 | 0 | 0
6959 | 1417.1352 | 0 | 0 | 0 | 0 | 0 | 0 | 1417.135 | 0 | 0
6960 | 1232.224 | 0 | 0 | 0 | 0 | 0 | 0 | 1232.224 | 0 | 0
6961 | 896.5867 | 0 | 0 | 0 | 0 | 0 | 0 | 896.587 | 0 | 0
6962 | 1312.2486 | 0 | 0 | 0 | 0 | 0 | 0 | 1312.249 | 0 | 0
6963 | 996.8117 | 0 | 0 | 0 | 0 | 0 | 0 | 996.812 | 0 | 0
6964 | 1216.6852 | 0 | 0 | 0 | 0 | 0 | 0 | 1216.685 | 0 | 0
6965 | 1229.1162 | 0 | 0 | 0 | 0 | 0 | 0 | 1229.116 | 0 | 0
6966 | 891.925 | 0 | 0 | 0 | 0 | 0 | 0 | 891.925 | 0 | 0
6967 | 1020.5365 | 0 | 131.7905 | 131.7905 | 0 | 0 | 0 | 894.957 | 0 | 0
6968 | 782.7914 | 0 | 527.0465 | 527.0465 | 0 | 0 | 0 | 280.586 | 0 | 0
6969 | 1064.2324 | 0 | 523.1918 | 523.1918 | 0 | 0 | 0 | 565.699 | 0 | 0
6970 | 1233.7118 | 0 | 1154.5895 | 1154.5895 | 0 | 0 | 0 | 133.54 | 0 | 0
6971 | 1280.4233 | 0 | 1338.258 | 1338.258 | 0 | 0 | 0 | 5.239 | 0 | 0
6972 | 1104.2739 | 0 | 1322.0554 | 1158.8944 | 0 | 0 | 163.161 | 0 | 0 | 0
6973 | 1300.3109 | 0 | 1695.2128 | 1364.6268 | 0 | 0 | 330.586 | 0 | 0 | 0
6974 | 1092.2168 | 0 | 933.7836 | 933.7836 | 0 | 0 | 0 | 202.444 | 0 | 0
6975 | 1134.3734 | 0 | 1071.5382 | 1071.5382 | 0 | 0 | 0 | 113.339 | 0 | 0
6976 | 1436.7588 | 0 | 545.3103 | 545.3103 | 0 | 0 | 0 | 917.15 | 0 | 0
6977 | 1263.9143 | 0 | 260.1177 | 260.1177 | 0 | 0 | 0 | 1016.056 | 0 | 0
6978 | 1435.7711 | 0 | 0 | 0 | 0 | 0 | 0 | 1435.771 | 0 | 0
6979 | 1114.3042 | 0 | 0 | 0 | 0 | 0 | 0 | 1114.304 | 0 | 0
6980 | 986.7115 | 0 | 0 | 0 | 0 | 0 | 0 | 986.711 | 0 | 0
6981 | 1394.604 | 0 | 0 | 0 | 0 | 0 | 0 | 1394.604 | 0 | 0
6982 | 1505.7062 | 0 | 0 | 0 | 0 | 0 | 0 | 1505.706 | 0 | 0
6983 | 1400.0426 | 0 | 0 | 0 | 0 | 0 | 0 | 1400.043 | 0 | 0
6984 | 1386.8347 | 0 | 0 | 0 | 0 | 0 | 0 | 1386.835 | 0 | 0
6985 | 1262.5245 | 0 | 0 | 0 | 0 | 0 | 0 | 1262.525 | 0 | 0
6986 | 1246.9858 | 0 | 0 | 0 | 0 | 0 | 0 | 1246.986 | 0 | 0
6987 | 1582.6231 | 0 | 0 | 0 | 0 | 0 | 0 | 1582.623 | 0 | 0
6988 | 1398.4887 | 0 | 0 | 0 | 0 | 0 | 0 | 1398.489 | 0 | 0
6989 | 1537.5607 | 0 | 0 | 0 | 0 | 0 | 0 | 1537.561 | 0 | 0
6990 | 1553.8764 | 0 | 0 | 0 | 0 | 0 | 0 | 1553.876 | 0 | 0
6991 | 1107.5098 | 0 | 246.5534 | 246.5534 | 0 | 0 | 0 | 872.577 | 0 | 0
6992 | 198.9214 | 0 | 717.9773 | 208.7602 | 0 | 0 | 509.2171 | 0 | 0 | 0
6993 | 298.2132 | 0 | 1440.8105 | 312.9634 | 0 | 0 | 1127.8471 | 0 | 0 | 0
6994 | 304.1927 | 0 | 1252.8559 | 319.2392 | 0 | 0 | 933.6167 | 0 | 0 | 0
6995 | 345.2975 | 0 | 1277.5089 | 362.3774 | 0 | 0 | 915.1315 | 0 | 0 | 0
6996 | 302.5368 | 0 | 1838.4729 | 317.5013 | 0 | 0 | 1520.9716 | 0 | 0 | 0
6997 | 291.076 | 0 | 812.0071 | 305.4734 | 0 | 0 | 506.5337 | 0 | 0 | 0
6998 | 306.2603 | 0 | 1379.1661 | 321.4084 | 0 | 0 | 1057.7577 | 0 | 0 | 0
6999 | 275.21 | 0 | 1453.8742 | 288.8226 | 0 | 0 | 1165.0516 | 0 | 0 | 0
7000 | 224.034 | 0 | 1034.2906 | 235.1153 | 0 | 0 | 799.1753 | 0 | 0 | 0
7001 | 243.4565 | 0 | 155.7182 | 155.7182 | 0 | 0 | 0 | 95.077 | 0 | 0
7002 | 289.9125 | 0 | 0 | 0 | 0 | 0 | 0 | 289.913 | 0 | 0
7003 | 248.7805 | 0 | 0 | 0 | 0 | 0 | 0 | 248.78 | 0 | 0
7004 | 309.2214 | 0 | 0 | 0 | 0 | 0 | 0 | 309.221 | 0 | 0
7005 | 289.7979 | 0 | 0 | 0 | 0 | 0 | 0 | 289.798 | 0 | 0
7006 | 230.7506 | 0 | 0 | 0 | 0 | 0 | 0 | 230.751 | 0 | 0
7007 | 296.7904 | 0 | 0 | 0 | 0 | 0 | 0 | 296.79 | 0 | 0
7008 | 163.157 | 0 | 0 | 0 | 0 | 0 | 0 | 163.157 | 0 | 0
7009 | 222.2043 | 0 | 0 | 0 | 0 | 0 | 0 | 222.204 | 0 | 0
7010 | 219.8735 | 0 | 0 | 0 | 0 | 0 | 0 | 219.874 | 0 | 0
7011 | 215.2119 | 0 | 0 | 0 | 0 | 0 | 0 | 215.212 | 0 | 0
7012 | 131.3026 | 0 | 0 | 0 | 0 | 0 | 0 | 131.303 | 0 | 0
7013 | 144.5105 | 0 | 0 | 0 | 0 | 0 | 0 | 144.511 | 0 | 0
7014 | 197.3423 | 0 | 0 | 0 | 0 | 0 | 0 | 197.342 | 0 | 0
7015 | 135.9137 | 0 | 157.3281 | 142.6367 | 0 | 0 | 14.6914 | 0 | 0 | 0
7016 | 163.4921 | 0 | 619.3037 | 171.5788 | 0 | 0 | 447.7249 | 0 | 0 | 0
7017 | 970.3841 | 0 | 1043.6802 | 1018.3818 | 0 | 0 | 25.2983 | 0 | 0 | 0
7018 | 1153.9649 | 0 | 1267.7499 | 1211.0432 | 0 | 0 | 56.7067 | 0 | 0 | 0
7019 | 1330.2706 | 0 | 1939.3189 | 1396.0698 | 0 | 0 | 543.2491 | 0 | 0 | 0
7020 | 1342.4171 | 0 | 2101.3979 | 1408.8166 | 0 | 0 | 692.5814 | 0 | 0 | 0
7021 | 1361.5307 | 0 | 1589.1877 | 1428.876 | 0 | 0 | 160.3117 | 0 | 0 | 0
7022 | 1355.7183 | 0 | 683.5486 | 683.5486 | 0 | 0 | 0 | 704.386 | 0 | 0
7023 | 1394.876 | 0 | 509.9003 | 509.9003 | 0 | 0 | 0 | 909.008 | 0 | 0
7024 | 1538.6163 | 0 | 276.2175 | 276.2175 | 0 | 0 | 0 | 1275.418 | 0 | 0
7025 | 1416.4175 | 0 | 86.3005 | 86.3005 | 0 | 0 | 0 | 1334.184 | 0 | 0
7026 | 1352.2386 | 0 | 0 | 0 | 0 | 0 | 0 | 1352.239 | 0 | 0
7027 | 1554.2017 | 0 | 0 | 0 | 0 | 0 | 0 | 1554.202 | 0 | 0
7028 | 1215.1313 | 0 | 0 | 0 | 0 | 0 | 0 | 1215.131 | 0 | 0
7029 | 895.0328 | 0 | 0 | 0 | 0 | 0 | 0 | 895.033 | 0 | 0
7030 | 1180.946 | 0 | 0 | 0 | 0 | 0 | 0 | 1180.946 | 0 | 0
7031 | 1267.9631 | 0 | 0 | 0 | 0 | 0 | 0 | 1267.963 | 0 | 0
7032 | 849.9704 | 0 | 0 | 0 | 0 | 0 | 0 | 849.97 | 0 | 0
7033 | 1104.8061 | 0 | 0 | 0 | 0 | 0 | 0 | 1104.806 | 0 | 0
7034 | 738.0913 | 0 | 0 | 0 | 0 | 0 | 0 | 738.091 | 0 | 0
7035 | 1162.2995 | 0 | 0 | 0 | 0 | 0 | 0 | 1162.3 | 0 | 0
7036 | 1122.6757 | 0 | 0 | 0 | 0 | 0 | 0 | 1122.676 | 0 | 0
7037 | 1184.8307 | 0 | 0 | 0 | 0 | 0 | 0 | 1184.831 | 0 | 0
7038 | 1024.0045 | 0 | 0 | 0 | 0 | 0 | 0 | 1024.005 | 0 | 0
7039 | 1256.0216 | 0 | 124.6804 | 124.6804 | 0 | 0 | 0 | 1137.217 | 0 | 0
7040 | 1353.606 | 0 | 691.1352 | 691.1352 | 0 | 0 | 0 | 695.045 | 0 | 0
7041 | 1534.3568 | 0 | 548.7011 | 548.7011 | 0 | 0 | 0 | 1011.516 | 0 | 0
7042 | 1602.1427 | 0 | 1315.7953 | 1315.7953 | 0 | 0 | 0 | 348.363 | 0 | 0
7043 | 1628.6013 | 0 | 1912.6563 | 1709.1571 | 0 | 0 | 203.4992 | 0 | 0 | 0
7044 | 1636.1784 | 0 | 2161.1606 | 1717.1088 | 0 | 0 | 444.0518 | 0 | 0 | 0
7045 | 1876.1804 | 0 | 2205.3178 | 1968.982 | 0 | 0 | 236.3359 | 0 | 0 | 0
7046 | 1679.1101 | 0 | 1963.9823 | 1762.1644 | 0 | 0 | 201.818 | 0 | 0 | 0
7047 | 1605.5447 | 0 | 1309.9278 | 1309.9278 | 0 | 0 | 0 | 357.356 | 0 | 0
7048 | 1427.7269 | 0 | 669.6726 | 669.6726 | 0 | 0 | 0 | 789.616 | 0 | 0
7049 | 1587.1934 | 0 | 412.3528 | 412.3528 | 0 | 0 | 0 | 1194.276 | 0 | 0
7050 | 1493.7656 | 0 | 0 | 0 | 0 | 0 | 0 | 1493.766 | 0 | 0
7051 | 1428.0124 | 0 | 0 | 0 | 0 | 0 | 0 | 1428.012 | 0 | 0
7052 | 1214.3544 | 0 | 0 | 0 | 0 | 0 | 0 | 1214.354 | 0 | 0
7053 | 1286.6096 | 0 | 0 | 0 | 0 | 0 | 0 | 1286.61 | 0 | 0
7054 | 1485.5058 | 0 | 0 | 0 | 0 | 0 | 0 | 1485.506 | 0 | 0
7055 | 1588.0616 | 0 | 0 | 0 | 0 | 0 | 0 | 1588.062 | 0 | 0
7056 | 1464.5285 | 0 | 0 | 0 | 0 | 0 | 0 | 1464.528 | 0 | 0
7057 | 943.9799 | 0 | 0 | 0 | 0 | 0 | 0 | 943.98 | 0 | 0
7058 | 1055.082 | 0 | 0 | 0 | 0 | 0 | 0 | 1055.082 | 0 | 0
7059 | 1517.3603 | 0 | 0 | 0 | 0 | 0 | 0 | 1517.36 | 0 | 0
7060 | 1184.8307 | 0 | 0 | 0 | 0 | 0 | 0 | 1184.831 | 0 | 0
7061 | 1555.4302 | 0 | 0 | 0 | 0 | 0 | 0 | 1555.43 | 0 | 0
7062 | 1419.4661 | 0 | 0 | 0 | 0 | 0 | 0 | 1419.466 | 0 | 0
7063 | 1509.6793 | 0 | 280.7932 | 280.7932 | 0 | 0 | 0 | 1242.121 | 0 | 0
7064 | 1222.5996 | 0 | 890.6066 | 890.6066 | 0 | 0 | 0 | 373.968 | 0 | 0
7065 | 1098.0623 | 0 | 1212.2239 | 1152.3751 | 0 | 0 | 59.8488 | 0 | 0 | 0
7066 | 1450.0124 | 0 | 1526.7248 | 1521.7346 | 0 | 0 | 4.9902 | 0 | 0 | 0
7067 | 1367.1296 | 0 | 1609.1611 | 1434.7509 | 0 | 0 | 174.4102 | 0 | 0 | 0
7068 | 1547.1005 | 0 | 1824.6977 | 1623.6248 | 0 | 0 | 201.0729 | 0 | 0 | 0
7069 | 1876.2222 | 0 | 1941.8775 | 1941.8775 | 0 | 0 | 0 | 25.868 | 0 | 0
7070 | 1289.5668 | 0 | 1645.4001 | 1353.3525 | 0 | 0 | 292.0476 | 0 | 0 | 0
7071 | 1309.7799 | 0 | 230.6855 | 230.6855 | 0 | 0 | 0 | 1089.967 | 0 | 0
7072 | 1430.0072 | 0 | 95.7771 | 95.7771 | 0 | 0 | 0 | 1338.745 | 0 | 0
7073 | 1378.6088 | 0 | 24.5868 | 24.5868 | 0 | 0 | 0 | 1355.18 | 0 | 0
7074 | 911.5146 | 0 | 0 | 0 | 0 | 0 | 0 | 911.515 | 0 | 0
7075 | 1308.9971 | 0 | 0 | 0 | 0 | 0 | 0 | 1308.997 | 0 | 0
7076 | 978.1652 | 0 | 0 | 0 | 0 | 0 | 0 | 978.165 | 0 | 0
7077 | 1111.0216 | 0 | 0 | 0 | 0 | 0 | 0 | 1111.022 | 0 | 0
7078 | 1313.0255 | 0 | 0 | 0 | 0 | 0 | 0 | 1313.026 | 0 | 0
7079 | 1476.9595 | 0 | 0 | 0 | 0 | 0 | 0 | 1476.959 | 0 | 0
7080 | 1488.6136 | 0 | 0 | 0 | 0 | 0 | 0 | 1488.614 | 0 | 0
7081 | 1055.859 | 0 | 0 | 0 | 0 | 0 | 0 | 1055.859 | 0 | 0
7082 | 1290.4943 | 0 | 0 | 0 | 0 | 0 | 0 | 1290.494 | 0 | 0
7083 | 1036.4355 | 0 | 0 | 0 | 0 | 0 | 0 | 1036.436 | 0 | 0
7084 | 1038.7663 | 0 | 0 | 0 | 0 | 0 | 0 | 1038.766 | 0 | 0
7085 | 936.9874 | 0 | 0 | 0 | 0 | 0 | 0 | 936.987 | 0 | 0
7086 | 1198.0387 | 0 | 0 | 0 | 0 | 0 | 0 | 1198.039 | 0 | 0
7087 | 1205.407 | 0 | 289.8574 | 289.8574 | 0 | 0 | 0 | 929.211 | 0 | 0
7088 | 1106.8931 | 0 | 824.1105 | 824.1105 | 0 | 0 | 0 | 321.624 | 0 | 0
7089 | 1442.5236 | 0 | 1471.7382 | 1471.7382 | 0 | 0 | 0 | 40.151 | 0 | 0
7090 | 1737.0055 | 0 | 1725.6368 | 1725.6368 | 0 | 0 | 0 | 92.701 | 0 | 0
7091 | 1443.4841 | 0 | 1685.1852 | 1514.8826 | 0 | 0 | 170.3026 | 0 | 0 | 0
7092 | 1588.2695 | 0 | 1204.3099 | 1204.3099 | 0 | 0 | 0 | 440.721 | 0 | 0
7093 | 1786.2343 | 0 | 1993.7115 | 1874.587 | 0 | 0 | 119.1245 | 0 | 0 | 0
7094 | 1390.1667 | 0 | 1977.8332 | 1458.9284 | 0 | 0 | 518.9047 | 0 | 0 | 0
7095 | 1677.3843 | 0 | 1439.8334 | 1439.8334 | 0 | 0 | 0 | 305.413 | 0 | 0
7096 | 1676.6695 | 0 | 952.0442 | 952.0442 | 0 | 0 | 0 | 769.497 | 0 | 0
7097 | 1553.3917 | 0 | 296.7198 | 296.7198 | 0 | 0 | 0 | 1270.657 | 0 | 0
7098 | 1585.9659 | 0 | 0 | 0 | 0 | 0 | 0 | 1585.966 | 0 | 0
7099 | 1572.7909 | 0 | 0 | 0 | 0 | 0 | 0 | 1572.791 | 0 | 0
7100 | 1489.3905 | 0 | 0 | 0 | 0 | 0 | 0 | 1489.39 | 0 | 0
7101 | 1698.3869 | 0 | 0 | 0 | 0 | 0 | 0 | 1698.387 | 0 | 0
7102 | 1112.5755 | 0 | 0 | 0 | 0 | 0 | 0 | 1112.575 | 0 | 0
7103 | 1168.515 | 0 | 0 | 0 | 0 | 0 | 0 | 1168.515 | 0 | 0
7104 | 371.3765 | 0 | 0 | 0 | 0 | 0 | 0 | 371.376 | 0 | 0
7105 | 116.5407 | 0 | 0 | 0 | 0 | 0 | 0 | 116.541 | 0 | 0
7106 | 122.7562 | 0 | 0 | 0 | 0 | 0 | 0 | 122.756 | 0 | 0
7107 | 114.9869 | 0 | 0 | 0 | 0 | 0 | 0 | 114.987 | 0 | 0
7108 | 121.2024 | 0 | 0 | 0 | 0 | 0 | 0 | 121.202 | 0 | 0
7109 | 123.5332 | 0 | 0 | 0 | 0 | 0 | 0 | 123.533 | 0 | 0
7110 | 101.7789 | 0 | 0 | 0 | 0 | 0 | 0 | 101.779 | 0 | 0
7111 | 87.8474 | 0 | 190.9214 | 92.1932 | 0 | 0 | 98.7282 | 0 | 0 | 0
7112 | 176.3999 | 0 | 624.5457 | 185.1252 | 0 | 0 | 439.4205 | 0 | 0 | 0
7113 | 1266.3005 | 0 | 395.3588 | 395.3588 | 0 | 0 | 0 | 889.576 | 0 | 0
7114 | 1548.0484 | 0 | 103.7982 | 103.7982 | 0 | 0 | 0 | 1449.142 | 0 | 0
7115 | 1673.0266 | 0 | 365.5845 | 365.5845 | 0 | 0 | 0 | 1324.673 | 0 | 0
7116 | 1771.9988 | 0 | 1402.2784 | 1402.2784 | 0 | 0 | 0 | 435.811 | 0 | 0
7117 | 1494.0026 | 0 | 1882.1599 | 1567.9004 | 0 | 0 | 314.2595 | 0 | 0 | 0
7118 | 1420.6499 | 0 | 1375.9957 | 1375.9957 | 0 | 0 | 0 | 109.507 | 0 | 0
7119 | 1712.2377 | 0 | 1403.7088 | 1403.7088 | 0 | 0 | 0 | 374.688 | 0 | 0
7120 | 1677.291 | 0 | 650.4832 | 650.4832 | 0 | 0 | 0 | 1057.466 | 0 | 0
7121 | 1676.9667 | 0 | 7.2276 | 7.2276 | 0 | 0 | 0 | 1670.08 | 0 | 0
7122 | 1398.5489 | 0 | 0 | 0 | 0 | 0 | 0 | 1398.549 | 0 | 0
7123 | 1443.0422 | 0 | 0 | 0 | 0 | 0 | 0 | 1443.042 | 0 | 0
7124 | 1379.0653 | 0 | 0 | 0 | 0 | 0 | 0 | 1379.065 | 0 | 0
7125 | 1510.3678 | 0 | 0 | 0 | 0 | 0 | 0 | 1510.368 | 0 | 0
7126 | 1776.0807 | 0 | 0 | 0 | 0 | 0 | 0 | 1776.081 | 0 | 0
7127 | 1299.0406 | 0 | 0 | 0 | 0 | 0 | 0 | 1299.041 | 0 | 0
7128 | 1407.035 | 0 | 0 | 0 | 0 | 0 | 0 | 1407.035 | 0 | 0
7129 | 1057.4129 | 0 | 0 | 0 | 0 | 0 | 0 | 1057.413 | 0 | 0
7130 | 1358.0879 | 0 | 0 | 0 | 0 | 0 | 0 | 1358.088 | 0 | 0
7131 | 1203.4772 | 0 | 0 | 0 | 0 | 0 | 0 | 1203.477 | 0 | 0
7132 | 1147.5377 | 0 | 0 | 0 | 0 | 0 | 0 | 1147.538 | 0 | 0
7133 | 1421.0199 | 0 | 0 | 0 | 0 | 0 | 0 | 1421.02 | 0 | 0
7134 | 1152.9763 | 0 | 0 | 0 | 0 | 0 | 0 | 1152.976 | 0 | 0
7135 | 1150.6454 | 0 | 65.4088 | 65.4088 | 0 | 0 | 0 | 1088.32 | 0 | 0
7136 | 1557.2327 | 0 | 228.1028 | 228.1028 | 0 | 0 | 0 | 1339.881 | 0 | 0
7137 | 1562.9559 | 0 | 71.9659 | 71.9659 | 0 | 0 | 0 | 1494.381 | 0 | 0
7138 | 1484.153 | 0 | 496.5186 | 496.5186 | 0 | 0 | 0 | 1011.036 | 0 | 0
7139 | 1538.7348 | 0 | 1724.9809 | 1614.845 | 0 | 0 | 110.1359 | 0 | 0 | 0
7140 | 1370.921 | 0 | 1674.318 | 1438.7305 | 0 | 0 | 235.5876 | 0 | 0 | 0
7141 | 1755.5239 | 0 | 415.6911 | 415.6911 | 0 | 0 | 0 | 1359.424 | 0 | 0
7142 | 1535.2541 | 0 | 668.2296 | 668.2296 | 0 | 0 | 0 | 898.519 | 0 | 0
7143 | 1077.4462 | 0 | 130.3475 | 130.3475 | 0 | 0 | 0 | 953.242 | 0 | 0
7144 | 1517.8449 | 0 | 185.6762 | 185.6762 | 0 | 0 | 0 | 1340.92 | 0 | 0
7145 | 1251.0074 | 0 | 243.9014 | 243.9014 | 0 | 0 | 0 | 1018.601 | 0 | 0
7146 | 1642.0142 | 0 | 0 | 0 | 0 | 0 | 0 | 1642.014 | 0 | 0
7147 | 1603.6198 | 0 | 0 | 0 | 0 | 0 | 0 | 1603.62 | 0 | 0
7148 | 1352.6494 | 0 | 0 | 0 | 0 | 0 | 0 | 1352.649 | 0 | 0
7149 | 1404.7042 | 0 | 0 | 0 | 0 | 0 | 0 | 1404.704 | 0 | 0
7150 | 1233.7778 | 0 | 0 | 0 | 0 | 0 | 0 | 1233.778 | 0 | 0
7151 | 1466.0823 | 0 | 0 | 0 | 0 | 0 | 0 | 1466.082 | 0 | 0
7152 | 1573.2998 | 0 | 0 | 0 | 0 | 0 | 0 | 1573.3 | 0 | 0
7153 | 1475.4056 | 0 | 0 | 0 | 0 | 0 | 0 | 1475.406 | 0 | 0
7154 | 1317.6872 | 0 | 0 | 0 | 0 | 0 | 0 | 1317.687 | 0 | 0
7155 | 1793.9503 | 0 | 0 | 0 | 0 | 0 | 0 | 1793.95 | 0 | 0
7156 | 1639.3396 | 0 | 0 | 0 | 0 | 0 | 0 | 1639.34 | 0 | 0
7157 | 1427.2354 | 0 | 0 | 0 | 0 | 0 | 0 | 1427.235 | 0 | 0
7158 | 1366.6343 | 0 | 0 | 0 | 0 | 0 | 0 | 1366.634 | 0 | 0
7159 | 1260.9775 | 0 | 172.8224 | 172.8224 | 0 | 0 | 0 | 1096.3 | 0 | 0
7160 | 331.6128 | 0 | 933.7007 | 348.0155 | 0 | 0 | 585.6852 | 0 | 0 | 0
7161 | 268.4554 | 0 | 1024.1066 | 281.7335 | 0 | 0 | 742.3731 | 0 | 0 | 0
7162 | 276.049 | 0 | 1240.1543 | 289.7031 | 0 | 0 | 950.4511 | 0 | 0 | 0
7163 | 261.2493 | 0 | 1738.9555 | 274.1711 | 0 | 0 | 1464.7844 | 0 | 0 | 0
7164 | 324.2289 | 0 | 2102.9868 | 340.2662 | 0 | 0 | 1762.7206 | 0 | 0 | 0
7165 | 205.8624 | 0 | 2263.5672 | 216.0445 | 0 | 0 | 2047.5227 | 0 | 0 | 0
7166 | 205.1622 | 0 | 1523.2122 | 215.3099 | 0 | 0 | 1307.9023 | 0 | 0 | 0
7167 | 333.7513 | 0 | 1505.8457 | 350.2592 | 0 | 0 | 1155.5865 | 0 | 0 | 0
7168 | 381.8331 | 0 | 772.4665 | 400.7195 | 0 | 0 | 371.747 | 0 | 0 | 0
7169 | 308.0162 | 0 | 401.6399 | 323.2513 | 0 | 0 | 78.3886 | 0 | 0 | 0
7170 | 338.7742 | 0 | 0 | 0 | 0 | 0 | 0 | 338.774 | 0 | 0
7171 | 273.5706 | 0 | 0 | 0 | 0 | 0 | 0 | 273.571 | 0 | 0
7172 | 258.7204 | 0 | 0 | 0 | 0 | 0 | 0 | 258.72 | 0 | 0
7173 | 300.6751 | 0 | 0 | 0 | 0 | 0 | 0 | 300.675 | 0 | 0
7174 | 283.5824 | 0 | 0 | 0 | 0 | 0 | 0 | 283.582 | 0 | 0
7175 | 236.1892 | 0 | 0 | 0 | 0 | 0 | 0 | 236.189 | 0 | 0
7176 | 135.1872 | 0 | 0 | 0 | 0 | 0 | 0 | 135.187 | 0 | 0
7177 | 138.295 | 0 | 0 | 0 | 0 | 0 | 0 | 138.295 | 0 | 0
7178 | 120.4254 | 0 | 0 | 0 | 0 | 0 | 0 | 120.425 | 0 | 0
7179 | 114.9869 | 0 | 0 | 0 | 0 | 0 | 0 | 114.987 | 0 | 0
7180 | 111.8791 | 0 | 0 | 0 | 0 | 0 | 0 | 111.879 | 0 | 0
7181 | 98.6711 | 0 | 0 | 0 | 0 | 0 | 0 | 98.671 | 0 | 0
7182 | 96.3403 | 0 | 0 | 0 | 0 | 0 | 0 | 96.34 | 0 | 0
7183 | 79.4371 | 0 | 316.0331 | 83.3662 | 0 | 0 | 232.6669 | 0 | 0 | 0
7184 | 86.9093 | 0 | 980.4269 | 91.2088 | 0 | 0 | 889.2181 | 0 | 0 | 0
7185 | 86.5519 | 0 | 1699.3299 | 90.8331 | 0 | 0 | 1608.4968 | 0 | 0 | 0
7186 | 85.5428 | 0 | 2127.3081 | 89.7742 | 0 | 0 | 2037.5339 | 0 | 0 | 0
7187 | 82.0117 | 0 | 1358.6397 | 86.0685 | 0 | 0 | 1272.5711 | 0 | 0 | 0
7188 | 89.4741 | 0 | 1425.82 | 93.8996 | 0 | 0 | 1331.9203 | 0 | 0 | 0
7189 | 85.7196 | 0 | 1657.7009 | 89.9599 | 0 | 0 | 1567.7409 | 0 | 0 | 0
7190 | 90.0355 | 0 | 1894.4775 | 94.4884 | 0 | 0 | 1799.9891 | 0 | 0 | 0
7191 | 84.2988 | 0 | 286.2011 | 88.4687 | 0 | 0 | 197.7324 | 0 | 0 | 0
7192 | 95.4148 | 0 | 615.5634 | 100.1334 | 0 | 0 | 515.43 | 0 | 0 | 0
7193 | 85.638 | 0 | 62.718 | 62.718 | 0 | 0 | 0 | 25.876 | 0 | 0
7194 | 92.1604 | 0 | 0 | 0 | 0 | 0 | 0 | 92.16 | 0 | 0
7195 | 99.1266 | 0 | 0 | 0 | 0 | 0 | 0 | 99.127 | 0 | 0
7196 | 101.7789 | 0 | 0 | 0 | 0 | 0 | 0 | 101.779 | 0 | 0
7197 | 100.225 | 0 | 0 | 0 | 0 | 0 | 0 | 100.225 | 0 | 0
7198 | 107.9944 | 0 | 0 | 0 | 0 | 0 | 0 | 107.994 | 0 | 0
7199 | 98.6711 | 0 | 0 | 0 | 0 | 0 | 0 | 98.671 | 0 | 0
7200 | 104.1097 | 0 | 0 | 0 | 0 | 0 | 0 | 104.11 | 0 | 0
7201 | 94.0095 | 0 | 0 | 0 | 0 | 0 | 0 | 94.01 | 0 | 0
7202 | 100.225 | 0 | 0 | 0 | 0 | 0 | 0 | 100.225 | 0 | 0
7203 | 97.1173 | 0 | 0 | 0 | 0 | 0 | 0 | 97.117 | 0 | 0
7204 | 98.6711 | 0 | 0 | 0 | 0 | 0 | 0 | 98.671 | 0 | 0
7205 | 93.2326 | 0 | 0 | 0 | 0 | 0 | 0 | 93.233 | 0 | 0
7206 | 98.6711 | 0 | 0 | 0 | 0 | 0 | 0 | 98.671 | 0 | 0
7207 | 88.0252 | 0 | 230.972 | 92.379 | 0 | 0 | 138.5931 | 0 | 0 | 0
7208 | 138.2668 | 0 | 904.9034 | 145.1061 | 0 | 0 | 759.7974 | 0 | 0 | 0
7209 | 851.5291 | 0 | 1466.4961 | 893.6479 | 0 | 0 | 572.8482 | 0 | 0 | 0
7210 | 1151.9371 | 0 | 2044.8235 | 1208.916 | 0 | 0 | 835.9075 | 0 | 0 | 0
7211 | 1368.5727 | 0 | 2305.5625 | 1436.2663 | 0 | 0 | 869.2962 | 0 | 0 | 0
7212 | 1597.6423 | 0 | 1953.1382 | 1676.6657 | 0 | 0 | 276.4726 | 0 | 0 | 0
7213 | 1506.7813 | 0 | 1720.4083 | 1581.3105 | 0 | 0 | 139.0979 | 0 | 0 | 0
7214 | 1412.897 | 0 | 1536.2906 | 1482.7838 | 0 | 0 | 53.5069 | 0 | 0 | 0
7215 | 1414.7093 | 0 | 1030.7991 | 1030.7991 | 0 | 0 | 0 | 432.493 | 0 | 0
7216 | 1584.3586 | 0 | 586.5636 | 586.5636 | 0 | 0 | 0 | 1025.441 | 0 | 0
7217 | 1584.5198 | 0 | 205.5047 | 205.5047 | 0 | 0 | 0 | 1388.701 | 0 | 0
7218 | 1715.024 | 0 | 0 | 0 | 0 | 0 | 0 | 1715.024 | 0 | 0
7219 | 1680.964 | 0 | 0 | 0 | 0 | 0 | 0 | 1680.964 | 0 | 0
7220 | 1793.1733 | 0 | 0 | 0 | 0 | 0 | 0 | 1793.173 | 0 | 0
7221 | 1675.8557 | 0 | 0 | 0 | 0 | 0 | 0 | 1675.856 | 0 | 0
7222 | 1509.5909 | 0 | 0 | 0 | 0 | 0 | 0 | 1509.591 | 0 | 0
7223 | 1940.7916 | 0 | 0 | 0 | 0 | 0 | 0 | 1940.792 | 0 | 0
7224 | 1651.7706 | 0 | 0 | 0 | 0 | 0 | 0 | 1651.771 | 0 | 0
7225 | 1884.852 | 0 | 0 | 0 | 0 | 0 | 0 | 1884.852 | 0 | 0
7226 | 1574.8537 | 0 | 0 | 0 | 0 | 0 | 0 | 1574.854 | 0 | 0
7227 | 1236.1086 | 0 | 0 | 0 | 0 | 0 | 0 | 1236.109 | 0 | 0
7228 | 1240.7703 | 0 | 0 | 0 | 0 | 0 | 0 | 1240.77 | 0 | 0
7229 | 1692.1714 | 0 | 0 | 0 | 0 | 0 | 0 | 1692.171 | 0 | 0
7230 | 1647.1089 | 0 | 0 | 0 | 0 | 0 | 0 | 1647.109 | 0 | 0
7231 | 1061.519 | 0 | 309.5275 | 309.5275 | 0 | 0 | 0 | 766.58 | 0 | 0
7232 | 1120.1186 | 0 | 1021.8765 | 1021.8765 | 0 | 0 | 0 | 146.405 | 0 | 0
7233 | 1674.4572 | 0 | 1496.5149 | 1496.5149 | 0 | 0 | 0 | 248.475 | 0 | 0
7234 | 2076.6159 | 0 | 2010.3875 | 2010.3875 | 0 | 0 | 0 | 160.981 | 0 | 0
7235 | 1845.2748 | 0 | 2255.5829 | 1936.5462 | 0 | 0 | 319.0367 | 0 | 0 | 0
7236 | 2071.6969 | 0 | 1816.9967 | 1816.9967 | 0 | 0 | 0 | 340.338 | 0 | 0
7237 | 1651.0189 | 0 | 1900.4552 | 1732.6829 | 0 | 0 | 167.7724 | 0 | 0 | 0
7238 | 1496.2674 | 0 | 1765.6014 | 1570.2764 | 0 | 0 | 195.3249 | 0 | 0 | 0
7239 | 1315.4865 | 0 | 135.3891 | 135.3891 | 0 | 0 | 0 | 1186.478 | 0 | 0
7240 | 1605.1611 | 0 | 658.3154 | 658.3154 | 0 | 0 | 0 | 977.873 | 0 | 0
7241 | 1758.8346 | 0 | 319.977 | 319.977 | 0 | 0 | 0 | 1453.938 | 0 | 0
7242 | 1473.3059 | 0 | 0 | 0 | 0 | 0 | 0 | 1473.306 | 0 | 0
7243 | 1812.4967 | 0 | 0 | 0 | 0 | 0 | 0 | 1812.497 | 0 | 0
7244 | 1695.2791 | 0 | 0 | 0 | 0 | 0 | 0 | 1695.279 | 0 | 0
7245 | 1998.285 | 0 | 0 | 0 | 0 | 0 | 0 | 1998.285 | 0 | 0
7246 | 1626.9086 | 0 | 0 | 0 | 0 | 0 | 0 | 1626.909 | 0 | 0
7247 | 1615.2545 | 0 | 0 | 0 | 0 | 0 | 0 | 1615.254 | 0 | 0
7248 | 1388.3885 | 0 | 0 | 0 | 0 | 0 | 0 | 1388.389 | 0 | 0
7249 | 1436.5587 | 0 | 0 | 0 | 0 | 0 | 0 | 1436.559 | 0 | 0
7250 | 1567.0843 | 0 | 0 | 0 | 0 | 0 | 0 | 1567.084 | 0 | 0
7251 | 991.3731 | 0 | 0 | 0 | 0 | 0 | 0 | 991.373 | 0 | 0
7252 | 1218.2391 | 0 | 0 | 0 | 0 | 0 | 0 | 1218.239 | 0 | 0
7253 | 1230.6701 | 0 | 0 | 0 | 0 | 0 | 0 | 1230.67 | 0 | 0
7254 | 1351.8724 | 0 | 0 | 0 | 0 | 0 | 0 | 1351.872 | 0 | 0
7255 | 1256.2333 | 0 | 100.1964 | 100.1964 | 0 | 0 | 0 | 1160.759 | 0 | 0
7256 | 631.5235 | 0 | 321.2993 | 321.2993 | 0 | 0 | 0 | 325.367 | 0 | 0
7257 | 1426.3624 | 0 | 532.6128 | 532.6128 | 0 | 0 | 0 | 918.853 | 0 | 0
7258 | 1434.29 | 0 | 1589.1048 | 1505.2339 | 0 | 0 | 83.871 | 0 | 0 | 0
7259 | 1329.046 | 0 | 1528.0576 | 1394.7842 | 0 | 0 | 133.2734 | 0 | 0 | 0
7260 | 1071.6104 | 0 | 1491.2771 | 1124.6158 | 0 | 0 | 366.6613 | 0 | 0 | 0
7261 | 1688.5431 | 0 | 1253.3324 | 1253.3324 | 0 | 0 | 0 | 494.282 | 0 | 0
7262 | 1314.6289 | 0 | 499.7688 | 499.7688 | 0 | 0 | 0 | 838.415 | 0 | 0
7263 | 1623.5803 | 0 | 486.4113 | 486.4113 | 0 | 0 | 0 | 1160.094 | 0 | 0
7264 | 1596.3166 | 0 | 199.0463 | 199.0463 | 0 | 0 | 0 | 1406.651 | 0 | 0
7265 | 1509.3432 | 0 | 150.5528 | 150.5528 | 0 | 0 | 0 | 1365.887 | 0 | 0
7266 | 1577.5497 | 0 | 0 | 0 | 0 | 0 | 0 | 1577.55 | 0 | 0
7267 | 1551.363 | 0 | 0 | 0 | 0 | 0 | 0 | 1551.363 | 0 | 0
7268 | 1267.9631 | 0 | 0 | 0 | 0 | 0 | 0 | 1267.963 | 0 | 0
7269 | 1587.2847 | 0 | 0 | 0 | 0 | 0 | 0 | 1587.285 | 0 | 0
7270 | 1797.835 | 0 | 0 | 0 | 0 | 0 | 0 | 1797.835 | 0 | 0
7271 | 1567.0843 | 0 | 0 | 0 | 0 | 0 | 0 | 1567.084 | 0 | 0
7272 | 1323.9027 | 0 | 0 | 0 | 0 | 0 | 0 | 1323.903 | 0 | 0
7273 | 1209.6927 | 0 | 0 | 0 | 0 | 0 | 0 | 1209.693 | 0 | 0
7274 | 1199.5926 | 0 | 0 | 0 | 0 | 0 | 0 | 1199.593 | 0 | 0
7275 | 1285.8327 | 0 | 0 | 0 | 0 | 0 | 0 | 1285.833 | 0 | 0
7276 | 1353.4263 | 0 | 0 | 0 | 0 | 0 | 0 | 1353.426 | 0 | 0
7277 | 1157.6379 | 0 | 0 | 0 | 0 | 0 | 0 | 1157.638 | 0 | 0
7278 | 1076.0594 | 0 | 0 | 0 | 0 | 0 | 0 | 1076.059 | 0 | 0
7279 | 1040.5708 | 0 | 279.0805 | 279.0805 | 0 | 0 | 0 | 774.644 | 0 | 0
7280 | 680.187 | 0 | 926.642 | 713.8309 | 0 | 0 | 212.8111 | 0 | 0 | 0
7281 | 1145.7167 | 0 | 1486.6972 | 1202.3862 | 0 | 0 | 284.311 | 0 | 0 | 0
7282 | 1580.9303 | 0 | 1806.4328 | 1659.1271 | 0 | 0 | 147.3057 | 0 | 0 | 0
7283 | 1460.9439 | 0 | 1607.0548 | 1533.2062 | 0 | 0 | 73.8486 | 0 | 0 | 0
7284 | 1561.3107 | 0 | 1484.2425 | 1484.2425 | 0 | 0 | 0 | 147.023 | 0 | 0
7285 | 1658.8698 | 0 | 1635.2403 | 1635.2403 | 0 | 0 | 0 | 100.701 | 0 | 0
7286 | 1697.236 | 0 | 860.9844 | 860.9844 | 0 | 0 | 0 | 876.831 | 0 | 0
7287 | 1609.0448 | 0 | 1362.2897 | 1362.2897 | 0 | 0 | 0 | 310.962 | 0 | 0
7288 | 1884.7238 | 0 | 121.3788 | 121.3788 | 0 | 0 | 0 | 1769.065 | 0 | 0
7289 | 1429.3409 | 0 | 232.6606 | 232.6606 | 0 | 0 | 0 | 1207.646 | 0 | 0
7290 | 1778.5902 | 0 | 0 | 0 | 0 | 0 | 0 | 1778.59 | 0 | 0
7291 | 1691.5158 | 0 | 0 | 0 | 0 | 0 | 0 | 1691.516 | 0 | 0
7292 | 1294.379 | 0 | 0 | 0 | 0 | 0 | 0 | 1294.379 | 0 | 0
7293 | 1858.4361 | 0 | 0 | 0 | 0 | 0 | 0 | 1858.436 | 0 | 0
7294 | 1860.7669 | 0 | 0 | 0 | 0 | 0 | 0 | 1860.767 | 0 | 0
7295 | 1745.7801 | 0 | 0 | 0 | 0 | 0 | 0 | 1745.78 | 0 | 0
7296 | 1270.2939 | 0 | 0 | 0 | 0 | 0 | 0 | 1270.294 | 0 | 0
7297 | 979.2 | 0 | 0 | 0 | 0 | 0 | 0 | 979.2 | 0 | 0
7298 | 1126.4 | 0 | 0 | 0 | 0 | 0 | 0 | 1126.4 | 0 | 0
7299 | 942.4 | 0 | 0 | 0 | 0 | 0 | 0 | 942.4 | 0 | 0
7300 | 1153.6 | 0 | 0 | 0 | 0 | 0 | 0 | 1153.6 | 0 | 0
7301 | 813.6 | 0 | 0 | 0 | 0 | 0 | 0 | 813.6 | 0 | 0
7302 | 752.8 | 0 | 0 | 0 | 0 | 0 | 0 | 752.8 | 0 | 0
7303 | 972.165 | 0 | 195.6209 | 195.6209 | 0 | 0 | 0 | 785.764 | 0 | 0
7304 | 714.13 | 0 | 302.8382 | 302.8382 | 0 | 0 | 0 | 425.565 | 0 | 0
7305 | 999.303 | 0 | 948.0143 | 948.0143 | 0 | 0 | 0 | 95.97 | 0 | 0
7306 | 1215.461 | 0 | 1722.6427 | 1275.581 | 0 | 0 | 447.0617 | 0 | 0 | 0
7307 | 1450.762 | 0 | 2282.7818 | 1522.5206 | 0 | 0 | 760.2612 | 0 | 0 | 0
7308 | 1203.09 | 0 | 2028.9 | 1262.5981 | 0 | 0 | 766.3019 | 0 | 0 | 0
7309 | 1458.605 | 0 | 1627.9612 | 1530.7515 | 0 | 0 | 97.2096 | 0 | 0 | 0
7310 | 1394.271 | 0 | 1474.9841 | 1463.2354 | 0 | 0 | 11.7487 | 0 | 0 | 0
7311 | 1158.39 | 0 | 1214.7594 | 1214.7594 | 0 | 0 | 0 | 0.884 | 0 | 0
7312 | 1214.189 | 0 | 946.0738 | 946.0738 | 0 | 0 | 0 | 312.705 | 0 | 0
7313 | 1159.956 | 0 | 372.8919 | 372.8919 | 0 | 0 | 0 | 804.639 | 0 | 0
7314 | 1375.523 | 0 | 0 | 0 | 0 | 0 | 0 | 1375.523 | 0 | 0
7315 | 1310.4 | 0 | 0 | 0 | 0 | 0 | 0 | 1310.4 | 0 | 0
7316 | 1376 | 0 | 0 | 0 | 0 | 0 | 0 | 1376 | 0 | 0
7317 | 1444 | 0 | 0 | 0 | 0 | 0 | 0 | 1444 | 0 | 0
7318 | 890.4 | 0 | 0 | 0 | 0 | 0 | 0 | 890.4 | 0 | 0
7319 | 1152 | 0 | 0 | 0 | 0 | 0 | 0 | 1152 | 0 | 0
7320 | 1338.4 | 0 | 0 | 0 | 0 | 0 | 0 | 1338.4 | 0 | 0
7321 | 1149.6 | 0 | 0 | 0 | 0 | 0 | 0 | 1149.6 | 0 | 0
7322 | 1115.2 | 0 | 0 | 0 | 0 | 0 | 0 | 1115.2 | 0 | 0
7323 | 995.2 | 0 | 0 | 0 | 0 | 0 | 0 | 995.2 | 0 | 0
7324 | 1403.2 | 0 | 0 | 0 | 0 | 0 | 0 | 1403.2 | 0 | 0
7325 | 927.2 | 0 | 0 | 0 | 0 | 0 | 0 | 927.2 | 0 | 0
7326 | 899.2 | 0 | 0 | 0 | 0 | 0 | 0 | 899.2 | 0 | 0
7327 | 729.6 | 0 | 188.8771 | 188.8771 | 0 | 0 | 0 | 549.625 | 0 | 0
7328 | 1140.583 | 0 | 767.746 | 767.746 | 0 | 0 | 0 | 409.022 | 0 | 0
7329 | 1125.237 | 0 | 1187.6339 | 1180.8943 | 0 | 0 | 6.7396 | 0 | 0 | 0
7330 | 1053.168 | 0 | 1624.2345 | 1105.2605 | 0 | 0 | 518.974 | 0 | 0 | 0
7331 | 1214.887 | 0 | 1820.2532 | 1274.9786 | 0 | 0 | 545.2746 | 0 | 0 | 0
7332 | 1367.312 | 0 | 2014.2715 | 1434.9429 | 0 | 0 | 579.3286 | 0 | 0 | 0
7333 | 1412.702 | 0 | 1568.5301 | 1482.5781 | 0 | 0 | 85.952 | 0 | 0 | 0
7334 | 992.147 | 0 | 1159.4516 | 1041.2213 | 0 | 0 | 118.2304 | 0 | 0 | 0
7335 | 979.152 | 0 | 801.3361 | 801.3361 | 0 | 0 | 0 | 215.584 | 0 | 0
7336 | 1263.475 | 0 | 721.1992 | 721.1992 | 0 | 0 | 0 | 576.267 | 0 | 0
7337 | 1350.183 | 0 | 414.2208 | 414.2208 | 0 | 0 | 0 | 955.485 | 0 | 0
7338 | 1374.738 | 0 | 0 | 0 | 0 | 0 | 0 | 1374.738 | 0 | 0
7339 | 1219.2 | 0 | 0 | 0 | 0 | 0 | 0 | 1219.2 | 0 | 0
7340 | 1216 | 0 | 0 | 0 | 0 | 0 | 0 | 1216 | 0 | 0
7341 | 1084.8 | 0 | 0 | 0 | 0 | 0 | 0 | 1084.8 | 0 | 0
7342 | 1232 | 0 | 0 | 0 | 0 | 0 | 0 | 1232 | 0 | 0
7343 | 838.4 | 0 | 0 | 0 | 0 | 0 | 0 | 838.4 | 0 | 0
7344 | 932 | 0 | 0 | 0 | 0 | 0 | 0 | 932 | 0 | 0
7345 | 870.547 | 0 | 0 | 0 | 0 | 0 | 0 | 870.547 | 0 | 0
7346 | 870.2682 | 0 | 0 | 0 | 0 | 0 | 0 | 870.268 | 0 | 0
7347 | 862.4134 | 0 | 0 | 0 | 0 | 0 | 0 | 862.413 | 0 | 0
7348 | 826.5843 | 0 | 0 | 0 | 0 | 0 | 0 | 826.584 | 0 | 0
7349 | 819.3456 | 0 | 0 | 0 | 0 | 0 | 0 | 819.346 | 0 | 0
7350 | 813.6014 | 0 | 0 | 0 | 0 | 0 | 0 | 813.601 | 0 | 0
7351 | 903.9083 | 0 | 214.9489 | 214.9489 | 0 | 0 | 0 | 699.09 | 0 | 0
7352 | 791.2837 | 0 | 839.2805 | 830.422 | 0 | 0 | 8.8585 | 0 | 0 | 0
7353 | 1005.2559 | 0 | 1347.2058 | 1054.9787 | 0 | 0 | 292.2271 | 0 | 0 | 0
7354 | 1195.4363 | 0 | 1604.9244 | 1254.5665 | 0 | 0 | 350.3579 | 0 | 0 | 0
7355 | 1226.7781 | 0 | 2243.2139 | 1287.4578 | 0 | 0 | 955.7562 | 0 | 0 | 0
7356 | 1217.1598 | 0 | 2115.657 | 1277.364 | 0 | 0 | 838.293 | 0 | 0 | 0
7357 | 1234.1608 | 0 | 1861.4163 | 1295.2059 | 0 | 0 | 566.2103 | 0 | 0 | 0
7358 | 1231.0896 | 0 | 1676.5419 | 1291.983 | 0 | 0 | 384.5588 | 0 | 0 | 0
7359 | 1249.2235 | 0 | 1215.26 | 1215.26 | 0 | 0 | 0 | 91.241 | 0 | 0
7360 | 1250.9173 | 0 | 917.6911 | 917.6911 | 0 | 0 | 0 | 376.478 | 0 | 0
7361 | 1257.5245 | 0 | 350.5279 | 350.5279 | 0 | 0 | 0 | 923.517 | 0 | 0
7362 | 1230.4932 | 0 | 0 | 0 | 0 | 0 | 0 | 1230.493 | 0 | 0
7363 | 1196.9072 | 0 | 0 | 0 | 0 | 0 | 0 | 1196.907 | 0 | 0
7364 | 1113.5542 | 0 | 0 | 0 | 0 | 0 | 0 | 1113.554 | 0 | 0
7365 | 1185.424 | 0 | 0 | 0 | 0 | 0 | 0 | 1185.424 | 0 | 0
7366 | 1185.7689 | 0 | 0 | 0 | 0 | 0 | 0 | 1185.769 | 0 | 0
7367 | 1162.3773 | 0 | 0 | 0 | 0 | 0 | 0 | 1162.377 | 0 | 0
7368 | 889.2698 | 0 | 0 | 0 | 0 | 0 | 0 | 889.27 | 0 | 0
7369 | 85.6 | 0 | 0 | 0 | 0 | 0 | 0 | 85.6 | 0 | 0
7370 | 91.2 | 0 | 0 | 0 | 0 | 0 | 0 | 91.2 | 0 | 0
7371 | 84 | 0 | 0 | 0 | 0 | 0 | 0 | 84 | 0 | 0
7372 | 87.2 | 0 | 0 | 0 | 0 | 0 | 0 | 87.2 | 0 | 0
7373 | 81.6 | 0 | 0 | 0 | 0 | 0 | 0 | 81.6 | 0 | 0
7374 | 85.6 | 0 | 0 | 0 | 0 | 0 | 0 | 85.6 | 0 | 0
7375 | 65.492 | 0 | 34.4119 | 34.4119 | 0 | 0 | 0 | 32.702 | 0 | 0
7376 | 93.277 | 0 | 73.3134 | 73.3134 | 0 | 0 | 0 | 23.419 | 0 | 0
7377 | 618.406 | 0 | 912.6978 | 648.994 | 0 | 0 | 263.7037 | 0 | 0 | 0
7378 | 770.837 | 0 | 1383.4511 | 808.9647 | 0 | 0 | 574.4864 | 0 | 0 | 0
7379 | 1352.587 | 0 | 1698.6981 | 1419.4896 | 0 | 0 | 279.2085 | 0 | 0 | 0
7380 | 1093.259 | 0 | 1939.3913 | 1147.3345 | 0 | 0 | 792.0568 | 0 | 0 | 0
7381 | 1179.255 | 0 | 1906.6303 | 1237.5841 | 0 | 0 | 669.0461 | 0 | 0 | 0
7382 | 1555.276 | 0 | 1619.2171 | 1619.2171 | 0 | 0 | 0 | 12.375 | 0 | 0
7383 | 1278.067 | 0 | 1439.2216 | 1341.2836 | 0 | 0 | 97.938 | 0 | 0 | 0
7384 | 1480.787 | 0 | 779.5734 | 779.5734 | 0 | 0 | 0 | 737.956 | 0 | 0
7385 | 1756.931 | 0 | 369.9356 | 369.9356 | 0 | 0 | 0 | 1404.431 | 0 | 0
7386 | 1617.657 | 0 | 0 | 0 | 0 | 0 | 0 | 1617.657 | 0 | 0
7387 | 1474.4 | 0 | 0 | 0 | 0 | 0 | 0 | 1474.4 | 0 | 0
7388 | 1431.2 | 0 | 0 | 0 | 0 | 0 | 0 | 1431.2 | 0 | 0
7389 | 1365.6 | 0 | 0 | 0 | 0 | 0 | 0 | 1365.6 | 0 | 0
7390 | 1100.8 | 0 | 0 | 0 | 0 | 0 | 0 | 1100.8 | 0 | 0
7391 | 1292.8 | 0 | 0 | 0 | 0 | 0 | 0 | 1292.8 | 0 | 0
7392 | 1215.2 | 0 | 0 | 0 | 0 | 0 | 0 | 1215.2 | 0 | 0
7393 | 949.6 | 0 | 0 | 0 | 0 | 0 | 0 | 949.6 | 0 | 0
7394 | 1412.8 | 0 | 0 | 0 | 0 | 0 | 0 | 1412.8 | 0 | 0
7395 | 1319.2 | 0 | 0 | 0 | 0 | 0 | 0 | 1319.2 | 0 | 0
7396 | 1212.8 | 0 | 0 | 0 | 0 | 0 | 0 | 1212.8 | 0 | 0
7397 | 1012 | 0 | 0 | 0 | 0 | 0 | 0 | 1012 | 0 | 0
7398 | 1101.6 | 0 | 0 | 0 | 0 | 0 | 0 | 1101.6 | 0 | 0
7399 | 1240.205 | 0 | 289.3117 | 289.3117 | 0 | 0 | 0 | 964.529 | 0 | 0
7400 | 972.841 | 0 | 898.0588 | 898.0588 | 0 | 0 | 0 | 117.109 | 0 | 0
7401 | 1091.276 | 0 | 1591.2111 | 1145.2535 | 0 | 0 | 445.9576 | 0 | 0 | 0
7402 | 1317.246 | 0 | 1685.4686 | 1382.4005 | 0 | 0 | 303.068 | 0 | 0 | 0
7403 | 1461.008 | 0 | 1971.2478 | 1533.2734 | 0 | 0 | 437.9744 | 0 | 0 | 0
7404 | 1485.364 | 0 | 1944.1013 | 1558.8341 | 0 | 0 | 385.2672 | 0 | 0 | 0
7405 | 1859.342 | 0 | 1806.033 | 1806.033 | 0 | 0 | 0 | 138.43 | 0 | 0
7406 | 1111.595 | 0 | 1925.0284 | 1166.5775 | 0 | 0 | 758.4509 | 0 | 0 | 0
7407 | 1623.432 | 0 | 1528.0954 | 1528.0954 | 0 | 0 | 0 | 167.358 | 0 | 0
7408 | 1529.712 | 0 | 614.621 | 614.621 | 0 | 0 | 0 | 944.059 | 0 | 0
7409 | 1351.591 | 0 | 278.1024 | 278.1024 | 0 | 0 | 0 | 1086.596 | 0 | 0
7410 | 1119.86 | 0 | 0 | 0 | 0 | 0 | 0 | 1119.86 | 0 | 0
7411 | 915.2 | 0 | 0 | 0 | 0 | 0 | 0 | 915.2 | 0 | 0
7412 | 1072.8 | 0 | 0 | 0 | 0 | 0 | 0 | 1072.8 | 0 | 0
7413 | 1204 | 0 | 0 | 0 | 0 | 0 | 0 | 1204 | 0 | 0
7414 | 921.6 | 0 | 0 | 0 | 0 | 0 | 0 | 921.6 | 0 | 0
7415 | 1499.2 | 0 | 0 | 0 | 0 | 0 | 0 | 1499.2 | 0 | 0
7416 | 1340 | 0 | 0 | 0 | 0 | 0 | 0 | 1340 | 0 | 0
7417 | 1268 | 0 | 0 | 0 | 0 | 0 | 0 | 1268 | 0 | 0
7418 | 1223.2 | 0 | 0 | 0 | 0 | 0 | 0 | 1223.2 | 0 | 0
7419 | 1244.8 | 0 | 0 | 0 | 0 | 0 | 0 | 1244.8 | 0 | 0
7420 | 1196 | 0 | 0 | 0 | 0 | 0 | 0 | 1196 | 0 | 0
7421 | 920 | 0 | 0 | 0 | 0 | 0 | 0 | 920 | 0 | 0
7422 | 1409.6 | 0 | 0 | 0 | 0 | 0 | 0 | 1409.6 | 0 | 0
7423 | 1301.174 | 0 | 110.0624 | 110.0624 | 0 | 0 | 0 | 1196.299 | 0 | 0
7424 | 900.704 | 0 | 376.1169 | 376.1169 | 0 | 0 | 0 | 542.314 | 0 | 0
7425 | 1025.232 | 0 | 174.9675 | 174.9675 | 0 | 0 | 0 | 858.511 | 0 | 0
7426 | 1161.734 | 0 | 884.3801 | 884.3801 | 0 | 0 | 0 | 319.036 | 0 | 0
7427 | 1161.093 | 0 | 1295.4452 | 1218.5238 | 0 | 0 | 76.9214 | 0 | 0 | 0
7428 | 1382.406 | 0 | 1180.3916 | 1180.3916 | 0 | 0 | 0 | 257.648 | 0 | 0
7429 | 1308.312 | 0 | 1179.1731 | 1179.1731 | 0 | 0 | 0 | 184.715 | 0 | 0
7430 | 1078.045 | 0 | 1108.5359 | 1108.5359 | 0 | 0 | 0 | 21.756 | 0 | 0
7431 | 1313.362 | 0 | 889.7502 | 889.7502 | 0 | 0 | 0 | 465.547 | 0 | 0
7432 | 1419.024 | 0 | 355.8424 | 355.8424 | 0 | 0 | 0 | 1079.953 | 0 | 0
7433 | 1209.14 | 0 | 192.4715 | 192.4715 | 0 | 0 | 0 | 1025.74 | 0 | 0
7434 | 1214.131 | 0 | 0 | 0 | 0 | 0 | 0 | 1214.131 | 0 | 0
7435 | 1495.2 | 0 | 0 | 0 | 0 | 0 | 0 | 1495.2 | 0 | 0
7436 | 1044.8 | 0 | 0 | 0 | 0 | 0 | 0 | 1044.8 | 0 | 0
7437 | 1540.8 | 0 | 0 | 0 | 0 | 0 | 0 | 1540.8 | 0 | 0
7438 | 1288 | 0 | 0 | 0 | 0 | 0 | 0 | 1288 | 0 | 0
7439 | 1128.8 | 0 | 0 | 0 | 0 | 0 | 0 | 1128.8 | 0 | 0
7440 | 1216 | 0 | 0 | 0 | 0 | 0 | 0 | 1216 | 0 | 0
7441 | 784.8 | 0 | 0 | 0 | 0 | 0 | 0 | 784.8 | 0 | 0
7442 | 1167.2 | 0 | 0 | 0 | 0 | 0 | 0 | 1167.2 | 0 | 0
7443 | 1024 | 0 | 0 | 0 | 0 | 0 | 0 | 1024 | 0 | 0
7444 | 1230.4 | 0 | 0 | 0 | 0 | 0 | 0 | 1230.4 | 0 | 0
7445 | 1207.2 | 0 | 0 | 0 | 0 | 0 | 0 | 1207.2 | 0 | 0
7446 | 961.6 | 0 | 0 | 0 | 0 | 0 | 0 | 961.6 | 0 | 0
7447 | 1106.751 | 0 | 242.7827 | 242.7827 | 0 | 0 | 0 | 875.411 | 0 | 0
7448 | 981.304 | 0 | 933.1308 | 933.1308 | 0 | 0 | 0 | 92.153 | 0 | 0
7449 | 1087.115 | 0 | 1564.4036 | 1140.8866 | 0 | 0 | 423.517 | 0 | 0 | 0
7450 | 1162.094 | 0 | 2015.5078 | 1219.5743 | 0 | 0 | 795.9335 | 0 | 0 | 0
7451 | 1710.031 | 0 | 1883.7835 | 1794.6138 | 0 | 0 | 89.1697 | 0 | 0 | 0
7452 | 1447.547 | 0 | 1951.5703 | 1519.1466 | 0 | 0 | 432.4238 | 0 | 0 | 0
7453 | 1355.19 | 0 | 1441.266 | 1422.2214 | 0 | 0 | 19.0446 | 0 | 0 | 0
7454 | 1224.544 | 0 | 1577.6846 | 1285.1133 | 0 | 0 | 292.5713 | 0 | 0 | 0
7455 | 1435.996 | 0 | 941.5632 | 941.5632 | 0 | 0 | 0 | 538.81 | 0 | 0
7456 | 1576.816 | 0 | 899.5029 | 899.5029 | 0 | 0 | 0 | 719.708 | 0 | 0
7457 | 1545.343 | 0 | 393.6629 | 393.6629 | 0 | 0 | 0 | 1170.234 | 0 | 0
7458 | 1644.762 | 0 | 0 | 0 | 0 | 0 | 0 | 1644.762 | 0 | 0
7459 | 1521.6 | 0 | 0 | 0 | 0 | 0 | 0 | 1521.6 | 0 | 0
7460 | 1470.4 | 0 | 0 | 0 | 0 | 0 | 0 | 1470.4 | 0 | 0
7461 | 1567.2 | 0 | 0 | 0 | 0 | 0 | 0 | 1567.2 | 0 | 0
7462 | 1155.2 | 0 | 0 | 0 | 0 | 0 | 0 | 1155.2 | 0 | 0
7463 | 1411.2 | 0 | 0 | 0 | 0 | 0 | 0 | 1411.2 | 0 | 0
7464 | 1588.8 | 0 | 0 | 0 | 0 | 0 | 0 | 1588.8 | 0 | 0
7465 | 1478.4 | 0 | 0 | 0 | 0 | 0 | 0 | 1478.4 | 0 | 0
7466 | 1609.6 | 0 | 0 | 0 | 0 | 0 | 0 | 1609.6 | 0 | 0
7467 | 1016 | 0 | 0 | 0 | 0 | 0 | 0 | 1016 | 0 | 0
7468 | 1200 | 0 | 0 | 0 | 0 | 0 | 0 | 1200 | 0 | 0
7469 | 1240 | 0 | 0 | 0 | 0 | 0 | 0 | 1240 | 0 | 0
7470 | 1102.4 | 0 | 0 | 0 | 0 | 0 | 0 | 1102.4 | 0 | 0
7471 | 1127.493 | 0 | 127.0112 | 127.0112 | 0 | 0 | 0 | 1006.468 | 0 | 0
7472 | 1108.431 | 0 | 227.4364 | 227.4364 | 0 | 0 | 0 | 891.714 | 0 | 0
7473 | 1506.879 | 0 | 586.2488 | 586.2488 | 0 | 0 | 0 | 948.261 | 0 | 0
7474 | 1545.101 | 0 | 806.6128 | 806.6128 | 0 | 0 | 0 | 776.505 | 0 | 0
7475 | 1717.536 | 0 | 1847.9695 | 1802.49 | 0 | 0 | 45.4795 | 0 | 0 | 0
7476 | 1743.337 | 0 | 2144.2087 | 1829.5672 | 0 | 0 | 314.6415 | 0 | 0 | 0
7477 | 1659.288 | 0 | 2132.1461 | 1741.3609 | 0 | 0 | 390.7853 | 0 | 0 | 0
7478 | 1711.846 | 0 | 2035.775 | 1796.5185 | 0 | 0 | 239.2565 | 0 | 0 | 0
7479 | 1778.711 | 0 | 771.5136 | 771.5136 | 0 | 0 | 0 | 1043.56 | 0 | 0
7480 | 1671.964 | 0 | 817.0487 | 817.0487 | 0 | 0 | 0 | 893.424 | 0 | 0
7481 | 1740.399 | 0 | 4.541 | 4.541 | 0 | 0 | 0 | 1736.072 | 0 | 0
7482 | 1561.823 | 0 | 0 | 0 | 0 | 0 | 0 | 1561.823 | 0 | 0
7483 | 1636 | 0 | 0 | 0 | 0 | 0 | 0 | 1636 | 0 | 0
7484 | 1423.2 | 0 | 0 | 0 | 0 | 0 | 0 | 1423.2 | 0 | 0
7485 | 1198.4 | 0 | 0 | 0 | 0 | 0 | 0 | 1198.4 | 0 | 0
7486 | 1556.8 | 0 | 0 | 0 | 0 | 0 | 0 | 1556.8 | 0 | 0
7487 | 1191.2 | 0 | 0 | 0 | 0 | 0 | 0 | 1191.2 | 0 | 0
7488 | 1529.6 | 0 | 0 | 0 | 0 | 0 | 0 | 1529.6 | 0 | 0
7489 | 1598.4 | 0 | 0 | 0 | 0 | 0 | 0 | 1598.4 | 0 | 0
7490 | 1415.2 | 0 | 0 | 0 | 0 | 0 | 0 | 1415.2 | 0 | 0
7491 | 1582.4 | 0 | 0 | 0 | 0 | 0 | 0 | 1582.4 | 0 | 0
7492 | 1364.8 | 0 | 0 | 0 | 0 | 0 | 0 | 1364.8 | 0 | 0
7493 | 1329.6 | 0 | 0 | 0 | 0 | 0 | 0 | 1329.6 | 0 | 0
7494 | 1695.2 | 0 | 0 | 0 | 0 | 0 | 0 | 1695.2 | 0 | 0
7495 | 1435.98 | 0 | 121.8626 | 121.8626 | 0 | 0 | 0 | 1319.861 | 0 | 0
7496 | 1870.081 | 0 | 755.0517 | 755.0517 | 0 | 0 | 0 | 1150.616 | 0 | 0
7497 | 1222.75 | 0 | 1263.8816 | 1263.8816 | 0 | 0 | 0 | 18.437 | 0 | 0
7498 | 1723.893 | 0 | 1743.3559 | 1743.3559 | 0 | 0 | 0 | 62.704 | 0 | 0
7499 | 1512.119 | 0 | 1581.3524 | 1581.3524 | 0 | 0 | 0 | 5.298 | 0 | 0
7500 | 1701.586 | 0 | 1944.3847 | 1785.751 | 0 | 0 | 158.6336 | 0 | 0 | 0
7501 | 1506.384 | 0 | 1573.513 | 1573.513 | 0 | 0 | 0 | 7.033 | 0 | 0
7502 | 1400.986 | 0 | 1081.5763 | 1081.5763 | 0 | 0 | 0 | 370.386 | 0 | 0
7503 | 1718.665 | 0 | 1165.6875 | 1165.6875 | 0 | 0 | 0 | 607.918 | 0 | 0
7504 | 1537.608 | 0 | 103.2944 | 103.2944 | 0 | 0 | 0 | 1439.182 | 0 | 0
7505 | 1343.34 | 0 | 85.5648 | 85.5648 | 0 | 0 | 0 | 1261.808 | 0 | 0
7506 | 1522.828 | 0 | 0 | 0 | 0 | 0 | 0 | 1522.828 | 0 | 0
7507 | 1356.8 | 0 | 0 | 0 | 0 | 0 | 0 | 1356.8 | 0 | 0
7508 | 1599.2 | 0 | 0 | 0 | 0 | 0 | 0 | 1599.2 | 0 | 0
7509 | 1412.8 | 0 | 0 | 0 | 0 | 0 | 0 | 1412.8 | 0 | 0
7510 | 1264.8 | 0 | 0 | 0 | 0 | 0 | 0 | 1264.8 | 0 | 0
7511 | 1524 | 0 | 0 | 0 | 0 | 0 | 0 | 1524 | 0 | 0
7512 | 828.8 | 0 | 0 | 0 | 0 | 0 | 0 | 828.8 | 0 | 0
7513 | 1140 | 0 | 0 | 0 | 0 | 0 | 0 | 1140 | 0 | 0
7514 | 1248.8 | 0 | 0 | 0 | 0 | 0 | 0 | 1248.8 | 0 | 0
7515 | 1267.2 | 0 | 0 | 0 | 0 | 0 | 0 | 1267.2 | 0 | 0
7516 | 1367.2 | 0 | 0 | 0 | 0 | 0 | 0 | 1367.2 | 0 | 0
7517 | 1266.4 | 0 | 0 | 0 | 0 | 0 | 0 | 1266.4 | 0 | 0
7518 | 1180 | 0 | 0 | 0 | 0 | 0 | 0 | 1180 | 0 | 0
7519 | 1235.738 | 0 | 219.3104 | 219.3104 | 0 | 0 | 0 | 1026.764 | 0 | 0
7520 | 932.415 | 0 | 748.5702 | 748.5702 | 0 | 0 | 0 | 219.126 | 0 | 0
7521 | 1225.774 | 0 | 1274.7047 | 1274.7047 | 0 | 0 | 0 | 11.148 | 0 | 0
7522 | 1183.594 | 0 | 1655.0898 | 1242.1378 | 0 | 0 | 412.952 | 0 | 0 | 0
7523 | 1167.775 | 0 | 1950.6353 | 1225.5363 | 0 | 0 | 725.099 | 0 | 0 | 0
7524 | 1149.101 | 0 | 1597.5645 | 1205.9386 | 0 | 0 | 391.6259 | 0 | 0 | 0
7525 | 1061.564 | 0 | 1513.8856 | 1114.0718 | 0 | 0 | 399.8138 | 0 | 0 | 0
7526 | 1207.035 | 0 | 1214.7142 | 1214.7142 | 0 | 0 | 0 | 49.572 | 0 | 0
7527 | 1229.373 | 0 | 676.9738 | 676.9738 | 0 | 0 | 0 | 584.306 | 0 | 0
7528 | 1219.569 | 0 | 416.9589 | 416.9589 | 0 | 0 | 0 | 822.262 | 0 | 0
7529 | 850.341 | 0 | 143.663 | 143.663 | 0 | 0 | 0 | 713.449 | 0 | 0
7530 | 1029.964 | 0 | 0 | 0 | 0 | 0 | 0 | 1029.964 | 0 | 0
7531 | 1183.2 | 0 | 0 | 0 | 0 | 0 | 0 | 1183.2 | 0 | 0
7532 | 1294.4 | 0 | 0 | 0 | 0 | 0 | 0 | 1294.4 | 0 | 0
7533 | 1021.6 | 0 | 0 | 0 | 0 | 0 | 0 | 1021.6 | 0 | 0
7534 | 1191.2 | 0 | 0 | 0 | 0 | 0 | 0 | 1191.2 | 0 | 0
7535 | 1176 | 0 | 0 | 0 | 0 | 0 | 0 | 1176 | 0 | 0
7536 | 173.6 | 0 | 0 | 0 | 0 | 0 | 0 | 173.6 | 0 | 0
7537 | 89.6 | 0 | 0 | 0 | 0 | 0 | 0 | 89.6 | 0 | 0
7538 | 171.2 | 0 | 0 | 0 | 0 | 0 | 0 | 171.2 | 0 | 0
7539 | 109.6 | 0 | 0 | 0 | 0 | 0 | 0 | 109.6 | 0 | 0
7540 | 114.4 | 0 | 0 | 0 | 0 | 0 | 0 | 114.4 | 0 | 0
7541 | 85.6 | 0 | 0 | 0 | 0 | 0 | 0 | 85.6 | 0 | 0
7542 | 88.8 | 0 | 0 | 0 | 0 | 0 | 0 | 88.8 | 0 | 0
7543 | 85.749 | 0 | 121.3756 | 89.9904 | 0 | 0 | 31.3852 | 0 | 0 | 0
7544 | 209.928 | 0 | 98.2906 | 98.2906 | 0 | 0 | 0 | 116.27 | 0 | 0
7545 | 856.951 | 0 | 330.8547 | 330.8547 | 0 | 0 | 0 | 541.69 | 0 | 0
7546 | 1343.987 | 0 | 404.8964 | 404.8964 | 0 | 0 | 0 | 958.174 | 0 | 0
7547 | 1233.607 | 0 | 651.8717 | 651.8717 | 0 | 0 | 0 | 612.459 | 0 | 0
7548 | 1009.939 | 0 | 1091.7088 | 1059.8933 | 0 | 0 | 31.8155 | 0 | 0 | 0
7549 | 1251.764 | 0 | 909.1579 | 909.1579 | 0 | 0 | 0 | 385.456 | 0 | 0
7550 | 1114.082 | 0 | 1375.1257 | 1169.1875 | 0 | 0 | 205.9382 | 0 | 0 | 0
7551 | 1131.027 | 0 | 1637.2531 | 1186.9707 | 0 | 0 | 450.2825 | 0 | 0 | 0
7552 | 1306.039 | 0 | 1148.5908 | 1148.5908 | 0 | 0 | 0 | 211.583 | 0 | 0
7553 | 1317.887 | 0 | 458.2154 | 458.2154 | 0 | 0 | 0 | 881.268 | 0 | 0
7554 | 1482.151 | 0 | 0 | 0 | 0 | 0 | 0 | 1482.151 | 0 | 0
7555 | 1344.8 | 0 | 0 | 0 | 0 | 0 | 0 | 1344.8 | 0 | 0
7556 | 1447.2 | 0 | 0 | 0 | 0 | 0 | 0 | 1447.2 | 0 | 0
7557 | 1483.2 | 0 | 0 | 0 | 0 | 0 | 0 | 1483.2 | 0 | 0
7558 | 1075.2 | 0 | 0 | 0 | 0 | 0 | 0 | 1075.2 | 0 | 0
7559 | 1232.8 | 0 | 0 | 0 | 0 | 0 | 0 | 1232.8 | 0 | 0
7560 | 1115.2 | 0 | 0 | 0 | 0 | 0 | 0 | 1115.2 | 0 | 0
7561 | 1131.2 | 0 | 0 | 0 | 0 | 0 | 0 | 1131.2 | 0 | 0
7562 | 1402.4 | 0 | 0 | 0 | 0 | 0 | 0 | 1402.4 | 0 | 0
7563 | 878.4 | 0 | 0 | 0 | 0 | 0 | 0 | 878.4 | 0 | 0
7564 | 985.6 | 0 | 0 | 0 | 0 | 0 | 0 | 985.6 | 0 | 0
7565 | 1147.2 | 0 | 0 | 0 | 0 | 0 | 0 | 1147.2 | 0 | 0
7566 | 1303.2 | 0 | 0 | 0 | 0 | 0 | 0 | 1303.2 | 0 | 0
7567 | 1182.365 | 0 | 292.9554 | 292.9554 | 0 | 0 | 0 | 903.217 | 0 | 0
7568 | 1335.808 | 0 | 1031.3794 | 1031.3794 | 0 | 0 | 0 | 353.039 | 0 | 0
7569 | 1230.58 | 0 | 1650.0303 | 1291.4478 | 0 | 0 | 358.5825 | 0 | 0 | 0
7570 | 1363.817 | 0 | 2079.1042 | 1431.2751 | 0 | 0 | 647.8291 | 0 | 0 | 0
7571 | 1384.068 | 0 | 2336.1176 | 1452.5277 | 0 | 0 | 883.5899 | 0 | 0 | 0
7572 | 1456.248 | 0 | 2429.2931 | 1528.278 | 0 | 0 | 901.0152 | 0 | 0 | 0
7573 | 1474.147 | 0 | 2248.732 | 1547.0623 | 0 | 0 | 701.6697 | 0 | 0 | 0
7574 | 1408.803 | 0 | 849.8759 | 849.8759 | 0 | 0 | 0 | 598.983 | 0 | 0
7575 | 1416.215 | 0 | 188.7836 | 188.7836 | 0 | 0 | 0 | 1236.329 | 0 | 0
7576 | 1598.239 | 0 | 443.5145 | 443.5145 | 0 | 0 | 0 | 1175.628 | 0 | 0
7577 | 1617.779 | 0 | 324.5978 | 324.5978 | 0 | 0 | 0 | 1308.48 | 0 | 0
7578 | 1347.526 | 0 | 0 | 0 | 0 | 0 | 0 | 1347.526 | 0 | 0
7579 | 1315.2 | 0 | 0 | 0 | 0 | 0 | 0 | 1315.2 | 0 | 0
7580 | 1236.8 | 0 | 0 | 0 | 0 | 0 | 0 | 1236.8 | 0 | 0
7581 | 1147.2 | 0 | 0 | 0 | 0 | 0 | 0 | 1147.2 | 0 | 0
7582 | 1199.2 | 0 | 0 | 0 | 0 | 0 | 0 | 1199.2 | 0 | 0
7583 | 1183.2 | 0 | 0 | 0 | 0 | 0 | 0 | 1183.2 | 0 | 0
7584 | 1420 | 0 | 0 | 0 | 0 | 0 | 0 | 1420 | 0 | 0
7585 | 1430.4 | 0 | 0 | 0 | 0 | 0 | 0 | 1430.4 | 0 | 0
7586 | 1165.6 | 0 | 0 | 0 | 0 | 0 | 0 | 1165.6 | 0 | 0
7587 | 1365.6 | 0 | 0 | 0 | 0 | 0 | 0 | 1365.6 | 0 | 0
7588 | 876.8 | 0 | 0 | 0 | 0 | 0 | 0 | 876.8 | 0 | 0
7589 | 816 | 0 | 0 | 0 | 0 | 0 | 0 | 816 | 0 | 0
7590 | 768 | 0 | 0 | 0 | 0 | 0 | 0 | 768 | 0 | 0
7591 | 1244.499 | 0 | 245.8492 | 245.8492 | 0 | 0 | 0 | 1010.237 | 0 | 0
7592 | 1277.595 | 0 | 1034.1458 | 1034.1458 | 0 | 0 | 0 | 292.19 | 0 | 0
7593 | 1546.546 | 0 | 1375.5958 | 1375.5958 | 0 | 0 | 0 | 235.784 | 0 | 0
7594 | 1572.208 | 0 | 1996.7392 | 1649.9737 | 0 | 0 | 346.7656 | 0 | 0 | 0
7595 | 1429.627 | 0 | 2199.3265 | 1500.3402 | 0 | 0 | 698.9862 | 0 | 0 | 0
7596 | 1773.524 | 0 | 1077.9986 | 1077.9986 | 0 | 0 | 0 | 746.333 | 0 | 0
7597 | 1456.594 | 0 | 593.7115 | 593.7115 | 0 | 0 | 0 | 890.865 | 0 | 0
7598 | 1568.38 | 0 | 923.0087 | 923.0087 | 0 | 0 | 0 | 688.874 | 0 | 0
7599 | 1614.354 | 0 | 1422.3977 | 1422.3977 | 0 | 0 | 0 | 258.996 | 0 | 0
7600 | 1835.767 | 0 | 993.4277 | 993.4277 | 0 | 0 | 0 | 889.161 | 0 | 0
7601 | 1488.288 | 0 | 172.008 | 172.008 | 0 | 0 | 0 | 1324.387 | 0 | 0
7602 | 1561.284 | 0 | 0 | 0 | 0 | 0 | 0 | 1561.284 | 0 | 0
7603 | 1532 | 0 | 0 | 0 | 0 | 0 | 0 | 1532 | 0 | 0
7604 | 1440.8 | 0 | 0 | 0 | 0 | 0 | 0 | 1440.8 | 0 | 0
7605 | 1496.8 | 0 | 0 | 0 | 0 | 0 | 0 | 1496.8 | 0 | 0
7606 | 967.2 | 0 | 0 | 0 | 0 | 0 | 0 | 967.2 | 0 | 0
7607 | 1389.6 | 0 | 0 | 0 | 0 | 0 | 0 | 1389.6 | 0 | 0
7608 | 994.4 | 0 | 0 | 0 | 0 | 0 | 0 | 994.4 | 0 | 0
7609 | 1131.2 | 0 | 0 | 0 | 0 | 0 | 0 | 1131.2 | 0 | 0
7610 | 1332.8 | 0 | 0 | 0 | 0 | 0 | 0 | 1332.8 | 0 | 0
7611 | 1132.8 | 0 | 0 | 0 | 0 | 0 | 0 | 1132.8 | 0 | 0
7612 | 1163.2 | 0 | 0 | 0 | 0 | 0 | 0 | 1163.2 | 0 | 0
7613 | 1312.8 | 0 | 0 | 0 | 0 | 0 | 0 | 1312.8 | 0 | 0
7614 | 1239.2 | 0 | 0 | 0 | 0 | 0 | 0 | 1239.2 | 0 | 0
7615 | 1053.267 | 0 | 222.3465 | 222.3465 | 0 | 0 | 0 | 841.4 | 0 | 0
7616 | 1323.515 | 0 | 788.7426 | 788.7426 | 0 | 0 | 0 | 571.947 | 0 | 0
7617 | 1381.943 | 0 | 1408.9089 | 1408.9089 | 0 | 0 | 0 | 39.438 | 0 | 0
7618 | 1401.676 | 0 | 2023.3158 | 1471.0067 | 0 | 0 | 552.3091 | 0 | 0 | 0
7619 | 1376.532 | 0 | 2260.953 | 1444.619 | 0 | 0 | 816.334 | 0 | 0 | 0
7620 | 1661.105 | 0 | 2349.3713 | 1743.2677 | 0 | 0 | 606.1035 | 0 | 0 | 0
7621 | 1751.024 | 0 | 2294.7226 | 1837.6344 | 0 | 0 | 457.0882 | 0 | 0 | 0
7622 | 1832.523 | 0 | 2082.8571 | 1923.1645 | 0 | 0 | 159.6925 | 0 | 0 | 0
7623 | 1589.617 | 0 | 1361.5404 | 1361.5404 | 0 | 0 | 0 | 292.248 | 0 | 0
7624 | 1620.881 | 0 | 906.8921 | 906.8921 | 0 | 0 | 0 | 756.732 | 0 | 0
7625 | 1347.911 | 0 | 321.6446 | 321.6446 | 0 | 0 | 0 | 1041.426 | 0 | 0
7626 | 1547.415 | 0 | 0 | 0 | 0 | 0 | 0 | 1547.415 | 0 | 0
7627 | 1665.6 | 0 | 0 | 0 | 0 | 0 | 0 | 1665.6 | 0 | 0
7628 | 1189.6 | 0 | 0 | 0 | 0 | 0 | 0 | 1189.6 | 0 | 0
7629 | 890.4 | 0 | 0 | 0 | 0 | 0 | 0 | 890.4 | 0 | 0
7630 | 993.6 | 0 | 0 | 0 | 0 | 0 | 0 | 993.6 | 0 | 0
7631 | 1250.4 | 0 | 0 | 0 | 0 | 0 | 0 | 1250.4 | 0 | 0
7632 | 1127.2 | 0 | 0 | 0 | 0 | 0 | 0 | 1127.2 | 0 | 0
7633 | 1052 | 0 | 0 | 0 | 0 | 0 | 0 | 1052 | 0 | 0
7634 | 1386.4 | 0 | 0 | 0 | 0 | 0 | 0 | 1386.4 | 0 | 0
7635 | 1046.4 | 0 | 0 | 0 | 0 | 0 | 0 | 1046.4 | 0 | 0
7636 | 1260 | 0 | 0 | 0 | 0 | 0 | 0 | 1260 | 0 | 0
7637 | 1321.6 | 0 | 0 | 0 | 0 | 0 | 0 | 1321.6 | 0 | 0
7638 | 721.6 | 0 | 0 | 0 | 0 | 0 | 0 | 721.6 | 0 | 0
7639 | 904.057 | 0 | 142.9998 | 142.9998 | 0 | 0 | 0 | 767.797 | 0 | 0
7640 | 979.12 | 0 | 975.9269 | 975.9269 | 0 | 0 | 0 | 49.19 | 0 | 0
7641 | 1105.275 | 0 | 1307.8079 | 1159.9449 | 0 | 0 | 147.863 | 0 | 0 | 0
7642 | 1633.544 | 0 | 1185.9107 | 1185.9107 | 0 | 0 | 0 | 503.527 | 0 | 0
7643 | 1559.029 | 0 | 2126.5756 | 1636.1428 | 0 | 0 | 490.4328 | 0 | 0 | 0
7644 | 1491.985 | 0 | 1520.7575 | 1520.7575 | 0 | 0 | 0 | 42.903 | 0 | 0
7645 | 1664.025 | 0 | 1432.7821 | 1432.7821 | 0 | 0 | 0 | 298.772 | 0 | 0
7646 | 1509.416 | 0 | 1356.0223 | 1356.0223 | 0 | 0 | 0 | 217.305 | 0 | 0
7647 | 1181.19 | 0 | 1439.8125 | 1239.6149 | 0 | 0 | 200.1976 | 0 | 0 | 0
7648 | 1646.173 | 0 | 1147.3471 | 1147.3471 | 0 | 0 | 0 | 552.902 | 0 | 0
7649 | 1321.611 | 0 | 442.126 | 442.126 | 0 | 0 | 0 | 900.323 | 0 | 0
7650 | 1456.398 | 0 | 0 | 0 | 0 | 0 | 0 | 1456.398 | 0 | 0
7651 | 1341.6 | 0 | 0 | 0 | 0 | 0 | 0 | 1341.6 | 0 | 0
7652 | 1266.4 | 0 | 0 | 0 | 0 | 0 | 0 | 1266.4 | 0 | 0
7653 | 1124.8 | 0 | 0 | 0 | 0 | 0 | 0 | 1124.8 | 0 | 0
7654 | 1446.4 | 0 | 0 | 0 | 0 | 0 | 0 | 1446.4 | 0 | 0
7655 | 1150.4 | 0 | 0 | 0 | 0 | 0 | 0 | 1150.4 | 0 | 0
7656 | 1467.2 | 0 | 0 | 0 | 0 | 0 | 0 | 1467.2 | 0 | 0
7657 | 1057.6 | 0 | 0 | 0 | 0 | 0 | 0 | 1057.6 | 0 | 0
7658 | 1108 | 0 | 0 | 0 | 0 | 0 | 0 | 1108 | 0 | 0
7659 | 1446.4 | 0 | 0 | 0 | 0 | 0 | 0 | 1446.4 | 0 | 0
7660 | 1334.4 | 0 | 0 | 0 | 0 | 0 | 0 | 1334.4 | 0 | 0
7661 | 826.4 | 0 | 0 | 0 | 0 | 0 | 0 | 826.4 | 0 | 0
7662 | 1045.6 | 0 | 0 | 0 | 0 | 0 | 0 | 1045.6 | 0 | 0
7663 | 960.752 | 0 | 291.2563 | 291.2563 | 0 | 0 | 0 | 683.223 | 0 | 0
7664 | 891.267 | 0 | 1029.3183 | 935.3515 | 0 | 0 | 93.9668 | 0 | 0 | 0
7665 | 1021.024 | 0 | 1644.5878 | 1071.5266 | 0 | 0 | 573.0612 | 0 | 0 | 0
7666 | 1278.022 | 0 | 2074.9672 | 1341.2364 | 0 | 0 | 733.7308 | 0 | 0 | 0
7667 | 1410.682 | 0 | 2358.0839 | 1480.4581 | 0 | 0 | 877.6258 | 0 | 0 | 0
7668 | 1375.315 | 0 | 2145.7105 | 1443.3418 | 0 | 0 | 702.3687 | 0 | 0 | 0
7669 | 1500.064 | 0 | 2161.1848 | 1574.2612 | 0 | 0 | 586.9236 | 0 | 0 | 0
7670 | 1347.201 | 0 | 1358.9052 | 1358.9052 | 0 | 0 | 0 | 52.343 | 0 | 0
7671 | 1165.374 | 0 | 1692.2953 | 1223.0165 | 0 | 0 | 469.2788 | 0 | 0 | 0
7672 | 1265.572 | 0 | 998.1345 | 998.1345 | 0 | 0 | 0 | 314.481 | 0 | 0
7673 | 1012.197 | 0 | 136.9255 | 136.9255 | 0 | 0 | 0 | 881.725 | 0 | 0
7674 | 1011.616 | 0 | 0 | 0 | 0 | 0 | 0 | 1011.616 | 0 | 0
7675 | 971.2 | 0 | 0 | 0 | 0 | 0 | 0 | 971.2 | 0 | 0
7676 | 1312 | 0 | 0 | 0 | 0 | 0 | 0 | 1312 | 0 | 0
7677 | 1095.2 | 0 | 0 | 0 | 0 | 0 | 0 | 1095.2 | 0 | 0
7678 | 1071.2 | 0 | 0 | 0 | 0 | 0 | 0 | 1071.2 | 0 | 0
7679 | 1172 | 0 | 0 | 0 | 0 | 0 | 0 | 1172 | 0 | 0
7680 | 1040 | 0 | 0 | 0 | 0 | 0 | 0 | 1040 | 0 | 0
7681 | 1044 | 0 | 0 | 0 | 0 | 0 | 0 | 1044 | 0 | 0
7682 | 1136.8 | 0 | 0 | 0 | 0 | 0 | 0 | 1136.8 | 0 | 0
7683 | 1080.8 | 0 | 0 | 0 | 0 | 0 | 0 | 1080.8 | 0 | 0
7684 | 1034.4 | 0 | 0 | 0 | 0 | 0 | 0 | 1034.4 | 0 | 0
7685 | 1055.2 | 0 | 0 | 0 | 0 | 0 | 0 | 1055.2 | 0 | 0
7686 | 1076 | 0 | 0 | 0 | 0 | 0 | 0 | 1076 | 0 | 0
7687 | 886.193 | 0 | 297.3201 | 297.3201 | 0 | 0 | 0 | 602.886 | 0 | 0
7688 | 293.458 | 0 | 1038.4108 | 307.9732 | 0 | 0 | 730.4376 | 0 | 0 | 0
7689 | 141.382 | 0 | 1626.4583 | 148.3751 | 0 | 0 | 1478.0832 | 0 | 0 | 0
7690 | 225.957 | 0 | 2022.2286 | 237.1334 | 0 | 0 | 1785.0951 | 0 | 0 | 0
7691 | 173.99 | 0 | 2263.074 | 182.596 | 0 | 0 | 2080.478 | 0 | 0 | 0
7692 | 186.914 | 0 | 1561.6824 | 196.1593 | 0 | 0 | 1365.5231 | 0 | 0 | 0
7693 | 144.11 | 0 | 2004.3573 | 151.2381 | 0 | 0 | 1853.1192 | 0 | 0 | 0
7694 | 135.505 | 0 | 1901.3808 | 142.2074 | 0 | 0 | 1759.1734 | 0 | 0 | 0
7695 | 194.577 | 0 | 1718.492 | 204.2013 | 0 | 0 | 1514.2907 | 0 | 0 | 0
7696 | 215.288 | 0 | 771.9869 | 225.9367 | 0 | 0 | 546.0501 | 0 | 0 | 0
7697 | 184.122 | 0 | 458.2983 | 193.2292 | 0 | 0 | 265.0691 | 0 | 0 | 0
7698 | 203.03 | 0 | 0 | 0 | 0 | 0 | 0 | 203.03 | 0 | 0
7699 | 140 | 0 | 0 | 0 | 0 | 0 | 0 | 140 | 0 | 0
7700 | 197.6 | 0 | 0 | 0 | 0 | 0 | 0 | 197.6 | 0 | 0
7701 | 199.2 | 0 | 0 | 0 | 0 | 0 | 0 | 199.2 | 0 | 0
7702 | 108.8 | 0 | 0 | 0 | 0 | 0 | 0 | 108.8 | 0 | 0
7703 | 98.4 | 0 | 0 | 0 | 0 | 0 | 0 | 98.4 | 0 | 0
7704 | 102.4 | 0 | 0 | 0 | 0 | 0 | 0 | 102.4 | 0 | 0
7705 | 92.8 | 0 | 0 | 0 | 0 | 0 | 0 | 92.8 | 0 | 0
7706 | 99.2 | 0 | 0 | 0 | 0 | 0 | 0 | 99.2 | 0 | 0
7707 | 94.4 | 0 | 0 | 0 | 0 | 0 | 0 | 94.4 | 0 | 0
7708 | 98.4 | 0 | 0 | 0 | 0 | 0 | 0 | 98.4 | 0 | 0
7709 | 92.8 | 0 | 0 | 0 | 0 | 0 | 0 | 92.8 | 0 | 0
7710 | 93.6 | 0 | 0 | 0 | 0 | 0 | 0 | 93.6 | 0 | 0
7711 | 80.485 | 0 | 272.7291 | 84.466 | 0 | 0 | 188.2631 | 0 | 0 | 0
7712 | 100.984 | 0 | 996.8437 | 105.9789 | 0 | 0 | 890.8648 | 0 | 0 | 0
7713 | 679.251 | 0 | 1594.5568 | 712.8486 | 0 | 0 | 881.7082 | 0 | 0 | 0
7714 | 1271.683 | 0 | 1998.6146 | 1334.5839 | 0 | 0 | 664.0307 | 0 | 0 | 0
7715 | 1286.429 | 0 | 2168.1532 | 1350.0593 | 0 | 0 | 818.094 | 0 | 0 | 0
7716 | 1324.926 | 0 | 1552.5373 | 1390.4604 | 0 | 0 | 162.0769 | 0 | 0 | 0
7717 | 1133.191 | 0 | 981.6044 | 981.6044 | 0 | 0 | 0 | 197.851 | 0 | 0
7718 | 1217.422 | 0 | 1062.3868 | 1062.3868 | 0 | 0 | 0 | 205.107 | 0 | 0
7719 | 1214.924 | 0 | 310.5602 | 310.5602 | 0 | 0 | 0 | 919.001 | 0 | 0
7720 | 1286.664 | 0 | 128.4479 | 128.4479 | 0 | 0 | 0 | 1164.27 | 0 | 0
7721 | 1421.989 | 0 | 4.4508 | 4.4508 | 0 | 0 | 0 | 1417.748 | 0 | 0
7722 | 1335.966 | 0 | 0 | 0 | 0 | 0 | 0 | 1335.966 | 0 | 0
7723 | 1252.8 | 0 | 0 | 0 | 0 | 0 | 0 | 1252.8 | 0 | 0
7724 | 1186.4 | 0 | 0 | 0 | 0 | 0 | 0 | 1186.4 | 0 | 0
7725 | 1470.4 | 0 | 0 | 0 | 0 | 0 | 0 | 1470.4 | 0 | 0
7726 | 1188.8 | 0 | 0 | 0 | 0 | 0 | 0 | 1188.8 | 0 | 0
7727 | 779.2 | 0 | 0 | 0 | 0 | 0 | 0 | 779.2 | 0 | 0
7728 | 1133.6 | 0 | 0 | 0 | 0 | 0 | 0 | 1133.6 | 0 | 0
7729 | 877.6 | 0 | 0 | 0 | 0 | 0 | 0 | 877.6 | 0 | 0
7730 | 888 | 0 | 0 | 0 | 0 | 0 | 0 | 888 | 0 | 0
7731 | 992 | 0 | 0 | 0 | 0 | 0 | 0 | 992 | 0 | 0
7732 | 1028 | 0 | 0 | 0 | 0 | 0 | 0 | 1028 | 0 | 0
7733 | 1020 | 0 | 0 | 0 | 0 | 0 | 0 | 1020 | 0 | 0
7734 | 988.8 | 0 | 0 | 0 | 0 | 0 | 0 | 988.8 | 0 | 0
7735 | 1027.129 | 0 | 254.2712 | 254.2712 | 0 | 0 | 0 | 784.842 | 0 | 0
7736 | 958.726 | 0 | 955.4319 | 955.4319 | 0 | 0 | 0 | 48.325 | 0 | 0
7737 | 1015.72 | 0 | 1535.6336 | 1065.9603 | 0 | 0 | 469.6734 | 0 | 0 | 0
7738 | 1081.252 | 0 | 1912.7969 | 1134.7336 | 0 | 0 | 778.0633 | 0 | 0 | 0
7739 | 1456.647 | 0 | 2138.6035 | 1528.6967 | 0 | 0 | 609.9068 | 0 | 0 | 0
7740 | 1355.634 | 0 | 1384.8605 | 1384.8605 | 0 | 0 | 0 | 36.044 | 0 | 0
7741 | 1091.508 | 0 | 1503.5358 | 1145.4969 | 0 | 0 | 358.0389 | 0 | 0 | 0
7742 | 1198.058 | 0 | 1106.5157 | 1106.5157 | 0 | 0 | 0 | 143.694 | 0 | 0
7743 | 1592.282 | 0 | 297.7515 | 297.7515 | 0 | 0 | 0 | 1308.564 | 0 | 0
7744 | 1106.455 | 0 | 87.4717 | 87.4717 | 0 | 0 | 0 | 1023.106 | 0 | 0
7745 | 1246.387 | 0 | 11.8002 | 11.8002 | 0 | 0 | 0 | 1235.143 | 0 | 0
7746 | 1322.503 | 0 | 0 | 0 | 0 | 0 | 0 | 1322.503 | 0 | 0
7747 | 1121.6 | 0 | 0 | 0 | 0 | 0 | 0 | 1121.6 | 0 | 0
7748 | 1195.2 | 0 | 0 | 0 | 0 | 0 | 0 | 1195.2 | 0 | 0
7749 | 1380 | 0 | 0 | 0 | 0 | 0 | 0 | 1380 | 0 | 0
7750 | 1388 | 0 | 0 | 0 | 0 | 0 | 0 | 1388 | 0 | 0
7751 | 1431.2 | 0 | 0 | 0 | 0 | 0 | 0 | 1431.2 | 0 | 0
7752 | 1104 | 0 | 0 | 0 | 0 | 0 | 0 | 1104 | 0 | 0
7753 | 1285.6 | 0 | 0 | 0 | 0 | 0 | 0 | 1285.6 | 0 | 0
7754 | 1016 | 0 | 0 | 0 | 0 | 0 | 0 | 1016 | 0 | 0
7755 | 1193.6 | 0 | 0 | 0 | 0 | 0 | 0 | 1193.6 | 0 | 0
7756 | 1489.6 | 0 | 0 | 0 | 0 | 0 | 0 | 1489.6 | 0 | 0
7757 | 1088.8 | 0 | 0 | 0 | 0 | 0 | 0 | 1088.8 | 0 | 0
7758 | 1126.4 | 0 | 0 | 0 | 0 | 0 | 0 | 1126.4 | 0 | 0
7759 | 799.087 | 0 | 139.2123 | 139.2123 | 0 | 0 | 0 | 666.436 | 0 | 0
7760 | 933.699 | 0 | 822.7746 | 822.7746 | 0 | 0 | 0 | 149.703 | 0 | 0
7761 | 1028.874 | 0 | 1595.8864 | 1079.7649 | 0 | 0 | 516.1216 | 0 | 0 | 0
7762 | 1429.183 | 0 | 1218.2153 | 1218.2153 | 0 | 0 | 0 | 268.384 | 0 | 0
7763 | 1309.361 | 0 | 1307.9254 | 1307.9254 | 0 | 0 | 0 | 63.08 | 0 | 0
7764 | 1273.22 | 0 | 888.8561 | 888.8561 | 0 | 0 | 0 | 426.257 | 0 | 0
7765 | 1283.758 | 0 | 1841.8879 | 1347.2561 | 0 | 0 | 494.6317 | 0 | 0 | 0
7766 | 1017.049 | 0 | 1499.9792 | 1067.355 | 0 | 0 | 432.6242 | 0 | 0 | 0
7767 | 1569.862 | 0 | 919.0166 | 919.0166 | 0 | 0 | 0 | 694.16 | 0 | 0
7768 | 1212.909 | 0 | 67.0596 | 67.0596 | 0 | 0 | 0 | 1149.01 | 0 | 0
7769 | 1407.813 | 0 | 227.6054 | 227.6054 | 0 | 0 | 0 | 1190.935 | 0 | 0
7770 | 1339.188 | 0 | 0 | 0 | 0 | 0 | 0 | 1339.188 | 0 | 0
7771 | 1444 | 0 | 0 | 0 | 0 | 0 | 0 | 1444 | 0 | 0
7772 | 1498.4 | 0 | 0 | 0 | 0 | 0 | 0 | 1498.4 | 0 | 0
7773 | 1683.2 | 0 | 0 | 0 | 0 | 0 | 0 | 1683.2 | 0 | 0
7774 | 1572 | 0 | 0 | 0 | 0 | 0 | 0 | 1572 | 0 | 0
7775 | 1266.4 | 0 | 0 | 0 | 0 | 0 | 0 | 1266.4 | 0 | 0
7776 | 1252.8 | 0 | 0 | 0 | 0 | 0 | 0 | 1252.8 | 0 | 0
7777 | 1118.4 | 0 | 0 | 0 | 0 | 0 | 0 | 1118.4 | 0 | 0
7778 | 1283.2 | 0 | 0 | 0 | 0 | 0 | 0 | 1283.2 | 0 | 0
7779 | 1369.6 | 0 | 0 | 0 | 0 | 0 | 0 | 1369.6 | 0 | 0
7780 | 1394.4 | 0 | 0 | 0 | 0 | 0 | 0 | 1394.4 | 0 | 0
7781 | 1285.6 | 0 | 0 | 0 | 0 | 0 | 0 | 1285.6 | 0 | 0
7782 | 1056 | 0 | 0 | 0 | 0 | 0 | 0 | 1056 | 0 | 0
7783 | 1040.324 | 0 | 138.252 | 138.252 | 0 | 0 | 0 | 908.588 | 0 | 0
7784 | 869.633 | 0 | 945.3277 | 912.6474 | 0 | 0 | 32.6803 | 0 | 0 | 0
7785 | 1098.227 | 0 | 1546.2836 | 1152.5483 | 0 | 0 | 393.7353 | 0 | 0 | 0
7786 | 1314.622 | 0 | 1975.7678 | 1379.6468 | 0 | 0 | 596.1211 | 0 | 0 | 0
7787 | 1099.177 | 0 | 2012.9566 | 1153.5453 | 0 | 0 | 859.4113 | 0 | 0 | 0
7788 | 1346.221 | 0 | 1353.3084 | 1353.3084 | 0 | 0 | 0 | 56.696 | 0 | 0
7789 | 1404.829 | 0 | 950.532 | 950.532 | 0 | 0 | 0 | 499.097 | 0 | 0
7790 | 1166.196 | 0 | 1558.9674 | 1223.8792 | 0 | 0 | 335.0882 | 0 | 0 | 0
7791 | 1431.156 | 0 | 1396.5735 | 1396.5735 | 0 | 0 | 0 | 100.405 | 0 | 0
7792 | 1408.691 | 0 | 303.2601 | 303.2601 | 0 | 0 | 0 | 1119.724 | 0 | 0
7793 | 1490.436 | 0 | 116.949 | 116.949 | 0 | 0 | 0 | 1378.999 | 0 | 0
7794 | 1393.933 | 0 | 0 | 0 | 0 | 0 | 0 | 1393.933 | 0 | 0
7795 | 1680.8 | 0 | 0 | 0 | 0 | 0 | 0 | 1680.8 | 0 | 0
7796 | 1324.8 | 0 | 0 | 0 | 0 | 0 | 0 | 1324.8 | 0 | 0
7797 | 1534.4 | 0 | 0 | 0 | 0 | 0 | 0 | 1534.4 | 0 | 0
7798 | 1571.2 | 0 | 0 | 0 | 0 | 0 | 0 | 1571.2 | 0 | 0
7799 | 1176.8 | 0 | 0 | 0 | 0 | 0 | 0 | 1176.8 | 0 | 0
7800 | 1416.8 | 0 | 0 | 0 | 0 | 0 | 0 | 1416.8 | 0 | 0
7801 | 1240 | 0 | 0 | 0 | 0 | 0 | 0 | 1240 | 0 | 0
7802 | 1348.8 | 0 | 0 | 0 | 0 | 0 | 0 | 1348.8 | 0 | 0
7803 | 1515.2 | 0 | 0 | 0 | 0 | 0 | 0 | 1515.2 | 0 | 0
7804 | 1366.4 | 0 | 0 | 0 | 0 | 0 | 0 | 1366.4 | 0 | 0
7805 | 1381.6 | 0 | 0 | 0 | 0 | 0 | 0 | 1381.6 | 0 | 0
7806 | 1362.4 | 0 | 0 | 0 | 0 | 0 | 0 | 1362.4 | 0 | 0
7807 | 679.439 | 0 | 155.8704 | 155.8704 | 0 | 0 | 0 | 530.915 | 0 | 0
7808 | 1137.376 | 0 | 1003.9055 | 1003.9055 | 0 | 0 | 0 | 180.786 | 0 | 0
7809 | 882.651 | 0 | 1617.4487 | 926.3093 | 0 | 0 | 691.1394 | 0 | 0 | 0
7810 | 432.662 | 0 | 1619.7114 | 454.0626 | 0 | 0 | 1165.6487 | 0 | 0 | 0
7811 | 389.328 | 0 | 1998.3795 | 408.5852 | 0 | 0 | 1589.7943 | 0 | 0 | 0
7812 | 396.46 | 0 | 2334.3598 | 416.07 | 0 | 0 | 1918.2898 | 0 | 0 | 0
7813 | 851.215 | 0 | 1559.7482 | 893.3184 | 0 | 0 | 666.4298 | 0 | 0 | 0
7814 | 1358.284 | 0 | 1778.6966 | 1425.4684 | 0 | 0 | 353.2282 | 0 | 0 | 0
7815 | 1653.136 | 0 | 1448.4317 | 1448.4317 | 0 | 0 | 0 | 272.971 | 0 | 0
7816 | 1480.775 | 0 | 887.5537 | 887.5537 | 0 | 0 | 0 | 635.053 | 0 | 0
7817 | 1522.428 | 0 | 401.0669 | 401.0669 | 0 | 0 | 0 | 1140.264 | 0 | 0
7818 | 1682.404 | 0 | 0 | 0 | 0 | 0 | 0 | 1682.404 | 0 | 0
7819 | 1758.4 | 0 | 0 | 0 | 0 | 0 | 0 | 1758.4 | 0 | 0
7820 | 1597.6 | 0 | 0 | 0 | 0 | 0 | 0 | 1597.6 | 0 | 0
7821 | 1777.6 | 0 | 0 | 0 | 0 | 0 | 0 | 1777.6 | 0 | 0
7822 | 1849.6 | 0 | 0 | 0 | 0 | 0 | 0 | 1849.6 | 0 | 0
7823 | 1356 | 0 | 0 | 0 | 0 | 0 | 0 | 1356 | 0 | 0
7824 | 1280.8 | 0 | 0 | 0 | 0 | 0 | 0 | 1280.8 | 0 | 0
7825 | 1248.8 | 0 | 0 | 0 | 0 | 0 | 0 | 1248.8 | 0 | 0
7826 | 1583.2 | 0 | 0 | 0 | 0 | 0 | 0 | 1583.2 | 0 | 0
7827 | 1660 | 0 | 0 | 0 | 0 | 0 | 0 | 1660 | 0 | 0
7828 | 981.6 | 0 | 0 | 0 | 0 | 0 | 0 | 981.6 | 0 | 0
7829 | 1345.6 | 0 | 0 | 0 | 0 | 0 | 0 | 1345.6 | 0 | 0
7830 | 1347.2 | 0 | 0 | 0 | 0 | 0 | 0 | 1347.2 | 0 | 0
7831 | 1080.957 | 0 | 233.7489 | 233.7489 | 0 | 0 | 0 | 858.225 | 0 | 0
7832 | 1190.482 | 0 | 941.0553 | 941.0553 | 0 | 0 | 0 | 293.78 | 0 | 0
7833 | 1061.094 | 0 | 1543.9632 | 1113.5786 | 0 | 0 | 430.3847 | 0 | 0 | 0
7834 | 1659.705 | 0 | 1966.1537 | 1741.7985 | 0 | 0 | 224.3552 | 0 | 0 | 0
7835 | 1735.038 | 0 | 2220.4952 | 1820.8577 | 0 | 0 | 399.6375 | 0 | 0 | 0
7836 | 1837.293 | 0 | 2226.6419 | 1928.1705 | 0 | 0 | 298.4714 | 0 | 0 | 0
7837 | 1536.804 | 0 | 1456.2124 | 1456.2124 | 0 | 0 | 0 | 149.225 | 0 | 0
7838 | 1437.913 | 0 | 603.9889 | 603.9889 | 0 | 0 | 0 | 862.391 | 0 | 0
7839 | 1704.969 | 0 | 1006.2122 | 1006.2122 | 0 | 0 | 0 | 746.181 | 0 | 0
7840 | 1445.753 | 0 | 451.9511 | 451.9511 | 0 | 0 | 0 | 1015.103 | 0 | 0
7841 | 1513.323 | 0 | 232.9062 | 232.9062 | 0 | 0 | 0 | 1291.394 | 0 | 0
7842 | 1805.698 | 0 | 0 | 0 | 0 | 0 | 0 | 1805.698 | 0 | 0
7843 | 1423.2 | 0 | 0 | 0 | 0 | 0 | 0 | 1423.2 | 0 | 0
7844 | 1600 | 0 | 0 | 0 | 0 | 0 | 0 | 1600 | 0 | 0
7845 | 1737.6 | 0 | 0 | 0 | 0 | 0 | 0 | 1737.6 | 0 | 0
7846 | 1408 | 0 | 0 | 0 | 0 | 0 | 0 | 1408 | 0 | 0
7847 | 1577.6 | 0 | 0 | 0 | 0 | 0 | 0 | 1577.6 | 0 | 0
7848 | 1420.8 | 0 | 0 | 0 | 0 | 0 | 0 | 1420.8 | 0 | 0
7849 | 1040 | 0 | 0 | 0 | 0 | 0 | 0 | 1040 | 0 | 0
7850 | 1061.6 | 0 | 0 | 0 | 0 | 0 | 0 | 1061.6 | 0 | 0
7851 | 848 | 0 | 0 | 0 | 0 | 0 | 0 | 848 | 0 | 0
7852 | 1101.6 | 0 | 0 | 0 | 0 | 0 | 0 | 1101.6 | 0 | 0
7853 | 727.2 | 0 | 0 | 0 | 0 | 0 | 0 | 727.2 | 0 | 0
7854 | 904 | 0 | 0 | 0 | 0 | 0 | 0 | 904 | 0 | 0
7855 | 917.901 | 0 | 235.766 | 235.766 | 0 | 0 | 0 | 693.247 | 0 | 0
7856 | 910.899 | 0 | 741.5598 | 741.5598 | 0 | 0 | 0 | 204.29 | 0 | 0
7857 | 920.17 | 0 | 1301.7189 | 965.6841 | 0 | 0 | 336.0348 | 0 | 0 | 0
7858 | 1061.386 | 0 | 1720.7641 | 1113.885 | 0 | 0 | 606.8791 | 0 | 0 | 0
7859 | 1019.092 | 0 | 2023.4921 | 1069.499 | 0 | 0 | 953.9931 | 0 | 0 | 0
7860 | 991.068 | 0 | 1345.4416 | 1040.0889 | 0 | 0 | 305.3527 | 0 | 0 | 0
7861 | 1143.278 | 0 | 1450.9284 | 1199.8276 | 0 | 0 | 251.1007 | 0 | 0 | 0
7862 | 1101.732 | 0 | 1551.0702 | 1156.2266 | 0 | 0 | 394.8436 | 0 | 0 | 0
7863 | 1117.132 | 0 | 904.3472 | 904.3472 | 0 | 0 | 0 | 255.408 | 0 | 0
7864 | 520.632 | 0 | 607.3765 | 546.3839 | 0 | 0 | 60.9927 | 0 | 0 | 0
7865 | 192.296 | 0 | 286.4183 | 201.8075 | 0 | 0 | 84.6108 | 0 | 0 | 0
7866 | 257.187 | 0 | 0 | 0 | 0 | 0 | 0 | 257.187 | 0 | 0
7867 | 150.4 | 0 | 0 | 0 | 0 | 0 | 0 | 150.4 | 0 | 0
7868 | 158.4 | 0 | 0 | 0 | 0 | 0 | 0 | 158.4 | 0 | 0
7869 | 125.6 | 0 | 0 | 0 | 0 | 0 | 0 | 125.6 | 0 | 0
7870 | 120 | 0 | 0 | 0 | 0 | 0 | 0 | 120 | 0 | 0
7871 | 115.2 | 0 | 0 | 0 | 0 | 0 | 0 | 115.2 | 0 | 0
7872 | 116 | 0 | 0 | 0 | 0 | 0 | 0 | 116 | 0 | 0
7873 | 107.2 | 0 | 0 | 0 | 0 | 0 | 0 | 107.2 | 0 | 0
7874 | 117.6 | 0 | 0 | 0 | 0 | 0 | 0 | 117.6 | 0 | 0
7875 | 96.8 | 0 | 0 | 0 | 0 | 0 | 0 | 96.8 | 0 | 0
7876 | 103.2 | 0 | 0 | 0 | 0 | 0 | 0 | 103.2 | 0 | 0
7877 | 96.8 | 0 | 0 | 0 | 0 | 0 | 0 | 96.8 | 0 | 0
7878 | 101.6 | 0 | 0 | 0 | 0 | 0 | 0 | 101.6 | 0 | 0
7879 | 87.682 | 0 | 145.5311 | 92.019 | 0 | 0 | 53.5121 | 0 | 0 | 0
7880 | 158.372 | 0 | 715.8983 | 166.2055 | 0 | 0 | 549.6928 | 0 | 0 | 0
7881 | 720.376 | 0 | 1315.4942 | 756.0077 | 0 | 0 | 559.4864 | 0 | 0 | 0
7882 | 958.609 | 0 | 1970.1217 | 1006.0244 | 0 | 0 | 964.0973 | 0 | 0 | 0
7883 | 1110.708 | 0 | 2116.1817 | 1165.6466 | 0 | 0 | 950.5351 | 0 | 0 | 0
7884 | 1168.124 | 0 | 1964.2101 | 1225.9026 | 0 | 0 | 738.3075 | 0 | 0 | 0
7885 | 1171.326 | 0 | 1873.0506 | 1229.263 | 0 | 0 | 643.7876 | 0 | 0 | 0
7886 | 1171.349 | 0 | 1681.7147 | 1229.2871 | 0 | 0 | 452.4276 | 0 | 0 | 0
7887 | 1266.465 | 0 | 1415.0074 | 1329.1078 | 0 | 0 | 85.8996 | 0 | 0 | 0
7888 | 1231.431 | 0 | 1040.3271 | 1040.3271 | 0 | 0 | 0 | 240.136 | 0 | 0
7889 | 1227.897 | 0 | 344.5606 | 344.5606 | 0 | 0 | 0 | 899.576 | 0 | 0
7890 | 1118.58 | 0 | 0 | 0 | 0 | 0 | 0 | 1118.58 | 0 | 0
7891 | 1358.4 | 0 | 0 | 0 | 0 | 0 | 0 | 1358.4 | 0 | 0
7892 | 1066.4 | 0 | 0 | 0 | 0 | 0 | 0 | 1066.4 | 0 | 0
7893 | 1076 | 0 | 0 | 0 | 0 | 0 | 0 | 1076 | 0 | 0
7894 | 1006.4 | 0 | 0 | 0 | 0 | 0 | 0 | 1006.4 | 0 | 0
7895 | 1079.2 | 0 | 0 | 0 | 0 | 0 | 0 | 1079.2 | 0 | 0
7896 | 1528 | 0 | 0 | 0 | 0 | 0 | 0 | 1528 | 0 | 0
7897 | 1220.8 | 0 | 0 | 0 | 0 | 0 | 0 | 1220.8 | 0 | 0
7898 | 923.2 | 0 | 0 | 0 | 0 | 0 | 0 | 923.2 | 0 | 0
7899 | 1218.4 | 0 | 0 | 0 | 0 | 0 | 0 | 1218.4 | 0 | 0
7900 | 1200.8 | 0 | 0 | 0 | 0 | 0 | 0 | 1200.8 | 0 | 0
7901 | 896 | 0 | 0 | 0 | 0 | 0 | 0 | 896 | 0 | 0
7902 | 1284 | 0 | 0 | 0 | 0 | 0 | 0 | 1284 | 0 | 0
7903 | 1092.491 | 0 | 185.7245 | 185.7245 | 0 | 0 | 0 | 915.52 | 0 | 0
7904 | 1306.162 | 0 | 874.7597 | 874.7597 | 0 | 0 | 0 | 472.631 | 0 | 0
7905 | 1409.71 | 0 | 1270.2088 | 1270.2088 | 0 | 0 | 0 | 199.368 | 0 | 0
7906 | 984.961 | 0 | 1138.687 | 1033.6798 | 0 | 0 | 105.0071 | 0 | 0 | 0
7907 | 1372.328 | 0 | 1600.4275 | 1440.2071 | 0 | 0 | 160.2204 | 0 | 0 | 0
7908 | 1453.632 | 0 | 1726.1405 | 1525.5326 | 0 | 0 | 200.6079 | 0 | 0 | 0
7909 | 1182.818 | 0 | 1761.33 | 1241.3234 | 0 | 0 | 520.0067 | 0 | 0 | 0
7910 | 1278.412 | 0 | 1315.83 | 1315.83 | 0 | 0 | 0 | 24.599 | 0 | 0
7911 | 1247.998 | 0 | 999.2396 | 999.2396 | 0 | 0 | 0 | 295.854 | 0 | 0
7912 | 1086.354 | 0 | 237.6026 | 237.6026 | 0 | 0 | 0 | 859.95 | 0 | 0
7913 | 1467.39 | 0 | 243.0661 | 243.0661 | 0 | 0 | 0 | 1235.78 | 0 | 0
7914 | 1410.488 | 0 | 0 | 0 | 0 | 0 | 0 | 1410.488 | 0 | 0
7915 | 1142.4 | 0 | 0 | 0 | 0 | 0 | 0 | 1142.4 | 0 | 0
7916 | 984.8 | 0 | 0 | 0 | 0 | 0 | 0 | 984.8 | 0 | 0
7917 | 1211.2 | 0 | 0 | 0 | 0 | 0 | 0 | 1211.2 | 0 | 0
7918 | 1125.6 | 0 | 0 | 0 | 0 | 0 | 0 | 1125.6 | 0 | 0
7919 | 1388.8 | 0 | 0 | 0 | 0 | 0 | 0 | 1388.8 | 0 | 0
7920 | 985.6 | 0 | 0 | 0 | 0 | 0 | 0 | 985.6 | 0 | 0
7921 | 1293.6 | 0 | 0 | 0 | 0 | 0 | 0 | 1293.6 | 0 | 0
7922 | 1131.2 | 0 | 0 | 0 | 0 | 0 | 0 | 1131.2 | 0 | 0
7923 | 1264.8 | 0 | 0 | 0 | 0 | 0 | 0 | 1264.8 | 0 | 0
7924 | 774.4 | 0 | 0 | 0 | 0 | 0 | 0 | 774.4 | 0 | 0
7925 | 1108.8 | 0 | 0 | 0 | 0 | 0 | 0 | 1108.8 | 0 | 0
7926 | 734.4 | 0 | 0 | 0 | 0 | 0 | 0 | 734.4 | 0 | 0
7927 | 812.644 | 0 | 206.0672 | 206.0672 | 0 | 0 | 0 | 616.289 | 0 | 0
7928 | 1161.248 | 0 | 778.5649 | 778.5649 | 0 | 0 | 0 | 419.378 | 0 | 0
7929 | 1243.412 | 0 | 1319.2271 | 1304.9145 | 0 | 0 | 14.3126 | 0 | 0 | 0
7930 | 1326.775 | 0 | 1707.4139 | 1392.4009 | 0 | 0 | 315.013 | 0 | 0 | 0
7931 | 1621.135 | 0 | 1720.4671 | 1701.3207 | 0 | 0 | 19.1464 | 0 | 0 | 0
7932 | 1251.306 | 0 | 1886.8741 | 1313.199 | 0 | 0 | 573.6751 | 0 | 0 | 0
7933 | 1349.218 | 0 | 1877.0249 | 1415.954 | 0 | 0 | 461.0709 | 0 | 0 | 0
7934 | 1331.273 | 0 | 1462.9006 | 1397.1214 | 0 | 0 | 65.7793 | 0 | 0 | 0
7935 | 1282.735 | 0 | 1185.8824 | 1185.8824 | 0 | 0 | 0 | 152.745 | 0 | 0
7936 | 1437.172 | 0 | 417.7082 | 417.7082 | 0 | 0 | 0 | 1039.151 | 0 | 0
7937 | 1620.088 | 0 | 72.1285 | 72.1285 | 0 | 0 | 0 | 1551.359 | 0 | 0
7938 | 1488.651 | 0 | 0 | 0 | 0 | 0 | 0 | 1488.651 | 0 | 0
7939 | 1304.8 | 0 | 0 | 0 | 0 | 0 | 0 | 1304.8 | 0 | 0
7940 | 1217.6 | 0 | 0 | 0 | 0 | 0 | 0 | 1217.6 | 0 | 0
7941 | 1169.6 | 0 | 0 | 0 | 0 | 0 | 0 | 1169.6 | 0 | 0
7942 | 1280 | 0 | 0 | 0 | 0 | 0 | 0 | 1280 | 0 | 0
7943 | 1238.4 | 0 | 0 | 0 | 0 | 0 | 0 | 1238.4 | 0 | 0
7944 | 1456 | 0 | 0 | 0 | 0 | 0 | 0 | 1456 | 0 | 0
7945 | 1352 | 0 | 0 | 0 | 0 | 0 | 0 | 1352 | 0 | 0
7946 | 1226.4 | 0 | 0 | 0 | 0 | 0 | 0 | 1226.4 | 0 | 0
7947 | 1184 | 0 | 0 | 0 | 0 | 0 | 0 | 1184 | 0 | 0
7948 | 1292 | 0 | 0 | 0 | 0 | 0 | 0 | 1292 | 0 | 0
7949 | 1500 | 0 | 0 | 0 | 0 | 0 | 0 | 1500 | 0 | 0
7950 | 1428.8 | 0 | 0 | 0 | 0 | 0 | 0 | 1428.8 | 0 | 0
7951 | 1297.339 | 0 | 210.9431 | 210.9431 | 0 | 0 | 0 | 1096.338 | 0 | 0
7952 | 1310.033 | 0 | 777.2982 | 777.2982 | 0 | 0 | 0 | 569.37 | 0 | 0
7953 | 994.134 | 0 | 1290.2546 | 1043.3066 | 0 | 0 | 246.948 | 0 | 0 | 0
7954 | 1147.17 | 0 | 1526.3553 | 1203.9121 | 0 | 0 | 322.4432 | 0 | 0 | 0
7955 | 1266.559 | 0 | 1692.9166 | 1329.2064 | 0 | 0 | 363.7102 | 0 | 0 | 0
7956 | 1524.5 | 0 | 1966.2744 | 1599.9059 | 0 | 0 | 366.3685 | 0 | 0 | 0
7957 | 1553.979 | 0 | 1753.3247 | 1630.843 | 0 | 0 | 122.4817 | 0 | 0 | 0
7958 | 1388.914 | 0 | 1343.2105 | 1343.2105 | 0 | 0 | 0 | 109.011 | 0 | 0
7959 | 1652.723 | 0 | 709.8135 | 709.8135 | 0 | 0 | 0 | 976.364 | 0 | 0
7960 | 1570.274 | 0 | 750.8423 | 750.8423 | 0 | 0 | 0 | 854.82 | 0 | 0
7961 | 1459.662 | 0 | 401.5853 | 401.5853 | 0 | 0 | 0 | 1077.004 | 0 | 0
7962 | 1449.583 | 0 | 0 | 0 | 0 | 0 | 0 | 1449.583 | 0 | 0
7963 | 1372.8 | 0 | 0 | 0 | 0 | 0 | 0 | 1372.8 | 0 | 0
7964 | 1579.2 | 0 | 0 | 0 | 0 | 0 | 0 | 1579.2 | 0 | 0
7965 | 1569.6 | 0 | 0 | 0 | 0 | 0 | 0 | 1569.6 | 0 | 0
7966 | 1548.8 | 0 | 0 | 0 | 0 | 0 | 0 | 1548.8 | 0 | 0
7967 | 1433.6 | 0 | 0 | 0 | 0 | 0 | 0 | 1433.6 | 0 | 0
7968 | 1310.4 | 0 | 0 | 0 | 0 | 0 | 0 | 1310.4 | 0 | 0
7969 | 1088 | 0 | 0 | 0 | 0 | 0 | 0 | 1088 | 0 | 0
7970 | 1392 | 0 | 0 | 0 | 0 | 0 | 0 | 1392 | 0 | 0
7971 | 1436.8 | 0 | 0 | 0 | 0 | 0 | 0 | 1436.8 | 0 | 0
7972 | 1538.4 | 0 | 0 | 0 | 0 | 0 | 0 | 1538.4 | 0 | 0
7973 | 1468 | 0 | 0 | 0 | 0 | 0 | 0 | 1468 | 0 | 0
7974 | 1324 | 0 | 0 | 0 | 0 | 0 | 0 | 1324 | 0 | 0
7975 | 916 | 0 | 13.8613 | 13.8613 | 0 | 0 | 0 | 902.792 | 0 | 0
7976 | 1538.833 | 0 | 230.7685 | 230.7685 | 0 | 0 | 0 | 1318.941 | 0 | 0
7977 | 1337.062 | 0 | 581.905 | 581.905 | 0 | 0 | 0 | 782.583 | 0 | 0
7978 | 1341.153 | 0 | 1024.856 | 1024.856 | 0 | 0 | 0 | 364.6 | 0 | 0
7979 | 1403.197 | 0 | 1085.665 | 1085.665 | 0 | 0 | 0 | 368.701 | 0 | 0
7980 | 1495.022 | 0 | 1404.0195 | 1404.0195 | 0 | 0 | 0 | 157.176 | 0 | 0
7981 | 1415.791 | 0 | 1065.6738 | 1065.6738 | 0 | 0 | 0 | 400.344 | 0 | 0
7982 | 1603.039 | 0 | 1045.2208 | 1045.2208 | 0 | 0 | 0 | 607.081 | 0 | 0
7983 | 1305.477 | 0 | 1011.1542 | 1011.1542 | 0 | 0 | 0 | 341.98 | 0 | 0
7984 | 1797.5 | 0 | 263.9997 | 263.9997 | 0 | 0 | 0 | 1545.943 | 0 | 0
7985 | 1690.399 | 0 | 7.2004 | 7.2004 | 0 | 0 | 0 | 1683.538 | 0 | 0
7986 | 1741.499 | 0 | 0 | 0 | 0 | 0 | 0 | 1741.499 | 0 | 0
7987 | 1718.4 | 0 | 0 | 0 | 0 | 0 | 0 | 1718.4 | 0 | 0
7988 | 1222.4 | 0 | 0 | 0 | 0 | 0 | 0 | 1222.4 | 0 | 0
7989 | 1288 | 0 | 0 | 0 | 0 | 0 | 0 | 1288 | 0 | 0
7990 | 1320.8 | 0 | 0 | 0 | 0 | 0 | 0 | 1320.8 | 0 | 0
7991 | 1376 | 0 | 0 | 0 | 0 | 0 | 0 | 1376 | 0 | 0
7992 | 1328.8 | 0 | 0 | 0 | 0 | 0 | 0 | 1328.8 | 0 | 0
7993 | 1398.4 | 0 | 0 | 0 | 0 | 0 | 0 | 1398.4 | 0 | 0
7994 | 1504 | 0 | 0 | 0 | 0 | 0 | 0 | 1504 | 0 | 0
7995 | 1284 | 0 | 0 | 0 | 0 | 0 | 0 | 1284 | 0 | 0
7996 | 1360.8 | 0 | 0 | 0 | 0 | 0 | 0 | 1360.8 | 0 | 0
7997 | 1429.6 | 0 | 0 | 0 | 0 | 0 | 0 | 1429.6 | 0 | 0
7998 | 1222.4 | 0 | 0 | 0 | 0 | 0 | 0 | 1222.4 | 0 | 0
7999 | 1190.56 | 0 | 85.8765 | 85.8765 | 0 | 0 | 0 | 1108.731 | 0 | 0
8000 | 1232.152 | 0 | 619.5629 | 619.5629 | 0 | 0 | 0 | 641.79 | 0 | 0
8001 | 1245.954 | 0 | 1000.1306 | 1000.1306 | 0 | 0 | 0 | 292.961 | 0 | 0
8002 | 1352.375 | 0 | 1506.233 | 1419.2671 | 0 | 0 | 86.9658 | 0 | 0 | 0
8003 | 1036.347 | 0 | 1852.7414 | 1087.6075 | 0 | 0 | 765.1339 | 0 | 0 | 0
8004 | 1453.973 | 0 | 1702.3922 | 1525.8904 | 0 | 0 | 176.5018 | 0 | 0 | 0
8005 | 1380.768 | 0 | 1758.1386 | 1449.0645 | 0 | 0 | 309.0741 | 0 | 0 | 0
8006 | 1648.157 | 0 | 1401.4053 | 1401.4053 | 0 | 0 | 0 | 312.802 | 0 | 0
8007 | 1281.294 | 0 | 1078.6514 | 1078.6514 | 0 | 0 | 0 | 253.481 | 0 | 0
8008 | 1404.316 | 0 | 376.4559 | 376.4559 | 0 | 0 | 0 | 1045.603 | 0 | 0
8009 | 1308.225 | 0 | 151.9612 | 151.9612 | 0 | 0 | 0 | 1163.426 | 0 | 0
8010 | 1254.291 | 0 | 0 | 0 | 0 | 0 | 0 | 1254.291 | 0 | 0
8011 | 1336 | 0 | 0 | 0 | 0 | 0 | 0 | 1336 | 0 | 0
8012 | 854.4 | 0 | 0 | 0 | 0 | 0 | 0 | 854.4 | 0 | 0
8013 | 1313.6 | 0 | 0 | 0 | 0 | 0 | 0 | 1313.6 | 0 | 0
8014 | 1232 | 0 | 0 | 0 | 0 | 0 | 0 | 1232 | 0 | 0
8015 | 1172.8 | 0 | 0 | 0 | 0 | 0 | 0 | 1172.8 | 0 | 0
8016 | 1341.6 | 0 | 0 | 0 | 0 | 0 | 0 | 1341.6 | 0 | 0
8017 | 1092 | 0 | 0 | 0 | 0 | 0 | 0 | 1092 | 0 | 0
8018 | 1248 | 0 | 0 | 0 | 0 | 0 | 0 | 1248 | 0 | 0
8019 | 1142.4 | 0 | 0 | 0 | 0 | 0 | 0 | 1142.4 | 0 | 0
8020 | 1088.8 | 0 | 0 | 0 | 0 | 0 | 0 | 1088.8 | 0 | 0
8021 | 978.4 | 0 | 0 | 0 | 0 | 0 | 0 | 978.4 | 0 | 0
8022 | 1040.8 | 0 | 0 | 0 | 0 | 0 | 0 | 1040.8 | 0 | 0
8023 | 858.4 | 0 | 65.5778 | 65.5778 | 0 | 0 | 0 | 795.913 | 0 | 0
8024 | 1146.178 | 0 | 302.5727 | 302.5727 | 0 | 0 | 0 | 857.866 | 0 | 0
8025 | 1191.895 | 0 | 506.9409 | 506.9409 | 0 | 0 | 0 | 708.847 | 0 | 0
8026 | 1166.901 | 0 | 1050.2341 | 1050.2341 | 0 | 0 | 0 | 166.166 | 0 | 0
8027 | 1126.266 | 0 | 1484.74 | 1181.9742 | 0 | 0 | 302.7658 | 0 | 0 | 0
8028 | 1448.14 | 0 | 1584.2699 | 1519.7689 | 0 | 0 | 64.501 | 0 | 0 | 0
8029 | 920.542 | 0 | 1531.5208 | 966.0745 | 0 | 0 | 565.4463 | 0 | 0 | 0
8030 | 997.387 | 0 | 1340.1817 | 1046.7205 | 0 | 0 | 293.4613 | 0 | 0 | 0
8031 | 860.713 | 0 | 1085.3061 | 903.2862 | 0 | 0 | 182.0199 | 0 | 0 | 0
8032 | 234.947 | 0 | 504.7003 | 246.5681 | 0 | 0 | 258.1321 | 0 | 0 | 0
8033 | 183.063 | 0 | 377.9545 | 192.1178 | 0 | 0 | 185.8368 | 0 | 0 | 0
8034 | 137.552 | 0 | 0 | 0 | 0 | 0 | 0 | 137.552 | 0 | 0
8035 | 148 | 0 | 0 | 0 | 0 | 0 | 0 | 148 | 0 | 0
8036 | 100.8 | 0 | 0 | 0 | 0 | 0 | 0 | 100.8 | 0 | 0
8037 | 96 | 0 | 0 | 0 | 0 | 0 | 0 | 96 | 0 | 0
8038 | 102.4 | 0 | 0 | 0 | 0 | 0 | 0 | 102.4 | 0 | 0
8039 | 91.2 | 0 | 0 | 0 | 0 | 0 | 0 | 91.2 | 0 | 0
8040 | 100 | 0 | 0 | 0 | 0 | 0 | 0 | 100 | 0 | 0
8041 | 89.6 | 0 | 0 | 0 | 0 | 0 | 0 | 89.6 | 0 | 0
8042 | 96 | 0 | 0 | 0 | 0 | 0 | 0 | 96 | 0 | 0
8043 | 89.6 | 0 | 0 | 0 | 0 | 0 | 0 | 89.6 | 0 | 0
8044 | 89.6 | 0 | 0 | 0 | 0 | 0 | 0 | 89.6 | 0 | 0
8045 | 91.2 | 0 | 0 | 0 | 0 | 0 | 0 | 91.2 | 0 | 0
8046 | 92 | 0 | 0 | 0 | 0 | 0 | 0 | 92 | 0 | 0
8047 | 72.8 | 0 | 108.1839 | 76.4009 | 0 | 0 | 31.783 | 0 | 0 | 0
8048 | 89.61 | 0 | 622.9779 | 94.0424 | 0 | 0 | 528.9355 | 0 | 0 | 0
8049 | 636.197 | 0 | 1293.8322 | 667.665 | 0 | 0 | 626.1672 | 0 | 0 | 0
8050 | 1258.648 | 0 | 2014.79 | 1320.9041 | 0 | 0 | 693.8858 | 0 | 0 | 0
8051 | 1251.361 | 0 | 2293.1893 | 1313.2567 | 0 | 0 | 979.9327 | 0 | 0 | 0
8052 | 1077.291 | 0 | 2401.0458 | 1130.5767 | 0 | 0 | 1270.4691 | 0 | 0 | 0
8053 | 1356.354 | 0 | 1999.7333 | 1423.4429 | 0 | 0 | 576.2904 | 0 | 0 | 0
8054 | 1104.063 | 0 | 2040.4966 | 1158.6729 | 0 | 0 | 881.8236 | 0 | 0 | 0
8055 | 1125.992 | 0 | 1438.0273 | 1181.6866 | 0 | 0 | 256.3407 | 0 | 0 | 0
8056 | 1050.113 | 0 | 351.1985 | 351.1985 | 0 | 0 | 0 | 715.467 | 0 | 0
8057 | 951.408 | 0 | 213.0399 | 213.0399 | 0 | 0 | 0 | 748.409 | 0 | 0
8058 | 1136.61 | 0 | 0 | 0 | 0 | 0 | 0 | 1136.61 | 0 | 0
8059 | 1047.2 | 0 | 0 | 0 | 0 | 0 | 0 | 1047.2 | 0 | 0
8060 | 1128.8 | 0 | 0 | 0 | 0 | 0 | 0 | 1128.8 | 0 | 0
8061 | 778.4 | 0 | 0 | 0 | 0 | 0 | 0 | 778.4 | 0 | 0
8062 | 1089.6 | 0 | 0 | 0 | 0 | 0 | 0 | 1089.6 | 0 | 0
8063 | 952.8 | 0 | 0 | 0 | 0 | 0 | 0 | 952.8 | 0 | 0
8064 | 999.2 | 0 | 0 | 0 | 0 | 0 | 0 | 999.2 | 0 | 0
8065 | 960 | 0 | 0 | 0 | 0 | 0 | 0 | 960 | 0 | 0
8066 | 1305.6 | 0 | 0 | 0 | 0 | 0 | 0 | 1305.6 | 0 | 0
8067 | 1168.8 | 0 | 0 | 0 | 0 | 0 | 0 | 1168.8 | 0 | 0
8068 | 1358.4 | 0 | 0 | 0 | 0 | 0 | 0 | 1358.4 | 0 | 0
8069 | 1282.4 | 0 | 0 | 0 | 0 | 0 | 0 | 1282.4 | 0 | 0
8070 | 1162.4 | 0 | 0 | 0 | 0 | 0 | 0 | 1162.4 | 0 | 0
8071 | 1039.2 | 0 | 226.431 | 226.431 | 0 | 0 | 0 | 823.441 | 0 | 0
8072 | 1081.05 | 0 | 968.4263 | 968.4263 | 0 | 0 | 0 | 158.267 | 0 | 0
8073 | 811.981 | 0 | 1595.7972 | 852.1438 | 0 | 0 | 743.6535 | 0 | 0 | 0
8074 | 1146.669 | 0 | 2021.1539 | 1203.3863 | 0 | 0 | 817.7676 | 0 | 0 | 0
8075 | 1380.393 | 0 | 2290.0745 | 1448.671 | 0 | 0 | 841.4036 | 0 | 0 | 0
8076 | 1173.817 | 0 | 2396.9434 | 1231.8772 | 0 | 0 | 1165.0663 | 0 | 0 | 0
8077 | 1141.587 | 0 | 2341.4562 | 1198.053 | 0 | 0 | 1143.4033 | 0 | 0 | 0
8078 | 1217.119 | 0 | 2126.5756 | 1277.321 | 0 | 0 | 849.2546 | 0 | 0 | 0
8079 | 1621.666 | 0 | 1753.9744 | 1701.878 | 0 | 0 | 52.0964 | 0 | 0 | 0
8080 | 617.579 | 0 | 1219.4137 | 648.1261 | 0 | 0 | 571.2876 | 0 | 0 | 0
8081 | 1446.565 | 0 | 503.1145 | 503.1145 | 0 | 0 | 0 | 967.163 | 0 | 0
8082 | 1314.233 | 0 | 0 | 0 | 0 | 0 | 0 | 1314.233 | 0 | 0
8083 | 1122.4 | 0 | 0 | 0 | 0 | 0 | 0 | 1122.4 | 0 | 0
8084 | 976.8 | 0 | 0 | 0 | 0 | 0 | 0 | 976.8 | 0 | 0
8085 | 1206.4 | 0 | 0 | 0 | 0 | 0 | 0 | 1206.4 | 0 | 0
8086 | 1304 | 0 | 0 | 0 | 0 | 0 | 0 | 1304 | 0 | 0
8087 | 1134.4 | 0 | 0 | 0 | 0 | 0 | 0 | 1134.4 | 0 | 0
8088 | 949.6 | 0 | 0 | 0 | 0 | 0 | 0 | 949.6 | 0 | 0
8089 | 1222.4 | 0 | 0 | 0 | 0 | 0 | 0 | 1222.4 | 0 | 0
8090 | 851.2 | 0 | 0 | 0 | 0 | 0 | 0 | 851.2 | 0 | 0
8091 | 1256.8 | 0 | 0 | 0 | 0 | 0 | 0 | 1256.8 | 0 | 0
8092 | 1092.8 | 0 | 0 | 0 | 0 | 0 | 0 | 1092.8 | 0 | 0
8093 | 1028.8 | 0 | 0 | 0 | 0 | 0 | 0 | 1028.8 | 0 | 0
8094 | 1088.8 | 0 | 0 | 0 | 0 | 0 | 0 | 1088.8 | 0 | 0
8095 | 1353.6 | 0 | 216.7067 | 216.7067 | 0 | 0 | 0 | 1147.107 | 0 | 0
8096 | 697.26 | 0 | 810.3594 | 731.7484 | 0 | 0 | 78.6111 | 0 | 0 | 0
8097 | 894.813 | 0 | 1598.0452 | 939.0729 | 0 | 0 | 658.9723 | 0 | 0 | 0
8098 | 1264.732 | 0 | 2035.0918 | 1327.2891 | 0 | 0 | 707.8028 | 0 | 0 | 0
8099 | 1241.914 | 0 | 2279.8633 | 1303.3424 | 0 | 0 | 976.5208 | 0 | 0 | 0
8100 | 1308.586 | 0 | 2360.0968 | 1373.3122 | 0 | 0 | 986.7846 | 0 | 0 | 0
8101 | 1086.618 | 0 | 2286.3175 | 1140.3651 | 0 | 0 | 1145.9524 | 0 | 0 | 0
8102 | 1312.456 | 0 | 2081.794 | 1377.3736 | 0 | 0 | 704.4204 | 0 | 0 | 0
8103 | 1471.833 | 0 | 1737.6374 | 1544.6338 | 0 | 0 | 193.0035 | 0 | 0 | 0
8104 | 1659.084 | 0 | 1174.0203 | 1174.0203 | 0 | 0 | 0 | 540.397 | 0 | 0
8105 | 1382.135 | 0 | 421.289 | 421.289 | 0 | 0 | 0 | 980.702 | 0 | 0
8106 | 1357.739 | 0 | 0 | 0 | 0 | 0 | 0 | 1357.739 | 0 | 0
8107 | 1292 | 0 | 0 | 0 | 0 | 0 | 0 | 1292 | 0 | 0
8108 | 1217.6 | 0 | 0 | 0 | 0 | 0 | 0 | 1217.6 | 0 | 0
8109 | 1288 | 0 | 0 | 0 | 0 | 0 | 0 | 1288 | 0 | 0
8110 | 1356 | 0 | 0 | 0 | 0 | 0 | 0 | 1356 | 0 | 0
8111 | 968.8 | 0 | 0 | 0 | 0 | 0 | 0 | 968.8 | 0 | 0
8112 | 1264 | 0 | 0 | 0 | 0 | 0 | 0 | 1264 | 0 | 0
8113 | 1316.8 | 0 | 0 | 0 | 0 | 0 | 0 | 1316.8 | 0 | 0
8114 | 1169.6 | 0 | 0 | 0 | 0 | 0 | 0 | 1169.6 | 0 | 0
8115 | 1160.8 | 0 | 0 | 0 | 0 | 0 | 0 | 1160.8 | 0 | 0
8116 | 1196 | 0 | 0 | 0 | 0 | 0 | 0 | 1196 | 0 | 0
8117 | 840 | 0 | 0 | 0 | 0 | 0 | 0 | 840 | 0 | 0
8118 | 1152.8 | 0 | 0 | 0 | 0 | 0 | 0 | 1152.8 | 0 | 0
8119 | 706.4 | 0 | 204.2233 | 204.2233 | 0 | 0 | 0 | 511.802 | 0 | 0
8120 | 959.437 | 0 | 934.9611 | 934.9611 | 0 | 0 | 0 | 68.542 | 0 | 0
8121 | 900.079 | 0 | 1568.1806 | 944.5993 | 0 | 0 | 623.5813 | 0 | 0 | 0
8122 | 1146.42 | 0 | 1979.9016 | 1203.125 | 0 | 0 | 776.7766 | 0 | 0 | 0
8123 | 1422.593 | 0 | 2230.0915 | 1492.9583 | 0 | 0 | 737.1332 | 0 | 0 | 0
8124 | 1547.461 | 0 | 2339.9198 | 1624.0026 | 0 | 0 | 715.9172 | 0 | 0 | 0
8125 | 1494.729 | 0 | 2218.2944 | 1568.6623 | 0 | 0 | 649.6321 | 0 | 0 | 0
8126 | 1257.696 | 0 | 2090.1645 | 1319.905 | 0 | 0 | 770.2594 | 0 | 0 | 0
8127 | 1228.071 | 0 | 1443.7385 | 1288.8147 | 0 | 0 | 154.9238 | 0 | 0 | 0
8128 | 1769.154 | 0 | 1124.2002 | 1124.2002 | 0 | 0 | 0 | 697.939 | 0 | 0
8129 | 1953.371 | 0 | 441.6779 | 441.6779 | 0 | 0 | 0 | 1532.51 | 0 | 0
8130 | 1544.713 | 0 | 0 | 0 | 0 | 0 | 0 | 1544.713 | 0 | 0
8131 | 1589.6 | 0 | 0 | 0 | 0 | 0 | 0 | 1589.6 | 0 | 0
8132 | 1320 | 0 | 0 | 0 | 0 | 0 | 0 | 1320 | 0 | 0
8133 | 1744 | 0 | 0 | 0 | 0 | 0 | 0 | 1744 | 0 | 0
8134 | 1516.8 | 0 | 0 | 0 | 0 | 0 | 0 | 1516.8 | 0 | 0
8135 | 1599.2 | 0 | 0 | 0 | 0 | 0 | 0 | 1599.2 | 0 | 0
8136 | 1542.4 | 0 | 0 | 0 | 0 | 0 | 0 | 1542.4 | 0 | 0
8137 | 1434.4 | 0 | 0 | 0 | 0 | 0 | 0 | 1434.4 | 0 | 0
8138 | 1324 | 0 | 0 | 0 | 0 | 0 | 0 | 1324 | 0 | 0
8139 | 1325.6 | 0 | 0 | 0 | 0 | 0 | 0 | 1325.6 | 0 | 0
8140 | 1516.8 | 0 | 0 | 0 | 0 | 0 | 0 | 1516.8 | 0 | 0
8141 | 1291.2 | 0 | 0 | 0 | 0 | 0 | 0 | 1291.2 | 0 | 0
8142 | 1542.4 | 0 | 0 | 0 | 0 | 0 | 0 | 1542.4 | 0 | 0
8143 | 1000.8 | 0 | 206.3233 | 206.3233 | 0 | 0 | 0 | 804.201 | 0 | 0
8144 | 828.43 | 0 | 938.2448 | 869.4064 | 0 | 0 | 68.8385 | 0 | 0 | 0
8145 | 1062.166 | 0 | 1573.2265 | 1114.7036 | 0 | 0 | 458.5228 | 0 | 0 | 0
8146 | 1354.15 | 0 | 1995.037 | 1421.1299 | 0 | 0 | 573.9071 | 0 | 0 | 0
8147 | 1544.599 | 0 | 2236.0965 | 1620.999 | 0 | 0 | 615.0974 | 0 | 0 | 0
8148 | 1620.767 | 0 | 2336.3863 | 1700.9345 | 0 | 0 | 635.4518 | 0 | 0 | 0
8149 | 936.447 | 0 | 2223.3959 | 982.7662 | 0 | 0 | 1240.6297 | 0 | 0 | 0
8150 | 1379.589 | 0 | 1419.9871 | 1419.9871 | 0 | 0 | 0 | 26.528 | 0 | 0
8151 | 1282.753 | 0 | 1362.0966 | 1346.2014 | 0 | 0 | 15.8952 | 0 | 0 | 0
8152 | 1281.053 | 0 | 924.8978 | 924.8978 | 0 | 0 | 0 | 399.747 | 0 | 0
8153 | 1015.736 | 0 | 423.7615 | 423.7615 | 0 | 0 | 0 | 611.947 | 0 | 0
8154 | 1172.039 | 0 | 0 | 0 | 0 | 0 | 0 | 1172.039 | 0 | 0
8155 | 1207.2 | 0 | 0 | 0 | 0 | 0 | 0 | 1207.2 | 0 | 0
8156 | 1226.4 | 0 | 0 | 0 | 0 | 0 | 0 | 1226.4 | 0 | 0
8157 | 1287.2 | 0 | 0 | 0 | 0 | 0 | 0 | 1287.2 | 0 | 0
8158 | 1448.8 | 0 | 0 | 0 | 0 | 0 | 0 | 1448.8 | 0 | 0
8159 | 1248.8 | 0 | 0 | 0 | 0 | 0 | 0 | 1248.8 | 0 | 0
8160 | 1272.8 | 0 | 0 | 0 | 0 | 0 | 0 | 1272.8 | 0 | 0
8161 | 1412 | 0 | 0 | 0 | 0 | 0 | 0 | 1412 | 0 | 0
8162 | 1366.4 | 0 | 0 | 0 | 0 | 0 | 0 | 1366.4 | 0 | 0
8163 | 1345.6 | 0 | 0 | 0 | 0 | 0 | 0 | 1345.6 | 0 | 0
8164 | 1445.6 | 0 | 0 | 0 | 0 | 0 | 0 | 1445.6 | 0 | 0
8165 | 1436 | 0 | 0 | 0 | 0 | 0 | 0 | 1436 | 0 | 0
8166 | 1366.4 | 0 | 0 | 0 | 0 | 0 | 0 | 1366.4 | 0 | 0
8167 | 1041.6 | 0 | 76.8322 | 76.8322 | 0 | 0 | 0 | 968.389 | 0 | 0
8168 | 1319.128 | 0 | 592.1709 | 592.1709 | 0 | 0 | 0 | 754.867 | 0 | 0
8169 | 889.005 | 0 | 1071.5623 | 932.9776 | 0 | 0 | 138.5847 | 0 | 0 | 0
8170 | 1469.341 | 0 | 1260.3701 | 1260.3701 | 0 | 0 | 0 | 268.374 | 0 | 0
8171 | 1714.76 | 0 | 1645.8314 | 1645.8314 | 0 | 0 | 0 | 146.499 | 0 | 0
8172 | 1647.544 | 0 | 1663.5023 | 1663.5023 | 0 | 0 | 0 | 62.445 | 0 | 0
8173 | 1465.729 | 0 | 1125.7681 | 1125.7681 | 0 | 0 | 0 | 393.02 | 0 | 0
8174 | 1506.159 | 0 | 770.9164 | 770.9164 | 0 | 0 | 0 | 771.577 | 0 | 0
8175 | 1621.22 | 0 | 658.9713 | 658.9713 | 0 | 0 | 0 | 993.307 | 0 | 0
8176 | 1662.845 | 0 | 873.7585 | 873.7585 | 0 | 0 | 0 | 830.268 | 0 | 0
8177 | 1580.403 | 0 | 207.4557 | 207.4557 | 0 | 0 | 0 | 1382.725 | 0 | 0
8178 | 1155.725 | 0 | 0 | 0 | 0 | 0 | 0 | 1155.725 | 0 | 0
8179 | 1545.6 | 0 | 0 | 0 | 0 | 0 | 0 | 1545.6 | 0 | 0
8180 | 1300 | 0 | 0 | 0 | 0 | 0 | 0 | 1300 | 0 | 0
8181 | 1517.6 | 0 | 0 | 0 | 0 | 0 | 0 | 1517.6 | 0 | 0
8182 | 1541.6 | 0 | 0 | 0 | 0 | 0 | 0 | 1541.6 | 0 | 0
8183 | 1264.8 | 0 | 0 | 0 | 0 | 0 | 0 | 1264.8 | 0 | 0
8184 | 1515.2 | 0 | 0 | 0 | 0 | 0 | 0 | 1515.2 | 0 | 0
8185 | 1142.4 | 0 | 0 | 0 | 0 | 0 | 0 | 1142.4 | 0 | 0
8186 | 1111.2 | 0 | 0 | 0 | 0 | 0 | 0 | 1111.2 | 0 | 0
8187 | 1584.8 | 0 | 0 | 0 | 0 | 0 | 0 | 1584.8 | 0 | 0
8188 | 1384 | 0 | 0 | 0 | 0 | 0 | 0 | 1384 | 0 | 0
8189 | 1290.4 | 0 | 0 | 0 | 0 | 0 | 0 | 1290.4 | 0 | 0
8190 | 1424 | 0 | 0 | 0 | 0 | 0 | 0 | 1424 | 0 | 0
8191 | 1168.8 | 0 | 166.9317 | 166.9317 | 0 | 0 | 0 | 1009.736 | 0 | 0
8192 | 1085.638 | 0 | 648.3287 | 648.3287 | 0 | 0 | 0 | 467.866 | 0 | 0
8193 | 1060.777 | 0 | 1319.1484 | 1113.2459 | 0 | 0 | 205.9025 | 0 | 0 | 0
8194 | 1138.269 | 0 | 1597.4963 | 1194.5709 | 0 | 0 | 402.9255 | 0 | 0 | 0
8195 | 1033.825 | 0 | 1915.5014 | 1084.9608 | 0 | 0 | 830.5406 | 0 | 0 | 0
8196 | 1090.429 | 0 | 2030.1016 | 1144.3646 | 0 | 0 | 885.7371 | 0 | 0 | 0
8197 | 1135.24 | 0 | 1810.7597 | 1191.392 | 0 | 0 | 619.3677 | 0 | 0 | 0
8198 | 1171.847 | 0 | 1359.7175 | 1229.8097 | 0 | 0 | 129.9077 | 0 | 0 | 0
8199 | 1104.482 | 0 | 661.4092 | 661.4092 | 0 | 0 | 0 | 474.246 | 0 | 0
8200 | 224.458 | 0 | 455.4668 | 235.5603 | 0 | 0 | 219.9065 | 0 | 0 | 0
8201 | 183.44 | 0 | 210.1874 | 192.5134 | 0 | 0 | 17.674 | 0 | 0 | 0
8202 | 160.064 | 0 | 0 | 0 | 0 | 0 | 0 | 160.064 | 0 | 0
8203 | 206.4 | 0 | 0 | 0 | 0 | 0 | 0 | 206.4 | 0 | 0
8204 | 149.6 | 0 | 0 | 0 | 0 | 0 | 0 | 149.6 | 0 | 0
8205 | 116 | 0 | 0 | 0 | 0 | 0 | 0 | 116 | 0 | 0
8206 | 109.6 | 0 | 0 | 0 | 0 | 0 | 0 | 109.6 | 0 | 0
8207 | 99.2 | 0 | 0 | 0 | 0 | 0 | 0 | 99.2 | 0 | 0
8208 | 108.8 | 0 | 0 | 0 | 0 | 0 | 0 | 108.8 | 0 | 0
8209 | 100.8 | 0 | 0 | 0 | 0 | 0 | 0 | 100.8 | 0 | 0
8210 | 109.6 | 0 | 0 | 0 | 0 | 0 | 0 | 109.6 | 0 | 0
8211 | 100 | 0 | 0 | 0 | 0 | 0 | 0 | 100 | 0 | 0
8212 | 104 | 0 | 0 | 0 | 0 | 0 | 0 | 104 | 0 | 0
8213 | 93.6 | 0 | 0 | 0 | 0 | 0 | 0 | 93.6 | 0 | 0
8214 | 101.6 | 0 | 0 | 0 | 0 | 0 | 0 | 101.6 | 0 | 0
8215 | 93.6 | 0 | 121.2927 | 98.2297 | 0 | 0 | 23.063 | 0 | 0 | 0
8216 | 100.012 | 0 | 265.5393 | 104.9589 | 0 | 0 | 160.5804 | 0 | 0 | 0
8217 | 218.574 | 0 | 958.087 | 229.3853 | 0 | 0 | 728.7018 | 0 | 0 | 0
8218 | 955.563 | 0 | 1523.5543 | 1002.8277 | 0 | 0 | 520.7266 | 0 | 0 | 0
8219 | 1162.174 | 0 | 1281.9428 | 1219.6583 | 0 | 0 | 62.2846 | 0 | 0 | 0
8220 | 1591.079 | 0 | 1275.3679 | 1275.3679 | 0 | 0 | 0 | 375.821 | 0 | 0
8221 | 1379.816 | 0 | 1551.087 | 1448.0654 | 0 | 0 | 103.0216 | 0 | 0 | 0
8222 | 1610.809 | 0 | 1526.3585 | 1526.3585 | 0 | 0 | 0 | 156.39 | 0 | 0
8223 | 1808.052 | 0 | 760.6327 | 760.6327 | 0 | 0 | 0 | 1083.269 | 0 | 0
8224 | 2055.558 | 0 | 760.0387 | 760.0387 | 0 | 0 | 0 | 1331.341 | 0 | 0
8225 | 1608.955 | 0 | 263.4855 | 263.4855 | 0 | 0 | 0 | 1357.888 | 0 | 0
8226 | 1527.332 | 0 | 0 | 0 | 0 | 0 | 0 | 1527.332 | 0 | 0
8227 | 1779.2 | 0 | 0 | 0 | 0 | 0 | 0 | 1779.2 | 0 | 0
8228 | 1836.8 | 0 | 0 | 0 | 0 | 0 | 0 | 1836.8 | 0 | 0
8229 | 1579.2 | 0 | 0 | 0 | 0 | 0 | 0 | 1579.2 | 0 | 0
8230 | 1553.6 | 0 | 0 | 0 | 0 | 0 | 0 | 1553.6 | 0 | 0
8231 | 1396 | 0 | 0 | 0 | 0 | 0 | 0 | 1396 | 0 | 0
8232 | 1387.2 | 0 | 0 | 0 | 0 | 0 | 0 | 1387.2 | 0 | 0
8233 | 1321.6 | 0 | 0 | 0 | 0 | 0 | 0 | 1321.6 | 0 | 0
8234 | 1526.4 | 0 | 0 | 0 | 0 | 0 | 0 | 1526.4 | 0 | 0
8235 | 1572 | 0 | 0 | 0 | 0 | 0 | 0 | 1572 | 0 | 0
8236 | 1433.6 | 0 | 0 | 0 | 0 | 0 | 0 | 1433.6 | 0 | 0
8237 | 1316 | 0 | 0 | 0 | 0 | 0 | 0 | 1316 | 0 | 0
8238 | 1384.8 | 0 | 0 | 0 | 0 | 0 | 0 | 1384.8 | 0 | 0
8239 | 1184.8 | 0 | 60.0524 | 60.0524 | 0 | 0 | 0 | 1127.578 | 0 | 0
8240 | 1308.643 | 0 | 410.1804 | 410.1804 | 0 | 0 | 0 | 917.795 | 0 | 0
8241 | 1418.787 | 0 | 1244.1979 | 1244.1979 | 0 | 0 | 0 | 233.23 | 0 | 0
8242 | 1582.275 | 0 | 1890.4066 | 1660.5386 | 0 | 0 | 229.868 | 0 | 0 | 0
8243 | 1549.679 | 0 | 2189.3639 | 1626.3303 | 0 | 0 | 563.0336 | 0 | 0 | 0
8244 | 1523.622 | 0 | 1526.5999 | 1526.5999 | 0 | 0 | 0 | 68.973 | 0 | 0
8245 | 1514.182 | 0 | 928.3169 | 928.3169 | 0 | 0 | 0 | 629.618 | 0 | 0
8246 | 1331.149 | 0 | 563.1952 | 563.1952 | 0 | 0 | 0 | 794.498 | 0 | 0
8247 | 1245.736 | 0 | 83.7524 | 83.7524 | 0 | 0 | 0 | 1165.931 | 0 | 0
8248 | 1236.827 | 0 | 116.3067 | 116.3067 | 0 | 0 | 0 | 1126.002 | 0 | 0
8249 | 1300.328 | 0 | 158.1183 | 158.1183 | 0 | 0 | 0 | 1149.662 | 0 | 0
8250 | 1367.211 | 0 | 0 | 0 | 0 | 0 | 0 | 1367.211 | 0 | 0
8251 | 1213.6 | 0 | 0 | 0 | 0 | 0 | 0 | 1213.6 | 0 | 0
8252 | 1144.8 | 0 | 0 | 0 | 0 | 0 | 0 | 1144.8 | 0 | 0
8253 | 1432 | 0 | 0 | 0 | 0 | 0 | 0 | 1432 | 0 | 0
8254 | 1488.8 | 0 | 0 | 0 | 0 | 0 | 0 | 1488.8 | 0 | 0
8255 | 1432.8 | 0 | 0 | 0 | 0 | 0 | 0 | 1432.8 | 0 | 0
8256 | 1107.2 | 0 | 0 | 0 | 0 | 0 | 0 | 1107.2 | 0 | 0
8257 | 1325.6 | 0 | 0 | 0 | 0 | 0 | 0 | 1325.6 | 0 | 0
8258 | 1274.4 | 0 | 0 | 0 | 0 | 0 | 0 | 1274.4 | 0 | 0
8259 | 1459.2 | 0 | 0 | 0 | 0 | 0 | 0 | 1459.2 | 0 | 0
8260 | 1384.8 | 0 | 0 | 0 | 0 | 0 | 0 | 1384.8 | 0 | 0
8261 | 1256 | 0 | 0 | 0 | 0 | 0 | 0 | 1256 | 0 | 0
8262 | 1425.6 | 0 | 0 | 0 | 0 | 0 | 0 | 1425.6 | 0 | 0
8263 | 991.2 | 0 | 113.3157 | 113.3157 | 0 | 0 | 0 | 883.225 | 0 | 0
8264 | 982.402 | 0 | 595.928 | 595.928 | 0 | 0 | 0 | 414.561 | 0 | 0
8265 | 1106.567 | 0 | 1399.3714 | 1161.3008 | 0 | 0 | 238.0706 | 0 | 0 | 0
8266 | 1162.384 | 0 | 1229.0898 | 1219.8787 | 0 | 0 | 9.2111 | 0 | 0 | 0
8267 | 957.501 | 0 | 1276.3481 | 1004.8616 | 0 | 0 | 271.4866 | 0 | 0 | 0
8268 | 1301.609 | 0 | 1554.6027 | 1365.9901 | 0 | 0 | 188.6126 | 0 | 0 | 0
8269 | 1278.001 | 0 | 1351.9472 | 1341.2144 | 0 | 0 | 10.7329 | 0 | 0 | 0
8270 | 1638.085 | 0 | 1019.0104 | 1019.0104 | 0 | 0 | 0 | 667.102 | 0 | 0
8271 | 1340.07 | 0 | 71.4065 | 71.4065 | 0 | 0 | 0 | 1272.029 | 0 | 0
8272 | 1262.195 | 0 | 239.0256 | 239.0256 | 0 | 0 | 0 | 1034.435 | 0 | 0
8273 | 1317.571 | 0 | 7.128 | 7.128 | 0 | 0 | 0 | 1310.779 | 0 | 0
8274 | 1073.537 | 0 | 0 | 0 | 0 | 0 | 0 | 1073.537 | 0 | 0
8275 | 968 | 0 | 0 | 0 | 0 | 0 | 0 | 968 | 0 | 0
8276 | 1704.8 | 0 | 0 | 0 | 0 | 0 | 0 | 1704.8 | 0 | 0
8277 | 1280 | 0 | 0 | 0 | 0 | 0 | 0 | 1280 | 0 | 0
8278 | 953.6 | 0 | 0 | 0 | 0 | 0 | 0 | 953.6 | 0 | 0
8279 | 1074.4 | 0 | 0 | 0 | 0 | 0 | 0 | 1074.4 | 0 | 0
8280 | 1128 | 0 | 0 | 0 | 0 | 0 | 0 | 1128 | 0 | 0
8281 | 1326.4 | 0 | 0 | 0 | 0 | 0 | 0 | 1326.4 | 0 | 0
8282 | 1213.6 | 0 | 0 | 0 | 0 | 0 | 0 | 1213.6 | 0 | 0
8283 | 932 | 0 | 0 | 0 | 0 | 0 | 0 | 932 | 0 | 0
8284 | 1318.4 | 0 | 0 | 0 | 0 | 0 | 0 | 1318.4 | 0 | 0
8285 | 1150.4 | 0 | 0 | 0 | 0 | 0 | 0 | 1150.4 | 0 | 0
8286 | 1121.6 | 0 | 0 | 0 | 0 | 0 | 0 | 1121.6 | 0 | 0
8287 | 1252.8 | 0 | 132.4915 | 132.4915 | 0 | 0 | 0 | 1126.553 | 0 | 0
8288 | 1217.408 | 0 | 608.0115 | 608.0115 | 0 | 0 | 0 | 638.053 | 0 | 0
8289 | 1302.102 | 0 | 1342.8652 | 1342.8652 | 0 | 0 | 0 | 22.528 | 0 | 0
8290 | 1274.013 | 0 | 1060.2596 | 1060.2596 | 0 | 0 | 0 | 263.725 | 0 | 0
8291 | 1359.024 | 0 | 974.6497 | 974.6497 | 0 | 0 | 0 | 430.311 | 0 | 0
8292 | 1360.939 | 0 | 1784.0457 | 1428.2547 | 0 | 0 | 355.7909 | 0 | 0 | 0
8293 | 1309.39 | 0 | 1136.8389 | 1136.8389 | 0 | 0 | 0 | 226.132 | 0 | 0
8294 | 1346.761 | 0 | 1237.9682 | 1237.9682 | 0 | 0 | 0 | 167.14 | 0 | 0
8295 | 1666.961 | 0 | 676.9454 | 676.9454 | 0 | 0 | 0 | 1021.921 | 0 | 0
8296 | 1629.508 | 0 | 237.3958 | 237.3958 | 0 | 0 | 0 | 1403.301 | 0 | 0
8297 | 1510.972 | 0 | 9.5344 | 9.5344 | 0 | 0 | 0 | 1501.887 | 0 | 0
8298 | 1715.055 | 0 | 0 | 0 | 0 | 0 | 0 | 1715.055 | 0 | 0
8299 | 1569.6 | 0 | 0 | 0 | 0 | 0 | 0 | 1569.6 | 0 | 0
8300 | 1138.4 | 0 | 0 | 0 | 0 | 0 | 0 | 1138.4 | 0 | 0
8301 | 1421.6 | 0 | 0 | 0 | 0 | 0 | 0 | 1421.6 | 0 | 0
8302 | 1424.8 | 0 | 0 | 0 | 0 | 0 | 0 | 1424.8 | 0 | 0
8303 | 1243.2 | 0 | 0 | 0 | 0 | 0 | 0 | 1243.2 | 0 | 0
8304 | 1226.4 | 0 | 0 | 0 | 0 | 0 | 0 | 1226.4 | 0 | 0
8305 | 871.2 | 0 | 0 | 0 | 0 | 0 | 0 | 871.2 | 0 | 0
8306 | 1341.6 | 0 | 0 | 0 | 0 | 0 | 0 | 1341.6 | 0 | 0
8307 | 1340 | 0 | 0 | 0 | 0 | 0 | 0 | 1340 | 0 | 0
8308 | 1356 | 0 | 0 | 0 | 0 | 0 | 0 | 1356 | 0 | 0
8309 | 1612 | 0 | 0 | 0 | 0 | 0 | 0 | 1612 | 0 | 0
8310 | 1690.4 | 0 | 0 | 0 | 0 | 0 | 0 | 1690.4 | 0 | 0
8311 | 1544.8 | 0 | 141.9535 | 141.9535 | 0 | 0 | 0 | 1409.537 | 0 | 0
8312 | 1215.149 | 0 | 810.3563 | 810.3563 | 0 | 0 | 0 | 442.986 | 0 | 0
8313 | 1492.134 | 0 | 1427.7195 | 1427.7195 | 0 | 0 | 0 | 131.705 | 0 | 0
8314 | 1882.658 | 0 | 1609.8621 | 1609.8621 | 0 | 0 | 0 | 348.671 | 0 | 0
8315 | 1450.765 | 0 | 1459.9831 | 1459.9831 | 0 | 0 | 0 | 59.593 | 0 | 0
8316 | 1737.05 | 0 | 1100.3868 | 1100.3868 | 0 | 0 | 0 | 688.526 | 0 | 0
8317 | 1360.505 | 0 | 1408.8439 | 1408.8439 | 0 | 0 | 0 | 18.062 | 0 | 0
8318 | 1346.552 | 0 | 1491.4974 | 1413.1561 | 0 | 0 | 78.3413 | 0 | 0 | 0
8319 | 1602.583 | 0 | 509.9381 | 509.9381 | 0 | 0 | 0 | 1116.679 | 0 | 0
8320 | 1371.928 | 0 | 314.355 | 314.355 | 0 | 0 | 0 | 1072.389 | 0 | 0
8321 | 1617.23 | 0 | 138.5805 | 138.5805 | 0 | 0 | 0 | 1485.181 | 0 | 0
8322 | 1416.264 | 0 | 0 | 0 | 0 | 0 | 0 | 1416.264 | 0 | 0
8323 | 1540.8 | 0 | 0 | 0 | 0 | 0 | 0 | 1540.8 | 0 | 0
8324 | 1249.6 | 0 | 0 | 0 | 0 | 0 | 0 | 1249.6 | 0 | 0
8325 | 1344 | 0 | 0 | 0 | 0 | 0 | 0 | 1344 | 0 | 0
8326 | 1529.6 | 0 | 0 | 0 | 0 | 0 | 0 | 1529.6 | 0 | 0
8327 | 1204 | 0 | 0 | 0 | 0 | 0 | 0 | 1204 | 0 | 0
8328 | 1254.4 | 0 | 0 | 0 | 0 | 0 | 0 | 1254.4 | 0 | 0
8329 | 1176.8 | 0 | 0 | 0 | 0 | 0 | 0 | 1176.8 | 0 | 0
8330 | 1458.4 | 0 | 0 | 0 | 0 | 0 | 0 | 1458.4 | 0 | 0
8331 | 1106.4 | 0 | 0 | 0 | 0 | 0 | 0 | 1106.4 | 0 | 0
8332 | 1453.6 | 0 | 0 | 0 | 0 | 0 | 0 | 1453.6 | 0 | 0
8333 | 1477.6 | 0 | 0 | 0 | 0 | 0 | 0 | 1477.6 | 0 | 0
8334 | 1080 | 0 | 0 | 0 | 0 | 0 | 0 | 1080 | 0 | 0
8335 | 1225.6 | 0 | 125.8096 | 125.8096 | 0 | 0 | 0 | 1105.72 | 0 | 0
8336 | 918.666 | 0 | 627.5189 | 627.5189 | 0 | 0 | 0 | 320.723 | 0 | 0
8337 | 1374.39 | 0 | 1451.2359 | 1442.371 | 0 | 0 | 8.8648 | 0 | 0 | 0
8338 | 1560.354 | 0 | 1657.7554 | 1637.5333 | 0 | 0 | 20.2221 | 0 | 0 | 0
8339 | 1797.136 | 0 | 1675.336 | 1675.336 | 0 | 0 | 0 | 200.761 | 0 | 0
8340 | 1185.147 | 0 | 1742.3369 | 1243.7676 | 0 | 0 | 498.5693 | 0 | 0 | 0
8341 | 1448.412 | 0 | 1586.435 | 1520.0544 | 0 | 0 | 66.3806 | 0 | 0 | 0
8342 | 1481.714 | 0 | 1487.3815 | 1487.3815 | 0 | 0 | 0 | 64.435 | 0 | 0
8343 | 915.477 | 0 | 1192.8928 | 960.759 | 0 | 0 | 232.1338 | 0 | 0 | 0
8344 | 1225.411 | 0 | 812.6074 | 812.6074 | 0 | 0 | 0 | 451.103 | 0 | 0
8345 | 1517.155 | 0 | 245.8251 | 245.8251 | 0 | 0 | 0 | 1282.916 | 0 | 0
8346 | 1563.602 | 0 | 0 | 0 | 0 | 0 | 0 | 1563.602 | 0 | 0
8347 | 1392 | 0 | 0 | 0 | 0 | 0 | 0 | 1392 | 0 | 0
8348 | 1641.6 | 0 | 0 | 0 | 0 | 0 | 0 | 1641.6 | 0 | 0
8349 | 1546.4 | 0 | 0 | 0 | 0 | 0 | 0 | 1546.4 | 0 | 0
8350 | 1494.4 | 0 | 0 | 0 | 0 | 0 | 0 | 1494.4 | 0 | 0
8351 | 1361.6 | 0 | 0 | 0 | 0 | 0 | 0 | 1361.6 | 0 | 0
8352 | 1280.8 | 0 | 0 | 0 | 0 | 0 | 0 | 1280.8 | 0 | 0
8353 | 1408 | 0 | 0 | 0 | 0 | 0 | 0 | 1408 | 0 | 0
8354 | 1036.8 | 0 | 0 | 0 | 0 | 0 | 0 | 1036.8 | 0 | 0
8355 | 1119.2 | 0 | 0 | 0 | 0 | 0 | 0 | 1119.2 | 0 | 0
8356 | 1168 | 0 | 0 | 0 | 0 | 0 | 0 | 1168 | 0 | 0
8357 | 1204.8 | 0 | 0 | 0 | 0 | 0 | 0 | 1204.8 | 0 | 0
8358 | 1127.2 | 0 | 0 | 0 | 0 | 0 | 0 | 1127.2 | 0 | 0
8359 | 1190.4 | 0 | 151.3986 | 151.3986 | 0 | 0 | 0 | 1046.137 | 0 | 0
8360 | 210.344 | 0 | 838.0411 | 220.7482 | 0 | 0 | 617.2929 | 0 | 0 | 0
8361 | 101.182 | 0 | 1473.7028 | 106.1867 | 0 | 0 | 1367.516 | 0 | 0 | 0
8362 | 0 | 0 | 1374.8633 | 0 | 0 | 0 | 1374.8633 | 0 | 0 | 0
8363 | 0 | 0 | 852.8354 | 0 | 0 | 0 | 852.8354 | 0 | 0 | 0
8364 | 0 | 0 | 1155.1625 | 0 | 0 | 0 | 1155.1625 | 0 | 0 | 0
8365 | 0 | 0 | 1163.6054 | 0 | 0 | 0 | 1163.6054 | 0 | 0 | 0
8366 | 0 | 0 | 1763.6672 | 0 | 0 | 0 | 1763.6672 | 0 | 0 | 0
8367 | 0 | 0 | 1297.8306 | 0 | 0 | 0 | 1297.8306 | 0 | 0 | 0
8368 | 0 | 0 | 699.3882 | 0 | 0 | 0 | 699.3882 | 0 | 0 | 0
8369 | 0 | 0 | 239.2051 | 0 | 0 | 0 | 239.2051 | 0 | 0 | 0
8370 | 0 | 0 | 0 | 0 | 0 | 0 | 0 | 0 | 0 | 0
8371 | 0 | 0 | 0 | 0 | 0 | 0 | 0 | 0 | 0 | 0
8372 | 0 | 0 | 0 | 0 | 0 | 0 | 0 | 0 | 0 | 0
8373 | 137.6 | 0 | 0 | 0 | 0 | 0 | 0 | 137.6 | 0 | 0
8374 | 224 | 0 | 0 | 0 | 0 | 0 | 0 | 224 | 0 | 0
8375 | 279.2 | 0 | 0 | 0 | 0 | 0 | 0 | 279.2 | 0 | 0
8376 | 275.2 | 0 | 0 | 0 | 0 | 0 | 0 | 275.2 | 0 | 0
8377 | 272 | 0 | 0 | 0 | 0 | 0 | 0 | 272 | 0 | 0
8378 | 291.2 | 0 | 0 | 0 | 0 | 0 | 0 | 291.2 | 0 | 0
8379 | 199.2 | 0 | 0 | 0 | 0 | 0 | 0 | 199.2 | 0 | 0
8380 | 207.2 | 0 | 0 | 0 | 0 | 0 | 0 | 207.2 | 0 | 0
8381 | 285.6 | 0 | 0 | 0 | 0 | 0 | 0 | 285.6 | 0 | 0
8382 | 264 | 0 | 0 | 0 | 0 | 0 | 0 | 264 | 0 | 0
8383 | 318.4 | 0 | 100.7012 | 100.7012 | 0 | 0 | 0 | 222.445 | 0 | 0
8384 | 138.494 | 0 | 845.1827 | 145.3443 | 0 | 0 | 699.8384 | 0 | 0 | 0
8385 | 740.535 | 0 | 1486.1106 | 777.1639 | 0 | 0 | 708.9467 | 0 | 0 | 0
8386 | 1328.616 | 0 | 1666.5478 | 1394.3329 | 0 | 0 | 272.2149 | 0 | 0 | 0
8387 | 1321.969 | 0 | 2128.2883 | 1387.3572 | 0 | 0 | 740.9312 | 0 | 0 | 0
8388 | 1360.73 | 0 | 2093.4073 | 1428.0354 | 0 | 0 | 665.3719 | 0 | 0 | 0
8389 | 1345.146 | 0 | 1671.2232 | 1411.6806 | 0 | 0 | 259.5426 | 0 | 0 | 0
8390 | 1049.667 | 0 | 1382.8581 | 1101.5864 | 0 | 0 | 281.2717 | 0 | 0 | 0
8391 | 978.516 | 0 | 1250.5387 | 1026.916 | 0 | 0 | 223.6227 | 0 | 0 | 0
8392 | 1113.713 | 0 | 387.3987 | 387.3987 | 0 | 0 | 0 | 744.573 | 0 | 0
8393 | 1271.929 | 0 | 70.0495 | 70.0495 | 0 | 0 | 0 | 1205.181 | 0 | 0
8394 | 1081.973 | 0 | 0 | 0 | 0 | 0 | 0 | 1081.973 | 0 | 0
8395 | 1176.8 | 0 | 0 | 0 | 0 | 0 | 0 | 1176.8 | 0 | 0
8396 | 942.4 | 0 | 0 | 0 | 0 | 0 | 0 | 942.4 | 0 | 0
8397 | 892.8 | 0 | 0 | 0 | 0 | 0 | 0 | 892.8 | 0 | 0
8398 | 998.4 | 0 | 0 | 0 | 0 | 0 | 0 | 998.4 | 0 | 0
8399 | 1292 | 0 | 0 | 0 | 0 | 0 | 0 | 1292 | 0 | 0
8400 | 1080.8 | 0 | 0 | 0 | 0 | 0 | 0 | 1080.8 | 0 | 0
8401 | 1272.8 | 0 | 0 | 0 | 0 | 0 | 0 | 1272.8 | 0 | 0
8402 | 1246.4 | 0 | 0 | 0 | 0 | 0 | 0 | 1246.4 | 0 | 0
8403 | 1290.4 | 0 | 0 | 0 | 0 | 0 | 0 | 1290.4 | 0 | 0
8404 | 856 | 0 | 0 | 0 | 0 | 0 | 0 | 856 | 0 | 0
8405 | 1009.6 | 0 | 0 | 0 | 0 | 0 | 0 | 1009.6 | 0 | 0
8406 | 1304.8 | 0 | 0 | 0 | 0 | 0 | 0 | 1304.8 | 0 | 0
8407 | 1032.8 | 0 | 115.0358 | 115.0358 | 0 | 0 | 0 | 923.186 | 0 | 0
8408 | 1361.032 | 0 | 723.3925 | 723.3925 | 0 | 0 | 0 | 671.734 | 0 | 0
8409 | 1132.013 | 0 | 1121.8588 | 1121.8588 | 0 | 0 | 0 | 63.029 | 0 | 0
8410 | 1598.971 | 0 | 1545.082 | 1545.082 | 0 | 0 | 0 | 126.711 | 0 | 0
8411 | 1537.183 | 0 | 2191.6633 | 1613.2162 | 0 | 0 | 578.4471 | 0 | 0 | 0
8412 | 1425.846 | 0 | 2374.7903 | 1496.3722 | 0 | 0 | 878.4181 | 0 | 0 | 0
8413 | 1392.659 | 0 | 2257.8455 | 1461.5437 | 0 | 0 | 796.3019 | 0 | 0 | 0
8414 | 1295.781 | 0 | 1264.7589 | 1264.7589 | 0 | 0 | 0 | 90.632 | 0 | 0
8415 | 1618.778 | 0 | 1444.0775 | 1444.0775 | 0 | 0 | 0 | 242.762 | 0 | 0
8416 | 1607.397 | 0 | 925.8129 | 925.8129 | 0 | 0 | 0 | 725.219 | 0 | 0
8417 | 1627.259 | 0 | 103.7572 | 103.7572 | 0 | 0 | 0 | 1528.392 | 0 | 0
8418 | 1365.124 | 0 | 0 | 0 | 0 | 0 | 0 | 1365.124 | 0 | 0
8419 | 1428 | 0 | 0 | 0 | 0 | 0 | 0 | 1428 | 0 | 0
8420 | 1173.6 | 0 | 0 | 0 | 0 | 0 | 0 | 1173.6 | 0 | 0
8421 | 1508 | 0 | 0 | 0 | 0 | 0 | 0 | 1508 | 0 | 0
8422 | 1451.2 | 0 | 0 | 0 | 0 | 0 | 0 | 1451.2 | 0 | 0
8423 | 1724 | 0 | 0 | 0 | 0 | 0 | 0 | 1724 | 0 | 0
8424 | 1598.4 | 0 | 0 | 0 | 0 | 0 | 0 | 1598.4 | 0 | 0
8425 | 1463.2 | 0 | 0 | 0 | 0 | 0 | 0 | 1463.2 | 0 | 0
8426 | 1581.6 | 0 | 0 | 0 | 0 | 0 | 0 | 1581.6 | 0 | 0
8427 | 1542.4 | 0 | 0 | 0 | 0 | 0 | 0 | 1542.4 | 0 | 0
8428 | 1321.6 | 0 | 0 | 0 | 0 | 0 | 0 | 1321.6 | 0 | 0
8429 | 1266.4 | 0 | 0 | 0 | 0 | 0 | 0 | 1266.4 | 0 | 0
8430 | 1100 | 0 | 0 | 0 | 0 | 0 | 0 | 1100 | 0 | 0
8431 | 1120 | 0 | 124.0696 | 124.0696 | 0 | 0 | 0 | 1001.778 | 0 | 0
8432 | 977.25 | 0 | 671.0338 | 671.0338 | 0 | 0 | 0 | 337.843 | 0 | 0
8433 | 1164.458 | 0 | 1197.2785 | 1197.2785 | 0 | 0 | 0 | 23.609 | 0 | 0
8434 | 1811.107 | 0 | 1548.5179 | 1548.5179 | 0 | 0 | 0 | 335.573 | 0 | 0
8435 | 1589.091 | 0 | 1862.3765 | 1667.6917 | 0 | 0 | 194.6848 | 0 | 0 | 0
8436 | 1463.659 | 0 | 1823.9966 | 1536.0555 | 0 | 0 | 287.9411 | 0 | 0 | 0
8437 | 1438.004 | 0 | 1621.9278 | 1509.1316 | 0 | 0 | 112.7963 | 0 | 0 | 0
8438 | 1439.024 | 0 | 1306.1193 | 1306.1193 | 0 | 0 | 0 | 194.464 | 0 | 0
8439 | 1791.185 | 0 | 610.1839 | 610.1839 | 0 | 0 | 0 | 1209.76 | 0 | 0
8440 | 1612.223 | 0 | 363.6262 | 363.6262 | 0 | 0 | 0 | 1265.735 | 0 | 0
8441 | 1277.059 | 0 | 47.0611 | 47.0611 | 0 | 0 | 0 | 1232.216 | 0 | 0
8442 | 1399.92 | 0 | 0 | 0 | 0 | 0 | 0 | 1399.92 | 0 | 0
8443 | 1373.6 | 0 | 0 | 0 | 0 | 0 | 0 | 1373.6 | 0 | 0
8444 | 1170.4 | 0 | 0 | 0 | 0 | 0 | 0 | 1170.4 | 0 | 0
8445 | 1194.4 | 0 | 0 | 0 | 0 | 0 | 0 | 1194.4 | 0 | 0
8446 | 1397.6 | 0 | 0 | 0 | 0 | 0 | 0 | 1397.6 | 0 | 0
8447 | 1476 | 0 | 0 | 0 | 0 | 0 | 0 | 1476 | 0 | 0
8448 | 1419.2 | 0 | 0 | 0 | 0 | 0 | 0 | 1419.2 | 0 | 0
8449 | 1497.6 | 0 | 0 | 0 | 0 | 0 | 0 | 1497.6 | 0 | 0
8450 | 1310.4 | 0 | 0 | 0 | 0 | 0 | 0 | 1310.4 | 0 | 0
8451 | 1341.6 | 0 | 0 | 0 | 0 | 0 | 0 | 1341.6 | 0 | 0
8452 | 1416 | 0 | 0 | 0 | 0 | 0 | 0 | 1416 | 0 | 0
8453 | 957.6 | 0 | 0 | 0 | 0 | 0 | 0 | 957.6 | 0 | 0
8454 | 1168 | 0 | 0 | 0 | 0 | 0 | 0 | 1168 | 0 | 0
8455 | 1116.8 | 0 | 132.6405 | 132.6405 | 0 | 0 | 0 | 990.411 | 0 | 0
8456 | 1100.114 | 0 | 706.2265 | 706.2265 | 0 | 0 | 0 | 427.173 | 0 | 0
8457 | 1505.134 | 0 | 1211.6792 | 1211.6792 | 0 | 0 | 0 | 350.563 | 0 | 0
8458 | 1372.623 | 0 | 1555.352 | 1440.5166 | 0 | 0 | 114.8354 | 0 | 0 | 0
8459 | 1730.814 | 0 | 1731.0509 | 1731.0509 | 0 | 0 | 0 | 81.35 | 0 | 0
8460 | 1451.75 | 0 | 1711.0608 | 1523.5575 | 0 | 0 | 187.5033 | 0 | 0 | 0
8461 | 1419.609 | 0 | 1242.5575 | 1242.5575 | 0 | 0 | 0 | 235.615 | 0 | 0
8462 | 1566.858 | 0 | 1519.9116 | 1519.9116 | 0 | 0 | 0 | 118.582 | 0 | 0
8463 | 1497.729 | 0 | 1144.3394 | 1144.3394 | 0 | 0 | 0 | 407.324 | 0 | 0
8464 | 1156.838 | 0 | 799.827 | 799.827 | 0 | 0 | 0 | 394.708 | 0 | 0
8465 | 1305.359 | 0 | 254.5997 | 254.5997 | 0 | 0 | 0 | 1062.759 | 0 | 0
8466 | 1419.829 | 0 | 0 | 0 | 0 | 0 | 0 | 1419.829 | 0 | 0
8467 | 1196 | 0 | 0 | 0 | 0 | 0 | 0 | 1196 | 0 | 0
8468 | 1183.2 | 0 | 0 | 0 | 0 | 0 | 0 | 1183.2 | 0 | 0
8469 | 1408.8 | 0 | 0 | 0 | 0 | 0 | 0 | 1408.8 | 0 | 0
8470 | 1412 | 0 | 0 | 0 | 0 | 0 | 0 | 1412 | 0 | 0
8471 | 1347.2 | 0 | 0 | 0 | 0 | 0 | 0 | 1347.2 | 0 | 0
8472 | 1276 | 0 | 0 | 0 | 0 | 0 | 0 | 1276 | 0 | 0
8473 | 1184 | 0 | 0 | 0 | 0 | 0 | 0 | 1184 | 0 | 0
8474 | 1453.6 | 0 | 0 | 0 | 0 | 0 | 0 | 1453.6 | 0 | 0
8475 | 1312.8 | 0 | 0 | 0 | 0 | 0 | 0 | 1312.8 | 0 | 0
8476 | 1127.2 | 0 | 0 | 0 | 0 | 0 | 0 | 1127.2 | 0 | 0
8477 | 1457.6 | 0 | 0 | 0 | 0 | 0 | 0 | 1457.6 | 0 | 0
8478 | 1394.4 | 0 | 0 | 0 | 0 | 0 | 0 | 1394.4 | 0 | 0
8479 | 1288.8 | 0 | 40.0129 | 40.0129 | 0 | 0 | 0 | 1250.673 | 0 | 0
8480 | 1161.104 | 0 | 339.8884 | 339.8884 | 0 | 0 | 0 | 837.235 | 0 | 0
8481 | 829.113 | 0 | 1001.0846 | 870.1232 | 0 | 0 | 130.9614 | 0 | 0 | 0
8482 | 1028.635 | 0 | 1235.8305 | 1079.5141 | 0 | 0 | 156.3164 | 0 | 0 | 0
8483 | 1605.522 | 0 | 1820.7884 | 1684.9355 | 0 | 0 | 135.8529 | 0 | 0 | 0
8484 | 1388.834 | 0 | 1906.9682 | 1457.5295 | 0 | 0 | 449.4387 | 0 | 0 | 0
8485 | 1422.415 | 0 | 1587.2777 | 1492.7715 | 0 | 0 | 94.5062 | 0 | 0 | 0
8486 | 1624.992 | 0 | 1608.3709 | 1608.3709 | 0 | 0 | 0 | 92.426 | 0 | 0
8487 | 1558.054 | 0 | 1046.0971 | 1046.0971 | 0 | 0 | 0 | 561.261 | 0 | 0
8488 | 1796.174 | 0 | 163.6889 | 163.6889 | 0 | 0 | 0 | 1640.2 | 0 | 0
8489 | 1733.951 | 0 | 125.0193 | 125.0193 | 0 | 0 | 0 | 1614.824 | 0 | 0
8490 | 1379.821 | 0 | 0 | 0 | 0 | 0 | 0 | 1379.821 | 0 | 0
8491 | 1425.6 | 0 | 0 | 0 | 0 | 0 | 0 | 1425.6 | 0 | 0
8492 | 1449.6 | 0 | 0 | 0 | 0 | 0 | 0 | 1449.6 | 0 | 0
8493 | 1551.2 | 0 | 0 | 0 | 0 | 0 | 0 | 1551.2 | 0 | 0
8494 | 1432.8 | 0 | 0 | 0 | 0 | 0 | 0 | 1432.8 | 0 | 0
8495 | 1576.8 | 0 | 0 | 0 | 0 | 0 | 0 | 1576.8 | 0 | 0
8496 | 1746.4 | 0 | 0 | 0 | 0 | 0 | 0 | 1746.4 | 0 | 0
8497 | 704 | 0 | 0 | 0 | 0 | 0 | 0 | 704 | 0 | 0
8498 | 883.2 | 0 | 0 | 0 | 0 | 0 | 0 | 883.2 | 0 | 0
8499 | 1075.2 | 0 | 0 | 0 | 0 | 0 | 0 | 1075.2 | 0 | 0
8500 | 876.8 | 0 | 0 | 0 | 0 | 0 | 0 | 876.8 | 0 | 0
8501 | 927.2 | 0 | 0 | 0 | 0 | 0 | 0 | 927.2 | 0 | 0
8502 | 720.8 | 0 | 0 | 0 | 0 | 0 | 0 | 720.8 | 0 | 0
8503 | 638.4 | 0 | 91.9886 | 91.9886 | 0 | 0 | 0 | 550.747 | 0 | 0
8504 | 622.722 | 0 | 664.7801 | 653.5235 | 0 | 0 | 11.2565 | 0 | 0 | 0
8505 | 603.316 | 0 | 1517.4905 | 633.1576 | 0 | 0 | 884.3329 | 0 | 0 | 0
8506 | 1098.458 | 0 | 1995.0643 | 1152.7907 | 0 | 0 | 842.2736 | 0 | 0 | 0
8507 | 979.053 | 0 | 2010.5565 | 1027.4796 | 0 | 0 | 983.0768 | 0 | 0 | 0
8508 | 716.923 | 0 | 2075.5434 | 752.384 | 0 | 0 | 1323.1594 | 0 | 0 | 0
8509 | 680.172 | 0 | 2003.2837 | 713.8151 | 0 | 0 | 1289.4685 | 0 | 0 | 0
8510 | 780.334 | 0 | 1773.848 | 818.9314 | 0 | 0 | 954.9166 | 0 | 0 | 0
8511 | 882.579 | 0 | 1332.3223 | 926.2337 | 0 | 0 | 406.0885 | 0 | 0 | 0
8512 | 842.753 | 0 | 1228.5997 | 884.4378 | 0 | 0 | 344.1618 | 0 | 0 | 0
8513 | 490.41 | 0 | 524.4417 | 514.667 | 0 | 0 | 9.7747 | 0 | 0 | 0
8514 | 678.563 | 0 | 0 | 0 | 0 | 0 | 0 | 678.563 | 0 | 0
8515 | 853.6 | 0 | 0 | 0 | 0 | 0 | 0 | 853.6 | 0 | 0
8516 | 705.6 | 0 | 0 | 0 | 0 | 0 | 0 | 705.6 | 0 | 0
8517 | 828.8 | 0 | 0 | 0 | 0 | 0 | 0 | 828.8 | 0 | 0
8518 | 820 | 0 | 0 | 0 | 0 | 0 | 0 | 820 | 0 | 0
8519 | 755.2 | 0 | 0 | 0 | 0 | 0 | 0 | 755.2 | 0 | 0
8520 | 697.6 | 0 | 0 | 0 | 0 | 0 | 0 | 697.6 | 0 | 0
8521 | 1381.6 | 0 | 0 | 0 | 0 | 0 | 0 | 1381.6 | 0 | 0
8522 | 1472 | 0 | 0 | 0 | 0 | 0 | 0 | 1472 | 0 | 0
8523 | 1526.4 | 0 | 0 | 0 | 0 | 0 | 0 | 1526.4 | 0 | 0
8524 | 1505.6 | 0 | 0 | 0 | 0 | 0 | 0 | 1505.6 | 0 | 0
8525 | 1336.8 | 0 | 0 | 0 | 0 | 0 | 0 | 1336.8 | 0 | 0
8526 | 1504 | 0 | 0 | 0 | 0 | 0 | 0 | 1504 | 0 | 0
8527 | 1156.8 | 0 | 22.7712 | 22.7712 | 0 | 0 | 0 | 1135.102 | 0 | 0
8528 | 151.282 | 0 | 238.5796 | 158.7648 | 0 | 0 | 79.8148 | 0 | 0 | 0
8529 | 203.767 | 0 | 759.7176 | 213.8459 | 0 | 0 | 545.8717 | 0 | 0 | 0
8530 | 271.406 | 0 | 1203.6844 | 284.8305 | 0 | 0 | 918.8539 | 0 | 0 | 0
8531 | 225.678 | 0 | 1707.2166 | 236.8406 | 0 | 0 | 1470.376 | 0 | 0 | 0
8532 | 210.894 | 0 | 1712.487 | 221.3254 | 0 | 0 | 1491.1616 | 0 | 0 | 0
8533 | 235.761 | 0 | 1370.761 | 247.4224 | 0 | 0 | 1123.3386 | 0 | 0 | 0
8534 | 236.032 | 0 | 900.0339 | 247.7068 | 0 | 0 | 652.3271 | 0 | 0 | 0
8535 | 258.885 | 0 | 673.3027 | 271.6902 | 0 | 0 | 401.6126 | 0 | 0 | 0
8536 | 263.906 | 0 | 329.291 | 276.9595 | 0 | 0 | 52.3315 | 0 | 0 | 0
8537 | 505.286 | 0 | 144.5992 | 144.5992 | 0 | 0 | 0 | 367.502 | 0 | 0
8538 | 457.786 | 0 | 0 | 0 | 0 | 0 | 0 | 457.786 | 0 | 0
8539 | 296 | 0 | 0 | 0 | 0 | 0 | 0 | 296 | 0 | 0
8540 | 264.8 | 0 | 0 | 0 | 0 | 0 | 0 | 264.8 | 0 | 0
8541 | 239.2 | 0 | 0 | 0 | 0 | 0 | 0 | 239.2 | 0 | 0
8542 | 282.4 | 0 | 0 | 0 | 0 | 0 | 0 | 282.4 | 0 | 0
8543 | 237.6 | 0 | 0 | 0 | 0 | 0 | 0 | 237.6 | 0 | 0
8544 | 223.2 | 0 | 0 | 0 | 0 | 0 | 0 | 223.2 | 0 | 0
8545 | 259.2 | 0 | 0 | 0 | 0 | 0 | 0 | 259.2 | 0 | 0
8546 | 218.4 | 0 | 0 | 0 | 0 | 0 | 0 | 218.4 | 0 | 0
8547 | 200 | 0 | 0 | 0 | 0 | 0 | 0 | 200 | 0 | 0
8548 | 210.4 | 0 | 0 | 0 | 0 | 0 | 0 | 210.4 | 0 | 0
8549 | 123.2 | 0 | 0 | 0 | 0 | 0 | 0 | 123.2 | 0 | 0
8550 | 180 | 0 | 0 | 0 | 0 | 0 | 0 | 180 | 0 | 0
8551 | 153.6 | 0 | 45.977 | 45.977 | 0 | 0 | 0 | 109.79 | 0 | 0
8552 | 243.992 | 0 | 494.2119 | 256.0605 | 0 | 0 | 238.1514 | 0 | 0 | 0
8553 | 437.884 | 0 | 896.3881 | 459.5429 | 0 | 0 | 436.8451 | 0 | 0 | 0
8554 | 969.506 | 0 | 1182.3918 | 1017.4604 | 0 | 0 | 164.9315 | 0 | 0 | 0
8555 | 1470.638 | 0 | 1402.8871 | 1402.8871 | 0 | 0 | 0 | 133.871 | 0 | 0
8556 | 1520.337 | 0 | 1690.5448 | 1595.537 | 0 | 0 | 95.0079 | 0 | 0 | 0
8557 | 1436.091 | 0 | 1700.3237 | 1507.1239 | 0 | 0 | 193.1998 | 0 | 0 | 0
8558 | 1653.246 | 0 | 1330.1121 | 1330.1121 | 0 | 0 | 0 | 385.824 | 0 | 0
8559 | 1597.991 | 0 | 1131.8014 | 1131.8014 | 0 | 0 | 0 | 519.533 | 0 | 0
8560 | 1630.98 | 0 | 179.7362 | 179.7362 | 0 | 0 | 0 | 1459.715 | 0 | 0
8561 | 1716.665 | 0 | 348.3628 | 348.3628 | 0 | 0 | 0 | 1384.721 | 0 | 0
8562 | 1572.735 | 0 | 0 | 0 | 0 | 0 | 0 | 1572.735 | 0 | 0
8563 | 1589.6 | 0 | 0 | 0 | 0 | 0 | 0 | 1589.6 | 0 | 0
8564 | 1557.6 | 0 | 0 | 0 | 0 | 0 | 0 | 1557.6 | 0 | 0
8565 | 1602.4 | 0 | 0 | 0 | 0 | 0 | 0 | 1602.4 | 0 | 0
8566 | 1444 | 0 | 0 | 0 | 0 | 0 | 0 | 1444 | 0 | 0
8567 | 1375.2 | 0 | 0 | 0 | 0 | 0 | 0 | 1375.2 | 0 | 0
8568 | 1093.6 | 0 | 0 | 0 | 0 | 0 | 0 | 1093.6 | 0 | 0
8569 | 1228 | 0 | 0 | 0 | 0 | 0 | 0 | 1228 | 0 | 0
8570 | 1288 | 0 | 0 | 0 | 0 | 0 | 0 | 1288 | 0 | 0
8571 | 1141.6 | 0 | 0 | 0 | 0 | 0 | 0 | 1141.6 | 0 | 0
8572 | 1294.4 | 0 | 0 | 0 | 0 | 0 | 0 | 1294.4 | 0 | 0
8573 | 1065.6 | 0 | 0 | 0 | 0 | 0 | 0 | 1065.6 | 0 | 0
8574 | 829.6 | 0 | 0 | 0 | 0 | 0 | 0 | 829.6 | 0 | 0
8575 | 1029.6 | 0 | 125.4507 | 125.4507 | 0 | 0 | 0 | 910.062 | 0 | 0
8576 | 822.307 | 0 | 807.2478 | 807.2478 | 0 | 0 | 0 | 53.106 | 0 | 0
8577 | 592.193 | 0 | 1478.4127 | 621.4845 | 0 | 0 | 856.9283 | 0 | 0 | 0
8578 | 240.544 | 0 | 1936.6732 | 252.442 | 0 | 0 | 1684.2313 | 0 | 0 | 0
8579 | 160.732 | 0 | 1671.2232 | 168.6822 | 0 | 0 | 1502.5409 | 0 | 0 | 0
8580 | 234.455 | 0 | 1589.5739 | 246.0518 | 0 | 0 | 1343.5222 | 0 | 0 | 0
8581 | 799.112 | 0 | 2069.2718 | 838.6382 | 0 | 0 | 1230.6335 | 0 | 0 | 0
8582 | 1280.093 | 0 | 1668.6677 | 1343.4099 | 0 | 0 | 325.2579 | 0 | 0 | 0
8583 | 1234.242 | 0 | 1145.6103 | 1145.6103 | 0 | 0 | 0 | 142.626 | 0 | 0
8584 | 1396.75 | 0 | 546.0806 | 546.0806 | 0 | 0 | 0 | 876.407 | 0 | 0
8585 | 1167.432 | 0 | 269.4558 | 269.4558 | 0 | 0 | 0 | 910.676 | 0 | 0
8586 | 1508.661 | 0 | 2.9385 | 2.9385 | 0 | 0 | 0 | 1505.861 | 0 | 0
8587 | 1127.2 | 0 | 0 | 0 | 0 | 0 | 0 | 1127.2 | 0 | 0
8588 | 1019.2 | 0 | 0 | 0 | 0 | 0 | 0 | 1019.2 | 0 | 0
8589 | 1018.4 | 0 | 0 | 0 | 0 | 0 | 0 | 1018.4 | 0 | 0
8590 | 1072 | 0 | 0 | 0 | 0 | 0 | 0 | 1072 | 0 | 0
8591 | 1246.4 | 0 | 0 | 0 | 0 | 0 | 0 | 1246.4 | 0 | 0
8592 | 1248 | 0 | 0 | 0 | 0 | 0 | 0 | 1248 | 0 | 0
8593 | 1350.4 | 0 | 0 | 0 | 0 | 0 | 0 | 1350.4 | 0 | 0
8594 | 1180.8 | 0 | 0 | 0 | 0 | 0 | 0 | 1180.8 | 0 | 0
8595 | 1263.2 | 0 | 0 | 0 | 0 | 0 | 0 | 1263.2 | 0 | 0
8596 | 924 | 0 | 0 | 0 | 0 | 0 | 0 | 924 | 0 | 0
8597 | 1158.4 | 0 | 0 | 0 | 0 | 0 | 0 | 1158.4 | 0 | 0
8598 | 944.8 | 0 | 0 | 0 | 0 | 0 | 0 | 944.8 | 0 | 0
8599 | 1162.4 | 0 | 111.4645 | 111.4645 | 0 | 0 | 0 | 1056.189 | 0 | 0
8600 | 1102.325 | 0 | 736.5014 | 736.5014 | 0 | 0 | 0 | 400.536 | 0 | 0
8601 | 1299.188 | 0 | 1094.8373 | 1094.8373 | 0 | 0 | 0 | 255.952 | 0 | 0
8602 | 1255.151 | 0 | 1590.0546 | 1317.2342 | 0 | 0 | 272.8204 | 0 | 0 | 0
8603 | 1741.645 | 0 | 1619.7114 | 1619.7114 | 0 | 0 | 0 | 198.273 | 0 | 0
8604 | 1714.976 | 0 | 1869.2515 | 1799.8034 | 0 | 0 | 69.4482 | 0 | 0 | 0
8605 | 1914.011 | 0 | 2375.5396 | 2008.6832 | 0 | 0 | 366.8565 | 0 | 0 | 0
8606 | 1870.71 | 0 | 1647.1338 | 1647.1338 | 0 | 0 | 0 | 301.208 | 0 | 0
8607 | 1783.81 | 0 | 1141.9466 | 1141.9466 | 0 | 0 | 0 | 695.685 | 0 | 0
8608 | 2019.637 | 0 | 882.8269 | 882.8269 | 0 | 0 | 0 | 1178.419 | 0 | 0
8609 | 1410.31 | 0 | 161.9552 | 161.9552 | 0 | 0 | 0 | 1255.988 | 0 | 0
8610 | 1651.085 | 0 | 0 | 0 | 0 | 0 | 0 | 1651.085 | 0 | 0
8611 | 1632 | 0 | 0 | 0 | 0 | 0 | 0 | 1632 | 0 | 0
8612 | 1364.8 | 0 | 0 | 0 | 0 | 0 | 0 | 1364.8 | 0 | 0
8613 | 1691.2 | 0 | 0 | 0 | 0 | 0 | 0 | 1691.2 | 0 | 0
8614 | 1349.6 | 0 | 0 | 0 | 0 | 0 | 0 | 1349.6 | 0 | 0
8615 | 1433.6 | 0 | 0 | 0 | 0 | 0 | 0 | 1433.6 | 0 | 0
8616 | 1556 | 0 | 0 | 0 | 0 | 0 | 0 | 1556 | 0 | 0
8617 | 1457.6 | 0 | 0 | 0 | 0 | 0 | 0 | 1457.6 | 0 | 0
8618 | 1494.4 | 0 | 0 | 0 | 0 | 0 | 0 | 1494.4 | 0 | 0
8619 | 1759.2 | 0 | 0 | 0 | 0 | 0 | 0 | 1759.2 | 0 | 0
8620 | 1729.6 | 0 | 0 | 0 | 0 | 0 | 0 | 1729.6 | 0 | 0
8621 | 1414.4 | 0 | 0 | 0 | 0 | 0 | 0 | 1414.4 | 0 | 0
8622 | 1408.8 | 0 | 0 | 0 | 0 | 0 | 0 | 1408.8 | 0 | 0
8623 | 1471.2 | 0 | 94.0738 | 94.0738 | 0 | 0 | 0 | 1381.56 | 0 | 0
8624 | 1645.752 | 0 | 645.4416 | 645.4416 | 0 | 0 | 0 | 1030.731 | 0 | 0
8625 | 1196.191 | 0 | 1237.3501 | 1237.3501 | 0 | 0 | 0 | 17.159 | 0 | 0
8626 | 1139.333 | 0 | 1520.4742 | 1195.6875 | 0 | 0 | 324.7867 | 0 | 0 | 0
8627 | 1201.095 | 0 | 1792.0394 | 1260.5044 | 0 | 0 | 531.535 | 0 | 0 | 0
8628 | 1464.687 | 0 | 1952.3239 | 1537.1344 | 0 | 0 | 415.1895 | 0 | 0 | 0
8629 | 1491.287 | 0 | 1337.6021 | 1337.6021 | 0 | 0 | 0 | 216.728 | 0 | 0
8630 | 1221.935 | 0 | 1612.8699 | 1282.3752 | 0 | 0 | 330.4947 | 0 | 0 | 0
8631 | 1440.758 | 0 | 842.579 | 842.579 | 0 | 0 | 0 | 637.891 | 0 | 0
8632 | 1143.128 | 0 | 1041.3871 | 1041.3871 | 0 | 0 | 0 | 150.823 | 0 | 0
8633 | 1279.819 | 0 | 401.6126 | 401.6126 | 0 | 0 | 0 | 897.135 | 0 | 0
8634 | 1197.79 | 0 | 3.6123 | 3.6123 | 0 | 0 | 0 | 1194.348 | 0 | 0
8635 | 973.6 | 0 | 0 | 0 | 0 | 0 | 0 | 973.6 | 0 | 0
8636 | 1392 | 0 | 0 | 0 | 0 | 0 | 0 | 1392 | 0 | 0
8637 | 827.2 | 0 | 0 | 0 | 0 | 0 | 0 | 827.2 | 0 | 0
8638 | 1307.2 | 0 | 0 | 0 | 0 | 0 | 0 | 1307.2 | 0 | 0
8639 | 978.4 | 0 | 0 | 0 | 0 | 0 | 0 | 978.4 | 0 | 0
8640 | 1164.8 | 0 | 0 | 0 | 0 | 0 | 0 | 1164.8 | 0 | 0
8641 | 1192 | 0 | 0 | 0 | 0 | 0 | 0 | 1192 | 0 | 0
8642 | 1257.6 | 0 | 0 | 0 | 0 | 0 | 0 | 1257.6 | 0 | 0
8643 | 1376.8 | 0 | 0 | 0 | 0 | 0 | 0 | 1376.8 | 0 | 0
8644 | 1199.2 | 0 | 0 | 0 | 0 | 0 | 0 | 1199.2 | 0 | 0
8645 | 1092.8 | 0 | 0 | 0 | 0 | 0 | 0 | 1092.8 | 0 | 0
8646 | 1172.8 | 0 | 0 | 0 | 0 | 0 | 0 | 1172.8 | 0 | 0
8647 | 1270.4 | 0 | 92.8754 | 92.8754 | 0 | 0 | 0 | 1181.902 | 0 | 0
8648 | 1082.229 | 0 | 731.9698 | 731.9698 | 0 | 0 | 0 | 384.758 | 0 | 0
8649 | 1267.43 | 0 | 1384.6569 | 1330.1205 | 0 | 0 | 54.5364 | 0 | 0 | 0
8650 | 1460.39 | 0 | 1832.0943 | 1532.6248 | 0 | 0 | 299.4694 | 0 | 0 | 0
8651 | 1254.555 | 0 | 1853.4498 | 1316.6087 | 0 | 0 | 536.8411 | 0 | 0 | 0
8652 | 1447.708 | 0 | 2201.9742 | 1519.3156 | 0 | 0 | 682.6587 | 0 | 0 | 0
8653 | 1292.068 | 0 | 1755.3418 | 1355.9772 | 0 | 0 | 399.3646 | 0 | 0 | 0
8654 | 1332.407 | 0 | 1614.7138 | 1398.3115 | 0 | 0 | 216.4024 | 0 | 0 | 0
8655 | 1699.676 | 0 | 1277.9958 | 1277.9958 | 0 | 0 | 0 | 481.914 | 0 | 0
8656 | 1738.895 | 0 | 1008.4497 | 1008.4497 | 0 | 0 | 0 | 777.975 | 0 | 0
8657 | 1656.8 | 0 | 398.0769 | 398.0769 | 0 | 0 | 0 | 1277.485 | 0 | 0
8658 | 1844.457 | 0 | 6.2642 | 6.2642 | 0 | 0 | 0 | 1838.488 | 0 | 0
8659 | 1589.6 | 0 | 0 | 0 | 0 | 0 | 0 | 1589.6 | 0 | 0
8660 | 1539.2 | 0 | 0 | 0 | 0 | 0 | 0 | 1539.2 | 0 | 0
8661 | 1721.6 | 0 | 0 | 0 | 0 | 0 | 0 | 1721.6 | 0 | 0
8662 | 1580 | 0 | 0 | 0 | 0 | 0 | 0 | 1580 | 0 | 0
8663 | 1633.6 | 0 | 0 | 0 | 0 | 0 | 0 | 1633.6 | 0 | 0
8664 | 1402.4 | 0 | 0 | 0 | 0 | 0 | 0 | 1402.4 | 0 | 0
8665 | 1166.4 | 0 | 0 | 0 | 0 | 0 | 0 | 1166.4 | 0 | 0
8666 | 950.4 | 0 | 0 | 0 | 0 | 0 | 0 | 950.4 | 0 | 0
8667 | 1228.8 | 0 | 0 | 0 | 0 | 0 | 0 | 1228.8 | 0 | 0
8668 | 1433.6 | 0 | 0 | 0 | 0 | 0 | 0 | 1433.6 | 0 | 0
8669 | 1112.8 | 0 | 0 | 0 | 0 | 0 | 0 | 1112.8 | 0 | 0
8670 | 1390.4 | 0 | 0 | 0 | 0 | 0 | 0 | 1390.4 | 0 | 0
8671 | 1300 | 0 | 77.3916 | 77.3916 | 0 | 0 | 0 | 1226.256 | 0 | 0
8672 | 1239.89 | 0 | 596.8819 | 596.8819 | 0 | 0 | 0 | 671.14 | 0 | 0
8673 | 1372.872 | 0 | 1192.7889 | 1192.7889 | 0 | 0 | 0 | 236.301 | 0 | 0
8674 | 1438.053 | 0 | 1850.7768 | 1509.183 | 0 | 0 | 341.5938 | 0 | 0 | 0
8675 | 1474.877 | 0 | 1922.5978 | 1547.8284 | 0 | 0 | 374.7694 | 0 | 0 | 0
8676 | 1655.249 | 0 | 1996.819 | 1737.1221 | 0 | 0 | 259.6969 | 0 | 0 | 0
8677 | 1465.832 | 0 | 2260.1733 | 1538.336 | 0 | 0 | 721.8372 | 0 | 0 | 0
8678 | 1372.877 | 0 | 2109.2815 | 1440.7832 | 0 | 0 | 668.4983 | 0 | 0 | 0
8679 | 1501.38 | 0 | 1533.5998 | 1533.5998 | 0 | 0 | 0 | 40.061 | 0 | 0
8680 | 1727.807 | 0 | 858.5119 | 858.5119 | 0 | 0 | 0 | 909.758 | 0 | 0
8681 | 1880.42 | 0 | 492.8896 | 492.8896 | 0 | 0 | 0 | 1410.761 | 0 | 0
8682 | 1581.08 | 0 | 7.9392 | 7.9392 | 0 | 0 | 0 | 1573.515 | 0 | 0
8683 | 1718.4 | 0 | 0 | 0 | 0 | 0 | 0 | 1718.4 | 0 | 0
8684 | 1398.4 | 0 | 0 | 0 | 0 | 0 | 0 | 1398.4 | 0 | 0
8685 | 1615.2 | 0 | 0 | 0 | 0 | 0 | 0 | 1615.2 | 0 | 0
8686 | 1388 | 0 | 0 | 0 | 0 | 0 | 0 | 1388 | 0 | 0
8687 | 1260 | 0 | 0 | 0 | 0 | 0 | 0 | 1260 | 0 | 0
8688 | 1138.4 | 0 | 0 | 0 | 0 | 0 | 0 | 1138.4 | 0 | 0
8689 | 1516 | 0 | 0 | 0 | 0 | 0 | 0 | 1516 | 0 | 0
8690 | 1427.2 | 0 | 0 | 0 | 0 | 0 | 0 | 1427.2 | 0 | 0
8691 | 1350.4 | 0 | 0 | 0 | 0 | 0 | 0 | 1350.4 | 0 | 0
8692 | 1424.8 | 0 | 0 | 0 | 0 | 0 | 0 | 1424.8 | 0 | 0
8693 | 1365.6 | 0 | 0 | 0 | 0 | 0 | 0 | 1365.6 | 0 | 0
8694 | 1286.4 | 0 | 0 | 0 | 0 | 0 | 0 | 1286.4 | 0 | 0
8695 | 1076.8 | 0 | 53.6328 | 53.6328 | 0 | 0 | 0 | 1025.695 | 0 | 0
8696 | 900.697 | 0 | 531.9527 | 531.9527 | 0 | 0 | 0 | 393.816 | 0 | 0
8697 | 1097.2 | 0 | 1150.0757 | 1150.0757 | 0 | 0 | 0 | 1.329 | 0 | 0
8698 | 1366.655 | 0 | 1873.1094 | 1434.2535 | 0 | 0 | 438.8559 | 0 | 0 | 0
8699 | 1227.291 | 0 | 1986.1281 | 1287.9961 | 0 | 0 | 698.132 | 0 | 0 | 0
8700 | 1383.572 | 0 | 2327.0251 | 1452.0072 | 0 | 0 | 875.0179 | 0 | 0 | 0
8701 | 1468.257 | 0 | 1936.0866 | 1540.881 | 0 | 0 | 395.2056 | 0 | 0 | 0
8702 | 1027.48 | 0 | 1601.0351 | 1078.3019 | 0 | 0 | 522.7332 | 0 | 0 | 0
8703 | 1438.064 | 0 | 770.4536 | 770.4536 | 0 | 0 | 0 | 703.923 | 0 | 0
8704 | 621.669 | 0 | 605.5841 | 605.5841 | 0 | 0 | 0 | 44.627 | 0 | 0
8705 | 592.386 | 0 | 277.7781 | 277.7781 | 0 | 0 | 0 | 327.7 | 0 | 0
8706 | 255.342 | 0 | 0 | 0 | 0 | 0 | 0 | 255.342 | 0 | 0
8707 | 254.4 | 0 | 0 | 0 | 0 | 0 | 0 | 254.4 | 0 | 0
8708 | 272 | 0 | 0 | 0 | 0 | 0 | 0 | 272 | 0 | 0
8709 | 180 | 0 | 0 | 0 | 0 | 0 | 0 | 180 | 0 | 0
8710 | 245.6 | 0 | 0 | 0 | 0 | 0 | 0 | 245.6 | 0 | 0
8711 | 105.6 | 0 | 0 | 0 | 0 | 0 | 0 | 105.6 | 0 | 0
8712 | 99.2 | 0 | 0 | 0 | 0 | 0 | 0 | 99.2 | 0 | 0
8713 | 91.2 | 0 | 0 | 0 | 0 | 0 | 0 | 91.2 | 0 | 0
8714 | 98.4 | 0 | 0 | 0 | 0 | 0 | 0 | 98.4 | 0 | 0
8715 | 89.6 | 0 | 0 | 0 | 0 | 0 | 0 | 89.6 | 0 | 0
8716 | 95.2 | 0 | 0 | 0 | 0 | 0 | 0 | 95.2 | 0 | 0
8717 | 91.2 | 0 | 0 | 0 | 0 | 0 | 0 | 91.2 | 0 | 0
8718 | 96.8 | 0 | 0 | 0 | 0 | 0 | 0 | 96.8 | 0 | 0
8719 | 77.6 | 0 | 21.9873 | 21.9873 | 0 | 0 | 0 | 56.649 | 0 | 0
8720 | 94.05 | 0 | 451.5744 | 98.702 | 0 | 0 | 352.8724 | 0 | 0 | 0
8721 | 825.915 | 0 | 1084.4633 | 866.767 | 0 | 0 | 217.6963 | 0 | 0 | 0
8722 | 1285.579 | 0 | 1198.4528 | 1198.4528 | 0 | 0 | 0 | 143.611 | 0 | 0
8723 | 1403.535 | 0 | 636.5254 | 636.5254 | 0 | 0 | 0 | 797.01 | 0 | 0
8724 | 1280.109 | 0 | 860.8291 | 860.8291 | 0 | 0 | 0 | 459.852 | 0 | 0
8725 | 1122.521 | 0 | 1263.4125 | 1178.0439 | 0 | 0 | 85.3685 | 0 | 0 | 0
8726 | 1380.964 | 0 | 791.7566 | 791.7566 | 0 | 0 | 0 | 626.524 | 0 | 0
8727 | 1395.618 | 0 | 770.4326 | 770.4326 | 0 | 0 | 0 | 661.497 | 0 | 0
8728 | 1382.822 | 0 | 318.0397 | 318.0397 | 0 | 0 | 0 | 1079.772 | 0 | 0
8729 | 1035.196 | 0 | 145.21 | 145.21 | 0 | 0 | 0 | 896.83 | 0 | 0
8730 | 1041.064 | 0 | 0 | 0 | 0 | 0 | 0 | 1041.064 | 0 | 0
8731 | 1022.4 | 0 | 0 | 0 | 0 | 0 | 0 | 1022.4 | 0 | 0
8732 | 1182.4 | 0 | 0 | 0 | 0 | 0 | 0 | 1182.4 | 0 | 0
8733 | 1686.4 | 0 | 0 | 0 | 0 | 0 | 0 | 1686.4 | 0 | 0
8734 | 897.6 | 0 | 0 | 0 | 0 | 0 | 0 | 897.6 | 0 | 0
8735 | 1217.6 | 0 | 0 | 0 | 0 | 0 | 0 | 1217.6 | 0 | 0
8736 | 1290.4 | 0 | 0 | 0 | 0 | 0 | 0 | 1290.4 | 0 | 0
8737 | 1120 | 0 | 0 | 0 | 0 | 0 | 0 | 1120 | 0 | 0
8738 | 1036.8 | 0 | 0 | 0 | 0 | 0 | 0 | 1036.8 | 0 | 0
8739 | 1090.4 | 0 | 0 | 0 | 0 | 0 | 0 | 1090.4 | 0 | 0
8740 | 1088 | 0 | 0 | 0 | 0 | 0 | 0 | 1088 | 0 | 0
8741 | 1287.2 | 0 | 0 | 0 | 0 | 0 | 0 | 1287.2 | 0 | 0
8742 | 1304.8 | 0 | 0 | 0 | 0 | 0 | 0 | 1304.8 | 0 | 0
8743 | 1274.4 | 0 | 46.0872 | 46.0872 | 0 | 0 | 0 | 1230.485 | 0 | 0
8744 | 1022.55 | 0 | 456.6611 | 456.6611 | 0 | 0 | 0 | 587.412 | 0 | 0
8745 | 1026.462 | 0 | 1160.1663 | 1077.2336 | 0 | 0 | 82.9327 | 0 | 0 | 0
8746 | 1278.239 | 0 | 1629.4871 | 1341.4642 | 0 | 0 | 288.0229 | 0 | 0 | 0
8747 | 1288.464 | 0 | 1517.5976 | 1352.1949 | 0 | 0 | 165.4027 | 0 | 0 | 0
8748 | 1351.624 | 0 | 1549.8581 | 1418.479 | 0 | 0 | 131.3791 | 0 | 0 | 0
8749 | 1146.697 | 0 | 1083.438 | 1083.438 | 0 | 0 | 0 | 114.323 | 0 | 0
8750 | 1487.273 | 0 | 1036.6351 | 1036.6351 | 0 | 0 | 0 | 499.496 | 0 | 0
8751 | 1161.038 | 0 | 1212.5114 | 1212.5114 | 0 | 0 | 0 | 5.674 | 0 | 0
8752 | 1604.111 | 0 | 985.5336 | 985.5336 | 0 | 0 | 0 | 665.027 | 0 | 0
8753 | 1704.867 | 0 | 156.3091 | 156.3091 | 0 | 0 | 0 | 1555.925 | 0 | 0
8754 | 1368.022 | 0 | 0 | 0 | 0 | 0 | 0 | 1368.022 | 0 | 0
8755 | 1372.8 | 0 | 0 | 0 | 0 | 0 | 0 | 1372.8 | 0 | 0
8756 | 1204.8 | 0 | 0 | 0 | 0 | 0 | 0 | 1204.8 | 0 | 0
8757 | 1449.6 | 0 | 0 | 0 | 0 | 0 | 0 | 1449.6 | 0 | 0
8758 | 1340 | 0 | 0 | 0 | 0 | 0 | 0 | 1340 | 0 | 0
8759 | 1208 | 0 | 0 | 0 | 0 | 0 | 0 | 1208 | 0 | 0
8760 | 1216 | 0 | 0 | 0 | 0 | 0 | 0 | 1216 | 0 | 0

## Load Duration
Rank | Load (kW) | Net Load (kW)
1 | 2428 | 2428
2 | 2418.5558 | 2418.556
3 | 2414.4 | 2414.4
4 | 2405.0087 | 2405.009
5 | 2390.381 | 2389.6
6 | 2389.6 | 2380.305
7 | 2387.844 | 2379.2
8 | 2381.0831 | 2369.946
9 | 2380.3051 | 2357.388
10 | 2379.2 | 2352
11 | 2378.556 | 2342.851
12 | 2369.9456 | 2330.4
13 | 2352 | 2321.335
14 | 2342.8514 | 2295.2
15 | 2335.268 | 2286.272
16 | 2330.4 | 2236.202
17 | 2326.1845 | 2215.2
18 | 2321.3354 | 2208.8
19 | 2297.304 | 2206.584
20 | 2295.2 | 2200.208
21 | 2288.3681 | 2172.8
22 | 2286.452 | 2164.348
23 | 2286.2723 | 2161.149
24 | 2279.797 | 2156.812
25 | 2277.5584 | 2156.8
26 | 2270.9292 | 2148.423
27 | 2261.298 | 2148.411
28 | 2256.255 | 2129.6
29 | 2252.5022 | 2121.316
30 | 2247.4788 | 2112.8
31 | 2215.2 | 2075.2
32 | 2208.8 | 2067.128
33 | 2206.5835 | 2063.067
34 | 2200.2084 | 2057.6
35 | 2188.553 | 2057.6
36 | 2181.431 | 2055.2
37 | 2180.0402 | 2049.597
38 | 2172.9459 | 2041.861
39 | 2172.8 | 2028.8
40 | 2168.745 | 2027.2
41 | 2164.3484 | 2020.909
42 | 2160.3092 | 2017.833
43 | 2156.812 | 2017.722
44 | 2156.8 | 2004
45 | 2148.4226 | 2003.2
46 | 2148.4107 | 2003.2
47 | 2138.256 | 2000
48 | 2137.608 | 1999.507
49 | 2133.191 | 1998.676
50 | 2129.6 | 1998.4
51 | 2121.3165 | 1998.285
52 | 2117.631 | 1998.01
53 | 2116.262 | 1996.205
54 | 2112.8 | 1992.221
55 | 2098.686 | 1962.792
56 | 2095.805 | 1956
57 | 2091.005 | 1954.45
58 | 2089.833 | 1953.136
59 | 2088.377 | 1951.2
60 | 2087.6529 | 1948.392
61 | 2076.6159 | 1946.751
62 | 2075.2 | 1940.8
63 | 2071.826 | 1940.792
64 | 2071.6969 | 1925.6
65 | 2067.1281 | 1924
66 | 2067.103 | 1920
67 | 2057.6 | 1918.466
68 | 2057.6 | 1916
69 | 2055.558 | 1916
70 | 2055.2559 | 1915.2
71 | 2055.2 | 1914.4
72 | 2055.08 | 1913.6
73 | 2051.354 | 1912.459
74 | 2049.5965 | 1906.954
75 | 2047.677 | 1898.904
76 | 2043.3748 | 1896.8
77 | 2041.861 | 1894.952
78 | 2040.8 | 1894.19
79 | 2035.7422 | 1889.422
80 | 2033.628 | 1888
81 | 2032.8619 | 1887.87
82 | 2028.8 | 1884.852
83 | 2027.2 | 1880.8
84 | 2026.099 | 1880.656
85 | 2025.649 | 1866.297
86 | 2020.9085 | 1863.839
87 | 2019.637 | 1860.767
88 | 2017.7698 | 1860.767
89 | 2013.4594 | 1859.99
90 | 2012.075 | 1858.436
91 | 2008.054 | 1857.119
92 | 2004 | 1855.052
93 | 2003.2 | 1852.916
94 | 2003.2 | 1851.2
95 | 2001.861 | 1850.4
96 | 2000 | 1849.6
97 | 1998.4 | 1849.113
98 | 1998.285 | 1847.2
99 | 1998.015 | 1846.4
100 | 1998.0095 | 1845.6
101 | 1996.523 | 1843.247
102 | 1996.205 | 1843.202
103 | 1995.8376 | 1842.4
104 | 1992.2206 | 1840
105 | 1991.36 | 1838.488
106 | 1988.333 | 1838.421
107 | 1976.8 | 1836.8
108 | 1975.004 | 1835.234
109 | 1973.613 | 1832.8
110 | 1972.895 | 1830.4
111 | 1972.144 | 1828.8
112 | 1969.563 | 1827.85
113 | 1969.1108 | 1825.671
114 | 1967.7386 | 1825.438
115 | 1965.9362 | 1824.8
116 | 1962.7917 | 1824
117 | 1959.966 | 1823.28
118 | 1956.792 | 1823.205
119 | 1956 | 1822.4
120 | 1955.911 | 1821.821
121 | 1954.45 | 1820
122 | 1953.371 | 1819.672
123 | 1953.342 | 1818.036
124 | 1952.3423 | 1817.683
125 | 1951.2 | 1814.4
126 | 1950.329 | 1812.776
127 | 1950.1673 | 1812.497
128 | 1950.1113 | 1812
129 | 1948.3917 | 1810.292
130 | 1948.007 | 1809.591
131 | 1945.9424 | 1808.8
132 | 1945.081 | 1806.403
133 | 1943.684 | 1805.698
134 | 1940.862 | 1804.952
135 | 1940.8 | 1799.377
136 | 1940.7916 | 1798.4
137 | 1940.668 | 1797.835
138 | 1937.529 | 1797.6
139 | 1936.4576 | 1797.449
140 | 1936.1236 | 1793.95
141 | 1935.979 | 1793.173
142 | 1933.3126 | 1791.405
143 | 1931.97 | 1789.84
144 | 1931.9585 | 1789.099
145 | 1931.914 | 1788
146 | 1931.871 | 1786.958
147 | 1931.0148 | 1786.4
148 | 1925.6 | 1785.6
149 | 1925.128 | 1785.434
150 | 1924.839 | 1785.272
151 | 1924 | 1784.8
152 | 1921.03 | 1783.629
153 | 1920 | 1783.2
154 | 1918.198 | 1781.97
155 | 1917.6398 | 1780
156 | 1916.994 | 1779.2
157 | 1916.271 | 1778.59
158 | 1916.0218 | 1778.4
159 | 1916 | 1777.858
160 | 1916 | 1777.6
161 | 1915.2 | 1776.081
162 | 1914.4 | 1775.2
163 | 1914.011 | 1775.2
164 | 1913.6 | 1773.255
165 | 1909.872 | 1772.851
166 | 1908.6882 | 1771.2
167 | 1907.596 | 1771.2
168 | 1906.9535 | 1770.4
169 | 1905.103 | 1769.065
170 | 1904.871 | 1765.955
171 | 1904.751 | 1765.6
172 | 1903.518 | 1764.8
173 | 1902.457 | 1763.2
174 | 1902.362 | 1762.4
175 | 1901.1918 | 1761.6
176 | 1900.996 | 1760.002
177 | 1900.383 | 1760
178 | 1900.048 | 1759.726
179 | 1899.5274 | 1759.2
180 | 1899.267 | 1759.2
181 | 1896.8 | 1758.4
182 | 1895.8186 | 1757.517
183 | 1895.057 | 1756
184 | 1894.9522 | 1755.881
185 | 1894.24 | 1755.545
186 | 1892.738 | 1755.012
187 | 1892.5228 | 1754.748
188 | 1891.8794 | 1753.156
189 | 1889.882 | 1751.2
190 | 1889.88 | 1750.4
191 | 1889.839 | 1749.17
192 | 1889.422 | 1748.8
193 | 1888 | 1748
194 | 1887.87 | 1748
195 | 1886.909 | 1746.4
196 | 1884.852 | 1745.78
197 | 1884.7238 | 1745.6
198 | 1884.636 | 1745.249
199 | 1882.658 | 1744
200 | 1880.8 | 1744
201 | 1880.6562 | 1743.613
202 | 1880.42 | 1742.4
203 | 1880.17 | 1741.978
204 | 1876.2766 | 1741.725
205 | 1876.2222 | 1741.499
206 | 1876.1804 | 1740.89
207 | 1874.444 | 1740.8
208 | 1873.143 | 1739.717
209 | 1870.71 | 1738.454
210 | 1870.3575 | 1738.4
211 | 1870.1756 | 1737.889
212 | 1870.081 | 1737.6
213 | 1870.011 | 1736.8
214 | 1869.6654 | 1736.253
215 | 1869.297 | 1736.072
216 | 1867.076 | 1735.234
217 | 1866.297 | 1734.126
218 | 1865.857 | 1734.029
219 | 1864.668 | 1732.8
220 | 1863.8394 | 1731.795
221 | 1863.569 | 1730.86
222 | 1862.9184 | 1729.6
223 | 1862.026 | 1728.8
224 | 1860.7669 | 1727.062
225 | 1860.7669 | 1726.439
226 | 1859.99 | 1725.772
227 | 1859.743 | 1725.6
228 | 1859.685 | 1725.6
229 | 1859.342 | 1725.6
230 | 1859.284 | 1724.333
231 | 1858.4361 | 1724
232 | 1857.995 | 1724
233 | 1857.415 | 1723.985
234 | 1857.159 | 1723.168
235 | 1857.119 | 1722.779
236 | 1854.487 | 1722.075
237 | 1853.049 | 1721.642
238 | 1852.086 | 1721.6
239 | 1851.263 | 1718.888
240 | 1851.2 | 1718.4
241 | 1851.164 | 1718.4
242 | 1850.4 | 1717.6
243 | 1849.9352 | 1715.055
244 | 1849.8422 | 1715.024
245 | 1849.735 | 1714.703
246 | 1849.6 | 1714.171
247 | 1849.1134 | 1712.774
248 | 1849.064 | 1712.365
249 | 1847.2 | 1711.586
250 | 1846.4 | 1711.2
251 | 1845.8412 | 1711.2
252 | 1845.6 | 1709.264
253 | 1845.2748 | 1708
254 | 1844.8819 | 1707.2
255 | 1844.457 | 1706.4
256 | 1843.247 | 1706.4
257 | 1843.2025 | 1706.4
258 | 1842.5401 | 1705.6
259 | 1842.4 | 1705.486
260 | 1842.205 | 1704.8
261 | 1841.9829 | 1704.544
262 | 1840 | 1704.336
263 | 1839.549 | 1704
264 | 1839.255 | 1703.54
265 | 1838.59 | 1702.4
266 | 1838.4211 | 1702.4
267 | 1838.145 | 1701.6
268 | 1837.293 | 1701.596
269 | 1836.8 | 1701.356
270 | 1836.767 | 1701.086
271 | 1835.767 | 1700.8
272 | 1835.337 | 1700.522
273 | 1835.2336 | 1700
274 | 1835.131 | 1699.805
275 | 1834.925 | 1699.763
276 | 1832.8 | 1698.633
277 | 1832.523 | 1698.4
278 | 1832.1434 | 1698.4
279 | 1832.064 | 1698.387
280 | 1831.647 | 1697.61
281 | 1831.384 | 1697.362
282 | 1830.4 | 1696.179
283 | 1830.371 | 1696
284 | 1829.581 | 1695.279
285 | 1829.403 | 1695.2
286 | 1829.242 | 1695.2
287 | 1829.06 | 1694.447
288 | 1828.904 | 1693.6
289 | 1828.8 | 1692.171
290 | 1827.8498 | 1692
291 | 1826.7294 | 1691.516
292 | 1825.6709 | 1691.2
293 | 1825.482 | 1690.454
294 | 1825.298 | 1690.4
295 | 1824.8 | 1689.671
296 | 1824.781 | 1688.8
297 | 1824.597 | 1688.8
298 | 1823.532 | 1688.754
299 | 1823.2803 | 1688.606
300 | 1823.205 | 1688
301 | 1822.657 | 1687.2
302 | 1822.4 | 1687.183
303 | 1822.304 | 1686.982
304 | 1821.112 | 1686.4
305 | 1820.422 | 1686.4
306 | 1820 | 1685.945
307 | 1819.6715 | 1685.6
308 | 1818.1981 | 1684.73
309 | 1818.0358 | 1684
310 | 1817.6831 | 1684
311 | 1816.85 | 1683.912
312 | 1814.753 | 1683.538
313 | 1814.4 | 1683.2
314 | 1812.7762 | 1682.848
315 | 1812.4967 | 1682.404
316 | 1812 | 1682.4
317 | 1811.107 | 1682.4
318 | 1811.042 | 1680.964
319 | 1808.8 | 1680.8
320 | 1808.052 | 1680.8
321 | 1807.6941 | 1680.637
322 | 1807.633 | 1676.8
323 | 1806.403 | 1675.856
324 | 1805.698 | 1675.856
325 | 1805.6859 | 1675.433
326 | 1804.9518 | 1675.2
327 | 1804.4341 | 1674.262
328 | 1803.338 | 1672.005
329 | 1802.673 | 1670.08
330 | 1801.945 | 1668.8
331 | 1801.825 | 1668.373
332 | 1799.841 | 1667.2
333 | 1799.821 | 1666.544
334 | 1799.3766 | 1666.4
335 | 1798.4 | 1665.6
336 | 1798.158 | 1665.6
337 | 1797.835 | 1665.358
338 | 1797.6 | 1664
339 | 1797.5 | 1663.509
340 | 1797.136 | 1663.2
341 | 1796.832 | 1662.134
342 | 1796.545 | 1661.83
343 | 1796.174 | 1661.6
344 | 1796.019 | 1661.6
345 | 1796.006 | 1661.6
346 | 1795.9293 | 1660.812
347 | 1793.9503 | 1660.8
348 | 1793.298 | 1660.715
349 | 1793.1733 | 1660.195
350 | 1792.2 | 1660.195
351 | 1791.4047 | 1660.195
352 | 1791.185 | 1660
353 | 1790.369 | 1660
354 | 1789.8428 | 1659.2
355 | 1789.557 | 1656.321
356 | 1789.0993 | 1656
357 | 1788.7211 | 1655.205
358 | 1788.565 | 1655.137
359 | 1788 | 1654.328
360 | 1787.689 | 1653.652
361 | 1787.216 | 1653.6
362 | 1786.9578 | 1653.6
363 | 1786.904 | 1653.543
364 | 1786.454 | 1652.855
365 | 1786.4 | 1652.834
366 | 1786.2343 | 1652.548
367 | 1786.232 | 1651.771
368 | 1785.6 | 1651.22
369 | 1785.434 | 1651.085
370 | 1784.8 | 1650.4
371 | 1784.662 | 1648.435
372 | 1783.81 | 1648
373 | 1783.629 | 1647.927
374 | 1783.2 | 1647.2
375 | 1782.499 | 1647.2
376 | 1782.3192 | 1647.109
377 | 1782.2292 | 1645.6
378 | 1780.7354 | 1644.762
379 | 1780.377 | 1643.224
380 | 1780 | 1643.02
381 | 1779.2506 | 1642.4
382 | 1779.2 | 1642.014
383 | 1779.002 | 1641.6
384 | 1778.9231 | 1640.8
385 | 1778.711 | 1640.2
386 | 1778.5902 | 1640
387 | 1778.4 | 1639.34
388 | 1777.8576 | 1638.931
389 | 1777.6 | 1637.6
390 | 1776.413 | 1637.295
391 | 1776.0807 | 1636.284
392 | 1775.2 | 1636
393 | 1775.2 | 1636
394 | 1773.524 | 1636
395 | 1773.4518 | 1635.796
396 | 1773.255 | 1635.2
397 | 1772.851 | 1634.4
398 | 1772.4797 | 1634.4
399 | 1772.2558 | 1634.325
400 | 1772.0822 | 1633.6
401 | 1771.9988 | 1632
402 | 1771.2 | 1632
403 | 1771.2 | 1630.747
404 | 1770.4 | 1630.097
405 | 1769.154 | 1629.6
406 | 1768.6143 | 1628.8
407 | 1766.78 | 1628.348
408 | 1766.438 | 1628
409 | 1766.248 | 1627.726
410 | 1765.9551 | 1626.909
411 | 1765.931 | 1625.905
412 | 1765.6 | 1625.6
413 | 1764.8544 | 1625.028
414 | 1764.8 | 1624.8
415 | 1764.516 | 1624.8
416 | 1763.69 | 1624
417 | 1763.437 | 1624
418 | 1763.2 | 1624
419 | 1763.062 | 1623.798
420 | 1762.864 | 1623.321
421 | 1762.66 | 1622.464
422 | 1762.4 | 1622.4
423 | 1761.6 | 1622.4
424 | 1760.002 | 1621.6
425 | 1760 | 1620.524
426 | 1759.2 | 1620
427 | 1759.2 | 1619.476
428 | 1759.08 | 1619.2
429 | 1758.8346 | 1617.657
430 | 1758.4 | 1617.6
431 | 1757.0441 | 1616.8
432 | 1756.931 | 1616.673
433 | 1756 | 1616.357
434 | 1755.972 | 1616.032
435 | 1755.8808 | 1616
436 | 1755.8511 | 1615.555
437 | 1755.7039 | 1615.254
438 | 1755.5448 | 1615.2
439 | 1755.5239 | 1614.824
440 | 1754.8452 | 1613.701
441 | 1754.7479 | 1613.6
442 | 1753.4948 | 1613.6
443 | 1753.2821 | 1613.578
444 | 1753.1561 | 1612.924
445 | 1751.451 | 1612.466
446 | 1751.3527 | 1612
447 | 1751.2 | 1612
448 | 1751.14 | 1611.083
449 | 1751.024 | 1610.935
450 | 1750.511 | 1610.307
451 | 1750.4 | 1610.07
452 | 1750.351 | 1609.714
453 | 1749.963 | 1609.6
454 | 1749.959 | 1607.2
455 | 1749.6223 | 1605.271
456 | 1749.1697 | 1603.62
457 | 1749.1418 | 1603.434
458 | 1748.8 | 1603.201
459 | 1748 | 1603.2
460 | 1748 | 1603.2
461 | 1747.764 | 1602.947
462 | 1747.615 | 1602.657
463 | 1746.4 | 1602.4
464 | 1746.298 | 1601.6
465 | 1745.7801 | 1601.6
466 | 1745.6 | 1601.6
467 | 1745.249 | 1600.8
468 | 1744.6384 | 1600.335
469 | 1744.337 | 1600
470 | 1744.2447 | 1600
471 | 1744 | 1599.716
472 | 1744 | 1599.675
473 | 1743.702 | 1599.2
474 | 1743.6635 | 1599.2
475 | 1743.6133 | 1598.4
476 | 1743.462 | 1598.4
477 | 1743.337 | 1597.6
478 | 1742.4091 | 1597.596
479 | 1742.4 | 1597.549
480 | 1742.288 | 1597.412
481 | 1741.9777 | 1595.606
482 | 1741.725 | 1595.586
483 | 1741.645 | 1595.37
484 | 1741.499 | 1595.054
485 | 1740.9657 | 1594.647
486 | 1740.8 | 1594.407
487 | 1740.399 | 1593.5
488 | 1740.14 | 1592.239
489 | 1739.825 | 1591.807
490 | 1738.997 | 1591.2
491 | 1738.895 | 1590.4
492 | 1738.664 | 1589.6
493 | 1738.4 | 1589.6
494 | 1738.3935 | 1589.6
495 | 1737.954 | 1589.6
496 | 1737.8885 | 1589.6
497 | 1737.852 | 1588.8
498 | 1737.845 | 1588.775
499 | 1737.6 | 1588.205
500 | 1737.0911 | 1588.062
501 | 1737.05 | 1587.862
502 | 1737.0055 | 1587.285
503 | 1736.8 | 1587.285
504 | 1736.2529 | 1587.2
505 | 1735.3911 | 1587.2
506 | 1735.168 | 1587.2
507 | 1735.038 | 1586.442
508 | 1734.369 | 1585.966
509 | 1734.126 | 1585.772
510 | 1734.0288 | 1585.6
511 | 1733.951 | 1585.6
512 | 1733.837 | 1584.954
513 | 1733.618 | 1584.8
514 | 1732.8 | 1583.2
515 | 1731.7952 | 1583.2
516 | 1731.41 | 1582.971
517 | 1730.896 | 1582.63
518 | 1730.86 | 1582.623
519 | 1730.814 | 1582.537
520 | 1729.6 | 1582.4
521 | 1729.544 | 1581.6
522 | 1729.469 | 1580.8
523 | 1728.951 | 1580.8
524 | 1728.8 | 1580.477
525 | 1728.169 | 1580
526 | 1727.807 | 1579.897
527 | 1727.6442 | 1579.2
528 | 1727.174 | 1579.2
529 | 1727.078 | 1578.4
530 | 1726.744 | 1578.4
531 | 1726.4389 | 1577.961
532 | 1726.438 | 1577.6
533 | 1726.378 | 1577.6
534 | 1726.1516 | 1577.55
535 | 1726.047 | 1576.8
536 | 1725.917 | 1576.8
537 | 1725.6 | 1576.319
538 | 1725.6 | 1576
539 | 1725.6 | 1575.959
540 | 1724.6753 | 1575.597
541 | 1724.16 | 1575.2
542 | 1724.006 | 1574.858
543 | 1724 | 1574.854
544 | 1724 | 1574.4
545 | 1723.9854 | 1574.4
546 | 1723.893 | 1573.675
547 | 1723.786 | 1573.515
548 | 1723.1676 | 1573.3
549 | 1722.687 | 1572.997
550 | 1722.516 | 1572.791
551 | 1722.0755 | 1572.735
552 | 1721.903 | 1572.334
553 | 1721.6 | 1572
554 | 1718.8879 | 1572
555 | 1718.738 | 1571.869
556 | 1718.709 | 1571.869
557 | 1718.665 | 1571.698
558 | 1718.45 | 1571.306
559 | 1718.4 | 1571.2
560 | 1718.4 | 1571.051
561 | 1718.381 | 1570.647
562 | 1718.3751 | 1570.4
563 | 1718.2943 | 1569.913
564 | 1717.6 | 1569.6
565 | 1717.571 | 1569.6
566 | 1717.536 | 1569.6
567 | 1717.427 | 1569.6
568 | 1717.3001 | 1569.312
569 | 1717.244 | 1568.995
570 | 1717.081 | 1568.867
571 | 1716.665 | 1568.8
572 | 1716.587 | 1568.8
573 | 1715.3512 | 1568.598
574 | 1715.266 | 1568.425
575 | 1715.058 | 1568
576 | 1715.055 | 1568
577 | 1715.024 | 1567.2
578 | 1714.976 | 1567.2
579 | 1714.76 | 1567.133
580 | 1714.7026 | 1567.084
581 | 1714.1715 | 1567.084
582 | 1714.12 | 1566.4
583 | 1713.845 | 1566.4
584 | 1713.488 | 1566.144
585 | 1713.281 | 1565.6
586 | 1712.8476 | 1565.326
587 | 1712.774 | 1565.326
588 | 1712.2377 | 1565.326
589 | 1711.846 | 1564.936
590 | 1711.478 | 1564.834
591 | 1711.452 | 1564.8
592 | 1711.2 | 1564.005
593 | 1711.2 | 1564
594 | 1710.5644 | 1564
595 | 1710.5127 | 1563.602
596 | 1710.031 | 1563.495
597 | 1709.965 | 1562.698
598 | 1709.264 | 1562.4
599 | 1708.9138 | 1561.823
600 | 1708.3705 | 1561.284
601 | 1708.11 | 1560.803
602 | 1708 | 1560.8
603 | 1707.886 | 1560.154
604 | 1707.2 | 1560.003
605 | 1706.823 | 1559.86
606 | 1706.4 | 1559.602
607 | 1706.4 | 1558.4
608 | 1706.4 | 1558.131
609 | 1705.6 | 1557.966
610 | 1705.486 | 1557.921
611 | 1704.969 | 1557.6
612 | 1704.867 | 1557.564
613 | 1704.8 | 1556.8
614 | 1704.5439 | 1556.8
615 | 1704.422 | 1556.11
616 | 1704.336 | 1556
617 | 1704 | 1556
618 | 1703.789 | 1555.925
619 | 1703.5397 | 1555.512
620 | 1703.159 | 1555.43
621 | 1702.904 | 1555.2
622 | 1702.841 | 1554.4
623 | 1702.6602 | 1554.4
624 | 1702.4 | 1554.202
625 | 1702.4 | 1553.876
626 | 1701.8192 | 1553.813
627 | 1701.6 | 1553.698
628 | 1701.586 | 1553.6
629 | 1701.5656 | 1553.6
630 | 1701.3564 | 1553.095
631 | 1701.0862 | 1551.953
632 | 1700.8 | 1551.921
633 | 1700.6594 | 1551.423
634 | 1700.6118 | 1551.363
635 | 1700.5223 | 1551.359
636 | 1700.494 | 1551.347
637 | 1700.252 | 1551.2
638 | 1700.026 | 1551.2
639 | 1700 | 1550.4
640 | 1699.7626 | 1550.4
641 | 1699.676 | 1549.6
642 | 1699.22 | 1549.189
643 | 1698.6327 | 1548.97
644 | 1698.4 | 1548.8
645 | 1698.4 | 1548.8
646 | 1698.3869 | 1548.505
647 | 1698.036 | 1548.237
648 | 1697.6099 | 1548
649 | 1697.557 | 1547.534
650 | 1697.546 | 1547.415
651 | 1697.236 | 1546.516
652 | 1696.775 | 1546.4
653 | 1696.1792 | 1546.4
654 | 1696 | 1546.4
655 | 1696 | 1546.02
656 | 1695.2791 | 1545.943
657 | 1695.2 | 1545.891
658 | 1695.2 | 1545.6
659 | 1694.447 | 1545.6
660 | 1693.969 | 1545.328
661 | 1693.945 | 1545.028
662 | 1693.6 | 1544.8
663 | 1693.5468 | 1544.713
664 | 1693.54 | 1544.063
665 | 1693.198 | 1544.063
666 | 1692.649 | 1544
667 | 1692.1714 | 1543.776
668 | 1692 | 1543.2
669 | 1691.5158 | 1543.176
670 | 1691.2 | 1542.975
671 | 1691.064 | 1542.776
672 | 1691.038 | 1542.4
673 | 1690.754 | 1542.4
674 | 1690.4544 | 1542.4
675 | 1690.426 | 1541.6
676 | 1690.4 | 1540.8
677 | 1690.399 | 1540.8
678 | 1689.979 | 1540.8
679 | 1689.6706 | 1540.524
680 | 1689.2072 | 1540.478
681 | 1688.8665 | 1539.891
682 | 1688.8 | 1539.509
683 | 1688.8 | 1539.2
684 | 1688.7539 | 1539.2
685 | 1688.6062 | 1538.4
686 | 1688.5431 | 1537.6
687 | 1688.519 | 1537.6
688 | 1688 | 1537.581
689 | 1687.8042 | 1537.561
690 | 1687.35 | 1537.263
691 | 1687.2 | 1536.917
692 | 1687.1831 | 1536.8
693 | 1686.4 | 1536.546
694 | 1686.4 | 1536
695 | 1686.0651 | 1535.885
696 | 1685.6 | 1535.23
697 | 1685.3849 | 1534.807
698 | 1685.353 | 1534.4
699 | 1685.1478 | 1534.4
700 | 1685.004 | 1534.4
701 | 1684.8217 | 1533.6
702 | 1684.745 | 1533.521
703 | 1684.7296 | 1532.969
704 | 1684 | 1532.8
705 | 1684 | 1532.8
706 | 1683.9117 | 1532.51
707 | 1683.2 | 1532
708 | 1682.8481 | 1532
709 | 1682.404 | 1532
710 | 1682.4 | 1532
711 | 1682.4 | 1531.353
712 | 1681.4818 | 1531.2
713 | 1681.412 | 1531.2
714 | 1681.075 | 1531.2
715 | 1680.964 | 1531.013
716 | 1680.912 | 1530.978
717 | 1680.833 | 1529.862
718 | 1680.8 | 1529.6
719 | 1680.8 | 1529.6
720 | 1680.6373 | 1529.6
721 | 1680.269 | 1529.6
722 | 1679.1101 | 1528.392
723 | 1678.349 | 1528.006
724 | 1677.954 | 1528
725 | 1677.484 | 1527.88
726 | 1677.3843 | 1527.706
727 | 1677.291 | 1527.528
728 | 1676.9667 | 1527.332
729 | 1676.943 | 1526.888
730 | 1676.8 | 1526.888
731 | 1676.6695 | 1526.838
732 | 1675.929 | 1526.4
733 | 1675.8559 | 1526.4
734 | 1675.8557 | 1526.204
735 | 1675.433 | 1526.041
736 | 1675.2 | 1525.871
737 | 1674.824 | 1525.6
738 | 1674.4572 | 1525.6
739 | 1674.2622 | 1524
740 | 1673.787 | 1524
741 | 1673.4272 | 1524
742 | 1673.221 | 1522.828
743 | 1673.0266 | 1522.799
744 | 1672.8606 | 1522.567
745 | 1672.28 | 1522.4
746 | 1672.005 | 1522.062
747 | 1671.964 | 1521.981
748 | 1671.8876 | 1521.981
749 | 1671.8207 | 1521.6
750 | 1671.773 | 1521.6
751 | 1671.657 | 1521.6
752 | 1670.927 | 1521.164
753 | 1668.96 | 1521.123
754 | 1668.8448 | 1520.8
755 | 1668.8 | 1519.825
756 | 1668.541 | 1519.666
757 | 1668.373 | 1519.235
758 | 1667.2764 | 1519.2
759 | 1667.2 | 1518.914
760 | 1666.961 | 1518.814
761 | 1666.4 | 1518.814
762 | 1666.1761 | 1518.71
763 | 1665.9839 | 1518.4
764 | 1665.983 | 1518.4
765 | 1665.6 | 1518.4
766 | 1664.717 | 1517.6
767 | 1664.7066 | 1517.6
768 | 1664.469 | 1517.6
769 | 1664.4276 | 1517.36
770 | 1664.173 | 1516.8
771 | 1664.025 | 1516.8
772 | 1664 | 1516.478
773 | 1663.649 | 1516
774 | 1663.536 | 1515.331
775 | 1663.509 | 1515.205
776 | 1663.487 | 1515.2
777 | 1663.2 | 1515.2
778 | 1662.845 | 1515.2
779 | 1662.323 | 1514.4
780 | 1661.8303 | 1514.4
781 | 1661.6 | 1514.309
782 | 1661.6 | 1513.803
783 | 1661.6 | 1513.476
784 | 1661.105 | 1513.36
785 | 1660.8 | 1512.8
786 | 1660.7151 | 1512.8
787 | 1660.537 | 1512.8
788 | 1660.1947 | 1512.8
789 | 1660.1947 | 1512.494
790 | 1660.1947 | 1511.922
791 | 1660.1588 | 1511.533
792 | 1660 | 1511.473
793 | 1660 | 1511.252
794 | 1659.929 | 1510.4
795 | 1659.705 | 1510.4
796 | 1659.288 | 1510.368
797 | 1659.2 | 1509.998
798 | 1659.084 | 1509.6
799 | 1658.966 | 1509.591
800 | 1658.8698 | 1509.591
801 | 1658.613 | 1509.144
802 | 1658.559 | 1508.8
803 | 1657.388 | 1508.509
804 | 1657.048 | 1508.335
805 | 1656.929 | 1508
806 | 1656.806 | 1508
807 | 1656.8 | 1508
808 | 1656.7966 | 1508
809 | 1656.662 | 1507.763
810 | 1656.625 | 1507.2
811 | 1656.3215 | 1506.995
812 | 1656 | 1506.916
813 | 1655.249 | 1506.575
814 | 1655.2046 | 1506.4
815 | 1655.173 | 1505.861
816 | 1655.1368 | 1505.706
817 | 1654.093 | 1505.6
818 | 1653.7527 | 1505.498
819 | 1653.652 | 1504
820 | 1653.6 | 1504
821 | 1653.6 | 1504
822 | 1653.5431 | 1504
823 | 1653.246 | 1503.2
824 | 1653.202 | 1503.171
825 | 1653.136 | 1503.171
826 | 1652.92 | 1502.4
827 | 1652.8342 | 1501.887
828 | 1652.807 | 1501.822
829 | 1652.723 | 1501.6
830 | 1652.685 | 1500.8
831 | 1652.6215 | 1500.8
832 | 1652.5475 | 1500.541
833 | 1652.4707 | 1500.268
834 | 1652.413 | 1500.23
835 | 1651.7706 | 1500
836 | 1651.22 | 1500
837 | 1651.085 | 1500
838 | 1651.0189 | 1499.2
839 | 1650.484 | 1499.082
840 | 1650.4 | 1498.973
841 | 1649.699 | 1498.714
842 | 1648.641 | 1498.4
843 | 1648.157 | 1498.264
844 | 1648.072 | 1497.853
845 | 1648 | 1497.6
846 | 1647.9272 | 1497.6
847 | 1647.8616 | 1497.6
848 | 1647.588 | 1497.593
849 | 1647.544 | 1497.371
850 | 1647.2 | 1497.353
851 | 1647.2 | 1496.8
852 | 1647.1089 | 1496
853 | 1647.1089 | 1495.96
854 | 1646.336 | 1495.2
855 | 1646.173 | 1494.962
856 | 1645.765 | 1494.829
857 | 1645.752 | 1494.4
858 | 1645.6 | 1494.4
859 | 1645.065 | 1494.4
860 | 1644.823 | 1494.4
861 | 1644.797 | 1494.381
862 | 1644.762 | 1494.165
863 | 1644.1407 | 1494.165
864 | 1643.977 | 1494.132
865 | 1643.7 | 1494.002
866 | 1643.485 | 1493.766
867 | 1643.2243 | 1493.6
868 | 1643.0203 | 1493.6
869 | 1642.84 | 1493.357
870 | 1642.4999 | 1493.319
871 | 1642.4 | 1493.259
872 | 1642.3118 | 1492.8
873 | 1642.0142 | 1492.54
874 | 1641.988 | 1492.252
875 | 1641.6575 | 1492
876 | 1641.6 | 1492
877 | 1641.378 | 1491.775
878 | 1641.186 | 1491.722
879 | 1640.8 | 1491.722
880 | 1640.668 | 1491.721
881 | 1640 | 1491.2
882 | 1639.9322 | 1490.4
883 | 1639.3396 | 1490.4
884 | 1638.9311 | 1490.167
885 | 1638.7226 | 1489.6
886 | 1638.605 | 1489.39
887 | 1638.537 | 1489.266
888 | 1638.403 | 1489.142
889 | 1638.3992 | 1489.127
890 | 1638.085 | 1488.8
891 | 1638.025 | 1488.8
892 | 1637.9753 | 1488.8
893 | 1637.6 | 1488.8
894 | 1637.5824 | 1488.8
895 | 1637.2954 | 1488.8
896 | 1637.1595 | 1488.651
897 | 1637.0923 | 1488.614
898 | 1636.944 | 1488.587
899 | 1636.7689 | 1488.424
900 | 1636.574 | 1488
901 | 1636.4498 | 1488
902 | 1636.443 | 1488
903 | 1636.4299 | 1487.837
904 | 1636.1784 | 1487.541
905 | 1636 | 1486.83
906 | 1636 | 1486.352
907 | 1636 | 1485.876
908 | 1635.7965 | 1485.749
909 | 1635.582 | 1485.6
910 | 1635.438 | 1485.506
911 | 1635.414 | 1485.506
912 | 1635.2 | 1485.181
913 | 1634.626 | 1484.954
914 | 1634.4 | 1484
915 | 1634.4 | 1484
916 | 1634.3255 | 1483.589
917 | 1634.306 | 1483.2
918 | 1634.053 | 1483.2
919 | 1633.953 | 1483.044
920 | 1633.6 | 1483.009
921 | 1633.544 | 1483.009
922 | 1633.042 | 1482.4
923 | 1633.019 | 1482.212
924 | 1632.9415 | 1482.151
925 | 1632.862 | 1482.091
926 | 1632.697 | 1480.8
927 | 1632.597 | 1480.8
928 | 1632.0301 | 1480.701
929 | 1632 | 1480.067
930 | 1632 | 1479.831
931 | 1631.553 | 1479.454
932 | 1631.387 | 1479.2
933 | 1631.193 | 1479.2
934 | 1630.98 | 1478.4
935 | 1630.578 | 1478.228
936 | 1629.851 | 1477.6
937 | 1629.663 | 1477.6
938 | 1629.66 | 1476.959
939 | 1629.6 | 1476.806
940 | 1629.559 | 1476.634
941 | 1629.508 | 1476.183
942 | 1629.2201 | 1476
943 | 1628.8 | 1476
944 | 1628.7921 | 1475.406
945 | 1628.745 | 1475.2
946 | 1628.6735 | 1475.2
947 | 1628.6013 | 1475.2
948 | 1628.348 | 1475.04
949 | 1628.2678 | 1474.4
950 | 1628 | 1473.306
951 | 1627.857 | 1472.912
952 | 1627.7258 | 1472.8
953 | 1627.697 | 1472.8
954 | 1627.379 | 1472.677
955 | 1627.268 | 1472
956 | 1627.259 | 1472
957 | 1627.187 | 1472
958 | 1626.909 | 1472
959 | 1626.9086 | 1471.956
960 | 1626.609 | 1471.853
961 | 1626.5602 | 1471.847
962 | 1626.32 | 1471.727
963 | 1625.792 | 1471.346
964 | 1625.6 | 1471.2
965 | 1625.599 | 1471.047
966 | 1625.402 | 1471.04
967 | 1625.359 | 1470.4
968 | 1625.121 | 1470.4
969 | 1625.028 | 1470.4
970 | 1624.992 | 1470.4
971 | 1624.8 | 1470.4
972 | 1624.8 | 1470.304
973 | 1624.376 | 1470.167
974 | 1624.258 | 1469.775
975 | 1624.0727 | 1469.775
976 | 1624 | 1469.6
977 | 1624 | 1469.6
978 | 1624 | 1469.462
979 | 1623.7979 | 1469.462
980 | 1623.593 | 1469.19
981 | 1623.5803 | 1468.833
982 | 1623.5477 | 1468.8
983 | 1623.4698 | 1468.005
984 | 1623.432 | 1468
985 | 1623.3211 | 1467.563
986 | 1623.245 | 1467.2
987 | 1623.038 | 1467.071
988 | 1622.9691 | 1466.4
989 | 1622.4644 | 1466.4
990 | 1622.4 | 1466.4
991 | 1622.4 | 1466.4
992 | 1622.4 | 1466.369
993 | 1622.298 | 1466.274
994 | 1622.297 | 1466.082
995 | 1621.666 | 1465.6
996 | 1621.6 | 1465.6
997 | 1621.58 | 1465.484
998 | 1621.22 | 1465.477
999 | 1621.135 | 1465.002
1000 | 1620.881 | 1464.8
1001 | 1620.8484 | 1464.733
1002 | 1620.767 | 1464.528
1003 | 1620.676 | 1464.528
1004 | 1620.5808 | 1464.398
1005 | 1620.4415 | 1464.006
1006 | 1620.387 | 1464
1007 | 1620.241 | 1463.884
1008 | 1620.088 | 1463.752
1009 | 1620 | 1463.2
1010 | 1619.476 | 1463.2
1011 | 1619.2759 | 1463.2
1012 | 1619.2 | 1462.4
1013 | 1618.778 | 1461.6
1014 | 1617.9573 | 1461.6
1015 | 1617.9401 | 1461.478
1016 | 1617.779 | 1461.462
1017 | 1617.657 | 1460.8
1018 | 1617.6 | 1460.8
1019 | 1617.23 | 1460.696
1020 | 1616.8 | 1460.644
1021 | 1616.673 | 1460.547
1022 | 1616.357 | 1460.106
1023 | 1616.041 | 1460
1024 | 1616.0319 | 1460
1025 | 1616 | 1459.826
1026 | 1615.953 | 1459.715
1027 | 1615.8908 | 1459.415
1028 | 1615.5546 | 1459.2
1029 | 1615.2725 | 1459.2
1030 | 1615.258 | 1459.2
1031 | 1615.2545 | 1459.2
1032 | 1615.2 | 1459.2
1033 | 1615.0866 | 1459.2
1034 | 1615.041 | 1459.2
1035 | 1614.836 | 1459.102
1036 | 1614.825 | 1458.4
1037 | 1614.354 | 1458.4
1038 | 1614.236 | 1458.305
1039 | 1614.058 | 1458.236
1040 | 1613.967 | 1457.6
1041 | 1613.9387 | 1457.6
1042 | 1613.7006 | 1457.6
1043 | 1613.6 | 1457.536
1044 | 1613.6 | 1457.065
1045 | 1613.5784 | 1456.808
1046 | 1612.9237 | 1456.8
1047 | 1612.774 | 1456.677
1048 | 1612.223 | 1456.398
1049 | 1612.0778 | 1456.302
1050 | 1612 | 1456.227
1051 | 1612 | 1456
1052 | 1611.558 | 1455.962
1053 | 1611.083 | 1455.594
1054 | 1610.935 | 1455.483
1055 | 1610.809 | 1455.323
1056 | 1610.3071 | 1454.316
1057 | 1610.257 | 1453.938
1058 | 1610.0698 | 1453.6
1059 | 1610.063 | 1453.6
1060 | 1609.8915 | 1453.6
1061 | 1609.75 | 1453.421
1062 | 1609.7142 | 1453.284
1063 | 1609.6674 | 1452.823
1064 | 1609.6 | 1452.727
1065 | 1609.349 | 1452.294
1066 | 1609.172 | 1452.225
1067 | 1609.0448 | 1452.169
1068 | 1608.955 | 1451.916
1069 | 1608.8247 | 1451.916
1070 | 1608.786 | 1451.2
1071 | 1608.759 | 1450.445
1072 | 1608.7589 | 1450.172
1073 | 1608.326 | 1449.918
1074 | 1608.296 | 1449.6
1075 | 1608.087 | 1449.6
1076 | 1607.9571 | 1449.6
1077 | 1607.7798 | 1449.583
1078 | 1607.6891 | 1449.142
1079 | 1607.655 | 1448.8
1080 | 1607.397 | 1448.8
1081 | 1607.2 | 1447.946
1082 | 1606.824 | 1447.559
1083 | 1606.752 | 1447.2
1084 | 1606.691 | 1447.2
1085 | 1606.679 | 1447.2
1086 | 1606.507 | 1446.94
1087 | 1606.5008 | 1446.52
1088 | 1605.867 | 1446.4
1089 | 1605.764 | 1446.4
1090 | 1605.5447 | 1446.4
1091 | 1605.522 | 1446.4
1092 | 1605.2895 | 1446.201
1093 | 1605.2708 | 1446.081
1094 | 1605.1611 | 1445.923
1095 | 1604.899 | 1445.882
1096 | 1604.627 | 1445.6
1097 | 1604.417 | 1445.297
1098 | 1604.172 | 1445.105
1099 | 1604.111 | 1444.8
1100 | 1603.942 | 1444.8
1101 | 1603.774 | 1444.722
1102 | 1603.6198 | 1444.561
1103 | 1603.4885 | 1444
1104 | 1603.456 | 1444
1105 | 1603.4336 | 1444
1106 | 1603.201 | 1444
1107 | 1603.2 | 1444
1108 | 1603.2 | 1444
1109 | 1603.039 | 1444
1110 | 1602.996 | 1443.534
1111 | 1602.9466 | 1443.305
1112 | 1602.9128 | 1443.09
1113 | 1602.881 | 1443.042
1114 | 1602.583 | 1442.4
1115 | 1602.436 | 1441.6
1116 | 1602.4 | 1441.571
1117 | 1602.301 | 1441.133
1118 | 1602.265 | 1441.018
1119 | 1602.1427 | 1440.8
1120 | 1602.0439 | 1440.8
1121 | 1601.832 | 1440.8
1122 | 1601.6 | 1440.774
1123 | 1601.6 | 1440.767
1124 | 1601.6 | 1440
1125 | 1601.467 | 1439.865
1126 | 1601.404 | 1439.2
1127 | 1601.327 | 1439.182
1128 | 1601.2271 | 1438.935
1129 | 1601.1342 | 1438.563
1130 | 1601.039 | 1438.383
1131 | 1600.8 | 1438.194
1132 | 1600.536 | 1437.6
1133 | 1600.335 | 1436.8
1134 | 1600 | 1436.8
1135 | 1600 | 1436.8
1136 | 1599.883 | 1436.559
1137 | 1599.831 | 1436.559
1138 | 1599.7157 | 1436
1139 | 1599.6753 | 1436
1140 | 1599.518 | 1436
1141 | 1599.501 | 1436
1142 | 1599.2 | 1435.771
1143 | 1599.2 | 1435.411
1144 | 1598.971 | 1434.4
1145 | 1598.4 | 1434.4
1146 | 1598.4 | 1434.298
1147 | 1598.3855 | 1433.602
1148 | 1598.239 | 1433.6
1149 | 1597.991 | 1433.6
1150 | 1597.92 | 1433.6
1151 | 1597.6423 | 1433.6
1152 | 1597.6 | 1433.6
1153 | 1597.596 | 1433.072
1154 | 1597.5495 | 1432.8
1155 | 1597.412 | 1432.8
1156 | 1596.3166 | 1432.8
1157 | 1595.5861 | 1432.8
1158 | 1595.3702 | 1432.771
1159 | 1595.194 | 1432.326
1160 | 1595.175 | 1432.02
1161 | 1595.0541 | 1432.008
1162 | 1594.663 | 1432
1163 | 1594.654 | 1431.211
1164 | 1594.407 | 1431.202
1165 | 1593.999 | 1431.202
1166 | 1593.7705 | 1431.2
1167 | 1593.6599 | 1431.2
1168 | 1593.632 | 1430.836
1169 | 1593.5002 | 1430.414
1170 | 1593.282 | 1430.4
1171 | 1593.236 | 1430.4
1172 | 1593.166 | 1429.895
1173 | 1593.084 | 1429.6
1174 | 1593.023 | 1429.6
1175 | 1592.847 | 1429.6
1176 | 1592.548 | 1429.566
1177 | 1592.421 | 1428.8
1178 | 1592.395 | 1428.675
1179 | 1592.282 | 1428.38
1180 | 1592.239 | 1428.024
1181 | 1592.0899 | 1428.012
1182 | 1591.6166 | 1428
1183 | 1591.2 | 1428
1184 | 1591.079 | 1428
1185 | 1590.8468 | 1428
1186 | 1590.8052 | 1428
1187 | 1590.4 | 1427.931
1188 | 1589.617 | 1427.235
1189 | 1589.6 | 1427.2
1190 | 1589.6 | 1427.2
1191 | 1589.6 | 1427.113
1192 | 1589.6 | 1426.295
1193 | 1589.6 | 1425.6
1194 | 1589.517 | 1425.6
1195 | 1589.396 | 1425.478
1196 | 1589.091 | 1424.8
1197 | 1588.8 | 1424.8
1198 | 1588.775 | 1424.8
1199 | 1588.6233 | 1424.522
1200 | 1588.328 | 1424.128
1201 | 1588.2695 | 1424
1202 | 1588.2052 | 1424
1203 | 1588.152 | 1423.967
1204 | 1588.0616 | 1423.842
1205 | 1587.901 | 1423.351
1206 | 1587.586 | 1423.2
1207 | 1587.4332 | 1423.2
1208 | 1587.2847 | 1423.2
1209 | 1587.2847 | 1423.2
1210 | 1587.2 | 1422.98
1211 | 1587.2 | 1422.4
1212 | 1587.2 | 1422.4
1213 | 1587.1934 | 1422.4
1214 | 1586.6892 | 1421.649
1215 | 1586.458 | 1421.6
1216 | 1585.9659 | 1421.6
1217 | 1585.9435 | 1421.6
1218 | 1585.7722 | 1421.025
1219 | 1585.6 | 1421.02
1220 | 1585.6 | 1421.02
1221 | 1585.4113 | 1420.8
1222 | 1584.9707 | 1420.356
1223 | 1584.9543 | 1420.243
1224 | 1584.8 | 1420.206
1225 | 1584.5198 | 1420
1226 | 1584.409 | 1420
1227 | 1584.3586 | 1419.829
1228 | 1584.287 | 1419.466
1229 | 1584.1702 | 1419.2
1230 | 1584.014 | 1418.689
1231 | 1583.2 | 1418.435
1232 | 1583.2 | 1418.4
1233 | 1583.009 | 1418.206
1234 | 1582.693 | 1418.083
1235 | 1582.6231 | 1418.083
1236 | 1582.537 | 1417.748
1237 | 1582.4 | 1417.664
1238 | 1582.275 | 1417.347
1239 | 1582.1499 | 1417.299
1240 | 1581.6 | 1417.283
1241 | 1581.445 | 1417.135
1242 | 1581.08 | 1417.135
1243 | 1580.9303 | 1417.002
1244 | 1580.825 | 1416.8
1245 | 1580.8 | 1416.8
1246 | 1580.8 | 1416.8
1247 | 1580.7302 | 1416.8
1248 | 1580.699 | 1416.481
1249 | 1580.662 | 1416.264
1250 | 1580.4767 | 1416
1251 | 1580.403 | 1416
1252 | 1580.373 | 1416
1253 | 1580.043 | 1415.902
1254 | 1580 | 1415.2
1255 | 1579.999 | 1414.846
1256 | 1579.901 | 1414.804
1257 | 1579.897 | 1414.405
1258 | 1579.4376 | 1414.4
1259 | 1579.2 | 1414.4
1260 | 1579.2 | 1414.4
1261 | 1578.9248 | 1413.812
1262 | 1578.746 | 1413.61
1263 | 1578.4 | 1413.6
1264 | 1578.4 | 1413.21
1265 | 1577.9614 | 1413.051
1266 | 1577.8526 | 1412.883
1267 | 1577.6 | 1412.8
1268 | 1577.6 | 1412.8
1269 | 1577.5497 | 1412
1270 | 1576.944 | 1412
1271 | 1576.816 | 1411.574
1272 | 1576.8 | 1411.574
1273 | 1576.8 | 1411.574
1274 | 1576.5504 | 1411.289
1275 | 1576.4513 | 1411.2
1276 | 1576 | 1411.2
1277 | 1575.959 | 1410.761
1278 | 1575.5306 | 1410.727
1279 | 1575.2 | 1410.488
1280 | 1574.8582 | 1410.4
1281 | 1574.8537 | 1410.377
1282 | 1574.613 | 1409.827
1283 | 1574.4 | 1409.75
1284 | 1574.4 | 1409.651
1285 | 1574.2258 | 1409.602
1286 | 1573.75 | 1409.6
1287 | 1573.2998 | 1409.584
1288 | 1572.945 | 1409.537
1289 | 1572.7909 | 1408.995
1290 | 1572.735 | 1408.898
1291 | 1572.208 | 1408.8
1292 | 1572.128 | 1408.8
1293 | 1572 | 1408.8
1294 | 1572 | 1408.521
1295 | 1571.8691 | 1408.111
1296 | 1571.8691 | 1408
1297 | 1571.813 | 1408
1298 | 1571.3059 | 1408
1299 | 1571.2 | 1408
1300 | 1571.2 | 1408
1301 | 1571.0512 | 1408
1302 | 1570.841 | 1407.925
1303 | 1570.749 | 1407.738
1304 | 1570.4 | 1407.485
1305 | 1570.274 | 1407.2
1306 | 1570.042 | 1407.2
1307 | 1569.9972 | 1407.2
1308 | 1569.862 | 1407.035
1309 | 1569.698 | 1406.667
1310 | 1569.6 | 1406.651
1311 | 1569.6 | 1406.613
1312 | 1569.6 | 1406.349
1313 | 1569.6 | 1405.711
1314 | 1569.14 | 1405.6
1315 | 1568.995 | 1404.843
1316 | 1568.8 | 1404.8
1317 | 1568.8 | 1404.8
1318 | 1568.5977 | 1404.704
1319 | 1568.4882 | 1404.431
1320 | 1568.38 | 1404.394
1321 | 1568 | 1404.347
1322 | 1568 | 1404.292
1323 | 1567.968 | 1403.301
1324 | 1567.5485 | 1403.2
1325 | 1567.2 | 1403.2
1326 | 1567.2 | 1403.15
1327 | 1567.16 | 1402.523
1328 | 1567.117 | 1402.523
1329 | 1567.0843 | 1402.454
1330 | 1567.0843 | 1402.4
1331 | 1566.858 | 1402.4
1332 | 1566.4 | 1402.373
1333 | 1566.4 | 1402.262
1334 | 1566.318 | 1401.961
1335 | 1566.1442 | 1401.76
1336 | 1566.084 | 1401.237
1337 | 1566.0129 | 1400.8
1338 | 1565.6 | 1400.8
1339 | 1565.3264 | 1400.739
1340 | 1565.3264 | 1400.707
1341 | 1565.3264 | 1400.125
1342 | 1565.032 | 1400.043
1343 | 1564.8337 | 1400
1344 | 1564.8 | 1400
1345 | 1564.005 | 1400
1346 | 1564 | 1399.92
1347 | 1564 | 1399.336
1348 | 1563.935 | 1399.307
1349 | 1563.6281 | 1398.549
1350 | 1563.602 | 1398.489
1351 | 1563.4947 | 1398.4
1352 | 1563.398 | 1398.4
1353 | 1562.9559 | 1398.4
1354 | 1562.899 | 1398.4
1355 | 1562.6978 | 1397.774
1356 | 1562.4 | 1397.6
1357 | 1562.161 | 1397.6
1358 | 1561.9623 | 1397.6
1359 | 1561.8691 | 1396.8
1360 | 1561.823 | 1396.8
1361 | 1561.3107 | 1396.8
1362 | 1561.284 | 1396.8
1363 | 1561.218 | 1396.067
1364 | 1560.8 | 1396
1365 | 1560.4337 | 1396
1366 | 1560.409 | 1396
1367 | 1560.354 | 1395.381
1368 | 1560.347 | 1395.281
1369 | 1559.6016 | 1395.2
1370 | 1559.5597 | 1395.2
1371 | 1559.029 | 1395.2
1372 | 1559.024 | 1394.604
1373 | 1558.9445 | 1394.546
1374 | 1558.583 | 1394.546
1375 | 1558.4 | 1394.491
1376 | 1558.331 | 1394.4
1377 | 1558.054 | 1394.4
1378 | 1557.9659 | 1394.4
1379 | 1557.9215 | 1394.4
1380 | 1557.6541 | 1394.126
1381 | 1557.6 | 1394.069
1382 | 1557.6 | 1393.933
1383 | 1557.5416 | 1393.6
1384 | 1557.38 | 1393.075
1385 | 1557.2327 | 1393.075
1386 | 1557.127 | 1392.8
1387 | 1556.917 | 1392.8
1388 | 1556.8 | 1392.764
1389 | 1556.8 | 1392.764
1390 | 1556.628 | 1392.358
1391 | 1556.4 | 1392.164
1392 | 1556.2421 | 1392.164
1393 | 1556.164 | 1392
1394 | 1556.11 | 1392
1395 | 1556.0846 | 1392
1396 | 1556 | 1392
1397 | 1556 | 1392
1398 | 1555.5125 | 1391.946
1399 | 1555.4302 | 1391.728
1400 | 1555.276 | 1391.496
1401 | 1555.2 | 1391.367
1402 | 1555.098 | 1391.367
1403 | 1554.491 | 1391.031
1404 | 1554.4 | 1390.4
1405 | 1554.4 | 1389.6
1406 | 1554.3395 | 1389.6
1407 | 1554.326 | 1388.8
1408 | 1554.2017 | 1388.8
1409 | 1554.1529 | 1388.701
1410 | 1554.145 | 1388.675
1411 | 1554.022 | 1388.646
1412 | 1553.989 | 1388.389
1413 | 1553.979 | 1388
1414 | 1553.8764 | 1388
1415 | 1553.6 | 1388
1416 | 1553.6 | 1387.385
1417 | 1553.3917 | 1387.323
1418 | 1553.305 | 1387.2
1419 | 1553.0947 | 1386.835
1420 | 1552.9578 | 1386.835
1421 | 1552.301 | 1386.835
1422 | 1552.2695 | 1386.586
1423 | 1552.097 | 1386.4
1424 | 1551.8563 | 1386.4
1425 | 1551.5661 | 1386.4
1426 | 1551.507 | 1386.4
1427 | 1551.4233 | 1385.6
1428 | 1551.363 | 1385.46
1429 | 1551.2 | 1384.8
1430 | 1551.2 | 1384.8
1431 | 1551.141 | 1384.8
1432 | 1551.0702 | 1384.721
1433 | 1550.943 | 1384.131
1434 | 1550.847 | 1384.06
1435 | 1550.773 | 1384
1436 | 1550.7356 | 1384
1437 | 1550.416 | 1384
1438 | 1550.4 | 1383.44
1439 | 1550.4 | 1383.398
1440 | 1549.679 | 1382.869
1441 | 1549.6 | 1382.778
1442 | 1548.9698 | 1382.725
1443 | 1548.9034 | 1382.489
1444 | 1548.8 | 1382.4
1445 | 1548.8 | 1382.4
1446 | 1548.768 | 1382.25
1447 | 1548.5916 | 1382.173
1448 | 1548.0484 | 1381.6
1449 | 1548 | 1381.6
1450 | 1547.9905 | 1381.56
1451 | 1547.887 | 1380.8
1452 | 1547.5341 | 1380.8
1453 | 1547.522 | 1380.8
1454 | 1547.461 | 1380
1455 | 1547.415 | 1380
1456 | 1547.1005 | 1379.986
1457 | 1546.8023 | 1379.821
1458 | 1546.6392 | 1379.414
1459 | 1546.546 | 1379.2
1460 | 1546.5163 | 1379.1
1461 | 1546.4283 | 1379.065
1462 | 1546.4 | 1378.999
1463 | 1546.4 | 1378.4
1464 | 1546.4 | 1378.4
1465 | 1546.268 | 1377.629
1466 | 1546.2679 | 1377.6
1467 | 1546.263 | 1377.6
1468 | 1546.02 | 1377.545
1469 | 1545.6 | 1377.226
1470 | 1545.6 | 1376.8
1471 | 1545.343 | 1376.8
1472 | 1545.3275 | 1376.8
1473 | 1545.1075 | 1376.8
1474 | 1545.101 | 1376.401
1475 | 1544.9103 | 1376.158
1476 | 1544.8 | 1376
1477 | 1544.8 | 1376
1478 | 1544.713 | 1376
1479 | 1544.646 | 1375.59
1480 | 1544.619 | 1375.523
1481 | 1544.599 | 1375.2
1482 | 1544.327 | 1375.2
1483 | 1544.0628 | 1374.738
1484 | 1544.0628 | 1374.366
1485 | 1544 | 1373.6
1486 | 1543.7762 | 1373.475
1487 | 1543.6956 | 1373.136
1488 | 1543.6519 | 1372.8
1489 | 1543.534 | 1372.8
1490 | 1543.2 | 1372.389
1491 | 1542.9749 | 1372.389
1492 | 1542.9506 | 1372
1493 | 1542.7756 | 1371.445
1494 | 1542.7437 | 1371.364
1495 | 1542.4 | 1371.2
1496 | 1542.4 | 1369.851
1497 | 1542.4 | 1369.6
1498 | 1542.1992 | 1369.6
1499 | 1542.1261 | 1369.6
1500 | 1542.057 | 1369.538
1501 | 1541.713 | 1368.8
1502 | 1541.6 | 1368.8
1503 | 1541.5026 | 1368.8
1504 | 1540.824 | 1368.8
1505 | 1540.8 | 1368.257
1506 | 1540.8 | 1368.022
1507 | 1540.8 | 1368
1508 | 1540.681 | 1368
1509 | 1540.524 | 1367.412
1510 | 1540.0611 | 1367.211
1511 | 1540.045 | 1367.2
1512 | 1539.8915 | 1367.2
1513 | 1539.86 | 1366.722
1514 | 1539.824 | 1366.663
1515 | 1539.811 | 1366.634
1516 | 1539.509 | 1366.634
1517 | 1539.2 | 1366.4
1518 | 1539.2 | 1366.4
1519 | 1539.01 | 1366.4
1520 | 1538.833 | 1366.267
1521 | 1538.7348 | 1365.887
1522 | 1538.6406 | 1365.6
1523 | 1538.6163 | 1365.6
1524 | 1538.464 | 1365.6
1525 | 1538.4 | 1365.482
1526 | 1538.349 | 1365.124
1527 | 1538.188 | 1364.967
1528 | 1538.105 | 1364.958
1529 | 1537.608 | 1364.8
1530 | 1537.6 | 1364.8
1531 | 1537.6 | 1364.8
1532 | 1537.5607 | 1364.743
1533 | 1537.5301 | 1364.495
1534 | 1537.528 | 1364.273
1535 | 1537.3752 | 1364.215
1536 | 1537.263 | 1364.101
1537 | 1537.183 | 1364
1538 | 1537.052 | 1364
1539 | 1536.9168 | 1363.654
1540 | 1536.8077 | 1363.476
1541 | 1536.804 | 1363.446
1542 | 1536.8 | 1363.322
1543 | 1536.6216 | 1363.322
1544 | 1536.546 | 1363.2
1545 | 1536.423 | 1362.679
1546 | 1536.183 | 1362.505
1547 | 1536 | 1362.4
1548 | 1535.971 | 1362.4
1549 | 1535.8845 | 1362.4
1550 | 1535.856 | 1362.4
1551 | 1535.769 | 1362.4
1552 | 1535.5758 | 1361.614
1553 | 1535.5124 | 1361.6
1554 | 1535.2541 | 1361.6
1555 | 1535.2298 | 1361.338
1556 | 1534.8067 | 1361.338
1557 | 1534.4519 | 1360.873
1558 | 1534.4 | 1360.869
1559 | 1534.4 | 1360.8
1560 | 1534.4 | 1360.8
1561 | 1534.3568 | 1360.8
1562 | 1534.321 | 1360.647
1563 | 1534.229 | 1359.582
1564 | 1534.199 | 1359.424
1565 | 1534.0547 | 1358.959
1566 | 1533.6 | 1358.787
1567 | 1533.5207 | 1358.4
1568 | 1533.1581 | 1358.4
1569 | 1533.0237 | 1358.4
1570 | 1532.8 | 1358.4
1571 | 1532.8 | 1358.088
1572 | 1532.198 | 1357.95
1573 | 1532 | 1357.888
1574 | 1532 | 1357.739
1575 | 1532 | 1357.6
1576 | 1532 | 1357.6
1577 | 1531.3527 | 1357.194
1578 | 1531.346 | 1357.101
1579 | 1531.2 | 1357.077
1580 | 1531.2 | 1356.8
1581 | 1531.2 | 1356.8
1582 | 1531.013 | 1356.8
1583 | 1530.9776 | 1356.452
1584 | 1530.86 | 1356.057
1585 | 1530.718 | 1356
1586 | 1530.064 | 1356
1587 | 1529.9046 | 1356
1588 | 1529.712 | 1356
1589 | 1529.6 | 1355.757
1590 | 1529.6 | 1355.507
1591 | 1529.6 | 1355.507
1592 | 1529.6 | 1355.18
1593 | 1529.519 | 1355.144
1594 | 1528.8197 | 1355.122
1595 | 1528.819 | 1354.98
1596 | 1528.475 | 1354.4
1597 | 1528.3529 | 1353.885
1598 | 1528.29 | 1353.508
1599 | 1528.207 | 1353.426
1600 | 1528.0967 | 1353.116
1601 | 1528.006 | 1352.8
1602 | 1528 | 1352.649
1603 | 1527.881 | 1352.359
1604 | 1527.7062 | 1352.319
1605 | 1527.7062 | 1352.319
1606 | 1527.332 | 1352.239
1607 | 1527.327 | 1352
1608 | 1527.2199 | 1352
1609 | 1526.8884 | 1351.886
1610 | 1526.8884 | 1351.872
1611 | 1526.8378 | 1351.522
1612 | 1526.73 | 1351.2
1613 | 1526.413 | 1351.2
1614 | 1526.4 | 1350.875
1615 | 1526.4 | 1350.4
1616 | 1526.204 | 1350.4
1617 | 1526.041 | 1350.4
1618 | 1525.9328 | 1350.26
1619 | 1525.6 | 1350.237
1620 | 1525.6 | 1349.679
1621 | 1525.559 | 1349.6
1622 | 1525.4623 | 1349.132
1623 | 1525.3618 | 1348.944
1624 | 1525.3581 | 1348.8
1625 | 1525.044 | 1348.8
1626 | 1524.5 | 1348.8
1627 | 1524 | 1348
1628 | 1524 | 1347.852
1629 | 1524 | 1347.784
1630 | 1523.695 | 1347.607
1631 | 1523.623 | 1347.526
1632 | 1523.622 | 1347.2
1633 | 1523.5696 | 1347.2
1634 | 1522.957 | 1347.2
1635 | 1522.874 | 1347.2
1636 | 1522.828 | 1347.2
1637 | 1522.7988 | 1347.2
1638 | 1522.665 | 1347.036
1639 | 1522.428 | 1346.434
1640 | 1522.4 | 1346.4
1641 | 1522.3454 | 1346.4
1642 | 1522.0625 | 1345.847
1643 | 1521.983 | 1345.651
1644 | 1521.9814 | 1345.6
1645 | 1521.9814 | 1345.6
1646 | 1521.9772 | 1345.6
1647 | 1521.6 | 1345.6
1648 | 1521.6 | 1345.6
1649 | 1521.6 | 1345.6
1650 | 1521.1636 | 1345.147
1651 | 1520.8 | 1344.936
1652 | 1520.7915 | 1344.869
1653 | 1520.4757 | 1344.8
1654 | 1520.337 | 1344.8
1655 | 1520.142 | 1344.8
1656 | 1520.027 | 1344.8
1657 | 1519.8933 | 1344.8
1658 | 1519.876 | 1344.762
1659 | 1519.6659 | 1344.719
1660 | 1519.5135 | 1344
1661 | 1519.235 | 1344
1662 | 1519.2 | 1343.484
1663 | 1519.172 | 1343.38
1664 | 1519.101 | 1343.2
1665 | 1518.9141 | 1342.576
1666 | 1518.9095 | 1342.549
1667 | 1518.8139 | 1342.52
1668 | 1518.8139 | 1342.254
1669 | 1518.7101 | 1341.96
1670 | 1518.4 | 1341.96
1671 | 1518.4 | 1341.6
1672 | 1518.4 | 1341.6
1673 | 1517.919 | 1341.6
1674 | 1517.8449 | 1341.6
1675 | 1517.6 | 1341.163
1676 | 1517.6 | 1341.163
1677 | 1517.6 | 1341.029
1678 | 1517.3603 | 1340.92
1679 | 1517.328 | 1340.871
1680 | 1517.155 | 1340.502
1681 | 1517.038 | 1340.366
1682 | 1516.8 | 1340.366
1683 | 1516.8 | 1340
1684 | 1516.4783 | 1340
1685 | 1516.32 | 1340
1686 | 1516 | 1339.881
1687 | 1515.751 | 1339.569
1688 | 1515.3156 | 1339.569
1689 | 1515.2 | 1339.513
1690 | 1515.2 | 1339.236
1691 | 1515.2 | 1339.188
1692 | 1515.135 | 1339.063
1693 | 1514.83 | 1338.808
1694 | 1514.752 | 1338.745
1695 | 1514.737 | 1338.664
1696 | 1514.4 | 1338.646
1697 | 1514.4 | 1338.4
1698 | 1514.373 | 1338.4
1699 | 1514.242 | 1338.049
1700 | 1514.182 | 1337.888
1701 | 1513.8031 | 1337.6
1702 | 1513.6533 | 1337.6
1703 | 1513.4915 | 1337.6
1704 | 1513.4756 | 1337.234
1705 | 1513.323 | 1336.8
1706 | 1512.8 | 1336.8
1707 | 1512.8 | 1336.709
1708 | 1512.8 | 1336.539
1709 | 1512.8 | 1336.473
1710 | 1512.557 | 1336
1711 | 1512.4939 | 1335.966
1712 | 1512.119 | 1335.797
1713 | 1512.0147 | 1335.74
1714 | 1511.9217 | 1335.673
1715 | 1511.5332 | 1335.2
1716 | 1511.5071 | 1335.2
1717 | 1511.408 | 1335.092
1718 | 1511.2516 | 1335.092
1719 | 1510.972 | 1334.698
1720 | 1510.8356 | 1334.4
1721 | 1510.7833 | 1334.4
1722 | 1510.4219 | 1334.184
1723 | 1510.4 | 1333.6
1724 | 1510.4 | 1333.6
1725 | 1510.3678 | 1333.6
1726 | 1510.044 | 1333.289
1727 | 1509.998 | 1333.194
1728 | 1509.994 | 1333.02
1729 | 1509.8552 | 1332.8
1730 | 1509.6793 | 1332.8
1731 | 1509.6 | 1332.8
1732 | 1509.5909 | 1332.8
1733 | 1509.5909 | 1332.561
1734 | 1509.5259 | 1332.397
1735 | 1509.416 | 1332.027
1736 | 1509.3432 | 1332
1737 | 1509.312 | 1331.639
1738 | 1509.175 | 1331.427
1739 | 1509.1443 | 1331.341
1740 | 1508.8 | 1331.309
1741 | 1508.661 | 1331.2
1742 | 1508.577 | 1331.2
1743 | 1508.5094 | 1331.001
1744 | 1508.333 | 1330.556
1745 | 1508 | 1330.257
1746 | 1508 | 1329.82
1747 | 1508 | 1329.82
1748 | 1508 | 1329.6
1749 | 1507.763 | 1329.6
1750 | 1507.2 | 1329.202
1751 | 1507.155 | 1329.085
1752 | 1507.149 | 1329.069
1753 | 1506.995 | 1328.876
1754 | 1506.9156 | 1328.8
1755 | 1506.879 | 1328.8
1756 | 1506.7813 | 1328.648
1757 | 1506.4 | 1328.564
1758 | 1506.384 | 1328.476
1759 | 1506.159 | 1328.413
1760 | 1505.9819 | 1328.156
1761 | 1505.7062 | 1327.614
1762 | 1505.6 | 1327.2
1763 | 1505.134 | 1327.109
1764 | 1505.096 | 1326.819
1765 | 1504.309 | 1326.4
1766 | 1504 | 1326.4
1767 | 1504 | 1326.022
1768 | 1504 | 1325.702
1769 | 1504 | 1325.6
1770 | 1503.829 | 1325.6
1771 | 1503.6577 | 1325.6
1772 | 1503.542 | 1325.457
1773 | 1503.503 | 1324.8
1774 | 1503.303 | 1324.8
1775 | 1503.2 | 1324.8
1776 | 1503.2 | 1324.673
1777 | 1503.1713 | 1324.672
1778 | 1503.1713 | 1324.387
1779 | 1503.121 | 1324.067
1780 | 1502.9147 | 1324
1781 | 1502.4 | 1324
1782 | 1502.098 | 1324
1783 | 1502.036 | 1324
1784 | 1502.032 | 1324
1785 | 1501.8804 | 1324
1786 | 1501.8215 | 1323.903
1787 | 1501.802 | 1323.126
1788 | 1501.38 | 1322.669
1789 | 1501.2835 | 1322.503
1790 | 1500.8 | 1322.425
1791 | 1500.8 | 1322.412
1792 | 1500.5405 | 1322.4
1793 | 1500.2676 | 1321.613
1794 | 1500.0918 | 1321.6
1795 | 1500.064 | 1321.6
1796 | 1500 | 1321.6
1797 | 1500 | 1320.994
1798 | 1500 | 1320.937
1799 | 1499.82 | 1320.8
1800 | 1499.779 | 1320.8
1801 | 1499.733 | 1320.8
1802 | 1499.6906 | 1320.795
1803 | 1499.2 | 1320.588
1804 | 1499.0822 | 1320.284
1805 | 1498.899 | 1320.258
1806 | 1498.823 | 1320
1807 | 1498.7138 | 1319.861
1808 | 1498.4 | 1319.2
1809 | 1498.2644 | 1319.2
1810 | 1498.248 | 1319.16
1811 | 1497.729 | 1318.941
1812 | 1497.656 | 1318.85
1813 | 1497.6 | 1318.787
1814 | 1497.6 | 1318.554
1815 | 1497.6 | 1318.4
1816 | 1497.593 | 1318.4
1817 | 1497.353 | 1318.4
1818 | 1497.263 | 1318.052
1819 | 1497.0151 | 1317.826
1820 | 1496.8 | 1317.825
1821 | 1496.668 | 1317.825
1822 | 1496.6287 | 1317.762
1823 | 1496.27 | 1317.687
1824 | 1496.2674 | 1316.91
1825 | 1496 | 1316.835
1826 | 1495.9604 | 1316.8
1827 | 1495.2 | 1316.711
1828 | 1495.022 | 1316
1829 | 1494.969 | 1315.888
1830 | 1494.9623 | 1315.845
1831 | 1494.8291 | 1315.2
1832 | 1494.782 | 1315.122
1833 | 1494.729 | 1315.11
1834 | 1494.49 | 1315.07
1835 | 1494.4 | 1314.638
1836 | 1494.4 | 1314.469
1837 | 1494.4 | 1314.4
1838 | 1494.4 | 1314.374
1839 | 1494.4 | 1314.233
1840 | 1494.3067 | 1313.639
1841 | 1494.1654 | 1313.6
1842 | 1494.1654 | 1313.6
1843 | 1494.0026 | 1313.6
1844 | 1494.002 | 1313.6
1845 | 1493.8665 | 1313.272
1846 | 1493.831 | 1313.251
1847 | 1493.7656 | 1313.026
1848 | 1493.6 | 1312.8
1849 | 1493.6 | 1312.8
1850 | 1493.401 | 1312.8
1851 | 1493.3574 | 1312.249
1852 | 1493.2586 | 1312.249
1853 | 1493.2053 | 1312
1854 | 1493.196 | 1311.771
1855 | 1493.1455 | 1311.2
1856 | 1493.09 | 1311.064
1857 | 1493.0687 | 1310.779
1858 | 1493.053 | 1310.4
1859 | 1493.014 | 1310.4
1860 | 1492.8 | 1310.4
1861 | 1492.56 | 1310.4
1862 | 1492.5396 | 1310.163
1863 | 1492.397 | 1309.918
1864 | 1492.2516 | 1309.918
1865 | 1492.205 | 1309.226
1866 | 1492.134 | 1308.997
1867 | 1492 | 1308.846
1868 | 1492 | 1308.564
1869 | 1491.985 | 1308.49
1870 | 1491.966 | 1308.48
1871 | 1491.899 | 1308.082
1872 | 1491.7748 | 1308
1873 | 1491.7217 | 1307.2
1874 | 1491.7217 | 1307.193
1875 | 1491.7213 | 1307.159
1876 | 1491.7106 | 1307.022
1877 | 1491.6931 | 1306.284
1878 | 1491.5815 | 1306.099
1879 | 1491.3363 | 1306.083
1880 | 1491.287 | 1306.033
1881 | 1491.2 | 1306.033
1882 | 1490.9918 | 1305.805
1883 | 1490.9597 | 1305.6
1884 | 1490.5497 | 1305.6
1885 | 1490.4715 | 1305.6
1886 | 1490.436 | 1305.6
1887 | 1490.4 | 1305.548
1888 | 1490.4 | 1305.303
1889 | 1490.238 | 1304.8
1890 | 1490.1674 | 1304.8
1891 | 1490.1332 | 1304.8
1892 | 1489.7845 | 1304.575
1893 | 1489.6 | 1304.439
1894 | 1489.5089 | 1304
1895 | 1489.3905 | 1304
1896 | 1489.362 | 1304
1897 | 1489.1425 | 1304
1898 | 1489.129 | 1304
1899 | 1488.8 | 1303.444
1900 | 1488.8 | 1303.2
1901 | 1488.8 | 1303.2
1902 | 1488.8 | 1302.803
1903 | 1488.8 | 1302.655
1904 | 1488.8 | 1302.63
1905 | 1488.651 | 1302.606
1906 | 1488.6136 | 1302.4
1907 | 1488.5872 | 1301.939
1908 | 1488.4238 | 1301.765
1909 | 1488.288 | 1301.254
1910 | 1488.271 | 1300.8
1911 | 1488.1212 | 1300
1912 | 1488 | 1300
1913 | 1488 | 1300
1914 | 1488 | 1300
1915 | 1487.9546 | 1300
1916 | 1487.923 | 1299.867
1917 | 1487.855 | 1299.532
1918 | 1487.8366 | 1299.532
1919 | 1487.795 | 1299.258
1920 | 1487.5921 | 1299.2
1921 | 1487.386 | 1299.2
1922 | 1487.273 | 1299.041
1923 | 1486.7248 | 1298.928
1924 | 1486.483 | 1298.557
1925 | 1486.419 | 1298.486
1926 | 1486.3518 | 1298.4
1927 | 1486.331 | 1298.193
1928 | 1485.876 | 1298.131
1929 | 1485.795 | 1297.951
1930 | 1485.6 | 1296.8
1931 | 1485.5058 | 1296.71
1932 | 1485.5058 | 1296.421
1933 | 1485.364 | 1296.219
1934 | 1485.342 | 1295.933
1935 | 1484.496 | 1295.817
1936 | 1484.2371 | 1295.74
1937 | 1484.153 | 1295.481
1938 | 1484 | 1295.2
1939 | 1484 | 1295.2
1940 | 1483.656 | 1294.515
1941 | 1483.589 | 1294.4
1942 | 1483.2 | 1294.4
1943 | 1483.2 | 1294.4
1944 | 1483.009 | 1294.4
1945 | 1483.009 | 1294.379
1946 | 1482.886 | 1294.146
1947 | 1482.4 | 1293.6
1948 | 1482.2121 | 1293.416
1949 | 1482.151 | 1293.35
1950 | 1482.0911 | 1292.96
1951 | 1481.714 | 1292.8
1952 | 1481.469 | 1292.8
1953 | 1481.371 | 1292
1954 | 1480.9778 | 1292
1955 | 1480.8333 | 1292
1956 | 1480.8 | 1292
1957 | 1480.8 | 1292
1958 | 1480.787 | 1291.394
1959 | 1480.775 | 1291.2
1960 | 1480.7011 | 1290.536
1961 | 1480.6329 | 1290.494
1962 | 1480.4755 | 1290.4
1963 | 1480.0672 | 1290.4
1964 | 1479.7011 | 1290.4
1965 | 1479.6564 | 1290.4
1966 | 1479.4543 | 1290.4
1967 | 1479.406 | 1290.198
1968 | 1479.2732 | 1290.198
1969 | 1479.2 | 1289.367
1970 | 1479.2 | 1288.939
1971 | 1479.054 | 1288.8
1972 | 1478.554 | 1288.125
1973 | 1478.4 | 1288
1974 | 1478.389 | 1288
1975 | 1478.2277 | 1288
1976 | 1478.101 | 1288
1977 | 1477.914 | 1287.915
1978 | 1477.846 | 1287.738
1979 | 1477.6 | 1287.452
1980 | 1477.6 | 1287.435
1981 | 1477.577 | 1287.2
1982 | 1476.9595 | 1287.2
1983 | 1476.872 | 1287.2
1984 | 1476.864 | 1287.2
1985 | 1476.806 | 1286.744
1986 | 1476.6339 | 1286.61
1987 | 1476.616 | 1286.446
1988 | 1476.183 | 1286.413
1989 | 1476 | 1286.4
1990 | 1476 | 1286.4
1991 | 1475.707 | 1286.4
1992 | 1475.6089 | 1285.833
1993 | 1475.4056 | 1285.833
1994 | 1475.2 | 1285.689
1995 | 1475.2 | 1285.6
1996 | 1475.2 | 1285.6
1997 | 1475.0421 | 1285.6
1998 | 1475.0401 | 1285.363
1999 | 1474.906 | 1284.687
2000 | 1474.877 | 1284
2001 | 1474.584 | 1284
2002 | 1474.4 | 1284
2003 | 1474.147 | 1283.787
2004 | 1473.9411 | 1283.64
2005 | 1473.887 | 1283.482
2006 | 1473.8341 | 1283.2
2007 | 1473.5876 | 1283.2
2008 | 1473.3059 | 1283.014
2009 | 1473.083 | 1282.916
2010 | 1472.9116 | 1282.725
2011 | 1472.893 | 1282.4
2012 | 1472.8 | 1282.357
2013 | 1472.8 | 1282.193
2014 | 1472.679 | 1282.011
2015 | 1472.454 | 1281.6
2016 | 1472.409 | 1280.822
2017 | 1472 | 1280.8
2018 | 1472 | 1280.8
2019 | 1472 | 1280.8
2020 | 1472 | 1280.599
2021 | 1471.9558 | 1280.274
2022 | 1471.92 | 1280.197
2023 | 1471.9052 | 1280
2024 | 1471.8526 | 1280
2025 | 1471.8474 | 1280
2026 | 1471.833 | 1279.805
2027 | 1471.768 | 1278.874
2028 | 1471.2 | 1278.684
2029 | 1471.2 | 1278.268
2030 | 1471.04 | 1277.6
2031 | 1470.638 | 1277.6
2032 | 1470.4 | 1277.598
2033 | 1470.4 | 1277.485
2034 | 1470.4 | 1276.863
2035 | 1470.4 | 1276.8
2036 | 1470.4 | 1276.622
2037 | 1470.3045 | 1276.127
2038 | 1470.149 | 1276
2039 | 1470.106 | 1276
2040 | 1469.7754 | 1276
2041 | 1469.7754 | 1275.732
2042 | 1469.6 | 1275.693
2043 | 1469.6 | 1275.418
2044 | 1469.4619 | 1275.392
2045 | 1469.4619 | 1275.2
2046 | 1469.4209 | 1275.023
2047 | 1469.341 | 1275.021
2048 | 1469.1901 | 1274.956
2049 | 1468.8335 | 1274.827
2050 | 1468.8 | 1274.656
2051 | 1468.701 | 1274.4
2052 | 1468.257 | 1274.4
2053 | 1468.154 | 1274.4
2054 | 1468.113 | 1274.4
2055 | 1468.0047 | 1274.4
2056 | 1468 | 1274.312
2057 | 1467.4236 | 1274.312
2058 | 1467.39 | 1273.449
2059 | 1467.239 | 1273.361
2060 | 1467.2 | 1272.828
2061 | 1467.0712 | 1272.8
2062 | 1466.806 | 1272.8
2063 | 1466.4 | 1272.8
2064 | 1466.4 | 1272.45
2065 | 1466.4 | 1272.029
2066 | 1466.4 | 1272
2067 | 1466.369 | 1272
2068 | 1466.2743 | 1271.948
2069 | 1466.1104 | 1271.794
2070 | 1466.0823 | 1271.2
2071 | 1465.9979 | 1271.2
2072 | 1465.832 | 1270.908
2073 | 1465.729 | 1270.858
2074 | 1465.6696 | 1270.657
2075 | 1465.6 | 1270.4
2076 | 1465.6 | 1270.4
2077 | 1465.4775 | 1270.4
2078 | 1465.448 | 1270.294
2079 | 1464.8 | 1270.243
2080 | 1464.7333 | 1269.443
2081 | 1464.687 | 1269.368
2082 | 1464.5285 | 1268.8
2083 | 1464.5285 | 1268.8
2084 | 1464.006 | 1268.8
2085 | 1464 | 1268.8
2086 | 1464 | 1268.772
2087 | 1463.9441 | 1268.714
2088 | 1463.8837 | 1268.157
2089 | 1463.7515 | 1268
2090 | 1463.702 | 1268
2091 | 1463.659 | 1268
2092 | 1463.2 | 1267.963
2093 | 1463.2 | 1267.963
2094 | 1463.2 | 1267.674
2095 | 1463.195 | 1267.2
2096 | 1462.838 | 1267.2
2097 | 1462.819 | 1267.052
2098 | 1462.4025 | 1267.052
2099 | 1462.4 | 1266.819
2100 | 1462.36 | 1266.6
2101 | 1462.071 | 1266.409
2102 | 1461.828 | 1266.409
2103 | 1461.6 | 1266.4
2104 | 1461.6 | 1266.4
2105 | 1461.4939 | 1266.4
2106 | 1461.4783 | 1266.4
2107 | 1461.462 | 1266.354
2108 | 1461.298 | 1265.735
2109 | 1461.244 | 1265.6
2110 | 1461.008 | 1265.6
2111 | 1460.9439 | 1265.459
2112 | 1460.8 | 1265.094
2113 | 1460.8 | 1264.8
2114 | 1460.6961 | 1264.8
2115 | 1460.6438 | 1264.8
2116 | 1460.39 | 1264
2117 | 1460.1058 | 1263.865
2118 | 1460 | 1263.865
2119 | 1460 | 1263.865
2120 | 1459.9884 | 1263.261
2121 | 1459.8264 | 1263.2
2122 | 1459.662 | 1262.978
2123 | 1459.4151 | 1262.721
2124 | 1459.2 | 1262.525
2125 | 1459.2 | 1262.525
2126 | 1459.2 | 1262.4
2127 | 1459.2 | 1262.4
2128 | 1459.2 | 1262.4
2129 | 1459.2 | 1262.152
2130 | 1459.2 | 1261.808
2131 | 1459.1023 | 1261.6
2132 | 1458.87 | 1261.444
2133 | 1458.823 | 1261.307
2134 | 1458.605 | 1260.677
2135 | 1458.486 | 1260.276
2136 | 1458.461 | 1260.05
2137 | 1458.4473 | 1260
2138 | 1458.4 | 1260
2139 | 1458.4 | 1260
2140 | 1458.3055 | 1259.807
2141 | 1458.236 | 1259.584
2142 | 1458.112 | 1259.21
2143 | 1457.6 | 1259.2
2144 | 1457.6 | 1259.117
2145 | 1457.6 | 1258.426
2146 | 1457.536 | 1258.426
2147 | 1457.5078 | 1258.4
2148 | 1457.42 | 1258.4
2149 | 1457.305 | 1258.246
2150 | 1457.0651 | 1257.955
2151 | 1456.8 | 1257.822
2152 | 1456.702 | 1257.6
2153 | 1456.677 | 1257.6
2154 | 1456.6718 | 1257.49
2155 | 1456.647 | 1257.345
2156 | 1456.594 | 1257.242
2157 | 1456.5445 | 1257.086
2158 | 1456.398 | 1257.086
2159 | 1456.248 | 1257.004
2160 | 1456.1419 | 1256.8
2161 | 1456.088 | 1256.8
2162 | 1456 | 1256.268
2163 | 1455.9617 | 1256.268
2164 | 1455.678 | 1256.268
2165 | 1455.5941 | 1256.038
2166 | 1455.515 | 1256
2167 | 1455.5 | 1256
2168 | 1455.483 | 1255.988
2169 | 1455.323 | 1255.533
2170 | 1454.847 | 1255.369
2171 | 1454.836 | 1255.15
2172 | 1454.312 | 1255.099
2173 | 1454.101 | 1255.066
2174 | 1453.973 | 1254.973
2175 | 1453.859 | 1254.973
2176 | 1453.632 | 1254.4
2177 | 1453.6 | 1254.4
2178 | 1453.6 | 1254.4
2179 | 1453.6 | 1254.291
2180 | 1453.2837 | 1253.158
2181 | 1453.1366 | 1252.915
2182 | 1453.0225 | 1252.901
2183 | 1452.7272 | 1252.8
2184 | 1452.682 | 1252.8
2185 | 1452.636 | 1252.8
2186 | 1452.169 | 1252.591
2187 | 1451.9165 | 1251.519
2188 | 1451.9165 | 1251.519
2189 | 1451.8731 | 1251.519
2190 | 1451.78 | 1251.2
2191 | 1451.75 | 1251.12
2192 | 1451.2 | 1251.115
2193 | 1450.922 | 1250.856
2194 | 1450.7679 | 1250.788
2195 | 1450.765 | 1250.673
2196 | 1450.762 | 1250.462
2197 | 1450.739 | 1250.4
2198 | 1450.6684 | 1250.4
2199 | 1450.4455 | 1250.4
2200 | 1450.0124 | 1250.1
2201 | 1449.6 | 1249.855
2202 | 1449.6 | 1249.685
2203 | 1449.6 | 1249.6
2204 | 1449.583 | 1248.913
2205 | 1449.3753 | 1248.913
2206 | 1449.081 | 1248.8
2207 | 1448.9237 | 1248.8
2208 | 1448.8 | 1248.8
2209 | 1448.8 | 1248.8
2210 | 1448.694 | 1248.8
2211 | 1448.549 | 1248.8
2212 | 1448.412 | 1248.047
2213 | 1448.2039 | 1248.008
2214 | 1448.199 | 1248
2215 | 1448.14 | 1248
2216 | 1447.9459 | 1247.2
2217 | 1447.708 | 1247.191
2218 | 1447.5589 | 1246.986
2219 | 1447.547 | 1246.706
2220 | 1447.357 | 1246.706
2221 | 1447.2 | 1246.684
2222 | 1447.2 | 1246.4
2223 | 1447.2 | 1246.4
2224 | 1446.565 | 1246.4
2225 | 1446.5205 | 1246.373
2226 | 1446.4 | 1245.6
2227 | 1446.4 | 1245.6
2228 | 1446.4 | 1244.8
2229 | 1446.4 | 1244.8
2230 | 1446.2015 | 1244.8
2231 | 1446.081 | 1244.187
2232 | 1445.9232 | 1243.943
2233 | 1445.882 | 1243.943
2234 | 1445.753 | 1243.943
2235 | 1445.6 | 1243.2
2236 | 1445.488 | 1243.2
2237 | 1445.428 | 1243.029
2238 | 1445.3682 | 1242.697
2239 | 1445.2968 | 1242.4
2240 | 1445.1054 | 1242.349
2241 | 1444.8 | 1242.121
2242 | 1444.8 | 1241.6
2243 | 1444.5613 | 1240.8
2244 | 1444 | 1240.77
2245 | 1444 | 1240.77
2246 | 1444 | 1240.087
2247 | 1444 | 1240
2248 | 1444 | 1240
2249 | 1444 | 1240
2250 | 1444 | 1239.2
2251 | 1443.7099 | 1239.2
2252 | 1443.6317 | 1239.2
2253 | 1443.606 | 1239.2
2254 | 1443.602 | 1238.616
2255 | 1443.5696 | 1238.439
2256 | 1443.5337 | 1238.4
2257 | 1443.4841 | 1238.4
2258 | 1443.3311 | 1238.265
2259 | 1443.0903 | 1238.194
2260 | 1443.0721 | 1237.706
2261 | 1443.0422 | 1237.706
2262 | 1442.884 | 1237.706
2263 | 1442.5236 | 1237.663
2264 | 1442.4 | 1237.567
2265 | 1441.9686 | 1237.548
2266 | 1441.807 | 1237.145
2267 | 1441.6 | 1237.145
2268 | 1441.5708 | 1237.015
2269 | 1441.5264 | 1237.015
2270 | 1441.2678 | 1236.975
2271 | 1441.0183 | 1236.8
2272 | 1440.8 | 1236.8
2273 | 1440.8 | 1236.8
2274 | 1440.8 | 1236.559
2275 | 1440.7739 | 1236.409
2276 | 1440.7666 | 1236.329
2277 | 1440.758 | 1236.324
2278 | 1440.601 | 1236.109
2279 | 1440.062 | 1235.78
2280 | 1440 | 1235.2
2281 | 1440 | 1235.143
2282 | 1439.8744 | 1234.889
2283 | 1439.865 | 1234.4
2284 | 1439.8057 | 1234.4
2285 | 1439.505 | 1234.233
2286 | 1439.2 | 1234.166
2287 | 1439.1789 | 1233.778
2288 | 1439.024 | 1233.6
2289 | 1438.896 | 1233.6
2290 | 1438.5628 | 1233.467
2291 | 1438.3833 | 1233.467
2292 | 1438.064 | 1233.287
2293 | 1438.053 | 1233.287
2294 | 1438.004 | 1232.871
2295 | 1437.9908 | 1232.8
2296 | 1437.913 | 1232.8
2297 | 1437.6 | 1232.8
2298 | 1437.172 | 1232.409
2299 | 1436.8198 | 1232.224
2300 | 1436.8 | 1232.216
2301 | 1436.8 | 1232.18
2302 | 1436.8 | 1232
2303 | 1436.7719 | 1232
2304 | 1436.7588 | 1231.989
2305 | 1436.5587 | 1231.971
2306 | 1436.5587 | 1231.447
2307 | 1436.28 | 1230.799
2308 | 1436.12 | 1230.799
2309 | 1436.091 | 1230.67
2310 | 1436 | 1230.493
2311 | 1436 | 1230.485
2312 | 1436 | 1230.4
2313 | 1436 | 1230.4
2314 | 1435.996 | 1230.108
2315 | 1435.98 | 1230.108
2316 | 1435.791 | 1229.997
2317 | 1435.7711 | 1229.933
2318 | 1435.638 | 1229.6
2319 | 1435.4445 | 1229.599
2320 | 1435.047 | 1229.417
2321 | 1435.033 | 1229.116
2322 | 1434.9975 | 1228.8
2323 | 1434.587 | 1228.794
2324 | 1434.4 | 1228.625
2325 | 1434.4 | 1228.38
2326 | 1434.3988 | 1228.38
2327 | 1434.3111 | 1228.318
2328 | 1434.2978 | 1228
2329 | 1434.29 | 1228
2330 | 1434.147 | 1227.345
2331 | 1434.101 | 1227.2
2332 | 1434.037 | 1226.847
2333 | 1433.9206 | 1226.4
2334 | 1433.6019 | 1226.4
2335 | 1433.6 | 1226.4
2336 | 1433.6 | 1226.4
2337 | 1433.6 | 1226.4
2338 | 1433.6 | 1226.4
2339 | 1433.6 | 1226.256
2340 | 1433.3713 | 1226.008
2341 | 1433.37 | 1225.71
2342 | 1433.2991 | 1225.6
2343 | 1432.8 | 1225.6
2344 | 1432.8 | 1225.6
2345 | 1432.8 | 1225.376
2346 | 1432.8 | 1225.273
2347 | 1432.0201 | 1225.232
2348 | 1432.0081 | 1224.801
2349 | 1432 | 1224.8
2350 | 1431.852 | 1224.65
2351 | 1431.814 | 1223.2
2352 | 1431.431 | 1223.2
2353 | 1431.3986 | 1223.2
2354 | 1431.2113 | 1222.511
2355 | 1431.2023 | 1222.4
2356 | 1431.2023 | 1222.4
2357 | 1431.2 | 1222.4
2358 | 1431.2 | 1222.4
2359 | 1431.18 | 1222.4
2360 | 1431.156 | 1222.124
2361 | 1430.954 | 1221.838
2362 | 1430.445 | 1221.699
2363 | 1430.4144 | 1221.63
2364 | 1430.4064 | 1221.6
2365 | 1430.4 | 1221.129
2366 | 1430.4 | 1220.908
2367 | 1430.203 | 1220.833
2368 | 1430.0072 | 1220.8
2369 | 1429.627 | 1220.8
2370 | 1429.6 | 1220.57
2371 | 1429.6 | 1220.036
2372 | 1429.6 | 1220
2373 | 1429.5663 | 1220
2374 | 1429.4651 | 1220
2375 | 1429.4511 | 1220
2376 | 1429.443 | 1219.2
2377 | 1429.3409 | 1219.2
2378 | 1429.183 | 1219.057
2379 | 1429.0673 | 1218.829
2380 | 1428.8 | 1218.757
2381 | 1428.7283 | 1218.567
2382 | 1428.5228 | 1218.4
2383 | 1428.3799 | 1218.239
2384 | 1428.0237 | 1218.021
2385 | 1428.0124 | 1217.706
2386 | 1428 | 1217.6
2387 | 1428 | 1217.6
2388 | 1428 | 1217.6
2389 | 1428 | 1217.286
2390 | 1428 | 1217.286
2391 | 1427.931 | 1216.848
2392 | 1427.898 | 1216.8
2393 | 1427.7269 | 1216.713
2394 | 1427.338 | 1216.685
2395 | 1427.2354 | 1216.294
2396 | 1427.2 | 1216.294
2397 | 1427.2 | 1216
2398 | 1427.1132 | 1216
2399 | 1426.651 | 1216
2400 | 1426.3624 | 1216
2401 | 1426.323 | 1215.604
2402 | 1426.2953 | 1215.295
2403 | 1426.2825 | 1215.2
2404 | 1426.2447 | 1215.131
2405 | 1425.846 | 1215.079
2406 | 1425.732 | 1214.4
2407 | 1425.6 | 1214.4
2408 | 1425.6 | 1214.4
2409 | 1425.4775 | 1214.354
2410 | 1425.4723 | 1214.344
2411 | 1425.388 | 1214.131
2412 | 1425.043 | 1214.02
2413 | 1424.9425 | 1213.608
2414 | 1424.881 | 1213.6
2415 | 1424.8 | 1213.6
2416 | 1424.8 | 1213.333
2417 | 1424.8 | 1212.841
2418 | 1424.6399 | 1212.807
2419 | 1424.522 | 1212.8
2420 | 1424.1277 | 1212.8
2421 | 1424.117 | 1212.067
2422 | 1424 | 1212
2423 | 1424 | 1212
2424 | 1423.9667 | 1212
2425 | 1423.8829 | 1211.742
2426 | 1423.8418 | 1211.46
2427 | 1423.6773 | 1211.2
2428 | 1423.45 | 1211.2
2429 | 1423.39 | 1211.2
2430 | 1423.3507 | 1211.2
2431 | 1423.2 | 1210.769
2432 | 1423.2 | 1210.714
2433 | 1423.2 | 1210.666
2434 | 1423.2 | 1210.4
2435 | 1422.7357 | 1210.4
2436 | 1422.6934 | 1209.76
2437 | 1422.593 | 1209.693
2438 | 1422.494 | 1209.676
2439 | 1422.415 | 1209.6
2440 | 1422.4 | 1209.357
2441 | 1422.4 | 1209.195
2442 | 1422.4 | 1209.026
2443 | 1421.989 | 1208.916
2444 | 1421.8944 | 1208.89
2445 | 1421.717 | 1208.8
2446 | 1421.665 | 1208.753
2447 | 1421.6486 | 1208.159
2448 | 1421.6 | 1208.083
2449 | 1421.6 | 1208
2450 | 1421.6 | 1207.724
2451 | 1421.245 | 1207.646
2452 | 1421.187 | 1207.528
2453 | 1421.0247 | 1207.315
2454 | 1421.0199 | 1207.2
2455 | 1421.0199 | 1207.2
2456 | 1420.868 | 1207.2
2457 | 1420.8 | 1207.2
2458 | 1420.6499 | 1206.988
2459 | 1420.356 | 1206.625
2460 | 1420.243 | 1206.489
2461 | 1420.2091 | 1206.489
2462 | 1420.1043 | 1206.4
2463 | 1420.083 | 1206.4
2464 | 1420 | 1206.4
2465 | 1420 | 1206.253
2466 | 1419.829 | 1205.692
2467 | 1419.609 | 1205.541
2468 | 1419.53 | 1205.181
2469 | 1419.4661 | 1204.862
2470 | 1419.2 | 1204.8
2471 | 1419.024 | 1204.8
2472 | 1419.01 | 1204.8
2473 | 1418.787 | 1204.782
2474 | 1418.6891 | 1204.663
2475 | 1418.6527 | 1204.253
2476 | 1418.5776 | 1204
2477 | 1418.435 | 1204
2478 | 1418.4 | 1204
2479 | 1418.0826 | 1204
2480 | 1418.0826 | 1203.862
2481 | 1417.9132 | 1203.522
2482 | 1417.6642 | 1203.477
2483 | 1417.562 | 1203.477
2484 | 1417.3471 | 1203.2
2485 | 1417.335 | 1203.2
2486 | 1417.2992 | 1203.028
2487 | 1417.2834 | 1202.504
2488 | 1417.1352 | 1202.4
2489 | 1417.1352 | 1202.4
2490 | 1416.8 | 1202.064
2491 | 1416.8 | 1201.79
2492 | 1416.8 | 1201.79
2493 | 1416.8 | 1201.6
2494 | 1416.4814 | 1201.6
2495 | 1416.4175 | 1201.499
2496 | 1416.264 | 1201.146
2497 | 1416.215 | 1200.8
2498 | 1416.2125 | 1200.8
2499 | 1416.1869 | 1200.8
2500 | 1416 | 1200.8
2501 | 1416 | 1200.5
2502 | 1416 | 1200.409
2503 | 1415.902 | 1200.369
2504 | 1415.791 | 1200.202
2505 | 1415.659 | 1200.114
2506 | 1415.654 | 1200
2507 | 1415.472 | 1199.633
2508 | 1415.4066 | 1199.593
2509 | 1415.3466 | 1199.317
2510 | 1415.2 | 1199.317
2511 | 1415.2 | 1199.2
2512 | 1414.8457 | 1199.2
2513 | 1414.8044 | 1199.2
2514 | 1414.8031 | 1199.148
2515 | 1414.7093 | 1198.898
2516 | 1414.405 | 1198.816
2517 | 1414.4 | 1198.4
2518 | 1414.4 | 1198.4
2519 | 1414.4 | 1198.337
2520 | 1414.2487 | 1198.162
2521 | 1414.2467 | 1198.121
2522 | 1413.981 | 1198.039
2523 | 1413.61 | 1198.039
2524 | 1413.6 | 1197.438
2525 | 1413.2101 | 1197.303
2526 | 1413.067 | 1197.262
2527 | 1412.9376 | 1196.913
2528 | 1412.897 | 1196.907
2529 | 1412.8828 | 1196.8
2530 | 1412.8 | 1196.8
2531 | 1412.8 | 1196.299
2532 | 1412.702 | 1196.129
2533 | 1412 | 1196
2534 | 1412 | 1196
2535 | 1411.917 | 1196
2536 | 1411.614 | 1195.688
2537 | 1411.611 | 1195.667
2538 | 1411.5744 | 1195.574
2539 | 1411.5744 | 1195.574
2540 | 1411.5744 | 1195.383
2541 | 1411.2891 | 1195.22
2542 | 1411.2 | 1195.2
2543 | 1411.2 | 1195.2
2544 | 1411.199 | 1195.2
2545 | 1411.0786 | 1194.899
2546 | 1411.0387 | 1194.685
2547 | 1410.943 | 1194.4
2548 | 1410.7274 | 1194.4
2549 | 1410.682 | 1194.4
2550 | 1410.488 | 1194.348
2551 | 1410.4 | 1194.276
2552 | 1410.3765 | 1193.739
2553 | 1410.31 | 1193.616
2554 | 1410.099 | 1193.6
2555 | 1409.846 | 1193.6
2556 | 1409.776 | 1193.214
2557 | 1409.71 | 1192.846
2558 | 1409.6953 | 1192.811
2559 | 1409.602 | 1192.407
2560 | 1409.6 | 1192
2561 | 1409.584 | 1192
2562 | 1409.4378 | 1192
2563 | 1409.196 | 1192
2564 | 1409.122 | 1191.823
2565 | 1408.9952 | 1191.578
2566 | 1408.8984 | 1191.2
2567 | 1408.803 | 1191.2
2568 | 1408.8 | 1191.158
2569 | 1408.8 | 1191.036
2570 | 1408.8 | 1190.935
2571 | 1408.691 | 1190.071
2572 | 1408.5208 | 1190.063
2573 | 1408.483 | 1189.754
2574 | 1408.437 | 1189.658
2575 | 1408.436 | 1189.6
2576 | 1408.139 | 1189.6
2577 | 1408.1145 | 1189.6
2578 | 1408.1115 | 1189.6
2579 | 1408.003 | 1189.6
2580 | 1408 | 1189.336
2581 | 1408 | 1189.276
2582 | 1408 | 1188.8
2583 | 1408 | 1188.8
2584 | 1408 | 1188.667
2585 | 1408 | 1188
2586 | 1408 | 1187.938
2587 | 1407.813 | 1187.865
2588 | 1407.738 | 1187.865
2589 | 1407.71 | 1187.368
2590 | 1407.4852 | 1187.286
2591 | 1407.3079 | 1187.2
2592 | 1407.2 | 1187.129
2593 | 1407.2 | 1186.478
2594 | 1407.2 | 1186.4
2595 | 1407.035 | 1186.394
2596 | 1407.007 | 1185.904
2597 | 1406.8437 | 1185.808
2598 | 1406.6674 | 1185.769
2599 | 1406.455 | 1185.591
2600 | 1405.725 | 1185.424
2601 | 1405.7108 | 1185.214
2602 | 1405.7098 | 1184.973
2603 | 1405.6574 | 1184.973
2604 | 1405.6336 | 1184.973
2605 | 1405.6 | 1184.831
2606 | 1405.495 | 1184.831
2607 | 1405.356 | 1184.831
2608 | 1404.929 | 1184.218
2609 | 1404.902 | 1184.187
2610 | 1404.8432 | 1184.187
2611 | 1404.829 | 1184
2612 | 1404.8 | 1184
2613 | 1404.8 | 1183.628
2614 | 1404.7042 | 1183.452
2615 | 1404.3944 | 1183.2
2616 | 1404.339 | 1183.2
2617 | 1404.316 | 1183.2
2618 | 1404.2924 | 1182.4
2619 | 1404.2291 | 1182.4
2620 | 1403.753 | 1182.4
2621 | 1403.535 | 1182.4
2622 | 1403.2 | 1182.292
2623 | 1403.2 | 1182.174
2624 | 1403.197 | 1181.981
2625 | 1403.1504 | 1181.981
2626 | 1403.041 | 1181.902
2627 | 1402.9586 | 1181.76
2628 | 1402.9448 | 1181.6
2629 | 1402.913 | 1180.946
2630 | 1402.659 | 1180.845
2631 | 1402.5233 | 1180.8
2632 | 1402.5233 | 1180.8
2633 | 1402.4 | 1180.8
2634 | 1402.4 | 1180.8
2635 | 1402.3734 | 1180.742
2636 | 1402.2623 | 1180.51
2637 | 1401.9869 | 1180.51
2638 | 1401.945 | 1180
2639 | 1401.7604 | 1179.774
2640 | 1401.7369 | 1179.677
2641 | 1401.676 | 1179.649
2642 | 1401.6253 | 1179.392
2643 | 1401.399 | 1179.2
2644 | 1401.019 | 1179.2
2645 | 1400.986 | 1179.2
2646 | 1400.8 | 1179.039
2647 | 1400.8 | 1178.997
2648 | 1400.707 | 1178.594
2649 | 1400.2571 | 1178.493
2650 | 1400.201 | 1178.419
2651 | 1400.192 | 1178.4
2652 | 1400.1248 | 1178.4
2653 | 1400.0426 | 1178.307
2654 | 1400 | 1177.801
2655 | 1400 | 1177.616
2656 | 1400 | 1177.568
2657 | 1399.92 | 1177.506
2658 | 1399.808 | 1177.061
2659 | 1399.7203 | 1176.953
2660 | 1399.4642 | 1176.832
2661 | 1399.3357 | 1176.811
2662 | 1399.3069 | 1176.8
2663 | 1398.5489 | 1176.8
2664 | 1398.4887 | 1176.8
2665 | 1398.4 | 1176.8
2666 | 1398.4 | 1176.207
2667 | 1398.4 | 1176.039
2668 | 1398.4 | 1176
2669 | 1398.008 | 1175.793
2670 | 1397.6 | 1175.628
2671 | 1397.6 | 1175.544
2672 | 1397.6 | 1175.2
2673 | 1397.5799 | 1175.2
2674 | 1397.4561 | 1174.613
2675 | 1397.369 | 1174.613
2676 | 1396.8 | 1173.954
2677 | 1396.8 | 1173.816
2678 | 1396.8 | 1173.6
2679 | 1396.8 | 1172.8
2680 | 1396.75 | 1172.8
2681 | 1396.2434 | 1172.4
2682 | 1396.16 | 1172.039
2683 | 1396 | 1172
2684 | 1396 | 1172
2685 | 1396 | 1171.95
2686 | 1395.96 | 1171.802
2687 | 1395.618 | 1171.2
2688 | 1395.5694 | 1170.92
2689 | 1395.4795 | 1170.87
2690 | 1395.381 | 1170.709
2691 | 1395.2815 | 1170.678
2692 | 1395.2 | 1170.629
2693 | 1395.2 | 1170.4
2694 | 1395.2 | 1170.234
2695 | 1395.182 | 1170.212
2696 | 1395.164 | 1169.765
2697 | 1395.108 | 1169.612
2698 | 1394.876 | 1169.6
2699 | 1394.604 | 1169.6
2700 | 1394.5459 | 1169.6
2701 | 1394.5459 | 1169.6
2702 | 1394.4908 | 1168.987
2703 | 1394.4 | 1168.8
2704 | 1394.4 | 1168.8
2705 | 1394.4 | 1168.515
2706 | 1394.4 | 1168
2707 | 1394.3683 | 1168
2708 | 1394.3631 | 1168
2709 | 1394.271 | 1167.322
2710 | 1394.1765 | 1167.2
2711 | 1394.158 | 1167.2
2712 | 1394.069 | 1167.2
2713 | 1393.933 | 1167.2
2714 | 1393.785 | 1166.4
2715 | 1393.734 | 1166.225
2716 | 1393.713 | 1165.931
2717 | 1393.6 | 1165.874
2718 | 1393.0749 | 1165.874
2719 | 1393.0749 | 1165.808
2720 | 1393.065 | 1165.6
2721 | 1392.8 | 1165.6
2722 | 1392.8 | 1165.6
2723 | 1392.7643 | 1165.6
2724 | 1392.7643 | 1165.408
2725 | 1392.659 | 1165.184
2726 | 1392.639 | 1165.111
2727 | 1392.377 | 1165.064
2728 | 1392.1637 | 1165.051
2729 | 1392.1637 | 1164.8
2730 | 1392.0499 | 1164.8
2731 | 1392 | 1164.328
2732 | 1392 | 1164.328
2733 | 1392 | 1164.328
2734 | 1392 | 1164.27
2735 | 1392 | 1164.06
2736 | 1391.9465 | 1163.94
2737 | 1391.9465 | 1163.426
2738 | 1391.9206 | 1163.2
2739 | 1391.7281 | 1163.2
2740 | 1391.679 | 1163.112
2741 | 1391.4963 | 1162.857
2742 | 1391.3668 | 1162.857
2743 | 1391.3668 | 1162.66
2744 | 1391.3492 | 1162.4
2745 | 1391.303 | 1162.377
2746 | 1391.249 | 1162.3
2747 | 1390.4 | 1162.3
2748 | 1390.1667 | 1162.156
2749 | 1389.6814 | 1162.122
2750 | 1389.6 | 1161.6
2751 | 1389.6 | 1161.066
2752 | 1389.518 | 1160.8
2753 | 1389.4705 | 1160.759
2754 | 1388.914 | 1160.349
2755 | 1388.834 | 1160.269
2756 | 1388.8 | 1160.094
2757 | 1388.8 | 1159.2
2758 | 1388.6752 | 1159.2
2759 | 1388.6465 | 1159.109
2760 | 1388.3885 | 1159.014
2761 | 1388.3388 | 1158.444
2762 | 1388 | 1158.4
2763 | 1388 | 1158.4
2764 | 1388 | 1158.277
2765 | 1387.7571 | 1158.277
2766 | 1387.754 | 1158.04
2767 | 1387.724 | 1157.671
2768 | 1387.644 | 1157.638
2769 | 1387.3227 | 1157.6
2770 | 1387.202 | 1157.229
2771 | 1387.2 | 1157.158
2772 | 1386.8347 | 1157.082
2773 | 1386.8347 | 1156.896
2774 | 1386.8347 | 1156.896
2775 | 1386.66 | 1156
2776 | 1386.5855 | 1156
2777 | 1386.4 | 1155.725
2778 | 1386.4 | 1155.528
2779 | 1386.4 | 1155.502
2780 | 1386.4 | 1155.338
2781 | 1386.2658 | 1155.21
2782 | 1386.1353 | 1155.2
2783 | 1386.057 | 1155.2
2784 | 1385.6 | 1154.776
2785 | 1385.6 | 1154.691
2786 | 1385.46 | 1154.35
2787 | 1385.337 | 1154.133
2788 | 1384.9171 | 1154.133
2789 | 1384.8 | 1153.941
2790 | 1384.8 | 1153.6
2791 | 1384.8 | 1153.122
2792 | 1384.773 | 1152.976
2793 | 1384.7712 | 1152.8
2794 | 1384.7626 | 1152.8
2795 | 1384.49 | 1152.8
2796 | 1384.2118 | 1152
2797 | 1384.1314 | 1152
2798 | 1384.068 | 1151.865
2799 | 1384.0595 | 1151.824
2800 | 1384 | 1151.824
2801 | 1384 | 1150.767
2802 | 1384 | 1150.616
2803 | 1383.5979 | 1150.4
2804 | 1383.572 | 1150.4
2805 | 1383.4399 | 1150.4
2806 | 1383.414 | 1149.662
2807 | 1383.408 | 1149.618
2808 | 1383.398 | 1149.6
2809 | 1383.033 | 1149.6
2810 | 1382.822 | 1149.6
2811 | 1382.7776 | 1149.01
2812 | 1382.406 | 1148.147
2813 | 1382.4 | 1148.147
2814 | 1382.4 | 1148.147
2815 | 1382.264 | 1148
2816 | 1382.173 | 1148
2817 | 1382.135 | 1148
2818 | 1381.943 | 1147.917
2819 | 1381.8306 | 1147.538
2820 | 1381.741 | 1147.411
2821 | 1381.6 | 1147.38
2822 | 1381.6 | 1147.2
2823 | 1381.448 | 1147.2
2824 | 1380.964 | 1147.2
2825 | 1380.935 | 1147.107
2826 | 1380.8 | 1146.4
2827 | 1380.8 | 1146.4
2828 | 1380.8 | 1145.845
2829 | 1380.768 | 1145.6
2830 | 1380.6823 | 1145.6
2831 | 1380.4794 | 1145.6
2832 | 1380.393 | 1145.154
2833 | 1380.315 | 1144.8
2834 | 1380.276 | 1144.8
2835 | 1380.2104 | 1144.546
2836 | 1380 | 1144.463
2837 | 1380 | 1144
2838 | 1379.9864 | 1143.326
2839 | 1379.821 | 1142.4
2840 | 1379.816 | 1142.4
2841 | 1379.6333 | 1142.4
2842 | 1379.589 | 1142.4
2843 | 1379.4135 | 1142.291
2844 | 1379.2 | 1141.7
2845 | 1379.1589 | 1141.6
2846 | 1379.1 | 1141.322
2847 | 1379.0653 | 1141.144
2848 | 1378.996 | 1141.01
2849 | 1378.71 | 1141.01
2850 | 1378.6088 | 1140.8
2851 | 1378.581 | 1140.264
2852 | 1378.4 | 1140.056
2853 | 1378.4 | 1140
2854 | 1378.1088 | 1140
2855 | 1378.0269 | 1140
2856 | 1377.861 | 1139.32
2857 | 1377.713 | 1139.2
2858 | 1377.6534 | 1139.2
2859 | 1377.629 | 1138.645
2860 | 1377.6 | 1138.585
2861 | 1377.6 | 1138.419
2862 | 1377.594 | 1138.4
2863 | 1377.5454 | 1138.4
2864 | 1377.423 | 1138.247
2865 | 1377.2255 | 1138.072
2866 | 1376.8 | 1137.956
2867 | 1376.8 | 1137.837
2868 | 1376.8 | 1137.6
2869 | 1376.8 | 1137.418
2870 | 1376.6976 | 1137.217
2871 | 1376.542 | 1137.114
2872 | 1376.532 | 1136.85
2873 | 1376.376 | 1136.8
2874 | 1376.3664 | 1136.61
2875 | 1376.1579 | 1136.175
2876 | 1376 | 1136.142
2877 | 1376 | 1135.966
2878 | 1376 | 1135.9
2879 | 1375.817 | 1135.566
2880 | 1375.5899 | 1135.557
2881 | 1375.523 | 1135.2
2882 | 1375.3968 | 1135.102
2883 | 1375.315 | 1134.933
2884 | 1375.2 | 1134.769
2885 | 1375.2 | 1134.4
2886 | 1375.182 | 1134.4
2887 | 1375.012 | 1134.33
2888 | 1374.738 | 1134.33
2889 | 1374.694 | 1133.6
2890 | 1374.539 | 1133.553
2891 | 1374.5232 | 1133.436
2892 | 1374.39 | 1133.412
2893 | 1374.2539 | 1133.21
2894 | 1373.6 | 1132.8
2895 | 1373.6 | 1132.701
2896 | 1373.544 | 1132.464
2897 | 1373.2187 | 1132
2898 | 1373.1364 | 1132
2899 | 1372.937 | 1131.6
2900 | 1372.877 | 1131.584
2901 | 1372.872 | 1131.482
2902 | 1372.8 | 1131.34
2903 | 1372.8 | 1131.2
2904 | 1372.623 | 1131.2
2905 | 1372.3889 | 1131.2
2906 | 1372.3889 | 1131.2
2907 | 1372.3541 | 1130.581
2908 | 1372.328 | 1130.4
2909 | 1372.2356 | 1129.6
2910 | 1372 | 1129.333
2911 | 1371.9495 | 1128.8
2912 | 1371.928 | 1128.8
2913 | 1371.782 | 1128.8
2914 | 1371.7788 | 1128.8
2915 | 1371.731 | 1128.652
2916 | 1371.4446 | 1128.578
2917 | 1371.414 | 1128.514
2918 | 1371.2114 | 1128.387
2919 | 1371.2 | 1128.134
2920 | 1371.137 | 1128
2921 | 1371.0223 | 1128
2922 | 1370.921 | 1128
2923 | 1370.3069 | 1127.787
2924 | 1370.109 | 1127.597
2925 | 1369.8509 | 1127.578
2926 | 1369.757 | 1127.552
2927 | 1369.6 | 1127.552
2928 | 1369.6 | 1127.304
2929 | 1369.6 | 1127.2
2930 | 1369.5383 | 1127.2
2931 | 1368.8 | 1127.2
2932 | 1368.8 | 1127.2
2933 | 1368.8 | 1127.015
2934 | 1368.8 | 1126.97
2935 | 1368.6657 | 1126.8
2936 | 1368.5727 | 1126.553
2937 | 1368.5009 | 1126.505
2938 | 1368.496 | 1126.505
2939 | 1368.332 | 1126.499
2940 | 1368.2571 | 1126.4
2941 | 1368.2013 | 1126.4
2942 | 1368.022 | 1126.002
2943 | 1368 | 1125.815
2944 | 1368 | 1125.6
2945 | 1367.8348 | 1125.6
2946 | 1367.5967 | 1124.8
2947 | 1367.56 | 1124.23
2948 | 1367.4141 | 1124
2949 | 1367.4116 | 1123.875
2950 | 1367.312 | 1123.875
2951 | 1367.211 | 1123.875
2952 | 1367.2 | 1123.869
2953 | 1367.2 | 1123.076
2954 | 1367.166 | 1122.777
2955 | 1367.1296 | 1122.711
2956 | 1366.848 | 1122.676
2957 | 1366.6633 | 1122.631
2958 | 1366.655 | 1122.404
2959 | 1366.6343 | 1122.4
2960 | 1366.6343 | 1122.4
2961 | 1366.4 | 1121.899
2962 | 1366.4 | 1121.6
2963 | 1366.4 | 1121.6
2964 | 1366.0648 | 1121.6
2965 | 1366.055 | 1121.6
2966 | 1365.6 | 1121.335
2967 | 1365.6 | 1120.96
2968 | 1365.6 | 1120.8
2969 | 1365.5684 | 1120.288
2970 | 1365.4821 | 1120.197
2971 | 1365.2484 | 1120
2972 | 1365.124 | 1120
2973 | 1365.056 | 1119.86
2974 | 1365.0331 | 1119.724
2975 | 1364.9581 | 1119.461
2976 | 1364.8 | 1119.461
2977 | 1364.8 | 1119.456
2978 | 1364.8 | 1119.2
2979 | 1364.7797 | 1118.791
2980 | 1364.7042 | 1118.58
2981 | 1364.2726 | 1118.4
2982 | 1364.1007 | 1118.4
2983 | 1364 | 1118.4
2984 | 1364 | 1118.4
2985 | 1363.969 | 1118.074
2986 | 1363.817 | 1118.034
2987 | 1363.693 | 1117.899
2988 | 1363.6541 | 1117.6
2989 | 1363.4758 | 1117.527
2990 | 1363.3224 | 1117.237
2991 | 1363.3224 | 1116.679
2992 | 1363.2866 | 1116.46
2993 | 1363.2 | 1116.444
2994 | 1362.6896 | 1116.44
2995 | 1362.6789 | 1115.875
2996 | 1362.5046 | 1115.644
2997 | 1362.4 | 1115.455
2998 | 1362.4 | 1115.2
2999 | 1362.4 | 1115.2
3000 | 1362.4 | 1115.022
3001 | 1362.4 | 1114.906
3002 | 1362.378 | 1114.463
3003 | 1362.282 | 1114.304
3004 | 1362.2406 | 1114.129
3005 | 1361.861 | 1114.073
3006 | 1361.769 | 1114.073
3007 | 1361.6 | 1114.05
3008 | 1361.6 | 1114.05
3009 | 1361.6 | 1113.884
3010 | 1361.6 | 1113.679
3011 | 1361.5313 | 1113.6
3012 | 1361.5307 | 1113.577
3013 | 1361.436 | 1113.554
3014 | 1361.4245 | 1113.352
3015 | 1361.338 | 1113.253
3016 | 1361.338 | 1113.066
3017 | 1361.037 | 1112.8
3018 | 1361.032 | 1112.575
3019 | 1361.0005 | 1112.209
3020 | 1360.959 | 1112.208
3021 | 1360.953 | 1112.001
3022 | 1360.939 | 1112
3023 | 1360.8689 | 1111.615
3024 | 1360.865 | 1111.31
3025 | 1360.8 | 1111.2
3026 | 1360.8 | 1111.2
3027 | 1360.8 | 1111.2
3028 | 1360.7414 | 1111.157
3029 | 1360.73 | 1111.022
3030 | 1360.6473 | 1110.62
3031 | 1360.505 | 1110.62
3032 | 1360.451 | 1110.505
3033 | 1359.178 | 1109.9
3034 | 1359.024 | 1109.826
3035 | 1358.4 | 1109.6
3036 | 1358.4 | 1109.6
3037 | 1358.4 | 1109.6
3038 | 1358.4 | 1109.164
3039 | 1358.284 | 1108.8
3040 | 1358.0879 | 1108.731
3041 | 1358.071 | 1108.291
3042 | 1357.844 | 1108
3043 | 1357.8284 | 1108
3044 | 1357.739 | 1107.675
3045 | 1357.6 | 1107.2
3046 | 1357.6 | 1106.878
3047 | 1357.1939 | 1106.524
3048 | 1357.1007 | 1106.524
3049 | 1357.0867 | 1106.4
3050 | 1357.077 | 1105.904
3051 | 1356.959 | 1105.785
3052 | 1356.8 | 1105.72
3053 | 1356.8 | 1105.6
3054 | 1356.8 | 1105.284
3055 | 1356.489 | 1105.284
3056 | 1356.354 | 1105.094
3057 | 1356.3038 | 1104.806
3058 | 1356.1404 | 1104.471
3059 | 1356.1138 | 1104.188
3060 | 1356 | 1104.016
3061 | 1356 | 1104
3062 | 1356 | 1103.652
3063 | 1356 | 1103.5
3064 | 1355.7571 | 1103.2
3065 | 1355.743 | 1103.2
3066 | 1355.7183 | 1103.019
3067 | 1355.6593 | 1102.544
3068 | 1355.634 | 1102.475
3069 | 1355.5716 | 1102.4
3070 | 1355.5069 | 1102.4
3071 | 1355.5069 | 1101.641
3072 | 1355.422 | 1101.6
3073 | 1355.3308 | 1101.6
3074 | 1355.19 | 1101.559
3075 | 1355.1441 | 1101.06
3076 | 1355.1218 | 1100.8
3077 | 1354.983 | 1100.259
3078 | 1354.9802 | 1100
3079 | 1354.9627 | 1099.716
3080 | 1354.9452 | 1099.602
3081 | 1354.534 | 1099.236
3082 | 1354.4 | 1098.909
3083 | 1354.304 | 1098.878
3084 | 1354.15 | 1098.867
3085 | 1354.034 | 1098.559
3086 | 1353.885 | 1098.4
3087 | 1353.651 | 1098.214
3088 | 1353.643 | 1097.814
3089 | 1353.618 | 1097.422
3090 | 1353.606 | 1097.396
3091 | 1353.6 | 1096.992
3092 | 1353.5085 | 1096.71
3093 | 1353.4263 | 1096.338
3094 | 1353.2033 | 1096.3
3095 | 1353.1162 | 1096.26
3096 | 1353.11 | 1095.361
3097 | 1353.09 | 1095.2
3098 | 1352.8 | 1095.189
3099 | 1352.8 | 1094.4
3100 | 1352.7826 | 1094.128
3101 | 1352.7545 | 1094.061
3102 | 1352.6494 | 1093.718
3103 | 1352.587 | 1093.6
3104 | 1352.5624 | 1093.353
3105 | 1352.422 | 1093.24
3106 | 1352.375 | 1092.983
3107 | 1352.3591 | 1092.8
3108 | 1352.3193 | 1092.8
3109 | 1352.3193 | 1092.719
3110 | 1352.296 | 1092.621
3111 | 1352.2386 | 1092
3112 | 1352 | 1092
3113 | 1352 | 1091.598
3114 | 1351.8858 | 1091.2
3115 | 1351.8724 | 1090.776
3116 | 1351.624 | 1090.59
3117 | 1351.591 | 1090.4
3118 | 1351.5224 | 1090.126
3119 | 1351.25 | 1089.967
3120 | 1351.2 | 1089.6
3121 | 1351.2 | 1089.6
3122 | 1351.1431 | 1089.549
3123 | 1351.055 | 1089.372
3124 | 1350.9121 | 1089.267
3125 | 1350.4 | 1088.8
3126 | 1350.4 | 1088.8
3127 | 1350.4 | 1088.8
3128 | 1350.4 | 1088.8
3129 | 1350.247 | 1088.8
3130 | 1350.2371 | 1088.57
3131 | 1350.183 | 1088.323
3132 | 1349.9434 | 1088.32
3133 | 1349.7673 | 1088.138
3134 | 1349.6792 | 1088
3135 | 1349.631 | 1088
3136 | 1349.6 | 1087.834
3137 | 1349.218 | 1087.834
3138 | 1349.1318 | 1087.827
3139 | 1349.1184 | 1087.2
3140 | 1349.0361 | 1086.596
3141 | 1349.006 | 1086.458
3142 | 1348.9437 | 1086.4
3143 | 1348.873 | 1086.4
3144 | 1348.8 | 1085.755
3145 | 1348.8 | 1085.755
3146 | 1348.8 | 1085.6
3147 | 1348.658 | 1085.079
3148 | 1348.064 | 1084.892
3149 | 1348 | 1084.8
3150 | 1347.911 | 1084.8
3151 | 1347.852 | 1084.713
3152 | 1347.8468 | 1084.45
3153 | 1347.7837 | 1084.374
3154 | 1347.642 | 1084.09
3155 | 1347.5913 | 1083.269
3156 | 1347.526 | 1083.2
3157 | 1347.201 | 1083.086
3158 | 1347.2 | 1083.039
3159 | 1347.2 | 1082.992
3160 | 1347.2 | 1082.752
3161 | 1347.2 | 1082.641
3162 | 1347.2 | 1082.4
3163 | 1347.2 | 1082.4
3164 | 1347.1615 | 1082.239
3165 | 1347.1392 | 1082.174
3166 | 1347.0834 | 1081.973
3167 | 1346.8708 | 1081.95
3168 | 1346.761 | 1081.377
3169 | 1346.552 | 1081.224
3170 | 1346.4339 | 1081.214
3171 | 1346.4 | 1081.171
3172 | 1346.4 | 1080.8
3173 | 1346.221 | 1080.8
3174 | 1345.6 | 1080.58
3175 | 1345.6 | 1080.557
3176 | 1345.6 | 1080.539
3177 | 1345.6 | 1080.454
3178 | 1345.6 | 1080
3179 | 1345.6 | 1079.988
3180 | 1345.557 | 1079.953
3181 | 1345.486 | 1079.772
3182 | 1345.155 | 1079.691
3183 | 1345.1535 | 1079.661
3184 | 1345.1473 | 1079.591
3185 | 1345.1473 | 1079.2
3186 | 1345.146 | 1078.987
3187 | 1344.8 | 1078.848
3188 | 1344.8 | 1078.4
3189 | 1344.8 | 1078.272
3190 | 1344.8 | 1077.9
3191 | 1344.8 | 1077.6
3192 | 1344.7616 | 1077.6
3193 | 1344.335 | 1077.537
3194 | 1344 | 1077.467
3195 | 1344 | 1077.162
3196 | 1343.987 | 1077.004
3197 | 1343.3802 | 1076.8
3198 | 1343.34 | 1076.086
3199 | 1343.2 | 1076.086
3200 | 1343.063 | 1076.086
3201 | 1343.015 | 1076.059
3202 | 1342.5492 | 1076
3203 | 1342.539 | 1076
3204 | 1342.5199 | 1076
3205 | 1342.4171 | 1075.683
3206 | 1342.0133 | 1075.33
3207 | 1341.9598 | 1075.33
3208 | 1341.9598 | 1075.2
3209 | 1341.872 | 1075.2
3210 | 1341.667 | 1074.595
3211 | 1341.6 | 1074.4
3212 | 1341.6 | 1074.361
3213 | 1341.6 | 1074.024
3214 | 1341.6 | 1073.6
3215 | 1341.6 | 1073.6
3216 | 1341.317 | 1073.6
3217 | 1341.1629 | 1073.6
3218 | 1341.1629 | 1073.537
3219 | 1341.153 | 1073.408
3220 | 1340.908 | 1073.323
3221 | 1340.7248 | 1072.8
3222 | 1340.366 | 1072.8
3223 | 1340.366 | 1072.8
3224 | 1340.192 | 1072.776
3225 | 1340.07 | 1072.437
3226 | 1340 | 1072.389
3227 | 1340 | 1072
3228 | 1340 | 1072
3229 | 1339.573 | 1071.815
3230 | 1339.5691 | 1071.653
3231 | 1339.5691 | 1071.357
3232 | 1339.569 | 1071.253
3233 | 1339.387 | 1071.251
3234 | 1339.324 | 1071.2
3235 | 1339.2413 | 1070.4
3236 | 1339.2361 | 1070.4
3237 | 1339.1925 | 1070.4
3238 | 1339.188 | 1069.6
3239 | 1339.0123 | 1069.446
3240 | 1338.908 | 1069.436
3241 | 1338.8744 | 1069.424
3242 | 1338.785 | 1069.424
3243 | 1338.6645 | 1068.8
3244 | 1338.6464 | 1068.711
3245 | 1338.632 | 1068.086
3246 | 1338.4 | 1067.574
3247 | 1338.4 | 1067.268
3248 | 1338.234 | 1067.24
3249 | 1338.153 | 1067.2
3250 | 1338.141 | 1066.553
3251 | 1338.014 | 1066.4
3252 | 1337.9229 | 1066.236
3253 | 1337.8875 | 1065.6
3254 | 1337.607 | 1064.8
3255 | 1337.6 | 1064.8
3256 | 1337.6 | 1064.179
3257 | 1337.6 | 1064
3258 | 1337.421 | 1064
3259 | 1337.3169 | 1063.223
3260 | 1337.162 | 1062.759
3261 | 1337.062 | 1062.574
3262 | 1336.8 | 1062.197
3263 | 1336.8 | 1061.6
3264 | 1336.7828 | 1061.581
3265 | 1336.752 | 1060.89
3266 | 1336.4734 | 1060.825
3267 | 1336.4693 | 1060.229
3268 | 1336.4483 | 1060.2
3269 | 1336.3816 | 1059.884
3270 | 1336 | 1058.818
3271 | 1335.966 | 1057.678
3272 | 1335.878 | 1057.6
3273 | 1335.808 | 1057.6
3274 | 1335.797 | 1057.6
3275 | 1335.6922 | 1057.466
3276 | 1335.484 | 1057.413
3277 | 1335.2 | 1056.994
3278 | 1335.2 | 1056.922
3279 | 1335.156 | 1056.711
3280 | 1335.092 | 1056.189
3281 | 1335.092 | 1056
3282 | 1334.6984 | 1056
3283 | 1334.591 | 1056
3284 | 1334.4 | 1055.995
3285 | 1334.4 | 1055.935
3286 | 1334.239 | 1055.859
3287 | 1334.168 | 1055.439
3288 | 1333.7106 | 1055.365
3289 | 1333.6 | 1055.2
3290 | 1333.6 | 1055.082
3291 | 1333.6 | 1054.736
3292 | 1333.194 | 1054.736
3293 | 1333.0199 | 1054.4
3294 | 1332.948 | 1054.4
3295 | 1332.8 | 1054.4
3296 | 1332.8 | 1054.303
3297 | 1332.8 | 1054.047
3298 | 1332.8 | 1053.6
3299 | 1332.7466 | 1052.719
3300 | 1332.407 | 1052
3301 | 1332.3971 | 1051.832
3302 | 1332.189 | 1051.221
3303 | 1332.16 | 1051.214
3304 | 1332.0267 | 1051.2
3305 | 1332 | 1051.2
3306 | 1331.8493 | 1051.2
3307 | 1331.6386 | 1050.911
3308 | 1331.5524 | 1050.4
3309 | 1331.4271 | 1050.323
3310 | 1331.4199 | 1050.323
3311 | 1331.273 | 1050.323
3312 | 1331.2 | 1050.32
3313 | 1331.2 | 1049.84
3314 | 1331.149 | 1049.6
3315 | 1330.6818 | 1049.276
3316 | 1330.5557 | 1049.018
3317 | 1330.2779 | 1048.116
3318 | 1330.2706 | 1048
3319 | 1330.2572 | 1048
3320 | 1329.9719 | 1047.767
3321 | 1329.8202 | 1047.767
3322 | 1329.8202 | 1047.751
3323 | 1329.6 | 1047.408
3324 | 1329.6 | 1047.2
3325 | 1329.4033 | 1046.536
3326 | 1329.2874 | 1046.4
3327 | 1329.2253 | 1046.4
3328 | 1329.0847 | 1046.314
3329 | 1329.046 | 1046.137
3330 | 1328.98 | 1045.759
3331 | 1328.8758 | 1045.603
3332 | 1328.8 | 1045.6
3333 | 1328.8 | 1045.6
3334 | 1328.616 | 1045.174
3335 | 1328.5643 | 1045.132
3336 | 1328.4127 | 1044.8
3337 | 1328.349 | 1044
3338 | 1328.345 | 1044
3339 | 1328.1557 | 1044
3340 | 1327.845 | 1043.923
3341 | 1327.7543 | 1043.56
3342 | 1327.615 | 1043.341
3343 | 1327.6136 | 1042.967
3344 | 1327.605 | 1042.933
3345 | 1327.2 | 1042.651
3346 | 1327.158 | 1042.232
3347 | 1327.1344 | 1041.874
3348 | 1327.1212 | 1041.496
3349 | 1326.8189 | 1041.426
3350 | 1326.775 | 1041.064
3351 | 1326.4 | 1040.8
3352 | 1326.4 | 1040.17
3353 | 1326.022 | 1040.17
3354 | 1325.832 | 1040.025
3355 | 1325.723 | 1040.025
3356 | 1325.7023 | 1040.025
3357 | 1325.6 | 1040
3358 | 1325.6 | 1040
3359 | 1325.6 | 1039.543
3360 | 1325.4565 | 1039.479
3361 | 1324.926 | 1039.151
3362 | 1324.8 | 1039.148
3363 | 1324.8 | 1038.766
3364 | 1324.8 | 1038.098
3365 | 1324.6715 | 1038.098
3366 | 1324.0666 | 1037.91
3367 | 1324 | 1037.819
3368 | 1324 | 1037.671
3369 | 1324 | 1037.355
3370 | 1324 | 1036.8
3371 | 1324 | 1036.8
3372 | 1324 | 1036.717
3373 | 1323.9027 | 1036.436
3374 | 1323.515 | 1036.425
3375 | 1323.308 | 1036.348
3376 | 1323.29 | 1036.276
3377 | 1323.1257 | 1035.612
3378 | 1322.503 | 1035.335
3379 | 1322.4 | 1034.877
3380 | 1322.0172 | 1034.644
3381 | 1321.969 | 1034.435
3382 | 1321.6131 | 1034.4
3383 | 1321.611 | 1034.141
3384 | 1321.6 | 1034.118
3385 | 1321.6 | 1033.989
3386 | 1321.6 | 1033.59
3387 | 1321.6 | 1033.328
3388 | 1321.3359 | 1032.919
3389 | 1320.9939 | 1032.572
3390 | 1320.8 | 1032
3391 | 1320.8 | 1031.935
3392 | 1320.8 | 1031.882
3393 | 1320.7953 | 1031.844
3394 | 1320.769 | 1031.397
3395 | 1320.721 | 1031.367
3396 | 1320.5876 | 1031.2
3397 | 1320.5663 | 1031.199
3398 | 1320.2584 | 1031.191
3399 | 1320 | 1031.191
3400 | 1319.2 | 1030.868
3401 | 1319.2 | 1030.731
3402 | 1319.1596 | 1030.5
3403 | 1319.128 | 1030.4
3404 | 1318.85 | 1030.37
3405 | 1318.7874 | 1030.048
3406 | 1318.43 | 1029.964
3407 | 1318.4 | 1029.119
3408 | 1318.4 | 1029.119
3409 | 1318.4 | 1028.83
3410 | 1318.0519 | 1028.824
3411 | 1317.887 | 1028.8
3412 | 1317.8249 | 1028.257
3413 | 1317.8249 | 1028
3414 | 1317.715 | 1028
3415 | 1317.6872 | 1027.986
3416 | 1317.571 | 1026.764
3417 | 1317.507 | 1026.4
3418 | 1317.272 | 1026.4
3419 | 1317.246 | 1026.377
3420 | 1317.153 | 1025.74
3421 | 1316.9102 | 1025.695
3422 | 1316.835 | 1025.441
3423 | 1316.8 | 1025.315
3424 | 1316.533 | 1024.467
3425 | 1316 | 1024.29
3426 | 1315.8883 | 1024.159
3427 | 1315.8883 | 1024.005
3428 | 1315.8453 | 1024
3429 | 1315.8048 | 1023.228
3430 | 1315.4865 | 1023.106
3431 | 1315.4265 | 1022.4
3432 | 1315.27 | 1022.287
3433 | 1315.264 | 1022.212
3434 | 1315.2 | 1021.921
3435 | 1315.1216 | 1021.637
3436 | 1315.1098 | 1021.6
3437 | 1315.0705 | 1021.521
3438 | 1314.638 | 1021.394
3439 | 1314.6289 | 1021.295
3440 | 1314.622 | 1021.105
3441 | 1314.5969 | 1020.897
3442 | 1314.4 | 1020.897
3443 | 1314.3991 | 1020.831
3444 | 1314.3743 | 1020.831
3445 | 1314.233 | 1020.8
3446 | 1314.143 | 1020
3447 | 1314.0022 | 1020
3448 | 1313.9909 | 1019.834
3449 | 1313.727 | 1019.449
3450 | 1313.6387 | 1019.431
3451 | 1313.6 | 1019.322
3452 | 1313.6 | 1019.2
3453 | 1313.6 | 1019.2
3454 | 1313.6 | 1018.695
3455 | 1313.406 | 1018.601
3456 | 1313.362 | 1018.4
3457 | 1313.2718 | 1018.198
3458 | 1313.251 | 1018.068
3459 | 1313.0255 | 1017.789
3460 | 1312.8 | 1016.8
3461 | 1312.8 | 1016.441
3462 | 1312.8 | 1016.056
3463 | 1312.8 | 1016
3464 | 1312.5904 | 1016
3465 | 1312.509 | 1016
3466 | 1312.456 | 1015.996
3467 | 1312.2971 | 1015.996
3468 | 1312.2486 | 1015.891
3469 | 1312.2486 | 1015.751
3470 | 1312 | 1015.629
3471 | 1311.495 | 1015.51
3472 | 1311.4301 | 1015.103
3473 | 1311.2 | 1015.018
3474 | 1311.2 | 1014.671
3475 | 1310.4 | 1014.4
3476 | 1310.4 | 1014.248
3477 | 1310.4 | 1014.184
3478 | 1310.4 | 1013.904
3479 | 1310.1635 | 1013.233
3480 | 1310.148 | 1012.917
3481 | 1310.033 | 1012.811
3482 | 1309.9178 | 1012.543
3483 | 1309.9178 | 1012.42
3484 | 1309.8432 | 1012
3485 | 1309.7799 | 1011.616
3486 | 1309.4418 | 1011.516
3487 | 1309.39 | 1011.437
3488 | 1309.361 | 1011.036
3489 | 1309.2256 | 1010.953
3490 | 1308.9971 | 1010.939
3491 | 1308.846 | 1010.471
3492 | 1308.643 | 1010.4
3493 | 1308.586 | 1010.237
3494 | 1308.4901 | 1010.011
3495 | 1308.312 | 1009.736
3496 | 1308.225 | 1009.6
3497 | 1308 | 1009.431
3498 | 1307.932 | 1009.368
3499 | 1307.6936 | 1009.096
3500 | 1307.693 | 1009.089
3501 | 1307.476 | 1008.8
3502 | 1307.3767 | 1008.399
3503 | 1307.2764 | 1008.399
3504 | 1307.2 | 1008
3505 | 1306.7683 | 1007.628
3506 | 1306.7255 | 1007.2
3507 | 1306.374 | 1007.017
3508 | 1306.2835 | 1006.949
3509 | 1306.162 | 1006.927
3510 | 1306.0833 | 1006.468
3511 | 1306.039 | 1006.426
3512 | 1306.0331 | 1006.4
3513 | 1306.0331 | 1006.4
3514 | 1305.6 | 1005.677
3515 | 1305.6 | 1005.636
3516 | 1305.6 | 1005.113
3517 | 1305.6 | 1004.72
3518 | 1305.548 | 1004.683
3519 | 1305.53 | 1004.254
3520 | 1305.495 | 1004
3521 | 1305.477 | 1003.985
3522 | 1305.359 | 1003.554
3523 | 1305.329 | 1003.211
3524 | 1305.3029 | 1003.146
3525 | 1304.8 | 1001.778
3526 | 1304.8 | 1001.778
3527 | 1304.8 | 1001.473
3528 | 1304.669 | 1001.043
3529 | 1304.5051 | 1001.043
3530 | 1304.4387 | 1001.043
3531 | 1304 | 1000.696
3532 | 1304 | 1000.307
3533 | 1304 | 1000.11
3534 | 1304 | 1000
3535 | 1304 | 999.775
3536 | 1303.888 | 999.698
3537 | 1303.802 | 999.2
3538 | 1303.577 | 998.4
3539 | 1303.2 | 997.793
3540 | 1303.2 | 997.6
3541 | 1303.011 | 997.094
3542 | 1302.91 | 996.812
3543 | 1302.813 | 996.8
3544 | 1302.803 | 996.454
3545 | 1302.6298 | 996
3546 | 1302.6059 | 995.834
3547 | 1302.5098 | 995.276
3548 | 1302.4 | 995.2
3549 | 1302.3903 | 995.2
3550 | 1302.102 | 994.927
3551 | 1302.0681 | 994.822
3552 | 1301.9392 | 994.814
3553 | 1301.865 | 994.4
3554 | 1301.6783 | 993.688
3555 | 1301.609 | 993.6
3556 | 1301.431 | 993.307
3557 | 1301.2096 | 993.203
3558 | 1301.174 | 992.8
3559 | 1301.099 | 992.216
3560 | 1300.99 | 992
3561 | 1300.8 | 991.373
3562 | 1300.4519 | 991.131
3563 | 1300.328 | 990.411
3564 | 1300.3109 | 989.602
3565 | 1300.307 | 989.274
3566 | 1300.2516 | 989.274
3567 | 1300 | 988.896
3568 | 1300 | 988.8
3569 | 1300 | 988.8
3570 | 1300 | 988.539
3571 | 1300 | 988.369
3572 | 1300 | 988.369
3573 | 1299.8671 | 986.711
3574 | 1299.5317 | 985.606
3575 | 1299.5317 | 985.6
3576 | 1299.4648 | 985.6
3577 | 1299.258 | 984.861
3578 | 1299.2 | 984.8
3579 | 1299.2 | 983.2
3580 | 1299.188 | 982.846
3581 | 1299.0474 | 982.843
3582 | 1299.0406 | 982.843
3583 | 1298.9278 | 982.733
3584 | 1298.7306 | 982.4
3585 | 1298.4857 | 981.6
3586 | 1298.407 | 981.396
3587 | 1298.4 | 981.106
3588 | 1298.3816 | 980.8
3589 | 1298.1928 | 980.702
3590 | 1298.188 | 980.448
3591 | 1298.1309 | 979.933
3592 | 1297.88 | 979.329
3593 | 1297.7951 | 979.2
3594 | 1297.339 | 978.942
3595 | 1296.981 | 978.659
3596 | 1296.8027 | 978.4
3597 | 1296.8011 | 978.4
3598 | 1296.8 | 978.165
3599 | 1296.7098 | 977.873
3600 | 1296.6671 | 976.8
3601 | 1296.4209 | 976.8
3602 | 1296.3319 | 976.364
3603 | 1296.2238 | 976.121
3604 | 1296.1408 | 976.035
3605 | 1296.0874 | 975.936
3606 | 1295.9329 | 975.214
3607 | 1295.9295 | 975.01
3608 | 1295.9036 | 974.573
3609 | 1295.781 | 974.555
3610 | 1295.7403 | 973.864
3611 | 1295.2535 | 973.864
3612 | 1295.2 | 973.6
3613 | 1295.2 | 973.174
3614 | 1295.1505 | 973.174
3615 | 1295.145 | 973.174
3616 | 1294.5152 | 972.357
3617 | 1294.4 | 972
3618 | 1294.4 | 971.492
3619 | 1294.4 | 971.315
3620 | 1294.4 | 971.2
3621 | 1294.379 | 970.886
3622 | 1294.3433 | 970.498
3623 | 1294.28 | 970.4
3624 | 1294.1465 | 970.151
3625 | 1293.998 | 969.673
3626 | 1293.6 | 969.639
3627 | 1293.522 | 968.978
3628 | 1293.3496 | 968.8
3629 | 1293.304 | 968.389
3630 | 1293.095 | 968.339
3631 | 1293.0716 | 968
3632 | 1292.9603 | 967.493
3633 | 1292.903 | 967.419
3634 | 1292.8316 | 967.209
3635 | 1292.8 | 967.2
3636 | 1292.8 | 967.2
3637 | 1292.8 | 967.163
3638 | 1292.068 | 966.957
3639 | 1292 | 966.511
3640 | 1292 | 966.267
3641 | 1292 | 966.144
3642 | 1292 | 965.833
3643 | 1292 | 964.92
3644 | 1291.5998 | 964.8
3645 | 1291.2 | 964.529
3646 | 1291.1281 | 964
3647 | 1290.5356 | 963.404
3648 | 1290.4943 | 963.2
3649 | 1290.4 | 963.2
3650 | 1290.4 | 962.796
3651 | 1290.4 | 962.781
3652 | 1290.4 | 962.641
3653 | 1290.4 | 962.06
3654 | 1290.1975 | 961.914
3655 | 1290.1975 | 961.6
3656 | 1290.0993 | 961.325
3657 | 1289.5668 | 960.8
3658 | 1289.506 | 960.741
3659 | 1289.4335 | 960.25
3660 | 1289.3666 | 960
3661 | 1289.3435 | 960
3662 | 1289.3338 | 959.854
3663 | 1289.2178 | 959.046
3664 | 1288.8 | 958.174
3665 | 1288.8 | 958.012
3666 | 1288.7009 | 957.6
3667 | 1288.464 | 957.6
3668 | 1288.2412 | 956.912
3669 | 1288.141 | 956.861
3670 | 1288.1255 | 956.333
3671 | 1288.096 | 956.292
3672 | 1288.0652 | 956.23
3673 | 1288 | 956.176
3674 | 1288 | 956.176
3675 | 1288 | 955.907
3676 | 1288 | 955.579
3677 | 1287.992 | 955.485
3678 | 1287.915 | 955.216
3679 | 1287.7714 | 954.525
3680 | 1287.5099 | 954.407
3681 | 1287.4348 | 954.4
3682 | 1287.314 | 954.367
3683 | 1287.2 | 953.6
3684 | 1287.2 | 953.6
3685 | 1287.2 | 953.242
3686 | 1287.2 | 953.15
3687 | 1287.2 | 952.8
3688 | 1286.7441 | 952.734
3689 | 1286.664 | 952.643
3690 | 1286.6096 | 952.52
3691 | 1286.45 | 951.027
3692 | 1286.4464 | 950.4
3693 | 1286.429 | 950.4
3694 | 1286.4 | 950.4
3695 | 1286.4 | 949.69
3696 | 1286.4 | 949.6
3697 | 1286.247 | 949.6
3698 | 1285.8327 | 949.6
3699 | 1285.8327 | 949.6
3700 | 1285.689 | 948.642
3701 | 1285.6 | 948.482
3702 | 1285.6 | 948.39
3703 | 1285.6 | 948.261
3704 | 1285.579 | 947.053
3705 | 1285.3627 | 946.749
3706 | 1285.355 | 946.749
3707 | 1285.1606 | 946.655
3708 | 1284.5469 | 946.4
3709 | 1284.4951 | 946.095
3710 | 1284.4902 | 945.906
3711 | 1284.095 | 945.906
3712 | 1284.0444 | 945.879
3713 | 1284 | 945.429
3714 | 1284 | 945.402
3715 | 1284 | 945.143
3716 | 1283.8 | 945.027
3717 | 1283.7869 | 944.8
3718 | 1283.7711 | 944.165
3719 | 1283.758 | 944.059
3720 | 1283.562 | 943.98
3721 | 1283.4824 | 943.474
3722 | 1283.48 | 943.2
3723 | 1283.2 | 943.2
3724 | 1283.2 | 942.426
3725 | 1283.014 | 942.4
3726 | 1282.839 | 942.4
3727 | 1282.753 | 942.4
3728 | 1282.735 | 942.4
3729 | 1282.7249 | 942.331
3730 | 1282.4 | 941.402
3731 | 1282.3573 | 940.8
3732 | 1282.1932 | 939.708
3733 | 1282.017 | 939.33
3734 | 1282.0114 | 939.318
3735 | 1281.661 | 939.259
3736 | 1281.6469 | 938.97
3737 | 1281.6 | 937.788
3738 | 1281.582 | 937.6
3739 | 1281.294 | 936.987
3740 | 1281.246 | 936
3741 | 1281.053 | 935.555
3742 | 1280.998 | 935.493
3743 | 1280.894 | 935.434
3744 | 1280.8 | 934.78
3745 | 1280.8 | 934.4
3746 | 1280.8 | 934.11
3747 | 1280.783 | 933.6
3748 | 1280.5994 | 933.279
3749 | 1280.4233 | 933.114
3750 | 1280.109 | 933.103
3751 | 1280.093 | 933.103
3752 | 1280 | 933.057
3753 | 1280 | 932.668
3754 | 1280 | 932.423
3755 | 1279.819 | 932.026
3756 | 1279.8048 | 932
3757 | 1279.245 | 932
3758 | 1279.1002 | 931.042
3759 | 1278.8742 | 929.673
3760 | 1278.5809 | 929.211
3761 | 1278.412 | 928.457
3762 | 1278.2681 | 928.279
3763 | 1278.239 | 927.588
3764 | 1278.237 | 927.2
3765 | 1278.067 | 927.2
3766 | 1278.022 | 926.898
3767 | 1278.001 | 926.887
3768 | 1277.6 | 926.843
3769 | 1277.6 | 926.601
3770 | 1277.5983 | 926.479
3771 | 1277.595 | 925.616
3772 | 1277.5 | 925.516
3773 | 1277.059 | 925.284
3774 | 1276.9675 | 924.966
3775 | 1276.8627 | 924.093
3776 | 1276.8 | 924
3777 | 1276.6757 | 923.517
3778 | 1276.497 | 923.2
3779 | 1276.219 | 923.2
3780 | 1276.1272 | 923.186
3781 | 1276 | 923.003
3782 | 1276 | 923.003
3783 | 1276 | 921.6
3784 | 1275.9643 | 921.6
3785 | 1275.894 | 920.676
3786 | 1275.7325 | 920.386
3787 | 1275.6932 | 920
3788 | 1275.614 | 919.991
3789 | 1275.5441 | 919.652
3790 | 1275.3917 | 919.3
3791 | 1275.2 | 919.187
3792 | 1275.0212 | 919.001
3793 | 1274.9556 | 918.853
3794 | 1274.8271 | 918.664
3795 | 1274.6729 | 918.61
3796 | 1274.6562 | 918.411
3797 | 1274.438 | 918.4
3798 | 1274.4 | 917.795
3799 | 1274.4 | 917.15
3800 | 1274.4 | 916.324
3801 | 1274.4 | 916.01
3802 | 1274.4 | 915.983
3803 | 1274.4 | 915.52
3804 | 1274.3118 | 915.2
3805 | 1274.3118 | 914.839
3806 | 1274.12 | 914.651
3807 | 1274.013 | 914.485
3808 | 1273.679 | 914.334
3809 | 1273.643 | 914.251
3810 | 1273.3611 | 914.23
3811 | 1273.3423 | 914.177
3812 | 1273.22 | 913.516
3813 | 1272.8 | 913.227
3814 | 1272.8 | 912.045
3815 | 1272.8 | 912
3816 | 1272.8 | 911.805
3817 | 1272.5121 | 911.703
3818 | 1272.4496 | 911.703
3819 | 1272 | 911.607
3820 | 1272 | 911.515
3821 | 1271.929 | 910.676
3822 | 1271.7255 | 910.321
3823 | 1271.683 | 910.062
3824 | 1271.2 | 909.758
3825 | 1271.2 | 909.715
3826 | 1270.9311 | 909.186
3827 | 1270.9077 | 909.103
3828 | 1270.866 | 909.008
3829 | 1270.8584 | 908.661
3830 | 1270.7349 | 908.588
3831 | 1270.68 | 908.453
3832 | 1270.5584 | 907.971
3833 | 1270.539 | 907.559
3834 | 1270.4 | 907.533
3835 | 1270.4 | 906.4
3836 | 1270.4 | 906.4
3837 | 1270.4 | 906.303
3838 | 1270.332 | 906.161
3839 | 1270.2939 | 906.161
3840 | 1270.2431 | 906.121
3841 | 1270.1677 | 905.839
3842 | 1270.075 | 905.6
3843 | 1269.6825 | 905.425
3844 | 1269.4808 | 904.8
3845 | 1269.4781 | 904
3846 | 1269.4429 | 904
3847 | 1269.1333 | 904
3848 | 1268.8 | 903.217
3849 | 1268.8 | 903.2
3850 | 1268.8 | 902.792
3851 | 1268.8 | 902.762
3852 | 1268.772 | 902.483
3853 | 1268.6028 | 901.915
3854 | 1268.3941 | 901.6
3855 | 1268.221 | 900.816
3856 | 1268.157 | 900.323
3857 | 1268.07 | 899.687
3858 | 1268 | 899.576
3859 | 1268 | 899.541
3860 | 1268 | 899.2
3861 | 1267.9631 | 898.519
3862 | 1267.9631 | 898.4
3863 | 1267.883 | 898.398
3864 | 1267.674 | 898.07
3865 | 1267.651 | 897.6
3866 | 1267.6269 | 897.318
3867 | 1267.43 | 897.135
3868 | 1267.3981 | 896.83
3869 | 1267.2 | 896.587
3870 | 1267.2 | 896
3871 | 1267.0966 | 895.126
3872 | 1267.0523 | 895.126
3873 | 1267.0523 | 895.122
3874 | 1266.8185 | 895.033
3875 | 1266.559 | 894.957
3876 | 1266.465 | 894.905
3877 | 1266.4219 | 894.481
3878 | 1266.4092 | 894.4
3879 | 1266.4092 | 894.135
3880 | 1266.4 | 893.94
3881 | 1266.4 | 893.424
3882 | 1266.4 | 892.921
3883 | 1266.4 | 892.8
3884 | 1266.3005 | 892.8
3885 | 1265.9984 | 892.713
3886 | 1265.787 | 891.925
3887 | 1265.6 | 891.714
3888 | 1265.6 | 890.865
3889 | 1265.597 | 890.715
3890 | 1265.5835 | 890.4
3891 | 1265.572 | 890.4
3892 | 1265.5332 | 890.131
3893 | 1265.4585 | 889.576
3894 | 1265.2017 | 889.427
3895 | 1265.0944 | 889.27
3896 | 1264.8 | 889.244
3897 | 1264.8 | 889.161
3898 | 1264.8 | 889.116
3899 | 1264.732 | 888
3900 | 1264.5447 | 887.207
3901 | 1264.538 | 886.663
3902 | 1264.4646 | 886.366
3903 | 1264 | 885.584
3904 | 1263.9143 | 885.527
3905 | 1263.8647 | 885.48
3906 | 1263.8647 | 885.339
3907 | 1263.8647 | 884.928
3908 | 1263.6571 | 884.593
3909 | 1263.475 | 884.476
3910 | 1263.2609 | 884.385
3911 | 1263.257 | 884.33
3912 | 1263.2 | 883.775
3913 | 1262.5245 | 883.225
3914 | 1262.5245 | 883.2
3915 | 1262.4 | 882.694
3916 | 1262.4 | 882.624
3917 | 1262.4 | 881.731
3918 | 1262.2861 | 881.725
3919 | 1262.195 | 881.449
3920 | 1262.1523 | 881.268
3921 | 1262.025 | 880.8
3922 | 1261.7184 | 880.758
3923 | 1261.705 | 880.622
3924 | 1261.6 | 880.089
3925 | 1261.322 | 880
3926 | 1261.111 | 879.931
3927 | 1260.9775 | 879.73
3928 | 1260.8348 | 879.707
3929 | 1260.6772 | 879.241
3930 | 1260.412 | 878.4
3931 | 1260.2759 | 877.6
3932 | 1260 | 876.831
3933 | 1260 | 876.8
3934 | 1260 | 876.8
3935 | 1259.8074 | 876.8
3936 | 1259.699 | 876.62
3937 | 1259.2103 | 876.577
3938 | 1259.2 | 876.407
3939 | 1259.1168 | 876.004
3940 | 1258.89 | 875.787
3941 | 1258.648 | 875.411
3942 | 1258.4261 | 875.2
3943 | 1258.4261 | 874.365
3944 | 1258.4 | 874.26
3945 | 1258.4 | 874.235
3946 | 1258.144 | 873.878
3947 | 1257.977 | 873.062
3948 | 1257.8224 | 872.613
3949 | 1257.696 | 872.577
3950 | 1257.6 | 872.312
3951 | 1257.6 | 871.643
3952 | 1257.5245 | 871.316
3953 | 1257.4896 | 871.2
3954 | 1257.452 | 870.784
3955 | 1257.345 | 870.547
3956 | 1257.086 | 870.268
3957 | 1257.086 | 870.262
3958 | 1257.0037 | 869.728
3959 | 1256.8 | 868.681
3960 | 1256.8 | 867.056
3961 | 1256.603 | 866.127
3962 | 1256.2682 | 865.921
3963 | 1256.2682 | 864.861
3964 | 1256.2682 | 864.8
3965 | 1256.2333 | 864.355
3966 | 1256.0216 | 864.238
3967 | 1256 | 864.218
3968 | 1256 | 863.988
3969 | 1255.783 | 863.2
3970 | 1255.664 | 863.163
3971 | 1255.5327 | 862.413
3972 | 1255.5094 | 862.391
3973 | 1255.3689 | 861.974
3974 | 1255.265 | 861.223
3975 | 1255.2 | 860.8
3976 | 1255.151 | 860.8
3977 | 1255.099 | 860.592
3978 | 1254.993 | 860.072
3979 | 1254.9727 | 859.95
3980 | 1254.9727 | 859.418
3981 | 1254.555 | 859.055
3982 | 1254.4 | 858.511
3983 | 1254.4 | 858.225
3984 | 1254.4 | 858.076
3985 | 1254.291 | 857.866
3986 | 1254.203 | 857.086
3987 | 1253.8934 | 856.526
3988 | 1253.3755 | 856
3989 | 1253.158 | 855.852
3990 | 1253.0838 | 855.409
3991 | 1252.9154 | 855.2
3992 | 1252.9006 | 854.82
3993 | 1252.8 | 854.808
3994 | 1252.8 | 854.4
3995 | 1252.8 | 854.117
3996 | 1252.8 | 853.691
3997 | 1252.5906 | 853.6
3998 | 1252.525 | 852.8
3999 | 1252.2468 | 851.75
4000 | 1251.764 | 851.685
4001 | 1251.649 | 851.446
4002 | 1251.5192 | 851.287
4003 | 1251.5192 | 851.2
4004 | 1251.5192 | 850.969
4005 | 1251.361 | 850.818
4006 | 1251.306 | 850.4
4007 | 1251.2 | 849.97
4008 | 1251.1195 | 849.816
4009 | 1251.1145 | 848.946
4010 | 1251.0074 | 848.851
4011 | 1250.9173 | 848.79
4012 | 1250.7879 | 848.16
4013 | 1250.4936 | 848
4014 | 1250.4619 | 847.838
4015 | 1250.4 | 847.796
4016 | 1250.4 | 847.388
4017 | 1250.4 | 847.272
4018 | 1250.3824 | 846.585
4019 | 1250.2042 | 845.6
4020 | 1250.1114 | 845.004
4021 | 1249.9334 | 844.706
4022 | 1249.8858 | 843.2
4023 | 1249.6 | 843.021
4024 | 1249.3245 | 842.753
4025 | 1249.2235 | 842.326
4026 | 1249.168 | 842.237
4027 | 1248.913 | 841.598
4028 | 1248.913 | 841.4
4029 | 1248.8063 | 840.75
4030 | 1248.8 | 840.562
4031 | 1248.8 | 840.224
4032 | 1248.8 | 840
4033 | 1248.8 | 840
4034 | 1248.8 | 839.957
4035 | 1248.8 | 838.415
4036 | 1248.417 | 838.4
4037 | 1248.3052 | 838.4
4038 | 1248.0084 | 838.27
4039 | 1248 | 837.235
4040 | 1248 | 836.752
4041 | 1247.998 | 836.64
4042 | 1247.462 | 836.456
4043 | 1247.32 | 836
4044 | 1247.2 | 835.985
4045 | 1247.1906 | 835.728
4046 | 1247.034 | 835.581
4047 | 1247.0319 | 834.961
4048 | 1246.9858 | 834.416
4049 | 1246.7915 | 833.63
4050 | 1246.7064 | 832.546
4051 | 1246.7064 | 831.91
4052 | 1246.6844 | 831.826
4053 | 1246.649 | 831.316
4054 | 1246.4 | 831.273
4055 | 1246.4 | 831.2
4056 | 1246.4 | 831.138
4057 | 1246.387 | 830.268
4058 | 1246.3728 | 830.097
4059 | 1246.3699 | 829.6
4060 | 1245.954 | 829.387
4061 | 1245.736 | 828.8
4062 | 1245.6 | 828.8
4063 | 1245.6 | 828.8
4064 | 1245.0055 | 828.216
4065 | 1244.8 | 827.317
4066 | 1244.8 | 827.2
4067 | 1244.8 | 826.749
4068 | 1244.4999 | 826.675
4069 | 1244.499 | 826.62
4070 | 1244.374 | 826.584
4071 | 1244.187 | 826.4
4072 | 1244 | 825.6
4073 | 1243.9425 | 825.248
4074 | 1243.9425 | 825.124
4075 | 1243.9425 | 824.194
4076 | 1243.8855 | 823.782
4077 | 1243.5472 | 823.555
4078 | 1243.412 | 823.519
4079 | 1243.3736 | 823.441
4080 | 1243.2 | 823.336
4081 | 1243.2 | 823.295
4082 | 1243.0288 | 823.295
4083 | 1242.7375 | 822.262
4084 | 1242.4 | 822.035
4085 | 1242.3884 | 820.8
4086 | 1242.3487 | 820.532
4087 | 1241.914 | 820
4088 | 1241.663 | 819.346
4089 | 1241.662 | 818.634
4090 | 1241.6 | 818.4
4091 | 1241.5596 | 817.918
4092 | 1241.5501 | 817.811
4093 | 1241.5078 | 817.378
4094 | 1241.291 | 816.427
4095 | 1241.187 | 816
4096 | 1241.158 | 815.698
4097 | 1240.9649 | 815.376
4098 | 1240.8 | 815.376
4099 | 1240.7703 | 815.197
4100 | 1240.7703 | 814.893
4101 | 1240.471 | 814.24
4102 | 1240.205 | 813.626
4103 | 1240.0867 | 813.626
4104 | 1240.0192 | 813.601
4105 | 1240 | 813.6
4106 | 1240 | 812
4107 | 1240 | 811.561
4108 | 1239.89 | 811.284
4109 | 1239.8562 | 809.921
4110 | 1239.8362 | 809.482
4111 | 1239.767 | 808.8
4112 | 1239.5337 | 808.391
4113 | 1239.472 | 807.601
4114 | 1239.3475 | 806.865
4115 | 1239.2694 | 806.13
4116 | 1239.2 | 805.6
4117 | 1239.2 | 805.064
4118 | 1239.2 | 805.014
4119 | 1239.2 | 804.8
4120 | 1239.039 | 804.647
4121 | 1239.0123 | 804.639
4122 | 1238.9154 | 804.201
4123 | 1238.8415 | 803.382
4124 | 1238.812 | 802.617
4125 | 1238.6166 | 802.291
4126 | 1238.6157 | 801.835
4127 | 1238.61 | 800.503
4128 | 1238.5577 | 799.443
4129 | 1238.4395 | 799.2
4130 | 1238.4 | 798.828
4131 | 1238.4 | 798.4
4132 | 1238.1945 | 797.74
4133 | 1238.191 | 797.6
4134 | 1238.1 | 797.6
4135 | 1238.0554 | 797.423
4136 | 1237.7156 | 797.01
4137 | 1237.7056 | 796.566
4138 | 1237.7056 | 795.913
4139 | 1237.7056 | 795.294
4140 | 1237.6625 | 794.558
4141 | 1237.5674 | 794.498
4142 | 1237.532 | 793.553
4143 | 1237.1447 | 792.038
4144 | 1237.1447 | 792
4145 | 1237.0149 | 791.768
4146 | 1237.0149 | 791.672
4147 | 1236.892 | 790.966
4148 | 1236.8333 | 790.2
4149 | 1236.827 | 790.12
4150 | 1236.8 | 789.616
4151 | 1236.8 | 789.577
4152 | 1236.8 | 786.537
4153 | 1236.5588 | 785.764
4154 | 1236.4091 | 785.535
4155 | 1236.3242 | 785.282
4156 | 1236.1086 | 785.146
4157 | 1236.1086 | 784.842
4158 | 1235.9792 | 784.8
4159 | 1235.738 | 784.8
4160 | 1235.6617 | 784.281
4161 | 1235.312 | 782.593
4162 | 1235.2 | 782.583
4163 | 1234.863 | 782.545
4164 | 1234.4 | 782.513
4165 | 1234.4 | 782.478
4166 | 1234.242 | 782.398
4167 | 1234.1608 | 782.373
4168 | 1234.0498 | 780.528
4169 | 1234.046 | 780.473
4170 | 1233.7922 | 780
4171 | 1233.7778 | 779.73
4172 | 1233.7118 | 779.651
4173 | 1233.607 | 779.2
4174 | 1233.6 | 779.2
4175 | 1233.6 | 778.973
4176 | 1233.4671 | 778.4
4177 | 1233.4671 | 777.975
4178 | 1233.429 | 777.123
4179 | 1233.2875 | 777.054
4180 | 1233.2875 | 776.824
4181 | 1233.0561 | 776.505
4182 | 1232.8708 | 776.412
4183 | 1232.8 | 776.121
4184 | 1232.8 | 775.947
4185 | 1232.8 | 775.834
4186 | 1232.7184 | 774.947
4187 | 1232.4093 | 774.644
4188 | 1232.224 | 774.4
4189 | 1232.1801 | 773.136
4190 | 1232.152 | 772.296
4191 | 1232.0808 | 772.051
4192 | 1232 | 771.577
4193 | 1232 | 771.214
4194 | 1231.998 | 770.803
4195 | 1231.9892 | 770.803
4196 | 1231.626 | 769.6
4197 | 1231.447 | 769.497
4198 | 1231.431 | 768.983
4199 | 1231.2495 | 768.468
4200 | 1231.0896 | 768.029
4201 | 1231.0111 | 768
4202 | 1230.7987 | 767.797
4203 | 1230.7987 | 767.207
4204 | 1230.7481 | 766.58
4205 | 1230.6701 | 765.483
4206 | 1230.58 | 764.835
4207 | 1230.4932 | 764.607
4208 | 1230.4 | 764
4209 | 1230.4 | 763.654
4210 | 1230.108 | 763.11
4211 | 1230.108 | 762.578
4212 | 1230.0597 | 762.515
4213 | 1229.933 | 762.129
4214 | 1229.6 | 761.987
4215 | 1229.5985 | 761.48
4216 | 1229.4174 | 761.463
4217 | 1229.373 | 761.309
4218 | 1229.2948 | 760.79
4219 | 1229.1162 | 760
4220 | 1228.928 | 759.792
4221 | 1228.803 | 759.461
4222 | 1228.8 | 759.292
4223 | 1228.6313 | 759.2
4224 | 1228.3805 | 758.799
4225 | 1228.3805 | 758.128
4226 | 1228.3184 | 758.128
4227 | 1228.2872 | 758.074
4228 | 1228.1419 | 757.851
4229 | 1228.0848 | 757.009
4230 | 1228.071 | 756.99
4231 | 1228.0489 | 756.99
4232 | 1228 | 756.732
4233 | 1228 | 756.619
4234 | 1227.897 | 755.476
4235 | 1227.421 | 755.2
4236 | 1227.347 | 754.867
4237 | 1227.3453 | 754.857
4238 | 1227.291 | 754.4
4239 | 1227.2 | 753.957
4240 | 1226.996 | 753.543
4241 | 1226.957 | 753.056
4242 | 1226.9442 | 752.979
4243 | 1226.8474 | 752.8
4244 | 1226.7781 | 752.774
4245 | 1226.4 | 752.155
4246 | 1226.4 | 752.094
4247 | 1226.4 | 751.927
4248 | 1226.4 | 751.766
4249 | 1226.4 | 751.286
4250 | 1226.4 | 750.914
4251 | 1226.0084 | 750.23
4252 | 1225.8163 | 750.122
4253 | 1225.774 | 748.941
4254 | 1225.6264 | 748.701
4255 | 1225.6 | 748.686
4256 | 1225.6 | 748.409
4257 | 1225.6 | 748.203
4258 | 1225.6 | 748.156
4259 | 1225.411 | 747.679
4260 | 1225.3763 | 746.333
4261 | 1225.2732 | 746.181
4262 | 1225.2315 | 745.305
4263 | 1224.946 | 745.043
4264 | 1224.9167 | 744.653
4265 | 1224.801 | 744.573
4266 | 1224.8 | 744.293
4267 | 1224.544 | 743.25
4268 | 1224.436 | 743.176
4269 | 1224.246 | 742.221
4270 | 1223.9724 | 741.772
4271 | 1223.3853 | 741.6
4272 | 1223.2 | 741.6
4273 | 1223.2 | 739.318
4274 | 1223.2 | 739.032
4275 | 1222.75 | 738.523
4276 | 1222.7384 | 738.4
4277 | 1222.683 | 738.091
4278 | 1222.5996 | 737.956
4279 | 1222.5105 | 737.403
4280 | 1222.4 | 737.291
4281 | 1222.4 | 736.96
4282 | 1222.4 | 734.4
4283 | 1222.4 | 734.299
4284 | 1222.4 | 734.232
4285 | 1222.398 | 733.848
4286 | 1222.285 | 733.593
4287 | 1222.1238 | 733.146
4288 | 1221.935 | 733.032
4289 | 1221.8379 | 731.078
4290 | 1221.6987 | 730.958
4291 | 1221.6297 | 730.053
4292 | 1221.6 | 729.586
4293 | 1221.3717 | 729.504
4294 | 1221.1291 | 728.844
4295 | 1220.8328 | 728.8
4296 | 1220.8 | 728.778
4297 | 1220.8 | 728.612
4298 | 1220.5699 | 728.499
4299 | 1220.12 | 728.375
4300 | 1220.0359 | 727.2
4301 | 1220 | 725.6
4302 | 1220 | 725.298
4303 | 1220 | 725.219
4304 | 1220 | 724.597
4305 | 1219.8369 | 723.969
4306 | 1219.569 | 723.718
4307 | 1219.223 | 723.705
4308 | 1219.2 | 723.2
4309 | 1219.2 | 722.301
4310 | 1219.0571 | 721.6
4311 | 1218.7567 | 720.8
4312 | 1218.646 | 720.799
4313 | 1218.5665 | 720.688
4314 | 1218.473 | 719.977
4315 | 1218.4 | 719.708
4316 | 1218.2391 | 719.462
4317 | 1218.137 | 719.246
4318 | 1218.0211 | 718.89
4319 | 1217.803 | 718.714
4320 | 1217.7058 | 718.515
4321 | 1217.6 | 718.064
4322 | 1217.6 | 717.6
4323 | 1217.6 | 716.419
4324 | 1217.598 | 716.396
4325 | 1217.422 | 716.239
4326 | 1217.408 | 715.853
4327 | 1217.2856 | 715.661
4328 | 1217.2856 | 715.549
4329 | 1217.1598 | 715.467
4330 | 1217.119 | 715.092
4331 | 1216.9309 | 714.167
4332 | 1216.8483 | 713.69
4333 | 1216.8397 | 713.6
4334 | 1216.8 | 713.449
4335 | 1216.6852 | 713.058
4336 | 1216.588 | 712.786
4337 | 1216.436 | 712.431
4338 | 1216.2944 | 711.983
4339 | 1216.2944 | 709.66
4340 | 1216 | 708.847
4341 | 1216 | 708.8
4342 | 1216 | 707.951
4343 | 1216 | 707.787
4344 | 1215.9093 | 706.099
4345 | 1215.698 | 705.6
4346 | 1215.644 | 704.969
4347 | 1215.6037 | 704.969
4348 | 1215.6037 | 704.891
4349 | 1215.461 | 704.559
4350 | 1215.2952 | 704.386
4351 | 1215.2 | 704.029
4352 | 1215.149 | 704
4353 | 1215.1313 | 703.923
4354 | 1215.0892 | 702.945
4355 | 1215.0791 | 702.186
4356 | 1214.924 | 701.668
4357 | 1214.887 | 700.8
4358 | 1214.49 | 699.2
4359 | 1214.4 | 699.09
4360 | 1214.4 | 697.939
4361 | 1214.4 | 697.6
4362 | 1214.3544 | 696.767
4363 | 1214.3435 | 695.685
4364 | 1214.229 | 695.045
4365 | 1214.189 | 694.821
4366 | 1214.131 | 694.16
4367 | 1213.9294 | 693.722
4368 | 1213.91 | 693.258
4369 | 1213.663 | 693.247
4370 | 1213.608 | 692.702
4371 | 1213.6 | 689.854
4372 | 1213.6 | 689.6
4373 | 1212.985 | 689.6
4374 | 1212.909 | 689.261
4375 | 1212.8409 | 688.874
4376 | 1212.8063 | 688.526
4377 | 1212.806 | 688.198
4378 | 1212.8 | 686.509
4379 | 1212.8 | 686.4
4380 | 1212.52 | 686.4
4381 | 1212.443 | 685.77
4382 | 1212.067 | 684.893
4383 | 1212 | 684.669
4384 | 1212 | 683.223
4385 | 1212 | 681.611
4386 | 1212 | 681.14
4387 | 1211.7488 | 678.563
4388 | 1211.742 | 678
4389 | 1211.6653 | 677.6
4390 | 1211.4596 | 677.173
4391 | 1211.392 | 675.434
4392 | 1211.3632 | 675.207
4393 | 1211.2 | 674.816
4394 | 1211.2 | 673.677
4395 | 1211.2 | 673.246
4396 | 1211.2 | 672.195
4397 | 1211.064 | 671.774
4398 | 1210.9693 | 671.734
4399 | 1210.7689 | 671.516
4400 | 1210.6659 | 671.515
4401 | 1210.4 | 671.438
4402 | 1210.4 | 671.14
4403 | 1209.862 | 669.467
4404 | 1209.6927 | 668.8
4405 | 1209.6763 | 668.785
4406 | 1209.6 | 668.588
4407 | 1209.5909 | 667.874
4408 | 1209.1949 | 667.102
4409 | 1209.14 | 666.613
4410 | 1209.033 | 666.436
4411 | 1208.997 | 666.37
4412 | 1208.9158 | 665.857
4413 | 1208.8 | 665.51
4414 | 1208.7526 | 665.027
4415 | 1208.6635 | 664.438
4416 | 1208.6278 | 663.439
4417 | 1208.3058 | 662.859
4418 | 1208.0826 | 662.169
4419 | 1208 | 661.497
4420 | 1207.7239 | 660.537
4421 | 1207.4389 | 658.469
4422 | 1207.3155 | 657.745
4423 | 1207.2 | 656.8
4424 | 1207.2 | 656.129
4425 | 1207.2 | 655.598
4426 | 1207.2 | 655.522
4427 | 1207.142 | 654.091
4428 | 1207.035 | 653.398
4429 | 1206.9883 | 652.137
4430 | 1206.845 | 652.006
4431 | 1206.68 | 650.581
4432 | 1206.6721 | 650.565
4433 | 1206.6248 | 650.093
4434 | 1206.4888 | 649.002
4435 | 1206.4888 | 648.53
4436 | 1206.4 | 648.181
4437 | 1206.4 | 647.987
4438 | 1206.4 | 647.754
4439 | 1206.253 | 647.077
4440 | 1206.2528 | 647.002
4441 | 1206.214 | 645.382
4442 | 1205.8909 | 643.387
4443 | 1205.6919 | 641.79
4444 | 1205.541 | 641.777
4445 | 1205.407 | 641.415
4446 | 1205.397 | 640.649
4447 | 1204.9136 | 640.111
4448 | 1204.8 | 640.073
4449 | 1204.8 | 639.053
4450 | 1204.8 | 638.053
4451 | 1204.7818 | 637.891
4452 | 1204.6634 | 636.845
4453 | 1204.4444 | 636.489
4454 | 1204 | 635.415
4455 | 1204 | 635.2
4456 | 1204 | 635.053
4457 | 1204 | 634.403
4458 | 1203.916 | 633.824
4459 | 1203.862 | 632.829
4460 | 1203.8265 | 632.609
4461 | 1203.6531 | 631.328
4462 | 1203.4772 | 631.308
4463 | 1203.4772 | 631.095
4464 | 1203.2 | 629.618
4465 | 1203.2 | 627.563
4466 | 1203.199 | 626.524
4467 | 1203.114 | 626.4
4468 | 1203.09 | 625.918
4469 | 1203.0278 | 625.411
4470 | 1202.7821 | 625.098
4471 | 1202.5043 | 623.455
4472 | 1202.4 | 623.115
4473 | 1202.4 | 623.085
4474 | 1202.3589 | 623.066
4475 | 1202.344 | 622.306
4476 | 1201.79 | 621.643
4477 | 1201.79 | 620.773
4478 | 1201.671 | 620.35
4479 | 1201.6 | 620.186
4480 | 1201.6 | 620.081
4481 | 1201.4218 | 619.369
4482 | 1201.1464 | 619.295
4483 | 1201.14 | 618.567
4484 | 1201.115 | 618.166
4485 | 1201.095 | 617.426
4486 | 1200.8854 | 617.253
4487 | 1200.8 | 617.227
4488 | 1200.8 | 616.994
4489 | 1200.8 | 616.879
4490 | 1200.8 | 616.631
4491 | 1200.7723 | 616.289
4492 | 1200.7083 | 615.826
4493 | 1200.592 | 613.01
4494 | 1200.589 | 612.826
4495 | 1200.4086 | 612.459
4496 | 1200.3686 | 611.947
4497 | 1200.2556 | 611.692
4498 | 1200.195 | 610.993
4499 | 1200.115 | 609.636
4500 | 1200.1137 | 609.183
4501 | 1200 | 607.918
4502 | 1199.6331 | 607.802
4503 | 1199.5926 | 607.081
4504 | 1199.3168 | 607.032
4505 | 1199.3168 | 606.99
4506 | 1199.225 | 606.799
4507 | 1199.2 | 606.4
4508 | 1199.2 | 606.012
4509 | 1199.2 | 603.892
4510 | 1199.0566 | 603.044
4511 | 1198.9713 | 602.886
4512 | 1198.8976 | 602.4
4513 | 1198.8156 | 602.276
4514 | 1198.4 | 601.708
4515 | 1198.4 | 600.4
4516 | 1198.38 | 600.173
4517 | 1198.3366 | 599.876
4518 | 1198.1621 | 598.983
4519 | 1198.1208 | 598.279
4520 | 1198.058 | 597.099
4521 | 1198.0387 | 596.889
4522 | 1198.0387 | 594.651
4523 | 1197.79 | 594.4
4524 | 1197.303 | 594.4
4525 | 1197.2617 | 594.242
4526 | 1196.9072 | 593.745
4527 | 1196.8 | 592.8
4528 | 1196.8 | 592.601
4529 | 1196.4829 | 592.215
4530 | 1196.4679 | 590.474
4531 | 1196.422 | 587.412
4532 | 1196.191 | 587.142
4533 | 1196.1437 | 586.436
4534 | 1196.1292 | 586.165
4535 | 1196 | 584.932
4536 | 1196 | 584.744
4537 | 1196 | 584.306
4538 | 1195.968 | 583.29
4539 | 1195.6673 | 580.8
4540 | 1195.5738 | 580.024
4541 | 1195.5738 | 579.576
4542 | 1195.4363 | 578.92
4543 | 1195.22 | 577.752
4544 | 1195.2 | 577.351
4545 | 1195.2 | 576.8
4546 | 1195.2 | 576.749
4547 | 1194.744 | 576.524
4548 | 1194.5136 | 576.267
4549 | 1194.461 | 575.28
4550 | 1194.4 | 574.556
4551 | 1194.4 | 574.502
4552 | 1194.4 | 574.145
4553 | 1193.8661 | 573.978
4554 | 1193.7386 | 573.814
4555 | 1193.708 | 573.633
4556 | 1193.6 | 571.947
4557 | 1193.6 | 571.813
4558 | 1193.2138 | 571.712
4559 | 1193.172 | 570.575
4560 | 1193.029 | 569.895
4561 | 1192.8111 | 569.37
4562 | 1192.7735 | 567.523
4563 | 1192.6799 | 565.699
4564 | 1192.4164 | 564.27
4565 | 1192.407 | 564.259
4566 | 1192.262 | 564.253
4567 | 1192 | 563.485
4568 | 1192 | 562.764
4569 | 1192 | 562.265
4570 | 1192 | 561.501
4571 | 1191.895 | 561.261
4572 | 1191.8232 | 560.245
4573 | 1191.5872 | 559.923
4574 | 1191.5782 | 557.159
4575 | 1191.2752 | 556.957
4576 | 1191.2 | 555.466
4577 | 1191.2 | 553.881
4578 | 1191.158 | 553.581
4579 | 1191.082 | 552.902
4580 | 1190.5629 | 551.2
4581 | 1190.56 | 551.068
4582 | 1190.482 | 550.747
4583 | 1190.4 | 549.625
4584 | 1190.4 | 547.786
4585 | 1190.0714 | 547.061
4586 | 1189.8149 | 546.31
4587 | 1189.7541 | 545.447
4588 | 1189.61 | 542.314
4589 | 1189.6 | 541.701
4590 | 1189.6 | 541.69
4591 | 1189.6 | 540.497
4592 | 1189.6 | 540.397
4593 | 1189.6 | 538.856
4594 | 1189.3358 | 538.81
4595 | 1189.1388 | 536.087
4596 | 1188.8 | 534.4
4597 | 1188.8 | 530.915
4598 | 1188.667 | 528.524
4599 | 1188.5309 | 528.481
4600 | 1188.3885 | 527.437
4601 | 1188.218 | 526.4
4602 | 1188 | 524.444
4603 | 1187.9385 | 524.352
4604 | 1187.8648 | 522.29
4605 | 1187.8648 | 520.406
4606 | 1187.464 | 519.86
4607 | 1187.2856 | 519.847
4608 | 1187.2 | 519.544
4609 | 1187.1293 | 519.533
4610 | 1187.0499 | 518.837
4611 | 1186.9605 | 516.868
4612 | 1186.715 | 516.734
4613 | 1186.5863 | 515.982
4614 | 1186.4 | 515.966
4615 | 1186.3938 | 514.917
4616 | 1186.13 | 514.614
4617 | 1186.075 | 512.779
4618 | 1185.9043 | 512.316
4619 | 1185.808 | 512.108
4620 | 1185.7689 | 511.802
4621 | 1185.424 | 511.79
4622 | 1185.2801 | 510.626
4623 | 1185.2757 | 510.183
4624 | 1185.2136 | 510.141
4625 | 1185.147 | 509.753
4626 | 1185.0608 | 509.556
4627 | 1184.9728 | 509.552
4628 | 1184.9728 | 508.17
4629 | 1184.9728 | 505.6
4630 | 1184.8307 | 505.6
4631 | 1184.8307 | 505.419
4632 | 1184.8307 | 504.515
4633 | 1184.8 | 504
4634 | 1184.8 | 504
4635 | 1184.4607 | 503.527
4636 | 1184.2177 | 503.2
4637 | 1184.1872 | 503.073
4638 | 1184.1872 | 502.867
4639 | 1184 | 502.575
4640 | 1184 | 502.066
4641 | 1183.914 | 502.04
4642 | 1183.594 | 502.04
4643 | 1183.4517 | 501.6
4644 | 1183.22 | 501.047
4645 | 1183.2 | 500.916
4646 | 1183.2 | 500.677
4647 | 1183.2 | 500.103
4648 | 1182.9589 | 499.79
4649 | 1182.912 | 499.496
4650 | 1182.818 | 499.097
4651 | 1182.7428 | 498.714
4652 | 1182.657 | 498.4
4653 | 1182.509 | 498.4
4654 | 1182.4 | 498.4
4655 | 1182.4 | 497.756
4656 | 1182.4 | 497.6
4657 | 1182.4 | 496.461
4658 | 1182.365 | 496.461
4659 | 1182.361 | 496.461
4660 | 1181.9806 | 495.664
4661 | 1181.9806 | 495.605
4662 | 1181.7602 | 494.942
4663 | 1181.647 | 494.865
4664 | 1181.6 | 494.282
4665 | 1181.242 | 493.646
4666 | 1181.19 | 492.579
4667 | 1181.115 | 491.655
4668 | 1181.0885 | 491.648
4669 | 1180.946 | 491.646
4670 | 1180.8 | 491.571
4671 | 1180.8 | 489.262
4672 | 1180.8 | 488.866
4673 | 1180.8 | 487.457
4674 | 1180.5096 | 487.2
4675 | 1180.5096 | 485.6
4676 | 1180.3883 | 485.384
4677 | 1180.2871 | 485.305
4678 | 1180 | 485.212
4679 | 1179.9083 | 484.8
4680 | 1179.7741 | 483.711
4681 | 1179.725 | 482.52
4682 | 1179.3922 | 481.914
4683 | 1179.3631 | 481.464
4684 | 1179.3466 | 480.8
4685 | 1179.255 | 480.424
4686 | 1179.2 | 480.308
4687 | 1179.2 | 480.107
4688 | 1179.2 | 478.93
4689 | 1179.0386 | 478.599
4690 | 1178.9974 | 477.605
4691 | 1178.5865 | 477.6
4692 | 1178.5 | 475.742
4693 | 1178.4929 | 474.246
4694 | 1178.4 | 473.617
4695 | 1178.4 | 473.32
4696 | 1178.36 | 472.753
4697 | 1178.3067 | 472.631
4698 | 1178.106 | 472.515
4699 | 1178.0217 | 472
4700 | 1177.8008 | 471.186
4701 | 1177.8001 | 469.88
4702 | 1177.6161 | 468.814
4703 | 1177.5675 | 467.866
4704 | 1177.554 | 467.2
4705 | 1177.4916 | 467.013
4706 | 1177.0613 | 466.748
4707 | 1176.84 | 465.704
4708 | 1176.832 | 465.547
4709 | 1176.8108 | 465.383
4710 | 1176.8 | 465.243
4711 | 1176.8 | 459.852
4712 | 1176.8 | 458.207
4713 | 1176.8 | 457.786
4714 | 1176.7039 | 455.702
4715 | 1176.207 | 455.611
4716 | 1176.0394 | 455.379
4717 | 1176 | 455.213
4718 | 1175.793 | 451.103
4719 | 1175.544 | 450.4
4720 | 1175.372 | 449.344
4721 | 1175.229 | 448.648
4722 | 1175.2 | 447.872
4723 | 1175.2 | 446.455
4724 | 1175.0536 | 446.451
4725 | 1175.0134 | 446.352
4726 | 1174.9733 | 446.237
4727 | 1174.7929 | 445.289
4728 | 1174.6209 | 445.077
4729 | 1174.6132 | 444.907
4730 | 1174.6132 | 442.986
4731 | 1174.5986 | 442.183
4732 | 1174.1449 | 441.881
4733 | 1173.9536 | 441.579
4734 | 1173.817 | 441.311
4735 | 1173.8164 | 441.051
4736 | 1173.7765 | 440.81
4737 | 1173.6 | 440.721
4738 | 1173.32 | 440.561
4739 | 1173.122 | 440.02
4740 | 1172.832 | 439.972
4741 | 1172.8 | 438.848
4742 | 1172.8 | 438.088
4743 | 1172.3997 | 436.437
4744 | 1172.2624 | 435.811
4745 | 1172.039 | 434.977
4746 | 1172 | 434.862
4747 | 1172 | 432.55
4748 | 1171.973 | 432.493
4749 | 1171.9502 | 432.246
4750 | 1171.847 | 431.418
4751 | 1171.6916 | 431.2
4752 | 1171.349 | 430.872
4753 | 1171.326 | 430.311
4754 | 1171.2 | 429.725
4755 | 1171.09 | 429.373
4756 | 1171.084 | 427.173
4757 | 1170.7092 | 427.102
4758 | 1170.6288 | 426.257
4759 | 1170.5985 | 426.089
4760 | 1170.4 | 425.674
4761 | 1170.3146 | 425.565
4762 | 1170.2123 | 424.588
4763 | 1170.2102 | 423.852
4764 | 1169.848 | 422.413
4765 | 1169.6 | 422.395
4766 | 1169.6 | 421.854
4767 | 1169.6 | 421.6
4768 | 1169.6 | 421.333
4769 | 1169.1854 | 421.265
4770 | 1169.049 | 421.215
4771 | 1168.8 | 420.514
4772 | 1168.8 | 419.96
4773 | 1168.8 | 419.378
4774 | 1168.6743 | 417.343
4775 | 1168.515 | 417.273
4776 | 1168.446 | 416.8
4777 | 1168.1969 | 416.295
4778 | 1168.124 | 415.873
4779 | 1168.045 | 415.868
4780 | 1168 | 415.635
4781 | 1168 | 414.561
4782 | 1168 | 414.501
4783 | 1167.9465 | 413.675
4784 | 1167.854 | 412.829
4785 | 1167.775 | 411.671
4786 | 1167.7466 | 411.137
4787 | 1167.432 | 411.004
4788 | 1167.329 | 410.487
4789 | 1167.2 | 410.4
4790 | 1167.2 | 409.022
4791 | 1167.2 | 408.807
4792 | 1167.2 | 408.804
4793 | 1166.9312 | 408.114
4794 | 1166.901 | 407.991
4795 | 1166.426 | 407.97
4796 | 1166.42 | 407.78
4797 | 1166.4 | 407.546
4798 | 1166.299 | 407.324
4799 | 1166.2254 | 406.593
4800 | 1166.196 | 406.525
4801 | 1165.9822 | 406.461
4802 | 1165.8744 | 406.031
4803 | 1165.8744 | 405.14
4804 | 1165.6 | 405.052
4805 | 1165.6 | 404.142
4806 | 1165.6 | 403.393
4807 | 1165.6 | 403.19
4808 | 1165.4076 | 402.252
4809 | 1165.374 | 402.157
4810 | 1165.2976 | 401.904
4811 | 1165.2105 | 401.039
4812 | 1165.1837 | 400.936
4813 | 1165.131 | 400.536
4814 | 1165.0637 | 400.344
4815 | 1165.0506 | 399.747
4816 | 1164.8 | 399.42
4817 | 1164.8 | 399.101
4818 | 1164.6709 | 398.525
4819 | 1164.5561 | 398.357
4820 | 1164.4744 | 398.322
4821 | 1164.458 | 397.6
4822 | 1164.3879 | 397.434
4823 | 1164.3282 | 397.396
4824 | 1164.3282 | 397.157
4825 | 1164.3282 | 396.92
4826 | 1163.9011 | 395.446
4827 | 1163.639 | 395.214
4828 | 1163.5669 | 394.708
4829 | 1163.2 | 394.4
4830 | 1163.2 | 394.351
4831 | 1163.1117 | 394.238
4832 | 1162.8571 | 393.816
4833 | 1162.8571 | 393.47
4834 | 1162.7946 | 393.287
4835 | 1162.7327 | 393.02
4836 | 1162.6599 | 392.558
4837 | 1162.556 | 391.913
4838 | 1162.5522 | 390.923
4839 | 1162.4 | 390.4
4840 | 1162.4 | 390.105
4841 | 1162.384 | 389.992
4842 | 1162.3773 | 389.673
4843 | 1162.2995 | 388.469
4844 | 1162.2995 | 387.751
4845 | 1162.25 | 387.51
4846 | 1162.174 | 387.2
4847 | 1162.1216 | 386.834
4848 | 1162.094 | 386.428
4849 | 1161.964 | 386.174
4850 | 1161.734 | 385.824
4851 | 1161.6 | 385.694
4852 | 1161.3384 | 385.58
4853 | 1161.248 | 385.456
4854 | 1161.104 | 384.758
4855 | 1161.093 | 384.452
4856 | 1161.083 | 384.198
4857 | 1161.0661 | 384.134
4858 | 1161.038 | 384.072
4859 | 1160.8 | 384
4860 | 1160.599 | 382.988
4861 | 1160.5057 | 382.412
4862 | 1160.349 | 382.4
4863 | 1160.2693 | 382.4
4864 | 1159.956 | 382.292
4865 | 1159.838 | 382.196
4866 | 1159.81 | 381.701
4867 | 1159.54 | 381.6
4868 | 1159.2 | 380.8
4869 | 1159.2 | 380
4870 | 1158.633 | 379.771
4871 | 1158.511 | 378.82
4872 | 1158.444 | 378.807
4873 | 1158.4 | 378.4
4874 | 1158.4 | 378.4
4875 | 1158.39 | 378.354
4876 | 1158.2769 | 377.091
4877 | 1158.2769 | 376.928
4878 | 1157.6379 | 376.478
4879 | 1157.6 | 375.878
4880 | 1157.2293 | 375.821
4881 | 1157.201 | 375.384
4882 | 1157.0817 | 375.295
4883 | 1156.956 | 374.688
4884 | 1156.8955 | 373.968
4885 | 1156.8955 | 372.209
4886 | 1156.838 | 372.201
4887 | 1156.8 | 371.637
4888 | 1156.517 | 371.376
4889 | 1156.3257 | 370.386
4890 | 1156 | 369.961
4891 | 1156 | 369.659
4892 | 1155.725 | 369.6
4893 | 1155.7145 | 368.8
4894 | 1155.5019 | 368.701
4895 | 1155.338 | 368.162
4896 | 1155.2987 | 367.984
4897 | 1155.2 | 367.819
4898 | 1155.2 | 367.502
4899 | 1154.806 | 367.365
4900 | 1154.7758 | 367.2
4901 | 1154.691 | 366.796
4902 | 1154.1328 | 366.684
4903 | 1154.1328 | 365.727
4904 | 1154.0047 | 365.57
4905 | 1153.9649 | 364.702
4906 | 1153.6 | 364.6
4907 | 1153.519 | 363.473
4908 | 1153.41 | 362.018
4909 | 1153.367 | 361.985
4910 | 1153.1952 | 361.6
4911 | 1152.9763 | 358.505
4912 | 1152.8 | 357.6
4913 | 1152.8 | 357.356
4914 | 1152.8 | 356.658
4915 | 1152.652 | 356.303
4916 | 1152 | 355.9
4917 | 1152 | 355.581
4918 | 1151.9371 | 355.365
4919 | 1151.8243 | 355.005
4920 | 1151.8243 | 354.964
4921 | 1151.437 | 354.4
4922 | 1151.05 | 353.665
4923 | 1150.936 | 353.039
4924 | 1150.8718 | 352.104
4925 | 1150.6454 | 352.075
4926 | 1150.5013 | 352
4927 | 1150.4507 | 351.759
4928 | 1150.4 | 351.576
4929 | 1150.4 | 351.132
4930 | 1150.4 | 350.622
4931 | 1150.3401 | 350.563
4932 | 1150.1519 | 349.387
4933 | 1149.785 | 349.271
4934 | 1149.6178 | 348.671
4935 | 1149.6 | 348.363
4936 | 1149.6 | 347.451
4937 | 1149.6 | 346.694
4938 | 1149.254 | 344.795
4939 | 1149.101 | 344.664
4940 | 1148.4205 | 344.291
4941 | 1148.1467 | 344.184
4942 | 1148.1467 | 343.943
4943 | 1148.1467 | 343.189
4944 | 1148 | 343.026
4945 | 1148 | 342.424
4946 | 1148 | 342.4
4947 | 1147.9167 | 342.039
4948 | 1147.7987 | 341.98
4949 | 1147.683 | 341.853
4950 | 1147.5377 | 341.068
4951 | 1147.534 | 340.338
4952 | 1147.519 | 338.774
4953 | 1147.4112 | 337.843
4954 | 1147.4094 | 336.805
4955 | 1147.38 | 336.602
4956 | 1147.369 | 336.526
4957 | 1147.2 | 335.573
4958 | 1147.2 | 335.443
4959 | 1147.2 | 333.251
4960 | 1147.17 | 332.522
4961 | 1147.0671 | 332.107
4962 | 1147.015 | 332.039
4963 | 1146.697 | 331.534
4964 | 1146.669 | 331.2
4965 | 1146.5832 | 331.173
4966 | 1146.42 | 331.024
4967 | 1146.4 | 330.066
4968 | 1146.4 | 329.912
4969 | 1146.178 | 327.736
4970 | 1146.147 | 327.7
4971 | 1145.9282 | 327.162
4972 | 1145.8446 | 327.144
4973 | 1145.7167 | 327.044
4974 | 1145.6 | 326.995
4975 | 1145.6 | 326.882
4976 | 1145.6 | 326.862
4977 | 1145.5301 | 326.03
4978 | 1145.1539 | 325.638
4979 | 1144.8 | 325.6
4980 | 1144.8 | 325.367
4981 | 1144.8 | 324.8
4982 | 1144.4632 | 324.334
4983 | 1144.3567 | 323.865
4984 | 1144.1924 | 323.837
4985 | 1144.168 | 323.043
4986 | 1144 | 322.35
4987 | 1143.986 | 321.624
4988 | 1143.3262 | 320.876
4989 | 1143.278 | 320.723
4990 | 1143.2188 | 319.909
4991 | 1143.193 | 319.757
4992 | 1143.128 | 319.036
4993 | 1142.5534 | 318.4
4994 | 1142.4 | 318.277
4995 | 1142.4 | 317.932
4996 | 1142.4 | 317.921
4997 | 1142.4 | 317.36
4998 | 1142.288 | 316.137
4999 | 1142.233 | 316
5000 | 1141.8157 | 315.71
5001 | 1141.7005 | 315.313
5002 | 1141.6 | 314.731
5003 | 1141.587 | 314.602
5004 | 1141.3284 | 314.481
5005 | 1141.3222 | 312.802
5006 | 1141.1439 | 312.705
5007 | 1141.0098 | 310.962
5008 | 1141.0098 | 310.215
5009 | 1140.835 | 309.6
5010 | 1140.8 | 309.221
5011 | 1140.583 | 308.8
5012 | 1140.384 | 308.152
5013 | 1140.3677 | 307.599
5014 | 1140.2509 | 307.008
5015 | 1140.056 | 305.868
5016 | 1140 | 305.6
5017 | 1140 | 305.6
5018 | 1140 | 305.413
5019 | 1139.749 | 304.539
5020 | 1139.5362 | 304.411
5021 | 1139.46 | 303.415
5022 | 1139.333 | 303.415
5023 | 1139.3205 | 303.354
5024 | 1139.2 | 303.13
5025 | 1139.2 | 303.057
5026 | 1138.585 | 302.679
5027 | 1138.4192 | 302.528
5028 | 1138.4 | 302.4
5029 | 1138.4 | 302.359
5030 | 1138.269 | 302.014
5031 | 1138.2471 | 301.224
5032 | 1138.22 | 301.208
5033 | 1137.9564 | 300.675
5034 | 1137.6 | 299.9
5035 | 1137.6 | 299.231
5036 | 1137.5314 | 299.2
5037 | 1137.376 | 298.772
5038 | 1137.1705 | 298.508
5039 | 1137.1139 | 298.507
5040 | 1137.052 | 298.4
5041 | 1136.8 | 297.59
5042 | 1136.61 | 296.8
5043 | 1136.3975 | 296.8
5044 | 1136.175 | 296.8
5045 | 1136.1375 | 296.79
5046 | 1135.9657 | 296.774
5047 | 1135.9 | 296
5048 | 1135.797 | 296
5049 | 1135.5657 | 295.854
5050 | 1135.24 | 295.646
5051 | 1135.205 | 295.386
5052 | 1135.2 | 294.667
5053 | 1135.0278 | 294.628
5054 | 1134.7688 | 294.244
5055 | 1134.4 | 293.78
5056 | 1134.4 | 293.696
5057 | 1134.3734 | 293.601
5058 | 1134.3301 | 293.6
5059 | 1134.3297 | 292.961
5060 | 1134.203 | 292.8
5061 | 1134.1783 | 292.248
5062 | 1133.6 | 292.19
5063 | 1133.5528 | 292
5064 | 1133.4363 | 292
5065 | 1133.4123 | 291.903
5066 | 1133.191 | 291.621
5067 | 1133.1751 | 291.2
5068 | 1132.8406 | 291.2
5069 | 1132.8 | 290.423
5070 | 1132.7008 | 290.147
5071 | 1132.6778 | 289.913
5072 | 1132.464 | 289.798
5073 | 1132.1777 | 288.8
5074 | 1132.013 | 288.594
5075 | 1132 | 288.262
5076 | 1132 | 287.467
5077 | 1131.4817 | 287.322
5078 | 1131.45 | 287.2
5079 | 1131.3953 | 287.2
5080 | 1131.3791 | 286.33
5081 | 1131.3402 | 286.187
5082 | 1131.2 | 285.6
5083 | 1131.2 | 285.136
5084 | 1131.2 | 284.8
5085 | 1131.2 | 284.359
5086 | 1131.076 | 284.289
5087 | 1131.027 | 283.719
5088 | 1130.671 | 283.692
5089 | 1130.656 | 283.582
5090 | 1130.4682 | 283.351
5091 | 1130.4 | 282.805
5092 | 1130.342 | 282.781
5093 | 1130.2855 | 282.4
5094 | 1129.8233 | 282.151
5095 | 1129.6 | 281.691
5096 | 1129.0885 | 281.012
5097 | 1128.9285 | 280.8
5098 | 1128.8 | 280.586
5099 | 1128.8 | 280.475
5100 | 1128.8 | 279.708
5101 | 1128.8 | 279.2
5102 | 1128.7455 | 278.921
5103 | 1128.6053 | 278.72
5104 | 1128.5775 | 277.45
5105 | 1128 | 277.23
5106 | 1128 | 276
5107 | 1128 | 275.965
5108 | 1127.7874 | 275.2
5109 | 1127.5968 | 274.97
5110 | 1127.5522 | 274.4
5111 | 1127.5522 | 273.571
5112 | 1127.549 | 273.505
5113 | 1127.493 | 273.45
5114 | 1127.2 | 273.346
5115 | 1127.2 | 272.971
5116 | 1127.2 | 272.836
5117 | 1127.2 | 272.738
5118 | 1127.2 | 272
5119 | 1127.015 | 272
5120 | 1126.9881 | 271.463
5121 | 1126.9766 | 270.587
5122 | 1126.9696 | 270.446
5123 | 1126.8 | 270.4
5124 | 1126.6764 | 269.6
5125 | 1126.5055 | 269.348
5126 | 1126.5055 | 268.911
5127 | 1126.43 | 268.853
5128 | 1126.4 | 268.751
5129 | 1126.4 | 268.574
5130 | 1126.266 | 268.461
5131 | 1125.992 | 268.384
5132 | 1125.8148 | 268.374
5133 | 1125.6 | 268
5134 | 1125.5 | 268
5135 | 1125.488 | 267.328
5136 | 1125.3411 | 267.056
5137 | 1125.237 | 266.4
5138 | 1125.2328 | 265.991
5139 | 1124.8 | 265.91
5140 | 1124.637 | 264.8
5141 | 1124.2295 | 264.791
5142 | 1124.1761 | 264.622
5143 | 1124 | 264.407
5144 | 1123.8746 | 264.041
5145 | 1123.8746 | 264
5146 | 1123.8746 | 263.885
5147 | 1123.825 | 263.725
5148 | 1123.7505 | 263.296
5149 | 1123.4907 | 262.994
5150 | 1123.1632 | 261.828
5151 | 1122.8155 | 261.6
5152 | 1122.777 | 261.362
5153 | 1122.775 | 260.8
5154 | 1122.711 | 260.595
5155 | 1122.6757 | 260.582
5156 | 1122.6445 | 260.291
5157 | 1122.6312 | 260.274
5158 | 1122.521 | 259.2
5159 | 1122.4035 | 258.996
5160 | 1122.4 | 258.72
5161 | 1122.4 | 258.377
5162 | 1122.4 | 257.943
5163 | 1122.3613 | 257.738
5164 | 1121.8987 | 257.675
5165 | 1121.6603 | 257.648
5166 | 1121.6 | 257.461
5167 | 1121.6 | 257.187
5168 | 1121.6 | 256.165
5169 | 1121.6 | 256.061
5170 | 1121.6 | 255.976
5171 | 1121.586 | 255.952
5172 | 1121.5161 | 255.71
5173 | 1121.2717 | 255.553
5174 | 1121.1221 | 255.408
5175 | 1120.8 | 255.342
5176 | 1120.197 | 255.2
5177 | 1120.1603 | 254.4
5178 | 1120.1186 | 254.294
5179 | 1120 | 253.481
5180 | 1120 | 253.1
5181 | 1120 | 252.947
5182 | 1119.86 | 252.845
5183 | 1119.4615 | 251.916
5184 | 1119.4615 | 251.409
5185 | 1119.408 | 251.14
5186 | 1119.2978 | 248.969
5187 | 1119.2 | 248.78
5188 | 1119.0192 | 248.766
5189 | 1118.7913 | 248.475
5190 | 1118.7892 | 247.997
5191 | 1118.7189 | 247.843
5192 | 1118.58 | 246.574
5193 | 1118.4 | 246.4
5194 | 1118.4 | 245.728
5195 | 1118.4 | 245.6
5196 | 1118.4 | 245.426
5197 | 1118.1698 | 245.332
5198 | 1118.0342 | 244.997
5199 | 1117.6 | 243.811
5200 | 1117.5266 | 243.713
5201 | 1117.404 | 243.323
5202 | 1117.2373 | 243.2
5203 | 1117.2373 | 243.2
5204 | 1117.132 | 243.032
5205 | 1117.045 | 242.762
5206 | 1117.0011 | 242.4
5207 | 1116.8 | 241.999
5208 | 1116.4602 | 241.991
5209 | 1116.444 | 241.163
5210 | 1116.4404 | 241.049
5211 | 1115.6435 | 240.64
5212 | 1115.5132 | 240.136
5213 | 1115.506 | 239.297
5214 | 1115.4545 | 239.2
5215 | 1115.2 | 238.4
5216 | 1115.2 | 238.196
5217 | 1115.1485 | 237.769
5218 | 1114.978 | 237.6
5219 | 1114.9063 | 237.6
5220 | 1114.771 | 237.6
5221 | 1114.766 | 237.595
5222 | 1114.3042 | 237.222
5223 | 1114.1294 | 237.22
5224 | 1114.082 | 236.301
5225 | 1114.0731 | 236.189
5226 | 1114.0731 | 236.189
5227 | 1114.0497 | 236
5228 | 1114.0497 | 235.784
5229 | 1113.8843 | 235.615
5230 | 1113.713 | 235.535
5231 | 1113.621 | 235.484
5232 | 1113.6 | 235.412
5233 | 1113.5773 | 234.833
5234 | 1113.5542 | 234.833
5235 | 1113.3524 | 234.4
5236 | 1113.2529 | 234.4
5237 | 1113.0665 | 234.279
5238 | 1113.0576 | 234.045
5239 | 1112.8 | 233.613
5240 | 1112.6918 | 233.488
5241 | 1112.5755 | 233.396
5242 | 1112.4017 | 233.23
5243 | 1112.084 | 232.264
5244 | 1112.0011 | 231.2
5245 | 1112 | 230.861
5246 | 1111.595 | 230.751
5247 | 1111.3104 | 230.751
5248 | 1111.2 | 230.54
5249 | 1111.2 | 230.4
5250 | 1111.2 | 230.4
5251 | 1111.0216 | 230
5252 | 1110.796 | 229.197
5253 | 1110.708 | 229.156
5254 | 1110.6197 | 228.8
5255 | 1110.6197 | 228.616
5256 | 1110.192 | 227.926
5257 | 1109.9109 | 227.643
5258 | 1109.8997 | 227.2
5259 | 1109.7952 | 226.993
5260 | 1109.748 | 226.4
5261 | 1109.6 | 226.354
5262 | 1109.6 | 226.327
5263 | 1109.6 | 226.132
5264 | 1109.428 | 225.6
5265 | 1109.3055 | 225.112
5266 | 1109.1642 | 224.535
5267 | 1108.8 | 224
5268 | 1108.431 | 223.782
5269 | 1108 | 223.758
5270 | 1108 | 223.2
5271 | 1107.6746 | 223.2
5272 | 1107.5098 | 222.981
5273 | 1107.3417 | 222.885
5274 | 1107.2 | 222.583
5275 | 1106.8931 | 222.445
5276 | 1106.8777 | 222.332
5277 | 1106.751 | 222.303
5278 | 1106.567 | 222.204
5279 | 1106.5238 | 221.632
5280 | 1106.5238 | 221.6
5281 | 1106.455 | 220.88
5282 | 1106.4 | 220.443
5283 | 1106.227 | 220.067
5284 | 1105.904 | 220.035
5285 | 1105.7849 | 220
5286 | 1105.6 | 219.874
5287 | 1105.581 | 219.665
5288 | 1105.284 | 219.637
5289 | 1105.284 | 219.126
5290 | 1105.275 | 218.456
5291 | 1105.1884 | 218.4
5292 | 1105.1745 | 217.305
5293 | 1105.0942 | 216.728
5294 | 1104.938 | 216.706
5295 | 1104.8061 | 216.663
5296 | 1104.482 | 216.305
5297 | 1104.2739 | 215.584
5298 | 1104.242 | 215.212
5299 | 1104.063 | 214.524
5300 | 1104.0155 | 214.032
5301 | 1104 | 213.725
5302 | 1104 | 213.658
5303 | 1103.6522 | 212.04
5304 | 1103.5739 | 211.583
5305 | 1103.419 | 211.522
5306 | 1103.3684 | 210.4
5307 | 1103.2 | 210.07
5308 | 1103.2 | 209.702
5309 | 1102.819 | 209.6
5310 | 1102.5551 | 208.72
5311 | 1102.5445 | 208.67
5312 | 1102.4753 | 208.587
5313 | 1102.4 | 208.355
5314 | 1102.4 | 208.153
5315 | 1102.325 | 207.407
5316 | 1102.0699 | 207.2
5317 | 1101.8888 | 206.91
5318 | 1101.8299 | 206.514
5319 | 1101.732 | 206.453
5320 | 1101.6408 | 206.4
5321 | 1101.6 | 206.122
5322 | 1101.6 | 205.475
5323 | 1101.4945 | 205.189
5324 | 1100.807 | 205.133
5325 | 1100.8 | 205.13
5326 | 1100.388 | 205.107
5327 | 1100.2595 | 204.968
5328 | 1100.2595 | 204.29
5329 | 1100.227 | 204
5330 | 1100.114 | 204
5331 | 1100.0177 | 203.867
5332 | 1100 | 203.63
5333 | 1099.9253 | 203.558
5334 | 1099.6024 | 203.206
5335 | 1099.177 | 203.2
5336 | 1098.997 | 203.03
5337 | 1098.9089 | 202.444
5338 | 1098.8781 | 202.42
5339 | 1098.8669 | 202.201
5340 | 1098.458 | 201.59
5341 | 1098.4 | 201.529
5342 | 1098.227 | 201.48
5343 | 1098.1261 | 201.127
5344 | 1098.0768 | 200.8
5345 | 1098.0623 | 200.761
5346 | 1097.92 | 200.713
5347 | 1097.3959 | 200.113
5348 | 1097.2 | 200
5349 | 1096.806 | 199.695
5350 | 1096.7099 | 199.55
5351 | 1096.2598 | 199.368
5352 | 1095.8283 | 199.2
5353 | 1095.822 | 199.2
5354 | 1095.2 | 198.788
5355 | 1095.1893 | 198.478
5356 | 1095.157 | 198.273
5357 | 1094.9209 | 198.185
5358 | 1094.6009 | 198.119
5359 | 1094.5292 | 197.851
5360 | 1094.4 | 197.6
5361 | 1094.398 | 197.342
5362 | 1094.2419 | 197.097
5363 | 1094.152 | 195.752
5364 | 1094.1275 | 195.2
5365 | 1093.9 | 195.011
5366 | 1093.7182 | 194.672
5367 | 1093.6 | 194.464
5368 | 1093.3526 | 193.6
5369 | 1093.259 | 193.567
5370 | 1093.0432 | 193.391
5371 | 1093.028 | 193.209
5372 | 1092.9827 | 193.145
5373 | 1092.8 | 193.074
5374 | 1092.8 | 192.8
5375 | 1092.7 | 192.701
5376 | 1092.6207 | 192.619
5377 | 1092.491 | 192
5378 | 1092.2168 | 191.903
5379 | 1092 | 191.372
5380 | 1092 | 191.2
5381 | 1091.61 | 190.121
5382 | 1091.5981 | 189.764
5383 | 1091.508 | 189.421
5384 | 1091.276 | 188.557
5385 | 1091.2 | 187.501
5386 | 1090.8972 | 187.2
5387 | 1090.7762 | 186.885
5388 | 1090.5899 | 186.465
5389 | 1090.429 | 186.389
5390 | 1090.4 | 185.688
5391 | 1089.986 | 185.245
5392 | 1089.836 | 184.773
5393 | 1089.7222 | 184.715
5394 | 1089.6 | 184.618
5395 | 1089.6 | 183.144
5396 | 1089.279 | 182.874
5397 | 1089.2673 | 182.756
5398 | 1088.8 | 182.745
5399 | 1088.8 | 181.859
5400 | 1088.8 | 181.673
5401 | 1088.8 | 181.65
5402 | 1088.8 | 181.513
5403 | 1088.675 | 181.38
5404 | 1088.5696 | 181.371
5405 | 1088.323 | 181.016
5406 | 1088.1963 | 180.786
5407 | 1088 | 180.709
5408 | 1088 | 180
5409 | 1087.883 | 180
5410 | 1087.8341 | 178.887
5411 | 1087.8341 | 177.715
5412 | 1087.8272 | 175.758
5413 | 1087.4829 | 175.452
5414 | 1087.344 | 175.077
5415 | 1087.2 | 174.982
5416 | 1087.115 | 174.797
5417 | 1087.0664 | 174.655
5418 | 1086.631 | 173.678
5419 | 1086.618 | 173.653
5420 | 1086.4 | 173.6
5421 | 1086.4 | 173.381
5422 | 1086.354 | 172.888
5423 | 1086.2248 | 172.671
5424 | 1085.9861 | 172.28
5425 | 1085.7551 | 171.98
5426 | 1085.7551 | 171.2
5427 | 1085.638 | 169.808
5428 | 1085.6 | 168.473
5429 | 1085.6 | 168
5430 | 1084.892 | 167.358
5431 | 1084.8 | 167.14
5432 | 1084.8 | 166.635
5433 | 1084.3737 | 166.308
5434 | 1084.0897 | 166.166
5435 | 1083.978 | 164.8
5436 | 1083.813 | 164.66
5437 | 1083.6514 | 164.603
5438 | 1083.6407 | 163.6
5439 | 1083.2 | 163.403
5440 | 1083.2 | 163.2
5441 | 1083.1262 | 163.157
5442 | 1082.9924 | 163.13
5443 | 1082.942 | 162.871
5444 | 1082.8362 | 162.565
5445 | 1082.752 | 161.957
5446 | 1082.4 | 161.552
5447 | 1082.4 | 160.981
5448 | 1082.229 | 160.8
5449 | 1082.1742 | 160.672
5450 | 1081.973 | 160.405
5451 | 1081.9499 | 160.068
5452 | 1081.611 | 160.064
5453 | 1081.511 | 159.608
5454 | 1081.3773 | 158.4
5455 | 1081.276 | 158.267
5456 | 1081.252 | 157.583
5457 | 1081.2144 | 157.401
5458 | 1081.1711 | 157.176
5459 | 1081.05 | 156.526
5460 | 1080.957 | 156.39
5461 | 1080.8 | 156.165
5462 | 1080.8 | 155.745
5463 | 1080.5804 | 155.673
5464 | 1080.559 | 155.404
5465 | 1080.396 | 155.404
5466 | 1080.054 | 155.4
5467 | 1080 | 154.007
5468 | 1079.7616 | 153.916
5469 | 1079.591 | 153.355
5470 | 1079.2074 | 153.179
5471 | 1079.2 | 153.17
5472 | 1078.9867 | 152.745
5473 | 1078.8483 | 152.116
5474 | 1078.4 | 151.065
5475 | 1078.2723 | 151.02
5476 | 1078.1882 | 150.823
5477 | 1078.088 | 150.4
5478 | 1078.045 | 149.703
5479 | 1077.8998 | 149.656
5480 | 1077.866 | 149.6
5481 | 1077.8269 | 149.225
5482 | 1077.6 | 148.8
5483 | 1077.6 | 148.8
5484 | 1077.5727 | 148
5485 | 1077.5368 | 147.963
5486 | 1077.4669 | 147.679
5487 | 1077.4462 | 147.385
5488 | 1077.3961 | 147.163
5489 | 1077.291 | 147.023
5490 | 1076.9383 | 146.499
5491 | 1076.9171 | 146.437
5492 | 1076.8 | 146.405
5493 | 1076.8 | 146.204
5494 | 1076.722 | 145.633
5495 | 1076.3005 | 144.511
5496 | 1076.0855 | 143.694
5497 | 1076.0855 | 143.611
5498 | 1076.0855 | 143.582
5499 | 1076.0594 | 143.554
5500 | 1076 | 143.187
5501 | 1076 | 142.626
5502 | 1076 | 142.499
5503 | 1075.8529 | 142.4
5504 | 1075.5123 | 141.485
5505 | 1075.3302 | 141.102
5506 | 1075.3302 | 140.8
5507 | 1075.2 | 140.498
5508 | 1075.2 | 140
5509 | 1074.5947 | 139.968
5510 | 1074.5947 | 139.849
5511 | 1074.4 | 139.773
5512 | 1074.33 | 139.2
5513 | 1074.0238 | 138.43
5514 | 1073.9732 | 138.4
5515 | 1073.6523 | 138.338
5516 | 1073.6 | 138.295
5517 | 1073.6 | 138.278
5518 | 1073.6 | 137.6
5519 | 1073.6 | 137.552
5520 | 1073.537 | 137.542
5521 | 1073.4084 | 137.524
5522 | 1073.3228 | 137.361
5523 | 1072.8488 | 136.957
5524 | 1072.8 | 136.819
5525 | 1072.8 | 136.8
5526 | 1072.8 | 136.8
5527 | 1072.5339 | 136.268
5528 | 1072.2006 | 136.071
5529 | 1072.122 | 136.012
5530 | 1072 | 135.76
5531 | 1072 | 135.587
5532 | 1071.8147 | 135.523
5533 | 1071.6526 | 135.361
5534 | 1071.6104 | 135.2
5535 | 1071.458 | 135.187
5536 | 1071.4449 | 134.808
5537 | 1071.439 | 134.163
5538 | 1071.3572 | 133.871
5539 | 1071.282 | 133.618
5540 | 1071.2507 | 133.54
5541 | 1071.2 | 132.8
5542 | 1071.05 | 132.23
5543 | 1070.4841 | 131.705
5544 | 1070.4651 | 131.532
5545 | 1070.4 | 131.343
5546 | 1070.4 | 131.303
5547 | 1070.4 | 131.09
5548 | 1070.1512 | 130.974
5549 | 1069.6 | 130.544
5550 | 1069.4461 | 130.027
5551 | 1069.424 | 129.649
5552 | 1069.424 | 129.249
5553 | 1069.3668 | 128.8
5554 | 1068.8 | 128.716
5555 | 1068.7106 | 127.779
5556 | 1068.5028 | 127.635
5557 | 1068.0858 | 127.2
5558 | 1067.9509 | 127.2
5559 | 1067.8206 | 127.2
5560 | 1067.6514 | 126.711
5561 | 1067.464 | 126.4
5562 | 1067.315 | 125.6
5563 | 1067.268 | 125.427
5564 | 1067.2395 | 125.36
5565 | 1067.2 | 124.8
5566 | 1066.826 | 124.577
5567 | 1066.4502 | 124
5568 | 1066.4 | 123.617
5569 | 1066.2364 | 123.553
5570 | 1066.076 | 123.533
5571 | 1065.6 | 123.396
5572 | 1065.5889 | 123.2
5573 | 1065.211 | 122.756
5574 | 1064.8 | 122.653
5575 | 1064.8 | 121.882
5576 | 1064.339 | 121.202
5577 | 1064.2324 | 120.894
5578 | 1064 | 120.425
5579 | 1064 | 120.121
5580 | 1063.922 | 120
5581 | 1062.6763 | 120
5582 | 1062.5736 | 119.403
5583 | 1062.166 | 118.798
5584 | 1061.6 | 118.582
5585 | 1061.5812 | 118.529
5586 | 1061.564 | 118.4
5587 | 1061.519 | 118.4
5588 | 1061.386 | 118.4
5589 | 1061.094 | 117.6
5590 | 1060.8905 | 117.6
5591 | 1060.777 | 117.574
5592 | 1060.1998 | 117.109
5593 | 1060.1419 | 116.95
5594 | 1059.8843 | 116.8
5595 | 1059.7836 | 116.773
5596 | 1059.5877 | 116.541
5597 | 1059.333 | 116.27
5598 | 1058.8184 | 116.132
5599 | 1058.51 | 116
5600 | 1058.1277 | 116
5601 | 1057.9646 | 116
5602 | 1057.6778 | 115.521
5603 | 1057.6 | 115.477
5604 | 1057.6 | 115.2
5605 | 1057.6 | 115.2
5606 | 1057.4129 | 115.112
5607 | 1057.156 | 115.068
5608 | 1056.4835 | 115.054
5609 | 1056 | 114.987
5610 | 1056 | 114.987
5611 | 1056 | 114.555
5612 | 1056 | 114.4
5613 | 1055.859 | 114.4
5614 | 1055.456 | 114.323
5615 | 1055.365 | 113.93
5616 | 1055.2 | 113.871
5617 | 1055.169 | 113.678
5618 | 1055.099 | 113.6
5619 | 1055.082 | 113.528
5620 | 1054.9635 | 113.339
5621 | 1054.7357 | 113.178
5622 | 1054.7357 | 113.132
5623 | 1054.7081 | 113.08
5624 | 1054.4 | 112.861
5625 | 1054.4 | 112.861
5626 | 1054.4 | 112.656
5627 | 1054.2475 | 112.604
5628 | 1054.0186 | 112.6
5629 | 1053.7961 | 111.879
5630 | 1053.719 | 111.2
5631 | 1053.6 | 111.2
5632 | 1053.267 | 110.936
5633 | 1053.168 | 110.407
5634 | 1052.302 | 110.4
5635 | 1052 | 110.4
5636 | 1051.8925 | 110.4
5637 | 1051.3962 | 110.4
5638 | 1051.2209 | 110.4
5639 | 1051.2 | 110.328
5640 | 1051.2 | 110.145
5641 | 1051.2 | 109.819
5642 | 1051.1298 | 109.79
5643 | 1051.0647 | 109.6
5644 | 1051.0551 | 109.6
5645 | 1050.9114 | 109.6
5646 | 1050.829 | 109.507
5647 | 1050.4 | 109.315
5648 | 1050.3472 | 109.011
5649 | 1050.3226 | 108.8
5650 | 1050.3226 | 108.8
5651 | 1050.3226 | 108.8
5652 | 1050.113 | 108.8
5653 | 1049.8395 | 108.467
5654 | 1049.667 | 108.377
5655 | 1049.6 | 108.121
5656 | 1049.5751 | 108
5657 | 1049.4094 | 108
5658 | 1049.2758 | 108
5659 | 1049.2511 | 107.994
5660 | 1049.1048 | 107.217
5661 | 1048.5359 | 107.217
5662 | 1048.2088 | 107.217
5663 | 1048.116 | 107.2
5664 | 1048 | 107.2
5665 | 1048 | 107.2
5666 | 1047.8219 | 107.136
5667 | 1047.7675 | 106.908
5668 | 1047.7675 | 106.65
5669 | 1047.2 | 106.65
5670 | 1047.146 | 106.4
5671 | 1047.104 | 106.4
5672 | 1046.5357 | 106.365
5673 | 1046.5245 | 106.102
5674 | 1046.4 | 105.986
5675 | 1046.4 | 105.915
5676 | 1046.3142 | 105.6
5677 | 1046.053 | 105.6
5678 | 1045.7588 | 105.6
5679 | 1045.7035 | 105.5
5680 | 1045.6 | 105.189
5681 | 1045.6 | 105.189
5682 | 1045.1739 | 105.179
5683 | 1044.9992 | 105.103
5684 | 1044.814 | 104.887
5685 | 1044.8 | 104.887
5686 | 1044.8 | 104.8
5687 | 1044.668 | 104.8
5688 | 1044.091 | 104.8
5689 | 1044.046 | 104.8
5690 | 1044 | 104.11
5691 | 1044 | 104.11
5692 | 1044 | 104
5693 | 1043.7397 | 104
5694 | 1043.557 | 103.864
5695 | 1043.2 | 103.333
5696 | 1043.0311 | 103.2
5697 | 1042.9674 | 103.2
5698 | 1042.9327 | 103.2
5699 | 1042.651 | 103.2
5700 | 1042.494 | 102.4
5701 | 1042.2318 | 102.4
5702 | 1041.9355 | 102.4
5703 | 1041.8741 | 102.258
5704 | 1041.8558 | 102.229
5705 | 1041.693 | 102.229
5706 | 1041.6 | 102.229
5707 | 1041.4963 | 102.221
5708 | 1041.064 | 102.101
5709 | 1040.947 | 102.069
5710 | 1040.8 | 101.779
5711 | 1040.75 | 101.779
5712 | 1040.5708 | 101.779
5713 | 1040.3999 | 101.6
5714 | 1040.324 | 101.6
5715 | 1040.17 | 101.6
5716 | 1040.17 | 101.6
5717 | 1040.0298 | 101.6
5718 | 1040.0253 | 101.6
5719 | 1040.0253 | 101.6
5720 | 1040.0253 | 101.6
5721 | 1040 | 101.6
5722 | 1040 | 101.205
5723 | 1039.8662 | 101.002
5724 | 1039.674 | 100.8
5725 | 1039.5433 | 100.8
5726 | 1039.4979 | 100.8
5727 | 1039.4793 | 100.766
5728 | 1039.2 | 100.766
5729 | 1038.7663 | 100.766
5730 | 1038.644 | 100.701
5731 | 1038.439 | 100.593
5732 | 1038.0979 | 100.593
5733 | 1038.0979 | 100.593
5734 | 1038.061 | 100.405
5735 | 1037.8187 | 100.34
5736 | 1037.81 | 100.225
5737 | 1037.6411 | 100.225
5738 | 1037.6 | 100.031
5739 | 1037.4685 | 100.031
5740 | 1037.0083 | 100
5741 | 1036.9885 | 100
5742 | 1036.9712 | 100
5743 | 1036.8 | 100
5744 | 1036.8 | 100
5745 | 1036.7165 | 100
5746 | 1036.4355 | 100
5747 | 1036.3477 | 99.775
5748 | 1036.347 | 99.448
5749 | 1035.63 | 99.2
5750 | 1035.6122 | 99.2
5751 | 1035.489 | 99.2
5752 | 1035.3352 | 99.2
5753 | 1035.2371 | 99.2
5754 | 1035.196 | 99.2
5755 | 1034.934 | 99.127
5756 | 1034.8766 | 98.957
5757 | 1034.4 | 98.957
5758 | 1034.163 | 98.957
5759 | 1034.1411 | 98.693
5760 | 1034.1178 | 98.686
5761 | 1034.0283 | 98.671
5762 | 1033.825 | 98.671
5763 | 1033.754 | 98.671
5764 | 1033.564 | 98.671
5765 | 1033.486 | 98.671
5766 | 1033.4007 | 98.56
5767 | 1033.3278 | 98.461
5768 | 1032.9192 | 98.4
5769 | 1032.8 | 98.4
5770 | 1032.8 | 98.4
5771 | 1032.7373 | 98.4
5772 | 1032.5724 | 98.4
5773 | 1032.5448 | 98.4
5774 | 1032 | 98.4
5775 | 1031.9346 | 97.794
5776 | 1031.8818 | 97.636
5777 | 1031.53 | 97.6
5778 | 1031.203 | 97.6
5779 | 1031.2 | 97.322
5780 | 1031.199 | 97.256
5781 | 1031.1911 | 97.22
5782 | 1031.1911 | 97.117
5783 | 1030.8817 | 96.821
5784 | 1030.5004 | 96.805
5785 | 1030.4 | 96.8
5786 | 1030.094 | 96.8
5787 | 1029.977 | 96.8
5788 | 1029.964 | 96.8
5789 | 1029.6 | 96.8
5790 | 1029.466 | 96.8
5791 | 1029.119 | 96.8
5792 | 1029.119 | 96.8
5793 | 1028.874 | 96.504
5794 | 1028.83 | 96.444
5795 | 1028.8 | 96.428
5796 | 1028.635 | 96.423
5797 | 1028.4225 | 96.34
5798 | 1028.257 | 96.007
5799 | 1028 | 96
5800 | 1028 | 96
5801 | 1027.9858 | 96
5802 | 1027.7377 | 96
5803 | 1027.48 | 96
5804 | 1027.129 | 95.97
5805 | 1027.0912 | 95.686
5806 | 1026.622 | 95.634
5807 | 1026.462 | 95.627
5808 | 1026.4 | 95.618
5809 | 1026.4 | 95.215
5810 | 1026.3765 | 95.2
5811 | 1025.9707 | 95.2
5812 | 1025.3149 | 95.2
5813 | 1025.232 | 95.2
5814 | 1025.0301 | 95.077
5815 | 1024.9954 | 94.882
5816 | 1024.991 | 94.868
5817 | 1024.287 | 94.845
5818 | 1024.0045 | 94.83
5819 | 1024 | 94.83
5820 | 1023.3432 | 94.78
5821 | 1023.2276 | 94.4
5822 | 1023.2024 | 94.4
5823 | 1022.9029 | 94.4
5824 | 1022.571 | 94.4
5825 | 1022.55 | 94.4
5826 | 1022.4 | 94.4
5827 | 1022.2874 | 94.4
5828 | 1022.2122 | 94.4
5829 | 1021.6373 | 94.4
5830 | 1021.6 | 94.147
5831 | 1021.5215 | 94.147
5832 | 1021.1849 | 94.033
5833 | 1021.024 | 94.033
5834 | 1020.8968 | 94.033
5835 | 1020.8968 | 94.033
5836 | 1020.8308 | 94.033
5837 | 1020.8308 | 94.01
5838 | 1020.8 | 93.731
5839 | 1020.5365 | 93.6
5840 | 1020.516 | 93.6
5841 | 1020 | 93.6
5842 | 1020 | 93.6
5843 | 1019.8339 | 93.6
5844 | 1019.831 | 93.6
5845 | 1019.4494 | 93.6
5846 | 1019.4307 | 93.6
5847 | 1019.2 | 93.6
5848 | 1019.2 | 93.6
5849 | 1019.092 | 93.6
5850 | 1018.6952 | 93.6
5851 | 1018.4 | 93.6
5852 | 1018.275 | 93.6
5853 | 1018.1982 | 93.6
5854 | 1018.0681 | 93.573
5855 | 1017.97 | 93.544
5856 | 1017.789 | 93.411
5857 | 1017.622 | 93.411
5858 | 1017.2747 | 93.236
5859 | 1017.1236 | 93.236
5860 | 1017.049 | 93.236
5861 | 1016.8 | 93.236
5862 | 1016.1898 | 93.236
5863 | 1016.173 | 93.236
5864 | 1016 | 93.236
5865 | 1016 | 93.236
5866 | 1016 | 93.236
5867 | 1016 | 93.233
5868 | 1015.996 | 93.233
5869 | 1015.996 | 93.233
5870 | 1015.736 | 93.209
5871 | 1015.72 | 93.055
5872 | 1015.4608 | 92.821
5873 | 1015.0755 | 92.8
5874 | 1015.0176 | 92.8
5875 | 1014.4 | 92.8
5876 | 1014.4 | 92.8
5877 | 1014.359 | 92.8
5878 | 1014.0104 | 92.8
5879 | 1013.9043 | 92.8
5880 | 1013.2333 | 92.8
5881 | 1012.9324 | 92.8
5882 | 1012.811 | 92.8
5883 | 1012.5426 | 92.701
5884 | 1012.197 | 92.676
5885 | 1012 | 92.676
5886 | 1011.616 | 92.439
5887 | 1011.485 | 92.439
5888 | 1010.9393 | 92.439
5889 | 1010.911 | 92.439
5890 | 1010.871 | 92.439
5891 | 1010.5833 | 92.439
5892 | 1010.4706 | 92.426
5893 | 1010.4 | 92.415
5894 | 1009.939 | 92.415
5895 | 1009.8492 | 92.16
5896 | 1009.7099 | 92.153
5897 | 1009.6 | 92.096
5898 | 1009.0892 | 92
5899 | 1008.8 | 92
5900 | 1008.77 | 92
5901 | 1008.407 | 92
5902 | 1008.3985 | 92
5903 | 1008.3985 | 91.94
5904 | 1008.2725 | 91.94
5905 | 1008 | 91.642
5906 | 1007.9081 | 91.642
5907 | 1007.2 | 91.597
5908 | 1007.057 | 91.597
5909 | 1007.0171 | 91.241
5910 | 1006.9788 | 91.204
5911 | 1006.9269 | 91.204
5912 | 1006.925 | 91.2
5913 | 1006.4 | 91.2
5914 | 1006.4 | 91.2
5915 | 1005.6358 | 91.2
5916 | 1005.3405 | 91.2
5917 | 1005.2559 | 91.2
5918 | 1004.7203 | 91.2
5919 | 1004.4362 | 91.2
5920 | 1004.3509 | 91.2
5921 | 1004.2544 | 91.2
5922 | 1004 | 91.2
5923 | 1003.9848 | 91.2
5924 | 1003.5637 | 91.2
5925 | 1003.5499 | 91.2
5926 | 1003.5325 | 91.2
5927 | 1003.501 | 91.2
5928 | 1003.211 | 91.17
5929 | 1003.197 | 91.125
5930 | 1003.1398 | 90.959
5931 | 1002.649 | 90.845
5932 | 1002.5404 | 90.845
5933 | 1002.4448 | 90.845
5934 | 1002.3878 | 90.845
5935 | 1002.061 | 90.845
5936 | 1001.7782 | 90.845
5937 | 1001.4733 | 90.632
5938 | 1001.0427 | 90.469
5939 | 1001.0427 | 90.469
5940 | 1001.0427 | 90.4
5941 | 1000.8 | 90.4
5942 | 1000.6964 | 90.4
5943 | 1000.3072 | 90.4
5944 | 1000.1103 | 90.4
5945 | 1000 | 90.263
5946 | 999.966 | 90.048
5947 | 999.303 | 90.048
5948 | 999.2 | 89.865
5949 | 999.188 | 89.82
5950 | 999.0366 | 89.6
5951 | 998.7939 | 89.6
5952 | 998.7617 | 89.6
5953 | 998.7289 | 89.6
5954 | 998.4 | 89.6
5955 | 998.236 | 89.6
5956 | 998.1356 | 89.6
5957 | 997.74 | 89.6
5958 | 997.6 | 89.6
5959 | 997.558 | 89.6
5960 | 997.388 | 89.6
5961 | 997.387 | 89.447
5962 | 996.949 | 89.251
5963 | 996.848 | 89.143
5964 | 996.8117 | 89.143
5965 | 996.8 | 89.079
5966 | 996.612 | 88.998
5967 | 996 | 88.998
5968 | 995.2755 | 88.8
5969 | 995.2 | 88.8
5970 | 995.2 | 88.8
5971 | 994.822 | 88.8
5972 | 994.4167 | 88.8
5973 | 994.4 | 88.791
5974 | 994.134 | 88.753
5975 | 994.1031 | 88.455
5976 | 993.966 | 88.455
5977 | 993.9174 | 88.455
5978 | 993.8319 | 88.455
5979 | 993.6875 | 88.326
5980 | 993.6 | 88.326
5981 | 993.5084 | 88.326
5982 | 993.2035 | 88.326
5983 | 992.8 | 88.262
5984 | 992.7355 | 88.262
5985 | 992.2165 | 88.044
5986 | 992.147 | 88
5987 | 992 | 88
5988 | 991.3731 | 88
5989 | 991.2 | 88
5990 | 991.14 | 88
5991 | 991.1314 | 88
5992 | 991.078 | 88
5993 | 991.068 | 88
5994 | 990.4614 | 87.658
5995 | 990.0065 | 87.658
5996 | 989.602 | 87.658
5997 | 989.561 | 87.658
5998 | 989.2744 | 87.658
5999 | 989.2744 | 87.658
6000 | 988.9209 | 87.658
6001 | 988.8 | 87.508
6002 | 988.8 | 87.47
6003 | 988.5389 | 87.225
6004 | 988.449 | 87.2
6005 | 988.3687 | 87.2
6006 | 988.3687 | 87.2
6007 | 987.833 | 87.2
6008 | 987.823 | 87.2
6009 | 987.594 | 87.2
6010 | 986.9251 | 87.2
6011 | 986.7115 | 87.2
6012 | 985.6059 | 87.2
6013 | 985.6 | 87.2
6014 | 985.6 | 87.2
6015 | 985.1178 | 87.2
6016 | 984.961 | 87.2
6017 | 984.8613 | 87.2
6018 | 984.8 | 87.2
6019 | 983.6487 | 87.026
6020 | 983.2 | 86.861
6021 | 983.0315 | 86.861
6022 | 982.8432 | 86.861
6023 | 982.8432 | 86.861
6024 | 982.402 | 86.861
6025 | 982.4 | 86.861
6026 | 981.6 | 86.861
6027 | 981.3959 | 86.861
6028 | 981.304 | 86.861
6029 | 980.994 | 86.861
6030 | 980.8 | 86.791
6031 | 980.4482 | 86.69
6032 | 980.197 | 86.4
6033 | 979.933 | 86.4
6034 | 979.2 | 86.4
6035 | 979.152 | 86.4
6036 | 979.12 | 86.4
6037 | 979.053 | 86.4
6038 | 978.9424 | 86.4
6039 | 978.516 | 86.4
6040 | 978.4 | 86.4
6041 | 978.4 | 86.4
6042 | 978.1652 | 86.064
6043 | 977.329 | 86.064
6044 | 977.25 | 86.064
6045 | 976.907 | 86.064
6046 | 976.828 | 86.056
6047 | 976.8 | 86.056
6048 | 976.8 | 85.872
6049 | 976.5554 | 85.645
6050 | 976.1213 | 85.645
6051 | 976.035 | 85.6
6052 | 976.002 | 85.6
6053 | 975.9364 | 85.6
6054 | 975.8383 | 85.6
6055 | 975.5698 | 85.6
6056 | 975.2784 | 85.6
6057 | 975.268 | 85.6
6058 | 974.5728 | 85.6
6059 | 974.555 | 85.442
6060 | 974.019 | 85.32
6061 | 973.8643 | 85.32
6062 | 973.8643 | 85.267
6063 | 973.6 | 85.267
6064 | 973.1736 | 84.999
6065 | 973.1736 | 84.954
6066 | 973.1736 | 84.8
6067 | 972.841 | 84.8
6068 | 972.737 | 84.8
6069 | 972.383 | 84.727
6070 | 972.3574 | 84.585
6071 | 972.165 | 84.47
6072 | 972 | 84.47
6073 | 971.536 | 84.376
6074 | 971.201 | 84
6075 | 971.2 | 84
6076 | 971.1397 | 84
6077 | 970.887 | 83.891
6078 | 970.8864 | 83.87
6079 | 970.741 | 83.849
6080 | 970.4 | 83.849
6081 | 970.3841 | 83.673
6082 | 970.1509 | 83.573
6083 | 969.7735 | 83.419
6084 | 969.506 | 83.419
6085 | 969.134 | 83.419
6086 | 969.0295 | 83.2
6087 | 968.9779 | 83.2
6088 | 968.8011 | 82.882
6089 | 968.8 | 82.876
6090 | 968.3737 | 82.601
6091 | 968.3388 | 82.532
6092 | 968 | 82.378
6093 | 967.693 | 82.378
6094 | 967.4928 | 82.378
6095 | 967.4233 | 82.378
6096 | 967.2088 | 82.316
6097 | 967.2 | 82.191
6098 | 967.2 | 82.082
6099 | 966.9575 | 81.783
6100 | 966.9575 | 81.643
6101 | 966.93 | 81.6
6102 | 966.5111 | 81.6
6103 | 966.2668 | 81.6
6104 | 966.192 | 81.6
6105 | 966.144 | 81.6
6106 | 965.839 | 81.598
6107 | 965.4739 | 81.501
6108 | 965.107 | 81.501
6109 | 964.8 | 81.35
6110 | 964.8 | 81.283
6111 | 964.4063 | 80.965
6112 | 964.1947 | 80.965
6113 | 964 | 80.81
6114 | 963.4036 | 80.81
6115 | 963.2 | 80.81
6116 | 963.2 | 80.8
6117 | 962.7957 | 80.679
6118 | 962.5079 | 80.609
6119 | 962.443 | 80.432
6120 | 962.4338 | 80.119
6121 | 962.0602 | 80
6122 | 961.6 | 80
6123 | 961.6 | 80
6124 | 961.5296 | 80
6125 | 961.4501 | 79.718
6126 | 961.3246 | 79.689
6127 | 961.0472 | 79.689
6128 | 961.001 | 79.689
6129 | 960.8 | 79.557
6130 | 960.752 | 79.429
6131 | 960.7413 | 79.429
6132 | 960.2503 | 79.355
6133 | 960 | 79.2
6134 | 960 | 79.2
6135 | 959.8536 | 79.139
6136 | 959.437 | 78.957
6137 | 958.726 | 78.738
6138 | 958.609 | 78.738
6139 | 958.182 | 78.738
6140 | 957.674 | 78.738
6141 | 957.647 | 78.701
6142 | 957.6 | 78.512
6143 | 957.6 | 78.4
6144 | 957.501 | 78.4
6145 | 956.9115 | 78.047
6146 | 956.861 | 77.962
6147 | 956.4739 | 77.694
6148 | 956.176 | 77.625
6149 | 956.176 | 77.357
6150 | 955.9065 | 77.357
6151 | 955.563 | 77.357
6152 | 955.4405 | 77.267
6153 | 955.36 | 76.876
6154 | 955.2158 | 76.8
6155 | 954.794 | 76.8
6156 | 954.5252 | 76.288
6157 | 954.5088 | 76.221
6158 | 954.4075 | 76.129
6159 | 954.4 | 76
6160 | 953.993 | 76
6161 | 953.6 | 75.975
6162 | 953.6 | 75.781
6163 | 953.4016 | 75.285
6164 | 952.8174 | 75.2
6165 | 952.8 | 74.814
6166 | 952.1242 | 74.761
6167 | 951.6977 | 74.594
6168 | 951.408 | 74.594
6169 | 951.2 | 74.558
6170 | 951.0801 | 74.479
6171 | 951.0274 | 74.021
6172 | 950.4987 | 73.903
6173 | 950.4 | 73.614
6174 | 950.4 | 72.8
6175 | 950.4 | 72.8
6176 | 949.841 | 72.52
6177 | 949.7888 | 72
6178 | 949.6904 | 71.831
6179 | 949.6 | 71.547
6180 | 949.6 | 71.39
6181 | 949.6 | 71.06
6182 | 949.6 | 70.538
6183 | 949.5925 | 70.53
6184 | 949.208 | 70.007
6185 | 948.6415 | 69.8
6186 | 948.631 | 69.686
6187 | 948.3591 | 68.973
6188 | 947.273 | 68.923
6189 | 946.9489 | 68.907
6190 | 946.4 | 68.852
6191 | 946.1464 | 68.542
6192 | 945.9468 | 67.801
6193 | 945.9063 | 67.092
6194 | 945.9063 | 65.081
6195 | 945.8787 | 65.068
6196 | 945.2549 | 64.435
6197 | 945.1432 | 64.158
6198 | 944.8 | 64.025
6199 | 944.397 | 63.08
6200 | 944.3424 | 63.029
6201 | 944.1649 | 62.704
6202 | 943.9799 | 62.445
6203 | 943.5293 | 61.963
6204 | 943.4742 | 61.81
6205 | 943.2 | 61.718
6206 | 943.2 | 61.264
6207 | 943.2 | 61.207
6208 | 942.426 | 61.127
6209 | 942.4 | 60.327
6210 | 942.4 | 60.004
6211 | 942.4 | 59.993
6212 | 942.4 | 59.964
6213 | 942.1656 | 59.593
6214 | 941.4022 | 59.033
6215 | 940.8 | 58.827
6216 | 939.5312 | 58.603
6217 | 939.3301 | 58.234
6218 | 939.3183 | 57.863
6219 | 939.259 | 57.675
6220 | 938.7295 | 57.566
6221 | 938.571 | 56.696
6222 | 937.788 | 56.649
6223 | 937.6 | 55.882
6224 | 936.9874 | 54.837
6225 | 936.9532 | 54.592
6226 | 936.672 | 54.562
6227 | 936.447 | 53.645
6228 | 936.0094 | 53.518
6229 | 936 | 53.385
6230 | 935.942 | 53.106
6231 | 935.4336 | 52.343
6232 | 935.0749 | 50.764
6233 | 934.4 | 50.4
6234 | 934.389 | 50.318
6235 | 934.3477 | 49.626
6236 | 934.1267 | 49.572
6237 | 934.1104 | 49.19
6238 | 933.8677 | 48.325
6239 | 933.853 | 47.776
6240 | 933.7278 | 47.468
6241 | 933.699 | 46.929
6242 | 933.6 | 45.828
6243 | 933.17 | 45.276
6244 | 933.114 | 44.627
6245 | 933.1028 | 44.369
6246 | 932.616 | 43.524
6247 | 932.4233 | 42.903
6248 | 932.415 | 42.807
6249 | 932 | 41.519
6250 | 932 | 41.304
6251 | 931.0419 | 40.182
6252 | 930.985 | 40.151
6253 | 930.64 | 40.061
6254 | 930.6139 | 39.438
6255 | 930.0798 | 38.546
6256 | 930.0669 | 38.468
6257 | 929.6605 | 36.044
6258 | 929.5402 | 35.322
6259 | 928.89 | 35.2
6260 | 928.5379 | 35.162
6261 | 928.2792 | 34.157
6262 | 927.5885 | 33.842
6263 | 927.2 | 33.52
6264 | 927.2 | 33.078
6265 | 926.8978 | 32.702
6266 | 926.8872 | 31.889
6267 | 926.8434 | 31.189
6268 | 926.6013 | 30.965
6269 | 925.5164 | 29.548
6270 | 925.2842 | 29.418
6271 | 924.9656 | 29.159
6272 | 924.647 | 28.892
6273 | 924 | 28.517
6274 | 923.2 | 28.272
6275 | 923.2 | 27.575
6276 | 923.0026 | 27.467
6277 | 923.0026 | 27.257
6278 | 922.415 | 27.133
6279 | 921.625 | 26.528
6280 | 921.6 | 25.945
6281 | 921.6 | 25.876
6282 | 920.542 | 25.868
6283 | 920.17 | 25.795
6284 | 920.1355 | 24.599
6285 | 920 | 24.466
6286 | 919.991 | 23.86
6287 | 919.3003 | 23.609
6288 | 918.666 | 23.496
6289 | 918.6645 | 23.419
6290 | 918.6096 | 22.528
6291 | 918.411 | 21.756
6292 | 918.4 | 21.659
6293 | 918.03 | 21.549
6294 | 917.901 | 21.441
6295 | 916.9976 | 21.103
6296 | 916.0101 | 21.041
6297 | 916 | 20.662
6298 | 915.603 | 20.345
6299 | 915.477 | 20.169
6300 | 915.255 | 19.759
6301 | 915.2 | 19.673
6302 | 914.8386 | 19.266
6303 | 914.3338 | 18.944
6304 | 914.2514 | 18.437
6305 | 914.0068 | 18.062
6306 | 913.5158 | 17.159
6307 | 912.0448 | 15.696
6308 | 912 | 14.31
6309 | 911.7028 | 14.059
6310 | 911.7028 | 12.674
6311 | 911.6949 | 12.444
6312 | 911.5146 | 12.375
6313 | 911.1879 | 11.589
6314 | 910.899 | 11.527
6315 | 910.3214 | 11.463
6316 | 909.1027 | 11.148
6317 | 908.4526 | 10.678
6318 | 908.0488 | 10.438
6319 | 907.915 | 10.264
6320 | 907.5587 | 9.928
6321 | 906.4 | 9.702
6322 | 906.4 | 9.288
6323 | 906.2351 | 8.562
6324 | 906.1606 | 8.461
6325 | 906.1606 | 7.602
6326 | 906.1208 | 7.033
6327 | 905.877 | 6.971
6328 | 905.6 | 6.616
6329 | 905.5732 | 5.859
6330 | 905.477 | 5.674
6331 | 905.4251 | 5.298
6332 | 905.259 | 5.239
6333 | 905.101 | 4.799
6334 | 904.8 | 4.228
6335 | 904.3835 | 3.974
6336 | 904.057 | 3.246
6337 | 904 | 3.007
6338 | 904 | 2.579
6339 | 903.9083 | 2.334
6340 | 903.8122 | 2.316
6341 | 903.735 | 2.186
6342 | 903.2 | 2.055
6343 | 902.483 | 1.329
6344 | 902.102 | 1.305
6345 | 901.6 | 1.182
6346 | 900.704 | 0.884
6347 | 900.697 | 0.502
6348 | 900.2029 | 0.354
6349 | 900.079 | 0.297
6350 | 899.6868 | 0
6351 | 899.541 | 0
6352 | 899.2 | 0
6353 | 898.8077 | 0
6354 | 898.5931 | 0
6355 | 898.574 | 0
6356 | 898.4 | 0
6357 | 898.155 | 0
6358 | 898.0699 | 0
6359 | 897.95 | 0
6360 | 897.6 | 0
6361 | 896.5867 | 0
6362 | 896 | 0
6363 | 895.8243 | 0
6364 | 895.1263 | 0
6365 | 895.1263 | 0
6366 | 895.0328 | 0
6367 | 894.9055 | 0
6368 | 894.813 | 0
6369 | 894.4 | 0
6370 | 893.7415 | 0
6371 | 892.9213 | 0
6372 | 892.8 | 0
6373 | 892.8 | 0
6374 | 891.925 | 0
6375 | 891.6729 | 0
6376 | 891.6729 | 0
6377 | 891.524 | 0
6378 | 891.267 | 0
6379 | 890.7147 | 0
6380 | 890.4 | 0
6381 | 890.4 | 0
6382 | 889.7008 | 0
6383 | 889.368 | 0
6384 | 889.2698 | 0
6385 | 889.2437 | 0
6386 | 889.005 | 0
6387 | 888.9102 | 0
6388 | 888.252 | 0
6389 | 888.082 | 0
6390 | 888.077 | 0
6391 | 888.0562 | 0
6392 | 888 | 0
6393 | 887.264 | 0
6394 | 887.0799 | 0
6395 | 886.366 | 0
6396 | 886.201 | 0
6397 | 886.193 | 0
6398 | 885.9086 | 0
6399 | 885.4685 | 0
6400 | 884.928 | 0
6401 | 883.3154 | 0
6402 | 883.2 | 0
6403 | 882.8525 | 0
6404 | 882.8417 | 0
6405 | 882.8235 | 0
6406 | 882.694 | 0
6407 | 882.651 | 0
6408 | 882.624 | 0
6409 | 882.579 | 0
6410 | 882.1064 | 0
6411 | 881.612 | 0
6412 | 881.4527 | 0
6413 | 881.3451 | 0
6414 | 880.938 | 0
6415 | 880.8 | 0
6416 | 880.622 | 0
6417 | 880 | 0
6418 | 879.9313 | 0
6419 | 879.7304 | 0
6420 | 879.2406 | 0
6421 | 879.0094 | 0
6422 | 878.5446 | 0
6423 | 878.4 | 0
6424 | 877.8811 | 0
6425 | 877.6 | 0
6426 | 877.3751 | 0
6427 | 876.805 | 0
6428 | 876.8 | 0
6429 | 876.8 | 0
6430 | 876.8 | 0
6431 | 876.5771 | 0
6432 | 876.383 | 0
6433 | 876.0043 | 0
6434 | 875.7872 | 0
6435 | 875.2 | 0
6436 | 874.7245 | 0
6437 | 874.2602 | 0
6438 | 874.205 | 0
6439 | 873.0622 | 0
6440 | 873.013 | 0
6441 | 872.9741 | 0
6442 | 872.0645 | 0
6443 | 871.996 | 0
6444 | 871.6431 | 0
6445 | 871.2 | 0
6446 | 870.547 | 0
6447 | 870.304 | 0
6448 | 870.2682 | 0
6449 | 870.2617 | 0
6450 | 869.633 | 0
6451 | 869.487 | 0
6452 | 866.892 | 0
6453 | 866.164 | 0
6454 | 866.1271 | 0
6455 | 864.861 | 0
6456 | 864.8 | 0
6457 | 864.1732 | 0
6458 | 863.605 | 0
6459 | 863.52 | 0
6460 | 863.2 | 0
6461 | 862.4134 | 0
6462 | 861.9735 | 0
6463 | 861.226 | 0
6464 | 860.9694 | 0
6465 | 860.8 | 0
6466 | 860.8 | 0
6467 | 860.713 | 0
6468 | 860.5921 | 0
6469 | 860.551 | 0
6470 | 859.624 | 0
6471 | 859.4179 | 0
6472 | 858.742 | 0
6473 | 858.4429 | 0
6474 | 858.4 | 0
6475 | 858.2665 | 0
6476 | 858.247 | 0
6477 | 857.2624 | 0
6478 | 857.0857 | 0
6479 | 856.951 | 0
6480 | 856.555 | 0
6481 | 856.2803 | 0
6482 | 856 | 0
6483 | 855.7574 | 0
6484 | 855.543 | 0
6485 | 855.4501 | 0
6486 | 855.4089 | 0
6487 | 855.2 | 0
6488 | 855.171 | 0
6489 | 854.4 | 0
6490 | 853.6 | 0
6491 | 853.2232 | 0
6492 | 852.8 | 0
6493 | 852.6441 | 0
6494 | 851.9365 | 0
6495 | 851.5291 | 0
6496 | 851.215 | 0
6497 | 851.2 | 0
6498 | 850.4 | 0
6499 | 850.341 | 0
6500 | 849.9704 | 0
6501 | 848.8505 | 0
6502 | 848.7901 | 0
6503 | 848.4842 | 0
6504 | 848.1616 | 0
6505 | 848.1598 | 0
6506 | 848 | 0
6507 | 847.2718 | 0
6508 | 846.3463 | 0
6509 | 846.0043 | 0
6510 | 845.6 | 0
6511 | 845.369 | 0
6512 | 845.333 | 0
6513 | 845.2702 | 0
6514 | 844.8066 | 0
6515 | 844.7064 | 0
6516 | 843.9182 | 0
6517 | 843.7136 | 0
6518 | 843.2 | 0
6519 | 842.753 | 0
6520 | 842.1704 | 0
6521 | 842.0808 | 0
6522 | 840.5623 | 0
6523 | 840 | 0
6524 | 840 | 0
6525 | 839.555 | 0
6526 | 839.44 | 0
6527 | 838.4 | 0
6528 | 838.4 | 0
6529 | 837.4805 | 0
6530 | 837.0277 | 0
6531 | 836.8 | 0
6532 | 836.64 | 0
6533 | 836 | 0
6534 | 835.9855 | 0
6535 | 835.7275 | 0
6536 | 835.519 | 0
6537 | 833.8618 | 0
6538 | 833.363 | 0
6539 | 832.2691 | 0
6540 | 831.2 | 0
6541 | 831.19 | 0
6542 | 831.1376 | 0
6543 | 830.0973 | 0
6544 | 829.986 | 0
6545 | 829.6 | 0
6546 | 829.113 | 0
6547 | 828.8 | 0
6548 | 828.8 | 0
6549 | 828.8 | 0
6550 | 828.4586 | 0
6551 | 828.43 | 0
6552 | 828.2161 | 0
6553 | 827.5326 | 0
6554 | 827.2 | 0
6555 | 826.7486 | 0
6556 | 826.6632 | 0
6557 | 826.5843 | 0
6558 | 826.4 | 0
6559 | 825.915 | 0
6560 | 825.6 | 0
6561 | 824.194 | 0
6562 | 823.7824 | 0
6563 | 823.5547 | 0
6564 | 823.2952 | 0
6565 | 823.2952 | 0
6566 | 822.6911 | 0
6567 | 822.307 | 0
6568 | 822.233 | 0
6569 | 821.2232 | 0
6570 | 820.8 | 0
6571 | 820.686 | 0
6572 | 820.5325 | 0
6573 | 820.5103 | 0
6574 | 820 | 0
6575 | 819.4309 | 0
6576 | 819.3456 | 0
6577 | 818.6338 | 0
6578 | 818.4 | 0
6579 | 817.356 | 0
6580 | 817.3512 | 0
6581 | 816.4272 | 0
6582 | 816 | 0
6583 | 815.6977 | 0
6584 | 815.3764 | 0
6585 | 815.3764 | 0
6586 | 814.7659 | 0
6587 | 813.6256 | 0
6588 | 813.6256 | 0
6589 | 813.6014 | 0
6590 | 813.6 | 0
6591 | 812.644 | 0
6592 | 812.402 | 0
6593 | 812.063 | 0
6594 | 812 | 0
6595 | 811.981 | 0
6596 | 811.5093 | 0
6597 | 810.397 | 0
6598 | 809.4815 | 0
6599 | 809.242 | 0
6600 | 808.8 | 0
6601 | 807.601 | 0
6602 | 806.8654 | 0
6603 | 806.512 | 0
6604 | 806.1299 | 0
6605 | 806.027 | 0
6606 | 805.6 | 0
6607 | 804.961 | 0
6608 | 804.6468 | 0
6609 | 803.82 | 0
6610 | 803.013 | 0
6611 | 802.622 | 0
6612 | 802.2911 | 0
6613 | 802.242 | 0
6614 | 802.2369 | 0
6615 | 801.8299 | 0
6616 | 800.5026 | 0
6617 | 799.5406 | 0
6618 | 799.2 | 0
6619 | 799.112 | 0
6620 | 799.087 | 0
6621 | 798.5303 | 0
6622 | 798.4 | 0
6623 | 797.7399 | 0
6624 | 797.6 | 0
6625 | 797.6 | 0
6626 | 797.587 | 0
6627 | 796.5663 | 0
6628 | 795.2945 | 0
6629 | 793.1348 | 0
6630 | 792 | 0
6631 | 791.3395 | 0
6632 | 791.2837 | 0
6633 | 790.3815 | 0
6634 | 789.213 | 0
6635 | 788.801 | 0
6636 | 787.8808 | 0
6637 | 785.5354 | 0
6638 | 785.1463 | 0
6639 | 784.8 | 0
6640 | 784.8 | 0
6641 | 784.747 | 0
6642 | 784.7098 | 0
6643 | 782.7914 | 0
6644 | 782.6071 | 0
6645 | 782.5933 | 0
6646 | 782.5449 | 0
6647 | 781.83 | 0
6648 | 781.8035 | 0
6649 | 780.4728 | 0
6650 | 780.334 | 0
6651 | 780 | 0
6652 | 779.6512 | 0
6653 | 779.2 | 0
6654 | 779.2 | 0
6655 | 778.4 | 0
6656 | 777.6212 | 0
6657 | 777.272 | 0
6658 | 776.4017 | 0
6659 | 776.1206 | 0
6660 | 774.9473 | 0
6661 | 774.4 | 0
6662 | 773.4902 | 0
6663 | 772.296 | 0
6664 | 771.604 | 0
6665 | 771.2136 | 0
6666 | 770.837 | 0
6667 | 770.8032 | 0
6668 | 770.8032 | 0
6669 | 769.6 | 0
6670 | 768.029 | 0
6671 | 768 | 0
6672 | 767.602 | 0
6673 | 764 | 0
6674 | 762.515 | 0
6675 | 761.9789 | 0
6676 | 761.6585 | 0
6677 | 760 | 0
6678 | 759.7922 | 0
6679 | 759.475 | 0
6680 | 759.2 | 0
6681 | 758.1283 | 0
6682 | 758.1283 | 0
6683 | 756.9896 | 0
6684 | 756.9896 | 0
6685 | 756.627 | 0
6686 | 756.271 | 0
6687 | 755.2 | 0
6688 | 754.857 | 0
6689 | 754.4 | 0
6690 | 753.773 | 0
6691 | 752.979 | 0
6692 | 752.8 | 0
6693 | 752.1548 | 0
6694 | 750.2304 | 0
6695 | 750.082 | 0
6696 | 747.1449 | 0
6697 | 746.5353 | 0
6698 | 745.043 | 0
6699 | 743.1759 | 0
6700 | 741.7717 | 0
6701 | 741.6 | 0
6702 | 741.6 | 0
6703 | 740.535 | 0
6704 | 740.237 | 0
6705 | 739.3182 | 0
6706 | 739.0318 | 0
6707 | 738.4 | 0
6708 | 738.0913 | 0
6709 | 736.9597 | 0
6710 | 734.6806 | 0
6711 | 734.4698 | 0
6712 | 734.4 | 0
6713 | 733.5934 | 0
6714 | 730.0529 | 0
6715 | 729.6 | 0
6716 | 729.5043 | 0
6717 | 728.8 | 0
6718 | 728.4592 | 0
6719 | 727.5949 | 0
6720 | 727.2 | 0
6721 | 726.714 | 0
6722 | 725.6 | 0
6723 | 724.5973 | 0
6724 | 723.729 | 0
6725 | 723.2 | 0
6726 | 721.6 | 0
6727 | 720.8 | 0
6728 | 720.5879 | 0
6729 | 720.376 | 0
6730 | 717.6 | 0
6731 | 716.923 | 0
6732 | 716.419 | 0
6733 | 716.3965 | 0
6734 | 716.2392 | 0
6735 | 715.847 | 0
6736 | 715.8188 | 0
6737 | 715.661 | 0
6738 | 715.5485 | 0
6739 | 714.1672 | 0
6740 | 714.13 | 0
6741 | 713.6 | 0
6742 | 713.0577 | 0
6743 | 712.7858 | 0
6744 | 711.9834 | 0
6745 | 709.9428 | 0
6746 | 709.607 | 0
6747 | 708.8 | 0
6748 | 708.5433 | 0
6749 | 707.951 | 0
6750 | 706.4 | 0
6751 | 706.0992 | 0
6752 | 705.6 | 0
6753 | 704.9694 | 0
6754 | 704.9694 | 0
6755 | 704.878 | 0
6756 | 704 | 0
6757 | 700.8 | 0
6758 | 700.377 | 0
6759 | 699.2 | 0
6760 | 697.6 | 0
6761 | 697.26 | 0
6762 | 692.7019 | 0
6763 | 691.8841 | 0
6764 | 691.327 | 0
6765 | 690.747 | 0
6766 | 689.9172 | 0
6767 | 689.6 | 0
6768 | 689.6 | 0
6769 | 688.6006 | 0
6770 | 686.5273 | 0
6771 | 686.4 | 0
6772 | 686.4 | 0
6773 | 683.53 | 0
6774 | 682.6487 | 0
6775 | 680.187 | 0
6776 | 680.172 | 0
6777 | 679.439 | 0
6778 | 679.251 | 0
6779 | 678.563 | 0
6780 | 677.6 | 0
6781 | 676.8 | 0
6782 | 675.2074 | 0
6783 | 674.8497 | 0
6784 | 674.256 | 0
6785 | 673.7052 | 0
6786 | 672.9677 | 0
6787 | 672.0078 | 0
6788 | 671.56 | 0
6789 | 671.4383 | 0
6790 | 671.3979 | 0
6791 | 668.8 | 0
6792 | 668.5877 | 0
6793 | 667.766 | 0
6794 | 666.613 | 0
6795 | 664.4379 | 0
6796 | 663.439 | 0
6797 | 662.3137 | 0
6798 | 662.126 | 0
6799 | 660.137 | 0
6800 | 658.296 | 0
6801 | 657.357 | 0
6802 | 657.248 | 0
6803 | 656.8 | 0
6804 | 652.0056 | 0
6805 | 650.269 | 0
6806 | 649.4642 | 0
6807 | 646.748 | 0
6808 | 644.2323 | 0
6809 | 642.919 | 0
6810 | 641.0608 | 0
6811 | 639.7638 | 0
6812 | 639.3445 | 0
6813 | 638.4 | 0
6814 | 637.627 | 0
6815 | 636.197 | 0
6816 | 635.2 | 0
6817 | 632.529 | 0
6818 | 631.5235 | 0
6819 | 627.109 | 0
6820 | 626.4 | 0
6821 | 625.816 | 0
6822 | 624.6762 | 0
6823 | 624.5034 | 0
6824 | 622.722 | 0
6825 | 622.3062 | 0
6826 | 621.669 | 0
6827 | 619.025 | 0
6828 | 618.959 | 0
6829 | 618.406 | 0
6830 | 617.579 | 0
6831 | 615.896 | 0
6832 | 615.8259 | 0
6833 | 615.277 | 0
6834 | 612.699 | 0
6835 | 609.2833 | 0
6836 | 609.1832 | 0
6837 | 607.8018 | 0
6838 | 606.677 | 0
6839 | 606.4 | 0
6840 | 606.0119 | 0
6841 | 603.316 | 0
6842 | 602.4 | 0
6843 | 602.2764 | 0
6844 | 601.179 | 0
6845 | 596.8 | 0
6846 | 596.201 | 0
6847 | 596 | 0
6848 | 594.4 | 0
6849 | 594.4 | 0
6850 | 593.7445 | 0
6851 | 593.572 | 0
6852 | 593.521 | 0
6853 | 592.8 | 0
6854 | 592.386 | 0
6855 | 592.271 | 0
6856 | 592.193 | 0
6857 | 587.2298 | 0
6858 | 586.4 | 0
6859 | 585.8407 | 0
6860 | 584.9195 | 0
6861 | 583.859 | 0
6862 | 583.145 | 0
6863 | 580.8 | 0
6864 | 576.8 | 0
6865 | 574.5564 | 0
6866 | 571.13 | 0
6867 | 567.8021 | 0
6868 | 565.025 | 0
6869 | 563.4848 | 0
6870 | 561.581 | 0
6871 | 559.198 | 0
6872 | 558.473 | 0
6873 | 557.6649 | 0
6874 | 556.7111 | 0
6875 | 552.934 | 0
6876 | 551.2 | 0
6877 | 551.1658 | 0
6878 | 550.7832 | 0
6879 | 546.3104 | 0
6880 | 545.507 | 0
6881 | 544.574 | 0
6882 | 537.6301 | 0
6883 | 536.721 | 0
6884 | 534.4 | 0
6885 | 533.643 | 0
6886 | 532.414 | 0
6887 | 531.2024 | 0
6888 | 526.4 | 0
6889 | 524.3525 | 0
6890 | 520.8758 | 0
6891 | 520.632 | 0
6892 | 516.8685 | 0
6893 | 512.7793 | 0
6894 | 511.4393 | 0
6895 | 511.2727 | 0
6896 | 506.2713 | 0
6897 | 505.6 | 0
6898 | 505.6 | 0
6899 | 505.286 | 0
6900 | 504 | 0
6901 | 504 | 0
6902 | 503.248 | 0
6903 | 503.2 | 0
6904 | 502.0396 | 0
6905 | 502.0396 | 0
6906 | 501.6 | 0
6907 | 500.197 | 0
6908 | 498.735 | 0
6909 | 498.4 | 0
6910 | 498.4 | 0
6911 | 498.4 | 0
6912 | 497.6 | 0
6913 | 496.7951 | 0
6914 | 496.4614 | 0
6915 | 496.4614 | 0
6916 | 496.4614 | 0
6917 | 495.6645 | 0
6918 | 495.6049 | 0
6919 | 490.41 | 0
6920 | 489.888 | 0
6921 | 487.2 | 0
6922 | 485.7777 | 0
6923 | 485.6 | 0
6924 | 485.3049 | 0
6925 | 484.8 | 0
6926 | 483.7112 | 0
6927 | 482.5196 | 0
6928 | 481.147 | 0
6929 | 480.8 | 0
6930 | 479.2755 | 0
6931 | 478.9298 | 0
6932 | 478.6691 | 0
6933 | 477.6 | 0
6934 | 475.7423 | 0
6935 | 472 | 0
6936 | 472 | 0
6937 | 470.5752 | 0
6938 | 470.1641 | 0
6939 | 469.188 | 0
6940 | 467.2 | 0
6941 | 465.3827 | 0
6942 | 460.316 | 0
6943 | 458.959 | 0
6944 | 457.786 | 0
6945 | 455.687 | 0
6946 | 453.9145 | 0
6947 | 452.8416 | 0
6948 | 451.698 | 0
6949 | 451.248 | 0
6950 | 450.4 | 0
6951 | 448.6481 | 0
6952 | 445.515 | 0
6953 | 442.969 | 0
6954 | 442.7905 | 0
6955 | 440.8103 | 0
6956 | 437.884 | 0
6957 | 436.2411 | 0
6958 | 433.4498 | 0
6959 | 433.137 | 0
6960 | 432.662 | 0
6961 | 431.2 | 0
6962 | 426.0894 | 0
6963 | 424 | 0
6964 | 423.3979 | 0
6965 | 423.123 | 0
6966 | 422.9472 | 0
6967 | 421.6 | 0
6968 | 419.9601 | 0
6969 | 416.8 | 0
6970 | 415.99 | 0
6971 | 414.3719 | 0
6972 | 413.609 | 0
6973 | 413.157 | 0
6974 | 412.0002 | 0
6975 | 410.829 | 0
6976 | 410.4 | 0
6977 | 408.8037 | 0
6978 | 408.03 | 0
6979 | 407.546 | 0
6980 | 406.4615 | 0
6981 | 406.4429 | 0
6982 | 403.1901 | 0
6983 | 402.4 | 0
6984 | 400.8348 | 0
6985 | 399.101 | 0
6986 | 397.7894 | 0
6987 | 397.6 | 0
6988 | 396.46 | 0
6989 | 395.2318 | 0
6990 | 394.4 | 0
6991 | 393.167 | 0
6992 | 392.5583 | 0
6993 | 390.9227 | 0
6994 | 390.4 | 0
6995 | 390.1049 | 0
6996 | 389.912 | 0
6997 | 389.328 | 0
6998 | 388.4692 | 0
6999 | 387.2 | 0
7000 | 386.8335 | 0
7001 | 385.6939 | 0
7002 | 385.522 | 0
7003 | 384.0224 | 0
7004 | 384 | 0
7005 | 382.4 | 0
7006 | 382.4 | 0
7007 | 381.8331 | 0
7008 | 381.6 | 0
7009 | 380.8 | 0
7010 | 380 | 0
7011 | 378.6719 | 0
7012 | 378.4 | 0
7013 | 378.4 | 0
7014 | 378.0493 | 0
7015 | 376.9281 | 0
7016 | 375.588 | 0
7017 | 375.3839 | 0
7018 | 375.337 | 0
7019 | 371.3765 | 0
7020 | 369.6591 | 0
7021 | 369.6 | 0
7022 | 368.8 | 0
7023 | 368.1624 | 0
7024 | 367.3655 | 0
7025 | 367.2 | 0
7026 | 365.57 | 0
7027 | 364.7608 | 0
7028 | 364.693 | 0
7029 | 364.5171 | 0
7030 | 364.5053 | 0
7031 | 362.2986 | 0
7032 | 361.6 | 0
7033 | 357.9482 | 0
7034 | 357.6 | 0
7035 | 355.547 | 0
7036 | 354.6912 | 0
7037 | 354.4 | 0
7038 | 354.4 | 0
7039 | 353.747 | 0
7040 | 352 | 0
7041 | 348.83 | 0
7042 | 345.786 | 0
7043 | 345.2975 | 0
7044 | 344.9167 | 0
7045 | 344.1836 | 0
7046 | 343.658 | 0
7047 | 342.4 | 0
7048 | 341.8528 | 0
7049 | 341.456 | 0
7050 | 341.0682 | 0
7051 | 339.258 | 0
7052 | 338.7742 | 0
7053 | 337.397 | 0
7054 | 335.666 | 0
7055 | 335.2 | 0
7056 | 334.3604 | 0
7057 | 333.8962 | 0
7058 | 333.853 | 0
7059 | 333.7513 | 0
7060 | 332.224 | 0
7061 | 332.0389 | 0
7062 | 331.6128 | 0
7063 | 331.2 | 0
7064 | 330.448 | 0
7065 | 329.9117 | 0
7066 | 329.489 | 0
7067 | 329.02 | 0
7068 | 328.2074 | 0
7069 | 325.6 | 0
7070 | 324.8 | 0
7071 | 324.56 | 0
7072 | 324.3335 | 0
7073 | 324.2289 | 0
7074 | 323.0428 | 0
7075 | 322.859 | 0
7076 | 322.6469 | 0
7077 | 320.018 | 0
7078 | 318.7732 | 0
7079 | 318.4 | 0
7080 | 318.4 | 0
7081 | 317.159 | 0
7082 | 316 | 0
7083 | 315.607 | 0
7084 | 315.351 | 0
7085 | 315.114 | 0
7086 | 314.692 | 0
7087 | 313.792 | 0
7088 | 313.222 | 0
7089 | 311.517 | 0
7090 | 311.492 | 0
7091 | 309.6 | 0
7092 | 309.2214 | 0
7093 | 308.8 | 0
7094 | 308.0162 | 0
7095 | 307.5989 | 0
7096 | 307.348 | 0
7097 | 307.065 | 0
7098 | 306.2691 | 0
7099 | 306.2603 | 0
7100 | 305.8684 | 0
7101 | 305.6 | 0
7102 | 305.6 | 0
7103 | 304.539 | 0
7104 | 304.4113 | 0
7105 | 304.1927 | 0
7106 | 303.9311 | 0
7107 | 303.4149 | 0
7108 | 303.4149 | 0
7109 | 303.3544 | 0
7110 | 302.7034 | 0
7111 | 302.5368 | 0
7112 | 302.4 | 0
7113 | 302.112 | 0
7114 | 301.357 | 0
7115 | 301.2237 | 0
7116 | 300.6751 | 0
7117 | 299.716 | 0
7118 | 299.592 | 0
7119 | 299.2 | 0
7120 | 298.518 | 0
7121 | 298.5079 | 0
7122 | 298.4 | 0
7123 | 298.368 | 0
7124 | 298.2132 | 0
7125 | 297.305 | 0
7126 | 296.8 | 0
7127 | 296.8 | 0
7128 | 296.8 | 0
7129 | 296.7904 | 0
7130 | 296.104 | 0
7131 | 296 | 0
7132 | 296 | 0
7133 | 295.6455 | 0
7134 | 295.44 | 0
7135 | 294.906 | 0
7136 | 293.6009 | 0
7137 | 293.6 | 0
7138 | 293.458 | 0
7139 | 292.8 | 0
7140 | 292.731 | 0
7141 | 292.6697 | 0
7142 | 292 | 0
7143 | 292 | 0
7144 | 291.2 | 0
7145 | 291.2 | 0
7146 | 291.076 | 0
7147 | 290.153 | 0
7148 | 289.9125 | 0
7149 | 289.7979 | 0
7150 | 288.999 | 0
7151 | 288.8 | 0
7152 | 288.152 | 0
7153 | 287.755 | 0
7154 | 287.6502 | 0
7155 | 287.4671 | 0
7156 | 287.4345 | 0
7157 | 287.2 | 0
7158 | 287.2 | 0
7159 | 287.073 | 0
7160 | 286.4047 | 0
7161 | 286.349 | 0
7162 | 285.6 | 0
7163 | 285.1363 | 0
7164 | 285.122 | 0
7165 | 284.8 | 0
7166 | 284.3594 | 0
7167 | 284.243 | 0
7168 | 284.013 | 0
7169 | 283.6922 | 0
7170 | 283.5824 | 0
7171 | 283.379 | 0
7172 | 282.8055 | 0
7173 | 282.4089 | 0
7174 | 282.4 | 0
7175 | 282.1513 | 0
7176 | 281.969 | 0
7177 | 281.7887 | 0
7178 | 281.691 | 0
7179 | 281.379 | 0
7180 | 281.28 | 0
7181 | 281.168 | 0
7182 | 280.8 | 0
7183 | 280.4747 | 0
7184 | 280.4042 | 0
7185 | 280.1859 | 0
7186 | 279.8454 | 0
7187 | 279.7078 | 0
7188 | 279.4598 | 0
7189 | 279.2 | 0
7190 | 279.2 | 0
7191 | 278.9208 | 0
7192 | 278.114 | 0
7193 | 276.424 | 0
7194 | 276.33 | 0
7195 | 276.252 | 0
7196 | 276.049 | 0
7197 | 276 | 0
7198 | 275.21 | 0
7199 | 275.2 | 0
7200 | 274.8922 | 0
7201 | 274.4 | 0
7202 | 274.291 | 0
7203 | 273.5706 | 0
7204 | 273.494 | 0
7205 | 273.0489 | 0
7206 | 272.738 | 0
7207 | 272 | 0
7208 | 272 | 0
7209 | 271.406 | 0
7210 | 270.4 | 0
7211 | 270.3306 | 0
7212 | 269.8053 | 0
7213 | 269.6 | 0
7214 | 269.3482 | 0
7215 | 269.159 | 0
7216 | 269.004 | 0
7217 | 268.4554 | 0
7218 | 268.3642 | 0
7219 | 268 | 0
7220 | 268 | 0
7221 | 267.984 | 0
7222 | 267.282 | 0
7223 | 267.096 | 0
7224 | 266.4 | 0
7225 | 265.6099 | 0
7226 | 264.8 | 0
7227 | 264.437 | 0
7228 | 264 | 0
7229 | 263.906 | 0
7230 | 262.5234 | 0
7231 | 261.8282 | 0
7232 | 261.6 | 0
7233 | 261.3999 | 0
7234 | 261.2493 | 0
7235 | 260.8 | 0
7236 | 260.5825 | 0
7237 | 260.2743 | 0
7238 | 259.577 | 0
7239 | 259.2 | 0
7240 | 258.885 | 0
7241 | 258.7204 | 0
7242 | 258.151 | 0
7243 | 257.376 | 0
7244 | 257.187 | 0
7245 | 256.8 | 0
7246 | 256.165 | 0
7247 | 256.129 | 0
7248 | 255.553 | 0
7249 | 255.342 | 0
7250 | 255.2 | 0
7251 | 254.785 | 0
7252 | 254.4 | 0
7253 | 251.848 | 0
7254 | 251.672 | 0
7255 | 251.6319 | 0
7256 | 251.4089 | 0
7257 | 250.683 | 0
7258 | 249.9566 | 0
7259 | 248.7805 | 0
7260 | 248.715 | 0
7261 | 247.8433 | 0
7262 | 247.4402 | 0
7263 | 246.5742 | 0
7264 | 246.4 | 0
7265 | 246.146 | 0
7266 | 245.6 | 0
7267 | 244.5879 | 0
7268 | 244.417 | 0
7269 | 243.992 | 0
7270 | 243.8114 | 0
7271 | 243.7133 | 0
7272 | 243.4565 | 0
7273 | 243.2 | 0
7274 | 243.2 | 0
7275 | 242.4 | 0
7276 | 241.5452 | 0
7277 | 241.0487 | 0
7278 | 240.544 | 0
7279 | 239.297 | 0
7280 | 239.2 | 0
7281 | 238.4 | 0
7282 | 237.6 | 0
7283 | 237.6 | 0
7284 | 237.6 | 0
7285 | 237.5953 | 0
7286 | 236.4577 | 0
7287 | 236.2455 | 0
7288 | 236.1892 | 0
7289 | 236.1892 | 0
7290 | 236.032 | 0
7291 | 236 | 0
7292 | 235.767 | 0
7293 | 235.761 | 0
7294 | 235.535 | 0
7295 | 235.4123 | 0
7296 | 235.207 | 0
7297 | 235.0545 | 0
7298 | 234.947 | 0
7299 | 234.8325 | 0
7300 | 234.8325 | 0
7301 | 234.813 | 0
7302 | 234.455 | 0
7303 | 234.4 | 0
7304 | 234.4 | 0
7305 | 234.3197 | 0
7306 | 233.76 | 0
7307 | 233.4883 | 0
7308 | 233.438 | 0
7309 | 233.034 | 0
7310 | 232.2637 | 0
7311 | 231.2 | 0
7312 | 231.095 | 0
7313 | 230.7506 | 0
7314 | 230.7506 | 0
7315 | 230.684 | 0
7316 | 230.659 | 0
7317 | 230.4 | 0
7318 | 230.4 | 0
7319 | 229.93 | 0
7320 | 229.1968 | 0
7321 | 228.8 | 0
7322 | 228.6164 | 0
7323 | 228.4266 | 0
7324 | 228.211 | 0
7325 | 227.9257 | 0
7326 | 227.8445 | 0
7327 | 227.812 | 0
7328 | 227.6429 | 0
7329 | 227.2 | 0
7330 | 227.0213 | 0
7331 | 226.7086 | 0
7332 | 226.4 | 0
7333 | 226.3163 | 0
7334 | 226.1197 | 0
7335 | 225.957 | 0
7336 | 225.678 | 0
7337 | 225.6 | 0
7338 | 225.1445 | 0
7339 | 224.739 | 0
7340 | 224.5351 | 0
7341 | 224.458 | 0
7342 | 224.034 | 0
7343 | 224.0097 | 0
7344 | 224 | 0
7345 | 223.7816 | 0
7346 | 223.7582 | 0
7347 | 223.5096 | 0
7348 | 223.2 | 0
7349 | 223.2 | 0
7350 | 222.3318 | 0
7351 | 222.2043 | 0
7352 | 221.6323 | 0
7353 | 221.6 | 0
7354 | 221.19 | 0
7355 | 220.4508 | 0
7356 | 220.236 | 0
7357 | 220 | 0
7358 | 219.8735 | 0
7359 | 219.6375 | 0
7360 | 218.574 | 0
7361 | 218.4 | 0
7362 | 217.414 | 0
7363 | 216.663 | 0
7364 | 216.305 | 0
7365 | 216.0103 | 0
7366 | 215.288 | 0
7367 | 215.2119 | 0
7368 | 213.658 | 0
7369 | 212.04 | 0
7370 | 211.973 | 0
7371 | 211.252 | 0
7372 | 211.1465 | 0
7373 | 210.894 | 0
7374 | 210.6517 | 0
7375 | 210.4 | 0
7376 | 210.344 | 0
7377 | 210.0695 | 0
7378 | 209.928 | 0
7379 | 209.7018 | 0
7380 | 209.6 | 0
7381 | 209.471 | 0
7382 | 209.159 | 0
7383 | 207.884 | 0
7384 | 207.7449 | 0
7385 | 207.6748 | 0
7386 | 207.2309 | 0
7387 | 207.2 | 0
7388 | 207.0754 | 0
7389 | 206.5145 | 0
7390 | 206.4 | 0
7391 | 206.3667 | 0
7392 | 205.8624 | 0
7393 | 205.306 | 0
7394 | 205.1622 | 0
7395 | 205.1331 | 0
7396 | 205.13 | 0
7397 | 204.826 | 0
7398 | 204.693 | 0
7399 | 204.599 | 0
7400 | 204 | 0
7401 | 204 | 0
7402 | 203.7794 | 0
7403 | 203.767 | 0
7404 | 203.5578 | 0
7405 | 203.5454 | 0
7406 | 203.2065 | 0
7407 | 203.2 | 0
7408 | 203.03 | 0
7409 | 202.7269 | 0
7410 | 202.713 | 0
7411 | 202.4179 | 0
7412 | 201.4499 | 0
7413 | 200.9569 | 0
7414 | 200.8 | 0
7415 | 200 | 0
7416 | 199.8194 | 0
7417 | 199.5505 | 0
7418 | 199.3876 | 0
7419 | 199.2 | 0
7420 | 199.2 | 0
7421 | 199.0353 | 0
7422 | 198.9214 | 0
7423 | 198.7923 | 0
7424 | 198.151 | 0
7425 | 198.1192 | 0
7426 | 197.9358 | 0
7427 | 197.6 | 0
7428 | 197.3423 | 0
7429 | 197.097 | 0
7430 | 197.082 | 0
7431 | 197.058 | 0
7432 | 196.406 | 0
7433 | 195.7169 | 0
7434 | 195.463 | 0
7435 | 195.2 | 0
7436 | 195.0115 | 0
7437 | 194.8402 | 0
7438 | 194.696 | 0
7439 | 194.577 | 0
7440 | 193.991 | 0
7441 | 193.831 | 0
7442 | 193.6 | 0
7443 | 193.3915 | 0
7444 | 193.0078 | 0
7445 | 192.8 | 0
7446 | 192.7008 | 0
7447 | 192.296 | 0
7448 | 192 | 0
7449 | 191.45 | 0
7450 | 191.3722 | 0
7451 | 191.2 | 0
7452 | 189.7642 | 0
7453 | 189.5525 | 0
7454 | 188.5567 | 0
7455 | 187.2 | 0
7456 | 186.914 | 0
7457 | 186.6658 | 0
7458 | 186.4652 | 0
7459 | 186.389 | 0
7460 | 186.0829 | 0
7461 | 185.868 | 0
7462 | 185.6882 | 0
7463 | 185.42 | 0
7464 | 185.3969 | 0
7465 | 185.2027 | 0
7466 | 184.122 | 0
7467 | 183.582 | 0
7468 | 183.44 | 0
7469 | 183.1445 | 0
7470 | 183.063 | 0
7471 | 182.8679 | 0
7472 | 182.0764 | 0
7473 | 182.026 | 0
7474 | 182.01 | 0
7475 | 181.7586 | 0
7476 | 181.6734 | 0
7477 | 181.6499 | 0
7478 | 181.636 | 0
7479 | 181.6015 | 0
7480 | 181.355 | 0
7481 | 181.302 | 0
7482 | 181.165 | 0
7483 | 181.0159 | 0
7484 | 180.5099 | 0
7485 | 180 | 0
7486 | 180 | 0
7487 | 178.8941 | 0
7488 | 178.8871 | 0
7489 | 178.704 | 0
7490 | 177.796 | 0
7491 | 176.7969 | 0
7492 | 176.3999 | 0
7493 | 175.9232 | 0
7494 | 174.4073 | 0
7495 | 173.99 | 0
7496 | 173.6 | 0
7497 | 173.54 | 0
7498 | 172.671 | 0
7499 | 171.9803 | 0
7500 | 171.8487 | 0
7501 | 171.2 | 0
7502 | 170.769 | 0
7503 | 170.644 | 0
7504 | 170.605 | 0
7505 | 169.6 | 0
7506 | 169.2818 | 0
7507 | 168.6547 | 0
7508 | 168.473 | 0
7509 | 168.345 | 0
7510 | 168.3081 | 0
7511 | 168 | 0
7512 | 167.4831 | 0
7513 | 167.046 | 0
7514 | 164.8 | 0
7515 | 164.7109 | 0
7516 | 163.4921 | 0
7517 | 163.2 | 0
7518 | 163.157 | 0
7519 | 162.5652 | 0
7520 | 160.8 | 0
7521 | 160.732 | 0
7522 | 160.3938 | 0
7523 | 160.064 | 0
7524 | 159.9664 | 0
7525 | 159.6078 | 0
7526 | 159.508 | 0
7527 | 158.4 | 0
7528 | 158.372 | 0
7529 | 157.4013 | 0
7530 | 156.96 | 0
7531 | 156.897 | 0
7532 | 156.1646 | 0
7533 | 155.6841 | 0
7534 | 155.4039 | 0
7535 | 155.4039 | 0
7536 | 154.285 | 0
7537 | 153.6 | 0
7538 | 152.6909 | 0
7539 | 152.29 | 0
7540 | 152.1164 | 0
7541 | 151.282 | 0
7542 | 151.211 | 0
7543 | 150.5308 | 0
7544 | 150.4 | 0
7545 | 149.6 | 0
7546 | 149.362 | 0
7547 | 148.8 | 0
7548 | 148.8 | 0
7549 | 148 | 0
7550 | 147.3263 | 0
7551 | 147.249 | 0
7552 | 147.1628 | 0
7553 | 145.633 | 0
7554 | 145.6072 | 0
7555 | 144.5105 | 0
7556 | 144.11 | 0
7557 | 142.4 | 0
7558 | 142.371 | 0
7559 | 141.4846 | 0
7560 | 141.382 | 0
7561 | 140.8 | 0
7562 | 140 | 0
7563 | 139.948 | 0
7564 | 139.8489 | 0
7565 | 139.2 | 0
7566 | 138.7688 | 0
7567 | 138.494 | 0
7568 | 138.479 | 0
7569 | 138.4 | 0
7570 | 138.295 | 0
7571 | 138.2778 | 0
7572 | 138.2668 | 0
7573 | 137.6387 | 0
7574 | 137.6 | 0
7575 | 137.552 | 0
7576 | 137.5422 | 0
7577 | 136.8 | 0
7578 | 136.8 | 0
7579 | 136.2679 | 0
7580 | 136.0712 | 0
7581 | 135.9137 | 0
7582 | 135.7598 | 0
7583 | 135.505 | 0
7584 | 135.46 | 0
7585 | 135.2 | 0
7586 | 135.1872 | 0
7587 | 134.638 | 0
7588 | 132.8 | 0
7589 | 132.6113 | 0
7590 | 132.4947 | 0
7591 | 132.424 | 0
7592 | 131.3026 | 0
7593 | 130.6101 | 0
7594 | 130.5488 | 0
7595 | 129.9866 | 0
7596 | 129.537 | 0
7597 | 128.8 | 0
7598 | 128.716 | 0
7599 | 127.2 | 0
7600 | 127.2 | 0
7601 | 127.2 | 0
7602 | 126.773 | 0
7603 | 126.647 | 0
7604 | 126.4653 | 0
7605 | 126.4 | 0
7606 | 125.6 | 0
7607 | 124.8 | 0
7608 | 124.5833 | 0
7609 | 124 | 0
7610 | 123.5332 | 0
7611 | 123.2 | 0
7612 | 123.1185 | 0
7613 | 122.7562 | 0
7614 | 122.6745 | 0
7615 | 122.023 | 0
7616 | 121.2024 | 0
7617 | 120.4254 | 0
7618 | 120 | 0
7619 | 120 | 0
7620 | 120 | 0
7621 | 119.9634 | 0
7622 | 119.641 | 0
7623 | 119.5695 | 0
7624 | 119.4032 | 0
7625 | 118.7976 | 0
7626 | 118.4 | 0
7627 | 118.4 | 0
7628 | 118.4 | 0
7629 | 117.6 | 0
7630 | 117.6 | 0
7631 | 117.348 | 0
7632 | 116.9497 | 0
7633 | 116.8 | 0
7634 | 116.5407 | 0
7635 | 116.1318 | 0
7636 | 116 | 0
7637 | 116 | 0
7638 | 116 | 0
7639 | 115.4766 | 0
7640 | 115.2 | 0
7641 | 115.2 | 0
7642 | 115.054 | 0
7643 | 114.9869 | 0
7644 | 114.9869 | 0
7645 | 114.4 | 0
7646 | 114.4 | 0
7647 | 113.6784 | 0
7648 | 113.6 | 0
7649 | 112.8605 | 0
7650 | 112.8605 | 0
7651 | 112.7164 | 0
7652 | 112.656 | 0
7653 | 112.5998 | 0
7654 | 111.8791 | 0
7655 | 111.2 | 0
7656 | 111.2 | 0
7657 | 110.407 | 0
7658 | 110.4 | 0
7659 | 110.4 | 0
7660 | 110.4 | 0
7661 | 110.4 | 0
7662 | 110.4 | 0
7663 | 110.328 | 0
7664 | 110.259 | 0
7665 | 110.145 | 0
7666 | 109.8187 | 0
7667 | 109.6 | 0
7668 | 109.6 | 0
7669 | 109.6 | 0
7670 | 108.8 | 0
7671 | 108.8 | 0
7672 | 108.8 | 0
7673 | 108.8 | 0
7674 | 108.4667 | 0
7675 | 108.3768 | 0
7676 | 108.1214 | 0
7677 | 108 | 0
7678 | 108 | 0
7679 | 108 | 0
7680 | 107.9944 | 0
7681 | 107.2175 | 0
7682 | 107.2175 | 0
7683 | 107.2175 | 0
7684 | 107.2 | 0
7685 | 107.2 | 0
7686 | 107.2 | 0
7687 | 107.1357 | 0
7688 | 106.6504 | 0
7689 | 106.6504 | 0
7690 | 106.4 | 0
7691 | 106.4 | 0
7692 | 106.3653 | 0
7693 | 106.186 | 0
7694 | 106.102 | 0
7695 | 105.9861 | 0
7696 | 105.9149 | 0
7697 | 105.6 | 0
7698 | 105.6 | 0
7699 | 105.6 | 0
7700 | 105.5001 | 0
7701 | 105.3492 | 0
7702 | 105.232 | 0
7703 | 105.1892 | 0
7704 | 105.1892 | 0
7705 | 105.1794 | 0
7706 | 104.8867 | 0
7707 | 104.8867 | 0
7708 | 104.8 | 0
7709 | 104.8 | 0
7710 | 104.8 | 0
7711 | 104.8 | 0
7712 | 104.269 | 0
7713 | 104.1097 | 0
7714 | 104.1097 | 0
7715 | 104 | 0
7716 | 104 | 0
7717 | 103.8644 | 0
7718 | 103.3328 | 0
7719 | 103.2926 | 0
7720 | 103.221 | 0
7721 | 103.2 | 0
7722 | 103.2 | 0
7723 | 103.2 | 0
7724 | 103.2 | 0
7725 | 102.491 | 0
7726 | 102.4 | 0
7727 | 102.4 | 0
7728 | 102.4 | 0
7729 | 102.2287 | 0
7730 | 102.2287 | 0
7731 | 102.2287 | 0
7732 | 102.2212 | 0
7733 | 102.069 | 0
7734 | 101.7789 | 0
7735 | 101.7789 | 0
7736 | 101.7789 | 0
7737 | 101.6 | 0
7738 | 101.6 | 0
7739 | 101.6 | 0
7740 | 101.6 | 0
7741 | 101.6 | 0
7742 | 101.6 | 0
7743 | 101.6 | 0
7744 | 101.6 | 0
7745 | 101.6 | 0
7746 | 101.4733 | 0
7747 | 101.2048 | 0
7748 | 101.182 | 0
7749 | 101.002 | 0
7750 | 100.984 | 0
7751 | 100.8 | 0
7752 | 100.8 | 0
7753 | 100.8 | 0
7754 | 100.7662 | 0
7755 | 100.7662 | 0
7756 | 100.7662 | 0
7757 | 100.5931 | 0
7758 | 100.5931 | 0
7759 | 100.5931 | 0
7760 | 100.5931 | 0
7761 | 100.2454 | 0
7762 | 100.225 | 0
7763 | 100.225 | 0
7764 | 100.0307 | 0
7765 | 100.0307 | 0
7766 | 100.012 | 0
7767 | 100 | 0
7768 | 100 | 0
7769 | 100 | 0
7770 | 100 | 0
7771 | 100 | 0
7772 | 100 | 0
7773 | 100 | 0
7774 | 99.7752 | 0
7775 | 99.5365 | 0
7776 | 99.4481 | 0
7777 | 99.261 | 0
7778 | 99.2 | 0
7779 | 99.2 | 0
7780 | 99.2 | 0
7781 | 99.2 | 0
7782 | 99.2 | 0
7783 | 99.2 | 0
7784 | 99.1266 | 0
7785 | 98.9574 | 0
7786 | 98.9574 | 0
7787 | 98.9574 | 0
7788 | 98.846 | 0
7789 | 98.6711 | 0
7790 | 98.6711 | 0
7791 | 98.6711 | 0
7792 | 98.6711 | 0
7793 | 98.6711 | 0
7794 | 98.5597 | 0
7795 | 98.4 | 0
7796 | 98.4 | 0
7797 | 98.4 | 0
7798 | 98.4 | 0
7799 | 98.4 | 0
7800 | 98.4 | 0
7801 | 98.4 | 0
7802 | 98.4 | 0
7803 | 98.247 | 0
7804 | 97.636 | 0
7805 | 97.6 | 0
7806 | 97.6 | 0
7807 | 97.3218 | 0
7808 | 97.2562 | 0
7809 | 97.2204 | 0
7810 | 97.1173 | 0
7811 | 96.821 | 0
7812 | 96.805 | 0
7813 | 96.8 | 0
7814 | 96.8 | 0
7815 | 96.8 | 0
7816 | 96.8 | 0
7817 | 96.8 | 0
7818 | 96.8 | 0
7819 | 96.8 | 0
7820 | 96.8 | 0
7821 | 96.5407 | 0
7822 | 96.5039 | 0
7823 | 96.4444 | 0
7824 | 96.4285 | 0
7825 | 96.4235 | 0
7826 | 96.3403 | 0
7827 | 96.007 | 0
7828 | 96 | 0
7829 | 96 | 0
7830 | 96 | 0
7831 | 96 | 0
7832 | 96 | 0
7833 | 95.6861 | 0
7834 | 95.6336 | 0
7835 | 95.6266 | 0
7836 | 95.6176 | 0
7837 | 95.4148 | 0
7838 | 95.362 | 0
7839 | 95.215 | 0
7840 | 95.2 | 0
7841 | 95.2 | 0
7842 | 95.2 | 0
7843 | 95.2 | 0
7844 | 95.06 | 0
7845 | 94.9911 | 0
7846 | 94.896 | 0
7847 | 94.8821 | 0
7848 | 94.8683 | 0
7849 | 94.8683 | 0
7850 | 94.8683 | 0
7851 | 94.8446 | 0
7852 | 94.8297 | 0
7853 | 94.8297 | 0
7854 | 94.791 | 0
7855 | 94.436 | 0
7856 | 94.4 | 0
7857 | 94.4 | 0
7858 | 94.4 | 0
7859 | 94.4 | 0
7860 | 94.4 | 0
7861 | 94.4 | 0
7862 | 94.4 | 0
7863 | 94.4 | 0
7864 | 94.4 | 0
7865 | 94.1466 | 0
7866 | 94.1466 | 0
7867 | 94.05 | 0
7868 | 94.0328 | 0
7869 | 94.0328 | 0
7870 | 94.0328 | 0
7871 | 94.0328 | 0
7872 | 94.0328 | 0
7873 | 94.0095 | 0
7874 | 93.6 | 0
7875 | 93.6 | 0
7876 | 93.6 | 0
7877 | 93.6 | 0
7878 | 93.6 | 0
7879 | 93.6 | 0
7880 | 93.6 | 0
7881 | 93.6 | 0
7882 | 93.6 | 0
7883 | 93.6 | 0
7884 | 93.6 | 0
7885 | 93.6 | 0
7886 | 93.6 | 0
7887 | 93.6 | 0
7888 | 93.6 | 0
7889 | 93.6 | 0
7890 | 93.6 | 0
7891 | 93.411 | 0
7892 | 93.411 | 0
7893 | 93.277 | 0
7894 | 93.2359 | 0
7895 | 93.2359 | 0
7896 | 93.2359 | 0
7897 | 93.2359 | 0
7898 | 93.2359 | 0
7899 | 93.2359 | 0
7900 | 93.2359 | 0
7901 | 93.2359 | 0
7902 | 93.2359 | 0
7903 | 93.2359 | 0
7904 | 93.2326 | 0
7905 | 93.2326 | 0
7906 | 93.2326 | 0
7907 | 92.8447 | 0
7908 | 92.8 | 0
7909 | 92.8 | 0
7910 | 92.8 | 0
7911 | 92.8 | 0
7912 | 92.8 | 0
7913 | 92.8 | 0
7914 | 92.8 | 0
7915 | 92.8 | 0
7916 | 92.8 | 0
7917 | 92.8 | 0
7918 | 92.8 | 0
7919 | 92.8 | 0
7920 | 92.708 | 0
7921 | 92.6755 | 0
7922 | 92.6755 | 0
7923 | 92.439 | 0
7924 | 92.439 | 0
7925 | 92.439 | 0
7926 | 92.439 | 0
7927 | 92.439 | 0
7928 | 92.439 | 0
7929 | 92.4148 | 0
7930 | 92.4148 | 0
7931 | 92.1604 | 0
7932 | 92.13 | 0
7933 | 92 | 0
7934 | 92 | 0
7935 | 92 | 0
7936 | 92 | 0
7937 | 92 | 0
7938 | 91.951 | 0
7939 | 91.94 | 0
7940 | 91.94 | 0
7941 | 91.689 | 0
7942 | 91.6762 | 0
7943 | 91.6421 | 0
7944 | 91.6421 | 0
7945 | 91.5969 | 0
7946 | 91.5969 | 0
7947 | 91.2045 | 0
7948 | 91.2045 | 0
7949 | 91.2 | 0
7950 | 91.2 | 0
7951 | 91.2 | 0
7952 | 91.2 | 0
7953 | 91.2 | 0
7954 | 91.2 | 0
7955 | 91.2 | 0
7956 | 91.2 | 0
7957 | 91.2 | 0
7958 | 91.2 | 0
7959 | 91.2 | 0
7960 | 91.2 | 0
7961 | 91.2 | 0
7962 | 91.2 | 0
7963 | 91.2 | 0
7964 | 91.2 | 0
7965 | 91.1703 | 0
7966 | 90.8526 | 0
7967 | 90.8453 | 0
7968 | 90.8453 | 0
7969 | 90.8453 | 0
7970 | 90.8453 | 0
7971 | 90.8453 | 0
7972 | 90.8453 | 0
7973 | 90.638 | 0
7974 | 90.469 | 0
7975 | 90.469 | 0
7976 | 90.455 | 0
7977 | 90.4 | 0
7978 | 90.4 | 0
7979 | 90.4 | 0
7980 | 90.4 | 0
7981 | 90.4 | 0
7982 | 90.093 | 0
7983 | 90.0484 | 0
7984 | 90.0484 | 0
7985 | 90.0355 | 0
7986 | 90.0212 | 0
7987 | 89.7711 | 0
7988 | 89.7426 | 0
7989 | 89.69 | 0
7990 | 89.626 | 0
7991 | 89.61 | 0
7992 | 89.6 | 0
7993 | 89.6 | 0
7994 | 89.6 | 0
7995 | 89.6 | 0
7996 | 89.6 | 0
7997 | 89.6 | 0
7998 | 89.6 | 0
7999 | 89.6 | 0
8000 | 89.6 | 0
8001 | 89.6 | 0
8002 | 89.6 | 0
8003 | 89.489 | 0
8004 | 89.4741 | 0
8005 | 89.332 | 0
8006 | 89.2515 | 0
8007 | 89.172 | 0
8008 | 89.1435 | 0
8009 | 89.1435 | 0
8010 | 89.121 | 0
8011 | 88.9979 | 0
8012 | 88.9979 | 0
8013 | 88.9845 | 0
8014 | 88.8 | 0
8015 | 88.8 | 0
8016 | 88.8 | 0
8017 | 88.8 | 0
8018 | 88.8 | 0
8019 | 88.8 | 0
8020 | 88.6732 | 0
8021 | 88.652 | 0
8022 | 88.61 | 0
8023 | 88.4546 | 0
8024 | 88.4546 | 0
8025 | 88.4546 | 0
8026 | 88.4546 | 0
8027 | 88.4546 | 0
8028 | 88.3635 | 0
8029 | 88.3256 | 0
8030 | 88.3256 | 0
8031 | 88.3256 | 0
8032 | 88.3256 | 0
8033 | 88.3072 | 0
8034 | 88.307 | 0
8035 | 88.2653 | 0
8036 | 88.264 | 0
8037 | 88.2624 | 0
8038 | 88.2624 | 0
8039 | 88.262 | 0
8040 | 88.18 | 0
8041 | 88.082 | 0
8042 | 88.0252 | 0
8043 | 88 | 0
8044 | 88 | 0
8045 | 88 | 0
8046 | 88 | 0
8047 | 88 | 0
8048 | 88 | 0
8049 | 88 | 0
8050 | 88 | 0
8051 | 87.9635 | 0
8052 | 87.886 | 0
8053 | 87.8474 | 0
8054 | 87.814 | 0
8055 | 87.738 | 0
8056 | 87.682 | 0
8057 | 87.6577 | 0
8058 | 87.6577 | 0
8059 | 87.6577 | 0
8060 | 87.6577 | 0
8061 | 87.6577 | 0
8062 | 87.6577 | 0
8063 | 87.6577 | 0
8064 | 87.642 | 0
8065 | 87.5078 | 0
8066 | 87.356 | 0
8067 | 87.3011 | 0
8068 | 87.2 | 0
8069 | 87.2 | 0
8070 | 87.2 | 0
8071 | 87.2 | 0
8072 | 87.2 | 0
8073 | 87.2 | 0
8074 | 87.2 | 0
8075 | 87.2 | 0
8076 | 87.2 | 0
8077 | 87.2 | 0
8078 | 87.2 | 0
8079 | 87.2 | 0
8080 | 87.2 | 0
8081 | 87.2 | 0
8082 | 87.2 | 0
8083 | 87.2 | 0
8084 | 87.089 | 0
8085 | 87.0262 | 0
8086 | 86.9093 | 0
8087 | 86.8608 | 0
8088 | 86.8608 | 0
8089 | 86.8608 | 0
8090 | 86.8608 | 0
8091 | 86.8608 | 0
8092 | 86.8608 | 0
8093 | 86.8608 | 0
8094 | 86.8608 | 0
8095 | 86.8608 | 0
8096 | 86.8608 | 0
8097 | 86.8608 | 0
8098 | 86.8608 | 0
8099 | 86.801 | 0
8100 | 86.7914 | 0
8101 | 86.787 | 0
8102 | 86.785 | 0
8103 | 86.7502 | 0
8104 | 86.74 | 0
8105 | 86.69 | 0
8106 | 86.69 | 0
8107 | 86.655 | 0
8108 | 86.617 | 0
8109 | 86.5519 | 0
8110 | 86.4494 | 0
8111 | 86.437 | 0
8112 | 86.4 | 0
8113 | 86.4 | 0
8114 | 86.4 | 0
8115 | 86.4 | 0
8116 | 86.4 | 0
8117 | 86.4 | 0
8118 | 86.4 | 0
8119 | 86.4 | 0
8120 | 86.4 | 0
8121 | 86.4 | 0
8122 | 86.4 | 0
8123 | 86.3179 | 0
8124 | 86.2801 | 0
8125 | 86.0639 | 0
8126 | 86.0639 | 0
8127 | 86.0639 | 0
8128 | 86.0639 | 0
8129 | 86.0639 | 0
8130 | 86.0558 | 0
8131 | 86.0558 | 0
8132 | 86.0558 | 0
8133 | 86.02 | 0
8134 | 85.97 | 0
8135 | 85.8721 | 0
8136 | 85.749 | 0
8137 | 85.7196 | 0
8138 | 85.6854 | 0
8139 | 85.6448 | 0
8140 | 85.6448 | 0
8141 | 85.638 | 0
8142 | 85.6 | 0
8143 | 85.6 | 0
8144 | 85.6 | 0
8145 | 85.6 | 0
8146 | 85.6 | 0
8147 | 85.6 | 0
8148 | 85.6 | 0
8149 | 85.6 | 0
8150 | 85.5428 | 0
8151 | 85.467 | 0
8152 | 85.3392 | 0
8153 | 85.3203 | 0
8154 | 85.3203 | 0
8155 | 85.2782 | 0
8156 | 85.267 | 0
8157 | 85.267 | 0
8158 | 85.1346 | 0
8159 | 84.9541 | 0
8160 | 84.8 | 0
8161 | 84.8 | 0
8162 | 84.8 | 0
8163 | 84.8 | 0
8164 | 84.8 | 0
8165 | 84.741 | 0
8166 | 84.5848 | 0
8167 | 84.557 | 0
8168 | 84.507 | 0
8169 | 84.4702 | 0
8170 | 84.4702 | 0
8171 | 84.4702 | 0
8172 | 84.462 | 0
8173 | 84.446 | 0
8174 | 84.4114 | 0
8175 | 84.323 | 0
8176 | 84.2988 | 0
8177 | 84.2832 | 0
8178 | 84.2281 | 0
8179 | 84.1783 | 0
8180 | 84.042 | 0
8181 | 84 | 0
8182 | 84 | 0
8183 | 84 | 0
8184 | 83.995 | 0
8185 | 83.8493 | 0
8186 | 83.8493 | 0
8187 | 83.7151 | 0
8188 | 83.6733 | 0
8189 | 83.5728 | 0
8190 | 83.419 | 0
8191 | 83.4186 | 0
8192 | 83.4186 | 0
8193 | 83.4186 | 0
8194 | 83.396 | 0
8195 | 83.254 | 0
8196 | 83.2 | 0
8197 | 83.2 | 0
8198 | 83.0716 | 0
8199 | 82.933 | 0
8200 | 82.9302 | 0
8201 | 82.892 | 0
8202 | 82.8821 | 0
8203 | 82.8764 | 0
8204 | 82.775 | 0
8205 | 82.665 | 0
8206 | 82.654 | 0
8207 | 82.638 | 0
8208 | 82.6104 | 0
8209 | 82.6008 | 0
8210 | 82.453 | 0
8211 | 82.403 | 0
8212 | 82.4 | 0
8213 | 82.3874 | 0
8214 | 82.3782 | 0
8215 | 82.3782 | 0
8216 | 82.3782 | 0
8217 | 82.3782 | 0
8218 | 82.3435 | 0
8219 | 82.3325 | 0
8220 | 82.3166 | 0
8221 | 82.1914 | 0
8222 | 82.0825 | 0
8223 | 82.0795 | 0
8224 | 82.0705 | 0
8225 | 82.0117 | 0
8226 | 81.8383 | 0
8227 | 81.795 | 0
8228 | 81.783 | 0
8229 | 81.6427 | 0
8230 | 81.6 | 0
8231 | 81.6 | 0
8232 | 81.6 | 0
8233 | 81.6 | 0
8234 | 81.6 | 0
8235 | 81.6 | 0
8236 | 81.515 | 0
8237 | 81.5007 | 0
8238 | 81.5007 | 0
8239 | 81.435 | 0
8240 | 81.362 | 0
8241 | 81.2826 | 0
8242 | 81.253 | 0
8243 | 81.1985 | 0
8244 | 81.1979 | 0
8245 | 81.184 | 0
8246 | 81.1182 | 0
8247 | 81.102 | 0
8248 | 81.0455 | 0
8249 | 80.9652 | 0
8250 | 80.9652 | 0
8251 | 80.9369 | 0
8252 | 80.8682 | 0
8253 | 80.819 | 0
8254 | 80.81 | 0
8255 | 80.81 | 0
8256 | 80.81 | 0
8257 | 80.8 | 0
8258 | 80.7865 | 0
8259 | 80.774 | 0
8260 | 80.761 | 0
8261 | 80.6148 | 0
8262 | 80.579 | 0
8263 | 80.506 | 0
8264 | 80.485 | 0
8265 | 80.475 | 0
8266 | 80.4598 | 0
8267 | 80.4469 | 0
8268 | 80.2656 | 0
8269 | 80.1929 | 0
8270 | 80.162 | 0
8271 | 80.1193 | 0
8272 | 80.078 | 0
8273 | 80 | 0
8274 | 80 | 0
8275 | 80 | 0
8276 | 80 | 0
8277 | 79.923 | 0
8278 | 79.796 | 0
8279 | 79.7665 | 0
8280 | 79.6888 | 0
8281 | 79.6888 | 0
8282 | 79.6888 | 0
8283 | 79.66 | 0
8284 | 79.653 | 0
8285 | 79.4856 | 0
8286 | 79.4371 | 0
8287 | 79.4286 | 0
8288 | 79.4286 | 0
8289 | 79.3551 | 0
8290 | 79.3501 | 0
8291 | 79.3432 | 0
8292 | 79.281 | 0
8293 | 79.24 | 0
8294 | 79.2 | 0
8295 | 79.2 | 0
8296 | 79.067 | 0
8297 | 79.057 | 0
8298 | 78.9726 | 0
8299 | 78.9318 | 0
8300 | 78.901 | 0
8301 | 78.853 | 0
8302 | 78.8376 | 0
8303 | 78.7595 | 0
8304 | 78.738 | 0
8305 | 78.738 | 0
8306 | 78.738 | 0
8307 | 78.738 | 0
8308 | 78.7006 | 0
8309 | 78.5941 | 0
8310 | 78.5463 | 0
8311 | 78.5117 | 0
8312 | 78.42 | 0
8313 | 78.4 | 0
8314 | 78.4 | 0
8315 | 78.3215 | 0
8316 | 78.115 | 0
8317 | 78.0473 | 0
8318 | 77.6938 | 0
8319 | 77.625 | 0
8320 | 77.6 | 0
8321 | 77.379 | 0
8322 | 77.3566 | 0
8323 | 77.3566 | 0
8324 | 77.3566 | 0
8325 | 77.076 | 0
8326 | 76.9871 | 0
8327 | 76.876 | 0
8328 | 76.8 | 0
8329 | 76.8 | 0
8330 | 76.8 | 0
8331 | 76.8 | 0
8332 | 76.7762 | 0
8333 | 76.614 | 0
8334 | 76.5013 | 0
8335 | 76.2014 | 0
8336 | 76.02 | 0
8337 | 76 | 0
8338 | 76 | 0
8339 | 75.9752 | 0
8340 | 75.749 | 0
8341 | 75.7243 | 0
8342 | 75.611 | 0
8343 | 75.453 | 0
8344 | 75.3169 | 0
8345 | 75.2845 | 0
8346 | 75.2 | 0
8347 | 75.163 | 0
8348 | 75.1595 | 0
8349 | 74.961 | 0
8350 | 74.903 | 0
8351 | 74.8706 | 0
8352 | 74.6694 | 0
8353 | 74.649 | 0
8354 | 74.6116 | 0
8355 | 74.5939 | 0
8356 | 74.5939 | 0
8357 | 74.479 | 0
8358 | 74.454 | 0
8359 | 74.3586 | 0
8360 | 74.1644 | 0
8361 | 73.9979 | 0
8362 | 73.9032 | 0
8363 | 73.28 | 0
8364 | 73.0629 | 0
8365 | 73.0251 | 0
8366 | 72.995 | 0
8367 | 72.9207 | 0
8368 | 72.8 | 0
8369 | 72.8 | 0
8370 | 72.8 | 0
8371 | 72.771 | 0
8372 | 72.4879 | 0
8373 | 72 | 0
8374 | 71.8311 | 0
8375 | 71.5652 | 0
8376 | 71.47 | 0
8377 | 71.433 | 0
8378 | 70.538 | 0
8379 | 70.4498 | 0
8380 | 70.3334 | 0
8381 | 69.874 | 0
8382 | 69.845 | 0
8383 | 69.75 | 0
8384 | 69.556 | 0
8385 | 69.059 | 0
8386 | 68.887 | 0
8387 | 68.8 | 0
8388 | 68.6977 | 0
8389 | 68.404 | 0
8390 | 67.2 | 0
8391 | 66.9963 | 0
8392 | 66.9323 | 0
8393 | 66.865 | 0
8394 | 66.3057 | 0
8395 | 66.072 | 0
8396 | 65.492 | 0
8397 | 65.31 | 0
8398 | 64.271 | 0
8399 | 64.133 | 0
8400 | 63.569 | 0
8401 | 62.387 | 0
8402 | 62.252 | 0
8403 | 60.615 | 0
8404 | 60.338 | 0
8405 | 60.106 | 0
8406 | 59.935 | 0
8407 | 59.771 | 0
8408 | 59.139 | 0
8409 | 57.64 | 0
8410 | 57.444 | 0
8411 | 56.963 | 0
8412 | 44.716 | 0
8413 | 39.491 | 0
8414 | 37.99 | 0
8415 | 0 | 0
8416 | 0 | 0
8417 | 0 | 0
8418 | 0 | 0
8419 | 0 | 0
8420 | 0 | 0
8421 | 0 | 0
8422 | 0 | 0
8423 | 0 | 0
8424 | 0 | 0
8425 | 0 | 0
8426 | 0 | 0
8427 | 0 | 0
8428 | 0 | 0
8429 | 0 | 0
8430 | 0 | 0
8431 | 0 | 0
8432 | 0 | 0
8433 | 0 | 0
8434 | 0 | 0
8435 | 0 | 0
8436 | 0 | 0
8437 | 0 | 0
8438 | 0 | 0
8439 | 0 | 0
8440 | 0 | 0
8441 | 0 | 0
8442 | 0 | 0
8443 | 0 | 0
8444 | 0 | 0
8445 | 0 | 0
8446 | 0 | 0
8447 | 0 | 0
8448 | 0 | 0
8449 | 0 | 0
8450 | 0 | 0
8451 | 0 | 0
8452 | 0 | 0
8453 | 0 | 0
8454 | 0 | 0
8455 | 0 | 0
8456 | 0 | 0
8457 | 0 | 0
8458 | 0 | 0
8459 | 0 | 0
8460 | 0 | 0
8461 | 0 | 0
8462 | 0 | 0
8463 | 0 | 0
8464 | 0 | 0
8465 | 0 | 0
8466 | 0 | 0
8467 | 0 | 0
8468 | 0 | 0
8469 | 0 | 0
8470 | 0 | 0
8471 | 0 | 0
8472 | 0 | 0
8473 | 0 | 0
8474 | 0 | 0
8475 | 0 | 0
8476 | 0 | 0
8477 | 0 | 0
8478 | 0 | 0
8479 | 0 | 0
8480 | 0 | 0
8481 | 0 | 0
8482 | 0 | 0
8483 | 0 | 0
8484 | 0 | 0
8485 | 0 | 0
8486 | 0 | 0
8487 | 0 | 0
8488 | 0 | 0
8489 | 0 | 0
8490 | 0 | 0
8491 | 0 | 0
8492 | 0 | 0
8493 | 0 | 0
8494 | 0 | 0
8495 | 0 | 0
8496 | 0 | 0
8497 | 0 | 0
8498 | 0 | 0
8499 | 0 | 0
8500 | 0 | 0
8501 | 0 | 0
8502 | 0 | 0
8503 | 0 | 0
8504 | 0 | 0
8505 | 0 | 0
8506 | 0 | 0
8507 | 0 | 0
8508 | 0 | 0
8509 | 0 | 0
8510 | 0 | 0
8511 | 0 | 0
8512 | 0 | 0
8513 | 0 | 0
8514 | 0 | 0
8515 | 0 | 0
8516 | 0 | 0
8517 | 0 | 0
8518 | 0 | 0
8519 | 0 | 0
8520 | 0 | 0
8521 | 0 | 0
8522 | 0 | 0
8523 | 0 | 0
8524 | 0 | 0
8525 | 0 | 0
8526 | 0 | 0
8527 | 0 | 0
8528 | 0 | 0
8529 | 0 | 0
8530 | 0 | 0
8531 | 0 | 0
8532 | 0 | 0
8533 | 0 | 0
8534 | 0 | 0
8535 | 0 | 0
8536 | 0 | 0
8537 | 0 | 0
8538 | 0 | 0
8539 | 0 | 0
8540 | 0 | 0
8541 | 0 | 0
8542 | 0 | 0
8543 | 0 | 0
8544 | 0 | 0
8545 | 0 | 0
8546 | 0 | 0
8547 | 0 | 0
8548 | 0 | 0
8549 | 0 | 0
8550 | 0 | 0
8551 | 0 | 0
8552 | 0 | 0
8553 | 0 | 0
8554 | 0 | 0
8555 | 0 | 0
8556 | 0 | 0
8557 | 0 | 0
8558 | 0 | 0
8559 | 0 | 0
8560 | 0 | 0
8561 | 0 | 0
8562 | 0 | 0
8563 | 0 | 0
8564 | 0 | 0
8565 | 0 | 0
8566 | 0 | 0
8567 | 0 | 0
8568 | 0 | 0
8569 | 0 | 0
8570 | 0 | 0
8571 | 0 | 0
8572 | 0 | 0
8573 | 0 | 0
8574 | 0 | 0
8575 | 0 | 0
8576 | 0 | 0
8577 | 0 | 0
8578 | 0 | 0
8579 | 0 | 0
8580 | 0 | 0
8581 | 0 | 0
8582 | 0 | 0
8583 | 0 | 0
8584 | 0 | 0
8585 | 0 | 0
8586 | 0 | 0
8587 | 0 | 0
8588 | 0 | 0
8589 | 0 | 0
8590 | 0 | 0
8591 | 0 | 0
8592 | 0 | 0
8593 | 0 | 0
8594 | 0 | 0
8595 | 0 | 0
8596 | 0 | 0
8597 | 0 | 0
8598 | 0 | 0
8599 | 0 | 0
8600 | 0 | 0
8601 | 0 | 0
8602 | 0 | 0
8603 | 0 | 0
8604 | 0 | 0
8605 | 0 | 0
8606 | 0 | 0
8607 | 0 | 0
8608 | 0 | 0
8609 | 0 | 0
8610 | 0 | 0
8611 | 0 | 0
8612 | 0 | 0
8613 | 0 | 0
8614 | 0 | 0
8615 | 0 | 0
8616 | 0 | 0
8617 | 0 | 0
8618 | 0 | 0
8619 | 0 | 0
8620 | 0 | 0
8621 | 0 | 0
8622 | 0 | 0
8623 | 0 | 0
8624 | 0 | 0
8625 | 0 | 0
8626 | 0 | 0
8627 | 0 | 0
8628 | 0 | 0
8629 | 0 | 0
8630 | 0 | 0
8631 | 0 | 0
8632 | 0 | 0
8633 | 0 | 0
8634 | 0 | 0
8635 | 0 | 0
8636 | 0 | 0
8637 | 0 | 0
8638 | 0 | 0
8639 | 0 | 0
8640 | 0 | 0
8641 | 0 | 0
8642 | 0 | 0
8643 | 0 | 0
8644 | 0 | 0
8645 | 0 | 0
8646 | 0 | 0
8647 | 0 | 0
8648 | 0 | 0
8649 | 0 | 0
8650 | 0 | 0
8651 | 0 | 0
8652 | 0 | 0
8653 | 0 | 0
8654 | 0 | 0
8655 | 0 | 0
8656 | 0 | 0
8657 | 0 | 0
8658 | 0 | 0
8659 | 0 | 0
8660 | 0 | 0
8661 | 0 | 0
8662 | 0 | 0
8663 | 0 | 0
8664 | 0 | 0
8665 | 0 | 0
8666 | 0 | 0
8667 | 0 | 0
8668 | 0 | 0
8669 | 0 | 0
8670 | 0 | 0
8671 | 0 | 0
8672 | 0 | 0
8673 | 0 | 0
8674 | 0 | 0
8675 | 0 | 0
8676 | 0 | 0
8677 | 0 | 0
8678 | 0 | 0
8679 | 0 | 0
8680 | 0 | 0
8681 | 0 | 0
8682 | 0 | 0
8683 | 0 | 0
8684 | 0 | 0
8685 | 0 | 0
8686 | 0 | 0
8687 | 0 | 0
8688 | 0 | 0
8689 | 0 | 0
8690 | 0 | 0
8691 | 0 | 0
8692 | 0 | 0
8693 | 0 | 0
8694 | 0 | 0
8695 | 0 | 0
8696 | 0 | 0
8697 | 0 | 0
8698 | 0 | 0
8699 | 0 | 0
8700 | 0 | 0
8701 | 0 | 0
8702 | 0 | 0
8703 | 0 | 0
8704 | 0 | 0
8705 | 0 | 0
8706 | 0 | 0
8707 | 0 | 0
8708 | 0 | 0
8709 | 0 | 0
8710 | 0 | 0
8711 | 0 | 0
8712 | 0 | 0
8713 | 0 | 0
8714 | 0 | 0
8715 | 0 | 0
8716 | 0 | 0
8717 | 0 | 0
8718 | 0 | 0
8719 | 0 | 0
8720 | 0 | 0
8721 | 0 | 0
8722 | 0 | 0
8723 | 0 | 0
8724 | 0 | 0
8725 | 0 | 0
8726 | 0 | 0
8727 | 0 | 0
8728 | 0 | 0
8729 | 0 | 0
8730 | 0 | 0
8731 | 0 | 0
8732 | 0 | 0
8733 | 0 | 0
8734 | 0 | 0
8735 | 0 | 0
8736 | 0 | 0
8737 | 0 | 0
8738 | 0 | 0
8739 | 0 | 0
8740 | 0 | 0
8741 | 0 | 0
8742 | 0 | 0
8743 | 0 | 0
8744 | 0 | 0
8745 | 0 | 0
8746 | 0 | 0
8747 | 0 | 0
8748 | 0 | 0
8749 | 0 | 0
8750 | 0 | 0
8751 | 0 | 0
8752 | 0 | 0
8753 | 0 | 0
8754 | 0 | 0
8755 | 0 | 0
8756 | 0 | 0
8757 | 0 | 0
8758 | 0 | 0
8759 | 0 | 0
8760 | 0 | 0