## Cover
Investment Case Workbook - Factory A Vietnam DPPA Grid CfD E2E
Grid-connected DPPA with CfD (ND57/2025) · prepared 2026-09-11 · REopt dispatch + proforma_vietnam financial engine
REopt run UUID: c73574b2-1170-4611-a6c8-8a012bd1f50d
Model validation status |  | Live tie-out of every Excel-derived metric against the engine
Colour legend
Hardcoded input / engine output | Case file terms, REopt dispatch results, 8760-h settlement totals, tie-out references
Live Excel formula (white) | Everything derivable is a formula - trace with Excel's formula auditing tools
PASS / REVIEW check cell | Excel-vs-engine tie-out at stated tolerances
Contents
Executive Summary | Headline KPIs for both counterparties
Assumptions | Every case input & contract term with unit, source and named cell
Model Basis | Methodology, settlement math, simplifications register
Pro Forma (Audit) | Full cash flow rebuilt with live formulas + engine tie-out
FX Sensitivity | USD returns under VND depreciation (editable)
Buyer Analysis | Offtaker savings vs business-as-usual
Developer Returns | Sources & uses, coverage, equity cash flow
Technical Results | System sizing, year-1 energy balance, bill comparison
Dispatch Profile | 8760-h dispatch incl. original PV generation; chart shows the peak-load week
Load Duration | Load and net-load duration curves
Year 1 BAU vs DPPA | Side-by-side year-1 buyer/seller position
Monthly / Hourly Settlement | ND57 fee chain, VND-native (full configuration on Assumptions)
Prepared for investment and lending review. Figures are model outputs, not offers; REopt sizing is optimizer output and may shift with solver versions.
Regenerate offline anytime: python -m proforma_vietnam.rebuild_report --case-dir <case>.

## Executive Summary
Investment & PPA Negotiation Summary - Factory A Vietnam DPPA Grid CfD E2E
Grid-connected DPPA with CfD (ND57/2025) · prepared 2026-09-11 · REopt dispatch + proforma_vietnam financial model
Project & System
PV Size (kW) | 5943.6183
Battery Power (kW) | 1799.38
Battery Energy (kWh) | 10823.88
Total Investment (USD) | 4295752.784
Contract Terms
CfD Strike Price (VND/kWh) | 2000
CfD Strike Escalation (per year) | 4%
Annual Contract Volume (kWh) | 7664883.239
Transmission Loss Factor k | 1.026
Distribution Loss Factor K_pp | 1.0273
DPPA Service Fee (VND/kWh) | 360
Settlement Adder C_CL (VND/kWh) | 163.3
Analysis Period (Years) | 25
Developer (Seller) Returns
Equity IRR | 16.34%
Project IRR | 13.17%
NPV (USD) | 1412732.2255 | At owner discount rate
Minimum DSCR (debt years) | 1.1212 | Lender covenant view
Average DSCR | 1.3095
Simple Payback (Years) | 9.4246
Equity Investment (USD) | 1288725.8352
Debt Principal (USD) | 3007026.9488
Buyer (Offtaker) Outcome
Year 1 BAU Cost (USD) | 769044.53
Year 1 Cost With Project (USD) | 805088.3274
Year 1 Buyer Savings (USD) | -36043.7974
Year 1 Savings (% of BAU) | -4.687%
First 10 Years Buyer Savings (USD) | -459863.6011 | Cumulative, years 1-10
First 10 Years Savings (% of BAU) | -4.981%
Lifetime Buyer Savings (USD) | -1766936.8159 | Sum over analysis period
Lifetime Savings (% of BAU) | -5.517%
Model Basis & Conventions
• Buyer settlement quantity Q_Khc = min(hourly load, loss-adjusted generation Q_adj); excess generation is sold by the generator at FMP and never billed to the buyer.
• PV degradation, O&M escalation and battery replacement (REopt schedule) are applied across the analysis period.
• PV straight-line depreciation over 20 years (Circular 45/2013/TT-BTC permits 7-20 years for generating equipment).
• Vietnam CIT: 4-year exemption + 9-year 50% reduction from first profitable year; 5-year tax-loss carryforward.
• All USD figures at the fixed contract exchange rate (see Assumptions); FX drift between VND revenue and USD reporting is quantified on the FX Sensitivity sheet.

## Assumptions
Assumptions & Model Inputs
Shaded cells are hardcoded inputs (case file or engine output); named cells drive every formula on the Pro Forma (Audit) sheet.
Project & Run
Case name | Factory A Vietnam DPPA Grid CfD E2E |  | case.json
Financing structure | Grid DPPA with CfD (ND57/2025) |  | proforma_vietnam.structures
REopt run UUID | c73574b2-1170-4611-a6c8-8a012bd1f50d |  | REopt API
Report prepared | 2026-09-11
Analysis period | 25 | years | case.json financial.analysis_years
Tariff year | 2025 |  | case.json tariff.year
Voltage level | 22-110kV |  | case.json tariff.voltage_level
TOU schedule | decision_963 |  | case.json tariff.tou_schedule
Site & Load Profile (case.json)
Latitude | 10.8231 | deg | case.json site.latitude
Longitude | 106.6297 | deg | case.json site.longitude
Load profile file | Sample Load Profile/Emivest_clean.csv |  | case.json load_profile.path (8760 hourly kW)
Load year | 2025 |  | case.json load_profile.year
PV Technology (case.json)
PV minimum size | 0 | kW | case.json technologies.pv.min_kw
PV maximum size | 10000 | kW | case.json technologies.pv.max_kw
PV installed cost | 480 | USD/kW | case.json technologies.pv.installed_cost_per_kw
PV O&M cost | 6 | USD/kW/yr | case.json technologies.pv.om_cost_per_kw
PV degradation (case input) | 0.5% | per year | case.json technologies.pv.degradation_fraction
PVWatts tilt | 10 |  | case.json technologies.pv.pvwatts (production factor inputs)
PVWatts azimuth | 180 |  | case.json technologies.pv.pvwatts (production factor inputs)
PVWatts array_type | 1 |  | case.json technologies.pv.pvwatts (production factor inputs)
PVWatts module_type | 0 |  | case.json technologies.pv.pvwatts (production factor inputs)
PVWatts losses | 14 |  | case.json technologies.pv.pvwatts (production factor inputs)
PVWatts dc_ac_ratio | 1.2 |  | case.json technologies.pv.pvwatts (production factor inputs)
Storage Technology (case.json)
Storage minimum power | 0 | kW | case.json technologies.storage.min_kw
Storage maximum power | 5000 | kW | case.json technologies.storage.max_kw
Storage minimum energy | 0 | kWh | case.json technologies.storage.min_kwh
Storage maximum energy | 20000 | kWh | case.json technologies.storage.max_kwh
Storage cost per kW | 80 | USD/kW | case.json technologies.storage.installed_cost_per_kw
Storage cost per kWh | 120 | USD/kWh | case.json technologies.storage.installed_cost_per_kwh
Storage fixed cost | 0 | USD | case.json technologies.storage.installed_cost_constant
Replacement cost per kW | 80 | USD/kW | case.json technologies.storage.replace_cost_per_kw
Replacement cost per kWh | 100 | USD/kWh | case.json technologies.storage.replace_cost_per_kwh
Replacement fixed cost | 0 | USD | case.json technologies.storage.replace_cost_constant
Inverter replacement year | 10 | year | case.json technologies.storage.inverter_replacement_year
Battery replacement year | 11 | year | case.json technologies.storage.battery_replacement_year
Fixed-cost replacement year | 10 | year | case.json technologies.storage.cost_constant_replacement_year
O&M (fraction of installed cost) | 1% | per year | case.json technologies.storage.om_cost_fraction_of_installed_cost
Currency & FX
Model currency | USD |  | EVN tariff converted VND→USD before REopt; see Model Basis
Contract exchange rate | 26300 | VND per USD | case.json tariff.exchange_rate_vnd_per_usd
FX treatment | Held flat over the analysis period |  | Simplification - see FX Sensitivity sheet
Capital Costs
PV capex | 2852936.784 | USD | REopt PV size_kw × installed_cost_per_kw
BESS capex | 1442816 | USD | REopt ElectricStorage initial_capital_cost
Other capex | 0 | USD | case.json (developer overrides)
Total investment |  | USD | Formula: PV + BESS + Other
Operating Costs
Year-1 O&M | 50089.8731 | USD/yr | REopt Financial.year_one_om_costs_before_tax
O&M escalation | 3% | per year | vietnam_defaults.json / case.json financial.om_escalation_rate
Battery replacement year | 11 | year | case.json technologies.storage.battery_replacement_year
Tariff & Escalation
EVN energy escalation | 4% | per year | case.json tariff.evn_energy_escalation_rate
EVN capacity (demand) escalation | 4% | per year | case.json tariff.evn_capacity_escalation_rate
PV degradation | 0.5% | per year | REopt PV.degradation_fraction
Tariff currency fed to REopt | USD |  | case.json tariff.currency
Two-component tariff pilot | FALSE | yes/no | case.json tariff.two_component_pilot_enabled
Contract Terms
ESCO energy price (fraction of EVN tariff) | 90% | fraction | case.json esco_contract.esco_energy_discount_fraction
Demand savings share to ESCO | 80% | fraction | case.json esco_contract.demand_savings_esco_share
Grid charging enabled | FALSE | yes/no | case.json esco_contract.grid_charging_enabled
CfD strike price | 2000 | VND/kWh | case.json dppa.cfd_strike_per_kwh_vnd
CfD strike escalation | 4% | per year | case.json dppa.cfd_strike_escalation_rate
DPPA fee / FMP escalation | 4% | per year | case.json dppa.fee_escalation_rate
Annual CfD contract volume | 7664883.239 | kWh/yr | case.json dppa.cfd_contract_volume_kwh_per_hour
Transmission loss factor k (price-only) | 1.026 | ratio | ND57; CFMP = FMP × k
Distribution loss factor K_pp | 1.0273 | ratio | ND57 by voltage; Q_adj = Q_meter / K_pp
DPPA system service fee | 360 | VND/kWh | 2025 EVN published fee
Settlement adder C_CL | 163.3 | VND/kWh | 2025 EVN published adder
Allocation fraction δ | 1 | fraction | case.json dppa.allocation_fraction_delta
FMP / CFMP price series | DPPA DOC/fmp_cfmp_vn.json |  | case.json dppa.fmp_series_path (8760-hour VND/kWh)
Financing
Debt fraction | 70% | of total capex | vietnam_defaults.json / case.json financial.debt_fraction
Debt interest rate | 8.5% | per year | vietnam_defaults.json / case.json financial.debt_interest_rate_fraction
Debt term | 10 | years | vietnam_defaults.json / case.json financial.debt_term_years
Debt principal |  | USD | Formula: total investment × debt fraction
Equity investment |  | USD | Formula: total investment − debt
Annual debt payment (level) |  | USD/yr | Standard annuity over the debt term
Owner discount rate | 10% | per year | case.json financial.owner_discount_rate_fraction
Tax & Depreciation (Vietnam)
CIT regime | RE producer - Law 67/2025 preferential (10% / 15y) |  | proforma_vietnam.cash_flow (structure-dependent; explicit override wins)
CIT standard rate | 20% | of taxable income | Law 67/2025/QH15; vietnam_defaults.json
CIT preferential rate (RE producer) | 10% | of taxable income | Law 67/2025/QH15 + Decree 320/2025/NĐ-CP (first-15-year window)
CIT preferential-rate period | 15 | years (from year 1) | Law 67/2025/QH15
CIT holiday | 4 | years | Law 67/2025 (from first profitable year); Circular 78/2014 Art. 18 shape
CIT reduced-rate period | 9 | years | Law 67/2025; Circular 78/2014 Art. 18 shape
CIT reduction during period | 50% | of applicable base rate | Law 67/2025 (50% of base rate)
Tax-loss carryforward limit | 5 | years | Law 67/2025; Circular 78/2014 Art. 9 shape
Incentive clock cap | 4 | year (latest start) | Law 67/2025; Circular 78/2014 Art. 18 shape
PV depreciation (straight-line) | 20 | years | Circular 45/2013/TT-BTC (7–20 yr band)
BESS depreciation (straight-line) | 8 | years | Circular 45/2013/TT-BTC
Year-1 Engine Outputs (hardcoded - dispatch × tariff, not derivable in-sheet)
Year-1 BAU EVN bill | 769044.53 | USD | REopt ElectricTariff.year_one_bill_before_tax_bau
Year-1 optimized EVN bill | 169725.5446 | USD | REopt ElectricTariff.year_one_bill_before_tax
Year-1 BAU demand charge | 0 | USD | REopt year_one_demand_cost_before_tax_bau
Year-1 optimized demand charge | 0 | USD | REopt year_one_demand_cost_before_tax
Year-1 demand savings base | 0 | USD | max(BAU − optimized demand charge, 0)
Year-1 served-energy retail value | 599318.9683 | USD | Σ project-served kWh × EVN TOU rate (8760 h)
Year-1 C_DN (spot energy) | 354898.1333 | USD | settle_dppa_year_one: Σ Q_Khc × CFMP × K_pp
Year-1 C_DPPA (system fee) | 84311.5449 | USD | Σ Q_Khc × f_dppa
Year-1 C_CL (settlement adder) | 38244.6536 | USD | Σ Q_Khc × f_cl
Year-1 C_BL (retail shortfall) | 196623.4222 | USD | Σ shortfall × EVN TOU rate
Year-1 CfD strike leg | 465030.1554 | USD | Σ P_c × min(Q_c, Q_Khc)
Year-1 CfD market offset | 334019.582 | USD | Σ FMP × min(Q_c, Q_Khc)
Year-1 generator FMP revenue | 432920.7906 | USD | Σ Q_re_meter × FMP
Year-1 matched-energy retail value | 572421.112 | USD | Σ Q_Khc × EVN TOU rate (degradation repurchase)
Other Assumptions (assumptions.json echo)
dppa_regulatory_source | NLDC/EVN 2025 announcements (EVN notice 08/05/2025, provisional); NSMO CD7 worked example |  | assumptions.json
dppa_regulatory_vintage_year | 2025 |  | assumptions.json
rate_vintage_source | EVN retail electricity tariff, Decision 1279/QD-BCT dated 2025-05-09 |  | assumptions.json
rate_vintage_year | 2025 |  | assumptions.json

## Model Basis
Model Basis, Conventions & Simplifications
1. Model architecture
• REopt (NLR optimization engine) selects PV/BESS sizing and hourly dispatch against the EVN time-of-use tariff over an 8760-hour year.
• proforma_vietnam post-processes the REopt run: an hourly ND57/2025 DPPA settlement layer (when applicable) and a 25-year developer cash flow with Vietnam tax and debt.
• This workbook is generated from that engine. The Pro Forma (Audit) sheet re-derives the full cash flow with live Excel formulas from the named inputs on the Assumptions sheet; the Checks block ties every metric back to the engine (PASS/REVIEW).
2. Currency & FX
• All money flows are computed in USD at the fixed contract rate (26,300 VND/USD).
• Underlying revenue is VND-denominated (EVN tariff, FMP market, DPPA fees). Holding FX flat for the analysis period is a simplification: the FX Sensitivity sheet quantifies USD-reported returns under 0-3%/yr VND depreciation.
• Sheets that show VND amounts (Hourly/Monthly Settlement, DPPA fee inputs) are VND-native regulatory quantities, not conversions.
• Debt is assumed VND-denominated (local bank), so DSCR is FX-neutral.
3. Settlement math - ND57/2025 grid DPPA with CfD
• Q_adj[h] = Q_re_meter[h] / K_pp × delta - quantity conversion generator→customer uses K_pp only (CD7 Ví dụ 1); k is price-only.
• Q_Khc[h] = min(load[h], Q_adj[h]) - the buyer settles only matched consumption; surplus stays with the generator at FMP and is never billed to the buyer.
• C_DN = Q_Khc × CFMP × K_pp with CFMP = FMP × k; C_DPPA = Q_Khc × f_dppa; C_CL = Q_Khc × f_cl; C_BL = shortfall × EVN TOU retail.
• CfD settles on min(Q_c, Q_Khc) per CD7 Ví dụ 4: CfD[h] = (P_c − FMP[h]) × Q_cfd[h]. The strike leg escalates at the contracted strike escalation; the market legs at the fee escalation.
• Curtailed PV from the self-consumption REopt run is credited as grid export at FMP (the generator does not curtail under DPPA).
• Year-1 settlement is computed hourly; later years scale the year-1 totals by the escalation and degradation factors shown on the Pro Forma (Audit) sheet.
4. Multi-year mechanics
• PV degradation compounds on generation-linked terms; energy lost to degradation is repurchased from EVN at retail (added to the buyer's residual bill / C_BL).
• O&M escalates at its own rate; battery replacement is booked in the configured year at REopt replacement unit costs.
• Debt: level-payment annuity over the debt term (interest + principal split per the Debt Schedule block).
• CIT regime: renewable-energy producer (Law 67/2025/QH15 + Decree 320/2025/NĐ-CP) - 10% preferential base rate for the first 15 years counted from the first revenue-generating year, then 20%. The 4-year exemption and 9-year 50%-reduction periods count from the first profitable year, no later than year 4; the 50% reduction applies to the then-applicable base rate. Tax losses carry forward at most 5 consecutive years, consumed FIFO - the carryforward schedule is fully visible on the Pro Forma sheet.
• Straight-line depreciation: PV over the configured life within the 7-20y band of Circular 45/2013/TT-BTC; BESS over its own life.
• Battery replacement is CAPITALIZED, not expensed (VAS / Circular 45/2013): each replacement battery is a fixed asset depreciated straight-line over the 8-year BESS class life from its in-service (replacement) year, with each replacement year carrying its own schedule. The replacement cash outflow is unchanged - only the CIT deduction timing shifts from a single full deduction to the depreciation stream.
5. Simplifications register (disclosed for audit)
• Fixed FX over the analysis period - quantified on the FX Sensitivity sheet.
• Battery replacement depreciation is truncated at the analysis horizon: charges beyond the final year are simply not taken and the undepreciated remainder is not written off (no terminal disposal/salvage of the replaced or residual battery is modelled).
• VAT is out of scope (pass-through assumed for both parties).
• No working-capital, DSRA, or terminal/residual value is modelled.
• A single dispatch year (8760 h) is escalated; no re-dispatch in later years.
• REopt sizing is optimizer output and can vary slightly between solver versions; the financial post-processing is deterministic given results.json.
6. How to validate this workbook
• 1) Assumptions sheet: confirm every shaded input against the case file / contract term sheet.
• 2) Pro Forma (Audit): trace any line - formulas reference named cells (e.g. ESC_ENERGY, DEBT_RATE) and prior rows only.
• 3) Checks block: every metric shows Excel vs engine with PASS/REVIEW at stated tolerances (amounts $1, rates 5 bp, DSCR 0.005, payback 0.05 yr).
• 4) FX Sensitivity: rate cells are editable; Excel recomputes IRR/NPV live.
• 5) Technical sheets (Technical Results, Dispatch Profile, Load Duration, Settlement) are engine output for record. The Dispatch sheet's PV production factor (kWh/kW, PVWatts-derived) is the hourly solar-resource signal - REopt does not persist raw irradiance.
7. Key references
• ND57/2025 (DPPA decree) Art. 14-18 - settlement chain and eligibility.
• NSMO/CD7 simulation examples - k price-only conversion (Ví dụ 1), CfD cap on matched volume (Ví dụ 4).
• Law 67/2025/QH15 + Decree 320/2025/NĐ-CP - CIT rates, RE-producer preferential incentive, holiday & loss carryforward (legacy Circular 78/2014 Art. 9, 18 shape kept for the standard regime).
• Circular 45/2013/TT-BTC - fixed-asset depreciation bands.
• EVN retail tariff (current & QĐ963 TOU structures) as configured in the case file.

## Pro Forma (Audit)
Pro Forma (Audit) - every white cell is a live Excel formula
Shaded cells are hardcoded engine outputs (REopt dispatch / 8760-h settlement / tie-out reference). All other cells derive from the named cells on the Assumptions sheet. Currency: USD at the fixed contract FX rate.
TIMELINE & INDEXATION
Year | index | 0 | 1 | 2 | 3 | 4 | 5 | 6 | 7 | 8 | 9 | 10 | 11 | 12 | 13 | 14 | 15 | 16 | 17 | 18 | 19 | 20 | 21 | 22 | 23 | 24 | 25
EVN energy escalation factor | index
EVN capacity escalation factor | index
O&M escalation factor | index
PV degradation factor | index
DPPA fee / FMP escalation factor | index
CfD strike escalation factor | index
REVENUE (USD)
Generator FMP market revenue | USD
CfD strike leg (P_c × Q_cfd) | USD
CfD market offset (FMP × Q_cfd) | USD
CfD net settlement (to generator) | USD
Generator revenue (FMP + CfD net) | USD
Demand charge savings (total) | USD
ESCO share of demand savings | USD
Total developer revenue | USD
OPERATING COSTS (USD)
O&M | USD
Battery replacement (engine schedule) | USD |  | 0 | 0 | 0 | 0 | 0 | 0 | 0 | 0 | 0 | 0 | 1226338.4 | 0 | 0 | 0 | 0 | 0 | 0 | 0 | 0 | 0 | 0 | 0 | 0 | 0 | 0
EBITDA | USD
DEBT SCHEDULE (USD)
Opening debt balance | USD
Interest | USD
Principal repayment | USD
Debt service | USD
Closing debt balance | USD
DEPRECIATION & VIETNAM CIT (USD)
PV depreciation (straight-line) | USD
BESS depreciation (straight-line) | USD
Replacement depreciation (in-service yr 11) | USD
Total depreciation | USD
Taxable income before loss relief (EBT) | USD
New tax loss arising | USD
Assessable income (pre-relief) | USD
Loss vintage aged 1y - available | USD | 1: 0
Loss vintage aged 2y - available | USD | 1: 0
Loss vintage aged 3y - available | USD | 1: 0
Loss vintage aged 4y - available | USD | 1: 0
Loss vintage aged 5y - available | USD | 1: 0
Loss vintage aged 5y - utilised | USD
Loss vintage aged 4y - utilised | USD
Loss vintage aged 3y - utilised | USD
Loss vintage aged 2y - utilised | USD
Loss vintage aged 1y - utilised | USD
Loss relief utilised (FIFO, ≤5y old) | USD
Taxable income after loss relief | USD
Profitable-to-date flag (starts CIT clock) | 0/1
CIT clock start year (first profit, capped) |  | 1: Circular 78/2014 Art. 18
Applicable base CIT rate (preferential window) | %
Applicable CIT rate | %
CIT payable | USD
CASH FLOW & COVERAGE (USD)
Cash available for debt service (CFADS) | USD
Project cash flow (unlevered, post-tax) | USD
Equity cash flow | USD
Cumulative equity cash flow | USD
DSCR (debt years) | x
OFFTAKER (BUYER) POSITION (USD)
BAU EVN bill (energy + demand) | USD
C_DN spot energy (Q_Khc × CFMP × K_pp) | USD
C_DPPA system service fee | USD
C_CL settlement adder | USD
C_BL retail shortfall (incl. degradation repurchase) | USD
Buyer cost with project | USD
Buyer savings vs BAU | USD
Buyer savings (% of BAU) | %
RETURN METRICS (Excel formulas)
Equity IRR
Project IRR (unlevered)
Equity NPV @ owner discount rate
Minimum DSCR (debt years) |  | 1: MIN ignores the blank non-debt years
Average DSCR (debt years)
First year cumulative equity CF ≥ 0
Simple equity payback |  | 1: years
ROI (cumulative equity CF / equity)
Buyer savings, years 1-10 (% of BAU)
CHECKS - EXCEL vs ENGINE (per-year tie-out)
Equity cash flow (engine) | USD | -1288725.8352 | 55547.4145 | 74350.7847 | 93842.9754 | 114049.2639 | 134995.8572 | 156709.9265 | 169873.9413 | 190636.3366 | 203074.048 | 225241.9477 | -512237.366 | 739701.7822 | 766240.9654 | 793753.0503 | 822273.7725 | 764066.3345 | 789877.2953 | 816634.7285 | 813714.9513 | 842470.9424 | 843752.2608 | 874656.407 | 906694.2062 | 939907.3329 | 974338.9976
CFADS (engine) | USD |  | 513841.4909 | 532644.8612 | 552137.0519 | 572343.3403 | 593289.9336 | 615004.003 | 628168.0178 | 648930.4131 | 661368.1245 | 683536.0242 | -512237.366 | 739701.7822 | 766240.9654 | 793753.0503 | 822273.7725 | 764066.3345 | 789877.2953 | 816634.7285 | 813714.9513 | 842470.9424 | 843752.2608 | 874656.407 | 906694.2062 | 939907.3329 | 974338.9976
CIT (engine) | USD |  | 0 | 0 | 0 | 0 | 0 | 0 | 9345.7012 | 11917.8759 | 23669.8703 | 26578.2085 | 22008.5208 | 23355.9286 | 24752.7277 | 26200.7322 | 27701.8228 | 117031.7988 | 123484.539 | 130173.8973 | 167767.028 | 174956.0258 | 210938.0652 | 218664.1018 | 226673.5516 | 234976.8332 | 243584.7494
Max ¦Excel − engine¦ this year | USD
Check |  | 0: Excel; 1: Engine; 2: Delta; 3: Status
Per-year cash flow tie-out (max delta, all years) |  | 1: 0
Equity IRR |  | 1: 16.34%
Project IRR |  | 1: 13.17%
Equity NPV |  | 1: 1412732.2255
Minimum DSCR |  | 1: 1.1212
Average DSCR |  | 1: 1.3095
Simple equity payback |  | 1: 9.4246
ROI |  | 1: 977.3%
Buyer savings, years 1-10 (% of BAU) |  | 1: -4.981%

## FX Sensitivity
FX Sensitivity - VND depreciation vs USD returns
Cash flows are VND-denominated (EVN tariff / DPPA settlement) but reported in USD at the fixed contract rate. Each scenario deflates the year-t USD equity cash flow by (1+d)^t. Debt is assumed VND-denominated, so DSCR is unchanged. The rate cells are editable; engine columns validate the default scenarios.
VND depreciation (per year) | Equity IRR (USD) | Equity NPV (USD) | Equity IRR (engine) | Equity NPV (engine) | Status
0% |  |  | 16.34% | 1412732.2255
1% |  |  | 15.19% | 1057313.4936
2% |  |  | 14.06% | 759761.7387
3% |  |  | 12.95% | 509554.3835
Helper - FX-adjusted equity cash flow per scenario (USD): CF_t / (1 + d)^t
| 0 | 1 | 2 | 3 | 4 | 5 | 6 | 7 | 8 | 9 | 10 | 11 | 12 | 13 | 14 | 15 | 16 | 17 | 18 | 19 | 20 | 21 | 22 | 23 | 24 | 25

## Buyer Analysis
Buyer Analysis - Cost vs Business-As-Usual
Annual electricity cost with the project compared against the EVN-only baseline (USD)
Year 1 Snapshot
| Year 1 BAU Cost (USD) | 769044.53
| Year 1 Cost With Project (USD) | 805088.3274
| Year 1 Savings (USD) | -36043.7974
| Year 1 Savings (% of BAU) | -4.687%
| of which C_DN spot energy (USD) | 354898.1333
| of which C_DPPA + C_CL fees (USD) | 122556.1985
| of which C_BL retail shortfall (USD) | 196623.4222
| of which CfD payment, net (USD) | 131010.5734 | Positive = buyer pays generator
| First 10 Years Savings (USD) | -459863.6011 | Cumulative, years 1-10
| First 10 Years Savings (% of BAU) | -4.981%
| Lifetime Savings (USD) | -1766936.8159 | Cumulative over analysis period
| Lifetime Savings (% of BAU) | -5.517%
Year | BAU Cost (USD) | Cost With Project (USD) | Savings (USD) | Savings (% of BAU) | Cumulative Savings (USD)
1 | 769044.53 | 805088.3274 | -36043.7974 | -4.687% | -36043.7974
2 | 799806.3112 | 837785.6877 | -37979.3765 | -4.749% | -74023.1739
3 | 831798.5636 | 871808.1277 | -40009.5641 | -4.81% | -114032.738
4 | 865070.5062 | 907209.2485 | -42138.7423 | -4.871% | -156171.4803
5 | 899673.3264 | 944044.8162 | -44371.4898 | -4.932% | -200542.97
6 | 935660.2595 | 982372.8491 | -46712.5896 | -4.992% | -247255.5596
7 | 973086.6699 | 1022253.7085 | -49167.0386 | -5.053% | -296422.5982
8 | 1012010.1367 | 1063750.1931 | -51740.0564 | -5.113% | -348162.6547
9 | 1052490.5421 | 1106927.6377 | -54437.0955 | -5.172% | -402599.7502
10 | 1094590.1638 | 1151854.0148 | -57263.851 | -5.232% | -459863.6011
11 | 1138373.7704 | 1198600.0416 | -60226.2713 | -5.291% | -520089.8724
12 | 1183908.7212 | 1247239.2905 | -63330.5693 | -5.349% | -583420.4417
13 | 1231265.07 | 1297848.304 | -66583.2339 | -5.408% | -650003.6756
14 | 1280515.6728 | 1350506.7145 | -69991.0417 | -5.466% | -719994.7173
15 | 1331736.2998 | 1405297.3693 | -73561.0696 | -5.524% | -793555.7869
16 | 1385005.7517 | 1462306.4598 | -77300.708 | -5.581% | -870856.4949
17 | 1440405.9818 | 1521623.6563 | -81217.6745 | -5.639% | -952074.1694
18 | 1498022.2211 | 1583342.2485 | -85320.0274 | -5.696% | -1037394.1968
19 | 1557943.1099 | 1647559.2912 | -89616.1813 | -5.752% | -1127010.3781
20 | 1620260.8343 | 1714375.7564 | -94114.922 | -5.809% | -1221125.3001
21 | 1685071.2677 | 1783896.6906 | -98825.4229 | -5.865% | -1319950.723
22 | 1752474.1184 | 1856231.3796 | -103757.2612 | -5.921% | -1423707.9842
23 | 1822573.0832 | 1931493.5192 | -108920.436 | -5.976% | -1532628.4202
24 | 1895476.0065 | 2009801.3927 | -114325.3862 | -6.031% | -1646953.8064
25 | 1971295.0467 | 2091278.0562 | -119983.0095 | -6.087% | -1766936.8159

## Developer Returns
Developer Returns - Financing & Cash Flow
Seller/ESCO investment case: sources & uses, return metrics and annual equity cash flow (USD)
Sources & Uses
| Total Investment (USD) | 4295752.784
| Debt Principal (USD) | 3007026.9488
| Equity Investment (USD) | 1288725.8352
Return Metrics
| Equity IRR | 16.34%
| Project IRR | 13.17%
| NPV (USD) | 1412732.2255 | At owner discount rate
| Minimum DSCR (debt years) | 1.1212
| Average DSCR | 1.3095
| Simple Payback (Years) | 9.4246
| ROI (cumulative equity CF / equity) | 977.3%
Year | Revenue (USD) | O&M + Replacement (USD) | CIT (USD) | CFADS (USD) | Debt Service (USD) | DSCR | Equity Cash Flow (USD) | Cumulative Equity CF (USD)
1 | 563931.364 | 50089.8731 | 0 | 513841.4909 | 458294.0765 | 1.1212 | 55547.4145 | -1233178.4207
2 | 584237.4305 | 51592.5693 | 0 | 532644.8612 | 458294.0765 | 1.1622 | 74350.7847 | -1158827.636
3 | 605277.3982 | 53140.3464 | 0 | 552137.0519 | 458294.0765 | 1.2048 | 93842.9754 | -1064984.6606
4 | 627077.8971 | 54734.5568 | 0 | 572343.3403 | 458294.0765 | 1.2489 | 114049.2639 | -950935.3968
5 | 649666.5271 | 56376.5935 | 0 | 593289.9336 | 458294.0765 | 1.2946 | 134995.8572 | -815939.5396
6 | 673071.8942 | 58067.8913 | 0 | 615004.003 | 458294.0765 | 1.3419 | 156709.9265 | -659229.6131
7 | 697323.647 | 59809.928 | 9345.7012 | 628168.0178 | 458294.0765 | 1.3707 | 169873.9413 | -489355.6718
8 | 722452.5148 | 61604.2258 | 11917.8759 | 648930.4131 | 458294.0765 | 1.416 | 190636.3366 | -298719.3351
9 | 748490.3474 | 63452.3526 | 23669.8703 | 661368.1245 | 458294.0765 | 1.4431 | 203074.048 | -95645.2871
10 | 775470.156 | 65355.9232 | 26578.2085 | 683536.0242 | 458294.0765 | 1.4915 | 225241.9477 | 129596.6607
11 | 803426.1557 | 1293655.0009 | 22008.5208 | -512237.366 | 0 |  | -512237.366 | -382640.7054
12 | 832393.8097 | 69336.0989 | 23355.9286 | 739701.7822 | 0 |  | 739701.7822 | 357061.0768
13 | 862409.875 | 71416.1819 | 24752.7277 | 766240.9654 | 0 |  | 766240.9654 | 1123302.0422
14 | 893512.4498 | 73558.6673 | 26200.7322 | 793753.0503 | 0 |  | 793753.0503 | 1917055.0925
15 | 925741.0227 | 75765.4274 | 27701.8228 | 822273.7725 | 0 |  | 822273.7725 | 2739328.865
16 | 959136.5235 | 78038.3902 | 117031.7988 | 764066.3345 | 0 |  | 764066.3345 | 3503395.1995
17 | 993741.3762 | 80379.5419 | 123484.539 | 789877.2953 | 0 |  | 789877.2953 | 4293272.4948
18 | 1029599.5539 | 82790.9282 | 130173.8973 | 816634.7285 | 0 |  | 816634.7285 | 5109907.2232
19 | 1066756.6353 | 85274.656 | 167767.028 | 813714.9513 | 0 |  | 813714.9513 | 5923622.1745
20 | 1105259.8638 | 87832.8957 | 174956.0258 | 842470.9424 | 0 |  | 842470.9424 | 6766093.1169
21 | 1145158.2086 | 90467.8825 | 210938.0652 | 843752.2608 | 0 |  | 843752.2608 | 7609845.3777
22 | 1186502.4278 | 93181.919 | 218664.1018 | 874656.407 | 0 |  | 874656.407 | 8484501.7847
23 | 1229345.1344 | 95977.3766 | 226673.5516 | 906694.2062 | 0 |  | 906694.2062 | 9391195.991
24 | 1273740.864 | 98856.6979 | 234976.8332 | 939907.3329 | 0 |  | 939907.3329 | 10331103.3239
25 | 1319746.1459 | 101822.3988 | 243584.7494 | 974338.9976 | 0 |  | 974338.9976 | 11305442.3215

## Technical Results
Metric | Value
System Sizing
PV Size (kW) | 5943.6183
Battery Power (kW) | 1799.38
Battery Energy (kWh) | 10823.88
Annual Energy Balance (Year 1)
PV to Load (kWh) | 3893817.6204
PV to Storage (kWh) | 2838149.6013
PV to Grid (kWh) | 0
Storage to Load (kWh) | 2553477.8297
Grid to Load (kWh) | 3196666.339
PV Curtailed (kWh) | 1636900.4383
Grid to Storage (kWh) | 0
Year-1 Utility Bill Comparison
BAU Utility Bill (USD) | 769044.53
Optimized Utility Bill (USD) | 169725.5446
Utility Bill Savings (USD) | 599318.9854
BAU Demand Charge (USD) | 0
Optimized Demand Charge (USD) | 0
Demand Charge Savings (USD) | 0

## Dispatch Profile
Hour | Load (kW) | PV Irradiation (W/m²) | PV Generation Total (kW) | PV to Load (kW) | PV to Storage (kW) | PV to Grid (kW) | PV Curtailed (kW) | Grid to Load (kW) | Grid to Storage (kW) | Storage to Load (kW)
1 | 1020 | 0 | 0 | 0 | 0 | 0 | 0 | 1020 | 0 | 0
2 | 1078.4 | 0 | 0 | 0 | 0 | 0 | 0 | 1078.4 | 0 | 0
3 | 906.4 | 0 | 0 | 0 | 0 | 0 | 0 | 906.4 | 0 | 0
4 | 860.8 | 0 | 0 | 0 | 0 | 0 | 0 | 332.523 | 0 | 554.407
5 | 996.8 | 0 | 0 | 0 | 0 | 0 | 0 | 0 | 0 | 1046.1044
6 | 983.2 | 0 | 0 | 0 | 0 | 0 | 0 | 0 | 0 | 1031.8317
7 | 586.4 | 0 | 17.4326 | 17.4326 | 0 | 0 | 0 | 0 | 0 | 597.9723
8 | 104.269 | 0 | 539.407 | 109.4264 | -429.9806 | 0 | 0 | 0 | 0 | 0
9 | 89.172 | 0 | 1262.2644 | 93.5827 | -1168.6817 | 0 | 0 | 0 | 0 | 0
10 | 105.232 | 0 | 2341.833 | 110.436 | -1888.3791 | 0 | 343.0179 | 0 | 0 | 0
11 | 89.626 | 0 | 2613.2251 | 94.0591 | -1888.3791 | 0 | 630.7869 | 0 | 0 | 0
12 | 119.641 | 0 | 2157.7237 | 125.5588 | -1888.3791 | 0 | 143.7858 | 0 | 0 | 0
13 | 82.892 | 0 | 1610.3522 | 86.9921 | -1523.3602 | 0 | 0 | 0 | 0 | 0
14 | 87.738 | 0 | 1497.9642 | 92.0788 | -799.4859 | 0 | 606.3995 | 0 | 0 | 0
15 | 106.186 | 0 | 1030.6952 | 111.4382 | 0 | 0 | 919.2569 | 0 | 0 | 0
16 | 98.846 | 0 | 917.7362 | 103.7352 | 0 | 0 | 814.0011 | 0 | 0 | 0
17 | 88.262 | 0 | 532.4764 | 92.6277 | 0 | 0 | 439.8487 | 0 | 0 | 0
18 | 94.791 | 0 | 8.8973 | 8.8973 | 0 | 0 | 0 | 0 | 0 | 90.5823
19 | 90.4 | 0 | 0 | 0 | 0 | 0 | 0 | 0 | 0 | 94.8714
20 | 96 | 0 | 0 | 0 | 0 | 0 | 0 | 0 | 0 | 100.7484
21 | 87.2 | 0 | 0 | 0 | 0 | 0 | 0 | 0 | 0 | 91.5131
22 | 92 | 0 | 0 | 0 | 0 | 0 | 0 | 0 | 0 | 96.5506
23 | 88 | 0 | 0 | 0 | 0 | 0 | 0 | 0 | 0 | 92.3527
24 | 91.2 | 0 | 0 | 0 | 0 | 0 | 0 | 0 | 0 | 95.711
25 | 86.4 | 0 | 0 | 0 | 0 | 0 | 0 | 0 | 0 | 90.6736
26 | 93.6 | 0 | 0 | 0 | 0 | 0 | 0 | 0 | 0 | 98.2297
27 | 86.4 | 0 | 0 | 0 | 0 | 0 | 0 | 0 | 0 | 90.6736
28 | 89.6 | 0 | 0 | 0 | 0 | 0 | 0 | 0 | 0 | 94.0319
29 | 83.2 | 0 | 0 | 0 | 0 | 0 | 0 | 0 | 0 | 87.3153
30 | 92 | 0 | 0 | 0 | 0 | 0 | 0 | 0 | 0 | 96.5506
31 | 76.8 | 0 | 28.3093 | 28.3093 | 0 | 0 | 0 | 0 | 0 | 52.2895
32 | 84.462 | 0 | 102.9491 | 88.6397 | -14.3094 | 0 | 0 | 0 | 0 | 0
33 | 178.704 | 0 | 459.9648 | 187.5432 | -272.4216 | 0 | 0 | 0 | 0 | 0
34 | 122.023 | 0 | 530.8718 | 128.0586 | -402.8132 | 0 | 0 | 0 | 0 | 0
35 | 151.211 | 0 | 685.3233 | 158.6903 | -526.633 | 0 | 0 | 0 | 0 | 0
36 | 234.813 | 0 | 901.0403 | 246.4264 | -199.5249 | 0 | 455.089 | 0 | 0 | 0
37 | 410.829 | 0 | 1187.8973 | 431.1497 | 0 | 0 | 756.7476 | 0 | 0 | 0
38 | 797.587 | 0 | 865.771 | 837.0378 | 0 | 0 | 28.7332 | 0 | 0 | 0
39 | 1144.168 | 0 | 573.5828 | 573.5828 | 0 | 0 | 0 | 597.619 | 0 | 0
40 | 1195.968 | 0 | 130.231 | 130.231 | 0 | 0 | 0 | 1071.875 | 0 | 0
41 | 1539.811 | 0 | 149.9273 | 149.9273 | 0 | 0 | 0 | 1396.95 | 0 | 0
42 | 1385.46 | 0 | 0 | 0 | 0 | 0 | 0 | 1385.46 | 0 | 0
43 | 1622.4 | 0 | 0 | 0 | 0 | 0 | 0 | 0 | 0 | 1702.6483
44 | 953.6 | 0 | 0 | 0 | 0 | 0 | 0 | 0 | 0 | 1000.7676
45 | 1364 | 0 | 0 | 0 | 0 | 0 | 0 | 0 | 0 | 1431.4671
46 | 1566.4 | 0 | 0 | 0 | 0 | 0 | 0 | 0 | 0 | 1643.8784
47 | 1546.4 | 0 | 0 | 0 | 0 | 0 | 0 | 0 | 0 | 1622.8891
48 | 1576 | 0 | 0 | 0 | 0 | 0 | 0 | 1576 | 0 | 0
49 | 1492 | 0 | 0 | 0 | 0 | 0 | 0 | 1492 | 0 | 0
50 | 1759.2 | 0 | 0 | 0 | 0 | 0 | 0 | 1759.2 | 0 | 0
51 | 1702.4 | 0 | 0 | 0 | 0 | 0 | 0 | 1702.4 | 0 | 0
52 | 1202.4 | 0 | 0 | 0 | 0 | 0 | 0 | 1202.4 | 0 | 0
53 | 1508.8 | 0 | 0 | 0 | 0 | 0 | 0 | 1508.8 | 0 | 0
54 | 1304 | 0 | 0 | 0 | 0 | 0 | 0 | 1304 | 0 | 0
55 | 1408 | 0 | 80.477 | 0 | -80.477 | 0 | 0 | 1408 | 0 | 0
56 | 1348.873 | 0 | 585.9696 | 0 | -585.9696 | 0 | 0 | 1348.873 | 0 | 0
57 | 1465.448 | 0 | 1287.293 | 0 | -1287.293 | 0 | 0 | 1465.448 | 0 | 0
58 | 1762.864 | 0 | 1743.8638 | 0 | -1743.8638 | 0 | 0 | 1762.864 | 0 | 0
59 | 1691.064 | 0 | 1239.024 | 0 | -1239.024 | 0 | 0 | 1691.064 | 0 | 0
60 | 1680.269 | 0 | 2390.8209 | 502.4418 | -1888.3791 | 0 | 0 | 1201.508 | 0 | 0
61 | 1623.593 | 0 | 2014.7732 | 1172.8491 | -841.9241 | 0 | 0 | 506.022 | 0 | 0
62 | 1593.084 | 0 | 2242.1886 | 1671.8822 | -570.3064 | 0 | 0 | 0 | 0 | 0
63 | 1600.536 | 0 | 598.1832 | 598.1832 | 0 | 0 | 0 | 1030.546 | 0 | 0
64 | 2071.826 | 0 | 901.0288 | 901.0288 | 0 | 0 | 0 | 1213.264 | 0 | 0
65 | 1766.78 | 0 | 761.9718 | 761.9718 | 0 | 0 | 0 | 1040.721 | 0 | 0
66 | 1972.144 | 0 | 45.8668 | 45.8668 | 0 | 0 | 0 | 1928.439 | 0 | 0
67 | 1702.4 | 0 | 0 | 0 | 0 | 0 | 0 | 184.977 | 0 | 1592.4788
68 | 1880.8 | 0 | 0 | 0 | 0 | 0 | 0 | 81.423 | 0 | 1888.3791
69 | 1820 | 0 | 0 | 0 | 0 | 0 | 0 | 20.623 | 0 | 1888.3791
70 | 1544 | 0 | 0 | 0 | 0 | 0 | 0 | 0 | 0 | 1620.3704
71 | 1548 | 0 | 0 | 0 | 0 | 0 | 0 | 0 | 0 | 1624.5683
72 | 1748 | 0 | 0 | 0 | 0 | 0 | 0 | 1748 | 0 | 0
73 | 1668.8 | 0 | 0 | 0 | 0 | 0 | 0 | 1668.8 | 0 | 0
74 | 1640 | 0 | 0 | 0 | 0 | 0 | 0 | 1640 | 0 | 0
75 | 1404.8 | 0 | 0 | 0 | 0 | 0 | 0 | 1404.8 | 0 | 0
76 | 1329.6 | 0 | 0 | 0 | 0 | 0 | 0 | 1329.6 | 0 | 0
77 | 1424 | 0 | 0 | 0 | 0 | 0 | 0 | 1424 | 0 | 0
78 | 1144.8 | 0 | 0 | 0 | 0 | 0 | 0 | 1144.8 | 0 | 0
79 | 1503.2 | 0 | 128.0198 | 128.0198 | 0 | 0 | 0 | 1381.214 | 0 | 0
80 | 1213.663 | 0 | 955.1097 | 955.1097 | 0 | 0 | 0 | 303.569 | 0 | 0
81 | 1603.942 | 0 | 2306.231 | 1683.2773 | -622.9537 | 0 | 0 | 0 | 0 | 0
82 | 1563.398 | 0 | 2918.2095 | 1640.7279 | -1277.4816 | 0 | 0 | 0 | 0 | 0
83 | 1507.155 | 0 | 3605.2444 | 1581.703 | -1888.3791 | 0 | 135.1624 | 0 | 0 | 0
84 | 1580.699 | 0 | 3531.6445 | 1658.8846 | -1872.7599 | 0 | 0 | 0 | 0 | 0
85 | 1729.469 | 0 | 3431.4828 | 1815.0132 | -1616.4696 | 0 | 0 | 0 | 0 | 0
86 | 1487.795 | 0 | 3601.7612 | 1561.3843 | -1888.3791 | 0 | 151.9979 | 0 | 0 | 0
87 | 1353.09 | 0 | 2635.6259 | 1420.0164 | -420.2227 | 0 | 795.3867 | 0 | 0 | 0
88 | 1713.845 | 0 | 2353.3047 | 1798.6164 | 0 | 0 | 554.6883 | 0 | 0 | 0
89 | 1749.959 | 0 | 1166.4474 | 1166.4474 | 0 | 0 | 0 | 638.488 | 0 | 0
90 | 1614.836 | 0 | 86.1651 | 86.1651 | 0 | 0 | 0 | 1532.732 | 0 | 0
91 | 1603.201 | 0 | 0 | 0 | 0 | 0 | 0 | 0 | 0 | 1682.4997
92 | 1192 | 0 | 0 | 0 | 0 | 0 | 0 | 0 | 0 | 1250.9595
93 | 1322.4 | 0 | 0 | 0 | 0 | 0 | 0 | 0 | 0 | 1387.8095
94 | 1403.2 | 0 | 0 | 0 | 0 | 0 | 0 | 0 | 0 | 1472.6061
95 | 1576.8 | 0 | 0 | 0 | 0 | 0 | 0 | 0 | 0 | 1654.7928
96 | 1240.8 | 0 | 0 | 0 | 0 | 0 | 0 | 1240.8 | 0 | 0
97 | 1476 | 0 | 0 | 0 | 0 | 0 | 0 | 1476 | 0 | 0
98 | 1014.4 | 0 | 0 | 0 | 0 | 0 | 0 | 1014.4 | 0 | 0
99 | 1200.8 | 0 | 0 | 0 | 0 | 0 | 0 | 1200.8 | 0 | 0
100 | 1056 | 0 | 0 | 0 | 0 | 0 | 0 | 1056 | 0 | 0
101 | 1512.8 | 0 | 0 | 0 | 0 | 0 | 0 | 1512.8 | 0 | 0
102 | 1194.4 | 0 | 0 | 0 | 0 | 0 | 0 | 1194.4 | 0 | 0
103 | 1352.8 | 0 | 124.9228 | 124.9228 | 0 | 0 | 0 | 196.348 | 0 | 1088.7304
104 | 1276.497 | 0 | 1262.8584 | 1262.8584 | 0 | 0 | 0 | 0 | 0 | 76.7776
105 | 1178.106 | 0 | 2468.9198 | 1236.3783 | -1232.5415 | 0 | 0 | 0 | 0 | 0
106 | 1381.448 | 0 | 3356.7715 | 1449.7782 | -1888.3791 | 0 | 18.6143 | 0 | 0 | 0
107 | 1214.49 | 0 | 3937.7898 | 1274.562 | -1888.3791 | 0 | 774.8487 | 0 | 0 | 0
108 | 1201.671 | 0 | 4236.8908 | 1261.1089 | -1888.3791 | 0 | 1087.4029 | 0 | 0 | 0
109 | 1248.417 | 0 | 4221.3714 | 1310.166 | -1888.3791 | 0 | 1022.8263 | 0 | 0 | 0
110 | 1246.649 | 0 | 3901.4206 | 1308.3116 | -800.5889 | 0 | 1792.5201 | 0 | 0 | 0
111 | 987.594 | 0 | 3306.9934 | 1036.4431 | 0 | 0 | 2270.5503 | 0 | 0 | 0
112 | 489.888 | 0 | 2418.5298 | 514.1192 | 0 | 0 | 1904.4106 | 0 | 0 | 0
113 | 193.991 | 0 | 1216.3441 | 203.5863 | 0 | 0 | 1012.7577 | 0 | 0 | 0
114 | 170.644 | 0 | 94.1347 | 94.1347 | 0 | 0 | 0 | 0 | 0 | 84.9498
115 | 118.4 | 0 | 0 | 0 | 0 | 0 | 0 | 0 | 0 | 124.2564
116 | 127.2 | 0 | 0 | 0 | 0 | 0 | 0 | 0 | 0 | 133.4917
117 | 100.8 | 0 | 0 | 0 | 0 | 0 | 0 | 0 | 0 | 105.7858
118 | 94.4 | 0 | 0 | 0 | 0 | 0 | 0 | 0 | 0 | 99.0693
119 | 94.4 | 0 | 0 | 0 | 0 | 0 | 0 | 0 | 0 | 99.0693
120 | 99.2 | 0 | 0 | 0 | 0 | 0 | 0 | 0 | 0 | 104.1067
121 | 92.8 | 0 | 0 | 0 | 0 | 0 | 0 | 0 | 0 | 97.3901
122 | 91.2 | 0 | 0 | 0 | 0 | 0 | 0 | 0 | 0 | 95.711
123 | 85.6 | 0 | 0 | 0 | 0 | 0 | 0 | 0 | 0 | 89.834
124 | 93.6 | 0 | 0 | 0 | 0 | 0 | 0 | 0 | 0 | 98.2297
125 | 89.6 | 0 | 0 | 0 | 0 | 0 | 0 | 0 | 0 | 94.0319
126 | 93.6 | 0 | 0 | 0 | 0 | 0 | 0 | 0 | 0 | 98.2297
127 | 81.6 | 0 | 146.4861 | 85.6362 | -60.8499 | 0 | 0 | 0 | 0 | 0
128 | 95.06 | 0 | 1027.3421 | 99.7619 | -927.5802 | 0 | 0 | 0 | 0 | 0
129 | 615.277 | 0 | 2257.5171 | 645.7103 | -485.2107 | 0 | 1126.5961 | 0 | 0 | 0
130 | 1487.855 | 0 | 2067.5947 | 1561.4483 | 0 | 0 | 506.1464 | 0 | 0 | 0
131 | 1570.749 | 0 | 3879.2686 | 1648.4425 | 0 | 0 | 2230.8261 | 0 | 0 | 0
132 | 1374.539 | 0 | 4126.8505 | 1442.5274 | 0 | 0 | 2684.323 | 0 | 0 | 0
133 | 1744.337 | 0 | 3420.986 | 1830.6166 | 0 | 0 | 1590.3694 | 0 | 0 | 0
134 | 1288.096 | 0 | 1977.9234 | 1351.8087 | 0 | 0 | 626.1147 | 0 | 0 | 0
135 | 1540.824 | 0 | 3101.814 | 1617.0373 | 0 | 0 | 1484.7767 | 0 | 0 | 0
136 | 1378.996 | 0 | 1819.5794 | 1447.2049 | 0 | 0 | 372.3746 | 0 | 0 | 0
137 | 1206.845 | 0 | 803.5411 | 803.5411 | 0 | 0 | 0 | 441.176 | 0 | 0
138 | 1353.643 | 0 | 88.6313 | 88.6313 | 0 | 0 | 0 | 1269.189 | 0 | 0
139 | 1672.005 | 0 | 0 | 0 | 0 | 0 | 0 | 0 | 0 | 1754.7069
140 | 1202.4 | 0 | 0 | 0 | 0 | 0 | 0 | 0 | 0 | 1261.874
141 | 1490.4 | 0 | 0 | 0 | 0 | 0 | 0 | 0 | 0 | 1564.1192
142 | 825.6 | 0 | 0 | 0 | 0 | 0 | 0 | 0 | 0 | 866.4364
143 | 1327.2 | 0 | 0 | 0 | 0 | 0 | 0 | 0 | 0 | 1392.8469
144 | 1368.8 | 0 | 0 | 0 | 0 | 0 | 0 | 672.147 | 0 | 731.1113
145 | 1056 | 0 | 0 | 0 | 0 | 0 | 0 | 1056 | 0 | 0
146 | 1168.8 | 0 | 0 | 0 | 0 | 0 | 0 | 1168.8 | 0 | 0
147 | 1128 | 0 | 0 | 0 | 0 | 0 | 0 | 1128 | 0 | 0
148 | 982.4 | 0 | 0 | 0 | 0 | 0 | 0 | 982.4 | 0 | 0
149 | 904 | 0 | 0 | 0 | 0 | 0 | 0 | 904 | 0 | 0
150 | 892.8 | 0 | 0 | 0 | 0 | 0 | 0 | 892.8 | 0 | 0
151 | 1122.4 | 0 | 134.8371 | 134.8371 | 0 | 0 | 0 | 0 | 0 | 1043.0799
152 | 820.686 | 0 | 1347.2582 | 861.2793 | -485.9789 | 0 | 0 | 0 | 0 | 0
153 | 1276.219 | 0 | 2567.4234 | 1339.3442 | -1228.0792 | 0 | 0 | 0 | 0 | 0
154 | 1102.819 | 0 | 3435.8874 | 1157.3674 | -1888.3791 | 0 | 390.1409 | 0 | 0 | 0
155 | 1394.158 | 0 | 4002.1176 | 1463.1168 | -1888.3791 | 0 | 650.6217 | 0 | 0 | 0
156 | 1343.063 | 0 | 4269.8303 | 1409.4945 | -1888.3791 | 0 | 971.9567 | 0 | 0 | 0
157 | 1117.045 | 0 | 4246.739 | 1172.2971 | -1888.3791 | 0 | 1186.0629 | 0 | 0 | 0
158 | 1320.721 | 0 | 3914.1517 | 1386.0474 | -319.0723 | 0 | 2209.0319 | 0 | 0 | 0
159 | 965.839 | 0 | 3316.7891 | 1013.612 | 0 | 0 | 2303.1771 | 0 | 0 | 0
160 | 1201.115 | 0 | 2455.8319 | 1260.5254 | 0 | 0 | 1195.3065 | 0 | 0 | 0
161 | 1181.242 | 0 | 1263.9991 | 1239.6694 | 0 | 0 | 24.3297 | 0 | 0 | 0
162 | 1081.511 | 0 | 121.6128 | 121.6128 | 0 | 0 | 0 | 965.63 | 0 | 0
163 | 1008 | 0 | 0 | 0 | 0 | 0 | 0 | 0 | 0 | 1057.8584
164 | 1229.6 | 0 | 0 | 0 | 0 | 0 | 0 | 0 | 0 | 1290.4193
165 | 845.6 | 0 | 0 | 0 | 0 | 0 | 0 | 0 | 0 | 887.4257
166 | 1182.4 | 0 | 0 | 0 | 0 | 0 | 0 | 0 | 0 | 1240.8847
167 | 1105.6 | 0 | 0 | 0 | 0 | 0 | 0 | 0 | 0 | 1160.286
168 | 876.8 | 0 | 0 | 0 | 0 | 0 | 0 | 876.8 | 0 | 0
169 | 1152.8 | 0 | 0 | 0 | 0 | 0 | 0 | 1152.8 | 0 | 0
170 | 1130.4 | 0 | 0 | 0 | 0 | 0 | 0 | 1130.4 | 0 | 0
171 | 1128.8 | 0 | 0 | 0 | 0 | 0 | 0 | 1128.8 | 0 | 0
172 | 1064.8 | 0 | 0 | 0 | 0 | 0 | 0 | 1064.8 | 0 | 0
173 | 1179.2 | 0 | 0 | 0 | 0 | 0 | 0 | 1179.2 | 0 | 0
174 | 769.6 | 0 | 0 | 0 | 0 | 0 | 0 | 769.6 | 0 | 0
175 | 1032.8 | 0 | 122.6108 | 0 | -122.6108 | 0 | 0 | 1032.8 | 0 | 0
176 | 1022.571 | 0 | 984.3645 | 677.3201 | -307.0445 | 0 | 0 | 377.175 | 0 | 0
177 | 1349.006 | 0 | 1102.7072 | 1102.7072 | 0 | 0 | 0 | 298.271 | 0 | 0
178 | 1477.914 | 0 | 824.6059 | 824.6059 | 0 | 0 | 0 | 692.173 | 0 | 0
179 | 1484.496 | 0 | 657.863 | 657.863 | 0 | 0 | 0 | 857.639 | 0 | 0
180 | 1349.631 | 0 | 1048.8173 | 1048.8173 | 0 | 0 | 0 | 350.246 | 0 | 0
181 | 1462.071 | 0 | 1470.1188 | 1470.1188 | 0 | 0 | 0 | 61.241 | 0 | 0
182 | 1295.145 | 0 | 2870.8923 | 1359.2064 | -1511.686 | 0 | 0 | 0 | 0 | 0
183 | 1332.189 | 0 | 2913.6453 | 1398.0827 | -1515.5627 | 0 | 0 | 0 | 0 | 0
184 | 1434.587 | 0 | 1114.8568 | 1114.8568 | 0 | 0 | 0 | 372.275 | 0 | 0
185 | 1105.581 | 0 | 692.3127 | 692.3127 | 0 | 0 | 0 | 445.898 | 0 | 0
186 | 1217.803 | 0 | 24.4756 | 24.4756 | 0 | 0 | 0 | 1194.481 | 0 | 0
187 | 1003.211 | 0 | 0 | 0 | 0 | 0 | 0 | 0 | 0 | 1052.8325
188 | 1195.2 | 0 | 0 | 0 | 0 | 0 | 0 | 0 | 0 | 1254.3178
189 | 1054.4 | 0 | 0 | 0 | 0 | 0 | 0 | 0 | 0 | 1106.5535
190 | 1257.6 | 0 | 0 | 0 | 0 | 0 | 0 | 0 | 0 | 1319.8043
191 | 1286.4 | 0 | 0 | 0 | 0 | 0 | 0 | 0 | 0 | 1350.0288
192 | 1148 | 0 | 0 | 0 | 0 | 0 | 0 | 1148 | 0 | 0
193 | 1193.6 | 0 | 0 | 0 | 0 | 0 | 0 | 1193.6 | 0 | 0
194 | 937.6 | 0 | 0 | 0 | 0 | 0 | 0 | 937.6 | 0 | 0
195 | 1222.4 | 0 | 0 | 0 | 0 | 0 | 0 | 1222.4 | 0 | 0
196 | 1073.6 | 0 | 0 | 0 | 0 | 0 | 0 | 1073.6 | 0 | 0
197 | 942.4 | 0 | 0 | 0 | 0 | 0 | 0 | 942.4 | 0 | 0
198 | 1051.2 | 0 | 0 | 0 | 0 | 0 | 0 | 1051.2 | 0 | 0
199 | 951.2 | 0 | 111.5799 | 111.5799 | 0 | 0 | 0 | 844.879 | 0 | 0
200 | 1114.771 | 0 | 1110.8321 | 1110.8321 | 0 | 0 | 0 | 56.294 | 0 | 0
201 | 1167.854 | 0 | 2484.0698 | 1225.6192 | -1258.4506 | 0 | 0 | 0 | 0 | 0
202 | 1664.173 | 0 | 3317.87 | 1746.4875 | -1571.3825 | 0 | 0 | 0 | 0 | 0
203 | 1338.632 | 0 | 3860.267 | 1404.8433 | -1888.3791 | 0 | 567.0446 | 0 | 0 | 0
204 | 1317.153 | 0 | 4132.3538 | 1382.3019 | -1888.3791 | 0 | 861.6729 | 0 | 0 | 0
205 | 1355.422 | 0 | 4102.9395 | 1422.4648 | -1888.3791 | 0 | 792.0956 | 0 | 0 | 0
206 | 1226.996 | 0 | 2964.5695 | 1287.6855 | -1091.6752 | 0 | 585.2087 | 0 | 0 | 0
207 | 1258.144 | 0 | 2383.7118 | 1320.3752 | 0 | 0 | 1063.3366 | 0 | 0 | 0
208 | 1216.588 | 0 | 1250.2102 | 1250.2102 | 0 | 0 | 0 | 25.302 | 0 | 0
209 | 1274.12 | 0 | 1000.9408 | 1000.9408 | 0 | 0 | 0 | 320.355 | 0 | 0
210 | 1113.621 | 0 | 102.7949 | 102.7949 | 0 | 0 | 0 | 1015.671 | 0 | 0
211 | 1163.2 | 0 | 0 | 0 | 0 | 0 | 0 | 0 | 0 | 1220.735
212 | 1064 | 0 | 0 | 0 | 0 | 0 | 0 | 0 | 0 | 1116.6283
213 | 1449.6 | 0 | 0 | 0 | 0 | 0 | 0 | 0 | 0 | 1521.3011
214 | 1246.4 | 0 | 0 | 0 | 0 | 0 | 0 | 0 | 0 | 1308.0503
215 | 1491.2 | 0 | 0 | 0 | 0 | 0 | 0 | 0 | 0 | 1564.9588
216 | 1336.8 | 0 | 0 | 0 | 0 | 0 | 0 | 933.901 | 0 | 422.8275
217 | 1711.2 | 0 | 0 | 0 | 0 | 0 | 0 | 1711.2 | 0 | 0
218 | 1122.4 | 0 | 0 | 0 | 0 | 0 | 0 | 1122.4 | 0 | 0
219 | 1392 | 0 | 0 | 0 | 0 | 0 | 0 | 1392 | 0 | 0
220 | 1262.4 | 0 | 0 | 0 | 0 | 0 | 0 | 1262.4 | 0 | 0
221 | 1117.6 | 0 | 0 | 0 | 0 | 0 | 0 | 1117.6 | 0 | 0
222 | 1514.4 | 0 | 0 | 0 | 0 | 0 | 0 | 1514.4 | 0 | 0
223 | 1350.4 | 0 | 99.1994 | 99.1994 | 0 | 0 | 0 | 0 | 0 | 1317.995
224 | 1353.11 | 0 | 1278.3589 | 1278.3589 | 0 | 0 | 0 | 0 | 0 | 141.6796
225 | 1445.428 | 0 | 2501.8887 | 1516.9228 | -984.9659 | 0 | 0 | 0 | 0 | 0
226 | 1336.752 | 0 | 3343.2377 | 1402.8714 | -1888.3791 | 0 | 51.9872 | 0 | 0 | 0
227 | 1366.848 | 0 | 3883.988 | 1434.4549 | -1888.3791 | 0 | 561.154 | 0 | 0 | 0
228 | 1423.45 | 0 | 4176.5572 | 1493.8577 | -1888.3791 | 0 | 794.3205 | 0 | 0 | 0
229 | 1626.909 | 0 | 2399.4747 | 1707.3803 | -692.0944 | 0 | 0 | 0 | 0 | 0
230 | 1552.301 | 0 | 2960.0169 | 1629.082 | -1330.9349 | 0 | 0 | 0 | 0 | 0
231 | 1372.937 | 0 | 3195.4618 | 1440.8462 | -913.5132 | 0 | 841.1024 | 0 | 0 | 0
232 | 1588.328 | 0 | 2390.993 | 1666.891 | 0 | 0 | 724.102 | 0 | 0 | 0
233 | 1609.75 | 0 | 914.4315 | 914.4315 | 0 | 0 | 0 | 738.417 | 0 | 0
234 | 1634.626 | 0 | 106.6223 | 106.6223 | 0 | 0 | 0 | 1533.029 | 0 | 0
235 | 1760.002 | 0 | 0 | 0 | 0 | 0 | 0 | 0 | 0 | 1847.0565
236 | 1500 | 0 | 0 | 0 | 0 | 0 | 0 | 0 | 0 | 1574.1941
237 | 1500 | 0 | 0 | 0 | 0 | 0 | 0 | 0 | 0 | 1574.1941
238 | 1466.4 | 0 | 0 | 0 | 0 | 0 | 0 | 0 | 0 | 1538.9321
239 | 1682.4 | 0 | 0 | 0 | 0 | 0 | 0 | 0 | 0 | 1765.6161
240 | 1397.6 | 0 | 0 | 0 | 0 | 0 | 0 | 1397.6 | 0 | 0
241 | 1472.8 | 0 | 0 | 0 | 0 | 0 | 0 | 1472.8 | 0 | 0
242 | 1350.4 | 0 | 0 | 0 | 0 | 0 | 0 | 1350.4 | 0 | 0
243 | 1287.2 | 0 | 0 | 0 | 0 | 0 | 0 | 1287.2 | 0 | 0
244 | 1179.2 | 0 | 0 | 0 | 0 | 0 | 0 | 1179.2 | 0 | 0
245 | 1111.2 | 0 | 0 | 0 | 0 | 0 | 0 | 1111.2 | 0 | 0
246 | 1189.6 | 0 | 0 | 0 | 0 | 0 | 0 | 1189.6 | 0 | 0
247 | 1056 | 0 | 77.8198 | 0 | -77.8198 | 0 | 0 | 1056 | 0 | 0
248 | 1007.057 | 0 | 972.2212 | 29.6211 | -942.6001 | 0 | 0 | 978.832 | 0 | 0
249 | 1526.413 | 0 | 1049.4228 | 1049.4228 | 0 | 0 | 0 | 526.451 | 0 | 0
250 | 1751.451 | 0 | 2669.5938 | 1838.0825 | -831.5113 | 0 | 0 | 0 | 0 | 0
251 | 1601.404 | 0 | 3797.1103 | 1680.6138 | -1888.3791 | 0 | 228.1175 | 0 | 0 | 0
252 | 1468.113 | 0 | 3502.2239 | 1540.7298 | -1888.3791 | 0 | 73.115 | 0 | 0 | 0
253 | 1613.967 | 0 | 2760.9538 | 1693.7982 | -1067.1556 | 0 | 0 | 0 | 0 | 0
254 | 1643.485 | 0 | 1555.415 | 1555.415 | 0 | 0 | 0 | 161.379 | 0 | 0
255 | 1670.927 | 0 | 2872.4434 | 1753.5756 | -1118.8679 | 0 | 0 | 0 | 0 | 0
256 | 1625.599 | 0 | 896.3986 | 896.3986 | 0 | 0 | 0 | 771.449 | 0 | 0
257 | 1615.953 | 0 | 437.9849 | 437.9849 | 0 | 0 | 0 | 1198.611 | 0 | 0
258 | 1849.735 | 0 | 46.4849 | 46.4849 | 0 | 0 | 0 | 1805.441 | 0 | 0
259 | 1528.006 | 0 | 0 | 0 | 0 | 0 | 0 | 0 | 0 | 1603.5853
260 | 1338.4 | 0 | 0 | 0 | 0 | 0 | 0 | 0 | 0 | 1404.6009
261 | 1358.4 | 0 | 0 | 0 | 0 | 0 | 0 | 0 | 0 | 1425.5901
262 | 1418.4 | 0 | 0 | 0 | 0 | 0 | 0 | 0 | 0 | 1488.5579
263 | 1347.2 | 0 | 0 | 0 | 0 | 0 | 0 | 0 | 0 | 1413.8362
264 | 1475.2 | 0 | 0 | 0 | 0 | 0 | 0 | 1475.2 | 0 | 0
265 | 1247.2 | 0 | 0 | 0 | 0 | 0 | 0 | 1247.2 | 0 | 0
266 | 1436 | 0 | 0 | 0 | 0 | 0 | 0 | 1436 | 0 | 0
267 | 1268.8 | 0 | 0 | 0 | 0 | 0 | 0 | 1268.8 | 0 | 0
268 | 1268.8 | 0 | 0 | 0 | 0 | 0 | 0 | 1268.8 | 0 | 0
269 | 1345.6 | 0 | 0 | 0 | 0 | 0 | 0 | 1345.6 | 0 | 0
270 | 1118.4 | 0 | 0 | 0 | 0 | 0 | 0 | 1118.4 | 0 | 0
271 | 1312.8 | 0 | 29.9496 | 29.9496 | 0 | 0 | 0 | 1284.262 | 0 | 0
272 | 1080.054 | 0 | 1207.2914 | 1133.4764 | -73.815 | 0 | 0 | 0 | 0 | 0
273 | 1017.97 | 0 | 2019.861 | 1068.3215 | -951.5394 | 0 | 0 | 0 | 0 | 0
274 | 1165.131 | 0 | 1306.9421 | 1222.7615 | -84.1806 | 0 | 0 | 0 | 0 | 0
275 | 1340.908 | 0 | 1402.8304 | 1402.8304 | 0 | 0 | 0 | 4.195 | 0 | 0
276 | 1421.717 | 0 | 3054.7645 | 1492.039 | -1562.7255 | 0 | 0 | 0 | 0 | 0
277 | 1076.722 | 0 | 2449.0083 | 1129.9796 | -1319.0287 | 0 | 0 | 0 | 0 | 0
278 | 1233.429 | 0 | 3044.4283 | 1294.4377 | -1749.9906 | 0 | 0 | 0 | 0 | 0
279 | 966.192 | 0 | 904.024 | 904.024 | 0 | 0 | 0 | 104.776 | 0 | 0
280 | 1205.397 | 0 | 1021.1377 | 1021.1377 | 0 | 0 | 0 | 232.387 | 0 | 0
281 | 1237.532 | 0 | 16.0893 | 16.0893 | 0 | 0 | 0 | 1222.201 | 0 | 0
282 | 859.624 | 0 | 1.0285 | 1.0285 | 0 | 0 | 0 | 858.644 | 0 | 0
283 | 1175.2 | 0 | 0 | 0 | 0 | 0 | 0 | 1175.2 | 0 | 0
284 | 1189.6 | 0 | 0 | 0 | 0 | 0 | 0 | 5.061 | 0 | 1243.1295
285 | 1346.4 | 0 | 0 | 0 | 0 | 0 | 0 | 0 | 0 | 1412.9966
286 | 1161.6 | 0 | 0 | 0 | 0 | 0 | 0 | 0 | 0 | 1219.0559
287 | 1086.4 | 0 | 0 | 0 | 0 | 0 | 0 | 0 | 0 | 1140.1363
288 | 136.8 | 0 | 0 | 0 | 0 | 0 | 0 | 0 | 0 | 143.5665
289 | 106.4 | 0 | 0 | 0 | 0 | 0 | 0 | 106.4 | 0 | 0
290 | 88 | 0 | 0 | 0 | 0 | 0 | 0 | 88 | 0 | 0
291 | 92 | 0 | 0 | 0 | 0 | 0 | 0 | 92 | 0 | 0
292 | 88 | 0 | 0 | 0 | 0 | 0 | 0 | 88 | 0 | 0
293 | 92 | 0 | 0 | 0 | 0 | 0 | 0 | 92 | 0 | 0
294 | 84.8 | 0 | 0 | 0 | 0 | 0 | 0 | 84.8 | 0 | 0
295 | 82.4 | 0 | 99.6035 | 86.4757 | -13.1277 | 0 | 0 | 0 | 0 | 0
296 | 81.362 | 0 | 1224.6296 | 85.3864 | -1139.2432 | 0 | 0 | 0 | 0 | 0
297 | 804.961 | 0 | 2413.6383 | 844.7765 | -1568.8617 | 0 | 0 | 0 | 0 | 0
298 | 971.201 | 0 | 3214.5641 | 1019.2382 | -1888.3791 | 0 | 306.9469 | 0 | 0 | 0
299 | 1378.581 | 0 | 3722.6247 | 1446.7683 | -1888.3791 | 0 | 387.4774 | 0 | 0 | 0
300 | 1301.865 | 0 | 3985.4815 | 1366.2588 | -1888.3791 | 0 | 730.8437 | 0 | 0 | 0
301 | 1411.199 | 0 | 3833.533 | 1481.0007 | -1200.2768 | 0 | 1152.2555 | 0 | 0 | 0
302 | 1430.445 | 0 | 2805.346 | 1501.1987 | 0 | 0 | 1304.1474 | 0 | 0 | 0
303 | 1147.683 | 0 | 1719.4586 | 1204.4505 | 0 | 0 | 515.0081 | 0 | 0 | 0
304 | 1193.172 | 0 | 995.9779 | 995.9779 | 0 | 0 | 0 | 244.136 | 0 | 0
305 | 1254.203 | 0 | 634.8021 | 634.8021 | 0 | 0 | 0 | 649.32 | 0 | 0
306 | 1409.776 | 0 | 81.7899 | 81.7899 | 0 | 0 | 0 | 1331.841 | 0 | 0
307 | 1164.8 | 0 | 0 | 0 | 0 | 0 | 0 | 0 | 0 | 1222.4142
308 | 1167.2 | 0 | 0 | 0 | 0 | 0 | 0 | 0 | 0 | 1224.9329
309 | 1375.2 | 0 | 0 | 0 | 0 | 0 | 0 | 0 | 0 | 1443.2211
310 | 1362.4 | 0 | 0 | 0 | 0 | 0 | 0 | 0 | 0 | 1429.788
311 | 1214.4 | 0 | 0 | 0 | 0 | 0 | 0 | 0 | 0 | 1274.4675
312 | 949.6 | 0 | 0 | 0 | 0 | 0 | 0 | 949.6 | 0 | 0
313 | 1832.8 | 0 | 0 | 0 | 0 | 0 | 0 | 1832.8 | 0 | 0
314 | 1784.8 | 0 | 0 | 0 | 0 | 0 | 0 | 1784.8 | 0 | 0
315 | 1888 | 0 | 0 | 0 | 0 | 0 | 0 | 1888 | 0 | 0
316 | 2028.8 | 0 | 0 | 0 | 0 | 0 | 0 | 2028.8 | 0 | 0
317 | 2156.8 | 0 | 0 | 0 | 0 | 0 | 0 | 2156.8 | 0 | 0
318 | 2129.6 | 0 | 0 | 0 | 0 | 0 | 0 | 2129.6 | 0 | 0
319 | 1976.8 | 0 | 105.3682 | 0 | -105.3682 | 0 | 0 | 1976.8 | 0 | 0
320 | 1127.549 | 0 | 1294.0442 | 0 | -1294.0442 | 0 | 0 | 1127.549 | 0 | 0
321 | 1638.403 | 0 | 2502.7146 | 1706.2448 | -796.4698 | 0 | 0 | 12.576 | 0 | 0
322 | 1940.862 | 0 | 3192.0856 | 2036.8623 | -1155.2234 | 0 | 0 | 0 | 0 | 0
323 | 2188.553 | 0 | 3752.7705 | 2296.8047 | -1455.9658 | 0 | 0 | 0 | 0 | 0
324 | 2025.649 | 0 | 3288.271 | 2125.8431 | -1162.4279 | 0 | 0 | 0 | 0 | 0
325 | 1943.684 | 0 | 2798.7428 | 2039.8239 | -758.919 | 0 | 0 | 0 | 0 | 0
326 | 2335.268 | 0 | 2859.6652 | 2450.7767 | -408.8885 | 0 | 0 | 0 | 0 | 0
327 | 2168.745 | 0 | 1878.7062 | 1878.7062 | 0 | 0 | 0 | 378.585 | 0 | 0
328 | 1973.613 | 0 | 2273.2496 | 2071.2332 | -202.0163 | 0 | 0 | 0 | 0 | 0
329 | 2279.797 | 0 | 1311.3341 | 1311.3341 | 0 | 0 | 0 | 1030.268 | 0 | 0
330 | 1609.172 | 0 | 176.4724 | 176.4724 | 0 | 0 | 0 | 1441.017 | 0 | 0
331 | 2156.812 | 0 | 0 | 0 | 0 | 0 | 0 | 1013.965 | 0 | 1199.3753
332 | 2172.8 | 0 | 0 | 0 | 0 | 0 | 0 | 373.423 | 0 | 1888.3791
333 | 2000 | 0 | 0 | 0 | 0 | 0 | 0 | 200.623 | 0 | 1888.3791
334 | 1667.2 | 0 | 0 | 0 | 0 | 0 | 0 | 0 | 0 | 1749.6642
335 | 2352 | 0 | 0 | 0 | 0 | 0 | 0 | 552.623 | 0 | 1888.3791
336 | 2075.2 | 0 | 0 | 0 | 0 | 0 | 0 | 2075.2 | 0 | 0
337 | 1518.4 | 0 | 0 | 0 | 0 | 0 | 0 | 1518.4 | 0 | 0
338 | 1494.4 | 0 | 0 | 0 | 0 | 0 | 0 | 1494.4 | 0 | 0
339 | 1260 | 0 | 0 | 0 | 0 | 0 | 0 | 1260 | 0 | 0
340 | 1234.4 | 0 | 0 | 0 | 0 | 0 | 0 | 1234.4 | 0 | 0
341 | 1272 | 0 | 0 | 0 | 0 | 0 | 0 | 1272 | 0 | 0
342 | 1414.4 | 0 | 0 | 0 | 0 | 0 | 0 | 1414.4 | 0 | 0
343 | 1373.6 | 0 | 68.5058 | 0 | -68.5058 | 0 | 0 | 1373.6 | 0 | 0
344 | 996.612 | 0 | 1039.242 | 0 | -1039.242 | 0 | 0 | 996.612 | 0 | 0
345 | 1176.84 | 0 | 985.3867 | 0 | -985.3867 | 0 | 0 | 1176.84 | 0 | 0
346 | 1297.88 | 0 | 1742.3956 | 403.0556 | -1339.34 | 0 | 0 | 913.821 | 0 | 0
347 | 1357.844 | 0 | 2291.7526 | 1425.0066 | -866.746 | 0 | 0 | 0 | 0 | 0
348 | 1435.047 | 0 | 2780.1159 | 1506.0283 | -1274.0876 | 0 | 0 | 0 | 0 | 0
349 | 1435.033 | 0 | 2370.5348 | 1506.0136 | -864.5211 | 0 | 0 | 0 | 0 | 0
350 | 1087.883 | 0 | 2609.171 | 1141.6926 | -1467.4784 | 0 | 0 | 0 | 0 | 0
351 | 1211.392 | 0 | 1751.0023 | 1271.3107 | -479.6916 | 0 | 0 | 0 | 0 | 0
352 | 1440.601 | 0 | 489.207 | 489.207 | 0 | 0 | 0 | 974.451 | 0 | 0
353 | 1275.894 | 0 | 85.0768 | 85.0768 | 0 | 0 | 0 | 1194.827 | 0 | 0
354 | 1244.187 | 0 | 0 | 0 | 0 | 0 | 0 | 1244.187 | 0 | 0
355 | 798.4 | 0 | 0 | 0 | 0 | 0 | 0 | 0 | 0 | 837.891
356 | 1210.4 | 0 | 0 | 0 | 0 | 0 | 0 | 0 | 0 | 1270.2697
357 | 1458.4 | 0 | 0 | 0 | 0 | 0 | 0 | 0 | 0 | 1530.5364
358 | 1131.2 | 0 | 0 | 0 | 0 | 0 | 0 | 0 | 0 | 1187.1522
359 | 1050.4 | 0 | 0 | 0 | 0 | 0 | 0 | 0 | 0 | 1102.3556
360 | 949.6 | 0 | 0 | 0 | 0 | 0 | 0 | 949.6 | 0 | 0
361 | 1194.4 | 0 | 0 | 0 | 0 | 0 | 0 | 1194.4 | 0 | 0
362 | 1084.8 | 0 | 0 | 0 | 0 | 0 | 0 | 1084.8 | 0 | 0
363 | 1221.6 | 0 | 0 | 0 | 0 | 0 | 0 | 1221.6 | 0 | 0
364 | 1077.6 | 0 | 0 | 0 | 0 | 0 | 0 | 1077.6 | 0 | 0
365 | 1200.8 | 0 | 0 | 0 | 0 | 0 | 0 | 1200.8 | 0 | 0
366 | 1140 | 0 | 0 | 0 | 0 | 0 | 0 | 1140 | 0 | 0
367 | 1037.6 | 0 | 11.2041 | 11.2041 | 0 | 0 | 0 | 1026.924 | 0 | 0
368 | 866.892 | 0 | 565.3865 | 565.3865 | 0 | 0 | 0 | 328.153 | 0 | 0
369 | 1066.826 | 0 | 1554.6782 | 1119.5941 | -435.0841 | 0 | 0 | 0 | 0 | 0
370 | 1366.055 | 0 | 2511.9572 | 1433.6238 | -1078.3334 | 0 | 0 | 0 | 0 | 0
371 | 1574.613 | 0 | 3341.5858 | 1652.4976 | -1689.0882 | 0 | 0 | 0 | 0 | 0
372 | 1515.751 | 0 | 3009.6407 | 1590.7241 | -1418.9166 | 0 | 0 | 0 | 0 | 0
373 | 1570.042 | 0 | 1836.0193 | 1647.7005 | -188.3187 | 0 | 0 | 0 | 0 | 0
374 | 1584.014 | 0 | 3416.1953 | 1662.3636 | -1753.8316 | 0 | 0 | 0 | 0 | 0
375 | 1443.606 | 0 | 2130.6328 | 1515.0107 | -615.6222 | 0 | 0 | 0 | 0 | 0
376 | 1857.159 | 0 | 1952.9777 | 1949.0191 | -3.9586 | 0 | 0 | 0 | 0 | 0
377 | 2051.354 | 0 | 634.9984 | 634.9984 | 0 | 0 | 0 | 1446.284 | 0 | 0
378 | 1864.668 | 0 | 70.8597 | 70.8597 | 0 | 0 | 0 | 1797.148 | 0 | 0
379 | 1687.2 | 0 | 0 | 0 | 0 | 0 | 0 | 0 | 0 | 1770.6535
380 | 1437.6 | 0 | 0 | 0 | 0 | 0 | 0 | 0 | 0 | 1508.7076
381 | 1798.4 | 0 | 0 | 0 | 0 | 0 | 0 | 0 | 0 | 1887.3537
382 | 1439.2 | 0 | 0 | 0 | 0 | 0 | 0 | 0 | 0 | 1510.3867
383 | 1318.4 | 0 | 0 | 0 | 0 | 0 | 0 | 0 | 0 | 1383.6116
384 | 1333.6 | 0 | 0 | 0 | 0 | 0 | 0 | 1333.6 | 0 | 0
385 | 1427.2 | 0 | 0 | 0 | 0 | 0 | 0 | 1427.2 | 0 | 0
386 | 1464.8 | 0 | 0 | 0 | 0 | 0 | 0 | 1464.8 | 0 | 0
387 | 1109.6 | 0 | 0 | 0 | 0 | 0 | 0 | 1109.6 | 0 | 0
388 | 1159.2 | 0 | 0 | 0 | 0 | 0 | 0 | 1159.2 | 0 | 0
389 | 1433.6 | 0 | 0 | 0 | 0 | 0 | 0 | 1433.6 | 0 | 0
390 | 1189.6 | 0 | 0 | 0 | 0 | 0 | 0 | 1189.6 | 0 | 0
391 | 1440 | 0 | 64.3992 | 64.3992 | 0 | 0 | 0 | 1378.636 | 0 | 0
392 | 1042.494 | 0 | 993.3039 | 993.3039 | 0 | 0 | 0 | 96.006 | 0 | 0
393 | 1260.412 | 0 | 2382.6781 | 1322.7554 | -1059.9227 | 0 | 0 | 0 | 0 | 0
394 | 1528.29 | 0 | 3131.5673 | 1603.8834 | -1527.684 | 0 | 0 | 0 | 0 | 0
395 | 1634.053 | 0 | 3699.0171 | 1714.8777 | -1888.3791 | 0 | 95.7603 | 0 | 0 | 0
396 | 1747.764 | 0 | 4146.5478 | 1834.2131 | -1888.3791 | 0 | 423.9556 | 0 | 0 | 0
397 | 1461.828 | 0 | 2350.7429 | 1534.134 | -816.609 | 0 | 0 | 0 | 0 | 0
398 | 1421.187 | 0 | 2732.0914 | 1491.4828 | -1240.6087 | 0 | 0 | 0 | 0 | 0
399 | 1580.373 | 0 | 2713.7846 | 1658.5425 | -1055.2421 | 0 | 0 | 0 | 0 | 0
400 | 1462.36 | 0 | 362.9115 | 362.9115 | 0 | 0 | 0 | 1116.553 | 0 | 0
401 | 1717.244 | 0 | 116.3046 | 116.3046 | 0 | 0 | 0 | 1606.421 | 0 | 0
402 | 1611.558 | 0 | 28.8151 | 28.8151 | 0 | 0 | 0 | 1584.101 | 0 | 0
403 | 1616.357 | 0 | 0 | 0 | 0 | 0 | 0 | 0 | 0 | 1696.3064
404 | 1480.8 | 0 | 0 | 0 | 0 | 0 | 0 | 0 | 0 | 1554.0444
405 | 1845.6 | 0 | 0 | 0 | 0 | 0 | 0 | 46.223 | 0 | 1888.3791
406 | 1497.6 | 0 | 0 | 0 | 0 | 0 | 0 | 0 | 0 | 1571.6753
407 | 1532 | 0 | 0 | 0 | 0 | 0 | 0 | 0 | 0 | 1607.7769
408 | 1503.2 | 0 | 0 | 0 | 0 | 0 | 0 | 1503.2 | 0 | 0
409 | 1740.8 | 0 | 0 | 0 | 0 | 0 | 0 | 1740.8 | 0 | 0
410 | 1453.6 | 0 | 0 | 0 | 0 | 0 | 0 | 1453.6 | 0 | 0
411 | 1256 | 0 | 0 | 0 | 0 | 0 | 0 | 1256 | 0 | 0
412 | 1274.4 | 0 | 0 | 0 | 0 | 0 | 0 | 1274.4 | 0 | 0
413 | 1436.8 | 0 | 0 | 0 | 0 | 0 | 0 | 1436.8 | 0 | 0
414 | 1512.8 | 0 | 0 | 0 | 0 | 0 | 0 | 1512.8 | 0 | 0
415 | 1361.6 | 0 | 58.5212 | 58.5212 | 0 | 0 | 0 | 1242.651 | 0 | 66.3114
416 | 1307.476 | 0 | 1241.146 | 1241.146 | 0 | 0 | 0 | 0 | 0 | 131.0013
417 | 1117.404 | 0 | 2470.4058 | 1172.6738 | -1297.732 | 0 | 0 | 0 | 0 | 0
418 | 1558.331 | 0 | 3268.348 | 1635.4103 | -1632.9377 | 0 | 0 | 0 | 0 | 0
419 | 1635.582 | 0 | 3887.0314 | 1716.4823 | -1888.3791 | 0 | 282.1701 | 0 | 0 | 0
420 | 1614.236 | 0 | 4189.3061 | 1694.0805 | -1888.3791 | 0 | 606.8466 | 0 | 0 | 0
421 | 1599.883 | 0 | 3766.5363 | 1679.0175 | -1888.3791 | 0 | 199.1397 | 0 | 0 | 0
422 | 1534.321 | 0 | 3561.826 | 1610.2127 | -990.8387 | 0 | 960.7747 | 0 | 0 | 0
423 | 1869.297 | 0 | 3112.3999 | 1961.7575 | 0 | 0 | 1150.6425 | 0 | 0 | 0
424 | 1731.41 | 0 | 2496.5395 | 1817.0502 | 0 | 0 | 679.4893 | 0 | 0 | 0
425 | 1852.086 | 0 | 1329.8078 | 1329.8078 | 0 | 0 | 0 | 584.954 | 0 | 0
426 | 1824.781 | 0 | 126.0226 | 126.0226 | 0 | 0 | 0 | 1704.698 | 0 | 0
427 | 1772.851 | 0 | 0 | 0 | 0 | 0 | 0 | 298.451 | 0 | 1547.3278
428 | 1725.6 | 0 | 0 | 0 | 0 | 0 | 0 | 0 | 0 | 1810.9528
429 | 1548.8 | 0 | 0 | 0 | 0 | 0 | 0 | 0 | 0 | 1625.4078
430 | 1660 | 0 | 0 | 0 | 0 | 0 | 0 | 0 | 0 | 1742.1081
431 | 1914.4 | 0 | 0 | 0 | 0 | 0 | 0 | 115.023 | 0 | 1888.3791
432 | 1842.4 | 0 | 0 | 0 | 0 | 0 | 0 | 1842.4 | 0 | 0
433 | 1708 | 0 | 0 | 0 | 0 | 0 | 0 | 1708 | 0 | 0
434 | 1356.8 | 0 | 0 | 0 | 0 | 0 | 0 | 1356.8 | 0 | 0
435 | 1073.6 | 0 | 0 | 0 | 0 | 0 | 0 | 1073.6 | 0 | 0
436 | 1288.8 | 0 | 0 | 0 | 0 | 0 | 0 | 1288.8 | 0 | 0
437 | 1396.8 | 0 | 0 | 0 | 0 | 0 | 0 | 1396.8 | 0 | 0
438 | 1372 | 0 | 0 | 0 | 0 | 0 | 0 | 1372 | 0 | 0
439 | 1415.2 | 0 | 91.1395 | 91.1395 | 0 | 0 | 0 | 1328.356 | 0 | 0
440 | 1131.076 | 0 | 1266.8411 | 1187.0221 | -79.819 | 0 | 0 | 0 | 0 | 0
441 | 1241.663 | 0 | 2490.6374 | 1303.079 | -1187.5584 | 0 | 0 | 0 | 0 | 0
442 | 856.555 | 0 | 3335.5293 | 898.9225 | -1888.3791 | 0 | 548.2278 | 0 | 0 | 0
443 | 1284.095 | 0 | 3882.4254 | 1347.6098 | -1888.3791 | 0 | 646.4365 | 0 | 0 | 0
444 | 1493.401 | 0 | 4123.5751 | 1567.2676 | -1888.3791 | 0 | 667.9284 | 0 | 0 | 0
445 | 1383.033 | 0 | 4037.2263 | 1451.4405 | -1888.3791 | 0 | 697.4068 | 0 | 0 | 0
446 | 1395.108 | 0 | 3108.8811 | 1464.1138 | -765.7531 | 0 | 879.0142 | 0 | 0 | 0
447 | 1147.015 | 0 | 2336.3768 | 1203.7495 | 0 | 0 | 1132.6274 | 0 | 0 | 0
448 | 1254.993 | 0 | 1499.9498 | 1317.0683 | 0 | 0 | 182.8815 | 0 | 0 | 0
449 | 1593.632 | 0 | 456.2739 | 456.2739 | 0 | 0 | 0 | 1158.863 | 0 | 0
450 | 1540.045 | 0 | 62.4021 | 62.4021 | 0 | 0 | 0 | 1480.584 | 0 | 0
451 | 1594.407 | 0 | 0 | 0 | 0 | 0 | 0 | 1594.407 | 0 | 0
452 | 1601.6 | 0 | 0 | 0 | 0 | 0 | 0 | 1601.6 | 0 | 0
453 | 1628.8 | 0 | 0 | 0 | 0 | 0 | 0 | 1458.248 | 0 | 178.988
454 | 1475.2 | 0 | 0 | 0 | 0 | 0 | 0 | 0 | 0 | 1548.1674
455 | 1756 | 0 | 0 | 0 | 0 | 0 | 0 | 0 | 0 | 1842.8565
456 | 1347.2 | 0 | 0 | 0 | 0 | 0 | 0 | 0 | 0 | 1413.8362
457 | 1464 | 0 | 0 | 0 | 0 | 0 | 0 | 1464 | 0 | 0
458 | 1484 | 0 | 0 | 0 | 0 | 0 | 0 | 1484 | 0 | 0
459 | 1376.8 | 0 | 0 | 0 | 0 | 0 | 0 | 1376.8 | 0 | 0
460 | 1298.4 | 0 | 0 | 0 | 0 | 0 | 0 | 1298.4 | 0 | 0
461 | 1472 | 0 | 0 | 0 | 0 | 0 | 0 | 1472 | 0 | 0
462 | 1540.8 | 0 | 0 | 0 | 0 | 0 | 0 | 1540.8 | 0 | 0
463 | 1121.6 | 0 | 75.1625 | 75.1625 | 0 | 0 | 0 | 0 | 0 | 1101.9148
464 | 1325.723 | 0 | 1209.4785 | 1209.4785 | 0 | 0 | 0 | 0 | 0 | 181.8184
465 | 1431.814 | 0 | 2416.9609 | 1502.6354 | -914.3255 | 0 | 0 | 0 | 0 | 0
466 | 1750.511 | 0 | 3210.6055 | 1837.096 | -1373.5095 | 0 | 0 | 0 | 0 | 0
467 | 1780.377 | 0 | 2694.5868 | 1868.4393 | -826.1475 | 0 | 0 | 0 | 0 | 0
468 | 1557.127 | 0 | 2448.598 | 1634.1467 | -814.4513 | 0 | 0 | 0 | 0 | 0
469 | 1473.887 | 0 | 2439.3743 | 1546.7894 | -892.5848 | 0 | 0 | 0 | 0 | 0
470 | 1373.544 | 0 | 3203.1522 | 1441.4832 | -1761.669 | 0 | 0 | 0 | 0 | 0
471 | 1430.954 | 0 | 1894.1836 | 1501.7329 | -392.4508 | 0 | 0 | 0 | 0 | 0
472 | 1796.545 | 0 | 1767.6793 | 1767.6793 | 0 | 0 | 0 | 112.179 | 0 | 0
473 | 1678.349 | 0 | 1136.7528 | 1136.7528 | 0 | 0 | 0 | 595.173 | 0 | 0
474 | 1629.66 | 0 | 152.87 | 152.87 | 0 | 0 | 0 | 1483.995 | 0 | 0
475 | 1404.8 | 0 | 0 | 0 | 0 | 0 | 0 | 0 | 0 | 1474.2852
476 | 1388.8 | 0 | 0 | 0 | 0 | 0 | 0 | 0 | 0 | 1457.4938
477 | 1344.8 | 0 | 0 | 0 | 0 | 0 | 0 | 0 | 0 | 1411.3174
478 | 1680.8 | 0 | 0 | 0 | 0 | 0 | 0 | 0 | 0 | 1763.9369
479 | 1447.2 | 0 | 0 | 0 | 0 | 0 | 0 | 0 | 0 | 1518.7824
480 | 1506.4 | 0 | 0 | 0 | 0 | 0 | 0 | 1506.4 | 0 | 0
481 | 1360.8 | 0 | 0 | 0 | 0 | 0 | 0 | 1360.8 | 0 | 0
482 | 1408 | 0 | 0 | 0 | 0 | 0 | 0 | 1408 | 0 | 0
483 | 1103.2 | 0 | 0 | 0 | 0 | 0 | 0 | 1103.2 | 0 | 0
484 | 1368 | 0 | 0 | 0 | 0 | 0 | 0 | 1368 | 0 | 0
485 | 1242.4 | 0 | 0 | 0 | 0 | 0 | 0 | 1242.4 | 0 | 0
486 | 1268.8 | 0 | 0 | 0 | 0 | 0 | 0 | 1268.8 | 0 | 0
487 | 1385.6 | 0 | 6.0502 | 6.0502 | 0 | 0 | 0 | 1344.625 | 0 | 36.9505
488 | 1391.679 | 0 | 509.107 | 509.107 | 0 | 0 | 0 | 0 | 0 | 951.4083
489 | 1424.117 | 0 | 1852.5126 | 1494.5577 | -357.9549 | 0 | 0 | 0 | 0 | 0
490 | 1612.774 | 0 | 3070.4729 | 1692.5462 | -1377.9267 | 0 | 0 | 0 | 0 | 0
491 | 1401.019 | 0 | 3641.2452 | 1470.3172 | -1888.3791 | 0 | 282.5489 | 0 | 0 | 0
492 | 1755.972 | 0 | 4059.4739 | 1842.8271 | -1888.3791 | 0 | 328.2677 | 0 | 0 | 0
493 | 1074.33 | 0 | 4111.8012 | 1127.4693 | -1888.3791 | 0 | 1095.9529 | 0 | 0 | 0
494 | 1159.81 | 0 | 3854.8402 | 1217.1763 | -1888.3791 | 0 | 749.2849 | 0 | 0 | 0
495 | 1567.968 | 0 | 2369.8337 | 1645.5239 | -297.2477 | 0 | 427.0621 | 0 | 0 | 0
496 | 1342.539 | 0 | 2061.7167 | 1408.9446 | 0 | 0 | 652.7721 | 0 | 0 | 0
497 | 1562.161 | 0 | 1283.3218 | 1283.3218 | 0 | 0 | 0 | 339.324 | 0 | 0
498 | 1560.409 | 0 | 191.634 | 191.634 | 0 | 0 | 0 | 1377.807 | 0 | 0
499 | 918.411 | 0 | 0 | 0 | 0 | 0 | 0 | 0 | 0 | 963.8381
500 | 1270.4 | 0 | 0 | 0 | 0 | 0 | 0 | 0 | 0 | 1333.2374
501 | 1204 | 0 | 0 | 0 | 0 | 0 | 0 | 0 | 0 | 1263.5531
502 | 1369.6 | 0 | 0 | 0 | 0 | 0 | 0 | 0 | 0 | 1437.3441
503 | 1345.6 | 0 | 0 | 0 | 0 | 0 | 0 | 0 | 0 | 1412.157
504 | 1280 | 0 | 0 | 0 | 0 | 0 | 0 | 1280 | 0 | 0
505 | 2330.4 | 0 | 0 | 0 | 0 | 0 | 0 | 2330.4 | 0 | 0
506 | 2057.6 | 0 | 0 | 0 | 0 | 0 | 0 | 2057.6 | 0 | 0
507 | 2428 | 0 | 0 | 0 | 0 | 0 | 0 | 2428 | 0 | 0
508 | 2208.8 | 0 | 0 | 0 | 0 | 0 | 0 | 2208.8 | 0 | 0
509 | 2004 | 0 | 0 | 0 | 0 | 0 | 0 | 2004 | 0 | 0
510 | 2379.2 | 0 | 0 | 0 | 0 | 0 | 0 | 2379.2 | 0 | 0
511 | 2040.8 | 0 | 74.5864 | 0 | -74.5864 | 0 | 0 | 2040.8 | 0 | 0
512 | 1723.786 | 0 | 1066.7484 | 1000.4371 | -66.3114 | 0 | 0 | 770.501 | 0 | 0
513 | 1825.298 | 0 | 2195.8338 | 1915.5822 | -280.2517 | 0 | 0 | 0 | 0 | 0
514 | 2095.805 | 0 | 3258.3634 | 2199.4692 | -1058.8942 | 0 | 0 | 0 | 0 | 0
515 | 2297.304 | 0 | 3776.6762 | 2410.9349 | -1365.7414 | 0 | 0 | 0 | 0 | 0
516 | 2286.452 | 0 | 4018.0642 | 2399.5461 | -1618.5181 | 0 | 0 | 0 | 0 | 0
517 | 2261.298 | 0 | 3968.9042 | 2373.1479 | -1595.7563 | 0 | 0 | 0 | 0 | 0
518 | 2390.381 | 0 | 3196.4189 | 2508.6157 | -687.8032 | 0 | 0 | 0 | 0 | 0
519 | 2181.431 | 0 | 2250.408 | 2250.408 | 0 | 0 | 0 | 37.088 | 0 | 0
520 | 1853.049 | 0 | 2330.6237 | 1944.7058 | -385.9179 | 0 | 0 | 0 | 0 | 0
521 | 2387.844 | 0 | 1043.2236 | 1043.2236 | 0 | 0 | 0 | 1393.789 | 0 | 0
522 | 2256.255 | 0 | 171.7886 | 171.7886 | 0 | 0 | 0 | 2092.563 | 0 | 0
523 | 2414.4 | 0 | 0 | 0 | 0 | 0 | 0 | 1403.73 | 0 | 1060.6605
524 | 1896.8 | 0 | 0 | 0 | 0 | 0 | 0 | 97.423 | 0 | 1888.3791
525 | 2389.6 | 0 | 0 | 0 | 0 | 0 | 0 | 590.223 | 0 | 1888.3791
526 | 2215.2 | 0 | 0 | 0 | 0 | 0 | 0 | 415.823 | 0 | 1888.3791
527 | 2295.2 | 0 | 0 | 0 | 0 | 0 | 0 | 495.823 | 0 | 1888.3791
528 | 1956 | 0 | 0 | 0 | 0 | 0 | 0 | 1956 | 0 | 0
529 | 1812 | 0 | 0 | 0 | 0 | 0 | 0 | 1812 | 0 | 0
530 | 1850.4 | 0 | 0 | 0 | 0 | 0 | 0 | 1850.4 | 0 | 0
531 | 1248.8 | 0 | 0 | 0 | 0 | 0 | 0 | 1248.8 | 0 | 0
532 | 1303.2 | 0 | 0 | 0 | 0 | 0 | 0 | 1303.2 | 0 | 0
533 | 1569.6 | 0 | 0 | 0 | 0 | 0 | 0 | 1569.6 | 0 | 0
534 | 1165.6 | 0 | 0 | 0 | 0 | 0 | 0 | 1165.6 | 0 | 0
535 | 1127.2 | 0 | 51.7333 | 51.7333 | 0 | 0 | 0 | 1077.905 | 0 | 0
536 | 845.369 | 0 | 989.446 | 887.1832 | -102.2628 | 0 | 0 | 0 | 0 | 0
537 | 1178.36 | 0 | 1944.0331 | 1236.6449 | -707.3882 | 0 | 0 | 0 | 0 | 0
538 | 1572.128 | 0 | 2912.3073 | 1649.8897 | -1262.4176 | 0 | 0 | 0 | 0 | 0
539 | 1408.437 | 0 | 3850.0326 | 1478.1021 | -1888.3791 | 0 | 483.5515 | 0 | 0 | 0
540 | 1438.896 | 0 | 4131.8071 | 1510.0666 | -1888.3791 | 0 | 733.3614 | 0 | 0 | 0
541 | 1516.32 | 0 | 4129.4363 | 1591.3213 | -1888.3791 | 0 | 649.736 | 0 | 0 | 0
542 | 1377.594 | 0 | 2367.1408 | 1445.7335 | -921.4073 | 0 | 0 | 0 | 0 | 0
543 | 1550.943 | 0 | 2721.303 | 1627.6558 | -928.0325 | 0 | 165.6147 | 0 | 0 | 0
544 | 1543.534 | 0 | 2352.4546 | 1619.8814 | 0 | 0 | 732.5732 | 0 | 0 | 0
545 | 1201.14 | 0 | 1281.5335 | 1260.5516 | 0 | 0 | 20.9819 | 0 | 0 | 0
546 | 1293.095 | 0 | 208.7875 | 208.7875 | 0 | 0 | 0 | 1094.148 | 0 | 0
547 | 1413.61 | 0 | 0 | 0 | 0 | 0 | 0 | 0 | 0 | 1483.531
548 | 1265.6 | 0 | 0 | 0 | 0 | 0 | 0 | 0 | 0 | 1328.2
549 | 1180.8 | 0 | 0 | 0 | 0 | 0 | 0 | 0 | 0 | 1239.2056
550 | 1695.2 | 0 | 0 | 0 | 0 | 0 | 0 | 0 | 0 | 1779.0492
551 | 1346.4 | 0 | 0 | 0 | 0 | 0 | 0 | 0 | 0 | 1412.9966
552 | 1211.2 | 0 | 0 | 0 | 0 | 0 | 0 | 1092.831 | 0 | 124.2239
553 | 1408 | 0 | 0 | 0 | 0 | 0 | 0 | 1408 | 0 | 0
554 | 1139.2 | 0 | 0 | 0 | 0 | 0 | 0 | 1139.2 | 0 | 0
555 | 1446.4 | 0 | 0 | 0 | 0 | 0 | 0 | 1446.4 | 0 | 0
556 | 1142.4 | 0 | 0 | 0 | 0 | 0 | 0 | 1142.4 | 0 | 0
557 | 880 | 0 | 0 | 0 | 0 | 0 | 0 | 880 | 0 | 0
558 | 1145.6 | 0 | 0 | 0 | 0 | 0 | 0 | 1145.6 | 0 | 0
559 | 943.2 | 0 | 24.4346 | 24.4346 | 0 | 0 | 0 | 0 | 0 | 965.4186
560 | 1274.438 | 0 | 1055.9253 | 1055.9253 | 0 | 0 | 0 | 0 | 0 | 281.5499
561 | 1429.443 | 0 | 2543.0601 | 1500.1471 | -1042.913 | 0 | 0 | 0 | 0 | 0
562 | 1547.522 | 0 | 3419.5178 | 1624.0666 | -1795.4512 | 0 | 0 | 0 | 0 | 0
563 | 1405.725 | 0 | 3926.7284 | 1475.2549 | -1888.3791 | 0 | 563.0945 | 0 | 0 | 0
564 | 1431.852 | 0 | 4205.1037 | 1502.6742 | -1888.3791 | 0 | 814.0504 | 0 | 0 | 0
565 | 1367.56 | 0 | 4204.2357 | 1435.2022 | -1888.3791 | 0 | 880.6545 | 0 | 0 | 0
566 | 1673.787 | 0 | 3939.704 | 1756.577 | -1083.1442 | 0 | 1099.9828 | 0 | 0 | 0
567 | 1642.84 | 0 | 3414.811 | 1724.0993 | 0 | 0 | 1690.7117 | 0 | 0 | 0
568 | 1902.457 | 0 | 2593.3021 | 1996.5577 | 0 | 0 | 596.7444 | 0 | 0 | 0
569 | 1899.267 | 0 | 1441.7907 | 1441.7907 | 0 | 0 | 0 | 525.43 | 0 | 0
570 | 1621.58 | 0 | 230.208 | 230.208 | 0 | 0 | 0 | 1402.222 | 0 | 0
571 | 1806.403 | 0 | 0 | 0 | 0 | 0 | 0 | 7.026 | 0 | 1888.3791
572 | 1360.8 | 0 | 0 | 0 | 0 | 0 | 0 | 0 | 0 | 1428.1088
573 | 1477.6 | 0 | 0 | 0 | 0 | 0 | 0 | 0 | 0 | 1550.6861
574 | 1830.4 | 0 | 0 | 0 | 0 | 0 | 0 | 31.023 | 0 | 1888.3791
575 | 1500.8 | 0 | 0 | 0 | 0 | 0 | 0 | 0 | 0 | 1575.0336
576 | 1522.4 | 0 | 0 | 0 | 0 | 0 | 0 | 1522.4 | 0 | 0
577 | 1083.2 | 0 | 0 | 0 | 0 | 0 | 0 | 1083.2 | 0 | 0
578 | 1204 | 0 | 0 | 0 | 0 | 0 | 0 | 1204 | 0 | 0
579 | 1488.8 | 0 | 0 | 0 | 0 | 0 | 0 | 1488.8 | 0 | 0
580 | 1076 | 0 | 0 | 0 | 0 | 0 | 0 | 1076 | 0 | 0
581 | 1073.6 | 0 | 0 | 0 | 0 | 0 | 0 | 1073.6 | 0 | 0
582 | 912 | 0 | 0 | 0 | 0 | 0 | 0 | 912 | 0 | 0
583 | 964.8 | 0 | 58.0395 | 58.0395 | 0 | 0 | 0 | 739.571 | 0 | 178.3299
584 | 1236.892 | 0 | 1192.813 | 1192.813 | 0 | 0 | 0 | 0 | 0 | 105.259
585 | 902.102 | 0 | 2415.3972 | 946.7224 | -1468.6748 | 0 | 0 | 0 | 0 | 0
586 | 1643.977 | 0 | 3259.2481 | 1725.2925 | -1533.9556 | 0 | 0 | 0 | 0 | 0
587 | 1404.929 | 0 | 3790.7086 | 1474.4195 | -1888.3791 | 0 | 427.91 | 0 | 0 | 0
588 | 1257.977 | 0 | 4071.3014 | 1320.1999 | -1888.3791 | 0 | 862.7224 | 0 | 0 | 0
589 | 1143.986 | 0 | 4041.4588 | 1200.5706 | -1888.3791 | 0 | 952.5091 | 0 | 0 | 0
590 | 1063.922 | 0 | 3737.6142 | 1116.5454 | -918.8781 | 0 | 1702.1907 | 0 | 0 | 0
591 | 1565.032 | 0 | 3226.7483 | 1642.4427 | 0 | 0 | 1584.3056 | 0 | 0 | 0
592 | 1529.519 | 0 | 2432.6399 | 1605.1731 | 0 | 0 | 827.4667 | 0 | 0 | 0
593 | 1548.768 | 0 | 1214.0909 | 1214.0909 | 0 | 0 | 0 | 391.899 | 0 | 0
594 | 954.794 | 0 | 181.8509 | 181.8509 | 0 | 0 | 0 | 781.514 | 0 | 0
595 | 979.933 | 0 | 0 | 0 | 0 | 0 | 0 | 0 | 0 | 1028.4031
596 | 1248.8 | 0 | 0 | 0 | 0 | 0 | 0 | 0 | 0 | 1310.569
597 | 1226.4 | 0 | 0 | 0 | 0 | 0 | 0 | 0 | 0 | 1287.0611
598 | 1332 | 0 | 0 | 0 | 0 | 0 | 0 | 0 | 0 | 1397.8843
599 | 1236.8 | 0 | 0 | 0 | 0 | 0 | 0 | 0 | 0 | 1297.9755
600 | 1285.6 | 0 | 0 | 0 | 0 | 0 | 0 | 1285.6 | 0 | 0
601 | 1532.8 | 0 | 0 | 0 | 0 | 0 | 0 | 1532.8 | 0 | 0
602 | 1344.8 | 0 | 0 | 0 | 0 | 0 | 0 | 1344.8 | 0 | 0
603 | 1204.8 | 0 | 0 | 0 | 0 | 0 | 0 | 1204.8 | 0 | 0
604 | 1120.8 | 0 | 0 | 0 | 0 | 0 | 0 | 1120.8 | 0 | 0
605 | 1085.6 | 0 | 0 | 0 | 0 | 0 | 0 | 1085.6 | 0 | 0
606 | 1070.4 | 0 | 0 | 0 | 0 | 0 | 0 | 218.492 | 0 | 894.0457
607 | 1341.6 | 0 | 38.5027 | 38.5027 | 0 | 0 | 0 | 0 | 0 | 1369.4565
608 | 915.255 | 0 | 931.7455 | 931.7455 | 0 | 0 | 0 | 0 | 0 | 28.7805
609 | 1043.557 | 0 | 1299.9705 | 1095.1742 | -204.7963 | 0 | 0 | 0 | 0 | 0
610 | 1135.797 | 0 | 2380.5561 | 1191.9766 | -1188.5795 | 0 | 0 | 0 | 0 | 0
611 | 1052.302 | 0 | 3431.827 | 1104.3507 | -1888.3791 | 0 | 439.0973 | 0 | 0 | 0
612 | 1010.911 | 0 | 3438.9539 | 1060.9134 | -1888.3791 | 0 | 489.6615 | 0 | 0 | 0
613 | 907.915 | 0 | 3504.3931 | 952.8229 | -1888.3791 | 0 | 663.1912 | 0 | 0 | 0
614 | 1041.693 | 0 | 3028.19 | 1093.2169 | -1888.3791 | 0 | 46.594 | 0 | 0 | 0
615 | 1029.977 | 0 | 2388.1573 | 1080.9214 | -639.7546 | 0 | 667.4814 | 0 | 0 | 0
616 | 1033.486 | 0 | 1363.3234 | 1084.605 | 0 | 0 | 278.7184 | 0 | 0 | 0
617 | 1376.376 | 0 | 1216.4091 | 1216.4091 | 0 | 0 | 0 | 0 | 0 | 228.0461
618 | 1168.446 | 0 | 224.924 | 224.924 | 0 | 0 | 0 | 0 | 0 | 1001.3165
619 | 1198.4 | 0 | 0 | 0 | 0 | 0 | 0 | 0 | 0 | 1257.6761
620 | 1109.6 | 0 | 0 | 0 | 0 | 0 | 0 | 0 | 0 | 1164.4838
621 | 1098.4 | 0 | 0 | 0 | 0 | 0 | 0 | 0 | 0 | 1152.7298
622 | 1179.2 | 0 | 0 | 0 | 0 | 0 | 0 | 0 | 0 | 1237.5264
623 | 1169.6 | 0 | 0 | 0 | 0 | 0 | 0 | 0 | 0 | 1227.4516
624 | 497.6 | 0 | 0 | 0 | 0 | 0 | 0 | 0 | 0 | 522.2126
625 | 369.6 | 0 | 0 | 0 | 0 | 0 | 0 | 369.6 | 0 | 0
626 | 342.4 | 0 | 0 | 0 | 0 | 0 | 0 | 342.4 | 0 | 0
627 | 378.4 | 0 | 0 | 0 | 0 | 0 | 0 | 378.4 | 0 | 0
628 | 387.2 | 0 | 0 | 0 | 0 | 0 | 0 | 387.2 | 0 | 0
629 | 368.8 | 0 | 0 | 0 | 0 | 0 | 0 | 183.737 | 0 | 194.2167
630 | 325.6 | 0 | 0 | 0 | 0 | 0 | 0 | 0 | 0 | 341.7051
631 | 335.2 | 0 | 64.9701 | 64.9701 | 0 | 0 | 0 | 0 | 0 | 286.8098
632 | 281.28 | 0 | 1212.7245 | 295.1929 | -917.5316 | 0 | 0 | 0 | 0 | 0
633 | 812.402 | 0 | 2384.4905 | 852.5856 | -1531.9049 | 0 | 0 | 0 | 0 | 0
634 | 1193.029 | 0 | 3289.6384 | 1252.0394 | -1888.3791 | 0 | 149.22 | 0 | 0 | 0
635 | 997.388 | 0 | 3359.4634 | 1046.7205 | -1888.3791 | 0 | 424.3639 | 0 | 0 | 0
636 | 1238.61 | 0 | 4050.4328 | 1299.8739 | -1888.3791 | 0 | 862.1798 | 0 | 0 | 0
637 | 1158.511 | 0 | 4011.2889 | 1215.8141 | -1472.0729 | 0 | 1323.4019 | 0 | 0 | 0
638 | 1234.863 | 0 | 3821.8294 | 1295.9427 | 0 | 0 | 2525.8867 | 0 | 0 | 0
639 | 1047.104 | 0 | 2377.4832 | 1098.8966 | 0 | 0 | 1278.5866 | 0 | 0 | 0
640 | 1281.661 | 0 | 2070.1386 | 1345.0554 | 0 | 0 | 725.0832 | 0 | 0 | 0
641 | 1055.169 | 0 | 1243.3992 | 1107.3605 | 0 | 0 | 136.0387 | 0 | 0 | 0
642 | 1044.091 | 0 | 202.4214 | 202.4214 | 0 | 0 | 0 | 0 | 0 | 893.3131
643 | 1088.323 | 0 | 0 | 0 | 0 | 0 | 0 | 0 | 0 | 1142.1544
644 | 898.4 | 0 | 0 | 0 | 0 | 0 | 0 | 0 | 0 | 942.8373
645 | 270.4 | 0 | 0 | 0 | 0 | 0 | 0 | 0 | 0 | 283.7747
646 | 91.2 | 0 | 0 | 0 | 0 | 0 | 0 | 0 | 0 | 95.711
647 | 94.4 | 0 | 0 | 0 | 0 | 0 | 0 | 0 | 0 | 99.0693
648 | 91.2 | 0 | 0 | 0 | 0 | 0 | 0 | 0 | 0 | 95.711
649 | 96 | 0 | 0 | 0 | 0 | 0 | 0 | 0 | 0 | 100.7484
650 | 88 | 0 | 0 | 0 | 0 | 0 | 0 | 0 | 0 | 92.3527
651 | 94.4 | 0 | 0 | 0 | 0 | 0 | 0 | 0 | 0 | 99.0693
652 | 85.6 | 0 | 0 | 0 | 0 | 0 | 0 | 0 | 0 | 89.834
653 | 95.2 | 0 | 0 | 0 | 0 | 0 | 0 | 0 | 0 | 99.9088
654 | 88 | 0 | 0 | 0 | 0 | 0 | 0 | 0 | 0 | 92.3527
655 | 93.6 | 0 | 57.5882 | 57.5882 | 0 | 0 | 0 | 0 | 0 | 40.6415
656 | 77.076 | 0 | 1175.2198 | 80.8884 | -1094.3314 | 0 | 0 | 0 | 0 | 0
657 | 83.396 | 0 | 1704.7724 | 87.521 | -1617.2514 | 0 | 0 | 0 | 0 | 0
658 | 78.901 | 0 | 3196.7809 | 82.8026 | -1888.3791 | 0 | 1225.5993 | 0 | 0 | 0
659 | 86.02 | 0 | 3702.5537 | 90.2758 | -37.9905 | 0 | 3574.2874 | 0 | 0 | 0
660 | 80.475 | 0 | 3974.819 | 84.4555 | 0 | 0 | 3890.3635 | 0 | 0 | 0
661 | 88.61 | 0 | 3981.1431 | 92.9929 | 0 | 0 | 3888.1502 | 0 | 0 | 0
662 | 80.761 | 0 | 3732.3186 | 84.7557 | 0 | 0 | 3647.5629 | 0 | 0 | 0
663 | 95.362 | 0 | 3264.55 | 100.0789 | 0 | 0 | 3164.4711 | 0 | 0 | 0
664 | 84.557 | 0 | 1861.0059 | 88.7394 | 0 | 0 | 1772.2665 | 0 | 0 | 0
665 | 90.093 | 0 | 1382.6283 | 94.5492 | 0 | 0 | 1288.079 | 0 | 0 | 0
666 | 80.774 | 0 | 233.5779 | 84.7693 | 0 | 0 | 148.8086 | 0 | 0 | 0
667 | 96.805 | 0 | 0 | 0 | 0 | 0 | 0 | 0 | 0 | 101.5932
668 | 86.4 | 0 | 0 | 0 | 0 | 0 | 0 | 0 | 0 | 90.6736
669 | 93.6 | 0 | 0 | 0 | 0 | 0 | 0 | 0 | 0 | 98.2297
670 | 87.2 | 0 | 0 | 0 | 0 | 0 | 0 | 0 | 0 | 91.5131
671 | 92.8 | 0 | 0 | 0 | 0 | 0 | 0 | 0 | 0 | 97.3901
672 | 87.2 | 0 | 0 | 0 | 0 | 0 | 0 | 0 | 0 | 91.5131
673 | 93.6 | 0 | 0 | 0 | 0 | 0 | 0 | 0 | 0 | 98.2297
674 | 88 | 0 | 0 | 0 | 0 | 0 | 0 | 0 | 0 | 92.3527
675 | 92.8 | 0 | 0 | 0 | 0 | 0 | 0 | 0 | 0 | 97.3901
676 | 87.2 | 0 | 0 | 0 | 0 | 0 | 0 | 0 | 0 | 91.5131
677 | 93.6 | 0 | 0 | 0 | 0 | 0 | 0 | 0 | 0 | 98.2297
678 | 83.2 | 0 | 0 | 0 | 0 | 0 | 0 | 0 | 0 | 87.3153
679 | 84.8 | 0 | 54.1229 | 54.1229 | 0 | 0 | 0 | 0 | 0 | 34.8715
680 | 79.796 | 0 | 1143.6887 | 83.7429 | -1059.9458 | 0 | 0 | 0 | 0 | 0
681 | 84.042 | 0 | 2351.2771 | 88.1979 | -243.0451 | 0 | 2020.0341 | 0 | 0 | 0
682 | 80.506 | 0 | 3138.7834 | 84.488 | 0 | 0 | 3054.2954 | 0 | 0 | 0
683 | 81.184 | 0 | 3567.4134 | 85.1996 | 0 | 0 | 3482.2138 | 0 | 0 | 0
684 | 80.078 | 0 | 3866.9363 | 84.0389 | 0 | 0 | 3782.8975 | 0 | 0 | 0
685 | 81.515 | 0 | 3724.7352 | 85.547 | 0 | 0 | 3639.1882 | 0 | 0 | 0
686 | 74.649 | 0 | 2469.7814 | 78.3413 | 0 | 0 | 2391.44 | 0 | 0 | 0
687 | 88.307 | 0 | 2113.5749 | 92.6749 | 0 | 0 | 2020.9 | 0 | 0 | 0
688 | 79.067 | 0 | 1160.86 | 82.9779 | 0 | 0 | 1077.8822 | 0 | 0 | 0
689 | 84.323 | 0 | 248.7646 | 88.4938 | 0 | 0 | 160.2708 | 0 | 0 | 0
690 | 79.24 | 0 | 175.17 | 83.1594 | 0 | 0 | 92.0106 | 0 | 0 | 0
691 | 95.215 | 0 | 0 | 0 | 0 | 0 | 0 | 0 | 0 | 99.9246
692 | 89.6 | 0 | 0 | 0 | 0 | 0 | 0 | 0 | 0 | 94.0319
693 | 93.6 | 0 | 0 | 0 | 0 | 0 | 0 | 0 | 0 | 98.2297
694 | 87.2 | 0 | 0 | 0 | 0 | 0 | 0 | 0 | 0 | 91.5131
695 | 96.8 | 0 | 0 | 0 | 0 | 0 | 0 | 0 | 0 | 101.588
696 | 87.2 | 0 | 0 | 0 | 0 | 0 | 0 | 0 | 0 | 91.5131
697 | 93.6 | 0 | 0 | 0 | 0 | 0 | 0 | 0 | 0 | 98.2297
698 | 88.8 | 0 | 0 | 0 | 0 | 0 | 0 | 0 | 0 | 93.1923
699 | 87.2 | 0 | 0 | 0 | 0 | 0 | 0 | 0 | 0 | 91.5131
700 | 87.2 | 0 | 0 | 0 | 0 | 0 | 0 | 0 | 0 | 91.5131
701 | 93.6 | 0 | 0 | 0 | 0 | 0 | 0 | 0 | 0 | 98.2297
702 | 84 | 0 | 0 | 0 | 0 | 0 | 0 | 0 | 0 | 88.1549
703 | 87.2 | 0 | 0 | 0 | 0 | 0 | 0 | 0 | 0 | 91.5131
704 | 76.02 | 0 | 252.4965 | 79.7802 | -172.7164 | 0 | 0 | 0 | 0 | 0
705 | 84.507 | 0 | 2102.9648 | 88.6869 | -1195.19 | 0 | 819.0878 | 0 | 0 | 0
706 | 72.771 | 0 | 2846.4818 | 76.3705 | 0 | 0 | 2770.1114 | 0 | 0 | 0
707 | 81.102 | 0 | 3887.0787 | 85.1135 | 0 | 0 | 3801.9651 | 0 | 0 | 0
708 | 75.163 | 0 | 4029.3449 | 78.8808 | 0 | 0 | 3950.4641 | 0 | 0 | 0
709 | 86.617 | 0 | 4225.2229 | 90.9013 | 0 | 0 | 4134.3216 | 0 | 0 | 0
710 | 78.42 | 0 | 3575.3064 | 82.2989 | 0 | 0 | 3493.0075 | 0 | 0 | 0
711 | 78.853 | 0 | 2936.9791 | 82.7533 | 0 | 0 | 2854.2258 | 0 | 0 | 0
712 | 79.653 | 0 | 2443.6949 | 83.5929 | 0 | 0 | 2360.102 | 0 | 0 | 0
713 | 88.652 | 0 | 1037.9574 | 93.037 | 0 | 0 | 944.9205 | 0 | 0 | 0
714 | 82.665 | 0 | 241.8581 | 86.7538 | 0 | 0 | 155.1043 | 0 | 0 | 0
715 | 97.636 | 0 | 0 | 0 | 0 | 0 | 0 | 0 | 0 | 102.4653
716 | 88.8 | 0 | 0 | 0 | 0 | 0 | 0 | 0 | 0 | 93.1923
717 | 94.4 | 0 | 0 | 0 | 0 | 0 | 0 | 0 | 0 | 99.0693
718 | 87.2 | 0 | 0 | 0 | 0 | 0 | 0 | 0 | 0 | 91.5131
719 | 91.2 | 0 | 0 | 0 | 0 | 0 | 0 | 0 | 0 | 95.711
720 | 84.8 | 0 | 0 | 0 | 0 | 0 | 0 | 0 | 0 | 88.9944
721 | 93.6 | 0 | 0 | 0 | 0 | 0 | 0 | 0 | 0 | 98.2297
722 | 81.6 | 0 | 0 | 0 | 0 | 0 | 0 | 0 | 0 | 85.6362
723 | 92.8 | 0 | 0 | 0 | 0 | 0 | 0 | 0 | 0 | 97.3901
724 | 80 | 0 | 0 | 0 | 0 | 0 | 0 | 0 | 0 | 83.957
725 | 90.4 | 0 | 0 | 0 | 0 | 0 | 0 | 0 | 0 | 94.8714
726 | 80 | 0 | 0 | 0 | 0 | 0 | 0 | 0 | 0 | 83.957
727 | 86.4 | 0 | 13.4447 | 13.4447 | 0 | 0 | 0 | 0 | 0 | 77.2289
728 | 75.453 | 0 | 609.4471 | 79.1851 | -530.262 | 0 | 0 | 0 | 0 | 0
729 | 85.467 | 0 | 1730.4664 | 89.6944 | -796.5453 | 0 | 844.2266 | 0 | 0 | 0
730 | 74.454 | 0 | 2670.5625 | 78.1367 | 0 | 0 | 2592.4258 | 0 | 0 | 0
731 | 80.579 | 0 | 3710.2327 | 84.5647 | 0 | 0 | 3625.668 | 0 | 0 | 0
732 | 73.28 | 0 | 3393.6454 | 76.9046 | 0 | 0 | 3316.7408 | 0 | 0 | 0
733 | 82.654 | 0 | 3568.4419 | 86.7423 | 0 | 0 | 3481.6996 | 0 | 0 | 0
734 | 74.961 | 0 | 2133.8715 | 78.6688 | 0 | 0 | 2055.2027 | 0 | 0 | 0
735 | 86.787 | 0 | 1633.5915 | 91.0797 | 0 | 0 | 1542.5118 | 0 | 0 | 0
736 | 81.253 | 0 | 1589.6978 | 85.272 | 0 | 0 | 1504.4258 | 0 | 0 | 0
737 | 87.089 | 0 | 684.2056 | 91.3967 | 0 | 0 | 592.8089 | 0 | 0 | 0
738 | 79.66 | 0 | 225.3102 | 83.6002 | 0 | 0 | 141.71 | 0 | 0 | 0
739 | 96.821 | 0 | 0 | 0 | 0 | 0 | 0 | 0 | 0 | 101.61
740 | 88 | 0 | 0 | 0 | 0 | 0 | 0 | 0 | 0 | 92.3527
741 | 91.2 | 0 | 0 | 0 | 0 | 0 | 0 | 0 | 0 | 95.711
742 | 86.4 | 0 | 0 | 0 | 0 | 0 | 0 | 0 | 0 | 90.6736
743 | 92.8 | 0 | 0 | 0 | 0 | 0 | 0 | 0 | 0 | 97.3901
744 | 88 | 0 | 0 | 0 | 0 | 0 | 0 | 0 | 0 | 92.3527
745 | 94.4 | 0 | 0 | 0 | 0 | 0 | 0 | 0 | 0 | 99.0693
746 | 87.2 | 0 | 0 | 0 | 0 | 0 | 0 | 0 | 0 | 91.5131
747 | 93.6 | 0 | 0 | 0 | 0 | 0 | 0 | 0 | 0 | 98.2297
748 | 80 | 0 | 0 | 0 | 0 | 0 | 0 | 0 | 0 | 83.957
749 | 88.8 | 0 | 0 | 0 | 0 | 0 | 0 | 0 | 0 | 93.1923
750 | 86.4 | 0 | 0 | 0 | 0 | 0 | 0 | 0 | 0 | 90.6736
751 | 88.8 | 0 | 55.8818 | 55.8818 | 0 | 0 | 0 | 0 | 0 | 37.3105
752 | 79.281 | 0 | 1079.1593 | 83.2025 | -995.9569 | 0 | 0 | 0 | 0 | 0
753 | 84.741 | 0 | 2275.2225 | 88.9315 | -299.4894 | 0 | 1886.8017 | 0 | 0 | 0
754 | 75.611 | 0 | 3133.4102 | 79.3509 | 0 | 0 | 3054.0593 | 0 | 0 | 0
755 | 86.655 | 0 | 3691.9857 | 90.9412 | 0 | 0 | 3601.0445 | 0 | 0 | 0
756 | 74.903 | 0 | 3905.6762 | 78.6079 | 0 | 0 | 3827.0683 | 0 | 0 | 0
757 | 87.642 | 0 | 3885.2893 | 91.977 | 0 | 0 | 3793.3123 | 0 | 0 | 0
758 | 82.638 | 0 | 3192.1748 | 86.7255 | 0 | 0 | 3105.4493 | 0 | 0 | 0
759 | 89.332 | 0 | 3166.7778 | 93.7506 | 0 | 0 | 3073.0272 | 0 | 0 | 0
760 | 81.435 | 0 | 2455.6 | 85.463 | 0 | 0 | 2370.137 | 0 | 0 | 0
761 | 83.254 | 0 | 1388.4885 | 87.372 | 0 | 0 | 1301.1165 | 0 | 0 | 0
762 | 82.933 | 0 | 238.5355 | 87.0351 | 0 | 0 | 151.5004 | 0 | 0 | 0
763 | 96.007 | 0 | 0 | 0 | 0 | 0 | 0 | 0 | 0 | 100.7558
764 | 91.2 | 0 | 0 | 0 | 0 | 0 | 0 | 0 | 0 | 95.711
765 | 93.6 | 0 | 0 | 0 | 0 | 0 | 0 | 0 | 0 | 98.2297
766 | 88.8 | 0 | 0 | 0 | 0 | 0 | 0 | 0 | 0 | 93.1923
767 | 97.6 | 0 | 0 | 0 | 0 | 0 | 0 | 0 | 0 | 102.4276
768 | 90.4 | 0 | 0 | 0 | 0 | 0 | 0 | 0 | 0 | 94.8714
769 | 92.8 | 0 | 0 | 0 | 0 | 0 | 0 | 0 | 0 | 97.3901
770 | 86.4 | 0 | 0 | 0 | 0 | 0 | 0 | 0 | 0 | 90.6736
771 | 91.2 | 0 | 0 | 0 | 0 | 0 | 0 | 0 | 0 | 95.711
772 | 87.2 | 0 | 0 | 0 | 0 | 0 | 0 | 0 | 0 | 91.5131
773 | 92.8 | 0 | 0 | 0 | 0 | 0 | 0 | 0 | 0 | 97.3901
774 | 85.6 | 0 | 0 | 0 | 0 | 0 | 0 | 0 | 0 | 89.834
775 | 76.8 | 0 | 63.7276 | 63.7276 | 0 | 0 | 0 | 0 | 0 | 16.8712
776 | 82.775 | 0 | 1007.5325 | 86.8693 | -920.6632 | 0 | 0 | 0 | 0 | 0
777 | 646.748 | 0 | 2144.428 | 678.7379 | -375.3781 | 0 | 1090.312 | 0 | 0 | 0
778 | 552.934 | 0 | 3259.9145 | 580.2836 | 0 | 0 | 2679.6309 | 0 | 0 | 0
779 | 876.383 | 0 | 3026.6861 | 919.7313 | 0 | 0 | 2106.9548 | 0 | 0 | 0
780 | 949.841 | 0 | 3373.5976 | 996.8227 | 0 | 0 | 2376.7749 | 0 | 0 | 0
781 | 1244.374 | 0 | 3330.9348 | 1305.9241 | 0 | 0 | 2025.0107 | 0 | 0 | 0
782 | 1169.848 | 0 | 3186.2433 | 1227.7118 | 0 | 0 | 1958.5314 | 0 | 0 | 0
783 | 1381.741 | 0 | 3139.8654 | 1450.0856 | 0 | 0 | 1689.7798 | 0 | 0 | 0
784 | 889.368 | 0 | 2066.7741 | 933.3585 | 0 | 0 | 1133.4155 | 0 | 0 | 0
785 | 1360.953 | 0 | 992.3583 | 992.3583 | 0 | 0 | 0 | 0 | 0 | 435.9111
786 | 1095.157 | 0 | 210.4278 | 210.4278 | 0 | 0 | 0 | 0 | 0 | 938.8987
787 | 1127.015 | 0 | 0 | 0 | 0 | 0 | 0 | 0 | 0 | 1182.7602
788 | 1211.2 | 0 | 0 | 0 | 0 | 0 | 0 | 0 | 0 | 1271.1092
789 | 1118.4 | 0 | 0 | 0 | 0 | 0 | 0 | 0 | 0 | 1173.7191
790 | 1337.6 | 0 | 0 | 0 | 0 | 0 | 0 | 0 | 0 | 1403.7613
791 | 1112 | 0 | 0 | 0 | 0 | 0 | 0 | 0 | 0 | 1167.0025
792 | 163.2 | 0 | 0 | 0 | 0 | 0 | 0 | 0 | 0 | 171.2723
793 | 108.8 | 0 | 0 | 0 | 0 | 0 | 0 | 0 | 0 | 114.1815
794 | 94.4 | 0 | 0 | 0 | 0 | 0 | 0 | 0 | 0 | 99.0693
795 | 105.6 | 0 | 0 | 0 | 0 | 0 | 0 | 0 | 0 | 110.8233
796 | 101.6 | 0 | 0 | 0 | 0 | 0 | 0 | 0 | 0 | 106.6254
797 | 105.6 | 0 | 0 | 0 | 0 | 0 | 0 | 0 | 0 | 110.8233
798 | 95.2 | 0 | 0 | 0 | 0 | 0 | 0 | 0 | 0 | 99.9088
799 | 87.2 | 0 | 67.8698 | 67.8698 | 0 | 0 | 0 | 0 | 0 | 23.6433
800 | 82.403 | 0 | 1173.9185 | 86.4789 | -1087.4396 | 0 | 0 | 0 | 0 | 0
801 | 835.519 | 0 | 2354.4517 | 876.846 | -1477.6057 | 0 | 0 | 0 | 0 | 0
802 | 1039.674 | 0 | 3223.3019 | 1091.0991 | -1888.3791 | 0 | 243.8238 | 0 | 0 | 0
803 | 891.524 | 0 | 3738.2323 | 935.6201 | -1888.3791 | 0 | 914.2331 | 0 | 0 | 0
804 | 1352.422 | 0 | 3885.2662 | 1419.3164 | -1888.3791 | 0 | 577.5707 | 0 | 0 | 0
805 | 1341.667 | 0 | 3963.0913 | 1408.0295 | -1128.6919 | 0 | 1426.3699 | 0 | 0 | 0
806 | 1194.461 | 0 | 3574.5928 | 1253.5423 | 0 | 0 | 2321.0505 | 0 | 0 | 0
807 | 1481.371 | 0 | 2698.2127 | 1554.6436 | 0 | 0 | 1143.5691 | 0 | 0 | 0
808 | 1646.336 | 0 | 716.1586 | 716.1586 | 0 | 0 | 0 | 963.931 | 0 | 0
809 | 1713.488 | 0 | 716.6938 | 716.6938 | 0 | 0 | 0 | 1030.573 | 0 | 0
810 | 1434.101 | 0 | 122.5279 | 122.5279 | 0 | 0 | 0 | 1317.348 | 0 | 0
811 | 1539.509 | 0 | 0 | 0 | 0 | 0 | 0 | 0 | 0 | 1615.6573
812 | 1661.6 | 0 | 0 | 0 | 0 | 0 | 0 | 0 | 0 | 1743.7872
813 | 1616 | 0 | 0 | 0 | 0 | 0 | 0 | 0 | 0 | 1695.9317
814 | 1728.8 | 0 | 0 | 0 | 0 | 0 | 0 | 0 | 0 | 1814.3111
815 | 1469.6 | 0 | 0 | 0 | 0 | 0 | 0 | 0 | 0 | 1542.2904
816 | 1761.6 | 0 | 0 | 0 | 0 | 0 | 0 | 1761.6 | 0 | 0
817 | 1354.4 | 0 | 0 | 0 | 0 | 0 | 0 | 1354.4 | 0 | 0
818 | 1331.2 | 0 | 0 | 0 | 0 | 0 | 0 | 1331.2 | 0 | 0
819 | 1416.8 | 0 | 0 | 0 | 0 | 0 | 0 | 1416.8 | 0 | 0
820 | 1299.2 | 0 | 0 | 0 | 0 | 0 | 0 | 1299.2 | 0 | 0
821 | 1488 | 0 | 0 | 0 | 0 | 0 | 0 | 1488 | 0 | 0
822 | 1488.8 | 0 | 0 | 0 | 0 | 0 | 0 | 1488.8 | 0 | 0
823 | 1292.8 | 0 | 66.4016 | 66.4016 | 0 | 0 | 0 | 1229.528 | 0 | 0
824 | 1289.506 | 0 | 1136.099 | 1136.099 | 0 | 0 | 0 | 14.286 | 0 | 202.1979
825 | 1526.73 | 0 | 2168.8081 | 1602.2462 | -566.5619 | 0 | 0 | 0 | 0 | 0
826 | 1083.978 | 0 | 2521.8956 | 1137.5945 | -1384.3011 | 0 | 0 | 0 | 0 | 0
827 | 1402.913 | 0 | 2719.3478 | 1472.3049 | -1247.0429 | 0 | 0 | 0 | 0 | 0
828 | 1305.329 | 0 | 3547.4369 | 1369.8941 | -1888.3791 | 0 | 289.1637 | 0 | 0 | 0
829 | 1517.919 | 0 | 3282.6186 | 1592.9994 | -1689.6192 | 0 | 0 | 0 | 0 | 0
830 | 1335.878 | 0 | 3110.1111 | 1401.9541 | -1708.1569 | 0 | 0 | 0 | 0 | 0
831 | 1360.865 | 0 | 2435.2194 | 1428.1771 | -1007.0424 | 0 | 0 | 0 | 0 | 0
832 | 1604.627 | 0 | 2094.0968 | 1683.9962 | -95.541 | 0 | 314.5597 | 0 | 0 | 0
833 | 1501.802 | 0 | 1201.8059 | 1201.8059 | 0 | 0 | 0 | 356.639 | 0 | 0
834 | 1303.802 | 0 | 200.419 | 200.419 | 0 | 0 | 0 | 1112.829 | 0 | 0
835 | 1407.738 | 0 | 0 | 0 | 0 | 0 | 0 | 0 | 0 | 1477.3685
836 | 1397.6 | 0 | 0 | 0 | 0 | 0 | 0 | 0 | 0 | 1466.7291
837 | 1207.2 | 0 | 0 | 0 | 0 | 0 | 0 | 0 | 0 | 1266.9114
838 | 1357.6 | 0 | 0 | 0 | 0 | 0 | 0 | 0 | 0 | 1424.7506
839 | 1300.8 | 0 | 0 | 0 | 0 | 0 | 0 | 0 | 0 | 1365.1411
840 | 1248.8 | 0 | 0 | 0 | 0 | 0 | 0 | 1248.8 | 0 | 0
841 | 1178.4 | 0 | 0 | 0 | 0 | 0 | 0 | 1178.4 | 0 | 0
842 | 1225.6 | 0 | 0 | 0 | 0 | 0 | 0 | 1225.6 | 0 | 0
843 | 1224.8 | 0 | 0 | 0 | 0 | 0 | 0 | 1224.8 | 0 | 0
844 | 903.2 | 0 | 0 | 0 | 0 | 0 | 0 | 903.2 | 0 | 0
845 | 1121.6 | 0 | 0 | 0 | 0 | 0 | 0 | 1121.6 | 0 | 0
846 | 1310.4 | 0 | 0 | 0 | 0 | 0 | 0 | 1310.4 | 0 | 0
847 | 1152 | 0 | 0 | 0 | 0 | 0 | 0 | 1152 | 0 | 0
848 | 933.17 | 0 | 231.8725 | 231.8725 | 0 | 0 | 0 | 712.226 | 0 | 0
849 | 1215.698 | 0 | 1152.3132 | 1152.3132 | 0 | 0 | 0 | 117.695 | 0 | 0
850 | 1139.46 | 0 | 1608.8484 | 1195.8208 | -413.0276 | 0 | 0 | 0 | 0 | 0
851 | 1551.141 | 0 | 2050.6197 | 1627.8646 | -422.7551 | 0 | 0 | 0 | 0 | 0
852 | 1338.153 | 0 | 2448.8834 | 1404.3417 | -1044.5418 | 0 | 0 | 0 | 0 | 0
853 | 1140.835 | 0 | 3893.2778 | 1197.2627 | -1888.3791 | 0 | 807.6361 | 0 | 0 | 0
854 | 1315.264 | 0 | 2959.7199 | 1380.3205 | -1579.3994 | 0 | 0 | 0 | 0 | 0
855 | 1361.037 | 0 | 2367.3843 | 1428.3576 | -939.0267 | 0 | 0 | 0 | 0 | 0
856 | 1270.539 | 0 | 1661.6332 | 1333.3833 | -328.2499 | 0 | 0 | 0 | 0 | 0
857 | 1377.713 | 0 | 1080.128 | 1080.128 | 0 | 0 | 0 | 348.493 | 0 | 0
858 | 1430.203 | 0 | 232.9188 | 232.9188 | 0 | 0 | 0 | 1081.442 | 0 | 133.0929
859 | 1135.9 | 0 | 0 | 0 | 0 | 0 | 0 | 0 | 0 | 1192.0847
860 | 1324 | 0 | 0 | 0 | 0 | 0 | 0 | 0 | 0 | 1389.4886
861 | 1216.8 | 0 | 0 | 0 | 0 | 0 | 0 | 0 | 0 | 1276.9862
862 | 1368.8 | 0 | 0 | 0 | 0 | 0 | 0 | 0 | 0 | 1436.5045
863 | 1304 | 0 | 0 | 0 | 0 | 0 | 0 | 0 | 0 | 1368.4994
864 | 504 | 0 | 0 | 0 | 0 | 0 | 0 | 0 | 0 | 528.9292
865 | 308.8 | 0 | 0 | 0 | 0 | 0 | 0 | 308.8 | 0 | 0
866 | 223.2 | 0 | 0 | 0 | 0 | 0 | 0 | 223.2 | 0 | 0
867 | 305.6 | 0 | 0 | 0 | 0 | 0 | 0 | 305.6 | 0 | 0
868 | 234.4 | 0 | 0 | 0 | 0 | 0 | 0 | 234.4 | 0 | 0
869 | 284.8 | 0 | 0 | 0 | 0 | 0 | 0 | 284.8 | 0 | 0
870 | 280.8 | 0 | 0 | 0 | 0 | 0 | 0 | 280.8 | 0 | 0
871 | 279.2 | 0 | 61.0053 | 61.0053 | 0 | 0 | 0 | 0 | 0 | 232.0047
872 | 207.884 | 0 | 1146.5296 | 218.1665 | -928.3631 | 0 | 0 | 0 | 0 | 0
873 | 1383.408 | 0 | 2354.8379 | 1451.8351 | -903.0028 | 0 | 0 | 0 | 0 | 0
874 | 1305.53 | 0 | 3176.2041 | 1370.105 | -1806.0991 | 0 | 0 | 0 | 0 | 0
875 | 1615.041 | 0 | 3446.6444 | 1694.9253 | -1751.7191 | 0 | 0 | 0 | 0 | 0
876 | 1779.002 | 0 | 3544.4113 | 1866.9962 | -1677.415 | 0 | 0 | 0 | 0 | 0
877 | 1624.258 | 0 | 3442.3951 | 1704.5982 | -1737.7969 | 0 | 0 | 0 | 0 | 0
878 | 1539.01 | 0 | 3238.3334 | 1615.1336 | -782.2475 | 0 | 840.9523 | 0 | 0 | 0
879 | 1787.689 | 0 | 2324.0436 | 1876.1129 | 0 | 0 | 447.9306 | 0 | 0 | 0
880 | 1354.304 | 0 | 1804.3696 | 1421.2915 | 0 | 0 | 383.078 | 0 | 0 | 0
881 | 1620.241 | 0 | 745.4785 | 745.4785 | 0 | 0 | 0 | 909.898 | 0 | 0
882 | 1300.99 | 0 | 183.9551 | 183.9551 | 0 | 0 | 0 | 846.83 | 0 | 292.67
883 | 1394.069 | 0 | 0 | 0 | 0 | 0 | 0 | 0 | 0 | 1463.0234
884 | 1272 | 0 | 0 | 0 | 0 | 0 | 0 | 0 | 0 | 1334.9166
885 | 1471.2 | 0 | 0 | 0 | 0 | 0 | 0 | 0 | 0 | 1543.9695
886 | 1444 | 0 | 0 | 0 | 0 | 0 | 0 | 0 | 0 | 1515.4241
887 | 1357.6 | 0 | 0 | 0 | 0 | 0 | 0 | 0 | 0 | 1424.7506
888 | 576.8 | 0 | 0 | 0 | 0 | 0 | 0 | 0 | 0 | 605.3301
889 | 498.4 | 0 | 0 | 0 | 0 | 0 | 0 | 498.4 | 0 | 0
890 | 498.4 | 0 | 0 | 0 | 0 | 0 | 0 | 498.4 | 0 | 0
891 | 504 | 0 | 0 | 0 | 0 | 0 | 0 | 504 | 0 | 0
892 | 421.6 | 0 | 0 | 0 | 0 | 0 | 0 | 421.6 | 0 | 0
893 | 485.6 | 0 | 0 | 0 | 0 | 0 | 0 | 485.6 | 0 | 0
894 | 467.2 | 0 | 0 | 0 | 0 | 0 | 0 | 467.2 | 0 | 0
895 | 472 | 0 | 61.255 | 61.255 | 0 | 0 | 0 | 0 | 0 | 434.0914
896 | 385.522 | 0 | 1141.9655 | 404.591 | -737.3745 | 0 | 0 | 0 | 0 | 0
897 | 1044.814 | 0 | 2386.963 | 1096.4933 | -1290.4697 | 0 | 0 | 0 | 0 | 0
898 | 1692.649 | 0 | 3295.867 | 1776.372 | -1519.495 | 0 | 0 | 0 | 0 | 0
899 | 1873.143 | 0 | 3889.9794 | 1965.7937 | -1888.3791 | 0 | 35.8066 | 0 | 0 | 0
900 | 1814.753 | 0 | 4218.8044 | 1904.5156 | -1888.3791 | 0 | 425.9097 | 0 | 0 | 0
901 | 1605.764 | 0 | 4090.0479 | 1685.1894 | -1888.3791 | 0 | 516.4794 | 0 | 0 | 0
902 | 1656.929 | 0 | 3993.4816 | 1738.8852 | -374.1691 | 0 | 1880.4273 | 0 | 0 | 0
903 | 1959.966 | 0 | 3431.8753 | 2056.9112 | 0 | 0 | 1374.9641 | 0 | 0 | 0
904 | 1925.128 | 0 | 2569.0102 | 2020.35 | 0 | 0 | 548.6602 | 0 | 0 | 0
905 | 1644.797 | 0 | 1406.8719 | 1406.8719 | 0 | 0 | 0 | 304.233 | 0 | 0
906 | 1796.832 | 0 | 235.3378 | 235.3378 | 0 | 0 | 0 | 1572.586 | 0 | 0
907 | 1564.005 | 0 | 0 | 0 | 0 | 0 | 0 | 0 | 0 | 1641.3649
908 | 1423.2 | 0 | 0 | 0 | 0 | 0 | 0 | 0 | 0 | 1493.5953
909 | 1762.4 | 0 | 0 | 0 | 0 | 0 | 0 | 0 | 0 | 1849.5731
910 | 1525.6 | 0 | 0 | 0 | 0 | 0 | 0 | 0 | 0 | 1601.0603
911 | 1706.4 | 0 | 0 | 0 | 0 | 0 | 0 | 0 | 0 | 1790.8032
912 | 526.4 | 0 | 0 | 0 | 0 | 0 | 0 | 526.4 | 0 | 0
913 | 477.6 | 0 | 0 | 0 | 0 | 0 | 0 | 477.6 | 0 | 0
914 | 487.2 | 0 | 0 | 0 | 0 | 0 | 0 | 487.2 | 0 | 0
915 | 450.4 | 0 | 0 | 0 | 0 | 0 | 0 | 450.4 | 0 | 0
916 | 410.4 | 0 | 0 | 0 | 0 | 0 | 0 | 410.4 | 0 | 0
917 | 498.4 | 0 | 0 | 0 | 0 | 0 | 0 | 498.4 | 0 | 0
918 | 480.8 | 0 | 0 | 0 | 0 | 0 | 0 | 480.8 | 0 | 0
919 | 402.4 | 0 | 16.1313 | 16.1313 | 0 | 0 | 0 | 160.458 | 0 | 237.7789
920 | 183.582 | 0 | 1172.3076 | 192.6625 | -979.6451 | 0 | 0 | 0 | 0 | 0
921 | 1361.436 | 0 | 2412.55 | 1428.7763 | -983.7737 | 0 | 0 | 0 | 0 | 0
922 | 1498.899 | 0 | 3244.0036 | 1573.0386 | -1670.965 | 0 | 0 | 0 | 0 | 0
923 | 1608.087 | 0 | 3762.4057 | 1687.6273 | -1888.3791 | 0 | 186.3993 | 0 | 0 | 0
924 | 1399.808 | 0 | 4048.6088 | 1469.0463 | -1888.3791 | 0 | 691.1835 | 0 | 0 | 0
925 | 1724.006 | 0 | 4088.6091 | 1809.28 | -1888.3791 | 0 | 390.95 | 0 | 0 | 0
926 | 1255.265 | 0 | 3885.325 | 1317.3538 | -287.1246 | 0 | 2280.8466 | 0 | 0 | 0
927 | 1125.5 | 0 | 3409.2352 | 1181.1703 | 0 | 0 | 2228.0649 | 0 | 0 | 0
928 | 1614.058 | 0 | 2632.7199 | 1693.8937 | 0 | 0 | 938.8262 | 0 | 0 | 0
929 | 1453.859 | 0 | 1505.8509 | 1505.8509 | 0 | 0 | 0 | 18.981 | 0 | 0
930 | 1370.109 | 0 | 230.143 | 230.143 | 0 | 0 | 0 | 1150.813 | 0 | 0
931 | 1452.169 | 0 | 0 | 0 | 0 | 0 | 0 | 0 | 0 | 1523.9972
932 | 1032 | 0 | 0 | 0 | 0 | 0 | 0 | 0 | 0 | 1083.0455
933 | 1212.8 | 0 | 0 | 0 | 0 | 0 | 0 | 0 | 0 | 1272.7884
934 | 1396.8 | 0 | 0 | 0 | 0 | 0 | 0 | 0 | 0 | 1465.8895
935 | 964 | 0 | 0 | 0 | 0 | 0 | 0 | 0 | 0 | 1011.682
936 | 1384.8 | 0 | 0 | 0 | 0 | 0 | 0 | 1384.8 | 0 | 0
937 | 1120 | 0 | 0 | 0 | 0 | 0 | 0 | 1120 | 0 | 0
938 | 1568.8 | 0 | 0 | 0 | 0 | 0 | 0 | 1568.8 | 0 | 0
939 | 1411.2 | 0 | 0 | 0 | 0 | 0 | 0 | 1411.2 | 0 | 0
940 | 1482.4 | 0 | 0 | 0 | 0 | 0 | 0 | 1482.4 | 0 | 0
941 | 1182.4 | 0 | 0 | 0 | 0 | 0 | 0 | 1182.4 | 0 | 0
942 | 1132 | 0 | 0 | 0 | 0 | 0 | 0 | 85.585 | 0 | 1098.1735
943 | 1137.6 | 0 | 35.2693 | 35.2693 | 0 | 0 | 0 | 0 | 0 | 1158.5995
944 | 182.01 | 0 | 901.9198 | 191.0127 | -710.9071 | 0 | 0 | 0 | 0 | 0
945 | 481.147 | 0 | 1781.3496 | 504.9458 | -1276.4038 | 0 | 0 | 0 | 0 | 0
946 | 455.687 | 0 | 2571.1616 | 478.2255 | -1888.3791 | 0 | 204.5571 | 0 | 0 | 0
947 | 498.735 | 0 | 3191.1579 | 523.4027 | -1888.3791 | 0 | 779.3761 | 0 | 0 | 0
948 | 415.99 | 0 | 3657.0312 | 436.566 | -1888.3791 | 0 | 1332.0862 | 0 | 0 | 0
949 | 320.018 | 0 | 3726.684 | 335.8459 | -1888.3791 | 0 | 1502.4591 | 0 | 0 | 0
950 | 335.666 | 0 | 3229.1138 | 352.2679 | -45.8185 | 0 | 2831.0274 | 0 | 0 | 0
951 | 408.03 | 0 | 2250.9254 | 428.2123 | 0 | 0 | 1822.7131 | 0 | 0 | 0
952 | 329.489 | 0 | 2043.3742 | 345.7864 | 0 | 0 | 1697.5878 | 0 | 0 | 0
953 | 413.609 | 0 | 1198.4885 | 434.0672 | 0 | 0 | 764.4213 | 0 | 0 | 0
954 | 285.122 | 0 | 277.7686 | 277.7686 | 0 | 0 | 0 | 0 | 0 | 21.4563
955 | 304.539 | 0 | 0 | 0 | 0 | 0 | 0 | 0 | 0 | 319.6023
956 | 261.6 | 0 | 0 | 0 | 0 | 0 | 0 | 0 | 0 | 274.5394
957 | 204 | 0 | 0 | 0 | 0 | 0 | 0 | 0 | 0 | 214.0904
958 | 331.2 | 0 | 0 | 0 | 0 | 0 | 0 | 0 | 0 | 347.582
959 | 296.8 | 0 | 0 | 0 | 0 | 0 | 0 | 0 | 0 | 311.4805
960 | 302.4 | 0 | 0 | 0 | 0 | 0 | 0 | 0 | 0 | 317.3575
961 | 324.8 | 0 | 0 | 0 | 0 | 0 | 0 | 0 | 0 | 340.8655
962 | 296.8 | 0 | 0 | 0 | 0 | 0 | 0 | 0 | 0 | 311.4805
963 | 296.8 | 0 | 0 | 0 | 0 | 0 | 0 | 0 | 0 | 311.4805
964 | 316 | 0 | 0 | 0 | 0 | 0 | 0 | 0 | 0 | 331.6302
965 | 227.2 | 0 | 0 | 0 | 0 | 0 | 0 | 0 | 0 | 238.4379
966 | 276 | 0 | 0 | 0 | 0 | 0 | 0 | 0 | 0 | 289.6517
967 | 256.8 | 0 | 61.2613 | 61.2613 | 0 | 0 | 0 | 0 | 0 | 208.2407
968 | 246.146 | 0 | 1140.045 | 258.321 | -881.7239 | 0 | 0 | 0 | 0 | 0
969 | 460.316 | 0 | 2360.3235 | 483.0845 | -1877.239 | 0 | 0 | 0 | 0 | 0
970 | 1172.832 | 0 | 3194.4868 | 1230.8434 | -1512.1991 | 0 | 451.4442 | 0 | 0 | 0
971 | 1566.318 | 0 | 3676.7873 | 1643.7923 | 0 | 0 | 2032.995 | 0 | 0 | 0
972 | 1214.229 | 0 | 3956.9099 | 1274.288 | 0 | 0 | 2682.6219 | 0 | 0 | 0
973 | 1567.117 | 0 | 3922.9126 | 1644.6308 | 0 | 0 | 2278.2817 | 0 | 0 | 0
974 | 1509.312 | 0 | 3417.6634 | 1583.9667 | 0 | 0 | 1833.6968 | 0 | 0 | 0
975 | 1604.899 | 0 | 2835.326 | 1684.2816 | 0 | 0 | 1151.0444 | 0 | 0 | 0
976 | 1215.644 | 0 | 2131.9992 | 1275.773 | 0 | 0 | 856.2262 | 0 | 0 | 0
977 | 1300.307 | 0 | 1060.7402 | 1060.7402 | 0 | 0 | 0 | 289.561 | 0 | 0
978 | 1151.05 | 0 | 215.3193 | 215.3193 | 0 | 0 | 0 | 945.879 | 0 | 0
979 | 1456.677 | 0 | 0 | 0 | 0 | 0 | 0 | 0 | 0 | 1528.7282
980 | 1494.4 | 0 | 0 | 0 | 0 | 0 | 0 | 0 | 0 | 1568.3171
981 | 1808.8 | 0 | 0 | 0 | 0 | 0 | 0 | 9.423 | 0 | 1888.3791
982 | 1650.4 | 0 | 0 | 0 | 0 | 0 | 0 | 0 | 0 | 1732.0332
983 | 1209.6 | 0 | 0 | 0 | 0 | 0 | 0 | 0 | 0 | 1269.4301
984 | 1028 | 0 | 0 | 0 | 0 | 0 | 0 | 1028 | 0 | 0
985 | 1335.2 | 0 | 0 | 0 | 0 | 0 | 0 | 1335.2 | 0 | 0
986 | 1325.6 | 0 | 0 | 0 | 0 | 0 | 0 | 1325.6 | 0 | 0
987 | 1358.4 | 0 | 0 | 0 | 0 | 0 | 0 | 1358.4 | 0 | 0
988 | 1510.4 | 0 | 0 | 0 | 0 | 0 | 0 | 1510.4 | 0 | 0
989 | 1220.8 | 0 | 0 | 0 | 0 | 0 | 0 | 1220.8 | 0 | 0
990 | 1460.8 | 0 | 0 | 0 | 0 | 0 | 0 | 1460.8 | 0 | 0
991 | 1494.4 | 0 | 48.4757 | 48.4757 | 0 | 0 | 0 | 1041.1 | 0 | 427.2457
992 | 1213.91 | 0 | 1073.911 | 1073.911 | 0 | 0 | 0 | 0 | 0 | 200.0423
993 | 1285.355 | 0 | 2258.2066 | 1348.9321 | -909.2744 | 0 | 0 | 0 | 0 | 0
994 | 1854.487 | 0 | 3110.8898 | 1946.2149 | -1164.6748 | 0 | 0 | 0 | 0 | 0
995 | 1700.494 | 0 | 3302.2152 | 1784.605 | -1517.6102 | 0 | 0 | 0 | 0 | 0
996 | 1593.166 | 0 | 3630.2132 | 1671.9672 | -1888.3791 | 0 | 69.8669 | 0 | 0 | 0
997 | 1302.813 | 0 | 2798.0418 | 1367.2537 | -1430.7881 | 0 | 0 | 0 | 0 | 0
998 | 1470.149 | 0 | 3010.6031 | 1542.8665 | -1467.7366 | 0 | 0 | 0 | 0 | 0
999 | 1044.668 | 0 | 2908.2186 | 1096.3401 | -1208.1824 | 0 | 603.6961 | 0 | 0 | 0
1000 | 1161.083 | 0 | 2175.2098 | 1218.5133 | 0 | 0 | 956.6965 | 0 | 0 | 0
1001 | 1434.037 | 0 | 1176.9021 | 1176.9021 | 0 | 0 | 0 | 312.604 | 0 | 0
1002 | 1519.101 | 0 | 159.4312 | 159.4312 | 0 | 0 | 0 | 1367.184 | 0 | 0
1003 | 1470.4 | 0 | 0 | 0 | 0 | 0 | 0 | 0 | 0 | 1543.13
1004 | 1118.4 | 0 | 0 | 0 | 0 | 0 | 0 | 0 | 0 | 1173.7191
1005 | 1686.4 | 0 | 0 | 0 | 0 | 0 | 0 | 0 | 0 | 1769.8139
1006 | 1632 | 0 | 0 | 0 | 0 | 0 | 0 | 0 | 0 | 1712.7231
1007 | 1343.2 | 0 | 0 | 0 | 0 | 0 | 0 | 0 | 0 | 1409.6383
1008 | 1206.4 | 0 | 0 | 0 | 0 | 0 | 0 | 1206.4 | 0 | 0
1009 | 1653.6 | 0 | 0 | 0 | 0 | 0 | 0 | 1653.6 | 0 | 0
1010 | 1780 | 0 | 0 | 0 | 0 | 0 | 0 | 1780 | 0 | 0
1011 | 1225.6 | 0 | 0 | 0 | 0 | 0 | 0 | 1225.6 | 0 | 0
1012 | 1333.6 | 0 | 0 | 0 | 0 | 0 | 0 | 1333.6 | 0 | 0
1013 | 1466.4 | 0 | 0 | 0 | 0 | 0 | 0 | 1466.4 | 0 | 0
1014 | 1376 | 0 | 0 | 0 | 0 | 0 | 0 | 1376 | 0 | 0
1015 | 1212 | 0 | 31.275 | 31.275 | 0 | 0 | 0 | 471.925 | 0 | 745.4061
1016 | 1119.408 | 0 | 915.0318 | 915.0318 | 0 | 0 | 0 | 0 | 0 | 259.7452
1017 | 1135.205 | 0 | 1946.3272 | 1191.3553 | -754.9719 | 0 | 0 | 0 | 0 | 0
1018 | 1502.098 | 0 | 2726.29 | 1576.3958 | -1149.8942 | 0 | 0 | 0 | 0 | 0
1019 | 1740.14 | 0 | 2950.0848 | 1826.212 | -1123.8728 | 0 | 0 | 0 | 0 | 0
1020 | 1403.041 | 0 | 3285.6799 | 1472.4392 | -1813.2407 | 0 | 0 | 0 | 0 | 0
1021 | 1200.195 | 0 | 3262.387 | 1259.5599 | -1888.3791 | 0 | 114.4481 | 0 | 0 | 0
1022 | 1044.046 | 0 | 3127.7515 | 1095.6863 | -1888.3791 | 0 | 143.6861 | 0 | 0 | 0
1023 | 1298.188 | 0 | 2830.6958 | 1362.4009 | -967.9069 | 0 | 500.388 | 0 | 0 | 0
1024 | 1559.024 | 0 | 2047.1544 | 1636.1375 | 0 | 0 | 411.0168 | 0 | 0 | 0
1025 | 1238.191 | 0 | 1086.2023 | 1086.2023 | 0 | 0 | 0 | 0 | 0 | 213.233
1026 | 1380.315 | 0 | 195.7416 | 195.7416 | 0 | 0 | 0 | 0 | 0 | 1252.8475
1027 | 886.366 | 0 | 0 | 0 | 0 | 0 | 0 | 0 | 0 | 930.2081
1028 | 1113.6 | 0 | 0 | 0 | 0 | 0 | 0 | 0 | 0 | 1168.6817
1029 | 1129.6 | 0 | 0 | 0 | 0 | 0 | 0 | 0 | 0 | 1185.4731
1030 | 1440.8 | 0 | 0 | 0 | 0 | 0 | 0 | 0 | 0 | 1512.0659
1031 | 1332.8 | 0 | 0 | 0 | 0 | 0 | 0 | 0 | 0 | 1398.7239
1032 | 138.4 | 0 | 0 | 0 | 0 | 0 | 0 | 0 | 0 | 145.2456
1033 | 97.6 | 0 | 0 | 0 | 0 | 0 | 0 | 0 | 0 | 102.4276
1034 | 94.4 | 0 | 0 | 0 | 0 | 0 | 0 | 0 | 0 | 99.0693
1035 | 103.2 | 0 | 0 | 0 | 0 | 0 | 0 | 0 | 0 | 108.3046
1036 | 92.8 | 0 | 0 | 0 | 0 | 0 | 0 | 0 | 0 | 97.3901
1037 | 98.4 | 0 | 0 | 0 | 0 | 0 | 0 | 0 | 0 | 103.2671
1038 | 89.6 | 0 | 0 | 0 | 0 | 0 | 0 | 0 | 0 | 94.0319
1039 | 84.8 | 0 | 42.6155 | 42.6155 | 0 | 0 | 0 | 0 | 0 | 46.3789
1040 | 86.437 | 0 | 940.4529 | 90.7124 | -849.7405 | 0 | 0 | 0 | 0 | 0
1041 | 660.137 | 0 | 2016.5153 | 692.7892 | -1323.7261 | 0 | 0 | 0 | 0 | 0
1042 | 1046.053 | 0 | 2894.2271 | 1097.7936 | -1796.4335 | 0 | 0 | 0 | 0 | 0
1043 | 1011.485 | 0 | 3275.0646 | 1061.5158 | -1888.3791 | 0 | 325.1697 | 0 | 0 | 0
1044 | 1077.866 | 0 | 3591.0336 | 1131.1802 | -1888.3791 | 0 | 571.4744 | 0 | 0 | 0
1045 | 1280.894 | 0 | 3458.0741 | 1344.2494 | -1665.4564 | 0 | 448.3682 | 0 | 0 | 0
1046 | 1305.495 | 0 | 3380.4453 | 1370.0683 | 0 | 0 | 2010.377 | 0 | 0 | 0
1047 | 1222.683 | 0 | 2797.049 | 1283.1602 | 0 | 0 | 1513.8888 | 0 | 0 | 0
1048 | 1378.71 | 0 | 2312.4953 | 1446.9047 | 0 | 0 | 865.5905 | 0 | 0 | 0
1049 | 1442.884 | 0 | 1304.2911 | 1304.2911 | 0 | 0 | 0 | 200.066 | 0 | 0
1050 | 1317.715 | 0 | 224.1579 | 224.1579 | 0 | 0 | 0 | 824.127 | 0 | 293.8443
1051 | 1407.2 | 0 | 0 | 0 | 0 | 0 | 0 | 0 | 0 | 1476.8039
1052 | 1616.8 | 0 | 0 | 0 | 0 | 0 | 0 | 0 | 0 | 1696.7713
1053 | 1705.6 | 0 | 0 | 0 | 0 | 0 | 0 | 0 | 0 | 1789.9636
1054 | 1624 | 0 | 0 | 0 | 0 | 0 | 0 | 0 | 0 | 1704.3274
1055 | 1382.4 | 0 | 0 | 0 | 0 | 0 | 0 | 0 | 0 | 1450.7772
1056 | 136.8 | 0 | 0 | 0 | 0 | 0 | 0 | 0 | 0 | 143.5665
1057 | 104.8 | 0 | 0 | 0 | 0 | 0 | 0 | 104.8 | 0 | 0
1058 | 96.8 | 0 | 0 | 0 | 0 | 0 | 0 | 96.8 | 0 | 0
1059 | 100 | 0 | 0 | 0 | 0 | 0 | 0 | 100 | 0 | 0
1060 | 98.4 | 0 | 0 | 0 | 0 | 0 | 0 | 98.4 | 0 | 0
1061 | 101.6 | 0 | 0 | 0 | 0 | 0 | 0 | 101.6 | 0 | 0
1062 | 95.2 | 0 | 0 | 0 | 0 | 0 | 0 | 95.2 | 0 | 0
1063 | 92.8 | 0 | 39.2698 | 39.2698 | 0 | 0 | 0 | 0 | 0 | 58.1203
1064 | 85.97 | 0 | 964.3041 | 90.2223 | -874.0817 | 0 | 0 | 0 | 0 | 0
1065 | 932.616 | 0 | 2141.2355 | 978.7457 | -1162.4898 | 0 | 0 | 0 | 0 | 0
1066 | 1383.414 | 0 | 3046.2177 | 1451.8414 | -1594.3763 | 0 | 0 | 0 | 0 | 0
1067 | 1261.111 | 0 | 3710.6073 | 1323.489 | -1888.3791 | 0 | 498.7393 | 0 | 0 | 0
1068 | 1457.305 | 0 | 4017.6129 | 1529.3872 | -1888.3791 | 0 | 599.8466 | 0 | 0 | 0
1069 | 1348.064 | 0 | 4035.2534 | 1414.7429 | -1888.3791 | 0 | 732.1314 | 0 | 0 | 0
1070 | 1417.335 | 0 | 3718.3754 | 1487.4402 | -290.5605 | 0 | 1940.3747 | 0 | 0 | 0
1071 | 1553.989 | 0 | 3194.8846 | 1630.8535 | 0 | 0 | 1564.0311 | 0 | 0 | 0
1072 | 1478.554 | 0 | 2389.9939 | 1551.6873 | 0 | 0 | 838.3066 | 0 | 0 | 0
1073 | 1282.839 | 0 | 1311.1504 | 1311.1504 | 0 | 0 | 0 | 33.485 | 0 | 0
1074 | 1716.587 | 0 | 220.2581 | 220.2581 | 0 | 0 | 0 | 1506.71 | 0 | 0
1075 | 1229.933 | 0 | 0 | 0 | 0 | 0 | 0 | 0 | 0 | 1290.7688
1076 | 828.8 | 0 | 0 | 0 | 0 | 0 | 0 | 0 | 0 | 869.7947
1077 | 1254.4 | 0 | 0 | 0 | 0 | 0 | 0 | 0 | 0 | 1316.446
1078 | 1271.2 | 0 | 0 | 0 | 0 | 0 | 0 | 0 | 0 | 1334.077
1079 | 1333.6 | 0 | 0 | 0 | 0 | 0 | 0 | 0 | 0 | 1399.5635
1080 | 1302.4 | 0 | 0 | 0 | 0 | 0 | 0 | 7.902 | 0 | 1358.5274
1081 | 1362.4 | 0 | 0 | 0 | 0 | 0 | 0 | 1362.4 | 0 | 0
1082 | 933.6 | 0 | 0 | 0 | 0 | 0 | 0 | 933.6 | 0 | 0
1083 | 1361.6 | 0 | 0 | 0 | 0 | 0 | 0 | 1361.6 | 0 | 0
1084 | 1337.6 | 0 | 0 | 0 | 0 | 0 | 0 | 1337.6 | 0 | 0
1085 | 996 | 0 | 0 | 0 | 0 | 0 | 0 | 996 | 0 | 0
1086 | 1271.2 | 0 | 0 | 0 | 0 | 0 | 0 | 1271.2 | 0 | 0
1087 | 1043.2 | 0 | 49.8012 | 49.8012 | 0 | 0 | 0 | 0 | 0 | 1044.9983
1088 | 860.551 | 0 | 1064.0618 | 903.1162 | -160.9456 | 0 | 0 | 0 | 0 | 0
1089 | 1094.398 | 0 | 2254.7769 | 1148.5299 | -1106.247 | 0 | 0 | 0 | 0 | 0
1090 | 1122.775 | 0 | 3141.0177 | 1178.3094 | -1888.3791 | 0 | 74.3292 | 0 | 0 | 0
1091 | 1142.288 | 0 | 3690.529 | 1198.7876 | -1888.3791 | 0 | 603.3623 | 0 | 0 | 0
1092 | 987.833 | 0 | 3995.7285 | 1036.6939 | -1888.3791 | 0 | 1070.6556 | 0 | 0 | 0
1093 | 1098.997 | 0 | 4031.5204 | 1153.3553 | -1888.3791 | 0 | 989.7861 | 0 | 0 | 0
1094 | 1323.29 | 0 | 3783.9805 | 1388.7435 | -765.9367 | 0 | 1629.3003 | 0 | 0 | 0
1095 | 1200.589 | 0 | 3246.3985 | 1259.9734 | 0 | 0 | 1986.4251 | 0 | 0 | 0
1096 | 1175.229 | 0 | 1998.3334 | 1233.359 | 0 | 0 | 764.9744 | 0 | 0 | 0
1097 | 1183.22 | 0 | 1309.5815 | 1241.7453 | 0 | 0 | 67.8362 | 0 | 0 | 0
1098 | 1286.45 | 0 | 208.6804 | 208.6804 | 0 | 0 | 0 | 1087.605 | 0 | 0
1099 | 1205.541 | 0 | 0 | 0 | 0 | 0 | 0 | 0 | 0 | 1265.1703
1100 | 1044 | 0 | 0 | 0 | 0 | 0 | 0 | 0 | 0 | 1095.6391
1101 | 1465.6 | 0 | 0 | 0 | 0 | 0 | 0 | 0 | 0 | 1538.0925
1102 | 1054.4 | 0 | 0 | 0 | 0 | 0 | 0 | 0 | 0 | 1106.5535
1103 | 1262.4 | 0 | 0 | 0 | 0 | 0 | 0 | 0 | 0 | 1324.8417
1104 | 936 | 0 | 0 | 0 | 0 | 0 | 0 | 936 | 0 | 0
1105 | 1169.6 | 0 | 0 | 0 | 0 | 0 | 0 | 1169.6 | 0 | 0
1106 | 1276 | 0 | 0 | 0 | 0 | 0 | 0 | 1276 | 0 | 0
1107 | 1006.4 | 0 | 0 | 0 | 0 | 0 | 0 | 1006.4 | 0 | 0
1108 | 1429.6 | 0 | 0 | 0 | 0 | 0 | 0 | 1429.6 | 0 | 0
1109 | 1362.4 | 0 | 0 | 0 | 0 | 0 | 0 | 1362.4 | 0 | 0
1110 | 1094.4 | 0 | 0 | 0 | 0 | 0 | 0 | 102.539 | 0 | 1040.9211
1111 | 1244 | 0 | 62.5742 | 62.5742 | 0 | 0 | 0 | 0 | 0 | 1242.9574
1112 | 182.026 | 0 | 1096.5259 | 191.0295 | -905.4964 | 0 | 0 | 0 | 0 | 0
1113 | 152.29 | 0 | 2298.1239 | 159.8227 | -1888.3791 | 0 | 249.9222 | 0 | 0 | 0
1114 | 181.165 | 0 | 3155.1813 | 190.1249 | -1888.3791 | 0 | 1076.6774 | 0 | 0 | 0
1115 | 170.605 | 0 | 3689.977 | 179.0436 | -1888.3791 | 0 | 1622.5543 | 0 | 0 | 0
1116 | 185.42 | 0 | 3976.7563 | 194.5914 | -1888.3791 | 0 | 1893.7859 | 0 | 0 | 0
1117 | 195.463 | 0 | 4006.7122 | 205.1311 | -1127.633 | 0 | 2673.9481 | 0 | 0 | 0
1118 | 197.058 | 0 | 3789.4723 | 206.805 | 0 | 0 | 3582.6673 | 0 | 0 | 0
1119 | 129.537 | 0 | 2976.6121 | 135.9443 | 0 | 0 | 2840.6678 | 0 | 0 | 0
1120 | 177.796 | 0 | 2255.7875 | 186.5903 | 0 | 0 | 2069.1973 | 0 | 0 | 0
1121 | 117.348 | 0 | 1376.1017 | 123.1523 | 0 | 0 | 1252.9493 | 0 | 0 | 0
1122 | 99.261 | 0 | 258.7671 | 104.1707 | 0 | 0 | 154.5964 | 0 | 0 | 0
1123 | 110.145 | 0 | 0 | 0 | 0 | 0 | 0 | 0 | 0 | 115.5931
1124 | 108 | 0 | 0 | 0 | 0 | 0 | 0 | 0 | 0 | 113.342
1125 | 100 | 0 | 0 | 0 | 0 | 0 | 0 | 0 | 0 | 104.9463
1126 | 91.2 | 0 | 0 | 0 | 0 | 0 | 0 | 0 | 0 | 95.711
1127 | 100 | 0 | 0 | 0 | 0 | 0 | 0 | 0 | 0 | 104.9463
1128 | 93.6 | 0 | 0 | 0 | 0 | 0 | 0 | 0 | 0 | 98.2297
1129 | 98.4 | 0 | 0 | 0 | 0 | 0 | 0 | 0 | 0 | 103.2671
1130 | 90.4 | 0 | 0 | 0 | 0 | 0 | 0 | 0 | 0 | 94.8714
1131 | 96.8 | 0 | 0 | 0 | 0 | 0 | 0 | 0 | 0 | 101.588
1132 | 91.2 | 0 | 0 | 0 | 0 | 0 | 0 | 0 | 0 | 95.711
1133 | 96.8 | 0 | 0 | 0 | 0 | 0 | 0 | 0 | 0 | 101.588
1134 | 89.6 | 0 | 0 | 0 | 0 | 0 | 0 | 0 | 0 | 94.0319
1135 | 92.8 | 0 | 124.525 | 97.3901 | -27.1349 | 0 | 0 | 0 | 0 | 0
1136 | 86.74 | 0 | 1300.6957 | 91.0304 | -1209.6653 | 0 | 0 | 0 | 0 | 0
1137 | 858.247 | 0 | 2570.4847 | 900.6982 | -125.1862 | 0 | 1544.6003 | 0 | 0 | 0
1138 | 1207.142 | 0 | 3421.0868 | 1266.8505 | 0 | 0 | 2154.2363 | 0 | 0 | 0
1139 | 1636.944 | 0 | 3960.328 | 1717.9117 | 0 | 0 | 2242.4163 | 0 | 0 | 0
1140 | 1392.639 | 0 | 4269.7054 | 1461.5227 | 0 | 0 | 2808.1827 | 0 | 0 | 0
1141 | 1733.618 | 0 | 4290.8878 | 1819.3674 | 0 | 0 | 2471.5203 | 0 | 0 | 0
1142 | 1461.298 | 0 | 2907.7306 | 1533.5777 | 0 | 0 | 1374.1528 | 0 | 0 | 0
1143 | 1523.695 | 0 | 1733.0166 | 1599.0611 | 0 | 0 | 133.9555 | 0 | 0 | 0
1144 | 1550.416 | 0 | 2329.7852 | 1627.1038 | 0 | 0 | 702.6814 | 0 | 0 | 0
1145 | 1733.837 | 0 | 1479.9848 | 1479.9848 | 0 | 0 | 0 | 323.606 | 0 | 0
1146 | 1717.427 | 0 | 298.8922 | 298.8922 | 0 | 0 | 0 | 1432.622 | 0 | 0
1147 | 1575.959 | 0 | 0 | 0 | 0 | 0 | 0 | 0 | 0 | 1653.9102
1148 | 1707.2 | 0 | 0 | 0 | 0 | 0 | 0 | 0 | 0 | 1791.6427
1149 | 1400 | 0 | 0 | 0 | 0 | 0 | 0 | 0 | 0 | 1469.2478
1150 | 1287.2 | 0 | 0 | 0 | 0 | 0 | 0 | 0 | 0 | 1350.8684
1151 | 1057.6 | 0 | 0 | 0 | 0 | 0 | 0 | 0 | 0 | 1109.9118
1152 | 1536.8 | 0 | 0 | 0 | 0 | 0 | 0 | 1536.8 | 0 | 0
1153 | 997.6 | 0 | 0 | 0 | 0 | 0 | 0 | 997.6 | 0 | 0
1154 | 1274.4 | 0 | 0 | 0 | 0 | 0 | 0 | 1274.4 | 0 | 0
1155 | 1188.8 | 0 | 0 | 0 | 0 | 0 | 0 | 1188.8 | 0 | 0
1156 | 1111.2 | 0 | 0 | 0 | 0 | 0 | 0 | 1111.2 | 0 | 0
1157 | 1072.8 | 0 | 0 | 0 | 0 | 0 | 0 | 1072.8 | 0 | 0
1158 | 1068.8 | 0 | 0 | 0 | 0 | 0 | 0 | 1068.8 | 0 | 0
1159 | 1287.2 | 0 | 111.0688 | 111.0688 | 0 | 0 | 0 | 1.149 | 0 | 1238.5948
1160 | 1071.05 | 0 | 1236.6228 | 1124.027 | -112.5958 | 0 | 0 | 0 | 0 | 0
1161 | 1356.959 | 0 | 2484.201 | 1424.0779 | -1060.1231 | 0 | 0 | 0 | 0 | 0
1162 | 1375.012 | 0 | 3356.2657 | 1443.0228 | -1888.3791 | 0 | 24.8639 | 0 | 0 | 0
1163 | 1335.484 | 0 | 3929.7897 | 1401.5406 | -1888.3791 | 0 | 639.87 | 0 | 0 | 0
1164 | 1194.744 | 0 | 3982.2954 | 1253.8382 | -1888.3791 | 0 | 840.0781 | 0 | 0 | 0
1165 | 1239.472 | 0 | 2538.2158 | 1300.7796 | -1237.4362 | 0 | 0 | 0 | 0 | 0
1166 | 1494.782 | 0 | 2687.4127 | 1568.718 | -1118.6947 | 0 | 0 | 0 | 0 | 0
1167 | 1663.536 | 0 | 2519.9037 | 1745.819 | -392.6575 | 0 | 381.4272 | 0 | 0 | 0
1168 | 1380.276 | 0 | 1857.1722 | 1448.5482 | 0 | 0 | 408.624 | 0 | 0 | 0
1169 | 1448.549 | 0 | 1527.2243 | 1520.1981 | 0 | 0 | 7.0262 | 0 | 0 | 0
1170 | 1689.979 | 0 | 302.3932 | 302.3932 | 0 | 0 | 0 | 831.838 | 0 | 598.1937
1171 | 1823.205 | 0 | 0 | 0 | 0 | 0 | 0 | 23.828 | 0 | 1888.3791
1172 | 855.2 | 0 | 0 | 0 | 0 | 0 | 0 | 0 | 0 | 897.5005
1173 | 1082.4 | 0 | 0 | 0 | 0 | 0 | 0 | 0 | 0 | 1135.9384
1174 | 1165.6 | 0 | 0 | 0 | 0 | 0 | 0 | 0 | 0 | 1223.2537
1175 | 1396.8 | 0 | 0 | 0 | 0 | 0 | 0 | 0 | 0 | 1465.8895
1176 | 754.4 | 0 | 0 | 0 | 0 | 0 | 0 | 0 | 0 | 791.7147
1177 | 602.4 | 0 | 0 | 0 | 0 | 0 | 0 | 602.4 | 0 | 0
1178 | 580.8 | 0 | 0 | 0 | 0 | 0 | 0 | 580.8 | 0 | 0
1179 | 700.8 | 0 | 0 | 0 | 0 | 0 | 0 | 700.8 | 0 | 0
1180 | 725.6 | 0 | 0 | 0 | 0 | 0 | 0 | 725.6 | 0 | 0
1181 | 505.6 | 0 | 0 | 0 | 0 | 0 | 0 | 505.6 | 0 | 0
1182 | 723.2 | 0 | 0 | 0 | 0 | 0 | 0 | 723.2 | 0 | 0
1183 | 676.8 | 0 | 96.9704 | 96.9704 | 0 | 0 | 0 | 0 | 0 | 613.306
1184 | 771.604 | 0 | 1175.3688 | 809.7696 | -365.5992 | 0 | 0 | 0 | 0 | 0
1185 | 658.296 | 0 | 2394.3513 | 690.8571 | -1703.4942 | 0 | 0 | 0 | 0 | 0
1186 | 829.986 | 0 | 3269.8634 | 871.0383 | -1888.3791 | 0 | 510.4461 | 0 | 0 | 0
1187 | 571.13 | 0 | 3833.2895 | 599.3796 | -1888.3791 | 0 | 1345.5308 | 0 | 0 | 0
1188 | 704.878 | 0 | 4113.0616 | 739.7432 | -1888.3791 | 0 | 1484.9394 | 0 | 0 | 0
1189 | 802.622 | 0 | 4119.9681 | 842.3219 | -1852.4161 | 0 | 1425.2302 | 0 | 0 | 0
1190 | 845.333 | 0 | 3851.5124 | 887.1455 | 0 | 0 | 2964.3669 | 0 | 0 | 0
1191 | 810.397 | 0 | 3349.7338 | 850.4814 | 0 | 0 | 2499.2524 | 0 | 0 | 0
1192 | 948.631 | 0 | 2545.8601 | 995.5529 | 0 | 0 | 1550.3072 | 0 | 0 | 0
1193 | 863.605 | 0 | 1295.4116 | 906.3212 | 0 | 0 | 389.0904 | 0 | 0 | 0
1194 | 870.304 | 0 | 264.7763 | 264.7763 | 0 | 0 | 0 | 0 | 0 | 648.5753
1195 | 797.6 | 0 | 0 | 0 | 0 | 0 | 0 | 0 | 0 | 837.0515
1196 | 838.4 | 0 | 0 | 0 | 0 | 0 | 0 | 0 | 0 | 879.8695
1197 | 759.2 | 0 | 0 | 0 | 0 | 0 | 0 | 0 | 0 | 796.7521
1198 | 689.6 | 0 | 0 | 0 | 0 | 0 | 0 | 0 | 0 | 723.7095
1199 | 551.2 | 0 | 0 | 0 | 0 | 0 | 0 | 0 | 0 | 578.4638
1200 | 689.6 | 0 | 0 | 0 | 0 | 0 | 0 | 0 | 0 | 723.7095
1201 | 1026.4 | 0 | 0 | 0 | 0 | 0 | 0 | 1026.4 | 0 | 0
1202 | 1103.2 | 0 | 0 | 0 | 0 | 0 | 0 | 1103.2 | 0 | 0
1203 | 797.6 | 0 | 0 | 0 | 0 | 0 | 0 | 606.317 | 0 | 200.7444
1204 | 818.4 | 0 | 0 | 0 | 0 | 0 | 0 | 0 | 0 | 858.8803
1205 | 779.2 | 0 | 0 | 0 | 0 | 0 | 0 | 0 | 0 | 817.7413
1206 | 741.6 | 0 | 0 | 0 | 0 | 0 | 0 | 0 | 0 | 778.2815
1207 | 836.8 | 0 | 107.7935 | 107.7935 | 0 | 0 | 0 | 0 | 0 | 770.3969
1208 | 625.816 | 0 | 1199.4162 | 656.7706 | -542.6457 | 0 | 0 | 0 | 0 | 0
1209 | 296.104 | 0 | 2427.4629 | 310.7501 | -1888.3791 | 0 | 228.3337 | 0 | 0 | 0
1210 | 281.168 | 0 | 3307.3618 | 295.0743 | -1888.3791 | 0 | 1123.9084 | 0 | 0 | 0
1211 | 221.19 | 0 | 3888.8565 | 232.1307 | -1888.3791 | 0 | 1768.3468 | 0 | 0 | 0
1212 | 299.592 | 0 | 4202.8043 | 314.4106 | -1888.3791 | 0 | 2000.0146 | 0 | 0 | 0
1213 | 888.252 | 0 | 4231.1009 | 932.1863 | -1490.4847 | 0 | 1808.4299 | 0 | 0 | 0
1214 | 1121.586 | 0 | 3981.8798 | 1177.0627 | 0 | 0 | 2804.8171 | 0 | 0 | 0
1215 | 839.555 | 0 | 3474.9725 | 881.0817 | 0 | 0 | 2593.8908 | 0 | 0 | 0
1216 | 1363.969 | 0 | 2643.2397 | 1431.4346 | 0 | 0 | 1211.8051 | 0 | 0 | 0
1217 | 1384.49 | 0 | 1488.8234 | 1452.9706 | 0 | 0 | 35.8528 | 0 | 0 | 0
1218 | 1247.034 | 0 | 284.7822 | 284.7822 | 0 | 0 | 0 | 592.579 | 0 | 402.0429
1219 | 1191.158 | 0 | 0 | 0 | 0 | 0 | 0 | 0 | 0 | 1250.0759
1220 | 1089.6 | 0 | 0 | 0 | 0 | 0 | 0 | 0 | 0 | 1143.4946
1221 | 1178.4 | 0 | 0 | 0 | 0 | 0 | 0 | 0 | 0 | 1236.6868
1222 | 1048 | 0 | 0 | 0 | 0 | 0 | 0 | 0 | 0 | 1099.8369
1223 | 1239.2 | 0 | 0 | 0 | 0 | 0 | 0 | 0 | 0 | 1300.4942
1224 | 1102.4 | 0 | 0 | 0 | 0 | 0 | 0 | 0 | 0 | 1156.9277
1225 | 1004 | 0 | 0 | 0 | 0 | 0 | 0 | 1004 | 0 | 0
1226 | 894.4 | 0 | 0 | 0 | 0 | 0 | 0 | 894.4 | 0 | 0
1227 | 741.6 | 0 | 0 | 0 | 0 | 0 | 0 | 741.6 | 0 | 0
1228 | 812 | 0 | 0 | 0 | 0 | 0 | 0 | 812 | 0 | 0
1229 | 906.4 | 0 | 0 | 0 | 0 | 0 | 0 | 906.4 | 0 | 0
1230 | 1295.2 | 0 | 0 | 0 | 0 | 0 | 0 | 1295.2 | 0 | 0
1231 | 1083.2 | 0 | 112.1624 | 112.1624 | 0 | 0 | 0 | 0 | 0 | 1024.6156
1232 | 928.89 | 0 | 1240.7367 | 974.8354 | -265.9013 | 0 | 0 | 0 | 0 | 0
1233 | 1047.146 | 0 | 2488.1417 | 1098.9407 | -1389.2011 | 0 | 0 | 0 | 0 | 0
1234 | 1458.486 | 0 | 3393.8711 | 1530.6267 | -1863.2444 | 0 | 0 | 0 | 0 | 0
1235 | 1341.872 | 0 | 3999.5024 | 1408.2446 | -1888.3791 | 0 | 702.8787 | 0 | 0 | 0
1236 | 1455.678 | 0 | 4300.2616 | 1527.6798 | -1888.3791 | 0 | 884.2028 | 0 | 0 | 0
1237 | 1622.4 | 0 | 4324.6479 | 1702.6483 | -1888.3791 | 0 | 733.6206 | 0 | 0 | 0
1238 | 1434.147 | 0 | 4058.5042 | 1505.0827 | -403.1626 | 0 | 2150.2588 | 0 | 0 | 0
1239 | 1627.379 | 0 | 3378.953 | 1707.8736 | 0 | 0 | 1671.0794 | 0 | 0 | 0
1240 | 1212.806 | 0 | 2665.6835 | 1272.7947 | 0 | 0 | 1392.8889 | 0 | 0 | 0
1241 | 1458.823 | 0 | 1505.9464 | 1505.9464 | 0 | 0 | 0 | 23.854 | 0 | 0
1242 | 1503.121 | 0 | 290.5721 | 290.5721 | 0 | 0 | 0 | 1226.244 | 0 | 0
1243 | 1519.235 | 0 | 0 | 0 | 0 | 0 | 0 | 0 | 0 | 1594.3805
1244 | 1223.2 | 0 | 0 | 0 | 0 | 0 | 0 | 0 | 0 | 1283.7028
1245 | 1371.2 | 0 | 0 | 0 | 0 | 0 | 0 | 0 | 0 | 1439.0233
1246 | 1432.8 | 0 | 0 | 0 | 0 | 0 | 0 | 0 | 0 | 1503.6702
1247 | 1228 | 0 | 0 | 0 | 0 | 0 | 0 | 0 | 0 | 1288.7402
1248 | 1250.4 | 0 | 0 | 0 | 0 | 0 | 0 | 1140.861 | 0 | 114.9571
1249 | 1195.2 | 0 | 0 | 0 | 0 | 0 | 0 | 1195.2 | 0 | 0
1250 | 1082.4 | 0 | 0 | 0 | 0 | 0 | 0 | 1082.4 | 0 | 0
1251 | 1088.8 | 0 | 0 | 0 | 0 | 0 | 0 | 1088.8 | 0 | 0
1252 | 1428 | 0 | 0 | 0 | 0 | 0 | 0 | 1428 | 0 | 0
1253 | 942.4 | 0 | 0 | 0 | 0 | 0 | 0 | 942.4 | 0 | 0
1254 | 957.6 | 0 | 0 | 0 | 0 | 0 | 0 | 957.6 | 0 | 0
1255 | 1361.6 | 0 | 108.0789 | 108.0789 | 0 | 0 | 0 | 0 | 0 | 1320.8695
1256 | 1216.436 | 0 | 1207.7731 | 1207.7731 | 0 | 0 | 0 | 0 | 0 | 68.8311
1257 | 1066.076 | 0 | 2429.4778 | 1118.807 | -1310.6708 | 0 | 0 | 0 | 0 | 0
1258 | 1100.807 | 0 | 3301.977 | 1155.2548 | -1888.3791 | 0 | 258.3431 | 0 | 0 | 0
1259 | 1411.611 | 0 | 3878.2642 | 1481.432 | -1888.3791 | 0 | 508.4531 | 0 | 0 | 0
1260 | 1365.056 | 0 | 4118.8504 | 1432.5754 | -1888.3791 | 0 | 797.896 | 0 | 0 | 0
1261 | 1239.767 | 0 | 4066.392 | 1301.0892 | -1888.3791 | 0 | 876.9237 | 0 | 0 | 0
1262 | 1146.147 | 0 | 3603.3071 | 1202.8385 | -722.4596 | 0 | 1678.009 | 0 | 0 | 0
1263 | 1181.115 | 0 | 2562.9831 | 1239.5361 | 0 | 0 | 1323.447 | 0 | 0 | 0
1264 | 1267.883 | 0 | 2005.519 | 1330.5959 | 0 | 0 | 674.9231 | 0 | 0 | 0
1265 | 1187.464 | 0 | 1427.5201 | 1246.1992 | 0 | 0 | 181.3209 | 0 | 0 | 0
1266 | 1008.407 | 0 | 271.5401 | 271.5401 | 0 | 0 | 0 | 749.665 | 0 | 0
1267 | 1409.602 | 0 | 0 | 0 | 0 | 0 | 0 | 0 | 0 | 1479.3247
1268 | 946.4 | 0 | 0 | 0 | 0 | 0 | 0 | 0 | 0 | 993.2115
1269 | 1150.4 | 0 | 0 | 0 | 0 | 0 | 0 | 0 | 0 | 1207.3019
1270 | 1396 | 0 | 0 | 0 | 0 | 0 | 0 | 0 | 0 | 1465.0499
1271 | 1171.2 | 0 | 0 | 0 | 0 | 0 | 0 | 0 | 0 | 1229.1307
1272 | 1109.6 | 0 | 0 | 0 | 0 | 0 | 0 | 1109.6 | 0 | 0
1273 | 1380.8 | 0 | 0 | 0 | 0 | 0 | 0 | 1380.8 | 0 | 0
1274 | 1206.4 | 0 | 0 | 0 | 0 | 0 | 0 | 1206.4 | 0 | 0
1275 | 1380.8 | 0 | 0 | 0 | 0 | 0 | 0 | 1380.8 | 0 | 0
1276 | 1010.4 | 0 | 0 | 0 | 0 | 0 | 0 | 1010.4 | 0 | 0
1277 | 960 | 0 | 0 | 0 | 0 | 0 | 0 | 748.335 | 0 | 222.1345
1278 | 1000 | 0 | 0 | 0 | 0 | 0 | 0 | 0 | 0 | 1049.4627
1279 | 1016 | 0 | 97.6955 | 97.6955 | 0 | 0 | 0 | 0 | 0 | 968.5586
1280 | 231.095 | 0 | 1166.1797 | 242.5256 | -923.6542 | 0 | 0 | 0 | 0 | 0
1281 | 181.355 | 0 | 2367.7715 | 190.3253 | -1888.3791 | 0 | 289.0672 | 0 | 0 | 0
1282 | 156.897 | 0 | 3246.3743 | 164.6565 | -1888.3791 | 0 | 1193.3388 | 0 | 0 | 0
1283 | 202.713 | 0 | 3831.179 | 212.7397 | -1888.3791 | 0 | 1730.0603 | 0 | 0 | 0
1284 | 193.831 | 0 | 4153.722 | 203.4184 | -1888.3791 | 0 | 2061.9245 | 0 | 0 | 0
1285 | 194.696 | 0 | 2873.2463 | 204.3262 | -1109.4762 | 0 | 1559.4439 | 0 | 0 | 0
1286 | 147.249 | 0 | 2890.6548 | 154.5323 | 0 | 0 | 2736.1224 | 0 | 0 | 0
1287 | 149.362 | 0 | 3205.417 | 156.7498 | 0 | 0 | 3048.6671 | 0 | 0 | 0
1288 | 167.046 | 0 | 2238.1345 | 175.3085 | 0 | 0 | 2062.826 | 0 | 0 | 0
1289 | 135.46 | 0 | 1470.3203 | 142.1602 | 0 | 0 | 1328.1601 | 0 | 0 | 0
1290 | 134.638 | 0 | 287.005 | 141.2976 | 0 | 0 | 145.7074 | 0 | 0 | 0
1291 | 106.102 | 0 | 0 | 0 | 0 | 0 | 0 | 0 | 0 | 111.3501
1292 | 0 | 0 | 0 | 0 | 0 | 0 | 0 | 0 | 0 | 0
1293 | 0 | 0 | 0 | 0 | 0 | 0 | 0 | 0 | 0 | 0
1294 | 85.6 | 0 | 0 | 0 | 0 | 0 | 0 | 0 | 0 | 89.834
1295 | 87.2 | 0 | 0 | 0 | 0 | 0 | 0 | 0 | 0 | 91.5131
1296 | 90.4 | 0 | 0 | 0 | 0 | 0 | 0 | 0 | 0 | 94.8714
1297 | 84.8 | 0 | 0 | 0 | 0 | 0 | 0 | 0 | 0 | 88.9944
1298 | 87.2 | 0 | 0 | 0 | 0 | 0 | 0 | 0 | 0 | 91.5131
1299 | 80.8 | 0 | 0 | 0 | 0 | 0 | 0 | 0 | 0 | 84.7966
1300 | 86.4 | 0 | 0 | 0 | 0 | 0 | 0 | 0 | 0 | 90.6736
1301 | 81.6 | 0 | 0 | 0 | 0 | 0 | 0 | 0 | 0 | 85.6362
1302 | 86.4 | 0 | 0 | 0 | 0 | 0 | 0 | 0 | 0 | 90.6736
1303 | 68.8 | 0 | 130.1239 | 72.203 | -57.9209 | 0 | 0 | 0 | 0 | 0
1304 | 94.436 | 0 | 1236.2492 | 99.1071 | -965.7796 | 0 | 171.3626 | 0 | 0 | 0
1305 | 767.602 | 0 | 2458.9583 | 805.5697 | 0 | 0 | 1653.3886 | 0 | 0 | 0
1306 | 1311.495 | 0 | 3333.8345 | 1376.3651 | 0 | 0 | 1957.4694 | 0 | 0 | 0
1307 | 1454.312 | 0 | 3919.1859 | 1526.2462 | 0 | 0 | 2392.9397 | 0 | 0 | 0
1308 | 1278.237 | 0 | 4223.0778 | 1341.4621 | 0 | 0 | 2881.6157 | 0 | 0 | 0
1309 | 1477.846 | 0 | 4238.8166 | 1550.9443 | 0 | 0 | 2687.8723 | 0 | 0 | 0
1310 | 1606.507 | 0 | 3988.1734 | 1685.9692 | 0 | 0 | 2302.2042 | 0 | 0 | 0
1311 | 1514.242 | 0 | 3298.6607 | 1589.1405 | 0 | 0 | 1709.5202 | 0 | 0 | 0
1312 | 1656.625 | 0 | 2512.0286 | 1738.5662 | 0 | 0 | 773.4624 | 0 | 0 | 0
1313 | 1550.847 | 0 | 1446.338 | 1446.338 | 0 | 0 | 0 | 172.677 | 0 | 0
1314 | 1602.881 | 0 | 276.2952 | 276.2952 | 0 | 0 | 0 | 1339.608 | 0 | 0
1315 | 1592.239 | 0 | 0 | 0 | 0 | 0 | 0 | 0 | 0 | 1670.9954
1316 | 1521.6 | 0 | 0 | 0 | 0 | 0 | 0 | 0 | 0 | 1596.8624
1317 | 1444 | 0 | 0 | 0 | 0 | 0 | 0 | 0 | 0 | 1515.4241
1318 | 1625.6 | 0 | 0 | 0 | 0 | 0 | 0 | 0 | 0 | 1706.0066
1319 | 1578.4 | 0 | 0 | 0 | 0 | 0 | 0 | 0 | 0 | 1656.4719
1320 | 1232.8 | 0 | 0 | 0 | 0 | 0 | 0 | 1232.8 | 0 | 0
1321 | 1146.4 | 0 | 0 | 0 | 0 | 0 | 0 | 1146.4 | 0 | 0
1322 | 1488 | 0 | 0 | 0 | 0 | 0 | 0 | 1488 | 0 | 0
1323 | 1347.2 | 0 | 0 | 0 | 0 | 0 | 0 | 1347.2 | 0 | 0
1324 | 1243.2 | 0 | 0 | 0 | 0 | 0 | 0 | 1243.2 | 0 | 0
1325 | 1531.2 | 0 | 0 | 0 | 0 | 0 | 0 | 1531.2 | 0 | 0
1326 | 1331.2 | 0 | 0 | 0 | 0 | 0 | 0 | 1331.2 | 0 | 0
1327 | 1144.8 | 0 | 160.4062 | 0 | -160.4062 | 0 | 0 | 1144.8 | 0 | 0
1328 | 1010.871 | 0 | 1343.5431 | 0 | -1343.5431 | 0 | 0 | 1010.871 | 0 | 0
1329 | 1203.916 | 0 | 2598.2293 | 709.8503 | -1888.3791 | 0 | 0 | 527.522 | 0 | 0
1330 | 1503.542 | 0 | 3503.181 | 1577.9113 | -1888.3791 | 0 | 36.8907 | 0 | 0 | 0
1331 | 1515.135 | 0 | 3279.1354 | 1390.7564 | -1888.3791 | 0 | 0 | 189.926 | 0 | 0
1332 | 1556.164 | 0 | 448.1069 | 0 | -448.1069 | 0 | 0 | 1556.164 | 0 | 0
1333 | 1211.064 | 0 | 1280.6541 | 528.4045 | -752.2496 | 0 | 0 | 707.564 | 0 | 0
1334 | 1410.099 | 0 | 1158.9699 | 1158.9699 | 0 | 0 | 0 | 305.753 | 0 | 0
1335 | 1317.507 | 0 | 790.7513 | 790.7513 | 0 | 0 | 0 | 564.025 | 0 | 0
1336 | 1520.142 | 0 | 467.5314 | 467.5314 | 0 | 0 | 0 | 1074.646 | 0 | 0
1337 | 1602.996 | 0 | 135.6808 | 135.6808 | 0 | 0 | 0 | 1473.71 | 0 | 0
1338 | 1509.998 | 0 | 0 | 0 | 0 | 0 | 0 | 1509.998 | 0 | 0
1339 | 1268.157 | 0 | 0 | 0 | 0 | 0 | 0 | 0 | 0 | 1330.8835
1340 | 1219.2 | 0 | 0 | 0 | 0 | 0 | 0 | 0 | 0 | 1279.5049
1341 | 1537.6 | 0 | 0 | 0 | 0 | 0 | 0 | 0 | 0 | 1613.6539
1342 | 1788 | 0 | 0 | 0 | 0 | 0 | 0 | 0 | 0 | 1876.4393
1343 | 1920 | 0 | 0 | 0 | 0 | 0 | 0 | 120.623 | 0 | 1888.3791
1344 | 1416 | 0 | 0 | 0 | 0 | 0 | 0 | 1416 | 0 | 0
1345 | 1318.4 | 0 | 0 | 0 | 0 | 0 | 0 | 1318.4 | 0 | 0
1346 | 1386.4 | 0 | 0 | 0 | 0 | 0 | 0 | 1386.4 | 0 | 0
1347 | 1447.2 | 0 | 0 | 0 | 0 | 0 | 0 | 1447.2 | 0 | 0
1348 | 1560.8 | 0 | 0 | 0 | 0 | 0 | 0 | 1560.8 | 0 | 0
1349 | 1575.2 | 0 | 0 | 0 | 0 | 0 | 0 | 1575.2 | 0 | 0
1350 | 1132 | 0 | 0 | 0 | 0 | 0 | 0 | 1132 | 0 | 0
1351 | 1085.6 | 0 | 155.1641 | 155.1641 | 0 | 0 | 0 | 937.749 | 0 | 0
1352 | 972.737 | 0 | 1318.0569 | 1020.8512 | -297.2057 | 0 | 0 | 0 | 0 | 0
1353 | 1002.649 | 0 | 2483.0057 | 1052.2427 | -1430.7629 | 0 | 0 | 0 | 0 | 0
1354 | 1224.946 | 0 | 3441.2239 | 1285.5341 | -1888.3791 | 0 | 267.3107 | 0 | 0 | 0
1355 | 1629.851 | 0 | 4051.9314 | 1710.4678 | -1888.3791 | 0 | 453.0845 | 0 | 0 | 0
1356 | 1267.651 | 0 | 3559.8531 | 1330.3524 | -1888.3791 | 0 | 341.1216 | 0 | 0 | 0
1357 | 1387.724 | 0 | 2722.385 | 1456.3646 | -1266.0204 | 0 | 0 | 0 | 0 | 0
1358 | 1508.577 | 0 | 2333.4887 | 1583.1953 | -750.2934 | 0 | 0 | 0 | 0 | 0
1359 | 1492.205 | 0 | 1662.6743 | 1566.0135 | -96.6608 | 0 | 0 | 0 | 0 | 0
1360 | 1115.506 | 0 | 825.5388 | 825.5388 | 0 | 0 | 0 | 328.876 | 0 | 0
1361 | 1715.058 | 0 | 1377.3621 | 1377.3621 | 0 | 0 | 0 | 402.613 | 0 | 0
1362 | 1580.662 | 0 | 172.8759 | 172.8759 | 0 | 0 | 0 | 1415.934 | 0 | 0
1363 | 1152.8 | 0 | 0 | 0 | 0 | 0 | 0 | 0 | 0 | 1209.8206
1364 | 1612 | 0 | 0 | 0 | 0 | 0 | 0 | 0 | 0 | 1691.7339
1365 | 1400.8 | 0 | 0 | 0 | 0 | 0 | 0 | 0 | 0 | 1470.0874
1366 | 1607.2 | 0 | 0 | 0 | 0 | 0 | 0 | 0 | 0 | 1686.6965
1367 | 1369.6 | 0 | 0 | 0 | 0 | 0 | 0 | 0 | 0 | 1437.3441
1368 | 1172 | 0 | 0 | 0 | 0 | 0 | 0 | 983.126 | 0 | 198.2162
1369 | 1296.8 | 0 | 0 | 0 | 0 | 0 | 0 | 1296.8 | 0 | 0
1370 | 1394.4 | 0 | 0 | 0 | 0 | 0 | 0 | 1394.4 | 0 | 0
1371 | 1192 | 0 | 0 | 0 | 0 | 0 | 0 | 1192 | 0 | 0
1372 | 1368.8 | 0 | 0 | 0 | 0 | 0 | 0 | 1368.8 | 0 | 0
1373 | 1286.4 | 0 | 0 | 0 | 0 | 0 | 0 | 1286.4 | 0 | 0
1374 | 717.6 | 0 | 0 | 0 | 0 | 0 | 0 | 717.6 | 0 | 0
1375 | 961.6 | 0 | 161.2804 | 161.2804 | 0 | 0 | 0 | 0 | 0 | 847.883
1376 | 858.742 | 0 | 1324.5773 | 901.2177 | -423.3596 | 0 | 0 | 0 | 0 | 0
1377 | 924.647 | 0 | 2554.3586 | 970.3825 | -1583.9761 | 0 | 0 | 0 | 0 | 0
1378 | 1261.322 | 0 | 3392.724 | 1323.7093 | -1888.3791 | 0 | 180.6356 | 0 | 0 | 0
1379 | 921.625 | 0 | 3925.7178 | 967.21 | -1888.3791 | 0 | 1070.1287 | 0 | 0 | 0
1380 | 1166.42 | 0 | 4181.4362 | 1224.1132 | -1888.3791 | 0 | 1068.9439 | 0 | 0 | 0
1381 | 1425.732 | 0 | 4078.9866 | 1496.2526 | -1888.3791 | 0 | 694.355 | 0 | 0 | 0
1382 | 1270.075 | 0 | 2695.461 | 1332.8974 | -25.7937 | 0 | 1336.7699 | 0 | 0 | 0
1383 | 1409.846 | 0 | 1706.2228 | 1479.5808 | 0 | 0 | 226.642 | 0 | 0 | 0
1384 | 1503.303 | 0 | 852.4513 | 852.4513 | 0 | 0 | 0 | 691.029 | 0 | 0
1385 | 1426.651 | 0 | 650.4402 | 650.4402 | 0 | 0 | 0 | 806.867 | 0 | 0
1386 | 1530.718 | 0 | 249.9169 | 249.9169 | 0 | 0 | 0 | 1292.58 | 0 | 0
1387 | 1079.591 | 0 | 0 | 0 | 0 | 0 | 0 | 0 | 0 | 1132.9905
1388 | 1292 | 0 | 0 | 0 | 0 | 0 | 0 | 0 | 0 | 1355.9058
1389 | 1392.8 | 0 | 0 | 0 | 0 | 0 | 0 | 0 | 0 | 1461.6917
1390 | 1493.6 | 0 | 0 | 0 | 0 | 0 | 0 | 0 | 0 | 1567.4775
1391 | 1524 | 0 | 0 | 0 | 0 | 0 | 0 | 0 | 0 | 1599.3812
1392 | 1385.6 | 0 | 0 | 0 | 0 | 0 | 0 | 1385.6 | 0 | 0
1393 | 1531.2 | 0 | 0 | 0 | 0 | 0 | 0 | 1531.2 | 0 | 0
1394 | 1497.6 | 0 | 0 | 0 | 0 | 0 | 0 | 1497.6 | 0 | 0
1395 | 1485.6 | 0 | 0 | 0 | 0 | 0 | 0 | 1485.6 | 0 | 0
1396 | 1413.6 | 0 | 0 | 0 | 0 | 0 | 0 | 1413.6 | 0 | 0
1397 | 1488.8 | 0 | 0 | 0 | 0 | 0 | 0 | 1488.8 | 0 | 0
1398 | 1299.2 | 0 | 0 | 0 | 0 | 0 | 0 | 1299.2 | 0 | 0
1399 | 1104 | 0 | 59.1509 | 59.1509 | 0 | 0 | 0 | 714.941 | 0 | 349.152
1400 | 1358.071 | 0 | 1278.8112 | 1278.8112 | 0 | 0 | 0 | 0 | 0 | 146.4336
1401 | 1671.657 | 0 | 1201.5981 | 1201.5981 | 0 | 0 | 0 | 0 | 0 | 552.7436
1402 | 1400.192 | 0 | 3290.4707 | 1469.4493 | -1821.0214 | 0 | 0 | 0 | 0 | 0
1403 | 1499.733 | 0 | 3823.2745 | 1573.9138 | -1888.3791 | 0 | 360.9816 | 0 | 0 | 0
1404 | 1335.797 | 0 | 3155.2054 | 1401.8691 | -1753.3363 | 0 | 0 | 0 | 0 | 0
1405 | 1593.236 | 0 | 2870.2028 | 1672.0418 | -1198.1611 | 0 | 0 | 0 | 0 | 0
1406 | 1620.676 | 0 | 3176.3825 | 1700.839 | -1475.5435 | 0 | 0 | 0 | 0 | 0
1407 | 1525.559 | 0 | 2552.202 | 1601.0173 | -951.1847 | 0 | 0 | 0 | 0 | 0
1408 | 1514.83 | 0 | 1385.6948 | 1385.6948 | 0 | 0 | 0 | 194.445 | 0 | 0
1409 | 1822.304 | 0 | 1004.2036 | 1004.2036 | 0 | 0 | 0 | 865.43 | 0 | 0
1410 | 1605.867 | 0 | 275.3622 | 275.3622 | 0 | 0 | 0 | 1343.483 | 0 | 0
1411 | 1954.45 | 0 | 0 | 0 | 0 | 0 | 0 | 155.073 | 0 | 1888.3791
1412 | 1688.8 | 0 | 0 | 0 | 0 | 0 | 0 | 0 | 0 | 1772.3326
1413 | 1488.8 | 0 | 0 | 0 | 0 | 0 | 0 | 0 | 0 | 1562.4401
1414 | 1700 | 0 | 0 | 0 | 0 | 0 | 0 | 0 | 0 | 1784.0866
1415 | 1531.2 | 0 | 0 | 0 | 0 | 0 | 0 | 0 | 0 | 1606.9373
1416 | 1661.6 | 0 | 0 | 0 | 0 | 0 | 0 | 1661.6 | 0 | 0
1417 | 677.6 | 0 | 0 | 0 | 0 | 0 | 0 | 677.6 | 0 | 0
1418 | 501.6 | 0 | 0 | 0 | 0 | 0 | 0 | 501.6 | 0 | 0
1419 | 592.8 | 0 | 0 | 0 | 0 | 0 | 0 | 592.8 | 0 | 0
1420 | 738.4 | 0 | 0 | 0 | 0 | 0 | 0 | 738.4 | 0 | 0
1421 | 784.8 | 0 | 0 | 0 | 0 | 0 | 0 | 784.8 | 0 | 0
1422 | 656.8 | 0 | 0 | 0 | 0 | 0 | 0 | 656.8 | 0 | 0
1423 | 596 | 0 | 151.533 | 151.533 | 0 | 0 | 0 | 451.609 | 0 | 0
1424 | 458.959 | 0 | 1213.5326 | 481.6604 | -731.8722 | 0 | 0 | 0 | 0 | 0
1425 | 545.507 | 0 | 2408.7289 | 572.4893 | -1836.2396 | 0 | 0 | 0 | 0 | 0
1426 | 657.357 | 0 | 3064.429 | 689.8717 | -1888.3791 | 0 | 486.1783 | 0 | 0 | 0
1427 | 784.747 | 0 | 3773.7934 | 823.5627 | -1888.3791 | 0 | 1061.8516 | 0 | 0 | 0
1428 | 756.627 | 0 | 3937.3563 | 794.0518 | -1888.3791 | 0 | 1254.9255 | 0 | 0 | 0
1429 | 915.603 | 0 | 3377.9245 | 960.8902 | -1353.3976 | 0 | 1063.6367 | 0 | 0 | 0
1430 | 833.363 | 0 | 2995.9579 | 874.5834 | 0 | 0 | 2121.3745 | 0 | 0 | 0
1431 | 642.919 | 0 | 2234.4257 | 674.7195 | 0 | 0 | 1559.7062 | 0 | 0 | 0
1432 | 667.766 | 0 | 1976.1876 | 700.7955 | 0 | 0 | 1275.3921 | 0 | 0 | 0
1433 | 671.56 | 0 | 1140.4501 | 704.7772 | 0 | 0 | 435.6729 | 0 | 0 | 0
1434 | 759.475 | 0 | 215.6048 | 215.6048 | 0 | 0 | 0 | 554.032 | 0 | 0
1435 | 768.029 | 0 | 0 | 0 | 0 | 0 | 0 | 0 | 0 | 806.0178
1436 | 534.4 | 0 | 0 | 0 | 0 | 0 | 0 | 0 | 0 | 560.8329
1437 | 708.8 | 0 | 0 | 0 | 0 | 0 | 0 | 0 | 0 | 743.8592
1438 | 805.6 | 0 | 0 | 0 | 0 | 0 | 0 | 0 | 0 | 845.4472
1439 | 713.6 | 0 | 0 | 0 | 0 | 0 | 0 | 0 | 0 | 748.8966
1440 | 728.8 | 0 | 0 | 0 | 0 | 0 | 0 | 728.8 | 0 | 0
1441 | 1704 | 0 | 0 | 0 | 0 | 0 | 0 | 1704 | 0 | 0
1442 | 1666.4 | 0 | 0 | 0 | 0 | 0 | 0 | 1666.4 | 0 | 0
1443 | 1551.2 | 0 | 0 | 0 | 0 | 0 | 0 | 1551.2 | 0 | 0
1444 | 1624 | 0 | 0 | 0 | 0 | 0 | 0 | 1375.677 | 0 | 260.6057
1445 | 1580.8 | 0 | 0 | 0 | 0 | 0 | 0 | 0 | 0 | 1658.9906
1446 | 1460 | 0 | 0 | 0 | 0 | 0 | 0 | 0 | 0 | 1532.2155
1447 | 1464 | 0 | 79.1033 | 79.1033 | 0 | 0 | 0 | 0 | 0 | 1457.3101
1448 | 110.259 | 0 | 819.8088 | 115.7127 | -704.0961 | 0 | 0 | 0 | 0 | 0
1449 | 89.69 | 0 | 2002.5952 | 94.1263 | -1888.3791 | 0 | 20.0899 | 0 | 0 | 0
1450 | 0 | 0 | 2655.2519 | -0.0010495 | -1888.3791 | 0 | 766.8739 | 0 | 0 | 0
1451 | 0 | 0 | 3441.8662 | 0 | -1888.3791 | 0 | 1553.4871 | 0 | 0 | 0
1452 | 0 | 0 | 3401.1281 | -0.0010495 | -1888.3791 | 0 | 1512.7501 | 0 | 0 | 0
1453 | 0 | 0 | 2622.3124 | 0 | -1329.0333 | 0 | 1293.2791 | 0 | 0 | 0
1454 | 87.814 | 0 | 2754.2435 | 92.1575 | 0 | 0 | 2662.086 | 0 | 0 | 0
1455 | 71.433 | 0 | 2076.4323 | 74.9663 | 0 | 0 | 2001.466 | 0 | 0 | 0
1456 | 76.614 | 0 | 2454.3994 | 80.4035 | 0 | 0 | 2373.9959 | 0 | 0 | 0
1457 | 71.47 | 0 | 1375.9422 | 75.0051 | 0 | 0 | 1300.9371 | 0 | 0 | 0
1458 | 83.419 | 0 | 271.9441 | 87.5451 | 0 | 0 | 184.399 | 0 | 0 | 0
1459 | 77.625 | 0 | 0 | 0 | 0 | 0 | 0 | 0 | 0 | 81.4645
1460 | 86.4 | 0 | 0 | 0 | 0 | 0 | 0 | 0 | 0 | 90.6736
1461 | 79.2 | 0 | 0 | 0 | 0 | 0 | 0 | 0 | 0 | 83.1174
1462 | 86.4 | 0 | 0 | 0 | 0 | 0 | 0 | 0 | 0 | 90.6736
1463 | 79.2 | 0 | 0 | 0 | 0 | 0 | 0 | 0 | 0 | 83.1174
1464 | 84 | 0 | 0 | 0 | 0 | 0 | 0 | 0 | 0 | 88.1549
1465 | 75.2 | 0 | 0 | 0 | 0 | 0 | 0 | 0 | 0 | 78.9196
1466 | 81.6 | 0 | 0 | 0 | 0 | 0 | 0 | 0 | 0 | 85.6362
1467 | 76 | 0 | 0 | 0 | 0 | 0 | 0 | 0 | 0 | 79.7592
1468 | 80 | 0 | 0 | 0 | 0 | 0 | 0 | 0 | 0 | 83.957
1469 | 76.8 | 0 | 0 | 0 | 0 | 0 | 0 | 0 | 0 | 80.5987
1470 | 81.6 | 0 | 0 | 0 | 0 | 0 | 0 | 0 | 0 | 85.6362
1471 | 67.2 | 0 | 68.2445 | 68.2445 | 0 | 0 | 0 | 0 | 0 | 2.2794
1472 | 79.057 | 0 | 535.9658 | 82.9674 | -452.9985 | 0 | 0 | 0 | 0 | 0
1473 | 544.574 | 0 | 1407.3652 | 571.5091 | -675.4604 | 0 | 160.3957 | 0 | 0 | 0
1474 | 1505.096 | 0 | 2000.8237 | 1579.5421 | 0 | 0 | 421.2816 | 0 | 0 | 0
1475 | 1673.221 | 0 | 3043.043 | 1755.983 | 0 | 0 | 1287.06 | 0 | 0 | 0
1476 | 1557.38 | 0 | 3993.3147 | 1634.4122 | 0 | 0 | 2358.9025 | 0 | 0 | 0
1477 | 1552.097 | 0 | 4047.2298 | 1628.8679 | 0 | 0 | 2418.3619 | 0 | 0 | 0
1478 | 1601.467 | 0 | 3772.7953 | 1680.6799 | 0 | 0 | 2092.1154 | 0 | 0 | 0
1479 | 1699.22 | 0 | 3246.0773 | 1783.268 | 0 | 0 | 1462.8093 | 0 | 0 | 0
1480 | 1209.033 | 0 | 1819.9299 | 1268.835 | 0 | 0 | 551.0949 | 0 | 0 | 0
1481 | 1602.265 | 0 | 1359.1392 | 1359.1392 | 0 | 0 | 0 | 307.184 | 0 | 0
1482 | 1255.783 | 0 | 259.338 | 259.338 | 0 | 0 | 0 | 1008.668 | 0 | 0
1483 | 1313.251 | 0 | 0 | 0 | 0 | 0 | 0 | 0 | 0 | 1378.2079
1484 | 1345.6 | 0 | 0 | 0 | 0 | 0 | 0 | 0 | 0 | 1412.157
1485 | 1182.4 | 0 | 0 | 0 | 0 | 0 | 0 | 0 | 0 | 1240.8847
1486 | 1305.6 | 0 | 0 | 0 | 0 | 0 | 0 | 0 | 0 | 1370.1785
1487 | 1395.2 | 0 | 0 | 0 | 0 | 0 | 0 | 0 | 0 | 1464.2104
1488 | 1414.4 | 0 | 0 | 0 | 0 | 0 | 0 | 1414.4 | 0 | 0
1489 | 1534.4 | 0 | 0 | 0 | 0 | 0 | 0 | 1534.4 | 0 | 0
1490 | 1493.6 | 0 | 0 | 0 | 0 | 0 | 0 | 1493.6 | 0 | 0
1491 | 1685.6 | 0 | 0 | 0 | 0 | 0 | 0 | 1685.6 | 0 | 0
1492 | 1434.4 | 0 | 0 | 0 | 0 | 0 | 0 | 1434.4 | 0 | 0
1493 | 1459.2 | 0 | 0 | 0 | 0 | 0 | 0 | 1459.2 | 0 | 0
1494 | 1717.6 | 0 | 0 | 0 | 0 | 0 | 0 | 1717.6 | 0 | 0
1495 | 1190.4 | 0 | 113.9685 | 113.9685 | 0 | 0 | 0 | 1081.803 | 0 | 0
1496 | 1580.043 | 0 | 1057.0902 | 1057.0902 | 0 | 0 | 0 | 572.775 | 0 | 0
1497 | 1502.036 | 0 | 1987.1534 | 1576.3308 | -410.8227 | 0 | 0 | 0 | 0 | 0
1498 | 1441.807 | 0 | 2629.5107 | 1513.1227 | -1116.388 | 0 | 0 | 0 | 0 | 0
1499 | 1867.076 | 0 | 3596.6504 | 1959.4266 | -1637.2237 | 0 | 0 | 0 | 0 | 0
1500 | 1969.563 | 0 | 4036.0195 | 2066.9819 | -1888.3791 | 0 | 80.6586 | 0 | 0 | 0
1501 | 1991.36 | 0 | 2550.0852 | 2089.858 | -460.2272 | 0 | 0 | 0 | 0 | 0
1502 | 1801.825 | 0 | 1119.2667 | 1119.2667 | 0 | 0 | 0 | 447.406 | 0 | 302.1456
1503 | 1593.282 | 0 | 3065.7776 | 1672.09 | -1393.6875 | 0 | 0 | 0 | 0 | 0
1504 | 1359.178 | 0 | 2496.6466 | 1426.4066 | -1070.24 | 0 | 0 | 0 | 0 | 0
1505 | 1889.839 | 0 | 1384.9938 | 1384.9938 | 0 | 0 | 0 | 570.122 | 0 | 0
1506 | 1338.014 | 0 | 268.6635 | 268.6635 | 0 | 0 | 0 | 1082.013 | 0 | 0
1507 | 1353.885 | 0 | 0 | 0 | 0 | 0 | 0 | 0 | 0 | 1420.8518
1508 | 1158.4 | 0 | 0 | 0 | 0 | 0 | 0 | 0 | 0 | 1215.6976
1509 | 1659.2 | 0 | 0 | 0 | 0 | 0 | 0 | 0 | 0 | 1741.2685
1510 | 1568 | 0 | 0 | 0 | 0 | 0 | 0 | 0 | 0 | 1645.5575
1511 | 1603.2 | 0 | 0 | 0 | 0 | 0 | 0 | 0 | 0 | 1682.4986
1512 | 1517.6 | 0 | 0 | 0 | 0 | 0 | 0 | 1517.6 | 0 | 0
1513 | 1664 | 0 | 0 | 0 | 0 | 0 | 0 | 1664 | 0 | 0
1514 | 1617.6 | 0 | 0 | 0 | 0 | 0 | 0 | 1617.6 | 0 | 0
1515 | 1648 | 0 | 0 | 0 | 0 | 0 | 0 | 1648 | 0 | 0
1516 | 1176.8 | 0 | 0 | 0 | 0 | 0 | 0 | 1176.8 | 0 | 0
1517 | 1515.2 | 0 | 0 | 0 | 0 | 0 | 0 | 1515.2 | 0 | 0
1518 | 1512.8 | 0 | 0 | 0 | 0 | 0 | 0 | 1512.8 | 0 | 0
1519 | 1321.6 | 0 | 120.1803 | 31.4178 | -88.7625 | 0 | 0 | 1291.663 | 0 | 0
1520 | 1341.317 | 0 | 1151.1242 | 1151.1242 | 0 | 0 | 0 | 244.447 | 0 | 0
1521 | 1629.663 | 0 | 2226.687 | 1710.2705 | -516.4165 | 0 | 0 | 0 | 0 | 0
1522 | 1448.199 | 0 | 2680.4883 | 1519.8308 | -1160.6575 | 0 | 0 | 0 | 0 | 0
1523 | 1859.743 | 0 | 3783.0717 | 1951.7309 | -1831.3408 | 0 | 0 | 0 | 0 | 0
1524 | 1762.66 | 0 | 3992.0134 | 1849.8459 | -1888.3791 | 0 | 253.7884 | 0 | 0 | 0
1525 | 1573.75 | 0 | 2995.0669 | 1651.5919 | -1343.4749 | 0 | 0 | 0 | 0 | 0
1526 | 1726.047 | 0 | 2858.4342 | 1811.422 | -1047.0122 | 0 | 0 | 0 | 0 | 0
1527 | 1828.904 | 0 | 2255.8348 | 1919.3665 | -336.4682 | 0 | 0 | 0 | 0 | 0
1528 | 1697.557 | 0 | 2144.8142 | 1781.5228 | -363.2915 | 0 | 0 | 0 | 0 | 0
1529 | 1829.581 | 0 | 1412.8276 | 1412.8276 | 0 | 0 | 0 | 483.342 | 0 | 0
1530 | 1704.422 | 0 | 286.3511 | 286.3511 | 0 | 0 | 0 | 1431.567 | 0 | 0
1531 | 1675.433 | 0 | 0 | 0 | 0 | 0 | 0 | 0 | 0 | 1758.3044
1532 | 1698.4 | 0 | 0 | 0 | 0 | 0 | 0 | 0 | 0 | 1782.4075
1533 | 1537.6 | 0 | 0 | 0 | 0 | 0 | 0 | 0 | 0 | 1613.6539
1534 | 1532 | 0 | 0 | 0 | 0 | 0 | 0 | 0 | 0 | 1607.7769
1535 | 1324 | 0 | 0 | 0 | 0 | 0 | 0 | 0 | 0 | 1389.4886
1536 | 382.4 | 0 | 0 | 0 | 0 | 0 | 0 | 382.4 | 0 | 0
1537 | 394.4 | 0 | 0 | 0 | 0 | 0 | 0 | 394.4 | 0 | 0
1538 | 378.4 | 0 | 0 | 0 | 0 | 0 | 0 | 378.4 | 0 | 0
1539 | 357.6 | 0 | 0 | 0 | 0 | 0 | 0 | 357.6 | 0 | 0
1540 | 367.2 | 0 | 0 | 0 | 0 | 0 | 0 | 367.2 | 0 | 0
1541 | 380 | 0 | 0 | 0 | 0 | 0 | 0 | 380 | 0 | 0
1542 | 397.6 | 0 | 0 | 0 | 0 | 0 | 0 | 397.6 | 0 | 0
1543 | 354.4 | 0 | 151.6453 | 0 | -151.6453 | 0 | 0 | 354.4 | 0 | 0
1544 | 442.969 | 0 | 1237.8539 | 0 | -1237.8539 | 0 | 0 | 442.969 | 0 | 0
1545 | 1680.912 | 0 | 1323.1447 | 0 | -1323.1447 | 0 | 0 | 1680.912 | 0 | 0
1546 | 1829.403 | 0 | 1841.4754 | 0 | -1841.4754 | 0 | 0 | 1829.403 | 0 | 0
1547 | 1851.263 | 0 | 2405.4651 | 517.086 | -1888.3791 | 0 | 0 | 1358.547 | 0 | 0
1548 | 1924.839 | 0 | 3155.8057 | 1873.1409 | -1282.6649 | 0 | 0 | 139.982 | 0 | 0
1549 | 1677.954 | 0 | 1862.0585 | 1760.9501 | -101.1084 | 0 | 0 | 0 | 0 | 0
1550 | 1718.738 | 0 | 715.8553 | 715.8553 | 0 | 0 | 0 | 1036.622 | 0 | 0
1551 | 1907.596 | 0 | 1866.546 | 1866.546 | 0 | 0 | 0 | 129.023 | 0 | 0
1552 | 1688.519 | 0 | 1931.3252 | 1772.0377 | -159.2874 | 0 | 0 | 0 | 0 | 0
1553 | 2091.005 | 0 | 1324.1071 | 1324.1071 | 0 | 0 | 0 | 829.305 | 0 | 0
1554 | 1608.296 | 0 | 232.0446 | 232.0446 | 0 | 0 | 0 | 1387.188 | 0 | 0
1555 | 1773.255 | 0 | 0 | 0 | 0 | 0 | 0 | 0 | 0 | 1860.965
1556 | 1601.6 | 0 | 0 | 0 | 0 | 0 | 0 | 0 | 0 | 1680.8195
1557 | 1201.6 | 0 | 0 | 0 | 0 | 0 | 0 | 0 | 0 | 1261.0344
1558 | 1380.8 | 0 | 0 | 0 | 0 | 0 | 0 | 0 | 0 | 1449.0981
1559 | 1320.8 | 0 | 0 | 0 | 0 | 0 | 0 | 0 | 0 | 1386.1303
1560 | 361.6 | 0 | 0 | 0 | 0 | 0 | 0 | 361.6 | 0 | 0
1561 | 110.4 | 0 | 0 | 0 | 0 | 0 | 0 | 110.4 | 0 | 0
1562 | 116.8 | 0 | 0 | 0 | 0 | 0 | 0 | 116.8 | 0 | 0
1563 | 111.2 | 0 | 0 | 0 | 0 | 0 | 0 | 111.2 | 0 | 0
1564 | 113.6 | 0 | 0 | 0 | 0 | 0 | 0 | 113.6 | 0 | 0
1565 | 110.4 | 0 | 0 | 0 | 0 | 0 | 0 | 110.4 | 0 | 0
1566 | 114.4 | 0 | 0 | 0 | 0 | 0 | 0 | 114.4 | 0 | 0
1567 | 98.4 | 0 | 139.0097 | 103.2671 | -35.7426 | 0 | 0 | 0 | 0 | 0
1568 | 220.236 | 0 | 1177.6861 | 231.1295 | -946.5566 | 0 | 0 | 0 | 0 | 0
1569 | 1212.985 | 0 | 2280.7385 | 1272.9825 | -1007.756 | 0 | 0 | 0 | 0 | 0
1570 | 1238.812 | 0 | 3095.6442 | 1300.087 | -1795.5572 | 0 | 0 | 0 | 0 | 0
1571 | 1664.717 | 0 | 3235.5869 | 1747.0584 | -1488.5285 | 0 | 0 | 0 | 0 | 0
1572 | 1556.917 | 0 | 3451.602 | 1633.9263 | -1817.6757 | 0 | 0 | 0 | 0 | 0
1573 | 1408.483 | 0 | 3395.8147 | 1478.1493 | -1888.3791 | 0 | 29.2863 | 0 | 0 | 0
1574 | 1587.586 | 0 | 3022.9836 | 1666.1123 | -606.4488 | 0 | 750.4225 | 0 | 0 | 0
1575 | 1726.378 | 0 | 2664.7023 | 1811.7693 | 0 | 0 | 852.933 | 0 | 0 | 0
1576 | 1711.478 | 0 | 2010.7558 | 1796.1323 | 0 | 0 | 214.6235 | 0 | 0 | 0
1577 | 1544.327 | 0 | 1014.1955 | 1014.1955 | 0 | 0 | 0 | 577.932 | 0 | 0
1578 | 1402.659 | 0 | 205.4113 | 205.4113 | 0 | 0 | 0 | 963.564 | 0 | 255.4025
1579 | 1439.865 | 0 | 0 | 0 | 0 | 0 | 0 | 0 | 0 | 1511.0846
1580 | 1459.2 | 0 | 0 | 0 | 0 | 0 | 0 | 0 | 0 | 1531.376
1581 | 1510.4 | 0 | 0 | 0 | 0 | 0 | 0 | 0 | 0 | 1585.1085
1582 | 1384 | 0 | 0 | 0 | 0 | 0 | 0 | 0 | 0 | 1452.4564
1583 | 1400 | 0 | 0 | 0 | 0 | 0 | 0 | 0 | 0 | 1469.2478
1584 | 472 | 0 | 0 | 0 | 0 | 0 | 0 | 0 | 0 | 495.3464
1585 | 416.8 | 0 | 0 | 0 | 0 | 0 | 0 | 416.8 | 0 | 0
1586 | 390.4 | 0 | 0 | 0 | 0 | 0 | 0 | 390.4 | 0 | 0
1587 | 431.2 | 0 | 0 | 0 | 0 | 0 | 0 | 431.2 | 0 | 0
1588 | 381.6 | 0 | 0 | 0 | 0 | 0 | 0 | 381.6 | 0 | 0
1589 | 384 | 0 | 0 | 0 | 0 | 0 | 0 | 384 | 0 | 0
1590 | 484.8 | 0 | 0 | 0 | 0 | 0 | 0 | 484.8 | 0 | 0
1591 | 424 | 0 | 130.8187 | 130.8187 | 0 | 0 | 0 | 0 | 0 | 314.1535
1592 | 433.137 | 0 | 1152.6343 | 454.5611 | -698.0732 | 0 | 0 | 0 | 0 | 0
1593 | 1644.823 | 0 | 2229.5646 | 1726.1804 | -503.3842 | 0 | 0 | 0 | 0 | 0
1594 | 1786.904 | 0 | 2977.7822 | 1875.2891 | -1102.4931 | 0 | 0 | 0 | 0 | 0
1595 | 1792.2 | 0 | 3417.6225 | 1880.8471 | -1536.7755 | 0 | 0 | 0 | 0 | 0
1596 | 1606.691 | 0 | 3712.7881 | 1686.1623 | -1888.3791 | 0 | 138.2468 | 0 | 0 | 0
1597 | 1894.24 | 0 | 3750.4712 | 1987.9342 | -1762.5369 | 0 | 0 | 0 | 0 | 0
1598 | 1829.242 | 0 | 3351.3154 | 1919.7213 | -1431.5941 | 0 | 0 | 0 | 0 | 0
1599 | 1903.518 | 0 | 3061.9502 | 1997.6711 | -663.4105 | 0 | 400.8685 | 0 | 0 | 0
1600 | 1476.616 | 0 | 2292.5544 | 1549.6534 | 0 | 0 | 742.901 | 0 | 0 | 0
1601 | 1535.769 | 0 | 1253.8718 | 1253.8718 | 0 | 0 | 0 | 340.994 | 0 | 0
1602 | 1485.795 | 0 | 218.2494 | 218.2494 | 0 | 0 | 0 | 1277.832 | 0 | 0
1603 | 1357.077 | 0 | 0 | 0 | 0 | 0 | 0 | 0 | 0 | 1424.2017
1604 | 1589.6 | 0 | 0 | 0 | 0 | 0 | 0 | 0 | 0 | 1668.2259
1605 | 1525.6 | 0 | 0 | 0 | 0 | 0 | 0 | 0 | 0 | 1601.0603
1606 | 1258.4 | 0 | 0 | 0 | 0 | 0 | 0 | 0 | 0 | 1320.6439
1607 | 1140 | 0 | 0 | 0 | 0 | 0 | 0 | 0 | 0 | 1196.3875
1608 | 1290.4 | 0 | 0 | 0 | 0 | 0 | 0 | 1290.4 | 0 | 0
1609 | 1470.4 | 0 | 0 | 0 | 0 | 0 | 0 | 1470.4 | 0 | 0
1610 | 904.8 | 0 | 0 | 0 | 0 | 0 | 0 | 904.8 | 0 | 0
1611 | 1167.2 | 0 | 0 | 0 | 0 | 0 | 0 | 1167.2 | 0 | 0
1612 | 1140.8 | 0 | 0 | 0 | 0 | 0 | 0 | 1140.8 | 0 | 0
1613 | 1201.6 | 0 | 0 | 0 | 0 | 0 | 0 | 1201.6 | 0 | 0
1614 | 1211.2 | 0 | 0 | 0 | 0 | 0 | 0 | 770.538 | 0 | 462.4583
1615 | 1014.4 | 0 | 123.378 | 123.378 | 0 | 0 | 0 | 0 | 0 | 941.197
1616 | 337.397 | 0 | 1131.814 | 354.0856 | -777.7285 | 0 | 0 | 0 | 0 | 0
1617 | 274.291 | 0 | 2219.9536 | 287.8582 | -1888.3791 | 0 | 43.7164 | 0 | 0 | 0
1618 | 264.437 | 0 | 3025.1413 | 277.5168 | -1888.3791 | 0 | 859.2455 | 0 | 0 | 0
1619 | 281.379 | 0 | 3539.3833 | 295.2968 | -1888.3791 | 0 | 1355.7075 | 0 | 0 | 0
1620 | 297.305 | 0 | 3820.0946 | 312.0105 | -1888.3791 | 0 | 1619.7051 | 0 | 0 | 0
1621 | 288.999 | 0 | 3563.799 | 303.2937 | -1255.4019 | 0 | 2005.1034 | 0 | 0 | 0
1622 | 276.252 | 0 | 2778.8733 | 289.9162 | 0 | 0 | 2488.9572 | 0 | 0 | 0
1623 | 267.096 | 0 | 1344.0185 | 280.3073 | 0 | 0 | 1063.7113 | 0 | 0 | 0
1624 | 204.599 | 0 | 1305.2063 | 214.719 | 0 | 0 | 1090.4873 | 0 | 0 | 0
1625 | 286.349 | 0 | 930.6278 | 300.5126 | 0 | 0 | 630.1152 | 0 | 0 | 0
1626 | 229.93 | 0 | 180.4541 | 180.4541 | 0 | 0 | 0 | 0 | 0 | 60.8489
1627 | 205.13 | 0 | 0 | 0 | 0 | 0 | 0 | 0 | 0 | 215.2763
1628 | 299.2 | 0 | 0 | 0 | 0 | 0 | 0 | 0 | 0 | 313.9992
1629 | 287.2 | 0 | 0 | 0 | 0 | 0 | 0 | 0 | 0 | 301.4057
1630 | 292 | 0 | 0 | 0 | 0 | 0 | 0 | 0 | 0 | 306.4431
1631 | 230.4 | 0 | 0 | 0 | 0 | 0 | 0 | 0 | 0 | 241.7962
1632 | 164.8 | 0 | 0 | 0 | 0 | 0 | 0 | 0 | 0 | 172.9515
1633 | 195.2 | 0 | 0 | 0 | 0 | 0 | 0 | 0 | 0 | 204.8551
1634 | 238.4 | 0 | 0 | 0 | 0 | 0 | 0 | 0 | 0 | 250.1919
1635 | 187.2 | 0 | 0 | 0 | 0 | 0 | 0 | 0 | 0 | 196.4594
1636 | 148.8 | 0 | 0 | 0 | 0 | 0 | 0 | 0 | 0 | 156.1601
1637 | 132.8 | 0 | 0 | 0 | 0 | 0 | 0 | 0 | 0 | 139.3686
1638 | 192.8 | 0 | 0 | 0 | 0 | 0 | 0 | 0 | 0 | 202.3364
1639 | 120 | 0 | 133.9755 | 125.9355 | -8.0399 | 0 | 0 | 0 | 0 | 0
1640 | 191.45 | 0 | 1164.1889 | 200.9196 | -963.2693 | 0 | 0 | 0 | 0 | 0
1641 | 866.164 | 0 | 2253.951 | 909.0068 | -1344.9442 | 0 | 0 | 0 | 0 | 0
1642 | 1455.515 | 0 | 3052.2437 | 1527.5077 | -757.6575 | 0 | 767.0785 | 0 | 0 | 0
1643 | 1743.462 | 0 | 3574.6946 | 1829.6983 | 0 | 0 | 1744.9962 | 0 | 0 | 0
1644 | 1648.641 | 0 | 3828.5575 | 1730.1872 | 0 | 0 | 2098.3702 | 0 | 0 | 0
1645 | 1680.833 | 0 | 3832.9086 | 1763.9715 | 0 | 0 | 2068.937 | 0 | 0 | 0
1646 | 1635.438 | 0 | 3598.9917 | 1716.3312 | 0 | 0 | 1882.6605 | 0 | 0 | 0
1647 | 1660.537 | 0 | 3090.2951 | 1742.6716 | 0 | 0 | 1347.6235 | 0 | 0 | 0
1648 | 1717.571 | 0 | 2330.9564 | 1802.5267 | 0 | 0 | 528.4297 | 0 | 0 | 0
1649 | 1588.152 | 0 | 1279.655 | 1279.655 | 0 | 0 | 0 | 368.809 | 0 | 0
1650 | 1863.569 | 0 | 225.9944 | 225.9944 | 0 | 0 | 0 | 1648.226 | 0 | 0
1651 | 1540.524 | 0 | 0 | 0 | 0 | 0 | 0 | 0 | 0 | 1616.7225
1652 | 1230.4 | 0 | 0 | 0 | 0 | 0 | 0 | 0 | 0 | 1291.2589
1653 | 1436 | 0 | 0 | 0 | 0 | 0 | 0 | 0 | 0 | 1507.0284
1654 | 1564.8 | 0 | 0 | 0 | 0 | 0 | 0 | 0 | 0 | 1642.1992
1655 | 1647.2 | 0 | 0 | 0 | 0 | 0 | 0 | 0 | 0 | 1728.675
1656 | 1421.6 | 0 | 0 | 0 | 0 | 0 | 0 | 1421.6 | 0 | 0
1657 | 1376.8 | 0 | 0 | 0 | 0 | 0 | 0 | 1376.8 | 0 | 0
1658 | 1502.4 | 0 | 0 | 0 | 0 | 0 | 0 | 1502.4 | 0 | 0
1659 | 1624 | 0 | 0 | 0 | 0 | 0 | 0 | 1624 | 0 | 0
1660 | 1292.8 | 0 | 0 | 0 | 0 | 0 | 0 | 1292.8 | 0 | 0
1661 | 1245.6 | 0 | 0 | 0 | 0 | 0 | 0 | 1245.6 | 0 | 0
1662 | 1281.6 | 0 | 0 | 0 | 0 | 0 | 0 | 1281.6 | 0 | 0
1663 | 1044.8 | 0 | 86.1703 | 86.1703 | 0 | 0 | 0 | 378.715 | 0 | 612.861
1664 | 1268.07 | 0 | 1115.3616 | 1115.3616 | 0 | 0 | 0 | 0 | 0 | 215.4306
1665 | 1664.469 | 0 | 1969.7386 | 1746.7981 | -222.9405 | 0 | 0 | 0 | 0 | 0
1666 | 1354.034 | 0 | 3092.946 | 1421.0082 | -1671.9379 | 0 | 0 | 0 | 0 | 0
1667 | 1675.929 | 0 | 1412.1444 | 1412.1444 | 0 | 0 | 0 | 0 | 0 | 346.6806
1668 | 1404.339 | 0 | 3992.3881 | 1473.8014 | -1888.3791 | 0 | 630.2076 | 0 | 0 | 0
1669 | 1405.495 | 0 | 4071.9016 | 1475.0146 | -1888.3791 | 0 | 708.508 | 0 | 0 | 0
1670 | 1385.337 | 0 | 3503.8936 | 1453.8585 | -1888.3791 | 0 | 161.6561 | 0 | 0 | 0
1671 | 1426.323 | 0 | 3342.0434 | 1496.8728 | -1845.1706 | 0 | 0 | 0 | 0 | 0
1672 | 1546.268 | 0 | 2515.9987 | 1622.7506 | -567.2776 | 0 | 325.9705 | 0 | 0 | 0
1673 | 1512.557 | 0 | 1416.2331 | 1416.2331 | 0 | 0 | 0 | 163.073 | 0 | 0
1674 | 1715.266 | 0 | 280.1761 | 280.1761 | 0 | 0 | 0 | 1448.295 | 0 | 0
1675 | 1546.02 | 0 | 0 | 0 | 0 | 0 | 0 | 0 | 0 | 1622.4903
1676 | 1220 | 0 | 0 | 0 | 0 | 0 | 0 | 0 | 0 | 1280.3445
1677 | 1550.4 | 0 | 0 | 0 | 0 | 0 | 0 | 0 | 0 | 1627.087
1678 | 1778.4 | 0 | 0 | 0 | 0 | 0 | 0 | 0 | 0 | 1866.3645
1679 | 1676.8 | 0 | 0 | 0 | 0 | 0 | 0 | 0 | 0 | 1759.7391
1680 | 1480.8 | 0 | 0 | 0 | 0 | 0 | 0 | 1480.8 | 0 | 0
1681 | 1334.4 | 0 | 0 | 0 | 0 | 0 | 0 | 1334.4 | 0 | 0
1682 | 1472 | 0 | 0 | 0 | 0 | 0 | 0 | 1472 | 0 | 0
1683 | 1444.8 | 0 | 0 | 0 | 0 | 0 | 0 | 1444.8 | 0 | 0
1684 | 230.4 | 0 | 0 | 0 | 0 | 0 | 0 | 230.4 | 0 | 0
1685 | 354.4 | 0 | 0 | 0 | 0 | 0 | 0 | 354.4 | 0 | 0
1686 | 880.8 | 0 | 0 | 0 | 0 | 0 | 0 | 880.8 | 0 | 0
1687 | 1391.249 | 0 | 189.364 | 189.364 | 0 | 0 | 0 | 904.537 | 0 | 321.4231
1688 | 1367.166 | 0 | 1298.0626 | 1298.0626 | 0 | 0 | 0 | 0 | 0 | 136.7271
1689 | 1114.978 | 0 | 2475.0182 | 1170.1278 | -1304.8904 | 0 | 0 | 0 | 0 | 0
1690 | 991.078 | 0 | 3367.0479 | 1040.0994 | -1888.3791 | 0 | 438.5694 | 0 | 0 | 0
1691 | 1722.516 | 0 | 3950.5628 | 1807.7163 | -1888.3791 | 0 | 254.4674 | 0 | 0 | 0
1692 | 1259.699 | 0 | 4233.9786 | 1322.0071 | -1888.3791 | 0 | 1023.5924 | 0 | 0 | 0
1693 | 1018.275 | 0 | 4240.5398 | 1068.6416 | -1888.3791 | 0 | 1283.5191 | 0 | 0 | 0
1694 | 905.101 | 0 | 3866.7338 | 949.8697 | -728.24 | 0 | 2188.624 | 0 | 0 | 0
1695 | 1153.41 | 0 | 3460.4815 | 1210.4608 | 0 | 0 | 2250.0208 | 0 | 0 | 0
1696 | 1638.025 | 0 | 2630.2537 | 1719.0461 | 0 | 0 | 911.2075 | 0 | 0 | 0
1697 | 1603.774 | 0 | 1493.292 | 1493.292 | 0 | 0 | 0 | 180.863 | 0 | 0
1698 | 1509.175 | 0 | 299.2847 | 299.2847 | 0 | 0 | 0 | 1223.996 | 0 | 0
1699 | 994.822 | 0 | 0 | 0 | 0 | 0 | 0 | 0 | 0 | 1044.0286
1700 | 1233.6 | 0 | 0 | 0 | 0 | 0 | 0 | 0 | 0 | 1294.6172
1701 | 1465.6 | 0 | 0 | 0 | 0 | 0 | 0 | 0 | 0 | 1538.0925
1702 | 1463.2 | 0 | 0 | 0 | 0 | 0 | 0 | 0 | 0 | 1535.5738
1703 | 1261.6 | 0 | 0 | 0 | 0 | 0 | 0 | 0 | 0 | 1324.0021
1704 | 1423.2 | 0 | 0 | 0 | 0 | 0 | 0 | 708.491 | 0 | 750.0604
1705 | 1556.8 | 0 | 0 | 0 | 0 | 0 | 0 | 1556.8 | 0 | 0
1706 | 1232.8 | 0 | 0 | 0 | 0 | 0 | 0 | 1232.8 | 0 | 0
1707 | 1564 | 0 | 0 | 0 | 0 | 0 | 0 | 1564 | 0 | 0
1708 | 1275.2 | 0 | 0 | 0 | 0 | 0 | 0 | 1275.2 | 0 | 0
1709 | 1312.8 | 0 | 0 | 0 | 0 | 0 | 0 | 1312.8 | 0 | 0
1710 | 1168 | 0 | 0 | 0 | 0 | 0 | 0 | 1168 | 0 | 0
1711 | 1272.8 | 0 | 207.9552 | 207.9552 | 0 | 0 | 0 | 0 | 0 | 1127.8009
1712 | 922.415 | 0 | 1352.9694 | 968.0401 | -384.9293 | 0 | 0 | 0 | 0 | 0
1713 | 1110.192 | 0 | 2528.9323 | 1165.1051 | -1363.8272 | 0 | 0 | 0 | 0 | 0
1714 | 1567.16 | 0 | 3348.0935 | 1644.676 | -1703.4175 | 0 | 0 | 0 | 0 | 0
1715 | 1212.443 | 0 | 3846.9598 | 1272.4137 | -1888.3791 | 0 | 686.1671 | 0 | 0 | 0
1716 | 1091.61 | 0 | 4108.0388 | 1145.604 | -1888.3791 | 0 | 1074.0558 | 0 | 0 | 0
1717 | 971.536 | 0 | 4128.7699 | 1019.5897 | -1888.3791 | 0 | 1220.8011 | 0 | 0 | 0
1718 | 1055.456 | 0 | 3418.4369 | 1107.6617 | -469.3344 | 0 | 1841.4408 | 0 | 0 | 0
1719 | 957.674 | 0 | 3364.1713 | 1005.0431 | 0 | 0 | 2359.1281 | 0 | 0 | 0
1720 | 997.558 | 0 | 2542.0621 | 1046.8999 | 0 | 0 | 1495.1622 | 0 | 0 | 0
1721 | 1166.299 | 0 | 1428.7805 | 1223.9873 | 0 | 0 | 204.7932 | 0 | 0 | 0
1722 | 1040.947 | 0 | 283.8965 | 283.8965 | 0 | 0 | 0 | 0 | 0 | 808.5386
1723 | 1287.915 | 0 | 0 | 0 | 0 | 0 | 0 | 0 | 0 | 1351.6188
1724 | 1227.2 | 0 | 0 | 0 | 0 | 0 | 0 | 0 | 0 | 1287.9006
1725 | 1147.2 | 0 | 0 | 0 | 0 | 0 | 0 | 0 | 0 | 1203.9436
1726 | 1378.4 | 0 | 0 | 0 | 0 | 0 | 0 | 0 | 0 | 1446.5794
1727 | 1175.2 | 0 | 0 | 0 | 0 | 0 | 0 | 0 | 0 | 1233.3286
1728 | 160.8 | 0 | 0 | 0 | 0 | 0 | 0 | 0 | 0 | 168.7536
1729 | 104.8 | 0 | 0 | 0 | 0 | 0 | 0 | 0 | 0 | 109.9837
1730 | 106.4 | 0 | 0 | 0 | 0 | 0 | 0 | 0 | 0 | 111.6628
1731 | 102.4 | 0 | 0 | 0 | 0 | 0 | 0 | 0 | 0 | 107.465
1732 | 108 | 0 | 0 | 0 | 0 | 0 | 0 | 0 | 0 | 113.342
1733 | 101.6 | 0 | 0 | 0 | 0 | 0 | 0 | 0 | 0 | 106.6254
1734 | 104 | 0 | 0 | 0 | 0 | 0 | 0 | 0 | 0 | 109.1441
1735 | 86.785 | 0 | 220.5257 | 91.0776 | -129.4481 | 0 | 0 | 0 | 0 | 0
1736 | 102.491 | 0 | 1394.5985 | 107.5605 | -1287.038 | 0 | 0 | 0 | 0 | 0
1737 | 1053.719 | 0 | 2588.0411 | 1105.8388 | -1482.2024 | 0 | 0 | 0 | 0 | 0
1738 | 1351.25 | 0 | 3460.2318 | 1418.0854 | -1888.3791 | 0 | 153.7673 | 0 | 0 | 0
1739 | 1014.359 | 0 | 4023.1226 | 1064.5319 | -1888.3791 | 0 | 1070.2116 | 0 | 0 | 0
1740 | 1130.671 | 0 | 2491.7372 | 1186.597 | -1305.1402 | 0 | 0 | 0 | 0 | 0
1741 | 1327.615 | 0 | 3008.7602 | 1393.2814 | -1099.3699 | 0 | 516.109 | 0 | 0 | 0
1742 | 1312.509 | 0 | 4056.823 | 1377.4292 | 0 | 0 | 2679.3937 | 0 | 0 | 0
1743 | 1182.509 | 0 | 3519.0793 | 1240.9991 | 0 | 0 | 2278.0802 | 0 | 0 | 0
1744 | 1270.68 | 0 | 2673.1778 | 1333.5313 | 0 | 0 | 1339.6465 | 0 | 0 | 0
1745 | 1403.753 | 0 | 1516.3771 | 1473.1864 | 0 | 0 | 43.1906 | 0 | 0 | 0
1746 | 1739.825 | 0 | 302.536 | 302.536 | 0 | 0 | 0 | 1449.923 | 0 | 1.7054
1747 | 1588.775 | 0 | 0 | 0 | 0 | 0 | 0 | 0 | 0 | 1667.3601
1748 | 1500.8 | 0 | 0 | 0 | 0 | 0 | 0 | 0 | 0 | 1575.0336
1749 | 1536 | 0 | 0 | 0 | 0 | 0 | 0 | 0 | 0 | 1611.9747
1750 | 1589.6 | 0 | 0 | 0 | 0 | 0 | 0 | 0 | 0 | 1668.2259
1751 | 1916 | 0 | 0 | 0 | 0 | 0 | 0 | 116.623 | 0 | 1888.3791
1752 | 192 | 0 | 0 | 0 | 0 | 0 | 0 | 0 | 0 | 201.4968
1753 | 107.2 | 0 | 0 | 0 | 0 | 0 | 0 | 107.2 | 0 | 0
1754 | 116 | 0 | 0 | 0 | 0 | 0 | 0 | 116 | 0 | 0
1755 | 110.4 | 0 | 0 | 0 | 0 | 0 | 0 | 110.4 | 0 | 0
1756 | 110.4 | 0 | 0 | 0 | 0 | 0 | 0 | 110.4 | 0 | 0
1757 | 108 | 0 | 0 | 0 | 0 | 0 | 0 | 108 | 0 | 0
1758 | 110.4 | 0 | 0 | 0 | 0 | 0 | 0 | 110.4 | 0 | 0
1759 | 103.221 | 0 | 231.4149 | 108.3266 | -123.0883 | 0 | 0 | 0 | 0 | 0
1760 | 126.773 | 0 | 1452.852 | 133.0435 | -1319.8085 | 0 | 0 | 0 | 0 | 0
1761 | 999.966 | 0 | 2632.5478 | 1049.427 | -1583.1208 | 0 | 0 | 0 | 0 | 0
1762 | 1972.895 | 0 | 3542.9074 | 2070.4797 | -1472.4277 | 0 | 0 | 0 | 0 | 0
1763 | 1497.263 | 0 | 4094.7075 | 1571.3217 | -1888.3791 | 0 | 635.0068 | 0 | 0 | 0
1764 | 1447.357 | 0 | 4135.2546 | 1518.9472 | -1888.3791 | 0 | 727.9283 | 0 | 0 | 0
1765 | 1492.397 | 0 | 4371.8937 | 1566.215 | -1311.4422 | 0 | 1494.2365 | 0 | 0 | 0
1766 | 1665.983 | 0 | 4035.4318 | 1748.387 | 0 | 0 | 2287.0447 | 0 | 0 | 0
1767 | 1335.156 | 0 | 3399.6253 | 1401.1964 | 0 | 0 | 1998.4289 | 0 | 0 | 0
1768 | 1587.901 | 0 | 2557.0159 | 1666.4429 | 0 | 0 | 890.573 | 0 | 0 | 0
1769 | 1409.122 | 0 | 1395.5975 | 1395.5975 | 0 | 0 | 0 | 79.301 | 0 | 0
1770 | 1956.792 | 0 | 265.8877 | 265.8877 | 0 | 0 | 0 | 1703.436 | 0 | 0
1771 | 1705.486 | 0 | 0 | 0 | 0 | 0 | 0 | 0 | 0 | 1789.8439
1772 | 1647.2 | 0 | 0 | 0 | 0 | 0 | 0 | 0 | 0 | 1728.675
1773 | 1580.8 | 0 | 0 | 0 | 0 | 0 | 0 | 0 | 0 | 1658.9906
1774 | 1783.2 | 0 | 0 | 0 | 0 | 0 | 0 | 0 | 0 | 1871.4019
1775 | 1466.4 | 0 | 0 | 0 | 0 | 0 | 0 | 0 | 0 | 1538.9321
1776 | 1642.4 | 0 | 0 | 0 | 0 | 0 | 0 | 1642.4 | 0 | 0
1777 | 1504 | 0 | 0 | 0 | 0 | 0 | 0 | 1504 | 0 | 0
1778 | 1396 | 0 | 0 | 0 | 0 | 0 | 0 | 1396 | 0 | 0
1779 | 1258.4 | 0 | 0 | 0 | 0 | 0 | 0 | 1258.4 | 0 | 0
1780 | 1348.8 | 0 | 0 | 0 | 0 | 0 | 0 | 1348.8 | 0 | 0
1781 | 1135.2 | 0 | 0 | 0 | 0 | 0 | 0 | 1135.2 | 0 | 0
1782 | 1196.8 | 0 | 0 | 0 | 0 | 0 | 0 | 1196.8 | 0 | 0
1783 | 1208.997 | 0 | 201.5367 | 201.5367 | 0 | 0 | 0 | 991.869 | 0 | 26.3321
1784 | 230.659 | 0 | 1322.9306 | 242.068 | -1080.8626 | 0 | 0 | 0 | 0 | 0
1785 | 288.152 | 0 | 2399.4506 | 302.4048 | -1888.3791 | 0 | 208.6668 | 0 | 0 | 0
1786 | 332.224 | 0 | 3329.6093 | 348.6567 | -1888.3791 | 0 | 1092.5736 | 0 | 0 | 0
1787 | 287.755 | 0 | 3905.141 | 301.9871 | -1888.3791 | 0 | 1714.7748 | 0 | 0 | 0
1788 | 233.034 | 0 | 4208.7295 | 244.5605 | -1888.3791 | 0 | 2075.79 | 0 | 0 | 0
1789 | 257.376 | 0 | 4210.733 | 270.1065 | -952.2678 | 0 | 2988.3587 | 0 | 0 | 0
1790 | 254.785 | 0 | 3911.1271 | 267.3874 | 0 | 0 | 3643.7398 | 0 | 0 | 0
1791 | 276.33 | 0 | 3351.5232 | 289.998 | 0 | 0 | 3061.5251 | 0 | 0 | 0
1792 | 204.693 | 0 | 2485.8235 | 214.8177 | 0 | 0 | 2271.0058 | 0 | 0 | 0
1793 | 301.357 | 0 | 1272.802 | 316.2629 | 0 | 0 | 956.5391 | 0 | 0 | 0
1794 | 228.211 | 0 | 250.6484 | 239.4989 | 0 | 0 | 11.1495 | 0 | 0 | 0
1795 | 216.305 | 0 | 0 | 0 | 0 | 0 | 0 | 0 | 0 | 227.004
1796 | 242.4 | 0 | 0 | 0 | 0 | 0 | 0 | 0 | 0 | 254.3898
1797 | 200.8 | 0 | 0 | 0 | 0 | 0 | 0 | 0 | 0 | 210.7321
1798 | 296 | 0 | 0 | 0 | 0 | 0 | 0 | 0 | 0 | 310.641
1799 | 268 | 0 | 0 | 0 | 0 | 0 | 0 | 0 | 0 | 281.256
1800 | 291.2 | 0 | 0 | 0 | 0 | 0 | 0 | 0 | 0 | 305.6035
1801 | 237.6 | 0 | 0 | 0 | 0 | 0 | 0 | 0 | 0 | 249.3523
1802 | 191.2 | 0 | 0 | 0 | 0 | 0 | 0 | 0 | 0 | 200.6573
1803 | 243.2 | 0 | 0 | 0 | 0 | 0 | 0 | 0 | 0 | 255.2293
1804 | 204 | 0 | 0 | 0 | 0 | 0 | 0 | 0 | 0 | 214.0904
1805 | 236 | 0 | 0 | 0 | 0 | 0 | 0 | 0 | 0 | 247.6732
1806 | 293.6 | 0 | 0 | 0 | 0 | 0 | 0 | 0 | 0 | 308.1222
1807 | 169.6 | 0 | 209.4476 | 177.9889 | -31.4587 | 0 | 0 | 0 | 0 | 0
1808 | 205.306 | 0 | 1379.9773 | 215.461 | -1164.5163 | 0 | 0 | 0 | 0 | 0
1809 | 1200.592 | 0 | 2581.8304 | 1259.9765 | -1321.8539 | 0 | 0 | 0 | 0 | 0
1810 | 1832.064 | 0 | 2801.6435 | 1922.6828 | -878.9607 | 0 | 0 | 0 | 0 | 0
1811 | 1718.381 | 0 | 3959.8705 | 1803.3768 | -13.9474 | 0 | 2142.5463 | 0 | 0 | 0
1812 | 1345.557 | 0 | 4240.1714 | 1412.1119 | 0 | 0 | 2828.0596 | 0 | 0 | 0
1813 | 1408.003 | 0 | 4186.8451 | 1477.6466 | 0 | 0 | 2709.1985 | 0 | 0 | 0
1814 | 1247.32 | 0 | 3287.4629 | 1309.0158 | 0 | 0 | 1978.4471 | 0 | 0 | 0
1815 | 1222.285 | 0 | 2847.7664 | 1282.7425 | 0 | 0 | 1565.0239 | 0 | 0 | 0
1816 | 1327.605 | 0 | 2381.2571 | 1393.2719 | 0 | 0 | 987.9852 | 0 | 0 | 0
1817 | 1517.328 | 0 | 1389.3448 | 1389.3448 | 0 | 0 | 0 | 193.465 | 0 | 0
1818 | 1493.831 | 0 | 267.3023 | 267.3023 | 0 | 0 | 0 | 1239.127 | 0 | 0
1819 | 1418.435 | 0 | 0 | 0 | 0 | 0 | 0 | 0 | 0 | 1488.5946
1820 | 1030.4 | 0 | 0 | 0 | 0 | 0 | 0 | 0 | 0 | 1081.3664
1821 | 1524 | 0 | 0 | 0 | 0 | 0 | 0 | 0 | 0 | 1599.3812
1822 | 1386.4 | 0 | 0 | 0 | 0 | 0 | 0 | 0 | 0 | 1454.9751
1823 | 1324 | 0 | 0 | 0 | 0 | 0 | 0 | 0 | 0 | 1389.4886
1824 | 1220 | 0 | 0 | 0 | 0 | 0 | 0 | 568.424 | 0 | 683.8047
1825 | 1348.8 | 0 | 0 | 0 | 0 | 0 | 0 | 1348.8 | 0 | 0
1826 | 1544.8 | 0 | 0 | 0 | 0 | 0 | 0 | 1544.8 | 0 | 0
1827 | 1356 | 0 | 0 | 0 | 0 | 0 | 0 | 1356 | 0 | 0
1828 | 1223.2 | 0 | 0 | 0 | 0 | 0 | 0 | 1223.2 | 0 | 0
1829 | 995.2 | 0 | 0 | 0 | 0 | 0 | 0 | 995.2 | 0 | 0
1830 | 1268 | 0 | 0 | 0 | 0 | 0 | 0 | 1268 | 0 | 0
1831 | 1071.282 | 0 | 207.7055 | 207.7055 | 0 | 0 | 0 | 0 | 0 | 916.565
1832 | 1080.559 | 0 | 1267.5662 | 1134.0064 | -133.5599 | 0 | 0 | 0 | 0 | 0
1833 | 1433.37 | 0 | 2420.0568 | 1504.2684 | -915.7884 | 0 | 0 | 0 | 0 | 0
1834 | 1536.183 | 0 | 3280.2468 | 1612.1668 | -1668.08 | 0 | 0 | 0 | 0 | 0
1835 | 1523.623 | 0 | 3780.0755 | 1598.9845 | -1888.3791 | 0 | 292.7119 | 0 | 0 | 0
1836 | 1417.562 | 0 | 3985.6474 | 1487.6774 | -1888.3791 | 0 | 609.5909 | 0 | 0 | 0
1837 | 1857.995 | 0 | 4036.1391 | 1949.8965 | -1888.3791 | 0 | 197.8636 | 0 | 0 | 0
1838 | 1821.112 | 0 | 2758.9503 | 1911.1891 | -847.7612 | 0 | 0 | 0 | 0 | 0
1839 | 2055.08 | 0 | 2926.3701 | 2156.7298 | -356.3188 | 0 | 413.3214 | 0 | 0 | 0
1840 | 1685.353 | 0 | 2365.2864 | 1768.7151 | 0 | 0 | 596.5713 | 0 | 0 | 0
1841 | 1935.979 | 0 | 1326.6814 | 1326.6814 | 0 | 0 | 0 | 671.826 | 0 | 0
1842 | 1652.92 | 0 | 248.752 | 248.752 | 0 | 0 | 0 | 1415.892 | 0 | 0
1843 | 1211.742 | 0 | 0 | 0 | 0 | 0 | 0 | 0 | 0 | 1271.678
1844 | 1214.4 | 0 | 0 | 0 | 0 | 0 | 0 | 0 | 0 | 1274.4675
1845 | 1048 | 0 | 0 | 0 | 0 | 0 | 0 | 0 | 0 | 1099.8369
1846 | 1320.8 | 0 | 0 | 0 | 0 | 0 | 0 | 0 | 0 | 1386.1303
1847 | 1692 | 0 | 0 | 0 | 0 | 0 | 0 | 0 | 0 | 1775.6909
1848 | 1456.8 | 0 | 0 | 0 | 0 | 0 | 0 | 588.435 | 0 | 911.3167
1849 | 1660.8 | 0 | 0 | 0 | 0 | 0 | 0 | 1660.8 | 0 | 0
1850 | 1558.4 | 0 | 0 | 0 | 0 | 0 | 0 | 1558.4 | 0 | 0
1851 | 1351.2 | 0 | 0 | 0 | 0 | 0 | 0 | 1351.2 | 0 | 0
1852 | 954.4 | 0 | 0 | 0 | 0 | 0 | 0 | 954.4 | 0 | 0
1853 | 1149.6 | 0 | 0 | 0 | 0 | 0 | 0 | 1149.6 | 0 | 0
1854 | 950.4 | 0 | 0 | 0 | 0 | 0 | 0 | 950.4 | 0 | 0
1855 | 1003.501 | 0 | 158.0827 | 158.0827 | 0 | 0 | 0 | 0 | 0 | 895.0542
1856 | 1142.233 | 0 | 1334.5566 | 1198.7309 | -135.8257 | 0 | 0 | 0 | 0 | 0
1857 | 1496.27 | 0 | 2368.0864 | 1570.2796 | -797.8068 | 0 | 0 | 0 | 0 | 0
1858 | 1685.004 | 0 | 3042.9601 | 1768.3489 | -1274.6113 | 0 | 0 | 0 | 0 | 0
1859 | 1751.14 | 0 | 4069.2087 | 1837.7551 | -1888.3791 | 0 | 343.0746 | 0 | 0 | 0
1860 | 1623.245 | 0 | 4365.98 | 1703.5351 | -1888.3791 | 0 | 774.0658 | 0 | 0 | 0
1861 | 1835.131 | 0 | 4384.5481 | 1925.9015 | -1888.3791 | 0 | 570.2675 | 0 | 0 | 0
1862 | 1759.08 | 0 | 3739.9388 | 1846.0889 | -1713.2657 | 0 | 180.5842 | 0 | 0 | 0
1863 | 1738.997 | 0 | 3539.6268 | 1825.0125 | 0 | 0 | 1714.6143 | 0 | 0 | 0
1864 | 1558.583 | 0 | 2675.6807 | 1635.6747 | 0 | 0 | 1040.006 | 0 | 0 | 0
1865 | 1589.517 | 0 | 1499.3191 | 1499.3191 | 0 | 0 | 0 | 160.863 | 0 | 0
1866 | 1636.574 | 0 | 296.0461 | 296.0461 | 0 | 0 | 0 | 1354.481 | 0 | 0
1867 | 1446.081 | 0 | 0 | 0 | 0 | 0 | 0 | 0 | 0 | 1517.6081
1868 | 1508 | 0 | 0 | 0 | 0 | 0 | 0 | 0 | 0 | 1582.5898
1869 | 1304 | 0 | 0 | 0 | 0 | 0 | 0 | 0 | 0 | 1368.4994
1870 | 1274.4 | 0 | 0 | 0 | 0 | 0 | 0 | 0 | 0 | 1337.4353
1871 | 1512.8 | 0 | 0 | 0 | 0 | 0 | 0 | 0 | 0 | 1587.6272
1872 | 1444 | 0 | 0 | 0 | 0 | 0 | 0 | 1297.73 | 0 | 153.5049
1873 | 1532 | 0 | 0 | 0 | 0 | 0 | 0 | 1532 | 0 | 0
1874 | 1208.8 | 0 | 0 | 0 | 0 | 0 | 0 | 1208.8 | 0 | 0
1875 | 1256.8 | 0 | 0 | 0 | 0 | 0 | 0 | 1256.8 | 0 | 0
1876 | 1124 | 0 | 0 | 0 | 0 | 0 | 0 | 1124 | 0 | 0
1877 | 1070.4 | 0 | 0 | 0 | 0 | 0 | 0 | 1070.4 | 0 | 0
1878 | 1064 | 0 | 0 | 0 | 0 | 0 | 0 | 1064 | 0 | 0
1879 | 1158.633 | 0 | 251.6349 | 251.6349 | 0 | 0 | 0 | 0 | 0 | 964.3072
1880 | 1337.607 | 0 | 1301.1648 | 1301.1648 | 0 | 0 | 0 | 0 | 0 | 102.6039
1881 | 1602.436 | 0 | 2170.2532 | 1681.6968 | -488.5564 | 0 | 0 | 0 | 0 | 0
1882 | 1659.929 | 0 | 3061.2722 | 1742.0336 | -1319.2386 | 0 | 0 | 0 | 0 | 0
1883 | 0 | 0 | 3515.7158 | 0 | -1888.3791 | 0 | 1627.3367 | 0 | 0 | 0
1884 | 1537.528 | 0 | 4480.935 | 1613.5772 | -1888.3791 | 0 | 978.9787 | 0 | 0 | 0
1885 | 1283.8 | 0 | 4426.5928 | 1347.2992 | -1888.3791 | 0 | 1190.9145 | 0 | 0 | 0
1886 | 1608.326 | 0 | 3989.4275 | 1687.8771 | -1888.3791 | 0 | 413.1714 | 0 | 0 | 0
1887 | 1597.92 | 0 | 3151.6992 | 1676.9574 | -225.3354 | 0 | 1249.4063 | 0 | 0 | 0
1888 | 1735.168 | 0 | 2739.6161 | 1820.9941 | 0 | 0 | 918.622 | 0 | 0 | 0
1889 | 1535.971 | 0 | 1543.2192 | 1543.2192 | 0 | 0 | 0 | 65.486 | 0 | 0
1890 | 1401.399 | 0 | 296.9969 | 296.9969 | 0 | 0 | 0 | 1118.4 | 0 | 0
1891 | 1316.835 | 0 | 0 | 0 | 0 | 0 | 0 | 0 | 0 | 1381.9692
1892 | 1148 | 0 | 0 | 0 | 0 | 0 | 0 | 0 | 0 | 1204.7832
1893 | 1382.4 | 0 | 0 | 0 | 0 | 0 | 0 | 0 | 0 | 1450.7772
1894 | 1640.8 | 0 | 0 | 0 | 0 | 0 | 0 | 0 | 0 | 1721.9584
1895 | 1377.6 | 0 | 0 | 0 | 0 | 0 | 0 | 0 | 0 | 1445.7398
1896 | 1239.2 | 0 | 0 | 0 | 0 | 0 | 0 | 519.664 | 0 | 755.1262
1897 | 950.4 | 0 | 0 | 0 | 0 | 0 | 0 | 950.4 | 0 | 0
1898 | 1244.8 | 0 | 0 | 0 | 0 | 0 | 0 | 1244.8 | 0 | 0
1899 | 963.2 | 0 | 0 | 0 | 0 | 0 | 0 | 963.2 | 0 | 0
1900 | 860.8 | 0 | 0 | 0 | 0 | 0 | 0 | 860.8 | 0 | 0
1901 | 976.8 | 0 | 0 | 0 | 0 | 0 | 0 | 976.8 | 0 | 0
1902 | 1053.6 | 0 | 0 | 0 | 0 | 0 | 0 | 1053.6 | 0 | 0
1903 | 880.938 | 0 | 270.69 | 270.69 | 0 | 0 | 0 | 0 | 0 | 653.8216
1904 | 756.271 | 0 | 1464.3468 | 793.6782 | -670.6686 | 0 | 0 | 0 | 0 | 0
1905 | 1395.164 | 0 | 2661.3262 | 1464.1726 | -1197.1536 | 0 | 0 | 0 | 0 | 0
1906 | 1631.193 | 0 | 3532.3403 | 1711.8762 | -1820.4641 | 0 | 0 | 0 | 0 | 0
1907 | 1633.019 | 0 | 4108.6454 | 1713.7925 | -1888.3791 | 0 | 506.4738 | 0 | 0 | 0
1908 | 1231.998 | 0 | 4389.4449 | 1292.9349 | -1888.3791 | 0 | 1208.131 | 0 | 0 | 0
1909 | 1467.239 | 0 | 4396.3693 | 1539.8116 | -1888.3791 | 0 | 968.1787 | 0 | 0 | 0
1910 | 1286.247 | 0 | 3809.9904 | 1349.8683 | -233.2221 | 0 | 2226.9 | 0 | 0 | 0
1911 | 1439.505 | 0 | 3553.3926 | 1510.7068 | 0 | 0 | 2042.6858 | 0 | 0 | 0
1912 | 1449.081 | 0 | 2699.6452 | 1520.7565 | 0 | 0 | 1178.8887 | 0 | 0 | 0
1913 | 1125.488 | 0 | 1515.7589 | 1181.1577 | 0 | 0 | 334.6012 | 0 | 0 | 0
1914 | 1313.406 | 0 | 291.7905 | 291.7905 | 0 | 0 | 0 | 0 | 0 | 1086.5801
1915 | 1105.904 | 0 | 0 | 0 | 0 | 0 | 0 | 0 | 0 | 1160.605
1916 | 1031.2 | 0 | 0 | 0 | 0 | 0 | 0 | 0 | 0 | 1082.2059
1917 | 1051.2 | 0 | 0 | 0 | 0 | 0 | 0 | 0 | 0 | 1103.1952
1918 | 1335.2 | 0 | 0 | 0 | 0 | 0 | 0 | 0 | 0 | 1401.2426
1919 | 1077.6 | 0 | 0 | 0 | 0 | 0 | 0 | 0 | 0 | 1130.901
1920 | 1121.6 | 0 | 0 | 0 | 0 | 0 | 0 | 0 | 0 | 1177.0774
1921 | 1212 | 0 | 0 | 0 | 0 | 0 | 0 | 1212 | 0 | 0
1922 | 1262.4 | 0 | 0 | 0 | 0 | 0 | 0 | 1262.4 | 0 | 0
1923 | 1207.2 | 0 | 0 | 0 | 0 | 0 | 0 | 1207.2 | 0 | 0
1924 | 970.4 | 0 | 0 | 0 | 0 | 0 | 0 | 970.4 | 0 | 0
1925 | 967.2 | 0 | 0 | 0 | 0 | 0 | 0 | 967.2 | 0 | 0
1926 | 1076.8 | 0 | 0 | 0 | 0 | 0 | 0 | 1060.493 | 0 | 17.1136
1927 | 691.327 | 0 | 270.2681 | 270.2681 | 0 | 0 | 0 | 0 | 0 | 455.2538
1928 | 897.95 | 0 | 1457.3574 | 942.365 | -514.9923 | 0 | 0 | 0 | 0 | 0
1929 | 500.197 | 0 | 2626.5029 | 524.9381 | -1888.3791 | 0 | 213.1858 | 0 | 0 | 0
1930 | 375.337 | 0 | 3433.4379 | 393.9011 | -1888.3791 | 0 | 1151.1577 | 0 | 0 | 0
1931 | 375.588 | 0 | 3909.2066 | 394.1645 | -1888.3791 | 0 | 1626.663 | 0 | 0 | 0
1932 | 389.912 | 0 | 4148.2648 | 409.1971 | -1888.3791 | 0 | 1850.6886 | 0 | 0 | 0
1933 | 750.082 | 0 | 3311.5344 | 787.1831 | -1518.137 | 0 | 1006.2143 | 0 | 0 | 0
1934 | 1316.533 | 0 | 3859.1798 | 1381.6523 | 0 | 0 | 2477.5275 | 0 | 0 | 0
1935 | 1499.779 | 0 | 3305.8107 | 1573.9621 | 0 | 0 | 1731.8485 | 0 | 0 | 0
1936 | 1507.149 | 0 | 2477.5495 | 1581.6967 | 0 | 0 | 895.8528 | 0 | 0 | 0
1937 | 1397.369 | 0 | 1369.7367 | 1369.7367 | 0 | 0 | 0 | 92.19 | 0 | 0
1938 | 997.74 | 0 | 260.1933 | 260.1933 | 0 | 0 | 0 | 749.81 | 0 | 0
1939 | 884.928 | 0 | 0 | 0 | 0 | 0 | 0 | 0 | 0 | 928.6989
1940 | 686.4 | 0 | 0 | 0 | 0 | 0 | 0 | 0 | 0 | 720.3512
1941 | 1051.2 | 0 | 0 | 0 | 0 | 0 | 0 | 0 | 0 | 1103.1952
1942 | 1072.8 | 0 | 0 | 0 | 0 | 0 | 0 | 0 | 0 | 1125.8636
1943 | 1167.2 | 0 | 0 | 0 | 0 | 0 | 0 | 0 | 0 | 1224.9329
1944 | 1155.2 | 0 | 0 | 0 | 0 | 0 | 0 | 1155.2 | 0 | 0
1945 | 943.2 | 0 | 0 | 0 | 0 | 0 | 0 | 943.2 | 0 | 0
1946 | 1432.8 | 0 | 0 | 0 | 0 | 0 | 0 | 1432.8 | 0 | 0
1947 | 1044 | 0 | 0 | 0 | 0 | 0 | 0 | 1044 | 0 | 0
1948 | 1157.6 | 0 | 0 | 0 | 0 | 0 | 0 | 527.041 | 0 | 661.7482
1949 | 960.8 | 0 | 0 | 0 | 0 | 0 | 0 | 0 | 0 | 1008.3238
1950 | 852.8 | 0 | 0 | 0 | 0 | 0 | 0 | 0 | 0 | 894.9818
1951 | 1154.806 | 0 | 265.8457 | 265.8457 | 0 | 0 | 0 | 0 | 0 | 946.0801
1952 | 248.715 | 0 | 1383.6389 | 261.0171 | -1122.6218 | 0 | 0 | 0 | 0 | 0
1953 | 294.906 | 0 | 2517.0093 | 309.4918 | -1888.3791 | 0 | 319.1385 | 0 | 0 | 0
1954 | 233.76 | 0 | 3319.5408 | 245.3224 | -1888.3791 | 0 | 1185.8393 | 0 | 0 | 0
1955 | 233.438 | 0 | 3789.6927 | 244.9845 | -1888.3791 | 0 | 1656.3292 | 0 | 0 | 0
1956 | 273.494 | 0 | 4071.3192 | 287.0218 | -1888.3791 | 0 | 1895.9184 | 0 | 0 | 0
1957 | 185.868 | 0 | 4059.5148 | 195.0605 | -910.5086 | 0 | 2953.9458 | 0 | 0 | 0
1958 | 251.672 | 0 | 3767.5165 | 264.1204 | 0 | 0 | 3503.3962 | 0 | 0 | 0
1959 | 290.153 | 0 | 3234.9625 | 304.5048 | 0 | 0 | 2930.4577 | 0 | 0 | 0
1960 | 251.848 | 0 | 2416.158 | 264.3051 | 0 | 0 | 2151.853 | 0 | 0 | 0
1961 | 267.282 | 0 | 1340.4462 | 280.5025 | 0 | 0 | 1059.9437 | 0 | 0 | 0
1962 | 269.159 | 0 | 252.7169 | 252.7169 | 0 | 0 | 0 | 0 | 0 | 29.7554
1963 | 186.389 | 0 | 0 | 0 | 0 | 0 | 0 | 0 | 0 | 195.6083
1964 | 352 | 0 | 0 | 0 | 0 | 0 | 0 | 0 | 0 | 369.4109
1965 | 209.6 | 0 | 0 | 0 | 0 | 0 | 0 | 0 | 0 | 219.9674
1966 | 269.6 | 0 | 0 | 0 | 0 | 0 | 0 | 0 | 0 | 282.9351
1967 | 288.8 | 0 | 0 | 0 | 0 | 0 | 0 | 0 | 0 | 303.0848
1968 | 246.4 | 0 | 0 | 0 | 0 | 0 | 0 | 0 | 0 | 258.5876
1969 | 255.2 | 0 | 0 | 0 | 0 | 0 | 0 | 0 | 0 | 267.8229
1970 | 220 | 0 | 0 | 0 | 0 | 0 | 0 | 0 | 0 | 230.8818
1971 | 287.2 | 0 | 0 | 0 | 0 | 0 | 0 | 0 | 0 | 301.4057
1972 | 292.8 | 0 | 0 | 0 | 0 | 0 | 0 | 0 | 0 | 307.2827
1973 | 234.4 | 0 | 0 | 0 | 0 | 0 | 0 | 0 | 0 | 245.9941
1974 | 231.2 | 0 | 0 | 0 | 0 | 0 | 0 | 0 | 0 | 242.6358
1975 | 217.414 | 0 | 245.3224 | 228.1679 | -17.1545 | 0 | 0 | 0 | 0 | 0
1976 | 235.207 | 0 | 1318.823 | 246.841 | -1071.9821 | 0 | 0 | 0 | 0 | 0
1977 | 822.233 | 0 | 2434.6191 | 862.9029 | -1571.7163 | 0 | 0 | 0 | 0 | 0
1978 | 1224.436 | 0 | 1895.9488 | 1284.9999 | -610.9489 | 0 | 0 | 0 | 0 | 0
1979 | 1183.914 | 0 | 3825.8772 | 1242.4736 | -351.0747 | 0 | 2232.3289 | 0 | 0 | 0
1980 | 1080.396 | 0 | 4139.7599 | 1133.8353 | 0 | 0 | 3005.9246 | 0 | 0 | 0
1981 | 1034.163 | 0 | 4153.5488 | 1085.3155 | 0 | 0 | 3068.2333 | 0 | 0 | 0
1982 | 1287.314 | 0 | 3875.6311 | 1350.988 | 0 | 0 | 2524.6431 | 0 | 0 | 0
1983 | 930.64 | 0 | 3333.0264 | 976.672 | 0 | 0 | 2356.3544 | 0 | 0 | 0
1984 | 1303.577 | 0 | 2490.311 | 1368.0554 | 0 | 0 | 1122.2555 | 0 | 0 | 0
1985 | 1377.861 | 0 | 1374.3428 | 1374.3428 | 0 | 0 | 0 | 68.293 | 0 | 0
1986 | 1489.129 | 0 | 255.6292 | 255.6292 | 0 | 0 | 0 | 1245.548 | 0 | 0
1987 | 1582.537 | 0 | 0 | 0 | 0 | 0 | 0 | 0 | 0 | 1660.8136
1988 | 1236.8 | 0 | 0 | 0 | 0 | 0 | 0 | 0 | 0 | 1297.9755
1989 | 1488.8 | 0 | 0 | 0 | 0 | 0 | 0 | 0 | 0 | 1562.4401
1990 | 1436.8 | 0 | 0 | 0 | 0 | 0 | 0 | 0 | 0 | 1507.868
1991 | 1529.6 | 0 | 0 | 0 | 0 | 0 | 0 | 0 | 0 | 1605.2582
1992 | 1294.4 | 0 | 0 | 0 | 0 | 0 | 0 | 1294.4 | 0 | 0
1993 | 1304 | 0 | 0 | 0 | 0 | 0 | 0 | 1304 | 0 | 0
1994 | 1234.4 | 0 | 0 | 0 | 0 | 0 | 0 | 1234.4 | 0 | 0
1995 | 1701.6 | 0 | 0 | 0 | 0 | 0 | 0 | 1701.6 | 0 | 0
1996 | 1300 | 0 | 0 | 0 | 0 | 0 | 0 | 1300 | 0 | 0
1997 | 1364.8 | 0 | 0 | 0 | 0 | 0 | 0 | 1364.8 | 0 | 0
1998 | 1507.2 | 0 | 0 | 0 | 0 | 0 | 0 | 1507.2 | 0 | 0
1999 | 1696 | 0 | 260.2468 | 260.2468 | 0 | 0 | 0 | 600.287 | 0 | 889.6621
2000 | 1387.644 | 0 | 1366.1223 | 1366.1223 | 0 | 0 | 0 | 0 | 0 | 90.1583
2001 | 1583.009 | 0 | 2497.907 | 1661.3089 | -836.5981 | 0 | 0 | 0 | 0 | 0
2002 | 2116.262 | 0 | 3325.9005 | 2220.938 | -1104.9625 | 0 | 0 | 0 | 0 | 0
2003 | 2008.054 | 0 | 3847.2264 | 2107.3778 | -1739.8486 | 0 | 0 | 0 | 0 | 0
2004 | 1681.412 | 0 | 4136.9243 | 1764.5781 | -1888.3791 | 0 | 483.9671 | 0 | 0 | 0
2005 | 1625.792 | 0 | 2830.3862 | 1706.2081 | -1124.1782 | 0 | 0 | 0 | 0 | 0
2006 | 1544.619 | 0 | 3759.3444 | 1621.019 | -1888.3791 | 0 | 249.9463 | 0 | 0 | 0
2007 | 1606.752 | 0 | 3296.4495 | 1686.2263 | -1004.2991 | 0 | 605.9241 | 0 | 0 | 0
2008 | 1395.182 | 0 | 2458.9698 | 1464.1915 | 0 | 0 | 994.7784 | 0 | 0 | 0
2009 | 1443.602 | 0 | 1362.5563 | 1362.5563 | 0 | 0 | 0 | 145.265 | 0 | 0
2010 | 1556.4 | 0 | 257.5549 | 257.5549 | 0 | 0 | 0 | 1310.984 | 0 | 0
2011 | 1556.11 | 0 | 0 | 0 | 0 | 0 | 0 | 0 | 0 | 1633.0794
2012 | 1073.6 | 0 | 0 | 0 | 0 | 0 | 0 | 0 | 0 | 1126.7032
2013 | 1459.2 | 0 | 0 | 0 | 0 | 0 | 0 | 0 | 0 | 1531.376
2014 | 1785.6 | 0 | 0 | 0 | 0 | 0 | 0 | 0 | 0 | 1873.9206
2015 | 1840 | 0 | 0 | 0 | 0 | 0 | 0 | 40.623 | 0 | 1888.3791
2016 | 1543.2 | 0 | 0 | 0 | 0 | 0 | 0 | 1543.2 | 0 | 0
2017 | 1344.8 | 0 | 0 | 0 | 0 | 0 | 0 | 1344.8 | 0 | 0
2018 | 1585.6 | 0 | 0 | 0 | 0 | 0 | 0 | 1585.6 | 0 | 0
2019 | 1395.2 | 0 | 0 | 0 | 0 | 0 | 0 | 1395.2 | 0 | 0
2020 | 1634.4 | 0 | 0 | 0 | 0 | 0 | 0 | 1634.4 | 0 | 0
2021 | 1428 | 0 | 0 | 0 | 0 | 0 | 0 | 1428 | 0 | 0
2022 | 1732.8 | 0 | 0 | 0 | 0 | 0 | 0 | 1732.8 | 0 | 0
2023 | 1353.618 | 0 | 261.1745 | 261.1745 | 0 | 0 | 0 | 825.465 | 0 | 293.1023
2024 | 1535.856 | 0 | 1344.2085 | 1344.2085 | 0 | 0 | 0 | 0 | 0 | 267.6151
2025 | 1275.614 | 0 | 2426.4344 | 1338.7093 | -1087.7251 | 0 | 0 | 0 | 0 | 0
2026 | 1988.333 | 0 | 3279.2131 | 2086.6813 | -1192.5318 | 0 | 0 | 0 | 0 | 0
2027 | 1904.751 | 0 | 3898.1935 | 1998.9651 | -1888.3791 | 0 | 10.8493 | 0 | 0 | 0
2028 | 1672.28 | 0 | 4155.4273 | 1754.9955 | -1888.3791 | 0 | 512.0528 | 0 | 0 | 0
2029 | 1859.284 | 0 | 2767.664 | 1951.2492 | -816.4148 | 0 | 0 | 0 | 0 | 0
2030 | 1626.32 | 0 | 2296.3587 | 1706.7622 | -589.5965 | 0 | 0 | 0 | 0 | 0
2031 | 1494.969 | 0 | 3332.9078 | 1568.9142 | -1763.9936 | 0 | 0 | 0 | 0 | 0
2032 | 1162.25 | 0 | 2485.2053 | 1219.738 | -359.6257 | 0 | 905.8416 | 0 | 0 | 0
2033 | 1264.538 | 0 | 1362.5804 | 1327.0855 | 0 | 0 | 35.4949 | 0 | 0 | 0
2034 | 1476.872 | 0 | 262.9282 | 262.9282 | 0 | 0 | 0 | 1226.336 | 0 | 0
2035 | 1536.546 | 0 | 0 | 0 | 0 | 0 | 0 | 0 | 0 | 1612.5477
2036 | 1277.6 | 0 | 0 | 0 | 0 | 0 | 0 | 0 | 0 | 1340.7935
2037 | 1460.8 | 0 | 0 | 0 | 0 | 0 | 0 | 0 | 0 | 1533.0551
2038 | 1661.6 | 0 | 0 | 0 | 0 | 0 | 0 | 0 | 0 | 1743.7872
2039 | 1407.2 | 0 | 0 | 0 | 0 | 0 | 0 | 0 | 0 | 1476.8039
2040 | 1428 | 0 | 0 | 0 | 0 | 0 | 0 | 1428 | 0 | 0
2041 | 1554.4 | 0 | 0 | 0 | 0 | 0 | 0 | 1554.4 | 0 | 0
2042 | 1313.6 | 0 | 0 | 0 | 0 | 0 | 0 | 1313.6 | 0 | 0
2043 | 1546.4 | 0 | 0 | 0 | 0 | 0 | 0 | 1546.4 | 0 | 0
2044 | 1344.8 | 0 | 0 | 0 | 0 | 0 | 0 | 1344.8 | 0 | 0
2045 | 1362.4 | 0 | 0 | 0 | 0 | 0 | 0 | 1362.4 | 0 | 0
2046 | 1128.8 | 0 | 0 | 0 | 0 | 0 | 0 | 1128.8 | 0 | 0
2047 | 1486.419 | 0 | 270.7257 | 270.7257 | 0 | 0 | 0 | 897.166 | 0 | 347.6734
2048 | 1323.308 | 0 | 829.2476 | 829.2476 | 0 | 0 | 0 | 0 | 0 | 559.5147
2049 | 1226.957 | 0 | 2098.704 | 1287.6456 | -811.0584 | 0 | 0 | 0 | 0 | 0
2050 | 1796.019 | 0 | 3244.9303 | 1884.855 | -1360.0753 | 0 | 0 | 0 | 0 | 0
2051 | 1668.541 | 0 | 3657.0018 | 1751.0715 | -1888.3791 | 0 | 17.5512 | 0 | 0 | 0
2052 | 1931.97 | 0 | 3902.9004 | 2027.5305 | -1875.3699 | 0 | 0 | 0 | 0 | 0
2053 | 1668.96 | 0 | 3155.1519 | 1751.5113 | -1403.6406 | 0 | 0 | 0 | 0 | 0
2054 | 1763.69 | 0 | 2466.2447 | 1850.9269 | -615.3178 | 0 | 0 | 0 | 0 | 0
2055 | 1579.999 | 0 | 2870.9102 | 1658.15 | -1212.7601 | 0 | 0 | 0 | 0 | 0
2056 | 1714.12 | 0 | 2242.6934 | 1798.905 | -420.0432 | 0 | 23.7451 | 0 | 0 | 0
2057 | 1622.297 | 0 | 1204.2836 | 1204.2836 | 0 | 0 | 0 | 474.773 | 0 | 0
2058 | 1842.205 | 0 | 193.2208 | 193.2208 | 0 | 0 | 0 | 1658.091 | 0 | 0
2059 | 1704.336 | 0 | 0 | 0 | 0 | 0 | 0 | 342.736 | 0 | 1428.9484
2060 | 1539.2 | 0 | 0 | 0 | 0 | 0 | 0 | 0 | 0 | 1615.333
2061 | 1760 | 0 | 0 | 0 | 0 | 0 | 0 | 0 | 0 | 1847.0544
2062 | 1748 | 0 | 0 | 0 | 0 | 0 | 0 | 0 | 0 | 1834.4608
2063 | 1951.2 | 0 | 0 | 0 | 0 | 0 | 0 | 151.823 | 0 | 1888.3791
2064 | 1534.4 | 0 | 0 | 0 | 0 | 0 | 0 | 1534.4 | 0 | 0
2065 | 1479.2 | 0 | 0 | 0 | 0 | 0 | 0 | 1479.2 | 0 | 0
2066 | 1765.6 | 0 | 0 | 0 | 0 | 0 | 0 | 1765.6 | 0 | 0
2067 | 1462.4 | 0 | 0 | 0 | 0 | 0 | 0 | 1462.4 | 0 | 0
2068 | 1915.2 | 0 | 0 | 0 | 0 | 0 | 0 | 1915.2 | 0 | 0
2069 | 1624.8 | 0 | 0 | 0 | 0 | 0 | 0 | 1624.8 | 0 | 0
2070 | 1568 | 0 | 0 | 0 | 0 | 0 | 0 | 1568 | 0 | 0
2071 | 1421.665 | 0 | 222.3686 | 222.3686 | 0 | 0 | 0 | 1209.777 | 0 | 0
2072 | 1488.271 | 0 | 1271.6077 | 1271.6077 | 0 | 0 | 0 | 276.596 | 0 | 0
2073 | 1486.483 | 0 | 2302.9441 | 1560.0085 | -742.9356 | 0 | 0 | 0 | 0 | 0
2074 | 1803.338 | 0 | 3108.2682 | 1892.536 | -1215.7322 | 0 | 0 | 0 | 0 | 0
2075 | 2033.628 | 0 | 3668.6571 | 2134.2167 | -1534.4404 | 0 | 0 | 0 | 0 | 0
2076 | 1696.775 | 0 | 3607.3244 | 1780.7021 | -1826.6224 | 0 | 0 | 0 | 0 | 0
2077 | 1592.548 | 0 | 3780.682 | 1671.3197 | -1888.3791 | 0 | 220.9833 | 0 | 0 | 0
2078 | 1457.42 | 0 | 2989.7891 | 1529.5079 | -1460.2812 | 0 | 0 | 0 | 0 | 0
2079 | 1641.988 | 0 | 3121.5166 | 1723.2041 | -918.2547 | 0 | 480.0578 | 0 | 0 | 0
2080 | 1955.911 | 0 | 2319.9842 | 2052.6556 | 0 | 0 | 267.3286 | 0 | 0 | 0
2081 | 1702.841 | 0 | 1252.6114 | 1252.6114 | 0 | 0 | 0 | 509.267 | 0 | 0
2082 | 1466.806 | 0 | 220.2528 | 220.2528 | 0 | 0 | 0 | 1256.934 | 0 | 0
2083 | 1663.509 | 0 | 0 | 0 | 0 | 0 | 0 | 0 | 0 | 1745.7907
2084 | 1294.4 | 0 | 0 | 0 | 0 | 0 | 0 | 0 | 0 | 1358.4245
2085 | 1368 | 0 | 0 | 0 | 0 | 0 | 0 | 0 | 0 | 1435.665
2086 | 1146.4 | 0 | 0 | 0 | 0 | 0 | 0 | 0 | 0 | 1203.104
2087 | 1459.2 | 0 | 0 | 0 | 0 | 0 | 0 | 0 | 0 | 1531.376
2088 | 1268.8 | 0 | 0 | 0 | 0 | 0 | 0 | 803.679 | 0 | 488.1271
2089 | 923.2 | 0 | 0 | 0 | 0 | 0 | 0 | 923.2 | 0 | 0
2090 | 1351.2 | 0 | 0 | 0 | 0 | 0 | 0 | 1351.2 | 0 | 0
2091 | 1026.4 | 0 | 0 | 0 | 0 | 0 | 0 | 1026.4 | 0 | 0
2092 | 1252.8 | 0 | 0 | 0 | 0 | 0 | 0 | 1252.8 | 0 | 0
2093 | 1265.6 | 0 | 0 | 0 | 0 | 0 | 0 | 1265.6 | 0 | 0
2094 | 918.4 | 0 | 0 | 0 | 0 | 0 | 0 | 918.4 | 0 | 0
2095 | 1050.829 | 0 | 251.1175 | 251.1175 | 0 | 0 | 0 | 0 | 0 | 851.6883
2096 | 806.027 | 0 | 1364.2207 | 845.8953 | -518.3254 | 0 | 0 | 0 | 0 | 0
2097 | 1095.822 | 0 | 2064.5576 | 1150.0243 | -914.5333 | 0 | 0 | 0 | 0 | 0
2098 | 1270.332 | 0 | 3388.8253 | 1333.1661 | -1888.3791 | 0 | 167.2802 | 0 | 0 | 0
2099 | 1318.43 | 0 | 3989.7791 | 1383.6431 | -1888.3791 | 0 | 717.7569 | 0 | 0 | 0
2100 | 1137.052 | 0 | 4291.8092 | 1193.2926 | -1888.3791 | 0 | 1210.1375 | 0 | 0 | 0
2101 | 1338.908 | 0 | 4308.969 | 1405.134 | -1888.3791 | 0 | 1015.4559 | 0 | 0 | 0
2102 | 1124.637 | 0 | 3987.7694 | 1180.2646 | -600.2706 | 0 | 2207.2342 | 0 | 0 | 0
2103 | 1168.045 | 0 | 3429.854 | 1225.8197 | 0 | 0 | 2204.0343 | 0 | 0 | 0
2104 | 1479.406 | 0 | 2566.3771 | 1552.5814 | 0 | 0 | 1013.7957 | 0 | 0 | 0
2105 | 1301.431 | 0 | 1411.7635 | 1365.8033 | 0 | 0 | 45.9602 | 0 | 0 | 0
2106 | 1478.389 | 0 | 255.9146 | 255.9146 | 0 | 0 | 0 | 1234.536 | 0 | 0
2107 | 1147.38 | 0 | 0 | 0 | 0 | 0 | 0 | 0 | 0 | 1204.1325
2108 | 1016 | 0 | 0 | 0 | 0 | 0 | 0 | 0 | 0 | 1066.2541
2109 | 1436 | 0 | 0 | 0 | 0 | 0 | 0 | 0 | 0 | 1507.0284
2110 | 1550.4 | 0 | 0 | 0 | 0 | 0 | 0 | 0 | 0 | 1627.087
2111 | 1441.6 | 0 | 0 | 0 | 0 | 0 | 0 | 0 | 0 | 1512.9054
2112 | 1428 | 0 | 0 | 0 | 0 | 0 | 0 | 1428 | 0 | 0
2113 | 1300 | 0 | 0 | 0 | 0 | 0 | 0 | 1300 | 0 | 0
2114 | 1284 | 0 | 0 | 0 | 0 | 0 | 0 | 1284 | 0 | 0
2115 | 1629.6 | 0 | 0 | 0 | 0 | 0 | 0 | 1629.6 | 0 | 0
2116 | 1440 | 0 | 0 | 0 | 0 | 0 | 0 | 1440 | 0 | 0
2117 | 1583.2 | 0 | 0 | 0 | 0 | 0 | 0 | 1583.2 | 0 | 0
2118 | 1600 | 0 | 0 | 0 | 0 | 0 | 0 | 831.187 | 0 | 806.8406
2119 | 1140.384 | 0 | 306.8629 | 306.8629 | 0 | 0 | 0 | 0 | 0 | 889.9276
2120 | 204.826 | 0 | 1435.4372 | 214.9572 | -1220.48 | 0 | 0 | 0 | 0 | 0
2121 | 307.065 | 0 | 2542.7568 | 322.2522 | -1888.3791 | 0 | 332.1256 | 0 | 0 | 0
2122 | 313.222 | 0 | 3336.9965 | 328.7138 | -1888.3791 | 0 | 1119.9037 | 0 | 0 | 0
2123 | 355.547 | 0 | 3846.6387 | 373.1333 | -1888.3791 | 0 | 1585.1263 | 0 | 0 | 0
2124 | 311.517 | 0 | 4120.1098 | 326.9244 | -1888.3791 | 0 | 1904.8063 | 0 | 0 | 0
2125 | 299.716 | 0 | 2821.3587 | 314.5418 | -812.6493 | 0 | 1694.1676 | 0 | 0 | 0
2126 | 315.351 | 0 | 3844.0119 | 330.9491 | 0 | 0 | 3513.0628 | 0 | 0 | 0
2127 | 283.379 | 0 | 3288.0569 | 297.3957 | 0 | 0 | 2990.6612 | 0 | 0 | 0
2128 | 230.684 | 0 | 2447.6713 | 242.0943 | 0 | 0 | 2205.5771 | 0 | 0 | 0
2129 | 250.683 | 0 | 1333.0821 | 263.0825 | 0 | 0 | 1069.9996 | 0 | 0 | 0
2130 | 298.518 | 0 | 244.0567 | 244.0567 | 0 | 0 | 0 | 0 | 0 | 69.2268
2131 | 256.165 | 0 | 0 | 0 | 0 | 0 | 0 | 0 | 0 | 268.8356
2132 | 318.4 | 0 | 0 | 0 | 0 | 0 | 0 | 0 | 0 | 334.1489
2133 | 298.4 | 0 | 0 | 0 | 0 | 0 | 0 | 0 | 0 | 313.1597
2134 | 237.6 | 0 | 0 | 0 | 0 | 0 | 0 | 0 | 0 | 249.3523
2135 | 305.6 | 0 | 0 | 0 | 0 | 0 | 0 | 0 | 0 | 320.7158
2136 | 168 | 0 | 0 | 0 | 0 | 0 | 0 | 0 | 0 | 176.3097
2137 | 228.8 | 0 | 0 | 0 | 0 | 0 | 0 | 0 | 0 | 240.1171
2138 | 226.4 | 0 | 0 | 0 | 0 | 0 | 0 | 0 | 0 | 237.5984
2139 | 221.6 | 0 | 0 | 0 | 0 | 0 | 0 | 0 | 0 | 232.5609
2140 | 135.2 | 0 | 0 | 0 | 0 | 0 | 0 | 0 | 0 | 141.8874
2141 | 148.8 | 0 | 0 | 0 | 0 | 0 | 0 | 0 | 0 | 156.1601
2142 | 203.2 | 0 | 0 | 0 | 0 | 0 | 0 | 0 | 0 | 213.2508
2143 | 139.948 | 0 | 310.6189 | 146.8702 | -163.7487 | 0 | 0 | 0 | 0 | 0
2144 | 168.345 | 0 | 1403.3363 | 176.6718 | -1226.6645 | 0 | 0 | 0 | 0 | 0
2145 | 999.188 | 0 | 2472.7587 | 1048.6105 | -1424.1482 | 0 | 0 | 0 | 0 | 0
2146 | 1188.218 | 0 | 2940.9261 | 1246.9905 | -472.1669 | 0 | 1221.7687 | 0 | 0 | 0
2147 | 1369.757 | 0 | 2225.7666 | 1437.5089 | 0 | 0 | 788.2577 | 0 | 0 | 0
2148 | 1382.264 | 0 | 2507.5117 | 1450.6345 | 0 | 0 | 1056.8772 | 0 | 0 | 0
2149 | 1401.945 | 0 | 3226.9803 | 1471.289 | 0 | 0 | 1755.6913 | 0 | 0 | 0
2150 | 1395.96 | 0 | 2681.8621 | 1465.008 | 0 | 0 | 1216.8541 | 0 | 0 | 0
2151 | 1436.28 | 0 | 2369.31 | 1507.3223 | 0 | 0 | 861.9877 | 0 | 0 | 0
2152 | 1584.287 | 0 | 1922.6598 | 1662.6501 | 0 | 0 | 260.0096 | 0 | 0 | 0
2153 | 1458.461 | 0 | 1273.2837 | 1273.2837 | 0 | 0 | 0 | 245.189 | 0 | 0
2154 | 1392.377 | 0 | 234.196 | 234.196 | 0 | 0 | 0 | 1169.219 | 0 | 0
2155 | 1600.335 | 0 | 0 | 0 | 0 | 0 | 0 | 0 | 0 | 1679.4919
2156 | 1251.2 | 0 | 0 | 0 | 0 | 0 | 0 | 0 | 0 | 1313.0877
2157 | 921.6 | 0 | 0 | 0 | 0 | 0 | 0 | 0 | 0 | 967.1848
2158 | 1216 | 0 | 0 | 0 | 0 | 0 | 0 | 0 | 0 | 1276.1466
2159 | 1305.6 | 0 | 0 | 0 | 0 | 0 | 0 | 0 | 0 | 1370.1785
2160 | 875.2 | 0 | 0 | 0 | 0 | 0 | 0 | 337.405 | 0 | 564.3958
2161 | 1137.6 | 0 | 0 | 0 | 0 | 0 | 0 | 1137.6 | 0 | 0
2162 | 760 | 0 | 0 | 0 | 0 | 0 | 0 | 760 | 0 | 0
2163 | 1196.8 | 0 | 0 | 0 | 0 | 0 | 0 | 1196.8 | 0 | 0
2164 | 1156 | 0 | 0 | 0 | 0 | 0 | 0 | 1156 | 0 | 0
2165 | 1220 | 0 | 0 | 0 | 0 | 0 | 0 | 1220 | 0 | 0
2166 | 1054.4 | 0 | 0 | 0 | 0 | 0 | 0 | 1054.4 | 0 | 0
2167 | 1293.304 | 0 | 284.9375 | 284.9375 | 0 | 0 | 0 | 0 | 0 | 1072.3368
2168 | 1393.785 | 0 | 1091.373 | 1091.373 | 0 | 0 | 0 | 0 | 0 | 371.3524
2169 | 1579.901 | 0 | 2444.9427 | 1658.0472 | -786.8955 | 0 | 0 | 0 | 0 | 0
2170 | 1649.699 | 0 | 3198.416 | 1731.2976 | -1467.1184 | 0 | 0 | 0 | 0 | 0
2171 | 1676.943 | 0 | 3744.9667 | 1759.8881 | -1888.3791 | 0 | 96.6996 | 0 | 0 | 0
2172 | 1684.745 | 0 | 4012.0676 | 1768.077 | -1888.3791 | 0 | 355.6115 | 0 | 0 | 0
2173 | 1931.871 | 0 | 4028.287 | 2027.4255 | -1888.3791 | 0 | 112.4825 | 0 | 0 | 0
2174 | 1728.951 | 0 | 1829.945 | 1814.4696 | -15.4754 | 0 | 0 | 0 | 0 | 0
2175 | 1653.202 | 0 | 3097.1953 | 1734.9738 | -1362.2215 | 0 | 0 | 0 | 0 | 0
2176 | 1470.106 | 0 | 1923.6347 | 1542.8214 | -289.7976 | 0 | 91.0157 | 0 | 0 | 0
2177 | 1634.306 | 0 | 1219.7139 | 1219.7139 | 0 | 0 | 0 | 472.079 | 0 | 0
2178 | 1538.105 | 0 | 207.9489 | 207.9489 | 0 | 0 | 0 | 1339.957 | 0 | 0
2179 | 1470.4 | 0 | 0 | 0 | 0 | 0 | 0 | 0 | 0 | 1543.13
2180 | 1250.4 | 0 | 0 | 0 | 0 | 0 | 0 | 0 | 0 | 1312.2482
2181 | 1324.8 | 0 | 0 | 0 | 0 | 0 | 0 | 0 | 0 | 1390.3282
2182 | 1529.6 | 0 | 0 | 0 | 0 | 0 | 0 | 0 | 0 | 1605.2582
2183 | 1635.2 | 0 | 0 | 0 | 0 | 0 | 0 | 0 | 0 | 1716.0814
2184 | 1508 | 0 | 0 | 0 | 0 | 0 | 0 | 1508 | 0 | 0
2185 | 972 | 0 | 0 | 0 | 0 | 0 | 0 | 972 | 0 | 0
2186 | 1086.4 | 0 | 0 | 0 | 0 | 0 | 0 | 1086.4 | 0 | 0
2187 | 1562.4 | 0 | 0 | 0 | 0 | 0 | 0 | 1562.4 | 0 | 0
2188 | 1220 | 0 | 0 | 0 | 0 | 0 | 0 | 1220 | 0 | 0
2189 | 1601.6 | 0 | 0 | 0 | 0 | 0 | 0 | 1601.6 | 0 | 0
2190 | 1461.6 | 0 | 0 | 0 | 0 | 0 | 0 | 1461.6 | 0 | 0
2191 | 1554.491 | 0 | 204.7575 | 204.7575 | 0 | 0 | 0 | 843.561 | 0 | 541.337
2192 | 1258.89 | 0 | 864.0594 | 864.0594 | 0 | 0 | 0 | 0 | 0 | 457.0987
2193 | 1130.656 | 0 | 1838.0342 | 1186.5813 | -651.4529 | 0 | 0 | 0 | 0 | 0
2194 | 1493.053 | 0 | 2565.8901 | 1566.9034 | -998.9867 | 0 | 0 | 0 | 0 | 0
2195 | 1407.71 | 0 | 2989.0639 | 1477.3391 | -1511.7248 | 0 | 0 | 0 | 0 | 0
2196 | 1593.023 | 0 | 3244.9061 | 1671.8182 | -1573.0879 | 0 | 0 | 0 | 0 | 0
2197 | 1931.914 | 0 | 3113.6058 | 2027.4717 | -1086.1341 | 0 | 0 | 0 | 0 | 0
2198 | 1327.845 | 0 | 2635.3761 | 1393.5238 | -1241.8523 | 0 | 0 | 0 | 0 | 0
2199 | 1348.658 | 0 | 3324.3074 | 1415.3663 | -1888.3791 | 0 | 20.5621 | 0 | 0 | 0
2200 | 1472.454 | 0 | 2126.1212 | 1545.2856 | -580.8356 | 0 | 0 | 0 | 0 | 0
2201 | 1419.53 | 0 | 1360.4227 | 1360.4227 | 0 | 0 | 0 | 123.226 | 0 | 0
2202 | 938.571 | 0 | 141.7908 | 141.7908 | 0 | 0 | 0 | 803.463 | 0 | 0
2203 | 1347.852 | 0 | 0 | 0 | 0 | 0 | 0 | 0 | 0 | 1414.5204
2204 | 1007.2 | 0 | 0 | 0 | 0 | 0 | 0 | 0 | 0 | 1057.0188
2205 | 1144 | 0 | 0 | 0 | 0 | 0 | 0 | 0 | 0 | 1200.5853
2206 | 1352 | 0 | 0 | 0 | 0 | 0 | 0 | 0 | 0 | 1418.8736
2207 | 1520.8 | 0 | 0 | 0 | 0 | 0 | 0 | 0 | 0 | 1596.0229
2208 | 1532.8 | 0 | 0 | 0 | 0 | 0 | 0 | 620.637 | 0 | 957.281
2209 | 1087.2 | 0 | 0 | 0 | 0 | 0 | 0 | 1087.2 | 0 | 0
2210 | 1328.8 | 0 | 0 | 0 | 0 | 0 | 0 | 1328.8 | 0 | 0
2211 | 1067.2 | 0 | 0 | 0 | 0 | 0 | 0 | 1067.2 | 0 | 0
2212 | 1069.6 | 0 | 0 | 0 | 0 | 0 | 0 | 1069.6 | 0 | 0
2213 | 964.8 | 0 | 0 | 0 | 0 | 0 | 0 | 964.8 | 0 | 0
2214 | 1233.6 | 0 | 0 | 0 | 0 | 0 | 0 | 1233.6 | 0 | 0
2215 | 1241.187 | 0 | 332.7059 | 332.7059 | 0 | 0 | 0 | 0 | 0 | 969.8736
2216 | 1139.749 | 0 | 1484.4367 | 1196.1241 | -288.3126 | 0 | 0 | 0 | 0 | 0
2217 | 1485.342 | 0 | 2584.3985 | 1558.811 | -1025.5874 | 0 | 0 | 0 | 0 | 0
2218 | 1788.565 | 0 | 3403.6426 | 1877.0323 | -1526.6104 | 0 | 0 | 0 | 0 | 0
2219 | 1486.331 | 0 | 3958.2354 | 1559.8479 | -1888.3791 | 0 | 510.0084 | 0 | 0 | 0
2220 | 1635.414 | 0 | 4236.1237 | 1716.306 | -1888.3791 | 0 | 631.4386 | 0 | 0 | 0
2221 | 1839.255 | 0 | 3028.0294 | 1930.2295 | -1097.7999 | 0 | 0 | 0 | 0 | 0
2222 | 1431.431 | 0 | 3917.6107 | 1502.2324 | -1871.5772 | 0 | 543.8011 | 0 | 0 | 0
2223 | 1727.174 | 0 | 3349.0212 | 1812.6047 | 0 | 0 | 1536.4165 | 0 | 0 | 0
2224 | 1726.438 | 0 | 2510.4418 | 1811.8323 | 0 | 0 | 698.6095 | 0 | 0 | 0
2225 | 1599.501 | 0 | 1366.4204 | 1366.4204 | 0 | 0 | 0 | 297.482 | 0 | 0
2226 | 1633.042 | 0 | 242.1667 | 242.1667 | 0 | 0 | 0 | 1402.289 | 0 | 0
2227 | 1619.476 | 0 | 0 | 0 | 0 | 0 | 0 | 0 | 0 | 1699.5797
2228 | 1533.6 | 0 | 0 | 0 | 0 | 0 | 0 | 0 | 0 | 1609.456
2229 | 1748.8 | 0 | 0 | 0 | 0 | 0 | 0 | 0 | 0 | 1835.3004
2230 | 1145.6 | 0 | 0 | 0 | 0 | 0 | 0 | 0 | 0 | 1202.2645
2231 | 1203.2 | 0 | 0 | 0 | 0 | 0 | 0 | 0 | 0 | 1262.7135
2232 | 382.4 | 0 | 0 | 0 | 0 | 0 | 0 | 382.4 | 0 | 0
2233 | 120 | 0 | 0 | 0 | 0 | 0 | 0 | 120 | 0 | 0
2234 | 126.4 | 0 | 0 | 0 | 0 | 0 | 0 | 126.4 | 0 | 0
2235 | 118.4 | 0 | 0 | 0 | 0 | 0 | 0 | 118.4 | 0 | 0
2236 | 124.8 | 0 | 0 | 0 | 0 | 0 | 0 | 124.8 | 0 | 0
2237 | 127.2 | 0 | 0 | 0 | 0 | 0 | 0 | 127.2 | 0 | 0
2238 | 104.8 | 0 | 0 | 0 | 0 | 0 | 0 | 104.8 | 0 | 0
2239 | 90.455 | 0 | 193.5178 | 0 | -193.5178 | 0 | 0 | 90.455 | 0 | 0
2240 | 181.636 | 0 | 863.5304 | 0 | -863.5304 | 0 | 0 | 181.636 | 0 | 0
2241 | 1303.888 | 0 | 928.0126 | 0 | -928.0126 | 0 | 0 | 1303.888 | 0 | 0
2242 | 1593.999 | 0 | 2238.0516 | 1477.0862 | -760.9654 | 0 | 0 | 186.53 | 0 | 0
2243 | 1722.687 | 0 | 2587.0788 | 1807.8958 | -779.183 | 0 | 0 | 0 | 0 | 0
2244 | 1824.597 | 0 | 2558.5733 | 1914.8465 | -643.7268 | 0 | 0 | 0 | 0 | 0
2245 | 1538.349 | 0 | 3168.5137 | 1614.4399 | -1554.0738 | 0 | 0 | 0 | 0 | 0
2246 | 1462.819 | 0 | 2989.9308 | 1535.174 | -1454.7568 | 0 | 0 | 0 | 0 | 0
2247 | 1763.062 | 0 | 2263.8348 | 1850.2678 | -413.567 | 0 | 0 | 0 | 0 | 0
2248 | 1727.078 | 0 | 1976.9243 | 1812.5039 | -164.4204 | 0 | 0 | 0 | 0 | 0
2249 | 1726.744 | 0 | 284.3666 | 284.3666 | 0 | 0 | 0 | 1455.78 | 0 | 0
2250 | 1440.062 | 0 | 54.931 | 54.931 | 0 | 0 | 0 | 1387.72 | 0 | 0
2251 | 1485.876 | 0 | 0 | 0 | 0 | 0 | 0 | 0 | 0 | 1559.3714
2252 | 1420 | 0 | 0 | 0 | 0 | 0 | 0 | 0 | 0 | 1490.237
2253 | 1555.2 | 0 | 0 | 0 | 0 | 0 | 0 | 0 | 0 | 1632.1244
2254 | 1828.8 | 0 | 0 | 0 | 0 | 0 | 0 | 29.423 | 0 | 1888.3791
2255 | 1337.6 | 0 | 0 | 0 | 0 | 0 | 0 | 0 | 0 | 1403.7613
2256 | 1448.8 | 0 | 0 | 0 | 0 | 0 | 0 | 1448.8 | 0 | 0
2257 | 1088.8 | 0 | 0 | 0 | 0 | 0 | 0 | 1088.8 | 0 | 0
2258 | 1398.4 | 0 | 0 | 0 | 0 | 0 | 0 | 1398.4 | 0 | 0
2259 | 1239.2 | 0 | 0 | 0 | 0 | 0 | 0 | 1239.2 | 0 | 0
2260 | 1181.6 | 0 | 0 | 0 | 0 | 0 | 0 | 1181.6 | 0 | 0
2261 | 1463.2 | 0 | 0 | 0 | 0 | 0 | 0 | 1463.2 | 0 | 0
2262 | 1187.2 | 0 | 0 | 0 | 0 | 0 | 0 | 1187.2 | 0 | 0
2263 | 1184.8 | 0 | 323.5473 | 323.5473 | 0 | 0 | 0 | 876.502 | 0 | 0
2264 | 1603.456 | 0 | 1263.4167 | 1263.4167 | 0 | 0 | 0 | 399.586 | 0 | 0
2265 | 1609.349 | 0 | 1974.9335 | 1688.9518 | -285.9817 | 0 | 0 | 0 | 0 | 0
2266 | 1528.207 | 0 | 2634.3004 | 1603.7962 | -1030.5042 | 0 | 0 | 0 | 0 | 0
2267 | 1584.409 | 0 | 2992.6059 | 1662.7782 | -1329.8277 | 0 | 0 | 0 | 0 | 0
2268 | 1411.614 | 0 | 3104.6727 | 1481.4362 | -1623.2365 | 0 | 0 | 0 | 0 | 0
2269 | 1807.633 | 0 | 3216.0921 | 1897.0434 | -1319.0487 | 0 | 0 | 0 | 0 | 0
2270 | 1580.825 | 0 | 3134.2781 | 1659.0169 | -1475.2612 | 0 | 0 | 0 | 0 | 0
2271 | 1109.428 | 0 | 2499.7257 | 1164.3033 | -1335.4224 | 0 | 0 | 0 | 0 | 0
2272 | 1562.899 | 0 | 1939.2958 | 1640.2042 | -299.0916 | 0 | 0 | 0 | 0 | 0
2273 | 1288.141 | 0 | 1074.5291 | 1074.5291 | 0 | 0 | 0 | 264.256 | 0 | 0
2274 | 1690.754 | 0 | 218.2735 | 218.2735 | 0 | 0 | 0 | 1482.768 | 0 | 0
2275 | 1651.22 | 0 | 0 | 0 | 0 | 0 | 0 | 0 | 0 | 1732.8938
2276 | 1392.8 | 0 | 0 | 0 | 0 | 0 | 0 | 0 | 0 | 1461.6917
2277 | 1446.4 | 0 | 0 | 0 | 0 | 0 | 0 | 0 | 0 | 1517.9429
2278 | 1270.4 | 0 | 0 | 0 | 0 | 0 | 0 | 0 | 0 | 1333.2374
2279 | 1509.6 | 0 | 0 | 0 | 0 | 0 | 0 | 0 | 0 | 1584.2689
2280 | 1620 | 0 | 0 | 0 | 0 | 0 | 0 | 1620 | 0 | 0
2281 | 1519.2 | 0 | 0 | 0 | 0 | 0 | 0 | 1519.2 | 0 | 0
2282 | 1356.8 | 0 | 0 | 0 | 0 | 0 | 0 | 1356.8 | 0 | 0
2283 | 1847.2 | 0 | 0 | 0 | 0 | 0 | 0 | 1847.2 | 0 | 0
2284 | 1688 | 0 | 0 | 0 | 0 | 0 | 0 | 1688 | 0 | 0
2285 | 1469.6 | 0 | 0 | 0 | 0 | 0 | 0 | 1469.6 | 0 | 0
2286 | 1407.2 | 0 | 0 | 0 | 0 | 0 | 0 | 1407.2 | 0 | 0
2287 | 1298.407 | 0 | 123.5679 | 123.5679 | 0 | 0 | 0 | 1003.452 | 0 | 185.9763
2288 | 341.456 | 0 | 511.5795 | 358.3453 | -153.2341 | 0 | 0 | 0 | 0 | 0
2289 | 276.424 | 0 | 1527.0522 | 290.0967 | -1236.9555 | 0 | 0 | 0 | 0 | 0
2290 | 284.243 | 0 | 2567.8274 | 298.3024 | -1888.3791 | 0 | 381.146 | 0 | 0 | 0
2291 | 269.004 | 0 | 3775.7611 | 282.3097 | -1888.3791 | 0 | 1605.0724 | 0 | 0 | 0
2292 | 333.853 | 0 | 3478.4074 | 350.3652 | -1888.3791 | 0 | 1239.6631 | 0 | 0 | 0
2293 | 211.973 | 0 | 3049.8131 | 222.4578 | -1888.3791 | 0 | 938.9763 | 0 | 0 | 0
2294 | 211.252 | 0 | 3320.3908 | 221.7011 | -642.9407 | 0 | 2455.749 | 0 | 0 | 0
2295 | 343.658 | 0 | 2558.2049 | 360.6563 | 0 | 0 | 2197.5487 | 0 | 0 | 0
2296 | 393.167 | 0 | 1361.1542 | 412.6141 | 0 | 0 | 948.5401 | 0 | 0 | 0
2297 | 317.159 | 0 | 1111.4859 | 332.8465 | 0 | 0 | 778.6394 | 0 | 0 | 0
2298 | 348.83 | 0 | 221.2278 | 221.2278 | 0 | 0 | 0 | 0 | 0 | 144.8563
2299 | 281.691 | 0 | 0 | 0 | 0 | 0 | 0 | 0 | 0 | 295.6242
2300 | 266.4 | 0 | 0 | 0 | 0 | 0 | 0 | 0 | 0 | 279.5769
2301 | 309.6 | 0 | 0 | 0 | 0 | 0 | 0 | 0 | 0 | 324.9137
2302 | 292 | 0 | 0 | 0 | 0 | 0 | 0 | 0 | 0 | 306.4431
2303 | 243.2 | 0 | 0 | 0 | 0 | 0 | 0 | 0 | 0 | 255.2293
2304 | 139.2 | 0 | 0 | 0 | 0 | 0 | 0 | 0 | 0 | 146.0852
2305 | 142.4 | 0 | 0 | 0 | 0 | 0 | 0 | 0 | 0 | 149.4435
2306 | 124 | 0 | 0 | 0 | 0 | 0 | 0 | 0 | 0 | 130.1334
2307 | 118.4 | 0 | 0 | 0 | 0 | 0 | 0 | 0 | 0 | 124.2564
2308 | 115.2 | 0 | 0 | 0 | 0 | 0 | 0 | 0 | 0 | 120.8981
2309 | 101.6 | 0 | 0 | 0 | 0 | 0 | 0 | 0 | 0 | 106.6254
2310 | 99.2 | 0 | 0 | 0 | 0 | 0 | 0 | 0 | 0 | 104.1067
2311 | 81.795 | 0 | 310.9044 | 85.8408 | -225.0636 | 0 | 0 | 0 | 0 | 0
2312 | 89.489 | 0 | 1191.4875 | 93.9154 | -1097.5722 | 0 | 0 | 0 | 0 | 0
2313 | 89.121 | 0 | 2504.7474 | 93.5292 | -1446.4524 | 0 | 964.7658 | 0 | 0 | 0
2314 | 88.082 | 0 | 3302.5059 | 92.4388 | 0 | 0 | 3210.0671 | 0 | 0 | 0
2315 | 84.446 | 0 | 3810.8635 | 88.6229 | 0 | 0 | 3722.2406 | 0 | 0 | 0
2316 | 92.13 | 0 | 2511.0777 | 96.687 | 0 | 0 | 2414.3907 | 0 | 0 | 0
2317 | 88.264 | 0 | 820.1068 | 92.6298 | 0 | 0 | 727.4771 | 0 | 0 | 0
2318 | 92.708 | 0 | 1010.5581 | 97.2936 | 0 | 0 | 913.2645 | 0 | 0 | 0
2319 | 86.801 | 0 | 976.269 | 91.0944 | 0 | 0 | 885.1746 | 0 | 0 | 0
2320 | 98.247 | 0 | 171.5987 | 103.1066 | 0 | 0 | 68.4921 | 0 | 0 | 0
2321 | 88.18 | 0 | 477.6052 | 92.5416 | 0 | 0 | 385.0636 | 0 | 0 | 0
2322 | 94.896 | 0 | 92.7914 | 92.7914 | 0 | 0 | 0 | 0 | 0 | 6.7984
2323 | 102.069 | 0 | 0 | 0 | 0 | 0 | 0 | 0 | 0 | 107.1176
2324 | 104.8 | 0 | 0 | 0 | 0 | 0 | 0 | 0 | 0 | 109.9837
2325 | 103.2 | 0 | 0 | 0 | 0 | 0 | 0 | 0 | 0 | 108.3046
2326 | 111.2 | 0 | 0 | 0 | 0 | 0 | 0 | 0 | 0 | 116.7003
2327 | 101.6 | 0 | 0 | 0 | 0 | 0 | 0 | 0 | 0 | 106.6254
2328 | 107.2 | 0 | 0 | 0 | 0 | 0 | 0 | 0 | 0 | 112.5024
2329 | 96.8 | 0 | 0 | 0 | 0 | 0 | 0 | 0 | 0 | 101.588
2330 | 103.2 | 0 | 0 | 0 | 0 | 0 | 0 | 0 | 0 | 108.3046
2331 | 100 | 0 | 0 | 0 | 0 | 0 | 0 | 0 | 0 | 104.9463
2332 | 101.6 | 0 | 0 | 0 | 0 | 0 | 0 | 0 | 0 | 106.6254
2333 | 96 | 0 | 0 | 0 | 0 | 0 | 0 | 0 | 0 | 100.7484
2334 | 101.6 | 0 | 0 | 0 | 0 | 0 | 0 | 0 | 0 | 106.6254
2335 | 90.638 | 0 | 313.8943 | 95.1212 | -218.7731 | 0 | 0 | 0 | 0 | 0
2336 | 142.371 | 0 | 1214.4592 | 149.4131 | -1065.0462 | 0 | 0 | 0 | 0 | 0
2337 | 876.805 | 0 | 2171.2985 | 920.1731 | -159.4564 | 0 | 1091.6689 | 0 | 0 | 0
2338 | 1186.13 | 0 | 2416.6093 | 1244.7992 | 0 | 0 | 1171.8101 | 0 | 0 | 0
2339 | 1409.196 | 0 | 2589.4149 | 1478.8986 | 0 | 0 | 1110.5162 | 0 | 0 | 0
2340 | 1645.065 | 0 | 4122.512 | 1726.4344 | 0 | 0 | 2396.0776 | 0 | 0 | 0
2341 | 1551.507 | 0 | 2168.2204 | 1628.2487 | 0 | 0 | 539.9716 | 0 | 0 | 0
2342 | 1454.836 | 0 | 2741.12 | 1526.7961 | 0 | 0 | 1214.3238 | 0 | 0 | 0
2343 | 1456.702 | 0 | 1750.7347 | 1528.7544 | 0 | 0 | 221.9803 | 0 | 0 | 0
2344 | 1631.387 | 0 | 838.2342 | 838.2342 | 0 | 0 | 0 | 832.66 | 0 | 0
2345 | 1631.553 | 0 | 964.0847 | 964.0847 | 0 | 0 | 0 | 712.907 | 0 | 0
2346 | 1765.931 | 0 | 189.8751 | 189.8751 | 0 | 0 | 0 | 1585.005 | 0 | 0
2347 | 1730.86 | 0 | 0 | 0 | 0 | 0 | 0 | 401.437 | 0 | 1395.1799
2348 | 1846.4 | 0 | 0 | 0 | 0 | 0 | 0 | 47.023 | 0 | 1888.3791
2349 | 1725.6 | 0 | 0 | 0 | 0 | 0 | 0 | 0 | 0 | 1810.9528
2350 | 1554.4 | 0 | 0 | 0 | 0 | 0 | 0 | 0 | 0 | 1631.2848
2351 | 1998.4 | 0 | 0 | 0 | 0 | 0 | 0 | 199.023 | 0 | 1888.3791
2352 | 1700.8 | 0 | 0 | 0 | 0 | 0 | 0 | 1700.8 | 0 | 0
2353 | 1940.8 | 0 | 0 | 0 | 0 | 0 | 0 | 1940.8 | 0 | 0
2354 | 1621.6 | 0 | 0 | 0 | 0 | 0 | 0 | 1621.6 | 0 | 0
2355 | 1272.8 | 0 | 0 | 0 | 0 | 0 | 0 | 1272.8 | 0 | 0
2356 | 1277.6 | 0 | 0 | 0 | 0 | 0 | 0 | 1277.6 | 0 | 0
2357 | 1742.4 | 0 | 0 | 0 | 0 | 0 | 0 | 1742.4 | 0 | 0
2358 | 1696 | 0 | 0 | 0 | 0 | 0 | 0 | 1696 | 0 | 0
2359 | 1093.028 | 0 | 372.7545 | 372.7545 | 0 | 0 | 0 | 737.842 | 0 | 0
2360 | 1153.367 | 0 | 1477.4053 | 1210.4156 | -266.9896 | 0 | 0 | 0 | 0 | 0
2361 | 1724.16 | 0 | 2516.4027 | 1809.4416 | -706.9611 | 0 | 0 | 0 | 0 | 0
2362 | 2138.256 | 0 | 3234.7075 | 2244.0199 | -990.6875 | 0 | 0 | 0 | 0 | 0
2363 | 1900.048 | 0 | 3727.5582 | 1994.0295 | -1733.5287 | 0 | 0 | 0 | 0 | 0
2364 | 2133.191 | 0 | 3975.0803 | 2238.7044 | -1736.3759 | 0 | 0 | 0 | 0 | 0
2365 | 1700.026 | 0 | 3993.8027 | 1784.1139 | -1888.3791 | 0 | 321.3098 | 0 | 0 | 0
2366 | 1540.681 | 0 | 3759.3034 | 1616.8872 | -1888.3791 | 0 | 254.0371 | 0 | 0 | 0
2367 | 1354.534 | 0 | 3230.3564 | 1421.5329 | -375.3445 | 0 | 1433.4789 | 0 | 0 | 0
2368 | 1652.807 | 0 | 2412.1995 | 1734.5593 | 0 | 0 | 677.6402 | 0 | 0 | 0
2369 | 1811.042 | 0 | 1297.498 | 1297.498 | 0 | 0 | 0 | 574.697 | 0 | 0
2370 | 1517.038 | 0 | 234.1908 | 234.1908 | 0 | 0 | 0 | 1293.885 | 0 | 0
2371 | 1866.297 | 0 | 0 | 0 | 0 | 0 | 0 | 541.497 | 0 | 1390.3282
2372 | 1745.6 | 0 | 0 | 0 | 0 | 0 | 0 | 0 | 0 | 1831.9421
2373 | 2057.6 | 0 | 0 | 0 | 0 | 0 | 0 | 258.223 | 0 | 1888.3791
2374 | 1675.2 | 0 | 0 | 0 | 0 | 0 | 0 | 0 | 0 | 1758.0599
2375 | 1663.2 | 0 | 0 | 0 | 0 | 0 | 0 | 0 | 0 | 1745.4664
2376 | 1429.6 | 0 | 0 | 0 | 0 | 0 | 0 | 1429.6 | 0 | 0
2377 | 1479.2 | 0 | 0 | 0 | 0 | 0 | 0 | 1479.2 | 0 | 0
2378 | 1613.6 | 0 | 0 | 0 | 0 | 0 | 0 | 1613.6 | 0 | 0
2379 | 1020.8 | 0 | 0 | 0 | 0 | 0 | 0 | 1020.8 | 0 | 0
2380 | 1254.4 | 0 | 0 | 0 | 0 | 0 | 0 | 1254.4 | 0 | 0
2381 | 1267.2 | 0 | 0 | 0 | 0 | 0 | 0 | 1267.2 | 0 | 0
2382 | 1392 | 0 | 0 | 0 | 0 | 0 | 0 | 1392 | 0 | 0
2383 | 1293.522 | 0 | 384.8611 | 384.8611 | 0 | 0 | 0 | 926.8 | 0 | 0
2384 | 650.269 | 0 | 1526.3029 | 682.4331 | -843.8698 | 0 | 0 | 0 | 0 | 0
2385 | 1468.701 | 0 | 2616.4637 | 1541.3469 | -1075.1168 | 0 | 0 | 0 | 0 | 0
2386 | 1476.864 | 0 | 3411.7256 | 1549.9137 | -1861.8119 | 0 | 0 | 0 | 0 | 0
2387 | 1368.496 | 0 | 3852.4275 | 1436.1855 | -1888.3791 | 0 | 527.8629 | 0 | 0 | 0
2388 | 1103.419 | 0 | 4121.6493 | 1157.996 | -1888.3791 | 0 | 1075.2742 | 0 | 0 | 0
2389 | 1738.664 | 0 | 4109.1681 | 1824.663 | -1888.3791 | 0 | 396.126 | 0 | 0 | 0
2390 | 1353.651 | 0 | 3774.8397 | 1420.6062 | -140.7088 | 0 | 2213.5246 | 0 | 0 | 0
2391 | 1671.773 | 0 | 3214.35 | 1754.4634 | 0 | 0 | 1459.8866 | 0 | 0 | 0
2392 | 1643.7 | 0 | 2372.7995 | 1725.0018 | 0 | 0 | 647.7976 | 0 | 0 | 0
2393 | 1554.145 | 0 | 1275.8685 | 1275.8685 | 0 | 0 | 0 | 338.41 | 0 | 0
2394 | 1624.376 | 0 | 231.9554 | 231.9554 | 0 | 0 | 0 | 1403.353 | 0 | 0
2395 | 1597.412 | 0 | 0 | 0 | 0 | 0 | 0 | 0 | 0 | 1676.4243
2396 | 1305.6 | 0 | 0 | 0 | 0 | 0 | 0 | 0 | 0 | 1370.1785
2397 | 1634.4 | 0 | 0 | 0 | 0 | 0 | 0 | 0 | 0 | 1715.2418
2398 | 1851.2 | 0 | 0 | 0 | 0 | 0 | 0 | 51.823 | 0 | 1888.3791
2399 | 1613.6 | 0 | 0 | 0 | 0 | 0 | 0 | 0 | 0 | 1693.413
2400 | 1363.2 | 0 | 0 | 0 | 0 | 0 | 0 | 1363.2 | 0 | 0
2401 | 1245.6 | 0 | 0 | 0 | 0 | 0 | 0 | 1245.6 | 0 | 0
2402 | 1235.2 | 0 | 0 | 0 | 0 | 0 | 0 | 1235.2 | 0 | 0
2403 | 1324 | 0 | 0 | 0 | 0 | 0 | 0 | 1324 | 0 | 0
2404 | 1393.6 | 0 | 0 | 0 | 0 | 0 | 0 | 1393.6 | 0 | 0
2405 | 1192 | 0 | 0 | 0 | 0 | 0 | 0 | 1192 | 0 | 0
2406 | 1108 | 0 | 0 | 0 | 0 | 0 | 0 | 1108 | 0 | 0
2407 | 1071.458 | 0 | 379.7439 | 0 | -379.7439 | 0 | 0 | 1071.458 | 0 | 0
2408 | 700.377 | 0 | 1474.7123 | 0 | -1474.7123 | 0 | 0 | 700.377 | 0 | 0
2409 | 1179.725 | 0 | 1705.5689 | 0 | -1705.5689 | 0 | 0 | 1179.725 | 0 | 0
2410 | 1627.857 | 0 | 1584.0097 | 685.3033 | -898.7063 | 0 | 0 | 974.852 | 0 | 0
2411 | 1504.309 | 0 | 2421.7034 | 1578.7162 | -842.9872 | 0 | 0 | 0 | 0 | 0
2412 | 1607.655 | 0 | 2543.1787 | 1687.174 | -856.0047 | 0 | 0 | 0 | 0 | 0
2413 | 1708.11 | 0 | 3940.3578 | 1792.5977 | -1888.3791 | 0 | 259.381 | 0 | 0 | 0
2414 | 1747.615 | 0 | 2822.9392 | 1834.0568 | -988.8825 | 0 | 0 | 0 | 0 | 0
2415 | 1656.806 | 0 | 1989.3353 | 1738.7561 | -250.5792 | 0 | 0 | 0 | 0 | 0
2416 | 1940.668 | 0 | 1184.8896 | 1184.8896 | 0 | 0 | 0 | 811.624 | 0 | 0
2417 | 1471.768 | 0 | 1225.0515 | 1225.0515 | 0 | 0 | 0 | 304.455 | 0 | 0
2418 | 1831.384 | 0 | 216.3898 | 216.3898 | 0 | 0 | 0 | 1625.193 | 0 | 0
2419 | 1741.725 | 0 | 0 | 0 | 0 | 0 | 0 | 262.702 | 0 | 1552.1795
2420 | 1332.8 | 0 | 0 | 0 | 0 | 0 | 0 | 0 | 0 | 1398.7239
2421 | 1913.6 | 0 | 0 | 0 | 0 | 0 | 0 | 114.223 | 0 | 1888.3791
2422 | 1916 | 0 | 0 | 0 | 0 | 0 | 0 | 116.623 | 0 | 1888.3791
2423 | 1797.6 | 0 | 0 | 0 | 0 | 0 | 0 | 0 | 0 | 1886.5142
2424 | 1308 | 0 | 0 | 0 | 0 | 0 | 0 | 1308 | 0 | 0
2425 | 1379.2 | 0 | 0 | 0 | 0 | 0 | 0 | 1379.2 | 0 | 0
2426 | 1590.4 | 0 | 0 | 0 | 0 | 0 | 0 | 1590.4 | 0 | 0
2427 | 1549.6 | 0 | 0 | 0 | 0 | 0 | 0 | 1549.6 | 0 | 0
2428 | 934.4 | 0 | 0 | 0 | 0 | 0 | 0 | 934.4 | 0 | 0
2429 | 1459.2 | 0 | 0 | 0 | 0 | 0 | 0 | 1459.2 | 0 | 0
2430 | 1591.2 | 0 | 0 | 0 | 0 | 0 | 0 | 1591.2 | 0 | 0
2431 | 966.93 | 0 | 371.1016 | 371.1016 | 0 | 0 | 0 | 613.319 | 0 | 0
2432 | 1477.577 | 0 | 1425.8441 | 1425.8441 | 0 | 0 | 0 | 118.935 | 0 | 0
2433 | 1354.983 | 0 | 2413.2699 | 1422.0041 | -991.2658 | 0 | 0 | 0 | 0 | 0
2434 | 1698.036 | 0 | 3142.0399 | 1782.0255 | -1360.0145 | 0 | 0 | 0 | 0 | 0
2435 | 1687.35 | 0 | 3656.3239 | 1770.8109 | -1885.513 | 0 | 0 | 0 | 0 | 0
2436 | 1799.841 | 0 | 3873.1408 | 1888.865 | -1888.3791 | 0 | 95.8968 | 0 | 0 | 0
2437 | 1492.56 | 0 | 3873.8124 | 1566.385 | -1888.3791 | 0 | 419.0484 | 0 | 0 | 0
2438 | 1614.825 | 0 | 3601.5062 | 1694.6986 | -1573.0942 | 0 | 333.7134 | 0 | 0 | 0
2439 | 1802.673 | 0 | 3087.7806 | 1891.8381 | 0 | 0 | 1195.9425 | 0 | 0 | 0
2440 | 1703.159 | 0 | 1752.3278 | 1752.3278 | 0 | 0 | 0 | 33.421 | 0 | 0
2441 | 1953.342 | 0 | 689.3585 | 689.3585 | 0 | 0 | 0 | 1296.474 | 0 | 0
2442 | 1610.257 | 0 | 121.1668 | 121.1668 | 0 | 0 | 0 | 1494.801 | 0 | 0
2443 | 1843.247 | 0 | 0 | 0 | 0 | 0 | 0 | 576.224 | 0 | 1329.6934
2444 | 1636 | 0 | 0 | 0 | 0 | 0 | 0 | 0 | 0 | 1716.921
2445 | 1706.4 | 0 | 0 | 0 | 0 | 0 | 0 | 0 | 0 | 1790.8032
2446 | 2003.2 | 0 | 0 | 0 | 0 | 0 | 0 | 203.823 | 0 | 1888.3791
2447 | 1822.4 | 0 | 0 | 0 | 0 | 0 | 0 | 23.023 | 0 | 1888.3791
2448 | 1698.4 | 0 | 0 | 0 | 0 | 0 | 0 | 1698.4 | 0 | 0
2449 | 1377.6 | 0 | 0 | 0 | 0 | 0 | 0 | 1377.6 | 0 | 0
2450 | 1225.6 | 0 | 0 | 0 | 0 | 0 | 0 | 1225.6 | 0 | 0
2451 | 1188 | 0 | 0 | 0 | 0 | 0 | 0 | 1188 | 0 | 0
2452 | 1199.2 | 0 | 0 | 0 | 0 | 0 | 0 | 1199.2 | 0 | 0
2453 | 1212 | 0 | 0 | 0 | 0 | 0 | 0 | 1212 | 0 | 0
2454 | 1070.4 | 0 | 0 | 0 | 0 | 0 | 0 | 1070.4 | 0 | 0
2455 | 974.019 | 0 | 233.0374 | 233.0374 | 0 | 0 | 0 | 751.965 | 0 | 0
2456 | 196.406 | 0 | 910.1402 | 206.1208 | -704.0195 | 0 | 0 | 0 | 0 | 0
2457 | 173.54 | 0 | 2360.7695 | 182.1238 | -1888.3791 | 0 | 290.2667 | 0 | 0 | 0
2458 | 0 | 0 | 3102.408 | -0.0010495 | -1888.3791 | 0 | 1214.03 | 0 | 0 | 0
2459 | 0 | 0 | 3604.2044 | 0 | -1888.3791 | 0 | 1715.8253 | 0 | 0 | 0
2460 | 0 | 0 | 2946.8283 | 0 | -1888.3791 | 0 | 1058.4493 | 0 | 0 | 0
2461 | 0 | 0 | 3255.7303 | 0.0010495 | -1329.1099 | 0 | 1926.6194 | 0 | 0 | 0
2462 | 267.984 | 0 | 2256.6429 | 281.2392 | 0 | 0 | 1975.4036 | 0 | 0 | 0
2463 | 256.129 | 0 | 3120.9646 | 268.7978 | 0 | 0 | 2852.1668 | 0 | 0 | 0
2464 | 126.647 | 0 | 2291.0747 | 132.9113 | 0 | 0 | 2158.1634 | 0 | 0 | 0
2465 | 227.812 | 0 | 1220.3373 | 239.0802 | 0 | 0 | 981.2571 | 0 | 0 | 0
2466 | 353.747 | 0 | 216.2166 | 216.2166 | 0 | 0 | 0 | 0 | 0 | 155.0277
2467 | 216.663 | 0 | 0 | 0 | 0 | 0 | 0 | 0 | 0 | 227.3797
2468 | 193.6 | 0 | 0 | 0 | 0 | 0 | 0 | 0 | 0 | 203.176
2469 | 127.2 | 0 | 0 | 0 | 0 | 0 | 0 | 0 | 0 | 133.4917
2470 | 117.6 | 0 | 0 | 0 | 0 | 0 | 0 | 0 | 0 | 123.4168
2471 | 128.8 | 0 | 0 | 0 | 0 | 0 | 0 | 0 | 0 | 135.1708
2472 | 140.8 | 0 | 0 | 0 | 0 | 0 | 0 | 0 | 0 | 147.7643
2473 | 108.8 | 0 | 0 | 0 | 0 | 0 | 0 | 0 | 0 | 114.1815
2474 | 100 | 0 | 0 | 0 | 0 | 0 | 0 | 0 | 0 | 104.9463
2475 | 89.6 | 0 | 0 | 0 | 0 | 0 | 0 | 0 | 0 | 94.0319
2476 | 99.2 | 0 | 0 | 0 | 0 | 0 | 0 | 0 | 0 | 104.1067
2477 | 91.2 | 0 | 0 | 0 | 0 | 0 | 0 | 0 | 0 | 95.711
2478 | 98.4 | 0 | 0 | 0 | 0 | 0 | 0 | 0 | 0 | 103.2671
2479 | 64.271 | 0 | 365.5205 | 67.45 | -298.0705 | 0 | 0 | 0 | 0 | 0
2480 | 44.716 | 0 | 1421.5235 | 46.9278 | -1374.5957 | 0 | 0 | 0 | 0 | 0
2481 | 503.248 | 0 | 2046.4239 | 528.14 | -265.6253 | 0 | 1252.6586 | 0 | 0 | 0
2482 | 593.572 | 0 | 2647.6086 | 622.9317 | 0 | 0 | 2024.677 | 0 | 0 | 0
2483 | 451.248 | 0 | 1992.2654 | 473.5679 | 0 | 0 | 1518.6974 | 0 | 0 | 0
2484 | 445.515 | 0 | 4063.8008 | 467.5514 | 0 | 0 | 3596.2495 | 0 | 0 | 0
2485 | 1718.709 | 0 | 2762.3328 | 1803.721 | 0 | 0 | 958.6118 | 0 | 0 | 0
2486 | 1825.482 | 0 | 2880.3427 | 1915.7753 | 0 | 0 | 964.5675 | 0 | 0 | 0
2487 | 1311.2 | 0 | 2178.5565 | 1376.0555 | 0 | 0 | 802.501 | 0 | 0 | 0
2488 | 1571.2 | 0 | 1970.8269 | 1648.9158 | 0 | 0 | 321.9111 | 0 | 0 | 0
2489 | 1255.2 | 0 | 1206.7027 | 1206.7027 | 0 | 0 | 0 | 105.371 | 0 | 0
2490 | 1663.487 | 0 | 208.1756 | 208.1756 | 0 | 0 | 0 | 1465.123 | 0 | 0
2491 | 1610.935 | 0 | 0 | 0 | 0 | 0 | 0 | 0 | 0 | 1690.6162
2492 | 1180.8 | 0 | 0 | 0 | 0 | 0 | 0 | 0 | 0 | 1239.2056
2493 | 1295.2 | 0 | 0 | 0 | 0 | 0 | 0 | 0 | 0 | 1359.2641
2494 | 1408 | 0 | 0 | 0 | 0 | 0 | 0 | 0 | 0 | 1477.6435
2495 | 1508 | 0 | 0 | 0 | 0 | 0 | 0 | 0 | 0 | 1582.5898
2496 | 1367.2 | 0 | 0 | 0 | 0 | 0 | 0 | 1367.2 | 0 | 0
2497 | 1770.4 | 0 | 0 | 0 | 0 | 0 | 0 | 1770.4 | 0 | 0
2498 | 1622.4 | 0 | 0 | 0 | 0 | 0 | 0 | 1622.4 | 0 | 0
2499 | 1314.4 | 0 | 0 | 0 | 0 | 0 | 0 | 1314.4 | 0 | 0
2500 | 1200.8 | 0 | 0 | 0 | 0 | 0 | 0 | 1200.8 | 0 | 0
2501 | 1348 | 0 | 0 | 0 | 0 | 0 | 0 | 1348 | 0 | 0
2502 | 1156 | 0 | 0 | 0 | 0 | 0 | 0 | 1156 | 0 | 0
2503 | 1375.182 | 0 | 399.6249 | 399.6249 | 0 | 0 | 0 | 994.392 | 0 | 0
2504 | 1228.928 | 0 | 1482.8856 | 1289.7141 | -193.1715 | 0 | 0 | 0 | 0 | 0
2505 | 1763.437 | 0 | 2524.6651 | 1850.6614 | -674.0038 | 0 | 0 | 0 | 0 | 0
2506 | 1786.454 | 0 | 457.8669 | 457.8669 | 0 | 0 | 0 | 1350.167 | 0 | 0
2507 | 1601.327 | 0 | 3793.9305 | 1680.533 | -1888.3791 | 0 | 225.0184 | 0 | 0 | 0
2508 | 1886.909 | 0 | 4029.5768 | 1980.2396 | -1888.3791 | 0 | 160.9582 | 0 | 0 | 0
2509 | 1830.371 | 0 | 1911.6278 | 1911.6278 | 0 | 0 | 0 | 8.841 | 0 | 0
2510 | 1393.734 | 0 | 3742.257 | 1462.6719 | -1888.3791 | 0 | 391.2061 | 0 | 0 | 0
2511 | 1534.199 | 0 | 2171.3226 | 1610.0846 | -561.238 | 0 | 0 | 0 | 0 | 0
2512 | 1641.378 | 0 | 1780.6013 | 1722.565 | -58.0363 | 0 | 0 | 0 | 0 | 0
2513 | 1522.665 | 0 | 1019.9245 | 1019.9245 | 0 | 0 | 0 | 550.811 | 0 | 0
2514 | 1554.326 | 0 | 224.7582 | 224.7582 | 0 | 0 | 0 | 1340.161 | 0 | 0
2515 | 1267.674 | 0 | 0 | 0 | 0 | 0 | 0 | 0 | 0 | 1330.3766
2516 | 1214.4 | 0 | 0 | 0 | 0 | 0 | 0 | 0 | 0 | 1274.4675
2517 | 1422.4 | 0 | 0 | 0 | 0 | 0 | 0 | 0 | 0 | 1492.7557
2518 | 1226.4 | 0 | 0 | 0 | 0 | 0 | 0 | 0 | 0 | 1287.0611
2519 | 1222.4 | 0 | 0 | 0 | 0 | 0 | 0 | 0 | 0 | 1282.8632
2520 | 1440.8 | 0 | 0 | 0 | 0 | 0 | 0 | 1272.068 | 0 | 177.0779
2521 | 1159.2 | 0 | 0 | 0 | 0 | 0 | 0 | 1159.2 | 0 | 0
2522 | 1145.6 | 0 | 0 | 0 | 0 | 0 | 0 | 1145.6 | 0 | 0
2523 | 1368.8 | 0 | 0 | 0 | 0 | 0 | 0 | 1368.8 | 0 | 0
2524 | 864.8 | 0 | 0 | 0 | 0 | 0 | 0 | 864.8 | 0 | 0
2525 | 943.2 | 0 | 0 | 0 | 0 | 0 | 0 | 943.2 | 0 | 0
2526 | 1092 | 0 | 0 | 0 | 0 | 0 | 0 | 1092 | 0 | 0
2527 | 1156.517 | 0 | 367.3392 | 367.3392 | 0 | 0 | 0 | 0 | 0 | 846.3822
2528 | 715.847 | 0 | 1484.9184 | 751.2547 | -733.6636 | 0 | 0 | 0 | 0 | 0
2529 | 1374.694 | 0 | 2076.4743 | 1442.6901 | -633.7842 | 0 | 0 | 0 | 0 | 0
2530 | 1474.584 | 0 | 2769.2508 | 1547.5209 | -1221.7299 | 0 | 0 | 0 | 0 | 0
2531 | 1171.084 | 0 | 3742.2329 | 1229.009 | -1888.3791 | 0 | 624.8448 | 0 | 0 | 0
2532 | 1452.682 | 0 | 3960.8507 | 1524.5345 | -1888.3791 | 0 | 547.9371 | 0 | 0 | 0
2533 | 1536.423 | 0 | 3303.166 | 1612.4186 | -1690.7474 | 0 | 0 | 0 | 0 | 0
2534 | 1489.362 | 0 | 3034.2464 | 1563.0299 | -1471.2166 | 0 | 0 | 0 | 0 | 0
2535 | 1094.152 | 0 | 2549.7473 | 1148.2717 | -58.7458 | 0 | 1342.7298 | 0 | 0 | 0
2536 | 1400.201 | 0 | 1845.7488 | 1469.4587 | 0 | 0 | 376.2901 | 0 | 0 | 0
2537 | 1681.075 | 0 | 981.2434 | 981.2434 | 0 | 0 | 0 | 746.079 | 0 | 0
2538 | 1647.588 | 0 | 193.4705 | 193.4705 | 0 | 0 | 0 | 1463.236 | 0 | 0
2539 | 1122.777 | 0 | 0 | 0 | 0 | 0 | 0 | 0 | 0 | 1178.3126
2540 | 1656 | 0 | 0 | 0 | 0 | 0 | 0 | 0 | 0 | 1737.9102
2541 | 1400.8 | 0 | 0 | 0 | 0 | 0 | 0 | 0 | 0 | 1470.0874
2542 | 1624.8 | 0 | 0 | 0 | 0 | 0 | 0 | 0 | 0 | 1705.167
2543 | 1046.4 | 0 | 0 | 0 | 0 | 0 | 0 | 0 | 0 | 1098.1578
2544 | 1645.6 | 0 | 0 | 0 | 0 | 0 | 0 | 1645.6 | 0 | 0
2545 | 1430.4 | 0 | 0 | 0 | 0 | 0 | 0 | 1430.4 | 0 | 0
2546 | 1149.6 | 0 | 0 | 0 | 0 | 0 | 0 | 1149.6 | 0 | 0
2547 | 1410.4 | 0 | 0 | 0 | 0 | 0 | 0 | 1410.4 | 0 | 0
2548 | 1274.4 | 0 | 0 | 0 | 0 | 0 | 0 | 1274.4 | 0 | 0
2549 | 1276.8 | 0 | 0 | 0 | 0 | 0 | 0 | 1276.8 | 0 | 0
2550 | 1566.4 | 0 | 0 | 0 | 0 | 0 | 0 | 1566.4 | 0 | 0
2551 | 1491.966 | 0 | 133.2324 | 133.2324 | 0 | 0 | 0 | 988.36 | 0 | 395.2843
2552 | 1493.014 | 0 | 537.6062 | 537.6062 | 0 | 0 | 0 | 0 | 0 | 1029.2563
2553 | 1539.824 | 0 | 1882.2722 | 1615.9879 | -266.2844 | 0 | 0 | 0 | 0 | 0
2554 | 1782.499 | 0 | 3247.1415 | 1870.6662 | -1376.4753 | 0 | 0 | 0 | 0 | 0
2555 | 1835.337 | 0 | 3780.129 | 1926.1177 | -1854.0112 | 0 | 0 | 0 | 0 | 0
2556 | 1632.697 | 0 | 4013.7079 | 1713.4546 | -1888.3791 | 0 | 411.8742 | 0 | 0 | 0
2557 | 1766.248 | 0 | 3974.183 | 1853.6114 | -1888.3791 | 0 | 232.1926 | 0 | 0 | 0
2558 | 1904.871 | 0 | 3671.1832 | 1999.0911 | -1672.0921 | 0 | 0 | 0 | 0 | 0
2559 | 1996.523 | 0 | 3112.3643 | 2095.2775 | -641.0234 | 0 | 376.0634 | 0 | 0 | 0
2560 | 1909.872 | 0 | 1962.595 | 1962.595 | 0 | 0 | 0 | 39.777 | 0 | 0
2561 | 1550.773 | 0 | 258.024 | 258.024 | 0 | 0 | 0 | 1304.91 | 0 | 0
2562 | 1749.963 | 0 | 46.2949 | 46.2949 | 0 | 0 | 0 | 1705.85 | 0 | 0
2563 | 2041.861 | 0 | 0 | 0 | 0 | 0 | 0 | 372.084 | 0 | 1752.3687
2564 | 1636 | 0 | 0 | 0 | 0 | 0 | 0 | 0 | 0 | 1716.921
2565 | 1492.8 | 0 | 0 | 0 | 0 | 0 | 0 | 0 | 0 | 1566.6379
2566 | 1684 | 0 | 0 | 0 | 0 | 0 | 0 | 0 | 0 | 1767.2952
2567 | 1725.6 | 0 | 0 | 0 | 0 | 0 | 0 | 0 | 0 | 1810.9528
2568 | 1603.2 | 0 | 0 | 0 | 0 | 0 | 0 | 1603.2 | 0 | 0
2569 | 792 | 0 | 0 | 0 | 0 | 0 | 0 | 792 | 0 | 0
2570 | 863.2 | 0 | 0 | 0 | 0 | 0 | 0 | 863.2 | 0 | 0
2571 | 843.2 | 0 | 0 | 0 | 0 | 0 | 0 | 843.2 | 0 | 0
2572 | 594.4 | 0 | 0 | 0 | 0 | 0 | 0 | 594.4 | 0 | 0
2573 | 836 | 0 | 0 | 0 | 0 | 0 | 0 | 836 | 0 | 0
2574 | 635.2 | 0 | 0 | 0 | 0 | 0 | 0 | 635.2 | 0 | 0
2575 | 612.699 | 0 | 133.3804 | 133.3804 | 0 | 0 | 0 | 485.605 | 0 | 0
2576 | 532.414 | 0 | 531.4427 | 531.4427 | 0 | 0 | 0 | 26.019 | 0 | 0
2577 | 903.735 | 0 | 2176.933 | 948.4362 | -1228.4968 | 0 | 0 | 0 | 0 | 0
2578 | 888.082 | 0 | 2104.9031 | 932.0089 | -1172.8942 | 0 | 0 | 0 | 0 | 0
2579 | 1104.242 | 0 | 3818.745 | 1158.8608 | -1888.3791 | 0 | 771.5052 | 0 | 0 | 0
2580 | 873.013 | 0 | 4054.4984 | 916.1935 | -1888.3791 | 0 | 1249.9258 | 0 | 0 | 0
2581 | 777.272 | 0 | 4030.7722 | 815.718 | -1888.3791 | 0 | 1326.6751 | 0 | 0 | 0
2582 | 991.14 | 0 | 3757.9119 | 1040.1645 | -1520.1173 | 0 | 1197.63 | 0 | 0 | 0
2583 | 976.907 | 0 | 3186.9978 | 1025.2275 | 0 | 0 | 2161.7704 | 0 | 0 | 0
2584 | 874.205 | 0 | 2338.4632 | 917.4455 | 0 | 0 | 1421.0176 | 0 | 0 | 0
2585 | 861.226 | 0 | 1238.7039 | 903.8246 | 0 | 0 | 334.8794 | 0 | 0 | 0
2586 | 364.693 | 0 | 224.0739 | 224.0739 | 0 | 0 | 0 | 0 | 0 | 158.6578
2587 | 407.546 | 0 | 0 | 0 | 0 | 0 | 0 | 0 | 0 | 427.7043
2588 | 380.8 | 0 | 0 | 0 | 0 | 0 | 0 | 0 | 0 | 399.6354
2589 | 503.2 | 0 | 0 | 0 | 0 | 0 | 0 | 0 | 0 | 528.0896
2590 | 686.4 | 0 | 0 | 0 | 0 | 0 | 0 | 0 | 0 | 720.3512
2591 | 699.2 | 0 | 0 | 0 | 0 | 0 | 0 | 0 | 0 | 733.7843
2592 | 0 | 0 | 0 | 0 | 0 | 0 | 0 | 0 | 0 | 0
2593 | 0 | 0 | 0 | 0 | 0 | 0 | 0 | 0 | 0 | 0
2594 | 0 | 0 | 0 | 0 | 0 | 0 | 0 | 0 | 0 | 0
2595 | 0 | 0 | 0 | 0 | 0 | 0 | 0 | 0 | 0 | 0
2596 | 0 | 0 | 0 | 0 | 0 | 0 | 0 | 0 | 0 | 0
2597 | 0 | 0 | 0 | 0 | 0 | 0 | 0 | 0 | 0 | 0
2598 | 0 | 0 | 0 | 0 | 0 | 0 | 0 | 0 | 0 | 0
2599 | 1576.944 | 0 | 419.465 | 419.465 | 0 | 0 | 0 | 0 | 0 | 1235.4789
2600 | 1498.248 | 0 | 1526.0416 | 1526.0416 | 0 | 0 | 0 | 0 | 0 | 46.3138
2601 | 1510.044 | 0 | 2559.9103 | 1584.7349 | -975.1754 | 0 | 0 | 0 | 0 | 0
2602 | 1902.362 | 0 | 3325.55 | 1996.458 | -1329.092 | 0 | 0 | 0 | 0 | 0
2603 | 1884.636 | 0 | 3890.0035 | 1977.8552 | -1888.3791 | 0 | 23.7693 | 0 | 0 | 0
2604 | 1594.663 | 0 | 4137.1919 | 1673.5393 | -537.1601 | 0 | 1926.4924 | 0 | 0 | 0
2605 | 1945.081 | 0 | 4113.8697 | 2041.29 | 0 | 0 | 2072.5797 | 0 | 0 | 0
2606 | 1916.271 | 0 | 3754.4234 | 2011.0549 | 0 | 0 | 1743.3685 | 0 | 0 | 0
2607 | 2098.686 | 0 | 3172.3117 | 2202.4927 | 0 | 0 | 969.819 | 0 | 0 | 0
2608 | 1693.969 | 0 | 2023.3211 | 1777.7573 | 0 | 0 | 245.5638 | 0 | 0 | 0
2609 | 2117.631 | 0 | 822.7578 | 822.7578 | 0 | 0 | 0 | 1333.651 | 0 | 0
2610 | 2089.833 | 0 | 164.6565 | 164.6565 | 0 | 0 | 0 | 1930.297 | 0 | 2.7716
2611 | 1694.447 | 0 | 0 | 0 | 0 | 0 | 0 | 0 | 0 | 1778.2589
2612 | 1517.6 | 0 | 0 | 0 | 0 | 0 | 0 | 0 | 0 | 1592.6646
2613 | 1688.8 | 0 | 0 | 0 | 0 | 0 | 0 | 0 | 0 | 1772.3326
2614 | 1653.6 | 0 | 0 | 0 | 0 | 0 | 0 | 0 | 0 | 1735.3915
2615 | 1461.6 | 0 | 0 | 0 | 0 | 0 | 0 | 0 | 0 | 1533.8947
2616 | 0 | 0 | 0 | 0 | 0 | 0 | 0 | 0 | 0 | 0
2617 | 0 | 0 | 0 | 0 | 0 | 0 | 0 | 0 | 0 | 0
2618 | 0 | 0 | 0 | 0 | 0 | 0 | 0 | 0 | 0 | 0
2619 | 0 | 0 | 0 | 0 | 0 | 0 | 0 | 0 | 0 | 0
2620 | 0 | 0 | 0 | 0 | 0 | 0 | 0 | 0 | 0 | 0
2621 | 0 | 0 | 0 | 0 | 0 | 0 | 0 | 0 | 0 | 0
2622 | 0 | 0 | 0 | 0 | 0 | 0 | 0 | 0 | 0 | 0
2623 | 601.179 | 0 | 432.0533 | 432.0533 | 0 | 0 | 0 | 0 | 0 | 198.8616
2624 | 322.859 | 0 | 1535.0344 | 338.8285 | -1196.2059 | 0 | 0 | 0 | 0 | 0
2625 | 345.786 | 0 | 2574.1221 | 362.8895 | -1888.3791 | 0 | 322.8536 | 0 | 0 | 0
2626 | 329.02 | 0 | 3331.7849 | 345.2942 | -1888.3791 | 0 | 1098.1116 | 0 | 0 | 0
2627 | 281.969 | 0 | 3820.4147 | 295.9149 | -1888.3791 | 0 | 1636.1208 | 0 | 0 | 0
2628 | 315.114 | 0 | 4067.3785 | 330.7004 | -1888.3791 | 0 | 1848.299 | 0 | 0 | 0
2629 | 313.792 | 0 | 4050.1715 | 329.313 | -836.9234 | 0 | 2883.9351 | 0 | 0 | 0
2630 | 298.368 | 0 | 3641.4887 | 313.1261 | 0 | 0 | 3328.3626 | 0 | 0 | 0
2631 | 287.073 | 0 | 3088.9518 | 301.2724 | 0 | 0 | 2787.6794 | 0 | 0 | 0
2632 | 258.151 | 0 | 2275.2645 | 270.9198 | 0 | 0 | 2004.3447 | 0 | 0 | 0
2633 | 315.607 | 0 | 1203.5889 | 331.2178 | 0 | 0 | 872.3711 | 0 | 0 | 0
2634 | 311.492 | 0 | 211.0102 | 211.0102 | 0 | 0 | 0 | 0 | 0 | 115.889
2635 | 272.738 | 0 | 0 | 0 | 0 | 0 | 0 | 0 | 0 | 286.2284
2636 | 274.4 | 0 | 0 | 0 | 0 | 0 | 0 | 0 | 0 | 287.9726
2637 | 260.8 | 0 | 0 | 0 | 0 | 0 | 0 | 0 | 0 | 273.6999
2638 | 225.6 | 0 | 0 | 0 | 0 | 0 | 0 | 0 | 0 | 236.7588
2639 | 268 | 0 | 0 | 0 | 0 | 0 | 0 | 0 | 0 | 281.256
2640 | 0 | 0 | 0 | 0 | 0 | 0 | 0 | 0 | 0 | 0
2641 | 0 | 0 | 0 | 0 | 0 | 0 | 0 | 0 | 0 | 0
2642 | 0 | 0 | 0 | 0 | 0 | 0 | 0 | 0 | 0 | 0
2643 | 0 | 0 | 0 | 0 | 0 | 0 | 0 | 0 | 0 | 0
2644 | 0 | 0 | 0 | 0 | 0 | 0 | 0 | 0 | 0 | 0
2645 | 0 | 0 | 0 | 0 | 0 | 0 | 0 | 0 | 0 | 0
2646 | 0 | 0 | 0 | 0 | 0 | 0 | 0 | 0 | 0 | 0
2647 | 39.491 | 0 | 397.8775 | 41.4443 | -356.4332 | 0 | 0 | 0 | 0 | 0
2648 | 37.99 | 0 | 1446.2845 | 39.8691 | -1292.6547 | 0 | 113.7607 | 0 | 0 | 0
2649 | 302.112 | 0 | 2447.3922 | 317.0553 | 0 | 0 | 2130.3369 | 0 | 0 | 0
2650 | 565.025 | 0 | 3167.1934 | 592.9727 | 0 | 0 | 2574.2208 | 0 | 0 | 0
2651 | 324.56 | 0 | 1952.3837 | 340.6136 | 0 | 0 | 1611.7701 | 0 | 0 | 0
2652 | 314.692 | 0 | 3948.488 | 330.2575 | 0 | 0 | 3618.2305 | 0 | 0 | 0
2653 | 593.521 | 0 | 1810.0755 | 622.8782 | 0 | 0 | 1187.1973 | 0 | 0 | 0
2654 | 606.677 | 0 | 3608.4894 | 636.6849 | 0 | 0 | 2971.8045 | 0 | 0 | 0
2655 | 413.157 | 0 | 1639.3804 | 433.5929 | 0 | 0 | 1205.7875 | 0 | 0 | 0
2656 | 615.896 | 0 | 2221.8847 | 646.3599 | 0 | 0 | 1575.5248 | 0 | 0 | 0
2657 | 592.271 | 0 | 1170.1499 | 621.5663 | 0 | 0 | 548.5835 | 0 | 0 | 0
2658 | 583.145 | 0 | 197.8395 | 197.8395 | 0 | 0 | 0 | 0 | 0 | 414.1495
2659 | 752.979 | 0 | 0 | 0 | 0 | 0 | 0 | 0 | 0 | 790.2234
2660 | 606.4 | 0 | 0 | 0 | 0 | 0 | 0 | 0 | 0 | 636.3942
2661 | 505.6 | 0 | 0 | 0 | 0 | 0 | 0 | 0 | 0 | 530.6083
2662 | 594.4 | 0 | 0 | 0 | 0 | 0 | 0 | 0 | 0 | 623.8006
2663 | 668.8 | 0 | 0 | 0 | 0 | 0 | 0 | 0 | 0 | 701.8807
2664 | 0 | 0 | 0 | 0 | 0 | 0 | 0 | 0 | 0 | 0
2665 | 0 | 0 | 0 | 0 | 0 | 0 | 0 | 0 | 0 | 0
2666 | 0 | 0 | 0 | 0 | 0 | 0 | 0 | 0 | 0 | 0
2667 | 0 | 0 | 0 | 0 | 0 | 0 | 0 | 0 | 0 | 0
2668 | 0 | 0 | 0 | 0 | 0 | 0 | 0 | 0 | 0 | 0
2669 | 0 | 0 | 0 | 0 | 0 | 0 | 0 | 0 | 0 | 0
2670 | 0 | 0 | 0 | 0 | 0 | 0 | 0 | 0 | 0 | 0
2671 | 1652.413 | 0 | 432.3566 | 432.3566 | 0 | 0 | 0 | 0 | 0 | 1301.7892
2672 | 1082.942 | 0 | 1534.1308 | 1136.5072 | -397.6236 | 0 | 0 | 0 | 0 | 0
2673 | 1038.061 | 0 | 2575.031 | 1089.4063 | -1485.6247 | 0 | 0 | 0 | 0 | 0
2674 | 1455.5 | 0 | 3327.7486 | 1527.493 | -1800.2557 | 0 | 0 | 0 | 0 | 0
2675 | 1822.657 | 0 | 3762.073 | 1912.8105 | -1849.2624 | 0 | 0 | 0 | 0 | 0
2676 | 1569.698 | 0 | 3997.7372 | 1647.3395 | -30.4082 | 0 | 2319.9895 | 0 | 0 | 0
2677 | 1627.187 | 0 | 3981.1546 | 1707.6721 | 0 | 0 | 2273.4825 | 0 | 0 | 0
2678 | 1849.064 | 0 | 3689.2277 | 1940.5237 | 0 | 0 | 1748.704 | 0 | 0 | 0
2679 | 1544.646 | 0 | 3125.9632 | 1621.0484 | 0 | 0 | 1504.9148 | 0 | 0 | 0
2680 | 1277.5 | 0 | 2303.3481 | 1340.6886 | 0 | 0 | 962.6595 | 0 | 0 | 0
2681 | 1415.472 | 0 | 1210.5132 | 1210.5132 | 0 | 0 | 0 | 262.012 | 0 | 0
2682 | 1528.819 | 0 | 162.3561 | 162.3561 | 0 | 0 | 0 | 1374.115 | 0 | 0
2683 | 1597.596 | 0 | 0 | 0 | 0 | 0 | 0 | 128.173 | 0 | 1542.1046
2684 | 1565.6 | 0 | 0 | 0 | 0 | 0 | 0 | 0 | 0 | 1643.0388
2685 | 1574.4 | 0 | 0 | 0 | 0 | 0 | 0 | 0 | 0 | 1652.2741
2686 | 2055.2 | 0 | 0 | 0 | 0 | 0 | 0 | 255.823 | 0 | 1888.3791
2687 | 2027.2 | 0 | 0 | 0 | 0 | 0 | 0 | 227.823 | 0 | 1888.3791
2688 | 0 | 0 | 0 | 0 | 0 | 0 | 0 | 0 | 0 | 0
2689 | 0 | 0 | 0 | 0 | 0 | 0 | 0 | 0 | 0 | 0
2690 | 0 | 0 | 0 | 0 | 0 | 0 | 0 | 0 | 0 | 0
2691 | 0 | 0 | 0 | 0 | 0 | 0 | 0 | 0 | 0 | 0
2692 | 0 | 0 | 0 | 0 | 0 | 0 | 0 | 0 | 0 | 0
2693 | 0 | 0 | 0 | 0 | 0 | 0 | 0 | 0 | 0 | 0
2694 | 0 | 0 | 0 | 0 | 0 | 0 | 0 | 0 | 0 | 0
2695 | 1539.86 | 0 | 317.2641 | 317.2641 | 0 | 0 | 0 | 1237.549 | 0 | 0
2696 | 753.773 | 0 | 1547.5461 | 791.0567 | -756.4894 | 0 | 0 | 0 | 0 | 0
2697 | 1086.631 | 0 | 2561.4383 | 1140.3787 | -1421.0596 | 0 | 0 | 0 | 0 | 0
2698 | 1522.957 | 0 | 3303.1776 | 1598.2866 | -1704.891 | 0 | 0 | 0 | 0 | 0
2699 | 1186.075 | 0 | 3794.5066 | 1244.7404 | -1888.3791 | 0 | 661.3871 | 0 | 0 | 0
2700 | 1273.679 | 0 | 4021.2325 | 1336.6786 | -1888.3791 | 0 | 796.1749 | 0 | 0 | 0
2701 | 1087.344 | 0 | 4017.0599 | 1141.127 | -1888.3791 | 0 | 987.5538 | 0 | 0 | 0
2702 | 1231.626 | 0 | 3729.5606 | 1292.5456 | -39.0683 | 0 | 2397.9467 | 0 | 0 | 0
2703 | 1034.934 | 0 | 3182.6058 | 1086.1246 | 0 | 0 | 2096.4812 | 0 | 0 | 0
2704 | 806.512 | 0 | 2362.2083 | 846.4043 | 0 | 0 | 1515.804 | 0 | 0 | 0
2705 | 1209.862 | 0 | 853.5983 | 853.5983 | 0 | 0 | 0 | 358.148 | 0 | 40.2427
2706 | 1026.622 | 0 | 194.0593 | 194.0593 | 0 | 0 | 0 | 0 | 0 | 883.3422
2707 | 1116.444 | 0 | 0 | 0 | 0 | 0 | 0 | 0 | 0 | 1171.6663
2708 | 1189.6 | 0 | 0 | 0 | 0 | 0 | 0 | 0 | 0 | 1248.4408
2709 | 1585.6 | 0 | 0 | 0 | 0 | 0 | 0 | 0 | 0 | 1664.0281
2710 | 1313.6 | 0 | 0 | 0 | 0 | 0 | 0 | 0 | 0 | 1378.5742
2711 | 1244.8 | 0 | 0 | 0 | 0 | 0 | 0 | 0 | 0 | 1306.3712
2712 | 0 | 0 | 0 | 0 | 0 | 0 | 0 | 0 | 0 | 0
2713 | 0 | 0 | 0 | 0 | 0 | 0 | 0 | 0 | 0 | 0
2714 | 0 | 0 | 0 | 0 | 0 | 0 | 0 | 0 | 0 | 0
2715 | 0 | 0 | 0 | 0 | 0 | 0 | 0 | 0 | 0 | 0
2716 | 0 | 0 | 0 | 0 | 0 | 0 | 0 | 0 | 0 | 0
2717 | 0 | 0 | 0 | 0 | 0 | 0 | 0 | 0 | 0 | 0
2718 | 0 | 0 | 0 | 0 | 0 | 0 | 0 | 0 | 0 | 0
2719 | 726.714 | 0 | 448.1668 | 448.1668 | 0 | 0 | 0 | 0 | 0 | 314.4925
2720 | 674.256 | 0 | 100.59 | 100.59 | 0 | 0 | 0 | 0 | 0 | 607.0166
2721 | 632.529 | 0 | 2645.5339 | 663.8145 | -1888.3791 | 0 | 93.3403 | 0 | 0 | 0
2722 | 561.581 | 0 | 3418.9952 | 589.3583 | -1888.3791 | 0 | 941.2579 | 0 | 0 | 0
2723 | 451.698 | 0 | 3864.5708 | 474.0402 | -1888.3791 | 0 | 1502.1516 | 0 | 0 | 0
2724 | 423.123 | 0 | 4103.3845 | 444.0508 | -1888.3791 | 0 | 1770.9547 | 0 | 0 | 0
2725 | 1088.675 | 0 | 4070.552 | 1142.5228 | -1888.3791 | 0 | 1039.6502 | 0 | 0 | 0
2726 | 1337.162 | 0 | 3784.0875 | 1403.3016 | -144.7513 | 0 | 2236.0346 | 0 | 0 | 0
2727 | 1171.09 | 0 | 3204.484 | 1229.0153 | 0 | 0 | 1975.4687 | 0 | 0 | 0
2728 | 1325.832 | 0 | 2360.0328 | 1391.4112 | 0 | 0 | 968.6215 | 0 | 0 | 0
2729 | 1450.922 | 0 | 1245.3607 | 1245.3607 | 0 | 0 | 0 | 264.257 | 0 | 0
2730 | 1693.945 | 0 | 212.4669 | 212.4669 | 0 | 0 | 0 | 1491.492 | 0 | 0
2731 | 1224.801 | 0 | 0 | 0 | 0 | 0 | 0 | 0 | 0 | 1285.383
2732 | 1521.6 | 0 | 0 | 0 | 0 | 0 | 0 | 0 | 0 | 1596.8624
2733 | 1564 | 0 | 0 | 0 | 0 | 0 | 0 | 0 | 0 | 1641.3597
2734 | 1750.4 | 0 | 0 | 0 | 0 | 0 | 0 | 0 | 0 | 1836.9795
2735 | 1775.2 | 0 | 0 | 0 | 0 | 0 | 0 | 0 | 0 | 1863.0062
2736 | 0 | 0 | 0 | 0 | 0 | 0 | 0 | 0 | 0 | 0
2737 | 0 | 0 | 0 | 0 | 0 | 0 | 0 | 0 | 0 | 0
2738 | 0 | 0 | 0 | 0 | 0 | 0 | 0 | 0 | 0 | 0
2739 | 0 | 0 | 0 | 0 | 0 | 0 | 0 | 0 | 0 | 0
2740 | 0 | 0 | 0 | 0 | 0 | 0 | 0 | 0 | 0 | 0
2741 | 0 | 0 | 0 | 0 | 0 | 0 | 0 | 0 | 0 | 0
2742 | 0 | 0 | 0 | 0 | 0 | 0 | 0 | 0 | 0 | 0
2743 | 1263.257 | 0 | 447.0669 | 447.0669 | 0 | 0 | 0 | 465.085 | 0 | 390.5848
2744 | 953.993 | 0 | 1517.501 | 1001.1801 | -516.321 | 0 | 0 | 0 | 0 | 0
2745 | 1386.66 | 0 | 2521.0214 | 1455.248 | -1065.7735 | 0 | 0 | 0 | 0 | 0
2746 | 1396.16 | 0 | 3265.6614 | 1465.2178 | -1800.4435 | 0 | 0 | 0 | 0 | 0
2747 | 1632.597 | 0 | 3808.0405 | 1713.3486 | -1888.3791 | 0 | 206.3128 | 0 | 0 | 0
2748 | 1604.417 | 0 | 4059.5327 | 1683.7748 | -1888.3791 | 0 | 487.3789 | 0 | 0 | 0
2749 | 1737.845 | 0 | 4044.6975 | 1823.8025 | -1888.3791 | 0 | 332.516 | 0 | 0 | 0
2750 | 1592.395 | 0 | 3708.5619 | 1671.1592 | -538.9705 | 0 | 1498.4323 | 0 | 0 | 0
2751 | 1657.388 | 0 | 3148.3766 | 1739.3669 | 0 | 0 | 1409.0097 | 0 | 0 | 0
2752 | 1478.101 | 0 | 2311.895 | 1551.2119 | 0 | 0 | 760.6831 | 0 | 0 | 0
2753 | 1658.613 | 0 | 982.89 | 982.89 | 0 | 0 | 0 | 722.048 | 0 | 0
2754 | 1608.759 | 0 | 193.5598 | 193.5598 | 0 | 0 | 0 | 1424.322 | 0 | 0
2755 | 1122.711 | 0 | 0 | 0 | 0 | 0 | 0 | 0 | 0 | 1178.2433
2756 | 1280.8 | 0 | 0 | 0 | 0 | 0 | 0 | 0 | 0 | 1344.1518
2757 | 1492 | 0 | 0 | 0 | 0 | 0 | 0 | 0 | 0 | 1565.7984
2758 | 1771.2 | 0 | 0 | 0 | 0 | 0 | 0 | 0 | 0 | 1858.8083
2759 | 1771.2 | 0 | 0 | 0 | 0 | 0 | 0 | 0 | 0 | 1858.8083
2760 | 0 | 0 | 0 | 0 | 0 | 0 | 0 | 0 | 0 | 0
2761 | 0 | 0 | 0 | 0 | 0 | 0 | 0 | 0 | 0 | 0
2762 | 0 | 0 | 0 | 0 | 0 | 0 | 0 | 0 | 0 | 0
2763 | 0 | 0 | 0 | 0 | 0 | 0 | 0 | 0 | 0 | 0
2764 | 0 | 0 | 0 | 0 | 0 | 0 | 0 | 0 | 0 | 0
2765 | 0 | 0 | 0 | 0 | 0 | 0 | 0 | 0 | 0 | 0
2766 | 0 | 0 | 0 | 0 | 0 | 0 | 0 | 0 | 0 | 0
2767 | 1162.556 | 0 | 392.243 | 392.243 | 0 | 0 | 0 | 18.534 | 0 | 808.3654
2768 | 970.887 | 0 | 1407.0682 | 1018.9097 | -388.1585 | 0 | 0 | 0 | 0 | 0
2769 | 1196.422 | 0 | 2364.7994 | 1255.6003 | -1109.1992 | 0 | 0 | 0 | 0 | 0
2770 | 1332.16 | 0 | 3114.3194 | 1398.0522 | -1716.2672 | 0 | 0 | 0 | 0 | 0
2771 | 1301.099 | 0 | 3688.0029 | 1365.4538 | -1888.3791 | 0 | 434.1701 | 0 | 0 | 0
2772 | 1262.025 | 0 | 3923.9473 | 1324.4482 | -1888.3791 | 0 | 711.1201 | 0 | 0 | 0
2773 | 1431.18 | 0 | 3915.008 | 1501.97 | -1888.3791 | 0 | 524.6589 | 0 | 0 | 0
2774 | 1472.893 | 0 | 3030.0927 | 1545.7463 | -707.8836 | 0 | 776.4628 | 0 | 0 | 0
2775 | 1483.656 | 0 | 2321.3989 | 1557.0416 | 0 | 0 | 764.3573 | 0 | 0 | 0
2776 | 1473.083 | 0 | 1463.4967 | 1463.4967 | 0 | 0 | 0 | 78.563 | 0 | 0
2777 | 1294.28 | 0 | 422.7635 | 422.7635 | 0 | 0 | 0 | 891.442 | 0 | 0
2778 | 1058.51 | 0 | 83.2518 | 83.2518 | 0 | 0 | 0 | 34.517 | 0 | 991.3896
2779 | 1464.006 | 0 | 0 | 0 | 0 | 0 | 0 | 0 | 0 | 1536.4197
2780 | 1241.6 | 0 | 0 | 0 | 0 | 0 | 0 | 0 | 0 | 1303.0129
2781 | 1408.8 | 0 | 0 | 0 | 0 | 0 | 0 | 0 | 0 | 1478.4831
2782 | 1203.2 | 0 | 0 | 0 | 0 | 0 | 0 | 0 | 0 | 1262.7135
2783 | 1300 | 0 | 0 | 0 | 0 | 0 | 0 | 0 | 0 | 1364.3015
2784 | 0 | 0 | 0 | 0 | 0 | 0 | 0 | 0 | 0 | 0
2785 | 0 | 0 | 0 | 0 | 0 | 0 | 0 | 0 | 0 | 0
2786 | 0 | 0 | 0 | 0 | 0 | 0 | 0 | 0 | 0 | 0
2787 | 0 | 0 | 0 | 0 | 0 | 0 | 0 | 0 | 0 | 0
2788 | 0 | 0 | 0 | 0 | 0 | 0 | 0 | 0 | 0 | 0
2789 | 0 | 0 | 0 | 0 | 0 | 0 | 0 | 0 | 0 | 0
2790 | 0 | 0 | 0 | 0 | 0 | 0 | 0 | 0 | 0 | 0
2791 | 1083.813 | 0 | 459.566 | 459.566 | 0 | 0 | 0 | 0 | 0 | 677.8553
2792 | 1008.77 | 0 | 1574.9937 | 1058.6665 | -516.3273 | 0 | 0 | 0 | 0 | 0
2793 | 934.389 | 0 | 2597.8368 | 980.6064 | -1617.2304 | 0 | 0 | 0 | 0 | 0
2794 | 1123.825 | 0 | 3334.6614 | 1179.4124 | -1888.3791 | 0 | 266.87 | 0 | 0 | 0
2795 | 930.985 | 0 | 3838.9954 | 977.034 | -1888.3791 | 0 | 973.5824 | 0 | 0 | 0
2796 | 972.383 | 0 | 4068.5853 | 1020.4797 | -1888.3791 | 0 | 1159.7266 | 0 | 0 | 0
2797 | 958.182 | 0 | 4040.7032 | 1005.5763 | -1787.9507 | 0 | 1247.1762 | 0 | 0 | 0
2798 | 1202.344 | 0 | 3711.7722 | 1261.8152 | 0 | 0 | 2449.957 | 0 | 0 | 0
2799 | 871.996 | 0 | 3140.323 | 915.1273 | 0 | 0 | 2225.1957 | 0 | 0 | 0
2800 | 905.877 | 0 | 2309.1317 | 950.6841 | 0 | 0 | 1358.4476 | 0 | 0 | 0
2801 | 1065.211 | 0 | 1209.7881 | 1117.8992 | 0 | 0 | 91.8889 | 0 | 0 | 0
2802 | 1003.197 | 0 | 212.4427 | 212.4427 | 0 | 0 | 0 | 0 | 0 | 840.3751
2803 | 1253.158 | 0 | 0 | 0 | 0 | 0 | 0 | 0 | 0 | 1315.1426
2804 | 1226.4 | 0 | 0 | 0 | 0 | 0 | 0 | 0 | 0 | 1287.0611
2805 | 1049.6 | 0 | 0 | 0 | 0 | 0 | 0 | 0 | 0 | 1101.5161
2806 | 1300 | 0 | 0 | 0 | 0 | 0 | 0 | 0 | 0 | 1364.3015
2807 | 1016.8 | 0 | 0 | 0 | 0 | 0 | 0 | 0 | 0 | 1067.0937
2808 | 0 | 0 | 0 | 0 | 0 | 0 | 0 | 0 | 0 | 0
2809 | 0 | 0 | 0 | 0 | 0 | 0 | 0 | 0 | 0 | 0
2810 | 0 | 0 | 0 | 0 | 0 | 0 | 0 | 0 | 0 | 0
2811 | 0 | 0 | 0 | 0 | 0 | 0 | 0 | 0 | 0 | 0
2812 | 0 | 0 | 0 | 0 | 0 | 0 | 0 | 0 | 0 | 0
2813 | 0 | 0 | 0 | 0 | 0 | 0 | 0 | 0 | 0 | 0
2814 | 0 | 0 | 0 | 0 | 0 | 0 | 0 | 0 | 0 | 0
2815 | 976.828 | 0 | 310.3461 | 310.3461 | 0 | 0 | 0 | 0 | 0 | 714.7985
2816 | 949.208 | 0 | 1441.755 | 996.1584 | -445.5966 | 0 | 0 | 0 | 0 | 0
2817 | 1320.769 | 0 | 2410.3398 | 1386.0978 | -1024.242 | 0 | 0 | 0 | 0 | 0
2818 | 1344.335 | 0 | 3179.3126 | 1410.8294 | -1768.4832 | 0 | 0 | 0 | 0 | 0
2819 | 1328.345 | 0 | 3696.598 | 1394.0485 | -1888.3791 | 0 | 414.1705 | 0 | 0 | 0
2820 | 1413.067 | 0 | 3399.3514 | 1482.9611 | -1888.3791 | 0 | 28.0112 | 0 | 0 | 0
2821 | 1334.168 | 0 | 2768.5676 | 1400.1596 | -1368.4081 | 0 | 0 | 0 | 0 | 0
2822 | 1503.829 | 0 | 2738.4806 | 1578.2124 | -174.9717 | 0 | 985.2965 | 0 | 0 | 0
2823 | 1371.782 | 0 | 1331.9172 | 1331.9172 | 0 | 0 | 0 | 102.64 | 0 | 0
2824 | 1502.032 | 0 | 760.0996 | 760.0996 | 0 | 0 | 0 | 777.757 | 0 | 0
2825 | 1377.423 | 0 | 685.721 | 685.721 | 0 | 0 | 0 | 724.021 | 0 | 0
2826 | 1514.373 | 0 | 137.6003 | 137.6003 | 0 | 0 | 0 | 218.176 | 0 | 1222.7101
2827 | 1132.464 | 0 | 0 | 0 | 0 | 0 | 0 | 0 | 0 | 1188.4787
2828 | 1019.2 | 0 | 0 | 0 | 0 | 0 | 0 | 0 | 0 | 1069.6124
2829 | 1064.8 | 0 | 0 | 0 | 0 | 0 | 0 | 0 | 0 | 1117.4679
2830 | 1386.4 | 0 | 0 | 0 | 0 | 0 | 0 | 0 | 0 | 1454.9751
2831 | 1148 | 0 | 0 | 0 | 0 | 0 | 0 | 0 | 0 | 1204.7832
2832 | 0 | 0 | 0 | 0 | 0 | 0 | 0 | 0 | 0 | 0
2833 | 0 | 0 | 0 | 0 | 0 | 0 | 0 | 0 | 0 | 0
2834 | 0 | 0 | 0 | 0 | 0 | 0 | 0 | 0 | 0 | 0
2835 | 0 | 0 | 0 | 0 | 0 | 0 | 0 | 0 | 0 | 0
2836 | 0 | 0 | 0 | 0 | 0 | 0 | 0 | 0 | 0 | 0
2837 | 0 | 0 | 0 | 0 | 0 | 0 | 0 | 0 | 0 | 0
2838 | 0 | 0 | 0 | 0 | 0 | 0 | 0 | 0 | 0 | 0
2839 | 989.561 | 0 | 408.0531 | 408.0531 | 0 | 0 | 0 | 0 | 0 | 630.4542
2840 | 970.741 | 0 | 1277.8478 | 1018.7565 | -259.0914 | 0 | 0 | 0 | 0 | 0
2841 | 1081.276 | 0 | 2640.2509 | 1134.7588 | -1505.492 | 0 | 0 | 0 | 0 | 0
2842 | 1571.813 | 0 | 1624.9671 | 1624.9671 | 0 | 0 | 0 | 0 | 0 | 24.5921
2843 | 1519.172 | 0 | 2970.989 | 1594.3144 | -1376.6747 | 0 | 0 | 0 | 0 | 0
2844 | 1461.244 | 0 | 3542.9074 | 1533.52 | -1888.3791 | 0 | 121.0083 | 0 | 0 | 0
2845 | 1711.452 | 0 | 4035.1043 | 1796.104 | -1888.3791 | 0 | 350.6213 | 0 | 0 | 0
2846 | 1173.122 | 0 | 3739.5106 | 1231.1478 | -1888.3791 | 0 | 619.9837 | 0 | 0 | 0
2847 | 1493.09 | 0 | 199.7768 | 199.7768 | 0 | 0 | 0 | 1302.729 | 0 | 0
2848 | 1648.072 | 0 | 722.5593 | 722.5593 | 0 | 0 | 0 | 959.568 | 0 | 0
2849 | 1134.203 | 0 | 88.7321 | 88.7321 | 0 | 0 | 0 | 1049.653 | 0 | 0
2850 | 1182.912 | 0 | 10.7643 | 10.7643 | 0 | 0 | 0 | 657.831 | 0 | 540.2896
2851 | 1420.356 | 0 | 0 | 0 | 0 | 0 | 0 | 0 | 0 | 1490.6106
2852 | 1311.2 | 0 | 0 | 0 | 0 | 0 | 0 | 0 | 0 | 1376.0555
2853 | 1405.6 | 0 | 0 | 0 | 0 | 0 | 0 | 0 | 0 | 1475.1248
2854 | 1212 | 0 | 0 | 0 | 0 | 0 | 0 | 0 | 0 | 1271.9488
2855 | 1395.2 | 0 | 0 | 0 | 0 | 0 | 0 | 0 | 0 | 1464.2104
2856 | 0 | 0 | 0 | 0 | 0 | 0 | 0 | 0 | 0 | 0
2857 | 0 | 0 | 0 | 0 | 0 | 0 | 0 | 0 | 0 | 0
2858 | 0 | 0 | 0 | 0 | 0 | 0 | 0 | 0 | 0 | 0
2859 | 0 | 0 | 0 | 0 | 0 | 0 | 0 | 0 | 0 | 0
2860 | 0 | 0 | 0 | 0 | 0 | 0 | 0 | 0 | 0 | 0
2861 | 0 | 0 | 0 | 0 | 0 | 0 | 0 | 0 | 0 | 0
2862 | 0 | 0 | 0 | 0 | 0 | 0 | 0 | 0 | 0 | 0
2863 | 1384.773 | 0 | 457.3317 | 457.3317 | 0 | 0 | 0 | 0 | 0 | 995.9359
2864 | 330.448 | 0 | 438.8885 | 346.7929 | -92.0956 | 0 | 0 | 0 | 0 | 0
2865 | 66.072 | 0 | 2032.7589 | 69.3391 | -1888.3791 | 0 | 75.0408 | 0 | 0 | 0
2866 | 69.845 | 0 | 2160.4879 | 73.2997 | -1888.3791 | 0 | 198.8092 | 0 | 0 | 0
2867 | 66.865 | 0 | 1770.6986 | 70.1723 | -1700.5263 | 0 | 0 | 0 | 0 | 0
2868 | 69.874 | 0 | 782.4951 | 73.3302 | -709.165 | 0 | 0 | 0 | 0 | 0
2869 | 62.387 | 0 | 332.623 | 65.4728 | -267.1502 | 0 | 0 | 0 | 0 | 0
2870 | 65.31 | 0 | 628.0321 | 68.5404 | -559.4917 | 0 | 0 | 0 | 0 | 0
2871 | 60.338 | 0 | 1062.4215 | 63.3225 | -999.099 | 0 | 0 | 0 | 0 | 0
2872 | 69.75 | 0 | 1112.0747 | 73.2 | -1038.8747 | 0 | 0 | 0 | 0 | 0
2873 | 62.252 | 0 | 601.9991 | 65.3301 | -443.484 | 0 | 93.1849 | 0 | 0 | 0
2874 | 69.556 | 0 | 121.6894 | 72.9964 | 0 | 0 | 48.693 | 0 | 0 | 0
2875 | 70.538 | 0 | 0 | 0 | 0 | 0 | 0 | 0 | 0 | 74.027
2876 | 76.8 | 0 | 0 | 0 | 0 | 0 | 0 | 0 | 0 | 80.5987
2877 | 72.8 | 0 | 0 | 0 | 0 | 0 | 0 | 0 | 0 | 76.4009
2878 | 78.4 | 0 | 0 | 0 | 0 | 0 | 0 | 0 | 0 | 82.2779
2879 | 72 | 0 | 0 | 0 | 0 | 0 | 0 | 0 | 0 | 75.5613
2880 | 0 | 0 | 0 | 0 | 0 | 0 | 0 | 0 | 0 | 0
2881 | 0 | 0 | 0 | 0 | 0 | 0 | 0 | 0 | 0 | 0
2882 | 0 | 0 | 0 | 0 | 0 | 0 | 0 | 0 | 0 | 0
2883 | 0 | 0 | 0 | 0 | 0 | 0 | 0 | 0 | 0 | 0
2884 | 0 | 0 | 0 | 0 | 0 | 0 | 0 | 0 | 0 | 0
2885 | 0 | 0 | 0 | 0 | 0 | 0 | 0 | 0 | 0 | 0
2886 | 0 | 0 | 0 | 0 | 0 | 0 | 0 | 0 | 0 | 0
2887 | 59.935 | 0 | 373.9015 | 62.8995 | -311.002 | 0 | 0 | 0 | 0 | 0
2888 | 60.615 | 0 | 1607.8262 | 63.6132 | -121.7639 | 0 | 1422.4491 | 0 | 0 | 0
2889 | 57.444 | 0 | 2605.266 | 60.2853 | 0 | 0 | 2544.9806 | 0 | 0 | 0
2890 | 63.569 | 0 | 3291.8549 | 66.7133 | 0 | 0 | 3225.1416 | 0 | 0 | 0
2891 | 57.64 | 0 | 3735.5877 | 60.491 | 0 | 0 | 3675.0966 | 0 | 0 | 0
2892 | 64.133 | 0 | 3954.8425 | 67.3052 | 0 | 0 | 3887.5373 | 0 | 0 | 0
2893 | 56.963 | 0 | 978.4204 | 59.7805 | 0 | 0 | 918.6398 | 0 | 0 | 0
2894 | 68.404 | 0 | 1516.9123 | 71.7874 | 0 | 0 | 1445.1248 | 0 | 0 | 0
2895 | 60.106 | 0 | 720.2001 | 63.079 | 0 | 0 | 657.1211 | 0 | 0 | 0
2896 | 68.887 | 0 | 243.3966 | 72.2943 | 0 | 0 | 171.1023 | 0 | 0 | 0
2897 | 59.771 | 0 | 112.536 | 62.7274 | 0 | 0 | 49.8085 | 0 | 0 | 0
2898 | 69.059 | 0 | 18.1106 | 18.1106 | 0 | 0 | 0 | 0 | 0 | 54.3643
2899 | 74.479 | 0 | 0 | 0 | 0 | 0 | 0 | 0 | 0 | 78.1629
2900 | 85.6 | 0 | 0 | 0 | 0 | 0 | 0 | 0 | 0 | 89.834
2901 | 76 | 0 | 0 | 0 | 0 | 0 | 0 | 0 | 0 | 79.7592
2902 | 78.4 | 0 | 0 | 0 | 0 | 0 | 0 | 0 | 0 | 82.2779
2903 | 72.8 | 0 | 0 | 0 | 0 | 0 | 0 | 0 | 0 | 76.4009
2904 | 0 | 0 | 0 | 0 | 0 | 0 | 0 | 0 | 0 | 0
2905 | 0 | 0 | 0 | 0 | 0 | 0 | 0 | 0 | 0 | 0
2906 | 0 | 0 | 0 | 0 | 0 | 0 | 0 | 0 | 0 | 0
2907 | 0 | 0 | 0 | 0 | 0 | 0 | 0 | 0 | 0 | 0
2908 | 0 | 0 | 0 | 0 | 0 | 0 | 0 | 0 | 0 | 0
2909 | 0 | 0 | 0 | 0 | 0 | 0 | 0 | 0 | 0 | 0
2910 | 0 | 0 | 0 | 0 | 0 | 0 | 0 | 0 | 0 | 0
2911 | 59.139 | 0 | 463.3997 | 62.0642 | -401.3355 | 0 | 0 | 0 | 0 | 0
2912 | 159.508 | 0 | 1582.8217 | 167.3977 | -111.4844 | 0 | 1303.9396 | 0 | 0 | 0
2913 | 1257.452 | 0 | 2584.0175 | 1319.649 | 0 | 0 | 1264.3685 | 0 | 0 | 0
2914 | 1452.636 | 0 | 3302.8092 | 1524.4873 | 0 | 0 | 1778.3219 | 0 | 0 | 0
2915 | 1793.298 | 0 | 3733.7868 | 1881.9994 | 0 | 0 | 1851.7874 | 0 | 0 | 0
2916 | 1328.98 | 0 | 3935.6321 | 1394.7149 | 0 | 0 | 2540.9171 | 0 | 0 | 0
2917 | 1338.234 | 0 | 3893.664 | 1404.4267 | 0 | 0 | 2489.2374 | 0 | 0 | 0
2918 | 1057.156 | 0 | 2735.4791 | 1109.4458 | 0 | 0 | 1626.0333 | 0 | 0 | 0
2919 | 1280.998 | 0 | 1260.2609 | 1260.2609 | 0 | 0 | 0 | 0 | 0 | 84.0987
2920 | 1089.986 | 0 | 1997.9409 | 1143.8997 | -93.5921 | 0 | 760.4491 | 0 | 0 | 0
2921 | 1851.164 | 0 | 962.0456 | 962.0456 | 0 | 0 | 0 | 934.461 | 0 | 0
2922 | 1796.006 | 0 | 198.8018 | 198.8018 | 0 | 0 | 0 | 1606.574 | 0 | 0
2923 | 1783.629 | 0 | 0 | 0 | 0 | 0 | 0 | 0 | 0 | 1871.8521
2924 | 1345.6 | 0 | 0 | 0 | 0 | 0 | 0 | 0 | 0 | 1412.157
2925 | 1422.4 | 0 | 0 | 0 | 0 | 0 | 0 | 0 | 0 | 1492.7557
2926 | 1416.8 | 0 | 0 | 0 | 0 | 0 | 0 | 0 | 0 | 1486.8788
2927 | 1570.4 | 0 | 0 | 0 | 0 | 0 | 0 | 0 | 0 | 1648.0762
2928 | 0 | 0 | 0 | 0 | 0 | 0 | 0 | 0 | 0 | 0
2929 | 0 | 0 | 0 | 0 | 0 | 0 | 0 | 0 | 0 | 0
2930 | 0 | 0 | 0 | 0 | 0 | 0 | 0 | 0 | 0 | 0
2931 | 0 | 0 | 0 | 0 | 0 | 0 | 0 | 0 | 0 | 0
2932 | 0 | 0 | 0 | 0 | 0 | 0 | 0 | 0 | 0 | 0
2933 | 0 | 0 | 0 | 0 | 0 | 0 | 0 | 0 | 0 | 0
2934 | 0 | 0 | 0 | 0 | 0 | 0 | 0 | 0 | 0 | 0
2935 | 1555.098 | 0 | 464.4817 | 0 | -464.4817 | 0 | 0 | 1555.098 | 0 | 0
2936 | 1292.903 | 0 | 1596.9317 | 1051.4567 | -545.475 | 0 | 0 | 291.003 | 0 | 0
2937 | 1616.041 | 0 | 2601.5635 | 1695.9748 | -905.5887 | 0 | 0 | 0 | 0 | 0
2938 | 1859.685 | 0 | 3323.5886 | 1951.67 | -1371.9185 | 0 | 0 | 0 | 0 | 0
2939 | 1608.786 | 0 | 3069.1474 | 1688.3609 | -1380.7865 | 0 | 0 | 0 | 0 | 0
2940 | 1823.532 | 0 | 4007.4604 | 1913.7278 | -1888.3791 | 0 | 205.3536 | 0 | 0 | 0
2941 | 1798.158 | 0 | 2125.1231 | 1887.0998 | -238.0234 | 0 | 0 | 0 | 0 | 0
2942 | 1525.044 | 0 | 1210.6381 | 1210.6381 | 0 | 0 | 0 | 371.465 | 0 | 0
2943 | 1520.027 | 0 | 1922.475 | 1595.2116 | -327.2634 | 0 | 0 | 0 | 0 | 0
2944 | 1553.305 | 0 | 502.658 | 502.658 | 0 | 0 | 0 | 1074.338 | 0 | 0
2945 | 1531.346 | 0 | 32.4882 | 32.4882 | 0 | 0 | 0 | 1500.389 | 0 | 0
2946 | 1537.263 | 0 | 0 | 0 | 0 | 0 | 0 | 1537.263 | 0 | 0
2947 | 1394.4 | 0 | 0 | 0 | 0 | 0 | 0 | 0 | 0 | 1463.3708
2948 | 1347.2 | 0 | 0 | 0 | 0 | 0 | 0 | 0 | 0 | 1413.8362
2949 | 1466.4 | 0 | 0 | 0 | 0 | 0 | 0 | 0 | 0 | 1538.9321
2950 | 1319.2 | 0 | 0 | 0 | 0 | 0 | 0 | 0 | 0 | 1384.4512
2951 | 1240 | 0 | 0 | 0 | 0 | 0 | 0 | 0 | 0 | 1301.3338
2952 | 0 | 0 | 0 | 0 | 0 | 0 | 0 | 0 | 0 | 0
2953 | 0 | 0 | 0 | 0 | 0 | 0 | 0 | 0 | 0 | 0
2954 | 0 | 0 | 0 | 0 | 0 | 0 | 0 | 0 | 0 | 0
2955 | 0 | 0 | 0 | 0 | 0 | 0 | 0 | 0 | 0 | 0
2956 | 0 | 0 | 0 | 0 | 0 | 0 | 0 | 0 | 0 | 0
2957 | 0 | 0 | 0 | 0 | 0 | 0 | 0 | 0 | 0 | 0
2958 | 0 | 0 | 0 | 0 | 0 | 0 | 0 | 0 | 0 | 0
2959 | 1206.214 | 0 | 468.1191 | 468.1191 | 0 | 0 | 0 | 760.158 | 0 | 0
2960 | 1033.754 | 0 | 1320.8023 | 1084.8863 | -235.9161 | 0 | 0 | 0 | 0 | 0
2961 | 1422.494 | 0 | 2644.2619 | 1492.8544 | -1151.4075 | 0 | 0 | 0 | 0 | 0
2962 | 1530.86 | 0 | 2823.3915 | 1606.5805 | -1216.8111 | 0 | 0 | 0 | 0 | 0
2963 | 1656.662 | 0 | 3875.608 | 1738.605 | -1888.3791 | 0 | 248.624 | 0 | 0 | 0
2964 | 1345.486 | 0 | 3426.9533 | 1412.0363 | -1888.3791 | 0 | 126.5379 | 0 | 0 | 0
2965 | 1497.656 | 0 | 918.9662 | 918.9662 | 0 | 0 | 0 | 622.002 | 0 | 0
2966 | 1691.038 | 0 | 291.1304 | 291.1304 | 0 | 0 | 0 | 1413.629 | 0 | 0
2967 | 1889.882 | 0 | 554.9853 | 554.9853 | 0 | 0 | 0 | 1361.054 | 0 | 0
2968 | 1787.216 | 0 | 1123.7006 | 1123.7006 | 0 | 0 | 0 | 716.477 | 0 | 0
2969 | 1100.388 | 0 | 661.3819 | 661.3819 | 0 | 0 | 0 | 470.178 | 0 | 0
2970 | 1874.444 | 0 | 139.0748 | 139.0748 | 0 | 0 | 0 | 1741.924 | 0 | 0
2971 | 1314.638 | 0 | 0 | 0 | 0 | 0 | 0 | 1314.638 | 0 | 0
2972 | 1416 | 0 | 0 | 0 | 0 | 0 | 0 | 489.998 | 0 | 971.8046
2973 | 988.8 | 0 | 0 | 0 | 0 | 0 | 0 | 0 | 0 | 1037.7087
2974 | 963.2 | 0 | 0 | 0 | 0 | 0 | 0 | 0 | 0 | 1010.8425
2975 | 1384 | 0 | 0 | 0 | 0 | 0 | 0 | 0 | 0 | 1452.4564
2976 | 0 | 0 | 0 | 0 | 0 | 0 | 0 | 0 | 0 | 0
2977 | 0 | 0 | 0 | 0 | 0 | 0 | 0 | 0 | 0 | 0
2978 | 0 | 0 | 0 | 0 | 0 | 0 | 0 | 0 | 0 | 0
2979 | 0 | 0 | 0 | 0 | 0 | 0 | 0 | 0 | 0 | 0
2980 | 0 | 0 | 0 | 0 | 0 | 0 | 0 | 0 | 0 | 0
2981 | 0 | 0 | 0 | 0 | 0 | 0 | 0 | 0 | 0 | 0
2982 | 0 | 0 | 0 | 0 | 0 | 0 | 0 | 0 | 0 | 0
2983 | 1212.52 | 0 | 469.2484 | 469.2484 | 0 | 0 | 0 | 0 | 0 | 803.2462
2984 | 1002.061 | 0 | 1649.6273 | 1051.6256 | -598.0017 | 0 | 0 | 0 | 0 | 0
2985 | 965.107 | 0 | 1155.0649 | 1012.8438 | -142.2211 | 0 | 0 | 0 | 0 | 0
2986 | 1411.917 | 0 | 3450.6092 | 1481.7542 | -1888.3791 | 0 | 80.4759 | 0 | 0 | 0
2987 | 1427.898 | 0 | 2165.2724 | 1498.5257 | -666.7467 | 0 | 0 | 0 | 0 | 0
2988 | 1337.421 | 0 | 1701.8958 | 1403.5735 | -298.3224 | 0 | 0 | 0 | 0 | 0
2989 | 1072.122 | 0 | 2303.0092 | 1125.1521 | -1177.8571 | 0 | 0 | 0 | 0 | 0
2990 | 1193.708 | 0 | 2925.52 | 1252.752 | -1672.768 | 0 | 0 | 0 | 0 | 0
2991 | 980.197 | 0 | 2810.5944 | 1028.6802 | -1781.9142 | 0 | 0 | 0 | 0 | 0
2992 | 1206.253 | 0 | 2117.1409 | 1265.9175 | -851.2234 | 0 | 0 | 0 | 0 | 0
2993 | 1386.057 | 0 | 690.9096 | 690.9096 | 0 | 0 | 0 | 727.711 | 0 | 0
2994 | 1219.223 | 0 | 146.5816 | 146.5816 | 0 | 0 | 0 | 865.097 | 0 | 225.0604
2995 | 1409.584 | 0 | 0 | 0 | 0 | 0 | 0 | 0 | 0 | 1479.3058
2996 | 1578.4 | 0 | 0 | 0 | 0 | 0 | 0 | 0 | 0 | 1656.4719
2997 | 1444.8 | 0 | 0 | 0 | 0 | 0 | 0 | 0 | 0 | 1516.2637
2998 | 1684 | 0 | 0 | 0 | 0 | 0 | 0 | 0 | 0 | 1767.2952
2999 | 1376.8 | 0 | 0 | 0 | 0 | 0 | 0 | 0 | 0 | 1444.9003
3000 | 0 | 0 | 0 | 0 | 0 | 0 | 0 | 0 | 0 | 0
3001 | 0 | 0 | 0 | 0 | 0 | 0 | 0 | 0 | 0 | 0
3002 | 0 | 0 | 0 | 0 | 0 | 0 | 0 | 0 | 0 | 0
3003 | 0 | 0 | 0 | 0 | 0 | 0 | 0 | 0 | 0 | 0
3004 | 0 | 0 | 0 | 0 | 0 | 0 | 0 | 0 | 0 | 0
3005 | 0 | 0 | 0 | 0 | 0 | 0 | 0 | 0 | 0 | 0
3006 | 0 | 0 | 0 | 0 | 0 | 0 | 0 | 0 | 0 | 0
3007 | 781.83 | 0 | 295.6242 | 295.6242 | 0 | 0 | 0 | 0 | 0 | 524.8772
3008 | 709.607 | 0 | 1619.1961 | 744.7061 | -874.49 | 0 | 0 | 0 | 0 | 0
3009 | 1534.229 | 0 | 2638.2894 | 1610.1161 | -1028.1733 | 0 | 0 | 0 | 0 | 0
3010 | 1020.516 | 0 | 3373.6868 | 1070.9924 | -1888.3791 | 0 | 414.3153 | 0 | 0 | 0
3011 | 1287.992 | 0 | 2661.3146 | 1351.6996 | -1309.6151 | 0 | 0 | 0 | 0 | 0
3012 | 1475.707 | 0 | 4044.3942 | 1548.6984 | -1888.3791 | 0 | 607.3167 | 0 | 0 | 0
3013 | 1238.1 | 0 | 4005.6417 | 1299.3387 | -1888.3791 | 0 | 817.9239 | 0 | 0 | 0
3014 | 1241.662 | 0 | 2551.0602 | 1303.0769 | -709.2311 | 0 | 538.7522 | 0 | 0 | 0
3015 | 1191.082 | 0 | 1913.8506 | 1249.9961 | 0 | 0 | 663.8544 | 0 | 0 | 0
3016 | 1159.838 | 0 | 1616.712 | 1217.2067 | 0 | 0 | 399.5053 | 0 | 0 | 0
3017 | 1030.094 | 0 | 787.2733 | 787.2733 | 0 | 0 | 0 | 154.354 | 0 | 131.7831
3018 | 1147.534 | 0 | 168.8638 | 168.8638 | 0 | 0 | 0 | 0 | 0 | 1035.4303
3019 | 1455.483 | 0 | 0 | 0 | 0 | 0 | 0 | 0 | 0 | 1527.4751
3020 | 1283.2 | 0 | 0 | 0 | 0 | 0 | 0 | 0 | 0 | 1346.6705
3021 | 1238.4 | 0 | 0 | 0 | 0 | 0 | 0 | 0 | 0 | 1299.6546
3022 | 1134.4 | 0 | 0 | 0 | 0 | 0 | 0 | 0 | 0 | 1190.5105
3023 | 1165.6 | 0 | 0 | 0 | 0 | 0 | 0 | 0 | 0 | 1223.2537
3024 | 0 | 0 | 0 | 0 | 0 | 0 | 0 | 0 | 0 | 0
3025 | 0 | 0 | 0 | 0 | 0 | 0 | 0 | 0 | 0 | 0
3026 | 0 | 0 | 0 | 0 | 0 | 0 | 0 | 0 | 0 | 0
3027 | 0 | 0 | 0 | 0 | 0 | 0 | 0 | 0 | 0 | 0
3028 | 0 | 0 | 0 | 0 | 0 | 0 | 0 | 0 | 0 | 0
3029 | 0 | 0 | 0 | 0 | 0 | 0 | 0 | 0 | 0 | 0
3030 | 0 | 0 | 0 | 0 | 0 | 0 | 0 | 0 | 0 | 0
3031 | 1273.643 | 0 | 477.2432 | 477.2432 | 0 | 0 | 0 | 0 | 0 | 859.3977
3032 | 802.242 | 0 | 1594.8391 | 841.9231 | -752.916 | 0 | 0 | 0 | 0 | 0
3033 | 1200.115 | 0 | 1830.1832 | 1259.4759 | -570.7073 | 0 | 0 | 0 | 0 | 0
3034 | 1471.92 | 0 | 3317.4188 | 1544.7251 | -1772.6936 | 0 | 0 | 0 | 0 | 0
3035 | 1380.935 | 0 | 3699.1472 | 1449.2387 | -1888.3791 | 0 | 361.5294 | 0 | 0 | 0
3036 | 1423.39 | 0 | 3869.5338 | 1493.7947 | -1888.3791 | 0 | 487.36 | 0 | 0 | 0
3037 | 1393.065 | 0 | 3085.7961 | 1461.9698 | -1623.8263 | 0 | 0 | 0 | 0 | 0
3038 | 1542.057 | 0 | 3143.9363 | 1618.3313 | -1089.7442 | 0 | 435.8608 | 0 | 0 | 0
3039 | 1458.87 | 0 | 2588.2731 | 1531.0297 | 0 | 0 | 1057.2434 | 0 | 0 | 0
3040 | 2088.377 | 0 | 317.7574 | 317.7574 | 0 | 0 | 0 | 1785.596 | 0 | 0
3041 | 1746.298 | 0 | 320.4923 | 320.4923 | 0 | 0 | 0 | 1440.911 | 0 | 0
3042 | 1528.475 | 0 | 63.5019 | 63.5019 | 0 | 0 | 0 | 1467.966 | 0 | 0
3043 | 1628.348 | 0 | 0 | 0 | 0 | 0 | 0 | 526.125 | 0 | 1156.7419
3044 | 1763.2 | 0 | 0 | 0 | 0 | 0 | 0 | 0 | 0 | 1850.4126
3045 | 1925.6 | 0 | 0 | 0 | 0 | 0 | 0 | 126.223 | 0 | 1888.3791
3046 | 2003.2 | 0 | 0 | 0 | 0 | 0 | 0 | 203.823 | 0 | 1888.3791
3047 | 1744 | 0 | 0 | 0 | 0 | 0 | 0 | 0 | 0 | 1830.263
3048 | 0 | 0 | 0 | 0 | 0 | 0 | 0 | 0 | 0 | 0
3049 | 0 | 0 | 0 | 0 | 0 | 0 | 0 | 0 | 0 | 0
3050 | 0 | 0 | 0 | 0 | 0 | 0 | 0 | 0 | 0 | 0
3051 | 0 | 0 | 0 | 0 | 0 | 0 | 0 | 0 | 0 | 0
3052 | 0 | 0 | 0 | 0 | 0 | 0 | 0 | 0 | 0 | 0
3053 | 0 | 0 | 0 | 0 | 0 | 0 | 0 | 0 | 0 | 0
3054 | 0 | 0 | 0 | 0 | 0 | 0 | 0 | 0 | 0 | 0
3055 | 1371.414 | 0 | 309.2588 | 0 | -309.2588 | 0 | 0 | 1371.414 | 0 | 0
3056 | 1360.451 | 0 | 940.1612 | 0 | -940.1612 | 0 | 0 | 1360.451 | 0 | 0
3057 | 1498.823 | 0 | 1482.641 | 0 | -1482.641 | 0 | 0 | 1498.823 | 0 | 0
3058 | 2067.103 | 0 | 2513.7528 | 1677.2324 | -836.5204 | 0 | 0 | 468.921 | 0 | 0
3059 | 1900.996 | 0 | 3643.0398 | 1995.0244 | -1648.0154 | 0 | 0 | 0 | 0 | 0
3060 | 2047.677 | 0 | 3876.6533 | 2148.9606 | -1727.6927 | 0 | 0 | 0 | 0 | 0
3061 | 1737.954 | 0 | 3384.2779 | 1823.9179 | -1560.36 | 0 | 0 | 0 | 0 | 0
3062 | 1834.925 | 0 | 3007.6793 | 1925.6854 | -1081.9939 | 0 | 0 | 0 | 0 | 0
3063 | 1799.821 | 0 | 1058.125 | 1058.125 | 0 | 0 | 0 | 791.567 | 0 | 0
3064 | 1674.824 | 0 | 192.1871 | 192.1871 | 0 | 0 | 0 | 1491.695 | 0 | 0
3065 | 1838.59 | 0 | 332.8308 | 332.8308 | 0 | 0 | 0 | 1521.446 | 0 | 0
3066 | 1892.738 | 0 | 68.0723 | 68.0723 | 0 | 0 | 0 | 1827.874 | 0 | 0
3067 | 1857.119 | 0 | 0 | 0 | 0 | 0 | 0 | 740.672 | 0 | 1171.6695
3068 | 1924 | 0 | 0 | 0 | 0 | 0 | 0 | 124.623 | 0 | 1888.3791
3069 | 1824.8 | 0 | 0 | 0 | 0 | 0 | 0 | 25.423 | 0 | 1888.3791
3070 | 2112.8 | 0 | 0 | 0 | 0 | 0 | 0 | 313.423 | 0 | 1888.3791
3071 | 1693.6 | 0 | 0 | 0 | 0 | 0 | 0 | 0 | 0 | 1777.37
3072 | 0 | 0 | 0 | 0 | 0 | 0 | 0 | 0 | 0 | 0
3073 | 0 | 0 | 0 | 0 | 0 | 0 | 0 | 0 | 0 | 0
3074 | 0 | 0 | 0 | 0 | 0 | 0 | 0 | 0 | 0 | 0
3075 | 0 | 0 | 0 | 0 | 0 | 0 | 0 | 0 | 0 | 0
3076 | 0 | 0 | 0 | 0 | 0 | 0 | 0 | 0 | 0 | 0
3077 | 0 | 0 | 0 | 0 | 0 | 0 | 0 | 0 | 0 | 0
3078 | 0 | 0 | 0 | 0 | 0 | 0 | 0 | 0 | 0 | 0
3079 | 1151.437 | 0 | 480.6487 | 480.6487 | 0 | 0 | 0 | 693.442 | 0 | 0
3080 | 1016.173 | 0 | 1583.0295 | 1066.4357 | -516.5938 | 0 | 0 | 0 | 0 | 0
3081 | 1393.713 | 0 | 2597.2838 | 1462.6498 | -1134.6339 | 0 | 0 | 0 | 0 | 0
3082 | 1742.288 | 0 | 3335.4223 | 1828.4663 | -1506.956 | 0 | 0 | 0 | 0 | 0
3083 | 1918.198 | 0 | 2405.5427 | 2013.0773 | -392.4655 | 0 | 0 | 0 | 0 | 0
3084 | 1389.518 | 0 | 4011.3183 | 1458.2473 | -1888.3791 | 0 | 664.6919 | 0 | 0 | 0
3085 | 1454.847 | 0 | 3954.9905 | 1526.8066 | -1888.3791 | 0 | 539.8048 | 0 | 0 | 0
3086 | 1572.945 | 0 | 3635.0638 | 1650.7471 | -1888.3791 | 0 | 95.9377 | 0 | 0 | 0
3087 | 1407.007 | 0 | 1209.4963 | 1209.4963 | 0 | 0 | 0 | 254.516 | 0 | 0
3088 | 1270.866 | 0 | 270.7729 | 270.7729 | 0 | 0 | 0 | 1012.855 | 0 | 0
3089 | 1921.03 | 0 | 123.0327 | 123.0327 | 0 | 0 | 0 | 1803.796 | 0 | 0
3090 | 1338.785 | 0 | 18.6217 | 18.6217 | 0 | 0 | 0 | 1321.041 | 0 | 0
3091 | 1455.323 | 0 | 0 | 0 | 0 | 0 | 0 | 0 | 0 | 1527.3072
3092 | 1472 | 0 | 0 | 0 | 0 | 0 | 0 | 0 | 0 | 1544.8091
3093 | 1682.4 | 0 | 0 | 0 | 0 | 0 | 0 | 0 | 0 | 1765.6161
3094 | 1751.2 | 0 | 0 | 0 | 0 | 0 | 0 | 0 | 0 | 1837.8191
3095 | 1388 | 0 | 0 | 0 | 0 | 0 | 0 | 0 | 0 | 1456.6542
3096 | 0 | 0 | 0 | 0 | 0 | 0 | 0 | 0 | 0 | 0
3097 | 0 | 0 | 0 | 0 | 0 | 0 | 0 | 0 | 0 | 0
3098 | 0 | 0 | 0 | 0 | 0 | 0 | 0 | 0 | 0 | 0
3099 | 0 | 0 | 0 | 0 | 0 | 0 | 0 | 0 | 0 | 0
3100 | 0 | 0 | 0 | 0 | 0 | 0 | 0 | 0 | 0 | 0
3101 | 0 | 0 | 0 | 0 | 0 | 0 | 0 | 0 | 0 | 0
3102 | 0 | 0 | 0 | 0 | 0 | 0 | 0 | 0 | 0 | 0
3103 | 596.8 | 0 | 477.3618 | 477.3618 | 0 | 0 | 0 | 0.217 | 0 | 148.7299
3104 | 559.198 | 0 | 940.4466 | 586.8574 | -353.5892 | 0 | 0 | 0 | 0 | 0
3105 | 533.643 | 0 | 1915.4258 | 560.0384 | -1355.3874 | 0 | 0 | 0 | 0 | 0
3106 | 918.03 | 0 | 2162.907 | 963.4382 | -1199.4687 | 0 | 0 | 0 | 0 | 0
3107 | 967.693 | 0 | 2520.801 | 1015.5577 | -1505.2433 | 0 | 0 | 0 | 0 | 0
3108 | 627.109 | 0 | 3323.386 | 658.1275 | -1888.3791 | 0 | 776.8795 | 0 | 0 | 0
3109 | 812.063 | 0 | 3262.577 | 852.2298 | -1888.3791 | 0 | 521.9681 | 0 | 0 | 0
3110 | 905.477 | 0 | 2975.1848 | 950.2643 | -1396.1978 | 0 | 628.7226 | 0 | 0 | 0
3111 | 596.201 | 0 | 2236.4533 | 625.6907 | 0 | 0 | 1610.7626 | 0 | 0 | 0
3112 | 817.356 | 0 | 107.0798 | 107.0798 | 0 | 0 | 0 | 0 | 0 | 750.7048
3113 | 855.171 | 0 | 36.5056 | 36.5056 | 0 | 0 | 0 | 0 | 0 | 860.9645
3114 | 864.861 | 0 | 0 | 0 | 0 | 0 | 0 | 0 | 0 | 907.6394
3115 | 824.194 | 0 | 0 | 0 | 0 | 0 | 0 | 0 | 0 | 864.9609
3116 | 626.4 | 0 | 0 | 0 | 0 | 0 | 0 | 0 | 0 | 657.3834
3117 | 780 | 0 | 0 | 0 | 0 | 0 | 0 | 0 | 0 | 818.5809
3118 | 831.2 | 0 | 0 | 0 | 0 | 0 | 0 | 0 | 0 | 872.3134
3119 | 764 | 0 | 0 | 0 | 0 | 0 | 0 | 0 | 0 | 801.7895
3120 | 0 | 0 | 0 | 0 | 0 | 0 | 0 | 0 | 0 | 0
3121 | 0 | 0 | 0 | 0 | 0 | 0 | 0 | 0 | 0 | 0
3122 | 0 | 0 | 0 | 0 | 0 | 0 | 0 | 0 | 0 | 0
3123 | 0 | 0 | 0 | 0 | 0 | 0 | 0 | 0 | 0 | 0
3124 | 0 | 0 | 0 | 0 | 0 | 0 | 0 | 0 | 0 | 0
3125 | 0 | 0 | 0 | 0 | 0 | 0 | 0 | 0 | 0 | 0
3126 | 0 | 0 | 0 | 0 | 0 | 0 | 0 | 0 | 0 | 0
3127 | 1606.824 | 0 | 355.8329 | 355.8329 | 0 | 0 | 0 | 0 | 0 | 1330.4689
3128 | 1031.203 | 0 | 1315.9234 | 1082.2091 | -233.7143 | 0 | 0 | 0 | 0 | 0
3129 | 1251.649 | 0 | 1895.6046 | 1313.5589 | -582.0457 | 0 | 0 | 0 | 0 | 0
3130 | 1182.361 | 0 | 2709.4755 | 1240.8438 | -1468.6318 | 0 | 0 | 0 | 0 | 0
3131 | 1327.158 | 0 | 3160.8158 | 1392.8028 | -1768.013 | 0 | 0 | 0 | 0 | 0
3132 | 662.126 | 0 | 3294.6549 | 694.8765 | -1888.3791 | 0 | 711.3993 | 0 | 0 | 0
3133 | 803.013 | 0 | 3384.4511 | 842.7322 | -1888.3791 | 0 | 653.3399 | 0 | 0 | 0
3134 | 839.44 | 0 | 2922.762 | 880.9599 | -923.5156 | 0 | 1118.2865 | 0 | 0 | 0
3135 | 881.612 | 0 | 2687.1807 | 925.2189 | 0 | 0 | 1761.9618 | 0 | 0 | 0
3136 | 723.729 | 0 | 1755.3649 | 759.5266 | 0 | 0 | 995.8383 | 0 | 0 | 0
3137 | 1037.81 | 0 | 778.1084 | 778.1084 | 0 | 0 | 0 | 296.375 | 0 | 0
3138 | 1280.783 | 0 | 168.7337 | 168.7337 | 0 | 0 | 0 | 1120.002 | 0 | 0
3139 | 1299.258 | 0 | 0 | 0 | 0 | 0 | 0 | 831.428 | 0 | 490.9701
3140 | 1091.2 | 0 | 0 | 0 | 0 | 0 | 0 | 0 | 0 | 1145.1737
3141 | 1475.2 | 0 | 0 | 0 | 0 | 0 | 0 | 0 | 0 | 1548.1674
3142 | 901.6 | 0 | 0 | 0 | 0 | 0 | 0 | 0 | 0 | 946.1956
3143 | 1424.8 | 0 | 0 | 0 | 0 | 0 | 0 | 0 | 0 | 1495.2745
3144 | 0 | 0 | 0 | 0 | 0 | 0 | 0 | 0 | 0 | 0
3145 | 0 | 0 | 0 | 0 | 0 | 0 | 0 | 0 | 0 | 0
3146 | 0 | 0 | 0 | 0 | 0 | 0 | 0 | 0 | 0 | 0
3147 | 0 | 0 | 0 | 0 | 0 | 0 | 0 | 0 | 0 | 0
3148 | 0 | 0 | 0 | 0 | 0 | 0 | 0 | 0 | 0 | 0
3149 | 0 | 0 | 0 | 0 | 0 | 0 | 0 | 0 | 0 | 0
3150 | 0 | 0 | 0 | 0 | 0 | 0 | 0 | 0 | 0 | 0
3151 | 1360.959 | 0 | 449.3138 | 449.3138 | 0 | 0 | 0 | 0 | 0 | 978.9619
3152 | 1089.279 | 0 | 1331.6024 | 1143.1577 | -188.4447 | 0 | 0 | 0 | 0 | 0
3153 | 1352.296 | 0 | 2600.7375 | 1419.1842 | -1181.5533 | 0 | 0 | 0 | 0 | 0
3154 | 1592.847 | 0 | 3341.7695 | 1671.6335 | -1670.1359 | 0 | 0 | 0 | 0 | 0
3155 | 1626.609 | 0 | 2900.0044 | 1707.0655 | -1192.9389 | 0 | 0 | 0 | 0 | 0
3156 | 1541.713 | 0 | 2748.0265 | 1617.9703 | -1130.0562 | 0 | 0 | 0 | 0 | 0
3157 | 1622.298 | 0 | 3038.1463 | 1702.5412 | -1335.605 | 0 | 0 | 0 | 0 | 0
3158 | 1448.694 | 0 | 2168.8028 | 1520.3503 | -648.4525 | 0 | 0 | 0 | 0 | 0
3159 | 1620.387 | 0 | 1703.7145 | 1700.5357 | -3.1788 | 0 | 0 | 0 | 0 | 0
3160 | 1509.994 | 0 | 1121.4831 | 1121.4831 | 0 | 0 | 0 | 441.368 | 0 | 0
3161 | 1315.27 | 0 | 846.5795 | 846.5795 | 0 | 0 | 0 | 508.591 | 0 | 0
3162 | 1693.54 | 0 | 183.7588 | 183.7588 | 0 | 0 | 0 | 1518.442 | 0 | 0
3163 | 1887.87 | 0 | 0 | 0 | 0 | 0 | 0 | 88.493 | 0 | 1888.3791
3164 | 1574.4 | 0 | 0 | 0 | 0 | 0 | 0 | 0 | 0 | 1652.2741
3165 | 1738.4 | 0 | 0 | 0 | 0 | 0 | 0 | 0 | 0 | 1824.386
3166 | 1488 | 0 | 0 | 0 | 0 | 0 | 0 | 0 | 0 | 1561.6005
3167 | 1567.2 | 0 | 0 | 0 | 0 | 0 | 0 | 0 | 0 | 1644.7179
3168 | 0 | 0 | 0 | 0 | 0 | 0 | 0 | 0 | 0 | 0
3169 | 0 | 0 | 0 | 0 | 0 | 0 | 0 | 0 | 0 | 0
3170 | 0 | 0 | 0 | 0 | 0 | 0 | 0 | 0 | 0 | 0
3171 | 0 | 0 | 0 | 0 | 0 | 0 | 0 | 0 | 0 | 0
3172 | 0 | 0 | 0 | 0 | 0 | 0 | 0 | 0 | 0 | 0
3173 | 0 | 0 | 0 | 0 | 0 | 0 | 0 | 0 | 0 | 0
3174 | 0 | 0 | 0 | 0 | 0 | 0 | 0 | 0 | 0 | 0
3175 | 1222.398 | 0 | 453.5274 | 453.5274 | 0 | 0 | 0 | 749.446 | 0 | 42.8181
3176 | 1224.246 | 0 | 1298.4068 | 1284.8005 | -13.6063 | 0 | 0 | 0 | 0 | 0
3177 | 1405.356 | 0 | 2616.0062 | 1474.8687 | -1141.1375 | 0 | 0 | 0 | 0 | 0
3178 | 1702.904 | 0 | 3354.9287 | 1787.1342 | -1567.7944 | 0 | 0 | 0 | 0 | 0
3179 | 1163.639 | 0 | 3216.2758 | 1221.1947 | -1888.3791 | 0 | 106.702 | 0 | 0 | 0
3180 | 1654.093 | 0 | 3155.0564 | 1735.9089 | -1419.1475 | 0 | 0 | 0 | 0 | 0
3181 | 1527.881 | 0 | 3442.1632 | 1603.4541 | -1838.709 | 0 | 0 | 0 | 0 | 0
3182 | 1582.693 | 0 | 3628.2644 | 1660.9773 | -1717.8697 | 0 | 249.4174 | 0 | 0 | 0
3183 | 1693.198 | 0 | 2628.9219 | 1776.9482 | 0 | 0 | 851.9738 | 0 | 0 | 0
3184 | 1547.887 | 0 | 1375.217 | 1375.217 | 0 | 0 | 0 | 237.486 | 0 | 0
3185 | 1494.49 | 0 | 864.4876 | 864.4876 | 0 | 0 | 0 | 670.747 | 0 | 0
3186 | 1557.6 | 0 | 190.2141 | 190.2141 | 0 | 0 | 0 | 1359.526 | 0 | 17.6572
3187 | 1736.8 | 0 | 0 | 0 | 0 | 0 | 0 | 0 | 0 | 1822.7068
3188 | 1518.4 | 0 | 0 | 0 | 0 | 0 | 0 | 0 | 0 | 1593.5042
3189 | 1556 | 0 | 0 | 0 | 0 | 0 | 0 | 0 | 0 | 1632.964
3190 | 1313.6 | 0 | 0 | 0 | 0 | 0 | 0 | 0 | 0 | 1378.5742
3191 | 1468.8 | 0 | 0 | 0 | 0 | 0 | 0 | 0 | 0 | 1541.4508
3192 | 0 | 0 | 0 | 0 | 0 | 0 | 0 | 0 | 0 | 0
3193 | 0 | 0 | 0 | 0 | 0 | 0 | 0 | 0 | 0 | 0
3194 | 0 | 0 | 0 | 0 | 0 | 0 | 0 | 0 | 0 | 0
3195 | 0 | 0 | 0 | 0 | 0 | 0 | 0 | 0 | 0 | 0
3196 | 0 | 0 | 0 | 0 | 0 | 0 | 0 | 0 | 0 | 0
3197 | 0 | 0 | 0 | 0 | 0 | 0 | 0 | 0 | 0 | 0
3198 | 0 | 0 | 0 | 0 | 0 | 0 | 0 | 0 | 0 | 0
3199 | 1067.464 | 0 | 492.9463 | 492.9463 | 0 | 0 | 0 | 0 | 0 | 627.3174
3200 | 1283.562 | 0 | 1388.394 | 1347.0504 | -41.3436 | 0 | 0 | 0 | 0 | 0
3201 | 1599.831 | 0 | 1981.9586 | 1678.963 | -302.9956 | 0 | 0 | 0 | 0 | 0
3202 | 1734.369 | 0 | 3263.3735 | 1820.1556 | -1443.218 | 0 | 0 | 0 | 0 | 0
3203 | 1623.038 | 0 | 3807.0362 | 1703.3178 | -1888.3791 | 0 | 215.3393 | 0 | 0 | 0
3204 | 1636.443 | 0 | 4034.2249 | 1717.3859 | -1888.3791 | 0 | 428.4599 | 0 | 0 | 0
3205 | 1725.917 | 0 | 3991.9242 | 1811.2855 | -1888.3791 | 0 | 292.2596 | 0 | 0 | 0
3206 | 2012.075 | 0 | 3669.566 | 2111.5977 | -1557.9683 | 0 | 0 | 0 | 0 | 0
3207 | 1948.007 | 0 | 3090.1702 | 2044.3607 | -575.9829 | 0 | 469.8266 | 0 | 0 | 0
3208 | 1556.628 | 0 | 2270.0109 | 1633.623 | 0 | 0 | 636.3879 | 0 | 0 | 0
3209 | 1721.903 | 0 | 1172.5091 | 1172.5091 | 0 | 0 | 0 | 604.656 | 0 | 0
3210 | 1737.852 | 0 | 194.6355 | 194.6355 | 0 | 0 | 0 | 1552.39 | 0 | 0
3211 | 1568.995 | 0 | 0 | 0 | 0 | 0 | 0 | 0 | 0 | 1646.6017
3212 | 1459.2 | 0 | 0 | 0 | 0 | 0 | 0 | 0 | 0 | 1531.376
3213 | 1577.6 | 0 | 0 | 0 | 0 | 0 | 0 | 0 | 0 | 1655.6324
3214 | 1764.8 | 0 | 0 | 0 | 0 | 0 | 0 | 0 | 0 | 1852.0918
3215 | 1724 | 0 | 0 | 0 | 0 | 0 | 0 | 0 | 0 | 1809.2737
3216 | 0 | 0 | 0 | 0 | 0 | 0 | 0 | 0 | 0 | 0
3217 | 0 | 0 | 0 | 0 | 0 | 0 | 0 | 0 | 0 | 0
3218 | 0 | 0 | 0 | 0 | 0 | 0 | 0 | 0 | 0 | 0
3219 | 0 | 0 | 0 | 0 | 0 | 0 | 0 | 0 | 0 | 0
3220 | 0 | 0 | 0 | 0 | 0 | 0 | 0 | 0 | 0 | 0
3221 | 0 | 0 | 0 | 0 | 0 | 0 | 0 | 0 | 0 | 0
3222 | 0 | 0 | 0 | 0 | 0 | 0 | 0 | 0 | 0 | 0
3223 | 1482.886 | 0 | 165.9159 | 0 | -165.9159 | 0 | 0 | 1482.886 | 0 | 0
3224 | 905.259 | 0 | 520.269 | 0 | -520.269 | 0 | 0 | 905.259 | 0 | 0
3225 | 1293.998 | 0 | 1278.5499 | 0 | -1278.5499 | 0 | 0 | 1293.998 | 0 | 0
3226 | 1538.464 | 0 | 1902.4754 | 14.0964 | -1888.3791 | 0 | 0 | 1525.032 | 0 | 0
3227 | 1566.084 | 0 | 2592.2201 | 703.8411 | -1888.3791 | 0 | 0 | 895.416 | 0 | 0
3228 | 1519.876 | 0 | 2910.8517 | 1022.4726 | -1888.3791 | 0 | 0 | 545.594 | 0 | 0
3229 | 2001.861 | 0 | 2188.6062 | 510.233 | -1678.3732 | 0 | 0 | 1515.676 | 0 | 0
3230 | 1474.906 | 0 | 505.7718 | 505.7718 | 0 | 0 | 0 | 992.972 | 0 | 0
3231 | 1790.369 | 0 | 2024.6696 | 1878.9255 | -145.7441 | 0 | 0 | 0 | 0 | 0
3232 | 1829.06 | 0 | 1006.5817 | 1006.5817 | 0 | 0 | 0 | 869.92 | 0 | 0
3233 | 1677.484 | 0 | 93.1661 | 93.1661 | 0 | 0 | 0 | 1588.709 | 0 | 0
3234 | 2026.099 | 0 | 14.9307 | 14.9307 | 0 | 0 | 0 | 2011.872 | 0 | 0
3235 | 1587.2 | 0 | 0 | 0 | 0 | 0 | 0 | 0 | 0 | 1665.7072
3236 | 1344 | 0 | 0 | 0 | 0 | 0 | 0 | 0 | 0 | 1410.4779
3237 | 1775.2 | 0 | 0 | 0 | 0 | 0 | 0 | 0 | 0 | 1863.0062
3238 | 1706.4 | 0 | 0 | 0 | 0 | 0 | 0 | 0 | 0 | 1790.8032
3239 | 1422.4 | 0 | 0 | 0 | 0 | 0 | 0 | 0 | 0 | 1492.7557
3240 | 0 | 0 | 0 | 0 | 0 | 0 | 0 | 0 | 0 | 0
3241 | 0 | 0 | 0 | 0 | 0 | 0 | 0 | 0 | 0 | 0
3242 | 0 | 0 | 0 | 0 | 0 | 0 | 0 | 0 | 0 | 0
3243 | 0 | 0 | 0 | 0 | 0 | 0 | 0 | 0 | 0 | 0
3244 | 0 | 0 | 0 | 0 | 0 | 0 | 0 | 0 | 0 | 0
3245 | 0 | 0 | 0 | 0 | 0 | 0 | 0 | 0 | 0 | 0
3246 | 0 | 0 | 0 | 0 | 0 | 0 | 0 | 0 | 0 | 0
3247 | 1055.099 | 0 | 329.6215 | 0 | -329.6215 | 0 | 0 | 1055.099 | 0 | 0
3248 | 1425.043 | 0 | 994.6828 | 556.465 | -438.2178 | 0 | 0 | 894.806 | 0 | 0
3249 | 1508.333 | 0 | 1997.8999 | 1582.9392 | -414.9607 | 0 | 0 | 0 | 0 | 0
3250 | 1700.252 | 0 | 2794.4579 | 1784.3511 | -1010.1068 | 0 | 0 | 0 | 0 | 0
3251 | 1839.549 | 0 | 3096.3159 | 1930.5381 | -1165.7778 | 0 | 0 | 0 | 0 | 0
3252 | 1816.85 | 0 | 3157.2561 | 1906.7163 | -1250.5398 | 0 | 0 | 0 | 0 | 0
3253 | 1707.886 | 0 | 3406.2694 | 1792.3627 | -1613.9068 | 0 | 0 | 0 | 0 | 0
3254 | 1728.169 | 0 | 2890.7618 | 1813.6489 | -1077.1129 | 0 | 0 | 0 | 0 | 0
3255 | 1703.789 | 0 | 2396.3956 | 1788.063 | -608.3326 | 0 | 0 | 0 | 0 | 0
3256 | 1569.14 | 0 | 2036.1528 | 1646.7539 | -389.3989 | 0 | 0 | 0 | 0 | 0
3257 | 1690.426 | 0 | 963.2346 | 963.2346 | 0 | 0 | 0 | 772.59 | 0 | 0
3258 | 1602.301 | 0 | 208.5734 | 208.5734 | 0 | 0 | 0 | 1403.558 | 0 | 0
3259 | 1476.806 | 0 | 0 | 0 | 0 | 0 | 0 | 0 | 0 | 1549.8528
3260 | 1332.8 | 0 | 0 | 0 | 0 | 0 | 0 | 0 | 0 | 1398.7239
3261 | 1378.4 | 0 | 0 | 0 | 0 | 0 | 0 | 0 | 0 | 1446.5794
3262 | 1814.4 | 0 | 0 | 0 | 0 | 0 | 0 | 15.023 | 0 | 1888.3791
3263 | 1490.4 | 0 | 0 | 0 | 0 | 0 | 0 | 0 | 0 | 1564.1192
3264 | 0 | 0 | 0 | 0 | 0 | 0 | 0 | 0 | 0 | 0
3265 | 0 | 0 | 0 | 0 | 0 | 0 | 0 | 0 | 0 | 0
3266 | 0 | 0 | 0 | 0 | 0 | 0 | 0 | 0 | 0 | 0
3267 | 0 | 0 | 0 | 0 | 0 | 0 | 0 | 0 | 0 | 0
3268 | 0 | 0 | 0 | 0 | 0 | 0 | 0 | 0 | 0 | 0
3269 | 0 | 0 | 0 | 0 | 0 | 0 | 0 | 0 | 0 | 0
3270 | 0 | 0 | 0 | 0 | 0 | 0 | 0 | 0 | 0 | 0
3271 | 1106.227 | 0 | 371.0302 | 371.0302 | 0 | 0 | 0 | 752.684 | 0 | 0
3272 | 998.236 | 0 | 1092.71 | 1047.6115 | -45.0986 | 0 | 0 | 0 | 0 | 0
3273 | 1435.791 | 0 | 2570.9716 | 1506.8091 | -1064.1625 | 0 | 0 | 0 | 0 | 0
3274 | 1831.647 | 0 | 2571.5299 | 1922.2452 | -649.2847 | 0 | 0 | 0 | 0 | 0
3275 | 1511.408 | 0 | 3189.78 | 1586.1663 | -1603.6136 | 0 | 0 | 0 | 0 | 0
3276 | 1131.45 | 0 | 2963.9996 | 1187.4146 | -1776.585 | 0 | 0 | 0 | 0 | 0
3277 | 1343.015 | 0 | 1285.9318 | 1285.9318 | 0 | 0 | 0 | 117.691 | 0 | 0
3278 | 1463.195 | 0 | 2842.0185 | 1535.5686 | -1306.4499 | 0 | 0 | 0 | 0 | 0
3279 | 1538.188 | 0 | 2573.3434 | 1614.2709 | -959.0725 | 0 | 0 | 0 | 0 | 0
3280 | 1937.529 | 0 | 572.6026 | 572.6026 | 0 | 0 | 0 | 1391.914 | 0 | 0
3281 | 1784.662 | 0 | 568.0668 | 568.0668 | 0 | 0 | 0 | 1243.369 | 0 | 0
3282 | 1641.186 | 0 | 158.0291 | 158.0291 | 0 | 0 | 0 | 1490.605 | 0 | 0
3283 | 1082.752 | 0 | 0 | 0 | 0 | 0 | 0 | 0 | 0 | 1136.3078
3284 | 1290.4 | 0 | 0 | 0 | 0 | 0 | 0 | 0 | 0 | 1354.2267
3285 | 1324.8 | 0 | 0 | 0 | 0 | 0 | 0 | 0 | 0 | 1390.3282
3286 | 1139.2 | 0 | 0 | 0 | 0 | 0 | 0 | 0 | 0 | 1195.5479
3287 | 1259.2 | 0 | 0 | 0 | 0 | 0 | 0 | 0 | 0 | 1321.4834
3288 | 0 | 0 | 0 | 0 | 0 | 0 | 0 | 0 | 0 | 0
3289 | 0 | 0 | 0 | 0 | 0 | 0 | 0 | 0 | 0 | 0
3290 | 0 | 0 | 0 | 0 | 0 | 0 | 0 | 0 | 0 | 0
3291 | 0 | 0 | 0 | 0 | 0 | 0 | 0 | 0 | 0 | 0
3292 | 0 | 0 | 0 | 0 | 0 | 0 | 0 | 0 | 0 | 0
3293 | 0 | 0 | 0 | 0 | 0 | 0 | 0 | 0 | 0 | 0
3294 | 0 | 0 | 0 | 0 | 0 | 0 | 0 | 0 | 0 | 0
3295 | 1182.657 | 0 | 496.1618 | 496.1618 | 0 | 0 | 0 | 466.629 | 0 | 255.2839
3296 | 936.672 | 0 | 1390.9075 | 983.0023 | -407.9052 | 0 | 0 | 0 | 0 | 0
3297 | 1006.925 | 0 | 1469.803 | 1056.7302 | -413.0727 | 0 | 0 | 0 | 0 | 0
3298 | 980.994 | 0 | 1517.0844 | 1029.5166 | -487.5678 | 0 | 0 | 0 | 0 | 0
3299 | 1100.227 | 0 | 1890.8967 | 1154.6472 | -736.2495 | 0 | 0 | 0 | 0 | 0
3300 | 1192.407 | 0 | 3255.3493 | 1251.3856 | -1888.3791 | 0 | 115.5847 | 0 | 0 | 0
3301 | 1178.5 | 0 | 3262.767 | 1236.7907 | -1888.3791 | 0 | 137.5972 | 0 | 0 | 0
3302 | 1218.473 | 0 | 3577.3277 | 1278.742 | -1888.3791 | 0 | 410.2066 | 0 | 0 | 0
3303 | 1017.622 | 0 | 3045.9196 | 1067.9563 | -1876.7122 | 0 | 101.2511 | 0 | 0 | 0
3304 | 339.258 | 0 | 2254.355 | 356.0386 | 0 | 0 | 1898.3164 | 0 | 0 | 0
3305 | 224.739 | 0 | 1174.0014 | 235.8552 | 0 | 0 | 938.1462 | 0 | 0 | 0
3306 | 209.471 | 0 | 240.8527 | 219.832 | 0 | 0 | 21.0207 | 0 | 0 | 0
3307 | 115.054 | 0 | 0 | 0 | 0 | 0 | 0 | 0 | 0 | 120.7449
3308 | 0 | 0 | 0 | 0 | 0 | 0 | 0 | 0 | 0 | 0
3309 | 0 | 0 | 0 | 0 | 0 | 0 | 0 | 0 | 0 | 0
3310 | 0 | 0 | 0 | 0 | 0 | 0 | 0 | 0 | 0 | 0
3311 | 0 | 0 | 0 | 0 | 0 | 0 | 0 | 0 | 0 | 0
3312 | 0 | 0 | 0 | 0 | 0 | 0 | 0 | 0 | 0 | 0
3313 | 0 | 0 | 0 | 0 | 0 | 0 | 0 | 0 | 0 | 0
3314 | 0 | 0 | 0 | 0 | 0 | 0 | 0 | 0 | 0 | 0
3315 | 0 | 0 | 0 | 0 | 0 | 0 | 0 | 0 | 0 | 0
3316 | 0 | 0 | 0 | 0 | 0 | 0 | 0 | 0 | 0 | 0
3317 | 0 | 0 | 0 | 0 | 0 | 0 | 0 | 0 | 0 | 0
3318 | 0 | 0 | 0 | 0 | 0 | 0 | 0 | 0 | 0 | 0
3319 | 79.923 | 0 | 331.0362 | 83.8762 | -134.3764 | 0 | 112.7837 | 0 | 0 | 0
3320 | 156.96 | 0 | 1583.8974 | 164.7237 | 0 | 0 | 1419.1737 | 0 | 0 | 0
3321 | 637.627 | 0 | 2594.7577 | 669.1658 | 0 | 0 | 1925.5919 | 0 | 0 | 0
3322 | 1024.991 | 0 | 3333.4787 | 1075.6898 | 0 | 0 | 2257.7889 | 0 | 0 | 0
3323 | 1410.943 | 0 | 2788.2345 | 1480.7321 | 0 | 0 | 1307.5025 | 0 | 0 | 0
3324 | 1071.439 | 0 | 2952.8249 | 1124.4353 | 0 | 0 | 1828.3897 | 0 | 0 | 0
3325 | 1560.347 | 0 | 3984.7144 | 1637.526 | 0 | 0 | 2347.1884 | 0 | 0 | 0
3326 | 1408.139 | 0 | 2923.4578 | 1477.7894 | 0 | 0 | 1445.6685 | 0 | 0 | 0
3327 | 996.949 | 0 | 231.6878 | 231.6878 | 0 | 0 | 0 | 776.181 | 0 | 0
3328 | 1328.349 | 0 | 563.3957 | 563.3957 | 0 | 0 | 0 | 791.507 | 0 | 0
3329 | 1340.192 | 0 | 1121.2166 | 1121.2166 | 0 | 0 | 0 | 271.82 | 0 | 0
3330 | 1479.054 | 0 | 202.9031 | 202.9031 | 0 | 0 | 0 | 1285.714 | 0 | 0
3331 | 1458.236 | 0 | 0 | 0 | 0 | 0 | 0 | 0 | 0 | 1530.3643
3332 | 1057.6 | 0 | 0 | 0 | 0 | 0 | 0 | 0 | 0 | 1109.9118
3333 | 1518.4 | 0 | 0 | 0 | 0 | 0 | 0 | 0 | 0 | 1593.5042
3334 | 1292 | 0 | 0 | 0 | 0 | 0 | 0 | 0 | 0 | 1355.9058
3335 | 1396.8 | 0 | 0 | 0 | 0 | 0 | 0 | 0 | 0 | 1465.8895
3336 | 0 | 0 | 0 | 0 | 0 | 0 | 0 | 0 | 0 | 0
3337 | 0 | 0 | 0 | 0 | 0 | 0 | 0 | 0 | 0 | 0
3338 | 0 | 0 | 0 | 0 | 0 | 0 | 0 | 0 | 0 | 0
3339 | 0 | 0 | 0 | 0 | 0 | 0 | 0 | 0 | 0 | 0
3340 | 0 | 0 | 0 | 0 | 0 | 0 | 0 | 0 | 0 | 0
3341 | 0 | 0 | 0 | 0 | 0 | 0 | 0 | 0 | 0 | 0
3342 | 0 | 0 | 0 | 0 | 0 | 0 | 0 | 0 | 0 | 0
3343 | 1413.981 | 0 | 471.1867 | 471.1867 | 0 | 0 | 0 | 119.032 | 0 | 887.814
3344 | 1218.646 | 0 | 1603.0291 | 1278.9235 | -324.1056 | 0 | 0 | 0 | 0 | 0
3345 | 1283.48 | 0 | 2615.0197 | 1346.9644 | -1268.0553 | 0 | 0 | 0 | 0 | 0
3346 | 1235.312 | 0 | 3346.2507 | 1296.4128 | -1888.3791 | 0 | 161.4588 | 0 | 0 | 0
3347 | 1227.421 | 0 | 3044.2079 | 1288.1326 | -1756.0754 | 0 | 0 | 0 | 0 | 0
3348 | 1268.221 | 0 | 4018.124 | 1330.9506 | -1888.3791 | 0 | 798.7943 | 0 | 0 | 0
3349 | 1361.861 | 0 | 1801.154 | 1429.2223 | -371.9317 | 0 | 0 | 0 | 0 | 0
3350 | 1362.378 | 0 | 2772.9712 | 1429.7649 | -1343.2063 | 0 | 0 | 0 | 0 | 0
3351 | 1092.7 | 0 | 571.3065 | 571.3065 | 0 | 0 | 0 | 548.32 | 0 | 0
3352 | 1161.964 | 0 | 133.351 | 133.351 | 0 | 0 | 0 | 1034.898 | 0 | 0
3353 | 1302.91 | 0 | 385.39 | 385.39 | 0 | 0 | 0 | 300.91 | 0 | 666.1716
3354 | 1031.53 | 0 | 124.1798 | 124.1798 | 0 | 0 | 0 | 0 | 0 | 958.3725
3355 | 1155.338 | 0 | 0 | 0 | 0 | 0 | 0 | 0 | 0 | 1212.4841
3356 | 992.8 | 0 | 0 | 0 | 0 | 0 | 0 | 0 | 0 | 1041.9066
3357 | 1484 | 0 | 0 | 0 | 0 | 0 | 0 | 0 | 0 | 1557.4027
3358 | 1380 | 0 | 0 | 0 | 0 | 0 | 0 | 0 | 0 | 1448.2585
3359 | 799.2 | 0 | 0 | 0 | 0 | 0 | 0 | 0 | 0 | 838.7306
3360 | 0 | 0 | 0 | 0 | 0 | 0 | 0 | 0 | 0 | 0
3361 | 0 | 0 | 0 | 0 | 0 | 0 | 0 | 0 | 0 | 0
3362 | 0 | 0 | 0 | 0 | 0 | 0 | 0 | 0 | 0 | 0
3363 | 0 | 0 | 0 | 0 | 0 | 0 | 0 | 0 | 0 | 0
3364 | 0 | 0 | 0 | 0 | 0 | 0 | 0 | 0 | 0 | 0
3365 | 0 | 0 | 0 | 0 | 0 | 0 | 0 | 0 | 0 | 0
3366 | 0 | 0 | 0 | 0 | 0 | 0 | 0 | 0 | 0 | 0
3367 | 1303.011 | 0 | 476.6124 | 476.6124 | 0 | 0 | 0 | 0 | 0 | 890.849
3368 | 993.966 | 0 | 1589.597 | 1043.1302 | -546.4668 | 0 | 0 | 0 | 0 | 0
3369 | 1093.9 | 0 | 2602.3065 | 1148.0073 | -1454.2992 | 0 | 0 | 0 | 0 | 0
3370 | 1363.693 | 0 | 3340.3191 | 1431.1439 | -1888.3791 | 0 | 20.7962 | 0 | 0 | 0
3371 | 1239.039 | 0 | 3842.2162 | 1300.3242 | -1888.3791 | 0 | 653.513 | 0 | 0 | 0
3372 | 1503.503 | 0 | 4071.9373 | 1577.8703 | -1888.3791 | 0 | 605.688 | 0 | 0 | 0
3373 | 1361.769 | 0 | 4031.2234 | 1429.1258 | -1888.3791 | 0 | 713.7186 | 0 | 0 | 0
3374 | 1532.198 | 0 | 3687.9442 | 1607.9847 | -32.3644 | 0 | 2047.5951 | 0 | 0 | 0
3375 | 1256.603 | 0 | 3100.2388 | 1318.758 | 0 | 0 | 1781.4808 | 0 | 0 | 0
3376 | 1138.22 | 0 | 2273.4038 | 1194.5194 | 0 | 0 | 1078.8844 | 0 | 0 | 0
3377 | 1339.573 | 0 | 550.7895 | 550.7895 | 0 | 0 | 0 | 814.743 | 0 | 0
3378 | 1110.796 | 0 | 56.1851 | 56.1851 | 0 | 0 | 0 | 1057.259 | 0 | 0
3379 | 989.602 | 0 | 0 | 0 | 0 | 0 | 0 | 0 | 0 | 1038.5504
3380 | 1045.6 | 0 | 0 | 0 | 0 | 0 | 0 | 0 | 0 | 1097.3182
3381 | 1416.8 | 0 | 0 | 0 | 0 | 0 | 0 | 0 | 0 | 1486.8788
3382 | 1268 | 0 | 0 | 0 | 0 | 0 | 0 | 0 | 0 | 1330.7187
3383 | 1352.8 | 0 | 0 | 0 | 0 | 0 | 0 | 0 | 0 | 1419.7131
3384 | 0 | 0 | 0 | 0 | 0 | 0 | 0 | 0 | 0 | 0
3385 | 0 | 0 | 0 | 0 | 0 | 0 | 0 | 0 | 0 | 0
3386 | 0 | 0 | 0 | 0 | 0 | 0 | 0 | 0 | 0 | 0
3387 | 0 | 0 | 0 | 0 | 0 | 0 | 0 | 0 | 0 | 0
3388 | 0 | 0 | 0 | 0 | 0 | 0 | 0 | 0 | 0 | 0
3389 | 0 | 0 | 0 | 0 | 0 | 0 | 0 | 0 | 0 | 0
3390 | 0 | 0 | 0 | 0 | 0 | 0 | 0 | 0 | 0 | 0
3391 | 1304.669 | 0 | 456.6957 | 456.6957 | 0 | 0 | 0 | 331.225 | 0 | 564.8974
3392 | 935.942 | 0 | 1293.0755 | 982.2362 | -310.8393 | 0 | 0 | 0 | 0 | 0
3393 | 898.574 | 0 | 2012.6701 | 943.0199 | -1069.6502 | 0 | 0 | 0 | 0 | 0
3394 | 1261.705 | 0 | 2455.897 | 1324.1123 | -1131.7847 | 0 | 0 | 0 | 0 | 0
3395 | 1281.246 | 0 | 2706.3964 | 1344.6199 | -1361.7765 | 0 | 0 | 0 | 0 | 0
3396 | 1130.342 | 0 | 2585.6347 | 1186.2518 | -1399.383 | 0 | 0 | 0 | 0 | 0
3397 | 1247.462 | 0 | 2890.0188 | 1309.1648 | -1580.8539 | 0 | 0 | 0 | 0 | 0
3398 | 1339.387 | 0 | 1754.9304 | 1405.6367 | -349.2937 | 0 | 0 | 0 | 0 | 0
3399 | 1391.303 | 0 | 1544.764 | 1460.1206 | -84.6434 | 0 | 0 | 0 | 0 | 0
3400 | 1345.155 | 0 | 1844.7917 | 1411.69 | -433.1017 | 0 | 0 | 0 | 0 | 0
3401 | 1198.38 | 0 | 989.5111 | 989.5111 | 0 | 0 | 0 | 210.247 | 0 | 47.4976
3402 | 1181.647 | 0 | 235.5991 | 235.5991 | 0 | 0 | 0 | 0 | 0 | 1004.4953
3403 | 1283.014 | 0 | 0 | 0 | 0 | 0 | 0 | 0 | 0 | 1346.4753
3404 | 1180.8 | 0 | 0 | 0 | 0 | 0 | 0 | 0 | 0 | 1239.2056
3405 | 1619.2 | 0 | 0 | 0 | 0 | 0 | 0 | 0 | 0 | 1699.29
3406 | 1483.2 | 0 | 0 | 0 | 0 | 0 | 0 | 0 | 0 | 1556.5631
3407 | 1326.4 | 0 | 0 | 0 | 0 | 0 | 0 | 0 | 0 | 1392.0073
3408 | 0 | 0 | 0 | 0 | 0 | 0 | 0 | 0 | 0 | 0
3409 | 0 | 0 | 0 | 0 | 0 | 0 | 0 | 0 | 0 | 0
3410 | 0 | 0 | 0 | 0 | 0 | 0 | 0 | 0 | 0 | 0
3411 | 0 | 0 | 0 | 0 | 0 | 0 | 0 | 0 | 0 | 0
3412 | 0 | 0 | 0 | 0 | 0 | 0 | 0 | 0 | 0 | 0
3413 | 0 | 0 | 0 | 0 | 0 | 0 | 0 | 0 | 0 | 0
3414 | 0 | 0 | 0 | 0 | 0 | 0 | 0 | 0 | 0 | 0
3415 | 619.025 | 0 | 321.0034 | 321.0034 | 0 | 0 | 0 | 0 | 0 | 328.6403
3416 | 887.264 | 0 | 948.7437 | 931.1505 | -17.5932 | 0 | 0 | 0 | 0 | 0
3417 | 690.747 | 0 | 2591.2389 | 724.9132 | -1866.3256 | 0 | 0 | 0 | 0 | 0
3418 | 307.348 | 0 | 3320.331 | 322.5503 | -1888.3791 | 0 | 1109.4017 | 0 | 0 | 0
3419 | 235.767 | 0 | 3799.2733 | 247.4276 | -1888.3791 | 0 | 1663.4666 | 0 | 0 | 0
3420 | 197.082 | 0 | 4001.7493 | 206.8302 | -1888.3791 | 0 | 1906.54 | 0 | 0 | 0
3421 | 683.53 | 0 | 3363.1607 | 717.3382 | -1888.3791 | 0 | 757.4434 | 0 | 0 | 0
3422 | 1150.936 | 0 | 3179.8835 | 1207.8644 | -149.2105 | 0 | 1822.8086 | 0 | 0 | 0
3423 | 1786.232 | 0 | 360.8787 | 360.8787 | 0 | 0 | 0 | 1442.362 | 0 | 0
3424 | 1729.544 | 0 | 297.3296 | 297.3296 | 0 | 0 | 0 | 1446.228 | 0 | 0
3425 | 1610.063 | 0 | 1041.2748 | 1041.2748 | 0 | 0 | 0 | 617.865 | 0 | 0
3426 | 1527.327 | 0 | 199.2772 | 199.2772 | 0 | 0 | 0 | 1337.442 | 0 | 0
3427 | 1637.6 | 0 | 0 | 0 | 0 | 0 | 0 | 0 | 0 | 1718.6001
3428 | 1442.4 | 0 | 0 | 0 | 0 | 0 | 0 | 0 | 0 | 1513.745
3429 | 1472.8 | 0 | 0 | 0 | 0 | 0 | 0 | 0 | 0 | 1545.6487
3430 | 1553.6 | 0 | 0 | 0 | 0 | 0 | 0 | 0 | 0 | 1630.4453
3431 | 1444 | 0 | 0 | 0 | 0 | 0 | 0 | 0 | 0 | 1515.4241
3432 | 0 | 0 | 0 | 0 | 0 | 0 | 0 | 0 | 0 | 0
3433 | 0 | 0 | 0 | 0 | 0 | 0 | 0 | 0 | 0 | 0
3434 | 0 | 0 | 0 | 0 | 0 | 0 | 0 | 0 | 0 | 0
3435 | 0 | 0 | 0 | 0 | 0 | 0 | 0 | 0 | 0 | 0
3436 | 0 | 0 | 0 | 0 | 0 | 0 | 0 | 0 | 0 | 0
3437 | 0 | 0 | 0 | 0 | 0 | 0 | 0 | 0 | 0 | 0
3438 | 0 | 0 | 0 | 0 | 0 | 0 | 0 | 0 | 0 | 0
3439 | 1362.282 | 0 | 468.3038 | 468.3038 | 0 | 0 | 0 | 258.274 | 0 | 690.3124
3440 | 1064.339 | 0 | 1579.0887 | 1116.9841 | -462.1047 | 0 | 0 | 0 | 0 | 0
3441 | 1658.966 | 0 | 2599.1203 | 1741.0229 | -858.0974 | 0 | 0 | 0 | 0 | 0
3442 | 1820.422 | 0 | 3337.7395 | 1910.465 | -1427.2745 | 0 | 0 | 0 | 0 | 0
3443 | 1766.438 | 0 | 3791.3929 | 1853.8108 | -1888.3791 | 0 | 49.203 | 0 | 0 | 0
3444 | 1632.862 | 0 | 4008.2339 | 1713.6278 | -1888.3791 | 0 | 406.2271 | 0 | 0 | 0
3445 | 1633.953 | 0 | 3021.973 | 1714.7727 | -1307.2002 | 0 | 0 | 0 | 0 | 0
3446 | 1730.896 | 0 | 2829.1741 | 1816.5108 | -1012.6633 | 0 | 0 | 0 | 0 | 0
3447 | 1836.767 | 0 | 2670.1647 | 1927.6185 | -742.5463 | 0 | 0 | 0 | 0 | 0
3448 | 1998.015 | 0 | 1601.0918 | 1601.0918 | 0 | 0 | 0 | 472.385 | 0 | 0
3449 | 1627.268 | 0 | 124.8819 | 124.8819 | 0 | 0 | 0 | 1508.272 | 0 | 0
3450 | 1652.685 | 0 | 237.6382 | 237.6382 | 0 | 0 | 0 | 1426.247 | 0 | 0
3451 | 1494.002 | 0 | 0 | 0 | 0 | 0 | 0 | 0 | 0 | 1567.8994
3452 | 1398.4 | 0 | 0 | 0 | 0 | 0 | 0 | 0 | 0 | 1467.5686
3453 | 1210.4 | 0 | 0 | 0 | 0 | 0 | 0 | 0 | 0 | 1270.2697
3454 | 1628 | 0 | 0 | 0 | 0 | 0 | 0 | 0 | 0 | 1708.5253
3455 | 1786.4 | 0 | 0 | 0 | 0 | 0 | 0 | 0 | 0 | 1874.7602
3456 | 0 | 0 | 0 | 0 | 0 | 0 | 0 | 0 | 0 | 0
3457 | 0 | 0 | 0 | 0 | 0 | 0 | 0 | 0 | 0 | 0
3458 | 0 | 0 | 0 | 0 | 0 | 0 | 0 | 0 | 0 | 0
3459 | 0 | 0 | 0 | 0 | 0 | 0 | 0 | 0 | 0 | 0
3460 | 0 | 0 | 0 | 0 | 0 | 0 | 0 | 0 | 0 | 0
3461 | 0 | 0 | 0 | 0 | 0 | 0 | 0 | 0 | 0 | 0
3462 | 0 | 0 | 0 | 0 | 0 | 0 | 0 | 0 | 0 | 0
3463 | 1177.554 | 0 | 441.2309 | 441.2309 | 0 | 0 | 0 | 210.336 | 0 | 573.8284
3464 | 1356.489 | 0 | 1272.2615 | 1272.2615 | 0 | 0 | 0 | 0 | 0 | 151.3231
3465 | 1166.426 | 0 | 2022.132 | 1224.1206 | -798.0114 | 0 | 0 | 0 | 0 | 0
3466 | 975.268 | 0 | 2702.8125 | 1023.5074 | -1679.3051 | 0 | 0 | 0 | 0 | 0
3467 | 1314.143 | 0 | 2961.5029 | 1379.1441 | -1582.3589 | 0 | 0 | 0 | 0 | 0
3468 | 1169.049 | 0 | 3346.7093 | 1226.8733 | -1888.3791 | 0 | 231.4569 | 0 | 0 | 0
3469 | 1078.088 | 0 | 3935.5492 | 1131.4131 | -1888.3791 | 0 | 915.757 | 0 | 0 | 0
3470 | 944.397 | 0 | 2805.2747 | 991.1094 | -1750.211 | 0 | 63.9543 | 0 | 0 | 0
3471 | 1126.43 | 0 | 2388.4071 | 1182.1463 | 0 | 0 | 1206.2608 | 0 | 0 | 0
3472 | 898.155 | 0 | 930.5386 | 930.5386 | 0 | 0 | 0 | 0 | 0 | 12.0415
3473 | 1152.652 | 0 | 354.6082 | 354.6082 | 0 | 0 | 0 | 0 | 0 | 855.0571
3474 | 869.487 | 0 | 23.4114 | 23.4114 | 0 | 0 | 0 | 0 | 0 | 889.0828
3475 | 1185.808 | 0 | 0 | 0 | 0 | 0 | 0 | 0 | 0 | 1244.4613
3476 | 980.8 | 0 | 0 | 0 | 0 | 0 | 0 | 0 | 0 | 1029.313
3477 | 808.8 | 0 | 0 | 0 | 0 | 0 | 0 | 0 | 0 | 848.8054
3478 | 850.4 | 0 | 0 | 0 | 0 | 0 | 0 | 0 | 0 | 892.4631
3479 | 840 | 0 | 0 | 0 | 0 | 0 | 0 | 0 | 0 | 881.5487
3480 | 0 | 0 | 0 | 0 | 0 | 0 | 0 | 0 | 0 | 0
3481 | 0 | 0 | 0 | 0 | 0 | 0 | 0 | 0 | 0 | 0
3482 | 0 | 0 | 0 | 0 | 0 | 0 | 0 | 0 | 0 | 0
3483 | 0 | 0 | 0 | 0 | 0 | 0 | 0 | 0 | 0 | 0
3484 | 0 | 0 | 0 | 0 | 0 | 0 | 0 | 0 | 0 | 0
3485 | 0 | 0 | 0 | 0 | 0 | 0 | 0 | 0 | 0 | 0
3486 | 0 | 0 | 0 | 0 | 0 | 0 | 0 | 0 | 0 | 0
3487 | 1097.92 | 0 | 471.745 | 471.745 | 0 | 0 | 0 | 0 | 0 | 680.4811
3488 | 961.001 | 0 | 1551.1363 | 1008.5347 | -542.6016 | 0 | 0 | 0 | 0 | 0
3489 | 988.449 | 0 | 2539.3807 | 1037.3404 | -1502.0403 | 0 | 0 | 0 | 0 | 0
3490 | 1114.766 | 0 | 3261.049 | 1169.9043 | -1888.3791 | 0 | 202.7656 | 0 | 0 | 0
3491 | 1334.239 | 0 | 3728.6161 | 1400.2341 | -1888.3791 | 0 | 440.003 | 0 | 0 | 0
3492 | 1375.817 | 0 | 3953.2609 | 1443.8686 | -1888.3791 | 0 | 621.0133 | 0 | 0 | 0
3493 | 1313.727 | 0 | 3911.8281 | 1378.7075 | -451.3393 | 0 | 2081.7814 | 0 | 0 | 0
3494 | 1220.12 | 0 | 3043.3233 | 1280.4704 | 0 | 0 | 1762.8528 | 0 | 0 | 0
3495 | 1436.12 | 0 | 3071.282 | 1507.1544 | 0 | 0 | 1564.1276 | 0 | 0 | 0
3496 | 1317.272 | 0 | 1894.2487 | 1382.4278 | 0 | 0 | 511.8209 | 0 | 0 | 0
3497 | 1561.218 | 0 | 1182.9638 | 1182.9638 | 0 | 0 | 0 | 0 | 0 | 455.4763
3498 | 1522.874 | 0 | 219.7113 | 219.7113 | 0 | 0 | 0 | 0 | 0 | 1378.4882
3499 | 1531.013 | 0 | 0 | 0 | 0 | 0 | 0 | 0 | 0 | 1606.741
3500 | 820.8 | 0 | 0 | 0 | 0 | 0 | 0 | 0 | 0 | 861.399
3501 | 1276 | 0 | 0 | 0 | 0 | 0 | 0 | 0 | 0 | 1339.1144
3502 | 1128 | 0 | 0 | 0 | 0 | 0 | 0 | 0 | 0 | 1183.7939
3503 | 905.6 | 0 | 0 | 0 | 0 | 0 | 0 | 0 | 0 | 950.3934
3504 | 0 | 0 | 0 | 0 | 0 | 0 | 0 | 0 | 0 | 0
3505 | 0 | 0 | 0 | 0 | 0 | 0 | 0 | 0 | 0 | 0
3506 | 0 | 0 | 0 | 0 | 0 | 0 | 0 | 0 | 0 | 0
3507 | 0 | 0 | 0 | 0 | 0 | 0 | 0 | 0 | 0 | 0
3508 | 0 | 0 | 0 | 0 | 0 | 0 | 0 | 0 | 0 | 0
3509 | 0 | 0 | 0 | 0 | 0 | 0 | 0 | 0 | 0 | 0
3510 | 0 | 0 | 0 | 0 | 0 | 0 | 0 | 0 | 0 | 0
3511 | 803.82 | 0 | 463.7807 | 463.7807 | 0 | 0 | 0 | 0 | 0 | 379.7985
3512 | 740.237 | 0 | 1592.9553 | 776.8511 | -816.1042 | 0 | 0 | 0 | 0 | 0
3513 | 558.473 | 0 | 2610.295 | 586.0966 | -1888.3791 | 0 | 135.8194 | 0 | 0 | 0
3514 | 1199.225 | 0 | 3332.616 | 1258.5409 | -1888.3791 | 0 | 185.6961 | 0 | 0 | 0
3515 | 1228.803 | 0 | 3817.2296 | 1289.5829 | -1888.3791 | 0 | 639.2676 | 0 | 0 | 0
3516 | 1419.01 | 0 | 4019.5387 | 1489.1981 | -1888.3791 | 0 | 641.9616 | 0 | 0 | 0
3517 | 1282.017 | 0 | 3966.8126 | 1345.429 | -706.2401 | 0 | 1915.1435 | 0 | 0 | 0
3518 | 1153.519 | 0 | 3638.546 | 1210.5752 | 0 | 0 | 2427.9708 | 0 | 0 | 0
3519 | 1350.247 | 0 | 3067.7925 | 1417.0339 | 0 | 0 | 1650.7587 | 0 | 0 | 0
3520 | 1241.158 | 0 | 2261.5229 | 1302.549 | 0 | 0 | 958.9738 | 0 | 0 | 0
3521 | 1171.973 | 0 | 801.2648 | 801.2648 | 0 | 0 | 0 | 408.473 | 0 | 0
3522 | 1371.137 | 0 | 195.3669 | 195.3669 | 0 | 0 | 0 | 752.476 | 0 | 453.8947
3523 | 1506.995 | 0 | 0 | 0 | 0 | 0 | 0 | 0 | 0 | 1581.535
3524 | 1457.6 | 0 | 0 | 0 | 0 | 0 | 0 | 0 | 0 | 1529.6968
3525 | 1496 | 0 | 0 | 0 | 0 | 0 | 0 | 0 | 0 | 1569.9962
3526 | 1008.8 | 0 | 0 | 0 | 0 | 0 | 0 | 0 | 0 | 1058.698
3527 | 940.8 | 0 | 0 | 0 | 0 | 0 | 0 | 0 | 0 | 987.3345
3528 | 0 | 0 | 0 | 0 | 0 | 0 | 0 | 0 | 0 | 0
3529 | 0 | 0 | 0 | 0 | 0 | 0 | 0 | 0 | 0 | 0
3530 | 0 | 0 | 0 | 0 | 0 | 0 | 0 | 0 | 0 | 0
3531 | 0 | 0 | 0 | 0 | 0 | 0 | 0 | 0 | 0 | 0
3532 | 0 | 0 | 0 | 0 | 0 | 0 | 0 | 0 | 0 | 0
3533 | 0 | 0 | 0 | 0 | 0 | 0 | 0 | 0 | 0 | 0
3534 | 0 | 0 | 0 | 0 | 0 | 0 | 0 | 0 | 0 | 0
3535 | 1415.654 | 0 | 463.3945 | 463.3945 | 0 | 0 | 0 | 0 | 0 | 1022.2816
3536 | 996.848 | 0 | 1552.4786 | 1046.1548 | -506.3238 | 0 | 0 | 0 | 0 | 0
3537 | 1420.083 | 0 | 2546.537 | 1490.3241 | -1056.2128 | 0 | 0 | 0 | 0 | 0
3538 | 1718.45 | 0 | 3256.5678 | 1803.4492 | -1453.1186 | 0 | 0 | 0 | 0 | 0
3539 | 1514.737 | 0 | 2768.3892 | 1589.66 | -1178.7292 | 0 | 0 | 0 | 0 | 0
3540 | 1481.469 | 0 | 3270.6956 | 1554.7465 | -1715.9492 | 0 | 0 | 0 | 0 | 0
3541 | 1629.559 | 0 | 3301.722 | 1710.1614 | -1591.5606 | 0 | 0 | 0 | 0 | 0
3542 | 1581.445 | 0 | 3054.4969 | 1659.6675 | -1394.8293 | 0 | 0 | 0 | 0 | 0
3543 | 1376.542 | 0 | 1677.4433 | 1444.6295 | -232.8139 | 0 | 0 | 0 | 0 | 0
3544 | 1606.679 | 0 | 985.9692 | 985.9692 | 0 | 0 | 0 | 667.18 | 0 | 0
3545 | 1530.064 | 0 | 374.6141 | 374.6141 | 0 | 0 | 0 | 1173.106 | 0 | 0
3546 | 1776.413 | 0 | 98.9318 | 98.9318 | 0 | 0 | 0 | 1682.144 | 0 | 0
3547 | 1785.434 | 0 | 0 | 0 | 0 | 0 | 0 | 0 | 0 | 1873.7464
3548 | 1460 | 0 | 0 | 0 | 0 | 0 | 0 | 0 | 0 | 1532.2155
3549 | 1711.2 | 0 | 0 | 0 | 0 | 0 | 0 | 0 | 0 | 1795.8406
3550 | 1587.2 | 0 | 0 | 0 | 0 | 0 | 0 | 0 | 0 | 1665.7072
3551 | 1569.6 | 0 | 0 | 0 | 0 | 0 | 0 | 0 | 0 | 1647.2367
3552 | 0 | 0 | 0 | 0 | 0 | 0 | 0 | 0 | 0 | 0
3553 | 0 | 0 | 0 | 0 | 0 | 0 | 0 | 0 | 0 | 0
3554 | 0 | 0 | 0 | 0 | 0 | 0 | 0 | 0 | 0 | 0
3555 | 0 | 0 | 0 | 0 | 0 | 0 | 0 | 0 | 0 | 0
3556 | 0 | 0 | 0 | 0 | 0 | 0 | 0 | 0 | 0 | 0
3557 | 0 | 0 | 0 | 0 | 0 | 0 | 0 | 0 | 0 | 0
3558 | 0 | 0 | 0 | 0 | 0 | 0 | 0 | 0 | 0 | 0
3559 | 1421.245 | 0 | 369.4434 | 0 | -369.4434 | 0 | 0 | 1421.245 | 0 | 0
3560 | 1472.409 | 0 | 1377.743 | 0 | -1377.743 | 0 | 0 | 1472.409 | 0 | 0
3561 | 1472.679 | 0 | 2143.1435 | 548.3653 | -1594.7782 | 0 | 0 | 950.158 | 0 | 0
3562 | 1255.664 | 0 | 2474.1262 | 1317.7725 | -1156.3536 | 0 | 0 | 0 | 0 | 0
3563 | 1306.374 | 0 | 3005.6402 | 1370.9908 | -1634.6494 | 0 | 0 | 0 | 0 | 0
3564 | 1147.369 | 0 | 3105.7243 | 1204.1199 | -1888.3791 | 0 | 13.2253 | 0 | 0 | 0
3565 | 1451.78 | 0 | 2978.2345 | 1523.589 | -1454.6456 | 0 | 0 | 0 | 0 | 0
3566 | 1625.359 | 0 | 622.3324 | 622.3324 | 0 | 0 | 0 | 1032.358 | 0 | 0
3567 | 1496.668 | 0 | 247.6176 | 247.6176 | 0 | 0 | 0 | 1260.721 | 0 | 0
3568 | 1406.455 | 0 | 90.3189 | 90.3189 | 0 | 0 | 0 | 1320.393 | 0 | 0
3569 | 1189.61 | 0 | 421.5513 | 421.5513 | 0 | 0 | 0 | 787.927 | 0 | 0
3570 | 1307.693 | 0 | 199.1523 | 199.1523 | 0 | 0 | 0 | 1117.927 | 0 | 0
3571 | 1408 | 0 | 0 | 0 | 0 | 0 | 0 | 0 | 0 | 1477.6435
3572 | 1389.6 | 0 | 0 | 0 | 0 | 0 | 0 | 0 | 0 | 1458.3334
3573 | 1545.6 | 0 | 0 | 0 | 0 | 0 | 0 | 0 | 0 | 1622.0496
3574 | 1364 | 0 | 0 | 0 | 0 | 0 | 0 | 0 | 0 | 1431.4671
3575 | 1421.6 | 0 | 0 | 0 | 0 | 0 | 0 | 0 | 0 | 1491.9162
3576 | 0 | 0 | 0 | 0 | 0 | 0 | 0 | 0 | 0 | 0
3577 | 0 | 0 | 0 | 0 | 0 | 0 | 0 | 0 | 0 | 0
3578 | 0 | 0 | 0 | 0 | 0 | 0 | 0 | 0 | 0 | 0
3579 | 0 | 0 | 0 | 0 | 0 | 0 | 0 | 0 | 0 | 0
3580 | 0 | 0 | 0 | 0 | 0 | 0 | 0 | 0 | 0 | 0
3581 | 0 | 0 | 0 | 0 | 0 | 0 | 0 | 0 | 0 | 0
3582 | 0 | 0 | 0 | 0 | 0 | 0 | 0 | 0 | 0 | 0
3583 | 1709.965 | 0 | 404.9982 | 0 | -404.9982 | 0 | 0 | 1709.965 | 0 | 0
3584 | 1408.436 | 0 | 1162.9401 | 0 | -1162.9401 | 0 | 0 | 1408.436 | 0 | 0
3585 | 1450.739 | 0 | 1902.5699 | 14.1908 | -1888.3791 | 0 | 0 | 1437.216 | 0 | 0
3586 | 1655.173 | 0 | 2496.8964 | 925.6628 | -1571.2335 | 0 | 0 | 773.138 | 0 | 0
3587 | 1645.765 | 0 | 2448.6337 | 1727.169 | -721.4647 | 0 | 0 | 0 | 0 | 0
3588 | 1950.329 | 0 | 2954.5901 | 2046.7975 | -907.7926 | 0 | 0 | 0 | 0 | 0
3589 | 1604.172 | 0 | 2408.8359 | 1683.5187 | -725.3173 | 0 | 0 | 0 | 0 | 0
3590 | 1638.537 | 0 | 301.306 | 301.306 | 0 | 0 | 0 | 1351.432 | 0 | 0
3591 | 1750.351 | 0 | 787.3269 | 787.3269 | 0 | 0 | 0 | 1000.132 | 0 | 0
3592 | 1625.121 | 0 | 1787.6915 | 1705.5039 | -82.1876 | 0 | 0 | 0 | 0 | 0
3593 | 1456.088 | 0 | 960.9342 | 960.9342 | 0 | 0 | 0 | 540.444 | 0 | 0
3594 | 1657.048 | 0 | 236.9424 | 236.9424 | 0 | 0 | 0 | 1431.273 | 0 | 0
3595 | 1497.593 | 0 | 0 | 0 | 0 | 0 | 0 | 0 | 0 | 1571.668
3596 | 1270.4 | 0 | 0 | 0 | 0 | 0 | 0 | 0 | 0 | 1333.2374
3597 | 1587.2 | 0 | 0 | 0 | 0 | 0 | 0 | 0 | 0 | 1665.7072
3598 | 1514.4 | 0 | 0 | 0 | 0 | 0 | 0 | 0 | 0 | 1589.3063
3599 | 1600.8 | 0 | 0 | 0 | 0 | 0 | 0 | 0 | 0 | 1679.9799
3600 | 0 | 0 | 0 | 0 | 0 | 0 | 0 | 0 | 0 | 0
3601 | 0 | 0 | 0 | 0 | 0 | 0 | 0 | 0 | 0 | 0
3602 | 0 | 0 | 0 | 0 | 0 | 0 | 0 | 0 | 0 | 0
3603 | 0 | 0 | 0 | 0 | 0 | 0 | 0 | 0 | 0 | 0
3604 | 0 | 0 | 0 | 0 | 0 | 0 | 0 | 0 | 0 | 0
3605 | 0 | 0 | 0 | 0 | 0 | 0 | 0 | 0 | 0 | 0
3606 | 0 | 0 | 0 | 0 | 0 | 0 | 0 | 0 | 0 | 0
3607 | 1586.458 | 0 | 457.296 | 457.296 | 0 | 0 | 0 | 1150.715 | 0 | 0
3608 | 1339.324 | 0 | 1536.1699 | 1405.5706 | -130.5993 | 0 | 0 | 0 | 0 | 0
3609 | 1167.329 | 0 | 2500.7657 | 1225.0682 | -1275.6975 | 0 | 0 | 0 | 0 | 0
3610 | 1838.145 | 0 | 3152.1326 | 1929.0646 | -1223.068 | 0 | 0 | 0 | 0 | 0
3611 | 1601.039 | 0 | 3581.1425 | 1680.2297 | -1888.3791 | 0 | 12.5337 | 0 | 0 | 0
3612 | 1499.82 | 0 | 3801.8298 | 1574.0052 | -1888.3791 | 0 | 339.4456 | 0 | 0 | 0
3613 | 1916.994 | 0 | 3325.7578 | 2011.8137 | -1313.9441 | 0 | 0 | 0 | 0 | 0
3614 | 1203.199 | 0 | 3206.3499 | 1262.7125 | -1866.5786 | 0 | 77.0589 | 0 | 0 | 0
3615 | 1339.569 | 0 | 768.2844 | 768.2844 | 0 | 0 | 0 | 607.495 | 0 | 0
3616 | 1487.923 | 0 | 99.6213 | 99.6213 | 0 | 0 | 0 | 1392.997 | 0 | 0
3617 | 1570.841 | 0 | 469.2305 | 469.2305 | 0 | 0 | 0 | 1123.726 | 0 | 0
3618 | 1493.196 | 0 | 167.0041 | 167.0041 | 0 | 0 | 0 | 1334.063 | 0 | 0
3619 | 1175.793 | 0 | 0 | 0 | 0 | 0 | 0 | 0 | 0 | 1233.9509
3620 | 1504 | 0 | 0 | 0 | 0 | 0 | 0 | 0 | 0 | 1578.3919
3621 | 1400 | 0 | 0 | 0 | 0 | 0 | 0 | 0 | 0 | 1469.2478
3622 | 1072 | 0 | 0 | 0 | 0 | 0 | 0 | 0 | 0 | 1125.024
3623 | 1568.8 | 0 | 0 | 0 | 0 | 0 | 0 | 0 | 0 | 1646.3971
3624 | 0 | 0 | 0 | 0 | 0 | 0 | 0 | 0 | 0 | 0
3625 | 1048.116 | 0 | 0 | 0 | 0 | 0 | 0 | 1048.116 | 0 | 0
3626 | 1148.1467 | 0 | 0 | 0 | 0 | 0 | 0 | 1148.147 | 0 | 0
3627 | 1165.0637 | 0 | 0 | 0 | 0 | 0 | 0 | 1165.064 | 0 | 0
3628 | 1257.0037 | 0 | 0 | 0 | 0 | 0 | 0 | 1257.004 | 0 | 0
3629 | 1164.3282 | 0 | 0 | 0 | 0 | 0 | 0 | 1164.328 | 0 | 0
3630 | 1084.892 | 0 | 0 | 0 | 0 | 0 | 0 | 993.883 | 0 | 95.5106
3631 | 1136.1375 | 0 | 459.5303 | 459.5303 | 0 | 0 | 0 | 0 | 0 | 732.8031
3632 | 857.2624 | 0 | 1532.9963 | 899.6655 | -633.3308 | 0 | 0 | 0 | 0 | 0
3633 | 1126.9766 | 0 | 2522.9587 | 1182.7193 | -1340.2394 | 0 | 0 | 0 | 0 | 0
3634 | 1088.1963 | 0 | 2075.6903 | 1142.0222 | -933.6681 | 0 | 0 | 0 | 0 | 0
3635 | 1073.6523 | 0 | 2781.5127 | 1126.7588 | -1654.754 | 0 | 0 | 0 | 0 | 0
3636 | 1056.4835 | 0 | 2444.6635 | 1108.7395 | -1335.924 | 0 | 0 | 0 | 0 | 0
3637 | 976.002 | 0 | 1765.6706 | 1024.2777 | -741.3929 | 0 | 0 | 0 | 0 | 0
3638 | 1109.748 | 0 | 591.0805 | 591.0805 | 0 | 0 | 0 | 0 | 0 | 573.5587
3639 | 1130.2855 | 0 | 2414.8798 | 1186.192 | -1228.6878 | 0 | 0 | 0 | 0 | 0
3640 | 1121.2717 | 0 | 1120.972 | 1120.972 | 0 | 0 | 0 | 0 | 0 | 55.7601
3641 | 781.8035 | 0 | 355.6062 | 355.6062 | 0 | 0 | 0 | 0 | 0 | 464.8669
3642 | 946.9489 | 0 | 113.1069 | 113.1069 | 0 | 0 | 0 | 0 | 0 | 880.6808
3643 | 1087.8341 | 0 | 0 | 0 | 0 | 0 | 0 | 0 | 0 | 1141.6412
3644 | 1190.0714 | 0 | 0 | 0 | 0 | 0 | 0 | 0 | 0 | 1248.9351
3645 | 939.259 | 0 | 0 | 0 | 0 | 0 | 0 | 0 | 0 | 985.7173
3646 | 1095.1893 | 0 | 0 | 0 | 0 | 0 | 0 | 0 | 0 | 1149.36
3647 | 1081.2144 | 0 | 0 | 0 | 0 | 0 | 0 | 0 | 0 | 1134.6938
3648 | 159.6078 | 0 | 0 | 0 | 0 | 0 | 0 | 0 | 0 | 167.5026
3649 | 82.3782 | 0 | 0 | 0 | 0 | 0 | 0 | 82.378 | 0 | 0
3650 | 157.4013 | 0 | 0 | 0 | 0 | 0 | 0 | 157.401 | 0 | 0
3651 | 100.7662 | 0 | 0 | 0 | 0 | 0 | 0 | 100.766 | 0 | 0
3652 | 105.1794 | 0 | 0 | 0 | 0 | 0 | 0 | 105.179 | 0 | 0
3653 | 78.7006 | 0 | 0 | 0 | 0 | 0 | 0 | 78.701 | 0 | 0
3654 | 81.6427 | 0 | 0 | 0 | 0 | 0 | 0 | 81.643 | 0 | 0
3655 | 78.8376 | 0 | 166.8131 | 82.7365 | -84.0767 | 0 | 0 | 0 | 0 | 0
3656 | 193.0078 | 0 | 1536.2885 | 202.5547 | -1333.7338 | 0 | 0 | 0 | 0 | 0
3657 | 787.8808 | 0 | 956.4352 | 826.8517 | -129.5835 | 0 | 0 | 0 | 0 | 0
3658 | 1235.6617 | 0 | 2178.5859 | 1296.7812 | -881.8047 | 0 | 0 | 0 | 0 | 0
3659 | 1134.1783 | 0 | 1620.1595 | 1190.2786 | -429.8809 | 0 | 0 | 0 | 0 | 0
3660 | 928.5379 | 0 | 3970.5624 | 974.465 | -1888.3791 | 0 | 1107.7184 | 0 | 0 | 0
3661 | 1150.8718 | 0 | 3324.3788 | 1207.7972 | -1888.3791 | 0 | 228.2025 | 0 | 0 | 0
3662 | 1024.287 | 0 | 2782.3859 | 1074.951 | -1707.4349 | 0 | 0 | 0 | 0 | 0
3663 | 1039.8662 | 0 | 2757.4465 | 1091.3006 | -1243.3719 | 0 | 422.774 | 0 | 0 | 0
3664 | 1200.7723 | 0 | 843.3997 | 843.3997 | 0 | 0 | 0 | 397.123 | 0 | 0
3665 | 1211.6653 | 0 | 629.495 | 629.495 | 0 | 0 | 0 | 611.84 | 0 | 0
3666 | 1362.6896 | 0 | 190.4691 | 190.4691 | 0 | 0 | 0 | 1095.529 | 0 | 89.9064
3667 | 1236.4091 | 0 | 0 | 0 | 0 | 0 | 0 | 0 | 0 | 1297.5651
3668 | 1330.5557 | 0 | 0 | 0 | 0 | 0 | 0 | 0 | 0 | 1396.3689
3669 | 1363.6541 | 0 | 0 | 0 | 0 | 0 | 0 | 0 | 0 | 1431.104
3670 | 988.5389 | 0 | 0 | 0 | 0 | 0 | 0 | 0 | 0 | 1037.4348
3671 | 1133.4363 | 0 | 0 | 0 | 0 | 0 | 0 | 0 | 0 | 1189.4988
3672 | 1025.3149 | 0 | 0 | 0 | 0 | 0 | 0 | 0 | 0 | 1076.0299
3673 | 1040.0253 | 0 | 0 | 0 | 0 | 0 | 0 | 1040.025 | 0 | 0
3674 | 1289.3666 | 0 | 0 | 0 | 0 | 0 | 0 | 1289.367 | 0 | 0
3675 | 807.601 | 0 | 0 | 0 | 0 | 0 | 0 | 807.601 | 0 | 0
3676 | 906.1606 | 0 | 0 | 0 | 0 | 0 | 0 | 906.161 | 0 | 0
3677 | 1054.7357 | 0 | 0 | 0 | 0 | 0 | 0 | 1054.736 | 0 | 0
3678 | 1198.1621 | 0 | 0 | 0 | 0 | 0 | 0 | 1198.162 | 0 | 0
3679 | 1087.0664 | 0 | 449.3967 | 449.3967 | 0 | 0 | 0 | 0 | 0 | 691.4385
3680 | 1228.1419 | 0 | 1534.1193 | 1288.8892 | -245.23 | 0 | 0 | 0 | 0 | 0
3681 | 1131.3953 | 0 | 2530.7625 | 1187.3569 | -1343.4057 | 0 | 0 | 0 | 0 | 0
3682 | 1253.8934 | 0 | 3252.2293 | 1315.9139 | -1888.3791 | 0 | 47.9363 | 0 | 0 | 0
3683 | 1272.5121 | 0 | 3707.2186 | 1335.4528 | -1888.3791 | 0 | 483.3867 | 0 | 0 | 0
3684 | 1338.8744 | 0 | 3930.2 | 1405.0983 | -1888.3791 | 0 | 636.7227 | 0 | 0 | 0
3685 | 1355.3308 | 0 | 3304.7108 | 1422.3683 | -1882.3425 | 0 | 0 | 0 | 0 | 0
3686 | 1295.2535 | 0 | 1042.5698 | 1042.5698 | 0 | 0 | 0 | 301.821 | 0 | 0
3687 | 1302.0681 | 0 | 1132.9968 | 1132.9968 | 0 | 0 | 0 | 222.472 | 0 | 0
3688 | 1469.4209 | 0 | 827.2505 | 827.2505 | 0 | 0 | 0 | 681.16 | 0 | 0
3689 | 1487.386 | 0 | 503.0442 | 503.0442 | 0 | 0 | 0 | 1008.051 | 0 | 0
3690 | 1238.9154 | 0 | 184.3591 | 184.3591 | 0 | 0 | 0 | 1063.245 | 0 | 0
3691 | 1209.1949 | 0 | 0 | 0 | 0 | 0 | 0 | 0 | 0 | 1269.0051
3692 | 1137.1139 | 0 | 0 | 0 | 0 | 0 | 0 | 0 | 0 | 1193.3587
3693 | 1054.7357 | 0 | 0 | 0 | 0 | 0 | 0 | 0 | 0 | 1106.9061
3694 | 1102.5445 | 0 | 0 | 0 | 0 | 0 | 0 | 0 | 0 | 1157.0788
3695 | 1087.8341 | 0 | 0 | 0 | 0 | 0 | 0 | 0 | 0 | 1141.6412
3696 | 1305.548 | 0 | 0 | 0 | 0 | 0 | 0 | 1088.034 | 0 | 228.2728
3697 | 1315.1098 | 0 | 0 | 0 | 0 | 0 | 0 | 1315.11 | 0 | 0
3698 | 1071.6526 | 0 | 0 | 0 | 0 | 0 | 0 | 1071.653 | 0 | 0
3699 | 1255.5327 | 0 | 0 | 0 | 0 | 0 | 0 | 1255.533 | 0 | 0
3700 | 806.1299 | 0 | 0 | 0 | 0 | 0 | 0 | 806.13 | 0 | 0
3701 | 750.2304 | 0 | 0 | 0 | 0 | 0 | 0 | 750.23 | 0 | 0
3702 | 706.0992 | 0 | 0 | 0 | 0 | 0 | 0 | 706.099 | 0 | 0
3703 | 1144.1924 | 0 | 126.136 | 126.136 | 0 | 0 | 0 | 0 | 0 | 1074.6519
3704 | 1174.6209 | 0 | 397.8419 | 397.8419 | 0 | 0 | 0 | 0 | 0 | 834.8791
3705 | 1421.8944 | 0 | 1046.095 | 1046.095 | 0 | 0 | 0 | 0 | 0 | 446.1308
3706 | 1445.488 | 0 | 2334.2968 | 1516.9857 | -817.3111 | 0 | 0 | 0 | 0 | 0
3707 | 1314.3991 | 0 | 3050.4197 | 1379.4127 | -1671.007 | 0 | 0 | 0 | 0 | 0
3708 | 1630.578 | 0 | 2782.2495 | 1711.2308 | -1071.0187 | 0 | 0 | 0 | 0 | 0
3709 | 1339.1925 | 0 | 3977.0355 | 1405.4321 | -1888.3791 | 0 | 683.2244 | 0 | 0 | 0
3710 | 1441.9686 | 0 | 3672.7637 | 1513.2916 | -1888.3791 | 0 | 271.093 | 0 | 0 | 0
3711 | 1484.2371 | 0 | 3103.9769 | 1557.6514 | -1546.3256 | 0 | 0 | 0 | 0 | 0
3712 | 1687.8042 | 0 | 2294.9441 | 1771.2873 | -523.6567 | 0 | 0 | 0 | 0 | 0
3713 | 1368.332 | 0 | 1213.0393 | 1213.0393 | 0 | 0 | 0 | 212.465 | 0 | 0
3714 | 1435.4445 | 0 | 280.2832 | 280.2832 | 0 | 0 | 0 | 689.612 | 0 | 502.4397
3715 | 1408.5208 | 0 | 0 | 0 | 0 | 0 | 0 | 0 | 0 | 1478.1903
3716 | 1324.6715 | 0 | 0 | 0 | 0 | 0 | 0 | 0 | 0 | 1390.1939
3717 | 1376.1579 | 0 | 0 | 0 | 0 | 0 | 0 | 0 | 0 | 1444.2265
3718 | 889.2437 | 0 | 0 | 0 | 0 | 0 | 0 | 0 | 0 | 933.2284
3719 | 1277.5983 | 0 | 0 | 0 | 0 | 0 | 0 | 0 | 0 | 1340.7915
3720 | 914.2514 | 0 | 0 | 0 | 0 | 0 | 0 | 0 | 0 | 959.4723
3721 | 1040.0253 | 0 | 0 | 0 | 0 | 0 | 0 | 1040.025 | 0 | 0
3722 | 1225.3763 | 0 | 0 | 0 | 0 | 0 | 0 | 1225.376 | 0 | 0
3723 | 1041.4963 | 0 | 0 | 0 | 0 | 0 | 0 | 1041.496 | 0 | 0
3724 | 1069.4461 | 0 | 0 | 0 | 0 | 0 | 0 | 1069.446 | 0 | 0
3725 | 1206.9883 | 0 | 0 | 0 | 0 | 0 | 0 | 1206.988 | 0 | 0
3726 | 1139.3205 | 0 | 0 | 0 | 0 | 0 | 0 | 1139.32 | 0 | 0
3727 | 968.3737 | 0 | 450.6393 | 450.6393 | 0 | 0 | 0 | 0 | 0 | 565.6331
3728 | 1216.8397 | 0 | 1309.9079 | 1277.0271 | -32.8807 | 0 | 0 | 0 | 0 | 0
3729 | 1270.5584 | 0 | 2519.125 | 1333.4032 | -1185.7218 | 0 | 0 | 0 | 0 | 0
3730 | 1288.7009 | 0 | 3236.0623 | 1352.4436 | -1883.6187 | 0 | 0 | 0 | 0 | 0
3731 | 1265.5835 | 0 | 3063.7332 | 1328.1832 | -1735.55 | 0 | 0 | 0 | 0 | 0
3732 | 1527.2199 | 0 | 3183.1705 | 1602.7604 | -1580.41 | 0 | 0 | 0 | 0 | 0
3733 | 1609.8915 | 0 | 2803.944 | 1689.5216 | -1114.4223 | 0 | 0 | 0 | 0 | 0
3734 | 1684.8217 | 0 | 3180.4188 | 1768.1579 | -1412.2609 | 0 | 0 | 0 | 0 | 0
3735 | 1461.4939 | 0 | 2830.8448 | 1533.7834 | -641.78 | 0 | 655.2814 | 0 | 0 | 0
3736 | 1490.238 | 0 | 2247.9418 | 1563.9492 | 0 | 0 | 683.9926 | 0 | 0 | 0
3737 | 1239.2694 | 0 | 1142.4231 | 1142.4231 | 0 | 0 | 0 | 150.691 | 0 | 0
3738 | 1422.6934 | 0 | 208.9365 | 208.9365 | 0 | 0 | 0 | 1223.605 | 0 | 0
3739 | 1531.3527 | 0 | 0 | 0 | 0 | 0 | 0 | 0 | 0 | 1607.0979
3740 | 1093.7182 | 0 | 0 | 0 | 0 | 0 | 0 | 0 | 0 | 1147.8162
3741 | 818.6338 | 0 | 0 | 0 | 0 | 0 | 0 | 0 | 0 | 859.1259
3742 | 913.5158 | 0 | 0 | 0 | 0 | 0 | 0 | 0 | 0 | 958.701
3743 | 1149.6178 | 0 | 0 | 0 | 0 | 0 | 0 | 0 | 0 | 1206.4812
3744 | 1036.3477 | 0 | 0 | 0 | 0 | 0 | 0 | 1036.348 | 0 | 0
3745 | 967.2088 | 0 | 0 | 0 | 0 | 0 | 0 | 967.209 | 0 | 0
3746 | 1274.6562 | 0 | 0 | 0 | 0 | 0 | 0 | 1274.656 | 0 | 0
3747 | 962.0602 | 0 | 0 | 0 | 0 | 0 | 0 | 962.06 | 0 | 0
3748 | 1158.444 | 0 | 0 | 0 | 0 | 0 | 0 | 1158.444 | 0 | 0
3749 | 1215.0791 | 0 | 0 | 0 | 0 | 0 | 0 | 1215.079 | 0 | 0
3750 | 663.439 | 0 | 0 | 0 | 0 | 0 | 0 | 663.439 | 0 | 0
3751 | 831.19 | 0 | 427.2573 | 427.2573 | 0 | 0 | 0 | 424.07 | 0 | 0
3752 | 900.2029 | 0 | 1239.9759 | 944.7295 | -295.2464 | 0 | 0 | 0 | 0 | 0
3753 | 1016.1898 | 0 | 2033.1986 | 1066.4535 | -966.7451 | 0 | 0 | 0 | 0 | 0
3754 | 1501.8804 | 0 | 2015.2853 | 1576.1681 | -439.1172 | 0 | 0 | 0 | 0 | 0
3755 | 1433.3713 | 0 | 3682.6244 | 1504.2694 | -1888.3791 | 0 | 289.976 | 0 | 0 | 0
3756 | 1371.731 | 0 | 2247.1924 | 1439.5805 | -807.6119 | 0 | 0 | 0 | 0 | 0
3757 | 1529.9046 | 0 | 1089.9583 | 1089.9583 | 0 | 0 | 0 | 491.317 | 0 | 0
3758 | 1387.7571 | 0 | 357.0923 | 357.0923 | 0 | 0 | 0 | 1047.495 | 0 | 0
3759 | 1085.9861 | 0 | 609.233 | 609.233 | 0 | 0 | 0 | 505.467 | 0 | 0
3760 | 1513.4915 | 0 | 508.5067 | 508.5067 | 0 | 0 | 0 | 1028.952 | 0 | 0
3761 | 1215.0892 | 0 | 327.1186 | 327.1186 | 0 | 0 | 0 | 903.388 | 0 | 0
3762 | 1339.0123 | 0 | 57.4749 | 57.4749 | 0 | 0 | 0 | 1284.246 | 0 | 0
3763 | 1233.4671 | 0 | 0 | 0 | 0 | 0 | 0 | 0 | 0 | 1294.4776
3764 | 1164.3282 | 0 | 0 | 0 | 0 | 0 | 0 | 0 | 0 | 1221.9188
3765 | 1034.1411 | 0 | 0 | 0 | 0 | 0 | 0 | 0 | 0 | 1085.2924
3766 | 1329.8202 | 0 | 0 | 0 | 0 | 0 | 0 | 0 | 0 | 1395.5965
3767 | 1057.6778 | 0 | 0 | 0 | 0 | 0 | 0 | 0 | 0 | 1109.9936
3768 | 1348.9437 | 0 | 0 | 0 | 0 | 0 | 0 | 1348.944 | 0 | 0
3769 | 972.3574 | 0 | 0 | 0 | 0 | 0 | 0 | 972.357 | 0 | 0
3770 | 1018.6952 | 0 | 0 | 0 | 0 | 0 | 0 | 1018.695 | 0 | 0
3771 | 1329.8202 | 0 | 0 | 0 | 0 | 0 | 0 | 1329.82 | 0 | 0
3772 | 1226.8474 | 0 | 0 | 0 | 0 | 0 | 0 | 1226.847 | 0 | 0
3773 | 759.7922 | 0 | 0 | 0 | 0 | 0 | 0 | 759.792 | 0 | 0
3774 | 961.3246 | 0 | 0 | 0 | 0 | 0 | 0 | 961.325 | 0 | 0
3775 | 883.3154 | 0 | 224.9125 | 224.9125 | 0 | 0 | 0 | 22.26 | 0 | 678.7327
3776 | 819.4309 | 0 | 1492.3234 | 859.9623 | -632.3611 | 0 | 0 | 0 | 0 | 0
3777 | 938.7295 | 0 | 1887.4555 | 985.1621 | -902.2934 | 0 | 0 | 0 | 0 | 0
3778 | 1175.0134 | 0 | 3076.7255 | 1233.1323 | -1843.5932 | 0 | 0 | 0 | 0 | 0
3779 | 1296.981 | 0 | 2119.5473 | 1361.1332 | -758.4142 | 0 | 0 | 0 | 0 | 0
3780 | 1264.4646 | 0 | 3699.4746 | 1327.0078 | -1888.3791 | 0 | 484.0878 | 0 | 0 | 0
3781 | 1379.1589 | 0 | 3713.5962 | 1447.3749 | -1888.3791 | 0 | 377.8423 | 0 | 0 | 0
3782 | 1238.6166 | 0 | 1983.516 | 1299.8813 | -683.6347 | 0 | 0 | 0 | 0 | 0
3783 | 1071.4449 | 0 | 2629.391 | 1124.4416 | -989.5898 | 0 | 515.3596 | 0 | 0 | 0
3784 | 1163.5669 | 0 | 2083.8026 | 1221.1202 | 0 | 0 | 862.6825 | 0 | 0 | 0
3785 | 930.6139 | 0 | 877.3256 | 877.3256 | 0 | 0 | 0 | 94.638 | 0 | 0
3786 | 930.0798 | 0 | 231.6469 | 231.6469 | 0 | 0 | 0 | 709.351 | 0 | 0
3787 | 892.9213 | 0 | 0 | 0 | 0 | 0 | 0 | 0 | 0 | 937.0873
3788 | 1206.2528 | 0 | 0 | 0 | 0 | 0 | 0 | 0 | 0 | 1265.9175
3789 | 1006.9269 | 0 | 0 | 0 | 0 | 0 | 0 | 0 | 0 | 1056.7323
3790 | 984.8613 | 0 | 0 | 0 | 0 | 0 | 0 | 0 | 0 | 1033.5749
3791 | 1077.5368 | 0 | 0 | 0 | 0 | 0 | 0 | 0 | 0 | 1130.8349
3792 | 956.176 | 0 | 0 | 0 | 0 | 0 | 0 | 956.176 | 0 | 0
3793 | 959.8536 | 0 | 0 | 0 | 0 | 0 | 0 | 959.854 | 0 | 0
3794 | 1045.1739 | 0 | 0 | 0 | 0 | 0 | 0 | 1045.174 | 0 | 0
3795 | 993.6875 | 0 | 0 | 0 | 0 | 0 | 0 | 993.688 | 0 | 0
3796 | 951.0274 | 0 | 0 | 0 | 0 | 0 | 0 | 270.515 | 0 | 714.172
3797 | 970.1509 | 0 | 0 | 0 | 0 | 0 | 0 | 0 | 0 | 1018.1373
3798 | 989.2744 | 0 | 0 | 0 | 0 | 0 | 0 | 0 | 0 | 1038.2062
3799 | 814.7659 | 0 | 435.5543 | 435.5543 | 0 | 0 | 0 | 0 | 0 | 419.5122
3800 | 269.8053 | 0 | 1320.6481 | 283.1503 | -1037.4978 | 0 | 0 | 0 | 0 | 0
3801 | 129.9866 | 0 | 2463.1666 | 136.4165 | -1888.3791 | 0 | 438.3711 | 0 | 0 | 0
3802 | 207.7449 | 0 | 3162.4562 | 218.0196 | -1888.3791 | 0 | 1056.0575 | 0 | 0 | 0
3803 | 159.9664 | 0 | 2776.49 | 167.8784 | -1888.3791 | 0 | 720.2326 | 0 | 0 | 0
3804 | 171.8487 | 0 | 3243.8787 | 180.3491 | -1888.3791 | 0 | 1175.1506 | 0 | 0 | 0
3805 | 132.4947 | 0 | 3120.4829 | 139.0475 | -995.6326 | 0 | 1985.8028 | 0 | 0 | 0
3806 | 124.5833 | 0 | 3378.5017 | 130.7463 | 0 | 0 | 3247.7554 | 0 | 0 | 0
3807 | 178.8941 | 0 | 2528.3141 | 187.7426 | 0 | 0 | 2340.5715 | 0 | 0 | 0
3808 | 197.9358 | 0 | 1940.8406 | 207.7254 | 0 | 0 | 1733.1152 | 0 | 0 | 0
3809 | 169.2818 | 0 | 709.5019 | 177.6551 | 0 | 0 | 531.8467 | 0 | 0 | 0
3810 | 186.6658 | 0 | 210.7195 | 195.899 | 0 | 0 | 14.8205 | 0 | 0 | 0
3811 | 128.716 | 0 | 0 | 0 | 0 | 0 | 0 | 0 | 0 | 135.0826
3812 | 181.6734 | 0 | 0 | 0 | 0 | 0 | 0 | 0 | 0 | 190.659
3813 | 183.1445 | 0 | 0 | 0 | 0 | 0 | 0 | 0 | 0 | 192.2028
3814 | 100.0307 | 0 | 0 | 0 | 0 | 0 | 0 | 0 | 0 | 104.9788
3815 | 90.469 | 0 | 0 | 0 | 0 | 0 | 0 | 0 | 0 | 94.9438
3816 | 94.1466 | 0 | 0 | 0 | 0 | 0 | 0 | 0 | 0 | 98.8038
3817 | 85.3203 | 0 | 0 | 0 | 0 | 0 | 0 | 0 | 0 | 89.5402
3818 | 91.2045 | 0 | 0 | 0 | 0 | 0 | 0 | 0 | 0 | 95.7152
3819 | 86.7914 | 0 | 0 | 0 | 0 | 0 | 0 | 0 | 0 | 91.0839
3820 | 90.469 | 0 | 0 | 0 | 0 | 0 | 0 | 0 | 0 | 94.9438
3821 | 85.3203 | 0 | 0 | 0 | 0 | 0 | 0 | 0 | 0 | 89.5402
3822 | 86.0558 | 0 | 0 | 0 | 0 | 0 | 0 | 0 | 0 | 90.3126
3823 | 73.9979 | 0 | 112.8393 | 77.6581 | -35.1811 | 0 | 0 | 0 | 0 | 0
3824 | 92.8447 | 0 | 362.8465 | 97.4374 | -265.4091 | 0 | 0 | 0 | 0 | 0
3825 | 624.5034 | 0 | 946.7885 | 655.3926 | -291.3959 | 0 | 0 | 0 | 0 | 0
3826 | 1169.1854 | 0 | 1489.3219 | 1227.0161 | -262.3059 | 0 | 0 | 0 | 0 | 0
3827 | 1182.7428 | 0 | 2777.5773 | 1241.2436 | -667.9305 | 0 | 868.4031 | 0 | 0 | 0
3828 | 1218.137 | 0 | 2886.2743 | 1278.3893 | 0 | 0 | 1607.885 | 0 | 0 | 0
3829 | 1041.8558 | 0 | 2870.6782 | 1093.389 | 0 | 0 | 1777.2892 | 0 | 0 | 0
3830 | 1119.2978 | 0 | 1465.1612 | 1174.6615 | 0 | 0 | 290.4997 | 0 | 0 | 0
3831 | 1117.0011 | 0 | 2215.4063 | 1172.2509 | 0 | 0 | 1043.1554 | 0 | 0 | 0
3832 | 1182.9589 | 0 | 1624.2839 | 1241.4714 | 0 | 0 | 382.8125 | 0 | 0 | 0
3833 | 1307.3767 | 0 | 858.8289 | 858.8289 | 0 | 0 | 0 | 266.449 | 0 | 233.5863
3834 | 1228.2872 | 0 | 237.1565 | 237.1565 | 0 | 0 | 0 | 0 | 0 | 1051.8849
3835 | 1151.8243 | 0 | 0 | 0 | 0 | 0 | 0 | 0 | 0 | 1208.7963
3836 | 1090.7762 | 0 | 0 | 0 | 0 | 0 | 0 | 0 | 0 | 1144.7287
3837 | 1351.8858 | 0 | 0 | 0 | 0 | 0 | 0 | 0 | 0 | 1418.7539
3838 | 1092.9827 | 0 | 0 | 0 | 0 | 0 | 0 | 0 | 0 | 1147.0449
3839 | 716.3965 | 0 | 0 | 0 | 0 | 0 | 0 | 0 | 0 | 751.8309
3840 | 1042.2318 | 0 | 0 | 0 | 0 | 0 | 0 | 0 | 0 | 1093.7836
3841 | 806.8654 | 0 | 0 | 0 | 0 | 0 | 0 | 806.865 | 0 | 0
3842 | 816.4272 | 0 | 0 | 0 | 0 | 0 | 0 | 816.427 | 0 | 0
3843 | 912.0448 | 0 | 0 | 0 | 0 | 0 | 0 | 912.045 | 0 | 0
3844 | 945.1432 | 0 | 0 | 0 | 0 | 0 | 0 | 945.143 | 0 | 0
3845 | 937.788 | 0 | 0 | 0 | 0 | 0 | 0 | 937.788 | 0 | 0
3846 | 909.1027 | 0 | 0 | 0 | 0 | 0 | 0 | 909.103 | 0 | 0
3847 | 944.3424 | 0 | 427.2866 | 427.2866 | 0 | 0 | 0 | 0 | 0 | 563.7651
3848 | 881.4527 | 0 | 1310.8356 | 925.052 | -385.7835 | 0 | 0 | 0 | 0 | 0
3849 | 933.853 | 0 | 2026.3813 | 980.0439 | -1046.3374 | 0 | 0 | 0 | 0 | 0
3850 | 994.1031 | 0 | 2693.9214 | 1043.274 | -1650.6474 | 0 | 0 | 0 | 0 | 0
3851 | 1339.2413 | 0 | 2989.5687 | 1405.4835 | -1584.0852 | 0 | 0 | 0 | 0 | 0
3852 | 1246.3699 | 0 | 3266.523 | 1308.0178 | -1888.3791 | 0 | 70.1261 | 0 | 0 | 0
3853 | 1003.5325 | 0 | 3221.7382 | 1053.1694 | -1888.3791 | 0 | 280.1898 | 0 | 0 | 0
3854 | 1101.4945 | 0 | 3040.8801 | 1155.9779 | -1143.0338 | 0 | 741.8683 | 0 | 0 | 0
3855 | 1463.9441 | 0 | 2401.9651 | 1536.3546 | 0 | 0 | 865.6105 | 0 | 0 | 0
3856 | 1017.2747 | 0 | 1640.0342 | 1067.5911 | 0 | 0 | 572.4431 | 0 | 0 | 0
3857 | 1145.9282 | 0 | 237.8513 | 237.8513 | 0 | 0 | 0 | 919.287 | 0 | 0
3858 | 1215.9093 | 0 | 27.8338 | 27.8338 | 0 | 0 | 0 | 334.246 | 0 | 897.4386
3859 | 1031.199 | 0 | 0 | 0 | 0 | 0 | 0 | 0 | 0 | 1082.2049
3860 | 1098.8669 | 0 | 0 | 0 | 0 | 0 | 0 | 0 | 0 | 1153.2199
3861 | 1268.772 | 0 | 0 | 0 | 0 | 0 | 0 | 0 | 0 | 1331.5289
3862 | 1276.1272 | 0 | 0 | 0 | 0 | 0 | 0 | 0 | 0 | 1339.2477
3863 | 1315.8453 | 0 | 0 | 0 | 0 | 0 | 0 | 0 | 0 | 1380.9303
3864 | 1015.0176 | 0 | 0 | 0 | 0 | 0 | 0 | 0 | 0 | 1065.2235
3865 | 1181.9806 | 0 | 0 | 0 | 0 | 0 | 0 | 1181.981 | 0 | 0
3866 | 934.1104 | 0 | 0 | 0 | 0 | 0 | 0 | 934.11 | 0 | 0
3867 | 1097.3959 | 0 | 0 | 0 | 0 | 0 | 0 | 1097.396 | 0 | 0
3868 | 1369.5383 | 0 | 0 | 0 | 0 | 0 | 0 | 1369.538 | 0 | 0
3869 | 1001.0427 | 0 | 0 | 0 | 0 | 0 | 0 | 1001.043 | 0 | 0
3870 | 1035.6122 | 0 | 0 | 0 | 0 | 0 | 0 | 1035.612 | 0 | 0
3871 | 734.6806 | 0 | 406.6385 | 406.6385 | 0 | 0 | 0 | 0 | 0 | 364.3808
3872 | 858.4429 | 0 | 1182.352 | 900.9039 | -281.4481 | 0 | 0 | 0 | 0 | 0
3873 | 945.9468 | 0 | 1827.7642 | 992.7361 | -835.0281 | 0 | 0 | 0 | 0 | 0
3874 | 1313.9909 | 0 | 2372.9065 | 1378.9845 | -993.922 | 0 | 0 | 0 | 0 | 0
3875 | 1203.8265 | 0 | 2796.2766 | 1263.3715 | -1532.905 | 0 | 0 | 0 | 0 | 0
3876 | 1170.5985 | 0 | 3234.7841 | 1228.4989 | -1888.3791 | 0 | 117.9061 | 0 | 0 | 0
3877 | 1180.2871 | 0 | 3169.3574 | 1238.6672 | -1888.3791 | 0 | 42.3112 | 0 | 0 | 0
3878 | 935.0749 | 0 | 2916.0339 | 981.3253 | -1888.3791 | 0 | 46.3296 | 0 | 0 | 0
3879 | 1443.3311 | 0 | 2550.7338 | 1514.7221 | -278.2052 | 0 | 757.8065 | 0 | 0 | 0
3880 | 1115.1485 | 0 | 669.2214 | 669.2214 | 0 | 0 | 0 | 477.468 | 0 | 0
3881 | 1294.3433 | 0 | 382.3948 | 382.3948 | 0 | 0 | 0 | 929.972 | 0 | 0
3882 | 1231.2495 | 0 | 212.3651 | 212.3651 | 0 | 0 | 0 | 1028.893 | 0 | 0
3883 | 1327.6136 | 0 | 0 | 0 | 0 | 0 | 0 | 0 | 0 | 1393.2814
3884 | 1377.629 | 0 | 0 | 0 | 0 | 0 | 0 | 0 | 0 | 1445.7703
3885 | 1547.5341 | 0 | 0 | 0 | 0 | 0 | 0 | 0 | 0 | 1624.0792
3886 | 1445.2968 | 0 | 0 | 0 | 0 | 0 | 0 | 0 | 0 | 1516.7853
3887 | 1164.3282 | 0 | 0 | 0 | 0 | 0 | 0 | 0 | 0 | 1221.9188
3888 | 1151.8243 | 0 | 0 | 0 | 0 | 0 | 0 | 1151.824 | 0 | 0
3889 | 1028.257 | 0 | 0 | 0 | 0 | 0 | 0 | 1028.257 | 0 | 0
3890 | 1179.7741 | 0 | 0 | 0 | 0 | 0 | 0 | 1179.774 | 0 | 0
3891 | 1259.2103 | 0 | 0 | 0 | 0 | 0 | 0 | 1259.21 | 0 | 0
3892 | 1282.0114 | 0 | 0 | 0 | 0 | 0 | 0 | 1282.011 | 0 | 0
3893 | 1181.9806 | 0 | 0 | 0 | 0 | 0 | 0 | 1181.981 | 0 | 0
3894 | 970.8864 | 0 | 0 | 0 | 0 | 0 | 0 | 970.886 | 0 | 0
3895 | 956.4739 | 0 | 438.5379 | 0 | -438.5379 | 0 | 0 | 956.474 | 0 | 0
3896 | 799.5406 | 0 | 1265.9312 | 0 | -1265.9312 | 0 | 0 | 799.541 | 0 | 0
3897 | 1009.7099 | 0 | 1453.595 | 0 | -1453.595 | 0 | 0 | 1009.71 | 0 | 0
3898 | 1208.6635 | 0 | 2387.8729 | 499.4939 | -1888.3791 | 0 | 0 | 732.712 | 0 | 0
3899 | 1010.5833 | 0 | 1724.4635 | 608.3735 | -1116.0899 | 0 | 0 | 430.884 | 0 | 0
3900 | 1237.7156 | 0 | 1505.6725 | 1298.9357 | -206.7368 | 0 | 0 | 0 | 0 | 0
3901 | 1291.5998 | 0 | 2916.0402 | 1355.486 | -1560.5542 | 0 | 0 | 0 | 0 | 0
3902 | 1072.2006 | 0 | 273.6978 | 273.6978 | 0 | 0 | 0 | 811.403 | 0 | 0
3903 | 1315.8048 | 0 | 194.4392 | 194.4392 | 0 | 0 | 0 | 1130.53 | 0 | 0
3904 | 1295.1505 | 0 | 236.7882 | 236.7882 | 0 | 0 | 0 | 1069.523 | 0 | 0
3905 | 1370.3069 | 0 | 120.7743 | 120.7743 | 0 | 0 | 0 | 1255.225 | 0 | 0
3906 | 1281.582 | 0 | 79.5377 | 79.5377 | 0 | 0 | 0 | 1205.793 | 0 | 0
3907 | 1545.3275 | 0 | 0 | 0 | 0 | 0 | 0 | 0 | 0 | 1621.7641
3908 | 1218.0211 | 0 | 0 | 0 | 0 | 0 | 0 | 0 | 0 | 1278.2676
3909 | 1410.7274 | 0 | 0 | 0 | 0 | 0 | 0 | 0 | 0 | 1480.5054
3910 | 1444.5613 | 0 | 0 | 0 | 0 | 0 | 0 | 0 | 0 | 1516.0129
3911 | 1081.9499 | 0 | 0 | 0 | 0 | 0 | 0 | 0 | 0 | 1135.4662
3912 | 1302.6059 | 0 | 0 | 0 | 0 | 0 | 0 | 1302.606 | 0 | 0
3913 | 1140.056 | 0 | 0 | 0 | 0 | 0 | 0 | 1140.056 | 0 | 0
3914 | 1240.0867 | 0 | 0 | 0 | 0 | 0 | 0 | 1240.087 | 0 | 0
3915 | 1393.0749 | 0 | 0 | 0 | 0 | 0 | 0 | 1393.075 | 0 | 0
3916 | 1256.2682 | 0 | 0 | 0 | 0 | 0 | 0 | 1256.268 | 0 | 0
3917 | 1270.2431 | 0 | 0 | 0 | 0 | 0 | 0 | 1270.243 | 0 | 0
3918 | 1252.5906 | 0 | 0 | 0 | 0 | 0 | 0 | 1252.591 | 0 | 0
3919 | 624.6762 | 0 | 234.4762 | 234.4762 | 0 | 0 | 0 | 401.252 | 0 | 0
3920 | 1045.7035 | 0 | 716.5563 | 716.5563 | 0 | 0 | 0 | 362.919 | 0 | 0
3921 | 811.5093 | 0 | 1585.6091 | 851.6495 | -733.9596 | 0 | 0 | 0 | 0 | 0
3922 | 397.7894 | 0 | 2045.1394 | 417.4647 | -1627.6747 | 0 | 0 | 0 | 0 | 0
3923 | 357.9482 | 0 | 2148.1725 | 375.6531 | -1772.5194 | 0 | 0 | 0 | 0 | 0
3924 | 364.5053 | 0 | 2659.8758 | 382.5344 | -1888.3791 | 0 | 388.9624 | 0 | 0 | 0
3925 | 782.6071 | 0 | 2756.5964 | 821.3158 | -1888.3791 | 0 | 46.9015 | 0 | 0 | 0
3926 | 1248.8063 | 0 | 1074.2258 | 1074.2258 | 0 | 0 | 0 | 225.21 | 0 | 0
3927 | 1519.8933 | 0 | 795.1852 | 795.1852 | 0 | 0 | 0 | 762.187 | 0 | 0
3928 | 1361.4245 | 0 | 342.5131 | 342.5131 | 0 | 0 | 0 | 1035.055 | 0 | 0
3929 | 1399.7203 | 0 | 705.579 | 705.579 | 0 | 0 | 0 | 727.396 | 0 | 0
3930 | 1546.8023 | 0 | 296.1111 | 296.1111 | 0 | 0 | 0 | 1264.647 | 0 | 0
3931 | 1616.673 | 0 | 0 | 0 | 0 | 0 | 0 | 0 | 0 | 1696.638
3932 | 1468.8335 | 0 | 0 | 0 | 0 | 0 | 0 | 0 | 0 | 1541.4855
3933 | 1634.3255 | 0 | 0 | 0 | 0 | 0 | 0 | 0 | 0 | 1715.1631
3934 | 1700.5223 | 0 | 0 | 0 | 0 | 0 | 0 | 0 | 0 | 1784.6344
3935 | 1246.7064 | 0 | 0 | 0 | 0 | 0 | 0 | 0 | 0 | 1308.3714
3936 | 1177.5675 | 0 | 0 | 0 | 0 | 0 | 0 | 1177.568 | 0 | 0
3937 | 1148.1467 | 0 | 0 | 0 | 0 | 0 | 0 | 1148.147 | 0 | 0
3938 | 1455.5941 | 0 | 0 | 0 | 0 | 0 | 0 | 1455.594 | 0 | 0
3939 | 1526.204 | 0 | 0 | 0 | 0 | 0 | 0 | 1526.204 | 0 | 0
3940 | 902.483 | 0 | 0 | 0 | 0 | 0 | 0 | 902.483 | 0 | 0
3941 | 1237.1447 | 0 | 0 | 0 | 0 | 0 | 0 | 1237.145 | 0 | 0
3942 | 1238.6157 | 0 | 0 | 0 | 0 | 0 | 0 | 1238.616 | 0 | 0
3943 | 993.8319 | 0 | 263.7069 | 0 | -263.7069 | 0 | 0 | 993.832 | 0 | 0
3944 | 1094.5292 | 0 | 808.3623 | 0 | -808.3623 | 0 | 0 | 1094.529 | 0 | 0
3945 | 975.5698 | 0 | 1338.9843 | 0 | -1338.9843 | 0 | 0 | 975.57 | 0 | 0
3946 | 1525.9328 | 0 | 2007.5644 | 1454.357 | -553.2075 | 0 | 0 | 140.122 | 0 | 0
3947 | 1595.194 | 0 | 2553.7531 | 1674.0966 | -879.6565 | 0 | 0 | 0 | 0 | 0
3948 | 1689.2072 | 0 | 2347.3311 | 1772.7597 | -574.5714 | 0 | 0 | 0 | 0 | 0
3949 | 1412.9376 | 0 | 2257.5108 | 1482.8247 | -774.6861 | 0 | 0 | 0 | 0 | 0
3950 | 1322.0172 | 0 | 2598.1223 | 1387.4086 | -1210.7137 | 0 | 0 | 0 | 0 | 0
3951 | 1567.5485 | 0 | 2503.5772 | 1645.0842 | -858.493 | 0 | 0 | 0 | 0 | 0
3952 | 1329.2253 | 0 | 1818.7052 | 1394.9721 | -423.7332 | 0 | 0 | 0 | 0 | 0
3953 | 1391.3492 | 0 | 638.8436 | 638.8436 | 0 | 0 | 0 | 782.615 | 0 | 0
3954 | 1660.1588 | 0 | 201.6784 | 201.6784 | 0 | 0 | 0 | 1467.985 | 0 | 0
3955 | 1308.4901 | 0 | 0 | 0 | 0 | 0 | 0 | 0 | 0 | 1373.2115
3956 | 1471.04 | 0 | 0 | 0 | 0 | 0 | 0 | 0 | 0 | 1543.8016
3957 | 1597.5495 | 0 | 0 | 0 | 0 | 0 | 0 | 0 | 0 | 1676.5681
3958 | 1294.5152 | 0 | 0 | 0 | 0 | 0 | 0 | 0 | 0 | 1358.5452
3959 | 1450.4455 | 0 | 0 | 0 | 0 | 0 | 0 | 0 | 0 | 1522.1879
3960 | 1306.2835 | 0 | 0 | 0 | 0 | 0 | 0 | 1306.284 | 0 | 0
3961 | 956.176 | 0 | 0 | 0 | 0 | 0 | 0 | 956.176 | 0 | 0
3962 | 976.035 | 0 | 0 | 0 | 0 | 0 | 0 | 976.035 | 0 | 0
3963 | 779.6512 | 0 | 0 | 0 | 0 | 0 | 0 | 779.651 | 0 | 0
3964 | 1012.811 | 0 | 0 | 0 | 0 | 0 | 0 | 1012.811 | 0 | 0
3965 | 668.5877 | 0 | 0 | 0 | 0 | 0 | 0 | 668.588 | 0 | 0
3966 | 831.1376 | 0 | 0 | 0 | 0 | 0 | 0 | 831.138 | 0 | 0
3967 | 843.9182 | 0 | 226.155 | 226.155 | 0 | 0 | 0 | 628.423 | 0 | 0
3968 | 837.4805 | 0 | 690.1844 | 690.1844 | 0 | 0 | 0 | 179.825 | 0 | 0
3969 | 846.0043 | 0 | 1292.3273 | 887.8507 | -404.4766 | 0 | 0 | 0 | 0 | 0
3970 | 975.8383 | 0 | 1845.0541 | 1024.1066 | -820.9474 | 0 | 0 | 0 | 0 | 0
3971 | 936.9532 | 0 | 2758.5935 | 983.2972 | -1775.2963 | 0 | 0 | 0 | 0 | 0
3972 | 911.1879 | 0 | 2350.8321 | 956.2578 | -1394.5743 | 0 | 0 | 0 | 0 | 0
3973 | 1051.1298 | 0 | 2113.1225 | 1103.1217 | -1010.0008 | 0 | 0 | 0 | 0 | 0
3974 | 1012.9324 | 0 | 1900.2338 | 1063.0344 | -837.1994 | 0 | 0 | 0 | 0 | 0
3975 | 1027.0912 | 0 | 2070.0431 | 1077.8937 | -992.1494 | 0 | 0 | 0 | 0 | 0
3976 | 478.6691 | 0 | 1059.9909 | 502.3453 | -557.6457 | 0 | 0 | 0 | 0 | 0
3977 | 176.7969 | 0 | 770.525 | 185.5419 | -584.9831 | 0 | 0 | 0 | 0 | 0
3978 | 236.4577 | 0 | 154.2427 | 154.2427 | 0 | 0 | 0 | 0 | 0 | 93.9112
3979 | 138.2778 | 0 | 0 | 0 | 0 | 0 | 0 | 0 | 0 | 145.1176
3980 | 145.633 | 0 | 0 | 0 | 0 | 0 | 0 | 0 | 0 | 152.8364
3981 | 115.4766 | 0 | 0 | 0 | 0 | 0 | 0 | 0 | 0 | 121.1888
3982 | 110.328 | 0 | 0 | 0 | 0 | 0 | 0 | 0 | 0 | 115.7851
3983 | 105.9149 | 0 | 0 | 0 | 0 | 0 | 0 | 0 | 0 | 111.1538
3984 | 106.6504 | 0 | 0 | 0 | 0 | 0 | 0 | 0 | 0 | 111.9252
3985 | 98.5597 | 0 | 0 | 0 | 0 | 0 | 0 | 0 | 0 | 103.435
3986 | 108.1214 | 0 | 0 | 0 | 0 | 0 | 0 | 0 | 0 | 113.469
3987 | 88.9979 | 0 | 0 | 0 | 0 | 0 | 0 | 0 | 0 | 93.4001
3988 | 94.8821 | 0 | 0 | 0 | 0 | 0 | 0 | 0 | 0 | 99.5751
3989 | 88.9979 | 0 | 0 | 0 | 0 | 0 | 0 | 0 | 0 | 93.4001
3990 | 93.411 | 0 | 0 | 0 | 0 | 0 | 0 | 0 | 0 | 98.0314
3991 | 80.6148 | 0 | 126.7594 | 84.6024 | -42.1569 | 0 | 0 | 0 | 0 | 0
3992 | 145.6072 | 0 | 398.9354 | 152.8091 | -246.1263 | 0 | 0 | 0 | 0 | 0
3993 | 662.3137 | 0 | 1185.7459 | 695.0738 | -490.6721 | 0 | 0 | 0 | 0 | 0
3994 | 881.3451 | 0 | 2218.5862 | 924.9387 | -1293.6475 | 0 | 0 | 0 | 0 | 0
3995 | 1021.1849 | 0 | 2113.2002 | 1071.6956 | -754.0526 | 0 | 287.452 | 0 | 0 | 0
3996 | 1073.9732 | 0 | 2829.9234 | 1127.0957 | 0 | 0 | 1702.8277 | 0 | 0 | 0
3997 | 1076.9171 | 0 | 1687.8267 | 1130.1842 | 0 | 0 | 557.6425 | 0 | 0 | 0
3998 | 1076.9383 | 0 | 259.891 | 259.891 | 0 | 0 | 0 | 829.297 | 0 | 0
3999 | 1164.3879 | 0 | 174.873 | 174.873 | 0 | 0 | 0 | 997.757 | 0 | 0
4000 | 1132.1777 | 0 | 102.0456 | 102.0456 | 0 | 0 | 0 | 1034.941 | 0 | 0
4001 | 1128.9285 | 0 | 466.2826 | 466.2826 | 0 | 0 | 0 | 684.622 | 0 | 0
4002 | 1028.4225 | 0 | 202.4812 | 202.4812 | 0 | 0 | 0 | 835.484 | 0 | 0
4003 | 1248.913 | 0 | 0 | 0 | 0 | 0 | 0 | 0 | 0 | 1310.6876
4004 | 980.4482 | 0 | 0 | 0 | 0 | 0 | 0 | 0 | 0 | 1028.9436
4005 | 989.2744 | 0 | 0 | 0 | 0 | 0 | 0 | 0 | 0 | 1038.2062
4006 | 925.2842 | 0 | 0 | 0 | 0 | 0 | 0 | 0 | 0 | 971.051
4007 | 992.2165 | 0 | 0 | 0 | 0 | 0 | 0 | 0 | 0 | 1041.2937
4008 | 1404.8432 | 0 | 0 | 0 | 0 | 0 | 0 | 1404.843 | 0 | 0
4009 | 1122.4035 | 0 | 0 | 0 | 0 | 0 | 0 | 1122.404 | 0 | 0
4010 | 848.7901 | 0 | 0 | 0 | 0 | 0 | 0 | 848.79 | 0 | 0
4011 | 1120.197 | 0 | 0 | 0 | 0 | 0 | 0 | 1120.197 | 0 | 0
4012 | 1104.0155 | 0 | 0 | 0 | 0 | 0 | 0 | 1104.016 | 0 | 0
4013 | 823.7824 | 0 | 0 | 0 | 0 | 0 | 0 | 823.782 | 0 | 0
4014 | 1180.5096 | 0 | 0 | 0 | 0 | 0 | 0 | 1180.51 | 0 | 0
4015 | 1004.4362 | 0 | 172.05 | 172.05 | 0 | 0 | 0 | 755.949 | 0 | 88.7279
4016 | 1200.8854 | 0 | 540.0252 | 540.0252 | 0 | 0 | 0 | 0 | 0 | 720.2588
4017 | 1296.0874 | 0 | 1345.7187 | 1345.7187 | 0 | 0 | 0 | 0 | 0 | 14.4773
4018 | 905.5732 | 0 | 1871.2476 | 950.3661 | -920.8815 | 0 | 0 | 0 | 0 | 0
4019 | 1261.7184 | 0 | 2838.8806 | 1324.127 | -1514.7535 | 0 | 0 | 0 | 0 | 0
4020 | 1336.4693 | 0 | 3173.613 | 1402.5744 | -1771.0386 | 0 | 0 | 0 | 0 | 0
4021 | 1087.4829 | 0 | 3080.3336 | 1141.2718 | -1888.3791 | 0 | 50.6828 | 0 | 0 | 0
4022 | 1175.372 | 0 | 2053.5739 | 1233.5091 | -820.0648 | 0 | 0 | 0 | 0 | 0
4023 | 1147.4094 | 0 | 621.411 | 621.411 | 0 | 0 | 0 | 555.286 | 0 | 0
4024 | 998.7939 | 0 | 343.9215 | 343.9215 | 0 | 0 | 0 | 671.082 | 0 | 0
4025 | 1349.1184 | 0 | 277.139 | 277.139 | 0 | 0 | 0 | 1085.041 | 0 | 0
4026 | 1296.8027 | 0 | 67.2286 | 67.2286 | 0 | 0 | 0 | 1232.743 | 0 | 0
4027 | 1050.3226 | 0 | 0 | 0 | 0 | 0 | 0 | 0 | 0 | 1102.2748
4028 | 905.4251 | 0 | 0 | 0 | 0 | 0 | 0 | 0 | 0 | 950.2098
4029 | 1113.5773 | 0 | 0 | 0 | 0 | 0 | 0 | 0 | 0 | 1168.6575
4030 | 1034.8766 | 0 | 0 | 0 | 0 | 0 | 0 | 0 | 0 | 1086.0648
4031 | 1276.8627 | 0 | 0 | 0 | 0 | 0 | 0 | 0 | 0 | 1340.0201
4032 | 906.1606 | 0 | 0 | 0 | 0 | 0 | 0 | 3.847 | 0 | 946.9438
4033 | 1189.3358 | 0 | 0 | 0 | 0 | 0 | 0 | 1189.336 | 0 | 0
4034 | 1040.0253 | 0 | 0 | 0 | 0 | 0 | 0 | 1040.025 | 0 | 0
4035 | 1162.8571 | 0 | 0 | 0 | 0 | 0 | 0 | 1162.857 | 0 | 0
4036 | 711.9834 | 0 | 0 | 0 | 0 | 0 | 0 | 711.983 | 0 | 0
4037 | 1019.4307 | 0 | 0 | 0 | 0 | 0 | 0 | 1019.431 | 0 | 0
4038 | 675.2074 | 0 | 0 | 0 | 0 | 0 | 0 | 675.207 | 0 | 0
4039 | 747.1449 | 0 | 258.7555 | 258.7555 | 0 | 0 | 0 | 0 | 0 | 525.3453
4040 | 1067.6514 | 0 | 803.0478 | 803.0478 | 0 | 0 | 0 | 0 | 0 | 317.4121
4041 | 1143.193 | 0 | 1797.6708 | 1199.7384 | -597.9324 | 0 | 0 | 0 | 0 | 0
4042 | 1219.8369 | 0 | 2077.5027 | 1280.1734 | -797.3293 | 0 | 0 | 0 | 0 | 0
4043 | 1490.4715 | 0 | 2242.5097 | 1564.1948 | -678.315 | 0 | 0 | 0 | 0 | 0
4044 | 1150.4507 | 0 | 2694.8481 | 1207.3544 | -1487.4937 | 0 | 0 | 0 | 0 | 0
4045 | 1240.471 | 0 | 2974.4124 | 1301.828 | -1672.5843 | 0 | 0 | 0 | 0 | 0
4046 | 1223.9724 | 0 | 2973.4553 | 1284.513 | -1688.9423 | 0 | 0 | 0 | 0 | 0
4047 | 1179.3466 | 0 | 2048.4557 | 1237.6796 | -810.7761 | 0 | 0 | 0 | 0 | 0
4048 | 1321.3359 | 0 | 1929.816 | 1386.6929 | -543.1232 | 0 | 0 | 0 | 0 | 0
4049 | 1489.5089 | 0 | 310.1078 | 310.1078 | 0 | 0 | 0 | 1194.016 | 0 | 0
4050 | 1368.6657 | 0 | 53.9319 | 53.9319 | 0 | 0 | 0 | 975.908 | 0 | 358.253
4051 | 1199.6331 | 0 | 0 | 0 | 0 | 0 | 0 | 0 | 0 | 1258.9701
4052 | 1119.4615 | 0 | 0 | 0 | 0 | 0 | 0 | 0 | 0 | 1174.8326
4053 | 1075.3302 | 0 | 0 | 0 | 0 | 0 | 0 | 0 | 0 | 1128.5187
4054 | 1176.832 | 0 | 0 | 0 | 0 | 0 | 0 | 0 | 0 | 1235.0413
4055 | 1138.585 | 0 | 0 | 0 | 0 | 0 | 0 | 0 | 0 | 1194.9025
4056 | 1338.6464 | 0 | 0 | 0 | 0 | 0 | 0 | 0 | 0 | 1404.8591
4057 | 1243.0288 | 0 | 0 | 0 | 0 | 0 | 0 | 1243.029 | 0 | 0
4058 | 1127.5522 | 0 | 0 | 0 | 0 | 0 | 0 | 1127.552 | 0 | 0
4059 | 1088.5696 | 0 | 0 | 0 | 0 | 0 | 0 | 1088.57 | 0 | 0
4060 | 1187.8648 | 0 | 0 | 0 | 0 | 0 | 0 | 1187.865 | 0 | 0
4061 | 1379.1 | 0 | 0 | 0 | 0 | 0 | 0 | 1379.1 | 0 | 0
4062 | 1313.6387 | 0 | 0 | 0 | 0 | 0 | 0 | 1313.639 | 0 | 0
4063 | 1192.7735 | 0 | 392.9745 | 392.9745 | 0 | 0 | 0 | 0 | 0 | 858.7974
4064 | 1204.4444 | 0 | 1332.0127 | 1264.0201 | -67.9926 | 0 | 0 | 0 | 0 | 0
4065 | 914.0068 | 0 | 1474.3146 | 959.2163 | -515.0983 | 0 | 0 | 0 | 0 | 0
4066 | 1054.7081 | 0 | 3189.7023 | 1106.8767 | -1888.3791 | 0 | 194.4465 | 0 | 0 | 0
4067 | 1164.4744 | 0 | 3022.7758 | 1222.072 | -1800.7038 | 0 | 0 | 0 | 0 | 0
4068 | 1401.6253 | 0 | 3295.8313 | 1470.9532 | -1824.8782 | 0 | 0 | 0 | 0 | 0
4069 | 1428.7283 | 0 | 3247.8425 | 1499.3967 | -1748.4458 | 0 | 0 | 0 | 0 | 0
4070 | 1276.9675 | 0 | 3054.0572 | 1340.1303 | -1713.9269 | 0 | 0 | 0 | 0 | 0
4071 | 1519.5135 | 0 | 2684.9286 | 1594.6733 | -27.2199 | 0 | 1063.0354 | 0 | 0 | 0
4072 | 1443.7099 | 0 | 2294.0405 | 1515.1198 | 0 | 0 | 778.9207 | 0 | 0 | 0
4073 | 1342.0133 | 0 | 1116.8414 | 1116.8414 | 0 | 0 | 0 | 277.81 | 0 | 0
4074 | 1332.7466 | 0 | 265.8048 | 265.8048 | 0 | 0 | 0 | 1079.47 | 0 | 0
4075 | 1262.1523 | 0 | 0 | 0 | 0 | 0 | 0 | 0 | 0 | 1324.5815
4076 | 1451.9165 | 0 | 0 | 0 | 0 | 0 | 0 | 0 | 0 | 1523.7317
4077 | 1443.0903 | 0 | 0 | 0 | 0 | 0 | 0 | 0 | 0 | 1514.4691
4078 | 1423.9667 | 0 | 0 | 0 | 0 | 0 | 0 | 0 | 0 | 1494.4003
4079 | 1318.0519 | 0 | 0 | 0 | 0 | 0 | 0 | 0 | 0 | 1383.2464
4080 | 1204.7818 | 0 | 0 | 0 | 0 | 0 | 0 | 1204.782 | 0 | 0
4081 | 1000.3072 | 0 | 0 | 0 | 0 | 0 | 0 | 1000.307 | 0 | 0
4082 | 1279.8048 | 0 | 0 | 0 | 0 | 0 | 0 | 1279.805 | 0 | 0
4083 | 1320.9939 | 0 | 0 | 0 | 0 | 0 | 0 | 1320.994 | 0 | 0
4084 | 1414.405 | 0 | 0 | 0 | 0 | 0 | 0 | 1414.405 | 0 | 0
4085 | 1349.6792 | 0 | 0 | 0 | 0 | 0 | 0 | 1349.679 | 0 | 0
4086 | 1217.2856 | 0 | 0 | 0 | 0 | 0 | 0 | 1217.286 | 0 | 0
4087 | 842.1704 | 0 | 307.7843 | 307.7843 | 0 | 0 | 0 | 548.892 | 0 | 0
4088 | 1414.8031 | 0 | 938.693 | 938.693 | 0 | 0 | 0 | 520.352 | 0 | 0
4089 | 1229.2948 | 0 | 2484.4917 | 1290.0993 | -1194.3925 | 0 | 0 | 0 | 0 | 0
4090 | 1233.0561 | 0 | 3250.993 | 1294.0463 | -1888.3791 | 0 | 68.5677 | 0 | 0 | 0
4091 | 1290.0993 | 0 | 2864.5095 | 1353.9118 | -1510.5977 | 0 | 0 | 0 | 0 | 0
4092 | 1374.5232 | 0 | 1471.4023 | 1442.5106 | -28.8917 | 0 | 0 | 0 | 0 | 0
4093 | 1301.6783 | 0 | 3136.78 | 1366.0625 | -1770.7175 | 0 | 0 | 0 | 0 | 0
4094 | 1473.8341 | 0 | 618.1724 | 618.1724 | 0 | 0 | 0 | 884.797 | 0 | 0
4095 | 1200.2556 | 0 | 1256.7064 | 1256.7064 | 0 | 0 | 0 | 2.779 | 0 | 0
4096 | 1652.6215 | 0 | 167.2948 | 167.2948 | 0 | 0 | 0 | 1493.211 | 0 | 0
4097 | 1554.1529 | 0 | 130.1649 | 130.1649 | 0 | 0 | 0 | 1430.122 | 0 | 0
4098 | 1601.1342 | 0 | 32.8083 | 32.8083 | 0 | 0 | 0 | 1569.872 | 0 | 0
4099 | 1579.897 | 0 | 0 | 0 | 0 | 0 | 0 | 0 | 0 | 1658.043
4100 | 1123.8746 | 0 | 0 | 0 | 0 | 0 | 0 | 0 | 0 | 1179.4649
4101 | 1184.1872 | 0 | 0 | 0 | 0 | 0 | 0 | 0 | 0 | 1242.7601
4102 | 1214.3435 | 0 | 0 | 0 | 0 | 0 | 0 | 0 | 0 | 1274.4087
4103 | 1265.0944 | 0 | 0 | 0 | 0 | 0 | 0 | 0 | 0 | 1327.669
4104 | 1221.6987 | 0 | 0 | 0 | 0 | 0 | 0 | 1221.699 | 0 | 0
4105 | 1285.689 | 0 | 0 | 0 | 0 | 0 | 0 | 1285.689 | 0 | 0
4106 | 1382.7776 | 0 | 0 | 0 | 0 | 0 | 0 | 1382.778 | 0 | 0
4107 | 1180.5096 | 0 | 0 | 0 | 0 | 0 | 0 | 1180.51 | 0 | 0
4108 | 1251.1195 | 0 | 0 | 0 | 0 | 0 | 0 | 1251.12 | 0 | 0
4109 | 1314.3743 | 0 | 0 | 0 | 0 | 0 | 0 | 1314.374 | 0 | 0
4110 | 1123.8746 | 0 | 0 | 0 | 0 | 0 | 0 | 1123.875 | 0 | 0
4111 | 1094.6009 | 0 | 403.3159 | 403.3159 | 0 | 0 | 0 | 710.294 | 0 | 0
4112 | 1132.8406 | 0 | 1032.0028 | 1032.0028 | 0 | 0 | 0 | 149.478 | 0 | 0
4113 | 1145.5301 | 0 | 1308.107 | 1202.191 | -105.916 | 0 | 0 | 0 | 0 | 0
4114 | 1243.3736 | 0 | 2476.753 | 1304.8736 | -1171.8794 | 0 | 0 | 0 | 0 | 0
4115 | 952.8174 | 0 | 2884.6581 | 999.947 | -1884.7112 | 0 | 0 | 0 | 0 | 0
4116 | 1336.7828 | 0 | 2581.6048 | 1402.9039 | -1178.7009 | 0 | 0 | 0 | 0 | 0
4117 | 1269.4781 | 0 | 2885.9059 | 1332.2698 | -1553.6361 | 0 | 0 | 0 | 0 | 0
4118 | 1515.3156 | 0 | 2855.5397 | 1590.2666 | -1265.2732 | 0 | 0 | 0 | 0 | 0
4119 | 1178.0217 | 0 | 2446.1202 | 1236.2902 | -1209.83 | 0 | 0 | 0 | 0 | 0
4120 | 1291.1281 | 0 | 838.9363 | 838.9363 | 0 | 0 | 0 | 491.733 | 0 | 0
4121 | 1202.7821 | 0 | 955.7163 | 955.7163 | 0 | 0 | 0 | 292.11 | 0 | 0
4122 | 1153.1952 | 0 | 124.1745 | 124.1745 | 0 | 0 | 0 | 1034.874 | 0 | 0
4123 | 1228.3184 | 0 | 0 | 0 | 0 | 0 | 0 | 0 | 0 | 1289.0739
4124 | 785.5354 | 0 | 0 | 0 | 0 | 0 | 0 | 0 | 0 | 824.3897
4125 | 1207.7239 | 0 | 0 | 0 | 0 | 0 | 0 | 0 | 0 | 1267.4613
4126 | 1132.7008 | 0 | 0 | 0 | 0 | 0 | 0 | 0 | 0 | 1188.7275
4127 | 1078.2723 | 0 | 0 | 0 | 0 | 0 | 0 | 0 | 0 | 1131.6062
4128 | 1233.4671 | 0 | 0 | 0 | 0 | 0 | 0 | 1233.467 | 0 | 0
4129 | 1003.9848 | 0 | 0 | 0 | 0 | 0 | 0 | 1003.985 | 0 | 0
4130 | 1147.4112 | 0 | 0 | 0 | 0 | 0 | 0 | 1147.411 | 0 | 0
4131 | 1050.3226 | 0 | 0 | 0 | 0 | 0 | 0 | 1050.323 | 0 | 0
4132 | 1001.0427 | 0 | 0 | 0 | 0 | 0 | 0 | 1001.043 | 0 | 0
4133 | 899.541 | 0 | 0 | 0 | 0 | 0 | 0 | 899.541 | 0 | 0
4134 | 956.9115 | 0 | 0 | 0 | 0 | 0 | 0 | 297.177 | 0 | 692.3673
4135 | 789.213 | 0 | 185.5125 | 185.5125 | 0 | 0 | 0 | 0 | 0 | 642.7371
4136 | 1053.7961 | 0 | 587.0747 | 587.0747 | 0 | 0 | 0 | 0 | 0 | 518.8449
4137 | 1095.8283 | 0 | 1522.2079 | 1150.0306 | -372.1773 | 0 | 0 | 0 | 0 | 0
4138 | 1072.8488 | 0 | 2027.7246 | 1125.915 | -901.8096 | 0 | 0 | 0 | 0 | 0
4139 | 1035.489 | 0 | 2046.0188 | 1086.7071 | -959.3118 | 0 | 0 | 0 | 0 | 0
4140 | 1331.4199 | 0 | 546.5749 | 546.5749 | 0 | 0 | 0 | 0 | 0 | 850.7008
4141 | 846.3463 | 0 | 603.355 | 603.355 | 0 | 0 | 0 | 0 | 0 | 284.8546
4142 | 916.9976 | 0 | 1239.9402 | 962.3552 | -277.585 | 0 | 0 | 0 | 0 | 0
4143 | 791.3395 | 0 | 190.6895 | 190.6895 | 0 | 0 | 0 | 0 | 0 | 639.7923
4144 | 216.0103 | 0 | 101.0475 | 101.0475 | 0 | 0 | 0 | 0 | 0 | 125.6469
4145 | 168.3081 | 0 | 152.5195 | 152.5195 | 0 | 0 | 0 | 0 | 0 | 24.1135
4146 | 126.4653 | 0 | 16.0599 | 16.0599 | 0 | 0 | 0 | 0 | 0 | 116.6614
4147 | 136.0712 | 0 | 0 | 0 | 0 | 0 | 0 | 0 | 0 | 142.8014
4148 | 92.6755 | 0 | 0 | 0 | 0 | 0 | 0 | 0 | 0 | 97.26
4149 | 88.2624 | 0 | 0 | 0 | 0 | 0 | 0 | 0 | 0 | 92.6277
4150 | 94.1466 | 0 | 0 | 0 | 0 | 0 | 0 | 0 | 0 | 98.8038
4151 | 83.8493 | 0 | 0 | 0 | 0 | 0 | 0 | 0 | 0 | 87.9964
4152 | 91.94 | 0 | 0 | 0 | 0 | 0 | 0 | 0 | 0 | 96.4876
4153 | 82.3782 | 0 | 0 | 0 | 0 | 0 | 0 | 82.378 | 0 | 0
4154 | 88.2624 | 0 | 0 | 0 | 0 | 0 | 0 | 88.262 | 0 | 0
4155 | 82.3782 | 0 | 0 | 0 | 0 | 0 | 0 | 82.378 | 0 | 0
4156 | 82.3782 | 0 | 0 | 0 | 0 | 0 | 0 | 82.378 | 0 | 0
4157 | 83.8493 | 0 | 0 | 0 | 0 | 0 | 0 | 83.849 | 0 | 0
4158 | 84.5848 | 0 | 0 | 0 | 0 | 0 | 0 | 84.585 | 0 | 0
4159 | 66.9323 | 0 | 126.7594 | 70.2426 | -56.5167 | 0 | 0 | 0 | 0 | 0
4160 | 82.3874 | 0 | 679.1829 | 86.4621 | -592.7208 | 0 | 0 | 0 | 0 | 0
4161 | 584.9195 | 0 | 1369.9329 | 613.8517 | -756.0812 | 0 | 0 | 0 | 0 | 0
4162 | 1157.201 | 0 | 1604.7943 | 1214.4393 | -390.355 | 0 | 0 | 0 | 0 | 0
4163 | 1150.5013 | 0 | 2362.6953 | 1207.4079 | -1155.2874 | 0 | 0 | 0 | 0 | 0
4164 | 990.4614 | 0 | 2873.6146 | 1039.4519 | -1834.1628 | 0 | 0 | 0 | 0 | 0
4165 | 1247.0319 | 0 | 3354.0072 | 1308.7125 | -1888.3791 | 0 | 156.9157 | 0 | 0 | 0
4166 | 1015.0755 | 0 | 3629.5898 | 1065.2844 | -1888.3791 | 0 | 675.9264 | 0 | 0 | 0
4167 | 1035.2371 | 0 | 2492.8066 | 1086.4426 | -1024.7636 | 0 | 381.6004 | 0 | 0 | 0
4168 | 965.4739 | 0 | 1841.2141 | 1013.229 | 0 | 0 | 827.9851 | 0 | 0 | 0
4169 | 874.7245 | 0 | 818.0142 | 818.0142 | 0 | 0 | 0 | 95.264 | 0 | 0
4170 | 1044.9992 | 0 | 180.5789 | 180.5789 | 0 | 0 | 0 | 872.931 | 0 | 0
4171 | 962.7957 | 0 | 0 | 0 | 0 | 0 | 0 | 0 | 0 | 1010.4185
4172 | 1037.8187 | 0 | 0 | 0 | 0 | 0 | 0 | 0 | 0 | 1089.1523
4173 | 715.661 | 0 | 0 | 0 | 0 | 0 | 0 | 0 | 0 | 751.0595
4174 | 1001.7782 | 0 | 0 | 0 | 0 | 0 | 0 | 0 | 0 | 1051.3286
4175 | 876.0043 | 0 | 0 | 0 | 0 | 0 | 0 | 0 | 0 | 919.3335
4176 | 918.6645 | 0 | 0 | 0 | 0 | 0 | 0 | 918.664 | 0 | 0
4177 | 882.624 | 0 | 0 | 0 | 0 | 0 | 0 | 882.624 | 0 | 0
4178 | 1200.3686 | 0 | 0 | 0 | 0 | 0 | 0 | 1200.369 | 0 | 0
4179 | 1074.5947 | 0 | 0 | 0 | 0 | 0 | 0 | 1074.595 | 0 | 0
4180 | 1248.913 | 0 | 0 | 0 | 0 | 0 | 0 | 1248.913 | 0 | 0
4181 | 1179.0386 | 0 | 0 | 0 | 0 | 0 | 0 | 1179.039 | 0 | 0
4182 | 1068.7106 | 0 | 0 | 0 | 0 | 0 | 0 | 1068.711 | 0 | 0
4183 | 955.4405 | 0 | 324.4204 | 324.4204 | 0 | 0 | 0 | 646.31 | 0 | 0
4184 | 993.9174 | 0 | 996.5908 | 996.5908 | 0 | 0 | 0 | 44.298 | 0 | 0
4185 | 746.5353 | 0 | 1232.5698 | 783.4606 | -449.1092 | 0 | 0 | 0 | 0 | 0
4186 | 1054.2475 | 0 | 325.7994 | 325.7994 | 0 | 0 | 0 | 743.803 | 0 | 0
4187 | 1269.1333 | 0 | 1962.0954 | 1331.9077 | -630.1877 | 0 | 0 | 0 | 0 | 0
4188 | 1079.2074 | 0 | 1977.8164 | 1132.5875 | -845.2289 | 0 | 0 | 0 | 0 | 0
4189 | 1049.5751 | 0 | 1273.0339 | 1101.4898 | -171.5441 | 0 | 0 | 0 | 0 | 0
4190 | 1119.0192 | 0 | 906.0211 | 906.0211 | 0 | 0 | 0 | 255.7 | 0 | 0
4191 | 1490.9597 | 0 | 918.0039 | 918.0039 | 0 | 0 | 0 | 616.223 | 0 | 0
4192 | 567.8021 | 0 | 1055.7889 | 595.887 | -459.9018 | 0 | 0 | 0 | 0 | 0
4193 | 1329.9719 | 0 | 1085.8098 | 1085.8098 | 0 | 0 | 0 | 295.338 | 0 | 0
4194 | 1208.3058 | 0 | 263.9147 | 263.9147 | 0 | 0 | 0 | 956.83 | 0 | 0
4195 | 1031.9346 | 0 | 0 | 0 | 0 | 0 | 0 | 0 | 0 | 1082.9773
4196 | 898.0699 | 0 | 0 | 0 | 0 | 0 | 0 | 0 | 0 | 942.491
4197 | 1109.1642 | 0 | 0 | 0 | 0 | 0 | 0 | 0 | 0 | 1164.0263
4198 | 1198.8976 | 0 | 0 | 0 | 0 | 0 | 0 | 0 | 0 | 1258.1987
4199 | 1042.9674 | 0 | 0 | 0 | 0 | 0 | 0 | 0 | 0 | 1094.555
4200 | 873.0622 | 0 | 0 | 0 | 0 | 0 | 0 | 873.062 | 0 | 0
4201 | 1123.8746 | 0 | 0 | 0 | 0 | 0 | 0 | 1123.875 | 0 | 0
4202 | 782.5933 | 0 | 0 | 0 | 0 | 0 | 0 | 782.593 | 0 | 0
4203 | 1155.5019 | 0 | 0 | 0 | 0 | 0 | 0 | 1155.502 | 0 | 0
4204 | 1004.7203 | 0 | 0 | 0 | 0 | 0 | 0 | 1004.72 | 0 | 0
4205 | 945.8787 | 0 | 0 | 0 | 0 | 0 | 0 | 945.879 | 0 | 0
4206 | 1001.0427 | 0 | 0 | 0 | 0 | 0 | 0 | 1001.043 | 0 | 0
4207 | 1244.4999 | 0 | 376.1117 | 376.1117 | 0 | 0 | 0 | 364.584 | 0 | 547.3273
4208 | 641.0608 | 0 | 1059.3308 | 672.7696 | -386.5612 | 0 | 0 | 0 | 0 | 0
4209 | 822.6911 | 0 | 2385.2094 | 863.3835 | -1521.8259 | 0 | 0 | 0 | 0 | 0
4210 | 1162.7946 | 0 | 3126.1594 | 1220.31 | -1888.3791 | 0 | 17.4704 | 0 | 0 | 0
4211 | 1141.8157 | 0 | 2834.518 | 1198.2933 | -1636.2246 | 0 | 0 | 0 | 0 | 0
4212 | 1203.114 | 0 | 2929.1816 | 1262.6233 | -1666.5583 | 0 | 0 | 0 | 0 | 0
4213 | 999.0366 | 0 | 2862.2448 | 1048.4521 | -1813.7927 | 0 | 0 | 0 | 0 | 0
4214 | 1206.6721 | 0 | 2685.0472 | 1266.3573 | -673.3027 | 0 | 745.3872 | 0 | 0 | 0
4215 | 1353.2033 | 0 | 2116.6655 | 1420.1371 | 0 | 0 | 696.5284 | 0 | 0 | 0
4216 | 1525.3618 | 0 | 2164.5945 | 1600.8105 | 0 | 0 | 563.784 | 0 | 0 | 0
4217 | 1270.7349 | 0 | 791.4943 | 791.4943 | 0 | 0 | 0 | 369.199 | 0 | 154.6352
4218 | 1248.3052 | 0 | 248.9074 | 248.9074 | 0 | 0 | 0 | 0 | 0 | 1061.1432
4219 | 1187.8648 | 0 | 0 | 0 | 0 | 0 | 0 | 0 | 0 | 1246.62
4220 | 1119.4615 | 0 | 0 | 0 | 0 | 0 | 0 | 0 | 0 | 1174.8326
4221 | 1184.1872 | 0 | 0 | 0 | 0 | 0 | 0 | 0 | 0 | 1242.7601
4222 | 1246.7064 | 0 | 0 | 0 | 0 | 0 | 0 | 0 | 0 | 1308.3714
4223 | 890.7147 | 0 | 0 | 0 | 0 | 0 | 0 | 0 | 0 | 934.7722
4224 | 1162.1216 | 0 | 0 | 0 | 0 | 0 | 0 | 0 | 0 | 1219.6037
4225 | 1210.6659 | 0 | 0 | 0 | 0 | 0 | 0 | 1210.666 | 0 | 0
4226 | 1075.3302 | 0 | 0 | 0 | 0 | 0 | 0 | 1075.33 | 0 | 0
4227 | 1067.2395 | 0 | 0 | 0 | 0 | 0 | 0 | 1067.24 | 0 | 0
4228 | 1099.6024 | 0 | 0 | 0 | 0 | 0 | 0 | 1099.602 | 0 | 0
4229 | 772.296 | 0 | 0 | 0 | 0 | 0 | 0 | 772.296 | 0 | 0
4230 | 1059.8843 | 0 | 0 | 0 | 0 | 0 | 0 | 1059.884 | 0 | 0
4231 | 649.4642 | 0 | 410.151 | 410.151 | 0 | 0 | 0 | 0 | 0 | 271.4372
4232 | 882.1064 | 0 | 1388.988 | 925.7373 | -463.2507 | 0 | 0 | 0 | 0 | 0
4233 | 827.5326 | 0 | 2389.8575 | 868.464 | -1521.3935 | 0 | 0 | 0 | 0 | 0
4234 | 1054.0186 | 0 | 3138.0876 | 1106.1526 | -1888.3791 | 0 | 143.556 | 0 | 0 | 0
4235 | 1307.932 | 0 | 3634.1067 | 1372.6259 | -1888.3791 | 0 | 373.1018 | 0 | 0 | 0
4236 | 1422.7357 | 0 | 3856.6117 | 1493.1073 | -1888.3791 | 0 | 475.1253 | 0 | 0 | 0
4237 | 1374.2539 | 0 | 3813.3781 | 1442.2283 | -1888.3791 | 0 | 482.7707 | 0 | 0 | 0
4238 | 1156.3257 | 0 | 3488.6428 | 1213.5221 | -48.4862 | 0 | 2226.6345 | 0 | 0 | 0
4239 | 1129.0885 | 0 | 2943.024 | 1184.9357 | 0 | 0 | 1758.0883 | 0 | 0 | 0
4240 | 1626.5602 | 0 | 2190.8174 | 1707.0141 | 0 | 0 | 483.8034 | 0 | 0 | 0
4241 | 1795.9293 | 0 | 1187.2435 | 1187.2435 | 0 | 0 | 0 | 664.642 | 0 | 0
4242 | 1420.2091 | 0 | 179.3133 | 179.3133 | 0 | 0 | 0 | 1249.347 | 0 | 0
4243 | 1461.4783 | 0 | 0 | 0 | 0 | 0 | 0 | 0 | 0 | 1533.7667
4244 | 1213.608 | 0 | 0 | 0 | 0 | 0 | 0 | 0 | 0 | 1273.6363
4245 | 1603.4336 | 0 | 0 | 0 | 0 | 0 | 0 | 0 | 0 | 1682.7442
4246 | 1394.5459 | 0 | 0 | 0 | 0 | 0 | 0 | 0 | 0 | 1463.524
4247 | 1470.3045 | 0 | 0 | 0 | 0 | 0 | 0 | 0 | 0 | 1543.0292
4248 | 1418.0826 | 0 | 0 | 0 | 0 | 0 | 0 | 868.138 | 0 | 577.1457
4249 | 1318.7874 | 0 | 0 | 0 | 0 | 0 | 0 | 1318.787 | 0 | 0
4250 | 1217.2856 | 0 | 0 | 0 | 0 | 0 | 0 | 1217.286 | 0 | 0
4251 | 1218.7567 | 0 | 0 | 0 | 0 | 0 | 0 | 1218.757 | 0 | 0
4252 | 1394.5459 | 0 | 0 | 0 | 0 | 0 | 0 | 1394.546 | 0 | 0
4253 | 1187.1293 | 0 | 0 | 0 | 0 | 0 | 0 | 1187.129 | 0 | 0
4254 | 1418.0826 | 0 | 0 | 0 | 0 | 0 | 0 | 1418.083 | 0 | 0
4255 | 920.1355 | 0 | 425.3189 | 425.3189 | 0 | 0 | 0 | 0 | 0 | 540.3285
4256 | 761.6585 | 0 | 1396.1023 | 799.3317 | -596.7707 | 0 | 0 | 0 | 0 | 0
4257 | 976.5554 | 0 | 2403.6589 | 1024.8591 | -1378.7998 | 0 | 0 | 0 | 0 | 0
4258 | 1245.0055 | 0 | 3146.7719 | 1306.5874 | -1840.1846 | 0 | 0 | 0 | 0 | 0
4259 | 1420.1043 | 0 | 3637.3338 | 1490.3462 | -1888.3791 | 0 | 258.6086 | 0 | 0 | 0
4260 | 1490.1332 | 0 | 3891.9167 | 1563.839 | -1888.3791 | 0 | 439.6986 | 0 | 0 | 0
4261 | 860.9694 | 0 | 3875.2271 | 903.5549 | -1888.3791 | 0 | 1083.2932 | 0 | 0 | 0
4262 | 1268.3941 | 0 | 3573.3334 | 1331.1332 | -105.7533 | 0 | 2136.4468 | 0 | 0 | 0
4263 | 1179.3631 | 0 | 3032.9094 | 1237.6975 | 0 | 0 | 1795.212 | 0 | 0 | 0
4264 | 1177.8001 | 0 | 2246.4683 | 1236.0582 | 0 | 0 | 1010.4101 | 0 | 0 | 0
4265 | 933.8677 | 0 | 1210.1806 | 980.0596 | 0 | 0 | 230.1209 | 0 | 0 | 0
4266 | 1077.5727 | 0 | 101.6541 | 101.6541 | 0 | 0 | 0 | 441.816 | 0 | 565.5492
4267 | 1109.8997 | 0 | 0 | 0 | 0 | 0 | 0 | 0 | 0 | 1164.7987
4268 | 1127.5522 | 0 | 0 | 0 | 0 | 0 | 0 | 0 | 0 | 1183.3238
4269 | 1183.4517 | 0 | 0 | 0 | 0 | 0 | 0 | 0 | 0 | 1241.9887
4270 | 1332.0267 | 0 | 0 | 0 | 0 | 0 | 0 | 0 | 0 | 1397.9127
4271 | 1148.1467 | 0 | 0 | 0 | 0 | 0 | 0 | 0 | 0 | 1204.9375
4272 | 1170.2123 | 0 | 0 | 0 | 0 | 0 | 0 | 0 | 0 | 1228.0938
4273 | 1298.1928 | 0 | 0 | 0 | 0 | 0 | 0 | 1298.193 | 0 | 0
4274 | 1256.2682 | 0 | 0 | 0 | 0 | 0 | 0 | 1256.268 | 0 | 0
4275 | 1237.1447 | 0 | 0 | 0 | 0 | 0 | 0 | 1237.145 | 0 | 0
4276 | 1329.0847 | 0 | 0 | 0 | 0 | 0 | 0 | 1329.085 | 0 | 0
4277 | 1320.2584 | 0 | 0 | 0 | 0 | 0 | 0 | 1320.258 | 0 | 0
4278 | 1256.2682 | 0 | 0 | 0 | 0 | 0 | 0 | 1256.268 | 0 | 0
4279 | 957.647 | 0 | 377.4435 | 377.4435 | 0 | 0 | 0 | 0 | 0 | 627.5714
4280 | 1212.8063 | 0 | 1395.9596 | 1272.7947 | -123.1649 | 0 | 0 | 0 | 0 | 0
4281 | 817.3512 | 0 | 2409.1686 | 857.7794 | -1551.3892 | 0 | 0 | 0 | 0 | 0
4282 | 1350.9121 | 0 | 3152.4243 | 1417.7328 | -1734.6915 | 0 | 0 | 0 | 0 | 0
4283 | 1576.5504 | 0 | 3688.3419 | 1654.5304 | -1888.3791 | 0 | 145.4324 | 0 | 0 | 0
4284 | 1514.752 | 0 | 3925.956 | 1589.6757 | -1888.3791 | 0 | 447.9012 | 0 | 0 | 0
4285 | 1347.5913 | 0 | 3316.8898 | 1414.2465 | -1888.3791 | 0 | 14.2643 | 0 | 0 | 0
4286 | 1384.7626 | 0 | 3312.1347 | 1453.2571 | -512.2627 | 0 | 1346.6149 | 0 | 0 | 0
4287 | 1490.5497 | 0 | 2636.4287 | 1564.2766 | 0 | 0 | 1072.1521 | 0 | 0 | 0
4288 | 1528.8197 | 0 | 1443.6451 | 1443.6451 | 0 | 0 | 0 | 153.215 | 0 | 0
4289 | 1453.0225 | 0 | 184.5081 | 184.5081 | 0 | 0 | 0 | 1277.211 | 0 | 0
4290 | 1062.5736 | 0 | 0 | 0 | 0 | 0 | 0 | 1062.574 | 0 | 0
4291 | 1421.0247 | 0 | 0 | 0 | 0 | 0 | 0 | 0 | 0 | 1491.3127
4292 | 1195.22 | 0 | 0 | 0 | 0 | 0 | 0 | 0 | 0 | 1254.3388
4293 | 1395.2815 | 0 | 0 | 0 | 0 | 0 | 0 | 0 | 0 | 1464.2954
4294 | 1417.3471 | 0 | 0 | 0 | 0 | 0 | 0 | 0 | 0 | 1487.4528
4295 | 1162.8571 | 0 | 0 | 0 | 0 | 0 | 0 | 0 | 0 | 1220.3751
4296 | 1393.0749 | 0 | 0 | 0 | 0 | 0 | 0 | 1393.075 | 0 | 0
4297 | 1050.3226 | 0 | 0 | 0 | 0 | 0 | 0 | 1050.323 | 0 | 0
4298 | 1021.6373 | 0 | 0 | 0 | 0 | 0 | 0 | 1021.637 | 0 | 0
4299 | 1457.0651 | 0 | 0 | 0 | 0 | 0 | 0 | 1457.065 | 0 | 0
4300 | 1272.4496 | 0 | 0 | 0 | 0 | 0 | 0 | 1272.45 | 0 | 0
4301 | 1186.3938 | 0 | 0 | 0 | 0 | 0 | 0 | 1186.394 | 0 | 0
4302 | 1309.2256 | 0 | 0 | 0 | 0 | 0 | 0 | 638.598 | 0 | 703.7991
4303 | 1074.5947 | 0 | 135.1456 | 135.1456 | 0 | 0 | 0 | 0 | 0 | 992.6007
4304 | 998.1356 | 0 | 1425.9092 | 1047.5055 | -378.4037 | 0 | 0 | 0 | 0 | 0
4305 | 975.2784 | 0 | 2448.9674 | 1023.5189 | -1425.4485 | 0 | 0 | 0 | 0 | 0
4306 | 1046.5245 | 0 | 3205.2207 | 1098.2879 | -1888.3791 | 0 | 218.5538 | 0 | 0 | 0
4307 | 950.4987 | 0 | 3699.1241 | 997.5133 | -1888.3791 | 0 | 813.2318 | 0 | 0 | 0
4308 | 1002.5404 | 0 | 3941.6591 | 1052.1283 | -1888.3791 | 0 | 1001.1517 | 0 | 0 | 0
4309 | 1043.7397 | 0 | 3931.5664 | 1095.3652 | -1888.3791 | 0 | 947.8222 | 0 | 0 | 0
4310 | 1077.3961 | 0 | 3657.9526 | 1130.688 | -229.2772 | 0 | 2297.9875 | 0 | 0 | 0
4311 | 1015.4608 | 0 | 3114.6584 | 1065.6884 | 0 | 0 | 2048.9699 | 0 | 0 | 0
4312 | 206.3667 | 0 | 2330.1598 | 216.5745 | 0 | 0 | 2113.5854 | 0 | 0 | 0
4313 | 168.6547 | 0 | 1074.2552 | 176.9961 | 0 | 0 | 897.2591 | 0 | 0 | 0
4314 | 147.1628 | 0 | 0 | 0 | 0 | 0 | 0 | 0 | 0 | 154.4421
4315 | 189.7642 | 0 | 0 | 0 | 0 | 0 | 0 | 0 | 0 | 199.1502
4316 | 137.5422 | 0 | 0 | 0 | 0 | 0 | 0 | 0 | 0 | 144.3452
4317 | 106.6504 | 0 | 0 | 0 | 0 | 0 | 0 | 0 | 0 | 111.9252
4318 | 100.7662 | 0 | 0 | 0 | 0 | 0 | 0 | 0 | 0 | 105.7502
4319 | 91.2045 | 0 | 0 | 0 | 0 | 0 | 0 | 0 | 0 | 95.7152
4320 | 100.0307 | 0 | 0 | 0 | 0 | 0 | 0 | 0 | 0 | 104.9788
4321 | 92.6755 | 0 | 0 | 0 | 0 | 0 | 0 | 0 | 0 | 97.26
4322 | 100.7662 | 0 | 0 | 0 | 0 | 0 | 0 | 0 | 0 | 105.7502
4323 | 91.94 | 0 | 0 | 0 | 0 | 0 | 0 | 0 | 0 | 96.4876
4324 | 95.6176 | 0 | 0 | 0 | 0 | 0 | 0 | 0 | 0 | 100.3475
4325 | 86.0558 | 0 | 0 | 0 | 0 | 0 | 0 | 0 | 0 | 90.3126
4326 | 93.411 | 0 | 0 | 0 | 0 | 0 | 0 | 0 | 0 | 98.0314
4327 | 86.0558 | 0 | 370.2043 | 90.3126 | -279.8917 | 0 | 0 | 0 | 0 | 0
4328 | 91.951 | 0 | 1414.9969 | 96.4991 | -1318.4977 | 0 | 0 | 0 | 0 | 0
4329 | 200.9569 | 0 | 2446.6901 | 210.8969 | -75.9517 | 0 | 2159.8415 | 0 | 0 | 0
4330 | 878.5446 | 0 | 3198.968 | 921.9992 | 0 | 0 | 2276.9689 | 0 | 0 | 0
4331 | 1068.5028 | 0 | 3705.3054 | 1121.354 | 0 | 0 | 2583.9514 | 0 | 0 | 0
4332 | 1462.838 | 0 | 3945.9147 | 1535.1939 | 0 | 0 | 2410.7208 | 0 | 0 | 0
4333 | 1268.6028 | 0 | 3931.4479 | 1331.3515 | 0 | 0 | 2600.0963 | 0 | 0 | 0
4334 | 1480.9778 | 0 | 3609.6606 | 1554.2312 | 0 | 0 | 2055.4294 | 0 | 0 | 0
4335 | 1662.323 | 0 | 2383.0286 | 1744.546 | 0 | 0 | 638.4826 | 0 | 0 | 0
4336 | 1889.88 | 0 | 1895.9782 | 1895.9782 | 0 | 0 | 0 | 83.262 | 0 | 0
4337 | 1479.2732 | 0 | 41.4926 | 41.4926 | 0 | 0 | 0 | 1439.736 | 0 | 0
4338 | 1404.2291 | 0 | 105.8079 | 105.8079 | 0 | 0 | 0 | 1303.408 | 0 | 0
4339 | 1635.7965 | 0 | 0 | 0 | 0 | 0 | 0 | 0 | 0 | 1716.7069
4340 | 1688.7539 | 0 | 0 | 0 | 0 | 0 | 0 | 0 | 0 | 1772.2843
4341 | 1451.9165 | 0 | 0 | 0 | 0 | 0 | 0 | 0 | 0 | 1523.7317
4342 | 1428.3799 | 0 | 0 | 0 | 0 | 0 | 0 | 0 | 0 | 1499.0315
4343 | 1283.4824 | 0 | 0 | 0 | 0 | 0 | 0 | 0 | 0 | 1346.9665
4344 | 1275.3917 | 0 | 0 | 0 | 0 | 0 | 0 | 1275.392 | 0 | 0
4345 | 1141.0098 | 0 | 0 | 0 | 0 | 0 | 0 | 1141.01 | 0 | 0
4346 | 1317.8249 | 0 | 0 | 0 | 0 | 0 | 0 | 1317.825 | 0 | 0
4347 | 1357.1939 | 0 | 0 | 0 | 0 | 0 | 0 | 1357.194 | 0 | 0
4348 | 1237.7056 | 0 | 0 | 0 | 0 | 0 | 0 | 1237.706 | 0 | 0
4349 | 1136.175 | 0 | 0 | 0 | 0 | 0 | 0 | 1136.175 | 0 | 0
4350 | 1195.5738 | 0 | 0 | 0 | 0 | 0 | 0 | 1195.574 | 0 | 0
4351 | 1022.9029 | 0 | 346.138 | 346.138 | 0 | 0 | 0 | 693.078 | 0 | 0
4352 | 1129.8233 | 0 | 1015.6753 | 1015.6753 | 0 | 0 | 0 | 162.018 | 0 | 0
4353 | 1224.9167 | 0 | 1699.0423 | 1285.5037 | -413.5387 | 0 | 0 | 0 | 0 | 0
4354 | 1366.0648 | 0 | 2441.6558 | 1433.6332 | -1008.0226 | 0 | 0 | 0 | 0 | 0
4355 | 1337.9229 | 0 | 3761.8946 | 1404.1003 | -1888.3791 | 0 | 469.4152 | 0 | 0 | 0
4356 | 1315.4265 | 0 | 4001.0241 | 1380.4905 | -1888.3791 | 0 | 732.1545 | 0 | 0 | 0
4357 | 1307.2764 | 0 | 3202.3263 | 1371.9374 | -1830.3889 | 0 | 0 | 0 | 0 | 0
4358 | 1149.254 | 0 | 2542.2583 | 1206.0992 | -1336.1591 | 0 | 0 | 0 | 0 | 0
4359 | 1075.5123 | 0 | 1188.8429 | 1128.7108 | -60.1321 | 0 | 0 | 0 | 0 | 0
4360 | 1067.8206 | 0 | 1381.2493 | 1120.6383 | -260.611 | 0 | 0 | 0 | 0 | 0
4361 | 1122.6445 | 0 | 42.2829 | 42.2829 | 0 | 0 | 0 | 1082.354 | 0 | 0
4362 | 1180.3883 | 0 | 177.2857 | 177.2857 | 0 | 0 | 0 | 1011.458 | 0 | 0
4363 | 1047.7675 | 0 | 0 | 0 | 0 | 0 | 0 | 0 | 0 | 1099.5924
4364 | 988.3687 | 0 | 0 | 0 | 0 | 0 | 0 | 0 | 0 | 1037.2564
4365 | 1236.3242 | 0 | 0 | 0 | 0 | 0 | 0 | 0 | 0 | 1297.4759
4366 | 1285.3627 | 0 | 0 | 0 | 0 | 0 | 0 | 0 | 0 | 1348.9405
4367 | 1237.0149 | 0 | 0 | 0 | 0 | 0 | 0 | 0 | 0 | 1298.2011
4368 | 955.9065 | 0 | 0 | 0 | 0 | 0 | 0 | 135.353 | 0 | 861.1408
4369 | 1144.4632 | 0 | 0 | 0 | 0 | 0 | 0 | 1144.463 | 0 | 0
4370 | 1100.2595 | 0 | 0 | 0 | 0 | 0 | 0 | 1100.259 | 0 | 0
4371 | 1259.8074 | 0 | 0 | 0 | 0 | 0 | 0 | 1259.807 | 0 | 0
4372 | 1195.5738 | 0 | 0 | 0 | 0 | 0 | 0 | 1195.574 | 0 | 0
4373 | 1084.3737 | 0 | 0 | 0 | 0 | 0 | 0 | 1084.374 | 0 | 0
4374 | 1230.7987 | 0 | 0 | 0 | 0 | 0 | 0 | 1230.799 | 0 | 0
4375 | 855.7574 | 0 | 225.4235 | 225.4235 | 0 | 0 | 0 | 0 | 0 | 672.6615
4376 | 848.1616 | 0 | 889.7418 | 889.7418 | 0 | 0 | 0 | 0 | 0 | 0.37256
4377 | 955.36 | 0 | 1433.8442 | 1002.6147 | -431.2295 | 0 | 0 | 0 | 0 | 0
4378 | 1003.5499 | 0 | 729.1509 | 729.1509 | 0 | 0 | 0 | 0 | 0 | 324.0374
4379 | 826.6632 | 0 | 2433.9538 | 867.553 | -1566.4007 | 0 | 0 | 0 | 0 | 0
4380 | 1123.7505 | 0 | 3214.3857 | 1179.3337 | -1888.3791 | 0 | 146.6729 | 0 | 0 | 0
4381 | 1103.3684 | 0 | 3371.1072 | 1157.9436 | -1888.3791 | 0 | 324.7846 | 0 | 0 | 0
4382 | 1414.2487 | 0 | 2951.2381 | 1484.2016 | -1467.0366 | 0 | 0 | 0 | 0 | 0
4383 | 1156.956 | 0 | 2118.9355 | 1214.1822 | -904.7533 | 0 | 0 | 0 | 0 | 0
4384 | 1089.7222 | 0 | 1893.7439 | 1143.6226 | -750.1213 | 0 | 0 | 0 | 0 | 0
4385 | 1137.5314 | 0 | 180.9473 | 180.9473 | 0 | 0 | 0 | 965.112 | 0 | 0
4386 | 926.8434 | 0 | 0 | 0 | 0 | 0 | 0 | 856.218 | 0 | 74.1183
4387 | 835.7275 | 0 | 0 | 0 | 0 | 0 | 0 | 0 | 0 | 877.0654
4388 | 1471.8474 | 0 | 0 | 0 | 0 | 0 | 0 | 0 | 0 | 1544.6485
4389 | 1105.0942 | 0 | 0 | 0 | 0 | 0 | 0 | 0 | 0 | 1159.7549
4390 | 823.2952 | 0 | 0 | 0 | 0 | 0 | 0 | 0 | 0 | 864.0174
4391 | 927.5885 | 0 | 0 | 0 | 0 | 0 | 0 | 0 | 0 | 973.469
4392 | 973.8643 | 0 | 0 | 0 | 0 | 0 | 0 | 0 | 0 | 1022.0339
4393 | 1145.1539 | 0 | 0 | 0 | 0 | 0 | 0 | 1145.154 | 0 | 0
4394 | 1047.7675 | 0 | 0 | 0 | 0 | 0 | 0 | 1047.767 | 0 | 0
4395 | 804.6468 | 0 | 0 | 0 | 0 | 0 | 0 | 804.647 | 0 | 0
4396 | 1138.2471 | 0 | 0 | 0 | 0 | 0 | 0 | 1138.247 | 0 | 0
4397 | 993.2035 | 0 | 0 | 0 | 0 | 0 | 0 | 993.203 | 0 | 0
4398 | 968.3388 | 0 | 0 | 0 | 0 | 0 | 0 | 968.339 | 0 | 0
4399 | 1081.611 | 0 | 356.0827 | 356.0827 | 0 | 0 | 0 | 0 | 0 | 779.0277
4400 | 1051.0551 | 0 | 1420.9116 | 1103.0441 | -317.8676 | 0 | 0 | 0 | 0 | 0
4401 | 1124.1761 | 0 | 1224.3441 | 1179.7808 | -44.5633 | 0 | 0 | 0 | 0 | 0
4402 | 1099.9253 | 0 | 2441.9591 | 1154.3303 | -1287.6288 | 0 | 0 | 0 | 0 | 0
4403 | 1173.32 | 0 | 2743.0331 | 1231.3556 | -1511.6776 | 0 | 0 | 0 | 0 | 0
4404 | 1174.9733 | 0 | 3459.3817 | 1233.0903 | -1888.3791 | 0 | 337.9123 | 0 | 0 | 0
4405 | 1130.4682 | 0 | 2028.2179 | 1186.384 | -841.8339 | 0 | 0 | 0 | 0 | 0
4406 | 1162.7327 | 0 | 3663.5337 | 1220.2449 | -1888.3791 | 0 | 554.9097 | 0 | 0 | 0
4407 | 1439.1789 | 0 | 1847.6211 | 1510.3647 | -337.2564 | 0 | 0 | 0 | 0 | 0
4408 | 1406.8437 | 0 | 1039.5684 | 1039.5684 | 0 | 0 | 0 | 416.272 | 0 | 0
4409 | 1304.5051 | 0 | 449.8847 | 449.8847 | 0 | 0 | 0 | 875.824 | 0 | 0
4410 | 1480.7011 | 0 | 0 | 0 | 0 | 0 | 0 | 1480.701 | 0 | 0
4411 | 1355.1218 | 0 | 0 | 0 | 0 | 0 | 0 | 0 | 0 | 1422.15
4412 | 982.8432 | 0 | 0 | 0 | 0 | 0 | 0 | 0 | 0 | 1031.4571
4413 | 1227.3453 | 0 | 0 | 0 | 0 | 0 | 0 | 0 | 0 | 1288.0528
4414 | 1230.108 | 0 | 0 | 0 | 0 | 0 | 0 | 0 | 0 | 1290.9525
4415 | 1073.3228 | 0 | 0 | 0 | 0 | 0 | 0 | 0 | 0 | 1126.4125
4416 | 1058.8184 | 0 | 0 | 0 | 0 | 0 | 0 | 1058.818 | 0 | 0
4417 | 752.1548 | 0 | 0 | 0 | 0 | 0 | 0 | 752.155 | 0 | 0
4418 | 1158.2769 | 0 | 0 | 0 | 0 | 0 | 0 | 1158.277 | 0 | 0
4419 | 1156.8955 | 0 | 0 | 0 | 0 | 0 | 0 | 1156.896 | 0 | 0
4420 | 1170.7092 | 0 | 0 | 0 | 0 | 0 | 0 | 1170.709 | 0 | 0
4421 | 1391.7281 | 0 | 0 | 0 | 0 | 0 | 0 | 1391.728 | 0 | 0
4422 | 1459.4151 | 0 | 0 | 0 | 0 | 0 | 0 | 1459.415 | 0 | 0
4423 | 1333.7106 | 0 | 315.5524 | 315.5524 | 0 | 0 | 0 | 1033.03 | 0 | 0
4424 | 1049.1048 | 0 | 1040.0322 | 1040.0322 | 0 | 0 | 0 | 58.091 | 0 | 0
4425 | 1288.2412 | 0 | 2469.4372 | 1351.9619 | -1117.4752 | 0 | 0 | 0 | 0 | 0
4426 | 1625.402 | 0 | 1866.2312 | 1705.7988 | -160.4324 | 0 | 0 | 0 | 0 | 0
4427 | 1252.525 | 0 | 1440.1745 | 1314.4783 | -125.6962 | 0 | 0 | 0 | 0 | 0
4428 | 1499.6906 | 0 | 2100.5048 | 1573.8698 | -526.6351 | 0 | 0 | 0 | 0 | 0
4429 | 1174.5986 | 0 | 1720.1187 | 1232.6978 | -487.4209 | 0 | 0 | 0 | 0 | 0
4430 | 1162.5522 | 0 | 3203.9131 | 1220.055 | -1888.3791 | 0 | 95.4791 | 0 | 0 | 0
4431 | 1383.5979 | 0 | 2863.3089 | 1452.0345 | -1411.2744 | 0 | 0 | 0 | 0 | 0
4432 | 1184.4607 | 0 | 101.2847 | 101.2847 | 0 | 0 | 0 | 1087.949 | 0 | 0
4433 | 1396.2434 | 0 | 825.967 | 825.967 | 0 | 0 | 0 | 609.206 | 0 | 0
4434 | 1222.7384 | 0 | 93.6897 | 93.6897 | 0 | 0 | 0 | 1133.465 | 0 | 0
4435 | 1330.2572 | 0 | 0 | 0 | 0 | 0 | 0 | 0 | 0 | 1396.0551
4436 | 1078.8483 | 0 | 0 | 0 | 0 | 0 | 0 | 0 | 0 | 1132.2107
4437 | 1160.349 | 0 | 0 | 0 | 0 | 0 | 0 | 0 | 0 | 1217.743
4438 | 1320.5876 | 0 | 0 | 0 | 0 | 0 | 0 | 0 | 0 | 1385.9079
4439 | 1039.4793 | 0 | 0 | 0 | 0 | 0 | 0 | 0 | 0 | 1090.8944
4440 | 1082.9924 | 0 | 0 | 0 | 0 | 0 | 0 | 461.847 | 0 | 651.8696
4441 | 1015.996 | 0 | 0 | 0 | 0 | 0 | 0 | 1015.996 | 0 | 0
4442 | 1259.1168 | 0 | 0 | 0 | 0 | 0 | 0 | 1259.117 | 0 | 0
4443 | 955.2158 | 0 | 0 | 0 | 0 | 0 | 0 | 955.216 | 0 | 0
4444 | 1254.9727 | 0 | 0 | 0 | 0 | 0 | 0 | 1254.973 | 0 | 0
4445 | 1275.6932 | 0 | 0 | 0 | 0 | 0 | 0 | 1275.693 | 0 | 0
4446 | 932.4233 | 0 | 0 | 0 | 0 | 0 | 0 | 932.423 | 0 | 0
4447 | 1058.1277 | 0 | 392.647 | 392.647 | 0 | 0 | 0 | 0 | 0 | 717.8178
4448 | 793.1348 | 0 | 1415.1039 | 832.3646 | -582.7394 | 0 | 0 | 0 | 0 | 0
4449 | 1186.5863 | 0 | 2469.2525 | 1245.2778 | -1223.9747 | 0 | 0 | 0 | 0 | 0
4450 | 1347.1392 | 0 | 3250.4463 | 1413.7732 | -1836.6731 | 0 | 0 | 0 | 0 | 0
4451 | 1551.5661 | 0 | 3766.8092 | 1628.3096 | -1888.3791 | 0 | 250.1205 | 0 | 0 | 0
4452 | 1023.2024 | 0 | 4028.1506 | 1073.8123 | -1888.3791 | 0 | 1065.9592 | 0 | 0 | 0
4453 | 1250.4936 | 0 | 2767.0868 | 1312.3458 | -1454.7411 | 0 | 0 | 0 | 0 | 0
4454 | 1279.245 | 0 | 3164.4659 | 1342.521 | -711.7592 | 0 | 1110.1857 | 0 | 0 | 0
4455 | 790.3815 | 0 | 2362.3384 | 829.4754 | 0 | 0 | 1532.8631 | 0 | 0 | 0
4456 | 1057.9646 | 0 | 1908.852 | 1110.2938 | 0 | 0 | 798.5582 | 0 | 0 | 0
4457 | 1309.8432 | 0 | 568.8277 | 568.8277 | 0 | 0 | 0 | 767.825 | 0 | 0
4458 | 1349.9434 | 0 | 226.3156 | 226.3156 | 0 | 0 | 0 | 1134.295 | 0 | 0
4459 | 1201.79 | 0 | 0 | 0 | 0 | 0 | 0 | 0 | 0 | 1261.2338
4460 | 1417.2834 | 0 | 0 | 0 | 0 | 0 | 0 | 0 | 0 | 1487.3856
4461 | 1335.092 | 0 | 0 | 0 | 0 | 0 | 0 | 0 | 0 | 1401.1293
4462 | 1290.1975 | 0 | 0 | 0 | 0 | 0 | 0 | 0 | 0 | 1354.0147
4463 | 1175.544 | 0 | 0 | 0 | 0 | 0 | 0 | 0 | 0 | 1233.6896
4464 | 1105.7849 | 0 | 0 | 0 | 0 | 0 | 0 | 1105.785 | 0 | 0
4465 | 1215.6037 | 0 | 0 | 0 | 0 | 0 | 0 | 1215.604 | 0 | 0
4466 | 895.1263 | 0 | 0 | 0 | 0 | 0 | 0 | 895.126 | 0 | 0
4467 | 966.2668 | 0 | 0 | 0 | 0 | 0 | 0 | 966.267 | 0 | 0
4468 | 1008.3985 | 0 | 0 | 0 | 0 | 0 | 0 | 1008.399 | 0 | 0
4469 | 1040.17 | 0 | 0 | 0 | 0 | 0 | 0 | 971.404 | 0 | 72.1674
4470 | 973.1736 | 0 | 0 | 0 | 0 | 0 | 0 | 0 | 0 | 1021.3098
4471 | 1027.7377 | 0 | 295.3262 | 295.3262 | 0 | 0 | 0 | 0 | 0 | 783.2455
4472 | 181.6015 | 0 | 970.1475 | 190.5845 | -779.5629 | 0 | 0 | 0 | 0 | 0
4473 | 87.356 | 0 | 1625.2767 | 91.6769 | -1533.5998 | 0 | 0 | 0 | 0 | 0
4474 | 0 | 0 | 1914.1843 | 0 | -1888.3791 | 0 | 25.8052 | 0 | 0 | 0
4475 | 0 | 0 | 2664.0548 | 0 | -1888.3791 | 0 | 775.6757 | 0 | 0 | 0
4476 | 0 | 0 | 3160.2575 | 0 | -1888.3791 | 0 | 1271.8785 | 0 | 0 | 0
4477 | 0 | 0 | 3263.7419 | 0 | -1608.3457 | 0 | 1655.3962 | 0 | 0 | 0
4478 | 0 | 0 | 3080.8447 | 0 | 0 | 0 | 3080.8447 | 0 | 0 | 0
4479 | 0 | 0 | 2005.9944 | 0 | 0 | 0 | 2005.9944 | 0 | 0 | 0
4480 | 0 | 0 | 1776.6721 | 0 | 0 | 0 | 1776.6721 | 0 | 0 | 0
4481 | 0 | 0 | 1273.438 | 0 | 0 | 0 | 1273.438 | 0 | 0 | 0
4482 | 0 | 0 | 346.9881 | 0 | 0 | 0 | 346.9881 | 0 | 0 | 0
4483 | 0 | 0 | 0 | 0 | 0 | 0 | 0 | 0 | 0 | 0
4484 | 0 | 0 | 0 | 0 | 0 | 0 | 0 | 0 | 0 | 0
4485 | 118.7976 | 0 | 0 | 0 | 0 | 0 | 0 | 0 | 0 | 124.6741
4486 | 193.3915 | 0 | 0 | 0 | 0 | 0 | 0 | 0 | 0 | 202.9566
4487 | 241.0487 | 0 | 0 | 0 | 0 | 0 | 0 | 0 | 0 | 252.9719
4488 | 237.5953 | 0 | 0 | 0 | 0 | 0 | 0 | 0 | 0 | 249.3471
4489 | 234.8325 | 0 | 0 | 0 | 0 | 0 | 0 | 0 | 0 | 246.4485
4490 | 251.4089 | 0 | 0 | 0 | 0 | 0 | 0 | 0 | 0 | 263.8444
4491 | 171.9803 | 0 | 0 | 0 | 0 | 0 | 0 | 0 | 0 | 180.4866
4492 | 178.8871 | 0 | 0 | 0 | 0 | 0 | 0 | 0 | 0 | 187.7352
4493 | 246.5742 | 0 | 0 | 0 | 0 | 0 | 0 | 0 | 0 | 258.7702
4494 | 227.9257 | 0 | 0 | 0 | 0 | 0 | 0 | 0 | 0 | 239.1998
4495 | 274.8922 | 0 | 332.2368 | 288.49 | -43.7469 | 0 | 0 | 0 | 0 | 0
4496 | 119.5695 | 0 | 1346.7702 | 125.4832 | -1221.287 | 0 | 0 | 0 | 0 | 0
4497 | 639.3445 | 0 | 1902.3149 | 670.9687 | -1190.4885 | 0 | 40.8577 | 0 | 0 | 0
4498 | 1147.0671 | 0 | 3198.4212 | 1203.804 | 0 | 0 | 1994.6172 | 0 | 0 | 0
4499 | 1141.3284 | 0 | 3662.6951 | 1197.7812 | 0 | 0 | 2464.914 | 0 | 0 | 0
4500 | 1174.7929 | 0 | 2875.6055 | 1232.9014 | 0 | 0 | 1642.704 | 0 | 0 | 0
4501 | 1161.3384 | 0 | 3892.8497 | 1218.7809 | 0 | 0 | 2674.0687 | 0 | 0 | 0
4502 | 906.2351 | 0 | 2059.7731 | 951.0598 | 0 | 0 | 1108.7133 | 0 | 0 | 0
4503 | 844.8066 | 0 | 637.9044 | 637.9044 | 0 | 0 | 0 | 0 | 0 | 248.688
4504 | 961.5296 | 0 | 1744.3445 | 1009.0888 | -276.7633 | 0 | 458.4924 | 0 | 0 | 0
4505 | 1098.1261 | 0 | 37.8667 | 37.8667 | 0 | 0 | 0 | 1062.044 | 0 | 0
4506 | 934.1267 | 0 | 45.998 | 45.998 | 0 | 0 | 0 | 890.297 | 0 | 0
4507 | 1015.996 | 0 | 0 | 0 | 0 | 0 | 0 | 0 | 0 | 1066.2499
4508 | 813.6256 | 0 | 0 | 0 | 0 | 0 | 0 | 0 | 0 | 853.8701
4509 | 770.8032 | 0 | 0 | 0 | 0 | 0 | 0 | 0 | 0 | 808.929
4510 | 861.9735 | 0 | 0 | 0 | 0 | 0 | 0 | 0 | 0 | 904.6096
4511 | 1115.4545 | 0 | 0 | 0 | 0 | 0 | 0 | 0 | 0 | 1170.6284
4512 | 933.114 | 0 | 0 | 0 | 0 | 0 | 0 | 583.766 | 0 | 366.6277
4513 | 1098.8781 | 0 | 0 | 0 | 0 | 0 | 0 | 1098.878 | 0 | 0
4514 | 1076.0855 | 0 | 0 | 0 | 0 | 0 | 0 | 1076.086 | 0 | 0
4515 | 1114.0731 | 0 | 0 | 0 | 0 | 0 | 0 | 1114.073 | 0 | 0
4516 | 739.0318 | 0 | 0 | 0 | 0 | 0 | 0 | 739.032 | 0 | 0
4517 | 871.6431 | 0 | 0 | 0 | 0 | 0 | 0 | 871.643 | 0 | 0
4518 | 1126.5055 | 0 | 0 | 0 | 0 | 0 | 0 | 1126.505 | 0 | 0
4519 | 891.6729 | 0 | 311.4511 | 311.4511 | 0 | 0 | 0 | 0 | 0 | 624.3264
4520 | 1175.0536 | 0 | 1015.2114 | 1015.2114 | 0 | 0 | 0 | 0 | 0 | 217.9629
4521 | 977.329 | 0 | 1622.3875 | 1025.6703 | -596.7171 | 0 | 0 | 0 | 0 | 0
4522 | 1380.4794 | 0 | 1715.2628 | 1448.7612 | -266.5016 | 0 | 0 | 0 | 0 | 0
4523 | 1327.1344 | 0 | 2750.4392 | 1392.7787 | -1357.6605 | 0 | 0 | 0 | 0 | 0
4524 | 1231.0111 | 0 | 1184.4383 | 1184.4383 | 0 | 0 | 0 | 0 | 0 | 107.4618
4525 | 1202.3589 | 0 | 3361.705 | 1261.8309 | -1888.3791 | 0 | 211.4951 | 0 | 0 | 0
4526 | 1118.7189 | 0 | 2741.5649 | 1174.0539 | -1567.5111 | 0 | 0 | 0 | 0 | 0
4527 | 1397.5799 | 0 | 2601.575 | 1466.7081 | -1134.8669 | 0 | 0 | 0 | 0 | 0
4528 | 1387.754 | 0 | 1419.8233 | 1419.8233 | 0 | 0 | 0 | 34.849 | 0 | 0
4529 | 1404.902 | 0 | 55.1566 | 55.1566 | 0 | 0 | 0 | 1352.345 | 0 | 0
4530 | 1178.5865 | 0 | 142.4625 | 142.4625 | 0 | 0 | 0 | 1042.838 | 0 | 0
4531 | 1232.8708 | 0 | 0 | 0 | 0 | 0 | 0 | 0 | 0 | 1293.8521
4532 | 1013.2333 | 0 | 0 | 0 | 0 | 0 | 0 | 0 | 0 | 1063.3502
4533 | 1301.9392 | 0 | 0 | 0 | 0 | 0 | 0 | 0 | 0 | 1366.3364
4534 | 1252.9006 | 0 | 0 | 0 | 0 | 0 | 0 | 0 | 0 | 1314.8729
4535 | 1488.4238 | 0 | 0 | 0 | 0 | 0 | 0 | 0 | 0 | 1562.0455
4536 | 1379.9864 | 0 | 0 | 0 | 0 | 0 | 0 | 1379.986 | 0 | 0
4537 | 1263.2609 | 0 | 0 | 0 | 0 | 0 | 0 | 1263.261 | 0 | 0
4538 | 1365.4821 | 0 | 0 | 0 | 0 | 0 | 0 | 1365.482 | 0 | 0
4539 | 1331.6386 | 0 | 0 | 0 | 0 | 0 | 0 | 1331.639 | 0 | 0
4540 | 1141.0098 | 0 | 0 | 0 | 0 | 0 | 0 | 1141.01 | 0 | 0
4541 | 1093.3526 | 0 | 0 | 0 | 0 | 0 | 0 | 1093.353 | 0 | 0
4542 | 949.6904 | 0 | 0 | 0 | 0 | 0 | 0 | 949.69 | 0 | 0
4543 | 966.9575 | 0 | 339.5526 | 339.5526 | 0 | 0 | 0 | 643.408 | 0 | 0
4544 | 843.7136 | 0 | 1147.0711 | 885.4464 | -261.6248 | 0 | 0 | 0 | 0 | 0
4545 | 1005.3405 | 0 | 1986.1785 | 1055.0668 | -931.1116 | 0 | 0 | 0 | 0 | 0
4546 | 1563.6281 | 0 | 3226.636 | 1640.9693 | -1585.6668 | 0 | 0 | 0 | 0 | 0
4547 | 1371.9495 | 0 | 3707.2186 | 1439.8093 | -1888.3791 | 0 | 379.0302 | 0 | 0 | 0
4548 | 1263.6571 | 0 | 2870.8273 | 1326.1609 | -1544.6664 | 0 | 0 | 0 | 0 | 0
4549 | 1241.5078 | 0 | 875.1438 | 875.1438 | 0 | 0 | 0 | 407.61 | 0 | 0
4550 | 1242.3884 | 0 | 393.9494 | 393.9494 | 0 | 0 | 0 | 867.007 | 0 | 0
4551 | 1546.4283 | 0 | 396.1543 | 396.1543 | 0 | 0 | 0 | 1168.946 | 0 | 0
4552 | 1391.9206 | 0 | 213.9938 | 213.9938 | 0 | 0 | 0 | 1188.012 | 0 | 0
4553 | 1102.5551 | 0 | 129.488 | 129.488 | 0 | 0 | 0 | 979.17 | 0 | 0
4554 | 1208.6278 | 0 | 119.8235 | 119.8235 | 0 | 0 | 0 | 1094.452 | 0 | 0
4555 | 1185.9043 | 0 | 0 | 0 | 0 | 0 | 0 | 0 | 0 | 1244.562
4556 | 1010.4706 | 0 | 0 | 0 | 0 | 0 | 0 | 0 | 0 | 1060.4516
4557 | 1031.1911 | 0 | 0 | 0 | 0 | 0 | 0 | 0 | 0 | 1082.1965
4558 | 1206.6248 | 0 | 0 | 0 | 0 | 0 | 0 | 0 | 0 | 1266.3079
4559 | 1274.3118 | 0 | 0 | 0 | 0 | 0 | 0 | 0 | 0 | 1337.3429
4560 | 1225.2732 | 0 | 0 | 0 | 0 | 0 | 0 | 312.92 | 0 | 957.4815
4561 | 1292.9603 | 0 | 0 | 0 | 0 | 0 | 0 | 1292.96 | 0 | 0
4562 | 1131.3402 | 0 | 0 | 0 | 0 | 0 | 0 | 1131.34 | 0 | 0
4563 | 1158.2769 | 0 | 0 | 0 | 0 | 0 | 0 | 1158.277 | 0 | 0
4564 | 1222.5105 | 0 | 0 | 0 | 0 | 0 | 0 | 1222.511 | 0 | 0
4565 | 826.7486 | 0 | 0 | 0 | 0 | 0 | 0 | 826.749 | 0 | 0
4566 | 1008.3985 | 0 | 0 | 0 | 0 | 0 | 0 | 1008.399 | 0 | 0
4567 | 964.1947 | 0 | 379.7502 | 379.7502 | 0 | 0 | 0 | 0 | 0 | 632.1365
4568 | 949.7888 | 0 | 1214.8339 | 996.7681 | -218.0658 | 0 | 0 | 0 | 0 | 0
4569 | 1299.4648 | 0 | 1861.4761 | 1363.7401 | -497.736 | 0 | 0 | 0 | 0 | 0
4570 | 1185.0608 | 0 | 2162.3948 | 1243.6763 | -918.7185 | 0 | 0 | 0 | 0 | 0
4571 | 1494.3067 | 0 | 2726.0707 | 1568.2195 | -1157.8512 | 0 | 0 | 0 | 0 | 0
4572 | 1253.3755 | 0 | 3241.9173 | 1315.3703 | -1888.3791 | 0 | 38.1679 | 0 | 0 | 0
4573 | 1225.6264 | 0 | 3157.7493 | 1286.2488 | -1871.5005 | 0 | 0 | 0 | 0 | 0
4574 | 1352.7545 | 0 | 2553.1885 | 1419.6659 | -1133.5226 | 0 | 0 | 0 | 0 | 0
4575 | 1293.0716 | 0 | 2594.0808 | 1357.0308 | -1237.05 | 0 | 0 | 0 | 0 | 0
4576 | 998.7617 | 0 | 1695.7376 | 1048.1624 | -647.5752 | 0 | 0 | 0 | 0 | 0
4577 | 1126.9881 | 0 | 719.5819 | 719.5819 | 0 | 0 | 0 | 441.321 | 0 | 0
4578 | 1225.8163 | 0 | 129.0892 | 129.0892 | 0 | 0 | 0 | 1102.811 | 0 | 0
4579 | 1032.5724 | 0 | 0 | 0 | 0 | 0 | 0 | 0 | 0 | 1083.6458
4580 | 1021.5215 | 0 | 0 | 0 | 0 | 0 | 0 | 0 | 0 | 1072.0482
4581 | 1216.2944 | 0 | 0 | 0 | 0 | 0 | 0 | 0 | 0 | 1276.4552
4582 | 1219.0571 | 0 | 0 | 0 | 0 | 0 | 0 | 0 | 0 | 1279.3549
4583 | 1163.1117 | 0 | 0 | 0 | 0 | 0 | 0 | 0 | 0 | 1220.6427
4584 | 1101.6408 | 0 | 0 | 0 | 0 | 0 | 0 | 1101.641 | 0 | 0
4585 | 1022.2122 | 0 | 0 | 0 | 0 | 0 | 0 | 1022.212 | 0 | 0
4586 | 1254.9727 | 0 | 0 | 0 | 0 | 0 | 0 | 1254.973 | 0 | 0
4587 | 1133.4123 | 0 | 0 | 0 | 0 | 0 | 0 | 1133.412 | 0 | 0
4588 | 973.1736 | 0 | 0 | 0 | 0 | 0 | 0 | 973.174 | 0 | 0
4589 | 1258.4261 | 0 | 0 | 0 | 0 | 0 | 0 | 1258.426 | 0 | 0
4590 | 1203.862 | 0 | 0 | 0 | 0 | 0 | 0 | 1203.862 | 0 | 0
4591 | 1112.6918 | 0 | 209.9587 | 209.9587 | 0 | 0 | 0 | 912.629 | 0 | 0
4592 | 1002.4448 | 0 | 439.2033 | 439.2033 | 0 | 0 | 0 | 583.941 | 0 | 0
4593 | 715.8188 | 0 | 919.2338 | 751.2253 | -168.0085 | 0 | 0 | 0 | 0 | 0
4594 | 888.077 | 0 | 2082.0375 | 932.0037 | -1150.0338 | 0 | 0 | 0 | 0 | 0
4595 | 1386.1353 | 0 | 2564.7368 | 1454.697 | -1110.0398 | 0 | 0 | 0 | 0 | 0
4596 | 1199.0566 | 0 | 2683.0091 | 1258.3656 | -1424.6435 | 0 | 0 | 0 | 0 | 0
4597 | 1228.0489 | 0 | 2051.856 | 1288.7916 | -763.0643 | 0 | 0 | 0 | 0 | 0
4598 | 1402.9448 | 0 | 2473.5731 | 1472.3374 | -1001.2357 | 0 | 0 | 0 | 0 | 0
4599 | 1345.1535 | 0 | 1641.4016 | 1411.689 | -229.7127 | 0 | 0 | 0 | 0 | 0
4600 | 1550.7356 | 0 | 114.1469 | 114.1469 | 0 | 0 | 0 | 1441.968 | 0 | 0
4601 | 1497.0151 | 0 | 46.3663 | 46.3663 | 0 | 0 | 0 | 1452.834 | 0 | 0
4602 | 1191.2752 | 0 | 16.2257 | 16.2257 | 0 | 0 | 0 | 1175.814 | 0 | 0
4603 | 1230.7987 | 0 | 0 | 0 | 0 | 0 | 0 | 0 | 0 | 1291.6776
4604 | 1251.5192 | 0 | 0 | 0 | 0 | 0 | 0 | 0 | 0 | 1313.4225
4605 | 1339.2361 | 0 | 0 | 0 | 0 | 0 | 0 | 0 | 0 | 1405.4782
4606 | 1237.0149 | 0 | 0 | 0 | 0 | 0 | 0 | 0 | 0 | 1298.2011
4607 | 1361.338 | 0 | 0 | 0 | 0 | 0 | 0 | 0 | 0 | 1428.6735
4608 | 1507.763 | 0 | 0 | 0 | 0 | 0 | 0 | 741.932 | 0 | 803.7111
4609 | 607.8018 | 0 | 0 | 0 | 0 | 0 | 0 | 607.802 | 0 | 0
4610 | 762.515 | 0 | 0 | 0 | 0 | 0 | 0 | 762.515 | 0 | 0
4611 | 928.2792 | 0 | 0 | 0 | 0 | 0 | 0 | 928.279 | 0 | 0
4612 | 756.9896 | 0 | 0 | 0 | 0 | 0 | 0 | 756.99 | 0 | 0
4613 | 800.5026 | 0 | 0 | 0 | 0 | 0 | 0 | 800.503 | 0 | 0
4614 | 622.3062 | 0 | 0 | 0 | 0 | 0 | 0 | 622.306 | 0 | 0
4615 | 551.1658 | 0 | 183.9194 | 183.9194 | 0 | 0 | 0 | 0 | 0 | 394.5088
4616 | 537.6301 | 0 | 1415.806 | 564.2237 | -851.5823 | 0 | 0 | 0 | 0 | 0
4617 | 520.8758 | 0 | 2472.955 | 546.6389 | -1888.3791 | 0 | 37.937 | 0 | 0 | 0
4618 | 948.3591 | 0 | 3247.5812 | 995.2674 | -1888.3791 | 0 | 363.9348 | 0 | 0 | 0
4619 | 845.2702 | 0 | 3774.8817 | 887.0793 | -1888.3791 | 0 | 999.4233 | 0 | 0 | 0
4620 | 618.959 | 0 | 4039.022 | 649.5744 | -1888.3791 | 0 | 1501.0685 | 0 | 0 | 0
4621 | 587.2298 | 0 | 2306.1124 | 616.276 | -1181.547 | 0 | 508.2894 | 0 | 0 | 0
4622 | 673.7052 | 0 | 3756.4321 | 707.0283 | 0 | 0 | 3049.4038 | 0 | 0 | 0
4623 | 761.9789 | 0 | 2158.5202 | 799.6685 | 0 | 0 | 1358.8517 | 0 | 0 | 0
4624 | 727.5949 | 0 | 101.2973 | 101.2973 | 0 | 0 | 0 | 631.072 | 0 | 0
4625 | 423.3979 | 0 | 68.3095 | 68.3095 | 0 | 0 | 0 | 358.307 | 0 | 0
4626 | 585.8407 | 0 | 20.4813 | 20.4813 | 0 | 0 | 0 | 566.324 | 0 | 0
4627 | 736.9597 | 0 | 0 | 0 | 0 | 0 | 0 | 0 | 0 | 773.412
4628 | 609.1832 | 0 | 0 | 0 | 0 | 0 | 0 | 0 | 0 | 639.3148
4629 | 715.5485 | 0 | 0 | 0 | 0 | 0 | 0 | 0 | 0 | 750.942
4630 | 707.951 | 0 | 0 | 0 | 0 | 0 | 0 | 0 | 0 | 742.9682
4631 | 652.0056 | 0 | 0 | 0 | 0 | 0 | 0 | 0 | 0 | 684.256
4632 | 602.2764 | 0 | 0 | 0 | 0 | 0 | 0 | 602.276 | 0 | 0
4633 | 1192.8111 | 0 | 0 | 0 | 0 | 0 | 0 | 1192.811 | 0 | 0
4634 | 1270.8584 | 0 | 0 | 0 | 0 | 0 | 0 | 1270.858 | 0 | 0
4635 | 1317.8249 | 0 | 0 | 0 | 0 | 0 | 0 | 966.624 | 0 | 368.5724
4636 | 1299.8671 | 0 | 0 | 0 | 0 | 0 | 0 | 0 | 0 | 1364.1619
4637 | 1154.1328 | 0 | 0 | 0 | 0 | 0 | 0 | 0 | 0 | 1211.2195
4638 | 1298.4857 | 0 | 0 | 0 | 0 | 0 | 0 | 0 | 0 | 1362.7126
4639 | 998.7289 | 0 | 331.5116 | 331.5116 | 0 | 0 | 0 | 0 | 0 | 716.6172
4640 | 130.6101 | 0 | 1410.4443 | 137.0703 | -1273.374 | 0 | 0 | 0 | 0 | 0
4641 | 175.9232 | 0 | 2452.6458 | 184.6246 | -1888.3791 | 0 | 379.6421 | 0 | 0 | 0
4642 | 234.3197 | 0 | 3218.7304 | 245.9091 | -1888.3791 | 0 | 1084.4423 | 0 | 0 | 0
4643 | 194.8402 | 0 | 2227.9589 | 204.4763 | -1888.3791 | 0 | 135.1036 | 0 | 0 | 0
4644 | 182.0764 | 0 | 1783.3173 | 191.082 | -1592.2354 | 0 | 0 | 0 | 0 | 0
4645 | 203.5454 | 0 | 1715.7267 | 213.6139 | -1055.8991 | 0 | 446.2137 | 0 | 0 | 0
4646 | 203.7794 | 0 | 2585.3556 | 213.8595 | 0 | 0 | 2371.4961 | 0 | 0 | 0
4647 | 223.5096 | 0 | 2631.5613 | 234.5654 | 0 | 0 | 2396.9959 | 0 | 0 | 0
4648 | 227.8445 | 0 | 2045.258 | 239.1138 | 0 | 0 | 1806.1442 | 0 | 0 | 0
4649 | 436.2411 | 0 | 63.5848 | 63.5848 | 0 | 0 | 0 | 0 | 0 | 394.2338
4650 | 395.2318 | 0 | 271.368 | 271.368 | 0 | 0 | 0 | 0 | 0 | 143.4133
4651 | 255.553 | 0 | 0 | 0 | 0 | 0 | 0 | 0 | 0 | 268.1933
4652 | 228.6164 | 0 | 0 | 0 | 0 | 0 | 0 | 0 | 0 | 239.924
4653 | 206.5145 | 0 | 0 | 0 | 0 | 0 | 0 | 0 | 0 | 216.7287
4654 | 243.8114 | 0 | 0 | 0 | 0 | 0 | 0 | 0 | 0 | 255.8706
4655 | 205.1331 | 0 | 0 | 0 | 0 | 0 | 0 | 0 | 0 | 215.2794
4656 | 192.7008 | 0 | 0 | 0 | 0 | 0 | 0 | 0 | 0 | 202.2325
4657 | 223.7816 | 0 | 0 | 0 | 0 | 0 | 0 | 0 | 0 | 234.8509
4658 | 188.5567 | 0 | 0 | 0 | 0 | 0 | 0 | 0 | 0 | 197.8835
4659 | 172.671 | 0 | 0 | 0 | 0 | 0 | 0 | 0 | 0 | 181.2118
4660 | 181.6499 | 0 | 0 | 0 | 0 | 0 | 0 | 0 | 0 | 190.6349
4661 | 106.3653 | 0 | 0 | 0 | 0 | 0 | 0 | 0 | 0 | 111.6261
4662 | 155.4039 | 0 | 0 | 0 | 0 | 0 | 0 | 0 | 0 | 163.0907
4663 | 132.6113 | 0 | 340.0763 | 139.1713 | -200.9049 | 0 | 0 | 0 | 0 | 0
4664 | 210.6517 | 0 | 1386.7233 | 221.0714 | -1165.6519 | 0 | 0 | 0 | 0 | 0
4665 | 378.0493 | 0 | 2418.2979 | 396.7483 | -1888.3791 | 0 | 133.1705 | 0 | 0 | 0
4666 | 837.0277 | 0 | 3172.0976 | 878.4307 | -100.6256 | 0 | 2193.0412 | 0 | 0 | 0
4667 | 1269.6825 | 0 | 2466.8093 | 1332.4839 | 0 | 0 | 1134.3254 | 0 | 0 | 0
4668 | 1312.5904 | 0 | 3359.1905 | 1377.5142 | 0 | 0 | 1981.6763 | 0 | 0 | 0
4669 | 1239.8562 | 0 | 3278.2203 | 1301.1826 | 0 | 0 | 1977.0377 | 0 | 0 | 0
4670 | 1427.338 | 0 | 3651.0398 | 1497.938 | 0 | 0 | 2153.1018 | 0 | 0 | 0
4671 | 1379.6333 | 0 | 3127.7284 | 1447.8744 | 0 | 0 | 1679.854 | 0 | 0 | 0
4672 | 1408.1145 | 0 | 1988.9134 | 1477.7642 | 0 | 0 | 511.1492 | 0 | 0 | 0
4673 | 1482.0911 | 0 | 1324.2803 | 1324.2803 | 0 | 0 | 0 | 220.227 | 0 | 0
4674 | 1357.8284 | 0 | 323.7487 | 323.7487 | 0 | 0 | 0 | 995.244 | 0 | 56.7696
4675 | 1372.3889 | 0 | 0 | 0 | 0 | 0 | 0 | 0 | 0 | 1440.2711
4676 | 1344.7616 | 0 | 0 | 0 | 0 | 0 | 0 | 0 | 0 | 1411.2776
4677 | 1383.4399 | 0 | 0 | 0 | 0 | 0 | 0 | 0 | 0 | 1451.8687
4678 | 1246.6844 | 0 | 0 | 0 | 0 | 0 | 0 | 0 | 0 | 1308.3484
4679 | 1187.2856 | 0 | 0 | 0 | 0 | 0 | 0 | 0 | 0 | 1246.0124
4680 | 944.1649 | 0 | 0 | 0 | 0 | 0 | 0 | 0 | 0 | 990.866
4681 | 1060.1998 | 0 | 0 | 0 | 0 | 0 | 0 | 1060.2 | 0 | 0
4682 | 1112.0011 | 0 | 0 | 0 | 0 | 0 | 0 | 1112.001 | 0 | 0
4683 | 985.6059 | 0 | 0 | 0 | 0 | 0 | 0 | 985.606 | 0 | 0
4684 | 1117.5266 | 0 | 0 | 0 | 0 | 0 | 0 | 1117.527 | 0 | 0
4685 | 919.991 | 0 | 0 | 0 | 0 | 0 | 0 | 919.991 | 0 | 0
4686 | 716.2392 | 0 | 0 | 0 | 0 | 0 | 0 | 716.239 | 0 | 0
4687 | 888.9102 | 0 | 224.1159 | 224.1159 | 0 | 0 | 0 | 0 | 0 | 708.762
4688 | 709.9428 | 0 | 1231.2916 | 745.0577 | -486.2339 | 0 | 0 | 0 | 0 | 0
4689 | 511.2727 | 0 | 2455.7543 | 536.5609 | -1888.3791 | 0 | 30.8143 | 0 | 0 | 0
4690 | 207.6748 | 0 | 3227.0464 | 217.9472 | -1888.3791 | 0 | 1120.7202 | 0 | 0 | 0
4691 | 138.7688 | 0 | 3730.5177 | 145.6318 | -1888.3791 | 0 | 1696.5068 | 0 | 0 | 0
4692 | 202.4179 | 0 | 3990.052 | 212.4291 | -1888.3791 | 0 | 1889.2438 | 0 | 0 | 0
4693 | 689.9172 | 0 | 3986.0577 | 724.0422 | -1546.8965 | 0 | 1715.1191 | 0 | 0 | 0
4694 | 1105.1745 | 0 | 2822.3033 | 1159.8389 | 0 | 0 | 1662.4644 | 0 | 0 | 0
4695 | 1065.5889 | 0 | 2224.4348 | 1118.2959 | 0 | 0 | 1106.1389 | 0 | 0 | 0
4696 | 1205.8909 | 0 | 1515.8481 | 1265.5376 | 0 | 0 | 250.3105 | 0 | 0 | 0
4697 | 1007.9081 | 0 | 604.4958 | 604.4958 | 0 | 0 | 0 | 0 | 0 | 453.2661
4698 | 1302.5098 | 0 | 151.152 | 151.152 | 0 | 0 | 0 | 0 | 0 | 1215.7837
4699 | 973.1736 | 0 | 0 | 0 | 0 | 0 | 0 | 0 | 0 | 1021.3098
4700 | 879.9313 | 0 | 0 | 0 | 0 | 0 | 0 | 0 | 0 | 923.4548
4701 | 879.2406 | 0 | 0 | 0 | 0 | 0 | 0 | 0 | 0 | 922.7306
4702 | 925.5164 | 0 | 0 | 0 | 0 | 0 | 0 | 0 | 0 | 971.2945
4703 | 1076.0855 | 0 | 0 | 0 | 0 | 0 | 0 | 0 | 0 | 1129.3121
4704 | 1077.4669 | 0 | 0 | 0 | 0 | 0 | 0 | 0 | 0 | 1130.7614
4705 | 1165.8744 | 0 | 0 | 0 | 0 | 0 | 0 | 1165.874 | 0 | 0
4706 | 1019.4494 | 0 | 0 | 0 | 0 | 0 | 0 | 1019.449 | 0 | 0
4707 | 1090.5899 | 0 | 0 | 0 | 0 | 0 | 0 | 1090.59 | 0 | 0
4708 | 797.7399 | 0 | 0 | 0 | 0 | 0 | 0 | 797.74 | 0 | 0
4709 | 1000.1103 | 0 | 0 | 0 | 0 | 0 | 0 | 1000.11 | 0 | 0
4710 | 815.6977 | 0 | 0 | 0 | 0 | 0 | 0 | 693.175 | 0 | 128.5833
4711 | 1003.5637 | 0 | 335.5237 | 335.5237 | 0 | 0 | 0 | 0 | 0 | 717.6793
4712 | 951.6977 | 0 | 1380.3583 | 998.7716 | -381.5867 | 0 | 0 | 0 | 0 | 0
4713 | 1121.6603 | 0 | 1896.8052 | 1177.1414 | -719.6638 | 0 | 0 | 0 | 0 | 0
4714 | 1083.6407 | 0 | 2569.0994 | 1137.2408 | -1431.8586 | 0 | 0 | 0 | 0 | 0
4715 | 1503.6577 | 0 | 2793.7684 | 1578.033 | -1215.7354 | 0 | 0 | 0 | 0 | 0
4716 | 1480.6329 | 0 | 3211.2835 | 1553.8691 | -1657.4143 | 0 | 0 | 0 | 0 | 0
4717 | 1652.4707 | 0 | 3014.2049 | 1734.2067 | -1279.9982 | 0 | 0 | 0 | 0 | 0
4718 | 1615.0866 | 0 | 3190.4212 | 1694.9725 | -1495.4487 | 0 | 0 | 0 | 0 | 0
4719 | 1540.0611 | 0 | 3090.081 | 1616.2355 | -1404.9388 | 0 | 68.9067 | 0 | 0 | 0
4720 | 1743.6635 | 0 | 1603.642 | 1603.642 | 0 | 0 | 0 | 215.604 | 0 | 0
4721 | 1217.598 | 0 | 608.4302 | 608.4302 | 0 | 0 | 0 | 637.844 | 0 | 0
4722 | 1425.4723 | 0 | 88.6376 | 88.6376 | 0 | 0 | 0 | 1341.013 | 0 | 0
4723 | 1408.9952 | 0 | 0 | 0 | 0 | 0 | 0 | 0 | 0 | 1478.6877
4724 | 1178.3067 | 0 | 0 | 0 | 0 | 0 | 0 | 0 | 0 | 1236.5892
4725 | 1460.1058 | 0 | 0 | 0 | 0 | 0 | 0 | 0 | 0 | 1532.3268
4726 | 1165.1837 | 0 | 0 | 0 | 0 | 0 | 0 | 0 | 0 | 1222.8172
4727 | 1237.7056 | 0 | 0 | 0 | 0 | 0 | 0 | 0 | 0 | 1298.9263
4728 | 1343.3802 | 0 | 0 | 0 | 0 | 0 | 0 | 1343.38 | 0 | 0
4729 | 1258.4261 | 0 | 0 | 0 | 0 | 0 | 0 | 1258.426 | 0 | 0
4730 | 1290.1975 | 0 | 0 | 0 | 0 | 0 | 0 | 1290.198 | 0 | 0
4731 | 1518.8139 | 0 | 0 | 0 | 0 | 0 | 0 | 1518.814 | 0 | 0
4732 | 1493.2586 | 0 | 0 | 0 | 0 | 0 | 0 | 1493.259 | 0 | 0
4733 | 1221.1291 | 0 | 0 | 0 | 0 | 0 | 0 | 1221.129 | 0 | 0
4734 | 1216.2944 | 0 | 0 | 0 | 0 | 0 | 0 | 1216.294 | 0 | 0
4735 | 1270.1677 | 0 | 331.8317 | 331.8317 | 0 | 0 | 0 | 87.759 | 0 | 909.0614
4736 | 1420.868 | 0 | 1112.3182 | 1112.3182 | 0 | 0 | 0 | 0 | 0 | 378.8298
4737 | 1032.7373 | 0 | 1850.1356 | 1083.819 | -766.3166 | 0 | 0 | 0 | 0 | 0
4738 | 983.6487 | 0 | 2438.3993 | 1032.3029 | -1406.0964 | 0 | 0 | 0 | 0 | 0
4739 | 1036.9712 | 0 | 2747.1281 | 1088.2624 | -1658.8658 | 0 | 0 | 0 | 0 | 0
4740 | 1264.5447 | 0 | 2756.9648 | 1327.0918 | -1429.873 | 0 | 0 | 0 | 0 | 0
4741 | 1287.5099 | 0 | 3200.9001 | 1351.1937 | -1849.7064 | 0 | 0 | 0 | 0 | 0
4742 | 1054.9635 | 0 | 2963.1191 | 1107.1443 | -1855.9748 | 0 | 0 | 0 | 0 | 0
4743 | 1243.8855 | 0 | 1040.4426 | 1040.4426 | 0 | 0 | 0 | 252.481 | 0 | 0
4744 | 986.9251 | 0 | 853.1292 | 853.1292 | 0 | 0 | 0 | 174.005 | 0 | 0
4745 | 1104.938 | 0 | 1058.6654 | 1058.6654 | 0 | 0 | 0 | 96.169 | 0 | 0
4746 | 1034.1178 | 0 | 0 | 0 | 0 | 0 | 0 | 444.1 | 0 | 619.2019
4747 | 840.5623 | 0 | 0 | 0 | 0 | 0 | 0 | 0 | 0 | 882.1385
4748 | 1201.79 | 0 | 0 | 0 | 0 | 0 | 0 | 0 | 0 | 1261.2338
4749 | 714.1672 | 0 | 0 | 0 | 0 | 0 | 0 | 0 | 0 | 749.4916
4750 | 1128.5775 | 0 | 0 | 0 | 0 | 0 | 0 | 0 | 0 | 1184.4005
4751 | 844.7064 | 0 | 0 | 0 | 0 | 0 | 0 | 0 | 0 | 886.4874
4752 | 1005.6358 | 0 | 0 | 0 | 0 | 0 | 0 | 0 | 0 | 1055.3775
4753 | 1029.119 | 0 | 0 | 0 | 0 | 0 | 0 | 1029.119 | 0 | 0
4754 | 1085.7551 | 0 | 0 | 0 | 0 | 0 | 0 | 1085.755 | 0 | 0
4755 | 1188.667 | 0 | 0 | 0 | 0 | 0 | 0 | 1188.667 | 0 | 0
4756 | 1035.3352 | 0 | 0 | 0 | 0 | 0 | 0 | 1035.335 | 0 | 0
4757 | 943.4742 | 0 | 0 | 0 | 0 | 0 | 0 | 943.474 | 0 | 0
4758 | 1012.5426 | 0 | 0 | 0 | 0 | 0 | 0 | 1012.543 | 0 | 0
4759 | 1096.806 | 0 | 29.3493 | 29.3493 | 0 | 0 | 0 | 0 | 0 | 1121.7077
4760 | 934.3477 | 0 | 126.4267 | 126.4267 | 0 | 0 | 0 | 0 | 0 | 854.1367
4761 | 1094.2419 | 0 | 1940.8228 | 1148.3662 | -792.4566 | 0 | 0 | 0 | 0 | 0
4762 | 1260.8348 | 0 | 2673.6532 | 1323.1993 | -1350.4539 | 0 | 0 | 0 | 0 | 0
4763 | 1083.1262 | 0 | 2617.2015 | 1136.7014 | -1480.5001 | 0 | 0 | 0 | 0 | 0
4764 | 1249.8858 | 0 | 3008.374 | 1311.7087 | -1696.6653 | 0 | 0 | 0 | 0 | 0
4765 | 1115.5132 | 0 | 3169.3868 | 1170.6893 | -1888.3791 | 0 | 110.3185 | 0 | 0 | 0
4766 | 1150.3401 | 0 | 2806.7313 | 1207.2389 | -1599.4924 | 0 | 0 | 0 | 0 | 0
4767 | 1467.4236 | 0 | 2383.8367 | 1540.0057 | -778.6961 | 0 | 65.1349 | 0 | 0 | 0
4768 | 1501.2835 | 0 | 2199.9351 | 1575.5405 | 0 | 0 | 624.3946 | 0 | 0 | 0
4769 | 1430.4064 | 0 | 1232.255 | 1232.255 | 0 | 0 | 0 | 256.23 | 0 | 0
4770 | 1592.421 | 0 | 351.5889 | 351.5889 | 0 | 0 | 0 | 1257.403 | 0 | 0
4771 | 1372.3889 | 0 | 0 | 0 | 0 | 0 | 0 | 0 | 0 | 1440.2711
4772 | 1328.8758 | 0 | 0 | 0 | 0 | 0 | 0 | 0 | 0 | 1394.6058
4773 | 1486.3518 | 0 | 0 | 0 | 0 | 0 | 0 | 0 | 0 | 1559.871
4774 | 1364.1007 | 0 | 0 | 0 | 0 | 0 | 0 | 0 | 0 | 1431.5731
4775 | 1410.3765 | 0 | 0 | 0 | 0 | 0 | 0 | 0 | 0 | 1480.1381
4776 | 1210.7689 | 0 | 0 | 0 | 0 | 0 | 0 | 777.187 | 0 | 455.0281
4777 | 1007.0171 | 0 | 0 | 0 | 0 | 0 | 0 | 1007.017 | 0 | 0
4778 | 820.5325 | 0 | 0 | 0 | 0 | 0 | 0 | 820.532 | 0 | 0
4779 | 1060.8905 | 0 | 0 | 0 | 0 | 0 | 0 | 1060.89 | 0 | 0
4780 | 1237.7056 | 0 | 0 | 0 | 0 | 0 | 0 | 1237.706 | 0 | 0
4781 | 960.7413 | 0 | 0 | 0 | 0 | 0 | 0 | 960.741 | 0 | 0
4782 | 1200.4086 | 0 | 0 | 0 | 0 | 0 | 0 | 1200.409 | 0 | 0
4783 | 1122.3613 | 0 | 325.1876 | 325.1876 | 0 | 0 | 0 | 0 | 0 | 852.6895
4784 | 1070.4651 | 0 | 1422.7839 | 1123.4141 | -299.3697 | 0 | 0 | 0 | 0 | 0
4785 | 1185.2757 | 0 | 2500.7416 | 1243.903 | -1256.8386 | 0 | 0 | 0 | 0 | 0
4786 | 1241.5501 | 0 | 2331.4968 | 1302.9604 | -1028.5364 | 0 | 0 | 0 | 0 | 0
4787 | 1273.3423 | 0 | 2878.9879 | 1336.3249 | -1542.6629 | 0 | 0 | 0 | 0 | 0
4788 | 1429.0673 | 0 | 4086.125 | 1499.7525 | -1888.3791 | 0 | 697.9934 | 0 | 0 | 0
4789 | 1265.5332 | 0 | 2885.823 | 1328.1297 | -1557.6934 | 0 | 0 | 0 | 0 | 0
4790 | 1185.2801 | 0 | 2986.0677 | 1243.9072 | -1742.1606 | 0 | 0 | 0 | 0 | 0
4791 | 1296.2238 | 0 | 2953.5207 | 1360.3387 | -271.0038 | 0 | 1322.1782 | 0 | 0 | 0
4792 | 1491.7106 | 0 | 1741.7534 | 1565.494 | 0 | 0 | 176.2594 | 0 | 0 | 0
4793 | 1623.4698 | 0 | 745.5551 | 745.5551 | 0 | 0 | 0 | 913.053 | 0 | 0
4794 | 1365.0331 | 0 | 16.2142 | 16.2142 | 0 | 0 | 0 | 1349.583 | 0 | 0
4795 | 1483.589 | 0 | 0 | 0 | 0 | 0 | 0 | 0 | 0 | 1556.9713
4796 | 1207.3155 | 0 | 0 | 0 | 0 | 0 | 0 | 0 | 0 | 1267.0321
4797 | 1394.4908 | 0 | 0 | 0 | 0 | 0 | 0 | 0 | 0 | 1463.4663
4798 | 1198.3366 | 0 | 0 | 0 | 0 | 0 | 0 | 0 | 0 | 1257.61
4799 | 1087.8272 | 0 | 0 | 0 | 0 | 0 | 0 | 0 | 0 | 1141.6339
4800 | 982.8432 | 0 | 0 | 0 | 0 | 0 | 0 | 982.843 | 0 | 0
4801 | 1308.846 | 0 | 0 | 0 | 0 | 0 | 0 | 1308.846 | 0 | 0
4802 | 1232.1801 | 0 | 0 | 0 | 0 | 0 | 0 | 1232.18 | 0 | 0
4803 | 1165.8744 | 0 | 0 | 0 | 0 | 0 | 0 | 1165.874 | 0 | 0
4804 | 1230.108 | 0 | 0 | 0 | 0 | 0 | 0 | 1230.108 | 0 | 0
4805 | 1178.9974 | 0 | 0 | 0 | 0 | 0 | 0 | 1178.997 | 0 | 0
4806 | 1110.6197 | 0 | 0 | 0 | 0 | 0 | 0 | 62.059 | 0 | 1100.4257
4807 | 929.6605 | 0 | 148.6081 | 148.6081 | 0 | 0 | 0 | 0 | 0 | 827.0354
4808 | 777.6212 | 0 | 1392.6548 | 816.0842 | -576.5706 | 0 | 0 | 0 | 0 | 0
4809 | 947.273 | 0 | 1812.3633 | 994.1277 | -818.2356 | 0 | 0 | 0 | 0 | 0
4810 | 1179.9083 | 0 | 1509.3645 | 1238.2705 | -271.0941 | 0 | 0 | 0 | 0 | 0
4811 | 1059.5877 | 0 | 2618.3843 | 1111.9981 | -1506.3862 | 0 | 0 | 0 | 0 | 0
4812 | 1194.5136 | 0 | 2421.5848 | 1253.5979 | -1167.9869 | 0 | 0 | 0 | 0 | 0
4813 | 1267.6269 | 0 | 3035.5541 | 1330.3262 | -1705.2279 | 0 | 0 | 0 | 0 | 0
4814 | 887.0799 | 0 | 2902.1086 | 930.9574 | -1888.3791 | 0 | 82.7722 | 0 | 0 | 0
4815 | 1241.5596 | 0 | 2700.489 | 1302.9709 | -1397.5181 | 0 | 0 | 0 | 0 | 0
4816 | 536.721 | 0 | 1761.9377 | 563.2676 | -255.2461 | 0 | 943.4239 | 0 | 0 | 0
4817 | 511.4393 | 0 | 879.6135 | 536.7362 | 0 | 0 | 342.8773 | 0 | 0 | 0
4818 | 220.4508 | 0 | 235.9559 | 231.3551 | 0 | 0 | 4.6008 | 0 | 0 | 0
4819 | 219.6375 | 0 | 0 | 0 | 0 | 0 | 0 | 0 | 0 | 230.5008
4820 | 234.8325 | 0 | 0 | 0 | 0 | 0 | 0 | 0 | 0 | 246.4485
4821 | 155.4039 | 0 | 0 | 0 | 0 | 0 | 0 | 0 | 0 | 163.0907
4822 | 212.04 | 0 | 0 | 0 | 0 | 0 | 0 | 0 | 0 | 222.5281
4823 | 91.1703 | 0 | 0 | 0 | 0 | 0 | 0 | 0 | 0 | 95.6795
4824 | 85.6448 | 0 | 0 | 0 | 0 | 0 | 0 | 0 | 0 | 89.8812
4825 | 78.738 | 0 | 0 | 0 | 0 | 0 | 0 | 0 | 0 | 82.6326
4826 | 84.9541 | 0 | 0 | 0 | 0 | 0 | 0 | 0 | 0 | 89.1561
4827 | 77.3566 | 0 | 0 | 0 | 0 | 0 | 0 | 0 | 0 | 81.1833
4828 | 82.1914 | 0 | 0 | 0 | 0 | 0 | 0 | 0 | 0 | 86.2564
4829 | 78.738 | 0 | 0 | 0 | 0 | 0 | 0 | 0 | 0 | 82.6326
4830 | 83.5728 | 0 | 0 | 0 | 0 | 0 | 0 | 0 | 0 | 87.7067
4831 | 66.9963 | 0 | 292.693 | 70.3098 | -222.3832 | 0 | 0 | 0 | 0 | 0
4832 | 81.1985 | 0 | 1001.4582 | 85.2153 | -916.2429 | 0 | 0 | 0 | 0 | 0
4833 | 713.0577 | 0 | 1536.532 | 748.3278 | -594.9205 | 0 | 193.2837 | 0 | 0 | 0
4834 | 1109.9109 | 0 | 2665.4988 | 1164.8102 | 0 | 0 | 1500.6886 | 0 | 0 | 0
4835 | 1211.7488 | 0 | 3280.2111 | 1271.6843 | 0 | 0 | 2008.5268 | 0 | 0 | 0
4836 | 1105.1884 | 0 | 4089.732 | 1159.8536 | 0 | 0 | 2929.8784 | 0 | 0 | 0
4837 | 969.134 | 0 | 3212.5491 | 1017.07 | 0 | 0 | 2195.4791 | 0 | 0 | 0
4838 | 1192.262 | 0 | 2317.1906 | 1251.2345 | 0 | 0 | 1065.9561 | 0 | 0 | 0
4839 | 1204.9136 | 0 | 2429.2039 | 1264.5113 | 0 | 0 | 1164.6927 | 0 | 0 | 0
4840 | 1193.8661 | 0 | 1948.5385 | 1252.9189 | 0 | 0 | 695.6196 | 0 | 0 | 0
4841 | 893.7415 | 0 | 726.4349 | 726.4349 | 0 | 0 | 0 | 201.544 | 0 | 0
4842 | 898.8077 | 0 | 85.0002 | 85.0002 | 0 | 0 | 0 | 817.814 | 0 | 0
4843 | 882.694 | 0 | 0 | 0 | 0 | 0 | 0 | 0 | 0 | 926.3544
4844 | 1020.8308 | 0 | 0 | 0 | 0 | 0 | 0 | 0 | 0 | 1071.3241
4845 | 1455.9617 | 0 | 0 | 0 | 0 | 0 | 0 | 0 | 0 | 1527.9778
4846 | 774.9473 | 0 | 0 | 0 | 0 | 0 | 0 | 0 | 0 | 813.278
4847 | 1051.2209 | 0 | 0 | 0 | 0 | 0 | 0 | 0 | 0 | 1103.2172
4848 | 1114.0731 | 0 | 0 | 0 | 0 | 0 | 0 | 1114.073 | 0 | 0
4849 | 966.9575 | 0 | 0 | 0 | 0 | 0 | 0 | 966.957 | 0 | 0
4850 | 895.1263 | 0 | 0 | 0 | 0 | 0 | 0 | 895.126 | 0 | 0
4851 | 941.4022 | 0 | 0 | 0 | 0 | 0 | 0 | 941.402 | 0 | 0
4852 | 939.3301 | 0 | 0 | 0 | 0 | 0 | 0 | 939.33 | 0 | 0
4853 | 1111.3104 | 0 | 0 | 0 | 0 | 0 | 0 | 1111.31 | 0 | 0
4854 | 1126.5055 | 0 | 0 | 0 | 0 | 0 | 0 | 1126.505 | 0 | 0
4855 | 1100.2595 | 0 | 335.2614 | 335.2614 | 0 | 0 | 0 | 445.722 | 0 | 351.6519
4856 | 882.8235 | 0 | 905.171 | 905.171 | 0 | 0 | 0 | 0 | 0 | 21.3188
4857 | 886.201 | 0 | 1575.338 | 930.0349 | -645.3031 | 0 | 0 | 0 | 0 | 0
4858 | 1103.5739 | 0 | 1840.3284 | 1158.1598 | -682.1686 | 0 | 0 | 0 | 0 | 0
4859 | 1112.4017 | 0 | 2579.4534 | 1167.4244 | -1412.029 | 0 | 0 | 0 | 0 | 0
4860 | 1166.9312 | 0 | 2620.2859 | 1224.6506 | -1395.6353 | 0 | 0 | 0 | 0 | 0
4861 | 990.0065 | 0 | 3282.9639 | 1038.9744 | -1888.3791 | 0 | 355.6104 | 0 | 0 | 0
4862 | 1284.0444 | 0 | 1628.997 | 1347.5563 | -281.4407 | 0 | 0 | 0 | 0 | 0
4863 | 1002.3878 | 0 | 1218.6141 | 1051.9688 | -166.6452 | 0 | 0 | 0 | 0 | 0
4864 | 1384.9171 | 0 | 911.8645 | 911.8645 | 0 | 0 | 0 | 516.031 | 0 | 0
4865 | 1471.9052 | 0 | 333.175 | 333.175 | 0 | 0 | 0 | 859.851 | 0 | 309.1518
4866 | 1181.0885 | 0 | 231.8725 | 231.8725 | 0 | 0 | 0 | 0 | 0 | 1007.6364
4867 | 1185.2136 | 0 | 0 | 0 | 0 | 0 | 0 | 0 | 0 | 1243.8379
4868 | 1040.17 | 0 | 0 | 0 | 0 | 0 | 0 | 0 | 0 | 1091.6196
4869 | 1251.5192 | 0 | 0 | 0 | 0 | 0 | 0 | 0 | 0 | 1313.4225
4870 | 1156.8955 | 0 | 0 | 0 | 0 | 0 | 0 | 0 | 0 | 1214.1192
4871 | 1042.9327 | 0 | 0 | 0 | 0 | 0 | 0 | 0 | 0 | 1094.5193
4872 | 1049.8395 | 0 | 0 | 0 | 0 | 0 | 0 | 0 | 0 | 1101.7679
4873 | 880.622 | 0 | 0 | 0 | 0 | 0 | 0 | 880.622 | 0 | 0
4874 | 931.0419 | 0 | 0 | 0 | 0 | 0 | 0 | 931.042 | 0 | 0
4875 | 782.5449 | 0 | 0 | 0 | 0 | 0 | 0 | 782.545 | 0 | 0
4876 | 743.1759 | 0 | 0 | 0 | 0 | 0 | 0 | 743.176 | 0 | 0
4877 | 860.5921 | 0 | 0 | 0 | 0 | 0 | 0 | 860.592 | 0 | 0
4878 | 848.8505 | 0 | 0 | 0 | 0 | 0 | 0 | 848.851 | 0 | 0
4879 | 506.2713 | 0 | 293.2104 | 293.2104 | 0 | 0 | 0 | 0 | 0 | 238.1021
4880 | 90.0212 | 0 | 887.1685 | 94.4737 | -792.6949 | 0 | 0 | 0 | 0 | 0
4881 | 76.9871 | 0 | 2013.1035 | 80.795 | -1888.3791 | 0 | 43.9295 | 0 | 0 | 0
4882 | 90.8526 | 0 | 2569.9851 | 95.3458 | -1888.3791 | 0 | 586.2603 | 0 | 0 | 0
4883 | 77.379 | 0 | 3048.3512 | 81.2064 | -1888.3791 | 0 | 1078.7658 | 0 | 0 | 0
4884 | 103.2926 | 0 | 3299.9326 | 108.4011 | -1888.3791 | 0 | 1303.1525 | 0 | 0 | 0
4885 | 71.5652 | 0 | 3126.3431 | 75.1048 | -1240.4355 | 0 | 1810.8028 | 0 | 0 | 0
4886 | 75.749 | 0 | 2876.4555 | 79.4958 | 0 | 0 | 2796.9598 | 0 | 0 | 0
4887 | 91.6762 | 0 | 2688.1085 | 96.2105 | 0 | 0 | 2591.8979 | 0 | 0 | 0
4888 | 85.3392 | 0 | 1807.0205 | 89.5601 | 0 | 0 | 1717.4604 | 0 | 0 | 0
4889 | 76.2014 | 0 | 1211.4882 | 79.9712 | 0 | 0 | 1131.517 | 0 | 0 | 0
4890 | 81.8383 | 0 | 349.4375 | 85.887 | 0 | 0 | 263.5505 | 0 | 0 | 0
4891 | 78.0473 | 0 | 0 | 0 | 0 | 0 | 0 | 0 | 0 | 81.9074
4892 | 82.8821 | 0 | 0 | 0 | 0 | 0 | 0 | 0 | 0 | 86.9816
4893 | 75.2845 | 0 | 0 | 0 | 0 | 0 | 0 | 0 | 0 | 79.0088
4894 | 79.4286 | 0 | 0 | 0 | 0 | 0 | 0 | 0 | 0 | 83.3578
4895 | 75.9752 | 0 | 0 | 0 | 0 | 0 | 0 | 0 | 0 | 79.7329
4896 | 78.738 | 0 | 0 | 0 | 0 | 0 | 0 | 0 | 0 | 82.6326
4897 | 74.5939 | 0 | 0 | 0 | 0 | 0 | 0 | 0 | 0 | 78.2836
4898 | 80.81 | 0 | 0 | 0 | 0 | 0 | 0 | 0 | 0 | 84.8071
4899 | 74.5939 | 0 | 0 | 0 | 0 | 0 | 0 | 0 | 0 | 78.2836
4900 | 77.3566 | 0 | 0 | 0 | 0 | 0 | 0 | 0 | 0 | 81.1833
4901 | 71.8311 | 0 | 0 | 0 | 0 | 0 | 0 | 0 | 0 | 75.384
4902 | 79.4286 | 0 | 0 | 0 | 0 | 0 | 0 | 0 | 0 | 83.3578
4903 | 66.3057 | 0 | 161.6309 | 69.5857 | -92.0452 | 0 | 0 | 0 | 0 | 0
4904 | 72.9207 | 0 | 572.4179 | 76.5279 | -495.89 | 0 | 0 | 0 | 0 | 0
4905 | 154.285 | 0 | 1644.3433 | 161.9164 | -497.0434 | 0 | 985.3836 | 0 | 0 | 0
4906 | 105.3492 | 0 | 2581.7884 | 110.5598 | 0 | 0 | 2471.2286 | 0 | 0 | 0
4907 | 130.5488 | 0 | 2941.2053 | 137.0063 | 0 | 0 | 2804.199 | 0 | 0 | 0
4908 | 202.7269 | 0 | 2764.2459 | 212.7544 | 0 | 0 | 2551.4915 | 0 | 0 | 0
4909 | 354.6912 | 0 | 2062.5311 | 372.236 | 0 | 0 | 1690.2951 | 0 | 0 | 0
4910 | 688.6006 | 0 | 2450.1911 | 722.66 | 0 | 0 | 1727.5311 | 0 | 0 | 0
4911 | 987.823 | 0 | 2060.343 | 1036.6834 | 0 | 0 | 1023.6596 | 0 | 0 | 0
4912 | 1032.5448 | 0 | 1880.698 | 1083.6175 | 0 | 0 | 797.0806 | 0 | 0 | 0
4913 | 1329.4033 | 0 | 863.3279 | 863.3279 | 0 | 0 | 0 | 506.765 | 0 | 0
4914 | 1196.1437 | 0 | 54.7945 | 54.7945 | 0 | 0 | 0 | 1143.932 | 0 | 0
4915 | 1400.707 | 0 | 0 | 0 | 0 | 0 | 0 | 0 | 0 | 1469.9898
4916 | 823.2952 | 0 | 0 | 0 | 0 | 0 | 0 | 0 | 0 | 864.0174
4917 | 1177.6161 | 0 | 0 | 0 | 0 | 0 | 0 | 0 | 0 | 1235.8641
4918 | 1352.3591 | 0 | 0 | 0 | 0 | 0 | 0 | 0 | 0 | 1419.2503
4919 | 1335.092 | 0 | 0 | 0 | 0 | 0 | 0 | 0 | 0 | 1401.1293
4920 | 1360.6473 | 0 | 0 | 0 | 0 | 0 | 0 | 1360.647 | 0 | 0
4921 | 1288.1255 | 0 | 0 | 0 | 0 | 0 | 0 | 1288.125 | 0 | 0
4922 | 1518.8139 | 0 | 0 | 0 | 0 | 0 | 0 | 1518.814 | 0 | 0
4923 | 1469.7754 | 0 | 0 | 0 | 0 | 0 | 0 | 1469.775 | 0 | 0
4924 | 1038.0979 | 0 | 0 | 0 | 0 | 0 | 0 | 1038.098 | 0 | 0
4925 | 1302.6298 | 0 | 0 | 0 | 0 | 0 | 0 | 1302.63 | 0 | 0
4926 | 1125.8148 | 0 | 0 | 0 | 0 | 0 | 0 | 1125.815 | 0 | 0
4927 | 1215.6037 | 0 | 4.1013 | 4.1013 | 0 | 0 | 0 | 893.852 | 0 | 333.5654
4928 | 1164.5561 | 0 | 51.3229 | 51.3229 | 0 | 0 | 0 | 0 | 0 | 1170.8352
4929 | 1265.2017 | 0 | 608.2581 | 608.2581 | 0 | 0 | 0 | 0 | 0 | 719.5242
4930 | 1521.9772 | 0 | 2178.0927 | 1597.2581 | -580.8346 | 0 | 0 | 0 | 0 | 0
4931 | 1459.9884 | 0 | 3315.0764 | 1532.203 | -1782.8734 | 0 | 0 | 0 | 0 | 0
4932 | 1450.6684 | 0 | 3542.5096 | 1522.422 | -1888.3791 | 0 | 131.7086 | 0 | 0 | 0
4933 | 1401.7369 | 0 | 3319.291 | 1471.0707 | -1848.2203 | 0 | 0 | 0 | 0 | 0
4934 | 1375.3968 | 0 | 3773.2351 | 1443.4279 | -1888.3791 | 0 | 441.4282 | 0 | 0 | 0
4935 | 1381.8306 | 0 | 3209.9874 | 1450.179 | -1597.9591 | 0 | 161.8492 | 0 | 0 | 0
4936 | 1788.7211 | 0 | 1975.8969 | 1877.196 | 0 | 0 | 98.7009 | 0 | 0 | 0
4937 | 1525.3581 | 0 | 1352.0658 | 1352.0658 | 0 | 0 | 0 | 237.017 | 0 | 0
4938 | 1702.6602 | 0 | 338.3699 | 338.3699 | 0 | 0 | 0 | 1380.238 | 0 | 0
4939 | 1469.7754 | 0 | 0 | 0 | 0 | 0 | 0 | 0 | 0 | 1542.474
4940 | 1623.7979 | 0 | 0 | 0 | 0 | 0 | 0 | 0 | 0 | 1704.1154
4941 | 1571.3059 | 0 | 0 | 0 | 0 | 0 | 0 | 0 | 0 | 1649.027
4942 | 1333.0199 | 0 | 0 | 0 | 0 | 0 | 0 | 0 | 0 | 1398.9548
4943 | 1336.4734 | 0 | 0 | 0 | 0 | 0 | 0 | 0 | 0 | 1402.5786
4944 | 1509.1443 | 0 | 0 | 0 | 0 | 0 | 0 | 1509.144 | 0 | 0
4945 | 1440.7666 | 0 | 0 | 0 | 0 | 0 | 0 | 1440.767 | 0 | 0
4946 | 1415.902 | 0 | 0 | 0 | 0 | 0 | 0 | 1415.902 | 0 | 0
4947 | 1212.8409 | 0 | 0 | 0 | 0 | 0 | 0 | 1212.841 | 0 | 0
4948 | 1147.9167 | 0 | 0 | 0 | 0 | 0 | 0 | 1147.917 | 0 | 0
4949 | 1229.4174 | 0 | 0 | 0 | 0 | 0 | 0 | 1229.417 | 0 | 0
4950 | 988.3687 | 0 | 0 | 0 | 0 | 0 | 0 | 988.369 | 0 | 0
4951 | 1297.7951 | 0 | 324.943 | 324.943 | 0 | 0 | 0 | 114.362 | 0 | 917.0247
4952 | 1047.8219 | 0 | 1420.5727 | 1099.6501 | -320.9225 | 0 | 0 | 0 | 0 | 0
4953 | 1384.7712 | 0 | 2494.1142 | 1453.2655 | -1040.8487 | 0 | 0 | 0 | 0 | 0
4954 | 1349.7673 | 0 | 3275.2608 | 1416.5301 | -1858.7307 | 0 | 0 | 0 | 0 | 0
4955 | 1301.2096 | 0 | 3795.173 | 1365.5714 | -1888.3791 | 0 | 541.2226 | 0 | 0 | 0
4956 | 1364.7042 | 0 | 4067.6219 | 1432.2059 | -1888.3791 | 0 | 747.0369 | 0 | 0 | 0
4957 | 1493.1455 | 0 | 4070.4219 | 1567 | -1888.3791 | 0 | 615.0429 | 0 | 0 | 0
4958 | 1284.4951 | 0 | 3736.4671 | 1348.0285 | -701.0075 | 0 | 1687.4311 | 0 | 0 | 0
4959 | 1168.1969 | 0 | 3190.5041 | 1225.9781 | 0 | 0 | 1964.526 | 0 | 0 | 0
4960 | 1479.6564 | 0 | 2394.6661 | 1552.8448 | 0 | 0 | 841.8213 | 0 | 0 | 0
4961 | 1510.8356 | 0 | 841.1947 | 841.1947 | 0 | 0 | 0 | 709.288 | 0 | 0
4962 | 1394.1765 | 0 | 356.3136 | 356.3136 | 0 | 0 | 0 | 1054.656 | 0 | 0
4963 | 1384.1314 | 0 | 0 | 0 | 0 | 0 | 0 | 0 | 0 | 1452.5939
4964 | 1029.119 | 0 | 0 | 0 | 0 | 0 | 0 | 0 | 0 | 1080.022
4965 | 1141.7005 | 0 | 0 | 0 | 0 | 0 | 0 | 0 | 0 | 1198.1716
4966 | 1211.4596 | 0 | 0 | 0 | 0 | 0 | 0 | 0 | 0 | 1271.3821
4967 | 1361.338 | 0 | 0 | 0 | 0 | 0 | 0 | 0 | 0 | 1428.6735
4968 | 1071.2507 | 0 | 0 | 0 | 0 | 0 | 0 | 1071.251 | 0 | 0
4969 | 1274.3118 | 0 | 0 | 0 | 0 | 0 | 0 | 1274.312 | 0 | 0
4970 | 875.7872 | 0 | 0 | 0 | 0 | 0 | 0 | 875.787 | 0 | 0
4971 | 1036.7165 | 0 | 0 | 0 | 0 | 0 | 0 | 1036.717 | 0 | 0
4972 | 911.7028 | 0 | 0 | 0 | 0 | 0 | 0 | 911.703 | 0 | 0
4973 | 1306.0833 | 0 | 0 | 0 | 0 | 0 | 0 | 1306.083 | 0 | 0
4974 | 1031.1911 | 0 | 0 | 0 | 0 | 0 | 0 | 653.7 | 0 | 396.1627
4975 | 1167.9465 | 0 | 125.9576 | 125.9576 | 0 | 0 | 0 | 0 | 0 | 1099.7593
4976 | 1102.0699 | 0 | 469.1717 | 469.1717 | 0 | 0 | 0 | 0 | 0 | 687.4096
4977 | 1017.1236 | 0 | 1259.3699 | 1067.4337 | -191.9362 | 0 | 0 | 0 | 0 | 0
4978 | 1192.6799 | 0 | 1482.0051 | 1251.6721 | -230.3329 | 0 | 0 | 0 | 0 | 0
4979 | 1048.5359 | 0 | 3006.4252 | 1100.3994 | -1888.3791 | 0 | 17.6467 | 0 | 0 | 0
4980 | 1037.4685 | 0 | 3259.076 | 1088.784 | -1888.3791 | 0 | 281.913 | 0 | 0 | 0
4981 | 1077.8269 | 0 | 3124.8875 | 1131.1392 | -1888.3791 | 0 | 105.3692 | 0 | 0 | 0
4982 | 1076.3005 | 0 | 3129.9396 | 1129.5378 | -1888.3791 | 0 | 112.0228 | 0 | 0 | 0
4983 | 852.6441 | 0 | 1223.8803 | 894.8181 | -329.0622 | 0 | 0 | 0 | 0 | 0
4984 | 422.9472 | 0 | 1361.5288 | 443.8682 | -917.6607 | 0 | 0 | 0 | 0 | 0
4985 | 167.4831 | 0 | 389.8177 | 175.7672 | -214.0505 | 0 | 0 | 0 | 0 | 0
4986 | 147.3263 | 0 | 284.6164 | 154.6142 | -130.0022 | 0 | 0 | 0 | 0 | 0
4987 | 102.2212 | 0 | 0 | 0 | 0 | 0 | 0 | 0 | 0 | 107.2771
4988 | 109.8187 | 0 | 0 | 0 | 0 | 0 | 0 | 0 | 0 | 115.2509
4989 | 87.0262 | 0 | 0 | 0 | 0 | 0 | 0 | 0 | 0 | 91.3305
4990 | 81.5007 | 0 | 0 | 0 | 0 | 0 | 0 | 0 | 0 | 85.5323
4991 | 81.5007 | 0 | 0 | 0 | 0 | 0 | 0 | 0 | 0 | 85.5323
4992 | 85.6448 | 0 | 0 | 0 | 0 | 0 | 0 | 0 | 0 | 89.8812
4993 | 80.1193 | 0 | 0 | 0 | 0 | 0 | 0 | 0 | 0 | 84.0819
4994 | 78.738 | 0 | 0 | 0 | 0 | 0 | 0 | 0 | 0 | 82.6326
4995 | 73.9032 | 0 | 0 | 0 | 0 | 0 | 0 | 0 | 0 | 77.5584
4996 | 80.81 | 0 | 0 | 0 | 0 | 0 | 0 | 0 | 0 | 84.8071
4997 | 77.3566 | 0 | 0 | 0 | 0 | 0 | 0 | 0 | 0 | 81.1833
4998 | 80.81 | 0 | 0 | 0 | 0 | 0 | 0 | 0 | 0 | 84.8071
4999 | 70.4498 | 0 | 139.9301 | 73.9336 | -65.9965 | 0 | 0 | 0 | 0 | 0
5000 | 82.0705 | 0 | 508.6074 | 86.1305 | -422.477 | 0 | 0 | 0 | 0 | 0
5001 | 531.2024 | 0 | 1662.329 | 557.4767 | -722.2654 | 0 | 382.5869 | 0 | 0 | 0
5002 | 1284.5469 | 0 | 2268.7505 | 1348.0842 | 0 | 0 | 920.6663 | 0 | 0 | 0
5003 | 1356.1138 | 0 | 1626.5664 | 1423.1911 | 0 | 0 | 203.3754 | 0 | 0 | 0
5004 | 1186.715 | 0 | 2740.7988 | 1245.4131 | 0 | 0 | 1495.3857 | 0 | 0 | 0
5005 | 1505.9819 | 0 | 2026.2627 | 1580.4719 | 0 | 0 | 445.7908 | 0 | 0 | 0
5006 | 1112.084 | 0 | 502.9665 | 502.9665 | 0 | 0 | 0 | 632.823 | 0 | 0
5007 | 1330.2779 | 0 | 324.2483 | 324.2483 | 0 | 0 | 0 | 1021.312 | 0 | 0
5008 | 1190.5629 | 0 | 1005.6308 | 1005.6308 | 0 | 0 | 0 | 232.329 | 0 | 0
5009 | 1041.9355 | 0 | 372.7366 | 372.7366 | 0 | 0 | 0 | 686.767 | 0 | 0
5010 | 1168.6743 | 0 | 190.4754 | 190.4754 | 0 | 0 | 0 | 412.016 | 0 | 603.61
5011 | 1443.5337 | 0 | 0 | 0 | 0 | 0 | 0 | 0 | 0 | 1514.9351
5012 | 1038.0979 | 0 | 0 | 0 | 0 | 0 | 0 | 0 | 0 | 1089.4451
5013 | 1286.7441 | 0 | 0 | 0 | 0 | 0 | 0 | 0 | 0 | 1350.3898
5014 | 712.7858 | 0 | 0 | 0 | 0 | 0 | 0 | 0 | 0 | 748.0423
5015 | 1145.8446 | 0 | 0 | 0 | 0 | 0 | 0 | 0 | 0 | 1202.5216
5016 | 1181.7602 | 0 | 0 | 0 | 0 | 0 | 0 | 0 | 0 | 1240.213
5017 | 911.7028 | 0 | 0 | 0 | 0 | 0 | 0 | 911.703 | 0 | 0
5018 | 1009.0892 | 0 | 0 | 0 | 0 | 0 | 0 | 1009.089 | 0 | 0
5019 | 973.8643 | 0 | 0 | 0 | 0 | 0 | 0 | 973.864 | 0 | 0
5020 | 848.1598 | 0 | 0 | 0 | 0 | 0 | 0 | 848.16 | 0 | 0
5021 | 780.4728 | 0 | 0 | 0 | 0 | 0 | 0 | 780.473 | 0 | 0
5022 | 770.8032 | 0 | 0 | 0 | 0 | 0 | 0 | 770.803 | 0 | 0
5023 | 969.0295 | 0 | 184.1922 | 184.1922 | 0 | 0 | 0 | 0 | 0 | 832.7675
5024 | 708.5433 | 0 | 711.3384 | 711.3384 | 0 | 0 | 0 | 0 | 0 | 32.251
5025 | 1101.8299 | 0 | 2021.5139 | 1156.3295 | -865.1844 | 0 | 0 | 0 | 0 | 0
5026 | 952.1242 | 0 | 2587.8281 | 999.2197 | -1588.6084 | 0 | 0 | 0 | 0 | 0
5027 | 1203.6531 | 0 | 3198.4212 | 1263.1879 | -1888.3791 | 0 | 46.8543 | 0 | 0 | 0
5028 | 1159.54 | 0 | 3292.3125 | 1216.8929 | -1888.3791 | 0 | 187.0405 | 0 | 0 | 0
5029 | 964.4063 | 0 | 2982.7336 | 1012.1081 | -1888.3791 | 0 | 82.2464 | 0 | 0 | 0
5030 | 1140.2509 | 0 | 1074.3864 | 1074.3864 | 0 | 0 | 0 | 0 | 0 | 122.2645
5031 | 833.8618 | 0 | 2300.7444 | 875.106 | -1425.6384 | 0 | 0 | 0 | 0 | 0
5032 | 1036.9885 | 0 | 2509.2233 | 1088.2813 | -178.1442 | 0 | 1242.7979 | 0 | 0 | 0
5033 | 1019.831 | 0 | 1056.6211 | 1056.6211 | 0 | 0 | 0 | 0 | 0 | 13.6535
5034 | 933.7278 | 0 | 342.1742 | 342.1742 | 0 | 0 | 0 | 0 | 0 | 637.7385
5035 | 870.2617 | 0 | 0 | 0 | 0 | 0 | 0 | 0 | 0 | 913.3075
5036 | 1061.5812 | 0 | 0 | 0 | 0 | 0 | 0 | 0 | 0 | 1114.0897
5037 | 730.0529 | 0 | 0 | 0 | 0 | 0 | 0 | 0 | 0 | 766.1634
5038 | 1020.8308 | 0 | 0 | 0 | 0 | 0 | 0 | 0 | 0 | 1071.3241
5039 | 954.5252 | 0 | 0 | 0 | 0 | 0 | 0 | 0 | 0 | 1001.7384
5040 | 756.9896 | 0 | 0 | 0 | 0 | 0 | 0 | 0 | 0 | 794.4328
5041 | 995.2755 | 0 | 0 | 0 | 0 | 0 | 0 | 995.276 | 0 | 0
5042 | 975.9364 | 0 | 0 | 0 | 0 | 0 | 0 | 975.936 | 0 | 0
5043 | 974.555 | 0 | 0 | 0 | 0 | 0 | 0 | 974.555 | 0 | 0
5044 | 919.3003 | 0 | 0 | 0 | 0 | 0 | 0 | 919.3 | 0 | 0
5045 | 1018.0681 | 0 | 0 | 0 | 0 | 0 | 0 | 194.436 | 0 | 864.3711
5046 | 664.4379 | 0 | 0 | 0 | 0 | 0 | 0 | 0 | 0 | 697.3029
5047 | 891.6729 | 0 | 235.4742 | 235.4742 | 0 | 0 | 0 | 0 | 0 | 700.3033
5048 | 882.8417 | 0 | 886.7582 | 886.7582 | 0 | 0 | 0 | 0 | 0 | 39.7515
5049 | 1164.6709 | 0 | 2541.3012 | 1222.2788 | -1319.0224 | 0 | 0 | 0 | 0 | 0
5050 | 1275.9643 | 0 | 3359.5411 | 1339.0766 | -1888.3791 | 0 | 132.0854 | 0 | 0 | 0
5051 | 1281.6469 | 0 | 1984.9307 | 1345.0407 | -639.8899 | 0 | 0 | 0 | 0 | 0
5052 | 1165.2105 | 0 | 4170.0547 | 1222.8444 | -1888.3791 | 0 | 1058.8313 | 0 | 0 | 0
5053 | 1262.2861 | 0 | 2168.404 | 1324.7221 | -843.682 | 0 | 0 | 0 | 0 | 0
5054 | 1118.1698 | 0 | 2567.0424 | 1173.4767 | -1393.5658 | 0 | 0 | 0 | 0 | 0
5055 | 1150.1519 | 0 | 2645.2673 | 1207.0416 | -1438.2257 | 0 | 0 | 0 | 0 | 0
5056 | 1238.5577 | 0 | 1691.6667 | 1299.8204 | -175.5016 | 0 | 216.3446 | 0 | 0 | 0
5057 | 954.5088 | 0 | 566.9198 | 566.9198 | 0 | 0 | 0 | 414.308 | 0 | 0
5058 | 1051.3962 | 0 | 160.317 | 160.317 | 0 | 0 | 0 | 633.366 | 0 | 278.3899
5059 | 866.1271 | 0 | 0 | 0 | 0 | 0 | 0 | 0 | 0 | 908.968
5060 | 1031.8818 | 0 | 0 | 0 | 0 | 0 | 0 | 0 | 0 | 1082.9217
5061 | 910.3214 | 0 | 0 | 0 | 0 | 0 | 0 | 0 | 0 | 955.3479
5062 | 1085.7551 | 0 | 0 | 0 | 0 | 0 | 0 | 0 | 0 | 1139.4594
5063 | 1110.6197 | 0 | 0 | 0 | 0 | 0 | 0 | 0 | 0 | 1165.5543
5064 | 991.1314 | 0 | 0 | 0 | 0 | 0 | 0 | 0 | 0 | 1040.155
5065 | 1030.5004 | 0 | 0 | 0 | 0 | 0 | 0 | 1030.5 | 0 | 0
5066 | 809.4815 | 0 | 0 | 0 | 0 | 0 | 0 | 809.482 | 0 | 0
5067 | 1055.365 | 0 | 0 | 0 | 0 | 0 | 0 | 1055.365 | 0 | 0
5068 | 926.8978 | 0 | 0 | 0 | 0 | 0 | 0 | 926.898 | 0 | 0
5069 | 813.6256 | 0 | 0 | 0 | 0 | 0 | 0 | 813.626 | 0 | 0
5070 | 907.5587 | 0 | 0 | 0 | 0 | 0 | 0 | 907.559 | 0 | 0
5071 | 821.2232 | 0 | 321.2227 | 321.2227 | 0 | 0 | 0 | 0 | 0 | 540.6202
5072 | 962.443 | 0 | 1168.9021 | 1010.048 | -158.854 | 0 | 0 | 0 | 0 | 0
5073 | 1008.2725 | 0 | 2492.5222 | 1058.1449 | -1434.3773 | 0 | 0 | 0 | 0 | 0
5074 | 1436.7719 | 0 | 3315.5938 | 1507.8386 | -1807.7551 | 0 | 0 | 0 | 0 | 0
5075 | 1155.7145 | 0 | 3862.4362 | 1212.8787 | -1888.3791 | 0 | 761.1784 | 0 | 0 | 0
5076 | 1137.1705 | 0 | 302.5475 | 302.5475 | 0 | 0 | 0 | 0 | 0 | 890.87
5077 | 1170.2102 | 0 | 1612.5813 | 1228.0928 | -384.4885 | 0 | 0 | 0 | 0 | 0
5078 | 1059.333 | 0 | 3230.9514 | 1111.7305 | -1888.3791 | 0 | 230.8419 | 0 | 0 | 0
5079 | 1086.2248 | 0 | 2483.3982 | 1139.9526 | -1343.4455 | 0 | 0 | 0 | 0 | 0
5080 | 1050.3472 | 0 | 274.4649 | 274.4649 | 0 | 0 | 0 | 788.819 | 0 | 0
5081 | 1100.0177 | 0 | 502.1165 | 502.1165 | 0 | 0 | 0 | 621.566 | 0 | 0
5082 | 961.4501 | 0 | 271.2431 | 271.2431 | 0 | 0 | 0 | 702.991 | 0 | 0
5083 | 1004.2544 | 0 | 0 | 0 | 0 | 0 | 0 | 0 | 0 | 1053.9271
5084 | 918.6096 | 0 | 0 | 0 | 0 | 0 | 0 | 0 | 0 | 964.0469
5085 | 1251.5192 | 0 | 0 | 0 | 0 | 0 | 0 | 0 | 0 | 1313.4225
5086 | 1076.0855 | 0 | 0 | 0 | 0 | 0 | 0 | 0 | 0 | 1129.3121
5087 | 1287.4348 | 0 | 0 | 0 | 0 | 0 | 0 | 0 | 0 | 1351.115
5088 | 1154.1328 | 0 | 0 | 0 | 0 | 0 | 0 | 1048.131 | 0 | 111.2451
5089 | 1704.5439 | 0 | 0 | 0 | 0 | 0 | 0 | 1704.544 | 0 | 0
5090 | 1118.0342 | 0 | 0 | 0 | 0 | 0 | 0 | 1118.034 | 0 | 0
5091 | 1386.5855 | 0 | 0 | 0 | 0 | 0 | 0 | 1386.586 | 0 | 0
5092 | 1257.4896 | 0 | 0 | 0 | 0 | 0 | 0 | 1257.49 | 0 | 0
5093 | 1113.2529 | 0 | 0 | 0 | 0 | 0 | 0 | 1113.253 | 0 | 0
5094 | 1508.5094 | 0 | 0 | 0 | 0 | 0 | 0 | 1508.509 | 0 | 0
5095 | 1345.1473 | 0 | 157.4939 | 157.4939 | 0 | 0 | 0 | 0 | 0 | 1254.1877
5096 | 1347.8468 | 0 | 947.0855 | 947.0855 | 0 | 0 | 0 | 0 | 0 | 467.4286
5097 | 1439.8057 | 0 | 1804.9226 | 1511.0227 | -293.8999 | 0 | 0 | 0 | 0 | 0
5098 | 1331.5524 | 0 | 2308.4958 | 1397.4152 | -911.0806 | 0 | 0 | 0 | 0 | 0
5099 | 1361.5313 | 0 | 2541.4618 | 1428.8771 | -1112.5847 | 0 | 0 | 0 | 0 | 0
5100 | 1417.9132 | 0 | 3330.3041 | 1488.0468 | -1842.2573 | 0 | 0 | 0 | 0 | 0
5101 | 1620.5808 | 0 | 3466.7699 | 1700.7393 | -1766.0306 | 0 | 0 | 0 | 0 | 0
5102 | 1546.263 | 0 | 3120.9289 | 1622.7453 | -1498.1836 | 0 | 0 | 0 | 0 | 0
5103 | 1367.5967 | 0 | 2518.9109 | 1435.241 | -1083.6699 | 0 | 0 | 0 | 0 | 0
5104 | 1582.1499 | 0 | 1550.1194 | 1550.1194 | 0 | 0 | 0 | 105.09 | 0 | 0
5105 | 1603.4885 | 0 | 590.4151 | 590.4151 | 0 | 0 | 0 | 1040.9 | 0 | 0
5106 | 1628.2678 | 0 | 251.0766 | 251.0766 | 0 | 0 | 0 | 1389.025 | 0 | 0
5107 | 1753.1561 | 0 | 0 | 0 | 0 | 0 | 0 | 0 | 0 | 1839.8718
5108 | 1494.1654 | 0 | 0 | 0 | 0 | 0 | 0 | 0 | 0 | 1568.0704
5109 | 1494.1654 | 0 | 0 | 0 | 0 | 0 | 0 | 0 | 0 | 1568.0704
5110 | 1460.6961 | 0 | 0 | 0 | 0 | 0 | 0 | 0 | 0 | 1532.946
5111 | 1675.8559 | 0 | 0 | 0 | 0 | 0 | 0 | 0 | 0 | 1758.7484
5112 | 1392.1637 | 0 | 0 | 0 | 0 | 0 | 0 | 1392.164 | 0 | 0
5113 | 1467.0712 | 0 | 0 | 0 | 0 | 0 | 0 | 1467.071 | 0 | 0
5114 | 1345.1473 | 0 | 0 | 0 | 0 | 0 | 0 | 1345.147 | 0 | 0
5115 | 1282.1932 | 0 | 0 | 0 | 0 | 0 | 0 | 1282.193 | 0 | 0
5116 | 1174.6132 | 0 | 0 | 0 | 0 | 0 | 0 | 1174.613 | 0 | 0
5117 | 1106.8777 | 0 | 0 | 0 | 0 | 0 | 0 | 1106.878 | 0 | 0
5118 | 1184.9728 | 0 | 0 | 0 | 0 | 0 | 0 | 1184.973 | 0 | 0
5119 | 1051.8925 | 0 | 302.5653 | 0 | -302.5653 | 0 | 0 | 1051.892 | 0 | 0
5120 | 1003.1398 | 0 | 1080.318 | 0 | -1080.318 | 0 | 0 | 1003.14 | 0 | 0
5121 | 1520.4757 | 0 | 1225.0924 | 461.4729 | -763.6195 | 0 | 0 | 1080.752 | 0 | 0
5122 | 1744.6384 | 0 | 2037.0564 | 1830.9325 | -206.1239 | 0 | 0 | 0 | 0 | 0
5123 | 1595.175 | 0 | 2877.1272 | 1674.0767 | -1203.0505 | 0 | 0 | 0 | 0 | 0
5124 | 1462.4025 | 0 | 3119.1931 | 1534.7364 | -1584.4568 | 0 | 0 | 0 | 0 | 0
5125 | 1607.6891 | 0 | 3220.8472 | 1687.2107 | -1533.6365 | 0 | 0 | 0 | 0 | 0
5126 | 1637.0923 | 0 | 2715.7041 | 1718.067 | -997.6371 | 0 | 0 | 0 | 0 | 0
5127 | 1664.4276 | 0 | 1822.3731 | 1746.7551 | -75.618 | 0 | 0 | 0 | 0 | 0
5128 | 1619.2759 | 0 | 695.4989 | 695.4989 | 0 | 0 | 0 | 956.557 | 0 | 0
5129 | 1609.6674 | 0 | 736.2474 | 736.2474 | 0 | 0 | 0 | 908.12 | 0 | 0
5130 | 1842.5401 | 0 | 262.2324 | 262.2324 | 0 | 0 | 0 | 1592.667 | 0 | 0
5131 | 1522.0625 | 0 | 0 | 0 | 0 | 0 | 0 | 0 | 0 | 1597.3473
5132 | 1333.194 | 0 | 0 | 0 | 0 | 0 | 0 | 0 | 0 | 1399.1374
5133 | 1353.1162 | 0 | 0 | 0 | 0 | 0 | 0 | 0 | 0 | 1420.0448
5134 | 1412.8828 | 0 | 0 | 0 | 0 | 0 | 0 | 0 | 0 | 1482.768
5135 | 1341.9598 | 0 | 0 | 0 | 0 | 0 | 0 | 0 | 0 | 1408.337
5136 | 1469.4619 | 0 | 0 | 0 | 0 | 0 | 0 | 1469.462 | 0 | 0
5137 | 1242.3487 | 0 | 0 | 0 | 0 | 0 | 0 | 1242.349 | 0 | 0
5138 | 1430.4144 | 0 | 0 | 0 | 0 | 0 | 0 | 1430.414 | 0 | 0
5139 | 1263.8647 | 0 | 0 | 0 | 0 | 0 | 0 | 1263.865 | 0 | 0
5140 | 1263.8647 | 0 | 0 | 0 | 0 | 0 | 0 | 1263.865 | 0 | 0
5141 | 1340.366 | 0 | 0 | 0 | 0 | 0 | 0 | 1340.366 | 0 | 0
5142 | 1114.0497 | 0 | 0 | 0 | 0 | 0 | 0 | 1114.05 | 0 | 0
5143 | 1307.6936 | 0 | 188.1634 | 188.1634 | 0 | 0 | 0 | 1128.399 | 0 | 0
5144 | 1075.8529 | 0 | 690.2379 | 690.2379 | 0 | 0 | 0 | 418.146 | 0 | 0
5145 | 1014.0104 | 0 | 1516.1157 | 1064.1657 | -451.9501 | 0 | 0 | 0 | 0 | 0
5146 | 1160.599 | 0 | 2254.1945 | 1218.0054 | -1036.1891 | 0 | 0 | 0 | 0 | 0
5147 | 1335.6922 | 0 | 2627.8042 | 1401.7589 | -1226.0453 | 0 | 0 | 0 | 0 | 0
5148 | 1416.1869 | 0 | 3187.1825 | 1486.2354 | -1700.9471 | 0 | 0 | 0 | 0 | 0
5149 | 1072.5339 | 0 | 2936.9434 | 1125.5834 | -1811.36 | 0 | 0 | 0 | 0 | 0
5150 | 1228.6313 | 0 | 558.1053 | 558.1053 | 0 | 0 | 0 | 696.83 | 0 | 0
5151 | 962.4338 | 0 | 200.7633 | 200.7633 | 0 | 0 | 0 | 771.133 | 0 | 0
5152 | 1200.7083 | 0 | 318.8992 | 318.8992 | 0 | 0 | 0 | 896.84 | 0 | 0
5153 | 1232.7184 | 0 | 611.9312 | 611.9312 | 0 | 0 | 0 | 649.628 | 0 | 0
5154 | 856.2803 | 0 | 177.7916 | 177.7916 | 0 | 0 | 0 | 686.868 | 0 | 0
5155 | 1170.6288 | 0 | 0 | 0 | 0 | 0 | 0 | 741.107 | 0 | 450.7663
5156 | 1184.9728 | 0 | 0 | 0 | 0 | 0 | 0 | 0 | 0 | 1243.585
5157 | 1341.1629 | 0 | 0 | 0 | 0 | 0 | 0 | 0 | 0 | 1407.5005
5158 | 1157.0817 | 0 | 0 | 0 | 0 | 0 | 0 | 0 | 0 | 1214.3144
5159 | 1082.1742 | 0 | 0 | 0 | 0 | 0 | 0 | 0 | 0 | 1135.7013
5160 | 136.2679 | 0 | 0 | 0 | 0 | 0 | 0 | 0 | 0 | 143.0082
5161 | 105.9861 | 0 | 0 | 0 | 0 | 0 | 0 | 105.986 | 0 | 0
5162 | 87.6577 | 0 | 0 | 0 | 0 | 0 | 0 | 87.658 | 0 | 0
5163 | 91.6421 | 0 | 0 | 0 | 0 | 0 | 0 | 91.642 | 0 | 0
5164 | 87.6577 | 0 | 0 | 0 | 0 | 0 | 0 | 87.658 | 0 | 0
5165 | 91.6421 | 0 | 0 | 0 | 0 | 0 | 0 | 91.642 | 0 | 0
5166 | 84.4702 | 0 | 0 | 0 | 0 | 0 | 0 | 84.47 | 0 | 0
5167 | 82.0795 | 0 | 322.1441 | 86.1388 | -236.0053 | 0 | 0 | 0 | 0 | 0
5168 | 81.0455 | 0 | 1167.3562 | 85.0537 | -1082.3025 | 0 | 0 | 0 | 0 | 0
5169 | 801.8299 | 0 | 1542.898 | 841.4907 | -701.4073 | 0 | 0 | 0 | 0 | 0
5170 | 967.4233 | 0 | 2253.0946 | 1015.2744 | -1237.8203 | 0 | 0 | 0 | 0 | 0
5171 | 1373.2187 | 0 | 2506.8043 | 1441.1421 | -1065.6622 | 0 | 0 | 0 | 0 | 0
5172 | 1296.8011 | 0 | 3073.8972 | 1360.9453 | -1712.9519 | 0 | 0 | 0 | 0 | 0
5173 | 1405.7098 | 0 | 2807.7472 | 1475.2402 | -1332.507 | 0 | 0 | 0 | 0 | 0
5174 | 1424.881 | 0 | 2214.6759 | 1495.3595 | -719.3164 | 0 | 0 | 0 | 0 | 0
5175 | 1143.2188 | 0 | 3196.9709 | 1199.7657 | -1498.6716 | 0 | 498.5336 | 0 | 0 | 0
5176 | 1188.5309 | 0 | 2403.6233 | 1247.319 | 0 | 0 | 1156.3043 | 0 | 0 | 0
5177 | 1249.3245 | 0 | 1353.3084 | 1311.12 | 0 | 0 | 42.1884 | 0 | 0 | 0
5178 | 1404.2924 | 0 | 0 | 0 | 0 | 0 | 0 | 1404.292 | 0 | 0
5179 | 1160.2693 | 0 | 0 | 0 | 0 | 0 | 0 | 0 | 0 | 1217.659
5180 | 1162.6599 | 0 | 0 | 0 | 0 | 0 | 0 | 0 | 0 | 1220.1683
5181 | 1369.8509 | 0 | 0 | 0 | 0 | 0 | 0 | 0 | 0 | 1437.6075
5182 | 1357.1007 | 0 | 0 | 0 | 0 | 0 | 0 | 0 | 0 | 1424.2269
5183 | 1209.6763 | 0 | 0 | 0 | 0 | 0 | 0 | 0 | 0 | 1269.5098
5184 | 945.9063 | 0 | 0 | 0 | 0 | 0 | 0 | 945.906 | 0 | 0
5185 | 1825.6709 | 0 | 0 | 0 | 0 | 0 | 0 | 1825.671 | 0 | 0
5186 | 1777.8576 | 0 | 0 | 0 | 0 | 0 | 0 | 1777.858 | 0 | 0
5187 | 1880.6562 | 0 | 0 | 0 | 0 | 0 | 0 | 1880.656 | 0 | 0
5188 | 2020.9085 | 0 | 0 | 0 | 0 | 0 | 0 | 2020.909 | 0 | 0
5189 | 2148.4107 | 0 | 0 | 0 | 0 | 0 | 0 | 2148.411 | 0 | 0
5190 | 2121.3165 | 0 | 0 | 0 | 0 | 0 | 0 | 2121.316 | 0 | 0
5191 | 1969.1108 | 0 | 323.8138 | 0 | -323.8138 | 0 | 0 | 1969.111 | 0 | 0
5192 | 1123.1632 | 0 | 1177.6567 | 0 | -1177.6567 | 0 | 0 | 1123.163 | 0 | 0
5193 | 1632.0301 | 0 | 1679.5654 | 264.5328 | -1415.0325 | 0 | 0 | 1379.965 | 0 | 0
5194 | 1933.3126 | 0 | 2321.6665 | 2028.9399 | -292.7266 | 0 | 0 | 0 | 0 | 0
5195 | 2180.0402 | 0 | 2900.7055 | 2287.8707 | -612.8348 | 0 | 0 | 0 | 0 | 0
5196 | 2017.7698 | 0 | 3440.2374 | 2117.5744 | -1322.663 | 0 | 0 | 0 | 0 | 0
5197 | 1936.1236 | 0 | 3345.663 | 2031.8899 | -1313.773 | 0 | 0 | 0 | 0 | 0
5198 | 2326.1845 | 0 | 3195.3663 | 2441.2433 | -754.1229 | 0 | 0 | 0 | 0 | 0
5199 | 2160.3092 | 0 | 2365.3168 | 2267.1648 | -98.152 | 0 | 0 | 0 | 0 | 0
5200 | 1965.9362 | 0 | 260.3129 | 260.3129 | 0 | 0 | 0 | 1717.892 | 0 | 0
5201 | 2270.9292 | 0 | 375.4579 | 375.4579 | 0 | 0 | 0 | 1913.167 | 0 | 0
5202 | 1602.9128 | 0 | 93.143 | 93.143 | 0 | 0 | 0 | 1514.16 | 0 | 0
5203 | 2148.4226 | 0 | 0 | 0 | 0 | 0 | 0 | 999.091 | 0 | 1206.1811
5204 | 2164.3484 | 0 | 0 | 0 | 0 | 0 | 0 | 364.972 | 0 | 1888.3791
5205 | 1992.2206 | 0 | 0 | 0 | 0 | 0 | 0 | 192.844 | 0 | 1888.3791
5206 | 1660.7151 | 0 | 0 | 0 | 0 | 0 | 0 | 0 | 0 | 1742.8585
5207 | 2342.8514 | 0 | 0 | 0 | 0 | 0 | 0 | 543.475 | 0 | 1888.3791
5208 | 2067.1281 | 0 | 0 | 0 | 0 | 0 | 0 | 2067.128 | 0 | 0
5209 | 1512.4939 | 0 | 0 | 0 | 0 | 0 | 0 | 1512.494 | 0 | 0
5210 | 1488.5872 | 0 | 0 | 0 | 0 | 0 | 0 | 1488.587 | 0 | 0
5211 | 1255.099 | 0 | 0 | 0 | 0 | 0 | 0 | 1255.099 | 0 | 0
5212 | 1229.5985 | 0 | 0 | 0 | 0 | 0 | 0 | 1229.599 | 0 | 0
5213 | 1267.0523 | 0 | 0 | 0 | 0 | 0 | 0 | 1267.052 | 0 | 0
5214 | 1408.8984 | 0 | 0 | 0 | 0 | 0 | 0 | 1408.898 | 0 | 0
5215 | 1368.2571 | 0 | 0 | 0 | 0 | 0 | 0 | 1368.257 | 0 | 0
5216 | 992.7355 | 0 | 38.3715 | 38.3715 | 0 | 0 | 0 | 956.172 | 0 | 0
5217 | 1172.2624 | 0 | 504.9458 | 504.9458 | 0 | 0 | 0 | 691.115 | 0 | 0
5218 | 1292.8316 | 0 | 1231.5949 | 1231.5949 | 0 | 0 | 0 | 119.283 | 0 | 0
5219 | 1352.5624 | 0 | 2744.2463 | 1419.4644 | -1324.7819 | 0 | 0 | 0 | 0 | 0
5220 | 1429.4651 | 0 | 3165.3695 | 1500.1702 | -1665.1993 | 0 | 0 | 0 | 0 | 0
5221 | 1429.4511 | 0 | 3451.7804 | 1500.1555 | -1888.3791 | 0 | 63.2459 | 0 | 0 | 0
5222 | 1083.6514 | 0 | 2924.0875 | 1137.2513 | -1786.8362 | 0 | 0 | 0 | 0 | 0
5223 | 1206.68 | 0 | 2041.8115 | 1266.3657 | -775.4459 | 0 | 0 | 0 | 0 | 0
5224 | 1434.9975 | 0 | 767.6484 | 767.6484 | 0 | 0 | 0 | 703.53 | 0 | 0
5225 | 1270.9311 | 0 | 696.2356 | 696.2356 | 0 | 0 | 0 | 607.51 | 0 | 0
5226 | 1239.3475 | 0 | 279.3145 | 279.3145 | 0 | 0 | 0 | 973.198 | 0 | 0
5227 | 795.2945 | 0 | 0 | 0 | 0 | 0 | 0 | 0 | 0 | 834.6314
5228 | 1205.6919 | 0 | 0 | 0 | 0 | 0 | 0 | 0 | 0 | 1265.3288
5229 | 1452.7272 | 0 | 0 | 0 | 0 | 0 | 0 | 0 | 0 | 1524.5828
5230 | 1126.8 | 0 | 0 | 0 | 0 | 0 | 0 | 0 | 0 | 1182.5346
5231 | 1046.3142 | 0 | 0 | 0 | 0 | 0 | 0 | 0 | 0 | 1098.0675
5232 | 945.9063 | 0 | 0 | 0 | 0 | 0 | 0 | 945.906 | 0 | 0
5233 | 1189.7541 | 0 | 0 | 0 | 0 | 0 | 0 | 1189.754 | 0 | 0
5234 | 1080.5804 | 0 | 0 | 0 | 0 | 0 | 0 | 1080.58 | 0 | 0
5235 | 1216.8483 | 0 | 0 | 0 | 0 | 0 | 0 | 1216.848 | 0 | 0
5236 | 1073.4084 | 0 | 0 | 0 | 0 | 0 | 0 | 1073.408 | 0 | 0
5237 | 1196.1292 | 0 | 0 | 0 | 0 | 0 | 0 | 1196.129 | 0 | 0
5238 | 1135.5657 | 0 | 0 | 0 | 0 | 0 | 0 | 1135.566 | 0 | 0
5239 | 1033.564 | 0 | 156.9828 | 156.9828 | 0 | 0 | 0 | 140.06 | 0 | 780.7163
5240 | 863.52 | 0 | 1430.8133 | 906.232 | -524.5813 | 0 | 0 | 0 | 0 | 0
5241 | 1062.6763 | 0 | 2505.0979 | 1115.2388 | -1389.8591 | 0 | 0 | 0 | 0 | 0
5242 | 1360.7414 | 0 | 3297.3289 | 1428.0469 | -1869.282 | 0 | 0 | 0 | 0 | 0
5243 | 1568.4882 | 0 | 3837.6931 | 1646.0697 | -1888.3791 | 0 | 303.2443 | 0 | 0 | 0
5244 | 1509.8552 | 0 | 3258.6478 | 1584.5365 | -1674.1113 | 0 | 0 | 0 | 0 | 0
5245 | 1563.935 | 0 | 2854.3213 | 1641.2915 | -1213.0299 | 0 | 0 | 0 | 0 | 0
5246 | 1577.8526 | 0 | 3847.3282 | 1655.8979 | -1027.4019 | 0 | 1164.0283 | 0 | 0 | 0
5247 | 1437.9908 | 0 | 954.2187 | 954.2187 | 0 | 0 | 0 | 528.746 | 0 | 0
5248 | 1849.9352 | 0 | 122.7651 | 122.7651 | 0 | 0 | 0 | 1732.956 | 0 | 0
5249 | 2043.3748 | 0 | 46.3369 | 46.3369 | 0 | 0 | 0 | 1999.222 | 0 | 0
5250 | 1857.415 | 0 | 176.4546 | 176.4546 | 0 | 0 | 0 | 1689.277 | 0 | 0
5251 | 1680.6373 | 0 | 0 | 0 | 0 | 0 | 0 | 0 | 0 | 1763.7658
5252 | 1432.0081 | 0 | 0 | 0 | 0 | 0 | 0 | 0 | 0 | 1502.839
5253 | 1791.4047 | 0 | 0 | 0 | 0 | 0 | 0 | 0 | 0 | 1880.0127
5254 | 1433.6019 | 0 | 0 | 0 | 0 | 0 | 0 | 0 | 0 | 1504.5118
5255 | 1313.2718 | 0 | 0 | 0 | 0 | 0 | 0 | 0 | 0 | 1378.23
5256 | 1328.4127 | 0 | 0 | 0 | 0 | 0 | 0 | 1328.413 | 0 | 0
5257 | 1421.6486 | 0 | 0 | 0 | 0 | 0 | 0 | 1421.649 | 0 | 0
5258 | 1459.1023 | 0 | 0 | 0 | 0 | 0 | 0 | 1459.102 | 0 | 0
5259 | 1105.284 | 0 | 0 | 0 | 0 | 0 | 0 | 1105.284 | 0 | 0
5260 | 1154.691 | 0 | 0 | 0 | 0 | 0 | 0 | 1154.691 | 0 | 0
5261 | 1428.0237 | 0 | 0 | 0 | 0 | 0 | 0 | 1428.024 | 0 | 0
5262 | 1184.9728 | 0 | 0 | 0 | 0 | 0 | 0 | 1184.973 | 0 | 0
5263 | 1434.3988 | 0 | 332.8959 | 0 | -332.8959 | 0 | 0 | 1434.399 | 0 | 0
5264 | 1038.439 | 0 | 1181.2878 | 0 | -1181.2878 | 0 | 0 | 1038.439 | 0 | 0
5265 | 1255.5094 | 0 | 1731.7509 | 0 | -1731.7509 | 0 | 0 | 1255.509 | 0 | 0
5266 | 1522.3454 | 0 | 2353.0129 | 1230.7899 | -1122.223 | 0 | 0 | 349.565 | 0 | 0
5267 | 1627.697 | 0 | 2977.8599 | 1708.2073 | -1269.6526 | 0 | 0 | 0 | 0 | 0
5268 | 1740.9657 | 0 | 3261.156 | 1827.0778 | -1434.0782 | 0 | 0 | 0 | 0 | 0
5269 | 1456.1419 | 0 | 3214.689 | 1528.1667 | -1686.5222 | 0 | 0 | 0 | 0 | 0
5270 | 1415.659 | 0 | 1663.0783 | 1485.6813 | -177.397 | 0 | 0 | 0 | 0 | 0
5271 | 1574.2258 | 0 | 1192.2369 | 1192.2369 | 0 | 0 | 0 | 438.181 | 0 | 0
5272 | 1456.6718 | 0 | 109.4695 | 109.4695 | 0 | 0 | 0 | 1352.362 | 0 | 0
5273 | 1710.5644 | 0 | 635.0991 | 635.0991 | 0 | 0 | 0 | 1105.398 | 0 | 0
5274 | 1605.2895 | 0 | 154.3739 | 154.3739 | 0 | 0 | 0 | 1458.192 | 0 | 0
5275 | 1610.0698 | 0 | 0 | 0 | 0 | 0 | 0 | 0 | 0 | 1689.7084
5276 | 1475.0401 | 0 | 0 | 0 | 0 | 0 | 0 | 0 | 0 | 1547.9995
5277 | 1838.4211 | 0 | 0 | 0 | 0 | 0 | 0 | 39.045 | 0 | 1888.3791
5278 | 1491.7748 | 0 | 0 | 0 | 0 | 0 | 0 | 0 | 0 | 1565.5622
5279 | 1526.041 | 0 | 0 | 0 | 0 | 0 | 0 | 0 | 0 | 1601.5231
5280 | 1497.353 | 0 | 0 | 0 | 0 | 0 | 0 | 1497.353 | 0 | 0
5281 | 1734.0288 | 0 | 0 | 0 | 0 | 0 | 0 | 1734.029 | 0 | 0
5282 | 1447.9459 | 0 | 0 | 0 | 0 | 0 | 0 | 1447.946 | 0 | 0
5283 | 1251.1145 | 0 | 0 | 0 | 0 | 0 | 0 | 1251.115 | 0 | 0
5284 | 1269.4429 | 0 | 0 | 0 | 0 | 0 | 0 | 1269.443 | 0 | 0
5285 | 1431.2113 | 0 | 0 | 0 | 0 | 0 | 0 | 1431.211 | 0 | 0
5286 | 1506.9156 | 0 | 0 | 0 | 0 | 0 | 0 | 1506.916 | 0 | 0
5287 | 1356.3038 | 0 | 319.0891 | 0 | -319.0891 | 0 | 0 | 1356.304 | 0 | 0
5288 | 1302.3903 | 0 | 1144.4737 | 0 | -1144.4737 | 0 | 0 | 1302.39 | 0 | 0
5289 | 1113.0576 | 0 | 1839.2999 | 400.8559 | -1438.444 | 0 | 0 | 731.094 | 0 | 0
5290 | 1552.2695 | 0 | 2404.8711 | 1629.0484 | -775.8226 | 0 | 0 | 0 | 0 | 0
5291 | 1629.2201 | 0 | 2540.0702 | 1709.8056 | -830.2646 | 0 | 0 | 0 | 0 | 0
5292 | 1607.9571 | 0 | 4062.3977 | 1687.4909 | -1888.3791 | 0 | 486.5278 | 0 | 0 | 0
5293 | 1593.6599 | 0 | 3190.5345 | 1672.4867 | -1518.0478 | 0 | 0 | 0 | 0 | 0
5294 | 1528.3529 | 0 | 2229.1543 | 1603.9495 | -625.2048 | 0 | 0 | 0 | 0 | 0
5295 | 1862.026 | 0 | 2643.8043 | 1954.1268 | -689.6775 | 0 | 0 | 0 | 0 | 0
5296 | 1724.6753 | 0 | 1077.5243 | 1077.5243 | 0 | 0 | 0 | 697.936 | 0 | 0
5297 | 1844.8819 | 0 | 925.3973 | 925.3973 | 0 | 0 | 0 | 963.1 | 0 | 0
5298 | 1817.6831 | 0 | 0 | 0 | 0 | 0 | 0 | 1817.683 | 0 | 0
5299 | 1765.9551 | 0 | 0 | 0 | 0 | 0 | 0 | 272.362 | 0 | 1567.4701
5300 | 1718.8879 | 0 | 0 | 0 | 0 | 0 | 0 | 0 | 0 | 1803.9088
5301 | 1542.7756 | 0 | 0 | 0 | 0 | 0 | 0 | 0 | 0 | 1619.0859
5302 | 1653.5431 | 0 | 0 | 0 | 0 | 0 | 0 | 0 | 0 | 1735.3317
5303 | 1906.9535 | 0 | 0 | 0 | 0 | 0 | 0 | 107.577 | 0 | 1888.3791
5304 | 1835.2336 | 0 | 0 | 0 | 0 | 0 | 0 | 1835.234 | 0 | 0
5305 | 1701.3564 | 0 | 0 | 0 | 0 | 0 | 0 | 1701.356 | 0 | 0
5306 | 1351.5224 | 0 | 0 | 0 | 0 | 0 | 0 | 1351.522 | 0 | 0
5307 | 1069.424 | 0 | 0 | 0 | 0 | 0 | 0 | 1069.424 | 0 | 0
5308 | 1283.7869 | 0 | 0 | 0 | 0 | 0 | 0 | 1283.787 | 0 | 0
5309 | 1391.3668 | 0 | 0 | 0 | 0 | 0 | 0 | 1391.367 | 0 | 0
5310 | 1366.6633 | 0 | 0 | 0 | 0 | 0 | 0 | 1366.663 | 0 | 0
5311 | 1409.6953 | 0 | 205.6968 | 205.6968 | 0 | 0 | 0 | 1213.693 | 0 | 0
5312 | 1126.6764 | 0 | 761.8648 | 761.8648 | 0 | 0 | 0 | 400.719 | 0 | 0
5313 | 1236.8333 | 0 | 1499.6518 | 1298.0101 | -201.6417 | 0 | 0 | 0 | 0 | 0
5314 | 853.2232 | 0 | 2537.4256 | 895.4257 | -1641.9998 | 0 | 0 | 0 | 0 | 0
5315 | 1279.1002 | 0 | 2728.1087 | 1342.3677 | -1385.741 | 0 | 0 | 0 | 0 | 0
5316 | 1487.5921 | 0 | 3345.0091 | 1561.1723 | -1783.8368 | 0 | 0 | 0 | 0 | 0
5317 | 1377.6534 | 0 | 3166.0411 | 1445.7965 | -1720.2446 | 0 | 0 | 0 | 0 | 0
5318 | 1389.6814 | 0 | 3089.7242 | 1458.4184 | -1631.3058 | 0 | 0 | 0 | 0 | 0
5319 | 1142.5534 | 0 | 1601.2586 | 1199.0678 | -402.1908 | 0 | 0 | 0 | 0 | 0
5320 | 1250.1114 | 0 | 1099.4801 | 1099.4801 | 0 | 0 | 0 | 202.451 | 0 | 0
5321 | 1587.4332 | 0 | 278.8213 | 278.8213 | 0 | 0 | 0 | 1321.753 | 0 | 0
5322 | 1534.0547 | 0 | 163.9187 | 163.9187 | 0 | 0 | 0 | 1377.861 | 0 | 0
5323 | 1588.2052 | 0 | 0 | 0 | 0 | 0 | 0 | 1588.205 | 0 | 0
5324 | 1595.3702 | 0 | 0 | 0 | 0 | 0 | 0 | 1595.37 | 0 | 0
5325 | 1622.4644 | 0 | 0 | 0 | 0 | 0 | 0 | 1622.464 | 0 | 0
5326 | 1469.4619 | 0 | 0 | 0 | 0 | 0 | 0 | 1464.167 | 0 | 5.5569
5327 | 1749.1697 | 0 | 0 | 0 | 0 | 0 | 0 | 0 | 0 | 1835.6887
5328 | 1341.9598 | 0 | 0 | 0 | 0 | 0 | 0 | 0 | 0 | 1408.337
5329 | 1458.3055 | 0 | 0 | 0 | 0 | 0 | 0 | 1458.305 | 0 | 0
5330 | 1478.2277 | 0 | 0 | 0 | 0 | 0 | 0 | 1478.228 | 0 | 0
5331 | 1371.4446 | 0 | 0 | 0 | 0 | 0 | 0 | 1371.445 | 0 | 0
5332 | 1293.3496 | 0 | 0 | 0 | 0 | 0 | 0 | 1293.35 | 0 | 0
5333 | 1466.2743 | 0 | 0 | 0 | 0 | 0 | 0 | 1466.274 | 0 | 0
5334 | 1534.8067 | 0 | 0 | 0 | 0 | 0 | 0 | 1534.807 | 0 | 0
5335 | 1117.2373 | 0 | 307.9512 | 307.9512 | 0 | 0 | 0 | 0 | 0 | 864.5484
5336 | 1320.5663 | 0 | 1476.6266 | 1385.8848 | -90.7418 | 0 | 0 | 0 | 0 | 0
5337 | 1426.2447 | 0 | 1882.4632 | 1496.7909 | -385.6723 | 0 | 0 | 0 | 0 | 0
5338 | 1743.702 | 0 | 1946.8971 | 1829.9502 | -116.9469 | 0 | 0 | 0 | 0 | 0
5339 | 1773.4518 | 0 | 3164.2402 | 1861.1717 | -1303.0685 | 0 | 0 | 0 | 0 | 0
5340 | 1551.0702 | 0 | 3218.3621 | 1627.7901 | -1590.572 | 0 | 0 | 0 | 0 | 0
5341 | 1468.154 | 0 | 3321.3469 | 1540.7729 | -1780.574 | 0 | 0 | 0 | 0 | 0
5342 | 1368.2013 | 0 | 1566.5655 | 1435.8759 | -130.6896 | 0 | 0 | 0 | 0 | 0
5343 | 1425.388 | 0 | 488.019 | 488.019 | 0 | 0 | 0 | 960.37 | 0 | 0
5344 | 1789.557 | 0 | 1225.3841 | 1225.3841 | 0 | 0 | 0 | 621.927 | 0 | 0
5345 | 1671.8207 | 0 | 42.2409 | 42.2409 | 0 | 0 | 0 | 1631.57 | 0 | 0
5346 | 1623.3211 | 0 | 0 | 0 | 0 | 0 | 0 | 1623.321 | 0 | 0
5347 | 1399.3357 | 0 | 0 | 0 | 0 | 0 | 0 | 0 | 0 | 1468.5509
5348 | 1383.398 | 0 | 0 | 0 | 0 | 0 | 0 | 0 | 0 | 1451.8246
5349 | 1339.5691 | 0 | 0 | 0 | 0 | 0 | 0 | 0 | 0 | 1405.8277
5350 | 1674.2622 | 0 | 0 | 0 | 0 | 0 | 0 | 0 | 0 | 1757.0755
5351 | 1441.5708 | 0 | 0 | 0 | 0 | 0 | 0 | 0 | 0 | 1512.875
5352 | 1500.5405 | 0 | 0 | 0 | 0 | 0 | 0 | 1500.541 | 0 | 0
5353 | 1355.5069 | 0 | 0 | 0 | 0 | 0 | 0 | 1355.507 | 0 | 0
5354 | 1402.5233 | 0 | 0 | 0 | 0 | 0 | 0 | 1402.523 | 0 | 0
5355 | 1098.9089 | 0 | 0 | 0 | 0 | 0 | 0 | 1098.909 | 0 | 0
5356 | 1362.6789 | 0 | 0 | 0 | 0 | 0 | 0 | 1362.679 | 0 | 0
5357 | 1237.5674 | 0 | 0 | 0 | 0 | 0 | 0 | 1237.567 | 0 | 0
5358 | 1263.8647 | 0 | 0 | 0 | 0 | 0 | 0 | 1263.865 | 0 | 0
5359 | 1380.2104 | 0 | 235.766 | 0 | -235.766 | 0 | 0 | 1380.21 | 0 | 0
5360 | 1386.2658 | 0 | 91.2644 | 0 | -91.2644 | 0 | 0 | 1386.266 | 0 | 0
5361 | 1418.5776 | 0 | 540.2991 | 0 | -540.2991 | 0 | 0 | 1418.578 | 0 | 0
5362 | 1606.5008 | 0 | 2258.9433 | 370.5642 | -1888.3791 | 0 | 0 | 1253.401 | 0 | 0
5363 | 1395.5694 | 0 | 1026.427 | 0 | -1026.427 | 0 | 0 | 1395.569 | 0 | 0
5364 | 1749.1418 | 0 | 2866.9107 | 978.5316 | -1888.3791 | 0 | 0 | 816.73 | 0 | 0
5365 | 1070.1512 | 0 | 1722.0738 | 0 | -1722.0738 | 0 | 0 | 1070.151 | 0 | 0
5366 | 1155.2987 | 0 | 972.9884 | 344.399 | -628.5893 | 0 | 0 | 827.132 | 0 | 0
5367 | 1561.8691 | 0 | 240.5862 | 240.5862 | 0 | 0 | 0 | 1332.622 | 0 | 0
5368 | 1337.3169 | 0 | 1835.9836 | 1403.4643 | -432.5193 | 0 | 0 | 0 | 0 | 0
5369 | 1556.0846 | 0 | 1011.9727 | 1011.9727 | 0 | 0 | 0 | 591.808 | 0 | 0
5370 | 1554.3395 | 0 | 184.4483 | 184.4483 | 0 | 0 | 0 | 1378.584 | 0 | 0
5371 | 914.8386 | 0 | 0 | 0 | 0 | 0 | 0 | 0 | 0 | 960.0894
5372 | 1265.4585 | 0 | 0 | 0 | 0 | 0 | 0 | 0 | 0 | 1328.052
5373 | 1199.3168 | 0 | 0 | 0 | 0 | 0 | 0 | 0 | 0 | 1258.6385
5374 | 1364.2726 | 0 | 0 | 0 | 0 | 0 | 0 | 0 | 0 | 1431.7536
5375 | 1340.366 | 0 | 0 | 0 | 0 | 0 | 0 | 0 | 0 | 1406.6641
5376 | 1275.0212 | 0 | 0 | 0 | 0 | 0 | 0 | 1275.021 | 0 | 0
5377 | 2321.3354 | 0 | 0 | 0 | 0 | 0 | 0 | 2321.335 | 0 | 0
5378 | 2049.5965 | 0 | 0 | 0 | 0 | 0 | 0 | 2049.597 | 0 | 0
5379 | 2418.5558 | 0 | 0 | 0 | 0 | 0 | 0 | 2418.556 | 0 | 0
5380 | 2200.2084 | 0 | 0 | 0 | 0 | 0 | 0 | 2200.208 | 0 | 0
5381 | 1996.205 | 0 | 0 | 0 | 0 | 0 | 0 | 1996.205 | 0 | 0
5382 | 2369.9456 | 0 | 0 | 0 | 0 | 0 | 0 | 2369.946 | 0 | 0
5383 | 2032.8619 | 0 | 144.0083 | 0 | -144.0083 | 0 | 0 | 2032.862 | 0 | 0
5384 | 1717.081 | 0 | 555.128 | 0 | -555.128 | 0 | 0 | 1717.081 | 0 | 0
5385 | 1818.1981 | 0 | 1634.6379 | 0 | -1634.6379 | 0 | 0 | 1818.198 | 0 | 0
5386 | 2087.6529 | 0 | 2263.7047 | 375.3256 | -1888.3791 | 0 | 0 | 1730.017 | 0 | 0
5387 | 2288.3681 | 0 | 3104.0546 | 2107.1584 | -996.8962 | 0 | 0 | 280.523 | 0 | 0
5388 | 2277.5584 | 0 | 3496.1013 | 2390.2122 | -1105.8892 | 0 | 0 | 0 | 0 | 0
5389 | 2252.5022 | 0 | 3053.0528 | 2363.9179 | -689.1349 | 0 | 0 | 0 | 0 | 0
5390 | 2381.0831 | 0 | 2590.817 | 2498.8578 | -91.9592 | 0 | 0 | 0 | 0 | 0
5391 | 2172.9459 | 0 | 1189.6867 | 1189.6867 | 0 | 0 | 0 | 1039.331 | 0 | 0
5392 | 1845.8412 | 0 | 159.5383 | 159.5383 | 0 | 0 | 0 | 1693.822 | 0 | 0
5393 | 2378.556 | 0 | 38.2351 | 38.2351 | 0 | 0 | 0 | 2342.123 | 0 | 0
5394 | 2247.4788 | 0 | 20.369 | 20.369 | 0 | 0 | 0 | 2228.07 | 0 | 0
5395 | 2405.0087 | 0 | 0 | 0 | 0 | 0 | 0 | 1394.338 | 0 | 1060.6605
5396 | 1889.422 | 0 | 0 | 0 | 0 | 0 | 0 | 90.045 | 0 | 1888.3791
5397 | 2380.3051 | 0 | 0 | 0 | 0 | 0 | 0 | 580.929 | 0 | 1888.3791
5398 | 2206.5835 | 0 | 0 | 0 | 0 | 0 | 0 | 407.207 | 0 | 1888.3791
5399 | 2286.2723 | 0 | 0 | 0 | 0 | 0 | 0 | 486.896 | 0 | 1888.3791
5400 | 1948.3917 | 0 | 0 | 0 | 0 | 0 | 0 | 1948.392 | 0 | 0
5401 | 1804.9518 | 0 | 0 | 0 | 0 | 0 | 0 | 1804.952 | 0 | 0
5402 | 1843.2025 | 0 | 0 | 0 | 0 | 0 | 0 | 1843.202 | 0 | 0
5403 | 1243.9425 | 0 | 0 | 0 | 0 | 0 | 0 | 1243.943 | 0 | 0
5404 | 1298.1309 | 0 | 0 | 0 | 0 | 0 | 0 | 1298.131 | 0 | 0
5405 | 1563.4947 | 0 | 0 | 0 | 0 | 0 | 0 | 1563.495 | 0 | 0
5406 | 1161.0661 | 0 | 0 | 0 | 0 | 0 | 0 | 1161.066 | 0 | 0
5407 | 1122.8155 | 0 | 276.6814 | 276.6814 | 0 | 0 | 0 | 859.175 | 0 | 0
5408 | 842.0808 | 0 | 1471.2302 | 883.7326 | -587.4976 | 0 | 0 | 0 | 0 | 0
5409 | 1173.7765 | 0 | 1872.7924 | 1231.8341 | -640.9583 | 0 | 0 | 0 | 0 | 0
5410 | 1566.0129 | 0 | 2538.4477 | 1643.4722 | -894.9755 | 0 | 0 | 0 | 0 | 0
5411 | 1402.9586 | 0 | 2514.8579 | 1472.3531 | -1042.5048 | 0 | 0 | 0 | 0 | 0
5412 | 1433.2991 | 0 | 2871.416 | 1504.1949 | -1367.2211 | 0 | 0 | 0 | 0 | 0
5413 | 1510.4219 | 0 | 3446.3001 | 1585.1316 | -1861.1686 | 0 | 0 | 0 | 0 | 0
5414 | 1372.2356 | 0 | 3223.7059 | 1440.1105 | -1783.5954 | 0 | 0 | 0 | 0 | 0
5415 | 1544.9103 | 0 | 2582.7046 | 1621.3265 | -961.3782 | 0 | 0 | 0 | 0 | 0
5416 | 1537.5301 | 0 | 2016.3841 | 1613.5804 | -402.8037 | 0 | 0 | 0 | 0 | 0
5417 | 1196.4679 | 0 | 1401.5942 | 1255.6475 | -44.5402 | 0 | 101.4064 | 0 | 0 | 0
5418 | 1288.0652 | 0 | 331.6239 | 331.6239 | 0 | 0 | 0 | 972.071 | 0 | 0
5419 | 1408.1115 | 0 | 0 | 0 | 0 | 0 | 0 | 0 | 0 | 1477.76
5420 | 1260.6772 | 0 | 0 | 0 | 0 | 0 | 0 | 0 | 0 | 1323.0335
5421 | 1176.207 | 0 | 0 | 0 | 0 | 0 | 0 | 0 | 0 | 1234.3854
5422 | 1688.6062 | 0 | 0 | 0 | 0 | 0 | 0 | 0 | 0 | 1772.129
5423 | 1341.1629 | 0 | 0 | 0 | 0 | 0 | 0 | 0 | 0 | 1407.5005
5424 | 1206.4888 | 0 | 0 | 0 | 0 | 0 | 0 | 1103.778 | 0 | 107.7914
5425 | 1402.5233 | 0 | 0 | 0 | 0 | 0 | 0 | 1402.523 | 0 | 0
5426 | 1134.7688 | 0 | 0 | 0 | 0 | 0 | 0 | 1134.769 | 0 | 0
5427 | 1440.7739 | 0 | 0 | 0 | 0 | 0 | 0 | 1440.774 | 0 | 0
5428 | 1137.9564 | 0 | 0 | 0 | 0 | 0 | 0 | 1137.956 | 0 | 0
5429 | 876.5771 | 0 | 0 | 0 | 0 | 0 | 0 | 876.577 | 0 | 0
5430 | 1141.1439 | 0 | 0 | 0 | 0 | 0 | 0 | 1141.144 | 0 | 0
5431 | 939.5312 | 0 | 322.8578 | 322.8578 | 0 | 0 | 0 | 0 | 0 | 663.146
5432 | 1269.4808 | 0 | 1167.5766 | 1167.5766 | 0 | 0 | 0 | 0 | 0 | 164.6964
5433 | 1423.8829 | 0 | 2025.7936 | 1494.3121 | -531.4815 | 0 | 0 | 0 | 0 | 0
5434 | 1541.5026 | 0 | 2784.3946 | 1617.7489 | -1166.6457 | 0 | 0 | 0 | 0 | 0
5435 | 1400.2571 | 0 | 3823.8265 | 1469.5164 | -1888.3791 | 0 | 465.931 | 0 | 0 | 0
5436 | 1426.2825 | 0 | 3359.1013 | 1496.8308 | -1862.2705 | 0 | 0 | 0 | 0 | 0
5437 | 1362.2406 | 0 | 2972.2368 | 1429.6201 | -1542.6168 | 0 | 0 | 0 | 0 | 0
5438 | 1667.2764 | 0 | 3065.4512 | 1749.745 | -1315.7061 | 0 | 0 | 0 | 0 | 0
5439 | 1636.4498 | 0 | 2480.8543 | 1717.3932 | -763.461 | 0 | 0 | 0 | 0 | 0
5440 | 1895.057 | 0 | 1783.7508 | 1783.7508 | 0 | 0 | 0 | 195.377 | 0 | 0
5441 | 1891.8794 | 0 | 370.1035 | 370.1035 | 0 | 0 | 0 | 1539.22 | 0 | 0
5442 | 1615.2725 | 0 | 49.5105 | 49.5105 | 0 | 0 | 0 | 1568.096 | 0 | 0
5443 | 1799.3766 | 0 | 0 | 0 | 0 | 0 | 0 | 0 | 0 | 1888.3791
5444 | 1355.5069 | 0 | 0 | 0 | 0 | 0 | 0 | 0 | 0 | 1422.554
5445 | 1471.8526 | 0 | 0 | 0 | 0 | 0 | 0 | 0 | 0 | 1544.6548
5446 | 1823.2803 | 0 | 0 | 0 | 0 | 0 | 0 | 23.904 | 0 | 1888.3791
5447 | 1494.9623 | 0 | 0 | 0 | 0 | 0 | 0 | 0 | 0 | 1568.9069
5448 | 1516.4783 | 0 | 0 | 0 | 0 | 0 | 0 | 1516.478 | 0 | 0
5449 | 1078.9867 | 0 | 0 | 0 | 0 | 0 | 0 | 1078.987 | 0 | 0
5450 | 1199.3168 | 0 | 0 | 0 | 0 | 0 | 0 | 1199.317 | 0 | 0
5451 | 1483.009 | 0 | 0 | 0 | 0 | 0 | 0 | 1483.009 | 0 | 0
5452 | 1071.8147 | 0 | 0 | 0 | 0 | 0 | 0 | 1071.815 | 0 | 0
5453 | 1069.424 | 0 | 0 | 0 | 0 | 0 | 0 | 1069.424 | 0 | 0
5454 | 908.4526 | 0 | 0 | 0 | 0 | 0 | 0 | 908.453 | 0 | 0
5455 | 961.0472 | 0 | 322.6909 | 322.6909 | 0 | 0 | 0 | 484.378 | 0 | 177.5554
5456 | 1232.0808 | 0 | 1169.2757 | 1169.2757 | 0 | 0 | 0 | 0 | 0 | 123.7463
5457 | 898.5931 | 0 | 2015.8258 | 943.0398 | -1072.786 | 0 | 0 | 0 | 0 | 0
5458 | 1637.5824 | 0 | 2592.3146 | 1718.5812 | -873.7333 | 0 | 0 | 0 | 0 | 0
5459 | 1399.4642 | 0 | 2813.917 | 1468.6853 | -1345.2317 | 0 | 0 | 0 | 0 | 0
5460 | 1253.0838 | 0 | 4224.0758 | 1315.0639 | -1888.3791 | 0 | 1020.6329 | 0 | 0 | 0
5461 | 1139.5362 | 0 | 3304.7948 | 1195.9005 | -1888.3791 | 0 | 220.5152 | 0 | 0 | 0
5462 | 1059.7836 | 0 | 3903.1092 | 1112.2038 | -1888.3791 | 0 | 902.5264 | 0 | 0 | 0
5463 | 1558.9445 | 0 | 3309.87 | 1636.0546 | -629.7574 | 0 | 1044.058 | 0 | 0 | 0
5464 | 1523.5696 | 0 | 2079.7013 | 1598.9288 | 0 | 0 | 480.7725 | 0 | 0 | 0
5465 | 1542.7437 | 0 | 1357.9271 | 1357.9271 | 0 | 0 | 0 | 248.818 | 0 | 0
5466 | 951.0801 | 0 | 275.0117 | 275.0117 | 0 | 0 | 0 | 689.031 | 0 | 0
5467 | 976.1213 | 0 | 0 | 0 | 0 | 0 | 0 | 0 | 0 | 1024.4026
5468 | 1243.9425 | 0 | 0 | 0 | 0 | 0 | 0 | 0 | 0 | 1305.4718
5469 | 1221.6297 | 0 | 0 | 0 | 0 | 0 | 0 | 0 | 0 | 1282.0551
5470 | 1326.8189 | 0 | 0 | 0 | 0 | 0 | 0 | 0 | 0 | 1392.4471
5471 | 1231.9892 | 0 | 0 | 0 | 0 | 0 | 0 | 0 | 0 | 1292.9265
5472 | 1280.5994 | 0 | 0 | 0 | 0 | 0 | 0 | 1280.599 | 0 | 0
5473 | 1526.8378 | 0 | 0 | 0 | 0 | 0 | 0 | 1526.838 | 0 | 0
5474 | 1339.5691 | 0 | 0 | 0 | 0 | 0 | 0 | 1339.569 | 0 | 0
5475 | 1200.1137 | 0 | 0 | 0 | 0 | 0 | 0 | 1200.114 | 0 | 0
5476 | 1116.4404 | 0 | 0 | 0 | 0 | 0 | 0 | 1116.44 | 0 | 0
5477 | 1081.3773 | 0 | 0 | 0 | 0 | 0 | 0 | 1081.377 | 0 | 0
5478 | 1066.2364 | 0 | 0 | 0 | 0 | 0 | 0 | 20.258 | 0 | 1097.7149
5479 | 1336.3816 | 0 | 183.3254 | 183.3254 | 0 | 0 | 0 | 0 | 0 | 1219.1577
5480 | 911.6949 | 0 | 1181.3476 | 956.7899 | -224.5577 | 0 | 0 | 0 | 0 | 0
5481 | 1039.4979 | 0 | 2577.9674 | 1090.9144 | -1487.053 | 0 | 0 | 0 | 0 | 0
5482 | 1131.3791 | 0 | 2859.5518 | 1187.3401 | -1672.2118 | 0 | 0 | 0 | 0 | 0
5483 | 1048.2088 | 0 | 3893.7658 | 1100.0563 | -1888.3791 | 0 | 905.3305 | 0 | 0 | 0
5484 | 1006.9788 | 0 | 4165.3532 | 1056.7859 | -1888.3791 | 0 | 1220.1882 | 0 | 0 | 0
5485 | 904.3835 | 0 | 4164.8179 | 949.1162 | -1888.3791 | 0 | 1327.3226 | 0 | 0 | 0
5486 | 1037.6411 | 0 | 3854.05 | 1088.9655 | -537.6859 | 0 | 2227.3985 | 0 | 0 | 0
5487 | 1025.9707 | 0 | 3274.2386 | 1076.7183 | 0 | 0 | 2197.5203 | 0 | 0 | 0
5488 | 1029.466 | 0 | 2437.0266 | 1080.3862 | 0 | 0 | 1356.6404 | 0 | 0 | 0
5489 | 1371.0223 | 0 | 1346.7881 | 1346.7881 | 0 | 0 | 0 | 0 | 0 | 92.0484
5490 | 1163.9011 | 0 | 287.5937 | 287.5937 | 0 | 0 | 0 | 0 | 0 | 933.877
5491 | 1193.7386 | 0 | 0 | 0 | 0 | 0 | 0 | 0 | 0 | 1252.7846
5492 | 1105.284 | 0 | 0 | 0 | 0 | 0 | 0 | 0 | 0 | 1159.9543
5493 | 1094.1275 | 0 | 0 | 0 | 0 | 0 | 0 | 0 | 0 | 1148.2465
5494 | 1174.6132 | 0 | 0 | 0 | 0 | 0 | 0 | 0 | 0 | 1232.7125
5495 | 1165.0506 | 0 | 0 | 0 | 0 | 0 | 0 | 0 | 0 | 1222.6776
5496 | 495.6645 | 0 | 0 | 0 | 0 | 0 | 0 | 0 | 0 | 520.1809
5497 | 368.1624 | 0 | 0 | 0 | 0 | 0 | 0 | 368.162 | 0 | 0
5498 | 341.0682 | 0 | 0 | 0 | 0 | 0 | 0 | 341.068 | 0 | 0
5499 | 376.9281 | 0 | 0 | 0 | 0 | 0 | 0 | 376.928 | 0 | 0
5500 | 385.6939 | 0 | 0 | 0 | 0 | 0 | 0 | 268.063 | 0 | 123.4493
5501 | 367.3655 | 0 | 0 | 0 | 0 | 0 | 0 | 0 | 0 | 385.5359
5502 | 324.3335 | 0 | 0 | 0 | 0 | 0 | 0 | 0 | 0 | 340.3764
5503 | 333.8962 | 0 | 148.0792 | 148.0792 | 0 | 0 | 0 | 0 | 0 | 202.3322
5504 | 280.1859 | 0 | 1471.6458 | 294.0448 | -1177.6011 | 0 | 0 | 0 | 0 | 0
5505 | 809.242 | 0 | 2573.7527 | 849.2693 | -1724.4834 | 0 | 0 | 0 | 0 | 0
5506 | 1188.3885 | 0 | 3407.4291 | 1247.1689 | -1888.3791 | 0 | 271.8812 | 0 | 0 | 0
5507 | 993.5084 | 0 | 4003.8534 | 1042.6496 | -1888.3791 | 0 | 1072.8248 | 0 | 0 | 0
5508 | 1233.7922 | 0 | 3624.395 | 1294.8187 | -1888.3791 | 0 | 441.1973 | 0 | 0 | 0
5509 | 1154.0047 | 0 | 2657.63 | 1211.0852 | -1019.4239 | 0 | 427.1208 | 0 | 0 | 0
5510 | 1230.0597 | 0 | 3032.9986 | 1290.9021 | 0 | 0 | 1742.0965 | 0 | 0 | 0
5511 | 1043.0311 | 0 | 2606.0804 | 1094.6221 | 0 | 0 | 1511.4582 | 0 | 0 | 0
5512 | 1276.6757 | 0 | 1972.568 | 1339.8238 | 0 | 0 | 632.7442 | 0 | 0 | 0
5513 | 1051.0647 | 0 | 1366.2714 | 1103.0535 | 0 | 0 | 263.2178 | 0 | 0 | 0
5514 | 1040.0298 | 0 | 279.0763 | 279.0763 | 0 | 0 | 0 | 0 | 0 | 812.3954
5515 | 1084.0897 | 0 | 0 | 0 | 0 | 0 | 0 | 0 | 0 | 1137.712
5516 | 894.9055 | 0 | 0 | 0 | 0 | 0 | 0 | 0 | 0 | 939.1694
5517 | 269.3482 | 0 | 0 | 0 | 0 | 0 | 0 | 0 | 0 | 282.6707
5518 | 90.8453 | 0 | 0 | 0 | 0 | 0 | 0 | 0 | 0 | 95.3384
5519 | 94.0328 | 0 | 0 | 0 | 0 | 0 | 0 | 0 | 0 | 98.6841
5520 | 90.8453 | 0 | 0 | 0 | 0 | 0 | 0 | 0 | 0 | 95.3384
5521 | 95.6266 | 0 | 0 | 0 | 0 | 0 | 0 | 0 | 0 | 100.357
5522 | 87.6577 | 0 | 0 | 0 | 0 | 0 | 0 | 0 | 0 | 91.9938
5523 | 94.0328 | 0 | 0 | 0 | 0 | 0 | 0 | 0 | 0 | 98.6841
5524 | 85.267 | 0 | 0 | 0 | 0 | 0 | 0 | 0 | 0 | 89.4845
5525 | 94.8297 | 0 | 0 | 0 | 0 | 0 | 0 | 0 | 0 | 99.5205
5526 | 87.6577 | 0 | 0 | 0 | 0 | 0 | 0 | 0 | 0 | 91.9938
5527 | 93.2359 | 0 | 357.425 | 97.8467 | -259.5783 | 0 | 0 | 0 | 0 | 0
5528 | 76.7762 | 0 | 1492.9772 | 80.5735 | -1412.4036 | 0 | 0 | 0 | 0 | 0
5529 | 83.0716 | 0 | 2594.7042 | 87.1799 | -1888.3791 | 0 | 619.1452 | 0 | 0 | 0
5530 | 78.5941 | 0 | 3410.5135 | 82.4815 | -928.3127 | 0 | 2399.7193 | 0 | 0 | 0
5531 | 85.6854 | 0 | 3958.7822 | 89.9232 | 0 | 0 | 3868.8589 | 0 | 0 | 0
5532 | 80.162 | 0 | 4213.2464 | 84.127 | 0 | 0 | 4129.1194 | 0 | 0 | 0
5533 | 88.2653 | 0 | 4184.9193 | 92.6308 | 0 | 0 | 4092.2885 | 0 | 0 | 0
5534 | 80.4469 | 0 | 3891.3164 | 84.4261 | 0 | 0 | 3806.8903 | 0 | 0 | 0
5535 | 94.9911 | 0 | 2654.2119 | 99.6895 | 0 | 0 | 2554.5224 | 0 | 0 | 0
5536 | 84.2281 | 0 | 2457.7273 | 88.3941 | 0 | 0 | 2369.3331 | 0 | 0 | 0
5537 | 89.7426 | 0 | 1345.8079 | 94.1819 | 0 | 0 | 1251.626 | 0 | 0 | 0
5538 | 80.4598 | 0 | 279.2431 | 84.4398 | 0 | 0 | 194.8034 | 0 | 0 | 0
5539 | 96.4285 | 0 | 0 | 0 | 0 | 0 | 0 | 0 | 0 | 101.1976
5540 | 86.0639 | 0 | 0 | 0 | 0 | 0 | 0 | 0 | 0 | 90.321
5541 | 93.2359 | 0 | 0 | 0 | 0 | 0 | 0 | 0 | 0 | 97.8477
5542 | 86.8608 | 0 | 0 | 0 | 0 | 0 | 0 | 0 | 0 | 91.1574
5543 | 92.439 | 0 | 0 | 0 | 0 | 0 | 0 | 0 | 0 | 97.0113
5544 | 86.8608 | 0 | 0 | 0 | 0 | 0 | 0 | 0 | 0 | 91.1574
5545 | 93.2359 | 0 | 0 | 0 | 0 | 0 | 0 | 0 | 0 | 97.8477
5546 | 87.6577 | 0 | 0 | 0 | 0 | 0 | 0 | 0 | 0 | 91.9938
5547 | 92.439 | 0 | 0 | 0 | 0 | 0 | 0 | 0 | 0 | 97.0113
5548 | 86.8608 | 0 | 0 | 0 | 0 | 0 | 0 | 0 | 0 | 91.1574
5549 | 93.2359 | 0 | 0 | 0 | 0 | 0 | 0 | 0 | 0 | 97.8477
5550 | 82.8764 | 0 | 0 | 0 | 0 | 0 | 0 | 0 | 0 | 86.9753
5551 | 84.4702 | 0 | 364.5456 | 88.6481 | -275.8974 | 0 | 0 | 0 | 0 | 0
5552 | 79.4856 | 0 | 1474.6 | 83.4176 | -983.3675 | 0 | 407.8149 | 0 | 0 | 0
5553 | 83.7151 | 0 | 2570.8404 | 87.8558 | 0 | 0 | 2482.9847 | 0 | 0 | 0
5554 | 80.1929 | 0 | 3400.0766 | 84.1596 | 0 | 0 | 3315.917 | 0 | 0 | 0
5555 | 80.8682 | 0 | 4020.4119 | 84.8679 | 0 | 0 | 3935.5439 | 0 | 0 | 0
5556 | 79.7665 | 0 | 4272.3259 | 83.7114 | 0 | 0 | 4188.6145 | 0 | 0 | 0
5557 | 81.1979 | 0 | 4239.8262 | 85.2132 | 0 | 0 | 4154.613 | 0 | 0 | 0
5558 | 74.3586 | 0 | 3900.8382 | 78.037 | 0 | 0 | 3822.8012 | 0 | 0 | 0
5559 | 87.9635 | 0 | 2509.4553 | 92.3149 | 0 | 0 | 2417.1403 | 0 | 0 | 0
5560 | 78.7595 | 0 | 2127.1612 | 82.6546 | 0 | 0 | 2044.5066 | 0 | 0 | 0
5561 | 83.995 | 0 | 1227.0307 | 88.1496 | 0 | 0 | 1138.8811 | 0 | 0 | 0
5562 | 78.9318 | 0 | 281.5436 | 82.8362 | 0 | 0 | 198.7074 | 0 | 0 | 0
5563 | 94.8446 | 0 | 0 | 0 | 0 | 0 | 0 | 0 | 0 | 99.5363
5564 | 89.2515 | 0 | 0 | 0 | 0 | 0 | 0 | 0 | 0 | 93.6656
5565 | 93.2359 | 0 | 0 | 0 | 0 | 0 | 0 | 0 | 0 | 97.8477
5566 | 86.8608 | 0 | 0 | 0 | 0 | 0 | 0 | 0 | 0 | 91.1574
5567 | 96.4235 | 0 | 0 | 0 | 0 | 0 | 0 | 0 | 0 | 101.1923
5568 | 86.8608 | 0 | 0 | 0 | 0 | 0 | 0 | 0 | 0 | 91.1574
5569 | 93.2359 | 0 | 0 | 0 | 0 | 0 | 0 | 0 | 0 | 97.8477
5570 | 88.4546 | 0 | 0 | 0 | 0 | 0 | 0 | 0 | 0 | 92.8302
5571 | 86.8608 | 0 | 0 | 0 | 0 | 0 | 0 | 0 | 0 | 91.1574
5572 | 86.8608 | 0 | 0 | 0 | 0 | 0 | 0 | 0 | 0 | 91.1574
5573 | 93.2359 | 0 | 0 | 0 | 0 | 0 | 0 | 0 | 0 | 97.8477
5574 | 83.6733 | 0 | 0 | 0 | 0 | 0 | 0 | 0 | 0 | 87.8117
5575 | 86.8608 | 0 | 360.5282 | 91.1574 | -269.3708 | 0 | 0 | 0 | 0 | 0
5576 | 75.7243 | 0 | 1498.85 | 79.4695 | -991.7674 | 0 | 427.613 | 0 | 0 | 0
5577 | 84.1783 | 0 | 2599.1151 | 88.3427 | 0 | 0 | 2510.7724 | 0 | 0 | 0
5578 | 72.4879 | 0 | 3433.7118 | 76.0735 | 0 | 0 | 3357.6384 | 0 | 0 | 0
5579 | 80.7865 | 0 | 3312.4086 | 84.7829 | 0 | 0 | 3227.6257 | 0 | 0 | 0
5580 | 74.8706 | 0 | 3626.9326 | 78.5743 | 0 | 0 | 3548.3583 | 0 | 0 | 0
5581 | 86.2801 | 0 | 4235.642 | 90.5476 | 0 | 0 | 4145.0943 | 0 | 0 | 0
5582 | 78.115 | 0 | 2468.5514 | 81.9788 | 0 | 0 | 2386.5726 | 0 | 0 | 0
5583 | 78.5463 | 0 | 2709.9688 | 82.4311 | 0 | 0 | 2627.5377 | 0 | 0 | 0
5584 | 79.3432 | 0 | 2444.9427 | 83.2675 | 0 | 0 | 2361.6752 | 0 | 0 | 0
5585 | 88.3072 | 0 | 1326.4317 | 92.6749 | 0 | 0 | 1233.7567 | 0 | 0 | 0
5586 | 82.3435 | 0 | 272.7522 | 86.4159 | 0 | 0 | 186.3363 | 0 | 0 | 0
5587 | 97.2562 | 0 | 0 | 0 | 0 | 0 | 0 | 0 | 0 | 102.0665
5588 | 88.4546 | 0 | 0 | 0 | 0 | 0 | 0 | 0 | 0 | 92.8302
5589 | 94.0328 | 0 | 0 | 0 | 0 | 0 | 0 | 0 | 0 | 98.6841
5590 | 86.8608 | 0 | 0 | 0 | 0 | 0 | 0 | 0 | 0 | 91.1574
5591 | 90.8453 | 0 | 0 | 0 | 0 | 0 | 0 | 0 | 0 | 95.3384
5592 | 84.4702 | 0 | 0 | 0 | 0 | 0 | 0 | 0 | 0 | 88.6481
5593 | 93.2359 | 0 | 0 | 0 | 0 | 0 | 0 | 0 | 0 | 97.8477
5594 | 81.2826 | 0 | 0 | 0 | 0 | 0 | 0 | 0 | 0 | 85.3035
5595 | 92.439 | 0 | 0 | 0 | 0 | 0 | 0 | 0 | 0 | 97.0113
5596 | 79.6888 | 0 | 0 | 0 | 0 | 0 | 0 | 0 | 0 | 83.6306
5597 | 90.0484 | 0 | 0 | 0 | 0 | 0 | 0 | 0 | 0 | 94.502
5598 | 79.6888 | 0 | 0 | 0 | 0 | 0 | 0 | 0 | 0 | 83.6306
5599 | 86.0639 | 0 | 324.6943 | 90.321 | -234.3734 | 0 | 0 | 0 | 0 | 0
5600 | 75.1595 | 0 | 1172.4618 | 78.8776 | -1001.6597 | 0 | 91.9245 | 0 | 0 | 0
5601 | 85.1346 | 0 | 2080.1831 | 89.345 | 0 | 0 | 1990.8381 | 0 | 0 | 0
5602 | 74.1644 | 0 | 2687.9951 | 77.8324 | 0 | 0 | 2610.1628 | 0 | 0 | 0
5603 | 80.2656 | 0 | 3249.3464 | 84.2362 | 0 | 0 | 3165.1102 | 0 | 0 | 0
5604 | 72.995 | 0 | 3268.6272 | 76.6055 | 0 | 0 | 3192.0216 | 0 | 0 | 0
5605 | 82.3325 | 0 | 3445.7828 | 86.4044 | 0 | 0 | 3359.3784 | 0 | 0 | 0
5606 | 74.6694 | 0 | 2957.2652 | 78.3634 | 0 | 0 | 2878.9018 | 0 | 0 | 0
5607 | 86.4494 | 0 | 2721.0123 | 90.725 | 0 | 0 | 2630.2873 | 0 | 0 | 0
5608 | 80.9369 | 0 | 2081.2766 | 84.9404 | 0 | 0 | 1996.3362 | 0 | 0 | 0
5609 | 86.7502 | 0 | 1218.4178 | 91.0409 | 0 | 0 | 1127.3769 | 0 | 0 | 0
5610 | 79.3501 | 0 | 270.7257 | 83.2749 | 0 | 0 | 187.4508 | 0 | 0 | 0
5611 | 96.4444 | 0 | 0 | 0 | 0 | 0 | 0 | 0 | 0 | 101.2144
5612 | 87.6577 | 0 | 0 | 0 | 0 | 0 | 0 | 0 | 0 | 91.9938
5613 | 90.8453 | 0 | 0 | 0 | 0 | 0 | 0 | 0 | 0 | 95.3384
5614 | 86.0639 | 0 | 0 | 0 | 0 | 0 | 0 | 0 | 0 | 90.321
5615 | 92.439 | 0 | 0 | 0 | 0 | 0 | 0 | 0 | 0 | 97.0113
5616 | 87.6577 | 0 | 0 | 0 | 0 | 0 | 0 | 0 | 0 | 91.9938
5617 | 94.0328 | 0 | 0 | 0 | 0 | 0 | 0 | 0 | 0 | 98.6841
5618 | 86.8608 | 0 | 0 | 0 | 0 | 0 | 0 | 0 | 0 | 91.1574
5619 | 93.2359 | 0 | 0 | 0 | 0 | 0 | 0 | 0 | 0 | 97.8477
5620 | 79.6888 | 0 | 0 | 0 | 0 | 0 | 0 | 0 | 0 | 83.6306
5621 | 88.4546 | 0 | 0 | 0 | 0 | 0 | 0 | 0 | 0 | 92.8302
5622 | 86.0639 | 0 | 0 | 0 | 0 | 0 | 0 | 0 | 0 | 90.321
5623 | 88.4546 | 0 | 372.724 | 92.8292 | -279.8949 | 0 | 0 | 0 | 0 | 0
5624 | 78.9726 | 0 | 1302.1156 | 82.8782 | -969.1515 | 0 | 250.0859 | 0 | 0 | 0
5625 | 84.4114 | 0 | 2051.0951 | 88.5862 | 0 | 0 | 1962.5089 | 0 | 0 | 0
5626 | 75.3169 | 0 | 2754.1008 | 79.0424 | 0 | 0 | 2675.0584 | 0 | 0 | 0
5627 | 86.3179 | 0 | 3165.868 | 90.5875 | 0 | 0 | 3075.2804 | 0 | 0 | 0
5628 | 74.6116 | 0 | 3411.7676 | 78.3025 | 0 | 0 | 3333.4651 | 0 | 0 | 0
5629 | 87.3011 | 0 | 3221.7623 | 91.6191 | 0 | 0 | 3130.1432 | 0 | 0 | 0
5630 | 82.3166 | 0 | 1220.1179 | 86.3886 | 0 | 0 | 1133.7293 | 0 | 0 | 0
5631 | 88.9845 | 0 | 1809.6295 | 93.3854 | 0 | 0 | 1716.2441 | 0 | 0 | 0
5632 | 81.1182 | 0 | 1567.6528 | 85.1303 | 0 | 0 | 1482.5224 | 0 | 0 | 0
5633 | 82.9302 | 0 | 548.8459 | 87.0319 | 0 | 0 | 461.814 | 0 | 0 | 0
5634 | 82.6104 | 0 | 156.7572 | 86.6972 | 0 | 0 | 70.06 | 0 | 0 | 0
5635 | 95.6336 | 0 | 0 | 0 | 0 | 0 | 0 | 0 | 0 | 100.3643
5636 | 90.8453 | 0 | 0 | 0 | 0 | 0 | 0 | 0 | 0 | 95.3384
5637 | 93.2359 | 0 | 0 | 0 | 0 | 0 | 0 | 0 | 0 | 97.8477
5638 | 88.4546 | 0 | 0 | 0 | 0 | 0 | 0 | 0 | 0 | 92.8302
5639 | 97.2204 | 0 | 0 | 0 | 0 | 0 | 0 | 0 | 0 | 102.0288
5640 | 90.0484 | 0 | 0 | 0 | 0 | 0 | 0 | 0 | 0 | 94.502
5641 | 92.439 | 0 | 0 | 0 | 0 | 0 | 0 | 0 | 0 | 97.0113
5642 | 86.0639 | 0 | 0 | 0 | 0 | 0 | 0 | 0 | 0 | 90.321
5643 | 90.8453 | 0 | 0 | 0 | 0 | 0 | 0 | 0 | 0 | 95.3384
5644 | 86.8608 | 0 | 0 | 0 | 0 | 0 | 0 | 0 | 0 | 91.1574
5645 | 92.439 | 0 | 0 | 0 | 0 | 0 | 0 | 0 | 0 | 97.0113
5646 | 85.267 | 0 | 0 | 0 | 0 | 0 | 0 | 0 | 0 | 89.4845
5647 | 76.5013 | 0 | 284.503 | 80.2849 | -204.2181 | 0 | 0 | 0 | 0 | 0
5648 | 82.453 | 0 | 1159.5524 | 86.5313 | -1068.0791 | 0 | 4.9419 | 0 | 0 | 0
5649 | 644.2323 | 0 | 2117.0517 | 676.0985 | 0 | 0 | 1440.9532 | 0 | 0 | 0
5650 | 550.7832 | 0 | 2715.7282 | 578.0262 | 0 | 0 | 2137.702 | 0 | 0 | 0
5651 | 872.9741 | 0 | 2961.7233 | 916.1547 | 0 | 0 | 2045.5686 | 0 | 0 | 0
5652 | 946.1464 | 0 | 2126.2282 | 992.9449 | 0 | 0 | 1133.2833 | 0 | 0 | 0
5653 | 1239.5337 | 0 | 1068.9239 | 1068.9239 | 0 | 0 | 0 | 147.989 | 0 | 76.6108
5654 | 1165.2976 | 0 | 1308.1962 | 1222.9357 | -85.2604 | 0 | 0 | 0 | 0 | 0
5655 | 1376.3664 | 0 | 194.4518 | 194.4518 | 0 | 0 | 0 | 1191.08 | 0 | 0
5656 | 885.9086 | 0 | 109.5702 | 109.5702 | 0 | 0 | 0 | 781.502 | 0 | 0
5657 | 1355.6593 | 0 | 29.1656 | 29.1656 | 0 | 0 | 0 | 193.412 | 0 | 1190.5693
5658 | 1090.8972 | 0 | 66.0994 | 66.0994 | 0 | 0 | 0 | 0 | 0 | 1078.7574
5659 | 1122.6312 | 0 | 0 | 0 | 0 | 0 | 0 | 0 | 0 | 1178.1594
5660 | 1206.4888 | 0 | 0 | 0 | 0 | 0 | 0 | 0 | 0 | 1266.1652
5661 | 1114.0497 | 0 | 0 | 0 | 0 | 0 | 0 | 0 | 0 | 1169.1539
5662 | 1332.3971 | 0 | 0 | 0 | 0 | 0 | 0 | 0 | 0 | 1398.301
5663 | 1107.6746 | 0 | 0 | 0 | 0 | 0 | 0 | 0 | 0 | 1162.4636
5664 | 162.5652 | 0 | 0 | 0 | 0 | 0 | 0 | 0 | 0 | 170.6059
5665 | 108.3768 | 0 | 0 | 0 | 0 | 0 | 0 | 108.377 | 0 | 0
5666 | 94.0328 | 0 | 0 | 0 | 0 | 0 | 0 | 94.033 | 0 | 0
5667 | 105.1892 | 0 | 0 | 0 | 0 | 0 | 0 | 105.189 | 0 | 0
5668 | 101.2048 | 0 | 0 | 0 | 0 | 0 | 0 | 101.205 | 0 | 0
5669 | 105.1892 | 0 | 0 | 0 | 0 | 0 | 0 | 105.189 | 0 | 0
5670 | 94.8297 | 0 | 0 | 0 | 0 | 0 | 0 | 94.83 | 0 | 0
5671 | 86.8608 | 0 | 157.0248 | 91.1574 | -65.8674 | 0 | 0 | 0 | 0 | 0
5672 | 82.0825 | 0 | 1527.5748 | 86.142 | -1441.4328 | 0 | 0 | 0 | 0 | 0
5673 | 832.2691 | 0 | 2637.1067 | 873.4363 | -1763.6703 | 0 | 0 | 0 | 0 | 0
5674 | 1035.63 | 0 | 3467.3282 | 1086.854 | -1888.3791 | 0 | 492.0952 | 0 | 0 | 0
5675 | 888.0562 | 0 | 3987.4839 | 931.9806 | -1888.3791 | 0 | 1167.1243 | 0 | 0 | 0
5676 | 1347.1615 | 0 | 4258.0438 | 1413.7952 | -1888.3791 | 0 | 955.8695 | 0 | 0 | 0
5677 | 1336.4483 | 0 | 4231.0359 | 1402.5523 | -650.5378 | 0 | 2177.9458 | 0 | 0 | 0
5678 | 1189.8149 | 0 | 3912.2857 | 1248.6665 | 0 | 0 | 2663.6192 | 0 | 0 | 0
5679 | 1475.6089 | 0 | 2399.1536 | 1548.5966 | 0 | 0 | 850.557 | 0 | 0 | 0
5680 | 1639.9322 | 0 | 2443.2016 | 1721.0475 | 0 | 0 | 722.1542 | 0 | 0 | 0
5681 | 1706.823 | 0 | 991.2585 | 991.2585 | 0 | 0 | 0 | 762.284 | 0 | 0
5682 | 1428.5228 | 0 | 122.1952 | 122.1952 | 0 | 0 | 0 | 1312.087 | 0 | 0
5683 | 1533.5207 | 0 | 0 | 0 | 0 | 0 | 0 | 0 | 0 | 1609.3731
5684 | 1655.1368 | 0 | 0 | 0 | 0 | 0 | 0 | 0 | 0 | 1737.0046
5685 | 1609.7142 | 0 | 0 | 0 | 0 | 0 | 0 | 0 | 0 | 1689.3348
5686 | 1722.0755 | 0 | 0 | 0 | 0 | 0 | 0 | 0 | 0 | 1807.2535
5687 | 1463.8837 | 0 | 0 | 0 | 0 | 0 | 0 | 0 | 0 | 1536.2917
5688 | 1754.7479 | 0 | 0 | 0 | 0 | 0 | 0 | 1754.748 | 0 | 0
5689 | 1349.1318 | 0 | 0 | 0 | 0 | 0 | 0 | 1349.132 | 0 | 0
5690 | 1326.022 | 0 | 0 | 0 | 0 | 0 | 0 | 1326.022 | 0 | 0
5691 | 1411.2891 | 0 | 0 | 0 | 0 | 0 | 0 | 1411.289 | 0 | 0
5692 | 1294.1465 | 0 | 0 | 0 | 0 | 0 | 0 | 1294.146 | 0 | 0
5693 | 1482.2121 | 0 | 0 | 0 | 0 | 0 | 0 | 1482.212 | 0 | 0
5694 | 1483.009 | 0 | 0 | 0 | 0 | 0 | 0 | 1483.009 | 0 | 0
5695 | 1287.7714 | 0 | 312.0336 | 312.0336 | 0 | 0 | 0 | 990.444 | 0 | 0
5696 | 1284.4902 | 0 | 1132.0806 | 1132.0806 | 0 | 0 | 0 | 205.766 | 0 | 0
5697 | 1520.7915 | 0 | 1870.2422 | 1596.0134 | -274.2288 | 0 | 0 | 0 | 0 | 0
5698 | 1079.7616 | 0 | 2437.4663 | 1133.1699 | -1304.2964 | 0 | 0 | 0 | 0 | 0
5699 | 1397.4561 | 0 | 2938.2217 | 1466.578 | -1471.6437 | 0 | 0 | 0 | 0 | 0
5700 | 1300.2516 | 0 | 3538.7589 | 1364.5649 | -1888.3791 | 0 | 285.8149 | 0 | 0 | 0
5701 | 1512.0147 | 0 | 3303.802 | 1586.8033 | -1716.9986 | 0 | 0 | 0 | 0 | 0
5702 | 1330.6818 | 0 | 2866.8624 | 1396.5011 | -1470.3613 | 0 | 0 | 0 | 0 | 0
5703 | 1355.5716 | 0 | 2556.3914 | 1422.6212 | -1133.7702 | 0 | 0 | 0 | 0 | 0
5704 | 1598.3855 | 0 | 1142.571 | 1142.571 | 0 | 0 | 0 | 509.665 | 0 | 0
5705 | 1495.9604 | 0 | 548.3044 | 548.3044 | 0 | 0 | 0 | 973.498 | 0 | 0
5706 | 1298.7306 | 0 | 169.5533 | 169.5533 | 0 | 0 | 0 | 1137.168 | 0 | 0
5707 | 1402.2623 | 0 | 0 | 0 | 0 | 0 | 0 | 0 | 0 | 1471.6217
5708 | 1392.1637 | 0 | 0 | 0 | 0 | 0 | 0 | 0 | 0 | 1461.0242
5709 | 1202.5043 | 0 | 0 | 0 | 0 | 0 | 0 | 0 | 0 | 1261.9831
5710 | 1352.3193 | 0 | 0 | 0 | 0 | 0 | 0 | 0 | 0 | 1419.2084
5711 | 1295.7403 | 0 | 0 | 0 | 0 | 0 | 0 | 0 | 0 | 1359.8308
5712 | 1243.9425 | 0 | 0 | 0 | 0 | 0 | 0 | 518.225 | 0 | 761.6129
5713 | 1173.8164 | 0 | 0 | 0 | 0 | 0 | 0 | 1173.816 | 0 | 0
5714 | 1220.8328 | 0 | 0 | 0 | 0 | 0 | 0 | 1220.833 | 0 | 0
5715 | 1220.0359 | 0 | 0 | 0 | 0 | 0 | 0 | 1220.036 | 0 | 0
5716 | 899.6868 | 0 | 0 | 0 | 0 | 0 | 0 | 899.687 | 0 | 0
5717 | 1117.2373 | 0 | 0 | 0 | 0 | 0 | 0 | 1117.237 | 0 | 0
5718 | 1305.3029 | 0 | 0 | 0 | 0 | 0 | 0 | 1305.303 | 0 | 0
5719 | 1147.519 | 0 | 384.2671 | 384.2671 | 0 | 0 | 0 | 0 | 0 | 820.0113
5720 | 929.5402 | 0 | 1362.9488 | 975.5176 | -387.4312 | 0 | 0 | 0 | 0 | 0
5721 | 1210.9693 | 0 | 1785.3082 | 1270.8668 | -514.4414 | 0 | 0 | 0 | 0 | 0
5722 | 1135.0278 | 0 | 2494.1856 | 1191.1685 | -1303.0171 | 0 | 0 | 0 | 0 | 0
5723 | 1545.1075 | 0 | 4043.6396 | 1621.5322 | -1888.3791 | 0 | 533.7284 | 0 | 0 | 0
5724 | 1332.948 | 0 | 1695.3755 | 1398.8792 | -296.4963 | 0 | 0 | 0 | 0 | 0
5725 | 1136.3975 | 0 | 4264.9682 | 1192.6063 | -1888.3791 | 0 | 1183.9828 | 0 | 0 | 0
5726 | 1310.148 | 0 | 2667.2819 | 1374.9515 | -1292.3304 | 0 | 0 | 0 | 0 | 0
5727 | 1355.743 | 0 | 3283.8139 | 1422.8017 | -1861.0122 | 0 | 0 | 0 | 0 | 0
5728 | 1265.597 | 0 | 2117.0633 | 1328.1958 | -155.1599 | 0 | 633.7076 | 0 | 0 | 0
5729 | 1372.3541 | 0 | 63.4358 | 63.4358 | 0 | 0 | 0 | 1151.186 | 0 | 168.6717
5730 | 1424.6399 | 0 | 214.1187 | 214.1187 | 0 | 0 | 0 | 0 | 0 | 1280.9878
5731 | 1131.4817 | 0 | 0 | 0 | 0 | 0 | 0 | 0 | 0 | 1187.4482
5732 | 1318.85 | 0 | 0 | 0 | 0 | 0 | 0 | 0 | 0 | 1384.0839
5733 | 1212.067 | 0 | 0 | 0 | 0 | 0 | 0 | 0 | 0 | 1272.0191
5734 | 1363.4758 | 0 | 0 | 0 | 0 | 0 | 0 | 0 | 0 | 1430.9172
5735 | 1298.9278 | 0 | 0 | 0 | 0 | 0 | 0 | 0 | 0 | 1363.1765
5736 | 502.0396 | 0 | 0 | 0 | 0 | 0 | 0 | 0 | 0 | 526.8723
5737 | 307.5989 | 0 | 0 | 0 | 0 | 0 | 0 | 307.599 | 0 | 0
5738 | 222.3318 | 0 | 0 | 0 | 0 | 0 | 0 | 222.332 | 0 | 0
5739 | 304.4113 | 0 | 0 | 0 | 0 | 0 | 0 | 304.411 | 0 | 0
5740 | 233.4883 | 0 | 0 | 0 | 0 | 0 | 0 | 233.488 | 0 | 0
5741 | 283.6922 | 0 | 0 | 0 | 0 | 0 | 0 | 283.692 | 0 | 0
5742 | 279.7078 | 0 | 0 | 0 | 0 | 0 | 0 | 279.708 | 0 | 0
5743 | 278.114 | 0 | 379.8866 | 291.8703 | -88.0163 | 0 | 0 | 0 | 0 | 0
5744 | 207.0754 | 0 | 1534.6776 | 217.3175 | -1317.3601 | 0 | 0 | 0 | 0 | 0
5745 | 1378.0269 | 0 | 1635.1846 | 1446.1879 | -188.9967 | 0 | 0 | 0 | 0 | 0
5746 | 1300.4519 | 0 | 3416.0347 | 1364.7748 | -1888.3791 | 0 | 162.8808 | 0 | 0 | 0
5747 | 1608.7589 | 0 | 3949.9803 | 1688.3326 | -1888.3791 | 0 | 373.2687 | 0 | 0 | 0
5748 | 1772.0822 | 0 | 4199.4103 | 1859.734 | -1888.3791 | 0 | 451.2973 | 0 | 0 | 0
5749 | 1617.9401 | 0 | 3550.2127 | 1697.9677 | -1852.245 | 0 | 0 | 0 | 0 | 0
5750 | 1533.0237 | 0 | 2406.5355 | 1608.8515 | -474.8913 | 0 | 322.7927 | 0 | 0 | 0
5751 | 1780.7354 | 0 | 2551.8326 | 1868.815 | 0 | 0 | 683.0176 | 0 | 0 | 0
5752 | 1349.0361 | 0 | 298.7736 | 298.7736 | 0 | 0 | 0 | 1064.344 | 0 | 0
5753 | 1613.9387 | 0 | 382.0023 | 382.0023 | 0 | 0 | 0 | 1249.941 | 0 | 0
5754 | 1295.9295 | 0 | 73.6597 | 73.6597 | 0 | 0 | 0 | 1225.742 | 0 | 0
5755 | 1388.6465 | 0 | 0 | 0 | 0 | 0 | 0 | 0 | 0 | 1457.3322
5756 | 1267.0523 | 0 | 0 | 0 | 0 | 0 | 0 | 0 | 0 | 1329.7238
5757 | 1465.4775 | 0 | 0 | 0 | 0 | 0 | 0 | 0 | 0 | 1537.9635
5758 | 1438.3833 | 0 | 0 | 0 | 0 | 0 | 0 | 0 | 0 | 1509.5293
5759 | 1352.3193 | 0 | 0 | 0 | 0 | 0 | 0 | 0 | 0 | 1419.2084
5760 | 574.5564 | 0 | 0 | 0 | 0 | 0 | 0 | 574.556 | 0 | 0
5761 | 496.4614 | 0 | 0 | 0 | 0 | 0 | 0 | 496.461 | 0 | 0
5762 | 496.4614 | 0 | 0 | 0 | 0 | 0 | 0 | 496.461 | 0 | 0
5763 | 502.0396 | 0 | 0 | 0 | 0 | 0 | 0 | 502.04 | 0 | 0
5764 | 419.9601 | 0 | 0 | 0 | 0 | 0 | 0 | 419.96 | 0 | 0
5765 | 483.7112 | 0 | 0 | 0 | 0 | 0 | 0 | 483.711 | 0 | 0
5766 | 465.3827 | 0 | 0 | 0 | 0 | 0 | 0 | 465.383 | 0 | 0
5767 | 470.1641 | 0 | 317.0679 | 0 | -317.0679 | 0 | 0 | 470.164 | 0 | 0
5768 | 384.0224 | 0 | 1137.5431 | 0 | -1137.5431 | 0 | 0 | 384.022 | 0 | 0
5769 | 1040.75 | 0 | 1794.152 | 442.9835 | -1351.1685 | 0 | 0 | 618.644 | 0 | 0
5770 | 1686.0651 | 0 | 2279.9189 | 1769.4623 | -510.4566 | 0 | 0 | 0 | 0 | 0
5771 | 1865.857 | 0 | 3124.5957 | 1958.1473 | -1166.4484 | 0 | 0 | 0 | 0 | 0
5772 | 1807.6941 | 0 | 2674.7708 | 1897.1074 | -777.6634 | 0 | 0 | 0 | 0 | 0
5773 | 1599.518 | 0 | 4286.2408 | 1678.6345 | -1888.3791 | 0 | 719.2272 | 0 | 0 | 0
5774 | 1650.484 | 0 | 2218.2472 | 1732.1214 | -486.1258 | 0 | 0 | 0 | 0 | 0
5775 | 1952.3423 | 0 | 2185.8251 | 2048.9101 | -136.915 | 0 | 0 | 0 | 0 | 0
5776 | 1917.6398 | 0 | 825.6396 | 825.6396 | 0 | 0 | 0 | 1130.914 | 0 | 0
5777 | 1638.3992 | 0 | 116.9112 | 116.9112 | 0 | 0 | 0 | 1526.998 | 0 | 0
5778 | 1789.8428 | 0 | 121.1374 | 121.1374 | 0 | 0 | 0 | 1674.415 | 0 | 0
5779 | 1557.9215 | 0 | 0 | 0 | 0 | 0 | 0 | 0 | 0 | 1634.98
5780 | 1417.6642 | 0 | 0 | 0 | 0 | 0 | 0 | 0 | 0 | 1487.7855
5781 | 1755.5448 | 0 | 0 | 0 | 0 | 0 | 0 | 0 | 0 | 1842.379
5782 | 1519.6659 | 0 | 0 | 0 | 0 | 0 | 0 | 0 | 0 | 1594.8328
5783 | 1699.7626 | 0 | 0 | 0 | 0 | 0 | 0 | 0 | 0 | 1783.8379
5784 | 524.3525 | 0 | 0 | 0 | 0 | 0 | 0 | 524.352 | 0 | 0
5785 | 475.7423 | 0 | 0 | 0 | 0 | 0 | 0 | 475.742 | 0 | 0
5786 | 485.3049 | 0 | 0 | 0 | 0 | 0 | 0 | 485.305 | 0 | 0
5787 | 448.6481 | 0 | 0 | 0 | 0 | 0 | 0 | 448.648 | 0 | 0
5788 | 408.8037 | 0 | 0 | 0 | 0 | 0 | 0 | 408.804 | 0 | 0
5789 | 496.4614 | 0 | 0 | 0 | 0 | 0 | 0 | 496.461 | 0 | 0
5790 | 478.9298 | 0 | 0 | 0 | 0 | 0 | 0 | 478.93 | 0 | 0
5791 | 400.8348 | 0 | 262.1369 | 262.1369 | 0 | 0 | 0 | 151.052 | 0 | 0
5792 | 182.8679 | 0 | 956.8277 | 191.9131 | -764.9145 | 0 | 0 | 0 | 0 | 0
5793 | 1356.1404 | 0 | 1745.141 | 1423.2184 | -321.9227 | 0 | 0 | 0 | 0 | 0
5794 | 1493.0687 | 0 | 2462.7259 | 1566.9192 | -895.8067 | 0 | 0 | 0 | 0 | 0
5795 | 1601.832 | 0 | 2959.7021 | 1681.0629 | -1278.6391 | 0 | 0 | 0 | 0 | 0
5796 | 1394.3631 | 0 | 3147.2883 | 1463.332 | -1683.9563 | 0 | 0 | 0 | 0 | 0
5797 | 1717.3001 | 0 | 3099.5786 | 1802.2423 | -1297.3363 | 0 | 0 | 0 | 0 | 0
5798 | 1250.3824 | 0 | 3208.8225 | 1312.2293 | -1888.3791 | 0 | 8.2141 | 0 | 0 | 0
5799 | 1121.1221 | 0 | 2682.2 | 1176.5757 | -1455.6898 | 0 | 49.9345 | 0 | 0 | 0
5800 | 1607.7798 | 0 | 1142.9635 | 1142.9635 | 0 | 0 | 0 | 518.686 | 0 | 0
5801 | 1448.2039 | 0 | 289.8469 | 289.8469 | 0 | 0 | 0 | 1172.018 | 0 | 0
5802 | 1364.7797 | 0 | 52.3514 | 52.3514 | 0 | 0 | 0 | 1314.896 | 0 | 0
5803 | 1446.5205 | 0 | 0 | 0 | 0 | 0 | 0 | 0 | 0 | 1518.0688
5804 | 1027.9858 | 0 | 0 | 0 | 0 | 0 | 0 | 0 | 0 | 1078.833
5805 | 1208.0826 | 0 | 0 | 0 | 0 | 0 | 0 | 0 | 0 | 1267.8381
5806 | 1391.3668 | 0 | 0 | 0 | 0 | 0 | 0 | 0 | 0 | 1460.1878
5807 | 960.2503 | 0 | 0 | 0 | 0 | 0 | 0 | 0 | 0 | 1007.7466
5808 | 1379.4135 | 0 | 0 | 0 | 0 | 0 | 0 | 1379.414 | 0 | 0
5809 | 1115.6435 | 0 | 0 | 0 | 0 | 0 | 0 | 1115.644 | 0 | 0
5810 | 1562.6978 | 0 | 0 | 0 | 0 | 0 | 0 | 1562.698 | 0 | 0
5811 | 1405.7108 | 0 | 0 | 0 | 0 | 0 | 0 | 1405.711 | 0 | 0
5812 | 1476.6339 | 0 | 0 | 0 | 0 | 0 | 0 | 1476.634 | 0 | 0
5813 | 1177.8008 | 0 | 0 | 0 | 0 | 0 | 0 | 946.716 | 0 | 242.5151
5814 | 1127.5968 | 0 | 0 | 0 | 0 | 0 | 0 | 0 | 0 | 1183.371
5815 | 1133.1751 | 0 | 333.6095 | 333.6095 | 0 | 0 | 0 | 0 | 0 | 855.6154
5816 | 181.302 | 0 | 1573.3828 | 190.2697 | -1383.1131 | 0 | 0 | 0 | 0 | 0
5817 | 479.2755 | 0 | 1741.7303 | 502.9823 | -1238.748 | 0 | 0 | 0 | 0 | 0
5818 | 453.9145 | 0 | 3429.6756 | 476.3658 | -1888.3791 | 0 | 1064.9307 | 0 | 0 | 0
5819 | 496.7951 | 0 | 3923.7091 | 521.3668 | -1888.3791 | 0 | 1513.9633 | 0 | 0 | 0
5820 | 414.3719 | 0 | 4164.0214 | 434.8669 | -1888.3791 | 0 | 1840.7754 | 0 | 0 | 0
5821 | 318.7732 | 0 | 4141.5073 | 334.5404 | -1299.6473 | 0 | 2507.3196 | 0 | 0 | 0
5822 | 334.3604 | 0 | 3820.5343 | 350.8994 | 0 | 0 | 3469.6349 | 0 | 0 | 0
5823 | 406.4429 | 0 | 3255.278 | 426.5468 | 0 | 0 | 2828.7312 | 0 | 0 | 0
5824 | 328.2074 | 0 | 2417.6682 | 344.4421 | 0 | 0 | 2073.2262 | 0 | 0 | 0
5825 | 412.0002 | 0 | 1290.9483 | 432.3786 | 0 | 0 | 858.5696 | 0 | 0 | 0
5826 | 284.013 | 0 | 212.6096 | 212.6096 | 0 | 0 | 0 | 0 | 0 | 85.4515
5827 | 303.3544 | 0 | 0 | 0 | 0 | 0 | 0 | 0 | 0 | 318.3587
5828 | 260.5825 | 0 | 0 | 0 | 0 | 0 | 0 | 0 | 0 | 273.4711
5829 | 203.2065 | 0 | 0 | 0 | 0 | 0 | 0 | 0 | 0 | 213.2571
5830 | 329.9117 | 0 | 0 | 0 | 0 | 0 | 0 | 0 | 0 | 346.2303
5831 | 295.6455 | 0 | 0 | 0 | 0 | 0 | 0 | 0 | 0 | 310.2695
5832 | 301.2237 | 0 | 0 | 0 | 0 | 0 | 0 | 0 | 0 | 316.1234
5833 | 332.0389 | 0 | 0 | 0 | 0 | 0 | 0 | 0 | 0 | 348.4625
5834 | 303.4149 | 0 | 0 | 0 | 0 | 0 | 0 | 0 | 0 | 318.4227
5835 | 303.4149 | 0 | 0 | 0 | 0 | 0 | 0 | 0 | 0 | 318.4227
5836 | 323.0428 | 0 | 0 | 0 | 0 | 0 | 0 | 0 | 0 | 339.0216
5837 | 232.2637 | 0 | 0 | 0 | 0 | 0 | 0 | 0 | 0 | 243.7524
5838 | 282.1513 | 0 | 0 | 0 | 0 | 0 | 0 | 0 | 0 | 296.107
5839 | 262.5234 | 0 | 250.9034 | 250.9034 | 0 | 0 | 0 | 0 | 0 | 24.6047
5840 | 251.6319 | 0 | 1084.2944 | 264.0784 | -820.216 | 0 | 0 | 0 | 0 | 0
5841 | 470.5752 | 0 | 1735.5007 | 493.8509 | -1241.6498 | 0 | 0 | 0 | 0 | 0
5842 | 1198.9713 | 0 | 2021.983 | 1258.2753 | -763.7077 | 0 | 0 | 0 | 0 | 0
5843 | 1601.2271 | 0 | 2746.9917 | 1680.428 | -1066.5637 | 0 | 0 | 0 | 0 | 0
5844 | 1241.291 | 0 | 3086.2599 | 1302.6886 | -283.3833 | 0 | 1500.188 | 0 | 0 | 0
5845 | 1602.0439 | 0 | 3323.1719 | 1681.2854 | 0 | 0 | 1641.8865 | 0 | 0 | 0
5846 | 1542.9506 | 0 | 3222.986 | 1619.2685 | 0 | 0 | 1603.7175 | 0 | 0 | 0
5847 | 1640.668 | 0 | 2277.5408 | 1721.8199 | 0 | 0 | 555.7209 | 0 | 0 | 0
5848 | 1242.7375 | 0 | 2036.0752 | 1304.2061 | 0 | 0 | 731.8691 | 0 | 0 | 0
5849 | 1329.2874 | 0 | 1128.4379 | 1128.4379 | 0 | 0 | 0 | 254.035 | 0 | 0
5850 | 1176.7039 | 0 | 216.3593 | 216.3593 | 0 | 0 | 0 | 970.542 | 0 | 0
5851 | 1489.1425 | 0 | 0 | 0 | 0 | 0 | 0 | 0 | 0 | 1562.799
5852 | 1527.7062 | 0 | 0 | 0 | 0 | 0 | 0 | 0 | 0 | 1603.2705
5853 | 1849.1134 | 0 | 0 | 0 | 0 | 0 | 0 | 49.737 | 0 | 1888.3791
5854 | 1687.1831 | 0 | 0 | 0 | 0 | 0 | 0 | 0 | 0 | 1770.6356
5855 | 1236.5588 | 0 | 0 | 0 | 0 | 0 | 0 | 0 | 0 | 1297.7226
5856 | 1050.9114 | 0 | 0 | 0 | 0 | 0 | 0 | 1050.911 | 0 | 0
5857 | 1364.9581 | 0 | 0 | 0 | 0 | 0 | 0 | 1364.958 | 0 | 0
5858 | 1355.1441 | 0 | 0 | 0 | 0 | 0 | 0 | 1355.144 | 0 | 0
5859 | 1388.6752 | 0 | 0 | 0 | 0 | 0 | 0 | 1388.675 | 0 | 0
5860 | 1544.0628 | 0 | 0 | 0 | 0 | 0 | 0 | 1544.063 | 0 | 0
5861 | 1248.0084 | 0 | 0 | 0 | 0 | 0 | 0 | 1248.008 | 0 | 0
5862 | 1493.3574 | 0 | 0 | 0 | 0 | 0 | 0 | 1493.357 | 0 | 0
5863 | 1527.7062 | 0 | 398.3708 | 398.3708 | 0 | 0 | 0 | 679.902 | 0 | 491.3679
5864 | 1240.9649 | 0 | 1573.2821 | 1302.3465 | -270.9356 | 0 | 0 | 0 | 0 | 0
5865 | 1314.0022 | 0 | 2103.1432 | 1378.9961 | -724.1471 | 0 | 0 | 0 | 0 | 0
5866 | 1895.8186 | 0 | 3528.9936 | 1989.5913 | -1539.4023 | 0 | 0 | 0 | 0 | 0
5867 | 1738.3935 | 0 | 3199.2535 | 1824.3786 | -1374.8749 | 0 | 0 | 0 | 0 | 0
5868 | 1628.6735 | 0 | 3627.6515 | 1709.2316 | -1888.3791 | 0 | 30.0409 | 0 | 0 | 0
5869 | 1331.8493 | 0 | 4308.3382 | 1397.7248 | -1888.3791 | 0 | 1022.2344 | 0 | 0 | 0
5870 | 1502.9147 | 0 | 3888.8082 | 1577.2522 | -1888.3791 | 0 | 423.1769 | 0 | 0 | 0
5871 | 1067.9509 | 0 | 3271.064 | 1120.7747 | -12.1486 | 0 | 2138.1407 | 0 | 0 | 0
5872 | 1186.9605 | 0 | 2380.4553 | 1245.6713 | 0 | 0 | 1134.784 | 0 | 0 | 0
5873 | 1465.9979 | 0 | 1251.5063 | 1251.5063 | 0 | 0 | 0 | 273.477 | 0 | 0
5874 | 1552.9578 | 0 | 212.3241 | 212.3241 | 0 | 0 | 0 | 1350.641 | 0 | 0
5875 | 1503.1713 | 0 | 0 | 0 | 0 | 0 | 0 | 0 | 0 | 1577.5219
5876 | 1143.3262 | 0 | 0 | 0 | 0 | 0 | 0 | 0 | 0 | 1199.878
5877 | 1723.9854 | 0 | 0 | 0 | 0 | 0 | 0 | 0 | 0 | 1809.258
5878 | 1668.373 | 0 | 0 | 0 | 0 | 0 | 0 | 0 | 0 | 1750.8952
5879 | 1373.1364 | 0 | 0 | 0 | 0 | 0 | 0 | 0 | 0 | 1441.055
5880 | 1233.2875 | 0 | 0 | 0 | 0 | 0 | 0 | 1233.287 | 0 | 0
5881 | 1690.4544 | 0 | 0 | 0 | 0 | 0 | 0 | 1690.454 | 0 | 0
5882 | 1819.6715 | 0 | 0 | 0 | 0 | 0 | 0 | 1819.672 | 0 | 0
5883 | 1252.9154 | 0 | 0 | 0 | 0 | 0 | 0 | 1252.915 | 0 | 0
5884 | 1363.3224 | 0 | 0 | 0 | 0 | 0 | 0 | 1363.322 | 0 | 0
5885 | 1499.0822 | 0 | 0 | 0 | 0 | 0 | 0 | 1499.082 | 0 | 0
5886 | 1406.6674 | 0 | 0 | 0 | 0 | 0 | 0 | 1406.667 | 0 | 0
5887 | 1239.0123 | 0 | 405.2238 | 405.2238 | 0 | 0 | 0 | 56.703 | 0 | 835.5654
5888 | 1144.3567 | 0 | 1584.165 | 1200.96 | -383.205 | 0 | 0 | 0 | 0 | 0
5889 | 1160.5057 | 0 | 2691.2642 | 1217.9078 | -1473.3564 | 0 | 0 | 0 | 0 | 0
5890 | 1535.5758 | 0 | 3499.7209 | 1611.5287 | -1888.1922 | 0 | 0 | 0 | 0 | 0
5891 | 1778.9231 | 0 | 4033.2268 | 1866.9133 | -1888.3791 | 0 | 277.9345 | 0 | 0 | 0
5892 | 1434.3111 | 0 | 4273.4016 | 1505.2549 | -1888.3791 | 0 | 879.7677 | 0 | 0 | 0
5893 | 1226.9442 | 0 | 4233.0445 | 1287.6309 | -1888.3791 | 0 | 1057.0346 | 0 | 0 | 0
5894 | 1067.315 | 0 | 3901.8729 | 1120.1083 | -176.7547 | 0 | 2605.0099 | 0 | 0 | 0
5895 | 1327.1212 | 0 | 3285.2758 | 1392.764 | 0 | 0 | 1892.5118 | 0 | 0 | 0
5896 | 1593.7705 | 0 | 2413.2573 | 1672.6022 | 0 | 0 | 740.6552 | 0 | 0 | 0
5897 | 1265.787 | 0 | 855.7266 | 855.7266 | 0 | 0 | 0 | 0 | 0 | 472.6696
5898 | 1411.0786 | 0 | 160.1564 | 160.1564 | 0 | 0 | 0 | 0 | 0 | 1320.7173
5899 | 906.1208 | 0 | 0 | 0 | 0 | 0 | 0 | 0 | 0 | 950.9402
5900 | 1138.4192 | 0 | 0 | 0 | 0 | 0 | 0 | 0 | 0 | 1194.7283
5901 | 1154.7758 | 0 | 0 | 0 | 0 | 0 | 0 | 0 | 0 | 1211.8943
5902 | 1472.9116 | 0 | 0 | 0 | 0 | 0 | 0 | 0 | 0 | 1545.7662
5903 | 1362.5046 | 0 | 0 | 0 | 0 | 0 | 0 | 0 | 0 | 1429.8982
5904 | 141.4846 | 0 | 0 | 0 | 0 | 0 | 0 | 0 | 0 | 148.4832
5905 | 99.7752 | 0 | 0 | 0 | 0 | 0 | 0 | 99.775 | 0 | 0
5906 | 96.5039 | 0 | 0 | 0 | 0 | 0 | 0 | 96.504 | 0 | 0
5907 | 105.5001 | 0 | 0 | 0 | 0 | 0 | 0 | 69.461 | 0 | 37.8216
5908 | 94.8683 | 0 | 0 | 0 | 0 | 0 | 0 | 0 | 0 | 99.5604
5909 | 100.5931 | 0 | 0 | 0 | 0 | 0 | 0 | 0 | 0 | 105.5686
5910 | 91.5969 | 0 | 0 | 0 | 0 | 0 | 0 | 0 | 0 | 96.1276
5911 | 86.69 | 0 | 403.7619 | 90.9779 | -312.784 | 0 | 0 | 0 | 0 | 0
5912 | 88.3635 | 0 | 1567.7546 | 92.7347 | -1475.0198 | 0 | 0 | 0 | 0 | 0
5913 | 674.8497 | 0 | 2663.1512 | 708.2289 | -1888.3791 | 0 | 66.5433 | 0 | 0 | 0
5914 | 1069.3668 | 0 | 2202.9072 | 1122.2608 | -1080.6464 | 0 | 0 | 0 | 0 | 0
5915 | 1034.0283 | 0 | 4032.1207 | 1085.1738 | -1888.3791 | 0 | 1058.5678 | 0 | 0 | 0
5916 | 1101.8888 | 0 | 4274.0145 | 1156.3914 | -1888.3791 | 0 | 1229.2441 | 0 | 0 | 0
5917 | 1309.4418 | 0 | 4220.26 | 1374.2095 | -1053.0582 | 0 | 1792.9923 | 0 | 0 | 0
5918 | 1334.591 | 0 | 3783.5471 | 1400.6035 | 0 | 0 | 2382.9436 | 0 | 0 | 0
5919 | 1249.9334 | 0 | 2762.0232 | 1311.7581 | 0 | 0 | 1450.2651 | 0 | 0 | 0
5920 | 1409.4378 | 0 | 2286.498 | 1479.1526 | 0 | 0 | 807.3454 | 0 | 0 | 0
5921 | 1475.0421 | 0 | 1193.597 | 1193.597 | 0 | 0 | 0 | 337.701 | 0 | 0
5922 | 1347.0834 | 0 | 160.466 | 160.466 | 0 | 0 | 0 | 1117.39 | 0 | 80.5882
5923 | 1438.5628 | 0 | 0 | 0 | 0 | 0 | 0 | 0 | 0 | 1509.7182
5924 | 1652.8342 | 0 | 0 | 0 | 0 | 0 | 0 | 0 | 0 | 1734.5876
5925 | 1743.6133 | 0 | 0 | 0 | 0 | 0 | 0 | 0 | 0 | 1829.8568
5926 | 1660.1947 | 0 | 0 | 0 | 0 | 0 | 0 | 0 | 0 | 1742.3127
5927 | 1413.2101 | 0 | 0 | 0 | 0 | 0 | 0 | 0 | 0 | 1483.1112
5928 | 139.8489 | 0 | 0 | 0 | 0 | 0 | 0 | 0 | 0 | 146.7663
5929 | 107.1357 | 0 | 0 | 0 | 0 | 0 | 0 | 107.136 | 0 | 0
5930 | 98.9574 | 0 | 0 | 0 | 0 | 0 | 0 | 98.957 | 0 | 0
5931 | 102.2287 | 0 | 0 | 0 | 0 | 0 | 0 | 102.229 | 0 | 0
5932 | 100.5931 | 0 | 0 | 0 | 0 | 0 | 0 | 100.593 | 0 | 0
5933 | 103.8644 | 0 | 0 | 0 | 0 | 0 | 0 | 103.864 | 0 | 0
5934 | 97.3218 | 0 | 0 | 0 | 0 | 0 | 0 | 97.322 | 0 | 0
5935 | 94.8683 | 0 | 12.327 | 12.327 | 0 | 0 | 0 | 0 | 0 | 87.2334
5936 | 87.886 | 0 | 1242.0202 | 92.2331 | -1149.7871 | 0 | 0 | 0 | 0 | 0
5937 | 953.4016 | 0 | 1091.0225 | 1000.5598 | -90.4626 | 0 | 0 | 0 | 0 | 0
5938 | 1414.2467 | 0 | 3467.8393 | 1484.1984 | -1888.3791 | 0 | 95.2618 | 0 | 0 | 0
5939 | 1289.2178 | 0 | 4000.8278 | 1352.9852 | -1888.3791 | 0 | 759.4636 | 0 | 0 | 0
5940 | 1489.7845 | 0 | 3445.6222 | 1563.4727 | -1882.1494 | 0 | 0 | 0 | 0 | 0
5941 | 1378.1088 | 0 | 3103.2224 | 1446.274 | -1656.9484 | 0 | 0 | 0 | 0 | 0
5942 | 1448.9237 | 0 | 3454.6392 | 1520.5917 | -1030.5388 | 0 | 903.5087 | 0 | 0 | 0
5943 | 1588.6233 | 0 | 2322.0999 | 1667.2006 | 0 | 0 | 654.8994 | 0 | 0 | 0
5944 | 1511.5071 | 0 | 869.652 | 869.652 | 0 | 0 | 0 | 682.843 | 0 | 0
5945 | 1311.4301 | 0 | 461.4981 | 461.4981 | 0 | 0 | 0 | 871.683 | 0 | 0
5946 | 1754.8452 | 0 | 76.7325 | 76.7325 | 0 | 0 | 0 | 1617.786 | 0 | 67.1068
5947 | 1257.345 | 0 | 0 | 0 | 0 | 0 | 0 | 0 | 0 | 1319.5367
5948 | 847.2718 | 0 | 0 | 0 | 0 | 0 | 0 | 0 | 0 | 889.1804
5949 | 1282.3573 | 0 | 0 | 0 | 0 | 0 | 0 | 0 | 0 | 1345.7858
5950 | 1299.5317 | 0 | 0 | 0 | 0 | 0 | 0 | 0 | 0 | 1363.8104
5951 | 1363.3224 | 0 | 0 | 0 | 0 | 0 | 0 | 0 | 0 | 1430.7556
5952 | 1331.4271 | 0 | 0 | 0 | 0 | 0 | 0 | 0 | 0 | 1397.283
5953 | 1392.7643 | 0 | 0 | 0 | 0 | 0 | 0 | 1392.764 | 0 | 0
5954 | 954.4075 | 0 | 0 | 0 | 0 | 0 | 0 | 954.407 | 0 | 0
5955 | 1391.9465 | 0 | 0 | 0 | 0 | 0 | 0 | 1391.946 | 0 | 0
5956 | 1367.4116 | 0 | 0 | 0 | 0 | 0 | 0 | 1367.412 | 0 | 0
5957 | 1018.1982 | 0 | 0 | 0 | 0 | 0 | 0 | 1018.198 | 0 | 0
5958 | 1299.5317 | 0 | 0 | 0 | 0 | 0 | 0 | 1299.532 | 0 | 0
5959 | 1066.4502 | 0 | 318.4825 | 318.4825 | 0 | 0 | 0 | 0 | 0 | 800.717
5960 | 879.7304 | 0 | 1605.1931 | 923.2438 | -681.9493 | 0 | 0 | 0 | 0 | 0
5961 | 1118.7892 | 0 | 2704.5777 | 1174.1273 | -1530.4504 | 0 | 0 | 0 | 0 | 0
5962 | 1147.7987 | 0 | 3514.9843 | 1204.5712 | -1888.3791 | 0 | 422.0341 | 0 | 0 | 0
5963 | 1167.7466 | 0 | 4015.7103 | 1225.5059 | -1888.3791 | 0 | 901.8253 | 0 | 0 | 0
5964 | 1009.8492 | 0 | 4262.9595 | 1059.7989 | -1888.3791 | 0 | 1314.7816 | 0 | 0 | 0
5965 | 1123.4907 | 0 | 4222.9823 | 1179.0619 | -1709.1088 | 0 | 1334.8116 | 0 | 0 | 0
5966 | 1352.7826 | 0 | 2630.2054 | 1419.6943 | 0 | 0 | 1210.5112 | 0 | 0 | 0
5967 | 1227.347 | 0 | 469.5044 | 469.5044 | 0 | 0 | 0 | 779.971 | 0 | 0
5968 | 1201.4218 | 0 | 131.6929 | 131.6929 | 0 | 0 | 0 | 1075.936 | 0 | 0
5969 | 1209.5909 | 0 | 33.5156 | 33.5156 | 0 | 0 | 0 | 1177.654 | 0 | 0
5970 | 1315.1216 | 0 | 0 | 0 | 0 | 0 | 0 | 1315.122 | 0 | 0
5971 | 1232.4093 | 0 | 0 | 0 | 0 | 0 | 0 | 0 | 0 | 1293.3673
5972 | 1067.268 | 0 | 0 | 0 | 0 | 0 | 0 | 0 | 0 | 1120.058
5973 | 1498.2644 | 0 | 0 | 0 | 0 | 0 | 0 | 0 | 0 | 1572.3722
5974 | 1077.8998 | 0 | 0 | 0 | 0 | 0 | 0 | 0 | 0 | 1131.2158
5975 | 1290.5356 | 0 | 0 | 0 | 0 | 0 | 0 | 0 | 0 | 1354.3694
5976 | 956.861 | 0 | 0 | 0 | 0 | 0 | 0 | 956.861 | 0 | 0
5977 | 1195.6673 | 0 | 0 | 0 | 0 | 0 | 0 | 1195.667 | 0 | 0
5978 | 1304.4387 | 0 | 0 | 0 | 0 | 0 | 0 | 1304.439 | 0 | 0
5979 | 1028.83 | 0 | 0 | 0 | 0 | 0 | 0 | 1028.83 | 0 | 0
5980 | 1461.462 | 0 | 0 | 0 | 0 | 0 | 0 | 1461.462 | 0 | 0
5981 | 1392.7643 | 0 | 0 | 0 | 0 | 0 | 0 | 1392.764 | 0 | 0
5982 | 1118.7913 | 0 | 0 | 0 | 0 | 0 | 0 | 190.287 | 0 | 974.4303
5983 | 1271.7255 | 0 | 166.2664 | 166.2664 | 0 | 0 | 0 | 0 | 0 | 1168.3616
5984 | 186.0829 | 0 | 668.0806 | 195.2872 | -472.7934 | 0 | 0 | 0 | 0 | 0
5985 | 155.6841 | 0 | 1792.3396 | 163.3846 | -1628.955 | 0 | 0 | 0 | 0 | 0
5986 | 185.2027 | 0 | 2247.2879 | 194.3626 | -1888.3791 | 0 | 164.5463 | 0 | 0 | 0
5987 | 174.4073 | 0 | 2996.6473 | 183.0336 | -1888.3791 | 0 | 925.2347 | 0 | 0 | 0
5988 | 189.5525 | 0 | 2354.3321 | 198.9278 | -1888.3791 | 0 | 267.0253 | 0 | 0 | 0
5989 | 199.8194 | 0 | 1152.6522 | 209.7036 | -942.9485 | 0 | 0 | 0 | 0 | 0
5990 | 201.4499 | 0 | 2399.1893 | 211.4143 | -876.8114 | 0 | 1310.9636 | 0 | 0 | 0
5991 | 132.424 | 0 | 1783.3593 | 138.974 | 0 | 0 | 1644.3853 | 0 | 0 | 0
5992 | 181.7586 | 0 | 219.9432 | 190.7482 | 0 | 0 | 29.195 | 0 | 0 | 0
5993 | 119.9634 | 0 | 640.5679 | 125.8977 | 0 | 0 | 514.6702 | 0 | 0 | 0
5994 | 101.4733 | 0 | 105.9684 | 105.9684 | 0 | 0 | 0 | 0 | 0 | 0.52368
5995 | 112.5998 | 0 | 0 | 0 | 0 | 0 | 0 | 0 | 0 | 118.1695
5996 | 110.407 | 0 | 0 | 0 | 0 | 0 | 0 | 0 | 0 | 115.868
5997 | 102.2287 | 0 | 0 | 0 | 0 | 0 | 0 | 0 | 0 | 107.2855
5998 | 93.2326 | 0 | 0 | 0 | 0 | 0 | 0 | 0 | 0 | 97.8446
5999 | 102.2287 | 0 | 0 | 0 | 0 | 0 | 0 | 0 | 0 | 107.2855
6000 | 95.6861 | 0 | 0 | 0 | 0 | 0 | 0 | 0 | 0 | 100.4189
6001 | 100.5931 | 0 | 0 | 0 | 0 | 0 | 0 | 0 | 0 | 105.5686
6002 | 92.4148 | 0 | 0 | 0 | 0 | 0 | 0 | 0 | 0 | 96.9861
6003 | 98.9574 | 0 | 0 | 0 | 0 | 0 | 0 | 0 | 0 | 103.8517
6004 | 93.2326 | 0 | 0 | 0 | 0 | 0 | 0 | 0 | 0 | 97.8446
6005 | 98.9574 | 0 | 0 | 0 | 0 | 0 | 0 | 0 | 0 | 103.8517
6006 | 91.5969 | 0 | 0 | 0 | 0 | 0 | 0 | 0 | 0 | 96.1276
6007 | 94.8683 | 0 | 320.1533 | 99.5615 | -220.5918 | 0 | 0 | 0 | 0 | 0
6008 | 88.6732 | 0 | 1247.5058 | 93.059 | -1154.4468 | 0 | 0 | 0 | 0 | 0
6009 | 877.3751 | 0 | 2779.1766 | 920.7723 | -17.8839 | 0 | 1840.5204 | 0 | 0 | 0
6010 | 1234.046 | 0 | 1502.6301 | 1295.0853 | 0 | 0 | 207.5449 | 0 | 0 | 0
6011 | 1673.4272 | 0 | 2888.0164 | 1756.2003 | 0 | 0 | 1131.8161 | 0 | 0 | 0
6012 | 1423.6773 | 0 | 2085.9425 | 1494.0959 | 0 | 0 | 591.8466 | 0 | 0 | 0
6013 | 1772.2558 | 0 | 831.7674 | 831.7674 | 0 | 0 | 0 | 979.69 | 0 | 0
6014 | 1493.8665 | 0 | 648.336 | 648.336 | 0 | 0 | 0 | 876.088 | 0 | 0
6015 | 1557.6541 | 0 | 183.2058 | 183.2058 | 0 | 0 | 0 | 1383.083 | 0 | 0
6016 | 1584.9707 | 0 | 216.6983 | 216.6983 | 0 | 0 | 0 | 1378.486 | 0 | 0
6017 | 1772.4797 | 0 | 193.055 | 193.055 | 0 | 0 | 0 | 1588.524 | 0 | 0
6018 | 1755.7039 | 0 | 26.7582 | 26.7582 | 0 | 0 | 0 | 1730.207 | 0 | 0
6019 | 1611.083 | 0 | 0 | 0 | 0 | 0 | 0 | 0 | 0 | 1690.7715
6020 | 1745.249 | 0 | 0 | 0 | 0 | 0 | 0 | 0 | 0 | 1831.5737
6021 | 1431.2023 | 0 | 0 | 0 | 0 | 0 | 0 | 0 | 0 | 1501.9931
6022 | 1315.8883 | 0 | 0 | 0 | 0 | 0 | 0 | 0 | 0 | 1380.9754
6023 | 1081.1711 | 0 | 0 | 0 | 0 | 0 | 0 | 0 | 0 | 1134.6486
6024 | 1571.0512 | 0 | 0 | 0 | 0 | 0 | 0 | 1571.051 | 0 | 0
6025 | 1019.8339 | 0 | 0 | 0 | 0 | 0 | 0 | 1019.834 | 0 | 0
6026 | 1302.803 | 0 | 0 | 0 | 0 | 0 | 0 | 1302.803 | 0 | 0
6027 | 1215.2952 | 0 | 0 | 0 | 0 | 0 | 0 | 1215.295 | 0 | 0
6028 | 1135.9657 | 0 | 0 | 0 | 0 | 0 | 0 | 1135.966 | 0 | 0
6029 | 1096.7099 | 0 | 0 | 0 | 0 | 0 | 0 | 1096.71 | 0 | 0
6030 | 1092.6207 | 0 | 0 | 0 | 0 | 0 | 0 | 1092.621 | 0 | 0
6031 | 1315.8883 | 0 | 407.7918 | 407.7918 | 0 | 0 | 0 | 199.937 | 0 | 763.3571
6032 | 1094.9209 | 0 | 872.8497 | 872.8497 | 0 | 0 | 0 | 0 | 0 | 276.2291
6033 | 1387.202 | 0 | 1421.1908 | 1421.1908 | 0 | 0 | 0 | 0 | 0 | 34.626
6034 | 1405.6574 | 0 | 3612.555 | 1475.1846 | -1888.3791 | 0 | 248.9913 | 0 | 0 | 0
6035 | 1365.2484 | 0 | 3388.5639 | 1432.7769 | -1888.3791 | 0 | 67.408 | 0 | 0 | 0
6036 | 1221.3717 | 0 | 4339.0256 | 1281.7833 | -1888.3791 | 0 | 1168.8632 | 0 | 0 | 0
6037 | 1267.0966 | 0 | 4306.6392 | 1329.77 | -1888.3791 | 0 | 1088.4901 | 0 | 0 | 0
6038 | 1528.0967 | 0 | 3980.1618 | 1603.6798 | -1888.3791 | 0 | 488.103 | 0 | 0 | 0
6039 | 1700.6118 | 0 | 3361.2884 | 1784.7289 | -144.7513 | 0 | 1431.8082 | 0 | 0 | 0
6040 | 1411.0387 | 0 | 1756.0544 | 1480.8328 | 0 | 0 | 275.2216 | 0 | 0 | 0
6041 | 1480.8333 | 0 | 321.8408 | 321.8408 | 0 | 0 | 0 | 1174.161 | 0 | 0
6042 | 1727.6442 | 0 | 47.0495 | 47.0495 | 0 | 0 | 0 | 1158.608 | 0 | 550.1325
6043 | 1863.8394 | 0 | 0 | 0 | 0 | 0 | 0 | 64.463 | 0 | 1888.3791
6044 | 874.2602 | 0 | 0 | 0 | 0 | 0 | 0 | 0 | 0 | 917.5033
6045 | 1106.5238 | 0 | 0 | 0 | 0 | 0 | 0 | 0 | 0 | 1161.2557
6046 | 1191.5782 | 0 | 0 | 0 | 0 | 0 | 0 | 0 | 0 | 1250.5167
6047 | 1427.931 | 0 | 0 | 0 | 0 | 0 | 0 | 0 | 0 | 1498.5603
6048 | 771.2136 | 0 | 0 | 0 | 0 | 0 | 0 | 0 | 0 | 809.3603
6049 | 615.8259 | 0 | 0 | 0 | 0 | 0 | 0 | 615.826 | 0 | 0
6050 | 593.7445 | 0 | 0 | 0 | 0 | 0 | 0 | 593.745 | 0 | 0
6051 | 716.419 | 0 | 0 | 0 | 0 | 0 | 0 | 716.419 | 0 | 0
6052 | 741.7717 | 0 | 0 | 0 | 0 | 0 | 0 | 741.772 | 0 | 0
6053 | 516.8685 | 0 | 0 | 0 | 0 | 0 | 0 | 516.868 | 0 | 0
6054 | 739.3182 | 0 | 0 | 0 | 0 | 0 | 0 | 739.318 | 0 | 0
6055 | 691.8841 | 0 | 216.883 | 216.883 | 0 | 0 | 0 | 0 | 0 | 509.2234
6056 | 788.801 | 0 | 798.5729 | 798.5729 | 0 | 0 | 0 | 0 | 0 | 29.2443
6057 | 672.9677 | 0 | 1129.2754 | 706.2538 | -423.0216 | 0 | 0 | 0 | 0 | 0
6058 | 848.4842 | 0 | 1480.4183 | 890.4523 | -589.966 | 0 | 0 | 0 | 0 | 0
6059 | 583.859 | 0 | 2809.483 | 612.7382 | -1888.3791 | 0 | 308.3657 | 0 | 0 | 0
6060 | 720.5879 | 0 | 2536.6951 | 756.2302 | -1780.4649 | 0 | 0 | 0 | 0 | 0
6061 | 820.5103 | 0 | 3355.9813 | 861.0946 | -1888.3791 | 0 | 606.5076 | 0 | 0 | 0
6062 | 864.1732 | 0 | 2911.6304 | 906.9173 | -1888.3791 | 0 | 116.334 | 0 | 0 | 0
6063 | 828.4586 | 0 | 3346.1856 | 869.4358 | -1128.057 | 0 | 1348.6929 | 0 | 0 | 0
6064 | 969.7735 | 0 | 1796.5059 | 1017.7406 | 0 | 0 | 778.7653 | 0 | 0 | 0
6065 | 882.8525 | 0 | 1230.5548 | 926.5202 | 0 | 0 | 304.0346 | 0 | 0 | 0
6066 | 889.7008 | 0 | 176.8943 | 176.8943 | 0 | 0 | 0 | 0 | 0 | 756.8137
6067 | 815.3764 | 0 | 0 | 0 | 0 | 0 | 0 | 0 | 0 | 855.7067
6068 | 857.0857 | 0 | 0 | 0 | 0 | 0 | 0 | 0 | 0 | 899.4798
6069 | 776.1206 | 0 | 0 | 0 | 0 | 0 | 0 | 0 | 0 | 814.51
6070 | 704.9694 | 0 | 0 | 0 | 0 | 0 | 0 | 0 | 0 | 739.8387
6071 | 563.4848 | 0 | 0 | 0 | 0 | 0 | 0 | 0 | 0 | 591.3565
6072 | 704.9694 | 0 | 0 | 0 | 0 | 0 | 0 | 0 | 0 | 739.8387
6073 | 1049.2758 | 0 | 0 | 0 | 0 | 0 | 0 | 1049.276 | 0 | 0
6074 | 1127.7874 | 0 | 0 | 0 | 0 | 0 | 0 | 1127.787 | 0 | 0
6075 | 815.3764 | 0 | 0 | 0 | 0 | 0 | 0 | 804.021 | 0 | 11.9166
6076 | 836.64 | 0 | 0 | 0 | 0 | 0 | 0 | 0 | 0 | 878.0225
6077 | 796.5663 | 0 | 0 | 0 | 0 | 0 | 0 | 0 | 0 | 835.9663
6078 | 758.1283 | 0 | 0 | 0 | 0 | 0 | 0 | 0 | 0 | 795.6271
6079 | 855.4501 | 0 | 202.6659 | 202.6659 | 0 | 0 | 0 | 0 | 0 | 695.0969
6080 | 639.7638 | 0 | 757.413 | 671.4085 | -86.0045 | 0 | 0 | 0 | 0 | 0
6081 | 302.7034 | 0 | 1763.8634 | 317.6755 | -1446.1879 | 0 | 0 | 0 | 0 | 0
6082 | 287.4345 | 0 | 1968.092 | 301.6513 | -1666.4408 | 0 | 0 | 0 | 0 | 0
6083 | 226.1197 | 0 | 2902.245 | 237.3035 | -1888.3791 | 0 | 776.5625 | 0 | 0 | 0
6084 | 306.2691 | 0 | 2701.571 | 321.4179 | -1888.3791 | 0 | 491.774 | 0 | 0 | 0
6085 | 908.0488 | 0 | 3268.687 | 952.9625 | -1888.3791 | 0 | 427.3454 | 0 | 0 | 0
6086 | 1146.5832 | 0 | 3008.5168 | 1203.2961 | -722.8752 | 0 | 1082.3455 | 0 | 0 | 0
6087 | 858.2665 | 0 | 183.6045 | 183.6045 | 0 | 0 | 0 | 683.316 | 0 | 0
6088 | 1394.3683 | 0 | 93.5523 | 93.5523 | 0 | 0 | 0 | 1305.225 | 0 | 0
6089 | 1415.3466 | 0 | 38.3306 | 38.3306 | 0 | 0 | 0 | 1378.823 | 0 | 0
6090 | 1274.8271 | 0 | 0 | 0 | 0 | 0 | 0 | 1274.827 | 0 | 0
6091 | 1217.7058 | 0 | 0 | 0 | 0 | 0 | 0 | 0 | 0 | 1277.937
6092 | 1113.8843 | 0 | 0 | 0 | 0 | 0 | 0 | 0 | 0 | 1168.9797
6093 | 1204.6634 | 0 | 0 | 0 | 0 | 0 | 0 | 0 | 0 | 1264.2489
6094 | 1071.3572 | 0 | 0 | 0 | 0 | 0 | 0 | 0 | 0 | 1124.3492
6095 | 1266.8185 | 0 | 0 | 0 | 0 | 0 | 0 | 0 | 0 | 1329.4793
6096 | 1126.9696 | 0 | 0 | 0 | 0 | 0 | 0 | 1126.97 | 0 | 0
6097 | 1026.3765 | 0 | 0 | 0 | 0 | 0 | 0 | 1026.377 | 0 | 0
6098 | 914.3338 | 0 | 0 | 0 | 0 | 0 | 0 | 914.334 | 0 | 0
6099 | 758.1283 | 0 | 0 | 0 | 0 | 0 | 0 | 758.128 | 0 | 0
6100 | 830.0973 | 0 | 0 | 0 | 0 | 0 | 0 | 830.097 | 0 | 0
6101 | 926.6013 | 0 | 0 | 0 | 0 | 0 | 0 | 926.601 | 0 | 0
6102 | 1324.0666 | 0 | 0 | 0 | 0 | 0 | 0 | 1324.067 | 0 | 0
6103 | 1107.3417 | 0 | 328.2478 | 281.8017 | -46.4461 | 0 | 0 | 838.821 | 0 | 0
6104 | 949.5925 | 0 | 1154.898 | 996.5614 | -158.3366 | 0 | 0 | 0 | 0 | 0
6105 | 1070.4841 | 0 | 2035.6711 | 1123.433 | -912.2381 | 0 | 0 | 0 | 0 | 0
6106 | 1490.9918 | 0 | 2305.6664 | 1564.7405 | -740.9259 | 0 | 0 | 0 | 0 | 0
6107 | 1371.7788 | 0 | 2671.549 | 1439.6298 | -1231.9191 | 0 | 0 | 0 | 0 | 0
6108 | 1488.1212 | 0 | 3650.4217 | 1561.7275 | -1888.3791 | 0 | 200.3151 | 0 | 0 | 0
6109 | 1658.559 | 0 | 1950.1368 | 1740.5958 | -209.541 | 0 | 0 | 0 | 0 | 0
6110 | 1466.1104 | 0 | 787.0718 | 787.0718 | 0 | 0 | 0 | 716.134 | 0 | 0
6111 | 1663.649 | 0 | 1920.9418 | 1745.9376 | -175.0042 | 0 | 0 | 0 | 0 | 0
6112 | 1239.8362 | 0 | 1160.9671 | 1160.9671 | 0 | 0 | 0 | 133.587 | 0 | 0
6113 | 1491.3363 | 0 | 874.9423 | 874.9423 | 0 | 0 | 0 | 657.631 | 0 | 0
6114 | 1536.6216 | 0 | 130.4566 | 130.4566 | 0 | 0 | 0 | 1412.314 | 0 | 0
6115 | 1553.0947 | 0 | 0 | 0 | 0 | 0 | 0 | 0 | 0 | 1629.9153
6116 | 1250.4619 | 0 | 0 | 0 | 0 | 0 | 0 | 0 | 0 | 1312.3132
6117 | 1401.7604 | 0 | 0 | 0 | 0 | 0 | 0 | 0 | 0 | 1471.0948
6118 | 1464.7333 | 0 | 0 | 0 | 0 | 0 | 0 | 0 | 0 | 1537.1827
6119 | 1255.3689 | 0 | 0 | 0 | 0 | 0 | 0 | 0 | 0 | 1317.4629
6120 | 1278.2681 | 0 | 0 | 0 | 0 | 0 | 0 | 1278.268 | 0 | 0
6121 | 1221.8379 | 0 | 0 | 0 | 0 | 0 | 0 | 1221.838 | 0 | 0
6122 | 1106.5238 | 0 | 0 | 0 | 0 | 0 | 0 | 1106.524 | 0 | 0
6123 | 1113.0665 | 0 | 0 | 0 | 0 | 0 | 0 | 1113.066 | 0 | 0
6124 | 1459.8264 | 0 | 0 | 0 | 0 | 0 | 0 | 1459.826 | 0 | 0
6125 | 963.4036 | 0 | 0 | 0 | 0 | 0 | 0 | 963.404 | 0 | 0
6126 | 978.9424 | 0 | 0 | 0 | 0 | 0 | 0 | 978.942 | 0 | 0
6127 | 1391.9465 | 0 | 446.877 | 446.877 | 0 | 0 | 0 | 966.132 | 0 | 0
6128 | 1243.5472 | 0 | 1668.6289 | 1305.0562 | -363.5727 | 0 | 0 | 0 | 0 | 0
6129 | 1089.836 | 0 | 2742.2964 | 1143.7422 | -1598.5542 | 0 | 0 | 0 | 0 | 0
6130 | 1125.3411 | 0 | 2816.5501 | 1181.0034 | -1635.5467 | 0 | 0 | 0 | 0 | 0
6131 | 1443.0721 | 0 | 3350.7382 | 1514.4502 | -1836.2879 | 0 | 0 | 0 | 0 | 0
6132 | 1395.4795 | 0 | 4186.6971 | 1464.5042 | -1888.3791 | 0 | 833.8139 | 0 | 0 | 0
6133 | 1267.3981 | 0 | 4140.5145 | 1330.0869 | -1888.3791 | 0 | 922.0485 | 0 | 0 | 0
6134 | 1171.6916 | 0 | 3759.166 | 1229.646 | -375.9259 | 0 | 2153.594 | 0 | 0 | 0
6135 | 1207.4389 | 0 | 3126.2486 | 1267.1622 | 0 | 0 | 1859.0864 | 0 | 0 | 0
6136 | 1296.1408 | 0 | 2250.3136 | 1360.2516 | 0 | 0 | 890.0619 | 0 | 0 | 0
6137 | 1213.9294 | 0 | 1122.2975 | 1122.2975 | 0 | 0 | 0 | 144.527 | 0 | 0
6138 | 1030.8817 | 0 | 141.3217 | 141.3217 | 0 | 0 | 0 | 896.221 | 0 | 0
6139 | 1441.0183 | 0 | 0 | 0 | 0 | 0 | 0 | 0 | 0 | 1512.2946
6140 | 967.4928 | 0 | 0 | 0 | 0 | 0 | 0 | 0 | 0 | 1015.3478
6141 | 1176.0394 | 0 | 0 | 0 | 0 | 0 | 0 | 0 | 0 | 1234.2091
6142 | 1427.1132 | 0 | 0 | 0 | 0 | 0 | 0 | 0 | 0 | 1497.7019
6143 | 1197.303 | 0 | 0 | 0 | 0 | 0 | 0 | 0 | 0 | 1256.5248
6144 | 1134.3301 | 0 | 0 | 0 | 0 | 0 | 0 | 1134.33 | 0 | 0
6145 | 1411.5744 | 0 | 0 | 0 | 0 | 0 | 0 | 1411.574 | 0 | 0
6146 | 1233.2875 | 0 | 0 | 0 | 0 | 0 | 0 | 1233.287 | 0 | 0
6147 | 1411.5744 | 0 | 0 | 0 | 0 | 0 | 0 | 1411.574 | 0 | 0
6148 | 1032.9192 | 0 | 0 | 0 | 0 | 0 | 0 | 1032.919 | 0 | 0
6149 | 981.3959 | 0 | 0 | 0 | 0 | 0 | 0 | 631.416 | 0 | 367.291
6150 | 1022.2874 | 0 | 0 | 0 | 0 | 0 | 0 | 0 | 0 | 1072.8521
6151 | 1038.644 | 0 | 432.0659 | 432.0659 | 0 | 0 | 0 | 0 | 0 | 657.9522
6152 | 236.2455 | 0 | 1409.9091 | 247.9303 | -1161.9787 | 0 | 0 | 0 | 0 | 0
6153 | 185.3969 | 0 | 1695.2979 | 194.5672 | -1500.7306 | 0 | 0 | 0 | 0 | 0
6154 | 160.3938 | 0 | 2502.2035 | 168.3265 | -1888.3791 | 0 | 445.498 | 0 | 0 | 0
6155 | 207.2309 | 0 | 3043.5185 | 217.4802 | -1888.3791 | 0 | 937.6592 | 0 | 0 | 0
6156 | 198.151 | 0 | 3547.0381 | 207.951 | -1888.3791 | 0 | 1450.708 | 0 | 0 | 0
6157 | 199.0353 | 0 | 3445.5036 | 208.8798 | -1258.799 | 0 | 1977.8248 | 0 | 0 | 0
6158 | 150.5308 | 0 | 3275.3972 | 157.9767 | 0 | 0 | 3117.4206 | 0 | 0 | 0
6159 | 152.6909 | 0 | 1940.5258 | 160.2435 | 0 | 0 | 1780.2823 | 0 | 0 | 0
6160 | 170.769 | 0 | 1691.1136 | 179.2157 | 0 | 0 | 1511.8979 | 0 | 0 | 0
6161 | 138.479 | 0 | 523.9537 | 145.3285 | 0 | 0 | 378.6252 | 0 | 0 | 0
6162 | 137.6387 | 0 | 70.3602 | 70.3602 | 0 | 0 | 0 | 0 | 0 | 74.0858
6163 | 108.4667 | 0 | 0 | 0 | 0 | 0 | 0 | 0 | 0 | 113.8321
6164 | 0 | 0 | 0 | 0 | 0 | 0 | 0 | 0 | 0 | 0
6165 | 0 | 0 | 0 | 0 | 0 | 0 | 0 | 0 | 0 | 0
6166 | 87.5078 | 0 | 0 | 0 | 0 | 0 | 0 | 0 | 0 | 91.8364
6167 | 89.1435 | 0 | 0 | 0 | 0 | 0 | 0 | 0 | 0 | 93.5523
6168 | 92.4148 | 0 | 0 | 0 | 0 | 0 | 0 | 0 | 0 | 96.9861
6169 | 86.69 | 0 | 0 | 0 | 0 | 0 | 0 | 0 | 0 | 90.9779
6170 | 89.1435 | 0 | 0 | 0 | 0 | 0 | 0 | 0 | 0 | 93.5523
6171 | 82.6008 | 0 | 0 | 0 | 0 | 0 | 0 | 0 | 0 | 86.6867
6172 | 88.3256 | 0 | 0 | 0 | 0 | 0 | 0 | 0 | 0 | 92.6948
6173 | 83.4186 | 0 | 0 | 0 | 0 | 0 | 0 | 0 | 0 | 87.5451
6174 | 88.3256 | 0 | 0 | 0 | 0 | 0 | 0 | 0 | 0 | 92.6948
6175 | 70.3334 | 0 | 415.9703 | 73.8129 | -342.1574 | 0 | 0 | 0 | 0 | 0
6176 | 96.5407 | 0 | 1374.7353 | 101.3151 | -786.8084 | 0 | 486.6117 | 0 | 0 | 0
6177 | 784.7098 | 0 | 2014.5297 | 823.5239 | 0 | 0 | 1191.0058 | 0 | 0 | 0
6178 | 1340.7248 | 0 | 2577.6819 | 1407.0409 | 0 | 0 | 1170.641 | 0 | 0 | 0
6179 | 1486.7248 | 0 | 3126.9728 | 1560.2614 | 0 | 0 | 1566.7114 | 0 | 0 | 0
6180 | 1306.7255 | 0 | 3182.3792 | 1371.3592 | 0 | 0 | 1811.02 | 0 | 0 | 0
6181 | 1510.7833 | 0 | 3392.13 | 1585.5104 | 0 | 0 | 1806.6196 | 0 | 0 | 0
6182 | 1642.3118 | 0 | 3100.5127 | 1723.5452 | 0 | 0 | 1376.9675 | 0 | 0 | 0
6183 | 1547.9905 | 0 | 2552.6113 | 1624.5578 | 0 | 0 | 928.0535 | 0 | 0 | 0
6184 | 1693.5468 | 0 | 1938.9862 | 1777.3134 | 0 | 0 | 161.6729 | 0 | 0 | 0
6185 | 1585.4113 | 0 | 1029.4054 | 1029.4054 | 0 | 0 | 0 | 604.524 | 0 | 0
6186 | 1638.605 | 0 | 142.2368 | 142.2368 | 0 | 0 | 0 | 1503.072 | 0 | 0
6187 | 1627.7258 | 0 | 0 | 0 | 0 | 0 | 0 | 0 | 0 | 1708.2377
6188 | 1555.5125 | 0 | 0 | 0 | 0 | 0 | 0 | 0 | 0 | 1632.4518
6189 | 1476.183 | 0 | 0 | 0 | 0 | 0 | 0 | 0 | 0 | 1549.199
6190 | 1661.8303 | 0 | 0 | 0 | 0 | 0 | 0 | 0 | 0 | 1744.0286
6191 | 1613.5784 | 0 | 0 | 0 | 0 | 0 | 0 | 0 | 0 | 1693.3899
6192 | 1260.2759 | 0 | 0 | 0 | 0 | 0 | 0 | 1260.276 | 0 | 0
6193 | 1171.9502 | 0 | 0 | 0 | 0 | 0 | 0 | 1171.95 | 0 | 0
6194 | 1521.1636 | 0 | 0 | 0 | 0 | 0 | 0 | 1521.164 | 0 | 0
6195 | 1377.2255 | 0 | 0 | 0 | 0 | 0 | 0 | 1377.226 | 0 | 0
6196 | 1270.9077 | 0 | 0 | 0 | 0 | 0 | 0 | 1270.908 | 0 | 0
6197 | 1565.3264 | 0 | 0 | 0 | 0 | 0 | 0 | 1565.326 | 0 | 0
6198 | 1360.8689 | 0 | 0 | 0 | 0 | 0 | 0 | 1360.869 | 0 | 0
6199 | 1170.3146 | 0 | 301.9535 | 301.9535 | 0 | 0 | 0 | 609.246 | 0 | 286.8675
6200 | 1033.4007 | 0 | 1120.9311 | 1084.5158 | -36.4153 | 0 | 0 | 0 | 0 | 0
6201 | 1230.7481 | 0 | 1970.2623 | 1291.6241 | -678.6382 | 0 | 0 | 0 | 0 | 0
6202 | 1537.052 | 0 | 2733.9154 | 1613.0787 | -1120.8367 | 0 | 0 | 0 | 0 | 0
6203 | 1548.9034 | 0 | 3045.4327 | 1625.5159 | -1419.9167 | 0 | 0 | 0 | 0 | 0
6204 | 1590.8468 | 0 | 3443.8035 | 1669.5335 | -1774.2699 | 0 | 0 | 0 | 0 | 0
6205 | 1238.0554 | 0 | 3411.8568 | 1299.2925 | -1888.3791 | 0 | 224.1852 | 0 | 0 | 0
6206 | 1441.5264 | 0 | 3081.8553 | 1512.8278 | -1569.0276 | 0 | 0 | 0 | 0 | 0
6207 | 1346.8708 | 0 | 2777.7378 | 1413.4898 | -1099.1632 | 0 | 265.0848 | 0 | 0 | 0
6208 | 1554.022 | 0 | 1776.3867 | 1630.8881 | 0 | 0 | 145.4986 | 0 | 0 | 0
6209 | 1638.7226 | 0 | 623.723 | 623.723 | 0 | 0 | 0 | 1044.396 | 0 | 0
6210 | 1543.6519 | 0 | 78.4316 | 78.4316 | 0 | 0 | 0 | 1468.917 | 0 | 0
6211 | 1296.4209 | 0 | 0 | 0 | 0 | 0 | 0 | 0 | 0 | 1360.5455
6212 | 1246.3728 | 0 | 0 | 0 | 0 | 0 | 0 | 0 | 0 | 1308.022
6213 | 1571.8691 | 0 | 0 | 0 | 0 | 0 | 0 | 0 | 0 | 1649.6179
6214 | 1827.8498 | 0 | 0 | 0 | 0 | 0 | 0 | 28.473 | 0 | 1888.3791
6215 | 1962.7917 | 0 | 0 | 0 | 0 | 0 | 0 | 163.415 | 0 | 1888.3791
6216 | 1447.5589 | 0 | 0 | 0 | 0 | 0 | 0 | 1447.559 | 0 | 0
6217 | 1347.7837 | 0 | 0 | 0 | 0 | 0 | 0 | 1347.784 | 0 | 0
6218 | 1417.2992 | 0 | 0 | 0 | 0 | 0 | 0 | 1417.299 | 0 | 0
6219 | 1479.4543 | 0 | 0 | 0 | 0 | 0 | 0 | 1479.454 | 0 | 0
6220 | 1595.5861 | 0 | 0 | 0 | 0 | 0 | 0 | 1595.586 | 0 | 0
6221 | 1610.3071 | 0 | 0 | 0 | 0 | 0 | 0 | 1610.307 | 0 | 0
6222 | 1157.2293 | 0 | 0 | 0 | 0 | 0 | 0 | 1157.229 | 0 | 0
6223 | 1109.7952 | 0 | 232.4486 | 232.4486 | 0 | 0 | 0 | 575.355 | 0 | 328.4262
6224 | 994.4167 | 0 | 852.7965 | 852.7965 | 0 | 0 | 0 | 0 | 0 | 190.807
6225 | 1024.9954 | 0 | 1352.9642 | 1075.6951 | -277.2691 | 0 | 0 | 0 | 0 | 0
6226 | 1252.2468 | 0 | 2622.6808 | 1314.1865 | -1308.4942 | 0 | 0 | 0 | 0 | 0
6227 | 1666.1761 | 0 | 3383.5769 | 1748.5896 | -1634.9873 | 0 | 0 | 0 | 0 | 0
6228 | 1295.9036 | 0 | 3608.4956 | 1360.0019 | -1888.3791 | 0 | 360.1147 | 0 | 0 | 0
6229 | 1418.6527 | 0 | 3362.341 | 1488.8234 | -1873.5176 | 0 | 0 | 0 | 0 | 0
6230 | 1542.1992 | 0 | 3382.2997 | 1618.4814 | -1763.8183 | 0 | 0 | 0 | 0 | 0
6231 | 1525.4623 | 0 | 2697.8202 | 1600.9165 | -840.1778 | 0 | 256.7259 | 0 | 0 | 0
6232 | 1140.3677 | 0 | 2099.2381 | 1196.7726 | 0 | 0 | 902.4655 | 0 | 0 | 0
6233 | 1753.2821 | 0 | 1165.0379 | 1165.0379 | 0 | 0 | 0 | 643.154 | 0 | 0
6234 | 1615.8908 | 0 | 120.4836 | 120.4836 | 0 | 0 | 0 | 1501.086 | 0 | 0
6235 | 1178.4929 | 0 | 0 | 0 | 0 | 0 | 0 | 0 | 0 | 1236.7844
6236 | 1647.9272 | 0 | 0 | 0 | 0 | 0 | 0 | 0 | 0 | 1729.4379
6237 | 1432.0201 | 0 | 0 | 0 | 0 | 0 | 0 | 0 | 0 | 1502.8516
6238 | 1643.0203 | 0 | 0 | 0 | 0 | 0 | 0 | 0 | 0 | 1724.2882
6239 | 1400.1248 | 0 | 0 | 0 | 0 | 0 | 0 | 0 | 0 | 1469.379
6240 | 1198.1208 | 0 | 0 | 0 | 0 | 0 | 0 | 1198.121 | 0 | 0
6241 | 1325.7023 | 0 | 0 | 0 | 0 | 0 | 0 | 1325.702 | 0 | 0
6242 | 1425.4775 | 0 | 0 | 0 | 0 | 0 | 0 | 1425.478 | 0 | 0
6243 | 1218.5665 | 0 | 0 | 0 | 0 | 0 | 0 | 1218.567 | 0 | 0
6244 | 1399.3069 | 0 | 0 | 0 | 0 | 0 | 0 | 1399.307 | 0 | 0
6245 | 1315.0705 | 0 | 0 | 0 | 0 | 0 | 0 | 1315.07 | 0 | 0
6246 | 733.5934 | 0 | 0 | 0 | 0 | 0 | 0 | 733.593 | 0 | 0
6247 | 983.0315 | 0 | 465.5396 | 465.5396 | 0 | 0 | 0 | 261.295 | 0 | 291.8955
6248 | 877.8811 | 0 | 1700.4874 | 921.3034 | -779.1841 | 0 | 0 | 0 | 0 | 0
6249 | 945.2549 | 0 | 2807.7241 | 992.0099 | -1815.7143 | 0 | 0 | 0 | 0 | 0
6250 | 1289.4335 | 0 | 2168.7724 | 1353.2118 | -815.5606 | 0 | 0 | 0 | 0 | 0
6251 | 942.1656 | 0 | 2959.0545 | 988.7681 | -1888.3791 | 0 | 81.9074 | 0 | 0 | 0
6252 | 1192.4164 | 0 | 4353.2605 | 1251.3961 | -1888.3791 | 0 | 1213.4853 | 0 | 0 | 0
6253 | 1457.5078 | 0 | 2733.0716 | 1529.6003 | -1203.4714 | 0 | 0 | 0 | 0 | 0
6254 | 1298.3816 | 0 | 1824.5665 | 1362.6035 | -461.963 | 0 | 0 | 0 | 0 | 0
6255 | 1441.2678 | 0 | 777.2709 | 777.2709 | 0 | 0 | 0 | 700.631 | 0 | 0
6256 | 1536.8077 | 0 | 97.1131 | 97.1131 | 0 | 0 | 0 | 1444.272 | 0 | 0
6257 | 1458.4473 | 0 | 20.7846 | 20.7846 | 0 | 0 | 0 | 1438.642 | 0 | 0
6258 | 1564.8337 | 0 | 0 | 0 | 0 | 0 | 0 | 1564.834 | 0 | 0
6259 | 1103.6522 | 0 | 0 | 0 | 0 | 0 | 0 | 0 | 0 | 1158.2416
6260 | 1320.7953 | 0 | 0 | 0 | 0 | 0 | 0 | 0 | 0 | 1386.1251
6261 | 1423.8418 | 0 | 0 | 0 | 0 | 0 | 0 | 0 | 0 | 1494.2691
6262 | 1526.8884 | 0 | 0 | 0 | 0 | 0 | 0 | 0 | 0 | 1602.412
6263 | 1557.9659 | 0 | 0 | 0 | 0 | 0 | 0 | 0 | 0 | 1635.0272
6264 | 1416.4814 | 0 | 0 | 0 | 0 | 0 | 0 | 1416.481 | 0 | 0
6265 | 1565.3264 | 0 | 0 | 0 | 0 | 0 | 0 | 1565.326 | 0 | 0
6266 | 1530.9776 | 0 | 0 | 0 | 0 | 0 | 0 | 1530.978 | 0 | 0
6267 | 1518.7101 | 0 | 0 | 0 | 0 | 0 | 0 | 1518.71 | 0 | 0
6268 | 1445.1054 | 0 | 0 | 0 | 0 | 0 | 0 | 1445.105 | 0 | 0
6269 | 1521.9814 | 0 | 0 | 0 | 0 | 0 | 0 | 1521.981 | 0 | 0
6270 | 1328.1557 | 0 | 0 | 0 | 0 | 0 | 0 | 1328.156 | 0 | 0
6271 | 1128.6053 | 0 | 166.5046 | 0 | -166.5046 | 0 | 0 | 1128.605 | 0 | 0
6272 | 1388.3388 | 0 | 623.1647 | 0 | -623.1647 | 0 | 0 | 1388.339 | 0 | 0
6273 | 1708.9138 | 0 | 1488.9598 | 0 | -1488.9598 | 0 | 0 | 1708.914 | 0 | 0
6274 | 1431.3986 | 0 | 2619.9826 | 883.6371 | -1736.3455 | 0 | 0 | 589.409 | 0 | 0
6275 | 1533.1581 | 0 | 2946.6499 | 1608.9921 | -1337.6578 | 0 | 0 | 0 | 0 | 0
6276 | 1365.5684 | 0 | 2588.7013 | 1433.1127 | -1155.5886 | 0 | 0 | 0 | 0 | 0
6277 | 1628.745 | 0 | 3298.5715 | 1709.3071 | -1589.2643 | 0 | 0 | 0 | 0 | 0
6278 | 1656.7966 | 0 | 268.164 | 268.164 | 0 | 0 | 0 | 1401.271 | 0 | 0
6279 | 1559.5597 | 0 | 169.928 | 169.928 | 0 | 0 | 0 | 1397.641 | 0 | 0
6280 | 1548.5916 | 0 | 75.894 | 75.894 | 0 | 0 | 0 | 1476.275 | 0 | 0
6281 | 1862.9184 | 0 | 140.2512 | 140.2512 | 0 | 0 | 0 | 1729.277 | 0 | 0
6282 | 1641.6575 | 0 | 9.7054 | 9.7054 | 0 | 0 | 0 | 1632.409 | 0 | 0
6283 | 1998.0095 | 0 | 0 | 0 | 0 | 0 | 0 | 341.468 | 0 | 1738.478
6284 | 1726.4389 | 0 | 0 | 0 | 0 | 0 | 0 | 0 | 0 | 1811.8333
6285 | 1521.9814 | 0 | 0 | 0 | 0 | 0 | 0 | 0 | 0 | 1597.2623
6286 | 1737.8885 | 0 | 0 | 0 | 0 | 0 | 0 | 0 | 0 | 1823.8497
6287 | 1565.3264 | 0 | 0 | 0 | 0 | 0 | 0 | 0 | 0 | 1642.7513
6288 | 1698.6327 | 0 | 0 | 0 | 0 | 0 | 0 | 1698.633 | 0 | 0
6289 | 692.7019 | 0 | 0 | 0 | 0 | 0 | 0 | 692.702 | 0 | 0
6290 | 512.7793 | 0 | 0 | 0 | 0 | 0 | 0 | 512.779 | 0 | 0
6291 | 606.0119 | 0 | 0 | 0 | 0 | 0 | 0 | 606.012 | 0 | 0
6292 | 754.857 | 0 | 0 | 0 | 0 | 0 | 0 | 754.857 | 0 | 0
6293 | 802.2911 | 0 | 0 | 0 | 0 | 0 | 0 | 802.291 | 0 | 0
6294 | 671.4383 | 0 | 0 | 0 | 0 | 0 | 0 | 671.438 | 0 | 0
6295 | 609.2833 | 0 | 409.7942 | 409.7942 | 0 | 0 | 0 | 218.803 | 0 | 0
6296 | 469.188 | 0 | 353.7466 | 353.7466 | 0 | 0 | 0 | 132.114 | 0 | 0
6297 | 557.6649 | 0 | 1509.1326 | 585.2486 | -923.884 | 0 | 0 | 0 | 0 | 0
6298 | 672.0078 | 0 | 2490.1557 | 705.2463 | -1784.9094 | 0 | 0 | 0 | 0 | 0
6299 | 802.2369 | 0 | 4148.7643 | 841.9168 | -1888.3791 | 0 | 1418.4685 | 0 | 0 | 0
6300 | 773.4902 | 0 | 4369.5639 | 811.7489 | -1888.3791 | 0 | 1669.4359 | 0 | 0 | 0
6301 | 936.0094 | 0 | 4301.926 | 982.3065 | -1888.3791 | 0 | 1431.2404 | 0 | 0 | 0
6302 | 851.9365 | 0 | 3897.4862 | 894.0751 | -1212.7161 | 0 | 1790.6951 | 0 | 0 | 0
6303 | 657.248 | 0 | 2702.718 | 689.7573 | 0 | 0 | 2012.9608 | 0 | 0 | 0
6304 | 682.6487 | 0 | 768.0104 | 716.4147 | 0 | 0 | 51.5958 | 0 | 0 | 0
6305 | 686.5273 | 0 | 263.772 | 263.772 | 0 | 0 | 0 | 435.187 | 0 | 0
6306 | 776.4017 | 0 | 24.9688 | 24.9688 | 0 | 0 | 0 | 752.609 | 0 | 0
6307 | 785.1463 | 0 | 0 | 0 | 0 | 0 | 0 | 0 | 0 | 823.9814
6308 | 546.3104 | 0 | 0 | 0 | 0 | 0 | 0 | 0 | 0 | 573.332
6309 | 724.5973 | 0 | 0 | 0 | 0 | 0 | 0 | 0 | 0 | 760.4375
6310 | 823.5547 | 0 | 0 | 0 | 0 | 0 | 0 | 0 | 0 | 864.2903
6311 | 729.5043 | 0 | 0 | 0 | 0 | 0 | 0 | 0 | 0 | 765.5872
6312 | 745.043 | 0 | 0 | 0 | 0 | 0 | 0 | 745.043 | 0 | 0
6313 | 1741.9777 | 0 | 0 | 0 | 0 | 0 | 0 | 1741.978 | 0 | 0
6314 | 1703.5397 | 0 | 0 | 0 | 0 | 0 | 0 | 1703.54 | 0 | 0
6315 | 1585.7722 | 0 | 0 | 0 | 0 | 0 | 0 | 1585.772 | 0 | 0
6316 | 1660.1947 | 0 | 0 | 0 | 0 | 0 | 0 | 1337.894 | 0 | 338.2418
6317 | 1616.0319 | 0 | 0 | 0 | 0 | 0 | 0 | 0 | 0 | 1695.9653
6318 | 1492.5396 | 0 | 0 | 0 | 0 | 0 | 0 | 0 | 0 | 1566.3651
6319 | 1496.6287 | 0 | 344.6824 | 344.6824 | 0 | 0 | 0 | 0 | 0 | 1225.9739
6320 | 112.7164 | 0 | 1188.1828 | 118.2912 | -1069.8915 | 0 | 0 | 0 | 0 | 0
6321 | 91.689 | 0 | 1447.5564 | 96.2242 | -1351.3323 | 0 | 0 | 0 | 0 | 0
6322 | 0 | 0 | 1938.3744 | 0 | -1888.3791 | 0 | 49.9954 | 0 | 0 | 0
6323 | 0 | 0 | 2596.8262 | 0 | -1888.3791 | 0 | 708.4471 | 0 | 0 | 0
6324 | 0 | 0 | 2672.334 | 0 | -1888.3791 | 0 | 783.9549 | 0 | 0 | 0
6325 | 0 | 0 | 1072.787 | 0 | -1072.787 | 0 | 0 | 0 | 0 | 0
6326 | 89.7711 | 0 | 501.3021 | 94.2113 | -407.0908 | 0 | 0 | 0 | 0 | 0
6327 | 73.0251 | 0 | 615.4322 | 76.637 | -20.4068 | 0 | 518.3884 | 0 | 0 | 0
6328 | 78.3215 | 0 | 470.7995 | 82.195 | 0 | 0 | 388.6045 | 0 | 0 | 0
6329 | 73.0629 | 0 | 365.6695 | 76.6769 | 0 | 0 | 288.9926 | 0 | 0 | 0
6330 | 85.2782 | 0 | 36.4814 | 36.4814 | 0 | 0 | 0 | 0 | 0 | 53.0147
6331 | 79.3551 | 0 | 0 | 0 | 0 | 0 | 0 | 0 | 0 | 83.2801
6332 | 88.3256 | 0 | 0 | 0 | 0 | 0 | 0 | 0 | 0 | 92.6948
6333 | 80.9652 | 0 | 0 | 0 | 0 | 0 | 0 | 0 | 0 | 84.9697
6334 | 88.3256 | 0 | 0 | 0 | 0 | 0 | 0 | 0 | 0 | 92.6948
6335 | 80.9652 | 0 | 0 | 0 | 0 | 0 | 0 | 0 | 0 | 84.9697
6336 | 85.8721 | 0 | 0 | 0 | 0 | 0 | 0 | 0 | 0 | 90.1195
6337 | 76.876 | 0 | 0 | 0 | 0 | 0 | 0 | 0 | 0 | 80.6785
6338 | 83.4186 | 0 | 0 | 0 | 0 | 0 | 0 | 0 | 0 | 87.5451
6339 | 77.6938 | 0 | 0 | 0 | 0 | 0 | 0 | 0 | 0 | 81.537
6340 | 81.783 | 0 | 0 | 0 | 0 | 0 | 0 | 0 | 0 | 85.8282
6341 | 78.5117 | 0 | 0 | 0 | 0 | 0 | 0 | 0 | 0 | 82.3954
6342 | 83.4186 | 0 | 0 | 0 | 0 | 0 | 0 | 0 | 0 | 87.5451
6343 | 68.6977 | 0 | 365.5677 | 72.0949 | -293.4728 | 0 | 0 | 0 | 0 | 0
6344 | 80.819 | 0 | 1252.2724 | 84.8165 | -916.542 | 0 | 250.9139 | 0 | 0 | 0
6345 | 556.7111 | 0 | 1943.5399 | 584.2485 | 0 | 0 | 1359.2914 | 0 | 0 | 0
6346 | 1538.6406 | 0 | 1930.4877 | 1614.7463 | 0 | 0 | 315.7413 | 0 | 0 | 0
6347 | 1710.5127 | 0 | 2294.8727 | 1795.1196 | 0 | 0 | 499.7531 | 0 | 0 | 0
6348 | 1592.0899 | 0 | 3089.3684 | 1670.8391 | 0 | 0 | 1418.5294 | 0 | 0 | 0
6349 | 1586.6892 | 0 | 3100.6376 | 1665.172 | 0 | 0 | 1435.4656 | 0 | 0 | 0
6350 | 1637.1595 | 0 | 3279.5227 | 1718.1384 | 0 | 0 | 1561.3843 | 0 | 0 | 0
6351 | 1737.0911 | 0 | 1647.2734 | 1647.2734 | 0 | 0 | 0 | 0 | 0 | 175.7388
6352 | 1235.9792 | 0 | 1642.1268 | 1297.1139 | -195.5779 | 0 | 149.4351 | 0 | 0 | 0
6353 | 1637.9753 | 0 | 729.3944 | 729.3944 | 0 | 0 | 0 | 942.958 | 0 | 0
6354 | 1283.7711 | 0 | 59.4542 | 59.4542 | 0 | 0 | 0 | 1227.119 | 0 | 0
6355 | 1342.5199 | 0 | 0 | 0 | 0 | 0 | 0 | 0 | 0 | 1408.9247
6356 | 1375.5899 | 0 | 0 | 0 | 0 | 0 | 0 | 0 | 0 | 1443.6304
6357 | 1208.7526 | 0 | 0 | 0 | 0 | 0 | 0 | 0 | 0 | 1268.5412
6358 | 1334.6984 | 0 | 0 | 0 | 0 | 0 | 0 | 0 | 0 | 1400.7158
6359 | 1426.2953 | 0 | 0 | 0 | 0 | 0 | 0 | 0 | 0 | 1496.8434
6360 | 1445.9232 | 0 | 0 | 0 | 0 | 0 | 0 | 1445.923 | 0 | 0
6361 | 1568.5977 | 0 | 0 | 0 | 0 | 0 | 0 | 1568.598 | 0 | 0
6362 | 1526.8884 | 0 | 0 | 0 | 0 | 0 | 0 | 1526.888 | 0 | 0
6363 | 1723.1676 | 0 | 0 | 0 | 0 | 0 | 0 | 1723.168 | 0 | 0
6364 | 1466.369 | 0 | 0 | 0 | 0 | 0 | 0 | 1466.369 | 0 | 0
6365 | 1491.7217 | 0 | 0 | 0 | 0 | 0 | 0 | 1491.722 | 0 | 0
6366 | 1755.8808 | 0 | 0 | 0 | 0 | 0 | 0 | 1755.881 | 0 | 0
6367 | 1216.9309 | 0 | 95.7162 | 0 | -95.7162 | 0 | 0 | 1216.931 | 0 | 0
6368 | 1615.258 | 0 | 376.8726 | 0 | -376.8726 | 0 | 0 | 1615.258 | 0 | 0
6369 | 1535.5124 | 0 | 1126.9519 | 0 | -1126.9519 | 0 | 0 | 1535.512 | 0 | 0
6370 | 1473.9411 | 0 | 1190.4297 | 0 | -1190.4297 | 0 | 0 | 1473.941 | 0 | 0
6371 | 1908.6882 | 0 | 2121.2832 | 232.9041 | -1888.3791 | 0 | 0 | 1686.761 | 0 | 0
6372 | 2013.4594 | 0 | 2350.0293 | 461.6502 | -1888.3791 | 0 | 0 | 1573.567 | 0 | 0
6373 | 2035.7422 | 0 | 863.7267 | 207.4746 | -656.2521 | 0 | 0 | 1838.046 | 0 | 0
6374 | 1841.9829 | 0 | 2521.1169 | 1933.0925 | -588.0244 | 0 | 0 | 0 | 0 | 0
6375 | 1628.7921 | 0 | 1244.6827 | 1244.6827 | 0 | 0 | 0 | 442.773 | 0 | 0
6376 | 1389.4705 | 0 | 1366.7111 | 1366.7111 | 0 | 0 | 0 | 87.174 | 0 | 0
6377 | 1931.9585 | 0 | 577.0953 | 577.0953 | 0 | 0 | 0 | 1382.062 | 0 | 0
6378 | 1367.8348 | 0 | 51.9715 | 51.9715 | 0 | 0 | 0 | 1318.313 | 0 | 0
6379 | 1384.0595 | 0 | 0 | 0 | 0 | 0 | 0 | 0 | 0 | 1452.5193
6380 | 1184.2177 | 0 | 0 | 0 | 0 | 0 | 0 | 0 | 0 | 1242.7926
6381 | 1696.1792 | 0 | 0 | 0 | 0 | 0 | 0 | 0 | 0 | 1780.0766
6382 | 1602.9466 | 0 | 0 | 0 | 0 | 0 | 0 | 0 | 0 | 1682.2331
6383 | 1638.9311 | 0 | 0 | 0 | 0 | 0 | 0 | 0 | 0 | 1719.997
6384 | 1551.4233 | 0 | 0 | 0 | 0 | 0 | 0 | 1551.423 | 0 | 0
6385 | 1701.0862 | 0 | 0 | 0 | 0 | 0 | 0 | 1701.086 | 0 | 0
6386 | 1653.652 | 0 | 0 | 0 | 0 | 0 | 0 | 1653.652 | 0 | 0
6387 | 1684.7296 | 0 | 0 | 0 | 0 | 0 | 0 | 1684.73 | 0 | 0
6388 | 1203.0278 | 0 | 0 | 0 | 0 | 0 | 0 | 1203.028 | 0 | 0
6389 | 1548.9698 | 0 | 0 | 0 | 0 | 0 | 0 | 1548.97 | 0 | 0
6390 | 1546.5163 | 0 | 0 | 0 | 0 | 0 | 0 | 1546.516 | 0 | 0
6391 | 1351.055 | 0 | 60.1374 | 0 | -60.1374 | 0 | 0 | 1351.055 | 0 | 0
6392 | 1371.2114 | 0 | 240.1402 | 0 | -240.1402 | 0 | 0 | 1371.211 | 0 | 0
6393 | 1665.9839 | 0 | 860.38 | 0 | -860.38 | 0 | 0 | 1665.984 | 0 | 0
6394 | 1480.4755 | 0 | 1543.576 | 0 | -1543.576 | 0 | 0 | 1480.476 | 0 | 0
6395 | 1901.1918 | 0 | 2069.4911 | 181.1121 | -1888.3791 | 0 | 0 | 1728.616 | 0 | 0
6396 | 1801.945 | 0 | 2300.162 | 411.7829 | -1888.3791 | 0 | 0 | 1409.569 | 0 | 0
6397 | 1608.8247 | 0 | 2038.215 | 149.836 | -1888.3791 | 0 | 0 | 1466.05 | 0 | 0
6398 | 1764.516 | 0 | 1312.4581 | 914.8922 | -397.5659 | 0 | 0 | 892.745 | 0 | 0
6399 | 1869.6654 | 0 | 944.019 | 944.019 | 0 | 0 | 0 | 970.139 | 0 | 0
6400 | 1735.3911 | 0 | 1080.1102 | 1080.1102 | 0 | 0 | 0 | 706.188 | 0 | 0
6401 | 1870.3575 | 0 | 370.2872 | 370.2872 | 0 | 0 | 0 | 1517.522 | 0 | 0
6402 | 1742.4091 | 0 | 27.7216 | 27.7216 | 0 | 0 | 0 | 1715.995 | 0 | 0
6403 | 1712.774 | 0 | 0 | 0 | 0 | 0 | 0 | 0 | 0 | 1797.4924
6404 | 1736.2529 | 0 | 0 | 0 | 0 | 0 | 0 | 0 | 0 | 1822.1328
6405 | 1571.8691 | 0 | 0 | 0 | 0 | 0 | 0 | 0 | 0 | 1649.6179
6406 | 1566.1442 | 0 | 0 | 0 | 0 | 0 | 0 | 0 | 0 | 1643.6097
6407 | 1353.5085 | 0 | 0 | 0 | 0 | 0 | 0 | 0 | 0 | 1420.4562
6408 | 390.9227 | 0 | 0 | 0 | 0 | 0 | 0 | 390.923 | 0 | 0
6409 | 403.1901 | 0 | 0 | 0 | 0 | 0 | 0 | 403.19 | 0 | 0
6410 | 386.8335 | 0 | 0 | 0 | 0 | 0 | 0 | 386.834 | 0 | 0
6411 | 365.57 | 0 | 0 | 0 | 0 | 0 | 0 | 365.57 | 0 | 0
6412 | 375.3839 | 0 | 0 | 0 | 0 | 0 | 0 | 375.384 | 0 | 0
6413 | 388.4692 | 0 | 0 | 0 | 0 | 0 | 0 | 388.469 | 0 | 0
6414 | 406.4615 | 0 | 0 | 0 | 0 | 0 | 0 | 406.461 | 0 | 0
6415 | 362.2986 | 0 | 238.969 | 0 | -238.969 | 0 | 0 | 362.299 | 0 | 0
6416 | 452.8416 | 0 | 863.4234 | 0 | -863.4234 | 0 | 0 | 452.842 | 0 | 0
6417 | 1718.3751 | 0 | 1501.3278 | 0 | -1501.3278 | 0 | 0 | 1718.375 | 0 | 0
6418 | 1870.1756 | 0 | 2627.3173 | 738.9382 | -1888.3791 | 0 | 0 | 1166.064 | 0 | 0
6419 | 1892.5228 | 0 | 2685.0293 | 796.6503 | -1888.3791 | 0 | 0 | 1133.419 | 0 | 0
6420 | 1967.7386 | 0 | 1891.8181 | 1761.4518 | -130.3664 | 0 | 0 | 289.307 | 0 | 0
6421 | 1715.3512 | 0 | 2964.7122 | 1800.1969 | -1164.5153 | 0 | 0 | 0 | 0 | 0
6422 | 1757.0441 | 0 | 2530.1391 | 1843.9521 | -686.187 | 0 | 0 | 0 | 0 | 0
6423 | 1950.1113 | 0 | 1105.5607 | 1105.5607 | 0 | 0 | 0 | 896.657 | 0 | 0
6424 | 1726.1516 | 0 | 1525.7739 | 1525.7739 | 0 | 0 | 0 | 272.289 | 0 | 0
6425 | 2137.608 | 0 | 1041.8751 | 1041.8751 | 0 | 0 | 0 | 1144.838 | 0 | 0
6426 | 1644.1407 | 0 | 74.9316 | 74.9316 | 0 | 0 | 0 | 1572.741 | 0 | 0
6427 | 1812.7762 | 0 | 0 | 0 | 0 | 0 | 0 | 13.4 | 0 | 1888.3791
6428 | 1637.2954 | 0 | 0 | 0 | 0 | 0 | 0 | 0 | 0 | 1718.28
6429 | 1228.3805 | 0 | 0 | 0 | 0 | 0 | 0 | 0 | 0 | 1289.139
6430 | 1411.5744 | 0 | 0 | 0 | 0 | 0 | 0 | 0 | 0 | 1481.3943
6431 | 1350.2371 | 0 | 0 | 0 | 0 | 0 | 0 | 0 | 0 | 1417.0234
6432 | 369.6591 | 0 | 0 | 0 | 0 | 0 | 0 | 369.659 | 0 | 0
6433 | 112.8605 | 0 | 0 | 0 | 0 | 0 | 0 | 112.861 | 0 | 0
6434 | 119.4032 | 0 | 0 | 0 | 0 | 0 | 0 | 119.403 | 0 | 0
6435 | 113.6784 | 0 | 0 | 0 | 0 | 0 | 0 | 113.678 | 0 | 0
6436 | 116.1318 | 0 | 0 | 0 | 0 | 0 | 0 | 116.132 | 0 | 0
6437 | 112.8605 | 0 | 0 | 0 | 0 | 0 | 0 | 112.861 | 0 | 0
6438 | 116.9497 | 0 | 0 | 0 | 0 | 0 | 0 | 116.95 | 0 | 0
6439 | 100.5931 | 0 | 255.1769 | 105.5686 | -149.6083 | 0 | 0 | 0 | 0 | 0
6440 | 225.1445 | 0 | 969.0056 | 236.2802 | -732.7254 | 0 | 0 | 0 | 0 | 0
6441 | 1240.0192 | 0 | 2709.0473 | 1301.3537 | -1407.6936 | 0 | 0 | 0 | 0 | 0
6442 | 1266.4219 | 0 | 3538.7767 | 1329.0616 | -1888.3791 | 0 | 321.336 | 0 | 0 | 0
6443 | 1701.8192 | 0 | 4044.4718 | 1785.9956 | -1888.3791 | 0 | 370.0972 | 0 | 0 | 0
6444 | 1591.6166 | 0 | 4273.1886 | 1670.3427 | -1888.3791 | 0 | 714.4669 | 0 | 0 | 0
6445 | 1439.8744 | 0 | 4196.0048 | 1511.0951 | -1631.4811 | 0 | 1053.4286 | 0 | 0 | 0
6446 | 1622.9691 | 0 | 3794.0669 | 1703.2454 | 0 | 0 | 2090.8215 | 0 | 0 | 0
6447 | 1764.8544 | 0 | 3149.8269 | 1852.1495 | 0 | 0 | 1297.6774 | 0 | 0 | 0
6448 | 1749.6223 | 0 | 2226.9494 | 1836.1641 | 0 | 0 | 390.7853 | 0 | 0 | 0
6449 | 1578.746 | 0 | 919.959 | 919.959 | 0 | 0 | 0 | 702.146 | 0 | 0
6450 | 1433.9206 | 0 | 49.8012 | 49.8012 | 0 | 0 | 0 | 1386.466 | 0 | 0
6451 | 1471.9558 | 0 | 0 | 0 | 0 | 0 | 0 | 0 | 0 | 1544.7629
6452 | 1491.7217 | 0 | 0 | 0 | 0 | 0 | 0 | 0 | 0 | 1565.5066
6453 | 1544.0628 | 0 | 0 | 0 | 0 | 0 | 0 | 0 | 0 | 1620.4365
6454 | 1414.8457 | 0 | 0 | 0 | 0 | 0 | 0 | 0 | 0 | 1484.8281
6455 | 1431.2023 | 0 | 0 | 0 | 0 | 0 | 0 | 0 | 0 | 1501.9931
6456 | 482.5196 | 0 | 0 | 0 | 0 | 0 | 0 | 482.52 | 0 | 0
6457 | 426.0894 | 0 | 0 | 0 | 0 | 0 | 0 | 426.089 | 0 | 0
6458 | 399.101 | 0 | 0 | 0 | 0 | 0 | 0 | 399.101 | 0 | 0
6459 | 440.8103 | 0 | 0 | 0 | 0 | 0 | 0 | 440.81 | 0 | 0
6460 | 390.1049 | 0 | 0 | 0 | 0 | 0 | 0 | 390.105 | 0 | 0
6461 | 392.5583 | 0 | 0 | 0 | 0 | 0 | 0 | 392.558 | 0 | 0
6462 | 495.6049 | 0 | 0 | 0 | 0 | 0 | 0 | 495.605 | 0 | 0
6463 | 433.4498 | 0 | 317.0143 | 0 | -317.0143 | 0 | 0 | 433.45 | 0 | 0
6464 | 442.7905 | 0 | 1101.5423 | 0 | -1101.5423 | 0 | 0 | 442.79 | 0 | 0
6465 | 1681.4818 | 0 | 2820.2652 | 931.8861 | -1888.3791 | 0 | 0 | 793.517 | 0 | 0
6466 | 1826.7294 | 0 | 2032.1827 | 143.8037 | -1888.3791 | 0 | 0 | 1689.703 | 0 | 0
6467 | 1832.1434 | 0 | 1932.7514 | 1155.9485 | -776.8028 | 0 | 0 | 730.676 | 0 | 0
6468 | 1642.4999 | 0 | 2162.8891 | 1723.7425 | -439.1466 | 0 | 0 | 0 | 0 | 0
6469 | 1936.4576 | 0 | 1038.3321 | 1038.3321 | 0 | 0 | 0 | 947.063 | 0 | 0
6470 | 1870.011 | 0 | 2175.6737 | 1962.5068 | -213.1669 | 0 | 0 | 0 | 0 | 0
6471 | 1945.9424 | 0 | 2623.2632 | 2042.1936 | -581.0697 | 0 | 0 | 0 | 0 | 0
6472 | 1509.5259 | 0 | 1428.792 | 1428.792 | 0 | 0 | 0 | 148.075 | 0 | 0
6473 | 1569.9972 | 0 | 559.8527 | 559.8527 | 0 | 0 | 0 | 1036.531 | 0 | 0
6474 | 1518.9095 | 0 | 38.0336 | 38.0336 | 0 | 0 | 0 | 1482.669 | 0 | 0
6475 | 1387.3227 | 0 | 0 | 0 | 0 | 0 | 0 | 0 | 0 | 1455.9437
6476 | 1625.028 | 0 | 0 | 0 | 0 | 0 | 0 | 0 | 0 | 1705.4063
6477 | 1559.6016 | 0 | 0 | 0 | 0 | 0 | 0 | 0 | 0 | 1636.7441
6478 | 1286.4464 | 0 | 0 | 0 | 0 | 0 | 0 | 0 | 0 | 1350.0771
6479 | 1165.4076 | 0 | 0 | 0 | 0 | 0 | 0 | 0 | 0 | 1223.0522
6480 | 1319.1596 | 0 | 0 | 0 | 0 | 0 | 0 | 1319.16 | 0 | 0
6481 | 1503.1713 | 0 | 0 | 0 | 0 | 0 | 0 | 1503.171 | 0 | 0
6482 | 924.9656 | 0 | 0 | 0 | 0 | 0 | 0 | 924.966 | 0 | 0
6483 | 1193.2138 | 0 | 0 | 0 | 0 | 0 | 0 | 1193.214 | 0 | 0
6484 | 1166.2254 | 0 | 0 | 0 | 0 | 0 | 0 | 1166.225 | 0 | 0
6485 | 1228.3805 | 0 | 0 | 0 | 0 | 0 | 0 | 1228.38 | 0 | 0
6486 | 1238.1945 | 0 | 0 | 0 | 0 | 0 | 0 | 1238.194 | 0 | 0
6487 | 1037.0083 | 0 | 104.1854 | 104.1854 | 0 | 0 | 0 | 937.733 | 0 | 0
6488 | 344.9167 | 0 | 402.8646 | 361.9775 | -40.8871 | 0 | 0 | 0 | 0 | 0
6489 | 280.4042 | 0 | 795.3154 | 294.2735 | -501.0418 | 0 | 0 | 0 | 0 | 0
6490 | 270.3306 | 0 | 1133.8406 | 283.7023 | -850.1383 | 0 | 0 | 0 | 0 | 0
6491 | 287.6502 | 0 | 2105.1823 | 301.8779 | -1803.3044 | 0 | 0 | 0 | 0 | 0
6492 | 303.9311 | 0 | 2397.7032 | 318.9642 | -1888.3791 | 0 | 190.3599 | 0 | 0 | 0
6493 | 295.44 | 0 | 2151.9285 | 310.0533 | -1841.8753 | 0 | 0 | 0 | 0 | 0
6494 | 282.4089 | 0 | 2739.9425 | 296.3767 | -1888.3791 | 0 | 555.1868 | 0 | 0 | 0
6495 | 273.0489 | 0 | 1685.9545 | 286.5537 | -772.6407 | 0 | 626.7601 | 0 | 0 | 0
6496 | 209.159 | 0 | 873.5276 | 219.5046 | 0 | 0 | 654.0231 | 0 | 0 | 0
6497 | 292.731 | 0 | 270.1191 | 270.1191 | 0 | 0 | 0 | 0 | 0 | 37.0901
6498 | 235.0545 | 0 | 14.5623 | 14.5623 | 0 | 0 | 0 | 0 | 0 | 232.1191
6499 | 209.7018 | 0 | 0 | 0 | 0 | 0 | 0 | 0 | 0 | 220.0744
6500 | 305.8684 | 0 | 0 | 0 | 0 | 0 | 0 | 0 | 0 | 320.9971
6501 | 293.6009 | 0 | 0 | 0 | 0 | 0 | 0 | 0 | 0 | 308.1233
6502 | 298.5079 | 0 | 0 | 0 | 0 | 0 | 0 | 0 | 0 | 313.273
6503 | 235.535 | 0 | 0 | 0 | 0 | 0 | 0 | 0 | 0 | 247.1852
6504 | 168.473 | 0 | 0 | 0 | 0 | 0 | 0 | 0 | 0 | 176.8061
6505 | 199.5505 | 0 | 0 | 0 | 0 | 0 | 0 | 0 | 0 | 209.4203
6506 | 243.7133 | 0 | 0 | 0 | 0 | 0 | 0 | 0 | 0 | 255.7677
6507 | 191.3722 | 0 | 0 | 0 | 0 | 0 | 0 | 0 | 0 | 200.8378
6508 | 152.1164 | 0 | 0 | 0 | 0 | 0 | 0 | 0 | 0 | 159.6401
6509 | 135.7598 | 0 | 0 | 0 | 0 | 0 | 0 | 0 | 0 | 142.4751
6510 | 197.097 | 0 | 0 | 0 | 0 | 0 | 0 | 0 | 0 | 206.846
6511 | 122.6745 | 0 | 255.9619 | 128.7418 | -127.2201 | 0 | 0 | 0 | 0 | 0
6512 | 195.7169 | 0 | 919.8698 | 205.3977 | -714.4721 | 0 | 0 | 0 | 0 | 0
6513 | 885.4685 | 0 | 1790.4736 | 929.2667 | -861.2069 | 0 | 0 | 0 | 0 | 0
6514 | 1487.9546 | 0 | 2635.0025 | 1561.5533 | -1073.4492 | 0 | 0 | 0 | 0 | 0
6515 | 1782.3192 | 0 | 1240.8438 | 1240.8438 | 0 | 0 | 0 | 0 | 0 | 629.6346
6516 | 1685.3849 | 0 | 3561.3328 | 1768.7487 | -1297.159 | 0 | 495.4251 | 0 | 0 | 0
6517 | 1718.2943 | 0 | 3353.8824 | 1803.2855 | 0 | 0 | 1550.5969 | 0 | 0 | 0
6518 | 1671.8876 | 0 | 3016.1957 | 1754.5831 | 0 | 0 | 1261.6126 | 0 | 0 | 0
6519 | 1697.546 | 0 | 2143.9169 | 1781.5112 | 0 | 0 | 362.4057 | 0 | 0 | 0
6520 | 1755.8511 | 0 | 1072.383 | 1072.383 | 0 | 0 | 0 | 734.011 | 0 | 0
6521 | 1623.5477 | 0 | 242.8026 | 242.8026 | 0 | 0 | 0 | 1392.189 | 0 | 0
6522 | 1905.103 | 0 | 11.1978 | 11.1978 | 0 | 0 | 0 | 1894.433 | 0 | 0
6523 | 1574.8582 | 0 | 0 | 0 | 0 | 0 | 0 | 0 | 0 | 1652.7547
6524 | 1257.8224 | 0 | 0 | 0 | 0 | 0 | 0 | 0 | 0 | 1320.0373
6525 | 1468.0047 | 0 | 0 | 0 | 0 | 0 | 0 | 0 | 0 | 1540.6165
6526 | 1599.6753 | 0 | 0 | 0 | 0 | 0 | 0 | 0 | 0 | 1678.7993
6527 | 1683.9117 | 0 | 0 | 0 | 0 | 0 | 0 | 0 | 0 | 1767.2028
6528 | 1453.2837 | 0 | 0 | 0 | 0 | 0 | 0 | 1453.284 | 0 | 0
6529 | 1407.4852 | 0 | 0 | 0 | 0 | 0 | 0 | 1407.485 | 0 | 0
6530 | 1535.8845 | 0 | 0 | 0 | 0 | 0 | 0 | 1535.885 | 0 | 0
6531 | 1660.1947 | 0 | 0 | 0 | 0 | 0 | 0 | 1660.195 | 0 | 0
6532 | 1321.6131 | 0 | 0 | 0 | 0 | 0 | 0 | 1321.613 | 0 | 0
6533 | 1273.3611 | 0 | 0 | 0 | 0 | 0 | 0 | 1273.361 | 0 | 0
6534 | 1310.1635 | 0 | 0 | 0 | 0 | 0 | 0 | 1310.163 | 0 | 0
6535 | 1068.0858 | 0 | 0 | 0 | 0 | 0 | 0 | 1068.086 | 0 | 0
6536 | 1296.3319 | 0 | 42.455 | 0 | -42.455 | 0 | 0 | 1296.332 | 0 | 0
6537 | 1701.5656 | 0 | 127.919 | 0 | -127.919 | 0 | 0 | 1701.566 | 0 | 0
6538 | 1384.2118 | 0 | 2494.852 | 606.473 | -1888.3791 | 0 | 0 | 806.323 | 0 | 0
6539 | 1713.281 | 0 | 3200.4656 | 1385.804 | -1814.6616 | 0 | 0 | 392.791 | 0 | 0
6540 | 1435.638 | 0 | 2465.7756 | 1506.6485 | -959.1271 | 0 | 0 | 0 | 0 | 0
6541 | 1436.8198 | 0 | 2676.5423 | 1507.889 | -1168.6533 | 0 | 0 | 0 | 0 | 0
6542 | 1416.2125 | 0 | 2741.8924 | 1486.2627 | -1255.6297 | 0 | 0 | 0 | 0 | 0
6543 | 1458.112 | 0 | 2702.0695 | 1530.2342 | -1171.8353 | 0 | 0 | 0 | 0 | 0
6544 | 1580.7302 | 0 | 1758.8533 | 1658.9172 | -99.9361 | 0 | 0 | 0 | 0 | 0
6545 | 1546.2679 | 0 | 480.6014 | 480.6014 | 0 | 0 | 0 | 1088.318 | 0 | 0
6546 | 1753.4948 | 0 | 24.8859 | 24.8859 | 0 | 0 | 0 | 1729.782 | 0 | 0
6547 | 1580.4767 | 0 | 0 | 0 | 0 | 0 | 0 | 0 | 0 | 1658.6517
6548 | 1247.1906 | 0 | 0 | 0 | 0 | 0 | 0 | 0 | 0 | 1308.8804
6549 | 1584.9543 | 0 | 0 | 0 | 0 | 0 | 0 | 0 | 0 | 1663.3501
6550 | 1818.0358 | 0 | 0 | 0 | 0 | 0 | 0 | 18.659 | 0 | 1888.3791
6551 | 1714.1715 | 0 | 0 | 0 | 0 | 0 | 0 | 0 | 0 | 1798.9585
6552 | 1513.8031 | 0 | 0 | 0 | 0 | 0 | 0 | 1513.803 | 0 | 0
6553 | 1295.9329 | 0 | 0 | 0 | 0 | 0 | 0 | 1295.933 | 0 | 0
6554 | 1429.5663 | 0 | 0 | 0 | 0 | 0 | 0 | 1429.566 | 0 | 0
6555 | 1403.1504 | 0 | 0 | 0 | 0 | 0 | 0 | 1403.15 | 0 | 0
6556 | 223.7582 | 0 | 0 | 0 | 0 | 0 | 0 | 223.758 | 0 | 0
6557 | 344.1836 | 0 | 0 | 0 | 0 | 0 | 0 | 344.184 | 0 | 0
6558 | 855.4089 | 0 | 0 | 0 | 0 | 0 | 0 | 855.409 | 0 | 0
6559 | 1351.1431 | 0 | 353.3363 | 353.3363 | 0 | 0 | 0 | 1014.46 | 0 | 0
6560 | 1327.7543 | 0 | 1591.8848 | 1393.4283 | -198.4565 | 0 | 0 | 0 | 0 | 0
6561 | 1082.8362 | 0 | 1516.4012 | 1136.396 | -380.0052 | 0 | 0 | 0 | 0 | 0
6562 | 962.5079 | 0 | 3060.5596 | 1010.1162 | -1888.3791 | 0 | 162.0643 | 0 | 0 | 0
6563 | 1672.8606 | 0 | 3715.2365 | 1755.6042 | -1888.3791 | 0 | 71.2533 | 0 | 0 | 0
6564 | 1223.3853 | 0 | 2903.5705 | 1283.8969 | -1619.6736 | 0 | 0 | 0 | 0 | 0
6565 | 988.9209 | 0 | 3687.5758 | 1037.8357 | -1888.3791 | 0 | 761.3611 | 0 | 0 | 0
6566 | 879.0094 | 0 | 3511.4182 | 922.4872 | -1723.3741 | 0 | 865.557 | 0 | 0 | 0
6567 | 1120.1603 | 0 | 2836.0806 | 1175.5661 | 0 | 0 | 1660.5145 | 0 | 0 | 0
6568 | 1590.8052 | 0 | 1806.8841 | 1669.4916 | 0 | 0 | 137.3925 | 0 | 0 | 0
6569 | 1557.5416 | 0 | 608.0555 | 608.0555 | 0 | 0 | 0 | 978.144 | 0 | 0
6570 | 1465.6696 | 0 | 23.2036 | 23.2036 | 0 | 0 | 0 | 1443.559 | 0 | 0
6571 | 966.144 | 0 | 0 | 0 | 0 | 0 | 0 | 0 | 0 | 1013.9321
6572 | 1198.0387 | 0 | 0 | 0 | 0 | 0 | 0 | 0 | 0 | 1257.2972
6573 | 1423.3507 | 0 | 0 | 0 | 0 | 0 | 0 | 0 | 0 | 1493.7538
6574 | 1421.0199 | 0 | 0 | 0 | 0 | 0 | 0 | 0 | 0 | 1491.3075
6575 | 1225.2315 | 0 | 0 | 0 | 0 | 0 | 0 | 0 | 0 | 1285.8353
6576 | 1382.173 | 0 | 0 | 0 | 0 | 0 | 0 | 1382.173 | 0 | 0
6577 | 1511.9217 | 0 | 0 | 0 | 0 | 0 | 0 | 1511.922 | 0 | 0
6578 | 1197.2617 | 0 | 0 | 0 | 0 | 0 | 0 | 1197.262 | 0 | 0
6579 | 1518.9141 | 0 | 0 | 0 | 0 | 0 | 0 | 1518.914 | 0 | 0
6580 | 1238.4395 | 0 | 0 | 0 | 0 | 0 | 0 | 1238.439 | 0 | 0
6581 | 1274.9556 | 0 | 0 | 0 | 0 | 0 | 0 | 1274.956 | 0 | 0
6582 | 1134.3297 | 0 | 0 | 0 | 0 | 0 | 0 | 1134.33 | 0 | 0
6583 | 1236.1086 | 0 | 207.313 | 207.313 | 0 | 0 | 0 | 783.506 | 0 | 267.676
6584 | 895.8243 | 0 | 837.3547 | 837.3547 | 0 | 0 | 0 | 0 | 0 | 102.7791
6585 | 1078.1882 | 0 | 1079.9433 | 1079.9433 | 0 | 0 | 0 | 0 | 0 | 51.5748
6586 | 1521.983 | 0 | 1848.3169 | 1597.2644 | -251.0525 | 0 | 0 | 0 | 0 | 0
6587 | 1177.4916 | 0 | 2430.0897 | 1235.7329 | -1194.3568 | 0 | 0 | 0 | 0 | 0
6588 | 1060.1419 | 0 | 2465.7221 | 1112.5795 | -1353.1426 | 0 | 0 | 0 | 0 | 0
6589 | 943.5293 | 0 | 2734.8137 | 990.1995 | -1744.6142 | 0 | 0 | 0 | 0 | 0
6590 | 1025.0301 | 0 | 2760.5371 | 1075.7308 | -1684.8064 | 0 | 0 | 0 | 0 | 0
6591 | 930.0669 | 0 | 2404.0567 | 976.0706 | -1427.9861 | 0 | 0 | 0 | 0 | 0
6592 | 968.8011 | 0 | 1111.1123 | 1016.7216 | -94.3908 | 0 | 0 | 0 | 0 | 0
6593 | 1132.6778 | 0 | 89.5758 | 89.5758 | 0 | 0 | 0 | 1047.323 | 0 | 0
6594 | 1010.9393 | 0 | 0 | 0 | 0 | 0 | 0 | 1010.939 | 0 | 0
6595 | 1250.7879 | 0 | 0 | 0 | 0 | 0 | 0 | 0 | 0 | 1312.6554
6596 | 1191.8232 | 0 | 0 | 0 | 0 | 0 | 0 | 0 | 0 | 1250.7738
6597 | 1114.1294 | 0 | 0 | 0 | 0 | 0 | 0 | 0 | 0 | 1169.2368
6598 | 1338.6645 | 0 | 0 | 0 | 0 | 0 | 0 | 0 | 0 | 1404.8779
6599 | 1141.3222 | 0 | 0 | 0 | 0 | 0 | 0 | 0 | 0 | 1197.7749
6600 | 156.1646 | 0 | 0 | 0 | 0 | 0 | 0 | 156.165 | 0 | 0
6601 | 101.7789 | 0 | 0 | 0 | 0 | 0 | 0 | 101.779 | 0 | 0
6602 | 103.3328 | 0 | 0 | 0 | 0 | 0 | 0 | 103.333 | 0 | 0
6603 | 99.4481 | 0 | 0 | 0 | 0 | 0 | 0 | 99.448 | 0 | 0
6604 | 104.8867 | 0 | 0 | 0 | 0 | 0 | 0 | 104.887 | 0 | 0
6605 | 98.6711 | 0 | 0 | 0 | 0 | 0 | 0 | 98.671 | 0 | 0
6606 | 101.002 | 0 | 0 | 0 | 0 | 0 | 0 | 101.002 | 0 | 0
6607 | 84.2832 | 0 | 3.9764 | 0 | -3.9764 | 0 | 0 | 84.283 | 0 | 0
6608 | 99.5365 | 0 | 55.4242 | 0 | -55.4242 | 0 | 0 | 99.536 | 0 | 0
6609 | 1023.3432 | 0 | 158.683 | 0 | -158.683 | 0 | 0 | 1023.343 | 0 | 0
6610 | 1312.2971 | 0 | 337.2291 | 0 | -337.2291 | 0 | 0 | 1312.297 | 0 | 0
6611 | 985.1178 | 0 | 1481.982 | 0 | -1481.982 | 0 | 0 | 985.118 | 0 | 0
6612 | 1098.0768 | 0 | 2035.796 | 147.417 | -1888.3791 | 0 | 0 | 957.607 | 0 | 0
6613 | 1289.3435 | 0 | 2460.5514 | 572.1723 | -1888.3791 | 0 | 0 | 744.138 | 0 | 0
6614 | 1274.6729 | 0 | 1608.5692 | 791.2141 | -817.3551 | 0 | 0 | 520.75 | 0 | 0
6615 | 1148.4205 | 0 | 453.5631 | 453.5631 | 0 | 0 | 0 | 716.234 | 0 | 0
6616 | 1234.0498 | 0 | 252.8596 | 252.8596 | 0 | 0 | 0 | 993.108 | 0 | 0
6617 | 1363.2866 | 0 | 152.8165 | 152.8165 | 0 | 0 | 0 | 1217.673 | 0 | 0
6618 | 1689.6706 | 0 | 0 | 0 | 0 | 0 | 0 | 1689.671 | 0 | 0
6619 | 1542.9749 | 0 | 0 | 0 | 0 | 0 | 0 | 0 | 0 | 1619.2947
6620 | 1457.536 | 0 | 0 | 0 | 0 | 0 | 0 | 0 | 0 | 1529.6297
6621 | 1491.7213 | 0 | 0 | 0 | 0 | 0 | 0 | 0 | 0 | 1565.5056
6622 | 1543.7762 | 0 | 0 | 0 | 0 | 0 | 0 | 0 | 0 | 1620.1353
6623 | 1860.7669 | 0 | 0 | 0 | 0 | 0 | 0 | 61.39 | 0 | 1888.3791
6624 | 186.4652 | 0 | 0 | 0 | 0 | 0 | 0 | 186.465 | 0 | 0
6625 | 104.1097 | 0 | 0 | 0 | 0 | 0 | 0 | 104.11 | 0 | 0
6626 | 112.656 | 0 | 0 | 0 | 0 | 0 | 0 | 112.656 | 0 | 0
6627 | 107.2175 | 0 | 0 | 0 | 0 | 0 | 0 | 107.217 | 0 | 0
6628 | 107.2175 | 0 | 0 | 0 | 0 | 0 | 0 | 107.217 | 0 | 0
6629 | 104.8867 | 0 | 0 | 0 | 0 | 0 | 0 | 104.887 | 0 | 0
6630 | 107.2175 | 0 | 0 | 0 | 0 | 0 | 0 | 107.217 | 0 | 0
6631 | 100.2454 | 0 | 482.925 | 105.2034 | -377.7216 | 0 | 0 | 0 | 0 | 0
6632 | 123.1185 | 0 | 1513.2811 | 129.2088 | -1384.0723 | 0 | 0 | 0 | 0 | 0
6633 | 971.1397 | 0 | 1840.1625 | 1019.1752 | -820.9873 | 0 | 0 | 0 | 0 | 0
6634 | 1916.0218 | 0 | 2230.5511 | 2010.7936 | -219.7575 | 0 | 0 | 0 | 0 | 0
6635 | 1454.101 | 0 | 2953.7936 | 1526.0248 | -1427.7688 | 0 | 0 | 0 | 0 | 0
6636 | 1405.6336 | 0 | 3093.6355 | 1475.1605 | -1618.4751 | 0 | 0 | 0 | 0 | 0
6637 | 1449.3753 | 0 | 3606.1239 | 1521.065 | -1888.3791 | 0 | 196.6798 | 0 | 0 | 0
6638 | 1617.9573 | 0 | 2901.5618 | 1697.9866 | -1203.5753 | 0 | 0 | 0 | 0 | 0
6639 | 1296.6671 | 0 | 1685.6166 | 1360.8047 | -324.8119 | 0 | 0 | 0 | 0 | 0
6640 | 1542.1261 | 0 | 652.7637 | 652.7637 | 0 | 0 | 0 | 920.128 | 0 | 0
6641 | 1368.5009 | 0 | 515.6262 | 515.6262 | 0 | 0 | 0 | 877.176 | 0 | 0
6642 | 1900.383 | 0 | 11.1862 | 11.1862 | 0 | 0 | 0 | 1889.724 | 0 | 0
6643 | 1656.3215 | 0 | 0 | 0 | 0 | 0 | 0 | 0 | 0 | 1738.2471
6644 | 1599.7157 | 0 | 0 | 0 | 0 | 0 | 0 | 0 | 0 | 1678.8423
6645 | 1535.2298 | 0 | 0 | 0 | 0 | 0 | 0 | 0 | 0 | 1611.1666
6646 | 1731.7952 | 0 | 0 | 0 | 0 | 0 | 0 | 0 | 0 | 1817.4543
6647 | 1424.1277 | 0 | 0 | 0 | 0 | 0 | 0 | 0 | 0 | 1494.5692
6648 | 1595.0541 | 0 | 0 | 0 | 0 | 0 | 0 | 1595.054 | 0 | 0
6649 | 1460.6438 | 0 | 0 | 0 | 0 | 0 | 0 | 1460.644 | 0 | 0
6650 | 1355.7571 | 0 | 0 | 0 | 0 | 0 | 0 | 1355.757 | 0 | 0
6651 | 1222.1238 | 0 | 0 | 0 | 0 | 0 | 0 | 1222.124 | 0 | 0
6652 | 1309.9178 | 0 | 0 | 0 | 0 | 0 | 0 | 1309.918 | 0 | 0
6653 | 1102.4753 | 0 | 0 | 0 | 0 | 0 | 0 | 1102.475 | 0 | 0
6654 | 1162.2995 | 0 | 0 | 0 | 0 | 0 | 0 | 1162.3 | 0 | 0
6655 | 1174.1449 | 0 | 484.6366 | 484.6366 | 0 | 0 | 0 | 712.35 | 0 | 0
6656 | 224.0097 | 0 | 1439.2531 | 235.0901 | -1204.163 | 0 | 0 | 0 | 0 | 0
6657 | 279.8454 | 0 | 1775.8284 | 293.6869 | -1482.1415 | 0 | 0 | 0 | 0 | 0
6658 | 322.6469 | 0 | 2875.6894 | 338.606 | -1888.3791 | 0 | 648.7044 | 0 | 0 | 0
6659 | 279.4598 | 0 | 2668.6252 | 293.2818 | -1888.3791 | 0 | 486.9643 | 0 | 0 | 0
6660 | 226.3163 | 0 | 2943.4637 | 237.5102 | -1888.3791 | 0 | 817.5745 | 0 | 0 | 0
6661 | 249.9566 | 0 | 3405.794 | 262.3195 | -1235.204 | 0 | 1908.2706 | 0 | 0 | 0
6662 | 247.4402 | 0 | 3496.3396 | 259.6791 | 0 | 0 | 3236.6605 | 0 | 0 | 0
6663 | 268.3642 | 0 | 1420.2221 | 281.6391 | 0 | 0 | 1138.5831 | 0 | 0 | 0
6664 | 198.7923 | 0 | 1262.745 | 208.6248 | 0 | 0 | 1054.1202 | 0 | 0 | 0
6665 | 292.6697 | 0 | 85.505 | 85.505 | 0 | 0 | 0 | 0 | 0 | 221.6413
6666 | 221.6323 | 0 | 0 | 0 | 0 | 0 | 0 | 0 | 0 | 232.5945
6667 | 210.0695 | 0 | 0 | 0 | 0 | 0 | 0 | 0 | 0 | 220.4606
6668 | 235.4123 | 0 | 0 | 0 | 0 | 0 | 0 | 0 | 0 | 247.0561
6669 | 195.0115 | 0 | 0 | 0 | 0 | 0 | 0 | 0 | 0 | 204.6568
6670 | 287.4671 | 0 | 0 | 0 | 0 | 0 | 0 | 0 | 0 | 301.6859
6671 | 260.2743 | 0 | 0 | 0 | 0 | 0 | 0 | 0 | 0 | 273.1479
6672 | 282.8055 | 0 | 0 | 0 | 0 | 0 | 0 | 0 | 0 | 296.7933
6673 | 230.7506 | 0 | 0 | 0 | 0 | 0 | 0 | 0 | 0 | 242.1646
6674 | 185.6882 | 0 | 0 | 0 | 0 | 0 | 0 | 0 | 0 | 194.8726
6675 | 236.1892 | 0 | 0 | 0 | 0 | 0 | 0 | 0 | 0 | 247.8715
6676 | 198.1192 | 0 | 0 | 0 | 0 | 0 | 0 | 0 | 0 | 207.9185
6677 | 229.1968 | 0 | 0 | 0 | 0 | 0 | 0 | 0 | 0 | 240.5337
6678 | 285.1363 | 0 | 0 | 0 | 0 | 0 | 0 | 0 | 0 | 299.2396
6679 | 164.7109 | 0 | 495.2226 | 172.8581 | -322.3645 | 0 | 0 | 0 | 0 | 0
6680 | 199.3876 | 0 | 1604.6757 | 209.2492 | -1395.4265 | 0 | 0 | 0 | 0 | 0
6681 | 1165.9822 | 0 | 1948.5437 | 1223.6546 | -724.8891 | 0 | 0 | 0 | 0 | 0
6682 | 1779.2506 | 0 | 2932.6469 | 1867.2576 | -1065.3893 | 0 | 0 | 0 | 0 | 0
6683 | 1668.8448 | 0 | 3367.369 | 1751.3906 | -309.8602 | 0 | 1306.1183 | 0 | 0 | 0
6684 | 1306.7683 | 0 | 3325.0798 | 1371.4043 | 0 | 0 | 1953.6756 | 0 | 0 | 0
6685 | 1367.4141 | 0 | 3085.879 | 1435.05 | 0 | 0 | 1650.829 | 0 | 0 | 0
6686 | 1211.3632 | 0 | 1408.804 | 1271.2803 | 0 | 0 | 137.5237 | 0 | 0 | 0
6687 | 1187.0499 | 0 | 169.4462 | 169.4462 | 0 | 0 | 0 | 1025.59 | 0 | 0
6688 | 1289.3338 | 0 | 294.1256 | 294.1256 | 0 | 0 | 0 | 1009.07 | 0 | 0
6689 | 1473.5876 | 0 | 184.6446 | 184.6446 | 0 | 0 | 0 | 1297.646 | 0 | 0
6690 | 1450.7679 | 0 | 1.0757 | 1.0757 | 0 | 0 | 0 | 1449.743 | 0 | 0
6691 | 1377.5454 | 0 | 0 | 0 | 0 | 0 | 0 | 0 | 0 | 1445.6821
6692 | 1000.6964 | 0 | 0 | 0 | 0 | 0 | 0 | 0 | 0 | 1050.1931
6693 | 1480.0672 | 0 | 0 | 0 | 0 | 0 | 0 | 0 | 0 | 1553.2751
6694 | 1346.4339 | 0 | 0 | 0 | 0 | 0 | 0 | 0 | 0 | 1413.0323
6695 | 1285.8327 | 0 | 0 | 0 | 0 | 0 | 0 | 0 | 0 | 1349.4338
6696 | 1184.8307 | 0 | 0 | 0 | 0 | 0 | 0 | 1123.557 | 0 | 64.3037
6697 | 1309.9178 | 0 | 0 | 0 | 0 | 0 | 0 | 1309.918 | 0 | 0
6698 | 1500.2676 | 0 | 0 | 0 | 0 | 0 | 0 | 1500.268 | 0 | 0
6699 | 1316.9102 | 0 | 0 | 0 | 0 | 0 | 0 | 1316.91 | 0 | 0
6700 | 1187.9385 | 0 | 0 | 0 | 0 | 0 | 0 | 1187.938 | 0 | 0
6701 | 966.5111 | 0 | 0 | 0 | 0 | 0 | 0 | 966.511 | 0 | 0
6702 | 1231.447 | 0 | 0 | 0 | 0 | 0 | 0 | 1231.447 | 0 | 0
6703 | 1040.3999 | 0 | 429.5042 | 429.5042 | 0 | 0 | 0 | 0 | 0 | 662.3568
6704 | 1049.4094 | 0 | 1321.2777 | 1101.3156 | -219.9621 | 0 | 0 | 0 | 0 | 0
6705 | 1392.0499 | 0 | 2164.8023 | 1460.9046 | -703.8977 | 0 | 0 | 0 | 0 | 0
6706 | 1491.899 | 0 | 2794.44 | 1565.6924 | -1228.7477 | 0 | 0 | 0 | 0 | 0
6707 | 1479.7011 | 0 | 2863.9858 | 1552.891 | -1311.0948 | 0 | 0 | 0 | 0 | 0
6708 | 1376.6976 | 0 | 3440.4336 | 1444.7922 | -1888.3791 | 0 | 107.2624 | 0 | 0 | 0
6709 | 1804.4341 | 0 | 3311.802 | 1893.6862 | -1418.1159 | 0 | 0 | 0 | 0 | 0
6710 | 1768.6143 | 0 | 3222.541 | 1856.0955 | -1366.4456 | 0 | 0 | 0 | 0 | 0
6711 | 1995.8376 | 0 | 2186.6101 | 2094.5575 | -92.0526 | 0 | 0 | 0 | 0 | 0
6712 | 1636.7689 | 0 | 1878.32 | 1717.728 | -160.5919 | 0 | 0 | 0 | 0 | 0
6713 | 1880.17 | 0 | 278.8863 | 278.8863 | 0 | 0 | 0 | 1614.428 | 0 | 0
6714 | 1605.2708 | 0 | 0 | 0 | 0 | 0 | 0 | 1605.271 | 0 | 0
6715 | 1176.8108 | 0 | 0 | 0 | 0 | 0 | 0 | 0 | 0 | 1235.0193
6716 | 1179.3922 | 0 | 0 | 0 | 0 | 0 | 0 | 0 | 0 | 1237.7279
6717 | 1017.789 | 0 | 0 | 0 | 0 | 0 | 0 | 0 | 0 | 1068.1316
6718 | 1282.7249 | 0 | 0 | 0 | 0 | 0 | 0 | 0 | 0 | 1346.172
6719 | 1643.2243 | 0 | 0 | 0 | 0 | 0 | 0 | 0 | 0 | 1724.5023
6720 | 1414.8044 | 0 | 0 | 0 | 0 | 0 | 0 | 1414.804 | 0 | 0
6721 | 1612.9237 | 0 | 0 | 0 | 0 | 0 | 0 | 1612.924 | 0 | 0
6722 | 1513.4756 | 0 | 0 | 0 | 0 | 0 | 0 | 1513.476 | 0 | 0
6723 | 1312.2486 | 0 | 0 | 0 | 0 | 0 | 0 | 1312.249 | 0 | 0
6724 | 926.8872 | 0 | 0 | 0 | 0 | 0 | 0 | 926.887 | 0 | 0
6725 | 1116.4602 | 0 | 0 | 0 | 0 | 0 | 0 | 1116.46 | 0 | 0
6726 | 923.0026 | 0 | 0 | 0 | 0 | 0 | 0 | 923.003 | 0 | 0
6727 | 974.5728 | 0 | 0 | 0 | 0 | 0 | 0 | 974.573 | 0 | 0
6728 | 1109.3055 | 0 | 106.5457 | 0 | -106.5457 | 0 | 0 | 1109.306 | 0 | 0
6729 | 1453.1366 | 0 | 434.104 | 0 | -434.104 | 0 | 0 | 1453.137 | 0 | 0
6730 | 1636.4299 | 0 | 423.518 | 0 | -423.518 | 0 | 0 | 1636.43 | 0 | 0
6731 | 1700.6594 | 0 | 414.7456 | 0 | -414.7456 | 0 | 0 | 1700.659 | 0 | 0
6732 | 1576.4513 | 0 | 734.8695 | 0 | -734.8695 | 0 | 0 | 1576.451 | 0 | 0
6733 | 1782.2292 | 0 | 1685.7761 | 0 | -1685.7761 | 0 | 0 | 1782.229 | 0 | 0
6734 | 1708.3705 | 0 | 2717.993 | 829.6139 | -1888.3791 | 0 | 0 | 917.857 | 0 | 0
6735 | 1688.8665 | 0 | 2701.7011 | 1477.3108 | -1224.3903 | 0 | 0 | 281.183 | 0 | 0
6736 | 1513.6533 | 0 | 2034.1379 | 1588.5224 | -445.6155 | 0 | 0 | 0 | 0 | 0
6737 | 1543.6956 | 0 | 851.2276 | 851.2276 | 0 | 0 | 0 | 732.588 | 0 | 0
6738 | 1589.396 | 0 | 33.8672 | 33.8672 | 0 | 0 | 0 | 1557.125 | 0 | 0
6739 | 1404.3944 | 0 | 0 | 0 | 0 | 0 | 0 | 0 | 0 | 1473.8591
6740 | 1464.5285 | 0 | 0 | 0 | 0 | 0 | 0 | 0 | 0 | 1536.9675
6741 | 1266.4092 | 0 | 0 | 0 | 0 | 0 | 0 | 0 | 0 | 1329.049
6742 | 1237.6625 | 0 | 0 | 0 | 0 | 0 | 0 | 0 | 0 | 1298.8812
6743 | 1469.1901 | 0 | 0 | 0 | 0 | 0 | 0 | 0 | 0 | 1541.8601
6744 | 1402.3734 | 0 | 0 | 0 | 0 | 0 | 0 | 1402.373 | 0 | 0
6745 | 1487.8366 | 0 | 0 | 0 | 0 | 0 | 0 | 1487.837 | 0 | 0
6746 | 1173.9536 | 0 | 0 | 0 | 0 | 0 | 0 | 1173.954 | 0 | 0
6747 | 1220.5699 | 0 | 0 | 0 | 0 | 0 | 0 | 1220.57 | 0 | 0
6748 | 1091.5981 | 0 | 0 | 0 | 0 | 0 | 0 | 1091.598 | 0 | 0
6749 | 1039.5433 | 0 | 0 | 0 | 0 | 0 | 0 | 1039.543 | 0 | 0
6750 | 1033.3278 | 0 | 0 | 0 | 0 | 0 | 0 | 1033.328 | 0 | 0
6751 | 1125.2328 | 0 | 347.0416 | 0 | -347.0416 | 0 | 0 | 1125.233 | 0 | 0
6752 | 1299.0474 | 0 | 963.7699 | 0 | -963.7699 | 0 | 0 | 1299.047 | 0 | 0
6753 | 1556.2421 | 0 | 1453.1133 | 776.848 | -676.2654 | 0 | 0 | 816.007 | 0 | 0
6754 | 1612.0778 | 0 | 778.9291 | 778.9291 | 0 | 0 | 0 | 869.861 | 0 | 0
6755 | 0 | 0 | 1958.226 | 0 | -1888.3791 | 0 | 69.847 | 0 | 0 | 0
6756 | 1493.2053 | 0 | 3018.175 | 1567.063 | -1451.112 | 0 | 0 | 0 | 0 | 0
6757 | 1246.7915 | 0 | 2865.6387 | 1308.4617 | -1557.177 | 0 | 0 | 0 | 0 | 0
6758 | 1561.9623 | 0 | 2683.6745 | 1639.2209 | -1044.4536 | 0 | 0 | 0 | 0 | 0
6759 | 1551.8563 | 0 | 1446.0589 | 1446.0589 | 0 | 0 | 0 | 173.953 | 0 | 0
6760 | 1685.1478 | 0 | 1472.8821 | 1472.8821 | 0 | 0 | 0 | 281.685 | 0 | 0
6761 | 1491.6931 | 0 | 704.6932 | 704.6932 | 0 | 0 | 0 | 820.213 | 0 | 0
6762 | 1361.0005 | 0 | 19.4004 | 19.4004 | 0 | 0 | 0 | 1342.515 | 0 | 0
6763 | 1278.8742 | 0 | 0 | 0 | 0 | 0 | 0 | 0 | 0 | 1342.1306
6764 | 1114.9063 | 0 | 0 | 0 | 0 | 0 | 0 | 0 | 0 | 1170.0523
6765 | 1342.5492 | 0 | 0 | 0 | 0 | 0 | 0 | 0 | 0 | 1408.9551
6766 | 1593.5002 | 0 | 0 | 0 | 0 | 0 | 0 | 0 | 0 | 1672.3188
6767 | 1337.8875 | 0 | 0 | 0 | 0 | 0 | 0 | 0 | 0 | 1404.0636
6768 | 1203.4772 | 0 | 0 | 0 | 0 | 0 | 0 | 1203.477 | 0 | 0
6769 | 923.0026 | 0 | 0 | 0 | 0 | 0 | 0 | 923.003 | 0 | 0
6770 | 1208.9158 | 0 | 0 | 0 | 0 | 0 | 0 | 1208.916 | 0 | 0
6771 | 935.4336 | 0 | 0 | 0 | 0 | 0 | 0 | 935.434 | 0 | 0
6772 | 835.9855 | 0 | 0 | 0 | 0 | 0 | 0 | 835.985 | 0 | 0
6773 | 948.6415 | 0 | 0 | 0 | 0 | 0 | 0 | 948.642 | 0 | 0
6774 | 1023.2276 | 0 | 0 | 0 | 0 | 0 | 0 | 1023.228 | 0 | 0
6775 | 855.543 | 0 | 8.2614 | 8.2614 | 0 | 0 | 0 | 847.671 | 0 | 0
6776 | 734.4698 | 0 | 551.0928 | 551.0928 | 0 | 0 | 0 | 209.351 | 0 | 0
6777 | 1354.9452 | 0 | 2240.5 | 1421.9642 | -818.5358 | 0 | 0 | 0 | 0 | 0
6778 | 1584.1702 | 0 | 2439.8853 | 1662.5273 | -777.358 | 0 | 0 | 0 | 0 | 0
6779 | 1585.9435 | 0 | 1944.2703 | 1664.388 | -279.8823 | 0 | 0 | 0 | 0 | 0
6780 | 1196.4829 | 0 | 2152.5225 | 1255.6632 | -896.8593 | 0 | 0 | 0 | 0 | 0
6781 | 1424.9425 | 0 | 1641.8708 | 1495.4235 | -146.4473 | 0 | 0 | 0 | 0 | 0
6782 | 1249.168 | 0 | 1775.8997 | 1310.9552 | -464.9445 | 0 | 0 | 0 | 0 | 0
6783 | 1398.008 | 0 | 2371.6703 | 1467.1573 | -904.513 | 0 | 0 | 0 | 0 | 0
6784 | 1407.3079 | 0 | 1805.4337 | 1476.9173 | -328.5165 | 0 | 0 | 0 | 0 | 0
6785 | 1093.0432 | 0 | 650.0771 | 650.0771 | 0 | 0 | 0 | 473.605 | 0 | 0
6786 | 1275.5441 | 0 | 16.1544 | 16.1544 | 0 | 0 | 0 | 1260.151 | 0 | 0
6787 | 1074.0238 | 0 | 0 | 0 | 0 | 0 | 0 | 0 | 0 | 1127.1481
6788 | 1001.4733 | 0 | 0 | 0 | 0 | 0 | 0 | 0 | 0 | 1051.0086
6789 | 1020.8968 | 0 | 0 | 0 | 0 | 0 | 0 | 0 | 0 | 1071.3933
6790 | 1296.7098 | 0 | 0 | 0 | 0 | 0 | 0 | 0 | 0 | 1360.8488
6791 | 1046.5357 | 0 | 0 | 0 | 0 | 0 | 0 | 0 | 0 | 1098.3005
6792 | 1089.2673 | 0 | 0 | 0 | 0 | 0 | 0 | 1089.267 | 0 | 0
6793 | 1177.0613 | 0 | 0 | 0 | 0 | 0 | 0 | 1177.061 | 0 | 0
6794 | 1226.0084 | 0 | 0 | 0 | 0 | 0 | 0 | 1226.008 | 0 | 0
6795 | 1172.3997 | 0 | 0 | 0 | 0 | 0 | 0 | 1172.4 | 0 | 0
6796 | 942.426 | 0 | 0 | 0 | 0 | 0 | 0 | 942.426 | 0 | 0
6797 | 939.3183 | 0 | 0 | 0 | 0 | 0 | 0 | 939.318 | 0 | 0
6798 | 1045.7588 | 0 | 0 | 0 | 0 | 0 | 0 | 1045.759 | 0 | 0
6799 | 671.3979 | 0 | 272.7344 | 272.7344 | 0 | 0 | 0 | 411.518 | 0 | 0
6800 | 872.0645 | 0 | 793.8892 | 793.8892 | 0 | 0 | 0 | 115.593 | 0 | 0
6801 | 485.7777 | 0 | 1297.3972 | 509.8059 | -787.5913 | 0 | 0 | 0 | 0 | 0
6802 | 364.5171 | 0 | 2244.3641 | 382.547 | -1861.8171 | 0 | 0 | 0 | 0 | 0
6803 | 364.7608 | 0 | 2734.0644 | 382.802 | -1888.3791 | 0 | 462.8834 | 0 | 0 | 0
6804 | 378.6719 | 0 | 1995.8913 | 397.4021 | -1598.4891 | 0 | 0 | 0 | 0 | 0
6805 | 728.4592 | 0 | 1170.2034 | 764.4906 | -405.7128 | 0 | 0 | 0 | 0 | 0
6806 | 1278.5809 | 0 | 1503.0583 | 1341.8231 | -161.2353 | 0 | 0 | 0 | 0 | 0
6807 | 1456.5445 | 0 | 226.7669 | 226.7669 | 0 | 0 | 0 | 1240.465 | 0 | 0
6808 | 1463.702 | 0 | 222.5354 | 222.5354 | 0 | 0 | 0 | 1251.655 | 0 | 0
6809 | 1357.0867 | 0 | 29.2905 | 29.2905 | 0 | 0 | 0 | 1329.177 | 0 | 0
6810 | 968.9779 | 0 | 0 | 0 | 0 | 0 | 0 | 968.978 | 0 | 0
6811 | 859.4179 | 0 | 0 | 0 | 0 | 0 | 0 | 0 | 0 | 901.9271
6812 | 666.613 | 0 | 0 | 0 | 0 | 0 | 0 | 0 | 0 | 699.5855
6813 | 1020.8968 | 0 | 0 | 0 | 0 | 0 | 0 | 0 | 0 | 1071.3933
6814 | 1041.8741 | 0 | 0 | 0 | 0 | 0 | 0 | 0 | 0 | 1093.4079
6815 | 1133.5528 | 0 | 0 | 0 | 0 | 0 | 0 | 0 | 0 | 1189.6216
6816 | 1121.8987 | 0 | 0 | 0 | 0 | 0 | 0 | 1121.899 | 0 | 0
6817 | 916.0101 | 0 | 0 | 0 | 0 | 0 | 0 | 916.01 | 0 | 0
6818 | 1391.4963 | 0 | 0 | 0 | 0 | 0 | 0 | 1391.496 | 0 | 0
6819 | 1013.9043 | 0 | 0 | 0 | 0 | 0 | 0 | 1013.904 | 0 | 0
6820 | 1124.2295 | 0 | 0 | 0 | 0 | 0 | 0 | 1124.23 | 0 | 0
6821 | 933.1028 | 0 | 0 | 0 | 0 | 0 | 0 | 933.103 | 0 | 0
6822 | 828.2161 | 0 | 0 | 0 | 0 | 0 | 0 | 828.216 | 0 | 0
6823 | 1121.5161 | 0 | 103.5673 | 103.5673 | 0 | 0 | 0 | 5.821 | 0 | 1067.313
6824 | 241.5452 | 0 | 544.0729 | 253.4925 | -290.5805 | 0 | 0 | 0 | 0 | 0
6825 | 286.4047 | 0 | 1078.0952 | 300.5714 | -777.5238 | 0 | 0 | 0 | 0 | 0
6826 | 227.0213 | 0 | 2072.0581 | 238.2501 | -1833.808 | 0 | 0 | 0 | 0 | 0
6827 | 226.7086 | 0 | 2764.2281 | 237.9216 | -1888.3791 | 0 | 637.9274 | 0 | 0 | 0
6828 | 265.6099 | 0 | 2803.8191 | 278.7478 | -1888.3791 | 0 | 636.6922 | 0 | 0 | 0
6829 | 180.5099 | 0 | 2714.6462 | 189.4375 | -1888.3791 | 0 | 636.8297 | 0 | 0 | 0
6830 | 244.417 | 0 | 1712.5405 | 256.5065 | -1019.596 | 0 | 436.438 | 0 | 0 | 0
6831 | 281.7887 | 0 | 161.0663 | 161.0663 | 0 | 0 | 0 | 0 | 0 | 134.6608
6832 | 244.5879 | 0 | 115.3832 | 115.3832 | 0 | 0 | 0 | 0 | 0 | 141.3028
6833 | 259.577 | 0 | 431.5485 | 272.4164 | -159.1321 | 0 | 0 | 0 | 0 | 0
6834 | 261.3999 | 0 | 2.0034 | 2.0034 | 0 | 0 | 0 | 0 | 0 | 272.3261
6835 | 181.0159 | 0 | 0 | 0 | 0 | 0 | 0 | 0 | 0 | 189.9695
6836 | 341.8528 | 0 | 0 | 0 | 0 | 0 | 0 | 0 | 0 | 358.762
6837 | 203.5578 | 0 | 0 | 0 | 0 | 0 | 0 | 0 | 0 | 213.6265
6838 | 261.8282 | 0 | 0 | 0 | 0 | 0 | 0 | 0 | 0 | 274.7787
6839 | 280.4747 | 0 | 0 | 0 | 0 | 0 | 0 | 0 | 0 | 294.3481
6840 | 239.297 | 0 | 0 | 0 | 0 | 0 | 0 | 0 | 0 | 251.1333
6841 | 247.8433 | 0 | 0 | 0 | 0 | 0 | 0 | 0 | 0 | 260.102
6842 | 213.658 | 0 | 0 | 0 | 0 | 0 | 0 | 0 | 0 | 224.2261
6843 | 278.9208 | 0 | 0 | 0 | 0 | 0 | 0 | 0 | 0 | 292.7172
6844 | 284.3594 | 0 | 0 | 0 | 0 | 0 | 0 | 0 | 0 | 298.4242
6845 | 227.6429 | 0 | 0 | 0 | 0 | 0 | 0 | 0 | 0 | 238.9028
6846 | 224.5351 | 0 | 0 | 0 | 0 | 0 | 0 | 0 | 0 | 235.6411
6847 | 211.1465 | 0 | 246.3509 | 221.5899 | -24.761 | 0 | 0 | 0 | 0 | 0
6848 | 228.4266 | 0 | 1806.9848 | 239.7256 | -1567.2592 | 0 | 0 | 0 | 0 | 0
6849 | 798.5303 | 0 | 1289.967 | 838.0275 | -451.9396 | 0 | 0 | 0 | 0 | 0
6850 | 1189.1388 | 0 | 2154.7106 | 1247.957 | -906.7536 | 0 | 0 | 0 | 0 | 0
6851 | 1149.785 | 0 | 1550.09 | 1206.6565 | -343.4335 | 0 | 0 | 0 | 0 | 0
6852 | 1049.2511 | 0 | 2167.7859 | 1101.1487 | -643.1884 | 0 | 423.4488 | 0 | 0 | 0
6853 | 1004.3509 | 0 | 2769.34 | 1054.0289 | 0 | 0 | 1715.3111 | 0 | 0 | 0
6854 | 1250.2042 | 0 | 2918.7562 | 1312.0425 | 0 | 0 | 1606.7138 | 0 | 0 | 0
6855 | 903.8122 | 0 | 1967.5043 | 948.517 | 0 | 0 | 1018.9874 | 0 | 0 | 0
6856 | 1265.9984 | 0 | 928.5594 | 928.5594 | 0 | 0 | 0 | 381.203 | 0 | 0
6857 | 1338.141 | 0 | 16.3863 | 16.3863 | 0 | 0 | 0 | 1322.527 | 0 | 0
6858 | 1446.2015 | 0 | 0 | 0 | 0 | 0 | 0 | 1446.201 | 0 | 0
6859 | 1536.9168 | 0 | 0 | 0 | 0 | 0 | 0 | 0 | 0 | 1612.9371
6860 | 1201.1464 | 0 | 0 | 0 | 0 | 0 | 0 | 0 | 0 | 1260.5579
6861 | 1445.882 | 0 | 0 | 0 | 0 | 0 | 0 | 0 | 0 | 1517.3992
6862 | 1395.381 | 0 | 0 | 0 | 0 | 0 | 0 | 0 | 0 | 1464.4003
6863 | 1485.5058 | 0 | 0 | 0 | 0 | 0 | 0 | 0 | 0 | 1558.9831
6864 | 1257.086 | 0 | 0 | 0 | 0 | 0 | 0 | 1257.086 | 0 | 0
6865 | 1266.4092 | 0 | 0 | 0 | 0 | 0 | 0 | 1266.409 | 0 | 0
6866 | 1198.8156 | 0 | 0 | 0 | 0 | 0 | 0 | 1198.816 | 0 | 0
6867 | 1652.5475 | 0 | 0 | 0 | 0 | 0 | 0 | 1652.548 | 0 | 0
6868 | 1262.5245 | 0 | 0 | 0 | 0 | 0 | 0 | 1262.525 | 0 | 0
6869 | 1325.4565 | 0 | 0 | 0 | 0 | 0 | 0 | 1325.457 | 0 | 0
6870 | 1463.7515 | 0 | 0 | 0 | 0 | 0 | 0 | 1463.752 | 0 | 0
6871 | 1647.1089 | 0 | 520.7917 | 0 | -520.7917 | 0 | 0 | 1647.109 | 0 | 0
6872 | 1347.642 | 0 | 1308.0891 | 0 | -1308.0891 | 0 | 0 | 1347.642 | 0 | 0
6873 | 1537.3752 | 0 | 1475.1699 | 0 | -1475.1699 | 0 | 0 | 1537.375 | 0 | 0
6874 | 2055.2559 | 0 | 2516.3135 | 1503.3921 | -1012.9215 | 0 | 0 | 622.72 | 0 | 0
6875 | 1950.1673 | 0 | 2598.1223 | 2046.6286 | -551.4937 | 0 | 0 | 0 | 0 | 0
6876 | 1632.9415 | 0 | 2712.774 | 1713.7107 | -999.0633 | 0 | 0 | 0 | 0 | 0
6877 | 1578.9248 | 0 | 2607.4887 | 1657.0218 | -950.4669 | 0 | 0 | 0 | 0 | 0
6878 | 1500.0918 | 0 | 2560.9094 | 1574.2906 | -986.6188 | 0 | 0 | 0 | 0 | 0
6879 | 1560.4337 | 0 | 2084.2906 | 1637.6173 | -446.6734 | 0 | 0 | 0 | 0 | 0
6880 | 1354.9627 | 0 | 1061.6554 | 1061.6554 | 0 | 0 | 0 | 343.345 | 0 | 0
6881 | 1401.9869 | 0 | 580.6257 | 580.6257 | 0 | 0 | 0 | 848.727 | 0 | 0
6882 | 1511.5332 | 0 | 0 | 0 | 0 | 0 | 0 | 1511.533 | 0 | 0
6883 | 1511.2516 | 0 | 0 | 0 | 0 | 0 | 0 | 0 | 0 | 1586.0026
6884 | 1042.651 | 0 | 0 | 0 | 0 | 0 | 0 | 0 | 0 | 1094.2233
6885 | 1417.1352 | 0 | 0 | 0 | 0 | 0 | 0 | 0 | 0 | 1487.2303
6886 | 1734.126 | 0 | 0 | 0 | 0 | 0 | 0 | 0 | 0 | 1819.9006
6887 | 1786.9578 | 0 | 0 | 0 | 0 | 0 | 0 | 0 | 0 | 1875.3458
6888 | 1498.7138 | 0 | 0 | 0 | 0 | 0 | 0 | 1498.714 | 0 | 0
6889 | 1306.0331 | 0 | 0 | 0 | 0 | 0 | 0 | 1306.033 | 0 | 0
6890 | 1539.8915 | 0 | 0 | 0 | 0 | 0 | 0 | 1539.891 | 0 | 0
6891 | 1354.9802 | 0 | 0 | 0 | 0 | 0 | 0 | 1354.98 | 0 | 0
6892 | 1587.2847 | 0 | 0 | 0 | 0 | 0 | 0 | 1587.285 | 0 | 0
6893 | 1386.8347 | 0 | 0 | 0 | 0 | 0 | 0 | 1386.835 | 0 | 0
6894 | 1682.8481 | 0 | 0 | 0 | 0 | 0 | 0 | 1682.848 | 0 | 0
6895 | 1314.5969 | 0 | 332.3848 | 0 | -332.3848 | 0 | 0 | 1314.597 | 0 | 0
6896 | 1491.5815 | 0 | 1078.5349 | 0 | -1078.5349 | 0 | 0 | 1491.581 | 0 | 0
6897 | 1238.8415 | 0 | 1638.8577 | 3.0256 | -1635.8321 | 0 | 0 | 1235.959 | 0 | 0
6898 | 1931.0148 | 0 | 2533.3778 | 2026.5272 | -506.8506 | 0 | 0 | 0 | 0 | 0
6899 | 1849.8422 | 0 | 2207.7872 | 1941.3412 | -266.446 | 0 | 0 | 0 | 0 | 0
6900 | 1624.0727 | 0 | 3672.9599 | 1704.403 | -1888.3791 | 0 | 80.1779 | 0 | 0 | 0
6901 | 1805.6859 | 0 | 2983.4052 | 1895.0001 | -1088.4051 | 0 | 0 | 0 | 0 | 0
6902 | 1579.4376 | 0 | 2889.0207 | 1657.5613 | -1231.4595 | 0 | 0 | 0 | 0 | 0
6903 | 1451.8731 | 0 | 2245.7305 | 1523.6866 | -722.044 | 0 | 0 | 0 | 0 | 0
6904 | 1128.7455 | 0 | 660.4426 | 660.4426 | 0 | 0 | 0 | 499.43 | 0 | 0
6905 | 1228.0848 | 0 | 103.6922 | 103.6922 | 0 | 0 | 0 | 1129.28 | 0 | 0
6906 | 1434.2978 | 0 | 0 | 0 | 0 | 0 | 0 | 1434.298 | 0 | 0
6907 | 1492.2516 | 0 | 0 | 0 | 0 | 0 | 0 | 0 | 0 | 1566.0628
6908 | 1240.7703 | 0 | 0 | 0 | 0 | 0 | 0 | 0 | 0 | 1302.1418
6909 | 1418.6891 | 0 | 0 | 0 | 0 | 0 | 0 | 0 | 0 | 1488.8612
6910 | 1613.7006 | 0 | 0 | 0 | 0 | 0 | 0 | 0 | 0 | 1693.519
6911 | 1366.6343 | 0 | 0 | 0 | 0 | 0 | 0 | 0 | 0 | 1434.2314
6912 | 1386.8347 | 0 | 0 | 0 | 0 | 0 | 0 | 1386.835 | 0 | 0
6913 | 1509.5909 | 0 | 0 | 0 | 0 | 0 | 0 | 1509.591 | 0 | 0
6914 | 1275.7325 | 0 | 0 | 0 | 0 | 0 | 0 | 1275.732 | 0 | 0
6915 | 1501.8215 | 0 | 0 | 0 | 0 | 0 | 0 | 1501.822 | 0 | 0
6916 | 1306.0331 | 0 | 0 | 0 | 0 | 0 | 0 | 1306.033 | 0 | 0
6917 | 1323.1257 | 0 | 0 | 0 | 0 | 0 | 0 | 1323.126 | 0 | 0
6918 | 1096.2598 | 0 | 0 | 0 | 0 | 0 | 0 | 1096.26 | 0 | 0
6919 | 1443.5696 | 0 | 207.5806 | 0 | -207.5806 | 0 | 0 | 1443.57 | 0 | 0
6920 | 1285.1606 | 0 | 818.8527 | 0 | -818.8527 | 0 | 0 | 1285.161 | 0 | 0
6921 | 1191.5872 | 0 | 1582.0839 | 0 | -1582.0839 | 0 | 0 | 1191.587 | 0 | 0
6922 | 1744.2447 | 0 | 1589.9948 | 412.2279 | -1177.7669 | 0 | 0 | 1351.445 | 0 | 0
6923 | 1620.4415 | 0 | 2226.5925 | 1700.5934 | -525.9991 | 0 | 0 | 0 | 0 | 0
6924 | 1876.2766 | 0 | 3002.4897 | 1969.0817 | -1033.408 | 0 | 0 | 0 | 0 | 0
6925 | 1620.8484 | 0 | 3426.2638 | 1701.0195 | -1725.2443 | 0 | 0 | 0 | 0 | 0
6926 | 1712.8476 | 0 | 2486.0313 | 1797.5701 | -688.4612 | 0 | 0 | 0 | 0 | 0
6927 | 1534.4519 | 0 | 2180.7436 | 1610.3501 | -570.3935 | 0 | 0 | 0 | 0 | 0
6928 | 1664.7066 | 0 | 302.2568 | 302.2568 | 0 | 0 | 0 | 1376.696 | 0 | 0
6929 | 1575.5306 | 0 | 68.5478 | 68.5478 | 0 | 0 | 0 | 1510.214 | 0 | 0
6930 | 1789.0993 | 0 | 0 | 0 | 0 | 0 | 0 | 1789.099 | 0 | 0
6931 | 1655.2046 | 0 | 0 | 0 | 0 | 0 | 0 | 148.108 | 0 | 1581.6421
6932 | 1494.8291 | 0 | 0 | 0 | 0 | 0 | 0 | 0 | 0 | 1568.7673
6933 | 1709.264 | 0 | 0 | 0 | 0 | 0 | 0 | 0 | 0 | 1793.8088
6934 | 1697.6099 | 0 | 0 | 0 | 0 | 0 | 0 | 0 | 0 | 1781.5784
6935 | 1894.9522 | 0 | 0 | 0 | 0 | 0 | 0 | 95.576 | 0 | 1888.3791
6936 | 1490.1674 | 0 | 0 | 0 | 0 | 0 | 0 | 1490.167 | 0 | 0
6937 | 1436.5587 | 0 | 0 | 0 | 0 | 0 | 0 | 1436.559 | 0 | 0
6938 | 1714.7026 | 0 | 0 | 0 | 0 | 0 | 0 | 1714.703 | 0 | 0
6939 | 1420.243 | 0 | 0 | 0 | 0 | 0 | 0 | 1420.243 | 0 | 0
6940 | 1859.99 | 0 | 0 | 0 | 0 | 0 | 0 | 1859.99 | 0 | 0
6941 | 1577.9614 | 0 | 0 | 0 | 0 | 0 | 0 | 1577.961 | 0 | 0
6942 | 1522.7988 | 0 | 0 | 0 | 0 | 0 | 0 | 1522.799 | 0 | 0
6943 | 1380.6823 | 0 | 382.3822 | 0 | -382.3822 | 0 | 0 | 1380.682 | 0 | 0
6944 | 1445.3682 | 0 | 1250.5135 | 540.8679 | -709.6456 | 0 | 0 | 929.992 | 0 | 0
6945 | 1443.6317 | 0 | 2236.4648 | 1515.0379 | -721.4269 | 0 | 0 | 0 | 0 | 0
6946 | 1751.3527 | 0 | 3135.0925 | 1837.9797 | -1297.1128 | 0 | 0 | 0 | 0 | 0
6947 | 1975.004 | 0 | 2816.2468 | 2072.693 | -743.5538 | 0 | 0 | 0 | 0 | 0
6948 | 1647.8616 | 0 | 3580.2934 | 1729.3697 | -1850.9237 | 0 | 0 | 0 | 0 | 0
6949 | 1546.6392 | 0 | 3267.4864 | 1623.1399 | -1644.3464 | 0 | 0 | 0 | 0 | 0
6950 | 1415.4066 | 0 | 2975.126 | 1485.4169 | -1489.7092 | 0 | 0 | 0 | 0 | 0
6951 | 1594.654 | 0 | 2421.0737 | 1673.5299 | -747.5438 | 0 | 0 | 0 | 0 | 0
6952 | 1899.5274 | 0 | 821.5089 | 821.5089 | 0 | 0 | 0 | 1116.737 | 0 | 0
6953 | 1653.7527 | 0 | 227.9968 | 227.9968 | 0 | 0 | 0 | 1436.501 | 0 | 0
6954 | 1424.522 | 0 | 0 | 0 | 0 | 0 | 0 | 1424.522 | 0 | 0
6955 | 1615.5546 | 0 | 0 | 0 | 0 | 0 | 0 | 0 | 0 | 1695.4647
6956 | 1257.086 | 0 | 0 | 0 | 0 | 0 | 0 | 0 | 0 | 1319.2649
6957 | 1328.5643 | 0 | 0 | 0 | 0 | 0 | 0 | 0 | 0 | 1394.2784
6958 | 1113.3524 | 0 | 0 | 0 | 0 | 0 | 0 | 0 | 0 | 1168.4214
6959 | 1417.1352 | 0 | 0 | 0 | 0 | 0 | 0 | 0 | 0 | 1487.2303
6960 | 1232.224 | 0 | 0 | 0 | 0 | 0 | 0 | 1232.224 | 0 | 0
6961 | 896.5867 | 0 | 0 | 0 | 0 | 0 | 0 | 896.587 | 0 | 0
6962 | 1312.2486 | 0 | 0 | 0 | 0 | 0 | 0 | 1312.249 | 0 | 0
6963 | 996.8117 | 0 | 0 | 0 | 0 | 0 | 0 | 996.812 | 0 | 0
6964 | 1216.6852 | 0 | 0 | 0 | 0 | 0 | 0 | 1216.685 | 0 | 0
6965 | 1229.1162 | 0 | 0 | 0 | 0 | 0 | 0 | 1229.116 | 0 | 0
6966 | 891.925 | 0 | 0 | 0 | 0 | 0 | 0 | 891.925 | 0 | 0
6967 | 1020.5365 | 0 | 226.8319 | 0 | -226.8319 | 0 | 0 | 1020.536 | 0 | 0
6968 | 782.7914 | 0 | 907.1272 | 818.4833 | -88.6439 | 0 | 0 | 2.885 | 0 | 0
6969 | 1064.2324 | 0 | 900.4936 | 900.4936 | 0 | 0 | 0 | 206.18 | 0 | 0
6970 | 1233.7118 | 0 | 1987.2248 | 1294.7347 | -692.4901 | 0 | 0 | 0 | 0 | 0
6971 | 1280.4233 | 0 | 2303.3481 | 1343.7562 | -959.592 | 0 | 0 | 0 | 0 | 0
6972 | 1104.2739 | 0 | 2275.4608 | 1158.8944 | -1116.5664 | 0 | 0 | 0 | 0 | 0
6973 | 1300.3109 | 0 | 2917.7225 | 1364.6279 | -1553.0946 | 0 | 0 | 0 | 0 | 0
6974 | 1092.2168 | 0 | 1607.1839 | 1146.241 | -460.9429 | 0 | 0 | 0 | 0 | 0
6975 | 1134.3734 | 0 | 1844.2806 | 1190.4822 | -653.7985 | 0 | 0 | 0 | 0 | 0
6976 | 1436.7588 | 0 | 938.5628 | 938.5628 | 0 | 0 | 0 | 542.432 | 0 | 0
6977 | 1263.9143 | 0 | 447.7029 | 447.7029 | 0 | 0 | 0 | 837.312 | 0 | 0
6978 | 1435.7711 | 0 | 0 | 0 | 0 | 0 | 0 | 1435.771 | 0 | 0
6979 | 1114.3042 | 0 | 0 | 0 | 0 | 0 | 0 | 0 | 0 | 1169.4205
6980 | 986.7115 | 0 | 0 | 0 | 0 | 0 | 0 | 0 | 0 | 1035.5164
6981 | 1394.604 | 0 | 0 | 0 | 0 | 0 | 0 | 0 | 0 | 1463.5849
6982 | 1505.7062 | 0 | 0 | 0 | 0 | 0 | 0 | 0 | 0 | 1580.1823
6983 | 1400.0426 | 0 | 0 | 0 | 0 | 0 | 0 | 0 | 0 | 1469.2929
6984 | 1386.8347 | 0 | 0 | 0 | 0 | 0 | 0 | 1386.835 | 0 | 0
6985 | 1262.5245 | 0 | 0 | 0 | 0 | 0 | 0 | 1262.525 | 0 | 0
6986 | 1246.9858 | 0 | 0 | 0 | 0 | 0 | 0 | 1246.986 | 0 | 0
6987 | 1582.6231 | 0 | 0 | 0 | 0 | 0 | 0 | 1582.623 | 0 | 0
6988 | 1398.4887 | 0 | 0 | 0 | 0 | 0 | 0 | 1398.489 | 0 | 0
6989 | 1537.5607 | 0 | 0 | 0 | 0 | 0 | 0 | 1537.561 | 0 | 0
6990 | 1553.8764 | 0 | 0 | 0 | 0 | 0 | 0 | 1553.876 | 0 | 0
6991 | 1107.5098 | 0 | 424.3565 | 424.3565 | 0 | 0 | 0 | 703.154 | 0 | 0
6992 | 198.9214 | 0 | 1235.7497 | 208.7612 | -1026.9885 | 0 | 0 | 0 | 0 | 0
6993 | 298.2132 | 0 | 2479.8562 | 312.9634 | -1888.3791 | 0 | 278.5138 | 0 | 0 | 0
6994 | 304.1927 | 0 | 2156.3562 | 319.2382 | -1837.118 | 0 | 0 | 0 | 0 | 0
6995 | 345.2975 | 0 | 2198.7881 | 362.3774 | -1836.4107 | 0 | 0 | 0 | 0 | 0
6996 | 302.5368 | 0 | 3164.2927 | 317.5002 | -1888.3791 | 0 | 958.4134 | 0 | 0 | 0
6997 | 291.076 | 0 | 1397.5884 | 305.4734 | -1092.115 | 0 | 0 | 0 | 0 | 0
6998 | 306.2603 | 0 | 2373.7566 | 321.4095 | -17.2542 | 0 | 2035.0929 | 0 | 0 | 0
6999 | 275.21 | 0 | 2502.341 | 288.8226 | 0 | 0 | 2213.5183 | 0 | 0 | 0
7000 | 224.034 | 0 | 1780.1731 | 235.1153 | 0 | 0 | 1545.0578 | 0 | 0 | 0
7001 | 243.4565 | 0 | 268.016 | 255.499 | 0 | 0 | 12.5169 | 0 | 0 | 0
7002 | 289.9125 | 0 | 0 | 0 | 0 | 0 | 0 | 0 | 0 | 304.2529
7003 | 248.7805 | 0 | 0 | 0 | 0 | 0 | 0 | 0 | 0 | 261.0853
7004 | 309.2214 | 0 | 0 | 0 | 0 | 0 | 0 | 0 | 0 | 324.5159
7005 | 289.7979 | 0 | 0 | 0 | 0 | 0 | 0 | 0 | 0 | 304.1322
7006 | 230.7506 | 0 | 0 | 0 | 0 | 0 | 0 | 0 | 0 | 242.1646
7007 | 296.7904 | 0 | 0 | 0 | 0 | 0 | 0 | 0 | 0 | 311.47
7008 | 163.157 | 0 | 0 | 0 | 0 | 0 | 0 | 0 | 0 | 171.2272
7009 | 222.2043 | 0 | 0 | 0 | 0 | 0 | 0 | 0 | 0 | 233.1948
7010 | 219.8735 | 0 | 0 | 0 | 0 | 0 | 0 | 0 | 0 | 230.7496
7011 | 215.2119 | 0 | 0 | 0 | 0 | 0 | 0 | 0 | 0 | 225.857
7012 | 131.3026 | 0 | 0 | 0 | 0 | 0 | 0 | 0 | 0 | 137.7976
7013 | 144.5105 | 0 | 0 | 0 | 0 | 0 | 0 | 0 | 0 | 151.6589
7014 | 197.3423 | 0 | 0 | 0 | 0 | 0 | 0 | 0 | 0 | 207.1031
7015 | 135.9137 | 0 | 270.7855 | 142.6367 | -128.1488 | 0 | 0 | 0 | 0 | 0
7016 | 163.4921 | 0 | 1065.9162 | 171.5788 | -894.3374 | 0 | 0 | 0 | 0 | 0
7017 | 970.3841 | 0 | 1796.3338 | 1018.3818 | -777.952 | 0 | 0 | 0 | 0 | 0
7018 | 1153.9649 | 0 | 2181.9914 | 1211.0432 | -970.9482 | 0 | 0 | 0 | 0 | 0
7019 | 1330.2706 | 0 | 3337.8644 | 1396.0698 | -684.3735 | 0 | 1257.4211 | 0 | 0 | 0
7020 | 1342.4171 | 0 | 3616.8284 | 1408.8166 | 0 | 0 | 2208.0118 | 0 | 0 | 0
7021 | 1361.5307 | 0 | 2735.2356 | 1428.876 | 0 | 0 | 1306.3596 | 0 | 0 | 0
7022 | 1355.7183 | 0 | 1176.4918 | 1176.4918 | 0 | 0 | 0 | 234.676 | 0 | 0
7023 | 1394.876 | 0 | 877.6163 | 877.6163 | 0 | 0 | 0 | 558.622 | 0 | 0
7024 | 1538.6163 | 0 | 475.4119 | 475.4119 | 0 | 0 | 0 | 1085.611 | 0 | 0
7025 | 1416.4175 | 0 | 148.5368 | 148.5368 | 0 | 0 | 0 | 1274.881 | 0 | 0
7026 | 1352.2386 | 0 | 0 | 0 | 0 | 0 | 0 | 1352.239 | 0 | 0
7027 | 1554.2017 | 0 | 0 | 0 | 0 | 0 | 0 | 0 | 0 | 1631.077
7028 | 1215.1313 | 0 | 0 | 0 | 0 | 0 | 0 | 0 | 0 | 1275.2347
7029 | 895.0328 | 0 | 0 | 0 | 0 | 0 | 0 | 0 | 0 | 939.3038
7030 | 1180.946 | 0 | 0 | 0 | 0 | 0 | 0 | 0 | 0 | 1239.3588
7031 | 1267.9631 | 0 | 0 | 0 | 0 | 0 | 0 | 0 | 0 | 1330.6799
7032 | 849.9704 | 0 | 0 | 0 | 0 | 0 | 0 | 849.97 | 0 | 0
7033 | 1104.8061 | 0 | 0 | 0 | 0 | 0 | 0 | 1104.806 | 0 | 0
7034 | 738.0913 | 0 | 0 | 0 | 0 | 0 | 0 | 738.091 | 0 | 0
7035 | 1162.2995 | 0 | 0 | 0 | 0 | 0 | 0 | 1162.3 | 0 | 0
7036 | 1122.6757 | 0 | 0 | 0 | 0 | 0 | 0 | 1122.676 | 0 | 0
7037 | 1184.8307 | 0 | 0 | 0 | 0 | 0 | 0 | 1184.831 | 0 | 0
7038 | 1024.0045 | 0 | 0 | 0 | 0 | 0 | 0 | 1024.005 | 0 | 0
7039 | 1256.0216 | 0 | 214.5941 | 214.5941 | 0 | 0 | 0 | 1051.541 | 0 | 0
7040 | 1353.606 | 0 | 1189.5502 | 1189.5502 | 0 | 0 | 0 | 59.128 | 0 | 168.9572
7041 | 1534.3568 | 0 | 944.3989 | 944.3989 | 0 | 0 | 0 | 0 | 0 | 665.8505
7042 | 1602.1427 | 0 | 2264.6849 | 1681.3893 | -583.2956 | 0 | 0 | 0 | 0 | 0
7043 | 1628.6013 | 0 | 3291.9745 | 1709.1571 | -1582.8175 | 0 | 0 | 0 | 0 | 0
7044 | 1636.1784 | 0 | 3719.6883 | 1717.1078 | -1888.3791 | 0 | 114.2015 | 0 | 0 | 0
7045 | 1876.1804 | 0 | 3795.6894 | 1968.9809 | -1826.7084 | 0 | 0 | 0 | 0 | 0
7046 | 1679.1101 | 0 | 3380.3141 | 1762.1633 | -1618.1508 | 0 | 0 | 0 | 0 | 0
7047 | 1605.5447 | 0 | 2254.587 | 1684.9596 | -569.6274 | 0 | 0 | 0 | 0 | 0
7048 | 1427.7269 | 0 | 1152.6102 | 1152.6102 | 0 | 0 | 0 | 329.441 | 0 | 0
7049 | 1587.1934 | 0 | 709.7212 | 709.7212 | 0 | 0 | 0 | 910.922 | 0 | 0
7050 | 1493.7656 | 0 | 0 | 0 | 0 | 0 | 0 | 1493.766 | 0 | 0
7051 | 1428.0124 | 0 | 0 | 0 | 0 | 0 | 0 | 0 | 0 | 1498.6453
7052 | 1214.3544 | 0 | 0 | 0 | 0 | 0 | 0 | 0 | 0 | 1274.4192
7053 | 1286.6096 | 0 | 0 | 0 | 0 | 0 | 0 | 0 | 0 | 1350.2492
7054 | 1485.5058 | 0 | 0 | 0 | 0 | 0 | 0 | 0 | 0 | 1558.9831
7055 | 1588.0616 | 0 | 0 | 0 | 0 | 0 | 0 | 0 | 0 | 1666.6118
7056 | 1464.5285 | 0 | 0 | 0 | 0 | 0 | 0 | 1464.528 | 0 | 0
7057 | 943.9799 | 0 | 0 | 0 | 0 | 0 | 0 | 943.98 | 0 | 0
7058 | 1055.082 | 0 | 0 | 0 | 0 | 0 | 0 | 1055.082 | 0 | 0
7059 | 1517.3603 | 0 | 0 | 0 | 0 | 0 | 0 | 1517.36 | 0 | 0
7060 | 1184.8307 | 0 | 0 | 0 | 0 | 0 | 0 | 1184.831 | 0 | 0
7061 | 1555.4302 | 0 | 0 | 0 | 0 | 0 | 0 | 1555.43 | 0 | 0
7062 | 1419.4661 | 0 | 0 | 0 | 0 | 0 | 0 | 1419.466 | 0 | 0
7063 | 1509.6793 | 0 | 483.287 | 483.287 | 0 | 0 | 0 | 1049.17 | 0 | 0
7064 | 1222.5996 | 0 | 1532.8715 | 1283.0731 | -249.7984 | 0 | 0 | 0 | 0 | 0
7065 | 1098.0623 | 0 | 2086.4242 | 1152.3751 | -934.0491 | 0 | 0 | 0 | 0 | 0
7066 | 1450.0124 | 0 | 2627.7276 | 1521.7346 | -1105.9931 | 0 | 0 | 0 | 0 | 0
7067 | 1367.1296 | 0 | 2769.6129 | 1434.7509 | -1334.862 | 0 | 0 | 0 | 0 | 0
7068 | 1547.1005 | 0 | 3140.5843 | 1623.6248 | -1516.9595 | 0 | 0 | 0 | 0 | 0
7069 | 1876.2222 | 0 | 3342.269 | 1969.025 | -1373.244 | 0 | 0 | 0 | 0 | 0
7070 | 1289.5668 | 0 | 2831.9856 | 1353.3525 | -1478.6331 | 0 | 0 | 0 | 0 | 0
7071 | 1309.7799 | 0 | 397.0453 | 397.0453 | 0 | 0 | 0 | 931.448 | 0 | 0
7072 | 1430.0072 | 0 | 164.8465 | 164.8465 | 0 | 0 | 0 | 1272.93 | 0 | 0
7073 | 1378.6088 | 0 | 42.3185 | 42.3185 | 0 | 0 | 0 | 1338.285 | 0 | 0
7074 | 911.5146 | 0 | 0 | 0 | 0 | 0 | 0 | 911.515 | 0 | 0
7075 | 1308.9971 | 0 | 0 | 0 | 0 | 0 | 0 | 0 | 0 | 1373.7435
7076 | 978.1652 | 0 | 0 | 0 | 0 | 0 | 0 | 0 | 0 | 1026.5477
7077 | 1111.0216 | 0 | 0 | 0 | 0 | 0 | 0 | 0 | 0 | 1165.9762
7078 | 1313.0255 | 0 | 0 | 0 | 0 | 0 | 0 | 0 | 0 | 1377.9718
7079 | 1476.9595 | 0 | 0 | 0 | 0 | 0 | 0 | 0 | 0 | 1550.0134
7080 | 1488.6136 | 0 | 0 | 0 | 0 | 0 | 0 | 1392.06 | 0 | 101.3288
7081 | 1055.859 | 0 | 0 | 0 | 0 | 0 | 0 | 1055.859 | 0 | 0
7082 | 1290.4943 | 0 | 0 | 0 | 0 | 0 | 0 | 1290.494 | 0 | 0
7083 | 1036.4355 | 0 | 0 | 0 | 0 | 0 | 0 | 1036.436 | 0 | 0
7084 | 1038.7663 | 0 | 0 | 0 | 0 | 0 | 0 | 1038.766 | 0 | 0
7085 | 936.9874 | 0 | 0 | 0 | 0 | 0 | 0 | 936.987 | 0 | 0
7086 | 1198.0387 | 0 | 0 | 0 | 0 | 0 | 0 | 1198.039 | 0 | 0
7087 | 1205.407 | 0 | 498.8894 | 498.8894 | 0 | 0 | 0 | 0 | 0 | 766.1403
7088 | 1106.8931 | 0 | 1418.4213 | 1161.644 | -256.7773 | 0 | 0 | 0 | 0 | 0
7089 | 1442.5236 | 0 | 2533.0871 | 1513.8751 | -1019.2119 | 0 | 0 | 0 | 0 | 0
7090 | 1737.0055 | 0 | 2970.0854 | 1822.922 | -1147.1635 | 0 | 0 | 0 | 0 | 0
7091 | 1443.4841 | 0 | 2900.462 | 1514.8826 | -1385.5794 | 0 | 0 | 0 | 0 | 0
7092 | 1588.2695 | 0 | 2072.8011 | 1666.8291 | -405.9721 | 0 | 0 | 0 | 0 | 0
7093 | 1786.2343 | 0 | 3431.4828 | 1874.586 | -1556.8968 | 0 | 0 | 0 | 0 | 0
7094 | 1390.1667 | 0 | 3404.1537 | 1458.9274 | -1888.3791 | 0 | 56.8473 | 0 | 0 | 0
7095 | 1677.3843 | 0 | 2478.1739 | 1760.3519 | -717.822 | 0 | 0 | 0 | 0 | 0
7096 | 1676.6695 | 0 | 1638.6143 | 1638.6143 | 0 | 0 | 0 | 115.286 | 0 | 0
7097 | 1553.3917 | 0 | 510.699 | 510.699 | 0 | 0 | 0 | 1066.762 | 0 | 0
7098 | 1585.9659 | 0 | 0 | 0 | 0 | 0 | 0 | 1585.966 | 0 | 0
7099 | 1572.7909 | 0 | 0 | 0 | 0 | 0 | 0 | 0 | 0 | 1650.5855
7100 | 1489.3905 | 0 | 0 | 0 | 0 | 0 | 0 | 0 | 0 | 1563.0593
7101 | 1698.3869 | 0 | 0 | 0 | 0 | 0 | 0 | 0 | 0 | 1782.3938
7102 | 1112.5755 | 0 | 0 | 0 | 0 | 0 | 0 | 0 | 0 | 1167.606
7103 | 1168.515 | 0 | 0 | 0 | 0 | 0 | 0 | 0 | 0 | 1226.3129
7104 | 371.3765 | 0 | 0 | 0 | 0 | 0 | 0 | 371.376 | 0 | 0
7105 | 116.5407 | 0 | 0 | 0 | 0 | 0 | 0 | 116.541 | 0 | 0
7106 | 122.7562 | 0 | 0 | 0 | 0 | 0 | 0 | 122.756 | 0 | 0
7107 | 114.9869 | 0 | 0 | 0 | 0 | 0 | 0 | 114.987 | 0 | 0
7108 | 121.2024 | 0 | 0 | 0 | 0 | 0 | 0 | 121.202 | 0 | 0
7109 | 123.5332 | 0 | 0 | 0 | 0 | 0 | 0 | 123.533 | 0 | 0
7110 | 101.7789 | 0 | 0 | 0 | 0 | 0 | 0 | 101.779 | 0 | 0
7111 | 87.8474 | 0 | 328.6046 | 0 | -328.6046 | 0 | 0 | 87.847 | 0 | 0
7112 | 176.3999 | 0 | 1074.9395 | 0 | -1074.9395 | 0 | 0 | 176.4 | 0 | 0
7113 | 1266.3005 | 0 | 680.4727 | 0 | -680.4727 | 0 | 0 | 1266.3 | 0 | 0
7114 | 1548.0484 | 0 | 178.6532 | 0 | -178.6532 | 0 | 0 | 1548.048 | 0 | 0
7115 | 1673.0266 | 0 | 629.2274 | 0 | -629.2274 | 0 | 0 | 1673.027 | 0 | 0
7116 | 1771.9988 | 0 | 2413.5365 | 525.1574 | -1888.3791 | 0 | 0 | 1271.592 | 0 | 0
7117 | 1494.0026 | 0 | 3239.4857 | 1351.1066 | -1888.3791 | 0 | 0 | 206.575 | 0 | 0
7118 | 1420.6499 | 0 | 2368.3004 | 1431.7998 | -936.5006 | 0 | 0 | 56.334 | 0 | 0
7119 | 1712.2377 | 0 | 2415.9975 | 1796.9299 | -619.0676 | 0 | 0 | 0 | 0 | 0
7120 | 1677.291 | 0 | 1119.5815 | 1119.5815 | 0 | 0 | 0 | 610.477 | 0 | 0
7121 | 1676.9667 | 0 | 12.4403 | 12.4403 | 0 | 0 | 0 | 1665.113 | 0 | 0
7122 | 1398.5489 | 0 | 0 | 0 | 0 | 0 | 0 | 1398.549 | 0 | 0
7123 | 1443.0422 | 0 | 0 | 0 | 0 | 0 | 0 | 0 | 0 | 1514.4188
7124 | 1379.0653 | 0 | 0 | 0 | 0 | 0 | 0 | 0 | 0 | 1447.2773
7125 | 1510.3678 | 0 | 0 | 0 | 0 | 0 | 0 | 0 | 0 | 1585.0749
7126 | 1776.0807 | 0 | 0 | 0 | 0 | 0 | 0 | 0 | 0 | 1863.9308
7127 | 1299.0406 | 0 | 0 | 0 | 0 | 0 | 0 | 0 | 0 | 1363.2951
7128 | 1407.035 | 0 | 0 | 0 | 0 | 0 | 0 | 1407.035 | 0 | 0
7129 | 1057.4129 | 0 | 0 | 0 | 0 | 0 | 0 | 1057.413 | 0 | 0
7130 | 1358.0879 | 0 | 0 | 0 | 0 | 0 | 0 | 1358.088 | 0 | 0
7131 | 1203.4772 | 0 | 0 | 0 | 0 | 0 | 0 | 1203.477 | 0 | 0
7132 | 1147.5377 | 0 | 0 | 0 | 0 | 0 | 0 | 1147.538 | 0 | 0
7133 | 1421.0199 | 0 | 0 | 0 | 0 | 0 | 0 | 1421.02 | 0 | 0
7134 | 1152.9763 | 0 | 0 | 0 | 0 | 0 | 0 | 1152.976 | 0 | 0
7135 | 1150.6454 | 0 | 112.578 | 0 | -112.578 | 0 | 0 | 1150.645 | 0 | 0
7136 | 1557.2327 | 0 | 392.5998 | 0 | -392.5998 | 0 | 0 | 1557.233 | 0 | 0
7137 | 1562.9559 | 0 | 123.8649 | 0 | -123.8649 | 0 | 0 | 1562.956 | 0 | 0
7138 | 1484.153 | 0 | 854.5848 | 0 | -854.5848 | 0 | 0 | 1484.153 | 0 | 0
7139 | 1538.7348 | 0 | 2968.9562 | 1080.5772 | -1888.3791 | 0 | 0 | 509.086 | 0 | 0
7140 | 1370.921 | 0 | 2881.7574 | 993.3784 | -1888.3791 | 0 | 0 | 424.362 | 0 | 0
7141 | 1755.5239 | 0 | 715.4691 | 0 | -715.4691 | 0 | 0 | 1755.524 | 0 | 0
7142 | 1535.2541 | 0 | 1150.1261 | 0 | -1150.1261 | 0 | 0 | 1535.254 | 0 | 0
7143 | 1077.4462 | 0 | 224.3478 | 38.7378 | -185.6101 | 0 | 0 | 1040.534 | 0 | 0
7144 | 1517.8449 | 0 | 319.5761 | 319.5761 | 0 | 0 | 0 | 1213.331 | 0 | 0
7145 | 1251.0074 | 0 | 419.7914 | 419.7914 | 0 | 0 | 0 | 851.001 | 0 | 0
7146 | 1642.0142 | 0 | 0 | 0 | 0 | 0 | 0 | 1642.014 | 0 | 0
7147 | 1603.6198 | 0 | 0 | 0 | 0 | 0 | 0 | 0 | 0 | 1682.9394
7148 | 1352.6494 | 0 | 0 | 0 | 0 | 0 | 0 | 0 | 0 | 1419.5547
7149 | 1404.7042 | 0 | 0 | 0 | 0 | 0 | 0 | 0 | 0 | 1474.1845
7150 | 1233.7778 | 0 | 0 | 0 | 0 | 0 | 0 | 0 | 0 | 1294.804
7151 | 1466.0823 | 0 | 0 | 0 | 0 | 0 | 0 | 0 | 0 | 1538.5984
7152 | 1573.2998 | 0 | 0 | 0 | 0 | 0 | 0 | 1573.3 | 0 | 0
7153 | 1475.4056 | 0 | 0 | 0 | 0 | 0 | 0 | 1475.406 | 0 | 0
7154 | 1317.6872 | 0 | 0 | 0 | 0 | 0 | 0 | 1317.687 | 0 | 0
7155 | 1793.9503 | 0 | 0 | 0 | 0 | 0 | 0 | 1793.95 | 0 | 0
7156 | 1639.3396 | 0 | 0 | 0 | 0 | 0 | 0 | 1639.34 | 0 | 0
7157 | 1427.2354 | 0 | 0 | 0 | 0 | 0 | 0 | 1427.235 | 0 | 0
7158 | 1366.6343 | 0 | 0 | 0 | 0 | 0 | 0 | 1366.634 | 0 | 0
7159 | 1260.9775 | 0 | 297.4545 | 297.4545 | 0 | 0 | 0 | 977.543 | 0 | 0
7160 | 331.6128 | 0 | 1607.0412 | 348.0144 | -1259.0268 | 0 | 0 | 0 | 0 | 0
7161 | 268.4554 | 0 | 1762.645 | 281.7335 | -1480.9115 | 0 | 0 | 0 | 0 | 0
7162 | 276.049 | 0 | 2134.4959 | 289.7031 | -1844.7928 | 0 | 0 | 0 | 0 | 0
7163 | 261.2493 | 0 | 2993.0099 | 274.1711 | -1888.3791 | 0 | 830.4598 | 0 | 0 | 0
7164 | 324.2289 | 0 | 3619.5622 | 340.2652 | -1888.3791 | 0 | 1390.918 | 0 | 0 | 0
7165 | 205.8624 | 0 | 3895.9466 | 216.0455 | -1225.1564 | 0 | 2454.7447 | 0 | 0 | 0
7166 | 205.1622 | 0 | 2621.6827 | 215.3099 | 0 | 0 | 2406.3729 | 0 | 0 | 0
7167 | 333.7513 | 0 | 2591.7919 | 350.2592 | 0 | 0 | 2241.5327 | 0 | 0 | 0
7168 | 381.8331 | 0 | 1329.5339 | 400.7195 | 0 | 0 | 928.8144 | 0 | 0 | 0
7169 | 308.0162 | 0 | 691.2842 | 323.2513 | 0 | 0 | 368.0329 | 0 | 0 | 0
7170 | 338.7742 | 0 | 0 | 0 | 0 | 0 | 0 | 0 | 0 | 355.5307
7171 | 273.5706 | 0 | 0 | 0 | 0 | 0 | 0 | 0 | 0 | 287.1026
7172 | 258.7204 | 0 | 0 | 0 | 0 | 0 | 0 | 0 | 0 | 271.517
7173 | 300.6751 | 0 | 0 | 0 | 0 | 0 | 0 | 0 | 0 | 315.5472
7174 | 283.5824 | 0 | 0 | 0 | 0 | 0 | 0 | 0 | 0 | 297.6087
7175 | 236.1892 | 0 | 0 | 0 | 0 | 0 | 0 | 0 | 0 | 247.8715
7176 | 135.1872 | 0 | 0 | 0 | 0 | 0 | 0 | 0 | 0 | 141.8737
7177 | 138.295 | 0 | 0 | 0 | 0 | 0 | 0 | 0 | 0 | 145.1354
7178 | 120.4254 | 0 | 0 | 0 | 0 | 0 | 0 | 0 | 0 | 126.3815
7179 | 114.9869 | 0 | 0 | 0 | 0 | 0 | 0 | 0 | 0 | 120.6746
7180 | 111.8791 | 0 | 0 | 0 | 0 | 0 | 0 | 0 | 0 | 117.4128
7181 | 98.6711 | 0 | 0 | 0 | 0 | 0 | 0 | 0 | 0 | 103.5515
7182 | 96.3403 | 0 | 0 | 0 | 0 | 0 | 0 | 0 | 0 | 101.1052
7183 | 79.4371 | 0 | 543.9418 | 83.3662 | -460.5756 | 0 | 0 | 0 | 0 | 0
7184 | 86.9093 | 0 | 1687.4647 | 91.2078 | -1596.2569 | 0 | 0 | 0 | 0 | 0
7185 | 86.5519 | 0 | 2924.8074 | 90.8341 | -871.5357 | 0 | 1962.4375 | 0 | 0 | 0
7186 | 85.5428 | 0 | 3661.4232 | 89.7742 | 0 | 0 | 3571.649 | 0 | 0 | 0
7187 | 82.0117 | 0 | 2338.4275 | 86.0685 | 0 | 0 | 2252.359 | 0 | 0 | 0
7188 | 89.4741 | 0 | 2454.0541 | 93.8996 | 0 | 0 | 2360.1545 | 0 | 0 | 0
7189 | 85.7196 | 0 | 2853.1564 | 89.9589 | 0 | 0 | 2763.1975 | 0 | 0 | 0
7190 | 90.0355 | 0 | 3260.6869 | 94.4894 | 0 | 0 | 3166.1975 | 0 | 0 | 0
7191 | 84.2988 | 0 | 492.5947 | 88.4676 | 0 | 0 | 404.1271 | 0 | 0 | 0
7192 | 95.4148 | 0 | 1059.4798 | 100.1345 | 0 | 0 | 959.3453 | 0 | 0 | 0
7193 | 85.638 | 0 | 107.9477 | 89.8739 | 0 | 0 | 18.0738 | 0 | 0 | 0
7194 | 92.1604 | 0 | 0 | 0 | 0 | 0 | 0 | 0 | 0 | 96.7185
7195 | 99.1266 | 0 | 0 | 0 | 0 | 0 | 0 | 0 | 0 | 104.0301
7196 | 101.7789 | 0 | 0 | 0 | 0 | 0 | 0 | 0 | 0 | 106.8133
7197 | 100.225 | 0 | 0 | 0 | 0 | 0 | 0 | 0 | 0 | 105.1824
7198 | 107.9944 | 0 | 0 | 0 | 0 | 0 | 0 | 0 | 0 | 113.3357
7199 | 98.6711 | 0 | 0 | 0 | 0 | 0 | 0 | 0 | 0 | 103.5515
7200 | 104.1097 | 0 | 0 | 0 | 0 | 0 | 0 | 0 | 0 | 109.2596
7201 | 94.0095 | 0 | 0 | 0 | 0 | 0 | 0 | 0 | 0 | 98.66
7202 | 100.225 | 0 | 0 | 0 | 0 | 0 | 0 | 0 | 0 | 105.1824
7203 | 97.1173 | 0 | 0 | 0 | 0 | 0 | 0 | 0 | 0 | 101.9207
7204 | 98.6711 | 0 | 0 | 0 | 0 | 0 | 0 | 0 | 0 | 103.5515
7205 | 93.2326 | 0 | 0 | 0 | 0 | 0 | 0 | 0 | 0 | 97.8446
7206 | 98.6711 | 0 | 0 | 0 | 0 | 0 | 0 | 0 | 0 | 103.5515
7207 | 88.0252 | 0 | 397.5386 | 92.379 | -305.1596 | 0 | 0 | 0 | 0 | 0
7208 | 138.2668 | 0 | 1557.4772 | 145.105 | -1196.801 | 0 | 215.5712 | 0 | 0 | 0
7209 | 851.5291 | 0 | 2524.0648 | 893.6479 | 0 | 0 | 1630.4169 | 0 | 0 | 0
7210 | 1151.9371 | 0 | 3519.454 | 1208.9149 | 0 | 0 | 2310.5391 | 0 | 0 | 0
7211 | 1368.5727 | 0 | 3968.2273 | 1436.2663 | 0 | 0 | 2531.961 | 0 | 0 | 0
7212 | 1597.6423 | 0 | 3361.6515 | 1676.6667 | 0 | 0 | 1684.9848 | 0 | 0 | 0
7213 | 1506.7813 | 0 | 2961.0874 | 1581.3115 | 0 | 0 | 1379.7758 | 0 | 0 | 0
7214 | 1412.897 | 0 | 2644.1905 | 1482.7827 | 0 | 0 | 1161.4078 | 0 | 0 | 0
7215 | 1414.7093 | 0 | 1774.1639 | 1484.6843 | 0 | 0 | 289.4796 | 0 | 0 | 0
7216 | 1584.3586 | 0 | 1009.5653 | 1009.5653 | 0 | 0 | 0 | 622.376 | 0 | 0
7217 | 1584.5198 | 0 | 353.7046 | 353.7046 | 0 | 0 | 0 | 1247.486 | 0 | 0
7218 | 1715.024 | 0 | 0 | 0 | 0 | 0 | 0 | 1715.024 | 0 | 0
7219 | 1680.964 | 0 | 0 | 0 | 0 | 0 | 0 | 250.784 | 0 | 1500.9206
7220 | 1793.1733 | 0 | 0 | 0 | 0 | 0 | 0 | 0 | 0 | 1881.8682
7221 | 1675.8557 | 0 | 0 | 0 | 0 | 0 | 0 | 0 | 0 | 1758.7484
7222 | 1509.5909 | 0 | 0 | 0 | 0 | 0 | 0 | 0 | 0 | 1584.2595
7223 | 1940.7916 | 0 | 0 | 0 | 0 | 0 | 0 | 141.415 | 0 | 1888.3791
7224 | 1651.7706 | 0 | 0 | 0 | 0 | 0 | 0 | 1651.771 | 0 | 0
7225 | 1884.852 | 0 | 0 | 0 | 0 | 0 | 0 | 1884.852 | 0 | 0
7226 | 1574.8537 | 0 | 0 | 0 | 0 | 0 | 0 | 1574.854 | 0 | 0
7227 | 1236.1086 | 0 | 0 | 0 | 0 | 0 | 0 | 1236.109 | 0 | 0
7228 | 1240.7703 | 0 | 0 | 0 | 0 | 0 | 0 | 1240.77 | 0 | 0
7229 | 1692.1714 | 0 | 0 | 0 | 0 | 0 | 0 | 1692.171 | 0 | 0
7230 | 1647.1089 | 0 | 0 | 0 | 0 | 0 | 0 | 1647.109 | 0 | 0
7231 | 1061.519 | 0 | 532.744 | 0 | -532.744 | 0 | 0 | 1061.519 | 0 | 0
7232 | 1120.1186 | 0 | 1758.8061 | 652.6378 | -1106.1683 | 0 | 0 | 498.241 | 0 | 0
7233 | 1674.4572 | 0 | 2575.732 | 1757.2802 | -818.4518 | 0 | 0 | 0 | 0 | 0
7234 | 2076.6159 | 0 | 3460.1845 | 2179.331 | -1280.8535 | 0 | 0 | 0 | 0 | 0
7235 | 1845.2748 | 0 | 3882.205 | 1936.5462 | -1888.3791 | 0 | 57.2797 | 0 | 0 | 0
7236 | 2071.6969 | 0 | 3127.3296 | 2174.1687 | -953.1609 | 0 | 0 | 0 | 0 | 0
7237 | 1651.0189 | 0 | 3270.9748 | 1732.6818 | -1538.293 | 0 | 0 | 0 | 0 | 0
7238 | 1496.2674 | 0 | 3038.8714 | 1570.2775 | -1468.594 | 0 | 0 | 0 | 0 | 0
7239 | 1315.4865 | 0 | 233.0258 | 233.0258 | 0 | 0 | 0 | 1093.444 | 0 | 0
7240 | 1605.1611 | 0 | 1133.0619 | 1133.0619 | 0 | 0 | 0 | 525.502 | 0 | 0
7241 | 1758.8346 | 0 | 550.7297 | 550.7297 | 0 | 0 | 0 | 1234.062 | 0 | 0
7242 | 1473.3059 | 0 | 0 | 0 | 0 | 0 | 0 | 1473.306 | 0 | 0
7243 | 1812.4967 | 0 | 0 | 0 | 0 | 0 | 0 | 341.139 | 0 | 1544.1353
7244 | 1695.2791 | 0 | 0 | 0 | 0 | 0 | 0 | 0 | 0 | 1779.1321
7245 | 1998.285 | 0 | 0 | 0 | 0 | 0 | 0 | 198.908 | 0 | 1888.3791
7246 | 1626.9086 | 0 | 0 | 0 | 0 | 0 | 0 | 0 | 0 | 1707.3803
7247 | 1615.2545 | 0 | 0 | 0 | 0 | 0 | 0 | 0 | 0 | 1695.1488
7248 | 1388.3885 | 0 | 0 | 0 | 0 | 0 | 0 | 1388.389 | 0 | 0
7249 | 1436.5587 | 0 | 0 | 0 | 0 | 0 | 0 | 1436.559 | 0 | 0
7250 | 1567.0843 | 0 | 0 | 0 | 0 | 0 | 0 | 1567.084 | 0 | 0
7251 | 991.3731 | 0 | 0 | 0 | 0 | 0 | 0 | 991.373 | 0 | 0
7252 | 1218.2391 | 0 | 0 | 0 | 0 | 0 | 0 | 1218.239 | 0 | 0
7253 | 1230.6701 | 0 | 0 | 0 | 0 | 0 | 0 | 1230.67 | 0 | 0
7254 | 1351.8724 | 0 | 0 | 0 | 0 | 0 | 0 | 1351.872 | 0 | 0
7255 | 1256.2333 | 0 | 172.454 | 0 | -172.454 | 0 | 0 | 1256.233 | 0 | 0
7256 | 631.5235 | 0 | 553.006 | 0 | -553.006 | 0 | 0 | 631.524 | 0 | 0
7257 | 1426.3624 | 0 | 916.7078 | 0 | -916.7078 | 0 | 0 | 1426.362 | 0 | 0
7258 | 1434.29 | 0 | 2735.0929 | 846.7139 | -1888.3791 | 0 | 0 | 627.483 | 0 | 0
7259 | 1329.046 | 0 | 2630.0218 | 741.6427 | -1888.3791 | 0 | 0 | 622.358 | 0 | 0
7260 | 1071.6104 | 0 | 2566.7161 | 678.337 | -1888.3791 | 0 | 0 | 425.244 | 0 | 0
7261 | 1688.5431 | 0 | 2157.1769 | 268.7978 | -1888.3791 | 0 | 0 | 1432.414 | 0 | 0
7262 | 1314.6289 | 0 | 860.1785 | 469.2169 | -390.9616 | 0 | 0 | 867.527 | 0 | 0
7263 | 1623.5803 | 0 | 837.1879 | 837.1879 | 0 | 0 | 0 | 825.85 | 0 | 0
7264 | 1596.3166 | 0 | 342.5898 | 342.5898 | 0 | 0 | 0 | 1269.873 | 0 | 0
7265 | 1509.3432 | 0 | 259.1239 | 259.1239 | 0 | 0 | 0 | 1262.432 | 0 | 0
7266 | 1577.5497 | 0 | 0 | 0 | 0 | 0 | 0 | 1577.55 | 0 | 0
7267 | 1551.363 | 0 | 0 | 0 | 0 | 0 | 0 | 0 | 0 | 1628.0976
7268 | 1267.9631 | 0 | 0 | 0 | 0 | 0 | 0 | 0 | 0 | 1330.6799
7269 | 1587.2847 | 0 | 0 | 0 | 0 | 0 | 0 | 0 | 0 | 1665.7964
7270 | 1797.835 | 0 | 0 | 0 | 0 | 0 | 0 | 0 | 0 | 1886.7608
7271 | 1567.0843 | 0 | 0 | 0 | 0 | 0 | 0 | 0 | 0 | 1644.5962
7272 | 1323.9027 | 0 | 0 | 0 | 0 | 0 | 0 | 1323.903 | 0 | 0
7273 | 1209.6927 | 0 | 0 | 0 | 0 | 0 | 0 | 1209.693 | 0 | 0
7274 | 1199.5926 | 0 | 0 | 0 | 0 | 0 | 0 | 1199.593 | 0 | 0
7275 | 1285.8327 | 0 | 0 | 0 | 0 | 0 | 0 | 1285.833 | 0 | 0
7276 | 1353.4263 | 0 | 0 | 0 | 0 | 0 | 0 | 1353.426 | 0 | 0
7277 | 1157.6379 | 0 | 0 | 0 | 0 | 0 | 0 | 1157.638 | 0 | 0
7278 | 1076.0594 | 0 | 0 | 0 | 0 | 0 | 0 | 1076.059 | 0 | 0
7279 | 1040.5708 | 0 | 480.3391 | 0 | -480.3391 | 0 | 0 | 1040.571 | 0 | 0
7280 | 680.187 | 0 | 1594.8926 | 0 | -1594.8926 | 0 | 0 | 680.187 | 0 | 0
7281 | 1145.7167 | 0 | 2558.8346 | 885.927 | -1672.9076 | 0 | 0 | 301.544 | 0 | 0
7282 | 1580.9303 | 0 | 3109.1487 | 1659.1281 | -1450.0206 | 0 | 0 | 0 | 0 | 0
7283 | 1460.9439 | 0 | 2765.988 | 1533.2062 | -1232.7818 | 0 | 0 | 0 | 0 | 0
7284 | 1561.3107 | 0 | 2554.6084 | 1638.5366 | -916.0718 | 0 | 0 | 0 | 0 | 0
7285 | 1658.8698 | 0 | 2814.4995 | 1740.9222 | -1073.5773 | 0 | 0 | 0 | 0 | 0
7286 | 1697.236 | 0 | 1481.8865 | 1481.8865 | 0 | 0 | 0 | 285.193 | 0 | 0
7287 | 1609.0448 | 0 | 2344.7096 | 1688.6327 | -656.0769 | 0 | 0 | 0 | 0 | 0
7288 | 1884.7238 | 0 | 208.9123 | 208.9123 | 0 | 0 | 0 | 1685.658 | 0 | 0
7289 | 1429.3409 | 0 | 400.4456 | 400.4456 | 0 | 0 | 0 | 1047.769 | 0 | 0
7290 | 1778.5902 | 0 | 0 | 0 | 0 | 0 | 0 | 1778.59 | 0 | 0
7291 | 1691.5158 | 0 | 0 | 0 | 0 | 0 | 0 | 122.252 | 0 | 1646.884
7292 | 1294.379 | 0 | 0 | 0 | 0 | 0 | 0 | 0 | 0 | 1358.4025
7293 | 1858.4361 | 0 | 0 | 0 | 0 | 0 | 0 | 59.06 | 0 | 1888.3791
7294 | 1860.7669 | 0 | 0 | 0 | 0 | 0 | 0 | 61.39 | 0 | 1888.3791
7295 | 1745.7801 | 0 | 0 | 0 | 0 | 0 | 0 | 0 | 0 | 1832.131
7296 | 1270.2939 | 0 | 0 | 0 | 0 | 0 | 0 | 1270.294 | 0 | 0
7297 | 979.2 | 0 | 0 | 0 | 0 | 0 | 0 | 979.2 | 0 | 0
7298 | 1126.4 | 0 | 0 | 0 | 0 | 0 | 0 | 1126.4 | 0 | 0
7299 | 942.4 | 0 | 0 | 0 | 0 | 0 | 0 | 942.4 | 0 | 0
7300 | 1153.6 | 0 | 0 | 0 | 0 | 0 | 0 | 1153.6 | 0 | 0
7301 | 813.6 | 0 | 0 | 0 | 0 | 0 | 0 | 813.6 | 0 | 0
7302 | 752.8 | 0 | 0 | 0 | 0 | 0 | 0 | 752.8 | 0 | 0
7303 | 972.165 | 0 | 336.6939 | 336.6939 | 0 | 0 | 0 | 651.34 | 0 | 0
7304 | 714.13 | 0 | 521.2314 | 521.2314 | 0 | 0 | 0 | 217.465 | 0 | 0
7305 | 999.303 | 0 | 1631.6773 | 1048.7312 | -582.9461 | 0 | 0 | 0 | 0 | 0
7306 | 1215.461 | 0 | 2964.9326 | 1275.581 | -1689.3516 | 0 | 0 | 0 | 0 | 0
7307 | 1450.762 | 0 | 3929.0173 | 1522.5206 | -1888.3791 | 0 | 518.1176 | 0 | 0 | 0
7308 | 1203.09 | 0 | 3492.0483 | 1262.5981 | -1888.3791 | 0 | 341.0712 | 0 | 0 | 0
7309 | 1458.605 | 0 | 2801.9699 | 1530.7515 | -1271.2184 | 0 | 0 | 0 | 0 | 0
7310 | 1394.271 | 0 | 2538.6744 | 1463.2354 | -1075.439 | 0 | 0 | 0 | 0 | 0
7311 | 1158.39 | 0 | 2090.7868 | 1215.6871 | -875.0997 | 0 | 0 | 0 | 0 | 0
7312 | 1214.189 | 0 | 1628.3379 | 1274.2461 | -315.8327 | 0 | 38.2592 | 0 | 0 | 0
7313 | 1159.956 | 0 | 641.8042 | 641.8042 | 0 | 0 | 0 | 548.401 | 0 | 0
7314 | 1375.523 | 0 | 0 | 0 | 0 | 0 | 0 | 1375.523 | 0 | 0
7315 | 1310.4 | 0 | 0 | 0 | 0 | 0 | 0 | 0 | 0 | 1375.2159
7316 | 1376 | 0 | 0 | 0 | 0 | 0 | 0 | 0 | 0 | 1444.0607
7317 | 1444 | 0 | 0 | 0 | 0 | 0 | 0 | 0 | 0 | 1515.4241
7318 | 890.4 | 0 | 0 | 0 | 0 | 0 | 0 | 0 | 0 | 934.4416
7319 | 1152 | 0 | 0 | 0 | 0 | 0 | 0 | 0 | 0 | 1208.981
7320 | 1338.4 | 0 | 0 | 0 | 0 | 0 | 0 | 1338.4 | 0 | 0
7321 | 1149.6 | 0 | 0 | 0 | 0 | 0 | 0 | 1149.6 | 0 | 0
7322 | 1115.2 | 0 | 0 | 0 | 0 | 0 | 0 | 1115.2 | 0 | 0
7323 | 995.2 | 0 | 0 | 0 | 0 | 0 | 0 | 995.2 | 0 | 0
7324 | 1403.2 | 0 | 0 | 0 | 0 | 0 | 0 | 1403.2 | 0 | 0
7325 | 927.2 | 0 | 0 | 0 | 0 | 0 | 0 | 758.22 | 0 | 177.3382
7326 | 899.2 | 0 | 0 | 0 | 0 | 0 | 0 | 0 | 0 | 943.6769
7327 | 729.6 | 0 | 325.0858 | 325.0858 | 0 | 0 | 0 | 0 | 0 | 440.6022
7328 | 1140.583 | 0 | 1321.4089 | 1196.9993 | -124.4096 | 0 | 0 | 0 | 0 | 0
7329 | 1125.237 | 0 | 2044.0994 | 1180.8943 | -863.2051 | 0 | 0 | 0 | 0 | 0
7330 | 1053.168 | 0 | 2795.5567 | 1105.2605 | -1690.2961 | 0 | 0 | 0 | 0 | 0
7331 | 1214.887 | 0 | 3132.9348 | 1274.9786 | -1857.9562 | 0 | 0 | 0 | 0 | 0
7332 | 1367.312 | 0 | 3466.8707 | 1434.9419 | -1888.3791 | 0 | 143.5497 | 0 | 0 | 0
7333 | 1412.702 | 0 | 2699.6809 | 1482.5781 | -1217.1028 | 0 | 0 | 0 | 0 | 0
7334 | 992.147 | 0 | 1995.5932 | 1041.2213 | -954.3719 | 0 | 0 | 0 | 0 | 0
7335 | 979.152 | 0 | 1379.2228 | 1027.5835 | -351.6393 | 0 | 0 | 0 | 0 | 0
7336 | 1263.475 | 0 | 1241.295 | 1241.295 | 0 | 0 | 0 | 80.684 | 0 | 0
7337 | 1350.183 | 0 | 712.9367 | 712.9367 | 0 | 0 | 0 | 670.848 | 0 | 0
7338 | 1374.738 | 0 | 0 | 0 | 0 | 0 | 0 | 240.346 | 0 | 1190.5021
7339 | 1219.2 | 0 | 0 | 0 | 0 | 0 | 0 | 0 | 0 | 1279.5049
7340 | 1216 | 0 | 0 | 0 | 0 | 0 | 0 | 0 | 0 | 1276.1466
7341 | 1084.8 | 0 | 0 | 0 | 0 | 0 | 0 | 0 | 0 | 1138.4571
7342 | 1232 | 0 | 0 | 0 | 0 | 0 | 0 | 0 | 0 | 1292.9381
7343 | 838.4 | 0 | 0 | 0 | 0 | 0 | 0 | 0 | 0 | 879.8695
7344 | 932 | 0 | 0 | 0 | 0 | 0 | 0 | 0 | 0 | 978.0992
7345 | 870.547 | 0 | 0 | 0 | 0 | 0 | 0 | 870.547 | 0 | 0
7346 | 870.2682 | 0 | 0 | 0 | 0 | 0 | 0 | 870.268 | 0 | 0
7347 | 862.4134 | 0 | 0 | 0 | 0 | 0 | 0 | 862.413 | 0 | 0
7348 | 826.5843 | 0 | 0 | 0 | 0 | 0 | 0 | 826.584 | 0 | 0
7349 | 819.3456 | 0 | 0 | 0 | 0 | 0 | 0 | 819.346 | 0 | 0
7350 | 813.6014 | 0 | 0 | 0 | 0 | 0 | 0 | 813.601 | 0 | 0
7351 | 903.9083 | 0 | 369.9608 | 369.9608 | 0 | 0 | 0 | 0 | 0 | 578.658
7352 | 791.2837 | 0 | 1444.5308 | 830.422 | -614.1088 | 0 | 0 | 0 | 0 | 0
7353 | 1005.2559 | 0 | 2318.748 | 1054.9787 | -1263.7693 | 0 | 0 | 0 | 0 | 0
7354 | 1195.4363 | 0 | 2762.3202 | 1254.5655 | -1507.7547 | 0 | 0 | 0 | 0 | 0
7355 | 1226.7781 | 0 | 3860.9145 | 1287.4567 | -1888.3791 | 0 | 685.0788 | 0 | 0 | 0
7356 | 1217.1598 | 0 | 3641.3701 | 1277.364 | -1888.3791 | 0 | 475.627 | 0 | 0 | 0
7357 | 1234.1608 | 0 | 3203.7829 | 1295.2059 | -1888.3791 | 0 | 20.198 | 0 | 0 | 0
7358 | 1231.0896 | 0 | 2885.5848 | 1291.983 | -535.8756 | 0 | 1057.7262 | 0 | 0 | 0
7359 | 1249.2235 | 0 | 2091.6484 | 1311.0129 | 0 | 0 | 780.6355 | 0 | 0 | 0
7360 | 1250.9173 | 0 | 1579.4865 | 1312.7907 | 0 | 0 | 266.6958 | 0 | 0 | 0
7361 | 1257.5245 | 0 | 603.313 | 603.313 | 0 | 0 | 0 | 447.32 | 0 | 246.9669
7362 | 1230.4932 | 0 | 0 | 0 | 0 | 0 | 0 | 0 | 0 | 1291.3565
7363 | 1196.9072 | 0 | 0 | 0 | 0 | 0 | 0 | 0 | 0 | 1256.1093
7364 | 1113.5542 | 0 | 0 | 0 | 0 | 0 | 0 | 0 | 0 | 1168.6334
7365 | 1185.424 | 0 | 0 | 0 | 0 | 0 | 0 | 0 | 0 | 1244.0583
7366 | 1185.7689 | 0 | 0 | 0 | 0 | 0 | 0 | 0 | 0 | 1244.4203
7367 | 1162.3773 | 0 | 0 | 0 | 0 | 0 | 0 | 0 | 0 | 1219.8713
7368 | 889.2698 | 0 | 0 | 0 | 0 | 0 | 0 | 0 | 0 | 933.2557
7369 | 85.6 | 0 | 0 | 0 | 0 | 0 | 0 | 85.6 | 0 | 0
7370 | 91.2 | 0 | 0 | 0 | 0 | 0 | 0 | 91.2 | 0 | 0
7371 | 84 | 0 | 0 | 0 | 0 | 0 | 0 | 84 | 0 | 0
7372 | 87.2 | 0 | 0 | 0 | 0 | 0 | 0 | 87.2 | 0 | 0
7373 | 81.6 | 0 | 0 | 0 | 0 | 0 | 0 | 81.6 | 0 | 0
7374 | 85.6 | 0 | 0 | 0 | 0 | 0 | 0 | 85.6 | 0 | 0
7375 | 65.492 | 0 | 59.2285 | 59.2285 | 0 | 0 | 0 | 0 | 0 | 9.5029
7376 | 93.277 | 0 | 126.1832 | 97.8907 | -28.2925 | 0 | 0 | 0 | 0 | 0
7377 | 618.406 | 0 | 1570.8924 | 648.994 | -921.8984 | 0 | 0 | 0 | 0 | 0
7378 | 770.837 | 0 | 2381.1322 | 808.9647 | -1572.1675 | 0 | 0 | 0 | 0 | 0
7379 | 1352.587 | 0 | 2923.7191 | 1419.4896 | -1504.2295 | 0 | 0 | 0 | 0 | 0
7380 | 1093.259 | 0 | 3337.9893 | 1147.3335 | -1888.3791 | 0 | 302.2767 | 0 | 0 | 0
7381 | 1179.255 | 0 | 3281.6027 | 1237.5841 | -1888.3791 | 0 | 155.6395 | 0 | 0 | 0
7382 | 1555.276 | 0 | 2786.9206 | 1632.2042 | -1154.7165 | 0 | 0 | 0 | 0 | 0
7383 | 1278.067 | 0 | 2477.1213 | 1341.2836 | -628.582 | 0 | 507.2557 | 0 | 0 | 0
7384 | 1480.787 | 0 | 1341.7664 | 1341.7664 | 0 | 0 | 0 | 202.26 | 0 | 0
7385 | 1756.931 | 0 | 636.7164 | 636.7164 | 0 | 0 | 0 | 1150.224 | 0 | 0
7386 | 1617.657 | 0 | 0 | 0 | 0 | 0 | 0 | 1617.657 | 0 | 0
7387 | 1474.4 | 0 | 0 | 0 | 0 | 0 | 0 | 0 | 0 | 1547.3278
7388 | 1431.2 | 0 | 0 | 0 | 0 | 0 | 0 | 0 | 0 | 1501.991
7389 | 1365.6 | 0 | 0 | 0 | 0 | 0 | 0 | 0 | 0 | 1433.1463
7390 | 1100.8 | 0 | 0 | 0 | 0 | 0 | 0 | 0 | 0 | 1155.2485
7391 | 1292.8 | 0 | 0 | 0 | 0 | 0 | 0 | 0 | 0 | 1356.7454
7392 | 1215.2 | 0 | 0 | 0 | 0 | 0 | 0 | 437.547 | 0 | 816.1178
7393 | 949.6 | 0 | 0 | 0 | 0 | 0 | 0 | 949.6 | 0 | 0
7394 | 1412.8 | 0 | 0 | 0 | 0 | 0 | 0 | 1412.8 | 0 | 0
7395 | 1319.2 | 0 | 0 | 0 | 0 | 0 | 0 | 1319.2 | 0 | 0
7396 | 1212.8 | 0 | 0 | 0 | 0 | 0 | 0 | 1212.8 | 0 | 0
7397 | 1012 | 0 | 0 | 0 | 0 | 0 | 0 | 1012 | 0 | 0
7398 | 1101.6 | 0 | 0 | 0 | 0 | 0 | 0 | 1101.6 | 0 | 0
7399 | 1240.205 | 0 | 497.9501 | 497.9501 | 0 | 0 | 0 | 0 | 0 | 803.5988
7400 | 972.841 | 0 | 1545.6969 | 1020.9603 | -524.7366 | 0 | 0 | 0 | 0 | 0
7401 | 1091.276 | 0 | 2738.7188 | 1145.2535 | -1593.4653 | 0 | 0 | 0 | 0 | 0
7402 | 1317.246 | 0 | 2900.9489 | 1382.4005 | -1518.5484 | 0 | 0 | 0 | 0 | 0
7403 | 1461.008 | 0 | 3392.8195 | 1533.2734 | -1859.5461 | 0 | 0 | 0 | 0 | 0
7404 | 1485.364 | 0 | 3346.0964 | 1558.8341 | -1787.2623 | 0 | 0 | 0 | 0 | 0
7405 | 1859.342 | 0 | 3108.4592 | 1951.3101 | -1157.1491 | 0 | 0 | 0 | 0 | 0
7406 | 1111.595 | 0 | 3313.2702 | 1166.5775 | -1145.9367 | 0 | 1000.7561 | 0 | 0 | 0
7407 | 1623.432 | 0 | 2630.0868 | 1703.7313 | 0 | 0 | 926.3555 | 0 | 0 | 0
7408 | 1529.712 | 0 | 1057.8574 | 1057.8574 | 0 | 0 | 0 | 521.713 | 0 | 0
7409 | 1351.591 | 0 | 478.6578 | 478.6578 | 0 | 0 | 0 | 895.493 | 0 | 0
7410 | 1119.86 | 0 | 0 | 0 | 0 | 0 | 0 | 1119.86 | 0 | 0
7411 | 915.2 | 0 | 0 | 0 | 0 | 0 | 0 | 0 | 0 | 960.4683
7412 | 1072.8 | 0 | 0 | 0 | 0 | 0 | 0 | 0 | 0 | 1125.8636
7413 | 1204 | 0 | 0 | 0 | 0 | 0 | 0 | 0 | 0 | 1263.5531
7414 | 921.6 | 0 | 0 | 0 | 0 | 0 | 0 | 0 | 0 | 967.1848
7415 | 1499.2 | 0 | 0 | 0 | 0 | 0 | 0 | 0 | 0 | 1573.3545
7416 | 1340 | 0 | 0 | 0 | 0 | 0 | 0 | 1340 | 0 | 0
7417 | 1268 | 0 | 0 | 0 | 0 | 0 | 0 | 1268 | 0 | 0
7418 | 1223.2 | 0 | 0 | 0 | 0 | 0 | 0 | 1223.2 | 0 | 0
7419 | 1244.8 | 0 | 0 | 0 | 0 | 0 | 0 | 1244.8 | 0 | 0
7420 | 1196 | 0 | 0 | 0 | 0 | 0 | 0 | 1196 | 0 | 0
7421 | 920 | 0 | 0 | 0 | 0 | 0 | 0 | 920 | 0 | 0
7422 | 1409.6 | 0 | 0 | 0 | 0 | 0 | 0 | 1409.6 | 0 | 0
7423 | 1301.174 | 0 | 189.4354 | 0 | -189.4354 | 0 | 0 | 1301.174 | 0 | 0
7424 | 900.704 | 0 | 647.3548 | 0 | -647.3548 | 0 | 0 | 900.704 | 0 | 0
7425 | 1025.232 | 0 | 301.1454 | 61.5038 | -239.6417 | 0 | 0 | 966.627 | 0 | 0
7426 | 1161.734 | 0 | 1522.1543 | 1219.1965 | -302.9578 | 0 | 0 | 0 | 0 | 0
7427 | 1161.093 | 0 | 2229.6591 | 1218.5238 | -1011.1353 | 0 | 0 | 0 | 0 | 0
7428 | 1382.406 | 0 | 2031.636 | 1450.7835 | -580.8524 | 0 | 0 | 0 | 0 | 0
7429 | 1308.312 | 0 | 2029.5381 | 1373.0246 | -656.5134 | 0 | 0 | 0 | 0 | 0
7430 | 1078.045 | 0 | 1907.961 | 1131.368 | -776.593 | 0 | 0 | 0 | 0 | 0
7431 | 1313.362 | 0 | 1531.397 | 1378.3244 | -153.0725 | 0 | 0 | 0 | 0 | 0
7432 | 1419.024 | 0 | 612.4601 | 612.4601 | 0 | 0 | 0 | 835.43 | 0 | 0
7433 | 1209.14 | 0 | 331.2734 | 331.2734 | 0 | 0 | 0 | 893.48 | 0 | 0
7434 | 1214.131 | 0 | 0 | 0 | 0 | 0 | 0 | 1214.131 | 0 | 0
7435 | 1495.2 | 0 | 0 | 0 | 0 | 0 | 0 | 0 | 0 | 1569.1566
7436 | 1044.8 | 0 | 0 | 0 | 0 | 0 | 0 | 0 | 0 | 1096.4786
7437 | 1540.8 | 0 | 0 | 0 | 0 | 0 | 0 | 0 | 0 | 1617.0121
7438 | 1288 | 0 | 0 | 0 | 0 | 0 | 0 | 0 | 0 | 1351.708
7439 | 1128.8 | 0 | 0 | 0 | 0 | 0 | 0 | 0 | 0 | 1184.6335
7440 | 1216 | 0 | 0 | 0 | 0 | 0 | 0 | 1216 | 0 | 0
7441 | 784.8 | 0 | 0 | 0 | 0 | 0 | 0 | 784.8 | 0 | 0
7442 | 1167.2 | 0 | 0 | 0 | 0 | 0 | 0 | 1167.2 | 0 | 0
7443 | 1024 | 0 | 0 | 0 | 0 | 0 | 0 | 1024 | 0 | 0
7444 | 1230.4 | 0 | 0 | 0 | 0 | 0 | 0 | 1230.4 | 0 | 0
7445 | 1207.2 | 0 | 0 | 0 | 0 | 0 | 0 | 1207.2 | 0 | 0
7446 | 961.6 | 0 | 0 | 0 | 0 | 0 | 0 | 961.6 | 0 | 0
7447 | 1106.751 | 0 | 417.8656 | 417.8656 | 0 | 0 | 0 | 708.58 | 0 | 0
7448 | 981.304 | 0 | 1606.061 | 1029.8419 | -576.219 | 0 | 0 | 0 | 0 | 0
7449 | 1087.115 | 0 | 2692.5781 | 1140.8866 | -1551.6915 | 0 | 0 | 0 | 0 | 0
7450 | 1162.094 | 0 | 3468.999 | 1219.5743 | -1888.3791 | 0 | 361.0456 | 0 | 0 | 0
7451 | 1710.031 | 0 | 3242.2793 | 1794.6138 | -1447.6656 | 0 | 0 | 0 | 0 | 0
7452 | 1447.547 | 0 | 3358.9523 | 1519.1466 | -1839.8057 | 0 | 0 | 0 | 0 | 0
7453 | 1355.19 | 0 | 2480.6402 | 1422.2214 | -1058.4188 | 0 | 0 | 0 | 0 | 0
7454 | 1224.544 | 0 | 2715.4375 | 1285.1133 | -1224.4648 | 0 | 205.8595 | 0 | 0 | 0
7455 | 1435.996 | 0 | 1620.5751 | 1507.0242 | 0 | 0 | 113.5508 | 0 | 0 | 0
7456 | 1576.816 | 0 | 1548.1821 | 1548.1821 | 0 | 0 | 0 | 101.602 | 0 | 0
7457 | 1545.343 | 0 | 677.5552 | 677.5552 | 0 | 0 | 0 | 899.722 | 0 | 0
7458 | 1644.762 | 0 | 0 | 0 | 0 | 0 | 0 | 1644.762 | 0 | 0
7459 | 1521.6 | 0 | 0 | 0 | 0 | 0 | 0 | 0 | 0 | 1596.8624
7460 | 1470.4 | 0 | 0 | 0 | 0 | 0 | 0 | 0 | 0 | 1543.13
7461 | 1567.2 | 0 | 0 | 0 | 0 | 0 | 0 | 0 | 0 | 1644.7179
7462 | 1155.2 | 0 | 0 | 0 | 0 | 0 | 0 | 0 | 0 | 1212.3393
7463 | 1411.2 | 0 | 0 | 0 | 0 | 0 | 0 | 0 | 0 | 1481.0018
7464 | 1588.8 | 0 | 0 | 0 | 0 | 0 | 0 | 1588.8 | 0 | 0
7465 | 1478.4 | 0 | 0 | 0 | 0 | 0 | 0 | 1478.4 | 0 | 0
7466 | 1609.6 | 0 | 0 | 0 | 0 | 0 | 0 | 1609.6 | 0 | 0
7467 | 1016 | 0 | 0 | 0 | 0 | 0 | 0 | 1016 | 0 | 0
7468 | 1200 | 0 | 0 | 0 | 0 | 0 | 0 | 1200 | 0 | 0
7469 | 1240 | 0 | 0 | 0 | 0 | 0 | 0 | 1240 | 0 | 0
7470 | 1102.4 | 0 | 0 | 0 | 0 | 0 | 0 | 1102.4 | 0 | 0
7471 | 1127.493 | 0 | 218.6062 | 135.7144 | -82.8918 | 0 | 0 | 998.175 | 0 | 0
7472 | 1108.431 | 0 | 391.4527 | 391.4527 | 0 | 0 | 0 | 735.428 | 0 | 0
7473 | 1506.879 | 0 | 1009.0248 | 1009.0248 | 0 | 0 | 0 | 545.411 | 0 | 0
7474 | 1545.101 | 0 | 1388.3048 | 1388.3048 | 0 | 0 | 0 | 222.229 | 0 | 0
7475 | 1717.536 | 0 | 3180.6381 | 1802.49 | -1378.1481 | 0 | 0 | 0 | 0 | 0
7476 | 1743.337 | 0 | 3690.5112 | 1829.5672 | -1860.944 | 0 | 0 | 0 | 0 | 0
7477 | 1659.288 | 0 | 3669.7507 | 1741.3609 | -1888.3791 | 0 | 40.0108 | 0 | 0 | 0
7478 | 1711.846 | 0 | 3503.8821 | 1796.5185 | -1707.3635 | 0 | 0 | 0 | 0 | 0
7479 | 1778.711 | 0 | 1327.8936 | 1327.8936 | 0 | 0 | 0 | 513.403 | 0 | 0
7480 | 1671.964 | 0 | 1406.2664 | 1406.2664 | 0 | 0 | 0 | 331.977 | 0 | 0
7481 | 1740.399 | 0 | 7.8153 | 7.8153 | 0 | 0 | 0 | 1732.952 | 0 | 0
7482 | 1561.823 | 0 | 0 | 0 | 0 | 0 | 0 | 1561.823 | 0 | 0
7483 | 1636 | 0 | 0 | 0 | 0 | 0 | 0 | 0 | 0 | 1716.921
7484 | 1423.2 | 0 | 0 | 0 | 0 | 0 | 0 | 0 | 0 | 1493.5953
7485 | 1198.4 | 0 | 0 | 0 | 0 | 0 | 0 | 0 | 0 | 1257.6761
7486 | 1556.8 | 0 | 0 | 0 | 0 | 0 | 0 | 0 | 0 | 1633.8035
7487 | 1191.2 | 0 | 0 | 0 | 0 | 0 | 0 | 0 | 0 | 1250.12
7488 | 1529.6 | 0 | 0 | 0 | 0 | 0 | 0 | 1529.6 | 0 | 0
7489 | 1598.4 | 0 | 0 | 0 | 0 | 0 | 0 | 1598.4 | 0 | 0
7490 | 1415.2 | 0 | 0 | 0 | 0 | 0 | 0 | 1415.2 | 0 | 0
7491 | 1582.4 | 0 | 0 | 0 | 0 | 0 | 0 | 1582.4 | 0 | 0
7492 | 1364.8 | 0 | 0 | 0 | 0 | 0 | 0 | 1364.8 | 0 | 0
7493 | 1329.6 | 0 | 0 | 0 | 0 | 0 | 0 | 1329.6 | 0 | 0
7494 | 1695.2 | 0 | 0 | 0 | 0 | 0 | 0 | 1695.2 | 0 | 0
7495 | 1435.98 | 0 | 209.7446 | 209.7446 | 0 | 0 | 0 | 1236.121 | 0 | 0
7496 | 1870.081 | 0 | 1299.5602 | 1299.5602 | 0 | 0 | 0 | 631.771 | 0 | 0
7497 | 1222.75 | 0 | 2175.3347 | 1283.2305 | -892.1042 | 0 | 0 | 0 | 0 | 0
7498 | 1723.893 | 0 | 3000.5818 | 1809.1614 | -1191.4204 | 0 | 0 | 0 | 0 | 0
7499 | 1512.119 | 0 | 2721.749 | 1586.9125 | -1134.8365 | 0 | 0 | 0 | 0 | 0
7500 | 1701.586 | 0 | 3346.5844 | 1785.751 | -1560.8333 | 0 | 0 | 0 | 0 | 0
7501 | 1506.384 | 0 | 2708.2571 | 1580.8938 | -1127.3633 | 0 | 0 | 0 | 0 | 0
7502 | 1400.986 | 0 | 1861.559 | 1470.2826 | -391.2764 | 0 | 0 | 0 | 0 | 0
7503 | 1718.665 | 0 | 2006.3282 | 1803.6748 | -202.6533 | 0 | 0 | 0 | 0 | 0
7504 | 1537.608 | 0 | 177.7853 | 177.7853 | 0 | 0 | 0 | 1368.202 | 0 | 0
7505 | 1343.34 | 0 | 147.2711 | 147.2711 | 0 | 0 | 0 | 1203.01 | 0 | 0
7506 | 1522.828 | 0 | 0 | 0 | 0 | 0 | 0 | 1522.828 | 0 | 0
7507 | 1356.8 | 0 | 0 | 0 | 0 | 0 | 0 | 1356.8 | 0 | 0
7508 | 1599.2 | 0 | 0 | 0 | 0 | 0 | 0 | 1599.2 | 0 | 0
7509 | 1412.8 | 0 | 0 | 0 | 0 | 0 | 0 | 1209.794 | 0 | 213.0472
7510 | 1264.8 | 0 | 0 | 0 | 0 | 0 | 0 | 0 | 0 | 1327.3604
7511 | 1524 | 0 | 0 | 0 | 0 | 0 | 0 | 0 | 0 | 1599.3812
7512 | 828.8 | 0 | 0 | 0 | 0 | 0 | 0 | 0 | 0 | 869.7947
7513 | 1140 | 0 | 0 | 0 | 0 | 0 | 0 | 1140 | 0 | 0
7514 | 1248.8 | 0 | 0 | 0 | 0 | 0 | 0 | 1248.8 | 0 | 0
7515 | 1267.2 | 0 | 0 | 0 | 0 | 0 | 0 | 1267.2 | 0 | 0
7516 | 1367.2 | 0 | 0 | 0 | 0 | 0 | 0 | 1367.2 | 0 | 0
7517 | 1266.4 | 0 | 0 | 0 | 0 | 0 | 0 | 1266.4 | 0 | 0
7518 | 1180 | 0 | 0 | 0 | 0 | 0 | 0 | 1180 | 0 | 0
7519 | 1235.738 | 0 | 377.4676 | 377.4676 | 0 | 0 | 0 | 0 | 0 | 919.3933
7520 | 932.415 | 0 | 1288.4044 | 978.5348 | -309.8696 | 0 | 0 | 0 | 0 | 0
7521 | 1225.774 | 0 | 2193.9616 | 1286.4041 | -907.5575 | 0 | 0 | 0 | 0 | 0
7522 | 1183.594 | 0 | 2848.6637 | 1242.1378 | -1606.5259 | 0 | 0 | 0 | 0 | 0
7523 | 1167.775 | 0 | 3357.3424 | 1225.5363 | -1888.3791 | 0 | 243.4271 | 0 | 0 | 0
7524 | 1149.101 | 0 | 2749.6542 | 1205.9386 | -1543.7156 | 0 | 0 | 0 | 0 | 0
7525 | 1061.564 | 0 | 2605.6291 | 1114.0718 | -1491.5573 | 0 | 0 | 0 | 0 | 0
7526 | 1207.035 | 0 | 2090.7092 | 1266.7382 | -823.9709 | 0 | 0 | 0 | 0 | 0
7527 | 1229.373 | 0 | 1165.1754 | 1165.1754 | 0 | 0 | 0 | 119.114 | 0 | 0
7528 | 1219.569 | 0 | 717.6499 | 717.6499 | 0 | 0 | 0 | 535.743 | 0 | 0
7529 | 850.341 | 0 | 247.266 | 247.266 | 0 | 0 | 0 | 614.729 | 0 | 0
7530 | 1029.964 | 0 | 0 | 0 | 0 | 0 | 0 | 1029.964 | 0 | 0
7531 | 1183.2 | 0 | 0 | 0 | 0 | 0 | 0 | 0 | 0 | 1241.7243
7532 | 1294.4 | 0 | 0 | 0 | 0 | 0 | 0 | 0 | 0 | 1358.4245
7533 | 1021.6 | 0 | 0 | 0 | 0 | 0 | 0 | 0 | 0 | 1072.1311
7534 | 1191.2 | 0 | 0 | 0 | 0 | 0 | 0 | 0 | 0 | 1250.12
7535 | 1176 | 0 | 0 | 0 | 0 | 0 | 0 | 0 | 0 | 1234.1681
7536 | 173.6 | 0 | 0 | 0 | 0 | 0 | 0 | 173.6 | 0 | 0
7537 | 89.6 | 0 | 0 | 0 | 0 | 0 | 0 | 89.6 | 0 | 0
7538 | 171.2 | 0 | 0 | 0 | 0 | 0 | 0 | 171.2 | 0 | 0
7539 | 109.6 | 0 | 0 | 0 | 0 | 0 | 0 | 109.6 | 0 | 0
7540 | 114.4 | 0 | 0 | 0 | 0 | 0 | 0 | 114.4 | 0 | 0
7541 | 85.6 | 0 | 0 | 0 | 0 | 0 | 0 | 85.6 | 0 | 0
7542 | 88.8 | 0 | 0 | 0 | 0 | 0 | 0 | 88.8 | 0 | 0
7543 | 85.749 | 0 | 208.906 | 0 | -208.906 | 0 | 0 | 85.749 | 0 | 0
7544 | 209.928 | 0 | 169.1734 | 0 | -169.1734 | 0 | 0 | 209.928 | 0 | 0
7545 | 856.951 | 0 | 569.4521 | 498.9062 | -70.5459 | 0 | 0 | 381.559 | 0 | 0
7546 | 1343.987 | 0 | 696.8894 | 696.8894 | 0 | 0 | 0 | 679.943 | 0 | 0
7547 | 1233.607 | 0 | 1121.9711 | 1121.9711 | 0 | 0 | 0 | 164.516 | 0 | 0
7548 | 1009.939 | 0 | 1878.9979 | 1059.8933 | -819.1046 | 0 | 0 | 0 | 0 | 0
7549 | 1251.764 | 0 | 1564.8003 | 1313.6796 | -251.1207 | 0 | 0 | 0 | 0 | 0
7550 | 1114.082 | 0 | 2366.8018 | 1169.1875 | -1197.6143 | 0 | 0 | 0 | 0 | 0
7551 | 1131.027 | 0 | 2817.9648 | 1186.9707 | -1630.9941 | 0 | 0 | 0 | 0 | 0
7552 | 1306.039 | 0 | 1976.9012 | 1370.6392 | -606.262 | 0 | 0 | 0 | 0 | 0
7553 | 1317.887 | 0 | 788.6586 | 788.6586 | 0 | 0 | 0 | 566.399 | 0 | 0
7554 | 1482.151 | 0 | 0 | 0 | 0 | 0 | 0 | 1482.151 | 0 | 0
7555 | 1344.8 | 0 | 0 | 0 | 0 | 0 | 0 | 0 | 0 | 1411.3174
7556 | 1447.2 | 0 | 0 | 0 | 0 | 0 | 0 | 0 | 0 | 1518.7824
7557 | 1483.2 | 0 | 0 | 0 | 0 | 0 | 0 | 0 | 0 | 1556.5631
7558 | 1075.2 | 0 | 0 | 0 | 0 | 0 | 0 | 0 | 0 | 1128.3823
7559 | 1232.8 | 0 | 0 | 0 | 0 | 0 | 0 | 0 | 0 | 1293.7776
7560 | 1115.2 | 0 | 0 | 0 | 0 | 0 | 0 | 1115.2 | 0 | 0
7561 | 1131.2 | 0 | 0 | 0 | 0 | 0 | 0 | 1131.2 | 0 | 0
7562 | 1402.4 | 0 | 0 | 0 | 0 | 0 | 0 | 1402.4 | 0 | 0
7563 | 878.4 | 0 | 0 | 0 | 0 | 0 | 0 | 878.4 | 0 | 0
7564 | 985.6 | 0 | 0 | 0 | 0 | 0 | 0 | 985.6 | 0 | 0
7565 | 1147.2 | 0 | 0 | 0 | 0 | 0 | 0 | 1147.2 | 0 | 0
7566 | 1303.2 | 0 | 0 | 0 | 0 | 0 | 0 | 1303.2 | 0 | 0
7567 | 1182.365 | 0 | 504.2207 | 504.2207 | 0 | 0 | 0 | 701.909 | 0 | 0
7568 | 1335.808 | 0 | 1775.163 | 1401.8807 | -373.2823 | 0 | 0 | 0 | 0 | 0
7569 | 1230.58 | 0 | 2839.9563 | 1291.4478 | -1548.5085 | 0 | 0 | 0 | 0 | 0
7570 | 1363.817 | 0 | 3578.4569 | 1431.2751 | -1888.3791 | 0 | 258.8027 | 0 | 0 | 0
7571 | 1384.068 | 0 | 4020.8159 | 1452.5267 | -1888.3791 | 0 | 679.9102 | 0 | 0 | 0
7572 | 1456.248 | 0 | 4181.1864 | 1528.2769 | -1888.3791 | 0 | 764.5304 | 0 | 0 | 0
7573 | 1474.147 | 0 | 3870.4132 | 1547.0623 | -1888.3791 | 0 | 434.9719 | 0 | 0 | 0
7574 | 1408.803 | 0 | 1462.7663 | 1462.7663 | 0 | 0 | 0 | 14.979 | 0 | 0
7575 | 1416.215 | 0 | 324.9262 | 324.9262 | 0 | 0 | 0 | 1106.603 | 0 | 0
7576 | 1598.239 | 0 | 763.3571 | 763.3571 | 0 | 0 | 0 | 870.86 | 0 | 0
7577 | 1617.779 | 0 | 558.6825 | 558.6825 | 0 | 0 | 0 | 1085.428 | 0 | 0
7578 | 1347.526 | 0 | 0 | 0 | 0 | 0 | 0 | 1347.526 | 0 | 0
7579 | 1315.2 | 0 | 0 | 0 | 0 | 0 | 0 | 0 | 0 | 1380.2533
7580 | 1236.8 | 0 | 0 | 0 | 0 | 0 | 0 | 0 | 0 | 1297.9755
7581 | 1147.2 | 0 | 0 | 0 | 0 | 0 | 0 | 0 | 0 | 1203.9436
7582 | 1199.2 | 0 | 0 | 0 | 0 | 0 | 0 | 0 | 0 | 1258.5157
7583 | 1183.2 | 0 | 0 | 0 | 0 | 0 | 0 | 0 | 0 | 1241.7243
7584 | 1420 | 0 | 0 | 0 | 0 | 0 | 0 | 1420 | 0 | 0
7585 | 1430.4 | 0 | 0 | 0 | 0 | 0 | 0 | 1430.4 | 0 | 0
7586 | 1165.6 | 0 | 0 | 0 | 0 | 0 | 0 | 1165.6 | 0 | 0
7587 | 1365.6 | 0 | 0 | 0 | 0 | 0 | 0 | 1365.6 | 0 | 0
7588 | 876.8 | 0 | 0 | 0 | 0 | 0 | 0 | 876.8 | 0 | 0
7589 | 816 | 0 | 0 | 0 | 0 | 0 | 0 | 816 | 0 | 0
7590 | 768 | 0 | 0 | 0 | 0 | 0 | 0 | 768 | 0 | 0
7591 | 1244.499 | 0 | 423.1444 | 423.1444 | 0 | 0 | 0 | 841.298 | 0 | 0
7592 | 1277.595 | 0 | 1779.9234 | 1340.7883 | -439.1351 | 0 | 0 | 0 | 0 | 0
7593 | 1546.546 | 0 | 2367.6109 | 1623.0423 | -744.5686 | 0 | 0 | 0 | 0 | 0
7594 | 1572.208 | 0 | 3436.6955 | 1649.9737 | -1786.7218 | 0 | 0 | 0 | 0 | 0
7595 | 1429.627 | 0 | 3785.3773 | 1500.3392 | -1888.3791 | 0 | 396.6591 | 0 | 0 | 0
7596 | 1773.524 | 0 | 1855.4018 | 1855.4018 | 0 | 0 | 0 | 5.57 | 0 | 0
7597 | 1456.594 | 0 | 1021.8681 | 1021.8681 | 0 | 0 | 0 | 482.888 | 0 | 0
7598 | 1568.38 | 0 | 1588.6399 | 1588.6399 | 0 | 0 | 0 | 54.615 | 0 | 0
7599 | 1614.354 | 0 | 2448.1646 | 1694.2043 | -753.9602 | 0 | 0 | 0 | 0 | 0
7600 | 1835.767 | 0 | 1709.8424 | 1709.8424 | 0 | 0 | 0 | 206.512 | 0 | 0
7601 | 1488.288 | 0 | 296.0513 | 296.0513 | 0 | 0 | 0 | 1206.19 | 0 | 0
7602 | 1561.284 | 0 | 0 | 0 | 0 | 0 | 0 | 1561.284 | 0 | 0
7603 | 1532 | 0 | 0 | 0 | 0 | 0 | 0 | 0 | 0 | 1607.7769
7604 | 1440.8 | 0 | 0 | 0 | 0 | 0 | 0 | 0 | 0 | 1512.0659
7605 | 1496.8 | 0 | 0 | 0 | 0 | 0 | 0 | 0 | 0 | 1570.8358
7606 | 967.2 | 0 | 0 | 0 | 0 | 0 | 0 | 0 | 0 | 1015.0403
7607 | 1389.6 | 0 | 0 | 0 | 0 | 0 | 0 | 0 | 0 | 1458.3334
7608 | 994.4 | 0 | 0 | 0 | 0 | 0 | 0 | 994.4 | 0 | 0
7609 | 1131.2 | 0 | 0 | 0 | 0 | 0 | 0 | 1131.2 | 0 | 0
7610 | 1332.8 | 0 | 0 | 0 | 0 | 0 | 0 | 1332.8 | 0 | 0
7611 | 1132.8 | 0 | 0 | 0 | 0 | 0 | 0 | 1132.8 | 0 | 0
7612 | 1163.2 | 0 | 0 | 0 | 0 | 0 | 0 | 1163.2 | 0 | 0
7613 | 1312.8 | 0 | 0 | 0 | 0 | 0 | 0 | 1312.8 | 0 | 0
7614 | 1239.2 | 0 | 0 | 0 | 0 | 0 | 0 | 1239.2 | 0 | 0
7615 | 1053.267 | 0 | 382.6918 | 382.6918 | 0 | 0 | 0 | 688.612 | 0 | 0
7616 | 1323.515 | 0 | 1357.5461 | 1357.5461 | 0 | 0 | 0 | 19.403 | 0 | 11.0708
7617 | 1381.943 | 0 | 2424.9483 | 1450.2976 | -974.6507 | 0 | 0 | 0 | 0 | 0
7618 | 1401.676 | 0 | 3482.4373 | 1471.0067 | -1888.3791 | 0 | 123.0516 | 0 | 0 | 0
7619 | 1376.532 | 0 | 3891.4476 | 1444.619 | -1888.3791 | 0 | 558.4495 | 0 | 0 | 0
7620 | 1661.105 | 0 | 4043.6281 | 1743.2677 | -1888.3791 | 0 | 411.9813 | 0 | 0 | 0
7621 | 1751.024 | 0 | 3949.57 | 1837.6344 | -1888.3791 | 0 | 223.5565 | 0 | 0 | 0
7622 | 1832.523 | 0 | 3584.9174 | 1923.1645 | -1058.4786 | 0 | 603.2742 | 0 | 0 | 0
7623 | 1589.617 | 0 | 2343.4198 | 1668.2438 | 0 | 0 | 675.176 | 0 | 0 | 0
7624 | 1620.881 | 0 | 1560.9016 | 1560.9016 | 0 | 0 | 0 | 133.547 | 0 | 0
7625 | 1347.911 | 0 | 553.601 | 553.601 | 0 | 0 | 0 | 820.402 | 0 | 0
7626 | 1547.415 | 0 | 0 | 0 | 0 | 0 | 0 | 1547.415 | 0 | 0
7627 | 1665.6 | 0 | 0 | 0 | 0 | 0 | 0 | 0 | 0 | 1747.9851
7628 | 1189.6 | 0 | 0 | 0 | 0 | 0 | 0 | 0 | 0 | 1248.4408
7629 | 890.4 | 0 | 0 | 0 | 0 | 0 | 0 | 0 | 0 | 934.4416
7630 | 993.6 | 0 | 0 | 0 | 0 | 0 | 0 | 0 | 0 | 1042.7461
7631 | 1250.4 | 0 | 0 | 0 | 0 | 0 | 0 | 0 | 0 | 1312.2482
7632 | 1127.2 | 0 | 0 | 0 | 0 | 0 | 0 | 966.414 | 0 | 168.7389
7633 | 1052 | 0 | 0 | 0 | 0 | 0 | 0 | 1052 | 0 | 0
7634 | 1386.4 | 0 | 0 | 0 | 0 | 0 | 0 | 1386.4 | 0 | 0
7635 | 1046.4 | 0 | 0 | 0 | 0 | 0 | 0 | 1046.4 | 0 | 0
7636 | 1260 | 0 | 0 | 0 | 0 | 0 | 0 | 1260 | 0 | 0
7637 | 1321.6 | 0 | 0 | 0 | 0 | 0 | 0 | 1321.6 | 0 | 0
7638 | 721.6 | 0 | 0 | 0 | 0 | 0 | 0 | 721.6 | 0 | 0
7639 | 904.057 | 0 | 246.1252 | 246.1252 | 0 | 0 | 0 | 0 | 0 | 702.6489
7640 | 979.12 | 0 | 1679.7196 | 1027.5499 | -652.1697 | 0 | 0 | 0 | 0 | 0
7641 | 1105.275 | 0 | 2250.9369 | 1159.9449 | -1090.992 | 0 | 0 | 0 | 0 | 0
7642 | 1633.544 | 0 | 2041.1336 | 1714.3435 | -326.7901 | 0 | 0 | 0 | 0 | 0
7643 | 1559.029 | 0 | 3660.1638 | 1636.1428 | -1888.3791 | 0 | 135.642 | 0 | 0 | 0
7644 | 1491.985 | 0 | 2617.4565 | 1565.7826 | -1051.6739 | 0 | 0 | 0 | 0 | 0
7645 | 1664.025 | 0 | 2466.0369 | 1746.3322 | -719.7047 | 0 | 0 | 0 | 0 | 0
7646 | 1509.416 | 0 | 2333.9221 | 1584.0758 | -749.8463 | 0 | 0 | 0 | 0 | 0
7647 | 1181.19 | 0 | 2478.1383 | 1239.6149 | -1238.5234 | 0 | 0 | 0 | 0 | 0
7648 | 1646.173 | 0 | 1974.7614 | 1727.5972 | -247.1642 | 0 | 0 | 0 | 0 | 0
7649 | 1321.611 | 0 | 760.9675 | 760.9675 | 0 | 0 | 0 | 596.509 | 0 | 0
7650 | 1456.398 | 0 | 0 | 0 | 0 | 0 | 0 | 1456.398 | 0 | 0
7651 | 1341.6 | 0 | 0 | 0 | 0 | 0 | 0 | 0 | 0 | 1407.9592
7652 | 1266.4 | 0 | 0 | 0 | 0 | 0 | 0 | 0 | 0 | 1329.0396
7653 | 1124.8 | 0 | 0 | 0 | 0 | 0 | 0 | 0 | 0 | 1180.4356
7654 | 1446.4 | 0 | 0 | 0 | 0 | 0 | 0 | 0 | 0 | 1517.9429
7655 | 1150.4 | 0 | 0 | 0 | 0 | 0 | 0 | 0 | 0 | 1207.3019
7656 | 1467.2 | 0 | 0 | 0 | 0 | 0 | 0 | 1467.2 | 0 | 0
7657 | 1057.6 | 0 | 0 | 0 | 0 | 0 | 0 | 1057.6 | 0 | 0
7658 | 1108 | 0 | 0 | 0 | 0 | 0 | 0 | 1108 | 0 | 0
7659 | 1446.4 | 0 | 0 | 0 | 0 | 0 | 0 | 1446.4 | 0 | 0
7660 | 1334.4 | 0 | 0 | 0 | 0 | 0 | 0 | 1334.4 | 0 | 0
7661 | 826.4 | 0 | 0 | 0 | 0 | 0 | 0 | 476.506 | 0 | 367.2007
7662 | 1045.6 | 0 | 0 | 0 | 0 | 0 | 0 | 0 | 0 | 1097.3182
7663 | 960.752 | 0 | 501.2968 | 501.2968 | 0 | 0 | 0 | 0 | 0 | 506.9765
7664 | 891.267 | 0 | 1771.6148 | 935.3515 | -836.2633 | 0 | 0 | 0 | 0 | 0
7665 | 1021.024 | 0 | 2830.5888 | 1071.5266 | -1759.0622 | 0 | 0 | 0 | 0 | 0
7666 | 1278.022 | 0 | 3571.3363 | 1341.2364 | -1888.3791 | 0 | 341.7208 | 0 | 0 | 0
7667 | 1410.682 | 0 | 4058.6238 | 1480.4581 | -1888.3791 | 0 | 689.7866 | 0 | 0 | 0
7668 | 1375.315 | 0 | 3693.097 | 1443.3418 | -1888.3791 | 0 | 361.3762 | 0 | 0 | 0
7669 | 1500.064 | 0 | 3719.7303 | 1574.2612 | -1326.184 | 0 | 819.2851 | 0 | 0 | 0
7670 | 1347.201 | 0 | 2338.8851 | 1413.8372 | 0 | 0 | 925.0479 | 0 | 0 | 0
7671 | 1165.374 | 0 | 2912.6998 | 1223.0165 | 0 | 0 | 1689.6832 | 0 | 0 | 0
7672 | 1265.572 | 0 | 1717.9432 | 1328.1706 | 0 | 0 | 389.7725 | 0 | 0 | 0
7673 | 1012.197 | 0 | 235.6705 | 235.6705 | 0 | 0 | 0 | 651.252 | 0 | 143.1289
7674 | 1011.616 | 0 | 0 | 0 | 0 | 0 | 0 | 0 | 0 | 1061.6533
7675 | 971.2 | 0 | 0 | 0 | 0 | 0 | 0 | 0 | 0 | 1019.2382
7676 | 1312 | 0 | 0 | 0 | 0 | 0 | 0 | 0 | 0 | 1376.8951
7677 | 1095.2 | 0 | 0 | 0 | 0 | 0 | 0 | 0 | 0 | 1149.3716
7678 | 1071.2 | 0 | 0 | 0 | 0 | 0 | 0 | 0 | 0 | 1124.1844
7679 | 1172 | 0 | 0 | 0 | 0 | 0 | 0 | 0 | 0 | 1229.9703
7680 | 1040 | 0 | 0 | 0 | 0 | 0 | 0 | 0 | 0 | 1091.4412
7681 | 1044 | 0 | 0 | 0 | 0 | 0 | 0 | 1044 | 0 | 0
7682 | 1136.8 | 0 | 0 | 0 | 0 | 0 | 0 | 1136.8 | 0 | 0
7683 | 1080.8 | 0 | 0 | 0 | 0 | 0 | 0 | 1080.8 | 0 | 0
7684 | 1034.4 | 0 | 0 | 0 | 0 | 0 | 0 | 1034.4 | 0 | 0
7685 | 1055.2 | 0 | 0 | 0 | 0 | 0 | 0 | 1055.2 | 0 | 0
7686 | 1076 | 0 | 0 | 0 | 0 | 0 | 0 | 1076 | 0 | 0
7687 | 886.193 | 0 | 511.7338 | 511.7338 | 0 | 0 | 0 | 0 | 0 | 418.2927
7688 | 293.458 | 0 | 1787.2644 | 307.9732 | -1479.2911 | 0 | 0 | 0 | 0 | 0
7689 | 141.382 | 0 | 2799.3851 | 148.3751 | -1888.3791 | 0 | 762.6309 | 0 | 0 | 0
7690 | 225.957 | 0 | 3480.5651 | 237.1334 | -1888.3791 | 0 | 1355.0526 | 0 | 0 | 0
7691 | 173.99 | 0 | 3895.0966 | 182.595 | -1888.3791 | 0 | 1824.1225 | 0 | 0 | 0
7692 | 186.914 | 0 | 2687.8944 | 196.1593 | -1888.3791 | 0 | 603.356 | 0 | 0 | 0
7693 | 144.11 | 0 | 3449.8064 | 151.2381 | -553.8392 | 0 | 2744.7291 | 0 | 0 | 0
7694 | 135.505 | 0 | 3272.5679 | 142.2074 | 0 | 0 | 3130.3604 | 0 | 0 | 0
7695 | 194.577 | 0 | 2957.7878 | 204.2013 | 0 | 0 | 2753.5865 | 0 | 0 | 0
7696 | 215.288 | 0 | 1328.7079 | 225.9367 | 0 | 0 | 1102.7712 | 0 | 0 | 0
7697 | 184.122 | 0 | 788.8014 | 193.2292 | 0 | 0 | 595.5722 | 0 | 0 | 0
7698 | 203.03 | 0 | 0 | 0 | 0 | 0 | 0 | 0 | 0 | 213.0724
7699 | 140 | 0 | 0 | 0 | 0 | 0 | 0 | 0 | 0 | 146.9248
7700 | 197.6 | 0 | 0 | 0 | 0 | 0 | 0 | 0 | 0 | 207.3738
7701 | 199.2 | 0 | 0 | 0 | 0 | 0 | 0 | 0 | 0 | 209.053
7702 | 108.8 | 0 | 0 | 0 | 0 | 0 | 0 | 0 | 0 | 114.1815
7703 | 98.4 | 0 | 0 | 0 | 0 | 0 | 0 | 0 | 0 | 103.2671
7704 | 102.4 | 0 | 0 | 0 | 0 | 0 | 0 | 0 | 0 | 107.465
7705 | 92.8 | 0 | 0 | 0 | 0 | 0 | 0 | 0 | 0 | 97.3901
7706 | 99.2 | 0 | 0 | 0 | 0 | 0 | 0 | 0 | 0 | 104.1067
7707 | 94.4 | 0 | 0 | 0 | 0 | 0 | 0 | 0 | 0 | 99.0693
7708 | 98.4 | 0 | 0 | 0 | 0 | 0 | 0 | 0 | 0 | 103.2671
7709 | 92.8 | 0 | 0 | 0 | 0 | 0 | 0 | 0 | 0 | 97.3901
7710 | 93.6 | 0 | 0 | 0 | 0 | 0 | 0 | 0 | 0 | 98.2297
7711 | 80.485 | 0 | 469.4089 | 84.466 | -384.9429 | 0 | 0 | 0 | 0 | 0
7712 | 100.984 | 0 | 1715.7204 | 105.9779 | -1507.8533 | 0 | 101.8892 | 0 | 0 | 0
7713 | 679.251 | 0 | 2744.4772 | 712.8486 | 0 | 0 | 2031.6286 | 0 | 0 | 0
7714 | 1271.683 | 0 | 3439.9226 | 1334.5839 | 0 | 0 | 2105.3387 | 0 | 0 | 0
7715 | 1286.429 | 0 | 3731.7246 | 1350.0593 | 0 | 0 | 2381.6654 | 0 | 0 | 0
7716 | 1324.926 | 0 | 2672.1556 | 1390.4604 | 0 | 0 | 1281.6952 | 0 | 0 | 0
7717 | 1133.191 | 0 | 1689.4912 | 1189.2417 | 0 | 0 | 500.2495 | 0 | 0 | 0
7718 | 1217.422 | 0 | 1828.5303 | 1277.639 | 0 | 0 | 550.8913 | 0 | 0 | 0
7719 | 1214.924 | 0 | 534.5218 | 534.5218 | 0 | 0 | 0 | 705.595 | 0 | 0
7720 | 1286.664 | 0 | 221.0788 | 221.0788 | 0 | 0 | 0 | 1076.005 | 0 | 0
7721 | 1421.989 | 0 | 7.6611 | 7.6611 | 0 | 0 | 0 | 1414.689 | 0 | 0
7722 | 1335.966 | 0 | 0 | 0 | 0 | 0 | 0 | 1214.996 | 0 | 126.9535
7723 | 1252.8 | 0 | 0 | 0 | 0 | 0 | 0 | 0 | 0 | 1314.7669
7724 | 1186.4 | 0 | 0 | 0 | 0 | 0 | 0 | 0 | 0 | 1245.0826
7725 | 1470.4 | 0 | 0 | 0 | 0 | 0 | 0 | 0 | 0 | 1543.13
7726 | 1188.8 | 0 | 0 | 0 | 0 | 0 | 0 | 0 | 0 | 1247.6013
7727 | 779.2 | 0 | 0 | 0 | 0 | 0 | 0 | 0 | 0 | 817.7413
7728 | 1133.6 | 0 | 0 | 0 | 0 | 0 | 0 | 0 | 0 | 1189.6709
7729 | 877.6 | 0 | 0 | 0 | 0 | 0 | 0 | 877.6 | 0 | 0
7730 | 888 | 0 | 0 | 0 | 0 | 0 | 0 | 888 | 0 | 0
7731 | 992 | 0 | 0 | 0 | 0 | 0 | 0 | 992 | 0 | 0
7732 | 1028 | 0 | 0 | 0 | 0 | 0 | 0 | 1028 | 0 | 0
7733 | 1020 | 0 | 0 | 0 | 0 | 0 | 0 | 1020 | 0 | 0
7734 | 988.8 | 0 | 0 | 0 | 0 | 0 | 0 | 988.8 | 0 | 0
7735 | 1027.129 | 0 | 437.6406 | 437.6406 | 0 | 0 | 0 | 0 | 0 | 640.2929
7736 | 958.726 | 0 | 1644.4451 | 1006.1472 | -638.2979 | 0 | 0 | 0 | 0 | 0
7737 | 1015.72 | 0 | 2643.0613 | 1065.9603 | -1577.1011 | 0 | 0 | 0 | 0 | 0
7738 | 1081.252 | 0 | 3292.218 | 1134.7336 | -1888.3791 | 0 | 269.1053 | 0 | 0 | 0
7739 | 1456.647 | 0 | 3680.8645 | 1528.6956 | -1888.3791 | 0 | 263.7898 | 0 | 0 | 0
7740 | 1355.634 | 0 | 2383.5575 | 1422.6873 | -960.8702 | 0 | 0 | 0 | 0 | 0
7741 | 1091.508 | 0 | 2587.8155 | 1145.4969 | -1442.3186 | 0 | 0 | 0 | 0 | 0
7742 | 1198.058 | 0 | 1904.4841 | 1257.3172 | -647.1669 | 0 | 0 | 0 | 0 | 0
7743 | 1592.282 | 0 | 512.4768 | 512.4768 | 0 | 0 | 0 | 1103.959 | 0 | 0
7744 | 1106.455 | 0 | 150.5517 | 150.5517 | 0 | 0 | 0 | 962.999 | 0 | 0
7745 | 1246.387 | 0 | 20.3092 | 20.3092 | 0 | 0 | 0 | 1227.035 | 0 | 0
7746 | 1322.503 | 0 | 0 | 0 | 0 | 0 | 0 | 1322.503 | 0 | 0
7747 | 1121.6 | 0 | 0 | 0 | 0 | 0 | 0 | 0 | 0 | 1177.0774
7748 | 1195.2 | 0 | 0 | 0 | 0 | 0 | 0 | 0 | 0 | 1254.3178
7749 | 1380 | 0 | 0 | 0 | 0 | 0 | 0 | 0 | 0 | 1448.2585
7750 | 1388 | 0 | 0 | 0 | 0 | 0 | 0 | 0 | 0 | 1456.6542
7751 | 1431.2 | 0 | 0 | 0 | 0 | 0 | 0 | 0 | 0 | 1501.991
7752 | 1104 | 0 | 0 | 0 | 0 | 0 | 0 | 1104 | 0 | 0
7753 | 1285.6 | 0 | 0 | 0 | 0 | 0 | 0 | 1285.6 | 0 | 0
7754 | 1016 | 0 | 0 | 0 | 0 | 0 | 0 | 1016 | 0 | 0
7755 | 1193.6 | 0 | 0 | 0 | 0 | 0 | 0 | 1193.6 | 0 | 0
7756 | 1489.6 | 0 | 0 | 0 | 0 | 0 | 0 | 1489.6 | 0 | 0
7757 | 1088.8 | 0 | 0 | 0 | 0 | 0 | 0 | 1088.8 | 0 | 0
7758 | 1126.4 | 0 | 0 | 0 | 0 | 0 | 0 | 1126.4 | 0 | 0
7759 | 799.087 | 0 | 239.6049 | 239.6049 | 0 | 0 | 0 | 570.775 | 0 | 0
7760 | 933.699 | 0 | 1416.1208 | 979.8823 | -436.2386 | 0 | 0 | 0 | 0 | 0
7761 | 1028.874 | 0 | 2746.7661 | 1079.7649 | -1667.0012 | 0 | 0 | 0 | 0 | 0
7762 | 1429.183 | 0 | 2096.7362 | 1499.8743 | -596.862 | 0 | 0 | 0 | 0 | 0
7763 | 1309.361 | 0 | 2251.1395 | 1374.1255 | -877.0139 | 0 | 0 | 0 | 0 | 0
7764 | 1273.22 | 0 | 1529.8574 | 1336.1969 | -193.6605 | 0 | 0 | 0 | 0 | 0
7765 | 1283.758 | 0 | 3170.1718 | 1347.2561 | -1822.9157 | 0 | 0 | 0 | 0 | 0
7766 | 1017.049 | 0 | 2581.694 | 1067.355 | -1514.339 | 0 | 0 | 0 | 0 | 0
7767 | 1569.862 | 0 | 1581.7691 | 1581.7691 | 0 | 0 | 0 | 62.644 | 0 | 0
7768 | 1212.909 | 0 | 115.4189 | 115.4189 | 0 | 0 | 0 | 1102.93 | 0 | 0
7769 | 1407.813 | 0 | 391.7434 | 391.7434 | 0 | 0 | 0 | 1034.533 | 0 | 0
7770 | 1339.188 | 0 | 0 | 0 | 0 | 0 | 0 | 1339.188 | 0 | 0
7771 | 1444 | 0 | 0 | 0 | 0 | 0 | 0 | 0 | 0 | 1515.4241
7772 | 1498.4 | 0 | 0 | 0 | 0 | 0 | 0 | 0 | 0 | 1572.5149
7773 | 1683.2 | 0 | 0 | 0 | 0 | 0 | 0 | 0 | 0 | 1766.4556
7774 | 1572 | 0 | 0 | 0 | 0 | 0 | 0 | 0 | 0 | 1649.7554
7775 | 1266.4 | 0 | 0 | 0 | 0 | 0 | 0 | 0 | 0 | 1329.0396
7776 | 1252.8 | 0 | 0 | 0 | 0 | 0 | 0 | 1252.8 | 0 | 0
7777 | 1118.4 | 0 | 0 | 0 | 0 | 0 | 0 | 1118.4 | 0 | 0
7778 | 1283.2 | 0 | 0 | 0 | 0 | 0 | 0 | 1283.2 | 0 | 0
7779 | 1369.6 | 0 | 0 | 0 | 0 | 0 | 0 | 1369.6 | 0 | 0
7780 | 1394.4 | 0 | 0 | 0 | 0 | 0 | 0 | 1394.4 | 0 | 0
7781 | 1285.6 | 0 | 0 | 0 | 0 | 0 | 0 | 1285.6 | 0 | 0
7782 | 1056 | 0 | 0 | 0 | 0 | 0 | 0 | 1056 | 0 | 0
7783 | 1040.324 | 0 | 237.9531 | 237.9531 | 0 | 0 | 0 | 625.638 | 0 | 197.2455
7784 | 869.633 | 0 | 1627.0534 | 912.6474 | -714.406 | 0 | 0 | 0 | 0 | 0
7785 | 1098.227 | 0 | 2661.3923 | 1152.5483 | -1508.844 | 0 | 0 | 0 | 0 | 0
7786 | 1314.622 | 0 | 3400.5992 | 1379.6457 | -1888.3791 | 0 | 132.5744 | 0 | 0 | 0
7787 | 1099.177 | 0 | 3464.607 | 1153.5453 | -1888.3791 | 0 | 422.6826 | 0 | 0 | 0
7788 | 1346.221 | 0 | 2329.251 | 1412.8087 | -916.4423 | 0 | 0 | 0 | 0 | 0
7789 | 1404.829 | 0 | 1636.0106 | 1474.3156 | -161.6949 | 0 | 0 | 0 | 0 | 0
7790 | 1166.196 | 0 | 2683.2232 | 1223.8792 | -1459.344 | 0 | 0 | 0 | 0 | 0
7791 | 1431.156 | 0 | 2403.7177 | 1501.9448 | -901.7729 | 0 | 0 | 0 | 0 | 0
7792 | 1408.691 | 0 | 521.9566 | 521.9566 | 0 | 0 | 0 | 911.335 | 0 | 0
7793 | 1490.436 | 0 | 201.2869 | 201.2869 | 0 | 0 | 0 | 1298.636 | 0 | 0
7794 | 1393.933 | 0 | 0 | 0 | 0 | 0 | 0 | 1393.933 | 0 | 0
7795 | 1680.8 | 0 | 0 | 0 | 0 | 0 | 0 | 0 | 0 | 1763.9369
7796 | 1324.8 | 0 | 0 | 0 | 0 | 0 | 0 | 0 | 0 | 1390.3282
7797 | 1534.4 | 0 | 0 | 0 | 0 | 0 | 0 | 0 | 0 | 1610.2956
7798 | 1571.2 | 0 | 0 | 0 | 0 | 0 | 0 | 0 | 0 | 1648.9158
7799 | 1176.8 | 0 | 0 | 0 | 0 | 0 | 0 | 0 | 0 | 1235.0077
7800 | 1416.8 | 0 | 0 | 0 | 0 | 0 | 0 | 920.43 | 0 | 520.9218
7801 | 1240 | 0 | 0 | 0 | 0 | 0 | 0 | 1240 | 0 | 0
7802 | 1348.8 | 0 | 0 | 0 | 0 | 0 | 0 | 1348.8 | 0 | 0
7803 | 1515.2 | 0 | 0 | 0 | 0 | 0 | 0 | 1515.2 | 0 | 0
7804 | 1366.4 | 0 | 0 | 0 | 0 | 0 | 0 | 1366.4 | 0 | 0
7805 | 1381.6 | 0 | 0 | 0 | 0 | 0 | 0 | 1381.6 | 0 | 0
7806 | 1362.4 | 0 | 0 | 0 | 0 | 0 | 0 | 1362.4 | 0 | 0
7807 | 679.439 | 0 | 268.2773 | 268.2773 | 0 | 0 | 0 | 0 | 0 | 444.7686
7808 | 1137.376 | 0 | 1727.8753 | 1193.6337 | -534.2416 | 0 | 0 | 0 | 0 | 0
7809 | 882.651 | 0 | 2783.8782 | 926.3093 | -1857.5689 | 0 | 0 | 0 | 0 | 0
7810 | 432.662 | 0 | 2787.7707 | 454.0616 | -1888.3791 | 0 | 445.3301 | 0 | 0 | 0
7811 | 389.328 | 0 | 3439.5185 | 408.5852 | -1888.3791 | 0 | 1142.5542 | 0 | 0 | 0
7812 | 396.46 | 0 | 4017.7913 | 416.07 | -1888.3791 | 0 | 1713.3423 | 0 | 0 | 0
7813 | 851.215 | 0 | 2684.5655 | 893.3184 | -1529.6979 | 0 | 261.5492 | 0 | 0 | 0
7814 | 1358.284 | 0 | 3061.4097 | 1425.4684 | 0 | 0 | 1635.9413 | 0 | 0 | 0
7815 | 1653.136 | 0 | 2492.9735 | 1734.9046 | 0 | 0 | 758.0689 | 0 | 0 | 0
7816 | 1480.775 | 0 | 1527.6168 | 1527.6168 | 0 | 0 | 0 | 25.157 | 0 | 0
7817 | 1522.428 | 0 | 690.2977 | 690.2977 | 0 | 0 | 0 | 864.665 | 0 | 0
7818 | 1682.404 | 0 | 0 | 0 | 0 | 0 | 0 | 1682.404 | 0 | 0
7819 | 1758.4 | 0 | 0 | 0 | 0 | 0 | 0 | 80.8 | 0 | 1760.5786
7820 | 1597.6 | 0 | 0 | 0 | 0 | 0 | 0 | 0 | 0 | 1676.6216
7821 | 1777.6 | 0 | 0 | 0 | 0 | 0 | 0 | 0 | 0 | 1865.5249
7822 | 1849.6 | 0 | 0 | 0 | 0 | 0 | 0 | 50.223 | 0 | 1888.3791
7823 | 1356 | 0 | 0 | 0 | 0 | 0 | 0 | 0 | 0 | 1423.0714
7824 | 1280.8 | 0 | 0 | 0 | 0 | 0 | 0 | 1280.8 | 0 | 0
7825 | 1248.8 | 0 | 0 | 0 | 0 | 0 | 0 | 1248.8 | 0 | 0
7826 | 1583.2 | 0 | 0 | 0 | 0 | 0 | 0 | 1583.2 | 0 | 0
7827 | 1660 | 0 | 0 | 0 | 0 | 0 | 0 | 1660 | 0 | 0
7828 | 981.6 | 0 | 0 | 0 | 0 | 0 | 0 | 981.6 | 0 | 0
7829 | 1345.6 | 0 | 0 | 0 | 0 | 0 | 0 | 1345.6 | 0 | 0
7830 | 1347.2 | 0 | 0 | 0 | 0 | 0 | 0 | 1347.2 | 0 | 0
7831 | 1080.957 | 0 | 402.3178 | 402.3178 | 0 | 0 | 0 | 697.601 | 0 | 0
7832 | 1190.482 | 0 | 1619.7009 | 1249.3665 | -370.3344 | 0 | 0 | 0 | 0 | 0
7833 | 1061.094 | 0 | 2657.398 | 1113.5786 | -1543.8195 | 0 | 0 | 0 | 0 | 0
7834 | 1659.705 | 0 | 3384.0523 | 1741.7985 | -1642.2538 | 0 | 0 | 0 | 0 | 0
7835 | 1735.038 | 0 | 3821.8115 | 1820.8566 | -1888.3791 | 0 | 112.5759 | 0 | 0 | 0
7836 | 1837.293 | 0 | 3832.3912 | 1928.1694 | -1888.3791 | 0 | 15.8427 | 0 | 0 | 0
7837 | 1536.804 | 0 | 2506.3646 | 1612.8185 | -893.5461 | 0 | 0 | 0 | 0 | 0
7838 | 1437.913 | 0 | 1039.5568 | 1039.5568 | 0 | 0 | 0 | 447.352 | 0 | 0
7839 | 1704.969 | 0 | 1731.8454 | 1731.8454 | 0 | 0 | 0 | 54.748 | 0 | 0
7840 | 1445.753 | 0 | 777.8775 | 777.8775 | 0 | 0 | 0 | 704.538 | 0 | 0
7841 | 1513.323 | 0 | 400.8675 | 400.8675 | 0 | 0 | 0 | 1131.349 | 0 | 0
7842 | 1805.698 | 0 | 0 | 0 | 0 | 0 | 0 | 1805.698 | 0 | 0
7843 | 1423.2 | 0 | 0 | 0 | 0 | 0 | 0 | 1423.2 | 0 | 0
7844 | 1600 | 0 | 0 | 0 | 0 | 0 | 0 | 1231.449 | 0 | 386.7805
7845 | 1737.6 | 0 | 0 | 0 | 0 | 0 | 0 | 0 | 0 | 1823.5464
7846 | 1408 | 0 | 0 | 0 | 0 | 0 | 0 | 0 | 0 | 1477.6435
7847 | 1577.6 | 0 | 0 | 0 | 0 | 0 | 0 | 0 | 0 | 1655.6324
7848 | 1420.8 | 0 | 0 | 0 | 0 | 0 | 0 | 0 | 0 | 1491.0766
7849 | 1040 | 0 | 0 | 0 | 0 | 0 | 0 | 1040 | 0 | 0
7850 | 1061.6 | 0 | 0 | 0 | 0 | 0 | 0 | 1061.6 | 0 | 0
7851 | 848 | 0 | 0 | 0 | 0 | 0 | 0 | 848 | 0 | 0
7852 | 1101.6 | 0 | 0 | 0 | 0 | 0 | 0 | 1101.6 | 0 | 0
7853 | 727.2 | 0 | 0 | 0 | 0 | 0 | 0 | 727.2 | 0 | 0
7854 | 904 | 0 | 0 | 0 | 0 | 0 | 0 | 904 | 0 | 0
7855 | 917.901 | 0 | 405.7884 | 405.7884 | 0 | 0 | 0 | 0 | 0 | 557.5145
7856 | 910.899 | 0 | 1276.3387 | 955.9545 | -320.3842 | 0 | 0 | 0 | 0 | 0
7857 | 920.17 | 0 | 2240.4591 | 965.6841 | -1274.775 | 0 | 0 | 0 | 0 | 0
7858 | 1061.386 | 0 | 2961.6992 | 1113.885 | -1847.8142 | 0 | 0 | 0 | 0 | 0
7859 | 1019.092 | 0 | 3482.7406 | 1069.499 | -1888.3791 | 0 | 524.8625 | 0 | 0 | 0
7860 | 991.068 | 0 | 2315.7108 | 1040.0889 | -1275.6219 | 0 | 0 | 0 | 0 | 0
7861 | 1143.278 | 0 | 2497.271 | 1199.8276 | -1297.4434 | 0 | 0 | 0 | 0 | 0
7862 | 1101.732 | 0 | 2669.6295 | 1156.2266 | -1513.4029 | 0 | 0 | 0 | 0 | 0
7863 | 1117.132 | 0 | 1556.5211 | 1172.3884 | -168.825 | 0 | 215.3078 | 0 | 0 | 0
7864 | 520.632 | 0 | 1045.3876 | 546.3839 | 0 | 0 | 499.0038 | 0 | 0 | 0
7865 | 192.296 | 0 | 492.9694 | 201.8075 | 0 | 0 | 291.1619 | 0 | 0 | 0
7866 | 257.187 | 0 | 0 | 0 | 0 | 0 | 0 | 0 | 0 | 269.9082
7867 | 150.4 | 0 | 0 | 0 | 0 | 0 | 0 | 0 | 0 | 157.8392
7868 | 158.4 | 0 | 0 | 0 | 0 | 0 | 0 | 0 | 0 | 166.2349
7869 | 125.6 | 0 | 0 | 0 | 0 | 0 | 0 | 0 | 0 | 131.8125
7870 | 120 | 0 | 0 | 0 | 0 | 0 | 0 | 0 | 0 | 125.9355
7871 | 115.2 | 0 | 0 | 0 | 0 | 0 | 0 | 0 | 0 | 120.8981
7872 | 116 | 0 | 0 | 0 | 0 | 0 | 0 | 0 | 0 | 121.7377
7873 | 107.2 | 0 | 0 | 0 | 0 | 0 | 0 | 0 | 0 | 112.5024
7874 | 117.6 | 0 | 0 | 0 | 0 | 0 | 0 | 0 | 0 | 123.4168
7875 | 96.8 | 0 | 0 | 0 | 0 | 0 | 0 | 0 | 0 | 101.588
7876 | 103.2 | 0 | 0 | 0 | 0 | 0 | 0 | 0 | 0 | 108.3046
7877 | 96.8 | 0 | 0 | 0 | 0 | 0 | 0 | 0 | 0 | 101.588
7878 | 101.6 | 0 | 0 | 0 | 0 | 0 | 0 | 0 | 0 | 106.6254
7879 | 87.682 | 0 | 250.4816 | 92.019 | -158.4626 | 0 | 0 | 0 | 0 | 0
7880 | 158.372 | 0 | 1232.171 | 166.2055 | -1065.9655 | 0 | 0 | 0 | 0 | 0
7881 | 720.376 | 0 | 2264.1675 | 756.0077 | -721.3408 | 0 | 786.8189 | 0 | 0 | 0
7882 | 958.609 | 0 | 3390.8822 | 1006.0244 | 0 | 0 | 2384.8578 | 0 | 0 | 0
7883 | 1110.708 | 0 | 3642.2726 | 1165.6466 | 0 | 0 | 2476.626 | 0 | 0 | 0
7884 | 1168.124 | 0 | 3380.7066 | 1225.9026 | 0 | 0 | 2154.804 | 0 | 0 | 0
7885 | 1171.326 | 0 | 3223.8067 | 1229.263 | 0 | 0 | 1994.5437 | 0 | 0 | 0
7886 | 1171.349 | 0 | 2894.4885 | 1229.2871 | 0 | 0 | 1665.2014 | 0 | 0 | 0
7887 | 1266.465 | 0 | 2435.4451 | 1329.1078 | 0 | 0 | 1106.3373 | 0 | 0 | 0
7888 | 1231.431 | 0 | 1790.5628 | 1292.3409 | 0 | 0 | 498.2219 | 0 | 0 | 0
7889 | 1227.897 | 0 | 593.0419 | 593.0419 | 0 | 0 | 0 | 662.806 | 0 | 0
7890 | 1118.58 | 0 | 0 | 0 | 0 | 0 | 0 | 1118.58 | 0 | 0
7891 | 1358.4 | 0 | 0 | 0 | 0 | 0 | 0 | 0 | 0 | 1425.5901
7892 | 1066.4 | 0 | 0 | 0 | 0 | 0 | 0 | 0 | 0 | 1119.147
7893 | 1076 | 0 | 0 | 0 | 0 | 0 | 0 | 0 | 0 | 1129.2219
7894 | 1006.4 | 0 | 0 | 0 | 0 | 0 | 0 | 0 | 0 | 1056.1793
7895 | 1079.2 | 0 | 0 | 0 | 0 | 0 | 0 | 0 | 0 | 1132.5801
7896 | 1528 | 0 | 0 | 0 | 0 | 0 | 0 | 1351.442 | 0 | 185.291
7897 | 1220.8 | 0 | 0 | 0 | 0 | 0 | 0 | 1220.8 | 0 | 0
7898 | 923.2 | 0 | 0 | 0 | 0 | 0 | 0 | 923.2 | 0 | 0
7899 | 1218.4 | 0 | 0 | 0 | 0 | 0 | 0 | 1218.4 | 0 | 0
7900 | 1200.8 | 0 | 0 | 0 | 0 | 0 | 0 | 1200.8 | 0 | 0
7901 | 896 | 0 | 0 | 0 | 0 | 0 | 0 | 896 | 0 | 0
7902 | 1284 | 0 | 0 | 0 | 0 | 0 | 0 | 1284 | 0 | 0
7903 | 1092.491 | 0 | 319.66 | 319.66 | 0 | 0 | 0 | 0 | 0 | 826.8685
7904 | 1306.162 | 0 | 1505.5959 | 1370.7683 | -134.8276 | 0 | 0 | 0 | 0 | 0
7905 | 1409.71 | 0 | 2186.2229 | 1479.4381 | -706.7848 | 0 | 0 | 0 | 0 | 0
7906 | 984.961 | 0 | 1959.8548 | 1033.6798 | -926.175 | 0 | 0 | 0 | 0 | 0
7907 | 1372.328 | 0 | 2754.5814 | 1440.2071 | -1314.3744 | 0 | 0 | 0 | 0 | 0
7908 | 1453.632 | 0 | 2970.9534 | 1525.5326 | -1445.4208 | 0 | 0 | 0 | 0 | 0
7909 | 1182.818 | 0 | 3031.5189 | 1241.3234 | -1790.1955 | 0 | 0 | 0 | 0 | 0
7910 | 1278.412 | 0 | 2264.7447 | 1341.6457 | -923.099 | 0 | 0 | 0 | 0 | 0
7911 | 1247.998 | 0 | 1719.8458 | 1309.7274 | -410.1185 | 0 | 0 | 0 | 0 | 0
7912 | 1086.354 | 0 | 408.9504 | 408.9504 | 0 | 0 | 0 | 696.678 | 0 | 0
7913 | 1467.39 | 0 | 418.3536 | 418.3536 | 0 | 0 | 0 | 1068.754 | 0 | 0
7914 | 1410.488 | 0 | 0 | 0 | 0 | 0 | 0 | 664.98 | 0 | 782.3828
7915 | 1142.4 | 0 | 0 | 0 | 0 | 0 | 0 | 0 | 0 | 1198.9062
7916 | 984.8 | 0 | 0 | 0 | 0 | 0 | 0 | 0 | 0 | 1033.5109
7917 | 1211.2 | 0 | 0 | 0 | 0 | 0 | 0 | 0 | 0 | 1271.1092
7918 | 1125.6 | 0 | 0 | 0 | 0 | 0 | 0 | 0 | 0 | 1181.2752
7919 | 1388.8 | 0 | 0 | 0 | 0 | 0 | 0 | 0 | 0 | 1457.4938
7920 | 985.6 | 0 | 0 | 0 | 0 | 0 | 0 | 0 | 0 | 1034.3504
7921 | 1293.6 | 0 | 0 | 0 | 0 | 0 | 0 | 1293.6 | 0 | 0
7922 | 1131.2 | 0 | 0 | 0 | 0 | 0 | 0 | 1131.2 | 0 | 0
7923 | 1264.8 | 0 | 0 | 0 | 0 | 0 | 0 | 1264.8 | 0 | 0
7924 | 774.4 | 0 | 0 | 0 | 0 | 0 | 0 | 774.4 | 0 | 0
7925 | 1108.8 | 0 | 0 | 0 | 0 | 0 | 0 | 1108.8 | 0 | 0
7926 | 734.4 | 0 | 0 | 0 | 0 | 0 | 0 | 734.4 | 0 | 0
7927 | 812.644 | 0 | 354.6733 | 354.6733 | 0 | 0 | 0 | 0 | 0 | 498.1663
7928 | 1161.248 | 0 | 1340.0306 | 1218.6865 | -121.3441 | 0 | 0 | 0 | 0 | 0
7929 | 1243.412 | 0 | 2270.5934 | 1304.9145 | -965.6788 | 0 | 0 | 0 | 0 | 0
7930 | 1326.775 | 0 | 2938.7212 | 1392.4009 | -1546.3203 | 0 | 0 | 0 | 0 | 0
7931 | 1621.135 | 0 | 2961.1881 | 1701.3207 | -1259.8674 | 0 | 0 | 0 | 0 | 0
7932 | 1251.306 | 0 | 3247.5991 | 1313.199 | -1888.3791 | 0 | 46.021 | 0 | 0 | 0
7933 | 1349.218 | 0 | 3230.6481 | 1415.954 | -1814.6942 | 0 | 0 | 0 | 0 | 0
7934 | 1331.273 | 0 | 2517.8772 | 1397.1214 | -1120.7559 | 0 | 0 | 0 | 0 | 0
7935 | 1282.735 | 0 | 2041.0864 | 1346.1825 | -694.9038 | 0 | 0 | 0 | 0 | 0
7936 | 1437.172 | 0 | 718.9397 | 718.9397 | 0 | 0 | 0 | 752.117 | 0 | 0
7937 | 1620.088 | 0 | 124.1441 | 124.1441 | 0 | 0 | 0 | 1501.795 | 0 | 0
7938 | 1488.651 | 0 | 0 | 0 | 0 | 0 | 0 | 1488.651 | 0 | 0
7939 | 1304.8 | 0 | 0 | 0 | 0 | 0 | 0 | 0 | 0 | 1369.3389
7940 | 1217.6 | 0 | 0 | 0 | 0 | 0 | 0 | 0 | 0 | 1277.8258
7941 | 1169.6 | 0 | 0 | 0 | 0 | 0 | 0 | 0 | 0 | 1227.4516
7942 | 1280 | 0 | 0 | 0 | 0 | 0 | 0 | 0 | 0 | 1343.3123
7943 | 1238.4 | 0 | 0 | 0 | 0 | 0 | 0 | 0 | 0 | 1299.6546
7944 | 1456 | 0 | 0 | 0 | 0 | 0 | 0 | 1456 | 0 | 0
7945 | 1352 | 0 | 0 | 0 | 0 | 0 | 0 | 1352 | 0 | 0
7946 | 1226.4 | 0 | 0 | 0 | 0 | 0 | 0 | 1226.4 | 0 | 0
7947 | 1184 | 0 | 0 | 0 | 0 | 0 | 0 | 1184 | 0 | 0
7948 | 1292 | 0 | 0 | 0 | 0 | 0 | 0 | 1292 | 0 | 0
7949 | 1500 | 0 | 0 | 0 | 0 | 0 | 0 | 1500 | 0 | 0
7950 | 1428.8 | 0 | 0 | 0 | 0 | 0 | 0 | 1428.8 | 0 | 0
7951 | 1297.339 | 0 | 363.0658 | 363.0658 | 0 | 0 | 0 | 166.967 | 0 | 823.2174
7952 | 1310.033 | 0 | 1337.8488 | 1337.8488 | 0 | 0 | 0 | 0 | 0 | 36.982
7953 | 994.134 | 0 | 2220.726 | 1043.3066 | -1177.4195 | 0 | 0 | 0 | 0 | 0
7954 | 1147.17 | 0 | 2627.0917 | 1203.9121 | -1423.1795 | 0 | 0 | 0 | 0 | 0
7955 | 1266.559 | 0 | 2913.7702 | 1329.2064 | -1584.5638 | 0 | 0 | 0 | 0 | 0
7956 | 1524.5 | 0 | 3384.2601 | 1599.9059 | -1784.3542 | 0 | 0 | 0 | 0 | 0
7957 | 1553.979 | 0 | 3017.7415 | 1630.843 | -1386.8985 | 0 | 0 | 0 | 0 | 0
7958 | 1388.914 | 0 | 2311.8719 | 1457.6134 | -854.2584 | 0 | 0 | 0 | 0 | 0
7959 | 1652.723 | 0 | 1221.6984 | 1221.6984 | 0 | 0 | 0 | 488.605 | 0 | 0
7960 | 1570.274 | 0 | 1292.3147 | 1292.3147 | 0 | 0 | 0 | 338.868 | 0 | 0
7961 | 1459.662 | 0 | 691.1898 | 691.1898 | 0 | 0 | 0 | 801.049 | 0 | 0
7962 | 1449.583 | 0 | 0 | 0 | 0 | 0 | 0 | 1449.583 | 0 | 0
7963 | 1372.8 | 0 | 0 | 0 | 0 | 0 | 0 | 0 | 0 | 1440.7024
7964 | 1579.2 | 0 | 0 | 0 | 0 | 0 | 0 | 0 | 0 | 1657.3115
7965 | 1569.6 | 0 | 0 | 0 | 0 | 0 | 0 | 0 | 0 | 1647.2367
7966 | 1548.8 | 0 | 0 | 0 | 0 | 0 | 0 | 0 | 0 | 1625.4078
7967 | 1433.6 | 0 | 0 | 0 | 0 | 0 | 0 | 0 | 0 | 1504.5097
7968 | 1310.4 | 0 | 0 | 0 | 0 | 0 | 0 | 1310.4 | 0 | 0
7969 | 1088 | 0 | 0 | 0 | 0 | 0 | 0 | 1088 | 0 | 0
7970 | 1392 | 0 | 0 | 0 | 0 | 0 | 0 | 1392 | 0 | 0
7971 | 1436.8 | 0 | 0 | 0 | 0 | 0 | 0 | 1436.8 | 0 | 0
7972 | 1538.4 | 0 | 0 | 0 | 0 | 0 | 0 | 1538.4 | 0 | 0
7973 | 1468 | 0 | 0 | 0 | 0 | 0 | 0 | 1468 | 0 | 0
7974 | 1324 | 0 | 0 | 0 | 0 | 0 | 0 | 1324 | 0 | 0
7975 | 916 | 0 | 23.8574 | 0 | -23.8574 | 0 | 0 | 916 | 0 | 0
7976 | 1538.833 | 0 | 397.1881 | 0 | -397.1881 | 0 | 0 | 1538.833 | 0 | 0
7977 | 1337.062 | 0 | 1001.5474 | 0 | -1001.5474 | 0 | 0 | 1337.062 | 0 | 0
7978 | 1341.153 | 0 | 1763.9348 | 0 | -1763.9348 | 0 | 0 | 1341.153 | 0 | 0
7979 | 1403.197 | 0 | 1868.5967 | 0 | -1868.5967 | 0 | 0 | 1403.197 | 0 | 0
7980 | 1495.022 | 0 | 2416.5327 | 1040.7438 | -1375.7889 | 0 | 0 | 503.33 | 0 | 0
7981 | 1415.791 | 0 | 1834.189 | 1485.8199 | -348.3691 | 0 | 0 | 0 | 0 | 0
7982 | 1603.039 | 0 | 1798.9848 | 1682.3296 | -116.6551 | 0 | 0 | 0 | 0 | 0
7983 | 1305.477 | 0 | 1740.3513 | 1370.0494 | -370.3019 | 0 | 0 | 0 | 0 | 0
7984 | 1797.5 | 0 | 454.3838 | 454.3838 | 0 | 0 | 0 | 1364.532 | 0 | 0
7985 | 1690.399 | 0 | 12.3921 | 12.3921 | 0 | 0 | 0 | 1678.591 | 0 | 0
7986 | 1741.499 | 0 | 0 | 0 | 0 | 0 | 0 | 1741.499 | 0 | 0
7987 | 1718.4 | 0 | 0 | 0 | 0 | 0 | 0 | 0 | 0 | 1803.3967
7988 | 1222.4 | 0 | 0 | 0 | 0 | 0 | 0 | 0 | 0 | 1282.8632
7989 | 1288 | 0 | 0 | 0 | 0 | 0 | 0 | 0 | 0 | 1351.708
7990 | 1320.8 | 0 | 0 | 0 | 0 | 0 | 0 | 0 | 0 | 1386.1303
7991 | 1376 | 0 | 0 | 0 | 0 | 0 | 0 | 0 | 0 | 1444.0607
7992 | 1328.8 | 0 | 0 | 0 | 0 | 0 | 0 | 1328.8 | 0 | 0
7993 | 1398.4 | 0 | 0 | 0 | 0 | 0 | 0 | 1398.4 | 0 | 0
7994 | 1504 | 0 | 0 | 0 | 0 | 0 | 0 | 1504 | 0 | 0
7995 | 1284 | 0 | 0 | 0 | 0 | 0 | 0 | 1284 | 0 | 0
7996 | 1360.8 | 0 | 0 | 0 | 0 | 0 | 0 | 1360.8 | 0 | 0
7997 | 1429.6 | 0 | 0 | 0 | 0 | 0 | 0 | 1429.6 | 0 | 0
7998 | 1222.4 | 0 | 0 | 0 | 0 | 0 | 0 | 1222.4 | 0 | 0
7999 | 1190.56 | 0 | 147.8063 | 147.8063 | 0 | 0 | 0 | 1049.72 | 0 | 0
8000 | 1232.152 | 0 | 1066.3622 | 1066.3622 | 0 | 0 | 0 | 216.049 | 0 | 0
8001 | 1245.954 | 0 | 1721.3791 | 1307.5823 | -413.7968 | 0 | 0 | 0 | 0 | 0
8002 | 1352.375 | 0 | 2592.4573 | 1419.2671 | -1173.1902 | 0 | 0 | 0 | 0 | 0
8003 | 1036.347 | 0 | 3188.8522 | 1087.6075 | -1888.3791 | 0 | 212.8657 | 0 | 0 | 0
8004 | 1453.973 | 0 | 2930.0789 | 1525.8904 | -1404.1884 | 0 | 0 | 0 | 0 | 0
8005 | 1380.768 | 0 | 3026.0271 | 1449.0645 | -1576.9625 | 0 | 0 | 0 | 0 | 0
8006 | 1648.157 | 0 | 2412.0337 | 1729.6793 | -682.3544 | 0 | 0 | 0 | 0 | 0
8007 | 1281.294 | 0 | 1856.5247 | 1344.6703 | -511.8544 | 0 | 0 | 0 | 0 | 0
8008 | 1404.316 | 0 | 647.9372 | 647.9372 | 0 | 0 | 0 | 786.917 | 0 | 0
8009 | 1308.225 | 0 | 261.5492 | 261.5492 | 0 | 0 | 0 | 1059.003 | 0 | 0
8010 | 1254.291 | 0 | 0 | 0 | 0 | 0 | 0 | 1254.291 | 0 | 0
8011 | 1336 | 0 | 0 | 0 | 0 | 0 | 0 | 1336 | 0 | 0
8012 | 854.4 | 0 | 0 | 0 | 0 | 0 | 0 | 854.4 | 0 | 0
8013 | 1313.6 | 0 | 0 | 0 | 0 | 0 | 0 | 270.67 | 0 | 1094.5161
8014 | 1232 | 0 | 0 | 0 | 0 | 0 | 0 | 0 | 0 | 1292.9381
8015 | 1172.8 | 0 | 0 | 0 | 0 | 0 | 0 | 0 | 0 | 1230.8099
8016 | 1341.6 | 0 | 0 | 0 | 0 | 0 | 0 | 0 | 0 | 1407.9592
8017 | 1092 | 0 | 0 | 0 | 0 | 0 | 0 | 1092 | 0 | 0
8018 | 1248 | 0 | 0 | 0 | 0 | 0 | 0 | 1248 | 0 | 0
8019 | 1142.4 | 0 | 0 | 0 | 0 | 0 | 0 | 1142.4 | 0 | 0
8020 | 1088.8 | 0 | 0 | 0 | 0 | 0 | 0 | 1088.8 | 0 | 0
8021 | 978.4 | 0 | 0 | 0 | 0 | 0 | 0 | 978.4 | 0 | 0
8022 | 1040.8 | 0 | 0 | 0 | 0 | 0 | 0 | 1040.8 | 0 | 0
8023 | 858.4 | 0 | 112.8697 | 112.8697 | 0 | 0 | 0 | 0 | 0 | 787.9891
8024 | 1146.178 | 0 | 520.7738 | 520.7738 | 0 | 0 | 0 | 0 | 0 | 682.0972
8025 | 1191.895 | 0 | 872.5233 | 872.5233 | 0 | 0 | 0 | 0 | 0 | 378.3261
8026 | 1166.901 | 0 | 1807.6145 | 1224.6191 | -582.9954 | 0 | 0 | 0 | 0 | 0
8027 | 1126.266 | 0 | 2555.4648 | 1181.9742 | -1373.4906 | 0 | 0 | 0 | 0 | 0
8028 | 1448.14 | 0 | 2726.7717 | 1519.7689 | -1207.0028 | 0 | 0 | 0 | 0 | 0
8029 | 920.542 | 0 | 2635.9827 | 966.0745 | -1669.9082 | 0 | 0 | 0 | 0 | 0
8030 | 997.387 | 0 | 2306.6592 | 1046.7205 | -1259.9387 | 0 | 0 | 0 | 0 | 0
8031 | 860.713 | 0 | 1867.9785 | 903.2862 | -964.6924 | 0 | 0 | 0 | 0 | 0
8032 | 234.947 | 0 | 868.6655 | 246.5681 | -622.0974 | 0 | 0 | 0 | 0 | 0
8033 | 183.063 | 0 | 650.5168 | 192.1178 | -458.399 | 0 | 0 | 0 | 0 | 0
8034 | 137.552 | 0 | 0 | 0 | 0 | 0 | 0 | 0 | 0 | 144.3557
8035 | 148 | 0 | 0 | 0 | 0 | 0 | 0 | 0 | 0 | 155.3205
8036 | 100.8 | 0 | 0 | 0 | 0 | 0 | 0 | 0 | 0 | 105.7858
8037 | 96 | 0 | 0 | 0 | 0 | 0 | 0 | 0 | 0 | 100.7484
8038 | 102.4 | 0 | 0 | 0 | 0 | 0 | 0 | 0 | 0 | 107.465
8039 | 91.2 | 0 | 0 | 0 | 0 | 0 | 0 | 0 | 0 | 95.711
8040 | 100 | 0 | 0 | 0 | 0 | 0 | 0 | 0 | 0 | 104.9463
8041 | 89.6 | 0 | 0 | 0 | 0 | 0 | 0 | 0 | 0 | 94.0319
8042 | 96 | 0 | 0 | 0 | 0 | 0 | 0 | 0 | 0 | 100.7484
8043 | 89.6 | 0 | 0 | 0 | 0 | 0 | 0 | 0 | 0 | 94.0319
8044 | 89.6 | 0 | 0 | 0 | 0 | 0 | 0 | 0 | 0 | 94.0319
8045 | 91.2 | 0 | 0 | 0 | 0 | 0 | 0 | 0 | 0 | 95.711
8046 | 92 | 0 | 0 | 0 | 0 | 0 | 0 | 0 | 0 | 96.5506
8047 | 72.8 | 0 | 186.202 | 76.4009 | -109.8011 | 0 | 0 | 0 | 0 | 0
8048 | 89.61 | 0 | 1072.2402 | 94.0424 | -978.1979 | 0 | 0 | 0 | 0 | 0
8049 | 636.197 | 0 | 2226.8832 | 667.665 | -1559.2182 | 0 | 0 | 0 | 0 | 0
8050 | 1258.648 | 0 | 3467.7627 | 1320.9041 | -347.1969 | 0 | 1799.6617 | 0 | 0 | 0
8051 | 1251.361 | 0 | 3946.9306 | 1313.2567 | 0 | 0 | 2633.6739 | 0 | 0 | 0
8052 | 1077.291 | 0 | 4132.5679 | 1130.5767 | 0 | 0 | 3001.9912 | 0 | 0 | 0
8053 | 1356.354 | 0 | 3441.8483 | 1423.4429 | 0 | 0 | 2018.4054 | 0 | 0 | 0
8054 | 1104.063 | 0 | 3512.007 | 1158.6729 | 0 | 0 | 2353.3341 | 0 | 0 | 0
8055 | 1125.992 | 0 | 2475.0654 | 1181.6866 | 0 | 0 | 1293.3788 | 0 | 0 | 0
8056 | 1050.113 | 0 | 604.4664 | 604.4664 | 0 | 0 | 0 | 474.136 | 0 | 0
8057 | 951.408 | 0 | 366.6739 | 366.6739 | 0 | 0 | 0 | 194.295 | 0 | 427.888
8058 | 1136.61 | 0 | 0 | 0 | 0 | 0 | 0 | 0 | 0 | 1192.8298
8059 | 1047.2 | 0 | 0 | 0 | 0 | 0 | 0 | 0 | 0 | 1098.9973
8060 | 1128.8 | 0 | 0 | 0 | 0 | 0 | 0 | 0 | 0 | 1184.6335
8061 | 778.4 | 0 | 0 | 0 | 0 | 0 | 0 | 0 | 0 | 816.9018
8062 | 1089.6 | 0 | 0 | 0 | 0 | 0 | 0 | 0 | 0 | 1143.4946
8063 | 952.8 | 0 | 0 | 0 | 0 | 0 | 0 | 0 | 0 | 999.9281
8064 | 999.2 | 0 | 0 | 0 | 0 | 0 | 0 | 0 | 0 | 1048.6231
8065 | 960 | 0 | 0 | 0 | 0 | 0 | 0 | 960 | 0 | 0
8066 | 1305.6 | 0 | 0 | 0 | 0 | 0 | 0 | 1305.6 | 0 | 0
8067 | 1168.8 | 0 | 0 | 0 | 0 | 0 | 0 | 1168.8 | 0 | 0
8068 | 1358.4 | 0 | 0 | 0 | 0 | 0 | 0 | 1358.4 | 0 | 0
8069 | 1282.4 | 0 | 0 | 0 | 0 | 0 | 0 | 1282.4 | 0 | 0
8070 | 1162.4 | 0 | 0 | 0 | 0 | 0 | 0 | 1162.4 | 0 | 0
8071 | 1039.2 | 0 | 389.7232 | 389.7232 | 0 | 0 | 0 | 0 | 0 | 700.8784
8072 | 1081.05 | 0 | 1666.8102 | 1134.5217 | -532.2885 | 0 | 0 | 0 | 0 | 0
8073 | 811.981 | 0 | 2746.6118 | 852.1438 | -1888.3791 | 0 | 6.089 | 0 | 0 | 0
8074 | 1146.669 | 0 | 3478.717 | 1203.3863 | -1888.3791 | 0 | 386.9516 | 0 | 0 | 0
8075 | 1380.393 | 0 | 3941.5699 | 1448.671 | -1888.3791 | 0 | 604.5199 | 0 | 0 | 0
8076 | 1173.817 | 0 | 4125.5072 | 1231.8772 | -1888.3791 | 0 | 1005.2509 | 0 | 0 | 0
8077 | 1141.587 | 0 | 4030.005 | 1198.053 | -1500.8408 | 0 | 1331.1112 | 0 | 0 | 0
8078 | 1217.119 | 0 | 3660.1638 | 1277.321 | 0 | 0 | 2382.8428 | 0 | 0 | 0
8079 | 1621.666 | 0 | 3018.8592 | 1701.878 | 0 | 0 | 1316.9812 | 0 | 0 | 0
8080 | 617.579 | 0 | 2098.7984 | 648.1261 | 0 | 0 | 1450.6723 | 0 | 0 | 0
8081 | 1446.565 | 0 | 865.9379 | 865.9379 | 0 | 0 | 0 | 621.44 | 0 | 0
8082 | 1314.233 | 0 | 0 | 0 | 0 | 0 | 0 | 797.85 | 0 | 541.9247
8083 | 1122.4 | 0 | 0 | 0 | 0 | 0 | 0 | 0 | 0 | 1177.9169
8084 | 976.8 | 0 | 0 | 0 | 0 | 0 | 0 | 0 | 0 | 1025.1152
8085 | 1206.4 | 0 | 0 | 0 | 0 | 0 | 0 | 0 | 0 | 1266.0718
8086 | 1304 | 0 | 0 | 0 | 0 | 0 | 0 | 0 | 0 | 1368.4994
8087 | 1134.4 | 0 | 0 | 0 | 0 | 0 | 0 | 0 | 0 | 1190.5105
8088 | 949.6 | 0 | 0 | 0 | 0 | 0 | 0 | 0 | 0 | 996.5698
8089 | 1222.4 | 0 | 0 | 0 | 0 | 0 | 0 | 1222.4 | 0 | 0
8090 | 851.2 | 0 | 0 | 0 | 0 | 0 | 0 | 851.2 | 0 | 0
8091 | 1256.8 | 0 | 0 | 0 | 0 | 0 | 0 | 1256.8 | 0 | 0
8092 | 1092.8 | 0 | 0 | 0 | 0 | 0 | 0 | 1092.8 | 0 | 0
8093 | 1028.8 | 0 | 0 | 0 | 0 | 0 | 0 | 1028.8 | 0 | 0
8094 | 1088.8 | 0 | 0 | 0 | 0 | 0 | 0 | 1088.8 | 0 | 0
8095 | 1353.6 | 0 | 372.9853 | 372.9853 | 0 | 0 | 0 | 0 | 0 | 1047.5674
8096 | 697.26 | 0 | 1394.7538 | 731.7484 | -663.0054 | 0 | 0 | 0 | 0 | 0
8097 | 894.813 | 0 | 2750.4812 | 939.0729 | -1811.4083 | 0 | 0 | 0 | 0 | 0
8098 | 1264.732 | 0 | 3502.7046 | 1327.288 | -1888.3791 | 0 | 287.0375 | 0 | 0 | 0
8099 | 1241.914 | 0 | 3923.9946 | 1303.3424 | -1888.3791 | 0 | 732.2731 | 0 | 0 | 0
8100 | 1308.586 | 0 | 4062.0892 | 1373.3122 | -1888.3791 | 0 | 800.3979 | 0 | 0 | 0
8101 | 1086.618 | 0 | 3935.1031 | 1140.3651 | -1447.0957 | 0 | 1347.6423 | 0 | 0 | 0
8102 | 1312.456 | 0 | 3583.0861 | 1377.3736 | 0 | 0 | 2205.7124 | 0 | 0 | 0
8103 | 1471.833 | 0 | 2990.7399 | 1544.6338 | 0 | 0 | 1446.1061 | 0 | 0 | 0
8104 | 1659.084 | 0 | 2020.6701 | 1741.1468 | 0 | 0 | 279.5233 | 0 | 0 | 0
8105 | 1382.135 | 0 | 725.1032 | 725.1032 | 0 | 0 | 0 | 691.207 | 0 | 0
8106 | 1357.739 | 0 | 0 | 0 | 0 | 0 | 0 | 907.429 | 0 | 472.5836
8107 | 1292 | 0 | 0 | 0 | 0 | 0 | 0 | 0 | 0 | 1355.9058
8108 | 1217.6 | 0 | 0 | 0 | 0 | 0 | 0 | 0 | 0 | 1277.8258
8109 | 1288 | 0 | 0 | 0 | 0 | 0 | 0 | 0 | 0 | 1351.708
8110 | 1356 | 0 | 0 | 0 | 0 | 0 | 0 | 0 | 0 | 1423.0714
8111 | 968.8 | 0 | 0 | 0 | 0 | 0 | 0 | 0 | 0 | 1016.7195
8112 | 1264 | 0 | 0 | 0 | 0 | 0 | 0 | 0 | 0 | 1326.5209
8113 | 1316.8 | 0 | 0 | 0 | 0 | 0 | 0 | 1316.8 | 0 | 0
8114 | 1169.6 | 0 | 0 | 0 | 0 | 0 | 0 | 1169.6 | 0 | 0
8115 | 1160.8 | 0 | 0 | 0 | 0 | 0 | 0 | 1160.8 | 0 | 0
8116 | 1196 | 0 | 0 | 0 | 0 | 0 | 0 | 1196 | 0 | 0
8117 | 840 | 0 | 0 | 0 | 0 | 0 | 0 | 840 | 0 | 0
8118 | 1152.8 | 0 | 0 | 0 | 0 | 0 | 0 | 1152.8 | 0 | 0
8119 | 706.4 | 0 | 351.4997 | 351.4997 | 0 | 0 | 0 | 0 | 0 | 389.8408
8120 | 959.437 | 0 | 1609.2104 | 1006.8933 | -602.3171 | 0 | 0 | 0 | 0 | 0
8121 | 900.079 | 0 | 2699.0806 | 944.5993 | -1754.4813 | 0 | 0 | 0 | 0 | 0
8122 | 1146.42 | 0 | 3407.7145 | 1203.125 | -1888.3791 | 0 | 316.2105 | 0 | 0 | 0
8123 | 1422.593 | 0 | 3838.329 | 1492.9572 | -1888.3791 | 0 | 456.9927 | 0 | 0 | 0
8124 | 1547.461 | 0 | 4027.3604 | 1624.0026 | -1888.3791 | 0 | 514.9787 | 0 | 0 | 0
8125 | 1494.729 | 0 | 3818.0261 | 1568.6623 | -1564.7101 | 0 | 684.6537 | 0 | 0 | 0
8126 | 1257.696 | 0 | 3597.4941 | 1319.905 | 0 | 0 | 2277.5891 | 0 | 0 | 0
8127 | 1228.071 | 0 | 2484.8958 | 1288.8147 | 0 | 0 | 1196.081 | 0 | 0 | 0
8128 | 1769.154 | 0 | 1934.9217 | 1856.6611 | 0 | 0 | 78.2605 | 0 | 0 | 0
8129 | 1953.371 | 0 | 760.1951 | 760.1951 | 0 | 0 | 0 | 1229.005 | 0 | 0
8130 | 1544.713 | 0 | 0 | 0 | 0 | 0 | 0 | 1544.713 | 0 | 0
8131 | 1589.6 | 0 | 0 | 0 | 0 | 0 | 0 | 0 | 0 | 1668.2259
8132 | 1320 | 0 | 0 | 0 | 0 | 0 | 0 | 0 | 0 | 1385.2908
8133 | 1744 | 0 | 0 | 0 | 0 | 0 | 0 | 0 | 0 | 1830.263
8134 | 1516.8 | 0 | 0 | 0 | 0 | 0 | 0 | 0 | 0 | 1591.825
8135 | 1599.2 | 0 | 0 | 0 | 0 | 0 | 0 | 0 | 0 | 1678.3008
8136 | 1542.4 | 0 | 0 | 0 | 0 | 0 | 0 | 1542.4 | 0 | 0
8137 | 1434.4 | 0 | 0 | 0 | 0 | 0 | 0 | 1434.4 | 0 | 0
8138 | 1324 | 0 | 0 | 0 | 0 | 0 | 0 | 1324 | 0 | 0
8139 | 1325.6 | 0 | 0 | 0 | 0 | 0 | 0 | 1325.6 | 0 | 0
8140 | 1516.8 | 0 | 0 | 0 | 0 | 0 | 0 | 1516.8 | 0 | 0
8141 | 1291.2 | 0 | 0 | 0 | 0 | 0 | 0 | 1291.2 | 0 | 0
8142 | 1542.4 | 0 | 0 | 0 | 0 | 0 | 0 | 1542.4 | 0 | 0
8143 | 1000.8 | 0 | 355.113 | 355.113 | 0 | 0 | 0 | 223.847 | 0 | 460.2702
8144 | 828.43 | 0 | 1614.8628 | 869.4064 | -745.4564 | 0 | 0 | 0 | 0 | 0
8145 | 1062.166 | 0 | 2707.7638 | 1114.7036 | -1593.0602 | 0 | 0 | 0 | 0 | 0
8146 | 1354.15 | 0 | 3433.7654 | 1421.1299 | -1888.3791 | 0 | 124.2564 | 0 | 0 | 0
8147 | 1544.599 | 0 | 3848.6652 | 1620.999 | -1888.3791 | 0 | 339.2871 | 0 | 0 | 0
8148 | 1620.767 | 0 | 4021.2798 | 1700.9345 | -1888.3791 | 0 | 431.9662 | 0 | 0 | 0
8149 | 936.447 | 0 | 3826.8049 | 982.7662 | -1582.9917 | 0 | 1261.047 | 0 | 0 | 0
8150 | 1379.589 | 0 | 2444.016 | 1447.8272 | 0 | 0 | 996.1888 | 0 | 0 | 0
8151 | 1282.753 | 0 | 2344.3769 | 1346.2014 | 0 | 0 | 998.1755 | 0 | 0 | 0
8152 | 1281.053 | 0 | 1591.8911 | 1344.4173 | 0 | 0 | 247.4738 | 0 | 0 | 0
8153 | 1015.736 | 0 | 729.3587 | 729.3587 | 0 | 0 | 0 | 320.753 | 0 | 0
8154 | 1172.039 | 0 | 0 | 0 | 0 | 0 | 0 | 1172.039 | 0 | 0
8155 | 1207.2 | 0 | 0 | 0 | 0 | 0 | 0 | 0 | 0 | 1266.9114
8156 | 1226.4 | 0 | 0 | 0 | 0 | 0 | 0 | 0 | 0 | 1287.0611
8157 | 1287.2 | 0 | 0 | 0 | 0 | 0 | 0 | 0 | 0 | 1350.8684
8158 | 1448.8 | 0 | 0 | 0 | 0 | 0 | 0 | 0 | 0 | 1520.4616
8159 | 1248.8 | 0 | 0 | 0 | 0 | 0 | 0 | 0 | 0 | 1310.569
8160 | 1272.8 | 0 | 0 | 0 | 0 | 0 | 0 | 1272.8 | 0 | 0
8161 | 1412 | 0 | 0 | 0 | 0 | 0 | 0 | 1412 | 0 | 0
8162 | 1366.4 | 0 | 0 | 0 | 0 | 0 | 0 | 1366.4 | 0 | 0
8163 | 1345.6 | 0 | 0 | 0 | 0 | 0 | 0 | 1345.6 | 0 | 0
8164 | 1445.6 | 0 | 0 | 0 | 0 | 0 | 0 | 1445.6 | 0 | 0
8165 | 1436 | 0 | 0 | 0 | 0 | 0 | 0 | 1436 | 0 | 0
8166 | 1366.4 | 0 | 0 | 0 | 0 | 0 | 0 | 1366.4 | 0 | 0
8167 | 1041.6 | 0 | 132.2396 | 132.2396 | 0 | 0 | 0 | 915.593 | 0 | 0
8168 | 1319.128 | 0 | 1019.2172 | 1019.2172 | 0 | 0 | 0 | 347.948 | 0 | 0
8169 | 889.005 | 0 | 1844.3226 | 932.9776 | -911.345 | 0 | 0 | 0 | 0 | 0
8170 | 1469.341 | 0 | 2169.2898 | 1542.0186 | -627.2712 | 0 | 0 | 0 | 0 | 0
8171 | 1714.76 | 0 | 2832.7286 | 1799.5767 | -1033.152 | 0 | 0 | 0 | 0 | 0
8172 | 1647.544 | 0 | 2863.142 | 1729.036 | -1134.1061 | 0 | 0 | 0 | 0 | 0
8173 | 1465.729 | 0 | 1937.6198 | 1538.2279 | -399.3919 | 0 | 0 | 0 | 0 | 0
8174 | 1506.159 | 0 | 1326.8651 | 1326.8651 | 0 | 0 | 0 | 241.831 | 0 | 0
8175 | 1621.22 | 0 | 1134.1911 | 1134.1911 | 0 | 0 | 0 | 540.485 | 0 | 0
8176 | 1662.845 | 0 | 1503.8717 | 1503.8717 | 0 | 0 | 0 | 229.853 | 0 | 0
8177 | 1580.403 | 0 | 357.0629 | 357.0629 | 0 | 0 | 0 | 1240.169 | 0 | 0
8178 | 1155.725 | 0 | 0 | 0 | 0 | 0 | 0 | 1155.725 | 0 | 0
8179 | 1545.6 | 0 | 0 | 0 | 0 | 0 | 0 | 1545.6 | 0 | 0
8180 | 1300 | 0 | 0 | 0 | 0 | 0 | 0 | 1300 | 0 | 0
8181 | 1517.6 | 0 | 0 | 0 | 0 | 0 | 0 | 1451.841 | 0 | 69.0116
8182 | 1541.6 | 0 | 0 | 0 | 0 | 0 | 0 | 0 | 0 | 1617.8517
8183 | 1264.8 | 0 | 0 | 0 | 0 | 0 | 0 | 0 | 0 | 1327.3604
8184 | 1515.2 | 0 | 0 | 0 | 0 | 0 | 0 | 0 | 0 | 1590.1459
8185 | 1142.4 | 0 | 0 | 0 | 0 | 0 | 0 | 1142.4 | 0 | 0
8186 | 1111.2 | 0 | 0 | 0 | 0 | 0 | 0 | 1111.2 | 0 | 0
8187 | 1584.8 | 0 | 0 | 0 | 0 | 0 | 0 | 1584.8 | 0 | 0
8188 | 1384 | 0 | 0 | 0 | 0 | 0 | 0 | 1384 | 0 | 0
8189 | 1290.4 | 0 | 0 | 0 | 0 | 0 | 0 | 1290.4 | 0 | 0
8190 | 1424 | 0 | 0 | 0 | 0 | 0 | 0 | 1424 | 0 | 0
8191 | 1168.8 | 0 | 287.3146 | 287.3146 | 0 | 0 | 0 | 0 | 0 | 939.2975
8192 | 1085.638 | 0 | 1115.8727 | 1115.8727 | 0 | 0 | 0 | 0 | 0 | 23.4639
8193 | 1060.777 | 0 | 2270.4559 | 1113.2459 | -1157.21 | 0 | 0 | 0 | 0 | 0
8194 | 1138.269 | 0 | 2749.5356 | 1194.5709 | -1554.9648 | 0 | 0 | 0 | 0 | 0
8195 | 1033.825 | 0 | 3296.8713 | 1084.9597 | -1888.3791 | 0 | 323.5326 | 0 | 0 | 0
8196 | 1090.429 | 0 | 3494.1168 | 1144.3646 | -1888.3791 | 0 | 461.3732 | 0 | 0 | 0
8197 | 1135.24 | 0 | 3116.5957 | 1191.392 | -1888.3791 | 0 | 36.8246 | 0 | 0 | 0
8198 | 1171.847 | 0 | 2340.2819 | 1229.8097 | -1110.4722 | 0 | 0 | 0 | 0 | 0
8199 | 1104.482 | 0 | 1138.3868 | 1138.3868 | 0 | 0 | 0 | 0 | 0 | 20.7258
8200 | 224.458 | 0 | 783.9277 | 235.5603 | -121.9266 | 0 | 426.4408 | 0 | 0 | 0
8201 | 183.44 | 0 | 361.7645 | 192.5134 | 0 | 0 | 169.251 | 0 | 0 | 0
8202 | 160.064 | 0 | 0 | 0 | 0 | 0 | 0 | 0 | 0 | 167.9812
8203 | 206.4 | 0 | 0 | 0 | 0 | 0 | 0 | 0 | 0 | 216.6091
8204 | 149.6 | 0 | 0 | 0 | 0 | 0 | 0 | 0 | 0 | 156.9996
8205 | 116 | 0 | 0 | 0 | 0 | 0 | 0 | 0 | 0 | 121.7377
8206 | 109.6 | 0 | 0 | 0 | 0 | 0 | 0 | 0 | 0 | 115.0211
8207 | 99.2 | 0 | 0 | 0 | 0 | 0 | 0 | 0 | 0 | 104.1067
8208 | 108.8 | 0 | 0 | 0 | 0 | 0 | 0 | 0 | 0 | 114.1815
8209 | 100.8 | 0 | 0 | 0 | 0 | 0 | 0 | 0 | 0 | 105.7858
8210 | 109.6 | 0 | 0 | 0 | 0 | 0 | 0 | 0 | 0 | 115.0211
8211 | 100 | 0 | 0 | 0 | 0 | 0 | 0 | 0 | 0 | 104.9463
8212 | 104 | 0 | 0 | 0 | 0 | 0 | 0 | 0 | 0 | 109.1441
8213 | 93.6 | 0 | 0 | 0 | 0 | 0 | 0 | 0 | 0 | 98.2297
8214 | 101.6 | 0 | 0 | 0 | 0 | 0 | 0 | 0 | 0 | 106.6254
8215 | 93.6 | 0 | 208.7633 | 98.2297 | -110.5336 | 0 | 0 | 0 | 0 | 0
8216 | 100.012 | 0 | 457.0347 | 104.9589 | -352.0758 | 0 | 0 | 0 | 0 | 0
8217 | 218.574 | 0 | 1649.0155 | 229.3853 | -1358.5148 | 0 | 61.1155 | 0 | 0 | 0
8218 | 955.563 | 0 | 2622.2704 | 1002.8277 | 0 | 0 | 1619.4427 | 0 | 0 | 0
8219 | 1162.174 | 0 | 2206.4198 | 1219.6583 | 0 | 0 | 986.7615 | 0 | 0 | 0
8220 | 1591.079 | 0 | 2195.1034 | 1669.7781 | 0 | 0 | 525.3253 | 0 | 0 | 0
8221 | 1379.816 | 0 | 2669.6589 | 1448.0654 | 0 | 0 | 1221.5935 | 0 | 0 | 0
8222 | 1610.809 | 0 | 2627.0969 | 1690.484 | 0 | 0 | 936.6129 | 0 | 0 | 0
8223 | 1808.052 | 0 | 1309.1648 | 1309.1648 | 0 | 0 | 0 | 560.59 | 0 | 0
8224 | 2055.558 | 0 | 1308.1427 | 1308.1427 | 0 | 0 | 0 | 809.07 | 0 | 0
8225 | 1608.955 | 0 | 453.498 | 453.498 | 0 | 0 | 0 | 1176.831 | 0 | 0
8226 | 1527.332 | 0 | 0 | 0 | 0 | 0 | 0 | 1527.332 | 0 | 0
8227 | 1779.2 | 0 | 0 | 0 | 0 | 0 | 0 | 0 | 0 | 1867.204
8228 | 1836.8 | 0 | 0 | 0 | 0 | 0 | 0 | 37.423 | 0 | 1888.3791
8229 | 1579.2 | 0 | 0 | 0 | 0 | 0 | 0 | 0 | 0 | 1657.3115
8230 | 1553.6 | 0 | 0 | 0 | 0 | 0 | 0 | 0 | 0 | 1630.4453
8231 | 1396 | 0 | 0 | 0 | 0 | 0 | 0 | 0 | 0 | 1465.0499
8232 | 1387.2 | 0 | 0 | 0 | 0 | 0 | 0 | 1387.2 | 0 | 0
8233 | 1321.6 | 0 | 0 | 0 | 0 | 0 | 0 | 1321.6 | 0 | 0
8234 | 1526.4 | 0 | 0 | 0 | 0 | 0 | 0 | 1526.4 | 0 | 0
8235 | 1572 | 0 | 0 | 0 | 0 | 0 | 0 | 1572 | 0 | 0
8236 | 1433.6 | 0 | 0 | 0 | 0 | 0 | 0 | 1433.6 | 0 | 0
8237 | 1316 | 0 | 0 | 0 | 0 | 0 | 0 | 1316 | 0 | 0
8238 | 1384.8 | 0 | 0 | 0 | 0 | 0 | 0 | 1384.8 | 0 | 0
8239 | 1184.8 | 0 | 103.3595 | 0 | -103.3595 | 0 | 0 | 1184.8 | 0 | 0
8240 | 1308.643 | 0 | 705.983 | 0 | -705.983 | 0 | 0 | 1308.643 | 0 | 0
8241 | 1418.787 | 0 | 2141.4559 | 253.0769 | -1888.3791 | 0 | 0 | 1177.638 | 0 | 0
8242 | 1582.275 | 0 | 3253.6797 | 1365.3006 | -1888.3791 | 0 | 0 | 281.323 | 0 | 0
8243 | 1549.679 | 0 | 3768.2302 | 1626.3303 | -1888.3791 | 0 | 253.5208 | 0 | 0 | 0
8244 | 1523.622 | 0 | 2627.5135 | 739.1345 | -1888.3791 | 0 | 0 | 819.324 | 0 | 0
8245 | 1514.182 | 0 | 1597.7755 | 491.7163 | -1106.0592 | 0 | 0 | 1045.641 | 0 | 0
8246 | 1331.149 | 0 | 969.3446 | 969.3446 | 0 | 0 | 0 | 407.491 | 0 | 0
8247 | 1245.736 | 0 | 144.151 | 144.151 | 0 | 0 | 0 | 1108.379 | 0 | 0
8248 | 1236.827 | 0 | 200.1808 | 200.1808 | 0 | 0 | 0 | 1046.081 | 0 | 0
8249 | 1300.328 | 0 | 272.1467 | 272.1467 | 0 | 0 | 0 | 1041.008 | 0 | 0
8250 | 1367.211 | 0 | 0 | 0 | 0 | 0 | 0 | 1367.211 | 0 | 0
8251 | 1213.6 | 0 | 0 | 0 | 0 | 0 | 0 | 0 | 0 | 1273.6279
8252 | 1144.8 | 0 | 0 | 0 | 0 | 0 | 0 | 0 | 0 | 1201.4249
8253 | 1432 | 0 | 0 | 0 | 0 | 0 | 0 | 0 | 0 | 1502.8306
8254 | 1488.8 | 0 | 0 | 0 | 0 | 0 | 0 | 0 | 0 | 1562.4401
8255 | 1432.8 | 0 | 0 | 0 | 0 | 0 | 0 | 0 | 0 | 1503.6702
8256 | 1107.2 | 0 | 0 | 0 | 0 | 0 | 0 | 1107.2 | 0 | 0
8257 | 1325.6 | 0 | 0 | 0 | 0 | 0 | 0 | 1325.6 | 0 | 0
8258 | 1274.4 | 0 | 0 | 0 | 0 | 0 | 0 | 1274.4 | 0 | 0
8259 | 1459.2 | 0 | 0 | 0 | 0 | 0 | 0 | 1459.2 | 0 | 0
8260 | 1384.8 | 0 | 0 | 0 | 0 | 0 | 0 | 1384.8 | 0 | 0
8261 | 1256 | 0 | 0 | 0 | 0 | 0 | 0 | 1256 | 0 | 0
8262 | 1425.6 | 0 | 0 | 0 | 0 | 0 | 0 | 1425.6 | 0 | 0
8263 | 991.2 | 0 | 195.0342 | 0 | -195.0342 | 0 | 0 | 991.2 | 0 | 0
8264 | 982.402 | 0 | 1025.684 | 0 | -1025.684 | 0 | 0 | 982.402 | 0 | 0
8265 | 1106.567 | 0 | 2408.5326 | 520.1536 | -1888.3791 | 0 | 0 | 610.929 | 0 | 0
8266 | 1162.384 | 0 | 2115.4523 | 907.4536 | -1207.9987 | 0 | 0 | 297.699 | 0 | 0
8267 | 957.501 | 0 | 2196.791 | 1004.8616 | -1191.9294 | 0 | 0 | 0 | 0 | 0
8268 | 1301.609 | 0 | 2675.7101 | 1365.9901 | -1309.72 | 0 | 0 | 0 | 0 | 0
8269 | 1278.001 | 0 | 2326.9086 | 1341.2144 | -985.6942 | 0 | 0 | 0 | 0 | 0
8270 | 1638.085 | 0 | 1753.8726 | 1719.1091 | -34.7635 | 0 | 0 | 0 | 0 | 0
8271 | 1340.07 | 0 | 122.9026 | 122.9026 | 0 | 0 | 0 | 1222.96 | 0 | 0
8272 | 1262.195 | 0 | 411.3999 | 411.3999 | 0 | 0 | 0 | 870.185 | 0 | 0
8273 | 1317.571 | 0 | 12.2672 | 12.2672 | 0 | 0 | 0 | 1305.882 | 0 | 0
8274 | 1073.537 | 0 | 0 | 0 | 0 | 0 | 0 | 1073.537 | 0 | 0
8275 | 968 | 0 | 0 | 0 | 0 | 0 | 0 | 0 | 0 | 1015.8799
8276 | 1704.8 | 0 | 0 | 0 | 0 | 0 | 0 | 0 | 0 | 1789.124
8277 | 1280 | 0 | 0 | 0 | 0 | 0 | 0 | 0 | 0 | 1343.3123
8278 | 953.6 | 0 | 0 | 0 | 0 | 0 | 0 | 0 | 0 | 1000.7676
8279 | 1074.4 | 0 | 0 | 0 | 0 | 0 | 0 | 0 | 0 | 1127.5427
8280 | 1128 | 0 | 0 | 0 | 0 | 0 | 0 | 1128 | 0 | 0
8281 | 1326.4 | 0 | 0 | 0 | 0 | 0 | 0 | 1326.4 | 0 | 0
8282 | 1213.6 | 0 | 0 | 0 | 0 | 0 | 0 | 1213.6 | 0 | 0
8283 | 932 | 0 | 0 | 0 | 0 | 0 | 0 | 932 | 0 | 0
8284 | 1318.4 | 0 | 0 | 0 | 0 | 0 | 0 | 1318.4 | 0 | 0
8285 | 1150.4 | 0 | 0 | 0 | 0 | 0 | 0 | 1150.4 | 0 | 0
8286 | 1121.6 | 0 | 0 | 0 | 0 | 0 | 0 | 1121.6 | 0 | 0
8287 | 1252.8 | 0 | 228.0388 | 0 | -228.0388 | 0 | 0 | 1252.8 | 0 | 0
8288 | 1217.408 | 0 | 1046.4812 | 0 | -1046.4812 | 0 | 0 | 1217.408 | 0 | 0
8289 | 1302.102 | 0 | 2311.2768 | 422.8978 | -1888.3791 | 0 | 0 | 899.135 | 0 | 0
8290 | 1274.013 | 0 | 1824.8687 | 1196.0758 | -628.7929 | 0 | 0 | 134.31 | 0 | 0
8291 | 1359.024 | 0 | 1677.521 | 1426.245 | -251.276 | 0 | 0 | 0 | 0 | 0
8292 | 1360.939 | 0 | 3070.6156 | 1428.2547 | -1642.3609 | 0 | 0 | 0 | 0 | 0
8293 | 1309.39 | 0 | 1956.6749 | 1374.156 | -582.519 | 0 | 0 | 0 | 0 | 0
8294 | 1346.761 | 0 | 2130.7336 | 1413.3754 | -717.3581 | 0 | 0 | 0 | 0 | 0
8295 | 1666.961 | 0 | 1165.1271 | 1165.1271 | 0 | 0 | 0 | 556.748 | 0 | 0
8296 | 1629.508 | 0 | 408.5936 | 408.5936 | 0 | 0 | 0 | 1240.172 | 0 | 0
8297 | 1510.972 | 0 | 16.4104 | 16.4104 | 0 | 0 | 0 | 1495.335 | 0 | 0
8298 | 1715.055 | 0 | 0 | 0 | 0 | 0 | 0 | 1715.055 | 0 | 0
8299 | 1569.6 | 0 | 0 | 0 | 0 | 0 | 0 | 0 | 0 | 1647.2367
8300 | 1138.4 | 0 | 0 | 0 | 0 | 0 | 0 | 0 | 0 | 1194.7083
8301 | 1421.6 | 0 | 0 | 0 | 0 | 0 | 0 | 0 | 0 | 1491.9162
8302 | 1424.8 | 0 | 0 | 0 | 0 | 0 | 0 | 0 | 0 | 1495.2745
8303 | 1243.2 | 0 | 0 | 0 | 0 | 0 | 0 | 0 | 0 | 1304.692
8304 | 1226.4 | 0 | 0 | 0 | 0 | 0 | 0 | 1226.4 | 0 | 0
8305 | 871.2 | 0 | 0 | 0 | 0 | 0 | 0 | 871.2 | 0 | 0
8306 | 1341.6 | 0 | 0 | 0 | 0 | 0 | 0 | 1341.6 | 0 | 0
8307 | 1340 | 0 | 0 | 0 | 0 | 0 | 0 | 1340 | 0 | 0
8308 | 1356 | 0 | 0 | 0 | 0 | 0 | 0 | 1356 | 0 | 0
8309 | 1612 | 0 | 0 | 0 | 0 | 0 | 0 | 1612 | 0 | 0
8310 | 1690.4 | 0 | 0 | 0 | 0 | 0 | 0 | 1690.4 | 0 | 0
8311 | 1544.8 | 0 | 244.3244 | 0 | -244.3244 | 0 | 0 | 1544.8 | 0 | 0
8312 | 1215.149 | 0 | 1394.7475 | 163.8348 | -1230.9127 | 0 | 0 | 1059.036 | 0 | 0
8313 | 1492.134 | 0 | 2457.3232 | 1565.939 | -891.3842 | 0 | 0 | 0 | 0 | 0
8314 | 1882.658 | 0 | 2770.8198 | 1975.7794 | -795.0404 | 0 | 0 | 0 | 0 | 0
8315 | 1450.765 | 0 | 2512.8545 | 1522.5238 | -990.3307 | 0 | 0 | 0 | 0 | 0
8316 | 1737.05 | 0 | 1893.9339 | 1822.9692 | -70.9647 | 0 | 0 | 0 | 0 | 0
8317 | 1360.505 | 0 | 2424.836 | 1427.7993 | -997.0368 | 0 | 0 | 0 | 0 | 0
8318 | 1346.552 | 0 | 2567.096 | 1413.1561 | -1153.9399 | 0 | 0 | 0 | 0 | 0
8319 | 1602.583 | 0 | 877.6825 | 877.6825 | 0 | 0 | 0 | 766.267 | 0 | 0
8320 | 1371.928 | 0 | 541.0536 | 541.0536 | 0 | 0 | 0 | 856.375 | 0 | 0
8321 | 1617.23 | 0 | 238.5177 | 238.5177 | 0 | 0 | 0 | 1389.954 | 0 | 0
8322 | 1416.264 | 0 | 0 | 0 | 0 | 0 | 0 | 1416.264 | 0 | 0
8323 | 1540.8 | 0 | 0 | 0 | 0 | 0 | 0 | 0 | 0 | 1617.0121
8324 | 1249.6 | 0 | 0 | 0 | 0 | 0 | 0 | 0 | 0 | 1311.4086
8325 | 1344 | 0 | 0 | 0 | 0 | 0 | 0 | 0 | 0 | 1410.4779
8326 | 1529.6 | 0 | 0 | 0 | 0 | 0 | 0 | 0 | 0 | 1605.2582
8327 | 1204 | 0 | 0 | 0 | 0 | 0 | 0 | 0 | 0 | 1263.5531
8328 | 1254.4 | 0 | 0 | 0 | 0 | 0 | 0 | 1254.4 | 0 | 0
8329 | 1176.8 | 0 | 0 | 0 | 0 | 0 | 0 | 1176.8 | 0 | 0
8330 | 1458.4 | 0 | 0 | 0 | 0 | 0 | 0 | 1458.4 | 0 | 0
8331 | 1106.4 | 0 | 0 | 0 | 0 | 0 | 0 | 1106.4 | 0 | 0
8332 | 1453.6 | 0 | 0 | 0 | 0 | 0 | 0 | 1453.6 | 0 | 0
8333 | 1477.6 | 0 | 0 | 0 | 0 | 0 | 0 | 1477.6 | 0 | 0
8334 | 1080 | 0 | 0 | 0 | 0 | 0 | 0 | 1080 | 0 | 0
8335 | 1225.6 | 0 | 216.5377 | 216.5377 | 0 | 0 | 0 | 1019.268 | 0 | 0
8336 | 918.666 | 0 | 1080.0566 | 964.1057 | -115.9509 | 0 | 0 | 0 | 0 | 0
8337 | 1374.39 | 0 | 2497.7999 | 1442.371 | -1055.4289 | 0 | 0 | 0 | 0 | 0
8338 | 1560.354 | 0 | 2853.2519 | 1637.5333 | -1215.7186 | 0 | 0 | 0 | 0 | 0
8339 | 1797.136 | 0 | 2883.5111 | 1886.0272 | -997.4839 | 0 | 0 | 0 | 0 | 0
8340 | 1185.147 | 0 | 2998.8292 | 1243.7676 | -1755.0616 | 0 | 0 | 0 | 0 | 0
8341 | 1448.412 | 0 | 2730.4984 | 1520.0544 | -1210.444 | 0 | 0 | 0 | 0 | 0
8342 | 1481.714 | 0 | 2560.011 | 1555.0036 | -1005.0075 | 0 | 0 | 0 | 0 | 0
8343 | 915.477 | 0 | 2053.152 | 960.759 | -1092.3931 | 0 | 0 | 0 | 0 | 0
8344 | 1225.411 | 0 | 1398.6221 | 1286.0231 | -112.599 | 0 | 0 | 0 | 0 | 0
8345 | 1517.155 | 0 | 423.1024 | 423.1024 | 0 | 0 | 0 | 1113.994 | 0 | 0
8346 | 1563.602 | 0 | 0 | 0 | 0 | 0 | 0 | 1563.602 | 0 | 0
8347 | 1392 | 0 | 0 | 0 | 0 | 0 | 0 | 1392 | 0 | 0
8348 | 1641.6 | 0 | 0 | 0 | 0 | 0 | 0 | 937.673 | 0 | 738.7451
8349 | 1546.4 | 0 | 0 | 0 | 0 | 0 | 0 | 0 | 0 | 1622.8891
8350 | 1494.4 | 0 | 0 | 0 | 0 | 0 | 0 | 0 | 0 | 1568.3171
8351 | 1361.6 | 0 | 0 | 0 | 0 | 0 | 0 | 0 | 0 | 1428.9484
8352 | 1280.8 | 0 | 0 | 0 | 0 | 0 | 0 | 0 | 0 | 1344.1518
8353 | 1408 | 0 | 0 | 0 | 0 | 0 | 0 | 1408 | 0 | 0
8354 | 1036.8 | 0 | 0 | 0 | 0 | 0 | 0 | 1036.8 | 0 | 0
8355 | 1119.2 | 0 | 0 | 0 | 0 | 0 | 0 | 1119.2 | 0 | 0
8356 | 1168 | 0 | 0 | 0 | 0 | 0 | 0 | 1168 | 0 | 0
8357 | 1204.8 | 0 | 0 | 0 | 0 | 0 | 0 | 1204.8 | 0 | 0
8358 | 1127.2 | 0 | 0 | 0 | 0 | 0 | 0 | 1127.2 | 0 | 0
8359 | 1190.4 | 0 | 260.5805 | 260.5805 | 0 | 0 | 0 | 0 | 0 | 988.6999
8360 | 210.344 | 0 | 1442.3973 | 220.7482 | -1221.6491 | 0 | 0 | 0 | 0 | 0
8361 | 101.182 | 0 | 2536.4684 | 106.1857 | -1888.3791 | 0 | 541.9037 | 0 | 0 | 0
8362 | 0 | 0 | 2366.3505 | 0 | -1888.3791 | 0 | 477.9715 | 0 | 0 | 0
8363 | 0 | 0 | 1467.8593 | 0 | -1467.8593 | 0 | 0 | 0 | 0 | 0
8364 | 0 | 0 | 1988.2113 | -0.0010495 | -1888.3791 | 0 | 99.8333 | 0 | 0 | 0
8365 | 0 | 0 | 2002.7442 | 0 | -1231.9999 | 0 | 770.7443 | 0 | 0 | 0
8366 | 0 | 0 | 3035.5425 | 0 | 0 | 0 | 3035.5425 | 0 | 0 | 0
8367 | 0 | 0 | 2233.7667 | 0 | 0 | 0 | 2233.7667 | 0 | 0 | 0
8368 | 0 | 0 | 1203.7547 | 0 | 0 | 0 | 1203.7547 | 0 | 0 | 0
8369 | 0 | 0 | 411.7084 | 0 | 0 | 0 | 411.7084 | 0 | 0 | 0
8370 | 0 | 0 | 0 | 0 | 0 | 0 | 0 | 0 | 0 | 0
8371 | 0 | 0 | 0 | 0 | 0 | 0 | 0 | 0 | 0 | 0
8372 | 0 | 0 | 0 | 0 | 0 | 0 | 0 | 0 | 0 | 0
8373 | 137.6 | 0 | 0 | 0 | 0 | 0 | 0 | 0 | 0 | 144.4061
8374 | 224 | 0 | 0 | 0 | 0 | 0 | 0 | 0 | 0 | 235.0796
8375 | 279.2 | 0 | 0 | 0 | 0 | 0 | 0 | 0 | 0 | 293.01
8376 | 275.2 | 0 | 0 | 0 | 0 | 0 | 0 | 0 | 0 | 288.8121
8377 | 272 | 0 | 0 | 0 | 0 | 0 | 0 | 0 | 0 | 285.4539
8378 | 291.2 | 0 | 0 | 0 | 0 | 0 | 0 | 0 | 0 | 305.6035
8379 | 199.2 | 0 | 0 | 0 | 0 | 0 | 0 | 0 | 0 | 209.053
8380 | 207.2 | 0 | 0 | 0 | 0 | 0 | 0 | 0 | 0 | 217.4487
8381 | 285.6 | 0 | 0 | 0 | 0 | 0 | 0 | 0 | 0 | 299.7265
8382 | 264 | 0 | 0 | 0 | 0 | 0 | 0 | 0 | 0 | 277.0582
8383 | 318.4 | 0 | 173.3219 | 173.3219 | 0 | 0 | 0 | 0 | 0 | 160.827
8384 | 138.494 | 0 | 1454.6886 | 145.3443 | -1309.3443 | 0 | 0 | 0 | 0 | 0
8385 | 740.535 | 0 | 2557.824 | 777.1639 | -1713.802 | 0 | 66.8581 | 0 | 0 | 0
8386 | 1328.616 | 0 | 2868.3841 | 1394.3329 | 0 | 0 | 1474.0512 | 0 | 0 | 0
8387 | 1321.969 | 0 | 3663.1118 | 1387.3572 | 0 | 0 | 2275.7546 | 0 | 0 | 0
8388 | 1360.73 | 0 | 3603.0752 | 1428.0354 | 0 | 0 | 2175.0398 | 0 | 0 | 0
8389 | 1345.146 | 0 | 2876.4314 | 1411.6806 | 0 | 0 | 1464.7508 | 0 | 0 | 0
8390 | 1049.667 | 0 | 2380.11 | 1101.5864 | 0 | 0 | 1278.5237 | 0 | 0 | 0
8391 | 978.516 | 0 | 2152.3682 | 1026.916 | 0 | 0 | 1125.4522 | 0 | 0 | 0
8392 | 1113.713 | 0 | 666.773 | 666.773 | 0 | 0 | 0 | 478.366 | 0 | 0
8393 | 1271.929 | 0 | 120.5665 | 120.5665 | 0 | 0 | 0 | 1157.045 | 0 | 0
8394 | 1081.973 | 0 | 0 | 0 | 0 | 0 | 0 | 784.16 | 0 | 312.5436
8395 | 1176.8 | 0 | 0 | 0 | 0 | 0 | 0 | 0 | 0 | 1235.0077
8396 | 942.4 | 0 | 0 | 0 | 0 | 0 | 0 | 0 | 0 | 989.0137
8397 | 892.8 | 0 | 0 | 0 | 0 | 0 | 0 | 0 | 0 | 936.9603
8398 | 998.4 | 0 | 0 | 0 | 0 | 0 | 0 | 0 | 0 | 1047.7836
8399 | 1292 | 0 | 0 | 0 | 0 | 0 | 0 | 0 | 0 | 1355.9058
8400 | 1080.8 | 0 | 0 | 0 | 0 | 0 | 0 | 0 | 0 | 1134.2593
8401 | 1272.8 | 0 | 0 | 0 | 0 | 0 | 0 | 1272.8 | 0 | 0
8402 | 1246.4 | 0 | 0 | 0 | 0 | 0 | 0 | 1246.4 | 0 | 0
8403 | 1290.4 | 0 | 0 | 0 | 0 | 0 | 0 | 1290.4 | 0 | 0
8404 | 856 | 0 | 0 | 0 | 0 | 0 | 0 | 856 | 0 | 0
8405 | 1009.6 | 0 | 0 | 0 | 0 | 0 | 0 | 1009.6 | 0 | 0
8406 | 1304.8 | 0 | 0 | 0 | 0 | 0 | 0 | 1304.8 | 0 | 0
8407 | 1032.8 | 0 | 197.9937 | 197.9937 | 0 | 0 | 0 | 0 | 0 | 885.8913
8408 | 1361.032 | 0 | 1245.0689 | 1245.0689 | 0 | 0 | 0 | 0 | 0 | 183.2834
8409 | 1132.013 | 0 | 1930.8917 | 1188.0054 | -742.8863 | 0 | 0 | 0 | 0 | 0
8410 | 1598.971 | 0 | 2659.3238 | 1678.0604 | -981.2634 | 0 | 0 | 0 | 0 | 0
8411 | 1537.183 | 0 | 3772.1887 | 1613.2162 | -1888.3791 | 0 | 270.5935 | 0 | 0 | 0
8412 | 1425.846 | 0 | 4087.3791 | 1496.3722 | -1888.3791 | 0 | 702.6279 | 0 | 0 | 0
8413 | 1392.659 | 0 | 3886.0985 | 1461.5437 | -1888.3791 | 0 | 536.1757 | 0 | 0 | 0
8414 | 1295.781 | 0 | 2176.8438 | 1359.8738 | -816.97 | 0 | 0 | 0 | 0 | 0
8415 | 1618.778 | 0 | 2485.4782 | 1698.8471 | -786.6311 | 0 | 0 | 0 | 0 | 0
8416 | 1607.397 | 0 | 1593.4664 | 1593.4664 | 0 | 0 | 0 | 89.033 | 0 | 0
8417 | 1627.259 | 0 | 178.5818 | 178.5818 | 0 | 0 | 0 | 1457.094 | 0 | 0
8418 | 1365.124 | 0 | 0 | 0 | 0 | 0 | 0 | 1365.124 | 0 | 0
8419 | 1428 | 0 | 0 | 0 | 0 | 0 | 0 | 0 | 0 | 1498.6327
8420 | 1173.6 | 0 | 0 | 0 | 0 | 0 | 0 | 0 | 0 | 1231.6494
8421 | 1508 | 0 | 0 | 0 | 0 | 0 | 0 | 0 | 0 | 1582.5898
8422 | 1451.2 | 0 | 0 | 0 | 0 | 0 | 0 | 0 | 0 | 1522.9803
8423 | 1724 | 0 | 0 | 0 | 0 | 0 | 0 | 0 | 0 | 1809.2737
8424 | 1598.4 | 0 | 0 | 0 | 0 | 0 | 0 | 1598.4 | 0 | 0
8425 | 1463.2 | 0 | 0 | 0 | 0 | 0 | 0 | 1463.2 | 0 | 0
8426 | 1581.6 | 0 | 0 | 0 | 0 | 0 | 0 | 1581.6 | 0 | 0
8427 | 1542.4 | 0 | 0 | 0 | 0 | 0 | 0 | 1542.4 | 0 | 0
8428 | 1321.6 | 0 | 0 | 0 | 0 | 0 | 0 | 1321.6 | 0 | 0
8429 | 1266.4 | 0 | 0 | 0 | 0 | 0 | 0 | 1266.4 | 0 | 0
8430 | 1100 | 0 | 0 | 0 | 0 | 0 | 0 | 1100 | 0 | 0
8431 | 1120 | 0 | 213.5426 | 0 | -213.5426 | 0 | 0 | 1120 | 0 | 0
8432 | 977.25 | 0 | 1154.9515 | 0 | -1154.9515 | 0 | 0 | 977.25 | 0 | 0
8433 | 1164.458 | 0 | 2060.6998 | 846.8944 | -1213.8054 | 0 | 0 | 357.479 | 0 | 0
8434 | 1811.107 | 0 | 2665.2375 | 1900.6892 | -764.5483 | 0 | 0 | 0 | 0 | 0
8435 | 1589.091 | 0 | 3205.4348 | 1667.6917 | -1537.7431 | 0 | 0 | 0 | 0 | 0
8436 | 1463.659 | 0 | 3139.3774 | 1536.0555 | -1603.3219 | 0 | 0 | 0 | 0 | 0
8437 | 1438.004 | 0 | 2791.5865 | 1509.1316 | -1282.455 | 0 | 0 | 0 | 0 | 0
8438 | 1439.024 | 0 | 2248.031 | 1510.202 | -737.829 | 0 | 0 | 0 | 0 | 0
8439 | 1791.185 | 0 | 1050.2194 | 1050.2194 | 0 | 0 | 0 | 790.464 | 0 | 0
8440 | 1612.223 | 0 | 625.8576 | 625.8576 | 0 | 0 | 0 | 1015.863 | 0 | 0
8441 | 1277.059 | 0 | 80.9996 | 80.9996 | 0 | 0 | 0 | 1199.877 | 0 | 0
8442 | 1399.92 | 0 | 0 | 0 | 0 | 0 | 0 | 1399.92 | 0 | 0
8443 | 1373.6 | 0 | 0 | 0 | 0 | 0 | 0 | 0 | 0 | 1441.542
8444 | 1170.4 | 0 | 0 | 0 | 0 | 0 | 0 | 0 | 0 | 1228.2911
8445 | 1194.4 | 0 | 0 | 0 | 0 | 0 | 0 | 0 | 0 | 1253.4783
8446 | 1397.6 | 0 | 0 | 0 | 0 | 0 | 0 | 0 | 0 | 1466.7291
8447 | 1476 | 0 | 0 | 0 | 0 | 0 | 0 | 0 | 0 | 1549.007
8448 | 1419.2 | 0 | 0 | 0 | 0 | 0 | 0 | 1419.2 | 0 | 0
8449 | 1497.6 | 0 | 0 | 0 | 0 | 0 | 0 | 1497.6 | 0 | 0
8450 | 1310.4 | 0 | 0 | 0 | 0 | 0 | 0 | 1310.4 | 0 | 0
8451 | 1341.6 | 0 | 0 | 0 | 0 | 0 | 0 | 1341.6 | 0 | 0
8452 | 1416 | 0 | 0 | 0 | 0 | 0 | 0 | 1416 | 0 | 0
8453 | 957.6 | 0 | 0 | 0 | 0 | 0 | 0 | 957.6 | 0 | 0
8454 | 1168 | 0 | 0 | 0 | 0 | 0 | 0 | 1168 | 0 | 0
8455 | 1116.8 | 0 | 228.2949 | 0 | -228.2949 | 0 | 0 | 1116.8 | 0 | 0
8456 | 1100.114 | 0 | 1215.5234 | 1125.5802 | -89.9432 | 0 | 0 | 27.584 | 0 | 0
8457 | 1505.134 | 0 | 2085.4849 | 1579.582 | -505.9029 | 0 | 0 | 0 | 0 | 0
8458 | 1372.623 | 0 | 2676.9999 | 1440.5166 | -1236.4833 | 0 | 0 | 0 | 0 | 0
8459 | 1730.814 | 0 | 2979.4047 | 1816.4247 | -1162.9799 | 0 | 0 | 0 | 0 | 0
8460 | 1451.75 | 0 | 2944.997 | 1523.5575 | -1421.4395 | 0 | 0 | 0 | 0 | 0
8461 | 1419.609 | 0 | 2138.6329 | 1489.8267 | -648.8062 | 0 | 0 | 0 | 0 | 0
8462 | 1566.858 | 0 | 2615.9999 | 1644.359 | -971.6408 | 0 | 0 | 0 | 0 | 0
8463 | 1497.729 | 0 | 1969.5844 | 1571.8107 | -397.7737 | 0 | 0 | 0 | 0 | 0
8464 | 1156.838 | 0 | 1376.6254 | 1214.0583 | -162.567 | 0 | 0 | 0 | 0 | 0
8465 | 1305.359 | 0 | 438.2053 | 438.2053 | 0 | 0 | 0 | 887.807 | 0 | 0
8466 | 1419.829 | 0 | 0 | 0 | 0 | 0 | 0 | 1419.829 | 0 | 0
8467 | 1196 | 0 | 0 | 0 | 0 | 0 | 0 | 0 | 0 | 1255.1574
8468 | 1183.2 | 0 | 0 | 0 | 0 | 0 | 0 | 0 | 0 | 1241.7243
8469 | 1408.8 | 0 | 0 | 0 | 0 | 0 | 0 | 0 | 0 | 1478.4831
8470 | 1412 | 0 | 0 | 0 | 0 | 0 | 0 | 0 | 0 | 1481.8413
8471 | 1347.2 | 0 | 0 | 0 | 0 | 0 | 0 | 0 | 0 | 1413.8362
8472 | 1276 | 0 | 0 | 0 | 0 | 0 | 0 | 1276 | 0 | 0
8473 | 1184 | 0 | 0 | 0 | 0 | 0 | 0 | 1184 | 0 | 0
8474 | 1453.6 | 0 | 0 | 0 | 0 | 0 | 0 | 1453.6 | 0 | 0
8475 | 1312.8 | 0 | 0 | 0 | 0 | 0 | 0 | 1312.8 | 0 | 0
8476 | 1127.2 | 0 | 0 | 0 | 0 | 0 | 0 | 1127.2 | 0 | 0
8477 | 1457.6 | 0 | 0 | 0 | 0 | 0 | 0 | 1457.6 | 0 | 0
8478 | 1394.4 | 0 | 0 | 0 | 0 | 0 | 0 | 1394.4 | 0 | 0
8479 | 1288.8 | 0 | 68.8689 | 68.8689 | 0 | 0 | 0 | 1223.177 | 0 | 0
8480 | 1161.104 | 0 | 585.0009 | 585.0009 | 0 | 0 | 0 | 603.675 | 0 | 0
8481 | 829.113 | 0 | 1723.0194 | 870.1232 | -852.8962 | 0 | 0 | 0 | 0 | 0
8482 | 1028.635 | 0 | 2127.0542 | 1079.5141 | -1047.5401 | 0 | 0 | 0 | 0 | 0
8483 | 1605.522 | 0 | 3133.8562 | 1684.9355 | -1448.9207 | 0 | 0 | 0 | 0 | 0
8484 | 1388.834 | 0 | 3282.1852 | 1457.5295 | -1824.6557 | 0 | 0 | 0 | 0 | 0
8485 | 1422.415 | 0 | 2731.9487 | 1492.7715 | -1239.1772 | 0 | 0 | 0 | 0 | 0
8486 | 1624.992 | 0 | 2768.2517 | 1705.3685 | -1062.8832 | 0 | 0 | 0 | 0 | 0
8487 | 1558.054 | 0 | 1800.4939 | 1635.1196 | -165.3743 | 0 | 0 | 0 | 0 | 0
8488 | 1796.174 | 0 | 281.7335 | 281.7335 | 0 | 0 | 0 | 1527.719 | 0 | 0
8489 | 1733.951 | 0 | 215.1766 | 215.1766 | 0 | 0 | 0 | 1528.916 | 0 | 0
8490 | 1379.821 | 0 | 0 | 0 | 0 | 0 | 0 | 1379.821 | 0 | 0
8491 | 1425.6 | 0 | 0 | 0 | 0 | 0 | 0 | 0 | 0 | 1496.114
8492 | 1449.6 | 0 | 0 | 0 | 0 | 0 | 0 | 0 | 0 | 1521.3011
8493 | 1551.2 | 0 | 0 | 0 | 0 | 0 | 0 | 0 | 0 | 1627.9265
8494 | 1432.8 | 0 | 0 | 0 | 0 | 0 | 0 | 0 | 0 | 1503.6702
8495 | 1576.8 | 0 | 0 | 0 | 0 | 0 | 0 | 0 | 0 | 1654.7928
8496 | 1746.4 | 0 | 0 | 0 | 0 | 0 | 0 | 1746.4 | 0 | 0
8497 | 704 | 0 | 0 | 0 | 0 | 0 | 0 | 704 | 0 | 0
8498 | 883.2 | 0 | 0 | 0 | 0 | 0 | 0 | 883.2 | 0 | 0
8499 | 1075.2 | 0 | 0 | 0 | 0 | 0 | 0 | 1075.2 | 0 | 0
8500 | 876.8 | 0 | 0 | 0 | 0 | 0 | 0 | 876.8 | 0 | 0
8501 | 927.2 | 0 | 0 | 0 | 0 | 0 | 0 | 927.2 | 0 | 0
8502 | 720.8 | 0 | 0 | 0 | 0 | 0 | 0 | 720.8 | 0 | 0
8503 | 638.4 | 0 | 158.3261 | 158.3261 | 0 | 0 | 0 | 487.536 | 0 | 0
8504 | 622.722 | 0 | 1144.1883 | 653.5235 | -490.6647 | 0 | 0 | 0 | 0 | 0
8505 | 603.316 | 0 | 2611.8335 | 633.1566 | -1888.3791 | 0 | 90.2979 | 0 | 0 | 0
8506 | 1098.458 | 0 | 3433.8126 | 1152.7907 | -1888.3791 | 0 | 392.6428 | 0 | 0 | 0
8507 | 979.053 | 0 | 3460.4752 | 1027.4786 | -1888.3791 | 0 | 544.6176 | 0 | 0 | 0
8508 | 716.923 | 0 | 3572.3291 | 752.3839 | -1888.3791 | 0 | 931.5661 | 0 | 0 | 0
8509 | 680.172 | 0 | 3447.9583 | 713.8151 | -1542.4656 | 0 | 1191.6775 | 0 | 0 | 0
8510 | 780.334 | 0 | 3053.0644 | 818.9314 | 0 | 0 | 2234.1329 | 0 | 0 | 0
8511 | 882.579 | 0 | 2293.1316 | 926.2337 | 0 | 0 | 1366.8979 | 0 | 0 | 0
8512 | 842.753 | 0 | 2114.6086 | 884.4378 | 0 | 0 | 1230.1707 | 0 | 0 | 0
8513 | 490.41 | 0 | 902.645 | 514.667 | 0 | 0 | 387.978 | 0 | 0 | 0
8514 | 678.563 | 0 | 0 | 0 | 0 | 0 | 0 | 0 | 0 | 712.1266
8515 | 853.6 | 0 | 0 | 0 | 0 | 0 | 0 | 0 | 0 | 895.8214
8516 | 705.6 | 0 | 0 | 0 | 0 | 0 | 0 | 0 | 0 | 740.5009
8517 | 828.8 | 0 | 0 | 0 | 0 | 0 | 0 | 0 | 0 | 869.7947
8518 | 820 | 0 | 0 | 0 | 0 | 0 | 0 | 0 | 0 | 860.5594
8519 | 755.2 | 0 | 0 | 0 | 0 | 0 | 0 | 0 | 0 | 792.5542
8520 | 697.6 | 0 | 0 | 0 | 0 | 0 | 0 | 0 | 0 | 732.1052
8521 | 1381.6 | 0 | 0 | 0 | 0 | 0 | 0 | 1381.6 | 0 | 0
8522 | 1472 | 0 | 0 | 0 | 0 | 0 | 0 | 1472 | 0 | 0
8523 | 1526.4 | 0 | 0 | 0 | 0 | 0 | 0 | 1526.4 | 0 | 0
8524 | 1505.6 | 0 | 0 | 0 | 0 | 0 | 0 | 1505.6 | 0 | 0
8525 | 1336.8 | 0 | 0 | 0 | 0 | 0 | 0 | 1091.441 | 0 | 257.4951
8526 | 1504 | 0 | 0 | 0 | 0 | 0 | 0 | 0 | 0 | 1578.3919
8527 | 1156.8 | 0 | 39.1922 | 39.1922 | 0 | 0 | 0 | 0 | 0 | 1174.8263
8528 | 151.282 | 0 | 410.6327 | 158.7648 | -251.8679 | 0 | 0 | 0 | 0 | 0
8529 | 203.767 | 0 | 1307.5896 | 213.8459 | -1093.7437 | 0 | 0 | 0 | 0 | 0
8530 | 271.406 | 0 | 2071.7254 | 284.8305 | -1786.895 | 0 | 0 | 0 | 0 | 0
8531 | 225.678 | 0 | 2938.3822 | 236.8406 | -1888.3791 | 0 | 813.1625 | 0 | 0 | 0
8532 | 210.894 | 0 | 2947.4527 | 221.3254 | -1888.3791 | 0 | 837.7483 | 0 | 0 | 0
8533 | 235.761 | 0 | 2359.2898 | 247.4224 | -1888.3791 | 0 | 223.4883 | 0 | 0 | 0
8534 | 236.032 | 0 | 1549.0972 | 247.7068 | -789.0018 | 0 | 512.3886 | 0 | 0 | 0
8535 | 258.885 | 0 | 1158.8566 | 271.6902 | 0 | 0 | 887.1664 | 0 | 0 | 0
8536 | 263.906 | 0 | 566.7592 | 276.9595 | 0 | 0 | 289.7997 | 0 | 0 | 0
8537 | 505.286 | 0 | 248.8769 | 248.8769 | 0 | 0 | 0 | 0 | 0 | 281.4019
8538 | 457.786 | 0 | 0 | 0 | 0 | 0 | 0 | 0 | 0 | 480.4293
8539 | 296 | 0 | 0 | 0 | 0 | 0 | 0 | 0 | 0 | 310.641
8540 | 264.8 | 0 | 0 | 0 | 0 | 0 | 0 | 0 | 0 | 277.8977
8541 | 239.2 | 0 | 0 | 0 | 0 | 0 | 0 | 0 | 0 | 251.0315
8542 | 282.4 | 0 | 0 | 0 | 0 | 0 | 0 | 0 | 0 | 296.3683
8543 | 237.6 | 0 | 0 | 0 | 0 | 0 | 0 | 0 | 0 | 249.3523
8544 | 223.2 | 0 | 0 | 0 | 0 | 0 | 0 | 0 | 0 | 234.2401
8545 | 259.2 | 0 | 0 | 0 | 0 | 0 | 0 | 0 | 0 | 272.0207
8546 | 218.4 | 0 | 0 | 0 | 0 | 0 | 0 | 0 | 0 | 229.2027
8547 | 200 | 0 | 0 | 0 | 0 | 0 | 0 | 0 | 0 | 209.8925
8548 | 210.4 | 0 | 0 | 0 | 0 | 0 | 0 | 0 | 0 | 220.807
8549 | 123.2 | 0 | 0 | 0 | 0 | 0 | 0 | 0 | 0 | 129.2938
8550 | 180 | 0 | 0 | 0 | 0 | 0 | 0 | 0 | 0 | 188.9033
8551 | 153.6 | 0 | 79.1337 | 79.1337 | 0 | 0 | 0 | 0 | 0 | 82.0638
8552 | 243.992 | 0 | 850.6147 | 256.0605 | -594.5542 | 0 | 0 | 0 | 0 | 0
8553 | 437.884 | 0 | 1542.8204 | 459.5429 | -1083.2774 | 0 | 0 | 0 | 0 | 0
8554 | 969.506 | 0 | 2035.0771 | 1017.4604 | -1017.6168 | 0 | 0 | 0 | 0 | 0
8555 | 1470.638 | 0 | 2414.5828 | 1543.3797 | -871.2031 | 0 | 0 | 0 | 0 | 0
8556 | 1520.337 | 0 | 2909.6868 | 1595.537 | -566.1222 | 0 | 748.0276 | 0 | 0 | 0
8557 | 1436.091 | 0 | 2926.5191 | 1507.1239 | 0 | 0 | 1419.3952 | 0 | 0 | 0
8558 | 1653.246 | 0 | 2289.3273 | 1735.02 | 0 | 0 | 554.3073 | 0 | 0 | 0
8559 | 1597.991 | 0 | 1948.0032 | 1677.032 | 0 | 0 | 270.9713 | 0 | 0 | 0
8560 | 1630.98 | 0 | 309.3533 | 309.3533 | 0 | 0 | 0 | 1336.207 | 0 | 0
8561 | 1716.665 | 0 | 599.5864 | 599.5864 | 0 | 0 | 0 | 1145.338 | 0 | 0
8562 | 1572.735 | 0 | 0 | 0 | 0 | 0 | 0 | 1572.735 | 0 | 0
8563 | 1589.6 | 0 | 0 | 0 | 0 | 0 | 0 | 0 | 0 | 1668.2259
8564 | 1557.6 | 0 | 0 | 0 | 0 | 0 | 0 | 0 | 0 | 1634.6431
8565 | 1602.4 | 0 | 0 | 0 | 0 | 0 | 0 | 0 | 0 | 1681.659
8566 | 1444 | 0 | 0 | 0 | 0 | 0 | 0 | 0 | 0 | 1515.4241
8567 | 1375.2 | 0 | 0 | 0 | 0 | 0 | 0 | 0 | 0 | 1443.2211
8568 | 1093.6 | 0 | 0 | 0 | 0 | 0 | 0 | 1093.6 | 0 | 0
8569 | 1228 | 0 | 0 | 0 | 0 | 0 | 0 | 1228 | 0 | 0
8570 | 1288 | 0 | 0 | 0 | 0 | 0 | 0 | 1288 | 0 | 0
8571 | 1141.6 | 0 | 0 | 0 | 0 | 0 | 0 | 1141.6 | 0 | 0
8572 | 1294.4 | 0 | 0 | 0 | 0 | 0 | 0 | 1294.4 | 0 | 0
8573 | 1065.6 | 0 | 0 | 0 | 0 | 0 | 0 | 1065.6 | 0 | 0
8574 | 829.6 | 0 | 0 | 0 | 0 | 0 | 0 | 829.6 | 0 | 0
8575 | 1029.6 | 0 | 215.9196 | 215.9196 | 0 | 0 | 0 | 184.48 | 0 | 671.0023
8576 | 822.307 | 0 | 1389.3984 | 862.9805 | -526.4178 | 0 | 0 | 0 | 0 | 0
8577 | 592.193 | 0 | 2544.5755 | 621.4834 | -1888.3791 | 0 | 34.7131 | 0 | 0 | 0
8578 | 240.544 | 0 | 3333.3118 | 252.442 | -1888.3791 | 0 | 1192.4908 | 0 | 0 | 0
8579 | 160.732 | 0 | 2876.4314 | 168.6812 | -1888.3791 | 0 | 819.3712 | 0 | 0 | 0
8580 | 234.455 | 0 | 2735.901 | 246.0518 | -1888.3791 | 0 | 601.4702 | 0 | 0 | 0
8581 | 799.112 | 0 | 3561.5353 | 838.6382 | -1506.7126 | 0 | 1216.1845 | 0 | 0 | 0
8582 | 1280.093 | 0 | 2872.0341 | 1343.4099 | 0 | 0 | 1528.6243 | 0 | 0 | 0
8583 | 1234.242 | 0 | 1971.7715 | 1295.2909 | 0 | 0 | 676.4805 | 0 | 0 | 0
8584 | 1396.75 | 0 | 939.8883 | 939.8883 | 0 | 0 | 0 | 501.16 | 0 | 0
8585 | 1167.432 | 0 | 463.7744 | 463.7744 | 0 | 0 | 0 | 725.516 | 0 | 0
8586 | 1508.661 | 0 | 5.0584 | 5.0584 | 0 | 0 | 0 | 1503.841 | 0 | 0
8587 | 1127.2 | 0 | 0 | 0 | 0 | 0 | 0 | 0 | 0 | 1182.9544
8588 | 1019.2 | 0 | 0 | 0 | 0 | 0 | 0 | 0 | 0 | 1069.6124
8589 | 1018.4 | 0 | 0 | 0 | 0 | 0 | 0 | 0 | 0 | 1068.7728
8590 | 1072 | 0 | 0 | 0 | 0 | 0 | 0 | 0 | 0 | 1125.024
8591 | 1246.4 | 0 | 0 | 0 | 0 | 0 | 0 | 0 | 0 | 1308.0503
8592 | 1248 | 0 | 0 | 0 | 0 | 0 | 0 | 1248 | 0 | 0
8593 | 1350.4 | 0 | 0 | 0 | 0 | 0 | 0 | 1350.4 | 0 | 0
8594 | 1180.8 | 0 | 0 | 0 | 0 | 0 | 0 | 1180.8 | 0 | 0
8595 | 1263.2 | 0 | 0 | 0 | 0 | 0 | 0 | 1263.2 | 0 | 0
8596 | 924 | 0 | 0 | 0 | 0 | 0 | 0 | 924 | 0 | 0
8597 | 1158.4 | 0 | 0 | 0 | 0 | 0 | 0 | 1158.4 | 0 | 0
8598 | 944.8 | 0 | 0 | 0 | 0 | 0 | 0 | 944.8 | 0 | 0
8599 | 1162.4 | 0 | 191.8481 | 191.8481 | 0 | 0 | 0 | 227.718 | 0 | 789.0658
8600 | 1102.325 | 0 | 1267.6313 | 1156.849 | -110.7823 | 0 | 0 | 0 | 0 | 0
8601 | 1299.188 | 0 | 1884.3827 | 1363.4494 | -520.9333 | 0 | 0 | 0 | 0 | 0
8602 | 1255.151 | 0 | 2736.7269 | 1317.2342 | -1419.4928 | 0 | 0 | 0 | 0 | 0
8603 | 1741.645 | 0 | 2787.7707 | 1827.7915 | -959.9792 | 0 | 0 | 0 | 0 | 0
8604 | 1714.976 | 0 | 3217.2685 | 1799.8033 | -1417.4652 | 0 | 0 | 0 | 0 | 0
8605 | 1914.011 | 0 | 4088.6689 | 2008.6832 | -1888.3791 | 0 | 191.6067 | 0 | 0 | 0
8606 | 1870.71 | 0 | 2834.9692 | 1963.2404 | -871.7288 | 0 | 0 | 0 | 0 | 0
8607 | 1783.81 | 0 | 1965.4652 | 1872.0421 | -93.4232 | 0 | 0 | 0 | 0 | 0
8608 | 2019.637 | 0 | 1519.4803 | 1519.4803 | 0 | 0 | 0 | 571.772 | 0 | 0
8609 | 1410.31 | 0 | 278.7499 | 278.7499 | 0 | 0 | 0 | 1144.698 | 0 | 0
8610 | 1651.085 | 0 | 0 | 0 | 0 | 0 | 0 | 1651.085 | 0 | 0
8611 | 1632 | 0 | 0 | 0 | 0 | 0 | 0 | 0 | 0 | 1712.7231
8612 | 1364.8 | 0 | 0 | 0 | 0 | 0 | 0 | 0 | 0 | 1432.3067
8613 | 1691.2 | 0 | 0 | 0 | 0 | 0 | 0 | 0 | 0 | 1774.8513
8614 | 1349.6 | 0 | 0 | 0 | 0 | 0 | 0 | 0 | 0 | 1416.3549
8615 | 1433.6 | 0 | 0 | 0 | 0 | 0 | 0 | 0 | 0 | 1504.5097
8616 | 1556 | 0 | 0 | 0 | 0 | 0 | 0 | 1556 | 0 | 0
8617 | 1457.6 | 0 | 0 | 0 | 0 | 0 | 0 | 1457.6 | 0 | 0
8618 | 1494.4 | 0 | 0 | 0 | 0 | 0 | 0 | 1494.4 | 0 | 0
8619 | 1759.2 | 0 | 0 | 0 | 0 | 0 | 0 | 1759.2 | 0 | 0
8620 | 1729.6 | 0 | 0 | 0 | 0 | 0 | 0 | 1729.6 | 0 | 0
8621 | 1414.4 | 0 | 0 | 0 | 0 | 0 | 0 | 1414.4 | 0 | 0
8622 | 1408.8 | 0 | 0 | 0 | 0 | 0 | 0 | 1408.8 | 0 | 0
8623 | 1471.2 | 0 | 161.9164 | 161.9164 | 0 | 0 | 0 | 1316.915 | 0 | 0
8624 | 1645.752 | 0 | 1110.9035 | 1110.9035 | 0 | 0 | 0 | 587.207 | 0 | 0
8625 | 1196.191 | 0 | 2129.6694 | 1255.3578 | -874.3116 | 0 | 0 | 0 | 0 | 0
8626 | 1139.333 | 0 | 2616.9696 | 1195.6875 | -1421.2821 | 0 | 0 | 0 | 0 | 0
8627 | 1201.095 | 0 | 3084.3751 | 1260.5044 | -1823.8707 | 0 | 0 | 0 | 0 | 0
8628 | 1464.687 | 0 | 3360.2484 | 1537.1344 | -1823.114 | 0 | 0 | 0 | 0 | 0
8629 | 1491.287 | 0 | 2302.2189 | 1565.0501 | -737.1688 | 0 | 0 | 0 | 0 | 0
8630 | 1221.935 | 0 | 2775.9968 | 1282.3752 | -1493.6216 | 0 | 0 | 0 | 0 | 0
8631 | 1440.758 | 0 | 1450.2074 | 1450.2074 | 0 | 0 | 0 | 24.495 | 0 | 36.1089
8632 | 1143.128 | 0 | 1792.3868 | 1199.6702 | -592.7166 | 0 | 0 | 0 | 0 | 0
8633 | 1279.819 | 0 | 691.237 | 691.237 | 0 | 0 | 0 | 621.161 | 0 | 0
8634 | 1197.79 | 0 | 6.217 | 6.217 | 0 | 0 | 0 | 744.97 | 0 | 469.0007
8635 | 973.6 | 0 | 0 | 0 | 0 | 0 | 0 | 0 | 0 | 1021.7569
8636 | 1392 | 0 | 0 | 0 | 0 | 0 | 0 | 0 | 0 | 1460.8521
8637 | 827.2 | 0 | 0 | 0 | 0 | 0 | 0 | 0 | 0 | 868.1155
8638 | 1307.2 | 0 | 0 | 0 | 0 | 0 | 0 | 0 | 0 | 1371.8576
8639 | 978.4 | 0 | 0 | 0 | 0 | 0 | 0 | 0 | 0 | 1026.7943
8640 | 1164.8 | 0 | 0 | 0 | 0 | 0 | 0 | 0 | 0 | 1222.4142
8641 | 1192 | 0 | 0 | 0 | 0 | 0 | 0 | 1192 | 0 | 0
8642 | 1257.6 | 0 | 0 | 0 | 0 | 0 | 0 | 1257.6 | 0 | 0
8643 | 1376.8 | 0 | 0 | 0 | 0 | 0 | 0 | 1376.8 | 0 | 0
8644 | 1199.2 | 0 | 0 | 0 | 0 | 0 | 0 | 1199.2 | 0 | 0
8645 | 1092.8 | 0 | 0 | 0 | 0 | 0 | 0 | 1092.8 | 0 | 0
8646 | 1172.8 | 0 | 0 | 0 | 0 | 0 | 0 | 1172.8 | 0 | 0
8647 | 1270.4 | 0 | 159.8531 | 159.8531 | 0 | 0 | 0 | 0 | 0 | 1173.3843
8648 | 1082.229 | 0 | 1259.8327 | 1135.759 | -124.0738 | 0 | 0 | 0 | 0 | 0
8649 | 1267.43 | 0 | 2383.207 | 1330.1205 | -1053.0865 | 0 | 0 | 0 | 0 | 0
8650 | 1460.39 | 0 | 3153.3153 | 1532.6248 | -1620.6905 | 0 | 0 | 0 | 0 | 0
8651 | 1254.555 | 0 | 3190.0707 | 1316.6087 | -1873.462 | 0 | 0 | 0 | 0 | 0
8652 | 1447.708 | 0 | 3789.9362 | 1519.3145 | -1888.3791 | 0 | 382.2427 | 0 | 0 | 0
8653 | 1292.068 | 0 | 3021.2121 | 1355.9772 | -1665.2349 | 0 | 0 | 0 | 0 | 0
8654 | 1332.407 | 0 | 2779.1703 | 1398.3115 | -1361.7177 | 0 | 19.1412 | 0 | 0 | 0
8655 | 1699.676 | 0 | 2199.6266 | 1783.7466 | 0 | 0 | 415.88 | 0 | 0 | 0
8656 | 1738.895 | 0 | 1735.6969 | 1735.6969 | 0 | 0 | 0 | 85.004 | 0 | 0
8657 | 1656.8 | 0 | 685.1501 | 685.1501 | 0 | 0 | 0 | 1003.942 | 0 | 0
8658 | 1844.457 | 0 | 10.7822 | 10.7822 | 0 | 0 | 0 | 1834.183 | 0 | 0
8659 | 1589.6 | 0 | 0 | 0 | 0 | 0 | 0 | 0 | 0 | 1668.2259
8660 | 1539.2 | 0 | 0 | 0 | 0 | 0 | 0 | 0 | 0 | 1615.333
8661 | 1721.6 | 0 | 0 | 0 | 0 | 0 | 0 | 0 | 0 | 1806.755
8662 | 1580 | 0 | 0 | 0 | 0 | 0 | 0 | 0 | 0 | 1658.1511
8663 | 1633.6 | 0 | 0 | 0 | 0 | 0 | 0 | 0 | 0 | 1714.4023
8664 | 1402.4 | 0 | 0 | 0 | 0 | 0 | 0 | 1402.4 | 0 | 0
8665 | 1166.4 | 0 | 0 | 0 | 0 | 0 | 0 | 1166.4 | 0 | 0
8666 | 950.4 | 0 | 0 | 0 | 0 | 0 | 0 | 950.4 | 0 | 0
8667 | 1228.8 | 0 | 0 | 0 | 0 | 0 | 0 | 1228.8 | 0 | 0
8668 | 1433.6 | 0 | 0 | 0 | 0 | 0 | 0 | 1433.6 | 0 | 0
8669 | 1112.8 | 0 | 0 | 0 | 0 | 0 | 0 | 1112.8 | 0 | 0
8670 | 1390.4 | 0 | 0 | 0 | 0 | 0 | 0 | 1390.4 | 0 | 0
8671 | 1300 | 0 | 133.202 | 133.202 | 0 | 0 | 0 | 1173.076 | 0 | 0
8672 | 1239.89 | 0 | 1027.3243 | 1027.3243 | 0 | 0 | 0 | 116.808 | 0 | 151.3084
8673 | 1372.872 | 0 | 2052.9736 | 1440.778 | -612.1957 | 0 | 0 | 0 | 0 | 0
8674 | 1438.053 | 0 | 3185.4709 | 1509.183 | -1676.2879 | 0 | 0 | 0 | 0 | 0
8675 | 1474.877 | 0 | 3309.086 | 1547.8284 | -1761.2576 | 0 | 0 | 0 | 0 | 0
8676 | 1655.249 | 0 | 3436.8319 | 1737.1221 | -1699.7098 | 0 | 0 | 0 | 0 | 0
8677 | 1465.832 | 0 | 3890.1043 | 1538.336 | -1888.3791 | 0 | 463.3892 | 0 | 0 | 0
8678 | 1372.877 | 0 | 3630.3979 | 1440.7832 | -1888.3791 | 0 | 301.2357 | 0 | 0 | 0
8679 | 1501.38 | 0 | 2639.5614 | 1575.6423 | -60.4375 | 0 | 1003.4815 | 0 | 0 | 0
8680 | 1727.807 | 0 | 1477.6309 | 1477.6309 | 0 | 0 | 0 | 319.819 | 0 | 0
8681 | 1880.42 | 0 | 848.3384 | 848.3384 | 0 | 0 | 0 | 1072.065 | 0 | 0
8682 | 1581.08 | 0 | 13.664 | 13.664 | 0 | 0 | 0 | 1568.06 | 0 | 0
8683 | 1718.4 | 0 | 0 | 0 | 0 | 0 | 0 | 1327.34 | 0 | 410.4029
8684 | 1398.4 | 0 | 0 | 0 | 0 | 0 | 0 | 0 | 0 | 1467.5686
8685 | 1615.2 | 0 | 0 | 0 | 0 | 0 | 0 | 0 | 0 | 1695.0922
8686 | 1388 | 0 | 0 | 0 | 0 | 0 | 0 | 0 | 0 | 1456.6542
8687 | 1260 | 0 | 0 | 0 | 0 | 0 | 0 | 0 | 0 | 1322.323
8688 | 1138.4 | 0 | 0 | 0 | 0 | 0 | 0 | 0 | 0 | 1194.7083
8689 | 1516 | 0 | 0 | 0 | 0 | 0 | 0 | 1516 | 0 | 0
8690 | 1427.2 | 0 | 0 | 0 | 0 | 0 | 0 | 1427.2 | 0 | 0
8691 | 1350.4 | 0 | 0 | 0 | 0 | 0 | 0 | 1350.4 | 0 | 0
8692 | 1424.8 | 0 | 0 | 0 | 0 | 0 | 0 | 1424.8 | 0 | 0
8693 | 1365.6 | 0 | 0 | 0 | 0 | 0 | 0 | 1365.6 | 0 | 0
8694 | 1286.4 | 0 | 0 | 0 | 0 | 0 | 0 | 1286.4 | 0 | 0
8695 | 1076.8 | 0 | 92.3107 | 92.3107 | 0 | 0 | 0 | 0 | 0 | 1037.7507
8696 | 900.697 | 0 | 915.5733 | 915.5733 | 0 | 0 | 0 | 0 | 0 | 29.6746
8697 | 1097.2 | 0 | 1979.4567 | 1151.4705 | -827.9862 | 0 | 0 | 0 | 0 | 0
8698 | 1366.655 | 0 | 3223.9074 | 1434.2535 | -1789.654 | 0 | 0 | 0 | 0 | 0
8699 | 1227.291 | 0 | 3418.4306 | 1287.9961 | -1888.3791 | 0 | 242.0554 | 0 | 0 | 0
8700 | 1383.572 | 0 | 4005.1663 | 1452.0062 | -1888.3791 | 0 | 664.7811 | 0 | 0 | 0
8701 | 1468.257 | 0 | 3332.3012 | 1540.881 | -1791.4202 | 0 | 0 | 0 | 0 | 0
8702 | 1027.48 | 0 | 2755.6277 | 1078.3019 | -1400.826 | 0 | 276.4998 | 0 | 0 | 0
8703 | 1438.064 | 0 | 1326.0685 | 1326.0685 | 0 | 0 | 0 | 0 | 0 | 183.126
8704 | 621.669 | 0 | 1042.3022 | 652.4174 | -203.7994 | 0 | 186.0855 | 0 | 0 | 0
8705 | 592.386 | 0 | 478.0985 | 478.0985 | 0 | 0 | 0 | 0 | 0 | 143.5885
8706 | 255.342 | 0 | 0 | 0 | 0 | 0 | 0 | 0 | 0 | 267.9719
8707 | 254.4 | 0 | 0 | 0 | 0 | 0 | 0 | 0 | 0 | 266.9833
8708 | 272 | 0 | 0 | 0 | 0 | 0 | 0 | 0 | 0 | 285.4539
8709 | 180 | 0 | 0 | 0 | 0 | 0 | 0 | 0 | 0 | 188.9033
8710 | 245.6 | 0 | 0 | 0 | 0 | 0 | 0 | 0 | 0 | 257.748
8711 | 105.6 | 0 | 0 | 0 | 0 | 0 | 0 | 0 | 0 | 110.8233
8712 | 99.2 | 0 | 0 | 0 | 0 | 0 | 0 | 0 | 0 | 104.1067
8713 | 91.2 | 0 | 0 | 0 | 0 | 0 | 0 | 0 | 0 | 95.711
8714 | 98.4 | 0 | 0 | 0 | 0 | 0 | 0 | 0 | 0 | 103.2671
8715 | 89.6 | 0 | 0 | 0 | 0 | 0 | 0 | 0 | 0 | 94.0319
8716 | 95.2 | 0 | 0 | 0 | 0 | 0 | 0 | 0 | 0 | 99.9088
8717 | 91.2 | 0 | 0 | 0 | 0 | 0 | 0 | 0 | 0 | 95.711
8718 | 96.8 | 0 | 0 | 0 | 0 | 0 | 0 | 0 | 0 | 101.588
8719 | 77.6 | 0 | 37.8426 | 37.8426 | 0 | 0 | 0 | 0 | 0 | 43.5957
8720 | 94.05 | 0 | 777.2289 | 98.702 | -678.527 | 0 | 0 | 0 | 0 | 0
8721 | 825.915 | 0 | 1866.5282 | 866.767 | -999.7612 | 0 | 0 | 0 | 0 | 0
8722 | 1285.579 | 0 | 2062.721 | 1349.1672 | -713.5538 | 0 | 0 | 0 | 0 | 0
8723 | 1403.535 | 0 | 1095.5572 | 1095.5572 | 0 | 0 | 0 | 0 | 0 | 377.4004
8724 | 1280.109 | 0 | 1481.6189 | 1343.4267 | -138.1922 | 0 | 0 | 0 | 0 | 0
8725 | 1122.521 | 0 | 2174.5266 | 1178.045 | -404.4293 | 0 | 592.0523 | 0 | 0 | 0
8726 | 1380.964 | 0 | 1362.7347 | 1362.7347 | 0 | 0 | 0 | 82.457 | 0 | 0
8727 | 1395.618 | 0 | 1326.0329 | 1326.0329 | 0 | 0 | 0 | 132.083 | 0 | 0
8728 | 1382.822 | 0 | 547.3955 | 547.3955 | 0 | 0 | 0 | 861.226 | 0 | 0
8729 | 1035.196 | 0 | 249.9295 | 249.9295 | 0 | 0 | 0 | 797.046 | 0 | 0
8730 | 1041.064 | 0 | 0 | 0 | 0 | 0 | 0 | 1041.064 | 0 | 0
8731 | 1022.4 | 0 | 0 | 0 | 0 | 0 | 0 | 0 | 0 | 1072.9707
8732 | 1182.4 | 0 | 0 | 0 | 0 | 0 | 0 | 0 | 0 | 1240.8847
8733 | 1686.4 | 0 | 0 | 0 | 0 | 0 | 0 | 0 | 0 | 1769.8139
8734 | 897.6 | 0 | 0 | 0 | 0 | 0 | 0 | 0 | 0 | 941.9977
8735 | 1217.6 | 0 | 0 | 0 | 0 | 0 | 0 | 0 | 0 | 1277.8258
8736 | 1290.4 | 0 | 0 | 0 | 0 | 0 | 0 | 1290.4 | 0 | 0
8737 | 1120 | 0 | 0 | 0 | 0 | 0 | 0 | 1120 | 0 | 0
8738 | 1036.8 | 0 | 0 | 0 | 0 | 0 | 0 | 1036.8 | 0 | 0
8739 | 1090.4 | 0 | 0 | 0 | 0 | 0 | 0 | 1090.4 | 0 | 0
8740 | 1088 | 0 | 0 | 0 | 0 | 0 | 0 | 1088 | 0 | 0
8741 | 1287.2 | 0 | 0 | 0 | 0 | 0 | 0 | 1287.2 | 0 | 0
8742 | 1304.8 | 0 | 0 | 0 | 0 | 0 | 0 | 1304.8 | 0 | 0
8743 | 1274.4 | 0 | 79.3236 | 79.3236 | 0 | 0 | 0 | 1198.815 | 0 | 0
8744 | 1022.55 | 0 | 785.9846 | 785.9846 | 0 | 0 | 0 | 273.61 | 0 | 0
8745 | 1026.462 | 0 | 1996.8242 | 1077.2336 | -919.5906 | 0 | 0 | 0 | 0 | 0
8746 | 1278.239 | 0 | 2804.5978 | 1341.4642 | -1463.1336 | 0 | 0 | 0 | 0 | 0
8747 | 1288.464 | 0 | 2612.0182 | 1352.1949 | -1259.8233 | 0 | 0 | 0 | 0 | 0
8748 | 1351.624 | 0 | 2667.5432 | 1418.479 | -1249.0642 | 0 | 0 | 0 | 0 | 0
8749 | 1146.697 | 0 | 1864.763 | 1203.4157 | -661.3473 | 0 | 0 | 0 | 0 | 0
8750 | 1487.273 | 0 | 1784.2083 | 1560.8375 | -223.3708 | 0 | 0 | 0 | 0 | 0
8751 | 1161.038 | 0 | 2086.9175 | 1218.4661 | -868.4514 | 0 | 0 | 0 | 0 | 0
8752 | 1604.111 | 0 | 1696.255 | 1683.4547 | -12.8003 | 0 | 0 | 0 | 0 | 0
8753 | 1704.867 | 0 | 269.0319 | 269.0319 | 0 | 0 | 0 | 1448.515 | 0 | 0
8754 | 1368.022 | 0 | 0 | 0 | 0 | 0 | 0 | 1257.161 | 0 | 116.3445
8755 | 1372.8 | 0 | 0 | 0 | 0 | 0 | 0 | 0 | 0 | 1440.7024
8756 | 1204.8 | 0 | 0 | 0 | 0 | 0 | 0 | 0 | 0 | 1264.3927
8757 | 1449.6 | 0 | 0 | 0 | 0 | 0 | 0 | 0 | 0 | 1521.3011
8758 | 1340 | 0 | 0 | 0 | 0 | 0 | 0 | 0 | 0 | 1406.28
8759 | 1208 | 0 | 0 | 0 | 0 | 0 | 0 | 0 | 0 | 1267.7509
8760 | 1216 | 0 | 0 | 0 | 0 | 0 | 0 | 0 | 0 | 1276.1466

## Load Duration
Rank | Load (kW) | Net Load (kW)
1 | 2428 | 2428
2 | 2418.5558 | 2418.556
3 | 2414.4 | 2379.2
4 | 2405.0087 | 2369.946
5 | 2390.381 | 2342.123
6 | 2389.6 | 2330.4
7 | 2387.844 | 2321.335
8 | 2381.0831 | 2228.07
9 | 2380.3051 | 2208.8
10 | 2379.2 | 2200.208
11 | 2378.556 | 2156.8
12 | 2369.9456 | 2148.411
13 | 2352 | 2129.6
14 | 2342.8514 | 2121.316
15 | 2335.268 | 2092.563
16 | 2330.4 | 2075.2
17 | 2326.1845 | 2067.128
18 | 2321.3354 | 2057.6
19 | 2297.304 | 2049.597
20 | 2295.2 | 2040.8
21 | 2288.3681 | 2032.862
22 | 2286.452 | 2028.8
23 | 2286.2723 | 2020.909
24 | 2279.797 | 2011.872
25 | 2277.5584 | 2004
26 | 2270.9292 | 1999.222
27 | 2261.298 | 1996.205
28 | 2256.255 | 1976.8
29 | 2252.5022 | 1969.111
30 | 2247.4788 | 1956
31 | 2215.2 | 1948.392
32 | 2208.8 | 1940.8
33 | 2206.5835 | 1930.297
34 | 2200.2084 | 1928.439
35 | 2188.553 | 1915.2
36 | 2181.431 | 1913.167
37 | 2180.0402 | 1894.433
38 | 2172.9459 | 1889.724
39 | 2172.8 | 1888
40 | 2168.745 | 1884.852
41 | 2164.3484 | 1880.656
42 | 2160.3092 | 1859.99
43 | 2156.812 | 1850.4
44 | 2156.8 | 1847.2
45 | 2148.4226 | 1843.202
46 | 2148.4107 | 1842.4
47 | 2138.256 | 1838.046
48 | 2137.608 | 1835.234
49 | 2133.191 | 1834.183
50 | 2129.6 | 1832.8
51 | 2121.3165 | 1829.403
52 | 2117.631 | 1827.874
53 | 2116.262 | 1825.671
54 | 2112.8 | 1819.672
55 | 2098.686 | 1818.198
56 | 2095.805 | 1817.683
57 | 2091.005 | 1812
58 | 2089.833 | 1805.698
59 | 2088.377 | 1805.441
60 | 2087.6529 | 1804.952
61 | 2076.6159 | 1803.796
62 | 2075.2 | 1797.148
63 | 2071.826 | 1793.95
64 | 2071.6969 | 1789.099
65 | 2067.1281 | 1785.596
66 | 2067.103 | 1784.8
67 | 2057.6 | 1782.229
68 | 2057.6 | 1780
69 | 2055.558 | 1778.59
70 | 2055.2559 | 1777.858
71 | 2055.2 | 1770.4
72 | 2055.08 | 1765.6
73 | 2051.354 | 1762.864
74 | 2049.5965 | 1761.6
75 | 2047.677 | 1759.2
76 | 2043.3748 | 1759.2
77 | 2041.861 | 1755.881
78 | 2040.8 | 1755.524
79 | 2035.7422 | 1754.748
80 | 2033.628 | 1748
81 | 2032.8619 | 1746.4
82 | 2028.8 | 1742.4
83 | 2027.2 | 1741.978
84 | 2026.099 | 1741.924
85 | 2025.649 | 1741.499
86 | 2020.9085 | 1740.8
87 | 2019.637 | 1734.029
88 | 2017.7698 | 1732.956
89 | 2013.4594 | 1732.952
90 | 2012.075 | 1732.8
91 | 2008.054 | 1730.207
92 | 2004 | 1730.017
93 | 2003.2 | 1729.782
94 | 2003.2 | 1729.6
95 | 2001.861 | 1729.277
96 | 2000 | 1728.616
97 | 1998.4 | 1723.168
98 | 1998.285 | 1718.375
99 | 1998.015 | 1717.892
100 | 1998.0095 | 1717.6
101 | 1996.523 | 1717.081
102 | 1996.205 | 1715.995
103 | 1995.8376 | 1715.055
104 | 1992.2206 | 1715.024
105 | 1991.36 | 1714.703
106 | 1988.333 | 1711.2
107 | 1976.8 | 1709.965
108 | 1975.004 | 1708.914
109 | 1973.613 | 1708
110 | 1972.895 | 1705.85
111 | 1972.144 | 1704.698
112 | 1969.563 | 1704.544
113 | 1969.1108 | 1704
114 | 1967.7386 | 1703.54
115 | 1965.9362 | 1703.436
116 | 1962.7917 | 1702.4
117 | 1959.966 | 1701.6
118 | 1956.792 | 1701.566
119 | 1956 | 1701.356
120 | 1955.911 | 1701.086
121 | 1954.45 | 1700.8
122 | 1953.371 | 1700.659
123 | 1953.342 | 1698.633
124 | 1952.3423 | 1698.4
125 | 1951.2 | 1696
126 | 1950.329 | 1695.2
127 | 1950.1673 | 1693.822
128 | 1950.1113 | 1692.171
129 | 1948.3917 | 1691.064
130 | 1948.007 | 1690.454
131 | 1945.9424 | 1690.4
132 | 1945.081 | 1689.703
133 | 1943.684 | 1689.671
134 | 1940.862 | 1689.277
135 | 1940.8 | 1688
136 | 1940.7916 | 1686.761
137 | 1940.668 | 1685.658
138 | 1937.529 | 1685.6
139 | 1936.4576 | 1684.73
140 | 1936.1236 | 1682.848
141 | 1935.979 | 1682.404
142 | 1933.3126 | 1682.144
143 | 1931.97 | 1680.912
144 | 1931.9585 | 1678.591
145 | 1931.914 | 1674.415
146 | 1931.871 | 1673.027
147 | 1931.0148 | 1668.8
148 | 1925.6 | 1666.4
149 | 1925.128 | 1665.984
150 | 1924.839 | 1665.113
151 | 1924 | 1664
152 | 1921.03 | 1661.6
153 | 1920 | 1660.8
154 | 1918.198 | 1660.195
155 | 1917.6398 | 1660
156 | 1916.994 | 1658.091
157 | 1916.271 | 1653.652
158 | 1916.0218 | 1653.6
159 | 1916 | 1652.548
160 | 1916 | 1651.771
161 | 1915.2 | 1651.085
162 | 1914.4 | 1648.226
163 | 1914.011 | 1648
164 | 1913.6 | 1647.109
165 | 1909.872 | 1647.109
166 | 1908.6882 | 1645.6
167 | 1907.596 | 1644.762
168 | 1906.9535 | 1642.4
169 | 1905.103 | 1642.014
170 | 1904.871 | 1640
171 | 1904.751 | 1639.34
172 | 1903.518 | 1636.43
173 | 1902.457 | 1634.4
174 | 1902.362 | 1632.409
175 | 1901.1918 | 1631.57
176 | 1900.996 | 1629.6
177 | 1900.383 | 1625.193
178 | 1900.048 | 1624.8
179 | 1899.5274 | 1624
180 | 1899.267 | 1623.321
181 | 1896.8 | 1622.464
182 | 1895.8186 | 1622.4
183 | 1895.057 | 1621.6
184 | 1894.9522 | 1620
185 | 1894.24 | 1617.786
186 | 1892.738 | 1617.657
187 | 1892.5228 | 1617.6
188 | 1891.8794 | 1615.258
189 | 1889.882 | 1614.428
190 | 1889.88 | 1613.6
191 | 1889.839 | 1612.924
192 | 1889.422 | 1612
193 | 1888 | 1610.307
194 | 1887.87 | 1609.6
195 | 1886.909 | 1606.574
196 | 1884.852 | 1606.421
197 | 1884.7238 | 1605.271
198 | 1884.636 | 1603.2
199 | 1882.658 | 1601.6
200 | 1880.8 | 1601.6
201 | 1880.6562 | 1599.2
202 | 1880.42 | 1598.4
203 | 1880.17 | 1598.4
204 | 1876.2766 | 1595.586
205 | 1876.2222 | 1595.37
206 | 1876.1804 | 1595.054
207 | 1874.444 | 1594.407
208 | 1873.143 | 1592.667
209 | 1870.71 | 1591.2
210 | 1870.3575 | 1590.4
211 | 1870.1756 | 1588.8
212 | 1870.081 | 1588.709
213 | 1870.011 | 1588.524
214 | 1869.6654 | 1588.205
215 | 1869.297 | 1587.285
216 | 1867.076 | 1585.966
217 | 1866.297 | 1585.772
218 | 1865.857 | 1585.6
219 | 1864.668 | 1585.005
220 | 1863.8394 | 1584.8
221 | 1863.569 | 1584.101
222 | 1862.9184 | 1583.2
223 | 1862.026 | 1583.2
224 | 1860.7669 | 1582.623
225 | 1860.7669 | 1582.4
226 | 1859.99 | 1581.6
227 | 1859.743 | 1577.961
228 | 1859.685 | 1577.55
229 | 1859.342 | 1576.451
230 | 1859.284 | 1576
231 | 1858.4361 | 1575.2
232 | 1857.995 | 1574.854
233 | 1857.415 | 1573.567
234 | 1857.159 | 1573.3
235 | 1857.119 | 1572.741
236 | 1854.487 | 1572.735
237 | 1853.049 | 1572.586
238 | 1852.086 | 1572
239 | 1851.263 | 1571.051
240 | 1851.2 | 1569.872
241 | 1851.164 | 1569.6
242 | 1850.4 | 1568.8
243 | 1849.9352 | 1568.598
244 | 1849.8422 | 1568.096
245 | 1849.735 | 1568.06
246 | 1849.6 | 1568
247 | 1849.1134 | 1567.084
248 | 1849.064 | 1566.4
249 | 1847.2 | 1565.326
250 | 1846.4 | 1565.326
251 | 1845.8412 | 1564.834
252 | 1845.6 | 1564
253 | 1845.2748 | 1563.602
254 | 1844.8819 | 1563.495
255 | 1844.457 | 1562.956
256 | 1843.247 | 1562.698
257 | 1843.2025 | 1562.4
258 | 1842.5401 | 1561.823
259 | 1842.4 | 1561.284
260 | 1842.205 | 1560.8
261 | 1841.9829 | 1558.4
262 | 1840 | 1557.233
263 | 1839.549 | 1557.125
264 | 1839.255 | 1556.8
265 | 1838.59 | 1556.164
266 | 1838.4211 | 1556
267 | 1838.145 | 1555.43
268 | 1837.293 | 1555.098
269 | 1836.8 | 1554.4
270 | 1836.767 | 1553.876
271 | 1835.767 | 1552.39
272 | 1835.337 | 1551.423
273 | 1835.2336 | 1551.2
274 | 1835.131 | 1549.6
275 | 1834.925 | 1548.97
276 | 1832.8 | 1548.048
277 | 1832.523 | 1547.415
278 | 1832.1434 | 1546.516
279 | 1832.064 | 1546.4
280 | 1831.647 | 1545.6
281 | 1831.384 | 1544.8
282 | 1830.4 | 1544.8
283 | 1830.371 | 1544.713
284 | 1829.581 | 1544.063
285 | 1829.403 | 1543.2
286 | 1829.242 | 1542.4
287 | 1829.06 | 1542.4
288 | 1828.904 | 1542.4
289 | 1828.8 | 1540.8
290 | 1827.8498 | 1539.891
291 | 1826.7294 | 1539.22
292 | 1825.6709 | 1538.833
293 | 1825.482 | 1538.4
294 | 1825.298 | 1537.561
295 | 1824.8 | 1537.375
296 | 1824.781 | 1537.263
297 | 1824.597 | 1536.8
298 | 1823.532 | 1535.885
299 | 1823.2803 | 1535.512
300 | 1823.205 | 1535.254
301 | 1822.657 | 1534.807
302 | 1822.4 | 1534.4
303 | 1822.304 | 1534.4
304 | 1821.112 | 1533.029
305 | 1820.422 | 1532.8
306 | 1820 | 1532.732
307 | 1819.6715 | 1532
308 | 1818.1981 | 1531.2
309 | 1818.0358 | 1531.2
310 | 1817.6831 | 1530.978
311 | 1816.85 | 1529.6
312 | 1814.753 | 1528.916
313 | 1814.4 | 1527.719
314 | 1812.7762 | 1527.332
315 | 1812.4967 | 1526.998
316 | 1812 | 1526.888
317 | 1811.107 | 1526.838
318 | 1811.042 | 1526.4
319 | 1808.8 | 1526.4
320 | 1808.052 | 1526.204
321 | 1807.6941 | 1525.032
322 | 1807.633 | 1522.828
323 | 1806.403 | 1522.799
324 | 1805.698 | 1522.4
325 | 1805.6859 | 1521.981
326 | 1804.9518 | 1521.446
327 | 1804.4341 | 1521.164
328 | 1803.338 | 1519.2
329 | 1802.673 | 1518.914
330 | 1801.945 | 1518.814
331 | 1801.825 | 1518.814
332 | 1799.841 | 1518.71
333 | 1799.821 | 1518.442
334 | 1799.3766 | 1518.4
335 | 1798.4 | 1517.6
336 | 1798.158 | 1517.522
337 | 1797.835 | 1517.36
338 | 1797.6 | 1516.8
339 | 1797.5 | 1516.478
340 | 1797.136 | 1516
341 | 1796.832 | 1515.676
342 | 1796.545 | 1515.2
343 | 1796.174 | 1515.2
344 | 1796.019 | 1514.4
345 | 1796.006 | 1514.16
346 | 1795.9293 | 1513.803
347 | 1793.9503 | 1513.476
348 | 1793.298 | 1512.8
349 | 1793.1733 | 1512.8
350 | 1792.2 | 1512.8
351 | 1791.4047 | 1512.494
352 | 1791.185 | 1511.922
353 | 1790.369 | 1511.533
354 | 1789.8428 | 1510.4
355 | 1789.557 | 1510.214
356 | 1789.0993 | 1509.998
357 | 1788.7211 | 1509.591
358 | 1788.565 | 1509.144
359 | 1788 | 1508.8
360 | 1787.689 | 1508.509
361 | 1787.216 | 1508.272
362 | 1786.9578 | 1508
363 | 1786.904 | 1507.2
364 | 1786.454 | 1506.916
365 | 1786.4 | 1506.71
366 | 1786.2343 | 1506.4
367 | 1786.232 | 1505.6
368 | 1785.6 | 1504
369 | 1785.434 | 1504
370 | 1784.8 | 1503.841
371 | 1784.662 | 1503.2
372 | 1783.81 | 1503.171
373 | 1783.629 | 1503.072
374 | 1783.2 | 1502.4
375 | 1782.499 | 1501.822
376 | 1782.3192 | 1501.795
377 | 1782.2292 | 1501.086
378 | 1780.7354 | 1500.541
379 | 1780.377 | 1500.389
380 | 1780 | 1500.268
381 | 1779.2506 | 1500
382 | 1779.2 | 1499.082
383 | 1779.002 | 1498.823
384 | 1778.9231 | 1498.714
385 | 1778.711 | 1497.6
386 | 1778.5902 | 1497.6
387 | 1778.4 | 1497.353
388 | 1777.8576 | 1495.335
389 | 1777.6 | 1494.801
390 | 1776.413 | 1494.4
391 | 1776.0807 | 1494.4
392 | 1775.2 | 1493.766
393 | 1775.2 | 1493.6
394 | 1773.524 | 1493.357
395 | 1773.4518 | 1493.259
396 | 1773.255 | 1493.211
397 | 1772.851 | 1492
398 | 1772.4797 | 1491.722
399 | 1772.2558 | 1491.695
400 | 1772.0822 | 1491.581
401 | 1771.9988 | 1491.492
402 | 1771.2 | 1490.605
403 | 1771.2 | 1490.167
404 | 1770.4 | 1489.6
405 | 1769.154 | 1488.8
406 | 1768.6143 | 1488.8
407 | 1766.78 | 1488.8
408 | 1766.438 | 1488.651
409 | 1766.248 | 1488.587
410 | 1765.9551 | 1488
411 | 1765.931 | 1488
412 | 1765.6 | 1487.837
413 | 1764.8544 | 1485.6
414 | 1764.8 | 1484.153
415 | 1764.516 | 1484
416 | 1763.69 | 1483.995
417 | 1763.437 | 1483.009
418 | 1763.2 | 1483.009
419 | 1763.062 | 1482.886
420 | 1762.864 | 1482.768
421 | 1762.66 | 1482.669
422 | 1762.4 | 1482.4
423 | 1761.6 | 1482.212
424 | 1760.002 | 1482.151
425 | 1760 | 1480.8
426 | 1759.2 | 1480.701
427 | 1759.2 | 1480.584
428 | 1759.08 | 1480.476
429 | 1758.8346 | 1479.454
430 | 1758.4 | 1479.2
431 | 1757.0441 | 1479.2
432 | 1756.931 | 1478.4
433 | 1756 | 1478.228
434 | 1755.972 | 1477.6
435 | 1755.8808 | 1476.634
436 | 1755.8511 | 1476.275
437 | 1755.7039 | 1476
438 | 1755.5448 | 1475.406
439 | 1755.5239 | 1475.2
440 | 1754.8452 | 1473.941
441 | 1754.7479 | 1473.71
442 | 1753.4948 | 1473.306
443 | 1753.2821 | 1472.8
444 | 1753.1561 | 1472.409
445 | 1751.451 | 1472
446 | 1751.3527 | 1472
447 | 1751.2 | 1472
448 | 1751.14 | 1470.4
449 | 1751.024 | 1469.775
450 | 1750.511 | 1469.6
451 | 1750.4 | 1469.462
452 | 1750.351 | 1468.917
453 | 1749.963 | 1468
454 | 1749.959 | 1467.985
455 | 1749.6223 | 1467.966
456 | 1749.1697 | 1467.2
457 | 1749.1418 | 1467.071
458 | 1748.8 | 1466.4
459 | 1748 | 1466.369
460 | 1748 | 1466.274
461 | 1747.764 | 1466.05
462 | 1747.615 | 1465.448
463 | 1746.4 | 1465.123
464 | 1746.298 | 1464.8
465 | 1745.7801 | 1464.528
466 | 1745.6 | 1464.167
467 | 1745.249 | 1464
468 | 1744.6384 | 1463.752
469 | 1744.337 | 1463.236
470 | 1744.2447 | 1463.2
471 | 1744 | 1463.2
472 | 1744 | 1462.4
473 | 1743.702 | 1461.6
474 | 1743.6635 | 1461.462
475 | 1743.6133 | 1460.8
476 | 1743.462 | 1460.644
477 | 1743.337 | 1459.826
478 | 1742.4091 | 1459.415
479 | 1742.4 | 1459.2
480 | 1742.288 | 1459.2
481 | 1741.9777 | 1459.2
482 | 1741.725 | 1459.102
483 | 1741.645 | 1458.4
484 | 1741.499 | 1458.305
485 | 1740.9657 | 1458.248
486 | 1740.8 | 1458.192
487 | 1740.399 | 1457.6
488 | 1740.14 | 1457.6
489 | 1739.825 | 1457.094
490 | 1738.997 | 1457.065
491 | 1738.895 | 1456.398
492 | 1738.664 | 1456
493 | 1738.4 | 1455.78
494 | 1738.3935 | 1455.594
495 | 1737.954 | 1453.6
496 | 1737.8885 | 1453.6
497 | 1737.852 | 1453.6
498 | 1737.845 | 1453.284
499 | 1737.6 | 1453.137
500 | 1737.0911 | 1452.834
501 | 1737.05 | 1451.841
502 | 1737.0055 | 1449.923
503 | 1736.8 | 1449.743
504 | 1736.2529 | 1449.583
505 | 1735.3911 | 1448.8
506 | 1735.168 | 1448.515
507 | 1735.038 | 1448.295
508 | 1734.369 | 1447.946
509 | 1734.126 | 1447.559
510 | 1734.0288 | 1447.2
511 | 1733.951 | 1446.4
512 | 1733.837 | 1446.4
513 | 1733.618 | 1446.284
514 | 1732.8 | 1446.228
515 | 1731.7952 | 1446.201
516 | 1731.41 | 1445.923
517 | 1730.896 | 1445.6
518 | 1730.86 | 1445.105
519 | 1730.814 | 1444.8
520 | 1729.6 | 1444.272
521 | 1729.544 | 1443.57
522 | 1729.469 | 1443.559
523 | 1728.951 | 1442.362
524 | 1728.8 | 1441.968
525 | 1728.169 | 1441.017
526 | 1727.807 | 1440.911
527 | 1727.6442 | 1440.774
528 | 1727.174 | 1440.767
529 | 1727.078 | 1440
530 | 1726.744 | 1439.736
531 | 1726.4389 | 1438.642
532 | 1726.438 | 1437.216
533 | 1726.378 | 1436.8
534 | 1726.1516 | 1436.8
535 | 1726.047 | 1436.559
536 | 1725.917 | 1436.559
537 | 1725.6 | 1436.501
538 | 1725.6 | 1436
539 | 1725.6 | 1436
540 | 1724.6753 | 1435.771
541 | 1724.16 | 1434.4
542 | 1724.006 | 1434.4
543 | 1724 | 1434.399
544 | 1724 | 1434.298
545 | 1723.9854 | 1433.6
546 | 1723.893 | 1433.6
547 | 1723.786 | 1433.6
548 | 1723.1676 | 1432.8
549 | 1722.687 | 1432.622
550 | 1722.516 | 1432.414
551 | 1722.0755 | 1431.567
552 | 1721.903 | 1431.273
553 | 1721.6 | 1431.211
554 | 1718.8879 | 1430.414
555 | 1718.738 | 1430.4
556 | 1718.709 | 1430.4
557 | 1718.665 | 1430.122
558 | 1718.45 | 1429.6
559 | 1718.4 | 1429.6
560 | 1718.4 | 1429.6
561 | 1718.381 | 1429.566
562 | 1718.3751 | 1428.8
563 | 1718.2943 | 1428.024
564 | 1717.6 | 1428
565 | 1717.571 | 1428
566 | 1717.536 | 1428
567 | 1717.427 | 1428
568 | 1717.3001 | 1427.235
569 | 1717.244 | 1427.2
570 | 1717.081 | 1427.2
571 | 1716.665 | 1426.362
572 | 1716.587 | 1426.247
573 | 1715.3512 | 1425.6
574 | 1715.266 | 1425.478
575 | 1715.058 | 1424.8
576 | 1715.055 | 1424.522
577 | 1715.024 | 1424.322
578 | 1714.976 | 1424
579 | 1714.76 | 1424
580 | 1714.7026 | 1423.2
581 | 1714.1715 | 1421.649
582 | 1714.12 | 1421.6
583 | 1713.845 | 1421.245
584 | 1713.488 | 1421.02
585 | 1713.281 | 1420.243
586 | 1712.8476 | 1420
587 | 1712.774 | 1419.829
588 | 1712.2377 | 1419.466
589 | 1711.846 | 1419.2
590 | 1711.478 | 1418.578
591 | 1711.452 | 1418.083
592 | 1711.2 | 1417.299
593 | 1711.2 | 1416.8
594 | 1710.5644 | 1416.481
595 | 1710.5127 | 1416.264
596 | 1710.031 | 1416
597 | 1709.965 | 1416
598 | 1709.264 | 1415.934
599 | 1708.9138 | 1415.902
600 | 1708.3705 | 1415.892
601 | 1708.11 | 1415.2
602 | 1708 | 1414.804
603 | 1707.886 | 1414.689
604 | 1707.2 | 1414.405
605 | 1706.823 | 1414.4
606 | 1706.4 | 1414.4
607 | 1706.4 | 1414.4
608 | 1706.4 | 1413.629
609 | 1705.6 | 1413.6
610 | 1705.486 | 1412.8
611 | 1704.969 | 1412.314
612 | 1704.867 | 1412
613 | 1704.8 | 1411.574
614 | 1704.5439 | 1411.574
615 | 1704.422 | 1411.289
616 | 1704.336 | 1411.2
617 | 1704 | 1410.4
618 | 1703.789 | 1409.6
619 | 1703.5397 | 1409.569
620 | 1703.159 | 1408.898
621 | 1702.904 | 1408.8
622 | 1702.841 | 1408.436
623 | 1702.6602 | 1408
624 | 1702.4 | 1408
625 | 1702.4 | 1408
626 | 1701.8192 | 1408
627 | 1701.6 | 1407.485
628 | 1701.586 | 1407.2
629 | 1701.5656 | 1407.035
630 | 1701.3564 | 1406.667
631 | 1701.0862 | 1405.711
632 | 1700.8 | 1404.843
633 | 1700.6594 | 1404.8
634 | 1700.6118 | 1404.292
635 | 1700.5223 | 1403.73
636 | 1700.494 | 1403.558
637 | 1700.252 | 1403.353
638 | 1700.026 | 1403.2
639 | 1700 | 1403.197
640 | 1699.7626 | 1403.15
641 | 1699.676 | 1402.523
642 | 1699.22 | 1402.523
643 | 1698.6327 | 1402.4
644 | 1698.4 | 1402.4
645 | 1698.4 | 1402.373
646 | 1698.3869 | 1402.289
647 | 1698.036 | 1402.222
648 | 1697.6099 | 1401.271
649 | 1697.557 | 1399.92
650 | 1697.546 | 1399.307
651 | 1697.236 | 1398.549
652 | 1696.775 | 1398.489
653 | 1696.1792 | 1398.4
654 | 1696 | 1398.4
655 | 1696 | 1397.641
656 | 1695.2791 | 1397.6
657 | 1695.2 | 1396.95
658 | 1695.2 | 1396.8
659 | 1694.447 | 1396
660 | 1693.969 | 1395.569
661 | 1693.945 | 1395.2
662 | 1693.6 | 1394.546
663 | 1693.5468 | 1394.4
664 | 1693.54 | 1394.4
665 | 1693.198 | 1394.4
666 | 1692.649 | 1394.338
667 | 1692.1714 | 1393.933
668 | 1692 | 1393.789
669 | 1691.5158 | 1393.6
670 | 1691.2 | 1393.075
671 | 1691.064 | 1393.075
672 | 1691.038 | 1392.997
673 | 1690.754 | 1392.764
674 | 1690.4544 | 1392.764
675 | 1690.426 | 1392.189
676 | 1690.4 | 1392.164
677 | 1690.399 | 1392.06
678 | 1689.979 | 1392
679 | 1689.6706 | 1392
680 | 1689.2072 | 1392
681 | 1688.8665 | 1392
682 | 1688.8 | 1391.946
683 | 1688.8 | 1391.914
684 | 1688.7539 | 1391.728
685 | 1688.6062 | 1391.496
686 | 1688.5431 | 1391.367
687 | 1688.519 | 1390.4
688 | 1688 | 1389.954
689 | 1687.8042 | 1389.025
690 | 1687.35 | 1388.675
691 | 1687.2 | 1388.389
692 | 1687.1831 | 1388.339
693 | 1686.4 | 1387.72
694 | 1686.4 | 1387.2
695 | 1686.0651 | 1387.188
696 | 1685.6 | 1386.835
697 | 1685.3849 | 1386.835
698 | 1685.353 | 1386.835
699 | 1685.1478 | 1386.586
700 | 1685.004 | 1386.466
701 | 1684.8217 | 1386.4
702 | 1684.745 | 1386.4
703 | 1684.7296 | 1386.266
704 | 1684 | 1385.6
705 | 1684 | 1385.46
706 | 1683.9117 | 1384.8
707 | 1683.2 | 1384.8
708 | 1682.8481 | 1384.8
709 | 1682.404 | 1384
710 | 1682.4 | 1383.083
711 | 1682.4 | 1382.778
712 | 1681.4818 | 1382.173
713 | 1681.412 | 1382.062
714 | 1681.075 | 1381.6
715 | 1680.964 | 1381.6
716 | 1680.912 | 1381.214
717 | 1680.833 | 1380.8
718 | 1680.8 | 1380.8
719 | 1680.8 | 1380.682
720 | 1680.6373 | 1380.238
721 | 1680.269 | 1380.21
722 | 1679.1101 | 1379.986
723 | 1678.349 | 1379.965
724 | 1677.954 | 1379.821
725 | 1677.484 | 1379.414
726 | 1677.3843 | 1379.2
727 | 1677.291 | 1379.1
728 | 1676.9667 | 1378.823
729 | 1676.943 | 1378.636
730 | 1676.8 | 1378.584
731 | 1676.6695 | 1378.486
732 | 1675.929 | 1377.861
733 | 1675.8559 | 1377.807
734 | 1675.8557 | 1377.6
735 | 1675.433 | 1377.226
736 | 1675.2 | 1376.8
737 | 1674.824 | 1376.8
738 | 1674.4572 | 1376.8
739 | 1674.2622 | 1376.696
740 | 1673.787 | 1376
741 | 1673.4272 | 1375.677
742 | 1673.221 | 1375.523
743 | 1673.0266 | 1374.115
744 | 1672.8606 | 1373.6
745 | 1672.28 | 1372
746 | 1672.005 | 1371.445
747 | 1671.964 | 1371.414
748 | 1671.8876 | 1371.211
749 | 1671.8207 | 1369.6
750 | 1671.773 | 1369.538
751 | 1671.657 | 1368.8
752 | 1670.927 | 1368.8
753 | 1668.96 | 1368.257
754 | 1668.8448 | 1368.202
755 | 1668.8 | 1368
756 | 1668.541 | 1367.412
757 | 1668.373 | 1367.211
758 | 1667.2764 | 1367.2
759 | 1667.2 | 1367.2
760 | 1666.961 | 1367.184
761 | 1666.4 | 1366.663
762 | 1666.1761 | 1366.634
763 | 1665.9839 | 1366.4
764 | 1665.983 | 1366.4
765 | 1665.6 | 1366.4
766 | 1664.717 | 1365.6
767 | 1664.7066 | 1365.6
768 | 1664.469 | 1365.482
769 | 1664.4276 | 1365.124
770 | 1664.173 | 1364.958
771 | 1664.025 | 1364.8
772 | 1664 | 1364.8
773 | 1663.649 | 1364.532
774 | 1663.536 | 1363.322
775 | 1663.509 | 1363.2
776 | 1663.487 | 1362.679
777 | 1663.2 | 1362.4
778 | 1662.845 | 1362.4
779 | 1662.323 | 1362.4
780 | 1661.8303 | 1362.4
781 | 1661.6 | 1361.6
782 | 1661.6 | 1361.054
783 | 1661.6 | 1360.869
784 | 1661.105 | 1360.8
785 | 1660.8 | 1360.8
786 | 1660.7151 | 1360.647
787 | 1660.537 | 1360.451
788 | 1660.1947 | 1359.526
789 | 1660.1947 | 1358.547
790 | 1660.1947 | 1358.4
791 | 1660.1588 | 1358.4
792 | 1660 | 1358.088
793 | 1660 | 1357.194
794 | 1659.929 | 1356.8
795 | 1659.705 | 1356.8
796 | 1659.288 | 1356.8
797 | 1659.2 | 1356.304
798 | 1659.084 | 1356
799 | 1658.966 | 1356
800 | 1658.8698 | 1355.757
801 | 1658.613 | 1355.507
802 | 1658.559 | 1355.144
803 | 1657.388 | 1354.98
804 | 1657.048 | 1354.481
805 | 1656.929 | 1354.4
806 | 1656.806 | 1353.426
807 | 1656.8 | 1352.362
808 | 1656.7966 | 1352.345
809 | 1656.662 | 1352.239
810 | 1656.625 | 1352
811 | 1656.3215 | 1351.872
812 | 1656 | 1351.522
813 | 1655.249 | 1351.445
814 | 1655.2046 | 1351.442
815 | 1655.173 | 1351.432
816 | 1655.1368 | 1351.2
817 | 1654.093 | 1351.2
818 | 1653.7527 | 1351.055
819 | 1653.652 | 1350.641
820 | 1653.6 | 1350.4
821 | 1653.6 | 1350.4
822 | 1653.5431 | 1350.4
823 | 1653.246 | 1350.167
824 | 1653.202 | 1349.679
825 | 1653.136 | 1349.583
826 | 1652.92 | 1349.132
827 | 1652.8342 | 1348.944
828 | 1652.807 | 1348.873
829 | 1652.723 | 1348.8
830 | 1652.685 | 1348.8
831 | 1652.6215 | 1348.8
832 | 1652.5475 | 1348
833 | 1652.4707 | 1347.784
834 | 1652.413 | 1347.642
835 | 1651.7706 | 1347.526
836 | 1651.22 | 1347.2
837 | 1651.085 | 1347.2
838 | 1651.0189 | 1345.6
839 | 1650.484 | 1345.6
840 | 1650.4 | 1345.6
841 | 1649.699 | 1345.147
842 | 1648.641 | 1344.8
843 | 1648.157 | 1344.8
844 | 1648.072 | 1344.8
845 | 1648 | 1344.625
846 | 1647.9272 | 1343.483
847 | 1647.8616 | 1343.38
848 | 1647.588 | 1342.515
849 | 1647.544 | 1341.6
850 | 1647.2 | 1341.6
851 | 1647.2 | 1341.153
852 | 1647.1089 | 1341.013
853 | 1647.1089 | 1340.366
854 | 1646.336 | 1340.161
855 | 1646.173 | 1340
856 | 1645.765 | 1340
857 | 1645.752 | 1339.957
858 | 1645.6 | 1339.608
859 | 1645.065 | 1339.569
860 | 1644.823 | 1339.188
861 | 1644.797 | 1338.4
862 | 1644.762 | 1338.285
863 | 1644.1407 | 1337.894
864 | 1643.977 | 1337.6
865 | 1643.7 | 1337.442
866 | 1643.485 | 1337.062
867 | 1643.2243 | 1336.207
868 | 1643.0203 | 1336
869 | 1642.84 | 1335.2
870 | 1642.4999 | 1334.4
871 | 1642.4 | 1334.4
872 | 1642.3118 | 1334.063
873 | 1642.0142 | 1333.651
874 | 1641.988 | 1333.6
875 | 1641.6575 | 1333.6
876 | 1641.6 | 1332.8
877 | 1641.378 | 1332.622
878 | 1641.186 | 1331.841
879 | 1640.8 | 1331.639
880 | 1640.668 | 1331.2
881 | 1640 | 1331.2
882 | 1639.9322 | 1329.82
883 | 1639.3396 | 1329.6
884 | 1638.9311 | 1329.6
885 | 1638.7226 | 1329.177
886 | 1638.605 | 1329.085
887 | 1638.537 | 1328.8
888 | 1638.403 | 1328.8
889 | 1638.3992 | 1328.413
890 | 1638.085 | 1328.356
891 | 1638.025 | 1328.156
892 | 1637.9753 | 1327.34
893 | 1637.6 | 1326.4
894 | 1637.5824 | 1326.022
895 | 1637.2954 | 1325.702
896 | 1637.1595 | 1325.6
897 | 1637.0923 | 1325.6
898 | 1636.944 | 1325.6
899 | 1636.7689 | 1325.457
900 | 1636.574 | 1324.067
901 | 1636.4498 | 1324
902 | 1636.443 | 1324
903 | 1636.4299 | 1324
904 | 1636.1784 | 1323.903
905 | 1636 | 1323.126
906 | 1636 | 1322.527
907 | 1636 | 1322.503
908 | 1635.7965 | 1321.753
909 | 1635.582 | 1321.613
910 | 1635.438 | 1321.6
911 | 1635.414 | 1321.6
912 | 1635.2 | 1321.6
913 | 1634.626 | 1321.041
914 | 1634.4 | 1320.994
915 | 1634.4 | 1320.393
916 | 1634.3255 | 1320.258
917 | 1634.306 | 1319.2
918 | 1634.053 | 1319.16
919 | 1633.953 | 1318.787
920 | 1633.6 | 1318.4
921 | 1633.544 | 1318.4
922 | 1633.042 | 1318.313
923 | 1633.019 | 1317.825
924 | 1632.9415 | 1317.687
925 | 1632.862 | 1317.348
926 | 1632.697 | 1316.915
927 | 1632.597 | 1316.91
928 | 1632.0301 | 1316.8
929 | 1632 | 1316
930 | 1632 | 1315.122
931 | 1631.553 | 1315.11
932 | 1631.387 | 1315.07
933 | 1631.193 | 1314.896
934 | 1630.98 | 1314.638
935 | 1630.578 | 1314.597
936 | 1629.851 | 1314.4
937 | 1629.663 | 1314.374
938 | 1629.66 | 1313.639
939 | 1629.6 | 1313.6
940 | 1629.559 | 1312.8
941 | 1629.508 | 1312.8
942 | 1629.2201 | 1312.8
943 | 1628.8 | 1312.297
944 | 1628.7921 | 1312.249
945 | 1628.745 | 1312.249
946 | 1628.6735 | 1312.087
947 | 1628.6013 | 1310.984
948 | 1628.348 | 1310.4
949 | 1628.2678 | 1310.4
950 | 1628 | 1310.4
951 | 1627.857 | 1310.163
952 | 1627.7258 | 1309.918
953 | 1627.697 | 1309.918
954 | 1627.379 | 1308.846
955 | 1627.268 | 1308.643
956 | 1627.259 | 1308
957 | 1627.187 | 1306.284
958 | 1626.909 | 1306.083
959 | 1626.9086 | 1306.033
960 | 1626.609 | 1306.033
961 | 1626.5602 | 1305.882
962 | 1626.32 | 1305.6
963 | 1625.792 | 1305.303
964 | 1625.6 | 1305.225
965 | 1625.599 | 1304.91
966 | 1625.402 | 1304.8
967 | 1625.359 | 1304.8
968 | 1625.121 | 1304.439
969 | 1625.028 | 1304
970 | 1624.992 | 1304
971 | 1624.8 | 1303.888
972 | 1624.8 | 1303.408
973 | 1624.376 | 1303.2
974 | 1624.258 | 1303.2
975 | 1624.0727 | 1302.803
976 | 1624 | 1302.729
977 | 1624 | 1302.63
978 | 1624 | 1302.606
979 | 1623.7979 | 1302.39
980 | 1623.593 | 1301.174
981 | 1623.5803 | 1300
982 | 1623.5477 | 1300
983 | 1623.4698 | 1300
984 | 1623.432 | 1299.532
985 | 1623.3211 | 1299.2
986 | 1623.245 | 1299.2
987 | 1623.038 | 1299.047
988 | 1622.9691 | 1298.636
989 | 1622.4644 | 1298.4
990 | 1622.4 | 1298.193
991 | 1622.4 | 1298.131
992 | 1622.4 | 1297.73
993 | 1622.298 | 1297.646
994 | 1622.297 | 1296.8
995 | 1621.666 | 1296.474
996 | 1621.6 | 1296.332
997 | 1621.58 | 1295.933
998 | 1621.22 | 1295.2
999 | 1621.135 | 1294.4
1000 | 1620.881 | 1294.4
1001 | 1620.8484 | 1294.146
1002 | 1620.767 | 1293.998
1003 | 1620.676 | 1293.885
1004 | 1620.5808 | 1293.6
1005 | 1620.4415 | 1293.35
1006 | 1620.387 | 1292.96
1007 | 1620.241 | 1292.8
1008 | 1620.088 | 1292.58
1009 | 1620 | 1292
1010 | 1619.476 | 1291.663
1011 | 1619.2759 | 1291.2
1012 | 1619.2 | 1290.494
1013 | 1618.778 | 1290.4
1014 | 1617.9573 | 1290.4
1015 | 1617.9401 | 1290.4
1016 | 1617.779 | 1290.4
1017 | 1617.657 | 1290.198
1018 | 1617.6 | 1289.367
1019 | 1617.23 | 1288.8
1020 | 1616.8 | 1288.125
1021 | 1616.673 | 1288
1022 | 1616.357 | 1287.2
1023 | 1616.041 | 1287.2
1024 | 1616.0319 | 1286.4
1025 | 1616 | 1286.4
1026 | 1615.953 | 1285.833
1027 | 1615.8908 | 1285.714
1028 | 1615.5546 | 1285.689
1029 | 1615.2725 | 1285.6
1030 | 1615.258 | 1285.6
1031 | 1615.2545 | 1285.6
1032 | 1615.2 | 1285.161
1033 | 1615.0866 | 1284.262
1034 | 1615.041 | 1284.246
1035 | 1614.836 | 1284
1036 | 1614.825 | 1284
1037 | 1614.354 | 1284
1038 | 1614.236 | 1283.787
1039 | 1614.058 | 1283.2
1040 | 1613.967 | 1282.4
1041 | 1613.9387 | 1282.193
1042 | 1613.7006 | 1282.011
1043 | 1613.6 | 1281.6
1044 | 1613.6 | 1280.8
1045 | 1613.5784 | 1280.599
1046 | 1612.9237 | 1280
1047 | 1612.774 | 1279.805
1048 | 1612.223 | 1278.268
1049 | 1612.0778 | 1277.832
1050 | 1612 | 1277.6
1051 | 1612 | 1277.211
1052 | 1611.558 | 1276.8
1053 | 1611.083 | 1276
1054 | 1610.935 | 1276
1055 | 1610.809 | 1275.732
1056 | 1610.3071 | 1275.693
1057 | 1610.257 | 1275.392
1058 | 1610.0698 | 1275.2
1059 | 1610.063 | 1275.021
1060 | 1609.8915 | 1274.956
1061 | 1609.75 | 1274.881
1062 | 1609.7142 | 1274.827
1063 | 1609.6674 | 1274.656
1064 | 1609.6 | 1274.4
1065 | 1609.349 | 1274.4
1066 | 1609.172 | 1274.4
1067 | 1609.0448 | 1274.4
1068 | 1608.955 | 1274.312
1069 | 1608.8247 | 1273.361
1070 | 1608.786 | 1272.93
1071 | 1608.759 | 1272.8
1072 | 1608.7589 | 1272.8
1073 | 1608.326 | 1272.8
1074 | 1608.296 | 1272.45
1075 | 1608.087 | 1272.068
1076 | 1607.9571 | 1272
1077 | 1607.7798 | 1271.592
1078 | 1607.6891 | 1271.2
1079 | 1607.655 | 1270.908
1080 | 1607.397 | 1270.858
1081 | 1607.2 | 1270.294
1082 | 1606.824 | 1270.243
1083 | 1606.752 | 1269.873
1084 | 1606.691 | 1269.443
1085 | 1606.679 | 1269.189
1086 | 1606.507 | 1268.8
1087 | 1606.5008 | 1268.8
1088 | 1605.867 | 1268.8
1089 | 1605.764 | 1268
1090 | 1605.5447 | 1268
1091 | 1605.522 | 1267.2
1092 | 1605.2895 | 1267.2
1093 | 1605.2708 | 1267.052
1094 | 1605.1611 | 1266.409
1095 | 1604.899 | 1266.4
1096 | 1604.627 | 1266.4
1097 | 1604.417 | 1266.3
1098 | 1604.172 | 1265.6
1099 | 1604.111 | 1264.8
1100 | 1603.942 | 1264.647
1101 | 1603.774 | 1263.865
1102 | 1603.6198 | 1263.865
1103 | 1603.4885 | 1263.865
1104 | 1603.456 | 1263.261
1105 | 1603.4336 | 1263.2
1106 | 1603.201 | 1262.525
1107 | 1603.2 | 1262.525
1108 | 1603.2 | 1262.432
1109 | 1603.039 | 1262.4
1110 | 1602.996 | 1262.4
1111 | 1602.9466 | 1260.721
1112 | 1602.9128 | 1260.276
1113 | 1602.881 | 1260.151
1114 | 1602.583 | 1260
1115 | 1602.436 | 1260
1116 | 1602.4 | 1259.807
1117 | 1602.301 | 1259.21
1118 | 1602.265 | 1259.117
1119 | 1602.1427 | 1258.426
1120 | 1602.0439 | 1258.426
1121 | 1601.832 | 1258.4
1122 | 1601.6 | 1257.6
1123 | 1601.6 | 1257.49
1124 | 1601.6 | 1257.403
1125 | 1601.467 | 1257.161
1126 | 1601.404 | 1257.086
1127 | 1601.327 | 1257.004
1128 | 1601.2271 | 1256.934
1129 | 1601.1342 | 1256.8
1130 | 1601.039 | 1256.8
1131 | 1600.8 | 1256.268
1132 | 1600.536 | 1256.268
1133 | 1600.335 | 1256.268
1134 | 1600 | 1256.233
1135 | 1600 | 1256
1136 | 1599.883 | 1256
1137 | 1599.831 | 1255.533
1138 | 1599.7157 | 1255.509
1139 | 1599.6753 | 1255.225
1140 | 1599.518 | 1255.099
1141 | 1599.501 | 1254.973
1142 | 1599.2 | 1254.973
1143 | 1599.2 | 1254.4
1144 | 1598.971 | 1254.4
1145 | 1598.4 | 1254.291
1146 | 1598.4 | 1253.401
1147 | 1598.3855 | 1252.915
1148 | 1598.239 | 1252.8
1149 | 1597.991 | 1252.8
1150 | 1597.92 | 1252.8
1151 | 1597.6423 | 1252.591
1152 | 1597.6 | 1251.655
1153 | 1597.596 | 1251.12
1154 | 1597.5495 | 1251.115
1155 | 1597.412 | 1249.941
1156 | 1596.3166 | 1249.347
1157 | 1595.5861 | 1248.913
1158 | 1595.3702 | 1248.8
1159 | 1595.194 | 1248.8
1160 | 1595.175 | 1248.8
1161 | 1595.0541 | 1248.8
1162 | 1594.663 | 1248.008
1163 | 1594.654 | 1248
1164 | 1594.407 | 1248
1165 | 1593.999 | 1247.486
1166 | 1593.7705 | 1247.2
1167 | 1593.6599 | 1246.986
1168 | 1593.632 | 1246.4
1169 | 1593.5002 | 1245.6
1170 | 1593.282 | 1245.6
1171 | 1593.236 | 1245.548
1172 | 1593.166 | 1244.8
1173 | 1593.084 | 1244.8
1174 | 1593.023 | 1244.187
1175 | 1592.847 | 1243.943
1176 | 1592.548 | 1243.369
1177 | 1592.421 | 1243.2
1178 | 1592.395 | 1243.029
1179 | 1592.282 | 1242.651
1180 | 1592.239 | 1242.4
1181 | 1592.0899 | 1242.349
1182 | 1591.6166 | 1240.8
1183 | 1591.2 | 1240.77
1184 | 1591.079 | 1240.465
1185 | 1590.8468 | 1240.172
1186 | 1590.8052 | 1240.169
1187 | 1590.4 | 1240.087
1188 | 1589.617 | 1240
1189 | 1589.6 | 1240
1190 | 1589.6 | 1239.2
1191 | 1589.6 | 1239.2
1192 | 1589.6 | 1239.127
1193 | 1589.6 | 1238.616
1194 | 1589.517 | 1238.439
1195 | 1589.396 | 1238.194
1196 | 1589.091 | 1237.706
1197 | 1588.8 | 1237.706
1198 | 1588.775 | 1237.567
1199 | 1588.6233 | 1237.549
1200 | 1588.328 | 1237.145
1201 | 1588.2695 | 1237.145
1202 | 1588.2052 | 1236.121
1203 | 1588.152 | 1236.109
1204 | 1588.0616 | 1235.959
1205 | 1587.901 | 1235.2
1206 | 1587.586 | 1234.536
1207 | 1587.4332 | 1234.4
1208 | 1587.2847 | 1234.4
1209 | 1587.2847 | 1234.062
1210 | 1587.2 | 1233.6
1211 | 1587.2 | 1233.467
1212 | 1587.2 | 1233.287
1213 | 1587.1934 | 1233.287
1214 | 1586.6892 | 1232.8
1215 | 1586.458 | 1232.8
1216 | 1585.9659 | 1232.743
1217 | 1585.9435 | 1232.224
1218 | 1585.7722 | 1232.18
1219 | 1585.6 | 1231.449
1220 | 1585.6 | 1231.447
1221 | 1585.4113 | 1230.799
1222 | 1584.9707 | 1230.67
1223 | 1584.9543 | 1230.4
1224 | 1584.8 | 1230.108
1225 | 1584.5198 | 1229.599
1226 | 1584.409 | 1229.528
1227 | 1584.3586 | 1229.417
1228 | 1584.287 | 1229.116
1229 | 1584.1702 | 1229.005
1230 | 1584.014 | 1228.8
1231 | 1583.2 | 1228.38
1232 | 1583.2 | 1228
1233 | 1583.009 | 1227.119
1234 | 1582.693 | 1227.035
1235 | 1582.6231 | 1226.847
1236 | 1582.537 | 1226.4
1237 | 1582.4 | 1226.4
1238 | 1582.275 | 1226.336
1239 | 1582.1499 | 1226.244
1240 | 1581.6 | 1226.008
1241 | 1581.445 | 1225.742
1242 | 1581.08 | 1225.6
1243 | 1580.9303 | 1225.6
1244 | 1580.825 | 1225.6
1245 | 1580.8 | 1225.376
1246 | 1580.8 | 1224.8
1247 | 1580.7302 | 1223.996
1248 | 1580.699 | 1223.605
1249 | 1580.662 | 1223.2
1250 | 1580.4767 | 1223.2
1251 | 1580.403 | 1223.177
1252 | 1580.373 | 1222.96
1253 | 1580.043 | 1222.511
1254 | 1580 | 1222.4
1255 | 1579.999 | 1222.4
1256 | 1579.901 | 1222.4
1257 | 1579.897 | 1222.201
1258 | 1579.4376 | 1222.124
1259 | 1579.2 | 1221.838
1260 | 1579.2 | 1221.699
1261 | 1578.9248 | 1221.6
1262 | 1578.746 | 1221.129
1263 | 1578.4 | 1220.833
1264 | 1578.4 | 1220.8
1265 | 1577.9614 | 1220.8
1266 | 1577.8526 | 1220.57
1267 | 1577.6 | 1220.036
1268 | 1577.6 | 1220
1269 | 1577.5497 | 1220
1270 | 1576.944 | 1218.757
1271 | 1576.816 | 1218.567
1272 | 1576.8 | 1218.4
1273 | 1576.8 | 1218.239
1274 | 1576.5504 | 1217.673
1275 | 1576.4513 | 1217.408
1276 | 1576 | 1217.286
1277 | 1575.959 | 1217.286
1278 | 1575.5306 | 1216.931
1279 | 1575.2 | 1216.848
1280 | 1574.8582 | 1216.685
1281 | 1574.8537 | 1216.294
1282 | 1574.613 | 1216
1283 | 1574.4 | 1215.604
1284 | 1574.4 | 1215.295
1285 | 1574.2258 | 1215.079
1286 | 1573.75 | 1214.996
1287 | 1573.2998 | 1214.131
1288 | 1572.945 | 1213.693
1289 | 1572.7909 | 1213.6
1290 | 1572.735 | 1213.331
1291 | 1572.208 | 1213.264
1292 | 1572.128 | 1212.841
1293 | 1572 | 1212.8
1294 | 1572 | 1212
1295 | 1571.8691 | 1212
1296 | 1571.8691 | 1210.666
1297 | 1571.813 | 1209.794
1298 | 1571.3059 | 1209.777
1299 | 1571.2 | 1209.693
1300 | 1571.2 | 1208.916
1301 | 1571.0512 | 1208.8
1302 | 1570.841 | 1207.2
1303 | 1570.749 | 1207.2
1304 | 1570.4 | 1206.988
1305 | 1570.274 | 1206.4
1306 | 1570.042 | 1206.4
1307 | 1569.9972 | 1206.19
1308 | 1569.862 | 1205.793
1309 | 1569.698 | 1204.8
1310 | 1569.6 | 1204.8
1311 | 1569.6 | 1204.782
1312 | 1569.6 | 1204
1313 | 1569.6 | 1203.862
1314 | 1569.14 | 1203.477
1315 | 1568.995 | 1203.477
1316 | 1568.8 | 1203.028
1317 | 1568.8 | 1203.01
1318 | 1568.5977 | 1202.4
1319 | 1568.4882 | 1201.6
1320 | 1568.38 | 1201.508
1321 | 1568 | 1200.8
1322 | 1568 | 1200.8
1323 | 1567.968 | 1200.8
1324 | 1567.5485 | 1200.8
1325 | 1567.2 | 1200.409
1326 | 1567.2 | 1200.369
1327 | 1567.16 | 1200.114
1328 | 1567.117 | 1200
1329 | 1567.0843 | 1199.877
1330 | 1567.0843 | 1199.593
1331 | 1566.858 | 1199.317
1332 | 1566.4 | 1199.2
1333 | 1566.4 | 1199.2
1334 | 1566.318 | 1198.816
1335 | 1566.1442 | 1198.815
1336 | 1566.084 | 1198.611
1337 | 1566.0129 | 1198.162
1338 | 1565.6 | 1198.121
1339 | 1565.3264 | 1198.039
1340 | 1565.3264 | 1197.262
1341 | 1565.3264 | 1196.8
1342 | 1565.032 | 1196.8
1343 | 1564.8337 | 1196.129
1344 | 1564.8 | 1196
1345 | 1564.005 | 1196
1346 | 1564 | 1195.667
1347 | 1564 | 1195.574
1348 | 1563.935 | 1195.574
1349 | 1563.6281 | 1195.2
1350 | 1563.602 | 1194.827
1351 | 1563.4947 | 1194.481
1352 | 1563.398 | 1194.4
1353 | 1562.9559 | 1194.4
1354 | 1562.899 | 1194.016
1355 | 1562.6978 | 1193.6
1356 | 1562.4 | 1193.6
1357 | 1562.161 | 1193.214
1358 | 1561.9623 | 1192.811
1359 | 1561.8691 | 1192
1360 | 1561.823 | 1192
1361 | 1561.3107 | 1192
1362 | 1561.284 | 1191.587
1363 | 1561.218 | 1191.08
1364 | 1560.8 | 1189.754
1365 | 1560.4337 | 1189.6
1366 | 1560.409 | 1189.6
1367 | 1560.354 | 1189.336
1368 | 1560.347 | 1188.8
1369 | 1559.6016 | 1188.667
1370 | 1559.5597 | 1188.012
1371 | 1559.029 | 1188
1372 | 1559.024 | 1187.938
1373 | 1558.9445 | 1187.865
1374 | 1558.583 | 1187.2
1375 | 1558.4 | 1187.129
1376 | 1558.331 | 1186.394
1377 | 1558.054 | 1184.973
1378 | 1557.9659 | 1184.973
1379 | 1557.9215 | 1184.831
1380 | 1557.6541 | 1184.831
1381 | 1557.6 | 1184.8
1382 | 1557.6 | 1184
1383 | 1557.5416 | 1184
1384 | 1557.38 | 1182.4
1385 | 1557.2327 | 1181.981
1386 | 1557.127 | 1181.981
1387 | 1556.917 | 1181.6
1388 | 1556.8 | 1180.8
1389 | 1556.8 | 1180.51
1390 | 1556.628 | 1180.51
1391 | 1556.4 | 1180
1392 | 1556.2421 | 1179.774
1393 | 1556.164 | 1179.725
1394 | 1556.11 | 1179.2
1395 | 1556.0846 | 1179.2
1396 | 1556 | 1179.039
1397 | 1556 | 1178.997
1398 | 1555.5125 | 1178.4
1399 | 1555.4302 | 1177.654
1400 | 1555.276 | 1177.638
1401 | 1555.2 | 1177.568
1402 | 1555.098 | 1177.061
1403 | 1554.491 | 1176.84
1404 | 1554.4 | 1176.831
1405 | 1554.4 | 1176.8
1406 | 1554.3395 | 1176.8
1407 | 1554.326 | 1175.814
1408 | 1554.2017 | 1175.2
1409 | 1554.1529 | 1174.613
1410 | 1554.145 | 1174.161
1411 | 1554.022 | 1173.954
1412 | 1553.989 | 1173.816
1413 | 1553.979 | 1173.106
1414 | 1553.8764 | 1173.076
1415 | 1553.6 | 1172.8
1416 | 1553.6 | 1172.4
1417 | 1553.3917 | 1172.039
1418 | 1553.305 | 1172.018
1419 | 1553.0947 | 1171.95
1420 | 1552.9578 | 1170.709
1421 | 1552.301 | 1169.6
1422 | 1552.2695 | 1169.6
1423 | 1552.097 | 1169.219
1424 | 1551.8563 | 1168.946
1425 | 1551.5661 | 1168.8
1426 | 1551.507 | 1168.8
1427 | 1551.4233 | 1168
1428 | 1551.363 | 1168
1429 | 1551.2 | 1168
1430 | 1551.2 | 1167.2
1431 | 1551.141 | 1167.2
1432 | 1551.0702 | 1166.4
1433 | 1550.943 | 1166.225
1434 | 1550.847 | 1166.064
1435 | 1550.773 | 1165.874
1436 | 1550.7356 | 1165.874
1437 | 1550.416 | 1165.6
1438 | 1550.4 | 1165.6
1439 | 1550.4 | 1165.064
1440 | 1549.679 | 1164.328
1441 | 1549.6 | 1163.2
1442 | 1548.9698 | 1162.857
1443 | 1548.9034 | 1162.4
1444 | 1548.8 | 1162.3
1445 | 1548.8 | 1162.3
1446 | 1548.768 | 1161.066
1447 | 1548.5916 | 1160.8
1448 | 1548.0484 | 1159.2
1449 | 1548 | 1159.2
1450 | 1547.9905 | 1158.863
1451 | 1547.887 | 1158.608
1452 | 1547.5341 | 1158.444
1453 | 1547.522 | 1158.4
1454 | 1547.461 | 1158.277
1455 | 1547.415 | 1158.277
1456 | 1547.1005 | 1157.638
1457 | 1546.8023 | 1157.229
1458 | 1546.6392 | 1157.045
1459 | 1546.546 | 1156.896
1460 | 1546.5163 | 1156
1461 | 1546.4283 | 1156
1462 | 1546.4 | 1155.725
1463 | 1546.4 | 1155.502
1464 | 1546.4 | 1155.2
1465 | 1546.268 | 1154.691
1466 | 1546.2679 | 1153.6
1467 | 1546.263 | 1152.976
1468 | 1546.02 | 1152.8
1469 | 1545.6 | 1152.8
1470 | 1545.6 | 1152
1471 | 1545.343 | 1151.824
1472 | 1545.3275 | 1151.186
1473 | 1545.1075 | 1150.813
1474 | 1545.101 | 1150.715
1475 | 1544.9103 | 1150.645
1476 | 1544.8 | 1150.4
1477 | 1544.8 | 1150.224
1478 | 1544.713 | 1149.6
1479 | 1544.646 | 1149.6
1480 | 1544.619 | 1149.6
1481 | 1544.599 | 1148.147
1482 | 1544.327 | 1148.147
1483 | 1544.0628 | 1148
1484 | 1544.0628 | 1147.917
1485 | 1544 | 1147.538
1486 | 1543.7762 | 1147.411
1487 | 1543.6956 | 1147.2
1488 | 1543.6519 | 1146.4
1489 | 1543.534 | 1145.6
1490 | 1543.2 | 1145.6
1491 | 1542.9749 | 1145.338
1492 | 1542.9506 | 1145.154
1493 | 1542.7756 | 1144.838
1494 | 1542.7437 | 1144.8
1495 | 1542.4 | 1144.8
1496 | 1542.4 | 1144.698
1497 | 1542.4 | 1144.463
1498 | 1542.1992 | 1143.932
1499 | 1542.1261 | 1142.4
1500 | 1542.057 | 1142.4
1501 | 1541.713 | 1142.4
1502 | 1541.6 | 1141.6
1503 | 1541.5026 | 1141.144
1504 | 1540.824 | 1141.01
1505 | 1540.8 | 1141.01
1506 | 1540.8 | 1140.861
1507 | 1540.8 | 1140.8
1508 | 1540.681 | 1140.056
1509 | 1540.524 | 1140
1510 | 1540.0611 | 1140
1511 | 1540.045 | 1139.32
1512 | 1539.8915 | 1139.2
1513 | 1539.86 | 1138.247
1514 | 1539.824 | 1137.956
1515 | 1539.811 | 1137.6
1516 | 1539.509 | 1137.168
1517 | 1539.2 | 1136.8
1518 | 1539.2 | 1136.175
1519 | 1539.01 | 1135.966
1520 | 1538.833 | 1135.566
1521 | 1538.7348 | 1135.2
1522 | 1538.6406 | 1134.769
1523 | 1538.6163 | 1134.33
1524 | 1538.464 | 1134.33
1525 | 1538.4 | 1134.295
1526 | 1538.349 | 1133.465
1527 | 1538.188 | 1133.419
1528 | 1538.105 | 1133.412
1529 | 1537.608 | 1132.8
1530 | 1537.6 | 1132
1531 | 1537.6 | 1131.349
1532 | 1537.5607 | 1131.34
1533 | 1537.5301 | 1131.2
1534 | 1537.528 | 1131.2
1535 | 1537.3752 | 1131.2
1536 | 1537.263 | 1130.914
1537 | 1537.183 | 1130.53
1538 | 1537.052 | 1130.4
1539 | 1536.9168 | 1129.28
1540 | 1536.8077 | 1128.8
1541 | 1536.804 | 1128.8
1542 | 1536.8 | 1128.605
1543 | 1536.6216 | 1128.399
1544 | 1536.546 | 1128
1545 | 1536.423 | 1128
1546 | 1536.183 | 1127.787
1547 | 1536 | 1127.552
1548 | 1535.971 | 1127.549
1549 | 1535.8845 | 1127.2
1550 | 1535.856 | 1127.2
1551 | 1535.769 | 1126.97
1552 | 1535.5758 | 1126.505
1553 | 1535.5124 | 1126.505
1554 | 1535.2541 | 1126.4
1555 | 1535.2298 | 1126.4
1556 | 1534.8067 | 1125.815
1557 | 1534.4519 | 1125.233
1558 | 1534.4 | 1124.23
1559 | 1534.4 | 1124
1560 | 1534.4 | 1123.875
1561 | 1534.3568 | 1123.875
1562 | 1534.321 | 1123.726
1563 | 1534.229 | 1123.557
1564 | 1534.199 | 1123.163
1565 | 1534.0547 | 1122.676
1566 | 1533.6 | 1122.404
1567 | 1533.5207 | 1122.4
1568 | 1533.1581 | 1121.899
1569 | 1533.0237 | 1121.6
1570 | 1532.8 | 1121.6
1571 | 1532.8 | 1120.8
1572 | 1532.198 | 1120.197
1573 | 1532 | 1120.002
1574 | 1532 | 1120
1575 | 1532 | 1120
1576 | 1532 | 1120
1577 | 1531.3527 | 1119.86
1578 | 1531.346 | 1119.2
1579 | 1531.2 | 1118.58
1580 | 1531.2 | 1118.4
1581 | 1531.2 | 1118.4
1582 | 1531.013 | 1118.4
1583 | 1530.9776 | 1118.034
1584 | 1530.86 | 1117.927
1585 | 1530.718 | 1117.6
1586 | 1530.064 | 1117.527
1587 | 1529.9046 | 1117.39
1588 | 1529.712 | 1117.237
1589 | 1529.6 | 1116.8
1590 | 1529.6 | 1116.737
1591 | 1529.6 | 1116.553
1592 | 1529.6 | 1116.46
1593 | 1529.519 | 1116.44
1594 | 1528.8197 | 1115.644
1595 | 1528.819 | 1115.2
1596 | 1528.475 | 1115.2
1597 | 1528.3529 | 1114.073
1598 | 1528.29 | 1114.073
1599 | 1528.207 | 1114.05
1600 | 1528.0967 | 1113.994
1601 | 1528.006 | 1113.253
1602 | 1528 | 1113.066
1603 | 1527.881 | 1112.829
1604 | 1527.7062 | 1112.8
1605 | 1527.7062 | 1112.001
1606 | 1527.332 | 1111.31
1607 | 1527.327 | 1111.2
1608 | 1527.2199 | 1111.2
1609 | 1526.8884 | 1111.2
1610 | 1526.8884 | 1109.6
1611 | 1526.8378 | 1109.6
1612 | 1526.73 | 1109.306
1613 | 1526.413 | 1108.8
1614 | 1526.4 | 1108.379
1615 | 1526.4 | 1108
1616 | 1526.204 | 1108
1617 | 1526.041 | 1107.2
1618 | 1525.9328 | 1106.878
1619 | 1525.6 | 1106.603
1620 | 1525.6 | 1106.524
1621 | 1525.559 | 1106.4
1622 | 1525.4623 | 1105.785
1623 | 1525.3618 | 1105.398
1624 | 1525.3581 | 1105.284
1625 | 1525.044 | 1104.806
1626 | 1524.5 | 1104.016
1627 | 1524 | 1104
1628 | 1524 | 1103.959
1629 | 1524 | 1103.778
1630 | 1523.695 | 1103.2
1631 | 1523.623 | 1103.2
1632 | 1523.622 | 1102.93
1633 | 1523.5696 | 1102.811
1634 | 1522.957 | 1102.475
1635 | 1522.874 | 1102.4
1636 | 1522.828 | 1101.641
1637 | 1522.7988 | 1101.6
1638 | 1522.665 | 1101.6
1639 | 1522.428 | 1100.259
1640 | 1522.4 | 1100
1641 | 1522.3454 | 1099.602
1642 | 1522.0625 | 1098.909
1643 | 1521.983 | 1098.878
1644 | 1521.9814 | 1097.396
1645 | 1521.9814 | 1096.71
1646 | 1521.9772 | 1096.26
1647 | 1521.6 | 1095.529
1648 | 1521.6 | 1094.529
1649 | 1521.6 | 1094.452
1650 | 1521.1636 | 1094.148
1651 | 1520.8 | 1093.6
1652 | 1520.7915 | 1093.444
1653 | 1520.4757 | 1093.353
1654 | 1520.337 | 1092.831
1655 | 1520.142 | 1092.8
1656 | 1520.027 | 1092.8
1657 | 1519.8933 | 1092.621
1658 | 1519.876 | 1092
1659 | 1519.6659 | 1092
1660 | 1519.5135 | 1091.598
1661 | 1519.235 | 1091.441
1662 | 1519.2 | 1090.59
1663 | 1519.172 | 1090.4
1664 | 1519.101 | 1089.267
1665 | 1518.9141 | 1088.8
1666 | 1518.9095 | 1088.8
1667 | 1518.8139 | 1088.8
1668 | 1518.8139 | 1088.8
1669 | 1518.7101 | 1088.8
1670 | 1518.4 | 1088.57
1671 | 1518.4 | 1088.318
1672 | 1518.4 | 1088.034
1673 | 1517.919 | 1088
1674 | 1517.8449 | 1088
1675 | 1517.6 | 1087.949
1676 | 1517.6 | 1087.605
1677 | 1517.6 | 1087.2
1678 | 1517.3603 | 1086.4
1679 | 1517.328 | 1085.755
1680 | 1517.155 | 1085.611
1681 | 1517.038 | 1085.6
1682 | 1516.8 | 1085.428
1683 | 1516.8 | 1085.041
1684 | 1516.4783 | 1084.8
1685 | 1516.32 | 1084.374
1686 | 1516 | 1083.2
1687 | 1515.751 | 1082.4
1688 | 1515.3156 | 1082.354
1689 | 1515.2 | 1082.013
1690 | 1515.2 | 1081.803
1691 | 1515.2 | 1081.442
1692 | 1515.135 | 1081.377
1693 | 1514.83 | 1080.8
1694 | 1514.752 | 1080.752
1695 | 1514.737 | 1080.58
1696 | 1514.4 | 1080
1697 | 1514.4 | 1079.47
1698 | 1514.373 | 1078.987
1699 | 1514.242 | 1078.4
1700 | 1514.182 | 1077.905
1701 | 1513.8031 | 1077.6
1702 | 1513.6533 | 1076.086
1703 | 1513.4915 | 1076.059
1704 | 1513.4756 | 1076.005
1705 | 1513.323 | 1076
1706 | 1512.8 | 1076
1707 | 1512.8 | 1075.936
1708 | 1512.8 | 1075.33
1709 | 1512.8 | 1075.2
1710 | 1512.557 | 1074.646
1711 | 1512.4939 | 1074.595
1712 | 1512.119 | 1074.338
1713 | 1512.0147 | 1073.6
1714 | 1511.9217 | 1073.6
1715 | 1511.5332 | 1073.6
1716 | 1511.5071 | 1073.537
1717 | 1511.408 | 1073.408
1718 | 1511.2516 | 1072.8
1719 | 1510.972 | 1072.065
1720 | 1510.8356 | 1071.875
1721 | 1510.7833 | 1071.815
1722 | 1510.4219 | 1071.653
1723 | 1510.4 | 1071.458
1724 | 1510.4 | 1071.251
1725 | 1510.3678 | 1070.4
1726 | 1510.044 | 1070.4
1727 | 1509.998 | 1070.151
1728 | 1509.994 | 1069.6
1729 | 1509.8552 | 1069.523
1730 | 1509.6793 | 1069.446
1731 | 1509.6 | 1069.424
1732 | 1509.5909 | 1069.424
1733 | 1509.5909 | 1068.8
1734 | 1509.5259 | 1068.754
1735 | 1509.416 | 1068.711
1736 | 1509.3432 | 1068.086
1737 | 1509.312 | 1067.24
1738 | 1509.175 | 1067.2
1739 | 1509.1443 | 1066.762
1740 | 1508.8 | 1065.6
1741 | 1508.661 | 1064.8
1742 | 1508.577 | 1064.344
1743 | 1508.5094 | 1064
1744 | 1508.333 | 1063.245
1745 | 1508 | 1062.574
1746 | 1508 | 1062.044
1747 | 1508 | 1061.6
1748 | 1508 | 1061.519
1749 | 1507.763 | 1060.89
1750 | 1507.2 | 1060.493
1751 | 1507.155 | 1060.2
1752 | 1507.149 | 1059.884
1753 | 1506.995 | 1059.036
1754 | 1506.9156 | 1059.003
1755 | 1506.879 | 1058.818
1756 | 1506.7813 | 1057.6
1757 | 1506.4 | 1057.413
1758 | 1506.384 | 1057.259
1759 | 1506.159 | 1056
1760 | 1505.9819 | 1056
1761 | 1505.7062 | 1056
1762 | 1505.6 | 1056
1763 | 1505.134 | 1055.859
1764 | 1505.096 | 1055.365
1765 | 1504.309 | 1055.2
1766 | 1504 | 1055.099
1767 | 1504 | 1055.082
1768 | 1504 | 1054.736
1769 | 1504 | 1054.656
1770 | 1503.829 | 1054.4
1771 | 1503.6577 | 1053.6
1772 | 1503.542 | 1052
1773 | 1503.503 | 1051.892
1774 | 1503.303 | 1051.541
1775 | 1503.2 | 1051.2
1776 | 1503.2 | 1050.911
1777 | 1503.1713 | 1050.323
1778 | 1503.1713 | 1050.323
1779 | 1503.121 | 1049.72
1780 | 1502.9147 | 1049.653
1781 | 1502.4 | 1049.276
1782 | 1502.098 | 1049.17
1783 | 1502.036 | 1048.131
1784 | 1502.032 | 1048.116
1785 | 1501.8804 | 1047.769
1786 | 1501.8215 | 1047.767
1787 | 1501.802 | 1047.495
1788 | 1501.38 | 1047.323
1789 | 1501.2835 | 1046.4
1790 | 1500.8 | 1046.081
1791 | 1500.8 | 1045.759
1792 | 1500.5405 | 1045.641
1793 | 1500.2676 | 1045.174
1794 | 1500.0918 | 1044.396
1795 | 1500.064 | 1044
1796 | 1500 | 1044
1797 | 1500 | 1042.838
1798 | 1500 | 1041.496
1799 | 1499.82 | 1041.1
1800 | 1499.779 | 1041.064
1801 | 1499.733 | 1041.008
1802 | 1499.6906 | 1040.9
1803 | 1499.2 | 1040.8
1804 | 1499.0822 | 1040.721
1805 | 1498.899 | 1040.571
1806 | 1498.823 | 1040.534
1807 | 1498.7138 | 1040.025
1808 | 1498.4 | 1040.025
1809 | 1498.2644 | 1040.025
1810 | 1498.248 | 1040
1811 | 1497.729 | 1039.543
1812 | 1497.656 | 1039.331
1813 | 1497.6 | 1038.766
1814 | 1497.6 | 1038.439
1815 | 1497.6 | 1038.098
1816 | 1497.593 | 1036.8
1817 | 1497.353 | 1036.8
1818 | 1497.263 | 1036.717
1819 | 1497.0151 | 1036.622
1820 | 1496.8 | 1036.531
1821 | 1496.668 | 1036.436
1822 | 1496.6287 | 1036.348
1823 | 1496.27 | 1035.612
1824 | 1496.2674 | 1035.335
1825 | 1496 | 1035.055
1826 | 1495.9604 | 1034.941
1827 | 1495.2 | 1034.898
1828 | 1495.022 | 1034.874
1829 | 1494.969 | 1034.533
1830 | 1494.9623 | 1034.4
1831 | 1494.8291 | 1033.328
1832 | 1494.782 | 1033.03
1833 | 1494.729 | 1032.919
1834 | 1494.49 | 1032.8
1835 | 1494.4 | 1032.358
1836 | 1494.4 | 1030.573
1837 | 1494.4 | 1030.546
1838 | 1494.4 | 1030.5
1839 | 1494.4 | 1030.268
1840 | 1494.3067 | 1029.964
1841 | 1494.1654 | 1029.119
1842 | 1494.1654 | 1028.952
1843 | 1494.0026 | 1028.893
1844 | 1494.002 | 1028.83
1845 | 1493.8665 | 1028.8
1846 | 1493.831 | 1028.257
1847 | 1493.7656 | 1028
1848 | 1493.6 | 1028
1849 | 1493.6 | 1026.924
1850 | 1493.401 | 1026.4
1851 | 1493.3574 | 1026.4
1852 | 1493.2586 | 1026.377
1853 | 1493.2053 | 1025.59
1854 | 1493.196 | 1024.005
1855 | 1493.1455 | 1024
1856 | 1493.09 | 1023.343
1857 | 1493.0687 | 1023.228
1858 | 1493.053 | 1022.212
1859 | 1493.014 | 1021.637
1860 | 1492.8 | 1021.312
1861 | 1492.56 | 1020.8
1862 | 1492.5396 | 1020.536
1863 | 1492.397 | 1020
1864 | 1492.2516 | 1020
1865 | 1492.205 | 1019.834
1866 | 1492.134 | 1019.449
1867 | 1492 | 1019.431
1868 | 1492 | 1019.268
1869 | 1491.985 | 1018.695
1870 | 1491.966 | 1018.198
1871 | 1491.899 | 1016
1872 | 1491.7748 | 1016
1873 | 1491.7217 | 1015.996
1874 | 1491.7217 | 1015.863
1875 | 1491.7213 | 1015.671
1876 | 1491.7106 | 1014.46
1877 | 1491.6931 | 1014.4
1878 | 1491.5815 | 1013.965
1879 | 1491.3363 | 1013.904
1880 | 1491.287 | 1012.855
1881 | 1491.2 | 1012.811
1882 | 1490.9918 | 1012.543
1883 | 1490.9597 | 1012
1884 | 1490.5497 | 1011.458
1885 | 1490.4715 | 1010.939
1886 | 1490.436 | 1010.871
1887 | 1490.4 | 1010.4
1888 | 1490.4 | 1009.71
1889 | 1490.238 | 1009.6
1890 | 1490.1674 | 1009.089
1891 | 1490.1332 | 1009.07
1892 | 1489.7845 | 1008.668
1893 | 1489.6 | 1008.399
1894 | 1489.5089 | 1008.399
1895 | 1489.3905 | 1008.051
1896 | 1489.362 | 1007.017
1897 | 1489.1425 | 1006.4
1898 | 1489.129 | 1004.72
1899 | 1488.8 | 1004
1900 | 1488.8 | 1003.985
1901 | 1488.8 | 1003.942
1902 | 1488.8 | 1003.452
1903 | 1488.8 | 1003.14
1904 | 1488.8 | 1001.043
1905 | 1488.651 | 1001.043
1906 | 1488.6136 | 1001.043
1907 | 1488.5872 | 1000.307
1908 | 1488.4238 | 1000.132
1909 | 1488.288 | 1000.11
1910 | 1488.271 | 999.091
1911 | 1488.1212 | 998.175
1912 | 1488 | 997.757
1913 | 1488 | 997.6
1914 | 1488 | 996.812
1915 | 1487.9546 | 996.612
1916 | 1487.923 | 996
1917 | 1487.855 | 995.276
1918 | 1487.8366 | 995.244
1919 | 1487.795 | 995.2
1920 | 1487.5921 | 995.2
1921 | 1487.386 | 994.4
1922 | 1487.273 | 994.392
1923 | 1486.7248 | 993.883
1924 | 1486.483 | 993.832
1925 | 1486.419 | 993.688
1926 | 1486.3518 | 993.203
1927 | 1486.331 | 993.108
1928 | 1485.876 | 992.972
1929 | 1485.795 | 992
1930 | 1485.6 | 991.869
1931 | 1485.5058 | 991.373
1932 | 1485.5058 | 991.2
1933 | 1485.364 | 990.444
1934 | 1485.342 | 988.8
1935 | 1484.496 | 988.369
1936 | 1484.2371 | 988.36
1937 | 1484.153 | 985.606
1938 | 1484 | 985.6
1939 | 1484 | 985.118
1940 | 1483.656 | 983.126
1941 | 1483.589 | 982.843
1942 | 1483.2 | 982.402
1943 | 1483.2 | 982.4
1944 | 1483.009 | 981.6
1945 | 1483.009 | 979.69
1946 | 1482.886 | 979.2
1947 | 1482.4 | 979.17
1948 | 1482.2121 | 978.942
1949 | 1482.151 | 978.832
1950 | 1482.0911 | 978.4
1951 | 1481.714 | 978.144
1952 | 1481.469 | 977.543
1953 | 1481.371 | 977.25
1954 | 1480.9778 | 976.8
1955 | 1480.8333 | 976.035
1956 | 1480.8 | 975.936
1957 | 1480.8 | 975.908
1958 | 1480.787 | 975.57
1959 | 1480.775 | 974.852
1960 | 1480.7011 | 974.573
1961 | 1480.6329 | 974.555
1962 | 1480.4755 | 974.451
1963 | 1480.0672 | 973.864
1964 | 1479.7011 | 973.498
1965 | 1479.6564 | 973.198
1966 | 1479.4543 | 973.174
1967 | 1479.406 | 972.357
1968 | 1479.2732 | 972.071
1969 | 1479.2 | 972
1970 | 1479.2 | 971.404
1971 | 1479.054 | 970.886
1972 | 1478.554 | 970.542
1973 | 1478.4 | 970.4
1974 | 1478.389 | 970.139
1975 | 1478.2277 | 968.978
1976 | 1478.101 | 968.339
1977 | 1477.914 | 967.209
1978 | 1477.846 | 967.2
1979 | 1477.6 | 966.957
1980 | 1477.6 | 966.627
1981 | 1477.577 | 966.624
1982 | 1476.9595 | 966.511
1983 | 1476.872 | 966.414
1984 | 1476.864 | 966.267
1985 | 1476.806 | 966.132
1986 | 1476.6339 | 965.63
1987 | 1476.616 | 965.112
1988 | 1476.183 | 964.8
1989 | 1476 | 963.931
1990 | 1476 | 963.564
1991 | 1475.707 | 963.404
1992 | 1475.6089 | 963.2
1993 | 1475.4056 | 963.1
1994 | 1475.2 | 962.999
1995 | 1475.2 | 962.06
1996 | 1475.2 | 961.6
1997 | 1475.0421 | 961.325
1998 | 1475.0401 | 960.741
1999 | 1474.906 | 960.37
2000 | 1474.877 | 960
2001 | 1474.584 | 959.854
2002 | 1474.4 | 959.568
2003 | 1474.147 | 957.607
2004 | 1473.9411 | 957.6
2005 | 1473.887 | 957.6
2006 | 1473.8341 | 956.861
2007 | 1473.5876 | 956.83
2008 | 1473.3059 | 956.557
2009 | 1473.083 | 956.474
2010 | 1472.9116 | 956.176
2011 | 1472.893 | 956.176
2012 | 1472.8 | 956.172
2013 | 1472.8 | 955.216
2014 | 1472.679 | 954.407
2015 | 1472.454 | 954.4
2016 | 1472.409 | 950.4
2017 | 1472 | 950.4
2018 | 1472 | 950.4
2019 | 1472 | 950.158
2020 | 1472 | 949.69
2021 | 1471.9558 | 949.6
2022 | 1471.92 | 949.6
2023 | 1471.9052 | 949.6
2024 | 1471.8526 | 948.642
2025 | 1471.8474 | 947.063
2026 | 1471.833 | 946.716
2027 | 1471.768 | 945.906
2028 | 1471.2 | 945.906
2029 | 1471.2 | 945.879
2030 | 1471.04 | 945.879
2031 | 1470.638 | 945.143
2032 | 1470.4 | 944.8
2033 | 1470.4 | 943.98
2034 | 1470.4 | 943.474
2035 | 1470.4 | 943.2
2036 | 1470.4 | 943.2
2037 | 1470.3045 | 942.958
2038 | 1470.149 | 942.426
2039 | 1470.106 | 942.4
2040 | 1469.7754 | 942.4
2041 | 1469.7754 | 942.4
2042 | 1469.6 | 941.402
2043 | 1469.6 | 939.33
2044 | 1469.4619 | 939.318
2045 | 1469.4619 | 937.788
2046 | 1469.4209 | 937.749
2047 | 1469.341 | 937.733
2048 | 1469.1901 | 937.673
2049 | 1468.8335 | 937.6
2050 | 1468.8 | 936.987
2051 | 1468.701 | 936
2052 | 1468.257 | 935.434
2053 | 1468.154 | 934.461
2054 | 1468.113 | 934.4
2055 | 1468.0047 | 934.11
2056 | 1468 | 933.901
2057 | 1467.4236 | 933.6
2058 | 1467.39 | 933.103
2059 | 1467.239 | 932.423
2060 | 1467.2 | 932
2061 | 1467.0712 | 931.448
2062 | 1466.806 | 931.042
2063 | 1466.4 | 929.992
2064 | 1466.4 | 929.972
2065 | 1466.4 | 928.279
2066 | 1466.4 | 927.2
2067 | 1466.369 | 926.898
2068 | 1466.2743 | 926.887
2069 | 1466.1104 | 926.8
2070 | 1466.0823 | 926.601
2071 | 1465.9979 | 924.966
2072 | 1465.832 | 924
2073 | 1465.729 | 923.2
2074 | 1465.6696 | 923.2
2075 | 1465.6 | 923.003
2076 | 1465.6 | 923.003
2077 | 1465.4775 | 920.43
2078 | 1465.448 | 920.128
2079 | 1464.8 | 920
2080 | 1464.7333 | 919.991
2081 | 1464.687 | 919.3
2082 | 1464.5285 | 919.287
2083 | 1464.5285 | 918.664
2084 | 1464.006 | 918.4
2085 | 1464 | 917.857
2086 | 1464 | 916.01
2087 | 1463.9441 | 916
2088 | 1463.8837 | 915.593
2089 | 1463.7515 | 914.334
2090 | 1463.702 | 913.821
2091 | 1463.659 | 913.053
2092 | 1463.2 | 912.629
2093 | 1463.2 | 912.045
2094 | 1463.2 | 912
2095 | 1463.195 | 911.703
2096 | 1462.838 | 911.703
2097 | 1462.819 | 911.515
2098 | 1462.4025 | 911.335
2099 | 1462.4 | 910.922
2100 | 1462.36 | 909.898
2101 | 1462.071 | 909.103
2102 | 1461.828 | 908.453
2103 | 1461.6 | 908.12
2104 | 1461.6 | 907.559
2105 | 1461.4939 | 907.429
2106 | 1461.4783 | 906.4
2107 | 1461.462 | 906.4
2108 | 1461.298 | 906.161
2109 | 1461.244 | 905.259
2110 | 1461.008 | 904.8
2111 | 1460.9439 | 904.537
2112 | 1460.8 | 904
2113 | 1460.8 | 904
2114 | 1460.6961 | 903.388
2115 | 1460.6438 | 903.2
2116 | 1460.39 | 902.483
2117 | 1460.1058 | 900.704
2118 | 1460 | 899.722
2119 | 1460 | 899.687
2120 | 1459.9884 | 899.541
2121 | 1459.8264 | 899.135
2122 | 1459.662 | 897.166
2123 | 1459.4151 | 896.84
2124 | 1459.2 | 896.657
2125 | 1459.2 | 896.587
2126 | 1459.2 | 896.221
2127 | 1459.2 | 896
2128 | 1459.2 | 895.493
2129 | 1459.2 | 895.416
2130 | 1459.2 | 895.126
2131 | 1459.1023 | 895.126
2132 | 1458.87 | 894.806
2133 | 1458.823 | 894.4
2134 | 1458.605 | 893.852
2135 | 1458.486 | 893.48
2136 | 1458.461 | 892.8
2137 | 1458.4473 | 892.745
2138 | 1458.4 | 891.925
2139 | 1458.4 | 891.442
2140 | 1458.3055 | 890.297
2141 | 1458.236 | 888
2142 | 1458.112 | 887.807
2143 | 1457.6 | 884.797
2144 | 1457.6 | 883.2
2145 | 1457.6 | 882.624
2146 | 1457.536 | 880.8
2147 | 1457.5078 | 880.622
2148 | 1457.42 | 880
2149 | 1457.305 | 878.4
2150 | 1457.0651 | 877.6
2151 | 1456.8 | 877.176
2152 | 1456.702 | 876.8
2153 | 1456.677 | 876.8
2154 | 1456.6718 | 876.8
2155 | 1456.647 | 876.577
2156 | 1456.594 | 876.502
2157 | 1456.5445 | 876.088
2158 | 1456.398 | 875.824
2159 | 1456.248 | 875.787
2160 | 1456.1419 | 873.062
2161 | 1456.088 | 872.931
2162 | 1456 | 871.683
2163 | 1455.9617 | 871.643
2164 | 1455.678 | 871.2
2165 | 1455.5941 | 870.86
2166 | 1455.515 | 870.547
2167 | 1455.5 | 870.268
2168 | 1455.483 | 870.185
2169 | 1455.323 | 869.92
2170 | 1454.847 | 869.861
2171 | 1454.836 | 868.138
2172 | 1454.312 | 867.527
2173 | 1454.101 | 867.007
2174 | 1453.973 | 865.43
2175 | 1453.859 | 865.097
2176 | 1453.632 | 864.8
2177 | 1453.6 | 864.665
2178 | 1453.6 | 863.2
2179 | 1453.6 | 862.413
2180 | 1453.2837 | 861.226
2181 | 1453.1366 | 860.8
2182 | 1453.0225 | 860.592
2183 | 1452.7272 | 859.851
2184 | 1452.682 | 859.175
2185 | 1452.636 | 858.644
2186 | 1452.169 | 857.639
2187 | 1451.9165 | 856.375
2188 | 1451.9165 | 856.218
2189 | 1451.8731 | 856
2190 | 1451.78 | 855.409
2191 | 1451.75 | 854.4
2192 | 1451.2 | 851.2
2193 | 1450.922 | 851.001
2194 | 1450.7679 | 849.97
2195 | 1450.765 | 848.851
2196 | 1450.762 | 848.79
2197 | 1450.739 | 848.727
2198 | 1450.6684 | 848.16
2199 | 1450.4455 | 848
2200 | 1450.0124 | 847.671
2201 | 1449.6 | 846.83
2202 | 1449.6 | 844.879
2203 | 1449.6 | 843.561
2204 | 1449.583 | 843.2
2205 | 1449.3753 | 841.298
2206 | 1449.081 | 840
2207 | 1448.9237 | 838.821
2208 | 1448.8 | 837.312
2209 | 1448.8 | 836
2210 | 1448.694 | 835.985
2211 | 1448.549 | 835.484
2212 | 1448.412 | 835.43
2213 | 1448.2039 | 832.66
2214 | 1448.199 | 831.838
2215 | 1448.14 | 831.428
2216 | 1447.9459 | 831.187
2217 | 1447.708 | 831.138
2218 | 1447.5589 | 830.097
2219 | 1447.547 | 829.6
2220 | 1447.357 | 829.305
2221 | 1447.2 | 829.297
2222 | 1447.2 | 828.216
2223 | 1447.2 | 827.132
2224 | 1446.565 | 826.749
2225 | 1446.5205 | 826.584
2226 | 1446.4 | 825.85
2227 | 1446.4 | 825.465
2228 | 1446.4 | 824.127
2229 | 1446.4 | 823.782
2230 | 1446.2015 | 820.532
2231 | 1446.081 | 820.402
2232 | 1445.9232 | 820.213
2233 | 1445.882 | 819.346
2234 | 1445.753 | 819.324
2235 | 1445.6 | 817.814
2236 | 1445.488 | 816.73
2237 | 1445.428 | 816.427
2238 | 1445.3682 | 816.007
2239 | 1445.2968 | 816
2240 | 1445.1054 | 814.743
2241 | 1444.8 | 813.626
2242 | 1444.8 | 813.601
2243 | 1444.5613 | 813.6
2244 | 1444 | 812
2245 | 1444 | 811.624
2246 | 1444 | 811.403
2247 | 1444 | 809.482
2248 | 1444 | 809.07
2249 | 1444 | 807.601
2250 | 1444 | 806.867
2251 | 1443.7099 | 806.865
2252 | 1443.6317 | 806.323
2253 | 1443.606 | 806.13
2254 | 1443.602 | 804.647
2255 | 1443.5696 | 804.021
2256 | 1443.5337 | 803.679
2257 | 1443.4841 | 803.463
2258 | 1443.3311 | 802.291
2259 | 1443.0903 | 801.049
2260 | 1443.0721 | 800.503
2261 | 1443.0422 | 799.541
2262 | 1442.884 | 797.85
2263 | 1442.5236 | 797.74
2264 | 1442.4 | 797.046
2265 | 1441.9686 | 793.517
2266 | 1441.807 | 792
2267 | 1441.6 | 791.567
2268 | 1441.5708 | 791.507
2269 | 1441.5264 | 790.464
2270 | 1441.2678 | 788.819
2271 | 1441.0183 | 787.927
2272 | 1440.8 | 786.917
2273 | 1440.8 | 784.8
2274 | 1440.8 | 784.8
2275 | 1440.7739 | 784.16
2276 | 1440.7666 | 783.506
2277 | 1440.758 | 782.615
2278 | 1440.601 | 782.593
2279 | 1440.062 | 782.545
2280 | 1440 | 781.514
2281 | 1440 | 781.502
2282 | 1439.8744 | 780.473
2283 | 1439.865 | 779.971
2284 | 1439.8057 | 779.651
2285 | 1439.505 | 777.757
2286 | 1439.2 | 777.187
2287 | 1439.1789 | 776.181
2288 | 1439.024 | 774.4
2289 | 1438.896 | 773.138
2290 | 1438.5628 | 772.59
2291 | 1438.3833 | 772.296
2292 | 1438.064 | 771.449
2293 | 1438.053 | 771.133
2294 | 1438.004 | 770.803
2295 | 1437.9908 | 770.538
2296 | 1437.913 | 770.501
2297 | 1437.6 | 769.6
2298 | 1437.172 | 768
2299 | 1436.8198 | 767.825
2300 | 1436.8 | 766.267
2301 | 1436.8 | 762.515
2302 | 1436.8 | 762.284
2303 | 1436.7719 | 762.187
2304 | 1436.7588 | 760.158
2305 | 1436.5587 | 760
2306 | 1436.5587 | 759.792
2307 | 1436.28 | 758.22
2308 | 1436.12 | 758.128
2309 | 1436.091 | 756.99
2310 | 1436 | 755.949
2311 | 1436 | 754.857
2312 | 1436 | 752.8
2313 | 1436 | 752.684
2314 | 1435.996 | 752.609
2315 | 1435.98 | 752.476
2316 | 1435.791 | 752.155
2317 | 1435.7711 | 752.117
2318 | 1435.638 | 751.965
2319 | 1435.4445 | 750.23
2320 | 1435.047 | 749.81
2321 | 1435.033 | 749.665
2322 | 1434.9975 | 749.446
2323 | 1434.587 | 748.335
2324 | 1434.4 | 746.079
2325 | 1434.4 | 745.043
2326 | 1434.3988 | 744.97
2327 | 1434.3111 | 744.138
2328 | 1434.2978 | 743.803
2329 | 1434.29 | 743.176
2330 | 1434.147 | 741.932
2331 | 1434.101 | 741.772
2332 | 1434.037 | 741.6
2333 | 1433.9206 | 741.107
2334 | 1433.6019 | 740.672
2335 | 1433.6 | 739.571
2336 | 1433.6 | 739.318
2337 | 1433.6 | 739.032
2338 | 1433.6 | 738.417
2339 | 1433.6 | 738.4
2340 | 1433.3713 | 738.091
2341 | 1433.37 | 737.842
2342 | 1433.2991 | 735.428
2343 | 1432.8 | 734.4
2344 | 1432.8 | 734.011
2345 | 1432.8 | 733.593
2346 | 1432.8 | 732.712
2347 | 1432.0201 | 732.588
2348 | 1432.0081 | 731.094
2349 | 1432 | 730.676
2350 | 1431.852 | 728.8
2351 | 1431.814 | 727.711
2352 | 1431.431 | 727.396
2353 | 1431.3986 | 727.2
2354 | 1431.2113 | 725.6
2355 | 1431.2023 | 725.516
2356 | 1431.2023 | 724.021
2357 | 1431.2 | 723.2
2358 | 1431.2 | 722.048
2359 | 1431.18 | 721.6
2360 | 1431.156 | 720.8
2361 | 1430.954 | 717.6
2362 | 1430.445 | 716.477
2363 | 1430.4144 | 716.419
2364 | 1430.4064 | 716.239
2365 | 1430.4 | 716.234
2366 | 1430.4 | 716.134
2367 | 1430.203 | 714.941
2368 | 1430.0072 | 712.907
2369 | 1429.627 | 712.35
2370 | 1429.6 | 712.226
2371 | 1429.6 | 711.983
2372 | 1429.6 | 710.294
2373 | 1429.5663 | 709.351
2374 | 1429.4651 | 709.288
2375 | 1429.4511 | 708.58
2376 | 1429.443 | 708.491
2377 | 1429.3409 | 707.564
2378 | 1429.183 | 706.188
2379 | 1429.0673 | 706.099
2380 | 1428.8 | 705.595
2381 | 1428.7283 | 704.538
2382 | 1428.5228 | 704
2383 | 1428.3799 | 703.53
2384 | 1428.0237 | 703.154
2385 | 1428.0124 | 702.991
2386 | 1428 | 702.146
2387 | 1428 | 701.909
2388 | 1428 | 700.8
2389 | 1428 | 700.631
2390 | 1428 | 700.377
2391 | 1427.931 | 697.936
2392 | 1427.898 | 697.601
2393 | 1427.7269 | 696.83
2394 | 1427.338 | 696.678
2395 | 1427.2354 | 693.442
2396 | 1427.2 | 693.175
2397 | 1427.2 | 693.078
2398 | 1427.1132 | 692.702
2399 | 1426.651 | 692.173
2400 | 1426.3624 | 691.207
2401 | 1426.323 | 691.115
2402 | 1426.2953 | 691.029
2403 | 1426.2825 | 689.612
2404 | 1426.2447 | 689.031
2405 | 1425.846 | 688.612
2406 | 1425.732 | 686.868
2407 | 1425.6 | 686.767
2408 | 1425.6 | 684.622
2409 | 1425.4775 | 683.316
2410 | 1425.4723 | 682.843
2411 | 1425.388 | 681.16
2412 | 1425.043 | 680.187
2413 | 1424.9425 | 679.943
2414 | 1424.881 | 679.902
2415 | 1424.8 | 677.6
2416 | 1424.8 | 675.207
2417 | 1424.8 | 672.147
2418 | 1424.6399 | 671.826
2419 | 1424.522 | 671.438
2420 | 1424.1277 | 671.082
2421 | 1424.117 | 670.848
2422 | 1424 | 670.747
2423 | 1424 | 668.588
2424 | 1423.9667 | 667.18
2425 | 1423.8829 | 664.98
2426 | 1423.8418 | 664.642
2427 | 1423.6773 | 663.439
2428 | 1423.45 | 662.806
2429 | 1423.39 | 657.831
2430 | 1423.3507 | 657.631
2431 | 1423.2 | 656.8
2432 | 1423.2 | 653.7
2433 | 1423.2 | 651.34
2434 | 1423.2 | 651.252
2435 | 1422.7357 | 649.628
2436 | 1422.6934 | 649.32
2437 | 1422.593 | 646.31
2438 | 1422.494 | 643.408
2439 | 1422.415 | 643.154
2440 | 1422.4 | 638.598
2441 | 1422.4 | 638.488
2442 | 1422.4 | 637.844
2443 | 1421.989 | 635.2
2444 | 1421.8944 | 633.366
2445 | 1421.717 | 632.823
2446 | 1421.665 | 631.771
2447 | 1421.6486 | 631.524
2448 | 1421.6 | 631.416
2449 | 1421.6 | 631.072
2450 | 1421.6 | 628.423
2451 | 1421.245 | 627.483
2452 | 1421.187 | 625.638
2453 | 1421.0247 | 622.72
2454 | 1421.0199 | 622.376
2455 | 1421.0199 | 622.358
2456 | 1420.868 | 622.306
2457 | 1420.8 | 622.002
2458 | 1420.6499 | 621.927
2459 | 1420.356 | 621.566
2460 | 1420.243 | 621.44
2461 | 1420.2091 | 621.161
2462 | 1420.1043 | 620.637
2463 | 1420.083 | 618.644
2464 | 1420 | 617.865
2465 | 1420 | 616.223
2466 | 1419.829 | 615.826
2467 | 1419.609 | 614.729
2468 | 1419.53 | 613.319
2469 | 1419.4661 | 611.84
2470 | 1419.2 | 610.929
2471 | 1419.024 | 610.477
2472 | 1419.01 | 609.246
2473 | 1418.787 | 609.206
2474 | 1418.6891 | 607.802
2475 | 1418.6527 | 607.51
2476 | 1418.5776 | 607.495
2477 | 1418.435 | 606.317
2478 | 1418.4 | 606.012
2479 | 1418.0826 | 604.656
2480 | 1418.0826 | 604.524
2481 | 1417.9132 | 603.675
2482 | 1417.6642 | 602.4
2483 | 1417.562 | 602.276
2484 | 1417.3471 | 600.287
2485 | 1417.335 | 597.619
2486 | 1417.2992 | 596.509
2487 | 1417.2834 | 595.173
2488 | 1417.1352 | 594.4
2489 | 1417.1352 | 593.745
2490 | 1416.8 | 592.8
2491 | 1416.8 | 592.579
2492 | 1416.8 | 591.808
2493 | 1416.8 | 590.223
2494 | 1416.4814 | 589.409
2495 | 1416.4175 | 588.435
2496 | 1416.264 | 587.207
2497 | 1416.215 | 584.954
2498 | 1416.2125 | 583.941
2499 | 1416.1869 | 583.766
2500 | 1416 | 580.929
2501 | 1416 | 580.8
2502 | 1416 | 577.932
2503 | 1415.902 | 576.224
2504 | 1415.791 | 575.355
2505 | 1415.659 | 574.697
2506 | 1415.654 | 574.556
2507 | 1415.472 | 572.775
2508 | 1415.4066 | 571.772
2509 | 1415.3466 | 570.775
2510 | 1415.2 | 570.122
2511 | 1415.2 | 568.424
2512 | 1414.8457 | 566.399
2513 | 1414.8044 | 566.324
2514 | 1414.8031 | 564.025
2515 | 1414.7093 | 560.59
2516 | 1414.405 | 558.622
2517 | 1414.4 | 556.748
2518 | 1414.4 | 555.286
2519 | 1414.4 | 554.032
2520 | 1414.2487 | 552.623
2521 | 1414.2467 | 550.811
2522 | 1413.981 | 548.892
2523 | 1413.61 | 548.401
2524 | 1413.6 | 548.32
2525 | 1413.2101 | 545.594
2526 | 1413.067 | 545.411
2527 | 1412.9376 | 543.475
2528 | 1412.897 | 542.432
2529 | 1412.8828 | 541.497
2530 | 1412.8 | 540.485
2531 | 1412.8 | 540.444
2532 | 1412.702 | 535.743
2533 | 1412 | 528.746
2534 | 1412 | 527.522
2535 | 1411.917 | 527.041
2536 | 1411.614 | 526.451
2537 | 1411.611 | 526.4
2538 | 1411.5744 | 526.125
2539 | 1411.5744 | 525.502
2540 | 1411.5744 | 525.43
2541 | 1411.2891 | 524.352
2542 | 1411.2 | 521.713
2543 | 1411.2 | 520.75
2544 | 1411.199 | 520.352
2545 | 1411.0786 | 519.664
2546 | 1411.0387 | 518.686
2547 | 1410.943 | 518.225
2548 | 1410.7274 | 516.868
2549 | 1410.682 | 516.031
2550 | 1410.488 | 513.403
2551 | 1410.4 | 512.779
2552 | 1410.3765 | 509.665
2553 | 1410.31 | 509.267
2554 | 1410.099 | 509.086
2555 | 1409.846 | 508.591
2556 | 1409.776 | 506.765
2557 | 1409.71 | 506.022
2558 | 1409.6953 | 505.6
2559 | 1409.602 | 505.467
2560 | 1409.6 | 504
2561 | 1409.584 | 503.33
2562 | 1409.4378 | 502.04
2563 | 1409.196 | 501.6
2564 | 1409.122 | 501.16
2565 | 1408.9952 | 499.43
2566 | 1408.8984 | 498.4
2567 | 1408.803 | 498.4
2568 | 1408.8 | 498.4
2569 | 1408.8 | 498.241
2570 | 1408.8 | 496.461
2571 | 1408.691 | 496.461
2572 | 1408.5208 | 496.461
2573 | 1408.483 | 495.823
2574 | 1408.437 | 495.605
2575 | 1408.436 | 491.733
2576 | 1408.139 | 491.317
2577 | 1408.1145 | 489.998
2578 | 1408.1115 | 488.605
2579 | 1408.003 | 487.536
2580 | 1408 | 487.2
2581 | 1408 | 486.896
2582 | 1408 | 485.605
2583 | 1408 | 485.6
2584 | 1408 | 485.305
2585 | 1408 | 484.8
2586 | 1408 | 484.378
2587 | 1407.813 | 483.711
2588 | 1407.738 | 483.342
2589 | 1407.71 | 482.888
2590 | 1407.4852 | 482.52
2591 | 1407.3079 | 480.8
2592 | 1407.2 | 478.93
2593 | 1407.2 | 478.366
2594 | 1407.2 | 477.6
2595 | 1407.035 | 477.468
2596 | 1407.007 | 476.506
2597 | 1406.8437 | 475.742
2598 | 1406.6674 | 474.773
2599 | 1406.455 | 474.136
2600 | 1405.725 | 473.605
2601 | 1405.7108 | 472.385
2602 | 1405.7098 | 472.079
2603 | 1405.6574 | 471.925
2604 | 1405.6336 | 470.178
2605 | 1405.6 | 470.164
2606 | 1405.495 | 468.921
2607 | 1405.356 | 467.2
2608 | 1404.929 | 466.629
2609 | 1404.902 | 465.383
2610 | 1404.8432 | 465.085
2611 | 1404.829 | 461.847
2612 | 1404.8 | 452.842
2613 | 1404.8 | 451.609
2614 | 1404.7042 | 450.4
2615 | 1404.3944 | 448.648
2616 | 1404.339 | 447.406
2617 | 1404.316 | 447.352
2618 | 1404.2924 | 447.32
2619 | 1404.2291 | 445.898
2620 | 1403.753 | 445.722
2621 | 1403.535 | 444.1
2622 | 1403.2 | 442.969
2623 | 1403.2 | 442.79
2624 | 1403.197 | 442.773
2625 | 1403.1504 | 441.816
2626 | 1403.041 | 441.368
2627 | 1402.9586 | 441.321
2628 | 1402.9448 | 441.176
2629 | 1402.913 | 440.81
2630 | 1402.659 | 438.181
2631 | 1402.5233 | 437.547
2632 | 1402.5233 | 435.187
2633 | 1402.4 | 433.45
2634 | 1402.4 | 431.2
2635 | 1402.3734 | 430.884
2636 | 1402.2623 | 426.089
2637 | 1401.9869 | 425.244
2638 | 1401.945 | 424.362
2639 | 1401.7604 | 424.07
2640 | 1401.7369 | 421.6
2641 | 1401.676 | 419.96
2642 | 1401.6253 | 418.146
2643 | 1401.399 | 416.8
2644 | 1401.019 | 416.272
2645 | 1400.986 | 415.823
2646 | 1400.8 | 414.308
2647 | 1400.8 | 412.016
2648 | 1400.707 | 411.518
2649 | 1400.2571 | 410.4
2650 | 1400.201 | 408.804
2651 | 1400.192 | 408.473
2652 | 1400.1248 | 407.61
2653 | 1400.0426 | 407.491
2654 | 1400 | 407.207
2655 | 1400 | 406.461
2656 | 1400 | 403.19
2657 | 1399.92 | 402.613
2658 | 1399.808 | 401.437
2659 | 1399.7203 | 401.252
2660 | 1399.4642 | 400.719
2661 | 1399.3357 | 399.586
2662 | 1399.3069 | 399.101
2663 | 1398.5489 | 397.6
2664 | 1398.4887 | 397.123
2665 | 1398.4 | 394.4
2666 | 1398.4 | 392.791
2667 | 1398.4 | 392.558
2668 | 1398.4 | 391.899
2669 | 1398.008 | 390.923
2670 | 1397.6 | 390.4
2671 | 1397.6 | 390.105
2672 | 1397.6 | 388.469
2673 | 1397.5799 | 387.2
2674 | 1397.4561 | 386.834
2675 | 1397.369 | 384.022
2676 | 1396.8 | 384
2677 | 1396.8 | 382.4
2678 | 1396.8 | 382.4
2679 | 1396.8 | 381.6
2680 | 1396.75 | 381.559
2681 | 1396.2434 | 381.203
2682 | 1396.16 | 380
2683 | 1396 | 378.715
2684 | 1396 | 378.585
2685 | 1396 | 378.4
2686 | 1395.96 | 378.4
2687 | 1395.618 | 377.175
2688 | 1395.5694 | 376.928
2689 | 1395.4795 | 375.384
2690 | 1395.381 | 373.423
2691 | 1395.2815 | 372.275
2692 | 1395.2 | 372.084
2693 | 1395.2 | 371.465
2694 | 1395.2 | 371.376
2695 | 1395.182 | 369.659
2696 | 1395.164 | 369.6
2697 | 1395.108 | 369.199
2698 | 1394.876 | 368.809
2699 | 1394.604 | 368.162
2700 | 1394.5459 | 367.2
2701 | 1394.5459 | 365.57
2702 | 1394.4908 | 364.972
2703 | 1394.4 | 364.584
2704 | 1394.4 | 362.919
2705 | 1394.4 | 362.299
2706 | 1394.4 | 361.6
2707 | 1394.3683 | 358.307
2708 | 1394.3631 | 358.148
2709 | 1394.271 | 357.6
2710 | 1394.1765 | 357.479
2711 | 1394.158 | 356.639
2712 | 1394.069 | 354.4
2713 | 1393.933 | 354.4
2714 | 1393.785 | 350.246
2715 | 1393.734 | 349.565
2716 | 1393.713 | 348.493
2717 | 1393.6 | 347.948
2718 | 1393.0749 | 344.184
2719 | 1393.0749 | 343.345
2720 | 1393.065 | 342.736
2721 | 1392.8 | 342.4
2722 | 1392.8 | 341.468
2723 | 1392.7643 | 341.139
2724 | 1392.7643 | 341.068
2725 | 1392.659 | 340.994
2726 | 1392.639 | 339.324
2727 | 1392.377 | 338.868
2728 | 1392.1637 | 338.41
2729 | 1392.1637 | 337.701
2730 | 1392.0499 | 337.405
2731 | 1392 | 334.246
2732 | 1392 | 332.523
2733 | 1392 | 331.977
2734 | 1392 | 331.225
2735 | 1392 | 329.441
2736 | 1391.9465 | 328.876
2737 | 1391.9465 | 328.153
2738 | 1391.9206 | 323.606
2739 | 1391.7281 | 320.753
2740 | 1391.679 | 320.355
2741 | 1391.4963 | 319.819
2742 | 1391.3668 | 313.423
2743 | 1391.3668 | 312.92
2744 | 1391.3492 | 312.604
2745 | 1391.303 | 308.8
2746 | 1391.249 | 307.599
2747 | 1390.4 | 307.184
2748 | 1390.1667 | 305.753
2749 | 1389.6814 | 305.6
2750 | 1389.6 | 304.455
2751 | 1389.6 | 304.411
2752 | 1389.518 | 304.233
2753 | 1389.4705 | 303.569
2754 | 1388.914 | 301.821
2755 | 1388.834 | 301.544
2756 | 1388.8 | 300.91
2757 | 1388.8 | 298.451
2758 | 1388.6752 | 298.271
2759 | 1388.6465 | 297.699
2760 | 1388.3885 | 297.482
2761 | 1388.3388 | 297.177
2762 | 1388 | 296.375
2763 | 1388 | 295.338
2764 | 1388 | 292.11
2765 | 1387.7571 | 291.003
2766 | 1387.754 | 289.561
2767 | 1387.724 | 289.307
2768 | 1387.644 | 285.193
2769 | 1387.3227 | 284.8
2770 | 1387.202 | 283.692
2771 | 1387.2 | 281.685
2772 | 1386.8347 | 281.323
2773 | 1386.8347 | 281.183
2774 | 1386.8347 | 280.8
2775 | 1386.66 | 280.523
2776 | 1386.5855 | 279.708
2777 | 1386.4 | 277.81
2778 | 1386.4 | 276.596
2779 | 1386.4 | 273.61
2780 | 1386.4 | 273.477
2781 | 1386.2658 | 272.362
2782 | 1386.1353 | 272.289
2783 | 1386.057 | 271.82
2784 | 1385.6 | 270.67
2785 | 1385.6 | 270.515
2786 | 1385.46 | 268.063
2787 | 1385.337 | 266.449
2788 | 1384.9171 | 264.257
2789 | 1384.8 | 264.256
2790 | 1384.8 | 262.702
2791 | 1384.8 | 262.012
2792 | 1384.773 | 261.295
2793 | 1384.7712 | 258.274
2794 | 1384.7626 | 258.223
2795 | 1384.49 | 256.23
2796 | 1384.2118 | 255.823
2797 | 1384.1314 | 255.7
2798 | 1384.068 | 254.516
2799 | 1384.0595 | 254.035
2800 | 1384 | 252.481
2801 | 1384 | 250.784
2802 | 1384 | 248.818
2803 | 1383.5979 | 245.189
2804 | 1383.572 | 244.447
2805 | 1383.4399 | 244.136
2806 | 1383.414 | 241.831
2807 | 1383.408 | 240.346
2808 | 1383.398 | 237.486
2809 | 1383.033 | 237.017
2810 | 1382.822 | 234.676
2811 | 1382.7776 | 234.4
2812 | 1382.406 | 233.488
2813 | 1382.4 | 232.387
2814 | 1382.4 | 232.329
2815 | 1382.264 | 230.4
2816 | 1382.173 | 229.853
2817 | 1382.135 | 227.823
2818 | 1381.943 | 227.718
2819 | 1381.8306 | 225.21
2820 | 1381.741 | 223.847
2821 | 1381.6 | 223.758
2822 | 1381.6 | 223.2
2823 | 1381.448 | 222.472
2824 | 1380.964 | 222.332
2825 | 1380.935 | 222.229
2826 | 1380.8 | 220.227
2827 | 1380.8 | 218.803
2828 | 1380.8 | 218.492
2829 | 1380.768 | 218.176
2830 | 1380.6823 | 217.465
2831 | 1380.4794 | 216.049
2832 | 1380.393 | 215.604
2833 | 1380.315 | 212.465
2834 | 1380.276 | 210.336
2835 | 1380.2104 | 210.247
2836 | 1380 | 209.928
2837 | 1380 | 209.351
2838 | 1379.9864 | 206.575
2839 | 1379.821 | 206.512
2840 | 1379.816 | 206.18
2841 | 1379.6333 | 205.766
2842 | 1379.589 | 203.823
2843 | 1379.4135 | 203.823
2844 | 1379.2 | 202.451
2845 | 1379.1589 | 202.26
2846 | 1379.1 | 201.544
2847 | 1379.0653 | 200.623
2848 | 1378.996 | 200.066
2849 | 1378.71 | 199.937
2850 | 1378.6088 | 199.023
2851 | 1378.581 | 198.908
2852 | 1378.4 | 196.348
2853 | 1378.4 | 195.377
2854 | 1378.1088 | 194.445
2855 | 1378.0269 | 194.436
2856 | 1377.861 | 194.295
2857 | 1377.713 | 193.465
2858 | 1377.6534 | 193.412
2859 | 1377.629 | 192.844
2860 | 1377.6 | 190.287
2861 | 1377.6 | 189.926
2862 | 1377.594 | 186.53
2863 | 1377.5454 | 186.465
2864 | 1377.423 | 184.977
2865 | 1377.2255 | 184.48
2866 | 1376.8 | 183.737
2867 | 1376.8 | 181.636
2868 | 1376.8 | 180.863
2869 | 1376.8 | 179.825
2870 | 1376.6976 | 176.4
2871 | 1376.542 | 174.005
2872 | 1376.532 | 173.953
2873 | 1376.376 | 173.6
2874 | 1376.3664 | 172.677
2875 | 1376.1579 | 171.2
2876 | 1376 | 166.967
2877 | 1376 | 164.516
2878 | 1376 | 163.415
2879 | 1375.817 | 163.073
2880 | 1375.5899 | 162.018
2881 | 1375.523 | 161.379
2882 | 1375.3968 | 160.863
2883 | 1375.315 | 160.458
2884 | 1375.2 | 157.401
2885 | 1375.2 | 156.165
2886 | 1375.182 | 155.073
2887 | 1375.012 | 154.354
2888 | 1374.738 | 153.215
2889 | 1374.694 | 151.823
2890 | 1374.539 | 151.052
2891 | 1374.5232 | 150.691
2892 | 1374.39 | 149.478
2893 | 1374.2539 | 148.108
2894 | 1373.6 | 148.075
2895 | 1373.6 | 147.989
2896 | 1373.544 | 145.265
2897 | 1373.2187 | 144.527
2898 | 1373.1364 | 141.415
2899 | 1372.937 | 140.122
2900 | 1372.877 | 140.06
2901 | 1372.872 | 139.982
2902 | 1372.8 | 135.353
2903 | 1372.8 | 134.31
2904 | 1372.623 | 133.587
2905 | 1372.3889 | 133.547
2906 | 1372.3889 | 132.114
2907 | 1372.3541 | 132.083
2908 | 1372.328 | 129.023
2909 | 1372.2356 | 128.173
2910 | 1372 | 127.2
2911 | 1371.9495 | 126.4
2912 | 1371.928 | 126.223
2913 | 1371.782 | 124.8
2914 | 1371.7788 | 124.623
2915 | 1371.731 | 123.533
2916 | 1371.4446 | 123.226
2917 | 1371.414 | 122.756
2918 | 1371.2114 | 122.252
2919 | 1371.2 | 121.202
2920 | 1371.137 | 120.623
2921 | 1371.0223 | 120
2922 | 1370.921 | 119.403
2923 | 1370.3069 | 119.283
2924 | 1370.109 | 119.114
2925 | 1369.8509 | 119.032
2926 | 1369.757 | 118.935
2927 | 1369.6 | 118.4
2928 | 1369.6 | 117.695
2929 | 1369.6 | 117.691
2930 | 1369.5383 | 116.95
2931 | 1368.8 | 116.808
2932 | 1368.8 | 116.8
2933 | 1368.8 | 116.623
2934 | 1368.8 | 116.623
2935 | 1368.6657 | 116.541
2936 | 1368.5727 | 116.132
2937 | 1368.5009 | 116
2938 | 1368.496 | 115.593
2939 | 1368.332 | 115.286
2940 | 1368.2571 | 115.023
2941 | 1368.2013 | 114.987
2942 | 1368.022 | 114.4
2943 | 1368 | 114.4
2944 | 1368 | 114.362
2945 | 1367.8348 | 114.223
2946 | 1367.5967 | 113.678
2947 | 1367.56 | 113.6
2948 | 1367.4141 | 112.861
2949 | 1367.4116 | 112.861
2950 | 1367.312 | 112.656
2951 | 1367.211 | 112.179
2952 | 1367.2 | 111.2
2953 | 1367.2 | 110.4
2954 | 1367.166 | 110.4
2955 | 1367.1296 | 110.4
2956 | 1366.848 | 110.4
2957 | 1366.6633 | 110.4
2958 | 1366.655 | 109.6
2959 | 1366.6343 | 108.377
2960 | 1366.6343 | 108
2961 | 1366.4 | 107.577
2962 | 1366.4 | 107.217
2963 | 1366.4 | 107.217
2964 | 1366.0648 | 107.217
2965 | 1366.055 | 107.2
2966 | 1365.6 | 107.136
2967 | 1365.6 | 106.4
2968 | 1365.6 | 105.986
2969 | 1365.5684 | 105.371
2970 | 1365.4821 | 105.189
2971 | 1365.2484 | 105.189
2972 | 1365.124 | 105.179
2973 | 1365.056 | 105.09
2974 | 1365.0331 | 104.887
2975 | 1364.9581 | 104.887
2976 | 1364.8 | 104.8
2977 | 1364.8 | 104.8
2978 | 1364.8 | 104.776
2979 | 1364.7797 | 104.11
2980 | 1364.7042 | 103.864
2981 | 1364.2726 | 103.333
2982 | 1364.1007 | 102.64
2983 | 1364 | 102.539
2984 | 1364 | 102.229
2985 | 1363.969 | 101.779
2986 | 1363.817 | 101.779
2987 | 1363.693 | 101.602
2988 | 1363.6541 | 101.6
2989 | 1363.4758 | 101.205
2990 | 1363.3224 | 101.002
2991 | 1363.3224 | 100.766
2992 | 1363.2866 | 100.593
2993 | 1363.2 | 100
2994 | 1362.6896 | 99.775
2995 | 1362.6789 | 99.536
2996 | 1362.5046 | 99.448
2997 | 1362.4 | 98.957
2998 | 1362.4 | 98.671
2999 | 1362.4 | 98.4
3000 | 1362.4 | 97.423
3001 | 1362.4 | 97.322
3002 | 1362.378 | 96.8
3003 | 1362.282 | 96.504
3004 | 1362.2406 | 96.169
3005 | 1361.861 | 96.006
3006 | 1361.769 | 95.576
3007 | 1361.6 | 95.264
3008 | 1361.6 | 95.2
3009 | 1361.6 | 94.83
3010 | 1361.6 | 94.638
3011 | 1361.5313 | 94.033
3012 | 1361.5307 | 92.19
3013 | 1361.436 | 92
3014 | 1361.4245 | 92
3015 | 1361.338 | 91.642
3016 | 1361.338 | 91.642
3017 | 1361.037 | 91.2
3018 | 1361.032 | 90.455
3019 | 1361.0005 | 90.045
3020 | 1360.959 | 89.6
3021 | 1360.953 | 89.033
3022 | 1360.939 | 88.8
3023 | 1360.8689 | 88.493
3024 | 1360.865 | 88.262
3025 | 1360.8 | 88
3026 | 1360.8 | 88
3027 | 1360.8 | 87.847
3028 | 1360.7414 | 87.759
3029 | 1360.73 | 87.658
3030 | 1360.6473 | 87.658
3031 | 1360.505 | 87.2
3032 | 1360.451 | 87.174
3033 | 1359.178 | 85.749
3034 | 1359.024 | 85.6
3035 | 1358.4 | 85.6
3036 | 1358.4 | 85.6
3037 | 1358.4 | 85.585
3038 | 1358.4 | 85.004
3039 | 1358.284 | 84.8
3040 | 1358.0879 | 84.585
3041 | 1358.071 | 84.47
3042 | 1357.844 | 84.283
3043 | 1357.8284 | 84
3044 | 1357.739 | 83.849
3045 | 1357.6 | 83.262
3046 | 1357.6 | 82.457
3047 | 1357.1939 | 82.378
3048 | 1357.1007 | 82.378
3049 | 1357.0867 | 82.378
3050 | 1357.077 | 82.378
3051 | 1356.959 | 81.643
3052 | 1356.8 | 81.6
3053 | 1356.8 | 81.423
3054 | 1356.8 | 80.8
3055 | 1356.489 | 80.684
3056 | 1356.354 | 79.301
3057 | 1356.3038 | 78.701
3058 | 1356.1404 | 78.563
3059 | 1356.1138 | 69.461
3060 | 1356 | 68.293
3061 | 1356 | 65.486
3062 | 1356 | 64.463
3063 | 1356 | 62.644
3064 | 1355.7571 | 62.059
3065 | 1355.743 | 61.39
3066 | 1355.7183 | 61.39
3067 | 1355.6593 | 61.241
3068 | 1355.634 | 59.128
3069 | 1355.5716 | 59.06
3070 | 1355.5069 | 58.091
3071 | 1355.5069 | 56.703
3072 | 1355.422 | 56.334
3073 | 1355.3308 | 56.294
3074 | 1355.19 | 54.748
3075 | 1355.1441 | 54.615
3076 | 1355.1218 | 51.823
3077 | 1354.983 | 50.223
3078 | 1354.9802 | 49.737
3079 | 1354.9627 | 47.023
3080 | 1354.9452 | 46.223
3081 | 1354.534 | 44.298
3082 | 1354.4 | 40.623
3083 | 1354.304 | 39.777
3084 | 1354.15 | 39.045
3085 | 1354.034 | 37.423
3086 | 1353.885 | 37.088
3087 | 1353.651 | 34.849
3088 | 1353.643 | 34.517
3089 | 1353.618 | 33.485
3090 | 1353.606 | 33.421
3091 | 1353.6 | 31.023
3092 | 1353.5085 | 29.423
3093 | 1353.4263 | 28.473
3094 | 1353.2033 | 27.584
3095 | 1353.1162 | 26.019
3096 | 1353.11 | 25.423
3097 | 1353.09 | 25.302
3098 | 1352.8 | 25.157
3099 | 1352.8 | 24.495
3100 | 1352.7826 | 23.904
3101 | 1352.7545 | 23.854
3102 | 1352.6494 | 23.828
3103 | 1352.587 | 23.023
3104 | 1352.5624 | 22.26
3105 | 1352.422 | 20.623
3106 | 1352.375 | 20.258
3107 | 1352.3591 | 19.403
3108 | 1352.3193 | 18.981
3109 | 1352.3193 | 18.659
3110 | 1352.296 | 18.534
3111 | 1352.2386 | 15.023
3112 | 1352 | 14.979
3113 | 1352 | 14.286
3114 | 1351.8858 | 13.4
3115 | 1351.8724 | 12.576
3116 | 1351.624 | 9.423
3117 | 1351.591 | 8.841
3118 | 1351.5224 | 7.902
3119 | 1351.25 | 7.026
3120 | 1351.2 | 5.821
3121 | 1351.2 | 5.57
3122 | 1351.1431 | 5.061
3123 | 1351.055 | 4.195
3124 | 1350.9121 | 3.847
3125 | 1350.4 | 2.885
3126 | 1350.4 | 2.779
3127 | 1350.4 | 1.149
3128 | 1350.4 | 0.217
3129 | 1350.247 | 0
3130 | 1350.2371 | 0
3131 | 1350.183 | 0
3132 | 1349.9434 | 0
3133 | 1349.7673 | 0
3134 | 1349.6792 | 0
3135 | 1349.631 | 0
3136 | 1349.6 | 0
3137 | 1349.218 | 0
3138 | 1349.1318 | 0
3139 | 1349.1184 | 0
3140 | 1349.0361 | 0
3141 | 1349.006 | 0
3142 | 1348.9437 | 0
3143 | 1348.873 | 0
3144 | 1348.8 | 0
3145 | 1348.8 | 0
3146 | 1348.8 | 0
3147 | 1348.658 | 0
3148 | 1348.064 | 0
3149 | 1348 | 0
3150 | 1347.911 | 0
3151 | 1347.852 | 0
3152 | 1347.8468 | 0
3153 | 1347.7837 | 0
3154 | 1347.642 | 0
3155 | 1347.5913 | 0
3156 | 1347.526 | 0
3157 | 1347.201 | 0
3158 | 1347.2 | 0
3159 | 1347.2 | 0
3160 | 1347.2 | 0
3161 | 1347.2 | 0
3162 | 1347.2 | 0
3163 | 1347.2 | 0
3164 | 1347.1615 | 0
3165 | 1347.1392 | 0
3166 | 1347.0834 | 0
3167 | 1346.8708 | 0
3168 | 1346.761 | 0
3169 | 1346.552 | 0
3170 | 1346.4339 | 0
3171 | 1346.4 | 0
3172 | 1346.4 | 0
3173 | 1346.221 | 0
3174 | 1345.6 | 0
3175 | 1345.6 | 0
3176 | 1345.6 | 0
3177 | 1345.6 | 0
3178 | 1345.6 | 0
3179 | 1345.6 | 0
3180 | 1345.557 | 0
3181 | 1345.486 | 0
3182 | 1345.155 | 0
3183 | 1345.1535 | 0
3184 | 1345.1473 | 0
3185 | 1345.1473 | 0
3186 | 1345.146 | 0
3187 | 1344.8 | 0
3188 | 1344.8 | 0
3189 | 1344.8 | 0
3190 | 1344.8 | 0
3191 | 1344.8 | 0
3192 | 1344.7616 | 0
3193 | 1344.335 | 0
3194 | 1344 | 0
3195 | 1344 | 0
3196 | 1343.987 | 0
3197 | 1343.3802 | 0
3198 | 1343.34 | 0
3199 | 1343.2 | 0
3200 | 1343.063 | 0
3201 | 1343.015 | 0
3202 | 1342.5492 | 0
3203 | 1342.539 | 0
3204 | 1342.5199 | 0
3205 | 1342.4171 | 0
3206 | 1342.0133 | 0
3207 | 1341.9598 | 0
3208 | 1341.9598 | 0
3209 | 1341.872 | 0
3210 | 1341.667 | 0
3211 | 1341.6 | 0
3212 | 1341.6 | 0
3213 | 1341.6 | 0
3214 | 1341.6 | 0
3215 | 1341.6 | 0
3216 | 1341.317 | 0
3217 | 1341.1629 | 0
3218 | 1341.1629 | 0
3219 | 1341.153 | 0
3220 | 1340.908 | 0
3221 | 1340.7248 | 0
3222 | 1340.366 | 0
3223 | 1340.366 | 0
3224 | 1340.192 | 0
3225 | 1340.07 | 0
3226 | 1340 | 0
3227 | 1340 | 0
3228 | 1340 | 0
3229 | 1339.573 | 0
3230 | 1339.5691 | 0
3231 | 1339.5691 | 0
3232 | 1339.569 | 0
3233 | 1339.387 | 0
3234 | 1339.324 | 0
3235 | 1339.2413 | 0
3236 | 1339.2361 | 0
3237 | 1339.1925 | 0
3238 | 1339.188 | 0
3239 | 1339.0123 | 0
3240 | 1338.908 | 0
3241 | 1338.8744 | 0
3242 | 1338.785 | 0
3243 | 1338.6645 | 0
3244 | 1338.6464 | 0
3245 | 1338.632 | 0
3246 | 1338.4 | 0
3247 | 1338.4 | 0
3248 | 1338.234 | 0
3249 | 1338.153 | 0
3250 | 1338.141 | 0
3251 | 1338.014 | 0
3252 | 1337.9229 | 0
3253 | 1337.8875 | 0
3254 | 1337.607 | 0
3255 | 1337.6 | 0
3256 | 1337.6 | 0
3257 | 1337.6 | 0
3258 | 1337.421 | 0
3259 | 1337.3169 | 0
3260 | 1337.162 | 0
3261 | 1337.062 | 0
3262 | 1336.8 | 0
3263 | 1336.8 | 0
3264 | 1336.7828 | 0
3265 | 1336.752 | 0
3266 | 1336.4734 | 0
3267 | 1336.4693 | 0
3268 | 1336.4483 | 0
3269 | 1336.3816 | 0
3270 | 1336 | 0
3271 | 1335.966 | 0
3272 | 1335.878 | 0
3273 | 1335.808 | 0
3274 | 1335.797 | 0
3275 | 1335.6922 | 0
3276 | 1335.484 | 0
3277 | 1335.2 | 0
3278 | 1335.2 | 0
3279 | 1335.156 | 0
3280 | 1335.092 | 0
3281 | 1335.092 | 0
3282 | 1334.6984 | 0
3283 | 1334.591 | 0
3284 | 1334.4 | 0
3285 | 1334.4 | 0
3286 | 1334.239 | 0
3287 | 1334.168 | 0
3288 | 1333.7106 | 0
3289 | 1333.6 | 0
3290 | 1333.6 | 0
3291 | 1333.6 | 0
3292 | 1333.194 | 0
3293 | 1333.0199 | 0
3294 | 1332.948 | 0
3295 | 1332.8 | 0
3296 | 1332.8 | 0
3297 | 1332.8 | 0
3298 | 1332.8 | 0
3299 | 1332.7466 | 0
3300 | 1332.407 | 0
3301 | 1332.3971 | 0
3302 | 1332.189 | 0
3303 | 1332.16 | 0
3304 | 1332.0267 | 0
3305 | 1332 | 0
3306 | 1331.8493 | 0
3307 | 1331.6386 | 0
3308 | 1331.5524 | 0
3309 | 1331.4271 | 0
3310 | 1331.4199 | 0
3311 | 1331.273 | 0
3312 | 1331.2 | 0
3313 | 1331.2 | 0
3314 | 1331.149 | 0
3315 | 1330.6818 | 0
3316 | 1330.5557 | 0
3317 | 1330.2779 | 0
3318 | 1330.2706 | 0
3319 | 1330.2572 | 0
3320 | 1329.9719 | 0
3321 | 1329.8202 | 0
3322 | 1329.8202 | 0
3323 | 1329.6 | 0
3324 | 1329.6 | 0
3325 | 1329.4033 | 0
3326 | 1329.2874 | 0
3327 | 1329.2253 | 0
3328 | 1329.0847 | 0
3329 | 1329.046 | 0
3330 | 1328.98 | 0
3331 | 1328.8758 | 0
3332 | 1328.8 | 0
3333 | 1328.8 | 0
3334 | 1328.616 | 0
3335 | 1328.5643 | 0
3336 | 1328.4127 | 0
3337 | 1328.349 | 0
3338 | 1328.345 | 0
3339 | 1328.1557 | 0
3340 | 1327.845 | 0
3341 | 1327.7543 | 0
3342 | 1327.615 | 0
3343 | 1327.6136 | 0
3344 | 1327.605 | 0
3345 | 1327.2 | 0
3346 | 1327.158 | 0
3347 | 1327.1344 | 0
3348 | 1327.1212 | 0
3349 | 1326.8189 | 0
3350 | 1326.775 | 0
3351 | 1326.4 | 0
3352 | 1326.4 | 0
3353 | 1326.022 | 0
3354 | 1325.832 | 0
3355 | 1325.723 | 0
3356 | 1325.7023 | 0
3357 | 1325.6 | 0
3358 | 1325.6 | 0
3359 | 1325.6 | 0
3360 | 1325.4565 | 0
3361 | 1324.926 | 0
3362 | 1324.8 | 0
3363 | 1324.8 | 0
3364 | 1324.8 | 0
3365 | 1324.6715 | 0
3366 | 1324.0666 | 0
3367 | 1324 | 0
3368 | 1324 | 0
3369 | 1324 | 0
3370 | 1324 | 0
3371 | 1324 | 0
3372 | 1324 | 0
3373 | 1323.9027 | 0
3374 | 1323.515 | 0
3375 | 1323.308 | 0
3376 | 1323.29 | 0
3377 | 1323.1257 | 0
3378 | 1322.503 | 0
3379 | 1322.4 | 0
3380 | 1322.0172 | 0
3381 | 1321.969 | 0
3382 | 1321.6131 | 0
3383 | 1321.611 | 0
3384 | 1321.6 | 0
3385 | 1321.6 | 0
3386 | 1321.6 | 0
3387 | 1321.6 | 0
3388 | 1321.3359 | 0
3389 | 1320.9939 | 0
3390 | 1320.8 | 0
3391 | 1320.8 | 0
3392 | 1320.8 | 0
3393 | 1320.7953 | 0
3394 | 1320.769 | 0
3395 | 1320.721 | 0
3396 | 1320.5876 | 0
3397 | 1320.5663 | 0
3398 | 1320.2584 | 0
3399 | 1320 | 0
3400 | 1319.2 | 0
3401 | 1319.2 | 0
3402 | 1319.1596 | 0
3403 | 1319.128 | 0
3404 | 1318.85 | 0
3405 | 1318.7874 | 0
3406 | 1318.43 | 0
3407 | 1318.4 | 0
3408 | 1318.4 | 0
3409 | 1318.4 | 0
3410 | 1318.0519 | 0
3411 | 1317.887 | 0
3412 | 1317.8249 | 0
3413 | 1317.8249 | 0
3414 | 1317.715 | 0
3415 | 1317.6872 | 0
3416 | 1317.571 | 0
3417 | 1317.507 | 0
3418 | 1317.272 | 0
3419 | 1317.246 | 0
3420 | 1317.153 | 0
3421 | 1316.9102 | 0
3422 | 1316.835 | 0
3423 | 1316.8 | 0
3424 | 1316.533 | 0
3425 | 1316 | 0
3426 | 1315.8883 | 0
3427 | 1315.8883 | 0
3428 | 1315.8453 | 0
3429 | 1315.8048 | 0
3430 | 1315.4865 | 0
3431 | 1315.4265 | 0
3432 | 1315.27 | 0
3433 | 1315.264 | 0
3434 | 1315.2 | 0
3435 | 1315.1216 | 0
3436 | 1315.1098 | 0
3437 | 1315.0705 | 0
3438 | 1314.638 | 0
3439 | 1314.6289 | 0
3440 | 1314.622 | 0
3441 | 1314.5969 | 0
3442 | 1314.4 | 0
3443 | 1314.3991 | 0
3444 | 1314.3743 | 0
3445 | 1314.233 | 0
3446 | 1314.143 | 0
3447 | 1314.0022 | 0
3448 | 1313.9909 | 0
3449 | 1313.727 | 0
3450 | 1313.6387 | 0
3451 | 1313.6 | 0
3452 | 1313.6 | 0
3453 | 1313.6 | 0
3454 | 1313.6 | 0
3455 | 1313.406 | 0
3456 | 1313.362 | 0
3457 | 1313.2718 | 0
3458 | 1313.251 | 0
3459 | 1313.0255 | 0
3460 | 1312.8 | 0
3461 | 1312.8 | 0
3462 | 1312.8 | 0
3463 | 1312.8 | 0
3464 | 1312.5904 | 0
3465 | 1312.509 | 0
3466 | 1312.456 | 0
3467 | 1312.2971 | 0
3468 | 1312.2486 | 0
3469 | 1312.2486 | 0
3470 | 1312 | 0
3471 | 1311.495 | 0
3472 | 1311.4301 | 0
3473 | 1311.2 | 0
3474 | 1311.2 | 0
3475 | 1310.4 | 0
3476 | 1310.4 | 0
3477 | 1310.4 | 0
3478 | 1310.4 | 0
3479 | 1310.1635 | 0
3480 | 1310.148 | 0
3481 | 1310.033 | 0
3482 | 1309.9178 | 0
3483 | 1309.9178 | 0
3484 | 1309.8432 | 0
3485 | 1309.7799 | 0
3486 | 1309.4418 | 0
3487 | 1309.39 | 0
3488 | 1309.361 | 0
3489 | 1309.2256 | 0
3490 | 1308.9971 | 0
3491 | 1308.846 | 0
3492 | 1308.643 | 0
3493 | 1308.586 | 0
3494 | 1308.4901 | 0
3495 | 1308.312 | 0
3496 | 1308.225 | 0
3497 | 1308 | 0
3498 | 1307.932 | 0
3499 | 1307.6936 | 0
3500 | 1307.693 | 0
3501 | 1307.476 | 0
3502 | 1307.3767 | 0
3503 | 1307.2764 | 0
3504 | 1307.2 | 0
3505 | 1306.7683 | 0
3506 | 1306.7255 | 0
3507 | 1306.374 | 0
3508 | 1306.2835 | 0
3509 | 1306.162 | 0
3510 | 1306.0833 | 0
3511 | 1306.039 | 0
3512 | 1306.0331 | 0
3513 | 1306.0331 | 0
3514 | 1305.6 | 0
3515 | 1305.6 | 0
3516 | 1305.6 | 0
3517 | 1305.6 | 0
3518 | 1305.548 | 0
3519 | 1305.53 | 0
3520 | 1305.495 | 0
3521 | 1305.477 | 0
3522 | 1305.359 | 0
3523 | 1305.329 | 0
3524 | 1305.3029 | 0
3525 | 1304.8 | 0
3526 | 1304.8 | 0
3527 | 1304.8 | 0
3528 | 1304.669 | 0
3529 | 1304.5051 | 0
3530 | 1304.4387 | 0
3531 | 1304 | 0
3532 | 1304 | 0
3533 | 1304 | 0
3534 | 1304 | 0
3535 | 1304 | 0
3536 | 1303.888 | 0
3537 | 1303.802 | 0
3538 | 1303.577 | 0
3539 | 1303.2 | 0
3540 | 1303.2 | 0
3541 | 1303.011 | 0
3542 | 1302.91 | 0
3543 | 1302.813 | 0
3544 | 1302.803 | 0
3545 | 1302.6298 | 0
3546 | 1302.6059 | 0
3547 | 1302.5098 | 0
3548 | 1302.4 | 0
3549 | 1302.3903 | 0
3550 | 1302.102 | 0
3551 | 1302.0681 | 0
3552 | 1301.9392 | 0
3553 | 1301.865 | 0
3554 | 1301.6783 | 0
3555 | 1301.609 | 0
3556 | 1301.431 | 0
3557 | 1301.2096 | 0
3558 | 1301.174 | 0
3559 | 1301.099 | 0
3560 | 1300.99 | 0
3561 | 1300.8 | 0
3562 | 1300.4519 | 0
3563 | 1300.328 | 0
3564 | 1300.3109 | 0
3565 | 1300.307 | 0
3566 | 1300.2516 | 0
3567 | 1300 | 0
3568 | 1300 | 0
3569 | 1300 | 0
3570 | 1300 | 0
3571 | 1300 | 0
3572 | 1300 | 0
3573 | 1299.8671 | 0
3574 | 1299.5317 | 0
3575 | 1299.5317 | 0
3576 | 1299.4648 | 0
3577 | 1299.258 | 0
3578 | 1299.2 | 0
3579 | 1299.2 | 0
3580 | 1299.188 | 0
3581 | 1299.0474 | 0
3582 | 1299.0406 | 0
3583 | 1298.9278 | 0
3584 | 1298.7306 | 0
3585 | 1298.4857 | 0
3586 | 1298.407 | 0
3587 | 1298.4 | 0
3588 | 1298.3816 | 0
3589 | 1298.1928 | 0
3590 | 1298.188 | 0
3591 | 1298.1309 | 0
3592 | 1297.88 | 0
3593 | 1297.7951 | 0
3594 | 1297.339 | 0
3595 | 1296.981 | 0
3596 | 1296.8027 | 0
3597 | 1296.8011 | 0
3598 | 1296.8 | 0
3599 | 1296.7098 | 0
3600 | 1296.6671 | 0
3601 | 1296.4209 | 0
3602 | 1296.3319 | 0
3603 | 1296.2238 | 0
3604 | 1296.1408 | 0
3605 | 1296.0874 | 0
3606 | 1295.9329 | 0
3607 | 1295.9295 | 0
3608 | 1295.9036 | 0
3609 | 1295.781 | 0
3610 | 1295.7403 | 0
3611 | 1295.2535 | 0
3612 | 1295.2 | 0
3613 | 1295.2 | 0
3614 | 1295.1505 | 0
3615 | 1295.145 | 0
3616 | 1294.5152 | 0
3617 | 1294.4 | 0
3618 | 1294.4 | 0
3619 | 1294.4 | 0
3620 | 1294.4 | 0
3621 | 1294.379 | 0
3622 | 1294.3433 | 0
3623 | 1294.28 | 0
3624 | 1294.1465 | 0
3625 | 1293.998 | 0
3626 | 1293.6 | 0
3627 | 1293.522 | 0
3628 | 1293.3496 | 0
3629 | 1293.304 | 0
3630 | 1293.095 | 0
3631 | 1293.0716 | 0
3632 | 1292.9603 | 0
3633 | 1292.903 | 0
3634 | 1292.8316 | 0
3635 | 1292.8 | 0
3636 | 1292.8 | 0
3637 | 1292.8 | 0
3638 | 1292.068 | 0
3639 | 1292 | 0
3640 | 1292 | 0
3641 | 1292 | 0
3642 | 1292 | 0
3643 | 1292 | 0
3644 | 1291.5998 | 0
3645 | 1291.2 | 0
3646 | 1291.1281 | 0
3647 | 1290.5356 | 0
3648 | 1290.4943 | 0
3649 | 1290.4 | 0
3650 | 1290.4 | 0
3651 | 1290.4 | 0
3652 | 1290.4 | 0
3653 | 1290.4 | 0
3654 | 1290.1975 | 0
3655 | 1290.1975 | 0
3656 | 1290.0993 | 0
3657 | 1289.5668 | 0
3658 | 1289.506 | 0
3659 | 1289.4335 | 0
3660 | 1289.3666 | 0
3661 | 1289.3435 | 0
3662 | 1289.3338 | 0
3663 | 1289.2178 | 0
3664 | 1288.8 | 0
3665 | 1288.8 | 0
3666 | 1288.7009 | 0
3667 | 1288.464 | 0
3668 | 1288.2412 | 0
3669 | 1288.141 | 0
3670 | 1288.1255 | 0
3671 | 1288.096 | 0
3672 | 1288.0652 | 0
3673 | 1288 | 0
3674 | 1288 | 0
3675 | 1288 | 0
3676 | 1288 | 0
3677 | 1287.992 | 0
3678 | 1287.915 | 0
3679 | 1287.7714 | 0
3680 | 1287.5099 | 0
3681 | 1287.4348 | 0
3682 | 1287.314 | 0
3683 | 1287.2 | 0
3684 | 1287.2 | 0
3685 | 1287.2 | 0
3686 | 1287.2 | 0
3687 | 1287.2 | 0
3688 | 1286.7441 | 0
3689 | 1286.664 | 0
3690 | 1286.6096 | 0
3691 | 1286.45 | 0
3692 | 1286.4464 | 0
3693 | 1286.429 | 0
3694 | 1286.4 | 0
3695 | 1286.4 | 0
3696 | 1286.4 | 0
3697 | 1286.247 | 0
3698 | 1285.8327 | 0
3699 | 1285.8327 | 0
3700 | 1285.689 | 0
3701 | 1285.6 | 0
3702 | 1285.6 | 0
3703 | 1285.6 | 0
3704 | 1285.579 | 0
3705 | 1285.3627 | 0
3706 | 1285.355 | 0
3707 | 1285.1606 | 0
3708 | 1284.5469 | 0
3709 | 1284.4951 | 0
3710 | 1284.4902 | 0
3711 | 1284.095 | 0
3712 | 1284.0444 | 0
3713 | 1284 | 0
3714 | 1284 | 0
3715 | 1284 | 0
3716 | 1283.8 | 0
3717 | 1283.7869 | 0
3718 | 1283.7711 | 0
3719 | 1283.758 | 0
3720 | 1283.562 | 0
3721 | 1283.4824 | 0
3722 | 1283.48 | 0
3723 | 1283.2 | 0
3724 | 1283.2 | 0
3725 | 1283.014 | 0
3726 | 1282.839 | 0
3727 | 1282.753 | 0
3728 | 1282.735 | 0
3729 | 1282.7249 | 0
3730 | 1282.4 | 0
3731 | 1282.3573 | 0
3732 | 1282.1932 | 0
3733 | 1282.017 | 0
3734 | 1282.0114 | 0
3735 | 1281.661 | 0
3736 | 1281.6469 | 0
3737 | 1281.6 | 0
3738 | 1281.582 | 0
3739 | 1281.294 | 0
3740 | 1281.246 | 0
3741 | 1281.053 | 0
3742 | 1280.998 | 0
3743 | 1280.894 | 0
3744 | 1280.8 | 0
3745 | 1280.8 | 0
3746 | 1280.8 | 0
3747 | 1280.783 | 0
3748 | 1280.5994 | 0
3749 | 1280.4233 | 0
3750 | 1280.109 | 0
3751 | 1280.093 | 0
3752 | 1280 | 0
3753 | 1280 | 0
3754 | 1280 | 0
3755 | 1279.819 | 0
3756 | 1279.8048 | 0
3757 | 1279.245 | 0
3758 | 1279.1002 | 0
3759 | 1278.8742 | 0
3760 | 1278.5809 | 0
3761 | 1278.412 | 0
3762 | 1278.2681 | 0
3763 | 1278.239 | 0
3764 | 1278.237 | 0
3765 | 1278.067 | 0
3766 | 1278.022 | 0
3767 | 1278.001 | 0
3768 | 1277.6 | 0
3769 | 1277.6 | 0
3770 | 1277.5983 | 0
3771 | 1277.595 | 0
3772 | 1277.5 | 0
3773 | 1277.059 | 0
3774 | 1276.9675 | 0
3775 | 1276.8627 | 0
3776 | 1276.8 | 0
3777 | 1276.6757 | 0
3778 | 1276.497 | 0
3779 | 1276.219 | 0
3780 | 1276.1272 | 0
3781 | 1276 | 0
3782 | 1276 | 0
3783 | 1276 | 0
3784 | 1275.9643 | 0
3785 | 1275.894 | 0
3786 | 1275.7325 | 0
3787 | 1275.6932 | 0
3788 | 1275.614 | 0
3789 | 1275.5441 | 0
3790 | 1275.3917 | 0
3791 | 1275.2 | 0
3792 | 1275.0212 | 0
3793 | 1274.9556 | 0
3794 | 1274.8271 | 0
3795 | 1274.6729 | 0
3796 | 1274.6562 | 0
3797 | 1274.438 | 0
3798 | 1274.4 | 0
3799 | 1274.4 | 0
3800 | 1274.4 | 0
3801 | 1274.4 | 0
3802 | 1274.4 | 0
3803 | 1274.4 | 0
3804 | 1274.3118 | 0
3805 | 1274.3118 | 0
3806 | 1274.12 | 0
3807 | 1274.013 | 0
3808 | 1273.679 | 0
3809 | 1273.643 | 0
3810 | 1273.3611 | 0
3811 | 1273.3423 | 0
3812 | 1273.22 | 0
3813 | 1272.8 | 0
3814 | 1272.8 | 0
3815 | 1272.8 | 0
3816 | 1272.8 | 0
3817 | 1272.5121 | 0
3818 | 1272.4496 | 0
3819 | 1272 | 0
3820 | 1272 | 0
3821 | 1271.929 | 0
3822 | 1271.7255 | 0
3823 | 1271.683 | 0
3824 | 1271.2 | 0
3825 | 1271.2 | 0
3826 | 1270.9311 | 0
3827 | 1270.9077 | 0
3828 | 1270.866 | 0
3829 | 1270.8584 | 0
3830 | 1270.7349 | 0
3831 | 1270.68 | 0
3832 | 1270.5584 | 0
3833 | 1270.539 | 0
3834 | 1270.4 | 0
3835 | 1270.4 | 0
3836 | 1270.4 | 0
3837 | 1270.4 | 0
3838 | 1270.332 | 0
3839 | 1270.2939 | 0
3840 | 1270.2431 | 0
3841 | 1270.1677 | 0
3842 | 1270.075 | 0
3843 | 1269.6825 | 0
3844 | 1269.4808 | 0
3845 | 1269.4781 | 0
3846 | 1269.4429 | 0
3847 | 1269.1333 | 0
3848 | 1268.8 | 0
3849 | 1268.8 | 0
3850 | 1268.8 | 0
3851 | 1268.8 | 0
3852 | 1268.772 | 0
3853 | 1268.6028 | 0
3854 | 1268.3941 | 0
3855 | 1268.221 | 0
3856 | 1268.157 | 0
3857 | 1268.07 | 0
3858 | 1268 | 0
3859 | 1268 | 0
3860 | 1268 | 0
3861 | 1267.9631 | 0
3862 | 1267.9631 | 0
3863 | 1267.883 | 0
3864 | 1267.674 | 0
3865 | 1267.651 | 0
3866 | 1267.6269 | 0
3867 | 1267.43 | 0
3868 | 1267.3981 | 0
3869 | 1267.2 | 0
3870 | 1267.2 | 0
3871 | 1267.0966 | 0
3872 | 1267.0523 | 0
3873 | 1267.0523 | 0
3874 | 1266.8185 | 0
3875 | 1266.559 | 0
3876 | 1266.465 | 0
3877 | 1266.4219 | 0
3878 | 1266.4092 | 0
3879 | 1266.4092 | 0
3880 | 1266.4 | 0
3881 | 1266.4 | 0
3882 | 1266.4 | 0
3883 | 1266.4 | 0
3884 | 1266.3005 | 0
3885 | 1265.9984 | 0
3886 | 1265.787 | 0
3887 | 1265.6 | 0
3888 | 1265.6 | 0
3889 | 1265.597 | 0
3890 | 1265.5835 | 0
3891 | 1265.572 | 0
3892 | 1265.5332 | 0
3893 | 1265.4585 | 0
3894 | 1265.2017 | 0
3895 | 1265.0944 | 0
3896 | 1264.8 | 0
3897 | 1264.8 | 0
3898 | 1264.8 | 0
3899 | 1264.732 | 0
3900 | 1264.5447 | 0
3901 | 1264.538 | 0
3902 | 1264.4646 | 0
3903 | 1264 | 0
3904 | 1263.9143 | 0
3905 | 1263.8647 | 0
3906 | 1263.8647 | 0
3907 | 1263.8647 | 0
3908 | 1263.6571 | 0
3909 | 1263.475 | 0
3910 | 1263.2609 | 0
3911 | 1263.257 | 0
3912 | 1263.2 | 0
3913 | 1262.5245 | 0
3914 | 1262.5245 | 0
3915 | 1262.4 | 0
3916 | 1262.4 | 0
3917 | 1262.4 | 0
3918 | 1262.2861 | 0
3919 | 1262.195 | 0
3920 | 1262.1523 | 0
3921 | 1262.025 | 0
3922 | 1261.7184 | 0
3923 | 1261.705 | 0
3924 | 1261.6 | 0
3925 | 1261.322 | 0
3926 | 1261.111 | 0
3927 | 1260.9775 | 0
3928 | 1260.8348 | 0
3929 | 1260.6772 | 0
3930 | 1260.412 | 0
3931 | 1260.2759 | 0
3932 | 1260 | 0
3933 | 1260 | 0
3934 | 1260 | 0
3935 | 1259.8074 | 0
3936 | 1259.699 | 0
3937 | 1259.2103 | 0
3938 | 1259.2 | 0
3939 | 1259.1168 | 0
3940 | 1258.89 | 0
3941 | 1258.648 | 0
3942 | 1258.4261 | 0
3943 | 1258.4261 | 0
3944 | 1258.4 | 0
3945 | 1258.4 | 0
3946 | 1258.144 | 0
3947 | 1257.977 | 0
3948 | 1257.8224 | 0
3949 | 1257.696 | 0
3950 | 1257.6 | 0
3951 | 1257.6 | 0
3952 | 1257.5245 | 0
3953 | 1257.4896 | 0
3954 | 1257.452 | 0
3955 | 1257.345 | 0
3956 | 1257.086 | 0
3957 | 1257.086 | 0
3958 | 1257.0037 | 0
3959 | 1256.8 | 0
3960 | 1256.8 | 0
3961 | 1256.603 | 0
3962 | 1256.2682 | 0
3963 | 1256.2682 | 0
3964 | 1256.2682 | 0
3965 | 1256.2333 | 0
3966 | 1256.0216 | 0
3967 | 1256 | 0
3968 | 1256 | 0
3969 | 1255.783 | 0
3970 | 1255.664 | 0
3971 | 1255.5327 | 0
3972 | 1255.5094 | 0
3973 | 1255.3689 | 0
3974 | 1255.265 | 0
3975 | 1255.2 | 0
3976 | 1255.151 | 0
3977 | 1255.099 | 0
3978 | 1254.993 | 0
3979 | 1254.9727 | 0
3980 | 1254.9727 | 0
3981 | 1254.555 | 0
3982 | 1254.4 | 0
3983 | 1254.4 | 0
3984 | 1254.4 | 0
3985 | 1254.291 | 0
3986 | 1254.203 | 0
3987 | 1253.8934 | 0
3988 | 1253.3755 | 0
3989 | 1253.158 | 0
3990 | 1253.0838 | 0
3991 | 1252.9154 | 0
3992 | 1252.9006 | 0
3993 | 1252.8 | 0
3994 | 1252.8 | 0
3995 | 1252.8 | 0
3996 | 1252.8 | 0
3997 | 1252.5906 | 0
3998 | 1252.525 | 0
3999 | 1252.2468 | 0
4000 | 1251.764 | 0
4001 | 1251.649 | 0
4002 | 1251.5192 | 0
4003 | 1251.5192 | 0
4004 | 1251.5192 | 0
4005 | 1251.361 | 0
4006 | 1251.306 | 0
4007 | 1251.2 | 0
4008 | 1251.1195 | 0
4009 | 1251.1145 | 0
4010 | 1251.0074 | 0
4011 | 1250.9173 | 0
4012 | 1250.7879 | 0
4013 | 1250.4936 | 0
4014 | 1250.4619 | 0
4015 | 1250.4 | 0
4016 | 1250.4 | 0
4017 | 1250.4 | 0
4018 | 1250.3824 | 0
4019 | 1250.2042 | 0
4020 | 1250.1114 | 0
4021 | 1249.9334 | 0
4022 | 1249.8858 | 0
4023 | 1249.6 | 0
4024 | 1249.3245 | 0
4025 | 1249.2235 | 0
4026 | 1249.168 | 0
4027 | 1248.913 | 0
4028 | 1248.913 | 0
4029 | 1248.8063 | 0
4030 | 1248.8 | 0
4031 | 1248.8 | 0
4032 | 1248.8 | 0
4033 | 1248.8 | 0
4034 | 1248.8 | 0
4035 | 1248.8 | 0
4036 | 1248.417 | 0
4037 | 1248.3052 | 0
4038 | 1248.0084 | 0
4039 | 1248 | 0
4040 | 1248 | 0
4041 | 1247.998 | 0
4042 | 1247.462 | 0
4043 | 1247.32 | 0
4044 | 1247.2 | 0
4045 | 1247.1906 | 0
4046 | 1247.034 | 0
4047 | 1247.0319 | 0
4048 | 1246.9858 | 0
4049 | 1246.7915 | 0
4050 | 1246.7064 | 0
4051 | 1246.7064 | 0
4052 | 1246.6844 | 0
4053 | 1246.649 | 0
4054 | 1246.4 | 0
4055 | 1246.4 | 0
4056 | 1246.4 | 0
4057 | 1246.387 | 0
4058 | 1246.3728 | 0
4059 | 1246.3699 | 0
4060 | 1245.954 | 0
4061 | 1245.736 | 0
4062 | 1245.6 | 0
4063 | 1245.6 | 0
4064 | 1245.0055 | 0
4065 | 1244.8 | 0
4066 | 1244.8 | 0
4067 | 1244.8 | 0
4068 | 1244.4999 | 0
4069 | 1244.499 | 0
4070 | 1244.374 | 0
4071 | 1244.187 | 0
4072 | 1244 | 0
4073 | 1243.9425 | 0
4074 | 1243.9425 | 0
4075 | 1243.9425 | 0
4076 | 1243.8855 | 0
4077 | 1243.5472 | 0
4078 | 1243.412 | 0
4079 | 1243.3736 | 0
4080 | 1243.2 | 0
4081 | 1243.2 | 0
4082 | 1243.0288 | 0
4083 | 1242.7375 | 0
4084 | 1242.4 | 0
4085 | 1242.3884 | 0
4086 | 1242.3487 | 0
4087 | 1241.914 | 0
4088 | 1241.663 | 0
4089 | 1241.662 | 0
4090 | 1241.6 | 0
4091 | 1241.5596 | 0
4092 | 1241.5501 | 0
4093 | 1241.5078 | 0
4094 | 1241.291 | 0
4095 | 1241.187 | 0
4096 | 1241.158 | 0
4097 | 1240.9649 | 0
4098 | 1240.8 | 0
4099 | 1240.7703 | 0
4100 | 1240.7703 | 0
4101 | 1240.471 | 0
4102 | 1240.205 | 0
4103 | 1240.0867 | 0
4104 | 1240.0192 | 0
4105 | 1240 | 0
4106 | 1240 | 0
4107 | 1240 | 0
4108 | 1239.89 | 0
4109 | 1239.8562 | 0
4110 | 1239.8362 | 0
4111 | 1239.767 | 0
4112 | 1239.5337 | 0
4113 | 1239.472 | 0
4114 | 1239.3475 | 0
4115 | 1239.2694 | 0
4116 | 1239.2 | 0
4117 | 1239.2 | 0
4118 | 1239.2 | 0
4119 | 1239.2 | 0
4120 | 1239.039 | 0
4121 | 1239.0123 | 0
4122 | 1238.9154 | 0
4123 | 1238.8415 | 0
4124 | 1238.812 | 0
4125 | 1238.6166 | 0
4126 | 1238.6157 | 0
4127 | 1238.61 | 0
4128 | 1238.5577 | 0
4129 | 1238.4395 | 0
4130 | 1238.4 | 0
4131 | 1238.4 | 0
4132 | 1238.1945 | 0
4133 | 1238.191 | 0
4134 | 1238.1 | 0
4135 | 1238.0554 | 0
4136 | 1237.7156 | 0
4137 | 1237.7056 | 0
4138 | 1237.7056 | 0
4139 | 1237.7056 | 0
4140 | 1237.6625 | 0
4141 | 1237.5674 | 0
4142 | 1237.532 | 0
4143 | 1237.1447 | 0
4144 | 1237.1447 | 0
4145 | 1237.0149 | 0
4146 | 1237.0149 | 0
4147 | 1236.892 | 0
4148 | 1236.8333 | 0
4149 | 1236.827 | 0
4150 | 1236.8 | 0
4151 | 1236.8 | 0
4152 | 1236.8 | 0
4153 | 1236.5588 | 0
4154 | 1236.4091 | 0
4155 | 1236.3242 | 0
4156 | 1236.1086 | 0
4157 | 1236.1086 | 0
4158 | 1235.9792 | 0
4159 | 1235.738 | 0
4160 | 1235.6617 | 0
4161 | 1235.312 | 0
4162 | 1235.2 | 0
4163 | 1234.863 | 0
4164 | 1234.4 | 0
4165 | 1234.4 | 0
4166 | 1234.242 | 0
4167 | 1234.1608 | 0
4168 | 1234.0498 | 0
4169 | 1234.046 | 0
4170 | 1233.7922 | 0
4171 | 1233.7778 | 0
4172 | 1233.7118 | 0
4173 | 1233.607 | 0
4174 | 1233.6 | 0
4175 | 1233.6 | 0
4176 | 1233.4671 | 0
4177 | 1233.4671 | 0
4178 | 1233.429 | 0
4179 | 1233.2875 | 0
4180 | 1233.2875 | 0
4181 | 1233.0561 | 0
4182 | 1232.8708 | 0
4183 | 1232.8 | 0
4184 | 1232.8 | 0
4185 | 1232.8 | 0
4186 | 1232.7184 | 0
4187 | 1232.4093 | 0
4188 | 1232.224 | 0
4189 | 1232.1801 | 0
4190 | 1232.152 | 0
4191 | 1232.0808 | 0
4192 | 1232 | 0
4193 | 1232 | 0
4194 | 1231.998 | 0
4195 | 1231.9892 | 0
4196 | 1231.626 | 0
4197 | 1231.447 | 0
4198 | 1231.431 | 0
4199 | 1231.2495 | 0
4200 | 1231.0896 | 0
4201 | 1231.0111 | 0
4202 | 1230.7987 | 0
4203 | 1230.7987 | 0
4204 | 1230.7481 | 0
4205 | 1230.6701 | 0
4206 | 1230.58 | 0
4207 | 1230.4932 | 0
4208 | 1230.4 | 0
4209 | 1230.4 | 0
4210 | 1230.108 | 0
4211 | 1230.108 | 0
4212 | 1230.0597 | 0
4213 | 1229.933 | 0
4214 | 1229.6 | 0
4215 | 1229.5985 | 0
4216 | 1229.4174 | 0
4217 | 1229.373 | 0
4218 | 1229.2948 | 0
4219 | 1229.1162 | 0
4220 | 1228.928 | 0
4221 | 1228.803 | 0
4222 | 1228.8 | 0
4223 | 1228.6313 | 0
4224 | 1228.3805 | 0
4225 | 1228.3805 | 0
4226 | 1228.3184 | 0
4227 | 1228.2872 | 0
4228 | 1228.1419 | 0
4229 | 1228.0848 | 0
4230 | 1228.071 | 0
4231 | 1228.0489 | 0
4232 | 1228 | 0
4233 | 1228 | 0
4234 | 1227.897 | 0
4235 | 1227.421 | 0
4236 | 1227.347 | 0
4237 | 1227.3453 | 0
4238 | 1227.291 | 0
4239 | 1227.2 | 0
4240 | 1226.996 | 0
4241 | 1226.957 | 0
4242 | 1226.9442 | 0
4243 | 1226.8474 | 0
4244 | 1226.7781 | 0
4245 | 1226.4 | 0
4246 | 1226.4 | 0
4247 | 1226.4 | 0
4248 | 1226.4 | 0
4249 | 1226.4 | 0
4250 | 1226.4 | 0
4251 | 1226.0084 | 0
4252 | 1225.8163 | 0
4253 | 1225.774 | 0
4254 | 1225.6264 | 0
4255 | 1225.6 | 0
4256 | 1225.6 | 0
4257 | 1225.6 | 0
4258 | 1225.6 | 0
4259 | 1225.411 | 0
4260 | 1225.3763 | 0
4261 | 1225.2732 | 0
4262 | 1225.2315 | 0
4263 | 1224.946 | 0
4264 | 1224.9167 | 0
4265 | 1224.801 | 0
4266 | 1224.8 | 0
4267 | 1224.544 | 0
4268 | 1224.436 | 0
4269 | 1224.246 | 0
4270 | 1223.9724 | 0
4271 | 1223.3853 | 0
4272 | 1223.2 | 0
4273 | 1223.2 | 0
4274 | 1223.2 | 0
4275 | 1222.75 | 0
4276 | 1222.7384 | 0
4277 | 1222.683 | 0
4278 | 1222.5996 | 0
4279 | 1222.5105 | 0
4280 | 1222.4 | 0
4281 | 1222.4 | 0
4282 | 1222.4 | 0
4283 | 1222.4 | 0
4284 | 1222.4 | 0
4285 | 1222.398 | 0
4286 | 1222.285 | 0
4287 | 1222.1238 | 0
4288 | 1221.935 | 0
4289 | 1221.8379 | 0
4290 | 1221.6987 | 0
4291 | 1221.6297 | 0
4292 | 1221.6 | 0
4293 | 1221.3717 | 0
4294 | 1221.1291 | 0
4295 | 1220.8328 | 0
4296 | 1220.8 | 0
4297 | 1220.8 | 0
4298 | 1220.5699 | 0
4299 | 1220.12 | 0
4300 | 1220.0359 | 0
4301 | 1220 | 0
4302 | 1220 | 0
4303 | 1220 | 0
4304 | 1220 | 0
4305 | 1219.8369 | 0
4306 | 1219.569 | 0
4307 | 1219.223 | 0
4308 | 1219.2 | 0
4309 | 1219.2 | 0
4310 | 1219.0571 | 0
4311 | 1218.7567 | 0
4312 | 1218.646 | 0
4313 | 1218.5665 | 0
4314 | 1218.473 | 0
4315 | 1218.4 | 0
4316 | 1218.2391 | 0
4317 | 1218.137 | 0
4318 | 1218.0211 | 0
4319 | 1217.803 | 0
4320 | 1217.7058 | 0
4321 | 1217.6 | 0
4322 | 1217.6 | 0
4323 | 1217.6 | 0
4324 | 1217.598 | 0
4325 | 1217.422 | 0
4326 | 1217.408 | 0
4327 | 1217.2856 | 0
4328 | 1217.2856 | 0
4329 | 1217.1598 | 0
4330 | 1217.119 | 0
4331 | 1216.9309 | 0
4332 | 1216.8483 | 0
4333 | 1216.8397 | 0
4334 | 1216.8 | 0
4335 | 1216.6852 | 0
4336 | 1216.588 | 0
4337 | 1216.436 | 0
4338 | 1216.2944 | 0
4339 | 1216.2944 | 0
4340 | 1216 | 0
4341 | 1216 | 0
4342 | 1216 | 0
4343 | 1216 | 0
4344 | 1215.9093 | 0
4345 | 1215.698 | 0
4346 | 1215.644 | 0
4347 | 1215.6037 | 0
4348 | 1215.6037 | 0
4349 | 1215.461 | 0
4350 | 1215.2952 | 0
4351 | 1215.2 | 0
4352 | 1215.149 | 0
4353 | 1215.1313 | 0
4354 | 1215.0892 | 0
4355 | 1215.0791 | 0
4356 | 1214.924 | 0
4357 | 1214.887 | 0
4358 | 1214.49 | 0
4359 | 1214.4 | 0
4360 | 1214.4 | 0
4361 | 1214.4 | 0
4362 | 1214.3544 | 0
4363 | 1214.3435 | 0
4364 | 1214.229 | 0
4365 | 1214.189 | 0
4366 | 1214.131 | 0
4367 | 1213.9294 | 0
4368 | 1213.91 | 0
4369 | 1213.663 | 0
4370 | 1213.608 | 0
4371 | 1213.6 | 0
4372 | 1213.6 | 0
4373 | 1212.985 | 0
4374 | 1212.909 | 0
4375 | 1212.8409 | 0
4376 | 1212.8063 | 0
4377 | 1212.806 | 0
4378 | 1212.8 | 0
4379 | 1212.8 | 0
4380 | 1212.52 | 0
4381 | 1212.443 | 0
4382 | 1212.067 | 0
4383 | 1212 | 0
4384 | 1212 | 0
4385 | 1212 | 0
4386 | 1212 | 0
4387 | 1211.7488 | 0
4388 | 1211.742 | 0
4389 | 1211.6653 | 0
4390 | 1211.4596 | 0
4391 | 1211.392 | 0
4392 | 1211.3632 | 0
4393 | 1211.2 | 0
4394 | 1211.2 | 0
4395 | 1211.2 | 0
4396 | 1211.2 | 0
4397 | 1211.064 | 0
4398 | 1210.9693 | 0
4399 | 1210.7689 | 0
4400 | 1210.6659 | 0
4401 | 1210.4 | 0
4402 | 1210.4 | 0
4403 | 1209.862 | 0
4404 | 1209.6927 | 0
4405 | 1209.6763 | 0
4406 | 1209.6 | 0
4407 | 1209.5909 | 0
4408 | 1209.1949 | 0
4409 | 1209.14 | 0
4410 | 1209.033 | 0
4411 | 1208.997 | 0
4412 | 1208.9158 | 0
4413 | 1208.8 | 0
4414 | 1208.7526 | 0
4415 | 1208.6635 | 0
4416 | 1208.6278 | 0
4417 | 1208.3058 | 0
4418 | 1208.0826 | 0
4419 | 1208 | 0
4420 | 1207.7239 | 0
4421 | 1207.4389 | 0
4422 | 1207.3155 | 0
4423 | 1207.2 | 0
4424 | 1207.2 | 0
4425 | 1207.2 | 0
4426 | 1207.2 | 0
4427 | 1207.142 | 0
4428 | 1207.035 | 0
4429 | 1206.9883 | 0
4430 | 1206.845 | 0
4431 | 1206.68 | 0
4432 | 1206.6721 | 0
4433 | 1206.6248 | 0
4434 | 1206.4888 | 0
4435 | 1206.4888 | 0
4436 | 1206.4 | 0
4437 | 1206.4 | 0
4438 | 1206.4 | 0
4439 | 1206.253 | 0
4440 | 1206.2528 | 0
4441 | 1206.214 | 0
4442 | 1205.8909 | 0
4443 | 1205.6919 | 0
4444 | 1205.541 | 0
4445 | 1205.407 | 0
4446 | 1205.397 | 0
4447 | 1204.9136 | 0
4448 | 1204.8 | 0
4449 | 1204.8 | 0
4450 | 1204.8 | 0
4451 | 1204.7818 | 0
4452 | 1204.6634 | 0
4453 | 1204.4444 | 0
4454 | 1204 | 0
4455 | 1204 | 0
4456 | 1204 | 0
4457 | 1204 | 0
4458 | 1203.916 | 0
4459 | 1203.862 | 0
4460 | 1203.8265 | 0
4461 | 1203.6531 | 0
4462 | 1203.4772 | 0
4463 | 1203.4772 | 0
4464 | 1203.2 | 0
4465 | 1203.2 | 0
4466 | 1203.199 | 0
4467 | 1203.114 | 0
4468 | 1203.09 | 0
4469 | 1203.0278 | 0
4470 | 1202.7821 | 0
4471 | 1202.5043 | 0
4472 | 1202.4 | 0
4473 | 1202.4 | 0
4474 | 1202.3589 | 0
4475 | 1202.344 | 0
4476 | 1201.79 | 0
4477 | 1201.79 | 0
4478 | 1201.671 | 0
4479 | 1201.6 | 0
4480 | 1201.6 | 0
4481 | 1201.4218 | 0
4482 | 1201.1464 | 0
4483 | 1201.14 | 0
4484 | 1201.115 | 0
4485 | 1201.095 | 0
4486 | 1200.8854 | 0
4487 | 1200.8 | 0
4488 | 1200.8 | 0
4489 | 1200.8 | 0
4490 | 1200.8 | 0
4491 | 1200.7723 | 0
4492 | 1200.7083 | 0
4493 | 1200.592 | 0
4494 | 1200.589 | 0
4495 | 1200.4086 | 0
4496 | 1200.3686 | 0
4497 | 1200.2556 | 0
4498 | 1200.195 | 0
4499 | 1200.115 | 0
4500 | 1200.1137 | 0
4501 | 1200 | 0
4502 | 1199.6331 | 0
4503 | 1199.5926 | 0
4504 | 1199.3168 | 0
4505 | 1199.3168 | 0
4506 | 1199.225 | 0
4507 | 1199.2 | 0
4508 | 1199.2 | 0
4509 | 1199.2 | 0
4510 | 1199.0566 | 0
4511 | 1198.9713 | 0
4512 | 1198.8976 | 0
4513 | 1198.8156 | 0
4514 | 1198.4 | 0
4515 | 1198.4 | 0
4516 | 1198.38 | 0
4517 | 1198.3366 | 0
4518 | 1198.1621 | 0
4519 | 1198.1208 | 0
4520 | 1198.058 | 0
4521 | 1198.0387 | 0
4522 | 1198.0387 | 0
4523 | 1197.79 | 0
4524 | 1197.303 | 0
4525 | 1197.2617 | 0
4526 | 1196.9072 | 0
4527 | 1196.8 | 0
4528 | 1196.8 | 0
4529 | 1196.4829 | 0
4530 | 1196.4679 | 0
4531 | 1196.422 | 0
4532 | 1196.191 | 0
4533 | 1196.1437 | 0
4534 | 1196.1292 | 0
4535 | 1196 | 0
4536 | 1196 | 0
4537 | 1196 | 0
4538 | 1195.968 | 0
4539 | 1195.6673 | 0
4540 | 1195.5738 | 0
4541 | 1195.5738 | 0
4542 | 1195.4363 | 0
4543 | 1195.22 | 0
4544 | 1195.2 | 0
4545 | 1195.2 | 0
4546 | 1195.2 | 0
4547 | 1194.744 | 0
4548 | 1194.5136 | 0
4549 | 1194.461 | 0
4550 | 1194.4 | 0
4551 | 1194.4 | 0
4552 | 1194.4 | 0
4553 | 1193.8661 | 0
4554 | 1193.7386 | 0
4555 | 1193.708 | 0
4556 | 1193.6 | 0
4557 | 1193.6 | 0
4558 | 1193.2138 | 0
4559 | 1193.172 | 0
4560 | 1193.029 | 0
4561 | 1192.8111 | 0
4562 | 1192.7735 | 0
4563 | 1192.6799 | 0
4564 | 1192.4164 | 0
4565 | 1192.407 | 0
4566 | 1192.262 | 0
4567 | 1192 | 0
4568 | 1192 | 0
4569 | 1192 | 0
4570 | 1192 | 0
4571 | 1191.895 | 0
4572 | 1191.8232 | 0
4573 | 1191.5872 | 0
4574 | 1191.5782 | 0
4575 | 1191.2752 | 0
4576 | 1191.2 | 0
4577 | 1191.2 | 0
4578 | 1191.158 | 0
4579 | 1191.082 | 0
4580 | 1190.5629 | 0
4581 | 1190.56 | 0
4582 | 1190.482 | 0
4583 | 1190.4 | 0
4584 | 1190.4 | 0
4585 | 1190.0714 | 0
4586 | 1189.8149 | 0
4587 | 1189.7541 | 0
4588 | 1189.61 | 0
4589 | 1189.6 | 0
4590 | 1189.6 | 0
4591 | 1189.6 | 0
4592 | 1189.6 | 0
4593 | 1189.6 | 0
4594 | 1189.3358 | 0
4595 | 1189.1388 | 0
4596 | 1188.8 | 0
4597 | 1188.8 | 0
4598 | 1188.667 | 0
4599 | 1188.5309 | 0
4600 | 1188.3885 | 0
4601 | 1188.218 | 0
4602 | 1188 | 0
4603 | 1187.9385 | 0
4604 | 1187.8648 | 0
4605 | 1187.8648 | 0
4606 | 1187.464 | 0
4607 | 1187.2856 | 0
4608 | 1187.2 | 0
4609 | 1187.1293 | 0
4610 | 1187.0499 | 0
4611 | 1186.9605 | 0
4612 | 1186.715 | 0
4613 | 1186.5863 | 0
4614 | 1186.4 | 0
4615 | 1186.3938 | 0
4616 | 1186.13 | 0
4617 | 1186.075 | 0
4618 | 1185.9043 | 0
4619 | 1185.808 | 0
4620 | 1185.7689 | 0
4621 | 1185.424 | 0
4622 | 1185.2801 | 0
4623 | 1185.2757 | 0
4624 | 1185.2136 | 0
4625 | 1185.147 | 0
4626 | 1185.0608 | 0
4627 | 1184.9728 | 0
4628 | 1184.9728 | 0
4629 | 1184.9728 | 0
4630 | 1184.8307 | 0
4631 | 1184.8307 | 0
4632 | 1184.8307 | 0
4633 | 1184.8 | 0
4634 | 1184.8 | 0
4635 | 1184.4607 | 0
4636 | 1184.2177 | 0
4637 | 1184.1872 | 0
4638 | 1184.1872 | 0
4639 | 1184 | 0
4640 | 1184 | 0
4641 | 1183.914 | 0
4642 | 1183.594 | 0
4643 | 1183.4517 | 0
4644 | 1183.22 | 0
4645 | 1183.2 | 0
4646 | 1183.2 | 0
4647 | 1183.2 | 0
4648 | 1182.9589 | 0
4649 | 1182.912 | 0
4650 | 1182.818 | 0
4651 | 1182.7428 | 0
4652 | 1182.657 | 0
4653 | 1182.509 | 0
4654 | 1182.4 | 0
4655 | 1182.4 | 0
4656 | 1182.4 | 0
4657 | 1182.4 | 0
4658 | 1182.365 | 0
4659 | 1182.361 | 0
4660 | 1181.9806 | 0
4661 | 1181.9806 | 0
4662 | 1181.7602 | 0
4663 | 1181.647 | 0
4664 | 1181.6 | 0
4665 | 1181.242 | 0
4666 | 1181.19 | 0
4667 | 1181.115 | 0
4668 | 1181.0885 | 0
4669 | 1180.946 | 0
4670 | 1180.8 | 0
4671 | 1180.8 | 0
4672 | 1180.8 | 0
4673 | 1180.8 | 0
4674 | 1180.5096 | 0
4675 | 1180.5096 | 0
4676 | 1180.3883 | 0
4677 | 1180.2871 | 0
4678 | 1180 | 0
4679 | 1179.9083 | 0
4680 | 1179.7741 | 0
4681 | 1179.725 | 0
4682 | 1179.3922 | 0
4683 | 1179.3631 | 0
4684 | 1179.3466 | 0
4685 | 1179.255 | 0
4686 | 1179.2 | 0
4687 | 1179.2 | 0
4688 | 1179.2 | 0
4689 | 1179.0386 | 0
4690 | 1178.9974 | 0
4691 | 1178.5865 | 0
4692 | 1178.5 | 0
4693 | 1178.4929 | 0
4694 | 1178.4 | 0
4695 | 1178.4 | 0
4696 | 1178.36 | 0
4697 | 1178.3067 | 0
4698 | 1178.106 | 0
4699 | 1178.0217 | 0
4700 | 1177.8008 | 0
4701 | 1177.8001 | 0
4702 | 1177.6161 | 0
4703 | 1177.5675 | 0
4704 | 1177.554 | 0
4705 | 1177.4916 | 0
4706 | 1177.0613 | 0
4707 | 1176.84 | 0
4708 | 1176.832 | 0
4709 | 1176.8108 | 0
4710 | 1176.8 | 0
4711 | 1176.8 | 0
4712 | 1176.8 | 0
4713 | 1176.8 | 0
4714 | 1176.7039 | 0
4715 | 1176.207 | 0
4716 | 1176.0394 | 0
4717 | 1176 | 0
4718 | 1175.793 | 0
4719 | 1175.544 | 0
4720 | 1175.372 | 0
4721 | 1175.229 | 0
4722 | 1175.2 | 0
4723 | 1175.2 | 0
4724 | 1175.0536 | 0
4725 | 1175.0134 | 0
4726 | 1174.9733 | 0
4727 | 1174.7929 | 0
4728 | 1174.6209 | 0
4729 | 1174.6132 | 0
4730 | 1174.6132 | 0
4731 | 1174.5986 | 0
4732 | 1174.1449 | 0
4733 | 1173.9536 | 0
4734 | 1173.817 | 0
4735 | 1173.8164 | 0
4736 | 1173.7765 | 0
4737 | 1173.6 | 0
4738 | 1173.32 | 0
4739 | 1173.122 | 0
4740 | 1172.832 | 0
4741 | 1172.8 | 0
4742 | 1172.8 | 0
4743 | 1172.3997 | 0
4744 | 1172.2624 | 0
4745 | 1172.039 | 0
4746 | 1172 | 0
4747 | 1172 | 0
4748 | 1171.973 | 0
4749 | 1171.9502 | 0
4750 | 1171.847 | 0
4751 | 1171.6916 | 0
4752 | 1171.349 | 0
4753 | 1171.326 | 0
4754 | 1171.2 | 0
4755 | 1171.09 | 0
4756 | 1171.084 | 0
4757 | 1170.7092 | 0
4758 | 1170.6288 | 0
4759 | 1170.5985 | 0
4760 | 1170.4 | 0
4761 | 1170.3146 | 0
4762 | 1170.2123 | 0
4763 | 1170.2102 | 0
4764 | 1169.848 | 0
4765 | 1169.6 | 0
4766 | 1169.6 | 0
4767 | 1169.6 | 0
4768 | 1169.6 | 0
4769 | 1169.1854 | 0
4770 | 1169.049 | 0
4771 | 1168.8 | 0
4772 | 1168.8 | 0
4773 | 1168.8 | 0
4774 | 1168.6743 | 0
4775 | 1168.515 | 0
4776 | 1168.446 | 0
4777 | 1168.1969 | 0
4778 | 1168.124 | 0
4779 | 1168.045 | 0
4780 | 1168 | 0
4781 | 1168 | 0
4782 | 1168 | 0
4783 | 1167.9465 | 0
4784 | 1167.854 | 0
4785 | 1167.775 | 0
4786 | 1167.7466 | 0
4787 | 1167.432 | 0
4788 | 1167.329 | 0
4789 | 1167.2 | 0
4790 | 1167.2 | 0
4791 | 1167.2 | 0
4792 | 1167.2 | 0
4793 | 1166.9312 | 0
4794 | 1166.901 | 0
4795 | 1166.426 | 0
4796 | 1166.42 | 0
4797 | 1166.4 | 0
4798 | 1166.299 | 0
4799 | 1166.2254 | 0
4800 | 1166.196 | 0
4801 | 1165.9822 | 0
4802 | 1165.8744 | 0
4803 | 1165.8744 | 0
4804 | 1165.6 | 0
4805 | 1165.6 | 0
4806 | 1165.6 | 0
4807 | 1165.6 | 0
4808 | 1165.4076 | 0
4809 | 1165.374 | 0
4810 | 1165.2976 | 0
4811 | 1165.2105 | 0
4812 | 1165.1837 | 0
4813 | 1165.131 | 0
4814 | 1165.0637 | 0
4815 | 1165.0506 | 0
4816 | 1164.8 | 0
4817 | 1164.8 | 0
4818 | 1164.6709 | 0
4819 | 1164.5561 | 0
4820 | 1164.4744 | 0
4821 | 1164.458 | 0
4822 | 1164.3879 | 0
4823 | 1164.3282 | 0
4824 | 1164.3282 | 0
4825 | 1164.3282 | 0
4826 | 1163.9011 | 0
4827 | 1163.639 | 0
4828 | 1163.5669 | 0
4829 | 1163.2 | 0
4830 | 1163.2 | 0
4831 | 1163.1117 | 0
4832 | 1162.8571 | 0
4833 | 1162.8571 | 0
4834 | 1162.7946 | 0
4835 | 1162.7327 | 0
4836 | 1162.6599 | 0
4837 | 1162.556 | 0
4838 | 1162.5522 | 0
4839 | 1162.4 | 0
4840 | 1162.4 | 0
4841 | 1162.384 | 0
4842 | 1162.3773 | 0
4843 | 1162.2995 | 0
4844 | 1162.2995 | 0
4845 | 1162.25 | 0
4846 | 1162.174 | 0
4847 | 1162.1216 | 0
4848 | 1162.094 | 0
4849 | 1161.964 | 0
4850 | 1161.734 | 0
4851 | 1161.6 | 0
4852 | 1161.3384 | 0
4853 | 1161.248 | 0
4854 | 1161.104 | 0
4855 | 1161.093 | 0
4856 | 1161.083 | 0
4857 | 1161.0661 | 0
4858 | 1161.038 | 0
4859 | 1160.8 | 0
4860 | 1160.599 | 0
4861 | 1160.5057 | 0
4862 | 1160.349 | 0
4863 | 1160.2693 | 0
4864 | 1159.956 | 0
4865 | 1159.838 | 0
4866 | 1159.81 | 0
4867 | 1159.54 | 0
4868 | 1159.2 | 0
4869 | 1159.2 | 0
4870 | 1158.633 | 0
4871 | 1158.511 | 0
4872 | 1158.444 | 0
4873 | 1158.4 | 0
4874 | 1158.4 | 0
4875 | 1158.39 | 0
4876 | 1158.2769 | 0
4877 | 1158.2769 | 0
4878 | 1157.6379 | 0
4879 | 1157.6 | 0
4880 | 1157.2293 | 0
4881 | 1157.201 | 0
4882 | 1157.0817 | 0
4883 | 1156.956 | 0
4884 | 1156.8955 | 0
4885 | 1156.8955 | 0
4886 | 1156.838 | 0
4887 | 1156.8 | 0
4888 | 1156.517 | 0
4889 | 1156.3257 | 0
4890 | 1156 | 0
4891 | 1156 | 0
4892 | 1155.725 | 0
4893 | 1155.7145 | 0
4894 | 1155.5019 | 0
4895 | 1155.338 | 0
4896 | 1155.2987 | 0
4897 | 1155.2 | 0
4898 | 1155.2 | 0
4899 | 1154.806 | 0
4900 | 1154.7758 | 0
4901 | 1154.691 | 0
4902 | 1154.1328 | 0
4903 | 1154.1328 | 0
4904 | 1154.0047 | 0
4905 | 1153.9649 | 0
4906 | 1153.6 | 0
4907 | 1153.519 | 0
4908 | 1153.41 | 0
4909 | 1153.367 | 0
4910 | 1153.1952 | 0
4911 | 1152.9763 | 0
4912 | 1152.8 | 0
4913 | 1152.8 | 0
4914 | 1152.8 | 0
4915 | 1152.652 | 0
4916 | 1152 | 0
4917 | 1152 | 0
4918 | 1151.9371 | 0
4919 | 1151.8243 | 0
4920 | 1151.8243 | 0
4921 | 1151.437 | 0
4922 | 1151.05 | 0
4923 | 1150.936 | 0
4924 | 1150.8718 | 0
4925 | 1150.6454 | 0
4926 | 1150.5013 | 0
4927 | 1150.4507 | 0
4928 | 1150.4 | 0
4929 | 1150.4 | 0
4930 | 1150.4 | 0
4931 | 1150.3401 | 0
4932 | 1150.1519 | 0
4933 | 1149.785 | 0
4934 | 1149.6178 | 0
4935 | 1149.6 | 0
4936 | 1149.6 | 0
4937 | 1149.6 | 0
4938 | 1149.254 | 0
4939 | 1149.101 | 0
4940 | 1148.4205 | 0
4941 | 1148.1467 | 0
4942 | 1148.1467 | 0
4943 | 1148.1467 | 0
4944 | 1148 | 0
4945 | 1148 | 0
4946 | 1148 | 0
4947 | 1147.9167 | 0
4948 | 1147.7987 | 0
4949 | 1147.683 | 0
4950 | 1147.5377 | 0
4951 | 1147.534 | 0
4952 | 1147.519 | 0
4953 | 1147.4112 | 0
4954 | 1147.4094 | 0
4955 | 1147.38 | 0
4956 | 1147.369 | 0
4957 | 1147.2 | 0
4958 | 1147.2 | 0
4959 | 1147.2 | 0
4960 | 1147.17 | 0
4961 | 1147.0671 | 0
4962 | 1147.015 | 0
4963 | 1146.697 | 0
4964 | 1146.669 | 0
4965 | 1146.5832 | 0
4966 | 1146.42 | 0
4967 | 1146.4 | 0
4968 | 1146.4 | 0
4969 | 1146.178 | 0
4970 | 1146.147 | 0
4971 | 1145.9282 | 0
4972 | 1145.8446 | 0
4973 | 1145.7167 | 0
4974 | 1145.6 | 0
4975 | 1145.6 | 0
4976 | 1145.6 | 0
4977 | 1145.5301 | 0
4978 | 1145.1539 | 0
4979 | 1144.8 | 0
4980 | 1144.8 | 0
4981 | 1144.8 | 0
4982 | 1144.4632 | 0
4983 | 1144.3567 | 0
4984 | 1144.1924 | 0
4985 | 1144.168 | 0
4986 | 1144 | 0
4987 | 1143.986 | 0
4988 | 1143.3262 | 0
4989 | 1143.278 | 0
4990 | 1143.2188 | 0
4991 | 1143.193 | 0
4992 | 1143.128 | 0
4993 | 1142.5534 | 0
4994 | 1142.4 | 0
4995 | 1142.4 | 0
4996 | 1142.4 | 0
4997 | 1142.4 | 0
4998 | 1142.288 | 0
4999 | 1142.233 | 0
5000 | 1141.8157 | 0
5001 | 1141.7005 | 0
5002 | 1141.6 | 0
5003 | 1141.587 | 0
5004 | 1141.3284 | 0
5005 | 1141.3222 | 0
5006 | 1141.1439 | 0
5007 | 1141.0098 | 0
5008 | 1141.0098 | 0
5009 | 1140.835 | 0
5010 | 1140.8 | 0
5011 | 1140.583 | 0
5012 | 1140.384 | 0
5013 | 1140.3677 | 0
5014 | 1140.2509 | 0
5015 | 1140.056 | 0
5016 | 1140 | 0
5017 | 1140 | 0
5018 | 1140 | 0
5019 | 1139.749 | 0
5020 | 1139.5362 | 0
5021 | 1139.46 | 0
5022 | 1139.333 | 0
5023 | 1139.3205 | 0
5024 | 1139.2 | 0
5025 | 1139.2 | 0
5026 | 1138.585 | 0
5027 | 1138.4192 | 0
5028 | 1138.4 | 0
5029 | 1138.4 | 0
5030 | 1138.269 | 0
5031 | 1138.2471 | 0
5032 | 1138.22 | 0
5033 | 1137.9564 | 0
5034 | 1137.6 | 0
5035 | 1137.6 | 0
5036 | 1137.5314 | 0
5037 | 1137.376 | 0
5038 | 1137.1705 | 0
5039 | 1137.1139 | 0
5040 | 1137.052 | 0
5041 | 1136.8 | 0
5042 | 1136.61 | 0
5043 | 1136.3975 | 0
5044 | 1136.175 | 0
5045 | 1136.1375 | 0
5046 | 1135.9657 | 0
5047 | 1135.9 | 0
5048 | 1135.797 | 0
5049 | 1135.5657 | 0
5050 | 1135.24 | 0
5051 | 1135.205 | 0
5052 | 1135.2 | 0
5053 | 1135.0278 | 0
5054 | 1134.7688 | 0
5055 | 1134.4 | 0
5056 | 1134.4 | 0
5057 | 1134.3734 | 0
5058 | 1134.3301 | 0
5059 | 1134.3297 | 0
5060 | 1134.203 | 0
5061 | 1134.1783 | 0
5062 | 1133.6 | 0
5063 | 1133.5528 | 0
5064 | 1133.4363 | 0
5065 | 1133.4123 | 0
5066 | 1133.191 | 0
5067 | 1133.1751 | 0
5068 | 1132.8406 | 0
5069 | 1132.8 | 0
5070 | 1132.7008 | 0
5071 | 1132.6778 | 0
5072 | 1132.464 | 0
5073 | 1132.1777 | 0
5074 | 1132.013 | 0
5075 | 1132 | 0
5076 | 1132 | 0
5077 | 1131.4817 | 0
5078 | 1131.45 | 0
5079 | 1131.3953 | 0
5080 | 1131.3791 | 0
5081 | 1131.3402 | 0
5082 | 1131.2 | 0
5083 | 1131.2 | 0
5084 | 1131.2 | 0
5085 | 1131.2 | 0
5086 | 1131.076 | 0
5087 | 1131.027 | 0
5088 | 1130.671 | 0
5089 | 1130.656 | 0
5090 | 1130.4682 | 0
5091 | 1130.4 | 0
5092 | 1130.342 | 0
5093 | 1130.2855 | 0
5094 | 1129.8233 | 0
5095 | 1129.6 | 0
5096 | 1129.0885 | 0
5097 | 1128.9285 | 0
5098 | 1128.8 | 0
5099 | 1128.8 | 0
5100 | 1128.8 | 0
5101 | 1128.8 | 0
5102 | 1128.7455 | 0
5103 | 1128.6053 | 0
5104 | 1128.5775 | 0
5105 | 1128 | 0
5106 | 1128 | 0
5107 | 1128 | 0
5108 | 1127.7874 | 0
5109 | 1127.5968 | 0
5110 | 1127.5522 | 0
5111 | 1127.5522 | 0
5112 | 1127.549 | 0
5113 | 1127.493 | 0
5114 | 1127.2 | 0
5115 | 1127.2 | 0
5116 | 1127.2 | 0
5117 | 1127.2 | 0
5118 | 1127.2 | 0
5119 | 1127.015 | 0
5120 | 1126.9881 | 0
5121 | 1126.9766 | 0
5122 | 1126.9696 | 0
5123 | 1126.8 | 0
5124 | 1126.6764 | 0
5125 | 1126.5055 | 0
5126 | 1126.5055 | 0
5127 | 1126.43 | 0
5128 | 1126.4 | 0
5129 | 1126.4 | 0
5130 | 1126.266 | 0
5131 | 1125.992 | 0
5132 | 1125.8148 | 0
5133 | 1125.6 | 0
5134 | 1125.5 | 0
5135 | 1125.488 | 0
5136 | 1125.3411 | 0
5137 | 1125.237 | 0
5138 | 1125.2328 | 0
5139 | 1124.8 | 0
5140 | 1124.637 | 0
5141 | 1124.2295 | 0
5142 | 1124.1761 | 0
5143 | 1124 | 0
5144 | 1123.8746 | 0
5145 | 1123.8746 | 0
5146 | 1123.8746 | 0
5147 | 1123.825 | 0
5148 | 1123.7505 | 0
5149 | 1123.4907 | 0
5150 | 1123.1632 | 0
5151 | 1122.8155 | 0
5152 | 1122.777 | 0
5153 | 1122.775 | 0
5154 | 1122.711 | 0
5155 | 1122.6757 | 0
5156 | 1122.6445 | 0
5157 | 1122.6312 | 0
5158 | 1122.521 | 0
5159 | 1122.4035 | 0
5160 | 1122.4 | 0
5161 | 1122.4 | 0
5162 | 1122.4 | 0
5163 | 1122.3613 | 0
5164 | 1121.8987 | 0
5165 | 1121.6603 | 0
5166 | 1121.6 | 0
5167 | 1121.6 | 0
5168 | 1121.6 | 0
5169 | 1121.6 | 0
5170 | 1121.6 | 0
5171 | 1121.586 | 0
5172 | 1121.5161 | 0
5173 | 1121.2717 | 0
5174 | 1121.1221 | 0
5175 | 1120.8 | 0
5176 | 1120.197 | 0
5177 | 1120.1603 | 0
5178 | 1120.1186 | 0
5179 | 1120 | 0
5180 | 1120 | 0
5181 | 1120 | 0
5182 | 1119.86 | 0
5183 | 1119.4615 | 0
5184 | 1119.4615 | 0
5185 | 1119.408 | 0
5186 | 1119.2978 | 0
5187 | 1119.2 | 0
5188 | 1119.0192 | 0
5189 | 1118.7913 | 0
5190 | 1118.7892 | 0
5191 | 1118.7189 | 0
5192 | 1118.58 | 0
5193 | 1118.4 | 0
5194 | 1118.4 | 0
5195 | 1118.4 | 0
5196 | 1118.4 | 0
5197 | 1118.1698 | 0
5198 | 1118.0342 | 0
5199 | 1117.6 | 0
5200 | 1117.5266 | 0
5201 | 1117.404 | 0
5202 | 1117.2373 | 0
5203 | 1117.2373 | 0
5204 | 1117.132 | 0
5205 | 1117.045 | 0
5206 | 1117.0011 | 0
5207 | 1116.8 | 0
5208 | 1116.4602 | 0
5209 | 1116.444 | 0
5210 | 1116.4404 | 0
5211 | 1115.6435 | 0
5212 | 1115.5132 | 0
5213 | 1115.506 | 0
5214 | 1115.4545 | 0
5215 | 1115.2 | 0
5216 | 1115.2 | 0
5217 | 1115.1485 | 0
5218 | 1114.978 | 0
5219 | 1114.9063 | 0
5220 | 1114.771 | 0
5221 | 1114.766 | 0
5222 | 1114.3042 | 0
5223 | 1114.1294 | 0
5224 | 1114.082 | 0
5225 | 1114.0731 | 0
5226 | 1114.0731 | 0
5227 | 1114.0497 | 0
5228 | 1114.0497 | 0
5229 | 1113.8843 | 0
5230 | 1113.713 | 0
5231 | 1113.621 | 0
5232 | 1113.6 | 0
5233 | 1113.5773 | 0
5234 | 1113.5542 | 0
5235 | 1113.3524 | 0
5236 | 1113.2529 | 0
5237 | 1113.0665 | 0
5238 | 1113.0576 | 0
5239 | 1112.8 | 0
5240 | 1112.6918 | 0
5241 | 1112.5755 | 0
5242 | 1112.4017 | 0
5243 | 1112.084 | 0
5244 | 1112.0011 | 0
5245 | 1112 | 0
5246 | 1111.595 | 0
5247 | 1111.3104 | 0
5248 | 1111.2 | 0
5249 | 1111.2 | 0
5250 | 1111.2 | 0
5251 | 1111.0216 | 0
5252 | 1110.796 | 0
5253 | 1110.708 | 0
5254 | 1110.6197 | 0
5255 | 1110.6197 | 0
5256 | 1110.192 | 0
5257 | 1109.9109 | 0
5258 | 1109.8997 | 0
5259 | 1109.7952 | 0
5260 | 1109.748 | 0
5261 | 1109.6 | 0
5262 | 1109.6 | 0
5263 | 1109.6 | 0
5264 | 1109.428 | 0
5265 | 1109.3055 | 0
5266 | 1109.1642 | 0
5267 | 1108.8 | 0
5268 | 1108.431 | 0
5269 | 1108 | 0
5270 | 1108 | 0
5271 | 1107.6746 | 0
5272 | 1107.5098 | 0
5273 | 1107.3417 | 0
5274 | 1107.2 | 0
5275 | 1106.8931 | 0
5276 | 1106.8777 | 0
5277 | 1106.751 | 0
5278 | 1106.567 | 0
5279 | 1106.5238 | 0
5280 | 1106.5238 | 0
5281 | 1106.455 | 0
5282 | 1106.4 | 0
5283 | 1106.227 | 0
5284 | 1105.904 | 0
5285 | 1105.7849 | 0
5286 | 1105.6 | 0
5287 | 1105.581 | 0
5288 | 1105.284 | 0
5289 | 1105.284 | 0
5290 | 1105.275 | 0
5291 | 1105.1884 | 0
5292 | 1105.1745 | 0
5293 | 1105.0942 | 0
5294 | 1104.938 | 0
5295 | 1104.8061 | 0
5296 | 1104.482 | 0
5297 | 1104.2739 | 0
5298 | 1104.242 | 0
5299 | 1104.063 | 0
5300 | 1104.0155 | 0
5301 | 1104 | 0
5302 | 1104 | 0
5303 | 1103.6522 | 0
5304 | 1103.5739 | 0
5305 | 1103.419 | 0
5306 | 1103.3684 | 0
5307 | 1103.2 | 0
5308 | 1103.2 | 0
5309 | 1102.819 | 0
5310 | 1102.5551 | 0
5311 | 1102.5445 | 0
5312 | 1102.4753 | 0
5313 | 1102.4 | 0
5314 | 1102.4 | 0
5315 | 1102.325 | 0
5316 | 1102.0699 | 0
5317 | 1101.8888 | 0
5318 | 1101.8299 | 0
5319 | 1101.732 | 0
5320 | 1101.6408 | 0
5321 | 1101.6 | 0
5322 | 1101.6 | 0
5323 | 1101.4945 | 0
5324 | 1100.807 | 0
5325 | 1100.8 | 0
5326 | 1100.388 | 0
5327 | 1100.2595 | 0
5328 | 1100.2595 | 0
5329 | 1100.227 | 0
5330 | 1100.114 | 0
5331 | 1100.0177 | 0
5332 | 1100 | 0
5333 | 1099.9253 | 0
5334 | 1099.6024 | 0
5335 | 1099.177 | 0
5336 | 1098.997 | 0
5337 | 1098.9089 | 0
5338 | 1098.8781 | 0
5339 | 1098.8669 | 0
5340 | 1098.458 | 0
5341 | 1098.4 | 0
5342 | 1098.227 | 0
5343 | 1098.1261 | 0
5344 | 1098.0768 | 0
5345 | 1098.0623 | 0
5346 | 1097.92 | 0
5347 | 1097.3959 | 0
5348 | 1097.2 | 0
5349 | 1096.806 | 0
5350 | 1096.7099 | 0
5351 | 1096.2598 | 0
5352 | 1095.8283 | 0
5353 | 1095.822 | 0
5354 | 1095.2 | 0
5355 | 1095.1893 | 0
5356 | 1095.157 | 0
5357 | 1094.9209 | 0
5358 | 1094.6009 | 0
5359 | 1094.5292 | 0
5360 | 1094.4 | 0
5361 | 1094.398 | 0
5362 | 1094.2419 | 0
5363 | 1094.152 | 0
5364 | 1094.1275 | 0
5365 | 1093.9 | 0
5366 | 1093.7182 | 0
5367 | 1093.6 | 0
5368 | 1093.3526 | 0
5369 | 1093.259 | 0
5370 | 1093.0432 | 0
5371 | 1093.028 | 0
5372 | 1092.9827 | 0
5373 | 1092.8 | 0
5374 | 1092.8 | 0
5375 | 1092.7 | 0
5376 | 1092.6207 | 0
5377 | 1092.491 | 0
5378 | 1092.2168 | 0
5379 | 1092 | 0
5380 | 1092 | 0
5381 | 1091.61 | 0
5382 | 1091.5981 | 0
5383 | 1091.508 | 0
5384 | 1091.276 | 0
5385 | 1091.2 | 0
5386 | 1090.8972 | 0
5387 | 1090.7762 | 0
5388 | 1090.5899 | 0
5389 | 1090.429 | 0
5390 | 1090.4 | 0
5391 | 1089.986 | 0
5392 | 1089.836 | 0
5393 | 1089.7222 | 0
5394 | 1089.6 | 0
5395 | 1089.6 | 0
5396 | 1089.279 | 0
5397 | 1089.2673 | 0
5398 | 1088.8 | 0
5399 | 1088.8 | 0
5400 | 1088.8 | 0
5401 | 1088.8 | 0
5402 | 1088.8 | 0
5403 | 1088.675 | 0
5404 | 1088.5696 | 0
5405 | 1088.323 | 0
5406 | 1088.1963 | 0
5407 | 1088 | 0
5408 | 1088 | 0
5409 | 1087.883 | 0
5410 | 1087.8341 | 0
5411 | 1087.8341 | 0
5412 | 1087.8272 | 0
5413 | 1087.4829 | 0
5414 | 1087.344 | 0
5415 | 1087.2 | 0
5416 | 1087.115 | 0
5417 | 1087.0664 | 0
5418 | 1086.631 | 0
5419 | 1086.618 | 0
5420 | 1086.4 | 0
5421 | 1086.4 | 0
5422 | 1086.354 | 0
5423 | 1086.2248 | 0
5424 | 1085.9861 | 0
5425 | 1085.7551 | 0
5426 | 1085.7551 | 0
5427 | 1085.638 | 0
5428 | 1085.6 | 0
5429 | 1085.6 | 0
5430 | 1084.892 | 0
5431 | 1084.8 | 0
5432 | 1084.8 | 0
5433 | 1084.3737 | 0
5434 | 1084.0897 | 0
5435 | 1083.978 | 0
5436 | 1083.813 | 0
5437 | 1083.6514 | 0
5438 | 1083.6407 | 0
5439 | 1083.2 | 0
5440 | 1083.2 | 0
5441 | 1083.1262 | 0
5442 | 1082.9924 | 0
5443 | 1082.942 | 0
5444 | 1082.8362 | 0
5445 | 1082.752 | 0
5446 | 1082.4 | 0
5447 | 1082.4 | 0
5448 | 1082.229 | 0
5449 | 1082.1742 | 0
5450 | 1081.973 | 0
5451 | 1081.9499 | 0
5452 | 1081.611 | 0
5453 | 1081.511 | 0
5454 | 1081.3773 | 0
5455 | 1081.276 | 0
5456 | 1081.252 | 0
5457 | 1081.2144 | 0
5458 | 1081.1711 | 0
5459 | 1081.05 | 0
5460 | 1080.957 | 0
5461 | 1080.8 | 0
5462 | 1080.8 | 0
5463 | 1080.5804 | 0
5464 | 1080.559 | 0
5465 | 1080.396 | 0
5466 | 1080.054 | 0
5467 | 1080 | 0
5468 | 1079.7616 | 0
5469 | 1079.591 | 0
5470 | 1079.2074 | 0
5471 | 1079.2 | 0
5472 | 1078.9867 | 0
5473 | 1078.8483 | 0
5474 | 1078.4 | 0
5475 | 1078.2723 | 0
5476 | 1078.1882 | 0
5477 | 1078.088 | 0
5478 | 1078.045 | 0
5479 | 1077.8998 | 0
5480 | 1077.866 | 0
5481 | 1077.8269 | 0
5482 | 1077.6 | 0
5483 | 1077.6 | 0
5484 | 1077.5727 | 0
5485 | 1077.5368 | 0
5486 | 1077.4669 | 0
5487 | 1077.4462 | 0
5488 | 1077.3961 | 0
5489 | 1077.291 | 0
5490 | 1076.9383 | 0
5491 | 1076.9171 | 0
5492 | 1076.8 | 0
5493 | 1076.8 | 0
5494 | 1076.722 | 0
5495 | 1076.3005 | 0
5496 | 1076.0855 | 0
5497 | 1076.0855 | 0
5498 | 1076.0855 | 0
5499 | 1076.0594 | 0
5500 | 1076 | 0
5501 | 1076 | 0
5502 | 1076 | 0
5503 | 1075.8529 | 0
5504 | 1075.5123 | 0
5505 | 1075.3302 | 0
5506 | 1075.3302 | 0
5507 | 1075.2 | 0
5508 | 1075.2 | 0
5509 | 1074.5947 | 0
5510 | 1074.5947 | 0
5511 | 1074.4 | 0
5512 | 1074.33 | 0
5513 | 1074.0238 | 0
5514 | 1073.9732 | 0
5515 | 1073.6523 | 0
5516 | 1073.6 | 0
5517 | 1073.6 | 0
5518 | 1073.6 | 0
5519 | 1073.6 | 0
5520 | 1073.537 | 0
5521 | 1073.4084 | 0
5522 | 1073.3228 | 0
5523 | 1072.8488 | 0
5524 | 1072.8 | 0
5525 | 1072.8 | 0
5526 | 1072.8 | 0
5527 | 1072.5339 | 0
5528 | 1072.2006 | 0
5529 | 1072.122 | 0
5530 | 1072 | 0
5531 | 1072 | 0
5532 | 1071.8147 | 0
5533 | 1071.6526 | 0
5534 | 1071.6104 | 0
5535 | 1071.458 | 0
5536 | 1071.4449 | 0
5537 | 1071.439 | 0
5538 | 1071.3572 | 0
5539 | 1071.282 | 0
5540 | 1071.2507 | 0
5541 | 1071.2 | 0
5542 | 1071.05 | 0
5543 | 1070.4841 | 0
5544 | 1070.4651 | 0
5545 | 1070.4 | 0
5546 | 1070.4 | 0
5547 | 1070.4 | 0
5548 | 1070.1512 | 0
5549 | 1069.6 | 0
5550 | 1069.4461 | 0
5551 | 1069.424 | 0
5552 | 1069.424 | 0
5553 | 1069.3668 | 0
5554 | 1068.8 | 0
5555 | 1068.7106 | 0
5556 | 1068.5028 | 0
5557 | 1068.0858 | 0
5558 | 1067.9509 | 0
5559 | 1067.8206 | 0
5560 | 1067.6514 | 0
5561 | 1067.464 | 0
5562 | 1067.315 | 0
5563 | 1067.268 | 0
5564 | 1067.2395 | 0
5565 | 1067.2 | 0
5566 | 1066.826 | 0
5567 | 1066.4502 | 0
5568 | 1066.4 | 0
5569 | 1066.2364 | 0
5570 | 1066.076 | 0
5571 | 1065.6 | 0
5572 | 1065.5889 | 0
5573 | 1065.211 | 0
5574 | 1064.8 | 0
5575 | 1064.8 | 0
5576 | 1064.339 | 0
5577 | 1064.2324 | 0
5578 | 1064 | 0
5579 | 1064 | 0
5580 | 1063.922 | 0
5581 | 1062.6763 | 0
5582 | 1062.5736 | 0
5583 | 1062.166 | 0
5584 | 1061.6 | 0
5585 | 1061.5812 | 0
5586 | 1061.564 | 0
5587 | 1061.519 | 0
5588 | 1061.386 | 0
5589 | 1061.094 | 0
5590 | 1060.8905 | 0
5591 | 1060.777 | 0
5592 | 1060.1998 | 0
5593 | 1060.1419 | 0
5594 | 1059.8843 | 0
5595 | 1059.7836 | 0
5596 | 1059.5877 | 0
5597 | 1059.333 | 0
5598 | 1058.8184 | 0
5599 | 1058.51 | 0
5600 | 1058.1277 | 0
5601 | 1057.9646 | 0
5602 | 1057.6778 | 0
5603 | 1057.6 | 0
5604 | 1057.6 | 0
5605 | 1057.6 | 0
5606 | 1057.4129 | 0
5607 | 1057.156 | 0
5608 | 1056.4835 | 0
5609 | 1056 | 0
5610 | 1056 | 0
5611 | 1056 | 0
5612 | 1056 | 0
5613 | 1055.859 | 0
5614 | 1055.456 | 0
5615 | 1055.365 | 0
5616 | 1055.2 | 0
5617 | 1055.169 | 0
5618 | 1055.099 | 0
5619 | 1055.082 | 0
5620 | 1054.9635 | 0
5621 | 1054.7357 | 0
5622 | 1054.7357 | 0
5623 | 1054.7081 | 0
5624 | 1054.4 | 0
5625 | 1054.4 | 0
5626 | 1054.4 | 0
5627 | 1054.2475 | 0
5628 | 1054.0186 | 0
5629 | 1053.7961 | 0
5630 | 1053.719 | 0
5631 | 1053.6 | 0
5632 | 1053.267 | 0
5633 | 1053.168 | 0
5634 | 1052.302 | 0
5635 | 1052 | 0
5636 | 1051.8925 | 0
5637 | 1051.3962 | 0
5638 | 1051.2209 | 0
5639 | 1051.2 | 0
5640 | 1051.2 | 0
5641 | 1051.2 | 0
5642 | 1051.1298 | 0
5643 | 1051.0647 | 0
5644 | 1051.0551 | 0
5645 | 1050.9114 | 0
5646 | 1050.829 | 0
5647 | 1050.4 | 0
5648 | 1050.3472 | 0
5649 | 1050.3226 | 0
5650 | 1050.3226 | 0
5651 | 1050.3226 | 0
5652 | 1050.113 | 0
5653 | 1049.8395 | 0
5654 | 1049.667 | 0
5655 | 1049.6 | 0
5656 | 1049.5751 | 0
5657 | 1049.4094 | 0
5658 | 1049.2758 | 0
5659 | 1049.2511 | 0
5660 | 1049.1048 | 0
5661 | 1048.5359 | 0
5662 | 1048.2088 | 0
5663 | 1048.116 | 0
5664 | 1048 | 0
5665 | 1048 | 0
5666 | 1047.8219 | 0
5667 | 1047.7675 | 0
5668 | 1047.7675 | 0
5669 | 1047.2 | 0
5670 | 1047.146 | 0
5671 | 1047.104 | 0
5672 | 1046.5357 | 0
5673 | 1046.5245 | 0
5674 | 1046.4 | 0
5675 | 1046.4 | 0
5676 | 1046.3142 | 0
5677 | 1046.053 | 0
5678 | 1045.7588 | 0
5679 | 1045.7035 | 0
5680 | 1045.6 | 0
5681 | 1045.6 | 0
5682 | 1045.1739 | 0
5683 | 1044.9992 | 0
5684 | 1044.814 | 0
5685 | 1044.8 | 0
5686 | 1044.8 | 0
5687 | 1044.668 | 0
5688 | 1044.091 | 0
5689 | 1044.046 | 0
5690 | 1044 | 0
5691 | 1044 | 0
5692 | 1044 | 0
5693 | 1043.7397 | 0
5694 | 1043.557 | 0
5695 | 1043.2 | 0
5696 | 1043.0311 | 0
5697 | 1042.9674 | 0
5698 | 1042.9327 | 0
5699 | 1042.651 | 0
5700 | 1042.494 | 0
5701 | 1042.2318 | 0
5702 | 1041.9355 | 0
5703 | 1041.8741 | 0
5704 | 1041.8558 | 0
5705 | 1041.693 | 0
5706 | 1041.6 | 0
5707 | 1041.4963 | 0
5708 | 1041.064 | 0
5709 | 1040.947 | 0
5710 | 1040.8 | 0
5711 | 1040.75 | 0
5712 | 1040.5708 | 0
5713 | 1040.3999 | 0
5714 | 1040.324 | 0
5715 | 1040.17 | 0
5716 | 1040.17 | 0
5717 | 1040.0298 | 0
5718 | 1040.0253 | 0
5719 | 1040.0253 | 0
5720 | 1040.0253 | 0
5721 | 1040 | 0
5722 | 1040 | 0
5723 | 1039.8662 | 0
5724 | 1039.674 | 0
5725 | 1039.5433 | 0
5726 | 1039.4979 | 0
5727 | 1039.4793 | 0
5728 | 1039.2 | 0
5729 | 1038.7663 | 0
5730 | 1038.644 | 0
5731 | 1038.439 | 0
5732 | 1038.0979 | 0
5733 | 1038.0979 | 0
5734 | 1038.061 | 0
5735 | 1037.8187 | 0
5736 | 1037.81 | 0
5737 | 1037.6411 | 0
5738 | 1037.6 | 0
5739 | 1037.4685 | 0
5740 | 1037.0083 | 0
5741 | 1036.9885 | 0
5742 | 1036.9712 | 0
5743 | 1036.8 | 0
5744 | 1036.8 | 0
5745 | 1036.7165 | 0
5746 | 1036.4355 | 0
5747 | 1036.3477 | 0
5748 | 1036.347 | 0
5749 | 1035.63 | 0
5750 | 1035.6122 | 0
5751 | 1035.489 | 0
5752 | 1035.3352 | 0
5753 | 1035.2371 | 0
5754 | 1035.196 | 0
5755 | 1034.934 | 0
5756 | 1034.8766 | 0
5757 | 1034.4 | 0
5758 | 1034.163 | 0
5759 | 1034.1411 | 0
5760 | 1034.1178 | 0
5761 | 1034.0283 | 0
5762 | 1033.825 | 0
5763 | 1033.754 | 0
5764 | 1033.564 | 0
5765 | 1033.486 | 0
5766 | 1033.4007 | 0
5767 | 1033.3278 | 0
5768 | 1032.9192 | 0
5769 | 1032.8 | 0
5770 | 1032.8 | 0
5771 | 1032.7373 | 0
5772 | 1032.5724 | 0
5773 | 1032.5448 | 0
5774 | 1032 | 0
5775 | 1031.9346 | 0
5776 | 1031.8818 | 0
5777 | 1031.53 | 0
5778 | 1031.203 | 0
5779 | 1031.2 | 0
5780 | 1031.199 | 0
5781 | 1031.1911 | 0
5782 | 1031.1911 | 0
5783 | 1030.8817 | 0
5784 | 1030.5004 | 0
5785 | 1030.4 | 0
5786 | 1030.094 | 0
5787 | 1029.977 | 0
5788 | 1029.964 | 0
5789 | 1029.6 | 0
5790 | 1029.466 | 0
5791 | 1029.119 | 0
5792 | 1029.119 | 0
5793 | 1028.874 | 0
5794 | 1028.83 | 0
5795 | 1028.8 | 0
5796 | 1028.635 | 0
5797 | 1028.4225 | 0
5798 | 1028.257 | 0
5799 | 1028 | 0
5800 | 1028 | 0
5801 | 1027.9858 | 0
5802 | 1027.7377 | 0
5803 | 1027.48 | 0
5804 | 1027.129 | 0
5805 | 1027.0912 | 0
5806 | 1026.622 | 0
5807 | 1026.462 | 0
5808 | 1026.4 | 0
5809 | 1026.4 | 0
5810 | 1026.3765 | 0
5811 | 1025.9707 | 0
5812 | 1025.3149 | 0
5813 | 1025.232 | 0
5814 | 1025.0301 | 0
5815 | 1024.9954 | 0
5816 | 1024.991 | 0
5817 | 1024.287 | 0
5818 | 1024.0045 | 0
5819 | 1024 | 0
5820 | 1023.3432 | 0
5821 | 1023.2276 | 0
5822 | 1023.2024 | 0
5823 | 1022.9029 | 0
5824 | 1022.571 | 0
5825 | 1022.55 | 0
5826 | 1022.4 | 0
5827 | 1022.2874 | 0
5828 | 1022.2122 | 0
5829 | 1021.6373 | 0
5830 | 1021.6 | 0
5831 | 1021.5215 | 0
5832 | 1021.1849 | 0
5833 | 1021.024 | 0
5834 | 1020.8968 | 0
5835 | 1020.8968 | 0
5836 | 1020.8308 | 0
5837 | 1020.8308 | 0
5838 | 1020.8 | 0
5839 | 1020.5365 | 0
5840 | 1020.516 | 0
5841 | 1020 | 0
5842 | 1020 | 0
5843 | 1019.8339 | 0
5844 | 1019.831 | 0
5845 | 1019.4494 | 0
5846 | 1019.4307 | 0
5847 | 1019.2 | 0
5848 | 1019.2 | 0
5849 | 1019.092 | 0
5850 | 1018.6952 | 0
5851 | 1018.4 | 0
5852 | 1018.275 | 0
5853 | 1018.1982 | 0
5854 | 1018.0681 | 0
5855 | 1017.97 | 0
5856 | 1017.789 | 0
5857 | 1017.622 | 0
5858 | 1017.2747 | 0
5859 | 1017.1236 | 0
5860 | 1017.049 | 0
5861 | 1016.8 | 0
5862 | 1016.1898 | 0
5863 | 1016.173 | 0
5864 | 1016 | 0
5865 | 1016 | 0
5866 | 1016 | 0
5867 | 1016 | 0
5868 | 1015.996 | 0
5869 | 1015.996 | 0
5870 | 1015.736 | 0
5871 | 1015.72 | 0
5872 | 1015.4608 | 0
5873 | 1015.0755 | 0
5874 | 1015.0176 | 0
5875 | 1014.4 | 0
5876 | 1014.4 | 0
5877 | 1014.359 | 0
5878 | 1014.0104 | 0
5879 | 1013.9043 | 0
5880 | 1013.2333 | 0
5881 | 1012.9324 | 0
5882 | 1012.811 | 0
5883 | 1012.5426 | 0
5884 | 1012.197 | 0
5885 | 1012 | 0
5886 | 1011.616 | 0
5887 | 1011.485 | 0
5888 | 1010.9393 | 0
5889 | 1010.911 | 0
5890 | 1010.871 | 0
5891 | 1010.5833 | 0
5892 | 1010.4706 | 0
5893 | 1010.4 | 0
5894 | 1009.939 | 0
5895 | 1009.8492 | 0
5896 | 1009.7099 | 0
5897 | 1009.6 | 0
5898 | 1009.0892 | 0
5899 | 1008.8 | 0
5900 | 1008.77 | 0
5901 | 1008.407 | 0
5902 | 1008.3985 | 0
5903 | 1008.3985 | 0
5904 | 1008.2725 | 0
5905 | 1008 | 0
5906 | 1007.9081 | 0
5907 | 1007.2 | 0
5908 | 1007.057 | 0
5909 | 1007.0171 | 0
5910 | 1006.9788 | 0
5911 | 1006.9269 | 0
5912 | 1006.925 | 0
5913 | 1006.4 | 0
5914 | 1006.4 | 0
5915 | 1005.6358 | 0
5916 | 1005.3405 | 0
5917 | 1005.2559 | 0
5918 | 1004.7203 | 0
5919 | 1004.4362 | 0
5920 | 1004.3509 | 0
5921 | 1004.2544 | 0
5922 | 1004 | 0
5923 | 1003.9848 | 0
5924 | 1003.5637 | 0
5925 | 1003.5499 | 0
5926 | 1003.5325 | 0
5927 | 1003.501 | 0
5928 | 1003.211 | 0
5929 | 1003.197 | 0
5930 | 1003.1398 | 0
5931 | 1002.649 | 0
5932 | 1002.5404 | 0
5933 | 1002.4448 | 0
5934 | 1002.3878 | 0
5935 | 1002.061 | 0
5936 | 1001.7782 | 0
5937 | 1001.4733 | 0
5938 | 1001.0427 | 0
5939 | 1001.0427 | 0
5940 | 1001.0427 | 0
5941 | 1000.8 | 0
5942 | 1000.6964 | 0
5943 | 1000.3072 | 0
5944 | 1000.1103 | 0
5945 | 1000 | 0
5946 | 999.966 | 0
5947 | 999.303 | 0
5948 | 999.2 | 0
5949 | 999.188 | 0
5950 | 999.0366 | 0
5951 | 998.7939 | 0
5952 | 998.7617 | 0
5953 | 998.7289 | 0
5954 | 998.4 | 0
5955 | 998.236 | 0
5956 | 998.1356 | 0
5957 | 997.74 | 0
5958 | 997.6 | 0
5959 | 997.558 | 0
5960 | 997.388 | 0
5961 | 997.387 | 0
5962 | 996.949 | 0
5963 | 996.848 | 0
5964 | 996.8117 | 0
5965 | 996.8 | 0
5966 | 996.612 | 0
5967 | 996 | 0
5968 | 995.2755 | 0
5969 | 995.2 | 0
5970 | 995.2 | 0
5971 | 994.822 | 0
5972 | 994.4167 | 0
5973 | 994.4 | 0
5974 | 994.134 | 0
5975 | 994.1031 | 0
5976 | 993.966 | 0
5977 | 993.9174 | 0
5978 | 993.8319 | 0
5979 | 993.6875 | 0
5980 | 993.6 | 0
5981 | 993.5084 | 0
5982 | 993.2035 | 0
5983 | 992.8 | 0
5984 | 992.7355 | 0
5985 | 992.2165 | 0
5986 | 992.147 | 0
5987 | 992 | 0
5988 | 991.3731 | 0
5989 | 991.2 | 0
5990 | 991.14 | 0
5991 | 991.1314 | 0
5992 | 991.078 | 0
5993 | 991.068 | 0
5994 | 990.4614 | 0
5995 | 990.0065 | 0
5996 | 989.602 | 0
5997 | 989.561 | 0
5998 | 989.2744 | 0
5999 | 989.2744 | 0
6000 | 988.9209 | 0
6001 | 988.8 | 0
6002 | 988.8 | 0
6003 | 988.5389 | 0
6004 | 988.449 | 0
6005 | 988.3687 | 0
6006 | 988.3687 | 0
6007 | 987.833 | 0
6008 | 987.823 | 0
6009 | 987.594 | 0
6010 | 986.9251 | 0
6011 | 986.7115 | 0
6012 | 985.6059 | 0
6013 | 985.6 | 0
6014 | 985.6 | 0
6015 | 985.1178 | 0
6016 | 984.961 | 0
6017 | 984.8613 | 0
6018 | 984.8 | 0
6019 | 983.6487 | 0
6020 | 983.2 | 0
6021 | 983.0315 | 0
6022 | 982.8432 | 0
6023 | 982.8432 | 0
6024 | 982.402 | 0
6025 | 982.4 | 0
6026 | 981.6 | 0
6027 | 981.3959 | 0
6028 | 981.304 | 0
6029 | 980.994 | 0
6030 | 980.8 | 0
6031 | 980.4482 | 0
6032 | 980.197 | 0
6033 | 979.933 | 0
6034 | 979.2 | 0
6035 | 979.152 | 0
6036 | 979.12 | 0
6037 | 979.053 | 0
6038 | 978.9424 | 0
6039 | 978.516 | 0
6040 | 978.4 | 0
6041 | 978.4 | 0
6042 | 978.1652 | 0
6043 | 977.329 | 0
6044 | 977.25 | 0
6045 | 976.907 | 0
6046 | 976.828 | 0
6047 | 976.8 | 0
6048 | 976.8 | 0
6049 | 976.5554 | 0
6050 | 976.1213 | 0
6051 | 976.035 | 0
6052 | 976.002 | 0
6053 | 975.9364 | 0
6054 | 975.8383 | 0
6055 | 975.5698 | 0
6056 | 975.2784 | 0
6057 | 975.268 | 0
6058 | 974.5728 | 0
6059 | 974.555 | 0
6060 | 974.019 | 0
6061 | 973.8643 | 0
6062 | 973.8643 | 0
6063 | 973.6 | 0
6064 | 973.1736 | 0
6065 | 973.1736 | 0
6066 | 973.1736 | 0
6067 | 972.841 | 0
6068 | 972.737 | 0
6069 | 972.383 | 0
6070 | 972.3574 | 0
6071 | 972.165 | 0
6072 | 972 | 0
6073 | 971.536 | 0
6074 | 971.201 | 0
6075 | 971.2 | 0
6076 | 971.1397 | 0
6077 | 970.887 | 0
6078 | 970.8864 | 0
6079 | 970.741 | 0
6080 | 970.4 | 0
6081 | 970.3841 | 0
6082 | 970.1509 | 0
6083 | 969.7735 | 0
6084 | 969.506 | 0
6085 | 969.134 | 0
6086 | 969.0295 | 0
6087 | 968.9779 | 0
6088 | 968.8011 | 0
6089 | 968.8 | 0
6090 | 968.3737 | 0
6091 | 968.3388 | 0
6092 | 968 | 0
6093 | 967.693 | 0
6094 | 967.4928 | 0
6095 | 967.4233 | 0
6096 | 967.2088 | 0
6097 | 967.2 | 0
6098 | 967.2 | 0
6099 | 966.9575 | 0
6100 | 966.9575 | 0
6101 | 966.93 | 0
6102 | 966.5111 | 0
6103 | 966.2668 | 0
6104 | 966.192 | 0
6105 | 966.144 | 0
6106 | 965.839 | 0
6107 | 965.4739 | 0
6108 | 965.107 | 0
6109 | 964.8 | 0
6110 | 964.8 | 0
6111 | 964.4063 | 0
6112 | 964.1947 | 0
6113 | 964 | 0
6114 | 963.4036 | 0
6115 | 963.2 | 0
6116 | 963.2 | 0
6117 | 962.7957 | 0
6118 | 962.5079 | 0
6119 | 962.443 | 0
6120 | 962.4338 | 0
6121 | 962.0602 | 0
6122 | 961.6 | 0
6123 | 961.6 | 0
6124 | 961.5296 | 0
6125 | 961.4501 | 0
6126 | 961.3246 | 0
6127 | 961.0472 | 0
6128 | 961.001 | 0
6129 | 960.8 | 0
6130 | 960.752 | 0
6131 | 960.7413 | 0
6132 | 960.2503 | 0
6133 | 960 | 0
6134 | 960 | 0
6135 | 959.8536 | 0
6136 | 959.437 | 0
6137 | 958.726 | 0
6138 | 958.609 | 0
6139 | 958.182 | 0
6140 | 957.674 | 0
6141 | 957.647 | 0
6142 | 957.6 | 0
6143 | 957.6 | 0
6144 | 957.501 | 0
6145 | 956.9115 | 0
6146 | 956.861 | 0
6147 | 956.4739 | 0
6148 | 956.176 | 0
6149 | 956.176 | 0
6150 | 955.9065 | 0
6151 | 955.563 | 0
6152 | 955.4405 | 0
6153 | 955.36 | 0
6154 | 955.2158 | 0
6155 | 954.794 | 0
6156 | 954.5252 | 0
6157 | 954.5088 | 0
6158 | 954.4075 | 0
6159 | 954.4 | 0
6160 | 953.993 | 0
6161 | 953.6 | 0
6162 | 953.6 | 0
6163 | 953.4016 | 0
6164 | 952.8174 | 0
6165 | 952.8 | 0
6166 | 952.1242 | 0
6167 | 951.6977 | 0
6168 | 951.408 | 0
6169 | 951.2 | 0
6170 | 951.0801 | 0
6171 | 951.0274 | 0
6172 | 950.4987 | 0
6173 | 950.4 | 0
6174 | 950.4 | 0
6175 | 950.4 | 0
6176 | 949.841 | 0
6177 | 949.7888 | 0
6178 | 949.6904 | 0
6179 | 949.6 | 0
6180 | 949.6 | 0
6181 | 949.6 | 0
6182 | 949.6 | 0
6183 | 949.5925 | 0
6184 | 949.208 | 0
6185 | 948.6415 | 0
6186 | 948.631 | 0
6187 | 948.3591 | 0
6188 | 947.273 | 0
6189 | 946.9489 | 0
6190 | 946.4 | 0
6191 | 946.1464 | 0
6192 | 945.9468 | 0
6193 | 945.9063 | 0
6194 | 945.9063 | 0
6195 | 945.8787 | 0
6196 | 945.2549 | 0
6197 | 945.1432 | 0
6198 | 944.8 | 0
6199 | 944.397 | 0
6200 | 944.3424 | 0
6201 | 944.1649 | 0
6202 | 943.9799 | 0
6203 | 943.5293 | 0
6204 | 943.4742 | 0
6205 | 943.2 | 0
6206 | 943.2 | 0
6207 | 943.2 | 0
6208 | 942.426 | 0
6209 | 942.4 | 0
6210 | 942.4 | 0
6211 | 942.4 | 0
6212 | 942.4 | 0
6213 | 942.1656 | 0
6214 | 941.4022 | 0
6215 | 940.8 | 0
6216 | 939.5312 | 0
6217 | 939.3301 | 0
6218 | 939.3183 | 0
6219 | 939.259 | 0
6220 | 938.7295 | 0
6221 | 938.571 | 0
6222 | 937.788 | 0
6223 | 937.6 | 0
6224 | 936.9874 | 0
6225 | 936.9532 | 0
6226 | 936.672 | 0
6227 | 936.447 | 0
6228 | 936.0094 | 0
6229 | 936 | 0
6230 | 935.942 | 0
6231 | 935.4336 | 0
6232 | 935.0749 | 0
6233 | 934.4 | 0
6234 | 934.389 | 0
6235 | 934.3477 | 0
6236 | 934.1267 | 0
6237 | 934.1104 | 0
6238 | 933.8677 | 0
6239 | 933.853 | 0
6240 | 933.7278 | 0
6241 | 933.699 | 0
6242 | 933.6 | 0
6243 | 933.17 | 0
6244 | 933.114 | 0
6245 | 933.1028 | 0
6246 | 932.616 | 0
6247 | 932.4233 | 0
6248 | 932.415 | 0
6249 | 932 | 0
6250 | 932 | 0
6251 | 931.0419 | 0
6252 | 930.985 | 0
6253 | 930.64 | 0
6254 | 930.6139 | 0
6255 | 930.0798 | 0
6256 | 930.0669 | 0
6257 | 929.6605 | 0
6258 | 929.5402 | 0
6259 | 928.89 | 0
6260 | 928.5379 | 0
6261 | 928.2792 | 0
6262 | 927.5885 | 0
6263 | 927.2 | 0
6264 | 927.2 | 0
6265 | 926.8978 | 0
6266 | 926.8872 | 0
6267 | 926.8434 | 0
6268 | 926.6013 | 0
6269 | 925.5164 | 0
6270 | 925.2842 | 0
6271 | 924.9656 | 0
6272 | 924.647 | 0
6273 | 924 | 0
6274 | 923.2 | 0
6275 | 923.2 | 0
6276 | 923.0026 | 0
6277 | 923.0026 | 0
6278 | 922.415 | 0
6279 | 921.625 | 0
6280 | 921.6 | 0
6281 | 921.6 | 0
6282 | 920.542 | 0
6283 | 920.17 | 0
6284 | 920.1355 | 0
6285 | 920 | 0
6286 | 919.991 | 0
6287 | 919.3003 | 0
6288 | 918.666 | 0
6289 | 918.6645 | 0
6290 | 918.6096 | 0
6291 | 918.411 | 0
6292 | 918.4 | 0
6293 | 918.03 | 0
6294 | 917.901 | 0
6295 | 916.9976 | 0
6296 | 916.0101 | 0
6297 | 916 | 0
6298 | 915.603 | 0
6299 | 915.477 | 0
6300 | 915.255 | 0
6301 | 915.2 | 0
6302 | 914.8386 | 0
6303 | 914.3338 | 0
6304 | 914.2514 | 0
6305 | 914.0068 | 0
6306 | 913.5158 | 0
6307 | 912.0448 | 0
6308 | 912 | 0
6309 | 911.7028 | 0
6310 | 911.7028 | 0
6311 | 911.6949 | 0
6312 | 911.5146 | 0
6313 | 911.1879 | 0
6314 | 910.899 | 0
6315 | 910.3214 | 0
6316 | 909.1027 | 0
6317 | 908.4526 | 0
6318 | 908.0488 | 0
6319 | 907.915 | 0
6320 | 907.5587 | 0
6321 | 906.4 | 0
6322 | 906.4 | 0
6323 | 906.2351 | 0
6324 | 906.1606 | 0
6325 | 906.1606 | 0
6326 | 906.1208 | 0
6327 | 905.877 | 0
6328 | 905.6 | 0
6329 | 905.5732 | 0
6330 | 905.477 | 0
6331 | 905.4251 | 0
6332 | 905.259 | 0
6333 | 905.101 | 0
6334 | 904.8 | 0
6335 | 904.3835 | 0
6336 | 904.057 | 0
6337 | 904 | 0
6338 | 904 | 0
6339 | 903.9083 | 0
6340 | 903.8122 | 0
6341 | 903.735 | 0
6342 | 903.2 | 0
6343 | 902.483 | 0
6344 | 902.102 | 0
6345 | 901.6 | 0
6346 | 900.704 | 0
6347 | 900.697 | 0
6348 | 900.2029 | 0
6349 | 900.079 | 0
6350 | 899.6868 | 0
6351 | 899.541 | 0
6352 | 899.2 | 0
6353 | 898.8077 | 0
6354 | 898.5931 | 0
6355 | 898.574 | 0
6356 | 898.4 | 0
6357 | 898.155 | 0
6358 | 898.0699 | 0
6359 | 897.95 | 0
6360 | 897.6 | 0
6361 | 896.5867 | 0
6362 | 896 | 0
6363 | 895.8243 | 0
6364 | 895.1263 | 0
6365 | 895.1263 | 0
6366 | 895.0328 | 0
6367 | 894.9055 | 0
6368 | 894.813 | 0
6369 | 894.4 | 0
6370 | 893.7415 | 0
6371 | 892.9213 | 0
6372 | 892.8 | 0
6373 | 892.8 | 0
6374 | 891.925 | 0
6375 | 891.6729 | 0
6376 | 891.6729 | 0
6377 | 891.524 | 0
6378 | 891.267 | 0
6379 | 890.7147 | 0
6380 | 890.4 | 0
6381 | 890.4 | 0
6382 | 889.7008 | 0
6383 | 889.368 | 0
6384 | 889.2698 | 0
6385 | 889.2437 | 0
6386 | 889.005 | 0
6387 | 888.9102 | 0
6388 | 888.252 | 0
6389 | 888.082 | 0
6390 | 888.077 | 0
6391 | 888.0562 | 0
6392 | 888 | 0
6393 | 887.264 | 0
6394 | 887.0799 | 0
6395 | 886.366 | 0
6396 | 886.201 | 0
6397 | 886.193 | 0
6398 | 885.9086 | 0
6399 | 885.4685 | 0
6400 | 884.928 | 0
6401 | 883.3154 | 0
6402 | 883.2 | 0
6403 | 882.8525 | 0
6404 | 882.8417 | 0
6405 | 882.8235 | 0
6406 | 882.694 | 0
6407 | 882.651 | 0
6408 | 882.624 | 0
6409 | 882.579 | 0
6410 | 882.1064 | 0
6411 | 881.612 | 0
6412 | 881.4527 | 0
6413 | 881.3451 | 0
6414 | 880.938 | 0
6415 | 880.8 | 0
6416 | 880.622 | 0
6417 | 880 | 0
6418 | 879.9313 | 0
6419 | 879.7304 | 0
6420 | 879.2406 | 0
6421 | 879.0094 | 0
6422 | 878.5446 | 0
6423 | 878.4 | 0
6424 | 877.8811 | 0
6425 | 877.6 | 0
6426 | 877.3751 | 0
6427 | 876.805 | 0
6428 | 876.8 | 0
6429 | 876.8 | 0
6430 | 876.8 | 0
6431 | 876.5771 | 0
6432 | 876.383 | 0
6433 | 876.0043 | 0
6434 | 875.7872 | 0
6435 | 875.2 | 0
6436 | 874.7245 | 0
6437 | 874.2602 | 0
6438 | 874.205 | 0
6439 | 873.0622 | 0
6440 | 873.013 | 0
6441 | 872.9741 | 0
6442 | 872.0645 | 0
6443 | 871.996 | 0
6444 | 871.6431 | 0
6445 | 871.2 | 0
6446 | 870.547 | 0
6447 | 870.304 | 0
6448 | 870.2682 | 0
6449 | 870.2617 | 0
6450 | 869.633 | 0
6451 | 869.487 | 0
6452 | 866.892 | 0
6453 | 866.164 | 0
6454 | 866.1271 | 0
6455 | 864.861 | 0
6456 | 864.8 | 0
6457 | 864.1732 | 0
6458 | 863.605 | 0
6459 | 863.52 | 0
6460 | 863.2 | 0
6461 | 862.4134 | 0
6462 | 861.9735 | 0
6463 | 861.226 | 0
6464 | 860.9694 | 0
6465 | 860.8 | 0
6466 | 860.8 | 0
6467 | 860.713 | 0
6468 | 860.5921 | 0
6469 | 860.551 | 0
6470 | 859.624 | 0
6471 | 859.4179 | 0
6472 | 858.742 | 0
6473 | 858.4429 | 0
6474 | 858.4 | 0
6475 | 858.2665 | 0
6476 | 858.247 | 0
6477 | 857.2624 | 0
6478 | 857.0857 | 0
6479 | 856.951 | 0
6480 | 856.555 | 0
6481 | 856.2803 | 0
6482 | 856 | 0
6483 | 855.7574 | 0
6484 | 855.543 | 0
6485 | 855.4501 | 0
6486 | 855.4089 | 0
6487 | 855.2 | 0
6488 | 855.171 | 0
6489 | 854.4 | 0
6490 | 853.6 | 0
6491 | 853.2232 | 0
6492 | 852.8 | 0
6493 | 852.6441 | 0
6494 | 851.9365 | 0
6495 | 851.5291 | 0
6496 | 851.215 | 0
6497 | 851.2 | 0
6498 | 850.4 | 0
6499 | 850.341 | 0
6500 | 849.9704 | 0
6501 | 848.8505 | 0
6502 | 848.7901 | 0
6503 | 848.4842 | 0
6504 | 848.1616 | 0
6505 | 848.1598 | 0
6506 | 848 | 0
6507 | 847.2718 | 0
6508 | 846.3463 | 0
6509 | 846.0043 | 0
6510 | 845.6 | 0
6511 | 845.369 | 0
6512 | 845.333 | 0
6513 | 845.2702 | 0
6514 | 844.8066 | 0
6515 | 844.7064 | 0
6516 | 843.9182 | 0
6517 | 843.7136 | 0
6518 | 843.2 | 0
6519 | 842.753 | 0
6520 | 842.1704 | 0
6521 | 842.0808 | 0
6522 | 840.5623 | 0
6523 | 840 | 0
6524 | 840 | 0
6525 | 839.555 | 0
6526 | 839.44 | 0
6527 | 838.4 | 0
6528 | 838.4 | 0
6529 | 837.4805 | 0
6530 | 837.0277 | 0
6531 | 836.8 | 0
6532 | 836.64 | 0
6533 | 836 | 0
6534 | 835.9855 | 0
6535 | 835.7275 | 0
6536 | 835.519 | 0
6537 | 833.8618 | 0
6538 | 833.363 | 0
6539 | 832.2691 | 0
6540 | 831.2 | 0
6541 | 831.19 | 0
6542 | 831.1376 | 0
6543 | 830.0973 | 0
6544 | 829.986 | 0
6545 | 829.6 | 0
6546 | 829.113 | 0
6547 | 828.8 | 0
6548 | 828.8 | 0
6549 | 828.8 | 0
6550 | 828.4586 | 0
6551 | 828.43 | 0
6552 | 828.2161 | 0
6553 | 827.5326 | 0
6554 | 827.2 | 0
6555 | 826.7486 | 0
6556 | 826.6632 | 0
6557 | 826.5843 | 0
6558 | 826.4 | 0
6559 | 825.915 | 0
6560 | 825.6 | 0
6561 | 824.194 | 0
6562 | 823.7824 | 0
6563 | 823.5547 | 0
6564 | 823.2952 | 0
6565 | 823.2952 | 0
6566 | 822.6911 | 0
6567 | 822.307 | 0
6568 | 822.233 | 0
6569 | 821.2232 | 0
6570 | 820.8 | 0
6571 | 820.686 | 0
6572 | 820.5325 | 0
6573 | 820.5103 | 0
6574 | 820 | 0
6575 | 819.4309 | 0
6576 | 819.3456 | 0
6577 | 818.6338 | 0
6578 | 818.4 | 0
6579 | 817.356 | 0
6580 | 817.3512 | 0
6581 | 816.4272 | 0
6582 | 816 | 0
6583 | 815.6977 | 0
6584 | 815.3764 | 0
6585 | 815.3764 | 0
6586 | 814.7659 | 0
6587 | 813.6256 | 0
6588 | 813.6256 | 0
6589 | 813.6014 | 0
6590 | 813.6 | 0
6591 | 812.644 | 0
6592 | 812.402 | 0
6593 | 812.063 | 0
6594 | 812 | 0
6595 | 811.981 | 0
6596 | 811.5093 | 0
6597 | 810.397 | 0
6598 | 809.4815 | 0
6599 | 809.242 | 0
6600 | 808.8 | 0
6601 | 807.601 | 0
6602 | 806.8654 | 0
6603 | 806.512 | 0
6604 | 806.1299 | 0
6605 | 806.027 | 0
6606 | 805.6 | 0
6607 | 804.961 | 0
6608 | 804.6468 | 0
6609 | 803.82 | 0
6610 | 803.013 | 0
6611 | 802.622 | 0
6612 | 802.2911 | 0
6613 | 802.242 | 0
6614 | 802.2369 | 0
6615 | 801.8299 | 0
6616 | 800.5026 | 0
6617 | 799.5406 | 0
6618 | 799.2 | 0
6619 | 799.112 | 0
6620 | 799.087 | 0
6621 | 798.5303 | 0
6622 | 798.4 | 0
6623 | 797.7399 | 0
6624 | 797.6 | 0
6625 | 797.6 | 0
6626 | 797.587 | 0
6627 | 796.5663 | 0
6628 | 795.2945 | 0
6629 | 793.1348 | 0
6630 | 792 | 0
6631 | 791.3395 | 0
6632 | 791.2837 | 0
6633 | 790.3815 | 0
6634 | 789.213 | 0
6635 | 788.801 | 0
6636 | 787.8808 | 0
6637 | 785.5354 | 0
6638 | 785.1463 | 0
6639 | 784.8 | 0
6640 | 784.8 | 0
6641 | 784.747 | 0
6642 | 784.7098 | 0
6643 | 782.7914 | 0
6644 | 782.6071 | 0
6645 | 782.5933 | 0
6646 | 782.5449 | 0
6647 | 781.83 | 0
6648 | 781.8035 | 0
6649 | 780.4728 | 0
6650 | 780.334 | 0
6651 | 780 | 0
6652 | 779.6512 | 0
6653 | 779.2 | 0
6654 | 779.2 | 0
6655 | 778.4 | 0
6656 | 777.6212 | 0
6657 | 777.272 | 0
6658 | 776.4017 | 0
6659 | 776.1206 | 0
6660 | 774.9473 | 0
6661 | 774.4 | 0
6662 | 773.4902 | 0
6663 | 772.296 | 0
6664 | 771.604 | 0
6665 | 771.2136 | 0
6666 | 770.837 | 0
6667 | 770.8032 | 0
6668 | 770.8032 | 0
6669 | 769.6 | 0
6670 | 768.029 | 0
6671 | 768 | 0
6672 | 767.602 | 0
6673 | 764 | 0
6674 | 762.515 | 0
6675 | 761.9789 | 0
6676 | 761.6585 | 0
6677 | 760 | 0
6678 | 759.7922 | 0
6679 | 759.475 | 0
6680 | 759.2 | 0
6681 | 758.1283 | 0
6682 | 758.1283 | 0
6683 | 756.9896 | 0
6684 | 756.9896 | 0
6685 | 756.627 | 0
6686 | 756.271 | 0
6687 | 755.2 | 0
6688 | 754.857 | 0
6689 | 754.4 | 0
6690 | 753.773 | 0
6691 | 752.979 | 0
6692 | 752.8 | 0
6693 | 752.1548 | 0
6694 | 750.2304 | 0
6695 | 750.082 | 0
6696 | 747.1449 | 0
6697 | 746.5353 | 0
6698 | 745.043 | 0
6699 | 743.1759 | 0
6700 | 741.7717 | 0
6701 | 741.6 | 0
6702 | 741.6 | 0
6703 | 740.535 | 0
6704 | 740.237 | 0
6705 | 739.3182 | 0
6706 | 739.0318 | 0
6707 | 738.4 | 0
6708 | 738.0913 | 0
6709 | 736.9597 | 0
6710 | 734.6806 | 0
6711 | 734.4698 | 0
6712 | 734.4 | 0
6713 | 733.5934 | 0
6714 | 730.0529 | 0
6715 | 729.6 | 0
6716 | 729.5043 | 0
6717 | 728.8 | 0
6718 | 728.4592 | 0
6719 | 727.5949 | 0
6720 | 727.2 | 0
6721 | 726.714 | 0
6722 | 725.6 | 0
6723 | 724.5973 | 0
6724 | 723.729 | 0
6725 | 723.2 | 0
6726 | 721.6 | 0
6727 | 720.8 | 0
6728 | 720.5879 | 0
6729 | 720.376 | 0
6730 | 717.6 | 0
6731 | 716.923 | 0
6732 | 716.419 | 0
6733 | 716.3965 | 0
6734 | 716.2392 | 0
6735 | 715.847 | 0
6736 | 715.8188 | 0
6737 | 715.661 | 0
6738 | 715.5485 | 0
6739 | 714.1672 | 0
6740 | 714.13 | 0
6741 | 713.6 | 0
6742 | 713.0577 | 0
6743 | 712.7858 | 0
6744 | 711.9834 | 0
6745 | 709.9428 | 0
6746 | 709.607 | 0
6747 | 708.8 | 0
6748 | 708.5433 | 0
6749 | 707.951 | 0
6750 | 706.4 | 0
6751 | 706.0992 | 0
6752 | 705.6 | 0
6753 | 704.9694 | 0
6754 | 704.9694 | 0
6755 | 704.878 | 0
6756 | 704 | 0
6757 | 700.8 | 0
6758 | 700.377 | 0
6759 | 699.2 | 0
6760 | 697.6 | 0
6761 | 697.26 | 0
6762 | 692.7019 | 0
6763 | 691.8841 | 0
6764 | 691.327 | 0
6765 | 690.747 | 0
6766 | 689.9172 | 0
6767 | 689.6 | 0
6768 | 689.6 | 0
6769 | 688.6006 | 0
6770 | 686.5273 | 0
6771 | 686.4 | 0
6772 | 686.4 | 0
6773 | 683.53 | 0
6774 | 682.6487 | 0
6775 | 680.187 | 0
6776 | 680.172 | 0
6777 | 679.439 | 0
6778 | 679.251 | 0
6779 | 678.563 | 0
6780 | 677.6 | 0
6781 | 676.8 | 0
6782 | 675.2074 | 0
6783 | 674.8497 | 0
6784 | 674.256 | 0
6785 | 673.7052 | 0
6786 | 672.9677 | 0
6787 | 672.0078 | 0
6788 | 671.56 | 0
6789 | 671.4383 | 0
6790 | 671.3979 | 0
6791 | 668.8 | 0
6792 | 668.5877 | 0
6793 | 667.766 | 0
6794 | 666.613 | 0
6795 | 664.4379 | 0
6796 | 663.439 | 0
6797 | 662.3137 | 0
6798 | 662.126 | 0
6799 | 660.137 | 0
6800 | 658.296 | 0
6801 | 657.357 | 0
6802 | 657.248 | 0
6803 | 656.8 | 0
6804 | 652.0056 | 0
6805 | 650.269 | 0
6806 | 649.4642 | 0
6807 | 646.748 | 0
6808 | 644.2323 | 0
6809 | 642.919 | 0
6810 | 641.0608 | 0
6811 | 639.7638 | 0
6812 | 639.3445 | 0
6813 | 638.4 | 0
6814 | 637.627 | 0
6815 | 636.197 | 0
6816 | 635.2 | 0
6817 | 632.529 | 0
6818 | 631.5235 | 0
6819 | 627.109 | 0
6820 | 626.4 | 0
6821 | 625.816 | 0
6822 | 624.6762 | 0
6823 | 624.5034 | 0
6824 | 622.722 | 0
6825 | 622.3062 | 0
6826 | 621.669 | 0
6827 | 619.025 | 0
6828 | 618.959 | 0
6829 | 618.406 | 0
6830 | 617.579 | 0
6831 | 615.896 | 0
6832 | 615.8259 | 0
6833 | 615.277 | 0
6834 | 612.699 | 0
6835 | 609.2833 | 0
6836 | 609.1832 | 0
6837 | 607.8018 | 0
6838 | 606.677 | 0
6839 | 606.4 | 0
6840 | 606.0119 | 0
6841 | 603.316 | 0
6842 | 602.4 | 0
6843 | 602.2764 | 0
6844 | 601.179 | 0
6845 | 596.8 | 0
6846 | 596.201 | 0
6847 | 596 | 0
6848 | 594.4 | 0
6849 | 594.4 | 0
6850 | 593.7445 | 0
6851 | 593.572 | 0
6852 | 593.521 | 0
6853 | 592.8 | 0
6854 | 592.386 | 0
6855 | 592.271 | 0
6856 | 592.193 | 0
6857 | 587.2298 | 0
6858 | 586.4 | 0
6859 | 585.8407 | 0
6860 | 584.9195 | 0
6861 | 583.859 | 0
6862 | 583.145 | 0
6863 | 580.8 | 0
6864 | 576.8 | 0
6865 | 574.5564 | 0
6866 | 571.13 | 0
6867 | 567.8021 | 0
6868 | 565.025 | 0
6869 | 563.4848 | 0
6870 | 561.581 | 0
6871 | 559.198 | 0
6872 | 558.473 | 0
6873 | 557.6649 | 0
6874 | 556.7111 | 0
6875 | 552.934 | 0
6876 | 551.2 | 0
6877 | 551.1658 | 0
6878 | 550.7832 | 0
6879 | 546.3104 | 0
6880 | 545.507 | 0
6881 | 544.574 | 0
6882 | 537.6301 | 0
6883 | 536.721 | 0
6884 | 534.4 | 0
6885 | 533.643 | 0
6886 | 532.414 | 0
6887 | 531.2024 | 0
6888 | 526.4 | 0
6889 | 524.3525 | 0
6890 | 520.8758 | 0
6891 | 520.632 | 0
6892 | 516.8685 | 0
6893 | 512.7793 | 0
6894 | 511.4393 | 0
6895 | 511.2727 | 0
6896 | 506.2713 | 0
6897 | 505.6 | 0
6898 | 505.6 | 0
6899 | 505.286 | 0
6900 | 504 | 0
6901 | 504 | 0
6902 | 503.248 | 0
6903 | 503.2 | 0
6904 | 502.0396 | 0
6905 | 502.0396 | 0
6906 | 501.6 | 0
6907 | 500.197 | 0
6908 | 498.735 | 0
6909 | 498.4 | 0
6910 | 498.4 | 0
6911 | 498.4 | 0
6912 | 497.6 | 0
6913 | 496.7951 | 0
6914 | 496.4614 | 0
6915 | 496.4614 | 0
6916 | 496.4614 | 0
6917 | 495.6645 | 0
6918 | 495.6049 | 0
6919 | 490.41 | 0
6920 | 489.888 | 0
6921 | 487.2 | 0
6922 | 485.7777 | 0
6923 | 485.6 | 0
6924 | 485.3049 | 0
6925 | 484.8 | 0
6926 | 483.7112 | 0
6927 | 482.5196 | 0
6928 | 481.147 | 0
6929 | 480.8 | 0
6930 | 479.2755 | 0
6931 | 478.9298 | 0
6932 | 478.6691 | 0
6933 | 477.6 | 0
6934 | 475.7423 | 0
6935 | 472 | 0
6936 | 472 | 0
6937 | 470.5752 | 0
6938 | 470.1641 | 0
6939 | 469.188 | 0
6940 | 467.2 | 0
6941 | 465.3827 | 0
6942 | 460.316 | 0
6943 | 458.959 | 0
6944 | 457.786 | 0
6945 | 455.687 | 0
6946 | 453.9145 | 0
6947 | 452.8416 | 0
6948 | 451.698 | 0
6949 | 451.248 | 0
6950 | 450.4 | 0
6951 | 448.6481 | 0
6952 | 445.515 | 0
6953 | 442.969 | 0
6954 | 442.7905 | 0
6955 | 440.8103 | 0
6956 | 437.884 | 0
6957 | 436.2411 | 0
6958 | 433.4498 | 0
6959 | 433.137 | 0
6960 | 432.662 | 0
6961 | 431.2 | 0
6962 | 426.0894 | 0
6963 | 424 | 0
6964 | 423.3979 | 0
6965 | 423.123 | 0
6966 | 422.9472 | 0
6967 | 421.6 | 0
6968 | 419.9601 | 0
6969 | 416.8 | 0
6970 | 415.99 | 0
6971 | 414.3719 | 0
6972 | 413.609 | 0
6973 | 413.157 | 0
6974 | 412.0002 | 0
6975 | 410.829 | 0
6976 | 410.4 | 0
6977 | 408.8037 | 0
6978 | 408.03 | 0
6979 | 407.546 | 0
6980 | 406.4615 | 0
6981 | 406.4429 | 0
6982 | 403.1901 | 0
6983 | 402.4 | 0
6984 | 400.8348 | 0
6985 | 399.101 | 0
6986 | 397.7894 | 0
6987 | 397.6 | 0
6988 | 396.46 | 0
6989 | 395.2318 | 0
6990 | 394.4 | 0
6991 | 393.167 | 0
6992 | 392.5583 | 0
6993 | 390.9227 | 0
6994 | 390.4 | 0
6995 | 390.1049 | 0
6996 | 389.912 | 0
6997 | 389.328 | 0
6998 | 388.4692 | 0
6999 | 387.2 | 0
7000 | 386.8335 | 0
7001 | 385.6939 | 0
7002 | 385.522 | 0
7003 | 384.0224 | 0
7004 | 384 | 0
7005 | 382.4 | 0
7006 | 382.4 | 0
7007 | 381.8331 | 0
7008 | 381.6 | 0
7009 | 380.8 | 0
7010 | 380 | 0
7011 | 378.6719 | 0
7012 | 378.4 | 0
7013 | 378.4 | 0
7014 | 378.0493 | 0
7015 | 376.9281 | 0
7016 | 375.588 | 0
7017 | 375.3839 | 0
7018 | 375.337 | 0
7019 | 371.3765 | 0
7020 | 369.6591 | 0
7021 | 369.6 | 0
7022 | 368.8 | 0
7023 | 368.1624 | 0
7024 | 367.3655 | 0
7025 | 367.2 | 0
7026 | 365.57 | 0
7027 | 364.7608 | 0
7028 | 364.693 | 0
7029 | 364.5171 | 0
7030 | 364.5053 | 0
7031 | 362.2986 | 0
7032 | 361.6 | 0
7033 | 357.9482 | 0
7034 | 357.6 | 0
7035 | 355.547 | 0
7036 | 354.6912 | 0
7037 | 354.4 | 0
7038 | 354.4 | 0
7039 | 353.747 | 0
7040 | 352 | 0
7041 | 348.83 | 0
7042 | 345.786 | 0
7043 | 345.2975 | 0
7044 | 344.9167 | 0
7045 | 344.1836 | 0
7046 | 343.658 | 0
7047 | 342.4 | 0
7048 | 341.8528 | 0
7049 | 341.456 | 0
7050 | 341.0682 | 0
7051 | 339.258 | 0
7052 | 338.7742 | 0
7053 | 337.397 | 0
7054 | 335.666 | 0
7055 | 335.2 | 0
7056 | 334.3604 | 0
7057 | 333.8962 | 0
7058 | 333.853 | 0
7059 | 333.7513 | 0
7060 | 332.224 | 0
7061 | 332.0389 | 0
7062 | 331.6128 | 0
7063 | 331.2 | 0
7064 | 330.448 | 0
7065 | 329.9117 | 0
7066 | 329.489 | 0
7067 | 329.02 | 0
7068 | 328.2074 | 0
7069 | 325.6 | 0
7070 | 324.8 | 0
7071 | 324.56 | 0
7072 | 324.3335 | 0
7073 | 324.2289 | 0
7074 | 323.0428 | 0
7075 | 322.859 | 0
7076 | 322.6469 | 0
7077 | 320.018 | 0
7078 | 318.7732 | 0
7079 | 318.4 | 0
7080 | 318.4 | 0
7081 | 317.159 | 0
7082 | 316 | 0
7083 | 315.607 | 0
7084 | 315.351 | 0
7085 | 315.114 | 0
7086 | 314.692 | 0
7087 | 313.792 | 0
7088 | 313.222 | 0
7089 | 311.517 | 0
7090 | 311.492 | 0
7091 | 309.6 | 0
7092 | 309.2214 | 0
7093 | 308.8 | 0
7094 | 308.0162 | 0
7095 | 307.5989 | 0
7096 | 307.348 | 0
7097 | 307.065 | 0
7098 | 306.2691 | 0
7099 | 306.2603 | 0
7100 | 305.8684 | 0
7101 | 305.6 | 0
7102 | 305.6 | 0
7103 | 304.539 | 0
7104 | 304.4113 | 0
7105 | 304.1927 | 0
7106 | 303.9311 | 0
7107 | 303.4149 | 0
7108 | 303.4149 | 0
7109 | 303.3544 | 0
7110 | 302.7034 | 0
7111 | 302.5368 | 0
7112 | 302.4 | 0
7113 | 302.112 | 0
7114 | 301.357 | 0
7115 | 301.2237 | 0
7116 | 300.6751 | 0
7117 | 299.716 | 0
7118 | 299.592 | 0
7119 | 299.2 | 0
7120 | 298.518 | 0
7121 | 298.5079 | 0
7122 | 298.4 | 0
7123 | 298.368 | 0
7124 | 298.2132 | 0
7125 | 297.305 | 0
7126 | 296.8 | 0
7127 | 296.8 | 0
7128 | 296.8 | 0
7129 | 296.7904 | 0
7130 | 296.104 | 0
7131 | 296 | 0
7132 | 296 | 0
7133 | 295.6455 | 0
7134 | 295.44 | 0
7135 | 294.906 | 0
7136 | 293.6009 | 0
7137 | 293.6 | 0
7138 | 293.458 | 0
7139 | 292.8 | 0
7140 | 292.731 | 0
7141 | 292.6697 | 0
7142 | 292 | 0
7143 | 292 | 0
7144 | 291.2 | 0
7145 | 291.2 | 0
7146 | 291.076 | 0
7147 | 290.153 | 0
7148 | 289.9125 | 0
7149 | 289.7979 | 0
7150 | 288.999 | 0
7151 | 288.8 | 0
7152 | 288.152 | 0
7153 | 287.755 | 0
7154 | 287.6502 | 0
7155 | 287.4671 | 0
7156 | 287.4345 | 0
7157 | 287.2 | 0
7158 | 287.2 | 0
7159 | 287.073 | 0
7160 | 286.4047 | 0
7161 | 286.349 | 0
7162 | 285.6 | 0
7163 | 285.1363 | 0
7164 | 285.122 | 0
7165 | 284.8 | 0
7166 | 284.3594 | 0
7167 | 284.243 | 0
7168 | 284.013 | 0
7169 | 283.6922 | 0
7170 | 283.5824 | 0
7171 | 283.379 | 0
7172 | 282.8055 | 0
7173 | 282.4089 | 0
7174 | 282.4 | 0
7175 | 282.1513 | 0
7176 | 281.969 | 0
7177 | 281.7887 | 0
7178 | 281.691 | 0
7179 | 281.379 | 0
7180 | 281.28 | 0
7181 | 281.168 | 0
7182 | 280.8 | 0
7183 | 280.4747 | 0
7184 | 280.4042 | 0
7185 | 280.1859 | 0
7186 | 279.8454 | 0
7187 | 279.7078 | 0
7188 | 279.4598 | 0
7189 | 279.2 | 0
7190 | 279.2 | 0
7191 | 278.9208 | 0
7192 | 278.114 | 0
7193 | 276.424 | 0
7194 | 276.33 | 0
7195 | 276.252 | 0
7196 | 276.049 | 0
7197 | 276 | 0
7198 | 275.21 | 0
7199 | 275.2 | 0
7200 | 274.8922 | 0
7201 | 274.4 | 0
7202 | 274.291 | 0
7203 | 273.5706 | 0
7204 | 273.494 | 0
7205 | 273.0489 | 0
7206 | 272.738 | 0
7207 | 272 | 0
7208 | 272 | 0
7209 | 271.406 | 0
7210 | 270.4 | 0
7211 | 270.3306 | 0
7212 | 269.8053 | 0
7213 | 269.6 | 0
7214 | 269.3482 | 0
7215 | 269.159 | 0
7216 | 269.004 | 0
7217 | 268.4554 | 0
7218 | 268.3642 | 0
7219 | 268 | 0
7220 | 268 | 0
7221 | 267.984 | 0
7222 | 267.282 | 0
7223 | 267.096 | 0
7224 | 266.4 | 0
7225 | 265.6099 | 0
7226 | 264.8 | 0
7227 | 264.437 | 0
7228 | 264 | 0
7229 | 263.906 | 0
7230 | 262.5234 | 0
7231 | 261.8282 | 0
7232 | 261.6 | 0
7233 | 261.3999 | 0
7234 | 261.2493 | 0
7235 | 260.8 | 0
7236 | 260.5825 | 0
7237 | 260.2743 | 0
7238 | 259.577 | 0
7239 | 259.2 | 0
7240 | 258.885 | 0
7241 | 258.7204 | 0
7242 | 258.151 | 0
7243 | 257.376 | 0
7244 | 257.187 | 0
7245 | 256.8 | 0
7246 | 256.165 | 0
7247 | 256.129 | 0
7248 | 255.553 | 0
7249 | 255.342 | 0
7250 | 255.2 | 0
7251 | 254.785 | 0
7252 | 254.4 | 0
7253 | 251.848 | 0
7254 | 251.672 | 0
7255 | 251.6319 | 0
7256 | 251.4089 | 0
7257 | 250.683 | 0
7258 | 249.9566 | 0
7259 | 248.7805 | 0
7260 | 248.715 | 0
7261 | 247.8433 | 0
7262 | 247.4402 | 0
7263 | 246.5742 | 0
7264 | 246.4 | 0
7265 | 246.146 | 0
7266 | 245.6 | 0
7267 | 244.5879 | 0
7268 | 244.417 | 0
7269 | 243.992 | 0
7270 | 243.8114 | 0
7271 | 243.7133 | 0
7272 | 243.4565 | 0
7273 | 243.2 | 0
7274 | 243.2 | 0
7275 | 242.4 | 0
7276 | 241.5452 | 0
7277 | 241.0487 | 0
7278 | 240.544 | 0
7279 | 239.297 | 0
7280 | 239.2 | 0
7281 | 238.4 | 0
7282 | 237.6 | 0
7283 | 237.6 | 0
7284 | 237.6 | 0
7285 | 237.5953 | 0
7286 | 236.4577 | 0
7287 | 236.2455 | 0
7288 | 236.1892 | 0
7289 | 236.1892 | 0
7290 | 236.032 | 0
7291 | 236 | 0
7292 | 235.767 | 0
7293 | 235.761 | 0
7294 | 235.535 | 0
7295 | 235.4123 | 0
7296 | 235.207 | 0
7297 | 235.0545 | 0
7298 | 234.947 | 0
7299 | 234.8325 | 0
7300 | 234.8325 | 0
7301 | 234.813 | 0
7302 | 234.455 | 0
7303 | 234.4 | 0
7304 | 234.4 | 0
7305 | 234.3197 | 0
7306 | 233.76 | 0
7307 | 233.4883 | 0
7308 | 233.438 | 0
7309 | 233.034 | 0
7310 | 232.2637 | 0
7311 | 231.2 | 0
7312 | 231.095 | 0
7313 | 230.7506 | 0
7314 | 230.7506 | 0
7315 | 230.684 | 0
7316 | 230.659 | 0
7317 | 230.4 | 0
7318 | 230.4 | 0
7319 | 229.93 | 0
7320 | 229.1968 | 0
7321 | 228.8 | 0
7322 | 228.6164 | 0
7323 | 228.4266 | 0
7324 | 228.211 | 0
7325 | 227.9257 | 0
7326 | 227.8445 | 0
7327 | 227.812 | 0
7328 | 227.6429 | 0
7329 | 227.2 | 0
7330 | 227.0213 | 0
7331 | 226.7086 | 0
7332 | 226.4 | 0
7333 | 226.3163 | 0
7334 | 226.1197 | 0
7335 | 225.957 | 0
7336 | 225.678 | 0
7337 | 225.6 | 0
7338 | 225.1445 | 0
7339 | 224.739 | 0
7340 | 224.5351 | 0
7341 | 224.458 | 0
7342 | 224.034 | 0
7343 | 224.0097 | 0
7344 | 224 | 0
7345 | 223.7816 | 0
7346 | 223.7582 | 0
7347 | 223.5096 | 0
7348 | 223.2 | 0
7349 | 223.2 | 0
7350 | 222.3318 | 0
7351 | 222.2043 | 0
7352 | 221.6323 | 0
7353 | 221.6 | 0
7354 | 221.19 | 0
7355 | 220.4508 | 0
7356 | 220.236 | 0
7357 | 220 | 0
7358 | 219.8735 | 0
7359 | 219.6375 | 0
7360 | 218.574 | 0
7361 | 218.4 | 0
7362 | 217.414 | 0
7363 | 216.663 | 0
7364 | 216.305 | 0
7365 | 216.0103 | 0
7366 | 215.288 | 0
7367 | 215.2119 | 0
7368 | 213.658 | 0
7369 | 212.04 | 0
7370 | 211.973 | 0
7371 | 211.252 | 0
7372 | 211.1465 | 0
7373 | 210.894 | 0
7374 | 210.6517 | 0
7375 | 210.4 | 0
7376 | 210.344 | 0
7377 | 210.0695 | 0
7378 | 209.928 | 0
7379 | 209.7018 | 0
7380 | 209.6 | 0
7381 | 209.471 | 0
7382 | 209.159 | 0
7383 | 207.884 | 0
7384 | 207.7449 | 0
7385 | 207.6748 | 0
7386 | 207.2309 | 0
7387 | 207.2 | 0
7388 | 207.0754 | 0
7389 | 206.5145 | 0
7390 | 206.4 | 0
7391 | 206.3667 | 0
7392 | 205.8624 | 0
7393 | 205.306 | 0
7394 | 205.1622 | 0
7395 | 205.1331 | 0
7396 | 205.13 | 0
7397 | 204.826 | 0
7398 | 204.693 | 0
7399 | 204.599 | 0
7400 | 204 | 0
7401 | 204 | 0
7402 | 203.7794 | 0
7403 | 203.767 | 0
7404 | 203.5578 | 0
7405 | 203.5454 | 0
7406 | 203.2065 | 0
7407 | 203.2 | 0
7408 | 203.03 | 0
7409 | 202.7269 | 0
7410 | 202.713 | 0
7411 | 202.4179 | 0
7412 | 201.4499 | 0
7413 | 200.9569 | 0
7414 | 200.8 | 0
7415 | 200 | 0
7416 | 199.8194 | 0
7417 | 199.5505 | 0
7418 | 199.3876 | 0
7419 | 199.2 | 0
7420 | 199.2 | 0
7421 | 199.0353 | 0
7422 | 198.9214 | 0
7423 | 198.7923 | 0
7424 | 198.151 | 0
7425 | 198.1192 | 0
7426 | 197.9358 | 0
7427 | 197.6 | 0
7428 | 197.3423 | 0
7429 | 197.097 | 0
7430 | 197.082 | 0
7431 | 197.058 | 0
7432 | 196.406 | 0
7433 | 195.7169 | 0
7434 | 195.463 | 0
7435 | 195.2 | 0
7436 | 195.0115 | 0
7437 | 194.8402 | 0
7438 | 194.696 | 0
7439 | 194.577 | 0
7440 | 193.991 | 0
7441 | 193.831 | 0
7442 | 193.6 | 0
7443 | 193.3915 | 0
7444 | 193.0078 | 0
7445 | 192.8 | 0
7446 | 192.7008 | 0
7447 | 192.296 | 0
7448 | 192 | 0
7449 | 191.45 | 0
7450 | 191.3722 | 0
7451 | 191.2 | 0
7452 | 189.7642 | 0
7453 | 189.5525 | 0
7454 | 188.5567 | 0
7455 | 187.2 | 0
7456 | 186.914 | 0
7457 | 186.6658 | 0
7458 | 186.4652 | 0
7459 | 186.389 | 0
7460 | 186.0829 | 0
7461 | 185.868 | 0
7462 | 185.6882 | 0
7463 | 185.42 | 0
7464 | 185.3969 | 0
7465 | 185.2027 | 0
7466 | 184.122 | 0
7467 | 183.582 | 0
7468 | 183.44 | 0
7469 | 183.1445 | 0
7470 | 183.063 | 0
7471 | 182.8679 | 0
7472 | 182.0764 | 0
7473 | 182.026 | 0
7474 | 182.01 | 0
7475 | 181.7586 | 0
7476 | 181.6734 | 0
7477 | 181.6499 | 0
7478 | 181.636 | 0
7479 | 181.6015 | 0
7480 | 181.355 | 0
7481 | 181.302 | 0
7482 | 181.165 | 0
7483 | 181.0159 | 0
7484 | 180.5099 | 0
7485 | 180 | 0
7486 | 180 | 0
7487 | 178.8941 | 0
7488 | 178.8871 | 0
7489 | 178.704 | 0
7490 | 177.796 | 0
7491 | 176.7969 | 0
7492 | 176.3999 | 0
7493 | 175.9232 | 0
7494 | 174.4073 | 0
7495 | 173.99 | 0
7496 | 173.6 | 0
7497 | 173.54 | 0
7498 | 172.671 | 0
7499 | 171.9803 | 0
7500 | 171.8487 | 0
7501 | 171.2 | 0
7502 | 170.769 | 0
7503 | 170.644 | 0
7504 | 170.605 | 0
7505 | 169.6 | 0
7506 | 169.2818 | 0
7507 | 168.6547 | 0
7508 | 168.473 | 0
7509 | 168.345 | 0
7510 | 168.3081 | 0
7511 | 168 | 0
7512 | 167.4831 | 0
7513 | 167.046 | 0
7514 | 164.8 | 0
7515 | 164.7109 | 0
7516 | 163.4921 | 0
7517 | 163.2 | 0
7518 | 163.157 | 0
7519 | 162.5652 | 0
7520 | 160.8 | 0
7521 | 160.732 | 0
7522 | 160.3938 | 0
7523 | 160.064 | 0
7524 | 159.9664 | 0
7525 | 159.6078 | 0
7526 | 159.508 | 0
7527 | 158.4 | 0
7528 | 158.372 | 0
7529 | 157.4013 | 0
7530 | 156.96 | 0
7531 | 156.897 | 0
7532 | 156.1646 | 0
7533 | 155.6841 | 0
7534 | 155.4039 | 0
7535 | 155.4039 | 0
7536 | 154.285 | 0
7537 | 153.6 | 0
7538 | 152.6909 | 0
7539 | 152.29 | 0
7540 | 152.1164 | 0
7541 | 151.282 | 0
7542 | 151.211 | 0
7543 | 150.5308 | 0
7544 | 150.4 | 0
7545 | 149.6 | 0
7546 | 149.362 | 0
7547 | 148.8 | 0
7548 | 148.8 | 0
7549 | 148 | 0
7550 | 147.3263 | 0
7551 | 147.249 | 0
7552 | 147.1628 | 0
7553 | 145.633 | 0
7554 | 145.6072 | 0
7555 | 144.5105 | 0
7556 | 144.11 | 0
7557 | 142.4 | 0
7558 | 142.371 | 0
7559 | 141.4846 | 0
7560 | 141.382 | 0
7561 | 140.8 | 0
7562 | 140 | 0
7563 | 139.948 | 0
7564 | 139.8489 | 0
7565 | 139.2 | 0
7566 | 138.7688 | 0
7567 | 138.494 | 0
7568 | 138.479 | 0
7569 | 138.4 | 0
7570 | 138.295 | 0
7571 | 138.2778 | 0
7572 | 138.2668 | 0
7573 | 137.6387 | 0
7574 | 137.6 | 0
7575 | 137.552 | 0
7576 | 137.5422 | 0
7577 | 136.8 | 0
7578 | 136.8 | 0
7579 | 136.2679 | 0
7580 | 136.0712 | 0
7581 | 135.9137 | 0
7582 | 135.7598 | 0
7583 | 135.505 | 0
7584 | 135.46 | 0
7585 | 135.2 | 0
7586 | 135.1872 | 0
7587 | 134.638 | 0
7588 | 132.8 | 0
7589 | 132.6113 | 0
7590 | 132.4947 | 0
7591 | 132.424 | 0
7592 | 131.3026 | 0
7593 | 130.6101 | 0
7594 | 130.5488 | 0
7595 | 129.9866 | 0
7596 | 129.537 | 0
7597 | 128.8 | 0
7598 | 128.716 | 0
7599 | 127.2 | 0
7600 | 127.2 | 0
7601 | 127.2 | 0
7602 | 126.773 | 0
7603 | 126.647 | 0
7604 | 126.4653 | 0
7605 | 126.4 | 0
7606 | 125.6 | 0
7607 | 124.8 | 0
7608 | 124.5833 | 0
7609 | 124 | 0
7610 | 123.5332 | 0
7611 | 123.2 | 0
7612 | 123.1185 | 0
7613 | 122.7562 | 0
7614 | 122.6745 | 0
7615 | 122.023 | 0
7616 | 121.2024 | 0
7617 | 120.4254 | 0
7618 | 120 | 0
7619 | 120 | 0
7620 | 120 | 0
7621 | 119.9634 | 0
7622 | 119.641 | 0
7623 | 119.5695 | 0
7624 | 119.4032 | 0
7625 | 118.7976 | 0
7626 | 118.4 | 0
7627 | 118.4 | 0
7628 | 118.4 | 0
7629 | 117.6 | 0
7630 | 117.6 | 0
7631 | 117.348 | 0
7632 | 116.9497 | 0
7633 | 116.8 | 0
7634 | 116.5407 | 0
7635 | 116.1318 | 0
7636 | 116 | 0
7637 | 116 | 0
7638 | 116 | 0
7639 | 115.4766 | 0
7640 | 115.2 | 0
7641 | 115.2 | 0
7642 | 115.054 | 0
7643 | 114.9869 | 0
7644 | 114.9869 | 0
7645 | 114.4 | 0
7646 | 114.4 | 0
7647 | 113.6784 | 0
7648 | 113.6 | 0
7649 | 112.8605 | 0
7650 | 112.8605 | 0
7651 | 112.7164 | 0
7652 | 112.656 | 0
7653 | 112.5998 | 0
7654 | 111.8791 | 0
7655 | 111.2 | 0
7656 | 111.2 | 0
7657 | 110.407 | 0
7658 | 110.4 | 0
7659 | 110.4 | 0
7660 | 110.4 | 0
7661 | 110.4 | 0
7662 | 110.4 | 0
7663 | 110.328 | 0
7664 | 110.259 | 0
7665 | 110.145 | 0
7666 | 109.8187 | 0
7667 | 109.6 | 0
7668 | 109.6 | 0
7669 | 109.6 | 0
7670 | 108.8 | 0
7671 | 108.8 | 0
7672 | 108.8 | 0
7673 | 108.8 | 0
7674 | 108.4667 | 0
7675 | 108.3768 | 0
7676 | 108.1214 | 0
7677 | 108 | 0
7678 | 108 | 0
7679 | 108 | 0
7680 | 107.9944 | 0
7681 | 107.2175 | 0
7682 | 107.2175 | 0
7683 | 107.2175 | 0
7684 | 107.2 | 0
7685 | 107.2 | 0
7686 | 107.2 | 0
7687 | 107.1357 | 0
7688 | 106.6504 | 0
7689 | 106.6504 | 0
7690 | 106.4 | 0
7691 | 106.4 | 0
7692 | 106.3653 | 0
7693 | 106.186 | 0
7694 | 106.102 | 0
7695 | 105.9861 | 0
7696 | 105.9149 | 0
7697 | 105.6 | 0
7698 | 105.6 | 0
7699 | 105.6 | 0
7700 | 105.5001 | 0
7701 | 105.3492 | 0
7702 | 105.232 | 0
7703 | 105.1892 | 0
7704 | 105.1892 | 0
7705 | 105.1794 | 0
7706 | 104.8867 | 0
7707 | 104.8867 | 0
7708 | 104.8 | 0
7709 | 104.8 | 0
7710 | 104.8 | 0
7711 | 104.8 | 0
7712 | 104.269 | 0
7713 | 104.1097 | 0
7714 | 104.1097 | 0
7715 | 104 | 0
7716 | 104 | 0
7717 | 103.8644 | 0
7718 | 103.3328 | 0
7719 | 103.2926 | 0
7720 | 103.221 | 0
7721 | 103.2 | 0
7722 | 103.2 | 0
7723 | 103.2 | 0
7724 | 103.2 | 0
7725 | 102.491 | 0
7726 | 102.4 | 0
7727 | 102.4 | 0
7728 | 102.4 | 0
7729 | 102.2287 | 0
7730 | 102.2287 | 0
7731 | 102.2287 | 0
7732 | 102.2212 | 0
7733 | 102.069 | 0
7734 | 101.7789 | 0
7735 | 101.7789 | 0
7736 | 101.7789 | 0
7737 | 101.6 | 0
7738 | 101.6 | 0
7739 | 101.6 | 0
7740 | 101.6 | 0
7741 | 101.6 | 0
7742 | 101.6 | 0
7743 | 101.6 | 0
7744 | 101.6 | 0
7745 | 101.6 | 0
7746 | 101.4733 | 0
7747 | 101.2048 | 0
7748 | 101.182 | 0
7749 | 101.002 | 0
7750 | 100.984 | 0
7751 | 100.8 | 0
7752 | 100.8 | 0
7753 | 100.8 | 0
7754 | 100.7662 | 0
7755 | 100.7662 | 0
7756 | 100.7662 | 0
7757 | 100.5931 | 0
7758 | 100.5931 | 0
7759 | 100.5931 | 0
7760 | 100.5931 | 0
7761 | 100.2454 | 0
7762 | 100.225 | 0
7763 | 100.225 | 0
7764 | 100.0307 | 0
7765 | 100.0307 | 0
7766 | 100.012 | 0
7767 | 100 | 0
7768 | 100 | 0
7769 | 100 | 0
7770 | 100 | 0
7771 | 100 | 0
7772 | 100 | 0
7773 | 100 | 0
7774 | 99.7752 | 0
7775 | 99.5365 | 0
7776 | 99.4481 | 0
7777 | 99.261 | 0
7778 | 99.2 | 0
7779 | 99.2 | 0
7780 | 99.2 | 0
7781 | 99.2 | 0
7782 | 99.2 | 0
7783 | 99.2 | 0
7784 | 99.1266 | 0
7785 | 98.9574 | 0
7786 | 98.9574 | 0
7787 | 98.9574 | 0
7788 | 98.846 | 0
7789 | 98.6711 | 0
7790 | 98.6711 | 0
7791 | 98.6711 | 0
7792 | 98.6711 | 0
7793 | 98.6711 | 0
7794 | 98.5597 | 0
7795 | 98.4 | 0
7796 | 98.4 | 0
7797 | 98.4 | 0
7798 | 98.4 | 0
7799 | 98.4 | 0
7800 | 98.4 | 0
7801 | 98.4 | 0
7802 | 98.4 | 0
7803 | 98.247 | 0
7804 | 97.636 | 0
7805 | 97.6 | 0
7806 | 97.6 | 0
7807 | 97.3218 | 0
7808 | 97.2562 | 0
7809 | 97.2204 | 0
7810 | 97.1173 | 0
7811 | 96.821 | 0
7812 | 96.805 | 0
7813 | 96.8 | 0
7814 | 96.8 | 0
7815 | 96.8 | 0
7816 | 96.8 | 0
7817 | 96.8 | 0
7818 | 96.8 | 0
7819 | 96.8 | 0
7820 | 96.8 | 0
7821 | 96.5407 | 0
7822 | 96.5039 | 0
7823 | 96.4444 | 0
7824 | 96.4285 | 0
7825 | 96.4235 | 0
7826 | 96.3403 | 0
7827 | 96.007 | 0
7828 | 96 | 0
7829 | 96 | 0
7830 | 96 | 0
7831 | 96 | 0
7832 | 96 | 0
7833 | 95.6861 | 0
7834 | 95.6336 | 0
7835 | 95.6266 | 0
7836 | 95.6176 | 0
7837 | 95.4148 | 0
7838 | 95.362 | 0
7839 | 95.215 | 0
7840 | 95.2 | 0
7841 | 95.2 | 0
7842 | 95.2 | 0
7843 | 95.2 | 0
7844 | 95.06 | 0
7845 | 94.9911 | 0
7846 | 94.896 | 0
7847 | 94.8821 | 0
7848 | 94.8683 | 0
7849 | 94.8683 | 0
7850 | 94.8683 | 0
7851 | 94.8446 | 0
7852 | 94.8297 | 0
7853 | 94.8297 | 0
7854 | 94.791 | 0
7855 | 94.436 | 0
7856 | 94.4 | 0
7857 | 94.4 | 0
7858 | 94.4 | 0
7859 | 94.4 | 0
7860 | 94.4 | 0
7861 | 94.4 | 0
7862 | 94.4 | 0
7863 | 94.4 | 0
7864 | 94.4 | 0
7865 | 94.1466 | 0
7866 | 94.1466 | 0
7867 | 94.05 | 0
7868 | 94.0328 | 0
7869 | 94.0328 | 0
7870 | 94.0328 | 0
7871 | 94.0328 | 0
7872 | 94.0328 | 0
7873 | 94.0095 | 0
7874 | 93.6 | 0
7875 | 93.6 | 0
7876 | 93.6 | 0
7877 | 93.6 | 0
7878 | 93.6 | 0
7879 | 93.6 | 0
7880 | 93.6 | 0
7881 | 93.6 | 0
7882 | 93.6 | 0
7883 | 93.6 | 0
7884 | 93.6 | 0
7885 | 93.6 | 0
7886 | 93.6 | 0
7887 | 93.6 | 0
7888 | 93.6 | 0
7889 | 93.6 | 0
7890 | 93.6 | 0
7891 | 93.411 | 0
7892 | 93.411 | 0
7893 | 93.277 | 0
7894 | 93.2359 | 0
7895 | 93.2359 | 0
7896 | 93.2359 | 0
7897 | 93.2359 | 0
7898 | 93.2359 | 0
7899 | 93.2359 | 0
7900 | 93.2359 | 0
7901 | 93.2359 | 0
7902 | 93.2359 | 0
7903 | 93.2359 | 0
7904 | 93.2326 | 0
7905 | 93.2326 | 0
7906 | 93.2326 | 0
7907 | 92.8447 | 0
7908 | 92.8 | 0
7909 | 92.8 | 0
7910 | 92.8 | 0
7911 | 92.8 | 0
7912 | 92.8 | 0
7913 | 92.8 | 0
7914 | 92.8 | 0
7915 | 92.8 | 0
7916 | 92.8 | 0
7917 | 92.8 | 0
7918 | 92.8 | 0
7919 | 92.8 | 0
7920 | 92.708 | 0
7921 | 92.6755 | 0
7922 | 92.6755 | 0
7923 | 92.439 | 0
7924 | 92.439 | 0
7925 | 92.439 | 0
7926 | 92.439 | 0
7927 | 92.439 | 0
7928 | 92.439 | 0
7929 | 92.4148 | 0
7930 | 92.4148 | 0
7931 | 92.1604 | 0
7932 | 92.13 | 0
7933 | 92 | 0
7934 | 92 | 0
7935 | 92 | 0
7936 | 92 | 0
7937 | 92 | 0
7938 | 91.951 | 0
7939 | 91.94 | 0
7940 | 91.94 | 0
7941 | 91.689 | 0
7942 | 91.6762 | 0
7943 | 91.6421 | 0
7944 | 91.6421 | 0
7945 | 91.5969 | 0
7946 | 91.5969 | 0
7947 | 91.2045 | 0
7948 | 91.2045 | 0
7949 | 91.2 | 0
7950 | 91.2 | 0
7951 | 91.2 | 0
7952 | 91.2 | 0
7953 | 91.2 | 0
7954 | 91.2 | 0
7955 | 91.2 | 0
7956 | 91.2 | 0
7957 | 91.2 | 0
7958 | 91.2 | 0
7959 | 91.2 | 0
7960 | 91.2 | 0
7961 | 91.2 | 0
7962 | 91.2 | 0
7963 | 91.2 | 0
7964 | 91.2 | 0
7965 | 91.1703 | 0
7966 | 90.8526 | 0
7967 | 90.8453 | 0
7968 | 90.8453 | 0
7969 | 90.8453 | 0
7970 | 90.8453 | 0
7971 | 90.8453 | 0
7972 | 90.8453 | 0
7973 | 90.638 | 0
7974 | 90.469 | 0
7975 | 90.469 | 0
7976 | 90.455 | 0
7977 | 90.4 | 0
7978 | 90.4 | 0
7979 | 90.4 | 0
7980 | 90.4 | 0
7981 | 90.4 | 0
7982 | 90.093 | 0
7983 | 90.0484 | 0
7984 | 90.0484 | 0
7985 | 90.0355 | 0
7986 | 90.0212 | 0
7987 | 89.7711 | 0
7988 | 89.7426 | 0
7989 | 89.69 | 0
7990 | 89.626 | 0
7991 | 89.61 | 0
7992 | 89.6 | 0
7993 | 89.6 | 0
7994 | 89.6 | 0
7995 | 89.6 | 0
7996 | 89.6 | 0
7997 | 89.6 | 0
7998 | 89.6 | 0
7999 | 89.6 | 0
8000 | 89.6 | 0
8001 | 89.6 | 0
8002 | 89.6 | 0
8003 | 89.489 | 0
8004 | 89.4741 | 0
8005 | 89.332 | 0
8006 | 89.2515 | 0
8007 | 89.172 | 0
8008 | 89.1435 | 0
8009 | 89.1435 | 0
8010 | 89.121 | 0
8011 | 88.9979 | 0
8012 | 88.9979 | 0
8013 | 88.9845 | 0
8014 | 88.8 | 0
8015 | 88.8 | 0
8016 | 88.8 | 0
8017 | 88.8 | 0
8018 | 88.8 | 0
8019 | 88.8 | 0
8020 | 88.6732 | 0
8021 | 88.652 | 0
8022 | 88.61 | 0
8023 | 88.4546 | 0
8024 | 88.4546 | 0
8025 | 88.4546 | 0
8026 | 88.4546 | 0
8027 | 88.4546 | 0
8028 | 88.3635 | 0
8029 | 88.3256 | 0
8030 | 88.3256 | 0
8031 | 88.3256 | 0
8032 | 88.3256 | 0
8033 | 88.3072 | 0
8034 | 88.307 | 0
8035 | 88.2653 | 0
8036 | 88.264 | 0
8037 | 88.2624 | 0
8038 | 88.2624 | 0
8039 | 88.262 | 0
8040 | 88.18 | 0
8041 | 88.082 | 0
8042 | 88.0252 | 0
8043 | 88 | 0
8044 | 88 | 0
8045 | 88 | 0
8046 | 88 | 0
8047 | 88 | 0
8048 | 88 | 0
8049 | 88 | 0
8050 | 88 | 0
8051 | 87.9635 | 0
8052 | 87.886 | 0
8053 | 87.8474 | 0
8054 | 87.814 | 0
8055 | 87.738 | 0
8056 | 87.682 | 0
8057 | 87.6577 | 0
8058 | 87.6577 | 0
8059 | 87.6577 | 0
8060 | 87.6577 | 0
8061 | 87.6577 | 0
8062 | 87.6577 | 0
8063 | 87.6577 | 0
8064 | 87.642 | 0
8065 | 87.5078 | 0
8066 | 87.356 | 0
8067 | 87.3011 | 0
8068 | 87.2 | 0
8069 | 87.2 | 0
8070 | 87.2 | 0
8071 | 87.2 | 0
8072 | 87.2 | 0
8073 | 87.2 | 0
8074 | 87.2 | 0
8075 | 87.2 | 0
8076 | 87.2 | 0
8077 | 87.2 | 0
8078 | 87.2 | 0
8079 | 87.2 | 0
8080 | 87.2 | 0
8081 | 87.2 | 0
8082 | 87.2 | 0
8083 | 87.2 | 0
8084 | 87.089 | 0
8085 | 87.0262 | 0
8086 | 86.9093 | 0
8087 | 86.8608 | 0
8088 | 86.8608 | 0
8089 | 86.8608 | 0
8090 | 86.8608 | 0
8091 | 86.8608 | 0
8092 | 86.8608 | 0
8093 | 86.8608 | 0
8094 | 86.8608 | 0
8095 | 86.8608 | 0
8096 | 86.8608 | 0
8097 | 86.8608 | 0
8098 | 86.8608 | 0
8099 | 86.801 | 0
8100 | 86.7914 | 0
8101 | 86.787 | 0
8102 | 86.785 | 0
8103 | 86.7502 | 0
8104 | 86.74 | 0
8105 | 86.69 | 0
8106 | 86.69 | 0
8107 | 86.655 | 0
8108 | 86.617 | 0
8109 | 86.5519 | 0
8110 | 86.4494 | 0
8111 | 86.437 | 0
8112 | 86.4 | 0
8113 | 86.4 | 0
8114 | 86.4 | 0
8115 | 86.4 | 0
8116 | 86.4 | 0
8117 | 86.4 | 0
8118 | 86.4 | 0
8119 | 86.4 | 0
8120 | 86.4 | 0
8121 | 86.4 | 0
8122 | 86.4 | 0
8123 | 86.3179 | 0
8124 | 86.2801 | 0
8125 | 86.0639 | 0
8126 | 86.0639 | 0
8127 | 86.0639 | 0
8128 | 86.0639 | 0
8129 | 86.0639 | 0
8130 | 86.0558 | 0
8131 | 86.0558 | 0
8132 | 86.0558 | 0
8133 | 86.02 | 0
8134 | 85.97 | 0
8135 | 85.8721 | 0
8136 | 85.749 | 0
8137 | 85.7196 | 0
8138 | 85.6854 | 0
8139 | 85.6448 | 0
8140 | 85.6448 | 0
8141 | 85.638 | 0
8142 | 85.6 | 0
8143 | 85.6 | 0
8144 | 85.6 | 0
8145 | 85.6 | 0
8146 | 85.6 | 0
8147 | 85.6 | 0
8148 | 85.6 | 0
8149 | 85.6 | 0
8150 | 85.5428 | 0
8151 | 85.467 | 0
8152 | 85.3392 | 0
8153 | 85.3203 | 0
8154 | 85.3203 | 0
8155 | 85.2782 | 0
8156 | 85.267 | 0
8157 | 85.267 | 0
8158 | 85.1346 | 0
8159 | 84.9541 | 0
8160 | 84.8 | 0
8161 | 84.8 | 0
8162 | 84.8 | 0
8163 | 84.8 | 0
8164 | 84.8 | 0
8165 | 84.741 | 0
8166 | 84.5848 | 0
8167 | 84.557 | 0
8168 | 84.507 | 0
8169 | 84.4702 | 0
8170 | 84.4702 | 0
8171 | 84.4702 | 0
8172 | 84.462 | 0
8173 | 84.446 | 0
8174 | 84.4114 | 0
8175 | 84.323 | 0
8176 | 84.2988 | 0
8177 | 84.2832 | 0
8178 | 84.2281 | 0
8179 | 84.1783 | 0
8180 | 84.042 | 0
8181 | 84 | 0
8182 | 84 | 0
8183 | 84 | 0
8184 | 83.995 | 0
8185 | 83.8493 | 0
8186 | 83.8493 | 0
8187 | 83.7151 | 0
8188 | 83.6733 | 0
8189 | 83.5728 | 0
8190 | 83.419 | 0
8191 | 83.4186 | 0
8192 | 83.4186 | 0
8193 | 83.4186 | 0
8194 | 83.396 | 0
8195 | 83.254 | 0
8196 | 83.2 | 0
8197 | 83.2 | 0
8198 | 83.0716 | 0
8199 | 82.933 | 0
8200 | 82.9302 | 0
8201 | 82.892 | 0
8202 | 82.8821 | 0
8203 | 82.8764 | 0
8204 | 82.775 | 0
8205 | 82.665 | 0
8206 | 82.654 | 0
8207 | 82.638 | 0
8208 | 82.6104 | 0
8209 | 82.6008 | 0
8210 | 82.453 | 0
8211 | 82.403 | 0
8212 | 82.4 | 0
8213 | 82.3874 | 0
8214 | 82.3782 | 0
8215 | 82.3782 | 0
8216 | 82.3782 | 0
8217 | 82.3782 | 0
8218 | 82.3435 | 0
8219 | 82.3325 | 0
8220 | 82.3166 | 0
8221 | 82.1914 | 0
8222 | 82.0825 | 0
8223 | 82.0795 | 0
8224 | 82.0705 | 0
8225 | 82.0117 | 0
8226 | 81.8383 | 0
8227 | 81.795 | 0
8228 | 81.783 | 0
8229 | 81.6427 | 0
8230 | 81.6 | 0
8231 | 81.6 | 0
8232 | 81.6 | 0
8233 | 81.6 | 0
8234 | 81.6 | 0
8235 | 81.6 | 0
8236 | 81.515 | 0
8237 | 81.5007 | 0
8238 | 81.5007 | 0
8239 | 81.435 | 0
8240 | 81.362 | 0
8241 | 81.2826 | 0
8242 | 81.253 | 0
8243 | 81.1985 | 0
8244 | 81.1979 | 0
8245 | 81.184 | 0
8246 | 81.1182 | 0
8247 | 81.102 | 0
8248 | 81.0455 | 0
8249 | 80.9652 | 0
8250 | 80.9652 | 0
8251 | 80.9369 | 0
8252 | 80.8682 | 0
8253 | 80.819 | 0
8254 | 80.81 | 0
8255 | 80.81 | 0
8256 | 80.81 | 0
8257 | 80.8 | 0
8258 | 80.7865 | 0
8259 | 80.774 | 0
8260 | 80.761 | 0
8261 | 80.6148 | 0
8262 | 80.579 | 0
8263 | 80.506 | 0
8264 | 80.485 | 0
8265 | 80.475 | 0
8266 | 80.4598 | 0
8267 | 80.4469 | 0
8268 | 80.2656 | 0
8269 | 80.1929 | 0
8270 | 80.162 | 0
8271 | 80.1193 | 0
8272 | 80.078 | 0
8273 | 80 | 0
8274 | 80 | 0
8275 | 80 | 0
8276 | 80 | 0
8277 | 79.923 | 0
8278 | 79.796 | 0
8279 | 79.7665 | 0
8280 | 79.6888 | 0
8281 | 79.6888 | 0
8282 | 79.6888 | 0
8283 | 79.66 | 0
8284 | 79.653 | 0
8285 | 79.4856 | 0
8286 | 79.4371 | 0
8287 | 79.4286 | 0
8288 | 79.4286 | 0
8289 | 79.3551 | 0
8290 | 79.3501 | 0
8291 | 79.3432 | 0
8292 | 79.281 | 0
8293 | 79.24 | 0
8294 | 79.2 | 0
8295 | 79.2 | 0
8296 | 79.067 | 0
8297 | 79.057 | 0
8298 | 78.9726 | 0
8299 | 78.9318 | 0
8300 | 78.901 | 0
8301 | 78.853 | 0
8302 | 78.8376 | 0
8303 | 78.7595 | 0
8304 | 78.738 | 0
8305 | 78.738 | 0
8306 | 78.738 | 0
8307 | 78.738 | 0
8308 | 78.7006 | 0
8309 | 78.5941 | 0
8310 | 78.5463 | 0
8311 | 78.5117 | 0
8312 | 78.42 | 0
8313 | 78.4 | 0
8314 | 78.4 | 0
8315 | 78.3215 | 0
8316 | 78.115 | 0
8317 | 78.0473 | 0
8318 | 77.6938 | 0
8319 | 77.625 | 0
8320 | 77.6 | 0
8321 | 77.379 | 0
8322 | 77.3566 | 0
8323 | 77.3566 | 0
8324 | 77.3566 | 0
8325 | 77.076 | 0
8326 | 76.9871 | 0
8327 | 76.876 | 0
8328 | 76.8 | 0
8329 | 76.8 | 0
8330 | 76.8 | 0
8331 | 76.8 | 0
8332 | 76.7762 | 0
8333 | 76.614 | 0
8334 | 76.5013 | 0
8335 | 76.2014 | 0
8336 | 76.02 | 0
8337 | 76 | 0
8338 | 76 | 0
8339 | 75.9752 | 0
8340 | 75.749 | 0
8341 | 75.7243 | 0
8342 | 75.611 | 0
8343 | 75.453 | 0
8344 | 75.3169 | 0
8345 | 75.2845 | 0
8346 | 75.2 | 0
8347 | 75.163 | 0
8348 | 75.1595 | 0
8349 | 74.961 | 0
8350 | 74.903 | 0
8351 | 74.8706 | 0
8352 | 74.6694 | 0
8353 | 74.649 | 0
8354 | 74.6116 | 0
8355 | 74.5939 | 0
8356 | 74.5939 | 0
8357 | 74.479 | 0
8358 | 74.454 | 0
8359 | 74.3586 | 0
8360 | 74.1644 | 0
8361 | 73.9979 | 0
8362 | 73.9032 | 0
8363 | 73.28 | 0
8364 | 73.0629 | 0
8365 | 73.0251 | 0
8366 | 72.995 | 0
8367 | 72.9207 | 0
8368 | 72.8 | 0
8369 | 72.8 | 0
8370 | 72.8 | 0
8371 | 72.771 | 0
8372 | 72.4879 | 0
8373 | 72 | 0
8374 | 71.8311 | 0
8375 | 71.5652 | 0
8376 | 71.47 | 0
8377 | 71.433 | 0
8378 | 70.538 | 0
8379 | 70.4498 | 0
8380 | 70.3334 | 0
8381 | 69.874 | 0
8382 | 69.845 | 0
8383 | 69.75 | 0
8384 | 69.556 | 0
8385 | 69.059 | 0
8386 | 68.887 | 0
8387 | 68.8 | 0
8388 | 68.6977 | 0
8389 | 68.404 | 0
8390 | 67.2 | 0
8391 | 66.9963 | 0
8392 | 66.9323 | 0
8393 | 66.865 | 0
8394 | 66.3057 | 0
8395 | 66.072 | 0
8396 | 65.492 | 0
8397 | 65.31 | 0
8398 | 64.271 | 0
8399 | 64.133 | 0
8400 | 63.569 | 0
8401 | 62.387 | 0
8402 | 62.252 | 0
8403 | 60.615 | 0
8404 | 60.338 | 0
8405 | 60.106 | 0
8406 | 59.935 | 0
8407 | 59.771 | 0
8408 | 59.139 | 0
8409 | 57.64 | 0
8410 | 57.444 | 0
8411 | 56.963 | 0
8412 | 44.716 | 0
8413 | 39.491 | 0
8414 | 37.99 | 0
8415 | 0 | 0
8416 | 0 | 0
8417 | 0 | 0
8418 | 0 | 0
8419 | 0 | 0
8420 | 0 | 0
8421 | 0 | 0
8422 | 0 | 0
8423 | 0 | 0
8424 | 0 | 0
8425 | 0 | 0
8426 | 0 | 0
8427 | 0 | 0
8428 | 0 | 0
8429 | 0 | 0
8430 | 0 | 0
8431 | 0 | 0
8432 | 0 | 0
8433 | 0 | 0
8434 | 0 | 0
8435 | 0 | 0
8436 | 0 | 0
8437 | 0 | 0
8438 | 0 | 0
8439 | 0 | 0
8440 | 0 | 0
8441 | 0 | 0
8442 | 0 | 0
8443 | 0 | 0
8444 | 0 | 0
8445 | 0 | 0
8446 | 0 | 0
8447 | 0 | 0
8448 | 0 | 0
8449 | 0 | 0
8450 | 0 | 0
8451 | 0 | 0
8452 | 0 | 0
8453 | 0 | 0
8454 | 0 | 0
8455 | 0 | 0
8456 | 0 | 0
8457 | 0 | 0
8458 | 0 | 0
8459 | 0 | 0
8460 | 0 | 0
8461 | 0 | 0
8462 | 0 | 0
8463 | 0 | 0
8464 | 0 | 0
8465 | 0 | 0
8466 | 0 | 0
8467 | 0 | 0
8468 | 0 | 0
8469 | 0 | 0
8470 | 0 | 0
8471 | 0 | 0
8472 | 0 | 0
8473 | 0 | 0
8474 | 0 | 0
8475 | 0 | 0
8476 | 0 | 0
8477 | 0 | 0
8478 | 0 | 0
8479 | 0 | 0
8480 | 0 | 0
8481 | 0 | 0
8482 | 0 | 0
8483 | 0 | 0
8484 | 0 | 0
8485 | 0 | 0
8486 | 0 | 0
8487 | 0 | 0
8488 | 0 | 0
8489 | 0 | 0
8490 | 0 | 0
8491 | 0 | 0
8492 | 0 | 0
8493 | 0 | 0
8494 | 0 | 0
8495 | 0 | 0
8496 | 0 | 0
8497 | 0 | 0
8498 | 0 | 0
8499 | 0 | 0
8500 | 0 | 0
8501 | 0 | 0
8502 | 0 | 0
8503 | 0 | 0
8504 | 0 | 0
8505 | 0 | 0
8506 | 0 | 0
8507 | 0 | 0
8508 | 0 | 0
8509 | 0 | 0
8510 | 0 | 0
8511 | 0 | 0
8512 | 0 | 0
8513 | 0 | 0
8514 | 0 | 0
8515 | 0 | 0
8516 | 0 | 0
8517 | 0 | 0
8518 | 0 | 0
8519 | 0 | 0
8520 | 0 | 0
8521 | 0 | 0
8522 | 0 | 0
8523 | 0 | 0
8524 | 0 | 0
8525 | 0 | 0
8526 | 0 | 0
8527 | 0 | 0
8528 | 0 | 0
8529 | 0 | 0
8530 | 0 | 0
8531 | 0 | 0
8532 | 0 | 0
8533 | 0 | 0
8534 | 0 | 0
8535 | 0 | 0
8536 | 0 | 0
8537 | 0 | 0
8538 | 0 | 0
8539 | 0 | 0
8540 | 0 | 0
8541 | 0 | 0
8542 | 0 | 0
8543 | 0 | 0
8544 | 0 | 0
8545 | 0 | 0
8546 | 0 | 0
8547 | 0 | 0
8548 | 0 | 0
8549 | 0 | 0
8550 | 0 | 0
8551 | 0 | 0
8552 | 0 | 0
8553 | 0 | 0
8554 | 0 | 0
8555 | 0 | 0
8556 | 0 | 0
8557 | 0 | 0
8558 | 0 | 0
8559 | 0 | 0
8560 | 0 | 0
8561 | 0 | 0
8562 | 0 | 0
8563 | 0 | 0
8564 | 0 | 0
8565 | 0 | 0
8566 | 0 | 0
8567 | 0 | 0
8568 | 0 | 0
8569 | 0 | 0
8570 | 0 | 0
8571 | 0 | 0
8572 | 0 | 0
8573 | 0 | 0
8574 | 0 | 0
8575 | 0 | 0
8576 | 0 | 0
8577 | 0 | 0
8578 | 0 | 0
8579 | 0 | 0
8580 | 0 | 0
8581 | 0 | 0
8582 | 0 | 0
8583 | 0 | 0
8584 | 0 | 0
8585 | 0 | 0
8586 | 0 | 0
8587 | 0 | 0
8588 | 0 | 0
8589 | 0 | 0
8590 | 0 | 0
8591 | 0 | 0
8592 | 0 | 0
8593 | 0 | 0
8594 | 0 | 0
8595 | 0 | 0
8596 | 0 | 0
8597 | 0 | 0
8598 | 0 | 0
8599 | 0 | 0
8600 | 0 | 0
8601 | 0 | 0
8602 | 0 | 0
8603 | 0 | 0
8604 | 0 | 0
8605 | 0 | 0
8606 | 0 | 0
8607 | 0 | 0
8608 | 0 | 0
8609 | 0 | 0
8610 | 0 | 0
8611 | 0 | 0
8612 | 0 | 0
8613 | 0 | 0
8614 | 0 | 0
8615 | 0 | 0
8616 | 0 | 0
8617 | 0 | 0
8618 | 0 | 0
8619 | 0 | 0
8620 | 0 | 0
8621 | 0 | 0
8622 | 0 | 0
8623 | 0 | 0
8624 | 0 | 0
8625 | 0 | 0
8626 | 0 | 0
8627 | 0 | 0
8628 | 0 | 0
8629 | 0 | 0
8630 | 0 | 0
8631 | 0 | 0
8632 | 0 | 0
8633 | 0 | 0
8634 | 0 | 0
8635 | 0 | 0
8636 | 0 | 0
8637 | 0 | 0
8638 | 0 | 0
8639 | 0 | 0
8640 | 0 | 0
8641 | 0 | 0
8642 | 0 | 0
8643 | 0 | 0
8644 | 0 | 0
8645 | 0 | 0
8646 | 0 | 0
8647 | 0 | 0
8648 | 0 | 0
8649 | 0 | 0
8650 | 0 | 0
8651 | 0 | 0
8652 | 0 | 0
8653 | 0 | 0
8654 | 0 | 0
8655 | 0 | 0
8656 | 0 | 0
8657 | 0 | 0
8658 | 0 | 0
8659 | 0 | 0
8660 | 0 | 0
8661 | 0 | 0
8662 | 0 | 0
8663 | 0 | 0
8664 | 0 | 0
8665 | 0 | 0
8666 | 0 | 0
8667 | 0 | 0
8668 | 0 | 0
8669 | 0 | 0
8670 | 0 | 0
8671 | 0 | 0
8672 | 0 | 0
8673 | 0 | 0
8674 | 0 | 0
8675 | 0 | 0
8676 | 0 | 0
8677 | 0 | 0
8678 | 0 | 0
8679 | 0 | 0
8680 | 0 | 0
8681 | 0 | 0
8682 | 0 | 0
8683 | 0 | 0
8684 | 0 | 0
8685 | 0 | 0
8686 | 0 | 0
8687 | 0 | 0
8688 | 0 | 0
8689 | 0 | 0
8690 | 0 | 0
8691 | 0 | 0
8692 | 0 | 0
8693 | 0 | 0
8694 | 0 | 0
8695 | 0 | 0
8696 | 0 | 0
8697 | 0 | 0
8698 | 0 | 0
8699 | 0 | 0
8700 | 0 | 0
8701 | 0 | 0
8702 | 0 | 0
8703 | 0 | 0
8704 | 0 | 0
8705 | 0 | 0
8706 | 0 | 0
8707 | 0 | 0
8708 | 0 | 0
8709 | 0 | 0
8710 | 0 | 0
8711 | 0 | 0
8712 | 0 | 0
8713 | 0 | 0
8714 | 0 | 0
8715 | 0 | 0
8716 | 0 | 0
8717 | 0 | 0
8718 | 0 | 0
8719 | 0 | 0
8720 | 0 | 0
8721 | 0 | 0
8722 | 0 | 0
8723 | 0 | 0
8724 | 0 | 0
8725 | 0 | 0
8726 | 0 | 0
8727 | 0 | 0
8728 | 0 | 0
8729 | 0 | 0
8730 | 0 | 0
8731 | 0 | 0
8732 | 0 | 0
8733 | 0 | 0
8734 | 0 | 0
8735 | 0 | 0
8736 | 0 | 0
8737 | 0 | 0
8738 | 0 | 0
8739 | 0 | 0
8740 | 0 | 0
8741 | 0 | 0
8742 | 0 | 0
8743 | 0 | 0
8744 | 0 | 0
8745 | 0 | 0
8746 | 0 | 0
8747 | 0 | 0
8748 | 0 | 0
8749 | 0 | 0
8750 | 0 | 0
8751 | 0 | 0
8752 | 0 | 0
8753 | 0 | 0
8754 | 0 | 0
8755 | 0 | 0
8756 | 0 | 0
8757 | 0 | 0
8758 | 0 | 0
8759 | 0 | 0
8760 | 0 | 0

## Year 1 BAU vs DPPA
Line Item | Year 1 (USD) | Side
Buyer (Factory) - Year 1 Outflow (USD)
BAU EVN energy + demand bill | 769044.53 | bau
C_DN spot energy (Q_Khc × CFMP × K_pp) | 354898.1333 | dppa
C_DPPA system service fee | 84311.5449 | dppa
C_CL settlement adder | 38244.6536 | dppa
C_BL retail shortfall (P_evn × shortfall) | 196623.4222 | dppa
CfD payment to ESCO (positive = pay) | 131010.5734 | dppa
Optimized demand charge (kept by EVN) | 0 | dppa
ESCO demand savings share charged back | 0 | dppa
Total buyer outflow | 805088.3274 | both
Buyer savings vs BAU | -36043.7974 | delta
Buyer savings as % of BAU | -0.046868 | delta_fraction
Seller (ESCO / Generator) - Year 1 Revenue (USD)
Discount-to-EVN energy revenue (Phase 2) | 0 | bau_esco
FMP market revenue (Q_re_meter × FMP) | 432920.7906 | dppa
CfD net (from buyer) | 131010.5734 | dppa
Demand savings share (80%) | 0 | both_esco
ESCO grid arbitrage revenue | 0 | both_esco
Total ESCO / generator revenue | 563931.364 | both_esco
System Energy Flows (kWh / yr)
PV → load | 3893817.6204 | flow
PV → storage | 2838149.6013 | flow
PV → grid (export at FMP) | 1636900.4383 | flow
Storage → load | 2553477.8297 | flow
Q_re_meter (total generator injection) | 8084195.8884 | flow
Q_adj (loss-adjusted customer-side) | 7869645.7367 | flow
Q_Khc (matched consumption, settled) | 6159426.7542 | flow
EVN retail shortfall | 3180664.872 | flow

## Monthly Settlement
Month | C_DN (VND) | C_DPPA (VND) | C_CL (VND) | C_BL (VND) | CfD Net (VND) | Generator Revenue (VND) | Customer Total (VND)
1 | 779114449.5291 | 183710675.4037 | 83333203.5928 | 521732955.0579 | 279603208.5652 | 1307697603.5646 | 1847494492.1487
2 | 742310690.4421 | 178614161.6072 | 81021368.3068 | 296687972.8855 | 290940359.4391 | 1315404308.3617 | 1589574552.6806
3 | 1028529048.6662 | 211996845.6494 | 96164124.7071 | 372618779.1245 | 202120934.4509 | 1574368970.7773 | 1911429732.5981
4 | 980260934.4576 | 193118661.2658 | 87600770.5131 | 314124858.8715 | 141217308.4247 | 1406818024.4365 | 1716322533.5327
5 | 924343973.953 | 204078643.3219 | 92572340.1513 | 232509704.7844 | 253574275.7357 | 1302768196.6841 | 1707078937.9463
6 | 537064522.0029 | 177843999.7833 | 80672014.3461 | 398456903.722 | 475148262.0073 | 1065153305.2629 | 1669185701.8616
7 | 589969400.4884 | 177197535.1652 | 80378770.8124 | 352183161.4354 | 423908216.7026 | 1115206968.623 | 1623637084.6039
8 | 739837449.9564 | 173245186.489 | 78585941.5379 | 530547328.7694 | 262873845.3259 | 1246386179.9032 | 1785089752.0786
9 | 549831621.1608 | 175890660.771 | 79785958.0664 | 491629792.2448 | 454519520.9526 | 1077443105.2045 | 1751657553.1956
10 | 730732507.4549 | 166305939.1024 | 75438221.8206 | 625431541.2804 | 229363211.1299 | 1048713666.3875 | 1827271420.7883
11 | 856529605.1489 | 189339976.6925 | 85886717.2053 | 515603990.289 | 236033366.5899 | 1174565693.1727 | 1883393655.9257
12 | 875296702.4849 | 186051346.2491 | 84394957.8958 | 519669015.2778 | 196275571.1112 | 1196868851.5952 | 1861687593.0188

## Hourly Settlement
Hour | Load (kW) | Q_re_meter (kW) | Q_re_delivered (kW) | Q_adj (kW) | Q_Khc (kW) | FMP (VND/kWh) | C_DN (VND) | C_DPPA (VND) | C_CL (VND) | C_BL (VND) | CfD Payment (VND)
1 | 1020 | 0 | 0 | 0 | 0 | 1377.55 | 0 | 0 | 0 | 1276917.6 | 0
2 | 1078.4 | 0 | 0 | 0 | 0 | 1316 | 0 | 0 | 0 | 1350027.392 | 0
3 | 906.4 | 0 | 0 | 0 | 0 | 1367.3 | 0 | 0 | 0 | 1134704.032 | 0
4 | 860.8 | 554.407 | 554.407 | 539.6933 | 539.6933 | 1420.5 | 816240.1885 | 194289.6056 | 88131.9239 | 401986.9945 | 285499.3675
5 | 996.8 | 1046.1044 | 1046.1044 | 1018.3414 | 996.8 | 1423.7 | 1511250.9114 | 358848 | 162777.44 | 0 | 574455.84
6 | 983.2 | 1031.8317 | 1031.8317 | 1004.4475 | 983.2 | 1433.15 | 1498854.0345 | 353952 | 160556.56 | 0 | 557326.92
7 | 586.4 | 615.4049 | 615.4049 | 599.0724 | 586.4 | 1460.05 | 908093.4268 | 211104 | 95759.12 | 0 | 316626.68
8 | 104.269 | 109.4264 | 109.4264 | 106.5223 | 104.269 | 1481.35 | 163091.2283 | 37536.84 | 17027.1277 | 0 | 54079.1168
9 | 89.172 | 93.5827 | 93.5827 | 91.0991 | 89.172 | 1273.8 | 119873.5393 | 32101.92 | 14561.7876 | 0 | 64756.7064
10 | 105.232 | 453.4539 | 110.436 | 441.4195 | 105.232 | 1251.7 | 139185.264 | 37883.52 | 17184.3856 | 0 | 78745.1056
11 | 89.626 | 724.846 | 94.0591 | 705.609 | 89.626 | 1237.2 | 117193.7334 | 32265.36 | 14635.9258 | 0 | 68366.7128
12 | 119.641 | 269.3446 | 125.5588 | 262.1963 | 119.641 | 1241.95 | 156736.6262 | 43070.76 | 19537.3753 | 0 | 90693.86
13 | 82.892 | 86.9921 | 86.9921 | 84.6833 | 82.892 | 1235.6 | 107972.0863 | 29841.12 | 13536.2636 | 0 | 63362.6448
14 | 87.738 | 698.4783 | 92.0788 | 679.9411 | 87.738 | 1264.65 | 117158.1343 | 31585.68 | 14327.6154 | 0 | 64518.1383
15 | 106.186 | 1030.6952 | 111.4382 | 1003.3411 | 106.186 | 1276.05 | 143198.56 | 38226.96 | 17340.1738 | 0 | 76873.3547
16 | 98.846 | 917.7362 | 103.7352 | 893.38 | 98.846 | 1305.2 | 135970.4615 | 35584.56 | 16141.5518 | 0 | 68678.2008
17 | 88.262 | 532.4764 | 92.6277 | 518.3448 | 88.262 | 1500 | 139423.6023 | 31774.32 | 14413.1846 | 0 | 44131
18 | 94.791 | 99.4796 | 99.4796 | 96.8395 | 94.791 | 1650.7 | 164927.7534 | 34124.76 | 15479.3703 | 0 | 33110.4963
19 | 90.4 | 94.8714 | 94.8714 | 92.3536 | 90.4 | 1716.9 | 163464.585 | 32544 | 14762.32 | 0 | 25592.24
20 | 96 | 100.7484 | 100.7484 | 98.0746 | 96 | 1581.7 | 160185.6352 | 34560 | 15676.8 | 0 | 40156.8
21 | 87.2 | 91.5131 | 91.5131 | 89.0844 | 87.2 | 1571.05 | 144321.5493 | 31392 | 14239.76 | 0 | 37404.44
22 | 92 | 96.5506 | 96.5506 | 93.9882 | 92 | 1815.6 | 176161.9858 | 33120 | 15023.6 | 0 | 16964.8
23 | 88 | 92.3527 | 92.3527 | 89.9017 | 88 | 1675.85 | 156161.3606 | 31680 | 14370.4 | 0 | 28525.2
24 | 91.2 | 95.711 | 95.711 | 93.1709 | 91.2 | 1500.35 | 145078.2253 | 32832 | 14892.96 | 0 | 45568.08
25 | 86.4 | 90.6736 | 90.6736 | 88.2672 | 86.4 | 1506.4 | 138118.3746 | 31104 | 14109.12 | 0 | 42647.04
26 | 93.6 | 98.2297 | 98.2297 | 95.6227 | 93.6 | 1423.5 | 142482.662 | 33696 | 15284.88 | 0 | 53960.4
27 | 86.4 | 90.6736 | 90.6736 | 88.2672 | 86.4 | 1421.05 | 131778.551 | 31104 | 14109.12 | 0 | 50021.28
28 | 89.6 | 94.0319 | 94.0319 | 91.5363 | 89.6 | 1424.3 | 137058.7214 | 32256 | 14631.68 | 0 | 51582.72
29 | 83.2 | 87.3153 | 87.3153 | 84.998 | 83.2 | 1433.8 | 127900.0186 | 29952 | 13586.56 | 0 | 47107.84
30 | 92 | 96.5506 | 96.5506 | 93.9882 | 92 | 1443.25 | 141925.8197 | 33120 | 15023.6 | 0 | 51221
31 | 76.8 | 80.5987 | 80.5987 | 78.4597 | 76.8 | 1505.8 | 122345.756 | 27648 | 12541.44 | 0 | 37954.56
32 | 84.462 | 88.6397 | 88.6397 | 86.2873 | 84.462 | 1754.3 | 156018.6853 | 30406.32 | 13792.6446 | 0 | 20752.3134
33 | 178.704 | 187.5432 | 187.5432 | 182.5659 | 178.704 | 1834.75 | 345354.5737 | 64333.44 | 29182.3632 | 0 | 29530.836
34 | 122.023 | 128.0586 | 128.0586 | 124.66 | 122.023 | 1841.6 | 237098.9804 | 43928.28 | 19926.3559 | 0 | 19328.4432
35 | 151.211 | 158.6903 | 158.6903 | 154.4788 | 151.211 | 1651.9 | 263770.436 | 54435.96 | 24692.7563 | 0 | 52636.5491
36 | 234.813 | 701.5154 | 246.4264 | 682.8976 | 234.813 | 1590.1 | 393094.9234 | 84532.68 | 38344.9629 | 0 | 96249.8487
37 | 410.829 | 1187.8973 | 431.1497 | 1156.3712 | 410.829 | 1500.55 | 648500.3296 | 147898.44 | 67088.3757 | 0 | 205188.544
38 | 797.587 | 865.771 | 837.0378 | 842.794 | 797.587 | 1617.15 | 1361281.607 | 287131.32 | 130245.9571 | 0 | 305356.1829
39 | 1144.168 | 573.5828 | 573.5828 | 558.3602 | 558.3602 | 1800.05 | 1061426.2408 | 201009.678 | 91180.2234 | 1129622.5218 | 108729.8108
40 | 1195.968 | 130.231 | 130.231 | 126.7747 | 126.7747 | 1764.6 | 235810.2454 | 45638.8978 | 20702.3112 | 2061742.5163 | 29063.661
41 | 1539.811 | 149.9273 | 149.9273 | 145.9483 | 145.9483 | 1794.05 | 275787.2786 | 52541.389 | 23833.3578 | 2687807.741 | 29273.527
42 | 1385.46 | 0 | 0 | 0 | 0 | 1692.95 | 0 | 0 | 0 | 2671604.6854 | 0
43 | 1622.4 | 1702.6483 | 1702.6483 | 1657.4609 | 1622.4 | 1702.9 | 2911386.8414 | 584064 | 264937.92 | 0 | 482015.04
44 | 953.6 | 1000.7676 | 1000.7676 | 974.2078 | 953.6 | 1619.95 | 1628975.6023 | 343296 | 155722.88 | 0 | 362415.68
45 | 1364 | 1431.4671 | 1431.4671 | 1393.4768 | 1364 | 1665.7 | 2390498.7646 | 491040 | 222741.2 | 0 | 455985.2
46 | 1566.4 | 1643.8784 | 1643.8784 | 1600.2507 | 1566.4 | 1815.6 | 2986233.5593 | 563904 | 255793.12 | 0 | 288844.16
47 | 1546.4 | 1622.8891 | 1622.8891 | 1579.8185 | 1546.4 | 1785 | 2915074.674 | 556704 | 252527.12 | 0 | 332476
48 | 1576 | 0 | 0 | 0 | 0 | 1633.1 | 0 | 0 | 0 | 3039026.016 | 0
49 | 1492 | 0 | 0 | 0 | 0 | 1449.35 | 0 | 0 | 0 | 1867804.96 | 0
50 | 1759.2 | 0 | 0 | 0 | 0 | 1474.1 | 0 | 0 | 0 | 2202307.296 | 0
51 | 1702.4 | 0 | 0 | 0 | 0 | 1424.85 | 0 | 0 | 0 | 2131200.512 | 0
52 | 1202.4 | 0 | 0 | 0 | 0 | 1313 | 0 | 0 | 0 | 1505260.512 | 0
53 | 1508.8 | 0 | 0 | 0 | 0 | 1387.75 | 0 | 0 | 0 | 1888836.544 | 0
54 | 1304 | 0 | 0 | 0 | 0 | 1436.95 | 0 | 0 | 0 | 1632451.52 | 0
55 | 1408 | 0 | 0 | 0 | 0 | 1460.05 | 0 | 0 | 0 | 2715068.928 | 0
56 | 1348.873 | 0 | 0 | 0 | 0 | 1485.15 | 0 | 0 | 0 | 2601053.3879 | 0
57 | 1465.448 | 0 | 0 | 0 | 0 | 1514.75 | 0 | 0 | 0 | 2825846.8256 | 0
58 | 1762.864 | 0 | 0 | 0 | 0 | 1521.6 | 0 | 0 | 0 | 3399358.857 | 0
59 | 1691.064 | 0 | 0 | 0 | 0 | 1512.05 | 0 | 0 | 0 | 3260905.7682 | 0
60 | 1680.269 | 502.4418 | 502.4418 | 489.1073 | 489.1073 | 1504.25 | 772746.8539 | 176078.6214 | 79871.2191 | 2296936.2002 | 233305.899
61 | 1623.593 | 1172.8491 | 1172.8491 | 1141.7223 | 1141.7223 | 1490.45 | 1781503.7169 | 411020.0308 | 186443.2529 | 929198.9658 | 545161.94
62 | 1593.084 | 1671.8822 | 1671.8822 | 1627.5114 | 1593.084 | 1515.85 | 2543824.5511 | 573510.24 | 260150.6172 | 0 | 771291.6186
63 | 1600.536 | 598.1832 | 598.1832 | 582.3078 | 582.3078 | 1538.5 | 943829.2129 | 209630.8041 | 95090.862 | 1963465.7507 | 261719.8805
64 | 2071.826 | 901.0288 | 901.0288 | 877.116 | 877.116 | 1542.5 | 1425879.9518 | 315761.7544 | 143233.0403 | 2303778.4382 | 390805.65
65 | 1766.78 | 761.9718 | 761.9718 | 741.7495 | 741.7495 | 1590.05 | 1241633.9074 | 267029.8286 | 121127.6972 | 1976582.6678 | 296142.5507
66 | 1972.144 | 45.8668 | 45.8668 | 44.6495 | 44.6495 | 1599.7 | 75284.9715 | 16073.8158 | 7291.2615 | 3716818.5065 | 17406.6452
67 | 1702.4 | 1592.4788 | 1592.4788 | 1550.2153 | 1550.2153 | 1658.4 | 2708366.9463 | 558077.5165 | 253150.1623 | 544013.9542 | 488292.9464
68 | 1880.8 | 1888.3791 | 1888.3791 | 1838.2625 | 1838.2625 | 1576.2 | 3057602.597 | 661774.5002 | 300188.2663 | 152058.6294 | 761146.0714
69 | 1820 | 1888.3791 | 1888.3791 | 1838.2625 | 1820 | 1509.75 | 2893813.585 | 655200 | 297206 | 0 | 880490.4708
70 | 1544 | 1620.3704 | 1620.3704 | 1577.3667 | 1544 | 1570.6 | 2551470.6334 | 555840 | 252135.2 | 0 | 662993.6
71 | 1548 | 1624.5683 | 1624.5683 | 1581.4531 | 1548 | 1468.8 | 2402678.2324 | 557280 | 252788.4 | 0 | 822297.6
72 | 1748 | 0 | 0 | 0 | 0 | 1393.5 | 0 | 0 | 0 | 3370696.368 | 0
73 | 1668.8 | 0 | 0 | 0 | 0 | 1281.35 | 0 | 0 | 0 | 2089137.344 | 0
74 | 1640 | 0 | 0 | 0 | 0 | 1307.05 | 0 | 0 | 0 | 2053083.2 | 0
75 | 1404.8 | 0 | 0 | 0 | 0 | 1331.35 | 0 | 0 | 0 | 1758641.024 | 0
76 | 1329.6 | 0 | 0 | 0 | 0 | 1313 | 0 | 0 | 0 | 1664499.648 | 0
77 | 1424 | 0 | 0 | 0 | 0 | 1358.25 | 0 | 0 | 0 | 1782677.12 | 0
78 | 1144.8 | 0 | 0 | 0 | 0 | 1433.15 | 0 | 0 | 0 | 1433152.224 | 0
79 | 1503.2 | 128.0198 | 128.0198 | 124.6222 | 124.6222 | 1434.05 | 188366.0282 | 44863.9858 | 20350.8024 | 2658333.6622 | 68688.7856
80 | 1213.663 | 955.1097 | 955.1097 | 929.7616 | 929.7616 | 1477.55 | 1446374.0737 | 334714.1827 | 151830.0723 | 547451.5761 | 473073.773
81 | 1603.942 | 1683.2773 | 1683.2773 | 1638.604 | 1603.942 | 1507.15 | 2544812.6983 | 577419.12 | 261923.7286 | 0 | 790502.8147
82 | 1563.398 | 1640.7279 | 1640.7279 | 1597.1839 | 1563.398 | 1406.5 | 2310248.7828 | 562823.28 | 255302.8934 | 0 | 927876.713
83 | 1507.155 | 1716.8654 | 1581.703 | 1671.3007 | 1507.155 | 1297.65 | 2061085.8464 | 542575.8 | 246118.4115 | 0 | 1058550.3143
84 | 1580.699 | 1658.8846 | 1658.8846 | 1614.8588 | 1580.699 | 1294.7 | 2151906.9171 | 569051.64 | 258128.1467 | 0 | 1114867.0047
85 | 1729.469 | 1815.0132 | 1815.0132 | 1766.8438 | 1729.469 | 1382.95 | 2504598.1123 | 622608.84 | 282422.2877 | 0 | 1067168.8465
86 | 1487.795 | 1713.3822 | 1561.3843 | 1667.91 | 1487.795 | 1404.55 | 2197923.059 | 535606.2 | 242956.9235 | 0 | 885907.5328
87 | 1353.09 | 2215.4032 | 1420.0164 | 2156.6076 | 1353.09 | 1423.4 | 2024724.5927 | 487112.4 | 220959.597 | 0 | 780191.694
88 | 1713.845 | 2353.3047 | 1798.6164 | 2290.8492 | 1713.845 | 1485.8 | 2679954.7021 | 616984.2 | 279870.8885 | 0 | 881259.099
89 | 1749.959 | 1166.4474 | 1166.4474 | 1135.4905 | 1135.4905 | 1551.25 | 1851720.729 | 408776.574 | 185425.5959 | 1184889.4719 | 496249.7388
90 | 1614.836 | 86.1651 | 86.1651 | 83.8783 | 83.8783 | 1599.7 | 141043.2092 | 30196.1921 | 13697.3283 | 2952170.2062 | 32699.7064
91 | 1603.201 | 1682.4997 | 1682.4997 | 1637.847 | 1603.201 | 1620.9 | 2736666.9865 | 577152.36 | 261802.7233 | 0 | 607773.4991
92 | 1192 | 1250.9595 | 1250.9595 | 1217.7598 | 1192 | 1529.9 | 1920618.8784 | 429120 | 194653.6 | 0 | 560359.2
93 | 1322.4 | 1387.8095 | 1387.8095 | 1350.9778 | 1322.4 | 1477.8 | 2052787.0871 | 476064 | 215947.92 | 0 | 690557.28
94 | 1403.2 | 1472.6061 | 1472.6061 | 1433.5239 | 1403.2 | 1581.6 | 2327883.0954 | 505152 | 229142.56 | 0 | 587098.88
95 | 1576.8 | 1654.7928 | 1654.7928 | 1610.8755 | 1576.8 | 1547.6 | 2568208.2849 | 567648 | 257491.44 | 0 | 713344.32
96 | 1240.8 | 0 | 0 | 0 | 0 | 1393.5 | 0 | 0 | 0 | 2392654.4928 | 0
97 | 1476 | 0 | 0 | 0 | 0 | 1395.35 | 0 | 0 | 0 | 2846194.416 | 0
98 | 1014.4 | 0 | 0 | 0 | 0 | 1334.6 | 0 | 0 | 0 | 1956083.7504 | 0
99 | 1200.8 | 0 | 0 | 0 | 0 | 1343.9 | 0 | 0 | 0 | 2315521.8528 | 0
100 | 1056 | 0 | 0 | 0 | 0 | 1313 | 0 | 0 | 0 | 2036301.696 | 0
101 | 1512.8 | 0 | 0 | 0 | 0 | 1423.7 | 0 | 0 | 0 | 2917156.4448 | 0
102 | 1194.4 | 0 | 0 | 0 | 0 | 1391.95 | 0 | 0 | 0 | 2303180.6304 | 0
103 | 1352.8 | 1213.6532 | 1213.6532 | 1181.4435 | 1181.4435 | 1456.25 | 1808877.7913 | 425319.6769 | 192929.7312 | 330429.3901 | 573667.6687
104 | 1276.497 | 1339.636 | 1339.636 | 1304.0828 | 1276.497 | 1436.35 | 1925596.1004 | 459538.92 | 208451.9601 | 0 | 719497.534
105 | 1178.106 | 1236.3783 | 1236.3783 | 1203.5655 | 1178.106 | 1430 | 1771846.5988 | 424118.16 | 192384.7098 | 0 | 671520.42
106 | 1381.448 | 1468.3925 | 1449.7782 | 1429.4221 | 1381.448 | 1462.1 | 2124827.1529 | 497321.28 | 225590.4584 | 0 | 743080.8792
107 | 1214.49 | 2049.4107 | 1274.562 | 1995.0205 | 1214.49 | 1481.95 | 1902806.8572 | 437216.4 | 198326.217 | 0 | 629166.5445
108 | 1201.671 | 2348.5118 | 1261.1089 | 2286.1836 | 1201.671 | 1360.7 | 1725800.1378 | 432601.56 | 196232.8743 | 0 | 768228.2703
109 | 1248.417 | 2332.9923 | 1310.166 | 2271.076 | 1248.417 | 1291.9 | 1699214.0921 | 449430.12 | 203866.4961 | 0 | 884004.0777
110 | 1246.649 | 3100.8317 | 1308.3116 | 3018.5373 | 1246.649 | 1409.7 | 1857130.2656 | 448793.64 | 203577.7817 | 0 | 735896.9047
111 | 987.594 | 3306.9934 | 1036.4431 | 3219.2276 | 987.594 | 1429.45 | 1489070.8993 | 355533.84 | 161274.1002 | 0 | 563471.7567
112 | 489.888 | 2418.5298 | 514.1192 | 2354.3434 | 489.888 | 1484.35 | 766711.3022 | 176359.68 | 79998.7104 | 0 | 252610.7472
113 | 193.991 | 1216.3441 | 203.5863 | 1184.063 | 193.991 | 1540.55 | 314871.1631 | 69836.76 | 31678.7303 | 0 | 89129.165
114 | 170.644 | 179.0845 | 179.0845 | 174.3317 | 170.644 | 1564.7 | 280876.5191 | 61431.84 | 27866.1652 | 0 | 74281.3332
115 | 118.4 | 124.2564 | 124.2564 | 120.9587 | 118.4 | 1655.4 | 206449.8993 | 42624 | 19334.72 | 0 | 40800.64
116 | 127.2 | 133.4917 | 133.4917 | 129.9489 | 127.2 | 1529.9 | 205147.1187 | 45792 | 20771.76 | 0 | 59796.72
117 | 100.8 | 105.7858 | 105.7858 | 102.9783 | 100.8 | 1499.05 | 159099.7176 | 36288 | 16460.64 | 0 | 50495.76
118 | 94.4 | 99.0693 | 99.0693 | 96.44 | 94.4 | 1495.6 | 148368.5053 | 33984 | 15415.52 | 0 | 47615.36
119 | 94.4 | 99.0693 | 99.0693 | 96.44 | 94.4 | 1472.6 | 146480.7614 | 33984 | 15415.52 | 0 | 49786.56
120 | 99.2 | 104.1067 | 104.1067 | 101.3438 | 99.2 | 1454.85 | 152262.4775 | 35712 | 16199.36 | 0 | 54078.88
121 | 92.8 | 97.3901 | 97.3901 | 94.8055 | 92.8 | 1425.85 | 139564.331 | 33408 | 15154.24 | 0 | 53281.12
122 | 91.2 | 95.711 | 95.711 | 93.1709 | 91.2 | 1303.15 | 125007.981 | 32832 | 14892.96 | 0 | 63552.72
123 | 85.6 | 89.834 | 89.834 | 87.4499 | 85.6 | 1312.6 | 118157.1865 | 30816 | 13978.48 | 0 | 58841.44
124 | 93.6 | 98.2297 | 98.2297 | 95.6227 | 93.6 | 1311.9 | 129105.5937 | 33696 | 15284.88 | 0 | 64406.16
125 | 89.6 | 94.0319 | 94.0319 | 91.5363 | 89.6 | 1336.7 | 126028.3744 | 32256 | 14631.68 | 0 | 59431.68
126 | 93.6 | 98.2297 | 98.2297 | 95.6227 | 93.6 | 1321.1 | 130112.8719 | 33696 | 15284.88 | 0 | 63545.04
127 | 81.6 | 85.6362 | 85.6362 | 83.3634 | 81.6 | 1435.95 | 123268.8437 | 29376 | 13325.28 | 0 | 46026.48
128 | 95.06 | 99.7619 | 99.7619 | 97.1143 | 95.06 | 1476.3 | 147330.3776 | 34221.6 | 15523.298 | 0 | 49782.922
129 | 615.277 | 1772.3064 | 645.7103 | 1725.2703 | 615.277 | 1507 | 974245.4959 | 221499.72 | 100474.7341 | 0 | 303331.561
130 | 1487.855 | 2067.5947 | 1561.4483 | 2012.7219 | 1487.855 | 1577.65 | 2470376.7332 | 535627.8 | 242966.7215 | 0 | 628395.5592
131 | 1570.749 | 3879.2686 | 1648.4425 | 3776.3149 | 1570.749 | 1508.35 | 2499987.1987 | 565469.64 | 256503.3117 | 0 | 772258.7459
132 | 1374.539 | 4126.8505 | 1442.5274 | 4017.3261 | 1374.539 | 1443.6 | 2088100.4842 | 494834.04 | 224462.2187 | 0 | 764793.4996
133 | 1744.337 | 3420.986 | 1830.6166 | 3330.1949 | 1744.337 | 1429.3 | 2619315.2512 | 627961.32 | 284850.2321 | 0 | 995493.1259
134 | 1288.096 | 1977.9234 | 1351.8087 | 1925.4304 | 1288.096 | 1503.95 | 2038293.6251 | 463714.56 | 210346.0768 | 0 | 638960.0208
135 | 1540.824 | 3101.814 | 1617.0373 | 3019.4936 | 1540.824 | 1526.2 | 2475124.7751 | 554696.64 | 251616.5592 | 0 | 730042.4112
136 | 1378.996 | 1819.5794 | 1447.2049 | 1771.2888 | 1378.996 | 1546.6 | 2245177.6981 | 496438.56 | 225190.0468 | 0 | 625236.7864
137 | 1206.845 | 803.5411 | 803.5411 | 782.2155 | 782.2155 | 1625.3 | 1336272.3113 | 281597.5861 | 127735.7939 | 818819.826 | 285445.3359
138 | 1353.643 | 88.6313 | 88.6313 | 86.2791 | 86.2791 | 1542.4 | 139895.5277 | 31060.4746 | 14089.3764 | 2443878.0936 | 38450.7552
139 | 1672.005 | 1754.7069 | 1754.7069 | 1708.1379 | 1672.005 | 1545.2 | 2722144.695 | 601921.8 | 273038.4165 | 0 | 760427.874
140 | 1202.4 | 1261.874 | 1261.874 | 1228.3845 | 1202.4 | 1501.35 | 1903473.0626 | 432864 | 196351.92 | 0 | 599576.76
141 | 1490.4 | 1564.1192 | 1564.1192 | 1522.6083 | 1490.4 | 1449.05 | 2274757.54 | 536544 | 243382.32 | 0 | 821135.88
142 | 825.6 | 866.4364 | 866.4364 | 843.4417 | 825.6 | 1477.45 | 1284275.9686 | 297216 | 134820.48 | 0 | 431417.28
143 | 1327.2 | 1392.8469 | 1392.8469 | 1355.8815 | 1327.2 | 1454.45 | 2038579.8185 | 477792 | 216731.76 | 0 | 724053.96
144 | 1368.8 | 731.1113 | 731.1113 | 711.708 | 711.708 | 1438.95 | 1079919.788 | 256214.896 | 116221.9236 | 1267080.9315 | 337337.4841
145 | 1056 | 0 | 0 | 0 | 0 | 1363.3 | 0 | 0 | 0 | 1321985.28 | 0
146 | 1168.8 | 0 | 0 | 0 | 0 | 1418.1 | 0 | 0 | 0 | 1463197.344 | 0
147 | 1128 | 0 | 0 | 0 | 0 | 1415.25 | 0 | 0 | 0 | 1412120.64 | 0
148 | 982.4 | 0 | 0 | 0 | 0 | 1414.15 | 0 | 0 | 0 | 1229846.912 | 0
149 | 904 | 0 | 0 | 0 | 0 | 1418.2 | 0 | 0 | 0 | 1131699.52 | 0
150 | 892.8 | 0 | 0 | 0 | 0 | 1425.1 | 0 | 0 | 0 | 1117678.464 | 0
151 | 1122.4 | 1177.9169 | 1177.9169 | 1146.6557 | 1122.4 | 1430.05 | 1688014.7854 | 404064 | 183287.92 | 0 | 639711.88
152 | 820.686 | 861.2793 | 861.2793 | 838.4215 | 820.686 | 1439.1 | 1241225.7057 | 295446.96 | 134018.0238 | 0 | 460322.7774
153 | 1276.219 | 1339.3442 | 1339.3442 | 1303.7988 | 1276.219 | 1443.7 | 1938340.6773 | 459438.84 | 208406.5627 | 0 | 709960.6297
154 | 1102.819 | 1547.5083 | 1157.3674 | 1506.4383 | 1102.819 | 1350.65 | 1571975.4881 | 397014.84 | 180090.3427 | 0 | 716115.5177
155 | 1394.158 | 2113.7386 | 1463.1168 | 2057.6411 | 1394.158 | 1329 | 1960508.1872 | 501896.88 | 227666.0014 | 0 | 935480.018
156 | 1343.063 | 2381.4513 | 1409.4945 | 2318.2488 | 1343.063 | 1348.7 | 1918539.791 | 483502.68 | 219322.1879 | 0 | 874736.9319
157 | 1117.045 | 2358.3599 | 1172.2971 | 2295.7703 | 1117.045 | 1251.05 | 1482364.2025 | 402136.2 | 182413.4485 | 0 | 836610.8527
158 | 1320.721 | 3595.0793 | 1386.0474 | 3499.6679 | 1320.721 | 1196.9 | 1678278.8608 | 475459.56 | 215673.7393 | 0 | 1060671.0351
159 | 965.839 | 3316.7891 | 1013.612 | 3228.7633 | 965.839 | 1169.15 | 1193134.8941 | 347702.04 | 157721.5087 | 0 | 802467.3331
160 | 1201.115 | 2455.8319 | 1260.5254 | 2390.6555 | 1201.115 | 1288.4 | 1630372.2428 | 432401.4 | 196142.0795 | 0 | 854713.434
161 | 1181.242 | 1263.9991 | 1239.6694 | 1230.4533 | 1181.242 | 1407.4 | 1746298.208 | 425247.12 | 192896.8186 | 0 | 700004.0092
162 | 1081.511 | 121.6128 | 121.6128 | 118.3853 | 118.3853 | 1518.15 | 188489.2904 | 42618.6902 | 19332.3114 | 1857210.7929 | 55554.8958
163 | 1008 | 1057.8584 | 1057.8584 | 1029.7834 | 1008 | 1609.65 | 1704082.0381 | 362880 | 164606.4 | 0 | 393472.8
164 | 1229.6 | 1290.4193 | 1290.4193 | 1256.1723 | 1229.6 | 1532.25 | 1983230.8192 | 442656 | 200793.68 | 0 | 575145.4
165 | 845.6 | 887.4257 | 887.4257 | 863.8739 | 845.6 | 1466.05 | 1304863.8508 | 304416 | 138086.48 | 0 | 451508.12
166 | 1182.4 | 1240.8847 | 1240.8847 | 1207.9523 | 1182.4 | 1416.65 | 1767885.5799 | 425664 | 193085.92 | 0 | 689753.04
167 | 1105.6 | 1160.286 | 1160.286 | 1129.4926 | 1105.6 | 1314.65 | 1533907.0125 | 398016 | 180544.48 | 0 | 757722.96
168 | 876.8 | 0 | 0 | 0 | 0 | 1274.6 | 0 | 0 | 0 | 1690747.4688 | 0
169 | 1152.8 | 0 | 0 | 0 | 0 | 1358.9 | 0 | 0 | 0 | 1443167.264 | 0
170 | 1130.4 | 0 | 0 | 0 | 0 | 1333.8 | 0 | 0 | 0 | 1415125.152 | 0
171 | 1128.8 | 0 | 0 | 0 | 0 | 1313.55 | 0 | 0 | 0 | 1413122.144 | 0
172 | 1064.8 | 0 | 0 | 0 | 0 | 1305.55 | 0 | 0 | 0 | 1333001.824 | 0
173 | 1179.2 | 0 | 0 | 0 | 0 | 1233.8 | 0 | 0 | 0 | 1476216.896 | 0
174 | 769.6 | 0 | 0 | 0 | 0 | 1283.2 | 0 | 0 | 0 | 963446.848 | 0
175 | 1032.8 | 0 | 0 | 0 | 0 | 1455.15 | 0 | 0 | 0 | 1991564.7648 | 0
176 | 1022.571 | 677.3201 | 677.3201 | 659.3444 | 659.3444 | 1481.35 | 1029663.7758 | 237363.9749 | 107670.9364 | 700415.7131 | 262823.2942
177 | 1349.006 | 1102.7072 | 1102.7072 | 1073.4419 | 1073.4419 | 1514.75 | 1713238.2614 | 386439.1006 | 175293.0698 | 531374.5744 | 507290.5402
178 | 1477.914 | 824.6059 | 824.6059 | 802.7213 | 802.7213 | 1514 | 1280624.5634 | 288979.6621 | 131084.3856 | 1301984.9178 | 379938.762
179 | 1484.496 | 657.863 | 657.863 | 640.4037 | 640.4037 | 1452.1 | 981614.7197 | 230545.3376 | 104577.9267 | 1627676.6578 | 341718.1073
180 | 1349.631 | 1048.8173 | 1048.8173 | 1020.9822 | 1020.9822 | 1343.3 | 1445089.5564 | 367553.6082 | 166726.4006 | 633738.6527 | 652976.511
181 | 1462.071 | 1470.1188 | 1470.1188 | 1431.1027 | 1431.1027 | 1334.35 | 2007503.9917 | 515196.9671 | 233699.0687 | 59716.6946 | 927745.6936
182 | 1295.145 | 1359.2064 | 1359.2064 | 1323.1338 | 1295.145 | 1505.85 | 2054534.7191 | 466252.2 | 211497.1785 | 0 | 639995.9018
183 | 1332.189 | 1398.0827 | 1398.0827 | 1360.9783 | 1332.189 | 1530.9 | 2146407.0361 | 479588.04 | 217546.4637 | 0 | 624929.8599
184 | 1434.587 | 1114.8568 | 1114.8568 | 1085.2691 | 1085.2691 | 1542.5 | 1758698.7118 | 390696.8872 | 177224.4491 | 673595.2356 | 483549.5925
185 | 1105.581 | 692.3127 | 692.3127 | 673.9391 | 673.9391 | 1598.05 | 1132062.2867 | 242618.077 | 110054.2555 | 832341.9765 | 263818.2747
186 | 1217.803 | 24.4756 | 24.4756 | 23.826 | 23.826 | 1647.7 | 41293.1573 | 8577.3603 | 3890.7859 | 2302364.951 | 8174.7692
187 | 1003.211 | 1052.8325 | 1052.8325 | 1024.8909 | 1003.211 | 1658.9 | 1750659.0233 | 361155.96 | 163824.3563 | 0 | 342195.2721
188 | 1195.2 | 1254.3178 | 1254.3178 | 1221.0289 | 1195.2 | 1541.4 | 1937467.5088 | 430272 | 195176.16 | 0 | 548118.72
189 | 1054.4 | 1106.5535 | 1106.5535 | 1077.1861 | 1054.4 | 1508.65 | 1670898.2069 | 379584 | 172183.52 | 0 | 518079.44
190 | 1257.6 | 1319.8043 | 1319.8043 | 1284.7774 | 1257.6 | 1581.6 | 2087389.7999 | 452736 | 205366.08 | 0 | 526179.84
191 | 1286.4 | 1350.0288 | 1350.0288 | 1314.1998 | 1286.4 | 1558.6 | 2109547.4983 | 463104 | 210069.12 | 0 | 567816.96
192 | 1148 | 0 | 0 | 0 | 0 | 1451.05 | 0 | 0 | 0 | 2213706.768 | 0
193 | 1193.6 | 0 | 0 | 0 | 0 | 1431.3 | 0 | 0 | 0 | 1494243.968 | 0
194 | 937.6 | 0 | 0 | 0 | 0 | 1427.3 | 0 | 0 | 0 | 1173762.688 | 0
195 | 1222.4 | 0 | 0 | 0 | 0 | 1428.65 | 0 | 0 | 0 | 1530298.112 | 0
196 | 1073.6 | 0 | 0 | 0 | 0 | 1428.1 | 0 | 0 | 0 | 1344018.368 | 0
197 | 942.4 | 0 | 0 | 0 | 0 | 1431.3 | 0 | 0 | 0 | 1179771.712 | 0
198 | 1051.2 | 0 | 0 | 0 | 0 | 1480.75 | 0 | 0 | 0 | 1315976.256 | 0
199 | 951.2 | 111.5799 | 111.5799 | 108.6187 | 108.6187 | 1540.05 | 175950.3523 | 39102.7153 | 17737.4262 | 1624763.0913 | 48654.8909
200 | 1114.771 | 1110.8321 | 1110.8321 | 1081.3513 | 1081.3513 | 1565.15 | 1779011.2825 | 389286.4517 | 176584.6599 | 64443.8295 | 457950.9714
201 | 1167.854 | 1225.6192 | 1225.6192 | 1193.092 | 1167.854 | 1600.75 | 1970467.0076 | 420427.44 | 190710.5582 | 0 | 466265.7095
202 | 1664.173 | 1746.4875 | 1746.4875 | 1700.1367 | 1664.173 | 1561.6 | 2739676.5347 | 599102.28 | 271759.4509 | 0 | 729573.4432
203 | 1338.632 | 1971.8879 | 1404.8433 | 1919.5551 | 1338.632 | 1512.05 | 2139123.9799 | 481907.52 | 218598.6056 | 0 | 653185.4844
204 | 1317.153 | 2243.9748 | 1382.3019 | 2184.4209 | 1317.153 | 1503.15 | 2083772.1898 | 474175.08 | 215091.0849 | 0 | 654427.468
205 | 1355.422 | 2214.5605 | 1422.4648 | 2155.7872 | 1355.422 | 1489.35 | 2120019.3059 | 487951.92 | 221340.4126 | 0 | 692146.2443
206 | 1226.996 | 1872.8942 | 1287.6855 | 1823.1886 | 1226.996 | 1555.85 | 2008971.2172 | 441718.56 | 200368.4468 | 0 | 544970.2734
207 | 1258.144 | 2383.7118 | 1320.3752 | 2320.4494 | 1258.144 | 1621.5 | 2145784.5476 | 452931.84 | 205454.9152 | 0 | 476207.504
208 | 1216.588 | 1250.2102 | 1250.2102 | 1217.0303 | 1216.588 | 1542.5 | 1973501.9061 | 437971.68 | 198668.8204 | 0 | 542256.9075
209 | 1274.12 | 1000.9408 | 1000.9408 | 974.3764 | 974.3764 | 1598.05 | 1636225.2333 | 350775.494 | 159115.6616 | 578000.4331 | 381426.8349
210 | 1113.621 | 102.7949 | 102.7949 | 100.0668 | 100.0668 | 1651.2 | 173666.0325 | 36024.0307 | 16340.9006 | 1954452.8734 | 33992.304
211 | 1163.2 | 1220.735 | 1220.735 | 1188.3374 | 1163.2 | 1746.15 | 2137409.1502 | 418752 | 189950.56 | 0 | 295278.32
212 | 1064 | 1116.6283 | 1116.6283 | 1086.9936 | 1064 | 1619.95 | 1815074.4729 | 383040 | 173751.2 | 0 | 404373.2
213 | 1449.6 | 1521.3011 | 1521.3011 | 1480.9266 | 1449.6 | 1556.55 | 2374057.5245 | 521856 | 236719.68 | 0 | 642825.12
214 | 1246.4 | 1308.0503 | 1308.0503 | 1273.3354 | 1246.4 | 1605.6 | 2102593.1006 | 448704 | 203537.12 | 0 | 491580.16
215 | 1491.2 | 1564.9588 | 1564.9588 | 1523.4256 | 1491.2 | 1558.85 | 2449233.7678 | 536832 | 243512.96 | 0 | 657842.88
216 | 1336.8 | 422.8275 | 422.8275 | 411.6059 | 411.6059 | 1497.85 | 649905.1749 | 148178.1107 | 67215.2374 | 1784066.6572 | 151406.7616
217 | 1711.2 | 0 | 0 | 0 | 0 | 1439.15 | 0 | 0 | 0 | 2142217.056 | 0
218 | 1122.4 | 0 | 0 | 0 | 0 | 1436.1 | 0 | 0 | 0 | 1405110.112 | 0
219 | 1392 | 0 | 0 | 0 | 0 | 1433.65 | 0 | 0 | 0 | 1742616.96 | 0
220 | 1262.4 | 0 | 0 | 0 | 0 | 1428.1 | 0 | 0 | 0 | 1580373.312 | 0
221 | 1117.6 | 0 | 0 | 0 | 0 | 1431.3 | 0 | 0 | 0 | 1399101.088 | 0
222 | 1514.4 | 0 | 0 | 0 | 0 | 1440.75 | 0 | 0 | 0 | 1895847.072 | 0
223 | 1350.4 | 1417.1944 | 1417.1944 | 1379.5829 | 1350.4 | 1460.05 | 2080940.5727 | 486144 | 220520.32 | 0 | 729148.48
224 | 1353.11 | 1420.0385 | 1420.0385 | 1382.3514 | 1353.11 | 1485.15 | 2118873.7402 | 487119.6 | 220962.863 | 0 | 696648.6835
225 | 1445.428 | 1516.9228 | 1516.9228 | 1476.6645 | 1445.428 | 1554.75 | 2371670.1403 | 520354.08 | 236038.3924 | 0 | 643576.817
226 | 1336.752 | 1454.8586 | 1402.8714 | 1416.2474 | 1336.752 | 1521.6 | 2145603.727 | 481230.72 | 218291.6016 | 0 | 639502.1568
227 | 1366.848 | 1995.609 | 1434.4549 | 1942.6466 | 1366.848 | 1512.05 | 2186443.063 | 492065.28 | 223206.2784 | 0 | 666953.4816
228 | 1423.45 | 2288.1782 | 1493.8577 | 2227.4512 | 1423.45 | 1438.05 | 2165263.1159 | 512442 | 232449.385 | 0 | 799907.7275
229 | 1626.909 | 1707.3803 | 1707.3803 | 1662.0674 | 1626.909 | 1458.15 | 2507240.2259 | 585687.24 | 265674.2397 | 0 | 881540.6416
230 | 1552.301 | 1629.082 | 1629.082 | 1585.8471 | 1552.301 | 1515.85 | 2488461.777 | 558828.36 | 253490.7533 | 0 | 751546.5292
231 | 1372.937 | 2281.9486 | 1440.8462 | 2221.3869 | 1372.937 | 1533.6 | 2221304.335 | 494257.32 | 224200.6121 | 0 | 640337.8168
232 | 1588.328 | 2390.993 | 1666.891 | 2327.5373 | 1588.328 | 1473.9 | 2468112.6655 | 571798.08 | 259373.9624 | 0 | 835619.3608
233 | 1609.75 | 914.4315 | 914.4315 | 890.163 | 890.163 | 1555.05 | 1457524.0372 | 320458.6702 | 145363.6134 | 1387591.1781 | 385738.7237
234 | 1634.626 | 106.6223 | 106.6223 | 103.7926 | 103.7926 | 1564.7 | 171299.6306 | 37365.3236 | 16949.326 | 2951930.6049 | 44001.4299
235 | 1760.002 | 1847.0565 | 1847.0565 | 1798.0366 | 1760.002 | 1615.9 | 2998756.32 | 633600.72 | 287408.3266 | 0 | 676016.7682
236 | 1500 | 1574.1941 | 1574.1941 | 1532.4158 | 1500 | 1529.9 | 2421398.5911 | 540000 | 244950 | 0 | 705150
237 | 1500 | 1574.1941 | 1574.1941 | 1532.4158 | 1500 | 1496.05 | 2366379.2133 | 540000 | 244950 | 0 | 755925
238 | 1466.4 | 1538.9321 | 1538.9321 | 1498.0897 | 1466.4 | 1535.6 | 2371179.966 | 527904 | 239463.12 | 0 | 680996.16
239 | 1682.4 | 1765.6161 | 1765.6161 | 1718.7576 | 1682.4 | 1472.6 | 2619530.9163 | 605664 | 274735.92 | 0 | 887297.76
240 | 1397.6 | 0 | 0 | 0 | 0 | 1446.15 | 0 | 0 | 0 | 2695014.4416 | 0
241 | 1472.8 | 0 | 0 | 0 | 0 | 1434 | 0 | 0 | 0 | 1843768.864 | 0
242 | 1350.4 | 0 | 0 | 0 | 0 | 1423.5 | 0 | 0 | 0 | 1690538.752 | 0
243 | 1287.2 | 0 | 0 | 0 | 0 | 1406.25 | 0 | 0 | 0 | 1611419.936 | 0
244 | 1179.2 | 0 | 0 | 0 | 0 | 1348.6 | 0 | 0 | 0 | 1476216.896 | 0
245 | 1111.2 | 0 | 0 | 0 | 0 | 1321.55 | 0 | 0 | 0 | 1391089.056 | 0
246 | 1189.6 | 0 | 0 | 0 | 0 | 1365.85 | 0 | 0 | 0 | 1489236.448 | 0
247 | 1056 | 0 | 0 | 0 | 0 | 1415.4 | 0 | 0 | 0 | 2036301.696 | 0
248 | 1007.057 | 29.6211 | 29.6211 | 28.835 | 28.835 | 1390.95 | 42247.1334 | 10380.5847 | 4708.7485 | 1886321.2164 | 0
249 | 1526.413 | 1049.4228 | 1049.4228 | 1021.5717 | 1021.5717 | 1504.95 | 1619565.1414 | 367765.8171 | 166822.6609 | 973493.5288 | 428647.4583
250 | 1751.451 | 1838.0825 | 1838.0825 | 1789.3008 | 1751.451 | 1499.2 | 2767539.0033 | 630522.36 | 286011.9483 | 0 | 877126.6608
251 | 1601.404 | 1908.7313 | 1680.6138 | 1858.0746 | 1601.404 | 1321.65 | 2244296.8514 | 576505.44 | 261509.2732 | 0 | 1086312.4034
252 | 1468.113 | 1613.8449 | 1540.7298 | 1571.0143 | 1468.113 | 1402.1 | 2182555.7835 | 528520.68 | 239742.8529 | 0 | 877784.7627
253 | 1613.967 | 1693.7982 | 1693.7982 | 1648.8457 | 1613.967 | 1440.85 | 2460486.1473 | 581028.12 | 263560.8111 | 0 | 902449.648
254 | 1643.485 | 1555.415 | 1555.415 | 1514.1351 | 1514.1351 | 1444.9 | 2318863.2219 | 545088.6375 | 247258.2625 | 249427.4735 | 818556.011
255 | 1670.927 | 1753.5756 | 1753.5756 | 1707.0366 | 1670.927 | 1371.5 | 2420930.6139 | 601533.72 | 272862.3791 | 0 | 1050177.6195
256 | 1625.599 | 896.3986 | 896.3986 | 872.6086 | 872.6086 | 1400.4 | 1289299.1779 | 314139.11 | 142496.9907 | 1452003.3612 | 509558.068
257 | 1615.953 | 437.9849 | 437.9849 | 426.361 | 426.361 | 1551.25 | 696848.7118 | 153489.9543 | 69624.7487 | 2293909.3178 | 186335.36
258 | 1849.735 | 46.4849 | 46.4849 | 45.2512 | 45.2512 | 1564.7 | 74612.9235 | 16290.4381 | 7389.5237 | 3479614.9504 | 19183.671
259 | 1528.006 | 1603.5853 | 1603.5853 | 1561.027 | 1528.006 | 1572.9 | 2534346.6466 | 550082.16 | 249523.3798 | 0 | 652611.3626
260 | 1338.4 | 1404.6009 | 1404.6009 | 1367.3235 | 1338.4 | 1529.9 | 2159154.7984 | 481824 | 218560.72 | 0 | 629181.84
261 | 1358.4 | 1425.5901 | 1425.5901 | 1387.7558 | 1358.4 | 1508.65 | 2157758.6266 | 489024 | 221826.72 | 0 | 667449.84
262 | 1418.4 | 1488.5579 | 1488.5579 | 1449.0524 | 1418.4 | 1495.6 | 2232251.0051 | 510624 | 231624.72 | 0 | 715440.96
263 | 1347.2 | 1413.8362 | 1413.8362 | 1376.3137 | 1347.2 | 1472.6 | 2098722.6449 | 484992 | 219997.76 | 0 | 710513.28
264 | 1475.2 | 0 | 0 | 0 | 0 | 1451.05 | 0 | 0 | 0 | 2844651.7632 | 0
265 | 1247.2 | 0 | 0 | 0 | 0 | 1332.75 | 0 | 0 | 0 | 2404995.7152 | 0
266 | 1436 | 0 | 0 | 0 | 0 | 1336.9 | 0 | 0 | 0 | 2769061.776 | 0
267 | 1268.8 | 0 | 0 | 0 | 0 | 1281.5 | 0 | 0 | 0 | 2446647.3408 | 0
268 | 1268.8 | 0 | 0 | 0 | 0 | 1280.95 | 0 | 0 | 0 | 2446647.3408 | 0
269 | 1345.6 | 0 | 0 | 0 | 0 | 1294.3 | 0 | 0 | 0 | 2594742.0096 | 0
270 | 1118.4 | 0 | 0 | 0 | 0 | 1366 | 0 | 0 | 0 | 2156628.6144 | 0
271 | 1312.8 | 29.9496 | 29.9496 | 29.1547 | 29.1547 | 1452.45 | 44635.5031 | 10495.6997 | 4760.966 | 2475273.7289 | 15547.1347
272 | 1080.054 | 1133.4764 | 1133.4764 | 1103.3945 | 1080.054 | 1477.55 | 1681588.1295 | 388819.44 | 176372.8182 | 0 | 564274.2123
273 | 1017.97 | 1068.3215 | 1068.3215 | 1039.9689 | 1017.97 | 1514.75 | 1625105.9352 | 366469.2 | 166234.501 | 0 | 493969.9425
274 | 1165.131 | 1222.7615 | 1222.7615 | 1190.3101 | 1165.131 | 1517.8 | 1867082.3858 | 419447.16 | 190265.8923 | 0 | 561826.1682
275 | 1340.908 | 1402.8304 | 1402.8304 | 1365.6001 | 1340.908 | 1372.5 | 1953303.8419 | 482726.88 | 218970.2764 | 0 | 834544.88
276 | 1421.717 | 1492.039 | 1492.039 | 1452.4411 | 1421.717 | 1366.7 | 2061476.7285 | 511818.12 | 232166.3861 | 0 | 900373.3761
277 | 1076.722 | 1129.9796 | 1129.9796 | 1099.9905 | 1076.722 | 1350.9 | 1540308.3615 | 387619.92 | 175828.7026 | 0 | 698900.2502
278 | 1233.429 | 1294.4377 | 1294.4377 | 1260.0841 | 1233.429 | 1369.35 | 1791114.8481 | 444034.44 | 201418.9557 | 0 | 777861.9989
279 | 966.192 | 904.024 | 904.024 | 880.0317 | 880.0317 | 1388.2 | 1292851.1015 | 316811.398 | 143709.1702 | 166144.3602 | 524348.6962
280 | 1205.397 | 1021.1377 | 1021.1377 | 994.0373 | 994.0373 | 1383.8 | 1450678.1974 | 357853.4162 | 162326.2857 | 407568.3547 | 596535.8256
281 | 1237.532 | 16.0893 | 16.0893 | 15.6623 | 15.6623 | 1555.05 | 25671.2573 | 5638.432 | 2557.6554 | 2356150.871 | 6787.2673
282 | 859.624 | 1.0285 | 1.0285 | 1.0012 | 1.0012 | 1564.7 | 1652.0066 | 360.4242 | 163.4924 | 1655696.125 | 424.4175
283 | 1175.2 | 0 | 0 | 0 | 0 | 1572.9 | 0 | 0 | 0 | 2266156.9632 | 0
284 | 1189.6 | 1243.1295 | 1243.1295 | 1210.1375 | 1189.6 | 1529.9 | 1920956.9877 | 428256 | 194261.68 | 0 | 530219.2086
285 | 1346.4 | 1412.9966 | 1412.9966 | 1375.4964 | 1346.4 | 1509.75 | 2142421.1506 | 484704 | 219867.12 | 0 | 660072.6
286 | 1161.6 | 1219.0559 | 1219.0559 | 1186.7028 | 1161.6 | 1495.6 | 1827699.5748 | 418176 | 189689.28 | 0 | 585911.04
287 | 1086.4 | 1140.1363 | 1140.1363 | 1109.8777 | 1086.4 | 1465 | 1680290.3373 | 391104 | 177409.12 | 0 | 581224
288 | 136.8 | 143.5665 | 143.5665 | 139.7563 | 136.8 | 1344.7 | 194173.7344 | 49248 | 22339.44 | 0 | 89645.04
289 | 106.4 | 0 | 0 | 0 | 0 | 1271.1 | 0 | 0 | 0 | 133200.032 | 0
290 | 88 | 0 | 0 | 0 | 0 | 1253.2 | 0 | 0 | 0 | 110165.44 | 0
291 | 92 | 0 | 0 | 0 | 0 | 1274.7 | 0 | 0 | 0 | 115172.96 | 0
292 | 88 | 0 | 0 | 0 | 0 | 1267 | 0 | 0 | 0 | 110165.44 | 0
293 | 92 | 0 | 0 | 0 | 0 | 1232.7 | 0 | 0 | 0 | 115172.96 | 0
294 | 84.8 | 0 | 0 | 0 | 0 | 1271.2 | 0 | 0 | 0 | 106159.424 | 0
295 | 82.4 | 86.4757 | 86.4757 | 84.1807 | 82.4 | 1296.75 | 112614.593 | 29664 | 13455.92 | 0 | 57947.8
296 | 81.362 | 85.3864 | 85.3864 | 83.1203 | 81.362 | 1472.5 | 126051.6882 | 29290.32 | 13286.4146 | 0 | 42918.455
297 | 804.961 | 844.7765 | 844.7765 | 822.3566 | 804.961 | 1507 | 1276293.79 | 289785.96 | 131450.1313 | 0 | 396845.773
298 | 971.201 | 1326.185 | 1019.2382 | 1290.9888 | 971.201 | 1508.85 | 1542705.6043 | 349632.36 | 158597.1233 | 0 | 477005.3712
299 | 1378.581 | 1834.2457 | 1446.7683 | 1785.5658 | 1378.581 | 1413.45 | 2063993.9578 | 496289.16 | 225122.2773 | 0 | 808606.6856
300 | 1301.865 | 2097.1025 | 1366.2588 | 2041.4465 | 1301.865 | 1326.9 | 1829995.4612 | 468671.4 | 212594.5545 | 0 | 876285.3315
301 | 1411.199 | 2633.2562 | 1481.0007 | 2563.371 | 1411.199 | 1319.75 | 1967083.9697 | 508031.64 | 230448.7967 | 0 | 959968.1197
302 | 1430.445 | 2805.346 | 1501.1987 | 2730.8937 | 1430.445 | 1358.55 | 2059792.9314 | 514960.2 | 233591.6685 | 0 | 917558.9453
303 | 1147.683 | 1719.4586 | 1204.4505 | 1673.8251 | 1147.683 | 1348.45 | 1634234.2969 | 413165.88 | 187416.6339 | 0 | 747772.8587
304 | 1193.172 | 995.9779 | 995.9779 | 969.5452 | 969.5452 | 1370.1 | 1401985.3863 | 349036.2634 | 158326.7273 | 431223.1825 | 594774.2564
305 | 1254.203 | 634.8021 | 634.8021 | 617.9548 | 617.9548 | 1521.8 | 991054.6606 | 222463.7444 | 100912.0263 | 1226887.4963 | 287792.2368
306 | 1409.776 | 81.7899 | 81.7899 | 79.6192 | 79.6192 | 1542.4 | 129554.3882 | 28662.9181 | 13001.8181 | 2564962.607 | 35482.7616
307 | 1164.8 | 1222.4142 | 1222.4142 | 1189.972 | 1164.8 | 1545.2 | 1899977.8569 | 419328 | 190211.84 | 0 | 529751.04
308 | 1167.2 | 1224.9329 | 1224.9329 | 1192.4238 | 1167.2 | 1470.15 | 1809746.6104 | 420192 | 190603.76 | 0 | 618440.92
309 | 1375.2 | 1443.2211 | 1443.2211 | 1404.9188 | 1375.2 | 1416.1 | 2051297.1608 | 495072 | 224570.16 | 0 | 802979.28
310 | 1362.4 | 1429.788 | 1429.788 | 1391.8422 | 1362.4 | 1477.45 | 2120075.3116 | 490464 | 222479.92 | 0 | 711922.12
311 | 1214.4 | 1274.4675 | 1274.4675 | 1240.6438 | 1214.4 | 1436.05 | 1840890.2194 | 437184 | 198311.52 | 0 | 684860.88
312 | 949.6 | 0 | 0 | 0 | 0 | 1282.6 | 0 | 0 | 0 | 1831128.8736 | 0
313 | 1832.8 | 0 | 0 | 0 | 0 | 1338.7 | 0 | 0 | 0 | 2294445.664 | 0
314 | 1784.8 | 0 | 0 | 0 | 0 | 1298.2 | 0 | 0 | 0 | 2234355.424 | 0
315 | 1888 | 0 | 0 | 0 | 0 | 1288.85 | 0 | 0 | 0 | 2363549.44 | 0
316 | 2028.8 | 0 | 0 | 0 | 0 | 1287.75 | 0 | 0 | 0 | 2539814.144 | 0
317 | 2156.8 | 0 | 0 | 0 | 0 | 1294.5 | 0 | 0 | 0 | 2700054.784 | 0
318 | 2129.6 | 0 | 0 | 0 | 0 | 1281.1 | 0 | 0 | 0 | 2666003.648 | 0
319 | 1976.8 | 0 | 0 | 0 | 0 | 1278.05 | 0 | 0 | 0 | 3811895.0688 | 0
320 | 1127.549 | 0 | 0 | 0 | 0 | 1339.4 | 0 | 0 | 0 | 2174270.7775 | 0
321 | 1638.403 | 1706.2448 | 1706.2448 | 1660.962 | 1638.403 | 1431.5 | 2465815.9874 | 589825.08 | 267551.2099 | 0 | 863823.243
322 | 1940.862 | 2036.8623 | 2036.8623 | 1982.8051 | 1940.862 | 1408.55 | 2885545.5464 | 698710.32 | 316942.7646 | 0 | 1147922.8299
323 | 2188.553 | 2296.8047 | 2296.8047 | 2235.8488 | 2188.553 | 1408 | 3266342.194 | 787879.08 | 357390.7049 | 0 | 1295623.376
324 | 2025.649 | 2125.8431 | 2125.8431 | 2069.4244 | 2025.649 | 1447.75 | 3113032.522 | 729233.64 | 330788.4817 | 0 | 1118664.6602
325 | 1943.684 | 2039.8239 | 2039.8239 | 1985.6881 | 1943.684 | 1307.8 | 2699551.4972 | 699726.24 | 317403.5972 | 0 | 1345418.0648
326 | 2335.268 | 2450.7767 | 2450.7767 | 2385.7344 | 2335.268 | 1291.9 | 3202303.4378 | 840696.48 | 381349.2644 | 0 | 1653603.2708
327 | 2168.745 | 1878.7062 | 1878.7062 | 1828.8463 | 1828.8463 | 1268.65 | 2456326.1941 | 658384.6738 | 298650.6034 | 655432.0704 | 1302611.8731
328 | 1973.613 | 2071.2332 | 2071.2332 | 2016.2638 | 1973.613 | 1411.95 | 2934524.8107 | 710500.68 | 322291.0029 | 0 | 1160583.1246
329 | 2279.797 | 1311.3341 | 1311.3341 | 1276.532 | 1276.532 | 1480.4 | 1986333.3182 | 459551.5167 | 208457.6741 | 1934611.9696 | 645971.916
330 | 1609.172 | 176.4724 | 176.4724 | 171.7889 | 171.7889 | 1518.15 | 274081.7884 | 61844.0111 | 28053.1306 | 2771728.7921 | 80615.4324
331 | 2156.812 | 1199.3753 | 1199.3753 | 1167.5445 | 1167.5445 | 1529.15 | 1877068.0959 | 420316.0328 | 190660.0227 | 3536330.4479 | 498265.7121
332 | 2172.8 | 1888.3791 | 1888.3791 | 1838.2625 | 1838.2625 | 1492.25 | 2893426.4125 | 661774.5002 | 300188.2663 | 1195869.8614 | 911920.5233
333 | 2000 | 1888.3791 | 1888.3791 | 1838.2625 | 1838.2625 | 1473.65 | 2855980.4413 | 661774.5002 | 300188.2663 | 578162.3926 | 945326.179
334 | 1667.2 | 1749.6642 | 1749.6642 | 1703.2291 | 1667.2 | 1460.2 | 2568424.3441 | 600192 | 272253.76 | 0 | 899954.56
335 | 2352 | 1888.3791 | 1888.3791 | 1838.2625 | 1838.2625 | 1434.6 | 2784831.5457 | 661774.5002 | 300188.2663 | 1836455.3846 | 1015460.0962
336 | 2075.2 | 0 | 0 | 0 | 0 | 1401.15 | 0 | 0 | 0 | 4001641.3632 | 0
337 | 1518.4 | 0 | 0 | 0 | 0 | 1381.7 | 0 | 0 | 0 | 1900854.592 | 0
338 | 1494.4 | 0 | 0 | 0 | 0 | 1336.2 | 0 | 0 | 0 | 1870809.472 | 0
339 | 1260 | 0 | 0 | 0 | 0 | 1333.75 | 0 | 0 | 0 | 1577368.8 | 0
340 | 1234.4 | 0 | 0 | 0 | 0 | 1340.9 | 0 | 0 | 0 | 1545320.672 | 0
341 | 1272 | 0 | 0 | 0 | 0 | 1344.1 | 0 | 0 | 0 | 1592391.36 | 0
342 | 1414.4 | 0 | 0 | 0 | 0 | 1240.75 | 0 | 0 | 0 | 1770659.072 | 0
343 | 1373.6 | 0 | 0 | 0 | 0 | 1408.8 | 0 | 0 | 0 | 2648734.8576 | 0
344 | 996.612 | 0 | 0 | 0 | 0 | 1485.15 | 0 | 0 | 0 | 1921782.8654 | 0
345 | 1176.84 | 0 | 0 | 0 | 0 | 1596.25 | 0 | 0 | 0 | 2269319.4014 | 0
346 | 1297.88 | 403.0556 | 403.0556 | 392.3587 | 392.3587 | 1551.6 | 642016.2179 | 141249.1394 | 64072.1791 | 1746131.1713 | 99455.12
347 | 1357.844 | 1425.0066 | 1425.0066 | 1387.1877 | 1357.844 | 1501.35 | 2152294.7028 | 488823.84 | 221735.9252 | 0 | 677088.9106
348 | 1435.047 | 1506.0283 | 1506.0283 | 1466.0591 | 1435.047 | 1460.6 | 2211053.2883 | 516616.92 | 234343.1751 | 0 | 774064.3518
349 | 1435.033 | 1506.0136 | 1506.0136 | 1466.0448 | 1435.033 | 1428.4 | 2164400.8355 | 516611.88 | 234340.8889 | 0 | 820264.8628
350 | 1087.883 | 1141.6926 | 1141.6926 | 1111.3927 | 1087.883 | 1501.35 | 1724430.6134 | 391637.88 | 177651.2939 | 0 | 542472.858
351 | 1211.392 | 1271.3107 | 1271.3107 | 1237.5708 | 1211.392 | 1530.9 | 1953567.8507 | 436101.12 | 197820.3136 | 0 | 568263.9872
352 | 1440.601 | 489.207 | 489.207 | 476.2238 | 476.2238 | 1546.3 | 775953.9474 | 171440.5504 | 77767.3386 | 1859624.0791 | 210422.8841
353 | 1275.894 | 85.0768 | 85.0768 | 82.8189 | 82.8189 | 1555.05 | 135607.9846 | 29814.8045 | 13524.3266 | 2300625.8021 | 35888.3322
354 | 1244.187 | 0 | 0 | 0 | 0 | 1564.7 | 0 | 0 | 0 | 2399185.6991 | 0
355 | 798.4 | 837.891 | 837.891 | 815.6539 | 798.4 | 1647.9 | 1389137.1774 | 287424 | 130378.72 | 0 | 281116.64
356 | 1210.4 | 1270.2697 | 1270.2697 | 1236.5574 | 1210.4 | 1533.7 | 1961721.6071 | 435744 | 197658.32 | 0 | 564409.52
357 | 1458.4 | 1530.5364 | 1530.5364 | 1489.9168 | 1458.4 | 1491.35 | 2294091.9144 | 525024 | 238156.72 | 0 | 741815.16
358 | 1131.2 | 1187.1522 | 1187.1522 | 1155.6458 | 1131.2 | 1495.6 | 1782880.578 | 407232 | 184724.96 | 0 | 570577.28
359 | 1050.4 | 1102.3556 | 1102.3556 | 1073.0997 | 1050.4 | 1472.6 | 1635637.7407 | 378144 | 171530.32 | 0 | 553980.96
360 | 949.6 | 0 | 0 | 0 | 0 | 1428.85 | 0 | 0 | 0 | 1831128.8736 | 0
361 | 1194.4 | 0 | 0 | 0 | 0 | 1257.1 | 0 | 0 | 0 | 1495245.472 | 0
362 | 1084.8 | 0 | 0 | 0 | 0 | 1378.4 | 0 | 0 | 0 | 1358039.424 | 0
363 | 1221.6 | 0 | 0 | 0 | 0 | 1309.2 | 0 | 0 | 0 | 1529296.608 | 0
364 | 1077.6 | 0 | 0 | 0 | 0 | 1247.6 | 0 | 0 | 0 | 1349025.888 | 0
365 | 1200.8 | 0 | 0 | 0 | 0 | 1241.3 | 0 | 0 | 0 | 1503257.504 | 0
366 | 1140 | 0 | 0 | 0 | 0 | 1250.25 | 0 | 0 | 0 | 1427143.2 | 0
367 | 1037.6 | 11.2041 | 11.2041 | 10.9067 | 10.9067 | 1373.05 | 15785.2815 | 3926.4171 | 1781.0664 | 1979789.0903 | 6659.4629
368 | 866.892 | 565.3865 | 565.3865 | 550.3814 | 550.3814 | 1481.35 | 858587.8206 | 198137.3178 | 89877.2889 | 610332.3804 | 278003.6611
369 | 1066.826 | 1119.5941 | 1119.5941 | 1089.8807 | 1066.826 | 1514.75 | 1705546.3324 | 384057.36 | 174212.6858 | 0 | 517677.3165
370 | 1366.055 | 1433.6238 | 1433.6238 | 1395.5762 | 1366.055 | 1472.3 | 2124952.3381 | 491779.8 | 223076.7815 | 0 | 720867.2235
371 | 1574.613 | 1652.4976 | 1652.4976 | 1608.6412 | 1574.613 | 1139.65 | 1902521.2841 | 566860.68 | 257134.3029 | 0 | 1354718.2945
372 | 1515.751 | 1590.7241 | 1590.7241 | 1548.5072 | 1515.751 | 1241.85 | 1995243.5608 | 545670.36 | 247522.1383 | 0 | 1149166.6206
373 | 1570.042 | 1647.7005 | 1647.7005 | 1603.9714 | 1570.042 | 1292.05 | 2144444.8856 | 565215.12 | 256387.8586 | 0 | 1111511.2339
374 | 1584.014 | 1662.3636 | 1662.3636 | 1618.2454 | 1584.014 | 1361.2 | 2281670.7334 | 570245.04 | 258669.4862 | 0 | 1011868.1432
375 | 1443.606 | 1515.0107 | 1515.0107 | 1474.8031 | 1443.606 | 1530.9 | 2331612.0627 | 519698.16 | 235740.8598 | 0 | 677195.5746
376 | 1857.159 | 1949.0191 | 1949.0191 | 1897.2932 | 1857.159 | 1520.3 | 2978457.8115 | 668577.24 | 303274.0647 | 0 | 888173.6643
377 | 2051.354 | 634.9984 | 634.9984 | 618.1459 | 618.1459 | 1547.45 | 1008395.5078 | 222532.5192 | 100943.2233 | 2763678.1362 | 272439.6255
378 | 1864.668 | 70.8597 | 70.8597 | 68.9791 | 68.9791 | 1560.9 | 113604.8848 | 24832.4916 | 11264.2941 | 3462655.5533 | 29498.2989
379 | 1687.2 | 1770.6535 | 1770.6535 | 1723.6613 | 1687.2 | 1572.9 | 2801762.8636 | 607392 | 275519.76 | 0 | 720603.12
380 | 1437.6 | 1508.7076 | 1508.7076 | 1468.6673 | 1437.6 | 1529.9 | 2322638.0724 | 517536 | 234760.08 | 0 | 675815.76
381 | 1798.4 | 1887.3537 | 1887.3537 | 1837.2644 | 1798.4 | 1549.75 | 2932943.197 | 647424 | 293678.72 | 0 | 808650.3508
382 | 1439.2 | 1510.3867 | 1510.3867 | 1470.3019 | 1439.2 | 1537.1 | 2325719.6094 | 518112 | 235021.36 | 0 | 666205.68
383 | 1318.4 | 1383.6116 | 1383.6116 | 1346.8913 | 1318.4 | 1446.6 | 2011009.1987 | 474624 | 215294.72 | 0 | 729602.56
384 | 1333.6 | 0 | 0 | 0 | 0 | 1224.85 | 0 | 0 | 0 | 2571602.2176 | 0
385 | 1427.2 | 0 | 0 | 0 | 0 | 1242.4 | 0 | 0 | 0 | 1786683.136 | 0
386 | 1464.8 | 0 | 0 | 0 | 0 | 1219.95 | 0 | 0 | 0 | 1833753.824 | 0
387 | 1109.6 | 0 | 0 | 0 | 0 | 1218.65 | 0 | 0 | 0 | 1389086.048 | 0
388 | 1159.2 | 0 | 0 | 0 | 0 | 1228.1 | 0 | 0 | 0 | 1451179.296 | 0
389 | 1433.6 | 0 | 0 | 0 | 0 | 1241.3 | 0 | 0 | 0 | 1794695.168 | 0
390 | 1189.6 | 0 | 0 | 0 | 0 | 1250.25 | 0 | 0 | 0 | 1489236.448 | 0
391 | 1440 | 64.3992 | 64.3992 | 62.6901 | 62.6901 | 1381.7 | 91267.2079 | 22568.4392 | 10237.2948 | 2655888.7 | 37749.6882
392 | 1042.494 | 993.3039 | 993.3039 | 966.9421 | 966.9421 | 1477.55 | 1504800.2571 | 348099.1605 | 157901.647 | 145687.9135 | 491991.165
393 | 1260.412 | 1322.7554 | 1322.7554 | 1287.6502 | 1260.412 | 1514.75 | 2009739.5836 | 453748.32 | 205825.2796 | 0 | 611614.923
394 | 1528.29 | 1603.8834 | 1603.8834 | 1561.3172 | 1528.29 | 1517.8 | 2443903.4241 | 550184.4 | 249569.757 | 0 | 736941.438
395 | 1634.053 | 1810.638 | 1714.8777 | 1762.5847 | 1634.053 | 1329.15 | 2295759.2626 | 588259.08 | 266840.8549 | 0 | 1096204.455
396 | 1747.764 | 2258.1688 | 1834.2131 | 2198.2382 | 1747.764 | 1300.7 | 2401984.4684 | 629195.04 | 285409.8612 | 0 | 1222211.3652
397 | 1461.828 | 1534.134 | 1534.134 | 1493.4189 | 1461.828 | 1317.55 | 2027887.2099 | 526258.08 | 238716.5124 | 0 | 997624.5186
398 | 1421.187 | 1491.4828 | 1491.4828 | 1451.8996 | 1421.187 | 1309.65 | 1960490.371 | 511627.32 | 232079.8371 | 0 | 981116.4454
399 | 1580.373 | 1658.5425 | 1658.5425 | 1614.5257 | 1580.373 | 1327.35 | 2205803.8551 | 568934.28 | 258074.9109 | 0 | 1063037.8984
400 | 1462.36 | 362.9115 | 362.9115 | 353.2801 | 353.2801 | 1346.3 | 500688.5282 | 127180.8268 | 57690.6362 | 2138656.5657 | 224910.7146
401 | 1717.244 | 116.3046 | 116.3046 | 113.2179 | 113.2179 | 1540.55 | 183626.5206 | 40758.46 | 18488.4903 | 3093069.1075 | 50660.3354
402 | 1611.558 | 28.8151 | 28.8151 | 28.0504 | 28.0504 | 1564.7 | 46273.1914 | 10098.1298 | 4580.6239 | 3053503.1174 | 11891.5254
403 | 1616.357 | 1696.3064 | 1696.3064 | 1651.2873 | 1616.357 | 1655.9 | 2823889.7794 | 581888.52 | 263951.0981 | 0 | 556188.4437
404 | 1480.8 | 1554.0444 | 1554.0444 | 1512.8009 | 1480.8 | 1571.4 | 2455274.1539 | 533088 | 241814.64 | 0 | 634670.88
405 | 1845.6 | 1888.3791 | 1888.3791 | 1838.2625 | 1838.2625 | 1531.35 | 2962942.6061 | 661774.5002 | 300188.2663 | 26229.3302 | 841696.806
406 | 1497.6 | 1571.6753 | 1571.6753 | 1529.9639 | 1497.6 | 1580.1 | 2487806.8315 | 539136 | 244558.08 | 0 | 628842.24
407 | 1532 | 1607.7769 | 1607.7769 | 1565.1073 | 1532 | 1468.8 | 2369520.8058 | 551520 | 250175.6 | 0 | 813798.4
408 | 1503.2 | 0 | 0 | 0 | 0 | 1303.2 | 0 | 0 | 0 | 2898644.6112 | 0
409 | 1740.8 | 0 | 0 | 0 | 0 | 1395.35 | 0 | 0 | 0 | 2179272.704 | 0
410 | 1453.6 | 0 | 0 | 0 | 0 | 1318.8 | 0 | 0 | 0 | 1819732.768 | 0
411 | 1256 | 0 | 0 | 0 | 0 | 1343.4 | 0 | 0 | 0 | 1572361.28 | 0
412 | 1274.4 | 0 | 0 | 0 | 0 | 1383.1 | 0 | 0 | 0 | 1595395.872 | 0
413 | 1436.8 | 0 | 0 | 0 | 0 | 1402.3 | 0 | 0 | 0 | 1798701.184 | 0
414 | 1512.8 | 0 | 0 | 0 | 0 | 1433.15 | 0 | 0 | 0 | 1893844.064 | 0
415 | 1361.6 | 124.8325 | 124.8325 | 121.5196 | 121.5196 | 1456.25 | 185890.4966 | 43747.0386 | 19844.1428 | 2391266.97 | 30167.7938
416 | 1307.476 | 1372.1473 | 1372.1473 | 1335.7313 | 1307.476 | 1485.15 | 2041584.1945 | 470691.36 | 213510.8308 | 0 | 671543.5678
417 | 1117.404 | 1172.6738 | 1172.6738 | 1141.5517 | 1117.404 | 1549.75 | 1824362.3284 | 402265.44 | 182472.0732 | 0 | 503111.151
418 | 1558.331 | 1635.4103 | 1635.4103 | 1592.0074 | 1558.331 | 1521.6 | 2497719.5055 | 560999.16 | 254475.4523 | 0 | 745505.5504
419 | 1635.582 | 1998.6524 | 1716.4823 | 1945.6092 | 1635.582 | 1475.25 | 2552330.3101 | 588809.52 | 267090.5406 | 0 | 858271.6545
420 | 1614.236 | 2300.927 | 1694.0805 | 2239.8617 | 1614.236 | 1433.5 | 2443183.6025 | 581124.96 | 263604.7388 | 0 | 914464.694
421 | 1599.883 | 1878.1573 | 1679.0175 | 1828.312 | 1599.883 | 1385.75 | 2331679.2063 | 575957.88 | 261260.8939 | 0 | 982728.1327
422 | 1534.321 | 2570.9874 | 1610.2127 | 2502.7548 | 1534.321 | 1484.15 | 2402907.8905 | 552355.56 | 250554.6193 | 0 | 791479.4879
423 | 1869.297 | 3112.3999 | 1961.7575 | 3029.7985 | 1869.297 | 1512.5 | 2979139.7478 | 672946.92 | 305256.2001 | 0 | 911282.2875
424 | 1731.41 | 2496.5395 | 1817.0502 | 2430.2827 | 1731.41 | 1538.7 | 2803887.0877 | 623307.6 | 282739.253 | 0 | 798699.433
425 | 1852.086 | 1329.8078 | 1329.8078 | 1294.5154 | 1294.5154 | 1555.05 | 2115652.6587 | 466025.5444 | 211394.365 | 1075172.3071 | 560958.6989
426 | 1824.781 | 126.0226 | 126.0226 | 122.6781 | 122.6781 | 1604.7 | 207274.8356 | 44164.1009 | 20033.3269 | 3282192.3368 | 47228.8628
427 | 1772.851 | 1547.3278 | 1547.3278 | 1506.2626 | 1506.2626 | 1655.9 | 2630216.762 | 542254.5265 | 245972.6782 | 952972.5819 | 475900.9671
428 | 1725.6 | 1810.9528 | 1810.9528 | 1762.8911 | 1725.6 | 1576.2 | 2869088.6805 | 621216 | 281790.48 | 0 | 731309.28
429 | 1548.8 | 1625.4078 | 1625.4078 | 1582.2704 | 1548.8 | 1513.55 | 2465339.7227 | 557568 | 252919.04 | 0 | 753413.76
430 | 1660 | 1742.1081 | 1742.1081 | 1695.8735 | 1660 | 1578.6 | 2749468.6341 | 597600 | 271078 | 0 | 699524
431 | 1914.4 | 1888.3791 | 1888.3791 | 1838.2625 | 1838.2625 | 1554.1 | 3007376.3068 | 661774.5002 | 300188.2663 | 272168.415 | 800837.7377
432 | 1842.4 | 0 | 0 | 0 | 0 | 1454.85 | 0 | 0 | 0 | 3552729.3984 | 0
433 | 1708 | 0 | 0 | 0 | 0 | 1481.9 | 0 | 0 | 0 | 3293563.728 | 0
434 | 1356.8 | 0 | 0 | 0 | 0 | 1431.1 | 0 | 0 | 0 | 2616339.1488 | 0
435 | 1073.6 | 0 | 0 | 0 | 0 | 1421.05 | 0 | 0 | 0 | 2070240.0576 | 0
436 | 1288.8 | 0 | 0 | 0 | 0 | 1424.3 | 0 | 0 | 0 | 2485213.6608 | 0
437 | 1396.8 | 0 | 0 | 0 | 0 | 1431.3 | 0 | 0 | 0 | 2693471.7888 | 0
438 | 1372 | 0 | 0 | 0 | 0 | 1440.75 | 0 | 0 | 0 | 2645649.552 | 0
439 | 1415.2 | 91.1395 | 91.1395 | 88.7207 | 88.7207 | 1460.05 | 136206.3903 | 31939.4683 | 14488.0977 | 2557871.1704 | 46654.3798
440 | 1131.076 | 1187.0221 | 1187.0221 | 1155.5192 | 1131.076 | 1485.15 | 1765848.2987 | 407187.36 | 184704.7108 | 0 | 582334.4786
441 | 1241.663 | 1303.079 | 1303.079 | 1268.496 | 1241.663 | 1514.75 | 1978526.1756 | 446998.68 | 202763.5679 | 0 | 602516.9708
442 | 856.555 | 1447.1503 | 898.9225 | 1408.7437 | 856.555 | 1521.6 | 1371944.2753 | 308359.8 | 139875.4315 | 0 | 409775.912
443 | 1284.095 | 1994.0463 | 1347.6098 | 1941.1254 | 1284.095 | 1493.65 | 2027610.4021 | 462274.2 | 209692.7135 | 0 | 650201.5032
444 | 1493.401 | 2235.196 | 1567.2676 | 2175.8752 | 1493.401 | 1485.85 | 2349097.1363 | 537624.36 | 243872.3833 | 0 | 767832.1242
445 | 1383.033 | 2148.8473 | 1451.4405 | 2091.8181 | 1383.033 | 1479.75 | 2163126.3183 | 497891.88 | 225849.2889 | 0 | 719522.9183
446 | 1395.108 | 2343.128 | 1464.1138 | 2280.9427 | 1395.108 | 1515.85 | 2237539.9152 | 502238.88 | 227821.1364 | 0 | 675441.5382
447 | 1147.015 | 2336.3768 | 1203.7495 | 2274.3707 | 1147.015 | 1538.5 | 1861355.8974 | 412925.4 | 187307.5495 | 0 | 529347.4225
448 | 1254.993 | 1499.9498 | 1317.0683 | 1460.142 | 1254.993 | 1542.5 | 2040106.5441 | 451797.48 | 204940.3569 | 0 | 574159.2975
449 | 1593.632 | 456.2739 | 456.2739 | 444.1646 | 444.1646 | 1595.05 | 744910.1814 | 159899.2527 | 72532.0777 | 2216536.3965 | 175169.2215
450 | 1540.045 | 62.4021 | 62.4021 | 60.746 | 60.746 | 1564.7 | 100125.5059 | 21868.5543 | 9919.8192 | 2852555.9612 | 25752.348
451 | 1594.407 | 0 | 0 | 0 | 0 | 1657.4 | 0 | 0 | 0 | 3074520.5286 | 0
452 | 1601.6 | 0 | 0 | 0 | 0 | 1575.2 | 0 | 0 | 0 | 3088390.9056 | 0
453 | 1628.8 | 178.988 | 178.988 | 174.2377 | 174.2377 | 1555.05 | 284947.1992 | 62725.5792 | 28453.0197 | 2804855.7174 | 37856.346
454 | 1475.2 | 1548.1674 | 1548.1674 | 1507.0799 | 1475.2 | 1581.6 | 2448301.2975 | 531072 | 240900.16 | 0 | 617223.68
455 | 1756 | 1842.8565 | 1842.8565 | 1793.9481 | 1756 | 1558.85 | 2878711.6119 | 632160 | 286754.8 | 0 | 774659.4
456 | 1347.2 | 1413.8362 | 1413.8362 | 1376.3137 | 1347.2 | 1571.35 | 2229265.982 | 484992 | 219997.76 | 0 | 577477.28
457 | 1464 | 0 | 0 | 0 | 0 | 1426.35 | 0 | 0 | 0 | 1832752.32 | 0
458 | 1484 | 0 | 0 | 0 | 0 | 1516.95 | 0 | 0 | 0 | 1857789.92 | 0
459 | 1376.8 | 0 | 0 | 0 | 0 | 1510.2 | 0 | 0 | 0 | 1723588.384 | 0
460 | 1298.4 | 0 | 0 | 0 | 0 | 1497 | 0 | 0 | 0 | 1625440.992 | 0
461 | 1472 | 0 | 0 | 0 | 0 | 1510.75 | 0 | 0 | 0 | 1842767.36 | 0
462 | 1540.8 | 0 | 0 | 0 | 0 | 1520.7 | 0 | 0 | 0 | 1928896.704 | 0
463 | 1121.6 | 1177.0774 | 1177.0774 | 1145.8384 | 1121.6 | 1485.95 | 1759046.4693 | 403776 | 183157.28 | 0 | 576558.48
464 | 1325.723 | 1391.2968 | 1391.2968 | 1354.3726 | 1325.723 | 1468.7 | 2052210.8041 | 477260.28 | 216490.5659 | 0 | 704356.6299
465 | 1431.814 | 1502.6354 | 1502.6354 | 1462.7563 | 1431.814 | 1498.2 | 2260802.4271 | 515453.04 | 233815.2262 | 0 | 718484.2652
466 | 1750.511 | 1837.096 | 1837.096 | 1788.3405 | 1750.511 | 1340.6 | 2474444.0551 | 630183.96 | 285858.4463 | 0 | 1154286.9534
467 | 1780.377 | 1868.4393 | 1868.4393 | 1818.8519 | 1780.377 | 1302.15 | 2457821.1447 | 640935.72 | 290735.5641 | 0 | 1242436.0895
468 | 1557.127 | 1634.1467 | 1634.1467 | 1590.7773 | 1557.127 | 1254.95 | 2075028.5559 | 560565.72 | 254278.8391 | 0 | 1160137.4714
469 | 1473.887 | 1546.7894 | 1546.7894 | 1505.7385 | 1473.887 | 302.25 | 472103.6562 | 530599.32 | 240685.7471 | 0 | 2502291.6543
470 | 1373.544 | 1441.4832 | 1441.4832 | 1403.227 | 1373.544 | 812.05 | 1181734.8303 | 494475.84 | 224299.7352 | 0 | 1631701.5948
471 | 1430.954 | 1501.7329 | 1501.7329 | 1461.8777 | 1430.954 | 1348.45 | 2036998.5716 | 515143.44 | 233674.7882 | 0 | 932338.0787
472 | 1796.545 | 1767.6793 | 1767.6793 | 1720.7661 | 1720.7661 | 1344.1 | 2435315.6679 | 619475.7784 | 281001.0962 | 146125.7595 | 1099188.0473
473 | 1678.349 | 1136.7528 | 1136.7528 | 1106.584 | 1106.584 | 1366.25 | 1588866.3778 | 398370.2448 | 180705.1694 | 1102543.572 | 682990.4738
474 | 1629.66 | 152.87 | 152.87 | 148.8129 | 148.8129 | 1364.65 | 213514.2342 | 53572.6435 | 24301.1463 | 2855541.1591 | 92080.0048
475 | 1404.8 | 1474.2852 | 1474.2852 | 1435.1585 | 1404.8 | 1455.9 | 2152675.9944 | 505728 | 229403.84 | 0 | 764351.68
476 | 1388.8 | 1457.4938 | 1457.4938 | 1418.8127 | 1388.8 | 1295.95 | 1896682.0078 | 499968 | 226791.04 | 0 | 977784.64
477 | 1344.8 | 1411.3174 | 1411.3174 | 1373.8618 | 1344.8 | 811.55 | 1147003.6253 | 484128 | 219605.84 | 0 | 1598227.56
478 | 1680.8 | 1763.9369 | 1763.9369 | 1717.123 | 1680.8 | 1517.45 | 2679342.7711 | 605088 | 274474.64 | 0 | 811070.04
479 | 1447.2 | 1518.7824 | 1518.7824 | 1478.4748 | 1447.2 | 1454.45 | 2213658.2322 | 520992 | 236327.76 | 0 | 789519.96
480 | 1506.4 | 0 | 0 | 0 | 0 | 1361.3 | 0 | 0 | 0 | 2904815.2224 | 0
481 | 1360.8 | 0 | 0 | 0 | 0 | 784.65 | 0 | 0 | 0 | 1703558.304 | 0
482 | 1408 | 0 | 0 | 0 | 0 | 1347.15 | 0 | 0 | 0 | 1762647.04 | 0
483 | 1103.2 | 0 | 0 | 0 | 0 | 1317.35 | 0 | 0 | 0 | 1381074.016 | 0
484 | 1368 | 0 | 0 | 0 | 0 | 1271.8 | 0 | 0 | 0 | 1712571.84 | 0
485 | 1242.4 | 0 | 0 | 0 | 0 | 1218.5 | 0 | 0 | 0 | 1555335.712 | 0
486 | 1268.8 | 0 | 0 | 0 | 0 | 1215.6 | 0 | 0 | 0 | 1588385.344 | 0
487 | 1385.6 | 43.0007 | 43.0007 | 41.8595 | 41.8595 | 1239.55 | 54543.7859 | 15069.4092 | 6835.6515 | 2591156.3637 | 4361.9412
488 | 1391.679 | 1460.5152 | 1460.5152 | 1421.7539 | 1391.679 | 1275.9 | 1869742.0258 | 501004.44 | 227261.1807 | 0 | 962829.9772
489 | 1424.117 | 1494.5577 | 1494.5577 | 1454.8929 | 1424.117 | 1251.5 | 1881179.7641 | 512682.12 | 232558.3061 | 0 | 1065951.5745
490 | 1612.774 | 1692.5462 | 1692.5462 | 1647.6269 | 1612.774 | 276.75 | 472689.0306 | 580598.64 | 263365.9942 | 0 | 2779212.7955
491 | 1401.019 | 1752.8661 | 1470.3172 | 1706.346 | 1401.019 | 1219.55 | 1819791.427 | 504366.84 | 228786.4027 | 0 | 1093425.2785
492 | 1755.972 | 2171.0949 | 1842.8271 | 2113.4752 | 1755.972 | 1264.25 | 2364569.8791 | 632149.92 | 286750.2276 | 0 | 1291956.399
493 | 1074.33 | 2223.4221 | 1127.4693 | 2164.4137 | 1074.33 | 1170.55 | 1337262.2294 | 386758.8 | 175438.089 | 0 | 891103.0185
494 | 1159.81 | 1966.4612 | 1217.1763 | 1914.2724 | 1159.81 | 280.9 | 346319.5844 | 417531.6 | 189396.973 | 0 | 1993829.371
495 | 1567.968 | 2072.586 | 1645.5239 | 2017.5807 | 1567.968 | 295.65 | 492511.37 | 564468.48 | 256049.1744 | 0 | 2672366.2608
496 | 1342.539 | 2061.7167 | 1408.9446 | 2006.9999 | 1342.539 | 308.9 | 438157.319 | 483314.04 | 219236.6187 | 0 | 2270367.7029
497 | 1562.161 | 1283.3218 | 1283.3218 | 1249.2632 | 1249.2632 | 719.4 | 944563.5353 | 449734.7384 | 204004.6744 | 603365.9067 | 1558045.8318
498 | 1560.409 | 191.634 | 191.634 | 186.5481 | 186.5481 | 1415.85 | 277002.7594 | 67157.3257 | 30463.3091 | 2649237.9032 | 106127.7878
499 | 918.411 | 963.8381 | 963.8381 | 938.2584 | 918.411 | 1516.55 | 1461620.7457 | 330627.96 | 149976.5163 | 0 | 444005.7979
500 | 1270.4 | 1333.2374 | 1333.2374 | 1297.854 | 1270.4 | 1393.45 | 1860821.7037 | 457344 | 207456.32 | 0 | 770561.12
501 | 1204 | 1263.5531 | 1263.5531 | 1230.0191 | 1204 | 1183.65 | 1499233.7535 | 433440 | 196613.2 | 0 | 982885.4
502 | 1369.6 | 1437.3441 | 1437.3441 | 1399.1978 | 1369.6 | 1384.4 | 1992538.4533 | 493056 | 223655.68 | 0 | 843125.76
503 | 1345.6 | 1412.157 | 1412.157 | 1374.6791 | 1345.6 | 1363.65 | 1928109.7394 | 484416 | 219736.48 | 0 | 856272.56
504 | 1280 | 0 | 0 | 0 | 0 | 1183.65 | 0 | 0 | 0 | 2468244.48 | 0
505 | 2330.4 | 0 | 0 | 0 | 0 | 741.4 | 0 | 0 | 0 | 2917381.152 | 0
506 | 2057.6 | 0 | 0 | 0 | 0 | 1217.1 | 0 | 0 | 0 | 2575868.288 | 0
507 | 2428 | 0 | 0 | 0 | 0 | 1253.2 | 0 | 0 | 0 | 3039564.64 | 0
508 | 2208.8 | 0 | 0 | 0 | 0 | 1243.15 | 0 | 0 | 0 | 2765152.544 | 0
509 | 2004 | 0 | 0 | 0 | 0 | 1217.3 | 0 | 0 | 0 | 2508767.52 | 0
510 | 2379.2 | 0 | 0 | 0 | 0 | 1250.75 | 0 | 0 | 0 | 2978472.896 | 0
511 | 2040.8 | 0 | 0 | 0 | 0 | 1331.9 | 0 | 0 | 0 | 3935307.2928 | 0
512 | 1723.786 | 1000.4371 | 1000.4371 | 973.886 | 973.886 | 1477.55 | 1517584.1874 | 350598.9597 | 159035.5837 | 1446044.1698 | 437900.3491
513 | 1825.298 | 1915.5822 | 1915.5822 | 1864.7437 | 1825.298 | 1515.95 | 2920859.657 | 657107.28 | 298071.1634 | 0 | 883535.4969
514 | 2095.805 | 2199.4692 | 2199.4692 | 2141.0965 | 2095.805 | 1512.8 | 3348900.6936 | 754489.8 | 342244.9565 | 0 | 1021076.196
515 | 2297.304 | 2410.9349 | 2410.9349 | 2346.95 | 2297.304 | 1309.65 | 3191870.6815 | 827029.44 | 375149.7432 | 0 | 1585943.8164
516 | 2286.452 | 2399.5461 | 2399.5461 | 2335.8635 | 2286.452 | 1311.85 | 3183997.4921 | 823122.72 | 373377.6116 | 0 | 1573421.9438
517 | 2261.298 | 2373.1479 | 2373.1479 | 2310.1659 | 2261.298 | 1369.9 | 3279771.904 | 814067.28 | 369269.9634 | 0 | 1424843.8698
518 | 2390.381 | 2508.6157 | 2508.6157 | 2442.0384 | 2390.381 | 1331.15 | 3371597.3869 | 860537.16 | 390349.2173 | 0 | 1598806.3318
519 | 2181.431 | 2250.408 | 2250.408 | 2190.6834 | 2181.431 | 1371.5 | 3156126.1609 | 785315.16 | 356227.6823 | 0 | 1340903.493
520 | 1853.049 | 1944.7058 | 1944.7058 | 1893.0944 | 1853.049 | 816.8 | 1592348.1189 | 667097.64 | 302602.9017 | 0 | 2192527.5768
521 | 2387.844 | 1043.2236 | 1043.2236 | 1015.5371 | 1015.5371 | 1456.25 | 1555066.8171 | 365593.3419 | 165837.202 | 2646241.4277 | 537783.975
522 | 2256.255 | 171.7886 | 171.7886 | 167.2295 | 167.2295 | 1557.1 | 274099.1447 | 60202.6098 | 27308.5727 | 4028301.3505 | 72132.4656
523 | 2414.4 | 1060.6605 | 1060.6605 | 1032.5111 | 1032.5111 | 1607.9 | 1750525.5021 | 371704.0032 | 168609.0659 | 4939832.6522 | 364427.1504
524 | 1896.8 | 1888.3791 | 1888.3791 | 1838.2625 | 1838.2625 | 1434.9 | 2783621.3459 | 661774.5002 | 300188.2663 | 209253.7654 | 1014921.2953
525 | 2389.6 | 1888.3791 | 1888.3791 | 1838.2625 | 1838.2625 | 1364.25 | 2642988.2514 | 661774.5002 | 300188.2663 | 1970863.9542 | 1141808.9072
526 | 2215.2 | 1888.3791 | 1888.3791 | 1838.2625 | 1838.2625 | 1496.8 | 2896660.6752 | 661774.5002 | 300188.2663 | 1347436.9718 | 903748.7096
527 | 2295.2 | 1888.3791 | 1888.3791 | 1838.2625 | 1838.2625 | 1347.6 | 2611819.7432 | 661774.5002 | 300188.2663 | 1633412.6518 | 1171712.3572
528 | 1956 | 0 | 0 | 0 | 0 | 1208.85 | 0 | 0 | 0 | 3771786.096 | 0
529 | 1812 | 0 | 0 | 0 | 0 | 1232.9 | 0 | 0 | 0 | 2268406.56 | 0
530 | 1850.4 | 0 | 0 | 0 | 0 | 1218.8 | 0 | 0 | 0 | 2316478.752 | 0
531 | 1248.8 | 0 | 0 | 0 | 0 | 1216.35 | 0 | 0 | 0 | 1563347.744 | 0
532 | 1303.2 | 0 | 0 | 0 | 0 | 1210.95 | 0 | 0 | 0 | 1631450.016 | 0
533 | 1569.6 | 0 | 0 | 0 | 0 | 1214.15 | 0 | 0 | 0 | 1964950.848 | 0
534 | 1165.6 | 0 | 0 | 0 | 0 | 1228.45 | 0 | 0 | 0 | 1459191.328 | 0
535 | 1127.2 | 51.7333 | 51.7333 | 50.3603 | 50.3603 | 1248.9 | 66263.1817 | 18129.7049 | 8223.8356 | 2076487.2396 | 36838.4506
536 | 845.369 | 887.1832 | 887.1832 | 863.6379 | 845.369 | 1441.6 | 1283909.4375 | 304332.84 | 138048.7577 | 0 | 472054.0496
537 | 1178.36 | 1236.6449 | 1236.6449 | 1203.825 | 1178.36 | 1515.95 | 1883170.352 | 424209.6 | 192426.188 | 0 | 570385.158
538 | 1572.128 | 1649.8897 | 1649.8897 | 1606.1025 | 1572.128 | 1514 | 2509150.6758 | 565966.08 | 256728.5024 | 0 | 764054.208
539 | 1408.437 | 1961.6536 | 1478.1021 | 1909.5924 | 1408.437 | 1394.15 | 2076134.6913 | 507037.32 | 229997.7621 | 0 | 853301.5565
540 | 1438.896 | 2243.428 | 1510.0666 | 2183.8887 | 1438.896 | 1344.85 | 2041520.4845 | 518002.56 | 234971.7168 | 0 | 942692.7144
541 | 1516.32 | 2241.0573 | 1591.3213 | 2181.5809 | 1516.32 | 1367.05 | 2180370.7659 | 545875.2 | 247615.056 | 0 | 959754.744
542 | 1377.594 | 1445.7335 | 1445.7335 | 1407.3645 | 1377.594 | 1411.65 | 2055237.1058 | 495933.84 | 224961.1002 | 0 | 810507.4299
543 | 1550.943 | 1793.2704 | 1627.6558 | 1745.678 | 1550.943 | 1421.3 | 2330380.3085 | 558339.48 | 253268.9919 | 0 | 897530.7141
544 | 1543.534 | 2352.4546 | 1619.8814 | 2290.0217 | 1543.534 | 1338.3 | 2178171.8223 | 555672.24 | 252059.1022 | 0 | 1021356.4478
545 | 1201.14 | 1281.5335 | 1260.5516 | 1247.5223 | 1201.14 | 1437.85 | 1821009.0837 | 432410.4 | 196146.162 | 0 | 675220.851
546 | 1293.095 | 208.7875 | 208.7875 | 203.2464 | 203.2464 | 1557.1 | 333143.1164 | 73168.6864 | 33190.1292 | 2101572.5871 | 87668.0689
547 | 1413.61 | 1483.531 | 1483.531 | 1444.1589 | 1413.61 | 1640.4 | 2444173.3833 | 508899.6 | 230842.513 | 0 | 508334.156
548 | 1265.6 | 1328.2 | 1328.2 | 1292.9503 | 1265.6 | 1498.95 | 2002466.2299 | 455616 | 206672.48 | 0 | 634128.88
549 | 1180.8 | 1239.2056 | 1239.2056 | 1206.3177 | 1180.8 | 1385.2 | 1723579.2555 | 425088 | 192824.64 | 0 | 725955.84
550 | 1695.2 | 1779.0492 | 1779.0492 | 1731.8342 | 1695.2 | 1555.6 | 2775674.7893 | 610272 | 276826.16 | 0 | 753346.88
551 | 1346.4 | 1412.9966 | 1412.9966 | 1375.4964 | 1346.4 | 1465 | 2080438.2797 | 484704 | 219867.12 | 0 | 720324
552 | 1211.2 | 124.2239 | 124.2239 | 120.927 | 120.927 | 1337.65 | 170458.9002 | 43533.7263 | 19747.382 | 2102390.8366 | 12200.487
553 | 1408 | 0 | 0 | 0 | 0 | 1404.6 | 0 | 0 | 0 | 1762647.04 | 0
554 | 1139.2 | 0 | 0 | 0 | 0 | 1290.6 | 0 | 0 | 0 | 1426141.696 | 0
555 | 1446.4 | 0 | 0 | 0 | 0 | 1218.65 | 0 | 0 | 0 | 1810719.232 | 0
556 | 1142.4 | 0 | 0 | 0 | 0 | 1215.8 | 0 | 0 | 0 | 1430147.712 | 0
557 | 880 | 0 | 0 | 0 | 0 | 1239.65 | 0 | 0 | 0 | 1101654.4 | 0
558 | 1145.6 | 0 | 0 | 0 | 0 | 1296.75 | 0 | 0 | 0 | 1434153.728 | 0
559 | 943.2 | 989.8532 | 989.8532 | 963.5831 | 943.2 | 1433.75 | 1425832.2425 | 339552 | 154024.56 | 0 | 534087
560 | 1274.438 | 1337.4751 | 1337.4751 | 1301.9793 | 1274.438 | 1477.55 | 1982891.4634 | 458797.68 | 208115.7254 | 0 | 665830.1331
561 | 1429.443 | 1500.1471 | 1500.1471 | 1460.334 | 1429.443 | 1507.15 | 2269500.7563 | 514599.48 | 233428.0419 | 0 | 704500.9825
562 | 1547.522 | 1624.0666 | 1624.0666 | 1580.9648 | 1547.522 | 1517.8 | 2475739.9233 | 557107.92 | 252710.3426 | 0 | 746215.1084
563 | 1405.725 | 2038.3494 | 1475.2549 | 1984.2527 | 1405.725 | 1475.25 | 2189766.6917 | 506061 | 229554.8925 | 0 | 737654.1938
564 | 1431.852 | 2316.7246 | 1502.6742 | 2255.24 | 1431.852 | 1504.25 | 2275040.7307 | 515466.72 | 233821.4316 | 0 | 709840.629
565 | 1367.56 | 2315.8567 | 1435.2022 | 2254.3951 | 1367.56 | 1490.45 | 2149154.1246 | 492321.6 | 223322.548 | 0 | 696840.198
566 | 1673.787 | 2856.5598 | 1756.577 | 2780.7483 | 1673.787 | 1510.85 | 2668408.4403 | 602563.32 | 273329.4171 | 0 | 818732.9111
567 | 1642.84 | 3414.811 | 1724.0993 | 3324.1838 | 1642.84 | 1530.9 | 2652603.9674 | 591422.4 | 268275.772 | 0 | 770656.244
568 | 1902.457 | 2593.3021 | 1996.5577 | 2524.4773 | 1902.457 | 1538.7 | 3085689.9157 | 684884.52 | 310671.2281 | 0 | 877603.4141
569 | 1899.267 | 1441.7907 | 1441.7907 | 1403.5264 | 1403.5264 | 1555.05 | 2299234.7647 | 505269.4872 | 229195.8535 | 955944.6211 | 608197.2606
570 | 1621.58 | 230.208 | 230.208 | 224.0984 | 224.0984 | 1564.7 | 369324.0786 | 80675.4398 | 36595.2759 | 2694786.0445 | 95003.7897
571 | 1806.403 | 1888.3791 | 1888.3791 | 1838.2625 | 1806.403 | 1612.9 | 3077407.6338 | 650305.08 | 294985.6099 | 0 | 695232.7613
572 | 1360.8 | 1428.1088 | 1428.1088 | 1390.2076 | 1360.8 | 1571.2 | 2257798.1352 | 489888 | 222218.64 | 0 | 583511.04
573 | 1477.6 | 1550.6861 | 1550.6861 | 1509.5317 | 1477.6 | 1555.05 | 2421753.5067 | 531936 | 241292.08 | 0 | 657458.12
574 | 1830.4 | 1888.3791 | 1888.3791 | 1838.2625 | 1830.4 | 1578.6 | 3044880.0706 | 658944 | 298904.32 | 0 | 756835.6642
575 | 1500.8 | 1575.0336 | 1575.0336 | 1533.2331 | 1500.8 | 1554.1 | 2459392.0651 | 540288 | 245080.64 | 0 | 669206.72
576 | 1522.4 | 0 | 0 | 0 | 0 | 1484.85 | 0 | 0 | 0 | 2935668.2784 | 0
577 | 1083.2 | 0 | 0 | 0 | 0 | 1416.7 | 0 | 0 | 0 | 1356036.416 | 0
578 | 1204 | 0 | 0 | 0 | 0 | 1431.1 | 0 | 0 | 0 | 1507263.52 | 0
579 | 1488.8 | 0 | 0 | 0 | 0 | 1428.65 | 0 | 0 | 0 | 1863798.944 | 0
580 | 1076 | 0 | 0 | 0 | 0 | 1424.3 | 0 | 0 | 0 | 1347022.88 | 0
581 | 1073.6 | 0 | 0 | 0 | 0 | 1423.7 | 0 | 0 | 0 | 1344018.368 | 0
582 | 912 | 0 | 0 | 0 | 0 | 1433.15 | 0 | 0 | 0 | 1141714.56 | 0
583 | 964.8 | 236.3694 | 236.3694 | 230.0963 | 230.0963 | 1460.05 | 353972.099 | 82834.6749 | 37574.7289 | 1416740.8628 | 70844.6797
584 | 1236.892 | 1298.072 | 1298.072 | 1263.6219 | 1236.892 | 1490.15 | 1941009.9681 | 445281.12 | 201984.4636 | 0 | 630629.3862
585 | 902.102 | 946.7224 | 946.7224 | 921.5969 | 902.102 | 1514.75 | 1440490.305 | 324756.72 | 147313.2566 | 0 | 437744.9955
586 | 1643.977 | 1725.2925 | 1725.2925 | 1679.5042 | 1643.977 | 1514 | 2623443.8447 | 591831.72 | 268461.4441 | 0 | 798972.822
587 | 1404.929 | 1902.3296 | 1474.4195 | 1851.8428 | 1404.929 | 1402.15 | 2083457.916 | 505774.44 | 229424.9057 | 0 | 839936.8026
588 | 1257.977 | 2182.9223 | 1320.1999 | 2124.9887 | 1257.977 | 1466.85 | 1949916.3795 | 452871.72 | 205427.6441 | 0 | 670690.4375
589 | 1143.986 | 2153.0798 | 1200.5706 | 2095.9382 | 1143.986 | 1453.65 | 1751689.567 | 411834.96 | 186812.9138 | 0 | 625016.7511
590 | 1063.922 | 2818.7361 | 1116.5454 | 2743.9284 | 1063.922 | 1474.65 | 1657838.25 | 383011.92 | 173738.4626 | 0 | 558931.4227
591 | 1565.032 | 3226.7483 | 1642.4427 | 3141.1122 | 1565.032 | 1493.5 | 2467102.843 | 563411.52 | 255569.7256 | 0 | 792688.708
592 | 1529.519 | 2432.6399 | 1605.1731 | 2368.0789 | 1529.519 | 1493.3 | 2409109.1577 | 550626.84 | 249770.4527 | 0 | 775007.2773
593 | 1548.768 | 1214.0909 | 1214.0909 | 1181.8696 | 1181.8696 | 1532.85 | 1908582.7537 | 425473.0411 | 192999.2989 | 707496.135 | 537698.0587
594 | 954.794 | 181.8509 | 181.8509 | 177.0247 | 177.0247 | 1564.7 | 291783.9641 | 63728.8825 | 28908.1292 | 1499785.0364 | 75047.4612
595 | 979.933 | 1028.4031 | 1028.4031 | 1001.1099 | 979.933 | 1602.9 | 1658014.1249 | 352775.88 | 160023.0589 | 0 | 389131.3943
596 | 1248.8 | 1310.569 | 1310.569 | 1275.7872 | 1248.8 | 1563.7 | 2059743.4362 | 449568 | 203929.04 | 0 | 544851.44
597 | 1226.4 | 1287.0611 | 1287.0611 | 1252.9032 | 1226.4 | 1555.05 | 2009154.7485 | 441504 | 200271.12 | 0 | 545686.68
598 | 1332 | 1397.8843 | 1397.8843 | 1360.7852 | 1332 | 1577.1 | 2212309.5852 | 479520 | 217515.6 | 0 | 563302.8
599 | 1236.8 | 1297.9755 | 1297.9755 | 1263.5279 | 1236.8 | 1532.6 | 1996773.8783 | 445248 | 201969.44 | 0 | 578080.32
600 | 1285.6 | 0 | 0 | 0 | 0 | 1451.05 | 0 | 0 | 0 | 2479043.0496 | 0
601 | 1532.8 | 0 | 0 | 0 | 0 | 1250.4 | 0 | 0 | 0 | 2955722.7648 | 0
602 | 1344.8 | 0 | 0 | 0 | 0 | 1405.1 | 0 | 0 | 0 | 2593199.3568 | 0
603 | 1204.8 | 0 | 0 | 0 | 0 | 1402.35 | 0 | 0 | 0 | 2323235.1168 | 0
604 | 1120.8 | 0 | 0 | 0 | 0 | 1228.1 | 0 | 0 | 0 | 2161256.5728 | 0
605 | 1085.6 | 0 | 0 | 0 | 0 | 1313.8 | 0 | 0 | 0 | 2093379.8496 | 0
606 | 1070.4 | 894.0457 | 894.0457 | 870.3182 | 870.3182 | 1414.75 | 1294975.6225 | 313314.5477 | 142122.9601 | 385820.9593 | 440394.1873
607 | 1341.6 | 1407.9592 | 1407.9592 | 1370.5927 | 1341.6 | 1398.1 | 1970733.6193 | 482976 | 219083.28 | 0 | 807509.04
608 | 915.255 | 960.526 | 960.526 | 935.0342 | 915.255 | 1481.35 | 1425498.411 | 329491.8 | 149461.1415 | 0 | 474697.0058
609 | 1043.557 | 1095.1742 | 1095.1742 | 1066.1088 | 1043.557 | 1544.75 | 1697171.8685 | 375680.52 | 170412.8581 | 0 | 475079.3243
610 | 1135.797 | 1191.9766 | 1191.9766 | 1160.3422 | 1135.797 | 1512.8 | 1809385.424 | 408886.92 | 185475.6501 | 0 | 553360.2984
611 | 1052.302 | 1543.4479 | 1104.3507 | 1502.4857 | 1052.302 | 1362.15 | 1514020.7512 | 378828.72 | 171840.9166 | 0 | 671210.8307
612 | 1010.911 | 1550.5748 | 1060.9134 | 1509.4234 | 1010.911 | 1417.35 | 1511232.6951 | 363927.96 | 165081.7663 | 0 | 589007.2942
613 | 907.915 | 1616.0141 | 952.8229 | 1573.126 | 907.915 | 1453.05 | 1386879.5213 | 326849.4 | 148262.5195 | 0 | 496584.1092
614 | 1041.693 | 1139.8109 | 1093.2169 | 1109.561 | 1041.693 | 1474.95 | 1620138.5612 | 375009.48 | 170108.4669 | 0 | 546940.9097
615 | 1029.977 | 1748.4028 | 1080.9214 | 1702.0011 | 1029.977 | 1493.5 | 1619986.1279 | 370791.72 | 168195.2441 | 0 | 521683.3505
616 | 1033.486 | 1363.3234 | 1084.605 | 1327.1416 | 1033.486 | 1501.3 | 1633553.9731 | 372054.96 | 168768.2638 | 0 | 515399.4682
617 | 1376.376 | 1444.4553 | 1444.4553 | 1406.1202 | 1376.376 | 1551.25 | 2247223.5763 | 495495.36 | 224762.2008 | 0 | 617648.73
618 | 1168.446 | 1226.2405 | 1226.2405 | 1193.6967 | 1168.446 | 1564.7 | 1925419.3872 | 420640.56 | 190807.2318 | 0 | 508624.5438
619 | 1198.4 | 1257.6761 | 1257.6761 | 1224.2981 | 1198.4 | 1572.9 | 1986358.2356 | 431424 | 195698.72 | 0 | 511836.64
620 | 1109.6 | 1164.4838 | 1164.4838 | 1133.5791 | 1109.6 | 1533.7 | 1793647.7194 | 399456 | 181197.68 | 0 | 517406.48
621 | 1098.4 | 1152.7298 | 1152.7298 | 1122.137 | 1098.4 | 1539.75 | 1780081.2465 | 395424 | 179368.72 | 0 | 505538.6
622 | 1179.2 | 1237.5264 | 1237.5264 | 1204.6831 | 1179.2 | 1495.6 | 1854458.5117 | 424512 | 192563.36 | 0 | 594788.48
623 | 1169.6 | 1227.4516 | 1227.4516 | 1194.8757 | 1169.6 | 1472.6 | 1812930.7628 | 421056 | 190995.68 | 0 | 616847.04
624 | 497.6 | 522.2126 | 522.2126 | 508.3534 | 497.6 | 1428.85 | 747182.3209 | 179136 | 81258.08 | 0 | 284204.24
625 | 369.6 | 0 | 0 | 0 | 0 | 1395.25 | 0 | 0 | 0 | 462694.848 | 0
626 | 342.4 | 0 | 0 | 0 | 0 | 1386.3 | 0 | 0 | 0 | 428643.712 | 0
627 | 378.4 | 0 | 0 | 0 | 0 | 1311.7 | 0 | 0 | 0 | 473711.392 | 0
628 | 387.2 | 0 | 0 | 0 | 0 | 1374.3 | 0 | 0 | 0 | 484727.936 | 0
629 | 368.8 | 194.2167 | 194.2167 | 189.0623 | 189.0623 | 1384.85 | 275688.747 | 68062.4318 | 30873.8753 | 225010.0187 | 51094.9741
630 | 325.6 | 341.7051 | 341.7051 | 332.6364 | 325.6 | 1383.5 | 474085.9309 | 117216 | 53170.48 | 0 | 200732.4
631 | 335.2 | 351.7799 | 351.7799 | 342.4439 | 335.2 | 1316.75 | 464214.8424 | 120672 | 54738.16 | 0 | 229025.4
632 | 281.28 | 295.1929 | 295.1929 | 287.3586 | 281.28 | 1472.5 | 435049.0489 | 101260.8 | 45933.024 | 0 | 148375.2
633 | 812.402 | 852.5856 | 852.5856 | 829.9584 | 812.402 | 1537 | 1311495.9886 | 292464.72 | 132665.2466 | 0 | 376142.126
634 | 1193.029 | 1401.2594 | 1252.0394 | 1364.0707 | 1193.029 | 1508.85 | 1891082.5368 | 429490.44 | 194821.6357 | 0 | 585956.1934
635 | 997.388 | 1471.0843 | 1046.7205 | 1432.0426 | 997.388 | 1409.65 | 1485153.2185 | 359059.68 | 162873.4604 | 0 | 588808.0058
636 | 1238.61 | 2162.0537 | 1299.8739 | 2104.674 | 1238.61 | 1459.95 | 1909154.6486 | 445899.6 | 202265.013 | 0 | 668911.3305
637 | 1158.511 | 2539.2159 | 1215.8141 | 2471.8265 | 1158.511 | 1464.05 | 1785327.9357 | 417063.96 | 189184.8463 | 0 | 620903.9705
638 | 1234.863 | 3821.8294 | 1295.9427 | 3720.4001 | 1234.863 | 1503.95 | 1958992.0141 | 444550.68 | 201653.1279 | 0 | 612553.7911
639 | 1047.104 | 2377.4832 | 1098.8966 | 2314.3861 | 1047.104 | 1522.4 | 1680485.7777 | 376957.44 | 170992.0832 | 0 | 500096.8704
640 | 1281.661 | 2070.1386 | 1345.0554 | 2015.1983 | 1281.661 | 1532.8 | 2069553.1109 | 461397.96 | 209295.2413 | 0 | 598792.0192
641 | 1055.169 | 1243.3992 | 1107.3605 | 1210.4001 | 1055.169 | 1544 | 1713848.9747 | 379860.84 | 172309.0977 | 0 | 481157.064
642 | 1044.091 | 1095.7346 | 1095.7346 | 1066.6544 | 1044.091 | 1546.2 | 1700187.9579 | 375872.76 | 170500.0603 | 0 | 473808.4958
643 | 1088.323 | 1142.1544 | 1142.1544 | 1111.8422 | 1088.323 | 1605.2 | 1843324.7948 | 391796.28 | 177723.1459 | 0 | 429669.9204
644 | 898.4 | 942.8373 | 942.8373 | 917.8149 | 898.4 | 1508.95 | 1431695.3623 | 323424 | 146708.72 | 0 | 441159.32
645 | 270.4 | 283.7747 | 283.7747 | 276.2435 | 270.4 | 1492.6 | 425083.343 | 97344 | 44156.32 | 0 | 137200.96
646 | 91.2 | 95.711 | 95.711 | 93.1709 | 91.2 | 1481.25 | 142093.853 | 32832 | 14892.96 | 0 | 47310
647 | 94.4 | 99.0693 | 99.0693 | 96.44 | 94.4 | 1462.05 | 145413.5578 | 33984 | 15415.52 | 0 | 50782.48
648 | 91.2 | 95.711 | 95.711 | 93.1709 | 91.2 | 1438.95 | 137885.9869 | 32832 | 14892.96 | 0 | 51167.76
649 | 96 | 100.7484 | 100.7484 | 98.0746 | 96 | 1420.85 | 143760.1162 | 34560 | 15676.8 | 0 | 55598.4
650 | 88 | 92.3527 | 92.3527 | 89.9017 | 88 | 1425.7 | 132130.8286 | 31680 | 14370.4 | 0 | 50538.4
651 | 94.4 | 99.0693 | 99.0693 | 96.44 | 94.4 | 1422.85 | 141643.2349 | 33984 | 15415.52 | 0 | 54482.96
652 | 85.6 | 89.834 | 89.834 | 87.4499 | 85.6 | 1414.15 | 127608.2232 | 30816 | 13978.48 | 0 | 50148.76
653 | 95.2 | 99.9088 | 99.9088 | 97.2573 | 95.2 | 1414.4 | 142040.0322 | 34272 | 15546.16 | 0 | 55749.12
654 | 88 | 92.3527 | 92.3527 | 89.9017 | 88 | 1425.1 | 132252.1038 | 31680 | 14370.4 | 0 | 50591.2
655 | 93.6 | 98.2297 | 98.2297 | 95.6227 | 93.6 | 1426.25 | 140738.1748 | 33696 | 15284.88 | 0 | 53703
656 | 77.076 | 80.8884 | 80.8884 | 78.7417 | 77.076 | 1472.9 | 119442.9416 | 27747.36 | 12586.5108 | 0 | 40626.7596
657 | 83.396 | 87.521 | 87.521 | 85.1982 | 83.396 | 1453.7 | 127561.7706 | 30022.56 | 13618.5668 | 0 | 45559.2348
658 | 78.901 | 1308.4019 | 82.8026 | 1273.6776 | 78.901 | 1458.15 | 121243.1973 | 28404.36 | 12884.5333 | 0 | 42752.5069
659 | 86.02 | 3664.5632 | 90.2758 | 3567.3077 | 86.02 | 1475.55 | 133688.1758 | 30967.2 | 14047.066 | 0 | 45113.189
660 | 80.475 | 3974.819 | 84.4555 | 3869.3295 | 80.475 | 1473.75 | 125050.3458 | 28971 | 13141.5675 | 0 | 42349.9688
661 | 88.61 | 3981.1431 | 92.9929 | 3875.4857 | 88.61 | 1456.75 | 136216.3372 | 31899.6 | 14470.013 | 0 | 48137.3825
662 | 80.761 | 3732.3186 | 84.7557 | 3633.2649 | 80.761 | 1462.3 | 124774.4591 | 29073.96 | 13188.2713 | 0 | 43425.1897
663 | 95.362 | 3264.55 | 100.0789 | 3177.9106 | 95.362 | 1462.85 | 147331.3181 | 34330.32 | 15572.6146 | 0 | 51223.6983
664 | 84.557 | 1861.0059 | 88.7394 | 1811.6158 | 84.557 | 1229.9 | 109728.8264 | 30440.52 | 13808.1581 | 0 | 65117.3457
665 | 90.093 | 1382.6283 | 94.5492 | 1345.9341 | 90.093 | 1462 | 138521.4297 | 32433.48 | 14712.1869 | 0 | 48470.034
666 | 80.774 | 233.5779 | 84.7693 | 227.3788 | 80.774 | 1514.35 | 128861.2528 | 29078.64 | 13190.3942 | 0 | 39227.8931
667 | 96.805 | 101.5932 | 101.5932 | 98.897 | 96.805 | 1606.65 | 163894.1215 | 34849.8 | 15808.2565 | 0 | 38078.2467
668 | 86.4 | 90.6736 | 90.6736 | 88.2672 | 86.4 | 1563.75 | 142685.5988 | 31104 | 14109.12 | 0 | 37692
669 | 93.6 | 98.2297 | 98.2297 | 95.6227 | 93.6 | 1545.15 | 152747.6504 | 33696 | 15284.88 | 0 | 42573.96
670 | 87.2 | 91.5131 | 91.5131 | 89.0844 | 87.2 | 1490.2 | 137378.0039 | 31392 | 14239.76 | 0 | 44454.56
671 | 92.8 | 97.3901 | 97.3901 | 94.8055 | 92.8 | 1513.7 | 148509.5035 | 33408 | 15154.24 | 0 | 45128.64
672 | 87.2 | 91.5131 | 91.5131 | 89.0844 | 87.2 | 1427.15 | 131348.451 | 31392 | 14239.76 | 0 | 49952.52
673 | 93.6 | 98.2297 | 98.2297 | 95.6227 | 93.6 | 1481.4 | 146178.1363 | 33696 | 15284.88 | 0 | 48540.96
674 | 88 | 92.3527 | 92.3527 | 89.9017 | 88 | 1431.1 | 133116.5199 | 31680 | 14370.4 | 0 | 50063.2
675 | 92.8 | 97.3901 | 97.3901 | 94.8055 | 92.8 | 1421.05 | 139252.2204 | 33408 | 15154.24 | 0 | 53726.56
676 | 87.2 | 91.5131 | 91.5131 | 89.0844 | 87.2 | 1420.5 | 130647.9275 | 31392 | 14239.76 | 0 | 50532.4
677 | 93.6 | 98.2297 | 98.2297 | 95.6227 | 93.6 | 1423.7 | 140642.4472 | 33696 | 15284.88 | 0 | 53941.68
678 | 83.2 | 87.3153 | 87.3153 | 84.998 | 83.2 | 1433.15 | 125904.7467 | 29952 | 13586.56 | 0 | 47161.92
679 | 84.8 | 88.9944 | 88.9944 | 86.6326 | 84.8 | 1460.05 | 130465.7168 | 30528 | 13847.84 | 0 | 45787.76
680 | 79.796 | 83.7429 | 83.7429 | 81.5204 | 79.796 | 1485.15 | 124695.6754 | 28726.56 | 13030.6868 | 0 | 41082.9706
681 | 84.042 | 2108.232 | 88.1979 | 2052.2807 | 84.042 | 1514.75 | 133954.6395 | 30255.12 | 13724.0586 | 0 | 40781.3805
682 | 80.506 | 3138.7834 | 84.488 | 3055.4818 | 80.506 | 1517.8 | 128756.77 | 28982.16 | 13146.6298 | 0 | 38819.9932
683 | 81.184 | 3567.4134 | 85.1996 | 3472.7362 | 81.184 | 1512.05 | 129620.6501 | 29226.24 | 13257.3472 | 0 | 39613.7328
684 | 80.078 | 3866.9363 | 84.0389 | 3764.31 | 80.078 | 1504.25 | 127065.2404 | 28828.08 | 13076.7374 | 0 | 39698.6685
685 | 81.515 | 3724.7352 | 85.547 | 3625.8827 | 81.515 | 1494.25 | 128193.494 | 29345.4 | 13311.3995 | 0 | 41226.2112
686 | 74.649 | 2469.7814 | 78.3413 | 2404.2347 | 74.649 | 1512.05 | 119180.171 | 26873.64 | 12190.1817 | 0 | 36424.9795
687 | 88.307 | 2113.5749 | 92.6749 | 2057.4817 | 88.307 | 1538.5 | 143263.0536 | 31790.52 | 14420.5331 | 0 | 40753.6805
688 | 79.067 | 1160.86 | 82.9779 | 1130.0514 | 79.067 | 1542.5 | 128599.9931 | 28464.12 | 12911.6411 | 0 | 36173.1525
689 | 84.323 | 248.7646 | 88.4938 | 242.1626 | 84.323 | 1555.05 | 138174.6147 | 30356.28 | 13769.9459 | 0 | 37519.5189
690 | 79.24 | 175.17 | 83.1594 | 170.5211 | 79.24 | 1564.7 | 130579.196 | 28526.4 | 12939.892 | 0 | 34493.172
691 | 95.215 | 99.9246 | 99.9246 | 97.2726 | 95.215 | 1572.9 | 157944.1676 | 34277.4 | 15548.6095 | 0 | 40666.3265
692 | 89.6 | 94.0319 | 94.0319 | 91.5363 | 89.6 | 1533.7 | 145017.8128 | 32256 | 14631.68 | 0 | 41780.48
693 | 93.6 | 98.2297 | 98.2297 | 95.6227 | 93.6 | 1513.55 | 149130.2317 | 33696 | 15284.88 | 0 | 45531.72
694 | 87.2 | 91.5131 | 91.5131 | 89.0844 | 87.2 | 1495.6 | 137282.2483 | 31392 | 14239.76 | 0 | 43983.68
695 | 96.8 | 101.588 | 101.588 | 98.8919 | 96.8 | 1515.1 | 154570.8357 | 34848 | 15807.44 | 0 | 46938.32
696 | 87.2 | 91.5131 | 91.5131 | 89.0844 | 87.2 | 1541.35 | 141436.3954 | 31392 | 14239.76 | 0 | 39994.28
697 | 93.6 | 98.2297 | 98.2297 | 95.6227 | 93.6 | 1523.9 | 150210.791 | 33696 | 15284.88 | 0 | 44562.96
698 | 88.8 | 93.1923 | 93.1923 | 90.719 | 88.8 | 1503.6 | 140575.372 | 31968 | 14501.04 | 0 | 44080.32
699 | 87.2 | 91.5131 | 91.5131 | 89.0844 | 87.2 | 1463.65 | 134548.1637 | 31392 | 14239.76 | 0 | 46769.72
700 | 87.2 | 91.5131 | 91.5131 | 89.0844 | 87.2 | 1428.1 | 131296.3616 | 31392 | 14239.76 | 0 | 49869.68
701 | 93.6 | 98.2297 | 98.2297 | 95.6227 | 93.6 | 1431.3 | 141157.8453 | 33696 | 15284.88 | 0 | 53230.32
702 | 84 | 88.1549 | 88.1549 | 85.8153 | 84 | 1445.75 | 127813.6667 | 30240 | 13717.2 | 0 | 46557
703 | 87.2 | 91.5131 | 91.5131 | 89.0844 | 87.2 | 1531.55 | 140335.3744 | 31392 | 14239.76 | 0 | 40848.84
704 | 76.02 | 79.7802 | 79.7802 | 77.6628 | 76.02 | 1485.15 | 118649.5815 | 27367.2 | 12414.066 | 0 | 39138.897
705 | 84.507 | 907.7747 | 88.6869 | 883.6829 | 84.507 | 1556.25 | 138322.5596 | 30422.52 | 13799.9931 | 0 | 37499.9812
706 | 72.771 | 2846.4818 | 76.3705 | 2770.9378 | 72.771 | 1594.1 | 122164.7269 | 26197.56 | 11883.5043 | 0 | 29537.7489
707 | 81.102 | 3887.0787 | 85.1135 | 3783.9177 | 81.102 | 1519.65 | 129310.9644 | 29196.72 | 13243.9566 | 0 | 38957.3457
708 | 75.163 | 4029.3449 | 78.8808 | 3922.4083 | 75.163 | 1541.85 | 122424.1616 | 27058.68 | 12274.1179 | 0 | 34435.9285
709 | 86.617 | 4225.2229 | 90.9013 | 4113.0878 | 86.617 | 1498.05 | 136638.5045 | 31182.12 | 14144.5561 | 0 | 43477.4031
710 | 78.42 | 3575.3064 | 82.2989 | 3480.4197 | 78.42 | 1562.9 | 129081.4842 | 28231.2 | 12805.986 | 0 | 34277.382
711 | 78.853 | 2936.9791 | 82.7533 | 2859.0333 | 78.853 | 1625 | 134858.9635 | 28387.08 | 12876.6949 | 0 | 29569.875
712 | 79.653 | 2443.6949 | 83.5929 | 2378.8406 | 79.653 | 1588.8 | 133190.3811 | 28675.08 | 13007.3349 | 0 | 32753.3136
713 | 88.652 | 1037.9574 | 93.037 | 1010.4106 | 88.652 | 1555.05 | 145116.1975 | 31914.72 | 14476.8716 | 0 | 39445.7074
714 | 82.665 | 241.8581 | 86.7538 | 235.4393 | 82.665 | 1564.7 | 136127.8729 | 29759.4 | 13499.1945 | 0 | 35984.0745
715 | 97.636 | 102.4653 | 102.4653 | 99.746 | 97.636 | 1614.4 | 166291.6424 | 35148.96 | 15943.9588 | 0 | 37648.4416
716 | 88.8 | 93.1923 | 93.1923 | 90.719 | 88.8 | 1575.2 | 147580.8014 | 31968 | 14501.04 | 0 | 37722.24
717 | 94.4 | 99.0693 | 99.0693 | 96.44 | 94.4 | 1555.05 | 154496.6743 | 33984 | 15415.52 | 0 | 42003.28
718 | 87.2 | 91.5131 | 91.5131 | 89.0844 | 87.2 | 1568.1 | 143905.9215 | 31392 | 14239.76 | 0 | 37661.68
719 | 91.2 | 95.711 | 95.711 | 93.1709 | 91.2 | 1624.25 | 156035.2493 | 32832 | 14892.96 | 0 | 34268.4
720 | 84.8 | 88.9944 | 88.9944 | 86.6326 | 84.8 | 1541.35 | 137611.602 | 30528 | 13847.84 | 0 | 38893.52
721 | 93.6 | 98.2297 | 98.2297 | 95.6227 | 93.6 | 1482.15 | 146369.0007 | 33696 | 15284.88 | 0 | 48470.76
722 | 81.6 | 85.6362 | 85.6362 | 83.3634 | 81.6 | 1431.1 | 123194.5543 | 29376 | 13325.28 | 0 | 46422.24
723 | 92.8 | 97.3901 | 97.3901 | 94.8055 | 92.8 | 1428.65 | 139858.7853 | 33408 | 15154.24 | 0 | 53021.28
724 | 80 | 83.957 | 83.957 | 81.7288 | 80 | 1428.1 | 120622.2523 | 28800 | 13064 | 0 | 45752
725 | 90.4 | 94.8714 | 94.8714 | 92.3536 | 90.4 | 1431.3 | 136599.1289 | 32544 | 14762.32 | 0 | 51410.48
726 | 80 | 83.957 | 83.957 | 81.7288 | 80 | 1483.25 | 125204.2083 | 28800 | 13064 | 0 | 41340
727 | 86.4 | 90.6736 | 90.6736 | 88.2672 | 86.4 | 1546.55 | 140784.8523 | 31104 | 14109.12 | 0 | 39178.08
728 | 75.453 | 79.1851 | 79.1851 | 77.0836 | 75.453 | 1570.65 | 124720.1578 | 27163.08 | 12321.4749 | 0 | 32395.7455
729 | 85.467 | 933.9211 | 89.6944 | 909.1353 | 85.467 | 1599.75 | 144020.4513 | 30768.12 | 13956.7611 | 0 | 34208.1667
730 | 74.454 | 2670.5625 | 78.1367 | 2599.6872 | 74.454 | 1605.6 | 126040.968 | 26803.44 | 12158.3382 | 0 | 29364.6576
731 | 80.579 | 3710.2327 | 84.5647 | 3611.7651 | 80.579 | 1519.65 | 129659.5614 | 29008.44 | 13158.5507 | 0 | 38706.1226
732 | 73.28 | 3393.6454 | 76.9046 | 3303.5799 | 73.28 | 1511.85 | 117635.9831 | 26380.8 | 11966.624 | 0 | 35771.632
733 | 82.654 | 3568.4419 | 86.7423 | 3473.7374 | 82.654 | 1498.05 | 131055.7399 | 29755.44 | 13497.3982 | 0 | 41488.1753
734 | 74.961 | 2133.8715 | 78.6688 | 2077.2397 | 74.961 | 1561.15 | 123895.3192 | 26985.96 | 12241.1313 | 0 | 32896.6349
735 | 86.787 | 1633.5915 | 91.0797 | 1590.2369 | 86.787 | 1624 | 149365.6563 | 31243.32 | 14172.3171 | 0 | 32631.912
736 | 81.253 | 1589.6978 | 85.272 | 1547.5081 | 81.253 | 1632.05 | 140137.4019 | 29251.08 | 13268.6149 | 0 | 29897.0414
737 | 87.089 | 684.2056 | 91.3967 | 666.0472 | 87.089 | 1555.05 | 142592.4133 | 31352.04 | 14221.6337 | 0 | 38750.2505
738 | 79.66 | 225.3102 | 83.6002 | 219.3306 | 79.66 | 1606.2 | 134631.4288 | 28677.6 | 13008.478 | 0 | 31370.108
739 | 96.821 | 101.61 | 101.61 | 98.9134 | 96.821 | 1658.4 | 169196.3482 | 34855.56 | 15810.8693 | 0 | 33074.0536
740 | 88 | 92.3527 | 92.3527 | 89.9017 | 88 | 1618.2 | 150038.2065 | 31680 | 14370.4 | 0 | 33598.4
741 | 91.2 | 95.711 | 95.711 | 93.1709 | 91.2 | 1556.55 | 149318.7303 | 32832 | 14892.96 | 0 | 40442.64
742 | 86.4 | 90.6736 | 90.6736 | 88.2672 | 86.4 | 1582.1 | 143803.2731 | 31104 | 14109.12 | 0 | 36106.56
743 | 92.8 | 97.3901 | 97.3901 | 94.8055 | 92.8 | 1588.85 | 155375.1104 | 33408 | 15154.24 | 0 | 38154.72
744 | 88 | 92.3527 | 92.3527 | 89.9017 | 88 | 1650.1 | 153149.1458 | 31680 | 14370.4 | 0 | 30791.2
745 | 94.4 | 99.0693 | 99.0693 | 96.44 | 94.4 | 1648.85 | 164505.4763 | 33984 | 15415.52 | 0 | 33148.56
746 | 87.2 | 91.5131 | 91.5131 | 89.0844 | 87.2 | 1496.6 | 138091.5802 | 31392 | 14239.76 | 0 | 43896.48
747 | 93.6 | 98.2297 | 98.2297 | 95.6227 | 93.6 | 1448.95 | 143541.169 | 33696 | 15284.88 | 0 | 51578.28
748 | 80 | 83.957 | 83.957 | 81.7288 | 80 | 1447.7 | 122560.3025 | 28800 | 13064 | 0 | 44184
749 | 88.8 | 93.1923 | 93.1923 | 90.719 | 88.8 | 1471.45 | 138326.7521 | 31968 | 14501.04 | 0 | 46935.24
750 | 86.4 | 90.6736 | 90.6736 | 88.2672 | 86.4 | 1519.5 | 138882.1374 | 31104 | 14109.12 | 0 | 41515.2
751 | 88.8 | 93.1923 | 93.1923 | 90.719 | 88.8 | 1552.95 | 145619.0221 | 31968 | 14501.04 | 0 | 39698.04
752 | 79.281 | 83.2025 | 83.2025 | 80.9943 | 79.281 | 1540.95 | 128813.3655 | 28541.16 | 12946.5873 | 0 | 36393.943
753 | 84.741 | 1975.7332 | 88.9315 | 1923.2983 | 84.741 | 1572.5 | 140718.1427 | 30506.76 | 13838.2053 | 0 | 36226.7775
754 | 75.611 | 3133.4102 | 79.3509 | 3050.2512 | 75.611 | 1555.75 | 124590.5176 | 27219.96 | 12347.2763 | 0 | 33590.1867
755 | 86.655 | 3691.9857 | 90.9412 | 3594.0024 | 86.655 | 1532.9 | 140901.7466 | 31195.8 | 14150.7615 | 0 | 40476.5505
756 | 74.903 | 3905.6762 | 78.6079 | 3802.0217 | 74.903 | 1526.95 | 121293.2508 | 26965.08 | 12231.6599 | 0 | 35432.8641
757 | 87.642 | 3885.2893 | 91.977 | 3782.1759 | 87.642 | 1515.1 | 140573.8518 | 31551.12 | 14311.9386 | 0 | 42497.6058
758 | 82.638 | 3192.1748 | 86.7255 | 3107.4563 | 82.638 | 1526.6 | 133663.2753 | 29749.68 | 13494.7854 | 0 | 39120.8292
759 | 89.332 | 3166.7778 | 93.7506 | 3082.7333 | 89.332 | 1541.65 | 145770.0364 | 32159.52 | 14587.9156 | 0 | 40945.3222
760 | 81.435 | 2455.6 | 85.463 | 2390.4297 | 81.435 | 1554.8 | 134007.0746 | 29316.6 | 13298.3355 | 0 | 36254.862
761 | 83.254 | 1388.4885 | 87.372 | 1351.6388 | 83.254 | 1602.35 | 140826.0267 | 29971.44 | 13595.3782 | 0 | 33105.9531
762 | 82.933 | 238.5355 | 87.0351 | 232.2049 | 82.933 | 1645.65 | 144258.775 | 29855.88 | 13542.9589 | 0 | 29387.3085
763 | 96.007 | 100.7558 | 100.7558 | 98.0818 | 96.007 | 1782.4 | 180934.9371 | 34562.52 | 15677.9431 | 0 | 20891.1232
764 | 91.2 | 95.711 | 95.711 | 93.1709 | 91.2 | 1634.05 | 157444.4167 | 32832 | 14892.96 | 0 | 33374.64
765 | 93.6 | 98.2297 | 98.2297 | 95.6227 | 93.6 | 1731.75 | 170786.1094 | 33696 | 15284.88 | 0 | 25108.2
766 | 88.8 | 93.1923 | 93.1923 | 90.719 | 88.8 | 1836.55 | 171755.077 | 31968 | 14501.04 | 0 | 14514.36
767 | 97.6 | 102.4276 | 102.4276 | 99.7092 | 97.6 | 1812.5 | 186815.5889 | 35136 | 15938.08 | 0 | 18300
768 | 90.4 | 94.8714 | 94.8714 | 92.3536 | 90.4 | 1798.7 | 171537.7124 | 32544 | 14762.32 | 0 | 18197.52
769 | 92.8 | 97.3901 | 97.3901 | 94.8055 | 92.8 | 1773.85 | 173857.5597 | 33408 | 15154.24 | 0 | 20986.72
770 | 86.4 | 90.6736 | 90.6736 | 88.2672 | 86.4 | 1540.4 | 140565.5392 | 31104 | 14109.12 | 0 | 39709.44
771 | 91.2 | 95.711 | 95.711 | 93.1709 | 91.2 | 1531.45 | 147642.6361 | 32832 | 14892.96 | 0 | 42731.76
772 | 87.2 | 91.5131 | 91.5131 | 89.0844 | 87.2 | 1529.7 | 141097.7067 | 31392 | 14239.76 | 0 | 41010.16
773 | 92.8 | 97.3901 | 97.3901 | 94.8055 | 92.8 | 1530.6 | 150167.1783 | 33408 | 15154.24 | 0 | 43560.32
774 | 85.6 | 89.834 | 89.834 | 87.4499 | 85.6 | 1539.15 | 139357.0649 | 30816 | 13978.48 | 0 | 39448.76
775 | 76.8 | 80.5987 | 80.5987 | 78.4597 | 76.8 | 1782.95 | 145038.3805 | 27648 | 12541.44 | 0 | 16669.44
776 | 82.775 | 86.8693 | 86.8693 | 84.5638 | 82.775 | 1765.2 | 154556.2974 | 29799 | 13517.1575 | 0 | 19435.57
777 | 646.748 | 1769.0499 | 678.7379 | 1722.1003 | 646.748 | 1609.4 | 1102607.1728 | 232829.28 | 105613.9484 | 0 | 252619.7688
778 | 552.934 | 3259.9145 | 580.2836 | 3173.3982 | 552.934 | 1595.75 | 937750.1824 | 199056.24 | 90294.1222 | 0 | 223523.5695
779 | 876.383 | 3026.6861 | 919.7313 | 2946.3595 | 876.383 | 1555.95 | 1459628.3995 | 315497.88 | 143113.3439 | 0 | 389157.8711
780 | 949.841 | 3373.5976 | 996.8227 | 3284.0641 | 949.841 | 1548.8 | 1570142.1137 | 341942.76 | 155109.0353 | 0 | 428568.2592
781 | 1244.374 | 3330.9348 | 1305.9241 | 3242.5336 | 1244.374 | 1515.1 | 2005592.92 | 447974.64 | 203206.2742 | 0 | 603396.9526
782 | 1169.848 | 3186.2433 | 1227.7118 | 3101.6821 | 1169.848 | 1548.45 | 1927341.9883 | 421145.28 | 191036.1784 | 0 | 528244.8644
783 | 1381.741 | 3139.8654 | 1450.0856 | 3056.5351 | 1381.741 | 1588.7 | 2330296.4715 | 497426.76 | 225638.3053 | 0 | 568310.0733
784 | 889.368 | 2066.7741 | 933.3585 | 2011.923 | 889.368 | 1556.7 | 1466648.3352 | 320172.48 | 145233.7944 | 0 | 394256.8344
785 | 1360.953 | 1428.2694 | 1428.2694 | 1390.3639 | 1360.953 | 1593.2 | 2294210.0632 | 489943.08 | 222243.6249 | 0 | 553635.6804
786 | 1095.157 | 1149.3264 | 1149.3264 | 1118.8239 | 1095.157 | 1626.5 | 1885921.9927 | 394256.52 | 178839.1381 | 0 | 409041.1395
787 | 1127.015 | 1182.7602 | 1182.7602 | 1151.3704 | 1127.015 | 1782.4 | 2124911.8698 | 405725.4 | 184041.5495 | 0 | 245238.464
788 | 1211.2 | 1271.1092 | 1271.1092 | 1237.3747 | 1211.2 | 1749.55 | 2240950.6381 | 436032 | 197788.96 | 0 | 303345.04
789 | 1118.4 | 1173.7191 | 1173.7191 | 1142.5692 | 1118.4 | 1729.6 | 2037216.1029 | 402624 | 182634.72 | 0 | 302415.36
790 | 1337.6 | 1403.7613 | 1403.7613 | 1366.5063 | 1337.6 | 1835.55 | 2583874.352 | 481536 | 218430.08 | 0 | 219968.32
791 | 1112 | 1167.0025 | 1167.0025 | 1136.0309 | 1112 | 1810.35 | 2125512.4494 | 400320 | 181589.6 | 0 | 210890.8
792 | 163.2 | 171.2723 | 171.2723 | 166.7268 | 163.2 | 1790.85 | 309234.1373 | 58752 | 26650.56 | 0 | 34133.28
793 | 108.8 | 114.1815 | 114.1815 | 111.1512 | 108.8 | 1766.5 | 203663.2579 | 39168 | 17767.04 | 0 | 25404.8
794 | 94.4 | 99.0693 | 99.0693 | 96.44 | 94.4 | 1602.6 | 160128.682 | 33984 | 15415.52 | 0 | 37514.56
795 | 105.6 | 110.8233 | 110.8233 | 107.8821 | 105.6 | 1506.8 | 168474.8624 | 38016 | 17244.48 | 0 | 52081.92
796 | 101.6 | 106.6254 | 106.6254 | 103.7956 | 101.6 | 1484.75 | 159691.2443 | 36576 | 16591.28 | 0 | 52349.4
797 | 105.6 | 110.8233 | 110.8233 | 107.8821 | 105.6 | 1484.7 | 166122.1212 | 38016 | 17244.48 | 0 | 54415.68
798 | 95.2 | 99.9088 | 99.9088 | 97.2573 | 95.2 | 1491.45 | 150597.3374 | 34272 | 15546.16 | 0 | 48413.96
799 | 87.2 | 91.5131 | 91.5131 | 89.0844 | 87.2 | 1519.5 | 140485.0149 | 31392 | 14239.76 | 0 | 41899.6
800 | 82.403 | 86.4789 | 86.4789 | 84.1838 | 82.403 | 1519.9 | 132735.7841 | 29665.08 | 13456.4099 | 0 | 39561.6803
801 | 835.519 | 876.846 | 876.846 | 853.575 | 835.519 | 1504.85 | 1335754.975 | 300786.84 | 136440.2527 | 0 | 413707.2328
802 | 1039.674 | 1334.9229 | 1091.0991 | 1299.4947 | 1039.674 | 1502 | 1663899.9595 | 374282.64 | 169778.7642 | 0 | 517757.652
803 | 891.524 | 1849.8533 | 935.6201 | 1800.7592 | 891.524 | 1338 | 1278682.3551 | 320948.64 | 145585.8692 | 0 | 590188.888
804 | 1352.422 | 1996.8872 | 1419.3164 | 1943.8909 | 1352.422 | 1403.55 | 2032589.6376 | 486871.92 | 220850.5126 | 0 | 806652.1019
805 | 1341.667 | 2834.3994 | 1408.0295 | 2759.176 | 1341.667 | 1484.65 | 2127858.908 | 483000.12 | 219094.2211 | 0 | 691428.0884
806 | 1194.461 | 3574.5928 | 1253.5423 | 3479.725 | 1194.461 | 1494.45 | 1911344.4468 | 430005.96 | 195055.4813 | 0 | 603859.7585
807 | 1481.371 | 2698.2127 | 1554.6436 | 2626.6036 | 1481.371 | 1508.55 | 2382070.9909 | 533293.56 | 241907.8843 | 0 | 728019.778
808 | 1646.336 | 716.1586 | 716.1586 | 697.1521 | 697.1521 | 1516.9 | 1123022.4008 | 250974.7695 | 113844.944 | 1830326.4291 | 328002.1943
809 | 1713.488 | 716.6938 | 716.6938 | 697.6732 | 697.6732 | 1528 | 1128781.0161 | 251162.3372 | 113930.0268 | 1958812.0113 | 320705.592
810 | 1434.101 | 122.5279 | 122.5279 | 119.2761 | 119.2761 | 1536.9 | 193821.0268 | 42939.3941 | 19477.7863 | 2535397.9018 | 53794.6222
811 | 1539.509 | 1615.6573 | 1615.6573 | 1572.7786 | 1539.509 | 1585.95 | 2580257.3284 | 554223.24 | 251401.8197 | 0 | 637433.7015
812 | 1661.6 | 1743.7872 | 1743.7872 | 1697.5081 | 1661.6 | 1559.35 | 2737217.192 | 598176 | 271339.28 | 0 | 732184.04
813 | 1616 | 1695.9317 | 1695.9317 | 1650.9226 | 1616 | 1539.25 | 2618615.5885 | 581760 | 263892.8 | 0 | 744572
814 | 1728.8 | 1814.3111 | 1814.3111 | 1766.1603 | 1728.8 | 1800.55 | 3283473.4202 | 622368 | 282313.04 | 0 | 344809.16
815 | 1469.6 | 1542.2904 | 1542.2904 | 1501.3588 | 1469.6 | 1783.85 | 2775986.0682 | 529056 | 239985.68 | 0 | 317654.04
816 | 1761.6 | 0 | 0 | 0 | 0 | 1771.1 | 0 | 0 | 0 | 3396921.4656 | 0
817 | 1354.4 | 0 | 0 | 0 | 0 | 1598.25 | 0 | 0 | 0 | 1695546.272 | 0
818 | 1331.2 | 0 | 0 | 0 | 0 | 1752.1 | 0 | 0 | 0 | 1666502.656 | 0
819 | 1416.8 | 0 | 0 | 0 | 0 | 1747.8 | 0 | 0 | 0 | 1773663.584 | 0
820 | 1299.2 | 0 | 0 | 0 | 0 | 1746.6 | 0 | 0 | 0 | 1626442.496 | 0
821 | 1488 | 0 | 0 | 0 | 0 | 1747.3 | 0 | 0 | 0 | 1862797.44 | 0
822 | 1488.8 | 0 | 0 | 0 | 0 | 1748.75 | 0 | 0 | 0 | 1863798.944 | 0
823 | 1292.8 | 66.4016 | 66.4016 | 64.6393 | 64.6393 | 1750.75 | 119952.3867 | 23270.163 | 10555.6045 | 2368281.8478 | 15690.786
824 | 1289.506 | 1338.2969 | 1338.2969 | 1302.7792 | 1289.506 | 1594.2 | 2184534.6204 | 464222.16 | 210576.3298 | 0 | 476816.2174
825 | 1526.73 | 1602.2462 | 1602.2462 | 1559.7235 | 1526.73 | 1516.9 | 2464833.7087 | 549622.8 | 249315.009 | 0 | 737563.263
826 | 1083.978 | 1137.5945 | 1137.5945 | 1107.4033 | 1083.978 | 1466.35 | 1700672.976 | 390232.08 | 177013.6074 | 0 | 578464.8597
827 | 1402.913 | 1472.3049 | 1472.3049 | 1433.2307 | 1402.913 | 1465.5 | 2209957.1735 | 505048.68 | 229095.6929 | 0 | 749856.9985
828 | 1305.329 | 1659.0578 | 1369.8941 | 1615.0273 | 1305.329 | 1467.95 | 2053872.679 | 469918.44 | 213160.2257 | 0 | 694500.2944
829 | 1517.919 | 1592.9994 | 1592.9994 | 1550.722 | 1517.919 | 1461.4 | 2375236.7524 | 546450.84 | 247876.1727 | 0 | 817551.1734
830 | 1335.878 | 1401.9541 | 1401.9541 | 1364.747 | 1335.878 | 1467.95 | 2098153.9111 | 480916.08 | 218148.8774 | 0 | 710753.8899
831 | 1360.865 | 1428.1771 | 1428.1771 | 1390.274 | 1360.865 | 1460.4 | 2119221.7601 | 489911.4 | 222229.2545 | 0 | 734322.754
832 | 1604.627 | 1998.5558 | 1683.9962 | 1945.5153 | 1604.627 | 1490.55 | 2535586.5198 | 577665.72 | 262035.5891 | 0 | 817477.2252
833 | 1501.802 | 1201.8059 | 1201.8059 | 1169.9106 | 1169.9106 | 1508.4 | 1866685.5973 | 421167.8108 | 191046.3986 | 639991.5246 | 560114.7836
834 | 1303.802 | 200.419 | 200.419 | 195.1 | 195.1 | 1588.3 | 327693.8078 | 70236.0104 | 31859.8347 | 2137927.7503 | 78225.8819
835 | 1407.738 | 1477.3685 | 1477.3685 | 1438.16 | 1407.738 | 1847.5 | 2748126.5765 | 506785.68 | 229883.6154 | 0 | 214680.045
836 | 1397.6 | 1466.7291 | 1466.7291 | 1427.8029 | 1397.6 | 1825.6 | 2695977.5317 | 503136 | 228228.08 | 0 | 243741.44
837 | 1207.2 | 1266.9114 | 1266.9114 | 1233.2882 | 1207.2 | 1799.75 | 2293971.7539 | 434592 | 197135.76 | 0 | 241741.8
838 | 1357.6 | 1424.7506 | 1424.7506 | 1386.9385 | 1357.6 | 1793.35 | 2571721.4212 | 488736 | 221696.08 | 0 | 280548.04
839 | 1300.8 | 1365.1411 | 1365.1411 | 1328.911 | 1300.8 | 1657.4 | 2281583.1678 | 468288 | 212420.64 | 0 | 445654.08
840 | 1248.8 | 0 | 0 | 0 | 0 | 1506.9 | 0 | 0 | 0 | 2408081.0208 | 0
841 | 1178.4 | 0 | 0 | 0 | 0 | 1460.9 | 0 | 0 | 0 | 1475215.392 | 0
842 | 1225.6 | 0 | 0 | 0 | 0 | 1458.9 | 0 | 0 | 0 | 1534304.128 | 0
843 | 1224.8 | 0 | 0 | 0 | 0 | 1448.95 | 0 | 0 | 0 | 1533302.624 | 0
844 | 903.2 | 0 | 0 | 0 | 0 | 1447.7 | 0 | 0 | 0 | 1130698.016 | 0
845 | 1121.6 | 0 | 0 | 0 | 0 | 1449.6 | 0 | 0 | 0 | 1404108.608 | 0
846 | 1310.4 | 0 | 0 | 0 | 0 | 1462.65 | 0 | 0 | 0 | 1640463.552 | 0
847 | 1152 | 0 | 0 | 0 | 0 | 1476.95 | 0 | 0 | 0 | 2221420.032 | 0
848 | 933.17 | 231.8725 | 231.8725 | 225.7187 | 225.7187 | 1516.7 | 362195.2118 | 81258.7385 | 36859.8667 | 1364189.626 | 106241.9058
849 | 1215.698 | 1152.3132 | 1152.3132 | 1121.7314 | 1121.7314 | 1580.45 | 1885003.4918 | 403823.3158 | 183178.743 | 181197.2351 | 458336.9779
850 | 1139.46 | 1195.8208 | 1195.8208 | 1164.0843 | 1139.46 | 1578.8 | 1916180.1279 | 410205.6 | 186073.818 | 0 | 479940.552
851 | 1551.141 | 1627.8646 | 1627.8646 | 1584.662 | 1551.141 | 1527.95 | 2519398.3944 | 558410.76 | 253301.3253 | 0 | 732216.109
852 | 1338.153 | 1404.3417 | 1404.3417 | 1367.0712 | 1338.153 | 1483.7 | 2117059.0165 | 481735.08 | 218520.3849 | 0 | 690888.3939
853 | 1140.835 | 2004.8988 | 1197.2627 | 1951.6899 | 1140.835 | 1474.9 | 1796609.9473 | 410700.6 | 186298.3555 | 0 | 599052.4585
854 | 1315.264 | 1380.3205 | 1380.3205 | 1343.6876 | 1315.264 | 1503.6 | 2114835.0243 | 473495.04 | 214782.6112 | 0 | 652897.0496
855 | 1361.037 | 1428.3576 | 1428.3576 | 1390.4497 | 1361.037 | 1540.7 | 2235340.7909 | 489973.32 | 222257.3421 | 0 | 625124.2941
856 | 1270.539 | 1333.3833 | 1333.3833 | 1297.996 | 1270.539 | 1551.75 | 2088687.2569 | 457394.04 | 207479.0187 | 0 | 569519.1068
857 | 1377.713 | 1080.128 | 1080.128 | 1051.462 | 1051.462 | 1566.4 | 1737842.6649 | 378526.3183 | 171703.7438 | 629115.0324 | 444012.4704
858 | 1430.203 | 366.0117 | 366.0117 | 356.2979 | 356.2979 | 1580.65 | 594020.0322 | 128267.2483 | 58183.449 | 2070828.3638 | 92600.0283
859 | 1135.9 | 1192.0847 | 1192.0847 | 1160.4474 | 1135.9 | 1584.45 | 1901871.29 | 408924 | 185492.47 | 0 | 472023.245
860 | 1324 | 1389.4886 | 1389.4886 | 1352.6123 | 1324 | 1547.1 | 2161849.1327 | 476640 | 216209.2 | 0 | 599639.6
861 | 1216.8 | 1276.9862 | 1276.9862 | 1243.0957 | 1216.8 | 1512.65 | 1939393.8639 | 438048 | 198703.44 | 0 | 593007.48
862 | 1368.8 | 1436.5045 | 1436.5045 | 1398.3805 | 1368.8 | 1514.55 | 2185681.0817 | 492768 | 223525.04 | 0 | 664483.96
863 | 1304 | 1368.4994 | 1368.4994 | 1332.1801 | 1304 | 1494.35 | 2058449.2858 | 469440 | 212943.2 | 0 | 659367.6
864 | 504 | 528.9292 | 528.9292 | 514.8917 | 504 | 1475.75 | 785134.9478 | 181440 | 82303.2 | 0 | 249560.8245
865 | 308.8 | 0 | 0 | 0 | 0 | 1459.95 | 0 | 0 | 0 | 386580.544 | 0
866 | 223.2 | 0 | 0 | 0 | 0 | 1414.9 | 0 | 0 | 0 | 279419.616 | 0
867 | 305.6 | 0 | 0 | 0 | 0 | 1390.7 | 0 | 0 | 0 | 382574.528 | 0
868 | 234.4 | 0 | 0 | 0 | 0 | 1407.5 | 0 | 0 | 0 | 293440.672 | 0
869 | 284.8 | 0 | 0 | 0 | 0 | 1396.6 | 0 | 0 | 0 | 356535.424 | 0
870 | 280.8 | 0 | 0 | 0 | 0 | 1454.75 | 0 | 0 | 0 | 351527.904 | 0
871 | 279.2 | 293.01 | 293.01 | 285.2337 | 279.2 | 1469.05 | 430831.2776 | 100512 | 45593.36 | 0 | 148241.24
872 | 207.884 | 218.1665 | 218.1665 | 212.3765 | 207.884 | 1492.95 | 325920.421 | 74838.24 | 33947.4572 | 0 | 105407.5822
873 | 1383.408 | 1451.8351 | 1451.8351 | 1413.3042 | 1383.408 | 1453.4 | 2115426.6848 | 498026.88 | 225910.5264 | 0 | 756170.8128
874 | 1305.53 | 1370.105 | 1370.105 | 1333.7432 | 1305.53 | 1358.75 | 1876427.6023 | 469990.8 | 213193.049 | 0 | 837171.1125
875 | 1615.041 | 1694.9253 | 1694.9253 | 1649.9429 | 1615.041 | 345.9 | 597487.4894 | 581414.76 | 263736.1953 | 0 | 2671439.3181
876 | 1779.002 | 1866.9962 | 1866.9962 | 1817.4472 | 1779.002 | 1228.95 | 2336997.5195 | 640440.72 | 290511.0266 | 0 | 1371699.4921
877 | 1624.258 | 1704.5982 | 1704.5982 | 1659.3591 | 1624.258 | 1307.1 | 2270348.9637 | 584732.88 | 265241.3314 | 0 | 1125448.3682
878 | 1539.01 | 2456.0859 | 1615.1336 | 2390.9027 | 1539.01 | 1228.6 | 2027673.4823 | 554043.6 | 251320.333 | 0 | 1187192.314
879 | 1787.689 | 2324.0436 | 1876.1129 | 2262.3647 | 1787.689 | 1344.6 | 2558976.7377 | 643568.04 | 291929.6137 | 0 | 1171651.3706
880 | 1354.304 | 1804.3696 | 1421.2915 | 1756.4826 | 1354.304 | 859.2 | 1230057.8538 | 487549.44 | 221157.8432 | 0 | 1544990.0032
881 | 1620.241 | 745.4785 | 745.4785 | 725.6939 | 725.6939 | 1368.35 | 1044117.8328 | 261249.8013 | 118505.8127 | 1724969.5 | 446418.6375
882 | 1300.99 | 476.625 | 476.625 | 463.9757 | 463.9757 | 1393.6 | 678879.2112 | 167031.2385 | 75767.2257 | 1614028.1394 | 217234.3104
883 | 1394.069 | 1463.0234 | 1463.0234 | 1424.1956 | 1394.069 | 1516.7 | 2217384.7474 | 501864.84 | 227651.4677 | 0 | 673753.5477
884 | 1272 | 1334.9166 | 1334.9166 | 1299.4886 | 1272 | 1419.05 | 1892204.0522 | 457920 | 207717.6 | 0 | 738968.4
885 | 1471.2 | 1543.9695 | 1543.9695 | 1502.9934 | 1471.2 | 1409.6 | 2170726.8075 | 529632 | 240246.96 | 0 | 868596.48
886 | 1444 | 1515.4241 | 1515.4241 | 1475.2056 | 1444 | 1535.45 | 2319480.1729 | 519840 | 235805.2 | 0 | 670810.2
887 | 1357.6 | 1424.7506 | 1424.7506 | 1386.9385 | 1357.6 | 1515.25 | 2156677.55 | 488736 | 221696.08 | 0 | 658096.6
888 | 576.8 | 605.3301 | 605.3301 | 589.265 | 576.8 | 1481.75 | 896841.3239 | 207648 | 94191.44 | 0 | 298926.6
889 | 498.4 | 0 | 0 | 0 | 0 | 1459.95 | 0 | 0 | 0 | 623936.992 | 0
890 | 498.4 | 0 | 0 | 0 | 0 | 1451 | 0 | 0 | 0 | 623936.992 | 0
891 | 504 | 0 | 0 | 0 | 0 | 1454 | 0 | 0 | 0 | 630947.52 | 0
892 | 421.6 | 0 | 0 | 0 | 0 | 1445.8 | 0 | 0 | 0 | 527792.608 | 0
893 | 485.6 | 0 | 0 | 0 | 0 | 1470.5 | 0 | 0 | 0 | 607912.928 | 0
894 | 467.2 | 0 | 0 | 0 | 0 | 1454.75 | 0 | 0 | 0 | 584878.336 | 0
895 | 472 | 495.3464 | 495.3464 | 482.2002 | 472 | 1469.05 | 735236.5944 | 169920 | 77077.6 | 0 | 250608.4
896 | 385.522 | 404.591 | 404.591 | 393.8533 | 385.522 | 1641.85 | 672206.8115 | 138787.92 | 62955.7426 | 0 | 138074.7043
897 | 1044.814 | 1096.4933 | 1096.4933 | 1067.393 | 1044.814 | 1556.45 | 1728106.6787 | 376133.04 | 170618.1262 | 0 | 463427.2497
898 | 1692.649 | 1776.372 | 1776.372 | 1729.2281 | 1692.649 | 1438.45 | 2601455.4613 | 609353.64 | 276409.5817 | 0 | 950507.046
899 | 1873.143 | 2001.6003 | 1965.7937 | 1948.479 | 1873.143 | 1282 | 2568226.541 | 674331.48 | 305884.2519 | 0 | 1344916.674
900 | 1814.753 | 2330.4253 | 1904.5156 | 2268.5771 | 1814.753 | 1281.9 | 2495452.3622 | 653311.08 | 296349.1649 | 0 | 1303174.1293
901 | 1605.764 | 2201.6689 | 1685.1894 | 2143.2378 | 1605.764 | 1317.1 | 2267043.3585 | 578075.04 | 262221.2612 | 0 | 1096576.2356
902 | 1656.929 | 3619.3125 | 1738.8852 | 3523.2579 | 1656.929 | 1306 | 2318809.3365 | 596494.44 | 270576.5057 | 0 | 1149908.726
903 | 1959.966 | 3431.8753 | 2056.9112 | 3340.7952 | 1959.966 | 1344.6 | 2808061.2013 | 705587.76 | 320062.4478 | 0 | 1284561.7164
904 | 1925.128 | 2569.0102 | 2020.35 | 2500.8301 | 1925.128 | 1513.45 | 3088053.0329 | 693046.08 | 314373.4024 | 0 | 936671.0284
905 | 1644.797 | 1406.8719 | 1406.8719 | 1369.5343 | 1369.5343 | 1569.45 | 2273768.3829 | 493032.3501 | 223644.9521 | 530793.4573 | 574260.7012
906 | 1796.832 | 235.3378 | 235.3378 | 229.0921 | 229.0921 | 1582.25 | 383085.536 | 82473.1474 | 37410.736 | 3023097.979 | 93205.038
907 | 1564.005 | 1641.3649 | 1641.3649 | 1597.804 | 1564.005 | 1615.45 | 2672780.827 | 563041.8 | 255402.0165 | 0 | 601438.1227
908 | 1423.2 | 1493.5953 | 1493.5953 | 1453.9561 | 1423.2 | 1464.6 | 2208328.3125 | 512352 | 232408.56 | 0 | 761981.28
909 | 1762.4 | 1849.5731 | 1849.5731 | 1800.4864 | 1762.4 | 1459.95 | 2725895.8204 | 634464 | 287799.92 | 0 | 951784.12
910 | 1525.6 | 1601.0603 | 1601.0603 | 1558.569 | 1525.6 | 1826.55 | 2952320.8296 | 549216 | 249130.48 | 0 | 264615.32
911 | 1706.4 | 1790.8032 | 1790.8032 | 1743.2762 | 1706.4 | 1547.2 | 2805076.8164 | 614304 | 278655.12 | 0 | 772657.92
912 | 526.4 | 0 | 0 | 0 | 0 | 1481.75 | 0 | 0 | 0 | 1015065.5424 | 0
913 | 477.6 | 0 | 0 | 0 | 0 | 1459.95 | 0 | 0 | 0 | 597897.888 | 0
914 | 487.2 | 0 | 0 | 0 | 0 | 1332.75 | 0 | 0 | 0 | 609915.936 | 0
915 | 450.4 | 0 | 0 | 0 | 0 | 1165.95 | 0 | 0 | 0 | 563846.752 | 0
916 | 410.4 | 0 | 0 | 0 | 0 | 1159.7 | 0 | 0 | 0 | 513771.552 | 0
917 | 498.4 | 0 | 0 | 0 | 0 | 1166.6 | 0 | 0 | 0 | 623936.992 | 0
918 | 480.8 | 0 | 0 | 0 | 0 | 1192.2 | 0 | 0 | 0 | 601903.904 | 0
919 | 402.4 | 253.9102 | 253.9102 | 247.1715 | 247.1715 | 1124 | 296067.6755 | 88981.7464 | 40363.1089 | 299329.5659 | 128878.872
920 | 183.582 | 192.6625 | 192.6625 | 187.5493 | 183.582 | 1211.85 | 236652.8297 | 66089.52 | 29978.9406 | 0 | 144690.1533
921 | 1361.436 | 1428.7763 | 1428.7763 | 1390.8574 | 1361.436 | 1319.7 | 1919489.8113 | 490116.96 | 222322.4988 | 0 | 926184.9108
922 | 1498.899 | 1573.0386 | 1573.0386 | 1531.291 | 1498.899 | 1364.45 | 2190659.4215 | 539603.64 | 244770.2067 | 0 | 952625.2595
923 | 1608.087 | 1874.0266 | 1687.6273 | 1824.291 | 1608.087 | 345.9 | 597638.1649 | 578911.32 | 262600.6071 | 0 | 2659936.7067
924 | 1399.808 | 2160.2298 | 1469.0463 | 2102.8985 | 1399.808 | 339.95 | 512008.6902 | 503930.88 | 228588.6464 | 0 | 2323751.2704
925 | 1724.006 | 2200.23 | 1809.28 | 2141.8371 | 1724.006 | 328.1 | 608433.9322 | 620642.16 | 281530.1798 | 0 | 2882365.6314
926 | 1255.265 | 3598.2004 | 1317.3538 | 3502.7061 | 1255.265 | 339.6 | 459634.8508 | 451895.4 | 204984.7745 | 0 | 2084242.006
927 | 1125.5 | 3409.2352 | 1181.1703 | 3318.756 | 1125.5 | 355.6 | 428469.9781 | 405180 | 183794.15 | 0 | 1850772.2
928 | 1614.058 | 2632.7199 | 1693.8937 | 2562.849 | 1614.058 | 1350 | 2318071.0324 | 581060.88 | 263575.6714 | 0 | 1049137.7
929 | 1453.859 | 1505.8509 | 1505.8509 | 1465.8865 | 1453.859 | 1369.35 | 2113159.4476 | 523389.24 | 237415.1747 | 0 | 900329.1837
930 | 1370.109 | 230.143 | 230.143 | 224.0351 | 224.0351 | 1568.6 | 372619.5554 | 80652.6374 | 36584.9325 | 2209992.6309 | 94125.8718
931 | 1452.169 | 1523.9972 | 1523.9972 | 1483.5511 | 1452.169 | 1615.45 | 2484986.0303 | 522780.84 | 237139.1977 | 0 | 558431.5889
932 | 1032 | 1083.0455 | 1083.0455 | 1054.3021 | 1032 | 1535.85 | 1682573.9356 | 371520 | 168525.6 | 0 | 479002.8
933 | 1212.8 | 1272.7884 | 1272.7884 | 1239.0093 | 1212.8 | 1475.9 | 1901638.4837 | 436608 | 198050.24 | 0 | 635628.48
934 | 1396.8 | 1465.8895 | 1465.8895 | 1426.9856 | 1396.8 | 1776.55 | 2642318.0981 | 502848 | 228097.44 | 0 | 312114.96
935 | 964 | 1011.682 | 1011.682 | 984.8326 | 964 | 1681.35 | 1726109.2856 | 347040 | 157421.2 | 0 | 307178.6
936 | 1384.8 | 0 | 0 | 0 | 0 | 1538.7 | 0 | 0 | 0 | 2670331.9968 | 0
937 | 1120 | 0 | 0 | 0 | 0 | 1616.9 | 0 | 0 | 0 | 2159713.92 | 0
938 | 1568.8 | 0 | 0 | 0 | 0 | 1264.75 | 0 | 0 | 0 | 3025142.1408 | 0
939 | 1411.2 | 0 | 0 | 0 | 0 | 261.95 | 0 | 0 | 0 | 2721239.5392 | 0
940 | 1482.4 | 0 | 0 | 0 | 0 | 260.7 | 0 | 0 | 0 | 2858535.6384 | 0
941 | 1182.4 | 0 | 0 | 0 | 0 | 262.6 | 0 | 0 | 0 | 2280040.8384 | 0
942 | 1132 | 1098.1735 | 1098.1735 | 1069.0286 | 1069.0286 | 269.65 | 308414.7826 | 384850.2918 | 174572.3685 | 121428.7804 | 1646431.4857
943 | 1137.6 | 1193.8688 | 1193.8688 | 1162.1841 | 1137.6 | 283.95 | 344956.8488 | 409536 | 185770.08 | 0 | 1952178.48
944 | 182.01 | 191.0127 | 191.0127 | 185.9433 | 182.01 | 1275.4 | 246690.6676 | 65523.6 | 29722.233 | 0 | 131884.446
945 | 481.147 | 504.9458 | 504.9458 | 491.5448 | 481.147 | 1369.7 | 702071.6758 | 173212.92 | 78571.3051 | 0 | 303266.9541
946 | 455.687 | 682.7825 | 478.2255 | 664.6619 | 455.687 | 1387.2 | 676353.9268 | 164047.32 | 74413.6871 | 0 | 279244.9936
947 | 498.735 | 1302.7789 | 523.4027 | 1268.2038 | 498.735 | 345.9 | 185173.1603 | 179544.6 | 81443.4255 | 0 | 824957.5635
948 | 415.99 | 1768.6521 | 436.566 | 1721.7131 | 415.99 | 339.95 | 152330.1096 | 149756.4 | 67931.167 | 0 | 690564.1995
949 | 320.018 | 1838.305 | 335.8459 | 1789.5174 | 320.018 | 1168.15 | 402586.71 | 115206.48 | 52258.9394 | 0 | 266206.9733
950 | 335.666 | 3183.2953 | 352.2679 | 3098.8124 | 335.666 | 1275.7 | 460491.9998 | 120839.76 | 54814.2578 | 0 | 243122.8838
951 | 408.03 | 2250.9254 | 428.2123 | 2191.1871 | 408.03 | 1291.7 | 564949.4956 | 146890.8 | 66631.299 | 0 | 289007.649
952 | 329.489 | 2043.3742 | 345.7864 | 1989.1442 | 329.489 | 769.2 | 271156.0089 | 118616.04 | 53805.5537 | 0 | 405535.0612
953 | 413.609 | 1198.4885 | 434.0672 | 1166.6813 | 413.609 | 384.35 | 169125.3097 | 148899.24 | 67542.3497 | 0 | 668247.3808
954 | 285.122 | 299.2249 | 299.2249 | 291.2836 | 285.122 | 766.6 | 231599.9379 | 102643.92 | 46560.4226 | 0 | 351669.4748
955 | 304.539 | 319.6023 | 319.6023 | 311.1203 | 304.539 | 1459 | 471018.2154 | 109634.04 | 49731.2187 | 0 | 164755.599
956 | 261.6 | 274.5394 | 274.5394 | 267.2533 | 261.6 | 1414.05 | 392949.7927 | 94176 | 42719.28 | 0 | 153284.52
957 | 204 | 214.0904 | 214.0904 | 208.4085 | 204 | 1487.65 | 322296.4469 | 73440 | 33313.2 | 0 | 104519.4
958 | 331.2 | 347.582 | 347.582 | 338.3574 | 331.2 | 1536.65 | 541221.1942 | 119232 | 54084.96 | 0 | 153461.52
959 | 296.8 | 311.4805 | 311.4805 | 303.214 | 296.8 | 1806.35 | 571448.7102 | 106848 | 48467.44 | 0 | 57475.32
960 | 302.4 | 317.3575 | 317.3575 | 308.935 | 302.4 | 1798.7 | 579566.4767 | 108864 | 49381.92 | 0 | 60873.12
961 | 324.8 | 340.8655 | 340.8655 | 331.8191 | 324.8 | 897.55 | 310672.4667 | 116928 | 53039.84 | 0 | 358075.76
962 | 296.8 | 311.4805 | 311.4805 | 303.214 | 296.8 | 731.45 | 231118.5295 | 106848 | 48467.44 | 0 | 376505.64
963 | 296.8 | 311.4805 | 311.4805 | 303.214 | 296.8 | 255.75 | 81288.2468 | 106848 | 48467.44 | 0 | 517693.4
964 | 316 | 331.6302 | 331.6302 | 322.8289 | 316 | 254.05 | 86108.9172 | 113760 | 51602.8 | 0 | 551720.2
965 | 227.2 | 238.4379 | 238.4379 | 232.1099 | 227.2 | 254 | 62004.4248 | 81792 | 37101.76 | 0 | 396691.2
966 | 276 | 289.6517 | 289.6517 | 281.9645 | 276 | 258.35 | 76598.7367 | 99360 | 45070.8 | 0 | 480695.4
967 | 256.8 | 269.502 | 269.502 | 262.3496 | 256.8 | 268.45 | 73776.1986 | 92448 | 41935.44 | 0 | 444662.04
968 | 246.146 | 258.321 | 258.321 | 251.4653 | 246.146 | 288 | 75328.6422 | 88612.56 | 40195.6418 | 0 | 421401.952
969 | 460.316 | 483.0845 | 483.0845 | 470.2637 | 460.316 | 311.85 | 152964.653 | 165713.76 | 75169.6028 | 0 | 777082.4554
970 | 1172.832 | 1682.2877 | 1230.8434 | 1637.6407 | 1172.832 | 316.9 | 398471.1422 | 422219.52 | 191523.4656 | 0 | 1973993.5392
971 | 1566.318 | 3676.7873 | 1643.7923 | 3579.2074 | 1566.318 | 317.5 | 534163.7748 | 563874.48 | 255779.7294 | 0 | 2635330.035
972 | 1214.229 | 3956.9099 | 1274.288 | 3851.8957 | 1214.229 | 314.55 | 411583.2856 | 437122.44 | 198283.5957 | 0 | 2046522.2681
973 | 1567.117 | 3922.9126 | 1644.6308 | 3818.8006 | 1567.117 | 305.65 | 517750.2449 | 564162.12 | 255910.2061 | 0 | 2655244.6889
974 | 1509.312 | 3417.6634 | 1583.9667 | 3326.9605 | 1509.312 | 312.4 | 509499.7492 | 543352.32 | 246470.6496 | 0 | 2547114.9312
975 | 1604.899 | 2835.326 | 1684.2816 | 2760.078 | 1604.899 | 322.5 | 560053.4721 | 577763.64 | 262080.0067 | 0 | 2692218.0725
976 | 1215.644 | 2131.9992 | 1275.773 | 2075.4171 | 1215.644 | 334.85 | 440055.4538 | 437631.84 | 198514.6652 | 0 | 2024229.6066
977 | 1300.307 | 1060.7402 | 1060.7402 | 1032.5888 | 1032.5888 | 345.95 | 384253.799 | 371731.9544 | 168621.7449 | 516245.3613 | 1663367.2637
978 | 1151.05 | 215.3193 | 215.3193 | 209.6049 | 209.6049 | 349.9 | 78368.0631 | 75457.7479 | 34228.4728 | 1815403.7359 | 336839.8633
979 | 1456.677 | 1528.7282 | 1528.7282 | 1488.1566 | 1456.677 | 354.05 | 549777.0926 | 524403.72 | 237875.3541 | 0 | 2397617.5082
980 | 1494.4 | 1568.3171 | 1568.3171 | 1526.6948 | 1494.4 | 327.45 | 521942.0945 | 537984 | 244035.52 | 0 | 2499458.72
981 | 1808.8 | 1888.3791 | 1888.3791 | 1838.2625 | 1808.8 | 311.25 | 600802.4808 | 651168 | 295377.04 | 0 | 3033000.0663
982 | 1650.4 | 1732.0332 | 1732.0332 | 1686.066 | 1650.4 | 1423.35 | 2513738.8843 | 594144 | 269510.32 | 0 | 951703.16
983 | 1209.6 | 1269.4301 | 1269.4301 | 1235.7401 | 1209.6 | 1335.6 | 1730792.5687 | 435456 | 197527.68 | 0 | 803658.24
984 | 1028 | 0 | 0 | 0 | 0 | 1218.95 | 0 | 0 | 0 | 1982308.848 | 0
985 | 1335.2 | 0 | 0 | 0 | 0 | 652.6 | 0 | 0 | 0 | 1671510.176 | 0
986 | 1325.6 | 0 | 0 | 0 | 0 | 253.1 | 0 | 0 | 0 | 1659492.128 | 0
987 | 1358.4 | 0 | 0 | 0 | 0 | 248.8 | 0 | 0 | 0 | 1700553.792 | 0
988 | 1510.4 | 0 | 0 | 0 | 0 | 247.6 | 0 | 0 | 0 | 1890839.552 | 0
989 | 1220.8 | 0 | 0 | 0 | 0 | 248.3 | 0 | 0 | 0 | 1528295.104 | 0
990 | 1460.8 | 0 | 0 | 0 | 0 | 249.75 | 0 | 0 | 0 | 1828746.304 | 0
991 | 1494.4 | 475.7214 | 475.7214 | 463.0961 | 463.0961 | 251.8 | 125043.2137 | 166714.5801 | 75623.5859 | 1988679.8966 | 623273.5086
992 | 1213.91 | 1273.9533 | 1273.9533 | 1240.1432 | 1213.91 | 1310.35 | 1696014.5739 | 437007.6 | 198231.503 | 0 | 837173.0315
993 | 1285.355 | 1348.9321 | 1348.9321 | 1313.1322 | 1285.355 | 1275.05 | 1754393.8288 | 462727.8 | 209898.4715 | 0 | 931818.1073
994 | 1854.487 | 1946.2149 | 1946.2149 | 1894.5635 | 1854.487 | 1278.8 | 2552075.168 | 667615.32 | 302837.7271 | 0 | 1337456.0244
995 | 1700.494 | 1784.605 | 1784.605 | 1737.2426 | 1700.494 | 1260.05 | 2305885.194 | 612177.84 | 277690.6702 | 0 | 1258280.5353
996 | 1593.166 | 1741.8342 | 1671.9672 | 1695.6068 | 1593.166 | 738.5 | 1263713.0229 | 573539.76 | 260164.0078 | 0 | 2009778.909
997 | 1302.813 | 1367.2537 | 1367.2537 | 1330.9675 | 1302.813 | 282.5 | 396993.9793 | 469012.68 | 212749.3629 | 0 | 2237581.3275
998 | 1470.149 | 1542.8665 | 1542.8665 | 1501.9197 | 1470.149 | 289.05 | 458182.0847 | 529253.64 | 240075.3317 | 0 | 2515351.4315
999 | 1044.668 | 1700.0362 | 1096.3401 | 1654.9181 | 1044.668 | 298.65 | 335031.5053 | 376080.48 | 170594.2844 | 0 | 1777345.9018
1000 | 1161.083 | 2175.2098 | 1218.5133 | 2117.4809 | 1161.083 | 308.5 | 384754.8802 | 417989.88 | 189604.8539 | 0 | 1963971.8945
1001 | 1434.037 | 1176.9021 | 1176.9021 | 1145.6678 | 1145.6678 | 320.4 | 392582.2008 | 412440.3963 | 187087.5465 | 556067.0047 | 1874032.1756
1002 | 1519.101 | 159.4312 | 159.4312 | 155.2 | 155.2 | 833.75 | 137539.6865 | 55872.0028 | 25344.1613 | 2630032.1058 | 176277.5212
1003 | 1470.4 | 1543.13 | 1543.13 | 1502.1761 | 1470.4 | 1512.15 | 2355580.1137 | 529344 | 240116.32 | 0 | 717334.64
1004 | 1118.4 | 1173.7191 | 1173.7191 | 1142.5692 | 1118.4 | 1743.45 | 2074117.4195 | 402624 | 182634.72 | 0 | 286925.52
1005 | 1686.4 | 1769.8139 | 1769.8139 | 1722.844 | 1686.4 | 1509.85 | 2716369.4217 | 607104 | 275389.12 | 0 | 826588.96
1006 | 1632 | 1712.7231 | 1712.7231 | 1667.2684 | 1632 | 1388.35 | 2411755.0839 | 587520 | 266505.6 | 0 | 998212.8
1007 | 1343.2 | 1409.6383 | 1409.6383 | 1372.2273 | 1343.2 | 1266.9 | 1813091.7158 | 483552 | 219344.56 | 0 | 984699.92
1008 | 1206.4 | 0 | 0 | 0 | 0 | 956.05 | 0 | 0 | 0 | 2326320.4224 | 0
1009 | 1653.6 | 0 | 0 | 0 | 0 | 1123.85 | 0 | 0 | 0 | 2070108.768 | 0
1010 | 1780 | 0 | 0 | 0 | 0 | 1064.9 | 0 | 0 | 0 | 2228346.4 | 0
1011 | 1225.6 | 0 | 0 | 0 | 0 | 1159.95 | 0 | 0 | 0 | 1534304.128 | 0
1012 | 1333.6 | 0 | 0 | 0 | 0 | 1158.7 | 0 | 0 | 0 | 1669507.168 | 0
1013 | 1466.4 | 0 | 0 | 0 | 0 | 1111.1 | 0 | 0 | 0 | 1835756.832 | 0
1014 | 1376 | 0 | 0 | 0 | 0 | 1118.15 | 0 | 0 | 0 | 1722586.88 | 0
1015 | 1212 | 776.6811 | 776.6811 | 756.0684 | 756.0684 | 1181.95 | 952629.1838 | 272184.6301 | 123465.9725 | 879180.1663 | 524183.5346
1016 | 1119.408 | 1174.7769 | 1174.7769 | 1143.599 | 1119.408 | 1153.9 | 1369921.6116 | 402986.88 | 182799.3264 | 0 | 947131.1088
1017 | 1135.205 | 1191.3553 | 1191.3553 | 1159.7374 | 1135.205 | 1234.95 | 1494525.7472 | 408673.8 | 185378.9765 | 0 | 868488.5853
1018 | 1502.098 | 1576.3958 | 1576.3958 | 1534.5591 | 1502.098 | 1263.95 | 2040523.8838 | 540755.28 | 245292.6034 | 0 | 1105619.2329
1019 | 1740.14 | 1826.212 | 1826.212 | 1777.7454 | 1740.14 | 1144.9 | 2128988.1904 | 626450.4 | 284164.862 | 0 | 1487993.714
1020 | 1403.041 | 1472.4392 | 1472.4392 | 1433.3615 | 1403.041 | 1138.95 | 1712487.2107 | 505094.76 | 229116.5953 | 0 | 1208088.453
1021 | 1200.195 | 1374.008 | 1259.5599 | 1337.5426 | 1200.195 | 1174.15 | 1533180.5988 | 432070.2 | 195991.8435 | 0 | 991181.0407
1022 | 1044.046 | 1239.3724 | 1095.6863 | 1206.4802 | 1044.046 | 1138.6 | 1289013.7414 | 375856.56 | 170492.7118 | 0 | 899341.2244
1023 | 1298.188 | 1862.789 | 1362.4009 | 1813.3515 | 1298.188 | 755.1 | 1060155.6081 | 467347.68 | 211994.1004 | 0 | 1616114.2412
1024 | 1559.024 | 2047.1544 | 1636.1375 | 1992.824 | 1559.024 | 369.7 | 619964.2995 | 561248.64 | 254588.6192 | 0 | 2541676.8272
1025 | 1238.191 | 1299.4353 | 1299.4353 | 1264.949 | 1238.191 | 384.35 | 508604.3752 | 445748.76 | 202196.5903 | 0 | 2000483.2892
1026 | 1380.315 | 1448.5891 | 1448.5891 | 1410.1443 | 1380.315 | 1190.65 | 1741858.1135 | 496913.4 | 225405.4395 | 0 | 1117157.9453
1027 | 886.366 | 930.2081 | 930.2081 | 905.5208 | 886.366 | 1274.4 | 1197326.5995 | 319091.76 | 144743.5678 | 0 | 643147.1696
1028 | 1113.6 | 1168.6817 | 1168.6817 | 1137.6655 | 1113.6 | 1325.6 | 1568657.2996 | 400896 | 181850.88 | 0 | 751011.84
1029 | 1129.6 | 1185.4731 | 1185.4731 | 1154.0113 | 1129.6 | 1262.6 | 1518226.5186 | 406656 | 184463.68 | 0 | 832967.04
1030 | 1440.8 | 1512.0659 | 1512.0659 | 1471.9365 | 1440.8 | 1312.55 | 2014886.4294 | 518688 | 235282.64 | 0 | 990477.96
1031 | 1332.8 | 1398.7239 | 1398.7239 | 1361.6025 | 1332.8 | 1224.9 | 1741349.983 | 479808 | 217646.24 | 0 | 1033053.28
1032 | 138.4 | 145.2456 | 145.2456 | 141.3909 | 138.4 | 1250.25 | 184862.6124 | 49824 | 22600.72 | 0 | 103765.4
1033 | 97.6 | 102.4276 | 102.4276 | 99.7092 | 97.6 | 1336.45 | 140019.4748 | 35136 | 15938.08 | 0 | 64762.48
1034 | 94.4 | 99.0693 | 99.0693 | 96.44 | 94.4 | 1283.4 | 129896.3329 | 33984 | 15415.52 | 0 | 67647.04
1035 | 103.2 | 108.3046 | 108.3046 | 105.4302 | 103.2 | 1278.95 | 141678.8982 | 37152 | 16852.56 | 0 | 74412.36
1036 | 92.8 | 97.3901 | 97.3901 | 94.8055 | 92.8 | 1278.2 | 127529.4843 | 33408 | 15154.24 | 0 | 66983.04
1037 | 98.4 | 103.2671 | 103.2671 | 100.5265 | 98.4 | 1311.6 | 138468.341 | 35424 | 16068.72 | 0 | 67738.56
1038 | 89.6 | 94.0319 | 94.0319 | 91.5363 | 89.6 | 1324.95 | 127358.5018 | 32256 | 14631.68 | 0 | 60484.48
1039 | 84.8 | 88.9944 | 88.9944 | 86.6326 | 84.8 | 1332.95 | 121094.3965 | 30528 | 13847.84 | 0 | 56565.84
1040 | 86.437 | 90.7124 | 90.7124 | 88.3049 | 86.437 | 1369.45 | 126526.4705 | 31117.32 | 14115.1621 | 0 | 54502.8503
1041 | 660.137 | 692.7892 | 692.7892 | 674.4029 | 660.137 | 1356.4 | 961807.9551 | 237649.32 | 107800.3721 | 0 | 424864.1732
1042 | 1046.053 | 1097.7936 | 1097.7936 | 1068.6588 | 1046.053 | 1314.4 | 1496533.4787 | 376579.08 | 170820.4549 | 0 | 717173.9368
1043 | 1011.485 | 1386.6855 | 1061.5158 | 1349.8836 | 1011.485 | 1288.45 | 1394616.8017 | 364134.6 | 165175.5005 | 0 | 719722.1517
1044 | 1077.866 | 1702.6546 | 1131.1802 | 1657.4671 | 1077.866 | 1324.95 | 1531706.0714 | 388031.76 | 176015.5178 | 0 | 727613.4433
1045 | 1280.894 | 1792.6177 | 1344.2494 | 1745.0426 | 1280.894 | 1313.1 | 1831974.0539 | 461121.84 | 209169.9902 | 0 | 879846.0886
1046 | 1305.495 | 3380.4453 | 1370.0683 | 3290.7301 | 1305.495 | 1300.15 | 1846608.7595 | 469978.2 | 213187.3335 | 0 | 913650.6757
1047 | 1222.683 | 2797.049 | 1283.1602 | 2722.8168 | 1222.683 | 823.7 | 1089807.5841 | 440165.88 | 199664.1339 | 0 | 1438242.0129
1048 | 1378.71 | 2312.4953 | 1446.9047 | 2251.1229 | 1378.71 | 837.8 | 1241933.9757 | 496335.6 | 225143.343 | 0 | 1602336.762
1049 | 1442.884 | 1304.2911 | 1304.2911 | 1269.676 | 1269.676 | 1426.35 | 1932997.32 | 457083.3465 | 207338.0847 | 333999.8301 | 709336.5818
1050 | 1317.715 | 518.0022 | 518.0022 | 504.2547 | 504.2547 | 1627.65 | 871182.1517 | 181531.6924 | 82344.7927 | 1568608.51 | 148037.0512
1051 | 1407.2 | 1476.8039 | 1476.8039 | 1437.6103 | 1407.2 | 1540.45 | 2301786.0168 | 506592 | 229795.76 | 0 | 646678.76
1052 | 1616.8 | 1696.7713 | 1696.7713 | 1651.7399 | 1616.8 | 1363.9 | 2343120.1465 | 582048 | 264023.44 | 0 | 1028446.48
1053 | 1705.6 | 1789.9636 | 1789.9636 | 1742.4589 | 1705.6 | 1363.15 | 2470216.253 | 614016 | 278524.48 | 0 | 1086211.36
1054 | 1624 | 1704.3274 | 1704.3274 | 1659.0955 | 1624 | 1476.55 | 2549162.4412 | 584640 | 265199.2 | 0 | 850082.8
1055 | 1382.4 | 1450.7772 | 1450.7772 | 1412.2744 | 1382.4 | 1516.4 | 2234300.3076 | 497664 | 225745.92 | 0 | 668528.64
1056 | 136.8 | 143.5665 | 143.5665 | 139.7563 | 136.8 | 1431.75 | 209290.081 | 49248 | 22339.44 | 0 | 77736.6
1057 | 104.8 | 0 | 0 | 0 | 0 | 1507.9 | 0 | 0 | 0 | 131197.024 | 0
1058 | 96.8 | 0 | 0 | 0 | 0 | 1434.9 | 0 | 0 | 0 | 121181.984 | 0
1059 | 100 | 0 | 0 | 0 | 0 | 1430.95 | 0 | 0 | 0 | 125188 | 0
1060 | 98.4 | 0 | 0 | 0 | 0 | 1429.7 | 0 | 0 | 0 | 123184.992 | 0
1061 | 101.6 | 0 | 0 | 0 | 0 | 1431.6 | 0 | 0 | 0 | 127191.008 | 0
1062 | 95.2 | 0 | 0 | 0 | 0 | 1438.65 | 0 | 0 | 0 | 119178.976 | 0
1063 | 92.8 | 97.3901 | 97.3901 | 94.8055 | 92.8 | 1440.75 | 143089.1625 | 33408 | 15154.24 | 0 | 51898.4
1064 | 85.97 | 90.2223 | 90.2223 | 87.8279 | 85.97 | 1476.85 | 135623.8631 | 30949.2 | 14038.901 | 0 | 44975.2055
1065 | 932.616 | 978.7457 | 978.7457 | 952.7703 | 932.616 | 1401 | 1403120.7268 | 335741.76 | 152296.1928 | 0 | 558636.984
1066 | 1383.414 | 1451.8414 | 1451.8414 | 1413.3103 | 1383.414 | 1331.9 | 1992938.8351 | 498029.04 | 225911.5062 | 0 | 924258.8934
1067 | 1261.111 | 1822.2283 | 1323.489 | 1773.8673 | 1261.111 | 1330.9 | 1802713.6312 | 453999.96 | 205939.4263 | 0 | 843809.3701
1068 | 1457.305 | 2129.2339 | 1529.3872 | 2072.7252 | 1457.305 | 1325.45 | 2075040.225 | 524629.8 | 237977.9065 | 0 | 983025.0877
1069 | 1348.064 | 2146.8743 | 1414.7429 | 2089.8974 | 1348.064 | 1389.7 | 2027191.123 | 485303.04 | 220138.8512 | 0 | 822723.4592
1070 | 1417.335 | 3427.8149 | 1487.4402 | 3336.8426 | 1417.335 | 1325.1 | 2031980.5653 | 510240.6 | 231450.8055 | 0 | 956559.3915
1071 | 1553.989 | 3194.8846 | 1630.8535 | 3110.0941 | 1553.989 | 1340.6 | 2250569.1164 | 559436.04 | 253766.4037 | 0 | 1024700.3466
1072 | 1478.554 | 2389.9939 | 1551.6873 | 2326.5648 | 1478.554 | 1450 | 2298741.8435 | 532279.44 | 241447.8682 | 0 | 813204.7
1073 | 1282.839 | 1311.1504 | 1311.1504 | 1276.3532 | 1276.3532 | 1518.35 | 2059601.3696 | 459487.1552 | 208428.479 | 12506.6547 | 598707.8077
1074 | 1716.587 | 220.2581 | 220.2581 | 214.4126 | 214.4126 | 1572.6 | 356846.9282 | 77188.5196 | 35013.5701 | 2896667.0183 | 89247.9584
1075 | 1229.933 | 1290.7688 | 1290.7688 | 1256.5125 | 1229.933 | 1630.3 | 2123167.2245 | 442775.88 | 200848.0589 | 0 | 454706.2301
1076 | 828.8 | 869.7947 | 869.7947 | 846.7108 | 828.8 | 1581.1 | 1388057.9911 | 298368 | 135343.04 | 0 | 347184.32
1077 | 1254.4 | 1316.446 | 1316.446 | 1281.5083 | 1254.4 | 1555.65 | 2068208.5304 | 451584 | 204843.52 | 0 | 557392.64
1078 | 1271.2 | 1334.077 | 1334.077 | 1298.6713 | 1271.2 | 1712.05 | 2307039.9155 | 457632 | 207586.96 | 0 | 366042.04
1079 | 1333.6 | 1399.5635 | 1399.5635 | 1362.4198 | 1333.6 | 1764.7 | 2500863.1194 | 480096 | 217776.88 | 0 | 313796.08
1080 | 1302.4 | 1358.5274 | 1358.5274 | 1322.4728 | 1302.4 | 1622.05 | 2249423.4434 | 468864 | 212681.92 | 0 | 453356.6942
1081 | 1362.4 | 0 | 0 | 0 | 0 | 1384.4 | 0 | 0 | 0 | 1705561.312 | 0
1082 | 933.6 | 0 | 0 | 0 | 0 | 1499 | 0 | 0 | 0 | 1168755.168 | 0
1083 | 1361.6 | 0 | 0 | 0 | 0 | 1495.05 | 0 | 0 | 0 | 1704559.808 | 0
1084 | 1337.6 | 0 | 0 | 0 | 0 | 1493.75 | 0 | 0 | 0 | 1674514.688 | 0
1085 | 996 | 0 | 0 | 0 | 0 | 1494.45 | 0 | 0 | 0 | 1246872.48 | 0
1086 | 1271.2 | 0 | 0 | 0 | 0 | 1478.5 | 0 | 0 | 0 | 1591389.856 | 0
1087 | 1043.2 | 1094.7995 | 1094.7995 | 1065.7441 | 1043.2 | 1492.8 | 1651315.8651 | 375552 | 170354.56 | 0 | 529111.04
1088 | 860.551 | 903.1162 | 903.1162 | 879.148 | 860.551 | 1539.7 | 1406735.3796 | 309798.36 | 140527.9783 | 0 | 396111.6253
1089 | 1094.398 | 1148.5299 | 1148.5299 | 1118.0485 | 1094.398 | 1571.25 | 1828003.8626 | 393983.28 | 178715.1934 | 0 | 469223.1425
1090 | 1122.775 | 1252.6387 | 1178.3094 | 1219.3943 | 1122.775 | 1471.2 | 1763163.2411 | 404199 | 183349.1575 | 0 | 593723.42
1091 | 1142.288 | 1802.1499 | 1198.7876 | 1754.3219 | 1142.288 | 1369.2 | 1669775.7408 | 411223.68 | 186535.6304 | 0 | 720555.2704
1092 | 987.833 | 2107.3494 | 1036.6939 | 2051.4215 | 987.833 | 1401.55 | 1477074.5218 | 355619.88 | 161313.1289 | 0 | 591168.6589
1093 | 1098.997 | 2143.1414 | 1153.3553 | 2086.2636 | 1098.997 | 1451.45 | 1703939.4028 | 395638.92 | 179466.2101 | 0 | 602854.8043
1094 | 1323.29 | 3018.0438 | 1388.7435 | 2937.9466 | 1323.29 | 1359.95 | 1925548.9754 | 476384.4 | 216093.257 | 0 | 846971.7645
1095 | 1200.589 | 3246.3985 | 1259.9734 | 3160.2408 | 1200.589 | 1244.65 | 1592352.2412 | 432212.04 | 196056.1837 | 0 | 906864.9012
1096 | 1175.229 | 1998.3334 | 1233.359 | 1945.2987 | 1175.229 | 1393 | 1740407.9777 | 423082.44 | 191914.8957 | 0 | 713364.003
1097 | 1183.22 | 1309.5815 | 1241.7453 | 1274.8259 | 1183.22 | 1445.95 | 1815356.3699 | 425959.2 | 193219.826 | 0 | 655563.041
1098 | 1286.45 | 208.6804 | 208.6804 | 203.1421 | 203.1421 | 1518.9 | 326255.3156 | 73131.1729 | 33173.1126 | 2088959.866 | 95180.3429
1099 | 1205.541 | 1265.1703 | 1265.1703 | 1231.5934 | 1205.541 | 1608.45 | 2049707.2127 | 433994.76 | 196864.8453 | 0 | 472029.5785
1100 | 1044 | 1095.6391 | 1095.6391 | 1066.5614 | 1044 | 1574.1 | 1741262.7765 | 375840 | 170485.2 | 0 | 444639.6
1101 | 1465.6 | 1538.0925 | 1538.0925 | 1497.2724 | 1465.6 | 1431.6 | 2219793.6638 | 527616 | 239332.48 | 0 | 833047.04
1102 | 1054.4 | 1106.5535 | 1106.5535 | 1077.1861 | 1054.4 | 1537.55 | 1714532.3135 | 379584 | 172183.52 | 0 | 487607.28
1103 | 1262.4 | 1324.8417 | 1324.8417 | 1289.6811 | 1262.4 | 1494.35 | 1996387.1104 | 454464 | 206149.92 | 0 | 638332.56
1104 | 936 | 0 | 0 | 0 | 0 | 1351.3 | 0 | 0 | 0 | 1804903.776 | 0
1105 | 1169.6 | 0 | 0 | 0 | 0 | 1360.4 | 0 | 0 | 0 | 2255358.3936 | 0
1106 | 1276 | 0 | 0 | 0 | 0 | 1247.95 | 0 | 0 | 0 | 2460531.216 | 0
1107 | 1006.4 | 0 | 0 | 0 | 0 | 1246.95 | 0 | 0 | 0 | 1940657.2224 | 0
1108 | 1429.6 | 0 | 0 | 0 | 0 | 1245.7 | 0 | 0 | 0 | 2756720.5536 | 0
1109 | 1362.4 | 0 | 0 | 0 | 0 | 1247.6 | 0 | 0 | 0 | 2627137.7184 | 0
1110 | 1094.4 | 1040.9211 | 1040.9211 | 1013.2956 | 1013.2956 | 1254.65 | 1345050.6849 | 364786.433 | 165471.1792 | 156394.821 | 668442.5509
1111 | 1244 | 1305.5316 | 1305.5316 | 1270.8835 | 1244 | 1268.95 | 1673346.0814 | 447840 | 203145.2 | 0 | 909426.2
1112 | 182.026 | 191.0295 | 191.0295 | 185.9597 | 182.026 | 1369.45 | 264185.3747 | 65529.36 | 29724.8458 | 0 | 114776.4943
1113 | 152.29 | 409.7449 | 159.8227 | 398.8705 | 152.29 | 1363.2 | 220502.0202 | 54824.4 | 24868.957 | 0 | 96978.272
1114 | 181.165 | 1266.8022 | 190.1249 | 1233.182 | 181.165 | 1370.2 | 265328.5094 | 65219.4 | 29584.2445 | 0 | 114097.717
1115 | 170.605 | 1801.5979 | 179.0436 | 1753.7845 | 170.605 | 1287.9 | 234478.1776 | 61417.8 | 27859.7965 | 0 | 121487.8205
1116 | 185.42 | 2088.3773 | 194.5914 | 2032.9529 | 185.42 | 1324.95 | 262038.2763 | 66751.2 | 30279.086 | 0 | 125167.771
1117 | 195.463 | 2879.0792 | 205.1311 | 2802.67 | 195.463 | 1313.1 | 272784.2699 | 70366.68 | 31919.1079 | 0 | 134263.5347
1118 | 197.058 | 3789.4723 | 206.805 | 3688.9018 | 197.058 | 1318.7 | 276782.8142 | 70940.88 | 32179.5714 | 0 | 134255.6154
1119 | 129.537 | 2976.6121 | 135.9443 | 2897.6144 | 129.537 | 1266.65 | 174999.1795 | 46633.32 | 21153.3921 | 0 | 94995.9589
1120 | 177.796 | 2255.7875 | 186.5903 | 2195.9202 | 177.796 | 1115.75 | 210415.3647 | 64006.56 | 29034.0868 | 0 | 157216.113
1121 | 117.348 | 1376.1017 | 123.1523 | 1339.5807 | 117.348 | 1310.45 | 162422.1249 | 42245.28 | 19162.9284 | 0 | 80917.3134
1122 | 99.261 | 258.7671 | 104.1707 | 251.8995 | 99.261 | 1323.65 | 138783.1808 | 35733.96 | 16209.3213 | 0 | 67135.1773
1123 | 110.145 | 115.5931 | 115.5931 | 112.5253 | 110.145 | 1484.4 | 172213.4903 | 39652.2 | 17986.6785 | 0 | 56790.762
1124 | 108 | 113.342 | 113.342 | 110.3339 | 108 | 1450.6 | 165104.908 | 38880 | 17636.4 | 0 | 59335.2
1125 | 100 | 104.9463 | 104.9463 | 102.1611 | 100 | 1368.9 | 144028.0745 | 36000 | 16330 | 0 | 63110
1126 | 91.2 | 95.711 | 95.711 | 93.1709 | 91.2 | 1350.85 | 129431.5705 | 32832 | 14892.96 | 0 | 59202.48
1127 | 100 | 104.9463 | 104.9463 | 102.1611 | 100 | 1292.85 | 136326.2097 | 36000 | 16330 | 0 | 70715
1128 | 93.6 | 98.2297 | 98.2297 | 95.6227 | 93.6 | 1313.5 | 129840.0209 | 33696 | 15284.88 | 0 | 64256.4
1129 | 98.4 | 103.2671 | 103.2671 | 100.5265 | 98.4 | 1472.55 | 153515.8934 | 35424 | 16068.72 | 0 | 51901.08
1130 | 90.4 | 94.8714 | 94.8714 | 92.3536 | 90.4 | 1446.75 | 138536.8091 | 32544 | 14762.32 | 0 | 50013.8
1131 | 96.8 | 101.588 | 101.588 | 98.8919 | 96.8 | 1380.05 | 141559.7981 | 34848 | 15807.44 | 0 | 60011.16
1132 | 91.2 | 95.711 | 95.711 | 93.1709 | 91.2 | 1441.05 | 139315.4374 | 32832 | 14892.96 | 0 | 50976.24
1133 | 96.8 | 101.588 | 101.588 | 98.8919 | 96.8 | 1441 | 147907.0133 | 34848 | 15807.44 | 0 | 54111.2
1134 | 89.6 | 94.0319 | 94.0319 | 91.5363 | 89.6 | 1445.35 | 137091.731 | 32256 | 14631.68 | 0 | 49696.64
1135 | 92.8 | 97.3901 | 97.3901 | 94.8055 | 92.8 | 1455.45 | 142722.2965 | 33408 | 15154.24 | 0 | 50534.24
1136 | 86.74 | 91.0304 | 91.0304 | 88.6145 | 86.74 | 1474.05 | 135058.0328 | 31226.4 | 14164.642 | 0 | 45620.903
1137 | 858.247 | 2445.2985 | 900.6982 | 2380.4016 | 858.247 | 1498.85 | 1361154.0265 | 308968.92 | 140151.7351 | 0 | 430110.4841
1138 | 1207.142 | 3421.0868 | 1266.8505 | 3330.293 | 1207.142 | 1503.9 | 1932647.5302 | 434571.12 | 197126.2886 | 0 | 598863.1462
1139 | 1636.944 | 3960.328 | 1717.9117 | 3855.2231 | 1636.944 | 1379.1 | 2410203.3032 | 589299.84 | 267312.9552 | 0 | 1016378.5296
1140 | 1392.639 | 4269.7054 | 1461.5227 | 4156.3898 | 1392.639 | 1376.15 | 2043284.2514 | 501350.04 | 227417.9487 | 0 | 868797.8402
1141 | 1733.618 | 4290.8878 | 1819.3674 | 4177.01 | 1733.618 | 1492.65 | 2747205.5991 | 624102.48 | 283099.8194 | 0 | 879551.0923
1142 | 1461.298 | 2907.7306 | 1533.5777 | 2830.561 | 1461.298 | 1374 | 2141787.7862 | 526067.28 | 238629.9634 | 0 | 914772.548
1143 | 1523.695 | 1733.0166 | 1599.0611 | 1687.0233 | 1523.695 | 1384.1 | 2241874.1487 | 548530.2 | 248819.3935 | 0 | 938443.7505
1144 | 1550.416 | 2329.7852 | 1627.1038 | 2267.9539 | 1550.416 | 1426.9 | 2340589.004 | 558149.76 | 253182.9328 | 0 | 888543.4096
1145 | 1733.837 | 1479.9848 | 1479.9848 | 1440.7068 | 1440.7068 | 1493.3 | 2267112.4917 | 518654.4649 | 235267.4281 | 565247.564 | 710949.7566
1146 | 1717.427 | 298.8922 | 298.8922 | 290.9598 | 290.9598 | 1607.4 | 493931.5872 | 104745.5239 | 47513.7335 | 2750679.5473 | 111249.099
1147 | 1575.959 | 1653.9102 | 1653.9102 | 1610.0163 | 1575.959 | 1622.05 | 2696336.4552 | 567345.24 | 257354.1047 | 0 | 595633.704
1148 | 1707.2 | 1791.6427 | 1791.6427 | 1744.0935 | 1707.2 | 1577.5 | 2842755.2973 | 614592 | 278785.76 | 0 | 721292
1149 | 1400 | 1469.2478 | 1469.2478 | 1430.2547 | 1400 | 1521.3 | 2241949.3791 | 504000 | 228620 | 0 | 670180
1150 | 1287.2 | 1350.8684 | 1350.8684 | 1315.0171 | 1287.2 | 1550.55 | 2096475.1517 | 463392 | 210199.76 | 0 | 578532.04
1151 | 1057.6 | 1109.9118 | 1109.9118 | 1080.4553 | 1057.6 | 1517.95 | 1692811.3545 | 380736 | 172706.08 | 0 | 509816.08
1152 | 1536.8 | 0 | 0 | 0 | 0 | 1503.05 | 0 | 0 | 0 | 2963436.0288 | 0
1153 | 997.6 | 0 | 0 | 0 | 0 | 1639.6 | 0 | 0 | 0 | 1248875.488 | 0
1154 | 1274.4 | 0 | 0 | 0 | 0 | 1517.1 | 0 | 0 | 0 | 1595395.872 | 0
1155 | 1188.8 | 0 | 0 | 0 | 0 | 1512.8 | 0 | 0 | 0 | 1488234.944 | 0
1156 | 1111.2 | 0 | 0 | 0 | 0 | 1511.6 | 0 | 0 | 0 | 1391089.056 | 0
1157 | 1072.8 | 0 | 0 | 0 | 0 | 1481.4 | 0 | 0 | 0 | 1343016.864 | 0
1158 | 1068.8 | 0 | 0 | 0 | 0 | 1482.85 | 0 | 0 | 0 | 1338009.344 | 0
1159 | 1287.2 | 1349.6636 | 1349.6636 | 1313.8443 | 1287.2 | 1483.65 | 2027752.9407 | 463392 | 210199.76 | 0 | 614855.6386
1160 | 1071.05 | 1124.027 | 1124.027 | 1094.196 | 1071.05 | 1494.95 | 1699214.5328 | 385578 | 174902.465 | 0 | 540933.8025
1161 | 1356.959 | 1424.0779 | 1424.0779 | 1386.2836 | 1356.959 | 1464.05 | 2116424.5954 | 488505.24 | 221591.4047 | 0 | 727262.176
1162 | 1375.012 | 1467.8866 | 1443.0228 | 1428.9297 | 1375.012 | 1467.3 | 2151840.0342 | 495004.32 | 224539.4596 | 0 | 732468.8924
1163 | 1335.484 | 2041.4107 | 1401.5406 | 1987.2327 | 1335.484 | 1473.5 | 2100922.3773 | 480774.24 | 218084.5372 | 0 | 703132.326
1164 | 1194.744 | 2093.9163 | 1253.8382 | 2038.3449 | 1194.744 | 1475.95 | 1879385.5388 | 430107.84 | 195101.6952 | 0 | 626105.5932
1165 | 1239.472 | 1300.7796 | 1300.7796 | 1266.2577 | 1239.472 | 1469.4 | 1941981.6795 | 446209.92 | 202405.7776 | 0 | 657663.8432
1166 | 1494.782 | 1568.718 | 1568.718 | 1527.085 | 1494.782 | 1413.25 | 2254031.3509 | 538121.52 | 244097.9006 | 0 | 877063.3385
1167 | 1663.536 | 2127.2462 | 1745.819 | 2070.7903 | 1663.536 | 1328.9 | 2349319.8334 | 598872.96 | 271655.4288 | 0 | 1116399.0096
1168 | 1380.276 | 1857.1722 | 1448.5482 | 1807.8839 | 1380.276 | 1495.5 | 2182984.9054 | 496899.36 | 225399.0708 | 0 | 696349.242
1169 | 1448.549 | 1527.2243 | 1520.1981 | 1486.6926 | 1448.549 | 1568.95 | 2392952.0219 | 521477.64 | 236548.0517 | 0 | 624110.3982
1170 | 1689.979 | 900.587 | 900.587 | 876.6859 | 876.6859 | 1840.75 | 1698216.3601 | 315606.9191 | 143162.8053 | 1568286.1234 | 121802.044
1171 | 1823.205 | 1888.3791 | 1888.3791 | 1838.2625 | 1823.205 | 1855.35 | 3563648.2126 | 656353.8 | 297729.3765 | 0 | 259791.834
1172 | 855.2 | 897.5005 | 897.5005 | 873.6813 | 855.2 | 1828.45 | 1656460.3979 | 307872 | 139654.16 | 0 | 146709.56
1173 | 1082.4 | 1135.9384 | 1135.9384 | 1105.7912 | 1082.4 | 1809.75 | 2077132.4347 | 389664 | 176755.92 | 0 | 205926.6
1174 | 1165.6 | 1223.2537 | 1223.2537 | 1190.7892 | 1165.6 | 1798.35 | 2224745.1177 | 419616 | 190342.48 | 0 | 235043.24
1175 | 1396.8 | 1465.8895 | 1465.8895 | 1426.9856 | 1396.8 | 1781.9 | 2641219.9866 | 502848 | 228097.44 | 0 | 304642.08
1176 | 754.4 | 791.7147 | 791.7147 | 770.703 | 754.4 | 1766.05 | 1414630.3377 | 271584 | 123193.52 | 0 | 176491.88
1177 | 602.4 | 0 | 0 | 0 | 0 | 1773.85 | 0 | 0 | 0 | 754132.512 | 0
1178 | 580.8 | 0 | 0 | 0 | 0 | 1532.9 | 0 | 0 | 0 | 727091.904 | 0
1179 | 700.8 | 0 | 0 | 0 | 0 | 1528.95 | 0 | 0 | 0 | 877317.504 | 0
1180 | 725.6 | 0 | 0 | 0 | 0 | 1524.7 | 0 | 0 | 0 | 908364.128 | 0
1181 | 505.6 | 0 | 0 | 0 | 0 | 1526.6 | 0 | 0 | 0 | 632950.528 | 0
1182 | 723.2 | 0 | 0 | 0 | 0 | 1535.15 | 0 | 0 | 0 | 905359.616 | 0
1183 | 676.8 | 710.2764 | 710.2764 | 691.426 | 676.8 | 1623.8 | 1158359.797 | 243648 | 110521.44 | 0 | 254612.16
1184 | 771.604 | 809.7696 | 809.7696 | 788.2788 | 771.604 | 1765.2 | 1431239.3129 | 277777.44 | 126002.9332 | 0 | 181172.6192
1185 | 658.296 | 690.8571 | 690.8571 | 672.5221 | 658.296 | 1813.4 | 1256189.7097 | 236986.56 | 107499.7368 | 0 | 122838.0336
1186 | 829.986 | 1381.4844 | 871.0383 | 1344.8205 | 829.986 | 1595.45 | 1397114.0742 | 298794.96 | 135536.7138 | 0 | 335770.8363
1187 | 571.13 | 1944.9105 | 599.3796 | 1893.2936 | 571.13 | 1532.9 | 928285.0155 | 205606.8 | 93265.529 | 0 | 266774.823
1188 | 704.878 | 2224.6825 | 739.7432 | 2165.6407 | 704.878 | 1526.95 | 1135011.8059 | 253756.08 | 115106.5774 | 0 | 333442.5379
1189 | 802.622 | 2267.552 | 842.3219 | 2207.3724 | 802.622 | 1515.1 | 1280103.4921 | 288943.92 | 131068.1726 | 0 | 389191.4078
1190 | 845.333 | 3851.5124 | 887.1455 | 3749.2953 | 845.333 | 1557.6 | 1388290.3613 | 304319.88 | 138042.8789 | 0 | 373975.3192
1191 | 810.397 | 3349.7338 | 850.4814 | 3260.8337 | 810.397 | 1762.95 | 1503828.5445 | 291742.92 | 132337.8301 | 0 | 192104.6088
1192 | 948.631 | 2545.8601 | 995.5529 | 2478.2943 | 948.631 | 1793.7 | 1788698.485 | 341507.16 | 154911.4423 | 0 | 195702.5753
1193 | 863.605 | 1295.4116 | 906.3212 | 1261.0321 | 863.605 | 1888.35 | 1711838.1596 | 310897.8 | 141026.6965 | 0 | 96421.4982
1194 | 870.304 | 913.3516 | 913.3516 | 889.1117 | 870.304 | 1898.6 | 1739616.1241 | 313309.44 | 142120.6432 | 0 | 88248.8256
1195 | 797.6 | 837.0515 | 837.0515 | 814.8366 | 797.6 | 1902.4 | 1594289.3937 | 287136 | 130248.08 | 0 | 77845.76
1196 | 838.4 | 879.8695 | 879.8695 | 856.5183 | 838.4 | 1853.95 | 1634424.1864 | 301824 | 136910.72 | 0 | 122448.32
1197 | 759.2 | 796.7521 | 796.7521 | 775.6067 | 759.2 | 1735.1 | 1381584.6378 | 273312 | 123977.36 | 0 | 201112.08
1198 | 689.6 | 723.7095 | 723.7095 | 704.5026 | 689.6 | 1836.55 | 1328645.8882 | 248256 | 112611.68 | 0 | 112715.12
1199 | 551.2 | 578.4638 | 578.4638 | 563.1117 | 551.2 | 1816.35 | 1052780.463 | 198432 | 90010.96 | 0 | 101227.88
1200 | 689.6 | 723.7095 | 723.7095 | 704.5026 | 689.6 | 1798.7 | 1303661.1216 | 248256 | 112611.68 | 0 | 138816.48
1201 | 1026.4 | 0 | 0 | 0 | 0 | 1723.85 | 0 | 0 | 0 | 1284929.632 | 0
1202 | 1103.2 | 0 | 0 | 0 | 0 | 1759.85 | 0 | 0 | 0 | 1381074.016 | 0
1203 | 797.6 | 200.7444 | 200.7444 | 195.4167 | 195.4167 | 1755.9 | 361702.5701 | 70350.0221 | 31911.5517 | 753861.1945 | 23127.0104
1204 | 818.4 | 858.8803 | 858.8803 | 836.0861 | 818.4 | 1754.65 | 1513701.4297 | 294624 | 133644.72 | 0 | 200794.44
1205 | 779.2 | 817.7413 | 817.7413 | 796.0389 | 779.2 | 1642.05 | 1349624.8958 | 280512 | 127243.36 | 0 | 278914.64
1206 | 741.6 | 778.2815 | 778.2815 | 757.6264 | 741.6 | 1604.15 | 1253896.5085 | 266976 | 121103.28 | 0 | 293562.36
1207 | 836.8 | 878.1904 | 878.1904 | 854.8837 | 836.8 | 1772.85 | 1561228.279 | 301248 | 136649.44 | 0 | 190079.12
1208 | 625.816 | 656.7706 | 656.7706 | 639.3402 | 625.816 | 1806.85 | 1191408.1519 | 225293.76 | 102195.7528 | 0 | 120876.3604
1209 | 296.104 | 539.0838 | 310.7501 | 524.7768 | 296.104 | 1838.4 | 573917.473 | 106597.44 | 48353.7832 | 0 | 47850.4064
1210 | 281.168 | 1418.9827 | 295.0743 | 1381.3237 | 281.168 | 1840.85 | 547918.5652 | 101220.48 | 45914.7344 | 0 | 44747.8872
1211 | 221.19 | 2000.4774 | 232.1307 | 1947.3858 | 221.19 | 1494.9 | 351192.5119 | 79628.4 | 36120.327 | 0 | 111723.069
1212 | 299.592 | 2314.4252 | 314.4106 | 2253.0016 | 299.592 | 1341.45 | 425716.1149 | 107853.12 | 48923.3736 | 0 | 197296.3116
1213 | 888.252 | 2740.6162 | 932.1863 | 2667.8818 | 888.252 | 1452.4 | 1362308.0209 | 319770.72 | 145051.5516 | 0 | 486406.7952
1214 | 1121.586 | 3981.8798 | 1177.0627 | 3876.2029 | 1121.586 | 1565.1 | 1857939.246 | 403770.96 | 183154.9938 | 0 | 487777.7514
1215 | 839.555 | 3474.9725 | 881.0817 | 3382.7486 | 839.555 | 1622.6 | 1441298.9191 | 302239.8 | 137099.3315 | 0 | 316848.057
1216 | 1363.969 | 2643.2397 | 1431.4346 | 2573.0896 | 1363.969 | 1747.65 | 2519787.3784 | 491028.84 | 222736.1377 | 0 | 344197.5771
1217 | 1384.49 | 1488.8234 | 1452.9706 | 1449.3109 | 1384.49 | 1718.85 | 2508911.8595 | 498416.4 | 226087.217 | 0 | 389249.3635
1218 | 1247.034 | 686.8251 | 686.8251 | 668.5971 | 668.5971 | 1843.6 | 1299912.529 | 240694.9565 | 109181.9067 | 1115409.1266 | 87239.7636
1219 | 1191.158 | 1250.0759 | 1250.0759 | 1216.8996 | 1191.158 | 1907.4 | 2396493.842 | 428816.88 | 194516.1014 | 0 | 110301.2308
1220 | 1089.6 | 1143.4946 | 1143.4946 | 1113.1468 | 1089.6 | 1869.05 | 2150451.7291 | 392256 | 177931.68 | 0 | 142683.12
1221 | 1178.4 | 1236.6868 | 1236.6868 | 1203.8659 | 1178.4 | 1735.1 | 2153143.3013 | 424224 | 192432.72 | 0 | 312158.16
1222 | 1048 | 1099.8369 | 1099.8369 | 1070.6478 | 1048 | 1836.55 | 2027272.6705 | 377280 | 171138.4 | 0 | 171295.6
1223 | 1239.2 | 1300.4942 | 1300.4942 | 1265.9798 | 1239.2 | 1811.35 | 2370490.3876 | 446112 | 202361.36 | 0 | 233775.08
1224 | 1102.4 | 1156.9277 | 1156.9277 | 1126.2235 | 1102.4 | 1783.65 | 2076377.2436 | 396864 | 180021.92 | 0 | 238504.24
1225 | 1004 | 0 | 0 | 0 | 0 | 1768.8 | 0 | 0 | 0 | 1256887.52 | 0
1226 | 894.4 | 0 | 0 | 0 | 0 | 1718.2 | 0 | 0 | 0 | 1119681.472 | 0
1227 | 741.6 | 0 | 0 | 0 | 0 | 1750.85 | 0 | 0 | 0 | 928394.208 | 0
1228 | 812 | 0 | 0 | 0 | 0 | 1603.55 | 0 | 0 | 0 | 1016526.56 | 0
1229 | 906.4 | 0 | 0 | 0 | 0 | 1528.1 | 0 | 0 | 0 | 1134704.032 | 0
1230 | 1295.2 | 0 | 0 | 0 | 0 | 1535.15 | 0 | 0 | 0 | 1621434.976 | 0
1231 | 1083.2 | 1136.778 | 1136.778 | 1106.6085 | 1083.2 | 1663.4 | 1899814.0035 | 389952 | 176886.56 | 0 | 364605.12
1232 | 928.89 | 974.8354 | 974.8354 | 948.9638 | 928.89 | 1801.8 | 1763412.1445 | 334400.4 | 151687.737 | 0 | 184105.998
1233 | 1047.146 | 1098.9407 | 1098.9407 | 1069.7754 | 1047.146 | 1848.4 | 2040574.1951 | 376972.56 | 170998.9418 | 0 | 158747.3336
1234 | 1458.486 | 1530.6267 | 1530.6267 | 1490.0047 | 1458.486 | 1820.9 | 2807533.0747 | 525054.96 | 238170.7638 | 0 | 261214.8426
1235 | 1341.872 | 2111.1233 | 1408.2446 | 2055.0953 | 1341.872 | 1470.2 | 2095322.9932 | 483073.92 | 219127.6976 | 0 | 710923.7856
1236 | 1455.678 | 2411.8825 | 1527.6798 | 2347.8725 | 1455.678 | 1401.55 | 2164604.5902 | 524044.08 | 237712.2174 | 0 | 871150.4991
1237 | 1622.4 | 2436.2689 | 1702.6483 | 2371.6116 | 1622.4 | 1306.1 | 2245923.0598 | 584064 | 264937.92 | 0 | 1125783.36
1238 | 1434.147 | 3655.3416 | 1505.0827 | 3558.3308 | 1434.147 | 1362.9 | 2078657.9152 | 516292.92 | 234196.2051 | 0 | 913695.0537
1239 | 1627.379 | 3378.953 | 1707.8736 | 3289.2774 | 1627.379 | 1542.6 | 2663102.4026 | 585856.44 | 265750.9907 | 0 | 744363.1546
1240 | 1212.806 | 2665.6835 | 1272.7947 | 2594.9378 | 1212.806 | 1617.05 | 2076806.1631 | 436610.16 | 198051.2198 | 0 | 464444.0577
1241 | 1458.823 | 1505.9464 | 1505.9464 | 1465.9794 | 1458.823 | 1767.35 | 2722904.6904 | 525176.28 | 238225.7959 | 0 | 332156.9641
1242 | 1503.121 | 290.5721 | 290.5721 | 282.8605 | 282.8605 | 1782.1 | 532233.3044 | 101829.7657 | 46191.1132 | 2353047.923 | 60026.2204
1243 | 1519.235 | 1594.3805 | 1594.3805 | 1552.0665 | 1519.235 | 1897.4 | 3043663.4359 | 546924.6 | 248091.0755 | 0 | 155873.511
1244 | 1223.2 | 1283.7028 | 1283.7028 | 1249.634 | 1223.2 | 1769.05 | 2285762.8438 | 440352 | 199748.56 | 0 | 282498.04
1245 | 1371.2 | 1439.0233 | 1439.0233 | 1400.8324 | 1371.2 | 1735.1 | 2506275.121 | 493632 | 223916.96 | 0 | 363230.88
1246 | 1432.8 | 1503.6702 | 1503.6702 | 1463.7636 | 1432.8 | 1836.55 | 2769143.7768 | 515808 | 233976.24 | 0 | 234191.16
1247 | 1228 | 1288.7402 | 1288.7402 | 1254.5377 | 1228 | 1806.35 | 2341784.1514 | 442080 | 200532.4 | 0 | 237802.2
1248 | 1250.4 | 114.9571 | 114.9571 | 111.9062 | 111.9062 | 1788.7 | 211589.159 | 40286.2307 | 18274.2819 | 2195375.8173 | 1786.5415
1249 | 1195.2 | 0 | 0 | 0 | 0 | 1773.85 | 0 | 0 | 0 | 1496246.976 | 0
1250 | 1082.4 | 0 | 0 | 0 | 0 | 1764.9 | 0 | 0 | 0 | 1355034.912 | 0
1251 | 1088.8 | 0 | 0 | 0 | 0 | 1760.95 | 0 | 0 | 0 | 1363046.944 | 0
1252 | 1428 | 0 | 0 | 0 | 0 | 1759.7 | 0 | 0 | 0 | 1787684.64 | 0
1253 | 942.4 | 0 | 0 | 0 | 0 | 1756.55 | 0 | 0 | 0 | 1179771.712 | 0
1254 | 957.6 | 0 | 0 | 0 | 0 | 1763.6 | 0 | 0 | 0 | 1198800.288 | 0
1255 | 1361.6 | 1428.9484 | 1428.9484 | 1391.0249 | 1361.6 | 1661.9 | 2388956.5347 | 490176 | 222349.28 | 0 | 460356.96
1256 | 1216.436 | 1276.6042 | 1276.6042 | 1242.7238 | 1216.436 | 1571 | 2013063.8951 | 437916.96 | 198643.9988 | 0 | 521851.044
1257 | 1066.076 | 1118.807 | 1118.807 | 1089.1145 | 1066.076 | 1587.1 | 1784561.4963 | 383787.36 | 174090.2108 | 0 | 440182.7804
1258 | 1100.807 | 1413.5979 | 1155.2548 | 1376.0818 | 1100.807 | 1539.9 | 1793854.1497 | 396290.52 | 179761.7831 | 0 | 506481.3007
1259 | 1411.611 | 1989.8852 | 1481.432 | 1937.0747 | 1411.611 | 1342.45 | 2010091.3176 | 508179.96 | 230516.0763 | 0 | 928204.813
1260 | 1365.056 | 2230.4714 | 1432.5754 | 2171.2759 | 1365.056 | 1336.5 | 1929046.5475 | 491420.16 | 222913.6448 | 0 | 905714.656
1261 | 1239.767 | 2178.0129 | 1301.0892 | 2120.2096 | 1239.767 | 1307.2 | 1709459.7317 | 446316.12 | 202453.9511 | 0 | 858910.5776
1262 | 1146.147 | 2880.8475 | 1202.8385 | 2804.3914 | 1146.147 | 1336.65 | 1622272.6193 | 412612.92 | 187165.8051 | 0 | 760296.6124
1263 | 1181.115 | 2562.9831 | 1239.5361 | 2494.9629 | 1181.115 | 1370.1 | 1710716.6351 | 425201.4 | 192876.0795 | 0 | 743984.3385
1264 | 1267.883 | 2005.519 | 1330.5959 | 1952.2936 | 1267.883 | 1408 | 1882221.2461 | 456437.88 | 207045.2939 | 0 | 750586.736
1265 | 1187.464 | 1427.5201 | 1246.1992 | 1389.6345 | 1187.464 | 1594.4 | 1994555.4286 | 427487.04 | 193912.8712 | 0 | 481635.3984
1266 | 1008.407 | 271.5401 | 271.5401 | 264.3336 | 264.3336 | 1641.1 | 457841.1777 | 95160.0791 | 43165.6692 | 1434808.7327 | 92392.7037
1267 | 1409.602 | 1479.3247 | 1479.3247 | 1440.0643 | 1409.602 | 1664.55 | 2476110.0116 | 507456.72 | 230188.0066 | 0 | 472850.9909
1268 | 946.4 | 993.2115 | 993.2115 | 966.8522 | 946.4 | 1633.55 | 1631962.9717 | 340704 | 154547.12 | 0 | 346808.28
1269 | 1150.4 | 1207.3019 | 1207.3019 | 1175.2608 | 1150.4 | 1727.1 | 2092031.1448 | 414144 | 187860.32 | 0 | 313944.16
1270 | 1396 | 1465.0499 | 1465.0499 | 1426.1683 | 1396 | 1831.55 | 2686696.6018 | 502560 | 227966.8 | 0 | 235156.2
1271 | 1171.2 | 1229.1307 | 1229.1307 | 1196.5103 | 1171.2 | 1806.35 | 2229873.0818 | 421632 | 191256.96 | 0 | 226802.88
1272 | 1109.6 | 0 | 0 | 0 | 0 | 1793.7 | 0 | 0 | 0 | 2139659.4336 | 0
1273 | 1380.8 | 0 | 0 | 0 | 0 | 1658.5 | 0 | 0 | 0 | 2662618.7328 | 0
1274 | 1206.4 | 0 | 0 | 0 | 0 | 1762 | 0 | 0 | 0 | 2326320.4224 | 0
1275 | 1380.8 | 0 | 0 | 0 | 0 | 1765.25 | 0 | 0 | 0 | 2662618.7328 | 0
1276 | 1010.4 | 0 | 0 | 0 | 0 | 1764 | 0 | 0 | 0 | 1948370.4864 | 0
1277 | 960 | 222.1345 | 222.1345 | 216.2392 | 216.2392 | 1756.55 | 402627.5009 | 77846.1098 | 35311.8604 | 1434205.8624 | 28350.2394
1278 | 1000 | 1049.4627 | 1049.4627 | 1021.6105 | 1000 | 1758.55 | 1863228.7914 | 360000 | 163300 | 0 | 241450
1279 | 1016 | 1066.2541 | 1066.2541 | 1037.9563 | 1016 | 1785.1 | 1917783.0795 | 365760 | 165912.8 | 0 | 218338.4
1280 | 231.095 | 242.5256 | 242.5256 | 236.0891 | 231.095 | 1801.8 | 439823.8207 | 83194.2 | 37737.8135 | 0 | 45803.029
1281 | 181.355 | 479.3925 | 190.3253 | 466.6696 | 181.355 | 1753.35 | 336052.8715 | 65287.8 | 29615.2715 | 0 | 44731.2108
1282 | 156.897 | 1357.9953 | 164.6565 | 1321.9548 | 156.897 | 1611.55 | 268287.7104 | 56482.92 | 25621.2801 | 0 | 60946.6397
1283 | 202.713 | 1942.8 | 212.7397 | 1891.2391 | 202.713 | 1560.75 | 337224.633 | 72976.68 | 33103.0329 | 0 | 89041.6853
1284 | 193.831 | 2265.3429 | 203.4184 | 2205.2219 | 193.831 | 1532.95 | 315743.0581 | 69779.16 | 31652.6023 | 0 | 90528.7686
1285 | 194.696 | 1763.77 | 204.3262 | 1716.9606 | 194.696 | 1514.15 | 311329.2599 | 70090.56 | 31793.8568 | 0 | 94593.0516
1286 | 147.249 | 2890.6548 | 154.5323 | 2813.9384 | 147.249 | 1525.65 | 237770.2693 | 53009.64 | 24045.7617 | 0 | 69847.5632
1287 | 149.362 | 3205.417 | 156.7498 | 3120.3469 | 149.362 | 1542.6 | 243846.2094 | 53770.32 | 24390.8146 | 0 | 68318.1788
1288 | 167.046 | 2238.1345 | 175.3085 | 2178.7357 | 167.046 | 1556.7 | 274577.6823 | 60136.56 | 27278.6118 | 0 | 74051.4918
1289 | 135.46 | 1470.3203 | 142.1602 | 1431.2988 | 135.46 | 1633.2 | 233328.5534 | 48765.6 | 22120.618 | 0 | 49686.728
1290 | 134.638 | 287.005 | 141.2976 | 279.388 | 134.638 | 1774.05 | 252449.584 | 48469.68 | 21986.3854 | 0 | 30421.4561
1291 | 106.102 | 111.3501 | 111.3501 | 108.3949 | 106.102 | 1894.5 | 212622.1317 | 38196.72 | 17326.4566 | 0 | 11193.761
1292 | 0 | 0 | 0 | 0 | 0 | 1861.15 | 0 | 0 | 0 | 0 | 0
1293 | 0 | 0 | 0 | 0 | 0 | 1841.7 | 0 | 0 | 0 | 0 | 0
1294 | 85.6 | 89.834 | 89.834 | 87.4499 | 85.6 | 1836.55 | 166056.3269 | 30816 | 13978.48 | 0 | 13991.32
1295 | 87.2 | 91.5131 | 91.5131 | 89.0844 | 87.2 | 1801.3 | 166400.068 | 31392 | 14239.76 | 0 | 17326.64
1296 | 90.4 | 94.8714 | 94.8714 | 92.3536 | 90.4 | 1667.65 | 159638.3283 | 32544 | 14762.32 | 0 | 30044.44
1297 | 84.8 | 88.9944 | 88.9944 | 86.6326 | 84.8 | 1492.35 | 134025.2533 | 30528 | 13847.84 | 0 | 43048.72
1298 | 87.2 | 91.5131 | 91.5131 | 89.0844 | 87.2 | 1515.45 | 139792.0541 | 31392 | 14239.76 | 0 | 42252.76
1299 | 80.8 | 84.7966 | 84.7966 | 82.5461 | 80.8 | 1470.15 | 125657.281 | 29088 | 13194.64 | 0 | 42811.88
1300 | 86.4 | 90.6736 | 90.6736 | 88.2672 | 86.4 | 1449.75 | 132523.3688 | 31104 | 14109.12 | 0 | 47541.6
1301 | 81.6 | 85.6362 | 85.6362 | 83.3634 | 81.6 | 1467.2 | 126817.7132 | 29376 | 13325.28 | 0 | 43476.48
1302 | 86.4 | 90.6736 | 90.6736 | 88.2672 | 86.4 | 1471.55 | 134766.6411 | 31104 | 14109.12 | 0 | 45658.08
1303 | 68.8 | 72.203 | 72.203 | 70.2868 | 68.8 | 1508.35 | 109967.4523 | 24768 | 11235.04 | 0 | 33825.52
1304 | 94.436 | 270.4696 | 99.1071 | 263.2915 | 94.436 | 1502.4 | 150056.1924 | 33996.96 | 15421.3988 | 0 | 46991.3536
1305 | 767.602 | 2458.9583 | 805.5697 | 2393.6989 | 767.602 | 1544.95 | 1255895.137 | 276336.72 | 125349.4066 | 0 | 349297.2901
1306 | 1311.495 | 3333.8345 | 1376.3651 | 3245.3563 | 1311.495 | 1525.75 | 2125553.7982 | 472138.2 | 214167.1335 | 0 | 621976.5038
1307 | 1454.312 | 3919.1859 | 1526.2462 | 3815.1729 | 1454.312 | 1503.55 | 2331778.5641 | 523552.32 | 237489.1496 | 0 | 721993.1924
1308 | 1278.237 | 4223.0778 | 1341.4621 | 4110.9996 | 1278.237 | 1437.9 | 1950150.7593 | 460165.32 | 208736.1021 | 0 | 718497.0177
1309 | 1477.846 | 4238.8166 | 1550.9443 | 4126.3207 | 1477.846 | 1491.7 | 2327185.7563 | 532024.56 | 241332.2518 | 0 | 751189.1218
1310 | 1606.507 | 3988.1734 | 1685.9692 | 3882.3295 | 1606.507 | 1436.7 | 2448713.8192 | 578342.52 | 262342.5931 | 0 | 904945.3931
1311 | 1514.242 | 3298.6607 | 1589.1405 | 3211.116 | 1514.242 | 1513.85 | 2431951.4618 | 545127.12 | 247275.7186 | 0 | 736148.7483
1312 | 1656.625 | 2512.0286 | 1738.5662 | 2445.3607 | 1656.625 | 1530.55 | 2684289.9498 | 596385 | 270526.8625 | 0 | 777702.6063
1313 | 1550.847 | 1446.338 | 1446.338 | 1407.953 | 1407.953 | 1474.6 | 2194930.3559 | 506863.077 | 229918.7235 | 275544.8026 | 720427.9546
1314 | 1602.881 | 276.2952 | 276.2952 | 268.9625 | 268.9625 | 1545.6 | 440288.361 | 96826.4894 | 43921.5714 | 2572216.4431 | 119025.9904
1315 | 1592.239 | 1670.9954 | 1670.9954 | 1626.6481 | 1592.239 | 1670.1 | 2810655.645 | 573206.04 | 260012.6287 | 0 | 525279.6461
1316 | 1521.6 | 1596.8624 | 1596.8624 | 1554.4826 | 1521.6 | 1544.85 | 2484459.564 | 547776 | 248477.28 | 0 | 692556.24
1317 | 1444 | 1515.4241 | 1515.4241 | 1475.2056 | 1444 | 1523.35 | 2318302.2736 | 519840 | 235805.2 | 0 | 688282.6
1318 | 1625.6 | 1706.0066 | 1706.0066 | 1660.7301 | 1625.6 | 1537.65 | 2633570.1342 | 585216 | 265460.48 | 0 | 751596.16
1319 | 1578.4 | 1656.4719 | 1656.4719 | 1612.5101 | 1578.4 | 1528.95 | 2554247.0206 | 568224 | 257752.72 | 0 | 743505.32
1320 | 1232.8 | 0 | 0 | 0 | 0 | 1501.85 | 0 | 0 | 0 | 2377227.9648 | 0
1321 | 1146.4 | 0 | 0 | 0 | 0 | 1462.2 | 0 | 0 | 0 | 1435155.232 | 0
1322 | 1488 | 0 | 0 | 0 | 0 | 1485 | 0 | 0 | 0 | 1862797.44 | 0
1323 | 1347.2 | 0 | 0 | 0 | 0 | 1444.5 | 0 | 0 | 0 | 1686532.736 | 0
1324 | 1243.2 | 0 | 0 | 0 | 0 | 1443.3 | 0 | 0 | 0 | 1556337.216 | 0
1325 | 1531.2 | 0 | 0 | 0 | 0 | 1435.3 | 0 | 0 | 0 | 1916878.656 | 0
1326 | 1331.2 | 0 | 0 | 0 | 0 | 1445.45 | 0 | 0 | 0 | 1666502.656 | 0
1327 | 1144.8 | 0 | 0 | 0 | 0 | 1447.45 | 0 | 0 | 0 | 2207536.1568 | 0
1328 | 1010.871 | 0 | 0 | 0 | 0 | 1453.2 | 0 | 0 | 0 | 1949278.7232 | 0
1329 | 1203.916 | 709.8503 | 709.8503 | 691.0112 | 691.0112 | 1410.05 | 1039198.7708 | 248764.0451 | 112842.1349 | 989042.4619 | 393641.7777
1330 | 1503.542 | 1614.802 | 1577.9113 | 1571.946 | 1503.542 | 1350.6 | 2162159.6875 | 541275.12 | 245528.4086 | 0 | 976400.1748
1331 | 1515.135 | 1390.7564 | 1390.7564 | 1353.8465 | 1353.8465 | 1454.5 | 2092776.7454 | 487384.7236 | 221083.126 | 311015.283 | 716120.9445
1332 | 1556.164 | 0 | 0 | 0 | 0 | 1475.95 | 0 | 0 | 0 | 3000775.9398 | 0
1333 | 1211.064 | 528.4045 | 528.4045 | 514.3809 | 514.3809 | 1326.7 | 727330.9717 | 185177.1257 | 83998.4017 | 1343425.1598 | 253238.2295
1334 | 1410.099 | 1158.9699 | 1158.9699 | 1128.2115 | 1128.2115 | 1264 | 1521209.3205 | 406156.143 | 184236.9393 | 543568.1603 | 808687.36
1335 | 1317.507 | 790.7513 | 790.7513 | 769.7651 | 769.7651 | 1273.65 | 1044144.9025 | 277115.4538 | 125702.6489 | 1056219.3742 | 544523.5308
1336 | 1520.142 | 467.5314 | 467.5314 | 455.1234 | 455.1234 | 1223.1 | 591084.1043 | 163844.4266 | 74321.6524 | 2053692.393 | 344354.7098
1337 | 1602.996 | 135.6808 | 135.6808 | 132.0799 | 132.0799 | 1364.7 | 190949.5316 | 47548.7783 | 21568.6542 | 2836390.9738 | 81719.9096
1338 | 1509.998 | 0 | 0 | 0 | 0 | 1465.4 | 0 | 0 | 0 | 2911753.3034 | 0
1339 | 1268.157 | 1330.8835 | 1330.8835 | 1295.5626 | 1268.157 | 1586.25 | 2127733.9891 | 456536.52 | 207090.0381 | 0 | 524699.9588
1340 | 1219.2 | 1279.5049 | 1279.5049 | 1245.5476 | 1219.2 | 1582.6 | 2052030.5571 | 438912 | 199095.36 | 0 | 508894.08
1341 | 1537.6 | 1613.6539 | 1613.6539 | 1570.8284 | 1537.6 | 1549.85 | 2536909.9889 | 553536 | 251090.08 | 0 | 692150.64
1342 | 1788 | 1876.4393 | 1876.4393 | 1826.6396 | 1788 | 1538.45 | 2925790.1668 | 643680 | 291980.4 | 0 | 825251.4
1343 | 1920 | 1888.3791 | 1888.3791 | 1838.2625 | 1838.2625 | 1468.6 | 2866040.0027 | 661774.5002 | 300188.2663 | 292186.7126 | 954395.9942
1344 | 1416 | 0 | 0 | 0 | 0 | 1444.05 | 0 | 0 | 0 | 2730495.456 | 0
1345 | 1318.4 | 0 | 0 | 0 | 0 | 1413.5 | 0 | 0 | 0 | 1650478.592 | 0
1346 | 1386.4 | 0 | 0 | 0 | 0 | 1280.4 | 0 | 0 | 0 | 1735606.432 | 0
1347 | 1447.2 | 0 | 0 | 0 | 0 | 1362 | 0 | 0 | 0 | 1811720.736 | 0
1348 | 1560.8 | 0 | 0 | 0 | 0 | 1275.2 | 0 | 0 | 0 | 1953934.304 | 0
1349 | 1575.2 | 0 | 0 | 0 | 0 | 1276.6 | 0 | 0 | 0 | 1971961.376 | 0
1350 | 1132 | 0 | 0 | 0 | 0 | 1266.2 | 0 | 0 | 0 | 1417128.16 | 0
1351 | 1085.6 | 155.1641 | 155.1641 | 151.0461 | 151.0461 | 1384.45 | 220973.0006 | 54376.6101 | 24665.8345 | 1802115.1625 | 90549.2516
1352 | 972.737 | 1020.8512 | 1020.8512 | 993.7584 | 972.737 | 1500.85 | 1541956.9933 | 350185.32 | 158847.9521 | 0 | 485541.6736
1353 | 1002.649 | 1052.2427 | 1052.2427 | 1024.3168 | 1002.649 | 1580.85 | 1676726.6498 | 360953.64 | 163732.5817 | 0 | 420260.3284
1354 | 1224.946 | 1552.8448 | 1285.5341 | 1511.6332 | 1224.946 | 1560.1 | 2027729.6104 | 440980.56 | 200033.6818 | 0 | 538853.7454
1355 | 1629.851 | 2163.5524 | 1710.4678 | 2106.1329 | 1629.851 | 1532.9 | 2651669.7385 | 586746.36 | 266154.6683 | 0 | 761303.4021
1356 | 1267.651 | 1671.474 | 1330.3524 | 1627.114 | 1267.651 | 1526.95 | 2047672.8597 | 456354.36 | 207007.4083 | 0 | 599662.3055
1357 | 1387.724 | 1456.3646 | 1456.3646 | 1417.7135 | 1387.724 | 1519.45 | 2225180.8412 | 499580.64 | 226615.3292 | 0 | 666870.7682
1358 | 1508.577 | 1583.1953 | 1583.1953 | 1541.1782 | 1508.577 | 1530.95 | 2440401.5831 | 543087.72 | 246350.6241 | 0 | 707598.0419
1359 | 1492.205 | 1566.0135 | 1566.0135 | 1524.4523 | 1492.205 | 1588.7 | 2507499.5328 | 537193.8 | 243677.0765 | 0 | 613743.9165
1360 | 1115.506 | 825.5388 | 825.5388 | 803.6295 | 803.6295 | 1567.05 | 1329803.5482 | 289306.6184 | 131232.6966 | 601396.4536 | 338848.7505
1361 | 1715.058 | 1377.3621 | 1377.3621 | 1340.8076 | 1340.8076 | 1608.75 | 2276899.5973 | 482690.7501 | 218953.8875 | 721672.9587 | 510896.9888
1362 | 1580.662 | 172.8759 | 172.8759 | 168.2879 | 168.2879 | 1623.65 | 288470.92 | 60583.6297 | 27481.4076 | 2723503.6516 | 61681.8832
1363 | 1152.8 | 1209.8206 | 1209.8206 | 1177.7126 | 1152.8 | 1643.3 | 1998998.0924 | 415008 | 188252.24 | 0 | 411203.76
1364 | 1612 | 1691.7339 | 1691.7339 | 1646.8362 | 1612 | 1611.15 | 2746385.6329 | 580320 | 263239.6 | 0 | 626826.2
1365 | 1400.8 | 1470.0874 | 1470.0874 | 1431.072 | 1400.8 | 1593.3 | 2357990.7277 | 504288 | 228750.64 | 0 | 569705.36
1366 | 1607.2 | 1686.6965 | 1686.6965 | 1641.9325 | 1607.2 | 1591.55 | 2704740.6877 | 578592 | 262455.76 | 0 | 656460.84
1367 | 1369.6 | 1437.3441 | 1437.3441 | 1399.1978 | 1369.6 | 1665.35 | 2423528.7661 | 493056 | 223655.68 | 0 | 458336.64
1368 | 1172 | 198.2162 | 198.2162 | 192.9557 | 192.9557 | 1552.85 | 318438.5039 | 69464.0406 | 31509.6606 | 1887906.8496 | 59670.3789
1369 | 1296.8 | 0 | 0 | 0 | 0 | 1411.4 | 0 | 0 | 0 | 1623437.984 | 0
1370 | 1394.4 | 0 | 0 | 0 | 0 | 1499 | 0 | 0 | 0 | 1745621.472 | 0
1371 | 1192 | 0 | 0 | 0 | 0 | 1472 | 0 | 0 | 0 | 1492240.96 | 0
1372 | 1368.8 | 0 | 0 | 0 | 0 | 1447.7 | 0 | 0 | 0 | 1713573.344 | 0
1373 | 1286.4 | 0 | 0 | 0 | 0 | 1448.65 | 0 | 0 | 0 | 1610418.432 | 0
1374 | 717.6 | 0 | 0 | 0 | 0 | 1456.65 | 0 | 0 | 0 | 898349.088 | 0
1375 | 961.6 | 1009.1633 | 1009.1633 | 982.3807 | 961.6 | 1482.95 | 1511605.8945 | 346176 | 157029.28 | 0 | 497195.28
1376 | 858.742 | 901.2177 | 901.2177 | 877.2999 | 858.742 | 1539.75 | 1399441.3425 | 309147.12 | 140232.5686 | 0 | 395236.0055
1377 | 924.647 | 970.3825 | 970.3825 | 944.6291 | 924.647 | 1598.5 | 1566117.6644 | 332872.92 | 150994.8551 | 0 | 371245.7705
1378 | 1261.322 | 1504.345 | 1323.7093 | 1464.4205 | 1261.322 | 1606 | 2150033.7937 | 454075.92 | 205973.8826 | 0 | 496960.868
1379 | 921.625 | 2037.3387 | 967.21 | 1983.2689 | 921.625 | 1605 | 1578782.0424 | 331785 | 150501.3625 | 0 | 364041.875
1380 | 1166.42 | 2293.0571 | 1224.1132 | 2232.2006 | 1166.42 | 1584.85 | 1963962.7473 | 419911.2 | 190476.386 | 0 | 484239.263
1381 | 1425.732 | 2190.6075 | 1496.2526 | 2132.47 | 1425.732 | 1428.15 | 2154769.3213 | 513263.52 | 232822.0356 | 0 | 815304.8442
1382 | 1270.075 | 2669.6673 | 1332.8974 | 2598.8158 | 1270.075 | 1564.25 | 2108110.9048 | 457227 | 207403.2475 | 0 | 553435.1812
1383 | 1409.846 | 1706.2228 | 1479.5808 | 1660.9405 | 1409.846 | 1614.7 | 2415054.0471 | 507544.56 | 230227.8518 | 0 | 543213.6638
1384 | 1503.303 | 852.4513 | 852.4513 | 829.8277 | 829.8277 | 1584.55 | 1392943.3179 | 298737.9634 | 135510.8595 | 1298673.2427 | 335752.5647
1385 | 1426.651 | 650.4402 | 650.4402 | 633.1779 | 633.1779 | 1638.8 | 1098154.0271 | 227944.0311 | 103397.9452 | 1530066.9435 | 222733.6188
1386 | 1530.718 | 249.9169 | 249.9169 | 243.2843 | 243.2843 | 1640.7 | 423086.2916 | 87582.3443 | 39728.3245 | 2482579.0225 | 85130.3862
1387 | 1079.591 | 1132.9905 | 1132.9905 | 1102.9215 | 1079.591 | 1644.5 | 1879171.9284 | 388652.76 | 176297.2103 | 0 | 383794.6005
1388 | 1292 | 1355.9058 | 1355.9058 | 1319.9208 | 1292 | 1611.15 | 2202709.1219 | 465120 | 210983.6 | 0 | 502394.2
1389 | 1392.8 | 1461.6917 | 1461.6917 | 1422.8992 | 1392.8 | 1590.5 | 2339640.8913 | 501408 | 227444.24 | 0 | 570351.6
1390 | 1493.6 | 1567.4775 | 1567.4775 | 1525.8775 | 1493.6 | 1593.05 | 2515883.1057 | 537696 | 243904.88 | 0 | 607820.52
1391 | 1524 | 1599.3812 | 1599.3812 | 1556.9345 | 1524 | 1566.45 | 2533266.7719 | 548640 | 248869.2 | 0 | 660730.2
1392 | 1385.6 | 0 | 0 | 0 | 0 | 1497.6 | 0 | 0 | 0 | 2671874.6496 | 0
1393 | 1531.2 | 0 | 0 | 0 | 0 | 1483.7 | 0 | 0 | 0 | 1916878.656 | 0
1394 | 1497.6 | 0 | 0 | 0 | 0 | 1451.95 | 0 | 0 | 0 | 1874815.488 | 0
1395 | 1485.6 | 0 | 0 | 0 | 0 | 1259 | 0 | 0 | 0 | 1859792.928 | 0
1396 | 1413.6 | 0 | 0 | 0 | 0 | 1159.7 | 0 | 0 | 0 | 1769657.568 | 0
1397 | 1488.8 | 0 | 0 | 0 | 0 | 1148.65 | 0 | 0 | 0 | 1863798.944 | 0
1398 | 1299.2 | 0 | 0 | 0 | 0 | 1227.25 | 0 | 0 | 0 | 1626442.496 | 0
1399 | 1104 | 408.3029 | 408.3029 | 397.4668 | 397.4668 | 1384.95 | 584757.8177 | 143088.0384 | 64906.3241 | 1362419.3255 | 189827.1868
1400 | 1358.071 | 1425.2449 | 1425.2449 | 1387.4196 | 1358.071 | 1449.9 | 2092193.0525 | 488905.56 | 221772.9943 | 0 | 747074.8571
1401 | 1671.657 | 1754.3417 | 1754.3417 | 1707.7824 | 1671.657 | 1482.4 | 2630530.9454 | 601796.52 | 272981.5881 | 0 | 865249.6632
1402 | 1400.192 | 1469.4493 | 1469.4493 | 1430.4509 | 1400.192 | 1343.45 | 1995122.4467 | 504069.12 | 228651.3536 | 0 | 919296.0576
1403 | 1499.733 | 1934.8954 | 1573.9138 | 1883.5444 | 1499.733 | 1263.45 | 2015090.4532 | 539903.88 | 244906.3989 | 0 | 1104628.3411
1404 | 1335.797 | 1401.8691 | 1401.8691 | 1364.6643 | 1335.797 | 1338.95 | 1895935.0894 | 480886.92 | 218135.6501 | 0 | 883028.6068
1405 | 1593.236 | 1672.0418 | 1672.0418 | 1627.6667 | 1593.236 | 1307.2 | 2199614.3046 | 573564.96 | 260175.4388 | 0 | 1103793.9008
1406 | 1620.676 | 1700.839 | 1700.839 | 1655.6997 | 1620.676 | 1318.7 | 2266499.5076 | 583443.36 | 264656.3908 | 0 | 1104166.5588
1407 | 1525.559 | 1601.0173 | 1601.0173 | 1558.5271 | 1525.559 | 1313.2 | 2121863.9479 | 549201.24 | 249123.7847 | 0 | 1047753.9212
1408 | 1514.83 | 1385.6948 | 1385.6948 | 1348.9192 | 1348.9192 | 1366.25 | 1951731.611 | 485610.9217 | 220278.5097 | 319928.3984 | 832561.8112
1409 | 1822.304 | 1004.2036 | 1004.2036 | 977.5526 | 977.5526 | 1527.35 | 1579445.5487 | 351918.9214 | 159634.333 | 1628947.7187 | 449979.3428
1410 | 1605.867 | 275.3622 | 275.3622 | 268.0543 | 268.0543 | 1581.6 | 447947.32 | 96499.5331 | 43773.2605 | 2579725.714 | 109226.2488
1411 | 1954.45 | 1888.3791 | 1888.3791 | 1838.2625 | 1838.2625 | 1643.3 | 3187767.9173 | 661774.5002 | 300188.2663 | 415334.9898 | 608042.9478
1412 | 1688.8 | 1772.3326 | 1772.3326 | 1725.2959 | 1688.8 | 1611.15 | 2872953.337 | 607968 | 275781.04 | 0 | 656689.88
1413 | 1488.8 | 1562.4401 | 1562.4401 | 1520.9738 | 1488.8 | 1570.25 | 2464900.8316 | 535968 | 243121.04 | 0 | 639811.8
1414 | 1700 | 1784.0866 | 1784.0866 | 1736.7379 | 1700 | 1593.05 | 2864202.8109 | 612000 | 277610 | 0 | 691815
1415 | 1531.2 | 1606.9373 | 1606.9373 | 1564.2901 | 1531.2 | 1568.05 | 2547693.9984 | 551232 | 250044.96 | 0 | 661401.84
1416 | 1661.6 | 0 | 0 | 0 | 0 | 1535.8 | 0 | 0 | 0 | 3204089.8656 | 0
1417 | 677.6 | 0 | 0 | 0 | 0 | 1518.9 | 0 | 0 | 0 | 848273.888 | 0
1418 | 501.6 | 0 | 0 | 0 | 0 | 1520.9 | 0 | 0 | 0 | 627943.008 | 0
1419 | 592.8 | 0 | 0 | 0 | 0 | 1493.85 | 0 | 0 | 0 | 742114.464 | 0
1420 | 738.4 | 0 | 0 | 0 | 0 | 1469.55 | 0 | 0 | 0 | 924388.192 | 0
1421 | 784.8 | 0 | 0 | 0 | 0 | 1493.3 | 0 | 0 | 0 | 982475.424 | 0
1422 | 656.8 | 0 | 0 | 0 | 0 | 1511.1 | 0 | 0 | 0 | 822234.784 | 0
1423 | 596 | 151.533 | 151.533 | 147.5114 | 147.5114 | 1541 | 241712.7797 | 53104.0921 | 24088.6062 | 864827.8072 | 65939.94
1424 | 458.959 | 481.6604 | 481.6604 | 468.8773 | 458.959 | 1562.85 | 759530.3938 | 165225.24 | 74948.0047 | 0 | 200633.9268
1425 | 545.507 | 572.4893 | 572.4893 | 557.2957 | 545.507 | 1596.45 | 923153.0576 | 196382.52 | 89081.2931 | 0 | 220139.3499
1426 | 657.357 | 1176.0499 | 689.8717 | 1144.8382 | 657.357 | 1555.95 | 1085188.9891 | 236648.52 | 107346.3981 | 0 | 291899.3759
1427 | 784.747 | 1885.4143 | 823.5627 | 1835.3765 | 784.747 | 1316.9 | 1102327.0799 | 282508.92 | 128149.1851 | 0 | 536060.6757
1428 | 756.627 | 2048.9773 | 794.0518 | 1994.5985 | 756.627 | 1353.95 | 1089047.1359 | 272385.72 | 123557.1891 | 0 | 488818.8734
1429 | 915.603 | 2024.5269 | 960.8902 | 1970.7971 | 915.603 | 1342.1 | 1301124.9911 | 329617.08 | 149517.9699 | 0 | 602375.2137
1430 | 833.363 | 2995.9579 | 874.5834 | 2916.4468 | 833.363 | 1439.1 | 1273133.2866 | 300010.68 | 136088.1779 | 0 | 467433.3067
1431 | 642.919 | 2234.4257 | 674.7195 | 2175.1253 | 642.919 | 1540.6 | 1051079.2601 | 231450.84 | 104988.6727 | 0 | 295356.9886
1432 | 667.766 | 1976.1876 | 700.7955 | 1923.7407 | 667.766 | 1555.75 | 1101021.7071 | 240395.76 | 109046.1878 | 0 | 296655.0455
1433 | 671.56 | 1140.4501 | 704.7772 | 1110.1831 | 671.56 | 1602.75 | 1138936.2884 | 241761.6 | 109665.748 | 0 | 266777.21
1434 | 759.475 | 215.6048 | 215.6048 | 209.8827 | 209.8827 | 1626.5 | 360951.3878 | 75557.784 | 34273.8503 | 1059787.5615 | 76344.894
1435 | 768.029 | 806.0178 | 806.0178 | 784.6265 | 768.029 | 1642.45 | 1333250.9741 | 276490.44 | 125419.1357 | 0 | 274608.7689
1436 | 534.4 | 560.8329 | 560.8329 | 545.9487 | 534.4 | 1611.15 | 908970.9061 | 192384 | 87267.52 | 0 | 207801.44
1437 | 708.8 | 743.8592 | 743.8592 | 724.1175 | 708.8 | 1588.45 | 1186456.9549 | 255168 | 115747.04 | 0 | 291706.64
1438 | 805.6 | 845.4472 | 845.4472 | 823.0094 | 805.6 | 1589.85 | 1352351.5331 | 290016 | 131554.48 | 0 | 330416.84
1439 | 713.6 | 748.8966 | 748.8966 | 729.0213 | 713.6 | 1564.4 | 1184021.9322 | 256896 | 116530.88 | 0 | 310844.16
1440 | 728.8 | 0 | 0 | 0 | 0 | 1544.7 | 0 | 0 | 0 | 1405356.7008 | 0
1441 | 1704 | 0 | 0 | 0 | 0 | 1379.75 | 0 | 0 | 0 | 3285850.464 | 0
1442 | 1666.4 | 0 | 0 | 0 | 0 | 1464.25 | 0 | 0 | 0 | 3213345.7824 | 0
1443 | 1551.2 | 0 | 0 | 0 | 0 | 1368.25 | 0 | 0 | 0 | 2991203.7792 | 0
1444 | 1624 | 260.6057 | 260.6057 | 253.6894 | 253.6894 | 1227.35 | 330312.4128 | 91328.1815 | 41427.4779 | 2642391.8685 | 118369.2073
1445 | 1580.8 | 1658.9906 | 1658.9906 | 1614.9619 | 1580.8 | 1367.25 | 2293519.0487 | 569088 | 258144.64 | 0 | 1000251.2
1446 | 1460 | 1532.2155 | 1532.2155 | 1491.5514 | 1460 | 1373.85 | 2125695.0499 | 525600 | 238418 | 0 | 914179
1447 | 1464 | 1536.4134 | 1536.4134 | 1495.6378 | 1464 | 1569.25 | 2433801.2676 | 527040 | 239071.2 | 0 | 630618
1448 | 110.259 | 115.7127 | 115.7127 | 112.6418 | 110.259 | 1496.4 | 174568.2798 | 39693.24 | 18005.2947 | 0 | 55526.4324
1449 | 89.69 | 114.2162 | 94.1263 | 111.1849 | 89.69 | 1562 | 148519.7361 | 32288.4 | 14646.377 | 0 | 39284.22
1450 | 0 | 766.8728 | -0.0010495 | 746.5204 | 0 | 1396.3 | 0 | 0 | 0 | 0 | 0
1451 | 0 | 1553.4871 | 0 | 1512.2584 | 0 | 346.75 | 0 | 0 | 0 | 0 | 0
1452 | 0 | 1512.7491 | -0.0010495 | 1472.6015 | 0 | 337.7 | 0 | 0 | 0 | 0 | 0
1453 | 0 | 1293.2791 | 0 | 1258.9562 | 0 | 760.6 | 0 | 0 | 0 | 0 | 0
1454 | 87.814 | 2754.2435 | 92.1575 | 2681.1474 | 87.814 | 1218.9 | 113724.6497 | 31613.04 | 14340.0262 | 0 | 68591.5154
1455 | 71.433 | 2076.4323 | 74.9663 | 2021.3249 | 71.433 | 1240.35 | 93856.5416 | 25715.88 | 11665.0089 | 0 | 54264.0785
1456 | 76.614 | 2454.3994 | 80.4035 | 2389.261 | 76.614 | 1375.2 | 111384.587 | 27581.04 | 12511.0662 | 0 | 47868.4272
1457 | 71.47 | 1375.9422 | 75.0051 | 1339.4254 | 71.47 | 1579.55 | 118966.8599 | 25729.2 | 11671.051 | 0 | 30049.5615
1458 | 83.419 | 271.9441 | 87.5451 | 264.7269 | 83.419 | 1412.4 | 124027.9648 | 30030.84 | 13622.3227 | 0 | 49017.0044
1459 | 77.625 | 81.4645 | 81.4645 | 79.3025 | 77.625 | 1409.9 | 115198.8463 | 27945 | 12676.1625 | 0 | 45806.5125
1460 | 86.4 | 90.6736 | 90.6736 | 88.2672 | 86.4 | 1422.85 | 129532.6352 | 31104 | 14109.12 | 0 | 49865.76
1461 | 79.2 | 83.1174 | 83.1174 | 80.9116 | 79.2 | 1614.45 | 134793.7741 | 28512 | 12933.36 | 0 | 30535.56
1462 | 86.4 | 90.6736 | 90.6736 | 88.2672 | 86.4 | 1726.3 | 157378.324 | 31104 | 14109.12 | 0 | 23647.68
1463 | 79.2 | 83.1174 | 83.1174 | 80.9116 | 79.2 | 1701.05 | 142550.2097 | 28512 | 12933.36 | 0 | 23676.84
1464 | 84 | 88.1549 | 88.1549 | 85.8153 | 84 | 1487.7 | 132248.4243 | 30240 | 13717.2 | 0 | 43033.2
1465 | 75.2 | 78.9196 | 78.9196 | 76.8251 | 75.2 | 1422.25 | 113074.8381 | 27072 | 12280.16 | 0 | 43446.8
1466 | 81.6 | 85.6362 | 85.6362 | 83.3634 | 81.6 | 1464.7 | 126460.8119 | 29376 | 13325.28 | 0 | 43680.48
1467 | 76 | 79.7592 | 79.7592 | 77.6424 | 76 | 1461.15 | 117706.0016 | 27360 | 12410.8 | 0 | 40952.6
1468 | 80 | 83.957 | 83.957 | 81.7288 | 80 | 1459.25 | 123832.3993 | 28800 | 13064 | 0 | 43260
1469 | 76.8 | 80.5987 | 80.5987 | 78.4597 | 76.8 | 1458.9 | 118753.1435 | 27648 | 12541.44 | 0 | 41556.48
1470 | 81.6 | 85.6362 | 85.6362 | 83.3634 | 81.6 | 1462.3 | 126348.5076 | 29376 | 13325.28 | 0 | 43876.32
1471 | 67.2 | 70.5239 | 70.5239 | 68.6522 | 67.2 | 1469.9 | 104846.0568 | 24192 | 10973.76 | 0 | 35622.72
1472 | 79.057 | 82.9674 | 82.9674 | 80.7655 | 79.057 | 1490.1 | 124911.9001 | 28460.52 | 12910.0081 | 0 | 40311.1643
1473 | 544.574 | 731.9047 | 571.5091 | 712.4804 | 544.574 | 1531.45 | 884655.2349 | 196046.64 | 88928.9342 | 0 | 255160.1477
1474 | 1505.096 | 2000.8237 | 1579.5421 | 1947.723 | 1505.096 | 1542.2 | 2464355.8312 | 541834.56 | 245782.1768 | 0 | 689032.9488
1475 | 1673.221 | 3043.043 | 1755.983 | 2962.2823 | 1673.221 | 1450.45 | 2577336.4145 | 602359.56 | 273236.9893 | 0 | 919518.6006
1476 | 1557.38 | 3993.3147 | 1634.4122 | 3887.3343 | 1557.38 | 1495.5 | 2471166.8835 | 560656.8 | 254320.154 | 0 | 785698.21
1477 | 1552.097 | 4047.2298 | 1628.8679 | 3939.8186 | 1552.097 | 1396.35 | 2298103.2342 | 558754.92 | 253457.4401 | 0 | 936923.3541
1478 | 1601.467 | 3772.7953 | 1680.6799 | 3672.6674 | 1601.467 | 1419.05 | 2414229.9348 | 576528.12 | 261519.5611 | 0 | 930372.2536
1479 | 1699.22 | 3246.0773 | 1783.268 | 3159.9282 | 1699.22 | 1324.65 | 2383227.7665 | 611719.2 | 277482.626 | 0 | 1147568.227
1480 | 1209.033 | 1819.9299 | 1268.835 | 1771.63 | 1209.033 | 1563.25 | 1998733.5084 | 435251.88 | 197435.0889 | 0 | 528045.1628
1481 | 1602.265 | 1359.1392 | 1359.1392 | 1323.0684 | 1323.0684 | 1563.2 | 2184464.857 | 476304.6218 | 216057.0687 | 538379.2827 | 562830.3408
1482 | 1255.783 | 259.338 | 259.338 | 252.4553 | 252.4553 | 1548.4 | 411663.7672 | 90883.9035 | 41225.9484 | 1934732.8813 | 111032.634
1483 | 1313.251 | 1378.2079 | 1378.2079 | 1341.6311 | 1313.251 | 1543.05 | 2130478.483 | 472770.36 | 214453.8883 | 0 | 600090.0445
1484 | 1345.6 | 1412.157 | 1412.157 | 1374.6791 | 1345.6 | 1525.2 | 2158876.39 | 484416 | 219736.48 | 0 | 638890.88
1485 | 1182.4 | 1240.8847 | 1240.8847 | 1207.9523 | 1182.4 | 1430.9 | 1778919.5572 | 425664 | 193085.92 | 0 | 672903.84
1486 | 1305.6 | 1370.1785 | 1370.1785 | 1333.8147 | 1305.6 | 1512.9 | 2079084.8725 | 470016 | 213204.48 | 0 | 635957.76
1487 | 1395.2 | 1464.2104 | 1464.2104 | 1425.351 | 1395.2 | 1497.15 | 2205569.6767 | 502272 | 227836.16 | 0 | 701576.32
1488 | 1414.4 | 0 | 0 | 0 | 0 | 1432.95 | 0 | 0 | 0 | 2727410.1504 | 0
1489 | 1534.4 | 0 | 0 | 0 | 0 | 860.2 | 0 | 0 | 0 | 1920884.672 | 0
1490 | 1493.6 | 0 | 0 | 0 | 0 | 1367.55 | 0 | 0 | 0 | 1869807.968 | 0
1491 | 1685.6 | 0 | 0 | 0 | 0 | 1363.3 | 0 | 0 | 0 | 2110168.928 | 0
1492 | 1434.4 | 0 | 0 | 0 | 0 | 1274.6 | 0 | 0 | 0 | 1795696.672 | 0
1493 | 1459.2 | 0 | 0 | 0 | 0 | 1058.8 | 0 | 0 | 0 | 1826743.296 | 0
1494 | 1717.6 | 0 | 0 | 0 | 0 | 1307.6 | 0 | 0 | 0 | 2150229.088 | 0
1495 | 1190.4 | 113.9685 | 113.9685 | 110.9438 | 110.9438 | 1355.75 | 159338.3038 | 39939.7822 | 18117.129 | 2081532.5859 | 69609.924
1496 | 1580.043 | 1057.0902 | 1057.0902 | 1029.0356 | 1029.0356 | 1453.9 | 1587893.4738 | 370452.8163 | 168041.5136 | 1062516.3839 | 547287.2214
1497 | 1502.036 | 1576.3308 | 1576.3308 | 1534.4958 | 1502.036 | 1302.25 | 2079732.8093 | 540732.96 | 245282.4788 | 0 | 1048045.619
1498 | 1441.807 | 1513.1227 | 1513.1227 | 1472.9652 | 1441.807 | 1245.55 | 1912350.8052 | 519050.52 | 235447.0831 | 0 | 1087771.2911
1499 | 1867.076 | 1959.4266 | 1959.4266 | 1907.4245 | 1867.076 | 1315.8 | 2612384.1234 | 672147.36 | 304893.5108 | 0 | 1277453.3992
1500 | 1969.563 | 2147.6404 | 2066.9819 | 2090.6432 | 1969.563 | 1282.35 | 2691434.3665 | 709042.68 | 321629.6379 | 0 | 1413456.8869
1501 | 1991.36 | 2089.858 | 2089.858 | 2034.3944 | 1991.36 | 724.25 | 1536185.2776 | 716889.6 | 325189.088 | 0 | 2540477.52
1502 | 1801.825 | 1421.4122 | 1421.4122 | 1383.6887 | 1383.6887 | 282 | 415001.8614 | 498127.9391 | 225956.3679 | 806298.8792 | 2190955.092
1503 | 1593.282 | 1672.09 | 1672.09 | 1627.7137 | 1593.282 | 295.55 | 501047.3963 | 573581.52 | 260182.9506 | 0 | 2715669.5049
1504 | 1359.178 | 1426.4066 | 1426.4066 | 1388.5506 | 1359.178 | 301.3 | 434691.2474 | 489304.08 | 221953.7674 | 0 | 2308835.6686
1505 | 1889.839 | 1384.9938 | 1384.9938 | 1348.2368 | 1348.2368 | 310.05 | 441026.4188 | 485365.2448 | 220167.068 | 1044380.2052 | 2218975.3279
1506 | 1338.014 | 268.6635 | 268.6635 | 261.5333 | 261.5333 | 1368 | 377399.0169 | 94151.9947 | 42708.3909 | 2075794.9215 | 160974.192
1507 | 1353.885 | 1420.8518 | 1420.8518 | 1383.1432 | 1353.885 | 1517 | 2166523.2557 | 487398.6 | 221089.4205 | 0 | 653926.455
1508 | 1158.4 | 1215.6976 | 1215.6976 | 1183.4336 | 1158.4 | 1503.75 | 1842528.7539 | 417024 | 189166.72 | 0 | 574856
1509 | 1659.2 | 1741.2685 | 1741.2685 | 1695.0562 | 1659.2 | 1487.05 | 2607723.2651 | 597312 | 270947.36 | 0 | 851086.64
1510 | 1568 | 1645.5575 | 1645.5575 | 1601.8853 | 1568 | 1480.15 | 2453700.9734 | 564480 | 256054.4 | 0 | 815124.8
1511 | 1603.2 | 1682.4986 | 1682.4986 | 1637.846 | 1603.2 | 1467.85 | 2492454.1052 | 577152 | 261802.56 | 0 | 853142.88
1512 | 1517.6 | 0 | 0 | 0 | 0 | 633.75 | 0 | 0 | 0 | 2926412.3616 | 0
1513 | 1664 | 0 | 0 | 0 | 0 | 1476.7 | 0 | 0 | 0 | 2083128.32 | 0
1514 | 1617.6 | 0 | 0 | 0 | 0 | 1065.4 | 0 | 0 | 0 | 2025041.088 | 0
1515 | 1648 | 0 | 0 | 0 | 0 | 911.7 | 0 | 0 | 0 | 2063098.24 | 0
1516 | 1176.8 | 0 | 0 | 0 | 0 | 260.85 | 0 | 0 | 0 | 1473212.384 | 0
1517 | 1515.2 | 0 | 0 | 0 | 0 | 510.7 | 0 | 0 | 0 | 1896848.576 | 0
1518 | 1512.8 | 0 | 0 | 0 | 0 | 1235.05 | 0 | 0 | 0 | 1893844.064 | 0
1519 | 1321.6 | 31.4178 | 31.4178 | 30.584 | 30.584 | 1535.9 | 49707.9591 | 11010.2237 | 4994.3598 | 2489486.8966 | 0
1520 | 1341.317 | 1151.1242 | 1151.1242 | 1120.5739 | 1120.5739 | 1673.3 | 1981180.192 | 403406.6213 | 182989.7257 | 425662.359 | 335195.5068
1521 | 1629.663 | 1710.2705 | 1710.2705 | 1664.8809 | 1629.663 | 1790.65 | 3085752.22 | 586678.68 | 266123.9679 | 0 | 341169.949
1522 | 1448.199 | 1519.8308 | 1519.8308 | 1479.4954 | 1448.199 | 1748.25 | 2686727.4281 | 521351.64 | 236490.8967 | 0 | 364584.0982
1523 | 1859.743 | 1951.7309 | 1951.7309 | 1899.933 | 1859.743 | 1540.15 | 3039232.3307 | 669507.48 | 303696.0319 | 0 | 855202.8185
1524 | 1762.66 | 2103.6343 | 1849.8459 | 2047.805 | 1762.66 | 1531.1 | 2857381.9557 | 634557.6 | 287842.378 | 0 | 826511.274
1525 | 1573.75 | 1651.5919 | 1651.5919 | 1607.7596 | 1573.75 | 1517.5 | 2525475.143 | 566550 | 256993.375 | 0 | 759334.375
1526 | 1726.047 | 1811.422 | 1811.422 | 1763.3478 | 1726.047 | 1541.65 | 2813407.8539 | 621376.92 | 281863.4751 | 0 | 791133.6424
1527 | 1828.904 | 1919.3665 | 1919.3665 | 1868.4276 | 1828.904 | 1716.35 | 3315623.4033 | 658405.44 | 298660.0232 | 0 | 518768.6196
1528 | 1697.557 | 1781.5228 | 1781.5228 | 1734.2421 | 1697.557 | 1775.2 | 3173683.5126 | 611120.52 | 277211.0581 | 0 | 381610.8136
1529 | 1829.581 | 1412.8276 | 1412.8276 | 1375.3319 | 1375.3319 | 1890.7 | 2733611.7198 | 495119.5004 | 224591.7067 | 875935.7195 | 146399.699
1530 | 1704.422 | 286.3511 | 286.3511 | 278.7515 | 278.7515 | 1886.35 | 552255.6386 | 100350.5554 | 45520.1269 | 2749143.1536 | 30853.1337
1531 | 1675.433 | 1758.3044 | 1758.3044 | 1711.64 | 1675.433 | 1883.85 | 3314263.2769 | 603155.88 | 273598.2089 | 0 | 194601.543
1532 | 1698.4 | 1782.4075 | 1782.4075 | 1735.1033 | 1698.4 | 1865.55 | 3329603.8685 | 611424 | 277348.72 | 0 | 228349.88
1533 | 1537.6 | 1613.6539 | 1613.6539 | 1570.8284 | 1537.6 | 1850.4 | 2987780.7518 | 553536 | 251090.08 | 0 | 230024.96
1534 | 1532 | 1607.7769 | 1607.7769 | 1565.1073 | 1532 | 1836.3 | 2958176.1586 | 551520 | 250175.6 | 0 | 250788.4
1535 | 1324 | 1389.4886 | 1389.4886 | 1352.6123 | 1324 | 1816.05 | 2531629.7093 | 476640 | 216209.2 | 0 | 243549.8
1536 | 382.4 | 0 | 0 | 0 | 0 | 1798.85 | 0 | 0 | 0 | 737388.0384 | 0
1537 | 394.4 | 0 | 0 | 0 | 0 | 1783.2 | 0 | 0 | 0 | 493741.472 | 0
1538 | 378.4 | 0 | 0 | 0 | 0 | 1770.4 | 0 | 0 | 0 | 473711.392 | 0
1539 | 357.6 | 0 | 0 | 0 | 0 | 1690.2 | 0 | 0 | 0 | 447672.288 | 0
1540 | 367.2 | 0 | 0 | 0 | 0 | 1633.85 | 0 | 0 | 0 | 459690.336 | 0
1541 | 380 | 0 | 0 | 0 | 0 | 1667.2 | 0 | 0 | 0 | 475714.4 | 0
1542 | 397.6 | 0 | 0 | 0 | 0 | 1673.05 | 0 | 0 | 0 | 497747.488 | 0
1543 | 354.4 | 0 | 0 | 0 | 0 | 1685.7 | 0 | 0 | 0 | 683395.1904 | 0
1544 | 442.969 | 0 | 0 | 0 | 0 | 1726.8 | 0 | 0 | 0 | 854184.2102 | 0
1545 | 1680.912 | 0 | 0 | 0 | 0 | 1838.15 | 0 | 0 | 0 | 3241329.5042 | 0
1546 | 1829.403 | 0 | 0 | 0 | 0 | 1848.25 | 0 | 0 | 0 | 3527667.0753 | 0
1547 | 1851.263 | 517.086 | 517.086 | 503.3628 | 503.3628 | 1748.25 | 929253.2678 | 181210.6206 | 82199.151 | 2599177.4546 | 121972.1197
1548 | 1924.839 | 1873.1409 | 1873.1409 | 1823.4287 | 1823.4287 | 1611.5 | 3100470.1577 | 656434.3376 | 297765.9092 | 195551.0742 | 629605.431
1549 | 1677.954 | 1760.9501 | 1760.9501 | 1714.2155 | 1677.954 | 1517.5 | 2681882.3048 | 604063.44 | 274009.8882 | 0 | 809612.805
1550 | 1718.738 | 715.8553 | 715.8553 | 696.8569 | 696.8569 | 1653.55 | 1216836.7511 | 250868.4811 | 113796.7305 | 1970509.6906 | 235123.8357
1551 | 1907.596 | 1866.546 | 1866.546 | 1817.0089 | 1817.0089 | 1773.35 | 3400221.2489 | 654123.2094 | 296717.5558 | 174680.5256 | 401074.6271
1552 | 1688.519 | 1772.0377 | 1772.0377 | 1725.0088 | 1688.519 | 1876.2 | 3336204.8036 | 607866.84 | 275735.1527 | 0 | 209038.6522
1553 | 2091.005 | 1324.1071 | 1324.1071 | 1288.966 | 1288.966 | 1890.7 | 2564746.5346 | 464027.7645 | 210488.1499 | 1546584.612 | 137206.3667
1554 | 1608.296 | 232.0446 | 232.0446 | 225.8863 | 225.8863 | 1886.35 | 447962.836 | 81319.0544 | 36887.2266 | 2665722.8158 | 25001.8635
1555 | 1773.255 | 1860.965 | 1860.965 | 1811.576 | 1773.255 | 1883.85 | 3514581.0843 | 638371.8 | 289572.5415 | 0 | 205963.5683
1556 | 1601.6 | 1680.8195 | 1680.8195 | 1636.2114 | 1601.6 | 1865.55 | 3149137.0581 | 576576 | 261541.28 | 0 | 215335.12
1557 | 1201.6 | 1261.0344 | 1261.0344 | 1227.5672 | 1201.6 | 1850.4 | 2339574.108 | 432576 | 196221.28 | 0 | 179759.36
1558 | 1380.8 | 1449.0981 | 1449.0981 | 1410.6398 | 1380.8 | 1836.3 | 2667722.1713 | 497088 | 225484.64 | 0 | 226036.96
1559 | 1320.8 | 1386.1303 | 1386.1303 | 1349.3432 | 1320.8 | 1816.05 | 2527906.3059 | 475488 | 215686.64 | 0 | 242961.16
1560 | 361.6 | 0 | 0 | 0 | 0 | 1798.85 | 0 | 0 | 0 | 697279.0656 | 0
1561 | 110.4 | 0 | 0 | 0 | 0 | 1783.2 | 0 | 0 | 0 | 138207.552 | 0
1562 | 116.8 | 0 | 0 | 0 | 0 | 1709 | 0 | 0 | 0 | 146219.584 | 0
1563 | 111.2 | 0 | 0 | 0 | 0 | 1668.7 | 0 | 0 | 0 | 139209.056 | 0
1564 | 113.6 | 0 | 0 | 0 | 0 | 1659.85 | 0 | 0 | 0 | 142213.568 | 0
1565 | 110.4 | 0 | 0 | 0 | 0 | 1635.2 | 0 | 0 | 0 | 138207.552 | 0
1566 | 114.4 | 0 | 0 | 0 | 0 | 1667.05 | 0 | 0 | 0 | 143215.072 | 0
1567 | 98.4 | 103.2671 | 103.2671 | 100.5265 | 98.4 | 1773.8 | 183722.4334 | 35424 | 16068.72 | 0 | 22258.08
1568 | 220.236 | 231.1295 | 231.1295 | 224.9954 | 220.236 | 1788.4 | 415386.4062 | 79284.96 | 35964.5388 | 0 | 46601.9376
1569 | 1212.985 | 1272.9825 | 1272.9825 | 1239.1983 | 1212.985 | 1847.15 | 2362391.0438 | 436674.6 | 198080.4505 | 0 | 185404.7573
1570 | 1238.812 | 1300.087 | 1300.087 | 1265.5834 | 1238.812 | 1857.25 | 2427312.8114 | 445972.32 | 202297.9996 | 0 | 176840.413
1571 | 1664.717 | 1747.0584 | 1747.0584 | 1700.6924 | 1664.717 | 1799.25 | 3163564.0306 | 599298.12 | 271848.2861 | 0 | 334191.9377
1572 | 1556.917 | 1633.9263 | 1633.9263 | 1590.5628 | 1556.917 | 1711.7 | 2819736.3846 | 560490.12 | 254244.5461 | 0 | 448859.1711
1573 | 1408.483 | 1507.4356 | 1478.1493 | 1467.4291 | 1408.483 | 1555.95 | 2309830.2886 | 507053.88 | 230005.2739 | 0 | 625436.8761
1574 | 1587.586 | 2416.5348 | 1666.1123 | 2352.4013 | 1587.586 | 1578.35 | 2650432.1926 | 571530.96 | 259252.7938 | 0 | 669405.6369
1575 | 1726.378 | 2664.7023 | 1811.7693 | 2593.9825 | 1726.378 | 1716.35 | 3131888.8056 | 621496.08 | 281917.5274 | 0 | 489687.1197
1576 | 1711.478 | 2010.7558 | 1796.1323 | 1957.3915 | 1711.478 | 1753.7 | 3167070.5381 | 616132.08 | 279484.3574 | 0 | 421537.0314
1577 | 1544.327 | 1014.1955 | 1014.1955 | 987.2793 | 987.2793 | 1890.7 | 1963663.3696 | 355420.5528 | 161222.7119 | 1074163.9668 | 105092.7151
1578 | 1402.659 | 460.8138 | 460.8138 | 448.5841 | 448.5841 | 1886.35 | 889479.5109 | 161490.2681 | 73253.7799 | 1839757.9372 | 38951.4918
1579 | 1439.865 | 1511.0846 | 1511.0846 | 1470.9813 | 1439.865 | 1883.85 | 2848502.8099 | 518351.4 | 235129.9545 | 0 | 167240.3198
1580 | 1459.2 | 1531.376 | 1531.376 | 1490.7341 | 1459.2 | 1865.55 | 2862071.7542 | 525312 | 238287.36 | 0 | 196189.44
1581 | 1510.4 | 1585.1085 | 1585.1085 | 1543.0406 | 1510.4 | 1850.4 | 2934258.8525 | 543744 | 246648.32 | 0 | 225955.84
1582 | 1384 | 1452.4564 | 1452.4564 | 1413.909 | 1384 | 1836.3 | 2666403.1096 | 498240 | 226007.2 | 0 | 226560.8
1583 | 1400 | 1469.2478 | 1469.2478 | 1430.2547 | 1400 | 1816.05 | 2674077.4623 | 504000 | 228620 | 0 | 257530
1584 | 472 | 495.3464 | 495.3464 | 482.2002 | 472 | 1798.85 | 893786.8176 | 169920 | 77077.6 | 0 | 94942.8
1585 | 416.8 | 0 | 0 | 0 | 0 | 1661.85 | 0 | 0 | 0 | 521783.584 | 0
1586 | 390.4 | 0 | 0 | 0 | 0 | 1760.4 | 0 | 0 | 0 | 488733.952 | 0
1587 | 431.2 | 0 | 0 | 0 | 0 | 1668.7 | 0 | 0 | 0 | 539810.656 | 0
1588 | 381.6 | 0 | 0 | 0 | 0 | 1663.35 | 0 | 0 | 0 | 477717.408 | 0
1589 | 384 | 0 | 0 | 0 | 0 | 1660.2 | 0 | 0 | 0 | 480721.92 | 0
1590 | 484.8 | 0 | 0 | 0 | 0 | 1662.55 | 0 | 0 | 0 | 606911.424 | 0
1591 | 424 | 444.9722 | 444.9722 | 433.1629 | 424 | 1685.7 | 751942.4508 | 152640 | 69239.2 | 0 | 133263.2
1592 | 433.137 | 454.5611 | 454.5611 | 442.4973 | 433.137 | 1705.3 | 779140.08 | 155929.32 | 70731.2721 | 0 | 127645.4739
1593 | 1644.823 | 1726.1804 | 1726.1804 | 1680.3685 | 1644.823 | 1847.15 | 3205339.2993 | 592136.28 | 268599.5959 | 0 | 251411.1955
1594 | 1786.904 | 1875.2891 | 1875.2891 | 1825.52 | 1786.904 | 1805.75 | 3412697.008 | 643285.44 | 291801.4232 | 0 | 347106.102
1595 | 1792.2 | 1880.8471 | 1880.8471 | 1830.9304 | 1792.2 | 1718.25 | 3265244.9072 | 645192 | 292666.26 | 0 | 504952.35
1596 | 1606.691 | 1824.4091 | 1686.1623 | 1775.9902 | 1606.691 | 1611.5 | 2745784.8534 | 578408.76 | 262372.6403 | 0 | 624199.4535
1597 | 1894.24 | 1987.9342 | 1987.9342 | 1935.1755 | 1894.24 | 1517.5 | 3046860.4851 | 681926.4 | 309329.392 | 0 | 913970.8
1598 | 1829.242 | 1919.7213 | 1919.7213 | 1868.7729 | 1829.242 | 1541.9 | 2995254.1788 | 658527.12 | 298715.2186 | 0 | 837975.7602
1599 | 1903.518 | 2398.5397 | 1997.6711 | 2334.8837 | 1903.518 | 1716.35 | 3464934.0142 | 685266.48 | 310844.4894 | 0 | 539932.8807
1600 | 1476.616 | 2292.5544 | 1549.6534 | 2231.7113 | 1476.616 | 1776.2 | 2774103.1115 | 531581.76 | 241131.3928 | 0 | 330466.6608
1601 | 1535.769 | 1253.8718 | 1253.8718 | 1220.5947 | 1220.5947 | 1886.2 | 2430306.5508 | 439414.1019 | 199323.119 | 607755.5924 | 135277.7016
1602 | 1485.795 | 218.2494 | 218.2494 | 212.4572 | 212.4572 | 1886.35 | 422834.2123 | 76484.589 | 34694.2594 | 2455397.669 | 23515.4352
1603 | 1357.077 | 1424.2017 | 1424.2017 | 1386.4042 | 1357.077 | 1883.85 | 2695907.8805 | 488547.72 | 221610.6741 | 0 | 157624.4936
1604 | 1589.6 | 1668.2259 | 1668.2259 | 1623.9521 | 1589.6 | 1865.55 | 3130780.0555 | 572256 | 259581.68 | 0 | 213721.72
1605 | 1525.6 | 1601.0603 | 1601.0603 | 1558.569 | 1525.6 | 1798.9 | 2895259.6368 | 549216 | 249130.48 | 0 | 306798.16
1606 | 1258.4 | 1320.6439 | 1320.6439 | 1285.5947 | 1258.4 | 1836.3 | 2441453.3864 | 453024 | 205496.72 | 0 | 206000.08
1607 | 1140 | 1196.3875 | 1196.3875 | 1164.636 | 1140 | 1796.6 | 2163545.8573 | 410400 | 186162 | 0 | 231876
1608 | 1290.4 | 0 | 0 | 0 | 0 | 1667.35 | 0 | 0 | 0 | 2488298.9664 | 0
1609 | 1470.4 | 0 | 0 | 0 | 0 | 1504.05 | 0 | 0 | 0 | 2835395.8464 | 0
1610 | 904.8 | 0 | 0 | 0 | 0 | 1532.45 | 0 | 0 | 0 | 1744740.3168 | 0
1611 | 1167.2 | 0 | 0 | 0 | 0 | 1495 | 0 | 0 | 0 | 2250730.4352 | 0
1612 | 1140.8 | 0 | 0 | 0 | 0 | 1454.25 | 0 | 0 | 0 | 2199822.8928 | 0
1613 | 1201.6 | 0 | 0 | 0 | 0 | 1454.6 | 0 | 0 | 0 | 2317064.5056 | 0
1614 | 1211.2 | 462.4583 | 462.4583 | 450.1849 | 450.1849 | 1533.1 | 728098.3229 | 162066.579 | 73515.201 | 1467477.513 | 161232.2425
1615 | 1014.4 | 1064.575 | 1064.575 | 1036.3217 | 1014.4 | 1587.35 | 1705058.2735 | 365184 | 165651.52 | 0 | 418592.16
1616 | 337.397 | 354.0856 | 354.0856 | 344.6883 | 337.397 | 1648.3 | 589461.2632 | 121462.92 | 55096.9301 | 0 | 118662.5249
1617 | 274.291 | 331.5746 | 287.8582 | 322.7748 | 274.291 | 1734.65 | 505385.6312 | 98744.76 | 44791.7203 | 0 | 72783.1168
1618 | 264.437 | 1136.7623 | 277.5168 | 1106.5932 | 264.437 | 1655.8 | 465971.8187 | 95197.32 | 43182.5621 | 0 | 91019.2154
1619 | 281.379 | 1651.0042 | 295.2968 | 1607.1875 | 281.379 | 1540.15 | 459916.2867 | 101296.44 | 45949.1907 | 0 | 129392.1331
1620 | 297.305 | 1931.7156 | 312.0105 | 1880.4489 | 297.305 | 1531.1 | 482547.7612 | 107029.8 | 48549.9065 | 0 | 139406.3145
1621 | 288.999 | 2308.3971 | 303.2937 | 2247.1335 | 288.999 | 1517.5 | 465207.8587 | 104039.64 | 47193.5367 | 0 | 139442.0175
1622 | 276.252 | 2778.8733 | 289.9162 | 2705.1236 | 276.252 | 1539.3 | 451671.6345 | 99450.72 | 45111.9516 | 0 | 127269.2964
1623 | 267.096 | 1344.0185 | 280.3073 | 1308.349 | 267.096 | 1560.75 | 442367.1557 | 96154.56 | 43616.7768 | 0 | 117321.918
1624 | 204.599 | 1305.2063 | 214.719 | 1270.5668 | 204.599 | 1608.55 | 348955.9378 | 73655.64 | 33411.0167 | 0 | 80090.2786
1625 | 286.349 | 930.6278 | 300.5126 | 905.9295 | 286.349 | 1759.2 | 533733.3267 | 103085.64 | 46760.7917 | 0 | 68952.8392
1626 | 229.93 | 241.303 | 241.303 | 234.8989 | 229.93 | 1754.85 | 427280.3744 | 82774.8 | 37547.569 | 0 | 56367.3395
1627 | 205.13 | 215.2763 | 215.2763 | 209.563 | 205.13 | 1752.35 | 380009.0919 | 73846.8 | 33497.729 | 0 | 50800.4445
1628 | 299.2 | 313.9992 | 313.9992 | 305.6659 | 299.2 | 1718.55 | 543415.8122 | 107712 | 48859.36 | 0 | 84209.84
1629 | 287.2 | 301.4057 | 301.4057 | 293.4065 | 287.2 | 1677.45 | 508808.9055 | 103392 | 46899.76 | 0 | 92636.36
1630 | 292 | 306.4431 | 306.4431 | 298.3103 | 292 | 1733.3 | 534785.3217 | 105120 | 47683.6 | 0 | 77876.4
1631 | 230.4 | 241.7962 | 241.7962 | 235.3791 | 230.4 | 1709.55 | 415878.2285 | 82944 | 37624.32 | 0 | 66919.68
1632 | 164.8 | 172.9515 | 172.9515 | 168.3614 | 164.8 | 1597.4 | 277655.585 | 59328 | 26911.84 | 0 | 66348.48
1633 | 195.2 | 204.8551 | 204.8551 | 199.4184 | 195.2 | 1505.35 | 309936.3283 | 70272 | 31876.16 | 0 | 96555.68
1634 | 238.4 | 250.1919 | 250.1919 | 243.552 | 238.4 | 1536.4 | 387275.4872 | 85824 | 38930.72 | 0 | 110522.24
1635 | 187.2 | 196.4594 | 196.4594 | 191.2455 | 187.2 | 1466.35 | 290315.6813 | 67392 | 30569.76 | 0 | 99899.28
1636 | 148.8 | 156.1601 | 156.1601 | 152.0156 | 148.8 | 1459.25 | 229570.5509 | 53568 | 24299.04 | 0 | 80463.6
1637 | 132.8 | 139.3686 | 139.3686 | 135.6699 | 132.8 | 1458.9 | 204739.1711 | 47808 | 21686.24 | 0 | 71858.08
1638 | 192.8 | 202.3364 | 202.3364 | 196.9665 | 192.8 | 1462.3 | 297744.0582 | 69408 | 31484.24 | 0 | 103668.56
1639 | 120 | 125.9355 | 125.9355 | 122.5933 | 120 | 1469.9 | 186237.3321 | 43200 | 19596 | 0 | 63612
1640 | 191.45 | 200.9196 | 200.9196 | 195.5873 | 191.45 | 1528.8 | 309927.5723 | 68922 | 31263.785 | 0 | 90211.24
1641 | 866.164 | 909.0068 | 909.0068 | 884.8823 | 866.164 | 1684.95 | 1550234.6983 | 311819.04 | 141444.5812 | 0 | 272884.9682
1642 | 1455.515 | 2294.5862 | 1527.5077 | 2233.6891 | 1455.515 | 1612.4 | 2494418.5972 | 523985.4 | 237685.5995 | 0 | 564157.614
1643 | 1743.462 | 3574.6946 | 1829.6983 | 3479.8241 | 1743.462 | 1536.15 | 2839336.8279 | 627646.32 | 284707.3446 | 0 | 808704.8487
1644 | 1648.641 | 3828.5575 | 1730.1872 | 3726.9497 | 1648.641 | 1442.5 | 2521308.4694 | 593510.76 | 269223.0753 | 0 | 919117.3575
1645 | 1680.833 | 3832.9086 | 1763.9715 | 3731.1853 | 1680.833 | 1428.05 | 2541929.9041 | 605099.88 | 274480.0289 | 0 | 961352.4343
1646 | 1635.438 | 3598.9917 | 1716.3312 | 3503.4764 | 1635.438 | 1429.3 | 2476783.5205 | 588757.68 | 267067.0254 | 0 | 933344.4666
1647 | 1660.537 | 3090.2951 | 1742.6716 | 3008.2804 | 1660.537 | 1555.55 | 2738356.3656 | 597793.32 | 271165.6921 | 0 | 738025.6697
1648 | 1717.571 | 2330.9564 | 1802.5267 | 2269.0941 | 1717.571 | 1565.85 | 2837888.2256 | 618325.56 | 280479.3443 | 0 | 745683.4497
1649 | 1588.152 | 1279.655 | 1279.655 | 1245.6937 | 1245.6937 | 1676.9 | 2203710.0448 | 448449.7159 | 203421.7739 | 660367.9057 | 391977.1656
1650 | 1863.569 | 225.9944 | 225.9944 | 219.9967 | 219.9967 | 1652.55 | 383334.6271 | 79198.8039 | 35925.4574 | 3169326.8066 | 74442.5523
1651 | 1540.524 | 1616.7225 | 1616.7225 | 1573.8155 | 1540.524 | 1615.4 | 2619589.0002 | 554588.64 | 251567.5692 | 0 | 592485.5304
1652 | 1230.4 | 1291.2589 | 1291.2589 | 1256.9896 | 1230.4 | 1561.65 | 2021694.1049 | 442944 | 200924.32 | 0 | 539345.84
1653 | 1436 | 1507.0284 | 1507.0284 | 1467.0327 | 1436 | 1518.7 | 2291759.8777 | 516960 | 234498.8 | 0 | 691146.8
1654 | 1564.8 | 1642.1992 | 1642.1992 | 1598.6162 | 1564.8 | 1581.1 | 2603806.2465 | 563328 | 255531.84 | 0 | 655494.72
1655 | 1647.2 | 1728.675 | 1728.675 | 1682.7969 | 1647.2 | 1567.95 | 2722670.5216 | 592992 | 268987.76 | 0 | 711672.76
1656 | 1421.6 | 0 | 0 | 0 | 0 | 1552.5 | 0 | 0 | 0 | 2741294.0256 | 0
1657 | 1376.8 | 0 | 0 | 0 | 0 | 1534.7 | 0 | 0 | 0 | 1723588.384 | 0
1658 | 1502.4 | 0 | 0 | 0 | 0 | 1534.85 | 0 | 0 | 0 | 1880824.512 | 0
1659 | 1624 | 0 | 0 | 0 | 0 | 1457.7 | 0 | 0 | 0 | 2033053.12 | 0
1660 | 1292.8 | 0 | 0 | 0 | 0 | 1289.6 | 0 | 0 | 0 | 1618430.464 | 0
1661 | 1245.6 | 0 | 0 | 0 | 0 | 1453.2 | 0 | 0 | 0 | 1559341.728 | 0
1662 | 1281.6 | 0 | 0 | 0 | 0 | 1452 | 0 | 0 | 0 | 1604409.408 | 0
1663 | 1044.8 | 699.0314 | 699.0314 | 680.4795 | 680.4795 | 1450.15 | 1040208.5845 | 244972.6033 | 111122.2948 | 702525.1389 | 310968.7672
1664 | 1268.07 | 1330.7922 | 1330.7922 | 1295.4737 | 1268.07 | 1453.9 | 1948662.3351 | 456505.2 | 207075.831 | 0 | 692493.027
1665 | 1664.469 | 1746.7981 | 1746.7981 | 1700.4391 | 1664.469 | 1467.65 | 2584302.8274 | 599208.84 | 271807.7877 | 0 | 886080.0721
1666 | 1354.034 | 1421.0082 | 1421.0082 | 1383.2954 | 1354.034 | 1475.95 | 2122103.9815 | 487452.24 | 221113.7522 | 0 | 709581.5177
1667 | 1675.929 | 1758.825 | 1758.825 | 1712.1467 | 1675.929 | 1482.2 | 2643340.1896 | 603334.44 | 273679.2057 | 0 | 867796.0362
1668 | 1404.339 | 2104.009 | 1473.8014 | 2048.1698 | 1404.339 | 1476.75 | 2206472.9633 | 505562.04 | 229328.5587 | 0 | 734820.3818
1669 | 1405.495 | 2183.5226 | 1475.0146 | 2125.5731 | 1405.495 | 1361 | 2028506.831 | 505978.2 | 229517.3335 | 0 | 898111.305
1670 | 1385.337 | 1615.5146 | 1453.8585 | 1572.6397 | 1385.337 | 1221.05 | 1796403.1757 | 498721.32 | 226225.5321 | 0 | 1079108.2562
1671 | 1426.323 | 1496.8728 | 1496.8728 | 1457.1466 | 1426.323 | 1084.6 | 1642900.2223 | 513476.28 | 232918.5459 | 0 | 1305656.0742
1672 | 1546.268 | 1948.7211 | 1622.7506 | 1897.0031 | 1546.268 | 1231.3 | 2015951.8613 | 556656.48 | 252505.5644 | 0 | 1188616.2116
1673 | 1512.557 | 1416.2331 | 1416.2331 | 1378.6471 | 1378.6471 | 1503.45 | 2189393.7926 | 496312.9459 | 225133.0668 | 258220.657 | 666697.3264
1674 | 1715.266 | 280.1761 | 280.1761 | 272.7404 | 272.7404 | 1517.8 | 435054.0521 | 98186.5391 | 44538.5051 | 2781645.2214 | 128082.4462
1675 | 1546.02 | 1622.4903 | 1622.4903 | 1579.4303 | 1546.02 | 1631.25 | 2649890.359 | 556567.2 | 252465.066 | 0 | 570094.875
1676 | 1220 | 1280.3445 | 1280.3445 | 1246.3649 | 1220 | 1605.9 | 2063438.7673 | 439200 | 199226 | 0 | 480802
1677 | 1550.4 | 1627.087 | 1627.087 | 1583.905 | 1550.4 | 1559.95 | 2549957.4201 | 558144 | 253180.32 | 0 | 682253.52
1678 | 1778.4 | 1866.3645 | 1866.3645 | 1816.8322 | 1778.4 | 1553.05 | 2913407.8643 | 640224 | 290412.72 | 0 | 794855.88
1679 | 1676.8 | 1759.7391 | 1759.7391 | 1713.0365 | 1676.8 | 1540.75 | 2722145.3709 | 603648 | 273821.44 | 0 | 770070.4
1680 | 1480.8 | 0 | 0 | 0 | 0 | 1480.5 | 0 | 0 | 0 | 2855450.3328 | 0
1681 | 1334.4 | 0 | 0 | 0 | 0 | 1504.05 | 0 | 0 | 0 | 1670508.672 | 0
1682 | 1472 | 0 | 0 | 0 | 0 | 1280.9 | 0 | 0 | 0 | 1842767.36 | 0
1683 | 1444.8 | 0 | 0 | 0 | 0 | 1277.7 | 0 | 0 | 0 | 1808716.224 | 0
1684 | 230.4 | 0 | 0 | 0 | 0 | 1199.9 | 0 | 0 | 0 | 288433.152 | 0
1685 | 354.4 | 0 | 0 | 0 | 0 | 1195.25 | 0 | 0 | 0 | 443666.272 | 0
1686 | 880.8 | 0 | 0 | 0 | 0 | 1156.05 | 0 | 0 | 0 | 1102655.904 | 0
1687 | 1391.249 | 510.7871 | 510.7871 | 497.2311 | 497.2311 | 1383.4 | 725398.5592 | 179003.2063 | 81197.8433 | 1723948.9658 | 237268.2966
1688 | 1367.166 | 1434.7897 | 1434.7897 | 1396.7112 | 1367.166 | 1606.95 | 2318904.8071 | 492179.76 | 223258.2078 | 0 | 537364.5963
1689 | 1114.978 | 1170.1278 | 1170.1278 | 1139.0733 | 1114.978 | 1738.15 | 2047808.7377 | 401392.08 | 182075.9074 | 0 | 291956.9893
1690 | 991.078 | 1478.6688 | 1040.0994 | 1439.4257 | 991.078 | 1697.25 | 1778350.4047 | 356788.08 | 161843.0374 | 0 | 300048.8645
1691 | 1722.516 | 2062.1837 | 1807.7163 | 2007.4545 | 1722.516 | 1540.15 | 2804027.9633 | 620105.76 | 281286.8628 | 0 | 792098.9826
1692 | 1259.699 | 2345.5995 | 1322.0071 | 2283.3486 | 1259.699 | 1531.1 | 2039593.1679 | 453491.64 | 205708.8467 | 0 | 590672.8611
1693 | 1018.275 | 2352.1608 | 1068.6416 | 2289.7357 | 1018.275 | 1517.5 | 1633890.7867 | 366579 | 166284.3075 | 0 | 491317.6875
1694 | 905.101 | 3138.4938 | 949.8697 | 3055.1999 | 905.101 | 1575.75 | 1507100.0264 | 325836.36 | 147802.9933 | 0 | 383989.0993
1695 | 1153.41 | 3460.4815 | 1210.4608 | 3368.6422 | 1153.41 | 1706.85 | 2075917.2481 | 415227.6 | 188351.853 | 0 | 338122.1415
1696 | 1638.025 | 2630.2537 | 1719.0461 | 2560.4482 | 1638.025 | 1753.7 | 3031490.0054 | 589689 | 267489.4825 | 0 | 403445.5575
1697 | 1603.774 | 1493.292 | 1493.292 | 1453.6609 | 1453.6609 | 1783.2 | 2734239.5444 | 523317.9127 | 237382.8198 | 289465.553 | 306927.012
1698 | 1509.175 | 299.2847 | 299.2847 | 291.3419 | 291.3419 | 1751.35 | 537412.6474 | 104883.0735 | 47576.1275 | 2348367.1082 | 70551.205
1699 | 994.822 | 1044.0286 | 1044.0286 | 1016.3206 | 994.822 | 1774.85 | 1855556.4418 | 358135.92 | 162454.4326 | 0 | 223984.1733
1700 | 1233.6 | 1294.6172 | 1294.6172 | 1260.2588 | 1233.6 | 1762.55 | 2288401.4826 | 444096 | 201446.88 | 0 | 292918.32
1701 | 1465.6 | 1538.0925 | 1538.0925 | 1497.2724 | 1465.6 | 1764.4 | 2721227.3241 | 527616 | 239332.48 | 0 | 345295.36
1702 | 1463.2 | 1535.5738 | 1535.5738 | 1494.8205 | 1463.2 | 1836.3 | 2832696.8719 | 526752 | 238940.56 | 0 | 239525.84
1703 | 1261.6 | 1324.0021 | 1324.0021 | 1288.8639 | 1261.6 | 1806 | 2402833.8729 | 454176 | 206019.28 | 0 | 244750.4
1704 | 1423.2 | 750.0604 | 750.0604 | 730.1542 | 730.1542 | 1667.35 | 1282545.6184 | 262855.5279 | 119234.1881 | 1336411.2197 | 205898.3746
1705 | 1556.8 | 0 | 0 | 0 | 0 | 1623.2 | 0 | 0 | 0 | 1948926.784 | 0
1706 | 1232.8 | 0 | 0 | 0 | 0 | 1580.4 | 0 | 0 | 0 | 1543317.664 | 0
1707 | 1564 | 0 | 0 | 0 | 0 | 1534.7 | 0 | 0 | 0 | 1957940.32 | 0
1708 | 1275.2 | 0 | 0 | 0 | 0 | 1532.85 | 0 | 0 | 0 | 1596397.376 | 0
1709 | 1312.8 | 0 | 0 | 0 | 0 | 1533.2 | 0 | 0 | 0 | 1643468.064 | 0
1710 | 1168 | 0 | 0 | 0 | 0 | 1539.05 | 0 | 0 | 0 | 1462195.84 | 0
1711 | 1272.8 | 1335.7561 | 1335.7561 | 1300.3059 | 1272.8 | 1651.2 | 2214411.4497 | 458208 | 207848.24 | 0 | 443952.64
1712 | 922.415 | 968.0401 | 968.0401 | 942.3489 | 922.415 | 1648.3 | 1605032.6176 | 332069.4 | 150630.3695 | 0 | 324413.3555
1713 | 1110.192 | 1165.1051 | 1165.1051 | 1134.1838 | 1110.192 | 1740.65 | 2042222.63 | 399669.12 | 181294.3536 | 0 | 287928.2952
1714 | 1567.16 | 1644.676 | 1644.676 | 1601.0272 | 1567.16 | 1719.75 | 2853083.7097 | 564177.6 | 255917.228 | 0 | 439196.59
1715 | 1212.443 | 1958.5808 | 1272.4137 | 1906.6011 | 1212.443 | 1579.45 | 2026709.8578 | 436479.48 | 197991.9419 | 0 | 509892.9036
1716 | 1091.61 | 2219.6598 | 1145.604 | 2160.7512 | 1091.61 | 1531.1 | 1766444.0677 | 392979.6 | 178259.913 | 0 | 511855.929
1717 | 971.536 | 2240.3909 | 1019.5897 | 2180.9321 | 971.536 | 1590.4 | 1631767.9344 | 349752.96 | 158651.8288 | 0 | 397941.1456
1718 | 1055.456 | 2949.1025 | 1107.6617 | 2870.8349 | 1055.456 | 1578.6 | 1759744.091 | 379964.16 | 172355.9648 | 0 | 444769.1584
1719 | 957.674 | 3364.1713 | 1005.0431 | 3274.888 | 957.674 | 1639.35 | 1656678.8231 | 344762.64 | 156388.1642 | 0 | 345385.1281
1720 | 997.558 | 2542.0621 | 1046.8999 | 2474.5971 | 997.558 | 1645.35 | 1731032.8588 | 359120.88 | 162901.2214 | 0 | 353783.9447
1721 | 1166.299 | 1428.7805 | 1223.9873 | 1390.8614 | 1166.299 | 1692.2 | 2079344.8033 | 419867.64 | 190456.6267 | 0 | 358986.8322
1722 | 1040.947 | 1092.4351 | 1092.4351 | 1063.4424 | 1040.947 | 1726.35 | 1892604.8721 | 374740.92 | 169986.6451 | 0 | 284855.1465
1723 | 1287.915 | 1351.6188 | 1351.6188 | 1315.7475 | 1287.915 | 1780.85 | 2411686.7946 | 463649.4 | 210316.5195 | 0 | 282246.5723
1724 | 1227.2 | 1287.9006 | 1287.9006 | 1253.7204 | 1227.2 | 1865.45 | 2413343.5389 | 441792 | 200401.76 | 0 | 165119.76
1725 | 1147.2 | 1203.9436 | 1203.9436 | 1171.9916 | 1147.2 | 1820.4 | 2198959.6585 | 412992 | 187337.76 | 0 | 206037.12
1726 | 1378.4 | 1446.5794 | 1446.5794 | 1408.188 | 1378.4 | 1836.3 | 2669817.7663 | 496224 | 225092.72 | 0 | 225644.08
1727 | 1175.2 | 1233.3286 | 1233.3286 | 1200.5967 | 1175.2 | 1806.6 | 2239146.5208 | 423072 | 191910.16 | 0 | 227283.68
1728 | 160.8 | 168.7536 | 168.7536 | 164.275 | 160.8 | 1691.35 | 286546.1508 | 57888 | 26258.64 | 0 | 49630.92
1729 | 104.8 | 109.9837 | 109.9837 | 107.0648 | 104.8 | 1768.25 | 195546.8469 | 37728 | 17113.84 | 0 | 24287.4
1730 | 106.4 | 111.6628 | 111.6628 | 108.6994 | 106.4 | 1667.9 | 187242.4607 | 38304 | 17375.12 | 0 | 35335.44
1731 | 102.4 | 107.465 | 107.465 | 104.6129 | 102.4 | 1611.7 | 174164.2557 | 36864 | 16721.92 | 0 | 39761.92
1732 | 108 | 113.342 | 113.342 | 110.3339 | 108 | 1559 | 177731.9795 | 38880 | 17636.4 | 0 | 47628
1733 | 101.6 | 106.6254 | 106.6254 | 103.7956 | 101.6 | 1527.5 | 163770.4807 | 36576 | 16591.28 | 0 | 48006
1734 | 104 | 109.1441 | 109.1441 | 106.2475 | 104 | 1574.7 | 172682.7784 | 37440 | 16983.2 | 0 | 44231.2
1735 | 86.785 | 91.0776 | 91.0776 | 88.6605 | 86.785 | 1722.3 | 157630.2288 | 31242.6 | 14171.9905 | 0 | 24100.1945
1736 | 102.491 | 107.5605 | 107.5605 | 104.7059 | 102.491 | 1741.9 | 188514.8622 | 36896.76 | 16736.7803 | 0 | 26452.9271
1737 | 1053.719 | 1105.8388 | 1105.8388 | 1076.4904 | 1053.719 | 1837.15 | 2046129.1877 | 379338.84 | 172072.3127 | 0 | 171598.1391
1738 | 1351.25 | 1571.8527 | 1418.0854 | 1530.1366 | 1351.25 | 1754.25 | 2510353.1984 | 486450 | 220659.125 | 0 | 332069.6875
1739 | 1014.359 | 2134.7436 | 1064.5319 | 2078.0886 | 1014.359 | 1613.05 | 1731675.2307 | 365169.24 | 165644.8247 | 0 | 392506.215
1740 | 1130.671 | 1186.597 | 1186.597 | 1155.1054 | 1130.671 | 1645.35 | 1969508.1355 | 407041.56 | 184638.5743 | 0 | 400992.4702
1741 | 1327.615 | 1909.3903 | 1393.2814 | 1858.7162 | 1327.615 | 1673.1 | 2351998.651 | 477941.4 | 216799.5295 | 0 | 433997.3435
1742 | 1312.509 | 4056.823 | 1377.4292 | 3949.1571 | 1312.509 | 1782.5 | 2480676.9519 | 472503.24 | 214332.7197 | 0 | 285470.7075
1743 | 1182.509 | 3519.0793 | 1240.9991 | 3425.6849 | 1182.509 | 1773.35 | 2216686.8874 | 425703.24 | 193103.7197 | 0 | 268015.6649
1744 | 1270.68 | 2673.1778 | 1333.5313 | 2602.2331 | 1270.68 | 1782.2 | 2390060.0577 | 457444.8 | 207502.044 | 0 | 276754.104
1745 | 1403.753 | 1516.3771 | 1473.1864 | 1476.1332 | 1403.753 | 1809.2 | 2676190.1049 | 505351.08 | 229232.8649 | 0 | 267836.0724
1746 | 1739.825 | 304.2413 | 304.2413 | 296.1669 | 296.1669 | 1856.3 | 578447.8195 | 106620.0975 | 48364.0609 | 2783828.9405 | 41215.8903
1747 | 1588.775 | 1667.3601 | 1667.3601 | 1623.1093 | 1588.775 | 1883.35 | 3145831.5082 | 571959 | 259446.9575 | 0 | 185330.6037
1748 | 1500.8 | 1575.0336 | 1575.0336 | 1533.2331 | 1500.8 | 1865.55 | 2946858.6269 | 540288 | 245080.64 | 0 | 201782.56
1749 | 1536 | 1611.9747 | 1611.9747 | 1569.1938 | 1536 | 1850.4 | 2986108.5074 | 552960 | 250828.8 | 0 | 229785.6
1750 | 1589.6 | 1668.2259 | 1668.2259 | 1623.9521 | 1589.6 | 1836.3 | 3070394.9238 | 572256 | 259581.68 | 0 | 260217.52
1751 | 1916 | 1888.3791 | 1888.3791 | 1838.2625 | 1838.2625 | 1816.05 | 3520213.8126 | 661774.5002 | 300188.2663 | 277887.9286 | 330374.7519
1752 | 192 | 201.4968 | 201.4968 | 196.1492 | 192 | 1798.85 | 364499.8681 | 69120 | 31353.6 | 0 | 20568.7944
1753 | 107.2 | 0 | 0 | 0 | 0 | 1783.05 | 0 | 0 | 0 | 134201.536 | 0
1754 | 116 | 0 | 0 | 0 | 0 | 1765.4 | 0 | 0 | 0 | 145218.08 | 0
1755 | 110.4 | 0 | 0 | 0 | 0 | 1690.2 | 0 | 0 | 0 | 138207.552 | 0
1756 | 110.4 | 0 | 0 | 0 | 0 | 1666.85 | 0 | 0 | 0 | 138207.552 | 0
1757 | 108 | 0 | 0 | 0 | 0 | 1667.2 | 0 | 0 | 0 | 135203.04 | 0
1758 | 110.4 | 0 | 0 | 0 | 0 | 1673.05 | 0 | 0 | 0 | 138207.552 | 0
1759 | 103.221 | 108.3266 | 108.3266 | 105.4517 | 103.221 | 1783.65 | 194162.1436 | 37159.56 | 16855.9893 | 0 | 22331.8633
1760 | 126.773 | 133.0435 | 133.0435 | 129.5126 | 126.773 | 1726.8 | 231153.158 | 45638.28 | 20702.0309 | 0 | 34634.3836
1761 | 999.966 | 1049.427 | 1049.427 | 1021.5758 | 999.966 | 1832.7 | 1934852.8187 | 359987.76 | 163294.4478 | 0 | 167294.3118
1762 | 1972.895 | 2070.4797 | 2070.4797 | 2015.5303 | 1972.895 | 1796.3 | 3750582.1136 | 710242.2 | 322173.7535 | 0 | 401878.7115
1763 | 1497.263 | 2206.3285 | 1571.3217 | 2147.7737 | 1497.263 | 1686.25 | 2668672.8375 | 539014.68 | 244503.0479 | 0 | 469766.2663
1764 | 1447.357 | 2246.8755 | 1518.9472 | 2187.2447 | 1447.357 | 1667.7 | 2545173.8163 | 521048.52 | 236353.3981 | 0 | 480956.7311
1765 | 1492.397 | 3060.4515 | 1566.215 | 2979.2288 | 1492.397 | 1673.1 | 2631286.8641 | 537262.92 | 243708.4301 | 0 | 487864.5793
1766 | 1665.983 | 4035.4318 | 1748.387 | 3928.3336 | 1665.983 | 1624.9 | 2858014.4876 | 599753.88 | 272055.0239 | 0 | 624910.2233
1767 | 1335.156 | 3399.6253 | 1401.1964 | 3309.4011 | 1335.156 | 1716.35 | 2416460.0696 | 480656.16 | 218030.9748 | 0 | 378716.9994
1768 | 1587.901 | 2557.0159 | 1666.4429 | 2489.1541 | 1587.901 | 1747.7 | 2920624.9363 | 571644.36 | 259304.2333 | 0 | 400627.4223
1769 | 1409.122 | 1395.5975 | 1395.5975 | 1358.5591 | 1358.5591 | 1781.7 | 2544681.744 | 489081.2918 | 221852.7082 | 97501.1645 | 288831.6385
1770 | 1956.792 | 265.8877 | 265.8877 | 258.8312 | 258.8312 | 1804.85 | 491577.262 | 93179.2172 | 42267.1282 | 3274205.0574 | 49192.4363
1771 | 1705.486 | 1789.8439 | 1789.8439 | 1742.3425 | 1705.486 | 1868.9 | 3353902.7637 | 613974.96 | 278505.8638 | 0 | 214457.8374
1772 | 1647.2 | 1728.675 | 1728.675 | 1682.7969 | 1647.2 | 1814 | 3145582.7086 | 592992 | 268987.76 | 0 | 306379.2
1773 | 1580.8 | 1658.9906 | 1658.9906 | 1614.9619 | 1580.8 | 1789.45 | 2975317.8303 | 569088 | 258144.64 | 0 | 332837.44
1774 | 1783.2 | 1871.4019 | 1871.4019 | 1821.7359 | 1783.2 | 1836.25 | 3448923.5761 | 641952 | 291196.56 | 0 | 291999
1775 | 1466.4 | 1538.9321 | 1538.9321 | 1498.0897 | 1466.4 | 1816 | 2809292.6726 | 527904 | 239463.12 | 0 | 269817.6
1776 | 1642.4 | 0 | 0 | 0 | 0 | 1798.85 | 0 | 0 | 0 | 3167066.1984 | 0
1777 | 1504 | 0 | 0 | 0 | 0 | 1778.15 | 0 | 0 | 0 | 2900187.264 | 0
1778 | 1396 | 0 | 0 | 0 | 0 | 1755.5 | 0 | 0 | 0 | 2691929.136 | 0
1779 | 1258.4 | 0 | 0 | 0 | 0 | 1668.7 | 0 | 0 | 0 | 2426592.8544 | 0
1780 | 1348.8 | 0 | 0 | 0 | 0 | 1666.85 | 0 | 0 | 0 | 2600912.6208 | 0
1781 | 1135.2 | 0 | 0 | 0 | 0 | 1667.2 | 0 | 0 | 0 | 2189024.3232 | 0
1782 | 1196.8 | 0 | 0 | 0 | 0 | 1673.05 | 0 | 0 | 0 | 2307808.5888 | 0
1783 | 1208.997 | 227.8688 | 227.8688 | 221.8213 | 221.8213 | 1783.65 | 416907.4101 | 79855.6586 | 36223.414 | 1903586.7473 | 41337.1291
1784 | 230.659 | 242.068 | 242.068 | 235.6437 | 230.659 | 1741.9 | 423726.3689 | 83037.24 | 37666.6147 | 0 | 59533.0879
1785 | 288.152 | 511.0715 | 302.4048 | 497.508 | 288.152 | 1838.15 | 560205.9718 | 103734.72 | 47055.2216 | 0 | 46637.4012
1786 | 332.224 | 1441.2303 | 348.6567 | 1402.9808 | 332.224 | 1749.75 | 615201.8946 | 119600.64 | 54252.1792 | 0 | 83139.056
1787 | 287.755 | 2016.7619 | 301.9871 | 1963.2382 | 287.755 | 1695.75 | 515177.2212 | 103591.8 | 46990.3915 | 0 | 87549.4587
1788 | 233.034 | 2320.3505 | 244.5605 | 2258.7697 | 233.034 | 1642.25 | 404026.7812 | 83892.24 | 38054.4522 | 0 | 83367.9135
1789 | 257.376 | 3258.4652 | 270.1065 | 3171.9873 | 257.376 | 1638.15 | 445022.4743 | 92655.36 | 42029.5008 | 0 | 93131.5056
1790 | 254.785 | 3911.1271 | 267.3874 | 3807.3279 | 254.785 | 1625 | 437648.0476 | 91722.6 | 41606.3905 | 0 | 95544.375
1791 | 276.33 | 3351.5232 | 289.998 | 3262.5756 | 276.33 | 1744.85 | 509984.4516 | 99478.8 | 45124.689 | 0 | 70505.5995
1792 | 204.693 | 2485.8235 | 214.8177 | 2419.8511 | 204.693 | 1828.7 | 393975.7451 | 73689.48 | 33426.3669 | 0 | 35063.9109
1793 | 301.357 | 1272.802 | 316.2629 | 1239.0225 | 301.357 | 1885.7 | 597201.1858 | 108488.52 | 49211.5981 | 0 | 34445.1051
1794 | 228.211 | 250.6484 | 239.4989 | 243.9964 | 228.211 | 1886.25 | 452289.7892 | 82155.96 | 37266.8563 | 0 | 25959.0012
1795 | 216.305 | 227.004 | 227.004 | 220.9795 | 216.305 | 1883.85 | 428205.6992 | 77869.8 | 35322.6065 | 0 | 25123.8258
1796 | 242.4 | 254.3898 | 254.3898 | 247.6384 | 242.4 | 1865.55 | 475574.2602 | 87264 | 39583.92 | 0 | 32590.68
1797 | 200.8 | 210.7321 | 210.7321 | 205.1394 | 200.8 | 1850.35 | 390375.2402 | 72288 | 32790.64 | 0 | 30049.72
1798 | 296 | 310.641 | 310.641 | 302.3967 | 296 | 1836.3 | 571472.3542 | 106560 | 48336.8 | 0 | 48455.2
1799 | 268 | 281.256 | 281.256 | 273.7916 | 268 | 1816.05 | 513126.2169 | 96480 | 43764.4 | 0 | 49298.6
1800 | 291.2 | 305.6035 | 305.6035 | 297.493 | 291.2 | 1798.8 | 552656.2184 | 104832 | 47552.96 | 0 | 58589.44
1801 | 237.6 | 249.3523 | 249.3523 | 242.7347 | 237.6 | 1769.65 | 443880.0991 | 85536 | 38800.08 | 0 | 54731.16
1802 | 191.2 | 200.6573 | 200.6573 | 195.3319 | 191.2 | 1769.35 | 357635.8044 | 68832 | 31222.96 | 0 | 44100.28
1803 | 243.2 | 255.2293 | 255.2293 | 248.4557 | 243.2 | 1752.4 | 450670.2155 | 87552 | 39714.56 | 0 | 60216.32
1804 | 204 | 214.0904 | 214.0904 | 208.4085 | 204 | 1671.85 | 360399.4706 | 73440 | 33313.2 | 0 | 66942.6
1805 | 236 | 247.6732 | 247.6732 | 241.1001 | 236 | 1708.1 | 425762.6254 | 84960 | 38538.8 | 0 | 68888.4
1806 | 293.6 | 308.1222 | 308.1222 | 299.9449 | 293.6 | 1748.1 | 541438.4922 | 105696 | 47944.88 | 0 | 73957.84
1807 | 169.6 | 177.9889 | 177.9889 | 173.2651 | 169.6 | 1784.9 | 319329.1436 | 61056 | 27695.68 | 0 | 36480.96
1808 | 205.306 | 215.461 | 215.461 | 209.7428 | 205.306 | 1791.75 | 388151.2891 | 73910.16 | 33526.4698 | 0 | 42754.9745
1809 | 1200.592 | 1259.9765 | 1259.9765 | 1226.5374 | 1200.592 | 1835.45 | 2330188.514 | 432213.12 | 196056.6736 | 0 | 197557.4136
1810 | 1832.064 | 1922.6828 | 1922.6828 | 1871.6559 | 1832.064 | 1724.2 | 3347456.5524 | 659543.04 | 299176.0512 | 0 | 505283.2512
1811 | 1718.381 | 3945.9231 | 1803.3768 | 3841.2004 | 1718.381 | 1621.85 | 2949230.8695 | 618617.16 | 280611.6173 | 0 | 649805.7752
1812 | 1345.557 | 4240.1714 | 1412.1119 | 4127.6396 | 1345.557 | 1664.3 | 2367722.13 | 484400.52 | 219729.4581 | 0 | 451703.4849
1813 | 1408.003 | 4186.8451 | 1477.6466 | 4075.7285 | 1408.003 | 1659.85 | 2473762.6795 | 506881.08 | 229926.8899 | 0 | 478932.2205
1814 | 1247.32 | 3287.4629 | 1309.0158 | 3200.2154 | 1247.32 | 1632.1 | 2154103.1652 | 449035.2 | 203687.356 | 0 | 458889.028
1815 | 1222.285 | 2847.7664 | 1282.7425 | 2772.1882 | 1222.285 | 1651.2 | 2129992.6908 | 440022.6 | 199599.1405 | 0 | 426333.008
1816 | 1327.605 | 2381.2571 | 1393.2719 | 2318.0598 | 1327.605 | 1683.9 | 2357404.3524 | 477937.8 | 216797.8965 | 0 | 419655.9405
1817 | 1517.328 | 1389.3448 | 1389.3448 | 1352.4724 | 1352.4724 | 1817.85 | 2588275.1724 | 486890.0598 | 220858.741 | 317893.7137 | 239921.9691
1818 | 1493.831 | 267.3023 | 267.3023 | 260.2083 | 260.2083 | 1803.05 | 494146.669 | 93674.9843 | 42492.0137 | 2378814.41 | 49910.2812
1819 | 1418.435 | 1488.5946 | 1488.5946 | 1449.0881 | 1418.435 | 1839.75 | 2744112.1528 | 510636.6 | 231630.4355 | 0 | 227304.2088
1820 | 1030.4 | 1081.3664 | 1081.3664 | 1052.6675 | 1030.4 | 1779.85 | 1928808.6693 | 370944 | 168264.32 | 0 | 226842.56
1821 | 1524 | 1599.3812 | 1599.3812 | 1556.9345 | 1524 | 1742.25 | 2792028.0361 | 548640 | 248869.2 | 0 | 392811
1822 | 1386.4 | 1454.9751 | 1454.9751 | 1416.3608 | 1386.4 | 1823.8 | 2662791.4102 | 499104 | 226399.12 | 0 | 244283.68
1823 | 1324 | 1389.4886 | 1389.4886 | 1352.6123 | 1324 | 1810.65 | 2525880.7744 | 476640 | 216209.2 | 0 | 250699.4
1824 | 1220 | 683.8047 | 683.8047 | 665.6569 | 665.6569 | 1795.75 | 1259678.7208 | 239636.4863 | 108701.7728 | 1068948.6572 | 113528.686
1825 | 1348.8 | 0 | 0 | 0 | 0 | 1720.9 | 0 | 0 | 0 | 1688535.744 | 0
1826 | 1544.8 | 0 | 0 | 0 | 0 | 1757.65 | 0 | 0 | 0 | 1933904.224 | 0
1827 | 1356 | 0 | 0 | 0 | 0 | 1706.9 | 0 | 0 | 0 | 1697549.28 | 0
1828 | 1223.2 | 0 | 0 | 0 | 0 | 1667.6 | 0 | 0 | 0 | 1531299.616 | 0
1829 | 995.2 | 0 | 0 | 0 | 0 | 1665.8 | 0 | 0 | 0 | 1245870.976 | 0
1830 | 1268 | 0 | 0 | 0 | 0 | 1636.1 | 0 | 0 | 0 | 1587383.84 | 0
1831 | 1071.282 | 1124.2705 | 1124.2705 | 1094.433 | 1071.282 | 1658.25 | 1877103.6954 | 385661.52 | 174940.3506 | 0 | 366110.6235
1832 | 1080.559 | 1134.0064 | 1134.0064 | 1103.9105 | 1080.559 | 1666.5 | 1903499.0808 | 389001.24 | 176455.2847 | 0 | 360366.4265
1833 | 1433.37 | 1504.2684 | 1504.2684 | 1464.3459 | 1433.37 | 1651.75 | 2509869.0954 | 516013.2 | 234069.321 | 0 | 499171.1025
1834 | 1536.183 | 1612.1668 | 1612.1668 | 1569.3807 | 1536.183 | 1565.2 | 2551295.4779 | 553025.88 | 250858.6839 | 0 | 667932.3684
1835 | 1523.623 | 1891.6964 | 1598.9845 | 1841.4918 | 1523.623 | 1555.1 | 2516238.3336 | 548504.28 | 248807.6359 | 0 | 677859.8727
1836 | 1417.562 | 2097.2683 | 1487.6774 | 2041.6079 | 1417.562 | 1549.65 | 2333774.1407 | 510322.32 | 231487.8746 | 0 | 638399.0467
1837 | 1857.995 | 2147.7601 | 1949.8965 | 2090.7597 | 1857.995 | 1395.95 | 2754375.316 | 668878.2 | 303410.5835 | 0 | 1122321.8798
1838 | 1821.112 | 1911.1891 | 1911.1891 | 1860.4672 | 1821.112 | 731.5 | 1414658.4157 | 655600.32 | 297387.5896 | 0 | 2310080.572
1839 | 2055.08 | 2570.0513 | 2156.7298 | 2501.8435 | 2055.08 | 1416.75 | 3082765.5213 | 739828.8 | 335594.564 | 0 | 1198625.41
1840 | 1685.353 | 2365.2864 | 1768.7151 | 2302.513 | 1685.353 | 1350.3 | 2403769.8486 | 606727.08 | 275218.1449 | 0 | 1094973.8441
1841 | 1935.979 | 1326.6814 | 1326.6814 | 1291.472 | 1291.472 | 1576.35 | 2146843.716 | 464929.9284 | 210897.3814 | 1242813.1154 | 532849.6004
1842 | 1652.92 | 248.752 | 248.752 | 242.1503 | 242.1503 | 1588.1 | 404460.96 | 87174.1087 | 39543.1443 | 2720409.781 | 97137.9651
1843 | 1211.742 | 1271.678 | 1271.678 | 1237.9284 | 1211.742 | 1767.15 | 2253887.5958 | 436227.12 | 197877.4686 | 0 | 282154.1247
1844 | 1214.4 | 1274.4675 | 1274.4675 | 1240.6438 | 1214.4 | 1811.25 | 2321117.6166 | 437184 | 198311.52 | 0 | 229218
1845 | 1048 | 1099.8369 | 1099.8369 | 1070.6478 | 1048 | 1792.65 | 1983231.7004 | 377280 | 171138.4 | 0 | 217302.8
1846 | 1320.8 | 1386.1303 | 1386.1303 | 1349.3432 | 1320.8 | 1776.85 | 2474489.0651 | 475488 | 215686.64 | 0 | 294736.52
1847 | 1692 | 1775.6909 | 1775.6909 | 1728.565 | 1692 | 1769 | 3156726.8267 | 609120 | 276303.6 | 0 | 390852
1848 | 1456.8 | 911.3167 | 911.3167 | 887.1308 | 887.1308 | 1704.35 | 1596062.2499 | 319367.0997 | 144868.465 | 1098502.1702 | 228496.3547
1849 | 1660.8 | 0 | 0 | 0 | 0 | 1680.2 | 0 | 0 | 0 | 2079122.304 | 0
1850 | 1558.4 | 0 | 0 | 0 | 0 | 1639.4 | 0 | 0 | 0 | 1950929.792 | 0
1851 | 1351.2 | 0 | 0 | 0 | 0 | 1570.35 | 0 | 0 | 0 | 1691540.256 | 0
1852 | 954.4 | 0 | 0 | 0 | 0 | 1527.15 | 0 | 0 | 0 | 1194794.272 | 0
1853 | 1149.6 | 0 | 0 | 0 | 0 | 1491.05 | 0 | 0 | 0 | 1439161.248 | 0
1854 | 950.4 | 0 | 0 | 0 | 0 | 1533.35 | 0 | 0 | 0 | 1189786.752 | 0
1855 | 1003.501 | 1053.1369 | 1053.1369 | 1025.1872 | 1003.501 | 1657.2 | 1755673.9841 | 361260.36 | 163871.7133 | 0 | 344000.1428
1856 | 1142.233 | 1198.7309 | 1198.7309 | 1166.9173 | 1142.233 | 1705.3 | 2058137.6208 | 411203.88 | 186526.6489 | 0 | 336616.0651
1857 | 1496.27 | 1570.2796 | 1570.2796 | 1528.6052 | 1496.27 | 1786.2 | 2818476.4883 | 538657.2 | 244340.891 | 0 | 319902.526
1858 | 1685.004 | 1768.3489 | 1768.3489 | 1721.4178 | 1685.004 | 1725.75 | 3069760.075 | 606601.44 | 275161.1532 | 0 | 462112.347
1859 | 1751.14 | 2180.8297 | 1837.7551 | 2122.9516 | 1751.14 | 1613.05 | 2980502.079 | 630410.4 | 285961.162 | 0 | 677603.623
1860 | 1623.245 | 2477.6009 | 1703.5351 | 2411.8468 | 1623.245 | 1667.7 | 2853565.2947 | 584368.2 | 265075.9085 | 0 | 539404.3135
1861 | 1835.131 | 2496.1691 | 1925.9015 | 2429.9221 | 1835.131 | 1590.4 | 3080817.8998 | 660647.16 | 299676.8923 | 0 | 751669.6576
1862 | 1759.08 | 2026.673 | 1846.0889 | 1972.8863 | 1759.08 | 1685.4 | 3126620.4496 | 633268.8 | 287257.764 | 0 | 553406.568
1863 | 1738.997 | 3539.6268 | 1825.0125 | 3445.687 | 1738.997 | 1706.85 | 3124110.6465 | 626038.92 | 283978.2101 | 0 | 509786.9706
1864 | 1558.583 | 2675.6807 | 1635.6747 | 2604.6696 | 1558.583 | 1747.7 | 2863479.4216 | 561089.88 | 254516.6039 | 0 | 393230.4909
1865 | 1589.517 | 1499.3191 | 1499.3191 | 1459.528 | 1459.528 | 1829.75 | 2804926.6828 | 525430.0721 | 238340.9188 | 250659.9111 | 241998.117
1866 | 1636.574 | 296.0461 | 296.0461 | 288.1892 | 288.1892 | 1871.9 | 566360.088 | 103748.1051 | 47061.2932 | 2600112.0211 | 35953.3146
1867 | 1446.081 | 1517.6081 | 1517.6081 | 1477.3316 | 1446.081 | 1883.75 | 2862513.9613 | 520589.16 | 236145.0273 | 0 | 168106.9163
1868 | 1508 | 1582.5898 | 1582.5898 | 1540.5887 | 1508 | 1860.45 | 2951216.7533 | 542880 | 246256.4 | 0 | 210441.4
1869 | 1304 | 1368.4994 | 1368.4994 | 1332.1801 | 1304 | 1840.95 | 2522747.9188 | 469440 | 212943.2 | 0 | 207401.2
1870 | 1274.4 | 1337.4353 | 1337.4353 | 1301.9405 | 1274.4 | 1836.3 | 2459683.941 | 458784 | 208109.52 | 0 | 208619.28
1871 | 1512.8 | 1587.6272 | 1587.6272 | 1545.4924 | 1512.8 | 1816.05 | 2895591.1132 | 544608 | 247040.24 | 0 | 278279.56
1872 | 1444 | 153.5049 | 153.5049 | 149.431 | 149.431 | 1793.75 | 282504.8463 | 53795.1503 | 24402.0779 | 2496338.1678 | 9084.075
1873 | 1532 | 0 | 0 | 0 | 0 | 1638.25 | 0 | 0 | 0 | 1917880.16 | 0
1874 | 1208.8 | 0 | 0 | 0 | 0 | 1709 | 0 | 0 | 0 | 1513272.544 | 0
1875 | 1256.8 | 0 | 0 | 0 | 0 | 1665.2 | 0 | 0 | 0 | 1573362.784 | 0
1876 | 1124 | 0 | 0 | 0 | 0 | 1654.85 | 0 | 0 | 0 | 1407113.12 | 0
1877 | 1070.4 | 0 | 0 | 0 | 0 | 1610.2 | 0 | 0 | 0 | 1340012.352 | 0
1878 | 1064 | 0 | 0 | 0 | 0 | 1638.55 | 0 | 0 | 0 | 1332000.32 | 0
1879 | 1158.633 | 1215.9421 | 1215.9421 | 1183.6717 | 1158.633 | 1685.7 | 2065785.5727 | 417107.88 | 189204.7689 | 0 | 364158.3519
1880 | 1337.607 | 1403.7687 | 1403.7687 | 1366.5134 | 1337.607 | 1693.3 | 2393558.022 | 481538.52 | 218431.2231 | 0 | 410244.0669
1881 | 1602.436 | 1681.6968 | 1681.6968 | 1637.0655 | 1602.436 | 1734.65 | 2931974.4191 | 576876.96 | 261677.7988 | 0 | 425206.3926
1882 | 1659.929 | 1742.0336 | 1742.0336 | 1695.801 | 1659.929 | 1687.75 | 2959334.9247 | 597574.44 | 271066.4057 | 0 | 518312.8302
1883 | 0 | 1627.3367 | 0 | 1584.1481 | 0 | 1625.85 | 0 | 0 | 0 | 0 | 0
1884 | 1537.528 | 2592.5559 | 1613.5772 | 2523.7509 | 1537.528 | 1573.95 | 2558338.5988 | 553510.08 | 251078.3224 | 0 | 655063.8044
1885 | 1283.8 | 2538.2137 | 1347.2992 | 2470.8509 | 1283.8 | 1517.5 | 2059853.1361 | 462168 | 209644.54 | 0 | 619433.5
1886 | 1608.326 | 2101.0485 | 1687.8771 | 2045.2878 | 1608.326 | 1539.3 | 2620002.3475 | 578997.36 | 262639.6358 | 0 | 740955.7882
1887 | 1597.92 | 2926.3638 | 1676.9574 | 2848.6997 | 1597.92 | 1560.75 | 2627620.5648 | 575251.2 | 260940.336 | 0 | 701886.36
1888 | 1735.168 | 2739.6161 | 1820.9941 | 2666.9082 | 1735.168 | 1612.45 | 2940443.2822 | 624660.48 | 283352.9344 | 0 | 672464.3584
1889 | 1535.971 | 1543.2192 | 1543.2192 | 1502.263 | 1502.263 | 1759.2 | 2778357.9206 | 540814.6686 | 245319.5427 | 64999.737 | 352301.7176
1890 | 1401.399 | 296.9969 | 296.9969 | 289.1148 | 289.1148 | 1777.35 | 540580.5586 | 104081.3136 | 47212.4403 | 2144835.4967 | 62690.8925
1891 | 1316.835 | 1381.9692 | 1381.9692 | 1345.2925 | 1316.835 | 1777.35 | 2463232.8292 | 474060.6 | 215039.1555 | 0 | 293193.3127
1892 | 1148 | 1204.7832 | 1204.7832 | 1172.8089 | 1148 | 1758.05 | 2128602.005 | 413280 | 187468.4 | 0 | 277758.6
1893 | 1382.4 | 1450.7772 | 1450.7772 | 1412.2744 | 1382.4 | 1718.9 | 2504032.8897 | 497664 | 225745.92 | 0 | 388592.64
1894 | 1640.8 | 1721.9584 | 1721.9584 | 1676.2586 | 1640.8 | 1821.85 | 3150901.5542 | 590688 | 267942.64 | 0 | 292308.52
1895 | 1377.6 | 1445.7398 | 1445.7398 | 1407.3707 | 1377.6 | 1797.15 | 2616855.5431 | 495936 | 224962.08 | 0 | 279446.16
1896 | 1239.2 | 755.1262 | 755.1262 | 735.0856 | 735.0856 | 1713.85 | 1332471.3935 | 264630.801 | 120039.4717 | 972091.9439 | 178411.3773
1897 | 950.4 | 0 | 0 | 0 | 0 | 1472.8 | 0 | 0 | 0 | 1189786.752 | 0
1898 | 1244.8 | 0 | 0 | 0 | 0 | 1459.8 | 0 | 0 | 0 | 1558340.224 | 0
1899 | 963.2 | 0 | 0 | 0 | 0 | 1366.4 | 0 | 0 | 0 | 1205810.816 | 0
1900 | 860.8 | 0 | 0 | 0 | 0 | 1149.85 | 0 | 0 | 0 | 1077618.304 | 0
1901 | 976.8 | 0 | 0 | 0 | 0 | 1150.2 | 0 | 0 | 0 | 1222836.384 | 0
1902 | 1053.6 | 0 | 0 | 0 | 0 | 1162.55 | 0 | 0 | 0 | 1318980.768 | 0
1903 | 880.938 | 924.5116 | 924.5116 | 899.9755 | 880.938 | 1473.1 | 1371209.6718 | 317137.68 | 143857.1754 | 0 | 464166.2322
1904 | 756.271 | 793.6782 | 793.6782 | 772.6144 | 756.271 | 1330.8 | 1061679.152 | 272257.56 | 123499.0543 | 0 | 506096.5532
1905 | 1395.164 | 1464.1726 | 1464.1726 | 1425.3142 | 1395.164 | 1536.95 | 2262494.3537 | 502259.04 | 227830.2812 | 0 | 646030.6902
1906 | 1631.193 | 1711.8762 | 1711.8762 | 1666.444 | 1631.193 | 1614.55 | 2777730.4247 | 587229.48 | 266373.8169 | 0 | 628743.3418
1907 | 1633.019 | 2220.2664 | 1713.7925 | 2161.3417 | 1633.019 | 1540.15 | 2657008.4993 | 587886.84 | 266672.0027 | 0 | 750943.7871
1908 | 1231.998 | 2501.0659 | 1292.9349 | 2434.6889 | 1231.998 | 1531.1 | 1993988.0007 | 443519.28 | 201185.2734 | 0 | 577683.8622
1909 | 1467.239 | 2507.9902 | 1539.8116 | 2441.4295 | 1467.239 | 1517.5 | 2356475.3723 | 528206.04 | 239600.1287 | 0 | 707942.8175
1910 | 1286.247 | 3576.7683 | 1349.8683 | 3481.8428 | 1286.247 | 1539.3 | 2092836.3657 | 463048.92 | 210044.1351 | 0 | 592573.9929
1911 | 1439.505 | 3553.3926 | 1510.7068 | 3459.0875 | 1439.505 | 1560.75 | 2372674.9754 | 518221.8 | 235071.1665 | 0 | 632302.5713
1912 | 1449.081 | 2699.6452 | 1520.7565 | 2627.9981 | 1449.081 | 1569.6 | 2400791.8988 | 521669.16 | 236634.9273 | 0 | 623684.4624
1913 | 1125.488 | 1515.7589 | 1181.1577 | 1475.5315 | 1125.488 | 1652.9 | 1963626.9922 | 405175.68 | 183792.1904 | 0 | 390656.8848
1914 | 1313.406 | 1378.3706 | 1378.3706 | 1341.7894 | 1313.406 | 1675.5 | 2321117.0214 | 472826.16 | 214479.1998 | 0 | 399869.019
1915 | 1105.904 | 1160.605 | 1160.605 | 1129.8032 | 1105.904 | 1688.9 | 1966005.0208 | 398125.44 | 180594.1232 | 0 | 344046.7344
1916 | 1031.2 | 1082.2059 | 1082.2059 | 1053.4848 | 1031.2 | 1728.05 | 1877450.7699 | 371232 | 168394.96 | 0 | 280434.84
1917 | 1051.2 | 1103.1952 | 1103.1952 | 1073.917 | 1051.2 | 1655.45 | 1834305.8547 | 378432 | 171660.96 | 0 | 362190.96
1918 | 1335.2 | 1401.2426 | 1401.2426 | 1364.0544 | 1335.2 | 1775.35 | 2500462.7513 | 480672 | 218038.16 | 0 | 299952.68
1919 | 1077.6 | 1130.901 | 1130.901 | 1100.8875 | 1077.6 | 1707.05 | 1944240.2634 | 387936 | 175972.08 | 0 | 315682.92
1920 | 1121.6 | 1177.0774 | 1177.0774 | 1145.8384 | 1121.6 | 1603.9 | 1902891.4424 | 403776 | 183157.28 | 0 | 444265.76
1921 | 1212 | 0 | 0 | 0 | 0 | 1604.35 | 0 | 0 | 0 | 1517278.56 | 0
1922 | 1262.4 | 0 | 0 | 0 | 0 | 1498.85 | 0 | 0 | 0 | 1580373.312 | 0
1923 | 1207.2 | 0 | 0 | 0 | 0 | 1456.1 | 0 | 0 | 0 | 1511269.536 | 0
1924 | 970.4 | 0 | 0 | 0 | 0 | 1324.55 | 0 | 0 | 0 | 1214824.352 | 0
1925 | 967.2 | 0 | 0 | 0 | 0 | 1195.2 | 0 | 0 | 0 | 1210818.336 | 0
1926 | 1076.8 | 17.1136 | 17.1136 | 16.6594 | 16.6594 | 1330.75 | 23388.6323 | 5997.3851 | 2720.4805 | 1327168.8106 | 0
1927 | 691.327 | 725.5219 | 725.5219 | 706.2669 | 691.327 | 1501.05 | 1094723.3258 | 248877.72 | 112893.6991 | 0 | 344937.6067
1928 | 897.95 | 942.365 | 942.365 | 917.3552 | 897.95 | 1495.3 | 1416012.3025 | 323262 | 146635.235 | 0 | 453195.365
1929 | 500.197 | 738.1239 | 524.9381 | 718.5344 | 500.197 | 1645.8 | 868186.3639 | 180070.92 | 81682.1701 | 0 | 177169.7774
1930 | 375.337 | 1545.0589 | 393.9011 | 1504.0539 | 375.337 | 1609.8 | 637519.0753 | 135121.32 | 61292.5321 | 0 | 146456.4974
1931 | 375.588 | 2020.8275 | 394.1645 | 1967.1959 | 375.588 | 1542.75 | 611998.6001 | 135211.68 | 61333.5204 | 0 | 171737.613
1932 | 389.912 | 2259.8857 | 409.1971 | 2199.9096 | 389.912 | 1536.3 | 632126.5778 | 140368.32 | 63672.6296 | 0 | 180802.1944
1933 | 750.082 | 1793.3974 | 787.1831 | 1745.8016 | 750.082 | 1520.1 | 1203638.119 | 270029.52 | 122488.3906 | 0 | 359964.3518
1934 | 1316.533 | 3859.1798 | 1381.6523 | 3756.7592 | 1316.533 | 1539.3 | 2140737.4523 | 473951.88 | 214989.8389 | 0 | 606526.7531
1935 | 1499.779 | 3305.8107 | 1573.9621 | 3218.0763 | 1499.779 | 1560.75 | 2469547.3735 | 539920.44 | 244913.9107 | 0 | 658777.9257
1936 | 1507.149 | 2477.5495 | 1581.6967 | 2411.7967 | 1507.149 | 1606.05 | 2550967.778 | 542573.64 | 246117.4317 | 0 | 593741.3486
1937 | 1397.369 | 1369.7367 | 1369.7367 | 1333.3846 | 1333.3846 | 1721.2 | 2414525.712 | 480018.4621 | 217741.708 | 123382.1094 | 362043.5464
1938 | 997.74 | 260.1933 | 260.1933 | 253.2879 | 253.2879 | 1754.85 | 467980.8248 | 91183.644 | 41361.9141 | 1435538.8956 | 60472.6214
1939 | 884.928 | 928.6989 | 928.6989 | 904.0518 | 884.928 | 1780.85 | 1658829.5793 | 318574.08 | 144508.7424 | 0 | 193931.9712
1940 | 686.4 | 720.3512 | 720.3512 | 701.2335 | 686.4 | 1804.6 | 1306324.7552 | 247104 | 112089.12 | 0 | 134122.56
1941 | 1051.2 | 1103.1952 | 1103.1952 | 1073.917 | 1051.2 | 1747.4 | 1935246.9861 | 378432 | 171660.96 | 0 | 265533.12
1942 | 1072.8 | 1125.8636 | 1125.8636 | 1095.9838 | 1072.8 | 1836.25 | 2077928.6509 | 386208 | 175188.24 | 0 | 175671
1943 | 1167.2 | 1224.9329 | 1224.9329 | 1192.4238 | 1167.2 | 1764.05 | 2177436.9449 | 420192 | 190603.76 | 0 | 275400.84
1944 | 1155.2 | 0 | 0 | 0 | 0 | 1695.85 | 0 | 0 | 0 | 2227590.6432 | 0
1945 | 943.2 | 0 | 0 | 0 | 0 | 1656.7 | 0 | 0 | 0 | 1818787.6512 | 0
1946 | 1432.8 | 0 | 0 | 0 | 0 | 1615.4 | 0 | 0 | 0 | 2762891.1648 | 0
1947 | 1044 | 0 | 0 | 0 | 0 | 1611.7 | 0 | 0 | 0 | 2013161.904 | 0
1948 | 1157.6 | 661.7482 | 661.7482 | 644.1857 | 644.1857 | 1482.2 | 1010344.5158 | 231906.8583 | 105195.5277 | 990024.9753 | 276782.223
1949 | 960.8 | 1008.3238 | 1008.3238 | 981.5634 | 960.8 | 1457.2 | 1481338.0566 | 345888 | 156898.64 | 0 | 521522.24
1950 | 852.8 | 894.9818 | 894.9818 | 871.2295 | 852.8 | 1463.05 | 1318660.9744 | 307008 | 139262.24 | 0 | 457910.96
1951 | 1154.806 | 1211.9258 | 1211.9258 | 1179.762 | 1154.806 | 1576.25 | 1923424.8526 | 415730.16 | 188579.8198 | 0 | 489349.0425
1952 | 248.715 | 261.0171 | 261.0171 | 254.0899 | 248.715 | 1543.4 | 405336.8546 | 89537.4 | 40615.1595 | 0 | 113563.269
1953 | 294.906 | 628.6303 | 309.4918 | 611.9468 | 294.906 | 1559.5 | 485875.168 | 106166.16 | 48158.1498 | 0 | 129906.093
1954 | 233.76 | 1431.1617 | 245.3224 | 1393.1795 | 233.76 | 1541.65 | 380790.4803 | 84153.6 | 38173.008 | 0 | 107143.896
1955 | 233.438 | 1901.3137 | 244.9845 | 1850.8539 | 233.438 | 1280.75 | 315757.7298 | 84037.68 | 38120.4254 | 0 | 167900.2815
1956 | 273.494 | 2182.9401 | 287.0218 | 2125.0061 | 273.494 | 1335.7 | 386217.7016 | 98457.84 | 44661.5702 | 0 | 181682.0642
1957 | 185.868 | 3149.0062 | 195.0605 | 3065.4333 | 185.868 | 1264.6 | 248484.4973 | 66912.48 | 30352.2444 | 0 | 136687.3272
1958 | 251.672 | 3767.5165 | 264.1204 | 3667.5287 | 251.672 | 812.9 | 216218.6507 | 90601.92 | 41098.0376 | 0 | 298759.8312
1959 | 290.153 | 3234.9625 | 304.5048 | 3149.1083 | 290.153 | 1140.35 | 349437.5347 | 104455.08 | 47381.9849 | 0 | 249430.0265
1960 | 251.848 | 2416.158 | 264.3051 | 2352.0345 | 251.848 | 1310.2 | 348364.8073 | 90665.28 | 41126.7784 | 0 | 173724.7504
1961 | 267.282 | 1340.4462 | 280.5025 | 1304.8715 | 267.282 | 1678 | 472418.0217 | 96221.52 | 43647.1506 | 0 | 86064.804
1962 | 269.159 | 282.4723 | 282.4723 | 274.9757 | 269.159 | 1759.85 | 498129.5511 | 96897.24 | 43953.6647 | 0 | 64638.5339
1963 | 186.389 | 195.6083 | 195.6083 | 190.417 | 186.389 | 1822.9 | 357246.1717 | 67100.04 | 30437.3237 | 0 | 33009.4919
1964 | 352 | 369.4109 | 369.4109 | 359.6069 | 352 | 1856.1 | 687776.7077 | 126720 | 57481.6 | 0 | 50652.8
1965 | 209.6 | 219.9674 | 219.9674 | 214.1296 | 209.6 | 1798.9 | 396999.4257 | 75456 | 34227.68 | 0 | 42150.56
1966 | 269.6 | 282.9351 | 282.9351 | 275.4262 | 269.6 | 1836.3 | 521633.9565 | 97056 | 44025.68 | 0 | 44133.52
1967 | 288.8 | 303.0848 | 303.0848 | 295.0411 | 288.8 | 1816.05 | 554423.4142 | 103968 | 47161.04 | 0 | 53124.76
1968 | 246.4 | 258.5876 | 258.5876 | 251.7248 | 246.4 | 1779.95 | 463960.8413 | 88704 | 40237.12 | 0 | 54220.32
1969 | 255.2 | 267.8229 | 267.8229 | 260.715 | 255.2 | 1682.05 | 454070.136 | 91872 | 41674.16 | 0 | 81140.84
1970 | 220 | 230.8818 | 230.8818 | 224.7543 | 220 | 1677.3 | 390460.2482 | 79200 | 35926 | 0 | 70994
1971 | 287.2 | 301.4057 | 301.4057 | 293.4065 | 287.2 | 1670.25 | 506831.1131 | 103392 | 46899.76 | 0 | 94704.2
1972 | 292.8 | 307.2827 | 307.2827 | 299.1276 | 292.8 | 1664.85 | 514660.9567 | 105408 | 47814.24 | 0 | 98131.92
1973 | 234.4 | 245.9941 | 245.9941 | 239.4655 | 234.4 | 1639.5 | 405755.3098 | 84384 | 38277.52 | 0 | 84501.2
1974 | 231.2 | 242.6358 | 242.6358 | 236.1964 | 231.2 | 1642.9 | 400616.0861 | 83232 | 37754.96 | 0 | 82561.52
1975 | 217.414 | 228.1679 | 228.1679 | 222.1124 | 217.414 | 1682.5 | 385955.0671 | 78269.04 | 35503.7062 | 0 | 69028.945
1976 | 235.207 | 246.841 | 246.841 | 240.2899 | 235.207 | 1702.7 | 422782.1584 | 84674.52 | 38409.3031 | 0 | 69927.0411
1977 | 822.233 | 862.9029 | 862.9029 | 840.0019 | 822.233 | 1826.05 | 1582473.778 | 296003.88 | 134270.6489 | 0 | 143027.4304
1978 | 1224.436 | 1284.9999 | 1284.9999 | 1250.8967 | 1224.436 | 1746.7 | 2259660.6064 | 440796.96 | 199950.3988 | 0 | 310149.6388
1979 | 1183.914 | 3474.8025 | 1242.4736 | 3382.5831 | 1183.914 | 1672.75 | 2093771.1514 | 426209.04 | 193333.1562 | 0 | 387435.8565
1980 | 1080.396 | 4139.7599 | 1133.8353 | 4029.8929 | 1080.396 | 1683.3 | 1921755.9114 | 388942.56 | 176428.6668 | 0 | 342161.4132
1981 | 1034.163 | 4153.5488 | 1085.3155 | 4043.3159 | 1034.163 | 1669.35 | 1823898.8251 | 372298.68 | 168878.8179 | 0 | 341945.996
1982 | 1287.314 | 3875.6311 | 1350.988 | 3772.774 | 1287.314 | 1692.05 | 2304811.5968 | 463433.04 | 210218.3762 | 0 | 396428.3463
1983 | 930.64 | 3333.0264 | 976.672 | 3244.5697 | 930.64 | 1736.15 | 1704350.7699 | 335030.4 | 151973.512 | 0 | 245549.364
1984 | 1303.577 | 2490.311 | 1368.0554 | 2424.2195 | 1303.577 | 1775.85 | 2437962.8441 | 469287.72 | 212874.1241 | 0 | 292196.7845
1985 | 1377.861 | 1374.3428 | 1374.3428 | 1337.8685 | 1337.8685 | 1874.3 | 2634144.7242 | 481632.6477 | 218473.9204 | 77118.2438 | 163780.1865
1986 | 1489.129 | 255.6292 | 255.6292 | 248.8449 | 248.8449 | 1854.55 | 484591.5647 | 89584.1697 | 40636.3748 | 2391659.644 | 35249.6621
1987 | 1582.537 | 1660.8136 | 1660.8136 | 1616.7365 | 1582.537 | 1849.15 | 3069746.7651 | 569713.32 | 258428.2921 | 0 | 238725.7064
1988 | 1236.8 | 1297.9755 | 1297.9755 | 1263.5279 | 1236.8 | 1789.25 | 2324208.1146 | 445248 | 201969.44 | 0 | 260655.6
1989 | 1488.8 | 1562.4401 | 1562.4401 | 1520.9738 | 1488.8 | 1780.2 | 2784320.9675 | 535968 | 243121.04 | 0 | 327238.24
1990 | 1436.8 | 1507.868 | 1507.868 | 1467.85 | 1436.8 | 1823.8 | 2754394.9638 | 517248 | 234629.44 | 0 | 253164.16
1991 | 1529.6 | 1605.2582 | 1605.2582 | 1562.6555 | 1529.6 | 1810.65 | 2920836.7422 | 550656 | 249783.68 | 0 | 289629.76
1992 | 1294.4 | 0 | 0 | 0 | 0 | 1786.3 | 0 | 0 | 0 | 2496012.2304 | 0
1993 | 1304 | 0 | 0 | 0 | 0 | 1713 | 0 | 0 | 0 | 1632451.52 | 0
1994 | 1234.4 | 0 | 0 | 0 | 0 | 1763.1 | 0 | 0 | 0 | 1545320.672 | 0
1995 | 1701.6 | 0 | 0 | 0 | 0 | 1712.35 | 0 | 0 | 0 | 2130199.008 | 0
1996 | 1300 | 0 | 0 | 0 | 0 | 1667.6 | 0 | 0 | 0 | 1627444 | 0
1997 | 1364.8 | 0 | 0 | 0 | 0 | 1665.8 | 0 | 0 | 0 | 1708565.824 | 0
1998 | 1507.2 | 0 | 0 | 0 | 0 | 1664.6 | 0 | 0 | 0 | 1886833.536 | 0
1999 | 1696 | 1149.9089 | 1149.9089 | 1119.3909 | 1119.3909 | 1741.4 | 2058281.3161 | 402980.7323 | 182796.5377 | 1111884.5089 | 256823.9352
2000 | 1387.644 | 1456.2806 | 1456.2806 | 1417.6317 | 1387.644 | 1663 | 2439356.1792 | 499551.84 | 226602.2652 | 0 | 467636.028
2001 | 1583.009 | 1661.3089 | 1661.3089 | 1617.2187 | 1583.009 | 1529.45 | 2568260.6744 | 569883.24 | 258505.3697 | 0 | 744884.8849
2002 | 2116.262 | 2220.938 | 2220.938 | 2161.9956 | 2116.262 | 1503.9 | 3382057.6616 | 761854.32 | 345585.5846 | 0 | 1049877.5782
2003 | 2008.054 | 2107.3778 | 2107.3778 | 2051.4491 | 2008.054 | 1562.6 | 3336577.3471 | 722899.44 | 327915.2182 | 0 | 878322.8196
2004 | 1681.412 | 2248.5452 | 1764.5781 | 2188.87 | 1681.412 | 1549.65 | 2775776.7927 | 605308.32 | 274574.5796 | 0 | 757223.8942
2005 | 1625.792 | 1706.2081 | 1706.2081 | 1660.9262 | 1625.792 | 1468.15 | 2544543.7733 | 585285.12 | 265491.8336 | 0 | 864677.4752
2006 | 1544.619 | 1870.9653 | 1621.019 | 1821.3109 | 1544.619 | 1475.4 | 2422039.5455 | 556062.84 | 252236.2827 | 0 | 810307.1274
2007 | 1606.752 | 2292.1504 | 1686.2263 | 2231.318 | 1606.752 | 1550.75 | 2651601.3276 | 578430.72 | 262382.6016 | 0 | 721833.336
2008 | 1395.182 | 2458.9698 | 1464.1915 | 2393.7101 | 1395.182 | 1583.95 | 2342100.902 | 502265.52 | 227833.2206 | 0 | 580465.4711
2009 | 1443.602 | 1362.5563 | 1362.5563 | 1326.3948 | 1326.3948 | 1709.05 | 2391582.9813 | 477502.1128 | 216600.2639 | 226012.6005 | 375840.7724
2010 | 1556.4 | 257.5549 | 257.5549 | 250.7196 | 250.7196 | 1821.35 | 481134.6001 | 90259.0456 | 40942.506 | 2517764.4618 | 43621.8638
2011 | 1556.11 | 1633.0794 | 1633.0794 | 1589.7384 | 1556.11 | 1832.6 | 3002903.3956 | 560199.6 | 254112.763 | 0 | 260492.814
2012 | 1073.6 | 1126.7032 | 1126.7032 | 1096.8011 | 1073.6 | 1816.75 | 2057251.8908 | 386496 | 175318.88 | 0 | 196737.2
2013 | 1459.2 | 1531.376 | 1531.376 | 1490.7341 | 1459.2 | 1802.65 | 2780308.8379 | 525312 | 238287.36 | 0 | 287973.12
2014 | 1785.6 | 1873.9206 | 1873.9206 | 1824.1878 | 1785.6 | 1795.75 | 3389334.3347 | 642816 | 291588.48 | 0 | 364708.8
2015 | 1840 | 1888.3791 | 1888.3791 | 1838.2625 | 1838.2625 | 1731.9 | 3367795.826 | 661774.5002 | 300188.2663 | 6211.0326 | 481508.4043
2016 | 1543.2 | 0 | 0 | 0 | 0 | 1667.75 | 0 | 0 | 0 | 2975777.2512 | 0
2017 | 1344.8 | 0 | 0 | 0 | 0 | 1698.75 | 0 | 0 | 0 | 1683528.224 | 0
2018 | 1585.6 | 0 | 0 | 0 | 0 | 1615.4 | 0 | 0 | 0 | 1984980.928 | 0
2019 | 1395.2 | 0 | 0 | 0 | 0 | 1560.85 | 0 | 0 | 0 | 1746622.976 | 0
2020 | 1634.4 | 0 | 0 | 0 | 0 | 1504.95 | 0 | 0 | 0 | 2046072.672 | 0
2021 | 1428 | 0 | 0 | 0 | 0 | 1482.55 | 0 | 0 | 0 | 1787684.64 | 0
2022 | 1732.8 | 0 | 0 | 0 | 0 | 1541.05 | 0 | 0 | 0 | 2169257.664 | 0
2023 | 1353.618 | 554.2769 | 554.2769 | 539.5667 | 539.5667 | 1682.2 | 957640.1349 | 194244.0009 | 88111.2371 | 1569748.2061 | 136351.1366
2024 | 1535.856 | 1611.8236 | 1611.8236 | 1569.0467 | 1535.856 | 1698.3 | 2753226.9985 | 552908.16 | 250805.2848 | 0 | 463367.7552
2025 | 1275.614 | 1338.7093 | 1338.7093 | 1303.1807 | 1275.614 | 1740.65 | 2341470.4508 | 459221.04 | 208307.7662 | 0 | 330830.4909
2026 | 1988.333 | 2086.6813 | 2086.6813 | 2031.3019 | 1988.333 | 1754.25 | 3689667.9411 | 715799.88 | 324694.7789 | 0 | 488632.8347
2027 | 1904.751 | 2009.8145 | 1998.9651 | 1956.4751 | 1904.751 | 1643.3 | 3314116.3093 | 685710.36 | 311045.8383 | 0 | 679424.6817
2028 | 1672.28 | 2267.0483 | 1754.9955 | 2206.8821 | 1672.28 | 1559.05 | 2755232.7301 | 602020.8 | 273083.324 | 0 | 737391.866
2029 | 1859.284 | 1951.2492 | 1951.2492 | 1899.4641 | 1859.284 | 1517.5 | 2977015.0534 | 669342.24 | 303621.0772 | 0 | 897104.53
2030 | 1626.32 | 1706.7622 | 1706.7622 | 1661.4656 | 1626.32 | 1619.7 | 2785145.656 | 585475.2 | 265578.056 | 0 | 618489.496
2031 | 1494.969 | 1568.9142 | 1568.9142 | 1527.2761 | 1494.969 | 1763.85 | 2785655.7878 | 538188.84 | 244128.4377 | 0 | 353036.9293
2032 | 1162.25 | 2125.5797 | 1219.738 | 2069.1679 | 1162.25 | 1772.7 | 2174235.6436 | 418410 | 189795.425 | 0 | 264179.425
2033 | 1264.538 | 1362.5804 | 1327.0855 | 1326.4183 | 1264.538 | 1839.2 | 2447892.6704 | 455233.68 | 206499.0554 | 0 | 203337.7104
2034 | 1476.872 | 262.9282 | 262.9282 | 255.9502 | 255.9502 | 1886.35 | 508103.6741 | 92142.0782 | 41796.6705 | 2354323.0087 | 28329.4218
2035 | 1536.546 | 1612.5477 | 1612.5477 | 1569.7516 | 1536.546 | 1883.85 | 3041583.524 | 553156.56 | 250917.9618 | 0 | 178469.8179
2036 | 1277.6 | 1340.7935 | 1340.7935 | 1305.2096 | 1277.6 | 1865.55 | 2509601.6194 | 459936 | 208632.08 | 0 | 171773.32
2037 | 1460.8 | 1533.0551 | 1533.0551 | 1492.3687 | 1460.8 | 1850.4 | 2846911.2429 | 525888 | 238548.64 | 0 | 218535.68
2038 | 1661.6 | 1743.7872 | 1743.7872 | 1697.5081 | 1661.6 | 1836.3 | 3215817.8837 | 598176 | 271339.28 | 0 | 272003.92
2039 | 1407.2 | 1476.8039 | 1476.8039 | 1437.6103 | 1407.2 | 1816.05 | 2699699.0076 | 506592 | 229795.76 | 0 | 258854.44
2040 | 1428 | 0 | 0 | 0 | 0 | 1798.85 | 0 | 0 | 0 | 2753635.248 | 0
2041 | 1554.4 | 0 | 0 | 0 | 0 | 1726.7 | 0 | 0 | 0 | 1945922.272 | 0
2042 | 1313.6 | 0 | 0 | 0 | 0 | 1672.4 | 0 | 0 | 0 | 1644469.568 | 0
2043 | 1546.4 | 0 | 0 | 0 | 0 | 1668.7 | 0 | 0 | 0 | 1935907.232 | 0
2044 | 1344.8 | 0 | 0 | 0 | 0 | 1659.85 | 0 | 0 | 0 | 1683528.224 | 0
2045 | 1362.4 | 0 | 0 | 0 | 0 | 1659.2 | 0 | 0 | 0 | 1705561.312 | 0
2046 | 1128.8 | 0 | 0 | 0 | 0 | 1668.55 | 0 | 0 | 0 | 1413122.144 | 0
2047 | 1486.419 | 618.399 | 618.399 | 601.9871 | 601.9871 | 1685.7 | 1071743.4333 | 216715.3462 | 98304.489 | 1705464.236 | 153758.3887
2048 | 1323.308 | 1388.7624 | 1388.7624 | 1351.9054 | 1323.308 | 1670.8 | 2335154.1266 | 476390.88 | 216096.1964 | 0 | 435632.9936
2049 | 1226.957 | 1287.6456 | 1287.6456 | 1253.4722 | 1226.957 | 1732.15 | 2241654.4219 | 441704.52 | 200362.0781 | 0 | 328640.4324
2050 | 1796.019 | 1884.855 | 1884.855 | 1834.8319 | 1796.019 | 1655.9 | 3139243.2989 | 646566.84 | 293289.9027 | 0 | 618010.1379
2051 | 1668.541 | 1768.6228 | 1751.0715 | 1721.6845 | 1668.541 | 1540.15 | 2715279.7734 | 600674.76 | 272472.7453 | 0 | 767278.5789
2052 | 1931.97 | 2027.5305 | 2027.5305 | 1973.7209 | 1931.97 | 1531.1 | 3120715.4048 | 695509.2 | 315490.701 | 0 | 905900.733
2053 | 1668.96 | 1751.5113 | 1751.5113 | 1705.0271 | 1668.96 | 1517.5 | 2673308.6175 | 600825.6 | 272541.168 | 0 | 805273.2
2054 | 1763.69 | 1850.9269 | 1850.9269 | 1801.8043 | 1763.69 | 1567.25 | 2925121.5428 | 634928.4 | 288010.577 | 0 | 763236.8475
2055 | 1579.999 | 1658.15 | 1658.15 | 1614.1436 | 1579.999 | 1563.35 | 2607412.2056 | 568799.64 | 258013.8367 | 0 | 689906.5633
2056 | 1714.12 | 1822.6502 | 1798.905 | 1774.278 | 1714.12 | 1594.95 | 2881618.906 | 617083.2 | 279915.796 | 0 | 694304.306
2057 | 1622.297 | 1204.2836 | 1204.2836 | 1172.3226 | 1172.3226 | 1759.2 | 2171906.7098 | 422036.1389 | 191440.2819 | 867692.8195 | 274926.176
2058 | 1842.205 | 193.2208 | 193.2208 | 188.0928 | 188.0928 | 1867.45 | 370173.4999 | 67713.4088 | 30715.5546 | 3189651.017 | 24280.9067
2059 | 1704.336 | 1428.9484 | 1428.9484 | 1391.0249 | 1391.0249 | 1864.95 | 2729104.06 | 500768.9658 | 227154.367 | 1119991.9178 | 171544.6965
2060 | 1539.2 | 1615.333 | 1615.333 | 1572.4629 | 1539.2 | 1846.65 | 2994994.2964 | 554112 | 251351.36 | 0 | 236036.32
2061 | 1760 | 1847.0544 | 1847.0544 | 1798.0345 | 1760 | 1840.95 | 3415176.3052 | 633600 | 287408 | 0 | 279928
2062 | 1748 | 1834.4608 | 1834.4608 | 1785.7752 | 1748 | 1836.3 | 3385147.7126 | 629280 | 285448.4 | 0 | 286147.6
2063 | 1951.2 | 1888.3791 | 1888.3791 | 1838.2625 | 1838.2625 | 1816.05 | 3529891.5626 | 661774.5002 | 300188.2663 | 403717.2278 | 330374.7519
2064 | 1534.4 | 0 | 0 | 0 | 0 | 1789.4 | 0 | 0 | 0 | 2958808.0704 | 0
2065 | 1479.2 | 0 | 0 | 0 | 0 | 1722.25 | 0 | 0 | 0 | 1851780.896 | 0
2066 | 1765.6 | 0 | 0 | 0 | 0 | 1668.9 | 0 | 0 | 0 | 2210319.328 | 0
2067 | 1462.4 | 0 | 0 | 0 | 0 | 1661.7 | 0 | 0 | 0 | 1830749.312 | 0
2068 | 1915.2 | 0 | 0 | 0 | 0 | 1659.85 | 0 | 0 | 0 | 2397600.576 | 0
2069 | 1624.8 | 0 | 0 | 0 | 0 | 1657.7 | 0 | 0 | 0 | 2034054.624 | 0
2070 | 1568 | 0 | 0 | 0 | 0 | 1667.05 | 0 | 0 | 0 | 1962947.84 | 0
2071 | 1421.665 | 222.3686 | 222.3686 | 216.467 | 216.467 | 1727.75 | 395645.0637 | 77928.1247 | 35349.0632 | 2324002.5612 | 57394.656
2072 | 1488.271 | 1271.6077 | 1271.6077 | 1237.8599 | 1237.8599 | 1695.8 | 2217168.3485 | 445629.5804 | 202142.5291 | 482871.6429 | 366727.0932
2073 | 1486.483 | 1560.0085 | 1560.0085 | 1518.6067 | 1486.483 | 1734.65 | 2722470.3101 | 535133.88 | 242742.6739 | 0 | 394438.264
2074 | 1803.338 | 1892.536 | 1892.536 | 1842.3091 | 1803.338 | 1744.75 | 3324212.8203 | 649201.68 | 294485.0954 | 0 | 460302.0245
2075 | 2033.628 | 2134.2167 | 2134.2167 | 2077.5758 | 2033.628 | 1740.75 | 3741906.6386 | 732106.08 | 332091.4524 | 0 | 527218.059
2076 | 1696.775 | 1780.7021 | 1780.7021 | 1733.4432 | 1696.775 | 1709.2 | 3059431.0498 | 610839 | 277083.3575 | 0 | 493422.17
2077 | 1592.548 | 1892.303 | 1671.3197 | 1842.0823 | 1592.548 | 1673.1 | 2811410.7215 | 573317.28 | 260063.0884 | 0 | 520603.9412
2078 | 1457.42 | 1529.5079 | 1529.5079 | 1488.9156 | 1457.42 | 1748.4 | 2698462.7586 | 524671.2 | 237996.686 | 0 | 366686.872
2079 | 1641.988 | 2203.2619 | 1723.2041 | 2144.7886 | 1641.988 | 1769.85 | 3072985.4939 | 591115.68 | 268136.6404 | 0 | 377903.5382
2080 | 1955.911 | 2319.9842 | 2052.6556 | 2258.4131 | 1955.911 | 1706.2 | 3526718.0809 | 704127.96 | 319400.2663 | 0 | 574646.6518
2081 | 1702.841 | 1252.6114 | 1252.6114 | 1219.3678 | 1219.3678 | 1826.25 | 2350128.8184 | 438972.3984 | 199122.7574 | 932289.1587 | 206334.5537
2082 | 1466.806 | 220.2528 | 220.2528 | 214.4074 | 214.4074 | 1886.35 | 426205.7061 | 77186.6807 | 35012.736 | 2415020.1695 | 23731.2565
2083 | 1663.509 | 1745.7907 | 1745.7907 | 1699.4583 | 1663.509 | 1883.85 | 3298235.9058 | 598863.24 | 271651.0197 | 0 | 193216.5704
2084 | 1294.4 | 1358.4245 | 1358.4245 | 1322.3727 | 1294.4 | 1865.55 | 2545822.1726 | 465984 | 211375.52 | 0 | 174032.08
2085 | 1368 | 1435.665 | 1435.665 | 1397.5632 | 1368 | 1850.4 | 2668445.676 | 492480 | 223394.4 | 0 | 204652.8
2086 | 1146.4 | 1203.104 | 1203.104 | 1171.1743 | 1146.4 | 1836.3 | 2219308.3286 | 412704 | 187207.12 | 0 | 187665.68
2087 | 1459.2 | 1531.376 | 1531.376 | 1490.7341 | 1459.2 | 1816.05 | 2800161.5616 | 525312 | 238287.36 | 0 | 268419.84
2088 | 1268.8 | 488.1271 | 488.1271 | 475.1725 | 475.1725 | 1798.85 | 904125.1627 | 171062.105 | 77595.6715 | 1530364.5796 | 74258.1432
2089 | 923.2 | 0 | 0 | 0 | 0 | 1778.2 | 0 | 0 | 0 | 1155735.616 | 0
2090 | 1351.2 | 0 | 0 | 0 | 0 | 1718.9 | 0 | 0 | 0 | 1691540.256 | 0
2091 | 1026.4 | 0 | 0 | 0 | 0 | 1668.7 | 0 | 0 | 0 | 1284929.632 | 0
2092 | 1252.8 | 0 | 0 | 0 | 0 | 1666.85 | 0 | 0 | 0 | 1568355.264 | 0
2093 | 1265.6 | 0 | 0 | 0 | 0 | 1663.7 | 0 | 0 | 0 | 1584379.328 | 0
2094 | 918.4 | 0 | 0 | 0 | 0 | 1669.55 | 0 | 0 | 0 | 1149726.592 | 0
2095 | 1050.829 | 1102.8058 | 1102.8058 | 1073.538 | 1050.829 | 1779.7 | 1974522.3327 | 378298.44 | 171600.3757 | 0 | 231497.6287
2096 | 806.027 | 845.8953 | 845.8953 | 823.4457 | 806.027 | 1701.8 | 1447330.4809 | 290169.72 | 131624.2091 | 0 | 240357.2514
2097 | 1095.822 | 1150.0243 | 1150.0243 | 1119.5033 | 1095.822 | 1786.2 | 2065567.616 | 394495.92 | 178947.7326 | 0 | 234286.7436
2098 | 1270.332 | 1500.4462 | 1333.1661 | 1460.6252 | 1270.332 | 1754.25 | 2355628.6959 | 457319.52 | 207445.2156 | 0 | 312184.089
2099 | 1318.43 | 2101.4 | 1383.6431 | 2045.63 | 1318.43 | 1752.75 | 2438005.3444 | 474634.8 | 215299.619 | 0 | 325981.8175
2100 | 1137.052 | 2403.4302 | 1193.2926 | 2339.6444 | 1137.052 | 1743.7 | 2088301.7672 | 409338.72 | 185680.5916 | 0 | 291426.4276
2101 | 1338.908 | 2420.5899 | 1405.134 | 2356.3488 | 1338.908 | 1726.6 | 2430505.2635 | 482006.88 | 218643.6764 | 0 | 366057.4472
2102 | 1124.637 | 3387.4987 | 1180.2646 | 3297.5964 | 1124.637 | 1850.4 | 2189704.91 | 404869.32 | 183653.2221 | 0 | 168245.6952
2103 | 1168.045 | 3429.854 | 1225.8197 | 3338.8276 | 1168.045 | 1876.35 | 2304725.2768 | 420496.2 | 190741.7485 | 0 | 144428.7643
2104 | 1479.406 | 2566.3771 | 1552.5814 | 2498.2668 | 1479.406 | 1885.2 | 2929278.4152 | 532586.16 | 241586.9998 | 0 | 169835.8088
2105 | 1301.431 | 1411.7635 | 1365.8033 | 1374.296 | 1301.431 | 1890.7 | 2585142.1346 | 468515.16 | 212523.6823 | 0 | 142246.4083
2106 | 1478.389 | 255.9146 | 255.9146 | 249.1228 | 249.1228 | 1886.35 | 494774.6721 | 89684.2058 | 40681.7522 | 2370413.6935 | 27573.6494
2107 | 1147.38 | 1204.1325 | 1204.1325 | 1172.1755 | 1147.38 | 1883.85 | 2275937.7697 | 413056.8 | 187367.154 | 0 | 133268.187
2108 | 1016 | 1066.2541 | 1066.2541 | 1037.9563 | 1016 | 1865.55 | 1997834.5353 | 365760 | 165912.8 | 0 | 136601.2
2109 | 1436 | 1507.0284 | 1507.0284 | 1467.0327 | 1436 | 1850.4 | 2805225.0545 | 516960 | 234498.8 | 0 | 214825.6
2110 | 1550.4 | 1627.087 | 1627.087 | 1583.905 | 1550.4 | 1836.3 | 3007509.3258 | 558144 | 253180.32 | 0 | 253800.48
2111 | 1441.6 | 1512.9054 | 1512.9054 | 1472.7537 | 1441.6 | 1816.05 | 2768923.6277 | 518976 | 235413.28 | 0 | 265182.32
2112 | 1428 | 0 | 0 | 0 | 0 | 1798.85 | 0 | 0 | 0 | 2753635.248 | 0
2113 | 1300 | 0 | 0 | 0 | 0 | 1731.7 | 0 | 0 | 0 | 2506810.8 | 0
2114 | 1284 | 0 | 0 | 0 | 0 | 1775.4 | 0 | 0 | 0 | 2475957.744 | 0
2115 | 1629.6 | 0 | 0 | 0 | 0 | 1761.75 | 0 | 0 | 0 | 3142383.7536 | 0
2116 | 1440 | 0 | 0 | 0 | 0 | 1666.85 | 0 | 0 | 0 | 2776775.04 | 0
2117 | 1583.2 | 0 | 0 | 0 | 0 | 1709.25 | 0 | 0 | 0 | 3052909.8912 | 0
2118 | 1600 | 806.8406 | 806.8406 | 785.4275 | 785.4275 | 1766.6 | 1467020.3279 | 282753.8858 | 128260.3043 | 1570753.2609 | 156982.7394
2119 | 1140.384 | 1196.7905 | 1196.7905 | 1165.0283 | 1140.384 | 1788.2 | 2152454.612 | 410538.24 | 186224.7072 | 0 | 241533.3312
2120 | 204.826 | 214.9572 | 214.9572 | 209.2524 | 204.826 | 1789.4 | 386818.3237 | 73737.36 | 33448.0858 | 0 | 43136.3556
2121 | 307.065 | 654.3778 | 322.2522 | 637.0109 | 307.065 | 1842.15 | 596960.9293 | 110543.4 | 50143.7145 | 0 | 48470.2102
2122 | 313.222 | 1448.6174 | 328.7138 | 1410.1719 | 313.222 | 1843.3 | 611463.249 | 112759.92 | 51149.1526 | 0 | 49081.8874
2123 | 355.547 | 1958.2596 | 373.1333 | 1906.2885 | 355.547 | 1752.75 | 660211.6854 | 127996.92 | 58060.8251 | 0 | 87908.9958
2124 | 311.517 | 2231.7307 | 326.9244 | 2172.5018 | 311.517 | 1740.2 | 572443.0581 | 112146.12 | 50870.7261 | 0 | 80932.1166
2125 | 299.716 | 2008.7094 | 314.5418 | 1955.3993 | 299.716 | 1726.6 | 546331.3235 | 107897.76 | 48943.6228 | 0 | 81942.3544
2126 | 315.351 | 3844.0119 | 330.9491 | 3741.9939 | 315.351 | 1751.9 | 583959.2859 | 113526.36 | 51496.8183 | 0 | 78238.5831
2127 | 283.379 | 3288.0569 | 297.3957 | 3200.7937 | 283.379 | 1857.45 | 555656.0695 | 102016.44 | 46275.7907 | 0 | 40395.6764
2128 | 230.684 | 2447.6713 | 242.0943 | 2382.7114 | 230.684 | 1778.7 | 432853.6365 | 83046.24 | 37670.6972 | 0 | 51050.3692
2129 | 250.683 | 1333.0821 | 263.0825 | 1297.7028 | 250.683 | 1881.25 | 496797.4715 | 90245.88 | 40936.5339 | 0 | 29768.6063
2130 | 298.518 | 313.2835 | 313.2835 | 304.9691 | 298.518 | 1886.35 | 592807.7361 | 107466.48 | 48747.9894 | 0 | 33926.5707
2131 | 256.165 | 268.8356 | 268.8356 | 261.7009 | 256.165 | 1883.85 | 507613.3004 | 92219.4 | 41831.7445 | 0 | 29753.5648
2132 | 318.4 | 334.1489 | 334.1489 | 325.2808 | 318.4 | 1865.55 | 626105.7164 | 114624 | 51994.72 | 0 | 42808.88
2133 | 298.4 | 313.1597 | 313.1597 | 304.8486 | 298.4 | 1850.4 | 582574.0639 | 107424 | 48728.72 | 0 | 44640.64
2134 | 237.6 | 249.3523 | 249.3523 | 242.7347 | 237.6 | 1836.3 | 460170.9306 | 85536 | 38800.08 | 0 | 38895.12
2135 | 305.6 | 320.7158 | 320.7158 | 312.2042 | 305.6 | 1816.05 | 586413.417 | 110016 | 49904.48 | 0 | 56215.12
2136 | 168 | 176.3097 | 176.3097 | 171.6306 | 168 | 1789.4 | 317711.6946 | 60480 | 27434.4 | 0 | 35380.8
2137 | 228.8 | 240.1171 | 240.1171 | 233.7445 | 228.8 | 1720.6 | 416502.7066 | 82368 | 37363.04 | 0 | 63926.72
2138 | 226.4 | 237.5984 | 237.5984 | 231.2926 | 226.4 | 1677.3 | 402080.4445 | 81504 | 36971.12 | 0 | 73059.28
2139 | 221.6 | 232.5609 | 232.5609 | 226.3889 | 221.6 | 1673.75 | 392672.6488 | 79776 | 36187.28 | 0 | 72297
2140 | 135.2 | 141.8874 | 141.8874 | 138.1217 | 135.2 | 1671.85 | 239303.5846 | 48672 | 22078.16 | 0 | 44365.88
2141 | 148.8 | 156.1601 | 156.1601 | 152.0156 | 148.8 | 1664.5 | 262452.6934 | 53568 | 24299.04 | 0 | 49922.4
2142 | 203.2 | 213.2508 | 213.2508 | 207.5913 | 203.2 | 1671.4 | 359284.9247 | 73152 | 33182.56 | 0 | 66771.52
2143 | 139.948 | 146.8702 | 146.8702 | 142.9724 | 139.948 | 1724.55 | 255044.8943 | 50381.28 | 22853.5084 | 0 | 38548.6766
2144 | 168.345 | 176.6718 | 176.6718 | 171.983 | 168.345 | 1695.7 | 301460.2252 | 60604.2 | 27490.7385 | 0 | 51227.3835
2145 | 999.188 | 1048.6105 | 1048.6105 | 1020.781 | 999.188 | 1734.95 | 1833204.7002 | 359707.68 | 163167.4004 | 0 | 264834.7794
2146 | 1188.218 | 2468.7592 | 1246.9905 | 2403.2397 | 1188.218 | 1695.7 | 2130743.6559 | 427758.48 | 194035.9994 | 0 | 361574.7374
2147 | 1369.757 | 2225.7666 | 1437.5089 | 2166.696 | 1369.757 | 1586.85 | 2290999.4897 | 493112.52 | 223681.3181 | 0 | 565915.1045
2148 | 1382.264 | 2507.5117 | 1450.6345 | 2440.9637 | 1382.264 | 1555.65 | 2259417.7211 | 497615.04 | 225723.7112 | 0 | 614209.0084
2149 | 1401.945 | 3226.9803 | 1471.289 | 3141.338 | 1401.945 | 1518.95 | 2239444.4118 | 504700.2 | 228937.6185 | 0 | 674405.6423
2150 | 1395.96 | 2681.8621 | 1465.008 | 2610.6869 | 1395.96 | 1598.25 | 2348517.3729 | 502545.6 | 227960.268 | 0 | 560826.93
2151 | 1436.28 | 2369.31 | 1507.3223 | 2306.4298 | 1436.28 | 1658.7 | 2512102.5902 | 517060.8 | 234544.524 | 0 | 490202.364
2152 | 1584.287 | 1922.6598 | 1662.6501 | 1871.6334 | 1584.287 | 1591.2 | 2656117.2161 | 570343.32 | 258714.0671 | 0 | 647656.5256
2153 | 1458.461 | 1273.2837 | 1273.2837 | 1239.4915 | 1239.4915 | 1771.3 | 2309079.3357 | 446216.9247 | 202408.955 | 422242.4722 | 276071.7745
2154 | 1392.377 | 234.196 | 234.196 | 227.9806 | 227.9806 | 1803.05 | 431838.2638 | 82073.003 | 37229.2261 | 2245324.2781 | 43728.8085
2155 | 1600.335 | 1679.4919 | 1679.4919 | 1634.9191 | 1600.335 | 1755.65 | 2956215.9106 | 576120.6 | 261334.7055 | 0 | 391041.8572
2156 | 1251.2 | 1313.0877 | 1313.0877 | 1278.2391 | 1251.2 | 1734.3 | 2285813.9126 | 450432 | 204320.96 | 0 | 332443.84
2157 | 921.6 | 967.1848 | 967.1848 | 941.5163 | 921.6 | 1722.7 | 1671172.7325 | 331776 | 150497.28 | 0 | 255559.68
2158 | 1216 | 1276.1466 | 1276.1466 | 1242.2784 | 1216 | 1823.8 | 2336365.1121 | 437760 | 198572.8 | 0 | 214259.2
2159 | 1305.6 | 1370.1785 | 1370.1785 | 1333.8147 | 1305.6 | 1810.65 | 2496469.1005 | 470016 | 213204.48 | 0 | 247215.36
2160 | 875.2 | 564.3958 | 564.3958 | 549.417 | 549.417 | 1734.8 | 1008027.6873 | 197790.1337 | 89719.8023 | 628212.4983 | 115738.584
2161 | 1137.6 | 0 | 0 | 0 | 0 | 1721 | 0 | 0 | 0 | 1424138.688 | 0
2162 | 760 | 0 | 0 | 0 | 0 | 1758.65 | 0 | 0 | 0 | 951428.8 | 0
2163 | 1196.8 | 0 | 0 | 0 | 0 | 1670.3 | 0 | 0 | 0 | 1498249.984 | 0
2164 | 1156 | 0 | 0 | 0 | 0 | 1667.6 | 0 | 0 | 0 | 1447173.28 | 0
2165 | 1220 | 0 | 0 | 0 | 0 | 1665.8 | 0 | 0 | 0 | 1527293.6 | 0
2166 | 1054.4 | 0 | 0 | 0 | 0 | 1706.65 | 0 | 0 | 0 | 1319982.272 | 0
2167 | 1293.304 | 1357.2743 | 1357.2743 | 1321.253 | 1293.304 | 1746.85 | 2385812.3165 | 465589.44 | 211196.5432 | 0 | 327399.9076
2168 | 1393.785 | 1462.7254 | 1462.7254 | 1423.9054 | 1393.785 | 1666.5 | 2451195.4482 | 501762.6 | 227605.0905 | 0 | 464827.2975
2169 | 1579.901 | 1658.0472 | 1658.0472 | 1614.0435 | 1579.901 | 1670.75 | 2779754.0502 | 568764.36 | 257997.8333 | 0 | 520182.4042
2170 | 1649.699 | 1731.2976 | 1731.2976 | 1685.3499 | 1649.699 | 1537.75 | 2680605.8108 | 593891.64 | 269395.8467 | 0 | 762573.3627
2171 | 1676.943 | 1856.5877 | 1759.8881 | 1807.3149 | 1676.943 | 1596.45 | 2840542.5754 | 603699.48 | 273844.7919 | 0 | 676730.3476
2172 | 1684.745 | 2123.6885 | 1768.077 | 2067.327 | 1684.745 | 1622.85 | 2904537.4583 | 606508.2 | 275118.8585 | 0 | 635401.5768
2173 | 1931.871 | 2139.908 | 2027.4255 | 2083.116 | 1931.871 | 1493.5 | 3065450.6717 | 695473.56 | 315474.5343 | 0 | 978492.6615
2174 | 1728.951 | 1814.4696 | 1814.4696 | 1766.3146 | 1728.951 | 1475.4 | 2703966.9774 | 622422.36 | 282337.6983 | 0 | 907007.6946
2175 | 1653.202 | 1734.9738 | 1734.9738 | 1688.9286 | 1653.202 | 1488.95 | 2597723.826 | 595152.72 | 269967.8866 | 0 | 844868.8821
2176 | 1470.106 | 1633.8371 | 1542.8214 | 1590.476 | 1470.106 | 1522.65 | 2353032.583 | 529238.16 | 240068.3098 | 0 | 701755.0991
2177 | 1634.306 | 1219.7139 | 1219.7139 | 1187.3433 | 1187.3433 | 1684.05 | 2102852.8808 | 427443.6052 | 193893.1687 | 861885.2336 | 365348.4666
2178 | 1538.105 | 207.9489 | 207.9489 | 202.4301 | 202.4301 | 1779.3 | 378639.6085 | 72874.8304 | 33056.8328 | 2575603.3106 | 43510.1222
2179 | 1470.4 | 1543.13 | 1543.13 | 1502.1761 | 1470.4 | 1832.6 | 2834729.3217 | 529344 | 240116.32 | 0 | 246144.96
2180 | 1250.4 | 1312.2482 | 1312.2482 | 1277.4218 | 1250.4 | 1816.75 | 2391302.0374 | 450144 | 204190.32 | 0 | 229135.8
2181 | 1324.8 | 1390.3282 | 1390.3282 | 1353.4296 | 1324.8 | 1802.65 | 2517372.0355 | 476928 | 216339.84 | 0 | 261449.28
2182 | 1529.6 | 1605.2582 | 1605.2582 | 1562.6555 | 1529.6 | 1790.75 | 2889372.5848 | 550656 | 249783.68 | 0 | 320068.8
2183 | 1635.2 | 1716.0814 | 1716.0814 | 1670.5375 | 1635.2 | 1722.5 | 2973378.4305 | 588672 | 267028.16 | 0 | 453768
2184 | 1508 | 0 | 0 | 0 | 0 | 1751.85 | 0 | 0 | 0 | 2907900.528 | 0
2185 | 972 | 0 | 0 | 0 | 0 | 1740.9 | 0 | 0 | 0 | 1216827.36 | 0
2186 | 1086.4 | 0 | 0 | 0 | 0 | 1686.4 | 0 | 0 | 0 | 1360042.432 | 0
2187 | 1562.4 | 0 | 0 | 0 | 0 | 1682.05 | 0 | 0 | 0 | 1955937.312 | 0
2188 | 1220 | 0 | 0 | 0 | 0 | 1674.3 | 0 | 0 | 0 | 1527293.6 | 0
2189 | 1601.6 | 0 | 0 | 0 | 0 | 1667.9 | 0 | 0 | 0 | 2005011.008 | 0
2190 | 1461.6 | 0 | 0 | 0 | 0 | 1662.8 | 0 | 0 | 0 | 1829747.808 | 0
2191 | 1554.491 | 746.0945 | 746.0945 | 726.2936 | 726.2936 | 1714.05 | 1305806.5565 | 261465.6881 | 118603.7413 | 1597026.34 | 178025.6072
2192 | 1258.89 | 1321.1581 | 1321.1581 | 1286.0953 | 1258.89 | 1716.4 | 2264528.0959 | 453200.4 | 205576.737 | 0 | 357021.204
2193 | 1130.656 | 1186.5813 | 1186.5813 | 1155.0901 | 1130.656 | 1775.45 | 2102468.2172 | 407036.16 | 184636.1248 | 0 | 253888.8048
2194 | 1493.053 | 1566.9034 | 1566.9034 | 1525.3187 | 1493.053 | 1807.65 | 2834347.1751 | 537499.08 | 243815.5549 | 0 | 287188.7445
2195 | 1407.71 | 1477.3391 | 1477.3391 | 1438.1314 | 1407.71 | 1775 | 2627259.4037 | 506775.6 | 229879.043 | 0 | 316734.75
2196 | 1593.023 | 1671.8182 | 1671.8182 | 1627.4491 | 1593.023 | 1758.65 | 2944848.4312 | 573488.28 | 260140.6559 | 0 | 384476.1011
2197 | 1931.914 | 2027.4717 | 2027.4717 | 1973.6637 | 1931.914 | 1741 | 3542169.3727 | 695489.04 | 315481.5562 | 0 | 500365.726
2198 | 1327.845 | 1393.5238 | 1393.5238 | 1356.5404 | 1327.845 | 1774 | 2482575.2257 | 478024.2 | 216837.0885 | 0 | 300092.97
2199 | 1348.658 | 1435.9284 | 1415.3663 | 1397.8196 | 1348.658 | 1793.05 | 2549877.0298 | 485516.88 | 220235.8514 | 0 | 279104.7731
2200 | 1472.454 | 1545.2856 | 1545.2856 | 1504.2745 | 1472.454 | 1799.45 | 2789934.6942 | 530083.44 | 240451.7382 | 0 | 295300.6497
2201 | 1419.53 | 1360.4227 | 1360.4227 | 1324.3178 | 1324.3178 | 1898.8 | 2643704.0137 | 476754.4165 | 216261.1006 | 183599.1632 | 130522.4976
2202 | 938.571 | 141.7908 | 141.7908 | 138.0278 | 138.0278 | 1893.5 | 274977.0334 | 49689.9922 | 22539.9326 | 1543700.3457 | 14316.2625
2203 | 1347.852 | 1414.5204 | 1414.5204 | 1376.9798 | 1347.852 | 1894.45 | 2687952.1352 | 485226.72 | 220104.2316 | 0 | 142265.7786
2204 | 1007.2 | 1057.0188 | 1057.0188 | 1028.9661 | 1007.2 | 1886 | 2000244.1399 | 362592 | 164475.76 | 0 | 114820.8
2205 | 1144 | 1200.5853 | 1200.5853 | 1168.7225 | 1144 | 1871.55 | 2253845.0118 | 411840 | 186815.2 | 0 | 146946.8
2206 | 1352 | 1418.8736 | 1418.8736 | 1381.2174 | 1352 | 1857.7 | 2654402.3908 | 486720 | 220781.6 | 0 | 192389.6
2207 | 1520.8 | 1596.0229 | 1596.0229 | 1553.6653 | 1520.8 | 1835.65 | 2946093.574 | 547488 | 248346.64 | 0 | 249943.48
2208 | 1532.8 | 957.281 | 957.281 | 931.8753 | 931.8753 | 1816.15 | 1784644.7675 | 335475.1191 | 152175.2415 | 1158772.6543 | 149987.9555
2209 | 1087.2 | 0 | 0 | 0 | 0 | 1797.8 | 0 | 0 | 0 | 1361043.936 | 0
2210 | 1328.8 | 0 | 0 | 0 | 0 | 1788.4 | 0 | 0 | 0 | 1663498.144 | 0
2211 | 1067.2 | 0 | 0 | 0 | 0 | 1784.05 | 0 | 0 | 0 | 1336006.336 | 0
2212 | 1069.6 | 0 | 0 | 0 | 0 | 1776.2 | 0 | 0 | 0 | 1339010.848 | 0
2213 | 964.8 | 0 | 0 | 0 | 0 | 1782.9 | 0 | 0 | 0 | 1207813.824 | 0
2214 | 1233.6 | 0 | 0 | 0 | 0 | 1788.2 | 0 | 0 | 0 | 1544319.168 | 0
2215 | 1241.187 | 1302.5795 | 1302.5795 | 1268.0097 | 1241.187 | 1793.55 | 2339672.7691 | 446827.32 | 202685.8371 | 0 | 256243.0562
2216 | 1139.749 | 1196.1241 | 1196.1241 | 1164.3796 | 1139.749 | 1806.6 | 2166565.0334 | 410309.64 | 186121.0117 | 0 | 220427.4566
2217 | 1485.342 | 1558.811 | 1558.811 | 1517.441 | 1485.342 | 1854.05 | 2895083.8525 | 534723.12 | 242556.3486 | 0 | 216785.6649
2218 | 1788.565 | 1877.0323 | 1877.0323 | 1827.2168 | 1788.565 | 1874.65 | 3527765.8664 | 643883.4 | 292072.6645 | 0 | 224196.6227
2219 | 1486.331 | 2069.8563 | 1559.8479 | 2014.9235 | 1486.331 | 1839 | 2873419.4414 | 535079.16 | 242717.8523 | 0 | 239299.291
2220 | 1635.414 | 2347.7446 | 1716.306 | 2285.4368 | 1635.414 | 1764.45 | 3038050.0637 | 588749.04 | 267063.1062 | 0 | 385221.7677
2221 | 1839.255 | 1930.2295 | 1930.2295 | 1879.0023 | 1839.255 | 1754 | 3398405.0345 | 662131.8 | 300350.3415 | 0 | 452456.73
2222 | 1431.431 | 2046.0335 | 1502.2324 | 1991.7329 | 1431.431 | 1776.9 | 2689403.2612 | 515315.16 | 233752.6823 | 0 | 319352.2561
2223 | 1727.174 | 3349.0212 | 1812.6047 | 3260.14 | 1727.174 | 1795.95 | 3275202.2896 | 621782.64 | 282047.5142 | 0 | 352429.8547
2224 | 1726.438 | 2510.4418 | 1811.8323 | 2443.816 | 1726.438 | 1819.85 | 3306248.4728 | 621517.68 | 281927.3254 | 0 | 311017.8057
2225 | 1599.501 | 1366.4204 | 1366.4204 | 1330.1563 | 1330.1563 | 1904.7 | 2664256.9956 | 478856.278 | 217214.5283 | 519381.641 | 123454.7649
2226 | 1633.042 | 242.1667 | 242.1667 | 235.7397 | 235.7397 | 1893.5 | 468778.8793 | 84866.2905 | 38496.2923 | 2694440.3899 | 24450.909
2227 | 1619.476 | 1699.5797 | 1699.5797 | 1654.4737 | 1619.476 | 1894.45 | 3218163.222 | 583011.36 | 264460.4308 | 0 | 170935.6918
2228 | 1533.6 | 1609.456 | 1609.456 | 1566.7419 | 1533.6 | 1886 | 3037189.7931 | 552096 | 250436.88 | 0 | 174830.4
2229 | 1748.8 | 1835.3004 | 1835.3004 | 1786.5925 | 1748.8 | 1871.55 | 3440663.7663 | 629568 | 285579.04 | 0 | 224633.36
2230 | 1145.6 | 1202.2645 | 1202.2645 | 1170.357 | 1145.6 | 1857.7 | 2247277.0946 | 412416 | 187076.48 | 0 | 163018.88
2231 | 1203.2 | 1262.7135 | 1262.7135 | 1229.2018 | 1203.2 | 1835.65 | 2329465.685 | 433152 | 196482.56 | 0 | 197745.92
2232 | 382.4 | 0 | 0 | 0 | 0 | 1816.15 | 0 | 0 | 0 | 737388.0384 | 0
2233 | 120 | 0 | 0 | 0 | 0 | 1797.8 | 0 | 0 | 0 | 150225.6 | 0
2234 | 126.4 | 0 | 0 | 0 | 0 | 1788.4 | 0 | 0 | 0 | 158237.632 | 0
2235 | 118.4 | 0 | 0 | 0 | 0 | 1784.05 | 0 | 0 | 0 | 148222.592 | 0
2236 | 124.8 | 0 | 0 | 0 | 0 | 1782.1 | 0 | 0 | 0 | 156234.624 | 0
2237 | 127.2 | 0 | 0 | 0 | 0 | 1782.9 | 0 | 0 | 0 | 159239.136 | 0
2238 | 104.8 | 0 | 0 | 0 | 0 | 1788.2 | 0 | 0 | 0 | 131197.024 | 0
2239 | 90.455 | 0 | 0 | 0 | 0 | 1792.65 | 0 | 0 | 0 | 174425.8238 | 0
2240 | 181.636 | 0 | 0 | 0 | 0 | 1713.5 | 0 | 0 | 0 | 350251.605 | 0
2241 | 1303.888 | 0 | 0 | 0 | 0 | 1804.45 | 0 | 0 | 0 | 2514308.0926 | 0
2242 | 1593.999 | 1477.0862 | 1477.0862 | 1437.8852 | 1437.8852 | 1812.3 | 2745732.2516 | 517638.6571 | 234806.6464 | 301036.8179 | 227213.6655
2243 | 1722.687 | 1807.8958 | 1807.8958 | 1759.9152 | 1722.687 | 1730.5 | 3145365.5932 | 620167.32 | 281314.7871 | 0 | 464264.1465
2244 | 1824.597 | 1914.8465 | 1914.8465 | 1864.0275 | 1824.597 | 1681.3 | 3235793.8233 | 656854.92 | 297956.6901 | 0 | 581499.0639
2245 | 1538.349 | 1614.4399 | 1614.4399 | 1571.5935 | 1538.349 | 1538.5 | 2500063.3469 | 553805.64 | 251212.3917 | 0 | 709948.0635
2246 | 1462.819 | 1535.174 | 1535.174 | 1494.4313 | 1462.819 | 1732.4 | 2677689.3577 | 526614.84 | 238878.3427 | 0 | 391450.3644
2247 | 1763.062 | 1850.2678 | 1850.2678 | 1801.1627 | 1763.062 | 1751.45 | 3250790.6336 | 634702.32 | 287908.0246 | 0 | 438209.0601
2248 | 1727.078 | 1812.5039 | 1812.5039 | 1764.4011 | 1727.078 | 1792.25 | 3257697.0803 | 621748.08 | 282031.8374 | 0 | 358800.4545
2249 | 1726.744 | 284.3666 | 284.3666 | 276.8197 | 276.8197 | 1898.8 | 551760.0375 | 99655.0838 | 45204.6533 | 2795912.2706 | 27282.8116
2250 | 1440.062 | 54.931 | 54.931 | 53.4731 | 53.4731 | 1893.5 | 106186.2355 | 19250.3299 | 8732.1635 | 2673781.4868 | 5546.2005
2251 | 1485.876 | 1559.3714 | 1559.3714 | 1517.9866 | 1485.876 | 1894.45 | 2949802.7876 | 534915.36 | 242643.5508 | 0 | 156834.2118
2252 | 1420 | 1490.237 | 1490.237 | 1450.687 | 1420 | 1886 | 2810350.5019 | 511200 | 231886 | 0 | 161880
2253 | 1555.2 | 1632.1244 | 1632.1244 | 1588.8087 | 1555.2 | 1871.55 | 3061858.903 | 559872 | 253964.16 | 0 | 199765.44
2254 | 1828.8 | 1888.3791 | 1888.3791 | 1838.2625 | 1828.8 | 1857.7 | 3587782.2817 | 658368 | 298643.04 | 0 | 255571.2269
2255 | 1337.6 | 1403.7613 | 1403.7613 | 1366.5063 | 1337.6 | 1835.65 | 2589994.1798 | 481536 | 218430.08 | 0 | 219834.56
2256 | 1448.8 | 0 | 0 | 0 | 0 | 1816.15 | 0 | 0 | 0 | 2793744.2208 | 0
2257 | 1088.8 | 0 | 0 | 0 | 0 | 1797.8 | 0 | 0 | 0 | 1363046.944 | 0
2258 | 1398.4 | 0 | 0 | 0 | 0 | 1778.4 | 0 | 0 | 0 | 1750628.992 | 0
2259 | 1239.2 | 0 | 0 | 0 | 0 | 1773.15 | 0 | 0 | 0 | 1551329.696 | 0
2260 | 1181.6 | 0 | 0 | 0 | 0 | 1680.1 | 0 | 0 | 0 | 1479221.408 | 0
2261 | 1463.2 | 0 | 0 | 0 | 0 | 1680.9 | 0 | 0 | 0 | 1831750.816 | 0
2262 | 1187.2 | 0 | 0 | 0 | 0 | 1686.2 | 0 | 0 | 0 | 1486231.936 | 0
2263 | 1184.8 | 323.5473 | 323.5473 | 314.9605 | 314.9605 | 1718.7 | 569343.5945 | 113385.7746 | 51433.0472 | 1677325.4545 | 86285.3994
2264 | 1603.456 | 1263.4167 | 1263.4167 | 1229.8863 | 1229.8863 | 1807.5 | 2337403.9893 | 442759.0591 | 200840.4288 | 720360.4772 | 230572.8425
2265 | 1609.349 | 1688.9518 | 1688.9518 | 1644.1279 | 1609.349 | 1849.05 | 3124231.8848 | 579365.64 | 262806.6917 | 0 | 242931.2316
2266 | 1528.207 | 1603.7962 | 1603.7962 | 1561.2324 | 1528.207 | 1812.3 | 2910158.7374 | 550154.52 | 249556.2031 | 0 | 286844.4539
2267 | 1584.409 | 1662.7782 | 1662.7782 | 1618.6489 | 1584.409 | 1754.5 | 2937157.5725 | 570387.24 | 258733.9897 | 0 | 388972.4095
2268 | 1411.614 | 1481.4362 | 1481.4362 | 1442.1197 | 1411.614 | 1716.45 | 2554882.7341 | 508181.04 | 230516.5662 | 0 | 400263.1497
2269 | 1807.633 | 1897.0434 | 1897.0434 | 1846.6969 | 1807.633 | 1441.3 | 2745876.777 | 650747.88 | 295186.4689 | 0 | 1009924.5571
2270 | 1580.825 | 1659.0169 | 1659.0169 | 1614.9875 | 1580.825 | 1742.8 | 2906713.4829 | 569097 | 258148.7225 | 0 | 406588.19
2271 | 1109.428 | 1164.3033 | 1164.3033 | 1133.4033 | 1109.428 | 1782.95 | 2085410.8581 | 399394.08 | 181169.5924 | 0 | 240801.3474
2272 | 1562.899 | 1640.2042 | 1640.2042 | 1596.6741 | 1562.899 | 1802.35 | 2965786.4405 | 562643.64 | 255221.4067 | 0 | 308906.9874
2273 | 1288.141 | 1074.5291 | 1074.5291 | 1046.0117 | 1046.0117 | 1853.7 | 2034684.8611 | 376564.2131 | 170813.7111 | 466901.7973 | 149036.6878
2274 | 1690.754 | 218.2735 | 218.2735 | 212.4807 | 212.4807 | 1887.6 | 421075.1185 | 76493.048 | 34698.0965 | 2850578.0783 | 23259.3816
2275 | 1651.22 | 1732.8938 | 1732.8938 | 1686.9037 | 1651.22 | 1843.45 | 3210103.3152 | 594439.2 | 269644.226 | 0 | 258498.491
2276 | 1392.8 | 1461.6917 | 1461.6917 | 1422.8992 | 1392.8 | 1886 | 2762842.8742 | 501408 | 227444.24 | 0 | 158779.2
2277 | 1446.4 | 1517.9429 | 1517.9429 | 1477.6575 | 1446.4 | 1871.55 | 2849930.9851 | 520704 | 236197.12 | 0 | 185790.08
2278 | 1270.4 | 1333.2374 | 1333.2374 | 1297.854 | 1270.4 | 1857.7 | 2488558.6546 | 457344 | 207456.32 | 0 | 180777.92
2279 | 1509.6 | 1584.2689 | 1584.2689 | 1542.2233 | 1509.6 | 1835.65 | 2921675.1287 | 543456 | 246517.68 | 0 | 248102.76
2280 | 1620 | 0 | 0 | 0 | 0 | 1816.15 | 0 | 0 | 0 | 3123871.92 | 0
2281 | 1519.2 | 0 | 0 | 0 | 0 | 1791.9 | 0 | 0 | 0 | 2929497.6672 | 0
2282 | 1356.8 | 0 | 0 | 0 | 0 | 1788.4 | 0 | 0 | 0 | 2616339.1488 | 0
2283 | 1847.2 | 0 | 0 | 0 | 0 | 1784.05 | 0 | 0 | 0 | 3561985.3152 | 0
2284 | 1688 | 0 | 0 | 0 | 0 | 1782.1 | 0 | 0 | 0 | 3254997.408 | 0
2285 | 1469.6 | 0 | 0 | 0 | 0 | 1782.9 | 0 | 0 | 0 | 2833853.1936 | 0
2286 | 1407.2 | 0 | 0 | 0 | 0 | 1788.2 | 0 | 0 | 0 | 2713526.2752 | 0
2287 | 1298.407 | 309.5443 | 309.5443 | 301.3291 | 301.3291 | 1798.55 | 570408.4947 | 108478.4888 | 49207.0478 | 1922681.1994 | 40545.8415
2288 | 341.456 | 358.3453 | 358.3453 | 348.835 | 341.456 | 1818.4 | 653230.7568 | 122924.16 | 55759.7648 | 0 | 62008.4096
2289 | 276.424 | 290.0967 | 290.0967 | 282.3977 | 276.424 | 1859.95 | 539578.8015 | 99512.64 | 45140.0392 | 0 | 38713.1812
2290 | 284.243 | 679.4484 | 298.3024 | 661.4162 | 284.243 | 1874.65 | 560685.1743 | 102327.48 | 46416.8819 | 0 | 35629.8601
2291 | 269.004 | 1887.3821 | 282.3097 | 1837.292 | 269.004 | 1792.5 | 509547.415 | 96841.44 | 43928.3532 | 0 | 55818.33
2292 | 333.853 | 1590.0283 | 350.3652 | 1547.8299 | 333.853 | 1754.35 | 618049.3078 | 120187.08 | 54518.1949 | 0 | 82010.9894
2293 | 211.973 | 1161.4341 | 222.4578 | 1130.6102 | 211.973 | 1676 | 373631.9878 | 76310.28 | 34615.1909 | 0 | 68679.252
2294 | 211.252 | 2677.4501 | 221.7011 | 2606.3921 | 211.252 | 1669.9 | 370352.4916 | 76050.72 | 34497.4516 | 0 | 69734.2852
2295 | 343.658 | 2558.2049 | 360.6563 | 2490.3116 | 343.658 | 1771.95 | 641737.1075 | 123716.88 | 56119.3514 | 0 | 78371.2069
2296 | 393.167 | 1361.1542 | 412.6141 | 1325.0299 | 393.167 | 1819.85 | 753113.4365 | 141540.12 | 64204.1711 | 0 | 70829.0351
2297 | 317.159 | 1111.4859 | 332.8465 | 1081.9877 | 317.159 | 1904.7 | 633508.3952 | 114177.24 | 51792.0647 | 0 | 30225.2527
2298 | 348.83 | 366.0841 | 366.0841 | 356.3684 | 348.83 | 1893.5 | 693818.9217 | 125578.8 | 56963.939 | 0 | 37150.395
2299 | 281.691 | 295.6242 | 295.6242 | 287.7785 | 281.691 | 1894.45 | 559481.1127 | 101408.76 | 46000.1403 | 0 | 29732.4851
2300 | 266.4 | 279.5769 | 279.5769 | 272.157 | 266.4 | 1880.1 | 525180.5767 | 95904 | 43503.12 | 0 | 31941.36
2301 | 309.6 | 324.9137 | 324.9137 | 316.2906 | 309.6 | 1787.05 | 579721.4562 | 111456 | 50557.68 | 0 | 65929.32
2302 | 292 | 306.4431 | 306.4431 | 298.3103 | 292 | 1857.7 | 568536.0259 | 105120 | 47683.6 | 0 | 41551.6
2303 | 243.2 | 255.2293 | 255.2293 | 248.4557 | 243.2 | 1835.65 | 469503.2183 | 87552 | 39714.56 | 0 | 39969.92
2304 | 139.2 | 146.0852 | 146.0852 | 142.2082 | 139.2 | 1816.15 | 265829.9664 | 50112 | 22731.36 | 0 | 25591.92
2305 | 142.4 | 149.4435 | 149.4435 | 145.4773 | 142.4 | 1798.2 | 269788.4979 | 51264 | 23253.92 | 0 | 28736.32
2306 | 124 | 130.1334 | 130.1334 | 126.6797 | 124 | 1796.5 | 234425.1951 | 44640 | 20249.2 | 0 | 25234
2307 | 118.4 | 124.2564 | 124.2564 | 120.9587 | 118.4 | 1792.9 | 223339.9047 | 42624 | 19334.72 | 0 | 24520.64
2308 | 115.2 | 120.8981 | 120.8981 | 117.6895 | 115.2 | 1790.7 | 217184.8601 | 41472 | 18812.16 | 0 | 24111.36
2309 | 101.6 | 106.6254 | 106.6254 | 103.7956 | 101.6 | 1777.9 | 190246.1433 | 36576 | 16591.28 | 0 | 22565.36
2310 | 99.2 | 104.1067 | 104.1067 | 101.3438 | 99.2 | 1785.55 | 186591.6895 | 35712 | 16199.36 | 0 | 21273.44
2311 | 81.795 | 85.8408 | 85.8408 | 83.5626 | 81.795 | 1762.2 | 151672.2774 | 29446.2 | 13357.1235 | 0 | 19450.851
2312 | 89.489 | 93.9154 | 93.9154 | 91.4229 | 89.489 | 1695.65 | 159818.4083 | 32216.04 | 14613.5537 | 0 | 27235.9771
2313 | 89.121 | 1058.295 | 93.5292 | 1030.2084 | 89.121 | 1740.35 | 163579.1353 | 32083.56 | 14553.4593 | 0 | 23140.2677
2314 | 88.082 | 3302.5059 | 92.4388 | 3214.8592 | 88.082 | 1709.25 | 159216.2168 | 31709.52 | 14383.7906 | 0 | 25609.8415
2315 | 84.446 | 3810.8635 | 88.6229 | 3709.7253 | 84.446 | 1445.85 | 129324.5636 | 30400.56 | 13790.0318 | 0 | 46795.7509
2316 | 92.13 | 2511.0777 | 96.687 | 2444.4351 | 92.13 | 1578.35 | 153561.1071 | 33166.8 | 15044.829 | 0 | 38846.6145
2317 | 88.264 | 820.1068 | 92.6298 | 798.3416 | 88.264 | 1429.15 | 132646.467 | 31775.04 | 14413.5112 | 0 | 50385.5044
2318 | 92.708 | 1010.5581 | 97.2936 | 983.7384 | 92.708 | 1591.15 | 155604.534 | 33374.88 | 15139.2164 | 0 | 37903.6658
2319 | 86.801 | 976.269 | 91.0944 | 950.3593 | 86.801 | 1540.75 | 141250.3563 | 31248.36 | 14174.6033 | 0 | 39863.3593
2320 | 98.247 | 171.5987 | 103.1066 | 167.0446 | 98.247 | 1740.3 | 180153.3617 | 35368.92 | 16043.7351 | 0 | 25514.7459
2321 | 88.18 | 477.6052 | 92.5416 | 464.9298 | 88.18 | 1828.1 | 169476.6603 | 31744.8 | 14399.794 | 0 | 15158.142
2322 | 94.896 | 99.5898 | 99.5898 | 96.9468 | 94.896 | 1813.6 | 180800.0279 | 34162.56 | 15496.5168 | 0 | 17688.6144
2323 | 102.069 | 107.1176 | 107.1176 | 104.2748 | 102.069 | 1869 | 200344.305 | 36744.84 | 16667.8677 | 0 | 13371.039
2324 | 104.8 | 109.9837 | 109.9837 | 107.0648 | 104.8 | 1852.2 | 203903.5988 | 37728 | 17113.84 | 0 | 15489.44
2325 | 103.2 | 108.3046 | 108.3046 | 105.4302 | 103.2 | 1797.2 | 194272.5495 | 37152 | 16852.56 | 0 | 20928.96
2326 | 111.2 | 116.7003 | 116.7003 | 113.6031 | 111.2 | 1842.65 | 214469.6246 | 40032 | 18158.96 | 0 | 17497.32
2327 | 101.6 | 106.6254 | 106.6254 | 103.7956 | 101.6 | 1827.2 | 195051.7177 | 36576 | 16591.28 | 0 | 17556.48
2328 | 107.2 | 112.5024 | 112.5024 | 109.5166 | 107.2 | 1809.75 | 204254.1928 | 38592 | 17505.76 | 0 | 20394.8
2329 | 96.8 | 101.588 | 101.588 | 98.8919 | 96.8 | 1778.3 | 181622.3314 | 34848 | 15807.44 | 0 | 21460.56
2330 | 103.2 | 108.3046 | 108.3046 | 105.4302 | 103.2 | 1780.5 | 193951.3506 | 37152 | 16852.56 | 0 | 22652.4
2331 | 100 | 104.9463 | 104.9463 | 102.1611 | 100 | 1776.15 | 187442.3188 | 36000 | 16330 | 0 | 22385
2332 | 101.6 | 106.6254 | 106.6254 | 103.7956 | 101.6 | 1773.9 | 190295.302 | 36576 | 16591.28 | 0 | 22971.76
2333 | 96 | 100.7484 | 100.7484 | 98.0746 | 96 | 1737.85 | 176228.6092 | 34560 | 15676.8 | 0 | 25166.4
2334 | 101.6 | 106.6254 | 106.6254 | 103.7956 | 101.6 | 1709.25 | 183353.1151 | 36576 | 16591.28 | 0 | 29540.2
2335 | 90.638 | 95.1212 | 95.1212 | 92.5967 | 90.638 | 1713.25 | 163812.1734 | 32629.68 | 14801.1854 | 0 | 25990.4465
2336 | 142.371 | 149.4131 | 149.4131 | 145.4477 | 142.371 | 1493.3 | 224104.754 | 51253.56 | 23249.1843 | 0 | 72139.3857
2337 | 876.805 | 2011.842 | 920.1731 | 1958.4489 | 876.805 | 1376.85 | 1273610.8949 | 315649.8 | 143182.2565 | 0 | 546381.0358
2338 | 1186.13 | 2416.6093 | 1244.7992 | 2352.4738 | 1186.13 | 1248.4 | 1562416.1004 | 427006.8 | 193695.029 | 0 | 891495.308
2339 | 1409.196 | 2589.4149 | 1478.8986 | 2520.6932 | 1409.196 | 1330.55 | 1982823.5095 | 507310.56 | 230121.7068 | 0 | 943386.2622
2340 | 1645.065 | 4122.512 | 1726.4344 | 4013.1028 | 1645.065 | 1397.2 | 2435031.1515 | 592223.4 | 268639.1145 | 0 | 991645.182
2341 | 1551.507 | 2168.2204 | 1628.2487 | 2110.677 | 1551.507 | 742.65 | 1219554.5227 | 558542.52 | 253361.0931 | 0 | 1950787.3265
2342 | 1454.836 | 2741.12 | 1526.7961 | 2668.3721 | 1454.836 | 301.3 | 463632.3836 | 523740.96 | 237574.7188 | 0 | 2471329.9132
2343 | 1456.702 | 1750.7347 | 1528.7544 | 1704.2711 | 1456.702 | 1239.25 | 1903526.92 | 524412.72 | 237879.4366 | 0 | 1108186.0465
2344 | 1631.387 | 838.2342 | 838.2342 | 815.9879 | 815.9879 | 1096.15 | 941673.1584 | 293755.6505 | 133250.827 | 1572347.0959 | 718277.8449
2345 | 1631.553 | 964.0847 | 964.0847 | 938.4984 | 938.4984 | 1559.75 | 1537528.1762 | 337859.4355 | 153256.7939 | 1336428.2124 | 402388.5
2346 | 1765.931 | 189.8751 | 189.8751 | 184.8359 | 184.8359 | 1715.7 | 333105.3744 | 66540.9268 | 30183.7037 | 3048850.9639 | 51177.1273
2347 | 1730.86 | 1395.1799 | 1395.1799 | 1358.1525 | 1358.1525 | 1844.05 | 2630096.7309 | 488934.9154 | 221786.3103 | 1332315.8561 | 193600.8526
2348 | 1846.4 | 1888.3791 | 1888.3791 | 1838.2625 | 1838.2625 | 1844.15 | 3567112.9016 | 661774.5002 | 300188.2663 | 29089.087 | 279907.0675
2349 | 1725.6 | 1810.9528 | 1810.9528 | 1762.8911 | 1725.6 | 1828.65 | 3315843.4057 | 621216 | 281790.48 | 0 | 295681.56
2350 | 1554.4 | 1631.2848 | 1631.2848 | 1587.9914 | 1554.4 | 1821.45 | 2975840.7544 | 559584 | 253833.52 | 0 | 277538.12
2351 | 1998.4 | 1888.3791 | 1888.3791 | 1838.2625 | 1838.2625 | 1806 | 3490721.9489 | 661774.5002 | 300188.2663 | 572442.879 | 348424.582
2352 | 1700.8 | 0 | 0 | 0 | 0 | 1789.85 | 0 | 0 | 0 | 3279679.8528 | 0
2353 | 1940.8 | 0 | 0 | 0 | 0 | 1791.9 | 0 | 0 | 0 | 2429648.704 | 0
2354 | 1621.6 | 0 | 0 | 0 | 0 | 1703.9 | 0 | 0 | 0 | 2030048.608 | 0
2355 | 1272.8 | 0 | 0 | 0 | 0 | 1682.05 | 0 | 0 | 0 | 1593392.864 | 0
2356 | 1277.6 | 0 | 0 | 0 | 0 | 1697.6 | 0 | 0 | 0 | 1599401.888 | 0
2357 | 1742.4 | 0 | 0 | 0 | 0 | 1680.9 | 0 | 0 | 0 | 2181275.712 | 0
2358 | 1696 | 0 | 0 | 0 | 0 | 1731.3 | 0 | 0 | 0 | 2123188.48 | 0
2359 | 1093.028 | 372.7545 | 372.7545 | 362.8618 | 362.8618 | 1798.55 | 687066.2243 | 130630.2335 | 59255.3254 | 1407991.2439 | 71190.214
2360 | 1153.367 | 1210.4156 | 1210.4156 | 1178.2919 | 1153.367 | 1716.4 | 2081664.1407 | 415212.12 | 188344.8311 | 0 | 327094.8812
2361 | 1724.16 | 1809.4416 | 1809.4416 | 1761.42 | 1724.16 | 1826.45 | 3311932.734 | 620697.6 | 281555.328 | 0 | 299227.968
2362 | 2138.256 | 2244.0199 | 2244.0199 | 2184.4649 | 2138.256 | 1868.75 | 4224045.8346 | 769772.16 | 349177.2048 | 0 | 280646.1
2363 | 1900.048 | 1994.0295 | 1994.0295 | 1941.1091 | 1900.048 | 1727 | 3470749.6522 | 684017.28 | 310277.8384 | 0 | 518713.104
2364 | 2133.191 | 2238.7044 | 2238.7044 | 2179.2904 | 2133.191 | 1719.95 | 3874602.9446 | 767948.76 | 348350.0903 | 0 | 597400.1396
2365 | 1700.026 | 2105.4237 | 1784.1139 | 2049.5469 | 1700.026 | 1706 | 3051639.3927 | 612009.36 | 277614.2458 | 0 | 499807.644
2366 | 1540.681 | 1870.9244 | 1616.8872 | 1821.2711 | 1540.681 | 1742.8 | 2829473.142 | 554645.16 | 251593.2073 | 0 | 396263.1532
2367 | 1354.534 | 2855.0119 | 1421.5329 | 2779.2414 | 1354.534 | 1858.55 | 2654092.3451 | 487632.24 | 221195.4022 | 0 | 191598.8343
2368 | 1652.807 | 2412.1995 | 1734.5593 | 2348.181 | 1652.807 | 1904.35 | 3306583.2645 | 595010.52 | 269903.3831 | 0 | 158090.9896
2369 | 1811.042 | 1297.498 | 1297.498 | 1263.0631 | 1263.0631 | 1904.7 | 2518287.5788 | 454702.7079 | 206258.2005 | 1056676.524 | 117227.7676
2370 | 1517.038 | 234.1908 | 234.1908 | 227.9755 | 227.9755 | 1893.5 | 452012.125 | 82071.1641 | 37228.3919 | 2485719.9289 | 23645.556
2371 | 1866.297 | 1390.3282 | 1390.3282 | 1353.4296 | 1353.4296 | 1894.45 | 2686158.4443 | 487234.6695 | 221015.0598 | 1833344.9097 | 130188.642
2372 | 1745.6 | 1831.9421 | 1831.9421 | 1783.3234 | 1745.6 | 1886 | 3455994.8611 | 628416 | 285056.48 | 0 | 198998.4
2373 | 2057.6 | 1888.3791 | 1888.3791 | 1838.2625 | 1838.2625 | 1871.55 | 3609996.1487 | 661774.5002 | 300188.2663 | 784064.8822 | 230696.5854
2374 | 1675.2 | 1758.0599 | 1758.0599 | 1711.402 | 1675.2 | 1857.7 | 3266259.0077 | 603072 | 273560.16 | 0 | 238380.96
2375 | 1663.2 | 1745.4664 | 1745.4664 | 1699.1426 | 1663.2 | 1835.65 | 3208107.555 | 598752 | 271600.56 | 0 | 273346.92
2376 | 1429.6 | 0 | 0 | 0 | 0 | 1816.15 | 0 | 0 | 0 | 2756720.5536 | 0
2377 | 1479.2 | 0 | 0 | 0 | 0 | 1797.3 | 0 | 0 | 0 | 1851780.896 | 0
2378 | 1613.6 | 0 | 0 | 0 | 0 | 1788.4 | 0 | 0 | 0 | 2020033.568 | 0
2379 | 1020.8 | 0 | 0 | 0 | 0 | 1784.05 | 0 | 0 | 0 | 1277919.104 | 0
2380 | 1254.4 | 0 | 0 | 0 | 0 | 1782.1 | 0 | 0 | 0 | 1570358.272 | 0
2381 | 1267.2 | 0 | 0 | 0 | 0 | 1782.9 | 0 | 0 | 0 | 1586382.336 | 0
2382 | 1392 | 0 | 0 | 0 | 0 | 1788.2 | 0 | 0 | 0 | 1742616.96 | 0
2383 | 1293.522 | 384.8611 | 384.8611 | 374.6471 | 374.6471 | 1798.55 | 708104.0733 | 134872.9412 | 61179.8647 | 1771881.2511 | 73502.4572
2384 | 650.269 | 682.4331 | 682.4331 | 664.3217 | 650.269 | 1806.6 | 1239080.5837 | 234096.84 | 106188.9277 | 0 | 125762.0246
2385 | 1468.701 | 1541.3469 | 1541.3469 | 1500.4404 | 1468.701 | 1855.45 | 2872147.8359 | 528732.36 | 239838.8733 | 0 | 212300.7295
2386 | 1476.864 | 1549.9137 | 1549.9137 | 1508.7798 | 1476.864 | 1772.65 | 2768950.5442 | 531671.04 | 241171.8912 | 0 | 335765.0304
2387 | 1368.496 | 1964.0485 | 1436.1855 | 1911.9237 | 1368.496 | 1664.5 | 2417151.8318 | 492658.56 | 223475.3968 | 0 | 459130.408
2388 | 1103.419 | 2233.2703 | 1157.996 | 2174.0005 | 1103.419 | 1521.6 | 1774667.606 | 397230.84 | 180188.3227 | 0 | 527875.6496
2389 | 1738.664 | 2220.789 | 1824.663 | 2161.8505 | 1738.664 | 1441.3 | 2644049.225 | 625919.04 | 283923.8312 | 0 | 971391.5768
2390 | 1353.651 | 3634.1309 | 1420.6062 | 3537.683 | 1353.651 | 1464.2 | 2097572.7375 | 487314.36 | 221051.2083 | 0 | 725286.2058
2391 | 1671.773 | 3214.35 | 1754.4634 | 3129.0429 | 1671.773 | 1622.95 | 2876100.0397 | 601838.28 | 273000.5309 | 0 | 630342.0096
2392 | 1643.7 | 2372.7995 | 1725.0018 | 2309.8267 | 1643.7 | 1757.85 | 3050163.5095 | 591732 | 268416.21 | 0 | 398021.955
2393 | 1554.145 | 1275.8685 | 1275.8685 | 1242.0077 | 1242.0077 | 1848.7 | 2418257.2772 | 447122.7664 | 202819.8549 | 601899.38 | 183010.3618
2394 | 1624.376 | 231.9554 | 231.9554 | 225.7994 | 225.7994 | 1860 | 441778.1339 | 81287.7931 | 36873.0462 | 2696897.5861 | 30786.7
2395 | 1597.412 | 1676.4243 | 1676.4243 | 1631.9329 | 1597.412 | 1894.45 | 3183816.3673 | 575068.32 | 260857.3796 | 0 | 168606.8366
2396 | 1305.6 | 1370.1785 | 1370.1785 | 1333.8147 | 1305.6 | 1886 | 2589916.8686 | 470016 | 213204.48 | 0 | 148838.4
2397 | 1634.4 | 1715.2418 | 1715.2418 | 1669.7203 | 1634.4 | 1865.65 | 3198686.1642 | 588384 | 266897.52 | 0 | 219581.64
2398 | 1851.2 | 1888.3791 | 1888.3791 | 1838.2625 | 1838.2625 | 1857.7 | 3581109.6993 | 661774.5002 | 300188.2663 | 46247.6278 | 255571.2269
2399 | 1613.6 | 1693.413 | 1693.413 | 1648.4708 | 1613.6 | 1835.65 | 3116116.7005 | 580896 | 263500.88 | 0 | 265195.16
2400 | 1363.2 | 0 | 0 | 0 | 0 | 1816.15 | 0 | 0 | 0 | 2628680.3712 | 0
2401 | 1245.6 | 0 | 0 | 0 | 0 | 1786 | 0 | 0 | 0 | 1559341.728 | 0
2402 | 1235.2 | 0 | 0 | 0 | 0 | 1686.4 | 0 | 0 | 0 | 1546322.176 | 0
2403 | 1324 | 0 | 0 | 0 | 0 | 1682.05 | 0 | 0 | 0 | 1657489.12 | 0
2404 | 1393.6 | 0 | 0 | 0 | 0 | 1674.3 | 0 | 0 | 0 | 1744619.968 | 0
2405 | 1192 | 0 | 0 | 0 | 0 | 1680.9 | 0 | 0 | 0 | 1492240.96 | 0
2406 | 1108 | 0 | 0 | 0 | 0 | 1686.2 | 0 | 0 | 0 | 1387083.04 | 0
2407 | 1071.458 | 0 | 0 | 0 | 0 | 1696.55 | 0 | 0 | 0 | 2066109.6047 | 0
2408 | 700.377 | 0 | 0 | 0 | 0 | 1685.8 | 0 | 0 | 0 | 1350548.1751 | 0
2409 | 1179.725 | 0 | 0 | 0 | 0 | 1752.15 | 0 | 0 | 0 | 2274882.5931 | 0
2410 | 1627.857 | 685.3033 | 685.3033 | 667.1158 | 667.1158 | 1724.65 | 1218539.2637 | 240161.6758 | 108940.0046 | 1852612.6932 | 160108.8659
2411 | 1504.309 | 1578.7162 | 1578.7162 | 1536.8179 | 1504.309 | 1727 | 2755707.0057 | 541551.24 | 245653.6597 | 0 | 410676.357
2412 | 1607.655 | 1687.174 | 1687.174 | 1642.3973 | 1607.655 | 1623.95 | 2757092.3376 | 578755.8 | 262530.0615 | 0 | 604558.6628
2413 | 1708.11 | 2051.9787 | 1792.5977 | 1997.5203 | 1708.11 | 1441.3 | 2596595.512 | 614919.6 | 278934.363 | 0 | 954321.057
2414 | 1747.615 | 1834.0568 | 1834.0568 | 1785.3819 | 1747.615 | 1464.2 | 2702838.4674 | 629141.4 | 285385.5295 | 0 | 936372.117
2415 | 1656.806 | 1738.7561 | 1738.7561 | 1692.6105 | 1656.806 | 1580.45 | 2767683.8083 | 596450.16 | 270556.4198 | 0 | 695112.9573
2416 | 1940.668 | 1184.8896 | 1184.8896 | 1153.4432 | 1153.4432 | 1684.05 | 2046330.3537 | 415239.5683 | 188357.282 | 1518018.0899 | 354917.3773
2417 | 1471.768 | 1225.0515 | 1225.0515 | 1192.5393 | 1192.5393 | 1847.8 | 2319072.7537 | 429314.1332 | 194741.661 | 538441.249 | 176766.4498
2418 | 1831.384 | 216.3898 | 216.3898 | 210.6469 | 210.6469 | 1860 | 412745.3828 | 75832.8833 | 34398.6384 | 3125293.2857 | 28720.72
2419 | 1741.725 | 1552.1795 | 1552.1795 | 1510.9855 | 1510.9855 | 1894.45 | 3011637.4421 | 543954.7724 | 246743.9287 | 824823.6428 | 146991.6743
2420 | 1332.8 | 1398.7239 | 1398.7239 | 1361.6025 | 1332.8 | 1880.1 | 2633555.4384 | 479808 | 217646.24 | 0 | 159802.72
2421 | 1913.6 | 1888.3791 | 1888.3791 | 1838.2625 | 1838.2625 | 1838.05 | 3549487.5307 | 661774.5002 | 300188.2663 | 269308.6582 | 290862.6859
2422 | 1916 | 1888.3791 | 1888.3791 | 1838.2625 | 1838.2625 | 1857.7 | 3584621.9824 | 661774.5002 | 300188.2663 | 277887.9286 | 255571.2269
2423 | 1797.6 | 1886.5142 | 1886.5142 | 1836.4471 | 1797.6 | 1835.65 | 3472130.1098 | 647136 | 293548.08 | 0 | 295173.093
2424 | 1308 | 0 | 0 | 0 | 0 | 1816.15 | 0 | 0 | 0 | 2522237.328 | 0
2425 | 1379.2 | 0 | 0 | 0 | 0 | 1786 | 0 | 0 | 0 | 1726592.896 | 0
2426 | 1590.4 | 0 | 0 | 0 | 0 | 1686.4 | 0 | 0 | 0 | 1990989.952 | 0
2427 | 1549.6 | 0 | 0 | 0 | 0 | 1676.25 | 0 | 0 | 0 | 1939913.248 | 0
2428 | 934.4 | 0 | 0 | 0 | 0 | 1667.1 | 0 | 0 | 0 | 1169756.672 | 0
2429 | 1459.2 | 0 | 0 | 0 | 0 | 1675.1 | 0 | 0 | 0 | 1826743.296 | 0
2430 | 1591.2 | 0 | 0 | 0 | 0 | 1683.3 | 0 | 0 | 0 | 1991991.456 | 0
2431 | 966.93 | 371.1016 | 371.1016 | 361.2527 | 361.2527 | 1714.05 | 652945.1784 | 130050.9803 | 58992.5697 | 1167937.184 | 100603.7869
2432 | 1477.577 | 1425.8441 | 1425.8441 | 1388.003 | 1388.003 | 1689.5 | 2480965.9134 | 499681.0732 | 226660.8868 | 172727.0138 | 419724.585
2433 | 1354.983 | 1422.0041 | 1422.0041 | 1384.2649 | 1354.983 | 1713.45 | 2455284.9414 | 487793.88 | 221268.7239 | 0 | 388270.3786
2434 | 1698.036 | 1782.0255 | 1782.0255 | 1734.7315 | 1698.036 | 1719.65 | 3093336.8947 | 611292.96 | 277289.2788 | 0 | 476044.3926
2435 | 1687.35 | 1770.8109 | 1770.8109 | 1723.8145 | 1687.35 | 1629.35 | 2912639.975 | 607446 | 275544.255 | 0 | 625416.2775
2436 | 1799.841 | 1984.7617 | 1888.865 | 1932.0872 | 1799.841 | 1591.45 | 3029360.4263 | 647942.76 | 293914.0353 | 0 | 735325.0406
2437 | 1492.56 | 1985.4334 | 1566.385 | 1932.741 | 1492.56 | 1441.3 | 2271435.0449 | 537321.6 | 243735.048 | 0 | 833893.272
2438 | 1614.825 | 2028.412 | 1694.6986 | 1974.5791 | 1614.825 | 1464.2 | 2494857.7902 | 581337 | 263700.9225 | 0 | 865223.235
2439 | 1802.673 | 3087.7806 | 1891.8381 | 3005.8326 | 1802.673 | 1483.25 | 2827774.2306 | 648962.28 | 294376.5009 | 0 | 931531.2728
2440 | 1703.159 | 1752.3278 | 1752.3278 | 1705.8219 | 1703.159 | 1691.85 | 3038499.4504 | 613137.24 | 278125.8647 | 0 | 511927.1298
2441 | 1953.342 | 689.3585 | 689.3585 | 671.0633 | 671.0633 | 1837.7 | 1296708.2238 | 241582.7769 | 109584.6319 | 2472638.593 | 106070.5158
2442 | 1610.257 | 121.1668 | 121.1668 | 117.9511 | 117.9511 | 1837.5 | 228069.9262 | 42462.3838 | 19261.4091 | 2877637.4095 | 18666.7
2443 | 1843.247 | 1329.6934 | 1329.6934 | 1294.404 | 1294.404 | 1888.55 | 2574903.3153 | 465985.4564 | 211376.1806 | 1961946.7142 | 131402.7821
2444 | 1636 | 1716.921 | 1716.921 | 1671.3548 | 1636 | 1829.1 | 3148116.4889 | 588960 | 267158.8 | 0 | 279592.4
2445 | 1706.4 | 1790.8032 | 1790.8032 | 1743.2762 | 1706.4 | 1820.5 | 3267679.6463 | 614304 | 278655.12 | 0 | 306298.8
2446 | 2003.2 | 1888.3791 | 1888.3791 | 1838.2625 | 1838.2625 | 1857.7 | 3590866.8179 | 661774.5002 | 300188.2663 | 589601.4198 | 255571.2269
2447 | 1822.4 | 1888.3791 | 1888.3791 | 1838.2625 | 1822.4 | 1835.65 | 3527532.3075 | 656064 | 297597.92 | 0 | 295173.093
2448 | 1698.4 | 0 | 0 | 0 | 0 | 1815.15 | 0 | 0 | 0 | 3275051.8944 | 0
2449 | 1377.6 | 0 | 0 | 0 | 0 | 1791.9 | 0 | 0 | 0 | 2656448.1216 | 0
2450 | 1225.6 | 0 | 0 | 0 | 0 | 1686.4 | 0 | 0 | 0 | 2363344.0896 | 0
2451 | 1188 | 0 | 0 | 0 | 0 | 1682.05 | 0 | 0 | 0 | 2290839.408 | 0
2452 | 1199.2 | 0 | 0 | 0 | 0 | 1677.2 | 0 | 0 | 0 | 2312436.5472 | 0
2453 | 1212 | 0 | 0 | 0 | 0 | 1632.9 | 0 | 0 | 0 | 2337118.992 | 0
2454 | 1070.4 | 0 | 0 | 0 | 0 | 1641.7 | 0 | 0 | 0 | 2064069.4464 | 0
2455 | 974.019 | 233.0374 | 233.0374 | 226.8527 | 226.8527 | 1693.65 | 405179.9326 | 81666.9741 | 37045.0469 | 1440772.7197 | 67682.2118
2456 | 196.406 | 206.1208 | 206.1208 | 200.6504 | 196.406 | 1633.25 | 338294.9876 | 70706.16 | 32073.0998 | 0 | 72031.9005
2457 | 173.54 | 472.3904 | 182.1238 | 459.8535 | 173.54 | 1709.95 | 313205.0763 | 62474.4 | 28339.082 | 0 | 50335.277
2458 | 0 | 1214.029 | -0.0010495 | 1181.8093 | 0 | 1529.8 | 0 | 0 | 0 | 0 | 0
2459 | 0 | 1715.8253 | 0 | 1670.2883 | 0 | 1462.3 | 0 | 0 | 0 | 0 | 0
2460 | 0 | 1058.4493 | 0 | 1030.3586 | 0 | 1451.75 | 0 | 0 | 0 | 0 | 0
2461 | 0 | 1926.6204 | 0.0010495 | 1875.489 | 0 | 1441.3 | 0 | 0 | 0 | 0 | 0
2462 | 267.984 | 2256.6429 | 281.2392 | 2196.7528 | 267.984 | 1464.2 | 414633.7979 | 96474.24 | 43761.7872 | 0 | 143585.8272
2463 | 256.129 | 3120.9646 | 268.7978 | 3038.1359 | 256.129 | 1553.1 | 419804.8061 | 92206.44 | 41825.8657 | 0 | 114464.0501
2464 | 126.647 | 2291.0747 | 132.9113 | 2230.2708 | 126.647 | 1629.35 | 217577.3506 | 45592.92 | 20681.4551 | 0 | 46941.7105
2465 | 227.812 | 1220.3373 | 239.0802 | 1187.9502 | 227.812 | 1778.7 | 426119.8839 | 82012.32 | 37201.6996 | 0 | 50414.7956
2466 | 353.747 | 371.2443 | 371.2443 | 361.3917 | 353.747 | 1833.7 | 682893.3387 | 127348.92 | 57766.8851 | 0 | 58828.1261
2467 | 216.663 | 227.3797 | 227.3797 | 221.3452 | 216.663 | 1837.55 | 418448.7715 | 77998.68 | 35381.0679 | 0 | 35196.9043
2468 | 193.6 | 203.176 | 203.176 | 197.7838 | 193.6 | 1784 | 363134.6997 | 69696 | 31614.88 | 0 | 41817.6
2469 | 127.2 | 133.4917 | 133.4917 | 129.9489 | 127.2 | 1814.65 | 242345.9159 | 45792 | 20771.76 | 0 | 23576.52
2470 | 117.6 | 123.4168 | 123.4168 | 120.1414 | 117.6 | 1857.7 | 229254.9947 | 42336 | 19204.08 | 0 | 16734.48
2471 | 128.8 | 135.1708 | 135.1708 | 131.5834 | 128.8 | 1835.65 | 248699.1897 | 46368 | 21033.04 | 0 | 21168.28
2472 | 140.8 | 147.7643 | 147.7643 | 143.8428 | 140.8 | 1816.15 | 269126.6088 | 50688 | 22992.64 | 0 | 25886.08
2473 | 108.8 | 114.1815 | 114.1815 | 111.1512 | 108.8 | 1792.3 | 205312.8967 | 39168 | 17767.04 | 0 | 22597.76
2474 | 100 | 104.9463 | 104.9463 | 102.1611 | 100 | 1694.5 | 178839.9132 | 36000 | 16330 | 0 | 30550
2475 | 89.6 | 94.0319 | 94.0319 | 91.5363 | 89.6 | 1685.1 | 159500.7818 | 32256 | 14631.68 | 0 | 28215.04
2476 | 99.2 | 104.1067 | 104.1067 | 101.3438 | 99.2 | 1682.9 | 176219.8413 | 35712 | 16199.36 | 0 | 31456.32
2477 | 91.2 | 95.711 | 95.711 | 93.1709 | 91.2 | 1681.9 | 161760.4629 | 32832 | 14892.96 | 0 | 29010.72
2478 | 98.4 | 103.2671 | 103.2671 | 100.5265 | 98.4 | 1686.55 | 175014.79 | 35424 | 16068.72 | 0 | 30843.48
2479 | 64.271 | 67.45 | 67.45 | 65.6599 | 64.271 | 1738.8 | 117819.7619 | 23137.56 | 10495.4543 | 0 | 16787.5852
2480 | 44.716 | 46.9278 | 46.9278 | 45.6823 | 44.716 | 1660.65 | 78337.2382 | 16097.76 | 7302.1228 | 0 | 15174.3746
2481 | 503.248 | 1780.7986 | 528.14 | 1733.5372 | 503.248 | 1695.25 | 898841.1659 | 181169.28 | 82180.3984 | 0 | 153364.828
2482 | 593.572 | 2647.6086 | 622.9317 | 2577.3426 | 593.572 | 1638.95 | 1027347.2935 | 213685.92 | 96930.3076 | 0 | 214309.1706
2483 | 451.248 | 1992.2654 | 473.5679 | 1939.3917 | 451.248 | 1445.85 | 690104.5884 | 162449.28 | 73688.7984 | 0 | 250059.0792
2484 | 445.515 | 4063.8008 | 467.5514 | 3955.9498 | 445.515 | 1438.65 | 677164.8164 | 160385.4 | 72752.5995 | 0 | 250089.8453
2485 | 1718.709 | 2762.3328 | 1803.721 | 2689.022 | 1718.709 | 1429.15 | 2590734.7216 | 618735.24 | 280665.1797 | 0 | 981125.0326
2486 | 1825.482 | 2880.3427 | 1915.7753 | 2803.9 | 1825.482 | 1553.8 | 2999539.6798 | 657173.52 | 298101.2106 | 0 | 814530.0684
2487 | 1311.2 | 2178.5565 | 1376.0555 | 2120.7388 | 1311.2 | 1730.6 | 2396216.0654 | 472032 | 214118.96 | 0 | 353237.28
2488 | 1571.2 | 1970.8269 | 1648.9158 | 1918.5223 | 1571.2 | 1743.8 | 2887540.0603 | 565632 | 256576.96 | 0 | 402541.44
2489 | 1255.2 | 1206.7027 | 1206.7027 | 1174.6774 | 1174.6774 | 1828.1 | 2255535.1332 | 422883.8713 | 191824.8227 | 155272.9786 | 196656.0066
2490 | 1663.487 | 208.1756 | 208.1756 | 202.6508 | 202.6508 | 1813.6 | 386245.5733 | 72954.2708 | 33092.8678 | 2816953.9099 | 36787.904
2491 | 1610.935 | 1690.6162 | 1690.6162 | 1645.7482 | 1610.935 | 1829.6 | 3091590.6383 | 579936.6 | 263065.6855 | 0 | 274503.324
2492 | 1180.8 | 1239.2056 | 1239.2056 | 1206.3177 | 1180.8 | 1753.2 | 2172749.3439 | 425088 | 192824.64 | 0 | 291421.44
2493 | 1295.2 | 1359.2641 | 1359.2641 | 1323.19 | 1295.2 | 1771.7 | 2408657.8838 | 466272 | 211506.16 | 0 | 295694.16
2494 | 1408 | 1477.6435 | 1477.6435 | 1438.4276 | 1408 | 1842.65 | 2720244.1841 | 506880 | 229926.4 | 0 | 221548.8
2495 | 1508 | 1582.5898 | 1582.5898 | 1540.5887 | 1508 | 1827.2 | 2895103.1886 | 542880 | 246256.4 | 0 | 260582.4
2496 | 1367.2 | 0 | 0 | 0 | 0 | 1809.75 | 0 | 0 | 0 | 2636393.6352 | 0
2497 | 1770.4 | 0 | 0 | 0 | 0 | 1728.2 | 0 | 0 | 0 | 2216328.352 | 0
2498 | 1622.4 | 0 | 0 | 0 | 0 | 1768.7 | 0 | 0 | 0 | 2031050.112 | 0
2499 | 1314.4 | 0 | 0 | 0 | 0 | 1674.15 | 0 | 0 | 0 | 1645471.072 | 0
2500 | 1200.8 | 0 | 0 | 0 | 0 | 1666.1 | 0 | 0 | 0 | 1503257.504 | 0
2501 | 1348 | 0 | 0 | 0 | 0 | 1667.7 | 0 | 0 | 0 | 1687534.24 | 0
2502 | 1156 | 0 | 0 | 0 | 0 | 1669.6 | 0 | 0 | 0 | 1447173.28 | 0
2503 | 1375.182 | 399.6249 | 399.6249 | 389.0191 | 389.0191 | 1685.65 | 693473.0874 | 140046.8673 | 63526.8151 | 1901633.7453 | 119095.8984
2504 | 1228.928 | 1289.7141 | 1289.7141 | 1255.4858 | 1228.928 | 1605.65 | 2088870.8419 | 442414.08 | 200683.9424 | 0 | 484627.7568
2505 | 1763.437 | 1850.6614 | 1850.6614 | 1801.5458 | 1763.437 | 1499.05 | 2803494.845 | 634837.32 | 287969.2621 | 0 | 883393.7652
2506 | 1786.454 | 457.8669 | 457.8669 | 445.7154 | 445.7154 | 1510.4 | 714944.2813 | 160457.5424 | 72785.3241 | 2585367.7025 | 212525.568
2507 | 1601.327 | 1905.5514 | 1680.533 | 1854.9791 | 1601.327 | 1539.9 | 2620210.4527 | 576477.72 | 261496.6991 | 0 | 736770.5527
2508 | 1886.909 | 2141.1978 | 1980.2396 | 2084.3715 | 1886.909 | 1536.9 | 3082053.3509 | 679287.24 | 308132.2397 | 0 | 873827.5579
2509 | 1830.371 | 1911.6278 | 1911.6278 | 1860.8942 | 1830.371 | 1457.3 | 2837239.0267 | 658933.56 | 298899.5843 | 0 | 983544.4359
2510 | 1393.734 | 1853.878 | 1462.6719 | 1804.6771 | 1393.734 | 1395.6 | 2060908.0558 | 501744.24 | 227596.7622 | 0 | 842372.8296
2511 | 1534.199 | 1610.0846 | 1610.0846 | 1567.3539 | 1534.199 | 1572.3 | 2552464.4553 | 552311.64 | 250534.6967 | 0 | 656176.9123
2512 | 1641.378 | 1722.565 | 1722.565 | 1676.8491 | 1641.378 | 1638.15 | 2838054.4929 | 590896.08 | 268037.0274 | 0 | 593932.6293
2513 | 1522.665 | 1019.9245 | 1019.9245 | 992.8563 | 992.8563 | 1726.25 | 1806032.7582 | 357428.2627 | 162133.4314 | 1021638.6214 | 264699.5513
2514 | 1554.326 | 224.7582 | 224.7582 | 218.7932 | 218.7932 | 1830.8 | 419766.4926 | 78765.5593 | 35728.9329 | 2575329.2276 | 36053.4744
2515 | 1267.674 | 1330.3766 | 1330.3766 | 1295.0691 | 1267.674 | 1849.95 | 2462960.9768 | 456362.64 | 207011.1642 | 0 | 190214.4837
2516 | 1214.4 | 1274.4675 | 1274.4675 | 1240.6438 | 1214.4 | 1844.15 | 2357670.9688 | 437184 | 198311.52 | 0 | 189264.24
2517 | 1422.4 | 1492.7557 | 1492.7557 | 1453.1388 | 1422.4 | 1828.65 | 2736750.8324 | 512064 | 232277.92 | 0 | 243728.24
2518 | 1226.4 | 1287.0611 | 1287.0611 | 1252.9032 | 1226.4 | 1815.55 | 2339796.1973 | 441504 | 200271.12 | 0 | 226209.48
2519 | 1222.4 | 1282.8632 | 1282.8632 | 1248.8167 | 1222.4 | 1800.1 | 2313183.3614 | 440064 | 199617.92 | 0 | 244357.76
2520 | 1440.8 | 177.0779 | 177.0779 | 172.3784 | 172.3784 | 1750.45 | 317391.1148 | 62056.22 | 28149.3909 | 2445917.6875 | 7150.8552
2521 | 1159.2 | 0 | 0 | 0 | 0 | 1746.8 | 0 | 0 | 0 | 1451179.296 | 0
2522 | 1145.6 | 0 | 0 | 0 | 0 | 1683.5 | 0 | 0 | 0 | 1434153.728 | 0
2523 | 1368.8 | 0 | 0 | 0 | 0 | 1655.05 | 0 | 0 | 0 | 1713573.344 | 0
2524 | 864.8 | 0 | 0 | 0 | 0 | 1632.1 | 0 | 0 | 0 | 1082625.824 | 0
2525 | 943.2 | 0 | 0 | 0 | 0 | 1636.4 | 0 | 0 | 0 | 1180773.216 | 0
2526 | 1092 | 0 | 0 | 0 | 0 | 1676.1 | 0 | 0 | 0 | 1367052.96 | 0
2527 | 1156.517 | 1213.7215 | 1213.7215 | 1181.51 | 1156.517 | 1696.55 | 2065647.4806 | 416346.12 | 188859.2261 | 0 | 350945.0836
2528 | 715.847 | 751.2547 | 751.2547 | 731.3168 | 715.847 | 1713.5 | 1292132.6752 | 257704.92 | 116897.8151 | 0 | 205090.1655
2529 | 1374.694 | 1442.6901 | 1442.6901 | 1404.4019 | 1374.694 | 1757.95 | 2541833.7651 | 494889.84 | 224487.5302 | 0 | 332744.6827
2530 | 1474.584 | 1547.5209 | 1547.5209 | 1506.4505 | 1474.584 | 1748.65 | 2721326.4899 | 530850.24 | 240799.5672 | 0 | 370636.6884
2531 | 1171.084 | 1853.8538 | 1229.009 | 1804.6536 | 1171.084 | 1629.35 | 2017924.7757 | 421590.24 | 191238.0172 | 0 | 434062.2846
2532 | 1452.682 | 2072.4716 | 1524.5345 | 2017.4693 | 1452.682 | 1591.45 | 2434544.8189 | 522965.52 | 237222.9706 | 0 | 593493.2311
2533 | 1536.423 | 1612.4186 | 1612.4186 | 1569.6259 | 1536.423 | 1441.3 | 2324355.6006 | 553112.28 | 250897.8759 | 0 | 858399.5301
2534 | 1489.362 | 1563.0299 | 1563.0299 | 1521.5479 | 1489.362 | 1723.9 | 2700697.4251 | 536170.32 | 243212.8146 | 0 | 411212.8482
2535 | 1094.152 | 2491.0015 | 1148.2717 | 2424.8917 | 1094.152 | 1772.55 | 2042932.3731 | 393894.72 | 178675.0216 | 0 | 248864.8724
2536 | 1400.201 | 1845.7488 | 1469.4587 | 1796.7637 | 1400.201 | 1799.45 | 2650958.7108 | 504072.36 | 228652.8233 | 0 | 280810.3106
2537 | 1681.075 | 981.2434 | 981.2434 | 955.2018 | 955.2018 | 1853.2 | 1856473.4031 | 343872.6351 | 155984.4481 | 1399712.9745 | 136563.1956
2538 | 1647.588 | 193.4705 | 193.4705 | 188.3359 | 188.3359 | 1893.5 | 373814.2906 | 67800.9404 | 30755.2599 | 2813899.0849 | 19534.23
2539 | 1122.777 | 1178.3126 | 1178.3126 | 1147.0408 | 1122.777 | 1894.45 | 2228521.0348 | 404199.72 | 183349.4841 | 0 | 118509.1124
2540 | 1656 | 1737.9102 | 1737.9102 | 1691.787 | 1656 | 1886 | 3273512.707 | 596160 | 270424.8 | 0 | 188784
2541 | 1400.8 | 1470.0874 | 1470.0874 | 1431.072 | 1400.8 | 1871.55 | 2744172.7042 | 504288 | 228750.64 | 0 | 179932.76
2542 | 1624.8 | 1705.167 | 1705.167 | 1659.9128 | 1624.8 | 1857.7 | 3161243.7818 | 584928 | 265329.84 | 0 | 231209.04
2543 | 1046.4 | 1098.1578 | 1098.1578 | 1069.0133 | 1046.4 | 1835.65 | 2019026.0279 | 376704 | 170877.12 | 0 | 171975.84
2544 | 1645.6 | 0 | 0 | 0 | 0 | 1816.15 | 0 | 0 | 0 | 3173236.8096 | 0
2545 | 1430.4 | 0 | 0 | 0 | 0 | 1797.3 | 0 | 0 | 0 | 1790689.152 | 0
2546 | 1149.6 | 0 | 0 | 0 | 0 | 1782 | 0 | 0 | 0 | 1439161.248 | 0
2547 | 1410.4 | 0 | 0 | 0 | 0 | 1699.55 | 0 | 0 | 0 | 1765651.552 | 0
2548 | 1274.4 | 0 | 0 | 0 | 0 | 1680.1 | 0 | 0 | 0 | 1595395.872 | 0
2549 | 1276.8 | 0 | 0 | 0 | 0 | 1701.9 | 0 | 0 | 0 | 1598400.384 | 0
2550 | 1566.4 | 0 | 0 | 0 | 0 | 1782.3 | 0 | 0 | 0 | 1960944.832 | 0
2551 | 1491.966 | 528.5168 | 528.5168 | 514.4902 | 514.4902 | 1798.05 | 973612.0102 | 185216.4781 | 84016.2524 | 1884882.1921 | 81917.1805
2552 | 1493.014 | 1566.8625 | 1566.8625 | 1525.2788 | 1493.014 | 1716.4 | 2704969.5291 | 537485.04 | 243809.1862 | 0 | 423418.7704
2553 | 1539.824 | 1615.9879 | 1615.9879 | 1573.1004 | 1539.824 | 1757.95 | 2857860.24 | 554336.64 | 251453.2592 | 0 | 372714.3992
2554 | 1782.499 | 1870.6662 | 1870.6662 | 1821.0198 | 1782.499 | 1738.55 | 3272978.533 | 641699.64 | 291082.0867 | 0 | 466034.3635
2555 | 1835.337 | 1926.1177 | 1926.1177 | 1874.9996 | 1835.337 | 1656.7 | 3214226.7482 | 660721.32 | 299710.5321 | 0 | 630071.1921
2556 | 1632.697 | 2125.3288 | 1713.4546 | 2068.9238 | 1632.697 | 1646.15 | 2831734.5592 | 587770.92 | 266619.4201 | 0 | 577729.8334
2557 | 1766.248 | 2085.804 | 1853.6114 | 2030.4479 | 1766.248 | 1635.7 | 3037659.0851 | 635849.28 | 288428.2984 | 0 | 643444.1464
2558 | 1904.871 | 1999.0911 | 1999.0911 | 1946.0363 | 1904.871 | 1732.4 | 3479018.5622 | 685753.56 | 311065.4343 | 0 | 509743.4796
2559 | 1996.523 | 2471.3409 | 2095.2775 | 2405.7529 | 1996.523 | 1765.35 | 3713492.3024 | 718748.28 | 326032.2059 | 0 | 468484.122
2560 | 1909.872 | 1962.595 | 1962.595 | 1910.5088 | 1909.872 | 1775.35 | 3572088.6309 | 687553.92 | 311882.0976 | 0 | 417991.8774
2561 | 1550.773 | 258.024 | 258.024 | 251.1762 | 251.1762 | 1892.9 | 500317.3013 | 90423.4432 | 41017.0785 | 2506033.2431 | 26198.802
2562 | 1749.963 | 46.2949 | 46.2949 | 45.0663 | 45.0663 | 1893 | 89644.5047 | 16223.87 | 7359.3277 | 3287579.5743 | 4696.23
2563 | 2041.861 | 1752.3687 | 1752.3687 | 1705.8618 | 1705.8618 | 1894.45 | 3393294.8975 | 614110.239 | 278567.2279 | 1201095.0854 | 166244.8387
2564 | 1636 | 1716.921 | 1716.921 | 1671.3548 | 1636 | 1881.5 | 3224086.3044 | 588960 | 267158.8 | 0 | 193866
2565 | 1492.8 | 1566.6379 | 1566.6379 | 1525.0602 | 1492.8 | 1871.55 | 2925312.4083 | 537408 | 243774.24 | 0 | 191750.16
2566 | 1684 | 1767.2952 | 1767.2952 | 1720.3921 | 1684 | 1857.7 | 3277740.7137 | 606240 | 274997.2 | 0 | 239633.2
2567 | 1725.6 | 1810.9528 | 1810.9528 | 1762.8911 | 1725.6 | 1835.65 | 3326689.1961 | 621216 | 281790.48 | 0 | 283602.36
2568 | 1603.2 | 0 | 0 | 0 | 0 | 1816.15 | 0 | 0 | 0 | 3091476.2112 | 0
2569 | 792 | 0 | 0 | 0 | 0 | 1746.8 | 0 | 0 | 0 | 991488.96 | 0
2570 | 863.2 | 0 | 0 | 0 | 0 | 1749 | 0 | 0 | 0 | 1080622.816 | 0
2571 | 843.2 | 0 | 0 | 0 | 0 | 1682.05 | 0 | 0 | 0 | 1055585.216 | 0
2572 | 594.4 | 0 | 0 | 0 | 0 | 1680.1 | 0 | 0 | 0 | 744117.472 | 0
2573 | 836 | 0 | 0 | 0 | 0 | 1698.4 | 0 | 0 | 0 | 1046571.68 | 0
2574 | 635.2 | 0 | 0 | 0 | 0 | 1748.8 | 0 | 0 | 0 | 795194.176 | 0
2575 | 612.699 | 133.3804 | 133.3804 | 129.8406 | 129.8406 | 1792.15 | 245421.0816 | 46742.605 | 21202.965 | 931103.6375 | 26282.8404
2576 | 532.414 | 531.4427 | 531.4427 | 517.3385 | 517.3385 | 1713.5 | 936862.5385 | 186241.8482 | 84481.3717 | 29070.3913 | 144348.441
2577 | 903.735 | 948.4362 | 948.4362 | 923.2652 | 903.735 | 1775.45 | 1691012.6177 | 325344.6 | 147579.9255 | 0 | 202933.6942
2578 | 888.082 | 932.0089 | 932.0089 | 907.2739 | 888.082 | 1772.65 | 1665207.2176 | 319709.52 | 145023.7906 | 0 | 201905.4427
2579 | 1104.242 | 1930.366 | 1158.8608 | 1879.1351 | 1104.242 | 1768.1 | 2063521.1839 | 397527.12 | 180322.7186 | 0 | 256073.7198
2580 | 873.013 | 2166.1194 | 916.1935 | 2108.6317 | 873.013 | 1719.95 | 1582726.0411 | 314284.68 | 142563.0229 | 0 | 244487.2906
2581 | 777.272 | 2142.3931 | 815.718 | 2085.5352 | 777.272 | 1706 | 1395064.5633 | 279817.92 | 126928.5176 | 0 | 228517.968
2582 | 991.14 | 2237.7945 | 1040.1645 | 2178.4047 | 991.14 | 1732.4 | 1807321.0472 | 356810.4 | 161853.162 | 0 | 265229.064
2583 | 976.907 | 3186.9978 | 1025.2275 | 3102.4167 | 976.907 | 1795.95 | 1850414.6726 | 351686.52 | 159528.9131 | 0 | 199337.8733
2584 | 874.205 | 2338.4632 | 917.4455 | 2276.4016 | 874.205 | 1847.45 | 1698533.0358 | 314713.8 | 142757.6765 | 0 | 133359.9727
2585 | 861.226 | 1238.7039 | 903.8246 | 1205.8294 | 861.226 | 1898.3 | 1715180.6309 | 310041.36 | 140638.2058 | 0 | 87586.6842
2586 | 364.693 | 382.7317 | 382.7317 | 372.5742 | 364.693 | 1893.5 | 725633.591 | 131289.48 | 59554.3669 | 0 | 38839.8045
2587 | 407.546 | 427.7043 | 427.7043 | 416.3533 | 407.546 | 1894.45 | 809910.7583 | 146716.56 | 66552.2618 | 0 | 43016.4803
2588 | 380.8 | 399.6354 | 399.6354 | 389.0293 | 380.8 | 1848 | 737412.5837 | 137088 | 62184.64 | 0 | 57881.6
2589 | 503.2 | 528.0896 | 528.0896 | 514.0744 | 503.2 | 1814.65 | 955615.7797 | 181152 | 82172.56 | 0 | 93268.12
2590 | 686.4 | 720.3512 | 720.3512 | 701.2335 | 686.4 | 1857.7 | 1334856.522 | 247104 | 112089.12 | 0 | 97674.72
2591 | 699.2 | 733.7843 | 733.7843 | 714.3101 | 699.2 | 1829.75 | 1341884.3985 | 251712 | 114179.36 | 0 | 119038.8
2592 | 0 | 0 | 0 | 0 | 0 | 1759.25 | 0 | 0 | 0 | 0 | 0
2593 | 0 | 0 | 0 | 0 | 0 | 1730.8 | 0 | 0 | 0 | 0 | 0
2594 | 0 | 0 | 0 | 0 | 0 | 1731.5 | 0 | 0 | 0 | 0 | 0
2595 | 0 | 0 | 0 | 0 | 0 | 1676.25 | 0 | 0 | 0 | 0 | 0
2596 | 0 | 0 | 0 | 0 | 0 | 1639.1 | 0 | 0 | 0 | 0 | 0
2597 | 0 | 0 | 0 | 0 | 0 | 1632.9 | 0 | 0 | 0 | 0 | 0
2598 | 0 | 0 | 0 | 0 | 0 | 1641.7 | 0 | 0 | 0 | 0 | 0
2599 | 1576.944 | 1654.9439 | 1654.9439 | 1611.0226 | 1576.944 | 1605.55 | 2665979.1991 | 567699.84 | 257514.9552 | 0 | 622025.5608
2600 | 1498.248 | 1572.3554 | 1572.3554 | 1530.6259 | 1498.248 | 1403.7 | 2216029.058 | 539369.28 | 244663.8984 | 0 | 893405.2824
2601 | 1510.044 | 1584.7349 | 1584.7349 | 1542.6769 | 1510.044 | 1445.25 | 2298224.6857 | 543615.84 | 246590.1852 | 0 | 837696.909
2602 | 1902.362 | 1996.458 | 1996.458 | 1943.4731 | 1902.362 | 1459.95 | 2930864.2639 | 684850.32 | 310655.7146 | 0 | 1027370.5981
2603 | 1884.636 | 2001.6245 | 1977.8552 | 1948.5025 | 1884.636 | 1462.3 | 2907352.0789 | 678468.96 | 307761.0588 | 0 | 1013368.7772
2604 | 1594.663 | 3600.0317 | 1673.5393 | 3504.4889 | 1594.663 | 1451.75 | 2438173.4388 | 574078.68 | 260408.4679 | 0 | 874273.9898
2605 | 1945.081 | 4113.8697 | 2041.29 | 4004.6898 | 1945.081 | 1441.3 | 2952022.5963 | 700229.16 | 317631.7273 | 0 | 1086716.7547
2606 | 1916.271 | 3754.4234 | 2011.0549 | 3654.7831 | 1916.271 | 1464.2 | 2960456.9534 | 689857.56 | 312927.0543 | 0 | 1026738.0018
2607 | 2098.686 | 3172.3117 | 2202.4927 | 3088.1202 | 2098.686 | 1483.25 | 3292503.9614 | 755526.96 | 342715.4238 | 0 | 1084495.9905
2608 | 1693.969 | 2023.3211 | 1777.7573 | 1969.6232 | 1693.969 | 1489.65 | 2665085.8143 | 609828.84 | 276625.1377 | 0 | 864517.0791
2609 | 2117.631 | 822.7578 | 822.7578 | 800.9222 | 800.9222 | 1622.35 | 1367188.4757 | 288332.0019 | 130790.5998 | 2539030.5932 | 294572.2871
2610 | 2089.833 | 167.4281 | 167.4281 | 162.9847 | 162.9847 | 1708.35 | 293293.2473 | 58674.4848 | 26615.3982 | 3715572.445 | 45527.1483
2611 | 1694.447 | 1778.2589 | 1778.2589 | 1731.0649 | 1694.447 | 1734.45 | 3086985.8193 | 610000.92 | 276703.1951 | 0 | 449960.4009
2612 | 1517.6 | 1592.6646 | 1592.6646 | 1550.3961 | 1517.6 | 1753.4 | 2802421.2051 | 546336 | 247824.08 | 0 | 374240.16
2613 | 1688.8 | 1772.3326 | 1772.3326 | 1725.2959 | 1688.8 | 1766.55 | 3138063.8511 | 607968 | 275781.04 | 0 | 394250.36
2614 | 1653.6 | 1735.3915 | 1735.3915 | 1689.3352 | 1653.6 | 1857.7 | 3230261.1581 | 595296 | 270032.88 | 0 | 235307.28
2615 | 1461.6 | 1533.8947 | 1533.8947 | 1493.186 | 1461.6 | 1829.75 | 2816262.6343 | 526176 | 238679.28 | 0 | 248837.4
2616 | 0 | 0 | 0 | 0 | 0 | 1776.75 | 0 | 0 | 0 | 0 | 0
2617 | 0 | 0 | 0 | 0 | 0 | 1763.8 | 0 | 0 | 0 | 0 | 0
2618 | 0 | 0 | 0 | 0 | 0 | 1686.4 | 0 | 0 | 0 | 0 | 0
2619 | 0 | 0 | 0 | 0 | 0 | 1682.05 | 0 | 0 | 0 | 0 | 0
2620 | 0 | 0 | 0 | 0 | 0 | 1680.1 | 0 | 0 | 0 | 0 | 0
2621 | 0 | 0 | 0 | 0 | 0 | 1680.9 | 0 | 0 | 0 | 0 | 0
2622 | 0 | 0 | 0 | 0 | 0 | 1703.7 | 0 | 0 | 0 | 0 | 0
2623 | 601.179 | 630.9149 | 630.9149 | 614.1708 | 601.179 | 1786.75 | 1130515.4098 | 216424.44 | 98172.5307 | 0 | 108116.6837
2624 | 322.859 | 338.8285 | 338.8285 | 329.8362 | 322.859 | 1761.5 | 600808.8509 | 116229.24 | 52722.8747 | 0 | 77001.8715
2625 | 345.786 | 685.7431 | 362.8895 | 667.5438 | 345.786 | 1848.15 | 672912.7295 | 124482.96 | 56466.8538 | 0 | 52507.6041
2626 | 329.02 | 1443.4058 | 345.2942 | 1405.0986 | 329.02 | 1835.25 | 637109.72 | 118447.2 | 53728.966 | 0 | 54206.045
2627 | 281.969 | 1932.0357 | 295.9149 | 1880.7605 | 281.969 | 1751.6 | 520877.4697 | 101508.84 | 46045.5377 | 0 | 70041.0996
2628 | 315.114 | 2178.9994 | 330.7004 | 2121.17 | 315.114 | 1711.45 | 567710.6448 | 113441.04 | 51458.1162 | 0 | 90926.1447
2629 | 313.792 | 3213.2481 | 329.313 | 3127.9702 | 313.792 | 1721 | 568312.439 | 112965.12 | 51242.2336 | 0 | 87547.968
2630 | 298.368 | 3641.4887 | 313.1261 | 3544.8455 | 298.368 | 1776.9 | 558514.6676 | 107412.48 | 48723.4944 | 0 | 66565.9008
2631 | 287.073 | 3088.9518 | 301.2724 | 3006.9727 | 287.073 | 1858.55 | 562371.6746 | 103346.28 | 46879.0209 | 0 | 40606.4759
2632 | 258.151 | 2275.2645 | 270.9198 | 2214.8802 | 258.151 | 1864.95 | 506445.8254 | 92934.36 | 42156.0583 | 0 | 34863.2925
2633 | 315.607 | 1203.5889 | 331.2178 | 1171.6463 | 315.607 | 1892.9 | 626452.5354 | 113618.52 | 51538.6231 | 0 | 33801.5097
2634 | 311.492 | 326.8992 | 326.8992 | 318.2235 | 311.492 | 1881.7 | 615321.5119 | 112137.12 | 50866.6436 | 0 | 36849.5036
2635 | 272.738 | 286.2284 | 286.2284 | 278.632 | 272.738 | 1855.05 | 530568.3161 | 98185.68 | 44538.1154 | 0 | 39533.3731
2636 | 274.4 | 287.9726 | 287.9726 | 280.3299 | 274.4 | 1874.2 | 539743.3076 | 98784 | 44809.52 | 0 | 34519.52
2637 | 260.8 | 273.6999 | 273.6999 | 266.436 | 260.8 | 1865.65 | 509990.7714 | 93888 | 42588.64 | 0 | 35038.48
2638 | 225.6 | 236.7588 | 236.7588 | 230.4753 | 225.6 | 1857.7 | 439618.5489 | 81216 | 36840.48 | 0 | 32102.88
2639 | 268 | 281.256 | 281.256 | 273.7916 | 268 | 1835.65 | 516504.6968 | 96480 | 43764.4 | 0 | 44045.8
2640 | 0 | 0 | 0 | 0 | 0 | 1816.15 | 0 | 0 | 0 | 0 | 0
2641 | 0 | 0 | 0 | 0 | 0 | 1792.3 | 0 | 0 | 0 | 0 | 0
2642 | 0 | 0 | 0 | 0 | 0 | 1784.7 | 0 | 0 | 0 | 0 | 0
2643 | 0 | 0 | 0 | 0 | 0 | 1781.1 | 0 | 0 | 0 | 0 | 0
2644 | 0 | 0 | 0 | 0 | 0 | 1778.9 | 0 | 0 | 0 | 0 | 0
2645 | 0 | 0 | 0 | 0 | 0 | 1777.9 | 0 | 0 | 0 | 0 | 0
2646 | 0 | 0 | 0 | 0 | 0 | 1779.65 | 0 | 0 | 0 | 0 | 0
2647 | 39.491 | 41.4443 | 41.4443 | 40.3444 | 39.491 | 1756.3 | 72844.0543 | 14216.76 | 6448.8803 | 0 | 9623.9567
2648 | 37.99 | 153.6298 | 39.8691 | 149.5525 | 37.99 | 1708.65 | 68367.9585 | 13676.4 | 6203.767 | 0 | 11068.3865
2649 | 302.112 | 2447.3922 | 317.0553 | 2382.4397 | 302.112 | 1740.35 | 553462.457 | 108760.32 | 49334.8896 | 0 | 78443.3808
2650 | 565.025 | 3167.1934 | 592.9727 | 3083.1378 | 565.025 | 1754.35 | 1045620.7091 | 203409 | 92268.5825 | 0 | 138798.3913
2651 | 324.56 | 1952.3837 | 340.6136 | 1900.5685 | 324.56 | 1738.35 | 596794.2237 | 116841.6 | 53000.648 | 0 | 84921.124
2652 | 314.692 | 3948.488 | 330.2575 | 3843.6973 | 314.692 | 1710.35 | 567804.0011 | 113289.12 | 51389.2036 | 0 | 91150.5378
2653 | 593.521 | 1810.0755 | 622.8782 | 1762.0371 | 593.521 | 1700.85 | 1061541.0084 | 213667.56 | 96921.9793 | 0 | 177551.8072
2654 | 606.677 | 3608.4894 | 636.6849 | 3512.722 | 606.677 | 1740.75 | 1112839.8187 | 218403.72 | 99070.3541 | 0 | 157281.0122
2655 | 413.157 | 1639.3804 | 433.5929 | 1595.8721 | 413.157 | 1783.6 | 777216.8599 | 148736.52 | 67468.5381 | 0 | 89407.1748
2656 | 615.896 | 2221.8847 | 646.3599 | 2162.917 | 615.896 | 1788.3 | 1157823.0759 | 221722.56 | 100575.8168 | 0 | 130385.1832
2657 | 592.271 | 1170.1499 | 621.5663 | 1139.0947 | 592.271 | 1882 | 1171280.3461 | 213217.56 | 96717.8543 | 0 | 69887.978
2658 | 583.145 | 611.9889 | 611.9889 | 595.7471 | 583.145 | 1864.6 | 1142455.1729 | 209932.2 | 95227.5785 | 0 | 78957.833
2659 | 752.979 | 790.2234 | 790.2234 | 769.2513 | 752.979 | 1829.6 | 1445000.3678 | 271072.44 | 122961.4707 | 0 | 128307.6216
2660 | 606.4 | 636.3942 | 636.3942 | 619.5046 | 606.4 | 1858.1 | 1183246.6072 | 218304 | 99025.12 | 0 | 86048.16
2661 | 505.6 | 530.6083 | 530.6083 | 516.5263 | 505.6 | 1848.2 | 980032.9009 | 182016 | 82564.48 | 0 | 76750.08
2662 | 594.4 | 623.8006 | 623.8006 | 607.2453 | 594.4 | 1842.65 | 1149913.677 | 213984 | 97065.52 | 0 | 93528.84
2663 | 668.8 | 701.8807 | 701.8807 | 683.2531 | 668.8 | 1827.2 | 1286382.0341 | 240768 | 109215.04 | 0 | 115568.64
2664 | 0 | 0 | 0 | 0 | 0 | 1809.75 | 0 | 0 | 0 | 0 | 0
2665 | 0 | 0 | 0 | 0 | 0 | 1778.3 | 0 | 0 | 0 | 0 | 0
2666 | 0 | 0 | 0 | 0 | 0 | 1768.7 | 0 | 0 | 0 | 0 | 0
2667 | 0 | 0 | 0 | 0 | 0 | 1764.35 | 0 | 0 | 0 | 0 | 0
2668 | 0 | 0 | 0 | 0 | 0 | 1762.1 | 0 | 0 | 0 | 0 | 0
2669 | 0 | 0 | 0 | 0 | 0 | 1705.6 | 0 | 0 | 0 | 0 | 0
2670 | 0 | 0 | 0 | 0 | 0 | 1714.7 | 0 | 0 | 0 | 0 | 0
2671 | 1652.413 | 1734.1458 | 1734.1458 | 1688.1225 | 1652.413 | 1703.15 | 2957364.3299 | 594868.68 | 269839.0429 | 0 | 490518.799
2672 | 1082.942 | 1136.5072 | 1136.5072 | 1106.345 | 1082.942 | 1670.75 | 1909284.6175 | 389859.12 | 176844.4286 | 0 | 356558.6535
2673 | 1038.061 | 1089.4063 | 1089.4063 | 1060.4941 | 1038.061 | 1609.9 | 1762750.8284 | 373701.96 | 169515.3613 | 0 | 404947.5961
2674 | 1455.5 | 1527.493 | 1527.493 | 1486.9541 | 1455.5 | 1612.9 | 2475973.0795 | 523980 | 237683.15 | 0 | 563424.05
2675 | 1822.657 | 1912.8105 | 1912.8105 | 1862.0456 | 1822.657 | 1648.4 | 3165750.8704 | 656156.52 | 297639.8881 | 0 | 640846.2012
2676 | 1569.698 | 3967.329 | 1647.3395 | 3862.0382 | 1569.698 | 1661.9 | 2757899.258 | 565091.28 | 256331.6834 | 0 | 530714.8938
2677 | 1627.187 | 3981.1546 | 1707.6721 | 3875.4969 | 1627.187 | 1632.15 | 2805603.5263 | 585787.32 | 265719.6371 | 0 | 598560.7379
2678 | 1849.064 | 3689.2277 | 1940.5237 | 3591.3176 | 1849.064 | 1623.8 | 3174277.1958 | 665663.04 | 301952.1512 | 0 | 695617.8768
2679 | 1544.646 | 3125.9632 | 1621.0484 | 3043.0018 | 1544.646 | 1577.9 | 2571962.8929 | 556072.56 | 252240.6918 | 0 | 651995.0766
2680 | 1277.5 | 2303.3481 | 1340.6886 | 2242.2185 | 1277.5 | 1553.15 | 2090190.0305 | 459900 | 208615.75 | 0 | 570850.875
2681 | 1415.472 | 1210.5132 | 1210.5132 | 1178.3869 | 1178.3869 | 1592.7 | 1973923.0727 | 424219.2798 | 192430.5788 | 457175.0144 | 467428.0698
2682 | 1528.819 | 162.3561 | 162.3561 | 158.0472 | 158.0472 | 1695.2 | 280923.4815 | 56897.0051 | 25809.1137 | 2643281.1243 | 46915.1208
2683 | 1597.596 | 1542.1046 | 1542.1046 | 1501.178 | 1501.178 | 1765.45 | 2777156.5353 | 540424.0864 | 245142.3703 | 344664.9751 | 324014.1719
2684 | 1565.6 | 1643.0388 | 1643.0388 | 1599.4335 | 1565.6 | 1787.25 | 2936883.464 | 563616 | 255662.48 | 0 | 333081.4
2685 | 1574.4 | 1652.2741 | 1652.2741 | 1608.4236 | 1574.4 | 1771.75 | 2925918.7827 | 566784 | 257099.52 | 0 | 359356.8
2686 | 2055.2 | 1888.3791 | 1888.3791 | 1838.2625 | 1838.2625 | 1809.65 | 3491093.512 | 661774.5002 | 300188.2663 | 775485.6118 | 341869.1711
2687 | 2027.2 | 1888.3791 | 1888.3791 | 1838.2625 | 1838.2625 | 1800.1 | 3474184.8319 | 661774.5002 | 300188.2663 | 675394.1238 | 359020.9997
2688 | 0 | 0 | 0 | 0 | 0 | 1789.85 | 0 | 0 | 0 | 0 | 0
2689 | 0 | 0 | 0 | 0 | 0 | 1791.9 | 0 | 0 | 0 | 0 | 0
2690 | 0 | 0 | 0 | 0 | 0 | 1776.6 | 0 | 0 | 0 | 0 | 0
2691 | 0 | 0 | 0 | 0 | 0 | 1682.05 | 0 | 0 | 0 | 0 | 0
2692 | 0 | 0 | 0 | 0 | 0 | 1680.1 | 0 | 0 | 0 | 0 | 0
2693 | 0 | 0 | 0 | 0 | 0 | 1680.9 | 0 | 0 | 0 | 0 | 0
2694 | 0 | 0 | 0 | 0 | 0 | 1703.7 | 0 | 0 | 0 | 0 | 0
2695 | 1539.86 | 317.2641 | 317.2641 | 308.8441 | 308.8441 | 1696.55 | 550858.4165 | 111183.8769 | 50434.242 | 2373787.6512 | 91272.2979
2696 | 753.773 | 791.0567 | 791.0567 | 770.0624 | 753.773 | 1693 | 1340459.4146 | 271358.28 | 123091.1309 | 0 | 231408.311
2697 | 1086.631 | 1140.3787 | 1140.3787 | 1110.1137 | 1086.631 | 1747.85 | 1992110.1491 | 391187.16 | 177446.8423 | 0 | 273994.0066
2698 | 1522.957 | 1598.2866 | 1598.2866 | 1555.8689 | 1522.957 | 1769.75 | 2833764.8299 | 548264.52 | 248698.8781 | 0 | 350660.8493
2699 | 1186.075 | 1906.1276 | 1244.7404 | 1855.54 | 1186.075 | 1769.2 | 2209947.5927 | 426987 | 193686.0475 | 0 | 273746.11
2700 | 1273.679 | 2132.8535 | 1336.6786 | 2076.2487 | 1273.679 | 1751.35 | 2339870.9669 | 458524.44 | 207991.7807 | 0 | 316700.2834
2701 | 1087.344 | 2128.6808 | 1141.127 | 2072.1868 | 1087.344 | 1713 | 1952426.5694 | 391443.84 | 177563.2752 | 0 | 312067.728
2702 | 1231.626 | 3690.4923 | 1292.5456 | 3592.5486 | 1231.626 | 1753.5 | 2271633.1045 | 443385.36 | 201124.5258 | 0 | 303595.809
2703 | 1034.934 | 3182.6058 | 1086.1246 | 3098.1412 | 1034.934 | 1793.05 | 1951300.1453 | 372576.24 | 169004.7222 | 0 | 214179.5913
2704 | 806.512 | 2362.2083 | 846.4043 | 2299.5166 | 806.512 | 1847.45 | 1564001.627 | 290344.32 | 131703.4096 | 0 | 123033.4056
2705 | 1209.862 | 893.841 | 893.841 | 870.119 | 870.119 | 1865.3 | 1701729.3366 | 313242.8306 | 142090.4285 | 655131.9129 | 109006.3791
2706 | 1026.622 | 1077.4015 | 1077.4015 | 1048.8079 | 1026.622 | 1881.7 | 2027445.2424 | 369583.92 | 167647.3726 | 0 | 114354.2218
2707 | 1116.444 | 1171.6663 | 1171.6663 | 1140.571 | 1116.444 | 1882.65 | 2209710.6129 | 401919.84 | 182315.3052 | 0 | 131014.7034
2708 | 1189.6 | 1248.4408 | 1248.4408 | 1215.3079 | 1189.6 | 1874.2 | 2339129.011 | 428256 | 194261.68 | 0 | 149651.68
2709 | 1585.6 | 1664.0281 | 1664.0281 | 1619.8657 | 1585.6 | 1859.75 | 3092585.8747 | 570816 | 258928.48 | 0 | 222380.4
2710 | 1313.6 | 1378.5742 | 1378.5742 | 1341.9876 | 1313.6 | 1857.7 | 2561612.768 | 472896 | 214510.88 | 0 | 186925.28
2711 | 1244.8 | 1306.3712 | 1306.3712 | 1271.7008 | 1244.8 | 1835.65 | 2403897.4729 | 448128 | 203275.84 | 0 | 204582.88
2712 | 0 | 0 | 0 | 0 | 0 | 1816.15 | 0 | 0 | 0 | 0 | 0
2713 | 0 | 0 | 0 | 0 | 0 | 1797.8 | 0 | 0 | 0 | 0 | 0
2714 | 0 | 0 | 0 | 0 | 0 | 1788.4 | 0 | 0 | 0 | 0 | 0
2715 | 0 | 0 | 0 | 0 | 0 | 1772.25 | 0 | 0 | 0 | 0 | 0
2716 | 0 | 0 | 0 | 0 | 0 | 1770.3 | 0 | 0 | 0 | 0 | 0
2717 | 0 | 0 | 0 | 0 | 0 | 1771.1 | 0 | 0 | 0 | 0 | 0
2718 | 0 | 0 | 0 | 0 | 0 | 1776.4 | 0 | 0 | 0 | 0 | 0
2719 | 726.714 | 762.6592 | 762.6592 | 742.4187 | 726.714 | 1786.75 | 1364969.1882 | 261617.04 | 118672.3962 | 0 | 154971.7605
2720 | 674.256 | 707.6065 | 707.6065 | 688.827 | 674.256 | 1689.5 | 1196723.0236 | 242732.16 | 110106.0048 | 0 | 209356.488
2721 | 632.529 | 757.1548 | 663.8145 | 737.0603 | 632.529 | 1765.35 | 1173302.055 | 227710.44 | 103291.9857 | 0 | 148422.9298
2722 | 561.581 | 1530.6162 | 589.3583 | 1489.9944 | 561.581 | 1769.75 | 1045696.084 | 202169.16 | 91706.1773 | 0 | 129304.0252
2723 | 451.698 | 1976.1918 | 474.0402 | 1923.7447 | 451.698 | 1730.5 | 822824.6947 | 162611.28 | 73762.2834 | 0 | 121732.611
2724 | 423.123 | 2215.0054 | 444.0508 | 2156.2204 | 423.123 | 1661.3 | 738051.712 | 152324.28 | 69095.9859 | 0 | 143311.7601
2725 | 1088.675 | 2182.173 | 1142.5228 | 2124.2593 | 1088.675 | 1650.85 | 1883859.0231 | 391923 | 177780.6275 | 0 | 380110.8763
2726 | 1337.162 | 3639.3362 | 1403.3016 | 3542.7502 | 1337.162 | 1732.9 | 2435641.9291 | 481378.32 | 218358.5546 | 0 | 357155.9702
2727 | 1171.09 | 3204.484 | 1229.0153 | 3119.4387 | 1171.09 | 1795.95 | 2211346.2207 | 421592.4 | 191238.997 | 0 | 238960.9145
2728 | 1325.832 | 2360.0328 | 1391.4112 | 2297.3988 | 1325.832 | 1837.35 | 2559115.0396 | 477299.52 | 216508.3656 | 0 | 215646.5748
2729 | 1450.922 | 1245.3607 | 1245.3607 | 1212.3095 | 1212.3095 | 1865.3 | 2373541.5067 | 436431.4078 | 197970.1358 | 460120.367 | 159035.3061
2730 | 1693.945 | 212.4669 | 212.4669 | 206.8281 | 206.8281 | 1887.6 | 409817.2004 | 74458.1224 | 33775.0316 | 2867631.2779 | 22640.6196
2731 | 1224.801 | 1285.383 | 1285.383 | 1251.2696 | 1224.801 | 1888.55 | 2423593.2103 | 440928.36 | 200010.0033 | 0 | 136504.0715
2732 | 1521.6 | 1596.8624 | 1596.8624 | 1554.4826 | 1521.6 | 1880.1 | 2998045.4061 | 547776 | 248477.28 | 0 | 182439.84
2733 | 1564 | 1641.3597 | 1641.3597 | 1597.7989 | 1564 | 1865.65 | 3058781.6134 | 563040 | 255401.2 | 0 | 210123.4
2734 | 1750.4 | 1836.9795 | 1836.9795 | 1788.2271 | 1750.4 | 1857.7 | 3411196.2778 | 630144 | 285840.32 | 0 | 249081.92
2735 | 1775.2 | 1863.0062 | 1863.0062 | 1813.563 | 1775.2 | 1835.65 | 3422069.117 | 639072 | 289890.16 | 0 | 291754.12
2736 | 0 | 0 | 0 | 0 | 0 | 1816.15 | 0 | 0 | 0 | 0 | 0
2737 | 0 | 0 | 0 | 0 | 0 | 1797.8 | 0 | 0 | 0 | 0 | 0
2738 | 0 | 0 | 0 | 0 | 0 | 1776.6 | 0 | 0 | 0 | 0 | 0
2739 | 0 | 0 | 0 | 0 | 0 | 1682.05 | 0 | 0 | 0 | 0 | 0
2740 | 0 | 0 | 0 | 0 | 0 | 1680.1 | 0 | 0 | 0 | 0 | 0
2741 | 0 | 0 | 0 | 0 | 0 | 1680.9 | 0 | 0 | 0 | 0 | 0
2742 | 0 | 0 | 0 | 0 | 0 | 1703.7 | 0 | 0 | 0 | 0 | 0
2743 | 1263.257 | 837.6517 | 837.6517 | 815.4209 | 815.4209 | 1731.55 | 1485152.591 | 293551.5328 | 133158.2369 | 863569.4701 | 188257.2738
2744 | 953.993 | 1001.1801 | 1001.1801 | 974.6093 | 953.993 | 1716.4 | 1724227.4067 | 343437.48 | 155787.0569 | 0 | 270552.4148
2745 | 1386.66 | 1455.248 | 1455.248 | 1416.6265 | 1386.66 | 1757.95 | 2569435.9467 | 499197.6 | 226441.578 | 0 | 335641.053
2746 | 1396.16 | 1465.2178 | 1465.2178 | 1426.3318 | 1396.16 | 1766.85 | 2605469.8698 | 502617.6 | 227992.928 | 0 | 325514.704
2747 | 1632.597 | 1919.6614 | 1713.3486 | 1868.7147 | 1632.597 | 1670.1 | 2875615.325 | 587734.92 | 266603.0901 | 0 | 538593.7503
2748 | 1604.417 | 2171.1536 | 1683.7748 | 2113.5324 | 1604.417 | 1521.6 | 2569672.0692 | 577590.12 | 262001.2961 | 0 | 767553.0928
2749 | 1737.845 | 2156.3184 | 1823.8025 | 2099.0909 | 1737.845 | 1441.3 | 2631607.2893 | 625624.2 | 283790.0885 | 0 | 970934.0015
2750 | 1592.395 | 3169.5915 | 1671.1592 | 3085.4722 | 1592.395 | 1697.25 | 2850189.6409 | 573262.2 | 260038.1035 | 0 | 482097.5863
2751 | 1657.388 | 3148.3766 | 1739.3669 | 3064.8204 | 1657.388 | 1790.15 | 3131051.5473 | 596659.68 | 270651.4604 | 0 | 347802.8718
2752 | 1478.101 | 2311.895 | 1551.2119 | 2250.5385 | 1478.101 | 1792.25 | 2786632.819 | 532116.36 | 241373.8933 | 0 | 307075.4828
2753 | 1658.613 | 982.89 | 982.89 | 956.8047 | 956.8047 | 1865.3 | 1874064.5561 | 344449.6816 | 156246.2028 | 1353308.2295 | 125517.2316
2754 | 1608.759 | 193.5598 | 193.5598 | 188.4228 | 188.4228 | 1887.6 | 373659.7054 | 67832.2016 | 30769.4404 | 2738857.0539 | 20625.8496
2755 | 1122.711 | 1178.2433 | 1178.2433 | 1146.9734 | 1122.711 | 1882.65 | 2225174.2665 | 404175.96 | 183338.7063 | 0 | 131750.1358
2756 | 1280.8 | 1344.1518 | 1344.1518 | 1308.4788 | 1280.8 | 1880.1 | 2538333.0713 | 461088 | 209154.64 | 0 | 153567.92
2757 | 1492 | 1565.7984 | 1565.7984 | 1524.2429 | 1492 | 1865.65 | 2933375.8223 | 537120 | 243643.6 | 0 | 200450.2
2758 | 1771.2 | 1858.8083 | 1858.8083 | 1809.4766 | 1771.2 | 1857.7 | 3469425.8106 | 637632 | 289236.96 | 0 | 252041.76
2759 | 1771.2 | 1858.8083 | 1858.8083 | 1809.4766 | 1771.2 | 1835.65 | 3427852.4715 | 637632 | 289236.96 | 0 | 291096.72
2760 | 0 | 0 | 0 | 0 | 0 | 1816.15 | 0 | 0 | 0 | 0 | 0
2761 | 0 | 0 | 0 | 0 | 0 | 1797.8 | 0 | 0 | 0 | 0 | 0
2762 | 0 | 0 | 0 | 0 | 0 | 1776.6 | 0 | 0 | 0 | 0 | 0
2763 | 0 | 0 | 0 | 0 | 0 | 1772.25 | 0 | 0 | 0 | 0 | 0
2764 | 0 | 0 | 0 | 0 | 0 | 1715.1 | 0 | 0 | 0 | 0 | 0
2765 | 0 | 0 | 0 | 0 | 0 | 1698.4 | 0 | 0 | 0 | 0 | 0
2766 | 0 | 0 | 0 | 0 | 0 | 1748.8 | 0 | 0 | 0 | 0 | 0
2767 | 1162.556 | 1200.6084 | 1200.6084 | 1168.7449 | 1162.556 | 1741.65 | 2130741.6675 | 418520.16 | 189845.3948 | 0 | 270592.9481
2768 | 970.887 | 1018.9097 | 1018.9097 | 991.8684 | 970.887 | 1716.4 | 1756176.3682 | 349519.32 | 158545.8471 | 0 | 275343.5532
2769 | 1196.422 | 1255.6003 | 1255.6003 | 1222.2773 | 1196.422 | 1775.45 | 2233741.8679 | 430711.92 | 195375.7126 | 0 | 268656.5601
2770 | 1332.16 | 1398.0522 | 1398.0522 | 1360.9487 | 1332.16 | 1769.75 | 2484368.1817 | 479577.6 | 217541.728 | 0 | 306729.84
2771 | 1301.099 | 1799.6239 | 1365.4538 | 1751.8629 | 1301.099 | 1727 | 2370070.6577 | 468395.64 | 212469.4667 | 0 | 355200.027
2772 | 1262.025 | 2035.5683 | 1324.4482 | 1981.5454 | 1262.025 | 1716.45 | 2280708.1882 | 454329 | 206088.6825 | 0 | 357847.1887
2773 | 1431.18 | 2026.629 | 1501.97 | 1972.8433 | 1431.18 | 1670.85 | 2517869.837 | 515224.8 | 233711.694 | 0 | 471072.897
2774 | 1472.893 | 2322.2091 | 1545.7463 | 2260.5789 | 1472.893 | 1763.9 | 2735790.6332 | 530241.48 | 240523.4269 | 0 | 347750.0373
2775 | 1483.656 | 2321.3989 | 1557.0416 | 2259.7902 | 1483.656 | 1790.15 | 2794965.7739 | 534116.16 | 242281.0248 | 0 | 311345.2116
2776 | 1473.083 | 1463.4967 | 1463.4967 | 1424.6563 | 1424.6563 | 1819.85 | 2723237.8791 | 512876.2766 | 232646.3777 | 93381.9343 | 249952.1801
2777 | 1294.28 | 422.7635 | 422.7635 | 411.5435 | 411.5435 | 1847.8 | 799090.7594 | 148155.6762 | 67205.0609 | 1702194.8302 | 61001.9122
2778 | 1058.51 | 1074.6414 | 1074.6414 | 1046.121 | 1046.121 | 1842.5 | 2026300.8083 | 376603.5656 | 170831.5618 | 23889.8772 | 145944.855
2779 | 1464.006 | 1536.4197 | 1536.4197 | 1495.644 | 1464.006 | 1882.65 | 2896376.8216 | 527042.16 | 239072.1798 | 0 | 171801.1041
2780 | 1241.6 | 1303.0129 | 1303.0129 | 1268.4316 | 1241.6 | 1874.2 | 2449114.1754 | 446976 | 202753.28 | 0 | 156193.28
2781 | 1408.8 | 1478.4831 | 1478.4831 | 1439.2449 | 1408.8 | 1865.65 | 2768172.5196 | 507168 | 230057.04 | 0 | 189272.28
2782 | 1203.2 | 1262.7135 | 1262.7135 | 1229.2018 | 1203.2 | 1857.7 | 2351423.9924 | 433152 | 196482.56 | 0 | 171215.36
2783 | 1300 | 1364.3015 | 1364.3015 | 1328.0937 | 1300 | 1835.65 | 2513377.8948 | 468000 | 212290 | 0 | 213655
2784 | 0 | 0 | 0 | 0 | 0 | 1816.15 | 0 | 0 | 0 | 0 | 0
2785 | 0 | 0 | 0 | 0 | 0 | 1797.8 | 0 | 0 | 0 | 0 | 0
2786 | 0 | 0 | 0 | 0 | 0 | 1788.4 | 0 | 0 | 0 | 0 | 0
2787 | 0 | 0 | 0 | 0 | 0 | 1772.25 | 0 | 0 | 0 | 0 | 0
2788 | 0 | 0 | 0 | 0 | 0 | 1770.3 | 0 | 0 | 0 | 0 | 0
2789 | 0 | 0 | 0 | 0 | 0 | 1771.1 | 0 | 0 | 0 | 0 | 0
2790 | 0 | 0 | 0 | 0 | 0 | 1776.4 | 0 | 0 | 0 | 0 | 0
2791 | 1083.813 | 1137.4213 | 1137.4213 | 1107.2348 | 1083.813 | 1759.15 | 2003920.6512 | 390172.68 | 176986.6629 | 0 | 261036.361
2792 | 1008.77 | 1058.6665 | 1058.6665 | 1030.5701 | 1008.77 | 1713.5 | 1821103.2704 | 363157.2 | 164732.141 | 0 | 289012.605
2793 | 934.389 | 980.6064 | 980.6064 | 954.5816 | 934.389 | 1775.45 | 1744476.023 | 336380.04 | 152585.7237 | 0 | 209817.0499
2794 | 1123.825 | 1446.2824 | 1179.4124 | 1407.8988 | 1123.825 | 1769.75 | 2093237.2215 | 404577 | 183520.6225 | 0 | 258760.7062
2795 | 930.985 | 1950.6164 | 977.034 | 1898.8481 | 930.985 | 1727 | 1692040.4563 | 335154.6 | 152029.8505 | 0 | 254158.905
2796 | 972.383 | 2180.2063 | 1020.4797 | 2122.3448 | 972.383 | 1716.45 | 1754164.7972 | 350057.88 | 158790.1439 | 0 | 275719.1996
2797 | 958.182 | 2252.7525 | 1005.5763 | 2192.9657 | 958.182 | 1723.4 | 1733048.3209 | 344945.52 | 156471.1206 | 0 | 265033.1412
2798 | 1202.344 | 3711.7722 | 1261.8152 | 3613.2638 | 1202.344 | 1822 | 2305720.7188 | 432843.84 | 196342.7752 | 0 | 214017.232
2799 | 871.996 | 3140.323 | 915.1273 | 3056.9805 | 871.996 | 1886.15 | 1733828.7938 | 313918.56 | 142396.9468 | 0 | 99276.7446
2800 | 905.877 | 2309.1317 | 950.6841 | 2247.8486 | 905.877 | 1904.35 | 1816884.2054 | 326115.72 | 147929.7141 | 0 | 86647.1351
2801 | 1065.211 | 1209.7881 | 1117.8992 | 1177.681 | 1065.211 | 1904.7 | 2130629.0813 | 383475.96 | 173948.9563 | 0 | 101514.6083
2802 | 1003.197 | 1052.8178 | 1052.8178 | 1024.8766 | 1003.197 | 1887.6 | 1988525.9484 | 361150.92 | 163822.0701 | 0 | 112759.3428
2803 | 1253.158 | 1315.1426 | 1315.1426 | 1280.2394 | 1253.158 | 1882.65 | 2475937.2607 | 451136.88 | 204640.7014 | 0 | 147058.0913
2804 | 1226.4 | 1287.0611 | 1287.0611 | 1252.9032 | 1226.4 | 1874.2 | 2412947.1822 | 441504 | 200271.12 | 0 | 154281.12
2805 | 1049.6 | 1101.5161 | 1101.5161 | 1072.2824 | 1049.6 | 1865.65 | 2055506.459 | 377856 | 171399.68 | 0 | 141013.76
2806 | 1300 | 1364.3015 | 1364.3015 | 1328.0937 | 1300 | 1857.7 | 2537238.9938 | 468000 | 212290 | 0 | 184990
2807 | 1016.8 | 1067.0937 | 1067.0937 | 1038.7736 | 1016.8 | 1835.65 | 1960319.3662 | 366048 | 166043.44 | 0 | 167111.08
2808 | 0 | 0 | 0 | 0 | 0 | 1816.15 | 0 | 0 | 0 | 0 | 0
2809 | 0 | 0 | 0 | 0 | 0 | 1798.2 | 0 | 0 | 0 | 0 | 0
2810 | 0 | 0 | 0 | 0 | 0 | 1796.5 | 0 | 0 | 0 | 0 | 0
2811 | 0 | 0 | 0 | 0 | 0 | 1792.9 | 0 | 0 | 0 | 0 | 0
2812 | 0 | 0 | 0 | 0 | 0 | 1790.7 | 0 | 0 | 0 | 0 | 0
2813 | 0 | 0 | 0 | 0 | 0 | 1777.9 | 0 | 0 | 0 | 0 | 0
2814 | 0 | 0 | 0 | 0 | 0 | 1779.65 | 0 | 0 | 0 | 0 | 0
2815 | 976.828 | 1025.1446 | 1025.1446 | 997.9378 | 976.828 | 1728.7 | 1772182.7012 | 351658.08 | 159516.0124 | 0 | 265013.4364
2816 | 949.208 | 996.1584 | 996.1584 | 969.7209 | 949.208 | 1702.75 | 1698665.6765 | 341714.88 | 155005.6664 | 0 | 282152.078
2817 | 1320.769 | 1386.0978 | 1386.0978 | 1349.3115 | 1320.769 | 1740.25 | 2415493.7015 | 475476.84 | 215681.5777 | 0 | 343069.7478
2818 | 1344.335 | 1410.8294 | 1410.8294 | 1373.3868 | 1344.335 | 1733.75 | 2454800.2061 | 483960.6 | 219529.9055 | 0 | 357929.1938
2819 | 1328.345 | 1808.219 | 1394.0485 | 1760.2298 | 1328.345 | 1710.55 | 2396261.5678 | 478204.2 | 216918.7385 | 0 | 384489.4603
2820 | 1413.067 | 1510.9723 | 1482.9611 | 1470.8719 | 1413.067 | 1703.35 | 2537188.9958 | 508704.12 | 230753.8411 | 0 | 419186.3256
2821 | 1334.168 | 1400.1596 | 1400.1596 | 1363.0001 | 1334.168 | 1697.35 | 2385640.2946 | 480300.48 | 217869.6344 | 0 | 403785.9452
2822 | 1503.829 | 2563.5089 | 1578.2124 | 2495.4748 | 1503.829 | 1778.75 | 2821605.2561 | 541378.44 | 245575.2757 | 0 | 332722.1663
2823 | 1371.782 | 1331.9172 | 1331.9172 | 1296.5688 | 1296.5688 | 1874.7 | 2565063.0472 | 466764.7818 | 211729.6913 | 145034.7433 | 158219.1919
2824 | 1502.032 | 760.0996 | 760.0996 | 739.927 | 739.927 | 1851.8 | 1445149.755 | 266373.7094 | 120830.0743 | 1469579.3219 | 106794.6984
2825 | 1377.423 | 685.721 | 685.721 | 667.5224 | 667.5224 | 1887.9 | 1326527.1195 | 240308.0522 | 109006.4025 | 1368912.7488 | 72875.8737
2826 | 1514.373 | 1360.3104 | 1360.3104 | 1324.2085 | 1324.2085 | 1837 | 2557937.6008 | 476715.064 | 216243.2499 | 366697.2263 | 203229.541
2827 | 1132.464 | 1188.4787 | 1188.4787 | 1156.9372 | 1132.464 | 1858.1 | 2204404.3172 | 407687.04 | 184931.3712 | 0 | 160696.6416
2828 | 1019.2 | 1069.6124 | 1069.6124 | 1041.2255 | 1019.2 | 1858.1 | 1984029.095 | 366912 | 166435.36 | 0 | 144624.48
2829 | 1064.8 | 1117.4679 | 1117.4679 | 1087.8109 | 1064.8 | 1848.2 | 2062960.1613 | 383328 | 173881.84 | 0 | 161636.64
2830 | 1386.4 | 1454.9751 | 1454.9751 | 1416.3608 | 1386.4 | 1842.65 | 2680161.3136 | 499104 | 226399.12 | 0 | 218150.04
2831 | 1148 | 1204.7832 | 1204.7832 | 1172.8089 | 1148 | 1827.2 | 2203165.5291 | 413280 | 187468.4 | 0 | 198374.4
2832 | 0 | 0 | 0 | 0 | 0 | 1809.75 | 0 | 0 | 0 | 0 | 0
2833 | 0 | 0 | 0 | 0 | 0 | 1784.2 | 0 | 0 | 0 | 0 | 0
2834 | 0 | 0 | 0 | 0 | 0 | 1780.5 | 0 | 0 | 0 | 0 | 0
2835 | 0 | 0 | 0 | 0 | 0 | 1776.15 | 0 | 0 | 0 | 0 | 0
2836 | 0 | 0 | 0 | 0 | 0 | 1773.9 | 0 | 0 | 0 | 0 | 0
2837 | 0 | 0 | 0 | 0 | 0 | 1772.6 | 0 | 0 | 0 | 0 | 0
2838 | 0 | 0 | 0 | 0 | 0 | 1765.7 | 0 | 0 | 0 | 0 | 0
2839 | 989.561 | 1038.5074 | 1038.5074 | 1010.9459 | 989.561 | 1758.35 | 1834476.1065 | 356241.96 | 161595.3113 | 0 | 239127.4157
2840 | 970.741 | 1018.7565 | 1018.7565 | 991.7192 | 970.741 | 1669.65 | 1714994.057 | 349466.76 | 158522.0053 | 0 | 320684.2893
2841 | 1081.276 | 1134.7588 | 1134.7588 | 1104.643 | 1081.276 | 1658.95 | 1895004.8831 | 389259.36 | 176572.3708 | 0 | 368769.1798
2842 | 1571.813 | 1649.5591 | 1649.5591 | 1605.7807 | 1571.813 | 1652.9 | 2745320.714 | 565852.68 | 256677.0629 | 0 | 545576.2923
2843 | 1519.172 | 1594.3144 | 1594.3144 | 1552.0021 | 1519.172 | 1664.9 | 2672571.7858 | 546901.92 | 248080.7876 | 0 | 509074.5372
2844 | 1461.244 | 1654.5283 | 1533.52 | 1610.618 | 1461.244 | 1661.9 | 2572726.7013 | 526047.84 | 238621.1452 | 0 | 494046.5964
2845 | 1711.452 | 2146.7253 | 1796.104 | 2089.7524 | 1711.452 | 1652.15 | 2994096.2366 | 616122.72 | 279480.1116 | 0 | 595328.5782
2846 | 1173.122 | 1851.1315 | 1231.1478 | 1802.0035 | 1173.122 | 1663.8 | 2064099.6724 | 422323.92 | 191570.8226 | 0 | 394403.6164
2847 | 1493.09 | 199.7768 | 199.7768 | 194.4748 | 194.4748 | 1673.45 | 344577.1004 | 70010.9291 | 31757.7354 | 2504140.4619 | 61847.9169
2848 | 1648.072 | 722.5593 | 722.5593 | 703.3829 | 703.3829 | 1678.15 | 1247583.0014 | 253217.8584 | 114862.4341 | 1821659.0292 | 220474.3307
2849 | 1134.203 | 88.7321 | 88.7321 | 86.3772 | 86.3772 | 1717.15 | 156494.3993 | 31095.7815 | 14105.392 | 2020539.3117 | 23794.1905
2850 | 1182.912 | 551.054 | 551.054 | 536.4293 | 536.4293 | 1757.2 | 996617.3802 | 193114.5491 | 87598.9052 | 1246622.928 | 103938.5524
2851 | 1420.356 | 1490.6106 | 1490.6106 | 1451.0507 | 1420.356 | 1839.05 | 2754948.4949 | 511328.16 | 231944.1348 | 0 | 228606.2982
2852 | 1311.2 | 1376.0555 | 1376.0555 | 1339.5357 | 1311.2 | 1839.15 | 2541676.2483 | 472032 | 214118.96 | 0 | 210906.52
2853 | 1405.6 | 1475.1248 | 1475.1248 | 1435.9758 | 1405.6 | 1828.65 | 2707032.4448 | 506016 | 229534.48 | 0 | 240849.56
2854 | 1212 | 1271.9488 | 1271.9488 | 1238.192 | 1212 | 1821.45 | 2324815.2372 | 436320 | 197919.6 | 0 | 216402.6
2855 | 1395.2 | 1464.2104 | 1464.2104 | 1425.351 | 1395.2 | 1806 | 2653714.015 | 502272 | 227836.16 | 0 | 270668.8
2856 | 0 | 0 | 0 | 0 | 0 | 1789.85 | 0 | 0 | 0 | 0 | 0
2857 | 0 | 0 | 0 | 0 | 0 | 1797.8 | 0 | 0 | 0 | 0 | 0
2858 | 0 | 0 | 0 | 0 | 0 | 1788.4 | 0 | 0 | 0 | 0 | 0
2859 | 0 | 0 | 0 | 0 | 0 | 1784.05 | 0 | 0 | 0 | 0 | 0
2860 | 0 | 0 | 0 | 0 | 0 | 1782.1 | 0 | 0 | 0 | 0 | 0
2861 | 0 | 0 | 0 | 0 | 0 | 1782.9 | 0 | 0 | 0 | 0 | 0
2862 | 0 | 0 | 0 | 0 | 0 | 1783.2 | 0 | 0 | 0 | 0 | 0
2863 | 1384.773 | 1453.2676 | 1453.2676 | 1414.6987 | 1384.773 | 1741.65 | 2549595.4701 | 498518.28 | 226133.4309 | 0 | 357756.1045
2864 | 330.448 | 346.7929 | 346.7929 | 337.5892 | 330.448 | 1693 | 590952.7211 | 118961.28 | 53962.1584 | 0 | 101447.536
2865 | 66.072 | 144.3798 | 69.3391 | 140.5481 | 66.072 | 1709.95 | 119276.7749 | 23785.92 | 10789.5576 | 0 | 19164.1836
2866 | 69.845 | 272.1089 | 73.2997 | 264.8873 | 69.845 | 1724.65 | 127071.3621 | 25144.2 | 11405.6885 | 0 | 19231.8207
2867 | 66.865 | 70.1723 | 70.1723 | 68.31 | 66.865 | 1690 | 119786.8763 | 24071.4 | 10919.0545 | 0 | 20728.15
2868 | 69.874 | 73.3302 | 73.3302 | 71.384 | 69.874 | 1716.45 | 127050.3552 | 25154.64 | 11410.4242 | 0 | 19812.7727
2869 | 62.387 | 65.4728 | 65.4728 | 63.7352 | 62.387 | 1706 | 112446.4994 | 22459.32 | 10187.7971 | 0 | 18341.778
2870 | 65.31 | 68.5404 | 68.5404 | 66.7214 | 65.31 | 1732.4 | 119102.7901 | 23511.6 | 10665.123 | 0 | 17476.956
2871 | 60.338 | 63.3225 | 63.3225 | 61.6419 | 60.338 | 1751.45 | 110838.9608 | 21721.68 | 9853.1954 | 0 | 14997.0099
2872 | 69.75 | 73.2 | 73.2 | 71.2573 | 69.75 | 1777.85 | 130206.5036 | 25110 | 11390.175 | 0 | 15494.9625
2873 | 62.252 | 158.515 | 65.3301 | 154.3081 | 62.252 | 1816.2 | 119031.3532 | 22410.72 | 10165.7516 | 0 | 11441.9176
2874 | 69.556 | 121.6894 | 72.9964 | 118.4598 | 69.556 | 1854.1 | 136538.2002 | 25040.16 | 11358.4948 | 0 | 10148.2204
2875 | 70.538 | 74.027 | 74.027 | 72.0624 | 70.538 | 1792.45 | 133344.1343 | 25393.68 | 11518.8554 | 0 | 14640.1619
2876 | 76.8 | 80.5987 | 80.5987 | 78.4597 | 76.8 | 1819 | 147148.301 | 27648 | 12541.44 | 0 | 13900.8
2877 | 72.8 | 76.4009 | 76.4009 | 74.3732 | 72.8 | 1833.05 | 140196.9135 | 26208 | 11888.24 | 0 | 12153.96
2878 | 78.4 | 82.2779 | 82.2779 | 80.0943 | 78.4 | 1857.7 | 152845.4171 | 28224 | 12802.72 | 0 | 11156.32
2879 | 72 | 75.5613 | 75.5613 | 73.556 | 72 | 1835.65 | 139095.7145 | 25920 | 11757.6 | 0 | 11833.2
2880 | 0 | 0 | 0 | 0 | 0 | 1816.15 | 0 | 0 | 0 | 0 | 0
2881 | 0 | 0 | 0 | 0 | 0 | 1793.3 | 0 | 0 | 0 | 0 | 0
2882 | 0 | 0 | 0 | 0 | 0 | 1788.4 | 0 | 0 | 0 | 0 | 0
2883 | 0 | 0 | 0 | 0 | 0 | 1784.05 | 0 | 0 | 0 | 0 | 0
2884 | 0 | 0 | 0 | 0 | 0 | 1782.1 | 0 | 0 | 0 | 0 | 0
2885 | 0 | 0 | 0 | 0 | 0 | 1782.9 | 0 | 0 | 0 | 0 | 0
2886 | 0 | 0 | 0 | 0 | 0 | 1776.4 | 0 | 0 | 0 | 0 | 0
2887 | 59.935 | 62.8995 | 62.8995 | 61.2302 | 59.935 | 1738.75 | 109990.4524 | 21576.6 | 9787.3855 | 0 | 15658.0187
2888 | 60.615 | 1486.0623 | 63.6132 | 1446.623 | 60.615 | 1668.4 | 106874.4366 | 21821.4 | 9898.4295 | 0 | 20099.934
2889 | 57.444 | 2605.266 | 60.2853 | 2536.1236 | 57.444 | 1617.9 | 98367.5509 | 20679.84 | 9380.6052 | 0 | 21949.3524
2890 | 63.569 | 3291.8549 | 66.7133 | 3204.4909 | 63.569 | 1637.75 | 110129.8006 | 22884.84 | 10380.8177 | 0 | 23027.8702
2891 | 57.64 | 3735.5877 | 60.491 | 3636.4472 | 57.64 | 1613.2 | 98575.9454 | 20750.4 | 9412.612 | 0 | 22295.152
2892 | 64.133 | 3954.8425 | 67.3052 | 3849.8831 | 64.133 | 1662.8 | 112720.2265 | 23087.88 | 10472.9189 | 0 | 21625.6476
2893 | 56.963 | 978.4204 | 59.7805 | 952.4536 | 56.963 | 1669 | 100247.4336 | 20506.68 | 9302.0579 | 0 | 18854.753
2894 | 68.404 | 1516.9123 | 71.7874 | 1476.6543 | 68.404 | 1710.4 | 123831.4567 | 24625.44 | 11170.3732 | 0 | 19809.7984
2895 | 60.106 | 720.2001 | 63.079 | 701.0864 | 60.106 | 1691.05 | 107353.2741 | 21638.16 | 9815.3098 | 0 | 18569.7487
2896 | 68.887 | 243.3966 | 72.2943 | 236.937 | 68.887 | 1719.2 | 124755.7256 | 24799.32 | 11249.2471 | 0 | 19343.4696
2897 | 59.771 | 112.536 | 62.7274 | 109.5493 | 59.771 | 1684.4 | 106286.8717 | 21517.56 | 9760.6043 | 0 | 18863.7276
2898 | 69.059 | 72.4748 | 72.4748 | 70.5514 | 69.059 | 1681 | 122456.0719 | 24861.24 | 11277.3347 | 0 | 22029.821
2899 | 74.479 | 78.1629 | 78.1629 | 76.0885 | 74.479 | 1681.95 | 131801.199 | 26812.44 | 12162.4207 | 0 | 23688.0459
2900 | 85.6 | 89.834 | 89.834 | 87.4499 | 85.6 | 1771 | 159419.4994 | 30816 | 13978.48 | 0 | 19602.4
2901 | 76 | 79.7592 | 79.7592 | 77.6424 | 76 | 1766.65 | 141038.7185 | 27360 | 12410.8 | 0 | 17734.6
2902 | 78.4 | 82.2779 | 82.2779 | 80.0943 | 78.4 | 1818.3 | 149951.2565 | 28224 | 12802.72 | 0 | 14245.28
2903 | 72.8 | 76.4009 | 76.4009 | 74.3732 | 72.8 | 1830.65 | 140628.1617 | 26208 | 11888.24 | 0 | 12328.68
2904 | 0 | 0 | 0 | 0 | 0 | 1816.15 | 0 | 0 | 0 | 0 | 0
2905 | 0 | 0 | 0 | 0 | 0 | 1777.05 | 0 | 0 | 0 | 0 | 0
2906 | 0 | 0 | 0 | 0 | 0 | 1749.7 | 0 | 0 | 0 | 0 | 0
2907 | 0 | 0 | 0 | 0 | 0 | 1705.25 | 0 | 0 | 0 | 0 | 0
2908 | 0 | 0 | 0 | 0 | 0 | 1699.1 | 0 | 0 | 0 | 0 | 0
2909 | 0 | 0 | 0 | 0 | 0 | 1645.35 | 0 | 0 | 0 | 0 | 0
2910 | 0 | 0 | 0 | 0 | 0 | 1591 | 0 | 0 | 0 | 0 | 0
2911 | 59.139 | 62.0642 | 62.0642 | 60.417 | 59.139 | 1471.7 | 91570.0701 | 21290.04 | 9657.3987 | 0 | 31243.1337
2912 | 159.508 | 1471.3373 | 167.3977 | 1432.2888 | 159.508 | 841.6 | 140892.9826 | 57422.88 | 26047.6564 | 0 | 184774.0672
2913 | 1257.452 | 2584.0175 | 1319.649 | 2515.4391 | 1257.452 | 363.7 | 481410.8619 | 452682.72 | 205341.9116 | 0 | 2057568.7076
2914 | 1452.636 | 3302.8092 | 1524.4873 | 3215.1544 | 1452.636 | 1353.45 | 2081338.3186 | 522948.96 | 237215.4588 | 0 | 939201.8058
2915 | 1793.298 | 3733.7868 | 1881.9994 | 3634.6941 | 1793.298 | 1432.8 | 2714500.196 | 645587.28 | 292845.5634 | 0 | 1017158.6256
2916 | 1328.98 | 3935.6321 | 1394.7149 | 3831.1825 | 1328.98 | 1429.15 | 2009421.7392 | 478432.8 | 217022.434 | 0 | 758648.233
2917 | 1338.234 | 3893.664 | 1404.4267 | 3790.3283 | 1338.234 | 1427.9 | 2020297.2145 | 481764.24 | 218533.6122 | 0 | 765603.6714
2918 | 1057.156 | 2735.4791 | 1109.4458 | 2662.881 | 1057.156 | 1449.05 | 1625562.7837 | 380576.16 | 172633.5748 | 0 | 582440.0982
2919 | 1280.998 | 1344.3596 | 1344.3596 | 1308.6811 | 1280.998 | 412.85 | 560759.3548 | 461159.28 | 209186.9734 | 0 | 2033135.9757
2920 | 1089.986 | 1904.3487 | 1143.8997 | 1853.8083 | 1089.986 | 411.15 | 472892.8441 | 392394.96 | 177994.7138 | 0 | 1731824.2561
2921 | 1851.164 | 962.0456 | 962.0456 | 936.5134 | 936.5134 | 398.4 | 392562.0208 | 337144.8394 | 152932.6452 | 1763735.3041 | 1460766.5072
2922 | 1796.006 | 198.8018 | 198.8018 | 193.5257 | 193.5257 | 1461.15 | 297430.2858 | 69669.2617 | 31602.7512 | 3090088.3502 | 101559.2149
2923 | 1783.629 | 1871.8521 | 1871.8521 | 1822.1742 | 1783.629 | 1458.3 | 2728166.1304 | 642106.44 | 291266.6157 | 0 | 966191.8293
2924 | 1345.6 | 1412.157 | 1412.157 | 1374.6791 | 1345.6 | 1590 | 2247529.0343 | 484416 | 219736.48 | 0 | 551696
2925 | 1422.4 | 1492.7557 | 1492.7557 | 1453.1388 | 1422.4 | 1660.65 | 2478196.3571 | 512064 | 232277.92 | 0 | 482691.44
2926 | 1416.8 | 1486.8788 | 1486.8788 | 1447.4178 | 1416.8 | 1784 | 2651651.4627 | 510048 | 231363.44 | 0 | 306028.8
2927 | 1570.4 | 1648.0762 | 1648.0762 | 1604.3372 | 1570.4 | 1773.25 | 2928704.499 | 565344 | 256446.32 | 0 | 356088.2
2928 | 0 | 0 | 0 | 0 | 0 | 1748.7 | 0 | 0 | 0 | 0 | 0
2929 | 0 | 0 | 0 | 0 | 0 | 1775.5 | 0 | 0 | 0 | 0 | 0
2930 | 0 | 0 | 0 | 0 | 0 | 1661.75 | 0 | 0 | 0 | 0 | 0
2931 | 0 | 0 | 0 | 0 | 0 | 1520.55 | 0 | 0 | 0 | 0 | 0
2932 | 0 | 0 | 0 | 0 | 0 | 1382.8 | 0 | 0 | 0 | 0 | 0
2933 | 0 | 0 | 0 | 0 | 0 | 1379.45 | 0 | 0 | 0 | 0 | 0
2934 | 0 | 0 | 0 | 0 | 0 | 1561.85 | 0 | 0 | 0 | 0 | 0
2935 | 1555.098 | 0 | 0 | 0 | 0 | 1700.6 | 0 | 0 | 0 | 2998720.355 | 0
2936 | 1292.903 | 1051.4567 | 1051.4567 | 1023.5516 | 1023.5516 | 1726.4 | 1856591.4492 | 368478.5744 | 167145.9755 | 519394.623 | 224433.5328
2937 | 1616.041 | 1695.9748 | 1695.9748 | 1650.9645 | 1616.041 | 1788.7 | 3030024.7244 | 581774.76 | 263899.4953 | 0 | 341469.4633
2938 | 1859.685 | 1951.67 | 1951.67 | 1899.8738 | 1859.685 | 1797.4 | 3521620.0856 | 669486.6 | 303686.5605 | 0 | 376772.181
2939 | 1608.786 | 1688.3609 | 1688.3609 | 1643.5527 | 1608.786 | 1794.45 | 3050603.2218 | 579162.96 | 262714.7538 | 0 | 330685.9623
2940 | 1823.532 | 2119.0814 | 1913.7278 | 2062.8421 | 1823.532 | 1778.3 | 3421588.56 | 656471.52 | 297782.7756 | 0 | 404277.0444
2941 | 1798.158 | 1887.0998 | 1887.0998 | 1837.0172 | 1798.158 | 1711.6 | 3242191.1883 | 647336.88 | 293639.2014 | 0 | 518588.7672
2942 | 1525.044 | 1210.6381 | 1210.6381 | 1178.5085 | 1178.5085 | 1788.4 | 2220079.8711 | 424263.0456 | 192450.4315 | 668230.0266 | 242862.6304
2943 | 1520.027 | 1595.2116 | 1595.2116 | 1552.8756 | 1520.027 | 1821.15 | 2917658.7461 | 547209.72 | 248220.4091 | 0 | 271856.8289
2944 | 1553.305 | 502.658 | 502.658 | 489.3177 | 489.3177 | 1836.15 | 944548.2574 | 176154.384 | 79905.5859 | 2051703.6701 | 78081.7344
2945 | 1531.346 | 32.4882 | 32.4882 | 31.626 | 31.626 | 1906.2 | 63264.9156 | 11385.359 | 5164.5254 | 2891934.0766 | 2889.04
2946 | 1537.263 | 0 | 0 | 0 | 0 | 1876.95 | 0 | 0 | 0 | 2964328.8391 | 0
2947 | 1394.4 | 1463.3708 | 1463.3708 | 1424.5337 | 1394.4 | 1868.9 | 2745532.4733 | 501984 | 227705.52 | 0 | 182805.84
2948 | 1347.2 | 1413.8362 | 1413.8362 | 1376.3137 | 1347.2 | 1874.7 | 2661945.5828 | 484992 | 219997.76 | 0 | 168804.16
2949 | 1466.4 | 1538.9321 | 1538.9321 | 1498.0897 | 1466.4 | 1874.25 | 2890030.3448 | 527904 | 239463.12 | 0 | 184399.8
2950 | 1319.2 | 1384.4512 | 1384.4512 | 1347.7086 | 1319.2 | 1876 | 2604339.9702 | 474912 | 215425.36 | 0 | 163580.8
2951 | 1240 | 1301.3338 | 1301.3338 | 1266.7971 | 1240 | 1865.25 | 2437379.5219 | 446400 | 202492 | 0 | 167090
2952 | 0 | 0 | 0 | 0 | 0 | 1847.5 | 0 | 0 | 0 | 0 | 0
2953 | 0 | 0 | 0 | 0 | 0 | 1827.05 | 0 | 0 | 0 | 0 | 0
2954 | 0 | 0 | 0 | 0 | 0 | 1790.5 | 0 | 0 | 0 | 0 | 0
2955 | 0 | 0 | 0 | 0 | 0 | 1733.25 | 0 | 0 | 0 | 0 | 0
2956 | 0 | 0 | 0 | 0 | 0 | 1715.8 | 0 | 0 | 0 | 0 | 0
2957 | 0 | 0 | 0 | 0 | 0 | 1712.45 | 0 | 0 | 0 | 0 | 0
2958 | 0 | 0 | 0 | 0 | 0 | 1745.6 | 0 | 0 | 0 | 0 | 0
2959 | 1206.214 | 468.1191 | 468.1191 | 455.6955 | 455.6955 | 1758.1 | 841988.685 | 164050.3832 | 74415.0766 | 1447236.8145 | 107355.22
2960 | 1033.754 | 1084.8863 | 1084.8863 | 1056.094 | 1033.754 | 1727.1 | 1875707.7701 | 372151.44 | 168812.0282 | 0 | 282111.4666
2961 | 1422.494 | 1492.8544 | 1492.8544 | 1453.2349 | 1422.494 | 1809.55 | 2708433.2594 | 512097.84 | 232293.2702 | 0 | 270913.9823
2962 | 1530.86 | 1606.5805 | 1606.5805 | 1563.9427 | 1530.86 | 1797.4 | 2906731.9913 | 551109.6 | 249989.438 | 0 | 310152.236
2963 | 1656.662 | 1987.229 | 1738.605 | 1934.489 | 1656.662 | 1770.8 | 3101645.3775 | 596398.32 | 270532.9046 | 0 | 379706.9304
2964 | 1345.486 | 1538.5742 | 1412.0363 | 1497.7413 | 1345.486 | 1707.55 | 2420916.895 | 484374.96 | 219717.8638 | 0 | 393487.3807
2965 | 1497.656 | 918.9662 | 918.9662 | 894.5774 | 894.5774 | 1560.7 | 1468768.3791 | 322047.8467 | 146084.4816 | 1162926.2065 | 382729.1425
2966 | 1691.038 | 291.1304 | 291.1304 | 283.404 | 283.404 | 1797.7 | 537399.4664 | 102025.4245 | 46279.8662 | 2714363.2472 | 55836.0138
2967 | 1889.882 | 554.9853 | 554.9853 | 540.2563 | 540.2563 | 1841.85 | 1049331.3441 | 194492.2522 | 88223.8466 | 2602504.9157 | 83211.097
2968 | 1787.216 | 1123.7006 | 1123.7006 | 1093.8782 | 1093.8782 | 1918.95 | 2209088.783 | 393796.1675 | 178630.3171 | 1336974.29 | 86344.4291
2969 | 1100.388 | 661.3819 | 661.3819 | 643.8292 | 643.8292 | 1907.4 | 1290407.3715 | 231778.5032 | 105137.3044 | 880389.6861 | 58062.3298
2970 | 1874.444 | 139.0748 | 139.0748 | 135.3838 | 135.3838 | 1836.15 | 261216.4236 | 48738.1781 | 22108.1791 | 3353457.5543 | 21603.6225
2971 | 1314.638 | 0 | 0 | 0 | 0 | 1846.55 | 0 | 0 | 0 | 2535037.4896 | 0
2972 | 1416 | 971.8046 | 971.8046 | 946.0134 | 946.0134 | 1874.7 | 1864318.9782 | 340564.8237 | 154483.9881 | 906282.6824 | 113661.5095
2973 | 988.8 | 1037.7087 | 1037.7087 | 1010.1685 | 988.8 | 1873.05 | 1942584.8089 | 355968 | 161471.04 | 0 | 125528.16
2974 | 963.2 | 1010.8425 | 1010.8425 | 984.0153 | 963.2 | 1876 | 1895915.4195 | 346752 | 157290.56 | 0 | 119436.8
2975 | 1384 | 1452.4564 | 1452.4564 | 1413.909 | 1384 | 1864.05 | 2711636.7655 | 498240 | 226007.2 | 0 | 188154.8
2976 | 0 | 0 | 0 | 0 | 0 | 1848.7 | 0 | 0 | 0 | 0 | 0
2977 | 0 | 0 | 0 | 0 | 0 | 1821 | 0 | 0 | 0 | 0 | 0
2978 | 0 | 0 | 0 | 0 | 0 | 1813.8 | 0 | 0 | 0 | 0 | 0
2979 | 0 | 0 | 0 | 0 | 0 | 1806.2 | 0 | 0 | 0 | 0 | 0
2980 | 0 | 0 | 0 | 0 | 0 | 1802.05 | 0 | 0 | 0 | 0 | 0
2981 | 0 | 0 | 0 | 0 | 0 | 1799.8 | 0 | 0 | 0 | 0 | 0
2982 | 0 | 0 | 0 | 0 | 0 | 1800.35 | 0 | 0 | 0 | 0 | 0
2983 | 1212.52 | 1272.4945 | 1272.4945 | 1238.7232 | 1212.52 | 1801.75 | 2298561.5906 | 436507.2 | 198004.516 | 0 | 240382.09
2984 | 1002.061 | 1051.6256 | 1051.6256 | 1023.7161 | 1002.061 | 1799.55 | 1899872.9951 | 360741.96 | 163636.5613 | 0 | 200863.1274
2985 | 965.107 | 1012.8438 | 1012.8438 | 985.9635 | 965.107 | 1840.1 | 1871496.7635 | 347438.52 | 157601.9731 | 0 | 154320.6093
2986 | 1411.917 | 1562.2302 | 1481.7542 | 1520.7694 | 1411.917 | 1852.75 | 2768360.301 | 508290.12 | 230566.0461 | 0 | 207904.7783
2987 | 1427.898 | 1498.5257 | 1498.5257 | 1458.7556 | 1427.898 | 1792.6 | 2712512.3769 | 514043.28 | 233175.7434 | 0 | 296146.0452
2988 | 1337.421 | 1403.5735 | 1403.5735 | 1366.3234 | 1337.421 | 1775.35 | 2512100.0361 | 481471.56 | 218400.8493 | 0 | 300451.6277
2989 | 1072.122 | 1125.1521 | 1125.1521 | 1095.2911 | 1072.122 | 1756.45 | 1980641.7015 | 385963.92 | 175077.5226 | 0 | 261115.3131
2990 | 1193.708 | 1252.752 | 1252.752 | 1219.5047 | 1193.708 | 1832.95 | 2306188.51 | 429734.88 | 194932.5164 | 0 | 199408.9214
2991 | 980.197 | 1028.6802 | 1028.6802 | 1001.3796 | 980.197 | 1911.15 | 1976308.3801 | 352870.92 | 160066.1701 | 0 | 87090.5034
2992 | 1206.253 | 1265.9175 | 1265.9175 | 1232.3208 | 1206.253 | 1908 | 2420143.468 | 434251.08 | 196981.1149 | 0 | 110975.276
2993 | 1386.057 | 690.9096 | 690.9096 | 672.5732 | 672.5732 | 1888 | 1334481.1816 | 242126.3554 | 109831.2051 | 1375822.2088 | 73361.904
2994 | 1219.223 | 371.642 | 371.642 | 361.7789 | 361.7789 | 1810.35 | 691070.7153 | 130240.3869 | 59078.4866 | 1653423.2688 | 48787.8418
2995 | 1409.584 | 1479.3058 | 1479.3058 | 1440.0459 | 1409.584 | 1763.25 | 2614873.8335 | 507450.24 | 230185.0672 | 0 | 333719.012
2996 | 1578.4 | 1656.4719 | 1656.4719 | 1612.5101 | 1578.4 | 1810.7 | 3003178.3452 | 568224 | 257752.72 | 0 | 298791.12
2997 | 1444.8 | 1516.2637 | 1516.2637 | 1476.0229 | 1444.8 | 1833.95 | 2782271.3122 | 520128 | 235935.84 | 0 | 239909.04
2998 | 1684 | 1767.2952 | 1767.2952 | 1720.3921 | 1684 | 1862.2 | 3288162.5376 | 606240 | 274997.2 | 0 | 232055.2
2999 | 1376.8 | 1444.9003 | 1444.9003 | 1406.5534 | 1376.8 | 1854.3 | 2686112.9846 | 495648 | 224831.44 | 0 | 200599.76
3000 | 0 | 0 | 0 | 0 | 0 | 1837.05 | 0 | 0 | 0 | 0 | 0
3001 | 0 | 0 | 0 | 0 | 0 | 1762.4 | 0 | 0 | 0 | 0 | 0
3002 | 0 | 0 | 0 | 0 | 0 | 1808.65 | 0 | 0 | 0 | 0 | 0
3003 | 0 | 0 | 0 | 0 | 0 | 1801.25 | 0 | 0 | 0 | 0 | 0
3004 | 0 | 0 | 0 | 0 | 0 | 1794.35 | 0 | 0 | 0 | 0 | 0
3005 | 0 | 0 | 0 | 0 | 0 | 1749.2 | 0 | 0 | 0 | 0 | 0
3006 | 0 | 0 | 0 | 0 | 0 | 1761.1 | 0 | 0 | 0 | 0 | 0
3007 | 781.83 | 820.5014 | 820.5014 | 798.7258 | 781.83 | 1716.25 | 1412020.628 | 281458.8 | 127672.839 | 0 | 221844.2625
3008 | 709.607 | 744.7061 | 744.7061 | 724.942 | 709.607 | 1683.1 | 1259697.6006 | 255458.52 | 115878.8231 | 0 | 224874.4583
3009 | 1534.229 | 1610.1161 | 1610.1161 | 1567.3845 | 1534.229 | 1569.25 | 2551121.0427 | 552322.44 | 250539.5957 | 0 | 660869.1417
3010 | 1020.516 | 1485.3077 | 1070.9924 | 1445.8885 | 1020.516 | 1571.95 | 1699984.6407 | 367385.76 | 166650.2628 | 0 | 436831.8738
3011 | 1287.992 | 1351.6996 | 1351.6996 | 1315.8262 | 1287.992 | 1541.35 | 2095515.114 | 463677.12 | 210329.0936 | 0 | 590737.5308
3012 | 1475.707 | 2156.0151 | 1548.6984 | 2098.7957 | 1475.707 | 1501.65 | 2346657.7656 | 531254.52 | 240982.9531 | 0 | 735418.5834
3013 | 1238.1 | 2117.2627 | 1299.3387 | 2061.0717 | 1238.1 | 1419.85 | 1859255.4051 | 445716 | 202181.73 | 0 | 718283.715
3014 | 1241.662 | 1841.8291 | 1303.0769 | 1792.9479 | 1241.662 | 1477.15 | 1942546.8649 | 446998.32 | 202763.4046 | 0 | 649202.9767
3015 | 1191.082 | 1913.8506 | 1249.9961 | 1863.058 | 1191.082 | 1641.7 | 2074298.1723 | 428789.52 | 194503.6906 | 0 | 426764.6806
3016 | 1159.838 | 1616.712 | 1217.2067 | 1573.8053 | 1159.838 | 1751.5 | 2158270.8984 | 417541.68 | 189401.5454 | 0 | 288219.743
3017 | 1030.094 | 919.0565 | 919.0565 | 894.6652 | 894.6652 | 1770.8 | 1678011.7929 | 322079.4757 | 146098.8288 | 261149.502 | 177421.1988
3018 | 1147.534 | 1204.2941 | 1204.2941 | 1172.3328 | 1147.534 | 1773.7 | 2152201.5195 | 413112.24 | 187392.3022 | 0 | 259686.9442
3019 | 1455.483 | 1527.4751 | 1527.4751 | 1486.9368 | 1455.483 | 1821.2 | 2797869.406 | 523973.88 | 237680.3739 | 0 | 260240.3604
3020 | 1283.2 | 1346.6705 | 1346.6705 | 1310.9306 | 1283.2 | 1814.5 | 2456168.3502 | 461952 | 209546.56 | 0 | 238033.6
3021 | 1238.4 | 1299.6546 | 1299.6546 | 1265.1625 | 1238.4 | 1796.55 | 2345354.1668 | 445824 | 202230.72 | 0 | 251952.48
3022 | 1134.4 | 1190.5105 | 1190.5105 | 1158.915 | 1134.4 | 1842 | 2202637.4065 | 408384 | 185247.52 | 0 | 179235.2
3023 | 1165.6 | 1223.2537 | 1223.2537 | 1190.7892 | 1165.6 | 1817.3 | 2233546.0238 | 419616 | 190342.48 | 0 | 212955.12
3024 | 0 | 0 | 0 | 0 | 0 | 1731.5 | 0 | 0 | 0 | 0 | 0
3025 | 0 | 0 | 0 | 0 | 0 | 1755.9 | 0 | 0 | 0 | 0 | 0
3026 | 0 | 0 | 0 | 0 | 0 | 1720.85 | 0 | 0 | 0 | 0 | 0
3027 | 0 | 0 | 0 | 0 | 0 | 1704.9 | 0 | 0 | 0 | 0 | 0
3028 | 0 | 0 | 0 | 0 | 0 | 1699.1 | 0 | 0 | 0 | 0 | 0
3029 | 0 | 0 | 0 | 0 | 0 | 1696.45 | 0 | 0 | 0 | 0 | 0
3030 | 0 | 0 | 0 | 0 | 0 | 1704.75 | 0 | 0 | 0 | 0 | 0
3031 | 1273.643 | 1336.6408 | 1336.6408 | 1301.1671 | 1273.643 | 1738.15 | 2329225.8916 | 458511.48 | 207985.9019 | 0 | 333503.4195
3032 | 802.242 | 841.9231 | 841.9231 | 819.5789 | 802.242 | 1755.95 | 1485716.3815 | 288807.12 | 131006.1186 | 0 | 195787.1601
3033 | 1200.115 | 1259.4759 | 1259.4759 | 1226.0501 | 1200.115 | 1847.05 | 2343921.0893 | 432041.4 | 195978.7795 | 0 | 183557.5893
3034 | 1471.92 | 1544.7251 | 1544.7251 | 1503.729 | 1471.92 | 1826.25 | 2848625.6312 | 529891.2 | 240364.536 | 0 | 255746.1
3035 | 1380.935 | 1810.7681 | 1449.2387 | 1762.7113 | 1380.935 | 1770.8 | 2584394.2566 | 497136.6 | 225506.6855 | 0 | 316510.302
3036 | 1423.39 | 1981.1547 | 1493.7947 | 1928.5759 | 1423.39 | 1668.8 | 2510971.3608 | 512420.4 | 232439.587 | 0 | 471426.768
3037 | 1393.065 | 1461.9698 | 1461.9698 | 1423.1699 | 1393.065 | 1635.85 | 2399434.7871 | 501503.4 | 227487.5145 | 0 | 507284.6198
3038 | 1542.057 | 2054.1921 | 1618.3313 | 1999.6749 | 1542.057 | 1758.95 | 2861762.6511 | 555140.52 | 251817.9081 | 0 | 371712.8399
3039 | 1458.87 | 2588.2731 | 1531.0297 | 2519.5817 | 1458.87 | 1821.15 | 2805277.3978 | 525193.2 | 238233.471 | 0 | 260918.8995
3040 | 2088.377 | 317.7574 | 317.7574 | 309.3243 | 309.3243 | 1819.45 | 593789.0262 | 111356.7334 | 50512.6516 | 3430575.8643 | 54390.6875
3041 | 1746.298 | 320.4923 | 320.4923 | 311.9866 | 311.9866 | 1836.25 | 603398.1668 | 112315.1676 | 50947.408 | 2765805.6667 | 49754.1275
3042 | 1528.475 | 63.5019 | 63.5019 | 61.8166 | 61.8166 | 1826.95 | 119101.8254 | 22253.9875 | 10094.656 | 2828180.7978 | 10418.1291
3043 | 1628.348 | 1156.7419 | 1156.7419 | 1126.0426 | 1126.0426 | 1805.75 | 2137732.5329 | 405375.3465 | 183882.7614 | 1795588.9997 | 197013.9832
3044 | 1763.2 | 1850.4126 | 1850.4126 | 1801.3037 | 1763.2 | 1852.35 | 3428577.6019 | 634752 | 287930.56 | 0 | 260336.48
3045 | 1925.6 | 1888.3791 | 1888.3791 | 1838.2625 | 1838.2625 | 1824.25 | 3515778.1084 | 661774.5002 | 300188.2663 | 312205.0102 | 315647.5273
3046 | 2003.2 | 1888.3791 | 1888.3791 | 1838.2625 | 1838.2625 | 1876 | 3618335.3817 | 661774.5002 | 300188.2663 | 589601.4198 | 222704.372
3047 | 1744 | 1830.263 | 1830.263 | 1781.6888 | 1744 | 1865.25 | 3420468.9841 | 627840 | 284795.2 | 0 | 235004
3048 | 0 | 0 | 0 | 0 | 0 | 1847.5 | 0 | 0 | 0 | 0 | 0
3049 | 0 | 0 | 0 | 0 | 0 | 1827.05 | 0 | 0 | 0 | 0 | 0
3050 | 0 | 0 | 0 | 0 | 0 | 1791.7 | 0 | 0 | 0 | 0 | 0
3051 | 0 | 0 | 0 | 0 | 0 | 1742.1 | 0 | 0 | 0 | 0 | 0
3052 | 0 | 0 | 0 | 0 | 0 | 1715.8 | 0 | 0 | 0 | 0 | 0
3053 | 0 | 0 | 0 | 0 | 0 | 1754.15 | 0 | 0 | 0 | 0 | 0
3054 | 0 | 0 | 0 | 0 | 0 | 1795.55 | 0 | 0 | 0 | 0 | 0
3055 | 1371.414 | 0 | 0 | 0 | 0 | 1780.15 | 0 | 0 | 0 | 2644519.5588 | 0
3056 | 1360.451 | 0 | 0 | 0 | 0 | 1763.95 | 0 | 0 | 0 | 2623379.4305 | 0
3057 | 1498.823 | 0 | 0 | 0 | 0 | 1870.3 | 0 | 0 | 0 | 2890204.3721 | 0
3058 | 2067.103 | 1677.2324 | 1677.2324 | 1632.7196 | 1632.7196 | 1818.25 | 3140606.1442 | 587779.0448 | 266623.1056 | 837628.5206 | 292852.321
3059 | 1900.996 | 1995.0244 | 1995.0244 | 1942.0775 | 1900.996 | 1743.7 | 3519158.3344 | 684358.56 | 310432.6468 | 0 | 487225.2748
3060 | 2047.677 | 2148.9606 | 2148.9606 | 2091.9284 | 2047.677 | 1658.95 | 3601732.0797 | 737163.72 | 334385.6541 | 0 | 698360.2409
3061 | 1737.954 | 1823.9179 | 1823.9179 | 1775.5121 | 1737.954 | 1666.05 | 3047616.9577 | 625663.44 | 283807.8882 | 0 | 580389.7383
3062 | 1834.925 | 1925.6854 | 1925.6854 | 1874.5787 | 1834.925 | 1817.7 | 3526857.9967 | 660573 | 299643.2525 | 0 | 334506.8275
3063 | 1799.821 | 1058.125 | 1058.125 | 1030.0429 | 1030.0429 | 1850.7 | 2014898.4085 | 370815.4472 | 168206.007 | 1484375.4097 | 149770.8922
3064 | 1674.824 | 192.1871 | 192.1871 | 187.0865 | 187.0865 | 1828.15 | 361246.0419 | 67351.1457 | 30551.228 | 2868827.9947 | 31311.5855
3065 | 1838.59 | 332.8308 | 332.8308 | 323.9977 | 323.9977 | 1885.05 | 642494.35 | 116639.1546 | 52908.8165 | 2920612.6588 | 36271.323
3066 | 1892.738 | 68.0723 | 68.0723 | 66.2657 | 66.2657 | 1836.15 | 128076.6529 | 23855.6685 | 10821.1963 | 3522015.6714 | 10574.2236
3067 | 1857.119 | 1171.6695 | 1171.6695 | 1140.574 | 1140.574 | 1846.55 | 2220080.9783 | 410606.6463 | 186255.7371 | 2561430.4828 | 158333.6997
3068 | 1924 | 1888.3791 | 1888.3791 | 1838.2625 | 1838.2625 | 1873.5 | 3618404.2131 | 661774.5002 | 300188.2663 | 306485.4966 | 227194.3795
3069 | 1824.8 | 1888.3791 | 1888.3791 | 1838.2625 | 1824.8 | 1832.25 | 3508981.0344 | 656928 | 297989.84 | 0 | 301279.5033
3070 | 2112.8 | 1888.3791 | 1888.3791 | 1838.2625 | 1838.2625 | 1876 | 3617810.1498 | 661774.5002 | 300188.2663 | 981388.1014 | 222704.372
3071 | 1693.6 | 1777.37 | 1777.37 | 1730.1996 | 1693.6 | 1865.25 | 3326605.8243 | 609696 | 276564.88 | 0 | 228212.6
3072 | 0 | 0 | 0 | 0 | 0 | 1848.7 | 0 | 0 | 0 | 0 | 0
3073 | 0 | 0 | 0 | 0 | 0 | 1827.05 | 0 | 0 | 0 | 0 | 0
3074 | 0 | 0 | 0 | 0 | 0 | 1812.85 | 0 | 0 | 0 | 0 | 0
3075 | 0 | 0 | 0 | 0 | 0 | 1805.25 | 0 | 0 | 0 | 0 | 0
3076 | 0 | 0 | 0 | 0 | 0 | 1777.45 | 0 | 0 | 0 | 0 | 0
3077 | 0 | 0 | 0 | 0 | 0 | 1754.15 | 0 | 0 | 0 | 0 | 0
3078 | 0 | 0 | 0 | 0 | 0 | 1774.4 | 0 | 0 | 0 | 0 | 0
3079 | 1151.437 | 480.6487 | 480.6487 | 467.8925 | 467.8925 | 1770.1 | 872158.1061 | 168441.3062 | 76406.8481 | 1318089.7629 | 104760.3722
3080 | 1016.173 | 1066.4357 | 1066.4357 | 1038.133 | 1016.173 | 1743.1 | 1867148.1756 | 365822.28 | 165941.0509 | 0 | 261054.8437
3081 | 1393.713 | 1462.6498 | 1462.6498 | 1423.8319 | 1393.713 | 1809.55 | 2659646.4084 | 501736.68 | 227593.3329 | 0 | 265432.6409
3082 | 1742.288 | 1828.4663 | 1828.4663 | 1779.9398 | 1742.288 | 1789.05 | 3290296.1965 | 627223.68 | 284515.6304 | 0 | 367535.6536
3083 | 1918.198 | 2013.0773 | 2013.0773 | 1959.6513 | 1918.198 | 1732.05 | 3516443.0458 | 690551.28 | 313241.7334 | 0 | 513981.1541
3084 | 1389.518 | 2122.9392 | 1458.2473 | 2066.5976 | 1389.518 | 1605.95 | 2355262.9411 | 500226.48 | 226908.2894 | 0 | 547539.5679
3085 | 1454.847 | 2066.6114 | 1526.8066 | 2011.7647 | 1454.847 | 1603.2 | 2460174.6012 | 523744.92 | 237576.5151 | 0 | 577283.2896
3086 | 1572.945 | 1746.6848 | 1650.7471 | 1700.3287 | 1572.945 | 1552.95 | 2579636.0241 | 566260.2 | 256861.9185 | 0 | 703185.0622
3087 | 1407.007 | 1209.4963 | 1209.4963 | 1177.3969 | 1177.3969 | 1592.25 | 1978486.0659 | 423862.9011 | 192268.9215 | 442760.7378 | 467551.4305
3088 | 1270.866 | 270.7729 | 270.7729 | 263.5868 | 263.5868 | 1769.4 | 492290.3346 | 94891.2321 | 43043.7172 | 1942352.6829 | 59196.6342
3089 | 1921.03 | 123.0327 | 123.0327 | 119.7675 | 119.7675 | 1815.4 | 228913.4438 | 43116.2962 | 19558.031 | 3473403.3192 | 21531.9286
3090 | 1338.785 | 18.6217 | 18.6217 | 18.1275 | 18.1275 | 1807 | 34522.8426 | 6525.8846 | 2960.2138 | 2546645.07 | 3407.222
3091 | 1455.323 | 1527.3072 | 1527.3072 | 1486.7733 | 1455.323 | 1788.9 | 2740785.8191 | 523916.28 | 237654.2459 | 0 | 307218.6853
3092 | 1472 | 1544.8091 | 1544.8091 | 1503.8107 | 1472 | 1852.35 | 2868887.9746 | 529920 | 240377.6 | 0 | 217340.8
3093 | 1682.4 | 1765.6161 | 1765.6161 | 1718.7576 | 1682.4 | 1873.05 | 3309192.2845 | 605664 | 274735.92 | 0 | 213580.68
3094 | 1751.2 | 1837.8191 | 1837.8191 | 1789.0444 | 1751.2 | 1876 | 3448847.6153 | 630432 | 285970.96 | 0 | 217148.8
3095 | 1388 | 1456.6542 | 1456.6542 | 1417.9954 | 1388 | 1865.25 | 2724923.7698 | 499680 | 226660.4 | 0 | 187033
3096 | 0 | 0 | 0 | 0 | 0 | 1848.7 | 0 | 0 | 0 | 0 | 0
3097 | 0 | 0 | 0 | 0 | 0 | 1777.05 | 0 | 0 | 0 | 0 | 0
3098 | 0 | 0 | 0 | 0 | 0 | 1812.85 | 0 | 0 | 0 | 0 | 0
3099 | 0 | 0 | 0 | 0 | 0 | 1804.05 | 0 | 0 | 0 | 0 | 0
3100 | 0 | 0 | 0 | 0 | 0 | 1764.3 | 0 | 0 | 0 | 0 | 0
3101 | 0 | 0 | 0 | 0 | 0 | 1712.45 | 0 | 0 | 0 | 0 | 0
3102 | 0 | 0 | 0 | 0 | 0 | 1724.75 | 0 | 0 | 0 | 0 | 0
3103 | 596.8 | 626.0916 | 626.0916 | 609.4755 | 596.8 | 1721.3 | 1082310.3246 | 214848 | 97457.44 | 0 | 151117.2714
3104 | 559.198 | 586.8574 | 586.8574 | 571.2826 | 559.198 | 1726.4 | 1018601.1984 | 201311.28 | 91317.0334 | 0 | 152996.5728
3105 | 533.643 | 560.0384 | 560.0384 | 545.1753 | 533.643 | 1772 | 998291.0847 | 192111.48 | 87143.9019 | 0 | 121670.604
3106 | 918.03 | 963.4382 | 963.4382 | 937.8691 | 918.03 | 1726.65 | 1676419.4742 | 330490.8 | 149914.299 | 0 | 250943.5005
3107 | 967.693 | 1015.5577 | 1015.5577 | 988.6054 | 967.693 | 1522.7 | 1562068.0006 | 348369.48 | 158024.2669 | 0 | 461879.8689
3108 | 627.109 | 1435.007 | 658.1275 | 1396.9227 | 627.109 | 1480.05 | 980709.8251 | 225759.24 | 102406.8997 | 0 | 326065.3246
3109 | 812.063 | 1374.1979 | 852.2298 | 1337.7275 | 812.063 | 1477.3 | 1261070.2197 | 292342.68 | 132609.8879 | 0 | 424465.3301
3110 | 905.477 | 1578.987 | 950.2643 | 1537.0815 | 905.477 | 1678.35 | 1606076.3656 | 325971.72 | 147864.3941 | 0 | 291246.6771
3111 | 596.201 | 2236.4533 | 625.6907 | 2177.099 | 596.201 | 1700 | 1071427.7376 | 214632.36 | 97359.6233 | 0 | 178860.3
3112 | 817.356 | 857.7846 | 857.7846 | 835.0195 | 817.356 | 1658.25 | 1430808.144 | 294248.16 | 133474.2348 | 0 | 279331.413
3113 | 855.171 | 897.4701 | 897.4701 | 873.6517 | 855.171 | 1827.05 | 1644340.4526 | 307861.56 | 139649.4243 | 0 | 147901.8244
3114 | 864.861 | 907.6394 | 907.6394 | 883.5511 | 864.861 | 1822.65 | 1659695.2061 | 311349.96 | 141231.8013 | 0 | 153383.0983
3115 | 824.194 | 864.9609 | 864.9609 | 842.0053 | 824.194 | 1826.9 | 1583724.7462 | 296709.84 | 134590.8802 | 0 | 142667.9814
3116 | 626.4 | 657.3834 | 657.3834 | 639.9368 | 626.4 | 1873.5 | 1233032.6933 | 225504 | 102291.12 | 0 | 79239.6
3117 | 780 | 818.5809 | 818.5809 | 796.8562 | 780 | 1832.25 | 1499337.8474 | 280800 | 127374 | 0 | 130845
3118 | 831.2 | 872.3134 | 872.3134 | 849.1627 | 831.2 | 1876 | 1639762.2677 | 299232 | 135734.96 | 0 | 103068.8
3119 | 764 | 801.7895 | 801.7895 | 780.5104 | 764 | 1865.25 | 1503219.7498 | 275040 | 124761.2 | 0 | 102949
3120 | 0 | 0 | 0 | 0 | 0 | 1847.5 | 0 | 0 | 0 | 0 | 0
3121 | 0 | 0 | 0 | 0 | 0 | 1777.05 | 0 | 0 | 0 | 0 | 0
3122 | 0 | 0 | 0 | 0 | 0 | 1712.15 | 0 | 0 | 0 | 0 | 0
3123 | 0 | 0 | 0 | 0 | 0 | 1704.55 | 0 | 0 | 0 | 0 | 0
3124 | 0 | 0 | 0 | 0 | 0 | 1699.1 | 0 | 0 | 0 | 0 | 0
3125 | 0 | 0 | 0 | 0 | 0 | 1674.8 | 0 | 0 | 0 | 0 | 0
3126 | 0 | 0 | 0 | 0 | 0 | 1646 | 0 | 0 | 0 | 0 | 0
3127 | 1606.824 | 1686.3019 | 1686.3019 | 1641.5483 | 1606.824 | 1680 | 2842611.8946 | 578456.64 | 262394.3592 | 0 | 514183.68
3128 | 1031.203 | 1082.2091 | 1082.2091 | 1053.4878 | 1031.203 | 1575.05 | 1711851.1101 | 371233.08 | 168395.4499 | 0 | 438209.7149
3129 | 1251.649 | 1313.5589 | 1313.5589 | 1278.6978 | 1251.649 | 1721.6 | 2277346.4206 | 450593.64 | 204394.2817 | 0 | 348459.0816
3130 | 1182.361 | 1240.8438 | 1240.8438 | 1207.9125 | 1182.361 | 1696.45 | 2125140.5099 | 425649.96 | 193079.5513 | 0 | 358905.6815
3131 | 1327.158 | 1392.8028 | 1392.8028 | 1355.8386 | 1327.158 | 1305.6 | 1841694.4088 | 477776.88 | 216724.9014 | 0 | 921578.5152
3132 | 662.126 | 1406.2758 | 694.8765 | 1368.954 | 662.126 | 1300.95 | 912322.3005 | 238365.36 | 108125.1758 | 0 | 462859.1803
3133 | 803.013 | 1496.0721 | 842.7322 | 1456.3671 | 803.013 | 1522.2 | 1288658.3849 | 289084.68 | 131132.0229 | 0 | 383679.6114
3134 | 839.44 | 1999.2464 | 880.9599 | 1946.1875 | 839.44 | 1615.5 | 1433071.8856 | 302198.4 | 137080.552 | 0 | 322764.68
3135 | 881.612 | 2687.1807 | 925.2189 | 2615.8644 | 881.612 | 1770.75 | 1651228.7737 | 317380.32 | 143967.2396 | 0 | 202109.551
3136 | 723.729 | 1755.3649 | 759.5266 | 1708.7785 | 723.729 | 1819.45 | 1390918.8188 | 260542.44 | 118184.9457 | 0 | 130669.2709
3137 | 1037.81 | 778.1084 | 778.1084 | 757.4578 | 757.4578 | 1851.55 | 1477436.6728 | 272684.8106 | 123692.8599 | 540607.6187 | 109509.3383
3138 | 1280.783 | 168.7337 | 168.7337 | 164.2556 | 164.2556 | 1826.95 | 316688.6726 | 59132.0029 | 26822.9335 | 2153017.7202 | 27682.4624
3139 | 1299.258 | 490.9701 | 490.9701 | 477.9401 | 477.9401 | 1822.4 | 917505.0912 | 172058.4204 | 78047.6113 | 1583760.531 | 68275.4784
3140 | 1091.2 | 1145.1737 | 1145.1737 | 1114.7814 | 1091.2 | 1870.2 | 2148923.0178 | 392832 | 178192.96 | 0 | 141637.76
3141 | 1475.2 | 1548.1674 | 1548.1674 | 1507.0799 | 1475.2 | 1824.25 | 2827063.115 | 531072 | 240900.16 | 0 | 259266.4
3142 | 901.6 | 946.1956 | 946.1956 | 921.0841 | 901.6 | 1876 | 1775399.5962 | 324576 | 147231.28 | 0 | 111798.4
3143 | 1424.8 | 1495.2745 | 1495.2745 | 1455.5907 | 1424.8 | 1865.25 | 2796247.4475 | 512928 | 232669.84 | 0 | 191991.8
3144 | 0 | 0 | 0 | 0 | 0 | 1848.7 | 0 | 0 | 0 | 0 | 0
3145 | 0 | 0 | 0 | 0 | 0 | 1821 | 0 | 0 | 0 | 0 | 0
3146 | 0 | 0 | 0 | 0 | 0 | 1813.8 | 0 | 0 | 0 | 0 | 0
3147 | 0 | 0 | 0 | 0 | 0 | 1806.2 | 0 | 0 | 0 | 0 | 0
3148 | 0 | 0 | 0 | 0 | 0 | 1802.05 | 0 | 0 | 0 | 0 | 0
3149 | 0 | 0 | 0 | 0 | 0 | 1799.8 | 0 | 0 | 0 | 0 | 0
3150 | 0 | 0 | 0 | 0 | 0 | 1800.35 | 0 | 0 | 0 | 0 | 0
3151 | 1360.959 | 1428.2757 | 1428.2757 | 1390.3701 | 1360.959 | 1751.75 | 2514364.555 | 489945.24 | 222244.6047 | 0 | 337858.0718
3152 | 1089.279 | 1143.1577 | 1143.1577 | 1112.8189 | 1089.279 | 1721.2 | 1980710.1969 | 392140.44 | 177879.2607 | 0 | 303690.9852
3153 | 1352.296 | 1419.1842 | 1419.1842 | 1381.5198 | 1352.296 | 1761.75 | 2518655.4239 | 486826.56 | 220829.9368 | 0 | 322184.522
3154 | 1592.847 | 1671.6335 | 1671.6335 | 1627.2693 | 1592.847 | 1766.05 | 2981693.3832 | 573424.92 | 260111.9151 | 0 | 372646.5556
3155 | 1626.609 | 1707.0655 | 1707.0655 | 1661.7609 | 1626.609 | 1622.7 | 2798896.3729 | 585579.24 | 265625.2497 | 0 | 613719.5757
3156 | 1541.713 | 1617.9703 | 1617.9703 | 1575.0302 | 1541.713 | 1448.25 | 2363797.8061 | 555016.68 | 251761.7329 | 0 | 850640.1478
3157 | 1622.298 | 1702.5412 | 1702.5412 | 1657.3567 | 1622.298 | 1514.75 | 2596088.195 | 584027.28 | 264921.2634 | 0 | 787220.1045
3158 | 1448.694 | 1520.3503 | 1520.3503 | 1480.0011 | 1448.694 | 1721 | 2636563.8929 | 521529.84 | 236571.7302 | 0 | 404185.626
3159 | 1620.387 | 1700.5357 | 1700.5357 | 1655.4044 | 1620.387 | 1812 | 3108786.3597 | 583339.32 | 264609.1971 | 0 | 303658.54
3160 | 1509.994 | 1121.4831 | 1121.4831 | 1091.7196 | 1091.7196 | 1807.65 | 2083726.0109 | 393019.0488 | 178277.8074 | 806565.2563 | 204510.5593
3161 | 1315.27 | 846.5795 | 846.5795 | 824.1118 | 824.1118 | 1836.8 | 1593769.3263 | 296680.2354 | 134577.4512 | 947108.2828 | 130984.1568
3162 | 1693.54 | 183.7588 | 183.7588 | 178.882 | 178.882 | 1800.8 | 339856.8233 | 64397.5062 | 29211.4243 | 2920739.3301 | 34703.0304
3163 | 1887.87 | 1888.3791 | 1888.3791 | 1838.2625 | 1838.2625 | 1755.25 | 3396726.0725 | 661774.5002 | 300188.2663 | 177331.7302 | 427194.9715
3164 | 1574.4 | 1652.2741 | 1652.2741 | 1608.4236 | 1574.4 | 1850.6 | 3063193.2386 | 566784 | 257099.52 | 0 | 235215.36
3165 | 1738.4 | 1824.386 | 1824.386 | 1775.9678 | 1738.4 | 1813.1 | 3312342.5835 | 625824 | 283880.72 | 0 | 324906.96
3166 | 1488 | 1561.6005 | 1561.6005 | 1520.1565 | 1488 | 1862.2 | 2910369.7821 | 535680 | 242990.4 | 0 | 205046.4
3167 | 1567.2 | 1644.7179 | 1644.7179 | 1601.068 | 1567.2 | 1854.3 | 3057084.0566 | 564192 | 255923.76 | 0 | 228341.04
3168 | 0 | 0 | 0 | 0 | 0 | 1837.05 | 0 | 0 | 0 | 0 | 0
3169 | 0 | 0 | 0 | 0 | 0 | 1770.75 | 0 | 0 | 0 | 0 | 0
3170 | 0 | 0 | 0 | 0 | 0 | 1808.65 | 0 | 0 | 0 | 0 | 0
3171 | 0 | 0 | 0 | 0 | 0 | 1801.25 | 0 | 0 | 0 | 0 | 0
3172 | 0 | 0 | 0 | 0 | 0 | 1795.55 | 0 | 0 | 0 | 0 | 0
3173 | 0 | 0 | 0 | 0 | 0 | 1791.5 | 0 | 0 | 0 | 0 | 0
3174 | 0 | 0 | 0 | 0 | 0 | 1787.25 | 0 | 0 | 0 | 0 | 0
3175 | 1222.398 | 496.3455 | 496.3455 | 483.1727 | 483.1727 | 1779.4 | 907357.804 | 173942.1885 | 78902.1094 | 1425459.885 | 94850.7202
3176 | 1224.246 | 1284.8005 | 1284.8005 | 1250.7026 | 1224.246 | 1691.45 | 2193901.5114 | 440728.56 | 199919.3718 | 0 | 377741.1033
3177 | 1405.356 | 1474.8687 | 1474.8687 | 1435.7265 | 1405.356 | 1598.7 | 2375488.4148 | 505928.16 | 229494.6348 | 0 | 563969.3628
3178 | 1702.904 | 1787.1342 | 1787.1342 | 1739.7047 | 1702.904 | 1552.25 | 2794927.4418 | 613045.44 | 278084.2232 | 0 | 762475.266
3179 | 1163.639 | 1327.8967 | 1221.1947 | 1292.655 | 1163.639 | 1498.85 | 1841256.8736 | 418910.04 | 190022.2487 | 0 | 583157.6849
3180 | 1654.093 | 1735.9089 | 1735.9089 | 1689.8388 | 1654.093 | 1463.15 | 2564146.9182 | 595473.48 | 270113.3869 | 0 | 887999.827
3181 | 1527.881 | 1603.4541 | 1603.4541 | 1560.8993 | 1527.881 | 1426.25 | 2314156.7959 | 550037.16 | 249502.9673 | 0 | 876621.7237
3182 | 1582.693 | 1910.3947 | 1660.9773 | 1859.6938 | 1582.693 | 1524.25 | 2561794.5296 | 569769.48 | 258453.7669 | 0 | 752966.1948
3183 | 1693.198 | 2628.9219 | 1776.9482 | 2559.1518 | 1693.198 | 1347 | 2415881.658 | 609551.28 | 276499.2334 | 0 | 1105658.294
3184 | 1547.887 | 1375.217 | 1375.217 | 1338.7195 | 1338.7195 | 1477.8 | 2096823.1946 | 481939.0082 | 218612.889 | 403341.1 | 680830.2606
3185 | 1494.49 | 864.4876 | 864.4876 | 841.5445 | 841.5445 | 1662.5 | 1483095.0323 | 302956.0298 | 137424.2213 | 1259085.2021 | 276607.2375
3186 | 1557.6 | 207.8713 | 207.8713 | 202.3545 | 202.3545 | 1761.7 | 376877.8307 | 72847.6147 | 33044.4874 | 2613341.6101 | 42973.1156
3187 | 1736.8 | 1822.7068 | 1822.7068 | 1774.3332 | 1736.8 | 1826.2 | 3348511.9283 | 625248 | 283619.44 | 0 | 301855.84
3188 | 1518.4 | 1593.5042 | 1593.5042 | 1551.2134 | 1518.4 | 1836.85 | 2942784.7519 | 546624 | 247954.72 | 0 | 247726.96
3189 | 1556 | 1632.964 | 1632.964 | 1589.626 | 1556 | 1838.85 | 3020337.6231 | 560160 | 254094.8 | 0 | 250749.4
3190 | 1313.6 | 1378.5742 | 1378.5742 | 1341.9876 | 1313.6 | 1844.4 | 2553437.5402 | 472896 | 214510.88 | 0 | 204396.16
3191 | 1468.8 | 1541.4508 | 1541.4508 | 1500.5416 | 1468.8 | 1839.65 | 2846640.9191 | 528768 | 239855.04 | 0 | 235522.08
3192 | 0 | 0 | 0 | 0 | 0 | 1822.3 | 0 | 0 | 0 | 0 | 0
3193 | 0 | 0 | 0 | 0 | 0 | 1785.05 | 0 | 0 | 0 | 0 | 0
3194 | 0 | 0 | 0 | 0 | 0 | 1712.5 | 0 | 0 | 0 | 0 | 0
3195 | 0 | 0 | 0 | 0 | 0 | 1704.55 | 0 | 0 | 0 | 0 | 0
3196 | 0 | 0 | 0 | 0 | 0 | 1678.15 | 0 | 0 | 0 | 0 | 0
3197 | 0 | 0 | 0 | 0 | 0 | 1695.75 | 0 | 0 | 0 | 0 | 0
3198 | 0 | 0 | 0 | 0 | 0 | 1696.4 | 0 | 0 | 0 | 0 | 0
3199 | 1067.464 | 1120.2637 | 1120.2637 | 1090.5325 | 1067.464 | 1700.95 | 1907510.2127 | 384287.04 | 174316.8712 | 0 | 295213.4876
3200 | 1283.562 | 1347.0504 | 1347.0504 | 1311.3005 | 1283.562 | 1676 | 2263144.2227 | 462082.32 | 209605.6746 | 0 | 415874.088
3201 | 1599.831 | 1678.963 | 1678.963 | 1634.4042 | 1599.831 | 1780.7 | 3005070.1228 | 575939.16 | 261252.4023 | 0 | 350842.9383
3202 | 1734.369 | 1820.1556 | 1820.1556 | 1771.8496 | 1734.369 | 1789.05 | 3281141.2431 | 624372.84 | 283222.4577 | 0 | 365865.1406
3203 | 1623.038 | 1918.6571 | 1703.3178 | 1867.737 | 1623.038 | 1794.1 | 3088427.9656 | 584293.68 | 265042.1054 | 0 | 334183.5242
3204 | 1636.443 | 2145.8458 | 1717.3859 | 2088.8963 | 1636.443 | 1707.55 | 2954987.3034 | 589119.48 | 267231.1419 | 0 | 478577.7554
3205 | 1725.917 | 2103.5451 | 1811.2855 | 2047.7182 | 1725.917 | 1686.4 | 3071357.4109 | 621330.12 | 281842.2461 | 0 | 541247.5712
3206 | 2012.075 | 2111.5977 | 2111.5977 | 2055.557 | 2012.075 | 1758.95 | 3735379.5531 | 724347 | 328571.8475 | 0 | 485010.6788
3207 | 1948.007 | 2514.1873 | 2044.3607 | 2447.4621 | 1948.007 | 1829.85 | 3758638.682 | 701282.52 | 318109.5431 | 0 | 331453.3911
3208 | 1556.628 | 2270.0109 | 1633.623 | 2209.7661 | 1556.628 | 1876.95 | 3075927.3307 | 560386.08 | 254197.3524 | 0 | 191543.0754
3209 | 1721.903 | 1172.5091 | 1172.5091 | 1141.3913 | 1141.3913 | 1907.4 | 2287554.4489 | 410900.8701 | 186389.2003 | 1119409.9879 | 102933.8822
3210 | 1737.852 | 194.6355 | 194.6355 | 189.4699 | 189.4699 | 1876.95 | 373903.9818 | 68209.1759 | 30940.4401 | 2985769.9137 | 22705.6782
3211 | 1568.995 | 1646.6017 | 1646.6017 | 1602.9018 | 1568.995 | 1867.7 | 3087610.6179 | 564838.2 | 256216.8835 | 0 | 207578.0385
3212 | 1459.2 | 1531.376 | 1531.376 | 1490.7341 | 1459.2 | 1873.5 | 2875241.6152 | 525312 | 238287.36 | 0 | 184588.8
3213 | 1577.6 | 1655.6324 | 1655.6324 | 1611.6928 | 1577.6 | 1873.05 | 3100150.9289 | 567936 | 257622.08 | 0 | 200276.32
3214 | 1764.8 | 1852.0918 | 1852.0918 | 1802.9383 | 1764.8 | 1876 | 3469663.9253 | 635328 | 288191.84 | 0 | 218835.2
3215 | 1724 | 1809.2737 | 1809.2737 | 1761.2566 | 1724 | 1865.25 | 3375434.6476 | 620640 | 281529.2 | 0 | 232309
3216 | 0 | 0 | 0 | 0 | 0 | 1848.7 | 0 | 0 | 0 | 0 | 0
3217 | 0 | 0 | 0 | 0 | 0 | 1827.05 | 0 | 0 | 0 | 0 | 0
3218 | 0 | 0 | 0 | 0 | 0 | 1812.85 | 0 | 0 | 0 | 0 | 0
3219 | 0 | 0 | 0 | 0 | 0 | 1805.25 | 0 | 0 | 0 | 0 | 0
3220 | 0 | 0 | 0 | 0 | 0 | 1799.8 | 0 | 0 | 0 | 0 | 0
3221 | 0 | 0 | 0 | 0 | 0 | 1796.45 | 0 | 0 | 0 | 0 | 0
3222 | 0 | 0 | 0 | 0 | 0 | 1796.75 | 0 | 0 | 0 | 0 | 0
3223 | 1482.886 | 0 | 0 | 0 | 0 | 1801.3 | 0 | 0 | 0 | 2859472.8 | 0
3224 | 905.259 | 0 | 0 | 0 | 0 | 1827.1 | 0 | 0 | 0 | 1745625.4138 | 0
3225 | 1293.998 | 0 | 0 | 0 | 0 | 1872.7 | 0 | 0 | 0 | 2495237.0474 | 0
3226 | 1538.464 | 14.0964 | 14.0964 | 13.7223 | 13.7223 | 1868.25 | 27013.3966 | 4940.0182 | 2240.8471 | 2940183.8686 | 1006.1748
3227 | 1566.084 | 703.8411 | 703.8411 | 685.1615 | 685.1615 | 1794.8 | 1299647.1655 | 246658.1381 | 111886.8721 | 1698696.9619 | 135749.8548
3228 | 1519.876 | 1022.4726 | 1022.4726 | 995.3368 | 995.3368 | 1789.95 | 1877691.0461 | 358321.2321 | 162538.4922 | 1011477.4174 | 202409.8514
3229 | 2001.861 | 510.233 | 510.233 | 496.6917 | 496.6917 | 1754.6 | 915102.6508 | 178809.0185 | 81109.7576 | 2902442.0088 | 109519.3206
3230 | 1474.906 | 505.7718 | 505.7718 | 492.3489 | 492.3489 | 1809.7 | 938357.3872 | 177245.5866 | 80400.5675 | 1894680.6698 | 91248.2791
3231 | 1790.369 | 1878.9255 | 1878.9255 | 1829.0598 | 1790.369 | 1837.85 | 3462590.0288 | 644532.84 | 292367.2577 | 0 | 290308.3334
3232 | 1829.06 | 1006.5817 | 1006.5817 | 979.8675 | 979.8675 | 1857 | 1912466.0303 | 352752.3104 | 160012.3675 | 1637511.4289 | 136463.327
3233 | 1677.484 | 93.1661 | 93.1661 | 90.6935 | 90.6935 | 1901.9 | 180907.2506 | 32649.6511 | 14810.2445 | 3059833.5575 | 8664.7806
3234 | 2026.099 | 14.9307 | 14.9307 | 14.5345 | 14.5345 | 1857 | 28362.0677 | 5232.4031 | 2373.4762 | 3878932.1008 | 2024.165
3235 | 1587.2 | 1665.7072 | 1665.7072 | 1621.5002 | 1587.2 | 1847.75 | 3081295.9425 | 571392 | 259189.76 | 0 | 241651.2
3236 | 1344 | 1410.4779 | 1410.4779 | 1373.0446 | 1344 | 1874.7 | 2645641.933 | 483840 | 219475.2 | 0 | 168403.2
3237 | 1775.2 | 1863.0062 | 1863.0062 | 1813.563 | 1775.2 | 1874.25 | 3492700.9275 | 639072 | 289890.16 | 0 | 223231.4
3238 | 1706.4 | 1790.8032 | 1790.8032 | 1743.2762 | 1706.4 | 1876 | 3357008.8001 | 614304 | 278655.12 | 0 | 211593.6
3239 | 1422.4 | 1492.7557 | 1492.7557 | 1453.1388 | 1422.4 | 1865.25 | 2789075.7917 | 512064 | 232277.92 | 0 | 191668.4
3240 | 0 | 0 | 0 | 0 | 0 | 1848.7 | 0 | 0 | 0 | 0 | 0
3241 | 0 | 0 | 0 | 0 | 0 | 1785.05 | 0 | 0 | 0 | 0 | 0
3242 | 0 | 0 | 0 | 0 | 0 | 1812.85 | 0 | 0 | 0 | 0 | 0
3243 | 0 | 0 | 0 | 0 | 0 | 1805.25 | 0 | 0 | 0 | 0 | 0
3244 | 0 | 0 | 0 | 0 | 0 | 1799.8 | 0 | 0 | 0 | 0 | 0
3245 | 0 | 0 | 0 | 0 | 0 | 1796.45 | 0 | 0 | 0 | 0 | 0
3246 | 0 | 0 | 0 | 0 | 0 | 1796.75 | 0 | 0 | 0 | 0 | 0
3247 | 1055.099 | 0 | 0 | 0 | 0 | 1800.1 | 0 | 0 | 0 | 2034564.2833 | 0
3248 | 1425.043 | 556.465 | 556.465 | 541.6967 | 541.6967 | 1726.75 | 985909.1655 | 195010.8218 | 88459.0755 | 1703370.7516 | 86682.2778
3249 | 1508.333 | 1582.9392 | 1582.9392 | 1540.9289 | 1508.333 | 1830.7 | 2909845.0783 | 542999.88 | 246310.7789 | 0 | 255360.7769
3250 | 1700.252 | 1784.3511 | 1784.3511 | 1736.9954 | 1700.252 | 1846.2 | 3319151.3498 | 612090.72 | 277651.1516 | 0 | 261498.7576
3251 | 1839.549 | 1930.5381 | 1930.5381 | 1879.3026 | 1839.549 | 1711.7 | 3339963.5798 | 662237.64 | 300398.3517 | 0 | 530341.9767
3252 | 1816.85 | 1906.7163 | 1906.7163 | 1856.1131 | 1816.85 | 1604.7 | 3082549.8553 | 654066 | 296691.605 | 0 | 718200.805
3253 | 1707.886 | 1792.3627 | 1792.3627 | 1744.7943 | 1707.886 | 1483.7 | 2673294.6601 | 614838.96 | 278897.7838 | 0 | 881781.5418
3254 | 1728.169 | 1813.6489 | 1813.6489 | 1765.5157 | 1728.169 | 1767.45 | 3227257.0258 | 622140.84 | 282209.9977 | 0 | 401885.701
3255 | 1703.789 | 1788.063 | 1788.063 | 1740.6088 | 1703.789 | 1821.15 | 3272986.9227 | 613364.04 | 278228.7437 | 0 | 304722.6626
3256 | 1569.14 | 1646.7539 | 1646.7539 | 1603.05 | 1569.14 | 1820.15 | 3007514.474 | 564890.4 | 256240.562 | 0 | 282209.829
3257 | 1690.426 | 963.2346 | 963.2346 | 937.6709 | 937.6709 | 1864.2 | 1838077.2236 | 337561.5339 | 153121.6624 | 1451549.6505 | 124011.7452
3258 | 1602.301 | 208.5734 | 208.5734 | 203.0379 | 203.0379 | 1785.8 | 381877.8728 | 73093.6594 | 33156.096 | 2698221.3417 | 42355.4796
3259 | 1476.806 | 1549.8528 | 1549.8528 | 1508.7206 | 1476.806 | 1768.2 | 2745320.6784 | 531650.16 | 241162.4198 | 0 | 342323.6308
3260 | 1332.8 | 1398.7239 | 1398.7239 | 1361.6025 | 1332.8 | 1774.35 | 2486396.1269 | 479808 | 217646.24 | 0 | 300746.32
3261 | 1378.4 | 1446.5794 | 1446.5794 | 1408.188 | 1378.4 | 1772.3 | 2564644.8489 | 496224 | 225092.72 | 0 | 313861.68
3262 | 1814.4 | 1888.3791 | 1888.3791 | 1838.2625 | 1814.4 | 1876 | 3571549.0332 | 653184 | 296291.52 | 0 | 222704.372
3263 | 1490.4 | 1564.1192 | 1564.1192 | 1522.6083 | 1490.4 | 1865.25 | 2925319.0906 | 536544 | 243382.32 | 0 | 200831.4
3264 | 0 | 0 | 0 | 0 | 0 | 1848.7 | 0 | 0 | 0 | 0 | 0
3265 | 0 | 0 | 0 | 0 | 0 | 1726.35 | 0 | 0 | 0 | 0 | 0
3266 | 0 | 0 | 0 | 0 | 0 | 1707.5 | 0 | 0 | 0 | 0 | 0
3267 | 0 | 0 | 0 | 0 | 0 | 1704.55 | 0 | 0 | 0 | 0 | 0
3268 | 0 | 0 | 0 | 0 | 0 | 1598.3 | 0 | 0 | 0 | 0 | 0
3269 | 0 | 0 | 0 | 0 | 0 | 1594.95 | 0 | 0 | 0 | 0 | 0
3270 | 0 | 0 | 0 | 0 | 0 | 1675.1 | 0 | 0 | 0 | 0 | 0
3271 | 1106.227 | 371.0302 | 371.0302 | 361.1833 | 361.1833 | 1680 | 638378.1806 | 130025.9713 | 58981.2253 | 1436679.777 | 112561.6
3272 | 998.236 | 1047.6115 | 1047.6115 | 1019.8084 | 998.236 | 1625.6 | 1709010.9859 | 359364.96 | 163011.9388 | 0 | 373739.5584
3273 | 1435.791 | 1506.8091 | 1506.8091 | 1466.8192 | 1435.791 | 1772 | 2684103.8002 | 516884.76 | 234464.6703 | 0 | 327360.348
3274 | 1831.647 | 1922.2452 | 1922.2452 | 1871.2299 | 1831.647 | 1722.4 | 3336126.6772 | 659392.92 | 299107.9551 | 0 | 508465.2072
3275 | 1511.408 | 1586.1663 | 1586.1663 | 1544.0703 | 1511.408 | 1065.9 | 1706954.5066 | 544106.88 | 246812.9264 | 0 | 1411806.2128
3276 | 1131.45 | 1187.4146 | 1187.4146 | 1155.9012 | 1131.45 | 381.65 | 456584.7218 | 407322 | 184765.785 | 0 | 1831082.1075
3277 | 1343.015 | 1285.9318 | 1285.9318 | 1251.8039 | 1251.8039 | 718.95 | 948162.4422 | 450649.4068 | 204419.5781 | 175883.8086 | 1561761.3623
3278 | 1463.195 | 1535.5686 | 1535.5686 | 1494.8154 | 1463.195 | 1580.45 | 2440274.5929 | 526750.2 | 238939.7435 | 0 | 613883.4622
3279 | 1538.188 | 1614.2709 | 1614.2709 | 1571.4291 | 1538.188 | 1695.75 | 2755583.7266 | 553747.68 | 251186.1004 | 0 | 467993.699
3280 | 1937.529 | 572.6026 | 572.6026 | 557.406 | 557.406 | 1819.45 | 1068796.5645 | 200666.1716 | 91024.4051 | 2661313.2006 | 98012.4702
3281 | 1784.662 | 568.0668 | 568.0668 | 552.9906 | 552.9906 | 1807.05 | 1049447.9778 | 199076.6274 | 90303.3701 | 2375051.6065 | 103914.3802
3282 | 1641.186 | 158.0291 | 158.0291 | 153.8351 | 153.8351 | 1735.4 | 280923.0285 | 55380.649 | 25121.2777 | 2868082.4686 | 39642.1074
3283 | 1082.752 | 1136.3078 | 1136.3078 | 1106.1509 | 1082.752 | 1717.8 | 1954224.3531 | 389790.72 | 176813.4016 | 0 | 305552.6144
3284 | 1290.4 | 1354.2267 | 1354.2267 | 1318.2862 | 1290.4 | 1774.35 | 2409510.9379 | 464544 | 210722.32 | 0 | 291178.76
3285 | 1324.8 | 1390.3282 | 1390.3282 | 1353.4296 | 1324.8 | 1773.9 | 2473033.8775 | 476928 | 216339.84 | 0 | 299537.28
3286 | 1139.2 | 1195.5479 | 1195.5479 | 1163.8187 | 1139.2 | 1873.6 | 2240543.2063 | 410112 | 186031.36 | 0 | 143994.88
3287 | 1259.2 | 1321.4834 | 1321.4834 | 1286.412 | 1259.2 | 1822.05 | 2413576.4974 | 453312 | 205627.36 | 0 | 224074.64
3288 | 0 | 0 | 0 | 0 | 0 | 1748.7 | 0 | 0 | 0 | 0 | 0
3289 | 0 | 0 | 0 | 0 | 0 | 1734.7 | 0 | 0 | 0 | 0 | 0
3290 | 0 | 0 | 0 | 0 | 0 | 1712.15 | 0 | 0 | 0 | 0 | 0
3291 | 0 | 0 | 0 | 0 | 0 | 1704.55 | 0 | 0 | 0 | 0 | 0
3292 | 0 | 0 | 0 | 0 | 0 | 1657.2 | 0 | 0 | 0 | 0 | 0
3293 | 0 | 0 | 0 | 0 | 0 | 1653.85 | 0 | 0 | 0 | 0 | 0
3294 | 0 | 0 | 0 | 0 | 0 | 1675.1 | 0 | 0 | 0 | 0 | 0
3295 | 1182.657 | 751.4457 | 751.4457 | 731.5028 | 731.5028 | 1700.6 | 1305787.0724 | 263340.9972 | 119454.4024 | 869967.92 | 190578.2796
3296 | 936.672 | 983.0023 | 983.0023 | 956.914 | 936.672 | 1655.05 | 1627919.4404 | 337201.92 | 152958.5376 | 0 | 323105.0064
3297 | 1006.925 | 1056.7302 | 1056.7302 | 1028.6852 | 1006.925 | 1772.35 | 1874102.8251 | 362493 | 164430.8525 | 0 | 229226.4763
3298 | 980.994 | 1029.5166 | 1029.5166 | 1002.1938 | 980.994 | 1789.4 | 1851400.3931 | 353157.84 | 160196.3202 | 0 | 206597.3364
3299 | 1100.227 | 1154.6472 | 1154.6472 | 1124.0035 | 1100.227 | 1770.8 | 2065354.6504 | 396081.72 | 179667.0691 | 0 | 252172.0284
3300 | 1192.407 | 1366.9703 | 1251.3856 | 1330.6917 | 1192.407 | 1605.9 | 2024786.7647 | 429266.52 | 194720.0631 | 0 | 469927.5987
3301 | 1178.5 | 1374.3879 | 1236.7907 | 1337.9124 | 1178.5 | 1582.8 | 1965593.4238 | 424260 | 192449.05 | 0 | 491670.2
3302 | 1218.473 | 1688.9486 | 1278.742 | 1644.1248 | 1218.473 | 1817.7 | 2333433.3178 | 438650.28 | 198976.6409 | 0 | 222127.6279
3303 | 1017.622 | 1169.2074 | 1067.9563 | 1138.1773 | 1017.622 | 1919.45 | 2054266.9984 | 366343.92 | 166177.6726 | 0 | 81969.4521
3304 | 339.258 | 2254.355 | 356.0386 | 2194.5257 | 339.258 | 1920.15 | 683567.6277 | 122132.88 | 55400.8314 | 0 | 27089.7513
3305 | 224.739 | 1174.0014 | 235.8552 | 1142.844 | 224.739 | 1907.4 | 449513.6627 | 80906.04 | 36699.8787 | 0 | 20810.8314
3306 | 209.471 | 240.8527 | 219.832 | 234.4606 | 209.471 | 1836.15 | 404088.191 | 75409.56 | 34206.6143 | 0 | 34321.8233
3307 | 115.054 | 120.7449 | 120.7449 | 117.5404 | 115.054 | 1768.55 | 214025.3972 | 41419.44 | 18788.3182 | 0 | 26629.2483
3308 | 0 | 0 | 0 | 0 | 0 | 1774.35 | 0 | 0 | 0 | 0 | 0
3309 | 0 | 0 | 0 | 0 | 0 | 1701.3 | 0 | 0 | 0 | 0 | 0
3310 | 0 | 0 | 0 | 0 | 0 | 1876 | 0 | 0 | 0 | 0 | 0
3311 | 0 | 0 | 0 | 0 | 0 | 1864.05 | 0 | 0 | 0 | 0 | 0
3312 | 0 | 0 | 0 | 0 | 0 | 1805.5 | 0 | 0 | 0 | 0 | 0
3313 | 0 | 0 | 0 | 0 | 0 | 1728.65 | 0 | 0 | 0 | 0 | 0
3314 | 0 | 0 | 0 | 0 | 0 | 1713.8 | 0 | 0 | 0 | 0 | 0
3315 | 0 | 0 | 0 | 0 | 0 | 1705.5 | 0 | 0 | 0 | 0 | 0
3316 | 0 | 0 | 0 | 0 | 0 | 1701.35 | 0 | 0 | 0 | 0 | 0
3317 | 0 | 0 | 0 | 0 | 0 | 1648.7 | 0 | 0 | 0 | 0 | 0
3318 | 0 | 0 | 0 | 0 | 0 | 1598.85 | 0 | 0 | 0 | 0 | 0
3319 | 79.923 | 196.6599 | 83.8762 | 191.4406 | 79.923 | 1629.7 | 135580.0855 | 28772.28 | 13051.4259 | 0 | 29595.4869
3320 | 156.96 | 1583.8974 | 164.7237 | 1541.8616 | 156.96 | 1505.95 | 246067.5457 | 56505.6 | 25631.568 | 0 | 77546.088
3321 | 637.627 | 2594.7577 | 669.1658 | 2525.8942 | 637.627 | 1761.75 | 1172578.0818 | 229545.72 | 104124.4891 | 0 | 151914.6328
3322 | 1024.991 | 3333.4787 | 1075.6898 | 3245.01 | 1024.991 | 1754.4 | 1885621.426 | 368996.76 | 167381.0303 | 0 | 251737.7896
3323 | 1410.943 | 2788.2345 | 1480.7321 | 2714.2363 | 1410.943 | 1491.1 | 2212474.0466 | 507939.48 | 230406.9919 | 0 | 718028.8927
3324 | 1071.439 | 2952.8249 | 1124.4353 | 2874.4586 | 1071.439 | 1105.45 | 1247445.6781 | 385718.04 | 174965.9887 | 0 | 958455.7574
3325 | 1560.347 | 3984.7144 | 1637.526 | 3878.9622 | 1560.347 | 716.05 | 1173031.4474 | 561724.92 | 254804.6651 | 0 | 2003407.5307
3326 | 1408.139 | 2923.4578 | 1477.7894 | 2845.8708 | 1408.139 | 1721 | 2533731.3064 | 506930.04 | 229949.0987 | 0 | 392870.781
3327 | 996.949 | 231.6878 | 231.6878 | 225.5389 | 225.5389 | 1807 | 424667.0929 | 81194.0093 | 36830.5048 | 1487522.4101 | 42392.836
3328 | 1328.349 | 563.3957 | 563.3957 | 548.4434 | 548.4434 | 1807.65 | 1032900.4835 | 197439.6395 | 89560.8143 | 1503904.3639 | 102739.3285
3329 | 1340.192 | 1121.2166 | 1121.2166 | 1091.4601 | 1091.4601 | 1788 | 2032536.4422 | 392925.6328 | 178235.4329 | 479633.7199 | 225349.216
3330 | 1479.054 | 202.9031 | 202.9031 | 197.5182 | 197.5182 | 1701.6 | 351136.3121 | 71106.5451 | 32254.7189 | 2471206.0245 | 57400.8208
3331 | 1458.236 | 1530.3643 | 1530.3643 | 1489.7493 | 1458.236 | 1654.85 | 2524593.1587 | 524964.96 | 238129.9388 | 0 | 503310.1554
3332 | 1057.6 | 1109.9118 | 1109.9118 | 1080.4553 | 1057.6 | 1752.65 | 1943078.9619 | 380736 | 172706.08 | 0 | 261597.36
3333 | 1518.4 | 1593.5042 | 1593.5042 | 1551.2134 | 1518.4 | 1754.75 | 2786801.4755 | 546624 | 247954.72 | 0 | 372387.6
3334 | 1292 | 1355.9058 | 1355.9058 | 1319.9208 | 1292 | 1839.85 | 2483332.0788 | 465120 | 210983.6 | 0 | 206913.8
3335 | 1396.8 | 1465.8895 | 1465.8895 | 1426.9856 | 1396.8 | 1831.95 | 2674053.5626 | 502848 | 228097.44 | 0 | 234732.24
3336 | 0 | 0 | 0 | 0 | 0 | 1745.05 | 0 | 0 | 0 | 0 | 0
3337 | 0 | 0 | 0 | 0 | 0 | 1641.3 | 0 | 0 | 0 | 0 | 0
3338 | 0 | 0 | 0 | 0 | 0 | 1707.95 | 0 | 0 | 0 | 0 | 0
3339 | 0 | 0 | 0 | 0 | 0 | 1700.55 | 0 | 0 | 0 | 0 | 0
3340 | 0 | 0 | 0 | 0 | 0 | 1694.85 | 0 | 0 | 0 | 0 | 0
3341 | 0 | 0 | 0 | 0 | 0 | 1690.8 | 0 | 0 | 0 | 0 | 0
3342 | 0 | 0 | 0 | 0 | 0 | 1636.15 | 0 | 0 | 0 | 0 | 0
3343 | 1413.981 | 1359.0007 | 1359.0007 | 1322.9335 | 1322.9335 | 1678.7 | 2320876.6098 | 476256.0749 | 216035.0473 | 175568.2714 | 396920.2041
3344 | 1218.646 | 1278.9235 | 1278.9235 | 1244.9816 | 1218.646 | 1231.2 | 1568203.5642 | 438712.56 | 199004.8918 | 0 | 936895.0448
3345 | 1283.48 | 1346.9644 | 1346.9644 | 1311.2167 | 1283.48 | 669.2 | 898003.6632 | 462052.8 | 209592.284 | 0 | 1708055.184
3346 | 1235.312 | 1457.8716 | 1296.4128 | 1419.1805 | 1235.312 | 1059.65 | 1367415.9127 | 444712.32 | 201726.4496 | 0 | 1161625.6392
3347 | 1227.421 | 1288.1326 | 1288.1326 | 1253.9462 | 1227.421 | 694.3 | 888541.3447 | 441871.56 | 200437.8493 | 0 | 1602643.5997
3348 | 1268.221 | 2129.745 | 1330.9506 | 2073.2227 | 1268.221 | 1074.35 | 1424575.1718 | 456559.56 | 207100.4893 | 0 | 1173928.7686
3349 | 1361.861 | 1429.2223 | 1429.2223 | 1391.2915 | 1361.861 | 1075.95 | 1532706.7569 | 490269.96 | 222391.9013 | 0 | 1258427.6571
3350 | 1362.378 | 1429.7649 | 1429.7649 | 1391.8197 | 1362.378 | 1088.35 | 1552148.1934 | 490456.08 | 222476.3274 | 0 | 1242011.9037
3351 | 1092.7 | 571.3065 | 571.3065 | 556.1443 | 556.1443 | 1092.55 | 632570.9768 | 200211.9636 | 90818.3713 | 1034648.8577 | 491499.4212
3352 | 1161.964 | 133.351 | 133.351 | 129.812 | 129.812 | 1365.5 | 185133.0322 | 46732.3071 | 21198.2938 | 1990315.2849 | 80215.3935
3353 | 1302.91 | 1051.5616 | 1051.5616 | 1023.6538 | 1023.6538 | 1226.7 | 1311648.1995 | 368515.3524 | 167162.6584 | 538494.2824 | 697907.1165
3354 | 1031.53 | 1082.5523 | 1082.5523 | 1053.8219 | 1031.53 | 1371.4 | 1475076.1637 | 371350.8 | 168448.849 | 0 | 648419.758
3355 | 1155.338 | 1212.4841 | 1212.4841 | 1180.3055 | 1155.338 | 1706.1 | 2055728.4634 | 415921.68 | 188666.6954 | 0 | 339553.8382
3356 | 992.8 | 1041.9066 | 1041.9066 | 1014.2549 | 992.8 | 1736.85 | 1800216.1717 | 357408 | 162124.24 | 0 | 261255.32
3357 | 1484 | 1557.4027 | 1557.4027 | 1516.07 | 1484 | 1738.5 | 2691473.0326 | 534240 | 242337.2 | 0 | 388066
3358 | 1380 | 1448.2585 | 1448.2585 | 1409.8225 | 1380 | 1760.4 | 2536311.3706 | 496800 | 225354 | 0 | 330648
3359 | 799.2 | 838.7306 | 838.7306 | 816.4711 | 799.2 | 1747.65 | 1459009.5095 | 287712 | 130509.36 | 0 | 201678.12
3360 | 0 | 0 | 0 | 0 | 0 | 1672.4 | 0 | 0 | 0 | 0 | 0
3361 | 0 | 0 | 0 | 0 | 0 | 1592.7 | 0 | 0 | 0 | 0 | 0
3362 | 0 | 0 | 0 | 0 | 0 | 1712.15 | 0 | 0 | 0 | 0 | 0
3363 | 0 | 0 | 0 | 0 | 0 | 1583.4 | 0 | 0 | 0 | 0 | 0
3364 | 0 | 0 | 0 | 0 | 0 | 1547.75 | 0 | 0 | 0 | 0 | 0
3365 | 0 | 0 | 0 | 0 | 0 | 1012.45 | 0 | 0 | 0 | 0 | 0
3366 | 0 | 0 | 0 | 0 | 0 | 1012.75 | 0 | 0 | 0 | 0 | 0
3367 | 1303.011 | 1367.4614 | 1367.4614 | 1331.1698 | 1303.011 | 1062.2 | 1431965.5744 | 469083.96 | 212781.6963 | 0 | 1221963.7158
3368 | 993.966 | 1043.1302 | 1043.1302 | 1015.4461 | 993.966 | 998.2 | 1029379.5093 | 357827.76 | 162314.6478 | 0 | 995755.1388
3369 | 1093.9 | 1148.0073 | 1148.0073 | 1117.5398 | 1093.9 | 1772.35 | 2013377.9794 | 393804 | 178633.87 | 0 | 249026.335
3370 | 1363.693 | 1451.94 | 1431.1439 | 1413.4063 | 1363.693 | 1777.05 | 2522963.8656 | 490929.48 | 222691.0669 | 0 | 304035.3544
3371 | 1239.039 | 1953.8372 | 1300.3242 | 1901.9834 | 1239.039 | 1471.2 | 1911007.8792 | 446054.04 | 202335.0687 | 0 | 655203.8232
3372 | 1503.503 | 2183.5583 | 1577.8703 | 2125.6078 | 1503.503 | 1106.65 | 1751045.2782 | 541261.08 | 245522.0399 | 0 | 1343154.405
3373 | 1361.769 | 2142.8444 | 1429.1258 | 2085.9745 | 1361.769 | 1059 | 1512243.3101 | 490236.84 | 222376.8777 | 0 | 1281424.629
3374 | 1532.198 | 3655.5798 | 1607.9847 | 3558.5627 | 1532.198 | 1311.6 | 2098385.0114 | 551591.28 | 250207.9334 | 0 | 1054765.1032
3375 | 1256.603 | 3100.2388 | 1318.758 | 3017.9601 | 1256.603 | 1750.75 | 2297836.1193 | 452377.08 | 205203.2699 | 0 | 313208.2977
3376 | 1138.22 | 2273.4038 | 1194.5194 | 2213.0689 | 1138.22 | 1836.15 | 2183483.3422 | 409759.2 | 185871.326 | 0 | 186497.347
3377 | 1339.573 | 550.7895 | 550.7895 | 536.1719 | 536.1719 | 1844.25 | 1033382.068 | 193021.8686 | 87556.8643 | 1549211.2778 | 81328.7562
3378 | 1110.796 | 56.1851 | 56.1851 | 54.694 | 54.694 | 1786.15 | 102289.1939 | 19689.8268 | 8931.5242 | 2036498.4551 | 11390.9341
3379 | 989.602 | 1038.5504 | 1038.5504 | 1010.9878 | 989.602 | 1813.9 | 1879178.1351 | 356256.72 | 161602.0066 | 0 | 184164.9322
3380 | 1045.6 | 1097.3182 | 1097.3182 | 1068.196 | 1045.6 | 1819.2 | 1994643.9968 | 376416 | 170746.48 | 0 | 189044.48
3381 | 1416.8 | 1486.8788 | 1486.8788 | 1447.4178 | 1416.8 | 1760.95 | 2613673.1067 | 510048 | 231363.44 | 0 | 338686.04
3382 | 1268 | 1330.7187 | 1330.7187 | 1295.4022 | 1268 | 1832.8 | 2423887.8819 | 456480 | 207064.4 | 0 | 212009.6
3383 | 1352.8 | 1419.7131 | 1419.7131 | 1382.0347 | 1352.8 | 1773.25 | 2503108.8952 | 487008 | 220912.24 | 0 | 306747.4
3384 | 0 | 0 | 0 | 0 | 0 | 1677.6 | 0 | 0 | 0 | 0 | 0
3385 | 0 | 0 | 0 | 0 | 0 | 1503.4 | 0 | 0 | 0 | 0 | 0
3386 | 0 | 0 | 0 | 0 | 0 | 1398.85 | 0 | 0 | 0 | 0 | 0
3387 | 0 | 0 | 0 | 0 | 0 | 1437.75 | 0 | 0 | 0 | 0 | 0
3388 | 0 | 0 | 0 | 0 | 0 | 1432.8 | 0 | 0 | 0 | 0 | 0
3389 | 0 | 0 | 0 | 0 | 0 | 1428.95 | 0 | 0 | 0 | 0 | 0
3390 | 0 | 0 | 0 | 0 | 0 | 1508.25 | 0 | 0 | 0 | 0 | 0
3391 | 1304.669 | 1021.5932 | 1021.5932 | 994.4806 | 994.4806 | 1595.55 | 1653416.434 | 358013.0326 | 162398.6895 | 598141.1659 | 359386.5854
3392 | 935.942 | 982.2362 | 982.2362 | 956.1682 | 935.942 | 1676 | 1633093.0021 | 336939.12 | 152839.3286 | 0 | 303245.208
3393 | 898.574 | 943.0199 | 943.0199 | 917.9927 | 898.574 | 1780.7 | 1670821.7485 | 323486.64 | 146737.1342 | 0 | 197057.2782
3394 | 1261.705 | 1324.1123 | 1324.1123 | 1288.9711 | 1261.705 | 1797.05 | 2379140.4762 | 454213.8 | 206036.4265 | 0 | 256063.0298
3395 | 1281.246 | 1344.6199 | 1344.6199 | 1308.9344 | 1281.246 | 1418.7 | 1914575.4643 | 461248.56 | 209227.4718 | 0 | 744788.2998
3396 | 1130.342 | 1186.2518 | 1186.2518 | 1154.7693 | 1130.342 | 1106.65 | 1319590.4929 | 406923.12 | 184584.8486 | 0 | 1009791.0257
3397 | 1247.462 | 1309.1648 | 1309.1648 | 1274.4203 | 1247.462 | 1059 | 1383427.4134 | 449086.32 | 203710.5446 | 0 | 1173861.742
3398 | 1339.387 | 1405.6367 | 1405.6367 | 1368.3319 | 1339.387 | 1357 | 1901494.2978 | 482179.32 | 218721.8971 | 0 | 861225.841
3399 | 1391.303 | 1460.1206 | 1460.1206 | 1421.3698 | 1391.303 | 1679.65 | 2445162.4222 | 500869.08 | 227199.7799 | 0 | 445703.916
3400 | 1345.155 | 1411.69 | 1411.69 | 1374.2245 | 1345.155 | 1827.8 | 2567421.2436 | 484255.8 | 219663.8115 | 0 | 231635.691
3401 | 1198.38 | 1037.0087 | 1037.0087 | 1009.4871 | 1009.4871 | 1844.25 | 1941536.4404 | 363415.35 | 164849.2407 | 364245.2337 | 146109.8538
3402 | 1181.647 | 1240.0945 | 1240.0945 | 1207.183 | 1181.647 | 1822.65 | 2253715.9566 | 425392.92 | 192962.9551 | 0 | 200313.6327
3403 | 1283.014 | 1346.4753 | 1346.4753 | 1310.7406 | 1283.014 | 1776.55 | 2388361.9664 | 461885.04 | 209516.1862 | 0 | 286689.4783
3404 | 1180.8 | 1239.2056 | 1239.2056 | 1206.3177 | 1180.8 | 1790.7 | 2216647.2314 | 425088 | 192824.64 | 0 | 247141.44
3405 | 1619.2 | 1699.29 | 1699.29 | 1654.1918 | 1619.2 | 1824.25 | 3091501.6223 | 582912 | 264415.36 | 0 | 284574.4
3406 | 1483.2 | 1556.5631 | 1556.5631 | 1515.2527 | 1483.2 | 1876 | 2900581.1006 | 533952 | 242206.56 | 0 | 183916.8
3407 | 1326.4 | 1392.0073 | 1392.0073 | 1355.0642 | 1326.4 | 1865.25 | 2578577.7474 | 477504 | 216601.12 | 0 | 178732.4
3408 | 0 | 0 | 0 | 0 | 0 | 1847.5 | 0 | 0 | 0 | 0 | 0
3409 | 0 | 0 | 0 | 0 | 0 | 1654.1 | 0 | 0 | 0 | 0 | 0
3410 | 0 | 0 | 0 | 0 | 0 | 1700.5 | 0 | 0 | 0 | 0 | 0
3411 | 0 | 0 | 0 | 0 | 0 | 1704.55 | 0 | 0 | 0 | 0 | 0
3412 | 0 | 0 | 0 | 0 | 0 | 1675.8 | 0 | 0 | 0 | 0 | 0
3413 | 0 | 0 | 0 | 0 | 0 | 1672.45 | 0 | 0 | 0 | 0 | 0
3414 | 0 | 0 | 0 | 0 | 0 | 1696.05 | 0 | 0 | 0 | 0 | 0
3415 | 619.025 | 649.6437 | 649.6437 | 632.4025 | 619.025 | 1608.35 | 1036826.0411 | 222849 | 101086.7825 | 0 | 242441.1413
3416 | 887.264 | 931.1505 | 931.1505 | 906.4383 | 887.264 | 1273.55 | 1176368.2377 | 319415.04 | 144890.2112 | 0 | 644552.9328
3417 | 690.747 | 724.9132 | 724.9132 | 705.6744 | 690.747 | 1705.7 | 1229095.0704 | 248668.92 | 112798.9851 | 0 | 203286.8421
3418 | 307.348 | 1431.952 | 322.5503 | 1393.9488 | 307.348 | 1726.65 | 556308.3457 | 110645.28 | 50189.9284 | 0 | 84013.5758
3419 | 235.767 | 1910.8942 | 247.4276 | 1860.1801 | 235.767 | 1296.35 | 321343.4436 | 84876.12 | 38500.7511 | 0 | 165897.4495
3420 | 197.082 | 2113.3702 | 206.8302 | 2057.2825 | 197.082 | 721.7 | 149434.7177 | 70949.52 | 32183.4906 | 0 | 251929.9206
3421 | 683.53 | 1474.7816 | 717.3382 | 1435.6417 | 683.53 | 378.9 | 270197.325 | 246070.8 | 111620.449 | 0 | 1108070.483
3422 | 1150.936 | 3030.673 | 1207.8644 | 2950.2406 | 1150.936 | 1081.15 | 1297667.0666 | 414336.96 | 187947.8488 | 0 | 1057537.5436
3423 | 1786.232 | 360.8787 | 360.8787 | 351.3012 | 351.3012 | 1595.55 | 584489.0298 | 126468.4373 | 57367.4884 | 2766999.9919 | 138374.883
3424 | 1729.544 | 297.3296 | 297.3296 | 289.4386 | 289.4386 | 1836.15 | 554123.3575 | 104197.8998 | 47265.3251 | 2776978.2643 | 46186.5296
3425 | 1610.063 | 1041.2748 | 1041.2748 | 1013.6399 | 1013.6399 | 1864.2 | 1970548.6203 | 364910.3748 | 165527.4006 | 1150092.1485 | 134058.9082
3426 | 1527.327 | 199.2772 | 199.2772 | 193.9885 | 193.9885 | 1826.6 | 370523.8039 | 69835.8659 | 31678.3247 | 2571097.9311 | 32759.595
3427 | 1637.6 | 1718.6001 | 1718.6001 | 1672.9894 | 1637.6 | 1768.2 | 3028023.4912 | 589536 | 267420.08 | 0 | 379595.68
3428 | 1442.4 | 1513.745 | 1513.745 | 1473.571 | 1442.4 | 1790.7 | 2703055.581 | 519264 | 235543.92 | 0 | 301894.32
3429 | 1472.8 | 1545.6487 | 1545.6487 | 1504.628 | 1472.8 | 1822.7 | 2806236.0198 | 530208 | 240508.24 | 0 | 261127.44
3430 | 1553.6 | 1630.4453 | 1630.4453 | 1587.1741 | 1553.6 | 1873.6 | 3034255.7242 | 559296 | 253702.88 | 0 | 196375.04
3431 | 1444 | 1515.4241 | 1515.4241 | 1475.2056 | 1444 | 1781.25 | 2681165.254 | 519840 | 235805.2 | 0 | 315875
3432 | 0 | 0 | 0 | 0 | 0 | 1697.6 | 0 | 0 | 0 | 0 | 0
3433 | 0 | 0 | 0 | 0 | 0 | 1475.95 | 0 | 0 | 0 | 0 | 0
3434 | 0 | 0 | 0 | 0 | 0 | 1570.65 | 0 | 0 | 0 | 0 | 0
3435 | 0 | 0 | 0 | 0 | 0 | 1583.4 | 0 | 0 | 0 | 0 | 0
3436 | 0 | 0 | 0 | 0 | 0 | 1598.3 | 0 | 0 | 0 | 0 | 0
3437 | 0 | 0 | 0 | 0 | 0 | 1594.95 | 0 | 0 | 0 | 0 | 0
3438 | 0 | 0 | 0 | 0 | 0 | 1574.9 | 0 | 0 | 0 | 0 | 0
3439 | 1362.282 | 1158.6163 | 1158.6163 | 1127.8672 | 1127.8672 | 1579.45 | 1869710.6249 | 406032.2012 | 184180.7179 | 452025.76 | 423497.6349
3440 | 1064.339 | 1116.9841 | 1116.9841 | 1087.3399 | 1064.339 | 1227.55 | 1374024.9168 | 383162.04 | 173806.5587 | 0 | 822148.6606
3441 | 1658.966 | 1741.0229 | 1741.0229 | 1694.8171 | 1658.966 | 1511.75 | 2630164.3457 | 597227.76 | 270909.1478 | 0 | 809990.1495
3442 | 1820.422 | 1910.465 | 1910.465 | 1859.7623 | 1820.422 | 1584.8 | 3031752.9123 | 655351.92 | 297274.9126 | 0 | 755839.2144
3443 | 1766.438 | 1903.0138 | 1853.8108 | 1852.5089 | 1766.438 | 1085.35 | 2025174.0074 | 635917.68 | 288459.3254 | 0 | 1615672.5167
3444 | 1632.862 | 2119.8548 | 1713.6278 | 2063.595 | 1632.862 | 381.65 | 656025.3364 | 587830.32 | 266646.3646 | 0 | 2642542.2177
3445 | 1633.953 | 1714.7727 | 1714.7727 | 1669.2636 | 1633.953 | 378.9 | 649726.9505 | 588223.08 | 266824.5249 | 0 | 2648801.2083
3446 | 1730.896 | 1816.5108 | 1816.5108 | 1768.3016 | 1730.896 | 1311.6 | 2392257.9754 | 623122.56 | 282655.3168 | 0 | 1191548.8064
3447 | 1836.767 | 1927.6185 | 1927.6185 | 1876.4605 | 1836.767 | 1690.15 | 3271858.4746 | 661236.12 | 299944.0511 | 0 | 569122.2549
3448 | 1998.015 | 1601.0918 | 1601.0918 | 1558.5997 | 1558.5997 | 1807.8 | 2964908.2538 | 561095.8852 | 254519.3279 | 847331.5899 | 291743.0708
3449 | 1627.268 | 124.8819 | 124.8819 | 121.5676 | 121.5676 | 1906.2 | 243535.4513 | 43764.3242 | 19851.9837 | 2903466.2356 | 11105.3572
3450 | 1652.685 | 237.6382 | 237.6382 | 231.3314 | 231.3314 | 1826.6 | 444163.8571 | 83279.3207 | 37776.4252 | 2740818.799 | 39065.6328
3451 | 1494.002 | 1567.8994 | 1567.8994 | 1526.2882 | 1494.002 | 1776.55 | 2787769.5444 | 537840.72 | 243970.5266 | 0 | 333834.7469
3452 | 1398.4 | 1467.5686 | 1467.5686 | 1428.6202 | 1398.4 | 1832.7 | 2691815.6402 | 503424 | 228358.72 | 0 | 233952.32
3453 | 1210.4 | 1270.2697 | 1270.2697 | 1236.5574 | 1210.4 | 1752.6 | 2224998.3369 | 435744 | 197658.32 | 0 | 299452.96
3454 | 1628 | 1708.5253 | 1708.5253 | 1663.182 | 1628 | 1832.8 | 3124639.6804 | 586080 | 265852.4 | 0 | 272201.6
3455 | 1786.4 | 1874.7602 | 1874.7602 | 1825.0051 | 1786.4 | 1772.9 | 3320378.1983 | 643104 | 291719.12 | 0 | 405691.44
3456 | 0 | 0 | 0 | 0 | 0 | 1697.6 | 0 | 0 | 0 | 0 | 0
3457 | 0 | 0 | 0 | 0 | 0 | 1624.8 | 0 | 0 | 0 | 0 | 0
3458 | 0 | 0 | 0 | 0 | 0 | 1560.8 | 0 | 0 | 0 | 0 | 0
3459 | 0 | 0 | 0 | 0 | 0 | 1391.25 | 0 | 0 | 0 | 0 | 0
3460 | 0 | 0 | 0 | 0 | 0 | 1537.9 | 0 | 0 | 0 | 0 | 0
3461 | 0 | 0 | 0 | 0 | 0 | 1554.25 | 0 | 0 | 0 | 0 | 0
3462 | 0 | 0 | 0 | 0 | 0 | 1554.55 | 0 | 0 | 0 | 0 | 0
3463 | 1177.554 | 1015.0592 | 1015.0592 | 988.1201 | 988.1201 | 1310.65 | 1357350.0104 | 355723.2356 | 161360.0121 | 365288.4225 | 595747.9889
3464 | 1356.489 | 1423.5846 | 1423.5846 | 1385.8035 | 1356.489 | 318.1 | 451787.4165 | 488336.04 | 221514.6537 | 0 | 2281478.8491
3465 | 1166.426 | 1224.1206 | 1224.1206 | 1191.6331 | 1166.426 | 363.7 | 445393.1824 | 419913.36 | 190477.3658 | 0 | 1908622.8638
3466 | 975.268 | 1023.5074 | 1023.5074 | 996.3441 | 975.268 | 380.4 | 390066.4279 | 351096.48 | 159261.2644 | 0 | 1579544.0528
3467 | 1314.143 | 1379.1441 | 1379.1441 | 1342.5423 | 1314.143 | 385.8 | 534046.2344 | 473091.48 | 214599.5519 | 0 | 2121289.6306
3468 | 1169.049 | 1458.3302 | 1226.8733 | 1419.6269 | 1169.049 | 381.65 | 468857.9882 | 420857.64 | 190905.7017 | 0 | 1891930.4492
3469 | 1078.088 | 2047.1701 | 1131.4131 | 1992.8393 | 1078.088 | 378.9 | 428416.4437 | 388111.68 | 176051.7704 | 0 | 1747688.4568
3470 | 944.397 | 1055.0637 | 991.1094 | 1027.0629 | 944.397 | 401.05 | 398871.3527 | 339982.92 | 154220.0301 | 0 | 1510043.5832
3471 | 1126.43 | 2388.4071 | 1182.1463 | 2325.0201 | 1126.43 | 412.85 | 489194.9286 | 405514.8 | 183946.019 | 0 | 1787813.3745
3472 | 898.155 | 942.5802 | 942.5802 | 917.5646 | 898.155 | 863.15 | 813746.047 | 323335.8 | 146668.7115 | 0 | 1021067.5117
3473 | 1152.652 | 1209.6653 | 1209.6653 | 1177.5614 | 1152.652 | 1724.3 | 2084548.8436 | 414954.72 | 188228.0716 | 0 | 317786.1564
3474 | 869.487 | 912.4942 | 912.4942 | 888.2771 | 869.487 | 1765.8 | 1613575.0053 | 313015.32 | 141987.2271 | 0 | 203633.8554
3475 | 1185.808 | 1244.4613 | 1244.4613 | 1211.4339 | 1185.808 | 1706.15 | 2121537.1345 | 426890.88 | 193642.4464 | 0 | 348449.6808
3476 | 980.8 | 1029.313 | 1029.313 | 1001.9956 | 980.8 | 1774 | 1825245.0245 | 353088 | 160164.64 | 0 | 221660.8
3477 | 808.8 | 848.8054 | 848.8054 | 826.2786 | 808.8 | 1773.55 | 1507380.5137 | 291168 | 132077.04 | 0 | 183152.76
3478 | 850.4 | 892.4631 | 892.4631 | 868.7776 | 850.4 | 1874.8 | 1675727.9608 | 306144 | 138870.32 | 0 | 106470.08
3479 | 840 | 881.5487 | 881.5487 | 858.1528 | 840 | 1813.7 | 1601366.6407 | 302400 | 137172 | 0 | 156492
3480 | 0 | 0 | 0 | 0 | 0 | 1748 | 0 | 0 | 0 | 0 | 0
3481 | 0 | 0 | 0 | 0 | 0 | 1611 | 0 | 0 | 0 | 0 | 0
3482 | 0 | 0 | 0 | 0 | 0 | 1591.95 | 0 | 0 | 0 | 0 | 0
3483 | 0 | 0 | 0 | 0 | 0 | 1554.15 | 0 | 0 | 0 | 0 | 0
3484 | 0 | 0 | 0 | 0 | 0 | 1516.1 | 0 | 0 | 0 | 0 | 0
3485 | 0 | 0 | 0 | 0 | 0 | 1513.85 | 0 | 0 | 0 | 0 | 0
3486 | 0 | 0 | 0 | 0 | 0 | 1538.45 | 0 | 0 | 0 | 0 | 0
3487 | 1097.92 | 1152.2261 | 1152.2261 | 1121.6466 | 1097.92 | 1236.85 | 1421432.6962 | 395251.2 | 179290.336 | 0 | 837877.648
3488 | 961.001 | 1008.5347 | 1008.5347 | 981.7687 | 961.001 | 312.9 | 315245.6661 | 345960.36 | 156931.4633 | 0 | 1621304.7871
3489 | 988.449 | 1037.3404 | 1037.3404 | 1009.8099 | 988.449 | 353.45 | 365696.1192 | 355841.64 | 161413.7217 | 0 | 1627530.7009
3490 | 1114.766 | 1372.6699 | 1169.9043 | 1336.24 | 1114.766 | 369.4 | 432587.0528 | 401315.76 | 182041.2878 | 0 | 1817737.4396
3491 | 1334.239 | 1840.237 | 1400.2341 | 1791.3982 | 1334.239 | 375.6 | 528921.4842 | 480326.04 | 217881.2287 | 0 | 2167337.8316
3492 | 1375.817 | 2064.8819 | 1443.8686 | 2010.081 | 1375.817 | 371.35 | 538506.8106 | 495294.12 | 224670.9161 | 0 | 2240724.3571
3493 | 1313.727 | 3460.4889 | 1378.7075 | 3368.6494 | 1313.727 | 371.45 | 512105.5047 | 472941.72 | 214531.6191 | 0 | 2139470.1058
3494 | 1220.12 | 3043.3233 | 1280.4704 | 2962.5551 | 1220.12 | 395.1 | 505597.7648 | 439243.2 | 199245.596 | 0 | 1958170.588
3495 | 1436.12 | 3071.282 | 1507.1544 | 2989.7718 | 1436.12 | 403.35 | 608056.805 | 517003.2 | 234518.396 | 0 | 2292980.998
3496 | 1317.272 | 1894.2487 | 1382.4278 | 1843.9764 | 1317.272 | 399 | 551394.5568 | 474217.92 | 215110.5176 | 0 | 2108952.472
3497 | 1561.218 | 1638.4401 | 1638.4401 | 1594.9568 | 1561.218 | 1347.15 | 2204067.63 | 562038.48 | 254946.8994 | 0 | 1019241.1713
3498 | 1522.874 | 1598.1995 | 1598.1995 | 1555.7841 | 1522.874 | 732.85 | 1172016.0349 | 548234.64 | 248685.3242 | 0 | 1929709.7891
3499 | 1531.013 | 1606.741 | 1606.741 | 1564.099 | 1531.013 | 907.25 | 1458013.087 | 551164.68 | 250014.4229 | 0 | 1673014.4557
3500 | 820.8 | 861.399 | 861.399 | 838.5379 | 820.8 | 1366.9 | 1182729.8034 | 295488 | 134036.64 | 0 | 519648.48
3501 | 1276 | 1339.1144 | 1339.1144 | 1303.575 | 1276 | 1389.35 | 1868567.9806 | 459360 | 208370.8 | 0 | 779189.4
3502 | 1128 | 1183.7939 | 1183.7939 | 1152.3767 | 1128 | 1761.5 | 2092012.318 | 406080 | 184202.4 | 0 | 269028
3503 | 905.6 | 950.3934 | 950.3934 | 925.1705 | 905.6 | 1753.6 | 1673897.8535 | 326016 | 147884.48 | 0 | 223139.84
3504 | 0 | 0 | 0 | 0 | 0 | 1660.95 | 0 | 0 | 0 | 0 | 0
3505 | 0 | 0 | 0 | 0 | 0 | 1325.4 | 0 | 0 | 0 | 0 | 0
3506 | 0 | 0 | 0 | 0 | 0 | 1502.7 | 0 | 0 | 0 | 0 | 0
3507 | 0 | 0 | 0 | 0 | 0 | 791.75 | 0 | 0 | 0 | 0 | 0
3508 | 0 | 0 | 0 | 0 | 0 | 286.55 | 0 | 0 | 0 | 0 | 0
3509 | 0 | 0 | 0 | 0 | 0 | 282.5 | 0 | 0 | 0 | 0 | 0
3510 | 0 | 0 | 0 | 0 | 0 | 278.25 | 0 | 0 | 0 | 0 | 0
3511 | 803.82 | 843.5791 | 843.5791 | 821.191 | 803.82 | 270.4 | 227917.6785 | 289375.2 | 131263.806 | 0 | 1390287.072
3512 | 740.237 | 776.8511 | 776.8511 | 756.2339 | 740.237 | 274.45 | 212847.9537 | 266485.32 | 120880.7021 | 0 | 1277315.9553
3513 | 558.473 | 721.9159 | 586.0966 | 702.7567 | 558.473 | 291.95 | 171085.9343 | 201050.28 | 91198.6409 | 0 | 953899.8077
3514 | 1199.225 | 1444.237 | 1258.5409 | 1405.9077 | 1199.225 | 305.15 | 385282.3379 | 431721 | 195833.4425 | 0 | 2032506.4912
3515 | 1228.803 | 1928.8505 | 1289.5829 | 1877.6599 | 1228.803 | 317.05 | 409279.0906 | 442369.08 | 200663.5299 | 0 | 2068014.0089
3516 | 1419.01 | 2131.1597 | 1489.1981 | 2074.5998 | 1419.01 | 319.85 | 477768.6089 | 510843.6 | 231724.333 | 0 | 2384149.6515
3517 | 1282.017 | 3260.5725 | 1345.429 | 3174.0387 | 1282.017 | 321.45 | 434085.3037 | 461526.12 | 209353.3761 | 0 | 2151929.6354
3518 | 1153.519 | 3638.546 | 1210.5752 | 3541.9809 | 1153.519 | 333.85 | 404796.7759 | 415266.84 | 188369.6527 | 0 | 1921935.6819
3519 | 1350.247 | 3067.7925 | 1417.0339 | 2986.375 | 1350.247 | 338.05 | 477680.3571 | 486088.92 | 220495.3351 | 0 | 2244043.0016
3520 | 1241.158 | 2261.5229 | 1302.549 | 2201.5033 | 1241.158 | 334.5 | 434123.0927 | 446816.88 | 202681.1014 | 0 | 2067148.649
3521 | 1171.973 | 801.2648 | 801.2648 | 779.9996 | 779.9996 | 324.95 | 265862.2902 | 280799.8718 | 127373.9418 | 755848.4943 | 1272433.307
3522 | 1371.137 | 649.2616 | 649.2616 | 632.0306 | 632.0306 | 315.85 | 208934.1136 | 227531.0144 | 103210.5962 | 1425230.7055 | 880288.3635
3523 | 1506.995 | 1581.535 | 1581.535 | 1539.562 | 1506.995 | 318.4 | 502388.4922 | 542518.2 | 246092.2835 | 0 | 2534162.792
3524 | 1457.6 | 1529.6968 | 1529.6968 | 1489.0995 | 1457.6 | 1431.35 | 2187805.868 | 524736 | 238026.08 | 0 | 828864.24
3525 | 1496 | 1569.9962 | 1569.9962 | 1528.3294 | 1496 | 1433.35 | 2253585.924 | 538560 | 244296.8 | 0 | 847708.4
3526 | 1008.8 | 1058.698 | 1058.698 | 1030.6007 | 1008.8 | 1688.65 | 1789378.6929 | 363168 | 164737.04 | 0 | 314089.88
3527 | 940.8 | 987.3345 | 987.3345 | 961.1312 | 940.8 | 1738.95 | 1716226.9243 | 338688 | 153632.64 | 0 | 245595.84
3528 | 0 | 0 | 0 | 0 | 0 | 1672.4 | 0 | 0 | 0 | 0 | 0
3529 | 0 | 0 | 0 | 0 | 0 | 1411.4 | 0 | 0 | 0 | 0 | 0
3530 | 0 | 0 | 0 | 0 | 0 | 303.85 | 0 | 0 | 0 | 0 | 0
3531 | 0 | 0 | 0 | 0 | 0 | 296.25 | 0 | 0 | 0 | 0 | 0
3532 | 0 | 0 | 0 | 0 | 0 | 290.8 | 0 | 0 | 0 | 0 | 0
3533 | 0 | 0 | 0 | 0 | 0 | 287.45 | 0 | 0 | 0 | 0 | 0
3534 | 0 | 0 | 0 | 0 | 0 | 287.75 | 0 | 0 | 0 | 0 | 0
3535 | 1415.654 | 1485.6761 | 1485.6761 | 1446.247 | 1415.654 | 292.3 | 434010.184 | 509635.44 | 231176.2982 | 0 | 2417512.3358
3536 | 996.848 | 1046.1548 | 1046.1548 | 1018.3904 | 996.848 | 318.1 | 331012.0672 | 358865.28 | 162785.2784 | 0 | 1676598.6512
3537 | 1420.083 | 1490.3241 | 1490.3241 | 1450.7718 | 1420.083 | 363.7 | 541014.4627 | 511229.88 | 231899.5539 | 0 | 2323681.8129
3538 | 1718.45 | 1803.4492 | 1803.4492 | 1755.5866 | 1718.45 | 380.4 | 687374.9935 | 618642 | 280622.885 | 0 | 2783201.62
3539 | 1514.737 | 1589.66 | 1589.66 | 1547.4713 | 1514.737 | 385.8 | 614901.9701 | 545305.32 | 247356.5521 | 0 | 2445088.4654
3540 | 1481.469 | 1554.7465 | 1554.7465 | 1513.4843 | 1481.469 | 381.65 | 594754.8623 | 533328.84 | 241923.8877 | 0 | 2397535.3561
3541 | 1629.559 | 1710.1614 | 1710.1614 | 1664.7746 | 1629.559 | 378.9 | 647385.9191 | 586641.24 | 266106.9847 | 0 | 2641678.0949
3542 | 1581.445 | 1659.6675 | 1659.6675 | 1615.6209 | 1581.445 | 1054.8 | 1749632.2051 | 569320.2 | 258249.9685 | 0 | 1494781.814
3543 | 1376.542 | 1444.6295 | 1444.6295 | 1406.2898 | 1376.542 | 1666.1 | 2404219.8222 | 495555.12 | 224789.3086 | 0 | 459627.3738
3544 | 1606.679 | 985.9692 | 985.9692 | 959.8021 | 959.8021 | 1798.5 | 1812460.6301 | 345528.7475 | 156735.6791 | 1247383.1217 | 188351.5205
3545 | 1530.064 | 374.6141 | 374.6141 | 364.6721 | 364.6721 | 1864.2 | 713791.474 | 131281.9393 | 59550.9463 | 2247243.9367 | 48229.7774
3546 | 1776.413 | 98.9318 | 98.9318 | 96.3062 | 96.3062 | 1821.95 | 184579.2453 | 34670.2333 | 15726.803 | 3239776.8173 | 16699.6656
3547 | 1785.434 | 1873.7464 | 1873.7464 | 1824.0182 | 1785.434 | 1584.65 | 2974706.2881 | 642756.24 | 291561.3722 | 0 | 741580.0119
3548 | 1460 | 1532.2155 | 1532.2155 | 1491.5514 | 1460 | 1672.45 | 2567727.425 | 525600 | 238418 | 0 | 478223
3549 | 1711.2 | 1795.8406 | 1795.8406 | 1748.1799 | 1711.2 | 1823.9 | 3272980.0683 | 616032 | 279438.96 | 0 | 301342.32
3550 | 1587.2 | 1665.7072 | 1665.7072 | 1621.5002 | 1587.2 | 1876 | 3121454.0741 | 571392 | 259189.76 | 0 | 196812.8
3551 | 1569.6 | 1647.2367 | 1647.2367 | 1603.5199 | 1569.6 | 1865.25 | 3074159.1196 | 565056 | 256315.68 | 0 | 211503.6
3552 | 0 | 0 | 0 | 0 | 0 | 1848.7 | 0 | 0 | 0 | 0 | 0
3553 | 0 | 0 | 0 | 0 | 0 | 1824.65 | 0 | 0 | 0 | 0 | 0
3554 | 0 | 0 | 0 | 0 | 0 | 1769.65 | 0 | 0 | 0 | 0 | 0
3555 | 0 | 0 | 0 | 0 | 0 | 1699.9 | 0 | 0 | 0 | 0 | 0
3556 | 0 | 0 | 0 | 0 | 0 | 1689.8 | 0 | 0 | 0 | 0 | 0
3557 | 0 | 0 | 0 | 0 | 0 | 1640.7 | 0 | 0 | 0 | 0 | 0
3558 | 0 | 0 | 0 | 0 | 0 | 1670.45 | 0 | 0 | 0 | 0 | 0
3559 | 1421.245 | 0 | 0 | 0 | 0 | 1562.3 | 0 | 0 | 0 | 2740609.4734 | 0
3560 | 1472.409 | 0 | 0 | 0 | 0 | 1060.1 | 0 | 0 | 0 | 2839269.8332 | 0
3561 | 1472.679 | 548.3653 | 548.3653 | 533.8119 | 533.8119 | 1402.95 | 784149.9066 | 192172.2973 | 87171.4893 | 1810432.3795 | 274425.0768
3562 | 1255.664 | 1317.7725 | 1317.7725 | 1282.7996 | 1255.664 | 1679.4 | 2216166.4831 | 452039.04 | 205049.9312 | 0 | 402565.8784
3563 | 1306.374 | 1370.9908 | 1370.9908 | 1334.6054 | 1306.374 | 1326 | 1829170.7848 | 470294.64 | 213330.8742 | 0 | 880496.076
3564 | 1147.369 | 1217.3453 | 1204.1199 | 1185.0376 | 1147.369 | 752.65 | 910519.2606 | 413052.84 | 187365.3577 | 0 | 1431170.7222
3565 | 1451.78 | 1523.589 | 1523.589 | 1483.1537 | 1451.78 | 378.9 | 577324.1731 | 522640.8 | 237075.674 | 0 | 2353480.558
3566 | 1625.359 | 622.3324 | 622.3324 | 605.8161 | 605.8161 | 1387.25 | 884748.9554 | 218093.7849 | 98929.7641 | 1966000.9463 | 361523.7255
3567 | 1496.668 | 247.6176 | 247.6176 | 241.0459 | 241.0459 | 1583.35 | 400517.1757 | 86776.5388 | 39362.8022 | 2421236.1063 | 97809.8375
3568 | 1406.455 | 90.3189 | 90.3189 | 87.9218 | 87.9218 | 1777.4 | 163512.2511 | 31651.8645 | 14357.6374 | 2542548.5776 | 19060.5702
3569 | 1189.61 | 421.5513 | 421.5513 | 410.3636 | 410.3636 | 1864.2 | 799440.7866 | 147730.8905 | 67012.3734 | 1502633.3305 | 54272.6058
3570 | 1307.693 | 199.1523 | 199.1523 | 193.8669 | 193.8669 | 1764.85 | 358434.7738 | 69792.1002 | 31658.4721 | 2147808.6033 | 44397.9661
3571 | 1408 | 1477.6435 | 1477.6435 | 1438.4276 | 1408 | 1797.4 | 2643053.518 | 506880 | 229926.4 | 0 | 285260.8
3572 | 1389.6 | 1458.3334 | 1458.3334 | 1419.63 | 1389.6 | 1872.3 | 2711616.5803 | 500256 | 226921.68 | 0 | 177451.92
3573 | 1545.6 | 1622.0496 | 1622.0496 | 1579.0012 | 1545.6 | 1832.25 | 2946917.4026 | 556416 | 252396.48 | 0 | 259274.4
3574 | 1364 | 1431.4671 | 1431.4671 | 1393.4768 | 1364 | 1876 | 2657472.4774 | 491040 | 222741.2 | 0 | 169136
3575 | 1421.6 | 1491.9162 | 1491.9162 | 1452.3215 | 1421.6 | 1865.25 | 2762215.4405 | 511776 | 232147.28 | 0 | 191560.6
3576 | 0 | 0 | 0 | 0 | 0 | 1848.7 | 0 | 0 | 0 | 0 | 0
3577 | 0 | 0 | 0 | 0 | 0 | 1813.85 | 0 | 0 | 0 | 0 | 0
3578 | 0 | 0 | 0 | 0 | 0 | 1707.5 | 0 | 0 | 0 | 0 | 0
3579 | 0 | 0 | 0 | 0 | 0 | 1649.5 | 0 | 0 | 0 | 0 | 0
3580 | 0 | 0 | 0 | 0 | 0 | 1511.3 | 0 | 0 | 0 | 0 | 0
3581 | 0 | 0 | 0 | 0 | 0 | 1594.95 | 0 | 0 | 0 | 0 | 0
3582 | 0 | 0 | 0 | 0 | 0 | 1586.75 | 0 | 0 | 0 | 0 | 0
3583 | 1709.965 | 0 | 0 | 0 | 0 | 1595.55 | 0 | 0 | 0 | 3297352.8689 | 0
3584 | 1408.436 | 0 | 0 | 0 | 0 | 1339.6 | 0 | 0 | 0 | 2715909.6738 | 0
3585 | 1450.739 | 14.1908 | 14.1908 | 13.8142 | 13.8142 | 1751.05 | 25258.0505 | 4973.1184 | 2255.8617 | 2770845.0486 | 1923.6366
3586 | 1655.173 | 925.6628 | 925.6628 | 901.0962 | 901.0962 | 1788.7 | 1689125.9511 | 324394.6495 | 147149.0174 | 1454098.2649 | 149466.6471
3587 | 1645.765 | 1727.169 | 1727.169 | 1681.3309 | 1645.765 | 1784.8 | 3097591.8205 | 592475.4 | 268753.4245 | 0 | 354168.628
3588 | 1950.329 | 2046.7975 | 2046.7975 | 1992.4767 | 1950.329 | 1564.35 | 3216192.0189 | 702118.44 | 318488.7257 | 0 | 849660.8289
3589 | 1604.172 | 1683.5187 | 1683.5187 | 1638.839 | 1604.172 | 1166.6 | 1970565.9894 | 577501.92 | 261961.2876 | 0 | 1336916.9448
3590 | 1638.537 | 301.306 | 301.306 | 293.3095 | 293.3095 | 1853.85 | 569026.601 | 105591.4174 | 47897.4402 | 2594023.7258 | 41748.1859
3591 | 1750.351 | 787.3269 | 787.3269 | 766.4316 | 766.4316 | 1920.65 | 1544984.4315 | 275915.3883 | 125158.2859 | 1897307.4556 | 59228.8237
3592 | 1625.121 | 1705.5039 | 1705.5039 | 1660.2407 | 1625.121 | 1920.15 | 3271204.6997 | 585043.56 | 265382.2593 | 0 | 129765.9118
3593 | 1456.088 | 960.9342 | 960.9342 | 935.4316 | 935.4316 | 1907.4 | 1872369.1199 | 336755.3606 | 152755.9733 | 1003990.1493 | 84359.8038
3594 | 1657.048 | 236.9424 | 236.9424 | 230.6541 | 230.6541 | 1826.6 | 442158.3169 | 83035.4827 | 37665.8176 | 2750538.1437 | 38951.3622
3595 | 1497.593 | 1571.668 | 1571.668 | 1529.9568 | 1497.593 | 1776.55 | 2784567.6216 | 539133.48 | 244556.9369 | 0 | 334637.1558
3596 | 1270.4 | 1333.2374 | 1333.2374 | 1297.854 | 1270.4 | 1861.5 | 2471734.6847 | 457344 | 207456.32 | 0 | 175950.4
3597 | 1587.2 | 1665.7072 | 1665.7072 | 1621.5002 | 1587.2 | 1873.05 | 3104072.2758 | 571392 | 259189.76 | 0 | 201495.04
3598 | 1514.4 | 1589.3063 | 1589.3063 | 1547.127 | 1514.4 | 1876 | 2969130.6925 | 545184 | 247301.52 | 0 | 187785.6
3599 | 1600.8 | 1679.9799 | 1679.9799 | 1635.3941 | 1600.8 | 1865.25 | 3132821.3337 | 576288 | 261410.64 | 0 | 215707.8
3600 | 0 | 0 | 0 | 0 | 0 | 1848.7 | 0 | 0 | 0 | 0 | 0
3601 | 0 | 0 | 0 | 0 | 0 | 1710.55 | 0 | 0 | 0 | 0 | 0
3602 | 0 | 0 | 0 | 0 | 0 | 1720.5 | 0 | 0 | 0 | 0 | 0
3603 | 0 | 0 | 0 | 0 | 0 | 1704.55 | 0 | 0 | 0 | 0 | 0
3604 | 0 | 0 | 0 | 0 | 0 | 1699.1 | 0 | 0 | 0 | 0 | 0
3605 | 0 | 0 | 0 | 0 | 0 | 1695.75 | 0 | 0 | 0 | 0 | 0
3606 | 0 | 0 | 0 | 0 | 0 | 1696.05 | 0 | 0 | 0 | 0 | 0
3607 | 1586.458 | 457.296 | 457.296 | 445.1596 | 445.1596 | 1361.75 | 635287.3362 | 160257.4702 | 72694.5691 | 2200783.8892 | 276706.2668
3608 | 1339.324 | 1405.5706 | 1405.5706 | 1368.2675 | 1339.324 | 1062.1 | 1486981.4053 | 482156.64 | 218711.6092 | 0 | 1256151.9796
3609 | 1167.329 | 1225.0682 | 1225.0682 | 1192.5556 | 1167.329 | 1541.95 | 1883361.4969 | 420238.44 | 190624.8257 | 0 | 534695.0485
3610 | 1838.145 | 1929.0646 | 1929.0646 | 1877.8683 | 1838.145 | 1738.3 | 3359346.4401 | 661732.2 | 300169.0785 | 0 | 481042.5465
3611 | 1601.039 | 1692.7634 | 1680.2297 | 1647.8384 | 1601.039 | 1527.8 | 2582411.6764 | 576374.04 | 261449.6687 | 0 | 756010.6158
3612 | 1499.82 | 1913.4507 | 1574.0052 | 1862.6688 | 1499.82 | 1278.15 | 2017490.0045 | 539935.2 | 244920.606 | 0 | 1082645.067
3613 | 1916.994 | 2011.8137 | 2011.8137 | 1958.4213 | 1916.994 | 1166.6 | 2349022.0713 | 690117.84 | 313045.1202 | 0 | 1597622.7996
3614 | 1203.199 | 1339.7714 | 1262.7125 | 1304.2146 | 1203.199 | 1754.7 | 2223003.2393 | 433151.64 | 196482.3967 | 0 | 295144.7147
3615 | 1339.569 | 768.2844 | 768.2844 | 747.8945 | 747.8945 | 1821.15 | 1440668.5705 | 269242.024 | 122131.1737 | 1140935.3837 | 130269.1533
3616 | 1487.923 | 99.6213 | 99.6213 | 96.9774 | 96.9774 | 1819.45 | 186476.0848 | 34911.8646 | 15836.4097 | 2682182.6524 | 17052.2253
3617 | 1570.841 | 469.2305 | 469.2305 | 456.7774 | 456.7774 | 1874.75 | 901747.7897 | 164439.862 | 74591.7485 | 2148266.6754 | 55717.9635
3618 | 1493.196 | 167.0041 | 167.0041 | 162.5719 | 162.5719 | 1727.05 | 295298.1414 | 58525.9018 | 26547.9993 | 2565863.6469 | 43215.6276
3619 | 1175.793 | 1233.9509 | 1233.9509 | 1201.2025 | 1175.793 | 1713.55 | 2110732.3087 | 423285.48 | 192006.9969 | 0 | 336805.9049
3620 | 1504 | 1578.3919 | 1578.3919 | 1536.5022 | 1504 | 1790.7 | 2815045.5009 | 541440 | 245603.2 | 0 | 314787.2
3621 | 1400 | 1469.2478 | 1469.2478 | 1430.2547 | 1400 | 1822.7 | 2665135.558 | 504000 | 228620 | 0 | 248220
3622 | 1072 | 1125.024 | 1125.024 | 1095.1665 | 1072 | 1874.8 | 2099675.0952 | 385920 | 175057.6 | 0 | 134214.4
3623 | 1568.8 | 1646.3971 | 1646.3971 | 1602.7026 | 1568.8 | 1859.05 | 3060523.5688 | 564768 | 256185.04 | 0 | 221122.36
3624 | 0 | 0 | 0 | 0 | 0 | 1756.35 | 0 | 0 | 0 | 0 | 0
3625 | 1048.116 | 0 | 0 | 0 | 0 | 1017.55 | 0 | 0 | 0 | 2021098.87 | 0
3626 | 1148.1467 | 0 | 0 | 0 | 0 | 1524.35 | 0 | 0 | 0 | 2213989.7098 | 0
3627 | 1165.0637 | 0 | 0 | 0 | 0 | 1437.25 | 0 | 0 | 0 | 2246610.9544 | 0
3628 | 1257.0037 | 0 | 0 | 0 | 0 | 1231 | 0 | 0 | 0 | 2423900.3294 | 0
3629 | 1164.3282 | 0 | 0 | 0 | 0 | 1227.65 | 0 | 0 | 0 | 2245192.6395 | 0
3630 | 1084.892 | 95.5106 | 95.5106 | 92.9758 | 92.9758 | 1075.45 | 104279.0465 | 33471.2712 | 15182.9405 | 1912727.9867 | 0
3631 | 1136.1375 | 1192.3334 | 1192.3334 | 1160.6895 | 1136.1375 | 1023.8 | 1214333.6416 | 409009.5097 | 185531.2582 | 0 | 1027343.118
3632 | 857.2624 | 899.6655 | 899.6655 | 875.7889 | 857.2624 | 318.2 | 284867.4837 | 308614.4491 | 139990.9431 | 0 | 1441743.2316
3633 | 1126.9766 | 1182.7193 | 1182.7193 | 1151.3306 | 1126.9766 | 1106.7 | 1303100.5133 | 405711.585 | 184035.2829 | 0 | 1006728.2191
3634 | 1088.1963 | 1142.0222 | 1142.0222 | 1111.7135 | 1088.1963 | 1076.9 | 1234181.3875 | 391750.6799 | 177702.4612 | 0 | 1004513.7276
3635 | 1073.6523 | 1126.7588 | 1126.7588 | 1096.8552 | 1073.6523 | 385.8 | 437542.1797 | 386514.8438 | 175327.4278 | 0 | 1733089.0584
3636 | 1056.4835 | 1108.7395 | 1108.7395 | 1079.3142 | 1056.4835 | 381.65 | 423973.5793 | 380334.0488 | 172523.7505 | 0 | 1709759.263
3637 | 976.002 | 1024.2777 | 1024.2777 | 997.0939 | 976.002 | 378.9 | 387262.3549 | 351360.702 | 159381.1185 | 0 | 1582196.7613
3638 | 1109.748 | 1164.6391 | 1164.6391 | 1133.7302 | 1109.748 | 401.05 | 467167.8325 | 399509.276 | 181221.8466 | 0 | 1774431.547
3639 | 1130.2855 | 1186.192 | 1186.192 | 1154.7111 | 1130.2855 | 412.85 | 490751.646 | 406902.7966 | 184575.6297 | 0 | 1793931.8377
3640 | 1121.2717 | 1176.7321 | 1176.7321 | 1145.5023 | 1121.2717 | 411.15 | 484991.8252 | 403657.8293 | 183103.6764 | 0 | 1781532.6168
3641 | 781.8035 | 820.4731 | 820.4731 | 798.6982 | 781.8035 | 969.15 | 793569.5858 | 281449.268 | 127668.5152 | 0 | 805922.1609
3642 | 946.9489 | 993.7877 | 993.7877 | 967.4131 | 946.9489 | 940.4 | 934363.079 | 340901.6076 | 154636.757 | 0 | 1003387.0649
3643 | 1087.8341 | 1141.6412 | 1141.6412 | 1111.3427 | 1087.8341 | 359.9 | 408712.1577 | 391620.272 | 177643.3067 | 0 | 1784156.5434
3644 | 1190.0714 | 1248.9351 | 1248.9351 | 1215.7891 | 1190.0714 | 365.8 | 453740.076 | 428425.6932 | 194338.6547 | 0 | 1944814.0282
3645 | 939.259 | 985.7173 | 985.7173 | 959.5569 | 939.259 | 365.25 | 358324.9176 | 338133.2574 | 153381.0026 | 0 | 1535453.6502
3646 | 1095.1893 | 1149.36 | 1149.36 | 1118.8566 | 1095.1893 | 367 | 421029.9062 | 394268.1444 | 178844.4111 | 0 | 1788443.637
3647 | 1081.2144 | 1134.6938 | 1134.6938 | 1104.5796 | 1081.2144 | 356.25 | 406068.047 | 389237.1872 | 176562.313 | 0 | 1777245.5125
3648 | 159.6078 | 167.5026 | 167.5026 | 163.0572 | 159.6078 | 339.7 | 56909.9271 | 57458.8229 | 26063.9605 | 0 | 264996.8991
3649 | 82.3782 | 0 | 0 | 0 | 0 | 1072.9 | 0 | 0 | 0 | 103127.672 | 0
3650 | 157.4013 | 0 | 0 | 0 | 0 | 349.15 | 0 | 0 | 0 | 197047.5162 | 0
3651 | 100.7662 | 0 | 0 | 0 | 0 | 337.6 | 0 | 0 | 0 | 126147.2417 | 0
3652 | 105.1794 | 0 | 0 | 0 | 0 | 327.35 | 0 | 0 | 0 | 131671.9383 | 0
3653 | 78.7006 | 0 | 0 | 0 | 0 | 320.65 | 0 | 0 | 0 | 98523.7581 | 0
3654 | 81.6427 | 0 | 0 | 0 | 0 | 315.7 | 0 | 0 | 0 | 102206.8892 | 0
3655 | 78.8376 | 82.7365 | 82.7365 | 80.5407 | 78.8376 | 314.55 | 25916.7467 | 28381.5473 | 12874.1852 | 0 | 132875.8216
3656 | 193.0078 | 202.5547 | 202.5547 | 197.179 | 193.0078 | 339.6 | 68421.1252 | 69482.8098 | 31518.1745 | 0 | 320470.1593
3657 | 787.8808 | 826.8517 | 826.8517 | 804.9075 | 787.8808 | 384.4 | 316191.2611 | 283637.0723 | 128660.9275 | 0 | 1272900.1499
3658 | 1235.6617 | 1296.7812 | 1296.7812 | 1262.3653 | 1235.6617 | 401.7 | 519998.5935 | 444838.1972 | 201783.5489 | 0 | 1974956.9763
3659 | 1134.1783 | 1190.2786 | 1190.2786 | 1158.6892 | 1134.1783 | 408.5 | 488314.7652 | 408304.183 | 185211.3141 | 0 | 1805044.287
3660 | 928.5379 | 2082.1833 | 974.465 | 2026.9233 | 928.5379 | 407.55 | 398206.9479 | 334273.6529 | 151630.2431 | 0 | 1478650.2182
3661 | 1150.8718 | 1435.9998 | 1207.7972 | 1397.8891 | 1150.8718 | 412.3 | 497510.7891 | 414313.8595 | 187937.3702 | 0 | 1827239.2077
3662 | 1024.287 | 1074.951 | 1074.951 | 1046.4224 | 1024.287 | 440.25 | 473820.3966 | 368743.32 | 167266.0671 | 0 | 1597631.6483
3663 | 1039.8662 | 1514.0745 | 1091.3006 | 1473.8918 | 1039.8662 | 451.75 | 494659.9459 | 374351.8439 | 169810.1558 | 0 | 1609972.8952
3664 | 1200.7723 | 843.3997 | 843.3997 | 821.0163 | 821.0163 | 442.4 | 381475.2755 | 295565.8627 | 134071.9594 | 732289.5358 | 1245432.0384
3665 | 1211.6653 | 629.495 | 629.495 | 612.7886 | 612.7886 | 1408 | 901569.5769 | 220603.882 | 100068.372 | 1154823.6325 | 353300.864
3666 | 1362.6896 | 280.3755 | 280.3755 | 272.9345 | 272.9345 | 1756.7 | 503598.4818 | 98256.4172 | 44570.2026 | 2101392.2894 | 54272.2011
3667 | 1236.4091 | 1297.5651 | 1297.5651 | 1263.1285 | 1236.4091 | 1770.65 | 2291938.8184 | 445107.2872 | 201905.6111 | 0 | 283570.4041
3668 | 1330.5557 | 1396.3689 | 1396.3689 | 1359.31 | 1330.5557 | 1800.95 | 2509571.0614 | 479000.0491 | 217279.7445 | 0 | 264847.1105
3669 | 1363.6541 | 1431.104 | 1431.104 | 1393.1233 | 1363.6541 | 1844.25 | 2630193.6701 | 490915.4731 | 222684.7132 | 0 | 212389.1105
3670 | 988.5389 | 1037.4348 | 1037.4348 | 1009.9019 | 988.5389 | 1903.6 | 1967745.0137 | 355873.9999 | 161428.4005 | 0 | 95295.1489
3671 | 1133.4363 | 1189.4988 | 1189.4988 | 1157.9302 | 1133.4363 | 1902.5 | 2265098.516 | 408037.0788 | 185090.1527 | 0 | 110510.01
3672 | 1025.3149 | 1076.0299 | 1076.0299 | 1047.4726 | 1025.3149 | 1835.3 | 1974964.6705 | 369113.36 | 167433.9214 | 0 | 168869.3622
3673 | 1040.0253 | 0 | 0 | 0 | 0 | 1692.8 | 0 | 0 | 0 | 1301986.8588 | 0
3674 | 1289.3666 | 0 | 0 | 0 | 0 | 1658.85 | 0 | 0 | 0 | 1614132.2229 | 0
3675 | 807.601 | 0 | 0 | 0 | 0 | 1379.95 | 0 | 0 | 0 | 1011019.4986 | 0
3676 | 906.1606 | 0 | 0 | 0 | 0 | 1078.35 | 0 | 0 | 0 | 1134404.3919 | 0
3677 | 1054.7357 | 0 | 0 | 0 | 0 | 1069.6 | 0 | 0 | 0 | 1320402.5143 | 0
3678 | 1198.1621 | 0 | 0 | 0 | 0 | 1005.55 | 0 | 0 | 0 | 1499955.1572 | 0
3679 | 1087.0664 | 1140.8352 | 1140.8352 | 1110.5581 | 1087.0664 | 293.2 | 334142.2661 | 391343.9004 | 177517.9415 | 0 | 1855404.2488
3680 | 1228.1419 | 1288.8892 | 1288.8892 | 1254.6828 | 1228.1419 | 299.9 | 386975.8038 | 442131.079 | 200555.57 | 0 | 2087962.5141
3681 | 1131.3953 | 1187.3569 | 1187.3569 | 1155.8451 | 1131.3953 | 318.8 | 379466.2397 | 407302.2943 | 184756.8463 | 0 | 1902101.7145
3682 | 1253.8934 | 1363.8502 | 1315.9139 | 1327.6544 | 1253.8934 | 332.85 | 439680.842 | 451401.61 | 204760.7859 | 0 | 2090428.3168
3683 | 1272.5121 | 1818.8396 | 1335.4528 | 1770.5685 | 1272.5121 | 345.9 | 463999.8273 | 458104.3668 | 207801.2308 | 0 | 2104862.3142
3684 | 1338.8744 | 2041.821 | 1405.0983 | 1987.6322 | 1338.8744 | 348.15 | 492596.7422 | 481994.7923 | 218638.1933 | 0 | 2211619.7156
3685 | 1355.3308 | 1422.3683 | 1422.3683 | 1384.6194 | 1355.3308 | 355.15 | 508934.6675 | 487919.075 | 221325.5138 | 0 | 2229315.8072
3686 | 1295.2535 | 1042.5698 | 1042.5698 | 1014.9006 | 1014.9006 | 371.1 | 398048.4632 | 365364.2151 | 165733.2676 | 540608.9683 | 1610017.7912
3687 | 1302.0681 | 1132.9968 | 1132.9968 | 1102.9277 | 1102.9277 | 375.7 | 438441.5549 | 397053.9609 | 180108.0884 | 384005.6441 | 1744719.1048
3688 | 1469.4209 | 827.2505 | 827.2505 | 805.2957 | 805.2957 | 366.25 | 311541.1338 | 289906.4672 | 131504.7947 | 1280643.2621 | 1281307.6475
3689 | 1487.386 | 503.0442 | 503.0442 | 489.6937 | 489.6937 | 348.95 | 179634.431 | 176289.727 | 79966.9789 | 1923866.1023 | 787403.9065
3690 | 1238.9154 | 184.3591 | 184.3591 | 179.4663 | 179.4663 | 334.85 | 62954.6766 | 64607.8762 | 29306.8505 | 2042952.6357 | 291038.2473
3691 | 1209.1949 | 1269.0051 | 1269.0051 | 1235.3264 | 1209.1949 | 1291.45 | 1627265.8218 | 435310.1608 | 197461.5257 | 0 | 856775.04
3692 | 1137.1139 | 1193.3587 | 1193.3587 | 1161.6876 | 1137.1139 | 1675.35 | 1986796.3008 | 409361.0148 | 185690.7048 | 0 | 369164.0374
3693 | 1054.7357 | 1106.9061 | 1106.9061 | 1077.5294 | 1054.7357 | 1766.25 | 1945118.2057 | 379704.848 | 172238.338 | 0 | 246544.4673
3694 | 1102.5445 | 1157.0788 | 1157.0788 | 1126.3706 | 1102.5445 | 1787.75 | 2060646.7802 | 396916.0164 | 180045.5152 | 0 | 234014.964
3695 | 1087.8341 | 1141.6412 | 1141.6412 | 1111.3427 | 1087.8341 | 1795.15 | 2041980.8341 | 391620.272 | 177643.3067 | 0 | 222842.7949
3696 | 1305.548 | 228.2728 | 228.2728 | 222.2146 | 222.2146 | 1773.9 | 412247.2962 | 79997.2538 | 36287.6432 | 2089009.1613 | 32815.2496
3697 | 1315.1098 | 0 | 0 | 0 | 0 | 1637.5 | 0 | 0 | 0 | 1646359.6201 | 0
3698 | 1071.6526 | 0 | 0 | 0 | 0 | 1103 | 0 | 0 | 0 | 1341580.5182 | 0
3699 | 1255.5327 | 0 | 0 | 0 | 0 | 1038.05 | 0 | 0 | 0 | 1571776.2151 | 0
3700 | 806.1299 | 0 | 0 | 0 | 0 | 968.4 | 0 | 0 | 0 | 1009177.933 | 0
3701 | 750.2304 | 0 | 0 | 0 | 0 | 977.5 | 0 | 0 | 0 | 939198.4413 | 0
3702 | 706.0992 | 0 | 0 | 0 | 0 | 990.4 | 0 | 0 | 0 | 883951.4743 | 0
3703 | 1144.1924 | 1200.7879 | 1200.7879 | 1168.9196 | 1144.1924 | 668.95 | 803935.9789 | 411909.2608 | 186846.6175 | 0 | 1522977.282
3704 | 1174.6209 | 1232.7209 | 1232.7209 | 1200.0052 | 1174.6209 | 344.9 | 424601.3452 | 422863.5071 | 191815.5853 | 0 | 1944114.9738
3705 | 1421.8944 | 1492.2258 | 1492.2258 | 1452.6229 | 1421.8944 | 399.9 | 596152.7948 | 511881.9858 | 232195.3563 | 0 | 2275172.5894
3706 | 1445.488 | 1516.9857 | 1516.9857 | 1476.7258 | 1445.488 | 421.4 | 641213.5848 | 520375.6973 | 236048.1982 | 0 | 2281847.3568
3707 | 1314.3991 | 1379.4127 | 1379.4127 | 1342.8039 | 1314.3991 | 427.1 | 593102.9522 | 473183.667 | 214641.3689 | 0 | 2067418.3051
3708 | 1630.578 | 1711.2308 | 1711.2308 | 1665.8157 | 1630.578 | 420.5 | 723922.0748 | 587008.0728 | 266273.3841 | 0 | 2575497.9194
3709 | 1339.1925 | 2088.6564 | 1405.4321 | 2033.2246 | 1339.1925 | 422.45 | 595155.3077 | 482109.3126 | 218690.141 | 0 | 2112643.1836
3710 | 1441.9686 | 1784.3846 | 1513.2916 | 1737.028 | 1441.9686 | 811.15 | 1231773.0132 | 519108.6906 | 235473.4699 | 0 | 1714284.3523
3711 | 1484.2371 | 1557.6514 | 1557.6514 | 1516.3122 | 1484.2371 | 1692.6 | 2641276.7106 | 534325.3492 | 242375.9153 | 0 | 456254.4538
3712 | 1687.8042 | 1771.2873 | 1771.2873 | 1724.2783 | 1687.8042 | 1872.1 | 3318882.5838 | 607609.5102 | 275618.425 | 0 | 215870.1565
3713 | 1368.332 | 1213.0393 | 1213.0393 | 1180.8459 | 1180.8459 | 1904.75 | 2356889.2386 | 425104.5257 | 192832.1363 | 361532.4352 | 109539.5002
3714 | 1435.4445 | 782.7229 | 782.7229 | 761.9498 | 761.9498 | 1814.05 | 1450927.0629 | 274301.9384 | 124426.4071 | 1298710.5927 | 120415.0836
3715 | 1408.5208 | 1478.1903 | 1478.1903 | 1438.9599 | 1408.5208 | 1707.3 | 2525393.4583 | 507067.4923 | 230011.4486 | 0 | 412274.0417
3716 | 1324.6715 | 1390.1939 | 1390.1939 | 1353.2989 | 1324.6715 | 1775.5 | 2462273.4427 | 476881.7515 | 216318.8612 | 0 | 297388.7589
3717 | 1376.1579 | 1444.2265 | 1444.2265 | 1405.8975 | 1376.1579 | 1797.4 | 2589250.9081 | 495416.8555 | 224726.5903 | 0 | 278809.597
3718 | 889.2437 | 933.2284 | 933.2284 | 908.461 | 889.2437 | 1874.55 | 1748092.9616 | 320127.7276 | 145213.4942 | 0 | 111555.6206
3719 | 1277.5983 | 1340.7915 | 1340.7915 | 1305.2076 | 1277.5983 | 1819.75 | 2446604.5919 | 459935.3704 | 208631.7944 | 0 | 230287.0395
3720 | 914.2514 | 959.4723 | 959.4723 | 934.0085 | 914.2514 | 1821.85 | 1750137.9987 | 329130.4925 | 149297.2484 | 0 | 162873.8157
3721 | 1040.0253 | 0 | 0 | 0 | 0 | 1684.55 | 0 | 0 | 0 | 1301986.8588 | 0
3722 | 1225.3763 | 0 | 0 | 0 | 0 | 1314 | 0 | 0 | 0 | 1534024.1213 | 0
3723 | 1041.4963 | 0 | 0 | 0 | 0 | 1042.1 | 0 | 0 | 0 | 1303828.4243 | 0
3724 | 1069.4461 | 0 | 0 | 0 | 0 | 319.7 | 0 | 0 | 0 | 1338818.1699 | 0
3725 | 1206.9883 | 0 | 0 | 0 | 0 | 313.5 | 0 | 0 | 0 | 1511004.5518 | 0
3726 | 1139.3205 | 0 | 0 | 0 | 0 | 310.6 | 0 | 0 | 0 | 1426292.535 | 0
3727 | 968.3737 | 1016.2724 | 1016.2724 | 989.3011 | 968.3737 | 313.5 | 315987.5333 | 348614.5278 | 158135.4233 | 0 | 1633162.2251
3728 | 1216.8397 | 1277.0271 | 1277.0271 | 1243.1355 | 1216.8397 | 344.9 | 438396.7694 | 438062.2927 | 198709.9233 | 0 | 2013990.2289
3729 | 1270.5584 | 1333.4032 | 1333.4032 | 1298.0154 | 1270.5584 | 399.75 | 532756.6718 | 457401.0258 | 207482.1875 | 0 | 2033211.0876
3730 | 1288.7009 | 1352.4436 | 1352.4436 | 1316.5505 | 1288.7009 | 421.4 | 572358.6516 | 463932.3334 | 210444.8612 | 0 | 2034343.2818
3731 | 1265.5835 | 1328.1832 | 1328.1832 | 1292.9339 | 1265.5835 | 427.1 | 572305.9614 | 455610.0715 | 206669.7908 | 0 | 1990636.3375
3732 | 1527.2199 | 1602.7604 | 1602.7604 | 1560.224 | 1527.2199 | 420.5 | 679596.4681 | 549799.182 | 249395.0178 | 0 | 2412243.911
3733 | 1609.8915 | 1689.5216 | 1689.5216 | 1644.6826 | 1609.8915 | 422.45 | 717046.4544 | 579560.9328 | 262895.2787 | 0 | 2539683.5471
3734 | 1684.8217 | 1768.1579 | 1768.1579 | 1721.2319 | 1684.8217 | 776.2 | 1378753.1192 | 606535.798 | 275131.3772 | 0 | 2061884.7487
3735 | 1461.4939 | 2189.0648 | 1533.7834 | 2130.9682 | 1461.4939 | 463.9 | 714705.3908 | 526137.7979 | 238661.9511 | 0 | 2245000.7537
3736 | 1490.238 | 2247.9418 | 1563.9492 | 2188.2826 | 1490.238 | 862.6 | 1351321.7118 | 536485.6814 | 243355.8661 | 0 | 1694996.7057
3737 | 1239.2694 | 1142.4231 | 1142.4231 | 1112.1038 | 1112.1038 | 1860.8 | 2158700.4837 | 400357.359 | 181606.5465 | 245215.4783 | 150763.7616
3738 | 1422.6934 | 208.9365 | 208.9365 | 203.3914 | 203.3914 | 1737.85 | 368370.3106 | 73220.9112 | 33213.8189 | 2351199.4457 | 51927.1963
3739 | 1531.3527 | 1607.0979 | 1607.0979 | 1564.4464 | 1531.3527 | 1718.85 | 2741822.1305 | 551286.9551 | 250069.8882 | 0 | 430539.7984
3740 | 1093.7182 | 1147.8162 | 1147.8162 | 1117.3538 | 1093.7182 | 1804.65 | 2057907.2634 | 393738.57 | 178604.1902 | 0 | 213657.8113
3741 | 818.6338 | 859.1259 | 859.1259 | 836.3251 | 818.6338 | 1847.9 | 1579308.8288 | 294708.1562 | 133682.8942 | 0 | 124514.196
3742 | 913.5158 | 958.701 | 958.701 | 933.2576 | 913.5158 | 1913.55 | 1826984.9426 | 328865.7053 | 149177.138 | 0 | 78973.4451
3743 | 1149.6178 | 1206.4812 | 1206.4812 | 1174.4619 | 1149.6178 | 1824.7 | 2205838.3159 | 413862.3972 | 187732.5818 | 0 | 201527.9951
3744 | 1036.3477 | 0 | 0 | 0 | 0 | 1722 | 0 | 0 | 0 | 1998405.8303 | 0
3745 | 967.2088 | 0 | 0 | 0 | 0 | 1121.35 | 0 | 0 | 0 | 1210829.3631 | 0
3746 | 1274.6562 | 0 | 0 | 0 | 0 | 1053.05 | 0 | 0 | 0 | 1595716.5674 | 0
3747 | 962.0602 | 0 | 0 | 0 | 0 | 651.8 | 0 | 0 | 0 | 1204383.8836 | 0
3748 | 1158.444 | 0 | 0 | 0 | 0 | 319.7 | 0 | 0 | 0 | 1450232.8872 | 0
3749 | 1215.0791 | 0 | 0 | 0 | 0 | 313.8 | 0 | 0 | 0 | 1521133.1624 | 0
3750 | 663.439 | 0 | 0 | 0 | 0 | 310.75 | 0 | 0 | 0 | 830546.0727 | 0
3751 | 831.19 | 427.2573 | 427.2573 | 415.9181 | 415.9181 | 313.65 | 136655.4249 | 149730.5092 | 67919.4227 | 800775.5106 | 683074.6173
3752 | 900.2029 | 944.7295 | 944.7295 | 919.6569 | 900.2029 | 344.9 | 324993.8601 | 324073.0569 | 147003.1394 | 0 | 1489925.8792
3753 | 1016.1898 | 1066.4535 | 1066.4535 | 1038.1504 | 1016.1898 | 399.75 | 426680.5829 | 365828.3438 | 165943.8015 | 0 | 1626156.4472
3754 | 1501.8804 | 1576.1681 | 1576.1681 | 1534.3375 | 1501.8804 | 421.25 | 664258.0261 | 540676.9321 | 245257.0639 | 0 | 2371093.05
3755 | 1433.3713 | 1794.2454 | 1504.2694 | 1746.6271 | 1433.3713 | 427.1 | 644454.7096 | 516013.659 | 234069.5292 | 0 | 2254549.6784
3756 | 1371.731 | 1439.5805 | 1439.5805 | 1401.3748 | 1371.731 | 420.5 | 606084.2452 | 493823.1676 | 224003.6757 | 0 | 2166649.1145
3757 | 1529.9046 | 1089.9583 | 1089.9583 | 1061.0314 | 1061.0314 | 422.45 | 469007.6638 | 381971.3116 | 173266.4311 | 904135.6488 | 1630136.0517
3758 | 1387.7571 | 357.0923 | 357.0923 | 347.6152 | 347.6152 | 451.55 | 165250.7443 | 125141.4878 | 56765.5693 | 2005722.1504 | 524213.8114
3759 | 1085.9861 | 609.233 | 609.233 | 593.0643 | 593.0643 | 463.6 | 289846.8449 | 213503.1575 | 96847.4045 | 950508.9331 | 887398.5212
3760 | 1513.4915 | 508.5067 | 508.5067 | 495.0112 | 495.0112 | 816.55 | 426325.9349 | 178204.0208 | 80835.3239 | 1963951.8585 | 570528.2271
3761 | 1215.0892 | 327.1186 | 327.1186 | 318.437 | 318.437 | 1243.75 | 416729.7226 | 114637.3292 | 52000.7663 | 1729028.6651 | 234532.0312
3762 | 1339.0123 | 57.4749 | 57.4749 | 55.9495 | 55.9495 | 1111.8 | 65467.5661 | 20141.8281 | 9136.557 | 2474150.5463 | 48397.1298
3763 | 1233.4671 | 1294.4776 | 1294.4776 | 1260.1229 | 1233.4671 | 1100 | 1429833.1455 | 444048.1384 | 201425.1694 | 0 | 1110120.3
3764 | 1164.3282 | 1221.9188 | 1221.9188 | 1189.4898 | 1164.3282 | 1108.6 | 1360981.2528 | 419158.1412 | 190134.7902 | 0 | 1037881.9792
3765 | 1034.1411 | 1085.2924 | 1085.2924 | 1056.4893 | 1034.1411 | 1386.75 | 1514569.7121 | 372290.8064 | 168875.2464 | 0 | 634186.9683
3766 | 1329.8202 | 1395.5965 | 1395.5965 | 1358.5581 | 1329.8202 | 1819.6 | 2551900.3656 | 478735.2619 | 217159.6341 | 0 | 239899.528
3767 | 1057.6778 | 1109.9936 | 1109.9936 | 1080.535 | 1057.6778 | 1752.65 | 1959261.1624 | 380763.9968 | 172718.7797 | 0 | 261616.5962
3768 | 1348.9437 | 0 | 0 | 0 | 0 | 1313.5 | 0 | 0 | 0 | 2601189.7044 | 0
3769 | 972.3574 | 0 | 0 | 0 | 0 | 1075.45 | 0 | 0 | 0 | 1217274.8426 | 0
3770 | 1018.6952 | 0 | 0 | 0 | 0 | 1037.1 | 0 | 0 | 0 | 1275284.1582 | 0
3771 | 1329.8202 | 0 | 0 | 0 | 0 | 991.15 | 0 | 0 | 0 | 1664775.2769 | 0
3772 | 1226.8474 | 0 | 0 | 0 | 0 | 968.4 | 0 | 0 | 0 | 1535865.6868 | 0
3773 | 759.7922 | 0 | 0 | 0 | 0 | 993.45 | 0 | 0 | 0 | 951168.6175 | 0
3774 | 961.3246 | 0 | 0 | 0 | 0 | 1029.45 | 0 | 0 | 0 | 1203463.1008 | 0
3775 | 883.3154 | 903.6451 | 903.6451 | 879.6629 | 879.6629 | 993.45 | 919454.6857 | 316678.6295 | 143648.945 | 7043.2453 | 734341.6376
3776 | 819.4309 | 859.9623 | 859.9623 | 837.1393 | 819.4309 | 345.2 | 296739.0468 | 294995.1193 | 133813.0638 | 0 | 1355994.2316
3777 | 938.7295 | 985.1621 | 985.1621 | 959.0165 | 938.7295 | 399.9 | 394139.4236 | 337942.6106 | 153294.5231 | 0 | 1502060.2729
3778 | 1175.0134 | 1233.1323 | 1233.1323 | 1200.4057 | 1175.0134 | 421.25 | 520047.7448 | 423004.8373 | 191879.6943 | 0 | 1855051.7737
3779 | 1296.981 | 1361.1332 | 1361.1332 | 1325.0095 | 1296.981 | 427.1 | 583278.8007 | 466913.1751 | 211797.0042 | 0 | 2040021.4149
3780 | 1264.4646 | 1811.0956 | 1327.0078 | 1763.0301 | 1264.4646 | 420.5 | 558432.0439 | 455207.2639 | 206487.0728 | 0 | 1997221.8704
3781 | 1379.1589 | 1825.2171 | 1447.3749 | 1776.7769 | 1379.1589 | 422.45 | 609794.624 | 496497.1874 | 225216.6409 | 0 | 2175692.0501
3782 | 1238.6166 | 1299.8813 | 1299.8813 | 1265.3832 | 1238.6166 | 451.55 | 590795.674 | 445901.9796 | 202266.0924 | 0 | 1917935.8898
3783 | 1071.4449 | 1639.8012 | 1124.4416 | 1596.2818 | 1071.4449 | 463.6 | 525935.8287 | 385720.1514 | 174966.9465 | 0 | 1646167.8906
3784 | 1163.5669 | 2083.8026 | 1221.1202 | 2028.4997 | 1163.5669 | 457.05 | 562818.6389 | 418884.0865 | 190010.4759 | 0 | 1795325.5592
3785 | 930.6139 | 877.3256 | 877.3256 | 854.0419 | 854.0419 | 1153.75 | 1041430.8139 | 307455.08 | 139465.0405 | 147655.0916 | 703866.745
3786 | 930.0798 | 231.6469 | 231.6469 | 225.4991 | 225.4991 | 752.45 | 179541.6939 | 81179.6659 | 36823.9984 | 1358654.2113 | 273976.9506
3787 | 892.9213 | 937.0873 | 937.0873 | 912.2175 | 892.9213 | 1369.8 | 1291933.348 | 321451.6636 | 145814.0463 | 0 | 562718.8142
3788 | 1206.2528 | 1265.9175 | 1265.9175 | 1232.3208 | 1206.2528 | 1727.45 | 2203038.2295 | 434251.012 | 196981.084 | 0 | 328764.2036
3789 | 1006.9269 | 1056.7323 | 1056.7323 | 1028.6872 | 1006.9269 | 1722 | 1834868.8479 | 362493.68 | 164431.161 | 0 | 279925.6751
3790 | 984.8613 | 1033.5749 | 1033.5749 | 1006.1444 | 984.8613 | 1819.6 | 1890463.0717 | 354550.0639 | 160827.8484 | 0 | 177668.9244
3791 | 1077.5368 | 1130.8349 | 1130.8349 | 1100.8232 | 1077.5368 | 1742.75 | 1991171.9516 | 387913.2512 | 175961.7609 | 0 | 277196.3441
3792 | 956.176 | 0 | 0 | 0 | 0 | 1515.85 | 0 | 0 | 0 | 1843809.4956 | 0
3793 | 959.8536 | 0 | 0 | 0 | 0 | 880.95 | 0 | 0 | 0 | 1850901.0707 | 0
3794 | 1045.1739 | 0 | 0 | 0 | 0 | 687.7 | 0 | 0 | 0 | 2015425.6101 | 0
3795 | 993.6875 | 0 | 0 | 0 | 0 | 327.25 | 0 | 0 | 0 | 1916143.5606 | 0
3796 | 951.0274 | 714.172 | 714.172 | 695.2182 | 695.2182 | 319.4 | 233803.1584 | 250278.5623 | 113529.1367 | 493280.8568 | 980917.4826
3797 | 970.1509 | 1018.1373 | 1018.1373 | 991.1165 | 970.1509 | 313.5 | 319982.5648 | 349254.3199 | 158425.6401 | 0 | 1636159.4735
3798 | 989.2744 | 1038.2062 | 1038.2062 | 1010.6527 | 989.2744 | 310.45 | 323712.319 | 356138.7871 | 161548.5109 | 0 | 1671427.8867
3799 | 814.7659 | 855.0665 | 855.0665 | 832.3735 | 814.7659 | 313.5 | 268955.966 | 293315.7065 | 133051.2635 | 0 | 1374102.6082
3800 | 269.8053 | 283.1503 | 283.1503 | 275.6356 | 269.8053 | 344.9 | 97740.7871 | 97129.9035 | 44059.2035 | 0 | 446554.2555
3801 | 129.9866 | 574.7876 | 136.4165 | 559.533 | 129.9866 | 399.75 | 54566.5356 | 46795.1803 | 21226.8137 | 0 | 208011.0757
3802 | 207.7449 | 1274.0771 | 218.0196 | 1240.2638 | 207.7449 | 421.25 | 91922.9441 | 74788.1523 | 33924.7369 | 0 | 327977.2097
3803 | 159.9664 | 888.111 | 167.8784 | 864.541 | 159.9664 | 427.1 | 72016.4171 | 57587.9067 | 26122.5143 | 0 | 251611.1622
3804 | 171.8487 | 1355.4997 | 180.3491 | 1319.5254 | 171.8487 | 420.5 | 76009.0715 | 61865.5439 | 28062.8981 | 0 | 271435.0739
3805 | 132.4947 | 2124.8503 | 139.0475 | 2068.4579 | 132.4947 | 422.45 | 58623.6964 | 47698.1047 | 21636.3903 | 0 | 209017.0695
3806 | 124.5833 | 3378.5017 | 130.7463 | 3288.8381 | 124.5833 | 451.55 | 59240.3606 | 44849.9873 | 20344.4526 | 0 | 192911.0079
3807 | 178.8941 | 2528.3141 | 187.7426 | 2461.214 | 178.8941 | 463.6 | 87459.9796 | 64401.8743 | 29213.4058 | 0 | 274852.8882
3808 | 197.9358 | 1940.8406 | 207.7254 | 1889.3318 | 197.9358 | 1605.15 | 335552.8059 | 71256.884 | 32322.9143 | 0 | 78154.9462
3809 | 169.2818 | 709.5019 | 177.6551 | 690.6721 | 169.2818 | 1647.35 | 292832.8938 | 60941.4366 | 27643.7128 | 0 | 59697.2156
3810 | 186.6658 | 210.7195 | 195.899 | 205.1271 | 186.6658 | 952.4 | 186964.3358 | 67199.6821 | 30482.5225 | 0 | 195551.0749
3811 | 128.716 | 135.0826 | 135.0826 | 131.4976 | 128.716 | 880.6 | 119068.6966 | 46337.7604 | 21019.323 | 0 | 144084.6904
3812 | 181.6734 | 190.659 | 190.659 | 185.5991 | 181.6734 | 1398.1 | 266775.8342 | 65402.439 | 29667.273 | 0 | 109348.9787
3813 | 183.1445 | 192.2028 | 192.2028 | 187.1018 | 183.1445 | 1611.4 | 309634.2805 | 65932.0134 | 29907.4938 | 0 | 71169.7584
3814 | 100.0307 | 104.9788 | 104.9788 | 102.1927 | 100.0307 | 1753.55 | 184463.1562 | 36011.0595 | 16335.0167 | 0 | 24652.5712
3815 | 90.469 | 94.9438 | 94.9438 | 92.4241 | 90.469 | 966.75 | 92398.6542 | 32568.8259 | 14773.5813 | 0 | 93477.0537
3816 | 94.1466 | 98.8038 | 98.8038 | 96.1816 | 94.1466 | 383.2 | 38102.2382 | 33892.7619 | 15374.1334 | 0 | 152216.1595
3817 | 85.3203 | 89.5402 | 89.5402 | 87.1638 | 85.3203 | 721.75 | 64866.0644 | 30715.3155 | 13932.8084 | 0 | 109060.29
3818 | 91.2045 | 95.7152 | 95.7152 | 93.175 | 91.2045 | 998.15 | 95868.593 | 32833.6131 | 14893.6917 | 0 | 91372.7274
3819 | 86.7914 | 91.0839 | 91.0839 | 88.6666 | 86.7914 | 986.6 | 90356.4701 | 31244.8899 | 14173.0292 | 0 | 87953.9994
3820 | 90.469 | 94.9438 | 94.9438 | 92.4241 | 90.469 | 976.35 | 93132.5336 | 32568.8259 | 14773.5813 | 0 | 92608.5517
3821 | 85.3203 | 89.5402 | 89.5402 | 87.1638 | 85.3203 | 969.65 | 87260.7714 | 30715.3155 | 13932.8084 | 0 | 87909.462
3822 | 86.0558 | 90.3126 | 90.3126 | 87.9157 | 86.0558 | 964.7 | 87490.2317 | 30980.1027 | 14052.9188 | 0 | 89093.6119
3823 | 73.9979 | 77.6581 | 77.6581 | 75.5971 | 73.9979 | 978.55 | 76036.8099 | 26639.2475 | 12083.8586 | 0 | 75584.2357
3824 | 92.8447 | 97.4374 | 97.4374 | 94.8514 | 92.8447 | 1013.6 | 98822.413 | 33424.0885 | 15161.5379 | 0 | 91582.0026
3825 | 624.5034 | 655.3926 | 655.3926 | 637.9988 | 624.5034 | 1103.1 | 724464.2937 | 224821.2149 | 101981.4011 | 0 | 560116.7407
3826 | 1169.1854 | 1227.0161 | 1227.0161 | 1194.4517 | 1169.1854 | 726.2 | 893239.646 | 420906.7296 | 190927.9693 | 0 | 1489308.3116
3827 | 1182.7428 | 2109.6467 | 1241.2436 | 2053.6578 | 1182.7428 | 408.5 | 510004.703 | 425787.4199 | 193141.9046 | 0 | 1882335.2187
3828 | 1218.137 | 2886.2743 | 1278.3893 | 2809.6742 | 1218.137 | 407.55 | 523162.1746 | 438529.311 | 198921.768 | 0 | 1939822.2258
3829 | 1041.8558 | 2870.6782 | 1093.389 | 2794.492 | 1041.8558 | 412.3 | 450643.2604 | 375068.093 | 170135.0544 | 0 | 1654154.4759
3830 | 1119.2978 | 1465.1612 | 1174.6615 | 1426.2766 | 1119.2978 | 440.25 | 520307.8128 | 402947.2069 | 182781.3303 | 0 | 1745824.7389
3831 | 1117.0011 | 2215.4063 | 1172.2509 | 2156.6106 | 1117.0011 | 1508.45 | 1784230.9381 | 402120.4086 | 182406.2853 | 0 | 549061.9079
3832 | 1182.9589 | 1624.2839 | 1241.4714 | 1581.1763 | 1182.9589 | 1576.8 | 1967799.1533 | 425865.2011 | 193177.1871 | 0 | 500628.2031
3833 | 1307.3767 | 1092.4151 | 1092.4151 | 1063.423 | 1063.423 | 1549.2 | 1736577.9476 | 382832.2841 | 173656.9778 | 470419.797 | 423230.8752
3834 | 1228.2872 | 1289.0414 | 1289.0414 | 1254.8309 | 1228.2872 | 1504.8 | 1953425.6698 | 442183.3744 | 200579.2918 | 0 | 608247.7224
3835 | 1151.8243 | 1208.7963 | 1208.7963 | 1176.7155 | 1151.8243 | 1494.6 | 1821543.0923 | 414656.7588 | 188092.9131 | 0 | 582131.8496
3836 | 1090.7762 | 1144.7287 | 1144.7287 | 1114.3483 | 1090.7762 | 1504.35 | 1737210.6246 | 392679.4212 | 178123.7486 | 0 | 540643.1244
3837 | 1351.8858 | 1418.7539 | 1418.7539 | 1381.101 | 1351.8858 | 1570 | 2242380.1234 | 486678.8779 | 220762.9466 | 0 | 581310.882
3838 | 1092.9827 | 1147.0449 | 1147.0449 | 1116.6029 | 1092.9827 | 1532.3 | 1768318.8123 | 393473.7828 | 178484.0798 | 0 | 511188.0228
3839 | 716.3965 | 751.8309 | 751.8309 | 731.8777 | 716.3965 | 1284 | 976307.7603 | 257902.7351 | 116987.5462 | 0 | 512939.536
3840 | 1042.2318 | 1093.7836 | 1093.7836 | 1064.7552 | 1042.2318 | 718.05 | 794497.4936 | 375203.4656 | 170196.4609 | 0 | 1336089.1188
3841 | 806.8654 | 0 | 0 | 0 | 0 | 726.65 | 0 | 0 | 0 | 1010098.7158 | 0
3842 | 816.4272 | 0 | 0 | 0 | 0 | 591.9 | 0 | 0 | 0 | 1022068.892 | 0
3843 | 912.0448 | 0 | 0 | 0 | 0 | 331 | 0 | 0 | 0 | 1141770.6542 | 0
3844 | 945.1432 | 0 | 0 | 0 | 0 | 571.95 | 0 | 0 | 0 | 1183205.8795 | 0
3845 | 937.788 | 0 | 0 | 0 | 0 | 313.8 | 0 | 0 | 0 | 1173998.0517 | 0
3846 | 909.1027 | 0 | 0 | 0 | 0 | 303.2 | 0 | 0 | 0 | 1138087.523 | 0
3847 | 944.3424 | 991.0517 | 991.0517 | 964.7497 | 944.3424 | 292.7 | 291541.8941 | 339963.2679 | 154211.1157 | 0 | 1612275.798
3848 | 881.4527 | 925.052 | 925.052 | 900.5017 | 881.4527 | 299.9 | 278138.5156 | 317322.9692 | 143941.2246 | 0 | 1498556.5452
3849 | 933.853 | 980.0439 | 980.0439 | 954.0341 | 933.853 | 318.8 | 313389.2396 | 336187.0714 | 152498.191 | 0 | 1569993.6234
3850 | 994.1031 | 1043.274 | 1043.274 | 1015.5861 | 994.1031 | 332.85 | 347262.7648 | 357877.1151 | 162337.0358 | 0 | 1657318.8165
3851 | 1339.2413 | 1405.4835 | 1405.4835 | 1368.1827 | 1339.2413 | 345.9 | 486803.9702 | 482126.8547 | 218698.0982 | 0 | 2215238.5381
3852 | 1246.3699 | 1378.1439 | 1308.0178 | 1341.5687 | 1246.3699 | 348.15 | 457088.5182 | 448693.1676 | 203532.2063 | 0 | 2058816.1358
3853 | 1003.5325 | 1333.3592 | 1053.1694 | 1297.9725 | 1003.5325 | 355.15 | 377406.5713 | 361271.687 | 163876.8514 | 0 | 1650660.3734
3854 | 1101.4945 | 1897.8463 | 1155.9779 | 1847.4784 | 1101.4945 | 371.1 | 432071.822 | 396538.0326 | 179874.0576 | 0 | 1794224.4481
3855 | 1463.9441 | 2401.9651 | 1536.3546 | 2338.2183 | 1463.9441 | 375.7 | 581996.8488 | 527019.8702 | 239062.0689 | 0 | 2377884.3756
3856 | 1017.2747 | 1640.0342 | 1067.5911 | 1596.5086 | 1017.2747 | 366.25 | 394655.8156 | 366218.905 | 166120.9644 | 0 | 1661972.5999
3857 | 1145.9282 | 237.8513 | 237.8513 | 231.5388 | 231.5388 | 348.95 | 85343.7448 | 83353.98 | 37810.2915 | 1763231.6806 | 372303.5197
3858 | 1215.9093 | 925.2724 | 925.2724 | 900.7162 | 900.7162 | 334.35 | 318625.6454 | 324257.8354 | 147086.957 | 607791.8197 | 1307247.0925
3859 | 1031.199 | 1082.2049 | 1082.2049 | 1053.4838 | 1031.199 | 334.5 | 365589.4961 | 371231.6576 | 168394.8047 | 0 | 1717461.9345
3860 | 1098.8669 | 1153.2199 | 1153.2199 | 1122.6141 | 1098.8669 | 598.65 | 698625.9239 | 395592.0804 | 179444.9631 | 0 | 1539897.1163
3861 | 1268.772 | 1331.5289 | 1331.5289 | 1296.1908 | 1268.772 | 357.25 | 481531.5037 | 456757.924 | 207190.4694 | 0 | 2084275.203
3862 | 1276.1272 | 1339.2477 | 1339.2477 | 1303.7048 | 1276.1272 | 372.75 | 504739.3294 | 459405.796 | 208391.5736 | 0 | 2076577.6608
3863 | 1315.8453 | 1380.9303 | 1380.9303 | 1344.2811 | 1315.8453 | 374.15 | 522710.8279 | 473704.3048 | 214877.536 | 0 | 2139366.5932
3864 | 1015.0176 | 1065.2235 | 1065.2235 | 1036.9531 | 1015.0176 | 359 | 387106.3806 | 365406.3392 | 165752.3755 | 0 | 1665643.8964
3865 | 1181.9806 | 0 | 0 | 0 | 0 | 356.45 | 0 | 0 | 0 | 1479697.9361 | 0
3866 | 934.1104 | 0 | 0 | 0 | 0 | 338.1 | 0 | 0 | 0 | 1169394.1377 | 0
3867 | 1097.3959 | 0 | 0 | 0 | 0 | 327.15 | 0 | 0 | 0 | 1373807.9167 | 0
3868 | 1369.5383 | 0 | 0 | 0 | 0 | 319.4 | 0 | 0 | 0 | 1714497.5469 | 0
3869 | 1001.0427 | 0 | 0 | 0 | 0 | 313.5 | 0 | 0 | 0 | 1253185.3716 | 0
3870 | 1035.6122 | 0 | 0 | 0 | 0 | 310.45 | 0 | 0 | 0 | 1296462.1621 | 0
3871 | 734.6806 | 771.0193 | 771.0193 | 750.5568 | 734.6806 | 313.5 | 243738.8087 | 264485.0139 | 119973.341 | 0 | 1239037.82
3872 | 858.4429 | 900.9039 | 900.9039 | 876.9944 | 858.4429 | 344.9 | 312556.3309 | 309039.4325 | 140183.7204 | 0 | 1420808.791
3873 | 945.9468 | 992.7361 | 992.7361 | 966.3894 | 945.9468 | 399.75 | 399875.6976 | 340540.835 | 154473.1065 | 0 | 1513751.3089
3874 | 1313.9909 | 1378.9845 | 1378.9845 | 1342.387 | 1313.9909 | 421.25 | 585176.5568 | 473036.7103 | 214574.7078 | 0 | 2074463.0734
3875 | 1203.8265 | 1263.3715 | 1263.3715 | 1229.8423 | 1203.8265 | 427.1 | 545237.2765 | 433377.545 | 196584.8697 | 0 | 1893497.9154
3876 | 1170.5985 | 1346.405 | 1228.4989 | 1310.6722 | 1170.5985 | 420.5 | 522399.1744 | 421415.4521 | 191158.7315 | 0 | 1848960.296
3877 | 1180.2871 | 1280.9784 | 1238.6672 | 1246.9819 | 1180.2871 | 422.45 | 525365.1954 | 424903.3614 | 192740.8859 | 0 | 1861961.9383
3878 | 935.0749 | 1027.6549 | 981.3253 | 1000.3815 | 935.0749 | 451.55 | 445232.2207 | 336626.9492 | 152697.7244 | 0 | 1447916.6651
3879 | 1443.3311 | 2272.5286 | 1514.7221 | 2212.2169 | 1443.3311 | 463.6 | 708064.2459 | 519599.2086 | 235695.9743 | 0 | 2217533.9558
3880 | 1115.1485 | 669.2214 | 669.2214 | 651.4606 | 651.4606 | 457.15 | 315644.0852 | 234525.8183 | 106383.517 | 894136.8694 | 978868.8968
3881 | 1294.3433 | 382.3948 | 382.3948 | 372.2463 | 372.2463 | 1289.7 | 507378.8747 | 134008.6586 | 60787.8165 | 1778094.416 | 257504.3487
3882 | 1231.2495 | 212.3651 | 212.3651 | 206.729 | 206.729 | 717.4 | 156668.6464 | 74422.4477 | 33758.8492 | 1975599.15 | 258229.7058
3883 | 1327.6136 | 1393.2814 | 1393.2814 | 1356.3044 | 1327.6136 | 1439.5 | 2017665.7561 | 477940.9003 | 216799.3028 | 0 | 744127.4295
3884 | 1377.629 | 1445.7703 | 1445.7703 | 1407.4003 | 1377.629 | 1378.4 | 2001562.1318 | 495946.4299 | 224966.8111 | 0 | 856334.169
3885 | 1547.5341 | 1624.0792 | 1624.0792 | 1580.977 | 1547.5341 | 1395.35 | 2282792.1269 | 557112.2738 | 252712.3176 | 0 | 935716.4331
3886 | 1445.2968 | 1516.7853 | 1516.7853 | 1476.5306 | 1445.2968 | 1700.05 | 2598029.0453 | 520306.8527 | 236016.9696 | 0 | 433516.7791
3887 | 1164.3282 | 1221.9188 | 1221.9188 | 1189.4898 | 1164.3282 | 1604.15 | 1978601.7462 | 419158.1412 | 190134.7902 | 0 | 460899.2388
3888 | 1151.8243 | 0 | 0 | 0 | 0 | 383.1 | 0 | 0 | 0 | 2221081.2847 | 0
3889 | 1028.257 | 0 | 0 | 0 | 0 | 881.05 | 0 | 0 | 0 | 1287254.3344 | 0
3890 | 1179.7741 | 0 | 0 | 0 | 0 | 338.2 | 0 | 0 | 0 | 1476935.5878 | 0
3891 | 1259.2103 | 0 | 0 | 0 | 0 | 327.25 | 0 | 0 | 0 | 1576380.129 | 0
3892 | 1282.0114 | 0 | 0 | 0 | 0 | 319.5 | 0 | 0 | 0 | 1604924.3951 | 0
3893 | 1181.9806 | 0 | 0 | 0 | 0 | 313.6 | 0 | 0 | 0 | 1479697.9361 | 0
3894 | 970.8864 | 0 | 0 | 0 | 0 | 310.6 | 0 | 0 | 0 | 1215433.2771 | 0
3895 | 956.4739 | 0 | 0 | 0 | 0 | 313.7 | 0 | 0 | 0 | 1844383.9132 | 0
3896 | 799.5406 | 0 | 0 | 0 | 0 | 345.1 | 0 | 0 | 0 | 1541766.9069 | 0
3897 | 1009.7099 | 0 | 0 | 0 | 0 | 649.35 | 0 | 0 | 0 | 1947039.7806 | 0
3898 | 1208.6635 | 499.4939 | 499.4939 | 486.2376 | 486.2376 | 670.85 | 342753.4974 | 175045.5279 | 79402.5964 | 1393065.4207 | 621798.9655
3899 | 1010.5833 | 608.3735 | 608.3735 | 592.2276 | 592.2276 | 427.1 | 266514.609 | 213201.9459 | 96710.7716 | 806722.0201 | 781550.4165
3900 | 1237.7156 | 1298.9357 | 1298.9357 | 1264.4627 | 1237.7156 | 420.5 | 547190.3754 | 445577.6153 | 202118.9572 | 0 | 1954971.787
3901 | 1291.5998 | 1355.486 | 1355.486 | 1319.5122 | 1291.5998 | 422.45 | 571607.3898 | 464975.9258 | 210918.2464 | 0 | 2037562.0025
3902 | 1072.2006 | 273.6978 | 273.6978 | 266.434 | 266.434 | 451.55 | 126541.073 | 95916.2344 | 43508.6697 | 1553772.6802 | 401790.2575
3903 | 1315.8048 | 194.4392 | 194.4392 | 189.2789 | 189.2789 | 463.8 | 92493.4374 | 68140.4011 | 30909.2431 | 2172298.0062 | 283180.0356
3904 | 1295.1505 | 236.7882 | 236.7882 | 230.5039 | 230.5039 | 956.65 | 231785.9742 | 82981.4191 | 37641.2937 | 2052975.0251 | 234217.4681
3905 | 1370.3069 | 120.7743 | 120.7743 | 117.569 | 117.569 | 1561.75 | 192673.3651 | 42324.8341 | 19199.015 | 2415674.5101 | 50179.625
3906 | 1281.582 | 79.5377 | 79.5377 | 77.4268 | 77.4268 | 1488.7 | 121217.7952 | 27873.6627 | 12643.8031 | 2321991.681 | 38554.5765
3907 | 1545.3275 | 1621.7641 | 1621.7641 | 1578.7234 | 1545.3275 | 1496.95 | 2438211.6664 | 556317.9119 | 252351.9861 | 0 | 777377.0155
3908 | 1218.0211 | 1278.2676 | 1278.2676 | 1244.3431 | 1218.0211 | 1555.55 | 1997320.8153 | 438487.6072 | 198902.8507 | 0 | 541349.4335
3909 | 1410.7274 | 1480.5054 | 1480.5054 | 1441.2136 | 1410.7274 | 1637.85 | 2434320.3771 | 507861.8539 | 230371.7798 | 0 | 510894.7831
3910 | 1444.5613 | 1516.0129 | 1516.0129 | 1475.7787 | 1444.5613 | 1825.65 | 2779635.2929 | 520042.0655 | 235896.8591 | 0 | 251859.2103
3911 | 1081.9499 | 1135.4662 | 1135.4662 | 1105.3315 | 1081.9499 | 1813.7 | 2071890.5564 | 389501.9744 | 176682.4234 | 0 | 201567.2718
3912 | 1302.6059 | 0 | 0 | 0 | 0 | 1630.45 | 0 | 0 | 0 | 2511835.8584 | 0
3913 | 1140.056 | 0 | 0 | 0 | 0 | 1340.45 | 0 | 0 | 0 | 1427213.3178 | 0
3914 | 1240.0867 | 0 | 0 | 0 | 0 | 338.15 | 0 | 0 | 0 | 1552439.7768 | 0
3915 | 1393.0749 | 0 | 0 | 0 | 0 | 327.2 | 0 | 0 | 0 | 1743962.5958 | 0
3916 | 1256.2682 | 0 | 0 | 0 | 0 | 319.4 | 0 | 0 | 0 | 1572696.9979 | 0
3917 | 1270.2431 | 0 | 0 | 0 | 0 | 313.5 | 0 | 0 | 0 | 1590191.8707 | 0
3918 | 1252.5906 | 0 | 0 | 0 | 0 | 310.55 | 0 | 0 | 0 | 1568093.084 | 0
3919 | 624.6762 | 234.4762 | 234.4762 | 228.2533 | 228.2533 | 313.65 | 75190.833 | 82171.2002 | 37273.7694 | 764428.5981 | 374867.1732
3920 | 1045.7035 | 716.5563 | 716.5563 | 697.5393 | 697.5393 | 344.9 | 251910.4984 | 251114.158 | 113908.1722 | 671370.5515 | 1124360.7381
3921 | 811.5093 | 851.6495 | 851.6495 | 829.0472 | 811.5093 | 674.25 | 574125.4258 | 292143.3611 | 132519.4747 | 0 | 1075858.0567
3922 | 397.7894 | 417.4647 | 417.4647 | 406.3854 | 397.7894 | 1010.25 | 421640.1482 | 143204.2007 | 64959.0166 | 0 | 393712.1045
3923 | 357.9482 | 375.6531 | 375.6531 | 365.6834 | 357.9482 | 427.25 | 161661.1226 | 128861.3399 | 58452.9356 | 0 | 562962.717
3924 | 364.5053 | 771.4968 | 382.5344 | 751.0217 | 364.5053 | 420.55 | 161500.837 | 131221.9178 | 59523.7199 | 0 | 575717.939
3925 | 782.6071 | 868.2173 | 821.3158 | 845.1753 | 782.6071 | 422.45 | 347292.9093 | 281738.548 | 127799.7358 | 0 | 1234601.7956
3926 | 1248.8063 | 1074.2258 | 1074.2258 | 1045.7165 | 1045.7165 | 451.75 | 497747.7204 | 376457.9248 | 170765.4975 | 391621.431 | 1576767.2167
3927 | 1519.8933 | 795.1852 | 795.1852 | 774.0815 | 774.0815 | 463.8 | 377709.0978 | 278669.3234 | 126407.5014 | 1438160.8231 | 1158101.2388
3928 | 1361.4245 | 342.5131 | 342.5131 | 333.423 | 333.423 | 851.4 | 298716.346 | 120032.291 | 54447.9809 | 1982311.7724 | 372972.2434
3929 | 1399.7203 | 705.579 | 705.579 | 686.8533 | 686.8533 | 1223.25 | 883650.9478 | 247267.1814 | 112163.1409 | 1374632.9063 | 519585.9402
3930 | 1546.8023 | 296.1111 | 296.1111 | 288.2525 | 288.2525 | 787.1 | 239014.9926 | 103770.9074 | 47071.6366 | 2426881.5819 | 340494.9912
3931 | 1616.673 | 1696.638 | 1696.638 | 1651.6102 | 1616.673 | 775.35 | 1319262.4993 | 582002.2706 | 264002.6967 | 0 | 1979858.5576
3932 | 1468.8335 | 1541.4855 | 1541.4855 | 1500.5753 | 1468.8335 | 1488.6 | 2300137.4408 | 528780.0431 | 239860.5029 | 0 | 751161.1962
3933 | 1634.3255 | 1715.1631 | 1715.1631 | 1669.6436 | 1634.3255 | 1749.05 | 3004452.0106 | 588357.1634 | 266885.3466 | 0 | 410133.8588
3934 | 1700.5223 | 1784.6344 | 1784.6344 | 1737.2712 | 1700.5223 | 1825.65 | 3259207.7914 | 612188.0118 | 277695.2842 | 0 | 296486.0107
3935 | 1246.7064 | 1308.3714 | 1308.3714 | 1273.648 | 1246.7064 | 1819.75 | 2390133.527 | 448814.308 | 203587.1569 | 0 | 224718.7565
3936 | 1177.5675 | 0 | 0 | 0 | 0 | 1798.05 | 0 | 0 | 0 | 2270722.3092 | 0
3937 | 1148.1467 | 0 | 0 | 0 | 0 | 1755.55 | 0 | 0 | 0 | 1437341.9284 | 0
3938 | 1455.5941 | 0 | 0 | 0 | 0 | 1176.6 | 0 | 0 | 0 | 1822229.1331 | 0
3939 | 1526.204 | 0 | 0 | 0 | 0 | 1115.65 | 0 | 0 | 0 | 1910624.2798 | 0
3940 | 902.483 | 0 | 0 | 0 | 0 | 569 | 0 | 0 | 0 | 1129800.478 | 0
3941 | 1237.1447 | 0 | 0 | 0 | 0 | 563.1 | 0 | 0 | 0 | 1548756.6457 | 0
3942 | 1238.6157 | 0 | 0 | 0 | 0 | 1098.95 | 0 | 0 | 0 | 1550598.2112 | 0
3943 | 993.8319 | 0 | 0 | 0 | 0 | 982.25 | 0 | 0 | 0 | 1916421.9049 | 0
3944 | 1094.5292 | 0 | 0 | 0 | 0 | 345.1 | 0 | 0 | 0 | 2110598.0917 | 0
3945 | 975.5698 | 0 | 0 | 0 | 0 | 794.1 | 0 | 0 | 0 | 1881206.9164 | 0
3946 | 1525.9328 | 1454.357 | 1454.357 | 1415.7591 | 1415.7591 | 1065 | 1584581.2718 | 509673.2824 | 231193.4639 | 212449.655 | 1113794.44
3947 | 1595.194 | 1674.0966 | 1674.0966 | 1629.667 | 1595.194 | 1016.1 | 1710178.1885 | 574269.8224 | 260495.1722 | 0 | 1569511.3284
3948 | 1689.2072 | 1772.7597 | 1772.7597 | 1725.7117 | 1689.2072 | 420.6 | 749110.7853 | 608114.5916 | 275847.5356 | 0 | 2667933.5358
3949 | 1412.9376 | 1482.8247 | 1482.8247 | 1443.4713 | 1412.9376 | 422.55 | 628345.7834 | 508657.5396 | 230732.7117 | 0 | 2228837.4707
3950 | 1322.0172 | 1387.4086 | 1387.4086 | 1350.5875 | 1322.0172 | 1245.3 | 1734677.7037 | 475926.2006 | 215885.4127 | 0 | 997726.2299
3951 | 1567.5485 | 1645.0842 | 1645.0842 | 1601.4246 | 1567.5485 | 1302.1 | 2147446.1666 | 564317.4643 | 255980.672 | 0 | 1093992.1065
3952 | 1329.2253 | 1394.9721 | 1394.9721 | 1357.9503 | 1329.2253 | 1584.55 | 2215936.5111 | 478521.1152 | 217062.4948 | 0 | 552226.5263
3953 | 1391.3492 | 638.8436 | 638.8436 | 621.8891 | 621.8891 | 1849.8 | 1208612.6918 | 223880.0644 | 101554.4848 | 1483762.2421 | 90969.381
3954 | 1660.1588 | 201.6784 | 201.6784 | 196.326 | 196.326 | 1813.9 | 374864.4647 | 70677.3461 | 32060.0295 | 2822732.1991 | 35582.5061
3955 | 1308.4901 | 1373.2115 | 1373.2115 | 1336.7672 | 1308.4901 | 1820.05 | 2503609.7392 | 471056.4328 | 213676.4319 | 0 | 235462.7755
3956 | 1471.04 | 1543.8016 | 1543.8016 | 1502.83 | 1471.04 | 1898.6 | 2934658.0188 | 529574.4047 | 240220.8341 | 0 | 149163.456
3957 | 1597.5495 | 1676.5681 | 1676.5681 | 1632.0729 | 1597.5495 | 1902.9 | 3189738.5762 | 575117.8034 | 260879.8258 | 0 | 155122.0079
3958 | 1294.5152 | 1358.5452 | 1358.5452 | 1322.4902 | 1294.5152 | 1913.55 | 2605444.8748 | 466025.476 | 211394.334 | 0 | 111910.8217
3959 | 1450.4455 | 1522.1879 | 1522.1879 | 1481.7899 | 1450.4455 | 1907.65 | 2916252.3548 | 522160.3631 | 236857.7425 | 0 | 133948.5957
3960 | 1306.2835 | 0 | 0 | 0 | 0 | 1892 | 0 | 0 | 0 | 2518927.4334 | 0
3961 | 956.176 | 0 | 0 | 0 | 0 | 1826.45 | 0 | 0 | 0 | 1843809.4956 | 0
3962 | 976.035 | 0 | 0 | 0 | 0 | 1847.1 | 0 | 0 | 0 | 1882104.0006 | 0
3963 | 779.6512 | 0 | 0 | 0 | 0 | 1783.95 | 0 | 0 | 0 | 1503413.8965 | 0
3964 | 1012.811 | 0 | 0 | 0 | 0 | 1745.45 | 0 | 0 | 0 | 1953019.7508 | 0
3965 | 668.5877 | 0 | 0 | 0 | 0 | 1728.55 | 0 | 0 | 0 | 1289248.3319 | 0
3966 | 831.1376 | 0 | 0 | 0 | 0 | 1725.5 | 0 | 0 | 0 | 1602695.9464 | 0
3967 | 843.9182 | 226.155 | 226.155 | 220.153 | 220.153 | 1407.25 | 326878.4833 | 79255.0742 | 35950.9823 | 1202816.4209 | 127089.1565
3968 | 837.4805 | 690.1844 | 690.1844 | 671.8673 | 671.8673 | 1024.85 | 722513.2683 | 241872.2196 | 109715.9263 | 319354.7207 | 638068.9244
3969 | 846.0043 | 887.8507 | 887.8507 | 864.2876 | 846.0043 | 1404.7 | 1246876.4943 | 304561.5499 | 138152.5031 | 0 | 503626.1812
3970 | 975.8383 | 1024.1066 | 1024.1066 | 996.9274 | 975.8383 | 1565.35 | 1605461.4922 | 351301.7869 | 159354.3939 | 0 | 424148.1157
3971 | 936.9532 | 983.2972 | 983.2972 | 957.2011 | 936.9532 | 1138 | 1123814.2076 | 337303.1495 | 153004.4564 | 0 | 807653.486
3972 | 911.1879 | 956.2578 | 956.2578 | 930.8793 | 911.1879 | 1309 | 1262116.4312 | 328027.6538 | 148796.9885 | 0 | 629630.8576
3973 | 1051.1298 | 1103.1217 | 1103.1217 | 1073.8455 | 1051.1298 | 1501.2 | 1658021.9719 | 378406.7287 | 171649.4967 | 0 | 524303.5452
3974 | 1012.9324 | 1063.0344 | 1063.0344 | 1034.822 | 1012.9324 | 1861.6 | 1987506.8922 | 364655.6676 | 165411.8626 | 0 | 140189.7888
3975 | 1027.0912 | 1077.8937 | 1077.8937 | 1049.287 | 1027.0912 | 1889.65 | 2048641.3755 | 369752.8212 | 167723.9881 | 0 | 113339.4918
3976 | 478.6691 | 502.3453 | 502.3453 | 489.0133 | 478.6691 | 1913.65 | 966020.1033 | 172320.8634 | 78166.6583 | 0 | 41333.0681
3977 | 176.7969 | 185.5419 | 185.5419 | 180.6177 | 176.7969 | 1943.75 | 360266.127 | 63646.8998 | 28870.9409 | 0 | 9944.8281
3978 | 236.4577 | 248.1539 | 248.1539 | 241.568 | 236.4577 | 1857.85 | 462323.3863 | 85124.7828 | 38613.5473 | 0 | 33612.4663
3979 | 138.2778 | 145.1176 | 145.1176 | 141.2663 | 138.2778 | 1802.1 | 261984.9935 | 49779.994 | 22580.7584 | 0 | 27365.1689
3980 | 145.633 | 152.8364 | 152.8364 | 148.7802 | 145.633 | 1820.6 | 278342.6543 | 52427.8661 | 23781.8626 | 0 | 26126.5533
3981 | 115.4766 | 121.1888 | 121.1888 | 117.9725 | 115.4766 | 1863.9 | 225645.9393 | 41571.5908 | 18857.3355 | 0 | 15716.3708
3982 | 110.328 | 115.7851 | 115.7851 | 112.7122 | 110.328 | 1913.55 | 221323.6492 | 39718.0804 | 18016.5626 | 0 | 9537.8556
3983 | 105.9149 | 111.1538 | 111.1538 | 108.2039 | 105.9149 | 1907.65 | 212951.2297 | 38129.3571 | 17295.9001 | 0 | 9781.2393
3984 | 106.6504 | 111.9252 | 111.9252 | 108.9548 | 106.6504 | 1865.8 | 210104.4586 | 38394.1443 | 17416.0105 | 0 | 14312.43
3985 | 98.5597 | 103.435 | 103.435 | 100.6899 | 98.5597 | 1827.4 | 190159.84 | 35481.4851 | 16094.7959 | 0 | 17011.4009
3986 | 108.1214 | 113.469 | 113.469 | 110.4576 | 108.1214 | 1806.15 | 205939.3854 | 38923.7187 | 17656.2313 | 0 | 20959.2558
3987 | 88.9979 | 93.4001 | 93.4001 | 90.9213 | 88.9979 | 1794.6 | 168683.2867 | 32039.2515 | 14533.3605 | 0 | 18280.1729
3988 | 94.8821 | 99.5751 | 99.5751 | 96.9325 | 94.8821 | 1771.35 | 178020.837 | 34157.5491 | 15494.2438 | 0 | 21694.7693
3989 | 88.9979 | 93.4001 | 93.4001 | 90.9213 | 88.9979 | 1746.7 | 164642.223 | 32039.2515 | 14533.3605 | 0 | 22543.1733
3990 | 93.411 | 98.0314 | 98.0314 | 95.4297 | 93.411 | 1736.8 | 171981.0962 | 33627.9747 | 15254.023 | 0 | 24585.7752
3991 | 80.6148 | 84.6024 | 84.6024 | 82.3571 | 80.6148 | 1637.65 | 139904.4667 | 29021.3393 | 13164.402 | 0 | 29210.7842
3992 | 145.6072 | 152.8091 | 152.8091 | 148.7536 | 145.6072 | 1228.4 | 189026.1711 | 52418.5985 | 23777.6587 | 0 | 112350.5295
3993 | 662.3137 | 695.0738 | 695.0738 | 676.627 | 662.3137 | 1665.4 | 1162658.7381 | 238432.9321 | 108155.8272 | 0 | 221609.9298
3994 | 881.3451 | 924.9387 | 924.9387 | 900.3913 | 881.3451 | 1695.8 | 1576622.0829 | 317284.244 | 143923.6585 | 0 | 268105.149
3995 | 1021.1849 | 1359.1476 | 1071.6956 | 1323.0766 | 1021.1849 | 1663.6 | 1796280.2576 | 367626.5798 | 166759.5014 | 0 | 343526.6152
3996 | 1073.9732 | 2829.9234 | 1127.0957 | 2754.8188 | 1073.9732 | 1531.55 | 1736916.5414 | 386630.3574 | 175379.826 | 0 | 503102.7526
3997 | 1076.9171 | 1687.8267 | 1130.1842 | 1643.0327 | 1076.9171 | 1230.9 | 1397131.2671 | 387690.1682 | 175860.568 | 0 | 828256.9678
3998 | 1076.9383 | 259.891 | 259.891 | 252.9937 | 252.9937 | 1763.35 | 471387.3816 | 91077.7234 | 41313.8673 | 1588825.5626 | 58307.9569
3999 | 1164.3879 | 174.873 | 174.873 | 170.232 | 170.232 | 1732.75 | 311672.3418 | 61283.5146 | 27798.8832 | 1917046.8169 | 44306.843
4000 | 1132.1777 | 102.0456 | 102.0456 | 99.3373 | 99.3373 | 1796.4 | 188297.626 | 35761.4359 | 16221.7847 | 1991642.5704 | 19697.282
4001 | 1128.9285 | 466.2826 | 466.2826 | 453.9077 | 453.9077 | 1824.2 | 872195.654 | 163406.7686 | 74123.1259 | 1301653.4503 | 77713.9722
4002 | 1028.4225 | 202.4812 | 202.4812 | 197.1075 | 197.1075 | 1779.8 | 371024.0771 | 70958.6977 | 32187.6537 | 1603037.9529 | 42270.0324
4003 | 1248.913 | 1310.6876 | 1310.6876 | 1275.9027 | 1248.913 | 1769.6 | 2334075.4813 | 449608.6696 | 203947.4882 | 0 | 287749.5485
4004 | 980.4482 | 1028.9436 | 1028.9436 | 1001.636 | 980.4482 | 1791.05 | 1853660.162 | 352961.3407 | 160107.1859 | 0 | 204864.6096
4005 | 989.2744 | 1038.2062 | 1038.2062 | 1010.6527 | 989.2744 | 1805.25 | 1886377.0328 | 356138.7871 | 161548.5109 | 0 | 192661.1115
4006 | 925.2842 | 971.051 | 971.051 | 945.2799 | 925.2842 | 1851.6 | 1809785.9329 | 333102.3005 | 151098.9047 | 0 | 137312.1456
4007 | 992.2165 | 1041.2937 | 1041.2937 | 1013.6583 | 992.2165 | 1876 | 1975488.2115 | 357197.9359 | 162028.9526 | 0 | 123034.784
4008 | 1404.8432 | 0 | 0 | 0 | 0 | 1809.5 | 0 | 0 | 0 | 2708981.6432 | 0
4009 | 1122.4035 | 0 | 0 | 0 | 0 | 1781.9 | 0 | 0 | 0 | 1405114.5311 | 0
4010 | 848.7901 | 0 | 0 | 0 | 0 | 1757.35 | 0 | 0 | 0 | 1062583.3346 | 0
4011 | 1120.197 | 0 | 0 | 0 | 0 | 1685.45 | 0 | 0 | 0 | 1402352.1828 | 0
4012 | 1104.0155 | 0 | 0 | 0 | 0 | 1569.55 | 0 | 0 | 0 | 1382094.9617 | 0
4013 | 823.7824 | 0 | 0 | 0 | 0 | 1485.15 | 0 | 0 | 0 | 1031276.7199 | 0
4014 | 1180.5096 | 0 | 0 | 0 | 0 | 1450.5 | 0 | 0 | 0 | 1477856.3706 | 0
4015 | 1004.4362 | 260.7778 | 260.7778 | 253.8569 | 253.8569 | 1048.1 | 279928.9729 | 91388.4974 | 41454.8378 | 1447354.0674 | 183244.5576
4016 | 1200.8854 | 1260.284 | 1260.284 | 1226.8368 | 1200.8854 | 300 | 378454.6954 | 432318.7271 | 196104.5781 | 0 | 2041504.5
4017 | 1296.0874 | 1360.196 | 1360.196 | 1324.0972 | 1296.0874 | 318.8 | 432189.3266 | 466591.4586 | 211651.07 | 0 | 2178981.4644
4018 | 905.5732 | 950.3661 | 950.3661 | 925.1439 | 905.5732 | 332.85 | 315821.0769 | 326006.3345 | 147880.0956 | 0 | 1509726.027
4019 | 1261.7184 | 1324.127 | 1324.127 | 1288.9854 | 1261.7184 | 345.9 | 457780.379 | 454218.6146 | 206038.6105 | 0 | 2087008.3624
4020 | 1336.4693 | 1402.5744 | 1402.5744 | 1365.3508 | 1336.4693 | 348.15 | 489984.8874 | 481128.9379 | 218245.4321 | 0 | 2207646.3177
4021 | 1087.4829 | 1191.9546 | 1141.2718 | 1160.3207 | 1087.4829 | 355.15 | 409013.0224 | 391493.8364 | 177585.9541 | 0 | 1788746.2135
4022 | 1175.372 | 1233.5091 | 1233.5091 | 1200.7724 | 1175.372 | 371.1 | 461611.0745 | 423133.9211 | 191938.2481 | 0 | 1914563.4508
4023 | 1147.4094 | 621.411 | 621.411 | 604.9191 | 604.9191 | 375.7 | 239842.8272 | 217770.8742 | 98783.2882 | 1046092.6789 | 956920.6104
4024 | 998.7939 | 343.9215 | 343.9215 | 334.794 | 334.794 | 366.25 | 128940.691 | 120525.8514 | 54671.8654 | 1280401.5242 | 532692.3562
4025 | 1349.1184 | 277.139 | 277.139 | 269.7838 | 269.7838 | 348.95 | 99087.7232 | 97122.1843 | 44055.7019 | 2081298.0486 | 433798.5281
4026 | 1296.8027 | 67.2286 | 67.2286 | 65.4444 | 65.4444 | 1089.75 | 75500.2962 | 23559.9735 | 10687.0658 | 2374447.9272 | 58015.694
4027 | 1050.3226 | 1102.2748 | 1102.2748 | 1073.021 | 1050.3226 | 1506 | 1672752.4077 | 378116.1248 | 171517.6755 | 0 | 518859.3491
4028 | 905.4251 | 950.2098 | 950.2098 | 924.9917 | 905.4251 | 1649.05 | 1579522.0043 | 325953.046 | 147855.9234 | 0 | 317758.9038
4029 | 1113.5773 | 1168.6575 | 1168.6575 | 1137.642 | 1113.5773 | 1662.25 | 1966670.8408 | 400887.8244 | 181847.1715 | 0 | 376110.6317
4030 | 1034.8766 | 1086.0648 | 1086.0648 | 1057.2412 | 1034.8766 | 1787.75 | 1957940.5355 | 372555.5936 | 168995.3568 | 0 | 219652.5688
4031 | 1276.8627 | 1340.0201 | 1340.0201 | 1304.4567 | 1276.8627 | 1800.1 | 2427719.1718 | 459670.5832 | 208511.684 | 0 | 255244.8599
4032 | 906.1606 | 946.9438 | 946.9438 | 921.8125 | 906.1606 | 1773.9 | 1700298.1627 | 326217.8332 | 147976.0338 | 0 | 184508.4528
4033 | 1189.3358 | 0 | 0 | 0 | 0 | 1700.35 | 0 | 0 | 0 | 1488905.7639 | 0
4034 | 1040.0253 | 0 | 0 | 0 | 0 | 1747.1 | 0 | 0 | 0 | 1301986.8588 | 0
4035 | 1162.8571 | 0 | 0 | 0 | 0 | 1595.35 | 0 | 0 | 0 | 1455757.5839 | 0
4036 | 711.9834 | 0 | 0 | 0 | 0 | 1368.4 | 0 | 0 | 0 | 891317.7365 | 0
4037 | 1019.4307 | 0 | 0 | 0 | 0 | 1243.4 | 0 | 0 | 0 | 1276204.941 | 0
4038 | 675.2074 | 0 | 0 | 0 | 0 | 1557.65 | 0 | 0 | 0 | 845278.5972 | 0
4039 | 747.1449 | 784.1008 | 784.1008 | 763.2912 | 747.1449 | 1292.55 | 1016405.5057 | 268972.164 | 122008.7622 | 0 | 528567.6596
4040 | 1067.6514 | 1120.4599 | 1120.4599 | 1090.7235 | 1067.6514 | 594.5 | 666379.8788 | 384354.5116 | 174347.477 | 0 | 1500583.4805
4041 | 1143.193 | 1199.7384 | 1199.7384 | 1167.898 | 1143.193 | 1110.65 | 1335434.6866 | 411549.4811 | 186683.4174 | 0 | 1016698.6946
4042 | 1219.8369 | 1280.1734 | 1280.1734 | 1246.1983 | 1219.8369 | 670.75 | 859662.781 | 439141.3006 | 199199.3733 | 0 | 1621468.2605
4043 | 1490.4715 | 1564.1948 | 1564.1948 | 1522.6819 | 1490.4715 | 427.1 | 671663.6849 | 536569.7515 | 243394.0012 | 0 | 2344361.8359
4044 | 1150.4507 | 1207.3544 | 1207.3544 | 1175.3118 | 1150.4507 | 420.5 | 509562.6953 | 414162.2686 | 187868.6068 | 0 | 1817136.9533
4045 | 1240.471 | 1301.828 | 1301.828 | 1267.2782 | 1240.471 | 672 | 874194.7839 | 446569.5744 | 202568.9208 | 0 | 1647345.488
4046 | 1223.9724 | 1284.513 | 1284.513 | 1250.4227 | 1223.9724 | 1035.55 | 1335710.4998 | 440630.0665 | 199874.6941 | 0 | 1180459.7954
4047 | 1179.3466 | 1237.6796 | 1237.6796 | 1204.8323 | 1179.3466 | 1174.5 | 1455634.5247 | 424564.7648 | 192587.2947 | 0 | 973550.123
4048 | 1321.3359 | 1386.6929 | 1386.6929 | 1349.8908 | 1321.3359 | 1167.95 | 1623541.0647 | 475680.9413 | 215774.1603 | 0 | 1099417.5755
4049 | 1489.5089 | 310.1078 | 310.1078 | 301.8777 | 301.8777 | 1783.85 | 564396.6685 | 108675.9865 | 49296.635 | 2290128.2058 | 63547.6677
4050 | 1368.6657 | 412.1849 | 412.1849 | 401.2457 | 401.2457 | 1720.9 | 727455.2253 | 144448.4558 | 65523.4246 | 1865491.5232 | 82575.0842
4051 | 1199.6331 | 1258.9701 | 1258.9701 | 1225.5577 | 1199.6331 | 1628.2 | 2056478.8784 | 431867.9268 | 195900.0901 | 0 | 446023.5494
4052 | 1119.4615 | 1174.8326 | 1174.8326 | 1143.6532 | 1119.4615 | 1738.7 | 2044268.7872 | 403006.122 | 182808.0548 | 0 | 292515.1593
4053 | 1075.3302 | 1128.5187 | 1128.5187 | 1098.5685 | 1075.3302 | 1813.9 | 2053814.692 | 387118.8896 | 175601.4297 | 0 | 200118.913
4054 | 1176.832 | 1235.0413 | 1235.0413 | 1202.264 | 1176.832 | 1843.6 | 2284832.946 | 423659.5236 | 192176.6672 | 0 | 184056.5248
4055 | 1138.585 | 1194.9025 | 1194.9025 | 1163.1904 | 1138.585 | 1802.15 | 2163047.4843 | 409890.5892 | 185930.9256 | 0 | 225269.0363
4056 | 1338.6464 | 1404.8591 | 1404.8591 | 1367.5749 | 1338.6464 | 1660.95 | 2345873.6585 | 481912.7083 | 218600.9591 | 0 | 453867.9263
4057 | 1243.0288 | 0 | 0 | 0 | 0 | 1694.3 | 0 | 0 | 0 | 1556122.9079 | 0
4058 | 1127.5522 | 0 | 0 | 0 | 0 | 1589.2 | 0 | 0 | 0 | 1411560.0106 | 0
4059 | 1088.5696 | 0 | 0 | 0 | 0 | 1577.75 | 0 | 0 | 0 | 1362758.5221 | 0
4060 | 1187.8648 | 0 | 0 | 0 | 0 | 1452.9 | 0 | 0 | 0 | 1487064.1983 | 0
4061 | 1379.1 | 0 | 0 | 0 | 0 | 1312.5 | 0 | 0 | 0 | 1726467.723 | 0
4062 | 1313.6387 | 0 | 0 | 0 | 0 | 1121.25 | 0 | 0 | 0 | 1644518.0546 | 0
4063 | 1192.7735 | 1251.7718 | 1251.7718 | 1218.5505 | 1192.7735 | 1143.45 | 1434177.2541 | 429398.4553 | 194779.9104 | 0 | 1021670.1303
4064 | 1204.4444 | 1264.0201 | 1264.0201 | 1230.4737 | 1204.4444 | 933.9 | 1181733.3061 | 433599.9664 | 196685.7625 | 0 | 1284057.7484
4065 | 914.0068 | 959.2163 | 959.2163 | 933.7592 | 914.0068 | 755.4 | 724863.5374 | 329042.4507 | 149257.3117 | 0 | 1137572.8727
4066 | 1054.7081 | 1301.3233 | 1106.8767 | 1266.7868 | 1054.7081 | 776.9 | 860094.7481 | 379694.9185 | 172233.8339 | 0 | 1290013.4857
4067 | 1164.4744 | 1222.072 | 1222.072 | 1189.6389 | 1164.4744 | 926.1 | 1133749.4645 | 419210.7678 | 190158.6622 | 0 | 1250528.6286
4068 | 1401.6253 | 1470.9532 | 1470.9532 | 1431.9149 | 1401.6253 | 670.1 | 986042.767 | 504585.1123 | 228885.4134 | 0 | 1864021.0875
4069 | 1428.7283 | 1499.3967 | 1499.3967 | 1459.6036 | 1428.7283 | 672.05 | 1006426.5454 | 514342.1898 | 233311.3322 | 0 | 1897279.3476
4070 | 1276.9675 | 1340.1303 | 1340.1303 | 1304.564 | 1276.9675 | 1162.45 | 1560785.2355 | 459708.3155 | 208528.7998 | 0 | 1069524.1656
4071 | 1519.5135 | 2657.7087 | 1594.6733 | 2587.1745 | 1519.5135 | 464 | 741591.8643 | 547024.874 | 248136.5609 | 0 | 2333972.7959
4072 | 1443.7099 | 2294.0405 | 1515.1198 | 2233.1579 | 1443.7099 | 1167.95 | 1775917.1088 | 519735.5741 | 235757.8312 | 0 | 1201238.8456
4073 | 1342.0133 | 1116.8414 | 1116.8414 | 1087.201 | 1087.201 | 1702.95 | 1943307.3839 | 391392.3588 | 177539.9228 | 491358.5547 | 314522.7781
4074 | 1332.7466 | 265.8048 | 265.8048 | 258.7505 | 258.7505 | 1516.9 | 411886.0345 | 93150.1626 | 42253.9487 | 2071003.9993 | 121739.2676
4075 | 1262.1523 | 1324.5815 | 1324.5815 | 1289.4278 | 1262.1523 | 1307.5 | 1738807.618 | 454374.8392 | 206109.4757 | 0 | 874040.26
4076 | 1451.9165 | 1523.7317 | 1523.7317 | 1483.2927 | 1451.9165 | 1646.6 | 2512477.2591 | 522689.9375 | 237097.9633 | 0 | 513107.1144
4077 | 1443.0903 | 1514.4691 | 1514.4691 | 1474.2759 | 1443.0903 | 1737.8 | 2635091.8842 | 519512.4911 | 235656.6383 | 0 | 378378.198
4078 | 1423.9667 | 1494.4003 | 1494.4003 | 1454.7397 | 1423.9667 | 1861.15 | 2785900.4222 | 512628.0235 | 232533.7673 | 0 | 197717.7807
4079 | 1318.0519 | 1383.2464 | 1383.2464 | 1346.5358 | 1318.0519 | 1842.45 | 2563673.194 | 474498.6664 | 215237.8673 | 0 | 207659.0691
4080 | 1204.7818 | 0 | 0 | 0 | 0 | 1804.1 | 0 | 0 | 0 | 2323199.9655 | 0
4081 | 1000.3072 | 0 | 0 | 0 | 0 | 1628.55 | 0 | 0 | 0 | 1252264.5888 | 0
4082 | 1279.8048 | 0 | 0 | 0 | 0 | 1598.95 | 0 | 0 | 0 | 1602162.0468 | 0
4083 | 1320.9939 | 0 | 0 | 0 | 0 | 1574.35 | 0 | 0 | 0 | 1653725.8836 | 0
4084 | 1414.405 | 0 | 0 | 0 | 0 | 1403.4 | 0 | 0 | 0 | 1770665.2963 | 0
4085 | 1349.6792 | 0 | 0 | 0 | 0 | 1124.3 | 0 | 0 | 0 | 1689636.4119 | 0
4086 | 1217.2856 | 0 | 0 | 0 | 0 | 1021.35 | 0 | 0 | 0 | 1523895.5107 | 0
4087 | 842.1704 | 307.7843 | 307.7843 | 299.6159 | 299.6159 | 1018.45 | 320518.9671 | 107861.7221 | 48927.2756 | 1046216.5477 | 286411.3823
4088 | 1414.8031 | 938.693 | 938.693 | 913.7806 | 913.7806 | 594.4 | 569178.9253 | 328961.0034 | 149220.3663 | 966129.7184 | 1250882.7968
4089 | 1229.2948 | 1290.0993 | 1290.0993 | 1255.8607 | 1229.2948 | 1204.7 | 1550096.5035 | 442546.133 | 200743.8431 | 0 | 977657.5182
4090 | 1233.0561 | 1362.614 | 1294.0463 | 1326.4509 | 1233.0561 | 1132.15 | 1462162.7822 | 443900.1884 | 201358.0577 | 0 | 1070107.7182
4091 | 1290.0993 | 1353.9118 | 1353.9118 | 1317.9798 | 1290.0993 | 926.1 | 1255108.9511 | 464435.7599 | 210673.2211 | 0 | 1385437.3161
4092 | 1374.5232 | 1442.5106 | 1442.5106 | 1404.2272 | 1374.5232 | 1131.4 | 1635346.4103 | 494828.366 | 224459.6449 | 0 | 1193910.8854
4093 | 1301.6783 | 1366.0625 | 1366.0625 | 1329.808 | 1301.6783 | 1401.5 | 1913759.5356 | 468604.1725 | 212564.0594 | 0 | 779054.283
4094 | 1473.8341 | 618.1724 | 618.1724 | 601.7664 | 601.7664 | 1634.65 | 1033233.8192 | 216635.9058 | 98268.4539 | 1681622.0296 | 214115.9249
4095 | 1200.2556 | 1256.7064 | 1256.7064 | 1223.3541 | 1200.2556 | 1707.7 | 2157681.2619 | 432092.003 | 196001.7336 | 0 | 348252.066
4096 | 1652.6215 | 167.2948 | 167.2948 | 162.8549 | 162.8549 | 1878.15 | 322528.3165 | 58627.7768 | 26594.211 | 2872740.7297 | 19325.8974
4097 | 1554.1529 | 130.1649 | 130.1649 | 126.7104 | 126.7104 | 1865.75 | 248905.6904 | 45615.7277 | 20691.8009 | 2752560.2105 | 16566.8527
4098 | 1601.1342 | 32.8083 | 32.8083 | 31.9376 | 31.9376 | 1747.95 | 59006.4386 | 11497.5319 | 5215.4082 | 3025906.9233 | 7839.7632
4099 | 1579.897 | 1658.043 | 1658.043 | 1614.0394 | 1579.897 | 1641.85 | 2744181.3124 | 568762.9106 | 257997.1759 | 0 | 565840.1012
4100 | 1123.8746 | 1179.4649 | 1179.4649 | 1148.1625 | 1123.8746 | 1804.65 | 2145528.7489 | 404594.8452 | 183528.7173 | 0 | 219548.8972
4101 | 1184.1872 | 1242.7601 | 1242.7601 | 1209.7779 | 1184.1872 | 1837.7 | 2298177.3384 | 426307.3956 | 193377.7714 | 0 | 192193.5501
4102 | 1214.3435 | 1274.4087 | 1274.4087 | 1240.5866 | 1214.3435 | 1861.15 | 2380899.8587 | 437163.6712 | 198302.2986 | 0 | 168611.5993
4103 | 1265.0944 | 1327.669 | 1327.669 | 1292.4334 | 1265.0944 | 1819.75 | 2433260.5666 | 455433.988 | 206589.9173 | 0 | 228033.1935
4104 | 1221.6987 | 0 | 0 | 0 | 0 | 1720.85 | 0 | 0 | 0 | 2355821.2102 | 0
4105 | 1285.689 | 0 | 0 | 0 | 0 | 1603.65 | 0 | 0 | 0 | 1609528.309 | 0
4106 | 1382.7776 | 0 | 0 | 0 | 0 | 1268 | 0 | 0 | 0 | 1731071.6369 | 0
4107 | 1180.5096 | 0 | 0 | 0 | 0 | 1038.05 | 0 | 0 | 0 | 1477856.3706 | 0
4108 | 1251.1195 | 0 | 0 | 0 | 0 | 1030.3 | 0 | 0 | 0 | 1566251.5185 | 0
4109 | 1314.3743 | 0 | 0 | 0 | 0 | 858.45 | 0 | 0 | 0 | 1645438.8373 | 0
4110 | 1123.8746 | 0 | 0 | 0 | 0 | 1071.3 | 0 | 0 | 0 | 1406956.0967 | 0
4111 | 1094.6009 | 403.3159 | 403.3159 | 392.6121 | 392.6121 | 1227.95 | 506554.0605 | 141340.3488 | 64113.5527 | 1353656.2232 | 295203.3542
4112 | 1132.8406 | 1032.0028 | 1032.0028 | 1004.614 | 1004.614 | 1055.8 | 1114903.3921 | 361661.0404 | 164053.4664 | 247261.3235 | 923794.8938
4113 | 1145.5301 | 1202.191 | 1202.191 | 1170.2855 | 1145.5301 | 1603.35 | 1929904.0577 | 412390.8425 | 187065.0683 | 0 | 454374.4745
4114 | 1243.3736 | 1304.8736 | 1304.8736 | 1270.243 | 1243.3736 | 1710.45 | 2234097.9848 | 447614.491 | 203042.9066 | 0 | 360018.8218
4115 | 952.8174 | 999.947 | 999.947 | 973.4089 | 952.8174 | 1684.05 | 1689005.2505 | 343014.2784 | 155595.088 | 0 | 301042.5311
4116 | 1336.7828 | 1402.9039 | 1402.9039 | 1365.6716 | 1336.7828 | 1769.6 | 2485730.6147 | 481241.8037 | 218296.6293 | 0 | 307994.7544
4117 | 1269.4781 | 1332.2698 | 1332.2698 | 1296.9121 | 1269.4781 | 1677.45 | 2231433.122 | 457012.1196 | 207305.7754 | 0 | 409470.1289
4118 | 1515.3156 | 1590.2666 | 1590.2666 | 1548.0618 | 1515.3156 | 1723.65 | 2750607.4673 | 545513.6012 | 247451.0308 | 0 | 418757.3002
4119 | 1178.0217 | 1236.2902 | 1236.2902 | 1203.4797 | 1178.0217 | 1744.1 | 2166633.5772 | 424087.817 | 192370.9459 | 0 | 301455.7566
4120 | 1291.1281 | 838.9363 | 838.9363 | 816.6714 | 816.6714 | 1866.05 | 1613491.5284 | 294001.6952 | 133362.4356 | 914902.5739 | 106537.4004
4121 | 1202.7821 | 955.7163 | 955.7163 | 930.3521 | 930.3521 | 1860.8 | 1823239.1287 | 334926.7594 | 151926.4995 | 525331.0613 | 126124.3872
4122 | 1153.1952 | 124.1745 | 124.1745 | 120.879 | 120.879 | 1730.65 | 221007.695 | 43516.4406 | 19739.541 | 1990631.7553 | 31708.6901
4123 | 1228.3184 | 1289.0739 | 1289.0739 | 1254.8626 | 1228.3184 | 1647.7 | 2134801.1885 | 442194.628 | 200584.3965 | 0 | 432736.4314
4124 | 785.5354 | 824.3897 | 824.3897 | 802.5108 | 785.5354 | 1650.45 | 1365337.7918 | 282792.7321 | 128277.9254 | 0 | 274583.7593
4125 | 1207.7239 | 1267.4613 | 1267.4613 | 1233.8236 | 1207.7239 | 1657.9 | 2105249.5958 | 434780.5864 | 197221.3049 | 0 | 413162.3294
4126 | 1132.7008 | 1188.7275 | 1188.7275 | 1157.1793 | 1132.7008 | 1825.65 | 2172458.2433 | 407772.2916 | 184970.0423 | 0 | 197486.3862
4127 | 1078.2723 | 1131.6062 | 1131.6062 | 1101.574 | 1078.2723 | 1813.7 | 2064462.1974 | 388178.0384 | 176081.8713 | 0 | 200882.0736
4128 | 1233.4671 | 0 | 0 | 0 | 0 | 1649.7 | 0 | 0 | 0 | 2378514.2499 | 0
4129 | 1003.9848 | 0 | 0 | 0 | 0 | 1229.55 | 0 | 0 | 0 | 1935999.971 | 0
4130 | 1147.4112 | 0 | 0 | 0 | 0 | 1243 | 0 | 0 | 0 | 2212571.3948 | 0
4131 | 1050.3226 | 0 | 0 | 0 | 0 | 1038.05 | 0 | 0 | 0 | 2025353.815 | 0
4132 | 1001.0427 | 0 | 0 | 0 | 0 | 1030.3 | 0 | 0 | 0 | 1930326.711 | 0
4133 | 899.541 | 0 | 0 | 0 | 0 | 1074.35 | 0 | 0 | 0 | 1734599.2409 | 0
4134 | 956.9115 | 692.3673 | 692.3673 | 673.9922 | 673.9922 | 1021.35 | 726781.7072 | 242637.2016 | 110062.9306 | 545557.8162 | 393647.2828
4135 | 789.213 | 828.2496 | 828.2496 | 806.2683 | 789.213 | 1024.4 | 853732.6505 | 284116.6681 | 128878.4775 | 0 | 769956.1705
4136 | 1053.7961 | 1105.9196 | 1105.9196 | 1076.5691 | 1053.7961 | 949.85 | 1054717.1943 | 379366.5823 | 172084.8969 | 0 | 1106643.8694
4137 | 1095.8283 | 1150.0306 | 1150.0306 | 1119.5094 | 1095.8283 | 1703.75 | 1962405.7329 | 394498.1783 | 178948.757 | 0 | 324639.045
4138 | 1072.8488 | 1125.915 | 1125.915 | 1096.0338 | 1072.8488 | 1842.35 | 2081097.6947 | 386225.564 | 175196.2072 | 0 | 169134.6116
4139 | 1035.489 | 1086.7071 | 1086.7071 | 1057.8665 | 1035.489 | 1836.1 | 2002115.6845 | 372776.0288 | 169095.3486 | 0 | 169716.642
4140 | 1331.4199 | 1397.2756 | 1397.2756 | 1360.1927 | 1331.4199 | 1693.6 | 2369804.854 | 479311.1741 | 217420.8742 | 0 | 407947.0659
4141 | 846.3463 | 888.2096 | 888.2096 | 864.637 | 846.3463 | 1471.45 | 1309185.2415 | 304684.676 | 138208.3544 | 0 | 447336.3486
4142 | 916.9976 | 962.3552 | 962.3552 | 936.8148 | 916.9976 | 1684.4 | 1626789.9251 | 330119.1417 | 149745.7107 | 0 | 289404.4475
4143 | 791.3395 | 830.4818 | 830.4818 | 808.4413 | 791.3395 | 1562.6 | 1301833.1734 | 284882.2341 | 129225.7467 | 0 | 346131.9144
4144 | 216.0103 | 226.6944 | 226.6944 | 220.6781 | 216.0103 | 1262 | 287574.0842 | 77763.6985 | 35274.4777 | 0 | 159415.38
4145 | 168.3081 | 176.633 | 176.633 | 171.9452 | 168.3081 | 1691.7 | 299429.0495 | 60590.9245 | 27484.7166 | 0 | 51889.3564
4146 | 126.4653 | 132.7214 | 132.7214 | 129.199 | 126.4653 | 1272.75 | 169843.7195 | 45527.5116 | 20651.7851 | 0 | 91971.6712
4147 | 136.0712 | 142.8014 | 142.8014 | 139.0116 | 136.0712 | 1091.9 | 156743.6167 | 48985.6324 | 22220.4272 | 0 | 123566.0751
4148 | 92.6755 | 97.26 | 97.26 | 94.6788 | 92.6755 | 1100.5 | 107647.0863 | 33363.1875 | 15133.9125 | 0 | 83361.631
4149 | 88.2624 | 92.6277 | 92.6277 | 90.1694 | 88.2624 | 1372.95 | 127513.8928 | 31774.4643 | 14413.25 | 0 | 55344.6871
4150 | 94.1466 | 98.8038 | 98.8038 | 96.1816 | 94.1466 | 1512.65 | 149871.308 | 33892.7619 | 15374.1334 | 0 | 45882.3264
4151 | 83.8493 | 87.9964 | 87.9964 | 85.661 | 83.8493 | 1457.65 | 128900.7228 | 30185.7411 | 13692.5875 | 0 | 45475.5051
4152 | 91.94 | 96.4876 | 96.4876 | 93.9269 | 91.94 | 1143.85 | 110689.599 | 33098.4003 | 15013.8021 | 0 | 78714.431
4153 | 82.3782 | 0 | 0 | 0 | 0 | 771.65 | 0 | 0 | 0 | 103127.672 | 0
4154 | 88.2624 | 0 | 0 | 0 | 0 | 1067.85 | 0 | 0 | 0 | 110493.9343 | 0
4155 | 82.3782 | 0 | 0 | 0 | 0 | 696.95 | 0 | 0 | 0 | 103127.672 | 0
4156 | 82.3782 | 0 | 0 | 0 | 0 | 327.35 | 0 | 0 | 0 | 103127.672 | 0
4157 | 83.8493 | 0 | 0 | 0 | 0 | 320.65 | 0 | 0 | 0 | 104969.2376 | 0
4158 | 84.5848 | 0 | 0 | 0 | 0 | 315.7 | 0 | 0 | 0 | 105890.0204 | 0
4159 | 66.9323 | 70.2426 | 70.2426 | 68.3784 | 66.9323 | 314.55 | 22129.157 | 24095.6354 | 10930.048 | 0 | 112810.5394
4160 | 82.3874 | 86.4621 | 86.4621 | 84.1674 | 82.3874 | 339.6 | 29404.4961 | 29659.4765 | 13453.8681 | 0 | 136795.3748
4161 | 584.9195 | 613.8517 | 613.8517 | 597.5604 | 584.9195 | 1103.1 | 679251.3543 | 210571.0297 | 95517.3587 | 0 | 524614.3237
4162 | 1157.201 | 1214.4393 | 1214.4393 | 1182.2087 | 1157.201 | 1110.55 | 1356015.1483 | 416592.3532 | 188970.9202 | 0 | 1029272.4126
4163 | 1150.5013 | 1207.4079 | 1207.4079 | 1175.3639 | 1150.5013 | 1097.5 | 1334647.3515 | 414180.4727 | 187876.8644 | 0 | 1038327.1525
4164 | 990.4614 | 1039.4519 | 1039.4519 | 1011.8654 | 990.4614 | 407.55 | 426530.3584 | 356566.0874 | 161742.3391 | 0 | 1577259.6195
4165 | 1247.0319 | 1465.6282 | 1308.7125 | 1426.7312 | 1247.0319 | 661.8 | 868851.2731 | 448931.4761 | 203640.3057 | 0 | 1668778.0591
4166 | 1015.0755 | 1741.2108 | 1065.2844 | 1695 | 1015.0755 | 1139.25 | 1224926.8863 | 365427.1912 | 165761.8342 | 0 | 873726.2633
4167 | 1035.2371 | 1468.043 | 1086.4426 | 1429.0819 | 1035.2371 | 980.75 | 1076282.3232 | 372685.3394 | 169054.2109 | 0 | 1055165.3673
4168 | 965.4739 | 1841.2141 | 1013.229 | 1792.3493 | 965.4739 | 631.9 | 647717.6099 | 347570.6042 | 157661.888 | 0 | 1320864.8434
4169 | 874.7245 | 818.0142 | 818.0142 | 796.3045 | 796.3045 | 1183.85 | 996106.1642 | 286669.6373 | 130036.5327 | 151218.4922 | 632939.0157
4170 | 1044.9992 | 180.5789 | 180.5789 | 175.7865 | 175.7865 | 730.15 | 135835.1576 | 63283.1334 | 28705.9324 | 1676116.8752 | 217395.7803
4171 | 962.7957 | 1010.4185 | 1010.4185 | 983.6025 | 962.7957 | 360.6 | 367113.1866 | 346606.4478 | 157224.5359 | 0 | 1578407.2516
4172 | 1037.8187 | 1089.1523 | 1089.1523 | 1060.2468 | 1037.8187 | 369.95 | 405034.7751 | 373614.7424 | 169475.7984 | 0 | 1691696.4192
4173 | 715.661 | 751.0595 | 751.0595 | 731.1268 | 715.661 | 738.55 | 556491.8261 | 257637.9478 | 116867.4358 | 0 | 902770.5258
4174 | 1001.7782 | 1051.3286 | 1051.3286 | 1023.427 | 1001.7782 | 753.95 | 796096.4906 | 360640.1696 | 163590.3881 | 0 | 1248265.4769
4175 | 876.0043 | 919.3335 | 919.3335 | 894.9349 | 876.0043 | 393.5 | 364284.1763 | 315361.5579 | 143051.5067 | 0 | 1407300.426
4176 | 918.6645 | 0 | 0 | 0 | 0 | 378.5 | 0 | 0 | 0 | 1771475.4308 | 0
4177 | 882.624 | 0 | 0 | 0 | 0 | 726.55 | 0 | 0 | 0 | 1104939.3428 | 0
4178 | 1200.3686 | 0 | 0 | 0 | 0 | 1097.6 | 0 | 0 | 0 | 1502717.5056 | 0
4179 | 1074.5947 | 0 | 0 | 0 | 0 | 1086.25 | 0 | 0 | 0 | 1345263.6493 | 0
4180 | 1248.913 | 0 | 0 | 0 | 0 | 1059 | 0 | 0 | 0 | 1563489.1701 | 0
4181 | 1179.0386 | 0 | 0 | 0 | 0 | 313.6 | 0 | 0 | 0 | 1476014.805 | 0
4182 | 1068.7106 | 0 | 0 | 0 | 0 | 303.05 | 0 | 0 | 0 | 1337897.3871 | 0
4183 | 955.4405 | 324.4204 | 324.4204 | 315.8105 | 315.8105 | 292.7 | 96961.2233 | 113691.7673 | 51571.8489 | 1233408.8083 | 525109.1391
4184 | 993.9174 | 996.5908 | 996.5908 | 970.1418 | 970.1418 | 299.9 | 305021.2698 | 349251.0468 | 158424.1554 | 45846.8352 | 1606283.3817
4185 | 746.5353 | 783.4606 | 783.4606 | 762.668 | 746.5353 | 318.8 | 249079.3211 | 268752.7216 | 121909.2207 | 0 | 1255075.2101
4186 | 1054.2475 | 325.7994 | 325.7994 | 317.1529 | 317.1529 | 332.85 | 110500.5488 | 114175.03 | 51791.0622 | 1421351.3626 | 514939.2891
4187 | 1269.1333 | 1331.9077 | 1331.9077 | 1296.5596 | 1269.1333 | 345.9 | 462657.9913 | 456888.0006 | 207249.4736 | 0 | 2099273.4494
4188 | 1079.2074 | 1132.5875 | 1132.5875 | 1102.5292 | 1079.2074 | 348.15 | 397989.9265 | 388514.6492 | 176234.5617 | 0 | 1782688.0829
4189 | 1049.5751 | 1101.4898 | 1101.4898 | 1072.2569 | 1049.5751 | 355.15 | 395087.5742 | 377847.0349 | 171395.6133 | 0 | 1726393.4387
4190 | 1119.0192 | 906.0211 | 906.0211 | 881.9758 | 881.9758 | 371.1 | 345856.8379 | 317511.2829 | 144026.6458 | 457094.6429 | 1399148.5417
4191 | 1490.9597 | 918.0039 | 918.0039 | 893.6405 | 893.6405 | 375.7 | 354103.3118 | 321710.5926 | 145931.4994 | 1151820.1667 | 1413649.4059
4192 | 567.8021 | 595.887 | 595.887 | 580.0725 | 567.8021 | 366.25 | 218417.4344 | 204408.7695 | 92722.0891 | 0 | 927646.7423
4193 | 1329.9719 | 1085.8098 | 1085.8098 | 1056.993 | 1056.993 | 348.95 | 387704.1304 | 380517.4781 | 172606.956 | 526389.5386 | 1699592.5211
4194 | 1208.3058 | 263.9147 | 263.9147 | 256.9105 | 256.9105 | 334.35 | 90556.0488 | 92487.7912 | 41953.4897 | 1834590.7793 | 416752.2926
4195 | 1031.9346 | 1082.9773 | 1082.9773 | 1054.2357 | 1031.9346 | 673.95 | 732520.6492 | 371496.4448 | 168514.9151 | 0 | 1368396.8352
4196 | 898.0699 | 942.491 | 942.491 | 917.4778 | 898.0699 | 1085.7 | 1025521.3672 | 323305.174 | 146654.8192 | 0 | 821105.335
4197 | 1109.1642 | 1164.0263 | 1164.0263 | 1133.1336 | 1109.1642 | 1093.9 | 1278557.4521 | 399299.1012 | 181126.509 | 0 | 1005013.5004
4198 | 1198.8976 | 1258.1987 | 1258.1987 | 1224.8068 | 1198.8976 | 1109.35 | 1402453.9213 | 431603.1396 | 195779.9797 | 0 | 1067798.1563
4199 | 1042.9674 | 1094.555 | 1094.555 | 1065.5061 | 1042.9674 | 912.55 | 1004692.3585 | 375468.2528 | 170316.5714 | 0 | 1134174.4641
4200 | 873.0622 | 0 | 0 | 0 | 0 | 358.85 | 0 | 0 | 0 | 1683539.901 | 0
4201 | 1123.8746 | 0 | 0 | 0 | 0 | 356.45 | 0 | 0 | 0 | 1406956.0967 | 0
4202 | 782.5933 | 0 | 0 | 0 | 0 | 338.1 | 0 | 0 | 0 | 979712.8839 | 0
4203 | 1155.5019 | 0 | 0 | 0 | 0 | 327.15 | 0 | 0 | 0 | 1446549.7561 | 0
4204 | 1004.7203 | 0 | 0 | 0 | 0 | 319.4 | 0 | 0 | 0 | 1257789.2855 | 0
4205 | 945.8787 | 0 | 0 | 0 | 0 | 313.5 | 0 | 0 | 0 | 1184126.6624 | 0
4206 | 1001.0427 | 0 | 0 | 0 | 0 | 310.45 | 0 | 0 | 0 | 1253185.3716 | 0
4207 | 1244.4999 | 923.439 | 923.439 | 898.9315 | 898.9315 | 313.5 | 297075.6933 | 323615.3241 | 146795.5068 | 666365.0653 | 1266354.0605
4208 | 641.0608 | 672.7696 | 672.7696 | 654.9147 | 641.0608 | 344.9 | 233405.9047 | 230781.9059 | 104685.2367 | 0 | 1061019.8122
4209 | 822.6911 | 863.3835 | 863.3835 | 840.4698 | 822.6911 | 1314.2 | 1140697.5717 | 296168.7886 | 134345.4533 | 0 | 564201.4878
4210 | 1162.7946 | 1237.7804 | 1220.31 | 1204.9304 | 1162.7946 | 1226.2 | 1503961.9063 | 418606.06 | 189884.36 | 0 | 899770.47
4211 | 1141.8157 | 1198.2933 | 1198.2933 | 1166.4913 | 1141.8157 | 956.1 | 1153995.4802 | 411053.6671 | 186458.5107 | 0 | 1191941.4531
4212 | 1203.114 | 1262.6233 | 1262.6233 | 1229.1139 | 1203.114 | 420.5 | 532868.1331 | 433121.0324 | 196468.5128 | 0 | 1900318.5298
4213 | 999.0366 | 1048.4521 | 1048.4521 | 1020.6267 | 999.0366 | 422.45 | 442714.4337 | 359653.1752 | 163142.6764 | 0 | 1576029.2418
4214 | 1206.6721 | 2011.7444 | 1266.3573 | 1958.3538 | 1206.6721 | 451.55 | 575262.2081 | 434401.9405 | 197049.5469 | 0 | 1868471.3467
4215 | 1353.2033 | 2116.6655 | 1420.1371 | 2060.4904 | 1353.2033 | 463.6 | 663617.282 | 487153.1779 | 220978.0943 | 0 | 2079061.5071
4216 | 1525.3618 | 2164.5945 | 1600.8105 | 2107.1473 | 1525.3618 | 812.5 | 1311063.9627 | 549130.2635 | 249091.589 | 0 | 1811367.1886
4217 | 1270.7349 | 946.1295 | 946.1295 | 921.0197 | 921.0197 | 1239.7 | 1203110.5715 | 331567.091 | 150402.5166 | 674361.4786 | 608090.2209
4218 | 1248.3052 | 1310.0506 | 1310.0506 | 1275.2826 | 1248.3052 | 1103.7 | 1452385.0005 | 449389.8889 | 203848.2468 | 0 | 1118855.7715
4219 | 1187.8648 | 1246.62 | 1246.62 | 1213.5354 | 1187.8648 | 1091.9 | 1364634.2916 | 427631.3316 | 193978.3235 | 0 | 1078700.034
4220 | 1119.4615 | 1174.8326 | 1174.8326 | 1143.6532 | 1119.4615 | 1200.4 | 1414326.759 | 403006.122 | 182808.0548 | 0 | 895121.0156
4221 | 1184.1872 | 1242.7601 | 1242.7601 | 1209.7779 | 1184.1872 | 1248.85 | 1557555.4011 | 426307.3956 | 193377.7714 | 0 | 889502.0651
4222 | 1246.7064 | 1308.3714 | 1308.3714 | 1273.648 | 1246.7064 | 1284.5 | 1687293.6864 | 448814.308 | 203587.1569 | 0 | 892018.143
4223 | 890.7147 | 934.7722 | 934.7722 | 909.9638 | 890.7147 | 754.1 | 711882.5981 | 320657.302 | 145453.715 | 0 | 1109741.4794
4224 | 1162.1216 | 1219.6037 | 1219.6037 | 1187.2361 | 1162.1216 | 738.45 | 912126.3057 | 418363.7796 | 189774.4589 | 0 | 1466074.5171
4225 | 1210.6659 | 0 | 0 | 0 | 0 | 1067.35 | 0 | 0 | 0 | 1515608.4657 | 0
4226 | 1075.3302 | 0 | 0 | 0 | 0 | 338.4 | 0 | 0 | 0 | 1346184.4321 | 0
4227 | 1067.2395 | 0 | 0 | 0 | 0 | 327.35 | 0 | 0 | 0 | 1336055.8216 | 0
4228 | 1099.6024 | 0 | 0 | 0 | 0 | 319.6 | 0 | 0 | 0 | 1376570.265 | 0
4229 | 772.296 | 0 | 0 | 0 | 0 | 643.2 | 0 | 0 | 0 | 966821.9249 | 0
4230 | 1059.8843 | 0 | 0 | 0 | 0 | 1021.35 | 0 | 0 | 0 | 1326847.9938 | 0
4231 | 649.4642 | 681.5882 | 681.5882 | 663.4993 | 649.4642 | 669.15 | 461845.0869 | 233807.0997 | 106057.4983 | 0 | 864339.3849
4232 | 882.1064 | 925.7373 | 925.7373 | 901.1688 | 882.1064 | 345 | 322336.7628 | 317558.2988 | 144047.9728 | 0 | 1459886.068
4233 | 827.5326 | 868.464 | 868.464 | 845.4154 | 827.5326 | 1179.7 | 1033284.5967 | 297911.7503 | 135136.0801 | 0 | 678824.4996
4234 | 1054.0186 | 1249.7086 | 1106.1526 | 1216.542 | 1054.0186 | 1026.2 | 1144948.7689 | 379446.6805 | 172121.2304 | 0 | 1026403.2708
4235 | 1307.932 | 1745.7277 | 1372.6259 | 1699.397 | 1307.932 | 427.1 | 592562.4613 | 470855.5258 | 213585.2982 | 0 | 2057246.268
4236 | 1422.7357 | 1968.2327 | 1493.1073 | 1915.9968 | 1422.7357 | 420.5 | 633576.6082 | 512184.8362 | 232332.7326 | 0 | 2247210.9687
4237 | 1374.2539 | 1924.999 | 1442.2283 | 1873.9106 | 1374.2539 | 422.45 | 613845.2388 | 494731.3878 | 224415.6545 | 0 | 2167954.169
4238 | 1156.3257 | 3440.1566 | 1213.5221 | 3348.8567 | 1156.3257 | 451.55 | 556111.9391 | 416277.2563 | 188827.9888 | 0 | 1790512.5487
4239 | 1129.0885 | 2943.024 | 1184.9357 | 2864.9177 | 1129.0885 | 798.1 | 960092.9088 | 406471.8553 | 184380.1499 | 0 | 1357051.4525
4240 | 1626.5602 | 2190.8174 | 1707.0141 | 2132.6743 | 1626.5602 | 1425.3 | 2465865.2187 | 585561.6727 | 265617.281 | 0 | 934784.1481
4241 | 1795.9293 | 1187.2435 | 1187.2435 | 1155.7347 | 1155.7347 | 1712.7 | 2093910.7953 | 416064.4984 | 188731.4794 | 1234497.481 | 323374.8245
4242 | 1420.2091 | 179.3133 | 179.3133 | 174.5544 | 174.5544 | 1571.9 | 289955.5155 | 62839.591 | 28504.7367 | 2402015.938 | 72776.1438
4243 | 1461.4783 | 1533.7667 | 1533.7667 | 1493.0613 | 1461.4783 | 1658.95 | 2567181.1759 | 526132.1711 | 238659.3987 | 0 | 498437.0719
4244 | 1213.608 | 1273.6363 | 1273.6363 | 1239.8347 | 1213.608 | 1646.55 | 2115873.0346 | 436898.884 | 198182.1882 | 0 | 428949.7476
4245 | 1603.4336 | 1682.7442 | 1682.7442 | 1638.0851 | 1603.4336 | 1551.25 | 2638215.364 | 577236.101 | 261840.7092 | 0 | 719540.8343
4246 | 1394.5459 | 1463.524 | 1463.524 | 1424.6829 | 1394.5459 | 1555.15 | 2297951.8007 | 502036.5355 | 227729.3507 | 0 | 620363.7579
4247 | 1470.3045 | 1543.0292 | 1543.0292 | 1502.0781 | 1470.3045 | 1446.65 | 2258742.6241 | 529309.6175 | 240100.7237 | 0 | 813592.7184
4248 | 1418.0826 | 577.1457 | 577.1457 | 561.8286 | 561.8286 | 1261.95 | 753194.6682 | 202258.2904 | 91746.6078 | 1651128.2645 | 334448.8336
4249 | 1318.7874 | 0 | 0 | 0 | 0 | 1236.7 | 0 | 0 | 0 | 1650963.5353 | 0
4250 | 1217.2856 | 0 | 0 | 0 | 0 | 1127.1 | 0 | 0 | 0 | 1523895.5107 | 0
4251 | 1218.7567 | 0 | 0 | 0 | 0 | 1038.65 | 0 | 0 | 0 | 1525737.0763 | 0
4252 | 1394.5459 | 0 | 0 | 0 | 0 | 1030.9 | 0 | 0 | 0 | 1745804.1614 | 0
4253 | 1187.1293 | 0 | 0 | 0 | 0 | 1024.4 | 0 | 0 | 0 | 1486143.4156 | 0
4254 | 1418.0826 | 0 | 0 | 0 | 0 | 1021.35 | 0 | 0 | 0 | 1775269.2102 | 0
4255 | 920.1355 | 965.6474 | 965.6474 | 940.0196 | 920.1355 | 1024.7 | 997929.4874 | 331248.7901 | 150258.1317 | 0 | 897408.1805
4256 | 761.6585 | 799.3317 | 799.3317 | 778.1178 | 761.6585 | 345.2 | 278776.0779 | 274197.0775 | 124378.841 | 0 | 1260392.5662
4257 | 976.5554 | 1024.8591 | 1024.8591 | 997.6599 | 976.5554 | 1043.75 | 1079433.0488 | 351559.9544 | 159471.5015 | 0 | 933831.1289
4258 | 1245.0055 | 1306.5874 | 1306.5874 | 1271.9112 | 1245.0055 | 1132.45 | 1496475.546 | 448201.9876 | 203309.4016 | 0 | 1080104.5397
4259 | 1420.1043 | 1748.9548 | 1490.3462 | 1702.5385 | 1420.1043 | 926.1 | 1399959.3903 | 511237.5599 | 231903.0376 | 0 | 1525050.0432
4260 | 1490.1332 | 2003.5376 | 1563.839 | 1950.3648 | 1490.1332 | 420.5 | 666033.1415 | 536447.9495 | 243338.7504 | 0 | 2353665.3783
4261 | 860.9694 | 1986.848 | 903.5549 | 1934.1182 | 860.9694 | 422.45 | 385732.1678 | 309948.9765 | 140596.2996 | 0 | 1358222.2443
4262 | 1268.3941 | 3467.5801 | 1331.1332 | 3375.5524 | 1268.3941 | 451.55 | 611182.7903 | 456621.8897 | 207128.7627 | 0 | 1964044.903
4263 | 1179.3631 | 3032.9094 | 1237.6975 | 2952.4177 | 1179.3631 | 463.6 | 582137.1187 | 424570.7225 | 192589.9972 | 0 | 1811973.4945
4264 | 1177.8001 | 2246.4683 | 1236.0582 | 2186.8483 | 1177.8001 | 812.5 | 1017049.3019 | 424008.0497 | 192334.7625 | 0 | 1398637.6639
4265 | 933.8677 | 1210.1806 | 980.0596 | 1178.063 | 933.8677 | 1602.6 | 1585524.2414 | 336192.3671 | 152500.5932 | 0 | 371119.0186
4266 | 1077.5727 | 667.2033 | 667.2033 | 649.496 | 649.496 | 1540.4 | 1061595.084 | 233818.5777 | 106062.7048 | 825466.9894 | 247589.2776
4267 | 1109.8997 | 1164.7987 | 1164.7987 | 1133.8855 | 1109.8997 | 1571.35 | 1846231.9259 | 399563.8884 | 181246.6194 | 0 | 475758.5021
4268 | 1127.5522 | 1183.3238 | 1183.3238 | 1151.919 | 1127.5522 | 1678.8 | 2003874.5658 | 405918.7812 | 184129.2694 | 0 | 362169.7024
4269 | 1183.4517 | 1241.9887 | 1241.9887 | 1209.027 | 1183.4517 | 1743 | 2189906.4216 | 426042.6084 | 193257.661 | 0 | 304147.0843
4270 | 1332.0267 | 1397.9127 | 1397.9127 | 1360.8128 | 1332.0267 | 1753.65 | 2480851.5812 | 479529.6235 | 217519.9653 | 0 | 328144.7854
4271 | 1148.1467 | 1204.9375 | 1204.9375 | 1172.9591 | 1148.1467 | 1556 | 1898884.7379 | 413332.8228 | 187492.361 | 0 | 509777.1481
4272 | 1170.2123 | 1228.0938 | 1228.0938 | 1195.5009 | 1170.2123 | 1431 | 1780366.0211 | 421276.4388 | 191095.6735 | 0 | 665850.628
4273 | 1298.1928 | 0 | 0 | 0 | 0 | 711.9 | 0 | 0 | 0 | 1625181.6162 | 0
4274 | 1256.2682 | 0 | 0 | 0 | 0 | 338.2 | 0 | 0 | 0 | 1572696.9979 | 0
4275 | 1237.1447 | 0 | 0 | 0 | 0 | 327.25 | 0 | 0 | 0 | 1548756.6457 | 0
4276 | 1329.0847 | 0 | 0 | 0 | 0 | 319.4 | 0 | 0 | 0 | 1663854.4941 | 0
4277 | 1320.2584 | 0 | 0 | 0 | 0 | 313.5 | 0 | 0 | 0 | 1652805.1008 | 0
4278 | 1256.2682 | 0 | 0 | 0 | 0 | 310.55 | 0 | 0 | 0 | 1572696.9979 | 0
4279 | 957.647 | 1005.0148 | 1005.0148 | 978.3423 | 957.647 | 313.5 | 317385.1488 | 344752.9374 | 156383.763 | 0 | 1615071.6655
4280 | 1212.8063 | 1272.7947 | 1272.7947 | 1239.0154 | 1212.8063 | 344.9 | 442506.5153 | 436610.2658 | 198051.2678 | 0 | 2007315.2106
4281 | 817.3512 | 857.7794 | 857.7794 | 835.0144 | 817.3512 | 739.25 | 640026.3063 | 294246.4335 | 133473.4516 | 0 | 1030475.2732
4282 | 1350.9121 | 1417.7328 | 1417.7328 | 1380.107 | 1350.9121 | 670.75 | 963654.3704 | 486328.3657 | 220603.9503 | 0 | 1795699.776
4283 | 1576.5504 | 1799.9629 | 1654.5304 | 1752.1928 | 1576.5504 | 427.1 | 717789.5371 | 567558.1289 | 257450.6735 | 0 | 2479756.0581
4284 | 1514.752 | 2037.577 | 1589.6757 | 1983.5008 | 1514.752 | 420.5 | 678214.0296 | 545310.7081 | 247358.9962 | 0 | 2392550.7319
4285 | 1347.5913 | 1428.5108 | 1414.2465 | 1390.5989 | 1347.5913 | 422.45 | 604053.3603 | 485132.8514 | 220061.6518 | 0 | 2125892.5827
4286 | 1384.7626 | 2799.872 | 1453.2571 | 2725.565 | 1384.7626 | 451.55 | 667008.3283 | 498514.5349 | 226131.7321 | 0 | 2144235.6433
4287 | 1490.5497 | 2636.4287 | 1564.2766 | 2566.4593 | 1490.5497 | 463.6 | 733483.9162 | 536597.8852 | 243406.7629 | 0 | 2290080.5299
4288 | 1528.8197 | 1443.6451 | 1443.6451 | 1405.3315 | 1405.3315 | 812.9 | 1210863.7812 | 505919.354 | 229490.6403 | 238124.2082 | 1624720.8537
4289 | 1453.0225 | 184.5081 | 184.5081 | 179.6114 | 179.6114 | 1592.6 | 302600.4898 | 64660.1009 | 29330.5402 | 2455539.075 | 71263.2228
4290 | 1062.5736 | 0 | 0 | 0 | 0 | 1381.9 | 0 | 0 | 0 | 2048977.6239 | 0
4291 | 1421.0247 | 1491.3127 | 1491.3127 | 1451.7341 | 1421.0247 | 1428.5 | 2149909.1355 | 511568.8747 | 232053.3257 | 0 | 812115.5886
4292 | 1195.22 | 1254.3388 | 1254.3388 | 1221.0493 | 1195.22 | 1537.7 | 1938286.6068 | 430279.2036 | 195179.4276 | 0 | 552550.206
4293 | 1395.2815 | 1464.2954 | 1464.2954 | 1425.4338 | 1395.2815 | 1551.25 | 2285803.4285 | 502301.3227 | 227849.4611 | 0 | 626132.3487
4294 | 1417.3471 | 1487.4528 | 1487.4528 | 1447.9766 | 1417.3471 | 1372.8 | 2059035.6274 | 510244.9387 | 231452.7736 | 0 | 888960.0384
4295 | 1162.8571 | 1220.3751 | 1220.3751 | 1187.987 | 1162.8571 | 1109.55 | 1370678.7361 | 418628.5668 | 189894.5693 | 0 | 1035466.0156
4296 | 1393.0749 | 0 | 0 | 0 | 0 | 657.5 | 0 | 0 | 0 | 2686288.6034 | 0
4297 | 1050.3226 | 0 | 0 | 0 | 0 | 712.2 | 0 | 0 | 0 | 2025353.815 | 0
4298 | 1021.6373 | 0 | 0 | 0 | 0 | 338.1 | 0 | 0 | 0 | 1970039.5306 | 0
4299 | 1457.0651 | 0 | 0 | 0 | 0 | 327.25 | 0 | 0 | 0 | 2809682.009 | 0
4300 | 1272.4496 | 0 | 0 | 0 | 0 | 319.7 | 0 | 0 | 0 | 2453684.9441 | 0
4301 | 1186.3938 | 0 | 0 | 0 | 0 | 313.5 | 0 | 0 | 0 | 2287742.089 | 0
4302 | 1309.2256 | 703.7991 | 703.7991 | 685.1206 | 685.1206 | 310.45 | 225076.7149 | 246643.4269 | 111880.1989 | 1203471.6202 | 971886.6047
4303 | 1074.5947 | 1127.7463 | 1127.7463 | 1097.8166 | 1074.5947 | 313.5 | 356442.0104 | 386854.1024 | 175481.3192 | 0 | 1812304.0105
4304 | 998.1356 | 1047.5055 | 1047.5055 | 1019.7052 | 998.1356 | 344.9 | 363429.7587 | 359328.8109 | 162995.5412 | 0 | 1652013.2385
4305 | 975.2784 | 1023.5189 | 1023.5189 | 996.3553 | 975.2784 | 399.75 | 411655.042 | 351100.2176 | 159262.9598 | 0 | 1560688.6195
4306 | 1046.5245 | 1316.8417 | 1098.2879 | 1281.8934 | 1046.5245 | 670.85 | 744467.2581 | 376748.8301 | 170897.4554 | 0 | 1390988.0764
4307 | 950.4987 | 1810.745 | 997.5133 | 1762.6889 | 950.4987 | 782.55 | 789572.3756 | 342179.5368 | 155216.4399 | 0 | 1157184.6585
4308 | 1002.5404 | 2053.2801 | 1052.1283 | 1998.7871 | 1002.5404 | 420.6 | 446802.6448 | 360914.5552 | 163714.8524 | 0 | 1583412.3567
4309 | 1043.7397 | 2043.1874 | 1095.3652 | 1988.9623 | 1043.7397 | 422.45 | 466301.5931 | 375746.2794 | 170442.6873 | 0 | 1646551.5085
4310 | 1077.3961 | 3428.6755 | 1130.688 | 3337.6803 | 1077.3961 | 451.55 | 517434.9242 | 387862.6108 | 175938.7898 | 0 | 1668294.0545
4311 | 1015.4608 | 3114.6584 | 1065.6884 | 3031.997 | 1015.4608 | 463.6 | 502157.465 | 365565.8736 | 165824.7421 | 0 | 1560153.9117
4312 | 206.3667 | 2330.1598 | 216.5745 | 2268.3186 | 206.3667 | 457.05 | 100345.7815 | 74292.0073 | 33699.68 | 0 | 318413.4797
4313 | 168.6547 | 1074.2552 | 176.9961 | 1045.7451 | 168.6547 | 1145.95 | 204271.1268 | 60715.7055 | 27541.3186 | 0 | 144039.5786
4314 | 147.1628 | 154.4421 | 154.4421 | 150.3433 | 147.1628 | 877.4 | 136822.1154 | 52978.6234 | 24031.6922 | 0 | 165205.0074
4315 | 189.7642 | 199.1502 | 199.1502 | 193.8649 | 189.7642 | 1092.2 | 219687.875 | 68315.0982 | 30988.4876 | 0 | 172267.7592
4316 | 137.5422 | 144.3452 | 144.3452 | 140.5144 | 137.5422 | 1437.6 | 209046.5005 | 49515.2068 | 22460.648 | 0 | 77353.6208
4317 | 106.6504 | 111.9252 | 111.9252 | 108.9548 | 106.6504 | 1562.5 | 176161.8809 | 38394.1443 | 17416.0105 | 0 | 46659.375
4318 | 100.7662 | 105.7502 | 105.7502 | 102.9436 | 100.7662 | 1742.1 | 185558.3297 | 36275.8467 | 16455.1271 | 0 | 25987.5514
4319 | 91.2045 | 95.7152 | 95.7152 | 93.175 | 91.2045 | 1589 | 153737.3008 | 32833.6131 | 14893.6917 | 0 | 37484.844
4320 | 100.0307 | 104.9788 | 104.9788 | 102.1927 | 100.0307 | 1430.5 | 151642.7754 | 36011.0595 | 16335.0167 | 0 | 56967.4956
4321 | 92.6755 | 97.26 | 97.26 | 94.6788 | 92.6755 | 1621.15 | 159423.5845 | 33363.1875 | 15133.9125 | 0 | 35110.1211
4322 | 100.7662 | 105.7502 | 105.7502 | 102.9436 | 100.7662 | 1499.65 | 160362.0058 | 36275.8467 | 16455.1271 | 0 | 50418.2681
4323 | 91.94 | 96.4876 | 96.4876 | 93.9269 | 91.94 | 1489.6 | 145467.8981 | 33098.4003 | 15013.8021 | 0 | 46926.176
4324 | 95.6176 | 100.3475 | 100.3475 | 97.6844 | 95.6176 | 1590.1 | 161341.3084 | 34422.3363 | 15614.3542 | 0 | 39193.6546
4325 | 86.0558 | 90.3126 | 90.3126 | 87.9157 | 86.0558 | 1729.65 | 157779.8405 | 30980.1027 | 14052.9188 | 0 | 23265.1965
4326 | 93.411 | 98.0314 | 98.0314 | 95.4297 | 93.411 | 1719.2 | 169758.1761 | 33627.9747 | 15254.023 | 0 | 26229.8088
4327 | 86.0558 | 90.3126 | 90.3126 | 87.9157 | 86.0558 | 1505.65 | 136981.3906 | 30980.1027 | 14052.9188 | 0 | 42541.7049
4328 | 91.951 | 96.4991 | 96.4991 | 93.9381 | 91.951 | 1192.25 | 116186.5205 | 33102.3721 | 15015.6038 | 0 | 74273.4203
4329 | 200.9569 | 2370.7383 | 210.8969 | 2307.8202 | 200.9569 | 1431.4 | 304268.4505 | 72344.4975 | 32816.2679 | 0 | 114264.1146
4330 | 878.5446 | 3198.968 | 921.9992 | 3114.0691 | 878.5446 | 1367.35 | 1268391.8394 | 316276.0668 | 143466.3381 | 0 | 555811.2601
4331 | 1068.5028 | 3705.3054 | 1121.354 | 3606.9686 | 1068.5028 | 1294.8 | 1466866.5654 | 384661.0026 | 174486.5048 | 0 | 753508.164
4332 | 1462.838 | 3945.9147 | 1535.1939 | 3841.1923 | 1462.838 | 1066.55 | 1652886.8574 | 526621.6962 | 238881.4527 | 0 | 1365486.1731
4333 | 1268.6028 | 3931.4479 | 1331.3515 | 3827.1094 | 1268.6028 | 412.3 | 552351.8685 | 456697.0228 | 207162.8439 | 0 | 2014160.7307
4334 | 1480.9778 | 3609.6606 | 1554.2312 | 3513.8621 | 1480.9778 | 799.75 | 1256277.687 | 533152.0109 | 241843.676 | 0 | 1777543.6141
4335 | 1662.323 | 2383.0286 | 1744.546 | 2319.7843 | 1662.323 | 1304.4 | 2299237.511 | 598436.2883 | 271457.3497 | 0 | 1156311.8948
4336 | 1889.88 | 1895.9782 | 1895.9782 | 1845.66 | 1845.66 | 1295.05 | 2533892.8071 | 664437.5936 | 301396.2751 | 85270.2485 | 1267134.2309
4337 | 1479.2732 | 41.4926 | 41.4926 | 40.3914 | 40.3914 | 1588.7 | 67868.8565 | 14540.9097 | 6595.9182 | 2774618.8438 | 16179.3081
4338 | 1404.2291 | 105.8079 | 105.8079 | 102.9998 | 102.9998 | 1338.45 | 146162.1997 | 37079.9265 | 16819.8667 | 2509181.1963 | 66360.742
4339 | 1635.7965 | 1716.7069 | 1716.7069 | 1671.1464 | 1635.7965 | 1512.5 | 2615533.9076 | 588886.7378 | 267125.5675 | 0 | 797450.55
4340 | 1688.7539 | 1772.2843 | 1772.2843 | 1725.2489 | 1688.7539 | 1707.5 | 3037222.2061 | 607951.4166 | 275773.5176 | 0 | 493960.526
4341 | 1451.9165 | 1523.7317 | 1523.7317 | 1483.2927 | 1451.9165 | 1789.25 | 2738864.9944 | 522689.9375 | 237097.9633 | 0 | 305991.297
4342 | 1428.3799 | 1499.0315 | 1499.0315 | 1459.2481 | 1428.3799 | 1825.6 | 2747033.1525 | 514216.7467 | 233254.4298 | 0 | 249109.4462
4343 | 1283.4824 | 1346.9665 | 1346.9665 | 1311.2187 | 1283.4824 | 1837.3 | 2486673.8955 | 462053.668 | 209592.6777 | 0 | 208822.5214
4344 | 1275.3917 | 0 | 0 | 0 | 0 | 1727.6 | 0 | 0 | 0 | 2459358.204 | 0
4345 | 1141.0098 | 0 | 0 | 0 | 0 | 1540 | 0 | 0 | 0 | 1428407.3647 | 0
4346 | 1317.8249 | 0 | 0 | 0 | 0 | 1522.15 | 0 | 0 | 0 | 1649758.627 | 0
4347 | 1357.1939 | 0 | 0 | 0 | 0 | 1409.95 | 0 | 0 | 0 | 1699043.8682 | 0
4348 | 1237.7056 | 0 | 0 | 0 | 0 | 1306.8 | 0 | 0 | 0 | 1549458.8352 | 0
4349 | 1136.175 | 0 | 0 | 0 | 0 | 1378.1 | 0 | 0 | 0 | 1422354.7903 | 0
4350 | 1195.5738 | 0 | 0 | 0 | 0 | 1563.9 | 0 | 0 | 0 | 1496714.9801 | 0
4351 | 1022.9029 | 346.138 | 346.138 | 336.9517 | 336.9517 | 1458.05 | 519951.8022 | 121302.6024 | 55024.2082 | 1322730.6583 | 177844.1442
4352 | 1129.8233 | 1015.6753 | 1015.6753 | 988.7198 | 988.7198 | 499.4 | 521794.0769 | 355939.1223 | 161457.9408 | 272092.2114 | 1444942.746
4353 | 1224.9167 | 1285.5037 | 1285.5037 | 1251.3871 | 1224.9167 | 318.8 | 411474.1486 | 440970.0062 | 200028.8945 | 0 | 2059329.9291
4354 | 1366.0648 | 1433.6332 | 1433.6332 | 1395.5854 | 1366.0648 | 332.85 | 479799.3086 | 491783.3449 | 223078.3895 | 0 | 2277435.0097
4355 | 1337.9229 | 1873.5155 | 1404.1003 | 1823.7934 | 1337.9229 | 345.9 | 490232.0777 | 481652.2552 | 218482.8146 | 0 | 2213058.3202
4356 | 1315.4265 | 2112.645 | 1380.4905 | 2056.5766 | 1315.4265 | 348.15 | 486274.7931 | 473553.5375 | 214809.1463 | 0 | 2172887.2525
4357 | 1307.2764 | 1371.9374 | 1371.9374 | 1335.5269 | 1307.2764 | 355.15 | 494243.3001 | 470619.5123 | 213478.2399 | 0 | 2150273.6244
4358 | 1149.254 | 1206.0992 | 1206.0992 | 1174.09 | 1149.254 | 371.1 | 452599.6484 | 413731.4357 | 187673.1762 | 0 | 1872019.8211
4359 | 1075.5123 | 1128.7108 | 1128.7108 | 1098.7554 | 1075.5123 | 375.7 | 428650.2686 | 387184.4129 | 175631.1517 | 0 | 1746954.1416
4360 | 1067.8206 | 1120.6383 | 1120.6383 | 1090.8972 | 1067.8206 | 366.25 | 414223.7069 | 384415.4264 | 174375.1087 | 0 | 1744550.925
4361 | 1122.6445 | 42.2829 | 42.2829 | 41.1607 | 41.1607 | 348.95 | 15212.1426 | 14817.8479 | 6721.5404 | 2085442.5915 | 66183.9903
4362 | 1180.3883 | 177.2857 | 177.2857 | 172.5807 | 172.5807 | 334.45 | 61130.9331 | 62129.0404 | 28182.423 | 1943371.5668 | 279938.9818
4363 | 1047.7675 | 1099.5924 | 1099.5924 | 1070.4098 | 1047.7675 | 1412.95 | 1564435.7781 | 377196.2946 | 171100.4303 | 0 | 615091.6173
4364 | 988.3687 | 1037.2564 | 1037.2564 | 1009.7282 | 988.3687 | 1513.55 | 1587558.2246 | 355812.721 | 161400.6037 | 0 | 480791.9392
4365 | 1236.3242 | 1297.4759 | 1297.4759 | 1263.0416 | 1236.3242 | 1523.1 | 1997820.8413 | 445076.7091 | 201891.7406 | 0 | 589602.9156
4366 | 1285.3627 | 1348.9405 | 1348.9405 | 1313.1404 | 1285.3627 | 1765.15 | 2401350.4661 | 462730.5896 | 209899.7369 | 0 | 301867.4416
4367 | 1237.0149 | 1298.2011 | 1298.2011 | 1263.7476 | 1237.0149 | 1778.1 | 2326657.011 | 445325.3554 | 202004.5293 | 0 | 274493.601
4368 | 955.9065 | 861.1408 | 861.1408 | 838.2866 | 838.2866 | 1703 | 1508606.2158 | 301783.1801 | 136892.2036 | 226808.363 | 207511.524
4369 | 1144.4632 | 0 | 0 | 0 | 0 | 1728.9 | 0 | 0 | 0 | 1432730.6309 | 0
4370 | 1100.2595 | 0 | 0 | 0 | 0 | 1548.85 | 0 | 0 | 0 | 1377392.8153 | 0
4371 | 1259.8074 | 0 | 0 | 0 | 0 | 1458.85 | 0 | 0 | 0 | 1577127.743 | 0
4372 | 1195.5738 | 0 | 0 | 0 | 0 | 1411.55 | 0 | 0 | 0 | 1496714.9801 | 0
4373 | 1084.3737 | 0 | 0 | 0 | 0 | 1406.85 | 0 | 0 | 0 | 1357505.7876 | 0
4374 | 1230.7987 | 0 | 0 | 0 | 0 | 1194.45 | 0 | 0 | 0 | 1540812.3016 | 0
4375 | 855.7574 | 898.0851 | 898.0851 | 874.2504 | 855.7574 | 1306.6 | 1174300.9885 | 308072.6494 | 139745.1768 | 0 | 593382.153
4376 | 848.1616 | 890.1144 | 890.1144 | 866.4912 | 848.1616 | 1336.3 | 1189649.8635 | 305338.1628 | 138504.7833 | 0 | 562924.8295
4377 | 955.36 | 1002.6147 | 1002.6147 | 976.0058 | 955.36 | 1531.65 | 1540871.8503 | 343929.608 | 156010.2916 | 0 | 447442.856
4378 | 1003.5499 | 1053.1883 | 1053.1883 | 1025.2373 | 1003.5499 | 1590 | 1682953.1906 | 361277.9647 | 163879.699 | 0 | 411455.4598
4379 | 826.6632 | 867.553 | 867.553 | 844.5287 | 826.6632 | 1593.35 | 1399647.8698 | 297598.7388 | 134994.0946 | 0 | 336162.509
4380 | 1123.7505 | 1326.0066 | 1179.3337 | 1290.8151 | 1123.7505 | 1549.4 | 1855164.1667 | 404550.1746 | 183508.4542 | 0 | 506361.9685
4381 | 1103.3684 | 1482.7281 | 1157.9436 | 1443.3773 | 1103.3684 | 1203.8 | 1409973.0377 | 397212.6251 | 180180.0602 | 0 | 878501.9225
4382 | 1414.2487 | 1484.2016 | 1484.2016 | 1444.8117 | 1414.2487 | 1340.65 | 2007118.4895 | 509129.5259 | 230946.8099 | 0 | 932484.8691
4383 | 1156.956 | 1214.1822 | 1214.1822 | 1181.9584 | 1156.956 | 1674.15 | 2049880.6864 | 416504.1517 | 188930.911 | 0 | 376994.1051
4384 | 1089.7222 | 1143.6226 | 1143.6226 | 1113.2715 | 1089.7222 | 1866.75 | 2144500.3657 | 392299.9978 | 177951.6379 | 0 | 145205.4565
4385 | 1137.5314 | 180.9473 | 180.9473 | 176.1451 | 176.1451 | 1905.4 | 353783.7239 | 63412.2241 | 28764.4894 | 1853856.5634 | 16228.3462
4386 | 926.8434 | 74.1183 | 74.1183 | 72.1512 | 72.1512 | 1865.05 | 142084.4162 | 25974.4479 | 11782.2982 | 1648116.5794 | 1639.9124
4387 | 835.7275 | 877.0654 | 877.0654 | 853.7885 | 835.7275 | 1851.7 | 1631950.3442 | 300861.9094 | 136474.305 | 0 | 123938.3921
4388 | 1471.8474 | 1544.6485 | 1544.6485 | 1503.6544 | 1471.8474 | 1868.7 | 2898777.2193 | 529865.0654 | 240352.6811 | 0 | 193253.5111
4389 | 1105.0942 | 1159.7549 | 1159.7549 | 1128.9757 | 1105.0942 | 1871.3 | 2174715.5166 | 397833.9296 | 180461.8909 | 0 | 142225.5978
4390 | 823.2952 | 864.0174 | 864.0174 | 841.0868 | 823.2952 | 1887.2 | 1631007.1379 | 296386.2777 | 134444.1088 | 0 | 92867.676
4391 | 927.5885 | 973.469 | 973.469 | 947.6337 | 927.5885 | 1882 | 1835908.7843 | 333931.8549 | 151475.1997 | 0 | 109455.384
4392 | 973.8643 | 1022.0339 | 1022.0339 | 994.9097 | 973.8643 | 1862.45 | 1907475.9958 | 350591.1507 | 159032.0414 | 0 | 133954.9932
4393 | 1145.1539 | 0 | 0 | 0 | 0 | 1641.4 | 0 | 0 | 0 | 1433595.2844 | 0
4394 | 1047.7675 | 0 | 0 | 0 | 0 | 1813.95 | 0 | 0 | 0 | 1311679.1591 | 0
4395 | 804.6468 | 0 | 0 | 0 | 0 | 1804.45 | 0 | 0 | 0 | 1007321.1739 | 0
4396 | 1138.2471 | 0 | 0 | 0 | 0 | 1797.55 | 0 | 0 | 0 | 1424948.7508 | 0
4397 | 993.2035 | 0 | 0 | 0 | 0 | 1792.85 | 0 | 0 | 0 | 1243371.5434 | 0
4398 | 968.3388 | 0 | 0 | 0 | 0 | 1791.35 | 0 | 0 | 0 | 1212244.0221 | 0
4399 | 1081.611 | 1135.1104 | 1135.1104 | 1104.9852 | 1081.611 | 1781.35 | 2036200.0486 | 389379.9589 | 176627.0758 | 0 | 236494.2445
4400 | 1051.0551 | 1103.0441 | 1103.0441 | 1073.7699 | 1051.0551 | 1610.75 | 1785518.3735 | 378379.8508 | 171637.3045 | 0 | 409123.2136
4401 | 1124.1761 | 1179.7808 | 1179.7808 | 1148.47 | 1124.1761 | 1678.25 | 1985968.9405 | 404703.4028 | 183577.9602 | 0 | 361703.628
4402 | 1099.9253 | 1154.3303 | 1154.3303 | 1123.695 | 1099.9253 | 1676.3 | 1944736.359 | 395973.1238 | 179617.8087 | 0 | 356045.7225
4403 | 1173.32 | 1231.3556 | 1231.3556 | 1198.6761 | 1173.32 | 1636.35 | 2034138.2416 | 422395.2022 | 191603.157 | 0 | 426677.818
4404 | 1174.9733 | 1571.0026 | 1233.0903 | 1529.3091 | 1174.9733 | 1431.9 | 1779587.9698 | 422990.3988 | 191873.1448 | 0 | 667502.3488
4405 | 1130.4682 | 1186.384 | 1186.384 | 1154.898 | 1130.4682 | 1104.5 | 1315698.5868 | 406968.5696 | 184605.4651 | 0 | 1012334.094
4406 | 1162.7327 | 1775.1546 | 1220.2449 | 1728.043 | 1162.7327 | 1644.9 | 2016819.8808 | 418583.7666 | 189874.2475 | 0 | 412886.3764
4407 | 1439.1789 | 1510.3647 | 1510.3647 | 1470.2804 | 1439.1789 | 1742.85 | 2638637.2922 | 518104.4105 | 235017.9173 | 0 | 370084.8588
4408 | 1406.8437 | 1039.5684 | 1039.5684 | 1011.9788 | 1011.9788 | 1903.45 | 2029206.7435 | 364312.3649 | 165256.1366 | 761424.2981 | 95156.0111
4409 | 1304.5051 | 449.8847 | 449.8847 | 437.945 | 437.945 | 1915.4 | 885698.8937 | 157660.2093 | 71516.4227 | 1671001.5651 | 36082.9152
4410 | 1480.7011 | 0 | 0 | 0 | 0 | 1875.05 | 0 | 0 | 0 | 2855259.6378 | 0
4411 | 1355.1218 | 1422.15 | 1422.15 | 1384.4069 | 1355.1218 | 1861.7 | 2657939.6155 | 487843.8563 | 221291.3937 | 0 | 187413.3481
4412 | 982.8432 | 1031.4571 | 1031.4571 | 1004.0828 | 982.8432 | 1868.7 | 1933267.2989 | 353823.5513 | 160498.2942 | 0 | 129047.2859
4413 | 1227.3453 | 1288.0528 | 1288.0528 | 1253.8686 | 1227.3453 | 1861.3 | 2403509.8635 | 441844.3084 | 200425.4877 | 0 | 170232.7515
4414 | 1230.108 | 1290.9525 | 1290.9525 | 1256.6913 | 1230.108 | 1877.2 | 2432277.9336 | 442838.893 | 200876.6423 | 0 | 151057.2624
4415 | 1073.3228 | 1126.4125 | 1126.4125 | 1096.5181 | 1073.3228 | 1848.6 | 2095072.2643 | 386396.2044 | 175273.6116 | 0 | 162501.0704
4416 | 1058.8184 | 0 | 0 | 0 | 0 | 1644.35 | 0 | 0 | 0 | 2041736.5158 | 0
4417 | 752.1548 | 0 | 0 | 0 | 0 | 1337.2 | 0 | 0 | 0 | 941607.518 | 0
4418 | 1158.2769 | 0 | 0 | 0 | 0 | 1594.05 | 0 | 0 | 0 | 1450023.6981 | 0
4419 | 1156.8955 | 0 | 0 | 0 | 0 | 1580.45 | 0 | 0 | 0 | 1448294.3911 | 0
4420 | 1170.7092 | 0 | 0 | 0 | 0 | 1573.55 | 0 | 0 | 0 | 1465587.4596 | 0
4421 | 1391.7281 | 0 | 0 | 0 | 0 | 1664.15 | 0 | 0 | 0 | 1742276.5363 | 0
4422 | 1459.4151 | 0 | 0 | 0 | 0 | 1766.15 | 0 | 0 | 0 | 1827012.5666 | 0
4423 | 1333.7106 | 315.5524 | 315.5524 | 307.1779 | 307.1779 | 1716.35 | 552887.1945 | 110584.0281 | 50162.1439 | 1979479.5576 | 84856.4504
4424 | 1049.1048 | 1040.0322 | 1040.0322 | 1012.4303 | 1012.4303 | 1639.75 | 1740981.5556 | 364474.9235 | 165329.875 | 70719.9843 | 355207.2205
4425 | 1288.2412 | 1351.9619 | 1351.9619 | 1316.0816 | 1288.2412 | 1838.75 | 2489074.9245 | 463766.8226 | 210369.7837 | 0 | 207728.8613
4426 | 1625.402 | 1705.7988 | 1705.7988 | 1660.5278 | 1625.402 | 1814.5 | 3098068.7054 | 585144.7114 | 265428.1427 | 0 | 301512.0665
4427 | 1252.525 | 1314.4783 | 1314.4783 | 1279.5927 | 1252.525 | 1636.35 | 2165050.3562 | 450909.0166 | 204537.34 | 0 | 455480.7163
4428 | 1499.6906 | 1573.8698 | 1573.8698 | 1532.1001 | 1499.6906 | 1304.5 | 2063363.2006 | 539888.6153 | 244899.4747 | 0 | 1043034.395
4429 | 1174.5986 | 1232.6978 | 1232.6978 | 1199.9827 | 1174.5986 | 1104.25 | 1361350.6708 | 422855.5082 | 191811.9569 | 0 | 1052146.1585
4430 | 1162.5522 | 1315.534 | 1220.055 | 1280.6205 | 1162.5522 | 1402.45 | 1716886.6565 | 418518.8078 | 189844.7814 | 0 | 694683.0934
4431 | 1383.5979 | 1452.0345 | 1452.0345 | 1413.4983 | 1383.5979 | 1559.75 | 2275130.3969 | 498095.2289 | 225941.5302 | 0 | 609128.957
4432 | 1184.4607 | 101.2847 | 101.2847 | 98.5967 | 98.5967 | 1680.95 | 175132.7519 | 35494.7956 | 16100.8337 | 2093889.0843 | 30636.1382
4433 | 1396.2434 | 825.967 | 825.967 | 804.0463 | 804.0463 | 1901.9 | 1614398.2778 | 289456.6725 | 131300.7628 | 1141943.1496 | 76817.8917
4434 | 1222.7384 | 93.6897 | 93.6897 | 91.2033 | 91.2033 | 1617.55 | 155787.038 | 32833.1732 | 14893.4922 | 2181957.3923 | 33969.9739
4435 | 1330.2572 | 1396.0551 | 1396.0551 | 1359.0046 | 1330.2572 | 1715 | 2413256.1042 | 478892.5931 | 217231.0012 | 0 | 379123.245
4436 | 1078.8483 | 1132.2107 | 1132.2107 | 1102.1625 | 1078.8483 | 1787 | 2037199.0609 | 388385.374 | 176175.921 | 0 | 229794.624
4437 | 1160.349 | 1217.743 | 1217.743 | 1185.4248 | 1160.349 | 1525.7 | 1872622.2269 | 417725.6263 | 189484.9855 | 0 | 550353.5127
4438 | 1320.5876 | 1385.9079 | 1385.9079 | 1349.1266 | 1320.5876 | 1219.7 | 1700528.3954 | 475411.5461 | 215651.9597 | 0 | 1030454.5261
4439 | 1039.4793 | 1090.8944 | 1090.8944 | 1061.9427 | 1039.4793 | 1246.25 | 1368967.6173 | 374212.5401 | 169746.9661 | 0 | 783507.2962
4440 | 1082.9924 | 651.8696 | 651.8696 | 634.5693 | 634.5693 | 1231.1 | 826946.1173 | 228444.9472 | 103625.1663 | 864701.3736 | 359476.8969
4441 | 1015.996 | 0 | 0 | 0 | 0 | 703.55 | 0 | 0 | 0 | 1271905.105 | 0
4442 | 1259.1168 | 0 | 0 | 0 | 0 | 1040.6 | 0 | 0 | 0 | 1576263.0908 | 0
4443 | 955.2158 | 0 | 0 | 0 | 0 | 1194.55 | 0 | 0 | 0 | 1195815.6082 | 0
4444 | 1254.9727 | 0 | 0 | 0 | 0 | 1232.7 | 0 | 0 | 0 | 1571075.1698 | 0
4445 | 1275.6932 | 0 | 0 | 0 | 0 | 1228.4 | 0 | 0 | 0 | 1597014.7707 | 0
4446 | 932.4233 | 0 | 0 | 0 | 0 | 1301.45 | 0 | 0 | 0 | 1167282.047 | 0
4447 | 1058.1277 | 1110.4648 | 1110.4648 | 1080.9937 | 1058.1277 | 1233.2 | 1379145.3821 | 380925.9878 | 172792.2606 | 0 | 811372.3541
4448 | 793.1348 | 832.3646 | 832.3646 | 810.2741 | 793.1348 | 1141.9 | 958688.11 | 285528.5195 | 129518.909 | 0 | 680588.2854
4449 | 1186.5863 | 1245.2778 | 1245.2778 | 1212.2288 | 1186.5863 | 1379.3 | 1734193.7 | 427171.0741 | 193769.5456 | 0 | 736514.127
4450 | 1347.1392 | 1413.7732 | 1413.7732 | 1376.2524 | 1347.1392 | 1281.25 | 1825917.1024 | 484970.1278 | 219987.8385 | 0 | 968256.1563
4451 | 1551.5661 | 1878.4301 | 1628.3096 | 1828.5776 | 1551.5661 | 1123.95 | 1843246.262 | 558563.8104 | 253370.7507 | 0 | 1359249.5169
4452 | 1023.2024 | 2139.7715 | 1073.8123 | 2082.9832 | 1023.2024 | 742.75 | 803629.6271 | 368352.8816 | 167088.9599 | 0 | 1286421.279
4453 | 1250.4936 | 1312.3458 | 1312.3458 | 1277.5168 | 1250.4936 | 390.75 | 517093.5148 | 450177.6859 | 204205.6003 | 0 | 2012356.7807
4454 | 1279.245 | 2452.7066 | 1342.521 | 2387.6131 | 1279.245 | 779.15 | 1053599.6741 | 460528.2058 | 208900.7111 | 0 | 1561766.2778
4455 | 790.3815 | 2362.3384 | 829.4754 | 2299.6433 | 790.3815 | 1149.25 | 960504.5712 | 284537.3536 | 129069.3051 | 0 | 672417.0932
4456 | 1057.9646 | 1908.852 | 1110.2938 | 1858.1921 | 1057.9646 | 1235.75 | 1385163.4006 | 380867.2452 | 172765.6143 | 0 | 808549.4226
4457 | 1309.8432 | 568.8277 | 568.8277 | 553.7313 | 553.7313 | 1530.4 | 896586.0981 | 199343.2677 | 90424.3212 | 1458022.6317 | 253244.4792
4458 | 1349.9434 | 226.3156 | 226.3156 | 220.3093 | 220.3093 | 1377.6 | 320769.1871 | 79311.3445 | 35976.5071 | 2178291.5683 | 133540.8992
4459 | 1201.79 | 1261.2338 | 1261.2338 | 1227.7613 | 1201.79 | 1251.8 | 1591135.7072 | 432644.3986 | 196252.3063 | 0 | 899179.275
4460 | 1417.2834 | 1487.3856 | 1487.3856 | 1447.9112 | 1417.2834 | 1482.7 | 2222646.7444 | 510222.015 | 231442.3751 | 0 | 733160.4959
4461 | 1335.092 | 1401.1293 | 1401.1293 | 1363.9441 | 1335.092 | 1261.4 | 1783745.3723 | 480633.1164 | 218020.522 | 0 | 986098.9438
4462 | 1290.1975 | 1354.0147 | 1354.0147 | 1318.0799 | 1290.1975 | 1113.6 | 1521569.852 | 464471.113 | 210689.2576 | 0 | 1143631.0959
4463 | 1175.544 | 1233.6896 | 1233.6896 | 1200.9481 | 1175.544 | 697.5 | 868203.3452 | 423195.8429 | 191966.3365 | 0 | 1531146.06
4464 | 1105.7849 | 0 | 0 | 0 | 0 | 353.45 | 0 | 0 | 0 | 2132302.7789 | 0
4465 | 1215.6037 | 0 | 0 | 0 | 0 | 1038.65 | 0 | 0 | 0 | 2344068.0142 | 0
4466 | 895.1263 | 0 | 0 | 0 | 0 | 1018.7 | 0 | 0 | 0 | 1726086.4475 | 0
4467 | 966.2668 | 0 | 0 | 0 | 0 | 1133.05 | 0 | 0 | 0 | 1863267.7006 | 0
4468 | 1008.3985 | 0 | 0 | 0 | 0 | 1126.15 | 0 | 0 | 0 | 1944510.9677 | 0
4469 | 1040.17 | 72.1674 | 72.1674 | 70.2521 | 70.2521 | 1121.45 | 83385.1149 | 25290.7452 | 11472.163 | 1870308.1897 | 0
4470 | 973.1736 | 1021.3098 | 1021.3098 | 994.2048 | 973.1736 | 1119.95 | 1153139.6108 | 350342.5045 | 158919.2527 | 0 | 832327.5286
4471 | 1027.7377 | 1078.5717 | 1078.5717 | 1049.9469 | 1027.7377 | 1187.35 | 1288769.1634 | 369985.5547 | 167829.5586 | 0 | 835191.0029
4472 | 181.6015 | 190.5845 | 190.5845 | 185.5265 | 181.6015 | 1032.25 | 197759.7304 | 65376.547 | 29655.5281 | 0 | 175744.3678
4473 | 87.356 | 91.6769 | 91.6769 | 89.2438 | 87.356 | 1144.05 | 105640.5264 | 31448.1505 | 14265.2305 | 0 | 74772.3457
4474 | 0 | 25.8052 | 0 | 25.1204 | 0 | 993.7 | 0 | 0 | 0 | 0 | 0
4475 | 0 | 775.6757 | 0 | 755.0897 | 0 | 392.45 | 0 | 0 | 0 | 0 | 0
4476 | 0 | 1271.8785 | 0 | 1238.1235 | 0 | 386 | 0 | 0 | 0 | 0 | 0
4477 | 0 | 1655.3962 | 0 | 1611.4629 | 0 | 390.75 | 0 | 0 | 0 | 0 | 0
4478 | 0 | 3080.8447 | 0 | 2999.0808 | 0 | 422.4 | 0 | 0 | 0 | 0 | 0
4479 | 0 | 2005.9944 | 0 | 1952.7564 | 0 | 435.75 | 0 | 0 | 0 | 0 | 0
4480 | 0 | 1776.6721 | 0 | 1729.5202 | 0 | 1032.75 | 0 | 0 | 0 | 0 | 0
4481 | 0 | 1273.438 | 0 | 1239.6416 | 0 | 1492.9 | 0 | 0 | 0 | 0 | 0
4482 | 0 | 346.9881 | 0 | 337.7792 | 0 | 1141.6 | 0 | 0 | 0 | 0 | 0
4483 | 0 | 0 | 0 | 0 | 0 | 1128.25 | 0 | 0 | 0 | 0 | 0
4484 | 0 | 0 | 0 | 0 | 0 | 1483.7 | 0 | 0 | 0 | 0 | 0
4485 | 118.7976 | 124.6741 | 124.6741 | 121.3653 | 118.7976 | 1525.7 | 191914.4548 | 42767.1474 | 19399.6533 | 0 | 56345.7168
4486 | 193.3915 | 202.9566 | 202.9566 | 197.5703 | 193.3915 | 1541.6 | 315573.545 | 69620.9377 | 31580.8309 | 0 | 88650.4344
4487 | 241.0487 | 252.9719 | 252.9719 | 246.2582 | 241.0487 | 1497 | 381320.7473 | 86777.526 | 39363.25 | 0 | 121247.4876
4488 | 237.5953 | 249.3471 | 249.3471 | 242.7296 | 237.5953 | 1129 | 284005.943 | 85534.2949 | 38799.3065 | 0 | 206945.245
4489 | 234.8325 | 246.4485 | 246.4485 | 239.9079 | 234.8325 | 1462.45 | 363513.6256 | 84539.7101 | 38348.1518 | 0 | 126234.2254
4490 | 251.4089 | 263.8444 | 263.8444 | 256.8421 | 251.4089 | 1299.15 | 345854.522 | 90507.219 | 41055.0802 | 0 | 176199.9569
4491 | 171.9803 | 180.4866 | 180.4866 | 175.6966 | 171.9803 | 1313.7 | 238775.5085 | 61912.9053 | 28084.3818 | 0 | 118029.874
4492 | 178.8871 | 187.7352 | 187.7352 | 182.7528 | 178.8871 | 1421.25 | 268723.6458 | 64399.3674 | 29212.2686 | 0 | 103530.8513
4493 | 246.5742 | 258.7702 | 258.7702 | 251.9026 | 246.5742 | 1412.65 | 367838.6576 | 88766.6956 | 40265.5594 | 0 | 144825.2389
4494 | 227.9257 | 239.1998 | 239.1998 | 232.8516 | 227.9257 | 1360.8 | 327468.688 | 82053.248 | 37220.265 | 0 | 145690.1004
4495 | 274.8922 | 288.49 | 288.49 | 280.8336 | 274.8922 | 1108.4 | 321751.8055 | 98961.1901 | 44889.8954 | 0 | 245093.7072
4496 | 119.5695 | 125.4832 | 125.4832 | 122.153 | 119.5695 | 1029.4 | 130001.4835 | 43045.0096 | 19525.6946 | 0 | 116054.1286
4497 | 639.3445 | 711.8264 | 670.9687 | 692.9349 | 639.3445 | 962.3 | 649236.2554 | 230164.0228 | 104404.9581 | 0 | 663447.7957
4498 | 1147.0671 | 3198.4212 | 1203.804 | 3113.5369 | 1147.0671 | 372.95 | 450943.3254 | 412944.1596 | 187316.0591 | 0 | 1866335.5413
4499 | 1141.3284 | 3662.6951 | 1197.7812 | 3565.4892 | 1141.3284 | 382.75 | 459980.0494 | 410878.2208 | 186378.9263 | 0 | 1845813.3403
4500 | 1174.7929 | 2875.6055 | 1232.9014 | 2799.2885 | 1174.7929 | 385.35 | 477256.4137 | 422925.44 | 191843.6788 | 0 | 1896879.3382
4501 | 1161.3384 | 3892.8497 | 1218.7809 | 3789.5356 | 1161.3384 | 393.3 | 481427.3549 | 418081.8121 | 189646.5553 | 0 | 1865922.3543
4502 | 906.2351 | 2059.7731 | 951.0598 | 2005.1078 | 906.2351 | 778 | 745345.1771 | 326244.6466 | 147988.1966 | 0 | 1107419.3281
4503 | 844.8066 | 886.5924 | 886.5924 | 863.0627 | 844.8066 | 1228.9 | 1094962.3675 | 304130.3638 | 137956.9122 | 0 | 651429.9066
4504 | 961.5296 | 1467.5812 | 1009.0888 | 1428.6324 | 961.5296 | 1128.55 | 1143768.0453 | 346150.6402 | 157017.7765 | 0 | 837924.9318
4505 | 1098.1261 | 37.8667 | 37.8667 | 36.8618 | 36.8618 | 1365.75 | 53110.7012 | 13270.2305 | 6019.524 | 2046453.0469 | 22769.575
4506 | 934.1267 | 45.998 | 45.998 | 44.7772 | 44.7772 | 1262.05 | 59802.1985 | 16119.7883 | 7312.1151 | 1714946.8366 | 32180.5236
4507 | 1015.996 | 1066.2499 | 1066.2499 | 1037.9522 | 1015.996 | 1113.5 | 1200258.6625 | 365758.5694 | 165912.151 | 0 | 900680.454
4508 | 813.6256 | 853.8701 | 853.8701 | 831.2089 | 813.6256 | 1518.35 | 1308240.8792 | 292905.2308 | 132865.0672 | 0 | 391882.7901
4509 | 770.8032 | 808.929 | 808.929 | 787.4605 | 770.8032 | 1667.95 | 1361495.7454 | 277489.166 | 125872.1689 | 0 | 255945.1361
4510 | 861.9735 | 904.6096 | 904.6096 | 880.6017 | 861.9735 | 1900 | 1732331.4836 | 310310.4653 | 140760.2749 | 0 | 86197.3515
4511 | 1115.4545 | 1170.6284 | 1170.6284 | 1139.5606 | 1115.4545 | 1897 | 2234514.8699 | 401563.6229 | 182153.7212 | 0 | 114891.8143
4512 | 933.114 | 366.6277 | 366.6277 | 356.8976 | 356.8976 | 1874.35 | 706896.381 | 128483.135 | 58281.3776 | 1111127.2256 | 35773.9372
4513 | 1098.8781 | 0 | 0 | 0 | 0 | 1809.85 | 0 | 0 | 0 | 1375663.5083 | 0
4514 | 1076.0855 | 0 | 0 | 0 | 0 | 1777.2 | 0 | 0 | 0 | 1347129.947 | 0
4515 | 1114.0731 | 0 | 0 | 0 | 0 | 1612.4 | 0 | 0 | 0 | 1394685.8825 | 0
4516 | 739.0318 | 0 | 0 | 0 | 0 | 1510.85 | 0 | 0 | 0 | 925179.1039 | 0
4517 | 871.6431 | 0 | 0 | 0 | 0 | 1545.35 | 0 | 0 | 0 | 1091192.5506 | 0
4518 | 1126.5055 | 0 | 0 | 0 | 0 | 1580.15 | 0 | 0 | 0 | 1410249.644 | 0
4519 | 891.6729 | 935.7776 | 935.7776 | 910.9425 | 891.6729 | 1363.4 | 1285738.4231 | 321002.2521 | 145610.1883 | 0 | 567638.9825
4520 | 1175.0536 | 1233.1743 | 1233.1743 | 1200.4465 | 1175.0536 | 534.65 | 663498.3867 | 423019.3039 | 191886.2565 | 0 | 1721863.9135
4521 | 977.329 | 1025.6703 | 1025.6703 | 998.4496 | 977.329 | 302.05 | 311663.6089 | 351838.4222 | 159597.8176 | 0 | 1659455.6915
4522 | 1380.4794 | 1448.7612 | 1448.7612 | 1410.3119 | 1380.4794 | 312.45 | 454061.2957 | 496972.5912 | 225432.2893 | 0 | 2329627.3364
4523 | 1327.1344 | 1392.7787 | 1392.7787 | 1355.8151 | 1327.1344 | 324.8 | 453384.1684 | 477768.4013 | 216721.0554 | 0 | 2223214.8768
4524 | 1231.0111 | 1291.9001 | 1291.9001 | 1257.6138 | 1231.0111 | 327.55 | 424305.774 | 443163.9982 | 201024.1136 | 0 | 2058804.3469
4525 | 1202.3589 | 1473.326 | 1261.8309 | 1434.2247 | 1202.3589 | 331.8 | 420239.0155 | 432849.2209 | 196345.216 | 0 | 2005775.1954
4526 | 1118.7189 | 1174.0539 | 1174.0539 | 1142.8951 | 1118.7189 | 342.7 | 404684.7521 | 402738.7871 | 182686.7887 | 0 | 1854052.7551
4527 | 1397.5799 | 1466.7081 | 1466.7081 | 1427.7825 | 1397.5799 | 342.4 | 505319.4803 | 503128.7604 | 228224.796 | 0 | 2316628.4257
4528 | 1387.754 | 1419.8233 | 1419.8233 | 1382.142 | 1382.142 | 327.9 | 478188.3465 | 497571.1205 | 225703.7888 | 10821.7991 | 2250750.2702
4529 | 1404.902 | 55.1566 | 55.1566 | 53.6928 | 53.6928 | 318.5 | 18092.4343 | 19329.4026 | 8768.0318 | 2605558.3546 | 87927.3165
4530 | 1178.5865 | 142.4625 | 142.4625 | 138.6816 | 138.6816 | 610.15 | 89506.4398 | 49925.3713 | 22646.7032 | 2005265.2244 | 187715.9207
4531 | 1232.8708 | 1293.8521 | 1293.8521 | 1259.514 | 1232.8708 | 1126.45 | 1474355.5661 | 443833.4779 | 201327.7971 | 0 | 1076974.2629
4532 | 1013.2333 | 1063.3502 | 1063.3502 | 1035.1295 | 1013.2333 | 1447.8 | 1554102.1329 | 364763.9844 | 165460.9963 | 0 | 559507.2626
4533 | 1301.9392 | 1366.3364 | 1366.3364 | 1330.0746 | 1301.9392 | 1574 | 2169337.4593 | 468698.0987 | 212606.6653 | 0 | 554626.014
4534 | 1252.9006 | 1314.8729 | 1314.8729 | 1279.9769 | 1252.9006 | 1709.55 | 2266390.8175 | 451044.2178 | 204598.6688 | 0 | 363904.9807
4535 | 1488.4238 | 1562.0455 | 1562.0455 | 1520.5896 | 1488.4238 | 1812.35 | 2853007.2359 | 535832.5741 | 243059.6093 | 0 | 279302.7293
4536 | 1379.9864 | 0 | 0 | 0 | 0 | 1780.3 | 0 | 0 | 0 | 2661049.9397 | 0
4537 | 1263.2609 | 0 | 0 | 0 | 0 | 1451.4 | 0 | 0 | 0 | 1581451.0104 | 0
4538 | 1365.4821 | 0 | 0 | 0 | 0 | 1552.95 | 0 | 0 | 0 | 1709419.7088 | 0
4539 | 1331.6386 | 0 | 0 | 0 | 0 | 1494.45 | 0 | 0 | 0 | 1667051.6943 | 0
4540 | 1141.0098 | 0 | 0 | 0 | 0 | 1412.05 | 0 | 0 | 0 | 1428407.3647 | 0
4541 | 1093.3526 | 0 | 0 | 0 | 0 | 1407.85 | 0 | 0 | 0 | 1368746.2817 | 0
4542 | 949.6904 | 0 | 0 | 0 | 0 | 1485.15 | 0 | 0 | 0 | 1188898.3813 | 0
4543 | 966.9575 | 339.5526 | 339.5526 | 330.5411 | 330.5411 | 1522.45 | 532770.6489 | 118994.7842 | 53977.3563 | 1227211.929 | 153729.5531
4544 | 843.7136 | 885.4464 | 885.4464 | 861.9471 | 843.7136 | 1521.55 | 1361201.9666 | 303736.8812 | 137778.4242 | 0 | 403674.4849
4545 | 1005.3405 | 1055.0668 | 1055.0668 | 1027.0659 | 1005.3405 | 1874.75 | 1994623.0917 | 361922.58 | 164172.1037 | 0 | 125918.835
4546 | 1563.6281 | 1640.9693 | 1640.9693 | 1597.4188 | 1563.6281 | 1879.5 | 3106157.5444 | 562906.1056 | 255340.464 | 0 | 188417.174
4547 | 1371.9495 | 1818.8396 | 1439.8093 | 1770.5685 | 1371.9495 | 1640.85 | 2382248.4456 | 493901.8103 | 224039.3489 | 0 | 492735.6532
4548 | 1263.6571 | 1326.1609 | 1326.1609 | 1290.9653 | 1263.6571 | 1451.8 | 1938905.4323 | 454916.5718 | 206355.2116 | 0 | 692736.7674
4549 | 1241.5078 | 875.1438 | 875.1438 | 851.918 | 851.918 | 1107.25 | 995114.3231 | 306690.4658 | 139118.203 | 751252.2704 | 740696.82
4550 | 1242.3884 | 393.9494 | 393.9494 | 383.4942 | 383.4942 | 1718.3 | 695866.5006 | 138057.9142 | 62624.6038 | 1656219.4088 | 105210.1611
4551 | 1546.4283 | 396.1543 | 396.1543 | 385.6406 | 385.6406 | 1802.25 | 732954.6912 | 138830.6195 | 62975.1116 | 2238365.5046 | 74269.7585
4552 | 1391.9206 | 213.9938 | 213.9938 | 208.3146 | 208.3146 | 1848.45 | 406666.5149 | 74993.242 | 34017.7678 | 2282366.4606 | 30746.0093
4553 | 1102.5551 | 129.488 | 129.488 | 126.0514 | 126.0514 | 1898.7 | 252839.1922 | 45378.5097 | 20584.1962 | 1883007.7224 | 12435.6893
4554 | 1208.6278 | 119.8235 | 119.8235 | 116.6434 | 116.6434 | 1705.25 | 209975.0742 | 41991.6256 | 19047.868 | 2105690.918 | 33483.0105
4555 | 1185.9043 | 1244.562 | 1244.562 | 1211.532 | 1185.9043 | 1678.6 | 2108704.4015 | 426925.5358 | 193658.1666 | 0 | 381149.5456
4556 | 1010.4706 | 1060.4516 | 1060.4516 | 1032.3078 | 1010.4706 | 1863.7 | 1992838.7691 | 363769.3994 | 165009.8415 | 0 | 137727.1365
4557 | 1031.1911 | 1082.1965 | 1082.1965 | 1053.4756 | 1031.1911 | 1786.3 | 1949344.276 | 371228.7859 | 168393.5021 | 0 | 220365.5167
4558 | 1206.6248 | 1266.3079 | 1266.3079 | 1232.7008 | 1206.6248 | 1887.2 | 2405618.4343 | 434384.9222 | 197041.8272 | 0 | 136107.2756
4559 | 1274.3118 | 1337.3429 | 1337.3429 | 1301.8506 | 1274.3118 | 1882 | 2530450.8719 | 458752.2502 | 208095.1179 | 0 | 150368.7931
4560 | 1225.2732 | 957.4815 | 957.4815 | 932.0705 | 932.0705 | 1802.45 | 1773058.1311 | 335545.365 | 152207.1059 | 565387.6322 | 155409.8193
4561 | 1292.9603 | 0 | 0 | 0 | 0 | 1283.9 | 0 | 0 | 0 | 1618631.1053 | 0
4562 | 1131.3402 | 0 | 0 | 0 | 0 | 1248.25 | 0 | 0 | 0 | 1416302.2171 | 0
4563 | 1158.2769 | 0 | 0 | 0 | 0 | 1354.35 | 0 | 0 | 0 | 1450023.6981 | 0
4564 | 1222.5105 | 0 | 0 | 0 | 0 | 1302.55 | 0 | 0 | 0 | 1530436.461 | 0
4565 | 826.7486 | 0 | 0 | 0 | 0 | 1332.75 | 0 | 0 | 0 | 1034990.0817 | 0
4566 | 1008.3985 | 0 | 0 | 0 | 0 | 1406.35 | 0 | 0 | 0 | 1262393.9179 | 0
4567 | 964.1947 | 1011.8867 | 1011.8867 | 985.0318 | 964.1947 | 1375.55 | 1404548.5892 | 347110.1038 | 157452.9998 | 0 | 602090.9433
4568 | 949.7888 | 996.7681 | 996.7681 | 970.3144 | 949.7888 | 1237.05 | 1242379.2947 | 341923.9655 | 155100.5099 | 0 | 724640.7546
4569 | 1299.4648 | 1363.7401 | 1363.7401 | 1327.5471 | 1299.4648 | 1567.25 | 2152075.4194 | 467807.3237 | 212202.5999 | 0 | 562343.387
4570 | 1185.0608 | 1243.6763 | 1243.6763 | 1210.6698 | 1185.0608 | 1483.6 | 1855647.2645 | 426621.8768 | 193520.4236 | 0 | 611965.3811
4571 | 1494.3067 | 1568.2195 | 1568.2195 | 1526.5998 | 1494.3067 | 1230.05 | 1944454.6415 | 537950.4181 | 244020.2869 | 0 | 1150541.4568
4572 | 1253.3755 | 1353.5382 | 1315.3703 | 1317.6161 | 1253.3755 | 1304.3 | 1728223.086 | 451215.1624 | 204676.2111 | 0 | 871973.3013
4573 | 1225.6264 | 1286.2488 | 1286.2488 | 1252.1124 | 1225.6264 | 1309.05 | 1694300.2225 | 441225.49 | 200144.7848 | 0 | 846846.2847
4574 | 1352.7545 | 1419.6659 | 1419.6659 | 1381.9888 | 1352.7545 | 1670.8 | 2387575.1269 | 486991.6214 | 220904.8105 | 0 | 445326.7827
4575 | 1293.0716 | 1357.0308 | 1357.0308 | 1321.016 | 1293.0716 | 1597.15 | 2181136.6646 | 465505.7922 | 211158.5996 | 0 | 520913.9122
4576 | 998.7617 | 1048.1624 | 1048.1624 | 1020.3448 | 998.7617 | 1525.35 | 1607693.1215 | 359554.2248 | 163097.7914 | 0 | 474062.2578
4577 | 1126.9881 | 719.5819 | 719.5819 | 700.4846 | 700.4846 | 1807.9 | 1338153.9252 | 252174.4672 | 114389.1402 | 822433.3977 | 131050.4279
4578 | 1225.8163 | 129.0892 | 129.0892 | 125.6632 | 125.6632 | 1666.95 | 221272.822 | 45238.7534 | 20520.8012 | 2121442.8157 | 40759.6582
4579 | 1032.5724 | 1083.6458 | 1083.6458 | 1054.8864 | 1032.5724 | 1628.6 | 1779913.3678 | 371726.078 | 168619.0793 | 0 | 383497.2408
4580 | 1021.5215 | 1072.0482 | 1072.0482 | 1043.5966 | 1021.5215 | 1833.7 | 1980905.7078 | 367747.7389 | 166814.4605 | 0 | 169878.9423
4581 | 1216.2944 | 1276.4552 | 1276.4552 | 1242.5788 | 1216.2944 | 1791.3 | 2301323.5535 | 437865.9689 | 198620.8687 | 0 | 253840.5578
4582 | 1219.0571 | 1279.3549 | 1279.3549 | 1245.4015 | 1219.0571 | 1887.2 | 2427310.6373 | 438860.5538 | 199072.0235 | 0 | 137509.6296
4583 | 1163.1117 | 1220.6427 | 1220.6427 | 1188.2475 | 1163.1117 | 1882 | 2308698.7129 | 418720.2113 | 189936.1403 | 0 | 137247.1804
4584 | 1101.6408 | 0 | 0 | 0 | 0 | 1754.55 | 0 | 0 | 0 | 2124311.6387 | 0
4585 | 1022.2122 | 0 | 0 | 0 | 0 | 1305.2 | 0 | 0 | 0 | 1279686.9852 | 0
4586 | 1254.9727 | 0 | 0 | 0 | 0 | 1243.95 | 0 | 0 | 0 | 1571075.1698 | 0
4587 | 1133.4123 | 0 | 0 | 0 | 0 | 1123.75 | 0 | 0 | 0 | 1418896.1776 | 0
4588 | 973.1736 | 0 | 0 | 0 | 0 | 1002.05 | 0 | 0 | 0 | 1218296.5958 | 0
4589 | 1258.4261 | 0 | 0 | 0 | 0 | 1114.6 | 0 | 0 | 0 | 1575398.4373 | 0
4590 | 1203.862 | 0 | 0 | 0 | 0 | 1351.15 | 0 | 0 | 0 | 1507090.8207 | 0
4591 | 1112.6918 | 209.9587 | 209.9587 | 204.3865 | 204.3865 | 1322.95 | 286911.8713 | 73579.1287 | 33376.3103 | 1751499.6495 | 134767.4795
4592 | 1002.4448 | 439.2033 | 439.2033 | 427.5471 | 427.5471 | 1237.05 | 559971.7431 | 153916.9466 | 69818.4372 | 1108584.4971 | 317682.4617
4593 | 715.8188 | 751.2253 | 751.2253 | 731.2882 | 715.8188 | 1614.75 | 1220964.8815 | 257694.7524 | 116893.203 | 0 | 275769.176
4594 | 888.077 | 932.0037 | 932.0037 | 907.2688 | 888.077 | 1633.7 | 1532634.71 | 319707.7378 | 145022.9822 | 0 | 325302.6051
4595 | 1386.1353 | 1454.697 | 1454.697 | 1416.0901 | 1386.1353 | 1591.45 | 2334974.737 | 499008.6929 | 226355.8876 | 0 | 566305.4542
4596 | 1199.0566 | 1258.3656 | 1258.3656 | 1224.9693 | 1199.0566 | 1339.2 | 1700161.5318 | 431660.3814 | 195805.9452 | 0 | 792336.6112
4597 | 1228.0489 | 1288.7916 | 1288.7916 | 1254.5878 | 1228.0489 | 1166.3 | 1515902.2152 | 442097.6166 | 200540.3911 | 0 | 1023824.3971
4598 | 1402.9448 | 1472.3374 | 1472.3374 | 1433.2624 | 1402.9448 | 1573.3 | 2334268.9341 | 505060.1197 | 229100.8821 | 0 | 598636.5363
4599 | 1345.1535 | 1411.689 | 1411.689 | 1374.2235 | 1345.1535 | 1167 | 1657197.1854 | 484255.2701 | 219663.5711 | 0 | 1120512.449
4600 | 1550.7356 | 114.1469 | 114.1469 | 111.1175 | 111.1175 | 1142.95 | 133782.8518 | 40002.3047 | 18145.4899 | 2776038.5773 | 92747.3798
4601 | 1497.0151 | 46.3663 | 46.3663 | 45.1358 | 45.1358 | 1630.3 | 77703.7601 | 16248.879 | 7370.6721 | 2799682.0591 | 16250.9029
4602 | 1191.2752 | 16.2257 | 16.2257 | 15.7951 | 15.7951 | 1622.05 | 27046.6304 | 5686.2434 | 2579.3432 | 2266697.0392 | 5814.0049
4603 | 1230.7987 | 1291.6776 | 1291.6776 | 1257.3972 | 1230.7987 | 1600.7 | 2085534.7911 | 443087.5392 | 200989.431 | 0 | 491457.9289
4604 | 1251.5192 | 1313.4225 | 1313.4225 | 1278.565 | 1251.5192 | 1743.7 | 2307575.7587 | 450546.9257 | 204373.0916 | 0 | 320764.3197
4605 | 1339.2361 | 1405.4782 | 1405.4782 | 1368.1776 | 1339.2361 | 1663.2 | 2356195.5243 | 482124.9938 | 218697.2542 | 0 | 451054.6848
4606 | 1237.0149 | 1298.2011 | 1298.2011 | 1263.7476 | 1237.0149 | 1879.7 | 2457320.278 | 445325.3554 | 202004.5293 | 0 | 148812.8896
4607 | 1361.338 | 1428.6735 | 1428.6735 | 1390.7572 | 1361.338 | 1882 | 2703462.281 | 490081.6724 | 222306.492 | 0 | 160637.8815
4608 | 1507.763 | 803.7111 | 803.7111 | 782.381 | 782.381 | 1489.25 | 1233491.5865 | 281657.1665 | 127762.8202 | 1398765.6184 | 310420.5705
4609 | 607.8018 | 0 | 0 | 0 | 0 | 1216.05 | 0 | 0 | 0 | 760894.964 | 0
4610 | 762.515 | 0 | 0 | 0 | 0 | 1388.85 | 0 | 0 | 0 | 954577.3184 | 0
4611 | 928.2792 | 0 | 0 | 0 | 0 | 1391.85 | 0 | 0 | 0 | 1162094.1268 | 0
4612 | 756.9896 | 0 | 0 | 0 | 0 | 1450.05 | 0 | 0 | 0 | 947660.0915 | 0
4613 | 800.5026 | 0 | 0 | 0 | 0 | 1482.85 | 0 | 0 | 0 | 1002133.2537 | 0
4614 | 622.3062 | 0 | 0 | 0 | 0 | 1471.35 | 0 | 0 | 0 | 779052.6847 | 0
4615 | 551.1658 | 578.4282 | 578.4282 | 563.077 | 551.1658 | 1445.05 | 843042.5709 | 198419.6725 | 90005.3681 | 0 | 305869.4368
4616 | 537.6301 | 564.2237 | 564.2237 | 549.2495 | 537.6301 | 1297.75 | 740038.8699 | 193546.8285 | 87794.9919 | 0 | 377550.6675
4617 | 520.8758 | 584.5759 | 546.6389 | 569.0616 | 520.8758 | 1524.25 | 841576.0508 | 187515.2931 | 85059.0205 | 0 | 247806.6686
4618 | 948.3591 | 1359.2022 | 995.2674 | 1323.1297 | 948.3591 | 1421.1 | 1427390.8041 | 341409.2679 | 154867.0373 | 0 | 549005.0699
4619 | 845.2702 | 1886.5026 | 887.0793 | 1836.4359 | 845.2702 | 1230.05 | 1100901.6967 | 304297.2676 | 138032.6217 | 0 | 650815.781
4620 | 618.959 | 2150.6429 | 649.5744 | 2093.566 | 618.959 | 1217.25 | 798156.7064 | 222825.2301 | 101076.0002 | 0 | 484490.1356
4621 | 587.2298 | 1124.5654 | 616.276 | 1094.7201 | 587.2298 | 1166.3 | 724701.7555 | 211402.7342 | 95894.6291 | 0 | 489573.4985
4622 | 673.7052 | 3756.4321 | 707.0283 | 3656.7384 | 673.7052 | 1456.3 | 1036433.0003 | 242533.8608 | 110016.0541 | 0 | 366293.5003
4623 | 761.9789 | 2158.5202 | 799.6685 | 2101.2342 | 761.9789 | 1344.05 | 1083143.5873 | 274312.4 | 124431.1525 | 0 | 499820.0521
4624 | 727.5949 | 101.2973 | 101.2973 | 98.6089 | 98.6089 | 1329.15 | 138635.9252 | 35499.2089 | 16102.8356 | 1212883.7743 | 64425.0797
4625 | 423.3979 | 68.3095 | 68.3095 | 66.4966 | 66.4966 | 1755.4 | 123262.7622 | 23938.7867 | 10858.8996 | 688218.3679 | 15840.5406
4626 | 585.8407 | 20.4813 | 20.4813 | 19.9378 | 19.9378 | 1721.95 | 36189.6949 | 7177.5904 | 3255.8348 | 1091239.6703 | 5399.1749
4627 | 736.9597 | 773.412 | 773.412 | 752.8861 | 736.9597 | 1600.7 | 1246629.8397 | 265305.5019 | 120345.5235 | 0 | 294268.0192
4628 | 609.1832 | 639.3148 | 639.3148 | 622.3478 | 609.1832 | 1744.1 | 1124379.1198 | 219305.9538 | 99479.6174 | 0 | 155889.9297
4629 | 715.5485 | 750.942 | 750.942 | 731.0124 | 715.5485 | 1485.8 | 1126252.988 | 257597.4695 | 116849.0744 | 0 | 367935.0523
4630 | 707.951 | 742.9682 | 742.9682 | 723.2502 | 707.951 | 1734.1 | 1296583.2454 | 254862.3613 | 115608.3989 | 0 | 188244.1709
4631 | 652.0056 | 684.256 | 684.256 | 666.0962 | 652.0056 | 1865.3 | 1284151.3017 | 234722.0186 | 106472.5157 | 0 | 87825.1553
4632 | 602.2764 | 0 | 0 | 0 | 0 | 1404.95 | 0 | 0 | 0 | 1161379.153 | 0
4633 | 1192.8111 | 0 | 0 | 0 | 0 | 1751.4 | 0 | 0 | 0 | 2300116.7407 | 0
4634 | 1270.8584 | 0 | 0 | 0 | 0 | 1653.95 | 0 | 0 | 0 | 2450616.5614 | 0
4635 | 1317.8249 | 368.5724 | 368.5724 | 358.7906 | 358.7906 | 1614.45 | 613581.7791 | 129164.631 | 58590.5118 | 1849321.0914 | 98261.273
4636 | 1299.8671 | 1364.1619 | 1364.1619 | 1327.9578 | 1299.8671 | 1582.55 | 2179738.1809 | 467952.16 | 212268.2992 | 0 | 542629.4792
4637 | 1154.1328 | 1211.2195 | 1211.2195 | 1179.0744 | 1154.1328 | 1484.75 | 1819735.7719 | 415487.8105 | 188469.8874 | 0 | 594666.9288
4638 | 1298.4857 | 1362.7126 | 1362.7126 | 1326.547 | 1298.4857 | 1528.45 | 2104584.4043 | 467454.8675 | 212042.7218 | 0 | 612300.9521
4639 | 998.7289 | 1048.1288 | 1048.1288 | 1020.3121 | 998.7289 | 1537.45 | 1625183.705 | 359542.4141 | 163092.4339 | 0 | 461962.0656
4640 | 130.6101 | 137.0703 | 137.0703 | 133.4326 | 130.6101 | 1354.75 | 186920.5804 | 47019.6192 | 21328.6217 | 0 | 84276.1025
4641 | 175.9232 | 564.2667 | 184.6246 | 549.2914 | 175.9232 | 1614.75 | 300807.5705 | 63332.3643 | 28728.2642 | 0 | 67774.426
4642 | 234.3197 | 1330.3514 | 245.9091 | 1295.0446 | 234.3197 | 1588.1 | 393265.2152 | 84355.0903 | 38264.4062 | 0 | 96516.2825
4643 | 194.8402 | 339.5799 | 204.4763 | 330.5676 | 194.8402 | 1461.25 | 300806.2176 | 70142.4732 | 31817.4052 | 0 | 104970.1595
4644 | 182.0764 | 191.082 | 191.082 | 186.0108 | 182.0764 | 1240 | 238760.3818 | 65547.4913 | 29733.0703 | 0 | 138377.76
4645 | 203.5454 | 659.8276 | 213.6139 | 642.3162 | 203.5454 | 1082 | 232777.5234 | 73276.3477 | 33238.9655 | 0 | 186854.6867
4646 | 203.7794 | 2585.3556 | 213.8595 | 2516.7416 | 203.7794 | 1543.4 | 332197.7346 | 73360.5767 | 33277.1727 | 0 | 93045.6647
4647 | 223.5096 | 2631.5613 | 234.5654 | 2561.7211 | 223.5096 | 1558.65 | 368239.2599 | 80463.4663 | 36499.1224 | 0 | 98645.9746
4648 | 227.8445 | 2045.258 | 239.1138 | 1990.978 | 227.8445 | 1450.95 | 349505.2382 | 82024.0321 | 37207.0123 | 0 | 125098.0412
4649 | 436.2411 | 457.8187 | 457.8187 | 445.6684 | 436.2411 | 1682.3 | 775446.9944 | 157046.8086 | 71238.1774 | 0 | 138593.8086
4650 | 395.2318 | 414.7812 | 414.7812 | 403.7732 | 395.2318 | 1667.55 | 696234.5428 | 142283.4402 | 64541.3494 | 0 | 131394.8047
4651 | 255.553 | 268.1933 | 268.1933 | 261.0756 | 255.553 | 1628.6 | 440059.7481 | 91999.0963 | 41731.8123 | 0 | 94912.3842
4652 | 228.6164 | 239.924 | 239.924 | 233.5565 | 228.6164 | 1848.7 | 446274.7689 | 82301.8942 | 37333.0537 | 0 | 34589.6008
4653 | 206.5145 | 216.7287 | 216.7287 | 210.9769 | 206.5145 | 1791.3 | 390997.0067 | 74345.2156 | 33723.8159 | 0 | 43099.4718
4654 | 243.8114 | 255.8706 | 255.8706 | 249.0799 | 243.8114 | 1887.2 | 485800.3581 | 87772.1108 | 39814.4047 | 0 | 27501.8808
4655 | 205.1331 | 215.2794 | 215.2794 | 209.566 | 205.1331 | 1882 | 407385.8662 | 73847.9232 | 33498.2385 | 0 | 24205.694
4656 | 192.7008 | 202.2325 | 202.2325 | 196.8654 | 192.7008 | 1862.45 | 378566.9248 | 69372.2915 | 31468.0422 | 0 | 26505.9964
4657 | 223.7816 | 234.8509 | 234.8509 | 228.618 | 223.7816 | 1850.45 | 437612.8926 | 80561.3708 | 36543.5329 | 0 | 33466.5361
4658 | 188.5567 | 197.8835 | 197.8835 | 192.6318 | 188.5567 | 1641.5 | 327340.9879 | 67880.4143 | 30791.3101 | 0 | 67597.5792
4659 | 172.671 | 181.2118 | 181.2118 | 176.4025 | 172.671 | 1508.2 | 275969.7155 | 62161.5515 | 28197.1705 | 0 | 84919.5862
4660 | 181.6499 | 190.6349 | 190.6349 | 185.5756 | 181.6499 | 1449.3 | 278803.0563 | 65393.9522 | 29663.4233 | 0 | 100034.5819
4661 | 106.3653 | 111.6261 | 111.6261 | 108.6636 | 106.3653 | 1491.15 | 167760.0876 | 38291.5157 | 17369.457 | 0 | 54123.8302
4662 | 155.4039 | 163.0907 | 163.0907 | 158.7624 | 155.4039 | 1487.2 | 244637.183 | 55945.3964 | 25377.4534 | 0 | 79691.109
4663 | 132.6113 | 139.1713 | 139.1713 | 135.4778 | 132.6113 | 1344.3 | 188564.2018 | 47740.0716 | 21655.4269 | 0 | 86953.2359
4664 | 210.6517 | 221.0714 | 221.0714 | 215.2043 | 210.6517 | 1327.4 | 295189.0678 | 75834.6064 | 34399.4201 | 0 | 141684.323
4665 | 378.0493 | 529.9188 | 396.7483 | 515.8551 | 378.0493 | 1411.1 | 563760.3665 | 136097.7441 | 61735.4489 | 0 | 222633.2265
4666 | 837.0277 | 3071.4719 | 878.4307 | 2989.9567 | 837.0277 | 1273.7 | 1125403.3234 | 301329.9859 | 136686.6297 | 0 | 607933.2465
4667 | 1269.6825 | 2466.8093 | 1332.4839 | 2401.3415 | 1269.6825 | 1048.75 | 1407364.7464 | 457085.6993 | 207339.1519 | 0 | 1207785.4762
4668 | 1312.5904 | 3359.1905 | 1377.5142 | 3270.0394 | 1312.5904 | 804.1 | 1117684.7805 | 472532.5339 | 214346.0077 | 0 | 1569726.8259
4669 | 1239.8562 | 3278.2203 | 1301.1826 | 3191.2181 | 1239.8562 | 750 | 982445.682 | 446348.2234 | 202468.5135 | 0 | 1549820.22
4670 | 1427.338 | 3651.0398 | 1497.938 | 3554.1432 | 1427.338 | 1667.8 | 2514823.011 | 513841.6822 | 233084.2964 | 0 | 474161.6856
4671 | 1379.6333 | 3127.7284 | 1447.8744 | 3044.7202 | 1379.6333 | 1748.9 | 2547028.909 | 496667.9995 | 225294.1231 | 0 | 346425.9297
4672 | 1408.1145 | 1988.9134 | 1477.7642 | 1936.1287 | 1408.1145 | 1690.75 | 2515394.5209 | 506921.2366 | 229945.1054 | 0 | 435459.4234
4673 | 1482.0911 | 1324.2803 | 1324.2803 | 1289.1346 | 1289.1346 | 1735.5 | 2370041.8783 | 464088.4482 | 210515.6766 | 372081.1654 | 332074.989
4674 | 1357.8284 | 380.5184 | 380.5184 | 370.4196 | 370.4196 | 1284.6 | 504334.5346 | 133351.0684 | 60489.5263 | 1904036.2003 | 219577.722
4675 | 1372.3889 | 1440.2711 | 1440.2711 | 1402.0471 | 1372.3889 | 1613.95 | 2355811.6301 | 494060.0116 | 224111.1108 | 0 | 529810.743
4676 | 1344.7616 | 1411.2776 | 1411.2776 | 1373.823 | 1344.7616 | 1848.75 | 2634785.8457 | 484114.1634 | 219599.5636 | 0 | 203395.1867
4677 | 1383.4399 | 1451.8687 | 1451.8687 | 1413.3369 | 1383.4399 | 1798.65 | 2639931.6967 | 498038.351 | 225915.7298 | 0 | 278555.6166
4678 | 1246.6844 | 1308.3484 | 1308.3484 | 1273.6255 | 1246.6844 | 1900 | 2505171.7531 | 448806.402 | 203583.5707 | 0 | 124668.4
4679 | 1187.2856 | 1246.0124 | 1246.0124 | 1212.9439 | 1187.2856 | 1897 | 2378749.886 | 427422.8282 | 193883.744 | 0 | 122290.4203
4680 | 944.1649 | 990.866 | 990.866 | 964.5689 | 944.1649 | 1879.35 | 1875427.2617 | 339899.3638 | 154182.1281 | 0 | 108878.9034
4681 | 1060.1998 | 0 | 0 | 0 | 0 | 1007.05 | 0 | 0 | 0 | 1327242.9206 | 0
4682 | 1112.0011 | 0 | 0 | 0 | 0 | 1654.3 | 0 | 0 | 0 | 1392091.9233 | 0
4683 | 985.6059 | 0 | 0 | 0 | 0 | 1519.3 | 0 | 0 | 0 | 1233860.3564 | 0
4684 | 1117.5266 | 0 | 0 | 0 | 0 | 1327.55 | 0 | 0 | 0 | 1399009.1499 | 0
4685 | 919.991 | 0 | 0 | 0 | 0 | 1341.4 | 0 | 0 | 0 | 1151718.2864 | 0
4686 | 716.2392 | 0 | 0 | 0 | 0 | 1305.15 | 0 | 0 | 0 | 896645.5427 | 0
4687 | 888.9102 | 932.8779 | 932.8779 | 908.1198 | 888.9102 | 829.25 | 779779.1914 | 320007.6673 | 145159.0335 | 0 | 1040691.3825
4688 | 709.9428 | 745.0577 | 745.0577 | 725.2842 | 709.9428 | 285.05 | 214670.8572 | 255579.3948 | 115933.6532 | 0 | 1217516.3419
4689 | 511.2727 | 567.3752 | 536.5609 | 552.3174 | 511.2727 | 302.05 | 163586.4779 | 184058.1784 | 83490.8348 | 0 | 868115.5114
4690 | 207.6748 | 1338.6673 | 217.9472 | 1303.1398 | 207.6748 | 312.45 | 68586.1694 | 74762.9412 | 33913.3008 | 0 | 350461.6708
4691 | 138.7688 | 1842.1387 | 145.6318 | 1793.2493 | 138.7688 | 324.8 | 47615.8642 | 49956.7525 | 22660.938 | 0 | 232465.4217
4692 | 202.4179 | 2101.6729 | 212.4291 | 2045.8956 | 202.4179 | 327.55 | 70141.6042 | 72870.4328 | 33054.838 | 0 | 338533.765
4693 | 689.9172 | 2439.1612 | 724.0422 | 2374.4272 | 689.9172 | 331.8 | 242369.1921 | 248370.2088 | 112663.4864 | 0 | 1150919.9511
4694 | 1105.1745 | 2822.3033 | 1159.8389 | 2747.4009 | 1105.1745 | 342.7 | 400740.5855 | 397862.8348 | 180475.0025 | 0 | 1831605.7668
4695 | 1065.5889 | 2224.4348 | 1118.2959 | 2165.3996 | 1065.5889 | 342.4 | 388395.8831 | 383611.9885 | 174010.6603 | 0 | 1766320.0894
4696 | 1205.8909 | 1515.8481 | 1265.5376 | 1475.6183 | 1205.8909 | 327.9 | 419878.5966 | 434120.7355 | 196921.9892 | 0 | 2016370.2274
4697 | 1007.9081 | 1057.7619 | 1057.7619 | 1029.6894 | 1007.9081 | 318.5 | 341826.7327 | 362846.9221 | 164591.3955 | 0 | 1694797.302
4698 | 1302.5098 | 1366.9357 | 1366.9357 | 1330.6579 | 1302.5098 | 310.55 | 430803.1429 | 468903.5424 | 212699.8569 | 0 | 2200525.2492
4699 | 973.1736 | 1021.3098 | 1021.3098 | 994.2048 | 973.1736 | 804.1 | 832466.9525 | 350342.5045 | 158919.2527 | 0 | 1163818.3363
4700 | 879.9313 | 923.4548 | 923.4548 | 898.9468 | 879.9313 | 1417.8 | 1326095.4716 | 316775.2666 | 143692.7807 | 0 | 512295.8282
4701 | 879.2406 | 922.7306 | 922.7306 | 898.2419 | 879.2406 | 1338.5 | 1252085.4702 | 316526.6204 | 143579.992 | 0 | 581617.665
4702 | 925.5164 | 971.2945 | 971.2945 | 945.5169 | 925.5164 | 1197.05 | 1176735.6888 | 333185.9162 | 151136.8337 | 0 | 743143.0722
4703 | 1076.0855 | 1129.3121 | 1129.3121 | 1099.3408 | 1076.0855 | 1109 | 1268494.5165 | 387390.789 | 175724.7662 | 0 | 958792.2028
4704 | 1077.4669 | 1130.7614 | 1130.7614 | 1100.7516 | 1077.4669 | 1121.55 | 1286705.1449 | 387888.0815 | 175950.3436 | 0 | 946500.7922
4705 | 1165.8744 | 0 | 0 | 0 | 0 | 1162.5 | 0 | 0 | 0 | 1459534.8852 | 0
4706 | 1019.4494 | 0 | 0 | 0 | 0 | 1018.45 | 0 | 0 | 0 | 1276228.3712 | 0
4707 | 1090.5899 | 0 | 0 | 0 | 0 | 469.95 | 0 | 0 | 0 | 1365287.6677 | 0
4708 | 797.7399 | 0 | 0 | 0 | 0 | 288.55 | 0 | 0 | 0 | 998674.6402 | 0
4709 | 1000.1103 | 0 | 0 | 0 | 0 | 283.85 | 0 | 0 | 0 | 1252018.0774 | 0
4710 | 815.6977 | 128.5833 | 128.5833 | 125.1708 | 125.1708 | 282.35 | 37592.3897 | 45061.4835 | 20440.3896 | 864456.8222 | 38684.9133
4711 | 1003.5637 | 1053.203 | 1053.203 | 1025.2516 | 1003.5637 | 638.05 | 680158.3806 | 361282.9374 | 163881.9547 | 0 | 1366802.6279
4712 | 951.6977 | 998.7716 | 998.7716 | 972.2647 | 951.6977 | 675.5 | 683372.1076 | 342611.1615 | 155412.2296 | 0 | 1260523.565
4713 | 1121.6603 | 1177.1414 | 1177.1414 | 1145.9007 | 1121.6603 | 1417.3 | 1680226.9033 | 403797.7091 | 183167.1275 | 0 | 653591.282
4714 | 1083.6407 | 1137.2408 | 1137.2408 | 1107.0591 | 1083.6407 | 1403.2 | 1607831.7242 | 390110.6678 | 176958.5335 | 0 | 646716.352
4715 | 1503.6577 | 1578.033 | 1578.033 | 1536.1529 | 1503.6577 | 1381.45 | 2198271.513 | 541316.777 | 245547.3047 | 0 | 930087.0374
4716 | 1480.6329 | 1553.8691 | 1553.8691 | 1512.6303 | 1480.6329 | 1299.3 | 2034170.384 | 533027.8451 | 241787.3531 | 0 | 1037479.4751
4717 | 1652.4707 | 1734.2067 | 1734.2067 | 1688.1818 | 1652.4707 | 937 | 1640546.9445 | 594889.4671 | 269848.4722 | 0 | 1756575.61
4718 | 1615.0866 | 1694.9725 | 1694.9725 | 1649.9889 | 1615.0866 | 1290.7 | 2207121.1978 | 581431.1803 | 263743.6437 | 0 | 1145580.4998
4719 | 1540.0611 | 1685.1422 | 1616.2355 | 1640.4194 | 1540.0611 | 854.55 | 1392126.1726 | 554421.9863 | 251491.9732 | 0 | 1764062.9561
4720 | 1743.6635 | 1603.642 | 1603.642 | 1561.0822 | 1561.0822 | 903.45 | 1493828.4712 | 561989.5901 | 254924.7224 | 352074.3846 | 1667118.9581
4721 | 1217.598 | 608.4302 | 608.4302 | 592.2828 | 592.2828 | 1657.9 | 1039396.3672 | 213221.806 | 96719.7803 | 1205805.3623 | 197330.8062
4722 | 1425.4723 | 88.6376 | 88.6376 | 86.2852 | 86.2852 | 1855.05 | 169131.8956 | 31062.6813 | 14090.3774 | 2582375.8544 | 12180.4384
4723 | 1408.9952 | 1478.6877 | 1478.6877 | 1439.4441 | 1408.9952 | 1861.7 | 2774741.4524 | 507238.2605 | 230088.9109 | 0 | 194864.0085
4724 | 1178.3067 | 1236.5892 | 1236.5892 | 1203.7708 | 1178.3067 | 1868.7 | 2326719.1108 | 424190.4278 | 192417.4913 | 0 | 154711.6755
4725 | 1460.1058 | 1532.3268 | 1532.3268 | 1491.6597 | 1460.1058 | 1871.3 | 2886455.997 | 525638.0797 | 238435.2734 | 0 | 187915.6135
4726 | 1165.1837 | 1222.8172 | 1222.8172 | 1190.3643 | 1165.1837 | 1887.2 | 2319746.6968 | 419466.1496 | 190274.5062 | 0 | 131432.7269
4727 | 1237.7056 | 1298.9263 | 1298.9263 | 1264.4535 | 1237.7056 | 1882 | 2457198.6375 | 445574.0012 | 202117.3178 | 0 | 146049.256
4728 | 1343.3802 | 0 | 0 | 0 | 0 | 1632.5 | 0 | 0 | 0 | 2590461.528 | 0
4729 | 1258.4261 | 0 | 0 | 0 | 0 | 926.3 | 0 | 0 | 0 | 1575398.4373 | 0
4730 | 1290.1975 | 0 | 0 | 0 | 0 | 1273.95 | 0 | 0 | 0 | 1615172.4914 | 0
4731 | 1518.8139 | 0 | 0 | 0 | 0 | 1163.75 | 0 | 0 | 0 | 1901372.7564 | 0
4732 | 1493.2586 | 0 | 0 | 0 | 0 | 707.35 | 0 | 0 | 0 | 1869380.5824 | 0
4733 | 1221.1291 | 0 | 0 | 0 | 0 | 283.85 | 0 | 0 | 0 | 1528707.1553 | 0
4734 | 1216.2944 | 0 | 0 | 0 | 0 | 1119.95 | 0 | 0 | 0 | 1522654.5809 | 0
4735 | 1270.1677 | 1240.8931 | 1240.8931 | 1207.9605 | 1207.9605 | 1126.65 | 1441054.4439 | 434865.7692 | 197259.9448 | 119955.2027 | 966228.1524
4736 | 1420.868 | 1491.148 | 1491.148 | 1451.5737 | 1420.868 | 1259.05 | 1895138.0649 | 511512.4886 | 232027.7483 | 0 | 1052792.1446
4737 | 1032.7373 | 1083.819 | 1083.819 | 1055.055 | 1032.7373 | 1569.15 | 1714856.5304 | 371785.4424 | 168646.0076 | 0 | 444954.7365
4738 | 983.6487 | 1032.3029 | 1032.3029 | 1004.9062 | 983.6487 | 1376.2 | 1431386.1989 | 354113.535 | 160629.834 | 0 | 613600.0642
4739 | 1036.9712 | 1088.2624 | 1088.2624 | 1059.3805 | 1036.9712 | 1381.45 | 1516096.1146 | 373309.6435 | 169337.4022 | 0 | 641418.412
4740 | 1264.5447 | 1327.0918 | 1327.0918 | 1291.8715 | 1264.5447 | 1223.6 | 1636353.487 | 455236.0823 | 206500.1451 | 0 | 981791.9616
4741 | 1287.5099 | 1351.1937 | 1351.1937 | 1315.3338 | 1287.5099 | 740.25 | 1007426.155 | 463503.5687 | 210250.3688 | 0 | 1621939.4627
4742 | 1054.9635 | 1107.1443 | 1107.1443 | 1077.7613 | 1054.9635 | 1363.2 | 1522437.7503 | 379786.8773 | 172275.5474 | 0 | 671800.7874
4743 | 1243.8855 | 1040.4426 | 1040.4426 | 1012.8298 | 1012.8298 | 1273.35 | 1365816.3429 | 364618.7254 | 165395.1052 | 445548.3282 | 716760.2935
4744 | 986.9251 | 853.1292 | 853.1292 | 830.4876 | 830.4876 | 1473.45 | 1294112.8115 | 298975.5491 | 135618.631 | 301660.941 | 425877.8524
4745 | 1104.938 | 1058.6654 | 1058.6654 | 1030.569 | 1030.569 | 1798.2 | 1962153.3655 | 371004.8538 | 168291.9239 | 143406.8241 | 202540.0006
4746 | 1034.1178 | 619.2019 | 619.2019 | 602.7686 | 602.7686 | 1875.05 | 1196367.1796 | 216996.6978 | 98432.1132 | 831777.6413 | 61790.8988
4747 | 840.5623 | 882.1385 | 882.1385 | 858.727 | 840.5623 | 1861.7 | 1656097.95 | 302602.4329 | 137263.8258 | 0 | 116249.7246
4748 | 1201.79 | 1261.2338 | 1261.2338 | 1227.7613 | 1201.79 | 1868.7 | 2376528.1332 | 432644.3986 | 196252.3063 | 0 | 157795.0265
4749 | 714.1672 | 749.4916 | 749.4916 | 729.6005 | 714.1672 | 1871.3 | 1415164.0649 | 257100.1771 | 116623.497 | 0 | 91913.2929
4750 | 1128.5775 | 1184.4005 | 1184.4005 | 1152.9672 | 1128.5775 | 1824.7 | 2182328.0976 | 406287.9007 | 184296.7061 | 0 | 197839.6361
4751 | 844.7064 | 886.4874 | 886.4874 | 862.9605 | 844.7064 | 1495.9 | 1339339.0402 | 304094.3101 | 137940.5579 | 0 | 425816.2946
4752 | 1005.6358 | 1055.3775 | 1055.3775 | 1027.3683 | 1005.6358 | 827.95 | 884566.4587 | 362028.8761 | 164220.3208 | 0 | 1178655.4007
4753 | 1029.119 | 0 | 0 | 0 | 0 | 324.9 | 0 | 0 | 0 | 1288333.5188 | 0
4754 | 1085.7551 | 0 | 0 | 0 | 0 | 304.95 | 0 | 0 | 0 | 1359235.0946 | 0
4755 | 1188.667 | 0 | 0 | 0 | 0 | 644.95 | 0 | 0 | 0 | 1488068.4465 | 0
4756 | 1035.3352 | 0 | 0 | 0 | 0 | 288.55 | 0 | 0 | 0 | 1296115.3989 | 0
4757 | 943.4742 | 0 | 0 | 0 | 0 | 283.85 | 0 | 0 | 0 | 1181116.5009 | 0
4758 | 1012.5426 | 0 | 0 | 0 | 0 | 282.35 | 0 | 0 | 0 | 1267581.8376 | 0
4759 | 1096.806 | 1151.057 | 1151.057 | 1120.5086 | 1096.806 | 289.05 | 334916.4551 | 394850.1755 | 179108.4268 | 0 | 1876580.2257
4760 | 934.3477 | 980.5634 | 980.5634 | 954.5398 | 934.3477 | 318.75 | 314813.5454 | 336365.1688 | 152578.9779 | 0 | 1570872.0555
4761 | 1094.2419 | 1148.3662 | 1148.3662 | 1117.8892 | 1094.2419 | 1281.55 | 1477290.3133 | 393927.0764 | 178689.6988 | 0 | 786158.078
4762 | 1260.8348 | 1323.1993 | 1323.1993 | 1288.0823 | 1260.8348 | 387.2 | 514330.7488 | 453900.5413 | 205894.3289 | 0 | 2033474.4251
4763 | 1083.1262 | 1136.7014 | 1136.7014 | 1106.534 | 1083.1262 | 392.45 | 447779.2679 | 389925.4266 | 176874.506 | 0 | 1741179.2013
4764 | 1249.8858 | 1311.7087 | 1311.7087 | 1276.8967 | 1249.8858 | 386 | 508131.1205 | 449958.8772 | 204106.3462 | 0 | 2017315.6328
4765 | 1115.5132 | 1281.0078 | 1170.6893 | 1247.0105 | 1115.5132 | 390.75 | 458794.8227 | 401584.7578 | 182163.3082 | 0 | 1795139.6428
4766 | 1150.3401 | 1207.2389 | 1207.2389 | 1175.1995 | 1150.3401 | 422.4 | 512183.3225 | 414122.432 | 187850.5365 | 0 | 1814776.384
4767 | 1467.4236 | 1605.1406 | 1540.0057 | 1562.5411 | 1467.4236 | 435.75 | 676269.3279 | 528272.4863 | 239630.2695 | 0 | 2295417.3241
4768 | 1501.2835 | 2199.9351 | 1575.5405 | 2141.5501 | 1501.2835 | 429.45 | 680712.8422 | 540462.0557 | 245159.5936 | 0 | 2357840.7821
4769 | 1430.4064 | 1232.255 | 1232.255 | 1199.5516 | 1199.5516 | 1682.3 | 2127769.8922 | 431838.5737 | 195886.7753 | 445160.9569 | 371149.2126
4770 | 1592.421 | 351.5889 | 351.5889 | 342.2579 | 342.2579 | 1489.45 | 538055.9209 | 123212.8506 | 55890.7181 | 2410709.3881 | 170178.0577
4771 | 1372.3889 | 1440.2711 | 1440.2711 | 1402.0471 | 1372.3889 | 1520.8 | 2202307.2168 | 494060.0116 | 224111.1108 | 0 | 657648.7709
4772 | 1328.8758 | 1394.6058 | 1394.6058 | 1357.5937 | 1328.8758 | 1708.7 | 2394896.0581 | 478395.3006 | 217005.4239 | 0 | 387101.5307
4773 | 1486.3518 | 1559.871 | 1559.871 | 1518.4729 | 1486.3518 | 1513.25 | 2374003.4612 | 535086.6358 | 242721.2434 | 0 | 723481.7221
4774 | 1364.1007 | 1431.5731 | 1431.5731 | 1393.58 | 1364.1007 | 1546.3 | 2223401.5905 | 491076.257 | 222757.6466 | 0 | 618892.4939
4775 | 1410.3765 | 1480.1381 | 1480.1381 | 1440.856 | 1410.3765 | 722.5 | 1073508.7003 | 507735.553 | 230314.4883 | 0 | 1801756.0247
4776 | 1210.7689 | 455.0281 | 455.0281 | 442.9519 | 442.9519 | 353.45 | 164948.3641 | 159462.6981 | 72334.0517 | 1480593.7055 | 555335.2116
4777 | 1007.0171 | 0 | 0 | 0 | 0 | 780.95 | 0 | 0 | 0 | 1260664.611 | 0
4778 | 820.5325 | 0 | 0 | 0 | 0 | 761 | 0 | 0 | 0 | 1027208.2013 | 0
4779 | 1060.8905 | 0 | 0 | 0 | 0 | 295.45 | 0 | 0 | 0 | 1328107.5741 | 0
4780 | 1237.7056 | 0 | 0 | 0 | 0 | 288.55 | 0 | 0 | 0 | 1549458.8352 | 0
4781 | 960.7413 | 0 | 0 | 0 | 0 | 283.85 | 0 | 0 | 0 | 1202732.835 | 0
4782 | 1200.4086 | 0 | 0 | 0 | 0 | 1087.9 | 0 | 0 | 0 | 1502767.5545 | 0
4783 | 1122.3613 | 1177.8771 | 1177.8771 | 1146.6168 | 1122.3613 | 1119.1 | 1330310.8352 | 404050.0849 | 183281.608 | 0 | 988687.8049
4784 | 1070.4651 | 1123.4141 | 1123.4141 | 1093.5993 | 1070.4651 | 318.75 | 360821.6393 | 385367.4306 | 174806.9484 | 0 | 1799719.4242
4785 | 1185.2757 | 1243.903 | 1243.903 | 1210.8904 | 1185.2757 | 1191.75 | 1490908.9744 | 426699.2678 | 193555.529 | 0 | 957999.1201
4786 | 1241.5501 | 1302.9604 | 1302.9604 | 1268.3806 | 1241.5501 | 387.2 | 507310.8263 | 446958.0284 | 202745.1279 | 0 | 2002371.84
4787 | 1273.3423 | 1336.3249 | 1336.3249 | 1300.8596 | 1273.3423 | 392.45 | 528209.7275 | 458403.2132 | 207936.7909 | 0 | 2046960.9321
4788 | 1429.0673 | 2197.746 | 1499.7525 | 2139.419 | 1429.0673 | 386 | 583125.3094 | 514464.2302 | 233366.6911 | 0 | 2306514.6319
4789 | 1265.5332 | 1328.1297 | 1328.1297 | 1292.8818 | 1265.5332 | 390.75 | 521400.6246 | 455591.957 | 206661.5738 | 0 | 2036558.9803
4790 | 1185.2801 | 1243.9072 | 1243.9072 | 1210.8945 | 1185.2801 | 422.4 | 529324.0198 | 426700.822 | 193556.234 | 0 | 1869897.728
4791 | 1296.2238 | 2682.5169 | 1360.3387 | 2611.3244 | 1296.2238 | 435.75 | 597260.7565 | 466640.5511 | 211673.3389 | 0 | 2027618.0056
4792 | 1491.7106 | 1741.7534 | 1565.494 | 1695.5282 | 1491.7106 | 429.45 | 676029.0213 | 537015.8192 | 243596.3424 | 0 | 2342806.097
4793 | 1623.4698 | 745.5551 | 745.5551 | 725.7685 | 725.7685 | 1551.95 | 1188351.0735 | 261276.6493 | 118517.9912 | 1731051.8144 | 316692.0451
4794 | 1365.0331 | 16.2142 | 16.2142 | 15.7839 | 15.7839 | 1461.95 | 24325.4474 | 5682.1978 | 2577.5081 | 2601778.9249 | 8270.9046
4795 | 1483.589 | 1556.9713 | 1556.9713 | 1515.6502 | 1483.589 | 1424.25 | 2234783.98 | 534092.0508 | 242270.0886 | 0 | 854176.3668
4796 | 1207.3155 | 1267.0321 | 1267.0321 | 1233.4057 | 1207.3155 | 1381.2 | 1762950.5344 | 434633.5685 | 197154.6159 | 0 | 747086.522
4797 | 1394.4908 | 1463.4663 | 1463.4663 | 1424.6267 | 1394.4908 | 1351.3 | 1994858.0295 | 502016.6902 | 227720.3486 | 0 | 904606.1859
4798 | 1198.3366 | 1257.61 | 1257.61 | 1224.2337 | 1198.3366 | 834.25 | 1057371.1525 | 431401.1677 | 195688.363 | 0 | 1396960.8646
4799 | 1087.8272 | 1141.6339 | 1141.6339 | 1111.3355 | 1087.8272 | 373 | 429665.4844 | 391617.7747 | 177642.1739 | 0 | 1769894.529
4800 | 982.8432 | 0 | 0 | 0 | 0 | 353.45 | 0 | 0 | 0 | 1895232.2644 | 0
4801 | 1308.846 | 0 | 0 | 0 | 0 | 324.9 | 0 | 0 | 0 | 2523868.6872 | 0
4802 | 1232.1801 | 0 | 0 | 0 | 0 | 304.95 | 0 | 0 | 0 | 2376032.5786 | 0
4803 | 1165.8744 | 0 | 0 | 0 | 0 | 295.45 | 0 | 0 | 0 | 2248174.3231 | 0
4804 | 1230.108 | 0 | 0 | 0 | 0 | 288.55 | 0 | 0 | 0 | 2372037.0075 | 0
4805 | 1178.9974 | 0 | 0 | 0 | 0 | 283.85 | 0 | 0 | 0 | 2273479.6024 | 0
4806 | 1110.6197 | 1100.4257 | 1100.4257 | 1071.221 | 1071.221 | 282.35 | 319418.6938 | 385639.5473 | 174930.3835 | 75973.2522 | 1637095.6503
4807 | 929.6605 | 975.6435 | 975.6435 | 949.7505 | 929.6605 | 289.05 | 283354.2835 | 334677.7935 | 151813.5658 | 0 | 1590602.6965
4808 | 777.6212 | 816.0842 | 816.0842 | 794.4258 | 777.6212 | 318.75 | 261421.2382 | 279943.6149 | 126985.5342 | 0 | 1307375.5626
4809 | 947.273 | 994.1277 | 994.1277 | 967.7441 | 947.273 | 368.25 | 368455.9489 | 341018.2717 | 154689.6771 | 0 | 1545712.6802
4810 | 1179.9083 | 1238.2705 | 1238.2705 | 1205.4075 | 1179.9083 | 387.2 | 482934.1282 | 424766.9761 | 192679.02 | 0 | 1902955.6224
4811 | 1059.5877 | 1111.9981 | 1111.9981 | 1082.4863 | 1059.5877 | 392.45 | 440479.8895 | 381451.5637 | 173030.6677 | 0 | 1703339.0818
4812 | 1194.5136 | 1253.5979 | 1253.5979 | 1220.3281 | 1194.5136 | 386 | 488886.5207 | 430024.9108 | 195064.0776 | 0 | 1927943.982
4813 | 1267.6269 | 1330.3262 | 1330.3262 | 1295.0201 | 1267.6269 | 390.75 | 525412.4841 | 456345.666 | 207003.4646 | 0 | 2039928.5084
4814 | 887.0799 | 1013.7295 | 930.9574 | 986.8257 | 887.0799 | 422.4 | 398063.1713 | 319348.7549 | 144860.1435 | 0 | 1399457.2102
4815 | 1241.5596 | 1302.9709 | 1302.9709 | 1268.3908 | 1241.5596 | 435.75 | 574638.3546 | 446961.4474 | 202746.6788 | 0 | 1942108.6657
4816 | 536.721 | 1506.6916 | 563.2676 | 1466.7048 | 536.721 | 429.45 | 244668.1142 | 193219.5479 | 87646.5338 | 0 | 842947.1138
4817 | 511.4393 | 879.6135 | 536.7362 | 856.269 | 511.4393 | 1357.3 | 734632.8554 | 184118.1643 | 83518.0451 | 0 | 328702.0673
4818 | 220.4508 | 235.9559 | 231.3551 | 229.6938 | 220.4508 | 1747.15 | 407652.6098 | 79362.2745 | 35999.6095 | 0 | 55740.9753
4819 | 219.6375 | 230.5008 | 230.5008 | 224.3835 | 219.6375 | 1786.7 | 415680.8584 | 79069.4936 | 35866.8008 | 0 | 46848.5721
4820 | 234.8325 | 246.4485 | 246.4485 | 239.9079 | 234.8325 | 1863.7 | 463276.9873 | 84539.7101 | 38348.1518 | 0 | 32007.6736
4821 | 155.4039 | 163.0907 | 163.0907 | 158.7624 | 155.4039 | 1743.4 | 286771.3469 | 55945.3964 | 25377.4534 | 0 | 39876.6353
4822 | 212.04 | 222.5281 | 222.5281 | 216.6223 | 212.04 | 1356.25 | 304622.3435 | 76334.3853 | 34626.1253 | 0 | 136500.7237
4823 | 91.1703 | 95.6795 | 95.6795 | 93.1402 | 91.1703 | 373 | 36051.6374 | 32821.2992 | 14888.106 | 0 | 148333.59
4824 | 85.6448 | 89.8812 | 89.8812 | 87.4958 | 85.6448 | 353.45 | 32185.3098 | 30832.1296 | 13985.7965 | 0 | 141018.4526
4825 | 78.738 | 82.6326 | 82.6326 | 80.4396 | 78.738 | 796.15 | 66876.6147 | 28345.6675 | 12857.9097 | 0 | 94788.6995
4826 | 84.9541 | 89.1561 | 89.1561 | 86.7899 | 84.9541 | 719.9 | 65291.4475 | 30583.4834 | 13873.0079 | 0 | 108749.6154
4827 | 77.3566 | 81.1833 | 81.1833 | 79.0287 | 77.3566 | 1218.6 | 100470.5723 | 27848.3751 | 12632.3324 | 0 | 60446.4453
4828 | 82.1914 | 86.2564 | 86.2564 | 83.9672 | 82.1914 | 1209.65 | 105900.0236 | 29588.8985 | 13421.8531 | 0 | 64959.6568
4829 | 78.738 | 82.6326 | 82.6326 | 80.4396 | 78.738 | 1201.55 | 100566.6619 | 28345.6675 | 12857.9097 | 0 | 62868.3284
4830 | 83.5728 | 87.7067 | 87.7067 | 85.3791 | 83.5728 | 1215.3 | 107816.7948 | 30086.1909 | 13647.4305 | 0 | 65579.539
4831 | 66.9963 | 70.3098 | 70.3098 | 68.4438 | 66.9963 | 1198.8 | 85054.233 | 24118.682 | 10940.5021 | 0 | 53677.4667
4832 | 81.1985 | 85.2153 | 85.2153 | 82.9538 | 81.1985 | 1225.4 | 105519.8058 | 29231.4696 | 13259.7194 | 0 | 62895.9708
4833 | 713.0577 | 941.6115 | 748.3278 | 916.6217 | 713.0577 | 1558.9 | 1175118.6793 | 256700.7892 | 116442.3302 | 0 | 314529.7725
4834 | 1109.9109 | 2665.4988 | 1164.8102 | 2594.758 | 1109.9109 | 1331.95 | 1563016.8671 | 399567.9262 | 181248.4509 | 0 | 741475.9808
4835 | 1211.7488 | 3280.2111 | 1271.6843 | 3193.1561 | 1211.7488 | 1236.95 | 1586381.1195 | 436229.5662 | 197878.5782 | 0 | 924624.918
4836 | 1105.1884 | 4089.732 | 1159.8536 | 3981.1928 | 1105.1884 | 684.85 | 801965.871 | 397867.8078 | 180477.2584 | 0 | 1453488.4651
4837 | 969.134 | 3212.5491 | 1017.07 | 3127.2898 | 969.134 | 393.3 | 403062.1804 | 348888.235 | 158259.5799 | 0 | 1557107.5753
4838 | 1192.262 | 2317.1906 | 1251.2345 | 2255.6936 | 1192.262 | 421.3 | 532453.6669 | 429214.3243 | 194696.3866 | 0 | 1882224.0383
4839 | 1204.9136 | 2429.2039 | 1264.5113 | 2364.7342 | 1204.9136 | 427.4 | 545911.4208 | 433768.901 | 196762.3932 | 0 | 1894847.1494
4840 | 1193.8661 | 1948.5385 | 1252.9189 | 1896.8253 | 1193.8661 | 864.7 | 1092392.0895 | 429791.805 | 194958.3382 | 0 | 1355396.2117
4841 | 893.7415 | 726.4349 | 726.4349 | 707.1557 | 707.1557 | 1315.5 | 983457.1959 | 254576.0692 | 115478.5336 | 359796.3316 | 471412.412
4842 | 898.8077 | 85.0002 | 85.0002 | 82.7443 | 82.7443 | 1274.35 | 111526.8396 | 29787.9565 | 13512.1481 | 1573628.041 | 58475.7796
4843 | 882.694 | 926.3544 | 926.3544 | 901.7695 | 882.694 | 1433.95 | 1339017.0447 | 317769.8514 | 144143.9354 | 0 | 499648.9387
4844 | 1020.8308 | 1071.3241 | 1071.3241 | 1042.8917 | 1020.8308 | 1540.45 | 1661207.7323 | 367499.0927 | 166701.6718 | 0 | 469122.8001
4845 | 1455.9617 | 1527.9778 | 1527.9778 | 1487.4261 | 1455.9617 | 1279.05 | 1975800.9997 | 524146.2026 | 237758.5414 | 0 | 1049675.5689
4846 | 774.9473 | 813.278 | 813.278 | 791.694 | 774.9473 | 845.7 | 695132.4531 | 278981.0433 | 126548.901 | 0 | 894521.3221
4847 | 1051.2209 | 1103.2172 | 1103.2172 | 1073.9384 | 1051.2209 | 388 | 432369.044 | 378439.5258 | 171664.3738 | 0 | 1694568.0989
4848 | 1114.0731 | 0 | 0 | 0 | 0 | 370.35 | 0 | 0 | 0 | 2148285.061 | 0
4849 | 966.9575 | 0 | 0 | 0 | 0 | 717.05 | 0 | 0 | 0 | 1210514.7154 | 0
4850 | 895.1263 | 0 | 0 | 0 | 0 | 333.2 | 0 | 0 | 0 | 1120590.7651 | 0
4851 | 941.4022 | 0 | 0 | 0 | 0 | 318.4 | 0 | 0 | 0 | 1178522.5408 | 0
4852 | 939.3301 | 0 | 0 | 0 | 0 | 308.05 | 0 | 0 | 0 | 1175928.5807 | 0
4853 | 1111.3104 | 0 | 0 | 0 | 0 | 297.35 | 0 | 0 | 0 | 1391227.2698 | 0
4854 | 1126.5055 | 0 | 0 | 0 | 0 | 286.15 | 0 | 0 | 0 | 1410249.644 | 0
4855 | 1100.2595 | 686.9132 | 686.9132 | 668.6829 | 668.6829 | 277.35 | 197554.54 | 240725.85 | 109195.9203 | 832215.9576 | 1026504.7405
4856 | 882.8235 | 926.4898 | 926.4898 | 901.9013 | 882.8235 | 285.05 | 267345.4113 | 317816.4726 | 144165.0833 | 0 | 1513998.2213
4857 | 886.201 | 930.0349 | 930.0349 | 905.3523 | 886.201 | 302.05 | 283478.3692 | 319032.3525 | 144716.6199 | 0 | 1504724.9528
4858 | 1103.5739 | 1158.1598 | 1158.1598 | 1127.4228 | 1103.5739 | 312.45 | 364794.7004 | 397286.5975 | 180213.6149 | 0 | 1862336.1046
4859 | 1112.4017 | 1167.4244 | 1167.4244 | 1136.4416 | 1112.4017 | 324.8 | 382415.4197 | 400464.6066 | 181655.1952 | 0 | 1863494.1552
4860 | 1166.9312 | 1224.6506 | 1224.6506 | 1192.149 | 1166.9312 | 327.55 | 404678.9449 | 420095.2248 | 190559.8617 | 0 | 1951634.052
4861 | 990.0065 | 1394.5848 | 1038.9744 | 1357.5733 | 990.0065 | 331.8 | 347612.6468 | 356402.3233 | 161668.0539 | 0 | 1651528.7659
4862 | 1284.0444 | 1347.5563 | 1347.5563 | 1311.7929 | 1284.0444 | 342.7 | 466106.4067 | 462255.9862 | 209684.4515 | 0 | 2128046.1212
4863 | 1002.3878 | 1051.9688 | 1051.9688 | 1024.0501 | 1002.3878 | 342.4 | 363924.2237 | 360859.6174 | 163689.932 | 0 | 1661558.0604
4864 | 1384.9171 | 911.8645 | 911.8645 | 887.6641 | 887.6641 | 327.9 | 309517.2352 | 319559.0808 | 144955.5497 | 958860.8208 | 1445517.0732
4865 | 1471.9052 | 642.3268 | 642.3268 | 625.2798 | 625.2798 | 318.5 | 212873.0035 | 225100.7255 | 102108.1902 | 1632561.4108 | 862903.7625
4866 | 1181.0885 | 1239.5089 | 1239.5089 | 1206.613 | 1181.0885 | 310.55 | 391749.1204 | 425191.8503 | 192871.7476 | 0 | 1995389.1216
4867 | 1185.2136 | 1243.8379 | 1243.8379 | 1210.8271 | 1185.2136 | 942.85 | 1193133.1777 | 426676.8899 | 193545.3781 | 0 | 1252948.5393
4868 | 1040.17 | 1091.6196 | 1091.6196 | 1062.6486 | 1040.17 | 1241.55 | 1375930.298 | 374461.1863 | 169859.7548 | 0 | 788916.9077
4869 | 1251.5192 | 1313.4225 | 1313.4225 | 1278.565 | 1251.5192 | 569 | 759093.3583 | 450546.9257 | 204373.0916 | 0 | 1790923.689
4870 | 1156.8955 | 1214.1192 | 1214.1192 | 1181.8971 | 1156.8955 | 789.65 | 969928.9767 | 416482.3951 | 188921.042 | 0 | 1400248.5193
4871 | 1042.9327 | 1094.5193 | 1094.5193 | 1065.4713 | 1042.9327 | 1134.05 | 1258209.286 | 375455.7713 | 170310.9096 | 0 | 903127.5698
4872 | 1049.8395 | 1101.7679 | 1101.7679 | 1072.5276 | 1049.8395 | 304.7 | 341725.3399 | 377942.2333 | 171438.7964 | 0 | 1779792.9671
4873 | 880.622 | 0 | 0 | 0 | 0 | 324.9 | 0 | 0 | 0 | 1102433.0444 | 0
4874 | 931.0419 | 0 | 0 | 0 | 0 | 304.95 | 0 | 0 | 0 | 1165552.7403 | 0
4875 | 782.5449 | 0 | 0 | 0 | 0 | 295.45 | 0 | 0 | 0 | 979652.2661 | 0
4876 | 743.1759 | 0 | 0 | 0 | 0 | 288.55 | 0 | 0 | 0 | 930367.0242 | 0
4877 | 860.5921 | 0 | 0 | 0 | 0 | 283.85 | 0 | 0 | 0 | 1077358.0967 | 0
4878 | 848.8505 | 0 | 0 | 0 | 0 | 282.35 | 0 | 0 | 0 | 1062658.9895 | 0
4879 | 506.2713 | 531.3125 | 531.3125 | 517.2118 | 506.2713 | 289.05 | 155639.0558 | 182257.6691 | 82674.1038 | 0 | 866204.3675
4880 | 90.0212 | 94.4737 | 94.4737 | 91.9664 | 90.0212 | 675.4 | 64632.4464 | 32407.6141 | 14700.4538 | 0 | 119241.8166
4881 | 76.9871 | 124.7244 | 80.795 | 121.4143 | 76.9871 | 1462.25 | 119680.4774 | 27715.3494 | 12571.9904 | 0 | 41399.8031
4882 | 90.8526 | 681.6061 | 95.3458 | 663.5166 | 90.8526 | 1458.75 | 140825.284 | 32706.922 | 14836.2232 | 0 | 49173.9486
4883 | 77.379 | 1159.9722 | 81.2064 | 1129.1871 | 77.379 | 1406.5 | 115508.4305 | 27856.4561 | 12635.998 | 0 | 45924.463
4884 | 103.2926 | 1411.5536 | 108.4011 | 1374.0917 | 103.2926 | 1200 | 131775.4117 | 37185.3509 | 16867.6884 | 0 | 82634.1132
4885 | 71.5652 | 1885.9076 | 75.1048 | 1835.8566 | 71.5652 | 390.75 | 29692.2708 | 25763.4766 | 11686.5993 | 0 | 115166.3189
4886 | 75.749 | 2876.4555 | 79.4958 | 2800.116 | 75.749 | 1342.95 | 107900.1973 | 27269.651 | 12369.8167 | 0 | 49770.9006
4887 | 91.6762 | 2688.1085 | 96.2105 | 2616.7675 | 91.6762 | 1529.75 | 148785.8346 | 33003.4326 | 14970.7237 | 0 | 43110.7338
4888 | 85.3392 | 1807.0205 | 89.5601 | 1759.0632 | 85.3392 | 1820.55 | 164702.7888 | 30722.1036 | 13935.8876 | 0 | 15314.1153
4889 | 76.2014 | 1211.4882 | 79.9712 | 1179.336 | 76.2014 | 1915.3 | 154727.143 | 27432.5143 | 12443.6933 | 0 | 6454.261
4890 | 81.8383 | 349.4375 | 85.887 | 340.1636 | 81.8383 | 1874.95 | 162421.5929 | 29461.7782 | 13364.1899 | 0 | 10233.876
4891 | 78.0473 | 81.9074 | 81.9074 | 79.7336 | 78.0473 | 1858.95 | 153489.1725 | 28097.0213 | 12745.121 | 0 | 11008.5294
4892 | 82.8821 | 86.9816 | 86.9816 | 84.6731 | 82.8821 | 1849.5 | 162086.4102 | 29837.5447 | 13534.6418 | 0 | 12473.741
4893 | 75.2845 | 79.0088 | 79.0088 | 76.9119 | 75.2845 | 1383.95 | 110346.5157 | 27102.4365 | 12293.9663 | 0 | 46379.0444
4894 | 79.4286 | 83.3578 | 83.3578 | 81.1455 | 79.4286 | 1337.2 | 112453.0651 | 28594.3137 | 12970.6984 | 0 | 52645.3087
4895 | 75.9752 | 79.7329 | 79.7329 | 77.6169 | 75.9752 | 1293.55 | 104047.4173 | 27351.0827 | 12406.755 | 0 | 53672.5388
4896 | 78.738 | 82.6326 | 82.6326 | 80.4396 | 78.738 | 353.45 | 29530.6394 | 28345.6675 | 12857.9097 | 0 | 129645.9967
4897 | 74.5939 | 78.2836 | 78.2836 | 76.206 | 74.5939 | 324.9 | 25794.135 | 26853.7903 | 12181.1776 | 0 | 124952.178
4898 | 80.81 | 84.8071 | 84.8071 | 82.5563 | 80.81 | 304.95 | 26310.6687 | 29091.6061 | 13196.2758 | 0 | 136976.9905
4899 | 74.5939 | 78.2836 | 78.2836 | 76.206 | 74.5939 | 295.45 | 23556.4304 | 26853.7903 | 12181.1776 | 0 | 127148.9672
4900 | 77.3566 | 81.1833 | 81.1833 | 79.0287 | 77.3566 | 288.55 | 23868.8057 | 27848.3751 | 12632.3324 | 0 | 132391.9487
4901 | 71.8311 | 75.384 | 75.384 | 73.3833 | 71.8311 | 283.85 | 21786.446 | 25859.2054 | 11730.0229 | 0 | 123272.7707
4902 | 79.4286 | 83.3578 | 83.3578 | 81.1455 | 79.4286 | 282.35 | 23979.4076 | 28594.3137 | 12970.6984 | 0 | 136430.6193
4903 | 66.3057 | 69.5857 | 69.5857 | 67.7389 | 66.3057 | 289.05 | 20457.4115 | 23870.0358 | 10827.7135 | 0 | 113445.6604
4904 | 72.9207 | 76.5279 | 76.5279 | 74.4969 | 72.9207 | 318.75 | 24752.8674 | 26251.4448 | 11907.9471 | 0 | 122596.75
4905 | 154.285 | 1147.2999 | 161.9164 | 1116.8512 | 154.285 | 368.25 | 60399.9554 | 55542.5895 | 25194.7357 | 0 | 251754.5013
4906 | 105.3492 | 2581.7884 | 110.5598 | 2513.2692 | 105.3492 | 387.2 | 43314.4036 | 37925.695 | 17203.5167 | 0 | 169907.1136
4907 | 130.5488 | 2941.2053 | 137.0063 | 2863.1473 | 130.5488 | 392.45 | 54344.0859 | 46997.5518 | 21318.6117 | 0 | 209863.6513
4908 | 202.7269 | 2764.2459 | 212.7544 | 2690.8844 | 202.7269 | 386 | 83084.4403 | 72981.702 | 33105.3109 | 0 | 327201.2973
4909 | 354.6912 | 2062.5311 | 372.236 | 2007.7926 | 354.6912 | 390.75 | 146989.3049 | 127688.8403 | 57921.0767 | 0 | 570786.8506
4910 | 688.6006 | 2450.1911 | 722.66 | 2385.1643 | 688.6006 | 422.4 | 309339.2356 | 247896.227 | 112448.483 | 0 | 1086336.3548
4911 | 987.823 | 2060.343 | 1036.6834 | 2005.6626 | 987.823 | 435.75 | 457986.1891 | 355616.2905 | 161311.5007 | 0 | 1545202.1733
4912 | 1032.5448 | 1880.698 | 1083.6175 | 1830.7853 | 1032.5448 | 429.45 | 470829.5636 | 371716.1323 | 168614.5678 | 0 | 1621663.2545
4913 | 1329.4033 | 863.3279 | 863.3279 | 840.4156 | 840.4156 | 1365.4 | 1217862.606 | 302549.6332 | 137239.8753 | 942922.8006 | 519406.1388
4914 | 1196.1437 | 54.7945 | 54.7945 | 53.3403 | 53.3403 | 1409.55 | 79758.1952 | 19202.5185 | 8710.4758 | 2203685.9378 | 30672.6966
4915 | 1400.707 | 1469.9898 | 1469.9898 | 1430.977 | 1400.707 | 1503.65 | 2234728.7131 | 504254.506 | 228735.4467 | 0 | 695240.9001
4916 | 823.2952 | 864.0174 | 864.0174 | 841.0868 | 823.2952 | 1690.6 | 1477010.3606 | 296386.2777 | 134444.1088 | 0 | 254727.473
4917 | 1177.6161 | 1235.8641 | 1235.8641 | 1203.0649 | 1177.6161 | 1406.3 | 1758965.5881 | 423941.7816 | 192304.7026 | 0 | 699150.6192
4918 | 1352.3591 | 1419.2503 | 1419.2503 | 1381.5842 | 1352.3591 | 1421.7 | 2040996.5538 | 486849.2717 | 220840.2391 | 0 | 782069.2097
4919 | 1335.092 | 1401.1293 | 1401.1293 | 1363.9441 | 1335.092 | 1302 | 1850322.2729 | 480633.1164 | 218020.522 | 0 | 931894.209
4920 | 1360.6473 | 0 | 0 | 0 | 0 | 353.45 | 0 | 0 | 0 | 2623757.9493 | 0
4921 | 1288.1255 | 0 | 0 | 0 | 0 | 324.9 | 0 | 0 | 0 | 1612578.5322 | 0
4922 | 1518.8139 | 0 | 0 | 0 | 0 | 304.95 | 0 | 0 | 0 | 1901372.7564 | 0
4923 | 1469.7754 | 0 | 0 | 0 | 0 | 295.45 | 0 | 0 | 0 | 1839982.3677 | 0
4924 | 1038.0979 | 0 | 0 | 0 | 0 | 288.55 | 0 | 0 | 0 | 1299574.0128 | 0
4925 | 1302.6298 | 0 | 0 | 0 | 0 | 283.85 | 0 | 0 | 0 | 1630736.2529 | 0
4926 | 1125.8148 | 0 | 0 | 0 | 0 | 478.9 | 0 | 0 | 0 | 1409384.9905 | 0
4927 | 1215.6037 | 337.6667 | 337.6667 | 328.7052 | 328.7052 | 888.05 | 309242.4801 | 118333.8839 | 53677.5645 | 1710220.4541 | 248865.5295
4928 | 1164.5561 | 1222.1581 | 1222.1581 | 1189.7227 | 1164.5561 | 318.75 | 393888.1931 | 419240.1924 | 190172.0095 | 0 | 1957909.775
4929 | 1265.2017 | 1327.7823 | 1327.7823 | 1292.5437 | 1265.2017 | 368.25 | 494995.0672 | 455472.607 | 206607.4353 | 0 | 2064491.7318
4930 | 1521.9772 | 1597.2581 | 1597.2581 | 1554.8677 | 1521.9772 | 387.2 | 625294.9984 | 547911.8068 | 248538.8835 | 0 | 2454644.8943
4931 | 1459.9884 | 1532.203 | 1532.203 | 1491.5391 | 1459.9884 | 392.45 | 607469.8723 | 525595.81 | 238416.0994 | 0 | 2347004.2897
4932 | 1450.6684 | 1654.1306 | 1522.422 | 1610.2309 | 1450.6684 | 386 | 594189.2368 | 522240.6402 | 236894.1571 | 0 | 2341378.8702
4933 | 1401.7369 | 1471.0707 | 1471.0707 | 1432.0293 | 1401.7369 | 390.75 | 581463.8791 | 504625.2998 | 228903.643 | 0 | 2255745.1771
4934 | 1375.3968 | 1884.856 | 1443.4279 | 1834.833 | 1375.3968 | 422.4 | 617787.3466 | 495142.8656 | 224602.3054 | 0 | 2169826.069
4935 | 1381.8306 | 1612.0282 | 1450.179 | 1569.2459 | 1381.8306 | 435.75 | 641462.2615 | 497459.0052 | 225652.9321 | 0 | 2161528.4691
4936 | 1788.7211 | 1975.8969 | 1877.196 | 1923.4577 | 1788.7211 | 429.45 | 816725.3142 | 643939.5935 | 292098.1545 | 0 | 2809275.9126
4937 | 1525.3581 | 1352.0658 | 1352.0658 | 1316.1827 | 1316.1827 | 655.9 | 917141.1857 | 473825.786 | 214932.6413 | 403356.2709 | 1722900.9825
4938 | 1702.6602 | 338.3699 | 338.3699 | 329.3897 | 329.3897 | 366.05 | 127781.6372 | 118580.2963 | 53789.34 | 2648099.3597 | 524158.0884
4939 | 1469.7754 | 1542.474 | 1542.474 | 1501.5376 | 1469.7754 | 1378.7 | 2150548.8355 | 529119.1267 | 240014.315 | 0 | 913171.2075
4940 | 1623.7979 | 1704.1154 | 1704.1154 | 1658.8891 | 1623.7979 | 1522.6 | 2619954.9466 | 584567.2307 | 265166.191 | 0 | 775201.0998
4941 | 1571.3059 | 1649.027 | 1649.027 | 1605.2628 | 1571.3059 | 1291.3 | 2152081.5598 | 565670.119 | 256594.2512 | 0 | 1113584.4814
4942 | 1333.0199 | 1398.9548 | 1398.9548 | 1361.8273 | 1333.0199 | 1307.2 | 1846474.1189 | 479887.1777 | 217682.1559 | 0 | 923516.213
4943 | 1336.4734 | 1402.5786 | 1402.5786 | 1365.3549 | 1336.4734 | 1302 | 1847878.7865 | 481130.4089 | 218246.0994 | 0 | 932858.154
4944 | 1509.1443 | 0 | 0 | 0 | 0 | 817.95 | 0 | 0 | 0 | 2910107.1656 | 0
4945 | 1440.7666 | 0 | 0 | 0 | 0 | 324.9 | 0 | 0 | 0 | 1803666.9263 | 0
4946 | 1415.902 | 0 | 0 | 0 | 0 | 304.95 | 0 | 0 | 0 | 1772539.4045 | 0
4947 | 1212.8409 | 0 | 0 | 0 | 0 | 295.45 | 0 | 0 | 0 | 1518331.3147 | 0
4948 | 1147.9167 | 0 | 0 | 0 | 0 | 288.55 | 0 | 0 | 0 | 1437053.8983 | 0
4949 | 1229.4174 | 0 | 0 | 0 | 0 | 283.85 | 0 | 0 | 0 | 1539082.9959 | 0
4950 | 988.3687 | 0 | 0 | 0 | 0 | 282.35 | 0 | 0 | 0 | 1237318.9698 | 0
4951 | 1297.7951 | 1241.9677 | 1241.9677 | 1209.0066 | 1209.0066 | 289.05 | 369863.3396 | 435242.3757 | 197430.7776 | 171212.2076 | 1860014.8078
4952 | 1047.8219 | 1099.6501 | 1099.6501 | 1070.466 | 1047.8219 | 318.75 | 353991.5106 | 377215.8757 | 171109.3125 | 0 | 1761650.5307
4953 | 1384.7712 | 1453.2655 | 1453.2655 | 1414.6966 | 1384.7712 | 844.3 | 1237952.0606 | 498517.6165 | 226133.1299 | 0 | 1600379.8447
4954 | 1349.7673 | 1416.5301 | 1416.5301 | 1378.9362 | 1349.7673 | 387.2 | 553453.5149 | 485916.2266 | 220416.9994 | 0 | 2176904.2176
4955 | 1301.2096 | 1906.794 | 1365.5714 | 1856.1887 | 1301.2096 | 392.45 | 540343.728 | 468435.4661 | 212487.5323 | 0 | 2091759.5375
4956 | 1364.7042 | 2179.2429 | 1432.2059 | 2121.407 | 1364.7042 | 386 | 558167.9105 | 491293.5116 | 222856.1957 | 0 | 2202632.5772
4957 | 1493.1455 | 2182.0429 | 1567 | 2124.1326 | 1493.1455 | 390.75 | 620240.0491 | 537532.3818 | 243830.661 | 0 | 2402844.4039
4958 | 1284.4951 | 3035.4596 | 1348.0285 | 2954.9002 | 1284.4951 | 422.4 | 576697.0788 | 462418.2277 | 209758.0461 | 0 | 2026419.4335
4959 | 1168.1969 | 3190.5041 | 1225.9781 | 3105.8299 | 1168.1969 | 435.75 | 540261.0035 | 420550.8689 | 190766.5469 | 0 | 1827351.9351
4960 | 1479.6564 | 2394.6661 | 1552.8448 | 2331.113 | 1479.6564 | 885.5 | 1391651.4438 | 532676.3213 | 241627.898 | 0 | 1649077.1113
4961 | 1510.8356 | 841.1947 | 841.1947 | 818.8699 | 818.8699 | 1450.45 | 1257090.2395 | 294793.1573 | 133721.4516 | 1334328.6571 | 438262.8277
4962 | 1394.1765 | 356.3136 | 356.3136 | 346.8572 | 346.8572 | 830.55 | 304731.0646 | 124868.5952 | 56641.7822 | 2019562.6327 | 395043.7183
4963 | 1384.1314 | 1452.5939 | 1452.5939 | 1414.0428 | 1384.1314 | 352.7 | 516678.9033 | 498287.308 | 226028.6594 | 0 | 2280078.9963
4964 | 1029.119 | 1080.022 | 1080.022 | 1051.3588 | 1029.119 | 1288.7 | 1401816.8987 | 370482.8472 | 168055.136 | 0 | 732012.3447
4965 | 1141.7005 | 1198.1716 | 1198.1716 | 1166.3727 | 1141.7005 | 1176.3 | 1420059.0397 | 411012.1786 | 186439.691 | 0 | 940418.29
4966 | 1211.4596 | 1271.3821 | 1271.3821 | 1237.6403 | 1211.4596 | 1307.2 | 1674623.5736 | 436125.4456 | 197831.3479 | 0 | 839299.1908
4967 | 1361.338 | 1428.6735 | 1428.6735 | 1390.7572 | 1361.338 | 1285.1 | 1851180.0932 | 490081.6724 | 222306.492 | 0 | 973220.5212
4968 | 1071.2507 | 0 | 0 | 0 | 0 | 353.45 | 0 | 0 | 0 | 2065709.9381 | 0
4969 | 1274.3118 | 0 | 0 | 0 | 0 | 824.55 | 0 | 0 | 0 | 2457275.8445 | 0
4970 | 875.7872 | 0 | 0 | 0 | 0 | 304.95 | 0 | 0 | 0 | 1688794.4563 | 0
4971 | 1036.7165 | 0 | 0 | 0 | 0 | 295.45 | 0 | 0 | 0 | 1999117.0973 | 0
4972 | 911.7028 | 0 | 0 | 0 | 0 | 288.55 | 0 | 0 | 0 | 1758051.0113 | 0
4973 | 1306.0833 | 0 | 0 | 0 | 0 | 283.85 | 0 | 0 | 0 | 2518541.2592 | 0
4974 | 1031.1911 | 396.1627 | 396.1627 | 385.6488 | 385.6488 | 282.35 | 115412.7236 | 138833.5618 | 62976.4462 | 1244809.5252 | 480735.882
4975 | 1167.9465 | 1225.7168 | 1225.7168 | 1193.187 | 1167.9465 | 289.05 | 357446.164 | 420460.7346 | 190725.661 | 0 | 1998298.0385
4976 | 1102.0699 | 1156.5814 | 1156.5814 | 1125.8863 | 1102.0699 | 318.75 | 372694.814 | 396745.1701 | 179968.0174 | 0 | 1852855.048
4977 | 1017.1236 | 1067.4337 | 1067.4337 | 1039.1046 | 1017.1236 | 1307.25 | 1407956.6426 | 366164.4841 | 166096.2785 | 0 | 704611.9582
4978 | 1192.6799 | 1251.6721 | 1251.6721 | 1218.4534 | 1192.6799 | 1316.2 | 1662665.7953 | 429364.7554 | 194764.6238 | 0 | 815554.4992
4979 | 1048.5359 | 1118.0461 | 1100.3994 | 1088.3738 | 1048.5359 | 1308 | 1451814.9074 | 377472.9136 | 171225.9077 | 0 | 725586.8227
4980 | 1037.4685 | 1370.6969 | 1088.784 | 1334.3194 | 1037.4685 | 735.5 | 807605.9166 | 373488.669 | 169418.6101 | 0 | 1311878.9499
4981 | 1077.8269 | 1236.5084 | 1131.1392 | 1203.6922 | 1077.8269 | 390.75 | 444843.3132 | 388017.6883 | 176009.1347 | 0 | 1734492.9581
4982 | 1076.3005 | 1241.5606 | 1129.5378 | 1208.6102 | 1076.3005 | 881.9 | 1005617.1519 | 387468.1804 | 175759.8718 | 0 | 1203411.5902
4983 | 852.6441 | 894.8181 | 894.8181 | 871.0701 | 852.6441 | 1356.3 | 1228202.1324 | 306951.8766 | 139236.7818 | 0 | 548847.0083
4984 | 422.9472 | 443.8682 | 443.8682 | 432.0881 | 422.9472 | 1273.45 | 572049.8414 | 152260.9908 | 69067.2772 | 0 | 307292.1428
4985 | 167.4831 | 175.7672 | 175.7672 | 171.1024 | 167.4831 | 1791.4 | 317953.4193 | 60293.9077 | 27349.9865 | 0 | 34936.9538
4986 | 147.3263 | 154.6142 | 154.6142 | 150.5108 | 147.3263 | 1673.15 | 260760.2218 | 53037.479 | 24058.3898 | 0 | 48153.6112
4987 | 102.2212 | 107.2771 | 107.2771 | 104.4301 | 102.2212 | 1659.8 | 179345.4566 | 36799.6385 | 16692.7249 | 0 | 34775.5842
4988 | 109.8187 | 115.2509 | 115.2509 | 112.1922 | 109.8187 | 1773.7 | 205720.6965 | 39534.7468 | 17933.4004 | 0 | 24851.9811
4989 | 87.0262 | 91.3305 | 91.3305 | 88.9067 | 87.0262 | 1747.3 | 160591.5398 | 31329.422 | 14211.3739 | 0 | 21991.4702
4990 | 81.5007 | 85.5323 | 85.5323 | 83.2623 | 81.5007 | 1872.2 | 161427.05 | 29340.2523 | 13309.0645 | 0 | 10415.7896
4991 | 81.5007 | 85.5323 | 85.5323 | 83.2623 | 81.5007 | 1849.5 | 159840.3825 | 29340.2523 | 13309.0645 | 0 | 12265.8555
4992 | 85.6448 | 89.8812 | 89.8812 | 87.4958 | 85.6448 | 1751.75 | 159032.6024 | 30832.1296 | 13985.7965 | 0 | 21261.3227
4993 | 80.1193 | 84.0819 | 84.0819 | 81.8504 | 80.1193 | 1544.25 | 130843.4679 | 28842.9599 | 13083.4871 | 0 | 36514.2342
4994 | 78.738 | 82.6326 | 82.6326 | 80.4396 | 78.738 | 1279.4 | 106641.0775 | 28345.6675 | 12857.9097 | 0 | 56738.5778
4995 | 73.9032 | 77.5584 | 77.5584 | 75.5001 | 73.9032 | 1238.2 | 97005.2061 | 26605.1441 | 12068.389 | 0 | 56299.3054
4996 | 80.81 | 84.8071 | 84.8071 | 82.5563 | 80.81 | 1224.25 | 104896.884 | 29091.6061 | 13196.2758 | 0 | 62688.3575
4997 | 77.3566 | 81.1833 | 81.1833 | 79.0287 | 77.3566 | 1201.55 | 98675.9663 | 27848.3751 | 12632.3324 | 0 | 61765.3752
4998 | 80.81 | 84.8071 | 84.8071 | 82.5563 | 80.81 | 635.8 | 54542.7927 | 29091.6061 | 13196.2758 | 0 | 110241.002
4999 | 70.4498 | 73.9336 | 73.9336 | 71.9714 | 70.4498 | 638.9 | 47823.4386 | 25361.913 | 11504.4455 | 0 | 95889.1662
5000 | 82.0705 | 86.1305 | 86.1305 | 83.8446 | 82.0705 | 1235.2 | 107550.4115 | 29545.3854 | 13402.1151 | 0 | 62767.53
5001 | 531.2024 | 940.0636 | 557.4767 | 915.1148 | 531.2024 | 1350.1 | 758570.2943 | 191232.8647 | 86745.3522 | 0 | 345228.4411
5002 | 1284.5469 | 2268.7505 | 1348.0842 | 2208.5391 | 1284.5469 | 1311.95 | 1783474.9473 | 462436.8764 | 209766.5053 | 0 | 883832.4801
5003 | 1356.1138 | 1626.5664 | 1423.1911 | 1583.3983 | 1356.1138 | 1311.75 | 1882029.6786 | 488200.9745 | 221453.3865 | 0 | 933345.3352
5004 | 1186.715 | 2740.7988 | 1245.4131 | 2668.0595 | 1186.715 | 1189.55 | 1496940.7746 | 427217.3845 | 193790.5525 | 0 | 961773.1369
5005 | 1505.9819 | 2026.2627 | 1580.4719 | 1972.4868 | 1505.9819 | 1197.5 | 1914569.9829 | 542153.4718 | 245926.8387 | 0 | 1208550.4475
5006 | 1112.084 | 502.9665 | 502.9665 | 489.6181 | 489.6181 | 1435.35 | 748565.9646 | 176262.5113 | 79954.6336 | 1200310.9239 | 269246.0121
5007 | 1330.2779 | 324.2483 | 324.2483 | 315.6429 | 315.6429 | 1547.9 | 520577.5454 | 113631.4515 | 51544.489 | 1956536.9091 | 138976.8963
5008 | 1190.5629 | 1005.6308 | 1005.6308 | 978.9419 | 978.9419 | 1773.45 | 1846408.2098 | 352419.1019 | 159861.2204 | 408072.1201 | 215989.8249
5009 | 1041.9355 | 372.7366 | 372.7366 | 362.8444 | 362.8444 | 1870.5 | 718845.6305 | 130623.9812 | 59252.4893 | 1309502.2928 | 45761.674
5010 | 1168.6743 | 794.0854 | 794.0854 | 773.0108 | 773.0108 | 1681.45 | 1374993.5315 | 278283.8902 | 126232.6646 | 762964.2323 | 209186.0511
5011 | 1443.5337 | 1514.9351 | 1514.9351 | 1474.7295 | 1443.5337 | 1656.25 | 2526153.2842 | 519672.1248 | 235729.0499 | 0 | 496214.7025
5012 | 1038.0979 | 1089.4451 | 1089.4451 | 1060.5319 | 1038.0979 | 1728.75 | 1893095.4925 | 373715.248 | 169521.3889 | 0 | 281584.0584
5013 | 1286.7441 | 1350.3898 | 1350.3898 | 1314.5512 | 1286.7441 | 1806.15 | 2448385.2526 | 463227.8821 | 210125.3143 | 0 | 249435.3244
5014 | 712.7858 | 748.0423 | 748.0423 | 728.1897 | 712.7858 | 1900 | 1426876.8708 | 256602.8847 | 116397.9197 | 0 | 71278.5791
5015 | 1145.8446 | 1202.5216 | 1202.5216 | 1170.6073 | 1145.8446 | 1897 | 2295231.4225 | 412504.056 | 187116.4232 | 0 | 118021.9938
5016 | 1181.7602 | 1240.213 | 1240.213 | 1207.2985 | 1181.7602 | 1814.35 | 2264505.4794 | 425433.6587 | 192981.4346 | 0 | 219393.744
5017 | 911.7028 | 0 | 0 | 0 | 0 | 1564.05 | 0 | 0 | 0 | 1141342.4459 | 0
5018 | 1009.0892 | 0 | 0 | 0 | 0 | 1622.2 | 0 | 0 | 0 | 1263258.5714 | 0
5019 | 973.8643 | 0 | 0 | 0 | 0 | 1607.4 | 0 | 0 | 0 | 1219161.2491 | 0
5020 | 848.1598 | 0 | 0 | 0 | 0 | 1597.05 | 0 | 0 | 0 | 1061794.3361 | 0
5021 | 780.4728 | 0 | 0 | 0 | 0 | 1543.25 | 0 | 0 | 0 | 977058.306 | 0
5022 | 770.8032 | 0 | 0 | 0 | 0 | 1487.05 | 0 | 0 | 0 | 964953.1588 | 0
5023 | 969.0295 | 1016.9598 | 1016.9598 | 989.9702 | 969.0295 | 1230.6 | 1269592.5547 | 348850.6272 | 158242.5206 | 0 | 745571.3127
5024 | 708.5433 | 743.5895 | 743.5895 | 723.855 | 708.5433 | 285.05 | 214126.2192 | 255075.5754 | 115705.1152 | 0 | 1215116.2723
5025 | 1101.8299 | 1156.3295 | 1156.3295 | 1125.6411 | 1101.8299 | 302.05 | 351785.3371 | 396658.7658 | 179928.8235 | 0 | 1870852.0872
5026 | 952.1242 | 999.2197 | 999.2197 | 972.7009 | 952.1242 | 312.45 | 313632.664 | 342764.7005 | 155481.8767 | 0 | 1606756.8562
5027 | 1203.6531 | 1310.0422 | 1263.1879 | 1275.2744 | 1203.6531 | 324.8 | 411364.9613 | 433315.1218 | 196556.5538 | 0 | 2016359.6999
5028 | 1159.54 | 1403.9334 | 1216.8929 | 1366.6738 | 1159.54 | 327.55 | 400104.9133 | 417434.3993 | 189352.8817 | 0 | 1939272.6697
5029 | 964.4063 | 1094.3545 | 1012.1081 | 1065.3109 | 964.4063 | 331.8 | 337709.9612 | 347186.2517 | 157487.5414 | 0 | 1608822.5139
5030 | 1140.2509 | 1196.6509 | 1196.6509 | 1164.8924 | 1140.2509 | 342.7 | 412667.2732 | 410490.3326 | 186202.9759 | 0 | 1889737.8563
5031 | 833.8618 | 875.106 | 875.106 | 851.8812 | 833.8618 | 342.4 | 301467.6464 | 300190.2539 | 136169.6346 | 0 | 1382209.3467
5032 | 1036.9885 | 2331.0792 | 1088.2813 | 2269.2136 | 1036.9885 | 327.9 | 359289.8157 | 373315.86 | 169340.2221 | 0 | 1733948.4708
5033 | 1019.831 | 1070.2746 | 1070.2746 | 1041.8701 | 1019.831 | 318.5 | 345691.4787 | 367139.1773 | 166538.4101 | 0 | 1714845.8265
5034 | 933.7278 | 979.9127 | 979.9127 | 953.9064 | 933.7278 | 310.55 | 307505.2923 | 336142.0088 | 152477.7501 | 0 | 1577486.4354
5035 | 870.2617 | 913.3075 | 913.3075 | 889.0688 | 870.2617 | 1238.6 | 1144272.5708 | 313294.2197 | 142113.7391 | 0 | 662617.2748
5036 | 1061.5812 | 1114.0897 | 1114.0897 | 1084.5223 | 1061.5812 | 1562.3 | 1756296.5775 | 382169.2187 | 173356.2039 | 0 | 464654.0037
5037 | 730.0529 | 766.1634 | 766.1634 | 745.8298 | 730.0529 | 1611 | 1245233.3077 | 262819.0399 | 119217.6367 | 0 | 283990.5737
5038 | 1020.8308 | 1071.3241 | 1071.3241 | 1042.8917 | 1020.8308 | 1661.15 | 1794765.2506 | 367499.0927 | 166701.6718 | 0 | 345908.521
5039 | 954.5252 | 1001.7384 | 1001.7384 | 975.1528 | 954.5252 | 1646.45 | 1662141.6999 | 343629.0569 | 155873.9583 | 0 | 337472.3137
5040 | 756.9896 | 794.4328 | 794.4328 | 773.349 | 756.9896 | 1596.2 | 1281764.4143 | 272516.2419 | 123616.3953 | 0 | 305672.3847
5041 | 995.2755 | 0 | 0 | 0 | 0 | 1330.5 | 0 | 0 | 0 | 1245965.5035 | 0
5042 | 975.9364 | 0 | 0 | 0 | 0 | 1225.5 | 0 | 0 | 0 | 1221755.2092 | 0
5043 | 974.555 | 0 | 0 | 0 | 0 | 841.5 | 0 | 0 | 0 | 1220025.9025 | 0
5044 | 919.3003 | 0 | 0 | 0 | 0 | 288.55 | 0 | 0 | 0 | 1150853.633 | 0
5045 | 1018.0681 | 864.3711 | 864.3711 | 841.4311 | 841.4311 | 283.85 | 253912.1835 | 302915.2063 | 137405.7033 | 221128.263 | 1230031.6349
5046 | 664.4379 | 697.3029 | 697.3029 | 678.7969 | 664.4379 | 282.35 | 199580.3338 | 239197.6503 | 108502.7119 | 0 | 1141271.789
5047 | 891.6729 | 935.7776 | 935.7776 | 910.9425 | 891.6729 | 485.6 | 459877.1372 | 321002.2521 | 145610.1883 | 0 | 1350349.474
5048 | 882.8417 | 926.5098 | 926.5098 | 901.9207 | 882.8417 | 774.8 | 725164.7077 | 317822.9996 | 144168.044 | 0 | 1081656.7932
5049 | 1164.6709 | 1222.2788 | 1222.2788 | 1189.8402 | 1164.6709 | 1479.3 | 1821029.5437 | 419281.5301 | 190190.7607 | 0 | 606444.1465
5050 | 1275.9643 | 1471.162 | 1339.0766 | 1432.1182 | 1275.9643 | 1498.75 | 2027455.3564 | 459347.1365 | 208364.965 | 0 | 639577.0893
5051 | 1281.6469 | 1345.0407 | 1345.0407 | 1309.3441 | 1281.6469 | 1313 | 1784879.0422 | 461392.8732 | 209292.9339 | 0 | 880491.3997
5052 | 1165.2105 | 2281.6757 | 1222.8444 | 2221.1213 | 1165.2105 | 386 | 476524.1233 | 419475.7847 | 190278.8768 | 0 | 1880649.768
5053 | 1262.2861 | 1324.7221 | 1324.7221 | 1289.5647 | 1262.2861 | 390.75 | 521206.7857 | 454423.009 | 206131.326 | 0 | 2031333.7455
5054 | 1118.1698 | 1173.4767 | 1173.4767 | 1142.3332 | 1118.1698 | 422.4 | 500907.4484 | 402541.1132 | 182597.1216 | 0 | 1764024.6118
5055 | 1150.1519 | 1207.0416 | 1207.0416 | 1175.0074 | 1150.1519 | 1399.9 | 1707561.9733 | 414054.6757 | 187819.8015 | 0 | 690206.1414
5056 | 1238.5577 | 1516.1651 | 1299.8204 | 1475.9269 | 1238.5577 | 1718.45 | 2250098.5257 | 445880.7688 | 202256.4709 | 0 | 348715.9179
5057 | 954.5088 | 566.9198 | 566.9198 | 551.874 | 551.874 | 1700.4 | 992789.8262 | 198674.6441 | 90121.026 | 776407.0172 | 161025.4128
5058 | 1051.3962 | 438.7069 | 438.7069 | 427.0639 | 427.0639 | 1687.05 | 761323.4881 | 153742.9868 | 69739.5271 | 1203909.9901 | 112735.8562
5059 | 866.1271 | 908.968 | 908.968 | 884.8445 | 866.1271 | 1839.2 | 1683551.5748 | 311805.7614 | 141438.5579 | 0 | 139273.2216
5060 | 1031.8818 | 1082.9217 | 1082.9217 | 1054.1815 | 1031.8818 | 1868.7 | 2044391.7018 | 371477.4318 | 168506.2906 | 0 | 135486.0744
5061 | 910.3214 | 955.3479 | 955.3479 | 929.9935 | 910.3214 | 1760.6 | 1700532.5136 | 327715.6997 | 148655.4827 | 0 | 217930.8474
5062 | 1085.7551 | 1139.4594 | 1139.4594 | 1109.2187 | 1085.7551 | 1699.2 | 1953242.3793 | 390871.836 | 177303.8078 | 0 | 326595.104
5063 | 1110.6197 | 1165.5543 | 1165.5543 | 1134.6211 | 1110.6197 | 1694 | 1995568.607 | 399823.0996 | 181364.2004 | 0 | 339849.6346
5064 | 991.1314 | 1040.155 | 1040.155 | 1012.5499 | 991.1314 | 1559.45 | 1645082.7163 | 356807.3058 | 161851.7584 | 0 | 436642.7621
5065 | 1030.5004 | 0 | 0 | 0 | 0 | 780.95 | 0 | 0 | 0 | 1290062.8257 | 0
5066 | 809.4815 | 0 | 0 | 0 | 0 | 1003.95 | 0 | 0 | 0 | 1013373.7474 | 0
5067 | 1055.365 | 0 | 0 | 0 | 0 | 1044.45 | 0 | 0 | 0 | 1321190.3462 | 0
5068 | 926.8978 | 0 | 0 | 0 | 0 | 1200.65 | 0 | 0 | 0 | 1160364.8201 | 0
5069 | 813.6256 | 0 | 0 | 0 | 0 | 1195.95 | 0 | 0 | 0 | 1018561.6677 | 0
5070 | 907.5587 | 0 | 0 | 0 | 0 | 1194.45 | 0 | 0 | 0 | 1136154.5258 | 0
5071 | 821.2232 | 861.8429 | 861.8429 | 838.9701 | 821.2232 | 938.05 | 818548.9079 | 295640.3391 | 134105.7427 | 0 | 872097.7649
5072 | 962.443 | 1010.048 | 1010.048 | 983.2419 | 962.443 | 318.75 | 325655.8805 | 346479.4748 | 157166.9395 | 0 | 1618107.2695
5073 | 1008.2725 | 1058.1449 | 1058.1449 | 1030.0623 | 1008.2725 | 1288.8 | 1375861.6058 | 362978.0831 | 164650.8916 | 0 | 717083.0464
5074 | 1436.7719 | 1507.8386 | 1507.8386 | 1467.8214 | 1436.7719 | 387.2 | 588740.4206 | 517237.8786 | 234624.8488 | 0 | 2317225.6961
5075 | 1155.7145 | 1974.0572 | 1212.8787 | 1921.6668 | 1155.7145 | 392.45 | 479444.2637 | 416057.2103 | 188728.1734 | 0 | 1857868.8011
5076 | 1137.1705 | 1193.4175 | 1193.4175 | 1161.7449 | 1137.1705 | 386 | 465433.3007 | 409381.3703 | 185699.9382 | 0 | 1835392.38
5077 | 1170.2102 | 1228.0928 | 1228.0928 | 1195.4999 | 1170.2102 | 390.75 | 483945.3646 | 421275.6724 | 191095.3258 | 0 | 1883160.4425
5078 | 1059.333 | 1342.5724 | 1111.7305 | 1306.9412 | 1059.333 | 422.4 | 474211.4884 | 381359.8753 | 172989.0768 | 0 | 1671203.7203
5079 | 1086.2248 | 1139.9526 | 1139.9526 | 1109.6989 | 1086.2248 | 891.8 | 1027164.1293 | 391040.9154 | 177380.5041 | 0 | 1203754.2846
5080 | 1050.3472 | 274.4649 | 274.4649 | 267.1808 | 267.1808 | 1388.45 | 392754.4308 | 96185.0814 | 43630.6217 | 1510192.3157 | 159128.9793
5081 | 1100.0177 | 502.1165 | 502.1165 | 488.7906 | 488.7906 | 1731.4 | 895821.4034 | 175964.6096 | 79819.5021 | 1178639.075 | 127861.9266
5082 | 961.4501 | 271.2431 | 271.2431 | 264.0444 | 264.0444 | 1828.05 | 509672.3263 | 95055.9975 | 43118.4566 | 1344818.5507 | 44217.2864
5083 | 1004.2544 | 1053.9271 | 1053.9271 | 1025.9565 | 1004.2544 | 1841.7 | 1958359.2532 | 361531.5836 | 163994.7434 | 0 | 158973.4082
5084 | 918.6096 | 964.0469 | 964.0469 | 938.4617 | 918.6096 | 1866.2 | 1819098.6473 | 330699.4542 | 150008.9468 | 0 | 122909.9638
5085 | 1251.5192 | 1313.4225 | 1313.4225 | 1278.565 | 1251.5192 | 1828.8 | 2427466.5947 | 450546.9257 | 204373.0916 | 0 | 214260.0528
5086 | 1076.0855 | 1129.3121 | 1129.3121 | 1099.3408 | 1076.0855 | 1772.2 | 2023658.8224 | 387390.789 | 175724.7662 | 0 | 245132.2826
5087 | 1287.4348 | 1351.115 | 1351.115 | 1315.2572 | 1287.4348 | 1698 | 2324091.6799 | 463476.5284 | 210238.103 | 0 | 388805.3099
5088 | 1154.1328 | 111.2451 | 111.2451 | 108.2928 | 108.2928 | 1419.35 | 163553.5806 | 38985.3936 | 17684.2077 | 2016710.0961 | 10452.2807
5089 | 1704.5439 | 0 | 0 | 0 | 0 | 324.9 | 0 | 0 | 0 | 2133884.4413 | 0
5090 | 1118.0342 | 0 | 0 | 0 | 0 | 304.95 | 0 | 0 | 0 | 1399644.633 | 0
5091 | 1386.5855 | 0 | 0 | 0 | 0 | 295.45 | 0 | 0 | 0 | 1735838.6758 | 0
5092 | 1257.4896 | 0 | 0 | 0 | 0 | 288.55 | 0 | 0 | 0 | 1574226.1092 | 0
5093 | 1113.2529 | 0 | 0 | 0 | 0 | 283.85 | 0 | 0 | 0 | 1393658.9829 | 0
5094 | 1508.5094 | 0 | 0 | 0 | 0 | 282.35 | 0 | 0 | 0 | 1888472.7665 | 0
5095 | 1345.1473 | 1411.6816 | 1411.6816 | 1374.2163 | 1345.1473 | 289.05 | 411796.1508 | 484253.0381 | 219662.5587 | 0 | 2301479.2596
5096 | 1347.8468 | 1414.5141 | 1414.5141 | 1376.9737 | 1347.8468 | 318.75 | 455304.5849 | 485224.8433 | 220103.3803 | 0 | 2266067.4106
5097 | 1439.8057 | 1511.0227 | 1511.0227 | 1470.921 | 1439.8057 | 368.25 | 562443.4173 | 518330.0506 | 235120.2702 | 0 | 2349402.9444
5098 | 1331.5524 | 1397.4152 | 1397.4152 | 1360.3286 | 1331.5524 | 387.2 | 546185.5122 | 479358.8694 | 217442.5094 | 0 | 2147527.0656
5099 | 1361.5313 | 1428.8771 | 1428.8771 | 1390.9554 | 1361.5313 | 392.45 | 565108.4209 | 490151.286 | 222338.0695 | 0 | 2188729.159
5100 | 1417.9132 | 1488.0468 | 1488.0468 | 1448.5549 | 1417.9132 | 386 | 579542.6323 | 510448.7462 | 231545.2229 | 0 | 2288511.582
5101 | 1620.5808 | 1700.7393 | 1700.7393 | 1655.6026 | 1620.5808 | 390.75 | 670863.2026 | 583409.0833 | 264640.8425 | 0 | 2607919.6315
5102 | 1546.263 | 1622.7453 | 1622.7453 | 1579.6786 | 1546.263 | 422.4 | 693515.0533 | 556654.6768 | 252504.7464 | 0 | 2439384.4946
5103 | 1367.5967 | 1435.241 | 1435.241 | 1397.1505 | 1367.5967 | 435.75 | 631196.8142 | 492334.7998 | 223328.5356 | 0 | 2139263.0848
5104 | 1582.1499 | 1550.1194 | 1550.1194 | 1508.9801 | 1508.9801 | 429.45 | 686063.3467 | 543232.8207 | 246416.4434 | 141094.4932 | 2308063.0039
5105 | 1603.4885 | 590.4151 | 590.4151 | 574.7458 | 574.7458 | 1535.4 | 933975.994 | 206908.4981 | 93855.9937 | 1983741.0123 | 260056.5978
5106 | 1628.2678 | 251.0766 | 251.0766 | 244.4132 | 244.4132 | 1695.05 | 439188.2351 | 87988.741 | 39912.6706 | 2668508.9681 | 72588.1634
5107 | 1753.1561 | 1839.8718 | 1839.8718 | 1791.0426 | 1753.1561 | 1824.2 | 3384891.3505 | 631136.1935 | 286290.39 | 0 | 308204.8248
5108 | 1494.1654 | 1568.0704 | 1568.0704 | 1526.4547 | 1494.1654 | 1848.7 | 2919583.0876 | 537899.5537 | 243997.2142 | 0 | 226067.1645
5109 | 1494.1654 | 1568.0704 | 1568.0704 | 1526.4547 | 1494.1654 | 1756.3 | 2781341.9071 | 537899.5537 | 243997.2142 | 0 | 364128.0105
5110 | 1460.6961 | 1532.946 | 1532.946 | 1492.2624 | 1460.6961 | 1839.7 | 2846659.2879 | 525850.6036 | 238531.6766 | 0 | 234149.5688
5111 | 1675.8559 | 1758.7484 | 1758.7484 | 1712.0721 | 1675.8559 | 1770 | 3144766.6957 | 603308.1391 | 273667.2753 | 0 | 385446.8667
5112 | 1392.1637 | 0 | 0 | 0 | 0 | 1371.5 | 0 | 0 | 0 | 2684531.601 | 0
5113 | 1467.0712 | 0 | 0 | 0 | 0 | 1228.85 | 0 | 0 | 0 | 1836597.1277 | 0
5114 | 1345.1473 | 0 | 0 | 0 | 0 | 852.4 | 0 | 0 | 0 | 1683963.037 | 0
5115 | 1282.1932 | 0 | 0 | 0 | 0 | 296.55 | 0 | 0 | 0 | 1605151.9706 | 0
5116 | 1174.6132 | 0 | 0 | 0 | 0 | 289.2 | 0 | 0 | 0 | 1470474.8317 | 0
5117 | 1106.8777 | 0 | 0 | 0 | 0 | 283.7 | 0 | 0 | 0 | 1385678.1152 | 0
5118 | 1184.9728 | 0 | 0 | 0 | 0 | 280.8 | 0 | 0 | 0 | 1483443.7414 | 0
5119 | 1051.8925 | 0 | 0 | 0 | 0 | 283.6 | 0 | 0 | 0 | 2028381.0609 | 0
5120 | 1003.1398 | 0 | 0 | 0 | 0 | 298.65 | 0 | 0 | 0 | 1934370.5941 | 0
5121 | 1520.4757 | 461.4729 | 461.4729 | 449.2256 | 449.2256 | 919.35 | 437803.8099 | 161721.2338 | 73358.5486 | 2065708.5893 | 265414.1239
5122 | 1744.6384 | 1830.9325 | 1830.9325 | 1782.3406 | 1744.6384 | 836.15 | 1547526.3693 | 628069.8074 | 284899.4432 | 0 | 2030496.9363
5123 | 1595.175 | 1674.0767 | 1674.0767 | 1629.6476 | 1595.175 | 351.95 | 595948.8081 | 574262.9978 | 260492.0765 | 0 | 2628928.1489
5124 | 1462.4025 | 1534.7364 | 1534.7364 | 1494.0053 | 1462.4025 | 359.3 | 558559.5408 | 526464.8849 | 238810.3214 | 0 | 2399362.9614
5125 | 1607.6891 | 1687.2107 | 1687.2107 | 1642.433 | 1607.6891 | 377.2 | 644632.8082 | 578768.0857 | 262535.6344 | 0 | 2608957.7092
5126 | 1637.0923 | 1718.067 | 1718.067 | 1672.4704 | 1637.0923 | 405.85 | 705209.9764 | 589353.232 | 267337.1744 | 0 | 2609770.2118
5127 | 1664.4276 | 1746.7551 | 1746.7551 | 1700.3972 | 1664.4276 | 411.6 | 726320.2982 | 599193.9248 | 271801.022 | 0 | 2643776.7506
5128 | 1619.2759 | 695.4989 | 695.4989 | 677.0407 | 677.0407 | 865.1 | 621226.6562 | 243734.6565 | 110560.7483 | 1816927.1532 | 748315.6083
5129 | 1609.6674 | 736.2474 | 736.2474 | 716.7078 | 716.7078 | 1766.6 | 1341444.0047 | 258014.8103 | 117038.3848 | 1721908.2757 | 162912.9666
5130 | 1842.5401 | 262.2324 | 262.2324 | 255.2729 | 255.2729 | 1809.2 | 488046.8229 | 91898.2402 | 41686.0628 | 3060752.6757 | 47434.5972
5131 | 1522.0625 | 1597.3473 | 1597.3473 | 1554.9546 | 1522.0625 | 1837.65 | 2962623.5044 | 547942.4968 | 248552.8048 | 0 | 247106.7657
5132 | 1333.194 | 1399.1374 | 1399.1374 | 1362.005 | 1333.194 | 1844.9 | 2607387.0068 | 479949.8418 | 217710.581 | 0 | 206778.3894
5133 | 1353.1162 | 1420.0448 | 1420.0448 | 1382.3576 | 1353.1162 | 1753.25 | 2517718.6602 | 487121.8356 | 220963.8771 | 0 | 333881.373
5134 | 1412.8828 | 1482.768 | 1482.768 | 1443.4162 | 1412.8828 | 1823.35 | 2728394.5062 | 508637.8177 | 230723.7656 | 0 | 249585.7514
5135 | 1341.9598 | 1408.337 | 1408.337 | 1370.9605 | 1341.9598 | 1719.3 | 2443608.2753 | 483105.519 | 219142.0313 | 0 | 376688.1088
5136 | 1469.4619 | 0 | 0 | 0 | 0 | 1523.05 | 0 | 0 | 0 | 2833586.8777 | 0
5137 | 1242.3487 | 0 | 0 | 0 | 0 | 1228.85 | 0 | 0 | 0 | 2395640.9664 | 0
5138 | 1430.4144 | 0 | 0 | 0 | 0 | 1198.05 | 0 | 0 | 0 | 2758290.9124 | 0
5139 | 1263.8647 | 0 | 0 | 0 | 0 | 1085.8 | 0 | 0 | 0 | 2437130.5788 | 0
5140 | 1263.8647 | 0 | 0 | 0 | 0 | 964.6 | 0 | 0 | 0 | 2437130.5788 | 0
5141 | 1340.366 | 0 | 0 | 0 | 0 | 959.1 | 0 | 0 | 0 | 2584649.2017 | 0
5142 | 1114.0497 | 0 | 0 | 0 | 0 | 956.2 | 0 | 0 | 0 | 2148239.9423 | 0
5143 | 1307.6936 | 188.1634 | 188.1634 | 183.1697 | 183.1697 | 770.3 | 149860.3554 | 65941.0779 | 29911.6056 | 2168437.4674 | 219363.7236
5144 | 1075.8529 | 690.2379 | 690.2379 | 671.9194 | 671.9194 | 298.65 | 213072.8799 | 241890.9764 | 109724.4346 | 778911.466 | 1113329.413
5145 | 1014.0104 | 1064.1657 | 1064.1657 | 1035.9233 | 1014.0104 | 1036 | 1113887.8894 | 365043.739 | 165587.896 | 0 | 977505.64
5146 | 1160.599 | 1218.0054 | 1218.0054 | 1185.6802 | 1160.599 | 677.85 | 834063.4756 | 417815.6299 | 189525.8121 | 0 | 1534485.9308
5147 | 1335.6922 | 1401.7589 | 1401.7589 | 1364.557 | 1335.6922 | 351.95 | 498792.7625 | 480849.2096 | 218118.5443 | 0 | 2201287.611
5148 | 1416.1869 | 1486.2354 | 1486.2354 | 1446.7916 | 1416.1869 | 359.3 | 539827.7074 | 509827.293 | 231263.3249 | 0 | 2323537.8878
5149 | 1072.5339 | 1125.5834 | 1125.5834 | 1095.711 | 1072.5339 | 377.2 | 430242.0513 | 386112.1889 | 175144.779 | 0 | 1740507.9448
5150 | 1228.6313 | 558.1053 | 558.1053 | 543.2935 | 543.2935 | 405.85 | 234783.7984 | 195585.6616 | 88719.8293 | 1321547.8599 | 843483.8948
5151 | 962.4338 | 200.7633 | 200.7633 | 195.4351 | 195.4351 | 411.6 | 85412.1553 | 70356.6421 | 31914.5546 | 1479015.809 | 302326.5256
5152 | 1200.7083 | 318.8992 | 318.8992 | 310.4358 | 310.4358 | 738.3 | 243006.4208 | 111756.8778 | 50694.1615 | 1716726.853 | 381452.2844
5153 | 1232.7184 | 611.9312 | 611.9312 | 595.6909 | 595.6909 | 1633.75 | 1031556.7912 | 214448.7194 | 97276.3219 | 1228390.253 | 212476.6413
5154 | 856.2803 | 177.7916 | 177.7916 | 173.0731 | 173.0731 | 1674.2 | 307117.1601 | 62306.3103 | 28262.8346 | 1317439.4196 | 54915.219
5155 | 1170.6288 | 450.7663 | 450.7663 | 438.8032 | 438.8032 | 1675.15 | 777512.4902 | 157969.1444 | 71656.5591 | 1411191.0661 | 121913.931
5156 | 1184.9728 | 1243.585 | 1243.585 | 1210.5809 | 1184.9728 | 1822.4 | 2287146.3812 | 426590.2058 | 193506.0573 | 0 | 210451.1682
5157 | 1341.1629 | 1407.5005 | 1407.5005 | 1370.1463 | 1341.1629 | 1700.3 | 2420523.6213 | 482818.6393 | 219011.8994 | 0 | 401946.5172
5158 | 1157.0817 | 1214.3144 | 1214.3144 | 1182.0872 | 1157.0817 | 1798.3 | 2207680.6209 | 416549.4142 | 188951.4426 | 0 | 233383.3801
5159 | 1082.1742 | 1135.7013 | 1135.7013 | 1105.5604 | 1082.1742 | 1699.3 | 1950742.6012 | 389582.7167 | 176719.049 | 0 | 325409.7218
5160 | 136.2679 | 143.0082 | 143.0082 | 139.2128 | 136.2679 | 1394.6 | 202087.6216 | 49056.4393 | 22252.5459 | 0 | 82496.5787
5161 | 105.9861 | 0 | 0 | 0 | 0 | 1319.6 | 0 | 0 | 0 | 132681.9218 | 0
5162 | 87.6577 | 0 | 0 | 0 | 0 | 1120.65 | 0 | 0 | 0 | 109736.9278 | 0
5163 | 91.6421 | 0 | 0 | 0 | 0 | 1223.5 | 0 | 0 | 0 | 114724.9699 | 0
5164 | 87.6577 | 0 | 0 | 0 | 0 | 1183 | 0 | 0 | 0 | 109736.9278 | 0
5165 | 91.6421 | 0 | 0 | 0 | 0 | 1173.65 | 0 | 0 | 0 | 114724.9699 | 0
5166 | 84.4702 | 0 | 0 | 0 | 0 | 1164.55 | 0 | 0 | 0 | 105746.494 | 0
5167 | 82.0795 | 86.1388 | 86.1388 | 83.8528 | 82.0795 | 1176.2 | 102306.9909 | 29548.6155 | 13403.5803 | 0 | 67616.6802
5168 | 81.0455 | 85.0537 | 85.0537 | 82.7964 | 81.0455 | 817.65 | 70216.3765 | 29176.389 | 13234.7342 | 0 | 95823.5557
5169 | 801.8299 | 841.4907 | 841.4907 | 819.158 | 801.8299 | 1029 | 875947.2972 | 288658.775 | 130938.8277 | 0 | 778576.8626
5170 | 967.4233 | 1015.2744 | 1015.2744 | 988.3295 | 967.4233 | 665.1 | 682523.9511 | 348272.3895 | 157980.2256 | 0 | 1291413.3689
5171 | 1373.2187 | 1441.1421 | 1441.1421 | 1402.895 | 1373.2187 | 335.3 | 487577.1016 | 494358.7363 | 224246.6157 | 0 | 2285997.1899
5172 | 1296.8011 | 1360.9453 | 1360.9453 | 1324.8266 | 1296.8011 | 343.8 | 473584.1258 | 466848.4014 | 211767.6221 | 0 | 2147761.8162
5173 | 1405.7098 | 1475.2402 | 1475.2402 | 1436.0881 | 1405.7098 | 354.95 | 532211.9978 | 506055.5413 | 229552.4164 | 0 | 2312462.9674
5174 | 1424.881 | 1495.3595 | 1495.3595 | 1455.6734 | 1424.881 | 371.45 | 562980.5647 | 512957.1514 | 232683.0634 | 0 | 2320489.9135
5175 | 1143.2188 | 1698.2993 | 1199.7657 | 1653.2274 | 1143.2188 | 360.8 | 437902.9282 | 411558.7824 | 186687.6366 | 0 | 1873964.3225
5176 | 1188.5309 | 2403.6233 | 1247.319 | 2339.8324 | 1188.5309 | 1129.6 | 1424830.0305 | 427871.124 | 194087.096 | 0 | 1034497.2954
5177 | 1249.3245 | 1353.3084 | 1311.12 | 1317.3923 | 1249.3245 | 1560.15 | 2069439.048 | 449756.8225 | 204014.692 | 0 | 549515.3844
5178 | 1404.2924 | 0 | 0 | 0 | 0 | 1651.65 | 0 | 0 | 0 | 2707919.4496 | 0
5179 | 1160.2693 | 1217.659 | 1217.659 | 1185.343 | 1160.2693 | 1648.65 | 2032556.2767 | 417696.9332 | 189471.97 | 0 | 407660.5131
5180 | 1162.6599 | 1220.1683 | 1220.1683 | 1187.7857 | 1162.6599 | 1655.5 | 2040282.0275 | 418557.5726 | 189862.3656 | 0 | 400536.3438
5181 | 1369.8509 | 1437.6075 | 1437.6075 | 1399.4542 | 1369.8509 | 1658.05 | 2416802.0586 | 493146.3107 | 223696.6459 | 0 | 468420.5026
5182 | 1357.1007 | 1424.2269 | 1424.2269 | 1386.4287 | 1357.1007 | 1666.9 | 2404408.4394 | 488556.2344 | 221614.5363 | 0 | 452050.2268
5183 | 1209.6763 | 1269.5098 | 1269.5098 | 1235.8177 | 1209.6763 | 1517.85 | 1950442.3553 | 435483.4784 | 197540.1445 | 0 | 583245.2834
5184 | 945.9063 | 0 | 0 | 0 | 0 | 1502.85 | 0 | 0 | 0 | 1824006.3031 | 0
5185 | 1825.6709 | 0 | 0 | 0 | 0 | 1115.95 | 0 | 0 | 0 | 2285520.9226 | 0
5186 | 1777.8576 | 0 | 0 | 0 | 0 | 1077.2 | 0 | 0 | 0 | 2225664.4174 | 0
5187 | 1880.6562 | 0 | 0 | 0 | 0 | 1163.85 | 0 | 0 | 0 | 2354355.9049 | 0
5188 | 2020.9085 | 0 | 0 | 0 | 0 | 1071.6 | 0 | 0 | 0 | 2529934.9893 | 0
5189 | 2148.4107 | 0 | 0 | 0 | 0 | 1179.3 | 0 | 0 | 0 | 2689552.3383 | 0
5190 | 2121.3165 | 0 | 0 | 0 | 0 | 1198.5 | 0 | 0 | 0 | 2655633.6524 | 0
5191 | 1969.1108 | 0 | 0 | 0 | 0 | 1091.65 | 0 | 0 | 0 | 3797067.8807 | 0
5192 | 1123.1632 | 0 | 0 | 0 | 0 | 555.25 | 0 | 0 | 0 | 2165813.4824 | 0
5193 | 1632.0301 | 264.5328 | 264.5328 | 257.5123 | 257.5123 | 294.25 | 80097.2411 | 92704.4135 | 42051.752 | 2650504.7015 | 259381.4623
5194 | 1933.3126 | 2028.9399 | 2028.9399 | 1975.0929 | 1933.3126 | 302.75 | 618973.0524 | 695992.5356 | 315709.9474 | 0 | 3281314.8087
5195 | 2180.0402 | 2287.8707 | 2287.8707 | 2227.1518 | 2180.0402 | 312.45 | 721125.9285 | 784814.4544 | 356000.5567 | 0 | 3678926.502
5196 | 2017.7698 | 2117.5744 | 2117.5744 | 2061.3751 | 2017.7698 | 313.95 | 672047.2292 | 726397.1284 | 329501.8085 | 0 | 3402060.773
5197 | 1936.1236 | 2031.8899 | 2031.8899 | 1977.9647 | 1936.1236 | 315.8 | 648921.6432 | 697004.5039 | 316168.9875 | 0 | 3260819.4042
5198 | 2326.1845 | 2441.2433 | 2441.2433 | 2376.4541 | 2326.1845 | 330.6 | 817208.0241 | 837426.4099 | 379865.9243 | 0 | 3883331.5696
5199 | 2160.3092 | 2267.1648 | 2267.1648 | 2206.9955 | 2160.3092 | 342.5 | 785922.8127 | 777711.3116 | 352778.4922 | 0 | 3580712.1675
5200 | 1965.9362 | 260.3129 | 260.3129 | 253.4044 | 253.4044 | 349.25 | 94208.7268 | 91225.5709 | 41380.9326 | 3302302.554 | 407386.9417
5201 | 2270.9292 | 375.4579 | 375.4579 | 365.4934 | 365.4934 | 340.55 | 132303.8701 | 131577.6342 | 59685.0769 | 3674282.3586 | 590686.2059
5202 | 1602.9128 | 93.143 | 93.143 | 90.671 | 90.671 | 321.7 | 31032.8391 | 32641.5599 | 14806.5743 | 2916080.0186 | 148200.6032
5203 | 2148.4226 | 1206.1811 | 1206.1811 | 1174.1697 | 1174.1697 | 1137.1 | 1419063.9752 | 422701.0848 | 191741.9087 | 3482658.0699 | 918739.1219
5204 | 2164.3484 | 1888.3791 | 1888.3791 | 1838.2625 | 1838.2625 | 1358.95 | 2652136.1544 | 661774.5002 | 300188.2663 | 1165658.0537 | 1151327.7231
5205 | 1992.2206 | 1888.3791 | 1888.3791 | 1838.2625 | 1838.2625 | 1249.4 | 2442524.0422 | 661774.5002 | 300188.2663 | 550353.2918 | 1348079.8518
5206 | 1660.7151 | 1742.8585 | 1742.8585 | 1696.6039 | 1660.7151 | 1254.25 | 2211870.9867 | 597857.4238 | 271194.7703 | 0 | 1238478.2112
5207 | 2342.8514 | 1888.3791 | 1888.3791 | 1838.2625 | 1838.2625 | 1246.1 | 2431259.1643 | 661774.5002 | 300188.2663 | 1803751.8815 | 1354006.6617
5208 | 2067.1281 | 0 | 0 | 0 | 0 | 1062.75 | 0 | 0 | 0 | 3986076.116 | 0
5209 | 1512.4939 | 0 | 0 | 0 | 0 | 1351.75 | 0 | 0 | 0 | 1893460.8084 | 0
5210 | 1488.5872 | 0 | 0 | 0 | 0 | 306.35 | 0 | 0 | 0 | 1863532.5552 | 0
5211 | 1255.099 | 0 | 0 | 0 | 0 | 296.55 | 0 | 0 | 0 | 1571233.2835 | 0
5212 | 1229.5985 | 0 | 0 | 0 | 0 | 289.2 | 0 | 0 | 0 | 1539309.814 | 0
5213 | 1267.0523 | 0 | 0 | 0 | 0 | 283.7 | 0 | 0 | 0 | 1586197.4108 | 0
5214 | 1408.8984 | 0 | 0 | 0 | 0 | 578.8 | 0 | 0 | 0 | 1763771.7115 | 0
5215 | 1368.2571 | 0 | 0 | 0 | 0 | 1061 | 0 | 0 | 0 | 2638432.033 | 0
5216 | 992.7355 | 38.3715 | 38.3715 | 37.3531 | 37.3531 | 973.95 | 38451.2803 | 13447.1326 | 6099.7687 | 1842279.0074 | 37326.673
5217 | 1172.2624 | 504.9458 | 504.9458 | 491.5448 | 491.5448 | 1072.8 | 558672.9793 | 176956.1439 | 80269.2731 | 1312638.6062 | 443863.6208
5218 | 1292.8316 | 1231.5949 | 1231.5949 | 1198.909 | 1198.909 | 1113.65 | 1414531.9159 | 431607.2402 | 195781.8398 | 181112.4819 | 1034913.7826
5219 | 1352.5624 | 1419.4644 | 1419.4644 | 1381.7926 | 1352.5624 | 989.1 | 1415067.6928 | 486922.4543 | 220873.4355 | 0 | 1367304.9258
5220 | 1429.4651 | 1500.1702 | 1500.1702 | 1460.3565 | 1429.4651 | 359.3 | 544362.7044 | 514607.427 | 233431.6467 | 0 | 2345323.2255
5221 | 1429.4511 | 1563.4014 | 1500.1555 | 1521.9096 | 1429.4511 | 377.2 | 571677.26 | 514602.4068 | 233429.3695 | 0 | 2319713.2938
5222 | 1083.6514 | 1137.2513 | 1137.2513 | 1107.0693 | 1083.6514 | 1195.45 | 1374435.5384 | 390114.5202 | 176960.281 | 0 | 871851.412
5223 | 1206.68 | 1266.3657 | 1266.3657 | 1232.757 | 1206.68 | 1302.25 | 1663835.1962 | 434404.8108 | 197050.8489 | 0 | 841960.97
5224 | 1434.9975 | 767.6484 | 767.6484 | 747.2754 | 747.2754 | 1462.1 | 1157602.8046 | 269019.1495 | 122030.0753 | 1326145.4458 | 391466.4072
5225 | 1270.9311 | 696.2356 | 696.2356 | 677.7579 | 677.7579 | 1731.1 | 1242351.6665 | 243992.8379 | 110677.8623 | 1143825.4725 | 177491.4785
5226 | 1239.3475 | 279.3145 | 279.3145 | 271.9016 | 271.9016 | 1668.75 | 480541.7849 | 97884.5918 | 44401.5385 | 1865541.2577 | 87716.325
5227 | 795.2945 | 834.6314 | 834.6314 | 812.4807 | 795.2945 | 1750.15 | 1472693.6251 | 286306.0024 | 129871.5839 | 0 | 198704.2059
5228 | 1205.6919 | 1265.3288 | 1265.3288 | 1231.7476 | 1205.6919 | 1784.9 | 2278022.3159 | 434049.0797 | 196889.4853 | 0 | 259344.3251
5229 | 1452.7272 | 1524.5828 | 1524.5828 | 1484.1212 | 1452.7272 | 1780.3 | 2744094.659 | 522981.806 | 237230.3581 | 0 | 319164.1219
5230 | 1126.8 | 1182.5346 | 1182.5346 | 1151.1508 | 1126.8 | 1878.35 | 2240155.7573 | 405647.9834 | 184006.4325 | 0 | 137075.2144
5231 | 1046.3142 | 1098.0675 | 1098.0675 | 1068.9254 | 1046.3142 | 1879.2 | 2080422.7466 | 376673.1275 | 170863.1159 | 0 | 126394.7312
5232 | 945.9063 | 0 | 0 | 0 | 0 | 1859.5 | 0 | 0 | 0 | 1824006.3031 | 0
5233 | 1189.7541 | 0 | 0 | 0 | 0 | 1705.1 | 0 | 0 | 0 | 1489429.3928 | 0
5234 | 1080.5804 | 0 | 0 | 0 | 0 | 1495.75 | 0 | 0 | 0 | 1352757.0375 | 0
5235 | 1216.8483 | 0 | 0 | 0 | 0 | 1225.55 | 0 | 0 | 0 | 1523348.0786 | 0
5236 | 1073.4084 | 0 | 0 | 0 | 0 | 1205.65 | 0 | 0 | 0 | 1343778.5604 | 0
5237 | 1196.1292 | 0 | 0 | 0 | 0 | 1163.2 | 0 | 0 | 0 | 1497410.2592 | 0
5238 | 1135.5657 | 0 | 0 | 0 | 0 | 1196.2 | 0 | 0 | 0 | 1421592.0186 | 0
5239 | 1033.564 | 937.6991 | 937.6991 | 912.8131 | 912.8131 | 1212.6 | 1173060.7923 | 328612.716 | 149062.3792 | 232845.9525 | 663478.2006
5240 | 863.52 | 906.232 | 906.232 | 882.1811 | 863.52 | 1178.15 | 1079037.6451 | 310867.2132 | 141012.822 | 0 | 709683.912
5241 | 1062.6763 | 1115.2388 | 1115.2388 | 1085.641 | 1062.6763 | 1252.8 | 1412229.1799 | 382563.486 | 173535.048 | 0 | 794031.5072
5242 | 1360.7414 | 1428.0469 | 1428.0469 | 1390.1473 | 1360.7414 | 1256.6 | 1813376.1163 | 489866.9166 | 222209.0763 | 0 | 1011574.8594
5243 | 1568.4882 | 1949.314 | 1646.0697 | 1897.5803 | 1568.4882 | 1280.95 | 2126857.6075 | 564655.7531 | 256134.1235 | 0 | 1127821.4424
5244 | 1509.8552 | 1584.5365 | 1584.5365 | 1542.4838 | 1509.8552 | 1249.95 | 2002825.0937 | 543547.8576 | 246559.3476 | 0 | 1132466.8628
5245 | 1563.935 | 1641.2915 | 1641.2915 | 1597.7325 | 1563.935 | 1089.35 | 1810856.2612 | 563016.5939 | 255390.5827 | 0 | 1424197.3923
5246 | 1577.8526 | 2819.9262 | 1655.8979 | 2745.0869 | 1577.8526 | 1437.25 | 2401948.7231 | 568026.949 | 257663.3355 | 0 | 887936.5709
5247 | 1437.9908 | 954.2187 | 954.2187 | 928.8943 | 928.8943 | 1798.1 | 1767471.3592 | 334401.9377 | 151688.4345 | 981698.949 | 182648.0274
5248 | 1849.9352 | 122.7651 | 122.7651 | 119.507 | 119.507 | 1818.65 | 230190.3574 | 43022.5124 | 19515.4896 | 3336812.3872 | 21106.9638
5249 | 2043.3748 | 46.3369 | 46.3369 | 45.1072 | 45.1072 | 1848.15 | 88235.4961 | 16238.5812 | 7366.0009 | 3853291.4741 | 6670.6186
5250 | 1857.415 | 176.4546 | 176.4546 | 171.7716 | 171.7716 | 1763.25 | 321291.3312 | 61837.7588 | 28050.2945 | 3250453.1767 | 39605.1972
5251 | 1680.6373 | 1763.7658 | 1763.7658 | 1716.9565 | 1680.6373 | 1769.65 | 3154931.3371 | 605029.4179 | 274448.0665 | 0 | 387134.733
5252 | 1432.0081 | 1502.839 | 1502.839 | 1462.9545 | 1432.0081 | 1785.5 | 2711242.0508 | 515522.9322 | 233846.9301 | 0 | 307165.716
5253 | 1791.4047 | 1880.0127 | 1880.0127 | 1830.1182 | 1791.4047 | 1793.4 | 3408219.4671 | 644905.7046 | 292536.3932 | 0 | 370104.2183
5254 | 1433.6019 | 1504.5118 | 1504.5118 | 1464.5829 | 1433.6019 | 1870.85 | 2838235.6517 | 516096.6916 | 234107.1937 | 0 | 185149.6881
5255 | 1313.2718 | 1378.23 | 1378.23 | 1341.6525 | 1313.2718 | 1844.3 | 2561778.379 | 472777.8476 | 214457.2848 | 0 | 204476.4191
5256 | 1328.4127 | 0 | 0 | 0 | 0 | 1769.05 | 0 | 0 | 0 | 2561599.4158 | 0
5257 | 1421.6486 | 0 | 0 | 0 | 0 | 1728.6 | 0 | 0 | 0 | 1779733.4469 | 0
5258 | 1459.1023 | 0 | 0 | 0 | 0 | 1705.35 | 0 | 0 | 0 | 1826621.0437 | 0
5259 | 1105.284 | 0 | 0 | 0 | 0 | 1695.55 | 0 | 0 | 0 | 1383682.8989 | 0
5260 | 1154.691 | 0 | 0 | 0 | 0 | 1636.7 | 0 | 0 | 0 | 1445534.6217 | 0
5261 | 1428.0237 | 0 | 0 | 0 | 0 | 1579.7 | 0 | 0 | 0 | 1787714.3146 | 0
5262 | 1184.9728 | 0 | 0 | 0 | 0 | 1576.8 | 0 | 0 | 0 | 1483443.7414 | 0
5263 | 1434.3988 | 0 | 0 | 0 | 0 | 1523.25 | 0 | 0 | 0 | 2765974.1757 | 0
5264 | 1038.439 | 0 | 0 | 0 | 0 | 1334.15 | 0 | 0 | 0 | 2002438.5291 | 0
5265 | 1255.5094 | 0 | 0 | 0 | 0 | 1671.3 | 0 | 0 | 0 | 2421018.7793 | 0
5266 | 1522.3454 | 1230.7899 | 1230.7899 | 1198.1254 | 1198.1254 | 1529.55 | 1942531.6091 | 431325.1531 | 195653.882 | 625198.5395 | 513835.3695
5267 | 1627.697 | 1708.2073 | 1708.2073 | 1662.8724 | 1627.697 | 1222.45 | 2111708.922 | 585970.9196 | 265802.9199 | 0 | 1265615.8016
5268 | 1740.9657 | 1827.0778 | 1827.0778 | 1778.5882 | 1740.9657 | 1233.3 | 2279559.4208 | 626747.6502 | 284299.698 | 0 | 1334797.8655
5269 | 1456.1419 | 1528.1667 | 1528.1667 | 1487.61 | 1456.1419 | 1146.2 | 1768315.4002 | 524211.0858 | 237787.9731 | 0 | 1243253.9585
5270 | 1415.659 | 1485.6813 | 1485.6813 | 1446.2521 | 1415.659 | 1589.15 | 2381792.1936 | 509637.2353 | 231177.1126 | 0 | 581623.4948
5271 | 1574.2258 | 1192.2369 | 1192.2369 | 1160.5955 | 1160.5955 | 1564.75 | 1920418.6206 | 417814.3947 | 189525.2518 | 797609.8431 | 491962.6398
5272 | 1456.6718 | 109.4695 | 109.4695 | 106.5642 | 106.5642 | 1804.6 | 203338.1432 | 38363.1102 | 17401.933 | 2603434.164 | 20279.1982
5273 | 1710.5644 | 635.0991 | 635.0991 | 618.244 | 618.244 | 1786.6 | 1169349.7937 | 222567.8261 | 100959.2389 | 2106338.9964 | 128489.207
5274 | 1605.2895 | 154.3739 | 154.3739 | 150.2769 | 150.2769 | 1754.2 | 278963.4539 | 54099.672 | 24540.2123 | 2805724.1374 | 35973.8132
5275 | 1610.0698 | 1689.7084 | 1689.7084 | 1644.8645 | 1610.0698 | 1761.7 | 3010427.4755 | 579625.1392 | 262924.4034 | 0 | 383679.6407
5276 | 1475.0401 | 1547.9995 | 1547.9995 | 1506.9164 | 1475.0401 | 1796.8 | 2810413.1881 | 531014.4392 | 240874.0498 | 0 | 299728.128
5277 | 1838.4211 | 1888.3791 | 1888.3791 | 1838.2625 | 1838.2625 | 1827.5 | 3560575.9074 | 661774.5002 | 300188.2663 | 567.0917 | 309810.5175
5278 | 1491.7748 | 1565.5622 | 1565.5622 | 1524.0131 | 1491.7748 | 1873.35 | 2956529.4913 | 537038.9143 | 243606.8186 | 0 | 188933.2736
5279 | 1526.041 | 1601.5231 | 1601.5231 | 1559.0196 | 1526.041 | 1879.25 | 3034227.0417 | 549374.7442 | 249202.4881 | 0 | 184269.4454
5280 | 1497.353 | 0 | 0 | 0 | 0 | 1829.55 | 0 | 0 | 0 | 2887369.7071 | 0
5281 | 1734.0288 | 0 | 0 | 0 | 0 | 1748.6 | 0 | 0 | 0 | 2170795.9529 | 0
5282 | 1447.9459 | 0 | 0 | 0 | 0 | 1748.45 | 0 | 0 | 0 | 1812654.5246 | 0
5283 | 1251.1145 | 0 | 0 | 0 | 0 | 1643.05 | 0 | 0 | 0 | 1566245.2415 | 0
5284 | 1269.4429 | 0 | 0 | 0 | 0 | 1442.85 | 0 | 0 | 0 | 1589190.2352 | 0
5285 | 1431.2113 | 0 | 0 | 0 | 0 | 1406.7 | 0 | 0 | 0 | 1791704.7484 | 0
5286 | 1506.9156 | 0 | 0 | 0 | 0 | 1519.45 | 0 | 0 | 0 | 1886477.5489 | 0
5287 | 1356.3038 | 0 | 0 | 0 | 0 | 1436.75 | 0 | 0 | 0 | 2615382.2471 | 0
5288 | 1302.3903 | 0 | 0 | 0 | 0 | 1087.65 | 0 | 0 | 0 | 2511420.0345 | 0
5289 | 1113.0576 | 400.8559 | 400.8559 | 390.2174 | 390.2174 | 1562.45 | 644862.3936 | 140478.273 | 63722.5055 | 1393864.3058 | 132898.8117
5290 | 1552.2695 | 1629.0484 | 1629.0484 | 1585.8144 | 1552.2695 | 1578.8 | 2592340.0622 | 558817.033 | 253485.6152 | 0 | 653815.7028
5291 | 1629.2201 | 1709.8056 | 1709.8056 | 1664.4283 | 1629.2201 | 1410.95 | 2434157.6306 | 586519.2184 | 266051.6343 | 0 | 959692.041
5292 | 1607.9571 | 2174.0187 | 1687.4909 | 2116.3214 | 1607.9571 | 1313.3 | 2238104.8552 | 578864.5492 | 262579.3913 | 0 | 1104184.1275
5293 | 1593.6599 | 1672.4867 | 1672.4867 | 1628.0998 | 1593.6599 | 1146.2 | 1935714.867 | 573717.5676 | 260244.6633 | 0 | 1360666.8312
5294 | 1528.3529 | 1603.9495 | 1603.9495 | 1561.3815 | 1528.3529 | 1614.85 | 2609730.8343 | 550207.0541 | 249580.0331 | 0 | 588645.1302
5295 | 1862.026 | 1954.1268 | 1954.1268 | 1902.2654 | 1862.026 | 1810.6 | 3565981.5836 | 670329.3478 | 304068.8402 | 0 | 352667.718
5296 | 1724.6753 | 1077.5243 | 1077.5243 | 1048.9274 | 1048.9274 | 1842.7 | 2043892.2035 | 377613.8566 | 171289.8411 | 1303055.5404 | 160689.1858
5297 | 1844.8819 | 925.3973 | 925.3973 | 900.8378 | 900.8378 | 1821.15 | 1732655.8087 | 324301.6012 | 147106.8097 | 1820415.4022 | 156909.0397
5298 | 1817.6831 | 0 | 0 | 0 | 0 | 1790.2 | 0 | 0 | 0 | 3505067.4452 | 0
5299 | 1765.9551 | 1567.4701 | 1567.4701 | 1525.8703 | 1525.8703 | 1787.35 | 2887266.5099 | 549313.324 | 249174.6273 | 858230.0652 | 298183.1463
5300 | 1718.8879 | 1803.9088 | 1803.9088 | 1756.0341 | 1718.8879 | 1819.6 | 3313417.5832 | 618799.6465 | 280694.3952 | 0 | 310087.3784
5301 | 1542.7756 | 1619.0859 | 1619.0859 | 1576.1162 | 1542.7756 | 1830.3 | 2989903.8408 | 555399.2189 | 251935.2568 | 0 | 261809.0207
5302 | 1653.5431 | 1735.3317 | 1735.3317 | 1689.2769 | 1653.5431 | 1878.3 | 3282785.0242 | 595275.5059 | 270023.5837 | 0 | 201236.1831
5303 | 1906.9535 | 1888.3791 | 1888.3791 | 1838.2625 | 1838.2625 | 1879.3 | 3650955.9892 | 661774.5002 | 300188.2663 | 245549.5414 | 216777.5621
5304 | 1835.2336 | 0 | 0 | 0 | 0 | 1854.95 | 0 | 0 | 0 | 3538910.2915 | 0
5305 | 1701.3564 | 0 | 0 | 0 | 0 | 1823.6 | 0 | 0 | 0 | 3280752.7023 | 0
5306 | 1351.5224 | 0 | 0 | 0 | 0 | 1759.75 | 0 | 0 | 0 | 2606162.3338 | 0
5307 | 1069.424 | 0 | 0 | 0 | 0 | 1738.65 | 0 | 0 | 0 | 2062187.4119 | 0
5308 | 1283.7869 | 0 | 0 | 0 | 0 | 1731.3 | 0 | 0 | 0 | 2475546.8874 | 0
5309 | 1391.3668 | 0 | 0 | 0 | 0 | 1586.1 | 0 | 0 | 0 | 2682994.9491 | 0
5310 | 1366.6633 | 0 | 0 | 0 | 0 | 1522.8 | 0 | 0 | 0 | 2635358.7273 | 0
5311 | 1409.6953 | 205.6968 | 205.6968 | 200.2377 | 200.2377 | 1529.1 | 325453.9967 | 72085.5749 | 32698.8177 | 2332216.3755 | 91830.6799
5312 | 1126.6764 | 761.8648 | 761.8648 | 741.6453 | 741.6453 | 1420.15 | 1119541.7638 | 266992.315 | 121110.6807 | 742461.6625 | 418816.9572
5313 | 1236.8333 | 1298.0101 | 1298.0101 | 1263.5616 | 1236.8333 | 1719.35 | 2250524.6098 | 445259.9822 | 201974.8753 | 0 | 347117.1814
5314 | 853.2232 | 895.4257 | 895.4257 | 871.6616 | 853.2232 | 1633.65 | 1475736.5139 | 307160.3681 | 139331.3558 | 0 | 312578.2461
5315 | 1279.1002 | 1342.3677 | 1342.3677 | 1306.742 | 1279.1002 | 1534.95 | 2080454.1928 | 460476.085 | 208877.0685 | 0 | 594845.455
5316 | 1487.5921 | 1561.1723 | 1561.1723 | 1519.7397 | 1487.5921 | 1361.9 | 2148039.0139 | 535533.1542 | 242923.7891 | 0 | 949232.4552
5317 | 1377.6534 | 1445.7965 | 1445.7965 | 1407.4258 | 1377.6534 | 1191.45 | 1737581.6837 | 495955.2222 | 224970.7994 | 0 | 1113901.3332
5318 | 1389.6814 | 1458.4184 | 1458.4184 | 1419.7128 | 1389.6814 | 1747.9 | 2571846.9884 | 500285.3137 | 226934.977 | 0 | 350338.6877
5319 | 1142.5534 | 1199.0678 | 1199.0678 | 1167.2452 | 1142.5534 | 1853.7 | 2240381.5521 | 411319.2377 | 186578.9764 | 0 | 167155.568
5320 | 1250.1114 | 1099.4801 | 1099.4801 | 1070.3005 | 1070.3005 | 1842.7 | 2087069.5604 | 385308.1777 | 174780.0706 | 346732.3134 | 163963.3853
5321 | 1587.4332 | 278.8213 | 278.8213 | 271.4215 | 271.4215 | 1853.8 | 531972.5596 | 97711.7353 | 44323.1288 | 2537686.4905 | 38645.9232
5322 | 1534.0547 | 163.9187 | 163.9187 | 159.5684 | 159.5684 | 1821.4 | 307010.47 | 57444.6292 | 26057.5221 | 2650443.825 | 27754.9758
5323 | 1588.2052 | 0 | 0 | 0 | 0 | 1812.35 | 0 | 0 | 0 | 3062561.5177 | 0
5324 | 1595.3702 | 0 | 0 | 0 | 0 | 1842.4 | 0 | 0 | 0 | 3076377.9424 | 0
5325 | 1622.4644 | 0 | 0 | 0 | 0 | 1855.3 | 0 | 0 | 0 | 3128624.1217 | 0
5326 | 1469.4619 | 5.5569 | 5.5569 | 5.4094 | 5.4094 | 1878.35 | 10721.5162 | 1947.394 | 883.3596 | 2823155.7916 | 0
5327 | 1749.1697 | 1835.6887 | 1835.6887 | 1786.9705 | 1749.1697 | 1879.3 | 3463974.4527 | 629701.0772 | 285639.4053 | 0 | 204964.291
5328 | 1341.9598 | 1408.337 | 1408.337 | 1370.9605 | 1341.9598 | 1857.5 | 2626809.728 | 483105.519 | 219142.0313 | 0 | 191229.2679
5329 | 1458.3055 | 0 | 0 | 0 | 0 | 1777.2 | 0 | 0 | 0 | 1825623.4343 | 0
5330 | 1478.2277 | 0 | 0 | 0 | 0 | 1784.05 | 0 | 0 | 0 | 1850563.6455 | 0
5331 | 1371.4446 | 0 | 0 | 0 | 0 | 1763.8 | 0 | 0 | 0 | 1716884.1159 | 0
5332 | 1293.3496 | 0 | 0 | 0 | 0 | 1752.9 | 0 | 0 | 0 | 1619118.4885 | 0
5333 | 1466.2743 | 0 | 0 | 0 | 0 | 1743.55 | 0 | 0 | 0 | 1835599.5195 | 0
5334 | 1534.8067 | 0 | 0 | 0 | 0 | 1734.45 | 0 | 0 | 0 | 1921393.8441 | 0
5335 | 1117.2373 | 1172.4996 | 1172.4996 | 1141.3821 | 1117.2373 | 1600.15 | 1896655.0105 | 402205.4262 | 182444.8503 | 0 | 446727.2144
5336 | 1320.5663 | 1385.8848 | 1385.8848 | 1349.1041 | 1320.5663 | 1415.35 | 1979573.2603 | 475403.8734 | 215648.4792 | 0 | 772069.0961
5337 | 1426.2447 | 1496.7909 | 1496.7909 | 1457.0669 | 1426.2447 | 1461.1 | 2200581.8111 | 513448.0744 | 232905.7515 | 0 | 768602.8916
5338 | 1743.702 | 1829.9502 | 1829.9502 | 1781.3843 | 1743.702 | 1429.55 | 2630544.6529 | 627732.7236 | 284746.5382 | 0 | 994694.8059
5339 | 1773.4518 | 1861.1717 | 1861.1717 | 1811.7772 | 1773.4518 | 1207.5 | 2266777.5293 | 638442.6624 | 289604.6855 | 0 | 1405460.5832
5340 | 1551.0702 | 1627.7901 | 1627.7901 | 1584.5895 | 1551.0702 | 1124.45 | 1847174.8692 | 558385.2788 | 253289.7668 | 0 | 1358039.5302
5341 | 1468.154 | 1540.7729 | 1540.7729 | 1499.8816 | 1468.154 | 1165.05 | 1809422.2518 | 528535.4396 | 239749.548 | 0 | 1225835.1815
5342 | 1368.2013 | 1435.8759 | 1435.8759 | 1397.7686 | 1368.2013 | 1691 | 2452041.5723 | 492552.4694 | 223427.2729 | 0 | 422774.109
5343 | 1425.388 | 488.019 | 488.019 | 475.0673 | 475.0673 | 1802.9 | 906639.8806 | 171024.2237 | 77578.4881 | 1832518.6264 | 91191.4686
5344 | 1789.557 | 1225.3841 | 1225.3841 | 1192.8631 | 1192.8631 | 1791.05 | 2255817.1893 | 429430.7194 | 194794.5458 | 1150614.2816 | 242742.2298
5345 | 1671.8207 | 42.2409 | 42.2409 | 41.1198 | 41.1198 | 1787.15 | 77559.2677 | 14803.1367 | 6714.8673 | 3144506.5903 | 8524.0039
5346 | 1623.3211 | 0 | 0 | 0 | 0 | 1771.65 | 0 | 0 | 0 | 3130276.0233 | 0
5347 | 1399.3357 | 1468.5509 | 1468.5509 | 1429.5764 | 1399.3357 | 1769.15 | 2614999.0612 | 503760.8621 | 228511.5244 | 0 | 323036.6528
5348 | 1383.398 | 1451.8246 | 1451.8246 | 1413.294 | 1383.398 | 1825.5 | 2665410.6329 | 498023.2667 | 225908.8874 | 0 | 241402.9445
5349 | 1339.5691 | 1405.8277 | 1405.8277 | 1368.5178 | 1339.5691 | 1836.05 | 2593433.5796 | 482244.8796 | 218751.6357 | 0 | 219622.3376
5350 | 1674.2622 | 1757.0755 | 1757.0755 | 1710.4437 | 1674.2622 | 1847.4 | 3256187.5692 | 602734.3798 | 273407.0117 | 0 | 255492.3812
5351 | 1441.5708 | 1512.875 | 1512.875 | 1472.7241 | 1441.5708 | 1843.55 | 2798551.238 | 518965.4894 | 235408.5123 | 0 | 225533.7523
5352 | 1500.5405 | 0 | 0 | 0 | 0 | 1823.55 | 0 | 0 | 0 | 2893516.3165 | 0
5353 | 1355.5069 | 0 | 0 | 0 | 0 | 1736.5 | 0 | 0 | 0 | 1696931.9467 | 0
5354 | 1402.5233 | 0 | 0 | 0 | 0 | 1725.3 | 0 | 0 | 0 | 1755790.8438 | 0
5355 | 1098.9089 | 0 | 0 | 0 | 0 | 1721.75 | 0 | 0 | 0 | 1375702.0312 | 0
5356 | 1362.6789 | 0 | 0 | 0 | 0 | 1712.8 | 0 | 0 | 0 | 1705910.4225 | 0
5357 | 1237.5674 | 0 | 0 | 0 | 0 | 1563.25 | 0 | 0 | 0 | 1549285.898 | 0
5358 | 1263.8647 | 0 | 0 | 0 | 0 | 1543.5 | 0 | 0 | 0 | 1582206.9769 | 0
5359 | 1380.2104 | 0 | 0 | 0 | 0 | 1422.95 | 0 | 0 | 0 | 2661481.817 | 0
5360 | 1386.2658 | 0 | 0 | 0 | 0 | 1081.65 | 0 | 0 | 0 | 2673158.453 | 0
5361 | 1418.5776 | 0 | 0 | 0 | 0 | 443.25 | 0 | 0 | 0 | 2735465.864 | 0
5362 | 1606.5008 | 370.5642 | 370.5642 | 360.7297 | 360.7297 | 600.75 | 229467.0494 | 129862.677 | 58907.1532 | 2402240.3629 | 483561.2105
5363 | 1395.5694 | 0 | 0 | 0 | 0 | 610.45 | 0 | 0 | 0 | 2691098.8706 | 0
5364 | 1749.1418 | 978.5316 | 978.5316 | 952.5619 | 952.5619 | 611.95 | 616152.6484 | 342922.2921 | 155553.362 | 1536057.6612 | 1279739.0704
5365 | 1070.1512 | 0 | 0 | 0 | 0 | 613.8 | 0 | 0 | 0 | 2063589.6081 | 0
5366 | 1155.2987 | 344.399 | 344.399 | 335.2589 | 335.2589 | 479.6 | 170396.6354 | 120693.1913 | 54747.7726 | 1581295.8755 | 441607.782
5367 | 1561.8691 | 240.5862 | 240.5862 | 234.2012 | 234.2012 | 342.5 | 84871.9058 | 84312.4142 | 38245.0479 | 2560163.2534 | 378054.2025
5368 | 1337.3169 | 1403.4643 | 1403.4643 | 1366.2171 | 1337.3169 | 349.25 | 494796.0679 | 481434.0858 | 218383.8506 | 0 | 2207575.8809
5369 | 1556.0846 | 1011.9727 | 1011.9727 | 985.1155 | 985.1155 | 695.9 | 728095.988 | 354641.5952 | 160869.3681 | 1101008.8427 | 1251153.54
5370 | 1554.3395 | 184.4483 | 184.4483 | 179.5532 | 179.5532 | 1167.1 | 222352.0282 | 64639.1375 | 29321.031 | 2651022.406 | 145645.8914
5371 | 914.8386 | 960.0894 | 960.0894 | 934.6092 | 914.8386 | 1433.75 | 1393891.5296 | 329341.9113 | 149393.1503 | 0 | 518027.3813
5372 | 1265.4585 | 1328.052 | 1328.052 | 1292.8062 | 1265.4585 | 1662.65 | 2239266.2717 | 455565.0618 | 206649.3739 | 0 | 426902.4267
5373 | 1199.3168 | 1258.6385 | 1258.6385 | 1225.2349 | 1199.3168 | 1753.9 | 2239456.0103 | 431754.0415 | 195848.4305 | 0 | 295151.8601
5374 | 1364.2726 | 1431.7536 | 1431.7536 | 1393.7557 | 1364.2726 | 1770.8 | 2566968.8356 | 491138.1522 | 222785.7229 | 0 | 312691.2902
5375 | 1340.366 | 1406.6641 | 1406.6641 | 1369.332 | 1340.366 | 1766.1 | 2514488.7895 | 482531.7596 | 218881.7676 | 0 | 313511.6072
5376 | 1275.0212 | 0 | 0 | 0 | 0 | 1747.45 | 0 | 0 | 0 | 2458643.7109 | 0
5377 | 2321.3354 | 0 | 0 | 0 | 0 | 1696.6 | 0 | 0 | 0 | 2906033.3693 | 0
5378 | 2049.5965 | 0 | 0 | 0 | 0 | 1653.35 | 0 | 0 | 0 | 2565848.8927 | 0
5379 | 2418.5558 | 0 | 0 | 0 | 0 | 1407.55 | 0 | 0 | 0 | 3027741.5973 | 0
5380 | 2200.2084 | 0 | 0 | 0 | 0 | 1218.1 | 0 | 0 | 0 | 2754396.8868 | 0
5381 | 1996.205 | 0 | 0 | 0 | 0 | 1189.25 | 0 | 0 | 0 | 2499009.1279 | 0
5382 | 2369.9456 | 0 | 0 | 0 | 0 | 1304.75 | 0 | 0 | 0 | 2966887.484 | 0
5383 | 2032.8619 | 0 | 0 | 0 | 0 | 1628.6 | 0 | 0 | 0 | 3920000.0659 | 0
5384 | 1717.081 | 0 | 0 | 0 | 0 | 1599.05 | 0 | 0 | 0 | 3311074.6942 | 0
5385 | 1818.1981 | 0 | 0 | 0 | 0 | 1670.8 | 0 | 0 | 0 | 3506060.5067 | 0
5386 | 2087.6529 | 375.3256 | 375.3256 | 365.3647 | 365.3647 | 1576.15 | 611870.3305 | 131531.294 | 59664.0564 | 3321115.9111 | 148389.885
5387 | 2288.3681 | 2107.1584 | 2107.1584 | 2051.2356 | 2051.2356 | 1232.8 | 2687406.1837 | 738444.818 | 334966.7744 | 457266.4622 | 1483929.748
5388 | 2277.5584 | 2390.2122 | 2390.2122 | 2326.7772 | 2277.5584 | 1048.55 | 2539763.1851 | 819921.0067 | 371925.2789 | 0 | 2166982.5591
5389 | 2252.5022 | 2363.9179 | 2363.9179 | 2301.1808 | 2252.5022 | 775.7 | 1855411.9394 | 810900.7898 | 367833.6083 | 0 | 2757738.1986
5390 | 2381.0831 | 2498.8578 | 2498.8578 | 2432.5395 | 2381.0831 | 1405.1 | 3550776.3134 | 857189.9153 | 388830.8699 | 0 | 1416506.2767
5391 | 2172.9459 | 1189.6867 | 1189.6867 | 1158.113 | 1158.113 | 1086.9 | 1339083.7412 | 416920.6898 | 189119.8573 | 1956918.3773 | 1029868.1411
5392 | 1845.8412 | 159.5383 | 159.5383 | 155.3042 | 155.3042 | 1511.6 | 249519.3816 | 55909.5163 | 25361.1778 | 3259889.457 | 73870.5
5393 | 2378.556 | 38.2351 | 38.2351 | 37.2203 | 37.2203 | 1764.55 | 69640.0817 | 13399.3212 | 6078.081 | 4514834.9555 | 8534.827
5394 | 2247.4788 | 20.369 | 20.369 | 19.8284 | 19.8284 | 1764.2 | 37043.5587 | 7138.238 | 3237.9841 | 4295613.853 | 4553.5338
5395 | 2405.0087 | 1060.6605 | 1060.6605 | 1032.5111 | 1032.5111 | 1768.1 | 1935824.1262 | 371704.0032 | 168609.0659 | 4906261.506 | 215533.4256
5396 | 1889.422 | 1888.3791 | 1888.3791 | 1838.2625 | 1838.2625 | 1785.5 | 3478155.8948 | 661774.5002 | 300188.2663 | 182879.6119 | 385242.6435
5397 | 2380.3051 | 1888.3791 | 1888.3791 | 1838.2625 | 1838.2625 | 1791.85 | 3489877.8132 | 661774.5002 | 300188.2663 | 1937637.6411 | 373838.0245
5398 | 2206.5835 | 1888.3791 | 1888.3791 | 1838.2625 | 1838.2625 | 1811.45 | 3518518.83 | 661774.5002 | 300188.2663 | 1316635.6109 | 338636.3657
5399 | 2286.2723 | 1888.3791 | 1888.3791 | 1838.2625 | 1838.2625 | 1812.4 | 3519232.9885 | 661774.5002 | 300188.2663 | 1601498.9277 | 336930.1628
5400 | 1948.3917 | 0 | 0 | 0 | 0 | 1770 | 0 | 0 | 0 | 3757114.9202 | 0
5401 | 1804.9518 | 0 | 0 | 0 | 0 | 1652 | 0 | 0 | 0 | 2259583.1032 | 0
5402 | 1843.2025 | 0 | 0 | 0 | 0 | 1412.35 | 0 | 0 | 0 | 2307468.3081 | 0
5403 | 1243.9425 | 0 | 0 | 0 | 0 | 1388.55 | 0 | 0 | 0 | 1557266.7657 | 0
5404 | 1298.1309 | 0 | 0 | 0 | 0 | 1410.75 | 0 | 0 | 0 | 1625104.1399 | 0
5405 | 1563.4947 | 0 | 0 | 0 | 0 | 1418.75 | 0 | 0 | 0 | 1957307.7475 | 0
5406 | 1161.0661 | 0 | 0 | 0 | 0 | 1386.8 | 0 | 0 | 0 | 1453515.4881 | 0
5407 | 1122.8155 | 276.6814 | 276.6814 | 269.3384 | 269.3384 | 1389.6 | 395794.225 | 96961.8323 | 43982.9645 | 1645773.5279 | 160112.8032
5408 | 842.0808 | 883.7326 | 883.7326 | 860.2788 | 842.0808 | 1179.5 | 1051716.5541 | 303149.0718 | 137511.7873 | 0 | 690927.2595
5409 | 1173.7765 | 1231.8341 | 1231.8341 | 1199.1419 | 1173.7765 | 1264.4 | 1572991.3455 | 422559.5454 | 191677.7049 | 0 | 863429.6256
5410 | 1566.0129 | 1643.4722 | 1643.4722 | 1599.8554 | 1566.0129 | 1036.15 | 1718719.2996 | 563764.6328 | 255729.9015 | 0 | 1509400.6662
5411 | 1402.9586 | 1472.3531 | 1472.3531 | 1433.2777 | 1402.9586 | 939.1 | 1398083.796 | 505065.0892 | 229103.1363 | 0 | 1488398.7586
5412 | 1433.2991 | 1504.1949 | 1504.1949 | 1464.2744 | 1433.2991 | 845.95 | 1286928.8963 | 515987.6774 | 234057.7437 | 0 | 1654098.7109
5413 | 1510.4219 | 1585.1316 | 1585.1316 | 1543.063 | 1510.4219 | 675.2 | 1080524.0555 | 543751.9006 | 246651.9038 | 0 | 2001006.9941
5414 | 1372.2356 | 1440.1105 | 1440.1105 | 1401.8908 | 1372.2356 | 1183.25 | 1723156.5487 | 494004.7984 | 224086.0655 | 0 | 1120772.9363
5415 | 1544.9103 | 1621.3265 | 1621.3265 | 1578.2974 | 1544.9103 | 1562.75 | 2564536.4097 | 556167.6983 | 252283.8476 | 0 | 675512.0169
5416 | 1537.5301 | 1613.5804 | 1613.5804 | 1570.7568 | 1537.5301 | 1772.6 | 2894328.9562 | 553510.8331 | 251078.664 | 0 | 349634.322
5417 | 1196.4679 | 1357.0539 | 1255.6475 | 1321.0385 | 1196.4679 | 1796.6 | 2276859.9115 | 430728.4465 | 195383.2092 | 0 | 243361.5723
5418 | 1288.0652 | 331.6239 | 331.6239 | 322.8228 | 322.8228 | 1784.2 | 608601.2312 | 116216.2078 | 52716.9632 | 1861292.4187 | 67846.6568
5419 | 1408.1115 | 1477.76 | 1477.76 | 1438.541 | 1408.1115 | 1775.15 | 2647180.4047 | 506920.1252 | 229944.6013 | 0 | 316613.7583
5420 | 1260.6772 | 1323.0335 | 1323.0335 | 1287.9209 | 1260.6772 | 1787.4 | 2389045.0299 | 453843.7834 | 205868.5828 | 0 | 268019.9302
5421 | 1176.207 | 1234.3854 | 1234.3854 | 1201.6255 | 1176.207 | 1790.3 | 2232838.7646 | 423434.5286 | 192074.607 | 0 | 246650.6079
5422 | 1688.6062 | 1772.129 | 1772.129 | 1725.0977 | 1688.6062 | 1835.85 | 3286268.7641 | 607898.2154 | 275749.3849 | 0 | 277184.6749
5423 | 1341.1629 | 1407.5005 | 1407.5005 | 1370.1463 | 1341.1629 | 1869.3 | 2656995.7417 | 482818.6393 | 219011.8994 | 0 | 175289.9893
5424 | 1206.4888 | 107.7914 | 107.7914 | 104.9306 | 104.9306 | 1795 | 200080.9206 | 37775.0303 | 17135.1735 | 2124152.1791 | 4146.945
5425 | 1402.5233 | 0 | 0 | 0 | 0 | 1738.6 | 0 | 0 | 0 | 1755790.8438 | 0
5426 | 1134.7688 | 0 | 0 | 0 | 0 | 1705.35 | 0 | 0 | 0 | 1420594.4104 | 0
5427 | 1440.7739 | 0 | 0 | 0 | 0 | 1695.55 | 0 | 0 | 0 | 1803676.0487 | 0
5428 | 1137.9564 | 0 | 0 | 0 | 0 | 1680.05 | 0 | 0 | 0 | 1424584.8443 | 0
5429 | 876.5771 | 0 | 0 | 0 | 0 | 1655.7 | 0 | 0 | 0 | 1097369.2777 | 0
5430 | 1141.1439 | 0 | 0 | 0 | 0 | 1679.8 | 0 | 0 | 0 | 1428575.2781 | 0
5431 | 939.5312 | 986.0038 | 986.0038 | 959.8358 | 939.5312 | 1682.6 | 1672470.4269 | 338231.2393 | 153425.4483 | 0 | 298207.2093
5432 | 1269.4808 | 1332.273 | 1332.273 | 1296.9152 | 1269.4808 | 1540.65 | 2074372.6708 | 457013.0876 | 207306.2145 | 0 | 583136.005
5433 | 1423.8829 | 1494.3121 | 1494.3121 | 1454.6539 | 1423.8829 | 1722.8 | 2602453.7011 | 512597.8343 | 232520.0732 | 0 | 394700.0904
5434 | 1541.5026 | 1617.7489 | 1617.7489 | 1574.8147 | 1541.5026 | 1685.15 | 2752320.1023 | 554940.9288 | 251727.3713 | 0 | 485341.9047
5435 | 1400.2571 | 1935.4475 | 1469.5164 | 1884.0817 | 1400.2571 | 1551.05 | 2308716.0275 | 504092.5668 | 228661.9893 | 0 | 628645.4385
5436 | 1426.2825 | 1496.8308 | 1496.8308 | 1457.1057 | 1426.2825 | 1256.45 | 1906101.9622 | 513461.7011 | 232911.9327 | 0 | 1060511.9811
5437 | 1362.2406 | 1429.6201 | 1429.6201 | 1391.6787 | 1362.2406 | 675.2 | 976317.1587 | 490406.6092 | 222453.8869 | 0 | 1804696.3217
5438 | 1667.2764 | 1749.745 | 1749.745 | 1703.3077 | 1667.2764 | 892.5 | 1578525.5603 | 600219.5202 | 272266.2435 | 0 | 1846508.17
5439 | 1636.4498 | 1717.3932 | 1717.3932 | 1671.8146 | 1636.4498 | 1452.25 | 2521995.5278 | 589121.9352 | 267232.2556 | 0 | 896365.3889
5440 | 1895.057 | 1783.7508 | 1783.7508 | 1736.411 | 1736.411 | 1799.6 | 3313306.1776 | 625107.9582 | 283555.9155 | 305919.5972 | 338893.2336
5441 | 1891.8794 | 370.1035 | 370.1035 | 360.2812 | 360.2812 | 1816.6 | 692890.2783 | 129701.2217 | 58833.9153 | 2953405.3524 | 64350.6584
5442 | 1615.2725 | 49.5105 | 49.5105 | 48.1965 | 48.1965 | 1784.2 | 90876.0494 | 17350.7473 | 7870.4918 | 3021817.7139 | 10129.2204
5443 | 1799.3766 | 1888.3791 | 1888.3791 | 1838.2625 | 1799.3766 | 1775.15 | 3376281.0842 | 647775.5782 | 293838.1998 | 0 | 403831.2745
5444 | 1355.5069 | 1422.554 | 1422.554 | 1384.8002 | 1355.5069 | 1824.9 | 2620774.5593 | 487982.475 | 221354.2727 | 0 | 237349.2538
5445 | 1471.8526 | 1544.6548 | 1544.6548 | 1503.6605 | 1471.8526 | 1797.5 | 2808833.2135 | 529866.9202 | 240353.5224 | 0 | 298050.1426
5446 | 1823.2803 | 1888.3791 | 1888.3791 | 1838.2625 | 1823.2803 | 1865.85 | 3606069.2951 | 656380.8954 | 297741.6673 | 0 | 240933.8025
5447 | 1494.9623 | 1568.9069 | 1568.9069 | 1527.2689 | 1494.9623 | 1849.3 | 2929893.0559 | 538186.4334 | 244127.346 | 0 | 225290.7734
5448 | 1516.4783 | 0 | 0 | 0 | 0 | 1790 | 0 | 0 | 0 | 2924249.3638 | 0
5449 | 1078.9867 | 0 | 0 | 0 | 0 | 1768.6 | 0 | 0 | 0 | 1350761.8199 | 0
5450 | 1199.3168 | 0 | 0 | 0 | 0 | 1745.35 | 0 | 0 | 0 | 1501400.6931 | 0
5451 | 1483.009 | 0 | 0 | 0 | 0 | 1723.5 | 0 | 0 | 0 | 1856549.2957 | 0
5452 | 1071.8147 | 0 | 0 | 0 | 0 | 1688.2 | 0 | 0 | 0 | 1341783.3441 | 0
5453 | 1069.424 | 0 | 0 | 0 | 0 | 1682.7 | 0 | 0 | 0 | 1338790.5184 | 0
5454 | 908.4526 | 0 | 0 | 0 | 0 | 1679.8 | 0 | 0 | 0 | 1137273.6151 | 0
5455 | 961.0472 | 500.2463 | 500.2463 | 486.9701 | 486.9701 | 1682.6 | 869478.6248 | 175309.226 | 79522.2128 | 914170.5152 | 121083.339
5456 | 1232.0808 | 1293.022 | 1293.022 | 1258.7059 | 1232.0808 | 1597.7 | 2090715.6848 | 443549.1031 | 201198.8015 | 0 | 495666.1227
5457 | 898.5931 | 943.0398 | 943.0398 | 918.0121 | 898.5931 | 1722.8 | 1642090.5197 | 323493.5087 | 146740.2499 | 0 | 249089.9796
5458 | 1637.5824 | 1718.5812 | 1718.5812 | 1672.971 | 1637.5824 | 1572.15 | 2729120.9519 | 589529.6629 | 267417.2054 | 0 | 700639.4587
5459 | 1399.4642 | 1468.6853 | 1468.6853 | 1429.7072 | 1399.4642 | 1231.45 | 1829764.7171 | 503807.1214 | 228532.5081 | 0 | 1075558.2309
5460 | 1253.0838 | 2335.6968 | 1315.0639 | 2273.7087 | 1253.0838 | 845.95 | 1126965.6585 | 451110.1777 | 204628.5889 | 0 | 1446121.3905
5461 | 1139.5362 | 1416.4157 | 1195.9005 | 1378.8248 | 1139.5362 | 675.2 | 816992.0319 | 410233.0392 | 186086.2647 | 0 | 1509657.5843
5462 | 1059.7836 | 2014.7302 | 1112.2038 | 1961.2603 | 1059.7836 | 1546.45 | 1740636.9284 | 381522.1126 | 173062.6694 | 0 | 480664.8726
5463 | 1558.9445 | 2680.1126 | 1636.0546 | 2608.9839 | 1558.9445 | 1810.6 | 2997345.379 | 561220.0096 | 254575.6321 | 0 | 295264.0828
5464 | 1523.5696 | 2079.7013 | 1598.9288 | 2024.5072 | 1523.5696 | 1834.6 | 2968406.1316 | 548485.0582 | 248798.9167 | 0 | 251998.4128
5465 | 1542.7437 | 1357.9271 | 1357.9271 | 1321.8884 | 1321.8884 | 1831.6 | 2567297.4783 | 475879.8361 | 215864.3812 | 425878.8073 | 216794.9604
5466 | 951.0801 | 275.0117 | 275.0117 | 267.713 | 267.713 | 1844.2 | 524573.8728 | 96376.6947 | 43717.5396 | 1317747.6783 | 40620.7992
5467 | 976.1213 | 1024.4026 | 1024.4026 | 997.2155 | 976.1213 | 1835.15 | 1903702.9105 | 351403.6821 | 159400.6147 | 0 | 160913.5469
5468 | 1243.9425 | 1305.4718 | 1305.4718 | 1270.8253 | 1243.9425 | 1852.4 | 2448361.5242 | 447819.3083 | 203135.814 | 0 | 183605.9164
5469 | 1221.6297 | 1282.0551 | 1282.0551 | 1248.0301 | 1221.6297 | 1860.3 | 2415758.1204 | 439786.6751 | 199492.1223 | 0 | 170661.6625
5470 | 1326.8189 | 1392.4471 | 1392.4471 | 1355.4923 | 1326.8189 | 1878.35 | 2646791.9674 | 477654.8036 | 216669.5262 | 0 | 161407.5191
5471 | 1231.9892 | 1292.9265 | 1292.9265 | 1258.6129 | 1231.9892 | 1879.3 | 2459775.7604 | 443516.112 | 201183.8364 | 0 | 148701.0723
5472 | 1280.5994 | 0 | 0 | 0 | 0 | 1852.45 | 0 | 0 | 0 | 2469400.2779 | 0
5473 | 1526.8378 | 0 | 0 | 0 | 0 | 1768.6 | 0 | 0 | 0 | 2944225.844 | 0
5474 | 1339.5691 | 0 | 0 | 0 | 0 | 1745.35 | 0 | 0 | 0 | 2583112.5479 | 0
5475 | 1200.1137 | 0 | 0 | 0 | 0 | 1735.55 | 0 | 0 | 0 | 2314198.3936 | 0
5476 | 1116.4404 | 0 | 0 | 0 | 0 | 1728.2 | 0 | 0 | 0 | 2152849.8999 | 0
5477 | 1081.3773 | 0 | 0 | 0 | 0 | 1722.7 | 0 | 0 | 0 | 2085237.1978 | 0
5478 | 1066.2364 | 1097.7149 | 1097.7149 | 1068.5821 | 1066.2364 | 1719.8 | 1950881.7538 | 383845.1213 | 174116.412 | 0 | 266288.6304
5479 | 1336.3816 | 1402.4831 | 1402.4831 | 1365.2619 | 1336.3816 | 1715.55 | 2436121.049 | 481097.3609 | 218231.1084 | 0 | 380133.5754
5480 | 911.6949 | 956.7899 | 956.7899 | 931.3972 | 911.6949 | 1557.7 | 1508504.4526 | 328210.1706 | 148879.7802 | 0 | 403242.6624
5481 | 1039.4979 | 1090.9144 | 1090.9144 | 1061.9621 | 1039.4979 | 1722.8 | 1901566.6687 | 374219.2296 | 169750.0005 | 0 | 288148.8068
5482 | 1131.3791 | 1187.3401 | 1187.3401 | 1155.8287 | 1131.3791 | 1523.45 | 1830726.7398 | 407296.4663 | 184754.2026 | 0 | 539158.6625
5483 | 1048.2088 | 2005.3868 | 1100.0563 | 1952.1649 | 1048.2088 | 1471 | 1639184.7902 | 377355.1838 | 171172.5042 | 0 | 554502.4785
5484 | 1006.9788 | 2276.9741 | 1056.7859 | 2216.5444 | 1006.9788 | 1358.55 | 1456028.7981 | 362512.3838 | 164439.6452 | 0 | 645926.5795
5485 | 904.3835 | 2276.4389 | 949.1162 | 2216.0234 | 904.3835 | 1154.6 | 1109131.3983 | 325578.0488 | 147685.8205 | 0 | 764565.7845
5486 | 1037.6411 | 3316.3641 | 1088.9655 | 3228.3496 | 1037.6411 | 1670 | 1841026.524 | 373550.7996 | 169446.7933 | 0 | 342421.5663
5487 | 1025.9707 | 3274.2386 | 1076.7183 | 3187.3421 | 1025.9707 | 1530.7 | 1667517.059 | 369349.4455 | 167541.0124 | 0 | 481488.0411
5488 | 1029.466 | 2437.0266 | 1080.3862 | 2372.3493 | 1029.466 | 1743 | 1903032.7795 | 370607.7719 | 168111.8032 | 0 | 264572.7705
5489 | 1371.0223 | 1438.8365 | 1438.8365 | 1400.6505 | 1371.0223 | 1851.6 | 2690173.9798 | 493568.024 | 223887.9398 | 0 | 203459.6648
5490 | 1163.9011 | 1221.4707 | 1221.4707 | 1189.0535 | 1163.9011 | 1819.2 | 2251737.2507 | 419004.3877 | 190065.0459 | 0 | 210433.3008
5491 | 1193.7386 | 1252.7846 | 1252.7846 | 1219.5363 | 1193.7386 | 1807.65 | 2296897.7669 | 429745.8834 | 194937.5077 | 0 | 229615.613
5492 | 1105.284 | 1159.9543 | 1159.9543 | 1129.1698 | 1105.284 | 1852.4 | 2173900.8502 | 397902.2299 | 180492.8726 | 0 | 163139.9143
5493 | 1094.1275 | 1148.2465 | 1148.2465 | 1117.7727 | 1094.1275 | 1860.25 | 2162229.6051 | 393885.913 | 178671.0266 | 0 | 152904.3232
5494 | 1174.6132 | 1232.7125 | 1232.7125 | 1199.997 | 1174.6132 | 1878.35 | 2337901.5467 | 422860.7689 | 191814.3432 | 0 | 142891.6714
5495 | 1165.0506 | 1222.6776 | 1222.6776 | 1190.2284 | 1165.0506 | 1879.3 | 2317178.3256 | 419418.212 | 190252.7612 | 0 | 140621.6061
5496 | 495.6645 | 520.1809 | 520.1809 | 506.3756 | 495.6645 | 1825 | 959186.8942 | 178439.2119 | 80942.0092 | 0 | 86741.2
5497 | 368.1624 | 0 | 0 | 0 | 0 | 1777.2 | 0 | 0 | 0 | 460895.0966 | 0
5498 | 341.0682 | 0 | 0 | 0 | 0 | 1784.05 | 0 | 0 | 0 | 426976.4099 | 0
5499 | 376.9281 | 0 | 0 | 0 | 0 | 1746.6 | 0 | 0 | 0 | 471868.7894 | 0
5500 | 385.6939 | 123.4493 | 123.4493 | 120.1731 | 120.1731 | 1709.8 | 218524.7204 | 43262.3048 | 19624.2622 | 332400.2207 | 4149.2796
5501 | 367.3655 | 385.5359 | 385.5359 | 375.304 | 367.3655 | 1700.45 | 663206.6913 | 132251.5702 | 59990.7817 | 0 | 110044.1857
5502 | 324.3335 | 340.3764 | 340.3764 | 331.343 | 324.3335 | 1691.35 | 581796.4834 | 116760.0631 | 52963.662 | 0 | 100105.5374
5503 | 333.8962 | 350.4114 | 350.4114 | 341.1117 | 333.8962 | 1688.2 | 596731.6673 | 120202.6202 | 54525.2441 | 0 | 104108.7728
5504 | 280.1859 | 294.0448 | 294.0448 | 286.241 | 280.1859 | 1447.5 | 430646.0738 | 100866.9243 | 45754.3576 | 0 | 154802.7102
5505 | 809.242 | 849.2693 | 849.2693 | 826.7302 | 809.242 | 1428.95 | 1228124.876 | 291327.1154 | 132149.2165 | 0 | 462117.6368
5506 | 1188.3885 | 1519.05 | 1247.1689 | 1478.7353 | 1188.3885 | 1113.1 | 1403501.1134 | 427819.8442 | 194063.8349 | 0 | 1053981.7216
5507 | 993.5084 | 2115.4744 | 1042.6496 | 2059.3308 | 993.5084 | 733.8 | 774700.0569 | 357663.0399 | 162239.929 | 0 | 1257980.3922
5508 | 1233.7922 | 1736.016 | 1294.8187 | 1689.943 | 1233.7922 | 641.8 | 841384.8286 | 444165.1772 | 201478.2596 | 0 | 1675736.5104
5509 | 1154.0047 | 1638.206 | 1211.0852 | 1594.7289 | 1154.0047 | 949 | 1163892.6415 | 415441.6999 | 188448.9711 | 0 | 1212858.9628
5510 | 1230.0597 | 3032.9986 | 1290.9021 | 2952.5045 | 1230.0597 | 1399.2 | 1828876.6154 | 442821.5042 | 200868.7546 | 0 | 739019.8882
5511 | 1043.0311 | 2606.0804 | 1094.6221 | 2536.9164 | 1043.0311 | 1759.8 | 1948097.9568 | 375491.1827 | 170326.9726 | 0 | 250536.0613
5512 | 1276.6757 | 1972.568 | 1339.8238 | 1920.2171 | 1276.6757 | 1747.95 | 2367950.6588 | 459603.2531 | 208481.1423 | 0 | 321786.1109
5513 | 1051.0647 | 1366.2714 | 1103.0535 | 1330.0113 | 1051.0647 | 1787.15 | 1991515.6459 | 378383.2895 | 171638.8644 | 0 | 223719.1199
5514 | 1040.0298 | 1091.4716 | 1091.4716 | 1062.5046 | 1040.0298 | 1759.6 | 1946588.2997 | 374410.7219 | 169836.8636 | 0 | 250022.9716
5515 | 1084.0897 | 1137.712 | 1137.712 | 1107.5178 | 1084.0897 | 1769.15 | 2041343.1683 | 390272.3039 | 177031.8534 | 0 | 250262.1149
5516 | 894.9055 | 939.1694 | 939.1694 | 914.2444 | 894.9055 | 1782.7 | 1696509.9681 | 322165.9726 | 146138.0648 | 0 | 194462.8565
5517 | 269.3482 | 282.6707 | 282.6707 | 275.1688 | 269.3482 | 1803.55 | 516600.9764 | 96965.3595 | 43984.5645 | 0 | 52913.4146
5518 | 90.8453 | 95.3384 | 95.3384 | 92.8082 | 90.8453 | 1847.4 | 177860.1668 | 32704.2929 | 14835.0306 | 0 | 13862.947
5519 | 94.0328 | 98.6841 | 98.6841 | 96.0651 | 94.0328 | 1843.55 | 183618.5644 | 33851.8119 | 15355.558 | 0 | 14711.4333
5520 | 90.8453 | 95.3384 | 95.3384 | 92.8082 | 90.8453 | 1816.05 | 174734.4152 | 32704.2929 | 14835.0306 | 0 | 16710.9378
5521 | 95.6266 | 100.357 | 100.357 | 97.6936 | 95.6266 | 1774.95 | 180174.4099 | 34425.5714 | 15615.8217 | 0 | 21520.7635
5522 | 87.6577 | 91.9938 | 91.9938 | 89.5523 | 87.6577 | 1755.3 | 163413.6102 | 31556.7738 | 14314.5032 | 0 | 21449.8404
5523 | 94.0328 | 98.6841 | 98.6841 | 96.0651 | 94.0328 | 1723.95 | 172149.3313 | 33851.8119 | 15355.558 | 0 | 25957.7574
5524 | 85.267 | 89.4845 | 89.4845 | 87.1097 | 85.267 | 1719.7 | 156155.8746 | 30696.1345 | 13924.1077 | 0 | 23900.3401
5525 | 94.8297 | 99.5205 | 99.5205 | 96.8793 | 94.8297 | 1718.25 | 173540.1744 | 34138.6917 | 15485.6899 | 0 | 26718.2677
5526 | 87.6577 | 91.9938 | 91.9938 | 89.5523 | 87.6577 | 1718.5 | 160076.5804 | 31556.7738 | 14314.5032 | 0 | 24675.644
5527 | 93.2359 | 97.8467 | 97.8467 | 95.2499 | 93.2359 | 1708.75 | 168773.9307 | 33564.9321 | 15225.4262 | 0 | 27154.9625
5528 | 76.7762 | 80.5735 | 80.5735 | 78.4352 | 76.7762 | 1195.6 | 96961.9161 | 27639.4307 | 12537.5529 | 0 | 61758.6144
5529 | 83.0716 | 706.3251 | 87.1799 | 687.5796 | 83.0716 | 443.3 | 38861.9499 | 29905.7808 | 13565.5944 | 0 | 129317.5804
5530 | 78.5941 | 2482.2007 | 82.4815 | 2416.3245 | 78.5941 | 600.75 | 49969.7782 | 28293.8751 | 12834.4161 | 0 | 109972.791
5531 | 85.6854 | 3958.7822 | 89.9232 | 3853.7182 | 85.6854 | 610.45 | 55524.6126 | 30846.7464 | 13992.4269 | 0 | 119064.1568
5532 | 80.162 | 4213.2464 | 84.127 | 4101.4292 | 80.162 | 611.95 | 52137.9781 | 28858.3111 | 13090.4505 | 0 | 111268.8296
5533 | 88.2653 | 4184.9193 | 92.6308 | 4073.8539 | 88.2653 | 613.8 | 57677.121 | 31775.5196 | 14413.7288 | 0 | 122353.4036
5534 | 80.4469 | 3891.3164 | 84.4261 | 3788.043 | 80.4469 | 628.6 | 53872.9572 | 28960.8706 | 13136.9727 | 0 | 110324.8275
5535 | 94.9911 | 2654.2119 | 99.6895 | 2583.7705 | 94.9911 | 640.5 | 64705.7197 | 34196.7848 | 15512.0416 | 0 | 129140.3582
5536 | 84.2281 | 2457.7273 | 88.3941 | 2392.5005 | 84.2281 | 1059.95 | 94906.5945 | 30322.115 | 13754.4483 | 0 | 79178.6229
5537 | 89.7426 | 1345.8079 | 94.1819 | 1310.0909 | 89.7426 | 1141.45 | 108726.1693 | 32307.323 | 14654.9607 | 0 | 77048.4782
5538 | 80.4598 | 279.2431 | 84.4398 | 271.8322 | 80.4598 | 1585.85 | 135366.5137 | 28965.5324 | 13139.0873 | 0 | 33322.4312
5539 | 96.4285 | 101.1976 | 101.1976 | 98.5119 | 96.4285 | 1754.2 | 180004.027 | 34714.2442 | 15746.7669 | 0 | 23702.0024
5540 | 86.0639 | 90.321 | 90.321 | 87.9239 | 86.0639 | 1801.3 | 164602.3477 | 30983.0143 | 14054.2395 | 0 | 17100.9026
5541 | 93.2359 | 97.8477 | 97.8477 | 95.2509 | 93.2359 | 1799.4 | 178287.9823 | 33564.9321 | 15225.4262 | 0 | 18703.1261
5542 | 86.8608 | 91.1574 | 91.1574 | 88.7381 | 86.8608 | 1819.25 | 167553.1363 | 31269.894 | 14184.3714 | 0 | 15700.0926
5543 | 92.439 | 97.0113 | 97.0113 | 94.4367 | 92.439 | 1816.1 | 177635.3561 | 33278.0524 | 15095.2943 | 0 | 16999.5321
5544 | 86.8608 | 91.1574 | 91.1574 | 88.7381 | 86.8608 | 1790.9 | 164840.5083 | 31269.894 | 14184.3714 | 0 | 18162.5968
5545 | 93.2359 | 97.8477 | 97.8477 | 95.2509 | 93.2359 | 1788.6 | 177130.8516 | 33564.9321 | 15225.4262 | 0 | 19710.074
5546 | 87.6577 | 91.9938 | 91.9938 | 89.5523 | 87.6577 | 1743.3 | 162536.9811 | 31556.7738 | 14314.5032 | 0 | 22501.7329
5547 | 92.439 | 97.0113 | 97.0113 | 94.4367 | 92.439 | 1285.8 | 126570.7881 | 33278.0524 | 15095.2943 | 0 | 66019.9338
5548 | 86.8608 | 91.1574 | 91.1574 | 88.7381 | 86.8608 | 964.5 | 88906.0326 | 31269.894 | 14184.3714 | 0 | 89944.3758
5549 | 93.2359 | 97.8477 | 97.8477 | 95.2509 | 93.2359 | 959 | 94918.159 | 33564.9321 | 15225.4262 | 0 | 97058.5954
5550 | 82.8764 | 86.9753 | 86.9753 | 84.667 | 82.8764 | 1058.2 | 93061.8329 | 29835.4952 | 13533.7121 | 0 | 78052.6168
5551 | 84.4702 | 88.6481 | 88.6481 | 86.2954 | 84.4702 | 1163.1 | 104108.5481 | 30409.2548 | 13793.9758 | 0 | 70692.943
5552 | 79.4856 | 491.2325 | 83.4176 | 478.1955 | 79.4856 | 844.15 | 71267.7382 | 28614.8219 | 12980.0011 | 0 | 91873.4495
5553 | 83.7151 | 2570.8404 | 87.8558 | 2502.6117 | 83.7151 | 1627.9 | 144233.0526 | 30137.4362 | 13670.6759 | 0 | 31150.3889
5554 | 80.1929 | 3400.0766 | 84.1596 | 3309.8404 | 80.1929 | 1725.1 | 146572.2133 | 28869.4276 | 13095.4931 | 0 | 22045.0157
5555 | 80.8682 | 4020.4119 | 84.8679 | 3913.7123 | 80.8682 | 1460.95 | 125498.8386 | 29112.5582 | 13205.7799 | 0 | 43592.0126
5556 | 79.7665 | 4272.3259 | 83.7114 | 4158.9407 | 79.7665 | 1358.55 | 115014.649 | 28715.947 | 13025.8726 | 0 | 51166.2338
5557 | 81.1979 | 4239.8262 | 85.2132 | 4127.3035 | 81.1979 | 1052.5 | 90606.0175 | 29231.2547 | 13259.6219 | 0 | 76935.0385
5558 | 74.3586 | 3900.8382 | 78.037 | 3797.3121 | 74.3586 | 1654.85 | 130591.8337 | 26769.1092 | 12142.7654 | 0 | 25664.8834
5559 | 87.9635 | 2509.4553 | 92.3149 | 2442.8557 | 87.9635 | 1810.6 | 168947.7221 | 31666.8639 | 14364.4413 | 0 | 16660.289
5560 | 78.7595 | 2127.1612 | 82.6546 | 2070.7075 | 78.7595 | 1824.6 | 152273.733 | 28353.4027 | 12861.4185 | 0 | 13814.4079
5561 | 83.995 | 1227.0307 | 88.1496 | 1194.466 | 83.995 | 1864.1 | 165832.3091 | 30238.2027 | 13716.3847 | 0 | 11414.9215
5562 | 78.9318 | 281.5436 | 82.8362 | 274.0715 | 78.9318 | 1844.2 | 153846.8986 | 28415.4404 | 12889.5595 | 0 | 12297.5712
5563 | 94.8446 | 99.5363 | 99.5363 | 96.8947 | 94.8446 | 1845.15 | 185071.4305 | 34144.0707 | 15488.1298 | 0 | 14686.6926
5564 | 89.2515 | 93.6656 | 93.6656 | 91.1798 | 89.2515 | 1852.4 | 175158.1072 | 32130.5333 | 14574.7669 | 0 | 13173.4476
5565 | 93.2359 | 97.8477 | 97.8477 | 95.2509 | 93.2359 | 1860.3 | 183788.8704 | 33564.9321 | 15225.4262 | 0 | 13025.0584
5566 | 86.8608 | 91.1574 | 91.1574 | 88.7381 | 86.8608 | 1878.35 | 172513.851 | 31269.894 | 14184.3714 | 0 | 10566.6184
5567 | 96.4235 | 101.1923 | 101.1923 | 98.5068 | 96.4235 | 1879.3 | 191515.5392 | 34712.4512 | 15745.9536 | 0 | 11638.2561
5568 | 86.8608 | 91.1574 | 91.1574 | 88.7381 | 86.8608 | 1855 | 170802.5951 | 31269.894 | 14184.3714 | 0 | 12594.8184
5569 | 93.2359 | 97.8477 | 97.8477 | 95.2509 | 93.2359 | 1823.6 | 180172.5874 | 33564.9321 | 15225.4262 | 0 | 16446.8168
5570 | 88.4546 | 92.8302 | 92.8302 | 90.3666 | 88.4546 | 1743.3 | 163760.3665 | 31843.6536 | 14444.6351 | 0 | 22706.2941
5571 | 86.8608 | 91.1574 | 91.1574 | 88.7381 | 86.8608 | 1553.1 | 143311.6049 | 31269.894 | 14184.3714 | 0 | 38818.099
5572 | 86.8608 | 91.1574 | 91.1574 | 88.7381 | 86.8608 | 1276.3 | 117506.7877 | 31269.894 | 14184.3714 | 0 | 62861.1731
5573 | 93.2359 | 97.8477 | 97.8477 | 95.2509 | 93.2359 | 1280.6 | 126651.254 | 33564.9321 | 15225.4262 | 0 | 67073.9227
5574 | 83.6733 | 87.8117 | 87.8117 | 85.4812 | 83.6733 | 1386.3 | 123100.7269 | 30122.375 | 13663.844 | 0 | 51350.1201
5575 | 86.8608 | 91.1574 | 91.1574 | 88.7381 | 86.8608 | 1402.6 | 129066.4838 | 31269.894 | 14184.3714 | 0 | 51890.652
5576 | 75.7243 | 507.0825 | 79.4695 | 493.6248 | 75.7243 | 1295.45 | 103953.2816 | 27260.7494 | 12365.7788 | 0 | 53351.5583
5577 | 84.1783 | 2599.1151 | 88.3427 | 2530.136 | 84.1783 | 1442.8 | 128754.564 | 30304.185 | 13746.3151 | 0 | 46904.1442
5578 | 72.4879 | 3433.7118 | 76.0735 | 3342.583 | 72.4879 | 1336.95 | 102755.6412 | 26095.6589 | 11837.2808 | 0 | 48063.1296
5579 | 80.7865 | 3312.4086 | 84.7829 | 3224.4991 | 80.7865 | 1027.25 | 87900.8135 | 29083.1531 | 13192.4414 | 0 | 78585.1032
5580 | 74.8706 | 3626.9326 | 78.5743 | 3530.6758 | 74.8706 | 946.45 | 75075.0275 | 26953.4294 | 12226.3751 | 0 | 78879.9599
5581 | 86.2801 | 4235.642 | 90.5476 | 4123.2303 | 86.2801 | 964.35 | 88122.1045 | 31060.8304 | 14089.5378 | 0 | 89355.9695
5582 | 78.115 | 2468.5514 | 81.9788 | 2403.0374 | 78.115 | 1554.55 | 128671.5422 | 28121.3887 | 12756.1744 | 0 | 34796.3127
5583 | 78.5463 | 2709.9688 | 82.4311 | 2638.0477 | 78.5463 | 1562.75 | 130136.6371 | 28276.6623 | 12826.6082 | 0 | 34344.3628
5584 | 79.3432 | 2444.9427 | 83.2675 | 2380.0553 | 79.3432 | 1672.55 | 140671.8664 | 28563.5421 | 12956.7401 | 0 | 25980.9218
5585 | 88.3072 | 1326.4317 | 92.6749 | 1291.2289 | 88.3072 | 1866.6 | 174380.2424 | 31790.5808 | 14420.5607 | 0 | 11780.1763
5586 | 82.3435 | 272.7522 | 86.4159 | 265.5135 | 82.3435 | 1849.2 | 160953.746 | 29643.6444 | 13446.6865 | 0 | 12417.3933
5587 | 97.2562 | 102.0665 | 102.0665 | 99.3578 | 97.2562 | 1840.15 | 189509.5648 | 35012.2405 | 15881.9413 | 0 | 15546.3716
5588 | 88.4546 | 92.8302 | 92.8302 | 90.3666 | 88.4546 | 1852.4 | 173702.6798 | 31843.6536 | 14444.6351 | 0 | 13055.898
5589 | 94.0328 | 98.6841 | 98.6841 | 96.0651 | 94.0328 | 1860.3 | 185508.9618 | 33851.8119 | 15355.558 | 0 | 13136.3837
5590 | 86.8608 | 91.1574 | 91.1574 | 88.7381 | 86.8608 | 1878.35 | 172650.4517 | 31269.894 | 14184.3714 | 0 | 10566.6184
5591 | 90.8453 | 95.3384 | 95.3384 | 92.8082 | 90.8453 | 1879.3 | 180519.7527 | 32704.2929 | 14835.0306 | 0 | 10964.9915
5592 | 84.4702 | 88.6481 | 88.6481 | 86.2954 | 84.4702 | 1860 | 166344.6612 | 30409.2548 | 13793.9758 | 0 | 11825.8
5593 | 93.2359 | 97.8477 | 97.8477 | 95.2509 | 93.2359 | 1828.6 | 180995.6931 | 33564.9321 | 15225.4262 | 0 | 15980.6371
5594 | 81.2826 | 85.3035 | 85.3035 | 83.0396 | 81.2826 | 1807.8 | 155790.6226 | 29261.7357 | 13273.4485 | 0 | 15622.5156
5595 | 92.439 | 97.0113 | 97.0113 | 94.4367 | 92.439 | 1708.5 | 168247.8002 | 33278.0524 | 15095.2943 | 0 | 26945.9685
5596 | 79.6888 | 83.6306 | 83.6306 | 81.4111 | 79.6888 | 1516.65 | 128770.3477 | 28687.9762 | 13013.1848 | 0 | 38517.5925
5597 | 90.0484 | 94.502 | 94.502 | 91.994 | 90.0484 | 1682.7 | 161591.4893 | 32417.4131 | 14704.8988 | 0 | 28572.2304
5598 | 79.6888 | 83.6306 | 83.6306 | 81.4111 | 79.6888 | 1679.8 | 142791.5698 | 28687.9762 | 13013.1848 | 0 | 25516.361
5599 | 86.0639 | 90.321 | 90.321 | 87.9239 | 86.0639 | 1708.5 | 156628.6616 | 30983.0143 | 14054.2395 | 0 | 25087.6352
5600 | 75.1595 | 170.8022 | 78.8776 | 166.2692 | 75.1595 | 1449.8 | 116179.0699 | 27057.4233 | 12273.5479 | 0 | 41352.762
5601 | 85.1346 | 2080.1831 | 89.345 | 2024.9761 | 85.1346 | 1622.8 | 146877.0784 | 30648.4408 | 13902.4733 | 0 | 32112.7552
5602 | 74.1644 | 2687.9951 | 77.8324 | 2616.6572 | 74.1644 | 1612.2 | 127166.4457 | 26699.1822 | 12111.0457 | 0 | 28760.9524
5603 | 80.2656 | 3249.3464 | 84.2362 | 3163.1105 | 80.2656 | 1535.25 | 131108.5847 | 28895.6054 | 13107.3677 | 0 | 37303.4239
5604 | 72.995 | 3268.6272 | 76.6055 | 3181.8796 | 72.995 | 1136.7 | 88238.5618 | 26278.1862 | 11920.0772 | 0 | 63016.5504
5605 | 82.3325 | 3445.7828 | 86.4044 | 3354.3336 | 82.3325 | 1111.35 | 97241.1692 | 29639.6998 | 13444.8972 | 0 | 73164.7756
5606 | 74.6694 | 2957.2652 | 78.3634 | 2878.781 | 74.6694 | 1758.25 | 139672.0977 | 26880.9923 | 12193.5168 | 0 | 18051.333
5607 | 86.4494 | 2721.0123 | 90.725 | 2648.7981 | 86.4494 | 1905.6 | 175107.0548 | 31121.7924 | 14117.1908 | 0 | 8160.8256
5608 | 80.9369 | 2081.2766 | 84.9404 | 2026.0406 | 80.9369 | 1899.6 | 163284.1622 | 29137.3016 | 13217.0038 | 0 | 8126.0697
5609 | 86.7502 | 1218.4178 | 91.0409 | 1186.0817 | 86.7502 | 1881.6 | 173390.3795 | 31230.0895 | 14166.3156 | 0 | 10271.2294
5610 | 79.3501 | 270.7257 | 83.2749 | 263.5408 | 79.3501 | 1854.15 | 156237.812 | 28566.0523 | 12957.8787 | 0 | 11573.2187
5611 | 96.4444 | 101.2144 | 101.2144 | 98.5282 | 96.4444 | 1845.15 | 189227.648 | 34719.9818 | 15749.3695 | 0 | 14934.3534
5612 | 87.6577 | 91.9938 | 91.9938 | 89.5523 | 87.6577 | 1852.4 | 172890.4317 | 31556.7738 | 14314.5032 | 0 | 12938.2773
5613 | 90.8453 | 95.3384 | 95.3384 | 92.8082 | 90.8453 | 1860.3 | 180164.0246 | 32704.2929 | 14835.0306 | 0 | 12691.0465
5614 | 86.0639 | 90.321 | 90.321 | 87.9239 | 86.0639 | 1878.35 | 171905.5005 | 30983.0143 | 14054.2395 | 0 | 10469.6769
5615 | 92.439 | 97.0113 | 97.0113 | 94.4367 | 92.439 | 1879.3 | 184515.7985 | 33278.0524 | 15095.2943 | 0 | 11157.3873
5616 | 87.6577 | 91.9938 | 91.9938 | 89.5523 | 87.6577 | 1855 | 173062.9481 | 31556.7738 | 14314.5032 | 0 | 12710.3672
5617 | 94.0328 | 98.6841 | 98.6841 | 96.0651 | 94.0328 | 1821.1 | 182780.4841 | 33851.8119 | 15355.558 | 0 | 16822.4699
5618 | 86.8608 | 91.1574 | 91.1574 | 88.7381 | 86.8608 | 1800.35 | 166886.9732 | 31269.894 | 14184.3714 | 0 | 17341.7621
5619 | 93.2359 | 97.8477 | 97.8477 | 95.2509 | 93.2359 | 1790.55 | 178098.5313 | 33564.9321 | 15225.4262 | 0 | 19528.264
5620 | 79.6888 | 83.6306 | 83.6306 | 81.4111 | 79.6888 | 1778.2 | 151277.049 | 28687.9762 | 13013.1848 | 0 | 17674.9809
5621 | 88.4546 | 92.8302 | 92.8302 | 90.3666 | 88.4546 | 1777.7 | 167842.203 | 31843.6536 | 14444.6351 | 0 | 19663.4561
5622 | 86.0639 | 90.321 | 90.321 | 87.9239 | 86.0639 | 1774.8 | 162966.9379 | 30983.0143 | 14054.2395 | 0 | 19381.5967
5623 | 88.4546 | 92.8292 | 92.8292 | 90.3655 | 88.4546 | 1755.1 | 165645.417 | 31843.6536 | 14444.6351 | 0 | 21662.5299
5624 | 78.9726 | 332.9641 | 82.8782 | 324.1274 | 78.9726 | 1526.1 | 128475.6227 | 28430.143 | 12896.2288 | 0 | 37425.1244
5625 | 84.4114 | 2051.0951 | 88.5862 | 1996.6601 | 84.4114 | 1677.8 | 150571.3876 | 30388.0974 | 13784.3786 | 0 | 27197.3472
5626 | 75.3169 | 2754.1008 | 79.0424 | 2681.0084 | 75.3169 | 1685.15 | 135169.99 | 27114.0821 | 12299.2489 | 0 | 23713.5243
5627 | 86.3179 | 3165.868 | 90.5875 | 3081.8476 | 86.3179 | 1604.35 | 147309.3699 | 31074.4572 | 14095.7191 | 0 | 34151.6917
5628 | 74.6116 | 3411.7676 | 78.3025 | 3321.2211 | 74.6116 | 1550.5 | 123121.7475 | 26860.1935 | 12184.0822 | 0 | 33537.9361
5629 | 87.3011 | 3221.7623 | 91.6191 | 3136.2585 | 87.3011 | 1528.35 | 141827.4662 | 31428.3951 | 14256.2692 | 0 | 41175.5627
5630 | 82.3166 | 1220.1179 | 86.3886 | 1187.7367 | 82.3166 | 1802.85 | 157875.555 | 29633.9622 | 13442.2945 | 0 | 16228.7101
5631 | 88.9845 | 1809.6295 | 93.3854 | 1761.6029 | 88.9845 | 1905.6 | 180446.7176 | 32034.4286 | 14531.1728 | 0 | 8400.1391
5632 | 81.1182 | 1567.6528 | 85.1303 | 1526.0481 | 81.1182 | 1897.1 | 163511.1478 | 29202.5668 | 13246.6088 | 0 | 8347.067
5633 | 82.9302 | 548.8459 | 87.0319 | 534.2798 | 82.9302 | 1876.6 | 165398.2713 | 29854.8596 | 13542.496 | 0 | 10233.5824
5634 | 82.6104 | 156.7572 | 86.6972 | 152.5969 | 82.6104 | 1854.2 | 162760.8768 | 29739.7491 | 13490.2806 | 0 | 12044.5984
5635 | 95.6336 | 100.3643 | 100.3643 | 97.7007 | 95.6336 | 1845.15 | 187498.3077 | 34428.0816 | 15616.9604 | 0 | 14808.8568
5636 | 90.8453 | 95.3384 | 95.3384 | 92.8082 | 90.8453 | 1852.4 | 179005.7604 | 32704.2929 | 14835.0306 | 0 | 13408.722
5637 | 93.2359 | 97.8477 | 97.8477 | 95.2509 | 93.2359 | 1860.3 | 184548.3273 | 33564.9321 | 15225.4262 | 0 | 13025.0584
5638 | 88.4546 | 92.8302 | 92.8302 | 90.3666 | 88.4546 | 1878.35 | 176406.153 | 31843.6536 | 14444.6351 | 0 | 10760.5013
5639 | 97.2204 | 102.0288 | 102.0288 | 99.321 | 97.2204 | 1879.3 | 194111.9886 | 34999.331 | 15876.0854 | 0 | 11734.454
5640 | 90.0484 | 94.502 | 94.502 | 91.994 | 90.0484 | 1855 | 178208.6237 | 32417.4131 | 14704.8988 | 0 | 13056.96
5641 | 92.439 | 97.0113 | 97.0113 | 94.4367 | 92.439 | 1818.6 | 179437.5621 | 33278.0524 | 15095.2943 | 0 | 16768.4346
5642 | 86.0639 | 90.321 | 90.321 | 87.9239 | 86.0639 | 1777.85 | 163317.0003 | 30983.0143 | 14054.2395 | 0 | 19119.1017
5643 | 90.8453 | 95.3384 | 95.3384 | 92.8082 | 90.8453 | 1721.45 | 166667.3182 | 32704.2929 | 14835.0306 | 0 | 25304.8747
5644 | 86.8608 | 91.1574 | 91.1574 | 88.7381 | 86.8608 | 1693 | 156985.964 | 31269.894 | 14184.3714 | 0 | 26666.2708
5645 | 92.439 | 97.0113 | 97.0113 | 94.4367 | 92.439 | 1666.4 | 164312.2272 | 33278.0524 | 15095.2943 | 0 | 30837.6504
5646 | 85.267 | 89.4845 | 89.4845 | 87.1097 | 85.267 | 1663.5 | 151236.3598 | 30696.1345 | 13924.1077 | 0 | 28692.3455
5647 | 76.5013 | 80.2849 | 80.2849 | 78.1542 | 76.5013 | 1708.5 | 139144.6622 | 27540.4571 | 12492.6574 | 0 | 22300.0415
5648 | 82.453 | 91.4733 | 86.5313 | 89.0456 | 82.453 | 1477 | 129361.2139 | 29683.0904 | 13464.5796 | 0 | 43122.919
5649 | 644.2323 | 2117.0517 | 676.0985 | 2060.8663 | 644.2323 | 1643.05 | 1128391.0177 | 231923.6403 | 105203.1402 | 0 | 229958.7317
5650 | 550.7832 | 2715.7282 | 578.0262 | 2643.6543 | 550.7832 | 1640.55 | 960886.9522 | 198281.9678 | 89942.9037 | 0 | 197979.0371
5651 | 872.9741 | 2961.7233 | 916.1547 | 2883.1208 | 872.9741 | 1459.55 | 1352988.3668 | 314270.683 | 142556.6737 | 0 | 471798.8628
5652 | 946.1464 | 2126.2282 | 992.9449 | 2069.7993 | 946.1464 | 1466.9 | 1472817.537 | 340612.6999 | 154505.7053 | 0 | 504390.6398
5653 | 1239.5337 | 1145.5347 | 1145.5347 | 1115.1329 | 1115.1329 | 1484.8 | 1753921.6485 | 401447.8261 | 182101.1945 | 239884.2241 | 556791.0656
5654 | 1165.2976 | 1222.9357 | 1222.9357 | 1190.4797 | 1165.2976 | 1513.45 | 1874169.5162 | 419507.1446 | 190293.102 | 0 | 566975.2553
5655 | 1376.3664 | 194.4518 | 194.4518 | 189.2912 | 189.2912 | 1557.05 | 314126.7431 | 68144.8145 | 30911.245 | 2289056.2339 | 81657.3896
5656 | 885.9086 | 109.5702 | 109.5702 | 106.6623 | 106.6623 | 1546.05 | 175305.3797 | 38398.417 | 17417.9486 | 1502633.1889 | 47155.4181
5657 | 1355.6593 | 1219.7349 | 1219.7349 | 1187.3638 | 1187.3638 | 1814.55 | 2290246.574 | 427450.9608 | 193896.5053 | 324526.9054 | 197883.4952
5658 | 1090.8972 | 1144.8568 | 1144.8568 | 1114.4729 | 1090.8972 | 1816.7 | 2106993.8257 | 392722.9744 | 178143.5048 | 0 | 199961.4201
5659 | 1122.6312 | 1178.1594 | 1178.1594 | 1146.8917 | 1122.6312 | 1835.15 | 2191053.3804 | 404147.2435 | 183325.6802 | 0 | 185065.7203
5660 | 1206.4888 | 1266.1652 | 1266.1652 | 1232.5619 | 1206.4888 | 1851.9 | 2377761.099 | 434335.9594 | 197019.6171 | 0 | 178680.9877
5661 | 1114.0497 | 1169.1539 | 1169.1539 | 1138.1252 | 1114.0497 | 1850.3 | 2193548.6452 | 401057.9071 | 181924.3229 | 0 | 166773.2464
5662 | 1332.3971 | 1398.301 | 1398.301 | 1361.1908 | 1332.3971 | 1873.3 | 2655631.0521 | 479662.9618 | 217580.449 | 0 | 168814.6999
5663 | 1107.6746 | 1162.4636 | 1162.4636 | 1131.6124 | 1107.6746 | 1869.3 | 2206569.6403 | 398762.869 | 180883.2681 | 0 | 144773.0749
5664 | 162.5652 | 170.6059 | 170.6059 | 166.0781 | 162.5652 | 1847.5 | 320269.6673 | 58523.4714 | 26546.8969 | 0 | 24791.1625
5665 | 108.3768 | 0 | 0 | 0 | 0 | 1820 | 0 | 0 | 0 | 135674.747 | 0
5666 | 94.0328 | 0 | 0 | 0 | 0 | 1772 | 0 | 0 | 0 | 117717.7952 | 0
5667 | 105.1892 | 0 | 0 | 0 | 0 | 1625.8 | 0 | 0 | 0 | 131684.3133 | 0
5668 | 101.2048 | 0 | 0 | 0 | 0 | 1494.1 | 0 | 0 | 0 | 126696.2712 | 0
5669 | 105.1892 | 0 | 0 | 0 | 0 | 1484.75 | 0 | 0 | 0 | 131684.3133 | 0
5670 | 94.8297 | 0 | 0 | 0 | 0 | 1475.65 | 0 | 0 | 0 | 118715.4037 | 0
5671 | 86.8608 | 91.1574 | 91.1574 | 88.7381 | 86.8608 | 1714.1 | 158220.1371 | 31269.894 | 14184.3714 | 0 | 24833.5075
5672 | 82.0825 | 86.142 | 86.142 | 83.8558 | 82.0825 | 1451.7 | 126726.8819 | 29549.6913 | 13404.0683 | 0 | 45005.5606
5673 | 832.2691 | 873.4363 | 873.4363 | 850.2558 | 832.2691 | 1465.3 | 1297669.4331 | 299616.8647 | 135909.5389 | 0 | 445014.2343
5674 | 1035.63 | 1578.9492 | 1086.854 | 1537.0447 | 1035.63 | 1466 | 1614956.2805 | 372826.787 | 169118.3731 | 0 | 553026.4008
5675 | 888.0562 | 2099.1049 | 931.9806 | 2043.3958 | 888.0562 | 1442.9 | 1359953.1544 | 319700.2411 | 145019.5816 | 0 | 494736.1231
5676 | 1347.1615 | 2369.6647 | 1413.7952 | 2306.7751 | 1347.1615 | 1428.8 | 2044497.4627 | 484978.1267 | 219991.4669 | 0 | 769498.6277
5677 | 1336.4483 | 3580.4981 | 1402.5523 | 3485.4736 | 1336.4483 | 1451.25 | 2067126.8381 | 481121.3869 | 218242.0069 | 0 | 733376.003
5678 | 1189.8149 | 3912.2857 | 1248.6665 | 3808.4558 | 1189.8149 | 1467.75 | 1858049.7219 | 428333.359 | 194296.7709 | 0 | 633278.9731
5679 | 1475.6089 | 2399.1536 | 1548.5966 | 2335.4814 | 1475.6089 | 1468.4 | 2302197.9437 | 531219.1997 | 240966.9314 | 0 | 784433.6849
5680 | 1639.9322 | 2443.2016 | 1721.0475 | 2378.3604 | 1639.9322 | 1476.35 | 2575873.4327 | 590375.5996 | 267800.9317 | 0 | 858750.5075
5681 | 1706.823 | 991.2585 | 991.2585 | 964.951 | 964.951 | 1721.65 | 1766551.87 | 347382.3577 | 157576.4972 | 1430563.6966 | 261582.7527
5682 | 1428.5228 | 122.1952 | 122.1952 | 118.9522 | 118.9522 | 1816.65 | 229506.9089 | 42822.808 | 19424.9015 | 2525265.7689 | 21240.5475
5683 | 1533.5207 | 1609.3731 | 1609.3731 | 1566.6612 | 1533.5207 | 1819.15 | 2964363.6069 | 552067.4693 | 250423.9381 | 0 | 277337.2273
5684 | 1655.1368 | 1737.0046 | 1737.0046 | 1690.9054 | 1655.1368 | 1825.5 | 3220528.4841 | 595849.2656 | 270283.8474 | 0 | 288821.3802
5685 | 1609.7142 | 1689.3348 | 1689.3348 | 1644.5008 | 1609.7142 | 1826.05 | 3135049.8952 | 579497.1192 | 262866.3321 | 0 | 280009.7503
5686 | 1722.0755 | 1807.2535 | 1807.2535 | 1759.29 | 1722.0755 | 1837.4 | 3365804.6639 | 619947.1656 | 281214.9226 | 0 | 280009.395
5687 | 1463.8837 | 1536.2917 | 1536.2917 | 1495.5193 | 1463.8837 | 1833.55 | 2859338.0333 | 526998.1226 | 239052.204 | 0 | 243663.4375
5688 | 1754.7479 | 0 | 0 | 0 | 0 | 1816.05 | 0 | 0 | 0 | 3383708.4072 | 0
5689 | 1349.1318 | 0 | 0 | 0 | 0 | 1632.1 | 0 | 0 | 0 | 1688951.079 | 0
5690 | 1326.022 | 0 | 0 | 0 | 0 | 1772.8 | 0 | 0 | 0 | 1660020.4351 | 0
5691 | 1411.2891 | 0 | 0 | 0 | 0 | 1766.75 | 0 | 0 | 0 | 1766764.5372 | 0
5692 | 1294.1465 | 0 | 0 | 0 | 0 | 1769.7 | 0 | 0 | 0 | 1620116.0966 | 0
5693 | 1482.2121 | 0 | 0 | 0 | 0 | 1763.25 | 0 | 0 | 0 | 1855551.6875 | 0
5694 | 1483.009 | 0 | 0 | 0 | 0 | 1763.5 | 0 | 0 | 0 | 1856549.2957 | 0
5695 | 1287.7714 | 312.0336 | 312.0336 | 303.7524 | 303.7524 | 1745.5 | 562809.4333 | 109350.8624 | 49602.7662 | 1897499.5441 | 75287.208
5696 | 1284.4902 | 1132.0806 | 1132.0806 | 1102.0358 | 1102.0358 | 1227.75 | 1433055.1045 | 396732.8892 | 179962.4467 | 351829.7094 | 828831.213
5697 | 1520.7915 | 1596.0134 | 1596.0134 | 1553.6561 | 1520.7915 | 294.25 | 471915.4162 | 547484.9234 | 248345.2444 | 0 | 2594089.2483
5698 | 1079.7616 | 1133.1699 | 1133.1699 | 1103.0962 | 1079.7616 | 658.15 | 751796.0364 | 388714.1882 | 176325.0748 | 0 | 1448878.1486
5699 | 1397.4561 | 1466.578 | 1466.578 | 1427.6558 | 1397.4561 | 1023.15 | 1511485.9646 | 503084.1841 | 228204.5757 | 0 | 1365104.8936
5700 | 1300.2516 | 1650.3798 | 1364.5649 | 1606.5796 | 1300.2516 | 1024.65 | 1409222.8467 | 468090.5908 | 212331.093 | 0 | 1268200.438
5701 | 1512.0147 | 1586.8033 | 1586.8033 | 1544.6905 | 1512.0147 | 1026.5 | 1646362.7408 | 544325.3017 | 246912.0049 | 0 | 1471945.629
5702 | 1330.6818 | 1396.5011 | 1396.5011 | 1359.4388 | 1330.6818 | 1041.3 | 1472269.1515 | 479045.453 | 217300.3402 | 0 | 1275724.6551
5703 | 1355.5716 | 1422.6212 | 1422.6212 | 1384.8656 | 1355.5716 | 894.35 | 1287896.8171 | 488005.7839 | 221364.8459 | 0 | 1498787.7639
5704 | 1598.3855 | 1142.571 | 1142.571 | 1112.2478 | 1112.2478 | 704.6 | 834029.2871 | 400409.216 | 181630.0694 | 937426.9795 | 1403195.4156
5705 | 1495.9604 | 548.3044 | 548.3044 | 533.7527 | 533.7527 | 1329.95 | 756443.2331 | 192150.9661 | 87161.8132 | 1855440.5677 | 348305.391
5706 | 1298.7306 | 169.5533 | 169.5533 | 165.0534 | 165.0534 | 1770.7 | 311328.9741 | 59419.2389 | 26953.227 | 2186087.7673 | 36858.8285
5707 | 1402.2623 | 1471.6217 | 1471.6217 | 1432.5656 | 1402.2623 | 1766.25 | 2628629.9099 | 504814.428 | 228989.4336 | 0 | 327778.7425
5708 | 1392.1637 | 1461.0242 | 1461.0242 | 1422.2494 | 1392.1637 | 1816.3 | 2682982.7748 | 501178.9439 | 227340.3376 | 0 | 255740.4778
5709 | 1202.5043 | 1261.9831 | 1261.9831 | 1228.4908 | 1202.5043 | 1771.6 | 2267549.5837 | 432901.5606 | 196368.9579 | 0 | 274651.9136
5710 | 1352.3193 | 1419.2084 | 1419.2084 | 1381.5433 | 1352.3193 | 1774.25 | 2556578.2633 | 486834.9559 | 220833.7453 | 0 | 305286.0143
5711 | 1295.7403 | 1359.8308 | 1359.8308 | 1323.7416 | 1295.7403 | 1742 | 2405059.9922 | 466466.4929 | 211594.3841 | 0 | 334300.92
5712 | 1243.9425 | 761.6129 | 761.6129 | 741.4001 | 741.4001 | 1673.35 | 1322727.8321 | 266904.0479 | 121070.6417 | 969060.5314 | 181917.5914
5713 | 1173.8164 | 0 | 0 | 0 | 0 | 1795.1 | 0 | 0 | 0 | 1469477.2235 | 0
5714 | 1220.8328 | 0 | 0 | 0 | 0 | 1731.25 | 0 | 0 | 0 | 1528336.1218 | 0
5715 | 1220.0359 | 0 | 0 | 0 | 0 | 1721.45 | 0 | 0 | 0 | 1527338.5124 | 0
5716 | 899.6868 | 0 | 0 | 0 | 0 | 1667.2 | 0 | 0 | 0 | 1126299.9223 | 0
5717 | 1117.2373 | 0 | 0 | 0 | 0 | 1596.75 | 0 | 0 | 0 | 1398647.0249 | 0
5718 | 1305.3029 | 0 | 0 | 0 | 0 | 1716.5 | 0 | 0 | 0 | 1634082.6157 | 0
5719 | 1147.519 | 1204.2784 | 1204.2784 | 1172.3175 | 1147.519 | 1782.6 | 2176049.212 | 413106.8573 | 187389.8605 | 0 | 249470.6306
5720 | 929.5402 | 975.5176 | 975.5176 | 949.6279 | 929.5402 | 1602.75 | 1582758.4863 | 334634.4843 | 151793.9202 | 0 | 369259.858
5721 | 1210.9693 | 1270.8668 | 1270.8668 | 1237.1387 | 1210.9693 | 1783.25 | 2294796.0165 | 435948.9412 | 197751.2836 | 0 | 262477.5307
5722 | 1135.0278 | 1191.1685 | 1191.1685 | 1159.5555 | 1135.0278 | 1773.6 | 2138495.6166 | 408610.017 | 185350.0438 | 0 | 256970.2996
5723 | 1545.1075 | 2155.2606 | 1621.5322 | 2098.0611 | 1545.1075 | 1696.95 | 2785130.4619 | 556238.7011 | 252316.0552 | 0 | 468244.8288
5724 | 1332.948 | 1398.8792 | 1398.8792 | 1361.7537 | 1332.948 | 1623.45 | 2300552.6923 | 479861.2674 | 217670.4027 | 0 | 501921.5562
5725 | 1136.3975 | 2376.5891 | 1192.6063 | 2313.5157 | 1136.3975 | 1487.4 | 1792857.1669 | 409103.0914 | 185573.7078 | 0 | 582517.3462
5726 | 1310.148 | 1374.9515 | 1374.9515 | 1338.461 | 1310.148 | 1790.8 | 2489862.2644 | 471653.2789 | 213947.1679 | 0 | 274082.961
5727 | 1355.743 | 1422.8017 | 1422.8017 | 1385.0413 | 1355.743 | 1873.55 | 2692910.2724 | 488067.4631 | 221392.8242 | 0 | 171433.5759
5728 | 1265.597 | 1961.9034 | 1328.1958 | 1909.8355 | 1265.597 | 1904.6 | 2555838.9575 | 455614.9074 | 206671.9844 | 0 | 120737.9505
5729 | 1372.3541 | 232.1076 | 232.1076 | 225.9476 | 225.9476 | 1886.6 | 450643.9902 | 81341.1212 | 36897.2364 | 2210634.0526 | 14184.9792
5730 | 1424.6399 | 1495.1065 | 1495.1065 | 1455.4272 | 1424.6399 | 1854.2 | 2797178.226 | 512870.3701 | 232643.6984 | 0 | 207712.4999
5731 | 1131.4817 | 1187.4482 | 1187.4482 | 1155.9339 | 1131.4817 | 1845.15 | 2210534.6635 | 407333.4019 | 184770.957 | 0 | 175209.9369
5732 | 1318.85 | 1384.0839 | 1384.0839 | 1347.3511 | 1318.85 | 1852.4 | 2587991.8475 | 474786.0061 | 215368.2078 | 0 | 194662.26
5733 | 1212.067 | 1272.0191 | 1272.0191 | 1238.2604 | 1212.067 | 1860.3 | 2392653.2215 | 436344.1178 | 197930.5401 | 0 | 169325.7591
5734 | 1363.4758 | 1430.9172 | 1430.9172 | 1392.9414 | 1363.4758 | 1878.35 | 2710728.2621 | 490851.2725 | 222655.5911 | 0 | 165866.8258
5735 | 1298.9278 | 1363.1765 | 1363.1765 | 1326.9985 | 1298.9278 | 1879.25 | 2580447.9104 | 467614.012 | 212114.9115 | 0 | 156845.5332
5736 | 502.0396 | 526.8723 | 526.8723 | 512.8894 | 502.0396 | 1854.95 | 986650.6487 | 180734.25 | 81983.064 | 0 | 72820.8416
5737 | 307.5989 | 0 | 0 | 0 | 0 | 1821.1 | 0 | 0 | 0 | 385076.8556 | 0
5738 | 222.3318 | 0 | 0 | 0 | 0 | 1745.5 | 0 | 0 | 0 | 278332.7532 | 0
5739 | 304.4113 | 0 | 0 | 0 | 0 | 1735.7 | 0 | 0 | 0 | 381086.4219 | 0
5740 | 233.4883 | 0 | 0 | 0 | 0 | 1762.9 | 0 | 0 | 0 | 292299.2713 | 0
5741 | 283.6922 | 0 | 0 | 0 | 0 | 1757.4 | 0 | 0 | 0 | 355148.6026 | 0
5742 | 279.7078 | 0 | 0 | 0 | 0 | 1779.8 | 0 | 0 | 0 | 350160.5605 | 0
5743 | 278.114 | 291.8703 | 291.8703 | 284.1242 | 278.114 | 1782.6 | 527685.264 | 100121.0369 | 45416.0148 | 0 | 60461.9817
5744 | 207.0754 | 217.3175 | 217.3175 | 211.55 | 207.0754 | 1797.65 | 395233.4929 | 74547.1405 | 33815.4113 | 0 | 41901.6263
5745 | 1378.0269 | 1446.1879 | 1446.1879 | 1407.8069 | 1378.0269 | 1822.8 | 2669094.996 | 496089.697 | 225031.7986 | 0 | 244186.3731
5746 | 1300.4519 | 1527.6556 | 1364.7748 | 1487.1125 | 1300.4519 | 1810.65 | 2497251.3026 | 468162.6696 | 212363.7887 | 0 | 246240.5597
5747 | 1608.7589 | 2061.6013 | 1688.3326 | 2006.8875 | 1608.7589 | 1696.95 | 2895884.1594 | 579153.222 | 262710.3365 | 0 | 487534.3998
5748 | 1772.0822 | 2311.0313 | 1859.734 | 2249.6978 | 1772.0822 | 1623.45 | 3062516.4164 | 637949.5877 | 289381.0213 | 0 | 667277.5479
5749 | 1617.9401 | 1697.9677 | 1697.9677 | 1652.9045 | 1617.9401 | 1568.4 | 2695729.1436 | 582458.4353 | 264209.618 | 0 | 698302.904
5750 | 1533.0237 | 1931.6442 | 1608.8515 | 1880.3794 | 1533.0237 | 1882.05 | 3064249.9726 | 551888.528 | 250342.7684 | 0 | 180820.1441
5751 | 1780.7354 | 2551.8326 | 1868.815 | 2484.1083 | 1780.7354 | 1910.6 | 3620190.4693 | 641064.7433 | 290794.0905 | 0 | 159197.7446
5752 | 1349.0361 | 298.7736 | 298.7736 | 290.8443 | 290.8443 | 1909.6 | 589283.1977 | 104703.9648 | 47494.8818 | 2040528.1721 | 25605.9808
5753 | 1613.9387 | 382.0023 | 382.0023 | 371.8642 | 371.8642 | 1886.55 | 744296.6851 | 133871.109 | 60725.4225 | 2395112.1919 | 41086.7117
5754 | 1295.9295 | 73.6597 | 73.6597 | 71.7048 | 71.7048 | 1854.2 | 141001.0067 | 25813.7281 | 11709.3939 | 2360692.1127 | 10181.6514
5755 | 1388.6465 | 1457.3322 | 1457.3322 | 1418.6554 | 1388.6465 | 1845.15 | 2718370.1908 | 499912.7285 | 226765.9682 | 0 | 215031.8331
5756 | 1267.0523 | 1329.7238 | 1329.7238 | 1294.4337 | 1267.0523 | 1852.4 | 2488860.6791 | 456138.8215 | 206909.6377 | 0 | 187016.8752
5757 | 1465.4775 | 1537.9635 | 1537.9635 | 1497.1467 | 1465.4775 | 1860.3 | 2894078.268 | 527571.882 | 239312.4676 | 0 | 204727.1369
5758 | 1438.3833 | 1509.5293 | 1509.5293 | 1469.4672 | 1438.3833 | 1878.35 | 2862057.8878 | 517817.9704 | 234887.9849 | 0 | 174979.292
5759 | 1352.3193 | 1419.2084 | 1419.2084 | 1381.5433 | 1352.3193 | 1879.3 | 2693778.6667 | 486834.9559 | 220833.7453 | 0 | 163224.9033
5760 | 574.5564 | 0 | 0 | 0 | 0 | 1859.95 | 0 | 0 | 0 | 1107926.3222 | 0
5761 | 496.4614 | 0 | 0 | 0 | 0 | 1828.55 | 0 | 0 | 0 | 621510.0545 | 0
5762 | 496.4614 | 0 | 0 | 0 | 0 | 1805.35 | 0 | 0 | 0 | 621510.0545 | 0
5763 | 502.0396 | 0 | 0 | 0 | 0 | 1795.55 | 0 | 0 | 0 | 628493.3135 | 0
5764 | 419.9601 | 0 | 0 | 0 | 0 | 1785.7 | 0 | 0 | 0 | 525739.6449 | 0
5765 | 483.7112 | 0 | 0 | 0 | 0 | 1777.7 | 0 | 0 | 0 | 605548.3196 | 0
5766 | 465.3827 | 0 | 0 | 0 | 0 | 1777.3 | 0 | 0 | 0 | 582603.3256 | 0
5767 | 470.1641 | 0 | 0 | 0 | 0 | 1782.6 | 0 | 0 | 0 | 906624.8683 | 0
5768 | 384.0224 | 0 | 0 | 0 | 0 | 1526.65 | 0 | 0 | 0 | 740516.5944 | 0
5769 | 1040.75 | 442.9835 | 442.9835 | 431.2269 | 431.2269 | 1783.25 | 815430.8874 | 155241.6894 | 70419.3552 | 1175353.0611 | 51472.4895
5770 | 1686.0651 | 1769.4623 | 1769.4623 | 1722.5018 | 1686.0651 | 1604.3 | 2866597.5217 | 606983.4277 | 275334.4271 | 0 | 667175.9205
5771 | 1865.857 | 1958.1473 | 1958.1473 | 1906.1792 | 1865.857 | 1490.1 | 2946902.3964 | 671708.5222 | 304694.4491 | 0 | 951400.4843
5772 | 1807.6941 | 1897.1074 | 1897.1074 | 1846.7592 | 1807.6941 | 1575.5 | 3020704.6273 | 650769.8857 | 295196.4509 | 0 | 767366.103
5773 | 1599.518 | 2397.8617 | 1678.6345 | 2334.2238 | 1599.518 | 1593.4 | 2701511.845 | 575826.4926 | 261201.2951 | 0 | 650364.033
5774 | 1650.484 | 1732.1214 | 1732.1214 | 1686.1518 | 1650.484 | 1882.05 | 3296380.3395 | 594174.2461 | 269524.04 | 0 | 194674.5878
5775 | 1952.3423 | 2048.9101 | 2048.9101 | 1994.5332 | 1952.3423 | 1910.6 | 3966062.287 | 702843.2244 | 318817.496 | 0 | 174539.4007
5776 | 1917.6398 | 825.6396 | 825.6396 | 803.7276 | 803.7276 | 1909.55 | 1630596.2235 | 289341.9252 | 131248.7122 | 2147974.7755 | 70799.4662
5777 | 1638.3992 | 116.9112 | 116.9112 | 113.8084 | 113.8084 | 1886.6 | 227585.0855 | 40971.0367 | 18584.9175 | 2939892.7786 | 12568.9158
5778 | 1789.8428 | 121.1374 | 121.1374 | 117.9225 | 117.9225 | 1854.2 | 231652.0272 | 42452.0859 | 19256.7379 | 3223990.8081 | 16744.2552
5779 | 1557.9215 | 1634.98 | 1634.98 | 1591.5885 | 1557.9215 | 1845.15 | 3043971.6592 | 560851.7274 | 254408.5752 | 0 | 241244.0668
5780 | 1417.6642 | 1487.7855 | 1487.7855 | 1448.3005 | 1417.6642 | 1852.4 | 2774428.3216 | 510359.0965 | 231504.5568 | 0 | 209247.2064
5781 | 1755.5448 | 1842.379 | 1842.379 | 1793.4833 | 1755.5448 | 1860.3 | 3446489.2585 | 631996.1154 | 286680.4601 | 0 | 245249.6037
5782 | 1519.6659 | 1594.8328 | 1594.8328 | 1552.5068 | 1519.6659 | 1878.35 | 3012154.3317 | 547079.706 | 248161.4333 | 0 | 184867.3507
5783 | 1699.7626 | 1783.8379 | 1783.8379 | 1736.4958 | 1699.7626 | 1879.3 | 3375749.2233 | 611914.532 | 277571.2308 | 0 | 205161.3445
5784 | 524.3525 | 0 | 0 | 0 | 0 | 1860 | 0 | 0 | 0 | 1011117.2261 | 0
5785 | 475.7423 | 0 | 0 | 0 | 0 | 1831.1 | 0 | 0 | 0 | 595572.2352 | 0
5786 | 485.3049 | 0 | 0 | 0 | 0 | 1807.85 | 0 | 0 | 0 | 607543.5365 | 0
5787 | 448.6481 | 0 | 0 | 0 | 0 | 1695.05 | 0 | 0 | 0 | 561653.5485 | 0
5788 | 408.8037 | 0 | 0 | 0 | 0 | 1533.25 | 0 | 0 | 0 | 511773.1268 | 0
5789 | 496.4614 | 0 | 0 | 0 | 0 | 1467 | 0 | 0 | 0 | 621510.0545 | 0
5790 | 478.9298 | 0 | 0 | 0 | 0 | 1418.95 | 0 | 0 | 0 | 599562.6689 | 0
5791 | 400.8348 | 262.1369 | 262.1369 | 255.1799 | 255.1799 | 1527.65 | 414216.9914 | 91864.7722 | 41670.8814 | 280868.5886 | 117387.9496
5792 | 182.8679 | 191.9131 | 191.9131 | 186.8199 | 182.8679 | 1481.95 | 288361.53 | 65832.4506 | 29862.331 | 0 | 94734.2493
5793 | 1356.1404 | 1423.2184 | 1423.2184 | 1385.4469 | 1356.1404 | 1701.2 | 2451008.1232 | 488210.5444 | 221457.7275 | 0 | 405214.7518
5794 | 1493.0687 | 1566.9192 | 1566.9192 | 1525.334 | 1493.0687 | 1802.1 | 2853607.4885 | 537504.7352 | 243818.1202 | 0 | 295478.2975
5795 | 1601.832 | 1681.0629 | 1681.0629 | 1636.4484 | 1601.832 | 1658.5 | 2815841.9158 | 576659.5196 | 261579.1654 | 0 | 547025.6277
5796 | 1394.3631 | 1463.332 | 1463.332 | 1424.4959 | 1394.3631 | 1704.3 | 2520726.7721 | 501970.7322 | 227699.5016 | 0 | 412313.1391
5797 | 1717.3001 | 1802.2423 | 1802.2423 | 1754.4118 | 1717.3001 | 1762.15 | 3206309.1553 | 618228.0385 | 280435.1075 | 0 | 408459.805
5798 | 1250.3824 | 1320.4434 | 1312.2293 | 1285.3996 | 1250.3824 | 1790.8 | 2370432.8092 | 450137.6554 | 204187.442 | 0 | 261579.9931
5799 | 1121.1221 | 1226.5102 | 1176.5757 | 1193.9593 | 1121.1221 | 1873.55 | 2216739.4116 | 403603.965 | 183079.243 | 0 | 141765.8927
5800 | 1607.7798 | 1142.9635 | 1142.9635 | 1112.6299 | 1112.6299 | 1876.8 | 2205122.2313 | 400546.7656 | 181692.4634 | 954805.4138 | 133497.7952
5801 | 1448.2039 | 289.8469 | 289.8469 | 282.1545 | 282.1545 | 1876.6 | 559725.4936 | 101575.6298 | 46075.8343 | 2248511.6659 | 33908.9626
5802 | 1364.7797 | 52.3514 | 52.3514 | 50.962 | 50.962 | 1844.2 | 99209.0343 | 18346.3272 | 8322.0979 | 2533455.588 | 7732.6656
5803 | 1446.5205 | 1518.0688 | 1518.0688 | 1477.7801 | 1446.5205 | 1842.65 | 2814301.3759 | 520747.3714 | 236216.7937 | 0 | 227609.922
5804 | 1027.9858 | 1078.833 | 1078.833 | 1050.2013 | 1027.9858 | 1852.4 | 2010332.9641 | 370074.8927 | 167870.0833 | 0 | 151730.706
5805 | 1208.0826 | 1267.8381 | 1267.8381 | 1234.1903 | 1208.0826 | 1860.3 | 2373211.5501 | 434909.7191 | 197279.8809 | 0 | 168769.1327
5806 | 1391.3668 | 1460.1878 | 1460.1878 | 1421.4352 | 1391.3668 | 1878.35 | 2757679.8171 | 500892.0642 | 227210.2058 | 0 | 169259.7767
5807 | 960.2503 | 1007.7466 | 1007.7466 | 981.0015 | 960.2503 | 1879.3 | 1902733.1464 | 345690.1131 | 156808.8763 | 0 | 115902.175
5808 | 1379.4135 | 0 | 0 | 0 | 0 | 1860 | 0 | 0 | 0 | 2659945.1651 | 0
5809 | 1115.6435 | 0 | 0 | 0 | 0 | 1718.1 | 0 | 0 | 0 | 2151313.248 | 0
5810 | 1562.6978 | 0 | 0 | 0 | 0 | 1805.35 | 0 | 0 | 0 | 3013375.1979 | 0
5811 | 1405.7108 | 0 | 0 | 0 | 0 | 1795.55 | 0 | 0 | 0 | 2710654.6906 | 0
5812 | 1476.6339 | 0 | 0 | 0 | 0 | 1629.55 | 0 | 0 | 0 | 2847416.7485 | 0
5813 | 1177.8008 | 242.5151 | 242.5151 | 236.0789 | 236.0789 | 1536.15 | 384316.8938 | 84988.3934 | 38551.6796 | 1815937.464 | 62496.3659
5814 | 1127.5968 | 1183.371 | 1183.371 | 1151.965 | 1127.5968 | 1509.3 | 1805844.1311 | 405934.8631 | 184136.5643 | 0 | 553311.7704
5815 | 1133.1751 | 1189.2249 | 1189.2249 | 1157.6635 | 1133.1751 | 1536.05 | 1847678.9261 | 407943.0216 | 185047.4873 | 0 | 525736.5413
5816 | 181.302 | 190.2697 | 190.2697 | 185.22 | 181.302 | 1279.9 | 246068.1145 | 65268.7318 | 29606.622 | 0 | 130555.5702
5817 | 479.2755 | 502.9823 | 502.9823 | 489.6334 | 479.2755 | 1489.85 | 757563.5219 | 172539.171 | 78265.6851 | 0 | 244502.1413
5818 | 453.9145 | 1541.2965 | 476.3658 | 1500.3914 | 453.9145 | 1520.8 | 731994.7324 | 163409.2226 | 74124.239 | 0 | 217515.8319
5819 | 496.7951 | 2035.3301 | 521.3668 | 1981.3135 | 496.7951 | 1442.45 | 760285.1254 | 178846.2226 | 81126.6337 | 0 | 276988.0872
5820 | 414.3719 | 2275.6423 | 434.8669 | 2215.248 | 414.3719 | 1457.3 | 640290.8623 | 149173.8902 | 67666.9341 | 0 | 224879.6395
5821 | 318.7732 | 2841.86 | 334.5404 | 2766.4386 | 318.7732 | 1475.2 | 497832.1122 | 114758.3596 | 52055.667 | 0 | 167292.1864
5822 | 334.3604 | 3820.5343 | 350.8994 | 3719.1394 | 334.3604 | 1539 | 546140.0918 | 120369.7277 | 54601.0459 | 0 | 154140.1235
5823 | 406.4429 | 3255.278 | 426.5468 | 3168.8847 | 406.4429 | 1748.6 | 752650.0034 | 146319.4365 | 66372.1222 | 0 | 102179.7399
5824 | 328.2074 | 2417.6682 | 344.4421 | 2353.5046 | 328.2074 | 1825.5 | 634064.5965 | 118154.6573 | 53596.2654 | 0 | 57272.1881
5825 | 412.0002 | 1290.9483 | 432.3786 | 1256.6872 | 412.0002 | 1876.6 | 817971.4675 | 148320.0643 | 67279.6292 | 0 | 50840.822
5826 | 284.013 | 298.0611 | 298.0611 | 290.1507 | 284.013 | 1784.35 | 537284.8586 | 102244.6643 | 46379.3158 | 0 | 61247.3941
5827 | 303.3544 | 318.3587 | 318.3587 | 309.9096 | 303.3544 | 1840.15 | 592224.5196 | 109207.5948 | 49537.7784 | 0 | 48491.1369
5828 | 260.5825 | 273.4711 | 273.4711 | 266.2133 | 260.5825 | 1852.4 | 511390.4768 | 93809.6821 | 42553.1142 | 0 | 38461.9032
5829 | 203.2065 | 213.2571 | 213.2571 | 207.5974 | 203.2065 | 1859.8 | 401137.9105 | 73154.3393 | 33183.6211 | 0 | 28489.4812
5830 | 329.9117 | 346.2303 | 346.2303 | 337.0416 | 329.9117 | 1877.85 | 657419.8654 | 118768.2214 | 53874.5849 | 0 | 40298.7174
5831 | 295.6455 | 310.2695 | 310.2695 | 302.0351 | 295.6455 | 1869.3 | 585845.1332 | 106432.3917 | 48278.9154 | 0 | 38640.8711
5832 | 301.2237 | 316.1234 | 316.1234 | 307.7336 | 301.2237 | 1812.95 | 579525.9087 | 108440.55 | 49189.8384 | 0 | 56343.9024
5833 | 332.0389 | 348.4625 | 348.4625 | 339.2145 | 332.0389 | 1562.9 | 552549.4769 | 119534.0169 | 54221.9582 | 0 | 145134.2188
5834 | 303.4149 | 318.4227 | 318.4227 | 309.972 | 303.4149 | 1590.85 | 514156.2132 | 109229.3603 | 49547.6515 | 0 | 124142.2021
5835 | 303.4149 | 318.4227 | 318.4227 | 309.972 | 303.4149 | 1577.5 | 509455.1511 | 109229.3603 | 49547.6515 | 0 | 128192.7909
5836 | 323.0428 | 339.0216 | 339.0216 | 330.0241 | 323.0428 | 1566.6 | 537149.5274 | 116295.4105 | 52752.8904 | 0 | 140006.7526
5837 | 232.2637 | 243.7524 | 243.7524 | 237.2833 | 232.2637 | 1554.45 | 383275.8942 | 83614.9281 | 37928.6604 | 0 | 103485.0867
5838 | 282.1513 | 296.107 | 296.107 | 288.2484 | 282.1513 | 1543.35 | 463231.9733 | 101574.4725 | 46075.3093 | 0 | 128844.2541
5839 | 262.5234 | 275.5081 | 275.5081 | 268.1963 | 262.5234 | 1507.35 | 420050.622 | 94508.4222 | 42870.0704 | 0 | 129331.956
5840 | 251.6319 | 264.0784 | 264.0784 | 257.0699 | 251.6319 | 1269.95 | 338918.8839 | 90587.5004 | 41091.4967 | 0 | 183703.9018
5841 | 470.5752 | 493.8509 | 493.8509 | 480.7444 | 470.5752 | 1283.55 | 641000.5668 | 169407.0829 | 76844.9351 | 0 | 337143.4587
5842 | 1198.9713 | 1258.2753 | 1258.2753 | 1224.8814 | 1198.9713 | 1366.55 | 1731785.9385 | 431629.6802 | 195792.0188 | 0 | 759488.3915
5843 | 1601.2271 | 1680.428 | 1680.428 | 1635.8304 | 1601.2271 | 1207.5 | 2039548.8444 | 576441.7556 | 261480.3853 | 0 | 1268972.3975
5844 | 1241.291 | 2802.8767 | 1302.6886 | 2728.4898 | 1241.291 | 1216 | 1598839.1937 | 446864.747 | 202702.8144 | 0 | 973172.1158
5845 | 1602.0439 | 3323.1719 | 1681.2854 | 3234.9768 | 1602.0439 | 1300.05 | 2205479.0533 | 576735.8065 | 261613.77 | 0 | 1121350.6327
5846 | 1542.9506 | 3222.986 | 1619.2685 | 3137.4497 | 1542.9506 | 1444 | 2363597.417 | 555462.211 | 251963.8307 | 0 | 857880.5258
5847 | 1640.668 | 2277.5408 | 1721.8199 | 2217.0961 | 1640.668 | 1586.95 | 2758619.9276 | 590640.4685 | 267921.0792 | 0 | 677677.9042
5848 | 1242.7375 | 2036.0752 | 1304.2061 | 1982.0389 | 1242.7375 | 1607.95 | 2115638.6702 | 447385.5 | 202939.0338 | 0 | 487215.2369
5849 | 1329.2874 | 1128.4379 | 1128.4379 | 1098.4898 | 1098.4898 | 1600.55 | 1861719.2669 | 395456.3255 | 179383.3832 | 445050.7471 | 427337.2023
5850 | 1176.7039 | 216.3593 | 216.3593 | 210.6173 | 210.6173 | 1581.65 | 352868.1069 | 75822.2176 | 34393.8004 | 1862920.2458 | 85811.952
5851 | 1489.1425 | 1562.799 | 1562.799 | 1521.3232 | 1489.1425 | 1579.15 | 2491268.9582 | 536091.2964 | 243176.9686 | 0 | 626705.4107
5852 | 1527.7062 | 1603.2705 | 1603.2705 | 1560.7205 | 1527.7062 | 1605 | 2596803.849 | 549974.2453 | 249474.4285 | 0 | 603443.87
5853 | 1849.1134 | 1888.3791 | 1888.3791 | 1838.2625 | 1838.2625 | 1629.95 | 3178143.2893 | 661774.5002 | 300188.2663 | 38788.61 | 664610.9101
5854 | 1687.1831 | 1770.6356 | 1770.6356 | 1723.6439 | 1687.1831 | 1645.4 | 2942251.3176 | 607385.9034 | 275516.9945 | 0 | 598275.0918
5855 | 1236.5588 | 1297.7226 | 1297.7226 | 1263.2817 | 1236.5588 | 1590.35 | 2082420.0224 | 445161.1662 | 201930.0512 | 0 | 506556.3104
5856 | 1050.9114 | 0 | 0 | 0 | 0 | 1571.95 | 0 | 0 | 0 | 2026489.2865 | 0
5857 | 1364.9581 | 0 | 0 | 0 | 0 | 1335.65 | 0 | 0 | 0 | 1708763.7312 | 0
5858 | 1355.1441 | 0 | 0 | 0 | 0 | 1528.85 | 0 | 0 | 0 | 1696477.8335 | 0
5859 | 1388.6752 | 0 | 0 | 0 | 0 | 1510.15 | 0 | 0 | 0 | 1738454.653 | 0
5860 | 1544.0628 | 0 | 0 | 0 | 0 | 1515.45 | 0 | 0 | 0 | 1932981.3806 | 0
5861 | 1248.0084 | 0 | 0 | 0 | 0 | 1519.4 | 0 | 0 | 0 | 1562356.7733 | 0
5862 | 1493.3574 | 0 | 0 | 0 | 0 | 1540.05 | 0 | 0 | 0 | 1869504.2381 | 0
5863 | 1527.7062 | 889.7387 | 889.7387 | 866.1255 | 866.1255 | 1521.6 | 1407588.8425 | 311805.1794 | 141438.2939 | 1275736.7235 | 360960.4544
5864 | 1240.9649 | 1302.3465 | 1302.3465 | 1267.7829 | 1240.9649 | 1407.45 | 1861874.2811 | 446747.3474 | 202649.5607 | 0 | 735333.2182
5865 | 1314.0022 | 1378.9961 | 1378.9961 | 1342.3983 | 1314.0022 | 1037.5 | 1448374.7661 | 473040.783 | 214576.5552 | 0 | 1264726.925
5866 | 1895.8186 | 1989.5913 | 1989.5913 | 1936.7887 | 1895.8186 | 927.2 | 1869672.8718 | 682494.7057 | 309587.1818 | 0 | 2033833.5504
5867 | 1738.3935 | 1824.3786 | 1824.3786 | 1775.9606 | 1738.3935 | 1063.45 | 1963871.7024 | 625821.6704 | 283879.6633 | 0 | 1628092.4596
5868 | 1628.6735 | 1739.2724 | 1709.2316 | 1693.1131 | 1628.6735 | 1064.45 | 1843081.3775 | 586322.4492 | 265962.3777 | 0 | 1523705.4649
5869 | 1331.8493 | 2419.9592 | 1397.7248 | 2355.7348 | 1331.8493 | 1058.5 | 1501479.6052 | 479465.7361 | 217490.9853 | 0 | 1253936.0849
5870 | 1502.9147 | 2000.4291 | 1577.2522 | 1947.3388 | 1502.9147 | 1068.5 | 1707003.4308 | 541049.3086 | 245425.978 | 0 | 1399965.0859
5871 | 1067.9509 | 3258.9154 | 1120.7747 | 3172.4256 | 1067.9509 | 332.25 | 377271.3781 | 384462.3226 | 174396.3813 | 0 | 1781075.1068
5872 | 1186.9605 | 2380.4553 | 1245.6713 | 2317.2793 | 1186.9605 | 327.55 | 416841.458 | 427305.7724 | 193830.6462 | 0 | 1985132.0531
5873 | 1465.9979 | 1251.5063 | 1251.5063 | 1218.292 | 1218.292 | 1068.1 | 1396842.5743 | 438585.1262 | 198947.0864 | 477655.2245 | 1105689.0991
5874 | 1552.9578 | 212.3241 | 212.3241 | 206.6892 | 206.6892 | 1274.6 | 281139.9136 | 74408.1043 | 33752.3429 | 2596031.2398 | 146017.9422
5875 | 1503.1713 | 1577.5219 | 1577.5219 | 1535.6553 | 1503.1713 | 1414 | 2266957.279 | 541141.6824 | 245467.8798 | 0 | 880858.206
5876 | 1143.3262 | 1199.878 | 1199.878 | 1168.0339 | 1143.3262 | 1347.45 | 1640382.2893 | 411597.4277 | 186705.1665 | 0 | 746077.3813
5877 | 1723.9854 | 1809.258 | 1809.258 | 1761.2412 | 1723.9854 | 1409 | 2585873.2129 | 620634.7476 | 281526.8175 | 0 | 1018875.135
5878 | 1668.373 | 1750.8952 | 1750.8952 | 1704.4274 | 1668.373 | 1412.6 | 2507149.3912 | 600614.2721 | 272445.3073 | 0 | 980002.2873
5879 | 1373.1364 | 1441.055 | 1441.055 | 1402.8102 | 1373.1364 | 1339.1 | 1957820.6813 | 494329.0993 | 224233.172 | 0 | 907505.5824
5880 | 1233.2875 | 0 | 0 | 0 | 0 | 1208.65 | 0 | 0 | 0 | 2378167.9726 | 0
5881 | 1690.4544 | 0 | 0 | 0 | 0 | 567.5 | 0 | 0 | 0 | 2116246.0355 | 0
5882 | 1819.6715 | 0 | 0 | 0 | 0 | 301.8 | 0 | 0 | 0 | 2278010.3674 | 0
5883 | 1252.9154 | 0 | 0 | 0 | 0 | 292.85 | 0 | 0 | 0 | 1568499.7222 | 0
5884 | 1363.3224 | 0 | 0 | 0 | 0 | 535.45 | 0 | 0 | 0 | 1706716.0812 | 0
5885 | 1499.0822 | 0 | 0 | 0 | 0 | 879.8 | 0 | 0 | 0 | 1876671.012 | 0
5886 | 1406.6674 | 0 | 0 | 0 | 0 | 626.8 | 0 | 0 | 0 | 1760978.801 | 0
5887 | 1239.0123 | 1240.7892 | 1240.7892 | 1207.8593 | 1207.8593 | 629.45 | 809230.6958 | 434829.359 | 197243.4287 | 60072.7405 | 1487888.2677
5888 | 1144.3567 | 1200.96 | 1200.96 | 1169.0872 | 1144.3567 | 297.55 | 361195.7904 | 411968.3951 | 186873.4414 | 0 | 1948209.9839
5889 | 1160.5057 | 1217.9078 | 1217.9078 | 1185.5852 | 1160.5057 | 325.05 | 400441.3777 | 417782.0617 | 189510.5852 | 0 | 1943789.0674
5890 | 1535.5758 | 1611.5287 | 1611.5287 | 1568.7596 | 1535.5758 | 339.05 | 555074.6215 | 552807.2898 | 250759.529 | 0 | 2550514.6333
5891 | 1778.9231 | 2144.8478 | 1866.9133 | 2087.9247 | 1778.9231 | 346.25 | 655479.5298 | 640412.3279 | 290498.1476 | 0 | 2941894.1312
5892 | 1434.3111 | 2385.0226 | 1505.2549 | 2321.7254 | 1434.3111 | 349.85 | 533730.2411 | 516351.9906 | 234223.0002 | 0 | 2366828.4369
5893 | 1226.9442 | 2344.6655 | 1287.6309 | 2282.4394 | 1226.9442 | 361.05 | 471132.4412 | 441699.9059 | 200359.9851 | 0 | 2010900.1687
5894 | 1067.315 | 3725.1182 | 1120.1083 | 3626.2556 | 1067.315 | 385.3 | 437848.9983 | 384233.4119 | 174292.5449 | 0 | 1723393.5838
5895 | 1327.1212 | 3285.2758 | 1392.764 | 3198.0864 | 1327.1212 | 390.7 | 551650.4242 | 477763.6277 | 216718.89 | 0 | 2135736.1278
5896 | 1593.7705 | 2413.2573 | 1672.6022 | 2349.2108 | 1593.7705 | 380.95 | 648823.33 | 573757.3926 | 260262.7284 | 0 | 2580394.1847
5897 | 1265.787 | 1328.3962 | 1328.3962 | 1293.1413 | 1265.787 | 367.55 | 496728.1812 | 455683.3247 | 206703.0192 | 0 | 2066333.9882
5898 | 1411.0786 | 1480.8737 | 1480.8737 | 1441.5722 | 1411.0786 | 342.55 | 515307.8631 | 507988.2899 | 230429.1326 | 0 | 2338791.2311
5899 | 906.1208 | 950.9402 | 950.9402 | 925.7028 | 906.1208 | 692.4 | 667412.8307 | 326203.4742 | 147969.5204 | 0 | 1184843.5079
5900 | 1138.4192 | 1194.7283 | 1194.7283 | 1163.0208 | 1138.4192 | 1129.35 | 1365008.9859 | 409830.9149 | 185903.8567 | 0 | 991164.5023
5901 | 1154.7758 | 1211.8943 | 1211.8943 | 1179.7313 | 1154.7758 | 1134.45 | 1391490.4713 | 415719.2902 | 188574.8891 | 0 | 999516.1989
5902 | 1472.9116 | 1545.7662 | 1545.7662 | 1504.7424 | 1472.9116 | 1108.2 | 1737282.1897 | 530248.1882 | 240526.4698 | 0 | 1313542.5952
5903 | 1362.5046 | 1429.8982 | 1429.8982 | 1391.9495 | 1362.5046 | 1108.6 | 1606309.2221 | 490501.6556 | 222497.001 | 0 | 1214536.5995
5904 | 141.4846 | 148.4832 | 148.4832 | 144.5426 | 141.4846 | 988.8 | 148980.5334 | 50934.4456 | 23104.4305 | 0 | 143069.1984
5905 | 99.7752 | 0 | 0 | 0 | 0 | 946.05 | 0 | 0 | 0 | 124906.6359 | 0
5906 | 96.5039 | 0 | 0 | 0 | 0 | 301.8 | 0 | 0 | 0 | 120811.3363 | 0
5907 | 105.5001 | 37.8216 | 37.8216 | 36.8178 | 36.8178 | 292.85 | 11475.3009 | 13254.416 | 6012.3503 | 85981.915 | 0
5908 | 94.8683 | 99.5604 | 99.5604 | 96.9181 | 94.8683 | 285.95 | 28802.3718 | 34152.5763 | 15491.9881 | 0 | 53596.6295
5909 | 100.5931 | 105.5686 | 105.5686 | 102.7669 | 100.5931 | 280.8 | 29962.2571 | 36213.5076 | 16426.8494 | 0 | 172939.4856
5910 | 91.5969 | 96.1276 | 96.1276 | 93.5765 | 91.5969 | 277.3 | 26942.7865 | 32974.9012 | 14957.7816 | 0 | 157794.062
5911 | 86.69 | 90.9779 | 90.9779 | 88.5634 | 86.69 | 279.95 | 25666.1586 | 31208.3886 | 14156.4718 | 0 | 149111.0802
5912 | 88.3635 | 92.7347 | 92.7347 | 90.2736 | 88.3635 | 297.55 | 27820.2483 | 31810.843 | 14429.7519 | 0 | 150433.5893
5913 | 674.8497 | 774.7721 | 708.2289 | 754.2101 | 674.8497 | 325.05 | 231499.2395 | 242945.8969 | 110202.9582 | 0 | 1130339.5276
5914 | 1069.3668 | 1122.2608 | 1122.2608 | 1092.4766 | 1069.3668 | 339.05 | 385663.6135 | 384972.035 | 174627.5926 | 0 | 1776164.7267
5915 | 1034.0283 | 2143.7417 | 1085.1738 | 2086.8479 | 1034.0283 | 346.25 | 383075.0385 | 372250.2002 | 168856.8269 | 0 | 1710024.3574
5916 | 1101.8888 | 2385.6355 | 1156.3914 | 2322.322 | 1101.8888 | 349.85 | 411638.1455 | 396679.9651 | 179938.4397 | 0 | 1818281.7901
5917 | 1309.4418 | 3167.2018 | 1374.2095 | 3083.146 | 1309.4418 | 361.05 | 502896.8666 | 471399.0304 | 213831.8379 | 0 | 2146109.5578
5918 | 1334.591 | 3783.5471 | 1400.6035 | 3683.1338 | 1334.591 | 385.3 | 546764.111 | 480452.7751 | 217938.7172 | 0 | 2154964.1555
5919 | 1249.9334 | 2762.0232 | 1311.7581 | 2688.7206 | 1249.9334 | 847.7 | 1126811.8177 | 449976.0172 | 204114.1211 | 0 | 1440298.2349
5920 | 1409.4378 | 2286.498 | 1479.1526 | 2225.8156 | 1409.4378 | 380.95 | 571084.9178 | 507397.612 | 230161.1945 | 0 | 2281950.2879
5921 | 1475.0421 | 1193.597 | 1193.597 | 1161.9195 | 1161.9195 | 617.05 | 766432.2255 | 418291.0373 | 189741.4622 | 603799.1903 | 1564931.0075
5922 | 1347.0834 | 241.0542 | 241.0542 | 234.6568 | 234.6568 | 1112 | 278429.6376 | 84476.4439 | 38319.4536 | 2145110.0218 | 135090.552
5923 | 1438.5628 | 1509.7182 | 1509.7182 | 1469.6511 | 1438.5628 | 1685.9 | 2576391.0763 | 517882.6001 | 234917.3016 | 0 | 451852.5686
5924 | 1652.8342 | 1734.5876 | 1734.5876 | 1688.5526 | 1652.8342 | 1816.95 | 3183776.038 | 595020.3156 | 269907.8265 | 0 | 302551.2637
5925 | 1743.6133 | 1829.8568 | 1829.8568 | 1781.2934 | 1743.6133 | 1806.2 | 3342282.0715 | 627700.7981 | 284732.0565 | 0 | 337912.1994
5926 | 1660.1947 | 1742.3127 | 1742.3127 | 1696.0727 | 1660.1947 | 1865.25 | 3279840.1697 | 597670.0844 | 271109.7911 | 0 | 223711.233
5927 | 1413.2101 | 1483.1112 | 1483.1112 | 1443.7502 | 1413.2101 | 1865.65 | 2793462.8967 | 508755.6187 | 230777.2015 | 0 | 189864.7635
5928 | 139.8489 | 146.7663 | 146.7663 | 142.8712 | 139.8489 | 1819.3 | 269999.8827 | 50345.6081 | 22837.3272 | 0 | 22015.9459
5929 | 107.1357 | 0 | 0 | 0 | 0 | 1429 | 0 | 0 | 0 | 134121.0598 | 0
5930 | 98.9574 | 0 | 0 | 0 | 0 | 900.8 | 0 | 0 | 0 | 123882.811 | 0
5931 | 102.2287 | 0 | 0 | 0 | 0 | 292.85 | 0 | 0 | 0 | 127978.1105 | 0
5932 | 100.5931 | 0 | 0 | 0 | 0 | 285.95 | 0 | 0 | 0 | 125930.4607 | 0
5933 | 103.8644 | 0 | 0 | 0 | 0 | 280.8 | 0 | 0 | 0 | 130025.7603 | 0
5934 | 97.3218 | 0 | 0 | 0 | 0 | 626.8 | 0 | 0 | 0 | 121835.1612 | 0
5935 | 94.8683 | 99.5604 | 99.5604 | 96.9181 | 94.8683 | 1070.85 | 107472.527 | 34152.5763 | 15491.9881 | 0 | 88146.8506
5936 | 87.886 | 92.2331 | 92.2331 | 89.7853 | 87.886 | 505.05 | 46888.8125 | 31638.9761 | 14351.7911 | 0 | 131385.1757
5937 | 953.4016 | 1000.5598 | 1000.5598 | 974.0055 | 953.4016 | 1300.5 | 1312886.7603 | 343224.5588 | 155690.4735 | 0 | 666904.3858
5938 | 1414.2467 | 1579.4603 | 1484.1984 | 1537.5422 | 1414.2467 | 1360.55 | 2037389.162 | 509128.7944 | 230946.4781 | 0 | 904340.021
5939 | 1289.2178 | 2112.4488 | 1352.9852 | 2056.3855 | 1289.2178 | 1261.25 | 1722014.3793 | 464118.4224 | 210529.2733 | 0 | 952409.6793
5940 | 1489.7845 | 1563.4727 | 1563.4727 | 1521.979 | 1489.7845 | 1513.85 | 2399452.5679 | 536322.4153 | 243281.8067 | 0 | 724258.4916
5941 | 1378.1088 | 1446.274 | 1446.274 | 1407.8907 | 1378.1088 | 1530.1 | 2242255.1437 | 496119.1655 | 225045.1659 | 0 | 647572.9492
5942 | 1448.9237 | 2424.1004 | 1520.5917 | 2359.7661 | 1448.9237 | 1894.3 | 2915822.9892 | 521612.518 | 236609.2338 | 0 | 153151.231
5943 | 1588.6233 | 2322.0999 | 1667.2006 | 2260.4727 | 1588.6233 | 1899.7 | 3202706.85 | 571904.3945 | 259422.1878 | 0 | 159338.9188
5944 | 1511.5071 | 869.652 | 869.652 | 846.5719 | 846.5719 | 1889.95 | 1695949.8886 | 304765.8742 | 138245.1868 | 1282205.1817 | 90733.2537
5945 | 1311.4301 | 461.4981 | 461.4981 | 449.2502 | 449.2502 | 1876.55 | 892623.4327 | 161730.0605 | 73362.5525 | 1662555.3575 | 54012.2144
5946 | 1754.8452 | 143.8394 | 143.8394 | 140.0219 | 140.0219 | 1851.55 | 274636.6732 | 50407.8984 | 22865.5828 | 3113889.5275 | 10799.1437
5947 | 1257.345 | 1319.5367 | 1319.5367 | 1284.5169 | 1257.345 | 1845.85 | 2457599.5002 | 452644.187 | 205324.4326 | 0 | 193819.7262
5948 | 847.2718 | 889.1804 | 889.1804 | 865.582 | 847.2718 | 1847.45 | 1655370.436 | 305017.8362 | 138359.4796 | 0 | 129251.3081
5949 | 1282.3573 | 1345.7858 | 1345.7858 | 1310.0694 | 1282.3573 | 1852.55 | 2514268.8366 | 461648.6168 | 209408.942 | 0 | 189083.5397
5950 | 1299.5317 | 1363.8104 | 1363.8104 | 1327.6156 | 1299.5317 | 1865.25 | 2560197.9781 | 467831.4109 | 212213.5261 | 0 | 175111.8962
5951 | 1363.3224 | 1430.7556 | 1430.7556 | 1392.7841 | 1363.3224 | 1865.65 | 2687010.3739 | 490796.0741 | 222630.5525 | 0 | 183162.3107
5952 | 1331.4271 | 1397.283 | 1397.283 | 1360.1999 | 1331.4271 | 1849.3 | 2606754.3028 | 479313.7427 | 217422.0394 | 0 | 195773.3151
5953 | 1392.7643 | 0 | 0 | 0 | 0 | 1782.4 | 0 | 0 | 0 | 1743573.7781 | 0
5954 | 954.4075 | 0 | 0 | 0 | 0 | 1635.25 | 0 | 0 | 0 | 1194803.6397 | 0
5955 | 1391.9465 | 0 | 0 | 0 | 0 | 1229.35 | 0 | 0 | 0 | 1742549.9531 | 0
5956 | 1367.4116 | 0 | 0 | 0 | 0 | 285.95 | 0 | 0 | 0 | 1711835.2063 | 0
5957 | 1018.1982 | 0 | 0 | 0 | 0 | 280.8 | 0 | 0 | 0 | 1274661.9801 | 0
5958 | 1299.5317 | 0 | 0 | 0 | 0 | 526.8 | 0 | 0 | 0 | 1626857.7408 | 0
5959 | 1066.4502 | 1119.1995 | 1119.1995 | 1089.4966 | 1066.4502 | 1351.95 | 1536450.3899 | 383922.0641 | 174151.3141 | 0 | 691112.9225
5960 | 879.7304 | 923.2438 | 923.2438 | 898.7414 | 879.7304 | 1009.6 | 943450.1507 | 316702.9488 | 143659.9765 | 0 | 871285.0013
5961 | 1118.7892 | 1174.1273 | 1174.1273 | 1142.9666 | 1118.7892 | 1564.6 | 1854789.0788 | 402764.1286 | 182698.2839 | 0 | 487120.7306
5962 | 1147.7987 | 1626.6053 | 1204.5712 | 1583.4361 | 1147.7987 | 1466.55 | 1782426.8792 | 413207.5302 | 187435.5269 | 0 | 612293.2138
5963 | 1167.7466 | 2127.3312 | 1225.5059 | 2070.873 | 1167.7466 | 1246.25 | 1545243.4162 | 420388.7717 | 190693.0178 | 0 | 880188.9907
5964 | 1009.8492 | 2374.5804 | 1059.7989 | 2311.5604 | 1009.8492 | 1517.9 | 1621670.9254 | 363545.7098 | 164908.3734 | 0 | 486848.2964
5965 | 1123.4907 | 2513.8735 | 1179.0619 | 2447.1567 | 1123.4907 | 1433.55 | 1702968.9415 | 404456.6686 | 183466.0388 | 0 | 636401.3331
5966 | 1352.7826 | 2630.2054 | 1419.6943 | 2560.4012 | 1352.7826 | 1759.35 | 2520010.0465 | 487001.7526 | 220909.4061 | 0 | 325547.1438
5967 | 1227.347 | 469.5044 | 469.5044 | 457.044 | 457.044 | 1899.65 | 920924.9298 | 164535.8526 | 74635.2909 | 1485387.463 | 44667.0895
5968 | 1201.4218 | 131.6929 | 131.6929 | 128.1978 | 128.1978 | 1889.95 | 256643.7691 | 46151.2151 | 20934.7039 | 2069514.888 | 13739.8526
5969 | 1209.5909 | 33.5156 | 33.5156 | 32.6262 | 32.6262 | 1876.55 | 64816.7939 | 11745.4155 | 5327.851 | 2269559.8643 | 3922.6238
5970 | 1315.1216 | 0 | 0 | 0 | 0 | 1851.55 | 0 | 0 | 0 | 2535969.9827 | 0
5971 | 1232.4093 | 1293.3673 | 1293.3673 | 1259.042 | 1232.4093 | 1845.85 | 2405142.3084 | 443667.3592 | 201252.4438 | 0 | 189975.8473
5972 | 1067.268 | 1120.058 | 1120.058 | 1090.3322 | 1067.268 | 1847.45 | 2082926.2063 | 384216.4829 | 174284.8657 | 0 | 162811.7334
5973 | 1498.2644 | 1572.3722 | 1572.3722 | 1530.6423 | 1498.2644 | 1852.55 | 2935299.5737 | 539375.17 | 244666.5702 | 0 | 220919.0268
5974 | 1077.8998 | 1131.2158 | 1131.2158 | 1101.194 | 1077.8998 | 1865.25 | 2122113.7459 | 388043.9266 | 176021.0367 | 0 | 145246.9975
5975 | 1290.5356 | 1354.3694 | 1354.3694 | 1318.4252 | 1290.5356 | 1865.65 | 2544887.2926 | 464592.8045 | 210744.4583 | 0 | 173383.4536
5976 | 956.861 | 0 | 0 | 0 | 0 | 1848.8 | 0 | 0 | 0 | 1845130.3232 | 0
5977 | 1195.6673 | 0 | 0 | 0 | 0 | 1023.4 | 0 | 0 | 0 | 2305624.3872 | 0
5978 | 1304.4387 | 0 | 0 | 0 | 0 | 1571.35 | 0 | 0 | 0 | 2515369.9699 | 0
5979 | 1028.83 | 0 | 0 | 0 | 0 | 1178.35 | 0 | 0 | 0 | 1983909.3561 | 0
5980 | 1461.462 | 0 | 0 | 0 | 0 | 998.95 | 0 | 0 | 0 | 2818160.5869 | 0
5981 | 1392.7643 | 0 | 0 | 0 | 0 | 991.9 | 0 | 0 | 0 | 2685689.6936 | 0
5982 | 1118.7913 | 974.4303 | 974.4303 | 948.5695 | 948.5695 | 988.4 | 995478.8694 | 341485.0087 | 154901.3942 | 328241.4637 | 842623.3476
5983 | 1271.7255 | 1334.628 | 1334.628 | 1299.2077 | 1271.7255 | 1081.4 | 1459803.0981 | 457821.1732 | 207672.771 | 0 | 1168206.585
5984 | 186.0829 | 195.2872 | 195.2872 | 190.1044 | 186.0829 | 1009.6 | 199040.0457 | 66989.8367 | 30387.3343 | 0 | 184296.4841
5985 | 155.6841 | 163.3846 | 163.3846 | 159.0484 | 155.6841 | 1448.55 | 238914.2672 | 56046.2913 | 25423.2205 | 0 | 85851.9418
5986 | 185.2027 | 358.9089 | 194.3626 | 349.3837 | 185.2027 | 1425.55 | 279563.0371 | 66672.9685 | 30243.5993 | 0 | 106389.6854
5987 | 174.4073 | 1108.2683 | 183.0336 | 1078.8555 | 174.4073 | 1186.65 | 219269.7768 | 62786.6409 | 28480.7179 | 0 | 141854.2065
5988 | 189.5525 | 465.953 | 198.9278 | 453.5869 | 189.5525 | 1101.8 | 221891.259 | 68238.9083 | 30953.927 | 0 | 170256.0762
5989 | 199.8194 | 209.7036 | 209.7036 | 204.1382 | 199.8194 | 361.05 | 76762.2476 | 71934.9678 | 32630.5007 | 0 | 327493.9319
5990 | 201.4499 | 1522.3779 | 211.4143 | 1481.9748 | 201.4499 | 1408.8 | 301294.3605 | 72521.9652 | 32896.7692 | 0 | 119097.1829
5991 | 132.424 | 1783.3593 | 138.974 | 1736.0299 | 132.424 | 1756.9 | 246535.4141 | 47672.6538 | 21624.8455 | 0 | 32192.2837
5992 | 181.7586 | 219.9432 | 190.7482 | 214.1061 | 181.7586 | 1743.65 | 335376.9145 | 65433.0975 | 29681.18 | 0 | 46593.8182
5993 | 119.9634 | 640.5679 | 125.8977 | 623.5676 | 119.9634 | 1827.4 | 231973.4006 | 43186.8159 | 19590.0196 | 0 | 20705.679
5994 | 101.4733 | 106.4921 | 106.4921 | 103.6659 | 101.4733 | 1844 | 197843.5096 | 36530.3758 | 16570.5843 | 0 | 15829.8295
5995 | 112.5998 | 118.1695 | 118.1695 | 115.0333 | 112.5998 | 1838.35 | 219148.1409 | 40535.943 | 18387.5541 | 0 | 18201.7644
5996 | 110.407 | 115.868 | 115.868 | 112.793 | 110.407 | 1847.4 | 215648.1238 | 39746.5327 | 18029.4689 | 0 | 16848.1082
5997 | 102.2287 | 107.2855 | 107.2855 | 104.4382 | 102.2287 | 1819.85 | 197181.9624 | 36802.3451 | 16693.9527 | 0 | 18416.5069
5998 | 93.2326 | 97.8446 | 97.8446 | 95.2478 | 93.2326 | 1857.7 | 183044.3772 | 33563.7387 | 15224.8848 | 0 | 13267.0001
5999 | 102.2287 | 107.2855 | 107.2855 | 104.4382 | 102.2287 | 1719.35 | 185692.2801 | 36802.3451 | 16693.9527 | 0 | 28690.4949
6000 | 95.6861 | 100.4189 | 100.4189 | 97.7538 | 95.6861 | 1239.8 | 125433.4994 | 34446.995 | 15625.5397 | 0 | 72740.4972
6001 | 100.5931 | 105.5686 | 105.5686 | 102.7669 | 100.5931 | 326.05 | 34835.9154 | 36213.5076 | 16426.8494 | 0 | 168387.6523
6002 | 92.4148 | 96.9861 | 96.9861 | 94.4121 | 92.4148 | 336 | 32887.7448 | 33269.32 | 15091.3332 | 0 | 153778.1901
6003 | 98.9574 | 103.8517 | 103.8517 | 101.0955 | 98.9574 | 325.8 | 34206.7767 | 35624.6701 | 16159.7462 | 0 | 165673.8094
6004 | 93.2326 | 97.8446 | 97.8446 | 95.2478 | 93.2326 | 316.55 | 31396.9803 | 33563.7387 | 15224.8848 | 0 | 156952.4332
6005 | 98.9574 | 103.8517 | 103.8517 | 101.0955 | 98.9574 | 308.3 | 32515.14 | 35624.6701 | 16159.7462 | 0 | 167405.5569
6006 | 91.5969 | 96.1276 | 96.1276 | 93.5765 | 91.5969 | 648.05 | 63419.9143 | 32974.9012 | 14957.7816 | 0 | 123834.4936
6007 | 94.8683 | 99.5615 | 99.5615 | 96.9192 | 94.8683 | 1009 | 102082.2572 | 34152.5763 | 15491.9881 | 0 | 94014.188
6008 | 88.6732 | 93.059 | 93.059 | 90.5893 | 88.6732 | 548.75 | 51811.9085 | 31922.3541 | 14480.3345 | 0 | 128686.6913
6009 | 877.3751 | 2761.2927 | 920.7723 | 2688.0095 | 877.3751 | 1109.7 | 1034814.5799 | 315855.0228 | 143275.3478 | 0 | 781127.0188
6010 | 1234.046 | 1502.6301 | 1295.0853 | 1462.7512 | 1234.046 | 1083.6 | 1419248.5584 | 444256.5647 | 201519.7139 | 0 | 1130879.7663
6011 | 1673.4272 | 2888.0164 | 1756.2003 | 2811.37 | 1673.4272 | 950.65 | 1688971.4624 | 602433.7801 | 273270.6564 | 0 | 1756010.7977
6012 | 1423.6773 | 2085.9425 | 1494.0959 | 2030.5827 | 1423.6773 | 348 | 525662.0965 | 512523.8107 | 232486.4953 | 0 | 2351914.8203
6013 | 1772.2558 | 831.7674 | 831.7674 | 809.6928 | 809.6928 | 354.75 | 305440.218 | 291489.3915 | 132222.8267 | 1856125.6743 | 1297373.4042
6014 | 1493.8665 | 648.336 | 648.336 | 631.1295 | 631.1295 | 365.6 | 245254.6831 | 227206.6326 | 103063.4531 | 1663629.4549 | 1004590.4976
6015 | 1557.6541 | 183.2058 | 183.2058 | 178.3436 | 178.3436 | 359.45 | 68064.4552 | 64203.6862 | 29123.5054 | 2659746.6454 | 284943.8484
6016 | 1584.9707 | 216.6983 | 216.6983 | 210.9473 | 210.9473 | 346.2 | 77743.8547 | 75941.0105 | 34447.6862 | 2649551.3733 | 339758.3258
6017 | 1772.4797 | 193.055 | 193.055 | 187.9314 | 187.9314 | 1326.95 | 265596.6656 | 67655.2996 | 30689.1956 | 3055509.7786 | 123184.9763
6018 | 1755.7039 | 26.7582 | 26.7582 | 26.048 | 26.048 | 1590.95 | 44047.7519 | 9377.2814 | 4253.639 | 3335323.1777 | 10376.7804
6019 | 1611.083 | 1690.7715 | 1690.7715 | 1645.8994 | 1611.083 | 1830.4 | 3132295.7818 | 579989.8699 | 263089.8493 | 0 | 273239.6721
6020 | 1745.249 | 1831.5737 | 1831.5737 | 1782.9648 | 1745.249 | 1817.15 | 3369263.0511 | 628289.6357 | 284999.1597 | 0 | 319118.7775
6021 | 1431.2023 | 1501.9931 | 1501.9931 | 1462.131 | 1431.2023 | 1671.1 | 2541912.4806 | 515232.8312 | 233715.3371 | 0 | 470722.3378
6022 | 1315.8883 | 1380.9754 | 1380.9754 | 1344.325 | 1315.8883 | 1712.65 | 2394808.0865 | 473719.7862 | 214884.5586 | 0 | 378120.4168
6023 | 1081.1711 | 1134.6486 | 1134.6486 | 1104.5357 | 1081.1711 | 1369.85 | 1576254.2385 | 389221.6018 | 176555.2432 | 0 | 681299.9057
6024 | 1571.0512 | 0 | 0 | 0 | 0 | 679.85 | 0 | 0 | 0 | 3029483.2063 | 0
6025 | 1019.8339 | 0 | 0 | 0 | 0 | 1010.05 | 0 | 0 | 0 | 1276709.6302 | 0
6026 | 1302.803 | 0 | 0 | 0 | 0 | 276.3 | 0 | 0 | 0 | 1630953.0409 | 0
6027 | 1215.2952 | 0 | 0 | 0 | 0 | 270.65 | 0 | 0 | 0 | 1521403.7775 | 0
6028 | 1135.9657 | 0 | 0 | 0 | 0 | 266.45 | 0 | 0 | 0 | 1422092.7643 | 0
6029 | 1096.7099 | 0 | 0 | 0 | 0 | 263.3 | 0 | 0 | 0 | 1372949.1696 | 0
6030 | 1092.6207 | 0 | 0 | 0 | 0 | 262.05 | 0 | 0 | 0 | 1367830.0457 | 0
6031 | 1315.8883 | 1171.149 | 1171.149 | 1140.0673 | 1140.0673 | 265.5 | 322393.3054 | 410424.2275 | 186172.9899 | 339038.4404 | 1748702.086
6032 | 1094.9209 | 1149.0788 | 1149.0788 | 1118.5828 | 1094.9209 | 276.45 | 321077.489 | 394171.5172 | 178800.5799 | 0 | 1887150.8844
6033 | 1387.202 | 1455.8168 | 1455.8168 | 1417.1802 | 1387.202 | 294.1 | 432291.8944 | 499392.734 | 226530.093 | 0 | 2366427.8918
6034 | 1405.6574 | 1724.1759 | 1475.1846 | 1678.4172 | 1405.6574 | 306.3 | 456447.3801 | 506036.6615 | 229543.8523 | 0 | 2380761.9265
6035 | 1365.2484 | 1500.1849 | 1432.7769 | 1460.3708 | 1365.2484 | 320.05 | 464033.5812 | 491489.4305 | 222945.0667 | 0 | 2293549.0798
6036 | 1221.3717 | 2450.6465 | 1281.7833 | 2385.6077 | 1221.3717 | 320.45 | 415951.111 | 439693.8098 | 199449.9976 | 0 | 2051354.8287
6037 | 1267.0966 | 2418.2601 | 1329.77 | 2354.0808 | 1267.0966 | 314.5 | 423859.2406 | 456154.7627 | 206916.8687 | 0 | 2135691.2569
6038 | 1528.0967 | 2091.7828 | 1603.6798 | 2036.268 | 1528.0967 | 325.1 | 527110.2262 | 550114.83 | 249538.1993 | 0 | 2559409.2466
6039 | 1700.6118 | 3216.5371 | 1784.7289 | 3131.1719 | 1700.6118 | 332.25 | 600418.947 | 612220.2595 | 277709.9122 | 0 | 2836195.3828
6040 | 1411.0387 | 1756.0544 | 1480.8328 | 1709.4497 | 1411.0387 | 327.55 | 491749.0085 | 507973.9367 | 230422.6218 | 0 | 2359891.6956
6041 | 1480.8333 | 321.8408 | 321.8408 | 313.2993 | 313.2993 | 322.7 | 107778.4418 | 112787.7646 | 51161.7832 | 2251374.479 | 511779.4533
6042 | 1727.6442 | 597.1821 | 597.1821 | 581.3332 | 581.3332 | 1364.65 | 846109.0122 | 209279.9422 | 94931.7071 | 2210449.8507 | 300232.1011
6043 | 1863.8394 | 1888.3791 | 1888.3791 | 1838.2625 | 1838.2625 | 1829.45 | 3571827.7876 | 661774.5002 | 300188.2663 | 91429.7584 | 306308.3116
6044 | 874.2602 | 917.5033 | 917.5033 | 893.1532 | 874.2602 | 1826.9 | 1694780.2625 | 314733.6553 | 142766.6831 | 0 | 151334.406
6045 | 1106.5238 | 1161.2557 | 1161.2557 | 1130.4366 | 1106.5238 | 1791.8 | 2110249.273 | 398348.5835 | 180695.3436 | 0 | 230378.2641
6046 | 1191.5782 | 1250.5167 | 1250.5167 | 1217.3286 | 1191.5782 | 1823.05 | 2306867.1414 | 428968.1344 | 194584.7121 | 0 | 210849.7271
6047 | 1427.931 | 1498.5603 | 1498.5603 | 1458.7894 | 1427.931 | 1788.4 | 2707279.9597 | 514055.1564 | 233181.1307 | 0 | 302150.1975
6048 | 771.2136 | 809.3603 | 809.3603 | 787.8803 | 771.2136 | 1306.35 | 1071809.7236 | 277636.8914 | 125939.1788 | 0 | 534952.3048
6049 | 615.8259 | 0 | 0 | 0 | 0 | 1421.95 | 0 | 0 | 0 | 770940.1377 | 0
6050 | 593.7445 | 0 | 0 | 0 | 0 | 900.8 | 0 | 0 | 0 | 743296.8658 | 0
6051 | 716.419 | 0 | 0 | 0 | 0 | 642.4 | 0 | 0 | 0 | 896870.5984 | 0
6052 | 741.7717 | 0 | 0 | 0 | 0 | 285.95 | 0 | 0 | 0 | 928609.1698 | 0
6053 | 516.8685 | 0 | 0 | 0 | 0 | 280.8 | 0 | 0 | 0 | 647057.3268 | 0
6054 | 739.3182 | 0 | 0 | 0 | 0 | 632.85 | 0 | 0 | 0 | 925537.6953 | 0
6055 | 691.8841 | 726.1065 | 726.1065 | 706.836 | 691.8841 | 1081.4 | 796965.3815 | 249078.2716 | 112984.6716 | 0 | 635564.6424
6056 | 788.801 | 827.8172 | 827.8172 | 805.8474 | 788.801 | 996.55 | 834434.9175 | 283968.3669 | 128811.2064 | 0 | 791522.3634
6057 | 672.9677 | 706.2538 | 706.2538 | 687.5102 | 672.9677 | 1225.05 | 873909.8928 | 242268.3657 | 109895.6226 | 0 | 521516.3056
6058 | 848.4842 | 890.4523 | 890.4523 | 866.8202 | 848.4842 | 1320.1 | 1190501.0338 | 305454.312 | 138557.4699 | 0 | 576884.4076
6059 | 583.859 | 921.104 | 612.7382 | 896.6584 | 583.859 | 595.75 | 371837.7417 | 210189.2336 | 95344.1718 | 0 | 819883.9756
6060 | 720.5879 | 756.2302 | 756.2302 | 736.1603 | 720.5879 | 349.85 | 270108.6359 | 259411.6341 | 117671.9996 | 0 | 1189078.0778
6061 | 820.5103 | 1467.6022 | 861.0946 | 1428.6529 | 820.5103 | 361.05 | 316060.7615 | 295383.7183 | 133989.3367 | 0 | 1344775.4031
6062 | 864.1732 | 1023.2513 | 906.9173 | 996.0948 | 864.1732 | 1284.35 | 1182329.6312 | 311102.3679 | 141119.4908 | 0 | 618445.5822
6063 | 828.4586 | 2218.1286 | 869.4358 | 2159.2607 | 828.4586 | 1674.75 | 1478580.6371 | 298245.1006 | 135287.2915 | 0 | 269456.1638
6064 | 969.7735 | 1796.5059 | 1017.7406 | 1748.8276 | 969.7735 | 1889.85 | 1946060.7131 | 349118.4543 | 158364.01 | 0 | 106820.5493
6065 | 882.8525 | 1230.5548 | 926.5202 | 1197.8966 | 882.8525 | 1876.55 | 1757722.67 | 317826.8924 | 144169.8098 | 0 | 108988.1385
6066 | 889.7008 | 933.708 | 933.708 | 908.9279 | 889.7008 | 1851.55 | 1744788.9395 | 320292.2815 | 145288.1377 | 0 | 132076.0811
6067 | 815.3764 | 855.7067 | 855.7067 | 832.9967 | 815.3764 | 1845.85 | 1594138.4122 | 293535.5045 | 133150.9663 | 0 | 125690.2104
6068 | 857.0857 | 899.4798 | 899.4798 | 875.6081 | 857.0857 | 1847.45 | 1685111.8867 | 308550.8613 | 139962.099 | 0 | 130748.4275
6069 | 776.1206 | 814.51 | 814.51 | 792.8934 | 776.1206 | 1852.55 | 1534047.4393 | 279403.404 | 126740.4885 | 0 | 114438.9776
6070 | 704.9694 | 739.8387 | 739.8387 | 720.2038 | 704.9694 | 1865.25 | 1398673.143 | 253788.9718 | 115121.4975 | 0 | 94994.5727
6071 | 563.4848 | 591.3565 | 591.3565 | 575.6622 | 563.4848 | 1865.65 | 1118866.5006 | 202854.5262 | 92017.067 | 0 | 75704.1822
6072 | 704.9694 | 739.8387 | 739.8387 | 720.2038 | 704.9694 | 1849.25 | 1389229.5171 | 253788.9718 | 115121.4975 | 0 | 106274.0767
6073 | 1049.2758 | 0 | 0 | 0 | 0 | 1556 | 0 | 0 | 0 | 1313567.3259 | 0
6074 | 1127.7874 | 0 | 0 | 0 | 0 | 1434.8 | 0 | 0 | 0 | 1411854.5153 | 0
6075 | 815.3764 | 11.9166 | 11.9166 | 11.6004 | 11.6004 | 1093.35 | 13559.9035 | 4176.1395 | 1894.3433 | 1006231.1161 | 0
6076 | 836.64 | 878.0225 | 878.0225 | 854.7202 | 836.64 | 997.05 | 891802.0409 | 301190.3923 | 136623.3085 | 0 | 753639.6978
6077 | 796.5663 | 835.9663 | 835.9663 | 813.7802 | 796.5663 | 985.85 | 839480.7357 | 286763.873 | 130079.2791 | 0 | 807837.4089
6078 | 758.1283 | 795.6271 | 795.6271 | 774.5116 | 758.1283 | 882.35 | 712901.5096 | 272926.1913 | 123802.3529 | 0 | 847321.7592
6079 | 855.4501 | 897.7629 | 897.7629 | 873.9367 | 855.4501 | 1081.4 | 986254.7132 | 307962.0238 | 139694.9958 | 0 | 785816.37
6080 | 639.7638 | 671.4085 | 671.4085 | 653.5896 | 639.7638 | 447.05 | 305671.4185 | 230314.964 | 104473.4267 | 0 | 993521.176
6081 | 302.7034 | 317.6755 | 317.6755 | 309.2446 | 302.7034 | 1313.5 | 423920.2457 | 108973.2159 | 49431.4616 | 0 | 207805.8687
6082 | 287.4345 | 301.6513 | 301.6513 | 293.6456 | 287.4345 | 784 | 238988.664 | 103476.4177 | 46938.0528 | 0 | 349519.744
6083 | 226.1197 | 1013.866 | 237.3035 | 986.9585 | 226.1197 | 346.25 | 82834.1107 | 81403.1071 | 36925.3539 | 0 | 373945.5233
6084 | 306.2691 | 813.1919 | 321.4179 | 791.6102 | 306.2691 | 349.85 | 113941.7533 | 110256.8817 | 50013.7466 | 0 | 505389.9816
6085 | 908.0488 | 1380.3079 | 952.9625 | 1343.6753 | 908.0488 | 361.05 | 348210.2358 | 326897.5664 | 148284.3683 | 0 | 1488246.5734
6086 | 1146.5832 | 2285.6416 | 1203.2961 | 2224.9819 | 1146.5832 | 385.3 | 471180.7798 | 412769.9502 | 187237.0357 | 0 | 1851387.885
6087 | 858.2665 | 183.6045 | 183.6045 | 178.7318 | 178.7318 | 995.7 | 189898.2839 | 64343.4425 | 29186.9005 | 1310357.6018 | 174814.4838
6088 | 1394.3683 | 93.5523 | 93.5523 | 91.0694 | 91.0694 | 1889.85 | 183316.792 | 32784.9941 | 14871.6376 | 2513172.0157 | 9769.4238
6089 | 1415.3466 | 38.3306 | 38.3306 | 37.3133 | 37.3133 | 1876.55 | 74466.1329 | 13432.7892 | 6093.2624 | 2657283.7165 | 4486.0496
6090 | 1274.8271 | 0 | 0 | 0 | 0 | 1851.55 | 0 | 0 | 0 | 2458269.4961 | 0
6091 | 1217.7058 | 1277.937 | 1277.937 | 1244.0213 | 1217.7058 | 1845.85 | 2383382.8039 | 438374.0779 | 198851.3526 | 0 | 187709.3448
6092 | 1113.8843 | 1168.9797 | 1168.9797 | 1137.9556 | 1113.8843 | 1847.45 | 2187331.9442 | 400998.3523 | 181897.3081 | 0 | 169923.0042
6093 | 1204.6634 | 1264.2489 | 1264.2489 | 1230.6964 | 1204.6634 | 1852.55 | 2375706.4343 | 433678.8348 | 196721.5381 | 0 | 177627.5594
6094 | 1071.3572 | 1124.3492 | 1124.3492 | 1094.5096 | 1071.3572 | 1865.25 | 2124548.6789 | 385688.5765 | 174952.6237 | 0 | 144365.3558
6095 | 1266.8185 | 1329.4793 | 1329.4793 | 1294.1956 | 1266.8185 | 1865.6 | 2528046.8925 | 456054.6604 | 206871.4612 | 0 | 170260.4065
6096 | 1126.9696 | 0 | 0 | 0 | 0 | 1658.45 | 0 | 0 | 0 | 2173153.4919 | 0
6097 | 1026.3765 | 0 | 0 | 0 | 0 | 1190.5 | 0 | 0 | 0 | 1284900.2291 | 0
6098 | 914.3338 | 0 | 0 | 0 | 0 | 1486.8 | 0 | 0 | 0 | 1144636.2205 | 0
6099 | 758.1283 | 0 | 0 | 0 | 0 | 1094.3 | 0 | 0 | 0 | 949085.6676 | 0
6100 | 830.0973 | 0 | 0 | 0 | 0 | 998 | 0 | 0 | 0 | 1039182.2574 | 0
6101 | 926.6013 | 0 | 0 | 0 | 0 | 993.8 | 0 | 0 | 0 | 1159993.5936 | 0
6102 | 1324.0666 | 0 | 0 | 0 | 0 | 1302.25 | 0 | 0 | 0 | 1657572.4877 | 0
6103 | 1107.3417 | 281.8017 | 281.8017 | 274.3229 | 274.3229 | 1382.95 | 404619.7616 | 98756.23 | 44796.9232 | 1606323.5035 | 61769.7902
6104 | 949.5925 | 996.5614 | 996.5614 | 970.1132 | 949.5925 | 297.55 | 302073.725 | 341853.3034 | 155068.4568 | 0 | 1616633.7676
6105 | 1070.4841 | 1123.433 | 1123.433 | 1093.6177 | 1070.4841 | 1395.05 | 1592081.4241 | 385374.2846 | 174810.0574 | 0 | 647589.3708
6106 | 1490.9918 | 1564.7405 | 1564.7405 | 1523.2131 | 1490.9918 | 1442.05 | 2287352.7088 | 536757.0509 | 243478.9622 | 0 | 831898.8793
6107 | 1371.7788 | 1439.6298 | 1439.6298 | 1401.4229 | 1371.7788 | 952.25 | 1389172.1286 | 493840.3644 | 224011.4764 | 0 | 1437281.2272
6108 | 1488.1212 | 1762.0426 | 1561.7275 | 1715.279 | 1488.1212 | 349.85 | 555466.5593 | 535723.641 | 243010.196 | 0 | 2455623.2394
6109 | 1658.559 | 1740.5958 | 1740.5958 | 1694.4013 | 1658.559 | 361.05 | 640587.3944 | 597081.2468 | 270842.6878 | 0 | 2718295.273
6110 | 1466.1104 | 787.0718 | 787.0718 | 766.1834 | 766.1834 | 385.3 | 315436.9885 | 275826.0179 | 125117.7464 | 1349680.381 | 1204861.6901
6111 | 1663.649 | 1745.9376 | 1745.9376 | 1699.6013 | 1663.649 | 390.7 | 695660.0599 | 598913.6357 | 271673.8797 | 0 | 2677310.3164
6112 | 1239.8362 | 1160.9671 | 1160.9671 | 1130.1556 | 1130.1556 | 737.45 | 892430.4526 | 406856.028 | 184554.4149 | 211498.8863 | 1389630.7077
6113 | 1491.3363 | 874.9423 | 874.9423 | 851.7218 | 851.7218 | 1876.5 | 1710400.1209 | 306619.8521 | 139086.1718 | 1233378.8887 | 102441.768
6114 | 1536.6216 | 130.4566 | 130.4566 | 126.9944 | 126.9944 | 1851.55 | 250581.8519 | 45717.9705 | 20738.1794 | 2718206.7659 | 18360.1475
6115 | 1553.0947 | 1629.9153 | 1629.9153 | 1586.6582 | 1553.0947 | 1845.85 | 3046070.1671 | 559114.1075 | 253620.3715 | 0 | 239409.5546
6116 | 1250.4619 | 1312.3132 | 1312.3132 | 1277.4852 | 1250.4619 | 1847.45 | 2464244.3903 | 450166.2854 | 204200.4289 | 0 | 190757.9635
6117 | 1401.7604 | 1471.0948 | 1471.0948 | 1432.0528 | 1401.7604 | 1852 | 2774268.5136 | 504633.7559 | 228907.4787 | 0 | 207460.48
6118 | 1464.7333 | 1537.1827 | 1537.1827 | 1496.3867 | 1464.7333 | 1865.15 | 2921553.4606 | 527304.0006 | 239190.9536 | 0 | 197519.245
6119 | 1255.3689 | 1317.4629 | 1317.4629 | 1282.4982 | 1255.3689 | 1844.3 | 2477367.536 | 451932.7979 | 205001.7386 | 0 | 195460.9351
6120 | 1278.2681 | 0 | 0 | 0 | 0 | 1239.8 | 0 | 0 | 0 | 2464904.8681 | 0
6121 | 1221.8379 | 0 | 0 | 0 | 0 | 941 | 0 | 0 | 0 | 1529594.3764 | 0
6122 | 1106.5238 | 0 | 0 | 0 | 0 | 1449.8 | 0 | 0 | 0 | 1385235.0686 | 0
6123 | 1113.0665 | 0 | 0 | 0 | 0 | 1452.85 | 0 | 0 | 0 | 1393425.6675 | 0
6124 | 1459.8264 | 0 | 0 | 0 | 0 | 1175.85 | 0 | 0 | 0 | 1827527.4185 | 0
6125 | 963.4036 | 0 | 0 | 0 | 0 | 1121.2 | 0 | 0 | 0 | 1206065.7134 | 0
6126 | 978.9424 | 0 | 0 | 0 | 0 | 1117.7 | 0 | 0 | 0 | 1225518.3863 | 0
6127 | 1391.9465 | 446.877 | 446.877 | 435.0171 | 435.0171 | 1366.95 | 632958.502 | 156606.1525 | 71038.2908 | 1845262.2437 | 268198.596
6128 | 1243.5472 | 1305.0562 | 1305.0562 | 1270.4207 | 1243.5472 | 1048.55 | 1390940.8709 | 447676.9747 | 203071.2499 | 0 | 1183172.7932
6129 | 1089.836 | 1143.7422 | 1143.7422 | 1113.3879 | 1089.836 | 325.1 | 378649.7282 | 392340.9686 | 177970.2227 | 0 | 1825366.3164
6130 | 1125.3411 | 1181.0034 | 1181.0034 | 1149.6602 | 1125.3411 | 339.05 | 408003.1916 | 405122.791 | 183768.1993 | 0 | 1869135.1339
6131 | 1443.0721 | 1514.4502 | 1514.4502 | 1474.2576 | 1443.0721 | 346.25 | 533060.9351 | 519505.9517 | 235653.672 | 0 | 2386480.32
6132 | 1395.4795 | 2298.3181 | 1464.5042 | 2237.322 | 1395.4795 | 349.85 | 520217.1579 | 502372.62 | 227881.8024 | 0 | 2302750.4969
6133 | 1267.3981 | 2252.1354 | 1330.0869 | 2192.365 | 1267.3981 | 361.05 | 485889.4955 | 456263.3297 | 206966.1159 | 0 | 2077202.1783
6134 | 1171.6916 | 3383.24 | 1229.646 | 3293.4507 | 1171.6916 | 385.3 | 483002.4463 | 421808.9742 | 191337.2375 | 0 | 1891930.4184
6135 | 1207.4389 | 3126.2486 | 1267.1622 | 3043.2797 | 1207.4389 | 390.7 | 503451.9253 | 434678.0184 | 197174.7789 | 0 | 1943131.4861
6136 | 1296.1408 | 2250.3136 | 1360.2516 | 2190.5915 | 1296.1408 | 736.5 | 1014832.2858 | 466610.6772 | 211659.7877 | 0 | 1637673.8629
6137 | 1213.9294 | 1122.2975 | 1122.2975 | 1092.5123 | 1092.5123 | 1860.2 | 2152804.2335 | 393304.4459 | 178407.2667 | 234130.5215 | 148746.2214
6138 | 1030.8817 | 141.3217 | 141.3217 | 137.5711 | 137.5711 | 1851.55 | 269478.8846 | 49525.5947 | 22465.36 | 1722585.1956 | 19889.331
6139 | 1441.0183 | 1512.2946 | 1512.2946 | 1472.1592 | 1441.0183 | 1845.85 | 2814349.372 | 518766.5927 | 235318.2905 | 0 | 222132.9247
6140 | 967.4928 | 1015.3478 | 1015.3478 | 988.401 | 967.4928 | 1847.45 | 1893937.6446 | 348297.394 | 157991.5679 | 0 | 147591.0207
6141 | 1176.0394 | 1234.2091 | 1234.2091 | 1201.4538 | 1176.0394 | 1852.45 | 2311915.5294 | 423374.1779 | 192047.2312 | 0 | 173524.5545
6142 | 1427.1132 | 1497.7019 | 1497.7019 | 1457.9537 | 1427.1132 | 1865.15 | 2821345.537 | 513760.7376 | 233047.579 | 0 | 192446.188
6143 | 1197.303 | 1256.5248 | 1256.5248 | 1223.1774 | 1197.303 | 1638.3 | 2085357.3689 | 431029.066 | 195519.5735 | 0 | 433064.481
6144 | 1134.3301 | 0 | 0 | 0 | 0 | 1091.3 | 0 | 0 | 0 | 2187346.8021 | 0
6145 | 1411.5744 | 0 | 0 | 0 | 0 | 318 | 0 | 0 | 0 | 2721961.4853 | 0
6146 | 1233.2875 | 0 | 0 | 0 | 0 | 301.8 | 0 | 0 | 0 | 2378167.9726 | 0
6147 | 1411.5744 | 0 | 0 | 0 | 0 | 292.85 | 0 | 0 | 0 | 2721961.4853 | 0
6148 | 1032.9192 | 0 | 0 | 0 | 0 | 285.95 | 0 | 0 | 0 | 1991794.5275 | 0
6149 | 981.3959 | 367.291 | 367.291 | 357.5433 | 357.5433 | 280.8 | 107440.7389 | 128715.5719 | 58386.8136 | 1202984.9774 | 435224.076
6150 | 1022.2874 | 1072.8521 | 1072.8521 | 1044.3792 | 1022.2874 | 277.3 | 303098.588 | 368023.451 | 166939.5265 | 0 | 1761093.8149
6151 | 1038.644 | 1090.0181 | 1090.0181 | 1061.0897 | 1038.644 | 279.95 | 310366.8604 | 373911.8263 | 169610.559 | 0 | 1786519.5468
6152 | 236.2455 | 247.9303 | 247.9303 | 241.3504 | 236.2455 | 297.55 | 74910.0532 | 85048.3794 | 38578.8899 | 0 | 402195.3002
6153 | 185.3969 | 194.5672 | 194.5672 | 189.4035 | 185.3969 | 325.05 | 64087.5815 | 66742.893 | 30275.3178 | 0 | 310530.5794
6154 | 160.3938 | 613.8244 | 168.3265 | 597.5339 | 160.3938 | 339.05 | 57790.3932 | 57741.7754 | 26192.3109 | 0 | 266406.1162
6155 | 207.2309 | 1155.1394 | 217.4802 | 1124.4826 | 207.2309 | 346.25 | 76208.3147 | 74603.1378 | 33840.8122 | 0 | 342708.1644
6156 | 198.151 | 1658.659 | 207.951 | 1614.6391 | 198.151 | 349.85 | 73656.338 | 71334.3535 | 32358.0554 | 0 | 326978.8429
6157 | 199.0353 | 2186.7046 | 208.8798 | 2128.6706 | 199.0353 | 361.05 | 76275.3421 | 71652.6938 | 32502.4581 | 0 | 326208.8404
6158 | 150.5308 | 3275.3972 | 157.9767 | 3188.47 | 150.5308 | 385.3 | 61658.857 | 54191.0851 | 24581.6783 | 0 | 243062.0698
6159 | 152.6909 | 1940.5258 | 160.2435 | 1889.0253 | 152.6909 | 390.7 | 63438.0862 | 54968.7187 | 24934.4216 | 0 | 245725.4416
6160 | 170.769 | 1691.1136 | 179.2157 | 1646.2324 | 170.769 | 1093.95 | 198294.7074 | 61476.8454 | 27886.5801 | 0 | 154725.266
6161 | 138.479 | 523.9537 | 145.3285 | 510.0483 | 138.479 | 1860.2 | 273530.5494 | 49852.4567 | 22613.6283 | 0 | 19359.3707
6162 | 137.6387 | 144.4459 | 144.4459 | 140.6124 | 137.6387 | 1481.7 | 216588.1659 | 49549.9414 | 22476.404 | 0 | 71337.7754
6163 | 108.4667 | 113.8321 | 113.8321 | 110.811 | 108.4667 | 1470.45 | 169223.7482 | 39048.0242 | 17712.6176 | 0 | 57438.5589
6164 | 0 | 0 | 0 | 0 | 0 | 1439.3 | 0 | 0 | 0 | 0 | 0
6165 | 0 | 0 | 0 | 0 | 0 | 1404.5 | 0 | 0 | 0 | 0 | 0
6166 | 87.5078 | 91.8364 | 91.8364 | 89.3991 | 87.5078 | 1799.8 | 166891.2402 | 31502.8074 | 14290.0235 | 0 | 17519.0612
6167 | 89.1435 | 93.5523 | 93.5523 | 91.0694 | 89.1435 | 1107.65 | 104671.8502 | 32091.6449 | 14557.1267 | 0 | 79546.756
6168 | 92.4148 | 96.9861 | 96.9861 | 94.4121 | 92.4148 | 340.3 | 33445.0689 | 33269.32 | 15091.3332 | 0 | 153380.8065
6169 | 86.69 | 90.9779 | 90.9779 | 88.5634 | 86.69 | 326.05 | 30248.4687 | 31208.3886 | 14156.4718 | 0 | 145114.6727
6170 | 89.1435 | 93.5523 | 93.5523 | 91.0694 | 89.1435 | 336 | 32107.2328 | 32091.6449 | 14557.1267 | 0 | 148333.952
6171 | 82.6008 | 86.6867 | 86.6867 | 84.3861 | 82.6008 | 325.8 | 28837.8493 | 29736.2948 | 13488.7137 | 0 | 138290.2912
6172 | 88.3256 | 92.6948 | 92.6948 | 90.2348 | 88.3256 | 316.55 | 30006.105 | 31797.2262 | 14423.5751 | 0 | 148691.7789
6173 | 83.4186 | 87.5451 | 87.5451 | 85.2217 | 83.4186 | 308.3 | 27522.7054 | 30030.7136 | 13622.2654 | 0 | 141119.3283
6174 | 88.3256 | 92.6948 | 92.6948 | 90.2348 | 88.3256 | 298.55 | 28197.5984 | 31797.2262 | 14423.5751 | 0 | 150281.6402
6175 | 70.3334 | 73.8129 | 73.8129 | 71.854 | 70.3334 | 292.6 | 21968.4439 | 25320.0134 | 11485.4394 | 0 | 120086.5642
6176 | 96.5407 | 587.9268 | 101.3151 | 572.3236 | 96.5407 | 299.25 | 30880.9663 | 34754.6626 | 15765.1011 | 0 | 164191.6457
6177 | 784.7098 | 2014.5297 | 823.5239 | 1961.0652 | 784.7098 | 314 | 262777.2432 | 282495.537 | 128143.1144 | 0 | 1323020.7651
6178 | 1340.7248 | 2577.6819 | 1407.0409 | 2509.2716 | 1340.7248 | 327.25 | 467001.656 | 482660.9158 | 218940.3543 | 0 | 2242697.3523
6179 | 1486.7248 | 3126.9728 | 1560.2614 | 3043.9846 | 1486.7248 | 342.65 | 542789.9105 | 535220.9212 | 242782.1567 | 0 | 2464023.3158
6180 | 1306.7255 | 3182.3792 | 1371.3592 | 3097.9206 | 1306.7255 | 347.95 | 485640.2748 | 470421.1919 | 213388.2795 | 0 | 2158775.9168
6181 | 1510.7833 | 3392.13 | 1585.5104 | 3302.1047 | 1510.7833 | 354.75 | 572049.1372 | 543881.9851 | 246710.9116 | 0 | 2485616.2112
6182 | 1642.3118 | 3100.5127 | 1723.5452 | 3018.2268 | 1642.3118 | 365.6 | 639092.9817 | 591232.2502 | 268189.5179 | 0 | 2684194.4157
6183 | 1547.9905 | 2552.6113 | 1624.5578 | 2484.8664 | 1547.9905 | 359.45 | 592537.0508 | 557276.5663 | 252786.8424 | 0 | 2539555.7524
6184 | 1693.5468 | 1938.9862 | 1777.3134 | 1887.5266 | 1693.5468 | 346.2 | 624034.4326 | 609676.8494 | 276556.1931 | 0 | 2800787.7045
6185 | 1585.4113 | 1029.4054 | 1029.4054 | 1002.0855 | 1002.0855 | 1517.35 | 1613109.9076 | 360750.7854 | 163640.5646 | 1124836.4273 | 471030.6839
6186 | 1638.605 | 142.2368 | 142.2368 | 138.4619 | 138.4619 | 1794.15 | 263262.0035 | 49846.2987 | 22610.8349 | 2892749.8481 | 27758.2549
6187 | 1627.7258 | 1708.2377 | 1708.2377 | 1662.902 | 1627.7258 | 1813.6 | 3127063.8491 | 585981.2916 | 265807.6248 | 0 | 303408.091
6188 | 1555.5125 | 1632.4518 | 1632.4518 | 1589.1274 | 1555.5125 | 1062.7 | 1751605.5357 | 559984.4831 | 254015.1836 | 0 | 1457981.3976
6189 | 1476.183 | 1549.199 | 1549.199 | 1508.0841 | 1476.183 | 687.65 | 1080622.2697 | 531425.8631 | 241060.6762 | 0 | 1937268.6984
6190 | 1661.8303 | 1744.0286 | 1744.0286 | 1697.743 | 1661.8303 | 1488.45 | 2630878.1603 | 598258.922 | 271376.8944 | 0 | 850109.1365
6191 | 1613.5784 | 1693.3899 | 1693.3899 | 1648.4483 | 1613.5784 | 1318.25 | 2260981.0553 | 580888.215 | 263497.3486 | 0 | 1100056.8015
6192 | 1260.2759 | 0 | 0 | 0 | 0 | 521.45 | 0 | 0 | 0 | 2430210.1091 | 0
6193 | 1171.9502 | 0 | 0 | 0 | 0 | 289.15 | 0 | 0 | 0 | 1467141.0589 | 0
6194 | 1521.1636 | 0 | 0 | 0 | 0 | 276.3 | 0 | 0 | 0 | 1904314.2838 | 0
6195 | 1377.2255 | 0 | 0 | 0 | 0 | 270.65 | 0 | 0 | 0 | 1724121.1053 | 0
6196 | 1270.9077 | 0 | 0 | 0 | 0 | 266.45 | 0 | 0 | 0 | 1591023.8701 | 0
6197 | 1565.3264 | 0 | 0 | 0 | 0 | 263.3 | 0 | 0 | 0 | 1959600.8287 | 0
6198 | 1360.8689 | 0 | 0 | 0 | 0 | 262.05 | 0 | 0 | 0 | 1703644.6074 | 0
6199 | 1170.3146 | 588.821 | 588.821 | 573.194 | 573.194 | 265.5 | 162106.9088 | 206349.8405 | 93602.5804 | 1151437.1538 | 806318.7495
6200 | 1033.4007 | 1084.5158 | 1084.5158 | 1055.7333 | 1033.4007 | 276.45 | 303020.8171 | 372024.234 | 168754.3261 | 0 | 1781116.57
6201 | 1230.7481 | 1291.6241 | 1291.6241 | 1257.3451 | 1230.7481 | 294.1 | 382507.6442 | 443069.321 | 200981.167 | 0 | 2099533.0132
6202 | 1537.052 | 1613.0787 | 1613.0787 | 1570.2685 | 1537.052 | 306.3 | 500338.4818 | 553338.7157 | 251000.5896 | 0 | 2603304.9521
6203 | 1548.9034 | 1625.5159 | 1625.5159 | 1582.3756 | 1548.9034 | 320.05 | 527691.7519 | 557605.2114 | 252935.9195 | 0 | 2602079.5948
6204 | 1590.8468 | 1669.5335 | 1669.5335 | 1625.225 | 1590.8468 | 320.45 | 543332.0799 | 572704.8455 | 259785.2813 | 0 | 2671906.7312
6205 | 1238.0554 | 1523.4777 | 1299.2925 | 1483.0455 | 1238.0554 | 314.5 | 414330.6678 | 445699.9526 | 202174.4507 | 0 | 2086742.4172
6206 | 1441.5264 | 1512.8278 | 1512.8278 | 1472.6781 | 1441.5264 | 325.1 | 497577.9925 | 518949.5004 | 235401.2595 | 0 | 2414411.8974
6207 | 1346.8708 | 1678.5747 | 1413.4898 | 1634.0262 | 1346.8708 | 332.25 | 476011.7255 | 484873.4729 | 219943.9948 | 0 | 2246243.7067
6208 | 1554.022 | 1776.3867 | 1630.8881 | 1729.2424 | 1554.022 | 327.55 | 542281.6921 | 559447.9049 | 253771.7857 | 0 | 2599024.0237
6209 | 1638.7226 | 623.723 | 623.723 | 607.1697 | 607.1697 | 322.7 | 208979.6038 | 218581.0931 | 99150.8125 | 1989159.8692 | 991821.036
6210 | 1543.6519 | 78.4316 | 78.4316 | 76.3501 | 76.3501 | 688.75 | 56115.4446 | 27486.0228 | 12467.9653 | 2829421.5602 | 97500.6162
6211 | 1296.4209 | 1360.5455 | 1360.5455 | 1324.4374 | 1296.4209 | 1356.4 | 1872608.8666 | 466711.5157 | 211705.5292 | 0 | 834376.4764
6212 | 1246.3728 | 1308.022 | 1308.022 | 1273.3078 | 1246.3728 | 1419.45 | 1885541.7013 | 448694.1914 | 203532.6707 | 0 | 723581.7023
6213 | 1571.8691 | 1649.6179 | 1649.6179 | 1605.8379 | 1571.8691 | 1576.6 | 2642242.68 | 565872.8584 | 256686.216 | 0 | 665529.3346
6214 | 1827.8498 | 1888.3791 | 1888.3791 | 1838.2625 | 1827.8498 | 1661.05 | 3230198.4982 | 658025.9305 | 298487.8735 | 0 | 608755.2168
6215 | 1962.7917 | 1888.3791 | 1888.3791 | 1838.2625 | 1838.2625 | 1654.05 | 3231002.3972 | 661774.5002 | 300188.2663 | 445154.1709 | 621327.2379
6216 | 1447.5589 | 0 | 0 | 0 | 0 | 722.3 | 0 | 0 | 0 | 2791351.0013 | 0
6217 | 1347.7837 | 0 | 0 | 0 | 0 | 713.45 | 0 | 0 | 0 | 1687263.4095 | 0
6218 | 1417.2992 | 0 | 0 | 0 | 0 | 301.8 | 0 | 0 | 0 | 1774288.5237 | 0
6219 | 1479.4543 | 0 | 0 | 0 | 0 | 292.85 | 0 | 0 | 0 | 1852099.2153 | 0
6220 | 1595.5861 | 0 | 0 | 0 | 0 | 285.95 | 0 | 0 | 0 | 1997482.3494 | 0
6221 | 1610.3071 | 0 | 0 | 0 | 0 | 280.8 | 0 | 0 | 0 | 2015911.1973 | 0
6222 | 1157.2293 | 0 | 0 | 0 | 0 | 277.3 | 0 | 0 | 0 | 1448712.2111 | 0
6223 | 1109.7952 | 560.8748 | 560.8748 | 545.9895 | 545.9895 | 279.95 | 163885.5369 | 196556.2324 | 89160.091 | 1087195.4123 | 758911.8607
6224 | 994.4167 | 1043.6036 | 1043.6036 | 1015.9069 | 994.4167 | 297.55 | 316909.0869 | 357990.0277 | 162388.2542 | 0 | 1692944.785
6225 | 1024.9954 | 1075.6951 | 1075.6951 | 1047.1467 | 1024.9954 | 325.05 | 354968.1103 | 368998.3451 | 167381.7493 | 0 | 1716815.3753
6226 | 1252.2468 | 1314.1865 | 1314.1865 | 1279.3087 | 1252.2468 | 339.05 | 450982.8138 | 450808.8541 | 204491.9052 | 0 | 2079917.9937
6227 | 1666.1761 | 1748.5896 | 1748.5896 | 1702.183 | 1666.1761 | 346.25 | 613487.6214 | 599823.3895 | 272086.5542 | 0 | 2755438.56
6228 | 1295.9036 | 1720.1166 | 1360.0019 | 1674.4656 | 1295.9036 | 349.85 | 482748.4674 | 466525.2956 | 211621.0577 | 0 | 2138435.3239
6229 | 1418.6527 | 1488.8234 | 1488.8234 | 1449.3109 | 1418.6527 | 361.05 | 543980.6124 | 510714.9756 | 231665.9875 | 0 | 2325100.8591
6230 | 1542.1992 | 1618.4814 | 1618.4814 | 1575.5278 | 1542.1992 | 385.3 | 632978.2255 | 555191.7138 | 251841.1302 | 0 | 2490188.7253
6231 | 1525.4623 | 1857.6424 | 1600.9165 | 1808.3416 | 1525.4623 | 1329.65 | 2154697.1461 | 549166.4338 | 249107.9962 | 0 | 1022593.6635
6232 | 1140.3677 | 2099.2381 | 1196.7726 | 2043.5255 | 1140.3677 | 1561 | 1891965.3306 | 410532.3677 | 186222.0435 | 0 | 500621.415
6233 | 1753.2821 | 1165.0379 | 1165.0379 | 1134.1185 | 1134.1185 | 1640.65 | 1977992.3208 | 408282.6458 | 185201.5446 | 1193943.1951 | 396907.1059
6234 | 1615.8908 | 120.4836 | 120.4836 | 117.286 | 117.286 | 1615.65 | 201065.4632 | 42222.9591 | 19152.8034 | 2889783.5971 | 43901.9944
6235 | 1178.4929 | 1236.7844 | 1236.7844 | 1203.9609 | 1178.4929 | 1796.75 | 2244396.4874 | 424257.4343 | 192447.8862 | 0 | 239528.6764
6236 | 1647.9272 | 1729.4379 | 1729.4379 | 1683.5396 | 1647.9272 | 1798.35 | 3147391.9025 | 593253.8032 | 269106.5168 | 0 | 332304.4796
6237 | 1432.0201 | 1502.8516 | 1502.8516 | 1462.9667 | 1432.0201 | 1718.25 | 2614928.816 | 515527.25 | 233848.8887 | 0 | 403471.635
6238 | 1643.0203 | 1724.2882 | 1724.2882 | 1678.5265 | 1643.0203 | 1805.35 | 3140430.1589 | 591487.2904 | 268305.207 | 0 | 319813.843
6239 | 1400.1248 | 1469.379 | 1469.379 | 1430.3825 | 1400.1248 | 1698.6 | 2521003.0376 | 504044.9186 | 228640.3756 | 0 | 421997.6069
6240 | 1198.1208 | 0 | 0 | 0 | 0 | 1279.25 | 0 | 0 | 0 | 2310355.4893 | 0
6241 | 1325.7023 | 0 | 0 | 0 | 0 | 667.5 | 0 | 0 | 0 | 1659620.1365 | 0
6242 | 1425.4775 | 0 | 0 | 0 | 0 | 301.8 | 0 | 0 | 0 | 1784526.7727 | 0
6243 | 1218.5665 | 0 | 0 | 0 | 0 | 292.85 | 0 | 0 | 0 | 1525499.0776 | 0
6244 | 1399.3069 | 0 | 0 | 0 | 0 | 285.95 | 0 | 0 | 0 | 1751764.3771 | 0
6245 | 1315.0705 | 0 | 0 | 0 | 0 | 280.8 | 0 | 0 | 0 | 1646310.4137 | 0
6246 | 733.5934 | 0 | 0 | 0 | 0 | 277.3 | 0 | 0 | 0 | 918370.921 | 0
6247 | 983.0315 | 757.435 | 757.435 | 737.3331 | 737.3331 | 629.45 | 495897.5496 | 265439.9165 | 120406.4955 | 473784.2093 | 911111.4879
6248 | 877.8811 | 921.3034 | 921.3034 | 896.8525 | 877.8811 | 653.1 | 611628.9601 | 316037.1943 | 143357.9829 | 0 | 1182417.9189
6249 | 945.2549 | 992.0099 | 992.0099 | 965.6825 | 945.2549 | 1115.95 | 1121952.2288 | 340291.7799 | 154360.1324 | 0 | 835652.6334
6250 | 1289.4335 | 1353.2118 | 1353.2118 | 1317.2983 | 1289.4335 | 1179.45 | 1617501.0707 | 464196.0751 | 210564.4974 | 0 | 1058044.2482
6251 | 942.1656 | 1070.6755 | 988.7681 | 1042.2603 | 942.1656 | 701.8 | 702824.3959 | 339179.613 | 153855.6411 | 0 | 1223119.3711
6252 | 1192.4164 | 2464.8814 | 1251.3961 | 2399.4648 | 1192.4164 | 349.85 | 444302.0243 | 429269.9137 | 194721.6025 | 0 | 1967665.967
6253 | 1457.5078 | 1529.6003 | 1529.6003 | 1489.0055 | 1457.5078 | 361.05 | 560436.7447 | 524702.8109 | 238011.025 | 0 | 2388781.0976
6254 | 1298.3816 | 1362.6035 | 1362.6035 | 1326.4407 | 1298.3816 | 385.3 | 533973.2052 | 467417.3846 | 212025.7192 | 0 | 2096495.8007
6255 | 1441.2678 | 777.2709 | 777.2709 | 756.6426 | 756.6426 | 1141.7 | 920692.8042 | 272391.3224 | 123559.7304 | 1320173.7057 | 632473.5453
6256 | 1536.8077 | 97.1131 | 97.1131 | 94.5358 | 94.5358 | 1161.95 | 116738.0767 | 34032.8709 | 15437.6884 | 2781155.9975 | 77157.5874
6257 | 1458.4473 | 20.7846 | 20.7846 | 20.233 | 20.233 | 1356 | 29139.8163 | 7283.8788 | 3304.0484 | 2773331.6333 | 12690.02
6258 | 1564.8337 | 0 | 0 | 0 | 0 | 1534.1 | 0 | 0 | 0 | 3017493.8013 | 0
6259 | 1103.6522 | 1158.2416 | 1158.2416 | 1127.5025 | 1103.6522 | 1609.95 | 1882076.8646 | 397314.8053 | 180226.4103 | 0 | 430479.4626
6260 | 1320.7953 | 1386.1251 | 1386.1251 | 1349.3381 | 1320.7953 | 1358.45 | 1900883.3189 | 475486.2986 | 215685.8682 | 0 | 847356.0322
6261 | 1423.8418 | 1494.2691 | 1494.2691 | 1454.612 | 1423.8418 | 739 | 1117742.7004 | 512583.0624 | 232513.3725 | 0 | 1795464.5602
6262 | 1526.8884 | 1602.412 | 1602.412 | 1559.8849 | 1526.8884 | 1196.65 | 1940310.5184 | 549679.8265 | 249340.8769 | 0 | 1226625.4748
6263 | 1557.9659 | 1635.0272 | 1635.0272 | 1591.6345 | 1557.9659 | 752.1 | 1243244.8448 | 560867.7395 | 254415.8385 | 0 | 1944185.7003
6264 | 1416.4814 | 0 | 0 | 0 | 0 | 340.3 | 0 | 0 | 0 | 2731423.6914 | 0
6265 | 1565.3264 | 0 | 0 | 0 | 0 | 318 | 0 | 0 | 0 | 1959600.8287 | 0
6266 | 1530.9776 | 0 | 0 | 0 | 0 | 301.8 | 0 | 0 | 0 | 1916600.1828 | 0
6267 | 1518.7101 | 0 | 0 | 0 | 0 | 292.85 | 0 | 0 | 0 | 1901242.81 | 0
6268 | 1445.1054 | 0 | 0 | 0 | 0 | 285.95 | 0 | 0 | 0 | 1809098.5707 | 0
6269 | 1521.9814 | 0 | 0 | 0 | 0 | 280.8 | 0 | 0 | 0 | 1905338.1088 | 0
6270 | 1328.1557 | 0 | 0 | 0 | 0 | 277.3 | 0 | 0 | 0 | 1662691.6115 | 0
6271 | 1128.6053 | 0 | 0 | 0 | 0 | 279.95 | 0 | 0 | 0 | 2176307.5613 | 0
6272 | 1388.3388 | 0 | 0 | 0 | 0 | 297.55 | 0 | 0 | 0 | 2677155.9658 | 0
6273 | 1708.9138 | 0 | 0 | 0 | 0 | 680.6 | 0 | 0 | 0 | 3295325.8772 | 0
6274 | 1431.3986 | 883.6371 | 883.6371 | 860.1859 | 860.1859 | 695.55 | 636315.0186 | 309666.9077 | 140468.3501 | 1101478.6549 | 1012001.4411
6275 | 1533.1581 | 1608.9921 | 1608.9921 | 1566.2904 | 1533.1581 | 545.75 | 891398.0436 | 551936.9142 | 250364.7169 | 0 | 2229595.0215
6276 | 1365.5684 | 1433.1127 | 1433.1127 | 1395.0787 | 1365.5684 | 599.35 | 872246.5997 | 491604.6218 | 222997.3187 | 0 | 1912682.8192
6277 | 1628.745 | 1709.3071 | 1709.3071 | 1663.9431 | 1628.745 | 361.05 | 625400.3405 | 586348.2108 | 265974.0634 | 0 | 2669431.6178
6278 | 1656.7966 | 268.164 | 268.164 | 261.047 | 261.047 | 385.3 | 107021.1033 | 93976.9315 | 42628.9803 | 2691446.2161 | 410510.0251
6279 | 1559.5597 | 169.928 | 169.928 | 165.4182 | 165.4182 | 390.7 | 68770.5495 | 59550.5363 | 27012.7849 | 2688345.4238 | 259258.23
6280 | 1548.5916 | 75.894 | 75.894 | 73.8798 | 73.8798 | 776.4 | 60917.918 | 26596.7313 | 12064.5728 | 2843710.2782 | 88039.2436
6281 | 1862.9184 | 140.2512 | 140.2512 | 136.5291 | 136.5291 | 1389.05 | 201404.8644 | 49150.4593 | 22295.1944 | 3329024.1064 | 81234.9667
6282 | 1641.6575 | 9.7054 | 9.7054 | 9.4479 | 9.4479 | 1672.5 | 16738.5417 | 3401.2275 | 1542.8346 | 3147416.0563 | 3013.655
6283 | 1998.0095 | 1738.478 | 1738.478 | 1692.3397 | 1692.3397 | 1835.8 | 3283213.0473 | 609242.3057 | 276359.0792 | 1092676.6113 | 256447.3958
6284 | 1726.4389 | 1811.8333 | 1811.8333 | 1763.7483 | 1726.4389 | 1417.5 | 2588132.3702 | 621518.004 | 281927.4724 | 0 | 1005650.6593
6285 | 1521.9814 | 1597.2623 | 1597.2623 | 1554.8718 | 1521.9814 | 1252.55 | 2018226.478 | 547913.3137 | 248539.567 | 0 | 1137604.6985
6286 | 1737.8885 | 1823.8497 | 1823.8497 | 1775.4457 | 1737.8885 | 1353.75 | 2491554.9004 | 625639.8668 | 283797.1952 | 0 | 1123110.4554
6287 | 1565.3264 | 1642.7513 | 1642.7513 | 1599.1535 | 1565.3264 | 713.15 | 1184444.2576 | 563517.5083 | 255617.8031 | 0 | 2014339.7631
6288 | 1698.6327 | 0 | 0 | 0 | 0 | 340.3 | 0 | 0 | 0 | 3275500.5827 | 0
6289 | 692.7019 | 0 | 0 | 0 | 0 | 318 | 0 | 0 | 0 | 867179.6769 | 0
6290 | 512.7793 | 0 | 0 | 0 | 0 | 301.8 | 0 | 0 | 0 | 641938.2023 | 0
6291 | 606.0119 | 0 | 0 | 0 | 0 | 292.85 | 0 | 0 | 0 | 758654.2391 | 0
6292 | 754.857 | 0 | 0 | 0 | 0 | 285.95 | 0 | 0 | 0 | 944990.368 | 0
6293 | 802.2911 | 0 | 0 | 0 | 0 | 280.8 | 0 | 0 | 0 | 1004372.2113 | 0
6294 | 671.4383 | 0 | 0 | 0 | 0 | 277.3 | 0 | 0 | 0 | 840560.2298 | 0
6295 | 609.2833 | 409.7942 | 409.7942 | 398.9185 | 398.9185 | 279.95 | 118777.0712 | 143610.6535 | 65143.3881 | 405649.7846 | 668248.0252
6296 | 469.188 | 353.7466 | 353.7466 | 344.3583 | 344.3583 | 297.55 | 108775.1953 | 123969.0059 | 56233.7185 | 240710.9855 | 570948.954
6297 | 557.6649 | 585.2486 | 585.2486 | 569.7164 | 557.6649 | 325.05 | 192007.1854 | 200759.3687 | 91066.6803 | 0 | 934060.846
6298 | 672.0078 | 705.2463 | 705.2463 | 686.5294 | 672.0078 | 339.05 | 241886.4733 | 241922.7917 | 109738.8663 | 0 | 1116170.0266
6299 | 802.2369 | 2260.3852 | 841.9168 | 2200.3959 | 802.2369 | 346.25 | 295791.6702 | 288805.2991 | 131005.2926 | 0 | 1326699.3427
6300 | 773.4902 | 2481.1849 | 811.7489 | 2415.3356 | 773.4902 | 349.85 | 288635.9014 | 278456.4797 | 126310.9531 | 0 | 1276374.8887
6301 | 936.0094 | 2413.547 | 982.3065 | 2349.4928 | 936.0094 | 361.05 | 359858.1457 | 336963.3758 | 152850.3313 | 0 | 1534072.5688
6302 | 851.9365 | 2684.7701 | 894.0751 | 2613.5178 | 851.9365 | 385.3 | 349066.535 | 306697.1272 | 139121.2246 | 0 | 1375621.8091
6303 | 657.248 | 2702.718 | 689.7573 | 2630.9894 | 657.248 | 390.7 | 272784.8785 | 236609.2691 | 107328.5935 | 0 | 1057709.1576
6304 | 682.6487 | 768.0104 | 716.4147 | 747.6279 | 682.6487 | 380.95 | 276248.6752 | 245753.5478 | 111476.5399 | 0 | 1105242.4486
6305 | 686.5273 | 263.772 | 263.772 | 256.7716 | 256.7716 | 1306.5 | 355503.0944 | 92437.7731 | 41930.801 | 828704.8119 | 173422.8515
6306 | 776.4017 | 24.9688 | 24.9688 | 24.3062 | 24.3062 | 1476.55 | 37993.4395 | 8750.2168 | 3969.1956 | 1450277.8591 | 12391.1084
6307 | 785.1463 | 823.9814 | 823.9814 | 802.1134 | 785.1463 | 1791.75 | 1487962.8233 | 282652.683 | 128214.3976 | 0 | 163506.6545
6308 | 546.3104 | 573.332 | 573.332 | 558.1161 | 546.3104 | 1448.55 | 837501.6478 | 196671.7322 | 89212.483 | 0 | 301262.6495
6309 | 724.5973 | 760.4375 | 760.4375 | 740.2559 | 724.5973 | 1396.1 | 1069988.8627 | 260855.0221 | 118326.7364 | 0 | 437584.1283
6310 | 823.5547 | 864.2903 | 864.2903 | 841.3525 | 823.5547 | 1466.25 | 1277175.534 | 296479.6921 | 134486.4826 | 0 | 439572.3213
6311 | 729.5043 | 765.5872 | 765.5872 | 745.269 | 729.5043 | 1237.65 | 954510.4349 | 262621.5346 | 119128.0461 | 0 | 556137.3744
6312 | 745.043 | 0 | 0 | 0 | 0 | 735.75 | 0 | 0 | 0 | 1436678.397 | 0
6313 | 1741.9777 | 0 | 0 | 0 | 0 | 1069.95 | 0 | 0 | 0 | 3359083.4088 | 0
6314 | 1703.5397 | 0 | 0 | 0 | 0 | 1092.7 | 0 | 0 | 0 | 3284962.7888 | 0
6315 | 1585.7722 | 0 | 0 | 0 | 0 | 649.35 | 0 | 0 | 0 | 3057869.8266 | 0
6316 | 1660.1947 | 338.2418 | 338.2418 | 329.2651 | 329.2651 | 285.95 | 99948.5267 | 118535.4272 | 53768.9868 | 2566452.8492 | 387198.7528
6317 | 1616.0319 | 1695.9653 | 1695.9653 | 1650.9553 | 1616.0319 | 280.8 | 480989.634 | 581771.4714 | 263898.0036 | 0 | 2778281.9823
6318 | 1492.5396 | 1566.3651 | 1566.3651 | 1524.7946 | 1492.5396 | 1028.3 | 1625742.7649 | 537314.2384 | 243731.7087 | 0 | 1450300.6817
6319 | 1496.6287 | 1570.6563 | 1570.6563 | 1528.972 | 1496.6287 | 1267.9 | 2007506.9573 | 538786.3324 | 244399.4669 | 0 | 1095681.872
6320 | 112.7164 | 118.2912 | 118.2912 | 115.1519 | 112.7164 | 1137.95 | 135749.7155 | 40577.8977 | 18406.5853 | 0 | 97167.1575
6321 | 91.689 | 96.2242 | 96.2242 | 93.6704 | 91.689 | 1412.55 | 137243.0776 | 33008.0233 | 14972.8061 | 0 | 53862.6758
6322 | 0 | 49.9954 | 0 | 48.6685 | 0 | 1140.5 | 0 | 0 | 0 | 0 | 0
6323 | 0 | 708.4471 | 0 | 689.6453 | 0 | 346.25 | 0 | 0 | 0 | 0 | 0
6324 | 0 | 783.9549 | 0 | 763.1492 | 0 | 349.85 | 0 | 0 | 0 | 0 | 0
6325 | 0 | 0 | 0 | 0 | 0 | 361.05 | 0 | 0 | 0 | 0 | 0
6326 | 89.7711 | 94.2113 | 94.2113 | 91.711 | 89.7711 | 1226.4 | 117041.7795 | 32317.6113 | 14659.6276 | 0 | 69446.9559
6327 | 73.0251 | 595.0254 | 76.637 | 579.2338 | 73.0251 | 1505.7 | 116813.8995 | 26289.0192 | 11924.9912 | 0 | 36096.2838
6328 | 78.3215 | 470.7995 | 82.195 | 458.3047 | 78.3215 | 1410 | 117128.8389 | 28195.7487 | 12789.9049 | 0 | 46209.6992
6329 | 73.0629 | 365.6695 | 76.6769 | 355.9649 | 73.0629 | 1822.45 | 140826.8932 | 26302.636 | 11931.168 | 0 | 12972.314
6330 | 85.2782 | 89.4961 | 89.4961 | 87.1209 | 85.2782 | 1846.5 | 166268.3611 | 30700.1483 | 13925.9284 | 0 | 13090.2021
6331 | 79.3551 | 83.2801 | 83.2801 | 81.0699 | 79.3551 | 1845.85 | 154486.4863 | 28567.8204 | 12958.6807 | 0 | 12232.5732
6332 | 88.3256 | 92.6948 | 92.6948 | 90.2348 | 88.3256 | 1668.4 | 155515.856 | 31797.2262 | 14423.5751 | 0 | 29288.7783
6333 | 80.9652 | 84.9697 | 84.9697 | 82.7147 | 80.9652 | 1592.65 | 136023.7662 | 29147.4573 | 13221.6105 | 0 | 32981.0927
6334 | 88.3256 | 92.6948 | 92.6948 | 90.2348 | 88.3256 | 1761.15 | 164168.8171 | 31797.2262 | 14423.5751 | 0 | 21096.5763
6335 | 80.9652 | 84.9697 | 84.9697 | 82.7147 | 80.9652 | 1548.2 | 132464.1134 | 29147.4573 | 13221.6105 | 0 | 36579.987
6336 | 85.8721 | 90.1195 | 90.1195 | 87.7277 | 85.8721 | 1369.35 | 124319.4297 | 30913.9699 | 14022.9202 | 0 | 54155.1768
6337 | 76.876 | 80.6785 | 80.6785 | 78.5373 | 76.876 | 723.9 | 58917.3508 | 27675.3635 | 12553.8524 | 0 | 98101.4636
6338 | 83.4186 | 87.5451 | 87.5451 | 85.2217 | 83.4186 | 336 | 29693.6694 | 30030.7136 | 13622.2654 | 0 | 138808.6318
6339 | 77.6938 | 81.537 | 81.537 | 79.373 | 77.6938 | 325.8 | 26826.7949 | 27969.7823 | 12687.404 | 0 | 130075.0264
6340 | 81.783 | 85.8282 | 85.8282 | 83.5504 | 81.783 | 316.55 | 27399.4041 | 29441.8761 | 13355.1621 | 0 | 137677.573
6341 | 78.5117 | 82.3954 | 82.3954 | 80.2087 | 78.5117 | 308.3 | 25621.6938 | 28264.201 | 12820.9556 | 0 | 132818.1914
6342 | 83.4186 | 87.5451 | 87.5451 | 85.2217 | 83.4186 | 298.55 | 26352.5397 | 30030.7136 | 13622.2654 | 0 | 141932.6602
6343 | 68.6977 | 72.0949 | 72.0949 | 70.1816 | 68.6977 | 690.45 | 50096.9248 | 24731.1759 | 11218.3362 | 0 | 89963.0872
6344 | 80.819 | 335.7305 | 84.8165 | 326.8204 | 80.819 | 657.15 | 56084.9024 | 29094.83 | 13197.7381 | 0 | 108527.7567
6345 | 556.7111 | 1943.5399 | 584.2485 | 1891.9594 | 556.7111 | 1029.8 | 607021.6457 | 200416.0028 | 90910.9257 | 0 | 540121.1276
6346 | 1538.6406 | 1930.4877 | 1614.7463 | 1879.2536 | 1538.6406 | 685.15 | 1118620.2178 | 553910.6239 | 251260.0136 | 0 | 2023081.6218
6347 | 1710.5127 | 2294.8727 | 1795.1196 | 2233.968 | 1710.5127 | 342.65 | 622094.8039 | 615784.5666 | 279326.7215 | 0 | 2834918.1985
6348 | 1592.0899 | 3089.3684 | 1670.8391 | 3007.3783 | 1592.0899 | 347.95 | 588718.7763 | 573152.3622 | 259988.2799 | 0 | 2630212.111
6349 | 1586.6892 | 3100.6376 | 1665.172 | 3018.3483 | 1586.6892 | 354.75 | 598314.9766 | 571208.0944 | 259106.3384 | 0 | 2610500.3257
6350 | 1637.1595 | 3279.5227 | 1718.1384 | 3192.4859 | 1637.1595 | 1285.1 | 2236580.9831 | 589377.4121 | 267348.1428 | 0 | 1170405.3108
6351 | 1737.0911 | 1823.0122 | 1823.0122 | 1774.6305 | 1737.0911 | 1487.45 | 2745563.6216 | 625352.8082 | 283666.9822 | 0 | 890346.0607
6352 | 1235.9792 | 1446.549 | 1297.1139 | 1408.1583 | 1235.9792 | 1483.75 | 1949298.6774 | 444952.4969 | 201835.3965 | 0 | 638074.2403
6353 | 1637.9753 | 729.3944 | 729.3944 | 710.0367 | 710.0367 | 1780.9 | 1341938.9666 | 255613.2082 | 115948.9914 | 1789358.7983 | 151508.0882
6354 | 1283.7711 | 59.4542 | 59.4542 | 57.8763 | 57.8763 | 1755.5 | 107555.5624 | 20835.4608 | 9451.1965 | 2363912.5821 | 13781.2425
6355 | 1342.5199 | 1408.9247 | 1408.9247 | 1371.5326 | 1342.5199 | 1830.45 | 2598470.5516 | 483307.1651 | 219233.5002 | 0 | 227624.2496
6356 | 1375.5899 | 1443.6304 | 1443.6304 | 1405.3172 | 1375.5899 | 1509.6 | 2196835.1316 | 495212.3557 | 224633.8269 | 0 | 674589.2757
6357 | 1208.7526 | 1268.5412 | 1268.5412 | 1234.8748 | 1208.7526 | 1466.2 | 1872343.1145 | 435150.9284 | 197389.2962 | 0 | 645232.1267
6358 | 1334.6984 | 1400.7158 | 1400.7158 | 1363.5415 | 1334.6984 | 1390.5 | 1960973.6254 | 480491.4175 | 217956.2458 | 0 | 813498.431
6359 | 1426.2953 | 1496.8434 | 1496.8434 | 1457.118 | 1426.2953 | 1268.3 | 1915655.0216 | 513466.3188 | 232914.0274 | 0 | 1043620.0515
6360 | 1445.9232 | 0 | 0 | 0 | 0 | 1077.7 | 0 | 0 | 0 | 2788196.932 | 0
6361 | 1568.5977 | 0 | 0 | 0 | 0 | 700.5 | 0 | 0 | 0 | 1963696.1275 | 0
6362 | 1526.8884 | 0 | 0 | 0 | 0 | 1099 | 0 | 0 | 0 | 1911481.059 | 0
6363 | 1723.1676 | 0 | 0 | 0 | 0 | 270.65 | 0 | 0 | 0 | 2157199.0313 | 0
6364 | 1466.369 | 0 | 0 | 0 | 0 | 266.45 | 0 | 0 | 0 | 1835718.0175 | 0
6365 | 1491.7217 | 0 | 0 | 0 | 0 | 263.3 | 0 | 0 | 0 | 1867456.5881 | 0
6366 | 1755.8808 | 0 | 0 | 0 | 0 | 262.05 | 0 | 0 | 0 | 2198152.0259 | 0
6367 | 1216.9309 | 0 | 0 | 0 | 0 | 265.5 | 0 | 0 | 0 | 2346627.2829 | 0
6368 | 1615.258 | 0 | 0 | 0 | 0 | 276.45 | 0 | 0 | 0 | 3114727.832 | 0
6369 | 1535.5124 | 0 | 0 | 0 | 0 | 294.1 | 0 | 0 | 0 | 2960953.1735 | 0
6370 | 1473.9411 | 0 | 0 | 0 | 0 | 306.3 | 0 | 0 | 0 | 2842224.1618 | 0
6371 | 1908.6882 | 232.9041 | 232.9041 | 226.723 | 226.723 | 320.05 | 76705.3167 | 81620.2661 | 37023.8596 | 3243360.4851 | 361320.2861
6372 | 2013.4594 | 461.6502 | 461.6502 | 449.3983 | 449.3983 | 320.45 | 152285.3123 | 161783.3886 | 73386.7427 | 3016003.9773 | 725464.827
6373 | 2035.7422 | 207.4746 | 207.4746 | 201.9683 | 201.9683 | 314.5 | 67363.085 | 72708.5939 | 32981.4261 | 3536095.4526 | 271682.374
6374 | 1841.9829 | 1933.0925 | 1933.0925 | 1881.7892 | 1841.9829 | 325.1 | 637836.8455 | 663113.8544 | 300795.8123 | 0 | 3085137.2078
6375 | 1628.7921 | 1244.6827 | 1244.6827 | 1211.6495 | 1211.6495 | 332.25 | 428939.6205 | 436193.822 | 197862.3643 | 804382.6541 | 1967978.355
6376 | 1389.4705 | 1366.7111 | 1366.7111 | 1330.4393 | 1330.4393 | 327.55 | 464984.0703 | 478958.153 | 217260.74 | 113830.771 | 2167008.517
6377 | 1931.9585 | 577.0953 | 577.0953 | 561.7795 | 561.7795 | 322.7 | 192029.622 | 202240.6369 | 91738.6 | 2642138.0538 | 917675.9895
6378 | 1367.8348 | 51.9715 | 51.9715 | 50.5922 | 50.5922 | 1352.55 | 72196.619 | 18213.1909 | 8261.7058 | 2540059.997 | 31900.5089
6379 | 1384.0595 | 1452.5193 | 1452.5193 | 1413.9703 | 1384.0595 | 1775.4 | 2595648.5023 | 498261.4301 | 226016.9209 | 0 | 310859.77
6380 | 1184.2177 | 1242.7926 | 1242.7926 | 1209.8096 | 1184.2177 | 1304.3 | 1633259.3476 | 426318.3655 | 193382.7475 | 0 | 823860.2414
6381 | 1696.1792 | 1780.0766 | 1780.0766 | 1732.8343 | 1696.1792 | 315.5 | 566560.4598 | 610624.5098 | 276986.0624 | 0 | 2857213.5255
6382 | 1602.9466 | 1682.2331 | 1682.2331 | 1637.5875 | 1602.9466 | 319.1 | 543858.3434 | 577060.7713 | 261761.1777 | 0 | 2694392.9181
6383 | 1638.9311 | 1719.997 | 1719.997 | 1674.3492 | 1638.9311 | 312.1 | 544887.4003 | 590015.1967 | 267637.449 | 0 | 2766351.6349
6384 | 1551.4233 | 0 | 0 | 0 | 0 | 297.8 | 0 | 0 | 0 | 2991634.3779 | 0
6385 | 1701.0862 | 0 | 0 | 0 | 0 | 318 | 0 | 0 | 0 | 2129555.7595 | 0
6386 | 1653.652 | 0 | 0 | 0 | 0 | 301.8 | 0 | 0 | 0 | 2070173.9158 | 0
6387 | 1684.7296 | 0 | 0 | 0 | 0 | 292.85 | 0 | 0 | 0 | 2109079.2616 | 0
6388 | 1203.0278 | 0 | 0 | 0 | 0 | 285.95 | 0 | 0 | 0 | 1506046.4047 | 0
6389 | 1548.9698 | 0 | 0 | 0 | 0 | 280.8 | 0 | 0 | 0 | 1939124.3308 | 0
6390 | 1546.5163 | 0 | 0 | 0 | 0 | 277.3 | 0 | 0 | 0 | 1936052.8557 | 0
6391 | 1351.055 | 0 | 0 | 0 | 0 | 279.95 | 0 | 0 | 0 | 2605260.9348 | 0
6392 | 1371.2114 | 0 | 0 | 0 | 0 | 297.55 | 0 | 0 | 0 | 2644128.9206 | 0
6393 | 1665.9839 | 0 | 0 | 0 | 0 | 1115.95 | 0 | 0 | 0 | 3212543.3947 | 0
6394 | 1480.4755 | 0 | 0 | 0 | 0 | 339.05 | 0 | 0 | 0 | 2854824.6675 | 0
6395 | 1901.1918 | 181.1121 | 181.1121 | 176.3055 | 176.3055 | 346.25 | 64647.3785 | 63469.9655 | 28790.6816 | 3326125.8683 | 274482.81
6396 | 1801.945 | 411.7829 | 411.7829 | 400.8544 | 400.8544 | 349.85 | 148687.0525 | 144307.5962 | 65459.529 | 2701745.4429 | 634753.2996
6397 | 1608.8247 | 149.836 | 149.836 | 145.8594 | 145.8594 | 361.05 | 55771.7945 | 52509.3921 | 23818.8437 | 2821059.4271 | 223429.8588
6398 | 1764.516 | 914.8922 | 914.8922 | 890.6115 | 890.6115 | 385.3 | 363687.6138 | 320620.1255 | 145436.8514 | 1685164.1808 | 1360048.8924
6399 | 1869.6654 | 944.019 | 944.019 | 918.9652 | 918.9652 | 390.7 | 380596.8242 | 330827.4859 | 150067.0235 | 1833250.4271 | 1440284.8768
6400 | 1735.3911 | 1080.1102 | 1080.1102 | 1051.4446 | 1051.4446 | 776.4 | 863702.7491 | 378520.0661 | 171700.9077 | 1318864.8693 | 1252962.7292
6401 | 1870.3575 | 370.2872 | 370.2872 | 360.46 | 360.46 | 1446.6 | 551853.5869 | 129765.5832 | 58863.1104 | 2911559.671 | 194271.6234
6402 | 1742.4091 | 27.7216 | 27.7216 | 26.9858 | 26.9858 | 1755.2 | 50055.1969 | 9714.9032 | 4406.788 | 3307878.0625 | 6433.5888
6403 | 1712.774 | 1797.4924 | 1797.4924 | 1749.788 | 1712.774 | 1845.85 | 3337122.7744 | 616598.6346 | 279695.9918 | 0 | 264024.1098
6404 | 1736.2529 | 1822.1328 | 1822.1328 | 1773.7744 | 1736.2529 | 1557.95 | 2855736.0034 | 625051.0292 | 283530.0919 | 0 | 767510.5763
6405 | 1571.8691 | 1649.6179 | 1649.6179 | 1605.8379 | 1571.8691 | 1252.55 | 2075209.6113 | 565872.8584 | 256686.216 | 0 | 1174893.4841
6406 | 1566.1442 | 1643.6097 | 1643.6097 | 1599.9892 | 1566.1442 | 1265.25 | 2088828.3263 | 563811.9268 | 255751.3546 | 0 | 1150724.304
6407 | 1353.5085 | 1420.4562 | 1420.4562 | 1382.758 | 1353.5085 | 752.1 | 1075637.6885 | 487263.0492 | 221027.9332 | 0 | 1689042.6332
6408 | 390.9227 | 0 | 0 | 0 | 0 | 340.3 | 0 | 0 | 0 | 753822.474 | 0
6409 | 403.1901 | 0 | 0 | 0 | 0 | 318 | 0 | 0 | 0 | 504745.6678 | 0
6410 | 386.8335 | 0 | 0 | 0 | 0 | 301.8 | 0 | 0 | 0 | 484269.1702 | 0
6411 | 365.57 | 0 | 0 | 0 | 0 | 292.85 | 0 | 0 | 0 | 457649.7232 | 0
6412 | 375.3839 | 0 | 0 | 0 | 0 | 285.95 | 0 | 0 | 0 | 469935.6218 | 0
6413 | 388.4692 | 0 | 0 | 0 | 0 | 280.8 | 0 | 0 | 0 | 486316.82 | 0
6414 | 406.4615 | 0 | 0 | 0 | 0 | 277.3 | 0 | 0 | 0 | 508840.9674 | 0
6415 | 362.2986 | 0 | 0 | 0 | 0 | 635.5 | 0 | 0 | 0 | 698626.2678 | 0
6416 | 452.8416 | 0 | 0 | 0 | 0 | 693 | 0 | 0 | 0 | 873221.7245 | 0
6417 | 1718.3751 | 0 | 0 | 0 | 0 | 1077 | 0 | 0 | 0 | 3313570.1935 | 0
6418 | 1870.1756 | 738.9382 | 738.9382 | 719.3272 | 719.3272 | 339.05 | 258269.9624 | 258957.7977 | 117466.1343 | 2219199.2951 | 1154066.2618
6419 | 1892.5228 | 796.6503 | 796.6503 | 775.5076 | 775.5076 | 346.25 | 284277.1687 | 279182.744 | 126640.3947 | 2153958.1854 | 1239546.8137
6420 | 1967.7386 | 1761.4518 | 1761.4518 | 1714.7038 | 1714.7038 | 349.85 | 635474.0784 | 617293.3731 | 280011.1329 | 487931.0008 | 2511284.0778
6421 | 1715.3512 | 1800.1969 | 1800.1969 | 1752.4207 | 1715.3512 | 361.05 | 655187.471 | 617526.4216 | 280116.8462 | 0 | 2811374.5214
6422 | 1757.0441 | 1843.9521 | 1843.9521 | 1795.0147 | 1757.0441 | 385.3 | 719479.5465 | 632535.89 | 286925.3079 | 0 | 2837098.9468
6423 | 1950.1113 | 1105.5607 | 1105.5607 | 1076.2197 | 1076.2197 | 390.7 | 446455.6806 | 387439.0938 | 175746.6778 | 1685139.1179 | 1686749.1718
6424 | 1726.1516 | 1525.7739 | 1525.7739 | 1485.2807 | 1485.2807 | 1346.4 | 2122560.3856 | 534701.0651 | 242546.3442 | 464475.2117 | 945438.2824
6425 | 2137.608 | 1041.8751 | 1041.8751 | 1014.2243 | 1014.2243 | 1577.8 | 1695988.4462 | 365120.7449 | 165622.8268 | 2166238.7584 | 417027.2056
6426 | 1644.1407 | 74.9316 | 74.9316 | 72.943 | 72.943 | 1552.8 | 119526.6635 | 26259.4772 | 11911.5906 | 3029765.6366 | 31768.1936
6427 | 1812.7762 | 1888.3791 | 1888.3791 | 1838.2625 | 1812.7762 | 1845.85 | 3525039.9355 | 652599.4244 | 296026.35 | 0 | 276853.8625
6428 | 1637.2954 | 1718.28 | 1718.28 | 1672.6778 | 1637.2954 | 1762.45 | 3045044.5441 | 589426.3591 | 267370.3457 | 0 | 388939.4272
6429 | 1228.3805 | 1289.139 | 1289.139 | 1254.9259 | 1228.3805 | 1570.1 | 2036643.4451 | 442216.9786 | 200594.535 | 0 | 528080.562
6430 | 1411.5744 | 1481.3943 | 1481.3943 | 1442.0789 | 1411.5744 | 1566.5 | 2335207.7198 | 508166.7811 | 230510.0982 | 0 | 611917.329
6431 | 1350.2371 | 1417.0234 | 1417.0234 | 1379.4163 | 1350.2371 | 1378.15 | 1966768.0769 | 486085.374 | 220493.7266 | 0 | 839644.8784
6432 | 369.6591 | 0 | 0 | 0 | 0 | 1092.25 | 0 | 0 | 0 | 712819.5779 | 0
6433 | 112.8605 | 0 | 0 | 0 | 0 | 1196.2 | 0 | 0 | 0 | 141287.834 | 0
6434 | 119.4032 | 0 | 0 | 0 | 0 | 1210.8 | 0 | 0 | 0 | 149478.4331 | 0
6435 | 113.6784 | 0 | 0 | 0 | 0 | 1196.85 | 0 | 0 | 0 | 142311.6589 | 0
6436 | 116.1318 | 0 | 0 | 0 | 0 | 1175.85 | 0 | 0 | 0 | 145383.1335 | 0
6437 | 112.8605 | 0 | 0 | 0 | 0 | 1180.25 | 0 | 0 | 0 | 141287.834 | 0
6438 | 116.9497 | 0 | 0 | 0 | 0 | 1251.8 | 0 | 0 | 0 | 146406.9584 | 0
6439 | 100.5931 | 105.5686 | 105.5686 | 102.7669 | 100.5931 | 1254.95 | 133561.1299 | 36213.5076 | 16426.8494 | 0 | 74946.8146
6440 | 225.1445 | 236.2802 | 236.2802 | 230.0095 | 225.1445 | 995.75 | 237098.4604 | 81052.0128 | 36766.0936 | 0 | 226100.862
6441 | 1240.0192 | 1301.3537 | 1301.3537 | 1266.8165 | 1240.0192 | 681.55 | 894691.556 | 446406.9257 | 202495.1416 | 0 | 1634903.0506
6442 | 1266.4219 | 1650.3976 | 1329.0616 | 1606.597 | 1266.4219 | 339.05 | 453598.3452 | 455911.8674 | 206806.6888 | 0 | 2103463.3784
6443 | 1701.8192 | 2156.0928 | 1785.9956 | 2098.8713 | 1701.8192 | 346.25 | 622014.1844 | 612654.8954 | 277907.0678 | 0 | 2814383.4259
6444 | 1591.6166 | 2384.8095 | 1670.3427 | 2321.518 | 1591.6166 | 349.85 | 589657.7767 | 572981.9674 | 259910.9869 | 0 | 2626406.0929
6445 | 1439.8744 | 2564.5237 | 1511.0951 | 2496.4627 | 1439.8744 | 361.05 | 550848.4483 | 518354.7743 | 235131.4851 | 0 | 2359882.1036
6446 | 1622.9691 | 3794.0669 | 1703.2454 | 3693.3744 | 1622.9691 | 385.3 | 662018.3412 | 584268.8785 | 265030.8552 | 0 | 2620608.2171
6447 | 1764.8544 | 3149.8269 | 1852.1495 | 3066.2322 | 1764.8544 | 390.7 | 729969.4568 | 635347.5894 | 288200.726 | 0 | 2840180.2101
6448 | 1749.6223 | 2226.9494 | 1836.1641 | 2167.8473 | 1749.6223 | 737.45 | 1364213.2469 | 629864.0399 | 285713.327 | 0 | 2208985.6765
6449 | 1578.746 | 919.959 | 919.959 | 895.5438 | 895.5438 | 1383.6 | 1308822.5618 | 322395.7663 | 146242.3018 | 1317429.7 | 537603.7388
6450 | 1433.9206 | 49.8012 | 49.8012 | 48.4795 | 48.4795 | 1552.8 | 79332.937 | 17452.6223 | 7916.7034 | 2671568.174 | 21114.1008
6451 | 1471.9558 | 1544.7629 | 1544.7629 | 1503.7658 | 1471.9558 | 1796.7 | 2786461.7531 | 529904.0862 | 240370.3813 | 0 | 299248.6131
6452 | 1491.7217 | 1565.5066 | 1565.5066 | 1523.9589 | 1491.7217 | 1687.5 | 2652213.4189 | 537019.8196 | 243598.157 | 0 | 466163.0378
6453 | 1544.0628 | 1620.4365 | 1620.4365 | 1577.431 | 1544.0628 | 1531.25 | 2490360.5992 | 555862.6202 | 252145.4608 | 0 | 723779.4534
6454 | 1414.8457 | 1484.8281 | 1484.8281 | 1445.4216 | 1414.8457 | 1377.75 | 2055662.2781 | 509344.4563 | 231044.3048 | 0 | 880387.7443
6455 | 1431.2023 | 1501.9931 | 1501.9931 | 1462.131 | 1431.2023 | 1256.1 | 1901141.4815 | 515232.8312 | 233715.3371 | 0 | 1064671.1678
6456 | 482.5196 | 0 | 0 | 0 | 0 | 1230.2 | 0 | 0 | 0 | 930450.334 | 0
6457 | 426.0894 | 0 | 0 | 0 | 0 | 1118.5 | 0 | 0 | 0 | 533412.7646 | 0
6458 | 399.101 | 0 | 0 | 0 | 0 | 1170.45 | 0 | 0 | 0 | 499626.5435 | 0
6459 | 440.8103 | 0 | 0 | 0 | 0 | 923.85 | 0 | 0 | 0 | 551841.6125 | 0
6460 | 390.1049 | 0 | 0 | 0 | 0 | 997.05 | 0 | 0 | 0 | 488364.4698 | 0
6461 | 392.5583 | 0 | 0 | 0 | 0 | 992.85 | 0 | 0 | 0 | 491435.9443 | 0
6462 | 495.6049 | 0 | 0 | 0 | 0 | 1176.75 | 0 | 0 | 0 | 620437.8797 | 0
6463 | 433.4498 | 0 | 0 | 0 | 0 | 1188.95 | 0 | 0 | 0 | 835828.2661 | 0
6464 | 442.7905 | 0 | 0 | 0 | 0 | 572.05 | 0 | 0 | 0 | 853839.9709 | 0
6465 | 1681.4818 | 931.8861 | 931.8861 | 907.1544 | 907.1544 | 1224.5 | 1175236.4813 | 326575.5837 | 148138.3134 | 1493147.8566 | 680692.7985
6466 | 1826.7294 | 143.8037 | 143.8037 | 139.9872 | 139.9872 | 1248.05 | 184563.1458 | 50395.3939 | 22859.9106 | 3252571.9235 | 98209.1817
6467 | 1832.1434 | 1155.9485 | 1155.9485 | 1125.2703 | 1125.2703 | 1059.25 | 1260298.9761 | 405097.305 | 183756.6386 | 1363074.7518 | 883908.0035
6468 | 1642.4999 | 1723.7425 | 1723.7425 | 1677.9953 | 1642.4999 | 794.8 | 1382432.9189 | 591299.9665 | 268220.2348 | 0 | 1979540.8879
6469 | 1936.4576 | 1038.3321 | 1038.3321 | 1010.7753 | 1010.7753 | 361.05 | 386414.2244 | 363879.1203 | 165059.6121 | 1785007.9551 | 1613365.9905
6470 | 1870.011 | 1962.5068 | 1962.5068 | 1910.4229 | 1870.011 | 741.8 | 1466542.4706 | 673203.9535 | 305372.7934 | 0 | 2352847.8176
6471 | 1945.9424 | 2042.1936 | 2042.1936 | 1987.9948 | 1945.9424 | 1119.7 | 2301923.7904 | 700539.2633 | 317772.3936 | 0 | 1713013.093
6472 | 1509.5259 | 1428.792 | 1428.792 | 1390.8727 | 1390.8727 | 1549.95 | 2281213.2859 | 500714.1666 | 227129.5095 | 228800.8503 | 609621.9782
6473 | 1569.9972 | 559.8527 | 559.8527 | 544.9945 | 544.9945 | 1821.5 | 1049032.351 | 196198.0149 | 88997.5995 | 1976529.2165 | 94742.088
6474 | 1518.9095 | 38.0336 | 38.0336 | 37.0242 | 37.0242 | 1851.5 | 72227.4567 | 13328.7075 | 6046.0498 | 2857543.0697 | 5354.4645
6475 | 1387.3227 | 1455.9437 | 1455.9437 | 1417.3038 | 1387.3227 | 1845.85 | 2699229.061 | 499436.1608 | 226549.7918 | 0 | 213855.7894
6476 | 1625.028 | 1705.4063 | 1705.4063 | 1660.1457 | 1625.028 | 1629.55 | 2793431.6985 | 585010.0778 | 265367.0714 | 0 | 601991.6204
6477 | 1559.6016 | 1636.7441 | 1636.7441 | 1593.3058 | 1559.6016 | 1431.05 | 2359461.1925 | 561456.5767 | 254682.9416 | 0 | 887335.3315
6478 | 1286.4464 | 1350.0771 | 1350.0771 | 1314.2468 | 1286.4464 | 1462.4 | 1983822.9719 | 463120.7108 | 210076.7002 | 0 | 691593.3696
6479 | 1165.4076 | 1223.0522 | 1223.0522 | 1190.5931 | 1165.4076 | 1265.65 | 1560433.4991 | 419546.7342 | 190311.0603 | 0 | 855817.0674
6480 | 1319.1596 | 0 | 0 | 0 | 0 | 1239.75 | 0 | 0 | 0 | 2543756.5902 | 0
6481 | 1503.1713 | 0 | 0 | 0 | 0 | 1150 | 0 | 0 | 0 | 2898589.3457 | 0
6482 | 924.9656 | 0 | 0 | 0 | 0 | 1020.8 | 0 | 0 | 0 | 1783625.979 | 0
6483 | 1193.2138 | 0 | 0 | 0 | 0 | 1181.85 | 0 | 0 | 0 | 2300893.2832 | 0
6484 | 1166.2254 | 0 | 0 | 0 | 0 | 834.95 | 0 | 0 | 0 | 2248851.1466 | 0
6485 | 1228.3805 | 0 | 0 | 0 | 0 | 1169.8 | 0 | 0 | 0 | 2368705.7645 | 0
6486 | 1238.1945 | 0 | 0 | 0 | 0 | 1166.3 | 0 | 0 | 0 | 2387630.1787 | 0
6487 | 1037.0083 | 104.1854 | 104.1854 | 101.4204 | 101.4204 | 1168.95 | 125439.5777 | 36511.3389 | 16561.949 | 1804109.148 | 82085.3016
6488 | 344.9167 | 361.9775 | 361.9775 | 352.3708 | 344.9167 | 572.05 | 208633.3059 | 124170.0083 | 56324.8954 | 0 | 492522.8022
6489 | 280.4042 | 294.2735 | 294.2735 | 286.4637 | 280.4042 | 1224.5 | 364239.6503 | 100945.5204 | 45790.0097 | 0 | 217453.302
6490 | 270.3306 | 283.7023 | 283.7023 | 276.173 | 270.3306 | 1313.55 | 376096.8565 | 97319.0173 | 44144.9876 | 0 | 185568.0285
6491 | 287.6502 | 301.8779 | 301.8779 | 293.8663 | 287.6502 | 790.75 | 241383.9159 | 103554.0706 | 46973.277 | 0 | 347840.7625
6492 | 303.9311 | 509.3242 | 318.9642 | 495.807 | 303.9311 | 349.85 | 113062.6489 | 109415.2121 | 49631.9559 | 0 | 501531.9784
6493 | 295.44 | 310.0533 | 310.0533 | 301.8246 | 295.44 | 635.55 | 199595.6821 | 106358.4093 | 48245.3562 | 0 | 403113.108
6494 | 282.4089 | 851.5634 | 296.3767 | 828.9634 | 282.4089 | 740.85 | 222226.5353 | 101667.2144 | 46117.3781 | 0 | 355595.2027
6495 | 273.0489 | 913.3138 | 286.5537 | 889.075 | 273.0489 | 390.7 | 113468.9066 | 98297.5917 | 44588.8798 | 0 | 439417.5396
6496 | 209.159 | 873.5276 | 219.5046 | 850.3447 | 209.159 | 1259.95 | 280043.7689 | 75297.2301 | 34155.6602 | 0 | 154788.0975
6497 | 292.731 | 307.2092 | 307.2092 | 299.0561 | 292.731 | 1538.9 | 477375.6641 | 105383.1472 | 47802.9665 | 0 | 134978.2477
6498 | 235.0545 | 246.6815 | 246.6815 | 240.1347 | 235.0545 | 1644.05 | 408311.7084 | 84619.6321 | 38384.4053 | 0 | 83667.4713
6499 | 209.7018 | 220.0744 | 220.0744 | 214.2338 | 209.7018 | 1829.5 | 404244.5992 | 75492.6505 | 34244.3051 | 0 | 35754.1581
6500 | 305.8684 | 320.9971 | 320.9971 | 312.478 | 305.8684 | 1691 | 545772.1935 | 110112.6165 | 49948.3063 | 0 | 94513.212
6501 | 293.6009 | 308.1233 | 308.1233 | 299.9459 | 293.6009 | 1596.1 | 493960.2934 | 105696.3351 | 47945.032 | 0 | 118585.416
6502 | 298.5079 | 313.273 | 313.273 | 304.9589 | 298.5079 | 1586.3 | 499639.1044 | 107462.8477 | 48746.3418 | 0 | 123492.7225
6503 | 235.535 | 247.1852 | 247.1852 | 240.625 | 235.535 | 1528.05 | 379928.9265 | 84792.6031 | 38462.8669 | 0 | 111160.7432
6504 | 168.473 | 176.8061 | 176.8061 | 172.1138 | 168.473 | 1492.95 | 265517.8591 | 60650.2647 | 27511.634 | 0 | 85424.2132
6505 | 199.5505 | 209.4203 | 209.4203 | 203.8624 | 199.5505 | 1635.05 | 344073.1854 | 71838.1776 | 32586.5956 | 0 | 72825.7725
6506 | 243.7133 | 255.7677 | 255.7677 | 248.9798 | 243.7133 | 1399.5 | 360040.3188 | 87736.7907 | 39798.3831 | 0 | 146349.6565
6507 | 191.3722 | 200.8378 | 200.8378 | 195.5077 | 191.3722 | 1279.8 | 258318.2074 | 68893.99 | 31251.0794 | 0 | 137826.1144
6508 | 152.1164 | 159.6401 | 159.6401 | 155.4033 | 152.1164 | 1225.55 | 196595.268 | 54761.8895 | 24840.6015 | 0 | 117806.2362
6509 | 135.7598 | 142.4751 | 142.4751 | 138.6938 | 135.7598 | 1275.3 | 182593.9026 | 48873.5143 | 22169.5691 | 0 | 98385.0994
6510 | 197.097 | 206.846 | 206.846 | 201.3564 | 197.097 | 1324.55 | 275170.7032 | 70954.9214 | 32185.9407 | 0 | 133129.1687
6511 | 122.6745 | 128.7418 | 128.7418 | 125.3251 | 122.6745 | 1260.1 | 162701.1431 | 44162.8141 | 20032.7432 | 0 | 90766.4926
6512 | 195.7169 | 205.3977 | 205.3977 | 199.9465 | 195.7169 | 1198.25 | 246763.5916 | 70458.0897 | 31960.5724 | 0 | 156916.0372
6513 | 885.4685 | 929.2667 | 929.2667 | 904.6045 | 885.4685 | 758.5 | 708965.4389 | 318768.6644 | 144597.0081 | 0 | 1099309.158
6514 | 1487.9546 | 1561.5533 | 1561.5533 | 1520.1105 | 1487.9546 | 327.25 | 515480.95 | 535663.6531 | 242982.9849 | 0 | 2488975.0535
6515 | 1782.3192 | 1870.4784 | 1870.4784 | 1820.8369 | 1782.3192 | 342.65 | 647796.0198 | 641634.9019 | 291052.7208 | 0 | 2953926.3947
6516 | 1685.3849 | 2264.1738 | 1768.7487 | 2204.0839 | 1685.3849 | 347.95 | 622969.831 | 606738.5503 | 275223.348 | 0 | 2784340.0613
6517 | 1718.2943 | 3353.8824 | 1803.2855 | 3264.8721 | 1718.2943 | 629.25 | 1146870.471 | 618585.9613 | 280597.4652 | 0 | 2355351.9624
6518 | 1671.8876 | 3016.1957 | 1754.5831 | 2936.1475 | 1671.8876 | 914.6 | 1622166.854 | 601879.5367 | 273019.2454 | 0 | 1814666.8032
6519 | 1697.546 | 2143.9169 | 1781.5112 | 2087.0185 | 1697.546 | 1088.45 | 1962160.4204 | 611116.5571 | 277209.2605 | 0 | 1547398.049
6520 | 1755.8511 | 1072.383 | 1072.383 | 1043.9225 | 1043.9225 | 1385.2 | 1534148.0437 | 375812.1034 | 170472.5458 | 1372823.3497 | 625049.9456
6521 | 1623.5477 | 242.8026 | 242.8026 | 236.3588 | 236.3588 | 1710.5 | 427504.2923 | 85089.1651 | 38597.3907 | 2674938.609 | 66639.7155
6522 | 1905.103 | 11.1978 | 11.1978 | 10.9006 | 10.9006 | 1826.85 | 20972.3782 | 3924.2104 | 1780.0654 | 3652620.9023 | 1838.1604
6523 | 1574.8582 | 1652.7547 | 1652.7547 | 1608.8915 | 1574.8582 | 1830.45 | 3032798.3403 | 566948.9588 | 257174.3472 | 0 | 267017.1739
6524 | 1257.8224 | 1320.0373 | 1320.0373 | 1285.0042 | 1257.8224 | 1833.55 | 2426870.1651 | 452816.0543 | 205402.3935 | 0 | 209364.4719
6525 | 1468.0047 | 1540.6165 | 1540.6165 | 1499.7294 | 1468.0047 | 1807.7 | 2795651.1175 | 528481.6758 | 239725.1602 | 0 | 282297.2952
6526 | 1599.6753 | 1678.7993 | 1678.7993 | 1634.2448 | 1599.6753 | 1846.8 | 3114975.3878 | 575883.0961 | 261226.9711 | 0 | 245070.21
6527 | 1683.9117 | 1767.2028 | 1767.2028 | 1720.3022 | 1683.9117 | 1844.45 | 3273064.036 | 606208.2286 | 274982.7881 | 0 | 261932.4721
6528 | 1453.2837 | 0 | 0 | 0 | 0 | 1830.45 | 0 | 0 | 0 | 2802390.244 | 0
6529 | 1407.4852 | 0 | 0 | 0 | 0 | 1565.65 | 0 | 0 | 0 | 1762002.626 | 0
6530 | 1535.8845 | 0 | 0 | 0 | 0 | 1464 | 0 | 0 | 0 | 1922743.1329 | 0
6531 | 1660.1947 | 0 | 0 | 0 | 0 | 1442 | 0 | 0 | 0 | 2078364.5147 | 0
6532 | 1321.6131 | 0 | 0 | 0 | 0 | 1436.6 | 0 | 0 | 0 | 1654501.0126 | 0
6533 | 1273.3611 | 0 | 0 | 0 | 0 | 1411.8 | 0 | 0 | 0 | 1594095.3439 | 0
6534 | 1310.1635 | 0 | 0 | 0 | 0 | 1429.2 | 0 | 0 | 0 | 1640167.4649 | 0
6535 | 1068.0858 | 0 | 0 | 0 | 0 | 1375 | 0 | 0 | 0 | 2059607.0108 | 0
6536 | 1296.3319 | 0 | 0 | 0 | 0 | 1005.45 | 0 | 0 | 0 | 2499737.6174 | 0
6537 | 1701.5656 | 0 | 0 | 0 | 0 | 294.1 | 0 | 0 | 0 | 3281156.2217 | 0
6538 | 1384.2118 | 606.473 | 606.473 | 590.3775 | 590.3775 | 306.3 | 191028.5141 | 212535.8967 | 96408.6442 | 1530763.4925 | 964120.0943
6539 | 1713.281 | 1385.804 | 1385.804 | 1349.0255 | 1349.0255 | 320.05 | 455231.7859 | 485649.1708 | 220295.86 | 702399.8334 | 2080107.3702
6540 | 1435.638 | 1506.6485 | 1506.6485 | 1466.6629 | 1435.638 | 320.45 | 485796.2906 | 516829.685 | 234439.6877 | 0 | 2245780.0506
6541 | 1436.8198 | 1507.889 | 1507.889 | 1467.8704 | 1436.8198 | 314.5 | 476994.0173 | 517255.1204 | 234632.6699 | 0 | 2421758.4245
6542 | 1416.2125 | 1486.2627 | 1486.2627 | 1446.8181 | 1416.2125 | 696.5 | 1041211.3905 | 509836.5036 | 231267.5029 | 0 | 1846032.342
6543 | 1458.112 | 1530.2342 | 1530.2342 | 1489.6226 | 1458.112 | 978.75 | 1507377.3539 | 524920.3128 | 238109.6863 | 0 | 1489096.8596
6544 | 1580.7302 | 1658.9172 | 1658.9172 | 1614.8904 | 1580.7302 | 782.05 | 1300055.0377 | 569062.8857 | 258133.2479 | 0 | 1925250.1035
6545 | 1546.2679 | 480.6014 | 480.6014 | 467.8465 | 467.8465 | 1417.7 | 698083.6531 | 168424.7561 | 76399.3408 | 2079537.1696 | 265315.0959
6546 | 1753.4948 | 24.8859 | 24.8859 | 24.2255 | 24.2255 | 1607.85 | 41008.0635 | 8721.1622 | 3956.0161 | 3334577.6737 | 9251.995
6547 | 1580.4767 | 1658.6517 | 1658.6517 | 1614.632 | 1580.4767 | 1829.05 | 3041419.2432 | 568971.6156 | 258091.8467 | 0 | 270182.4936
6548 | 1247.1906 | 1308.8804 | 1308.8804 | 1274.1435 | 1247.1906 | 1826.5 | 2399336.0699 | 448988.6102 | 203666.2224 | 0 | 216387.5663
6549 | 1584.9543 | 1663.3501 | 1663.3501 | 1619.2057 | 1584.9543 | 1808.15 | 3024391.7661 | 570583.5584 | 258823.0419 | 0 | 304073.4249
6550 | 1818.0358 | 1888.3791 | 1888.3791 | 1838.2625 | 1818.0358 | 1828.1 | 3504328.0048 | 654492.9053 | 296885.254 | 0 | 308732.9157
6551 | 1714.1715 | 1798.9585 | 1798.9585 | 1751.2152 | 1714.1715 | 1821.1 | 3288774.799 | 617101.7227 | 279924.1981 | 0 | 306665.1919
6552 | 1513.8031 | 0 | 0 | 0 | 0 | 1751.35 | 0 | 0 | 0 | 2919090.7926 | 0
6553 | 1295.9329 | 0 | 0 | 0 | 0 | 1584.5 | 0 | 0 | 0 | 1622352.4613 | 0
6554 | 1429.5663 | 0 | 0 | 0 | 0 | 1379.8 | 0 | 0 | 0 | 1789645.4008 | 0
6555 | 1403.1504 | 0 | 0 | 0 | 0 | 1267.35 | 0 | 0 | 0 | 1756575.8664 | 0
6556 | 223.7582 | 0 | 0 | 0 | 0 | 1185.4 | 0 | 0 | 0 | 280118.4105 | 0
6557 | 344.1836 | 0 | 0 | 0 | 0 | 1170.25 | 0 | 0 | 0 | 430876.5828 | 0
6558 | 855.4089 | 0 | 0 | 0 | 0 | 1176.75 | 0 | 0 | 0 | 1070869.3403 | 0
6559 | 1351.1431 | 353.3363 | 353.3363 | 343.9589 | 343.9589 | 1284.95 | 468643.0776 | 123825.204 | 56168.4884 | 1942169.3771 | 239527.449
6560 | 1327.7543 | 1393.4283 | 1393.4283 | 1356.4475 | 1327.7543 | 1272.05 | 1786280.4622 | 477991.5592 | 216822.2823 | 0 | 966538.5243
6561 | 1082.8362 | 1136.396 | 1136.396 | 1106.2367 | 1082.8362 | 1300.05 | 1495474.0687 | 389821.0406 | 176827.1554 | 0 | 757931.0582
6562 | 962.5079 | 1172.1806 | 1010.1162 | 1141.0715 | 962.5079 | 1238.05 | 1269292.7999 | 346502.8523 | 157177.5438 | 0 | 733382.912
6563 | 1672.8606 | 1826.8574 | 1755.6042 | 1778.3736 | 1672.8606 | 620.75 | 1105205.511 | 602229.8016 | 273178.1294 | 0 | 2307292.9274
6564 | 1223.3853 | 1283.8969 | 1283.8969 | 1249.823 | 1223.3853 | 823.85 | 1073642.2637 | 440418.7123 | 199778.8214 | 0 | 1438884.2678
6565 | 988.9209 | 1799.1968 | 1037.8357 | 1751.4471 | 988.9209 | 760.05 | 798677.7608 | 356011.5268 | 161490.7842 | 0 | 1226212.4795
6566 | 879.0094 | 1788.0441 | 922.4872 | 1740.5904 | 879.0094 | 1098.3 | 1023870.2306 | 316443.386 | 143542.2359 | 0 | 792602.781
6567 | 1120.1603 | 2836.0806 | 1175.5661 | 2760.8126 | 1120.1603 | 1279.7 | 1522572.3542 | 403257.7202 | 182922.1825 | 0 | 806851.4886
6568 | 1590.8052 | 1806.8841 | 1669.4916 | 1758.9304 | 1590.8052 | 1437.45 | 2430117.4371 | 572689.8738 | 259778.49 | 0 | 894907.4681
6569 | 1557.5416 | 608.0555 | 608.0555 | 591.9181 | 591.9181 | 1766.55 | 1110005.8681 | 213090.5086 | 96660.2224 | 1862027.223 | 134576.2211
6570 | 1465.6696 | 23.2036 | 23.2036 | 22.5878 | 22.5878 | 1802 | 43156.2207 | 8131.6112 | 3688.5892 | 2782717.7051 | 4355.604
6571 | 966.144 | 1013.9321 | 1013.9321 | 987.0229 | 966.144 | 1845.85 | 1881930.6214 | 347811.8377 | 157771.3142 | 0 | 148931.0966
6572 | 1198.0387 | 1257.2972 | 1257.2972 | 1223.9293 | 1198.0387 | 1847.45 | 2335682.651 | 431293.923 | 195639.7156 | 0 | 182760.7999
6573 | 1423.3507 | 1493.7538 | 1493.7538 | 1454.1104 | 1423.3507 | 1852.55 | 2783238.4958 | 512406.2689 | 232433.177 | 0 | 209873.0676
6574 | 1421.0199 | 1491.3075 | 1491.3075 | 1451.729 | 1421.0199 | 1865.25 | 2793788.2313 | 511567.1759 | 232052.5551 | 0 | 191482.436
6575 | 1225.2315 | 1285.8353 | 1285.8353 | 1251.7099 | 1225.2315 | 1865.55 | 2405529.0474 | 441083.344 | 200080.3057 | 0 | 164732.3767
6576 | 1382.173 | 0 | 0 | 0 | 0 | 1818.85 | 0 | 0 | 0 | 2665266.3569 | 0
6577 | 1511.9217 | 0 | 0 | 0 | 0 | 1599.95 | 0 | 0 | 0 | 1892744.5378 | 0
6578 | 1197.2617 | 0 | 0 | 0 | 0 | 1679.1 | 0 | 0 | 0 | 1498828.0233 | 0
6579 | 1518.9141 | 0 | 0 | 0 | 0 | 1480.45 | 0 | 0 | 0 | 1901498.2386 | 0
6580 | 1238.4395 | 0 | 0 | 0 | 0 | 1414.65 | 0 | 0 | 0 | 1550377.5912 | 0
6581 | 1274.9556 | 0 | 0 | 0 | 0 | 1415.4 | 0 | 0 | 0 | 1596091.3602 | 0
6582 | 1134.3297 | 0 | 0 | 0 | 0 | 1421.25 | 0 | 0 | 0 | 1420044.7199 | 0
6583 | 1236.1086 | 474.9889 | 474.9889 | 462.383 | 462.383 | 1498.5 | 728753.5926 | 166457.8698 | 75507.1393 | 1491987.5976 | 187629.204
6584 | 895.8243 | 940.1339 | 940.1339 | 915.1832 | 895.8243 | 1437.05 | 1353099.4248 | 322496.7445 | 146288.1066 | 0 | 504304.1208
6585 | 1078.1882 | 1131.5181 | 1131.5181 | 1101.4882 | 1078.1882 | 1421.4 | 1617027.9049 | 388147.7488 | 176068.1316 | 0 | 623839.6873
6586 | 1521.983 | 1597.2644 | 1597.2644 | 1554.8739 | 1521.983 | 1261.9 | 2032527.0689 | 547913.8976 | 248539.8319 | 0 | 1123375.6523
6587 | 1177.4916 | 1235.7329 | 1235.7329 | 1202.9372 | 1177.4916 | 1162.9 | 1450399.0807 | 423896.9666 | 192284.374 | 0 | 985678.1966
6588 | 1060.1419 | 1112.5795 | 1112.5795 | 1083.0522 | 1060.1419 | 1030.7 | 1158190.0855 | 381651.0696 | 173121.1657 | 0 | 1027595.5049
6589 | 943.5293 | 990.1995 | 990.1995 | 963.9202 | 943.5293 | 983.75 | 983079.7335 | 339670.5356 | 154078.3291 | 0 | 958861.3463
6590 | 1025.0301 | 1075.7308 | 1075.7308 | 1047.1814 | 1025.0301 | 1258.25 | 1365506.978 | 369010.8292 | 167387.4122 | 0 | 760316.0025
6591 | 930.0669 | 976.0706 | 976.0706 | 950.1662 | 930.0669 | 1478.8 | 1453583.9866 | 334824.0729 | 151879.9198 | 0 | 484750.8523
6592 | 968.8011 | 1016.7216 | 1016.7216 | 989.7383 | 968.8011 | 1539.25 | 1573690.7727 | 348768.404 | 158205.2233 | 0 | 446375.0607
6593 | 1132.6778 | 89.5758 | 89.5758 | 87.1985 | 87.1985 | 1843.95 | 169766.1679 | 31391.4764 | 14239.5225 | 2016014.3333 | 13252.2342
6594 | 1010.9393 | 0 | 0 | 0 | 0 | 1908.65 | 0 | 0 | 0 | 1949410.4966 | 0
6595 | 1250.7879 | 1312.6554 | 1312.6554 | 1277.8182 | 1250.7879 | 1910.95 | 2516385.3758 | 450283.6519 | 204253.6677 | 0 | 111382.6645
6596 | 1191.8232 | 1250.7738 | 1250.7738 | 1217.5789 | 1191.8232 | 1863.8 | 2344489.6561 | 429056.3408 | 194624.7235 | 0 | 162326.2926
6597 | 1114.1294 | 1169.2368 | 1169.2368 | 1138.2059 | 1114.1294 | 1845.45 | 2170939.4682 | 401086.5664 | 181937.323 | 0 | 172188.637
6598 | 1338.6645 | 1404.8779 | 1404.8779 | 1367.5932 | 1338.6645 | 1838.25 | 2601989.1495 | 481919.215 | 218603.9106 | 0 | 216528.902
6599 | 1141.3222 | 1197.7749 | 1197.7749 | 1165.9866 | 1141.3222 | 1805.7 | 2184226.0223 | 410875.9877 | 186377.9133 | 0 | 221758.8646
6600 | 156.1646 | 0 | 0 | 0 | 0 | 1607.6 | 0 | 0 | 0 | 301134.6474 | 0
6601 | 101.7789 | 0 | 0 | 0 | 0 | 1444.45 | 0 | 0 | 0 | 127414.9715 | 0
6602 | 103.3328 | 0 | 0 | 0 | 0 | 1269.6 | 0 | 0 | 0 | 129360.2382 | 0
6603 | 99.4481 | 0 | 0 | 0 | 0 | 1180.45 | 0 | 0 | 0 | 124497.0713 | 0
6604 | 104.8867 | 0 | 0 | 0 | 0 | 1160.35 | 0 | 0 | 0 | 131305.5049 | 0
6605 | 98.6711 | 0 | 0 | 0 | 0 | 1179.7 | 0 | 0 | 0 | 123524.438 | 0
6606 | 101.002 | 0 | 0 | 0 | 0 | 1185.55 | 0 | 0 | 0 | 126442.3381 | 0
6607 | 84.2832 | 0 | 0 | 0 | 0 | 1284 | 0 | 0 | 0 | 162524.6914 | 0
6608 | 99.5365 | 0 | 0 | 0 | 0 | 908.6 | 0 | 0 | 0 | 191937.7559 | 0
6609 | 1023.3432 | 0 | 0 | 0 | 0 | 1250.1 | 0 | 0 | 0 | 1973328.9773 | 0
6610 | 1312.2971 | 0 | 0 | 0 | 0 | 1128.5 | 0 | 0 | 0 | 2530523.5834 | 0
6611 | 985.1178 | 0 | 0 | 0 | 0 | 1009.7 | 0 | 0 | 0 | 1899618.4066 | 0
6612 | 1098.0768 | 147.417 | 147.417 | 143.5046 | 143.5046 | 984.8 | 149223.9806 | 51661.6597 | 23434.3029 | 1840716.8979 | 136069.2864
6613 | 1289.3435 | 572.1723 | 572.1723 | 556.9872 | 556.9872 | 891.95 | 524332.2234 | 200515.3819 | 90956.0052 | 1412214.3845 | 594712.596
6614 | 1274.6729 | 791.2141 | 791.2141 | 770.2157 | 770.2157 | 1134.15 | 926045.2566 | 277277.6447 | 125776.2205 | 972753.014 | 471070.0218
6615 | 1148.4205 | 453.5631 | 453.5631 | 441.5258 | 441.5258 | 1408.8 | 659334.986 | 158949.2775 | 72101.1584 | 1363116.3953 | 254216
6616 | 1234.0498 | 252.8596 | 252.8596 | 246.1489 | 246.1489 | 1682.25 | 438909.876 | 88613.5988 | 40196.113 | 1904985.0625 | 76171.9832
6617 | 1363.2866 | 152.8165 | 152.8165 | 148.7608 | 148.7608 | 1897.95 | 298414.2578 | 53553.8867 | 24292.6381 | 2341989.5933 | 14784.6979
6618 | 1689.6706 | 0 | 0 | 0 | 0 | 1892.65 | 0 | 0 | 0 | 3258218.8296 | 0
6619 | 1542.9749 | 1619.2947 | 1619.2947 | 1576.3195 | 1542.9749 | 1910.95 | 3105874.9951 | 555470.9813 | 251967.809 | 0 | 137401.9191
6620 | 1457.536 | 1529.6297 | 1529.6297 | 1489.0341 | 1457.536 | 1863.3 | 2865475.1365 | 524712.9697 | 238015.6332 | 0 | 199245.1712
6621 | 1491.7213 | 1565.5056 | 1565.5056 | 1523.9579 | 1491.7213 | 1789.95 | 2815555.8047 | 537019.6705 | 243598.0894 | 0 | 313335.996
6622 | 1543.7762 | 1620.1353 | 1620.1353 | 1577.1378 | 1543.7762 | 1760.6 | 2867460.0437 | 555759.4194 | 252098.6477 | 0 | 369579.9744
6623 | 1860.7669 | 1888.3791 | 1888.3791 | 1838.2625 | 1838.2625 | 1591.2 | 3092414.5249 | 661774.5002 | 300188.2663 | 80446.5407 | 734206.0264
6624 | 186.4652 | 0 | 0 | 0 | 0 | 1474.55 | 0 | 0 | 0 | 359563.758 | 0
6625 | 104.1097 | 0 | 0 | 0 | 0 | 1208 | 0 | 0 | 0 | 130332.8715 | 0
6626 | 112.656 | 0 | 0 | 0 | 0 | 1419.8 | 0 | 0 | 0 | 141031.8386 | 0
6627 | 107.2175 | 0 | 0 | 0 | 0 | 1405.45 | 0 | 0 | 0 | 134223.4051 | 0
6628 | 107.2175 | 0 | 0 | 0 | 0 | 1373.45 | 0 | 0 | 0 | 134223.4051 | 0
6629 | 104.8867 | 0 | 0 | 0 | 0 | 1315.2 | 0 | 0 | 0 | 131305.5049 | 0
6630 | 107.2175 | 0 | 0 | 0 | 0 | 1380.05 | 0 | 0 | 0 | 134223.4051 | 0
6631 | 100.2454 | 105.2034 | 105.2034 | 102.4113 | 100.2454 | 1396.5 | 148860.8529 | 36088.3512 | 16370.0771 | 0 | 60498.111
6632 | 123.1185 | 129.2088 | 129.2088 | 125.7797 | 123.1185 | 1079.3 | 140834.1744 | 44322.6528 | 20105.2478 | 0 | 113355.1845
6633 | 971.1397 | 1019.1752 | 1019.1752 | 992.1269 | 971.1397 | 1433.9 | 1477273.1525 | 349610.2942 | 158587.114 | 0 | 549762.1877
6634 | 1916.0218 | 2010.7936 | 2010.7936 | 1957.4283 | 1916.0218 | 1422.9 | 2888676.2657 | 689767.8534 | 312886.3624 | 0 | 1105736.1894
6635 | 1454.101 | 1526.0248 | 1526.0248 | 1485.5249 | 1454.101 | 963.8 | 1482683.119 | 523476.356 | 237454.6915 | 0 | 1506739.4448
6636 | 1405.6336 | 1475.1605 | 1475.1605 | 1436.0105 | 1405.6336 | 360.8 | 537031.8717 | 506028.1115 | 229539.9739 | 0 | 2304113.6136
6637 | 1449.3753 | 1717.7448 | 1521.065 | 1672.1568 | 1449.3753 | 342.95 | 525506.9737 | 521775.0947 | 236682.9804 | 0 | 2401687.2796
6638 | 1617.9573 | 1697.9866 | 1697.9866 | 1652.9229 | 1617.9573 | 359.25 | 616933.1869 | 582464.6107 | 264212.4193 | 0 | 2654662.9477
6639 | 1296.6671 | 1360.8047 | 1360.8047 | 1324.6897 | 1296.6671 | 1217.2 | 1672772.3841 | 466800.1531 | 211745.7361 | 0 | 1015030.9276
6640 | 1542.1261 | 652.7637 | 652.7637 | 635.4397 | 635.4397 | 1490.75 | 1004879.9705 | 228758.2955 | 103767.3046 | 1748377.9561 | 315150.381
6641 | 1368.5009 | 515.6262 | 515.6262 | 501.9418 | 501.9418 | 1722.45 | 914472.2391 | 180699.0389 | 81967.0918 | 1670999.7375 | 135677.2644
6642 | 1900.383 | 11.1862 | 11.1862 | 10.8893 | 10.8893 | 1851.15 | 21247.7987 | 3920.1648 | 1778.2303 | 3643540.8841 | 1578.5542
6643 | 1656.3215 | 1738.2471 | 1738.2471 | 1692.115 | 1656.3215 | 1909.95 | 3332837.6383 | 596275.7357 | 270477.299 | 0 | 149151.7061
6644 | 1599.7157 | 1678.8423 | 1678.8423 | 1634.2867 | 1599.7157 | 1832.8 | 3089576.7172 | 575897.657 | 261233.5761 | 0 | 267472.4674
6645 | 1535.2298 | 1611.1666 | 1611.1666 | 1568.4071 | 1535.2298 | 1601.45 | 2589161.0483 | 552682.7442 | 250703.0337 | 0 | 611865.8547
6646 | 1731.7952 | 1817.4543 | 1817.4543 | 1769.22 | 1731.7952 | 1507.55 | 2753016.3524 | 623446.2738 | 282802.157 | 0 | 852822.4477
6647 | 1424.1277 | 1494.5692 | 1494.5692 | 1454.9042 | 1424.1277 | 1173.1 | 1763711.408 | 512685.967 | 232560.0511 | 0 | 1177611.1836
6648 | 1595.0541 | 0 | 0 | 0 | 0 | 618.1 | 0 | 0 | 0 | 3075768.313 | 0
6649 | 1460.6438 | 0 | 0 | 0 | 0 | 803.1 | 0 | 0 | 0 | 2816582.7713 | 0
6650 | 1355.7571 | 0 | 0 | 0 | 0 | 275.1 | 0 | 0 | 0 | 2614328.1582 | 0
6651 | 1222.1238 | 0 | 0 | 0 | 0 | 271.45 | 0 | 0 | 0 | 2356640.7985 | 0
6652 | 1309.9178 | 0 | 0 | 0 | 0 | 269.95 | 0 | 0 | 0 | 2525935.4004 | 0
6653 | 1102.4753 | 0 | 0 | 0 | 0 | 270.7 | 0 | 0 | 0 | 2125920.7201 | 0
6654 | 1162.2995 | 0 | 0 | 0 | 0 | 276.55 | 0 | 0 | 0 | 2241280.7593 | 0
6655 | 1174.1449 | 484.6366 | 484.6366 | 471.7746 | 471.7746 | 838.5 | 419536.6704 | 169838.8694 | 77040.7983 | 1354391.8388 | 533661.6285
6656 | 224.0097 | 235.0901 | 235.0901 | 228.851 | 224.0097 | 313.7 | 74160.7957 | 80643.5027 | 36580.7889 | 0 | 377747.6074
6657 | 279.8454 | 293.6869 | 293.6869 | 285.8926 | 279.8454 | 350.4 | 103745.8536 | 100744.3308 | 45698.7478 | 0 | 461632.9115
6658 | 322.6469 | 987.3104 | 338.606 | 961.1077 | 322.6469 | 362.9 | 123639.5845 | 116152.8796 | 52688.2368 | 0 | 528205.22
6659 | 279.4598 | 780.2461 | 293.2818 | 759.5388 | 279.4598 | 368.9 | 108846.7565 | 100605.5308 | 45635.7866 | 0 | 455826.8925
6660 | 226.3163 | 1055.0847 | 237.5102 | 1027.0833 | 226.3163 | 360.8 | 86244.5432 | 81473.8554 | 36957.4461 | 0 | 370977.6218
6661 | 249.9566 | 2170.5901 | 262.3195 | 2112.9838 | 249.9566 | 342.95 | 90490.2374 | 89984.3586 | 40817.9049 | 0 | 414190.5038
6662 | 247.4402 | 3496.3396 | 259.6791 | 3403.5486 | 247.4402 | 359.25 | 93979.8482 | 89078.4875 | 40406.9917 | 0 | 405987.5787
6663 | 268.3642 | 1420.2221 | 281.6391 | 1382.5302 | 268.3642 | 376.8 | 106724.7324 | 96611.0974 | 43823.8672 | 0 | 435608.7035
6664 | 198.7923 | 1262.745 | 208.6248 | 1229.2324 | 198.7923 | 1261.65 | 265001.1765 | 71565.2132 | 32462.7759 | 0 | 146778.2643
6665 | 292.6697 | 307.1462 | 307.1462 | 298.9948 | 292.6697 | 1694.95 | 524098.7319 | 105361.0917 | 47792.9619 | 0 | 89278.8917
6666 | 221.6323 | 232.5945 | 232.5945 | 226.4216 | 221.6323 | 1807.05 | 422733.6718 | 79787.6276 | 36192.5544 | 0 | 42763.8944
6667 | 210.0695 | 220.4606 | 220.4606 | 214.6097 | 210.0695 | 1910.95 | 423385.3619 | 75625.0259 | 34304.352 | 0 | 18706.6904
6668 | 235.4123 | 247.0561 | 247.0561 | 240.4994 | 235.4123 | 1666.3 | 414272.1889 | 84748.4168 | 38442.8235 | 0 | 78556.9844
6669 | 195.0115 | 204.6568 | 204.6568 | 199.2253 | 195.0115 | 1547.45 | 318740.6881 | 70204.134 | 31845.3752 | 0 | 88252.228
6670 | 287.4671 | 301.6859 | 301.6859 | 293.6793 | 287.4671 | 1507.55 | 457773.238 | 103488.1657 | 46943.3818 | 0 | 141563.1241
6671 | 260.2743 | 273.1479 | 273.1479 | 265.8987 | 260.2743 | 1446.7 | 398022.3559 | 93698.7446 | 42502.7917 | 0 | 144009.6042
6672 | 282.8055 | 296.7933 | 296.7933 | 288.9166 | 282.8055 | 1381.2 | 413617.3132 | 101809.9792 | 46182.1378 | 0 | 174999.734
6673 | 230.7506 | 242.1646 | 242.1646 | 235.7377 | 230.7506 | 1410.7 | 346002.4974 | 83070.2303 | 37681.5795 | 0 | 135981.352
6674 | 185.6882 | 194.8726 | 194.8726 | 189.7008 | 185.6882 | 1406.35 | 278054.4997 | 66847.7611 | 30322.8872 | 0 | 110233.6812
6675 | 236.1892 | 247.8715 | 247.8715 | 241.2932 | 236.1892 | 1282.4 | 322214.6051 | 85028.1145 | 38569.6975 | 0 | 169489.2264
6676 | 198.1192 | 207.9185 | 207.9185 | 202.4005 | 198.1192 | 925.85 | 195323.1181 | 71322.925 | 32352.8713 | 0 | 212809.5238
6677 | 229.1968 | 240.5337 | 240.5337 | 234.1501 | 229.1968 | 926.25 | 226236.7286 | 82510.8348 | 37427.8315 | 0 | 246100.0247
6678 | 285.1363 | 299.2396 | 299.2396 | 291.2979 | 285.1363 | 1053.85 | 319929.7044 | 102649.0725 | 46562.7598 | 0 | 269781.4264
6679 | 164.7109 | 172.8581 | 172.8581 | 168.2705 | 164.7109 | 1417.95 | 247285.9126 | 59295.922 | 26897.2891 | 0 | 95869.9761
6680 | 199.3876 | 209.2492 | 209.2492 | 203.6959 | 199.3876 | 635.4 | 133979.1643 | 71779.5316 | 32559.9931 | 0 | 272084.3022
6681 | 1165.9822 | 1223.6546 | 1223.6546 | 1191.1795 | 1165.9822 | 341.9 | 421357.7072 | 419753.5942 | 190404.8942 | 0 | 1933314.7542
6682 | 1779.2506 | 1867.2576 | 1867.2576 | 1817.7016 | 1779.2506 | 348.35 | 654440.4812 | 640530.212 | 290551.6212 | 0 | 2938698.2625
6683 | 1668.8448 | 3057.5088 | 1751.3906 | 2976.3642 | 1668.8448 | 356.1 | 626990.1805 | 600784.1136 | 272522.3493 | 0 | 2743413.901
6684 | 1306.7683 | 3325.0798 | 1371.4043 | 3236.834 | 1306.7683 | 349.85 | 483173.0247 | 470436.5736 | 213395.2569 | 0 | 2156363.6442
6685 | 1367.4141 | 3085.879 | 1435.05 | 3003.9814 | 1367.4141 | 334.65 | 483567.485 | 492269.0803 | 223298.7245 | 0 | 2277223.0914
6686 | 1211.3632 | 1408.804 | 1271.2803 | 1371.4151 | 1211.3632 | 352 | 451634.5384 | 436090.7394 | 197815.6048 | 0 | 1996326.4959
6687 | 1187.0499 | 169.4462 | 169.4462 | 164.9492 | 164.9492 | 689.6 | 120221.6745 | 59381.7253 | 26936.2104 | 1970932.9771 | 210507.8976
6688 | 1289.3338 | 294.1256 | 294.1256 | 286.3196 | 286.3196 | 1495.95 | 452503.2902 | 103075.0681 | 46755.9962 | 1934128.2019 | 140552.3263
6689 | 1473.5876 | 184.6446 | 184.6446 | 179.7442 | 179.7442 | 1673 | 317869.0302 | 64707.9123 | 29352.228 | 2494938.8703 | 57242.004
6690 | 1450.7679 | 1.0757 | 1.0757 | 1.0472 | 1.0472 | 1770.3 | 1956.3171 | 376.9743 | 170.9997 | 2795519.7644 | 234.294
6691 | 1377.5454 | 1445.6821 | 1445.6821 | 1407.3145 | 1377.5454 | 1880.55 | 2732405.3474 | 495916.339 | 224953.1615 | 0 | 164547.7503
6692 | 1000.6964 | 1050.1931 | 1050.1931 | 1022.3216 | 1000.6964 | 1729.4 | 1830479.5158 | 360250.6957 | 163413.7184 | 0 | 270788.3376
6693 | 1480.0672 | 1553.2751 | 1553.2751 | 1512.052 | 1480.0672 | 1530.45 | 2395262.3804 | 532824.2046 | 241694.9795 | 0 | 694965.4598
6694 | 1346.4339 | 1413.0323 | 1413.0323 | 1375.5312 | 1346.4339 | 1493.05 | 2128351.7157 | 484716.1921 | 219872.6505 | 0 | 682574.6489
6695 | 1285.8327 | 1349.4338 | 1349.4338 | 1313.6205 | 1285.8327 | 1446.55 | 1968929.3782 | 462899.768 | 209976.4781 | 0 | 711644.1017
6696 | 1184.8307 | 64.3037 | 64.3037 | 62.5971 | 62.5971 | 1412.8 | 93943.912 | 22534.9712 | 10222.1133 | 2164020.9751 | 0
6697 | 1309.9178 | 0 | 0 | 0 | 0 | 1110.65 | 0 | 0 | 0 | 1639859.8617 | 0
6698 | 1500.2676 | 0 | 0 | 0 | 0 | 1404.75 | 0 | 0 | 0 | 1878155.0369 | 0
6699 | 1316.9102 | 0 | 0 | 0 | 0 | 1406.4 | 0 | 0 | 0 | 1648613.5625 | 0
6700 | 1187.9385 | 0 | 0 | 0 | 0 | 1404.55 | 0 | 0 | 0 | 1487156.4231 | 0
6701 | 966.5111 | 0 | 0 | 0 | 0 | 1403.55 | 0 | 0 | 0 | 1209955.9121 | 0
6702 | 1231.447 | 0 | 0 | 0 | 0 | 1392.45 | 0 | 0 | 0 | 1541623.8916 | 0
6703 | 1040.3999 | 1091.861 | 1091.861 | 1062.8836 | 1040.3999 | 1125 | 1245565.6889 | 374543.9496 | 169897.2971 | 0 | 884687.125
6704 | 1049.4094 | 1101.3156 | 1101.3156 | 1072.0873 | 1049.4094 | 266.95 | 296564.6556 | 377787.3948 | 171368.5599 | 0 | 1818679.0127
6705 | 1392.0499 | 1460.9046 | 1460.9046 | 1422.1329 | 1392.0499 | 275.1 | 404420.536 | 501137.946 | 227321.7405 | 0 | 2401146.7863
6706 | 1491.899 | 1565.6924 | 1565.6924 | 1524.1397 | 1491.899 | 284.7 | 448220.9089 | 537083.6515 | 243627.1119 | 0 | 2559054.3547
6707 | 1479.7011 | 1552.891 | 1552.891 | 1511.6781 | 1479.7011 | 300.8 | 469124.3937 | 532692.3967 | 241635.19 | 0 | 2514307.9392
6708 | 1376.6976 | 1552.0546 | 1444.7922 | 1510.8639 | 1376.6976 | 295.55 | 429694.6584 | 495611.1187 | 224814.7102 | 0 | 2346512.1425
6709 | 1804.4341 | 1893.6862 | 1893.6862 | 1843.4288 | 1804.4341 | 283.35 | 539271.4929 | 649596.2648 | 294664.0835 | 0 | 3097581.6261
6710 | 1768.6143 | 1856.0955 | 1856.0955 | 1806.8357 | 1768.6143 | 285 | 533322.8217 | 636701.1502 | 288814.7162 | 0 | 3033173.01
6711 | 1995.8376 | 2094.5575 | 2094.5575 | 2038.9691 | 1995.8376 | 289.5 | 613523.5153 | 718501.5526 | 325920.2876 | 0 | 3413879.1885
6712 | 1636.7689 | 1717.728 | 1717.728 | 1672.1405 | 1636.7689 | 295.8 | 513819.4011 | 589236.7921 | 267284.356 | 0 | 2789381.5031
6713 | 1880.17 | 278.8863 | 278.8863 | 271.4848 | 271.4848 | 879.9 | 253691.108 | 97734.5377 | 44333.4722 | 3102053.364 | 296152.1998
6714 | 1605.2708 | 0 | 0 | 0 | 0 | 1638.15 | 0 | 0 | 0 | 3095469.4104 | 0
6715 | 1176.8108 | 1235.0193 | 1235.0193 | 1202.2425 | 1176.8108 | 1850.05 | 2298655.8007 | 423651.8812 | 192173.2005 | 0 | 176462.7766
6716 | 1179.3922 | 1237.7279 | 1237.7279 | 1204.8793 | 1179.3922 | 1662.4 | 2073592.0812 | 424581.1772 | 192594.7396 | 0 | 398162.7392
6717 | 1017.789 | 1068.1316 | 1068.1316 | 1039.784 | 1017.789 | 1447.05 | 1563985.2465 | 366404.0461 | 166204.9465 | 0 | 562786.4276
6718 | 1282.7249 | 1346.172 | 1346.172 | 1310.4454 | 1282.7249 | 1432.05 | 1951035.944 | 461780.9773 | 209468.9822 | 0 | 728523.628
6719 | 1643.2243 | 1724.5023 | 1724.5023 | 1678.735 | 1643.2243 | 1414.2 | 2475280.166 | 591560.7311 | 268338.5205 | 0 | 962600.6192
6720 | 1414.8044 | 0 | 0 | 0 | 0 | 861.25 | 0 | 0 | 0 | 2728190.0135 | 0
6721 | 1612.9237 | 0 | 0 | 0 | 0 | 850.1 | 0 | 0 | 0 | 2019186.8765 | 0
6722 | 1513.4756 | 0 | 0 | 0 | 0 | 275.1 | 0 | 0 | 0 | 1894689.8041 | 0
6723 | 1312.2486 | 0 | 0 | 0 | 0 | 271.45 | 0 | 0 | 0 | 1642777.7623 | 0
6724 | 926.8872 | 0 | 0 | 0 | 0 | 269.95 | 0 | 0 | 0 | 1160351.6103 | 0
6725 | 1116.4602 | 0 | 0 | 0 | 0 | 270.7 | 0 | 0 | 0 | 1397674.1526 | 0
6726 | 923.0026 | 0 | 0 | 0 | 0 | 276.55 | 0 | 0 | 0 | 1155488.4434 | 0
6727 | 974.5728 | 0 | 0 | 0 | 0 | 289.5 | 0 | 0 | 0 | 1879284.3269 | 0
6728 | 1109.3055 | 0 | 0 | 0 | 0 | 313.7 | 0 | 0 | 0 | 2139091.614 | 0
6729 | 1453.1366 | 0 | 0 | 0 | 0 | 907.9 | 0 | 0 | 0 | 2802106.5849 | 0
6730 | 1636.4299 | 0 | 0 | 0 | 0 | 809.5 | 0 | 0 | 0 | 3155554.013 | 0
6731 | 1700.6594 | 0 | 0 | 0 | 0 | 368.9 | 0 | 0 | 0 | 3279408.747 | 0
6732 | 1576.4513 | 0 | 0 | 0 | 0 | 360.8 | 0 | 0 | 0 | 3039896.211 | 0
6733 | 1782.2292 | 0 | 0 | 0 | 0 | 342.95 | 0 | 0 | 0 | 3436701.0357 | 0
6734 | 1708.3705 | 829.6139 | 829.6139 | 807.5964 | 807.5964 | 359.25 | 307217.3543 | 290734.7073 | 131880.4936 | 1736977.1283 | 1281077.911
6735 | 1688.8665 | 1477.3108 | 1477.3108 | 1438.1038 | 1438.1038 | 935.8 | 1425240.069 | 517717.362 | 234842.3478 | 483549.6757 | 1450689.7708
6736 | 1513.6533 | 1588.5224 | 1588.5224 | 1546.3639 | 1513.6533 | 1687.75 | 2702337.8249 | 544915.1884 | 247179.5841 | 0 | 472638.2432
6737 | 1543.6956 | 851.2276 | 851.2276 | 828.6365 | 828.6365 | 1898.7 | 1661177.9363 | 298309.1322 | 135316.3369 | 1378859.8645 | 81749.6065
6738 | 1589.396 | 33.8672 | 33.8672 | 32.9684 | 32.9684 | 1908.65 | 66329.0127 | 11868.6217 | 5383.7387 | 3001284.3199 | 2932.9745
6739 | 1404.3944 | 1473.8591 | 1473.8591 | 1434.7437 | 1404.3944 | 1910.95 | 2826579.416 | 505581.9937 | 229337.6099 | 0 | 125061.2857
6740 | 1464.5285 | 1536.9675 | 1536.9675 | 1496.1772 | 1464.5285 | 1863.8 | 2879651.4579 | 527230.2496 | 239157.4993 | 0 | 199468.7136
6741 | 1266.4092 | 1329.049 | 1329.049 | 1293.7768 | 1266.4092 | 1812.45 | 2422098.7474 | 455907.3246 | 206804.6281 | 0 | 237515.0079
6742 | 1237.6625 | 1298.8812 | 1298.8812 | 1264.4096 | 1237.6625 | 1837.7 | 2397307.3801 | 445558.5079 | 202110.2898 | 0 | 200872.6273
6743 | 1469.1901 | 1541.8601 | 1541.8601 | 1500.94 | 1469.1901 | 1621.2 | 2517836.3131 | 528908.436 | 239918.7433 | 0 | 556529.172
6744 | 1402.3734 | 0 | 0 | 0 | 0 | 1474.55 | 0 | 0 | 0 | 2704219.098 | 0
6745 | 1487.8366 | 0 | 0 | 0 | 0 | 1296.6 | 0 | 0 | 0 | 1862592.9028 | 0
6746 | 1173.9536 | 0 | 0 | 0 | 0 | 1184.1 | 0 | 0 | 0 | 1469649.0215 | 0
6747 | 1220.5699 | 0 | 0 | 0 | 0 | 1180.45 | 0 | 0 | 0 | 1528007.0239 | 0
6748 | 1091.5981 | 0 | 0 | 0 | 0 | 818.95 | 0 | 0 | 0 | 1366549.8845 | 0
6749 | 1039.5433 | 0 | 0 | 0 | 0 | 991.8 | 0 | 0 | 0 | 1301383.4489 | 0
6750 | 1033.3278 | 0 | 0 | 0 | 0 | 1005.55 | 0 | 0 | 0 | 1293602.3825 | 0
6751 | 1125.2328 | 0 | 0 | 0 | 0 | 1198.5 | 0 | 0 | 0 | 2169804.3522 | 0
6752 | 1299.0474 | 0 | 0 | 0 | 0 | 1222.7 | 0 | 0 | 0 | 2504973.9575 | 0
6753 | 1556.2421 | 776.848 | 776.848 | 756.2309 | 756.2309 | 1527.25 | 1216246.3306 | 272243.1071 | 123492.4983 | 1542674.5628 | 294130.3947
6754 | 1612.0778 | 778.9291 | 778.9291 | 758.2567 | 758.2567 | 1514.75 | 1212185.1755 | 272972.4144 | 123823.3202 | 1646436.8212 | 358339.1707
6755 | 0 | 69.847 | 0 | 67.9933 | 0 | 1277.9 | 0 | 0 | 0 | 0 | 0
6756 | 1493.2053 | 1567.063 | 1567.063 | 1525.474 | 1493.2053 | 1089.8 | 1716628.3473 | 537553.8932 | 243840.4188 | 0 | 1359115.191
6757 | 1246.7915 | 1308.4617 | 1308.4617 | 1273.7358 | 1246.7915 | 891.95 | 1172483.0854 | 448844.9566 | 203601.0595 | 0 | 1381507.3725
6758 | 1561.9623 | 1639.2209 | 1639.2209 | 1595.7168 | 1561.9623 | 1386.1 | 2286008.323 | 562306.4446 | 255068.4511 | 0 | 958888.4718
6759 | 1551.8563 | 1446.0589 | 1446.0589 | 1407.6812 | 1407.6812 | 1725.8 | 2562827.9442 | 506765.2476 | 229874.347 | 278015.1131 | 375910.377
6760 | 1685.1478 | 1472.8821 | 1472.8821 | 1433.7926 | 1433.7926 | 1891.25 | 2862926.3134 | 516165.3313 | 234138.3294 | 484692.3504 | 151854.6938
6761 | 1491.6931 | 704.6932 | 704.6932 | 685.991 | 685.991 | 1899.95 | 1376029.0397 | 246956.7752 | 112022.3372 | 1553648.2519 | 66841.8042
6762 | 1361.0005 | 19.4004 | 19.4004 | 18.8855 | 18.8855 | 1908.65 | 37978.714 | 6798.7772 | 3084.0009 | 2588021.818 | 1680.1092
6763 | 1278.8742 | 1342.1306 | 1342.1306 | 1306.5112 | 1278.8742 | 1910.95 | 2574799.0069 | 460394.7253 | 208840.1629 | 0 | 113883.7297
6764 | 1114.9063 | 1170.0523 | 1170.0523 | 1138.9997 | 1114.9063 | 1862.8 | 2191991.0765 | 401366.2644 | 182064.1972 | 0 | 152965.1032
6765 | 1342.5492 | 1408.9551 | 1408.9551 | 1371.5622 | 1342.5492 | 1845.95 | 2614702.5897 | 483317.7037 | 219238.2806 | 0 | 206819.6735
6766 | 1593.5002 | 1672.3188 | 1672.3188 | 1627.9364 | 1593.5002 | 1837.7 | 3089284.3126 | 573660.0752 | 260218.5841 | 0 | 258625.05
6767 | 1337.8875 | 1404.0636 | 1404.0636 | 1366.8005 | 1337.8875 | 1759.2 | 2482508.5351 | 481639.5173 | 218477.0366 | 0 | 322163.3216
6768 | 1203.4772 | 0 | 0 | 0 | 0 | 1576.7 | 0 | 0 | 0 | 2320684.4214 | 0
6769 | 923.0026 | 0 | 0 | 0 | 0 | 1466.1 | 0 | 0 | 0 | 1155488.4434 | 0
6770 | 1208.9158 | 0 | 0 | 0 | 0 | 1198.1 | 0 | 0 | 0 | 1513417.523 | 0
6771 | 935.4336 | 0 | 0 | 0 | 0 | 1180.45 | 0 | 0 | 0 | 1171050.5774 | 0
6772 | 835.9855 | 0 | 0 | 0 | 0 | 1178.95 | 0 | 0 | 0 | 1046553.506 | 0
6773 | 948.6415 | 0 | 0 | 0 | 0 | 1179.7 | 0 | 0 | 0 | 1187585.3447 | 0
6774 | 1023.2276 | 0 | 0 | 0 | 0 | 1290.05 | 0 | 0 | 0 | 1280958.1479 | 0
6775 | 855.543 | 8.2614 | 8.2614 | 8.0421 | 8.0421 | 1434.2 | 12157.7309 | 2895.1625 | 1313.2779 | 1634249.4315 | 0
6776 | 734.4698 | 551.0928 | 551.0928 | 536.4671 | 536.4671 | 1222.7 | 688574.3062 | 193128.157 | 87605.0779 | 381811.7089 | 315610.2282
6777 | 1354.9452 | 1421.9642 | 1421.9642 | 1384.2261 | 1354.9452 | 1358.9 | 1941086.9575 | 487780.281 | 221262.5552 | 0 | 868655.2395
6778 | 1584.1702 | 1662.5273 | 1662.5273 | 1618.4048 | 1584.1702 | 1091.9 | 1825362.3743 | 570301.2551 | 258694.986 | 0 | 1438584.777
6779 | 1585.9435 | 1664.388 | 1664.388 | 1620.2161 | 1585.9435 | 368.9 | 617389.7827 | 570939.665 | 258984.5758 | 0 | 2586832.4657
6780 | 1196.4829 | 1255.6632 | 1255.6632 | 1222.3386 | 1196.4829 | 909.8 | 1146992.6378 | 430733.8282 | 195385.6504 | 0 | 1304405.6096
6781 | 1424.9425 | 1495.4235 | 1495.4235 | 1455.7358 | 1424.9425 | 617.45 | 924098.7153 | 512979.3 | 232693.1102 | 0 | 1970053.5621
6782 | 1249.168 | 1310.9552 | 1310.9552 | 1276.1632 | 1249.168 | 813.75 | 1071451.1046 | 449700.4818 | 203989.1352 | 0 | 1481825.54
6783 | 1398.008 | 1467.1573 | 1467.1573 | 1428.2197 | 1398.008 | 1498.3 | 2206517.631 | 503282.8782 | 228294.7056 | 0 | 701380.6111
6784 | 1407.3079 | 1476.9173 | 1476.9173 | 1437.7207 | 1407.3079 | 1687.75 | 2504402.0956 | 506630.8602 | 229813.3874 | 0 | 439431.9058
6785 | 1093.0432 | 650.0771 | 650.0771 | 632.8244 | 632.8244 | 1827.45 | 1219218.28 | 227816.7793 | 103340.2224 | 887447.3954 | 106343.4278
6786 | 1275.5441 | 16.1544 | 16.1544 | 15.7257 | 15.7257 | 1902.65 | 31536.4449 | 5661.2344 | 2567.9988 | 2429328.0454 | 1491.0126
6787 | 1074.0238 | 1127.1481 | 1127.1481 | 1097.2342 | 1074.0238 | 1910.95 | 2163268.6127 | 386648.5691 | 175388.087 | 0 | 95641.8197
6788 | 1001.4733 | 1051.0086 | 1051.0086 | 1023.1154 | 1001.4733 | 1827.8 | 1931525.3357 | 360530.3934 | 163540.5923 | 0 | 172453.6506
6789 | 1020.8968 | 1071.3933 | 1071.3933 | 1042.9591 | 1020.8968 | 1801.45 | 1937428.7337 | 367522.8372 | 166712.4425 | 0 | 202699.0537
6790 | 1296.7098 | 1360.8488 | 1360.8488 | 1324.7326 | 1296.7098 | 1799.7 | 2457842.6971 | 466815.5366 | 211752.7143 | 0 | 259730.9777
6791 | 1046.5357 | 1098.3005 | 1098.3005 | 1069.1522 | 1046.5357 | 1729.2 | 1910633.8761 | 376752.8628 | 170899.2847 | 0 | 283401.8757
6792 | 1089.2673 | 0 | 0 | 0 | 0 | 1706.7 | 0 | 0 | 0 | 2100451.6207 | 0
6793 | 1177.0613 | 0 | 0 | 0 | 0 | 1582.1 | 0 | 0 | 0 | 1473539.5553 | 0
6794 | 1226.0084 | 0 | 0 | 0 | 0 | 1419.8 | 0 | 0 | 0 | 1534815.4571 | 0
6795 | 1172.3997 | 0 | 0 | 0 | 0 | 1416.15 | 0 | 0 | 0 | 1467703.7552 | 0
6796 | 942.426 | 0 | 0 | 0 | 0 | 1414.65 | 0 | 0 | 0 | 1179804.2777 | 0
6797 | 939.3183 | 0 | 0 | 0 | 0 | 1415.4 | 0 | 0 | 0 | 1175913.7442 | 0
6798 | 1045.7588 | 0 | 0 | 0 | 0 | 1421.25 | 0 | 0 | 0 | 1309164.5153 | 0
6799 | 671.3979 | 272.7344 | 272.7344 | 265.4961 | 265.4961 | 1434.2 | 400904.1727 | 95578.6125 | 43355.5206 | 782706.8992 | 146296.6428
6800 | 872.0645 | 793.8892 | 793.8892 | 772.8198 | 772.8198 | 1458.4 | 1183860.057 | 278215.1154 | 126201.4676 | 191375.3057 | 407633.0736
6801 | 485.7777 | 509.8059 | 509.8059 | 496.2759 | 485.7777 | 1495.1 | 765571.7852 | 174879.9663 | 79327.4958 | 0 | 245269.1527
6802 | 364.5171 | 382.547 | 382.547 | 372.3944 | 364.5171 | 1389.75 | 535973.0448 | 131226.1407 | 59525.6355 | 0 | 222446.4992
6803 | 364.7608 | 845.6854 | 382.802 | 823.2414 | 364.7608 | 368.9 | 142403.8276 | 131313.8959 | 59565.4422 | 0 | 594961.3766
6804 | 378.6719 | 397.4021 | 397.4021 | 386.8553 | 378.6719 | 909.8 | 363343.9087 | 136321.884 | 61837.1213 | 0 | 412828.1054
6805 | 728.4592 | 764.4906 | 764.4906 | 744.2014 | 728.4592 | 891.95 | 682944.0576 | 262245.3051 | 118957.3842 | 0 | 807168.9949
6806 | 1278.5809 | 1341.8231 | 1341.8231 | 1306.2118 | 1278.5809 | 1088.25 | 1467024.8375 | 460289.1395 | 208792.268 | 0 | 1165746.1748
6807 | 1456.5445 | 226.7669 | 226.7669 | 220.7486 | 220.7486 | 1548.15 | 361916.9275 | 79469.4898 | 36048.2436 | 2383004.9626 | 97141.4241
6808 | 1463.702 | 222.5354 | 222.5354 | 216.6294 | 216.6294 | 1693.65 | 388440.7361 | 77986.6017 | 35375.5891 | 2404749.9586 | 64631.8849
6809 | 1357.0867 | 29.2905 | 29.2905 | 28.5132 | 28.5132 | 1863.95 | 56137.9976 | 10264.734 | 4656.1974 | 2561909.5584 | 3777.9725
6810 | 968.9779 | 0 | 0 | 0 | 0 | 1908.65 | 0 | 0 | 0 | 1868495.5416 | 0
6811 | 859.4179 | 901.9271 | 901.9271 | 877.9905 | 859.4179 | 1910.95 | 1733239.5171 | 309390.4578 | 140342.9493 | 0 | 76531.1674
6812 | 666.613 | 699.5855 | 699.5855 | 681.0189 | 666.613 | 1818.3 | 1280060.2713 | 239980.6653 | 108857.8962 | 0 | 121123.5747
6813 | 1020.8968 | 1071.3933 | 1071.3933 | 1042.9591 | 1020.8968 | 1797.45 | 1932288.9987 | 367522.8372 | 166712.4425 | 0 | 206782.6408
6814 | 1041.8741 | 1093.4079 | 1093.4079 | 1064.3895 | 1041.8741 | 1789.7 | 1963264.1826 | 375074.6764 | 170138.0407 | 0 | 219106.1022
6815 | 1133.5528 | 1189.6216 | 1189.6216 | 1158.0497 | 1133.5528 | 1725.1 | 2064620.7567 | 408079.0102 | 185109.1732 | 0 | 311613.6664
6816 | 1121.8987 | 0 | 0 | 0 | 0 | 1696.7 | 0 | 0 | 0 | 2163375.2772 | 0
6817 | 916.0101 | 0 | 0 | 0 | 0 | 1587.1 | 0 | 0 | 0 | 1766356.9615 | 0
6818 | 1391.4963 | 0 | 0 | 0 | 0 | 1478.6 | 0 | 0 | 0 | 2683244.5445 | 0
6819 | 1013.9043 | 0 | 0 | 0 | 0 | 1427.3 | 0 | 0 | 0 | 1955127.9343 | 0
6820 | 1124.2295 | 0 | 0 | 0 | 0 | 1414.65 | 0 | 0 | 0 | 2167869.8251 | 0
6821 | 933.1028 | 0 | 0 | 0 | 0 | 1429.7 | 0 | 0 | 0 | 1799316.9727 | 0
6822 | 828.2161 | 0 | 0 | 0 | 0 | 1444.05 | 0 | 0 | 0 | 1597062.3586 | 0
6823 | 1121.5161 | 1170.8803 | 1170.8803 | 1139.8058 | 1121.5161 | 1445.35 | 1713961.5236 | 403745.7928 | 183143.5777 | 0 | 597139.5179
6824 | 241.5452 | 253.4925 | 253.4925 | 246.7649 | 241.5452 | 1458.4 | 372336.2643 | 86956.2809 | 39444.3352 | 0 | 130820.772
6825 | 286.4047 | 300.5714 | 300.5714 | 292.5944 | 286.4047 | 1538.4 | 467345.5969 | 103105.679 | 46769.8816 | 0 | 132204.3929
6826 | 227.0213 | 238.2501 | 238.2501 | 231.927 | 227.0213 | 1518.75 | 366618.6424 | 81727.6811 | 37072.5843 | 0 | 109253.8562
6827 | 226.7086 | 875.849 | 237.9216 | 852.6045 | 226.7086 | 1382.9 | 334216.9634 | 81615.1028 | 37021.5175 | 0 | 139901.8887
6828 | 265.6099 | 915.44 | 278.7478 | 891.1447 | 265.6099 | 1269.8 | 358151.9125 | 95619.5689 | 43374.0989 | 0 | 193948.3589
6829 | 180.5099 | 826.2672 | 189.4375 | 804.3385 | 180.5099 | 1251.95 | 239055.9344 | 64983.5756 | 29477.2719 | 0 | 135030.4549
6830 | 244.417 | 692.9445 | 256.5065 | 674.5541 | 244.417 | 1490.6 | 384987.2939 | 87990.1136 | 39913.2932 | 0 | 124506.0108
6831 | 281.7887 | 295.727 | 295.727 | 287.8786 | 281.7887 | 1569.8 | 468645.793 | 101443.9248 | 46016.0914 | 0 | 121225.4901
6832 | 244.5879 | 256.686 | 256.686 | 249.8737 | 244.5879 | 1808.65 | 467995.3299 | 88051.6471 | 39941.2055 | 0 | 46801.8963
6833 | 259.577 | 272.4164 | 272.4164 | 265.1866 | 259.577 | 1898.95 | 520783.6595 | 93447.7159 | 42388.9222 | 0 | 26230.2547
6834 | 261.3999 | 274.3296 | 274.3296 | 267.049 | 261.3999 | 1908.65 | 527242.9836 | 94103.9567 | 42686.6004 | 0 | 23878.879
6835 | 181.0159 | 189.9695 | 189.9695 | 184.9279 | 181.0159 | 1910.95 | 365482.5709 | 65165.7288 | 29559.8986 | 0 | 16119.4671
6836 | 341.8528 | 358.762 | 358.762 | 349.2406 | 341.8528 | 1862.8 | 672448.1767 | 123067.0079 | 55824.5622 | 0 | 46902.2041
6837 | 203.5578 | 213.6265 | 213.6265 | 207.957 | 203.5578 | 1845.45 | 395845.1775 | 73280.8092 | 33240.9893 | 0 | 31459.8585
6838 | 261.8282 | 274.7787 | 274.7787 | 267.4862 | 261.8282 | 1837.7 | 507321.1278 | 94258.1401 | 42756.5397 | 0 | 42494.6844
6839 | 280.4747 | 294.3481 | 294.3481 | 286.5362 | 280.4747 | 1739.2 | 516470.2663 | 100970.886 | 45801.5158 | 0 | 73147.7974
6840 | 239.297 | 251.1333 | 251.1333 | 244.4683 | 239.297 | 1702.6 | 431296.0996 | 86146.9055 | 39077.1935 | 0 | 71166.9158
6841 | 247.8433 | 260.102 | 260.102 | 253.199 | 247.8433 | 1626.85 | 426216.9452 | 89223.5807 | 40472.8076 | 0 | 92482.6155
6842 | 213.658 | 224.2261 | 224.2261 | 218.2753 | 213.658 | 1690.85 | 381717.9967 | 76916.8799 | 34890.3514 | 0 | 66052.3706
6843 | 278.9208 | 292.7172 | 292.7172 | 284.9486 | 278.9208 | 1581.15 | 466583.9747 | 100411.4905 | 45547.7678 | 0 | 116825.98
6844 | 284.3594 | 298.4242 | 298.4242 | 290.5042 | 284.3594 | 1674.95 | 504112.4141 | 102369.3747 | 46435.8858 | 0 | 92430.893
6845 | 227.6429 | 238.9028 | 238.9028 | 232.5625 | 227.6429 | 1675.35 | 403768.9254 | 81951.4393 | 37174.0834 | 0 | 73904.2633
6846 | 224.5351 | 235.6411 | 235.6411 | 229.3873 | 224.5351 | 1678.15 | 398427.4097 | 80832.6483 | 36666.5874 | 0 | 72266.5897
6847 | 211.1465 | 221.5899 | 221.5899 | 215.709 | 211.1465 | 1703 | 379636.3272 | 76012.757 | 34480.2311 | 0 | 62710.5245
6848 | 228.4266 | 239.7256 | 239.7256 | 233.3634 | 228.4266 | 1541.8 | 371989.9979 | 82233.5844 | 37302.0676 | 0 | 104664.7932
6849 | 798.5303 | 838.0275 | 838.0275 | 815.7867 | 798.5303 | 1534.9 | 1296963.6237 | 287470.8951 | 130399.9921 | 0 | 371396.303
6850 | 1189.1388 | 1247.957 | 1247.957 | 1214.8369 | 1189.1388 | 1493.05 | 1883395.4353 | 428089.9853 | 194186.3739 | 0 | 602833.939
6851 | 1149.785 | 1206.6565 | 1206.6565 | 1174.6325 | 1149.785 | 1500.8 | 1834690.086 | 413922.5953 | 187759.8884 | 0 | 573972.6655
6852 | 1049.2511 | 1524.5975 | 1101.1487 | 1484.1355 | 1049.2511 | 1431.2 | 1592334.902 | 377730.4064 | 171342.7094 | 0 | 596814.0422
6853 | 1004.3509 | 2769.34 | 1054.0289 | 2695.8432 | 1004.3509 | 1243.65 | 1316490.604 | 361566.324 | 164010.502 | 0 | 759640.8032
6854 | 1250.2042 | 2918.7562 | 1312.0425 | 2841.294 | 1250.2042 | 1496.7 | 1977422.3598 | 450073.5289 | 204158.3535 | 0 | 629227.7975
6855 | 903.8122 | 1967.5043 | 948.517 | 1915.2878 | 903.8122 | 1668.65 | 1598857.2625 | 325372.3869 | 147592.5299 | 0 | 299478.1678
6856 | 1265.9984 | 928.5594 | 928.5594 | 903.9159 | 903.9159 | 1827.1 | 1750361.2886 | 325409.7217 | 147609.4654 | 698209.5461 | 152207.328
6857 | 1338.141 | 16.3863 | 16.3863 | 15.9514 | 15.9514 | 1880.5 | 31756.9139 | 5742.5137 | 2604.868 | 2549599.3551 | 1856.4325
6858 | 1446.2015 | 0 | 0 | 0 | 0 | 1880.8 | 0 | 0 | 0 | 2788733.4338 | 0
6859 | 1536.9168 | 1612.9371 | 1612.9371 | 1570.1306 | 1536.9168 | 1882.05 | 3051580.1912 | 553290.0379 | 250978.5089 | 0 | 181279.3333
6860 | 1201.1464 | 1260.5579 | 1260.5579 | 1227.1034 | 1201.1464 | 1841.9 | 2330465.5437 | 432412.7141 | 196147.2117 | 0 | 189901.1826
6861 | 1445.882 | 1517.3992 | 1517.3992 | 1477.1283 | 1445.882 | 1824.45 | 2775946.7147 | 520517.5038 | 236112.5233 | 0 | 253824.5772
6862 | 1395.381 | 1464.4003 | 1464.4003 | 1425.5359 | 1395.381 | 1815.2 | 2666480.0636 | 502337.1503 | 227865.7129 | 0 | 257866.4038
6863 | 1485.5058 | 1558.9831 | 1558.9831 | 1517.6086 | 1485.5058 | 1808.85 | 2832992.6388 | 534782.0887 | 242583.0975 | 0 | 283954.4341
6864 | 1257.086 | 0 | 0 | 0 | 0 | 1713.2 | 0 | 0 | 0 | 2424059.0028 | 0
6865 | 1266.4092 | 0 | 0 | 0 | 0 | 1463 | 0 | 0 | 0 | 1585392.3931 | 0
6866 | 1198.8156 | 0 | 0 | 0 | 0 | 1477.9 | 0 | 0 | 0 | 1500773.2896 | 0
6867 | 1652.5475 | 0 | 0 | 0 | 0 | 1470.7 | 0 | 0 | 0 | 2068791.1781 | 0
6868 | 1262.5245 | 0 | 0 | 0 | 0 | 1468.85 | 0 | 0 | 0 | 1580529.2261 | 0
6869 | 1325.4565 | 0 | 0 | 0 | 0 | 1467.85 | 0 | 0 | 0 | 1659312.5295 | 0
6870 | 1463.7515 | 0 | 0 | 0 | 0 | 1474.45 | 0 | 0 | 0 | 1832441.2691 | 0
6871 | 1647.1089 | 0 | 0 | 0 | 0 | 1468.5 | 0 | 0 | 0 | 3176146.5305 | 0
6872 | 1347.642 | 0 | 0 | 0 | 0 | 1287.95 | 0 | 0 | 0 | 2598679.6424 | 0
6873 | 1537.3752 | 0 | 0 | 0 | 0 | 619.7 | 0 | 0 | 0 | 2964545.1306 | 0
6874 | 2055.2559 | 1503.3921 | 1503.3921 | 1463.4928 | 1463.4928 | 284.7 | 440699.5449 | 526857.4254 | 238988.3821 | 1141106.23 | 2305251.7055
6875 | 1950.1673 | 2046.6286 | 2046.6286 | 1992.3122 | 1950.1673 | 300.8 | 622546.4631 | 702060.2197 | 318462.3163 | 0 | 3313723.7664
6876 | 1632.9415 | 1713.7107 | 1713.7107 | 1668.2297 | 1632.9415 | 295.55 | 512489.6154 | 587858.9314 | 266659.343 | 0 | 2783266.2875
6877 | 1578.9248 | 1657.0218 | 1657.0218 | 1613.0454 | 1578.9248 | 283.35 | 474571.7624 | 568412.9456 | 257838.4278 | 0 | 2710461.342
6878 | 1500.0918 | 1574.2906 | 1574.2906 | 1532.5098 | 1500.0918 | 285 | 451624.2144 | 540033.0642 | 244964.9983 | 0 | 2572657.5142
6879 | 1560.4337 | 1637.6173 | 1637.6173 | 1594.1558 | 1560.4337 | 1088.6 | 1795958.589 | 561756.1392 | 254818.8265 | 0 | 1422179.2924
6880 | 1354.9627 | 1061.6554 | 1061.6554 | 1033.4796 | 1033.4796 | 1204.8 | 1310457.6361 | 372052.6584 | 168767.2198 | 619921.0042 | 800369.5952
6881 | 1401.9869 | 580.6257 | 580.6257 | 565.2162 | 565.2162 | 1584.75 | 942934.3507 | 203477.8481 | 92299.8128 | 1613558.2234 | 228579.3455
6882 | 1511.5332 | 0 | 0 | 0 | 0 | 1797.65 | 0 | 0 | 0 | 2914713.7139 | 0
6883 | 1511.2516 | 1586.0026 | 1586.0026 | 1543.911 | 1511.2516 | 1851.05 | 2942136.3414 | 544050.5728 | 246787.3848 | 0 | 225100.9245
6884 | 1042.651 | 1094.2233 | 1094.2233 | 1065.1832 | 1042.651 | 1816.4 | 1993815.7296 | 375354.374 | 170264.9147 | 0 | 191430.7236
6885 | 1417.1352 | 1487.2303 | 1487.2303 | 1447.76 | 1417.1352 | 1724.2 | 2568489.2979 | 510168.6871 | 231418.185 | 0 | 390845.833
6886 | 1734.126 | 1819.9006 | 1819.9006 | 1771.6014 | 1734.126 | 1716.35 | 3127073.3252 | 624285.3672 | 283182.7791 | 0 | 491884.8399
6887 | 1786.9578 | 1875.3458 | 1875.3458 | 1825.5751 | 1786.9578 | 1679.75 | 3153820.551 | 643304.8138 | 291810.2114 | 0 | 572273.2406
6888 | 1498.7138 | 0 | 0 | 0 | 0 | 1493.6 | 0 | 0 | 0 | 2889993.7055 | 0
6889 | 1306.0331 | 0 | 0 | 0 | 0 | 1584.95 | 0 | 0 | 0 | 1634996.6947 | 0
6890 | 1539.8915 | 0 | 0 | 0 | 0 | 1419.8 | 0 | 0 | 0 | 1927759.3397 | 0
6891 | 1354.9802 | 0 | 0 | 0 | 0 | 1416.15 | 0 | 0 | 0 | 1696272.5965 | 0
6892 | 1587.2847 | 0 | 0 | 0 | 0 | 1401.8 | 0 | 0 | 0 | 1987089.9752 | 0
6893 | 1386.8347 | 0 | 0 | 0 | 0 | 1415.4 | 0 | 0 | 0 | 1736150.5654 | 0
6894 | 1682.8481 | 0 | 0 | 0 | 0 | 1432.4 | 0 | 0 | 0 | 2106723.8794 | 0
6895 | 1314.5969 | 0 | 0 | 0 | 0 | 1457.5 | 0 | 0 | 0 | 2534958.203 | 0
6896 | 1491.5815 | 0 | 0 | 0 | 0 | 1481.7 | 0 | 0 | 0 | 2876240.3908 | 0
6897 | 1238.8415 | 3.0256 | 3.0256 | 2.9453 | 2.9453 | 1749.4 | 5444.0209 | 1060.3091 | 480.968 | 2383198.4608 | 0
6898 | 1931.0148 | 2026.5272 | 2026.5272 | 1972.7442 | 1931.0148 | 1640.9 | 3351483.8892 | 695165.3208 | 315334.7136 | 0 | 665717.8941
6899 | 1849.8422 | 1941.3412 | 1941.3412 | 1889.8191 | 1849.8422 | 1513.6 | 2958172.7672 | 665943.1996 | 302079.2347 | 0 | 899763.1488
6900 | 1624.0727 | 1784.5809 | 1704.403 | 1737.2191 | 1624.0727 | 1457.65 | 2495005.8004 | 584666.1814 | 265211.0762 | 0 | 880815.8429
6901 | 1805.6859 | 1895.0001 | 1895.0001 | 1844.7078 | 1805.6859 | 788.15 | 1498913.0854 | 650046.928 | 294868.5093 | 0 | 2188220.4712
6902 | 1579.4376 | 1657.5613 | 1657.5613 | 1613.5705 | 1579.4376 | 1456.1 | 2426435.7983 | 568597.5461 | 257922.1647 | 0 | 859055.7843
6903 | 1451.8731 | 1523.6866 | 1523.6866 | 1483.2488 | 1451.8731 | 1785.8 | 2734229.5326 | 522674.3228 | 237090.8803 | 0 | 310991.1966
6904 | 1128.7455 | 660.4426 | 660.4426 | 642.9148 | 642.9148 | 1891.75 | 1281101.9708 | 231449.3403 | 104987.9924 | 936835.0482 | 67778.789
6905 | 1228.0848 | 103.6922 | 103.6922 | 100.9402 | 100.9402 | 1899.95 | 201571.2511 | 36338.4824 | 16483.5394 | 2173490.9434 | 9835.4152
6906 | 1434.2978 | 0 | 0 | 0 | 0 | 1908.65 | 0 | 0 | 0 | 2765779.4081 | 0
6907 | 1492.2516 | 1566.0628 | 1566.0628 | 1524.5004 | 1492.2516 | 1910.95 | 3003819.6503 | 537210.5645 | 243684.6811 | 0 | 132885.0021
6908 | 1240.7703 | 1302.1418 | 1302.1418 | 1267.5837 | 1240.7703 | 1863.8 | 2434601.5886 | 446677.299 | 202617.7859 | 0 | 168992.874
6909 | 1418.6891 | 1488.8612 | 1488.8612 | 1449.3476 | 1418.6891 | 1847.45 | 2759532.7643 | 510728.0825 | 231671.933 | 0 | 216421.0069
6910 | 1613.7006 | 1693.519 | 1693.519 | 1648.5739 | 1613.7006 | 1839.7 | 3126991.6498 | 580932.2167 | 263517.3083 | 0 | 258676.2065
6911 | 1366.6343 | 1434.2314 | 1434.2314 | 1396.1677 | 1366.6343 | 1821.7 | 2623378.0223 | 491988.3336 | 223171.3747 | 0 | 243670.8422
6912 | 1386.8347 | 0 | 0 | 0 | 0 | 1805.7 | 0 | 0 | 0 | 2674255.4507 | 0
6913 | 1509.5909 | 0 | 0 | 0 | 0 | 1719.6 | 0 | 0 | 0 | 1889826.6371 | 0
6914 | 1275.7325 | 0 | 0 | 0 | 0 | 1690 | 0 | 0 | 0 | 1597063.9933 | 0
6915 | 1501.8215 | 0 | 0 | 0 | 0 | 1682.25 | 0 | 0 | 0 | 1880100.3044 | 0
6916 | 1306.0331 | 0 | 0 | 0 | 0 | 1668.95 | 0 | 0 | 0 | 1634996.6947 | 0
6917 | 1323.1257 | 0 | 0 | 0 | 0 | 1669.7 | 0 | 0 | 0 | 1656394.6289 | 0
6918 | 1096.2598 | 0 | 0 | 0 | 0 | 1675.55 | 0 | 0 | 0 | 1372385.6846 | 0
6919 | 1443.5696 | 0 | 0 | 0 | 0 | 1688.5 | 0 | 0 | 0 | 2783658.3414 | 0
6920 | 1285.1606 | 0 | 0 | 0 | 0 | 1507.2 | 0 | 0 | 0 | 2478195.8208 | 0
6921 | 1191.5872 | 0 | 0 | 0 | 0 | 1759.4 | 0 | 0 | 0 | 2297756.6149 | 0
6922 | 1744.2447 | 412.2279 | 412.2279 | 401.2876 | 401.2876 | 1839.4 | 778999.3553 | 144463.5348 | 65530.2645 | 2589645.6079 | 49522.7766
6923 | 1620.4415 | 1700.5934 | 1700.5934 | 1655.4606 | 1620.4415 | 1787.9 | 3056925.7573 | 583358.9443 | 264618.0989 | 0 | 343695.6447
6924 | 1876.2766 | 1969.0817 | 1969.0817 | 1916.8233 | 1876.2766 | 1705.45 | 3377890.0395 | 675459.5659 | 306395.9642 | 0 | 552657.0958
6925 | 1620.8484 | 1701.0195 | 1701.0195 | 1655.8754 | 1620.8484 | 1498.8 | 2561251.7391 | 583505.4359 | 264684.5491 | 0 | 812369.2346
6926 | 1712.8476 | 1797.5701 | 1797.5701 | 1749.8636 | 1712.8476 | 1673.25 | 3030608.0573 | 616625.145 | 279708.0172 | 0 | 559672.9615
6927 | 1534.4519 | 1610.3501 | 1610.3501 | 1567.6123 | 1534.4519 | 1879.8 | 3045168.9717 | 552402.697 | 250576.0011 | 0 | 184441.1227
6928 | 1664.7066 | 302.2568 | 302.2568 | 294.2351 | 294.2351 | 1892.75 | 587253.7971 | 105924.6259 | 48048.5872 | 2642702.1616 | 30732.9165
6929 | 1575.5306 | 68.5478 | 68.5478 | 66.7285 | 66.7285 | 1899.95 | 133696.5488 | 24022.2727 | 10896.7698 | 2909447.1621 | 6501.9493
6930 | 1789.0993 | 0 | 0 | 0 | 0 | 1908.65 | 0 | 0 | 0 | 3449948.7132 | 0
6931 | 1655.2046 | 1581.6421 | 1581.6421 | 1539.6662 | 1539.6662 | 1910.95 | 3103424.0858 | 554279.8223 | 251427.4861 | 413014.8917 | 126070.5784
6932 | 1494.8291 | 1568.7673 | 1568.7673 | 1527.1331 | 1494.8291 | 1863.8 | 2937389.6647 | 538138.4616 | 244105.5855 | 0 | 203595.7098
6933 | 1709.264 | 1793.8088 | 1793.8088 | 1746.2021 | 1709.264 | 1847.45 | 3327465.4574 | 615335.0393 | 279122.8109 | 0 | 260748.2229
6934 | 1697.6099 | 1781.5784 | 1781.5784 | 1734.2963 | 1697.6099 | 1839.7 | 3289854.5064 | 611139.573 | 277219.7008 | 0 | 272126.871
6935 | 1894.9522 | 1888.3791 | 1888.3791 | 1838.2625 | 1838.2625 | 1821.7 | 3527118.6819 | 661774.5002 | 300188.2663 | 202648.5244 | 320227.3349
6936 | 1490.1674 | 0 | 0 | 0 | 0 | 1775.7 | 0 | 0 | 0 | 2873513.6999 | 0
6937 | 1436.5587 | 0 | 0 | 0 | 0 | 1597.1 | 0 | 0 | 0 | 1798399.1003 | 0
6938 | 1714.7026 | 0 | 0 | 0 | 0 | 1674.1 | 0 | 0 | 0 | 2146601.8471 | 0
6939 | 1420.243 | 0 | 0 | 0 | 0 | 1580.45 | 0 | 0 | 0 | 1777973.8006 | 0
6940 | 1859.99 | 0 | 0 | 0 | 0 | 1501.3 | 0 | 0 | 0 | 2328484.2875 | 0
6941 | 1577.9614 | 0 | 0 | 0 | 0 | 1524.4 | 0 | 0 | 0 | 1975418.3738 | 0
6942 | 1522.7988 | 0 | 0 | 0 | 0 | 1675.55 | 0 | 0 | 0 | 1906361.4056 | 0
6943 | 1380.6823 | 0 | 0 | 0 | 0 | 1788.5 | 0 | 0 | 0 | 2662391.7199 | 0
6944 | 1445.3682 | 540.8679 | 540.8679 | 526.5136 | 526.5136 | 1816.7 | 1007456.2919 | 189544.8785 | 85979.6629 | 1771842.1284 | 94303.4508
6945 | 1443.6317 | 1515.0379 | 1515.0379 | 1474.8297 | 1443.6317 | 1769.4 | 2697520.6369 | 519707.4289 | 235745.0643 | 0 | 332901.3086
6946 | 1751.3527 | 1837.9797 | 1837.9797 | 1789.2007 | 1751.3527 | 1524.75 | 2825522.2896 | 630486.9655 | 285995.893 | 0 | 832330.038
6947 | 1975.004 | 2072.693 | 2072.693 | 2017.6849 | 1975.004 | 1477.9 | 3090227.2964 | 711001.4576 | 322518.1612 | 0 | 1031149.5884
6948 | 1647.8616 | 1729.3697 | 1729.3697 | 1683.4732 | 1647.8616 | 1492.65 | 2601632.2802 | 593230.1767 | 269095.7996 | 0 | 836042.5838
6949 | 1546.6392 | 1623.1399 | 1623.1399 | 1580.0627 | 1546.6392 | 1464.8 | 2396418.451 | 556790.1059 | 252566.1786 | 0 | 827761.2907
6950 | 1415.4066 | 1485.4169 | 1485.4169 | 1445.9947 | 1415.4066 | 1531.1 | 2294686.7557 | 509546.3598 | 231135.8904 | 0 | 663683.8734
6951 | 1594.654 | 1673.5299 | 1673.5299 | 1629.1153 | 1594.654 | 1858.8 | 3137632.1969 | 574075.4263 | 260406.992 | 0 | 225165.1394
6952 | 1899.5274 | 821.5089 | 821.5089 | 799.7065 | 799.7065 | 1892.25 | 1598899.3898 | 287894.344 | 130592.0733 | 2120802.252 | 83919.0403
6953 | 1653.7527 | 227.9968 | 227.9968 | 221.9459 | 221.9459 | 1899.95 | 445116.1751 | 79900.5278 | 36243.7672 | 2760976.0106 | 21626.1077
6954 | 1424.522 | 0 | 0 | 0 | 0 | 1908.65 | 0 | 0 | 0 | 2746928.5302 | 0
6955 | 1615.5546 | 1695.4647 | 1695.4647 | 1650.468 | 1615.5546 | 1910.95 | 3256153.0891 | 581599.6452 | 263820.0613 | 0 | 143865.1345
6956 | 1257.086 | 1319.2649 | 1319.2649 | 1284.2523 | 1257.086 | 1863.8 | 2466400.2816 | 452550.9517 | 205282.14 | 0 | 171215.1101
6957 | 1328.5643 | 1394.2784 | 1394.2784 | 1357.275 | 1328.5643 | 1847.45 | 2581630.7575 | 478283.144 | 216954.5484 | 0 | 202672.4382
6958 | 1113.3524 | 1168.4214 | 1168.4214 | 1137.4121 | 1113.3524 | 1839.7 | 2151721.3661 | 400806.8687 | 181810.449 | 0 | 178470.3256
6959 | 1417.1352 | 1487.2303 | 1487.2303 | 1447.76 | 1417.1352 | 1776.7 | 2650148.0333 | 510168.6871 | 231418.185 | 0 | 316446.2455
6960 | 1232.224 | 0 | 0 | 0 | 0 | 1624.05 | 0 | 0 | 0 | 2376117.168 | 0
6961 | 896.5867 | 0 | 0 | 0 | 0 | 1581.6 | 0 | 0 | 0 | 1122418.9089 | 0
6962 | 1312.2486 | 0 | 0 | 0 | 0 | 1479.1 | 0 | 0 | 0 | 1642777.7623 | 0
6963 | 996.8117 | 0 | 0 | 0 | 0 | 1439.8 | 0 | 0 | 0 | 1247888.6136 | 0
6964 | 1216.6852 | 0 | 0 | 0 | 0 | 1414.65 | 0 | 0 | 0 | 1523143.8569 | 0
6965 | 1229.1162 | 0 | 0 | 0 | 0 | 1445.2 | 0 | 0 | 0 | 1538705.991 | 0
6966 | 891.925 | 0 | 0 | 0 | 0 | 1472.05 | 0 | 0 | 0 | 1116583.1087 | 0
6967 | 1020.5365 | 0 | 0 | 0 | 0 | 1503.5 | 0 | 0 | 0 | 1967916.794 | 0
6968 | 782.7914 | 818.4833 | 818.4833 | 796.7612 | 782.7914 | 1511.7 | 1247849.8238 | 281804.918 | 127829.842 | 0 | 296233.5429
6969 | 1064.2324 | 900.4936 | 900.4936 | 876.595 | 876.595 | 1558.9 | 1442477.7799 | 315574.1867 | 143147.9575 | 361824.3468 | 376572.3632
6970 | 1233.7118 | 1294.7347 | 1294.7347 | 1260.3732 | 1233.7118 | 1537.4 | 2004332.128 | 444136.2451 | 201465.1356 | 0 | 570715.075
6971 | 1280.4233 | 1343.7562 | 1343.7562 | 1308.0936 | 1280.4233 | 1519.75 | 2057348.0427 | 460952.3725 | 209093.1179 | 0 | 614923.1457
6972 | 1104.2739 | 1158.8944 | 1158.8944 | 1128.138 | 1104.2739 | 1505.5 | 1758413.2553 | 397538.6008 | 180327.9264 | 0 | 546063.4391
6973 | 1300.3109 | 1364.6279 | 1364.6279 | 1328.4114 | 1300.3109 | 1487.65 | 2043596.5557 | 468111.9355 | 212340.7752 | 0 | 666214.306
6974 | 1092.2168 | 1146.241 | 1146.241 | 1115.8204 | 1092.2168 | 1654.75 | 1911992.9986 | 393198.0412 | 178359.0003 | 0 | 377087.8436
6975 | 1134.3734 | 1190.4822 | 1190.4822 | 1158.8874 | 1134.3734 | 1810.8 | 2171051.413 | 408374.4409 | 185243.1839 | 0 | 214623.3716
6976 | 1436.7588 | 938.5628 | 938.5628 | 913.6539 | 913.6539 | 1832.75 | 1766460.4595 | 328915.3987 | 149199.6795 | 1008711.4956 | 148819.719
6977 | 1263.9143 | 447.7029 | 447.7029 | 435.8211 | 435.8211 | 1898.3 | 872185.214 | 156895.5952 | 71169.5852 | 1596825.3562 | 43165.9548
6978 | 1435.7711 | 0 | 0 | 0 | 0 | 1907.5 | 0 | 0 | 0 | 2768620.3363 | 0
6979 | 1114.3042 | 1169.4205 | 1169.4205 | 1138.3847 | 1114.3042 | 1910.95 | 2244014.2036 | 401149.4983 | 181965.8697 | 0 | 99228.7712
6980 | 986.7115 | 1035.5164 | 1035.5164 | 1008.0344 | 986.7115 | 1817.8 | 1891697.2768 | 355216.1363 | 161129.9863 | 0 | 179778.7442
6981 | 1394.604 | 1463.5849 | 1463.5849 | 1424.7421 | 1394.604 | 1787.45 | 2625741.1991 | 502057.4526 | 227738.8389 | 0 | 296423.0802
6982 | 1505.7062 | 1580.1823 | 1580.1823 | 1538.2451 | 1505.7062 | 1789.7 | 2838059.2513 | 542054.2302 | 245881.8216 | 0 | 316649.9718
6983 | 1400.0426 | 1469.2929 | 1469.2929 | 1430.2987 | 1400.0426 | 1717.6 | 2535313.2719 | 504015.3367 | 228626.9569 | 0 | 395372.0308
6984 | 1386.8347 | 0 | 0 | 0 | 0 | 1624.05 | 0 | 0 | 0 | 2674255.4507 | 0
6985 | 1262.5245 | 0 | 0 | 0 | 0 | 1587.1 | 0 | 0 | 0 | 2434546.2786 | 0
6986 | 1246.9858 | 0 | 0 | 0 | 0 | 1479.1 | 0 | 0 | 0 | 2404582.6313 | 0
6987 | 1582.6231 | 0 | 0 | 0 | 0 | 1465.45 | 0 | 0 | 0 | 3051797.3956 | 0
6988 | 1398.4887 | 0 | 0 | 0 | 0 | 1463.95 | 0 | 0 | 0 | 2696728.1862 | 0
6989 | 1537.5607 | 0 | 0 | 0 | 0 | 1467.2 | 0 | 0 | 0 | 2964902.8216 | 0
6990 | 1553.8764 | 0 | 0 | 0 | 0 | 1480.55 | 0 | 0 | 0 | 2996364.6509 | 0
6991 | 1107.5098 | 424.3565 | 424.3565 | 413.0943 | 413.0943 | 1584.65 | 689041.0776 | 148713.9659 | 67458.3073 | 1339052.4968 | 167099.8739
6992 | 198.9214 | 208.7612 | 208.7612 | 203.2208 | 198.9214 | 1507.7 | 315612.343 | 71611.7129 | 32483.8687 | 0 | 97928.8083
6993 | 298.2132 | 591.4772 | 312.9634 | 575.7797 | 298.2132 | 1544.4 | 485402.9492 | 107356.7351 | 48698.2079 | 0 | 135865.9126
6994 | 304.1927 | 319.2382 | 319.2382 | 310.7658 | 304.1927 | 1507.6 | 484344.2961 | 109509.3589 | 49674.662 | 0 | 149784.4676
6995 | 345.2975 | 362.3774 | 362.3774 | 352.7601 | 345.2975 | 1513.6 | 552570.5349 | 124307.1177 | 56387.0898 | 0 | 167952.4608
6996 | 302.5368 | 1275.9137 | 317.5002 | 1242.0516 | 302.5368 | 1505.5 | 482350.302 | 108913.2531 | 49404.2617 | 0 | 149604.4546
6997 | 291.076 | 305.4734 | 305.4734 | 297.3663 | 291.076 | 1328.65 | 409396.3918 | 104787.3617 | 47532.7116 | 0 | 195413.8758
6998 | 306.2603 | 2356.5024 | 321.4095 | 2293.9621 | 306.2603 | 1417.8 | 458633.0857 | 110253.7045 | 50012.3054 | 0 | 178304.7411
6999 | 275.21 | 2502.341 | 288.8226 | 2435.9302 | 275.21 | 1673.3 | 486250.1248 | 99075.5842 | 44941.7858 | 0 | 89911.0926
7000 | 224.034 | 1780.1731 | 235.1153 | 1732.9283 | 224.034 | 1782.75 | 421135.7783 | 80652.2433 | 36584.7537 | 0 | 48671.3885
7001 | 243.4565 | 268.016 | 255.499 | 260.903 | 243.4565 | 1812.45 | 465025.1763 | 87644.3373 | 39756.4452 | 0 | 45660.2652
7002 | 289.9125 | 304.2529 | 304.2529 | 296.1782 | 289.9125 | 1907.15 | 581861.0925 | 104368.5144 | 47342.7178 | 0 | 26918.3793
7003 | 248.7805 | 261.0853 | 261.0853 | 254.1563 | 248.7805 | 1910.95 | 500164.3879 | 89560.9661 | 40625.8493 | 0 | 22153.859
7004 | 309.2214 | 324.5159 | 324.5159 | 315.9034 | 309.2214 | 1862.3 | 606129.7344 | 111319.7026 | 50495.854 | 0 | 42579.7317
7005 | 289.7979 | 304.1322 | 304.1322 | 296.0607 | 289.7979 | 1841.45 | 562059.9375 | 104327.2589 | 47324.0038 | 0 | 45947.4636
7006 | 230.7506 | 242.1646 | 242.1646 | 235.7377 | 230.7506 | 1837.7 | 446562.2906 | 83070.2303 | 37681.5795 | 0 | 37450.8288
7007 | 296.7904 | 311.47 | 311.47 | 303.2038 | 296.7904 | 1730.1 | 541146.4309 | 106844.5386 | 48465.8699 | 0 | 80103.621
7008 | 163.157 | 171.2272 | 171.2272 | 166.6829 | 163.157 | 1696.7 | 292333.3883 | 58736.5265 | 26643.541 | 0 | 49485.5181
7009 | 222.2043 | 233.1948 | 233.1948 | 227.0059 | 222.2043 | 1681.2 | 394389.6945 | 79993.5551 | 36285.9654 | 0 | 70838.6352
7010 | 219.8735 | 230.7496 | 230.7496 | 224.6256 | 219.8735 | 1580.85 | 366589.3288 | 79154.4619 | 35905.3434 | 0 | 92159.9797
7011 | 215.2119 | 225.857 | 225.857 | 219.8628 | 215.2119 | 1446 | 328305.0667 | 77476.2754 | 35144.0994 | 0 | 119227.3794
7012 | 131.3026 | 137.7976 | 137.7976 | 134.1405 | 131.3026 | 1444.8 | 200449.5988 | 47268.9189 | 21441.7068 | 0 | 72899.1772
7013 | 144.5105 | 151.6589 | 151.6589 | 147.634 | 144.5105 | 1451.35 | 221891.0853 | 52023.7806 | 23598.5649 | 0 | 79285.6867
7014 | 197.3423 | 207.1031 | 207.1031 | 201.6067 | 197.3423 | 1450.5 | 302961.7182 | 71043.2272 | 32225.9972 | 0 | 108439.429
7015 | 135.9137 | 142.6367 | 142.6367 | 138.8512 | 135.9137 | 1494.1 | 214176.8608 | 48928.9251 | 22194.7041 | 0 | 68758.7311
7016 | 163.4921 | 171.5788 | 171.5788 | 167.0251 | 163.4921 | 1352.15 | 232459.5241 | 58857.1461 | 26698.2555 | 0 | 105918.2922
7017 | 970.3841 | 1018.3818 | 1018.3818 | 991.3545 | 970.3841 | 1515.75 | 1551476.874 | 349338.2882 | 158463.7291 | 0 | 469908.452
7018 | 1153.9649 | 1211.0432 | 1211.0432 | 1178.9028 | 1153.9649 | 1557.35 | 1897077.8254 | 415427.369 | 188442.4705 | 0 | 510802.5692
7019 | 1330.2706 | 2653.4909 | 1396.0698 | 2583.0687 | 1330.2706 | 1483.95 | 2083468.234 | 478897.4304 | 217233.1955 | 0 | 686486.1638
7020 | 1342.4171 | 3616.8284 | 1408.8166 | 3520.8397 | 1342.4171 | 1494.55 | 2118185.3981 | 483270.1549 | 219216.7119 | 0 | 678524.7217
7021 | 1361.5307 | 2735.2356 | 1428.876 | 2662.644 | 1361.5307 | 1468.65 | 2109554.919 | 490151.0693 | 222337.9711 | 0 | 723449.3629
7022 | 1355.7183 | 1176.4918 | 1176.4918 | 1145.2683 | 1145.2683 | 1496.7 | 1811193.6731 | 412296.5944 | 187022.3163 | 405814.0272 | 561366.7276
7023 | 1394.876 | 877.6163 | 877.6163 | 854.3249 | 854.3249 | 1536.5 | 1385560.5684 | 307556.955 | 139511.2521 | 1042353.3116 | 385643.124
7024 | 1538.6163 | 475.4119 | 475.4119 | 462.7947 | 462.7947 | 1639.95 | 800346.9802 | 166606.085 | 75574.3713 | 2074524.09 | 162279.5757
7025 | 1416.4175 | 148.5368 | 148.5368 | 144.5947 | 144.5947 | 1845.5 | 281332.6509 | 52054.0807 | 23612.3094 | 2452476.4014 | 21756.69
7026 | 1352.2386 | 0 | 0 | 0 | 0 | 1849.8 | 0 | 0 | 0 | 2607543.2646 | 0
7027 | 1554.2017 | 1631.077 | 1631.077 | 1587.7891 | 1554.2017 | 1881.55 | 3076723.5067 | 559512.6138 | 253801.1384 | 0 | 184095.192
7028 | 1215.1313 | 1275.2347 | 1275.2347 | 1241.3906 | 1215.1313 | 1810.9 | 2319646.1596 | 437447.2734 | 198430.9437 | 0 | 229781.2721
7029 | 895.0328 | 939.3038 | 939.3038 | 914.3751 | 895.0328 | 1782.95 | 1681362.571 | 322211.8024 | 146158.8537 | 0 | 194266.8659
7030 | 1180.946 | 1239.3588 | 1239.3588 | 1206.4669 | 1180.946 | 1823.2 | 2271055.5569 | 425140.5726 | 192848.4875 | 0 | 208791.2528
7031 | 1267.9631 | 1330.6799 | 1330.6799 | 1295.3644 | 1267.9631 | 1738.35 | 2328120.3488 | 456466.72 | 207058.376 | 0 | 331762.519
7032 | 849.9704 | 0 | 0 | 0 | 0 | 1712.3 | 0 | 0 | 0 | 1639011.4638 | 0
7033 | 1104.8061 | 0 | 0 | 0 | 0 | 1573.7 | 0 | 0 | 0 | 1383084.6517 | 0
7034 | 738.0913 | 0 | 0 | 0 | 0 | 1670.3 | 0 | 0 | 0 | 924001.7015 | 0
7035 | 1162.2995 | 0 | 0 | 0 | 0 | 1660.7 | 0 | 0 | 0 | 1455059.5218 | 0
7036 | 1122.6757 | 0 | 0 | 0 | 0 | 1658.85 | 0 | 0 | 0 | 1405455.219 | 0
7037 | 1184.8307 | 0 | 0 | 0 | 0 | 1583.75 | 0 | 0 | 0 | 1483265.8893 | 0
7038 | 1024.0045 | 0 | 0 | 0 | 0 | 1657.45 | 0 | 0 | 0 | 1281930.781 | 0
7039 | 1256.0216 | 214.5941 | 214.5941 | 208.8989 | 208.8989 | 1496.5 | 329845.8685 | 75203.612 | 34113.194 | 2019183.3575 | 102435.061
7040 | 1353.606 | 1358.5074 | 1358.5074 | 1322.4534 | 1322.4534 | 1492.45 | 2077535.4115 | 476083.2184 | 215956.6377 | 60072.0448 | 617312.763
7041 | 1534.3568 | 1610.2494 | 1610.2494 | 1567.5143 | 1534.3568 | 1490.6 | 2416971.3536 | 552368.434 | 250560.4591 | 0 | 781601.3341
7042 | 1602.1427 | 1681.3893 | 1681.3893 | 1636.7662 | 1602.1427 | 1462.7 | 2480780.8268 | 576771.363 | 261629.8988 | 0 | 860831.2593
7043 | 1628.6013 | 1709.1571 | 1709.1571 | 1663.797 | 1628.6013 | 1445.5 | 2497080.9304 | 586296.4698 | 265950.5931 | 0 | 903059.2545
7044 | 1636.1784 | 1831.3093 | 1717.1078 | 1782.7073 | 1636.1784 | 1433.9 | 2485602.044 | 589024.2218 | 267187.9317 | 0 | 926240.5888
7045 | 1876.1804 | 1968.9809 | 1968.9809 | 1916.7253 | 1876.1804 | 1421.7 | 2830856.6233 | 675424.9534 | 306380.2636 | 0 | 1084994.894
7046 | 1679.1101 | 1762.1633 | 1762.1633 | 1715.3965 | 1679.1101 | 1423.35 | 2530335.7466 | 604479.6202 | 274198.6721 | 0 | 968258.7815
7047 | 1605.5447 | 1684.9596 | 1684.9596 | 1640.2417 | 1605.5447 | 1341.7 | 2277020.8717 | 577996.0895 | 262185.4484 | 0 | 1056930.0714
7048 | 1427.7269 | 1152.6102 | 1152.6102 | 1122.0205 | 1122.0205 | 1324 | 1568271.5061 | 403927.3975 | 183225.9556 | 589498.3562 | 738686.156
7049 | 1587.1934 | 709.7212 | 709.7212 | 690.8856 | 690.8856 | 1370.3 | 1000833.7788 | 248718.8082 | 112821.615 | 1728364.7383 | 423694.2747
7050 | 1493.7656 | 0 | 0 | 0 | 0 | 1733.65 | 0 | 0 | 0 | 2880452.1569 | 0
7051 | 1428.0124 | 1498.6453 | 1498.6453 | 1458.8721 | 1428.0124 | 1752.85 | 2647968.4936 | 514084.4554 | 233194.421 | 0 | 352933.1658
7052 | 1214.3544 | 1274.4192 | 1274.4192 | 1240.5968 | 1214.3544 | 1707.4 | 2193378.6435 | 437167.5757 | 198304.0698 | 0 | 355319.9804
7053 | 1286.6096 | 1350.2492 | 1350.2492 | 1314.4143 | 1286.6096 | 1477.05 | 2009924.8037 | 463179.4661 | 210103.3523 | 0 | 672832.505
7054 | 1485.5058 | 1558.9831 | 1558.9831 | 1517.6086 | 1485.5058 | 1486.35 | 2335132.6402 | 534782.0887 | 242583.0975 | 0 | 763030.0552
7055 | 1588.0616 | 1666.6118 | 1666.6118 | 1622.3809 | 1588.0616 | 1446.7 | 2429900.9047 | 571702.1911 | 259330.4661 | 0 | 878674.5065
7056 | 1464.5285 | 0 | 0 | 0 | 0 | 1494.25 | 0 | 0 | 0 | 2824073.6831 | 0
7057 | 943.9799 | 0 | 0 | 0 | 0 | 1582.1 | 0 | 0 | 0 | 1181749.5444 | 0
7058 | 1055.082 | 0 | 0 | 0 | 0 | 1584.1 | 0 | 0 | 0 | 1320836.1168 | 0
7059 | 1517.3603 | 0 | 0 | 0 | 0 | 1480.45 | 0 | 0 | 0 | 1899552.9711 | 0
7060 | 1184.8307 | 0 | 0 | 0 | 0 | 1473.45 | 0 | 0 | 0 | 1483265.8893 | 0
7061 | 1555.4302 | 0 | 0 | 0 | 0 | 1479.7 | 0 | 0 | 0 | 1947212.0063 | 0
7062 | 1419.4661 | 0 | 0 | 0 | 0 | 1580.55 | 0 | 0 | 0 | 1777001.1662 | 0
7063 | 1509.6793 | 483.287 | 483.287 | 470.4608 | 470.4608 | 1688.5 | 841958.9335 | 169365.9046 | 76826.2562 | 2003941.4989 | 142723.07
7064 | 1222.5996 | 1283.0731 | 1283.0731 | 1249.021 | 1222.5996 | 1610.2 | 2083243.4075 | 440135.8679 | 199650.5201 | 0 | 476569.3369
7065 | 1098.0623 | 1152.3751 | 1152.3751 | 1121.7917 | 1098.0623 | 1654.4 | 1924406.2063 | 395302.4172 | 179313.5687 | 0 | 379490.2272
7066 | 1450.0124 | 1521.7346 | 1521.7346 | 1481.3486 | 1450.0124 | 1671.9 | 2566052.1965 | 522004.4467 | 236787.0171 | 0 | 475748.9372
7067 | 1367.1296 | 1434.7509 | 1434.7509 | 1396.6734 | 1367.1296 | 1562.9 | 2268246.819 | 492166.6409 | 223252.2568 | 0 | 597572.0859
7068 | 1547.1005 | 1623.6248 | 1623.6248 | 1580.5347 | 1547.1005 | 1554.8 | 2557916.7219 | 556956.1764 | 252641.51 | 0 | 688768.92
7069 | 1876.2222 | 1969.025 | 1969.025 | 1916.7682 | 1876.2222 | 1531.45 | 3052566.0852 | 675439.987 | 306387.083 | 0 | 879103.8181
7070 | 1289.5668 | 1353.3525 | 1353.3525 | 1317.4352 | 1289.5668 | 1510.1 | 2059092.4219 | 464244.0656 | 210586.2664 | 0 | 631758.3834
7071 | 1309.7799 | 397.0453 | 397.0453 | 386.508 | 386.508 | 1422.5 | 579897.5259 | 139142.8646 | 63116.7494 | 1780359.9943 | 217381.9725
7072 | 1430.0072 | 164.8465 | 164.8465 | 160.4715 | 160.4715 | 1569.45 | 265967.5997 | 57769.7465 | 26204.9989 | 2448065.9005 | 67287.2151
7073 | 1378.6088 | 42.3185 | 42.3185 | 41.1954 | 41.1954 | 1868.95 | 81276.4565 | 14830.3524 | 6727.2126 | 2578955.6516 | 5257.726
7074 | 911.5146 | 0 | 0 | 0 | 0 | 1907.15 | 0 | 0 | 0 | 1757688.1039 | 0
7075 | 1308.9971 | 1373.7435 | 1373.7435 | 1337.2851 | 1308.9971 | 1910.95 | 2638711.3369 | 471238.9564 | 213759.2266 | 0 | 116566.1828
7076 | 978.1652 | 1026.5477 | 1026.5477 | 999.3037 | 978.1652 | 1862.15 | 1922832.9185 | 352139.4611 | 159734.3722 | 0 | 134840.0452
7077 | 1111.0216 | 1165.9762 | 1165.9762 | 1135.0318 | 1111.0216 | 1845.45 | 2165470.7938 | 399967.7756 | 181429.8271 | 0 | 171708.3881
7078 | 1313.0255 | 1377.9718 | 1377.9718 | 1341.4012 | 1313.0255 | 1811.2 | 2511770.8182 | 472689.1894 | 214417.0684 | 0 | 247899.2193
7079 | 1476.9595 | 1550.0134 | 1550.0134 | 1508.8769 | 1476.9595 | 1734.2 | 2707619.8386 | 531705.4135 | 241187.4834 | 0 | 392575.7022
7080 | 1488.6136 | 101.3288 | 101.3288 | 98.6396 | 98.6396 | 1702.6 | 177361.2628 | 35510.2423 | 16107.8405 | 2680309.0902 | 0
7081 | 1055.859 | 0 | 0 | 0 | 0 | 1682.1 | 0 | 0 | 0 | 1321808.7499 | 0
7082 | 1290.4943 | 0 | 0 | 0 | 0 | 1660.25 | 0 | 0 | 0 | 1615544.0268 | 0
7083 | 1036.4355 | 0 | 0 | 0 | 0 | 1670.45 | 0 | 0 | 0 | 1297492.9151 | 0
7084 | 1038.7663 | 0 | 0 | 0 | 0 | 1668.95 | 0 | 0 | 0 | 1300410.8157 | 0
7085 | 936.9874 | 0 | 0 | 0 | 0 | 1669.7 | 0 | 0 | 0 | 1172995.8441 | 0
7086 | 1198.0387 | 0 | 0 | 0 | 0 | 1675.55 | 0 | 0 | 0 | 1499800.6565 | 0
7087 | 1205.407 | 1265.0297 | 1265.0297 | 1231.4565 | 1205.407 | 1708.5 | 2179621.4543 | 433946.5063 | 196842.9569 | 0 | 332320.494
7088 | 1106.8931 | 1161.644 | 1161.644 | 1130.8146 | 1106.8931 | 1738.7 | 2029867.3977 | 398481.5315 | 180755.6503 | 0 | 289231.1783
7089 | 1442.5236 | 1513.8751 | 1513.8751 | 1473.6977 | 1442.5236 | 1858.4 | 2830303.3805 | 519308.51 | 235564.1102 | 0 | 204261.3473
7090 | 1737.0055 | 1822.922 | 1822.922 | 1774.5426 | 1737.0055 | 1871.9 | 3431852.0942 | 625321.9969 | 283653.0058 | 0 | 222510.4106
7091 | 1443.4841 | 1514.8826 | 1514.8826 | 1474.6785 | 1443.4841 | 1872.4 | 2849112.1786 | 519654.2864 | 235720.9583 | 0 | 184188.5584
7092 | 1588.2695 | 1666.8291 | 1666.8291 | 1622.5923 | 1588.2695 | 1769.8 | 2965443.5363 | 571777.0103 | 259364.4049 | 0 | 365619.5238
7093 | 1786.2343 | 1874.586 | 1874.586 | 1824.8355 | 1786.2343 | 1539.95 | 2903314.5343 | 643044.3451 | 291692.0599 | 0 | 821756.9517
7094 | 1390.1667 | 1515.7747 | 1458.9274 | 1475.5468 | 1390.1667 | 1567.25 | 2301524.5581 | 500460.0289 | 227014.2298 | 0 | 601594.6598
7095 | 1677.3843 | 1760.3519 | 1760.3519 | 1713.6332 | 1677.3843 | 1801.8 | 3183386.7891 | 603858.3415 | 273916.8533 | 0 | 332457.5647
7096 | 1676.6695 | 1638.6143 | 1638.6143 | 1595.1263 | 1595.1263 | 1838.75 | 3088560.6992 | 574245.4839 | 260484.132 | 157240.9699 | 250499.7788
7097 | 1553.3917 | 510.699 | 510.699 | 497.1453 | 497.1453 | 1871.95 | 980503.2169 | 178972.3128 | 81183.8297 | 2036776.8981 | 61997.7124
7098 | 1585.9659 | 0 | 0 | 0 | 0 | 1908.15 | 0 | 0 | 0 | 3058243.3259 | 0
7099 | 1572.7909 | 1650.5855 | 1650.5855 | 1606.7799 | 1572.7909 | 1910.95 | 3173514.1364 | 566204.7319 | 256836.7576 | 0 | 140057.0316
7100 | 1489.3905 | 1563.0593 | 1563.0593 | 1521.5765 | 1489.3905 | 1862.8 | 2927352.0971 | 536180.5775 | 243217.4675 | 0 | 204344.308
7101 | 1698.3869 | 1782.3938 | 1782.3938 | 1735.0901 | 1698.3869 | 1845.45 | 3305303.7697 | 611419.2707 | 277346.5747 | 0 | 262485.6897
7102 | 1112.5755 | 1167.606 | 1167.606 | 1136.6183 | 1112.5755 | 1838.05 | 2154310.6518 | 400527.171 | 181683.5751 | 0 | 180181.5212
7103 | 1168.515 | 1226.3129 | 1226.3129 | 1193.7672 | 1168.515 | 1762.7 | 2168882.107 | 420665.4086 | 190818.5034 | 0 | 277288.6095
7104 | 371.3765 | 0 | 0 | 0 | 0 | 1706.7 | 0 | 0 | 0 | 716131.1515 | 0
7105 | 116.5407 | 0 | 0 | 0 | 0 | 1561.1 | 0 | 0 | 0 | 145895.0054 | 0
7106 | 122.7562 | 0 | 0 | 0 | 0 | 1426.1 | 0 | 0 | 0 | 153676.0725 | 0
7107 | 114.9869 | 0 | 0 | 0 | 0 | 1243.85 | 0 | 0 | 0 | 143949.7388 | 0
7108 | 121.2024 | 0 | 0 | 0 | 0 | 1242.35 | 0 | 0 | 0 | 151730.8057 | 0
7109 | 123.5332 | 0 | 0 | 0 | 0 | 1447.55 | 0 | 0 | 0 | 154648.7059 | 0
7110 | 101.7789 | 0 | 0 | 0 | 0 | 1615.3 | 0 | 0 | 0 | 127414.9715 | 0
7111 | 87.8474 | 0 | 0 | 0 | 0 | 1714.5 | 0 | 0 | 0 | 169397.6028 | 0
7112 | 176.3999 | 0 | 0 | 0 | 0 | 1712.7 | 0 | 0 | 0 | 340154.8061 | 0
7113 | 1266.3005 | 0 | 0 | 0 | 0 | 1829.4 | 0 | 0 | 0 | 2441827.4455 | 0
7114 | 1548.0484 | 0 | 0 | 0 | 0 | 1824.4 | 0 | 0 | 0 | 2985126.4098 | 0
7115 | 1673.0266 | 0 | 0 | 0 | 0 | 1777.9 | 0 | 0 | 0 | 3226124.0191 | 0
7116 | 1771.9988 | 525.1574 | 525.1574 | 511.22 | 511.22 | 1669.8 | 900628.6447 | 184039.215 | 83482.2328 | 2431179.9352 | 162507.5998
7117 | 1494.0026 | 1351.1066 | 1351.1066 | 1315.249 | 1315.249 | 1315.35 | 1825175.3378 | 473489.6353 | 214780.1596 | 344693.4369 | 873058.1488
7118 | 1420.6499 | 1431.7998 | 1431.7998 | 1393.8006 | 1393.8006 | 1331.65 | 1959321.2909 | 501768.2235 | 227607.6414 | 51773.9253 | 882605.6329
7119 | 1712.2377 | 1796.9299 | 1796.9299 | 1749.2404 | 1712.2377 | 1562.5 | 2827465.6681 | 616405.5824 | 279608.4211 | 0 | 749103.6875
7120 | 1677.291 | 1119.5815 | 1119.5815 | 1089.8684 | 1089.8684 | 1834.75 | 2110663.1293 | 392352.6318 | 177975.5133 | 1132736.4508 | 175399.3245
7121 | 1676.9667 | 12.4403 | 12.4403 | 12.1102 | 12.1102 | 1871.95 | 23903.9228 | 4359.6617 | 1977.591 | 3210369.4396 | 1510.2217
7122 | 1398.5489 | 0 | 0 | 0 | 0 | 1908.15 | 0 | 0 | 0 | 2696844.2939 | 0
7123 | 1443.0422 | 1514.4188 | 1514.4188 | 1474.2269 | 1443.0422 | 1910.95 | 2906993.8664 | 519495.2086 | 235648.7988 | 0 | 128502.8901
7124 | 1379.0653 | 1447.2773 | 1447.2773 | 1408.8673 | 1379.0653 | 1862.3 | 2709667.8002 | 496463.4976 | 225201.3588 | 0 | 189897.2505
7125 | 1510.3678 | 1585.0749 | 1585.0749 | 1543.0079 | 1510.3678 | 1793.45 | 2861119.0083 | 543732.4166 | 246643.0657 | 0 | 311966.474
7126 | 1776.0807 | 1863.9308 | 1863.9308 | 1814.4631 | 1776.0807 | 1754.7 | 3290648.3422 | 639389.0455 | 290033.9754 | 0 | 435672.5913
7127 | 1299.0406 | 1363.2951 | 1363.2951 | 1327.114 | 1299.0406 | 1734.2 | 2381455.1517 | 467654.6297 | 212133.3362 | 0 | 345285.0016
7128 | 1407.035 | 0 | 0 | 0 | 0 | 1602.1 | 0 | 0 | 0 | 2713208.1918 | 0
7129 | 1057.4129 | 0 | 0 | 0 | 0 | 1717.1 | 0 | 0 | 0 | 1323754.0162 | 0
7130 | 1358.0879 | 0 | 0 | 0 | 0 | 1722.6 | 0 | 0 | 0 | 1700163.1303 | 0
7131 | 1203.4772 | 0 | 0 | 0 | 0 | 1686.35 | 0 | 0 | 0 | 1506609.0897 | 0
7132 | 1147.5377 | 0 | 0 | 0 | 0 | 1674.85 | 0 | 0 | 0 | 1436579.4871 | 0
7133 | 1421.0199 | 0 | 0 | 0 | 0 | 1685.6 | 0 | 0 | 0 | 1778946.4337 | 0
7134 | 1152.9763 | 0 | 0 | 0 | 0 | 1675.55 | 0 | 0 | 0 | 1443387.9204 | 0
7135 | 1150.6454 | 0 | 0 | 0 | 0 | 1708.5 | 0 | 0 | 0 | 2218808.0238 | 0
7136 | 1557.2327 | 0 | 0 | 0 | 0 | 1722.7 | 0 | 0 | 0 | 3002836.7986 | 0
7137 | 1562.9559 | 0 | 0 | 0 | 0 | 1604.1 | 0 | 0 | 0 | 3013872.7844 | 0
7138 | 1484.153 | 0 | 0 | 0 | 0 | 1421.45 | 0 | 0 | 0 | 2861915.8954 | 0
7139 | 1538.7348 | 1080.5772 | 1080.5772 | 1051.8992 | 1051.8992 | 766.8 | 853686.0105 | 378683.7281 | 171775.1466 | 938772.8062 | 1256276.8716
7140 | 1370.921 | 993.3784 | 993.3784 | 967.0146 | 967.0146 | 360.8 | 369168.9816 | 348125.2729 | 157913.4918 | 778859.1161 | 1534364.964
7141 | 1755.5239 | 0 | 0 | 0 | 0 | 342.95 | 0 | 0 | 0 | 3385204.763 | 0
7142 | 1535.2541 | 0 | 0 | 0 | 0 | 757.15 | 0 | 0 | 0 | 2960455.0933 | 0
7143 | 1077.4462 | 38.7378 | 38.7378 | 37.7097 | 37.7097 | 1576 | 62686.9539 | 13575.4877 | 6157.9921 | 2004940.5806 | 0
7144 | 1517.8449 | 319.5761 | 319.5761 | 311.0947 | 311.0947 | 1710.1 | 561546.0936 | 111994.0958 | 50801.7662 | 2326995.6635 | 61017.2823
7145 | 1251.0074 | 419.7914 | 419.7914 | 408.6503 | 408.6503 | 1857.95 | 799953.0565 | 147114.1238 | 66732.6012 | 1624330.6026 | 56533.4851
7146 | 1642.0142 | 0 | 0 | 0 | 0 | 1907.65 | 0 | 0 | 0 | 3166322.1982 | 0
7147 | 1603.6198 | 1682.9394 | 1682.9394 | 1638.2751 | 1603.6198 | 1910.95 | 3222858.8854 | 577303.1384 | 261871.1181 | 0 | 142802.3458
7148 | 1352.6494 | 1419.5547 | 1419.5547 | 1381.8805 | 1352.6494 | 1862.8 | 2649198.48 | 486953.7743 | 220887.6426 | 0 | 185583.4428
7149 | 1404.7042 | 1474.1845 | 1474.1845 | 1435.0604 | 1404.7042 | 1791.45 | 2642068.7041 | 505693.5232 | 229388.2009 | 0 | 292951.0192
7150 | 1233.7778 | 1294.804 | 1294.804 | 1260.4406 | 1233.7778 | 1783.7 | 2312696.9552 | 444160.0192 | 201475.9198 | 0 | 266866.1448
7151 | 1466.0823 | 1538.5984 | 1538.5984 | 1497.7648 | 1466.0823 | 1760.2 | 2711094.8075 | 527789.6449 | 239411.2473 | 0 | 351566.4636
7152 | 1573.2998 | 0 | 0 | 0 | 0 | 1721.7 | 0 | 0 | 0 | 3033819.208 | 0
7153 | 1475.4056 | 0 | 0 | 0 | 0 | 1722.6 | 0 | 0 | 0 | 2845048.2365 | 0
7154 | 1317.6872 | 0 | 0 | 0 | 0 | 1719.1 | 0 | 0 | 0 | 2540917.224 | 0
7155 | 1793.9503 | 0 | 0 | 0 | 0 | 1692.95 | 0 | 0 | 0 | 3459302.9896 | 0
7156 | 1639.3396 | 0 | 0 | 0 | 0 | 1684.85 | 0 | 0 | 0 | 3161164.7068 | 0
7157 | 1427.2354 | 0 | 0 | 0 | 0 | 1685.6 | 0 | 0 | 0 | 2752160.9309 | 0
7158 | 1366.6343 | 0 | 0 | 0 | 0 | 1695.55 | 0 | 0 | 0 | 2635302.7097 | 0
7159 | 1260.9775 | 297.4545 | 297.4545 | 289.5602 | 289.5602 | 1737 | 527118.1863 | 104241.6656 | 47285.1777 | 1873199.4912 | 74166.263
7160 | 331.6128 | 348.0144 | 348.0144 | 338.7783 | 331.6128 | 1747.7 | 606634.5975 | 119380.5916 | 54152.3628 | 0 | 83665.7076
7161 | 268.4554 | 281.7335 | 281.7335 | 274.2565 | 268.4554 | 1761.9 | 496658.3871 | 96643.9619 | 43838.7749 | 0 | 63919.1355
7162 | 276.049 | 289.7031 | 289.7031 | 282.0146 | 276.049 | 1562.1 | 453138.585 | 99377.6577 | 45078.8097 | 0 | 120881.8571
7163 | 261.2493 | 1104.6309 | 274.1711 | 1075.3146 | 261.2493 | 1341.3 | 368807.6823 | 94049.7653 | 42662.0185 | 0 | 172084.9455
7164 | 324.2289 | 1731.1832 | 340.2652 | 1685.2385 | 324.2289 | 847 | 288608.5431 | 116722.4141 | 52946.584 | 0 | 373835.9541
7165 | 205.8624 | 2670.7902 | 216.0455 | 2599.9089 | 205.8624 | 342.95 | 74244.6561 | 74110.4627 | 33617.3293 | 0 | 341124.2838
7166 | 205.1622 | 2621.6827 | 215.3099 | 2552.1047 | 205.1622 | 1225.65 | 264415.4096 | 73858.3851 | 33502.9841 | 0 | 158867.3346
7167 | 333.7513 | 2591.7919 | 350.2592 | 2523.0072 | 333.7513 | 1500.65 | 527663.2692 | 120150.4596 | 54501.5835 | 0 | 166658.7
7168 | 381.8331 | 1329.5339 | 400.7195 | 1294.2488 | 381.8331 | 1720.1 | 691130.4572 | 137459.9042 | 62353.3399 | 0 | 106875.0755
7169 | 308.0162 | 691.2842 | 323.2513 | 672.9379 | 308.0162 | 1898.35 | 613581.5753 | 110885.8214 | 50299.0407 | 0 | 31309.8437
7170 | 338.7742 | 355.5307 | 355.5307 | 346.0951 | 338.7742 | 1908.65 | 677336.9169 | 121958.7056 | 55321.8239 | 0 | 30947.0049
7171 | 273.5706 | 287.1026 | 287.1026 | 279.483 | 273.5706 | 1910.95 | 548181.0481 | 98485.4219 | 44674.0817 | 0 | 24361.4634
7172 | 258.7204 | 271.517 | 271.517 | 264.3111 | 258.7204 | 1863.3 | 505165.0275 | 93139.3491 | 42249.0436 | 0 | 35367.024
7173 | 300.6751 | 315.5472 | 315.5472 | 307.1727 | 300.6751 | 1845.45 | 581700.4268 | 108243.0274 | 49100.2399 | 0 | 46469.3212
7174 | 283.5824 | 297.6087 | 297.6087 | 289.7104 | 283.5824 | 1838.05 | 546101.4547 | 102089.677 | 46309.0118 | 0 | 45926.1049
7175 | 236.1892 | 247.8715 | 247.8715 | 241.2932 | 236.1892 | 1789.7 | 443529.621 | 85028.1145 | 38569.6975 | 0 | 49670.5467
7176 | 135.1872 | 141.8737 | 141.8737 | 138.1085 | 135.1872 | 1734.2 | 246047.1512 | 48667.4077 | 22076.0769 | 0 | 35932.7046
7177 | 138.295 | 145.1354 | 145.1354 | 141.2836 | 138.295 | 1759.2 | 256112.8629 | 49786.1986 | 22583.5729 | 0 | 33301.4351
7178 | 120.4254 | 126.3815 | 126.3815 | 123.0274 | 120.4254 | 1760.85 | 222514.8106 | 43353.1505 | 19665.4708 | 0 | 28799.6388
7179 | 114.9869 | 120.6746 | 120.6746 | 117.4719 | 114.9869 | 1736.15 | 209819.9921 | 41395.2663 | 18777.3527 | 0 | 30339.2806
7180 | 111.8791 | 117.4128 | 117.4128 | 114.2968 | 111.8791 | 1730.95 | 203501.9022 | 40276.4753 | 18269.8567 | 0 | 30101.0449
7181 | 98.6711 | 103.5515 | 103.5515 | 100.8033 | 98.6711 | 1731.35 | 179555.2598 | 35521.6136 | 16112.9986 | 0 | 26507.9641
7182 | 96.3403 | 101.1052 | 101.1052 | 98.422 | 96.3403 | 1736.15 | 175950.0417 | 34682.5204 | 15732.3766 | 0 | 25419.309
7183 | 79.4371 | 83.3662 | 83.3662 | 81.1537 | 79.4371 | 1787.1 | 149305.4902 | 28597.3463 | 12972.074 | 0 | 16912.1373
7184 | 86.9093 | 91.2078 | 91.2078 | 88.7872 | 86.9093 | 1769.45 | 161249.5098 | 31287.3394 | 14192.2848 | 0 | 20036.8699
7185 | 86.5519 | 2053.2717 | 90.8341 | 1998.779 | 86.5519 | 1844.9 | 167609.2261 | 31158.6784 | 14133.9227 | 0 | 13424.1973
7186 | 85.5428 | 3661.4232 | 89.7742 | 3564.251 | 85.5428 | 1827.35 | 164084.1551 | 30795.421 | 13969.1451 | 0 | 14768.9706
7187 | 82.0117 | 2338.4275 | 86.0685 | 2276.3669 | 82.0117 | 1777.6 | 153056.8875 | 29524.1947 | 13392.5028 | 0 | 18239.3914
7188 | 89.4741 | 2454.0541 | 93.8996 | 2388.9249 | 89.4741 | 1603.55 | 150813.6484 | 32210.6916 | 14611.1276 | 0 | 35472.0241
7189 | 85.7196 | 2853.1564 | 89.9589 | 2777.4352 | 85.7196 | 1482.15 | 133871.8961 | 30859.0522 | 13998.009 | 0 | 44389.8894
7190 | 90.0355 | 3260.6869 | 94.4894 | 3174.1501 | 90.0355 | 1523.85 | 144491.8325 | 32412.7732 | 14702.7941 | 0 | 42870.3943
7191 | 84.2988 | 492.5947 | 88.4676 | 479.5215 | 84.2988 | 1618.35 | 143687.383 | 30347.555 | 13765.9881 | 0 | 32172.6232
7192 | 95.4148 | 1059.4798 | 100.1345 | 1031.3618 | 95.4148 | 1797.1 | 180282.8357 | 34349.3305 | 15581.238 | 0 | 19359.6643
7193 | 85.638 | 107.9477 | 89.8739 | 105.0829 | 85.638 | 1880 | 169202.82 | 30829.684 | 13984.6872 | 0 | 10276.5613
7194 | 92.1604 | 96.7185 | 96.7185 | 94.1516 | 92.1604 | 1880.8 | 182108.6569 | 33177.7465 | 15049.7945 | 0 | 10985.472
7195 | 99.1266 | 104.0301 | 104.0301 | 101.2692 | 99.1266 | 1882.05 | 196148.1948 | 35685.5864 | 16187.3785 | 0 | 11691.9859
7196 | 101.7789 | 106.8133 | 106.8133 | 103.9785 | 101.7789 | 1841.9 | 197102.6921 | 36640.4046 | 16620.4946 | 0 | 16091.2444
7197 | 100.225 | 105.1824 | 105.1824 | 102.3909 | 100.225 | 1829.45 | 192875.1109 | 36081.0091 | 16366.7466 | 0 | 17093.3737
7198 | 107.9944 | 113.3357 | 113.3357 | 110.3278 | 107.9944 | 1824.2 | 207598.407 | 38877.9866 | 17635.4867 | 0 | 18985.3452
7199 | 98.6711 | 103.5515 | 103.5515 | 100.8033 | 98.6711 | 1804.85 | 188174.916 | 35521.6136 | 16112.9986 | 0 | 19255.6456
7200 | 104.1097 | 109.2596 | 109.2596 | 106.3599 | 104.1097 | 1747.3 | 192394.3328 | 37479.4978 | 17001.1167 | 0 | 26308.5253
7201 | 94.0095 | 98.66 | 98.66 | 96.0416 | 94.0095 | 1499.5 | 148889.229 | 33843.4272 | 15351.7546 | 0 | 47051.7647
7202 | 100.225 | 105.1824 | 105.1824 | 102.3909 | 100.225 | 1724.4 | 182743.7993 | 36081.0091 | 16366.7466 | 0 | 27622.01
7203 | 97.1173 | 101.9207 | 101.9207 | 99.2158 | 97.1173 | 1711.2 | 175834.7406 | 34962.2181 | 15859.2506 | 0 | 28047.3896
7204 | 98.6711 | 103.5515 | 103.5515 | 100.8033 | 98.6711 | 1645 | 171669.4719 | 35521.6136 | 16112.9986 | 0 | 35028.205
7205 | 93.2326 | 97.8446 | 97.8446 | 95.2478 | 93.2326 | 1495.2 | 147606.3575 | 33563.7294 | 15224.8806 | 0 | 47063.8072
7206 | 98.6711 | 103.5515 | 103.5515 | 100.8033 | 98.6711 | 1494.8 | 156359.456 | 35521.6136 | 16112.9986 | 0 | 49848.5892
7207 | 88.0252 | 92.379 | 92.379 | 89.9273 | 88.0252 | 1231.9 | 114777.3587 | 31689.0553 | 14374.5076 | 0 | 67612.0025
7208 | 138.2668 | 360.6762 | 145.105 | 351.104 | 138.2668 | 1239.35 | 180258.6724 | 49776.0596 | 22578.9737 | 0 | 105172.6659
7209 | 851.5291 | 2524.0648 | 893.6479 | 2457.0775 | 851.5291 | 1183.15 | 1055665.937 | 306550.4768 | 139054.7024 | 0 | 695571.5471
7210 | 1151.9371 | 3519.454 | 1208.9149 | 3426.0496 | 1151.9371 | 1270.4 | 1528725.956 | 414697.3582 | 188111.3294 | 0 | 840453.3125
7211 | 1368.5727 | 3968.2273 | 1436.2663 | 3862.9127 | 1368.5727 | 1372.15 | 1964839.8938 | 492686.1796 | 223487.9253 | 0 | 859258.3829
7212 | 1597.6423 | 3361.6515 | 1676.6667 | 3272.4351 | 1597.6423 | 1440.25 | 2405876.3546 | 575151.214 | 260894.9812 | 0 | 894280.2556
7213 | 1506.7813 | 2961.0874 | 1581.3115 | 2882.5017 | 1506.7813 | 1341.9 | 2109319.9293 | 542441.2619 | 246057.3835 | 0 | 991612.7623
7214 | 1412.897 | 2644.1905 | 1482.7827 | 2574.0152 | 1412.897 | 1129.2 | 1665418.3961 | 508642.9358 | 230726.0873 | 0 | 1230350.7459
7215 | 1414.7093 | 1774.1639 | 1484.6843 | 1727.0786 | 1414.7093 | 1261.9 | 1867635.3807 | 509295.3307 | 231022.0209 | 0 | 1044196.8989
7216 | 1584.3586 | 1009.5653 | 1009.5653 | 982.772 | 982.772 | 1226.25 | 1263249.3654 | 353797.9084 | 160486.6623 | 1160049.0513 | 740569.2788
7217 | 1584.5198 | 353.7046 | 353.7046 | 344.3175 | 344.3175 | 1371.45 | 495498.7678 | 123954.2947 | 56227.0453 | 2391501.9186 | 210771.043
7218 | 1715.024 | 0 | 0 | 0 | 0 | 1759.65 | 0 | 0 | 0 | 3307108.2639 | 0
7219 | 1680.964 | 1500.9206 | 1500.9206 | 1461.087 | 1461.087 | 1799.05 | 2762962.2274 | 525991.304 | 238595.4999 | 785993.6805 | 269034.2714
7220 | 1793.1733 | 1881.8682 | 1881.8682 | 1831.9244 | 1793.1733 | 1729.9 | 3266091.0594 | 645542.3959 | 292825.2035 | 0 | 484336.0273
7221 | 1675.8557 | 1758.7484 | 1758.7484 | 1712.0721 | 1675.8557 | 1548.9 | 2736577.8092 | 603308.0362 | 273667.2286 | 0 | 755978.4864
7222 | 1509.5909 | 1584.2595 | 1584.2595 | 1542.2141 | 1509.5909 | 1438.2 | 2291765.9423 | 543452.7186 | 246516.1915 | 0 | 848088.1592
7223 | 1940.7916 | 1888.3791 | 1888.3791 | 1838.2625 | 1838.2625 | 1446.2 | 2807258.702 | 661774.5002 | 300188.2663 | 366510.2762 | 994626.4614
7224 | 1651.7706 | 0 | 0 | 0 | 0 | 1307.45 | 0 | 0 | 0 | 3185135.6242 | 0
7225 | 1884.852 | 0 | 0 | 0 | 0 | 1368.8 | 0 | 0 | 0 | 2359608.5556 | 0
7226 | 1574.8537 | 0 | 0 | 0 | 0 | 1312.8 | 0 | 0 | 0 | 1971527.8412 | 0
7227 | 1236.1086 | 0 | 0 | 0 | 0 | 1243.85 | 0 | 0 | 0 | 1547459.6918 | 0
7228 | 1240.7703 | 0 | 0 | 0 | 0 | 1154.05 | 0 | 0 | 0 | 1553295.4919 | 0
7229 | 1692.1714 | 0 | 0 | 0 | 0 | 1066.5 | 0 | 0 | 0 | 2118395.4797 | 0
7230 | 1647.1089 | 0 | 0 | 0 | 0 | 1248.95 | 0 | 0 | 0 | 2061982.7448 | 0
7231 | 1061.519 | 0 | 0 | 0 | 0 | 1261.9 | 0 | 0 | 0 | 2046944.0373 | 0
7232 | 1120.1186 | 652.6378 | 652.6378 | 635.3171 | 635.3171 | 1426.75 | 951634.8281 | 228714.162 | 103747.2851 | 934850.4072 | 364195.5371
7233 | 1674.4572 | 1757.2802 | 1757.2802 | 1710.6429 | 1674.4572 | 1809.3 | 3185880.1801 | 602804.5801 | 273438.8554 | 0 | 319318.9499
7234 | 2076.6159 | 2179.331 | 2179.331 | 2121.4928 | 2076.6159 | 1869.9 | 4079555.3432 | 747581.7272 | 339111.3779 | 0 | 270167.7298
7235 | 1845.2748 | 1993.8259 | 1936.5462 | 1940.9109 | 1845.2748 | 1876.9 | 3638357.3501 | 664298.9266 | 301333.3742 | 0 | 227153.3274
7236 | 2071.6969 | 2174.1687 | 2174.1687 | 2116.4675 | 2071.6969 | 1864.3 | 4060094.8382 | 745810.8908 | 338308.1069 | 0 | 281129.2719
7237 | 1651.0189 | 1732.6818 | 1732.6818 | 1686.6974 | 1651.0189 | 1641.45 | 2845528.1217 | 594366.7986 | 269611.3839 | 0 | 591972.8212
7238 | 1496.2674 | 1570.2775 | 1570.2775 | 1528.6032 | 1496.2674 | 1531.1 | 2402484.8836 | 538656.2521 | 244340.461 | 0 | 701599.5963
7239 | 1315.4865 | 233.0258 | 233.0258 | 226.8415 | 226.8415 | 1827.8 | 434869.762 | 81662.9285 | 37043.2117 | 2099251.5889 | 38042.424
7240 | 1605.1611 | 1133.0619 | 1133.0619 | 1102.991 | 1102.991 | 1862.75 | 2154125.8037 | 397076.7633 | 180118.4318 | 968342.5824 | 147433.6755
7241 | 1758.8346 | 550.7297 | 550.7297 | 536.1136 | 536.1136 | 1899.95 | 1067869.8968 | 193000.9052 | 87547.355 | 2357792.4109 | 52238.0059
7242 | 1473.3059 | 0 | 0 | 0 | 0 | 1908.65 | 0 | 0 | 0 | 2840999.3977 | 0
7243 | 1812.4967 | 1544.1353 | 1544.1353 | 1503.1548 | 1503.1548 | 1910.95 | 3015787.7545 | 541135.7403 | 245465.1844 | 1105803.291 | 122888.0204
7244 | 1695.2791 | 1779.1321 | 1779.1321 | 1731.9149 | 1695.2791 | 1863.8 | 3318984.9849 | 610300.48 | 276839.0788 | 0 | 230896.9998
7245 | 1998.285 | 1888.3791 | 1888.3791 | 1838.2625 | 1838.2625 | 1846.95 | 3569148.3911 | 661774.5002 | 300188.2663 | 572031.7926 | 274878.2591
7246 | 1626.9086 | 1707.3803 | 1707.3803 | 1662.0674 | 1626.9086 | 1838.7 | 3145620.313 | 585687.0784 | 265674.1664 | 0 | 262420.3493
7247 | 1615.2545 | 1695.1488 | 1695.1488 | 1650.1605 | 1615.2545 | 1810.7 | 3078111.4999 | 581491.6121 | 263771.0563 | 0 | 305767.5822
7248 | 1388.3885 | 0 | 0 | 0 | 0 | 1534.85 | 0 | 0 | 0 | 2677251.8147 | 0
7249 | 1436.5587 | 0 | 0 | 0 | 0 | 1255.5 | 0 | 0 | 0 | 1798399.1003 | 0
7250 | 1567.0843 | 0 | 0 | 0 | 0 | 1247.5 | 0 | 0 | 0 | 1961801.5073 | 0
7251 | 991.3731 | 0 | 0 | 0 | 0 | 1309.15 | 0 | 0 | 0 | 1241080.18 | 0
7252 | 1218.2391 | 0 | 0 | 0 | 0 | 1242.35 | 0 | 0 | 0 | 1525089.1244 | 0
7253 | 1230.6701 | 0 | 0 | 0 | 0 | 1469.9 | 0 | 0 | 0 | 1540651.2585 | 0
7254 | 1351.8724 | 0 | 0 | 0 | 0 | 1728.95 | 0 | 0 | 0 | 1692382.0639 | 0
7255 | 1256.2333 | 0 | 0 | 0 | 0 | 1786 | 0 | 0 | 0 | 2422414.7471 | 0
7256 | 631.5235 | 0 | 0 | 0 | 0 | 1816.7 | 0 | 0 | 0 | 1217776.903 | 0
7257 | 1426.3624 | 0 | 0 | 0 | 0 | 1846.9 | 0 | 0 | 0 | 2750477.349 | 0
7258 | 1434.29 | 846.7139 | 846.7139 | 824.2425 | 824.2425 | 1562.1 | 1356358.7393 | 296727.3113 | 134598.8054 | 1176364.366 | 349005.8621
7259 | 1329.046 | 741.6427 | 741.6427 | 721.9599 | 721.9599 | 1519.75 | 1153477.736 | 259905.5662 | 117896.0527 | 1170653.8109 | 334919.6265
7260 | 1071.6104 | 678.337 | 678.337 | 660.3343 | 660.3343 | 1432.15 | 992491.2995 | 237720.3535 | 107832.5937 | 793070.3277 | 361930.5545
7261 | 1688.5431 | 268.7978 | 268.7978 | 261.6641 | 261.6641 | 1328.15 | 364968.1894 | 94199.0705 | 42729.7451 | 2751473.5521 | 167362.5379
7262 | 1314.6289 | 469.2169 | 469.2169 | 456.7641 | 456.7641 | 1558.45 | 748349.3738 | 164435.0809 | 74589.5798 | 1654234.4551 | 201684.1944
7263 | 1623.5803 | 837.1879 | 837.1879 | 814.9694 | 814.9694 | 1848.3 | 1579985.5947 | 293388.9741 | 133084.4985 | 1559257.4704 | 120403.6832
7264 | 1596.3166 | 342.5898 | 342.5898 | 333.4976 | 333.4976 | 1884.25 | 659384.1365 | 120059.1389 | 54460.1594 | 2435114.0866 | 37594.674
7265 | 1509.3432 | 259.1239 | 259.1239 | 252.2469 | 252.2469 | 1898.45 | 502805.2995 | 90808.8764 | 41191.9153 | 2424079.0189 | 24946.9761
7266 | 1577.5497 | 0 | 0 | 0 | 0 | 1908.65 | 0 | 0 | 0 | 3042014.2656 | 0
7267 | 1551.363 | 1628.0976 | 1628.0976 | 1584.8888 | 1551.363 | 1910.95 | 3117749.2752 | 558490.6681 | 253337.5725 | 0 | 138148.8722
7268 | 1267.9631 | 1330.6799 | 1330.6799 | 1295.3644 | 1267.9631 | 1863.8 | 2486083.4162 | 456466.72 | 207058.376 | 0 | 172696.5606
7269 | 1587.2847 | 1665.7964 | 1665.7964 | 1621.5871 | 1587.2847 | 1846.95 | 3082495.6595 | 571422.4934 | 259203.5922 | 0 | 242933.9239
7270 | 1797.835 | 1886.7608 | 1886.7608 | 1836.6872 | 1797.835 | 1838.2 | 3476996.0086 | 647220.5824 | 293586.4475 | 0 | 290593.2854
7271 | 1567.0843 | 1644.5962 | 1644.5962 | 1600.9495 | 1567.0843 | 1790.7 | 2957915.5252 | 564150.352 | 255904.868 | 0 | 327990.6812
7272 | 1323.9027 | 0 | 0 | 0 | 0 | 1410.75 | 0 | 0 | 0 | 2552902.6817 | 0
7273 | 1209.6927 | 0 | 0 | 0 | 0 | 1634.6 | 0 | 0 | 0 | 1514390.1574 | 0
7274 | 1199.5926 | 0 | 0 | 0 | 0 | 1428.1 | 0 | 0 | 0 | 1501745.9227 | 0
7275 | 1285.8327 | 0 | 0 | 0 | 0 | 1330.45 | 0 | 0 | 0 | 1609708.2267 | 0
7276 | 1353.4263 | 0 | 0 | 0 | 0 | 1507.1 | 0 | 0 | 0 | 1694327.3302 | 0
7277 | 1157.6379 | 0 | 0 | 0 | 0 | 1681.5 | 0 | 0 | 0 | 1449223.7217 | 0
7278 | 1076.0594 | 0 | 0 | 0 | 0 | 1706.45 | 0 | 0 | 0 | 1347097.2179 | 0
7279 | 1040.5708 | 0 | 0 | 0 | 0 | 1786 | 0 | 0 | 0 | 2006549.2977 | 0
7280 | 680.187 | 0 | 0 | 0 | 0 | 1765.7 | 0 | 0 | 0 | 1311615.553 | 0
7281 | 1145.7167 | 885.927 | 885.927 | 862.415 | 862.415 | 1803.4 | 1637860.1124 | 310469.4032 | 140832.371 | 546295.2685 | 149098.8842
7282 | 1580.9303 | 1659.1281 | 1659.1281 | 1615.0958 | 1580.9303 | 1753.95 | 2917487.6106 | 569134.9152 | 258165.9213 | 0 | 388987.8265
7283 | 1460.9439 | 1533.2062 | 1533.2062 | 1492.5158 | 1460.9439 | 1622.6 | 2492305.7573 | 525939.7939 | 238572.1343 | 0 | 551360.2173
7284 | 1561.3107 | 1638.5366 | 1638.5366 | 1595.0507 | 1561.3107 | 1587.15 | 2611765.3644 | 562071.848 | 254962.0355 | 0 | 644587.118
7285 | 1658.8698 | 1740.9222 | 1740.9222 | 1694.7191 | 1658.8698 | 1380.65 | 2409070.4396 | 597193.1442 | 270893.4457 | 0 | 1027421.0385
7286 | 1697.236 | 1481.8865 | 1481.8865 | 1442.558 | 1442.558 | 1331.65 | 2014770.405 | 519320.8819 | 235569.7223 | 491099.6983 | 938965.5833
7287 | 1609.0448 | 1688.6327 | 1688.6327 | 1643.8173 | 1609.0448 | 1435.35 | 2425044.145 | 579256.128 | 262757.0158 | 0 | 908547.1463
7288 | 1884.7238 | 208.9123 | 208.9123 | 203.3679 | 203.3679 | 1737.75 | 371538.0938 | 73212.4522 | 33209.9818 | 3242185.5013 | 51940.9728
7289 | 1429.3409 | 400.4456 | 400.4456 | 389.818 | 389.818 | 1894.45 | 777180.0356 | 140334.4711 | 63657.2754 | 2004528.7672 | 40071.2131
7290 | 1778.5902 | 0 | 0 | 0 | 0 | 1908.65 | 0 | 0 | 0 | 3429683.9247 | 0
7291 | 1691.5158 | 1646.884 | 1646.884 | 1603.1766 | 1603.1766 | 1910.95 | 3221277.7598 | 577143.5887 | 261798.7445 | 315785.7158 | 131907.0935
7292 | 1294.379 | 1358.4025 | 1358.4025 | 1322.3512 | 1294.379 | 1863.8 | 2535418.6545 | 465976.4432 | 211372.0922 | 0 | 176294.4198
7293 | 1858.4361 | 1888.3791 | 1888.3791 | 1838.2625 | 1838.2625 | 1847.45 | 3569684.8569 | 661774.5002 | 300188.2663 | 72114.5892 | 273980.2576
7294 | 1860.7669 | 1888.3791 | 1888.3791 | 1838.2625 | 1838.2625 | 1839.7 | 3553600.3334 | 661774.5002 | 300188.2663 | 80446.5407 | 287899.2809
7295 | 1745.7801 | 1832.131 | 1832.131 | 1783.5072 | 1745.7801 | 1821.2 | 3338286.2111 | 628480.8331 | 285085.889 | 0 | 312145.464
7296 | 1270.2939 | 0 | 0 | 0 | 0 | 1798.2 | 0 | 0 | 0 | 2449528.1022 | 0
7297 | 979.2 | 0 | 0 | 0 | 0 | 1761.45 | 0 | 0 | 0 | 1225840.896 | 0
7298 | 1126.4 | 0 | 0 | 0 | 0 | 1685.9 | 0 | 0 | 0 | 1410117.632 | 0
7299 | 942.4 | 0 | 0 | 0 | 0 | 1682.25 | 0 | 0 | 0 | 1179771.712 | 0
7300 | 1153.6 | 0 | 0 | 0 | 0 | 1697.35 | 0 | 0 | 0 | 1444168.768 | 0
7301 | 813.6 | 0 | 0 | 0 | 0 | 1717.2 | 0 | 0 | 0 | 1018529.568 | 0
7302 | 752.8 | 0 | 0 | 0 | 0 | 1726.55 | 0 | 0 | 0 | 942415.264 | 0
7303 | 972.165 | 336.6939 | 336.6939 | 327.7582 | 327.7582 | 1764 | 606954.756 | 117992.952 | 53522.9141 | 1242619.9429 | 75331.908
7304 | 714.13 | 521.2314 | 521.2314 | 507.3982 | 507.3982 | 1768.7 | 941548.671 | 182663.3508 | 82858.1255 | 398644.2442 | 114297.5889
7305 | 999.303 | 1048.7312 | 1048.7312 | 1020.8985 | 999.303 | 1801.4 | 1890845.9316 | 359749.08 | 163186.1799 | 0 | 198461.5758
7306 | 1215.461 | 1275.581 | 1275.581 | 1241.7278 | 1215.461 | 1711.75 | 2187437.4127 | 437565.96 | 198484.7813 | 0 | 350356.6333
7307 | 1450.762 | 2040.6382 | 1522.5206 | 1986.4808 | 1450.762 | 1701.15 | 2593928.431 | 522274.32 | 236909.4346 | 0 | 433560.2237
7308 | 1203.09 | 1603.6693 | 1262.5981 | 1561.1088 | 1203.09 | 1685.7 | 2131833.3621 | 433112.4 | 196464.597 | 0 | 378131.187
7309 | 1458.605 | 1530.7515 | 1530.7515 | 1490.1262 | 1458.605 | 1596.65 | 2450418.8795 | 525097.8 | 238190.1965 | 0 | 588328.3268
7310 | 1394.271 | 1463.2354 | 1463.2354 | 1424.4019 | 1394.271 | 1558.45 | 2278678.0969 | 501937.56 | 227684.4543 | 0 | 615640.36
7311 | 1158.39 | 1215.6871 | 1215.6871 | 1183.4234 | 1158.39 | 1806.7 | 2196023.9572 | 417020.4 | 189165.087 | 0 | 223916.787
7312 | 1214.189 | 1312.5053 | 1274.2461 | 1277.6721 | 1214.189 | 1860.75 | 2369596.618 | 437108.04 | 198277.0637 | 0 | 169075.8183
7313 | 1159.956 | 641.8042 | 641.8042 | 624.771 | 624.771 | 1899.45 | 1244332.1209 | 224917.5712 | 102025.1094 | 1032005.7387 | 61180.8541
7314 | 1375.523 | 0 | 0 | 0 | 0 | 1908.65 | 0 | 0 | 0 | 2652443.0093 | 0
7315 | 1310.4 | 1375.2159 | 1375.2159 | 1338.7184 | 1310.4 | 1910.95 | 2630410.6796 | 471744 | 213988.32 | 0 | 116691.12
7316 | 1376 | 1444.0607 | 1444.0607 | 1405.7361 | 1376 | 1863.8 | 2689030.2047 | 495360 | 224700.8 | 0 | 187411.2
7317 | 1444 | 1515.4241 | 1515.4241 | 1475.2056 | 1444 | 1847.45 | 2795963.8246 | 519840 | 235805.2 | 0 | 220282.2
7318 | 890.4 | 934.4416 | 934.4416 | 909.642 | 890.4 | 1839.7 | 1717465.4842 | 320544 | 145402.32 | 0 | 142731.12
7319 | 1152 | 1208.981 | 1208.981 | 1176.8953 | 1152 | 1821.7 | 2203881.4239 | 414720 | 188121.6 | 0 | 205401.6
7320 | 1338.4 | 0 | 0 | 0 | 0 | 1806.65 | 0 | 0 | 0 | 2580858.1344 | 0
7321 | 1149.6 | 0 | 0 | 0 | 0 | 1788.85 | 0 | 0 | 0 | 2216792.0736 | 0
7322 | 1115.2 | 0 | 0 | 0 | 0 | 1631.35 | 0 | 0 | 0 | 2150458.0032 | 0
7323 | 995.2 | 0 | 0 | 0 | 0 | 1563.95 | 0 | 0 | 0 | 1919060.0832 | 0
7324 | 1403.2 | 0 | 0 | 0 | 0 | 1563.1 | 0 | 0 | 0 | 2705813.0112 | 0
7325 | 927.2 | 177.3382 | 177.3382 | 172.6317 | 172.6317 | 1564.5 | 283141.032 | 62147.4294 | 28190.7645 | 1455046.0329 | 42603.6585
7326 | 899.2 | 943.6769 | 943.6769 | 918.6322 | 899.2 | 1738.2 | 1638950.3704 | 323712 | 146839.36 | 0 | 235410.56
7327 | 729.6 | 765.688 | 765.688 | 745.367 | 729.6 | 1775.2 | 1358901.2853 | 262656 | 119143.68 | 0 | 164014.08
7328 | 1140.583 | 1196.9993 | 1196.9993 | 1165.2316 | 1140.583 | 1696.35 | 2030373.9964 | 410609.88 | 186257.2039 | 0 | 346338.028
7329 | 1125.237 | 1180.8943 | 1180.8943 | 1149.554 | 1125.237 | 1704.8 | 2013070.71 | 405085.32 | 183751.2021 | 0 | 332169.9624
7330 | 1053.168 | 1105.2605 | 1105.2605 | 1075.9275 | 1053.168 | 1650.75 | 1823330.4643 | 379140.48 | 171982.3344 | 0 | 367818.924
7331 | 1214.887 | 1274.9786 | 1274.9786 | 1241.1414 | 1214.887 | 1545.7 | 1969530.3044 | 437359.32 | 198391.0471 | 0 | 551923.1641
7332 | 1367.312 | 1578.4916 | 1434.9419 | 1536.5993 | 1367.312 | 1487 | 2131363.9458 | 492232.32 | 223282.0496 | 0 | 701431.056
7333 | 1412.702 | 1482.5781 | 1482.5781 | 1443.2312 | 1412.702 | 1448.5 | 2145503.8053 | 508572.72 | 230694.2366 | 0 | 779105.153
7334 | 992.147 | 1041.2213 | 1041.2213 | 1013.5878 | 992.147 | 1600.55 | 1669000.9954 | 357172.92 | 162017.6051 | 0 | 396313.1191
7335 | 979.152 | 1027.5835 | 1027.5835 | 1000.312 | 979.152 | 1622.6 | 1671574.5747 | 352494.72 | 159895.5216 | 0 | 369531.9648
7336 | 1263.475 | 1241.295 | 1241.295 | 1208.3517 | 1208.3517 | 1884.75 | 2390309.9945 | 435006.6289 | 197323.8403 | 106295.051 | 135627.2373
7337 | 1350.183 | 712.9367 | 712.9367 | 694.0158 | 694.0158 | 1900.75 | 1383852.6638 | 249845.6855 | 113332.779 | 1265297.7237 | 67082.9757
7338 | 1374.738 | 1190.5021 | 1190.5021 | 1158.9068 | 1158.9068 | 1913.4 | 2326710.9446 | 417206.4547 | 189249.4835 | 416190.7205 | 89879.1956
7339 | 1219.2 | 1279.5049 | 1279.5049 | 1245.5476 | 1219.2 | 1913.15 | 2452657.618 | 438912 | 199095.36 | 0 | 105887.52
7340 | 1216 | 1276.1466 | 1276.1466 | 1242.2784 | 1216 | 1864.5 | 2385271.7625 | 437760 | 198572.8 | 0 | 164768
7341 | 1084.8 | 1138.4571 | 1138.4571 | 1108.2431 | 1084.8 | 1845 | 2103791.1336 | 390528 | 177147.84 | 0 | 168144
7342 | 1232 | 1292.9381 | 1292.9381 | 1258.6242 | 1232 | 1837.85 | 2376216.6393 | 443520 | 201185.6 | 0 | 199768.8
7343 | 838.4 | 879.8695 | 879.8695 | 856.5183 | 838.4 | 1821.1 | 1605170.8898 | 301824 | 136910.72 | 0 | 149989.76
7344 | 932 | 978.0992 | 978.0992 | 952.141 | 932 | 1807.2 | 1773899.1354 | 335520 | 152195.6 | 0 | 179689.6
7345 | 870.547 | 0 | 0 | 0 | 0 | 1439.25 | 0 | 0 | 0 | 1089820.3784 | 0
7346 | 870.2682 | 0 | 0 | 0 | 0 | 1791.1 | 0 | 0 | 0 | 1089471.3542 | 0
7347 | 862.4134 | 0 | 0 | 0 | 0 | 1694.7 | 0 | 0 | 0 | 1079638.0872 | 0
7348 | 826.5843 | 0 | 0 | 0 | 0 | 1528.75 | 0 | 0 | 0 | 1034784.3535 | 0
7349 | 819.3456 | 0 | 0 | 0 | 0 | 1365.05 | 0 | 0 | 0 | 1025722.3697 | 0
7350 | 813.6014 | 0 | 0 | 0 | 0 | 1296.25 | 0 | 0 | 0 | 1018531.3206 | 0
7351 | 903.9083 | 948.6188 | 948.6188 | 923.443 | 903.9083 | 1032.25 | 982972.2573 | 325406.988 | 147608.2254 | 0 | 874757.2573
7352 | 791.2837 | 830.422 | 830.422 | 808.383 | 791.2837 | 717.85 | 598698.7209 | 284862.132 | 129216.6282 | 0 | 1014543.4984
7353 | 1005.2559 | 1054.9787 | 1054.9787 | 1026.9801 | 1005.2559 | 1517.55 | 1606522.1814 | 361892.124 | 164158.2885 | 0 | 484985.709
7354 | 1195.4363 | 1254.5655 | 1254.5655 | 1221.27 | 1195.4363 | 359.6 | 452073.1225 | 430357.068 | 195214.7478 | 0 | 1960993.2144
7355 | 1226.7781 | 1972.5355 | 1287.4567 | 1920.1854 | 1226.7781 | 364.85 | 471198.4527 | 441640.116 | 200332.8637 | 0 | 2005966.2102
7356 | 1217.1598 | 1752.991 | 1277.364 | 1706.4676 | 1217.1598 | 356.05 | 456514.7414 | 438177.528 | 198762.1953 | 0 | 2000949.8532
7357 | 1234.1608 | 1315.4039 | 1295.2059 | 1280.4938 | 1234.1608 | 341 | 441807.6521 | 444297.888 | 201538.4586 | 0 | 2047472.7672
7358 | 1231.0896 | 2349.7092 | 1291.983 | 2287.3492 | 1231.0896 | 1030.55 | 1337632.6015 | 443192.256 | 201036.9317 | 0 | 1193479.8127
7359 | 1249.2235 | 2091.6484 | 1311.0129 | 2036.1372 | 1249.2235 | 768.3 | 1012967.6454 | 449720.46 | 203998.1976 | 0 | 1538668.585
7360 | 1250.9173 | 1579.4865 | 1312.7907 | 1537.5678 | 1250.9173 | 1536.45 | 2027182.2631 | 450330.228 | 204274.7951 | 0 | 579862.7144
7361 | 1257.5245 | 850.2799 | 850.2799 | 827.714 | 827.714 | 1884.2 | 1645396.4669 | 297977.027 | 135165.6903 | 828810.5338 | 82480.7502
7362 | 1230.4932 | 1291.3565 | 1291.3565 | 1257.0846 | 1230.4932 | 1860.9 | 2413195.2554 | 442977.552 | 200939.5396 | 0 | 171161.5763
7363 | 1196.9072 | 1256.1093 | 1256.1093 | 1222.7728 | 1196.9072 | 1860.75 | 2347460.4989 | 430886.592 | 195454.9458 | 0 | 166669.2998
7364 | 1113.5542 | 1168.6334 | 1168.6334 | 1137.6185 | 1113.5542 | 736.85 | 863824.817 | 400879.512 | 181843.4009 | 0 | 1406585.7351
7365 | 1185.424 | 1244.0583 | 1244.0583 | 1211.0416 | 1185.424 | 949.5 | 1184285.7518 | 426752.64 | 193579.7392 | 0 | 1245287.912
7366 | 1185.7689 | 1244.4203 | 1244.4203 | 1211.3941 | 1185.7689 | 1644.2 | 2053810.7318 | 426876.804 | 193636.0614 | 0 | 421896.5746
7367 | 1162.3773 | 1219.8713 | 1219.8713 | 1187.4966 | 1162.3773 | 1503.7 | 1846942.2542 | 418455.828 | 189816.2131 | 0 | 576887.7051
7368 | 889.2698 | 933.2557 | 933.2557 | 908.4876 | 889.2698 | 1303.85 | 1231786.7536 | 320137.128 | 145217.7583 | 0 | 619065.1713
7369 | 85.6 | 0 | 0 | 0 | 0 | 835.85 | 0 | 0 | 0 | 107160.928 | 0
7370 | 91.2 | 0 | 0 | 0 | 0 | 828.85 | 0 | 0 | 0 | 114171.456 | 0
7371 | 84 | 0 | 0 | 0 | 0 | 551.3 | 0 | 0 | 0 | 105157.92 | 0
7372 | 87.2 | 0 | 0 | 0 | 0 | 550.65 | 0 | 0 | 0 | 109163.936 | 0
7373 | 81.6 | 0 | 0 | 0 | 0 | 550.3 | 0 | 0 | 0 | 102153.408 | 0
7374 | 85.6 | 0 | 0 | 0 | 0 | 275.1 | 0 | 0 | 0 | 107160.928 | 0
7375 | 65.492 | 68.7314 | 68.7314 | 66.9073 | 65.492 | 274.35 | 18862.786 | 23577.12 | 10694.8436 | 0 | 113016.2698
7376 | 93.277 | 97.8907 | 97.8907 | 95.2928 | 93.277 | 280.75 | 27465.7956 | 33579.72 | 15232.1341 | 0 | 160366.4823
7377 | 618.406 | 648.994 | 648.994 | 631.7701 | 618.406 | 291.5 | 189656.1114 | 222626.16 | 100985.6998 | 0 | 1056546.651
7378 | 770.837 | 808.9647 | 808.9647 | 787.4952 | 770.837 | 303.85 | 246685.551 | 277501.32 | 125877.6821 | 0 | 1307455.1775
7379 | 1352.587 | 1419.4896 | 1419.4896 | 1381.8171 | 1352.587 | 314.3 | 447958.1573 | 486931.32 | 220877.4571 | 0 | 2280055.9059
7380 | 1093.259 | 1449.6102 | 1147.3335 | 1411.1384 | 1093.259 | 309.1 | 355935.0699 | 393573.24 | 178529.1947 | 0 | 1848591.6431
7381 | 1179.255 | 1393.2237 | 1237.5841 | 1356.2483 | 1179.255 | 297.25 | 368421.6163 | 424531.8 | 192572.3415 | 0 | 2007976.4512
7382 | 1555.276 | 1632.2042 | 1632.2042 | 1588.8863 | 1555.276 | 299.95 | 490876.8178 | 559899.36 | 253976.5708 | 0 | 2644046.9638
7383 | 1278.067 | 1848.5393 | 1341.2836 | 1799.4801 | 1278.067 | 307.7 | 413483.2285 | 460104.12 | 208708.3411 | 0 | 2162872.7841
7384 | 1480.787 | 1341.7664 | 1341.7664 | 1306.1567 | 1306.1567 | 312.95 | 429139.0959 | 470216.3951 | 213295.3814 | 336742.4921 | 2146028.823
7385 | 1756.931 | 636.7164 | 636.7164 | 619.8183 | 619.8183 | 321.8 | 209672.553 | 223134.5747 | 101216.3224 | 2192712.6843 | 1013025.2916
7386 | 1617.657 | 0 | 0 | 0 | 0 | 1432.05 | 0 | 0 | 0 | 3119353.8756 | 0
7387 | 1474.4 | 1547.3278 | 1547.3278 | 1506.2626 | 1474.4 | 1855.8 | 2880030.689 | 530784 | 240769.52 | 0 | 212608.48
7388 | 1431.2 | 1501.991 | 1501.991 | 1462.129 | 1431.2 | 1355.9 | 2041965.4457 | 515232 | 233714.96 | 0 | 921835.92
7389 | 1365.6 | 1433.1463 | 1433.1463 | 1395.1113 | 1365.6 | 605.4 | 870675.5244 | 491616 | 223002.48 | 0 | 1904465.76
7390 | 1100.8 | 1155.2485 | 1155.2485 | 1124.5889 | 1100.8 | 301.15 | 348942.3673 | 396288 | 179760.64 | 0 | 1870094.08
7391 | 1292.8 | 1356.7454 | 1356.7454 | 1320.7381 | 1292.8 | 288.95 | 393126.2343 | 465408 | 211114.24 | 0 | 2212045.44
7392 | 1215.2 | 816.1178 | 816.1178 | 794.4585 | 794.4585 | 276.85 | 231287.3245 | 286005.0592 | 129735.0727 | 811322.5707 | 1172620.8065
7393 | 949.6 | 0 | 0 | 0 | 0 | 1535.75 | 0 | 0 | 0 | 1188785.248 | 0
7394 | 1412.8 | 0 | 0 | 0 | 0 | 1272.85 | 0 | 0 | 0 | 1768656.064 | 0
7395 | 1319.2 | 0 | 0 | 0 | 0 | 1264.3 | 0 | 0 | 0 | 1651480.096 | 0
7396 | 1212.8 | 0 | 0 | 0 | 0 | 1274.45 | 0 | 0 | 0 | 1518280.064 | 0
7397 | 1012 | 0 | 0 | 0 | 0 | 1320.35 | 0 | 0 | 0 | 1266902.56 | 0
7398 | 1101.6 | 0 | 0 | 0 | 0 | 1399.2 | 0 | 0 | 0 | 1379071.008 | 0
7399 | 1240.205 | 1301.5489 | 1301.5489 | 1267.0065 | 1240.205 | 1445.4 | 1882306.2794 | 446473.8 | 202525.4765 | 0 | 687817.693
7400 | 972.841 | 1020.9603 | 1020.9603 | 993.8646 | 972.841 | 1470.9 | 1496594.1533 | 350222.76 | 158864.9353 | 0 | 514730.1731
7401 | 1091.276 | 1145.2535 | 1145.2535 | 1114.8591 | 1091.276 | 1577.4 | 1805793.612 | 392859.36 | 178205.3708 | 0 | 461173.2376
7402 | 1317.246 | 1382.4005 | 1382.4005 | 1345.7124 | 1317.246 | 1511.65 | 2097619.3551 | 474208.56 | 215106.2718 | 0 | 643277.0841
7403 | 1461.008 | 1533.2734 | 1533.2734 | 1492.5812 | 1461.008 | 1482.75 | 2280262.3874 | 525962.88 | 238582.6064 | 0 | 755706.388
7404 | 1485.364 | 1558.8341 | 1558.8341 | 1517.4635 | 1485.364 | 1459.95 | 2294722.3777 | 534731.04 | 242559.9412 | 0 | 802170.8282
7405 | 1859.342 | 1951.3101 | 1951.3101 | 1899.5234 | 1859.342 | 1485.7 | 2936432.3285 | 669363.12 | 303630.5486 | 0 | 956259.5906
7406 | 1111.595 | 2167.3336 | 1166.5775 | 2109.8137 | 1111.595 | 1506.35 | 1769167.4544 | 400174.2 | 181523.4635 | 0 | 548738.8718
7407 | 1623.432 | 2630.0868 | 1703.7313 | 2560.2857 | 1623.432 | 1547.15 | 2653057.1336 | 584435.52 | 265106.4456 | 0 | 735171.1812
7408 | 1529.712 | 1057.8574 | 1057.8574 | 1029.7824 | 1029.7824 | 1794.4 | 1948208.6321 | 370721.6633 | 168163.4656 | 964022.2502 | 206196.24
7409 | 1351.591 | 478.6578 | 478.6578 | 465.9545 | 465.9545 | 1900.25 | 930639.7538 | 167743.6279 | 76090.3734 | 1707786.9907 | 45265.6523
7410 | 1119.86 | 0 | 0 | 0 | 0 | 1913.4 | 0 | 0 | 0 | 2159443.9558 | 0
7411 | 915.2 | 960.4683 | 960.4683 | 934.978 | 915.2 | 1913.15 | 1843483.3304 | 329472 | 149452.16 | 0 | 79485.12
7412 | 1072.8 | 1125.8636 | 1125.8636 | 1095.9838 | 1072.8 | 1860.9 | 2101259.8866 | 386208 | 175188.24 | 0 | 149226.48
7413 | 1204 | 1263.5531 | 1263.5531 | 1230.0191 | 1204 | 1757.25 | 2222415.1371 | 433440 | 196613.2 | 0 | 292271
7414 | 921.6 | 967.1848 | 967.1848 | 941.5163 | 921.6 | 1837.85 | 1776375.5582 | 331776 | 150497.28 | 0 | 149437.44
7415 | 1499.2 | 1573.3545 | 1573.3545 | 1531.5985 | 1499.2 | 1821.1 | 2865442.8276 | 539712 | 244819.36 | 0 | 268206.88
7416 | 1340 | 0 | 0 | 0 | 0 | 1806.25 | 0 | 0 | 0 | 2583943.44 | 0
7417 | 1268 | 0 | 0 | 0 | 0 | 1632.35 | 0 | 0 | 0 | 1587383.84 | 0
7418 | 1223.2 | 0 | 0 | 0 | 0 | 1740.85 | 0 | 0 | 0 | 1531299.616 | 0
7419 | 1244.8 | 0 | 0 | 0 | 0 | 1574.8 | 0 | 0 | 0 | 1558340.224 | 0
7420 | 1196 | 0 | 0 | 0 | 0 | 1573.45 | 0 | 0 | 0 | 1497248.48 | 0
7421 | 920 | 0 | 0 | 0 | 0 | 1522.95 | 0 | 0 | 0 | 1151729.6 | 0
7422 | 1409.6 | 0 | 0 | 0 | 0 | 1585.85 | 0 | 0 | 0 | 1764650.048 | 0
7423 | 1301.174 | 0 | 0 | 0 | 0 | 1712.85 | 0 | 0 | 0 | 2509074.643 | 0
7424 | 900.704 | 0 | 0 | 0 | 0 | 1565.85 | 0 | 0 | 0 | 1736841.9345 | 0
7425 | 1025.232 | 61.5038 | 61.5038 | 59.8715 | 59.8715 | 1576.3 | 99341.495 | 21553.7348 | 9777.0136 | 1861520.126 | 0
7426 | 1161.734 | 1219.1965 | 1219.1965 | 1186.8397 | 1161.734 | 1571.6 | 1920405.496 | 418224.24 | 189711.1622 | 0 | 452041.6824
7427 | 1161.093 | 1218.5238 | 1218.5238 | 1186.1848 | 1161.093 | 1515.3 | 1855759.5694 | 417993.48 | 189606.4869 | 0 | 562781.7771
7428 | 1382.406 | 1450.7835 | 1450.7835 | 1412.2805 | 1382.406 | 1505.5 | 2191325.8694 | 497666.16 | 225746.8998 | 0 | 683599.767
7429 | 1308.312 | 1373.0246 | 1373.0246 | 1336.5853 | 1308.312 | 1522.7 | 2097834.1259 | 470992.32 | 213647.3496 | 0 | 624457.3176
7430 | 1078.045 | 1131.368 | 1131.368 | 1101.3421 | 1078.045 | 1603.45 | 1817374.9034 | 388096.2 | 176044.7485 | 0 | 427498.7447
7431 | 1313.362 | 1378.3244 | 1378.3244 | 1341.7445 | 1313.362 | 1589.2 | 2191816.7995 | 472810.32 | 214472.0146 | 0 | 539529.1096
7432 | 1419.024 | 612.4601 | 612.4601 | 596.2058 | 596.2058 | 1860.75 | 1164915.7555 | 214634.0804 | 97360.4037 | 1586653.541 | 80854.3985
7433 | 1209.14 | 331.2734 | 331.2734 | 322.4816 | 322.4816 | 1899.25 | 643572.8673 | 116093.3694 | 52661.2423 | 1709757.6147 | 31641.948
7434 | 1214.131 | 0 | 0 | 0 | 0 | 1911.9 | 0 | 0 | 0 | 2341228.2334 | 0
7435 | 1495.2 | 1569.1566 | 1569.1566 | 1527.5121 | 1495.2 | 1911.65 | 3006737.6193 | 538272 | 244166.16 | 0 | 132100.92
7436 | 1044.8 | 1096.4786 | 1096.4786 | 1067.3787 | 1044.8 | 1726.55 | 1900175.7417 | 376128 | 170615.84 | 0 | 285700.56
7437 | 1540.8 | 1617.0121 | 1617.0121 | 1574.0975 | 1540.8 | 1696.2 | 2748184.862 | 554688 | 251612.64 | 0 | 468095.04
7438 | 1288 | 1351.708 | 1351.708 | 1315.8344 | 1288 | 1829.65 | 2474379.3995 | 463680 | 210330.4 | 0 | 219410.8
7439 | 1128.8 | 1184.6335 | 1184.6335 | 1153.194 | 1128.8 | 1812.9 | 2147968.6003 | 406368 | 184333.04 | 0 | 211198.48
7440 | 1216 | 0 | 0 | 0 | 0 | 1680.25 | 0 | 0 | 0 | 2344832.256 | 0
7441 | 784.8 | 0 | 0 | 0 | 0 | 1484.85 | 0 | 0 | 0 | 982475.424 | 0
7442 | 1167.2 | 0 | 0 | 0 | 0 | 1478.35 | 0 | 0 | 0 | 1461194.336 | 0
7443 | 1024 | 0 | 0 | 0 | 0 | 1369.8 | 0 | 0 | 0 | 1281925.12 | 0
7444 | 1230.4 | 0 | 0 | 0 | 0 | 1333.95 | 0 | 0 | 0 | 1540313.152 | 0
7445 | 1207.2 | 0 | 0 | 0 | 0 | 1070.85 | 0 | 0 | 0 | 1511269.536 | 0
7446 | 961.6 | 0 | 0 | 0 | 0 | 1426.7 | 0 | 0 | 0 | 1203807.808 | 0
7447 | 1106.751 | 417.8656 | 417.8656 | 406.7757 | 406.7757 | 1543.4 | 659061.0835 | 146439.2479 | 66426.4699 | 1349773.5927 | 180885.7428
7448 | 981.304 | 1029.8419 | 1029.8419 | 1002.5105 | 981.304 | 1530.85 | 1575650.8417 | 353269.44 | 160246.9432 | 0 | 460378.7716
7449 | 1087.115 | 1140.8866 | 1140.8866 | 1110.6081 | 1087.115 | 1551.8 | 1772790.9358 | 391361.4 | 177525.8795 | 0 | 487244.943
7450 | 1162.094 | 1580.6199 | 1219.5743 | 1538.6711 | 1162.094 | 1584.2 | 1935627.9612 | 418353.84 | 189769.9502 | 0 | 483198.6852
7451 | 1710.031 | 1794.6138 | 1794.6138 | 1746.9857 | 1710.031 | 1462.25 | 2635520.6266 | 615611.16 | 279248.0623 | 0 | 919569.1702
7452 | 1447.547 | 1519.1466 | 1519.1466 | 1478.8293 | 1447.547 | 1419.4 | 2170122.5015 | 521116.92 | 236384.4251 | 0 | 840445.7882
7453 | 1355.19 | 1422.2214 | 1422.2214 | 1384.4764 | 1355.19 | 1396.6 | 1994182.4294 | 487868.4 | 221302.527 | 0 | 817721.646
7454 | 1224.544 | 1490.9727 | 1285.1133 | 1451.4031 | 1224.544 | 1556.35 | 2003696.8892 | 440835.84 | 199968.0352 | 0 | 543268.9456
7455 | 1435.996 | 1620.5751 | 1507.0242 | 1577.5659 | 1435.996 | 1472.6 | 2222980.3154 | 516958.56 | 234498.1468 | 0 | 757344.2904
7456 | 1576.816 | 1548.1821 | 1548.1821 | 1507.0942 | 1507.0942 | 1734.45 | 2741679.4008 | 542553.8992 | 246108.4771 | 134445.731 | 389761.5436
7457 | 1545.343 | 677.5552 | 677.5552 | 659.5732 | 659.5732 | 1899.25 | 1314231.8204 | 237446.3576 | 107708.3061 | 1708044.0477 | 64717.2662
7458 | 1644.762 | 0 | 0 | 0 | 0 | 1911.4 | 0 | 0 | 0 | 3171620.8808 | 0
7459 | 1521.6 | 1596.8624 | 1596.8624 | 1554.4826 | 1521.6 | 1911.65 | 3063802.5264 | 547776 | 248477.28 | 0 | 134433.36
7460 | 1470.4 | 1543.13 | 1543.13 | 1502.1761 | 1470.4 | 1715 | 2652004.3118 | 529344 | 240116.32 | 0 | 419064
7461 | 1567.2 | 1644.7179 | 1644.7179 | 1601.068 | 1567.2 | 1712.6 | 2816897.2001 | 564192 | 255923.76 | 0 | 450413.28
7462 | 1155.2 | 1212.3393 | 1212.3393 | 1180.1645 | 1155.2 | 1835.85 | 2224093.4582 | 415872 | 188644.16 | 0 | 189626.08
7463 | 1411.2 | 1481.0018 | 1481.0018 | 1441.6968 | 1411.2 | 1712 | 2531072.8529 | 508032 | 230448.96 | 0 | 406425.6
7464 | 1588.8 | 0 | 0 | 0 | 0 | 1527.25 | 0 | 0 | 0 | 3063708.4608 | 0
7465 | 1478.4 | 0 | 0 | 0 | 0 | 1484.85 | 0 | 0 | 0 | 1850779.392 | 0
7466 | 1609.6 | 0 | 0 | 0 | 0 | 1251.3 | 0 | 0 | 0 | 2015026.048 | 0
7467 | 1016 | 0 | 0 | 0 | 0 | 1202.2 | 0 | 0 | 0 | 1271910.08 | 0
7468 | 1200 | 0 | 0 | 0 | 0 | 1201.35 | 0 | 0 | 0 | 1502256 | 0
7469 | 1240 | 0 | 0 | 0 | 0 | 1186.35 | 0 | 0 | 0 | 1552331.2 | 0
7470 | 1102.4 | 0 | 0 | 0 | 0 | 1482.2 | 0 | 0 | 0 | 1380072.512 | 0
7471 | 1127.493 | 135.7144 | 135.7144 | 132.1126 | 132.1126 | 1655.8 | 229386.8496 | 47560.5472 | 21573.9927 | 1919407.8912 | 0
7472 | 1108.431 | 391.4527 | 391.4527 | 381.0638 | 381.0638 | 1803.35 | 720926.5672 | 137182.966 | 62227.7177 | 1402593.8201 | 66972.5005
7473 | 1506.879 | 1009.0248 | 1009.0248 | 982.2458 | 982.2458 | 1747.95 | 1803410.4073 | 353608.5018 | 160400.7454 | 1011658.5198 | 241112.2902
7474 | 1545.101 | 1388.3048 | 1388.3048 | 1351.46 | 1351.46 | 1606.3 | 2280415.5108 | 486525.59 | 220693.4135 | 373401.092 | 518180.4597
7475 | 1717.536 | 1802.49 | 1802.49 | 1754.6529 | 1717.536 | 1329.2 | 2402297.4639 | 618312.96 | 280473.6288 | 0 | 1152123.1488
7476 | 1743.337 | 1829.5672 | 1829.5672 | 1781.0114 | 1743.337 | 1157.7 | 2126201.0803 | 627601.32 | 284686.9321 | 0 | 1468412.7551
7477 | 1659.288 | 1781.3716 | 1741.3609 | 1734.095 | 1659.288 | 1133.65 | 1984942.761 | 597343.68 | 270961.7304 | 0 | 1437524.1588
7478 | 1711.846 | 1796.5185 | 1796.5185 | 1748.8399 | 1711.846 | 1517.1 | 2737189.4475 | 616264.56 | 279544.4518 | 0 | 826650.4334
7479 | 1778.711 | 1327.8936 | 1327.8936 | 1292.652 | 1292.652 | 1567.1 | 2132909.9732 | 465354.714 | 211090.0689 | 937275.3786 | 544981.2732
7480 | 1671.964 | 1406.2664 | 1406.2664 | 1368.9448 | 1368.9448 | 1612.35 | 2316768.282 | 492820.1412 | 223548.6918 | 584316.7011 | 516818.4688
7481 | 1740.399 | 7.8153 | 7.8153 | 7.6079 | 7.6079 | 1874.15 | 14959.1686 | 2738.8561 | 1242.3756 | 3341368.7379 | 932.5485
7482 | 1561.823 | 0 | 0 | 0 | 0 | 1905.2 | 0 | 0 | 0 | 3011688.2801 | 0
7483 | 1636 | 1716.921 | 1716.921 | 1671.3548 | 1636 | 1911.15 | 3292543.3522 | 588960 | 267158.8 | 0 | 145358.6
7484 | 1423.2 | 1493.5953 | 1493.5953 | 1453.9561 | 1423.2 | 1706.25 | 2557924.4861 | 512352 | 232408.56 | 0 | 418065
7485 | 1198.4 | 1257.6761 | 1257.6761 | 1224.2981 | 1198.4 | 1672.1 | 2110261.8731 | 431424 | 195698.72 | 0 | 392955.36
7486 | 1556.8 | 1633.8035 | 1633.8035 | 1590.4433 | 1556.8 | 1829.65 | 2997695.7367 | 560448 | 254225.44 | 0 | 265200.88
7487 | 1191.2 | 1250.12 | 1250.12 | 1216.9425 | 1191.2 | 1778.1 | 2226505.7241 | 428832 | 194522.96 | 0 | 264327.28
7488 | 1529.6 | 0 | 0 | 0 | 0 | 1652.35 | 0 | 0 | 0 | 2949552.1536 | 0
7489 | 1598.4 | 0 | 0 | 0 | 0 | 1458.95 | 0 | 0 | 0 | 3082220.2944 | 0
7490 | 1415.2 | 0 | 0 | 0 | 0 | 1286.3 | 0 | 0 | 0 | 2728952.8032 | 0
7491 | 1582.4 | 0 | 0 | 0 | 0 | 1329.3 | 0 | 0 | 0 | 3051367.2384 | 0
7492 | 1364.8 | 0 | 0 | 0 | 0 | 1268.95 | 0 | 0 | 0 | 2631765.6768 | 0
7493 | 1329.6 | 0 | 0 | 0 | 0 | 1335.35 | 0 | 0 | 0 | 2563888.9536 | 0
7494 | 1695.2 | 0 | 0 | 0 | 0 | 1476.7 | 0 | 0 | 0 | 3268881.2832 | 0
7495 | 1435.98 | 209.7446 | 209.7446 | 204.1781 | 204.1781 | 1534.65 | 327470.7327 | 73504.1016 | 33342.2772 | 2375303.3897 | 92533.9168
7496 | 1870.081 | 1299.5602 | 1299.5602 | 1265.0705 | 1265.0705 | 1521.35 | 2015963.38 | 455425.3952 | 206586.0195 | 1166651.346 | 589719.2966
7497 | 1222.75 | 1283.2305 | 1283.2305 | 1249.1743 | 1222.75 | 1551.8 | 1989987.8027 | 440190 | 199675.075 | 0 | 548036.55
7498 | 1723.893 | 1809.1614 | 1809.1614 | 1761.1473 | 1723.893 | 1408.6 | 2549849.1095 | 620601.48 | 281511.7269 | 0 | 1019510.3202
7499 | 1512.119 | 1586.9125 | 1586.9125 | 1544.7967 | 1512.119 | 1165.75 | 1848182.5993 | 544362.84 | 246929.0327 | 0 | 1261485.2758
7500 | 1701.586 | 1785.751 | 1785.751 | 1738.3582 | 1701.586 | 1150.95 | 2061154.3361 | 612570.96 | 277868.9938 | 0 | 1444731.5933
7501 | 1506.384 | 1580.8938 | 1580.8938 | 1538.9378 | 1506.384 | 1023.15 | 1620732.803 | 542298.24 | 245992.5072 | 0 | 1471511.2104
7502 | 1400.986 | 1470.2826 | 1470.2826 | 1431.2621 | 1400.986 | 1415.85 | 2075016.6843 | 504354.96 | 228781.0138 | 0 | 818385.9719
7503 | 1718.665 | 1803.6748 | 1803.6748 | 1755.8063 | 1718.665 | 1644.7 | 2966298.1587 | 618719.4 | 280657.9945 | 0 | 610641.6745
7504 | 1537.608 | 177.7853 | 177.7853 | 173.067 | 173.067 | 1865.25 | 339126.258 | 62304.1036 | 28261.8336 | 2631266.3309 | 22711.9777
7505 | 1343.34 | 147.2711 | 147.2711 | 143.3626 | 143.3626 | 1899.25 | 285835.4905 | 51610.5383 | 23411.1136 | 2313935.6076 | 14066.715
7506 | 1522.828 | 0 | 0 | 0 | 0 | 1911.9 | 0 | 0 | 0 | 2936493.5976 | 0
7507 | 1356.8 | 0 | 0 | 0 | 0 | 1911.65 | 0 | 0 | 0 | 2616339.1488 | 0
7508 | 1599.2 | 0 | 0 | 0 | 0 | 1722.65 | 0 | 0 | 0 | 3083762.9472 | 0
7509 | 1412.8 | 213.0472 | 213.0472 | 207.3931 | 207.3931 | 1355.85 | 295926.2188 | 74661.5046 | 33867.2881 | 2324405.4728 | 100528.6256
7510 | 1264.8 | 1327.3604 | 1327.3604 | 1292.133 | 1264.8 | 1801.9 | 2397146.5203 | 455328 | 206541.84 | 0 | 250556.88
7511 | 1524 | 1599.3812 | 1599.3812 | 1556.9345 | 1524 | 1693.6 | 2711650.0313 | 548640 | 248869.2 | 0 | 466953.6
7512 | 828.8 | 869.7947 | 869.7947 | 846.7108 | 828.8 | 1587.75 | 1380262.8473 | 298368 | 135343.04 | 0 | 341672.8
7513 | 1140 | 0 | 0 | 0 | 0 | 1739.8 | 0 | 0 | 0 | 1427143.2 | 0
7514 | 1248.8 | 0 | 0 | 0 | 0 | 1499.35 | 0 | 0 | 0 | 1563347.744 | 0
7515 | 1267.2 | 0 | 0 | 0 | 0 | 1546.4 | 0 | 0 | 0 | 1586382.336 | 0
7516 | 1367.2 | 0 | 0 | 0 | 0 | 1633.25 | 0 | 0 | 0 | 1711570.336 | 0
7517 | 1266.4 | 0 | 0 | 0 | 0 | 1779.9 | 0 | 0 | 0 | 1585380.832 | 0
7518 | 1180 | 0 | 0 | 0 | 0 | 1785.6 | 0 | 0 | 0 | 1477218.4 | 0
7519 | 1235.738 | 1296.8609 | 1296.8609 | 1262.443 | 1235.738 | 1779.2 | 2315051.5712 | 444865.68 | 201796.0154 | 0 | 272850.9504
7520 | 932.415 | 978.5348 | 978.5348 | 952.565 | 932.415 | 1589.05 | 1557398.3662 | 335669.4 | 152263.3695 | 0 | 383175.9443
7521 | 1225.774 | 1286.4041 | 1286.4041 | 1252.2636 | 1225.774 | 1546.45 | 1993082.3726 | 441278.64 | 200168.8942 | 0 | 555949.7977
7522 | 1183.594 | 1242.1378 | 1242.1378 | 1209.1721 | 1183.594 | 1362.55 | 1699094.1355 | 426093.84 | 193280.9002 | 0 | 754481.9953
7523 | 1167.775 | 1468.9634 | 1225.5363 | 1429.9779 | 1167.775 | 1109.35 | 1362848.7281 | 420399 | 190697.6575 | 0 | 1040078.8037
7524 | 1149.101 | 1205.9386 | 1205.9386 | 1173.9337 | 1149.101 | 1045.35 | 1264738.594 | 413676.36 | 187648.1933 | 0 | 1096989.2696
7525 | 1061.564 | 1114.0718 | 1114.0718 | 1084.505 | 1061.564 | 1035.05 | 1157169.9098 | 382163.04 | 173353.4012 | 0 | 1024356.1818
7526 | 1207.035 | 1266.7382 | 1266.7382 | 1233.1197 | 1207.035 | 1304.55 | 1659076.1689 | 434532.6 | 197108.8155 | 0 | 839432.4907
7527 | 1229.373 | 1165.1754 | 1165.1754 | 1134.2523 | 1134.2523 | 1608.65 | 1925396.0293 | 408330.8249 | 185223.3992 | 183422.7842 | 432302.038
7528 | 1219.569 | 717.6499 | 717.6499 | 698.6038 | 698.6038 | 1773.7 | 1306946.6859 | 251497.3846 | 114082.0081 | 1004585.4419 | 153967.2784
7529 | 850.341 | 247.266 | 247.266 | 240.7037 | 240.7037 | 1883.7 | 477904.0216 | 86653.3325 | 39306.9145 | 1175573.3569 | 27263.1623
7530 | 1029.964 | 0 | 0 | 0 | 0 | 1860.3 | 0 | 0 | 0 | 1986096.0606 | 0
7531 | 1183.2 | 1241.7243 | 1241.7243 | 1208.7696 | 1183.2 | 1880.55 | 2348138.2271 | 425952 | 193216.56 | 0 | 141333.24
7532 | 1294.4 | 1358.4245 | 1358.4245 | 1322.3727 | 1294.4 | 1819.35 | 2488437.7241 | 465984 | 211375.52 | 0 | 233833.36
7533 | 1021.6 | 1072.1311 | 1072.1311 | 1043.6773 | 1021.6 | 1738.5 | 1874986.2374 | 367776 | 166827.28 | 0 | 267148.4
7534 | 1191.2 | 1250.12 | 1250.12 | 1216.9425 | 1191.2 | 1824.9 | 2291243.8164 | 428832 | 194522.96 | 0 | 208579.12
7535 | 1176 | 1234.1681 | 1234.1681 | 1201.414 | 1176 | 1812.7 | 2247501.8151 | 423360 | 192040.8 | 0 | 220264.8
7536 | 173.6 | 0 | 0 | 0 | 0 | 1796.3 | 0 | 0 | 0 | 334755.6576 | 0
7537 | 89.6 | 0 | 0 | 0 | 0 | 1648.85 | 0 | 0 | 0 | 112168.448 | 0
7538 | 171.2 | 0 | 0 | 0 | 0 | 1777.85 | 0 | 0 | 0 | 214321.856 | 0
7539 | 109.6 | 0 | 0 | 0 | 0 | 1740.75 | 0 | 0 | 0 | 137206.048 | 0
7540 | 114.4 | 0 | 0 | 0 | 0 | 1752.6 | 0 | 0 | 0 | 143215.072 | 0
7541 | 85.6 | 0 | 0 | 0 | 0 | 1775.15 | 0 | 0 | 0 | 107160.928 | 0
7542 | 88.8 | 0 | 0 | 0 | 0 | 1775.85 | 0 | 0 | 0 | 111166.944 | 0
7543 | 85.749 | 0 | 0 | 0 | 0 | 1678.55 | 0 | 0 | 0 | 165351.1687 | 0
7544 | 209.928 | 0 | 0 | 0 | 0 | 1518.05 | 0 | 0 | 0 | 404807.5212 | 0
7545 | 856.951 | 498.9062 | 498.9062 | 485.6655 | 485.6655 | 1496.45 | 759713.4528 | 174839.5712 | 79309.1722 | 715955.8171 | 139927.9846
7546 | 1343.987 | 696.8894 | 696.8894 | 678.3943 | 678.3943 | 1256.85 | 891721.569 | 244221.9647 | 110781.7968 | 1283472.9634 | 490988.0578
7547 | 1233.607 | 1121.9711 | 1121.9711 | 1092.1946 | 1092.1946 | 1188.25 | 1362430.2718 | 393190.0664 | 178355.3829 | 272687.7377 | 863445.487
7548 | 1009.939 | 1059.8933 | 1059.8933 | 1031.7643 | 1009.939 | 1183.05 | 1257434.4839 | 363578.04 | 164923.0387 | 0 | 825069.6661
7549 | 1251.764 | 1313.6796 | 1313.6796 | 1278.8153 | 1251.764 | 1016.65 | 1339086.4757 | 450635.04 | 204413.0612 | 0 | 1230922.1294
7550 | 1114.082 | 1169.1875 | 1169.1875 | 1138.1579 | 1114.082 | 1019.35 | 1193600.9148 | 401069.52 | 181929.5906 | 0 | 1092524.5133
7551 | 1131.027 | 1186.9707 | 1186.9707 | 1155.4691 | 1131.027 | 1027.1 | 1219353.1333 | 407169.72 | 184696.7091 | 0 | 1100376.1683
7552 | 1306.039 | 1370.6392 | 1370.6392 | 1334.2632 | 1306.039 | 1355.45 | 1853644.0457 | 470174.04 | 213276.1687 | 0 | 841807.4374
7553 | 1317.887 | 788.6586 | 788.6586 | 767.7281 | 767.7281 | 1542.9 | 1240677.0219 | 276382.1009 | 125369.9919 | 1060880.2903 | 341767.7277
7554 | 1482.151 | 0 | 0 | 0 | 0 | 1846.5 | 0 | 0 | 0 | 2858055.4877 | 0
7555 | 1344.8 | 1411.3174 | 1411.3174 | 1373.8618 | 1344.8 | 1859.4 | 2628801.806 | 484128 | 219605.84 | 0 | 189078.88
7556 | 1447.2 | 1518.7824 | 1518.7824 | 1478.4748 | 1447.2 | 1826.35 | 2782152.5657 | 520992 | 236327.76 | 0 | 251306.28
7557 | 1483.2 | 1556.5631 | 1556.5631 | 1515.2527 | 1483.2 | 1815.35 | 2836279.3764 | 533952 | 242206.56 | 0 | 273872.88
7558 | 1075.2 | 1128.3823 | 1128.3823 | 1098.4356 | 1075.2 | 1808.05 | 2048178.7133 | 387072 | 175580.16 | 0 | 206384.64
7559 | 1232.8 | 1293.7776 | 1293.7776 | 1259.4415 | 1232.8 | 1795.95 | 2331814.8154 | 443808 | 201316.24 | 0 | 251552.84
7560 | 1115.2 | 0 | 0 | 0 | 0 | 1759.25 | 0 | 0 | 0 | 2150458.0032 | 0
7561 | 1131.2 | 0 | 0 | 0 | 0 | 1661.95 | 0 | 0 | 0 | 1416126.656 | 0
7562 | 1402.4 | 0 | 0 | 0 | 0 | 1454.1 | 0 | 0 | 0 | 1755636.512 | 0
7563 | 878.4 | 0 | 0 | 0 | 0 | 1394.3 | 0 | 0 | 0 | 1099651.392 | 0
7564 | 985.6 | 0 | 0 | 0 | 0 | 1490.7 | 0 | 0 | 0 | 1233852.928 | 0
7565 | 1147.2 | 0 | 0 | 0 | 0 | 1508.35 | 0 | 0 | 0 | 1436156.736 | 0
7566 | 1303.2 | 0 | 0 | 0 | 0 | 1538.45 | 0 | 0 | 0 | 1631450.016 | 0
7567 | 1182.365 | 504.2207 | 504.2207 | 490.8389 | 490.8389 | 1779.7 | 915709.9485 | 176702.0081 | 80153.9942 | 1333480.821 | 105309.1278
7568 | 1335.808 | 1401.8807 | 1401.8807 | 1364.6755 | 1335.808 | 1804.75 | 2530484.6138 | 480890.88 | 218137.4464 | 0 | 260816.512
7569 | 1230.58 | 1291.4478 | 1291.4478 | 1257.1735 | 1230.58 | 1734.3 | 2243044.1097 | 443008.8 | 200953.714 | 0 | 326965.106
7570 | 1363.817 | 1690.0778 | 1431.2751 | 1645.2241 | 1363.817 | 1600.45 | 2298557.2597 | 490974.12 | 222711.3161 | 0 | 544913.0823
7571 | 1384.068 | 2132.4369 | 1452.5267 | 2075.8431 | 1384.068 | 1284.75 | 1876433.2373 | 498264.48 | 226018.3044 | 0 | 989954.637
7572 | 1456.248 | 2292.8073 | 1528.2769 | 2231.9575 | 1456.248 | 1153 | 1771721.166 | 524249.28 | 237805.2984 | 0 | 1233442.056
7573 | 1474.147 | 1982.0342 | 1547.0623 | 1929.432 | 1474.147 | 1148.15 | 1782696.2763 | 530692.92 | 240728.2051 | 0 | 1255752.122
7574 | 1408.803 | 1462.7663 | 1462.7663 | 1423.9453 | 1408.803 | 1578.45 | 2340729.7334 | 507169.08 | 230057.5299 | 0 | 584594.5797
7575 | 1416.215 | 324.9262 | 324.9262 | 316.3029 | 316.3029 | 1672.6 | 555903.9326 | 113869.0372 | 51652.2605 | 2120978.1375 | 100854.2604
7576 | 1598.239 | 763.3571 | 763.3571 | 743.098 | 743.098 | 1885.25 | 1472157.6111 | 267515.2979 | 121347.9115 | 1648981.9768 | 83044.575
7577 | 1617.779 | 558.6825 | 558.6825 | 543.8554 | 543.8554 | 1900.75 | 1085491.163 | 195787.9405 | 88811.5852 | 2070864.0796 | 52568.5565
7578 | 1347.526 | 0 | 0 | 0 | 0 | 1913.4 | 0 | 0 | 0 | 2598455.9462 | 0
7579 | 1315.2 | 1380.2533 | 1380.2533 | 1343.6222 | 1315.2 | 1913.15 | 2645942.8079 | 473472 | 214772.16 | 0 | 114225.12
7580 | 1236.8 | 1297.9755 | 1297.9755 | 1263.5279 | 1236.8 | 1865.5 | 2426715.9752 | 445248 | 201969.44 | 0 | 166349.6
7581 | 1147.2 | 1203.9436 | 1203.9436 | 1171.9916 | 1147.2 | 1849.6 | 2228973.7823 | 412992 | 187337.76 | 0 | 172538.88
7582 | 1199.2 | 1258.5157 | 1258.5157 | 1225.1154 | 1199.2 | 1837.85 | 2315863.8918 | 431712 | 195829.36 | 0 | 194450.28
7583 | 1183.2 | 1241.7243 | 1241.7243 | 1208.7696 | 1183.2 | 1821.1 | 2264357.3146 | 425952 | 193216.56 | 0 | 211674.48
7584 | 1420 | 0 | 0 | 0 | 0 | 1807.75 | 0 | 0 | 0 | 2738208.72 | 0
7585 | 1430.4 | 0 | 0 | 0 | 0 | 1794.85 | 0 | 0 | 0 | 1790689.152 | 0
7586 | 1165.6 | 0 | 0 | 0 | 0 | 1788.35 | 0 | 0 | 0 | 1459191.328 | 0
7587 | 1365.6 | 0 | 0 | 0 | 0 | 1785.3 | 0 | 0 | 0 | 1709567.328 | 0
7588 | 876.8 | 0 | 0 | 0 | 0 | 1783.55 | 0 | 0 | 0 | 1097648.384 | 0
7589 | 816 | 0 | 0 | 0 | 0 | 1784.95 | 0 | 0 | 0 | 1021534.08 | 0
7590 | 768 | 0 | 0 | 0 | 0 | 1792.2 | 0 | 0 | 0 | 961443.84 | 0
7591 | 1244.499 | 423.1444 | 423.1444 | 411.9144 | 411.9144 | 1806.3 | 780647.6639 | 148289.1802 | 67265.6198 | 1605486.2258 | 70086.471
7592 | 1277.595 | 1340.7883 | 1340.7883 | 1305.2045 | 1277.595 | 1829.9 | 2453115.4489 | 459934.2 | 208631.2635 | 0 | 217318.9095
7593 | 1546.546 | 1623.0423 | 1623.0423 | 1579.9677 | 1546.546 | 1856.7 | 3021096.0102 | 556756.56 | 252550.9618 | 0 | 221620.0418
7594 | 1572.208 | 1649.9737 | 1649.9737 | 1606.1843 | 1572.208 | 1870.1 | 3094751.6941 | 565994.88 | 256741.5664 | 0 | 204229.8192
7595 | 1429.627 | 1896.9983 | 1500.3392 | 1846.653 | 1429.627 | 1849.15 | 2783831.0709 | 514665.72 | 233458.0891 | 0 | 215659.233
7596 | 1773.524 | 1855.4018 | 1855.4018 | 1806.1604 | 1773.524 | 1689.95 | 3158692.9607 | 638468.64 | 289616.4692 | 0 | 545381.6706
7597 | 1456.594 | 1021.8681 | 1021.8681 | 994.7483 | 994.7483 | 1573.15 | 1649323.1251 | 358109.3909 | 162442.3987 | 890584.4373 | 413524.5967
7598 | 1568.38 | 1588.6399 | 1588.6399 | 1546.4783 | 1546.4783 | 1839.75 | 2998059.6251 | 556732.178 | 252539.9019 | 42233.4521 | 241353.9673
7599 | 1614.354 | 1694.2043 | 1694.2043 | 1649.2411 | 1614.354 | 1882.15 | 3196285.1754 | 581167.44 | 263624.0082 | 0 | 190251.6189
7600 | 1835.767 | 1709.8424 | 1709.8424 | 1664.4641 | 1664.4641 | 1889.85 | 3304217.7567 | 599207.0663 | 271806.9831 | 330326.1751 | 178554.6921
7601 | 1488.288 | 296.0513 | 296.0513 | 288.1943 | 288.1943 | 1900.75 | 575928.6014 | 103749.944 | 47062.1274 | 2314159.9047 | 27856.5968
7602 | 1561.284 | 0 | 0 | 0 | 0 | 1913.4 | 0 | 0 | 0 | 3010648.9177 | 0
7603 | 1532 | 1607.7769 | 1607.7769 | 1565.1073 | 1532 | 1913.15 | 3089423.4408 | 551520 | 250175.6 | 0 | 133054.2
7604 | 1440.8 | 1512.0659 | 1512.0659 | 1471.9365 | 1440.8 | 1865.5 | 2833388.6008 | 518688 | 235282.64 | 0 | 193787.6
7605 | 1496.8 | 1570.8358 | 1570.8358 | 1529.1466 | 1496.8 | 1849.6 | 2912157.7557 | 538848 | 244427.44 | 0 | 225118.72
7606 | 967.2 | 1015.0403 | 1015.0403 | 988.1017 | 967.2 | 1837.85 | 1868387.2009 | 348192 | 157943.76 | 0 | 156831.48
7607 | 1389.6 | 1458.3334 | 1458.3334 | 1419.63 | 1389.6 | 1821.1 | 2668762.4115 | 500256 | 226921.68 | 0 | 248599.44
7608 | 994.4 | 0 | 0 | 0 | 0 | 1807.75 | 0 | 0 | 0 | 1917517.4304 | 0
7609 | 1131.2 | 0 | 0 | 0 | 0 | 1794.85 | 0 | 0 | 0 | 1416126.656 | 0
7610 | 1332.8 | 0 | 0 | 0 | 0 | 1788.35 | 0 | 0 | 0 | 1668505.664 | 0
7611 | 1132.8 | 0 | 0 | 0 | 0 | 1785.3 | 0 | 0 | 0 | 1418129.664 | 0
7612 | 1163.2 | 0 | 0 | 0 | 0 | 1784.45 | 0 | 0 | 0 | 1456186.816 | 0
7613 | 1312.8 | 0 | 0 | 0 | 0 | 1785.85 | 0 | 0 | 0 | 1643468.064 | 0
7614 | 1239.2 | 0 | 0 | 0 | 0 | 1792.2 | 0 | 0 | 0 | 1551329.696 | 0
7615 | 1053.267 | 382.6918 | 382.6918 | 372.5354 | 372.5354 | 1806.3 | 707418.6151 | 134112.7403 | 60835.0292 | 1312665.6556 | 70276.4907
7616 | 1323.515 | 1368.6169 | 1368.6169 | 1332.2946 | 1323.515 | 1826.75 | 2537469.1055 | 476465.4 | 216129.9995 | 0 | 222976.215
7617 | 1381.943 | 1450.2976 | 1450.2976 | 1411.8075 | 1381.943 | 1860.8 | 2701078.9499 | 497499.48 | 225671.2919 | 0 | 192366.4656
7618 | 1401.676 | 1594.0583 | 1471.0067 | 1551.7528 | 1401.676 | 1871.1 | 2756757.3181 | 504603.36 | 228893.6908 | 0 | 180676.0364
7619 | 1376.532 | 2003.0685 | 1444.619 | 1949.9082 | 1376.532 | 1858.2 | 2694313.3297 | 495551.52 | 224787.6756 | 0 | 195192.2376
7620 | 1661.105 | 2155.249 | 1743.2677 | 2098.0499 | 1661.105 | 1830 | 3200201.7161 | 597997.8 | 271258.4465 | 0 | 282387.85
7621 | 1751.024 | 2061.1909 | 1837.6344 | 2006.488 | 1751.024 | 1840.45 | 3396407.3791 | 630368.64 | 285942.2192 | 0 | 279375.8792
7622 | 1832.523 | 2526.4387 | 1923.1645 | 2459.3884 | 1832.523 | 1857.65 | 3584365.4009 | 659708.28 | 299251.0059 | 0 | 260859.6491
7623 | 1589.617 | 2343.4198 | 1668.2438 | 2281.2267 | 1589.617 | 1873.9 | 3130241.4745 | 572262.12 | 259584.4561 | 0 | 200450.7037
7624 | 1620.881 | 1560.9016 | 1560.9016 | 1519.4761 | 1519.4761 | 1889.85 | 3014212.9301 | 547011.3903 | 248130.4445 | 195540.7217 | 163001.1817
7625 | 1347.911 | 553.601 | 553.601 | 538.9088 | 538.9088 | 1900.75 | 1074554.6684 | 194007.1507 | 88003.7992 | 1560011.979 | 52090.37
7626 | 1547.415 | 0 | 0 | 0 | 0 | 1913.4 | 0 | 0 | 0 | 2983905.1031 | 0
7627 | 1665.6 | 1747.9851 | 1747.9851 | 1701.5945 | 1665.6 | 1913.15 | 3351990.3959 | 599616 | 271992.48 | 0 | 144657.36
7628 | 1189.6 | 1248.4408 | 1248.4408 | 1215.3079 | 1189.6 | 1865.5 | 2333294.0462 | 428256 | 194261.68 | 0 | 160001.2
7629 | 890.4 | 934.4416 | 934.4416 | 909.642 | 890.4 | 1849.6 | 1730363.1386 | 320544 | 145402.32 | 0 | 133916.16
7630 | 993.6 | 1042.7461 | 1042.7461 | 1015.0722 | 993.6 | 1837.85 | 1919059.8009 | 357696 | 162254.88 | 0 | 161112.24
7631 | 1250.4 | 1312.2482 | 1312.2482 | 1277.4218 | 1250.4 | 1821.1 | 2394500.5361 | 450144 | 204190.32 | 0 | 223696.56
7632 | 1127.2 | 168.7389 | 168.7389 | 164.2607 | 164.2607 | 1807.75 | 312632.5773 | 59133.8418 | 26823.7677 | 1856851.3141 | 15245.8095
7633 | 1052 | 0 | 0 | 0 | 0 | 1794.85 | 0 | 0 | 0 | 1316977.76 | 0
7634 | 1386.4 | 0 | 0 | 0 | 0 | 1788.35 | 0 | 0 | 0 | 1735606.432 | 0
7635 | 1046.4 | 0 | 0 | 0 | 0 | 1785.3 | 0 | 0 | 0 | 1309967.232 | 0
7636 | 1260 | 0 | 0 | 0 | 0 | 1784.45 | 0 | 0 | 0 | 1577368.8 | 0
7637 | 1321.6 | 0 | 0 | 0 | 0 | 1785.85 | 0 | 0 | 0 | 1654484.608 | 0
7638 | 721.6 | 0 | 0 | 0 | 0 | 1792.2 | 0 | 0 | 0 | 903356.608 | 0
7639 | 904.057 | 948.7741 | 948.7741 | 923.5942 | 904.057 | 1806.3 | 1719339.8618 | 325460.52 | 147632.5081 | 0 | 175115.8409
7640 | 979.12 | 1027.5499 | 1027.5499 | 1000.2793 | 979.12 | 1826.25 | 1880675.904 | 352483.2 | 159890.296 | 0 | 170122.1
7641 | 1105.275 | 1159.9449 | 1159.9449 | 1129.1606 | 1105.275 | 1853.6 | 2153721.5769 | 397899 | 180491.4075 | 0 | 161812.26
7642 | 1633.544 | 1714.3435 | 1714.3435 | 1668.8458 | 1633.544 | 1826 | 3139102.8807 | 588075.84 | 266757.7352 | 0 | 284236.656
7643 | 1559.029 | 1771.7848 | 1636.1428 | 1724.7626 | 1559.029 | 1625.25 | 2670995.1835 | 561250.44 | 254589.4357 | 0 | 584246.1178
7644 | 1491.985 | 1565.7826 | 1565.7826 | 1524.2276 | 1491.985 | 1359.95 | 2139321.8139 | 537114.6 | 243641.1505 | 0 | 954944.9993
7645 | 1664.025 | 1746.3322 | 1746.3322 | 1699.9855 | 1664.025 | 1414.4 | 2479466.2149 | 599049 | 271735.2825 | 0 | 974453.04
7646 | 1509.416 | 1584.0758 | 1584.0758 | 1542.0353 | 1509.416 | 1530.45 | 2431914.511 | 543389.76 | 246487.6328 | 0 | 708746.2828
7647 | 1181.19 | 1239.6149 | 1239.6149 | 1206.7161 | 1181.19 | 1644.7 | 2046548.2903 | 425228.4 | 192888.327 | 0 | 419676.807
7648 | 1646.173 | 1727.5972 | 1727.5972 | 1681.7477 | 1646.173 | 1863.25 | 3223536.9232 | 592622.28 | 268820.0509 | 0 | 225114.1577
7649 | 1321.611 | 760.9675 | 760.9675 | 740.7718 | 740.7718 | 1900.75 | 1478175.2758 | 266677.8633 | 120968.0419 | 1120041.4409 | 71602.3245
7650 | 1456.398 | 0 | 0 | 0 | 0 | 1913.4 | 0 | 0 | 0 | 2808395.5658 | 0
7651 | 1341.6 | 1407.9592 | 1407.9592 | 1370.5927 | 1341.6 | 1913.15 | 2696580.6887 | 482976 | 219083.28 | 0 | 116517.96
7652 | 1266.4 | 1329.0396 | 1329.0396 | 1293.7676 | 1266.4 | 1865.5 | 2478829.5277 | 455904 | 206803.12 | 0 | 170330.8
7653 | 1124.8 | 1180.4356 | 1180.4356 | 1149.1075 | 1124.8 | 1849.6 | 2181584.564 | 404928 | 183679.84 | 0 | 169169.92
7654 | 1446.4 | 1517.9429 | 1517.9429 | 1477.6575 | 1446.4 | 1837.85 | 2786060.864 | 520704 | 236197.12 | 0 | 234533.76
7655 | 1150.4 | 1207.3019 | 1207.3019 | 1175.2608 | 1150.4 | 1821.1 | 2198168.5994 | 414144 | 187860.32 | 0 | 205806.56
7656 | 1467.2 | 0 | 0 | 0 | 0 | 1807.75 | 0 | 0 | 0 | 2829225.2352 | 0
7657 | 1057.6 | 0 | 0 | 0 | 0 | 1794.85 | 0 | 0 | 0 | 2039387.0016 | 0
7658 | 1108 | 0 | 0 | 0 | 0 | 1788.35 | 0 | 0 | 0 | 2136574.128 | 0
7659 | 1446.4 | 0 | 0 | 0 | 0 | 1785.3 | 0 | 0 | 0 | 2789116.2624 | 0
7660 | 1334.4 | 0 | 0 | 0 | 0 | 1784.45 | 0 | 0 | 0 | 2573144.8704 | 0
7661 | 826.4 | 367.2007 | 367.2007 | 357.4554 | 357.4554 | 1785.85 | 670428.4882 | 128683.9428 | 58372.4663 | 904273.3817 | 54123.4144
7662 | 1045.6 | 1097.3182 | 1097.3182 | 1068.196 | 1045.6 | 1792.2 | 1967353.4912 | 376416 | 170746.48 | 0 | 217275.68
7663 | 960.752 | 1008.2734 | 1008.2734 | 981.5144 | 960.752 | 1806.3 | 1826044.7713 | 345870.72 | 156890.8016 | 0 | 186097.6624
7664 | 891.267 | 935.3515 | 935.3515 | 910.5278 | 891.267 | 1829.85 | 1713587.6417 | 320856.12 | 145543.9011 | 0 | 151649.08
7665 | 1021.024 | 1071.5266 | 1071.5266 | 1043.0889 | 1021.024 | 1859.8 | 1996210.9744 | 367568.64 | 166733.2192 | 0 | 143147.5648
7666 | 1278.022 | 1682.9572 | 1341.2364 | 1638.2925 | 1278.022 | 1863.9 | 2509692.124 | 460087.92 | 208700.9926 | 0 | 173938.7942
7667 | 1410.682 | 2170.2448 | 1480.4581 | 2112.6477 | 1410.682 | 1665.75 | 2478964.939 | 507845.52 | 230364.3706 | 0 | 471520.4585
7668 | 1375.315 | 1804.718 | 1443.3418 | 1756.8218 | 1375.315 | 1738.45 | 2515071.2316 | 495113.4 | 224588.9395 | 0 | 359713.6382
7669 | 1500.064 | 2393.5463 | 1574.2612 | 2330.0229 | 1500.064 | 1582.85 | 2506374.2344 | 540023.04 | 244960.4512 | 0 | 625751.6976
7670 | 1347.201 | 2338.8851 | 1413.8372 | 2276.8123 | 1347.201 | 1740.85 | 2475521.3076 | 484992.36 | 219997.9233 | 0 | 349127.1392
7671 | 1165.374 | 2912.6998 | 1223.0165 | 2835.3983 | 1165.374 | 1877.5 | 2305090.9058 | 419534.64 | 190305.5742 | 0 | 142758.315
7672 | 1265.572 | 1717.9432 | 1328.1706 | 1672.3499 | 1265.572 | 1889.85 | 2518233.3185 | 455605.92 | 206667.9076 | 0 | 139402.7558
7673 | 1012.197 | 378.7994 | 378.7994 | 368.7462 | 368.7462 | 1900.75 | 737234.664 | 132748.6451 | 60216.2604 | 1240776.4028 | 26063.1493
7674 | 1011.616 | 1061.6533 | 1061.6533 | 1033.4776 | 1011.616 | 1913.4 | 2033144.6774 | 364181.76 | 165196.8928 | 0 | 87605.9456
7675 | 971.2 | 1019.2382 | 1019.2382 | 992.1882 | 971.2 | 1913.15 | 1953881.7071 | 349632 | 158596.96 | 0 | 84348.72
7676 | 1312 | 1376.8951 | 1376.8951 | 1340.353 | 1312 | 1865.5 | 2572517.6786 | 472320 | 214249.6 | 0 | 176464
7677 | 1095.2 | 1149.3716 | 1149.3716 | 1118.8679 | 1095.2 | 1849.6 | 2126079.9216 | 394272 | 178846.16 | 0 | 164718.08
7678 | 1071.2 | 1124.1844 | 1124.1844 | 1094.3492 | 1071.2 | 1837.85 | 2064702.1414 | 385632 | 174926.96 | 0 | 173695.08
7679 | 1172 | 1229.9703 | 1229.9703 | 1197.3275 | 1172 | 1821.1 | 2241073.5667 | 421920 | 191387.6 | 0 | 209670.8
7680 | 1040 | 1091.4412 | 1091.4412 | 1062.475 | 1040 | 1807.75 | 1978168.0196 | 374400 | 169832 | 0 | 199940
7681 | 1044 | 0 | 0 | 0 | 0 | 1794.4 | 0 | 0 | 0 | 1306962.72 | 0
7682 | 1136.8 | 0 | 0 | 0 | 0 | 1793.1 | 0 | 0 | 0 | 1423137.184 | 0
7683 | 1080.8 | 0 | 0 | 0 | 0 | 1790.15 | 0 | 0 | 0 | 1353031.904 | 0
7684 | 1034.4 | 0 | 0 | 0 | 0 | 1788.75 | 0 | 0 | 0 | 1294944.672 | 0
7685 | 1055.2 | 0 | 0 | 0 | 0 | 1789.5 | 0 | 0 | 0 | 1320983.776 | 0
7686 | 1076 | 0 | 0 | 0 | 0 | 1793.8 | 0 | 0 | 0 | 1347022.88 | 0
7687 | 886.193 | 930.0265 | 930.0265 | 905.3441 | 886.193 | 1803.8 | 1681477.5122 | 319029.48 | 144715.3169 | 0 | 173871.0666
7688 | 293.458 | 307.9732 | 307.9732 | 299.7998 | 293.458 | 1826.45 | 563144.5662 | 105644.88 | 47921.6914 | 0 | 50929.6359
7689 | 141.382 | 911.006 | 148.3751 | 886.8284 | 141.382 | 1855.45 | 275276.1689 | 50897.52 | 23087.6806 | 0 | 20436.7681
7690 | 225.957 | 1592.186 | 237.1334 | 1549.9303 | 225.957 | 1845.05 | 437546.6164 | 81344.52 | 36898.7781 | 0 | 35012.0372
7691 | 173.99 | 2006.7175 | 182.595 | 1953.4603 | 173.99 | 1596.35 | 291472.1676 | 62636.4 | 28412.567 | 0 | 70231.0635
7692 | 186.914 | 799.5153 | 196.1593 | 778.2966 | 186.914 | 1274.4 | 251024.4008 | 67289.04 | 30523.0562 | 0 | 135624.7984
7693 | 144.11 | 2895.9671 | 151.2381 | 2819.1098 | 144.11 | 1305.95 | 198078.3597 | 51879.6 | 23533.163 | 0 | 100019.5455
7694 | 135.505 | 3272.5679 | 142.2074 | 3185.7157 | 135.505 | 1718.2 | 244827.5782 | 48781.8 | 22127.9665 | 0 | 38185.309
7695 | 194.577 | 2957.7878 | 204.2013 | 2879.2898 | 194.577 | 1869.2 | 383098.4999 | 70047.72 | 31774.4241 | 0 | 25450.6716
7696 | 215.288 | 1328.7079 | 225.9367 | 1293.4448 | 215.288 | 1881.3 | 426683.6189 | 77503.68 | 35156.5304 | 0 | 25554.6856
7697 | 184.122 | 788.8014 | 193.2292 | 767.867 | 184.122 | 1885.7 | 365673.3811 | 66283.92 | 30067.1226 | 0 | 21045.1446
7698 | 203.03 | 213.0724 | 213.0724 | 207.4176 | 203.03 | 1886.9 | 403225.0571 | 73090.8 | 33154.799 | 0 | 22962.693
7699 | 140 | 146.9248 | 146.9248 | 143.0255 | 140 | 1888.75 | 278186.8267 | 50400 | 22862 | 0 | 15575
7700 | 197.6 | 207.3738 | 207.3738 | 201.8702 | 197.6 | 1844.45 | 383215.864 | 71136 | 32268.08 | 0 | 30736.68
7701 | 199.2 | 209.053 | 209.053 | 203.5048 | 199.2 | 1829.35 | 382794.7771 | 71712 | 32529.36 | 0 | 33993.48
7702 | 108.8 | 114.1815 | 114.1815 | 111.1512 | 108.8 | 1826.9 | 208914.3422 | 39168 | 17767.04 | 0 | 18833.28
7703 | 98.4 | 103.2671 | 103.2671 | 100.5265 | 98.4 | 1813.7 | 187693.5136 | 35424 | 16068.72 | 0 | 18331.92
7704 | 102.4 | 107.465 | 107.465 | 104.6129 | 102.4 | 1801.4 | 194018.0753 | 36864 | 16721.92 | 0 | 20336.64
7705 | 92.8 | 97.3901 | 97.3901 | 94.8055 | 92.8 | 1781.75 | 174042.2796 | 33408 | 15154.24 | 0 | 20253.6
7706 | 99.2 | 104.1067 | 104.1067 | 101.3438 | 99.2 | 1787.85 | 186631.7452 | 35712 | 16199.36 | 0 | 21045.28
7707 | 94.4 | 99.0693 | 99.0693 | 96.44 | 94.4 | 1784.25 | 177119.525 | 33984 | 15415.52 | 0 | 20366.8
7708 | 98.4 | 103.2671 | 103.2671 | 100.5265 | 98.4 | 1783.1 | 184391.7308 | 35424 | 16068.72 | 0 | 21342.96
7709 | 92.8 | 97.3901 | 97.3901 | 94.8055 | 92.8 | 1783.25 | 174048.4443 | 33408 | 15154.24 | 0 | 20114.4
7710 | 93.6 | 98.2297 | 98.2297 | 95.6227 | 93.6 | 1782.55 | 175656.1328 | 33696 | 15284.88 | 0 | 20353.32
7711 | 80.485 | 84.466 | 84.466 | 82.2243 | 80.485 | 1778.25 | 150510.781 | 28974.6 | 13143.2005 | 0 | 17847.5487
7712 | 100.984 | 207.8671 | 105.9779 | 202.3504 | 100.984 | 1439.75 | 153148.0581 | 36354.24 | 16490.6872 | 0 | 56576.286
7713 | 679.251 | 2744.4772 | 712.8486 | 2671.6403 | 679.251 | 1066.15 | 764717.0912 | 244530.36 | 110921.6883 | 0 | 634318.5463
7714 | 1271.683 | 3439.9226 | 1334.5839 | 3348.6289 | 1271.683 | 1043.05 | 1407882.8012 | 457805.88 | 207665.8339 | 0 | 1216937.0469
7715 | 1286.429 | 3731.7246 | 1350.0593 | 3632.6867 | 1286.429 | 1160.35 | 1586622.4742 | 463114.44 | 210073.8557 | 0 | 1080150.1098
7716 | 1324.926 | 2672.1556 | 1390.4604 | 2601.238 | 1324.926 | 1171.3 | 1650617.5708 | 476973.36 | 216360.4158 | 0 | 1097966.1762
7717 | 1133.191 | 1689.4912 | 1189.2417 | 1644.653 | 1133.191 | 1176.35 | 1414104.4178 | 407948.76 | 185050.0903 | 0 | 933352.7671
7718 | 1217.422 | 1828.5303 | 1277.639 | 1780.0021 | 1217.422 | 1146 | 1480524.8218 | 438271.92 | 198805.0126 | 0 | 1039678.388
7719 | 1214.924 | 534.5218 | 534.5218 | 520.3359 | 520.3359 | 1098.5 | 606179.1694 | 187320.9141 | 84970.848 | 1339385.3998 | 456837.8295
7720 | 1286.664 | 221.0788 | 221.0788 | 215.2115 | 215.2115 | 1349.5 | 306786.2007 | 77476.1234 | 35144.0304 | 2066099.0881 | 136340.897
7721 | 1421.989 | 7.6611 | 7.6611 | 7.4578 | 7.4578 | 1735.35 | 13620.8054 | 2684.7925 | 1217.8517 | 2727663.2286 | 1922.153
7722 | 1335.966 | 126.9535 | 126.9535 | 123.5842 | 123.5842 | 1846.5 | 239910.4833 | 44490.3215 | 20181.3042 | 2337855.172 | 9893.689
7723 | 1252.8 | 1314.7669 | 1314.7669 | 1279.8737 | 1252.8 | 1859.9 | 2450344.3938 | 451008 | 204582.24 | 0 | 175517.28
7724 | 1186.4 | 1245.0826 | 1245.0826 | 1212.0387 | 1186.4 | 1826.35 | 2281064.9244 | 427104 | 193739.12 | 0 | 206018.36
7725 | 1470.4 | 1543.13 | 1543.13 | 1502.1761 | 1470.4 | 1815.85 | 2810277.4804 | 529344 | 240116.32 | 0 | 270774.16
7726 | 1188.8 | 1247.6013 | 1247.6013 | 1214.4906 | 1188.8 | 1809.05 | 2262546.3243 | 427968 | 194131.04 | 0 | 227001.36
7727 | 779.2 | 817.7413 | 817.7413 | 796.0389 | 779.2 | 1796.95 | 1475220.5152 | 280512 | 127243.36 | 0 | 158216.56
7728 | 1133.6 | 1189.6709 | 1189.6709 | 1158.0977 | 1133.6 | 1777.65 | 2124009.6426 | 408096 | 185116.88 | 0 | 252055.96
7729 | 877.6 | 0 | 0 | 0 | 0 | 1660.75 | 0 | 0 | 0 | 1098649.888 | 0
7730 | 888 | 0 | 0 | 0 | 0 | 1347.35 | 0 | 0 | 0 | 1111669.44 | 0
7731 | 992 | 0 | 0 | 0 | 0 | 1022.8 | 0 | 0 | 0 | 1241864.96 | 0
7732 | 1028 | 0 | 0 | 0 | 0 | 1166.45 | 0 | 0 | 0 | 1286932.64 | 0
7733 | 1020 | 0 | 0 | 0 | 0 | 1120.4 | 0 | 0 | 0 | 1276917.6 | 0
7734 | 988.8 | 0 | 0 | 0 | 0 | 1520.55 | 0 | 0 | 0 | 1237858.944 | 0
7735 | 1027.129 | 1077.9336 | 1077.9336 | 1049.3258 | 1027.129 | 1697.2 | 1834431.1282 | 369766.44 | 167730.1657 | 0 | 311014.6612
7736 | 958.726 | 1006.1472 | 1006.1472 | 979.4446 | 958.726 | 1587.6 | 1600319.901 | 345141.36 | 156559.9558 | 0 | 395378.6024
7737 | 1015.72 | 1065.9603 | 1065.9603 | 1037.6703 | 1015.72 | 1665.45 | 1778227.6605 | 365659.2 | 165867.076 | 0 | 339809.126
7738 | 1081.252 | 1403.839 | 1134.7336 | 1366.5819 | 1081.252 | 1441.8 | 1640841.5798 | 389250.72 | 176568.4516 | 0 | 603554.8664
7739 | 1456.647 | 1792.4854 | 1528.6956 | 1744.9139 | 1456.647 | 1050.25 | 1613358.1695 | 524392.92 | 237870.4551 | 0 | 1383450.4882
7740 | 1355.634 | 1422.6873 | 1422.6873 | 1384.93 | 1355.634 | 698.7 | 1000589.3718 | 488028.24 | 221375.0322 | 0 | 1764086.5242
7741 | 1091.508 | 1145.4969 | 1145.4969 | 1115.0961 | 1091.508 | 339.7 | 392173.5495 | 392942.88 | 178243.2564 | 0 | 1812230.7324
7742 | 1198.058 | 1257.3172 | 1257.3172 | 1223.9487 | 1198.058 | 1056.35 | 1337133.4226 | 431300.88 | 195642.8714 | 0 | 1130547.4317
7743 | 1592.282 | 512.4768 | 512.4768 | 498.8759 | 498.8759 | 1064.85 | 560069.2758 | 179595.3317 | 81466.438 | 2108432.4357 | 454345.4329
7744 | 1106.455 | 150.5517 | 150.5517 | 146.5562 | 146.5562 | 1427.35 | 220293.1253 | 52760.218 | 23932.6211 | 1850988.2897 | 81734.9072
7745 | 1246.387 | 20.3092 | 20.3092 | 19.7702 | 19.7702 | 1896.65 | 39436.0722 | 7117.2745 | 3228.4748 | 2365304.7877 | 1989.9009
7746 | 1322.503 | 0 | 0 | 0 | 0 | 1913.4 | 0 | 0 | 0 | 2550203.6949 | 0
7747 | 1121.6 | 1177.0774 | 1177.0774 | 1145.8384 | 1121.6 | 1913.15 | 2254275.8977 | 403776 | 183157.28 | 0 | 97410.96
7748 | 1195.2 | 1254.3178 | 1254.3178 | 1221.0289 | 1195.2 | 1857.3 | 2335207.6477 | 430272 | 195176.16 | 0 | 170555.04
7749 | 1380 | 1448.2585 | 1448.2585 | 1409.8225 | 1380 | 1827.1 | 2653353.0948 | 496800 | 225354 | 0 | 238602
7750 | 1388 | 1456.6542 | 1456.6542 | 1417.9954 | 1388 | 1837.85 | 2681712.0942 | 499680 | 226660.4 | 0 | 225064.2
7751 | 1431.2 | 1501.991 | 1501.991 | 1462.129 | 1431.2 | 1821.1 | 2740991.8726 | 515232 | 233714.96 | 0 | 256041.68
7752 | 1104 | 0 | 0 | 0 | 0 | 1807.25 | 0 | 0 | 0 | 2128860.864 | 0
7753 | 1285.6 | 0 | 0 | 0 | 0 | 1793.85 | 0 | 0 | 0 | 1609416.928 | 0
7754 | 1016 | 0 | 0 | 0 | 0 | 1787.35 | 0 | 0 | 0 | 1271910.08 | 0
7755 | 1193.6 | 0 | 0 | 0 | 0 | 1777.1 | 0 | 0 | 0 | 1494243.968 | 0
7756 | 1489.6 | 0 | 0 | 0 | 0 | 1776.25 | 0 | 0 | 0 | 1864800.448 | 0
7757 | 1088.8 | 0 | 0 | 0 | 0 | 1777.65 | 0 | 0 | 0 | 1363046.944 | 0
7758 | 1126.4 | 0 | 0 | 0 | 0 | 1791.2 | 0 | 0 | 0 | 1410117.632 | 0
7759 | 799.087 | 239.6049 | 239.6049 | 233.2459 | 233.2459 | 1805.3 | 442715.4245 | 83968.54 | 38089.0627 | 1091120.3606 | 44227.4679
7760 | 933.699 | 979.8823 | 979.8823 | 953.8767 | 933.699 | 1826.75 | 1793729.4258 | 336131.64 | 152473.0467 | 0 | 161763.3518
7761 | 1028.874 | 1079.7649 | 1079.7649 | 1051.1085 | 1028.874 | 1857.2 | 2009802.7824 | 370394.64 | 168015.1242 | 0 | 146923.2072
7762 | 1429.183 | 1499.8743 | 1499.8743 | 1460.0684 | 1429.183 | 1654.1 | 2485520.1439 | 514505.88 | 233385.5839 | 0 | 494354.3997
7763 | 1309.361 | 1374.1255 | 1374.1255 | 1337.657 | 1309.361 | 1050.25 | 1445309.4971 | 471369.96 | 213818.6513 | 0 | 1243565.6098
7764 | 1273.22 | 1336.1969 | 1336.1969 | 1300.735 | 1273.22 | 1040.45 | 1394648.8456 | 458359.2 | 207916.826 | 0 | 1221718.251
7765 | 1283.758 | 1347.2561 | 1347.2561 | 1311.5007 | 1283.758 | 1023.15 | 1387225.3723 | 462152.88 | 209637.6814 | 0 | 1254039.0023
7766 | 1017.049 | 1067.355 | 1067.355 | 1039.028 | 1017.049 | 1217.3 | 1306704.9392 | 366137.64 | 166084.1017 | 0 | 796044.2523
7767 | 1569.862 | 1581.7691 | 1581.7691 | 1539.7898 | 1539.7898 | 1619.7 | 2629653.0648 | 554324.3237 | 251447.6724 | 57988.7275 | 570295.9785
7768 | 1212.909 | 115.4189 | 115.4189 | 112.3557 | 112.3557 | 1885.25 | 223296.7747 | 40448.0538 | 18347.6866 | 2122214.5274 | 12556.2892
7769 | 1407.813 | 391.7434 | 391.7434 | 381.3468 | 381.3468 | 1900.75 | 762960.1509 | 137284.841 | 62273.9293 | 1979351.2342 | 36860.656
7770 | 1339.188 | 0 | 0 | 0 | 0 | 1913.4 | 0 | 0 | 0 | 2582377.6474 | 0
7771 | 1444 | 1515.4241 | 1515.4241 | 1475.2056 | 1444 | 1913.15 | 2911839.1778 | 519840 | 235805.2 | 0 | 125411.4
7772 | 1498.4 | 1572.5149 | 1572.5149 | 1530.7812 | 1498.4 | 1865.5 | 2946720.1027 | 539424 | 244688.72 | 0 | 201534.8
7773 | 1683.2 | 1766.4556 | 1766.4556 | 1719.5749 | 1683.2 | 1849.6 | 3278513.6919 | 605952 | 274866.56 | 0 | 253153.28
7774 | 1572 | 1649.7554 | 1649.7554 | 1605.9718 | 1572 | 1837.85 | 3041834.5824 | 565920 | 256707.6 | 0 | 254899.8
7775 | 1266.4 | 1329.0396 | 1329.0396 | 1293.7676 | 1266.4 | 1821.1 | 2429865.8577 | 455904 | 206803.12 | 0 | 226558.96
7776 | 1252.8 | 0 | 0 | 0 | 0 | 1807.25 | 0 | 0 | 0 | 2415794.2848 | 0
7777 | 1118.4 | 0 | 0 | 0 | 0 | 1655.6 | 0 | 0 | 0 | 1400102.592 | 0
7778 | 1283.2 | 0 | 0 | 0 | 0 | 1780.15 | 0 | 0 | 0 | 1606412.416 | 0
7779 | 1369.6 | 0 | 0 | 0 | 0 | 1777.1 | 0 | 0 | 0 | 1714574.848 | 0
7780 | 1394.4 | 0 | 0 | 0 | 0 | 1776.25 | 0 | 0 | 0 | 1745621.472 | 0
7781 | 1285.6 | 0 | 0 | 0 | 0 | 1777.65 | 0 | 0 | 0 | 1609416.928 | 0
7782 | 1056 | 0 | 0 | 0 | 0 | 1790.7 | 0 | 0 | 0 | 1321985.28 | 0
7783 | 1040.324 | 435.1985 | 435.1985 | 423.6486 | 423.6486 | 1801.7 | 803059.9895 | 152513.4989 | 69181.8177 | 1189145.025 | 55784.5662
7784 | 869.633 | 912.6474 | 912.6474 | 888.4262 | 869.633 | 1823.15 | 1669557.7642 | 313067.88 | 142011.0689 | 0 | 153794.596
7785 | 1098.227 | 1152.5483 | 1152.5483 | 1121.9603 | 1098.227 | 1853.6 | 2144810.3467 | 395361.72 | 179340.4691 | 0 | 160780.4328
7786 | 1314.622 | 1512.2201 | 1379.6457 | 1472.0866 | 1314.622 | 1763 | 2441825.0379 | 473263.92 | 214677.7726 | 0 | 311565.414
7787 | 1099.177 | 1576.2279 | 1153.5453 | 1534.3957 | 1099.177 | 1292.65 | 1496806.9577 | 395703.72 | 179495.6041 | 0 | 777502.851
7788 | 1346.221 | 1412.8087 | 1412.8087 | 1375.3136 | 1346.221 | 1216.9 | 1728969.3661 | 484639.56 | 219837.8893 | 0 | 1054225.6651
7789 | 1404.829 | 1474.3156 | 1474.3156 | 1435.1881 | 1404.829 | 1398.55 | 2069253.2055 | 505738.44 | 229408.5757 | 0 | 844934.4021
7790 | 1166.196 | 1223.8792 | 1223.8792 | 1191.3981 | 1166.196 | 1578.45 | 1940200.9741 | 419830.56 | 190439.8068 | 0 | 491609.9238
7791 | 1431.156 | 1501.9448 | 1501.9448 | 1462.084 | 1431.156 | 1755.1 | 2647227.3181 | 515216.16 | 233707.7748 | 0 | 350490.1044
7792 | 1408.691 | 521.9566 | 521.9566 | 508.1041 | 508.1041 | 1885.25 | 1008755.4011 | 182917.4866 | 82973.4043 | 1736616.0718 | 56783.0047
7793 | 1490.436 | 201.2869 | 201.2869 | 195.9449 | 195.9449 | 1900.75 | 391586.6392 | 70540.1643 | 31997.8023 | 2496187.8986 | 18939.8775
7794 | 1393.933 | 0 | 0 | 0 | 0 | 1913.4 | 0 | 0 | 0 | 2687943.3068 | 0
7795 | 1680.8 | 1763.9369 | 1763.9369 | 1717.123 | 1680.8 | 1913.15 | 3391244.3906 | 605088 | 274474.64 | 0 | 145977.48
7796 | 1324.8 | 1390.3282 | 1390.3282 | 1353.4296 | 1324.8 | 1861.4 | 2599660.9385 | 476928 | 216339.84 | 0 | 183617.28
7797 | 1534.4 | 1610.2956 | 1610.2956 | 1567.5592 | 1534.4 | 1722.1 | 2785157.4063 | 552384 | 250567.52 | 0 | 426409.76
7798 | 1571.2 | 1648.9158 | 1648.9158 | 1605.1545 | 1571.2 | 1627.85 | 2694364.7359 | 565632 | 256576.96 | 0 | 584722.08
7799 | 1176.8 | 1235.0077 | 1235.0077 | 1202.2313 | 1176.8 | 1774.75 | 2200394.6082 | 423648 | 192171.44 | 0 | 265074.2
7800 | 1416.8 | 520.9218 | 520.9218 | 507.0968 | 507.0968 | 1693.9 | 906037.1828 | 182554.8557 | 82808.9109 | 1754195.1944 | 122542.5435
7801 | 1240 | 0 | 0 | 0 | 0 | 1531.3 | 0 | 0 | 0 | 1552331.2 | 0
7802 | 1348.8 | 0 | 0 | 0 | 0 | 1417.35 | 0 | 0 | 0 | 1688535.744 | 0
7803 | 1515.2 | 0 | 0 | 0 | 0 | 1468.2 | 0 | 0 | 0 | 1896848.576 | 0
7804 | 1366.4 | 0 | 0 | 0 | 0 | 1378.45 | 0 | 0 | 0 | 1710568.832 | 0
7805 | 1381.6 | 0 | 0 | 0 | 0 | 1319.35 | 0 | 0 | 0 | 1729597.408 | 0
7806 | 1362.4 | 0 | 0 | 0 | 0 | 1514.7 | 0 | 0 | 0 | 1705561.312 | 0
7807 | 679.439 | 713.0459 | 713.0459 | 694.122 | 679.439 | 1540.5 | 1100970.6818 | 244598.04 | 110952.3887 | 0 | 312202.2205
7808 | 1137.376 | 1193.6337 | 1193.6337 | 1161.9553 | 1137.376 | 1565.55 | 1874135.0896 | 409455.36 | 185733.5008 | 0 | 494133.0032
7809 | 882.651 | 926.3093 | 926.3093 | 901.7256 | 882.651 | 1623.9 | 1509182.5782 | 317754.36 | 144136.9083 | 0 | 331965.0411
7810 | 432.662 | 899.3916 | 454.0616 | 875.5223 | 432.662 | 1422 | 648091.9155 | 155758.32 | 70653.7046 | 0 | 250078.636
7811 | 389.328 | 1551.1395 | 408.5852 | 1509.9731 | 389.328 | 1058 | 433595.7182 | 140158.08 | 63577.2624 | 0 | 366746.976
7812 | 396.46 | 2129.4123 | 416.07 | 2072.8989 | 396.46 | 706.5 | 295351.3954 | 142725.6 | 64741.918 | 0 | 512821.01
7813 | 851.215 | 1154.8676 | 893.3184 | 1124.218 | 851.215 | 681.4 | 610531.4338 | 306437.4 | 139003.4095 | 0 | 1122412.099
7814 | 1358.284 | 3061.4097 | 1425.4684 | 2980.1615 | 1358.284 | 1169.8 | 1670459.6002 | 488982.24 | 221807.7772 | 0 | 1127647.3768
7815 | 1653.136 | 2492.9735 | 1734.9046 | 2426.8113 | 1653.136 | 1598.35 | 2768902.9792 | 595128.96 | 269957.1088 | 0 | 663982.0744
7816 | 1480.775 | 1527.6168 | 1527.6168 | 1487.0747 | 1480.775 | 1780.75 | 2770097.3215 | 533079 | 241810.5575 | 0 | 317530.128
7817 | 1522.428 | 690.2977 | 690.2977 | 671.9776 | 671.9776 | 1900.25 | 1341665.4779 | 241911.9398 | 109733.9438 | 1639937.093 | 65279.991
7818 | 1682.404 | 0 | 0 | 0 | 0 | 1913.4 | 0 | 0 | 0 | 3244206.5517 | 0
7819 | 1758.4 | 1760.5786 | 1760.5786 | 1713.8538 | 1713.8538 | 1913.15 | 3456936.0128 | 616987.3803 | 279872.3311 | 159239.0004 | 137764.1623
7820 | 1597.6 | 1676.6216 | 1676.6216 | 1632.125 | 1597.6 | 1865 | 3141192.2104 | 575136 | 260888.08 | 0 | 215676
7821 | 1777.6 | 1865.5249 | 1865.5249 | 1816.0149 | 1777.6 | 1824.1 | 3416780.9236 | 639936 | 290282.08 | 0 | 312679.84
7822 | 1849.6 | 1888.3791 | 1888.3791 | 1838.2625 | 1838.2625 | 1837.85 | 3554749.4744 | 661774.5002 | 300188.2663 | 40528.1142 | 291221.8865
7823 | 1356 | 1423.0714 | 1423.0714 | 1385.3039 | 1356 | 1820.6 | 2602939.0921 | 488160 | 221434.8 | 0 | 243266.4
7824 | 1280.8 | 0 | 0 | 0 | 0 | 1793.8 | 0 | 0 | 0 | 2469787.1328 | 0
7825 | 1248.8 | 0 | 0 | 0 | 0 | 1615.8 | 0 | 0 | 0 | 2408081.0208 | 0
7826 | 1583.2 | 0 | 0 | 0 | 0 | 1553.35 | 0 | 0 | 0 | 3052909.8912 | 0
7827 | 1660 | 0 | 0 | 0 | 0 | 1544.8 | 0 | 0 | 0 | 3201004.56 | 0
7828 | 981.6 | 0 | 0 | 0 | 0 | 1518.65 | 0 | 0 | 0 | 1892834.9856 | 0
7829 | 1345.6 | 0 | 0 | 0 | 0 | 1522.95 | 0 | 0 | 0 | 2594742.0096 | 0
7830 | 1347.2 | 0 | 0 | 0 | 0 | 1582.2 | 0 | 0 | 0 | 2597827.3152 | 0
7831 | 1080.957 | 402.3178 | 402.3178 | 391.6405 | 391.6405 | 1596.3 | 656142.6447 | 140990.5902 | 63954.8983 | 1329219.9812 | 153978.0429
7832 | 1190.482 | 1249.3665 | 1249.3665 | 1216.209 | 1190.482 | 1593.45 | 1995708.9485 | 428573.52 | 194405.7106 | 0 | 483990.4571
7833 | 1061.094 | 1113.5786 | 1113.5786 | 1084.0248 | 1061.094 | 1596 | 1781693.6183 | 381993.84 | 173276.6502 | 0 | 428681.976
7834 | 1659.705 | 1741.7985 | 1741.7985 | 1695.5721 | 1659.705 | 1422 | 2487944.3194 | 597493.8 | 271029.8265 | 0 | 959309.49
7835 | 1735.038 | 1933.4325 | 1820.8566 | 1882.1202 | 1735.038 | 1065.75 | 1950957.0431 | 624613.68 | 283331.7054 | 0 | 1620959.2515
7836 | 1837.293 | 1944.0121 | 1928.1694 | 1892.4191 | 1837.293 | 698.75 | 1352605.7766 | 661425.48 | 300029.9469 | 0 | 2390777.5162
7837 | 1536.804 | 1612.8185 | 1612.8185 | 1570.0152 | 1536.804 | 681.45 | 1100352.7623 | 553249.44 | 250960.0932 | 0 | 2026352.9142
7838 | 1437.913 | 1039.5568 | 1039.5568 | 1011.9676 | 1011.9676 | 1096.1 | 1168058.6002 | 364308.3193 | 165254.3015 | 821357.4194 | 890839.5489
7839 | 1704.969 | 1731.8454 | 1731.8454 | 1685.8832 | 1685.8832 | 1490.05 | 2649170.6776 | 606917.9374 | 275304.7199 | 36803.5317 | 837274.1562
7840 | 1445.753 | 777.8775 | 777.8775 | 757.2331 | 757.2331 | 1651.95 | 1317330.1347 | 272603.8991 | 123656.1576 | 1327684.03 | 256675.0413
7841 | 1513.323 | 400.8675 | 400.8675 | 390.2287 | 390.2287 | 1808.9 | 742586.873 | 140482.3186 | 63724.3406 | 2165680.7802 | 72626.0262
7842 | 1805.698 | 0 | 0 | 0 | 0 | 1913.4 | 0 | 0 | 0 | 3481956.3446 | 0
7843 | 1423.2 | 0 | 0 | 0 | 0 | 1912.65 | 0 | 0 | 0 | 2744379.3312 | 0
7844 | 1600 | 386.7805 | 386.7805 | 376.5156 | 376.5156 | 1627.6 | 645053.799 | 135545.6104 | 61484.9949 | 2359264.5742 | 117864.9724
7845 | 1737.6 | 1823.5464 | 1823.5464 | 1775.1505 | 1737.6 | 1577.95 | 2883227.8512 | 625536 | 283750.08 | 0 | 733354.08
7846 | 1408 | 1477.6435 | 1477.6435 | 1438.4276 | 1408 | 1724 | 2546299.6468 | 506880 | 229926.4 | 0 | 388608
7847 | 1577.6 | 1655.6324 | 1655.6324 | 1611.6928 | 1577.6 | 1577.35 | 2616391.7035 | 567936 | 257622.08 | 0 | 666772.64
7848 | 1420.8 | 1491.0766 | 1491.0766 | 1451.5042 | 1420.8 | 1490.65 | 2231410.1231 | 511488 | 232016.64 | 0 | 723684.48
7849 | 1040 | 0 | 0 | 0 | 0 | 1626.4 | 0 | 0 | 0 | 1301955.2 | 0
7850 | 1061.6 | 0 | 0 | 0 | 0 | 1596.75 | 0 | 0 | 0 | 1328995.808 | 0
7851 | 848 | 0 | 0 | 0 | 0 | 1570.15 | 0 | 0 | 0 | 1061594.24 | 0
7852 | 1101.6 | 0 | 0 | 0 | 0 | 1550.85 | 0 | 0 | 0 | 1379071.008 | 0
7853 | 727.2 | 0 | 0 | 0 | 0 | 1551.6 | 0 | 0 | 0 | 910367.136 | 0
7854 | 904 | 0 | 0 | 0 | 0 | 1558.8 | 0 | 0 | 0 | 1131699.52 | 0
7855 | 917.901 | 963.3029 | 963.3029 | 937.7373 | 917.901 | 1568.8 | 1509420.4891 | 330444.36 | 149893.2333 | 0 | 395798.9112
7856 | 910.899 | 955.9545 | 955.9545 | 930.584 | 910.899 | 1561.15 | 1488764.8497 | 327923.64 | 148749.8067 | 0 | 399748.0261
7857 | 920.17 | 965.6841 | 965.6841 | 940.0554 | 920.17 | 1590.65 | 1534439.6648 | 331261.2 | 150263.761 | 0 | 376671.5895
7858 | 1061.386 | 1113.885 | 1113.885 | 1084.3231 | 1061.386 | 1577.1 | 1756342.4417 | 382098.96 | 173324.3338 | 0 | 448860.1394
7859 | 1019.092 | 1594.3616 | 1069.499 | 1552.0481 | 1019.092 | 1330.85 | 1426676.8486 | 366873.12 | 166417.7236 | 0 | 681925.4118
7860 | 991.068 | 1040.0889 | 1040.0889 | 1012.4855 | 991.068 | 1218.85 | 1269728.6017 | 356784.48 | 161841.4044 | 0 | 774172.7682
7861 | 1143.278 | 1199.8276 | 1199.8276 | 1167.9848 | 1143.278 | 1306.9 | 1567364.0418 | 411580.08 | 186697.2974 | 0 | 792405.9818
7862 | 1101.732 | 1156.2266 | 1156.2266 | 1125.541 | 1101.732 | 1561.15 | 1811609.8283 | 396623.52 | 179912.8356 | 0 | 483495.0882
7863 | 1117.132 | 1387.6961 | 1172.3884 | 1350.8674 | 1117.132 | 1599.9 | 1887252.3105 | 402167.52 | 182427.6556 | 0 | 446964.5132
7864 | 520.632 | 1045.3876 | 546.3839 | 1017.6436 | 520.632 | 1644.9 | 903319.8765 | 187427.52 | 85019.2056 | 0 | 184876.4232
7865 | 192.296 | 492.9694 | 201.8075 | 479.8862 | 192.296 | 1675.7 | 339288.6406 | 69226.56 | 31401.9368 | 0 | 62361.5928
7866 | 257.187 | 269.9082 | 269.9082 | 262.7449 | 257.187 | 1589.6 | 431382.6377 | 92587.32 | 41998.6371 | 0 | 105549.5448
7867 | 150.4 | 157.8392 | 157.8392 | 153.6502 | 150.4 | 1571.65 | 249626.5219 | 54144 | 24560.32 | 0 | 64423.84
7868 | 158.4 | 166.2349 | 166.2349 | 161.8231 | 158.4 | 1528.85 | 256209.1832 | 57024 | 25866.72 | 0 | 74630.16
7869 | 125.6 | 131.8125 | 131.8125 | 128.3143 | 125.6 | 1542.5 | 204602.9601 | 45216 | 20510.48 | 0 | 57462
7870 | 120 | 125.9355 | 125.9355 | 122.5933 | 120 | 1616.9 | 204130.0083 | 43200 | 19596 | 0 | 45972
7871 | 115.2 | 120.8981 | 120.8981 | 117.6895 | 115.2 | 1603.7 | 194700.9293 | 41472 | 18812.16 | 0 | 45653.76
7872 | 116 | 121.7377 | 121.7377 | 118.5068 | 116 | 1553.5 | 190207.3144 | 41760 | 18942.8 | 0 | 51794
7873 | 107.2 | 112.5024 | 112.5024 | 109.5166 | 107.2 | 1350.35 | 153250.7581 | 38592 | 17505.76 | 0 | 69642.48
7874 | 117.6 | 123.4168 | 123.4168 | 120.1414 | 117.6 | 1471.75 | 182933.2002 | 42336 | 19204.08 | 0 | 62122.2
7875 | 96.8 | 101.588 | 101.588 | 98.8919 | 96.8 | 1344.25 | 137593.9763 | 34848 | 15807.44 | 0 | 63476.6
7876 | 103.2 | 108.3046 | 108.3046 | 105.4302 | 103.2 | 1323.1 | 144276.0325 | 37152 | 16852.56 | 0 | 69856.08
7877 | 96.8 | 101.588 | 101.588 | 98.8919 | 96.8 | 1201.65 | 122964.6659 | 34848 | 15807.44 | 0 | 77280.28
7878 | 101.6 | 106.6254 | 106.6254 | 103.7956 | 101.6 | 1200.95 | 128873.8429 | 36576 | 16591.28 | 0 | 81183.48
7879 | 87.682 | 92.019 | 92.019 | 89.5769 | 87.682 | 1200.25 | 111014.8755 | 31565.52 | 14318.4706 | 0 | 70123.6795
7880 | 158.372 | 166.2055 | 166.2055 | 161.7945 | 158.372 | 1206.6 | 200535.637 | 57013.92 | 25862.1476 | 0 | 125652.3448
7881 | 720.376 | 1542.8267 | 756.0077 | 1501.8809 | 720.376 | 1277.95 | 966909.675 | 259335.36 | 117637.4008 | 0 | 520147.4908
7882 | 958.609 | 3390.8822 | 1006.0244 | 3300.89 | 958.609 | 1149.9 | 1160765.954 | 345099.24 | 156540.8497 | 0 | 814913.5109
7883 | 1110.708 | 3642.2726 | 1165.6466 | 3545.6087 | 1110.708 | 1088.95 | 1275418.9622 | 399854.88 | 181378.6164 | 0 | 1011910.5234
7884 | 1168.124 | 3380.7066 | 1225.9026 | 3290.9845 | 1168.124 | 1139 | 1408487.1805 | 420524.64 | 190754.6492 | 0 | 1005754.764
7885 | 1171.326 | 3223.8067 | 1229.263 | 3138.2486 | 1171.326 | 1016.65 | 1257019.8243 | 421677.36 | 191277.5358 | 0 | 1151823.4221
7886 | 1171.349 | 2894.4885 | 1229.2871 | 2817.6703 | 1171.349 | 1019.35 | 1257070.4703 | 421685.64 | 191281.2917 | 0 | 1148683.3968
7887 | 1266.465 | 2435.4451 | 1329.1078 | 2370.8097 | 1266.465 | 1027.1 | 1366695.6737 | 455927.4 | 206813.7345 | 0 | 1232143.7985
7888 | 1231.431 | 1790.5628 | 1292.3409 | 1743.0423 | 1231.431 | 1032.35 | 1330805.7485 | 443315.16 | 201092.6823 | 0 | 1191594.2071
7889 | 1227.897 | 593.0419 | 593.0419 | 577.3029 | 577.3029 | 1112.6 | 674608.476 | 207829.0509 | 94273.5667 | 1254550.9757 | 498925.5642
7890 | 1118.58 | 0 | 0 | 0 | 0 | 1461.55 | 0 | 0 | 0 | 2156975.7113 | 0
7891 | 1358.4 | 1425.5901 | 1425.5901 | 1387.7558 | 1358.4 | 1650.9 | 2362643.2337 | 489024 | 221826.72 | 0 | 474217.44
7892 | 1066.4 | 1119.147 | 1119.147 | 1089.4455 | 1066.4 | 1555.45 | 1748584.1143 | 383904 | 174143.12 | 0 | 474068.12
7893 | 1076 | 1129.2219 | 1129.2219 | 1099.2529 | 1076 | 1500.25 | 1699007.5837 | 387360 | 175710.8 | 0 | 537731
7894 | 1006.4 | 1056.1793 | 1056.1793 | 1028.1488 | 1006.4 | 1530.05 | 1620681.0894 | 362304 | 164345.12 | 0 | 472957.68
7895 | 1079.2 | 1132.5801 | 1132.5801 | 1102.5221 | 1079.2 | 1484.4 | 1688719.954 | 388512 | 176233.36 | 0 | 556435.52
7896 | 1528 | 185.291 | 185.291 | 180.3735 | 180.3735 | 1394.35 | 266283.1725 | 64934.4647 | 29454.9947 | 2598649.7171 | 57757.2066
7897 | 1220.8 | 0 | 0 | 0 | 0 | 1538.85 | 0 | 0 | 0 | 1528295.104 | 0
7898 | 923.2 | 0 | 0 | 0 | 0 | 1367.35 | 0 | 0 | 0 | 1155735.616 | 0
7899 | 1218.4 | 0 | 0 | 0 | 0 | 1468.2 | 0 | 0 | 0 | 1525290.592 | 0
7900 | 1200.8 | 0 | 0 | 0 | 0 | 1340.45 | 0 | 0 | 0 | 1503257.504 | 0
7901 | 896 | 0 | 0 | 0 | 0 | 1087 | 0 | 0 | 0 | 1121684.48 | 0
7902 | 1284 | 0 | 0 | 0 | 0 | 1400.15 | 0 | 0 | 0 | 1607413.92 | 0
7903 | 1092.491 | 1146.5286 | 1146.5286 | 1116.1003 | 1092.491 | 1527.55 | 1756335.7913 | 393296.76 | 178403.7803 | 0 | 516147.3729
7904 | 1306.162 | 1370.7683 | 1370.7683 | 1334.3889 | 1306.162 | 1593.45 | 2186889.8958 | 470218.32 | 213296.2546 | 0 | 531020.1611
7905 | 1409.71 | 1479.4381 | 1479.4381 | 1440.1746 | 1409.71 | 1836.35 | 2725969.848 | 507495.6 | 230205.643 | 0 | 230699.0415
7906 | 984.961 | 1033.6798 | 1033.6798 | 1006.2465 | 984.961 | 1763 | 1829132.0804 | 354585.96 | 160844.1313 | 0 | 233435.757
7907 | 1372.328 | 1440.2071 | 1440.2071 | 1401.9847 | 1372.328 | 1558.65 | 2263737.3773 | 494038.08 | 224101.1624 | 0 | 605676.9628
7908 | 1453.632 | 1525.5326 | 1525.5326 | 1485.0458 | 1453.632 | 1496.9 | 2301081.6907 | 523307.52 | 237378.1056 | 0 | 731322.2592
7909 | 1182.818 | 1241.3234 | 1241.3234 | 1208.3793 | 1182.818 | 1381.65 | 1720155.5323 | 425814.48 | 193154.1794 | 0 | 731395.5103
7910 | 1278.412 | 1341.6457 | 1341.6457 | 1306.0392 | 1278.412 | 1474.3 | 1983897.9508 | 460228.32 | 208764.6796 | 0 | 672061.1884
7911 | 1247.998 | 1309.7274 | 1309.7274 | 1274.9679 | 1247.998 | 1638.85 | 2153163.3309 | 449279.28 | 203798.0734 | 0 | 450714.4777
7912 | 1086.354 | 408.9504 | 408.9504 | 398.0971 | 398.0971 | 1764.35 | 739014.7347 | 143314.9585 | 65009.2576 | 1327176.7789 | 91362.6833
7913 | 1467.39 | 418.3536 | 418.3536 | 407.2507 | 407.2507 | 1896.65 | 812460.9328 | 146610.2655 | 66504.0454 | 2044283.5023 | 40990.677
7914 | 1410.488 | 782.3828 | 782.3828 | 761.6188 | 761.6188 | 1912.9 | 1532466.6904 | 274182.7777 | 124372.3545 | 1251224.8081 | 57995.3608
7915 | 1142.4 | 1198.9062 | 1198.9062 | 1167.0879 | 1142.4 | 1913.15 | 2301255.8044 | 411264 | 186553.92 | 0 | 99217.44
7916 | 984.8 | 1033.5109 | 1033.5109 | 1006.0821 | 984.8 | 1860.9 | 1929538.4935 | 354528 | 160817.84 | 0 | 136985.68
7917 | 1211.2 | 1271.1092 | 1271.1092 | 1237.3747 | 1211.2 | 1828.6 | 2325196.2261 | 436032 | 197788.96 | 0 | 207599.68
7918 | 1125.6 | 1181.2752 | 1181.2752 | 1149.9248 | 1125.6 | 1837.85 | 2169054.3679 | 405216 | 183810.48 | 0 | 182516.04
7919 | 1388.8 | 1457.4938 | 1457.4938 | 1418.8127 | 1388.8 | 1821.1 | 2660793.3765 | 499968 | 226791.04 | 0 | 248456.32
7920 | 985.6 | 1034.3504 | 1034.3504 | 1006.8993 | 985.6 | 1803.15 | 1872232.412 | 354816 | 160948.48 | 0 | 194015.36
7921 | 1293.6 | 0 | 0 | 0 | 0 | 1768.25 | 0 | 0 | 0 | 1619431.968 | 0
7922 | 1131.2 | 0 | 0 | 0 | 0 | 1658.35 | 0 | 0 | 0 | 1416126.656 | 0
7923 | 1264.8 | 0 | 0 | 0 | 0 | 1575.3 | 0 | 0 | 0 | 1583377.824 | 0
7924 | 774.4 | 0 | 0 | 0 | 0 | 1601.75 | 0 | 0 | 0 | 969455.872 | 0
7925 | 1108.8 | 0 | 0 | 0 | 0 | 1740.85 | 0 | 0 | 0 | 1388084.544 | 0
7926 | 734.4 | 0 | 0 | 0 | 0 | 1678.35 | 0 | 0 | 0 | 919380.672 | 0
7927 | 812.644 | 852.8396 | 852.8396 | 830.2057 | 812.644 | 1762.45 | 1500830.0597 | 292551.84 | 132704.7652 | 0 | 193043.5822
7928 | 1161.248 | 1218.6865 | 1218.6865 | 1186.3432 | 1161.248 | 1635 | 1988358.04 | 418049.28 | 189631.7984 | 0 | 423855.52
7929 | 1243.412 | 1304.9145 | 1304.9145 | 1270.2828 | 1243.412 | 1766.35 | 2302209.4981 | 447628.32 | 203049.1796 | 0 | 290523.2138
7930 | 1326.775 | 1392.4009 | 1392.4009 | 1355.4473 | 1326.775 | 1846.1 | 2581915.9969 | 477639 | 216662.3575 | 0 | 204190.6725
7931 | 1621.135 | 1701.3207 | 1701.3207 | 1656.1686 | 1621.135 | 1625.25 | 2779401.3191 | 583608.6 | 264731.3455 | 0 | 607520.3413
7932 | 1251.306 | 1359.22 | 1313.199 | 1323.1471 | 1251.306 | 1399.45 | 1846185.4136 | 450470.16 | 204338.2698 | 0 | 751471.8183
7933 | 1349.218 | 1415.954 | 1415.954 | 1378.3753 | 1349.218 | 1149.8 | 1633183.3676 | 485718.48 | 220327.2994 | 0 | 1147105.1436
7934 | 1331.273 | 1397.1214 | 1397.1214 | 1360.0425 | 1331.273 | 1399.85 | 1954884.9868 | 479258.28 | 217396.8809 | 0 | 798963.491
7935 | 1282.735 | 1346.1825 | 1346.1825 | 1310.4556 | 1282.735 | 1607.1 | 2165160.7177 | 461784.6 | 209470.6255 | 0 | 503986.5815
7936 | 1437.172 | 718.9397 | 718.9397 | 699.8594 | 699.8594 | 1651.95 | 1212433.9511 | 251949.3859 | 114287.0409 | 1421771.6732 | 237227.7476
7937 | 1620.088 | 124.1441 | 124.1441 | 120.8494 | 120.8494 | 1795.25 | 227210.6511 | 43505.775 | 19734.7029 | 2891005.8283 | 24098.0513
7938 | 1488.651 | 0 | 0 | 0 | 0 | 1912.9 | 0 | 0 | 0 | 2870589.5417 | 0
7939 | 1304.8 | 1369.3389 | 1369.3389 | 1332.9974 | 1304.8 | 1913.15 | 2624049.7621 | 469728 | 213073.84 | 0 | 113321.88
7940 | 1217.6 | 1277.8258 | 1277.8258 | 1243.913 | 1217.6 | 1851.55 | 2372976.0415 | 438336 | 198834.08 | 0 | 180752.72
7941 | 1169.6 | 1227.4516 | 1227.4516 | 1194.8757 | 1169.6 | 1826.6 | 2241817.9994 | 421056 | 190995.68 | 0 | 202808.64
7942 | 1280 | 1343.3123 | 1343.3123 | 1307.6615 | 1280 | 1837.35 | 2461832.1741 | 460800 | 209024 | 0 | 208192
7943 | 1238.4 | 1299.6546 | 1299.6546 | 1265.1625 | 1238.4 | 1821.1 | 2367677.0986 | 445824 | 202230.72 | 0 | 221549.76
7944 | 1456 | 0 | 0 | 0 | 0 | 1803.15 | 0 | 0 | 0 | 2807628.096 | 0
7945 | 1352 | 0 | 0 | 0 | 0 | 1717.35 | 0 | 0 | 0 | 1692541.76 | 0
7946 | 1226.4 | 0 | 0 | 0 | 0 | 1592 | 0 | 0 | 0 | 1535305.632 | 0
7947 | 1184 | 0 | 0 | 0 | 0 | 1507.8 | 0 | 0 | 0 | 1482225.92 | 0
7948 | 1292 | 0 | 0 | 0 | 0 | 1506.95 | 0 | 0 | 0 | 1617428.96 | 0
7949 | 1500 | 0 | 0 | 0 | 0 | 1508.35 | 0 | 0 | 0 | 1877820 | 0
7950 | 1428.8 | 0 | 0 | 0 | 0 | 1520.55 | 0 | 0 | 0 | 1788686.144 | 0
7951 | 1297.339 | 1186.2833 | 1186.2833 | 1154.7999 | 1154.7999 | 1540.5 | 1860186.8841 | 415727.9799 | 188578.8309 | 274860.3419 | 482855.0065
7952 | 1310.033 | 1374.8308 | 1374.8308 | 1338.3435 | 1310.033 | 1646.35 | 2254033.8292 | 471611.88 | 213928.3889 | 0 | 463293.1705
7953 | 994.134 | 1043.3066 | 1043.3066 | 1015.6178 | 994.134 | 1835.2 | 1907331.2299 | 357888.24 | 162342.0822 | 0 | 163833.2832
7954 | 1147.17 | 1203.9121 | 1203.9121 | 1171.961 | 1147.17 | 1816.6 | 2185674.1978 | 412981.2 | 187332.861 | 0 | 210390.978
7955 | 1266.559 | 1329.2064 | 1329.2064 | 1293.93 | 1266.559 | 1229.5 | 1637846.4773 | 455961.24 | 206829.0847 | 0 | 975883.7095
7956 | 1524.5 | 1599.9059 | 1599.9059 | 1557.4453 | 1524.5 | 356.45 | 570896.4741 | 548820 | 248950.85 | 0 | 2505591.975
7957 | 1553.979 | 1630.843 | 1630.843 | 1587.5613 | 1553.979 | 338.65 | 551878.9814 | 559432.44 | 253764.7707 | 0 | 2581703.0116
7958 | 1388.914 | 1457.6134 | 1457.6134 | 1418.9292 | 1388.914 | 753.85 | 1099134.9587 | 500009.04 | 226809.6562 | 0 | 1730795.1811
7959 | 1652.723 | 1221.6984 | 1221.6984 | 1189.2752 | 1189.2752 | 1585.3 | 1981218.5732 | 428139.0768 | 194208.6423 | 893673.7822 | 480318.3957
7960 | 1570.274 | 1292.3147 | 1292.3147 | 1258.0173 | 1258.0173 | 1763.5 | 2328377.7888 | 452886.2435 | 205434.2321 | 602129.5077 | 289754.597
7961 | 1459.662 | 691.1898 | 691.1898 | 672.846 | 672.846 | 1875.3 | 1323675.9181 | 242224.5527 | 109875.7485 | 1517229.9212 | 81713.5407
7962 | 1449.583 | 0 | 0 | 0 | 0 | 1912.4 | 0 | 0 | 0 | 2795254.0922 | 0
7963 | 1372.8 | 1440.7024 | 1440.7024 | 1402.4669 | 1372.8 | 1913.15 | 2762191.0467 | 494208 | 224178.24 | 0 | 119227.68
7964 | 1579.2 | 1657.3115 | 1657.3115 | 1613.3274 | 1579.2 | 1843.65 | 3066211.6336 | 568512 | 257883.36 | 0 | 246907.92
7965 | 1569.6 | 1647.2367 | 1647.2367 | 1603.5199 | 1569.6 | 1621.7 | 2677266.1236 | 565056 | 256315.68 | 0 | 593779.68
7966 | 1548.8 | 1625.4078 | 1625.4078 | 1582.2704 | 1548.8 | 1726 | 2807430.8878 | 557568 | 252919.04 | 0 | 424371.2
7967 | 1433.6 | 1504.5097 | 1504.5097 | 1464.5809 | 1433.6 | 1787.15 | 2698331.965 | 516096 | 234106.88 | 0 | 305141.76
7968 | 1310.4 | 0 | 0 | 0 | 0 | 1762.75 | 0 | 0 | 0 | 2526865.2864 | 0
7969 | 1088 | 0 | 0 | 0 | 0 | 1613.8 | 0 | 0 | 0 | 1362045.44 | 0
7970 | 1392 | 0 | 0 | 0 | 0 | 1672 | 0 | 0 | 0 | 1742616.96 | 0
7971 | 1436.8 | 0 | 0 | 0 | 0 | 1557.4 | 0 | 0 | 0 | 1798701.184 | 0
7972 | 1538.4 | 0 | 0 | 0 | 0 | 1505.7 | 0 | 0 | 0 | 1925892.192 | 0
7973 | 1468 | 0 | 0 | 0 | 0 | 1505.85 | 0 | 0 | 0 | 1837759.84 | 0
7974 | 1324 | 0 | 0 | 0 | 0 | 1513.45 | 0 | 0 | 0 | 1657489.12 | 0
7975 | 916 | 0 | 0 | 0 | 0 | 1528.8 | 0 | 0 | 0 | 1766337.456 | 0
7976 | 1538.833 | 0 | 0 | 0 | 0 | 1577.6 | 0 | 0 | 0 | 2967356.2952 | 0
7977 | 1337.062 | 0 | 0 | 0 | 0 | 1608.05 | 0 | 0 | 0 | 2578278.0476 | 0
7978 | 1341.153 | 0 | 0 | 0 | 0 | 1573.55 | 0 | 0 | 0 | 2586166.7883 | 0
7979 | 1403.197 | 0 | 0 | 0 | 0 | 1050.25 | 0 | 0 | 0 | 2705807.2263 | 0
7980 | 1495.022 | 1040.7438 | 1040.7438 | 1013.123 | 1013.123 | 1040.45 | 1109315.433 | 364724.2782 | 165442.9851 | 929253.5615 | 791003.1234
7981 | 1415.791 | 1485.8199 | 1485.8199 | 1446.387 | 1415.791 | 1023.15 | 1518152.5518 | 509684.76 | 231198.6703 | 0 | 1383015.4383
7982 | 1603.039 | 1682.3296 | 1682.3296 | 1637.6815 | 1603.039 | 1412.3 | 2365914.002 | 577094.04 | 261776.2687 | 0 | 942106.0203
7983 | 1305.477 | 1370.0494 | 1370.0494 | 1333.6891 | 1305.477 | 1584.05 | 2163385.8518 | 469971.72 | 213184.3941 | 0 | 543013.1582
7984 | 1797.5 | 454.3838 | 454.3838 | 442.3247 | 442.3247 | 1618.2 | 749422.2802 | 159236.8813 | 72231.6187 | 2613206.271 | 164471.0404
7985 | 1690.399 | 12.3921 | 12.3921 | 12.0632 | 12.0632 | 1857.75 | 23487.5525 | 4342.7438 | 1969.9168 | 3236361.8205 | 1671.2952
7986 | 1741.499 | 0 | 0 | 0 | 0 | 1692.05 | 0 | 0 | 0 | 3358160.3857 | 0
7987 | 1718.4 | 1803.3967 | 1803.3967 | 1755.5355 | 1718.4 | 1886.55 | 3405438.9081 | 618624 | 280614.72 | 0 | 194952.48
7988 | 1222.4 | 1282.8632 | 1282.8632 | 1248.8167 | 1222.4 | 1566.95 | 2011596.2424 | 440064 | 199617.92 | 0 | 529360.32
7989 | 1288 | 1351.708 | 1351.708 | 1315.8344 | 1288 | 1401.65 | 1891984.0104 | 463680 | 210330.4 | 0 | 770674.8
7990 | 1320.8 | 1386.1303 | 1386.1303 | 1349.3432 | 1320.8 | 1691.5 | 2336855.0157 | 475488 | 215686.64 | 0 | 407466.8
7991 | 1376 | 1444.0607 | 1444.0607 | 1405.7361 | 1376 | 1551.1 | 2237215.0058 | 495360 | 224700.8 | 0 | 617686.4
7992 | 1328.8 | 0 | 0 | 0 | 0 | 1503.7 | 0 | 0 | 0 | 2562346.3008 | 0
7993 | 1398.4 | 0 | 0 | 0 | 0 | 1364.35 | 0 | 0 | 0 | 2696557.0944 | 0
7994 | 1504 | 0 | 0 | 0 | 0 | 1416.1 | 0 | 0 | 0 | 2900187.264 | 0
7995 | 1284 | 0 | 0 | 0 | 0 | 1486.05 | 0 | 0 | 0 | 2475957.744 | 0
7996 | 1360.8 | 0 | 0 | 0 | 0 | 1317.45 | 0 | 0 | 0 | 2624052.4128 | 0
7997 | 1429.6 | 0 | 0 | 0 | 0 | 1239.1 | 0 | 0 | 0 | 2756720.5536 | 0
7998 | 1222.4 | 0 | 0 | 0 | 0 | 1174.35 | 0 | 0 | 0 | 2357173.4784 | 0
7999 | 1190.56 | 147.8063 | 147.8063 | 143.8836 | 143.8836 | 1372.05 | 206697.0333 | 51798.106 | 23496.1964 | 2018322.7953 | 87992.7496
8000 | 1232.152 | 1066.3622 | 1066.3622 | 1038.0615 | 1038.0615 | 1610 | 1748602.7952 | 373702.1508 | 169515.4478 | 374267.7589 | 394275.96
8001 | 1245.954 | 1307.5823 | 1307.5823 | 1272.8797 | 1245.954 | 1816.8 | 2375805.1084 | 448543.44 | 203464.2882 | 0 | 228258.7728
8002 | 1352.375 | 1419.2671 | 1419.2671 | 1381.6005 | 1352.375 | 1719.6 | 2441198.6776 | 486855 | 220842.8375 | 0 | 379205.95
8003 | 1036.347 | 1300.4732 | 1087.6075 | 1265.9593 | 1036.347 | 1255.95 | 1368978.3437 | 373084.92 | 169235.4651 | 0 | 771093.9853
8004 | 1453.973 | 1525.8904 | 1525.8904 | 1485.3941 | 1453.973 | 1143.25 | 1746100.6236 | 523430.28 | 237433.7909 | 0 | 1245691.3677
8005 | 1380.768 | 1449.0645 | 1449.0645 | 1410.6071 | 1380.768 | 1023.15 | 1474469.7437 | 497076.48 | 225479.4144 | 0 | 1348803.2208
8006 | 1648.157 | 1729.6793 | 1729.6793 | 1683.7746 | 1648.157 | 1310.9 | 2260837.5936 | 593336.52 | 269144.0381 | 0 | 1135744.9887
8007 | 1281.294 | 1344.6703 | 1344.6703 | 1308.9834 | 1281.294 | 1619.7 | 2171628.008 | 461265.84 | 209235.3102 | 0 | 487276.1082
8008 | 1404.316 | 647.9372 | 647.9372 | 630.7413 | 630.7413 | 1784.35 | 1177524.9807 | 227066.8763 | 103000.058 | 1491696.4269 | 132468.835
8009 | 1308.225 | 261.5492 | 261.5492 | 254.6078 | 254.6078 | 1900.25 | 506418.2109 | 91658.8155 | 41577.4571 | 2031706.8644 | 24734.1097
8010 | 1254.291 | 0 | 0 | 0 | 0 | 1912.4 | 0 | 0 | 0 | 2418669.404 | 0
8011 | 1336 | 0 | 0 | 0 | 0 | 1913.15 | 0 | 0 | 0 | 2576230.176 | 0
8012 | 854.4 | 0 | 0 | 0 | 0 | 1635.4 | 0 | 0 | 0 | 1647553.1904 | 0
8013 | 1313.6 | 1094.5161 | 1094.5161 | 1065.4683 | 1065.4683 | 1306.2 | 1461011.2628 | 383568.5793 | 173990.9694 | 478476.374 | 672763.984
8014 | 1232 | 1292.9381 | 1292.9381 | 1258.6242 | 1232 | 1370.85 | 1769316.209 | 443520 | 201185.6 | 0 | 775112.8
8015 | 1172.8 | 1230.8099 | 1230.8099 | 1198.1448 | 1172.8 | 1221.4 | 1501837.8335 | 422208 | 191518.24 | 0 | 913142.08
8016 | 1341.6 | 1407.9592 | 1407.9592 | 1370.5927 | 1341.6 | 1208.05 | 1699125.4567 | 482976 | 219083.28 | 0 | 1062480.12
8017 | 1092 | 0 | 0 | 0 | 0 | 1634.4 | 0 | 0 | 0 | 1367052.96 | 0
8018 | 1248 | 0 | 0 | 0 | 0 | 1543.1 | 0 | 0 | 0 | 1562346.24 | 0
8019 | 1142.4 | 0 | 0 | 0 | 0 | 1580.15 | 0 | 0 | 0 | 1430147.712 | 0
8020 | 1088.8 | 0 | 0 | 0 | 0 | 1578.75 | 0 | 0 | 0 | 1363046.944 | 0
8021 | 978.4 | 0 | 0 | 0 | 0 | 1579.5 | 0 | 0 | 0 | 1224839.392 | 0
8022 | 1040.8 | 0 | 0 | 0 | 0 | 1583.8 | 0 | 0 | 0 | 1302956.704 | 0
8023 | 858.4 | 900.8588 | 900.8588 | 876.9505 | 858.4 | 1728.3 | 1558616.1361 | 309024 | 140176.72 | 0 | 233227.28
8024 | 1146.178 | 1202.8711 | 1202.8711 | 1170.9475 | 1146.178 | 1801.5 | 2169544.166 | 412624.08 | 187170.8674 | 0 | 227516.333
8025 | 1191.895 | 1250.8493 | 1250.8493 | 1217.6525 | 1191.895 | 1848.25 | 2317970.022 | 429082.2 | 194636.4535 | 0 | 180870.0663
8026 | 1166.901 | 1224.6191 | 1224.6191 | 1192.1184 | 1166.901 | 1808.05 | 2222384.1547 | 420084.36 | 190554.9333 | 0 | 223986.6469
8027 | 1126.266 | 1181.9742 | 1181.9742 | 1150.6052 | 1126.266 | 1620.1 | 1920262.881 | 405455.76 | 183919.2378 | 0 | 427868.4534
8028 | 1448.14 | 1519.7689 | 1519.7689 | 1479.4351 | 1448.14 | 1546 | 2346905.6599 | 521330.4 | 236481.262 | 0 | 657455.56
8029 | 920.542 | 966.0745 | 966.0745 | 940.4354 | 920.542 | 1377.9 | 1325485.1984 | 331395.12 | 150324.5086 | 0 | 572669.1782
8030 | 997.387 | 1046.7205 | 1046.7205 | 1018.9411 | 997.387 | 1601.65 | 1670786.9874 | 359059.32 | 162873.2971 | 0 | 397309.1115
8031 | 860.713 | 903.2862 | 903.2862 | 879.3135 | 860.713 | 1694.7 | 1526281.3604 | 309856.68 | 140554.4329 | 0 | 262775.6789
8032 | 234.947 | 246.5681 | 246.5681 | 240.0243 | 234.947 | 1837.8 | 451723.8239 | 84580.92 | 38366.8451 | 0 | 38108.4034
8033 | 183.063 | 192.1178 | 192.1178 | 187.0191 | 183.063 | 1861.1 | 356513.0365 | 65902.68 | 29894.1879 | 0 | 25427.4507
8034 | 137.552 | 144.3557 | 144.3557 | 140.5246 | 137.552 | 1759.4 | 253229.0451 | 49518.72 | 22462.2416 | 0 | 33095.0112
8035 | 148 | 155.3205 | 155.3205 | 151.1984 | 148 | 1843.75 | 286012.4731 | 53280 | 24168.4 | 0 | 23125
8036 | 100.8 | 105.7858 | 105.7858 | 102.9783 | 100.8 | 1649.6 | 174412.6727 | 36288 | 16460.64 | 0 | 35320.32
8037 | 96 | 100.7484 | 100.7484 | 98.0746 | 96 | 1673.95 | 168117.9094 | 34560 | 15676.8 | 0 | 31300.8
8038 | 102.4 | 107.465 | 107.465 | 104.6129 | 102.4 | 1783.9 | 190974.4955 | 36864 | 16721.92 | 0 | 22128.64
8039 | 91.2 | 95.711 | 95.711 | 93.1709 | 91.2 | 1789.1 | 171060.0075 | 32832 | 14892.96 | 0 | 19234.08
8040 | 100 | 104.9463 | 104.9463 | 102.1611 | 100 | 1773.4 | 185930.4465 | 36000 | 16330 | 0 | 22660
8041 | 89.6 | 94.0319 | 94.0319 | 91.5363 | 89.6 | 1566.4 | 147314.816 | 32256 | 14631.68 | 0 | 38850.56
8042 | 96 | 100.7484 | 100.7484 | 98.0746 | 96 | 1531.2 | 153947.4994 | 34560 | 15676.8 | 0 | 45004.8
8043 | 89.6 | 94.0319 | 94.0319 | 91.5363 | 89.6 | 1527.5 | 143184.1837 | 32256 | 14631.68 | 0 | 42336
8044 | 89.6 | 94.0319 | 94.0319 | 91.5363 | 89.6 | 1537.55 | 144175.5842 | 32256 | 14631.68 | 0 | 41435.52
8045 | 91.2 | 95.711 | 95.711 | 93.1709 | 91.2 | 1566.6 | 149614.7809 | 32832 | 14892.96 | 0 | 39526.08
8046 | 92 | 96.5506 | 96.5506 | 93.9882 | 92 | 1567.5 | 150771.4876 | 33120 | 15023.6 | 0 | 39790
8047 | 72.8 | 76.4009 | 76.4009 | 74.3732 | 72.8 | 1568.9 | 119316.3068 | 26208 | 11888.24 | 0 | 31384.08
8048 | 89.61 | 94.0424 | 94.0424 | 91.5465 | 89.61 | 1578.15 | 147835.0654 | 32259.6 | 14633.313 | 0 | 37801.9785
8049 | 636.197 | 667.665 | 667.665 | 649.9456 | 636.197 | 1547.05 | 1032072.0672 | 229030.92 | 103890.9701 | 0 | 288165.4312
8050 | 1258.648 | 3120.5658 | 1320.9041 | 3037.7477 | 1258.648 | 1417.4 | 1875785.2532 | 453113.28 | 205537.2184 | 0 | 733288.3248
8051 | 1251.361 | 3946.9306 | 1313.2567 | 3842.1812 | 1251.361 | 1213.3 | 1599796.3221 | 450489.96 | 204347.2513 | 0 | 984445.6987
8052 | 1077.291 | 4132.5679 | 1130.5767 | 4022.8918 | 1077.291 | 1145.6 | 1299142.4711 | 387824.76 | 175921.6203 | 0 | 920437.4304
8053 | 1356.354 | 3441.8483 | 1423.4429 | 3350.5035 | 1356.354 | 1049.25 | 1498304.2373 | 488287.44 | 221492.6082 | 0 | 1289553.5655
8054 | 1104.063 | 3512.007 | 1158.6729 | 3418.8002 | 1104.063 | 1020.35 | 1181595.07 | 397462.68 | 180293.4879 | 0 | 1081595.318
8055 | 1125.992 | 2475.0654 | 1181.6866 | 2409.3785 | 1125.992 | 1153.6 | 1355916.644 | 405357.12 | 183874.4936 | 0 | 953039.6288
8056 | 1050.113 | 604.4664 | 604.4664 | 588.4242 | 588.4242 | 1433.15 | 879548.5952 | 211832.7017 | 96089.6672 | 890281.9552 | 324840.7615
8057 | 951.408 | 794.5619 | 794.5619 | 773.4746 | 773.4746 | 1601.7 | 1291894.4806 | 278450.8622 | 126308.405 | 343111.7887 | 262370.5658
8058 | 1136.61 | 1192.8298 | 1192.8298 | 1161.1728 | 1136.61 | 1654.95 | 1962495.6278 | 409179.6 | 185608.413 | 0 | 392187.2805
8059 | 1047.2 | 1098.9973 | 1098.9973 | 1069.8306 | 1047.2 | 1779.3 | 1950139.7627 | 376992 | 171007.76 | 0 | 231117.04
8060 | 1128.8 | 1184.6335 | 1184.6335 | 1153.194 | 1128.8 | 1719.05 | 2031288.2591 | 406368 | 184333.04 | 0 | 317136.36
8061 | 778.4 | 816.9018 | 816.9018 | 795.2216 | 778.4 | 1698.45 | 1384037.2631 | 280224 | 127112.72 | 0 | 234726.52
8062 | 1089.6 | 1143.4946 | 1143.4946 | 1113.1468 | 1089.6 | 1703.25 | 1944217.841 | 392256 | 177931.68 | 0 | 323338.8
8063 | 952.8 | 999.9281 | 999.9281 | 973.3905 | 952.8 | 1675.6 | 1675843.0966 | 343008 | 155592.24 | 0 | 309088.32
8064 | 999.2 | 1048.6231 | 1048.6231 | 1020.7932 | 999.2 | 1566.1 | 1643782.05 | 359712 | 163169.36 | 0 | 433552.88
8065 | 960 | 0 | 0 | 0 | 0 | 1643.35 | 0 | 0 | 0 | 1201804.8 | 0
8066 | 1305.6 | 0 | 0 | 0 | 0 | 1566.8 | 0 | 0 | 0 | 1634454.528 | 0
8067 | 1168.8 | 0 | 0 | 0 | 0 | 1573.1 | 0 | 0 | 0 | 1463197.344 | 0
8068 | 1358.4 | 0 | 0 | 0 | 0 | 1572.15 | 0 | 0 | 0 | 1700553.792 | 0
8069 | 1282.4 | 0 | 0 | 0 | 0 | 1553.65 | 0 | 0 | 0 | 1605410.912 | 0
8070 | 1162.4 | 0 | 0 | 0 | 0 | 1580.7 | 0 | 0 | 0 | 1455185.312 | 0
8071 | 1039.2 | 1090.6016 | 1090.6016 | 1061.6577 | 1039.2 | 1660.7 | 1794742.6615 | 374112 | 169701.36 | 0 | 352600.56
8072 | 1081.05 | 1134.5217 | 1134.5217 | 1104.4121 | 1081.05 | 1735.6 | 1952001.2148 | 389178 | 176535.465 | 0 | 285829.62
8073 | 811.981 | 858.2328 | 852.1438 | 835.4557 | 811.981 | 1757.45 | 1487933.0058 | 292313.16 | 132596.4973 | 0 | 196945.9915
8074 | 1146.669 | 1590.3379 | 1203.3863 | 1548.1312 | 1146.669 | 1762.75 | 2108756.8378 | 412800.84 | 187251.0477 | 0 | 272047.2202
8075 | 1380.393 | 2053.1909 | 1448.671 | 1998.7003 | 1380.393 | 1650.9 | 2381530.7323 | 496941.48 | 225418.1769 | 0 | 481895.1963
8076 | 1173.817 | 2237.1281 | 1231.8772 | 2177.7559 | 1173.817 | 1616.55 | 1984495.4457 | 422574.12 | 191684.3161 | 0 | 450100.1287
8077 | 1141.587 | 2529.1642 | 1198.053 | 2462.0415 | 1141.587 | 1594.2 | 1902568.9803 | 410971.32 | 186421.1571 | 0 | 463256.0046
8078 | 1217.119 | 3660.1638 | 1277.321 | 3563.0251 | 1217.119 | 1639.2 | 2078594.5491 | 438162.84 | 198755.5327 | 0 | 439136.5352
8079 | 1621.666 | 3018.8592 | 1701.878 | 2938.7403 | 1621.666 | 1775.15 | 3000208.7574 | 583799.76 | 264818.0578 | 0 | 364631.6001
8080 | 617.579 | 2098.7984 | 648.1261 | 2043.0975 | 617.579 | 1888.2 | 1214920.1815 | 222328.44 | 100850.6507 | 0 | 69045.3322
8081 | 1446.565 | 865.9379 | 865.9379 | 842.9564 | 842.9564 | 1908.65 | 1675809.0396 | 303464.3015 | 137654.779 | 1163948.1345 | 74993.8738
8082 | 1314.233 | 541.9247 | 541.9247 | 527.5423 | 527.5423 | 1927.95 | 1061228.8117 | 189915.2327 | 86147.6597 | 1516988.2385 | 30249.6881
8083 | 1122.4 | 1177.9169 | 1177.9169 | 1146.6557 | 1122.4 | 1933.9 | 2275228.2344 | 404064 | 183287.92 | 0 | 74190.64
8084 | 976.8 | 1025.1152 | 1025.1152 | 997.9092 | 976.8 | 1876.3 | 1923892.3189 | 351648 | 159511.44 | 0 | 120830.16
8085 | 1206.4 | 1266.0718 | 1266.0718 | 1232.4709 | 1206.4 | 1861.9 | 2349054.5786 | 434304 | 197005.12 | 0 | 166603.84
8086 | 1304 | 1368.4994 | 1368.4994 | 1332.1801 | 1304 | 1844.05 | 2506060.5887 | 469440 | 212943.2 | 0 | 203358.8
8087 | 1134.4 | 1190.5105 | 1190.5105 | 1158.915 | 1134.4 | 1823.1 | 2156388.8454 | 408384 | 185247.52 | 0 | 200675.36
8088 | 949.6 | 996.5698 | 996.5698 | 970.1214 | 949.6 | 1797.35 | 1778273.4551 | 341856 | 155069.68 | 0 | 192436.44
8089 | 1222.4 | 0 | 0 | 0 | 0 | 1742.65 | 0 | 0 | 0 | 1530298.112 | 0
8090 | 851.2 | 0 | 0 | 0 | 0 | 1696.05 | 0 | 0 | 0 | 1065600.256 | 0
8091 | 1256.8 | 0 | 0 | 0 | 0 | 1693.4 | 0 | 0 | 0 | 1573362.784 | 0
8092 | 1092.8 | 0 | 0 | 0 | 0 | 1692.45 | 0 | 0 | 0 | 1368054.464 | 0
8093 | 1028.8 | 0 | 0 | 0 | 0 | 1693.95 | 0 | 0 | 0 | 1287934.144 | 0
8094 | 1088.8 | 0 | 0 | 0 | 0 | 1701 | 0 | 0 | 0 | 1363046.944 | 0
8095 | 1353.6 | 1420.5527 | 1420.5527 | 1382.852 | 1353.6 | 1716.95 | 2419856.2113 | 487296 | 221042.88 | 0 | 383136.48
8096 | 697.26 | 731.7484 | 731.7484 | 712.3282 | 697.26 | 1785.4 | 1296830.0878 | 251013.6 | 113862.558 | 0 | 149631.996
8097 | 894.813 | 939.0729 | 939.0729 | 914.1504 | 894.813 | 1861.75 | 1737843.0563 | 322132.68 | 146122.9629 | 0 | 123707.8972
8098 | 1264.732 | 1614.3255 | 1327.288 | 1571.4822 | 1264.732 | 1875.95 | 2475504.235 | 455303.52 | 206530.7356 | 0 | 156890.0046
8099 | 1241.914 | 2035.6155 | 1303.3424 | 1981.5914 | 1241.914 | 1880.9 | 2450869.8409 | 447089.04 | 202804.5562 | 0 | 147911.9574
8100 | 1308.586 | 2173.7101 | 1373.3122 | 2116.021 | 1308.586 | 1865.85 | 2556884.3729 | 471090.96 | 213692.0938 | 0 | 175546.8119
8101 | 1086.618 | 2488.0074 | 1140.3651 | 2421.977 | 1086.618 | 1788.5 | 2034770.2998 | 391182.48 | 177444.7194 | 0 | 229819.707
8102 | 1312.456 | 3583.0861 | 1377.3736 | 3487.9929 | 1312.456 | 1857.8 | 2551675.0287 | 472484.16 | 214324.0648 | 0 | 186631.2432
8103 | 1471.833 | 2990.7399 | 1544.6338 | 2911.3673 | 1471.833 | 1888.35 | 2902649.0852 | 529859.88 | 240350.3289 | 0 | 164330.1544
8104 | 1659.084 | 2020.6701 | 1741.1468 | 1967.0426 | 1659.084 | 1899.6 | 3285689.6256 | 597270.24 | 270928.4172 | 0 | 166572.0336
8105 | 1382.135 | 725.1032 | 725.1032 | 705.8593 | 705.8593 | 1914.35 | 1407676.6393 | 254109.3567 | 115266.8276 | 1304073.2064 | 58878.7221
8106 | 1357.739 | 472.5836 | 472.5836 | 460.0414 | 460.0414 | 1922.25 | 922023.5153 | 165614.9185 | 75124.7672 | 1731044.5677 | 27513.6258
8107 | 1292 | 1355.9058 | 1355.9058 | 1319.9208 | 1292 | 1928.2 | 2604930.3772 | 465120 | 210983.6 | 0 | 92765.6
8108 | 1217.6 | 1277.8258 | 1277.8258 | 1243.913 | 1217.6 | 1830.75 | 2332008.4099 | 438336 | 198834.08 | 0 | 206078.8
8109 | 1288 | 1351.708 | 1351.708 | 1315.8344 | 1288 | 1798.2 | 2416801.2802 | 463680 | 210330.4 | 0 | 259918.4
8110 | 1356 | 1423.0714 | 1423.0714 | 1385.3039 | 1356 | 1844.05 | 2606346.6639 | 488160 | 221434.8 | 0 | 211468.2
8111 | 968.8 | 1016.7195 | 1016.7195 | 989.7363 | 968.8 | 1817.4 | 1834485.3498 | 348768 | 158205.04 | 0 | 176902.88
8112 | 1264 | 1326.5209 | 1326.5209 | 1291.3157 | 1264 | 1796.65 | 2366068.8615 | 455040 | 206411.2 | 0 | 257034.4
8113 | 1316.8 | 0 | 0 | 0 | 0 | 1742.65 | 0 | 0 | 0 | 1648475.584 | 0
8114 | 1169.6 | 0 | 0 | 0 | 0 | 1696.05 | 0 | 0 | 0 | 1464198.848 | 0
8115 | 1160.8 | 0 | 0 | 0 | 0 | 1667.1 | 0 | 0 | 0 | 1453182.304 | 0
8116 | 1196 | 0 | 0 | 0 | 0 | 1666.15 | 0 | 0 | 0 | 1497248.48 | 0
8117 | 840 | 0 | 0 | 0 | 0 | 1680.8 | 0 | 0 | 0 | 1051579.2 | 0
8118 | 1152.8 | 0 | 0 | 0 | 0 | 1701 | 0 | 0 | 0 | 1443167.264 | 0
8119 | 706.4 | 741.3405 | 741.3405 | 721.6657 | 706.4 | 1716.95 | 1262270.0814 | 254304 | 115355.12 | 0 | 199946.52
8120 | 959.437 | 1006.8933 | 1006.8933 | 980.1709 | 959.437 | 1785.4 | 1782729.1565 | 345397.32 | 156676.0621 | 0 | 205895.1802
8121 | 900.079 | 944.5993 | 944.5993 | 919.5302 | 900.079 | 1856.05 | 1742377.0304 | 324028.44 | 146982.9007 | 0 | 129566.3721
8122 | 1146.42 | 1519.3355 | 1203.125 | 1479.0132 | 1146.42 | 1812.25 | 2175024.3008 | 412711.2 | 187210.386 | 0 | 215240.355
8123 | 1422.593 | 1949.95 | 1492.9572 | 1898.1994 | 1422.593 | 1660.9 | 2474250.2821 | 512133.48 | 232309.4369 | 0 | 482401.2863
8124 | 1547.461 | 2138.9813 | 1624.0026 | 2082.2139 | 1547.461 | 1750.75 | 2837147.6464 | 557085.96 | 252700.3813 | 0 | 385704.6543
8125 | 1494.729 | 2253.3161 | 1568.6623 | 2193.5143 | 1494.729 | 1748.85 | 2733620.4463 | 538102.44 | 244089.2457 | 0 | 375401.1884
8126 | 1257.696 | 3597.4941 | 1319.905 | 3502.0186 | 1257.696 | 1863.5 | 2453033.3813 | 452770.56 | 205381.7568 | 0 | 171675.504
8127 | 1228.071 | 2484.8958 | 1288.8147 | 2418.948 | 1228.071 | 1888.35 | 2424941.2009 | 442105.56 | 200543.9943 | 0 | 137114.1272
8128 | 1769.154 | 1934.9217 | 1856.6611 | 1883.5699 | 1769.154 | 1899.6 | 3507166.1976 | 636895.44 | 288902.8482 | 0 | 177623.0616
8129 | 1953.371 | 760.1951 | 760.1951 | 740.0199 | 740.0199 | 1914.35 | 1477566.1619 | 266407.1774 | 120845.2557 | 2339724.2682 | 61728.1263
8130 | 1544.713 | 0 | 0 | 0 | 0 | 1927.95 | 0 | 0 | 0 | 2978694.7933 | 0
8131 | 1589.6 | 1668.2259 | 1668.2259 | 1623.9521 | 1589.6 | 1933.9 | 3215823.3385 | 572256 | 259581.68 | 0 | 105072.56
8132 | 1320 | 1385.2908 | 1385.2908 | 1348.5259 | 1320 | 1881.3 | 2601879.6451 | 475200 | 215556 | 0 | 156684
8133 | 1744 | 1830.263 | 1830.263 | 1781.6888 | 1744 | 1856.2 | 3380773.9515 | 627840 | 284795.2 | 0 | 250787.2
8134 | 1516.8 | 1591.825 | 1591.825 | 1549.5789 | 1516.8 | 1844.05 | 2920299.4035 | 546048 | 247693.44 | 0 | 236544.96
8135 | 1599.2 | 1678.3008 | 1678.3008 | 1633.7596 | 1599.2 | 1823.1 | 3043680.3791 | 575712 | 261149.36 | 0 | 282898.48
8136 | 1542.4 | 0 | 0 | 0 | 0 | 1802.35 | 0 | 0 | 0 | 2974234.5984 | 0
8137 | 1434.4 | 0 | 0 | 0 | 0 | 1766.15 | 0 | 0 | 0 | 1795696.672 | 0
8138 | 1324 | 0 | 0 | 0 | 0 | 1696.05 | 0 | 0 | 0 | 1657489.12 | 0
8139 | 1325.6 | 0 | 0 | 0 | 0 | 1680.25 | 0 | 0 | 0 | 1659492.128 | 0
8140 | 1516.8 | 0 | 0 | 0 | 0 | 1666.45 | 0 | 0 | 0 | 1898851.584 | 0
8141 | 1291.2 | 0 | 0 | 0 | 0 | 1667.65 | 0 | 0 | 0 | 1616427.456 | 0
8142 | 1542.4 | 0 | 0 | 0 | 0 | 1730 | 0 | 0 | 0 | 1930899.712 | 0
8143 | 1000.8 | 815.3832 | 815.3832 | 793.7434 | 793.7434 | 1795.25 | 1482566.6375 | 285747.6133 | 129618.2924 | 399270.6118 | 139332.1702
8144 | 828.43 | 869.4064 | 869.4064 | 846.3328 | 828.43 | 1824.55 | 1575749.3103 | 298234.8 | 135282.619 | 0 | 145348.0435
8145 | 1062.166 | 1114.7036 | 1114.7036 | 1085.12 | 1062.166 | 1856.05 | 2056285.3276 | 382379.76 | 173451.7078 | 0 | 152898.7957
8146 | 1354.15 | 1545.3863 | 1421.1299 | 1504.3726 | 1354.15 | 1870.25 | 2649087.0815 | 487494 | 221132.695 | 0 | 175700.9625
8147 | 1544.599 | 1960.2861 | 1620.999 | 1908.2612 | 1544.599 | 1791.2 | 2891739.9939 | 556055.64 | 252233.0167 | 0 | 322512.2712
8148 | 1620.767 | 2132.9007 | 1700.9345 | 2076.2947 | 1620.767 | 1696.7 | 2878390.4694 | 583476.12 | 264671.2511 | 0 | 491578.6311
8149 | 936.447 | 2243.8132 | 982.7662 | 2184.2636 | 936.447 | 1418.7 | 1387777.821 | 337120.92 | 152921.7951 | 0 | 544356.6411
8150 | 1379.589 | 2444.016 | 1447.8272 | 2379.1532 | 1379.589 | 1719.35 | 2475870.9504 | 496652.04 | 225286.8837 | 0 | 387181.6529
8151 | 1282.753 | 2344.3769 | 1346.2014 | 2282.1584 | 1282.753 | 1870.6 | 2509039.2484 | 461791.08 | 209473.5649 | 0 | 165988.2382
8152 | 1281.053 | 1591.8911 | 1344.4173 | 1549.6432 | 1281.053 | 1893.9 | 2539446.5487 | 461179.08 | 209195.9549 | 0 | 135919.7233
8153 | 1015.736 | 729.3587 | 729.3587 | 710.002 | 710.002 | 1914.35 | 1418997.0704 | 255600.7037 | 115943.3192 | 589551.8512 | 59224.2342
8154 | 1172.039 | 0 | 0 | 0 | 0 | 1927.95 | 0 | 0 | 0 | 2260061.5563 | 0
8155 | 1207.2 | 1266.9114 | 1266.9114 | 1233.2882 | 1207.2 | 1933.9 | 2446430.9241 | 434592 | 197135.76 | 0 | 79795.92
8156 | 1226.4 | 1287.0611 | 1287.0611 | 1252.9032 | 1226.4 | 1881.3 | 2419545.7134 | 441504 | 200271.12 | 0 | 145573.68
8157 | 1287.2 | 1350.8684 | 1350.8684 | 1315.0171 | 1287.2 | 1856.2 | 2499760.135 | 463392 | 210199.76 | 0 | 185099.36
8158 | 1448.8 | 1520.4616 | 1520.4616 | 1480.1093 | 1448.8 | 1844.05 | 2791071.9633 | 521568 | 236589.04 | 0 | 225940.36
8159 | 1248.8 | 1310.569 | 1310.569 | 1275.7872 | 1248.8 | 1823.1 | 2378478.7718 | 449568 | 203929.04 | 0 | 220912.72
8160 | 1272.8 | 0 | 0 | 0 | 0 | 1796.65 | 0 | 0 | 0 | 2454360.6048 | 0
8161 | 1412 | 0 | 0 | 0 | 0 | 1781.8 | 0 | 0 | 0 | 2722782.192 | 0
8162 | 1366.4 | 0 | 0 | 0 | 0 | 1761.65 | 0 | 0 | 0 | 2634850.9824 | 0
8163 | 1345.6 | 0 | 0 | 0 | 0 | 1759 | 0 | 0 | 0 | 2594742.0096 | 0
8164 | 1445.6 | 0 | 0 | 0 | 0 | 1758.05 | 0 | 0 | 0 | 2787573.6096 | 0
8165 | 1436 | 0 | 0 | 0 | 0 | 1733.1 | 0 | 0 | 0 | 2769061.776 | 0
8166 | 1366.4 | 0 | 0 | 0 | 0 | 1779.3 | 0 | 0 | 0 | 2634850.9824 | 0
8167 | 1041.6 | 132.2396 | 132.2396 | 128.7301 | 128.7301 | 1795.25 | 240917.2885 | 46342.8283 | 21021.6219 | 1760301.6751 | 25669.5075
8168 | 1319.128 | 1019.2172 | 1019.2172 | 992.1677 | 992.1677 | 1824.55 | 1888189.2696 | 357180.3791 | 162020.9886 | 630482.7396 | 169531.7206
8169 | 889.005 | 932.9776 | 932.9776 | 908.2169 | 889.005 | 1867.45 | 1725241.6894 | 320041.8 | 145174.5165 | 0 | 117837.6127
8170 | 1469.341 | 1542.0186 | 1542.0186 | 1501.0942 | 1469.341 | 1870.25 | 2839414.7818 | 528962.76 | 239943.3853 | 0 | 190646.9948
8171 | 1714.76 | 1799.5767 | 1799.5767 | 1751.8169 | 1714.76 | 1791.2 | 3200892.3178 | 617313.6 | 280020.308 | 0 | 358041.888
8172 | 1647.544 | 1729.036 | 1729.036 | 1683.1483 | 1647.544 | 1734.2 | 2972002.8912 | 593115.84 | 269043.9352 | 0 | 437917.1952
8173 | 1465.729 | 1538.2279 | 1538.2279 | 1497.4042 | 1465.729 | 1733.2 | 2645580.6656 | 527662.44 | 239353.5457 | 0 | 391056.4972
8174 | 1506.159 | 1326.8651 | 1326.8651 | 1291.6508 | 1291.6508 | 1768.85 | 2386199.7175 | 464994.2898 | 210926.5765 | 413639.5844 | 290771.213
8175 | 1621.22 | 1134.1911 | 1134.1911 | 1104.0903 | 1104.0903 | 1876.95 | 2165893.811 | 397472.4943 | 180297.9398 | 997189.5478 | 132311.8504
8176 | 1662.845 | 1503.8717 | 1503.8717 | 1463.9597 | 1463.9597 | 1893.9 | 2896713.8528 | 527025.5008 | 239064.623 | 383513.659 | 151271.5445
8177 | 1580.403 | 357.0629 | 357.0629 | 347.5866 | 347.5866 | 1914.35 | 694294.9202 | 125131.19 | 56760.8981 | 2377259.5141 | 28993.6385
8178 | 1155.725 | 0 | 0 | 0 | 0 | 1922.25 | 0 | 0 | 0 | 2228603.0091 | 0
8179 | 1545.6 | 0 | 0 | 0 | 0 | 1933.9 | 0 | 0 | 0 | 2980405.2096 | 0
8180 | 1300 | 0 | 0 | 0 | 0 | 1875.6 | 0 | 0 | 0 | 2506810.8 | 0
8181 | 1517.6 | 69.0116 | 69.0116 | 67.1801 | 67.1801 | 1856.2 | 130575.0807 | 24184.8314 | 10970.5082 | 2796867.9246 | 0
8182 | 1541.6 | 1617.8517 | 1617.8517 | 1574.9148 | 1541.6 | 1844.05 | 2976702.2799 | 554976 | 251743.28 | 0 | 226972.1252
8183 | 1264.8 | 1327.3604 | 1327.3604 | 1292.133 | 1264.8 | 1811.7 | 2401115.07 | 455328 | 206541.84 | 0 | 238161.84
8184 | 1515.2 | 1590.1459 | 1590.1459 | 1547.9443 | 1515.2 | 1796.65 | 2846276.1244 | 545472 | 247432.16 | 0 | 308115.92
8185 | 1142.4 | 0 | 0 | 0 | 0 | 1686.1 | 0 | 0 | 0 | 1430147.712 | 0
8186 | 1111.2 | 0 | 0 | 0 | 0 | 1778.35 | 0 | 0 | 0 | 1391089.056 | 0
8187 | 1584.8 | 0 | 0 | 0 | 0 | 1762.75 | 0 | 0 | 0 | 1983979.424 | 0
8188 | 1384 | 0 | 0 | 0 | 0 | 1695.35 | 0 | 0 | 0 | 1732601.92 | 0
8189 | 1290.4 | 0 | 0 | 0 | 0 | 1696.65 | 0 | 0 | 0 | 1615425.952 | 0
8190 | 1424 | 0 | 0 | 0 | 0 | 1735 | 0 | 0 | 0 | 1782677.12 | 0
8191 | 1168.8 | 1226.612 | 1226.612 | 1194.0584 | 1168.8 | 1688.95 | 2064529.6995 | 420768 | 190865.04 | 0 | 363555.24
8192 | 1085.638 | 1139.3366 | 1139.3366 | 1109.0992 | 1085.638 | 1769.9 | 2004052.3935 | 390829.68 | 177284.6854 | 0 | 249805.3038
8193 | 1060.777 | 1113.2459 | 1113.2459 | 1083.701 | 1060.777 | 1845.4 | 2044054.4639 | 381879.72 | 173224.8841 | 0 | 163996.1242
8194 | 1138.269 | 1194.5709 | 1194.5709 | 1162.8676 | 1138.269 | 1853.05 | 2209902.9142 | 409776.84 | 185879.3277 | 0 | 167268.6296
8195 | 1033.825 | 1408.4923 | 1084.9597 | 1371.1117 | 1033.825 | 1716.4 | 1860230.0113 | 372177 | 168823.6225 | 0 | 293192.77
8196 | 1090.429 | 1605.7378 | 1144.3646 | 1563.1224 | 1090.429 | 1670.7 | 1912010.4103 | 392554.44 | 178067.0557 | 0 | 359078.2697
8197 | 1135.24 | 1228.2166 | 1191.392 | 1195.6204 | 1135.24 | 1616.85 | 1924631.9979 | 408686.4 | 185384.692 | 0 | 434967.206
8198 | 1171.847 | 1229.8097 | 1229.8097 | 1197.1712 | 1171.847 | 1658.35 | 2029716.604 | 421864.92 | 191362.6151 | 0 | 400361.5276
8199 | 1104.482 | 1159.1127 | 1159.1127 | 1128.3504 | 1104.482 | 1768.55 | 2044281.6549 | 397613.52 | 180361.9106 | 0 | 255632.3589
8200 | 224.458 | 662.0011 | 235.5603 | 644.4319 | 224.458 | 1870.15 | 439849.3856 | 80804.88 | 36653.9914 | 0 | 29145.8713
8201 | 183.44 | 361.7645 | 192.5134 | 352.1635 | 183.44 | 1880.05 | 360807.7248 | 66038.4 | 29955.752 | 0 | 22003.628
8202 | 160.064 | 167.9812 | 167.9812 | 163.5231 | 160.064 | 1880.15 | 314975.3275 | 57623.04 | 26138.4512 | 0 | 19183.6704
8203 | 206.4 | 216.6091 | 216.6091 | 210.8604 | 206.4 | 1889.15 | 409063.8501 | 74304 | 33705.12 | 0 | 22879.44
8204 | 149.6 | 156.9996 | 156.9996 | 152.8329 | 149.6 | 1690.35 | 265616.9832 | 53856 | 24429.68 | 0 | 46323.64
8205 | 116 | 121.7377 | 121.7377 | 118.5068 | 116 | 1621 | 196937.1953 | 41760 | 18942.8 | 0 | 43964
8206 | 109.6 | 115.0211 | 115.0211 | 111.9685 | 109.6 | 1644.45 | 188359.8136 | 39456 | 17897.68 | 0 | 38968.28
8207 | 99.2 | 104.1067 | 104.1067 | 101.3438 | 99.2 | 1603.45 | 166353.1482 | 35712 | 16199.36 | 0 | 39337.76
8208 | 108.8 | 114.1815 | 114.1815 | 111.1512 | 108.8 | 1590.2 | 180840.2508 | 39168 | 17767.04 | 0 | 44586.24
8209 | 100.8 | 105.7858 | 105.7858 | 102.9783 | 100.8 | 1415.9 | 148901.232 | 36288 | 16460.64 | 0 | 58877.28
8210 | 109.6 | 115.0211 | 115.0211 | 111.9685 | 109.6 | 1566.2 | 179211.2785 | 39456 | 17897.68 | 0 | 47544.48
8211 | 100 | 104.9463 | 104.9463 | 102.1611 | 100 | 1553.55 | 162013.2933 | 36000 | 16330 | 0 | 44645
8212 | 104 | 109.1441 | 109.1441 | 106.2475 | 104 | 1561.5 | 169383.5079 | 37440 | 16983.2 | 0 | 45604
8213 | 93.6 | 98.2297 | 98.2297 | 95.6227 | 93.6 | 1519.9 | 148245.3453 | 33696 | 15284.88 | 0 | 44937.36
8214 | 101.6 | 106.6254 | 106.6254 | 103.7956 | 101.6 | 1380.3 | 146162.2162 | 36576 | 16591.28 | 0 | 62961.52
8215 | 93.6 | 98.2297 | 98.2297 | 95.6227 | 93.6 | 1327.9 | 129462.6971 | 33696 | 15284.88 | 0 | 62908.56
8216 | 100.012 | 104.9589 | 104.9589 | 102.1733 | 100.012 | 1484.75 | 155186.6256 | 36004.32 | 16331.9596 | 0 | 51531.183
8217 | 218.574 | 290.5007 | 229.3853 | 282.791 | 218.574 | 1243.4 | 284360.868 | 78686.64 | 35693.1342 | 0 | 165373.0884
8218 | 955.563 | 2622.2704 | 1002.8277 | 2552.6768 | 955.563 | 663.8 | 665108.0549 | 344002.68 | 156043.4379 | 0 | 1276823.2806
8219 | 1162.174 | 2206.4198 | 1219.6583 | 2147.8626 | 1162.174 | 303.5 | 369137.4452 | 418382.64 | 189783.0142 | 0 | 1971628.191
8220 | 1591.079 | 2195.1034 | 1669.7781 | 2136.8466 | 1591.079 | 297.8 | 497852.531 | 572788.44 | 259823.2007 | 0 | 2708334.6738
8221 | 1379.816 | 2669.6589 | 1448.0654 | 2598.8076 | 1379.816 | 281.3 | 407989.7015 | 496733.76 | 225323.9528 | 0 | 2371489.7592
8222 | 1610.809 | 2627.0969 | 1690.484 | 2557.3752 | 1610.809 | 652.4 | 1098459.2063 | 579891.24 | 263045.1097 | 0 | 2170726.2084
8223 | 1808.052 | 1309.1648 | 1309.1648 | 1274.4203 | 1274.4203 | 1255.05 | 1667712.8134 | 458791.3158 | 208112.8385 | 1029010.5032 | 924596.9274
8224 | 2055.558 | 1308.1427 | 1308.1427 | 1273.4253 | 1273.4253 | 1468.6 | 1952304.2249 | 458433.0983 | 207950.3471 | 1508199.0514 | 659033.7776
8225 | 1608.955 | 453.498 | 453.498 | 441.4624 | 441.4624 | 1691.2 | 779136.8354 | 158926.4752 | 72090.815 | 2251294.6006 | 132764.8544
8226 | 1527.332 | 0 | 0 | 0 | 0 | 1775.25 | 0 | 0 | 0 | 2945178.7329 | 0
8227 | 1779.2 | 1867.204 | 1867.204 | 1817.6495 | 1779.2 | 1857.6 | 3461103.3707 | 640512 | 290543.36 | 0 | 253358.08
8228 | 1836.8 | 1888.3791 | 1888.3791 | 1838.2625 | 1836.8 | 1781.2 | 3429969.0507 | 661248 | 299949.44 | 0 | 392965.4564
8229 | 1579.2 | 1657.3115 | 1657.3115 | 1613.3274 | 1579.2 | 1724.45 | 2849122.5464 | 568512 | 257883.36 | 0 | 435148.56
8230 | 1553.6 | 1630.4453 | 1630.4453 | 1587.1741 | 1553.6 | 1700.75 | 2767657.4895 | 559296 | 253702.88 | 0 | 464914.8
8231 | 1396 | 1465.0499 | 1465.0499 | 1426.1683 | 1396 | 1578.8 | 2308762.2605 | 502560 | 227966.8 | 0 | 587995.2
8232 | 1387.2 | 0 | 0 | 0 | 0 | 1277.05 | 0 | 0 | 0 | 2674959.9552 | 0
8233 | 1321.6 | 0 | 0 | 0 | 0 | 1481.9 | 0 | 0 | 0 | 1654484.608 | 0
8234 | 1526.4 | 0 | 0 | 0 | 0 | 1435.25 | 0 | 0 | 0 | 1910869.632 | 0
8235 | 1572 | 0 | 0 | 0 | 0 | 1405.9 | 0 | 0 | 0 | 1967955.36 | 0
8236 | 1433.6 | 0 | 0 | 0 | 0 | 1478.75 | 0 | 0 | 0 | 1794695.168 | 0
8237 | 1316 | 0 | 0 | 0 | 0 | 1564.7 | 0 | 0 | 0 | 1647474.08 | 0
8238 | 1384.8 | 0 | 0 | 0 | 0 | 1593.2 | 0 | 0 | 0 | 1733603.424 | 0
8239 | 1184.8 | 0 | 0 | 0 | 0 | 1686.15 | 0 | 0 | 0 | 2284668.7968 | 0
8240 | 1308.643 | 0 | 0 | 0 | 0 | 1785.4 | 0 | 0 | 0 | 2523477.2352 | 0
8241 | 1418.787 | 253.0769 | 253.0769 | 246.3604 | 246.3604 | 1856.05 | 477744.2899 | 88689.7292 | 40230.6466 | 2260809.0506 | 33713.3779
8242 | 1582.275 | 1365.3006 | 1365.3006 | 1329.0663 | 1329.0663 | 1773.4 | 2464768.8162 | 478463.857 | 217036.5218 | 488266.4467 | 292006.957
8243 | 1549.679 | 1879.8511 | 1626.3303 | 1829.9609 | 1549.679 | 1670.9 | 2713933.34 | 557884.44 | 253062.5807 | 0 | 509999.3589
8244 | 1523.622 | 739.1345 | 739.1345 | 719.5183 | 719.5183 | 1513 | 1144829.752 | 259026.5725 | 117497.3314 | 1550566.1135 | 338469.383
8245 | 1514.182 | 491.7163 | 491.7163 | 478.6664 | 478.6664 | 1468.7 | 738600.1352 | 172319.9119 | 78166.2267 | 1996801.2575 | 237596.8287
8246 | 1331.149 | 969.3446 | 969.3446 | 943.6187 | 943.6187 | 1625 | 1602725.0217 | 339702.7478 | 154092.9409 | 747280.7932 | 344619.75
8247 | 1245.736 | 144.151 | 144.151 | 140.3254 | 140.3254 | 1818.6 | 266898.4295 | 50517.129 | 22915.131 | 2131581.0269 | 24790.4868
8248 | 1236.827 | 200.1808 | 200.1808 | 194.8681 | 194.8681 | 1893.9 | 386210.5145 | 70152.5244 | 31821.9645 | 2009225.9735 | 20135.7641
8249 | 1300.328 | 272.1467 | 272.1467 | 264.924 | 264.924 | 1908.65 | 529066.731 | 95372.6559 | 43262.0964 | 1996586.0147 | 23569.0308
8250 | 1367.211 | 0 | 0 | 0 | 0 | 1927.95 | 0 | 0 | 0 | 2636414.8467 | 0
8251 | 1213.6 | 1273.6279 | 1273.6279 | 1239.8265 | 1213.6 | 1933.9 | 2468407.6108 | 436896 | 198180.88 | 0 | 80218.96
8252 | 1144.8 | 1201.4249 | 1201.4249 | 1169.5397 | 1144.8 | 1869.9 | 2252552.3186 | 412128 | 186945.84 | 0 | 148938.48
8253 | 1432 | 1502.8306 | 1502.8306 | 1462.9463 | 1432 | 1856.2 | 2783618.67 | 515520 | 233845.6 | 0 | 205921.6
8254 | 1488.8 | 1562.4401 | 1562.4401 | 1520.9738 | 1488.8 | 1844.05 | 2869543.9927 | 535968 | 243121.04 | 0 | 232178.36
8255 | 1432.8 | 1503.6702 | 1503.6702 | 1463.7636 | 1432.8 | 1823.1 | 2731012.9684 | 515808 | 233976.24 | 0 | 253462.32
8256 | 1107.2 | 0 | 0 | 0 | 0 | 1796.65 | 0 | 0 | 0 | 2135031.4752 | 0
8257 | 1325.6 | 0 | 0 | 0 | 0 | 1690.65 | 0 | 0 | 0 | 1659492.128 | 0
8258 | 1274.4 | 0 | 0 | 0 | 0 | 1673.05 | 0 | 0 | 0 | 1595395.872 | 0
8259 | 1459.2 | 0 | 0 | 0 | 0 | 1667.7 | 0 | 0 | 0 | 1826743.296 | 0
8260 | 1384.8 | 0 | 0 | 0 | 0 | 1715.1 | 0 | 0 | 0 | 1733603.424 | 0
8261 | 1256 | 0 | 0 | 0 | 0 | 1726.75 | 0 | 0 | 0 | 1572361.28 | 0
8262 | 1425.6 | 0 | 0 | 0 | 0 | 1779.3 | 0 | 0 | 0 | 1784680.128 | 0
8263 | 991.2 | 0 | 0 | 0 | 0 | 1795.25 | 0 | 0 | 0 | 1911346.8192 | 0
8264 | 982.402 | 0 | 0 | 0 | 0 | 1824.55 | 0 | 0 | 0 | 1894381.495 | 0
8265 | 1106.567 | 520.1536 | 520.1536 | 506.349 | 506.349 | 1867.45 | 985955.9349 | 182285.6409 | 82686.7921 | 1157409.9679 | 64605.4002
8266 | 1162.384 | 907.4536 | 907.4536 | 883.3703 | 883.3703 | 1875.95 | 1730941.1885 | 318013.3023 | 144254.3674 | 538026.6123 | 99498.3961
8267 | 957.501 | 1004.8616 | 1004.8616 | 978.1931 | 957.501 | 1869.5 | 1870464.6219 | 344700.36 | 156359.9133 | 0 | 124953.8805
8268 | 1301.609 | 1365.9901 | 1365.9901 | 1329.7375 | 1301.609 | 1853.8 | 2523075.9168 | 468579.24 | 212552.7497 | 0 | 190295.2358
8269 | 1278.001 | 1341.2144 | 1341.2144 | 1305.6193 | 1278.001 | 1837.8 | 2453742.0479 | 460080.36 | 208697.5633 | 0 | 207291.7622
8270 | 1638.085 | 1719.1091 | 1719.1091 | 1673.4849 | 1638.085 | 1863.5 | 3183490.8314 | 589710.6 | 267499.2805 | 0 | 223598.6025
8271 | 1340.07 | 122.9026 | 122.9026 | 119.6408 | 119.6408 | 1888.35 | 236416.0842 | 43070.6915 | 19537.3442 | 2353373.1343 | 13009.1231
8272 | 1262.195 | 411.3999 | 411.3999 | 400.4815 | 400.4815 | 1899.6 | 796613.4207 | 144173.3566 | 65398.6365 | 1661655.8408 | 39158.7108
8273 | 1317.571 | 12.2672 | 12.2672 | 11.9416 | 11.9416 | 1914.35 | 23924.183 | 4298.978 | 1950.0642 | 2517666.0514 | 996.1095
8274 | 1073.537 | 0 | 0 | 0 | 0 | 1927.45 | 0 | 0 | 0 | 2070118.5737 | 0
8275 | 968 | 1015.8799 | 1015.8799 | 988.919 | 968 | 1933.9 | 1967264.3198 | 348480 | 158074.4 | 0 | 63984.8
8276 | 1704.8 | 1789.124 | 1789.124 | 1741.6416 | 1704.8 | 1820.6 | 3264106.3832 | 613728 | 278393.84 | 0 | 305841.12
8277 | 1280 | 1343.3123 | 1343.3123 | 1307.6615 | 1280 | 1798.2 | 2411699.0928 | 460800 | 209024 | 0 | 258304
8278 | 953.6 | 1000.7676 | 1000.7676 | 974.2078 | 953.6 | 1844.05 | 1837596.5164 | 343296 | 155722.88 | 0 | 148713.92
8279 | 1074.4 | 1127.5427 | 1127.5427 | 1097.6184 | 1074.4 | 1823.1 | 2047306.9078 | 386784 | 175449.52 | 0 | 190061.36
8280 | 1128 | 0 | 0 | 0 | 0 | 1796.65 | 0 | 0 | 0 | 2175140.448 | 0
8281 | 1326.4 | 0 | 0 | 0 | 0 | 1723.45 | 0 | 0 | 0 | 1660493.632 | 0
8282 | 1213.6 | 0 | 0 | 0 | 0 | 1774.35 | 0 | 0 | 0 | 1519281.568 | 0
8283 | 932 | 0 | 0 | 0 | 0 | 1765.35 | 0 | 0 | 0 | 1166752.16 | 0
8284 | 1318.4 | 0 | 0 | 0 | 0 | 1682.3 | 0 | 0 | 0 | 1650478.592 | 0
8285 | 1150.4 | 0 | 0 | 0 | 0 | 1765.9 | 0 | 0 | 0 | 1440162.752 | 0
8286 | 1121.6 | 0 | 0 | 0 | 0 | 1779.3 | 0 | 0 | 0 | 1404108.608 | 0
8287 | 1252.8 | 0 | 0 | 0 | 0 | 1795.25 | 0 | 0 | 0 | 2415794.2848 | 0
8288 | 1217.408 | 0 | 0 | 0 | 0 | 1824.55 | 0 | 0 | 0 | 2347547.3249 | 0
8289 | 1302.102 | 422.8978 | 422.8978 | 411.6743 | 411.6743 | 1866.95 | 802885.7999 | 148202.752 | 67226.415 | 1717025.9595 | 52581.493
8290 | 1274.013 | 1196.0758 | 1196.0758 | 1164.3326 | 1164.3326 | 1875.95 | 2285143.507 | 419159.7332 | 190135.5123 | 211498.4854 | 133826.3805
8291 | 1359.024 | 1426.245 | 1426.245 | 1388.3932 | 1359.024 | 1869.5 | 2658579.5182 | 489248.64 | 221928.6192 | 0 | 177352.632
8292 | 1360.939 | 1428.2547 | 1428.2547 | 1390.3496 | 1360.939 | 1810.85 | 2578320.077 | 489938.04 | 222241.3387 | 0 | 257421.6118
8293 | 1309.39 | 1374.156 | 1374.156 | 1337.6866 | 1309.39 | 1780.7 | 2439692.3212 | 471380.4 | 213823.387 | 0 | 287149.227
8294 | 1346.761 | 1413.3754 | 1413.3754 | 1375.8652 | 1346.761 | 1863.5 | 2625555.555 | 484833.96 | 219926.0713 | 0 | 183832.8765
8295 | 1666.961 | 1165.1271 | 1165.1271 | 1134.2053 | 1134.2053 | 1888.35 | 2241619.7333 | 408313.9071 | 185215.7251 | 1027321.3454 | 123328.3667
8296 | 1629.508 | 408.5936 | 408.5936 | 397.7498 | 397.7498 | 1899.6 | 790490.4679 | 143189.9134 | 64952.5357 | 2375219.1234 | 38891.6468
8297 | 1510.972 | 16.4104 | 16.4104 | 15.9749 | 15.9749 | 1914.35 | 31978.0287 | 5750.9726 | 2608.7051 | 2882826.7817 | 1332.5427
8298 | 1715.055 | 0 | 0 | 0 | 0 | 1927.95 | 0 | 0 | 0 | 3307167.9974 | 0
8299 | 1569.6 | 1647.2367 | 1647.2367 | 1603.5199 | 1569.6 | 1933.9 | 3188918.1328 | 565056 | 256315.68 | 0 | 103750.56
8300 | 1138.4 | 1194.7083 | 1194.7083 | 1163.0014 | 1138.4 | 1820.1 | 2178449.4306 | 409824 | 185900.72 | 0 | 204798.16
8301 | 1421.6 | 1491.9162 | 1491.9162 | 1452.3215 | 1421.6 | 1798.5 | 2676512.0574 | 511776 | 232147.28 | 0 | 286452.4
8302 | 1424.8 | 1495.2745 | 1495.2745 | 1455.5907 | 1424.8 | 1844.05 | 2749131.3975 | 512928 | 232669.84 | 0 | 222197.56
8303 | 1243.2 | 1304.692 | 1304.692 | 1270.0662 | 1243.2 | 1823.1 | 2371281.0058 | 447552 | 203014.56 | 0 | 219922.08
8304 | 1226.4 | 0 | 0 | 0 | 0 | 1796.65 | 0 | 0 | 0 | 2364886.7424 | 0
8305 | 871.2 | 0 | 0 | 0 | 0 | 980.5 | 0 | 0 | 0 | 1090637.856 | 0
8306 | 1341.6 | 0 | 0 | 0 | 0 | 1604.85 | 0 | 0 | 0 | 1679522.208 | 0
8307 | 1340 | 0 | 0 | 0 | 0 | 1602.2 | 0 | 0 | 0 | 1677519.2 | 0
8308 | 1356 | 0 | 0 | 0 | 0 | 1601.25 | 0 | 0 | 0 | 1697549.28 | 0
8309 | 1612 | 0 | 0 | 0 | 0 | 1378.35 | 0 | 0 | 0 | 2018030.56 | 0
8310 | 1690.4 | 0 | 0 | 0 | 0 | 1385.45 | 0 | 0 | 0 | 2116177.952 | 0
8311 | 1544.8 | 0 | 0 | 0 | 0 | 1625.75 | 0 | 0 | 0 | 2978862.5568 | 0
8312 | 1215.149 | 163.8348 | 163.8348 | 159.4867 | 159.4867 | 1655.05 | 275588.2679 | 57415.2068 | 26044.1757 | 2035650.5316 | 0
8313 | 1492.134 | 1565.939 | 1565.939 | 1524.3798 | 1492.134 | 1804.05 | 2817061.1844 | 537168.24 | 243665.4822 | 0 | 286952.5112
8314 | 1882.658 | 1975.7794 | 1975.7794 | 1923.3432 | 1882.658 | 1864.55 | 3681914.699 | 677756.88 | 307438.0514 | 0 | 255006.0261
8315 | 1450.765 | 1522.5238 | 1522.5238 | 1482.1168 | 1450.765 | 1676.5 | 2548667.4009 | 522275.4 | 236909.9245 | 0 | 469322.4775
8316 | 1737.05 | 1822.9692 | 1822.9692 | 1774.5886 | 1737.05 | 1527.5 | 2786610.4442 | 625338 | 283660.265 | 0 | 820756.125
8317 | 1360.505 | 1427.7993 | 1427.7993 | 1389.9062 | 1360.505 | 1171.25 | 1669576.5235 | 489781.8 | 222170.4665 | 0 | 1127518.5188
8318 | 1346.552 | 1413.1561 | 1413.1561 | 1375.6517 | 1346.552 | 1525.15 | 2147607.9507 | 484758.72 | 219891.9416 | 0 | 639410.2172
8319 | 1602.583 | 877.6825 | 877.6825 | 854.3892 | 854.3892 | 1818.6 | 1628757.1052 | 307580.1252 | 139521.7623 | 1442754.0051 | 150940.4004
8320 | 1371.928 | 541.0536 | 541.0536 | 526.6944 | 526.6944 | 1888.2 | 1043188.0426 | 189609.9755 | 86009.1917 | 1629877.5201 | 57347.251
8321 | 1617.23 | 238.5177 | 238.5177 | 232.1876 | 232.1876 | 1896.6 | 461313.2157 | 83587.5202 | 37916.2279 | 2670799.5053 | 23381.4284
8322 | 1416.264 | 0 | 0 | 0 | 0 | 1864.55 | 0 | 0 | 0 | 2731004.5314 | 0
8323 | 1540.8 | 1617.0121 | 1617.0121 | 1574.0975 | 1540.8 | 1844.2 | 2984576.2675 | 554688 | 251612.64 | 0 | 240056.64
8324 | 1249.6 | 1311.4086 | 1311.4086 | 1276.6045 | 1249.6 | 1733.15 | 2280541.6415 | 449856 | 204059.68 | 0 | 333455.76
8325 | 1344 | 1410.4779 | 1410.4779 | 1373.0446 | 1344 | 1647.4 | 2326103.4625 | 483840 | 219475.2 | 0 | 473894.4
8326 | 1529.6 | 1605.2582 | 1605.2582 | 1562.6555 | 1529.6 | 1695.9 | 2716869.7293 | 550656 | 249783.68 | 0 | 465151.36
8327 | 1204 | 1263.5531 | 1263.5531 | 1230.0191 | 1204 | 1613.1 | 2034368.8897 | 433440 | 196613.2 | 0 | 465827.6
8328 | 1254.4 | 0 | 0 | 0 | 0 | 1440.55 | 0 | 0 | 0 | 2418879.5904 | 0
8329 | 1176.8 | 0 | 0 | 0 | 0 | 1076.15 | 0 | 0 | 0 | 2269242.2688 | 0
8330 | 1458.4 | 0 | 0 | 0 | 0 | 1380.5 | 0 | 0 | 0 | 2812256.0544 | 0
8331 | 1106.4 | 0 | 0 | 0 | 0 | 1555.2 | 0 | 0 | 0 | 2133488.8224 | 0
8332 | 1453.6 | 0 | 0 | 0 | 0 | 1478.75 | 0 | 0 | 0 | 2803000.1376 | 0
8333 | 1477.6 | 0 | 0 | 0 | 0 | 1480.25 | 0 | 0 | 0 | 2849279.7216 | 0
8334 | 1080 | 0 | 0 | 0 | 0 | 1548.55 | 0 | 0 | 0 | 2082581.28 | 0
8335 | 1225.6 | 216.5377 | 216.5377 | 210.7909 | 210.7909 | 1658.5 | 364806.5019 | 75884.7402 | 34422.1613 | 1956872.5377 | 70106.1935
8336 | 918.666 | 964.1057 | 964.1057 | 938.5189 | 918.666 | 1746.25 | 1678904.9413 | 330719.76 | 150018.1578 | 0 | 233111.4975
8337 | 1374.39 | 1442.371 | 1442.371 | 1404.0913 | 1374.39 | 1856.05 | 2661401.4288 | 494780.4 | 224437.887 | 0 | 197843.4405
8338 | 1560.354 | 1637.5333 | 1637.5333 | 1594.0741 | 1560.354 | 1825.4 | 2974639.6112 | 561727.44 | 254805.8082 | 0 | 272437.8084
8339 | 1797.136 | 1886.0272 | 1886.0272 | 1835.9731 | 1797.136 | 1700 | 3195228.7358 | 646968.96 | 293472.3088 | 0 | 539140.8
8340 | 1185.147 | 1243.7676 | 1243.7676 | 1210.7587 | 1185.147 | 1718.3 | 2134346.4983 | 426652.92 | 193534.5051 | 0 | 333855.9099
8341 | 1448.412 | 1520.0544 | 1520.0544 | 1479.713 | 1448.412 | 1342.1 | 2033024.0355 | 521428.32 | 236525.6796 | 0 | 952910.2548
8342 | 1481.714 | 1555.0036 | 1555.0036 | 1513.7346 | 1481.714 | 1463.95 | 2271705.3221 | 533417.04 | 241963.8962 | 0 | 794272.7897
8343 | 915.477 | 960.759 | 960.759 | 935.2609 | 915.477 | 1683.95 | 1617455.8885 | 329571.72 | 149497.3941 | 0 | 289336.5059
8344 | 1225.411 | 1286.0231 | 1286.0231 | 1251.8928 | 1225.411 | 1754.15 | 2252649.7114 | 441147.96 | 200109.6163 | 0 | 301267.2943
8345 | 1517.155 | 423.1024 | 423.1024 | 411.8735 | 411.8735 | 1896.6 | 817779.2406 | 148274.469 | 67258.9466 | 2131331.9526 | 41476.0148
8346 | 1563.602 | 0 | 0 | 0 | 0 | 1877.4 | 0 | 0 | 0 | 3015118.7542 | 0
8347 | 1392 | 0 | 0 | 0 | 0 | 1818.2 | 0 | 0 | 0 | 2684215.872 | 0
8348 | 1641.6 | 738.7451 | 738.7451 | 719.1392 | 719.1392 | 1728.05 | 1310580.7074 | 258890.1262 | 117435.4378 | 1778795.844 | 166294.1616
8349 | 1546.4 | 1622.8891 | 1622.8891 | 1579.8185 | 1546.4 | 1666.45 | 2707061.0389 | 556704 | 252527.12 | 0 | 515801.72
8350 | 1494.4 | 1568.3171 | 1568.3171 | 1526.6948 | 1494.4 | 1658.6 | 2592969.3701 | 537984 | 244035.52 | 0 | 510188.16
8351 | 1361.6 | 1428.9484 | 1428.9484 | 1391.0249 | 1361.6 | 1519.7 | 2167634.8309 | 490176 | 222349.28 | 0 | 653976.48
8352 | 1280.8 | 1344.1518 | 1344.1518 | 1308.4788 | 1280.8 | 1230.1 | 1650150.2081 | 461088 | 209154.64 | 0 | 986087.92
8353 | 1408 | 0 | 0 | 0 | 0 | 1133.65 | 0 | 0 | 0 | 1762647.04 | 0
8354 | 1036.8 | 0 | 0 | 0 | 0 | 1282.6 | 0 | 0 | 0 | 1297949.184 | 0
8355 | 1119.2 | 0 | 0 | 0 | 0 | 1227.35 | 0 | 0 | 0 | 1401104.096 | 0
8356 | 1168 | 0 | 0 | 0 | 0 | 1160.9 | 0 | 0 | 0 | 1462195.84 | 0
8357 | 1204.8 | 0 | 0 | 0 | 0 | 1152.45 | 0 | 0 | 0 | 1508265.024 | 0
8358 | 1127.2 | 0 | 0 | 0 | 0 | 1158 | 0 | 0 | 0 | 1411119.136 | 0
8359 | 1190.4 | 1249.2804 | 1249.2804 | 1216.1252 | 1190.4 | 1199.25 | 1490846.6443 | 428544 | 194392.32 | 0 | 953212.8
8360 | 210.344 | 220.7482 | 220.7482 | 214.8896 | 210.344 | 1327.3 | 291271.3536 | 75723.84 | 34349.1752 | 0 | 141498.4088
8361 | 101.182 | 648.0894 | 106.1857 | 630.8895 | 101.182 | 1646.8 | 174249.606 | 36425.52 | 16523.0206 | 0 | 35737.4824
8362 | 0 | 477.9715 | 0 | 465.2864 | 0 | 1654.45 | 0 | 0 | 0 | 0 | 0
8363 | 0 | 0 | 0 | 0 | 0 | 1374.85 | 0 | 0 | 0 | 0 | 0
8364 | 0 | 99.8322 | -0.0010495 | 97.1827 | 0 | 1283.75 | 0 | 0 | 0 | 0 | 0
8365 | 0 | 770.7443 | 0 | 750.2892 | 0 | 1115 | 0 | 0 | 0 | 0 | 0
8366 | 0 | 3035.5425 | 0 | 2954.9809 | 0 | 1253.8 | 0 | 0 | 0 | 0 | 0
8367 | 0 | 2233.7667 | 0 | 2174.4837 | 0 | 1614.7 | 0 | 0 | 0 | 0 | 0
8368 | 0 | 1203.7547 | 0 | 1171.8077 | 0 | 1430.55 | 0 | 0 | 0 | 0 | 0
8369 | 0 | 411.7084 | 0 | 400.7819 | 0 | 1625.8 | 0 | 0 | 0 | 0 | 0
8370 | 0 | 0 | 0 | 0 | 0 | 1641.2 | 0 | 0 | 0 | 0 | 0
8371 | 0 | 0 | 0 | 0 | 0 | 1690.55 | 0 | 0 | 0 | 0 | 0
8372 | 0 | 0 | 0 | 0 | 0 | 1496.15 | 0 | 0 | 0 | 0 | 0
8373 | 137.6 | 144.4061 | 144.4061 | 140.5736 | 137.6 | 1332.8 | 192530.7577 | 49536 | 22470.08 | 0 | 91806.72
8374 | 224 | 235.0796 | 235.0796 | 228.8408 | 224 | 1432.25 | 335712.7675 | 80640 | 36579.2 | 0 | 127176
8375 | 279.2 | 293.01 | 293.01 | 285.2337 | 279.2 | 1162.95 | 339917.3088 | 100512 | 45593.36 | 0 | 233704.36
8376 | 275.2 | 288.8121 | 288.8121 | 281.1472 | 275.2 | 992.5 | 286156.638 | 99072 | 44940.16 | 0 | 277264
8377 | 272 | 285.4539 | 285.4539 | 277.8781 | 272 | 1033.85 | 293697.5362 | 97920 | 44417.6 | 0 | 262792.8
8378 | 291.2 | 305.6035 | 305.6035 | 297.493 | 291.2 | 1007.1 | 306673.6044 | 104832 | 47552.96 | 0 | 289132.48
8379 | 199.2 | 209.053 | 209.053 | 203.5048 | 199.2 | 1003.4 | 208908.7872 | 71712 | 32529.36 | 0 | 198522.72
8380 | 207.2 | 217.4487 | 217.4487 | 211.6777 | 207.2 | 1002.4 | 216859.5808 | 74592 | 33835.76 | 0 | 206702.72
8381 | 285.6 | 299.7265 | 299.7265 | 291.772 | 285.6 | 1002.5 | 298876.4353 | 102816 | 46638.48 | 0 | 284886
8382 | 264 | 277.0582 | 277.0582 | 269.7052 | 264 | 1003.4 | 276470.5672 | 95040 | 43111.2 | 0 | 263102.4
8383 | 318.4 | 334.1489 | 334.1489 | 325.2808 | 318.4 | 1004.8 | 333506.3118 | 114624 | 51994.72 | 0 | 316871.68
8384 | 138.494 | 145.3443 | 145.3443 | 141.4869 | 138.494 | 1111.65 | 160640.1339 | 49857.84 | 22616.0702 | 0 | 123031.1449
8385 | 740.535 | 844.022 | 777.1639 | 821.6221 | 740.535 | 1155.05 | 893937.5692 | 266592.6 | 120929.3655 | 0 | 625715.0483
8386 | 1328.616 | 2868.3841 | 1394.3329 | 2792.2588 | 1328.616 | 1163.35 | 1617315.7585 | 478301.76 | 216962.9928 | 0 | 1111586.5764
8387 | 1321.969 | 3663.1118 | 1387.3572 | 3565.8948 | 1321.969 | 1103 | 1526864.6622 | 475908.84 | 215877.5377 | 0 | 1185806.193
8388 | 1360.73 | 3603.0752 | 1428.0354 | 3507.4515 | 1360.73 | 1165.8 | 1663582.6178 | 489862.8 | 222207.209 | 0 | 1135120.966
8389 | 1345.146 | 2876.4314 | 1411.6806 | 2800.0925 | 1345.146 | 1115.3 | 1574051.6365 | 484252.56 | 219662.3418 | 0 | 1190050.6662
8390 | 1049.667 | 2380.11 | 1101.5864 | 2316.9432 | 1049.667 | 1083.45 | 1190710.932 | 377880.12 | 171410.6211 | 0 | 962072.2889
8391 | 978.516 | 2152.3682 | 1026.916 | 2095.2456 | 978.516 | 1034.6 | 1061983.7861 | 352265.76 | 159791.6628 | 0 | 944659.3464
8392 | 1113.713 | 666.773 | 666.773 | 649.0772 | 649.0772 | 1046.5 | 711496.5526 | 233667.788 | 105994.3049 | 895964.6688 | 602739.769
8393 | 1271.929 | 120.5665 | 120.5665 | 117.3667 | 117.3667 | 1099.15 | 135132.8294 | 42252.0137 | 19165.9829 | 2226360.9469 | 102969.8576
8394 | 1081.973 | 312.5436 | 312.5436 | 304.2489 | 304.2489 | 1248.45 | 397630.6603 | 109529.6034 | 49683.8451 | 1499697.8287 | 181645.1257
8395 | 1176.8 | 1235.0077 | 1235.0077 | 1202.2313 | 1176.8 | 1367.95 | 1688474.528 | 423648 | 192171.44 | 0 | 743796.44
8396 | 942.4 | 989.0137 | 989.0137 | 962.7658 | 942.4 | 1281.25 | 1269027.5724 | 339264 | 153893.92 | 0 | 677350
8397 | 892.8 | 936.9603 | 936.9603 | 912.0939 | 892.8 | 1211.45 | 1134817.8415 | 321408 | 145794.24 | 0 | 704017.44
8398 | 998.4 | 1047.7836 | 1047.7836 | 1019.976 | 998.4 | 1175.4 | 1231979.6248 | 359424 | 163038.72 | 0 | 823280.64
8399 | 1292 | 1355.9058 | 1355.9058 | 1319.9208 | 1292 | 1078.3 | 1461397.7881 | 465120 | 210983.6 | 0 | 1190836.4
8400 | 1080.8 | 1134.2593 | 1134.2593 | 1104.1567 | 1080.8 | 1033.55 | 1171501.9805 | 389088 | 176494.64 | 0 | 1044539.16
8401 | 1272.8 | 0 | 0 | 0 | 0 | 1162.85 | 0 | 0 | 0 | 1593392.864 | 0
8402 | 1246.4 | 0 | 0 | 0 | 0 | 962.75 | 0 | 0 | 0 | 1560343.232 | 0
8403 | 1290.4 | 0 | 0 | 0 | 0 | 618.75 | 0 | 0 | 0 | 1615425.952 | 0
8404 | 856 | 0 | 0 | 0 | 0 | 962.45 | 0 | 0 | 0 | 1071609.28 | 0
8405 | 1009.6 | 0 | 0 | 0 | 0 | 963.95 | 0 | 0 | 0 | 1263898.048 | 0
8406 | 1304.8 | 0 | 0 | 0 | 0 | 971 | 0 | 0 | 0 | 1633453.024 | 0
8407 | 1032.8 | 1083.8851 | 1083.8851 | 1055.1194 | 1032.8 | 1265.65 | 1359004.9854 | 371808 | 168656.24 | 0 | 758436.68
8408 | 1361.032 | 1428.3523 | 1428.3523 | 1390.4446 | 1361.032 | 1615.95 | 2288413.3118 | 489971.52 | 222256.5256 | 0 | 522704.3396
8409 | 1132.013 | 1188.0054 | 1188.0054 | 1156.4764 | 1132.013 | 1672 | 1974209.7126 | 407524.68 | 184857.7229 | 0 | 371300.264
8410 | 1598.971 | 1678.0604 | 1678.0604 | 1633.5256 | 1598.971 | 1572.55 | 2630755.8023 | 575629.56 | 261111.9643 | 0 | 683480.154
8411 | 1537.183 | 1883.8097 | 1613.2162 | 1833.8144 | 1537.183 | 1331.8 | 2141045.1745 | 553385.88 | 251021.9839 | 0 | 1027145.6806
8412 | 1425.846 | 2199.0001 | 1496.3722 | 2140.6398 | 1425.846 | 1209.35 | 1804756.6752 | 513304.56 | 232840.6518 | 0 | 1127345.1399
8413 | 1392.659 | 1997.7194 | 1461.5437 | 1944.701 | 1392.659 | 1198.7 | 1748695.503 | 501357.24 | 227421.2147 | 0 | 1115937.6567
8414 | 1295.781 | 1359.8738 | 1359.8738 | 1323.7835 | 1295.781 | 1320.15 | 1784452.0592 | 466481.16 | 211601.0373 | 0 | 880936.7129
8415 | 1618.778 | 1698.8471 | 1698.8471 | 1653.7607 | 1618.778 | 1631.65 | 2753547.6949 | 582760.08 | 264346.4474 | 0 | 596276.8763
8416 | 1607.397 | 1593.4664 | 1593.4664 | 1551.1767 | 1551.1767 | 1782.6 | 2874253.3686 | 558423.5973 | 253307.1484 | 108410.583 | 328422.7016
8417 | 1627.259 | 178.5818 | 178.5818 | 173.8424 | 173.8424 | 1811.8 | 327083.1453 | 62583.2484 | 28388.4569 | 2802646.5678 | 31863.0128
8418 | 1365.124 | 0 | 0 | 0 | 0 | 1910.2 | 0 | 0 | 0 | 2632390.4512 | 0
8419 | 1428 | 1498.6327 | 1498.6327 | 1458.8598 | 1428 | 1922.5 | 2866854.6051 | 514080 | 233192.4 | 0 | 110670
8420 | 1173.6 | 1231.6494 | 1231.6494 | 1198.9621 | 1173.6 | 1817.9 | 2233091.8226 | 422496 | 191648.88 | 0 | 213712.56
8421 | 1508 | 1582.5898 | 1582.5898 | 1540.5887 | 1508 | 1713.75 | 2697799.8266 | 542880 | 246256.4 | 0 | 431665
8422 | 1451.2 | 1522.9803 | 1522.9803 | 1482.5612 | 1451.2 | 1793.5 | 2712071.1101 | 522432 | 236980.96 | 0 | 299672.8
8423 | 1724 | 1809.2737 | 1809.2737 | 1761.2566 | 1724 | 1706.1 | 3057956.0918 | 620640 | 281529.2 | 0 | 506683.6
8424 | 1598.4 | 0 | 0 | 0 | 0 | 1612.6 | 0 | 0 | 0 | 3082220.2944 | 0
8425 | 1463.2 | 0 | 0 | 0 | 0 | 1304.15 | 0 | 0 | 0 | 1831750.816 | 0
8426 | 1581.6 | 0 | 0 | 0 | 0 | 1278.55 | 0 | 0 | 0 | 1979973.408 | 0
8427 | 1542.4 | 0 | 0 | 0 | 0 | 1275.95 | 0 | 0 | 0 | 1930899.712 | 0
8428 | 1321.6 | 0 | 0 | 0 | 0 | 1333.1 | 0 | 0 | 0 | 1654484.608 | 0
8429 | 1266.4 | 0 | 0 | 0 | 0 | 1386.45 | 0 | 0 | 0 | 1585380.832 | 0
8430 | 1100 | 0 | 0 | 0 | 0 | 1301.65 | 0 | 0 | 0 | 1377068 | 0
8431 | 1120 | 0 | 0 | 0 | 0 | 1564.5 | 0 | 0 | 0 | 2159713.92 | 0
8432 | 977.25 | 0 | 0 | 0 | 0 | 1720.55 | 0 | 0 | 0 | 1884446.811 | 0
8433 | 1164.458 | 846.8944 | 846.8944 | 824.4182 | 824.4182 | 1777.75 | 1527215.2105 | 296790.5694 | 134627.4999 | 655704.0938 | 160629.1872
8434 | 1811.107 | 1900.6892 | 1900.6892 | 1850.246 | 1811.107 | 1711.95 | 3241630.3688 | 651998.52 | 295753.7731 | 0 | 521689.3714
8435 | 1589.091 | 1667.6917 | 1667.6917 | 1623.4321 | 1589.091 | 1218.7 | 2027556.7404 | 572072.76 | 259498.5603 | 0 | 1241556.7983
8436 | 1463.659 | 1536.0555 | 1536.0555 | 1495.2895 | 1463.659 | 1051.85 | 1617275.8889 | 526917.24 | 239015.5147 | 0 | 1387768.2808
8437 | 1438.004 | 1509.1316 | 1509.1316 | 1469.08 | 1438.004 | 1209.9 | 1826292.7845 | 517681.44 | 234826.0532 | 0 | 1136166.9604
8438 | 1439.024 | 1510.202 | 1510.202 | 1470.1221 | 1439.024 | 1229.9 | 1856596.3831 | 518048.64 | 234992.6192 | 0 | 1108192.3824
8439 | 1791.185 | 1050.2194 | 1050.2194 | 1022.3471 | 1022.3471 | 1364.75 | 1457197.7503 | 368044.962 | 166949.2841 | 1482562.3919 | 632493.015
8440 | 1612.223 | 625.8576 | 625.8576 | 609.2477 | 609.2477 | 1679.6 | 1064921.9227 | 219329.1572 | 99490.1427 | 1934053.3978 | 190107.0972
8441 | 1277.059 | 80.9996 | 80.9996 | 78.8499 | 78.8499 | 1765.9 | 144835.7983 | 28385.98 | 12876.1959 | 2310525.6934 | 17977.0072
8442 | 1399.92 | 0 | 0 | 0 | 0 | 1814.75 | 0 | 0 | 0 | 2699488.1347 | 0
8443 | 1373.6 | 1441.542 | 1441.542 | 1403.2842 | 1373.6 | 1898.2 | 2737463.7567 | 494496 | 224308.88 | 0 | 139832.48
8444 | 1170.4 | 1228.2911 | 1228.2911 | 1195.693 | 1170.4 | 1793.6 | 2206272.2074 | 421344 | 191126.32 | 0 | 241570.56
8445 | 1194.4 | 1253.4783 | 1253.4783 | 1220.2116 | 1194.4 | 1712.45 | 2142510.0638 | 429984 | 195045.52 | 0 | 343449.72
8446 | 1397.6 | 1466.7291 | 1466.7291 | 1427.8029 | 1397.6 | 1728.35 | 2523463.609 | 503136 | 228228.08 | 0 | 379658.04
8447 | 1476 | 1549.007 | 1549.007 | 1507.8972 | 1476 | 1642.2 | 2532866.6129 | 531360 | 241030.8 | 0 | 528112.8
8448 | 1419.2 | 0 | 0 | 0 | 0 | 1551.35 | 0 | 0 | 0 | 2736666.0672 | 0
8449 | 1497.6 | 0 | 0 | 0 | 0 | 1476.85 | 0 | 0 | 0 | 1874815.488 | 0
8450 | 1310.4 | 0 | 0 | 0 | 0 | 1278.65 | 0 | 0 | 0 | 1640463.552 | 0
8451 | 1341.6 | 0 | 0 | 0 | 0 | 1276 | 0 | 0 | 0 | 1679522.208 | 0
8452 | 1416 | 0 | 0 | 0 | 0 | 1275.05 | 0 | 0 | 0 | 1772662.08 | 0
8453 | 957.6 | 0 | 0 | 0 | 0 | 1290.15 | 0 | 0 | 0 | 1198800.288 | 0
8454 | 1168 | 0 | 0 | 0 | 0 | 1575.7 | 0 | 0 | 0 | 1462195.84 | 0
8455 | 1116.8 | 0 | 0 | 0 | 0 | 1658.5 | 0 | 0 | 0 | 2153543.3088 | 0
8456 | 1100.114 | 1125.5802 | 1125.5802 | 1095.7079 | 1095.7079 | 1722.75 | 1981236.4532 | 394454.8611 | 178929.1078 | 8496.2613 | 217620.7335
8457 | 1505.134 | 1579.582 | 1579.582 | 1537.6608 | 1505.134 | 1719 | 2721724.6391 | 541848.24 | 245788.3822 | 0 | 422942.654
8458 | 1372.623 | 1440.5166 | 1440.5166 | 1402.2861 | 1372.623 | 1619.25 | 2346224.3926 | 494144.28 | 224149.3359 | 0 | 522626.2072
8459 | 1730.814 | 1816.4247 | 1816.4247 | 1768.2178 | 1730.814 | 1331.8 | 2422414.7885 | 623093.04 | 282641.9262 | 0 | 1156529.9148
8460 | 1451.75 | 1523.5575 | 1523.5575 | 1483.1231 | 1451.75 | 1268.85 | 1937294.1383 | 522630 | 237070.775 | 0 | 1061447.0125
8461 | 1419.609 | 1489.8267 | 1489.8267 | 1450.2875 | 1419.609 | 1342 | 2001988.4028 | 511059.24 | 231822.1497 | 0 | 934102.722
8462 | 1566.858 | 1644.359 | 1644.359 | 1600.7186 | 1566.858 | 1333.7 | 2191997.3867 | 564068.88 | 255867.9114 | 0 | 1043997.4854
8463 | 1497.729 | 1571.8107 | 1571.8107 | 1530.0957 | 1497.729 | 1381.2 | 2167614.7878 | 539182.44 | 244579.1457 | 0 | 926794.7052
8464 | 1156.838 | 1214.0583 | 1214.0583 | 1181.8379 | 1156.838 | 1549.1 | 1869900.4032 | 416461.68 | 188911.6454 | 0 | 521618.2542
8465 | 1305.359 | 438.2053 | 438.2053 | 426.5755 | 426.5755 | 1765.9 | 785422.3823 | 153567.188 | 69659.7828 | 1694572.2406 | 97254.504
8466 | 1419.829 | 0 | 0 | 0 | 0 | 1842.45 | 0 | 0 | 0 | 2737878.978 | 0
8467 | 1196 | 1255.1574 | 1255.1574 | 1221.8462 | 1196 | 1922.5 | 2403926.3291 | 430560 | 195306.8 | 0 | 92690
8468 | 1183.2 | 1241.7243 | 1241.7243 | 1208.7696 | 1183.2 | 1820.1 | 2254939.4375 | 425952 | 193216.56 | 0 | 212857.68
8469 | 1408.8 | 1478.4831 | 1478.4831 | 1439.2449 | 1408.8 | 1798.2 | 2643931.0011 | 507168 | 230057.04 | 0 | 284295.84
8470 | 1412 | 1481.8413 | 1481.8413 | 1442.5141 | 1412 | 1832.65 | 2706151.5004 | 508320 | 230579.6 | 0 | 236298.2
8471 | 1347.2 | 1413.8362 | 1413.8362 | 1376.3137 | 1347.2 | 1722.75 | 2426887.7971 | 484992 | 219997.76 | 0 | 373511.2
8472 | 1276 | 0 | 0 | 0 | 0 | 1705.5 | 0 | 0 | 0 | 2460531.216 | 0
8473 | 1184 | 0 | 0 | 0 | 0 | 1597.75 | 0 | 0 | 0 | 1482225.92 | 0
8474 | 1453.6 | 0 | 0 | 0 | 0 | 1529.05 | 0 | 0 | 0 | 1819732.768 | 0
8475 | 1312.8 | 0 | 0 | 0 | 0 | 1352.1 | 0 | 0 | 0 | 1643468.064 | 0
8476 | 1127.2 | 0 | 0 | 0 | 0 | 1308.1 | 0 | 0 | 0 | 1411119.136 | 0
8477 | 1457.6 | 0 | 0 | 0 | 0 | 1284.6 | 0 | 0 | 0 | 1824740.288 | 0
8478 | 1394.4 | 0 | 0 | 0 | 0 | 1529.25 | 0 | 0 | 0 | 1745621.472 | 0
8479 | 1288.8 | 68.8689 | 68.8689 | 67.0411 | 67.0411 | 1638.85 | 114618.2293 | 24134.8133 | 10947.8195 | 2355937.1421 | 23579.8447
8480 | 1161.104 | 585.0009 | 585.0009 | 569.4753 | 569.4753 | 1686.5 | 1003185.8157 | 205011.1221 | 92995.3229 | 1140847.0127 | 173869.9215
8481 | 829.113 | 870.1232 | 870.1232 | 847.0306 | 829.113 | 1686.55 | 1462286.5517 | 298480.68 | 135394.1529 | 0 | 259885.4698
8482 | 1028.635 | 1079.5141 | 1079.5141 | 1050.8644 | 1028.635 | 1680.5 | 1808766.6191 | 370308.6 | 167976.0955 | 0 | 328648.8825
8483 | 1605.522 | 1684.9355 | 1684.9355 | 1640.2182 | 1605.522 | 1267.1 | 2127519.0986 | 577987.92 | 262181.7426 | 0 | 1176687.0738
8484 | 1388.834 | 1457.5295 | 1457.5295 | 1418.8474 | 1388.834 | 1051.85 | 1530440.9722 | 499980.24 | 226796.5922 | 0 | 1316822.9571
8485 | 1422.415 | 1492.7715 | 1492.7715 | 1453.1541 | 1422.415 | 1161.6 | 1725132.4304 | 512069.4 | 232280.3695 | 0 | 1192552.736
8486 | 1624.992 | 1705.3685 | 1705.3685 | 1660.1089 | 1624.992 | 1278.2 | 2170316.0868 | 584997.12 | 265361.1936 | 0 | 1172919.2256
8487 | 1558.054 | 1635.1196 | 1635.1196 | 1591.7244 | 1558.054 | 1364.75 | 2218724.8453 | 560899.44 | 254430.2182 | 0 | 989753.8035
8488 | 1796.174 | 281.7335 | 281.7335 | 274.2565 | 274.2565 | 1494.35 | 427926.0421 | 98732.3243 | 44786.0793 | 2934737.9502 | 135057.5981
8489 | 1733.951 | 215.1766 | 215.1766 | 209.4659 | 209.4659 | 1751.65 | 383403.3376 | 75407.7298 | 34205.7841 | 2939688.979 | 50662.9033
8490 | 1379.821 | 0 | 0 | 0 | 0 | 1812.55 | 0 | 0 | 0 | 2660730.9114 | 0
8491 | 1425.6 | 1496.114 | 1496.114 | 1456.408 | 1425.6 | 1922.5 | 2877874.1005 | 513216 | 232800.48 | 0 | 110484
8492 | 1449.6 | 1521.3011 | 1521.3011 | 1480.9266 | 1449.6 | 1778.75 | 2704806.9525 | 521856 | 236719.68 | 0 | 320724
8493 | 1551.2 | 1627.9265 | 1627.9265 | 1584.7223 | 1551.2 | 1772.2 | 2879882.2513 | 558432 | 253310.96 | 0 | 353363.36
8494 | 1432.8 | 1503.6702 | 1503.6702 | 1463.7636 | 1432.8 | 1741.5 | 2605437.2325 | 515808 | 233976.24 | 0 | 370378.8
8495 | 1576.8 | 1654.7928 | 1654.7928 | 1610.8755 | 1576.8 | 1705.1 | 2806020.0956 | 567648 | 257491.44 | 0 | 464998.32
8496 | 1746.4 | 0 | 0 | 0 | 0 | 1690.05 | 0 | 0 | 0 | 3367611.0624 | 0
8497 | 704 | 0 | 0 | 0 | 0 | 1630.5 | 0 | 0 | 0 | 1357534.464 | 0
8498 | 883.2 | 0 | 0 | 0 | 0 | 1575.75 | 0 | 0 | 0 | 1703088.6912 | 0
8499 | 1075.2 | 0 | 0 | 0 | 0 | 1395.9 | 0 | 0 | 0 | 2073325.3632 | 0
8500 | 876.8 | 0 | 0 | 0 | 0 | 1293.1 | 0 | 0 | 0 | 1690747.4688 | 0
8501 | 927.2 | 0 | 0 | 0 | 0 | 1284.6 | 0 | 0 | 0 | 1787934.5952 | 0
8502 | 720.8 | 0 | 0 | 0 | 0 | 1443.5 | 0 | 0 | 0 | 1389930.1728 | 0
8503 | 638.4 | 158.3261 | 158.3261 | 154.1243 | 154.1243 | 1643.95 | 264394.3656 | 55484.7307 | 25168.4903 | 933836.6736 | 53443.461
8504 | 622.722 | 653.5235 | 653.5235 | 636.1794 | 622.722 | 1687.8 | 1096380.6484 | 224179.92 | 101690.5026 | 0 | 194413.8084
8505 | 603.316 | 723.4545 | 633.1566 | 704.2544 | 603.316 | 1541.95 | 969038.4496 | 217193.76 | 98521.5028 | 0 | 276348.8938
8506 | 1098.458 | 1545.4335 | 1152.7907 | 1504.4186 | 1098.458 | 1326.85 | 1519081.1147 | 395444.88 | 179378.1914 | 0 | 739427.0027
8507 | 979.053 | 1572.0962 | 1027.4786 | 1530.3736 | 979.053 | 1127.25 | 1155785.5117 | 352459.08 | 159879.3549 | 0 | 854468.5058
8508 | 716.923 | 1683.95 | 752.3839 | 1639.2589 | 716.923 | 1051.85 | 793756.0417 | 258092.28 | 117073.5259 | 0 | 679750.5425
8509 | 680.172 | 1905.4926 | 713.8151 | 1854.9219 | 680.172 | 1095.55 | 781569.1301 | 244861.92 | 111072.0876 | 0 | 615181.5654
8510 | 780.334 | 3053.0644 | 818.9314 | 2972.0377 | 780.334 | 1104.35 | 901687.352 | 280920.24 | 127428.5422 | 0 | 698906.1471
8511 | 882.579 | 2293.1316 | 926.2337 | 2232.2732 | 882.579 | 1294.9 | 1191246.6832 | 317728.44 | 144125.1507 | 0 | 622306.4529
8512 | 842.753 | 2114.6086 | 884.4378 | 2058.488 | 842.753 | 1392.4 | 1218303.2572 | 303391.08 | 137621.5649 | 0 | 512056.7228
8513 | 490.41 | 902.645 | 514.667 | 878.6893 | 490.41 | 1751.65 | 896433.5396 | 176547.6 | 80083.953 | 0 | 121793.3235
8514 | 678.563 | 712.1266 | 712.1266 | 693.2271 | 678.563 | 1877.4 | 1327311.2349 | 244282.68 | 110809.3379 | 0 | 83191.8238
8515 | 853.6 | 895.8214 | 895.8214 | 872.0468 | 853.6 | 1922.5 | 1711154.2325 | 307296 | 139392.88 | 0 | 66154
8516 | 705.6 | 740.5009 | 740.5009 | 720.8484 | 705.6 | 1830.75 | 1348412.0697 | 254016 | 115224.48 | 0 | 119422.8
8517 | 828.8 | 869.7947 | 869.7947 | 846.7108 | 828.8 | 1798.5 | 1550449.327 | 298368 | 135343.04 | 0 | 167003.2
8518 | 820 | 860.5594 | 860.5594 | 837.7206 | 820 | 1832.65 | 1560249.1597 | 295200 | 133906 | 0 | 137227
8519 | 755.2 | 792.5542 | 792.5542 | 771.5203 | 755.2 | 1772.55 | 1389168.0853 | 271872 | 123324.16 | 0 | 171770.24
8520 | 697.6 | 732.1052 | 732.1052 | 712.6755 | 697.6 | 1705.5 | 1234244.7695 | 251136 | 113918.08 | 0 | 205443.2
8521 | 1381.6 | 0 | 0 | 0 | 0 | 1669.3 | 0 | 0 | 0 | 1729597.408 | 0
8522 | 1472 | 0 | 0 | 0 | 0 | 1608.85 | 0 | 0 | 0 | 1842767.36 | 0
8523 | 1526.4 | 0 | 0 | 0 | 0 | 1665.05 | 0 | 0 | 0 | 1910869.632 | 0
8524 | 1505.6 | 0 | 0 | 0 | 0 | 1667.05 | 0 | 0 | 0 | 1884830.528 | 0
8525 | 1336.8 | 257.4951 | 257.4951 | 250.6613 | 250.6613 | 1669.35 | 436359.1505 | 90238.0822 | 40932.9967 | 1359715.2665 | 49738.6876
8526 | 1504 | 1578.3919 | 1578.3919 | 1536.5022 | 1504 | 1676.2 | 2630679.0343 | 541440 | 245603.2 | 0 | 486995.2
8527 | 1156.8 | 1214.0185 | 1214.0185 | 1181.7991 | 1156.8 | 1686.55 | 2039922.5881 | 416448 | 188905.44 | 0 | 362598.96
8528 | 151.282 | 158.7648 | 158.7648 | 154.5513 | 151.282 | 1763.4 | 278975.7912 | 54461.52 | 24704.3506 | 0 | 35793.3212
8529 | 203.767 | 213.8459 | 213.8459 | 208.1705 | 203.767 | 1845.4 | 393246.4361 | 73356.12 | 33275.1511 | 0 | 31502.3782
8530 | 271.406 | 284.8305 | 284.8305 | 277.2712 | 271.406 | 1753.75 | 499123.717 | 97706.16 | 44320.5998 | 0 | 66833.7275
8531 | 225.678 | 1050.0032 | 236.8406 | 1022.1367 | 225.678 | 1345.8 | 318594.9479 | 81244.08 | 36853.2174 | 0 | 147638.5476
8532 | 210.894 | 1059.0737 | 221.3254 | 1030.9664 | 210.894 | 1243.25 | 275586.7908 | 75921.84 | 34438.9902 | 0 | 159594.0345
8533 | 235.761 | 470.9107 | 247.4224 | 458.413 | 235.761 | 1201.9 | 297667.593 | 84873.96 | 38499.7713 | 0 | 188160.8541
8534 | 236.032 | 760.0954 | 247.7068 | 739.9229 | 236.032 | 1312.8 | 323893.3694 | 84971.52 | 38544.0256 | 0 | 162201.1904
8535 | 258.885 | 1158.8566 | 271.6902 | 1128.1012 | 258.885 | 1707.4 | 461888.8912 | 93198.6 | 42275.9205 | 0 | 75749.751
8536 | 263.906 | 566.7592 | 276.9595 | 551.7177 | 263.906 | 1826.7 | 500119.2511 | 95006.16 | 43095.8498 | 0 | 45734.9098
8537 | 505.286 | 530.2788 | 530.2788 | 516.2055 | 505.286 | 1840.9 | 965705.2525 | 181902.96 | 82513.2038 | 0 | 80391.0026
8538 | 457.786 | 480.4293 | 480.4293 | 467.679 | 457.786 | 1886.5 | 898195.9149 | 164802.96 | 74756.4538 | 0 | 51958.711
8539 | 296 | 310.641 | 310.641 | 302.3967 | 296 | 1889.15 | 582669.9706 | 106560 | 48336.8 | 0 | 32811.6
8540 | 264.8 | 277.8977 | 277.8977 | 270.5225 | 264.8 | 1785.65 | 493769.1944 | 95328 | 43241.84 | 0 | 56759.88
8541 | 239.2 | 251.0315 | 251.0315 | 244.3692 | 239.2 | 1770.95 | 440446.1521 | 86112 | 39061.36 | 0 | 54788.76
8542 | 282.4 | 296.3683 | 296.3683 | 288.5028 | 282.4 | 1818.05 | 532754.2617 | 101664 | 46115.92 | 0 | 51382.68
8543 | 237.6 | 249.3523 | 249.3523 | 242.7347 | 237.6 | 1762.9 | 434704.7272 | 85536 | 38800.08 | 0 | 56334.96
8544 | 223.2 | 234.2401 | 234.2401 | 228.0235 | 223.2 | 1683.5 | 390111.6165 | 80352 | 36448.56 | 0 | 70642.8
8545 | 259.2 | 272.0207 | 272.0207 | 264.8015 | 259.2 | 1421.9 | 384059.4111 | 93312 | 42327.36 | 0 | 149843.52
8546 | 218.4 | 229.2027 | 229.2027 | 223.1197 | 218.4 | 1585.75 | 360004.1126 | 78624 | 35664.72 | 0 | 90472.2
8547 | 200 | 209.8925 | 209.8925 | 204.3221 | 200 | 1582.05 | 330161.6767 | 72000 | 32660 | 0 | 83590
8548 | 210.4 | 220.807 | 220.807 | 214.9469 | 210.4 | 1566.5 | 344769.6624 | 75744 | 34358.32 | 0 | 91208.4
8549 | 123.2 | 129.2938 | 129.2938 | 125.8624 | 123.2 | 1519.9 | 195725.2116 | 44352 | 20118.56 | 0 | 59148.32
8550 | 180 | 188.9033 | 188.9033 | 183.8899 | 180 | 1582.05 | 298429.0267 | 64800 | 29394 | 0 | 75231
8551 | 153.6 | 161.1975 | 161.1975 | 156.9194 | 153.6 | 1598 | 257274.162 | 55296 | 25082.88 | 0 | 61747.2
8552 | 243.992 | 256.0605 | 256.0605 | 249.2648 | 243.992 | 1592.7 | 406806.26 | 87837.12 | 39843.8936 | 0 | 99377.9416
8553 | 437.884 | 459.5429 | 459.5429 | 447.3469 | 437.884 | 1409.85 | 646187.3285 | 157638.24 | 71506.4572 | 0 | 258417.2426
8554 | 969.506 | 1017.4604 | 1017.4604 | 990.4575 | 969.506 | 1304.25 | 1321217.5448 | 349022.16 | 158320.3298 | 0 | 674533.7995
8555 | 1470.638 | 1543.3797 | 1543.3797 | 1502.4193 | 1470.638 | 1306.4 | 2005761.7476 | 529429.68 | 240155.1854 | 0 | 1020034.5168
8556 | 1520.337 | 2343.5646 | 1595.537 | 2281.3677 | 1520.337 | 1300.7 | 2066124.9501 | 547321.32 | 248271.0321 | 0 | 1063171.6641
8557 | 1436.091 | 2926.5191 | 1507.1239 | 2848.8509 | 1436.091 | 1188.6 | 1785141.7975 | 516992.76 | 234513.6603 | 0 | 1165244.2374
8558 | 1653.246 | 2289.3273 | 1735.02 | 2228.5698 | 1653.246 | 1187.15 | 2046739.6854 | 595168.56 | 269975.0718 | 0 | 1343841.0111
8559 | 1597.991 | 1948.0032 | 1677.032 | 1896.3043 | 1597.991 | 1259.6 | 2097440.9242 | 575276.76 | 260951.9303 | 0 | 1183152.5364
8560 | 1630.98 | 309.3533 | 309.3533 | 301.1432 | 301.1432 | 1313.5 | 412321.9878 | 108411.5529 | 49176.6849 | 2564345.5743 | 201338.093
8561 | 1716.665 | 599.5864 | 599.5864 | 583.6737 | 583.6737 | 1560 | 946624.3948 | 210122.5257 | 95313.9123 | 2184765.2856 | 250112.28
8562 | 1572.735 | 0 | 0 | 0 | 0 | 1707.15 | 0 | 0 | 0 | 3032730.0643 | 0
8563 | 1589.6 | 1668.2259 | 1668.2259 | 1623.9521 | 1589.6 | 1818.45 | 3014390.125 | 572256 | 259581.68 | 0 | 288591.88
8564 | 1557.6 | 1634.6431 | 1634.6431 | 1591.2606 | 1557.6 | 1716.35 | 2793585.3856 | 560736 | 254356.08 | 0 | 441813.24
8565 | 1602.4 | 1681.659 | 1681.659 | 1637.0287 | 1602.4 | 1711.6 | 2866297.9133 | 576864 | 261671.92 | 0 | 462132.16
8566 | 1444 | 1515.4241 | 1515.4241 | 1475.2056 | 1444 | 1655.15 | 2498052.3523 | 519840 | 235805.2 | 0 | 497963.4
8567 | 1375.2 | 1443.2211 | 1443.2211 | 1404.9188 | 1375.2 | 1485.4 | 2135216.4427 | 495072 | 224570.16 | 0 | 707677.92
8568 | 1093.6 | 0 | 0 | 0 | 0 | 1275.55 | 0 | 0 | 0 | 2108806.3776 | 0
8569 | 1228 | 0 | 0 | 0 | 0 | 1463.7 | 0 | 0 | 0 | 1537308.64 | 0
8570 | 1288 | 0 | 0 | 0 | 0 | 1254.75 | 0 | 0 | 0 | 1612421.44 | 0
8571 | 1141.6 | 0 | 0 | 0 | 0 | 1242.6 | 0 | 0 | 0 | 1429146.208 | 0
8572 | 1294.4 | 0 | 0 | 0 | 0 | 1241.15 | 0 | 0 | 0 | 1620433.472 | 0
8573 | 1065.6 | 0 | 0 | 0 | 0 | 1259.55 | 0 | 0 | 0 | 1334003.328 | 0
8574 | 829.6 | 0 | 0 | 0 | 0 | 1432.15 | 0 | 0 | 0 | 1038559.648 | 0
8575 | 1029.6 | 886.9219 | 886.9219 | 863.3835 | 863.3835 | 1658.5 | 1495985.1484 | 310818.0585 | 140990.5249 | 320517.9447 | 255898.5855
8576 | 822.307 | 862.9805 | 862.9805 | 840.0775 | 822.307 | 1785.4 | 1533743.0542 | 296030.52 | 134282.7331 | 0 | 176467.0822
8577 | 592.193 | 656.1965 | 621.4834 | 638.7814 | 592.193 | 1831.75 | 1134483.3576 | 213189.48 | 96705.1169 | 0 | 99636.4723
8578 | 240.544 | 1444.9328 | 252.442 | 1406.5851 | 240.544 | 1717.15 | 433273.5218 | 86595.84 | 39280.8352 | 0 | 68037.8704
8579 | 160.732 | 988.0523 | 168.6812 | 961.83 | 160.732 | 1229.9 | 207533.3461 | 57863.52 | 26247.5356 | 0 | 123779.7132
8580 | 234.455 | 847.5219 | 246.0518 | 825.0292 | 234.455 | 1197.75 | 295079.4421 | 84403.8 | 38286.5015 | 0 | 188091.5237
8581 | 799.112 | 2054.8228 | 838.6382 | 2000.2889 | 799.112 | 1196.25 | 1001690.525 | 287680.32 | 130494.9896 | 0 | 642286.27
8582 | 1280.093 | 2872.0341 | 1343.4099 | 2795.8119 | 1280.093 | 1345.15 | 1793425.2645 | 460833.48 | 209039.1869 | 0 | 838268.901
8583 | 1234.242 | 1971.7715 | 1295.2909 | 1919.4417 | 1234.242 | 1738.5 | 2234385.5877 | 444327.12 | 201551.7186 | 0 | 322754.283
8584 | 1396.75 | 939.8883 | 939.8883 | 914.9442 | 914.9442 | 1849.05 | 1763361.5457 | 329379.9046 | 149410.3845 | 929073.8727 | 134505.507
8585 | 1167.432 | 463.7744 | 463.7744 | 451.466 | 451.466 | 1902.95 | 895687.6985 | 162527.7749 | 73724.4046 | 1380608.6134 | 42671.041
8586 | 1508.661 | 5.0584 | 5.0584 | 4.9242 | 4.9242 | 1916.55 | 9858.4869 | 1772.6986 | 804.1158 | 2899679.803 | 400.1428
8587 | 1127.2 | 1182.9544 | 1182.9544 | 1151.5594 | 1127.2 | 1928.2 | 2278709.7273 | 405792 | 184071.76 | 0 | 80932.96
8588 | 1019.2 | 1069.6124 | 1069.6124 | 1041.2255 | 1019.2 | 1869.9 | 2003959.3406 | 366912 | 166435.36 | 0 | 132597.92
8589 | 1018.4 | 1068.7728 | 1068.7728 | 1040.4082 | 1018.4 | 1811.35 | 1932666.914 | 366624 | 166304.72 | 0 | 192121.16
8590 | 1072 | 1125.024 | 1125.024 | 1095.1665 | 1072 | 1832.65 | 2053645.2761 | 385920 | 175057.6 | 0 | 179399.2
8591 | 1246.4 | 1308.0503 | 1308.0503 | 1273.3354 | 1246.4 | 1772.55 | 2308565.977 | 448704 | 203537.12 | 0 | 283493.68
8592 | 1248 | 0 | 0 | 0 | 0 | 1705.5 | 0 | 0 | 0 | 2406538.368 | 0
8593 | 1350.4 | 0 | 0 | 0 | 0 | 1680 | 0 | 0 | 0 | 1690538.752 | 0
8594 | 1180.8 | 0 | 0 | 0 | 0 | 1669.05 | 0 | 0 | 0 | 1478219.904 | 0
8595 | 1263.2 | 0 | 0 | 0 | 0 | 1667.7 | 0 | 0 | 0 | 1581374.816 | 0
8596 | 924 | 0 | 0 | 0 | 0 | 1666.75 | 0 | 0 | 0 | 1156737.12 | 0
8597 | 1158.4 | 0 | 0 | 0 | 0 | 1666.95 | 0 | 0 | 0 | 1450177.792 | 0
8598 | 944.8 | 0 | 0 | 0 | 0 | 1675 | 0 | 0 | 0 | 1182776.224 | 0
8599 | 1162.4 | 980.9139 | 980.9139 | 954.881 | 954.881 | 1716.95 | 1701671.6582 | 343757.1523 | 155932.0638 | 400162.2495 | 242978.6115
8600 | 1102.325 | 1156.849 | 1156.849 | 1126.1468 | 1102.325 | 1775.95 | 2030005.356 | 396837 | 180009.6725 | 0 | 246975.9162
8601 | 1299.188 | 1363.4494 | 1363.4494 | 1327.2641 | 1299.188 | 1856.05 | 2505612.5883 | 467707.68 | 212157.4004 | 0 | 187018.1126
8602 | 1255.151 | 1317.2342 | 1317.2342 | 1282.2755 | 1255.151 | 1825.4 | 2384254.1776 | 451854.36 | 204966.1583 | 0 | 219149.3646
8603 | 1741.645 | 1827.7915 | 1827.7915 | 1779.2829 | 1741.645 | 1645.9 | 2998172.6757 | 626992.2 | 284410.6285 | 0 | 616716.4945
8604 | 1714.976 | 1799.8033 | 1799.8033 | 1752.0375 | 1714.976 | 1348 | 2418674.071 | 617391.36 | 280055.5808 | 0 | 1118164.352
8605 | 1914.011 | 2200.2899 | 2008.6832 | 2141.8954 | 1914.011 | 1298.7 | 2589375.0556 | 689043.96 | 312557.9963 | 0 | 1342295.9143
8606 | 1870.71 | 1963.2404 | 1963.2404 | 1911.137 | 1870.71 | 1493.7 | 2905622.328 | 673455.6 | 305486.943 | 0 | 947140.473
8607 | 1783.81 | 1872.0421 | 1872.0421 | 1822.3591 | 1783.81 | 1827.15 | 3392938.7686 | 642171.6 | 291296.173 | 0 | 308331.5585
8608 | 2019.637 | 1519.4803 | 1519.4803 | 1479.1541 | 1479.1541 | 1849.05 | 2832749.7451 | 532495.4897 | 241545.8707 | 1042221.7507 | 217449.8149
8609 | 1410.31 | 278.7499 | 278.7499 | 271.352 | 271.352 | 1902.95 | 538327.0747 | 97686.7263 | 44311.7845 | 2196270.9009 | 25647.2094
8610 | 1651.085 | 0 | 0 | 0 | 0 | 1922.25 | 0 | 0 | 0 | 3183813.6229 | 0
8611 | 1632 | 1712.7231 | 1712.7231 | 1667.2684 | 1632 | 1933.9 | 3288901.2416 | 587520 | 266505.6 | 0 | 107875.2
8612 | 1364.8 | 1432.3067 | 1432.3067 | 1394.2941 | 1364.8 | 1875.6 | 2675221.6612 | 491328 | 222871.84 | 0 | 169781.12
8613 | 1691.2 | 1774.8513 | 1774.8513 | 1727.7477 | 1691.2 | 1811.35 | 3188389.51 | 608832 | 276172.96 | 0 | 319044.88
8614 | 1349.6 | 1416.3549 | 1416.3549 | 1378.7656 | 1349.6 | 1832.65 | 2568517.8844 | 485856 | 220389.68 | 0 | 225855.56
8615 | 1433.6 | 1504.5097 | 1504.5097 | 1464.5809 | 1433.6 | 1811.7 | 2706834.185 | 516096 | 234106.88 | 0 | 269946.88
8616 | 1556 | 0 | 0 | 0 | 0 | 1757.5 | 0 | 0 | 0 | 3000459.696 | 0
8617 | 1457.6 | 0 | 0 | 0 | 0 | 1677.8 | 0 | 0 | 0 | 1824740.288 | 0
8618 | 1494.4 | 0 | 0 | 0 | 0 | 1669.05 | 0 | 0 | 0 | 1870809.472 | 0
8619 | 1759.2 | 0 | 0 | 0 | 0 | 1633.65 | 0 | 0 | 0 | 2202307.296 | 0
8620 | 1729.6 | 0 | 0 | 0 | 0 | 1632.7 | 0 | 0 | 0 | 2165251.648 | 0
8621 | 1414.4 | 0 | 0 | 0 | 0 | 1668.25 | 0 | 0 | 0 | 1770659.072 | 0
8622 | 1408.8 | 0 | 0 | 0 | 0 | 1688.15 | 0 | 0 | 0 | 1763648.544 | 0
8623 | 1471.2 | 161.9164 | 161.9164 | 157.6192 | 157.6192 | 1756.1 | 288646.828 | 56742.9053 | 25739.2123 | 2532998.9097 | 37439.6256
8624 | 1645.752 | 1110.9035 | 1110.9035 | 1081.4207 | 1081.4207 | 1824.55 | 2055284.4414 | 389311.4607 | 176596.0043 | 1088209.0283 | 184782.3609
8625 | 1196.191 | 1255.3578 | 1255.3578 | 1222.0413 | 1196.191 | 1856.05 | 2313766.71 | 430628.76 | 195337.9903 | 0 | 172191.6944
8626 | 1139.333 | 1195.6875 | 1195.6875 | 1163.9546 | 1139.333 | 1864.55 | 2219341.7093 | 410159.88 | 186053.0789 | 0 | 154322.6548
8627 | 1201.095 | 1260.5044 | 1260.5044 | 1227.0513 | 1201.095 | 1569.95 | 1974935.1131 | 432394.2 | 196138.8135 | 0 | 516530.9047
8628 | 1464.687 | 1537.1344 | 1537.1344 | 1496.3397 | 1464.687 | 1322.45 | 2033026.9997 | 527287.32 | 239183.3871 | 0 | 992398.6769
8629 | 1491.287 | 1565.0501 | 1565.0501 | 1523.5145 | 1491.287 | 1029.5 | 1606595.5865 | 536863.32 | 243527.1671 | 0 | 1447294.0335
8630 | 1221.935 | 1282.3752 | 1282.3752 | 1248.3417 | 1221.935 | 1471.55 | 1871862.9671 | 439896.6 | 199541.9855 | 0 | 645731.5508
8631 | 1440.758 | 1486.3162 | 1486.3162 | 1446.8702 | 1440.758 | 1837.8 | 2760628.985 | 518672.88 | 235275.7814 | 0 | 223003.5896
8632 | 1143.128 | 1199.6702 | 1199.6702 | 1167.8316 | 1143.128 | 1888.2 | 2247744.5114 | 411526.08 | 186672.8024 | 0 | 127801.7104
8633 | 1279.819 | 691.237 | 691.237 | 672.892 | 672.892 | 1908.65 | 1337940.6574 | 242241.1027 | 109883.2558 | 1170347.1374 | 59864.1214
8634 | 1197.79 | 475.2177 | 475.2177 | 462.6057 | 462.6057 | 1922.25 | 927951.9257 | 166538.0458 | 75543.508 | 1417667.6821 | 24371.9815
8635 | 973.6 | 1021.7569 | 1021.7569 | 994.64 | 973.6 | 1922.5 | 1962017.178 | 350496 | 158988.88 | 0 | 75454
8636 | 1392 | 1460.8521 | 1460.8521 | 1422.0819 | 1392 | 1869.9 | 2733126.1817 | 501120 | 227313.6 | 0 | 181099.2
8637 | 827.2 | 868.1155 | 868.1155 | 845.0762 | 827.2 | 1850.5 | 1602823.4569 | 297792 | 135081.76 | 0 | 123666.4
8638 | 1307.2 | 1371.8576 | 1371.8576 | 1335.4493 | 1307.2 | 1844.05 | 2517859.5911 | 470592 | 213465.76 | 0 | 203857.84
8639 | 978.4 | 1026.7943 | 1026.7943 | 999.5437 | 978.4 | 1823.1 | 1865173.0196 | 352224 | 159772.72 | 0 | 173078.96
8640 | 1164.8 | 1222.4142 | 1222.4142 | 1189.972 | 1164.8 | 1796.65 | 2187544.4366 | 419328 | 190211.84 | 0 | 236862.08
8641 | 1192 | 0 | 0 | 0 | 0 | 1677.8 | 0 | 0 | 0 | 1492240.96 | 0
8642 | 1257.6 | 0 | 0 | 0 | 0 | 1670.35 | 0 | 0 | 0 | 1574364.288 | 0
8643 | 1376.8 | 0 | 0 | 0 | 0 | 1667.4 | 0 | 0 | 0 | 1723588.384 | 0
8644 | 1199.2 | 0 | 0 | 0 | 0 | 1665.45 | 0 | 0 | 0 | 1501254.496 | 0
8645 | 1092.8 | 0 | 0 | 0 | 0 | 1668.25 | 0 | 0 | 0 | 1368054.464 | 0
8646 | 1172.8 | 0 | 0 | 0 | 0 | 1701 | 0 | 0 | 0 | 1468204.864 | 0
8647 | 1270.4 | 1333.2374 | 1333.2374 | 1297.854 | 1270.4 | 1795.25 | 2373007.9986 | 457344 | 207456.32 | 0 | 260114.4
8648 | 1082.229 | 1135.759 | 1135.759 | 1105.6165 | 1082.229 | 1824.55 | 2055208.1884 | 389602.44 | 176727.9957 | 0 | 189877.078
8649 | 1267.43 | 1330.1205 | 1330.1205 | 1294.8198 | 1267.43 | 1856.05 | 2449196.0806 | 456274.8 | 206971.319 | 0 | 182446.5485
8650 | 1460.39 | 1532.6248 | 1532.6248 | 1491.9498 | 1460.39 | 1864.55 | 2850572.836 | 525740.4 | 238481.687 | 0 | 197809.8255
8651 | 1254.555 | 1316.6087 | 1316.6087 | 1281.6666 | 1254.555 | 1760.4 | 2317283.8237 | 451639.8 | 204868.8315 | 0 | 300591.378
8652 | 1447.708 | 1901.5572 | 1519.3145 | 1851.0909 | 1447.708 | 1504.05 | 2288282.15 | 521174.88 | 236410.7164 | 0 | 717990.7826
8653 | 1292.068 | 1355.9772 | 1355.9772 | 1319.9903 | 1292.068 | 1203.3 | 1636949.1732 | 465144.48 | 210994.7044 | 0 | 1029390.5756
8654 | 1332.407 | 1417.4526 | 1398.3115 | 1379.8342 | 1332.407 | 1543.7 | 2157907.7777 | 479666.52 | 217582.0631 | 0 | 607977.3141
8655 | 1699.676 | 2199.6266 | 1783.7466 | 2141.2497 | 1699.676 | 1876.95 | 3317870.4775 | 611883.36 | 277557.0908 | 0 | 209145.1318
8656 | 1738.895 | 1735.6969 | 1735.6969 | 1689.6325 | 1689.6325 | 1893.9 | 3349583.8784 | 608267.6892 | 275916.9824 | 94993.7246 | 174590.3086
8657 | 1656.8 | 685.1501 | 685.1501 | 666.9666 | 666.9666 | 1902.95 | 1329144.4184 | 240107.9799 | 108915.6476 | 1908711.5614 | 63039.4098
8658 | 1844.457 | 10.7822 | 10.7822 | 10.496 | 10.496 | 1916.55 | 21111.5728 | 3778.5696 | 1714.0012 | 3536456.2883 | 853.0259
8659 | 1589.6 | 1668.2259 | 1668.2259 | 1623.9521 | 1589.6 | 1922.5 | 3214158.8463 | 572256 | 259581.68 | 0 | 123194
8660 | 1539.2 | 1615.333 | 1615.333 | 1572.4629 | 1539.2 | 1869.9 | 3032404.8092 | 554112 | 251351.36 | 0 | 200249.92
8661 | 1721.6 | 1806.755 | 1806.755 | 1758.8047 | 1721.6 | 1811.35 | 3277097.5986 | 619776 | 281137.28 | 0 | 324779.84
8662 | 1580 | 1658.1511 | 1658.1511 | 1614.1446 | 1580 | 1832.65 | 3036466.3568 | 568800 | 258014 | 0 | 264413
8663 | 1633.6 | 1714.4023 | 1714.4023 | 1668.903 | 1633.6 | 1811.7 | 3109805.4781 | 588096 | 266766.88 | 0 | 307606.88
8664 | 1402.4 | 0 | 0 | 0 | 0 | 1796.65 | 0 | 0 | 0 | 2704270.3584 | 0
8665 | 1166.4 | 0 | 0 | 0 | 0 | 1527.55 | 0 | 0 | 0 | 2249187.7824 | 0
8666 | 950.4 | 0 | 0 | 0 | 0 | 1451.3 | 0 | 0 | 0 | 1832671.5264 | 0
8667 | 1228.8 | 0 | 0 | 0 | 0 | 1239.5 | 0 | 0 | 0 | 2369514.7008 | 0
8668 | 1433.6 | 0 | 0 | 0 | 0 | 1238.55 | 0 | 0 | 0 | 2764433.8176 | 0
8669 | 1112.8 | 0 | 0 | 0 | 0 | 1276.55 | 0 | 0 | 0 | 2145830.0448 | 0
8670 | 1390.4 | 0 | 0 | 0 | 0 | 1385.45 | 0 | 0 | 0 | 2681130.5664 | 0
8671 | 1300 | 133.202 | 133.202 | 129.6669 | 129.6669 | 1602.25 | 218425.0937 | 46680.0824 | 21174.6041 | 2256772.0505 | 50228.6655
8672 | 1239.89 | 1178.6327 | 1178.6327 | 1147.3524 | 1147.3524 | 1715.45 | 2067080.7858 | 413046.8652 | 187362.6475 | 178441.7282 | 291205.0554
8673 | 1372.872 | 1440.778 | 1440.778 | 1402.5405 | 1372.872 | 1816.9 | 2626381.2641 | 494233.92 | 224189.9976 | 0 | 251372.8632
8674 | 1438.053 | 1509.183 | 1509.183 | 1469.1301 | 1438.053 | 1825.4 | 2763246.4014 | 517699.08 | 234834.0549 | 0 | 251084.0538
8675 | 1474.877 | 1547.8284 | 1547.8284 | 1506.7499 | 1474.877 | 1475.65 | 2292005.0482 | 530955.72 | 240847.4141 | 0 | 773351.7549
8676 | 1655.249 | 1737.1221 | 1737.1221 | 1691.0198 | 1655.249 | 1466.3 | 2551443.2257 | 595889.64 | 270302.1617 | 0 | 883406.3913
8677 | 1465.832 | 2001.7252 | 1538.336 | 1948.6005 | 1465.832 | 1308.7 | 2016461.1404 | 527699.52 | 239370.3656 | 0 | 1013329.6616
8678 | 1372.877 | 1742.0189 | 1440.7832 | 1695.7867 | 1372.877 | 1591 | 2303860.6015 | 494235.72 | 224190.8141 | 0 | 561506.693
8679 | 1501.38 | 2579.1239 | 1575.6423 | 2510.6753 | 1501.38 | 1876.95 | 2972445.7375 | 540496.8 | 245175.354 | 0 | 184744.809
8680 | 1727.807 | 1477.6309 | 1477.6309 | 1438.4154 | 1438.4154 | 1899.6 | 2880305.0505 | 517829.5349 | 234893.2307 | 558038.5015 | 140647.0468
8681 | 1880.42 | 848.3384 | 848.3384 | 825.824 | 825.824 | 1908.65 | 1661270.2403 | 297296.6344 | 134857.0567 | 2033594.3704 | 73469.7904
8682 | 1581.08 | 13.664 | 13.664 | 13.3014 | 13.3014 | 1922.25 | 27005.5606 | 4788.4929 | 2172.1136 | 3023172.6183 | 1007.2513
8683 | 1718.4 | 410.4029 | 410.4029 | 399.511 | 399.511 | 1933.9 | 815572.3535 | 143823.9658 | 65240.1489 | 2543234.7301 | 19265.506
8684 | 1398.4 | 1467.5686 | 1467.5686 | 1428.6202 | 1398.4 | 1830.75 | 2705047.4236 | 503424 | 228358.72 | 0 | 236679.2
8685 | 1615.2 | 1695.0922 | 1695.0922 | 1650.1053 | 1615.2 | 1745.2 | 2966127.5235 | 581472 | 263762.16 | 0 | 411552.96
8686 | 1388 | 1456.6542 | 1456.6542 | 1417.9954 | 1388 | 1832.65 | 2677699.8944 | 499680 | 226660.4 | 0 | 232281.8
8687 | 1260 | 1322.323 | 1322.323 | 1287.2293 | 1260 | 1811.7 | 2411163.9991 | 453600 | 205758 | 0 | 237258
8688 | 1138.4 | 1194.7083 | 1194.7083 | 1163.0014 | 1138.4 | 1739.55 | 2092821.4995 | 409824 | 185900.72 | 0 | 296496.28
8689 | 1516 | 0 | 0 | 0 | 0 | 1361.3 | 0 | 0 | 0 | 1897850.08 | 0
8690 | 1427.2 | 0 | 0 | 0 | 0 | 1439.25 | 0 | 0 | 0 | 1786683.136 | 0
8691 | 1350.4 | 0 | 0 | 0 | 0 | 1279.7 | 0 | 0 | 0 | 1690538.752 | 0
8692 | 1424.8 | 0 | 0 | 0 | 0 | 1267.45 | 0 | 0 | 0 | 1783678.624 | 0
8693 | 1365.6 | 0 | 0 | 0 | 0 | 1206.35 | 0 | 0 | 0 | 1709567.328 | 0
8694 | 1286.4 | 0 | 0 | 0 | 0 | 1274.3 | 0 | 0 | 0 | 1610418.432 | 0
8695 | 1076.8 | 1130.0614 | 1130.0614 | 1100.0702 | 1076.8 | 1294.8 | 1473502.102 | 387648 | 175841.44 | 0 | 759359.36
8696 | 900.697 | 945.2479 | 945.2479 | 920.1615 | 900.697 | 1319.65 | 1254795.3042 | 324250.92 | 147083.8201 | 0 | 612789.2039
8697 | 1097.2 | 1151.4705 | 1151.4705 | 1120.9111 | 1097.2 | 1397.75 | 1621924.5569 | 394992 | 179172.76 | 0 | 660788.7
8698 | 1366.655 | 1434.2535 | 1434.2535 | 1396.1891 | 1366.655 | 1320.9 | 1910150.5795 | 491995.8 | 223174.7615 | 0 | 928095.4105
8699 | 1227.291 | 1530.0516 | 1287.9961 | 1489.4448 | 1227.291 | 705.55 | 916822.5502 | 441824.76 | 200416.6203 | 0 | 1588666.835
8700 | 1383.572 | 2116.7873 | 1452.0062 | 2060.6089 | 1383.572 | 697.35 | 1017707.0708 | 498085.92 | 225937.3076 | 0 | 1802310.0658
8701 | 1468.257 | 1540.881 | 1540.881 | 1499.9868 | 1468.257 | 325.8 | 502573.0565 | 528572.52 | 239766.3681 | 0 | 2458155.8694
8702 | 1027.48 | 1354.8018 | 1078.3019 | 1318.8461 | 1027.48 | 694.95 | 753253.2845 | 369892.8 | 167787.484 | 0 | 1340912.774
8703 | 1438.064 | 1509.1945 | 1509.1945 | 1469.1413 | 1438.064 | 1237.5 | 1879173.0734 | 517703.04 | 234835.8512 | 0 | 1096523.8
8704 | 621.669 | 838.5029 | 652.4174 | 816.2495 | 621.669 | 1287.55 | 844508.8231 | 223800.84 | 101518.5477 | 0 | 442908.0791
8705 | 592.386 | 621.687 | 621.687 | 605.1878 | 592.386 | 1496.15 | 933297.7553 | 213258.96 | 96736.6338 | 0 | 298473.6861
8706 | 255.342 | 267.9719 | 267.9719 | 260.8601 | 255.342 | 1646.4 | 443534.6217 | 91923.12 | 41697.3486 | 0 | 90288.9312
8707 | 254.4 | 266.9833 | 266.9833 | 259.8977 | 254.4 | 1700.95 | 456289.4146 | 91584 | 41543.52 | 0 | 76078.32
8708 | 272 | 285.4539 | 285.4539 | 277.8781 | 272 | 1282.15 | 368275.3394 | 97920 | 44417.6 | 0 | 195255.2
8709 | 180 | 188.9033 | 188.9033 | 183.8899 | 180 | 1244.45 | 235758.8705 | 64800 | 29394 | 0 | 135999
8710 | 245.6 | 257.748 | 257.748 | 250.9075 | 245.6 | 1413.25 | 364415.9094 | 88416 | 40106.48 | 0 | 144105.8
8711 | 105.6 | 110.8233 | 110.8233 | 107.8821 | 105.6 | 1179.55 | 131432.8946 | 38016 | 17244.48 | 0 | 86639.52
8712 | 99.2 | 104.1067 | 104.1067 | 101.3438 | 99.2 | 1166.3 | 122116.8395 | 35712 | 16199.36 | 0 | 82703.04
8713 | 91.2 | 95.711 | 95.711 | 93.1709 | 91.2 | 1232.8 | 118616.5341 | 32832 | 14892.96 | 0 | 69968.64
8714 | 98.4 | 103.2671 | 103.2671 | 100.5265 | 98.4 | 1181 | 122432.5817 | 35424 | 16068.72 | 0 | 80589.6
8715 | 89.6 | 94.0319 | 94.0319 | 91.5363 | 89.6 | 1163.1 | 109660.869 | 32256 | 14631.68 | 0 | 74986.24
8716 | 95.2 | 99.9088 | 99.9088 | 97.2573 | 95.2 | 1116.5 | 111927.8752 | 34272 | 15546.16 | 0 | 84109.2
8717 | 91.2 | 95.711 | 95.711 | 93.1709 | 91.2 | 1003.6 | 96311.0759 | 32832 | 14892.96 | 0 | 90871.68
8718 | 96.8 | 101.588 | 101.588 | 98.8919 | 96.8 | 1004.5 | 102378.3638 | 34848 | 15807.44 | 0 | 96364.4
8719 | 77.6 | 81.4383 | 81.4383 | 79.277 | 77.6 | 1005.9 | 81953.914 | 27936 | 12672.08 | 0 | 77142.16
8720 | 94.05 | 98.702 | 98.702 | 96.0825 | 94.05 | 1222.55 | 120284.7752 | 33858 | 15358.365 | 0 | 73119.1725
8721 | 825.915 | 866.767 | 866.767 | 843.7635 | 825.915 | 1259.55 | 1095321.3368 | 297329.4 | 134871.9195 | 0 | 611548.7618
8722 | 1285.579 | 1349.1672 | 1349.1672 | 1313.3611 | 1285.579 | 1225.35 | 1662569.1279 | 462808.44 | 209935.0507 | 0 | 995873.7724
8723 | 1403.535 | 1472.9576 | 1472.9576 | 1433.8661 | 1403.535 | 1213.3 | 1795241.3882 | 505272.6 | 229197.2655 | 0 | 1104160.9845
8724 | 1280.109 | 1343.4267 | 1343.4267 | 1307.7728 | 1280.109 | 1222.3 | 1655360.0032 | 460839.24 | 209041.7997 | 0 | 995540.7693
8725 | 1122.521 | 1770.0973 | 1178.045 | 1723.1198 | 1122.521 | 1191.1 | 1413141.7327 | 404107.56 | 183307.6793 | 0 | 908007.2369
8726 | 1380.964 | 1362.7347 | 1362.7347 | 1326.5684 | 1326.5684 | 1187.15 | 1657502.387 | 477564.6354 | 216628.6249 | 104891.8449 | 1050153.429
8727 | 1395.618 | 1326.0329 | 1326.0329 | 1290.8407 | 1290.8407 | 1194.3 | 1625171.3336 | 464702.6405 | 210794.2811 | 202043.8059 | 1012881.7265
8728 | 1382.822 | 547.3955 | 547.3955 | 532.868 | 532.868 | 1160.6 | 651046.0668 | 191832.4688 | 87017.3393 | 1638979.9575 | 435613.3452
8729 | 1035.196 | 249.9295 | 249.9295 | 243.2965 | 243.2965 | 1294.6 | 330262.9207 | 87586.7576 | 39730.3265 | 1527032.3817 | 167141.003
8730 | 1041.064 | 0 | 0 | 0 | 0 | 1651.2 | 0 | 0 | 0 | 2007500.3682 | 0
8731 | 1022.4 | 1072.9707 | 1072.9707 | 1044.4946 | 1022.4 | 1747.2 | 1870319.09 | 368064 | 166957.92 | 0 | 258462.72
8732 | 1182.4 | 1240.8847 | 1240.8847 | 1207.9523 | 1182.4 | 1632.15 | 2026716.2421 | 425664 | 193085.92 | 0 | 434945.84
8733 | 1686.4 | 1769.8139 | 1769.8139 | 1722.844 | 1686.4 | 1609.35 | 2850359.8935 | 607104 | 275389.12 | 0 | 658792.16
8734 | 897.6 | 941.9977 | 941.9977 | 916.9976 | 897.6 | 1598.8 | 1508150.1737 | 323136 | 146578.08 | 0 | 360117.12
8735 | 1217.6 | 1277.8258 | 1277.8258 | 1243.913 | 1217.6 | 1578.8 | 2017655.1706 | 438336 | 198834.08 | 0 | 512853.12
8736 | 1290.4 | 0 | 0 | 0 | 0 | 1370.85 | 0 | 0 | 0 | 2488298.9664 | 0
8737 | 1120 | 0 | 0 | 0 | 0 | 1422.9 | 0 | 0 | 0 | 1402105.6 | 0
8738 | 1036.8 | 0 | 0 | 0 | 0 | 1205.75 | 0 | 0 | 0 | 1297949.184 | 0
8739 | 1090.4 | 0 | 0 | 0 | 0 | 1203.1 | 0 | 0 | 0 | 1365049.952 | 0
8740 | 1088 | 0 | 0 | 0 | 0 | 1221.65 | 0 | 0 | 0 | 1362045.44 | 0
8741 | 1287.2 | 0 | 0 | 0 | 0 | 1264.6 | 0 | 0 | 0 | 1611419.936 | 0
8742 | 1304.8 | 0 | 0 | 0 | 0 | 1534 | 0 | 0 | 0 | 1633453.024 | 0
8743 | 1274.4 | 79.3236 | 79.3236 | 77.2184 | 77.2184 | 1607.05 | 130026.7625 | 27798.6356 | 12609.77 | 2308544.3719 | 29551.0188
8744 | 1022.55 | 785.9846 | 785.9846 | 765.125 | 765.125 | 1636.35 | 1313280.1439 | 275444.998 | 124944.9116 | 496396.757 | 270974.5248
8745 | 1026.462 | 1077.2336 | 1077.2336 | 1048.6444 | 1026.462 | 1610.75 | 1738858.9294 | 369526.32 | 167621.2446 | 0 | 399550.3335
8746 | 1278.239 | 1341.4642 | 1341.4642 | 1305.8624 | 1278.239 | 1283 | 1724879.9388 | 460166.04 | 208736.4287 | 0 | 916497.363
8747 | 1288.464 | 1352.1949 | 1352.1949 | 1316.3084 | 1288.464 | 1066.55 | 1448444.26 | 463847.04 | 210406.1712 | 0 | 1202716.7208
8748 | 1351.624 | 1418.479 | 1418.479 | 1380.8333 | 1351.624 | 1221.55 | 1738904.9495 | 486584.64 | 220720.1992 | 0 | 1052171.7028
8749 | 1146.697 | 1203.4157 | 1203.4157 | 1171.4777 | 1146.697 | 1219.05 | 1466176.5223 | 412810.92 | 187255.6201 | 0 | 895513.0222
8750 | 1487.273 | 1560.8375 | 1560.8375 | 1519.4138 | 1487.273 | 1256.25 | 1965451.4865 | 535418.28 | 242871.6809 | 0 | 1106159.2937
8751 | 1161.038 | 1218.4661 | 1218.4661 | 1186.1287 | 1161.038 | 1483.05 | 1809353.0049 | 417973.68 | 189597.5054 | 0 | 600198.5941
8752 | 1604.111 | 1683.4547 | 1683.4547 | 1638.7767 | 1604.111 | 1694.8 | 2851777.0171 | 577479.96 | 261951.3263 | 0 | 489574.6772
8753 | 1704.867 | 269.0319 | 269.0319 | 261.8919 | 261.8919 | 1849.65 | 506737.8471 | 94281.0854 | 42766.9479 | 2782511.9652 | 38347.5192
8754 | 1368.022 | 116.3445 | 116.3445 | 113.2568 | 113.2568 | 1916.55 | 227291.8916 | 40772.4356 | 18494.8298 | 2419583.8778 | 0
8755 | 1372.8 | 1440.7024 | 1440.7024 | 1402.4669 | 1372.8 | 1922.5 | 2768301.5009 | 494208 | 224178.24 | 0 | 106392
8756 | 1204.8 | 1264.3927 | 1264.3927 | 1230.8364 | 1204.8 | 1830.75 | 2318841.8684 | 433728 | 196743.84 | 0 | 203912.4
8757 | 1449.6 | 1521.3011 | 1521.3011 | 1480.9266 | 1449.6 | 1754.25 | 2663446.9761 | 521856 | 236719.68 | 0 | 356239.2
8758 | 1340 | 1406.28 | 1406.28 | 1368.9581 | 1340 | 1793.5 | 2516005.6135 | 482400 | 218822 | 0 | 276710
8759 | 1208 | 1267.7509 | 1267.7509 | 1234.1055 | 1208 | 1733.4 | 2199475.5209 | 434880 | 197266.4 | 0 | 322052.8
8760 | 1216 | 1276.1466 | 1276.1466 | 1242.2784 | 1216 | 1658.6 | 2122538.8219 | 437760 | 198572.8 | 0 | 394753.3092