## Cover
Investment Case Workbook - Factory A Vietnam DPPA Grid CfD Minimum BESS
Grid-connected DPPA with CfD (ND57/2025) · prepared 2026-09-11 · REopt dispatch + proforma_vietnam financial engine
REopt run UUID: 5b999b24-d8c1-4d91-aa2e-1ea0a973af38
Model validation status |  | Live tie-out of every Excel-derived metric against the engine
Colour legend
Hardcoded input / engine output | Case file terms, REopt dispatch results, 8760-h settlement totals, tie-out references
Live Excel formula (white) | Everything derivable is a formula - trace with Excel's formula auditing tools
PASS / REVIEW check cell | Excel-vs-engine tie-out at stated tolerances
Contents
Executive Summary | Headline KPIs for both counterparties
Assumptions | Every case input & contract term with unit, source and named cell
Model Basis | Methodology, settlement math, simplifications register
Pro Forma (Audit) | Full cash flow rebuilt with live formulas + engine tie-out
FX Sensitivity | USD returns under VND depreciation (editable)
Buyer Analysis | Offtaker savings vs business-as-usual
Developer Returns | Sources & uses, coverage, equity cash flow
Technical Results | System sizing, year-1 energy balance, bill comparison
Dispatch Profile | 8760-h dispatch incl. original PV generation; chart shows the peak-load week
Load Duration | Load and net-load duration curves
Year 1 BAU vs DPPA | Side-by-side year-1 buyer/seller position
Monthly / Hourly Settlement | ND57 fee chain, VND-native (full configuration on Assumptions)
Prepared for investment and lending review. Figures are model outputs, not offers; REopt sizing is optimizer output and may shift with solver versions.
Regenerate offline anytime: python -m proforma_vietnam.rebuild_report --case-dir <case>.

## Executive Summary
Investment & PPA Negotiation Summary - Factory A Vietnam DPPA Grid CfD Minimum BESS
Grid-connected DPPA with CfD (ND57/2025) · prepared 2026-09-11 · REopt dispatch + proforma_vietnam financial model
Project & System
PV Size (kW) | 5914
Battery Power (kW) | 592
Battery Energy (kWh) | 1184
Total Investment (USD) | 3028160
Contract Terms
CfD Strike Price (VND/kWh) | 2000
CfD Strike Escalation (per year) | 4%
Annual Contract Volume (kWh) | 7896846.067
Transmission Loss Factor k | 1.026
Distribution Loss Factor K_pp | 1.0273
DPPA Service Fee (VND/kWh) | 360
Settlement Adder C_CL (VND/kWh) | 163.3
Analysis Period (Years) | 25
Developer (Seller) Returns
Equity IRR | 26.66%
Project IRR | 18.15%
NPV (USD) | 2505981.4499 | At owner discount rate
Minimum DSCR (debt years) | 1.4788 | Lender covenant view
Average DSCR | 1.7115
Simple Payback (Years) | 4.8514
Equity Investment (USD) | 908448
Debt Principal (USD) | 2119712
Buyer (Offtaker) Outcome
Year 1 BAU Cost (USD) | 769044.53
Year 1 Cost With Project (USD) | 858484.6285
Year 1 Buyer Savings (USD) | -89440.0985
Year 1 Savings (% of BAU) | -11.63%
First 10 Years Buyer Savings (USD) | -1078994.6341 | Cumulative, years 1-10
First 10 Years Savings (% of BAU) | -11.69%
Lifetime Buyer Savings (USD) | -3775472.9331 | Sum over analysis period
Lifetime Savings (% of BAU) | -11.79%
Model Basis & Conventions
• Buyer settlement quantity Q_Khc = min(hourly load, loss-adjusted generation Q_adj); excess generation is sold by the generator at FMP and never billed to the buyer.
• PV degradation, O&M escalation and battery replacement (REopt schedule) are applied across the analysis period.
• PV straight-line depreciation over 20 years (Circular 45/2013/TT-BTC permits 7-20 years for generating equipment).
• Vietnam CIT: 4-year exemption + 9-year 50% reduction from first profitable year; 5-year tax-loss carryforward.
• All USD figures at the fixed contract exchange rate (see Assumptions); FX drift between VND revenue and USD reporting is quantified on the FX Sensitivity sheet.

## Assumptions
Assumptions & Model Inputs
Shaded cells are hardcoded inputs (case file or engine output); named cells drive every formula on the Pro Forma (Audit) sheet.
Project & Run
Case name | Factory A Vietnam DPPA Grid CfD Minimum BESS |  | case.json
Financing structure | Grid DPPA with CfD (ND57/2025) |  | proforma_vietnam.structures
REopt run UUID | 5b999b24-d8c1-4d91-aa2e-1ea0a973af38 |  | REopt API
Report prepared | 2026-09-11
Analysis period | 25 | years | case.json financial.analysis_years
Tariff year | 2025 |  | case.json tariff.year
Voltage level | 22-110kV |  | case.json tariff.voltage_level
TOU schedule | decision_963 |  | case.json tariff.tou_schedule
Site & Load Profile (case.json)
Latitude | 10.8231 | deg | case.json site.latitude
Longitude | 106.6297 | deg | case.json site.longitude
Load profile file | Sample Load Profile/Emivest_clean.csv |  | case.json load_profile.path (8760 hourly kW)
Load year | 2025 |  | case.json load_profile.year
PV Technology (case.json)
PV minimum size | 5914 | kW | case.json technologies.pv.min_kw
PV maximum size | 5914 | kW | case.json technologies.pv.max_kw
PV installed cost | 480 | USD/kW | case.json technologies.pv.installed_cost_per_kw
PV O&M cost | 6 | USD/kW/yr | case.json technologies.pv.om_cost_per_kw
PV degradation (case input) | 0.5% | per year | case.json technologies.pv.degradation_fraction
PVWatts tilt | 10 |  | case.json technologies.pv.pvwatts (production factor inputs)
PVWatts azimuth | 180 |  | case.json technologies.pv.pvwatts (production factor inputs)
PVWatts array_type | 1 |  | case.json technologies.pv.pvwatts (production factor inputs)
PVWatts module_type | 0 |  | case.json technologies.pv.pvwatts (production factor inputs)
PVWatts losses | 14 |  | case.json technologies.pv.pvwatts (production factor inputs)
PVWatts dc_ac_ratio | 1.2 |  | case.json technologies.pv.pvwatts (production factor inputs)
Storage Technology (case.json)
Storage minimum power | 592 | kW | case.json technologies.storage.min_kw
Storage maximum power | 592 | kW | case.json technologies.storage.max_kw
Storage minimum energy | 1184 | kWh | case.json technologies.storage.min_kwh
Storage maximum energy | 1184 | kWh | case.json technologies.storage.max_kwh
Storage cost per kW | 80 | USD/kW | case.json technologies.storage.installed_cost_per_kw
Storage cost per kWh | 120 | USD/kWh | case.json technologies.storage.installed_cost_per_kwh
Storage fixed cost | 0 | USD | case.json technologies.storage.installed_cost_constant
Replacement cost per kW | 80 | USD/kW | case.json technologies.storage.replace_cost_per_kw
Replacement cost per kWh | 100 | USD/kWh | case.json technologies.storage.replace_cost_per_kwh
Replacement fixed cost | 0 | USD | case.json technologies.storage.replace_cost_constant
Inverter replacement year | 10 | year | case.json technologies.storage.inverter_replacement_year
Battery replacement year | 11 | year | case.json technologies.storage.battery_replacement_year
Fixed-cost replacement year | 10 | year | case.json technologies.storage.cost_constant_replacement_year
O&M (fraction of installed cost) | 1% | per year | case.json technologies.storage.om_cost_fraction_of_installed_cost
Currency & FX
Model currency | USD |  | EVN tariff converted VND→USD before REopt; see Model Basis
Contract exchange rate | 26300 | VND per USD | case.json tariff.exchange_rate_vnd_per_usd
FX treatment | Held flat over the analysis period |  | Simplification - see FX Sensitivity sheet
Capital Costs
PV capex | 2838720 | USD | REopt PV size_kw × installed_cost_per_kw
BESS capex | 189440 | USD | REopt ElectricStorage initial_capital_cost
Other capex | 0 | USD | case.json (developer overrides)
Total investment |  | USD | Formula: PV + BESS + Other
Operating Costs
Year-1 O&M | 37378.4 | USD/yr | REopt Financial.year_one_om_costs_before_tax
O&M escalation | 3% | per year | vietnam_defaults.json / case.json financial.om_escalation_rate
Battery replacement year | 11 | year | case.json technologies.storage.battery_replacement_year
Tariff & Escalation
EVN energy escalation | 4% | per year | case.json tariff.evn_energy_escalation_rate
EVN capacity (demand) escalation | 4% | per year | case.json tariff.evn_capacity_escalation_rate
PV degradation | 0.5% | per year | REopt PV.degradation_fraction
Tariff currency fed to REopt | USD |  | case.json tariff.currency
Two-component tariff pilot | FALSE | yes/no | case.json tariff.two_component_pilot_enabled
Contract Terms
ESCO energy price (fraction of EVN tariff) | 90% | fraction | case.json esco_contract.esco_energy_discount_fraction
Demand savings share to ESCO | 80% | fraction | case.json esco_contract.demand_savings_esco_share
Grid charging enabled | FALSE | yes/no | case.json esco_contract.grid_charging_enabled
CfD strike price | 2000 | VND/kWh | case.json dppa.cfd_strike_per_kwh_vnd
CfD strike escalation | 4% | per year | case.json dppa.cfd_strike_escalation_rate
DPPA fee / FMP escalation | 4% | per year | case.json dppa.fee_escalation_rate
Annual CfD contract volume | 7896846.067 | kWh/yr | case.json dppa.cfd_contract_volume_kwh_per_hour
Transmission loss factor k (price-only) | 1.026 | ratio | ND57; CFMP = FMP × k
Distribution loss factor K_pp | 1.0273 | ratio | ND57 by voltage; Q_adj = Q_meter / K_pp
DPPA system service fee | 360 | VND/kWh | 2025 EVN published fee
Settlement adder C_CL | 163.3 | VND/kWh | 2025 EVN published adder
Allocation fraction δ | 1 | fraction | case.json dppa.allocation_fraction_delta
FMP / CFMP price series | DPPA DOC/fmp_cfmp_vn.json |  | case.json dppa.fmp_series_path (8760-hour VND/kWh)
Financing
Debt fraction | 70% | of total capex | vietnam_defaults.json / case.json financial.debt_fraction
Debt interest rate | 8.5% | per year | vietnam_defaults.json / case.json financial.debt_interest_rate_fraction
Debt term | 10 | years | vietnam_defaults.json / case.json financial.debt_term_years
Debt principal |  | USD | Formula: total investment × debt fraction
Equity investment |  | USD | Formula: total investment − debt
Annual debt payment (level) |  | USD/yr | Standard annuity over the debt term
Owner discount rate | 10% | per year | case.json financial.owner_discount_rate_fraction
Tax & Depreciation (Vietnam)
CIT regime | RE producer - Law 67/2025 preferential (10% / 15y) |  | proforma_vietnam.cash_flow (structure-dependent; explicit override wins)
CIT standard rate | 20% | of taxable income | Law 67/2025/QH15; vietnam_defaults.json
CIT preferential rate (RE producer) | 10% | of taxable income | Law 67/2025/QH15 + Decree 320/2025/NĐ-CP (first-15-year window)
CIT preferential-rate period | 15 | years (from year 1) | Law 67/2025/QH15
CIT holiday | 4 | years | Law 67/2025 (from first profitable year); Circular 78/2014 Art. 18 shape
CIT reduced-rate period | 9 | years | Law 67/2025; Circular 78/2014 Art. 18 shape
CIT reduction during period | 50% | of applicable base rate | Law 67/2025 (50% of base rate)
Tax-loss carryforward limit | 5 | years | Law 67/2025; Circular 78/2014 Art. 9 shape
Incentive clock cap | 4 | year (latest start) | Law 67/2025; Circular 78/2014 Art. 18 shape
PV depreciation (straight-line) | 20 | years | Circular 45/2013/TT-BTC (7–20 yr band)
BESS depreciation (straight-line) | 8 | years | Circular 45/2013/TT-BTC
Year-1 Engine Outputs (hardcoded - dispatch × tariff, not derivable in-sheet)
Year-1 BAU EVN bill | 769044.53 | USD | REopt ElectricTariff.year_one_bill_before_tax_bau
Year-1 optimized EVN bill | 428595.5022 | USD | REopt ElectricTariff.year_one_bill_before_tax
Year-1 BAU demand charge | 0 | USD | REopt year_one_demand_cost_before_tax_bau
Year-1 optimized demand charge | 0 | USD | REopt year_one_demand_cost_before_tax
Year-1 demand savings base | 0 | USD | max(BAU − optimized demand charge, 0)
Year-1 served-energy retail value | 340449.044 | USD | Σ project-served kWh × EVN TOU rate (8760 h)
Year-1 C_DN (spot energy) | 224264.4686 | USD | settle_dppa_year_one: Σ Q_Khc × CFMP × K_pp
Year-1 C_DPPA (system fee) | 57681.4018 | USD | Σ Q_Khc × f_dppa
Year-1 C_CL (settlement adder) | 26164.9248 | USD | Σ Q_Khc × f_cl
Year-1 C_BL (retail shortfall) | 442838.1248 | USD | Σ shortfall × EVN TOU rate
Year-1 CfD strike leg | 318944.2602 | USD | Σ P_c × min(Q_c, Q_Khc)
Year-1 CfD market offset | 211408.5517 | USD | Σ FMP × min(Q_c, Q_Khc)
Year-1 generator FMP revenue | 407571.1504 | USD | Σ Q_re_meter × FMP
Year-1 matched-energy retail value | 326206.4095 | USD | Σ Q_Khc × EVN TOU rate (degradation repurchase)
Other Assumptions (assumptions.json echo)
dppa_regulatory_source | NLDC/EVN 2025 announcements (EVN notice 08/05/2025, provisional); NSMO CD7 worked example |  | assumptions.json
dppa_regulatory_vintage_year | 2025 |  | assumptions.json
rate_vintage_source | EVN retail electricity tariff, Decision 1279/QD-BCT dated 2025-05-09 |  | assumptions.json
rate_vintage_year | 2025 |  | assumptions.json

## Model Basis
Model Basis, Conventions & Simplifications
1. Model architecture
• REopt (NLR optimization engine) selects PV/BESS sizing and hourly dispatch against the EVN time-of-use tariff over an 8760-hour year.
• proforma_vietnam post-processes the REopt run: an hourly ND57/2025 DPPA settlement layer (when applicable) and a 25-year developer cash flow with Vietnam tax and debt.
• This workbook is generated from that engine. The Pro Forma (Audit) sheet re-derives the full cash flow with live Excel formulas from the named inputs on the Assumptions sheet; the Checks block ties every metric back to the engine (PASS/REVIEW).
2. Currency & FX
• All money flows are computed in USD at the fixed contract rate (26,300 VND/USD).
• Underlying revenue is VND-denominated (EVN tariff, FMP market, DPPA fees). Holding FX flat for the analysis period is a simplification: the FX Sensitivity sheet quantifies USD-reported returns under 0-3%/yr VND depreciation.
• Sheets that show VND amounts (Hourly/Monthly Settlement, DPPA fee inputs) are VND-native regulatory quantities, not conversions.
• Debt is assumed VND-denominated (local bank), so DSCR is FX-neutral.
3. Settlement math - ND57/2025 grid DPPA with CfD
• Q_adj[h] = Q_re_meter[h] / K_pp × delta - quantity conversion generator→customer uses K_pp only (CD7 Ví dụ 1); k is price-only.
• Q_Khc[h] = min(load[h], Q_adj[h]) - the buyer settles only matched consumption; surplus stays with the generator at FMP and is never billed to the buyer.
• C_DN = Q_Khc × CFMP × K_pp with CFMP = FMP × k; C_DPPA = Q_Khc × f_dppa; C_CL = Q_Khc × f_cl; C_BL = shortfall × EVN TOU retail.
• CfD settles on min(Q_c, Q_Khc) per CD7 Ví dụ 4: CfD[h] = (P_c − FMP[h]) × Q_cfd[h]. The strike leg escalates at the contracted strike escalation; the market legs at the fee escalation.
• Curtailed PV from the self-consumption REopt run is credited as grid export at FMP (the generator does not curtail under DPPA).
• Year-1 settlement is computed hourly; later years scale the year-1 totals by the escalation and degradation factors shown on the Pro Forma (Audit) sheet.
4. Multi-year mechanics
• PV degradation compounds on generation-linked terms; energy lost to degradation is repurchased from EVN at retail (added to the buyer's residual bill / C_BL).
• O&M escalates at its own rate; battery replacement is booked in the configured year at REopt replacement unit costs.
• Debt: level-payment annuity over the debt term (interest + principal split per the Debt Schedule block).
• CIT regime: renewable-energy producer (Law 67/2025/QH15 + Decree 320/2025/NĐ-CP) - 10% preferential base rate for the first 15 years counted from the first revenue-generating year, then 20%. The 4-year exemption and 9-year 50%-reduction periods count from the first profitable year, no later than year 4; the 50% reduction applies to the then-applicable base rate. Tax losses carry forward at most 5 consecutive years, consumed FIFO - the carryforward schedule is fully visible on the Pro Forma sheet.
• Straight-line depreciation: PV over the configured life within the 7-20y band of Circular 45/2013/TT-BTC; BESS over its own life.
• Battery replacement is CAPITALIZED, not expensed (VAS / Circular 45/2013): each replacement battery is a fixed asset depreciated straight-line over the 8-year BESS class life from its in-service (replacement) year, with each replacement year carrying its own schedule. The replacement cash outflow is unchanged - only the CIT deduction timing shifts from a single full deduction to the depreciation stream.
5. Simplifications register (disclosed for audit)
• Fixed FX over the analysis period - quantified on the FX Sensitivity sheet.
• Battery replacement depreciation is truncated at the analysis horizon: charges beyond the final year are simply not taken and the undepreciated remainder is not written off (no terminal disposal/salvage of the replaced or residual battery is modelled).
• VAT is out of scope (pass-through assumed for both parties).
• No working-capital, DSRA, or terminal/residual value is modelled.
• A single dispatch year (8760 h) is escalated; no re-dispatch in later years.
• REopt sizing is optimizer output and can vary slightly between solver versions; the financial post-processing is deterministic given results.json.
6. How to validate this workbook
• 1) Assumptions sheet: confirm every shaded input against the case file / contract term sheet.
• 2) Pro Forma (Audit): trace any line - formulas reference named cells (e.g. ESC_ENERGY, DEBT_RATE) and prior rows only.
• 3) Checks block: every metric shows Excel vs engine with PASS/REVIEW at stated tolerances (amounts $1, rates 5 bp, DSCR 0.005, payback 0.05 yr).
• 4) FX Sensitivity: rate cells are editable; Excel recomputes IRR/NPV live.
• 5) Technical sheets (Technical Results, Dispatch Profile, Load Duration, Settlement) are engine output for record. The Dispatch sheet's PV production factor (kWh/kW, PVWatts-derived) is the hourly solar-resource signal - REopt does not persist raw irradiance.
7. Key references
• ND57/2025 (DPPA decree) Art. 14-18 - settlement chain and eligibility.
• NSMO/CD7 simulation examples - k price-only conversion (Ví dụ 1), CfD cap on matched volume (Ví dụ 4).
• Law 67/2025/QH15 + Decree 320/2025/NĐ-CP - CIT rates, RE-producer preferential incentive, holiday & loss carryforward (legacy Circular 78/2014 Art. 9, 18 shape kept for the standard regime).
• Circular 45/2013/TT-BTC - fixed-asset depreciation bands.
• EVN retail tariff (current & QĐ963 TOU structures) as configured in the case file.

## Pro Forma (Audit)
Pro Forma (Audit) - every white cell is a live Excel formula
Shaded cells are hardcoded engine outputs (REopt dispatch / 8760-h settlement / tie-out reference). All other cells derive from the named cells on the Assumptions sheet. Currency: USD at the fixed contract FX rate.
TIMELINE & INDEXATION
Year | index | 0 | 1 | 2 | 3 | 4 | 5 | 6 | 7 | 8 | 9 | 10 | 11 | 12 | 13 | 14 | 15 | 16 | 17 | 18 | 19 | 20 | 21 | 22 | 23 | 24 | 25
EVN energy escalation factor | index
EVN capacity escalation factor | index
O&M escalation factor | index
PV degradation factor | index
DPPA fee / FMP escalation factor | index
CfD strike escalation factor | index
REVENUE (USD)
Generator FMP market revenue | USD
CfD strike leg (P_c × Q_cfd) | USD
CfD market offset (FMP × Q_cfd) | USD
CfD net settlement (to generator) | USD
Generator revenue (FMP + CfD net) | USD
Demand charge savings (total) | USD
ESCO share of demand savings | USD
Total developer revenue | USD
OPERATING COSTS (USD)
O&M | USD
Battery replacement (engine schedule) | USD |  | 0 | 0 | 0 | 0 | 0 | 0 | 0 | 0 | 0 | 0 | 165760 | 0 | 0 | 0 | 0 | 0 | 0 | 0 | 0 | 0 | 0 | 0 | 0 | 0 | 0
EBITDA | USD
DEBT SCHEDULE (USD)
Opening debt balance | USD
Interest | USD
Principal repayment | USD
Debt service | USD
Closing debt balance | USD
DEPRECIATION & VIETNAM CIT (USD)
PV depreciation (straight-line) | USD
BESS depreciation (straight-line) | USD
Replacement depreciation (in-service yr 11) | USD
Total depreciation | USD
Taxable income before loss relief (EBT) | USD
New tax loss arising | USD
Assessable income (pre-relief) | USD
Loss vintage aged 1y - available | USD | 1: 0
Loss vintage aged 2y - available | USD | 1: 0
Loss vintage aged 3y - available | USD | 1: 0
Loss vintage aged 4y - available | USD | 1: 0
Loss vintage aged 5y - available | USD | 1: 0
Loss vintage aged 5y - utilised | USD
Loss vintage aged 4y - utilised | USD
Loss vintage aged 3y - utilised | USD
Loss vintage aged 2y - utilised | USD
Loss vintage aged 1y - utilised | USD
Loss relief utilised (FIFO, ≤5y old) | USD
Taxable income after loss relief | USD
Profitable-to-date flag (starts CIT clock) | 0/1
CIT clock start year (first profit, capped) |  | 1: Circular 78/2014 Art. 18
Applicable base CIT rate (preferential window) | %
Applicable CIT rate | %
CIT payable | USD
CASH FLOW & COVERAGE (USD)
Cash available for debt service (CFADS) | USD
Project cash flow (unlevered, post-tax) | USD
Equity cash flow | USD
Cumulative equity cash flow | USD
DSCR (debt years) | x
OFFTAKER (BUYER) POSITION (USD)
BAU EVN bill (energy + demand) | USD
C_DN spot energy (Q_Khc × CFMP × K_pp) | USD
C_DPPA system service fee | USD
C_CL settlement adder | USD
C_BL retail shortfall (incl. degradation repurchase) | USD
Buyer cost with project | USD
Buyer savings vs BAU | USD
Buyer savings (% of BAU) | %
RETURN METRICS (Excel formulas)
Equity IRR
Project IRR (unlevered)
Equity NPV @ owner discount rate
Minimum DSCR (debt years) |  | 1: MIN ignores the blank non-debt years
Average DSCR (debt years)
First year cumulative equity CF ≥ 0
Simple equity payback |  | 1: years
ROI (cumulative equity CF / equity)
Buyer savings, years 1-10 (% of BAU)
CHECKS - EXCEL vs ENGINE (per-year tie-out)
Equity cash flow (engine) | USD | -908448 | 154668.0175 | 172031.5699 | 190027.1238 | 208677.729 | 214986.7988 | 233176.8174 | 251988.2151 | 271440.1916 | 290368.355 | 311160.7108 | 490990.0916 | 680337.3827 | 704783.8373 | 700254.2491 | 725132.1618 | 685554.1857 | 709308.6549 | 733928.7142 | 755301.9764 | 781749.2122 | 780773.1922 | 809183.5317 | 838629.5359 | 869149.0477 | 900781.2964
CFADS (engine) | USD |  | 477728.4589 | 495092.0113 | 513087.5652 | 531738.1705 | 538047.2402 | 556237.2589 | 575048.6565 | 594500.633 | 613428.7964 | 634221.1522 | 490990.0916 | 680337.3827 | 704783.8373 | 700254.2491 | 725132.1618 | 685554.1857 | 709308.6549 | 733928.7142 | 755301.9764 | 781749.2122 | 780773.1922 | 809183.5317 | 838629.5359 | 869149.0477 | 900781.2964
CIT (engine) | USD |  | 0 | 0 | 0 | 0 | 13020.4795 | 14863.7203 | 16814.9643 | 18881.6225 | 22255.6713 | 24577.6984 | 26004.9522 | 27246.3886 | 28533.0441 | 59733.1388 | 62497.3513 | 130724.5464 | 136663.1637 | 142818.1786 | 153341.4941 | 159953.303 | 195193.298 | 202295.8829 | 209657.384 | 217287.2619 | 225195.3241
Max ¦Excel − engine¦ this year | USD
Check |  | 0: Excel; 1: Engine; 2: Delta; 3: Status
Per-year cash flow tie-out (max delta, all years) |  | 1: 0
Equity IRR |  | 1: 26.66%
Project IRR |  | 1: 18.15%
Equity NPV |  | 1: 2505981.4499
Minimum DSCR |  | 1: 1.4788
Average DSCR |  | 1: 1.7115
Simple equity payback |  | 1: 4.8514
ROI |  | 1: 1482%
Buyer savings, years 1-10 (% of BAU) |  | 1: -11.69%

## FX Sensitivity
FX Sensitivity - VND depreciation vs USD returns
Cash flows are VND-denominated (EVN tariff / DPPA settlement) but reported in USD at the fixed contract rate. Each scenario deflates the year-t USD equity cash flow by (1+d)^t. Debt is assumed VND-denominated, so DSCR is unchanged. The rate cells are editable; engine columns validate the default scenarios.
VND depreciation (per year) | Equity IRR (USD) | Equity NPV (USD) | Equity IRR (engine) | Equity NPV (engine) | Status
0% |  |  | 26.66% | 2505981.4499
1% |  |  | 25.4% | 2119223.1849
2% |  |  | 24.17% | 1791170.9174
3% |  |  | 22.97% | 1511557.0133
Helper - FX-adjusted equity cash flow per scenario (USD): CF_t / (1 + d)^t
| 0 | 1 | 2 | 3 | 4 | 5 | 6 | 7 | 8 | 9 | 10 | 11 | 12 | 13 | 14 | 15 | 16 | 17 | 18 | 19 | 20 | 21 | 22 | 23 | 24 | 25

## Buyer Analysis
Buyer Analysis - Cost vs Business-As-Usual
Annual electricity cost with the project compared against the EVN-only baseline (USD)
Year 1 Snapshot
| Year 1 BAU Cost (USD) | 769044.53
| Year 1 Cost With Project (USD) | 858484.6285
| Year 1 Savings (USD) | -89440.0985
| Year 1 Savings (% of BAU) | -11.63%
| of which C_DN spot energy (USD) | 224264.4686
| of which C_DPPA + C_CL fees (USD) | 83846.3266
| of which C_BL retail shortfall (USD) | 442838.1248
| of which CfD payment, net (USD) | 107535.7085 | Positive = buyer pays generator
| First 10 Years Savings (USD) | -1078994.6341 | Cumulative, years 1-10
| First 10 Years Savings (% of BAU) | -11.69%
| Lifetime Savings (USD) | -3775472.9331 | Cumulative over analysis period
| Lifetime Savings (% of BAU) | -11.79%
Year | BAU Cost (USD) | Cost With Project (USD) | Savings (USD) | Savings (% of BAU) | Cumulative Savings (USD)
1 | 769044.53 | 858484.6285 | -89440.0985 | -11.63% | -89440.0985
2 | 799806.3112 | 892918.1109 | -93111.7997 | -11.64% | -182551.8982
3 | 831798.5636 | 928732.2071 | -96933.6434 | -11.65% | -279485.5416
4 | 865070.5062 | 965982.2557 | -100911.7495 | -11.67% | -380397.2911
5 | 899673.3264 | 1004725.8127 | -105052.4862 | -11.68% | -485449.7773
6 | 935660.2595 | 1045022.7404 | -109362.4809 | -11.69% | -594812.2582
7 | 973086.6699 | 1086935.3001 | -113848.6302 | -11.7% | -708660.8884
8 | 1012010.1367 | 1130528.2475 | -118518.1108 | -11.71% | -827178.9992
9 | 1052490.5421 | 1175868.9335 | -123378.3913 | -11.72% | -950557.3905
10 | 1094590.1638 | 1223027.4074 | -128437.2436 | -11.73% | -1078994.6341
11 | 1138373.7704 | 1272076.5257 | -133702.7553 | -11.75% | -1212697.3894
12 | 1183908.7212 | 1323092.0638 | -139183.3426 | -11.76% | -1351880.732
13 | 1231265.07 | 1376152.8337 | -144887.7636 | -11.77% | -1496768.4956
14 | 1280515.6728 | 1431340.805 | -150825.1321 | -11.78% | -1647593.6278
15 | 1331736.2998 | 1488741.2318 | -157004.932 | -11.79% | -1804598.5598
16 | 1385005.7517 | 1548442.7841 | -163437.0324 | -11.8% | -1968035.5922
17 | 1440405.9818 | 1610537.6848 | -170131.703 | -11.81% | -2138167.2952
18 | 1498022.2211 | 1675121.8517 | -177099.6306 | -11.82% | -2315266.9258
19 | 1557943.1099 | 1742295.0458 | -184351.9359 | -11.83% | -2499618.8617
20 | 1620260.8343 | 1812161.0252 | -191900.1909 | -11.84% | -2691519.0525
21 | 1685071.2677 | 1884827.7052 | -199756.4375 | -11.85% | -2891275.49
22 | 1752474.1184 | 1960407.3246 | -207933.2062 | -11.87% | -3099208.6962
23 | 1822573.0832 | 2039016.6195 | -216443.5363 | -11.88% | -3315652.2325
24 | 1895476.0065 | 2120777.0026 | -225300.9961 | -11.89% | -3540953.2286
25 | 1971295.0467 | 2205814.7512 | -234519.7045 | -11.9% | -3775472.9331

## Developer Returns
Developer Returns - Financing & Cash Flow
Seller/ESCO investment case: sources & uses, return metrics and annual equity cash flow (USD)
Sources & Uses
| Total Investment (USD) | 3028160
| Debt Principal (USD) | 2119712
| Equity Investment (USD) | 908448
Return Metrics
| Equity IRR | 26.66%
| Project IRR | 18.15%
| NPV (USD) | 2505981.4499 | At owner discount rate
| Minimum DSCR (debt years) | 1.4788
| Average DSCR | 1.7115
| Simple Payback (Years) | 4.8514
| ROI (cumulative equity CF / equity) | 1482%
Year | Revenue (USD) | O&M + Replacement (USD) | CIT (USD) | CFADS (USD) | Debt Service (USD) | DSCR | Equity Cash Flow (USD) | Cumulative Equity CF (USD)
1 | 515106.8589 | 37378.4 | 0 | 477728.4589 | 323060.4414 | 1.4788 | 154668.0175 | -753779.9825
2 | 533591.7633 | 38499.752 | 0 | 495092.0113 | 323060.4414 | 1.5325 | 172031.5699 | -581748.4127
3 | 552742.3097 | 39654.7446 | 0 | 513087.5652 | 323060.4414 | 1.5882 | 190027.1238 | -391721.2889
4 | 572582.5574 | 40844.3869 | 0 | 531738.1705 | 323060.4414 | 1.6459 | 208677.729 | -183043.5599
5 | 593137.4382 | 42069.7185 | 13020.4795 | 538047.2402 | 323060.4414 | 1.6655 | 214986.7988 | 31943.2389
6 | 614432.7892 | 43331.8101 | 14863.7203 | 556237.2589 | 323060.4414 | 1.7218 | 233176.8174 | 265120.0564
7 | 636495.3852 | 44631.7644 | 16814.9643 | 575048.6565 | 323060.4414 | 1.78 | 251988.2151 | 517108.2715
8 | 659352.9728 | 45970.7173 | 18881.6225 | 594500.633 | 323060.4414 | 1.8402 | 271440.1916 | 788548.4631
9 | 683034.3065 | 47349.8388 | 22255.6713 | 613428.7964 | 323060.4414 | 1.8988 | 290368.355 | 1078916.8181
10 | 707569.1846 | 48770.334 | 24577.6984 | 634221.1522 | 323060.4414 | 1.9632 | 311160.7108 | 1390077.5289
11 | 732988.4878 | 215993.444 | 26004.9522 | 490990.0916 | 0 |  | 490990.0916 | 1881067.6205
12 | 759324.2186 | 51740.4473 | 27246.3886 | 680337.3827 | 0 |  | 680337.3827 | 2561405.0032
13 | 786609.5421 | 53292.6607 | 28533.0441 | 704783.8373 | 0 |  | 704783.8373 | 3266188.8405
14 | 814878.8284 | 54891.4406 | 59733.1388 | 700254.2491 | 0 |  | 700254.2491 | 3966443.0896
15 | 844167.6969 | 56538.1838 | 62497.3513 | 725132.1618 | 0 |  | 725132.1618 | 4691575.2514
16 | 874513.0615 | 58234.3293 | 130724.5464 | 685554.1857 | 0 |  | 685554.1857 | 5377129.4371
17 | 905953.1778 | 59981.3592 | 136663.1637 | 709308.6549 | 0 |  | 709308.6549 | 6086438.0921
18 | 938527.6927 | 61780.7999 | 142818.1786 | 733928.7142 | 0 |  | 733928.7142 | 6820366.8063
19 | 972277.6945 | 63634.2239 | 153341.4941 | 755301.9764 | 0 |  | 755301.9764 | 7575668.7827
20 | 1007245.7659 | 65543.2507 | 159953.303 | 781749.2122 | 0 |  | 781749.2122 | 8357417.9949
21 | 1043476.0384 | 67509.5482 | 195193.298 | 780773.1922 | 0 |  | 780773.1922 | 9138191.1871
22 | 1081014.2492 | 69534.8346 | 202295.8829 | 809183.5317 | 0 |  | 809183.5317 | 9947374.7188
23 | 1119907.7996 | 71620.8797 | 209657.384 | 838629.5359 | 0 |  | 838629.5359 | 10786004.2547
24 | 1160205.8157 | 73769.506 | 217287.2619 | 869149.0477 | 0 |  | 869149.0477 | 11655153.3024
25 | 1201959.2117 | 75982.5912 | 225195.3241 | 900781.2964 | 0 |  | 900781.2964 | 12555934.5988

## Technical Results
Metric | Value
System Sizing
PV Size (kW) | 5914
Battery Power (kW) | 592
Battery Energy (kWh) | 1184
Annual Energy Balance (Year 1)
PV to Load (kWh) | 4046256.9802
PV to Storage (kWh) | 395030.9072
PV to Grid (kWh) | 0
Storage to Load (kWh) | 355312.4705
Grid to Load (kWh) | 5145974.614
PV Curtailed (kWh) | 3885875.972
Grid to Storage (kWh) | 0
Year-1 Utility Bill Comparison
BAU Utility Bill (USD) | 769044.53
Optimized Utility Bill (USD) | 428595.5022
Utility Bill Savings (USD) | 340449.0278
BAU Demand Charge (USD) | 0
Optimized Demand Charge (USD) | 0
Demand Charge Savings (USD) | 0

## Dispatch Profile
Hour | Load (kW) | PV Irradiation (W/m²) | PV Generation Total (kW) | PV to Load (kW) | PV to Storage (kW) | PV to Grid (kW) | PV Curtailed (kW) | Grid to Load (kW) | Grid to Storage (kW) | Storage to Load (kW)
1 | 1020 | 0 | 0 | 0 | 0 | 0 | 0 | 1020 | 0 | 0
2 | 1078.4 | 0 | 0 | 0 | 0 | 0 | 0 | 1078.4 | 0 | 0
3 | 906.4 | 0 | 0 | 0 | 0 | 0 | 0 | 906.4 | 0 | 0
4 | 860.8 | 0 | 0 | 0 | 0 | 0 | 0 | 860.8 | 0 | 0
5 | 996.8 | 0 | 0 | 0 | 0 | 0 | 0 | 996.8 | 0 | 0
6 | 983.2 | 0 | 0 | 0 | 0 | 0 | 0 | 983.2 | 0 | 0
7 | 586.4 | 0 | 17.3455 | 17.3455 | 0 | 0 | 0 | 233.169 | 0 | 353.3572
8 | 104.269 | 0 | 536.7194 | 109.4264 | -427.2929 | 0 | 0 | 0 | 0 | 0
9 | 89.172 | 0 | 1255.9739 | 93.5827 | -621.2819 | 0 | 541.1093 | 0 | 0 | 0
10 | 105.232 | 0 | 2330.163 | 110.4371 | -0.086056 | 0 | 2219.6399 | 0 | 0 | 0
11 | 89.626 | 0 | 2600.2023 | 94.0591 | 0 | 0 | 2506.1432 | 0 | 0 | 0
12 | 119.641 | 0 | 2146.9709 | 125.5588 | 0 | 0 | 2021.4121 | 0 | 0 | 0
13 | 82.892 | 0 | 1602.327 | 86.9921 | 0 | 0 | 1515.3349 | 0 | 0 | 0
14 | 87.738 | 0 | 1490.4994 | 92.0778 | 0 | 0 | 1398.4216 | 0 | 0 | 0
15 | 106.186 | 0 | 1025.5591 | 111.4382 | 0 | 0 | 914.1208 | 0 | 0 | 0
16 | 98.846 | 0 | 913.1627 | 103.7352 | 0 | 0 | 809.4275 | 0 | 0 | 0
17 | 88.262 | 0 | 529.8233 | 92.6277 | 0 | 0 | 437.1957 | 0 | 0 | 0
18 | 94.791 | 0 | 8.8533 | 8.8533 | 0 | 0 | 0 | 0 | 0 | 90.6264
19 | 90.4 | 0 | 0 | 0 | 0 | 0 | 0 | 0 | 0 | 94.8714
20 | 96 | 0 | 0 | 0 | 0 | 0 | 0 | 0 | 0 | 100.7484
21 | 87.2 | 0 | 0 | 0 | 0 | 0 | 0 | 0 | 0 | 91.5131
22 | 92 | 0 | 0 | 0 | 0 | 0 | 0 | 0 | 0 | 96.5506
23 | 88 | 0 | 0 | 0 | 0 | 0 | 0 | 0 | 0 | 92.3527
24 | 91.2 | 0 | 0 | 0 | 0 | 0 | 0 | 0 | 0 | 95.711
25 | 86.4 | 0 | 0 | 0 | 0 | 0 | 0 | 86.4 | 0 | 0
26 | 93.6 | 0 | 0 | 0 | 0 | 0 | 0 | 93.6 | 0 | 0
27 | 86.4 | 0 | 0 | 0 | 0 | 0 | 0 | 86.4 | 0 | 0
28 | 89.6 | 0 | 0 | 0 | 0 | 0 | 0 | 48.041 | 0 | 43.6146
29 | 83.2 | 0 | 0 | 0 | 0 | 0 | 0 | 0 | 0 | 87.3153
30 | 92 | 0 | 0 | 0 | 0 | 0 | 0 | 0 | 0 | 96.5506
31 | 76.8 | 0 | 28.1686 | 28.1686 | 0 | 0 | 0 | 0 | 0 | 52.4301
32 | 84.462 | 0 | 102.436 | 88.6397 | -13.7962 | 0 | 0 | 0 | 0 | 0
33 | 178.704 | 0 | 457.6728 | 187.5432 | -270.1296 | 0 | 0 | 0 | 0 | 0
34 | 122.023 | 0 | 528.2271 | 128.0586 | -400.1685 | 0 | 0 | 0 | 0 | 0
35 | 151.211 | 0 | 681.9083 | 158.6914 | -364.5666 | 0 | 158.6504 | 0 | 0 | 0
36 | 234.813 | 0 | 896.5507 | 246.4275 | 0 | 0 | 650.1233 | 0 | 0 | 0
37 | 410.829 | 0 | 1181.9784 | 431.1497 | 0 | 0 | 750.8286 | 0 | 0 | 0
38 | 797.587 | 0 | 861.4567 | 837.0378 | 0 | 0 | 24.4189 | 0 | 0 | 0
39 | 1144.168 | 0 | 570.7251 | 570.7251 | 0 | 0 | 0 | 600.342 | 0 | 0
40 | 1195.968 | 0 | 129.5814 | 129.5814 | 0 | 0 | 0 | 1072.494 | 0 | 0
41 | 1539.811 | 0 | 149.1811 | 149.1811 | 0 | 0 | 0 | 1397.661 | 0 | 0
42 | 1385.46 | 0 | 0 | 0 | 0 | 0 | 0 | 1385.46 | 0 | 0
43 | 1622.4 | 0 | 0 | 0 | 0 | 0 | 0 | 1622.4 | 0 | 0
44 | 953.6 | 0 | 0 | 0 | 0 | 0 | 0 | 953.6 | 0 | 0
45 | 1364 | 0 | 0 | 0 | 0 | 0 | 0 | 1364 | 0 | 0
46 | 1566.4 | 0 | 0 | 0 | 0 | 0 | 0 | 1260.526 | 0 | 321.0034
47 | 1546.4 | 0 | 0 | 0 | 0 | 0 | 0 | 954.4 | 0 | 621.2819
48 | 1576 | 0 | 0 | 0 | 0 | 0 | 0 | 1576 | 0 | 0
49 | 1492 | 0 | 0 | 0 | 0 | 0 | 0 | 1492 | 0 | 0
50 | 1759.2 | 0 | 0 | 0 | 0 | 0 | 0 | 1759.2 | 0 | 0
51 | 1702.4 | 0 | 0 | 0 | 0 | 0 | 0 | 1702.4 | 0 | 0
52 | 1202.4 | 0 | 0 | 0 | 0 | 0 | 0 | 1202.4 | 0 | 0
53 | 1508.8 | 0 | 0 | 0 | 0 | 0 | 0 | 1508.8 | 0 | 0
54 | 1304 | 0 | 0 | 0 | 0 | 0 | 0 | 1304 | 0 | 0
55 | 1408 | 0 | 80.0751 | 80.0751 | 0 | 0 | 0 | 1331.699 | 0 | 0
56 | 1348.873 | 0 | 583.0489 | 583.0489 | 0 | 0 | 0 | 793.304 | 0 | 0
57 | 1465.448 | 0 | 1280.8776 | 1280.8776 | 0 | 0 | 0 | 244.94 | 0 | 0
58 | 1762.864 | 0 | 1735.1732 | 1735.1732 | 0 | 0 | 0 | 109.472 | 0 | 0
59 | 1691.064 | 0 | 1232.85 | 1232.85 | 0 | 0 | 0 | 516.32 | 0 | 0
60 | 1680.269 | 0 | 2378.9063 | 1763.3796 | -615.5267 | 0 | 0 | 0 | 0 | 0
61 | 1623.593 | 0 | 2004.734 | 1703.9003 | -300.8337 | 0 | 0 | 0 | 0 | 0
62 | 1593.084 | 0 | 2231.015 | 1671.8822 | -132.3005 | 0 | 426.8322 | 0 | 0 | 0
63 | 1600.536 | 0 | 595.2028 | 595.2028 | 0 | 0 | 0 | 1033.386 | 0 | 0
64 | 2071.826 | 0 | 896.5392 | 896.5392 | 0 | 0 | 0 | 1217.542 | 0 | 0
65 | 1766.78 | 0 | 758.1749 | 758.1749 | 0 | 0 | 0 | 1044.339 | 0 | 0
66 | 1972.144 | 0 | 45.638 | 45.638 | 0 | 0 | 0 | 1928.657 | 0 | 0
67 | 1702.4 | 0 | 0 | 0 | 0 | 0 | 0 | 1702.4 | 0 | 0
68 | 1880.8 | 0 | 0 | 0 | 0 | 0 | 0 | 1880.8 | 0 | 0
69 | 1820 | 0 | 0 | 0 | 0 | 0 | 0 | 1820 | 0 | 0
70 | 1544 | 0 | 0 | 0 | 0 | 0 | 0 | 1238.126 | 0 | 321.0034
71 | 1548 | 0 | 0 | 0 | 0 | 0 | 0 | 956 | 0 | 621.2819
72 | 1748 | 0 | 0 | 0 | 0 | 0 | 0 | 1748 | 0 | 0
73 | 1668.8 | 0 | 0 | 0 | 0 | 0 | 0 | 1668.8 | 0 | 0
74 | 1640 | 0 | 0 | 0 | 0 | 0 | 0 | 1640 | 0 | 0
75 | 1404.8 | 0 | 0 | 0 | 0 | 0 | 0 | 1404.8 | 0 | 0
76 | 1329.6 | 0 | 0 | 0 | 0 | 0 | 0 | 1329.6 | 0 | 0
77 | 1424 | 0 | 0 | 0 | 0 | 0 | 0 | 1424 | 0 | 0
78 | 1144.8 | 0 | 0 | 0 | 0 | 0 | 0 | 1144.8 | 0 | 0
79 | 1503.2 | 0 | 127.3817 | 127.3817 | 0 | 0 | 0 | 1381.822 | 0 | 0
80 | 1213.663 | 0 | 950.3504 | 950.3504 | 0 | 0 | 0 | 308.104 | 0 | 0
81 | 1603.942 | 0 | 2294.7384 | 1683.2773 | -611.461 | 0 | 0 | 0 | 0 | 0
82 | 1563.398 | 0 | 2903.6671 | 1640.7279 | -437.1999 | 0 | 825.7393 | 0 | 0 | 0
83 | 1507.155 | 0 | 3587.2787 | 1581.703 | 0 | 0 | 2005.5757 | 0 | 0 | 0
84 | 1580.699 | 0 | 3514.0451 | 1658.8846 | 0 | 0 | 1855.1604 | 0 | 0 | 0
85 | 1729.469 | 0 | 3414.3828 | 1815.0132 | 0 | 0 | 1599.3696 | 0 | 0 | 0
86 | 1487.795 | 0 | 3583.8133 | 1561.3854 | 0 | 0 | 2022.428 | 0 | 0 | 0
87 | 1353.09 | 0 | 2622.4919 | 1420.0175 | 0 | 0 | 1202.4744 | 0 | 0 | 0
88 | 1713.845 | 0 | 2341.5769 | 1798.6164 | 0 | 0 | 542.9605 | 0 | 0 | 0
89 | 1749.959 | 0 | 1160.6344 | 1160.6344 | 0 | 0 | 0 | 644.027 | 0 | 0
90 | 1614.836 | 0 | 85.7348 | 85.7348 | 0 | 0 | 0 | 1533.142 | 0 | 0
91 | 1603.201 | 0 | 0 | 0 | 0 | 0 | 0 | 1603.201 | 0 | 0
92 | 1192 | 0 | 0 | 0 | 0 | 0 | 0 | 1192 | 0 | 0
93 | 1322.4 | 0 | 0 | 0 | 0 | 0 | 0 | 1322.4 | 0 | 0
94 | 1403.2 | 0 | 0 | 0 | 0 | 0 | 0 | 1097.326 | 0 | 321.0034
95 | 1576.8 | 0 | 0 | 0 | 0 | 0 | 0 | 984.8 | 0 | 621.2819
96 | 1240.8 | 0 | 0 | 0 | 0 | 0 | 0 | 1240.8 | 0 | 0
97 | 1476 | 0 | 0 | 0 | 0 | 0 | 0 | 1476 | 0 | 0
98 | 1014.4 | 0 | 0 | 0 | 0 | 0 | 0 | 1014.4 | 0 | 0
99 | 1200.8 | 0 | 0 | 0 | 0 | 0 | 0 | 1200.8 | 0 | 0
100 | 1056 | 0 | 0 | 0 | 0 | 0 | 0 | 1056 | 0 | 0
101 | 1512.8 | 0 | 0 | 0 | 0 | 0 | 0 | 1512.8 | 0 | 0
102 | 1194.4 | 0 | 0 | 0 | 0 | 0 | 0 | 1194.4 | 0 | 0
103 | 1352.8 | 0 | 124.3005 | 124.3005 | 0 | 0 | 0 | 1234.358 | 0 | 0
104 | 1276.497 | 0 | 1256.5658 | 1256.5658 | 0 | 0 | 0 | 79.155 | 0 | 0
105 | 1178.106 | 0 | 2456.6169 | 1236.3783 | -621.2819 | 0 | 598.9567 | 0 | 0 | 0
106 | 1381.448 | 0 | 3340.0441 | 1449.7782 | -427.379 | 0 | 1462.887 | 0 | 0 | 0
107 | 1214.49 | 0 | 3918.1669 | 1274.562 | 0 | 0 | 2643.6049 | 0 | 0 | 0
108 | 1201.671 | 0 | 4215.7767 | 1261.1089 | 0 | 0 | 2954.6678 | 0 | 0 | 0
109 | 1248.417 | 0 | 4200.3359 | 1310.1671 | 0 | 0 | 2890.1689 | 0 | 0 | 0
110 | 1246.649 | 0 | 3881.9793 | 1308.3116 | 0 | 0 | 2573.6677 | 0 | 0 | 0
111 | 987.594 | 0 | 3290.5137 | 1036.4431 | 0 | 0 | 2254.0706 | 0 | 0 | 0
112 | 489.888 | 0 | 2406.4778 | 514.1192 | 0 | 0 | 1892.3586 | 0 | 0 | 0
113 | 193.991 | 0 | 1210.2824 | 203.5863 | 0 | 0 | 1006.696 | 0 | 0 | 0
114 | 170.644 | 0 | 93.6656 | 93.6656 | 0 | 0 | 0 | 0 | 0 | 85.4189
115 | 118.4 | 0 | 0 | 0 | 0 | 0 | 0 | 0 | 0 | 124.2564
116 | 127.2 | 0 | 0 | 0 | 0 | 0 | 0 | 0 | 0 | 133.4917
117 | 100.8 | 0 | 0 | 0 | 0 | 0 | 0 | 0 | 0 | 105.7858
118 | 94.4 | 0 | 0 | 0 | 0 | 0 | 0 | 0 | 0 | 99.0693
119 | 94.4 | 0 | 0 | 0 | 0 | 0 | 0 | 0 | 0 | 99.0693
120 | 99.2 | 0 | 0 | 0 | 0 | 0 | 0 | 0 | 0 | 104.1067
121 | 92.8 | 0 | 0 | 0 | 0 | 0 | 0 | 92.8 | 0 | 0
122 | 91.2 | 0 | 0 | 0 | 0 | 0 | 0 | 91.2 | 0 | 0
123 | 85.6 | 0 | 0 | 0 | 0 | 0 | 0 | 85.6 | 0 | 0
124 | 93.6 | 0 | 0 | 0 | 0 | 0 | 0 | 93.6 | 0 | 0
125 | 89.6 | 0 | 0 | 0 | 0 | 0 | 0 | 1.119 | 0 | 92.8575
126 | 93.6 | 0 | 0 | 0 | 0 | 0 | 0 | 0 | 0 | 98.2297
127 | 81.6 | 0 | 145.7567 | 85.6362 | -60.1206 | 0 | 0 | 0 | 0 | 0
128 | 95.06 | 0 | 1022.2228 | 99.7619 | -621.2819 | 0 | 301.179 | 0 | 0 | 0
129 | 615.277 | 0 | 2246.2668 | 645.7103 | -367.2584 | 0 | 1233.2981 | 0 | 0 | 0
130 | 1487.855 | 0 | 2057.2911 | 1561.4483 | 0 | 0 | 495.8428 | 0 | 0 | 0
131 | 1570.749 | 0 | 3859.9375 | 1648.4425 | 0 | 0 | 2211.495 | 0 | 0 | 0
132 | 1374.539 | 0 | 4106.2852 | 1442.5274 | 0 | 0 | 2663.7578 | 0 | 0 | 0
133 | 1744.337 | 0 | 3403.9386 | 1830.6166 | 0 | 0 | 1573.322 | 0 | 0 | 0
134 | 1288.096 | 0 | 1968.0669 | 1351.8087 | 0 | 0 | 616.2581 | 0 | 0 | 0
135 | 1540.824 | 0 | 3086.3565 | 1617.0373 | 0 | 0 | 1469.3191 | 0 | 0 | 0
136 | 1378.996 | 0 | 1810.5121 | 1447.2049 | 0 | 0 | 363.3072 | 0 | 0 | 0
137 | 1206.845 | 0 | 799.5374 | 799.5374 | 0 | 0 | 0 | 444.991 | 0 | 0
138 | 1353.643 | 0 | 88.1895 | 88.1895 | 0 | 0 | 0 | 1269.61 | 0 | 0
139 | 1672.005 | 0 | 0 | 0 | 0 | 0 | 0 | 1672.005 | 0 | 0
140 | 1202.4 | 0 | 0 | 0 | 0 | 0 | 0 | 1202.4 | 0 | 0
141 | 1490.4 | 0 | 0 | 0 | 0 | 0 | 0 | 1490.4 | 0 | 0
142 | 825.6 | 0 | 0 | 0 | 0 | 0 | 0 | 519.726 | 0 | 321.0034
143 | 1327.2 | 0 | 0 | 0 | 0 | 0 | 0 | 735.2 | 0 | 621.2819
144 | 1368.8 | 0 | 0 | 0 | 0 | 0 | 0 | 1368.8 | 0 | 0
145 | 1056 | 0 | 0 | 0 | 0 | 0 | 0 | 1056 | 0 | 0
146 | 1168.8 | 0 | 0 | 0 | 0 | 0 | 0 | 1168.8 | 0 | 0
147 | 1128 | 0 | 0 | 0 | 0 | 0 | 0 | 1128 | 0 | 0
148 | 982.4 | 0 | 0 | 0 | 0 | 0 | 0 | 982.4 | 0 | 0
149 | 904 | 0 | 0 | 0 | 0 | 0 | 0 | 904 | 0 | 0
150 | 892.8 | 0 | 0 | 0 | 0 | 0 | 0 | 892.8 | 0 | 0
151 | 1122.4 | 0 | 134.1654 | 134.1654 | 0 | 0 | 0 | 994.558 | 0 | 0
152 | 820.686 | 0 | 1340.5438 | 861.2793 | -479.2644 | 0 | 0 | 0 | 0 | 0
153 | 1276.219 | 0 | 2554.6294 | 1339.3442 | -569.3965 | 0 | 645.8887 | 0 | 0 | 0
154 | 1102.819 | 0 | 3418.7654 | 1157.3674 | 0 | 0 | 2261.398 | 0 | 0 | 0
155 | 1394.158 | 0 | 3982.1736 | 1463.1168 | 0 | 0 | 2519.0568 | 0 | 0 | 0
156 | 1343.063 | 0 | 4248.5525 | 1409.4945 | 0 | 0 | 2839.0579 | 0 | 0 | 0
157 | 1117.045 | 0 | 4225.5766 | 1172.2971 | 0 | 0 | 3053.2795 | 0 | 0 | 0
158 | 1320.721 | 0 | 3894.6474 | 1386.0474 | 0 | 0 | 2508.6 | 0 | 0 | 0
159 | 965.839 | 0 | 3300.2601 | 1013.612 | 0 | 0 | 2286.648 | 0 | 0 | 0
160 | 1201.115 | 0 | 2443.5941 | 1260.5254 | 0 | 0 | 1183.0688 | 0 | 0 | 0
161 | 1181.242 | 0 | 1257.7013 | 1239.6694 | 0 | 0 | 18.0319 | 0 | 0 | 0
162 | 1081.511 | 0 | 121.0062 | 121.0062 | 0 | 0 | 0 | 966.208 | 0 | 0
163 | 1008 | 0 | 0 | 0 | 0 | 0 | 0 | 1008 | 0 | 0
164 | 1229.6 | 0 | 0 | 0 | 0 | 0 | 0 | 1229.6 | 0 | 0
165 | 845.6 | 0 | 0 | 0 | 0 | 0 | 0 | 845.6 | 0 | 0
166 | 1182.4 | 0 | 0 | 0 | 0 | 0 | 0 | 876.526 | 0 | 321.0034
167 | 1105.6 | 0 | 0 | 0 | 0 | 0 | 0 | 513.6 | 0 | 621.2819
168 | 876.8 | 0 | 0 | 0 | 0 | 0 | 0 | 876.8 | 0 | 0
169 | 1152.8 | 0 | 0 | 0 | 0 | 0 | 0 | 1152.8 | 0 | 0
170 | 1130.4 | 0 | 0 | 0 | 0 | 0 | 0 | 1130.4 | 0 | 0
171 | 1128.8 | 0 | 0 | 0 | 0 | 0 | 0 | 1128.8 | 0 | 0
172 | 1064.8 | 0 | 0 | 0 | 0 | 0 | 0 | 1064.8 | 0 | 0
173 | 1179.2 | 0 | 0 | 0 | 0 | 0 | 0 | 1179.2 | 0 | 0
174 | 769.6 | 0 | 0 | 0 | 0 | 0 | 0 | 769.6 | 0 | 0
175 | 1032.8 | 0 | 122 | 122 | 0 | 0 | 0 | 916.55 | 0 | 0
176 | 1022.571 | 0 | 979.4593 | 979.4593 | 0 | 0 | 0 | 89.275 | 0 | 0
177 | 1349.006 | 0 | 1097.2122 | 1097.2122 | 0 | 0 | 0 | 303.507 | 0 | 0
178 | 1477.914 | 0 | 820.4962 | 820.4962 | 0 | 0 | 0 | 696.089 | 0 | 0
179 | 1484.496 | 0 | 654.5856 | 654.5856 | 0 | 0 | 0 | 860.762 | 0 | 0
180 | 1349.631 | 0 | 1043.5899 | 1043.5899 | 0 | 0 | 0 | 355.227 | 0 | 0
181 | 1462.071 | 0 | 1462.7925 | 1462.7925 | 0 | 0 | 0 | 68.222 | 0 | 0
182 | 1295.145 | 0 | 2856.5861 | 1359.2064 | -621.2819 | 0 | 876.0978 | 0 | 0 | 0
183 | 1332.189 | 0 | 2899.126 | 1398.0837 | -427.379 | 0 | 1073.6633 | 0 | 0 | 0
184 | 1434.587 | 0 | 1109.301 | 1109.301 | 0 | 0 | 0 | 377.569 | 0 | 0
185 | 1105.581 | 0 | 688.8631 | 688.8631 | 0 | 0 | 0 | 449.185 | 0 | 0
186 | 1217.803 | 0 | 24.3538 | 24.3538 | 0 | 0 | 0 | 1194.597 | 0 | 0
187 | 1003.211 | 0 | 0 | 0 | 0 | 0 | 0 | 1003.211 | 0 | 0
188 | 1195.2 | 0 | 0 | 0 | 0 | 0 | 0 | 1195.2 | 0 | 0
189 | 1054.4 | 0 | 0 | 0 | 0 | 0 | 0 | 1054.4 | 0 | 0
190 | 1257.6 | 0 | 0 | 0 | 0 | 0 | 0 | 951.726 | 0 | 321.0034
191 | 1286.4 | 0 | 0 | 0 | 0 | 0 | 0 | 694.4 | 0 | 621.2819
192 | 1148 | 0 | 0 | 0 | 0 | 0 | 0 | 1148 | 0 | 0
193 | 1193.6 | 0 | 0 | 0 | 0 | 0 | 0 | 1193.6 | 0 | 0
194 | 937.6 | 0 | 0 | 0 | 0 | 0 | 0 | 937.6 | 0 | 0
195 | 1222.4 | 0 | 0 | 0 | 0 | 0 | 0 | 1222.4 | 0 | 0
196 | 1073.6 | 0 | 0 | 0 | 0 | 0 | 0 | 1073.6 | 0 | 0
197 | 942.4 | 0 | 0 | 0 | 0 | 0 | 0 | 942.4 | 0 | 0
198 | 1051.2 | 0 | 0 | 0 | 0 | 0 | 0 | 1051.2 | 0 | 0
199 | 951.2 | 0 | 111.0237 | 111.0237 | 0 | 0 | 0 | 845.409 | 0 | 0
200 | 1114.771 | 0 | 1105.2973 | 1105.2973 | 0 | 0 | 0 | 61.568 | 0 | 0
201 | 1167.854 | 0 | 2471.6914 | 1225.6192 | -621.2819 | 0 | 624.7903 | 0 | 0 | 0
202 | 1664.173 | 0 | 3301.3368 | 1746.4875 | -427.379 | 0 | 1127.4703 | 0 | 0 | 0
203 | 1338.632 | 0 | 3841.0303 | 1404.8444 | 0 | 0 | 2436.186 | 0 | 0 | 0
204 | 1317.153 | 0 | 4111.7613 | 1382.3029 | 0 | 0 | 2729.4583 | 0 | 0 | 0
205 | 1355.422 | 0 | 4082.4928 | 1422.4648 | 0 | 0 | 2660.028 | 0 | 0 | 0
206 | 1226.996 | 0 | 2949.7972 | 1287.6865 | 0 | 0 | 1662.1107 | 0 | 0 | 0
207 | 1258.144 | 0 | 2371.8329 | 1320.3752 | 0 | 0 | 1051.4577 | 0 | 0 | 0
208 | 1216.588 | 0 | 1243.9806 | 1243.9806 | 0 | 0 | 0 | 31.238 | 0 | 0
209 | 1274.12 | 0 | 995.9527 | 995.9527 | 0 | 0 | 0 | 325.108 | 0 | 0
210 | 1113.621 | 0 | 102.2827 | 102.2827 | 0 | 0 | 0 | 1016.159 | 0 | 0
211 | 1163.2 | 0 | 0 | 0 | 0 | 0 | 0 | 1163.2 | 0 | 0
212 | 1064 | 0 | 0 | 0 | 0 | 0 | 0 | 1064 | 0 | 0
213 | 1449.6 | 0 | 0 | 0 | 0 | 0 | 0 | 1449.6 | 0 | 0
214 | 1246.4 | 0 | 0 | 0 | 0 | 0 | 0 | 940.526 | 0 | 321.0034
215 | 1491.2 | 0 | 0 | 0 | 0 | 0 | 0 | 899.2 | 0 | 621.2819
216 | 1336.8 | 0 | 0 | 0 | 0 | 0 | 0 | 1336.8 | 0 | 0
217 | 1711.2 | 0 | 0 | 0 | 0 | 0 | 0 | 1711.2 | 0 | 0
218 | 1122.4 | 0 | 0 | 0 | 0 | 0 | 0 | 1122.4 | 0 | 0
219 | 1392 | 0 | 0 | 0 | 0 | 0 | 0 | 1392 | 0 | 0
220 | 1262.4 | 0 | 0 | 0 | 0 | 0 | 0 | 1262.4 | 0 | 0
221 | 1117.6 | 0 | 0 | 0 | 0 | 0 | 0 | 1117.6 | 0 | 0
222 | 1514.4 | 0 | 0 | 0 | 0 | 0 | 0 | 1514.4 | 0 | 0
223 | 1350.4 | 0 | 98.7051 | 98.7051 | 0 | 0 | 0 | 1256.347 | 0 | 0
224 | 1353.11 | 0 | 1271.9887 | 1271.9887 | 0 | 0 | 0 | 141.072 | 0 | 0
225 | 1445.428 | 0 | 2489.421 | 1516.9228 | -621.2819 | 0 | 351.2163 | 0 | 0 | 0
226 | 1336.752 | 0 | 3326.5774 | 1402.8714 | -427.379 | 0 | 1496.3271 | 0 | 0 | 0
227 | 1366.848 | 0 | 3864.6338 | 1434.456 | 0 | 0 | 2430.1778 | 0 | 0 | 0
228 | 1423.45 | 0 | 4155.7443 | 1493.8577 | 0 | 0 | 2661.8866 | 0 | 0 | 0
229 | 1626.909 | 0 | 2387.5172 | 1707.3803 | 0 | 0 | 680.1368 | 0 | 0 | 0
230 | 1552.301 | 0 | 2945.2667 | 1629.082 | 0 | 0 | 1316.1847 | 0 | 0 | 0
231 | 1372.937 | 0 | 3179.5383 | 1440.8462 | 0 | 0 | 1738.6921 | 0 | 0 | 0
232 | 1588.328 | 0 | 2379.0784 | 1666.891 | 0 | 0 | 712.1874 | 0 | 0 | 0
233 | 1609.75 | 0 | 909.8747 | 909.8747 | 0 | 0 | 0 | 742.759 | 0 | 0
234 | 1634.626 | 0 | 106.0912 | 106.0912 | 0 | 0 | 0 | 1533.535 | 0 | 0
235 | 1760.002 | 0 | 0 | 0 | 0 | 0 | 0 | 1760.002 | 0 | 0
236 | 1500 | 0 | 0 | 0 | 0 | 0 | 0 | 1500 | 0 | 0
237 | 1500 | 0 | 0 | 0 | 0 | 0 | 0 | 1500 | 0 | 0
238 | 1466.4 | 0 | 0 | 0 | 0 | 0 | 0 | 1160.526 | 0 | 321.0034
239 | 1682.4 | 0 | 0 | 0 | 0 | 0 | 0 | 1090.4 | 0 | 621.2819
240 | 1397.6 | 0 | 0 | 0 | 0 | 0 | 0 | 1397.6 | 0 | 0
241 | 1472.8 | 0 | 0 | 0 | 0 | 0 | 0 | 1472.8 | 0 | 0
242 | 1350.4 | 0 | 0 | 0 | 0 | 0 | 0 | 1350.4 | 0 | 0
243 | 1287.2 | 0 | 0 | 0 | 0 | 0 | 0 | 1287.2 | 0 | 0
244 | 1179.2 | 0 | 0 | 0 | 0 | 0 | 0 | 1179.2 | 0 | 0
245 | 1111.2 | 0 | 0 | 0 | 0 | 0 | 0 | 1111.2 | 0 | 0
246 | 1189.6 | 0 | 0 | 0 | 0 | 0 | 0 | 1189.6 | 0 | 0
247 | 1056 | 0 | 77.4325 | 77.4325 | 0 | 0 | 0 | 982.217 | 0 | 0
248 | 1007.057 | 0 | 967.3769 | 967.3769 | 0 | 0 | 0 | 85.274 | 0 | 0
249 | 1526.413 | 0 | 1044.1934 | 1044.1934 | 0 | 0 | 0 | 531.434 | 0 | 0
250 | 1751.451 | 0 | 2656.2909 | 1838.0825 | -621.2819 | 0 | 196.9264 | 0 | 0 | 0
251 | 1601.404 | 0 | 3778.1885 | 1680.6138 | -427.379 | 0 | 1670.1958 | 0 | 0 | 0
252 | 1468.113 | 0 | 3484.7713 | 1540.7298 | 0 | 0 | 1944.0415 | 0 | 0 | 0
253 | 1613.967 | 0 | 2747.1953 | 1693.7982 | 0 | 0 | 1053.3971 | 0 | 0 | 0
254 | 1643.485 | 0 | 1547.6647 | 1547.6647 | 0 | 0 | 0 | 0 | 0 | 177.1115
255 | 1670.927 | 0 | 2858.1298 | 1753.5756 | -197.1069 | 0 | 907.4473 | 0 | 0 | 0
256 | 1625.599 | 0 | 891.9321 | 891.9321 | 0 | 0 | 0 | 775.705 | 0 | 0
257 | 1615.953 | 0 | 435.803 | 435.803 | 0 | 0 | 0 | 1200.69 | 0 | 0
258 | 1849.735 | 0 | 46.253 | 46.253 | 0 | 0 | 0 | 1805.662 | 0 | 0
259 | 1528.006 | 0 | 0 | 0 | 0 | 0 | 0 | 1528.006 | 0 | 0
260 | 1338.4 | 0 | 0 | 0 | 0 | 0 | 0 | 1338.4 | 0 | 0
261 | 1358.4 | 0 | 0 | 0 | 0 | 0 | 0 | 1358.4 | 0 | 0
262 | 1418.4 | 0 | 0 | 0 | 0 | 0 | 0 | 1112.526 | 0 | 321.0034
263 | 1347.2 | 0 | 0 | 0 | 0 | 0 | 0 | 755.2 | 0 | 621.2819
264 | 1475.2 | 0 | 0 | 0 | 0 | 0 | 0 | 1475.2 | 0 | 0
265 | 1247.2 | 0 | 0 | 0 | 0 | 0 | 0 | 1247.2 | 0 | 0
266 | 1436 | 0 | 0 | 0 | 0 | 0 | 0 | 1436 | 0 | 0
267 | 1268.8 | 0 | 0 | 0 | 0 | 0 | 0 | 1268.8 | 0 | 0
268 | 1268.8 | 0 | 0 | 0 | 0 | 0 | 0 | 1268.8 | 0 | 0
269 | 1345.6 | 0 | 0 | 0 | 0 | 0 | 0 | 1345.6 | 0 | 0
270 | 1118.4 | 0 | 0 | 0 | 0 | 0 | 0 | 1118.4 | 0 | 0
271 | 1312.8 | 0 | 29.8005 | 29.8005 | 0 | 0 | 0 | 1284.404 | 0 | 0
272 | 1080.054 | 0 | 1201.2748 | 1133.4764 | -67.7984 | 0 | 0 | 0 | 0 | 0
273 | 1017.97 | 0 | 2009.7956 | 1068.3215 | -621.2819 | 0 | 320.1921 | 0 | 0 | 0
274 | 1165.131 | 0 | 1300.4291 | 1222.7615 | -77.6676 | 0 | 0 | 0 | 0 | 0
275 | 1340.908 | 0 | 1395.84 | 1395.84 | 0 | 0 | 0 | 0 | 0 | 11.393
276 | 1421.717 | 0 | 3039.542 | 1492.039 | -294.5915 | 0 | 1252.9115 | 0 | 0 | 0
277 | 1076.722 | 0 | 2436.8041 | 1129.9796 | 0 | 0 | 1306.8245 | 0 | 0 | 0
278 | 1233.429 | 0 | 3029.2573 | 1294.4377 | 0 | 0 | 1734.8196 | 0 | 0 | 0
279 | 966.192 | 0 | 899.5197 | 899.5197 | 0 | 0 | 0 | 109.068 | 0 | 0
280 | 1205.397 | 0 | 1016.0489 | 1016.0489 | 0 | 0 | 0 | 237.236 | 0 | 0
281 | 1237.532 | 0 | 16.0096 | 16.0096 | 0 | 0 | 0 | 1222.277 | 0 | 0
282 | 859.624 | 0 | 1.0232 | 1.0232 | 0 | 0 | 0 | 858.649 | 0 | 0
283 | 1175.2 | 0 | 0 | 0 | 0 | 0 | 0 | 1175.2 | 0 | 0
284 | 1189.6 | 0 | 0 | 0 | 0 | 0 | 0 | 1189.6 | 0 | 0
285 | 1346.4 | 0 | 0 | 0 | 0 | 0 | 0 | 1346.4 | 0 | 0
286 | 1161.6 | 0 | 0 | 0 | 0 | 0 | 0 | 992.526 | 0 | 177.4369
287 | 1086.4 | 0 | 0 | 0 | 0 | 0 | 0 | 494.4 | 0 | 621.2819
288 | 136.8 | 0 | 0 | 0 | 0 | 0 | 0 | 0 | 0 | 143.5665
289 | 106.4 | 0 | 0 | 0 | 0 | 0 | 0 | 106.4 | 0 | 0
290 | 88 | 0 | 0 | 0 | 0 | 0 | 0 | 88 | 0 | 0
291 | 92 | 0 | 0 | 0 | 0 | 0 | 0 | 92 | 0 | 0
292 | 88 | 0 | 0 | 0 | 0 | 0 | 0 | 88 | 0 | 0
293 | 92 | 0 | 0 | 0 | 0 | 0 | 0 | 92 | 0 | 0
294 | 84.8 | 0 | 0 | 0 | 0 | 0 | 0 | 84.8 | 0 | 0
295 | 82.4 | 0 | 99.1071 | 86.4757 | -12.6313 | 0 | 0 | 0 | 0 | 0
296 | 81.362 | 0 | 1218.5269 | 85.3864 | -621.2819 | 0 | 511.8586 | 0 | 0 | 0
297 | 804.961 | 0 | 2401.6104 | 844.7765 | -414.7477 | 0 | 1142.0862 | 0 | 0 | 0
298 | 971.201 | 0 | 3198.5451 | 1019.2392 | 0 | 0 | 2179.3059 | 0 | 0 | 0
299 | 1378.581 | 0 | 3704.0744 | 1446.7693 | 0 | 0 | 2257.3051 | 0 | 0 | 0
300 | 1301.865 | 0 | 3965.6205 | 1366.2588 | 0 | 0 | 2599.3617 | 0 | 0 | 0
301 | 1411.199 | 0 | 3814.4296 | 1481.0007 | 0 | 0 | 2333.4289 | 0 | 0 | 0
302 | 1430.445 | 0 | 2791.3661 | 1501.1987 | 0 | 0 | 1290.1675 | 0 | 0 | 0
303 | 1147.683 | 0 | 1710.8908 | 1204.4505 | 0 | 0 | 506.4403 | 0 | 0 | 0
304 | 1193.172 | 0 | 991.015 | 991.015 | 0 | 0 | 0 | 248.865 | 0 | 0
305 | 1254.203 | 0 | 631.6391 | 631.6391 | 0 | 0 | 0 | 652.334 | 0 | 0
306 | 1409.776 | 0 | 81.3827 | 81.3827 | 0 | 0 | 0 | 1332.229 | 0 | 0
307 | 1164.8 | 0 | 0 | 0 | 0 | 0 | 0 | 1164.8 | 0 | 0
308 | 1167.2 | 0 | 0 | 0 | 0 | 0 | 0 | 1167.2 | 0 | 0
309 | 1375.2 | 0 | 0 | 0 | 0 | 0 | 0 | 1375.2 | 0 | 0
310 | 1362.4 | 0 | 0 | 0 | 0 | 0 | 0 | 1056.526 | 0 | 321.0034
311 | 1214.4 | 0 | 0 | 0 | 0 | 0 | 0 | 622.4 | 0 | 621.2819
312 | 949.6 | 0 | 0 | 0 | 0 | 0 | 0 | 949.6 | 0 | 0
313 | 1832.8 | 0 | 0 | 0 | 0 | 0 | 0 | 1832.8 | 0 | 0
314 | 1784.8 | 0 | 0 | 0 | 0 | 0 | 0 | 1784.8 | 0 | 0
315 | 1888 | 0 | 0 | 0 | 0 | 0 | 0 | 1888 | 0 | 0
316 | 2028.8 | 0 | 0 | 0 | 0 | 0 | 0 | 2028.8 | 0 | 0
317 | 2156.8 | 0 | 0 | 0 | 0 | 0 | 0 | 2156.8 | 0 | 0
318 | 2129.6 | 0 | 0 | 0 | 0 | 0 | 0 | 2129.6 | 0 | 0
319 | 1976.8 | 0 | 104.8434 | 104.8434 | 0 | 0 | 0 | 1876.898 | 0 | 0
320 | 1127.549 | 0 | 1287.5963 | 1183.3206 | -104.2757 | 0 | 0 | 0 | 0 | 0
321 | 1638.403 | 0 | 2490.2438 | 1719.4428 | -621.2819 | 0 | 149.5191 | 0 | 0 | 0
322 | 1940.862 | 0 | 3176.1789 | 2036.8633 | -323.1033 | 0 | 816.2123 | 0 | 0 | 0
323 | 2188.553 | 0 | 3734.0702 | 2296.8047 | 0 | 0 | 1437.2654 | 0 | 0 | 0
324 | 2025.649 | 0 | 3271.8847 | 2125.8431 | 0 | 0 | 1146.0416 | 0 | 0 | 0
325 | 1943.684 | 0 | 2784.7965 | 2039.8239 | 0 | 0 | 744.9726 | 0 | 0 | 0
326 | 2335.268 | 0 | 2845.4145 | 2450.7767 | 0 | 0 | 394.6379 | 0 | 0 | 0
327 | 2168.745 | 0 | 1869.3449 | 1869.3449 | 0 | 0 | 0 | 224.236 | 0 | 171.3447
328 | 1973.613 | 0 | 2261.9217 | 2071.2332 | -190.6884 | 0 | 0 | 0 | 0 | 0
329 | 2279.797 | 0 | 1304.8001 | 1304.8001 | 0 | 0 | 0 | 1036.494 | 0 | 0
330 | 1609.172 | 0 | 175.593 | 175.593 | 0 | 0 | 0 | 1441.855 | 0 | 0
331 | 2156.812 | 0 | 0 | 0 | 0 | 0 | 0 | 2156.812 | 0 | 0
332 | 2172.8 | 0 | 0 | 0 | 0 | 0 | 0 | 2172.8 | 0 | 0
333 | 2000 | 0 | 0 | 0 | 0 | 0 | 0 | 2000 | 0 | 0
334 | 1667.2 | 0 | 0 | 0 | 0 | 0 | 0 | 1361.326 | 0 | 321.0034
335 | 2352 | 0 | 0 | 0 | 0 | 0 | 0 | 1760 | 0 | 621.2819
336 | 2075.2 | 0 | 0 | 0 | 0 | 0 | 0 | 2075.2 | 0 | 0
337 | 1518.4 | 0 | 0 | 0 | 0 | 0 | 0 | 1518.4 | 0 | 0
338 | 1494.4 | 0 | 0 | 0 | 0 | 0 | 0 | 1494.4 | 0 | 0
339 | 1260 | 0 | 0 | 0 | 0 | 0 | 0 | 1260 | 0 | 0
340 | 1234.4 | 0 | 0 | 0 | 0 | 0 | 0 | 1234.4 | 0 | 0
341 | 1272 | 0 | 0 | 0 | 0 | 0 | 0 | 1272 | 0 | 0
342 | 1414.4 | 0 | 0 | 0 | 0 | 0 | 0 | 1414.4 | 0 | 0
343 | 1373.6 | 0 | 68.1647 | 68.1647 | 0 | 0 | 0 | 1308.648 | 0 | 0
344 | 996.612 | 0 | 1034.0629 | 1034.0629 | 0 | 0 | 0 | 11.286 | 0 | 0
345 | 1176.84 | 0 | 980.4763 | 980.4763 | 0 | 0 | 0 | 242.575 | 0 | 0
346 | 1297.88 | 0 | 1733.7124 | 1362.0767 | -371.6357 | 0 | 0 | 0 | 0 | 0
347 | 1357.844 | 0 | 2280.3324 | 1425.0066 | -621.2819 | 0 | 234.0438 | 0 | 0 | 0
348 | 1435.047 | 0 | 2766.2619 | 1506.0283 | -55.7433 | 0 | 1204.4904 | 0 | 0 | 0
349 | 1435.033 | 0 | 2358.722 | 1506.0136 | 0 | 0 | 852.7084 | 0 | 0 | 0
350 | 1087.883 | 0 | 2596.1692 | 1141.6926 | 0 | 0 | 1454.4766 | 0 | 0 | 0
351 | 1211.392 | 0 | 1742.276 | 1271.3107 | 0 | 0 | 470.9653 | 0 | 0 | 0
352 | 1440.601 | 0 | 486.7691 | 486.7691 | 0 | 0 | 0 | 976.774 | 0 | 0
353 | 1275.894 | 0 | 84.6528 | 84.6528 | 0 | 0 | 0 | 1195.231 | 0 | 0
354 | 1244.187 | 0 | 0 | 0 | 0 | 0 | 0 | 1244.187 | 0 | 0
355 | 798.4 | 0 | 0 | 0 | 0 | 0 | 0 | 798.4 | 0 | 0
356 | 1210.4 | 0 | 0 | 0 | 0 | 0 | 0 | 1210.4 | 0 | 0
357 | 1458.4 | 0 | 0 | 0 | 0 | 0 | 0 | 1458.4 | 0 | 0
358 | 1131.2 | 0 | 0 | 0 | 0 | 0 | 0 | 825.326 | 0 | 321.0034
359 | 1050.4 | 0 | 0 | 0 | 0 | 0 | 0 | 458.4 | 0 | 621.2819
360 | 949.6 | 0 | 0 | 0 | 0 | 0 | 0 | 949.6 | 0 | 0
361 | 1194.4 | 0 | 0 | 0 | 0 | 0 | 0 | 1194.4 | 0 | 0
362 | 1084.8 | 0 | 0 | 0 | 0 | 0 | 0 | 1084.8 | 0 | 0
363 | 1221.6 | 0 | 0 | 0 | 0 | 0 | 0 | 1221.6 | 0 | 0
364 | 1077.6 | 0 | 0 | 0 | 0 | 0 | 0 | 1077.6 | 0 | 0
365 | 1200.8 | 0 | 0 | 0 | 0 | 0 | 0 | 1200.8 | 0 | 0
366 | 1140 | 0 | 0 | 0 | 0 | 0 | 0 | 1140 | 0 | 0
367 | 1037.6 | 0 | 11.1474 | 11.1474 | 0 | 0 | 0 | 1026.978 | 0 | 0
368 | 866.892 | 0 | 562.5697 | 562.5697 | 0 | 0 | 0 | 330.837 | 0 | 0
369 | 1066.826 | 0 | 1546.9311 | 1119.5941 | -427.337 | 0 | 0 | 0 | 0 | 0
370 | 1366.055 | 0 | 2499.4403 | 1433.6238 | -621.2819 | 0 | 444.5346 | 0 | 0 | 0
371 | 1574.613 | 0 | 3324.934 | 1652.4987 | -0.041979 | 0 | 1672.3933 | 0 | 0 | 0
372 | 1515.751 | 0 | 2994.6429 | 1590.7241 | 0 | 0 | 1403.9187 | 0 | 0 | 0
373 | 1570.042 | 0 | 1826.87 | 1647.7005 | 0 | 0 | 179.1695 | 0 | 0 | 0
374 | 1584.014 | 0 | 3399.1719 | 1662.3636 | 0 | 0 | 1736.8083 | 0 | 0 | 0
375 | 1443.606 | 0 | 2120.0154 | 1515.0107 | 0 | 0 | 605.0048 | 0 | 0 | 0
376 | 1857.159 | 0 | 1943.246 | 1943.246 | 0 | 0 | 0 | 5.501 | 0 | 0
377 | 2051.354 | 0 | 631.8343 | 631.8343 | 0 | 0 | 0 | 1449.299 | 0 | 0
378 | 1864.668 | 0 | 70.5071 | 70.5071 | 0 | 0 | 0 | 1797.484 | 0 | 0
379 | 1687.2 | 0 | 0 | 0 | 0 | 0 | 0 | 1687.2 | 0 | 0
380 | 1437.6 | 0 | 0 | 0 | 0 | 0 | 0 | 1437.6 | 0 | 0
381 | 1798.4 | 0 | 0 | 0 | 0 | 0 | 0 | 1798.4 | 0 | 0
382 | 1439.2 | 0 | 0 | 0 | 0 | 0 | 0 | 1133.326 | 0 | 321.0034
383 | 1318.4 | 0 | 0 | 0 | 0 | 0 | 0 | 726.4 | 0 | 621.2819
384 | 1333.6 | 0 | 0 | 0 | 0 | 0 | 0 | 1333.6 | 0 | 0
385 | 1427.2 | 0 | 0 | 0 | 0 | 0 | 0 | 1427.2 | 0 | 0
386 | 1464.8 | 0 | 0 | 0 | 0 | 0 | 0 | 1464.8 | 0 | 0
387 | 1109.6 | 0 | 0 | 0 | 0 | 0 | 0 | 1109.6 | 0 | 0
388 | 1159.2 | 0 | 0 | 0 | 0 | 0 | 0 | 1159.2 | 0 | 0
389 | 1433.6 | 0 | 0 | 0 | 0 | 0 | 0 | 1433.6 | 0 | 0
390 | 1189.6 | 0 | 0 | 0 | 0 | 0 | 0 | 1189.6 | 0 | 0
391 | 1440 | 0 | 64.0781 | 64.0781 | 0 | 0 | 0 | 1378.942 | 0 | 0
392 | 1042.494 | 0 | 988.3535 | 988.3535 | 0 | 0 | 0 | 100.723 | 0 | 0
393 | 1260.412 | 0 | 2370.8045 | 1322.7554 | -621.2819 | 0 | 426.7672 | 0 | 0 | 0
394 | 1528.29 | 0 | 3115.9629 | 1603.8844 | -427.379 | 0 | 1084.6995 | 0 | 0 | 0
395 | 1634.053 | 0 | 3680.5843 | 1714.8777 | 0 | 0 | 1965.7066 | 0 | 0 | 0
396 | 1747.764 | 0 | 4125.8839 | 1834.2131 | 0 | 0 | 2291.6708 | 0 | 0 | 0
397 | 1461.828 | 0 | 2339.0288 | 1534.134 | 0 | 0 | 804.8949 | 0 | 0 | 0
398 | 1421.187 | 0 | 2718.4768 | 1491.4828 | 0 | 0 | 1226.994 | 0 | 0 | 0
399 | 1580.373 | 0 | 2700.2612 | 1658.5425 | 0 | 0 | 1041.7187 | 0 | 0 | 0
400 | 1462.36 | 0 | 361.1033 | 361.1033 | 0 | 0 | 0 | 1118.276 | 0 | 0
401 | 1717.244 | 0 | 115.7253 | 115.7253 | 0 | 0 | 0 | 1606.973 | 0 | 0
402 | 1611.558 | 0 | 28.6713 | 28.6713 | 0 | 0 | 0 | 1584.238 | 0 | 0
403 | 1616.357 | 0 | 0 | 0 | 0 | 0 | 0 | 1616.357 | 0 | 0
404 | 1480.8 | 0 | 0 | 0 | 0 | 0 | 0 | 1480.8 | 0 | 0
405 | 1845.6 | 0 | 0 | 0 | 0 | 0 | 0 | 1845.6 | 0 | 0
406 | 1497.6 | 0 | 0 | 0 | 0 | 0 | 0 | 1191.726 | 0 | 321.0034
407 | 1532 | 0 | 0 | 0 | 0 | 0 | 0 | 940 | 0 | 621.2819
408 | 1503.2 | 0 | 0 | 0 | 0 | 0 | 0 | 1503.2 | 0 | 0
409 | 1740.8 | 0 | 0 | 0 | 0 | 0 | 0 | 1740.8 | 0 | 0
410 | 1453.6 | 0 | 0 | 0 | 0 | 0 | 0 | 1453.6 | 0 | 0
411 | 1256 | 0 | 0 | 0 | 0 | 0 | 0 | 1256 | 0 | 0
412 | 1274.4 | 0 | 0 | 0 | 0 | 0 | 0 | 1274.4 | 0 | 0
413 | 1436.8 | 0 | 0 | 0 | 0 | 0 | 0 | 1436.8 | 0 | 0
414 | 1512.8 | 0 | 0 | 0 | 0 | 0 | 0 | 1512.8 | 0 | 0
415 | 1361.6 | 0 | 58.2294 | 58.2294 | 0 | 0 | 0 | 1306.115 | 0 | 0
416 | 1307.476 | 0 | 1234.9615 | 1234.9615 | 0 | 0 | 0 | 130.72 | 0 | 0
417 | 1117.404 | 0 | 2458.0946 | 1172.6738 | -621.2819 | 0 | 664.1388 | 0 | 0 | 0
418 | 1558.331 | 0 | 3252.0614 | 1635.4103 | -427.379 | 0 | 1189.2721 | 0 | 0 | 0
419 | 1635.582 | 0 | 3867.6615 | 1716.4823 | 0 | 0 | 2151.1792 | 0 | 0 | 0
420 | 1614.236 | 0 | 4168.4302 | 1694.0805 | 0 | 0 | 2474.3497 | 0 | 0 | 0
421 | 1599.883 | 0 | 3747.7667 | 1679.0175 | 0 | 0 | 2068.7492 | 0 | 0 | 0
422 | 1534.321 | 0 | 3544.0765 | 1610.2127 | 0 | 0 | 1933.8638 | 0 | 0 | 0
423 | 1869.297 | 0 | 3096.8899 | 1961.7575 | 0 | 0 | 1135.1324 | 0 | 0 | 0
424 | 1731.41 | 0 | 2484.0992 | 1817.0502 | 0 | 0 | 667.049 | 0 | 0 | 0
425 | 1852.086 | 0 | 1323.1804 | 1323.1804 | 0 | 0 | 0 | 591.269 | 0 | 0
426 | 1824.781 | 0 | 125.3951 | 125.3951 | 0 | 0 | 0 | 1705.296 | 0 | 0
427 | 1772.851 | 0 | 0 | 0 | 0 | 0 | 0 | 1772.851 | 0 | 0
428 | 1725.6 | 0 | 0 | 0 | 0 | 0 | 0 | 1725.6 | 0 | 0
429 | 1548.8 | 0 | 0 | 0 | 0 | 0 | 0 | 1548.8 | 0 | 0
430 | 1660 | 0 | 0 | 0 | 0 | 0 | 0 | 1354.126 | 0 | 321.0034
431 | 1914.4 | 0 | 0 | 0 | 0 | 0 | 0 | 1322.4 | 0 | 621.2819
432 | 1842.4 | 0 | 0 | 0 | 0 | 0 | 0 | 1842.4 | 0 | 0
433 | 1708 | 0 | 0 | 0 | 0 | 0 | 0 | 1708 | 0 | 0
434 | 1356.8 | 0 | 0 | 0 | 0 | 0 | 0 | 1356.8 | 0 | 0
435 | 1073.6 | 0 | 0 | 0 | 0 | 0 | 0 | 1073.6 | 0 | 0
436 | 1288.8 | 0 | 0 | 0 | 0 | 0 | 0 | 1288.8 | 0 | 0
437 | 1396.8 | 0 | 0 | 0 | 0 | 0 | 0 | 1396.8 | 0 | 0
438 | 1372 | 0 | 0 | 0 | 0 | 0 | 0 | 1372 | 0 | 0
439 | 1415.2 | 0 | 90.6851 | 90.6851 | 0 | 0 | 0 | 1328.789 | 0 | 0
440 | 1131.076 | 0 | 1260.5275 | 1187.0221 | -73.5054 | 0 | 0 | 0 | 0 | 0
441 | 1241.663 | 0 | 2478.2264 | 1303.079 | -621.2819 | 0 | 553.8655 | 0 | 0 | 0
442 | 856.555 | 0 | 3318.9069 | 898.9225 | -353.8736 | 0 | 2066.1108 | 0 | 0 | 0
443 | 1284.095 | 0 | 3863.0785 | 1347.6098 | 0 | 0 | 2515.4687 | 0 | 0 | 0
444 | 1493.401 | 0 | 4103.0266 | 1567.2687 | 0 | 0 | 2535.758 | 0 | 0 | 0
445 | 1383.033 | 0 | 4017.1081 | 1451.4416 | 0 | 0 | 2565.6666 | 0 | 0 | 0
446 | 1395.108 | 0 | 3093.3889 | 1464.1138 | 0 | 0 | 1629.2751 | 0 | 0 | 0
447 | 1147.015 | 0 | 2324.7341 | 1203.7495 | 0 | 0 | 1120.9846 | 0 | 0 | 0
448 | 1254.993 | 0 | 1492.4745 | 1317.0683 | 0 | 0 | 175.4061 | 0 | 0 | 0
449 | 1593.632 | 0 | 453.9997 | 453.9997 | 0 | 0 | 0 | 1161.03 | 0 | 0
450 | 1540.045 | 0 | 62.0915 | 62.0915 | 0 | 0 | 0 | 1480.88 | 0 | 0
451 | 1594.407 | 0 | 0 | 0 | 0 | 0 | 0 | 1594.407 | 0 | 0
452 | 1601.6 | 0 | 0 | 0 | 0 | 0 | 0 | 1601.6 | 0 | 0
453 | 1628.8 | 0 | 0 | 0 | 0 | 0 | 0 | 1628.8 | 0 | 0
454 | 1475.2 | 0 | 0 | 0 | 0 | 0 | 0 | 1475.2 | 0 | 0
455 | 1756 | 0 | 0 | 0 | 0 | 0 | 0 | 1756 | 0 | 0
456 | 1347.2 | 0 | 0 | 0 | 0 | 0 | 0 | 1220.318 | 0 | 133.1579
457 | 1464 | 0 | 0 | 0 | 0 | 0 | 0 | 1464 | 0 | 0
458 | 1484 | 0 | 0 | 0 | 0 | 0 | 0 | 1484 | 0 | 0
459 | 1376.8 | 0 | 0 | 0 | 0 | 0 | 0 | 1376.8 | 0 | 0
460 | 1298.4 | 0 | 0 | 0 | 0 | 0 | 0 | 1298.4 | 0 | 0
461 | 1472 | 0 | 0 | 0 | 0 | 0 | 0 | 1472 | 0 | 0
462 | 1540.8 | 0 | 0 | 0 | 0 | 0 | 0 | 1540.8 | 0 | 0
463 | 1121.6 | 0 | 74.7889 | 74.7889 | 0 | 0 | 0 | 458.336 | 0 | 621.2819
464 | 1325.723 | 0 | 1203.4514 | 1203.4514 | 0 | 0 | 0 | 0 | 0 | 187.8454
465 | 1431.814 | 0 | 2404.9162 | 1502.6354 | -621.2819 | 0 | 280.9989 | 0 | 0 | 0
466 | 1750.511 | 0 | 3194.6064 | 1837.096 | -427.379 | 0 | 930.1314 | 0 | 0 | 0
467 | 1780.377 | 0 | 2681.1589 | 1868.4393 | 0 | 0 | 812.7197 | 0 | 0 | 0
468 | 1557.127 | 0 | 2436.3969 | 1634.1467 | 0 | 0 | 802.2502 | 0 | 0 | 0
469 | 1473.887 | 0 | 2427.2183 | 1546.7894 | 0 | 0 | 880.4289 | 0 | 0 | 0
470 | 1373.544 | 0 | 3187.1909 | 1441.4832 | 0 | 0 | 1745.7077 | 0 | 0 | 0
471 | 1430.954 | 0 | 1884.7448 | 1501.7329 | 0 | 0 | 383.0119 | 0 | 0 | 0
472 | 1796.545 | 0 | 1758.8712 | 1758.8712 | 0 | 0 | 0 | 120.572 | 0 | 0
473 | 1678.349 | 0 | 1131.0878 | 1131.0878 | 0 | 0 | 0 | 600.571 | 0 | 0
474 | 1629.66 | 0 | 152.1081 | 152.1081 | 0 | 0 | 0 | 1484.721 | 0 | 0
475 | 1404.8 | 0 | 0 | 0 | 0 | 0 | 0 | 1404.8 | 0 | 0
476 | 1388.8 | 0 | 0 | 0 | 0 | 0 | 0 | 1388.8 | 0 | 0
477 | 1344.8 | 0 | 0 | 0 | 0 | 0 | 0 | 1344.8 | 0 | 0
478 | 1680.8 | 0 | 0 | 0 | 0 | 0 | 0 | 1374.926 | 0 | 321.0034
479 | 1447.2 | 0 | 0 | 0 | 0 | 0 | 0 | 855.2 | 0 | 621.2819
480 | 1506.4 | 0 | 0 | 0 | 0 | 0 | 0 | 1506.4 | 0 | 0
481 | 1360.8 | 0 | 0 | 0 | 0 | 0 | 0 | 1360.8 | 0 | 0
482 | 1408 | 0 | 0 | 0 | 0 | 0 | 0 | 1408 | 0 | 0
483 | 1103.2 | 0 | 0 | 0 | 0 | 0 | 0 | 1103.2 | 0 | 0
484 | 1368 | 0 | 0 | 0 | 0 | 0 | 0 | 1368 | 0 | 0
485 | 1242.4 | 0 | 0 | 0 | 0 | 0 | 0 | 1242.4 | 0 | 0
486 | 1268.8 | 0 | 0 | 0 | 0 | 0 | 0 | 1268.8 | 0 | 0
487 | 1385.6 | 0 | 6.0208 | 6.0208 | 0 | 0 | 0 | 1379.863 | 0 | 0
488 | 1391.679 | 0 | 506.5694 | 506.5694 | 0 | 0 | 0 | 908.985 | 0 | 0
489 | 1424.117 | 0 | 1843.2815 | 1494.5577 | -348.7239 | 0 | 0 | 0 | 0 | 0
490 | 1612.774 | 0 | 3055.1727 | 1692.5462 | -621.2819 | 0 | 741.3447 | 0 | 0 | 0
491 | 1401.019 | 0 | 3623.1 | 1470.3182 | -78.6551 | 0 | 2074.1266 | 0 | 0 | 0
492 | 1755.972 | 0 | 4039.2445 | 1842.8271 | 0 | 0 | 2196.4173 | 0 | 0 | 0
493 | 1074.33 | 0 | 4091.3115 | 1127.4693 | 0 | 0 | 2963.8422 | 0 | 0 | 0
494 | 1159.81 | 0 | 3835.6309 | 1217.1773 | 0 | 0 | 2618.4535 | 0 | 0 | 0
495 | 1567.968 | 0 | 2358.0241 | 1645.5239 | 0 | 0 | 712.5002 | 0 | 0 | 0
496 | 1342.539 | 0 | 2051.4425 | 1408.9446 | 0 | 0 | 642.4979 | 0 | 0 | 0
497 | 1562.161 | 0 | 1276.9274 | 1276.9274 | 0 | 0 | 0 | 345.417 | 0 | 0
498 | 1560.409 | 0 | 190.679 | 190.679 | 0 | 0 | 0 | 1378.717 | 0 | 0
499 | 918.411 | 0 | 0 | 0 | 0 | 0 | 0 | 918.411 | 0 | 0
500 | 1270.4 | 0 | 0 | 0 | 0 | 0 | 0 | 1270.4 | 0 | 0
501 | 1204 | 0 | 0 | 0 | 0 | 0 | 0 | 1204 | 0 | 0
502 | 1369.6 | 0 | 0 | 0 | 0 | 0 | 0 | 1063.726 | 0 | 321.0034
503 | 1345.6 | 0 | 0 | 0 | 0 | 0 | 0 | 753.6 | 0 | 621.2819
504 | 1280 | 0 | 0 | 0 | 0 | 0 | 0 | 1280 | 0 | 0
505 | 2330.4 | 0 | 0 | 0 | 0 | 0 | 0 | 2330.4 | 0 | 0
506 | 2057.6 | 0 | 0 | 0 | 0 | 0 | 0 | 2057.6 | 0 | 0
507 | 2428 | 0 | 0 | 0 | 0 | 0 | 0 | 2428 | 0 | 0
508 | 2208.8 | 0 | 0 | 0 | 0 | 0 | 0 | 2208.8 | 0 | 0
509 | 2004 | 0 | 0 | 0 | 0 | 0 | 0 | 2004 | 0 | 0
510 | 2379.2 | 0 | 0 | 0 | 0 | 0 | 0 | 2379.2 | 0 | 0
511 | 2040.8 | 0 | 74.2149 | 74.2149 | 0 | 0 | 0 | 1970.083 | 0 | 0
512 | 1723.786 | 0 | 1061.4329 | 1061.4329 | 0 | 0 | 0 | 712.38 | 0 | 0
513 | 1825.298 | 0 | 2184.8921 | 1915.5822 | -269.31 | 0 | 0 | 0 | 0 | 0
514 | 2095.805 | 0 | 3242.1261 | 2199.4692 | -621.2819 | 0 | 421.375 | 0 | 0 | 0
515 | 2297.304 | 0 | 3757.8562 | 2410.9359 | -158.069 | 0 | 1188.8513 | 0 | 0 | 0
516 | 2286.452 | 0 | 3998.0415 | 2399.5461 | 0 | 0 | 1598.4954 | 0 | 0 | 0
517 | 2261.298 | 0 | 3949.1271 | 2373.1479 | 0 | 0 | 1575.9792 | 0 | 0 | 0
518 | 2390.381 | 0 | 3180.4901 | 2508.6157 | 0 | 0 | 671.8744 | 0 | 0 | 0
519 | 2181.431 | 0 | 2239.1945 | 2239.1945 | 0 | 0 | 0 | 0 | 0 | 50.136
520 | 1853.049 | 0 | 2319.0093 | 1944.7048 | -55.7968 | 0 | 318.5077 | 0 | 0 | 0
521 | 2387.844 | 0 | 1038.0257 | 1038.0257 | 0 | 0 | 0 | 1398.742 | 0 | 0
522 | 2256.255 | 0 | 170.9323 | 170.9323 | 0 | 0 | 0 | 2093.379 | 0 | 0
523 | 2414.4 | 0 | 0 | 0 | 0 | 0 | 0 | 2414.4 | 0 | 0
524 | 1896.8 | 0 | 0 | 0 | 0 | 0 | 0 | 1896.8 | 0 | 0
525 | 2389.6 | 0 | 0 | 0 | 0 | 0 | 0 | 2389.6 | 0 | 0
526 | 2215.2 | 0 | 0 | 0 | 0 | 0 | 0 | 1909.326 | 0 | 321.0034
527 | 2295.2 | 0 | 0 | 0 | 0 | 0 | 0 | 1703.2 | 0 | 621.2819
528 | 1956 | 0 | 0 | 0 | 0 | 0 | 0 | 1956 | 0 | 0
529 | 1812 | 0 | 0 | 0 | 0 | 0 | 0 | 1812 | 0 | 0
530 | 1850.4 | 0 | 0 | 0 | 0 | 0 | 0 | 1850.4 | 0 | 0
531 | 1248.8 | 0 | 0 | 0 | 0 | 0 | 0 | 1248.8 | 0 | 0
532 | 1303.2 | 0 | 0 | 0 | 0 | 0 | 0 | 1303.2 | 0 | 0
533 | 1569.6 | 0 | 0 | 0 | 0 | 0 | 0 | 1569.6 | 0 | 0
534 | 1165.6 | 0 | 0 | 0 | 0 | 0 | 0 | 1165.6 | 0 | 0
535 | 1127.2 | 0 | 51.4751 | 51.4751 | 0 | 0 | 0 | 1078.151 | 0 | 0
536 | 845.369 | 0 | 984.5157 | 887.1832 | -97.3324 | 0 | 0 | 0 | 0 | 0
537 | 1178.36 | 0 | 1934.3455 | 1236.6449 | -621.2819 | 0 | 76.4187 | 0 | 0 | 0
538 | 1572.128 | 0 | 2897.7953 | 1649.8908 | -330.0466 | 0 | 917.858 | 0 | 0 | 0
539 | 1408.437 | 0 | 3830.8464 | 1478.1021 | 0 | 0 | 2352.7443 | 0 | 0 | 0
540 | 1438.896 | 0 | 4111.2177 | 1510.0677 | 0 | 0 | 2601.15 | 0 | 0 | 0
541 | 1516.32 | 0 | 4108.8585 | 1591.3213 | 0 | 0 | 2517.5372 | 0 | 0 | 0
542 | 1377.594 | 0 | 2355.3448 | 1445.7335 | 0 | 0 | 909.6113 | 0 | 0 | 0
543 | 1550.943 | 0 | 2707.7429 | 1627.6568 | 0 | 0 | 1080.086 | 0 | 0 | 0
544 | 1543.534 | 0 | 2340.7321 | 1619.8814 | 0 | 0 | 720.8507 | 0 | 0 | 0
545 | 1201.14 | 0 | 1275.1476 | 1260.5516 | 0 | 0 | 14.5959 | 0 | 0 | 0
546 | 1293.095 | 0 | 207.7474 | 207.7474 | 0 | 0 | 0 | 1095.139 | 0 | 0
547 | 1413.61 | 0 | 0 | 0 | 0 | 0 | 0 | 1413.61 | 0 | 0
548 | 1265.6 | 0 | 0 | 0 | 0 | 0 | 0 | 1265.6 | 0 | 0
549 | 1180.8 | 0 | 0 | 0 | 0 | 0 | 0 | 1180.8 | 0 | 0
550 | 1695.2 | 0 | 0 | 0 | 0 | 0 | 0 | 1389.326 | 0 | 321.0034
551 | 1346.4 | 0 | 0 | 0 | 0 | 0 | 0 | 754.4 | 0 | 621.2819
552 | 1211.2 | 0 | 0 | 0 | 0 | 0 | 0 | 1211.2 | 0 | 0
553 | 1408 | 0 | 0 | 0 | 0 | 0 | 0 | 1408 | 0 | 0
554 | 1139.2 | 0 | 0 | 0 | 0 | 0 | 0 | 1139.2 | 0 | 0
555 | 1446.4 | 0 | 0 | 0 | 0 | 0 | 0 | 1446.4 | 0 | 0
556 | 1142.4 | 0 | 0 | 0 | 0 | 0 | 0 | 1142.4 | 0 | 0
557 | 880 | 0 | 0 | 0 | 0 | 0 | 0 | 880 | 0 | 0
558 | 1145.6 | 0 | 0 | 0 | 0 | 0 | 0 | 1145.6 | 0 | 0
559 | 943.2 | 0 | 24.3129 | 24.3129 | 0 | 0 | 0 | 920.033 | 0 | 0
560 | 1274.438 | 0 | 1050.6633 | 1050.6633 | 0 | 0 | 0 | 273.294 | 0 | 0
561 | 1429.443 | 0 | 2530.3879 | 1500.1471 | -621.2819 | 0 | 408.9588 | 0 | 0 | 0
562 | 1547.522 | 0 | 3402.4777 | 1624.0666 | -427.379 | 0 | 1351.0321 | 0 | 0 | 0
563 | 1405.725 | 0 | 3907.1612 | 1475.256 | 0 | 0 | 2431.9052 | 0 | 0 | 0
564 | 1431.852 | 0 | 4184.149 | 1502.6753 | 0 | 0 | 2681.4738 | 0 | 0 | 0
565 | 1367.56 | 0 | 4183.2853 | 1435.2032 | 0 | 0 | 2748.0821 | 0 | 0 | 0
566 | 1673.787 | 0 | 3920.0717 | 1756.577 | 0 | 0 | 2163.4946 | 0 | 0 | 0
567 | 1642.84 | 0 | 3397.794 | 1724.0993 | 0 | 0 | 1673.6947 | 0 | 0 | 0
568 | 1902.457 | 0 | 2580.379 | 1996.5577 | 0 | 0 | 583.8213 | 0 | 0 | 0
569 | 1899.267 | 0 | 1434.6061 | 1434.6061 | 0 | 0 | 0 | 532.276 | 0 | 0
570 | 1621.58 | 0 | 229.061 | 229.061 | 0 | 0 | 0 | 1403.315 | 0 | 0
571 | 1806.403 | 0 | 0 | 0 | 0 | 0 | 0 | 1806.403 | 0 | 0
572 | 1360.8 | 0 | 0 | 0 | 0 | 0 | 0 | 1360.8 | 0 | 0
573 | 1477.6 | 0 | 0 | 0 | 0 | 0 | 0 | 1477.6 | 0 | 0
574 | 1830.4 | 0 | 0 | 0 | 0 | 0 | 0 | 1524.526 | 0 | 321.0034
575 | 1500.8 | 0 | 0 | 0 | 0 | 0 | 0 | 908.8 | 0 | 621.2819
576 | 1522.4 | 0 | 0 | 0 | 0 | 0 | 0 | 1522.4 | 0 | 0
577 | 1083.2 | 0 | 0 | 0 | 0 | 0 | 0 | 1083.2 | 0 | 0
578 | 1204 | 0 | 0 | 0 | 0 | 0 | 0 | 1204 | 0 | 0
579 | 1488.8 | 0 | 0 | 0 | 0 | 0 | 0 | 1488.8 | 0 | 0
580 | 1076 | 0 | 0 | 0 | 0 | 0 | 0 | 1076 | 0 | 0
581 | 1073.6 | 0 | 0 | 0 | 0 | 0 | 0 | 1073.6 | 0 | 0
582 | 912 | 0 | 0 | 0 | 0 | 0 | 0 | 912 | 0 | 0
583 | 964.8 | 0 | 57.7498 | 57.7498 | 0 | 0 | 0 | 909.772 | 0 | 0
584 | 1236.892 | 0 | 1186.8689 | 1186.8689 | 0 | 0 | 0 | 105.962 | 0 | 0
585 | 902.102 | 0 | 2403.3609 | 946.7224 | -621.2819 | 0 | 835.3566 | 0 | 0 | 0
586 | 1643.977 | 0 | 3243.0066 | 1725.2925 | -427.379 | 0 | 1090.3351 | 0 | 0 | 0
587 | 1404.929 | 0 | 3771.8193 | 1474.4206 | 0 | 0 | 2297.3987 | 0 | 0 | 0
588 | 1257.977 | 0 | 4051.0131 | 1320.1999 | 0 | 0 | 2730.8132 | 0 | 0 | 0
589 | 1143.986 | 0 | 4021.3186 | 1200.5706 | 0 | 0 | 2820.748 | 0 | 0 | 0
590 | 1063.922 | 0 | 3718.9894 | 1116.5465 | 0 | 0 | 2602.4429 | 0 | 0 | 0
591 | 1565.032 | 0 | 3210.6695 | 1642.4427 | 0 | 0 | 1568.2268 | 0 | 0 | 0
592 | 1529.519 | 0 | 2420.5175 | 1605.1731 | 0 | 0 | 815.3444 | 0 | 0 | 0
593 | 1548.768 | 0 | 1208.0407 | 1208.0407 | 0 | 0 | 0 | 397.664 | 0 | 0
594 | 954.794 | 0 | 180.9452 | 180.9452 | 0 | 0 | 0 | 782.377 | 0 | 0
595 | 979.933 | 0 | 0 | 0 | 0 | 0 | 0 | 979.933 | 0 | 0
596 | 1248.8 | 0 | 0 | 0 | 0 | 0 | 0 | 1248.8 | 0 | 0
597 | 1226.4 | 0 | 0 | 0 | 0 | 0 | 0 | 1226.4 | 0 | 0
598 | 1332 | 0 | 0 | 0 | 0 | 0 | 0 | 1026.126 | 0 | 321.0034
599 | 1236.8 | 0 | 0 | 0 | 0 | 0 | 0 | 644.8 | 0 | 621.2819
600 | 1285.6 | 0 | 0 | 0 | 0 | 0 | 0 | 1285.6 | 0 | 0
601 | 1532.8 | 0 | 0 | 0 | 0 | 0 | 0 | 1532.8 | 0 | 0
602 | 1344.8 | 0 | 0 | 0 | 0 | 0 | 0 | 1344.8 | 0 | 0
603 | 1204.8 | 0 | 0 | 0 | 0 | 0 | 0 | 1204.8 | 0 | 0
604 | 1120.8 | 0 | 0 | 0 | 0 | 0 | 0 | 1120.8 | 0 | 0
605 | 1085.6 | 0 | 0 | 0 | 0 | 0 | 0 | 1085.6 | 0 | 0
606 | 1070.4 | 0 | 0 | 0 | 0 | 0 | 0 | 1070.4 | 0 | 0
607 | 1341.6 | 0 | 38.3106 | 38.3106 | 0 | 0 | 0 | 1305.095 | 0 | 0
608 | 915.255 | 0 | 927.1027 | 927.1027 | 0 | 0 | 0 | 31.848 | 0 | 0
609 | 1043.557 | 0 | 1293.4922 | 1095.1742 | -198.318 | 0 | 0 | 0 | 0 | 0
610 | 1135.797 | 0 | 2368.6929 | 1191.9766 | -621.2819 | 0 | 555.4344 | 0 | 0 | 0
611 | 1052.302 | 0 | 3414.726 | 1104.3517 | -229.061 | 0 | 2081.3133 | 0 | 0 | 0
612 | 1010.911 | 0 | 3421.8172 | 1060.9134 | 0 | 0 | 2360.9038 | 0 | 0 | 0
613 | 907.915 | 0 | 3486.9301 | 952.8229 | 0 | 0 | 2534.1072 | 0 | 0 | 0
614 | 1041.693 | 0 | 3013.0998 | 1093.218 | 0 | 0 | 1919.8818 | 0 | 0 | 0
615 | 1029.977 | 0 | 2376.2575 | 1080.9224 | 0 | 0 | 1295.335 | 0 | 0 | 0
616 | 1033.486 | 0 | 1356.5292 | 1084.605 | 0 | 0 | 271.9242 | 0 | 0 | 0
617 | 1376.376 | 0 | 1210.3474 | 1210.3474 | 0 | 0 | 0 | 223.074 | 0 | 0
618 | 1168.446 | 0 | 223.8032 | 223.8032 | 0 | 0 | 0 | 955.191 | 0 | 0
619 | 1198.4 | 0 | 0 | 0 | 0 | 0 | 0 | 1198.4 | 0 | 0
620 | 1109.6 | 0 | 0 | 0 | 0 | 0 | 0 | 1109.6 | 0 | 0
621 | 1098.4 | 0 | 0 | 0 | 0 | 0 | 0 | 1098.4 | 0 | 0
622 | 1179.2 | 0 | 0 | 0 | 0 | 0 | 0 | 1179.2 | 0 | 0
623 | 1169.6 | 0 | 0 | 0 | 0 | 0 | 0 | 1042.927 | 0 | 132.9386
624 | 497.6 | 0 | 0 | 0 | 0 | 0 | 0 | 0 | 0 | 522.2126
625 | 369.6 | 0 | 0 | 0 | 0 | 0 | 0 | 369.6 | 0 | 0
626 | 342.4 | 0 | 0 | 0 | 0 | 0 | 0 | 342.4 | 0 | 0
627 | 378.4 | 0 | 0 | 0 | 0 | 0 | 0 | 378.4 | 0 | 0
628 | 387.2 | 0 | 0 | 0 | 0 | 0 | 0 | 387.2 | 0 | 0
629 | 368.8 | 0 | 0 | 0 | 0 | 0 | 0 | 368.8 | 0 | 0
630 | 325.6 | 0 | 0 | 0 | 0 | 0 | 0 | 325.6 | 0 | 0
631 | 335.2 | 0 | 64.6459 | 64.6459 | 0 | 0 | 0 | 0 | 0 | 287.134
632 | 281.28 | 0 | 1206.6806 | 295.1929 | -621.2819 | 0 | 290.2058 | 0 | 0 | 0
633 | 812.402 | 0 | 2372.6085 | 852.5866 | -427.379 | 0 | 1092.6428 | 0 | 0 | 0
634 | 1193.029 | 0 | 3273.2448 | 1252.0394 | 0 | 0 | 2021.2053 | 0 | 0 | 0
635 | 997.388 | 0 | 3342.7234 | 1046.7215 | 0 | 0 | 2296.0019 | 0 | 0 | 0
636 | 1238.61 | 0 | 4030.2495 | 1299.875 | 0 | 0 | 2730.3745 | 0 | 0 | 0
637 | 1158.511 | 0 | 3991.2998 | 1215.8141 | 0 | 0 | 2775.4857 | 0 | 0 | 0
638 | 1234.863 | 0 | 3802.7848 | 1295.9427 | 0 | 0 | 2506.8421 | 0 | 0 | 0
639 | 1047.104 | 0 | 2365.6359 | 1098.8966 | 0 | 0 | 1266.7393 | 0 | 0 | 0
640 | 1281.661 | 0 | 2059.8224 | 1345.0554 | 0 | 0 | 714.767 | 0 | 0 | 0
641 | 1055.169 | 0 | 1237.2032 | 1107.3605 | 0 | 0 | 129.8427 | 0 | 0 | 0
642 | 1044.091 | 0 | 201.4129 | 201.4129 | 0 | 0 | 0 | 852.171 | 0 | 0
643 | 1088.323 | 0 | 0 | 0 | 0 | 0 | 0 | 1088.323 | 0 | 0
644 | 898.4 | 0 | 0 | 0 | 0 | 0 | 0 | 456.526 | 0 | 463.7303
645 | 270.4 | 0 | 0 | 0 | 0 | 0 | 0 | 0 | 0 | 283.7747
646 | 91.2 | 0 | 0 | 0 | 0 | 0 | 0 | 0 | 0 | 95.711
647 | 94.4 | 0 | 0 | 0 | 0 | 0 | 0 | 0 | 0 | 99.0693
648 | 91.2 | 0 | 0 | 0 | 0 | 0 | 0 | 91.2 | 0 | 0
649 | 96 | 0 | 0 | 0 | 0 | 0 | 0 | 96 | 0 | 0
650 | 88 | 0 | 0 | 0 | 0 | 0 | 0 | 88 | 0 | 0
651 | 94.4 | 0 | 0 | 0 | 0 | 0 | 0 | 94.4 | 0 | 0
652 | 85.6 | 0 | 0 | 0 | 0 | 0 | 0 | 85.6 | 0 | 0
653 | 95.2 | 0 | 0 | 0 | 0 | 0 | 0 | 95.2 | 0 | 0
654 | 88 | 0 | 0 | 0 | 0 | 0 | 0 | 88 | 0 | 0
655 | 93.6 | 0 | 57.3007 | 57.3007 | 0 | 0 | 0 | 39 | 0 | 0
656 | 77.076 | 0 | 1169.3638 | 80.8884 | -621.2819 | 0 | 467.1935 | 0 | 0 | 0
657 | 83.396 | 0 | 1696.277 | 87.521 | -427.379 | 0 | 1181.377 | 0 | 0 | 0
658 | 78.901 | 0 | 3180.8511 | 82.8037 | 0 | 0 | 3098.0475 | 0 | 0 | 0
659 | 86.02 | 0 | 3684.1031 | 90.2748 | 0 | 0 | 3593.8284 | 0 | 0 | 0
660 | 80.475 | 0 | 3955.0114 | 84.4555 | 0 | 0 | 3870.5559 | 0 | 0 | 0
661 | 88.61 | 0 | 3961.304 | 92.9929 | 0 | 0 | 3868.3111 | 0 | 0 | 0
662 | 80.761 | 0 | 3713.72 | 84.7557 | 0 | 0 | 3628.9644 | 0 | 0 | 0
663 | 95.362 | 0 | 3248.2823 | 100.0789 | 0 | 0 | 3148.2034 | 0 | 0 | 0
664 | 84.557 | 0 | 1851.7329 | 88.7394 | 0 | 0 | 1762.9934 | 0 | 0 | 0
665 | 90.093 | 0 | 1375.7386 | 94.5492 | 0 | 0 | 1281.1893 | 0 | 0 | 0
666 | 80.774 | 0 | 232.414 | 84.7693 | 0 | 0 | 147.6447 | 0 | 0 | 0
667 | 96.805 | 0 | 0 | 0 | 0 | 0 | 0 | 0 | 0 | 101.5932
668 | 86.4 | 0 | 0 | 0 | 0 | 0 | 0 | 0 | 0 | 90.6736
669 | 93.6 | 0 | 0 | 0 | 0 | 0 | 0 | 0 | 0 | 98.2297
670 | 87.2 | 0 | 0 | 0 | 0 | 0 | 0 | 0 | 0 | 91.5131
671 | 92.8 | 0 | 0 | 0 | 0 | 0 | 0 | 0 | 0 | 97.3901
672 | 87.2 | 0 | 0 | 0 | 0 | 0 | 0 | 0 | 0 | 91.5131
673 | 93.6 | 0 | 0 | 0 | 0 | 0 | 0 | 93.6 | 0 | 0
674 | 88 | 0 | 0 | 0 | 0 | 0 | 0 | 88 | 0 | 0
675 | 92.8 | 0 | 0 | 0 | 0 | 0 | 0 | 36.417 | 0 | 59.1719
676 | 87.2 | 0 | 0 | 0 | 0 | 0 | 0 | 0 | 0 | 91.5131
677 | 93.6 | 0 | 0 | 0 | 0 | 0 | 0 | 0 | 0 | 98.2297
678 | 83.2 | 0 | 0 | 0 | 0 | 0 | 0 | 0 | 0 | 87.3153
679 | 84.8 | 0 | 53.8532 | 53.8532 | 0 | 0 | 0 | 0 | 0 | 35.1413
680 | 79.796 | 0 | 1137.9901 | 83.7429 | -621.2819 | 0 | 432.9653 | 0 | 0 | 0
681 | 84.042 | 0 | 2339.5609 | 88.1989 | -427.379 | 0 | 1823.983 | 0 | 0 | 0
682 | 80.506 | 0 | 3123.1422 | 84.488 | 0 | 0 | 3038.6542 | 0 | 0 | 0
683 | 81.184 | 0 | 3549.6365 | 85.1996 | 0 | 0 | 3464.437 | 0 | 0 | 0
684 | 80.078 | 0 | 3847.6661 | 84.0389 | 0 | 0 | 3763.6272 | 0 | 0 | 0
685 | 81.515 | 0 | 3706.1733 | 85.547 | 0 | 0 | 3620.6264 | 0 | 0 | 0
686 | 74.649 | 0 | 2457.4743 | 78.3413 | 0 | 0 | 2379.133 | 0 | 0 | 0
687 | 88.307 | 0 | 2103.0424 | 92.6749 | 0 | 0 | 2010.3675 | 0 | 0 | 0
688 | 79.067 | 0 | 1155.0754 | 82.9779 | 0 | 0 | 1072.0975 | 0 | 0 | 0
689 | 84.323 | 0 | 247.5242 | 88.4938 | 0 | 0 | 159.0303 | 0 | 0 | 0
690 | 79.24 | 0 | 174.2979 | 83.1594 | 0 | 0 | 91.1385 | 0 | 0 | 0
691 | 95.215 | 0 | 0 | 0 | 0 | 0 | 0 | 0 | 0 | 99.9246
692 | 89.6 | 0 | 0 | 0 | 0 | 0 | 0 | 0 | 0 | 94.0319
693 | 93.6 | 0 | 0 | 0 | 0 | 0 | 0 | 0 | 0 | 98.2297
694 | 87.2 | 0 | 0 | 0 | 0 | 0 | 0 | 0 | 0 | 91.5131
695 | 96.8 | 0 | 0 | 0 | 0 | 0 | 0 | 0 | 0 | 101.588
696 | 87.2 | 0 | 0 | 0 | 0 | 0 | 0 | 0 | 0 | 91.5131
697 | 93.6 | 0 | 0 | 0 | 0 | 0 | 0 | 93.6 | 0 | 0
698 | 88.8 | 0 | 0 | 0 | 0 | 0 | 0 | 88.8 | 0 | 0
699 | 87.2 | 0 | 0 | 0 | 0 | 0 | 0 | 87.2 | 0 | 0
700 | 87.2 | 0 | 0 | 0 | 0 | 0 | 0 | 3.741 | 0 | 87.5871
701 | 93.6 | 0 | 0 | 0 | 0 | 0 | 0 | 0 | 0 | 98.2297
702 | 84 | 0 | 0 | 0 | 0 | 0 | 0 | 0 | 0 | 88.1549
703 | 87.2 | 0 | 0 | 0 | 0 | 0 | 0 | 0 | 0 | 91.5131
704 | 76.02 | 0 | 251.2382 | 79.7802 | -171.4581 | 0 | 0 | 0 | 0 | 0
705 | 84.507 | 0 | 2092.4859 | 88.6869 | -621.2819 | 0 | 1382.517 | 0 | 0 | 0
706 | 72.771 | 0 | 2832.2973 | 76.3705 | -255.9209 | 0 | 2500.0059 | 0 | 0 | 0
707 | 81.102 | 0 | 3867.7087 | 85.1135 | 0 | 0 | 3782.5952 | 0 | 0 | 0
708 | 75.163 | 0 | 4009.2666 | 78.8808 | 0 | 0 | 3930.3858 | 0 | 0 | 0
709 | 86.617 | 0 | 4204.1675 | 90.9013 | 0 | 0 | 4113.2662 | 0 | 0 | 0
710 | 78.42 | 0 | 3557.4897 | 82.2989 | 0 | 0 | 3475.1908 | 0 | 0 | 0
711 | 78.853 | 0 | 2922.3443 | 82.7533 | 0 | 0 | 2839.5911 | 0 | 0 | 0
712 | 79.653 | 0 | 2431.5169 | 83.5929 | 0 | 0 | 2347.9241 | 0 | 0 | 0
713 | 88.652 | 0 | 1032.7857 | 93.037 | 0 | 0 | 939.7487 | 0 | 0 | 0
714 | 82.665 | 0 | 240.6523 | 86.7538 | 0 | 0 | 153.8985 | 0 | 0 | 0
715 | 97.636 | 0 | 0 | 0 | 0 | 0 | 0 | 0 | 0 | 102.4653
716 | 88.8 | 0 | 0 | 0 | 0 | 0 | 0 | 0 | 0 | 93.1923
717 | 94.4 | 0 | 0 | 0 | 0 | 0 | 0 | 0 | 0 | 99.0693
718 | 87.2 | 0 | 0 | 0 | 0 | 0 | 0 | 0 | 0 | 91.5131
719 | 91.2 | 0 | 0 | 0 | 0 | 0 | 0 | 0 | 0 | 95.711
720 | 84.8 | 0 | 0 | 0 | 0 | 0 | 0 | 0 | 0 | 88.9944
721 | 93.6 | 0 | 0 | 0 | 0 | 0 | 0 | 93.6 | 0 | 0
722 | 81.6 | 0 | 0 | 0 | 0 | 0 | 0 | 81.6 | 0 | 0
723 | 92.8 | 0 | 0 | 0 | 0 | 0 | 0 | 63.015 | 0 | 31.2582
724 | 80 | 0 | 0 | 0 | 0 | 0 | 0 | 0 | 0 | 83.957
725 | 90.4 | 0 | 0 | 0 | 0 | 0 | 0 | 0 | 0 | 94.8714
726 | 80 | 0 | 0 | 0 | 0 | 0 | 0 | 0 | 0 | 83.957
727 | 86.4 | 0 | 13.3775 | 13.3775 | 0 | 0 | 0 | 0 | 0 | 77.2961
728 | 75.453 | 0 | 606.41 | 79.1851 | -527.2249 | 0 | 0 | 0 | 0 | 0
729 | 85.467 | 0 | 1721.843 | 89.6944 | -521.436 | 0 | 1110.7125 | 0 | 0 | 0
730 | 74.454 | 0 | 2657.2553 | 78.1367 | 0 | 0 | 2579.1186 | 0 | 0 | 0
731 | 80.579 | 0 | 3691.7432 | 84.5647 | 0 | 0 | 3607.1786 | 0 | 0 | 0
732 | 73.28 | 0 | 3376.7344 | 76.9046 | 0 | 0 | 3299.8298 | 0 | 0 | 0
733 | 82.654 | 0 | 3550.6587 | 86.7423 | 0 | 0 | 3463.9164 | 0 | 0 | 0
734 | 74.961 | 0 | 2123.2383 | 78.6688 | 0 | 0 | 2044.5695 | 0 | 0 | 0
735 | 86.787 | 0 | 1625.4509 | 91.0797 | 0 | 0 | 1534.3711 | 0 | 0 | 0
736 | 81.253 | 0 | 1581.7764 | 85.272 | 0 | 0 | 1496.5044 | 0 | 0 | 0
737 | 87.089 | 0 | 680.7959 | 91.3967 | 0 | 0 | 589.3992 | 0 | 0 | 0
738 | 79.66 | 0 | 224.1883 | 83.6002 | 0 | 0 | 140.5881 | 0 | 0 | 0
739 | 96.821 | 0 | 0 | 0 | 0 | 0 | 0 | 0 | 0 | 101.61
740 | 88 | 0 | 0 | 0 | 0 | 0 | 0 | 0 | 0 | 92.3527
741 | 91.2 | 0 | 0 | 0 | 0 | 0 | 0 | 0 | 0 | 95.711
742 | 86.4 | 0 | 0 | 0 | 0 | 0 | 0 | 0 | 0 | 90.6736
743 | 92.8 | 0 | 0 | 0 | 0 | 0 | 0 | 0 | 0 | 97.3901
744 | 88 | 0 | 0 | 0 | 0 | 0 | 0 | 0 | 0 | 92.3527
745 | 94.4 | 0 | 0 | 0 | 0 | 0 | 0 | 94.4 | 0 | 0
746 | 87.2 | 0 | 0 | 0 | 0 | 0 | 0 | 87.2 | 0 | 0
747 | 93.6 | 0 | 0 | 0 | 0 | 0 | 0 | 29.965 | 0 | 66.7826
748 | 80 | 0 | 0 | 0 | 0 | 0 | 0 | 0 | 0 | 83.957
749 | 88.8 | 0 | 0 | 0 | 0 | 0 | 0 | 0 | 0 | 93.1923
750 | 86.4 | 0 | 0 | 0 | 0 | 0 | 0 | 0 | 0 | 90.6736
751 | 88.8 | 0 | 55.6037 | 55.6037 | 0 | 0 | 0 | 0 | 0 | 37.5886
752 | 79.281 | 0 | 1073.7809 | 83.2025 | -621.2819 | 0 | 369.2965 | 0 | 0 | 0
753 | 84.741 | 0 | 2263.8852 | 88.9325 | -427.379 | 0 | 1747.5737 | 0 | 0 | 0
754 | 75.611 | 0 | 3117.7952 | 79.3509 | 0 | 0 | 3038.4443 | 0 | 0 | 0
755 | 86.655 | 0 | 3673.5875 | 90.9412 | 0 | 0 | 3582.6463 | 0 | 0 | 0
756 | 74.903 | 0 | 3886.2139 | 78.6079 | 0 | 0 | 3807.606 | 0 | 0 | 0
757 | 87.642 | 0 | 3865.9288 | 91.977 | 0 | 0 | 3773.9518 | 0 | 0 | 0
758 | 82.638 | 0 | 3176.2671 | 86.7255 | 0 | 0 | 3089.5416 | 0 | 0 | 0
759 | 89.332 | 0 | 3150.9971 | 93.7506 | 0 | 0 | 3057.2465 | 0 | 0 | 0
760 | 81.435 | 0 | 2443.3633 | 85.463 | 0 | 0 | 2357.9003 | 0 | 0 | 0
761 | 83.254 | 0 | 1381.5694 | 87.372 | 0 | 0 | 1294.1974 | 0 | 0 | 0
762 | 82.933 | 0 | 237.3465 | 87.0351 | 0 | 0 | 150.3114 | 0 | 0 | 0
763 | 96.007 | 0 | 0 | 0 | 0 | 0 | 0 | 0 | 0 | 100.7558
764 | 91.2 | 0 | 0 | 0 | 0 | 0 | 0 | 0 | 0 | 95.711
765 | 93.6 | 0 | 0 | 0 | 0 | 0 | 0 | 0 | 0 | 98.2297
766 | 88.8 | 0 | 0 | 0 | 0 | 0 | 0 | 0 | 0 | 93.1923
767 | 97.6 | 0 | 0 | 0 | 0 | 0 | 0 | 0 | 0 | 102.4276
768 | 90.4 | 0 | 0 | 0 | 0 | 0 | 0 | 90.4 | 0 | 0
769 | 92.8 | 0 | 0 | 0 | 0 | 0 | 0 | 92.8 | 0 | 0
770 | 86.4 | 0 | 0 | 0 | 0 | 0 | 0 | 28.912 | 0 | 60.3315
771 | 91.2 | 0 | 0 | 0 | 0 | 0 | 0 | 0 | 0 | 95.711
772 | 87.2 | 0 | 0 | 0 | 0 | 0 | 0 | 0 | 0 | 91.5131
773 | 92.8 | 0 | 0 | 0 | 0 | 0 | 0 | 0 | 0 | 97.3901
774 | 85.6 | 0 | 0 | 0 | 0 | 0 | 0 | 0 | 0 | 89.834
775 | 76.8 | 0 | 63.4096 | 63.4096 | 0 | 0 | 0 | 0 | 0 | 17.1891
776 | 82.775 | 0 | 1002.5118 | 86.8693 | -621.2819 | 0 | 294.3606 | 0 | 0 | 0
777 | 646.748 | 0 | 2133.7413 | 678.7379 | -427.379 | 0 | 1027.6244 | 0 | 0 | 0
778 | 552.934 | 0 | 3243.6688 | 580.2836 | 0 | 0 | 2663.3852 | 0 | 0 | 0
779 | 876.383 | 0 | 3011.6043 | 919.7313 | 0 | 0 | 2091.873 | 0 | 0 | 0
780 | 949.841 | 0 | 3356.7862 | 996.8227 | 0 | 0 | 2359.9635 | 0 | 0 | 0
781 | 1244.374 | 0 | 3314.3354 | 1305.9241 | 0 | 0 | 2008.4113 | 0 | 0 | 0
782 | 1169.848 | 0 | 3170.3649 | 1227.7118 | 0 | 0 | 1942.6531 | 0 | 0 | 0
783 | 1381.741 | 0 | 3124.2179 | 1450.0856 | 0 | 0 | 1674.1323 | 0 | 0 | 0
784 | 889.368 | 0 | 2056.4757 | 933.3585 | 0 | 0 | 1123.1171 | 0 | 0 | 0
785 | 1360.953 | 0 | 987.4132 | 987.4132 | 0 | 0 | 0 | 420.078 | 0 | 0
786 | 1095.157 | 0 | 209.3794 | 209.3794 | 0 | 0 | 0 | 895.646 | 0 | 0
787 | 1127.015 | 0 | 0 | 0 | 0 | 0 | 0 | 1127.015 | 0 | 0
788 | 1211.2 | 0 | 0 | 0 | 0 | 0 | 0 | 1211.2 | 0 | 0
789 | 1118.4 | 0 | 0 | 0 | 0 | 0 | 0 | 1118.4 | 0 | 0
790 | 1337.6 | 0 | 0 | 0 | 0 | 0 | 0 | 1217.777 | 0 | 125.7498
791 | 1112 | 0 | 0 | 0 | 0 | 0 | 0 | 520 | 0 | 621.2819
792 | 163.2 | 0 | 0 | 0 | 0 | 0 | 0 | 0 | 0 | 171.2723
793 | 108.8 | 0 | 0 | 0 | 0 | 0 | 0 | 108.8 | 0 | 0
794 | 94.4 | 0 | 0 | 0 | 0 | 0 | 0 | 94.4 | 0 | 0
795 | 105.6 | 0 | 0 | 0 | 0 | 0 | 0 | 105.6 | 0 | 0
796 | 101.6 | 0 | 0 | 0 | 0 | 0 | 0 | 101.6 | 0 | 0
797 | 105.6 | 0 | 0 | 0 | 0 | 0 | 0 | 105.6 | 0 | 0
798 | 95.2 | 0 | 0 | 0 | 0 | 0 | 0 | 95.2 | 0 | 0
799 | 87.2 | 0 | 67.5319 | 67.5319 | 0 | 0 | 0 | 0 | 0 | 23.9813
800 | 82.403 | 0 | 1168.0677 | 86.4789 | -621.2819 | 0 | 460.3069 | 0 | 0 | 0
801 | 835.519 | 0 | 2342.7187 | 876.846 | -427.379 | 0 | 1038.4937 | 0 | 0 | 0
802 | 1039.674 | 0 | 3207.2388 | 1091.0991 | 0 | 0 | 2116.1397 | 0 | 0 | 0
803 | 891.524 | 0 | 3719.6044 | 935.6212 | 0 | 0 | 2783.9832 | 0 | 0 | 0
804 | 1352.422 | 0 | 3865.9047 | 1419.3164 | 0 | 0 | 2446.5883 | 0 | 0 | 0
805 | 1341.667 | 0 | 3943.3425 | 1408.0295 | 0 | 0 | 2535.313 | 0 | 0 | 0
806 | 1194.461 | 0 | 3556.7802 | 1253.5423 | 0 | 0 | 2303.238 | 0 | 0 | 0
807 | 1481.371 | 0 | 2684.767 | 1554.6436 | 0 | 0 | 1130.1234 | 0 | 0 | 0
808 | 1646.336 | 0 | 712.5894 | 712.5894 | 0 | 0 | 0 | 967.332 | 0 | 0
809 | 1713.488 | 0 | 713.1215 | 713.1215 | 0 | 0 | 0 | 1033.977 | 0 | 0
810 | 1434.101 | 0 | 121.9171 | 121.9171 | 0 | 0 | 0 | 1317.93 | 0 | 0
811 | 1539.509 | 0 | 0 | 0 | 0 | 0 | 0 | 1539.509 | 0 | 0
812 | 1661.6 | 0 | 0 | 0 | 0 | 0 | 0 | 1661.6 | 0 | 0
813 | 1616 | 0 | 0 | 0 | 0 | 0 | 0 | 1616 | 0 | 0
814 | 1728.8 | 0 | 0 | 0 | 0 | 0 | 0 | 1422.926 | 0 | 321.0034
815 | 1469.6 | 0 | 0 | 0 | 0 | 0 | 0 | 877.6 | 0 | 621.2819
816 | 1761.6 | 0 | 0 | 0 | 0 | 0 | 0 | 1761.6 | 0 | 0
817 | 1354.4 | 0 | 0 | 0 | 0 | 0 | 0 | 1354.4 | 0 | 0
818 | 1331.2 | 0 | 0 | 0 | 0 | 0 | 0 | 1331.2 | 0 | 0
819 | 1416.8 | 0 | 0 | 0 | 0 | 0 | 0 | 1416.8 | 0 | 0
820 | 1299.2 | 0 | 0 | 0 | 0 | 0 | 0 | 1299.2 | 0 | 0
821 | 1488 | 0 | 0 | 0 | 0 | 0 | 0 | 1488 | 0 | 0
822 | 1488.8 | 0 | 0 | 0 | 0 | 0 | 0 | 1488.8 | 0 | 0
823 | 1292.8 | 0 | 66.071 | 66.071 | 0 | 0 | 0 | 1229.843 | 0 | 0
824 | 1289.506 | 0 | 1130.4371 | 1130.4371 | 0 | 0 | 0 | 212.348 | 0 | 0
825 | 1526.73 | 0 | 2158.0007 | 1602.2462 | -555.7545 | 0 | 0 | 0 | 0 | 0
826 | 1083.978 | 0 | 2509.3283 | 1137.5945 | -492.9064 | 0 | 878.8274 | 0 | 0 | 0
827 | 1402.913 | 0 | 2705.7972 | 1472.3049 | 0 | 0 | 1233.4923 | 0 | 0 | 0
828 | 1305.329 | 0 | 3529.7587 | 1369.8941 | 0 | 0 | 2159.8646 | 0 | 0 | 0
829 | 1517.919 | 0 | 3266.2606 | 1592.9994 | 0 | 0 | 1673.2612 | 0 | 0 | 0
830 | 1335.878 | 0 | 3094.6126 | 1401.9541 | 0 | 0 | 1692.6585 | 0 | 0 | 0
831 | 1360.865 | 0 | 2423.0845 | 1428.1771 | 0 | 0 | 994.9074 | 0 | 0 | 0
832 | 1604.627 | 0 | 2083.662 | 1683.9962 | 0 | 0 | 399.6658 | 0 | 0 | 0
833 | 1501.802 | 0 | 1195.8166 | 1195.8166 | 0 | 0 | 0 | 362.346 | 0 | 0
834 | 1303.802 | 0 | 199.42 | 199.42 | 0 | 0 | 0 | 1113.781 | 0 | 0
835 | 1407.738 | 0 | 0 | 0 | 0 | 0 | 0 | 1407.738 | 0 | 0
836 | 1397.6 | 0 | 0 | 0 | 0 | 0 | 0 | 1397.6 | 0 | 0
837 | 1207.2 | 0 | 0 | 0 | 0 | 0 | 0 | 1207.2 | 0 | 0
838 | 1357.6 | 0 | 0 | 0 | 0 | 0 | 0 | 1051.726 | 0 | 321.0034
839 | 1300.8 | 0 | 0 | 0 | 0 | 0 | 0 | 708.8 | 0 | 621.2819
840 | 1248.8 | 0 | 0 | 0 | 0 | 0 | 0 | 1248.8 | 0 | 0
841 | 1178.4 | 0 | 0 | 0 | 0 | 0 | 0 | 1178.4 | 0 | 0
842 | 1225.6 | 0 | 0 | 0 | 0 | 0 | 0 | 1225.6 | 0 | 0
843 | 1224.8 | 0 | 0 | 0 | 0 | 0 | 0 | 1224.8 | 0 | 0
844 | 903.2 | 0 | 0 | 0 | 0 | 0 | 0 | 903.2 | 0 | 0
845 | 1121.6 | 0 | 0 | 0 | 0 | 0 | 0 | 1121.6 | 0 | 0
846 | 1310.4 | 0 | 0 | 0 | 0 | 0 | 0 | 1310.4 | 0 | 0
847 | 1152 | 0 | 0 | 0 | 0 | 0 | 0 | 1152 | 0 | 0
848 | 933.17 | 0 | 230.717 | 230.717 | 0 | 0 | 0 | 713.327 | 0 | 0
849 | 1215.698 | 0 | 1146.5705 | 1146.5705 | 0 | 0 | 0 | 123.167 | 0 | 0
850 | 1139.46 | 0 | 1600.8315 | 1195.8208 | -405.0107 | 0 | 0 | 0 | 0 | 0
851 | 1551.141 | 0 | 2040.4011 | 1627.8646 | -412.5364 | 0 | 0 | 0 | 0 | 0
852 | 1338.153 | 0 | 2436.6803 | 1404.3417 | -231.1148 | 0 | 801.2238 | 0 | 0 | 0
853 | 1140.835 | 0 | 3873.8775 | 1197.2638 | 0 | 0 | 2676.6137 | 0 | 0 | 0
854 | 1315.264 | 0 | 2944.9708 | 1380.3205 | 0 | 0 | 1564.6502 | 0 | 0 | 0
855 | 1361.037 | 0 | 2355.5873 | 1428.3576 | 0 | 0 | 927.2297 | 0 | 0 | 0
856 | 1270.539 | 0 | 1653.3529 | 1333.3833 | 0 | 0 | 319.9696 | 0 | 0 | 0
857 | 1377.713 | 0 | 1074.7453 | 1074.7453 | 0 | 0 | 0 | 353.622 | 0 | 0
858 | 1430.203 | 0 | 231.7581 | 231.7581 | 0 | 0 | 0 | 1209.368 | 0 | 0
859 | 1135.9 | 0 | 0 | 0 | 0 | 0 | 0 | 1135.9 | 0 | 0
860 | 1324 | 0 | 0 | 0 | 0 | 0 | 0 | 1324 | 0 | 0
861 | 1216.8 | 0 | 0 | 0 | 0 | 0 | 0 | 1216.8 | 0 | 0
862 | 1368.8 | 0 | 0 | 0 | 0 | 0 | 0 | 1062.926 | 0 | 321.0034
863 | 1304 | 0 | 0 | 0 | 0 | 0 | 0 | 712 | 0 | 621.2819
864 | 504 | 0 | 0 | 0 | 0 | 0 | 0 | 504 | 0 | 0
865 | 308.8 | 0 | 0 | 0 | 0 | 0 | 0 | 308.8 | 0 | 0
866 | 223.2 | 0 | 0 | 0 | 0 | 0 | 0 | 223.2 | 0 | 0
867 | 305.6 | 0 | 0 | 0 | 0 | 0 | 0 | 305.6 | 0 | 0
868 | 234.4 | 0 | 0 | 0 | 0 | 0 | 0 | 234.4 | 0 | 0
869 | 284.8 | 0 | 0 | 0 | 0 | 0 | 0 | 284.8 | 0 | 0
870 | 280.8 | 0 | 0 | 0 | 0 | 0 | 0 | 280.8 | 0 | 0
871 | 279.2 | 0 | 60.7009 | 60.7009 | 0 | 0 | 0 | 221.36 | 0 | 0
872 | 207.884 | 0 | 1140.8163 | 218.1665 | -621.2819 | 0 | 301.3679 | 0 | 0 | 0
873 | 1383.408 | 0 | 2343.1028 | 1451.8351 | -427.379 | 0 | 463.8888 | 0 | 0 | 0
874 | 1305.53 | 0 | 3160.3761 | 1370.105 | 0 | 0 | 1790.2711 | 0 | 0 | 0
875 | 1615.041 | 0 | 3429.4699 | 1694.9253 | 0 | 0 | 1734.5446 | 0 | 0 | 0
876 | 1779.002 | 0 | 3526.7488 | 1866.9962 | 0 | 0 | 1659.7526 | 0 | 0 | 0
877 | 1624.258 | 0 | 3425.2406 | 1704.5982 | 0 | 0 | 1720.6424 | 0 | 0 | 0
878 | 1539.01 | 0 | 3222.1958 | 1615.1336 | 0 | 0 | 1607.0622 | 0 | 0 | 0
879 | 1787.689 | 0 | 2312.4627 | 1876.1129 | 0 | 0 | 436.3498 | 0 | 0 | 0
880 | 1354.304 | 0 | 1795.3778 | 1421.2915 | 0 | 0 | 374.0862 | 0 | 0 | 0
881 | 1620.241 | 0 | 741.7634 | 741.7634 | 0 | 0 | 0 | 913.438 | 0 | 0
882 | 1300.99 | 0 | 183.0378 | 183.0378 | 0 | 0 | 0 | 1126.579 | 0 | 0
883 | 1394.069 | 0 | 0 | 0 | 0 | 0 | 0 | 1394.069 | 0 | 0
884 | 1272 | 0 | 0 | 0 | 0 | 0 | 0 | 1272 | 0 | 0
885 | 1471.2 | 0 | 0 | 0 | 0 | 0 | 0 | 1471.2 | 0 | 0
886 | 1444 | 0 | 0 | 0 | 0 | 0 | 0 | 1138.126 | 0 | 321.0034
887 | 1357.6 | 0 | 0 | 0 | 0 | 0 | 0 | 765.6 | 0 | 621.2819
888 | 576.8 | 0 | 0 | 0 | 0 | 0 | 0 | 576.8 | 0 | 0
889 | 498.4 | 0 | 0 | 0 | 0 | 0 | 0 | 498.4 | 0 | 0
890 | 498.4 | 0 | 0 | 0 | 0 | 0 | 0 | 498.4 | 0 | 0
891 | 504 | 0 | 0 | 0 | 0 | 0 | 0 | 504 | 0 | 0
892 | 421.6 | 0 | 0 | 0 | 0 | 0 | 0 | 421.6 | 0 | 0
893 | 485.6 | 0 | 0 | 0 | 0 | 0 | 0 | 485.6 | 0 | 0
894 | 467.2 | 0 | 0 | 0 | 0 | 0 | 0 | 467.2 | 0 | 0
895 | 472 | 0 | 60.9496 | 60.9496 | 0 | 0 | 0 | 413.923 | 0 | 0
896 | 385.522 | 0 | 1136.2743 | 404.591 | -621.2819 | 0 | 110.4014 | 0 | 0 | 0
897 | 1044.814 | 0 | 2375.0684 | 1096.4933 | -427.379 | 0 | 851.1961 | 0 | 0 | 0
898 | 1692.649 | 0 | 3279.4429 | 1776.372 | 0 | 0 | 1503.0709 | 0 | 0 | 0
899 | 1873.143 | 0 | 3870.5948 | 1965.7937 | 0 | 0 | 1904.801 | 0 | 0 | 0
900 | 1814.753 | 0 | 4197.7805 | 1904.5156 | 0 | 0 | 2293.2649 | 0 | 0 | 0
901 | 1605.764 | 0 | 4069.6663 | 1685.1894 | 0 | 0 | 2384.4769 | 0 | 0 | 0
902 | 1656.929 | 0 | 3973.5806 | 1738.8852 | 0 | 0 | 2234.6954 | 0 | 0 | 0
903 | 1959.966 | 0 | 3414.7732 | 2056.9112 | 0 | 0 | 1357.862 | 0 | 0 | 0
904 | 1925.128 | 0 | 2556.2078 | 2020.35 | 0 | 0 | 535.8578 | 0 | 0 | 0
905 | 1644.797 | 0 | 1399.8615 | 1399.8615 | 0 | 0 | 0 | 310.913 | 0 | 0
906 | 1796.832 | 0 | 234.1645 | 234.1645 | 0 | 0 | 0 | 1573.704 | 0 | 0
907 | 1564.005 | 0 | 0 | 0 | 0 | 0 | 0 | 1564.005 | 0 | 0
908 | 1423.2 | 0 | 0 | 0 | 0 | 0 | 0 | 1423.2 | 0 | 0
909 | 1762.4 | 0 | 0 | 0 | 0 | 0 | 0 | 1762.4 | 0 | 0
910 | 1525.6 | 0 | 0 | 0 | 0 | 0 | 0 | 1219.726 | 0 | 321.0034
911 | 1706.4 | 0 | 0 | 0 | 0 | 0 | 0 | 1114.4 | 0 | 621.2819
912 | 526.4 | 0 | 0 | 0 | 0 | 0 | 0 | 526.4 | 0 | 0
913 | 477.6 | 0 | 0 | 0 | 0 | 0 | 0 | 477.6 | 0 | 0
914 | 487.2 | 0 | 0 | 0 | 0 | 0 | 0 | 487.2 | 0 | 0
915 | 450.4 | 0 | 0 | 0 | 0 | 0 | 0 | 450.4 | 0 | 0
916 | 410.4 | 0 | 0 | 0 | 0 | 0 | 0 | 410.4 | 0 | 0
917 | 498.4 | 0 | 0 | 0 | 0 | 0 | 0 | 498.4 | 0 | 0
918 | 480.8 | 0 | 0 | 0 | 0 | 0 | 0 | 480.8 | 0 | 0
919 | 402.4 | 0 | 16.0505 | 16.0505 | 0 | 0 | 0 | 387.106 | 0 | 0
920 | 183.582 | 0 | 1166.4652 | 192.6625 | -621.2819 | 0 | 352.5208 | 0 | 0 | 0
921 | 1361.436 | 0 | 2400.5284 | 1428.7763 | -427.379 | 0 | 544.3731 | 0 | 0 | 0
922 | 1498.899 | 0 | 3227.8377 | 1573.0386 | 0 | 0 | 1654.7991 | 0 | 0 | 0
923 | 1608.087 | 0 | 3743.657 | 1687.6273 | 0 | 0 | 2056.0297 | 0 | 0 | 0
924 | 1399.808 | 0 | 4028.434 | 1469.0463 | 0 | 0 | 2559.3877 | 0 | 0 | 0
925 | 1724.006 | 0 | 4068.2348 | 1809.28 | 0 | 0 | 2258.9548 | 0 | 0 | 0
926 | 1255.265 | 0 | 3865.9645 | 1317.3538 | 0 | 0 | 2548.6107 | 0 | 0 | 0
927 | 1125.5 | 0 | 3392.2465 | 1181.1703 | 0 | 0 | 2211.0762 | 0 | 0 | 0
928 | 1614.058 | 0 | 2619.6006 | 1693.8937 | 0 | 0 | 925.7069 | 0 | 0 | 0
929 | 1453.859 | 0 | 1498.3473 | 1498.3473 | 0 | 0 | 0 | 26.131 | 0 | 0
930 | 1370.109 | 0 | 228.9959 | 228.9959 | 0 | 0 | 0 | 1151.906 | 0 | 0
931 | 1452.169 | 0 | 0 | 0 | 0 | 0 | 0 | 1452.169 | 0 | 0
932 | 1032 | 0 | 0 | 0 | 0 | 0 | 0 | 1032 | 0 | 0
933 | 1212.8 | 0 | 0 | 0 | 0 | 0 | 0 | 1212.8 | 0 | 0
934 | 1396.8 | 0 | 0 | 0 | 0 | 0 | 0 | 1090.926 | 0 | 321.0034
935 | 964 | 0 | 0 | 0 | 0 | 0 | 0 | 372 | 0 | 621.2819
936 | 1384.8 | 0 | 0 | 0 | 0 | 0 | 0 | 1384.8 | 0 | 0
937 | 1120 | 0 | 0 | 0 | 0 | 0 | 0 | 1120 | 0 | 0
938 | 1568.8 | 0 | 0 | 0 | 0 | 0 | 0 | 1568.8 | 0 | 0
939 | 1411.2 | 0 | 0 | 0 | 0 | 0 | 0 | 1411.2 | 0 | 0
940 | 1482.4 | 0 | 0 | 0 | 0 | 0 | 0 | 1482.4 | 0 | 0
941 | 1182.4 | 0 | 0 | 0 | 0 | 0 | 0 | 1182.4 | 0 | 0
942 | 1132 | 0 | 0 | 0 | 0 | 0 | 0 | 1132 | 0 | 0
943 | 1137.6 | 0 | 35.094 | 35.094 | 0 | 0 | 0 | 1104.16 | 0 | 0
944 | 182.01 | 0 | 897.426 | 191.0127 | -621.2819 | 0 | 85.1314 | 0 | 0 | 0
945 | 481.147 | 0 | 1772.4732 | 504.9458 | -427.379 | 0 | 840.1484 | 0 | 0 | 0
946 | 455.687 | 0 | 2558.3487 | 478.2265 | 0 | 0 | 2080.1222 | 0 | 0 | 0
947 | 498.735 | 0 | 3175.2565 | 523.4038 | 0 | 0 | 2651.8527 | 0 | 0 | 0
948 | 415.99 | 0 | 3638.8073 | 436.566 | 0 | 0 | 3202.2413 | 0 | 0 | 0
949 | 320.018 | 0 | 3708.1138 | 335.847 | 0 | 0 | 3372.2668 | 0 | 0 | 0
950 | 335.666 | 0 | 3213.0235 | 352.2689 | 0 | 0 | 2860.7545 | 0 | 0 | 0
951 | 408.03 | 0 | 2239.7087 | 428.2123 | 0 | 0 | 1811.4965 | 0 | 0 | 0
952 | 329.489 | 0 | 2033.1923 | 345.7864 | 0 | 0 | 1687.4059 | 0 | 0 | 0
953 | 413.609 | 0 | 1192.5171 | 434.0672 | 0 | 0 | 758.4498 | 0 | 0 | 0
954 | 285.122 | 0 | 276.3844 | 276.3844 | 0 | 0 | 0 | 21.764 | 0 | 0
955 | 304.539 | 0 | 0 | 0 | 0 | 0 | 0 | 304.539 | 0 | 0
956 | 261.6 | 0 | 0 | 0 | 0 | 0 | 0 | 261.6 | 0 | 0
957 | 204 | 0 | 0 | 0 | 0 | 0 | 0 | 204 | 0 | 0
958 | 331.2 | 0 | 0 | 0 | 0 | 0 | 0 | 231.244 | 0 | 104.9001
959 | 296.8 | 0 | 0 | 0 | 0 | 0 | 0 | 0 | 0 | 311.4805
960 | 302.4 | 0 | 0 | 0 | 0 | 0 | 0 | 0 | 0 | 317.3575
961 | 324.8 | 0 | 0 | 0 | 0 | 0 | 0 | 324.8 | 0 | 0
962 | 296.8 | 0 | 0 | 0 | 0 | 0 | 0 | 296.8 | 0 | 0
963 | 296.8 | 0 | 0 | 0 | 0 | 0 | 0 | 296.8 | 0 | 0
964 | 316 | 0 | 0 | 0 | 0 | 0 | 0 | 316 | 0 | 0
965 | 227.2 | 0 | 0 | 0 | 0 | 0 | 0 | 227.2 | 0 | 0
966 | 276 | 0 | 0 | 0 | 0 | 0 | 0 | 276 | 0 | 0
967 | 256.8 | 0 | 60.9559 | 60.9559 | 0 | 0 | 0 | 0 | 0 | 208.5461
968 | 246.146 | 0 | 1134.3642 | 258.321 | -621.2819 | 0 | 254.7613 | 0 | 0 | 0
969 | 460.316 | 0 | 2348.5621 | 483.0855 | -427.379 | 0 | 1438.0976 | 0 | 0 | 0
970 | 1172.832 | 0 | 3178.5675 | 1230.8434 | 0 | 0 | 1947.7241 | 0 | 0 | 0
971 | 1566.318 | 0 | 3658.4658 | 1643.7923 | 0 | 0 | 2014.6735 | 0 | 0 | 0
972 | 1214.229 | 0 | 3937.1926 | 1274.288 | 0 | 0 | 2662.9046 | 0 | 0 | 0
973 | 1567.117 | 0 | 3903.3642 | 1644.6308 | 0 | 0 | 2258.7334 | 0 | 0 | 0
974 | 1509.312 | 0 | 3400.6328 | 1583.9667 | 0 | 0 | 1816.6661 | 0 | 0 | 0
975 | 1604.899 | 0 | 2821.1971 | 1684.2816 | 0 | 0 | 1136.9155 | 0 | 0 | 0
976 | 1215.644 | 0 | 2121.3755 | 1275.773 | 0 | 0 | 845.6025 | 0 | 0 | 0
977 | 1300.307 | 0 | 1055.4541 | 1055.4541 | 0 | 0 | 0 | 294.598 | 0 | 0
978 | 1151.05 | 0 | 214.2468 | 214.2468 | 0 | 0 | 0 | 946.901 | 0 | 0
979 | 1456.677 | 0 | 0 | 0 | 0 | 0 | 0 | 1456.677 | 0 | 0
980 | 1494.4 | 0 | 0 | 0 | 0 | 0 | 0 | 1494.4 | 0 | 0
981 | 1808.8 | 0 | 0 | 0 | 0 | 0 | 0 | 1808.8 | 0 | 0
982 | 1650.4 | 0 | 0 | 0 | 0 | 0 | 0 | 1344.526 | 0 | 321.0034
983 | 1209.6 | 0 | 0 | 0 | 0 | 0 | 0 | 617.6 | 0 | 621.2819
984 | 1028 | 0 | 0 | 0 | 0 | 0 | 0 | 1028 | 0 | 0
985 | 1335.2 | 0 | 0 | 0 | 0 | 0 | 0 | 1335.2 | 0 | 0
986 | 1325.6 | 0 | 0 | 0 | 0 | 0 | 0 | 1325.6 | 0 | 0
987 | 1358.4 | 0 | 0 | 0 | 0 | 0 | 0 | 1358.4 | 0 | 0
988 | 1510.4 | 0 | 0 | 0 | 0 | 0 | 0 | 1510.4 | 0 | 0
989 | 1220.8 | 0 | 0 | 0 | 0 | 0 | 0 | 1220.8 | 0 | 0
990 | 1460.8 | 0 | 0 | 0 | 0 | 0 | 0 | 1460.8 | 0 | 0
991 | 1494.4 | 0 | 48.2344 | 48.2344 | 0 | 0 | 0 | 1448.439 | 0 | 0
992 | 1213.91 | 0 | 1068.5598 | 1068.5598 | 0 | 0 | 0 | 195.713 | 0 | 0
993 | 1285.355 | 0 | 2246.9532 | 1348.9321 | -621.2819 | 0 | 276.7391 | 0 | 0 | 0
994 | 1854.487 | 0 | 3095.3871 | 1946.2149 | -427.379 | 0 | 721.7932 | 0 | 0 | 0
995 | 1700.494 | 0 | 3285.7596 | 1784.605 | 0 | 0 | 1501.1546 | 0 | 0 | 0
996 | 1593.166 | 0 | 3612.1236 | 1671.9683 | 0 | 0 | 1940.1553 | 0 | 0 | 0
997 | 1302.813 | 0 | 2784.0986 | 1367.2537 | 0 | 0 | 1416.845 | 0 | 0 | 0
998 | 1470.149 | 0 | 2995.601 | 1542.8665 | 0 | 0 | 1452.7345 | 0 | 0 | 0
999 | 1044.668 | 0 | 2893.7265 | 1096.3401 | 0 | 0 | 1797.3864 | 0 | 0 | 0
1000 | 1161.083 | 0 | 2164.3699 | 1218.5133 | 0 | 0 | 945.8566 | 0 | 0 | 0
1001 | 1434.037 | 0 | 1171.0367 | 1171.0367 | 0 | 0 | 0 | 318.193 | 0 | 0
1002 | 1519.101 | 0 | 158.6368 | 158.6368 | 0 | 0 | 0 | 1367.941 | 0 | 0
1003 | 1470.4 | 0 | 0 | 0 | 0 | 0 | 0 | 1470.4 | 0 | 0
1004 | 1118.4 | 0 | 0 | 0 | 0 | 0 | 0 | 1118.4 | 0 | 0
1005 | 1686.4 | 0 | 0 | 0 | 0 | 0 | 0 | 1686.4 | 0 | 0
1006 | 1632 | 0 | 0 | 0 | 0 | 0 | 0 | 1326.126 | 0 | 321.0034
1007 | 1343.2 | 0 | 0 | 0 | 0 | 0 | 0 | 751.2 | 0 | 621.2819
1008 | 1206.4 | 0 | 0 | 0 | 0 | 0 | 0 | 1206.4 | 0 | 0
1009 | 1653.6 | 0 | 0 | 0 | 0 | 0 | 0 | 1653.6 | 0 | 0
1010 | 1780 | 0 | 0 | 0 | 0 | 0 | 0 | 1780 | 0 | 0
1011 | 1225.6 | 0 | 0 | 0 | 0 | 0 | 0 | 1225.6 | 0 | 0
1012 | 1333.6 | 0 | 0 | 0 | 0 | 0 | 0 | 1333.6 | 0 | 0
1013 | 1466.4 | 0 | 0 | 0 | 0 | 0 | 0 | 1466.4 | 0 | 0
1014 | 1376 | 0 | 0 | 0 | 0 | 0 | 0 | 1376 | 0 | 0
1015 | 1212 | 0 | 31.1197 | 31.1197 | 0 | 0 | 0 | 1182.347 | 0 | 0
1016 | 1119.408 | 0 | 910.4719 | 910.4719 | 0 | 0 | 0 | 251.848 | 0 | 0
1017 | 1135.205 | 0 | 1936.6281 | 1191.3553 | -621.2819 | 0 | 123.9909 | 0 | 0 | 0
1018 | 1502.098 | 0 | 2712.7047 | 1576.3958 | -427.379 | 0 | 708.9299 | 0 | 0 | 0
1019 | 1740.14 | 0 | 2935.3839 | 1826.212 | 0 | 0 | 1109.1719 | 0 | 0 | 0
1020 | 1403.041 | 0 | 3269.3062 | 1472.4392 | 0 | 0 | 1796.867 | 0 | 0 | 0
1021 | 1200.195 | 0 | 3246.1298 | 1259.5599 | 0 | 0 | 1986.5699 | 0 | 0 | 0
1022 | 1044.046 | 0 | 3112.1659 | 1095.6873 | 0 | 0 | 2016.4786 | 0 | 0 | 0
1023 | 1298.188 | 0 | 2816.59 | 1362.3999 | 0 | 0 | 1454.1901 | 0 | 0 | 0
1024 | 1559.024 | 0 | 2036.9536 | 1636.1375 | 0 | 0 | 400.816 | 0 | 0 | 0
1025 | 1238.191 | 0 | 1080.7892 | 1080.7892 | 0 | 0 | 0 | 208.341 | 0 | 0
1026 | 1380.315 | 0 | 194.7656 | 194.7656 | 0 | 0 | 0 | 1194.729 | 0 | 0
1027 | 886.366 | 0 | 0 | 0 | 0 | 0 | 0 | 886.366 | 0 | 0
1028 | 1113.6 | 0 | 0 | 0 | 0 | 0 | 0 | 1113.6 | 0 | 0
1029 | 1129.6 | 0 | 0 | 0 | 0 | 0 | 0 | 1129.6 | 0 | 0
1030 | 1440.8 | 0 | 0 | 0 | 0 | 0 | 0 | 1134.926 | 0 | 321.0034
1031 | 1332.8 | 0 | 0 | 0 | 0 | 0 | 0 | 740.8 | 0 | 621.2819
1032 | 138.4 | 0 | 0 | 0 | 0 | 0 | 0 | 138.4 | 0 | 0
1033 | 97.6 | 0 | 0 | 0 | 0 | 0 | 0 | 97.6 | 0 | 0
1034 | 94.4 | 0 | 0 | 0 | 0 | 0 | 0 | 94.4 | 0 | 0
1035 | 103.2 | 0 | 0 | 0 | 0 | 0 | 0 | 103.2 | 0 | 0
1036 | 92.8 | 0 | 0 | 0 | 0 | 0 | 0 | 92.8 | 0 | 0
1037 | 98.4 | 0 | 0 | 0 | 0 | 0 | 0 | 98.4 | 0 | 0
1038 | 89.6 | 0 | 0 | 0 | 0 | 0 | 0 | 89.6 | 0 | 0
1039 | 84.8 | 0 | 42.4035 | 42.4035 | 0 | 0 | 0 | 44.395 | 0 | 0
1040 | 86.437 | 0 | 935.766 | 90.7124 | -621.2819 | 0 | 223.7717 | 0 | 0 | 0
1041 | 660.137 | 0 | 2006.4667 | 692.7892 | -427.379 | 0 | 886.2985 | 0 | 0 | 0
1042 | 1046.053 | 0 | 2879.8044 | 1097.7936 | 0 | 0 | 1782.0108 | 0 | 0 | 0
1043 | 1011.485 | 0 | 3258.7444 | 1061.5158 | 0 | 0 | 2197.2286 | 0 | 0 | 0
1044 | 1077.866 | 0 | 3573.1382 | 1131.1802 | 0 | 0 | 2441.958 | 0 | 0 | 0
1045 | 1280.894 | 0 | 3440.8419 | 1344.2505 | 0 | 0 | 2096.5914 | 0 | 0 | 0
1046 | 1305.495 | 0 | 3363.5993 | 1370.0683 | 0 | 0 | 1993.531 | 0 | 0 | 0
1047 | 1222.683 | 0 | 2783.1111 | 1283.1602 | 0 | 0 | 1499.9509 | 0 | 0 | 0
1048 | 1378.71 | 0 | 2300.9722 | 1446.9047 | 0 | 0 | 854.0674 | 0 | 0 | 0
1049 | 1442.884 | 0 | 1297.7918 | 1297.7918 | 0 | 0 | 0 | 206.259 | 0 | 0
1050 | 1317.715 | 0 | 223.0402 | 223.0402 | 0 | 0 | 0 | 1105.187 | 0 | 0
1051 | 1407.2 | 0 | 0 | 0 | 0 | 0 | 0 | 1407.2 | 0 | 0
1052 | 1616.8 | 0 | 0 | 0 | 0 | 0 | 0 | 1616.8 | 0 | 0
1053 | 1705.6 | 0 | 0 | 0 | 0 | 0 | 0 | 1705.6 | 0 | 0
1054 | 1624 | 0 | 0 | 0 | 0 | 0 | 0 | 1318.126 | 0 | 321.0034
1055 | 1382.4 | 0 | 0 | 0 | 0 | 0 | 0 | 790.4 | 0 | 621.2819
1056 | 136.8 | 0 | 0 | 0 | 0 | 0 | 0 | 136.8 | 0 | 0
1057 | 104.8 | 0 | 0 | 0 | 0 | 0 | 0 | 104.8 | 0 | 0
1058 | 96.8 | 0 | 0 | 0 | 0 | 0 | 0 | 96.8 | 0 | 0
1059 | 100 | 0 | 0 | 0 | 0 | 0 | 0 | 100 | 0 | 0
1060 | 98.4 | 0 | 0 | 0 | 0 | 0 | 0 | 98.4 | 0 | 0
1061 | 101.6 | 0 | 0 | 0 | 0 | 0 | 0 | 101.6 | 0 | 0
1062 | 95.2 | 0 | 0 | 0 | 0 | 0 | 0 | 95.2 | 0 | 0
1063 | 92.8 | 0 | 39.0736 | 39.0736 | 0 | 0 | 0 | 55.568 | 0 | 0
1064 | 85.97 | 0 | 959.4996 | 90.2223 | -621.2819 | 0 | 247.9954 | 0 | 0 | 0
1065 | 932.616 | 0 | 2130.5657 | 978.7457 | -427.379 | 0 | 724.441 | 0 | 0 | 0
1066 | 1383.414 | 0 | 3031.0372 | 1451.8414 | 0 | 0 | 1579.1958 | 0 | 0 | 0
1067 | 1261.111 | 0 | 3692.1158 | 1323.489 | 0 | 0 | 2368.6268 | 0 | 0 | 0
1068 | 1457.305 | 0 | 3997.5923 | 1529.3872 | 0 | 0 | 2468.2051 | 0 | 0 | 0
1069 | 1348.064 | 0 | 4015.1446 | 1414.7429 | 0 | 0 | 2600.4017 | 0 | 0 | 0
1070 | 1417.335 | 0 | 3699.8461 | 1487.4402 | 0 | 0 | 2212.4059 | 0 | 0 | 0
1071 | 1553.989 | 0 | 3178.9642 | 1630.8535 | 0 | 0 | 1548.1107 | 0 | 0 | 0
1072 | 1478.554 | 0 | 2378.0846 | 1551.6873 | 0 | 0 | 826.3973 | 0 | 0 | 0
1073 | 1282.839 | 0 | 1304.6165 | 1304.6165 | 0 | 0 | 0 | 39.711 | 0 | 0
1074 | 1716.587 | 0 | 219.1614 | 219.1614 | 0 | 0 | 0 | 1507.755 | 0 | 0
1075 | 1229.933 | 0 | 0 | 0 | 0 | 0 | 0 | 1229.933 | 0 | 0
1076 | 828.8 | 0 | 0 | 0 | 0 | 0 | 0 | 828.8 | 0 | 0
1077 | 1254.4 | 0 | 0 | 0 | 0 | 0 | 0 | 1254.4 | 0 | 0
1078 | 1271.2 | 0 | 0 | 0 | 0 | 0 | 0 | 965.326 | 0 | 321.0034
1079 | 1333.6 | 0 | 0 | 0 | 0 | 0 | 0 | 741.6 | 0 | 621.2819
1080 | 1302.4 | 0 | 0 | 0 | 0 | 0 | 0 | 1302.4 | 0 | 0
1081 | 1362.4 | 0 | 0 | 0 | 0 | 0 | 0 | 1362.4 | 0 | 0
1082 | 933.6 | 0 | 0 | 0 | 0 | 0 | 0 | 933.6 | 0 | 0
1083 | 1361.6 | 0 | 0 | 0 | 0 | 0 | 0 | 1361.6 | 0 | 0
1084 | 1337.6 | 0 | 0 | 0 | 0 | 0 | 0 | 1337.6 | 0 | 0
1085 | 996 | 0 | 0 | 0 | 0 | 0 | 0 | 996 | 0 | 0
1086 | 1271.2 | 0 | 0 | 0 | 0 | 0 | 0 | 1271.2 | 0 | 0
1087 | 1043.2 | 0 | 49.5535 | 49.5535 | 0 | 0 | 0 | 995.982 | 0 | 0
1088 | 860.551 | 0 | 1058.7599 | 903.1162 | -155.6437 | 0 | 0 | 0 | 0 | 0
1089 | 1094.398 | 0 | 2243.5414 | 1148.5299 | -621.2819 | 0 | 473.7296 | 0 | 0 | 0
1090 | 1122.775 | 0 | 3125.366 | 1178.3115 | -271.7353 | 0 | 1675.3192 | 0 | 0 | 0
1091 | 1142.288 | 0 | 3672.1382 | 1198.7887 | 0 | 0 | 2473.3496 | 0 | 0 | 0
1092 | 987.833 | 0 | 3975.817 | 1036.6939 | 0 | 0 | 2939.1231 | 0 | 0 | 0
1093 | 1098.997 | 0 | 4011.4306 | 1153.3564 | 0 | 0 | 2858.0742 | 0 | 0 | 0
1094 | 1323.29 | 0 | 3765.1248 | 1388.7435 | 0 | 0 | 2376.3813 | 0 | 0 | 0
1095 | 1200.589 | 0 | 3230.221 | 1259.9734 | 0 | 0 | 1970.2476 | 0 | 0 | 0
1096 | 1175.229 | 0 | 1988.375 | 1233.359 | 0 | 0 | 755.016 | 0 | 0 | 0
1097 | 1183.22 | 0 | 1303.0549 | 1241.7453 | 0 | 0 | 61.3096 | 0 | 0 | 0
1098 | 1286.45 | 0 | 207.6404 | 207.6404 | 0 | 0 | 0 | 1088.596 | 0 | 0
1099 | 1205.541 | 0 | 0 | 0 | 0 | 0 | 0 | 1205.541 | 0 | 0
1100 | 1044 | 0 | 0 | 0 | 0 | 0 | 0 | 1044 | 0 | 0
1101 | 1465.6 | 0 | 0 | 0 | 0 | 0 | 0 | 1465.6 | 0 | 0
1102 | 1054.4 | 0 | 0 | 0 | 0 | 0 | 0 | 748.526 | 0 | 321.0034
1103 | 1262.4 | 0 | 0 | 0 | 0 | 0 | 0 | 670.4 | 0 | 621.2819
1104 | 936 | 0 | 0 | 0 | 0 | 0 | 0 | 936 | 0 | 0
1105 | 1169.6 | 0 | 0 | 0 | 0 | 0 | 0 | 1169.6 | 0 | 0
1106 | 1276 | 0 | 0 | 0 | 0 | 0 | 0 | 1276 | 0 | 0
1107 | 1006.4 | 0 | 0 | 0 | 0 | 0 | 0 | 1006.4 | 0 | 0
1108 | 1429.6 | 0 | 0 | 0 | 0 | 0 | 0 | 1429.6 | 0 | 0
1109 | 1362.4 | 0 | 0 | 0 | 0 | 0 | 0 | 1362.4 | 0 | 0
1110 | 1094.4 | 0 | 0 | 0 | 0 | 0 | 0 | 1094.4 | 0 | 0
1111 | 1244 | 0 | 62.2625 | 62.2625 | 0 | 0 | 0 | 1184.672 | 0 | 0
1112 | 182.026 | 0 | 1091.0624 | 191.0295 | -621.2819 | 0 | 278.7509 | 0 | 0 | 0
1113 | 152.29 | 0 | 2286.6722 | 159.8237 | -427.379 | 0 | 1699.4695 | 0 | 0 | 0
1114 | 181.165 | 0 | 3139.4582 | 190.1259 | 0 | 0 | 2949.3323 | 0 | 0 | 0
1115 | 170.605 | 0 | 3671.5883 | 179.0436 | 0 | 0 | 3492.5447 | 0 | 0 | 0
1116 | 185.42 | 0 | 3956.9393 | 194.5914 | 0 | 0 | 3762.3479 | 0 | 0 | 0
1117 | 195.463 | 0 | 3986.7461 | 205.1311 | 0 | 0 | 3781.615 | 0 | 0 | 0
1118 | 197.058 | 0 | 3770.5894 | 206.805 | 0 | 0 | 3563.7843 | 0 | 0 | 0
1119 | 129.537 | 0 | 2961.7789 | 135.9443 | 0 | 0 | 2825.8347 | 0 | 0 | 0
1120 | 177.796 | 0 | 2244.5468 | 186.5903 | 0 | 0 | 2057.9565 | 0 | 0 | 0
1121 | 117.348 | 0 | 1369.2445 | 123.1523 | 0 | 0 | 1246.0921 | 0 | 0 | 0
1122 | 99.261 | 0 | 257.4783 | 104.1707 | 0 | 0 | 153.3076 | 0 | 0 | 0
1123 | 110.145 | 0 | 0 | 0 | 0 | 0 | 0 | 0 | 0 | 115.5931
1124 | 108 | 0 | 0 | 0 | 0 | 0 | 0 | 0 | 0 | 113.342
1125 | 100 | 0 | 0 | 0 | 0 | 0 | 0 | 0 | 0 | 104.9463
1126 | 91.2 | 0 | 0 | 0 | 0 | 0 | 0 | 0 | 0 | 95.711
1127 | 100 | 0 | 0 | 0 | 0 | 0 | 0 | 0 | 0 | 104.9463
1128 | 93.6 | 0 | 0 | 0 | 0 | 0 | 0 | 0 | 0 | 98.2297
1129 | 98.4 | 0 | 0 | 0 | 0 | 0 | 0 | 98.4 | 0 | 0
1130 | 90.4 | 0 | 0 | 0 | 0 | 0 | 0 | 90.4 | 0 | 0
1131 | 96.8 | 0 | 0 | 0 | 0 | 0 | 0 | 79.471 | 0 | 18.1861
1132 | 91.2 | 0 | 0 | 0 | 0 | 0 | 0 | 0 | 0 | 95.711
1133 | 96.8 | 0 | 0 | 0 | 0 | 0 | 0 | 0 | 0 | 101.588
1134 | 89.6 | 0 | 0 | 0 | 0 | 0 | 0 | 0 | 0 | 94.0319
1135 | 92.8 | 0 | 123.9038 | 97.3901 | -26.5136 | 0 | 0 | 0 | 0 | 0
1136 | 86.74 | 0 | 1294.2142 | 91.0304 | -621.2819 | 0 | 581.9019 | 0 | 0 | 0
1137 | 858.247 | 0 | 2557.6749 | 900.6982 | -400.8654 | 0 | 1256.1114 | 0 | 0 | 0
1138 | 1207.142 | 0 | 3404.0393 | 1266.8505 | 0 | 0 | 2137.1888 | 0 | 0 | 0
1139 | 1636.944 | 0 | 3940.5929 | 1717.9117 | 0 | 0 | 2222.6812 | 0 | 0 | 0
1140 | 1392.639 | 0 | 4248.4286 | 1461.5227 | 0 | 0 | 2786.9059 | 0 | 0 | 0
1141 | 1733.618 | 0 | 4269.506 | 1819.3674 | 0 | 0 | 2450.1386 | 0 | 0 | 0
1142 | 1461.298 | 0 | 2893.2417 | 1533.5777 | 0 | 0 | 1359.6639 | 0 | 0 | 0
1143 | 1523.695 | 0 | 1724.3806 | 1599.0611 | 0 | 0 | 125.3195 | 0 | 0 | 0
1144 | 1550.416 | 0 | 2318.176 | 1627.1038 | 0 | 0 | 691.0722 | 0 | 0 | 0
1145 | 1733.837 | 0 | 1472.6092 | 1472.6092 | 0 | 0 | 0 | 330.634 | 0 | 0
1146 | 1717.427 | 0 | 297.403 | 297.403 | 0 | 0 | 0 | 1434.041 | 0 | 0
1147 | 1575.959 | 0 | 0 | 0 | 0 | 0 | 0 | 1575.959 | 0 | 0
1148 | 1707.2 | 0 | 0 | 0 | 0 | 0 | 0 | 1707.2 | 0 | 0
1149 | 1400 | 0 | 0 | 0 | 0 | 0 | 0 | 1400 | 0 | 0
1150 | 1287.2 | 0 | 0 | 0 | 0 | 0 | 0 | 981.326 | 0 | 321.0034
1151 | 1057.6 | 0 | 0 | 0 | 0 | 0 | 0 | 465.6 | 0 | 621.2819
1152 | 1536.8 | 0 | 0 | 0 | 0 | 0 | 0 | 1536.8 | 0 | 0
1153 | 997.6 | 0 | 0 | 0 | 0 | 0 | 0 | 997.6 | 0 | 0
1154 | 1274.4 | 0 | 0 | 0 | 0 | 0 | 0 | 1274.4 | 0 | 0
1155 | 1188.8 | 0 | 0 | 0 | 0 | 0 | 0 | 1188.8 | 0 | 0
1156 | 1111.2 | 0 | 0 | 0 | 0 | 0 | 0 | 1111.2 | 0 | 0
1157 | 1072.8 | 0 | 0 | 0 | 0 | 0 | 0 | 1072.8 | 0 | 0
1158 | 1068.8 | 0 | 0 | 0 | 0 | 0 | 0 | 1068.8 | 0 | 0
1159 | 1287.2 | 0 | 110.5147 | 110.5147 | 0 | 0 | 0 | 1181.894 | 0 | 0
1160 | 1071.05 | 0 | 1230.4614 | 1124.027 | -106.4344 | 0 | 0 | 0 | 0 | 0
1161 | 1356.959 | 0 | 2471.8215 | 1424.0779 | -621.2819 | 0 | 426.4618 | 0 | 0 | 0
1162 | 1375.012 | 0 | 3339.5414 | 1443.0238 | -320.9456 | 0 | 1575.572 | 0 | 0 | 0
1163 | 1335.484 | 0 | 3910.2067 | 1401.5406 | 0 | 0 | 2508.6661 | 0 | 0 | 0
1164 | 1194.744 | 0 | 3962.4511 | 1253.8393 | 0 | 0 | 2708.6118 | 0 | 0 | 0
1165 | 1239.472 | 0 | 2525.5677 | 1300.7796 | 0 | 0 | 1224.788 | 0 | 0 | 0
1166 | 1494.782 | 0 | 2674.0215 | 1568.718 | 0 | 0 | 1105.3036 | 0 | 0 | 0
1167 | 1663.536 | 0 | 2507.3469 | 1745.819 | 0 | 0 | 761.5279 | 0 | 0 | 0
1168 | 1380.276 | 0 | 1847.9181 | 1448.5482 | 0 | 0 | 399.3699 | 0 | 0 | 0
1169 | 1448.549 | 0 | 1519.6146 | 1519.6146 | 0 | 0 | 0 | 0.556 | 0 | 0
1170 | 1689.979 | 0 | 300.8862 | 300.8862 | 0 | 0 | 0 | 1403.274 | 0 | 0
1171 | 1823.205 | 0 | 0 | 0 | 0 | 0 | 0 | 1823.205 | 0 | 0
1172 | 855.2 | 0 | 0 | 0 | 0 | 0 | 0 | 855.2 | 0 | 0
1173 | 1082.4 | 0 | 0 | 0 | 0 | 0 | 0 | 1082.4 | 0 | 0
1174 | 1165.6 | 0 | 0 | 0 | 0 | 0 | 0 | 859.726 | 0 | 321.0034
1175 | 1396.8 | 0 | 0 | 0 | 0 | 0 | 0 | 804.8 | 0 | 621.2819
1176 | 754.4 | 0 | 0 | 0 | 0 | 0 | 0 | 754.4 | 0 | 0
1177 | 602.4 | 0 | 0 | 0 | 0 | 0 | 0 | 602.4 | 0 | 0
1178 | 580.8 | 0 | 0 | 0 | 0 | 0 | 0 | 580.8 | 0 | 0
1179 | 700.8 | 0 | 0 | 0 | 0 | 0 | 0 | 700.8 | 0 | 0
1180 | 725.6 | 0 | 0 | 0 | 0 | 0 | 0 | 725.6 | 0 | 0
1181 | 505.6 | 0 | 0 | 0 | 0 | 0 | 0 | 505.6 | 0 | 0
1182 | 723.2 | 0 | 0 | 0 | 0 | 0 | 0 | 723.2 | 0 | 0
1183 | 676.8 | 0 | 96.4866 | 96.4866 | 0 | 0 | 0 | 584.861 | 0 | 0
1184 | 771.604 | 0 | 1169.5107 | 809.7696 | -359.7411 | 0 | 0 | 0 | 0 | 0
1185 | 658.296 | 0 | 2382.4199 | 690.8571 | -621.2819 | 0 | 1070.2809 | 0 | 0 | 0
1186 | 829.986 | 0 | 3253.5695 | 871.0394 | -67.6379 | 0 | 2314.8922 | 0 | 0 | 0
1187 | 571.13 | 0 | 3814.1872 | 599.3796 | 0 | 0 | 3214.8076 | 0 | 0 | 0
1188 | 704.878 | 0 | 4092.5645 | 739.7432 | 0 | 0 | 3352.8213 | 0 | 0 | 0
1189 | 802.622 | 0 | 4099.4374 | 842.3219 | 0 | 0 | 3257.1156 | 0 | 0 | 0
1190 | 845.333 | 0 | 3832.3198 | 887.1455 | 0 | 0 | 2945.1744 | 0 | 0 | 0
1191 | 810.397 | 0 | 3333.0421 | 850.4814 | 0 | 0 | 2482.5607 | 0 | 0 | 0
1192 | 948.631 | 0 | 2533.1731 | 995.5529 | 0 | 0 | 1537.6203 | 0 | 0 | 0
1193 | 863.605 | 0 | 1288.9564 | 906.3212 | 0 | 0 | 382.6352 | 0 | 0 | 0
1194 | 870.304 | 0 | 263.4571 | 263.4571 | 0 | 0 | 0 | 619.264 | 0 | 0
1195 | 797.6 | 0 | 0 | 0 | 0 | 0 | 0 | 797.6 | 0 | 0
1196 | 838.4 | 0 | 0 | 0 | 0 | 0 | 0 | 838.4 | 0 | 0
1197 | 759.2 | 0 | 0 | 0 | 0 | 0 | 0 | 759.2 | 0 | 0
1198 | 689.6 | 0 | 0 | 0 | 0 | 0 | 0 | 342.926 | 0 | 363.8214
1199 | 551.2 | 0 | 0 | 0 | 0 | 0 | 0 | 0 | 0 | 578.4638
1200 | 689.6 | 0 | 0 | 0 | 0 | 0 | 0 | 689.6 | 0 | 0
1201 | 1026.4 | 0 | 0 | 0 | 0 | 0 | 0 | 1026.4 | 0 | 0
1202 | 1103.2 | 0 | 0 | 0 | 0 | 0 | 0 | 1103.2 | 0 | 0
1203 | 797.6 | 0 | 0 | 0 | 0 | 0 | 0 | 797.6 | 0 | 0
1204 | 818.4 | 0 | 0 | 0 | 0 | 0 | 0 | 818.4 | 0 | 0
1205 | 779.2 | 0 | 0 | 0 | 0 | 0 | 0 | 779.2 | 0 | 0
1206 | 741.6 | 0 | 0 | 0 | 0 | 0 | 0 | 741.6 | 0 | 0
1207 | 836.8 | 0 | 107.2561 | 107.2561 | 0 | 0 | 0 | 734.599 | 0 | 0
1208 | 625.816 | 0 | 1193.4395 | 656.7706 | -536.669 | 0 | 0 | 0 | 0 | 0
1209 | 296.104 | 0 | 2415.3667 | 310.7512 | -511.9919 | 0 | 1592.6237 | 0 | 0 | 0
1210 | 281.168 | 0 | 3290.881 | 295.0753 | 0 | 0 | 2995.8057 | 0 | 0 | 0
1211 | 221.19 | 0 | 3869.4771 | 232.1307 | 0 | 0 | 3637.3464 | 0 | 0 | 0
1212 | 299.592 | 0 | 4181.8602 | 314.4106 | 0 | 0 | 3867.4495 | 0 | 0 | 0
1213 | 888.252 | 0 | 4210.0172 | 932.1873 | 0 | 0 | 3277.8299 | 0 | 0 | 0
1214 | 1121.586 | 0 | 3962.0365 | 1177.0627 | 0 | 0 | 2784.9739 | 0 | 0 | 0
1215 | 839.555 | 0 | 3457.6553 | 881.0817 | 0 | 0 | 2576.5737 | 0 | 0 | 0
1216 | 1363.969 | 0 | 2630.0679 | 1431.4346 | 0 | 0 | 1198.6333 | 0 | 0 | 0
1217 | 1384.49 | 0 | 1481.4037 | 1452.9706 | 0 | 0 | 28.4331 | 0 | 0 | 0
1218 | 1247.034 | 0 | 283.3633 | 283.3633 | 0 | 0 | 0 | 977.026 | 0 | 0
1219 | 1191.158 | 0 | 0 | 0 | 0 | 0 | 0 | 1191.158 | 0 | 0
1220 | 1089.6 | 0 | 0 | 0 | 0 | 0 | 0 | 1089.6 | 0 | 0
1221 | 1178.4 | 0 | 0 | 0 | 0 | 0 | 0 | 1178.4 | 0 | 0
1222 | 1048 | 0 | 0 | 0 | 0 | 0 | 0 | 742.126 | 0 | 321.0034
1223 | 1239.2 | 0 | 0 | 0 | 0 | 0 | 0 | 647.2 | 0 | 621.2819
1224 | 1102.4 | 0 | 0 | 0 | 0 | 0 | 0 | 1102.4 | 0 | 0
1225 | 1004 | 0 | 0 | 0 | 0 | 0 | 0 | 1004 | 0 | 0
1226 | 894.4 | 0 | 0 | 0 | 0 | 0 | 0 | 894.4 | 0 | 0
1227 | 741.6 | 0 | 0 | 0 | 0 | 0 | 0 | 741.6 | 0 | 0
1228 | 812 | 0 | 0 | 0 | 0 | 0 | 0 | 812 | 0 | 0
1229 | 906.4 | 0 | 0 | 0 | 0 | 0 | 0 | 906.4 | 0 | 0
1230 | 1295.2 | 0 | 0 | 0 | 0 | 0 | 0 | 1295.2 | 0 | 0
1231 | 1083.2 | 0 | 111.603 | 111.603 | 0 | 0 | 0 | 976.857 | 0 | 0
1232 | 928.89 | 0 | 1234.5533 | 974.8354 | -259.7179 | 0 | 0 | 0 | 0 | 0
1233 | 1047.146 | 0 | 2475.7423 | 1098.9407 | -621.2819 | 0 | 755.5197 | 0 | 0 | 0
1234 | 1458.486 | 0 | 3376.959 | 1530.6267 | -167.6611 | 0 | 1678.6712 | 0 | 0 | 0
1235 | 1341.872 | 0 | 3979.572 | 1408.2446 | 0 | 0 | 2571.3274 | 0 | 0 | 0
1236 | 1455.678 | 0 | 4278.8326 | 1527.6798 | 0 | 0 | 2751.1528 | 0 | 0 | 0
1237 | 1622.4 | 0 | 4303.0972 | 1702.6483 | 0 | 0 | 2600.4489 | 0 | 0 | 0
1238 | 1434.147 | 0 | 4038.28 | 1505.0838 | 0 | 0 | 2533.1962 | 0 | 0 | 0
1239 | 1627.379 | 0 | 3362.1154 | 1707.8736 | 0 | 0 | 1654.2418 | 0 | 0 | 0
1240 | 1212.806 | 0 | 2652.3994 | 1272.7947 | 0 | 0 | 1379.6048 | 0 | 0 | 0
1241 | 1458.823 | 0 | 1498.4417 | 1498.4417 | 0 | 0 | 0 | 31.005 | 0 | 0
1242 | 1503.121 | 0 | 289.1238 | 289.1238 | 0 | 0 | 0 | 1227.624 | 0 | 0
1243 | 1519.235 | 0 | 0 | 0 | 0 | 0 | 0 | 1519.235 | 0 | 0
1244 | 1223.2 | 0 | 0 | 0 | 0 | 0 | 0 | 1223.2 | 0 | 0
1245 | 1371.2 | 0 | 0 | 0 | 0 | 0 | 0 | 1371.2 | 0 | 0
1246 | 1432.8 | 0 | 0 | 0 | 0 | 0 | 0 | 1126.926 | 0 | 321.0034
1247 | 1228 | 0 | 0 | 0 | 0 | 0 | 0 | 636 | 0 | 621.2819
1248 | 1250.4 | 0 | 0 | 0 | 0 | 0 | 0 | 1250.4 | 0 | 0
1249 | 1195.2 | 0 | 0 | 0 | 0 | 0 | 0 | 1195.2 | 0 | 0
1250 | 1082.4 | 0 | 0 | 0 | 0 | 0 | 0 | 1082.4 | 0 | 0
1251 | 1088.8 | 0 | 0 | 0 | 0 | 0 | 0 | 1088.8 | 0 | 0
1252 | 1428 | 0 | 0 | 0 | 0 | 0 | 0 | 1428 | 0 | 0
1253 | 942.4 | 0 | 0 | 0 | 0 | 0 | 0 | 942.4 | 0 | 0
1254 | 957.6 | 0 | 0 | 0 | 0 | 0 | 0 | 957.6 | 0 | 0
1255 | 1361.6 | 0 | 107.5405 | 107.5405 | 0 | 0 | 0 | 1259.128 | 0 | 0
1256 | 1216.436 | 0 | 1201.7544 | 1201.7544 | 0 | 0 | 0 | 71.322 | 0 | 0
1257 | 1066.076 | 0 | 2417.3712 | 1118.807 | -621.2819 | 0 | 677.2823 | 0 | 0 | 0
1258 | 1100.807 | 0 | 3285.5225 | 1155.2559 | -427.379 | 0 | 1702.8876 | 0 | 0 | 0
1259 | 1411.611 | 0 | 3858.9384 | 1481.4331 | 0 | 0 | 2377.5053 | 0 | 0 | 0
1260 | 1365.056 | 0 | 4098.325 | 1432.5754 | 0 | 0 | 2665.7497 | 0 | 0 | 0
1261 | 1239.767 | 0 | 4046.1279 | 1301.0892 | 0 | 0 | 2745.0387 | 0 | 0 | 0
1262 | 1146.147 | 0 | 3585.3508 | 1202.8385 | 0 | 0 | 2382.5123 | 0 | 0 | 0
1263 | 1181.115 | 0 | 2550.2112 | 1239.5361 | 0 | 0 | 1310.675 | 0 | 0 | 0
1264 | 1267.883 | 0 | 1995.526 | 1330.5959 | 0 | 0 | 664.9301 | 0 | 0 | 0
1265 | 1187.464 | 0 | 1420.4068 | 1246.1992 | 0 | 0 | 174.2077 | 0 | 0 | 0
1266 | 1008.407 | 0 | 270.1873 | 270.1873 | 0 | 0 | 0 | 750.954 | 0 | 0
1267 | 1409.602 | 0 | 0 | 0 | 0 | 0 | 0 | 1409.602 | 0 | 0
1268 | 946.4 | 0 | 0 | 0 | 0 | 0 | 0 | 946.4 | 0 | 0
1269 | 1150.4 | 0 | 0 | 0 | 0 | 0 | 0 | 1150.4 | 0 | 0
1270 | 1396 | 0 | 0 | 0 | 0 | 0 | 0 | 1090.126 | 0 | 321.0034
1271 | 1171.2 | 0 | 0 | 0 | 0 | 0 | 0 | 579.2 | 0 | 621.2819
1272 | 1109.6 | 0 | 0 | 0 | 0 | 0 | 0 | 1109.6 | 0 | 0
1273 | 1380.8 | 0 | 0 | 0 | 0 | 0 | 0 | 1380.8 | 0 | 0
1274 | 1206.4 | 0 | 0 | 0 | 0 | 0 | 0 | 1206.4 | 0 | 0
1275 | 1380.8 | 0 | 0 | 0 | 0 | 0 | 0 | 1380.8 | 0 | 0
1276 | 1010.4 | 0 | 0 | 0 | 0 | 0 | 0 | 1010.4 | 0 | 0
1277 | 960 | 0 | 0 | 0 | 0 | 0 | 0 | 960 | 0 | 0
1278 | 1000 | 0 | 0 | 0 | 0 | 0 | 0 | 1000 | 0 | 0
1279 | 1016 | 0 | 97.2086 | 97.2086 | 0 | 0 | 0 | 923.373 | 0 | 0
1280 | 231.095 | 0 | 1160.3678 | 242.5256 | -621.2819 | 0 | 296.5603 | 0 | 0 | 0
1281 | 181.355 | 0 | 2355.9724 | 190.3264 | -427.379 | 0 | 1738.2671 | 0 | 0 | 0
1282 | 156.897 | 0 | 3230.1969 | 164.6575 | 0 | 0 | 3065.5393 | 0 | 0 | 0
1283 | 202.713 | 0 | 3812.0872 | 212.7397 | 0 | 0 | 3599.3475 | 0 | 0 | 0
1284 | 193.831 | 0 | 4133.0224 | 203.4184 | 0 | 0 | 3929.6039 | 0 | 0 | 0
1285 | 194.696 | 0 | 2858.9285 | 204.3262 | 0 | 0 | 2654.6023 | 0 | 0 | 0
1286 | 147.249 | 0 | 2876.2498 | 154.5323 | 0 | 0 | 2721.7175 | 0 | 0 | 0
1287 | 149.362 | 0 | 3189.4441 | 156.7498 | 0 | 0 | 3032.6943 | 0 | 0 | 0
1288 | 167.046 | 0 | 2226.9819 | 175.3085 | 0 | 0 | 2051.6733 | 0 | 0 | 0
1289 | 135.46 | 0 | 1462.993 | 142.1602 | 0 | 0 | 1320.8328 | 0 | 0 | 0
1290 | 134.638 | 0 | 285.5756 | 141.2976 | 0 | 0 | 144.278 | 0 | 0 | 0
1291 | 106.102 | 0 | 0 | 0 | 0 | 0 | 0 | 0 | 0 | 111.3501
1292 | 0 | 0 | 0 | 0 | 0 | 0 | 0 | 0 | 0 | 0
1293 | 0 | 0 | 0 | 0 | 0 | 0 | 0 | 0 | 0 | 0
1294 | 85.6 | 0 | 0 | 0 | 0 | 0 | 0 | 0 | 0 | 89.834
1295 | 87.2 | 0 | 0 | 0 | 0 | 0 | 0 | 0 | 0 | 91.5131
1296 | 90.4 | 0 | 0 | 0 | 0 | 0 | 0 | 0 | 0 | 94.8714
1297 | 84.8 | 0 | 0 | 0 | 0 | 0 | 0 | 0 | 0 | 88.9944
1298 | 87.2 | 0 | 0 | 0 | 0 | 0 | 0 | 0 | 0 | 91.5131
1299 | 80.8 | 0 | 0 | 0 | 0 | 0 | 0 | 0 | 0 | 84.7966
1300 | 86.4 | 0 | 0 | 0 | 0 | 0 | 0 | 0 | 0 | 90.6736
1301 | 81.6 | 0 | 0 | 0 | 0 | 0 | 0 | 0 | 0 | 85.6362
1302 | 86.4 | 0 | 0 | 0 | 0 | 0 | 0 | 0 | 0 | 90.6736
1303 | 68.8 | 0 | 129.4754 | 72.203 | -57.2723 | 0 | 0 | 0 | 0 | 0
1304 | 94.436 | 0 | 1230.0878 | 99.1071 | -621.2819 | 0 | 509.6988 | 0 | 0 | 0
1305 | 767.602 | 0 | 2446.7048 | 805.5697 | -345.1462 | 0 | 1295.9888 | 0 | 0 | 0
1306 | 1311.495 | 0 | 3317.2215 | 1376.3651 | 0 | 0 | 1940.8564 | 0 | 0 | 0
1307 | 1454.312 | 0 | 3899.6565 | 1526.2462 | 0 | 0 | 2373.4103 | 0 | 0 | 0
1308 | 1278.237 | 0 | 4202.0329 | 1341.4621 | 0 | 0 | 2860.5709 | 0 | 0 | 0
1309 | 1477.846 | 0 | 4217.693 | 1550.9443 | 0 | 0 | 2666.7487 | 0 | 0 | 0
1310 | 1606.507 | 0 | 3968.2997 | 1685.9692 | 0 | 0 | 2282.3306 | 0 | 0 | 0
1311 | 1514.242 | 0 | 3282.2229 | 1589.1405 | 0 | 0 | 1693.0824 | 0 | 0 | 0
1312 | 1656.625 | 0 | 2499.5106 | 1738.5662 | 0 | 0 | 760.9444 | 0 | 0 | 0
1313 | 1550.847 | 0 | 1439.1303 | 1439.1303 | 0 | 0 | 0 | 179.545 | 0 | 0
1314 | 1602.881 | 0 | 274.9183 | 274.9183 | 0 | 0 | 0 | 1340.92 | 0 | 0
1315 | 1592.239 | 0 | 0 | 0 | 0 | 0 | 0 | 1592.239 | 0 | 0
1316 | 1521.6 | 0 | 0 | 0 | 0 | 0 | 0 | 1521.6 | 0 | 0
1317 | 1444 | 0 | 0 | 0 | 0 | 0 | 0 | 1444 | 0 | 0
1318 | 1625.6 | 0 | 0 | 0 | 0 | 0 | 0 | 1319.726 | 0 | 321.0034
1319 | 1578.4 | 0 | 0 | 0 | 0 | 0 | 0 | 986.4 | 0 | 621.2819
1320 | 1232.8 | 0 | 0 | 0 | 0 | 0 | 0 | 1232.8 | 0 | 0
1321 | 1146.4 | 0 | 0 | 0 | 0 | 0 | 0 | 1146.4 | 0 | 0
1322 | 1488 | 0 | 0 | 0 | 0 | 0 | 0 | 1488 | 0 | 0
1323 | 1347.2 | 0 | 0 | 0 | 0 | 0 | 0 | 1347.2 | 0 | 0
1324 | 1243.2 | 0 | 0 | 0 | 0 | 0 | 0 | 1243.2 | 0 | 0
1325 | 1531.2 | 0 | 0 | 0 | 0 | 0 | 0 | 1531.2 | 0 | 0
1326 | 1331.2 | 0 | 0 | 0 | 0 | 0 | 0 | 1331.2 | 0 | 0
1327 | 1144.8 | 0 | 159.6075 | 159.6075 | 0 | 0 | 0 | 992.715 | 0 | 0
1328 | 1010.871 | 0 | 1336.8476 | 1060.8714 | -275.9762 | 0 | 0 | 0 | 0 | 0
1329 | 1203.916 | 0 | 2585.2811 | 1263.4649 | -621.2819 | 0 | 700.5342 | 0 | 0 | 0
1330 | 1503.542 | 0 | 3485.7232 | 1577.9113 | -151.4028 | 0 | 1756.4091 | 0 | 0 | 0
1331 | 1515.135 | 0 | 3262.7953 | 1590.0777 | 0 | 0 | 1672.7176 | 0 | 0 | 0
1332 | 1556.164 | 0 | 445.8747 | 445.8747 | 0 | 0 | 0 | 1128.474 | 0 | 2.97
1333 | 1211.064 | 0 | 1274.2723 | 1270.9665 | -3.3058 | 0 | 0 | 0 | 0 | 0
1334 | 1410.099 | 0 | 1153.1947 | 1153.1947 | 0 | 0 | 0 | 311.256 | 0 | 0
1335 | 1317.507 | 0 | 786.8105 | 786.8105 | 0 | 0 | 0 | 567.78 | 0 | 0
1336 | 1520.142 | 0 | 465.2016 | 465.2016 | 0 | 0 | 0 | 1076.866 | 0 | 0
1337 | 1602.996 | 0 | 135.005 | 135.005 | 0 | 0 | 0 | 1474.354 | 0 | 0
1338 | 1509.998 | 0 | 0 | 0 | 0 | 0 | 0 | 1509.998 | 0 | 0
1339 | 1268.157 | 0 | 0 | 0 | 0 | 0 | 0 | 1268.157 | 0 | 0
1340 | 1219.2 | 0 | 0 | 0 | 0 | 0 | 0 | 1219.2 | 0 | 0
1341 | 1537.6 | 0 | 0 | 0 | 0 | 0 | 0 | 1537.6 | 0 | 0
1342 | 1788 | 0 | 0 | 0 | 0 | 0 | 0 | 1482.126 | 0 | 321.0034
1343 | 1920 | 0 | 0 | 0 | 0 | 0 | 0 | 1328 | 0 | 621.2819
1344 | 1416 | 0 | 0 | 0 | 0 | 0 | 0 | 1416 | 0 | 0
1345 | 1318.4 | 0 | 0 | 0 | 0 | 0 | 0 | 1318.4 | 0 | 0
1346 | 1386.4 | 0 | 0 | 0 | 0 | 0 | 0 | 1386.4 | 0 | 0
1347 | 1447.2 | 0 | 0 | 0 | 0 | 0 | 0 | 1447.2 | 0 | 0
1348 | 1560.8 | 0 | 0 | 0 | 0 | 0 | 0 | 1560.8 | 0 | 0
1349 | 1575.2 | 0 | 0 | 0 | 0 | 0 | 0 | 1575.2 | 0 | 0
1350 | 1132 | 0 | 0 | 0 | 0 | 0 | 0 | 1132 | 0 | 0
1351 | 1085.6 | 0 | 154.3907 | 154.3907 | 0 | 0 | 0 | 938.486 | 0 | 0
1352 | 972.737 | 0 | 1311.4884 | 1020.8512 | -290.6372 | 0 | 0 | 0 | 0 | 0
1353 | 1002.649 | 0 | 2470.6325 | 1052.2427 | -621.2819 | 0 | 797.1079 | 0 | 0 | 0
1354 | 1224.946 | 0 | 3424.0757 | 1285.5351 | -136.7418 | 0 | 2001.7987 | 0 | 0 | 0
1355 | 1629.851 | 0 | 4031.7398 | 1710.4678 | 0 | 0 | 2321.2719 | 0 | 0 | 0
1356 | 1267.651 | 0 | 3542.1129 | 1330.3524 | 0 | 0 | 2211.7605 | 0 | 0 | 0
1357 | 1387.724 | 0 | 2708.8186 | 1456.3646 | 0 | 0 | 1252.454 | 0 | 0 | 0
1358 | 1508.577 | 0 | 2321.8596 | 1583.1953 | 0 | 0 | 738.6643 | 0 | 0 | 0
1359 | 1492.205 | 0 | 1654.3887 | 1566.0135 | 0 | 0 | 88.3753 | 0 | 0 | 0
1360 | 1115.506 | 0 | 821.425 | 821.425 | 0 | 0 | 0 | 332.796 | 0 | 0
1361 | 1715.058 | 0 | 1370.4986 | 1370.4986 | 0 | 0 | 0 | 409.153 | 0 | 0
1362 | 1580.662 | 0 | 172.0143 | 172.0143 | 0 | 0 | 0 | 1416.755 | 0 | 0
1363 | 1152.8 | 0 | 0 | 0 | 0 | 0 | 0 | 1152.8 | 0 | 0
1364 | 1612 | 0 | 0 | 0 | 0 | 0 | 0 | 1612 | 0 | 0
1365 | 1400.8 | 0 | 0 | 0 | 0 | 0 | 0 | 1400.8 | 0 | 0
1366 | 1607.2 | 0 | 0 | 0 | 0 | 0 | 0 | 1301.326 | 0 | 321.0034
1367 | 1369.6 | 0 | 0 | 0 | 0 | 0 | 0 | 777.6 | 0 | 621.2819
1368 | 1172 | 0 | 0 | 0 | 0 | 0 | 0 | 1172 | 0 | 0
1369 | 1296.8 | 0 | 0 | 0 | 0 | 0 | 0 | 1296.8 | 0 | 0
1370 | 1394.4 | 0 | 0 | 0 | 0 | 0 | 0 | 1394.4 | 0 | 0
1371 | 1192 | 0 | 0 | 0 | 0 | 0 | 0 | 1192 | 0 | 0
1372 | 1368.8 | 0 | 0 | 0 | 0 | 0 | 0 | 1368.8 | 0 | 0
1373 | 1286.4 | 0 | 0 | 0 | 0 | 0 | 0 | 1286.4 | 0 | 0
1374 | 717.6 | 0 | 0 | 0 | 0 | 0 | 0 | 717.6 | 0 | 0
1375 | 961.6 | 0 | 160.4765 | 160.4765 | 0 | 0 | 0 | 808.687 | 0 | 0
1376 | 858.742 | 0 | 1317.9761 | 901.2177 | -416.7584 | 0 | 0 | 0 | 0 | 0
1377 | 924.647 | 0 | 2541.6297 | 970.3825 | -621.2819 | 0 | 949.9652 | 0 | 0 | 0
1378 | 1261.322 | 0 | 3375.8172 | 1323.7104 | -10.6206 | 0 | 2041.4862 | 0 | 0 | 0
1379 | 921.625 | 0 | 3906.1558 | 967.2111 | 0 | 0 | 2938.9447 | 0 | 0 | 0
1380 | 1166.42 | 0 | 4160.5991 | 1224.1143 | 0 | 0 | 2936.4848 | 0 | 0 | 0
1381 | 1425.732 | 0 | 4058.6595 | 1496.2526 | 0 | 0 | 2562.407 | 0 | 0 | 0
1382 | 1270.075 | 0 | 2682.0289 | 1332.8963 | 0 | 0 | 1349.1326 | 0 | 0 | 0
1383 | 1409.846 | 0 | 1697.72 | 1479.5808 | 0 | 0 | 218.1392 | 0 | 0 | 0
1384 | 1503.303 | 0 | 848.2041 | 848.2041 | 0 | 0 | 0 | 695.076 | 0 | 0
1385 | 1426.651 | 0 | 647.1984 | 647.1984 | 0 | 0 | 0 | 809.956 | 0 | 0
1386 | 1530.718 | 0 | 248.6723 | 248.6723 | 0 | 0 | 0 | 1293.766 | 0 | 0
1387 | 1079.591 | 0 | 0 | 0 | 0 | 0 | 0 | 1079.591 | 0 | 0
1388 | 1292 | 0 | 0 | 0 | 0 | 0 | 0 | 1292 | 0 | 0
1389 | 1392.8 | 0 | 0 | 0 | 0 | 0 | 0 | 1392.8 | 0 | 0
1390 | 1493.6 | 0 | 0 | 0 | 0 | 0 | 0 | 1187.726 | 0 | 321.0034
1391 | 1524 | 0 | 0 | 0 | 0 | 0 | 0 | 932 | 0 | 621.2819
1392 | 1385.6 | 0 | 0 | 0 | 0 | 0 | 0 | 1385.6 | 0 | 0
1393 | 1531.2 | 0 | 0 | 0 | 0 | 0 | 0 | 1531.2 | 0 | 0
1394 | 1497.6 | 0 | 0 | 0 | 0 | 0 | 0 | 1497.6 | 0 | 0
1395 | 1485.6 | 0 | 0 | 0 | 0 | 0 | 0 | 1485.6 | 0 | 0
1396 | 1413.6 | 0 | 0 | 0 | 0 | 0 | 0 | 1413.6 | 0 | 0
1397 | 1488.8 | 0 | 0 | 0 | 0 | 0 | 0 | 1488.8 | 0 | 0
1398 | 1299.2 | 0 | 0 | 0 | 0 | 0 | 0 | 1299.2 | 0 | 0
1399 | 1104 | 0 | 58.856 | 58.856 | 0 | 0 | 0 | 1047.918 | 0 | 0
1400 | 1358.071 | 0 | 1272.4389 | 1272.4389 | 0 | 0 | 0 | 145.604 | 0 | 0
1401 | 1671.657 | 0 | 1195.6098 | 1195.6098 | 0 | 0 | 0 | 532.398 | 0 | 0
1402 | 1400.192 | 0 | 3274.0728 | 1469.4493 | -621.2819 | 0 | 1183.3416 | 0 | 0 | 0
1403 | 1499.733 | 0 | 3804.2215 | 1573.9138 | -427.379 | 0 | 1802.9286 | 0 | 0 | 0
1404 | 1335.797 | 0 | 3139.4824 | 1401.8691 | 0 | 0 | 1737.6132 | 0 | 0 | 0
1405 | 1593.236 | 0 | 2855.8997 | 1672.0418 | 0 | 0 | 1183.8579 | 0 | 0 | 0
1406 | 1620.676 | 0 | 3160.5535 | 1700.839 | 0 | 0 | 1459.7145 | 0 | 0 | 0
1407 | 1525.559 | 0 | 2539.4836 | 1601.0173 | 0 | 0 | 938.4663 | 0 | 0 | 0
1408 | 1514.83 | 0 | 1378.7904 | 1378.7904 | 0 | 0 | 0 | 201.024 | 0 | 0
1409 | 1822.304 | 0 | 999.1997 | 999.1997 | 0 | 0 | 0 | 870.198 | 0 | 0
1410 | 1605.867 | 0 | 273.9895 | 273.9895 | 0 | 0 | 0 | 1344.791 | 0 | 0
1411 | 1954.45 | 0 | 0 | 0 | 0 | 0 | 0 | 1954.45 | 0 | 0
1412 | 1688.8 | 0 | 0 | 0 | 0 | 0 | 0 | 1688.8 | 0 | 0
1413 | 1488.8 | 0 | 0 | 0 | 0 | 0 | 0 | 1488.8 | 0 | 0
1414 | 1700 | 0 | 0 | 0 | 0 | 0 | 0 | 1394.126 | 0 | 321.0034
1415 | 1531.2 | 0 | 0 | 0 | 0 | 0 | 0 | 939.2 | 0 | 621.2819
1416 | 1661.6 | 0 | 0 | 0 | 0 | 0 | 0 | 1661.6 | 0 | 0
1417 | 677.6 | 0 | 0 | 0 | 0 | 0 | 0 | 677.6 | 0 | 0
1418 | 501.6 | 0 | 0 | 0 | 0 | 0 | 0 | 501.6 | 0 | 0
1419 | 592.8 | 0 | 0 | 0 | 0 | 0 | 0 | 592.8 | 0 | 0
1420 | 738.4 | 0 | 0 | 0 | 0 | 0 | 0 | 738.4 | 0 | 0
1421 | 784.8 | 0 | 0 | 0 | 0 | 0 | 0 | 784.8 | 0 | 0
1422 | 656.8 | 0 | 0 | 0 | 0 | 0 | 0 | 656.8 | 0 | 0
1423 | 596 | 0 | 150.7774 | 150.7774 | 0 | 0 | 0 | 452.329 | 0 | 0
1424 | 458.959 | 0 | 1207.4856 | 481.6604 | -621.2819 | 0 | 104.5433 | 0 | 0 | 0
1425 | 545.507 | 0 | 2396.7251 | 572.4893 | -427.379 | 0 | 1396.8569 | 0 | 0 | 0
1426 | 657.357 | 0 | 3049.1583 | 689.8717 | 0 | 0 | 2359.2866 | 0 | 0 | 0
1427 | 784.747 | 0 | 3754.988 | 823.5627 | 0 | 0 | 2931.4253 | 0 | 0 | 0
1428 | 756.627 | 0 | 3917.7356 | 794.0518 | 0 | 0 | 3123.6838 | 0 | 0 | 0
1429 | 915.603 | 0 | 3361.0922 | 960.8912 | 0 | 0 | 2400.201 | 0 | 0 | 0
1430 | 833.363 | 0 | 2981.0282 | 874.5834 | 0 | 0 | 2106.4448 | 0 | 0 | 0
1431 | 642.919 | 0 | 2223.2909 | 674.7195 | 0 | 0 | 1548.5714 | 0 | 0 | 0
1432 | 667.766 | 0 | 1966.3394 | 700.7955 | 0 | 0 | 1265.5439 | 0 | 0 | 0
1433 | 671.56 | 0 | 1134.7662 | 704.7772 | 0 | 0 | 429.989 | 0 | 0 | 0
1434 | 759.475 | 0 | 214.5301 | 214.5301 | 0 | 0 | 0 | 555.056 | 0 | 0
1435 | 768.029 | 0 | 0 | 0 | 0 | 0 | 0 | 768.029 | 0 | 0
1436 | 534.4 | 0 | 0 | 0 | 0 | 0 | 0 | 534.4 | 0 | 0
1437 | 708.8 | 0 | 0 | 0 | 0 | 0 | 0 | 708.8 | 0 | 0
1438 | 805.6 | 0 | 0 | 0 | 0 | 0 | 0 | 499.726 | 0 | 321.0034
1439 | 713.6 | 0 | 0 | 0 | 0 | 0 | 0 | 121.6 | 0 | 621.2819
1440 | 728.8 | 0 | 0 | 0 | 0 | 0 | 0 | 728.8 | 0 | 0
1441 | 1704 | 0 | 0 | 0 | 0 | 0 | 0 | 1704 | 0 | 0
1442 | 1666.4 | 0 | 0 | 0 | 0 | 0 | 0 | 1666.4 | 0 | 0
1443 | 1551.2 | 0 | 0 | 0 | 0 | 0 | 0 | 1551.2 | 0 | 0
1444 | 1624 | 0 | 0 | 0 | 0 | 0 | 0 | 1624 | 0 | 0
1445 | 1580.8 | 0 | 0 | 0 | 0 | 0 | 0 | 1580.8 | 0 | 0
1446 | 1460 | 0 | 0 | 0 | 0 | 0 | 0 | 1460 | 0 | 0
1447 | 1464 | 0 | 78.7097 | 78.7097 | 0 | 0 | 0 | 1389 | 0 | 0
1448 | 110.259 | 0 | 815.7243 | 115.7127 | -621.2819 | 0 | 78.7296 | 0 | 0 | 0
1449 | 89.69 | 0 | 1992.6159 | 94.1263 | -427.379 | 0 | 1471.1106 | 0 | 0 | 0
1450 | 0 | 0 | 2642.0203 | 0 | 0 | 0 | 2642.0203 | 0 | 0 | 0
1451 | 0 | 0 | 3424.7148 | 0 | 0 | 0 | 3424.7148 | 0 | 0 | 0
1452 | 0 | 0 | 3384.1803 | 0 | 0 | 0 | 3384.1803 | 0 | 0 | 0
1453 | 0 | 0 | 2609.2445 | 0 | 0 | 0 | 2609.2445 | 0 | 0 | 0
1454 | 87.814 | 0 | 2740.5176 | 92.1575 | 0 | 0 | 2648.3601 | 0 | 0 | 0
1455 | 71.433 | 0 | 2066.0856 | 74.9663 | 0 | 0 | 1991.1194 | 0 | 0 | 0
1456 | 76.614 | 0 | 2442.169 | 80.4035 | 0 | 0 | 2361.7654 | 0 | 0 | 0
1457 | 71.47 | 0 | 1369.085 | 75.0051 | 0 | 0 | 1294.0799 | 0 | 0 | 0
1458 | 83.419 | 0 | 270.5893 | 87.5451 | 0 | 0 | 183.0441 | 0 | 0 | 0
1459 | 77.625 | 0 | 0 | 0 | 0 | 0 | 0 | 0 | 0 | 81.4645
1460 | 86.4 | 0 | 0 | 0 | 0 | 0 | 0 | 0 | 0 | 90.6736
1461 | 79.2 | 0 | 0 | 0 | 0 | 0 | 0 | 0 | 0 | 83.1174
1462 | 86.4 | 0 | 0 | 0 | 0 | 0 | 0 | 0 | 0 | 90.6736
1463 | 79.2 | 0 | 0 | 0 | 0 | 0 | 0 | 0 | 0 | 83.1174
1464 | 84 | 0 | 0 | 0 | 0 | 0 | 0 | 0 | 0 | 88.1549
1465 | 75.2 | 0 | 0 | 0 | 0 | 0 | 0 | 68.647 | 0 | 6.8771
1466 | 81.6 | 0 | 0 | 0 | 0 | 0 | 0 | 0 | 0 | 85.6362
1467 | 76 | 0 | 0 | 0 | 0 | 0 | 0 | 0 | 0 | 79.7592
1468 | 80 | 0 | 0 | 0 | 0 | 0 | 0 | 0 | 0 | 83.957
1469 | 76.8 | 0 | 0 | 0 | 0 | 0 | 0 | 0 | 0 | 80.5987
1470 | 81.6 | 0 | 0 | 0 | 0 | 0 | 0 | 0 | 0 | 85.6362
1471 | 67.2 | 0 | 67.9044 | 67.9044 | 0 | 0 | 0 | 0 | 0 | 2.6195
1472 | 79.057 | 0 | 533.295 | 82.9674 | -450.3276 | 0 | 0 | 0 | 0 | 0
1473 | 544.574 | 0 | 1400.3527 | 571.5101 | -598.3333 | 0 | 230.5092 | 0 | 0 | 0
1474 | 1505.096 | 0 | 1990.8538 | 1579.5421 | 0 | 0 | 411.3117 | 0 | 0 | 0
1475 | 1673.221 | 0 | 3027.8794 | 1755.983 | 0 | 0 | 1271.8963 | 0 | 0 | 0
1476 | 1557.38 | 0 | 3973.4159 | 1634.4122 | 0 | 0 | 2339.0036 | 0 | 0 | 0
1477 | 1552.097 | 0 | 4027.0613 | 1628.8679 | 0 | 0 | 2398.1933 | 0 | 0 | 0
1478 | 1601.467 | 0 | 3753.9942 | 1680.6799 | 0 | 0 | 2073.3143 | 0 | 0 | 0
1479 | 1699.22 | 0 | 3229.902 | 1783.268 | 0 | 0 | 1446.634 | 0 | 0 | 0
1480 | 1209.033 | 0 | 1810.8605 | 1268.835 | 0 | 0 | 542.0254 | 0 | 0 | 0
1481 | 1602.265 | 0 | 1352.366 | 1352.366 | 0 | 0 | 0 | 313.638 | 0 | 0
1482 | 1255.783 | 0 | 258.045 | 258.045 | 0 | 0 | 0 | 1009.9 | 0 | 0
1483 | 1313.251 | 0 | 0 | 0 | 0 | 0 | 0 | 1313.251 | 0 | 0
1484 | 1345.6 | 0 | 0 | 0 | 0 | 0 | 0 | 1345.6 | 0 | 0
1485 | 1182.4 | 0 | 0 | 0 | 0 | 0 | 0 | 1182.4 | 0 | 0
1486 | 1305.6 | 0 | 0 | 0 | 0 | 0 | 0 | 999.726 | 0 | 321.0034
1487 | 1395.2 | 0 | 0 | 0 | 0 | 0 | 0 | 803.2 | 0 | 621.2819
1488 | 1414.4 | 0 | 0 | 0 | 0 | 0 | 0 | 1414.4 | 0 | 0
1489 | 1534.4 | 0 | 0 | 0 | 0 | 0 | 0 | 1534.4 | 0 | 0
1490 | 1493.6 | 0 | 0 | 0 | 0 | 0 | 0 | 1493.6 | 0 | 0
1491 | 1685.6 | 0 | 0 | 0 | 0 | 0 | 0 | 1685.6 | 0 | 0
1492 | 1434.4 | 0 | 0 | 0 | 0 | 0 | 0 | 1434.4 | 0 | 0
1493 | 1459.2 | 0 | 0 | 0 | 0 | 0 | 0 | 1459.2 | 0 | 0
1494 | 1717.6 | 0 | 0 | 0 | 0 | 0 | 0 | 1717.6 | 0 | 0
1495 | 1190.4 | 0 | 113.4007 | 113.4007 | 0 | 0 | 0 | 1082.344 | 0 | 0
1496 | 1580.043 | 0 | 1051.8229 | 1051.8229 | 0 | 0 | 0 | 577.794 | 0 | 0
1497 | 1502.036 | 0 | 1977.2518 | 1576.3308 | -400.921 | 0 | 0 | 0 | 0 | 0
1498 | 1441.807 | 0 | 2616.4071 | 1513.1227 | -621.2819 | 0 | 482.0025 | 0 | 0 | 0
1499 | 1867.076 | 0 | 3578.7266 | 1959.4256 | -26.4591 | 0 | 1592.842 | 0 | 0 | 0
1500 | 1969.563 | 0 | 4015.9076 | 2066.9829 | 0 | 0 | 1948.9247 | 0 | 0 | 0
1501 | 1991.36 | 0 | 2537.3783 | 2089.858 | 0 | 0 | 447.5203 | 0 | 0 | 0
1502 | 1801.825 | 0 | 1113.6888 | 1113.6888 | 0 | 0 | 0 | 148.626 | 0 | 621.2819
1503 | 1593.282 | 0 | 3050.5005 | 1672.09 | -621.2819 | 0 | 757.1286 | 0 | 0 | 0
1504 | 1359.178 | 0 | 2484.2052 | 1426.4066 | -70.1377 | 0 | 987.6609 | 0 | 0 | 0
1505 | 1889.839 | 0 | 1378.0925 | 1378.0925 | 0 | 0 | 0 | 576.698 | 0 | 0
1506 | 1338.014 | 0 | 267.3244 | 267.3244 | 0 | 0 | 0 | 1083.289 | 0 | 0
1507 | 1353.885 | 0 | 0 | 0 | 0 | 0 | 0 | 1353.885 | 0 | 0
1508 | 1158.4 | 0 | 0 | 0 | 0 | 0 | 0 | 1158.4 | 0 | 0
1509 | 1659.2 | 0 | 0 | 0 | 0 | 0 | 0 | 1659.2 | 0 | 0
1510 | 1568 | 0 | 0 | 0 | 0 | 0 | 0 | 1262.126 | 0 | 321.0034
1511 | 1603.2 | 0 | 0 | 0 | 0 | 0 | 0 | 1011.2 | 0 | 621.2819
1512 | 1517.6 | 0 | 0 | 0 | 0 | 0 | 0 | 1517.6 | 0 | 0
1513 | 1664 | 0 | 0 | 0 | 0 | 0 | 0 | 1664 | 0 | 0
1514 | 1617.6 | 0 | 0 | 0 | 0 | 0 | 0 | 1617.6 | 0 | 0
1515 | 1648 | 0 | 0 | 0 | 0 | 0 | 0 | 1648 | 0 | 0
1516 | 1176.8 | 0 | 0 | 0 | 0 | 0 | 0 | 1176.8 | 0 | 0
1517 | 1515.2 | 0 | 0 | 0 | 0 | 0 | 0 | 1515.2 | 0 | 0
1518 | 1512.8 | 0 | 0 | 0 | 0 | 0 | 0 | 1512.8 | 0 | 0
1519 | 1321.6 | 0 | 119.581 | 119.581 | 0 | 0 | 0 | 1207.655 | 0 | 0
1520 | 1341.317 | 0 | 1145.3878 | 1145.3878 | 0 | 0 | 0 | 249.913 | 0 | 0
1521 | 1629.663 | 0 | 2215.591 | 1710.2705 | -505.3205 | 0 | 0 | 0 | 0 | 0
1522 | 1448.199 | 0 | 2667.1308 | 1519.8298 | -543.3404 | 0 | 603.9605 | 0 | 0 | 0
1523 | 1859.743 | 0 | 3764.2191 | 1951.7309 | 0 | 0 | 1812.4882 | 0 | 0 | 0
1524 | 1762.66 | 0 | 3972.1208 | 1849.8459 | 0 | 0 | 2122.2749 | 0 | 0 | 0
1525 | 1573.75 | 0 | 2980.1414 | 1651.5919 | 0 | 0 | 1328.5495 | 0 | 0 | 0
1526 | 1726.047 | 0 | 2844.1909 | 1811.422 | 0 | 0 | 1032.7689 | 0 | 0 | 0
1527 | 1828.904 | 0 | 2244.594 | 1919.3665 | 0 | 0 | 325.2274 | 0 | 0 | 0
1528 | 1697.557 | 0 | 2134.1265 | 1781.5228 | 0 | 0 | 352.6037 | 0 | 0 | 0
1529 | 1829.581 | 0 | 1405.7878 | 1405.7878 | 0 | 0 | 0 | 490.05 | 0 | 0
1530 | 1704.422 | 0 | 284.9249 | 284.9249 | 0 | 0 | 0 | 1432.926 | 0 | 0
1531 | 1675.433 | 0 | 0 | 0 | 0 | 0 | 0 | 1675.433 | 0 | 0
1532 | 1698.4 | 0 | 0 | 0 | 0 | 0 | 0 | 1698.4 | 0 | 0
1533 | 1537.6 | 0 | 0 | 0 | 0 | 0 | 0 | 1537.6 | 0 | 0
1534 | 1532 | 0 | 0 | 0 | 0 | 0 | 0 | 1226.126 | 0 | 321.0034
1535 | 1324 | 0 | 0 | 0 | 0 | 0 | 0 | 732 | 0 | 621.2819
1536 | 382.4 | 0 | 0 | 0 | 0 | 0 | 0 | 382.4 | 0 | 0
1537 | 394.4 | 0 | 0 | 0 | 0 | 0 | 0 | 394.4 | 0 | 0
1538 | 378.4 | 0 | 0 | 0 | 0 | 0 | 0 | 378.4 | 0 | 0
1539 | 357.6 | 0 | 0 | 0 | 0 | 0 | 0 | 357.6 | 0 | 0
1540 | 367.2 | 0 | 0 | 0 | 0 | 0 | 0 | 367.2 | 0 | 0
1541 | 380 | 0 | 0 | 0 | 0 | 0 | 0 | 380 | 0 | 0
1542 | 397.6 | 0 | 0 | 0 | 0 | 0 | 0 | 397.6 | 0 | 0
1543 | 354.4 | 0 | 150.8896 | 150.8896 | 0 | 0 | 0 | 210.622 | 0 | 0
1544 | 442.969 | 0 | 1231.6851 | 464.8794 | -621.2819 | 0 | 145.5237 | 0 | 0 | 0
1545 | 1680.912 | 0 | 1316.551 | 1316.551 | 0 | 0 | 0 | 0 | 0 | 447.5035
1546 | 1829.403 | 0 | 1832.2989 | 1832.2989 | 0 | 0 | 0 | 0 | 0 | 87.5913
1547 | 1851.263 | 0 | 2393.4781 | 1942.8315 | -450.6466 | 0 | 0 | 0 | 0 | 0
1548 | 1924.839 | 0 | 3140.0795 | 2020.0467 | -572.2342 | 0 | 547.7985 | 0 | 0 | 0
1549 | 1677.954 | 0 | 1852.7792 | 1760.9501 | 0 | 0 | 91.829 | 0 | 0 | 0
1550 | 1718.738 | 0 | 712.2882 | 712.2882 | 0 | 0 | 0 | 1040.021 | 0 | 0
1551 | 1907.596 | 0 | 1857.2446 | 1857.2446 | 0 | 0 | 0 | 9.743 | 0 | 134.4813
1552 | 1688.519 | 0 | 1921.7016 | 1772.0377 | -149.6639 | 0 | 0 | 0 | 0 | 0
1553 | 2091.005 | 0 | 1317.5091 | 1317.5091 | 0 | 0 | 0 | 835.592 | 0 | 0
1554 | 1608.296 | 0 | 230.8881 | 230.8881 | 0 | 0 | 0 | 1388.29 | 0 | 0
1555 | 1773.255 | 0 | 0 | 0 | 0 | 0 | 0 | 1773.255 | 0 | 0
1556 | 1601.6 | 0 | 0 | 0 | 0 | 0 | 0 | 1601.6 | 0 | 0
1557 | 1201.6 | 0 | 0 | 0 | 0 | 0 | 0 | 1201.6 | 0 | 0
1558 | 1380.8 | 0 | 0 | 0 | 0 | 0 | 0 | 1074.926 | 0 | 321.0034
1559 | 1320.8 | 0 | 0 | 0 | 0 | 0 | 0 | 728.8 | 0 | 621.2819
1560 | 361.6 | 0 | 0 | 0 | 0 | 0 | 0 | 361.6 | 0 | 0
1561 | 110.4 | 0 | 0 | 0 | 0 | 0 | 0 | 110.4 | 0 | 0
1562 | 116.8 | 0 | 0 | 0 | 0 | 0 | 0 | 116.8 | 0 | 0
1563 | 111.2 | 0 | 0 | 0 | 0 | 0 | 0 | 111.2 | 0 | 0
1564 | 113.6 | 0 | 0 | 0 | 0 | 0 | 0 | 113.6 | 0 | 0
1565 | 110.4 | 0 | 0 | 0 | 0 | 0 | 0 | 110.4 | 0 | 0
1566 | 114.4 | 0 | 0 | 0 | 0 | 0 | 0 | 114.4 | 0 | 0
1567 | 98.4 | 0 | 138.3171 | 103.2671 | -35.05 | 0 | 0 | 0 | 0 | 0
1568 | 220.236 | 0 | 1171.8175 | 231.1295 | -621.2819 | 0 | 319.4061 | 0 | 0 | 0
1569 | 1212.985 | 0 | 2269.3728 | 1272.9815 | -392.3301 | 0 | 604.0613 | 0 | 0 | 0
1570 | 1238.812 | 0 | 3080.2182 | 1300.087 | 0 | 0 | 1780.1312 | 0 | 0 | 0
1571 | 1664.717 | 0 | 3219.463 | 1747.0584 | 0 | 0 | 1472.4046 | 0 | 0 | 0
1572 | 1556.917 | 0 | 3434.4013 | 1633.9263 | 0 | 0 | 1800.475 | 0 | 0 | 0
1573 | 1408.483 | 0 | 3378.8931 | 1478.1504 | 0 | 0 | 1900.7428 | 0 | 0 | 0
1574 | 1587.586 | 0 | 3007.9196 | 1666.1123 | 0 | 0 | 1341.8073 | 0 | 0 | 0
1575 | 1726.378 | 0 | 2651.4234 | 1811.7693 | 0 | 0 | 839.6541 | 0 | 0 | 0
1576 | 1711.478 | 0 | 2000.7356 | 1796.1323 | 0 | 0 | 204.6032 | 0 | 0 | 0
1577 | 1544.327 | 0 | 1009.1413 | 1009.1413 | 0 | 0 | 0 | 582.748 | 0 | 0
1578 | 1402.659 | 0 | 204.3881 | 204.3881 | 0 | 0 | 0 | 1207.904 | 0 | 0
1579 | 1439.865 | 0 | 0 | 0 | 0 | 0 | 0 | 1439.865 | 0 | 0
1580 | 1459.2 | 0 | 0 | 0 | 0 | 0 | 0 | 1459.2 | 0 | 0
1581 | 1510.4 | 0 | 0 | 0 | 0 | 0 | 0 | 1510.4 | 0 | 0
1582 | 1384 | 0 | 0 | 0 | 0 | 0 | 0 | 1078.126 | 0 | 321.0034
1583 | 1400 | 0 | 0 | 0 | 0 | 0 | 0 | 808 | 0 | 621.2819
1584 | 472 | 0 | 0 | 0 | 0 | 0 | 0 | 472 | 0 | 0
1585 | 416.8 | 0 | 0 | 0 | 0 | 0 | 0 | 416.8 | 0 | 0
1586 | 390.4 | 0 | 0 | 0 | 0 | 0 | 0 | 390.4 | 0 | 0
1587 | 431.2 | 0 | 0 | 0 | 0 | 0 | 0 | 431.2 | 0 | 0
1588 | 381.6 | 0 | 0 | 0 | 0 | 0 | 0 | 381.6 | 0 | 0
1589 | 384 | 0 | 0 | 0 | 0 | 0 | 0 | 384 | 0 | 0
1590 | 484.8 | 0 | 0 | 0 | 0 | 0 | 0 | 484.8 | 0 | 0
1591 | 424 | 0 | 130.167 | 130.167 | 0 | 0 | 0 | 299.968 | 0 | 0
1592 | 433.137 | 0 | 1146.8906 | 454.5611 | -621.2819 | 0 | 71.0476 | 0 | 0 | 0
1593 | 1644.823 | 0 | 2218.454 | 1726.1804 | -427.379 | 0 | 64.8946 | 0 | 0 | 0
1594 | 1786.904 | 0 | 2962.9439 | 1875.2891 | 0 | 0 | 1087.6548 | 0 | 0 | 0
1595 | 1792.2 | 0 | 3400.5918 | 1880.8471 | 0 | 0 | 1519.7448 | 0 | 0 | 0
1596 | 1606.691 | 0 | 3694.2861 | 1686.1623 | 0 | 0 | 2008.1238 | 0 | 0 | 0
1597 | 1894.24 | 0 | 3731.7813 | 1987.9342 | 0 | 0 | 1743.847 | 0 | 0 | 0
1598 | 1829.242 | 0 | 3334.6153 | 1919.7213 | 0 | 0 | 1414.894 | 0 | 0 | 0
1599 | 1903.518 | 0 | 3046.692 | 1997.6711 | 0 | 0 | 1049.0209 | 0 | 0 | 0
1600 | 1476.616 | 0 | 2281.13 | 1549.6534 | 0 | 0 | 731.4766 | 0 | 0 | 0
1601 | 1535.769 | 0 | 1247.6233 | 1247.6233 | 0 | 0 | 0 | 346.948 | 0 | 0
1602 | 1485.795 | 0 | 217.1622 | 217.1622 | 0 | 0 | 0 | 1278.868 | 0 | 0
1603 | 1357.077 | 0 | 0 | 0 | 0 | 0 | 0 | 1357.077 | 0 | 0
1604 | 1589.6 | 0 | 0 | 0 | 0 | 0 | 0 | 1589.6 | 0 | 0
1605 | 1525.6 | 0 | 0 | 0 | 0 | 0 | 0 | 1525.6 | 0 | 0
1606 | 1258.4 | 0 | 0 | 0 | 0 | 0 | 0 | 952.526 | 0 | 321.0034
1607 | 1140 | 0 | 0 | 0 | 0 | 0 | 0 | 548 | 0 | 621.2819
1608 | 1290.4 | 0 | 0 | 0 | 0 | 0 | 0 | 1290.4 | 0 | 0
1609 | 1470.4 | 0 | 0 | 0 | 0 | 0 | 0 | 1470.4 | 0 | 0
1610 | 904.8 | 0 | 0 | 0 | 0 | 0 | 0 | 904.8 | 0 | 0
1611 | 1167.2 | 0 | 0 | 0 | 0 | 0 | 0 | 1167.2 | 0 | 0
1612 | 1140.8 | 0 | 0 | 0 | 0 | 0 | 0 | 1140.8 | 0 | 0
1613 | 1201.6 | 0 | 0 | 0 | 0 | 0 | 0 | 1201.6 | 0 | 0
1614 | 1211.2 | 0 | 0 | 0 | 0 | 0 | 0 | 1211.2 | 0 | 0
1615 | 1014.4 | 0 | 122.763 | 122.763 | 0 | 0 | 0 | 897.423 | 0 | 0
1616 | 337.397 | 0 | 1126.1732 | 354.0856 | -621.2819 | 0 | 150.8057 | 0 | 0 | 0
1617 | 274.291 | 0 | 2208.8913 | 287.8592 | -427.379 | 0 | 1493.653 | 0 | 0 | 0
1618 | 264.437 | 0 | 3010.0668 | 277.5168 | 0 | 0 | 2732.5501 | 0 | 0 | 0
1619 | 281.379 | 0 | 3521.746 | 295.2968 | 0 | 0 | 3226.4492 | 0 | 0 | 0
1620 | 297.305 | 0 | 3801.0584 | 312.0105 | 0 | 0 | 3489.0479 | 0 | 0 | 0
1621 | 288.999 | 0 | 3546.04 | 303.2937 | 0 | 0 | 3242.7464 | 0 | 0 | 0
1622 | 276.252 | 0 | 2765.0257 | 289.9162 | 0 | 0 | 2475.1095 | 0 | 0 | 0
1623 | 267.096 | 0 | 1337.3209 | 280.3073 | 0 | 0 | 1057.0136 | 0 | 0 | 0
1624 | 204.599 | 0 | 1298.7027 | 214.719 | 0 | 0 | 1083.9837 | 0 | 0 | 0
1625 | 286.349 | 0 | 925.9903 | 300.5126 | 0 | 0 | 625.4777 | 0 | 0 | 0
1626 | 229.93 | 0 | 179.5547 | 179.5547 | 0 | 0 | 0 | 58.838 | 0 | 0
1627 | 205.13 | 0 | 0 | 0 | 0 | 0 | 0 | 205.13 | 0 | 0
1628 | 299.2 | 0 | 0 | 0 | 0 | 0 | 0 | 299.2 | 0 | 0
1629 | 287.2 | 0 | 0 | 0 | 0 | 0 | 0 | 76.526 | 0 | 221.0945
1630 | 292 | 0 | 0 | 0 | 0 | 0 | 0 | 0 | 0 | 306.4431
1631 | 230.4 | 0 | 0 | 0 | 0 | 0 | 0 | 0 | 0 | 241.7962
1632 | 164.8 | 0 | 0 | 0 | 0 | 0 | 0 | 0 | 0 | 172.9515
1633 | 195.2 | 0 | 0 | 0 | 0 | 0 | 0 | 195.2 | 0 | 0
1634 | 238.4 | 0 | 0 | 0 | 0 | 0 | 0 | 238.4 | 0 | 0
1635 | 187.2 | 0 | 0 | 0 | 0 | 0 | 0 | 187.2 | 0 | 0
1636 | 148.8 | 0 | 0 | 0 | 0 | 0 | 0 | 148.8 | 0 | 0
1637 | 132.8 | 0 | 0 | 0 | 0 | 0 | 0 | 132.8 | 0 | 0
1638 | 192.8 | 0 | 0 | 0 | 0 | 0 | 0 | 192.8 | 0 | 0
1639 | 120 | 0 | 133.307 | 125.9355 | -7.3714 | 0 | 0 | 0 | 0 | 0
1640 | 191.45 | 0 | 1158.3875 | 200.9196 | -621.2819 | 0 | 336.1859 | 0 | 0 | 0
1641 | 866.164 | 0 | 2242.7186 | 909.0058 | -420.0076 | 0 | 913.7053 | 0 | 0 | 0
1642 | 1455.515 | 0 | 3037.0338 | 1527.5087 | 0 | 0 | 1509.5251 | 0 | 0 | 0
1643 | 1743.462 | 0 | 3556.881 | 1829.6983 | 0 | 0 | 1727.1826 | 0 | 0 | 0
1644 | 1648.641 | 0 | 3809.4793 | 1730.1872 | 0 | 0 | 2079.2921 | 0 | 0 | 0
1645 | 1680.833 | 0 | 3813.8083 | 1763.9715 | 0 | 0 | 2049.8368 | 0 | 0 | 0
1646 | 1635.438 | 0 | 3581.0574 | 1716.3312 | 0 | 0 | 1864.7263 | 0 | 0 | 0
1647 | 1660.537 | 0 | 3074.8953 | 1742.6716 | 0 | 0 | 1332.2236 | 0 | 0 | 0
1648 | 1717.571 | 0 | 2319.3409 | 1802.5267 | 0 | 0 | 516.8142 | 0 | 0 | 0
1649 | 1588.152 | 0 | 1273.2785 | 1273.2785 | 0 | 0 | 0 | 374.885 | 0 | 0
1650 | 1863.569 | 0 | 224.8684 | 224.8684 | 0 | 0 | 0 | 1649.299 | 0 | 0
1651 | 1540.524 | 0 | 0 | 0 | 0 | 0 | 0 | 1540.524 | 0 | 0
1652 | 1230.4 | 0 | 0 | 0 | 0 | 0 | 0 | 1230.4 | 0 | 0
1653 | 1436 | 0 | 0 | 0 | 0 | 0 | 0 | 1436 | 0 | 0
1654 | 1564.8 | 0 | 0 | 0 | 0 | 0 | 0 | 1258.926 | 0 | 321.0034
1655 | 1647.2 | 0 | 0 | 0 | 0 | 0 | 0 | 1055.2 | 0 | 621.2819
1656 | 1421.6 | 0 | 0 | 0 | 0 | 0 | 0 | 1421.6 | 0 | 0
1657 | 1376.8 | 0 | 0 | 0 | 0 | 0 | 0 | 1376.8 | 0 | 0
1658 | 1502.4 | 0 | 0 | 0 | 0 | 0 | 0 | 1502.4 | 0 | 0
1659 | 1624 | 0 | 0 | 0 | 0 | 0 | 0 | 1624 | 0 | 0
1660 | 1292.8 | 0 | 0 | 0 | 0 | 0 | 0 | 1292.8 | 0 | 0
1661 | 1245.6 | 0 | 0 | 0 | 0 | 0 | 0 | 1245.6 | 0 | 0
1662 | 1281.6 | 0 | 0 | 0 | 0 | 0 | 0 | 1281.6 | 0 | 0
1663 | 1044.8 | 0 | 85.7411 | 85.7411 | 0 | 0 | 0 | 963.1 | 0 | 0
1664 | 1268.07 | 0 | 1109.8037 | 1109.8037 | 0 | 0 | 0 | 210.573 | 0 | 0
1665 | 1664.469 | 0 | 1959.923 | 1746.7981 | -213.1249 | 0 | 0 | 0 | 0 | 0
1666 | 1354.034 | 0 | 3077.5336 | 1421.0082 | -621.2819 | 0 | 1035.2435 | 0 | 0 | 0
1667 | 1675.929 | 0 | 1405.1078 | 1405.1078 | 0 | 0 | 0 | 0 | 0 | 353.7172
1668 | 1404.339 | 0 | 3972.4934 | 1473.8025 | -607.9034 | 0 | 1890.7876 | 0 | 0 | 0
1669 | 1405.495 | 0 | 4051.6103 | 1475.0146 | 0 | 0 | 2576.5957 | 0 | 0 | 0
1670 | 1385.337 | 0 | 3486.4326 | 1453.8595 | 0 | 0 | 2032.5731 | 0 | 0 | 0
1671 | 1426.323 | 0 | 3325.3894 | 1496.8728 | 0 | 0 | 1828.5166 | 0 | 0 | 0
1672 | 1546.268 | 0 | 2503.4607 | 1622.7506 | 0 | 0 | 880.7102 | 0 | 0 | 0
1673 | 1512.557 | 0 | 1409.1765 | 1409.1765 | 0 | 0 | 0 | 169.797 | 0 | 0
1674 | 1715.266 | 0 | 278.7803 | 278.7803 | 0 | 0 | 0 | 1449.625 | 0 | 0
1675 | 1546.02 | 0 | 0 | 0 | 0 | 0 | 0 | 1546.02 | 0 | 0
1676 | 1220 | 0 | 0 | 0 | 0 | 0 | 0 | 1220 | 0 | 0
1677 | 1550.4 | 0 | 0 | 0 | 0 | 0 | 0 | 1550.4 | 0 | 0
1678 | 1778.4 | 0 | 0 | 0 | 0 | 0 | 0 | 1472.526 | 0 | 321.0034
1679 | 1676.8 | 0 | 0 | 0 | 0 | 0 | 0 | 1084.8 | 0 | 621.2819
1680 | 1480.8 | 0 | 0 | 0 | 0 | 0 | 0 | 1480.8 | 0 | 0
1681 | 1334.4 | 0 | 0 | 0 | 0 | 0 | 0 | 1334.4 | 0 | 0
1682 | 1472 | 0 | 0 | 0 | 0 | 0 | 0 | 1472 | 0 | 0
1683 | 1444.8 | 0 | 0 | 0 | 0 | 0 | 0 | 1444.8 | 0 | 0
1684 | 230.4 | 0 | 0 | 0 | 0 | 0 | 0 | 230.4 | 0 | 0
1685 | 354.4 | 0 | 0 | 0 | 0 | 0 | 0 | 354.4 | 0 | 0
1686 | 880.8 | 0 | 0 | 0 | 0 | 0 | 0 | 880.8 | 0 | 0
1687 | 1391.249 | 0 | 188.4205 | 188.4205 | 0 | 0 | 0 | 1211.709 | 0 | 0
1688 | 1367.166 | 0 | 1291.5937 | 1291.5937 | 0 | 0 | 0 | 136.447 | 0 | 0
1689 | 1114.978 | 0 | 2462.6839 | 1170.1278 | -621.2819 | 0 | 671.2741 | 0 | 0 | 0
1690 | 991.078 | 0 | 3350.2691 | 1040.0994 | -427.379 | 0 | 1882.7907 | 0 | 0 | 0
1691 | 1722.516 | 0 | 3930.8759 | 1807.7163 | 0 | 0 | 2123.1596 | 0 | 0 | 0
1692 | 1259.699 | 0 | 4212.8791 | 1322.0071 | 0 | 0 | 2890.872 | 0 | 0 | 0
1693 | 1018.275 | 0 | 4219.4089 | 1068.6416 | 0 | 0 | 3150.7672 | 0 | 0 | 0
1694 | 905.101 | 0 | 3847.4646 | 949.8697 | 0 | 0 | 2897.5949 | 0 | 0 | 0
1695 | 1153.41 | 0 | 3443.2368 | 1210.4608 | 0 | 0 | 2232.776 | 0 | 0 | 0
1696 | 1638.025 | 0 | 2617.1459 | 1719.0461 | 0 | 0 | 898.0997 | 0 | 0 | 0
1697 | 1603.774 | 0 | 1485.8513 | 1485.8513 | 0 | 0 | 0 | 187.953 | 0 | 0
1698 | 1509.175 | 0 | 297.7934 | 297.7934 | 0 | 0 | 0 | 1225.417 | 0 | 0
1699 | 994.822 | 0 | 0 | 0 | 0 | 0 | 0 | 994.822 | 0 | 0
1700 | 1233.6 | 0 | 0 | 0 | 0 | 0 | 0 | 1233.6 | 0 | 0
1701 | 1465.6 | 0 | 0 | 0 | 0 | 0 | 0 | 1465.6 | 0 | 0
1702 | 1463.2 | 0 | 0 | 0 | 0 | 0 | 0 | 1157.326 | 0 | 321.0034
1703 | 1261.6 | 0 | 0 | 0 | 0 | 0 | 0 | 669.6 | 0 | 621.2819
1704 | 1423.2 | 0 | 0 | 0 | 0 | 0 | 0 | 1423.2 | 0 | 0
1705 | 1556.8 | 0 | 0 | 0 | 0 | 0 | 0 | 1556.8 | 0 | 0
1706 | 1232.8 | 0 | 0 | 0 | 0 | 0 | 0 | 1232.8 | 0 | 0
1707 | 1564 | 0 | 0 | 0 | 0 | 0 | 0 | 1564 | 0 | 0
1708 | 1275.2 | 0 | 0 | 0 | 0 | 0 | 0 | 1275.2 | 0 | 0
1709 | 1312.8 | 0 | 0 | 0 | 0 | 0 | 0 | 1312.8 | 0 | 0
1710 | 1168 | 0 | 0 | 0 | 0 | 0 | 0 | 1168 | 0 | 0
1711 | 1272.8 | 0 | 206.9194 | 206.9194 | 0 | 0 | 0 | 1075.633 | 0 | 0
1712 | 922.415 | 0 | 1346.2277 | 968.0401 | -378.1875 | 0 | 0 | 0 | 0 | 0
1713 | 1110.192 | 0 | 2516.3303 | 1165.1051 | -621.2819 | 0 | 729.9433 | 0 | 0 | 0
1714 | 1567.16 | 0 | 3331.4092 | 1644.676 | -49.1915 | 0 | 1637.5417 | 0 | 0 | 0
1715 | 1212.443 | 0 | 3827.7893 | 1272.4137 | 0 | 0 | 2555.3756 | 0 | 0 | 0
1716 | 1091.61 | 0 | 4087.568 | 1145.604 | 0 | 0 | 2941.964 | 0 | 0 | 0
1717 | 971.536 | 0 | 4108.1952 | 1019.5908 | 0 | 0 | 3088.6044 | 0 | 0 | 0
1718 | 1055.456 | 0 | 3401.402 | 1107.6617 | 0 | 0 | 2293.7403 | 0 | 0 | 0
1719 | 957.674 | 0 | 3347.4072 | 1005.0431 | 0 | 0 | 2342.364 | 0 | 0 | 0
1720 | 997.558 | 0 | 2529.394 | 1046.8999 | 0 | 0 | 1482.4941 | 0 | 0 | 0
1721 | 1166.299 | 0 | 1421.6609 | 1223.9873 | 0 | 0 | 197.6736 | 0 | 0 | 0
1722 | 1040.947 | 0 | 282.4818 | 282.4818 | 0 | 0 | 0 | 771.779 | 0 | 0
1723 | 1287.915 | 0 | 0 | 0 | 0 | 0 | 0 | 1287.915 | 0 | 0
1724 | 1227.2 | 0 | 0 | 0 | 0 | 0 | 0 | 1227.2 | 0 | 0
1725 | 1147.2 | 0 | 0 | 0 | 0 | 0 | 0 | 1147.2 | 0 | 0
1726 | 1378.4 | 0 | 0 | 0 | 0 | 0 | 0 | 1072.526 | 0 | 321.0034
1727 | 1175.2 | 0 | 0 | 0 | 0 | 0 | 0 | 583.2 | 0 | 621.2819
1728 | 160.8 | 0 | 0 | 0 | 0 | 0 | 0 | 160.8 | 0 | 0
1729 | 104.8 | 0 | 0 | 0 | 0 | 0 | 0 | 104.8 | 0 | 0
1730 | 106.4 | 0 | 0 | 0 | 0 | 0 | 0 | 106.4 | 0 | 0
1731 | 102.4 | 0 | 0 | 0 | 0 | 0 | 0 | 102.4 | 0 | 0
1732 | 108 | 0 | 0 | 0 | 0 | 0 | 0 | 108 | 0 | 0
1733 | 101.6 | 0 | 0 | 0 | 0 | 0 | 0 | 101.6 | 0 | 0
1734 | 104 | 0 | 0 | 0 | 0 | 0 | 0 | 104 | 0 | 0
1735 | 86.785 | 0 | 219.4269 | 91.0776 | -128.3493 | 0 | 0 | 0 | 0 | 0
1736 | 102.491 | 0 | 1387.6489 | 107.5605 | -621.2819 | 0 | 658.8065 | 0 | 0 | 0
1737 | 1053.719 | 0 | 2575.1453 | 1105.8388 | -299.0297 | 0 | 1170.2768 | 0 | 0 | 0
1738 | 1351.25 | 0 | 3442.9891 | 1418.0865 | 0 | 0 | 2024.9026 | 0 | 0 | 0
1739 | 1014.359 | 0 | 4003.0747 | 1064.5319 | 0 | 0 | 2938.5428 | 0 | 0 | 0
1740 | 1130.671 | 0 | 2479.32 | 1186.597 | 0 | 0 | 1292.7229 | 0 | 0 | 0
1741 | 1327.615 | 0 | 2993.7676 | 1393.2824 | 0 | 0 | 1600.4852 | 0 | 0 | 0
1742 | 1312.509 | 0 | 4036.6061 | 1377.4292 | 0 | 0 | 2659.1769 | 0 | 0 | 0
1743 | 1182.509 | 0 | 3501.5439 | 1240.9991 | 0 | 0 | 2260.5448 | 0 | 0 | 0
1744 | 1270.68 | 0 | 2659.8569 | 1333.5313 | 0 | 0 | 1326.3257 | 0 | 0 | 0
1745 | 1403.753 | 0 | 1508.8209 | 1473.1864 | 0 | 0 | 35.6345 | 0 | 0 | 0
1746 | 1739.825 | 0 | 301.0289 | 301.0289 | 0 | 0 | 0 | 1452.984 | 0 | 0
1747 | 1588.775 | 0 | 0 | 0 | 0 | 0 | 0 | 1588.775 | 0 | 0
1748 | 1500.8 | 0 | 0 | 0 | 0 | 0 | 0 | 1500.8 | 0 | 0
1749 | 1536 | 0 | 0 | 0 | 0 | 0 | 0 | 1536 | 0 | 0
1750 | 1589.6 | 0 | 0 | 0 | 0 | 0 | 0 | 1283.726 | 0 | 321.0034
1751 | 1916 | 0 | 0 | 0 | 0 | 0 | 0 | 1324 | 0 | 621.2819
1752 | 192 | 0 | 0 | 0 | 0 | 0 | 0 | 192 | 0 | 0
1753 | 107.2 | 0 | 0 | 0 | 0 | 0 | 0 | 107.2 | 0 | 0
1754 | 116 | 0 | 0 | 0 | 0 | 0 | 0 | 116 | 0 | 0
1755 | 110.4 | 0 | 0 | 0 | 0 | 0 | 0 | 110.4 | 0 | 0
1756 | 110.4 | 0 | 0 | 0 | 0 | 0 | 0 | 110.4 | 0 | 0
1757 | 108 | 0 | 0 | 0 | 0 | 0 | 0 | 108 | 0 | 0
1758 | 110.4 | 0 | 0 | 0 | 0 | 0 | 0 | 110.4 | 0 | 0
1759 | 103.221 | 0 | 230.2616 | 108.3266 | -121.935 | 0 | 0 | 0 | 0 | 0
1760 | 126.773 | 0 | 1445.6118 | 133.0435 | -621.2819 | 0 | 691.2863 | 0 | 0 | 0
1761 | 999.966 | 0 | 2619.4285 | 1049.427 | -305.444 | 0 | 1264.5574 | 0 | 0 | 0
1762 | 1972.895 | 0 | 3525.2523 | 2070.4797 | 0 | 0 | 1454.7725 | 0 | 0 | 0
1763 | 1497.263 | 0 | 4074.3028 | 1571.3217 | 0 | 0 | 2502.9811 | 0 | 0 | 0
1764 | 1447.357 | 0 | 4114.6473 | 1518.9472 | 0 | 0 | 2595.7001 | 0 | 0 | 0
1765 | 1492.397 | 0 | 4350.1079 | 1566.215 | 0 | 0 | 2783.8929 | 0 | 0 | 0
1766 | 1665.983 | 0 | 4015.322 | 1748.387 | 0 | 0 | 2266.9349 | 0 | 0 | 0
1767 | 1335.156 | 0 | 3382.6838 | 1401.1964 | 0 | 0 | 1981.4874 | 0 | 0 | 0
1768 | 1587.901 | 0 | 2544.2733 | 1666.4429 | 0 | 0 | 877.8304 | 0 | 0 | 0
1769 | 1409.122 | 0 | 1388.6428 | 1388.6428 | 0 | 0 | 0 | 85.928 | 0 | 0
1770 | 1956.792 | 0 | 264.5633 | 264.5633 | 0 | 0 | 0 | 1704.698 | 0 | 0
1771 | 1705.486 | 0 | 0 | 0 | 0 | 0 | 0 | 1705.486 | 0 | 0
1772 | 1647.2 | 0 | 0 | 0 | 0 | 0 | 0 | 1647.2 | 0 | 0
1773 | 1580.8 | 0 | 0 | 0 | 0 | 0 | 0 | 1580.8 | 0 | 0
1774 | 1783.2 | 0 | 0 | 0 | 0 | 0 | 0 | 1477.326 | 0 | 321.0034
1775 | 1466.4 | 0 | 0 | 0 | 0 | 0 | 0 | 874.4 | 0 | 621.2819
1776 | 1642.4 | 0 | 0 | 0 | 0 | 0 | 0 | 1642.4 | 0 | 0
1777 | 1504 | 0 | 0 | 0 | 0 | 0 | 0 | 1504 | 0 | 0
1778 | 1396 | 0 | 0 | 0 | 0 | 0 | 0 | 1396 | 0 | 0
1779 | 1258.4 | 0 | 0 | 0 | 0 | 0 | 0 | 1258.4 | 0 | 0
1780 | 1348.8 | 0 | 0 | 0 | 0 | 0 | 0 | 1348.8 | 0 | 0
1781 | 1135.2 | 0 | 0 | 0 | 0 | 0 | 0 | 1135.2 | 0 | 0
1782 | 1196.8 | 0 | 0 | 0 | 0 | 0 | 0 | 1196.8 | 0 | 0
1783 | 1208.997 | 0 | 200.5324 | 200.5324 | 0 | 0 | 0 | 1017.916 | 0 | 0
1784 | 230.659 | 0 | 1316.3379 | 242.068 | -621.2819 | 0 | 452.988 | 0 | 0 | 0
1785 | 288.152 | 0 | 2387.4941 | 302.4058 | -427.379 | 0 | 1657.7092 | 0 | 0 | 0
1786 | 332.224 | 0 | 3313.0173 | 348.6567 | 0 | 0 | 2964.3606 | 0 | 0 | 0
1787 | 287.755 | 0 | 3885.6818 | 301.9881 | 0 | 0 | 3583.6937 | 0 | 0 | 0
1788 | 233.034 | 0 | 4187.7571 | 244.5605 | 0 | 0 | 3943.1966 | 0 | 0 | 0
1789 | 257.376 | 0 | 4189.75 | 270.1065 | 0 | 0 | 3919.6435 | 0 | 0 | 0
1790 | 254.785 | 0 | 3891.6365 | 267.3874 | 0 | 0 | 3624.2491 | 0 | 0 | 0
1791 | 276.33 | 0 | 3334.822 | 289.998 | 0 | 0 | 3044.824 | 0 | 0 | 0
1792 | 204.693 | 0 | 2473.4356 | 214.8177 | 0 | 0 | 2258.6179 | 0 | 0 | 0
1793 | 301.357 | 0 | 1266.4591 | 316.2629 | 0 | 0 | 950.1961 | 0 | 0 | 0
1794 | 228.211 | 0 | 249.3996 | 239.4989 | 0 | 0 | 9.9006 | 0 | 0 | 0
1795 | 216.305 | 0 | 0 | 0 | 0 | 0 | 0 | 216.305 | 0 | 0
1796 | 242.4 | 0 | 0 | 0 | 0 | 0 | 0 | 242.4 | 0 | 0
1797 | 200.8 | 0 | 0 | 0 | 0 | 0 | 0 | 158.126 | 0 | 44.7848
1798 | 296 | 0 | 0 | 0 | 0 | 0 | 0 | 0 | 0 | 310.641
1799 | 268 | 0 | 0 | 0 | 0 | 0 | 0 | 0 | 0 | 281.256
1800 | 291.2 | 0 | 0 | 0 | 0 | 0 | 0 | 0 | 0 | 305.6035
1801 | 237.6 | 0 | 0 | 0 | 0 | 0 | 0 | 237.6 | 0 | 0
1802 | 191.2 | 0 | 0 | 0 | 0 | 0 | 0 | 191.2 | 0 | 0
1803 | 243.2 | 0 | 0 | 0 | 0 | 0 | 0 | 243.2 | 0 | 0
1804 | 204 | 0 | 0 | 0 | 0 | 0 | 0 | 204 | 0 | 0
1805 | 236 | 0 | 0 | 0 | 0 | 0 | 0 | 236 | 0 | 0
1806 | 293.6 | 0 | 0 | 0 | 0 | 0 | 0 | 293.6 | 0 | 0
1807 | 169.6 | 0 | 208.4034 | 177.9889 | -30.4145 | 0 | 0 | 0 | 0 | 0
1808 | 205.306 | 0 | 1373.1002 | 215.461 | -621.2819 | 0 | 536.3573 | 0 | 0 | 0
1809 | 1200.592 | 0 | 2568.9651 | 1259.9765 | -396.9645 | 0 | 912.024 | 0 | 0 | 0
1810 | 1832.064 | 0 | 2787.6825 | 1922.6828 | 0 | 0 | 864.9997 | 0 | 0 | 0
1811 | 1718.381 | 0 | 3940.1374 | 1803.3768 | 0 | 0 | 2136.7606 | 0 | 0 | 0
1812 | 1345.557 | 0 | 4219.0416 | 1412.1119 | 0 | 0 | 2806.9297 | 0 | 0 | 0
1813 | 1408.003 | 0 | 4165.9818 | 1477.6466 | 0 | 0 | 2688.3351 | 0 | 0 | 0
1814 | 1247.32 | 0 | 3271.0808 | 1309.0158 | 0 | 0 | 1962.065 | 0 | 0 | 0
1815 | 1222.285 | 0 | 2833.5745 | 1282.7425 | 0 | 0 | 1550.832 | 0 | 0 | 0
1816 | 1327.605 | 0 | 2369.3908 | 1393.2719 | 0 | 0 | 976.1189 | 0 | 0 | 0
1817 | 1517.328 | 0 | 1382.4215 | 1382.4215 | 0 | 0 | 0 | 200.062 | 0 | 0
1818 | 1493.831 | 0 | 265.9706 | 265.9706 | 0 | 0 | 0 | 1240.396 | 0 | 0
1819 | 1418.435 | 0 | 0 | 0 | 0 | 0 | 0 | 1418.435 | 0 | 0
1820 | 1030.4 | 0 | 0 | 0 | 0 | 0 | 0 | 1030.4 | 0 | 0
1821 | 1524 | 0 | 0 | 0 | 0 | 0 | 0 | 1524 | 0 | 0
1822 | 1386.4 | 0 | 0 | 0 | 0 | 0 | 0 | 1080.526 | 0 | 321.0034
1823 | 1324 | 0 | 0 | 0 | 0 | 0 | 0 | 732 | 0 | 621.2819
1824 | 1220 | 0 | 0 | 0 | 0 | 0 | 0 | 1220 | 0 | 0
1825 | 1348.8 | 0 | 0 | 0 | 0 | 0 | 0 | 1348.8 | 0 | 0
1826 | 1544.8 | 0 | 0 | 0 | 0 | 0 | 0 | 1544.8 | 0 | 0
1827 | 1356 | 0 | 0 | 0 | 0 | 0 | 0 | 1356 | 0 | 0
1828 | 1223.2 | 0 | 0 | 0 | 0 | 0 | 0 | 1223.2 | 0 | 0
1829 | 995.2 | 0 | 0 | 0 | 0 | 0 | 0 | 995.2 | 0 | 0
1830 | 1268 | 0 | 0 | 0 | 0 | 0 | 0 | 1268 | 0 | 0
1831 | 1071.282 | 0 | 206.6707 | 206.6707 | 0 | 0 | 0 | 874.352 | 0 | 0
1832 | 1080.559 | 0 | 1261.2495 | 1134.0064 | -127.2432 | 0 | 0 | 0 | 0 | 0
1833 | 1433.37 | 0 | 2407.9974 | 1504.2684 | -621.2819 | 0 | 282.4471 | 0 | 0 | 0
1834 | 1536.183 | 0 | 3263.9014 | 1612.1678 | -300.1358 | 0 | 1351.5978 | 0 | 0 | 0
1835 | 1523.623 | 0 | 3761.2386 | 1598.9855 | 0 | 0 | 2162.2531 | 0 | 0 | 0
1836 | 1417.562 | 0 | 3965.7863 | 1487.6784 | 0 | 0 | 2478.1078 | 0 | 0 | 0
1837 | 1857.995 | 0 | 4016.0262 | 1949.8965 | 0 | 0 | 2066.1297 | 0 | 0 | 0
1838 | 1821.112 | 0 | 2745.2024 | 1911.1891 | 0 | 0 | 834.0133 | 0 | 0 | 0
1839 | 2055.08 | 0 | 2911.7878 | 2156.7298 | 0 | 0 | 755.058 | 0 | 0 | 0
1840 | 1685.353 | 0 | 2353.4999 | 1768.7151 | 0 | 0 | 584.7848 | 0 | 0 | 0
1841 | 1935.979 | 0 | 1320.0698 | 1320.0698 | 0 | 0 | 0 | 678.126 | 0 | 0
1842 | 1652.92 | 0 | 247.5126 | 247.5126 | 0 | 0 | 0 | 1417.073 | 0 | 0
1843 | 1211.742 | 0 | 0 | 0 | 0 | 0 | 0 | 1211.742 | 0 | 0
1844 | 1214.4 | 0 | 0 | 0 | 0 | 0 | 0 | 1214.4 | 0 | 0
1845 | 1048 | 0 | 0 | 0 | 0 | 0 | 0 | 1048 | 0 | 0
1846 | 1320.8 | 0 | 0 | 0 | 0 | 0 | 0 | 1014.926 | 0 | 321.0034
1847 | 1692 | 0 | 0 | 0 | 0 | 0 | 0 | 1100 | 0 | 621.2819
1848 | 1456.8 | 0 | 0 | 0 | 0 | 0 | 0 | 1456.8 | 0 | 0
1849 | 1660.8 | 0 | 0 | 0 | 0 | 0 | 0 | 1660.8 | 0 | 0
1850 | 1558.4 | 0 | 0 | 0 | 0 | 0 | 0 | 1558.4 | 0 | 0
1851 | 1351.2 | 0 | 0 | 0 | 0 | 0 | 0 | 1351.2 | 0 | 0
1852 | 954.4 | 0 | 0 | 0 | 0 | 0 | 0 | 954.4 | 0 | 0
1853 | 1149.6 | 0 | 0 | 0 | 0 | 0 | 0 | 1149.6 | 0 | 0
1854 | 950.4 | 0 | 0 | 0 | 0 | 0 | 0 | 950.4 | 0 | 0
1855 | 1003.501 | 0 | 157.2945 | 157.2945 | 0 | 0 | 0 | 853.62 | 0 | 0
1856 | 1142.233 | 0 | 1327.9061 | 1198.7309 | -129.1752 | 0 | 0 | 0 | 0 | 0
1857 | 1496.27 | 0 | 2356.2851 | 1570.2796 | -621.2819 | 0 | 164.7237 | 0 | 0 | 0
1858 | 1685.004 | 0 | 3027.7965 | 1768.3489 | -298.2038 | 0 | 961.2438 | 0 | 0 | 0
1859 | 1751.14 | 0 | 4048.931 | 1837.7561 | 0 | 0 | 2211.1749 | 0 | 0 | 0
1860 | 1623.245 | 0 | 4344.2236 | 1703.5351 | 0 | 0 | 2640.6885 | 0 | 0 | 0
1861 | 1835.131 | 0 | 4362.6983 | 1925.9015 | 0 | 0 | 2436.7968 | 0 | 0 | 0
1862 | 1759.08 | 0 | 3721.3013 | 1846.0889 | 0 | 0 | 1875.2125 | 0 | 0 | 0
1863 | 1738.997 | 0 | 3521.9884 | 1825.0125 | 0 | 0 | 1696.9759 | 0 | 0 | 0
1864 | 1558.583 | 0 | 2662.3473 | 1635.6747 | 0 | 0 | 1026.6726 | 0 | 0 | 0
1865 | 1589.517 | 0 | 1491.848 | 1491.848 | 0 | 0 | 0 | 167.982 | 0 | 0
1866 | 1636.574 | 0 | 294.5705 | 294.5705 | 0 | 0 | 0 | 1355.887 | 0 | 0
1867 | 1446.081 | 0 | 0 | 0 | 0 | 0 | 0 | 1446.081 | 0 | 0
1868 | 1508 | 0 | 0 | 0 | 0 | 0 | 0 | 1508 | 0 | 0
1869 | 1304 | 0 | 0 | 0 | 0 | 0 | 0 | 1304 | 0 | 0
1870 | 1274.4 | 0 | 0 | 0 | 0 | 0 | 0 | 968.526 | 0 | 321.0034
1871 | 1512.8 | 0 | 0 | 0 | 0 | 0 | 0 | 920.8 | 0 | 621.2819
1872 | 1444 | 0 | 0 | 0 | 0 | 0 | 0 | 1444 | 0 | 0
1873 | 1532 | 0 | 0 | 0 | 0 | 0 | 0 | 1532 | 0 | 0
1874 | 1208.8 | 0 | 0 | 0 | 0 | 0 | 0 | 1208.8 | 0 | 0
1875 | 1256.8 | 0 | 0 | 0 | 0 | 0 | 0 | 1256.8 | 0 | 0
1876 | 1124 | 0 | 0 | 0 | 0 | 0 | 0 | 1124 | 0 | 0
1877 | 1070.4 | 0 | 0 | 0 | 0 | 0 | 0 | 1070.4 | 0 | 0
1878 | 1064 | 0 | 0 | 0 | 0 | 0 | 0 | 1064 | 0 | 0
1879 | 1158.633 | 0 | 250.3808 | 250.3808 | 0 | 0 | 0 | 920.053 | 0 | 0
1880 | 1337.607 | 0 | 1294.6812 | 1294.6812 | 0 | 0 | 0 | 103.946 | 0 | 0
1881 | 1602.436 | 0 | 2159.4385 | 1681.6968 | -477.7417 | 0 | 0 | 0 | 0 | 0
1882 | 1659.929 | 0 | 3046.0172 | 1742.0325 | -570.9203 | 0 | 733.0644 | 0 | 0 | 0
1883 | 0 | 0 | 3498.1961 | 0 | 0 | 0 | 3498.1961 | 0 | 0 | 0
1884 | 1537.528 | 0 | 4458.6056 | 1613.5783 | 0 | 0 | 2845.0273 | 0 | 0 | 0
1885 | 1283.8 | 0 | 4404.5341 | 1347.3002 | 0 | 0 | 3057.2339 | 0 | 0 | 0
1886 | 1608.326 | 0 | 3969.5475 | 1687.8782 | 0 | 0 | 2281.6694 | 0 | 0 | 0
1887 | 1597.92 | 0 | 3135.9929 | 1676.9574 | 0 | 0 | 1459.0355 | 0 | 0 | 0
1888 | 1735.168 | 0 | 2725.9636 | 1820.9941 | 0 | 0 | 904.9695 | 0 | 0 | 0
1889 | 1535.971 | 0 | 1535.5287 | 1535.5287 | 0 | 0 | 0 | 72.814 | 0 | 0
1890 | 1401.399 | 0 | 295.5172 | 295.5172 | 0 | 0 | 0 | 1119.81 | 0 | 0
1891 | 1316.835 | 0 | 0 | 0 | 0 | 0 | 0 | 1316.835 | 0 | 0
1892 | 1148 | 0 | 0 | 0 | 0 | 0 | 0 | 1148 | 0 | 0
1893 | 1382.4 | 0 | 0 | 0 | 0 | 0 | 0 | 1382.4 | 0 | 0
1894 | 1640.8 | 0 | 0 | 0 | 0 | 0 | 0 | 1334.926 | 0 | 321.0034
1895 | 1377.6 | 0 | 0 | 0 | 0 | 0 | 0 | 785.6 | 0 | 621.2819
1896 | 1239.2 | 0 | 0 | 0 | 0 | 0 | 0 | 1239.2 | 0 | 0
1897 | 950.4 | 0 | 0 | 0 | 0 | 0 | 0 | 950.4 | 0 | 0
1898 | 1244.8 | 0 | 0 | 0 | 0 | 0 | 0 | 1244.8 | 0 | 0
1899 | 963.2 | 0 | 0 | 0 | 0 | 0 | 0 | 963.2 | 0 | 0
1900 | 860.8 | 0 | 0 | 0 | 0 | 0 | 0 | 860.8 | 0 | 0
1901 | 976.8 | 0 | 0 | 0 | 0 | 0 | 0 | 976.8 | 0 | 0
1902 | 1053.6 | 0 | 0 | 0 | 0 | 0 | 0 | 1053.6 | 0 | 0
1903 | 880.938 | 0 | 269.3415 | 269.3415 | 0 | 0 | 0 | 624.291 | 0 | 0
1904 | 756.271 | 0 | 1457.0499 | 793.6782 | -621.2819 | 0 | 42.0898 | 0 | 0 | 0
1905 | 1395.164 | 0 | 2648.0641 | 1464.1726 | -427.379 | 0 | 756.5125 | 0 | 0 | 0
1906 | 1631.193 | 0 | 3514.7377 | 1711.8762 | 0 | 0 | 1802.8615 | 0 | 0 | 0
1907 | 1633.019 | 0 | 4088.1704 | 1713.7925 | 0 | 0 | 2374.3779 | 0 | 0 | 0
1908 | 1231.998 | 0 | 4367.572 | 1292.936 | 0 | 0 | 3074.6361 | 0 | 0 | 0
1909 | 1467.239 | 0 | 4374.4617 | 1539.8126 | 0 | 0 | 2834.6491 | 0 | 0 | 0
1910 | 1286.247 | 0 | 3791.0046 | 1349.8683 | 0 | 0 | 2441.1363 | 0 | 0 | 0
1911 | 1439.505 | 0 | 3535.685 | 1510.7068 | 0 | 0 | 2024.9782 | 0 | 0 | 0
1912 | 1449.081 | 0 | 2686.1921 | 1520.7565 | 0 | 0 | 1165.4357 | 0 | 0 | 0
1913 | 1125.488 | 0 | 1508.2059 | 1181.1577 | 0 | 0 | 327.0483 | 0 | 0 | 0
1914 | 1313.406 | 0 | 290.336 | 290.336 | 0 | 0 | 0 | 1036.754 | 0 | 0
1915 | 1105.904 | 0 | 0 | 0 | 0 | 0 | 0 | 1105.904 | 0 | 0
1916 | 1031.2 | 0 | 0 | 0 | 0 | 0 | 0 | 1031.2 | 0 | 0
1917 | 1051.2 | 0 | 0 | 0 | 0 | 0 | 0 | 1051.2 | 0 | 0
1918 | 1335.2 | 0 | 0 | 0 | 0 | 0 | 0 | 1029.326 | 0 | 321.0034
1919 | 1077.6 | 0 | 0 | 0 | 0 | 0 | 0 | 485.6 | 0 | 621.2819
1920 | 1121.6 | 0 | 0 | 0 | 0 | 0 | 0 | 1121.6 | 0 | 0
1921 | 1212 | 0 | 0 | 0 | 0 | 0 | 0 | 1212 | 0 | 0
1922 | 1262.4 | 0 | 0 | 0 | 0 | 0 | 0 | 1262.4 | 0 | 0
1923 | 1207.2 | 0 | 0 | 0 | 0 | 0 | 0 | 1207.2 | 0 | 0
1924 | 970.4 | 0 | 0 | 0 | 0 | 0 | 0 | 970.4 | 0 | 0
1925 | 967.2 | 0 | 0 | 0 | 0 | 0 | 0 | 967.2 | 0 | 0
1926 | 1076.8 | 0 | 0 | 0 | 0 | 0 | 0 | 1076.8 | 0 | 0
1927 | 691.327 | 0 | 268.9217 | 268.9217 | 0 | 0 | 0 | 435.08 | 0 | 0
1928 | 897.95 | 0 | 1450.0951 | 942.365 | -507.7301 | 0 | 0 | 0 | 0 | 0
1929 | 500.197 | 0 | 2613.414 | 524.9381 | -540.9309 | 0 | 1547.545 | 0 | 0 | 0
1930 | 375.337 | 0 | 3416.3285 | 393.9022 | 0 | 0 | 3022.4263 | 0 | 0 | 0
1931 | 375.588 | 0 | 3889.7265 | 394.1656 | 0 | 0 | 3495.5609 | 0 | 0 | 0
1932 | 389.912 | 0 | 4127.5935 | 409.1981 | 0 | 0 | 3718.3954 | 0 | 0 | 0
1933 | 750.082 | 0 | 3295.0327 | 787.1831 | 0 | 0 | 2507.8496 | 0 | 0 | 0
1934 | 1316.533 | 0 | 3839.9484 | 1381.6523 | 0 | 0 | 2458.2961 | 0 | 0 | 0
1935 | 1499.779 | 0 | 3289.3372 | 1573.9621 | 0 | 0 | 1715.3751 | 0 | 0 | 0
1936 | 1507.149 | 0 | 2465.2036 | 1581.6967 | 0 | 0 | 883.507 | 0 | 0 | 0
1937 | 1397.369 | 0 | 1362.911 | 1362.911 | 0 | 0 | 0 | 98.694 | 0 | 0
1938 | 997.74 | 0 | 258.8972 | 258.8972 | 0 | 0 | 0 | 751.045 | 0 | 0
1939 | 884.928 | 0 | 0 | 0 | 0 | 0 | 0 | 884.928 | 0 | 0
1940 | 686.4 | 0 | 0 | 0 | 0 | 0 | 0 | 686.4 | 0 | 0
1941 | 1051.2 | 0 | 0 | 0 | 0 | 0 | 0 | 1051.2 | 0 | 0
1942 | 1072.8 | 0 | 0 | 0 | 0 | 0 | 0 | 766.926 | 0 | 321.0034
1943 | 1167.2 | 0 | 0 | 0 | 0 | 0 | 0 | 575.2 | 0 | 621.2819
1944 | 1155.2 | 0 | 0 | 0 | 0 | 0 | 0 | 1155.2 | 0 | 0
1945 | 943.2 | 0 | 0 | 0 | 0 | 0 | 0 | 943.2 | 0 | 0
1946 | 1432.8 | 0 | 0 | 0 | 0 | 0 | 0 | 1432.8 | 0 | 0
1947 | 1044 | 0 | 0 | 0 | 0 | 0 | 0 | 1044 | 0 | 0
1948 | 1157.6 | 0 | 0 | 0 | 0 | 0 | 0 | 1157.6 | 0 | 0
1949 | 960.8 | 0 | 0 | 0 | 0 | 0 | 0 | 960.8 | 0 | 0
1950 | 852.8 | 0 | 0 | 0 | 0 | 0 | 0 | 852.8 | 0 | 0
1951 | 1154.806 | 0 | 264.5213 | 264.5213 | 0 | 0 | 0 | 902.752 | 0 | 0
1952 | 248.715 | 0 | 1376.7439 | 261.0171 | -621.2819 | 0 | 494.4449 | 0 | 0 | 0
1953 | 294.906 | 0 | 2504.4661 | 309.4928 | -427.379 | 0 | 1767.5943 | 0 | 0 | 0
1954 | 233.76 | 0 | 3302.9981 | 245.3224 | 0 | 0 | 3057.6757 | 0 | 0 | 0
1955 | 233.438 | 0 | 3770.8076 | 244.9845 | 0 | 0 | 3525.8232 | 0 | 0 | 0
1956 | 273.494 | 0 | 4051.031 | 287.0218 | 0 | 0 | 3764.0092 | 0 | 0 | 0
1957 | 185.868 | 0 | 4039.2854 | 195.0615 | 0 | 0 | 3844.2239 | 0 | 0 | 0
1958 | 251.672 | 0 | 3748.7427 | 264.1204 | 0 | 0 | 3484.6223 | 0 | 0 | 0
1959 | 290.153 | 0 | 3218.8427 | 304.5048 | 0 | 0 | 2914.338 | 0 | 0 | 0
1960 | 251.848 | 0 | 2404.1176 | 264.3051 | 0 | 0 | 2139.8125 | 0 | 0 | 0
1961 | 267.282 | 0 | 1333.7663 | 280.5025 | 0 | 0 | 1053.2639 | 0 | 0 | 0
1962 | 269.159 | 0 | 251.4576 | 251.4576 | 0 | 0 | 0 | 29.553 | 0 | 0
1963 | 186.389 | 0 | 0 | 0 | 0 | 0 | 0 | 186.389 | 0 | 0
1964 | 352 | 0 | 0 | 0 | 0 | 0 | 0 | 352 | 0 | 0
1965 | 209.6 | 0 | 0 | 0 | 0 | 0 | 0 | 116.526 | 0 | 97.6777
1966 | 269.6 | 0 | 0 | 0 | 0 | 0 | 0 | 0 | 0 | 282.9351
1967 | 288.8 | 0 | 0 | 0 | 0 | 0 | 0 | 0 | 0 | 303.0848
1968 | 246.4 | 0 | 0 | 0 | 0 | 0 | 0 | 0 | 0 | 258.5876
1969 | 255.2 | 0 | 0 | 0 | 0 | 0 | 0 | 255.2 | 0 | 0
1970 | 220 | 0 | 0 | 0 | 0 | 0 | 0 | 220 | 0 | 0
1971 | 287.2 | 0 | 0 | 0 | 0 | 0 | 0 | 287.2 | 0 | 0
1972 | 292.8 | 0 | 0 | 0 | 0 | 0 | 0 | 292.8 | 0 | 0
1973 | 234.4 | 0 | 0 | 0 | 0 | 0 | 0 | 234.4 | 0 | 0
1974 | 231.2 | 0 | 0 | 0 | 0 | 0 | 0 | 231.2 | 0 | 0
1975 | 217.414 | 0 | 244.1008 | 228.1679 | -15.9329 | 0 | 0 | 0 | 0 | 0
1976 | 235.207 | 0 | 1312.2513 | 246.841 | -621.2819 | 0 | 444.1284 | 0 | 0 | 0
1977 | 822.233 | 0 | 2422.4863 | 862.9018 | -411.4471 | 0 | 1148.1374 | 0 | 0 | 0
1978 | 1224.436 | 0 | 1886.5005 | 1284.9999 | 0 | 0 | 601.5006 | 0 | 0 | 0
1979 | 1183.914 | 0 | 3806.8126 | 1242.4736 | 0 | 0 | 2564.339 | 0 | 0 | 0
1980 | 1080.396 | 0 | 4119.1306 | 1133.8353 | 0 | 0 | 2985.2953 | 0 | 0 | 0
1981 | 1034.163 | 0 | 4132.8513 | 1085.3155 | 0 | 0 | 3047.5358 | 0 | 0 | 0
1982 | 1287.314 | 0 | 3856.3179 | 1350.988 | 0 | 0 | 2505.3298 | 0 | 0 | 0
1983 | 930.64 | 0 | 3316.4176 | 976.672 | 0 | 0 | 2339.7456 | 0 | 0 | 0
1984 | 1303.577 | 0 | 2477.9011 | 1368.0554 | 0 | 0 | 1109.8456 | 0 | 0 | 0
1985 | 1377.861 | 0 | 1367.494 | 1367.494 | 0 | 0 | 0 | 74.819 | 0 | 0
1986 | 1489.129 | 0 | 254.3551 | 254.3551 | 0 | 0 | 0 | 1246.762 | 0 | 0
1987 | 1582.537 | 0 | 0 | 0 | 0 | 0 | 0 | 1582.537 | 0 | 0
1988 | 1236.8 | 0 | 0 | 0 | 0 | 0 | 0 | 1236.8 | 0 | 0
1989 | 1488.8 | 0 | 0 | 0 | 0 | 0 | 0 | 1488.8 | 0 | 0
1990 | 1436.8 | 0 | 0 | 0 | 0 | 0 | 0 | 1130.926 | 0 | 321.0034
1991 | 1529.6 | 0 | 0 | 0 | 0 | 0 | 0 | 937.6 | 0 | 621.2819
1992 | 1294.4 | 0 | 0 | 0 | 0 | 0 | 0 | 1294.4 | 0 | 0
1993 | 1304 | 0 | 0 | 0 | 0 | 0 | 0 | 1304 | 0 | 0
1994 | 1234.4 | 0 | 0 | 0 | 0 | 0 | 0 | 1234.4 | 0 | 0
1995 | 1701.6 | 0 | 0 | 0 | 0 | 0 | 0 | 1701.6 | 0 | 0
1996 | 1300 | 0 | 0 | 0 | 0 | 0 | 0 | 1300 | 0 | 0
1997 | 1364.8 | 0 | 0 | 0 | 0 | 0 | 0 | 1364.8 | 0 | 0
1998 | 1507.2 | 0 | 0 | 0 | 0 | 0 | 0 | 1507.2 | 0 | 0
1999 | 1696 | 0 | 258.9507 | 258.9507 | 0 | 0 | 0 | 1449.254 | 0 | 0
2000 | 1387.644 | 0 | 1359.3155 | 1359.3155 | 0 | 0 | 0 | 92.395 | 0 | 0
2001 | 1583.009 | 0 | 2485.4593 | 1661.3089 | -621.2819 | 0 | 202.8685 | 0 | 0 | 0
2002 | 2116.262 | 0 | 3309.3264 | 2220.938 | -427.379 | 0 | 661.0093 | 0 | 0 | 0
2003 | 2008.054 | 0 | 3828.0558 | 2107.3778 | 0 | 0 | 1720.6781 | 0 | 0 | 0
2004 | 1681.412 | 0 | 4116.3097 | 1764.5792 | 0 | 0 | 2351.7305 | 0 | 0 | 0
2005 | 1625.792 | 0 | 2816.2825 | 1706.2081 | 0 | 0 | 1110.0744 | 0 | 0 | 0
2006 | 1544.619 | 0 | 3740.6104 | 1621.02 | 0 | 0 | 2119.5904 | 0 | 0 | 0
2007 | 1606.752 | 0 | 3280.0222 | 1686.2263 | 0 | 0 | 1593.7959 | 0 | 0 | 0
2008 | 1395.182 | 0 | 2446.7163 | 1464.1915 | 0 | 0 | 982.5248 | 0 | 0 | 0
2009 | 1443.602 | 0 | 1355.7662 | 1355.7662 | 0 | 0 | 0 | 151.735 | 0 | 0
2010 | 1556.4 | 0 | 256.2714 | 256.2714 | 0 | 0 | 0 | 1312.207 | 0 | 0
2011 | 1556.11 | 0 | 0 | 0 | 0 | 0 | 0 | 1556.11 | 0 | 0
2012 | 1073.6 | 0 | 0 | 0 | 0 | 0 | 0 | 1073.6 | 0 | 0
2013 | 1459.2 | 0 | 0 | 0 | 0 | 0 | 0 | 1459.2 | 0 | 0
2014 | 1785.6 | 0 | 0 | 0 | 0 | 0 | 0 | 1479.726 | 0 | 321.0034
2015 | 1840 | 0 | 0 | 0 | 0 | 0 | 0 | 1248 | 0 | 621.2819
2016 | 1543.2 | 0 | 0 | 0 | 0 | 0 | 0 | 1543.2 | 0 | 0
2017 | 1344.8 | 0 | 0 | 0 | 0 | 0 | 0 | 1344.8 | 0 | 0
2018 | 1585.6 | 0 | 0 | 0 | 0 | 0 | 0 | 1585.6 | 0 | 0
2019 | 1395.2 | 0 | 0 | 0 | 0 | 0 | 0 | 1395.2 | 0 | 0
2020 | 1634.4 | 0 | 0 | 0 | 0 | 0 | 0 | 1634.4 | 0 | 0
2021 | 1428 | 0 | 0 | 0 | 0 | 0 | 0 | 1428 | 0 | 0
2022 | 1732.8 | 0 | 0 | 0 | 0 | 0 | 0 | 1732.8 | 0 | 0
2023 | 1353.618 | 0 | 259.8732 | 259.8732 | 0 | 0 | 0 | 1105.993 | 0 | 0
2024 | 1535.856 | 0 | 1337.5098 | 1337.5098 | 0 | 0 | 0 | 261.385 | 0 | 0
2025 | 1275.614 | 0 | 2414.3435 | 1338.7093 | -621.2819 | 0 | 454.3523 | 0 | 0 | 0
2026 | 1988.333 | 0 | 3262.8719 | 2086.6813 | -427.379 | 0 | 748.8116 | 0 | 0 | 0
2027 | 1904.751 | 0 | 3878.768 | 1998.9651 | 0 | 0 | 1879.8028 | 0 | 0 | 0
2028 | 1672.28 | 0 | 4134.7204 | 1754.9955 | 0 | 0 | 2379.7249 | 0 | 0 | 0
2029 | 1859.284 | 0 | 2753.872 | 1951.2492 | 0 | 0 | 802.6228 | 0 | 0 | 0
2030 | 1626.32 | 0 | 2284.9154 | 1706.7622 | 0 | 0 | 578.1532 | 0 | 0 | 0
2031 | 1494.969 | 0 | 3316.299 | 1568.9142 | 0 | 0 | 1747.3848 | 0 | 0 | 0
2032 | 1162.25 | 0 | 2472.8206 | 1219.738 | 0 | 0 | 1253.0826 | 0 | 0 | 0
2033 | 1264.538 | 0 | 1355.7904 | 1327.0855 | 0 | 0 | 28.7049 | 0 | 0 | 0
2034 | 1476.872 | 0 | 261.6174 | 261.6174 | 0 | 0 | 0 | 1227.585 | 0 | 0
2035 | 1536.546 | 0 | 0 | 0 | 0 | 0 | 0 | 1536.546 | 0 | 0
2036 | 1277.6 | 0 | 0 | 0 | 0 | 0 | 0 | 1277.6 | 0 | 0
2037 | 1460.8 | 0 | 0 | 0 | 0 | 0 | 0 | 1460.8 | 0 | 0
2038 | 1661.6 | 0 | 0 | 0 | 0 | 0 | 0 | 1355.726 | 0 | 321.0034
2039 | 1407.2 | 0 | 0 | 0 | 0 | 0 | 0 | 815.2 | 0 | 621.2819
2040 | 1428 | 0 | 0 | 0 | 0 | 0 | 0 | 1428 | 0 | 0
2041 | 1554.4 | 0 | 0 | 0 | 0 | 0 | 0 | 1554.4 | 0 | 0
2042 | 1313.6 | 0 | 0 | 0 | 0 | 0 | 0 | 1313.6 | 0 | 0
2043 | 1546.4 | 0 | 0 | 0 | 0 | 0 | 0 | 1546.4 | 0 | 0
2044 | 1344.8 | 0 | 0 | 0 | 0 | 0 | 0 | 1344.8 | 0 | 0
2045 | 1362.4 | 0 | 0 | 0 | 0 | 0 | 0 | 1362.4 | 0 | 0
2046 | 1128.8 | 0 | 0 | 0 | 0 | 0 | 0 | 1128.8 | 0 | 0
2047 | 1486.419 | 0 | 269.3771 | 269.3771 | 0 | 0 | 0 | 1229.738 | 0 | 0
2048 | 1323.308 | 0 | 825.1149 | 825.1149 | 0 | 0 | 0 | 537.082 | 0 | 0
2049 | 1226.957 | 0 | 2088.245 | 1287.6456 | -621.2819 | 0 | 179.3175 | 0 | 0 | 0
2050 | 1796.019 | 0 | 3228.7602 | 1884.855 | -427.379 | 0 | 916.5262 | 0 | 0 | 0
2051 | 1668.541 | 0 | 3638.7779 | 1751.0715 | 0 | 0 | 1887.7063 | 0 | 0 | 0
2052 | 1931.97 | 0 | 3883.4517 | 2027.5305 | 0 | 0 | 1855.9213 | 0 | 0 | 0
2053 | 1668.96 | 0 | 3139.4288 | 1751.5113 | 0 | 0 | 1387.9176 | 0 | 0 | 0
2054 | 1763.69 | 0 | 2453.9555 | 1850.9269 | 0 | 0 | 603.0286 | 0 | 0 | 0
2055 | 1579.999 | 0 | 2856.6039 | 1658.15 | 0 | 0 | 1198.4539 | 0 | 0 | 0
2056 | 1714.12 | 0 | 2231.5177 | 1798.905 | 0 | 0 | 432.6127 | 0 | 0 | 0
2057 | 1622.297 | 0 | 1198.2828 | 1198.2828 | 0 | 0 | 0 | 480.491 | 0 | 0
2058 | 1842.205 | 0 | 192.2584 | 192.2584 | 0 | 0 | 0 | 1659.008 | 0 | 0
2059 | 1704.336 | 0 | 0 | 0 | 0 | 0 | 0 | 1704.336 | 0 | 0
2060 | 1539.2 | 0 | 0 | 0 | 0 | 0 | 0 | 1539.2 | 0 | 0
2061 | 1760 | 0 | 0 | 0 | 0 | 0 | 0 | 1760 | 0 | 0
2062 | 1748 | 0 | 0 | 0 | 0 | 0 | 0 | 1442.126 | 0 | 321.0034
2063 | 1951.2 | 0 | 0 | 0 | 0 | 0 | 0 | 1359.2 | 0 | 621.2819
2064 | 1534.4 | 0 | 0 | 0 | 0 | 0 | 0 | 1534.4 | 0 | 0
2065 | 1479.2 | 0 | 0 | 0 | 0 | 0 | 0 | 1479.2 | 0 | 0
2066 | 1765.6 | 0 | 0 | 0 | 0 | 0 | 0 | 1765.6 | 0 | 0
2067 | 1462.4 | 0 | 0 | 0 | 0 | 0 | 0 | 1462.4 | 0 | 0
2068 | 1915.2 | 0 | 0 | 0 | 0 | 0 | 0 | 1915.2 | 0 | 0
2069 | 1624.8 | 0 | 0 | 0 | 0 | 0 | 0 | 1624.8 | 0 | 0
2070 | 1568 | 0 | 0 | 0 | 0 | 0 | 0 | 1568 | 0 | 0
2071 | 1421.665 | 0 | 221.2603 | 221.2603 | 0 | 0 | 0 | 1210.833 | 0 | 0
2072 | 1488.271 | 0 | 1265.2711 | 1265.2711 | 0 | 0 | 0 | 282.634 | 0 | 0
2073 | 1486.483 | 0 | 2291.4682 | 1560.0085 | -621.2819 | 0 | 110.1778 | 0 | 0 | 0
2074 | 1803.338 | 0 | 3092.7792 | 1892.536 | -427.379 | 0 | 772.8642 | 0 | 0 | 0
2075 | 2033.628 | 0 | 3650.3755 | 2134.2167 | 0 | 0 | 1516.1588 | 0 | 0 | 0
2076 | 1696.775 | 0 | 3589.3482 | 1780.7021 | 0 | 0 | 1808.6461 | 0 | 0 | 0
2077 | 1592.548 | 0 | 3761.8421 | 1671.3197 | 0 | 0 | 2090.5224 | 0 | 0 | 0
2078 | 1457.42 | 0 | 2974.8899 | 1529.5079 | 0 | 0 | 1445.382 | 0 | 0 | 0
2079 | 1641.988 | 0 | 3105.9615 | 1723.2052 | 0 | 0 | 1382.7563 | 0 | 0 | 0
2080 | 1955.911 | 0 | 2308.4233 | 2052.6556 | 0 | 0 | 255.7677 | 0 | 0 | 0
2081 | 1702.841 | 0 | 1246.3692 | 1246.3692 | 0 | 0 | 0 | 515.215 | 0 | 0
2082 | 1466.806 | 0 | 219.1551 | 219.1551 | 0 | 0 | 0 | 1257.98 | 0 | 0
2083 | 1663.509 | 0 | 0 | 0 | 0 | 0 | 0 | 1663.509 | 0 | 0
2084 | 1294.4 | 0 | 0 | 0 | 0 | 0 | 0 | 1294.4 | 0 | 0
2085 | 1368 | 0 | 0 | 0 | 0 | 0 | 0 | 1368 | 0 | 0
2086 | 1146.4 | 0 | 0 | 0 | 0 | 0 | 0 | 840.526 | 0 | 321.0034
2087 | 1459.2 | 0 | 0 | 0 | 0 | 0 | 0 | 867.2 | 0 | 621.2819
2088 | 1268.8 | 0 | 0 | 0 | 0 | 0 | 0 | 1268.8 | 0 | 0
2089 | 923.2 | 0 | 0 | 0 | 0 | 0 | 0 | 923.2 | 0 | 0
2090 | 1351.2 | 0 | 0 | 0 | 0 | 0 | 0 | 1351.2 | 0 | 0
2091 | 1026.4 | 0 | 0 | 0 | 0 | 0 | 0 | 1026.4 | 0 | 0
2092 | 1252.8 | 0 | 0 | 0 | 0 | 0 | 0 | 1252.8 | 0 | 0
2093 | 1265.6 | 0 | 0 | 0 | 0 | 0 | 0 | 1265.6 | 0 | 0
2094 | 918.4 | 0 | 0 | 0 | 0 | 0 | 0 | 918.4 | 0 | 0
2095 | 1050.829 | 0 | 249.8666 | 249.8666 | 0 | 0 | 0 | 812.739 | 0 | 0
2096 | 806.027 | 0 | 1357.4223 | 845.8953 | -511.527 | 0 | 0 | 0 | 0 | 0
2097 | 1095.822 | 0 | 2054.2697 | 1150.0243 | -537.1339 | 0 | 367.1115 | 0 | 0 | 0
2098 | 1270.332 | 0 | 3371.9384 | 1333.1661 | 0 | 0 | 2038.7723 | 0 | 0 | 0
2099 | 1318.43 | 0 | 3969.897 | 1383.6431 | 0 | 0 | 2586.2539 | 0 | 0 | 0
2100 | 1137.052 | 0 | 4270.4222 | 1193.2937 | 0 | 0 | 3077.1285 | 0 | 0 | 0
2101 | 1338.908 | 0 | 4287.4959 | 1405.134 | 0 | 0 | 2882.3619 | 0 | 0 | 0
2102 | 1124.637 | 0 | 3967.8978 | 1180.2646 | 0 | 0 | 2787.6332 | 0 | 0 | 0
2103 | 1168.045 | 0 | 3412.7625 | 1225.8197 | 0 | 0 | 2186.9428 | 0 | 0 | 0
2104 | 1479.406 | 0 | 2553.5883 | 1552.5814 | 0 | 0 | 1001.0069 | 0 | 0 | 0
2105 | 1301.431 | 0 | 1404.7289 | 1365.8033 | 0 | 0 | 38.9256 | 0 | 0 | 0
2106 | 1478.389 | 0 | 254.6395 | 254.6395 | 0 | 0 | 0 | 1235.751 | 0 | 0
2107 | 1147.38 | 0 | 0 | 0 | 0 | 0 | 0 | 1147.38 | 0 | 0
2108 | 1016 | 0 | 0 | 0 | 0 | 0 | 0 | 1016 | 0 | 0
2109 | 1436 | 0 | 0 | 0 | 0 | 0 | 0 | 1436 | 0 | 0
2110 | 1550.4 | 0 | 0 | 0 | 0 | 0 | 0 | 1244.526 | 0 | 321.0034
2111 | 1441.6 | 0 | 0 | 0 | 0 | 0 | 0 | 849.6 | 0 | 621.2819
2112 | 1428 | 0 | 0 | 0 | 0 | 0 | 0 | 1428 | 0 | 0
2113 | 1300 | 0 | 0 | 0 | 0 | 0 | 0 | 1300 | 0 | 0
2114 | 1284 | 0 | 0 | 0 | 0 | 0 | 0 | 1284 | 0 | 0
2115 | 1629.6 | 0 | 0 | 0 | 0 | 0 | 0 | 1629.6 | 0 | 0
2116 | 1440 | 0 | 0 | 0 | 0 | 0 | 0 | 1440 | 0 | 0
2117 | 1583.2 | 0 | 0 | 0 | 0 | 0 | 0 | 1583.2 | 0 | 0
2118 | 1600 | 0 | 0 | 0 | 0 | 0 | 0 | 1600 | 0 | 0
2119 | 1140.384 | 0 | 305.3338 | 305.3338 | 0 | 0 | 0 | 849.441 | 0 | 0
2120 | 204.826 | 0 | 1428.2841 | 214.9572 | -621.2819 | 0 | 592.0449 | 0 | 0 | 0
2121 | 307.065 | 0 | 2530.0856 | 322.2533 | -427.379 | 0 | 1780.4534 | 0 | 0 | 0
2122 | 313.222 | 0 | 3320.3678 | 328.7148 | 0 | 0 | 2991.653 | 0 | 0 | 0
2123 | 355.547 | 0 | 3827.4702 | 373.1333 | 0 | 0 | 3454.3369 | 0 | 0 | 0
2124 | 311.517 | 0 | 4099.5791 | 326.9255 | 0 | 0 | 3772.6537 | 0 | 0 | 0
2125 | 299.716 | 0 | 2807.2991 | 314.5408 | 0 | 0 | 2492.7583 | 0 | 0 | 0
2126 | 315.351 | 0 | 3824.856 | 330.9491 | 0 | 0 | 3493.9069 | 0 | 0 | 0
2127 | 283.379 | 0 | 3271.6716 | 297.3957 | 0 | 0 | 2974.276 | 0 | 0 | 0
2128 | 230.684 | 0 | 2435.4734 | 242.0943 | 0 | 0 | 2193.3791 | 0 | 0 | 0
2129 | 250.683 | 0 | 1326.439 | 263.0825 | 0 | 0 | 1063.3565 | 0 | 0 | 0
2130 | 298.518 | 0 | 242.8404 | 242.8404 | 0 | 0 | 0 | 67.123 | 0 | 0
2131 | 256.165 | 0 | 0 | 0 | 0 | 0 | 0 | 256.165 | 0 | 0
2132 | 318.4 | 0 | 0 | 0 | 0 | 0 | 0 | 318.4 | 0 | 0
2133 | 298.4 | 0 | 0 | 0 | 0 | 0 | 0 | 111.726 | 0 | 195.9074
2134 | 237.6 | 0 | 0 | 0 | 0 | 0 | 0 | 0 | 0 | 249.3523
2135 | 305.6 | 0 | 0 | 0 | 0 | 0 | 0 | 0 | 0 | 320.7158
2136 | 168 | 0 | 0 | 0 | 0 | 0 | 0 | 0 | 0 | 176.3097
2137 | 228.8 | 0 | 0 | 0 | 0 | 0 | 0 | 228.8 | 0 | 0
2138 | 226.4 | 0 | 0 | 0 | 0 | 0 | 0 | 226.4 | 0 | 0
2139 | 221.6 | 0 | 0 | 0 | 0 | 0 | 0 | 221.6 | 0 | 0
2140 | 135.2 | 0 | 0 | 0 | 0 | 0 | 0 | 135.2 | 0 | 0
2141 | 148.8 | 0 | 0 | 0 | 0 | 0 | 0 | 148.8 | 0 | 0
2142 | 203.2 | 0 | 0 | 0 | 0 | 0 | 0 | 203.2 | 0 | 0
2143 | 139.948 | 0 | 309.072 | 146.8702 | -162.2018 | 0 | 0 | 0 | 0 | 0
2144 | 168.345 | 0 | 1396.3427 | 176.6718 | -621.2819 | 0 | 598.3889 | 0 | 0 | 0
2145 | 999.188 | 0 | 2460.437 | 1048.6105 | -265.1782 | 0 | 1146.6482 | 0 | 0 | 0
2146 | 1188.218 | 0 | 2926.2704 | 1246.9905 | 0 | 0 | 1679.2799 | 0 | 0 | 0
2147 | 1369.757 | 0 | 2214.6748 | 1437.5089 | 0 | 0 | 777.166 | 0 | 0 | 0
2148 | 1382.264 | 0 | 2495.0157 | 1450.6345 | 0 | 0 | 1044.3812 | 0 | 0 | 0
2149 | 1401.945 | 0 | 3210.8994 | 1471.289 | 0 | 0 | 1739.6104 | 0 | 0 | 0
2150 | 1395.96 | 0 | 2668.4972 | 1465.008 | 0 | 0 | 1203.4892 | 0 | 0 | 0
2151 | 1436.28 | 0 | 2357.5036 | 1507.3223 | 0 | 0 | 850.1813 | 0 | 0 | 0
2152 | 1584.287 | 0 | 1913.0782 | 1662.6501 | 0 | 0 | 250.428 | 0 | 0 | 0
2153 | 1458.461 | 0 | 1266.9387 | 1266.9387 | 0 | 0 | 0 | 251.235 | 0 | 0
2154 | 1392.377 | 0 | 233.029 | 233.029 | 0 | 0 | 0 | 1170.331 | 0 | 0
2155 | 1600.335 | 0 | 0 | 0 | 0 | 0 | 0 | 1600.335 | 0 | 0
2156 | 1251.2 | 0 | 0 | 0 | 0 | 0 | 0 | 1251.2 | 0 | 0
2157 | 921.6 | 0 | 0 | 0 | 0 | 0 | 0 | 921.6 | 0 | 0
2158 | 1216 | 0 | 0 | 0 | 0 | 0 | 0 | 910.126 | 0 | 321.0034
2159 | 1305.6 | 0 | 0 | 0 | 0 | 0 | 0 | 713.6 | 0 | 621.2819
2160 | 875.2 | 0 | 0 | 0 | 0 | 0 | 0 | 875.2 | 0 | 0
2161 | 1137.6 | 0 | 0 | 0 | 0 | 0 | 0 | 1137.6 | 0 | 0
2162 | 760 | 0 | 0 | 0 | 0 | 0 | 0 | 760 | 0 | 0
2163 | 1196.8 | 0 | 0 | 0 | 0 | 0 | 0 | 1196.8 | 0 | 0
2164 | 1156 | 0 | 0 | 0 | 0 | 0 | 0 | 1156 | 0 | 0
2165 | 1220 | 0 | 0 | 0 | 0 | 0 | 0 | 1220 | 0 | 0
2166 | 1054.4 | 0 | 0 | 0 | 0 | 0 | 0 | 1054.4 | 0 | 0
2167 | 1293.304 | 0 | 283.5176 | 283.5176 | 0 | 0 | 0 | 1023.149 | 0 | 0
2168 | 1393.785 | 0 | 1085.9347 | 1085.9347 | 0 | 0 | 0 | 359.032 | 0 | 0
2169 | 1579.901 | 0 | 2432.7595 | 1658.0472 | -621.2819 | 0 | 153.4304 | 0 | 0 | 0
2170 | 1649.699 | 0 | 3182.4768 | 1731.2976 | -427.379 | 0 | 1023.8002 | 0 | 0 | 0
2171 | 1676.943 | 0 | 3726.3052 | 1759.8891 | 0 | 0 | 1966.416 | 0 | 0 | 0
2172 | 1684.745 | 0 | 3992.0743 | 1768.077 | 0 | 0 | 2223.9972 | 0 | 0 | 0
2173 | 1931.871 | 0 | 4008.214 | 2027.4266 | 0 | 0 | 1980.7874 | 0 | 0 | 0
2174 | 1728.951 | 0 | 1820.8262 | 1814.4696 | 0 | 0 | 6.3566 | 0 | 0 | 0
2175 | 1653.202 | 0 | 3081.7619 | 1734.9738 | 0 | 0 | 1346.7881 | 0 | 0 | 0
2176 | 1470.106 | 0 | 1914.0479 | 1542.8214 | 0 | 0 | 371.2264 | 0 | 0 | 0
2177 | 1634.306 | 0 | 1213.6354 | 1213.6354 | 0 | 0 | 0 | 477.871 | 0 | 0
2178 | 1538.105 | 0 | 206.9131 | 206.9131 | 0 | 0 | 0 | 1340.944 | 0 | 0
2179 | 1470.4 | 0 | 0 | 0 | 0 | 0 | 0 | 1470.4 | 0 | 0
2180 | 1250.4 | 0 | 0 | 0 | 0 | 0 | 0 | 1250.4 | 0 | 0
2181 | 1324.8 | 0 | 0 | 0 | 0 | 0 | 0 | 1324.8 | 0 | 0
2182 | 1529.6 | 0 | 0 | 0 | 0 | 0 | 0 | 1223.726 | 0 | 321.0034
2183 | 1635.2 | 0 | 0 | 0 | 0 | 0 | 0 | 1043.2 | 0 | 621.2819
2184 | 1508 | 0 | 0 | 0 | 0 | 0 | 0 | 1508 | 0 | 0
2185 | 972 | 0 | 0 | 0 | 0 | 0 | 0 | 972 | 0 | 0
2186 | 1086.4 | 0 | 0 | 0 | 0 | 0 | 0 | 1086.4 | 0 | 0
2187 | 1562.4 | 0 | 0 | 0 | 0 | 0 | 0 | 1562.4 | 0 | 0
2188 | 1220 | 0 | 0 | 0 | 0 | 0 | 0 | 1220 | 0 | 0
2189 | 1601.6 | 0 | 0 | 0 | 0 | 0 | 0 | 1601.6 | 0 | 0
2190 | 1461.6 | 0 | 0 | 0 | 0 | 0 | 0 | 1461.6 | 0 | 0
2191 | 1554.491 | 0 | 203.7374 | 203.7374 | 0 | 0 | 0 | 1360.356 | 0 | 0
2192 | 1258.89 | 0 | 859.7534 | 859.7534 | 0 | 0 | 0 | 439.658 | 0 | 0
2193 | 1130.656 | 0 | 1828.8745 | 1186.5813 | -621.2819 | 0 | 21.0113 | 0 | 0 | 0
2194 | 1493.053 | 0 | 2553.1035 | 1566.9034 | -427.379 | 0 | 558.821 | 0 | 0 | 0
2195 | 1407.71 | 0 | 2974.1679 | 1477.3391 | 0 | 0 | 1496.8287 | 0 | 0 | 0
2196 | 1593.023 | 0 | 3228.736 | 1671.8182 | 0 | 0 | 1556.9178 | 0 | 0 | 0
2197 | 1931.914 | 0 | 3098.0905 | 2027.4717 | 0 | 0 | 1070.6188 | 0 | 0 | 0
2198 | 1327.845 | 0 | 2622.2442 | 1393.5238 | 0 | 0 | 1228.7204 | 0 | 0 | 0
2199 | 1348.658 | 0 | 3307.7417 | 1415.3663 | 0 | 0 | 1892.3754 | 0 | 0 | 0
2200 | 1472.454 | 0 | 2115.5269 | 1545.2856 | 0 | 0 | 570.2413 | 0 | 0 | 0
2201 | 1419.53 | 0 | 1353.6432 | 1353.6432 | 0 | 0 | 0 | 129.686 | 0 | 0
2202 | 938.571 | 0 | 141.0845 | 141.0845 | 0 | 0 | 0 | 804.136 | 0 | 0
2203 | 1347.852 | 0 | 0 | 0 | 0 | 0 | 0 | 1347.852 | 0 | 0
2204 | 1007.2 | 0 | 0 | 0 | 0 | 0 | 0 | 1007.2 | 0 | 0
2205 | 1144 | 0 | 0 | 0 | 0 | 0 | 0 | 1144 | 0 | 0
2206 | 1352 | 0 | 0 | 0 | 0 | 0 | 0 | 1046.126 | 0 | 321.0034
2207 | 1520.8 | 0 | 0 | 0 | 0 | 0 | 0 | 928.8 | 0 | 621.2819
2208 | 1532.8 | 0 | 0 | 0 | 0 | 0 | 0 | 1532.8 | 0 | 0
2209 | 1087.2 | 0 | 0 | 0 | 0 | 0 | 0 | 1087.2 | 0 | 0
2210 | 1328.8 | 0 | 0 | 0 | 0 | 0 | 0 | 1328.8 | 0 | 0
2211 | 1067.2 | 0 | 0 | 0 | 0 | 0 | 0 | 1067.2 | 0 | 0
2212 | 1069.6 | 0 | 0 | 0 | 0 | 0 | 0 | 1069.6 | 0 | 0
2213 | 964.8 | 0 | 0 | 0 | 0 | 0 | 0 | 964.8 | 0 | 0
2214 | 1233.6 | 0 | 0 | 0 | 0 | 0 | 0 | 1233.6 | 0 | 0
2215 | 1241.187 | 0 | 331.0478 | 331.0478 | 0 | 0 | 0 | 925.742 | 0 | 0
2216 | 1139.749 | 0 | 1477.039 | 1196.1241 | -280.9149 | 0 | 0 | 0 | 0 | 0
2217 | 1485.342 | 0 | 2571.5195 | 1558.811 | -621.2819 | 0 | 391.4265 | 0 | 0 | 0
2218 | 1788.565 | 0 | 3386.6812 | 1877.0323 | -146.4641 | 0 | 1363.1849 | 0 | 0 | 0
2219 | 1486.331 | 0 | 3938.5107 | 1559.8489 | 0 | 0 | 2378.6618 | 0 | 0 | 0
2220 | 1635.414 | 0 | 4215.0137 | 1716.306 | 0 | 0 | 2498.7077 | 0 | 0 | 0
2221 | 1839.255 | 0 | 3012.9403 | 1930.2295 | 0 | 0 | 1082.7107 | 0 | 0 | 0
2222 | 1431.431 | 0 | 3898.0886 | 1502.2334 | 0 | 0 | 2395.8551 | 0 | 0 | 0
2223 | 1727.174 | 0 | 3332.3316 | 1812.6047 | 0 | 0 | 1519.7269 | 0 | 0 | 0
2224 | 1726.438 | 0 | 2497.9322 | 1811.8323 | 0 | 0 | 686.0999 | 0 | 0 | 0
2225 | 1599.501 | 0 | 1359.6104 | 1359.6104 | 0 | 0 | 0 | 303.971 | 0 | 0
2226 | 1633.042 | 0 | 240.9598 | 240.9598 | 0 | 0 | 0 | 1403.439 | 0 | 0
2227 | 1619.476 | 0 | 0 | 0 | 0 | 0 | 0 | 1619.476 | 0 | 0
2228 | 1533.6 | 0 | 0 | 0 | 0 | 0 | 0 | 1533.6 | 0 | 0
2229 | 1748.8 | 0 | 0 | 0 | 0 | 0 | 0 | 1748.8 | 0 | 0
2230 | 1145.6 | 0 | 0 | 0 | 0 | 0 | 0 | 839.726 | 0 | 321.0034
2231 | 1203.2 | 0 | 0 | 0 | 0 | 0 | 0 | 611.2 | 0 | 621.2819
2232 | 382.4 | 0 | 0 | 0 | 0 | 0 | 0 | 382.4 | 0 | 0
2233 | 120 | 0 | 0 | 0 | 0 | 0 | 0 | 120 | 0 | 0
2234 | 126.4 | 0 | 0 | 0 | 0 | 0 | 0 | 126.4 | 0 | 0
2235 | 118.4 | 0 | 0 | 0 | 0 | 0 | 0 | 118.4 | 0 | 0
2236 | 124.8 | 0 | 0 | 0 | 0 | 0 | 0 | 124.8 | 0 | 0
2237 | 127.2 | 0 | 0 | 0 | 0 | 0 | 0 | 127.2 | 0 | 0
2238 | 104.8 | 0 | 0 | 0 | 0 | 0 | 0 | 104.8 | 0 | 0
2239 | 90.455 | 0 | 192.5544 | 94.9291 | -97.6252 | 0 | 0 | 0 | 0 | 0
2240 | 181.636 | 0 | 859.2276 | 190.6202 | -621.2819 | 0 | 47.3255 | 0 | 0 | 0
2241 | 1303.888 | 0 | 923.3887 | 923.3887 | 0 | 0 | 0 | 0 | 0 | 444.9932
2242 | 1593.999 | 0 | 2226.899 | 1672.8425 | -554.0565 | 0 | 0 | 0 | 0 | 0
2243 | 1722.687 | 0 | 2574.1872 | 1807.8968 | -270.9272 | 0 | 495.3632 | 0 | 0 | 0
2244 | 1824.597 | 0 | 2545.8234 | 1914.8465 | 0 | 0 | 630.9769 | 0 | 0 | 0
2245 | 1538.349 | 0 | 3152.7234 | 1614.4399 | 0 | 0 | 1538.2835 | 0 | 0 | 0
2246 | 1462.819 | 0 | 2975.0316 | 1535.174 | 0 | 0 | 1439.8576 | 0 | 0 | 0
2247 | 1763.062 | 0 | 2252.5542 | 1850.2678 | 0 | 0 | 402.2863 | 0 | 0 | 0
2248 | 1727.078 | 0 | 1967.073 | 1812.5039 | 0 | 0 | 154.5691 | 0 | 0 | 0
2249 | 1726.744 | 0 | 282.9498 | 282.9498 | 0 | 0 | 0 | 1457.13 | 0 | 0
2250 | 1440.062 | 0 | 54.6571 | 54.6571 | 0 | 0 | 0 | 1387.981 | 0 | 0
2251 | 1485.876 | 0 | 0 | 0 | 0 | 0 | 0 | 1485.876 | 0 | 0
2252 | 1420 | 0 | 0 | 0 | 0 | 0 | 0 | 1420 | 0 | 0
2253 | 1555.2 | 0 | 0 | 0 | 0 | 0 | 0 | 1555.2 | 0 | 0
2254 | 1828.8 | 0 | 0 | 0 | 0 | 0 | 0 | 1522.926 | 0 | 321.0034
2255 | 1337.6 | 0 | 0 | 0 | 0 | 0 | 0 | 745.6 | 0 | 621.2819
2256 | 1448.8 | 0 | 0 | 0 | 0 | 0 | 0 | 1448.8 | 0 | 0
2257 | 1088.8 | 0 | 0 | 0 | 0 | 0 | 0 | 1088.8 | 0 | 0
2258 | 1398.4 | 0 | 0 | 0 | 0 | 0 | 0 | 1398.4 | 0 | 0
2259 | 1239.2 | 0 | 0 | 0 | 0 | 0 | 0 | 1239.2 | 0 | 0
2260 | 1181.6 | 0 | 0 | 0 | 0 | 0 | 0 | 1181.6 | 0 | 0
2261 | 1463.2 | 0 | 0 | 0 | 0 | 0 | 0 | 1463.2 | 0 | 0
2262 | 1187.2 | 0 | 0 | 0 | 0 | 0 | 0 | 1187.2 | 0 | 0
2263 | 1184.8 | 0 | 321.9342 | 321.9342 | 0 | 0 | 0 | 878.039 | 0 | 0
2264 | 1603.456 | 0 | 1257.1209 | 1257.1209 | 0 | 0 | 0 | 405.585 | 0 | 0
2265 | 1609.349 | 0 | 1965.0916 | 1688.9518 | -276.1399 | 0 | 0 | 0 | 0 | 0
2266 | 1528.207 | 0 | 2621.1737 | 1603.7962 | -621.2819 | 0 | 396.0956 | 0 | 0 | 0
2267 | 1584.409 | 0 | 2977.693 | 1662.7782 | -151.2391 | 0 | 1163.6757 | 0 | 0 | 0
2268 | 1411.614 | 0 | 3089.2016 | 1481.4362 | 0 | 0 | 1607.7653 | 0 | 0 | 0
2269 | 1807.633 | 0 | 3200.0658 | 1897.0434 | 0 | 0 | 1303.0223 | 0 | 0 | 0
2270 | 1580.825 | 0 | 3118.6589 | 1659.0169 | 0 | 0 | 1459.6421 | 0 | 0 | 0
2271 | 1109.428 | 0 | 2487.2686 | 1164.3033 | 0 | 0 | 1322.9653 | 0 | 0 | 0
2272 | 1562.899 | 0 | 1929.6313 | 1640.2042 | 0 | 0 | 289.4271 | 0 | 0 | 0
2273 | 1288.141 | 0 | 1069.1748 | 1069.1748 | 0 | 0 | 0 | 269.358 | 0 | 0
2274 | 1690.754 | 0 | 217.1853 | 217.1853 | 0 | 0 | 0 | 1483.805 | 0 | 0
2275 | 1651.22 | 0 | 0 | 0 | 0 | 0 | 0 | 1651.22 | 0 | 0
2276 | 1392.8 | 0 | 0 | 0 | 0 | 0 | 0 | 1392.8 | 0 | 0
2277 | 1446.4 | 0 | 0 | 0 | 0 | 0 | 0 | 1446.4 | 0 | 0
2278 | 1270.4 | 0 | 0 | 0 | 0 | 0 | 0 | 964.526 | 0 | 321.0034
2279 | 1509.6 | 0 | 0 | 0 | 0 | 0 | 0 | 917.6 | 0 | 621.2819
2280 | 1620 | 0 | 0 | 0 | 0 | 0 | 0 | 1620 | 0 | 0
2281 | 1519.2 | 0 | 0 | 0 | 0 | 0 | 0 | 1519.2 | 0 | 0
2282 | 1356.8 | 0 | 0 | 0 | 0 | 0 | 0 | 1356.8 | 0 | 0
2283 | 1847.2 | 0 | 0 | 0 | 0 | 0 | 0 | 1847.2 | 0 | 0
2284 | 1688 | 0 | 0 | 0 | 0 | 0 | 0 | 1688 | 0 | 0
2285 | 1469.6 | 0 | 0 | 0 | 0 | 0 | 0 | 1469.6 | 0 | 0
2286 | 1407.2 | 0 | 0 | 0 | 0 | 0 | 0 | 1407.2 | 0 | 0
2287 | 1298.407 | 0 | 122.9519 | 122.9519 | 0 | 0 | 0 | 1181.25 | 0 | 0
2288 | 341.456 | 0 | 509.0293 | 358.3453 | -150.684 | 0 | 0 | 0 | 0 | 0
2289 | 276.424 | 0 | 1519.4425 | 290.0967 | -621.2819 | 0 | 608.0639 | 0 | 0 | 0
2290 | 284.243 | 0 | 2555.0313 | 298.3024 | -276.695 | 0 | 1980.0339 | 0 | 0 | 0
2291 | 269.004 | 0 | 3756.9453 | 282.3097 | 0 | 0 | 3474.6356 | 0 | 0 | 0
2292 | 333.853 | 0 | 3461.0734 | 350.3663 | 0 | 0 | 3110.7072 | 0 | 0 | 0
2293 | 211.973 | 0 | 3034.6159 | 222.4578 | 0 | 0 | 2812.1581 | 0 | 0 | 0
2294 | 211.252 | 0 | 3303.844 | 221.7011 | 0 | 0 | 3082.1429 | 0 | 0 | 0
2295 | 343.658 | 0 | 2545.456 | 360.6563 | 0 | 0 | 2184.7998 | 0 | 0 | 0
2296 | 393.167 | 0 | 1354.3715 | 412.6141 | 0 | 0 | 941.7574 | 0 | 0 | 0
2297 | 317.159 | 0 | 1105.9479 | 332.8465 | 0 | 0 | 773.1014 | 0 | 0 | 0
2298 | 348.83 | 0 | 220.1248 | 220.1248 | 0 | 0 | 0 | 139.08 | 0 | 0
2299 | 281.691 | 0 | 0 | 0 | 0 | 0 | 0 | 281.691 | 0 | 0
2300 | 266.4 | 0 | 0 | 0 | 0 | 0 | 0 | 266.4 | 0 | 0
2301 | 309.6 | 0 | 0 | 0 | 0 | 0 | 0 | 86.126 | 0 | 234.5276
2302 | 292 | 0 | 0 | 0 | 0 | 0 | 0 | 0 | 0 | 306.4431
2303 | 243.2 | 0 | 0 | 0 | 0 | 0 | 0 | 0 | 0 | 255.2293
2304 | 139.2 | 0 | 0 | 0 | 0 | 0 | 0 | 0 | 0 | 146.0852
2305 | 142.4 | 0 | 0 | 0 | 0 | 0 | 0 | 142.4 | 0 | 0
2306 | 124 | 0 | 0 | 0 | 0 | 0 | 0 | 124 | 0 | 0
2307 | 118.4 | 0 | 0 | 0 | 0 | 0 | 0 | 118.4 | 0 | 0
2308 | 115.2 | 0 | 0 | 0 | 0 | 0 | 0 | 115.2 | 0 | 0
2309 | 101.6 | 0 | 0 | 0 | 0 | 0 | 0 | 101.6 | 0 | 0
2310 | 99.2 | 0 | 0 | 0 | 0 | 0 | 0 | 99.2 | 0 | 0
2311 | 81.795 | 0 | 309.3554 | 85.8408 | -223.5146 | 0 | 0 | 0 | 0 | 0
2312 | 89.489 | 0 | 1185.5497 | 93.9154 | -621.2819 | 0 | 470.3524 | 0 | 0 | 0
2313 | 89.121 | 0 | 2492.2661 | 93.5292 | -203.8644 | 0 | 2194.8725 | 0 | 0 | 0
2314 | 88.082 | 0 | 3286.0493 | 92.4388 | 0 | 0 | 3193.6105 | 0 | 0 | 0
2315 | 84.446 | 0 | 3791.8735 | 88.6229 | 0 | 0 | 3703.2506 | 0 | 0 | 0
2316 | 92.13 | 0 | 2498.564 | 96.687 | 0 | 0 | 2401.877 | 0 | 0 | 0
2317 | 88.264 | 0 | 816.0192 | 92.6298 | 0 | 0 | 723.3894 | 0 | 0 | 0
2318 | 92.708 | 0 | 1005.5217 | 97.2936 | 0 | 0 | 908.2281 | 0 | 0 | 0
2319 | 86.801 | 0 | 971.4037 | 91.0944 | 0 | 0 | 880.3093 | 0 | 0 | 0
2320 | 98.247 | 0 | 170.7434 | 103.1066 | 0 | 0 | 67.6368 | 0 | 0 | 0
2321 | 88.18 | 0 | 475.225 | 92.5416 | 0 | 0 | 382.6834 | 0 | 0 | 0
2322 | 94.896 | 0 | 92.3296 | 92.3296 | 0 | 0 | 0 | 0 | 0 | 7.2602
2323 | 102.069 | 0 | 0 | 0 | 0 | 0 | 0 | 0 | 0 | 107.1176
2324 | 104.8 | 0 | 0 | 0 | 0 | 0 | 0 | 0 | 0 | 109.9837
2325 | 103.2 | 0 | 0 | 0 | 0 | 0 | 0 | 0 | 0 | 108.3046
2326 | 111.2 | 0 | 0 | 0 | 0 | 0 | 0 | 0 | 0 | 116.7003
2327 | 101.6 | 0 | 0 | 0 | 0 | 0 | 0 | 0 | 0 | 106.6254
2328 | 107.2 | 0 | 0 | 0 | 0 | 0 | 0 | 0 | 0 | 112.5024
2329 | 96.8 | 0 | 0 | 0 | 0 | 0 | 0 | 96.8 | 0 | 0
2330 | 103.2 | 0 | 0 | 0 | 0 | 0 | 0 | 103.2 | 0 | 0
2331 | 100 | 0 | 0 | 0 | 0 | 0 | 0 | 100 | 0 | 0
2332 | 101.6 | 0 | 0 | 0 | 0 | 0 | 0 | 38.314 | 0 | 66.4163
2333 | 96 | 0 | 0 | 0 | 0 | 0 | 0 | 0 | 0 | 100.7484
2334 | 101.6 | 0 | 0 | 0 | 0 | 0 | 0 | 0 | 0 | 106.6254
2335 | 90.638 | 0 | 312.3306 | 95.1212 | -217.2094 | 0 | 0 | 0 | 0 | 0
2336 | 142.371 | 0 | 1208.408 | 149.4131 | -621.2819 | 0 | 437.7131 | 0 | 0 | 0
2337 | 876.805 | 0 | 2160.4785 | 920.1731 | -210.1706 | 0 | 1030.1347 | 0 | 0 | 0
2338 | 1186.13 | 0 | 2404.5678 | 1244.7992 | 0 | 0 | 1159.7686 | 0 | 0 | 0
2339 | 1409.196 | 0 | 2576.5107 | 1478.8986 | 0 | 0 | 1097.6121 | 0 | 0 | 0
2340 | 1645.065 | 0 | 4101.9677 | 1726.4344 | 0 | 0 | 2375.5333 | 0 | 0 | 0
2341 | 1551.507 | 0 | 2157.4151 | 1628.2487 | 0 | 0 | 529.1664 | 0 | 0 | 0
2342 | 1454.836 | 0 | 2727.4602 | 1526.7961 | 0 | 0 | 1200.664 | 0 | 0 | 0
2343 | 1456.702 | 0 | 1742.0105 | 1528.7544 | 0 | 0 | 213.2561 | 0 | 0 | 0
2344 | 1631.387 | 0 | 834.0573 | 834.0573 | 0 | 0 | 0 | 836.64 | 0 | 0
2345 | 1631.553 | 0 | 959.2803 | 959.2803 | 0 | 0 | 0 | 717.485 | 0 | 0
2346 | 1765.931 | 0 | 188.9285 | 188.9285 | 0 | 0 | 0 | 1585.907 | 0 | 0
2347 | 1730.86 | 0 | 0 | 0 | 0 | 0 | 0 | 1730.86 | 0 | 0
2348 | 1846.4 | 0 | 0 | 0 | 0 | 0 | 0 | 1846.4 | 0 | 0
2349 | 1725.6 | 0 | 0 | 0 | 0 | 0 | 0 | 1725.6 | 0 | 0
2350 | 1554.4 | 0 | 0 | 0 | 0 | 0 | 0 | 1248.526 | 0 | 321.0034
2351 | 1998.4 | 0 | 0 | 0 | 0 | 0 | 0 | 1406.4 | 0 | 621.2819
2352 | 1700.8 | 0 | 0 | 0 | 0 | 0 | 0 | 1700.8 | 0 | 0
2353 | 1940.8 | 0 | 0 | 0 | 0 | 0 | 0 | 1940.8 | 0 | 0
2354 | 1621.6 | 0 | 0 | 0 | 0 | 0 | 0 | 1621.6 | 0 | 0
2355 | 1272.8 | 0 | 0 | 0 | 0 | 0 | 0 | 1272.8 | 0 | 0
2356 | 1277.6 | 0 | 0 | 0 | 0 | 0 | 0 | 1277.6 | 0 | 0
2357 | 1742.4 | 0 | 0 | 0 | 0 | 0 | 0 | 1742.4 | 0 | 0
2358 | 1696 | 0 | 0 | 0 | 0 | 0 | 0 | 1696 | 0 | 0
2359 | 1093.028 | 0 | 370.8969 | 370.8969 | 0 | 0 | 0 | 739.612 | 0 | 0
2360 | 1153.367 | 0 | 1470.0433 | 1210.4156 | -259.6276 | 0 | 0 | 0 | 0 | 0
2361 | 1724.16 | 0 | 2503.8637 | 1809.4416 | -621.2819 | 0 | 73.1402 | 0 | 0 | 0
2362 | 2138.256 | 0 | 3218.5877 | 2244.0199 | -167.7514 | 0 | 806.8164 | 0 | 0 | 0
2363 | 1900.048 | 0 | 3708.9828 | 1994.0295 | 0 | 0 | 1714.9532 | 0 | 0 | 0
2364 | 2133.191 | 0 | 3955.2717 | 2238.7044 | 0 | 0 | 1716.5673 | 0 | 0 | 0
2365 | 1700.026 | 0 | 3973.9007 | 1784.1139 | 0 | 0 | 2189.7868 | 0 | 0 | 0
2366 | 1540.681 | 0 | 3740.5695 | 1616.8872 | 0 | 0 | 2123.6822 | 0 | 0 | 0
2367 | 1354.534 | 0 | 3214.2587 | 1421.5329 | 0 | 0 | 1792.7258 | 0 | 0 | 0
2368 | 1652.807 | 0 | 2400.1789 | 1734.5593 | 0 | 0 | 665.6196 | 0 | 0 | 0
2369 | 1811.042 | 0 | 1291.0322 | 1291.0322 | 0 | 0 | 0 | 580.858 | 0 | 0
2370 | 1517.038 | 0 | 233.0237 | 233.0237 | 0 | 0 | 0 | 1294.997 | 0 | 0
2371 | 1866.297 | 0 | 0 | 0 | 0 | 0 | 0 | 1866.297 | 0 | 0
2372 | 1745.6 | 0 | 0 | 0 | 0 | 0 | 0 | 1745.6 | 0 | 0
2373 | 2057.6 | 0 | 0 | 0 | 0 | 0 | 0 | 2057.6 | 0 | 0
2374 | 1675.2 | 0 | 0 | 0 | 0 | 0 | 0 | 1369.326 | 0 | 321.0034
2375 | 1663.2 | 0 | 0 | 0 | 0 | 0 | 0 | 1071.2 | 0 | 621.2819
2376 | 1429.6 | 0 | 0 | 0 | 0 | 0 | 0 | 1429.6 | 0 | 0
2377 | 1479.2 | 0 | 0 | 0 | 0 | 0 | 0 | 1479.2 | 0 | 0
2378 | 1613.6 | 0 | 0 | 0 | 0 | 0 | 0 | 1613.6 | 0 | 0
2379 | 1020.8 | 0 | 0 | 0 | 0 | 0 | 0 | 1020.8 | 0 | 0
2380 | 1254.4 | 0 | 0 | 0 | 0 | 0 | 0 | 1254.4 | 0 | 0
2381 | 1267.2 | 0 | 0 | 0 | 0 | 0 | 0 | 1267.2 | 0 | 0
2382 | 1392 | 0 | 0 | 0 | 0 | 0 | 0 | 1392 | 0 | 0
2383 | 1293.522 | 0 | 382.9437 | 382.9437 | 0 | 0 | 0 | 928.627 | 0 | 0
2384 | 650.269 | 0 | 1518.6974 | 682.4331 | -621.2819 | 0 | 214.9824 | 0 | 0 | 0
2385 | 1468.701 | 0 | 2603.4252 | 1541.3469 | -427.379 | 0 | 634.6993 | 0 | 0 | 0
2386 | 1476.864 | 0 | 3394.7243 | 1549.9137 | 0 | 0 | 1844.8106 | 0 | 0 | 0
2387 | 1368.496 | 0 | 3833.2297 | 1436.1855 | 0 | 0 | 2397.0442 | 0 | 0 | 0
2388 | 1103.419 | 0 | 4101.1103 | 1157.9971 | 0 | 0 | 2943.1132 | 0 | 0 | 0
2389 | 1738.664 | 0 | 4088.691 | 1824.663 | 0 | 0 | 2264.0279 | 0 | 0 | 0
2390 | 1353.651 | 0 | 3756.0291 | 1420.6062 | 0 | 0 | 2335.4229 | 0 | 0 | 0
2391 | 1671.773 | 0 | 3198.3331 | 1754.4634 | 0 | 0 | 1443.8697 | 0 | 0 | 0
2392 | 1643.7 | 0 | 2360.9752 | 1725.0018 | 0 | 0 | 635.9733 | 0 | 0 | 0
2393 | 1554.145 | 0 | 1269.5109 | 1269.5109 | 0 | 0 | 0 | 344.468 | 0 | 0
2394 | 1624.376 | 0 | 230.7999 | 230.7999 | 0 | 0 | 0 | 1404.454 | 0 | 0
2395 | 1597.412 | 0 | 0 | 0 | 0 | 0 | 0 | 1597.412 | 0 | 0
2396 | 1305.6 | 0 | 0 | 0 | 0 | 0 | 0 | 1305.6 | 0 | 0
2397 | 1634.4 | 0 | 0 | 0 | 0 | 0 | 0 | 1634.4 | 0 | 0
2398 | 1851.2 | 0 | 0 | 0 | 0 | 0 | 0 | 1545.326 | 0 | 321.0034
2399 | 1613.6 | 0 | 0 | 0 | 0 | 0 | 0 | 1021.6 | 0 | 621.2819
2400 | 1363.2 | 0 | 0 | 0 | 0 | 0 | 0 | 1363.2 | 0 | 0
2401 | 1245.6 | 0 | 0 | 0 | 0 | 0 | 0 | 1245.6 | 0 | 0
2402 | 1235.2 | 0 | 0 | 0 | 0 | 0 | 0 | 1235.2 | 0 | 0
2403 | 1324 | 0 | 0 | 0 | 0 | 0 | 0 | 1324 | 0 | 0
2404 | 1393.6 | 0 | 0 | 0 | 0 | 0 | 0 | 1393.6 | 0 | 0
2405 | 1192 | 0 | 0 | 0 | 0 | 0 | 0 | 1192 | 0 | 0
2406 | 1108 | 0 | 0 | 0 | 0 | 0 | 0 | 1108 | 0 | 0
2407 | 1071.458 | 0 | 377.8517 | 377.8517 | 0 | 0 | 0 | 711.415 | 0 | 0
2408 | 700.377 | 0 | 1467.364 | 735.0195 | -621.2819 | 0 | 111.0625 | 0 | 0 | 0
2409 | 1179.725 | 0 | 1697.0693 | 1238.0774 | -427.379 | 0 | 31.613 | 0 | 0 | 0
2410 | 1627.857 | 0 | 1576.1167 | 1576.1167 | 0 | 0 | 0 | 0 | 0 | 132.2585
2411 | 1504.309 | 0 | 2409.6356 | 1578.7162 | -147.1892 | 0 | 683.7302 | 0 | 0 | 0
2412 | 1607.655 | 0 | 2530.5064 | 1687.174 | 0 | 0 | 843.3325 | 0 | 0 | 0
2413 | 1708.11 | 0 | 3920.7213 | 1792.5977 | 0 | 0 | 2128.1236 | 0 | 0 | 0
2414 | 1747.615 | 0 | 2808.8722 | 1834.0568 | 0 | 0 | 974.8155 | 0 | 0 | 0
2415 | 1656.806 | 0 | 1979.422 | 1738.7561 | 0 | 0 | 240.6659 | 0 | 0 | 0
2416 | 1940.668 | 0 | 1178.9853 | 1178.9853 | 0 | 0 | 0 | 817.25 | 0 | 0
2417 | 1471.768 | 0 | 1218.9467 | 1218.9467 | 0 | 0 | 0 | 310.272 | 0 | 0
2418 | 1831.384 | 0 | 215.3109 | 215.3109 | 0 | 0 | 0 | 1626.221 | 0 | 0
2419 | 1741.725 | 0 | 0 | 0 | 0 | 0 | 0 | 1741.725 | 0 | 0
2420 | 1332.8 | 0 | 0 | 0 | 0 | 0 | 0 | 1332.8 | 0 | 0
2421 | 1913.6 | 0 | 0 | 0 | 0 | 0 | 0 | 1913.6 | 0 | 0
2422 | 1916 | 0 | 0 | 0 | 0 | 0 | 0 | 1610.126 | 0 | 321.0034
2423 | 1797.6 | 0 | 0 | 0 | 0 | 0 | 0 | 1205.6 | 0 | 621.2819
2424 | 1308 | 0 | 0 | 0 | 0 | 0 | 0 | 1308 | 0 | 0
2425 | 1379.2 | 0 | 0 | 0 | 0 | 0 | 0 | 1379.2 | 0 | 0
2426 | 1590.4 | 0 | 0 | 0 | 0 | 0 | 0 | 1590.4 | 0 | 0
2427 | 1549.6 | 0 | 0 | 0 | 0 | 0 | 0 | 1549.6 | 0 | 0
2428 | 934.4 | 0 | 0 | 0 | 0 | 0 | 0 | 934.4 | 0 | 0
2429 | 1459.2 | 0 | 0 | 0 | 0 | 0 | 0 | 1459.2 | 0 | 0
2430 | 1591.2 | 0 | 0 | 0 | 0 | 0 | 0 | 1591.2 | 0 | 0
2431 | 966.93 | 0 | 369.2524 | 369.2524 | 0 | 0 | 0 | 615.081 | 0 | 0
2432 | 1477.577 | 0 | 1418.7392 | 1418.7392 | 0 | 0 | 0 | 125.705 | 0 | 0
2433 | 1354.983 | 0 | 2401.2441 | 1422.0041 | -621.2819 | 0 | 357.9581 | 0 | 0 | 0
2434 | 1698.036 | 0 | 3126.383 | 1782.0255 | -427.379 | 0 | 916.9785 | 0 | 0 | 0
2435 | 1687.35 | 0 | 3638.1031 | 1770.8109 | 0 | 0 | 1867.2922 | 0 | 0 | 0
2436 | 1799.841 | 0 | 3853.8401 | 1888.866 | 0 | 0 | 1964.9741 | 0 | 0 | 0
2437 | 1492.56 | 0 | 3854.5086 | 1566.3861 | 0 | 0 | 2288.1225 | 0 | 0 | 0
2438 | 1614.825 | 0 | 3583.5583 | 1694.6986 | 0 | 0 | 1888.8597 | 0 | 0 | 0
2439 | 1802.673 | 0 | 3072.3944 | 1891.8381 | 0 | 0 | 1180.5563 | 0 | 0 | 0
2440 | 1703.159 | 0 | 1743.5952 | 1743.5952 | 0 | 0 | 0 | 41.742 | 0 | 0
2441 | 1953.342 | 0 | 685.9236 | 685.9236 | 0 | 0 | 0 | 1299.747 | 0 | 0
2442 | 1610.257 | 0 | 120.5633 | 120.5633 | 0 | 0 | 0 | 1495.376 | 0 | 0
2443 | 1843.247 | 0 | 0 | 0 | 0 | 0 | 0 | 1843.247 | 0 | 0
2444 | 1636 | 0 | 0 | 0 | 0 | 0 | 0 | 1636 | 0 | 0
2445 | 1706.4 | 0 | 0 | 0 | 0 | 0 | 0 | 1706.4 | 0 | 0
2446 | 2003.2 | 0 | 0 | 0 | 0 | 0 | 0 | 1697.326 | 0 | 321.0034
2447 | 1822.4 | 0 | 0 | 0 | 0 | 0 | 0 | 1230.4 | 0 | 621.2819
2448 | 1698.4 | 0 | 0 | 0 | 0 | 0 | 0 | 1698.4 | 0 | 0
2449 | 1377.6 | 0 | 0 | 0 | 0 | 0 | 0 | 1377.6 | 0 | 0
2450 | 1225.6 | 0 | 0 | 0 | 0 | 0 | 0 | 1225.6 | 0 | 0
2451 | 1188 | 0 | 0 | 0 | 0 | 0 | 0 | 1188 | 0 | 0
2452 | 1199.2 | 0 | 0 | 0 | 0 | 0 | 0 | 1199.2 | 0 | 0
2453 | 1212 | 0 | 0 | 0 | 0 | 0 | 0 | 1212 | 0 | 0
2454 | 1070.4 | 0 | 0 | 0 | 0 | 0 | 0 | 1070.4 | 0 | 0
2455 | 974.019 | 0 | 231.8756 | 231.8756 | 0 | 0 | 0 | 753.072 | 0 | 0
2456 | 196.406 | 0 | 905.6045 | 206.1208 | -621.2819 | 0 | 78.2018 | 0 | 0 | 0
2457 | 173.54 | 0 | 2349.005 | 182.1238 | -427.379 | 0 | 1739.5023 | 0 | 0 | 0
2458 | 0 | 0 | 3086.9484 | 0 | 0 | 0 | 3086.9484 | 0 | 0 | 0
2459 | 0 | 0 | 3586.2439 | 0 | 0 | 0 | 3586.2439 | 0 | 0 | 0
2460 | 0 | 0 | 2932.1432 | 0 | 0 | 0 | 2932.1432 | 0 | 0 | 0
2461 | 0 | 0 | 3239.5056 | 0 | 0 | 0 | 3239.5056 | 0 | 0 | 0
2462 | 267.984 | 0 | 2245.3979 | 281.2392 | 0 | 0 | 1964.1587 | 0 | 0 | 0
2463 | 256.129 | 0 | 3105.4116 | 268.7978 | 0 | 0 | 2836.6137 | 0 | 0 | 0
2464 | 126.647 | 0 | 2279.6576 | 132.9113 | 0 | 0 | 2146.7463 | 0 | 0 | 0
2465 | 227.812 | 0 | 1214.2567 | 239.0802 | 0 | 0 | 975.1765 | 0 | 0 | 0
2466 | 353.747 | 0 | 215.1399 | 215.1399 | 0 | 0 | 0 | 148.747 | 0 | 0
2467 | 216.663 | 0 | 0 | 0 | 0 | 0 | 0 | 26.789 | 0 | 199.2657
2468 | 193.6 | 0 | 0 | 0 | 0 | 0 | 0 | 0 | 0 | 203.176
2469 | 127.2 | 0 | 0 | 0 | 0 | 0 | 0 | 0 | 0 | 133.4917
2470 | 117.6 | 0 | 0 | 0 | 0 | 0 | 0 | 0 | 0 | 123.4168
2471 | 128.8 | 0 | 0 | 0 | 0 | 0 | 0 | 0 | 0 | 135.1708
2472 | 140.8 | 0 | 0 | 0 | 0 | 0 | 0 | 0 | 0 | 147.7643
2473 | 108.8 | 0 | 0 | 0 | 0 | 0 | 0 | 108.8 | 0 | 0
2474 | 100 | 0 | 0 | 0 | 0 | 0 | 0 | 100 | 0 | 0
2475 | 89.6 | 0 | 0 | 0 | 0 | 0 | 0 | 89.6 | 0 | 0
2476 | 99.2 | 0 | 0 | 0 | 0 | 0 | 0 | 99.2 | 0 | 0
2477 | 91.2 | 0 | 0 | 0 | 0 | 0 | 0 | 91.2 | 0 | 0
2478 | 98.4 | 0 | 0 | 0 | 0 | 0 | 0 | 98.4 | 0 | 0
2479 | 64.271 | 0 | 363.6997 | 67.45 | -296.2497 | 0 | 0 | 0 | 0 | 0
2480 | 44.716 | 0 | 1414.4396 | 46.9278 | -621.2819 | 0 | 746.2299 | 0 | 0 | 0
2481 | 503.248 | 0 | 2036.2253 | 528.139 | -131.1304 | 0 | 1376.9559 | 0 | 0 | 0
2482 | 593.572 | 0 | 2634.4148 | 622.9317 | 0 | 0 | 2011.4831 | 0 | 0 | 0
2483 | 451.248 | 0 | 1982.3374 | 473.5679 | 0 | 0 | 1508.7695 | 0 | 0 | 0
2484 | 445.515 | 0 | 4043.5494 | 467.5514 | 0 | 0 | 3575.998 | 0 | 0 | 0
2485 | 1718.709 | 0 | 2748.567 | 1803.721 | 0 | 0 | 944.846 | 0 | 0 | 0
2486 | 1825.482 | 0 | 2865.9892 | 1915.7753 | 0 | 0 | 950.214 | 0 | 0 | 0
2487 | 1311.2 | 0 | 2167.6998 | 1376.0555 | 0 | 0 | 791.6443 | 0 | 0 | 0
2488 | 1571.2 | 0 | 1961.005 | 1648.9158 | 0 | 0 | 312.0892 | 0 | 0 | 0
2489 | 1255.2 | 0 | 1200.6903 | 1200.6903 | 0 | 0 | 0 | 111.1 | 0 | 0
2490 | 1663.487 | 0 | 207.1377 | 207.1377 | 0 | 0 | 0 | 1466.112 | 0 | 0
2491 | 1610.935 | 0 | 0 | 0 | 0 | 0 | 0 | 1610.935 | 0 | 0
2492 | 1180.8 | 0 | 0 | 0 | 0 | 0 | 0 | 1180.8 | 0 | 0
2493 | 1295.2 | 0 | 0 | 0 | 0 | 0 | 0 | 1295.2 | 0 | 0
2494 | 1408 | 0 | 0 | 0 | 0 | 0 | 0 | 1102.126 | 0 | 321.0034
2495 | 1508 | 0 | 0 | 0 | 0 | 0 | 0 | 916 | 0 | 621.2819
2496 | 1367.2 | 0 | 0 | 0 | 0 | 0 | 0 | 1367.2 | 0 | 0
2497 | 1770.4 | 0 | 0 | 0 | 0 | 0 | 0 | 1770.4 | 0 | 0
2498 | 1622.4 | 0 | 0 | 0 | 0 | 0 | 0 | 1622.4 | 0 | 0
2499 | 1314.4 | 0 | 0 | 0 | 0 | 0 | 0 | 1314.4 | 0 | 0
2500 | 1200.8 | 0 | 0 | 0 | 0 | 0 | 0 | 1200.8 | 0 | 0
2501 | 1348 | 0 | 0 | 0 | 0 | 0 | 0 | 1348 | 0 | 0
2502 | 1156 | 0 | 0 | 0 | 0 | 0 | 0 | 1156 | 0 | 0
2503 | 1375.182 | 0 | 397.6341 | 397.6341 | 0 | 0 | 0 | 996.289 | 0 | 0
2504 | 1228.928 | 0 | 1475.4952 | 1289.7141 | -185.7811 | 0 | 0 | 0 | 0 | 0
2505 | 1763.437 | 0 | 2512.0842 | 1850.6614 | -621.2819 | 0 | 40.1409 | 0 | 0 | 0
2506 | 1786.454 | 0 | 455.5854 | 455.5854 | 0 | 0 | 0 | 760.341 | 0 | 621.2819
2507 | 1601.327 | 0 | 3775.0244 | 1680.533 | -621.2819 | 0 | 1473.2095 | 0 | 0 | 0
2508 | 1886.909 | 0 | 4009.4964 | 1980.2396 | -311.7355 | 0 | 1717.5213 | 0 | 0 | 0
2509 | 1830.371 | 0 | 1902.1018 | 1902.1018 | 0 | 0 | 0 | 0 | 0 | 18.8043
2510 | 1393.734 | 0 | 3723.6081 | 1462.6708 | -20.9273 | 0 | 2240.0099 | 0 | 0 | 0
2511 | 1534.199 | 0 | 2160.5026 | 1610.0846 | 0 | 0 | 550.418 | 0 | 0 | 0
2512 | 1641.378 | 0 | 1771.7281 | 1722.565 | 0 | 0 | 49.1631 | 0 | 0 | 0
2513 | 1522.665 | 0 | 1014.842 | 1014.842 | 0 | 0 | 0 | 555.654 | 0 | 0
2514 | 1554.326 | 0 | 223.6384 | 223.6384 | 0 | 0 | 0 | 1341.228 | 0 | 0
2515 | 1267.674 | 0 | 0 | 0 | 0 | 0 | 0 | 1267.674 | 0 | 0
2516 | 1214.4 | 0 | 0 | 0 | 0 | 0 | 0 | 1214.4 | 0 | 0
2517 | 1422.4 | 0 | 0 | 0 | 0 | 0 | 0 | 1422.4 | 0 | 0
2518 | 1226.4 | 0 | 0 | 0 | 0 | 0 | 0 | 920.526 | 0 | 321.0034
2519 | 1222.4 | 0 | 0 | 0 | 0 | 0 | 0 | 630.4 | 0 | 621.2819
2520 | 1440.8 | 0 | 0 | 0 | 0 | 0 | 0 | 1440.8 | 0 | 0
2521 | 1159.2 | 0 | 0 | 0 | 0 | 0 | 0 | 1159.2 | 0 | 0
2522 | 1145.6 | 0 | 0 | 0 | 0 | 0 | 0 | 1145.6 | 0 | 0
2523 | 1368.8 | 0 | 0 | 0 | 0 | 0 | 0 | 1368.8 | 0 | 0
2524 | 864.8 | 0 | 0 | 0 | 0 | 0 | 0 | 864.8 | 0 | 0
2525 | 943.2 | 0 | 0 | 0 | 0 | 0 | 0 | 943.2 | 0 | 0
2526 | 1092 | 0 | 0 | 0 | 0 | 0 | 0 | 1092 | 0 | 0
2527 | 1156.517 | 0 | 365.509 | 365.509 | 0 | 0 | 0 | 808.235 | 0 | 0
2528 | 715.847 | 0 | 1477.5186 | 751.2547 | -621.2819 | 0 | 104.982 | 0 | 0 | 0
2529 | 1374.694 | 0 | 2066.1265 | 1442.6901 | -427.379 | 0 | 196.0575 | 0 | 0 | 0
2530 | 1474.584 | 0 | 2755.4504 | 1547.5209 | 0 | 0 | 1207.9295 | 0 | 0 | 0
2531 | 1171.084 | 0 | 3723.585 | 1229.009 | 0 | 0 | 2494.576 | 0 | 0 | 0
2532 | 1452.682 | 0 | 3941.1134 | 1524.5356 | 0 | 0 | 2416.5778 | 0 | 0 | 0
2533 | 1536.423 | 0 | 3286.7052 | 1612.4186 | 0 | 0 | 1674.2866 | 0 | 0 | 0
2534 | 1489.362 | 0 | 3019.1268 | 1563.0299 | 0 | 0 | 1456.097 | 0 | 0 | 0
2535 | 1094.152 | 0 | 2537.0415 | 1148.2717 | 0 | 0 | 1388.7697 | 0 | 0 | 0
2536 | 1400.201 | 0 | 1836.5513 | 1469.4587 | 0 | 0 | 367.0926 | 0 | 0 | 0
2537 | 1681.075 | 0 | 976.354 | 976.354 | 0 | 0 | 0 | 750.738 | 0 | 0
2538 | 1647.588 | 0 | 192.5061 | 192.5061 | 0 | 0 | 0 | 1464.155 | 0 | 0
2539 | 1122.777 | 0 | 0 | 0 | 0 | 0 | 0 | 1122.777 | 0 | 0
2540 | 1656 | 0 | 0 | 0 | 0 | 0 | 0 | 1656 | 0 | 0
2541 | 1400.8 | 0 | 0 | 0 | 0 | 0 | 0 | 1400.8 | 0 | 0
2542 | 1624.8 | 0 | 0 | 0 | 0 | 0 | 0 | 1318.926 | 0 | 321.0034
2543 | 1046.4 | 0 | 0 | 0 | 0 | 0 | 0 | 454.4 | 0 | 621.2819
2544 | 1645.6 | 0 | 0 | 0 | 0 | 0 | 0 | 1645.6 | 0 | 0
2545 | 1430.4 | 0 | 0 | 0 | 0 | 0 | 0 | 1430.4 | 0 | 0
2546 | 1149.6 | 0 | 0 | 0 | 0 | 0 | 0 | 1149.6 | 0 | 0
2547 | 1410.4 | 0 | 0 | 0 | 0 | 0 | 0 | 1410.4 | 0 | 0
2548 | 1274.4 | 0 | 0 | 0 | 0 | 0 | 0 | 1274.4 | 0 | 0
2549 | 1276.8 | 0 | 0 | 0 | 0 | 0 | 0 | 1276.8 | 0 | 0
2550 | 1566.4 | 0 | 0 | 0 | 0 | 0 | 0 | 1566.4 | 0 | 0
2551 | 1491.966 | 0 | 132.5681 | 132.5681 | 0 | 0 | 0 | 1365.646 | 0 | 0
2552 | 1493.014 | 0 | 534.9269 | 534.9269 | 0 | 0 | 0 | 983.299 | 0 | 0
2553 | 1539.824 | 0 | 1872.8932 | 1615.9879 | -256.9053 | 0 | 0 | 0 | 0 | 0
2554 | 1782.499 | 0 | 3230.9598 | 1870.6662 | -621.2819 | 0 | 739.0117 | 0 | 0 | 0
2555 | 1835.337 | 0 | 3761.2922 | 1926.1177 | -170.4747 | 0 | 1664.6997 | 0 | 0 | 0
2556 | 1632.697 | 0 | 3993.7062 | 1713.4546 | 0 | 0 | 2280.2516 | 0 | 0 | 0
2557 | 1766.248 | 0 | 3954.3786 | 1853.6114 | 0 | 0 | 2100.7672 | 0 | 0 | 0
2558 | 1904.871 | 0 | 3652.889 | 1999.0911 | 0 | 0 | 1653.7979 | 0 | 0 | 0
2559 | 1996.523 | 0 | 3096.8542 | 2095.2764 | 0 | 0 | 1001.5778 | 0 | 0 | 0
2560 | 1909.872 | 0 | 1952.815 | 1952.815 | 0 | 0 | 0 | 49.096 | 0 | 0
2561 | 1550.773 | 0 | 256.7385 | 256.7385 | 0 | 0 | 0 | 1306.135 | 0 | 0
2562 | 1749.963 | 0 | 46.0641 | 46.0641 | 0 | 0 | 0 | 1706.07 | 0 | 0
2563 | 2041.861 | 0 | 0 | 0 | 0 | 0 | 0 | 2041.861 | 0 | 0
2564 | 1636 | 0 | 0 | 0 | 0 | 0 | 0 | 1636 | 0 | 0
2565 | 1492.8 | 0 | 0 | 0 | 0 | 0 | 0 | 1492.8 | 0 | 0
2566 | 1684 | 0 | 0 | 0 | 0 | 0 | 0 | 1378.126 | 0 | 321.0034
2567 | 1725.6 | 0 | 0 | 0 | 0 | 0 | 0 | 1133.6 | 0 | 621.2819
2568 | 1603.2 | 0 | 0 | 0 | 0 | 0 | 0 | 1603.2 | 0 | 0
2569 | 792 | 0 | 0 | 0 | 0 | 0 | 0 | 792 | 0 | 0
2570 | 863.2 | 0 | 0 | 0 | 0 | 0 | 0 | 863.2 | 0 | 0
2571 | 843.2 | 0 | 0 | 0 | 0 | 0 | 0 | 843.2 | 0 | 0
2572 | 594.4 | 0 | 0 | 0 | 0 | 0 | 0 | 594.4 | 0 | 0
2573 | 836 | 0 | 0 | 0 | 0 | 0 | 0 | 836 | 0 | 0
2574 | 635.2 | 0 | 0 | 0 | 0 | 0 | 0 | 635.2 | 0 | 0
2575 | 612.699 | 0 | 132.7161 | 132.7161 | 0 | 0 | 0 | 486.238 | 0 | 0
2576 | 532.414 | 0 | 528.7949 | 528.7949 | 0 | 0 | 0 | 28.542 | 0 | 0
2577 | 903.735 | 0 | 2166.0858 | 948.4362 | -621.2819 | 0 | 596.3677 | 0 | 0 | 0
2578 | 888.082 | 0 | 2094.4138 | 932.0089 | -427.379 | 0 | 735.0258 | 0 | 0 | 0
2579 | 1104.242 | 0 | 3799.7151 | 1158.8608 | 0 | 0 | 2640.8543 | 0 | 0 | 0
2580 | 873.013 | 0 | 4034.2942 | 916.1946 | 0 | 0 | 3118.0996 | 0 | 0 | 0
2581 | 777.272 | 0 | 4010.6854 | 815.718 | 0 | 0 | 3194.9675 | 0 | 0 | 0
2582 | 991.14 | 0 | 3739.1852 | 1040.1645 | 0 | 0 | 2699.0208 | 0 | 0 | 0
2583 | 976.907 | 0 | 3171.1163 | 1025.2275 | 0 | 0 | 2145.8889 | 0 | 0 | 0
2584 | 874.205 | 0 | 2326.8099 | 917.4455 | 0 | 0 | 1409.3644 | 0 | 0 | 0
2585 | 861.226 | 0 | 1232.531 | 903.8246 | 0 | 0 | 328.7064 | 0 | 0 | 0
2586 | 364.693 | 0 | 222.9573 | 222.9573 | 0 | 0 | 0 | 152.244 | 0 | 0
2587 | 407.546 | 0 | 0 | 0 | 0 | 0 | 0 | 407.546 | 0 | 0
2588 | 380.8 | 0 | 0 | 0 | 0 | 0 | 0 | 380.8 | 0 | 0
2589 | 503.2 | 0 | 0 | 0 | 0 | 0 | 0 | 503.2 | 0 | 0
2590 | 686.4 | 0 | 0 | 0 | 0 | 0 | 0 | 380.526 | 0 | 321.0034
2591 | 699.2 | 0 | 0 | 0 | 0 | 0 | 0 | 107.2 | 0 | 621.2819
2592 | 0 | 0 | 0 | 0 | 0 | 0 | 0 | 0 | 0 | 0
2593 | 0 | 0 | 0 | 0 | 0 | 0 | 0 | 0 | 0 | 0
2594 | 0 | 0 | 0 | 0 | 0 | 0 | 0 | 0 | 0 | 0
2595 | 0 | 0 | 0 | 0 | 0 | 0 | 0 | 0 | 0 | 0
2596 | 0 | 0 | 0 | 0 | 0 | 0 | 0 | 0 | 0 | 0
2597 | 0 | 0 | 0 | 0 | 0 | 0 | 0 | 0 | 0 | 0
2598 | 0 | 0 | 0 | 0 | 0 | 0 | 0 | 0 | 0 | 0
2599 | 1576.944 | 0 | 417.3745 | 417.3745 | 0 | 0 | 0 | 1179.241 | 0 | 0
2600 | 1498.248 | 0 | 1518.4372 | 1518.4372 | 0 | 0 | 0 | 51.377 | 0 | 0
2601 | 1510.044 | 0 | 2547.1541 | 1584.7349 | -621.2819 | 0 | 341.1373 | 0 | 0 | 0
2602 | 1902.362 | 0 | 3308.9779 | 1996.458 | -427.379 | 0 | 885.141 | 0 | 0 | 0
2603 | 1884.636 | 0 | 3870.6189 | 1977.8552 | 0 | 0 | 1892.7637 | 0 | 0 | 0
2604 | 1594.663 | 0 | 4116.5762 | 1673.5393 | 0 | 0 | 2443.0369 | 0 | 0 | 0
2605 | 1945.081 | 0 | 4093.3695 | 2041.29 | 0 | 0 | 2052.0795 | 0 | 0 | 0
2606 | 1916.271 | 0 | 3735.7136 | 2011.0549 | 0 | 0 | 1724.6587 | 0 | 0 | 0
2607 | 2098.686 | 0 | 3156.5026 | 2202.4927 | 0 | 0 | 954.0099 | 0 | 0 | 0
2608 | 1693.969 | 0 | 2013.2378 | 1777.7573 | 0 | 0 | 235.4805 | 0 | 0 | 0
2609 | 2117.631 | 0 | 818.6575 | 818.6575 | 0 | 0 | 0 | 1337.558 | 0 | 0
2610 | 2089.833 | 0 | 163.8358 | 163.8358 | 0 | 0 | 0 | 1933.719 | 0 | 0
2611 | 1694.447 | 0 | 0 | 0 | 0 | 0 | 0 | 1694.447 | 0 | 0
2612 | 1517.6 | 0 | 0 | 0 | 0 | 0 | 0 | 1517.6 | 0 | 0
2613 | 1688.8 | 0 | 0 | 0 | 0 | 0 | 0 | 1688.8 | 0 | 0
2614 | 1653.6 | 0 | 0 | 0 | 0 | 0 | 0 | 1347.726 | 0 | 321.0034
2615 | 1461.6 | 0 | 0 | 0 | 0 | 0 | 0 | 869.6 | 0 | 621.2819
2616 | 0 | 0 | 0 | 0 | 0 | 0 | 0 | 0 | 0 | 0
2617 | 0 | 0 | 0 | 0 | 0 | 0 | 0 | 0 | 0 | 0
2618 | 0 | 0 | 0 | 0 | 0 | 0 | 0 | 0 | 0 | 0
2619 | 0 | 0 | 0 | 0 | 0 | 0 | 0 | 0 | 0 | 0
2620 | 0 | 0 | 0 | 0 | 0 | 0 | 0 | 0 | 0 | 0
2621 | 0 | 0 | 0 | 0 | 0 | 0 | 0 | 0 | 0 | 0
2622 | 0 | 0 | 0 | 0 | 0 | 0 | 0 | 0 | 0 | 0
2623 | 601.179 | 0 | 429.9009 | 429.9009 | 0 | 0 | 0 | 191.54 | 0 | 0
2624 | 322.859 | 0 | 1527.3849 | 338.8285 | -621.2819 | 0 | 567.2745 | 0 | 0 | 0
2625 | 345.786 | 0 | 2561.2945 | 362.8895 | -427.379 | 0 | 1771.026 | 0 | 0 | 0
2626 | 329.02 | 0 | 3315.1813 | 345.2942 | 0 | 0 | 2969.8871 | 0 | 0 | 0
2627 | 281.969 | 0 | 3801.3774 | 295.9159 | 0 | 0 | 3505.4615 | 0 | 0 | 0
2628 | 315.114 | 0 | 4047.1102 | 330.7004 | 0 | 0 | 3716.4098 | 0 | 0 | 0
2629 | 313.792 | 0 | 4029.9893 | 329.313 | 0 | 0 | 3700.6763 | 0 | 0 | 0
2630 | 298.368 | 0 | 3623.3424 | 313.1261 | 0 | 0 | 3310.2163 | 0 | 0 | 0
2631 | 287.073 | 0 | 3073.5593 | 301.2724 | 0 | 0 | 2772.2869 | 0 | 0 | 0
2632 | 258.151 | 0 | 2263.9261 | 270.9198 | 0 | 0 | 1993.0063 | 0 | 0 | 0
2633 | 315.607 | 0 | 1197.5912 | 331.2178 | 0 | 0 | 866.3734 | 0 | 0 | 0
2634 | 311.492 | 0 | 209.9587 | 209.9587 | 0 | 0 | 0 | 111.429 | 0 | 0
2635 | 272.738 | 0 | 0 | 0 | 0 | 0 | 0 | 272.738 | 0 | 0
2636 | 274.4 | 0 | 0 | 0 | 0 | 0 | 0 | 130.926 | 0 | 150.5706
2637 | 260.8 | 0 | 0 | 0 | 0 | 0 | 0 | 0 | 0 | 273.6999
2638 | 225.6 | 0 | 0 | 0 | 0 | 0 | 0 | 0 | 0 | 236.7588
2639 | 268 | 0 | 0 | 0 | 0 | 0 | 0 | 0 | 0 | 281.256
2640 | 0 | 0 | 0 | 0 | 0 | 0 | 0 | 0 | 0 | 0
2641 | 0 | 0 | 0 | 0 | 0 | 0 | 0 | 0 | 0 | 0
2642 | 0 | 0 | 0 | 0 | 0 | 0 | 0 | 0 | 0 | 0
2643 | 0 | 0 | 0 | 0 | 0 | 0 | 0 | 0 | 0 | 0
2644 | 0 | 0 | 0 | 0 | 0 | 0 | 0 | 0 | 0 | 0
2645 | 0 | 0 | 0 | 0 | 0 | 0 | 0 | 0 | 0 | 0
2646 | 0 | 0 | 0 | 0 | 0 | 0 | 0 | 0 | 0 | 0
2647 | 39.491 | 0 | 395.8951 | 41.4443 | -354.4508 | 0 | 0 | 0 | 0 | 0
2648 | 37.99 | 0 | 1439.0768 | 39.8691 | -621.2819 | 0 | 777.9258 | 0 | 0 | 0
2649 | 302.112 | 0 | 2435.1963 | 317.0563 | -72.9282 | 0 | 2045.2118 | 0 | 0 | 0
2650 | 565.025 | 0 | 3151.4106 | 592.9727 | 0 | 0 | 2558.4379 | 0 | 0 | 0
2651 | 324.56 | 0 | 1942.6541 | 340.6136 | 0 | 0 | 1602.0405 | 0 | 0 | 0
2652 | 314.692 | 0 | 3928.8127 | 330.2575 | 0 | 0 | 3598.5551 | 0 | 0 | 0
2653 | 593.521 | 0 | 1801.0554 | 622.8782 | 0 | 0 | 1178.1772 | 0 | 0 | 0
2654 | 606.677 | 0 | 3590.5079 | 636.6849 | 0 | 0 | 2953.823 | 0 | 0 | 0
2655 | 413.157 | 0 | 1631.2114 | 433.5929 | 0 | 0 | 1197.6185 | 0 | 0 | 0
2656 | 615.896 | 0 | 2210.8128 | 646.3599 | 0 | 0 | 1564.4529 | 0 | 0 | 0
2657 | 592.271 | 0 | 1164.3191 | 621.5663 | 0 | 0 | 542.7527 | 0 | 0 | 0
2658 | 583.145 | 0 | 196.853 | 196.853 | 0 | 0 | 0 | 395.57 | 0 | 0
2659 | 752.979 | 0 | 0 | 0 | 0 | 0 | 0 | 752.979 | 0 | 0
2660 | 606.4 | 0 | 0 | 0 | 0 | 0 | 0 | 606.4 | 0 | 0
2661 | 505.6 | 0 | 0 | 0 | 0 | 0 | 0 | 505.6 | 0 | 0
2662 | 594.4 | 0 | 0 | 0 | 0 | 0 | 0 | 288.526 | 0 | 321.0034
2663 | 668.8 | 0 | 0 | 0 | 0 | 0 | 0 | 76.8 | 0 | 621.2819
2664 | 0 | 0 | 0 | 0 | 0 | 0 | 0 | 0 | 0 | 0
2665 | 0 | 0 | 0 | 0 | 0 | 0 | 0 | 0 | 0 | 0
2666 | 0 | 0 | 0 | 0 | 0 | 0 | 0 | 0 | 0 | 0
2667 | 0 | 0 | 0 | 0 | 0 | 0 | 0 | 0 | 0 | 0
2668 | 0 | 0 | 0 | 0 | 0 | 0 | 0 | 0 | 0 | 0
2669 | 0 | 0 | 0 | 0 | 0 | 0 | 0 | 0 | 0 | 0
2670 | 0 | 0 | 0 | 0 | 0 | 0 | 0 | 0 | 0 | 0
2671 | 1652.413 | 0 | 430.202 | 430.202 | 0 | 0 | 0 | 1242.487 | 0 | 0
2672 | 1082.942 | 0 | 1526.4865 | 1136.5072 | -389.9793 | 0 | 0 | 0 | 0 | 0
2673 | 1038.061 | 0 | 2562.1992 | 1089.4063 | -621.2819 | 0 | 851.5109 | 0 | 0 | 0
2674 | 1455.5 | 0 | 3311.1661 | 1527.494 | -37.3997 | 0 | 1746.2724 | 0 | 0 | 0
2675 | 1822.657 | 0 | 3743.3254 | 1912.8105 | 0 | 0 | 1830.5148 | 0 | 0 | 0
2676 | 1569.698 | 0 | 3977.8152 | 1647.3395 | 0 | 0 | 2330.4757 | 0 | 0 | 0
2677 | 1627.187 | 0 | 3961.3156 | 1707.6721 | 0 | 0 | 2253.6435 | 0 | 0 | 0
2678 | 1849.064 | 0 | 3670.8432 | 1940.5237 | 0 | 0 | 1730.3195 | 0 | 0 | 0
2679 | 1544.646 | 0 | 3110.386 | 1621.0484 | 0 | 0 | 1489.3376 | 0 | 0 | 0
2680 | 1277.5 | 0 | 2291.8702 | 1340.6886 | 0 | 0 | 951.1816 | 0 | 0 | 0
2681 | 1415.472 | 0 | 1204.4809 | 1204.4809 | 0 | 0 | 0 | 267.76 | 0 | 0
2682 | 1528.819 | 0 | 161.5469 | 161.5469 | 0 | 0 | 0 | 1374.886 | 0 | 0
2683 | 1597.596 | 0 | 0 | 0 | 0 | 0 | 0 | 1597.596 | 0 | 0
2684 | 1565.6 | 0 | 0 | 0 | 0 | 0 | 0 | 1565.6 | 0 | 0
2685 | 1574.4 | 0 | 0 | 0 | 0 | 0 | 0 | 1574.4 | 0 | 0
2686 | 2055.2 | 0 | 0 | 0 | 0 | 0 | 0 | 1749.326 | 0 | 321.0034
2687 | 2027.2 | 0 | 0 | 0 | 0 | 0 | 0 | 1435.2 | 0 | 621.2819
2688 | 0 | 0 | 0 | 0 | 0 | 0 | 0 | 0 | 0 | 0
2689 | 0 | 0 | 0 | 0 | 0 | 0 | 0 | 0 | 0 | 0
2690 | 0 | 0 | 0 | 0 | 0 | 0 | 0 | 0 | 0 | 0
2691 | 0 | 0 | 0 | 0 | 0 | 0 | 0 | 0 | 0 | 0
2692 | 0 | 0 | 0 | 0 | 0 | 0 | 0 | 0 | 0 | 0
2693 | 0 | 0 | 0 | 0 | 0 | 0 | 0 | 0 | 0 | 0
2694 | 0 | 0 | 0 | 0 | 0 | 0 | 0 | 0 | 0 | 0
2695 | 1539.86 | 0 | 315.6836 | 315.6836 | 0 | 0 | 0 | 1239.055 | 0 | 0
2696 | 753.773 | 0 | 1539.8336 | 791.0567 | -621.2819 | 0 | 127.495 | 0 | 0 | 0
2697 | 1086.631 | 0 | 2548.6737 | 1140.3787 | -427.379 | 0 | 980.916 | 0 | 0 | 0
2698 | 1522.957 | 0 | 3286.7178 | 1598.2866 | 0 | 0 | 1688.4312 | 0 | 0 | 0
2699 | 1186.075 | 0 | 3775.5984 | 1244.7415 | 0 | 0 | 2530.857 | 0 | 0 | 0
2700 | 1273.679 | 0 | 4001.1941 | 1336.6786 | 0 | 0 | 2664.5155 | 0 | 0 | 0
2701 | 1087.344 | 0 | 3997.0424 | 1141.127 | 0 | 0 | 2855.9154 | 0 | 0 | 0
2702 | 1231.626 | 0 | 3710.9757 | 1292.5456 | 0 | 0 | 2418.4301 | 0 | 0 | 0
2703 | 1034.934 | 0 | 3166.7464 | 1086.1246 | 0 | 0 | 2080.6217 | 0 | 0 | 0
2704 | 806.512 | 0 | 2350.4365 | 846.4043 | 0 | 0 | 1504.0322 | 0 | 0 | 0
2705 | 1209.862 | 0 | 849.3449 | 849.3449 | 0 | 0 | 0 | 400.548 | 0 | 0
2706 | 1026.622 | 0 | 193.0917 | 193.0917 | 0 | 0 | 0 | 842.631 | 0 | 0
2707 | 1116.444 | 0 | 0 | 0 | 0 | 0 | 0 | 1116.444 | 0 | 0
2708 | 1189.6 | 0 | 0 | 0 | 0 | 0 | 0 | 1189.6 | 0 | 0
2709 | 1585.6 | 0 | 0 | 0 | 0 | 0 | 0 | 1585.6 | 0 | 0
2710 | 1313.6 | 0 | 0 | 0 | 0 | 0 | 0 | 1007.726 | 0 | 321.0034
2711 | 1244.8 | 0 | 0 | 0 | 0 | 0 | 0 | 652.8 | 0 | 621.2819
2712 | 0 | 0 | 0 | 0 | 0 | 0 | 0 | 0 | 0 | 0
2713 | 0 | 0 | 0 | 0 | 0 | 0 | 0 | 0 | 0 | 0
2714 | 0 | 0 | 0 | 0 | 0 | 0 | 0 | 0 | 0 | 0
2715 | 0 | 0 | 0 | 0 | 0 | 0 | 0 | 0 | 0 | 0
2716 | 0 | 0 | 0 | 0 | 0 | 0 | 0 | 0 | 0 | 0
2717 | 0 | 0 | 0 | 0 | 0 | 0 | 0 | 0 | 0 | 0
2718 | 0 | 0 | 0 | 0 | 0 | 0 | 0 | 0 | 0 | 0
2719 | 726.714 | 0 | 445.9335 | 445.9335 | 0 | 0 | 0 | 301.798 | 0 | 0
2720 | 674.256 | 0 | 100.0883 | 100.0883 | 0 | 0 | 0 | 578.885 | 0 | 0
2721 | 632.529 | 0 | 2632.3505 | 663.8156 | -621.2819 | 0 | 1347.253 | 0 | 0 | 0
2722 | 561.581 | 0 | 3401.9572 | 589.3583 | -427.379 | 0 | 2385.2199 | 0 | 0 | 0
2723 | 451.698 | 0 | 3845.3122 | 474.0402 | 0 | 0 | 3371.272 | 0 | 0 | 0
2724 | 423.123 | 0 | 4082.9367 | 444.0518 | 0 | 0 | 3638.8849 | 0 | 0 | 0
2725 | 1088.675 | 0 | 4050.268 | 1142.5238 | 0 | 0 | 2907.7442 | 0 | 0 | 0
2726 | 1337.162 | 0 | 3765.2308 | 1403.3016 | 0 | 0 | 2361.9292 | 0 | 0 | 0
2727 | 1171.09 | 0 | 3188.5154 | 1229.0153 | 0 | 0 | 1959.5001 | 0 | 0 | 0
2728 | 1325.832 | 0 | 2348.2725 | 1391.4112 | 0 | 0 | 956.8613 | 0 | 0 | 0
2729 | 1450.922 | 0 | 1239.1541 | 1239.1541 | 0 | 0 | 0 | 270.171 | 0 | 0
2730 | 1693.945 | 0 | 211.408 | 211.408 | 0 | 0 | 0 | 1492.501 | 0 | 0
2731 | 1224.801 | 0 | 0 | 0 | 0 | 0 | 0 | 1224.801 | 0 | 0
2732 | 1521.6 | 0 | 0 | 0 | 0 | 0 | 0 | 1521.6 | 0 | 0
2733 | 1564 | 0 | 0 | 0 | 0 | 0 | 0 | 1564 | 0 | 0
2734 | 1750.4 | 0 | 0 | 0 | 0 | 0 | 0 | 1444.526 | 0 | 321.0034
2735 | 1775.2 | 0 | 0 | 0 | 0 | 0 | 0 | 1183.2 | 0 | 621.2819
2736 | 0 | 0 | 0 | 0 | 0 | 0 | 0 | 0 | 0 | 0
2737 | 0 | 0 | 0 | 0 | 0 | 0 | 0 | 0 | 0 | 0
2738 | 0 | 0 | 0 | 0 | 0 | 0 | 0 | 0 | 0 | 0
2739 | 0 | 0 | 0 | 0 | 0 | 0 | 0 | 0 | 0 | 0
2740 | 0 | 0 | 0 | 0 | 0 | 0 | 0 | 0 | 0 | 0
2741 | 0 | 0 | 0 | 0 | 0 | 0 | 0 | 0 | 0 | 0
2742 | 0 | 0 | 0 | 0 | 0 | 0 | 0 | 0 | 0 | 0
2743 | 1263.257 | 0 | 444.8389 | 444.8389 | 0 | 0 | 0 | 839.384 | 0 | 0
2744 | 953.993 | 0 | 1509.9386 | 1001.1801 | -508.7585 | 0 | 0 | 0 | 0 | 0
2745 | 1386.66 | 0 | 2508.4583 | 1455.248 | -539.9024 | 0 | 513.308 | 0 | 0 | 0
2746 | 1396.16 | 0 | 3249.3884 | 1465.2178 | 0 | 0 | 1784.1706 | 0 | 0 | 0
2747 | 1632.597 | 0 | 3789.0641 | 1713.3497 | 0 | 0 | 2075.7144 | 0 | 0 | 0
2748 | 1604.417 | 0 | 4039.3032 | 1683.7758 | 0 | 0 | 2355.5274 | 0 | 0 | 0
2749 | 1737.845 | 0 | 4024.5425 | 1823.8035 | 0 | 0 | 2200.739 | 0 | 0 | 0
2750 | 1592.395 | 0 | 3690.0819 | 1671.1592 | 0 | 0 | 2018.9228 | 0 | 0 | 0
2751 | 1657.388 | 0 | 3132.6871 | 1739.3669 | 0 | 0 | 1393.3202 | 0 | 0 | 0
2752 | 1478.101 | 0 | 2300.374 | 1551.2119 | 0 | 0 | 749.1621 | 0 | 0 | 0
2753 | 1658.613 | 0 | 977.9922 | 977.9922 | 0 | 0 | 0 | 726.715 | 0 | 0
2754 | 1608.759 | 0 | 192.5953 | 192.5953 | 0 | 0 | 0 | 1425.241 | 0 | 0
2755 | 1122.711 | 0 | 0 | 0 | 0 | 0 | 0 | 1122.711 | 0 | 0
2756 | 1280.8 | 0 | 0 | 0 | 0 | 0 | 0 | 1280.8 | 0 | 0
2757 | 1492 | 0 | 0 | 0 | 0 | 0 | 0 | 1492 | 0 | 0
2758 | 1771.2 | 0 | 0 | 0 | 0 | 0 | 0 | 1465.326 | 0 | 321.0034
2759 | 1771.2 | 0 | 0 | 0 | 0 | 0 | 0 | 1179.2 | 0 | 621.2819
2760 | 0 | 0 | 0 | 0 | 0 | 0 | 0 | 0 | 0 | 0
2761 | 0 | 0 | 0 | 0 | 0 | 0 | 0 | 0 | 0 | 0
2762 | 0 | 0 | 0 | 0 | 0 | 0 | 0 | 0 | 0 | 0
2763 | 0 | 0 | 0 | 0 | 0 | 0 | 0 | 0 | 0 | 0
2764 | 0 | 0 | 0 | 0 | 0 | 0 | 0 | 0 | 0 | 0
2765 | 0 | 0 | 0 | 0 | 0 | 0 | 0 | 0 | 0 | 0
2766 | 0 | 0 | 0 | 0 | 0 | 0 | 0 | 0 | 0 | 0
2767 | 1162.556 | 0 | 390.2889 | 390.2889 | 0 | 0 | 0 | 790.662 | 0 | 0
2768 | 970.887 | 0 | 1400.0567 | 1018.9097 | -381.147 | 0 | 0 | 0 | 0 | 0
2769 | 1196.422 | 0 | 2353.015 | 1255.6003 | -621.2819 | 0 | 476.1328 | 0 | 0 | 0
2770 | 1332.16 | 0 | 3098.7999 | 1398.0522 | -46.232 | 0 | 1654.5157 | 0 | 0 | 0
2771 | 1301.099 | 0 | 3669.6248 | 1365.4549 | 0 | 0 | 2304.1699 | 0 | 0 | 0
2772 | 1262.025 | 0 | 3904.3927 | 1324.4482 | 0 | 0 | 2579.9445 | 0 | 0 | 0
2773 | 1431.18 | 0 | 3895.4985 | 1501.97 | 0 | 0 | 2393.5285 | 0 | 0 | 0
2774 | 1472.893 | 0 | 3014.993 | 1545.7463 | 0 | 0 | 1469.2467 | 0 | 0 | 0
2775 | 1483.656 | 0 | 2309.8307 | 1557.0416 | 0 | 0 | 752.789 | 0 | 0 | 0
2776 | 1473.083 | 0 | 1456.204 | 1456.204 | 0 | 0 | 0 | 85.512 | 0 | 0
2777 | 1294.28 | 0 | 420.6572 | 420.6572 | 0 | 0 | 0 | 893.449 | 0 | 0
2778 | 1058.51 | 0 | 82.8372 | 82.8372 | 0 | 0 | 0 | 979.577 | 0 | 0
2779 | 1464.006 | 0 | 0 | 0 | 0 | 0 | 0 | 1464.006 | 0 | 0
2780 | 1241.6 | 0 | 0 | 0 | 0 | 0 | 0 | 1241.6 | 0 | 0
2781 | 1408.8 | 0 | 0 | 0 | 0 | 0 | 0 | 1408.8 | 0 | 0
2782 | 1203.2 | 0 | 0 | 0 | 0 | 0 | 0 | 897.326 | 0 | 321.0034
2783 | 1300 | 0 | 0 | 0 | 0 | 0 | 0 | 708 | 0 | 621.2819
2784 | 0 | 0 | 0 | 0 | 0 | 0 | 0 | 0 | 0 | 0
2785 | 0 | 0 | 0 | 0 | 0 | 0 | 0 | 0 | 0 | 0
2786 | 0 | 0 | 0 | 0 | 0 | 0 | 0 | 0 | 0 | 0
2787 | 0 | 0 | 0 | 0 | 0 | 0 | 0 | 0 | 0 | 0
2788 | 0 | 0 | 0 | 0 | 0 | 0 | 0 | 0 | 0 | 0
2789 | 0 | 0 | 0 | 0 | 0 | 0 | 0 | 0 | 0 | 0
2790 | 0 | 0 | 0 | 0 | 0 | 0 | 0 | 0 | 0 | 0
2791 | 1083.813 | 0 | 457.2761 | 457.2761 | 0 | 0 | 0 | 648.089 | 0 | 0
2792 | 1008.77 | 0 | 1567.1448 | 1058.6665 | -508.4783 | 0 | 0 | 0 | 0 | 0
2793 | 934.389 | 0 | 2584.8907 | 980.6064 | -540.1826 | 0 | 1064.1017 | 0 | 0 | 0
2794 | 1123.825 | 0 | 3318.0443 | 1179.4124 | 0 | 0 | 2138.6318 | 0 | 0 | 0
2795 | 930.985 | 0 | 3819.8648 | 977.034 | 0 | 0 | 2842.8307 | 0 | 0 | 0
2796 | 972.383 | 0 | 4048.3108 | 1020.4797 | 0 | 0 | 3027.8311 | 0 | 0 | 0
2797 | 958.182 | 0 | 4020.5682 | 1005.5763 | 0 | 0 | 3014.992 | 0 | 0 | 0
2798 | 1202.344 | 0 | 3693.2754 | 1261.8152 | 0 | 0 | 2431.4603 | 0 | 0 | 0
2799 | 871.996 | 0 | 3124.6734 | 915.1273 | 0 | 0 | 2209.5461 | 0 | 0 | 0
2800 | 905.877 | 0 | 2297.6244 | 950.6841 | 0 | 0 | 1346.9403 | 0 | 0 | 0
2801 | 1065.211 | 0 | 1203.7589 | 1117.8992 | 0 | 0 | 85.8597 | 0 | 0 | 0
2802 | 1003.197 | 0 | 211.3838 | 211.3838 | 0 | 0 | 0 | 801.776 | 0 | 0
2803 | 1253.158 | 0 | 0 | 0 | 0 | 0 | 0 | 1253.158 | 0 | 0
2804 | 1226.4 | 0 | 0 | 0 | 0 | 0 | 0 | 1226.4 | 0 | 0
2805 | 1049.6 | 0 | 0 | 0 | 0 | 0 | 0 | 1049.6 | 0 | 0
2806 | 1300 | 0 | 0 | 0 | 0 | 0 | 0 | 1300 | 0 | 0
2807 | 1016.8 | 0 | 0 | 0 | 0 | 0 | 0 | 710.926 | 0 | 321.0034
2808 | 0 | 0 | 0 | 0 | 0 | 0 | 0 | 0 | 0 | 0
2809 | 0 | 0 | 0 | 0 | 0 | 0 | 0 | 0 | 0 | 0
2810 | 0 | 0 | 0 | 0 | 0 | 0 | 0 | 0 | 0 | 0
2811 | 0 | 0 | 0 | 0 | 0 | 0 | 0 | 0 | 0 | 0
2812 | 0 | 0 | 0 | 0 | 0 | 0 | 0 | 0 | 0 | 0
2813 | 0 | 0 | 0 | 0 | 0 | 0 | 0 | 0 | 0 | 0
2814 | 0 | 0 | 0 | 0 | 0 | 0 | 0 | 0 | 0 | 0
2815 | 976.828 | 0 | 308.7992 | 308.7992 | 0 | 0 | 0 | 90.583 | 0 | 621.2819
2816 | 949.208 | 0 | 1434.5704 | 996.1584 | -438.412 | 0 | 0 | 0 | 0 | 0
2817 | 1320.769 | 0 | 2398.3277 | 1386.0968 | -610.2489 | 0 | 401.982 | 0 | 0 | 0
2818 | 1344.335 | 0 | 3163.4699 | 1410.8294 | 0 | 0 | 1752.6405 | 0 | 0 | 0
2819 | 1328.345 | 0 | 3678.1768 | 1394.0485 | 0 | 0 | 2284.1283 | 0 | 0 | 0
2820 | 1413.067 | 0 | 3382.412 | 1482.9611 | 0 | 0 | 1899.4509 | 0 | 0 | 0
2821 | 1334.168 | 0 | 2754.7703 | 1400.1596 | 0 | 0 | 1354.6108 | 0 | 0 | 0
2822 | 1503.829 | 0 | 2724.8344 | 1578.2124 | 0 | 0 | 1146.622 | 0 | 0 | 0
2823 | 1371.782 | 0 | 1325.2804 | 1325.2804 | 0 | 0 | 0 | 108.964 | 0 | 0
2824 | 1502.032 | 0 | 756.3121 | 756.3121 | 0 | 0 | 0 | 781.366 | 0 | 0
2825 | 1377.423 | 0 | 682.304 | 682.304 | 0 | 0 | 0 | 727.277 | 0 | 0
2826 | 1514.373 | 0 | 136.915 | 136.915 | 0 | 0 | 0 | 1383.911 | 0 | 0
2827 | 1132.464 | 0 | 0 | 0 | 0 | 0 | 0 | 1132.464 | 0 | 0
2828 | 1019.2 | 0 | 0 | 0 | 0 | 0 | 0 | 1019.2 | 0 | 0
2829 | 1064.8 | 0 | 0 | 0 | 0 | 0 | 0 | 1064.8 | 0 | 0
2830 | 1386.4 | 0 | 0 | 0 | 0 | 0 | 0 | 1080.526 | 0 | 321.0034
2831 | 1148 | 0 | 0 | 0 | 0 | 0 | 0 | 556 | 0 | 621.2819
2832 | 0 | 0 | 0 | 0 | 0 | 0 | 0 | 0 | 0 | 0
2833 | 0 | 0 | 0 | 0 | 0 | 0 | 0 | 0 | 0 | 0
2834 | 0 | 0 | 0 | 0 | 0 | 0 | 0 | 0 | 0 | 0
2835 | 0 | 0 | 0 | 0 | 0 | 0 | 0 | 0 | 0 | 0
2836 | 0 | 0 | 0 | 0 | 0 | 0 | 0 | 0 | 0 | 0
2837 | 0 | 0 | 0 | 0 | 0 | 0 | 0 | 0 | 0 | 0
2838 | 0 | 0 | 0 | 0 | 0 | 0 | 0 | 0 | 0 | 0
2839 | 989.561 | 0 | 406.0193 | 406.0193 | 0 | 0 | 0 | 602.678 | 0 | 0
2840 | 970.741 | 0 | 1271.4807 | 1018.7565 | -252.7243 | 0 | 0 | 0 | 0 | 0
2841 | 1081.276 | 0 | 2627.0937 | 1134.7588 | -621.2819 | 0 | 871.053 | 0 | 0 | 0
2842 | 1571.813 | 0 | 1616.8694 | 1616.8694 | 0 | 0 | 0 | 0 | 0 | 32.6897
2843 | 1519.172 | 0 | 2956.1843 | 1594.3154 | -211.0344 | 0 | 1150.8345 | 0 | 0 | 0
2844 | 1461.244 | 0 | 3525.2523 | 1533.5211 | 0 | 0 | 1991.7312 | 0 | 0 | 0
2845 | 1711.452 | 0 | 4014.9966 | 1796.105 | 0 | 0 | 2218.8916 | 0 | 0 | 0
2846 | 1173.122 | 0 | 3720.8763 | 1231.1478 | 0 | 0 | 2489.7285 | 0 | 0 | 0
2847 | 1493.09 | 0 | 198.7819 | 198.7819 | 0 | 0 | 0 | 1303.677 | 0 | 0
2848 | 1648.072 | 0 | 718.9586 | 718.9586 | 0 | 0 | 0 | 962.999 | 0 | 0
2849 | 1134.203 | 0 | 88.2902 | 88.2902 | 0 | 0 | 0 | 1050.074 | 0 | 0
2850 | 1182.912 | 0 | 10.7098 | 10.7098 | 0 | 0 | 0 | 1172.707 | 0 | 0
2851 | 1420.356 | 0 | 0 | 0 | 0 | 0 | 0 | 1420.356 | 0 | 0
2852 | 1311.2 | 0 | 0 | 0 | 0 | 0 | 0 | 1311.2 | 0 | 0
2853 | 1405.6 | 0 | 0 | 0 | 0 | 0 | 0 | 1405.6 | 0 | 0
2854 | 1212 | 0 | 0 | 0 | 0 | 0 | 0 | 906.126 | 0 | 321.0034
2855 | 1395.2 | 0 | 0 | 0 | 0 | 0 | 0 | 803.2 | 0 | 621.2819
2856 | 0 | 0 | 0 | 0 | 0 | 0 | 0 | 0 | 0 | 0
2857 | 0 | 0 | 0 | 0 | 0 | 0 | 0 | 0 | 0 | 0
2858 | 0 | 0 | 0 | 0 | 0 | 0 | 0 | 0 | 0 | 0
2859 | 0 | 0 | 0 | 0 | 0 | 0 | 0 | 0 | 0 | 0
2860 | 0 | 0 | 0 | 0 | 0 | 0 | 0 | 0 | 0 | 0
2861 | 0 | 0 | 0 | 0 | 0 | 0 | 0 | 0 | 0 | 0
2862 | 0 | 0 | 0 | 0 | 0 | 0 | 0 | 0 | 0 | 0
2863 | 1384.773 | 0 | 455.0523 | 455.0523 | 0 | 0 | 0 | 951.168 | 0 | 0
2864 | 330.448 | 0 | 436.7014 | 346.7929 | -89.9085 | 0 | 0 | 0 | 0 | 0
2865 | 66.072 | 0 | 2022.6295 | 69.3401 | -621.2819 | 0 | 1332.0074 | 0 | 0 | 0
2866 | 69.845 | 0 | 2149.7215 | 73.2997 | -337.4705 | 0 | 1738.9513 | 0 | 0 | 0
2867 | 66.865 | 0 | 1761.8747 | 70.1723 | 0 | 0 | 1691.7024 | 0 | 0 | 0
2868 | 69.874 | 0 | 778.5953 | 73.3302 | 0 | 0 | 705.2652 | 0 | 0 | 0
2869 | 62.387 | 0 | 330.9649 | 65.4728 | 0 | 0 | 265.492 | 0 | 0 | 0
2870 | 65.31 | 0 | 624.9026 | 68.5404 | 0 | 0 | 556.3622 | 0 | 0 | 0
2871 | 60.338 | 0 | 1057.128 | 63.3225 | 0 | 0 | 993.8055 | 0 | 0 | 0
2872 | 69.75 | 0 | 1106.5335 | 73.2 | 0 | 0 | 1033.3335 | 0 | 0 | 0
2873 | 62.252 | 0 | 598.9997 | 65.3312 | 0 | 0 | 533.6686 | 0 | 0 | 0
2874 | 69.556 | 0 | 121.0828 | 72.9964 | 0 | 0 | 48.0864 | 0 | 0 | 0
2875 | 70.538 | 0 | 0 | 0 | 0 | 0 | 0 | 0 | 0 | 74.027
2876 | 76.8 | 0 | 0 | 0 | 0 | 0 | 0 | 0 | 0 | 80.5987
2877 | 72.8 | 0 | 0 | 0 | 0 | 0 | 0 | 0 | 0 | 76.4009
2878 | 78.4 | 0 | 0 | 0 | 0 | 0 | 0 | 0 | 0 | 82.2779
2879 | 72 | 0 | 0 | 0 | 0 | 0 | 0 | 0 | 0 | 75.5613
2880 | 0 | 0 | 0 | 0 | 0 | 0 | 0 | 0 | 0 | 0
2881 | 0 | 0 | 0 | 0 | 0 | 0 | 0 | 0 | 0 | 0
2882 | 0 | 0 | 0 | 0 | 0 | 0 | 0 | 0 | 0 | 0
2883 | 0 | 0 | 0 | 0 | 0 | 0 | 0 | 0 | 0 | 0
2884 | 0 | 0 | 0 | 0 | 0 | 0 | 0 | 0 | 0 | 0
2885 | 0 | 0 | 0 | 0 | 0 | 0 | 0 | 0 | 0 | 0
2886 | 0 | 0 | 0 | 0 | 0 | 0 | 0 | 0 | 0 | 0
2887 | 59.935 | 0 | 372.0377 | 62.8995 | -309.1381 | 0 | 0 | 0 | 0 | 0
2888 | 60.615 | 0 | 1599.8135 | 63.6132 | -123.6267 | 0 | 1412.5737 | 0 | 0 | 0
2889 | 57.444 | 0 | 2592.2841 | 60.2853 | 0 | 0 | 2531.9988 | 0 | 0 | 0
2890 | 63.569 | 0 | 3275.4508 | 66.7133 | 0 | 0 | 3208.7375 | 0 | 0 | 0
2891 | 57.64 | 0 | 3716.9723 | 60.491 | 0 | 0 | 3656.4813 | 0 | 0 | 0
2892 | 64.133 | 0 | 3935.1346 | 67.3052 | 0 | 0 | 3867.8294 | 0 | 0 | 0
2893 | 56.963 | 0 | 973.5446 | 59.7805 | 0 | 0 | 913.764 | 0 | 0 | 0
2894 | 68.404 | 0 | 1509.353 | 71.7874 | 0 | 0 | 1437.5656 | 0 | 0 | 0
2895 | 60.106 | 0 | 716.6109 | 63.079 | 0 | 0 | 653.5319 | 0 | 0 | 0
2896 | 68.887 | 0 | 242.1845 | 72.2943 | 0 | 0 | 169.8902 | 0 | 0 | 0
2897 | 59.771 | 0 | 111.9756 | 62.7274 | 0 | 0 | 49.2481 | 0 | 0 | 0
2898 | 69.059 | 0 | 18.0203 | 18.0203 | 0 | 0 | 0 | 0 | 0 | 54.4545
2899 | 74.479 | 0 | 0 | 0 | 0 | 0 | 0 | 0 | 0 | 78.1629
2900 | 85.6 | 0 | 0 | 0 | 0 | 0 | 0 | 0 | 0 | 89.834
2901 | 76 | 0 | 0 | 0 | 0 | 0 | 0 | 0 | 0 | 79.7592
2902 | 78.4 | 0 | 0 | 0 | 0 | 0 | 0 | 0 | 0 | 82.2779
2903 | 72.8 | 0 | 0 | 0 | 0 | 0 | 0 | 0 | 0 | 76.4009
2904 | 0 | 0 | 0 | 0 | 0 | 0 | 0 | 0 | 0 | 0
2905 | 0 | 0 | 0 | 0 | 0 | 0 | 0 | 0 | 0 | 0
2906 | 0 | 0 | 0 | 0 | 0 | 0 | 0 | 0 | 0 | 0
2907 | 0 | 0 | 0 | 0 | 0 | 0 | 0 | 0 | 0 | 0
2908 | 0 | 0 | 0 | 0 | 0 | 0 | 0 | 0 | 0 | 0
2909 | 0 | 0 | 0 | 0 | 0 | 0 | 0 | 0 | 0 | 0
2910 | 0 | 0 | 0 | 0 | 0 | 0 | 0 | 0 | 0 | 0
2911 | 59.139 | 0 | 461.0909 | 62.0642 | -399.0267 | 0 | 0 | 0 | 0 | 0
2912 | 159.508 | 0 | 1574.9339 | 167.3977 | -113.894 | 0 | 1293.6422 | 0 | 0 | 0
2913 | 1257.452 | 0 | 2571.1406 | 1319.649 | 0 | 0 | 1251.4916 | 0 | 0 | 0
2914 | 1452.636 | 0 | 3286.3505 | 1524.4873 | 0 | 0 | 1761.8632 | 0 | 0 | 0
2915 | 1793.298 | 0 | 3715.1809 | 1881.9994 | 0 | 0 | 1833.1815 | 0 | 0 | 0
2916 | 1328.98 | 0 | 3916.0197 | 1394.7149 | 0 | 0 | 2521.3048 | 0 | 0 | 0
2917 | 1338.234 | 0 | 3874.2616 | 1404.4267 | 0 | 0 | 2469.8349 | 0 | 0 | 0
2918 | 1057.156 | 0 | 2721.8476 | 1109.4458 | 0 | 0 | 1612.4018 | 0 | 0 | 0
2919 | 1280.998 | 0 | 1253.9809 | 1253.9809 | 0 | 0 | 0 | 0 | 0 | 90.3787
2920 | 1089.986 | 0 | 1987.9857 | 1143.9007 | -100.5816 | 0 | 743.5034 | 0 | 0 | 0
2921 | 1851.164 | 0 | 957.2517 | 957.2517 | 0 | 0 | 0 | 939.029 | 0 | 0
2922 | 1796.006 | 0 | 197.8111 | 197.8111 | 0 | 0 | 0 | 1607.518 | 0 | 0
2923 | 1783.629 | 0 | 0 | 0 | 0 | 0 | 0 | 1783.629 | 0 | 0
2924 | 1345.6 | 0 | 0 | 0 | 0 | 0 | 0 | 1345.6 | 0 | 0
2925 | 1422.4 | 0 | 0 | 0 | 0 | 0 | 0 | 1422.4 | 0 | 0
2926 | 1416.8 | 0 | 0 | 0 | 0 | 0 | 0 | 1110.926 | 0 | 321.0034
2927 | 1570.4 | 0 | 0 | 0 | 0 | 0 | 0 | 978.4 | 0 | 621.2819
2928 | 0 | 0 | 0 | 0 | 0 | 0 | 0 | 0 | 0 | 0
2929 | 0 | 0 | 0 | 0 | 0 | 0 | 0 | 0 | 0 | 0
2930 | 0 | 0 | 0 | 0 | 0 | 0 | 0 | 0 | 0 | 0
2931 | 0 | 0 | 0 | 0 | 0 | 0 | 0 | 0 | 0 | 0
2932 | 0 | 0 | 0 | 0 | 0 | 0 | 0 | 0 | 0 | 0
2933 | 0 | 0 | 0 | 0 | 0 | 0 | 0 | 0 | 0 | 0
2934 | 0 | 0 | 0 | 0 | 0 | 0 | 0 | 0 | 0 | 0
2935 | 1555.098 | 0 | 462.1676 | 462.1676 | 0 | 0 | 0 | 1114.713 | 0 | 0
2936 | 1292.903 | 0 | 1588.9736 | 1356.8535 | -232.1202 | 0 | 0 | 0 | 0 | 0
2937 | 1616.041 | 0 | 2588.5995 | 1695.9748 | -621.2819 | 0 | 271.3428 | 0 | 0 | 0
2938 | 1859.685 | 0 | 3307.0259 | 1951.67 | -195.2588 | 0 | 1160.0971 | 0 | 0 | 0
2939 | 1608.786 | 0 | 3053.8536 | 1688.3609 | 0 | 0 | 1365.4927 | 0 | 0 | 0
2940 | 1823.532 | 0 | 3987.4913 | 1913.7288 | 0 | 0 | 2073.7624 | 0 | 0 | 0
2941 | 1798.158 | 0 | 2114.533 | 1887.0998 | 0 | 0 | 227.4333 | 0 | 0 | 0
2942 | 1525.044 | 0 | 1204.6048 | 1204.6048 | 0 | 0 | 0 | 105.21 | 0 | 285.4581
2943 | 1520.027 | 0 | 1912.8955 | 1595.2116 | -317.6839 | 0 | 0 | 0 | 0 | 0
2944 | 1553.305 | 0 | 500.1529 | 500.1529 | 0 | 0 | 0 | 1076.725 | 0 | 0
2945 | 1531.346 | 0 | 32.3256 | 32.3256 | 0 | 0 | 0 | 1500.544 | 0 | 0
2946 | 1537.263 | 0 | 0 | 0 | 0 | 0 | 0 | 1537.263 | 0 | 0
2947 | 1394.4 | 0 | 0 | 0 | 0 | 0 | 0 | 1394.4 | 0 | 0
2948 | 1347.2 | 0 | 0 | 0 | 0 | 0 | 0 | 1347.2 | 0 | 0
2949 | 1466.4 | 0 | 0 | 0 | 0 | 0 | 0 | 1466.4 | 0 | 0
2950 | 1319.2 | 0 | 0 | 0 | 0 | 0 | 0 | 1013.326 | 0 | 321.0034
2951 | 1240 | 0 | 0 | 0 | 0 | 0 | 0 | 648 | 0 | 621.2819
2952 | 0 | 0 | 0 | 0 | 0 | 0 | 0 | 0 | 0 | 0
2953 | 0 | 0 | 0 | 0 | 0 | 0 | 0 | 0 | 0 | 0
2954 | 0 | 0 | 0 | 0 | 0 | 0 | 0 | 0 | 0 | 0
2955 | 0 | 0 | 0 | 0 | 0 | 0 | 0 | 0 | 0 | 0
2956 | 0 | 0 | 0 | 0 | 0 | 0 | 0 | 0 | 0 | 0
2957 | 0 | 0 | 0 | 0 | 0 | 0 | 0 | 0 | 0 | 0
2958 | 0 | 0 | 0 | 0 | 0 | 0 | 0 | 0 | 0 | 0
2959 | 1206.214 | 0 | 465.7862 | 465.7862 | 0 | 0 | 0 | 762.381 | 0 | 0
2960 | 1033.754 | 0 | 1314.2212 | 1084.8863 | -229.3349 | 0 | 0 | 0 | 0 | 0
2961 | 1422.494 | 0 | 2631.0849 | 1492.8544 | -621.2819 | 0 | 516.9485 | 0 | 0 | 0
2962 | 1530.86 | 0 | 2809.3214 | 1606.5805 | -198.0441 | 0 | 1004.6968 | 0 | 0 | 0
2963 | 1656.662 | 0 | 3856.2948 | 1738.605 | 0 | 0 | 2117.6898 | 0 | 0 | 0
2964 | 1345.486 | 0 | 3409.8764 | 1412.0374 | 0 | 0 | 1997.8391 | 0 | 0 | 0
2965 | 1497.656 | 0 | 914.3874 | 914.3874 | 0 | 0 | 0 | 626.365 | 0 | 0
2966 | 1691.038 | 0 | 289.68 | 289.68 | 0 | 0 | 0 | 1415.011 | 0 | 0
2967 | 1889.882 | 0 | 552.2199 | 552.2199 | 0 | 0 | 0 | 1363.689 | 0 | 0
2968 | 1787.216 | 0 | 1118.1007 | 1118.1007 | 0 | 0 | 0 | 721.813 | 0 | 0
2969 | 1100.388 | 0 | 658.0866 | 658.0866 | 0 | 0 | 0 | 473.318 | 0 | 0
2970 | 1874.444 | 0 | 138.3822 | 138.3822 | 0 | 0 | 0 | 1742.584 | 0 | 0
2971 | 1314.638 | 0 | 0 | 0 | 0 | 0 | 0 | 1314.638 | 0 | 0
2972 | 1416 | 0 | 0 | 0 | 0 | 0 | 0 | 1416 | 0 | 0
2973 | 988.8 | 0 | 0 | 0 | 0 | 0 | 0 | 988.8 | 0 | 0
2974 | 963.2 | 0 | 0 | 0 | 0 | 0 | 0 | 963.2 | 0 | 0
2975 | 1384 | 0 | 0 | 0 | 0 | 0 | 0 | 1078.126 | 0 | 321.0034
2976 | 0 | 0 | 0 | 0 | 0 | 0 | 0 | 0 | 0 | 0
2977 | 0 | 0 | 0 | 0 | 0 | 0 | 0 | 0 | 0 | 0
2978 | 0 | 0 | 0 | 0 | 0 | 0 | 0 | 0 | 0 | 0
2979 | 0 | 0 | 0 | 0 | 0 | 0 | 0 | 0 | 0 | 0
2980 | 0 | 0 | 0 | 0 | 0 | 0 | 0 | 0 | 0 | 0
2981 | 0 | 0 | 0 | 0 | 0 | 0 | 0 | 0 | 0 | 0
2982 | 0 | 0 | 0 | 0 | 0 | 0 | 0 | 0 | 0 | 0
2983 | 1212.52 | 0 | 466.9102 | 466.9102 | 0 | 0 | 0 | 175.616 | 0 | 621.2819
2984 | 1002.061 | 0 | 1641.4069 | 1051.6256 | -589.7812 | 0 | 0 | 0 | 0 | 0
2985 | 965.107 | 0 | 1149.3086 | 1012.8438 | -136.4648 | 0 | 0 | 0 | 0 | 0
2986 | 1411.917 | 0 | 3433.4138 | 1481.7532 | -322.4149 | 0 | 1629.2457 | 0 | 0 | 0
2987 | 1427.898 | 0 | 2154.4819 | 1498.5257 | 0 | 0 | 655.9562 | 0 | 0 | 0
2988 | 1337.421 | 0 | 1693.4151 | 1403.5735 | 0 | 0 | 289.8417 | 0 | 0 | 0
2989 | 1072.122 | 0 | 2291.5333 | 1125.1521 | 0 | 0 | 1166.3812 | 0 | 0 | 0
2990 | 1193.708 | 0 | 2910.9419 | 1252.752 | 0 | 0 | 1658.1899 | 0 | 0 | 0
2991 | 980.197 | 0 | 2796.5883 | 1028.6802 | 0 | 0 | 1767.9081 | 0 | 0 | 0
2992 | 1206.253 | 0 | 2106.5907 | 1265.9175 | 0 | 0 | 840.6731 | 0 | 0 | 0
2993 | 1386.057 | 0 | 687.4673 | 687.4673 | 0 | 0 | 0 | 730.991 | 0 | 0
2994 | 1219.223 | 0 | 145.8512 | 145.8512 | 0 | 0 | 0 | 1080.246 | 0 | 0
2995 | 1409.584 | 0 | 0 | 0 | 0 | 0 | 0 | 1409.584 | 0 | 0
2996 | 1578.4 | 0 | 0 | 0 | 0 | 0 | 0 | 1578.4 | 0 | 0
2997 | 1444.8 | 0 | 0 | 0 | 0 | 0 | 0 | 1444.8 | 0 | 0
2998 | 1684 | 0 | 0 | 0 | 0 | 0 | 0 | 1378.126 | 0 | 321.0034
2999 | 1376.8 | 0 | 0 | 0 | 0 | 0 | 0 | 784.8 | 0 | 621.2819
3000 | 0 | 0 | 0 | 0 | 0 | 0 | 0 | 0 | 0 | 0
3001 | 0 | 0 | 0 | 0 | 0 | 0 | 0 | 0 | 0 | 0
3002 | 0 | 0 | 0 | 0 | 0 | 0 | 0 | 0 | 0 | 0
3003 | 0 | 0 | 0 | 0 | 0 | 0 | 0 | 0 | 0 | 0
3004 | 0 | 0 | 0 | 0 | 0 | 0 | 0 | 0 | 0 | 0
3005 | 0 | 0 | 0 | 0 | 0 | 0 | 0 | 0 | 0 | 0
3006 | 0 | 0 | 0 | 0 | 0 | 0 | 0 | 0 | 0 | 0
3007 | 781.83 | 0 | 294.1508 | 294.1508 | 0 | 0 | 0 | 501.543 | 0 | 0
3008 | 709.607 | 0 | 1611.1278 | 744.7061 | -621.2819 | 0 | 245.1398 | 0 | 0 | 0
3009 | 1534.229 | 0 | 2625.1417 | 1610.1161 | -427.379 | 0 | 587.6466 | 0 | 0 | 0
3010 | 1020.516 | 0 | 3356.8754 | 1070.9935 | 0 | 0 | 2285.8819 | 0 | 0 | 0
3011 | 1287.992 | 0 | 2648.0526 | 1351.6996 | 0 | 0 | 1296.353 | 0 | 0 | 0
3012 | 1475.707 | 0 | 4024.2403 | 1548.6995 | 0 | 0 | 2475.5408 | 0 | 0 | 0
3013 | 1238.1 | 0 | 3985.6809 | 1299.3398 | 0 | 0 | 2686.3412 | 0 | 0 | 0
3014 | 1241.662 | 0 | 2538.348 | 1303.078 | 0 | 0 | 1235.2701 | 0 | 0 | 0
3015 | 1191.082 | 0 | 1904.3141 | 1249.9961 | 0 | 0 | 654.318 | 0 | 0 | 0
3016 | 1159.838 | 0 | 1608.6553 | 1217.2067 | 0 | 0 | 391.4485 | 0 | 0 | 0
3017 | 1030.094 | 0 | 783.3504 | 783.3504 | 0 | 0 | 0 | 283.664 | 0 | 0
3018 | 1147.534 | 0 | 168.0232 | 168.0232 | 0 | 0 | 0 | 987.43 | 0 | 0
3019 | 1455.483 | 0 | 0 | 0 | 0 | 0 | 0 | 1455.483 | 0 | 0
3020 | 1283.2 | 0 | 0 | 0 | 0 | 0 | 0 | 1283.2 | 0 | 0
3021 | 1238.4 | 0 | 0 | 0 | 0 | 0 | 0 | 1238.4 | 0 | 0
3022 | 1134.4 | 0 | 0 | 0 | 0 | 0 | 0 | 828.526 | 0 | 321.0034
3023 | 1165.6 | 0 | 0 | 0 | 0 | 0 | 0 | 573.6 | 0 | 621.2819
3024 | 0 | 0 | 0 | 0 | 0 | 0 | 0 | 0 | 0 | 0
3025 | 0 | 0 | 0 | 0 | 0 | 0 | 0 | 0 | 0 | 0
3026 | 0 | 0 | 0 | 0 | 0 | 0 | 0 | 0 | 0 | 0
3027 | 0 | 0 | 0 | 0 | 0 | 0 | 0 | 0 | 0 | 0
3028 | 0 | 0 | 0 | 0 | 0 | 0 | 0 | 0 | 0 | 0
3029 | 0 | 0 | 0 | 0 | 0 | 0 | 0 | 0 | 0 | 0
3030 | 0 | 0 | 0 | 0 | 0 | 0 | 0 | 0 | 0 | 0
3031 | 1273.643 | 0 | 474.8651 | 474.8651 | 0 | 0 | 0 | 821.159 | 0 | 0
3032 | 802.242 | 0 | 1586.8915 | 841.9231 | -621.2819 | 0 | 123.6865 | 0 | 0 | 0
3033 | 1200.115 | 0 | 1821.0623 | 1259.4759 | -427.379 | 0 | 134.2074 | 0 | 0 | 0
3034 | 1471.92 | 0 | 3300.8876 | 1544.7251 | 0 | 0 | 1756.1625 | 0 | 0 | 0
3035 | 1380.935 | 0 | 3680.7144 | 1449.2398 | 0 | 0 | 2231.4746 | 0 | 0 | 0
3036 | 1423.39 | 0 | 3850.2509 | 1493.7947 | 0 | 0 | 2356.4562 | 0 | 0 | 0
3037 | 1393.065 | 0 | 3070.4183 | 1461.9698 | 0 | 0 | 1608.4485 | 0 | 0 | 0
3038 | 1542.057 | 0 | 3128.2699 | 1618.3313 | 0 | 0 | 1509.9386 | 0 | 0 | 0
3039 | 1458.87 | 0 | 2575.3752 | 1531.0297 | 0 | 0 | 1044.3455 | 0 | 0 | 0
3040 | 2088.377 | 0 | 316.1748 | 316.1748 | 0 | 0 | 0 | 1787.104 | 0 | 0
3041 | 1746.298 | 0 | 318.895 | 318.895 | 0 | 0 | 0 | 1442.433 | 0 | 0
3042 | 1528.475 | 0 | 63.185 | 63.185 | 0 | 0 | 0 | 1468.268 | 0 | 0
3043 | 1628.348 | 0 | 0 | 0 | 0 | 0 | 0 | 1628.348 | 0 | 0
3044 | 1763.2 | 0 | 0 | 0 | 0 | 0 | 0 | 1763.2 | 0 | 0
3045 | 1925.6 | 0 | 0 | 0 | 0 | 0 | 0 | 1925.6 | 0 | 0
3046 | 2003.2 | 0 | 0 | 0 | 0 | 0 | 0 | 1697.326 | 0 | 321.0034
3047 | 1744 | 0 | 0 | 0 | 0 | 0 | 0 | 1152 | 0 | 621.2819
3048 | 0 | 0 | 0 | 0 | 0 | 0 | 0 | 0 | 0 | 0
3049 | 0 | 0 | 0 | 0 | 0 | 0 | 0 | 0 | 0 | 0
3050 | 0 | 0 | 0 | 0 | 0 | 0 | 0 | 0 | 0 | 0
3051 | 0 | 0 | 0 | 0 | 0 | 0 | 0 | 0 | 0 | 0
3052 | 0 | 0 | 0 | 0 | 0 | 0 | 0 | 0 | 0 | 0
3053 | 0 | 0 | 0 | 0 | 0 | 0 | 0 | 0 | 0 | 0
3054 | 0 | 0 | 0 | 0 | 0 | 0 | 0 | 0 | 0 | 0
3055 | 1371.414 | 0 | 307.7172 | 307.7172 | 0 | 0 | 0 | 1078.2 | 0 | 0
3056 | 1360.451 | 0 | 935.4764 | 935.4764 | 0 | 0 | 0 | 469.065 | 0 | 0
3057 | 1498.823 | 0 | 1475.2528 | 1475.2528 | 0 | 0 | 0 | 93.101 | 0 | 0
3058 | 2067.103 | 0 | 2501.2254 | 2169.3475 | -331.8779 | 0 | 0 | 0 | 0 | 0
3059 | 1900.996 | 0 | 3624.8862 | 1995.0244 | -621.2819 | 0 | 1008.5798 | 0 | 0 | 0
3060 | 2047.677 | 0 | 3857.3358 | 2148.9606 | -95.5011 | 0 | 1612.8741 | 0 | 0 | 0
3061 | 1737.954 | 0 | 3367.4141 | 1823.9179 | 0 | 0 | 1543.4962 | 0 | 0 | 0
3062 | 1834.925 | 0 | 2992.6909 | 1925.6854 | 0 | 0 | 1067.0055 | 0 | 0 | 0
3063 | 1799.821 | 0 | 1052.8514 | 1052.8514 | 0 | 0 | 0 | 796.592 | 0 | 0
3064 | 1674.824 | 0 | 191.2289 | 191.2289 | 0 | 0 | 0 | 1492.608 | 0 | 0
3065 | 1838.59 | 0 | 331.1726 | 331.1726 | 0 | 0 | 0 | 1523.026 | 0 | 0
3066 | 1892.738 | 0 | 67.7334 | 67.7334 | 0 | 0 | 0 | 1828.197 | 0 | 0
3067 | 1857.119 | 0 | 0 | 0 | 0 | 0 | 0 | 1857.119 | 0 | 0
3068 | 1924 | 0 | 0 | 0 | 0 | 0 | 0 | 1924 | 0 | 0
3069 | 1824.8 | 0 | 0 | 0 | 0 | 0 | 0 | 1824.8 | 0 | 0
3070 | 2112.8 | 0 | 0 | 0 | 0 | 0 | 0 | 1806.926 | 0 | 321.0034
3071 | 1693.6 | 0 | 0 | 0 | 0 | 0 | 0 | 1101.6 | 0 | 621.2819
3072 | 0 | 0 | 0 | 0 | 0 | 0 | 0 | 0 | 0 | 0
3073 | 0 | 0 | 0 | 0 | 0 | 0 | 0 | 0 | 0 | 0
3074 | 0 | 0 | 0 | 0 | 0 | 0 | 0 | 0 | 0 | 0
3075 | 0 | 0 | 0 | 0 | 0 | 0 | 0 | 0 | 0 | 0
3076 | 0 | 0 | 0 | 0 | 0 | 0 | 0 | 0 | 0 | 0
3077 | 0 | 0 | 0 | 0 | 0 | 0 | 0 | 0 | 0 | 0
3078 | 0 | 0 | 0 | 0 | 0 | 0 | 0 | 0 | 0 | 0
3079 | 1151.437 | 0 | 478.2538 | 478.2538 | 0 | 0 | 0 | 695.724 | 0 | 0
3080 | 1016.173 | 0 | 1575.1407 | 1066.4357 | -508.705 | 0 | 0 | 0 | 0 | 0
3081 | 1393.713 | 0 | 2584.3407 | 1462.6498 | -539.9559 | 0 | 581.735 | 0 | 0 | 0
3082 | 1742.288 | 0 | 3318.8009 | 1828.4663 | 0 | 0 | 1490.3346 | 0 | 0 | 0
3083 | 1918.198 | 0 | 2393.5558 | 2013.0773 | 0 | 0 | 380.4785 | 0 | 0 | 0
3084 | 1389.518 | 0 | 3991.3291 | 1458.2473 | 0 | 0 | 2533.0818 | 0 | 0 | 0
3085 | 1454.847 | 0 | 3935.2815 | 1526.8077 | 0 | 0 | 2408.4739 | 0 | 0 | 0
3086 | 1572.945 | 0 | 3616.9491 | 1650.7471 | 0 | 0 | 1966.202 | 0 | 0 | 0
3087 | 1407.007 | 0 | 1203.4693 | 1203.4693 | 0 | 0 | 0 | 260.259 | 0 | 0
3088 | 1270.866 | 0 | 269.4244 | 269.4244 | 0 | 0 | 0 | 1014.14 | 0 | 0
3089 | 1921.03 | 0 | 122.4198 | 122.4198 | 0 | 0 | 0 | 1804.38 | 0 | 0
3090 | 1338.785 | 0 | 18.5283 | 18.5283 | 0 | 0 | 0 | 1321.13 | 0 | 0
3091 | 1455.323 | 0 | 0 | 0 | 0 | 0 | 0 | 1455.323 | 0 | 0
3092 | 1472 | 0 | 0 | 0 | 0 | 0 | 0 | 1472 | 0 | 0
3093 | 1682.4 | 0 | 0 | 0 | 0 | 0 | 0 | 1682.4 | 0 | 0
3094 | 1751.2 | 0 | 0 | 0 | 0 | 0 | 0 | 1445.326 | 0 | 321.0034
3095 | 1388 | 0 | 0 | 0 | 0 | 0 | 0 | 796 | 0 | 621.2819
3096 | 0 | 0 | 0 | 0 | 0 | 0 | 0 | 0 | 0 | 0
3097 | 0 | 0 | 0 | 0 | 0 | 0 | 0 | 0 | 0 | 0
3098 | 0 | 0 | 0 | 0 | 0 | 0 | 0 | 0 | 0 | 0
3099 | 0 | 0 | 0 | 0 | 0 | 0 | 0 | 0 | 0 | 0
3100 | 0 | 0 | 0 | 0 | 0 | 0 | 0 | 0 | 0 | 0
3101 | 0 | 0 | 0 | 0 | 0 | 0 | 0 | 0 | 0 | 0
3102 | 0 | 0 | 0 | 0 | 0 | 0 | 0 | 0 | 0 | 0
3103 | 596.8 | 0 | 474.9826 | 474.9826 | 0 | 0 | 0 | 144.204 | 0 | 0
3104 | 559.198 | 0 | 935.7608 | 586.8574 | -348.9033 | 0 | 0 | 0 | 0 | 0
3105 | 533.643 | 0 | 1905.8809 | 560.0384 | -621.2819 | 0 | 724.5606 | 0 | 0 | 0
3106 | 918.03 | 0 | 2152.1279 | 963.4372 | -78.4767 | 0 | 1110.214 | 0 | 0 | 0
3107 | 967.693 | 0 | 2508.24 | 1015.5577 | 0 | 0 | 1492.6823 | 0 | 0 | 0
3108 | 627.109 | 0 | 3306.8244 | 658.1275 | 0 | 0 | 2648.6969 | 0 | 0 | 0
3109 | 812.063 | 0 | 3246.3187 | 852.2298 | 0 | 0 | 2394.0889 | 0 | 0 | 0
3110 | 905.477 | 0 | 2960.359 | 950.2643 | 0 | 0 | 2010.0947 | 0 | 0 | 0
3111 | 596.201 | 0 | 2225.308 | 625.6907 | 0 | 0 | 1599.6173 | 0 | 0 | 0
3112 | 817.356 | 0 | 106.5467 | 106.5467 | 0 | 0 | 0 | 715.831 | 0 | 0
3113 | 855.171 | 0 | 36.324 | 36.324 | 0 | 0 | 0 | 820.559 | 0 | 0
3114 | 864.861 | 0 | 0 | 0 | 0 | 0 | 0 | 864.861 | 0 | 0
3115 | 824.194 | 0 | 0 | 0 | 0 | 0 | 0 | 824.194 | 0 | 0
3116 | 626.4 | 0 | 0 | 0 | 0 | 0 | 0 | 626.4 | 0 | 0
3117 | 780 | 0 | 0 | 0 | 0 | 0 | 0 | 780 | 0 | 0
3118 | 831.2 | 0 | 0 | 0 | 0 | 0 | 0 | 525.326 | 0 | 321.0034
3119 | 764 | 0 | 0 | 0 | 0 | 0 | 0 | 172 | 0 | 621.2819
3120 | 0 | 0 | 0 | 0 | 0 | 0 | 0 | 0 | 0 | 0
3121 | 0 | 0 | 0 | 0 | 0 | 0 | 0 | 0 | 0 | 0
3122 | 0 | 0 | 0 | 0 | 0 | 0 | 0 | 0 | 0 | 0
3123 | 0 | 0 | 0 | 0 | 0 | 0 | 0 | 0 | 0 | 0
3124 | 0 | 0 | 0 | 0 | 0 | 0 | 0 | 0 | 0 | 0
3125 | 0 | 0 | 0 | 0 | 0 | 0 | 0 | 0 | 0 | 0
3126 | 0 | 0 | 0 | 0 | 0 | 0 | 0 | 0 | 0 | 0
3127 | 1606.824 | 0 | 354.0593 | 354.0593 | 0 | 0 | 0 | 1269.452 | 0 | 0
3128 | 1031.203 | 0 | 1309.3653 | 1082.2091 | -227.1562 | 0 | 0 | 0 | 0 | 0
3129 | 1251.649 | 0 | 1886.1584 | 1313.5589 | -572.5994 | 0 | 0 | 0 | 0 | 0
3130 | 1182.361 | 0 | 2695.9742 | 1240.8448 | -248.9053 | 0 | 1206.2241 | 0 | 0 | 0
3131 | 1327.158 | 0 | 3145.0655 | 1392.8028 | 0 | 0 | 1752.2627 | 0 | 0 | 0
3132 | 662.126 | 0 | 3278.2371 | 694.8765 | 0 | 0 | 2583.3605 | 0 | 0 | 0
3133 | 803.013 | 0 | 3367.5852 | 842.7322 | 0 | 0 | 2524.853 | 0 | 0 | 0
3134 | 839.44 | 0 | 2908.1976 | 880.961 | 0 | 0 | 2027.2366 | 0 | 0 | 0
3135 | 881.612 | 0 | 2673.7906 | 925.2189 | 0 | 0 | 1748.5717 | 0 | 0 | 0
3136 | 723.729 | 0 | 1746.6166 | 759.5266 | 0 | 0 | 987.09 | 0 | 0 | 0
3137 | 1037.81 | 0 | 774.2317 | 774.2317 | 0 | 0 | 0 | 300.069 | 0 | 0
3138 | 1280.783 | 0 | 167.893 | 167.893 | 0 | 0 | 0 | 1120.803 | 0 | 0
3139 | 1299.258 | 0 | 0 | 0 | 0 | 0 | 0 | 1299.258 | 0 | 0
3140 | 1091.2 | 0 | 0 | 0 | 0 | 0 | 0 | 1091.2 | 0 | 0
3141 | 1475.2 | 0 | 0 | 0 | 0 | 0 | 0 | 1475.2 | 0 | 0
3142 | 901.6 | 0 | 0 | 0 | 0 | 0 | 0 | 901.6 | 0 | 0
3143 | 1424.8 | 0 | 0 | 0 | 0 | 0 | 0 | 1118.926 | 0 | 321.0034
3144 | 0 | 0 | 0 | 0 | 0 | 0 | 0 | 0 | 0 | 0
3145 | 0 | 0 | 0 | 0 | 0 | 0 | 0 | 0 | 0 | 0
3146 | 0 | 0 | 0 | 0 | 0 | 0 | 0 | 0 | 0 | 0
3147 | 0 | 0 | 0 | 0 | 0 | 0 | 0 | 0 | 0 | 0
3148 | 0 | 0 | 0 | 0 | 0 | 0 | 0 | 0 | 0 | 0
3149 | 0 | 0 | 0 | 0 | 0 | 0 | 0 | 0 | 0 | 0
3150 | 0 | 0 | 0 | 0 | 0 | 0 | 0 | 0 | 0 | 0
3151 | 1360.959 | 0 | 447.0743 | 447.0743 | 0 | 0 | 0 | 342.956 | 0 | 621.2819
3152 | 1089.279 | 0 | 1324.9666 | 1143.1577 | -181.8089 | 0 | 0 | 0 | 0 | 0
3153 | 1352.296 | 0 | 2587.7767 | 1419.1842 | -621.2819 | 0 | 547.3105 | 0 | 0 | 0
3154 | 1592.847 | 0 | 3325.1166 | 1671.6335 | -245.5701 | 0 | 1407.913 | 0 | 0 | 0
3155 | 1626.609 | 0 | 2885.5533 | 1707.0655 | 0 | 0 | 1178.4878 | 0 | 0 | 0
3156 | 1541.713 | 0 | 2734.332 | 1617.9703 | 0 | 0 | 1116.3618 | 0 | 0 | 0
3157 | 1622.298 | 0 | 3023.0057 | 1702.5412 | 0 | 0 | 1320.4644 | 0 | 0 | 0
3158 | 1448.694 | 0 | 2157.9955 | 1520.3503 | 0 | 0 | 637.6451 | 0 | 0 | 0
3159 | 1620.387 | 0 | 1695.2244 | 1695.2244 | 0 | 0 | 0 | 5.061 | 0 | 0
3160 | 1509.994 | 0 | 1115.8947 | 1115.8947 | 0 | 0 | 0 | 446.693 | 0 | 0
3161 | 1315.27 | 0 | 842.3607 | 842.3607 | 0 | 0 | 0 | 512.611 | 0 | 0
3162 | 1693.54 | 0 | 182.8426 | 182.8426 | 0 | 0 | 0 | 1519.315 | 0 | 0
3163 | 1887.87 | 0 | 0 | 0 | 0 | 0 | 0 | 1887.87 | 0 | 0
3164 | 1574.4 | 0 | 0 | 0 | 0 | 0 | 0 | 1574.4 | 0 | 0
3165 | 1738.4 | 0 | 0 | 0 | 0 | 0 | 0 | 1738.4 | 0 | 0
3166 | 1488 | 0 | 0 | 0 | 0 | 0 | 0 | 1182.126 | 0 | 321.0034
3167 | 1567.2 | 0 | 0 | 0 | 0 | 0 | 0 | 975.2 | 0 | 621.2819
3168 | 0 | 0 | 0 | 0 | 0 | 0 | 0 | 0 | 0 | 0
3169 | 0 | 0 | 0 | 0 | 0 | 0 | 0 | 0 | 0 | 0
3170 | 0 | 0 | 0 | 0 | 0 | 0 | 0 | 0 | 0 | 0
3171 | 0 | 0 | 0 | 0 | 0 | 0 | 0 | 0 | 0 | 0
3172 | 0 | 0 | 0 | 0 | 0 | 0 | 0 | 0 | 0 | 0
3173 | 0 | 0 | 0 | 0 | 0 | 0 | 0 | 0 | 0 | 0
3174 | 0 | 0 | 0 | 0 | 0 | 0 | 0 | 0 | 0 | 0
3175 | 1222.398 | 0 | 451.2679 | 451.2679 | 0 | 0 | 0 | 792.399 | 0 | 0
3176 | 1224.246 | 0 | 1291.9369 | 1284.8005 | -7.1363 | 0 | 0 | 0 | 0 | 0
3177 | 1405.356 | 0 | 2602.9697 | 1474.8687 | -621.2819 | 0 | 506.8191 | 0 | 0 | 0
3178 | 1702.904 | 0 | 3338.2107 | 1787.1342 | -420.2426 | 0 | 1130.8338 | 0 | 0 | 0
3179 | 1163.639 | 0 | 3200.2484 | 1221.1957 | 0 | 0 | 1979.0526 | 0 | 0 | 0
3180 | 1654.093 | 0 | 3139.3344 | 1735.9089 | 0 | 0 | 1403.4255 | 0 | 0 | 0
3181 | 1527.881 | 0 | 3425.0107 | 1603.4541 | 0 | 0 | 1821.5566 | 0 | 0 | 0
3182 | 1582.693 | 0 | 3610.1832 | 1660.9773 | 0 | 0 | 1949.2059 | 0 | 0 | 0
3183 | 1693.198 | 0 | 2615.8215 | 1776.9482 | 0 | 0 | 838.8733 | 0 | 0 | 0
3184 | 1547.887 | 0 | 1368.364 | 1368.364 | 0 | 0 | 0 | 244.016 | 0 | 0
3185 | 1494.49 | 0 | 860.1795 | 860.1795 | 0 | 0 | 0 | 674.852 | 0 | 0
3186 | 1557.6 | 0 | 189.2654 | 189.2654 | 0 | 0 | 0 | 1377.255 | 0 | 0
3187 | 1736.8 | 0 | 0 | 0 | 0 | 0 | 0 | 1736.8 | 0 | 0
3188 | 1518.4 | 0 | 0 | 0 | 0 | 0 | 0 | 1518.4 | 0 | 0
3189 | 1556 | 0 | 0 | 0 | 0 | 0 | 0 | 1556 | 0 | 0
3190 | 1313.6 | 0 | 0 | 0 | 0 | 0 | 0 | 1007.726 | 0 | 321.0034
3191 | 1468.8 | 0 | 0 | 0 | 0 | 0 | 0 | 876.8 | 0 | 621.2819
3192 | 0 | 0 | 0 | 0 | 0 | 0 | 0 | 0 | 0 | 0
3193 | 0 | 0 | 0 | 0 | 0 | 0 | 0 | 0 | 0 | 0
3194 | 0 | 0 | 0 | 0 | 0 | 0 | 0 | 0 | 0 | 0
3195 | 0 | 0 | 0 | 0 | 0 | 0 | 0 | 0 | 0 | 0
3196 | 0 | 0 | 0 | 0 | 0 | 0 | 0 | 0 | 0 | 0
3197 | 0 | 0 | 0 | 0 | 0 | 0 | 0 | 0 | 0 | 0
3198 | 0 | 0 | 0 | 0 | 0 | 0 | 0 | 0 | 0 | 0
3199 | 1067.464 | 0 | 490.4895 | 490.4895 | 0 | 0 | 0 | 600.092 | 0 | 0
3200 | 1283.562 | 0 | 1381.4749 | 1347.0504 | -34.4245 | 0 | 0 | 0 | 0 | 0
3201 | 1599.831 | 0 | 1972.0821 | 1678.963 | -293.1191 | 0 | 0 | 0 | 0 | 0
3202 | 1734.369 | 0 | 3247.1111 | 1820.1556 | -621.2819 | 0 | 805.6736 | 0 | 0 | 0
3203 | 1623.038 | 0 | 3788.065 | 1703.3178 | -99.8354 | 0 | 1984.9118 | 0 | 0 | 0
3204 | 1636.443 | 0 | 4014.1214 | 1717.3859 | 0 | 0 | 2296.7355 | 0 | 0 | 0
3205 | 1725.917 | 0 | 3972.0316 | 1811.2855 | 0 | 0 | 2160.7461 | 0 | 0 | 0
3206 | 2012.075 | 0 | 3651.2801 | 2111.5977 | 0 | 0 | 1539.6825 | 0 | 0 | 0
3207 | 1948.007 | 0 | 3074.7715 | 2044.3607 | 0 | 0 | 1030.4108 | 0 | 0 | 0
3208 | 1556.628 | 0 | 2258.6988 | 1633.623 | 0 | 0 | 625.0757 | 0 | 0 | 0
3209 | 1721.903 | 0 | 1166.6667 | 1166.6667 | 0 | 0 | 0 | 610.223 | 0 | 0
3210 | 1737.852 | 0 | 193.6657 | 193.6657 | 0 | 0 | 0 | 1553.314 | 0 | 0
3211 | 1568.995 | 0 | 0 | 0 | 0 | 0 | 0 | 1568.995 | 0 | 0
3212 | 1459.2 | 0 | 0 | 0 | 0 | 0 | 0 | 1459.2 | 0 | 0
3213 | 1577.6 | 0 | 0 | 0 | 0 | 0 | 0 | 1577.6 | 0 | 0
3214 | 1764.8 | 0 | 0 | 0 | 0 | 0 | 0 | 1458.926 | 0 | 321.0034
3215 | 1724 | 0 | 0 | 0 | 0 | 0 | 0 | 1132 | 0 | 621.2819
3216 | 0 | 0 | 0 | 0 | 0 | 0 | 0 | 0 | 0 | 0
3217 | 0 | 0 | 0 | 0 | 0 | 0 | 0 | 0 | 0 | 0
3218 | 0 | 0 | 0 | 0 | 0 | 0 | 0 | 0 | 0 | 0
3219 | 0 | 0 | 0 | 0 | 0 | 0 | 0 | 0 | 0 | 0
3220 | 0 | 0 | 0 | 0 | 0 | 0 | 0 | 0 | 0 | 0
3221 | 0 | 0 | 0 | 0 | 0 | 0 | 0 | 0 | 0 | 0
3222 | 0 | 0 | 0 | 0 | 0 | 0 | 0 | 0 | 0 | 0
3223 | 1482.886 | 0 | 165.0889 | 165.0889 | 0 | 0 | 0 | 1325.578 | 0 | 0
3224 | 905.259 | 0 | 517.6758 | 517.6758 | 0 | 0 | 0 | 411.982 | 0 | 0
3225 | 1293.998 | 0 | 1272.1786 | 1272.1786 | 0 | 0 | 0 | 81.779 | 0 | 0
3226 | 1538.464 | 0 | 1892.9946 | 1614.5606 | -278.434 | 0 | 0 | 0 | 0 | 0
3227 | 1566.084 | 0 | 2579.3023 | 1643.5467 | -621.2819 | 0 | 314.4736 | 0 | 0 | 0
3228 | 1519.876 | 0 | 2896.346 | 1595.0532 | -148.945 | 0 | 1152.3478 | 0 | 0 | 0
3229 | 2001.861 | 0 | 2177.7002 | 2100.8785 | 0 | 0 | 76.8217 | 0 | 0 | 0
3230 | 1474.906 | 0 | 503.252 | 503.252 | 0 | 0 | 0 | 879.224 | 0 | 121.894
3231 | 1790.369 | 0 | 2014.5801 | 1878.9255 | -135.6546 | 0 | 0 | 0 | 0 | 0
3232 | 1829.06 | 0 | 1001.5652 | 1001.5652 | 0 | 0 | 0 | 874.7 | 0 | 0
3233 | 1677.484 | 0 | 92.7022 | 92.7022 | 0 | 0 | 0 | 1589.151 | 0 | 0
3234 | 2026.099 | 0 | 14.8562 | 14.8562 | 0 | 0 | 0 | 2011.943 | 0 | 0
3235 | 1587.2 | 0 | 0 | 0 | 0 | 0 | 0 | 1587.2 | 0 | 0
3236 | 1344 | 0 | 0 | 0 | 0 | 0 | 0 | 1344 | 0 | 0
3237 | 1775.2 | 0 | 0 | 0 | 0 | 0 | 0 | 1775.2 | 0 | 0
3238 | 1706.4 | 0 | 0 | 0 | 0 | 0 | 0 | 1400.526 | 0 | 321.0034
3239 | 1422.4 | 0 | 0 | 0 | 0 | 0 | 0 | 830.4 | 0 | 621.2819
3240 | 0 | 0 | 0 | 0 | 0 | 0 | 0 | 0 | 0 | 0
3241 | 0 | 0 | 0 | 0 | 0 | 0 | 0 | 0 | 0 | 0
3242 | 0 | 0 | 0 | 0 | 0 | 0 | 0 | 0 | 0 | 0
3243 | 0 | 0 | 0 | 0 | 0 | 0 | 0 | 0 | 0 | 0
3244 | 0 | 0 | 0 | 0 | 0 | 0 | 0 | 0 | 0 | 0
3245 | 0 | 0 | 0 | 0 | 0 | 0 | 0 | 0 | 0 | 0
3246 | 0 | 0 | 0 | 0 | 0 | 0 | 0 | 0 | 0 | 0
3247 | 1055.099 | 0 | 327.9791 | 327.9791 | 0 | 0 | 0 | 742.578 | 0 | 0
3248 | 1425.043 | 0 | 989.7252 | 989.7252 | 0 | 0 | 0 | 481.965 | 0 | 0
3249 | 1508.333 | 0 | 1987.9437 | 1582.9392 | -405.0044 | 0 | 0 | 0 | 0 | 0
3250 | 1700.252 | 0 | 2780.5325 | 1784.3511 | -621.2819 | 0 | 374.8996 | 0 | 0 | 0
3251 | 1839.549 | 0 | 3080.8867 | 1930.5381 | -22.3745 | 0 | 1127.9741 | 0 | 0 | 0
3252 | 1816.85 | 0 | 3141.5225 | 1906.7163 | 0 | 0 | 1234.8062 | 0 | 0 | 0
3253 | 1707.886 | 0 | 3389.2954 | 1792.3627 | 0 | 0 | 1596.9328 | 0 | 0 | 0
3254 | 1728.169 | 0 | 2876.3569 | 1813.6489 | 0 | 0 | 1062.708 | 0 | 0 | 0
3255 | 1703.789 | 0 | 2384.4538 | 1788.063 | 0 | 0 | 596.3908 | 0 | 0 | 0
3256 | 1569.14 | 0 | 2026.0066 | 1646.7539 | 0 | 0 | 379.2527 | 0 | 0 | 0
3257 | 1690.426 | 0 | 958.4344 | 958.4344 | 0 | 0 | 0 | 777.164 | 0 | 0
3258 | 1602.301 | 0 | 207.5344 | 207.5344 | 0 | 0 | 0 | 1404.548 | 0 | 0
3259 | 1476.806 | 0 | 0 | 0 | 0 | 0 | 0 | 1476.806 | 0 | 0
3260 | 1332.8 | 0 | 0 | 0 | 0 | 0 | 0 | 1332.8 | 0 | 0
3261 | 1378.4 | 0 | 0 | 0 | 0 | 0 | 0 | 1378.4 | 0 | 0
3262 | 1814.4 | 0 | 0 | 0 | 0 | 0 | 0 | 1508.526 | 0 | 321.0034
3263 | 1490.4 | 0 | 0 | 0 | 0 | 0 | 0 | 898.4 | 0 | 621.2819
3264 | 0 | 0 | 0 | 0 | 0 | 0 | 0 | 0 | 0 | 0
3265 | 0 | 0 | 0 | 0 | 0 | 0 | 0 | 0 | 0 | 0
3266 | 0 | 0 | 0 | 0 | 0 | 0 | 0 | 0 | 0 | 0
3267 | 0 | 0 | 0 | 0 | 0 | 0 | 0 | 0 | 0 | 0
3268 | 0 | 0 | 0 | 0 | 0 | 0 | 0 | 0 | 0 | 0
3269 | 0 | 0 | 0 | 0 | 0 | 0 | 0 | 0 | 0 | 0
3270 | 0 | 0 | 0 | 0 | 0 | 0 | 0 | 0 | 0 | 0
3271 | 1106.227 | 0 | 369.181 | 369.181 | 0 | 0 | 0 | 754.446 | 0 | 0
3272 | 998.236 | 0 | 1087.2654 | 1047.6115 | -39.6539 | 0 | 0 | 0 | 0 | 0
3273 | 1435.791 | 0 | 2558.1598 | 1506.8091 | -621.2819 | 0 | 430.0688 | 0 | 0 | 0
3274 | 1831.647 | 0 | 2558.716 | 1922.2463 | -387.725 | 0 | 248.7447 | 0 | 0 | 0
3275 | 1511.408 | 0 | 3173.8838 | 1586.1663 | 0 | 0 | 1587.7174 | 0 | 0 | 0
3276 | 1131.45 | 0 | 2949.2295 | 1187.4146 | 0 | 0 | 1761.8149 | 0 | 0 | 0
3277 | 1343.015 | 0 | 1279.5238 | 1279.5238 | 0 | 0 | 0 | 0 | 0 | 129.9203
3278 | 1463.195 | 0 | 2827.856 | 1535.5686 | -144.5876 | 0 | 1147.6998 | 0 | 0 | 0
3279 | 1538.188 | 0 | 2560.52 | 1614.2709 | 0 | 0 | 946.2491 | 0 | 0 | 0
3280 | 1937.529 | 0 | 569.7491 | 569.7491 | 0 | 0 | 0 | 1394.633 | 0 | 0
3281 | 1784.662 | 0 | 565.2364 | 565.2364 | 0 | 0 | 0 | 1246.066 | 0 | 0
3282 | 1641.186 | 0 | 157.241 | 157.241 | 0 | 0 | 0 | 1491.356 | 0 | 0
3283 | 1082.752 | 0 | 0 | 0 | 0 | 0 | 0 | 1082.752 | 0 | 0
3284 | 1290.4 | 0 | 0 | 0 | 0 | 0 | 0 | 1290.4 | 0 | 0
3285 | 1324.8 | 0 | 0 | 0 | 0 | 0 | 0 | 1324.8 | 0 | 0
3286 | 1139.2 | 0 | 0 | 0 | 0 | 0 | 0 | 833.326 | 0 | 321.0034
3287 | 1259.2 | 0 | 0 | 0 | 0 | 0 | 0 | 667.2 | 0 | 621.2819
3288 | 0 | 0 | 0 | 0 | 0 | 0 | 0 | 0 | 0 | 0
3289 | 0 | 0 | 0 | 0 | 0 | 0 | 0 | 0 | 0 | 0
3290 | 0 | 0 | 0 | 0 | 0 | 0 | 0 | 0 | 0 | 0
3291 | 0 | 0 | 0 | 0 | 0 | 0 | 0 | 0 | 0 | 0
3292 | 0 | 0 | 0 | 0 | 0 | 0 | 0 | 0 | 0 | 0
3293 | 0 | 0 | 0 | 0 | 0 | 0 | 0 | 0 | 0 | 0
3294 | 0 | 0 | 0 | 0 | 0 | 0 | 0 | 0 | 0 | 0
3295 | 1182.657 | 0 | 493.6893 | 493.6893 | 0 | 0 | 0 | 712.236 | 0 | 0
3296 | 936.672 | 0 | 1383.9768 | 983.0023 | -400.9745 | 0 | 0 | 0 | 0 | 0
3297 | 1006.925 | 0 | 1462.4788 | 1056.7302 | -405.7485 | 0 | 0 | 0 | 0 | 0
3298 | 980.994 | 0 | 1509.5251 | 1029.5177 | -241.9379 | 0 | 238.0696 | 0 | 0 | 0
3299 | 1100.227 | 0 | 1881.4736 | 1154.6472 | 0 | 0 | 726.8264 | 0 | 0 | 0
3300 | 1192.407 | 0 | 3239.1278 | 1251.3867 | 0 | 0 | 1987.7411 | 0 | 0 | 0
3301 | 1178.5 | 0 | 3246.5076 | 1236.7918 | 0 | 0 | 2009.7158 | 0 | 0 | 0
3302 | 1218.473 | 0 | 3559.5004 | 1278.742 | 0 | 0 | 2280.7585 | 0 | 0 | 0
3303 | 1017.622 | 0 | 3030.7412 | 1067.9563 | 0 | 0 | 1962.7849 | 0 | 0 | 0
3304 | 339.258 | 0 | 2243.1216 | 356.0386 | 0 | 0 | 1887.083 | 0 | 0 | 0
3305 | 224.739 | 0 | 1168.1506 | 235.8552 | 0 | 0 | 932.2954 | 0 | 0 | 0
3306 | 209.471 | 0 | 239.6532 | 219.832 | 0 | 0 | 19.8212 | 0 | 0 | 0
3307 | 115.054 | 0 | 0 | 0 | 0 | 0 | 0 | 0 | 0 | 120.7449
3308 | 0 | 0 | 0 | 0 | 0 | 0 | 0 | 0 | 0 | 0
3309 | 0 | 0 | 0 | 0 | 0 | 0 | 0 | 0 | 0 | 0
3310 | 0 | 0 | 0 | 0 | 0 | 0 | 0 | 0 | 0 | 0
3311 | 0 | 0 | 0 | 0 | 0 | 0 | 0 | 0 | 0 | 0
3312 | 0 | 0 | 0 | 0 | 0 | 0 | 0 | 0 | 0 | 0
3313 | 0 | 0 | 0 | 0 | 0 | 0 | 0 | 0 | 0 | 0
3314 | 0 | 0 | 0 | 0 | 0 | 0 | 0 | 0 | 0 | 0
3315 | 0 | 0 | 0 | 0 | 0 | 0 | 0 | 0 | 0 | 0
3316 | 0 | 0 | 0 | 0 | 0 | 0 | 0 | 0 | 0 | 0
3317 | 0 | 0 | 0 | 0 | 0 | 0 | 0 | 0 | 0 | 0
3318 | 0 | 0 | 0 | 0 | 0 | 0 | 0 | 0 | 0 | 0
3319 | 79.923 | 0 | 329.3865 | 83.8762 | -134.3764 | 0 | 111.1339 | 0 | 0 | 0
3320 | 156.96 | 0 | 1576.0044 | 164.7237 | 0 | 0 | 1411.2807 | 0 | 0 | 0
3321 | 637.627 | 0 | 2581.8273 | 669.1658 | 0 | 0 | 1912.6615 | 0 | 0 | 0
3322 | 1024.991 | 0 | 3316.8668 | 1075.6898 | 0 | 0 | 2241.1769 | 0 | 0 | 0
3323 | 1410.943 | 0 | 2774.3407 | 1480.7321 | 0 | 0 | 1293.6087 | 0 | 0 | 0
3324 | 1071.439 | 0 | 2938.1104 | 1124.4353 | 0 | 0 | 1813.6751 | 0 | 0 | 0
3325 | 1560.347 | 0 | 3964.8575 | 1637.526 | 0 | 0 | 2327.3315 | 0 | 0 | 0
3326 | 1408.139 | 0 | 2908.8892 | 1477.7894 | 0 | 0 | 1431.0998 | 0 | 0 | 0
3327 | 996.949 | 0 | 230.5334 | 230.5334 | 0 | 0 | 0 | 777.281 | 0 | 0
3328 | 1328.349 | 0 | 560.5883 | 560.5883 | 0 | 0 | 0 | 794.182 | 0 | 0
3329 | 1340.192 | 0 | 1115.6292 | 1115.6292 | 0 | 0 | 0 | 277.144 | 0 | 0
3330 | 1479.054 | 0 | 201.8925 | 201.8925 | 0 | 0 | 0 | 1286.677 | 0 | 0
3331 | 1458.236 | 0 | 0 | 0 | 0 | 0 | 0 | 1458.236 | 0 | 0
3332 | 1057.6 | 0 | 0 | 0 | 0 | 0 | 0 | 1057.6 | 0 | 0
3333 | 1518.4 | 0 | 0 | 0 | 0 | 0 | 0 | 1518.4 | 0 | 0
3334 | 1292 | 0 | 0 | 0 | 0 | 0 | 0 | 986.126 | 0 | 321.0034
3335 | 1396.8 | 0 | 0 | 0 | 0 | 0 | 0 | 804.8 | 0 | 621.2819
3336 | 0 | 0 | 0 | 0 | 0 | 0 | 0 | 0 | 0 | 0
3337 | 0 | 0 | 0 | 0 | 0 | 0 | 0 | 0 | 0 | 0
3338 | 0 | 0 | 0 | 0 | 0 | 0 | 0 | 0 | 0 | 0
3339 | 0 | 0 | 0 | 0 | 0 | 0 | 0 | 0 | 0 | 0
3340 | 0 | 0 | 0 | 0 | 0 | 0 | 0 | 0 | 0 | 0
3341 | 0 | 0 | 0 | 0 | 0 | 0 | 0 | 0 | 0 | 0
3342 | 0 | 0 | 0 | 0 | 0 | 0 | 0 | 0 | 0 | 0
3343 | 1413.981 | 0 | 468.838 | 468.838 | 0 | 0 | 0 | 967.24 | 0 | 0
3344 | 1218.646 | 0 | 1595.0416 | 1278.9235 | -316.1181 | 0 | 0 | 0 | 0 | 0
3345 | 1283.48 | 0 | 2601.9885 | 1346.9644 | -621.2819 | 0 | 633.7422 | 0 | 0 | 0
3346 | 1235.312 | 0 | 3329.5757 | 1296.4128 | -111.2619 | 0 | 1921.901 | 0 | 0 | 0
3347 | 1227.421 | 0 | 3029.038 | 1288.1326 | 0 | 0 | 1740.9054 | 0 | 0 | 0
3348 | 1268.221 | 0 | 3998.1003 | 1330.9506 | 0 | 0 | 2667.1496 | 0 | 0 | 0
3349 | 1361.861 | 0 | 1792.179 | 1429.2223 | 0 | 0 | 362.9567 | 0 | 0 | 0
3350 | 1362.378 | 0 | 2759.1529 | 1429.7649 | 0 | 0 | 1329.388 | 0 | 0 | 0
3351 | 1092.7 | 0 | 568.4593 | 568.4593 | 0 | 0 | 0 | 551.033 | 0 | 0
3352 | 1161.964 | 0 | 132.6867 | 132.6867 | 0 | 0 | 0 | 1035.531 | 0 | 0
3353 | 1302.91 | 0 | 383.4695 | 383.4695 | 0 | 0 | 0 | 937.514 | 0 | 0
3354 | 1031.53 | 0 | 123.5616 | 123.5616 | 0 | 0 | 0 | 913.792 | 0 | 0
3355 | 1155.338 | 0 | 0 | 0 | 0 | 0 | 0 | 1155.338 | 0 | 0
3356 | 992.8 | 0 | 0 | 0 | 0 | 0 | 0 | 992.8 | 0 | 0
3357 | 1484 | 0 | 0 | 0 | 0 | 0 | 0 | 1484 | 0 | 0
3358 | 1380 | 0 | 0 | 0 | 0 | 0 | 0 | 1074.126 | 0 | 321.0034
3359 | 799.2 | 0 | 0 | 0 | 0 | 0 | 0 | 207.2 | 0 | 621.2819
3360 | 0 | 0 | 0 | 0 | 0 | 0 | 0 | 0 | 0 | 0
3361 | 0 | 0 | 0 | 0 | 0 | 0 | 0 | 0 | 0 | 0
3362 | 0 | 0 | 0 | 0 | 0 | 0 | 0 | 0 | 0 | 0
3363 | 0 | 0 | 0 | 0 | 0 | 0 | 0 | 0 | 0 | 0
3364 | 0 | 0 | 0 | 0 | 0 | 0 | 0 | 0 | 0 | 0
3365 | 0 | 0 | 0 | 0 | 0 | 0 | 0 | 0 | 0 | 0
3366 | 0 | 0 | 0 | 0 | 0 | 0 | 0 | 0 | 0 | 0
3367 | 1303.011 | 0 | 474.2375 | 474.2375 | 0 | 0 | 0 | 851.125 | 0 | 0
3368 | 993.966 | 0 | 1581.6757 | 1043.1302 | -538.5454 | 0 | 0 | 0 | 0 | 0
3369 | 1093.9 | 0 | 2589.3383 | 1148.0073 | -510.1155 | 0 | 931.2155 | 0 | 0 | 0
3370 | 1363.693 | 0 | 3323.6736 | 1431.1449 | 0 | 0 | 1892.5286 | 0 | 0 | 0
3371 | 1239.039 | 0 | 3823.0698 | 1300.3252 | 0 | 0 | 2522.7446 | 0 | 0 | 0
3372 | 1503.503 | 0 | 4051.646 | 1577.8703 | 0 | 0 | 2473.7756 | 0 | 0 | 0
3373 | 1361.769 | 0 | 4011.1346 | 1429.1258 | 0 | 0 | 2582.0088 | 0 | 0 | 0
3374 | 1532.198 | 0 | 3669.566 | 1607.9847 | 0 | 0 | 2061.5813 | 0 | 0 | 0
3375 | 1256.603 | 0 | 3084.7896 | 1318.758 | 0 | 0 | 1766.0316 | 0 | 0 | 0
3376 | 1138.22 | 0 | 2262.0759 | 1194.5194 | 0 | 0 | 1067.5565 | 0 | 0 | 0
3377 | 1339.573 | 0 | 548.0441 | 548.0441 | 0 | 0 | 0 | 817.359 | 0 | 0
3378 | 1110.796 | 0 | 55.9049 | 55.9049 | 0 | 0 | 0 | 1057.526 | 0 | 0
3379 | 989.602 | 0 | 0 | 0 | 0 | 0 | 0 | 989.602 | 0 | 0
3380 | 1045.6 | 0 | 0 | 0 | 0 | 0 | 0 | 1045.6 | 0 | 0
3381 | 1416.8 | 0 | 0 | 0 | 0 | 0 | 0 | 1416.8 | 0 | 0
3382 | 1268 | 0 | 0 | 0 | 0 | 0 | 0 | 962.126 | 0 | 321.0034
3383 | 1352.8 | 0 | 0 | 0 | 0 | 0 | 0 | 760.8 | 0 | 621.2819
3384 | 0 | 0 | 0 | 0 | 0 | 0 | 0 | 0 | 0 | 0
3385 | 0 | 0 | 0 | 0 | 0 | 0 | 0 | 0 | 0 | 0
3386 | 0 | 0 | 0 | 0 | 0 | 0 | 0 | 0 | 0 | 0
3387 | 0 | 0 | 0 | 0 | 0 | 0 | 0 | 0 | 0 | 0
3388 | 0 | 0 | 0 | 0 | 0 | 0 | 0 | 0 | 0 | 0
3389 | 0 | 0 | 0 | 0 | 0 | 0 | 0 | 0 | 0 | 0
3390 | 0 | 0 | 0 | 0 | 0 | 0 | 0 | 0 | 0 | 0
3391 | 1304.669 | 0 | 454.4194 | 454.4194 | 0 | 0 | 0 | 871.667 | 0 | 0
3392 | 935.942 | 0 | 1286.6318 | 982.2362 | -304.3956 | 0 | 0 | 0 | 0 | 0
3393 | 898.574 | 0 | 2002.6404 | 943.0199 | -621.2819 | 0 | 438.3385 | 0 | 0 | 0
3394 | 1261.705 | 0 | 2443.6592 | 1324.1123 | -122.9834 | 0 | 996.5635 | 0 | 0 | 0
3395 | 1281.246 | 0 | 2692.9108 | 1344.6199 | 0 | 0 | 1348.2909 | 0 | 0 | 0
3396 | 1130.342 | 0 | 2572.7494 | 1186.2518 | 0 | 0 | 1386.4977 | 0 | 0 | 0
3397 | 1247.462 | 0 | 2875.617 | 1309.1648 | 0 | 0 | 1566.4522 | 0 | 0 | 0
3398 | 1339.387 | 0 | 1746.1853 | 1405.6367 | 0 | 0 | 340.5485 | 0 | 0 | 0
3399 | 1391.303 | 0 | 1537.0662 | 1460.1206 | 0 | 0 | 76.9456 | 0 | 0 | 0
3400 | 1345.155 | 0 | 1835.5995 | 1411.69 | 0 | 0 | 423.9095 | 0 | 0 | 0
3401 | 1198.38 | 0 | 984.5807 | 984.5807 | 0 | 0 | 0 | 260.204 | 0 | 0
3402 | 1181.647 | 0 | 234.4248 | 234.4248 | 0 | 0 | 0 | 958.271 | 0 | 0
3403 | 1283.014 | 0 | 0 | 0 | 0 | 0 | 0 | 1283.014 | 0 | 0
3404 | 1180.8 | 0 | 0 | 0 | 0 | 0 | 0 | 1180.8 | 0 | 0
3405 | 1619.2 | 0 | 0 | 0 | 0 | 0 | 0 | 1619.2 | 0 | 0
3406 | 1483.2 | 0 | 0 | 0 | 0 | 0 | 0 | 1177.326 | 0 | 321.0034
3407 | 1326.4 | 0 | 0 | 0 | 0 | 0 | 0 | 734.4 | 0 | 621.2819
3408 | 0 | 0 | 0 | 0 | 0 | 0 | 0 | 0 | 0 | 0
3409 | 0 | 0 | 0 | 0 | 0 | 0 | 0 | 0 | 0 | 0
3410 | 0 | 0 | 0 | 0 | 0 | 0 | 0 | 0 | 0 | 0
3411 | 0 | 0 | 0 | 0 | 0 | 0 | 0 | 0 | 0 | 0
3412 | 0 | 0 | 0 | 0 | 0 | 0 | 0 | 0 | 0 | 0
3413 | 0 | 0 | 0 | 0 | 0 | 0 | 0 | 0 | 0 | 0
3414 | 0 | 0 | 0 | 0 | 0 | 0 | 0 | 0 | 0 | 0
3415 | 619.025 | 0 | 319.4029 | 319.4029 | 0 | 0 | 0 | 314.676 | 0 | 0
3416 | 887.264 | 0 | 944.0158 | 931.1505 | -12.8654 | 0 | 0 | 0 | 0 | 0
3417 | 690.747 | 0 | 2578.3263 | 724.9132 | -621.2819 | 0 | 1232.1311 | 0 | 0 | 0
3418 | 307.348 | 0 | 3303.7852 | 322.5503 | -414.5136 | 0 | 2566.7213 | 0 | 0 | 0
3419 | 235.767 | 0 | 3780.341 | 247.4287 | 0 | 0 | 3532.9123 | 0 | 0 | 0
3420 | 197.082 | 0 | 3981.8074 | 206.8302 | 0 | 0 | 3774.9772 | 0 | 0 | 0
3421 | 683.53 | 0 | 3346.4018 | 717.3392 | 0 | 0 | 2629.0625 | 0 | 0 | 0
3422 | 1150.936 | 0 | 3164.0377 | 1207.8644 | 0 | 0 | 1956.1733 | 0 | 0 | 0
3423 | 1786.232 | 0 | 359.08 | 359.08 | 0 | 0 | 0 | 1444.076 | 0 | 0
3424 | 1729.544 | 0 | 295.8477 | 295.8477 | 0 | 0 | 0 | 1447.64 | 0 | 0
3425 | 1610.063 | 0 | 1036.0852 | 1036.0852 | 0 | 0 | 0 | 622.81 | 0 | 0
3426 | 1527.327 | 0 | 198.2844 | 198.2844 | 0 | 0 | 0 | 1338.388 | 0 | 0
3427 | 1637.6 | 0 | 0 | 0 | 0 | 0 | 0 | 1637.6 | 0 | 0
3428 | 1442.4 | 0 | 0 | 0 | 0 | 0 | 0 | 1442.4 | 0 | 0
3429 | 1472.8 | 0 | 0 | 0 | 0 | 0 | 0 | 1472.8 | 0 | 0
3430 | 1553.6 | 0 | 0 | 0 | 0 | 0 | 0 | 1247.726 | 0 | 321.0034
3431 | 1444 | 0 | 0 | 0 | 0 | 0 | 0 | 852 | 0 | 621.2819
3432 | 0 | 0 | 0 | 0 | 0 | 0 | 0 | 0 | 0 | 0
3433 | 0 | 0 | 0 | 0 | 0 | 0 | 0 | 0 | 0 | 0
3434 | 0 | 0 | 0 | 0 | 0 | 0 | 0 | 0 | 0 | 0
3435 | 0 | 0 | 0 | 0 | 0 | 0 | 0 | 0 | 0 | 0
3436 | 0 | 0 | 0 | 0 | 0 | 0 | 0 | 0 | 0 | 0
3437 | 0 | 0 | 0 | 0 | 0 | 0 | 0 | 0 | 0 | 0
3438 | 0 | 0 | 0 | 0 | 0 | 0 | 0 | 0 | 0 | 0
3439 | 1362.282 | 0 | 465.9698 | 465.9698 | 0 | 0 | 0 | 918.274 | 0 | 0
3440 | 1064.339 | 0 | 1571.2199 | 1116.9841 | -454.2358 | 0 | 0 | 0 | 0 | 0
3441 | 1658.966 | 0 | 2586.1689 | 1741.024 | -594.4251 | 0 | 250.7198 | 0 | 0 | 0
3442 | 1820.422 | 0 | 3321.1076 | 1910.465 | 0 | 0 | 1410.6426 | 0 | 0 | 0
3443 | 1766.438 | 0 | 3772.4994 | 1853.8108 | 0 | 0 | 1918.6886 | 0 | 0 | 0
3444 | 1632.862 | 0 | 3988.2595 | 1713.6278 | 0 | 0 | 2274.6317 | 0 | 0 | 0
3445 | 1633.953 | 0 | 3006.9142 | 1714.7727 | 0 | 0 | 1292.1415 | 0 | 0 | 0
3446 | 1730.896 | 0 | 2815.0756 | 1816.5108 | 0 | 0 | 998.5648 | 0 | 0 | 0
3447 | 1836.767 | 0 | 2656.8586 | 1927.6185 | 0 | 0 | 729.2401 | 0 | 0 | 0
3448 | 1998.015 | 0 | 1593.1138 | 1593.1138 | 0 | 0 | 0 | 479.987 | 0 | 0
3449 | 1627.268 | 0 | 124.2595 | 124.2595 | 0 | 0 | 0 | 1508.865 | 0 | 0
3450 | 1652.685 | 0 | 236.4534 | 236.4534 | 0 | 0 | 0 | 1427.376 | 0 | 0
3451 | 1494.002 | 0 | 0 | 0 | 0 | 0 | 0 | 1494.002 | 0 | 0
3452 | 1398.4 | 0 | 0 | 0 | 0 | 0 | 0 | 1398.4 | 0 | 0
3453 | 1210.4 | 0 | 0 | 0 | 0 | 0 | 0 | 1210.4 | 0 | 0
3454 | 1628 | 0 | 0 | 0 | 0 | 0 | 0 | 1322.126 | 0 | 321.0034
3455 | 1786.4 | 0 | 0 | 0 | 0 | 0 | 0 | 1194.4 | 0 | 621.2819
3456 | 0 | 0 | 0 | 0 | 0 | 0 | 0 | 0 | 0 | 0
3457 | 0 | 0 | 0 | 0 | 0 | 0 | 0 | 0 | 0 | 0
3458 | 0 | 0 | 0 | 0 | 0 | 0 | 0 | 0 | 0 | 0
3459 | 0 | 0 | 0 | 0 | 0 | 0 | 0 | 0 | 0 | 0
3460 | 0 | 0 | 0 | 0 | 0 | 0 | 0 | 0 | 0 | 0
3461 | 0 | 0 | 0 | 0 | 0 | 0 | 0 | 0 | 0 | 0
3462 | 0 | 0 | 0 | 0 | 0 | 0 | 0 | 0 | 0 | 0
3463 | 1177.554 | 0 | 439.0322 | 439.0322 | 0 | 0 | 0 | 759.214 | 0 | 0
3464 | 1356.489 | 0 | 1265.9217 | 1265.9217 | 0 | 0 | 0 | 150.232 | 0 | 0
3465 | 1166.426 | 0 | 2012.0551 | 1224.1206 | -621.2819 | 0 | 166.6526 | 0 | 0 | 0
3466 | 975.268 | 0 | 2689.3437 | 1023.5074 | -427.379 | 0 | 1238.4573 | 0 | 0 | 0
3467 | 1314.143 | 0 | 2946.7454 | 1379.1441 | 0 | 0 | 1567.6013 | 0 | 0 | 0
3468 | 1169.049 | 0 | 3330.0312 | 1226.8733 | 0 | 0 | 2103.1579 | 0 | 0 | 0
3469 | 1078.088 | 0 | 3915.9378 | 1131.4131 | 0 | 0 | 2784.5247 | 0 | 0 | 0
3470 | 944.397 | 0 | 2791.2958 | 991.1094 | 0 | 0 | 1800.1864 | 0 | 0 | 0
3471 | 1126.43 | 0 | 2376.5051 | 1182.1463 | 0 | 0 | 1194.3589 | 0 | 0 | 0
3472 | 898.155 | 0 | 925.9021 | 925.9021 | 0 | 0 | 0 | 15.892 | 0 | 0
3473 | 1152.652 | 0 | 352.8409 | 352.8409 | 0 | 0 | 0 | 816.441 | 0 | 0
3474 | 869.487 | 0 | 23.2949 | 23.2949 | 0 | 0 | 0 | 847.29 | 0 | 0
3475 | 1185.808 | 0 | 0 | 0 | 0 | 0 | 0 | 1185.808 | 0 | 0
3476 | 980.8 | 0 | 0 | 0 | 0 | 0 | 0 | 980.8 | 0 | 0
3477 | 808.8 | 0 | 0 | 0 | 0 | 0 | 0 | 808.8 | 0 | 0
3478 | 850.4 | 0 | 0 | 0 | 0 | 0 | 0 | 850.4 | 0 | 0
3479 | 840 | 0 | 0 | 0 | 0 | 0 | 0 | 534.126 | 0 | 321.0034
3480 | 0 | 0 | 0 | 0 | 0 | 0 | 0 | 0 | 0 | 0
3481 | 0 | 0 | 0 | 0 | 0 | 0 | 0 | 0 | 0 | 0
3482 | 0 | 0 | 0 | 0 | 0 | 0 | 0 | 0 | 0 | 0
3483 | 0 | 0 | 0 | 0 | 0 | 0 | 0 | 0 | 0 | 0
3484 | 0 | 0 | 0 | 0 | 0 | 0 | 0 | 0 | 0 | 0
3485 | 0 | 0 | 0 | 0 | 0 | 0 | 0 | 0 | 0 | 0
3486 | 0 | 0 | 0 | 0 | 0 | 0 | 0 | 0 | 0 | 0
3487 | 1097.92 | 0 | 469.3942 | 469.3942 | 0 | 0 | 0 | 58.649 | 0 | 621.2819
3488 | 961.001 | 0 | 1543.406 | 1008.5347 | -534.8713 | 0 | 0 | 0 | 0 | 0
3489 | 988.449 | 0 | 2526.7273 | 1037.3404 | -513.7897 | 0 | 975.5973 | 0 | 0 | 0
3490 | 1114.766 | 0 | 3244.7991 | 1169.9053 | 0 | 0 | 2074.8938 | 0 | 0 | 0
3491 | 1334.239 | 0 | 3710.0354 | 1400.2341 | 0 | 0 | 2309.8013 | 0 | 0 | 0
3492 | 1375.817 | 0 | 3933.5615 | 1443.8686 | 0 | 0 | 2489.6928 | 0 | 0 | 0
3493 | 1313.727 | 0 | 3892.3344 | 1378.7075 | 0 | 0 | 2513.6269 | 0 | 0 | 0
3494 | 1220.12 | 0 | 3028.1575 | 1280.4704 | 0 | 0 | 1747.687 | 0 | 0 | 0
3495 | 1436.12 | 0 | 3055.9766 | 1507.1544 | 0 | 0 | 1548.8222 | 0 | 0 | 0
3496 | 1317.272 | 0 | 1884.8098 | 1382.4278 | 0 | 0 | 502.382 | 0 | 0 | 0
3497 | 1561.218 | 0 | 1177.069 | 1177.069 | 0 | 0 | 0 | 439.626 | 0 | 0
3498 | 1522.874 | 0 | 218.6167 | 218.6167 | 0 | 0 | 0 | 1314.561 | 0 | 0
3499 | 1531.013 | 0 | 0 | 0 | 0 | 0 | 0 | 1531.013 | 0 | 0
3500 | 820.8 | 0 | 0 | 0 | 0 | 0 | 0 | 820.8 | 0 | 0
3501 | 1276 | 0 | 0 | 0 | 0 | 0 | 0 | 1276 | 0 | 0
3502 | 1128 | 0 | 0 | 0 | 0 | 0 | 0 | 822.126 | 0 | 321.0034
3503 | 905.6 | 0 | 0 | 0 | 0 | 0 | 0 | 313.6 | 0 | 621.2819
3504 | 0 | 0 | 0 | 0 | 0 | 0 | 0 | 0 | 0 | 0
3505 | 0 | 0 | 0 | 0 | 0 | 0 | 0 | 0 | 0 | 0
3506 | 0 | 0 | 0 | 0 | 0 | 0 | 0 | 0 | 0 | 0
3507 | 0 | 0 | 0 | 0 | 0 | 0 | 0 | 0 | 0 | 0
3508 | 0 | 0 | 0 | 0 | 0 | 0 | 0 | 0 | 0 | 0
3509 | 0 | 0 | 0 | 0 | 0 | 0 | 0 | 0 | 0 | 0
3510 | 0 | 0 | 0 | 0 | 0 | 0 | 0 | 0 | 0 | 0
3511 | 803.82 | 0 | 461.4697 | 461.4697 | 0 | 0 | 0 | 364.1 | 0 | 0
3512 | 740.237 | 0 | 1585.0172 | 776.8511 | -621.2819 | 0 | 186.8841 | 0 | 0 | 0
3513 | 558.473 | 0 | 2597.2869 | 586.0966 | -427.379 | 0 | 1583.8113 | 0 | 0 | 0
3514 | 1199.225 | 0 | 3316.0093 | 1258.5419 | 0 | 0 | 2057.4674 | 0 | 0 | 0
3515 | 1228.803 | 0 | 3798.207 | 1289.5829 | 0 | 0 | 2508.6241 | 0 | 0 | 0
3516 | 1419.01 | 0 | 3999.5076 | 1489.1981 | 0 | 0 | 2510.3095 | 0 | 0 | 0
3517 | 1282.017 | 0 | 3947.045 | 1345.429 | 0 | 0 | 2601.6159 | 0 | 0 | 0
3518 | 1153.519 | 0 | 3620.4144 | 1210.5752 | 0 | 0 | 2409.8392 | 0 | 0 | 0
3519 | 1350.247 | 0 | 3052.505 | 1417.0339 | 0 | 0 | 1635.4711 | 0 | 0 | 0
3520 | 1241.158 | 0 | 2250.2537 | 1302.549 | 0 | 0 | 947.7047 | 0 | 0 | 0
3521 | 1171.973 | 0 | 797.2726 | 797.2726 | 0 | 0 | 0 | 412.277 | 0 | 0
3522 | 1371.137 | 0 | 194.393 | 194.393 | 0 | 0 | 0 | 1185.906 | 0 | 0
3523 | 1506.995 | 0 | 0 | 0 | 0 | 0 | 0 | 1506.995 | 0 | 0
3524 | 1457.6 | 0 | 0 | 0 | 0 | 0 | 0 | 1457.6 | 0 | 0
3525 | 1496 | 0 | 0 | 0 | 0 | 0 | 0 | 1496 | 0 | 0
3526 | 1008.8 | 0 | 0 | 0 | 0 | 0 | 0 | 702.926 | 0 | 321.0034
3527 | 940.8 | 0 | 0 | 0 | 0 | 0 | 0 | 348.8 | 0 | 621.2819
3528 | 0 | 0 | 0 | 0 | 0 | 0 | 0 | 0 | 0 | 0
3529 | 0 | 0 | 0 | 0 | 0 | 0 | 0 | 0 | 0 | 0
3530 | 0 | 0 | 0 | 0 | 0 | 0 | 0 | 0 | 0 | 0
3531 | 0 | 0 | 0 | 0 | 0 | 0 | 0 | 0 | 0 | 0
3532 | 0 | 0 | 0 | 0 | 0 | 0 | 0 | 0 | 0 | 0
3533 | 0 | 0 | 0 | 0 | 0 | 0 | 0 | 0 | 0 | 0
3534 | 0 | 0 | 0 | 0 | 0 | 0 | 0 | 0 | 0 | 0
3535 | 1415.654 | 0 | 461.0846 | 461.0846 | 0 | 0 | 0 | 976.301 | 0 | 0
3536 | 996.848 | 0 | 1544.743 | 1046.1548 | -498.5882 | 0 | 0 | 0 | 0 | 0
3537 | 1420.083 | 0 | 2533.8469 | 1490.3241 | -550.0727 | 0 | 493.45 | 0 | 0 | 0
3538 | 1718.45 | 0 | 3240.3399 | 1803.4492 | 0 | 0 | 1436.8908 | 0 | 0 | 0
3539 | 1514.737 | 0 | 2754.593 | 1589.66 | 0 | 0 | 1164.933 | 0 | 0 | 0
3540 | 1481.469 | 0 | 3254.3975 | 1554.7465 | 0 | 0 | 1699.651 | 0 | 0 | 0
3541 | 1629.559 | 0 | 3285.2685 | 1710.1614 | 0 | 0 | 1575.1071 | 0 | 0 | 0
3542 | 1581.445 | 0 | 3039.2755 | 1659.6675 | 0 | 0 | 1379.6079 | 0 | 0 | 0
3543 | 1376.542 | 0 | 1669.0844 | 1444.6295 | 0 | 0 | 224.4549 | 0 | 0 | 0
3544 | 1606.679 | 0 | 981.0556 | 981.0556 | 0 | 0 | 0 | 671.862 | 0 | 0
3545 | 1530.064 | 0 | 372.7471 | 372.7471 | 0 | 0 | 0 | 1174.885 | 0 | 0
3546 | 1776.413 | 0 | 98.4386 | 98.4386 | 0 | 0 | 0 | 1682.614 | 0 | 0
3547 | 1785.434 | 0 | 0 | 0 | 0 | 0 | 0 | 1785.434 | 0 | 0
3548 | 1460 | 0 | 0 | 0 | 0 | 0 | 0 | 1460 | 0 | 0
3549 | 1711.2 | 0 | 0 | 0 | 0 | 0 | 0 | 1711.2 | 0 | 0
3550 | 1587.2 | 0 | 0 | 0 | 0 | 0 | 0 | 1281.326 | 0 | 321.0034
3551 | 1569.6 | 0 | 0 | 0 | 0 | 0 | 0 | 977.6 | 0 | 621.2819
3552 | 0 | 0 | 0 | 0 | 0 | 0 | 0 | 0 | 0 | 0
3553 | 0 | 0 | 0 | 0 | 0 | 0 | 0 | 0 | 0 | 0
3554 | 0 | 0 | 0 | 0 | 0 | 0 | 0 | 0 | 0 | 0
3555 | 0 | 0 | 0 | 0 | 0 | 0 | 0 | 0 | 0 | 0
3556 | 0 | 0 | 0 | 0 | 0 | 0 | 0 | 0 | 0 | 0
3557 | 0 | 0 | 0 | 0 | 0 | 0 | 0 | 0 | 0 | 0
3558 | 0 | 0 | 0 | 0 | 0 | 0 | 0 | 0 | 0 | 0
3559 | 1421.245 | 0 | 367.6026 | 367.6026 | 0 | 0 | 0 | 1070.968 | 0 | 0
3560 | 1472.409 | 0 | 1370.8774 | 1370.8774 | 0 | 0 | 0 | 166.143 | 0 | 0
3561 | 1472.679 | 0 | 2132.4641 | 1545.5217 | -586.9425 | 0 | 0 | 0 | 0 | 0
3562 | 1255.664 | 0 | 2461.7971 | 1317.7725 | -461.7185 | 0 | 682.3061 | 0 | 0 | 0
3563 | 1306.374 | 0 | 2990.6623 | 1370.9908 | 0 | 0 | 1619.6715 | 0 | 0 | 0
3564 | 1147.369 | 0 | 3090.2479 | 1204.121 | 0 | 0 | 1886.1269 | 0 | 0 | 0
3565 | 1451.78 | 0 | 2963.393 | 1523.589 | 0 | 0 | 1439.8041 | 0 | 0 | 0
3566 | 1625.359 | 0 | 619.2313 | 619.2313 | 0 | 0 | 0 | 1035.313 | 0 | 0
3567 | 1496.668 | 0 | 246.3834 | 246.3834 | 0 | 0 | 0 | 1261.897 | 0 | 0
3568 | 1406.455 | 0 | 89.8686 | 89.8686 | 0 | 0 | 0 | 1320.822 | 0 | 0
3569 | 1189.61 | 0 | 419.4503 | 419.4503 | 0 | 0 | 0 | 789.929 | 0 | 0
3570 | 1307.693 | 0 | 198.1606 | 198.1606 | 0 | 0 | 0 | 1118.872 | 0 | 0
3571 | 1408 | 0 | 0 | 0 | 0 | 0 | 0 | 1408 | 0 | 0
3572 | 1389.6 | 0 | 0 | 0 | 0 | 0 | 0 | 1389.6 | 0 | 0
3573 | 1545.6 | 0 | 0 | 0 | 0 | 0 | 0 | 1545.6 | 0 | 0
3574 | 1364 | 0 | 0 | 0 | 0 | 0 | 0 | 1058.126 | 0 | 321.0034
3575 | 1421.6 | 0 | 0 | 0 | 0 | 0 | 0 | 829.6 | 0 | 621.2819
3576 | 0 | 0 | 0 | 0 | 0 | 0 | 0 | 0 | 0 | 0
3577 | 0 | 0 | 0 | 0 | 0 | 0 | 0 | 0 | 0 | 0
3578 | 0 | 0 | 0 | 0 | 0 | 0 | 0 | 0 | 0 | 0
3579 | 0 | 0 | 0 | 0 | 0 | 0 | 0 | 0 | 0 | 0
3580 | 0 | 0 | 0 | 0 | 0 | 0 | 0 | 0 | 0 | 0
3581 | 0 | 0 | 0 | 0 | 0 | 0 | 0 | 0 | 0 | 0
3582 | 0 | 0 | 0 | 0 | 0 | 0 | 0 | 0 | 0 | 0
3583 | 1709.965 | 0 | 402.98 | 402.98 | 0 | 0 | 0 | 1325.978 | 0 | 0
3584 | 1408.436 | 0 | 1157.1449 | 1157.1449 | 0 | 0 | 0 | 305.829 | 0 | 0
3585 | 1450.739 | 0 | 1893.089 | 1522.4965 | -370.5926 | 0 | 0 | 0 | 0 | 0
3586 | 1655.173 | 0 | 2484.4539 | 1737.0423 | -621.2819 | 0 | 126.1297 | 0 | 0 | 0
3587 | 1645.765 | 0 | 2436.4316 | 1727.169 | -56.7864 | 0 | 652.4761 | 0 | 0 | 0
3588 | 1950.329 | 0 | 2939.8672 | 2046.7975 | 0 | 0 | 893.0697 | 0 | 0 | 0
3589 | 1604.172 | 0 | 2396.8322 | 1683.5187 | 0 | 0 | 713.3135 | 0 | 0 | 0
3590 | 1638.537 | 0 | 299.8042 | 299.8042 | 0 | 0 | 0 | 1352.863 | 0 | 0
3591 | 1750.351 | 0 | 783.404 | 783.404 | 0 | 0 | 0 | 941.127 | 0 | 65.8464
3592 | 1625.121 | 0 | 1778.7837 | 1705.5039 | -73.2798 | 0 | 0 | 0 | 0 | 0
3593 | 1456.088 | 0 | 956.1455 | 956.1455 | 0 | 0 | 0 | 545.007 | 0 | 0
3594 | 1657.048 | 0 | 235.7618 | 235.7618 | 0 | 0 | 0 | 1432.398 | 0 | 0
3595 | 1497.593 | 0 | 0 | 0 | 0 | 0 | 0 | 1497.593 | 0 | 0
3596 | 1270.4 | 0 | 0 | 0 | 0 | 0 | 0 | 1270.4 | 0 | 0
3597 | 1587.2 | 0 | 0 | 0 | 0 | 0 | 0 | 1587.2 | 0 | 0
3598 | 1514.4 | 0 | 0 | 0 | 0 | 0 | 0 | 1208.526 | 0 | 321.0034
3599 | 1600.8 | 0 | 0 | 0 | 0 | 0 | 0 | 1008.8 | 0 | 621.2819
3600 | 0 | 0 | 0 | 0 | 0 | 0 | 0 | 0 | 0 | 0
3601 | 0 | 0 | 0 | 0 | 0 | 0 | 0 | 0 | 0 | 0
3602 | 0 | 0 | 0 | 0 | 0 | 0 | 0 | 0 | 0 | 0
3603 | 0 | 0 | 0 | 0 | 0 | 0 | 0 | 0 | 0 | 0
3604 | 0 | 0 | 0 | 0 | 0 | 0 | 0 | 0 | 0 | 0
3605 | 0 | 0 | 0 | 0 | 0 | 0 | 0 | 0 | 0 | 0
3606 | 0 | 0 | 0 | 0 | 0 | 0 | 0 | 0 | 0 | 0
3607 | 1586.458 | 0 | 455.0176 | 455.0176 | 0 | 0 | 0 | 1152.886 | 0 | 0
3608 | 1339.324 | 0 | 1528.5151 | 1405.5706 | -122.9446 | 0 | 0 | 0 | 0 | 0
3609 | 1167.329 | 0 | 2488.3034 | 1225.0682 | -621.2819 | 0 | 641.9532 | 0 | 0 | 0
3610 | 1838.145 | 0 | 3136.4253 | 1929.0646 | -304.4355 | 0 | 902.9252 | 0 | 0 | 0
3611 | 1601.039 | 0 | 3563.2974 | 1680.2307 | 0 | 0 | 1883.0667 | 0 | 0 | 0
3612 | 1499.82 | 0 | 3782.8838 | 1574.0052 | 0 | 0 | 2208.8787 | 0 | 0 | 0
3613 | 1916.994 | 0 | 3309.1847 | 2011.8137 | 0 | 0 | 1297.371 | 0 | 0 | 0
3614 | 1203.199 | 0 | 3190.3719 | 1262.7125 | 0 | 0 | 1927.6594 | 0 | 0 | 0
3615 | 1339.569 | 0 | 764.4559 | 764.4559 | 0 | 0 | 0 | 611.143 | 0 | 0
3616 | 1487.923 | 0 | 99.1249 | 99.1249 | 0 | 0 | 0 | 1393.47 | 0 | 0
3617 | 1570.841 | 0 | 466.8923 | 466.8923 | 0 | 0 | 0 | 1125.954 | 0 | 0
3618 | 1493.196 | 0 | 166.1719 | 166.1719 | 0 | 0 | 0 | 1334.856 | 0 | 0
3619 | 1175.793 | 0 | 0 | 0 | 0 | 0 | 0 | 1175.793 | 0 | 0
3620 | 1504 | 0 | 0 | 0 | 0 | 0 | 0 | 1504 | 0 | 0
3621 | 1400 | 0 | 0 | 0 | 0 | 0 | 0 | 1400 | 0 | 0
3622 | 1072 | 0 | 0 | 0 | 0 | 0 | 0 | 766.126 | 0 | 321.0034
3623 | 1568.8 | 0 | 0 | 0 | 0 | 0 | 0 | 976.8 | 0 | 621.2819
3624 | 0 | 0 | 0 | 0 | 0 | 0 | 0 | 0 | 0 | 0
3625 | 1048.116 | 0 | 0 | 0 | 0 | 0 | 0 | 1048.116 | 0 | 0
3626 | 1148.1467 | 0 | 0 | 0 | 0 | 0 | 0 | 1148.147 | 0 | 0
3627 | 1165.0637 | 0 | 0 | 0 | 0 | 0 | 0 | 1165.064 | 0 | 0
3628 | 1257.0037 | 0 | 0 | 0 | 0 | 0 | 0 | 1257.004 | 0 | 0
3629 | 1164.3282 | 0 | 0 | 0 | 0 | 0 | 0 | 1164.328 | 0 | 0
3630 | 1084.892 | 0 | 0 | 0 | 0 | 0 | 0 | 1084.892 | 0 | 0
3631 | 1136.1375 | 0 | 457.2404 | 457.2404 | 0 | 0 | 0 | 700.447 | 0 | 0
3632 | 857.2624 | 0 | 1525.3563 | 899.6645 | -621.2819 | 0 | 4.4098 | 0 | 0 | 0
3633 | 1126.9766 | 0 | 2510.3862 | 1182.7193 | -427.379 | 0 | 900.2879 | 0 | 0 | 0
3634 | 1088.1963 | 0 | 2065.3457 | 1142.0211 | 0 | 0 | 923.3246 | 0 | 0 | 0
3635 | 1073.6523 | 0 | 2767.6514 | 1126.7577 | 0 | 0 | 1640.8937 | 0 | 0 | 0
3636 | 1056.4835 | 0 | 2432.4814 | 1108.7395 | 0 | 0 | 1323.7419 | 0 | 0 | 0
3637 | 976.002 | 0 | 1756.8719 | 1024.2777 | 0 | 0 | 732.5942 | 0 | 0 | 0
3638 | 1109.748 | 0 | 588.1357 | 588.1357 | 0 | 0 | 0 | 17.385 | 0 | 558.2596
3639 | 1130.2855 | 0 | 2402.8467 | 1186.193 | -621.2819 | 0 | 595.3717 | 0 | 0 | 0
3640 | 1121.2717 | 0 | 1115.3868 | 1115.3868 | 0 | 0 | 0 | 58.455 | 0 | 0
3641 | 781.8035 | 0 | 353.8347 | 353.8347 | 0 | 0 | 0 | 444.646 | 0 | 0
3642 | 946.9489 | 0 | 112.5433 | 112.5433 | 0 | 0 | 0 | 839.71 | 0 | 0
3643 | 1087.8341 | 0 | 0 | 0 | 0 | 0 | 0 | 1087.834 | 0 | 0
3644 | 1190.0714 | 0 | 0 | 0 | 0 | 0 | 0 | 1190.071 | 0 | 0
3645 | 939.259 | 0 | 0 | 0 | 0 | 0 | 0 | 939.259 | 0 | 0
3646 | 1095.1893 | 0 | 0 | 0 | 0 | 0 | 0 | 948.923 | 0 | 153.5007
3647 | 1081.2144 | 0 | 0 | 0 | 0 | 0 | 0 | 489.214 | 0 | 621.2819
3648 | 159.6078 | 0 | 0 | 0 | 0 | 0 | 0 | 0 | 0 | 167.5026
3649 | 82.3782 | 0 | 0 | 0 | 0 | 0 | 0 | 82.378 | 0 | 0
3650 | 157.4013 | 0 | 0 | 0 | 0 | 0 | 0 | 157.401 | 0 | 0
3651 | 100.7662 | 0 | 0 | 0 | 0 | 0 | 0 | 100.766 | 0 | 0
3652 | 105.1794 | 0 | 0 | 0 | 0 | 0 | 0 | 105.179 | 0 | 0
3653 | 78.7006 | 0 | 0 | 0 | 0 | 0 | 0 | 78.701 | 0 | 0
3654 | 81.6427 | 0 | 0 | 0 | 0 | 0 | 0 | 81.643 | 0 | 0
3655 | 78.8376 | 0 | 165.982 | 82.7365 | -83.2455 | 0 | 0 | 0 | 0 | 0
3656 | 193.0078 | 0 | 1528.6327 | 202.5547 | -621.2819 | 0 | 704.7961 | 0 | 0 | 0
3657 | 787.8808 | 0 | 951.6696 | 826.8517 | -124.8178 | 0 | 0 | 0 | 0 | 0
3658 | 1235.6617 | 0 | 2167.7292 | 1296.7801 | -219.3167 | 0 | 651.6324 | 0 | 0 | 0
3659 | 1134.1783 | 0 | 1612.086 | 1190.2786 | 0 | 0 | 421.8074 | 0 | 0 | 0
3660 | 928.5379 | 0 | 3950.7769 | 974.466 | 0 | 0 | 2976.3109 | 0 | 0 | 0
3661 | 1150.8718 | 0 | 3307.813 | 1207.7972 | 0 | 0 | 2100.0158 | 0 | 0 | 0
3662 | 1024.287 | 0 | 2768.5204 | 1074.951 | 0 | 0 | 1693.5694 | 0 | 0 | 0
3663 | 1039.8662 | 0 | 2743.7058 | 1091.3006 | 0 | 0 | 1652.4053 | 0 | 0 | 0
3664 | 1200.7723 | 0 | 839.1966 | 839.1966 | 0 | 0 | 0 | 401.128 | 0 | 0
3665 | 1211.6653 | 0 | 626.3582 | 626.3582 | 0 | 0 | 0 | 614.829 | 0 | 0
3666 | 1362.6896 | 0 | 189.5204 | 189.5204 | 0 | 0 | 0 | 1182.102 | 0 | 0
3667 | 1236.4091 | 0 | 0 | 0 | 0 | 0 | 0 | 1236.409 | 0 | 0
3668 | 1330.5557 | 0 | 0 | 0 | 0 | 0 | 0 | 1330.556 | 0 | 0
3669 | 1363.6541 | 0 | 0 | 0 | 0 | 0 | 0 | 1363.654 | 0 | 0
3670 | 988.5389 | 0 | 0 | 0 | 0 | 0 | 0 | 682.665 | 0 | 321.0034
3671 | 1133.4363 | 0 | 0 | 0 | 0 | 0 | 0 | 541.436 | 0 | 621.2819
3672 | 1025.3149 | 0 | 0 | 0 | 0 | 0 | 0 | 1025.315 | 0 | 0
3673 | 1040.0253 | 0 | 0 | 0 | 0 | 0 | 0 | 1040.025 | 0 | 0
3674 | 1289.3666 | 0 | 0 | 0 | 0 | 0 | 0 | 1289.367 | 0 | 0
3675 | 807.601 | 0 | 0 | 0 | 0 | 0 | 0 | 807.601 | 0 | 0
3676 | 906.1606 | 0 | 0 | 0 | 0 | 0 | 0 | 906.161 | 0 | 0
3677 | 1054.7357 | 0 | 0 | 0 | 0 | 0 | 0 | 1054.736 | 0 | 0
3678 | 1198.1621 | 0 | 0 | 0 | 0 | 0 | 0 | 1198.162 | 0 | 0
3679 | 1087.0664 | 0 | 447.1572 | 447.1572 | 0 | 0 | 0 | 660.984 | 0 | 0
3680 | 1228.1419 | 0 | 1526.4739 | 1288.8882 | -237.5858 | 0 | 0 | 0 | 0 | 0
3681 | 1131.3953 | 0 | 2518.1511 | 1187.3569 | -621.2819 | 0 | 709.5123 | 0 | 0 | 0
3682 | 1253.8934 | 0 | 3236.0224 | 1315.9139 | -189.7943 | 0 | 1730.3142 | 0 | 0 | 0
3683 | 1272.5121 | 0 | 3688.7449 | 1335.4539 | 0 | 0 | 2353.291 | 0 | 0 | 0
3684 | 1338.8744 | 0 | 3910.615 | 1405.0994 | 0 | 0 | 2505.5156 | 0 | 0 | 0
3685 | 1355.3308 | 0 | 3288.2427 | 1422.3683 | 0 | 0 | 1865.8744 | 0 | 0 | 0
3686 | 1295.2535 | 0 | 1037.375 | 1037.375 | 0 | 0 | 0 | 306.772 | 0 | 0
3687 | 1302.0681 | 0 | 1127.3507 | 1127.3507 | 0 | 0 | 0 | 227.851 | 0 | 0
3688 | 1469.4209 | 0 | 823.1282 | 823.1282 | 0 | 0 | 0 | 685.088 | 0 | 0
3689 | 1487.386 | 0 | 500.537 | 500.537 | 0 | 0 | 0 | 1010.44 | 0 | 0
3690 | 1238.9154 | 0 | 183.4408 | 183.4408 | 0 | 0 | 0 | 1064.121 | 0 | 0
3691 | 1209.1949 | 0 | 0 | 0 | 0 | 0 | 0 | 1209.195 | 0 | 0
3692 | 1137.1139 | 0 | 0 | 0 | 0 | 0 | 0 | 1137.114 | 0 | 0
3693 | 1054.7357 | 0 | 0 | 0 | 0 | 0 | 0 | 1054.736 | 0 | 0
3694 | 1102.5445 | 0 | 0 | 0 | 0 | 0 | 0 | 796.671 | 0 | 321.0034
3695 | 1087.8341 | 0 | 0 | 0 | 0 | 0 | 0 | 495.834 | 0 | 621.2819
3696 | 1305.548 | 0 | 0 | 0 | 0 | 0 | 0 | 1305.548 | 0 | 0
3697 | 1315.1098 | 0 | 0 | 0 | 0 | 0 | 0 | 1315.11 | 0 | 0
3698 | 1071.6526 | 0 | 0 | 0 | 0 | 0 | 0 | 1071.653 | 0 | 0
3699 | 1255.5327 | 0 | 0 | 0 | 0 | 0 | 0 | 1255.533 | 0 | 0
3700 | 806.1299 | 0 | 0 | 0 | 0 | 0 | 0 | 806.13 | 0 | 0
3701 | 750.2304 | 0 | 0 | 0 | 0 | 0 | 0 | 750.23 | 0 | 0
3702 | 706.0992 | 0 | 0 | 0 | 0 | 0 | 0 | 706.099 | 0 | 0
3703 | 1144.1924 | 0 | 125.5073 | 125.5073 | 0 | 0 | 0 | 1024.601 | 0 | 0
3704 | 1174.6209 | 0 | 395.8594 | 395.8594 | 0 | 0 | 0 | 797.419 | 0 | 0
3705 | 1421.8944 | 0 | 1040.8812 | 1040.8812 | 0 | 0 | 0 | 430.071 | 0 | 0
3706 | 1445.488 | 0 | 2322.6646 | 1516.9857 | -621.2819 | 0 | 184.3969 | 0 | 0 | 0
3707 | 1314.3991 | 0 | 3035.2183 | 1379.4127 | -427.379 | 0 | 1228.4265 | 0 | 0 | 0
3708 | 1630.578 | 0 | 2768.385 | 1711.2308 | 0 | 0 | 1057.1542 | 0 | 0 | 0
3709 | 1339.1925 | 0 | 3957.2174 | 1405.4331 | 0 | 0 | 2551.7843 | 0 | 0 | 0
3710 | 1441.9686 | 0 | 3654.4621 | 1513.2927 | 0 | 0 | 2141.1694 | 0 | 0 | 0
3711 | 1484.2371 | 0 | 3088.51 | 1557.6514 | 0 | 0 | 1530.8586 | 0 | 0 | 0
3712 | 1687.8042 | 0 | 2283.5081 | 1771.2873 | 0 | 0 | 512.2207 | 0 | 0 | 0
3713 | 1368.332 | 0 | 1206.9944 | 1206.9944 | 0 | 0 | 0 | 218.225 | 0 | 0
3714 | 1435.4445 | 0 | 278.8863 | 278.8863 | 0 | 0 | 0 | 1169.702 | 0 | 0
3715 | 1408.5208 | 0 | 0 | 0 | 0 | 0 | 0 | 1408.521 | 0 | 0
3716 | 1324.6715 | 0 | 0 | 0 | 0 | 0 | 0 | 1324.672 | 0 | 0
3717 | 1376.1579 | 0 | 0 | 0 | 0 | 0 | 0 | 1376.158 | 0 | 0
3718 | 889.2437 | 0 | 0 | 0 | 0 | 0 | 0 | 583.37 | 0 | 321.0034
3719 | 1277.5983 | 0 | 0 | 0 | 0 | 0 | 0 | 685.598 | 0 | 621.2819
3720 | 914.2514 | 0 | 0 | 0 | 0 | 0 | 0 | 914.251 | 0 | 0
3721 | 1040.0253 | 0 | 0 | 0 | 0 | 0 | 0 | 1040.025 | 0 | 0
3722 | 1225.3763 | 0 | 0 | 0 | 0 | 0 | 0 | 1225.376 | 0 | 0
3723 | 1041.4963 | 0 | 0 | 0 | 0 | 0 | 0 | 1041.496 | 0 | 0
3724 | 1069.4461 | 0 | 0 | 0 | 0 | 0 | 0 | 1069.446 | 0 | 0
3725 | 1206.9883 | 0 | 0 | 0 | 0 | 0 | 0 | 1206.988 | 0 | 0
3726 | 1139.3205 | 0 | 0 | 0 | 0 | 0 | 0 | 1139.32 | 0 | 0
3727 | 968.3737 | 0 | 448.3934 | 448.3934 | 0 | 0 | 0 | 541.114 | 0 | 0
3728 | 1216.8397 | 0 | 1303.3802 | 1277.0271 | -26.3531 | 0 | 0 | 0 | 0 | 0
3729 | 1270.5584 | 0 | 2506.5724 | 1333.4043 | -621.2819 | 0 | 551.8862 | 0 | 0 | 0
3730 | 1288.7009 | 0 | 3219.9363 | 1352.4426 | -401.027 | 0 | 1466.4667 | 0 | 0 | 0
3731 | 1265.5835 | 0 | 3048.4656 | 1328.1822 | 0 | 0 | 1720.2835 | 0 | 0 | 0
3732 | 1527.2199 | 0 | 3167.3078 | 1602.7604 | 0 | 0 | 1564.5474 | 0 | 0 | 0
3733 | 1609.8915 | 0 | 2789.9714 | 1689.5216 | 0 | 0 | 1100.4498 | 0 | 0 | 0
3734 | 1684.8217 | 0 | 3164.5698 | 1768.1579 | 0 | 0 | 1396.4119 | 0 | 0 | 0
3735 | 1461.4939 | 0 | 2816.738 | 1533.7834 | 0 | 0 | 1282.9545 | 0 | 0 | 0
3736 | 1490.238 | 0 | 2236.7398 | 1563.9492 | 0 | 0 | 672.7906 | 0 | 0 | 0
3737 | 1239.2694 | 0 | 1136.7297 | 1136.7297 | 0 | 0 | 0 | 156.115 | 0 | 0
3738 | 1422.6934 | 0 | 207.8944 | 207.8944 | 0 | 0 | 0 | 1224.597 | 0 | 0
3739 | 1531.3527 | 0 | 0 | 0 | 0 | 0 | 0 | 1531.353 | 0 | 0
3740 | 1093.7182 | 0 | 0 | 0 | 0 | 0 | 0 | 1093.718 | 0 | 0
3741 | 818.6338 | 0 | 0 | 0 | 0 | 0 | 0 | 818.634 | 0 | 0
3742 | 913.5158 | 0 | 0 | 0 | 0 | 0 | 0 | 607.642 | 0 | 321.0034
3743 | 1149.6178 | 0 | 0 | 0 | 0 | 0 | 0 | 557.618 | 0 | 621.2819
3744 | 1036.3477 | 0 | 0 | 0 | 0 | 0 | 0 | 1036.348 | 0 | 0
3745 | 967.2088 | 0 | 0 | 0 | 0 | 0 | 0 | 967.209 | 0 | 0
3746 | 1274.6562 | 0 | 0 | 0 | 0 | 0 | 0 | 1274.656 | 0 | 0
3747 | 962.0602 | 0 | 0 | 0 | 0 | 0 | 0 | 962.06 | 0 | 0
3748 | 1158.444 | 0 | 0 | 0 | 0 | 0 | 0 | 1158.444 | 0 | 0
3749 | 1215.0791 | 0 | 0 | 0 | 0 | 0 | 0 | 1215.079 | 0 | 0
3750 | 663.439 | 0 | 0 | 0 | 0 | 0 | 0 | 663.439 | 0 | 0
3751 | 831.19 | 0 | 425.1279 | 425.1279 | 0 | 0 | 0 | 426.099 | 0 | 0
3752 | 900.2029 | 0 | 1233.7966 | 944.7295 | -289.0672 | 0 | 0 | 0 | 0 | 0
3753 | 1016.1898 | 0 | 2023.0671 | 1066.4535 | -621.2819 | 0 | 335.3317 | 0 | 0 | 0
3754 | 1501.8804 | 0 | 2005.242 | 1576.167 | -138.3118 | 0 | 290.7631 | 0 | 0 | 0
3755 | 1433.3713 | 0 | 3664.2725 | 1504.2694 | 0 | 0 | 2160.0031 | 0 | 0 | 0
3756 | 1371.731 | 0 | 2235.9947 | 1439.5805 | 0 | 0 | 796.4142 | 0 | 0 | 0
3757 | 1529.9046 | 0 | 1084.5274 | 1084.5274 | 0 | 0 | 0 | 496.493 | 0 | 0
3758 | 1387.7571 | 0 | 355.3134 | 355.3134 | 0 | 0 | 0 | 1049.19 | 0 | 0
3759 | 1085.9861 | 0 | 606.1969 | 606.1969 | 0 | 0 | 0 | 508.36 | 0 | 0
3760 | 1513.4915 | 0 | 505.9722 | 505.9722 | 0 | 0 | 0 | 1031.366 | 0 | 0
3761 | 1215.0892 | 0 | 325.4888 | 325.4888 | 0 | 0 | 0 | 904.941 | 0 | 0
3762 | 1339.0123 | 0 | 57.1884 | 57.1884 | 0 | 0 | 0 | 1284.519 | 0 | 0
3763 | 1233.4671 | 0 | 0 | 0 | 0 | 0 | 0 | 1233.467 | 0 | 0
3764 | 1164.3282 | 0 | 0 | 0 | 0 | 0 | 0 | 1164.328 | 0 | 0
3765 | 1034.1411 | 0 | 0 | 0 | 0 | 0 | 0 | 1034.141 | 0 | 0
3766 | 1329.8202 | 0 | 0 | 0 | 0 | 0 | 0 | 1023.947 | 0 | 321.0034
3767 | 1057.6778 | 0 | 0 | 0 | 0 | 0 | 0 | 465.678 | 0 | 621.2819
3768 | 1348.9437 | 0 | 0 | 0 | 0 | 0 | 0 | 1348.944 | 0 | 0
3769 | 972.3574 | 0 | 0 | 0 | 0 | 0 | 0 | 972.357 | 0 | 0
3770 | 1018.6952 | 0 | 0 | 0 | 0 | 0 | 0 | 1018.695 | 0 | 0
3771 | 1329.8202 | 0 | 0 | 0 | 0 | 0 | 0 | 1329.82 | 0 | 0
3772 | 1226.8474 | 0 | 0 | 0 | 0 | 0 | 0 | 1226.847 | 0 | 0
3773 | 759.7922 | 0 | 0 | 0 | 0 | 0 | 0 | 759.792 | 0 | 0
3774 | 961.3246 | 0 | 0 | 0 | 0 | 0 | 0 | 961.325 | 0 | 0
3775 | 883.3154 | 0 | 223.7916 | 223.7916 | 0 | 0 | 0 | 670.071 | 0 | 0
3776 | 819.4309 | 0 | 1484.8869 | 859.9623 | -621.2819 | 0 | 3.6427 | 0 | 0 | 0
3777 | 938.7295 | 0 | 1878.0502 | 985.1621 | -427.379 | 0 | 465.5091 | 0 | 0 | 0
3778 | 1175.0134 | 0 | 3061.3939 | 1233.1323 | 0 | 0 | 1828.2616 | 0 | 0 | 0
3779 | 1296.981 | 0 | 2108.9856 | 1361.1332 | 0 | 0 | 747.8524 | 0 | 0 | 0
3780 | 1264.4646 | 0 | 3681.0387 | 1327.0078 | 0 | 0 | 2354.0309 | 0 | 0 | 0
3781 | 1379.1589 | 0 | 3695.091 | 1447.3759 | 0 | 0 | 2247.7151 | 0 | 0 | 0
3782 | 1238.6166 | 0 | 1973.6322 | 1299.8823 | 0 | 0 | 673.7498 | 0 | 0 | 0
3783 | 1071.4449 | 0 | 2616.2885 | 1124.4416 | 0 | 0 | 1491.8469 | 0 | 0 | 0
3784 | 1163.5669 | 0 | 2073.4193 | 1221.1202 | 0 | 0 | 852.2991 | 0 | 0 | 0
3785 | 930.6139 | 0 | 872.9536 | 872.9536 | 0 | 0 | 0 | 98.804 | 0 | 0
3786 | 930.0798 | 0 | 230.4924 | 230.4924 | 0 | 0 | 0 | 710.451 | 0 | 0
3787 | 892.9213 | 0 | 0 | 0 | 0 | 0 | 0 | 892.921 | 0 | 0
3788 | 1206.2528 | 0 | 0 | 0 | 0 | 0 | 0 | 1206.253 | 0 | 0
3789 | 1006.9269 | 0 | 0 | 0 | 0 | 0 | 0 | 1006.927 | 0 | 0
3790 | 984.8613 | 0 | 0 | 0 | 0 | 0 | 0 | 678.988 | 0 | 321.0034
3791 | 1077.5368 | 0 | 0 | 0 | 0 | 0 | 0 | 485.537 | 0 | 621.2819
3792 | 956.176 | 0 | 0 | 0 | 0 | 0 | 0 | 956.176 | 0 | 0
3793 | 959.8536 | 0 | 0 | 0 | 0 | 0 | 0 | 959.854 | 0 | 0
3794 | 1045.1739 | 0 | 0 | 0 | 0 | 0 | 0 | 1045.174 | 0 | 0
3795 | 993.6875 | 0 | 0 | 0 | 0 | 0 | 0 | 993.688 | 0 | 0
3796 | 951.0274 | 0 | 0 | 0 | 0 | 0 | 0 | 951.027 | 0 | 0
3797 | 970.1509 | 0 | 0 | 0 | 0 | 0 | 0 | 970.151 | 0 | 0
3798 | 989.2744 | 0 | 0 | 0 | 0 | 0 | 0 | 989.274 | 0 | 0
3799 | 814.7659 | 0 | 433.384 | 433.384 | 0 | 0 | 0 | 401.808 | 0 | 0
3800 | 269.8053 | 0 | 1314.0669 | 283.1503 | -621.2819 | 0 | 409.6347 | 0 | 0 | 0
3801 | 129.9866 | 0 | 2450.8921 | 136.4165 | -427.379 | 0 | 1887.0966 | 0 | 0 | 0
3802 | 207.7449 | 0 | 3146.6974 | 218.0206 | 0 | 0 | 2928.6768 | 0 | 0 | 0
3803 | 159.9664 | 0 | 2762.6539 | 167.8784 | 0 | 0 | 2594.7755 | 0 | 0 | 0
3804 | 171.8487 | 0 | 3227.7138 | 180.3491 | 0 | 0 | 3047.3647 | 0 | 0 | 0
3805 | 132.4947 | 0 | 3104.933 | 139.0486 | 0 | 0 | 2965.8844 | 0 | 0 | 0
3806 | 124.5833 | 0 | 3361.6652 | 130.7452 | 0 | 0 | 3230.92 | 0 | 0 | 0
3807 | 178.8941 | 0 | 2515.7153 | 187.7426 | 0 | 0 | 2327.9727 | 0 | 0 | 0
3808 | 197.9358 | 0 | 1931.1698 | 207.7264 | 0 | 0 | 1723.4434 | 0 | 0 | 0
3809 | 169.2818 | 0 | 705.9662 | 177.6551 | 0 | 0 | 528.3111 | 0 | 0 | 0
3810 | 186.6658 | 0 | 209.669 | 195.899 | 0 | 0 | 13.77 | 0 | 0 | 0
3811 | 128.716 | 0 | 0 | 0 | 0 | 0 | 0 | 0 | 0 | 135.0826
3812 | 181.6734 | 0 | 0 | 0 | 0 | 0 | 0 | 0 | 0 | 190.659
3813 | 183.1445 | 0 | 0 | 0 | 0 | 0 | 0 | 0 | 0 | 192.2028
3814 | 100.0307 | 0 | 0 | 0 | 0 | 0 | 0 | 0 | 0 | 104.9788
3815 | 90.469 | 0 | 0 | 0 | 0 | 0 | 0 | 0 | 0 | 94.9438
3816 | 94.1466 | 0 | 0 | 0 | 0 | 0 | 0 | 0 | 0 | 98.8038
3817 | 85.3203 | 0 | 0 | 0 | 0 | 0 | 0 | 85.32 | 0 | 0
3818 | 91.2045 | 0 | 0 | 0 | 0 | 0 | 0 | 91.204 | 0 | 0
3819 | 86.7914 | 0 | 0 | 0 | 0 | 0 | 0 | 86.791 | 0 | 0
3820 | 90.469 | 0 | 0 | 0 | 0 | 0 | 0 | 90.469 | 0 | 0
3821 | 85.3203 | 0 | 0 | 0 | 0 | 0 | 0 | 51.683 | 0 | 35.3018
3822 | 86.0558 | 0 | 0 | 0 | 0 | 0 | 0 | 0 | 0 | 90.3126
3823 | 73.9979 | 0 | 112.2768 | 77.6571 | -34.6197 | 0 | 0 | 0 | 0 | 0
3824 | 92.8447 | 0 | 361.0383 | 97.4374 | -263.6009 | 0 | 0 | 0 | 0 | 0
3825 | 624.5034 | 0 | 942.0701 | 655.3926 | -286.6775 | 0 | 0 | 0 | 0 | 0
3826 | 1169.1854 | 0 | 1481.9001 | 1227.0161 | -254.8841 | 0 | 0 | 0 | 0 | 0
3827 | 1182.7428 | 0 | 2763.7359 | 1241.2447 | -208.8788 | 0 | 1313.6125 | 0 | 0 | 0
3828 | 1218.137 | 0 | 2871.8914 | 1278.3893 | 0 | 0 | 1593.5021 | 0 | 0 | 0
3829 | 1041.8558 | 0 | 2856.373 | 1093.389 | 0 | 0 | 1762.984 | 0 | 0 | 0
3830 | 1119.2978 | 0 | 1457.8601 | 1174.6615 | 0 | 0 | 283.1986 | 0 | 0 | 0
3831 | 1117.0011 | 0 | 2204.367 | 1172.2519 | 0 | 0 | 1032.1151 | 0 | 0 | 0
3832 | 1182.9589 | 0 | 1616.1894 | 1241.4714 | 0 | 0 | 374.718 | 0 | 0 | 0
3833 | 1307.3767 | 0 | 854.5491 | 854.5491 | 0 | 0 | 0 | 493.104 | 0 | 0
3834 | 1228.2872 | 0 | 235.9748 | 235.9748 | 0 | 0 | 0 | 1003.434 | 0 | 0
3835 | 1151.8243 | 0 | 0 | 0 | 0 | 0 | 0 | 1151.824 | 0 | 0
3836 | 1090.7762 | 0 | 0 | 0 | 0 | 0 | 0 | 1090.776 | 0 | 0
3837 | 1351.8858 | 0 | 0 | 0 | 0 | 0 | 0 | 1351.886 | 0 | 0
3838 | 1092.9827 | 0 | 0 | 0 | 0 | 0 | 0 | 787.109 | 0 | 321.0034
3839 | 716.3965 | 0 | 0 | 0 | 0 | 0 | 0 | 124.396 | 0 | 621.2819
3840 | 1042.2318 | 0 | 0 | 0 | 0 | 0 | 0 | 1042.232 | 0 | 0
3841 | 806.8654 | 0 | 0 | 0 | 0 | 0 | 0 | 806.865 | 0 | 0
3842 | 816.4272 | 0 | 0 | 0 | 0 | 0 | 0 | 816.427 | 0 | 0
3843 | 912.0448 | 0 | 0 | 0 | 0 | 0 | 0 | 912.045 | 0 | 0
3844 | 945.1432 | 0 | 0 | 0 | 0 | 0 | 0 | 945.143 | 0 | 0
3845 | 937.788 | 0 | 0 | 0 | 0 | 0 | 0 | 937.788 | 0 | 0
3846 | 909.1027 | 0 | 0 | 0 | 0 | 0 | 0 | 909.103 | 0 | 0
3847 | 944.3424 | 0 | 425.1573 | 425.1573 | 0 | 0 | 0 | 539.223 | 0 | 0
3848 | 881.4527 | 0 | 1304.3027 | 925.051 | -379.2517 | 0 | 0 | 0 | 0 | 0
3849 | 933.853 | 0 | 2016.2834 | 980.0439 | -621.2819 | 0 | 414.9576 | 0 | 0 | 0
3850 | 994.1031 | 0 | 2680.4967 | 1043.274 | -48.1273 | 0 | 1589.0954 | 0 | 0 | 0
3851 | 1339.2413 | 0 | 2974.6705 | 1405.4835 | 0 | 0 | 1569.1871 | 0 | 0 | 0
3852 | 1246.3699 | 0 | 3250.2458 | 1308.0188 | 0 | 0 | 1942.227 | 0 | 0 | 0
3853 | 1003.5325 | 0 | 3205.6835 | 1053.1694 | 0 | 0 | 2152.5141 | 0 | 0 | 0
3854 | 1101.4945 | 0 | 3025.7269 | 1155.9779 | 0 | 0 | 1869.749 | 0 | 0 | 0
3855 | 1463.9441 | 0 | 2389.9949 | 1536.3546 | 0 | 0 | 853.6403 | 0 | 0 | 0
3856 | 1017.2747 | 0 | 1631.862 | 1067.5922 | 0 | 0 | 564.2699 | 0 | 0 | 0
3857 | 1145.9282 | 0 | 236.6664 | 236.6664 | 0 | 0 | 0 | 920.416 | 0 | 0
3858 | 1215.9093 | 0 | 27.6953 | 27.6953 | 0 | 0 | 0 | 1189.519 | 0 | 0
3859 | 1031.199 | 0 | 0 | 0 | 0 | 0 | 0 | 1031.199 | 0 | 0
3860 | 1098.8669 | 0 | 0 | 0 | 0 | 0 | 0 | 1098.867 | 0 | 0
3861 | 1268.772 | 0 | 0 | 0 | 0 | 0 | 0 | 1268.772 | 0 | 0
3862 | 1276.1272 | 0 | 0 | 0 | 0 | 0 | 0 | 970.254 | 0 | 321.0034
3863 | 1315.8453 | 0 | 0 | 0 | 0 | 0 | 0 | 723.845 | 0 | 621.2819
3864 | 1015.0176 | 0 | 0 | 0 | 0 | 0 | 0 | 1015.018 | 0 | 0
3865 | 1181.9806 | 0 | 0 | 0 | 0 | 0 | 0 | 1181.981 | 0 | 0
3866 | 934.1104 | 0 | 0 | 0 | 0 | 0 | 0 | 934.11 | 0 | 0
3867 | 1097.3959 | 0 | 0 | 0 | 0 | 0 | 0 | 1097.396 | 0 | 0
3868 | 1369.5383 | 0 | 0 | 0 | 0 | 0 | 0 | 1369.538 | 0 | 0
3869 | 1001.0427 | 0 | 0 | 0 | 0 | 0 | 0 | 1001.043 | 0 | 0
3870 | 1035.6122 | 0 | 0 | 0 | 0 | 0 | 0 | 1035.612 | 0 | 0
3871 | 734.6806 | 0 | 404.6119 | 404.6119 | 0 | 0 | 0 | 349.138 | 0 | 0
3872 | 858.4429 | 0 | 1176.4603 | 900.9039 | -275.5564 | 0 | 0 | 0 | 0 | 0
3873 | 945.9468 | 0 | 1818.6559 | 992.7361 | -621.2819 | 0 | 204.6379 | 0 | 0 | 0
3874 | 1313.9909 | 0 | 2361.0812 | 1378.9845 | -151.8226 | 0 | 830.274 | 0 | 0 | 0
3875 | 1203.8265 | 0 | 2782.3418 | 1263.3705 | 0 | 0 | 1518.9713 | 0 | 0 | 0
3876 | 1170.5985 | 0 | 3218.6654 | 1228.5 | 0 | 0 | 1990.1654 | 0 | 0 | 0
3877 | 1180.2871 | 0 | 3153.5641 | 1238.6682 | 0 | 0 | 1914.8958 | 0 | 0 | 0
3878 | 935.0749 | 0 | 2901.5031 | 981.3263 | 0 | 0 | 1920.1767 | 0 | 0 | 0
3879 | 1443.3311 | 0 | 2538.0227 | 1514.7221 | 0 | 0 | 1023.3006 | 0 | 0 | 0
3880 | 1115.1485 | 0 | 665.8872 | 665.8872 | 0 | 0 | 0 | 480.646 | 0 | 0
3881 | 1294.3433 | 0 | 380.489 | 380.489 | 0 | 0 | 0 | 931.787 | 0 | 0
3882 | 1231.2495 | 0 | 211.3072 | 211.3072 | 0 | 0 | 0 | 1029.901 | 0 | 0
3883 | 1327.6136 | 0 | 0 | 0 | 0 | 0 | 0 | 1327.614 | 0 | 0
3884 | 1377.629 | 0 | 0 | 0 | 0 | 0 | 0 | 1377.629 | 0 | 0
3885 | 1547.5341 | 0 | 0 | 0 | 0 | 0 | 0 | 1547.534 | 0 | 0
3886 | 1445.2968 | 0 | 0 | 0 | 0 | 0 | 0 | 1139.423 | 0 | 321.0034
3887 | 1164.3282 | 0 | 0 | 0 | 0 | 0 | 0 | 572.328 | 0 | 621.2819
3888 | 1151.8243 | 0 | 0 | 0 | 0 | 0 | 0 | 1151.824 | 0 | 0
3889 | 1028.257 | 0 | 0 | 0 | 0 | 0 | 0 | 1028.257 | 0 | 0
3890 | 1179.7741 | 0 | 0 | 0 | 0 | 0 | 0 | 1179.774 | 0 | 0
3891 | 1259.2103 | 0 | 0 | 0 | 0 | 0 | 0 | 1259.21 | 0 | 0
3892 | 1282.0114 | 0 | 0 | 0 | 0 | 0 | 0 | 1282.011 | 0 | 0
3893 | 1181.9806 | 0 | 0 | 0 | 0 | 0 | 0 | 1181.981 | 0 | 0
3894 | 970.8864 | 0 | 0 | 0 | 0 | 0 | 0 | 970.886 | 0 | 0
3895 | 956.4739 | 0 | 436.3529 | 436.3529 | 0 | 0 | 0 | 540.687 | 0 | 0
3896 | 799.5406 | 0 | 1259.6229 | 839.0885 | -420.5344 | 0 | 0 | 0 | 0 | 0
3897 | 1009.7099 | 0 | 1446.3517 | 1059.653 | -386.6987 | 0 | 0 | 0 | 0 | 0
3898 | 1208.6635 | 0 | 2375.9731 | 1268.4467 | -241.4278 | 0 | 866.0985 | 0 | 0 | 0
3899 | 1010.5833 | 0 | 1715.8705 | 1060.5702 | 0 | 0 | 655.3003 | 0 | 0 | 0
3900 | 1237.7156 | 0 | 1498.1699 | 1298.9368 | 0 | 0 | 199.2331 | 0 | 0 | 0
3901 | 1291.5998 | 0 | 2901.5094 | 1355.486 | 0 | 0 | 1546.0233 | 0 | 0 | 0
3902 | 1072.2006 | 0 | 272.3335 | 272.3335 | 0 | 0 | 0 | 812.702 | 0 | 0
3903 | 1315.8048 | 0 | 193.4705 | 193.4705 | 0 | 0 | 0 | 1131.453 | 0 | 0
3904 | 1295.1505 | 0 | 235.6075 | 235.6075 | 0 | 0 | 0 | 1070.647 | 0 | 0
3905 | 1370.3069 | 0 | 120.1729 | 120.1729 | 0 | 0 | 0 | 1255.798 | 0 | 0
3906 | 1281.582 | 0 | 79.141 | 79.141 | 0 | 0 | 0 | 1206.171 | 0 | 0
3907 | 1545.3275 | 0 | 0 | 0 | 0 | 0 | 0 | 1545.328 | 0 | 0
3908 | 1218.0211 | 0 | 0 | 0 | 0 | 0 | 0 | 1218.021 | 0 | 0
3909 | 1410.7274 | 0 | 0 | 0 | 0 | 0 | 0 | 1410.727 | 0 | 0
3910 | 1444.5613 | 0 | 0 | 0 | 0 | 0 | 0 | 1138.688 | 0 | 321.0034
3911 | 1081.9499 | 0 | 0 | 0 | 0 | 0 | 0 | 489.95 | 0 | 621.2819
3912 | 1302.6059 | 0 | 0 | 0 | 0 | 0 | 0 | 1302.606 | 0 | 0
3913 | 1140.056 | 0 | 0 | 0 | 0 | 0 | 0 | 1140.056 | 0 | 0
3914 | 1240.0867 | 0 | 0 | 0 | 0 | 0 | 0 | 1240.087 | 0 | 0
3915 | 1393.0749 | 0 | 0 | 0 | 0 | 0 | 0 | 1393.075 | 0 | 0
3916 | 1256.2682 | 0 | 0 | 0 | 0 | 0 | 0 | 1256.268 | 0 | 0
3917 | 1270.2431 | 0 | 0 | 0 | 0 | 0 | 0 | 1270.243 | 0 | 0
3918 | 1252.5906 | 0 | 0 | 0 | 0 | 0 | 0 | 1252.591 | 0 | 0
3919 | 624.6762 | 0 | 233.3071 | 233.3071 | 0 | 0 | 0 | 402.365 | 0 | 0
3920 | 1045.7035 | 0 | 712.9861 | 712.9861 | 0 | 0 | 0 | 366.322 | 0 | 0
3921 | 811.5093 | 0 | 1577.7077 | 851.6495 | -621.2819 | 0 | 104.7763 | 0 | 0 | 0
3922 | 397.7894 | 0 | 2034.9481 | 417.4647 | -427.379 | 0 | 1190.1043 | 0 | 0 | 0
3923 | 357.9482 | 0 | 2137.4669 | 375.6531 | 0 | 0 | 1761.8138 | 0 | 0 | 0
3924 | 364.5053 | 0 | 2646.6211 | 382.5344 | 0 | 0 | 2264.0867 | 0 | 0 | 0
3925 | 782.6071 | 0 | 2742.86 | 821.3169 | 0 | 0 | 1921.5431 | 0 | 0 | 0
3926 | 1248.8063 | 0 | 1068.8725 | 1068.8725 | 0 | 0 | 0 | 230.311 | 0 | 0
3927 | 1519.8933 | 0 | 791.2225 | 791.2225 | 0 | 0 | 0 | 765.962 | 0 | 0
3928 | 1361.4245 | 0 | 340.8057 | 340.8057 | 0 | 0 | 0 | 1036.681 | 0 | 0
3929 | 1399.7203 | 0 | 702.0633 | 702.0633 | 0 | 0 | 0 | 730.747 | 0 | 0
3930 | 1546.8023 | 0 | 294.6356 | 294.6356 | 0 | 0 | 0 | 1266.053 | 0 | 0
3931 | 1616.673 | 0 | 0 | 0 | 0 | 0 | 0 | 1616.673 | 0 | 0
3932 | 1468.8335 | 0 | 0 | 0 | 0 | 0 | 0 | 1468.833 | 0 | 0
3933 | 1634.3255 | 0 | 0 | 0 | 0 | 0 | 0 | 1634.325 | 0 | 0
3934 | 1700.5223 | 0 | 0 | 0 | 0 | 0 | 0 | 1394.649 | 0 | 321.0034
3935 | 1246.7064 | 0 | 0 | 0 | 0 | 0 | 0 | 654.706 | 0 | 621.2819
3936 | 1177.5675 | 0 | 0 | 0 | 0 | 0 | 0 | 1177.568 | 0 | 0
3937 | 1148.1467 | 0 | 0 | 0 | 0 | 0 | 0 | 1148.147 | 0 | 0
3938 | 1455.5941 | 0 | 0 | 0 | 0 | 0 | 0 | 1455.594 | 0 | 0
3939 | 1526.204 | 0 | 0 | 0 | 0 | 0 | 0 | 1526.204 | 0 | 0
3940 | 902.483 | 0 | 0 | 0 | 0 | 0 | 0 | 902.483 | 0 | 0
3941 | 1237.1447 | 0 | 0 | 0 | 0 | 0 | 0 | 1237.145 | 0 | 0
3942 | 1238.6157 | 0 | 0 | 0 | 0 | 0 | 0 | 1238.616 | 0 | 0
3943 | 993.8319 | 0 | 262.3919 | 262.3919 | 0 | 0 | 0 | 743.806 | 0 | 0
3944 | 1094.5292 | 0 | 804.3334 | 804.3334 | 0 | 0 | 0 | 328.105 | 0 | 0
3945 | 975.5698 | 0 | 1332.3118 | 1023.8243 | -308.4875 | 0 | 0 | 0 | 0 | 0
3946 | 1525.9328 | 0 | 1997.5599 | 1601.4098 | -396.1501 | 0 | 0 | 0 | 0 | 0
3947 | 1595.194 | 0 | 2541.0273 | 1674.0966 | -344.0233 | 0 | 522.9074 | 0 | 0 | 0
3948 | 1689.2072 | 0 | 2335.6338 | 1772.7597 | 0 | 0 | 562.8741 | 0 | 0 | 0
3949 | 1412.9376 | 0 | 2246.2616 | 1482.8257 | 0 | 0 | 763.4358 | 0 | 0 | 0
3950 | 1322.0172 | 0 | 2585.1751 | 1387.4075 | 0 | 0 | 1197.7675 | 0 | 0 | 0
3951 | 1567.5485 | 0 | 2491.1012 | 1645.0842 | 0 | 0 | 846.017 | 0 | 0 | 0
3952 | 1329.2253 | 0 | 1809.6431 | 1394.9731 | 0 | 0 | 414.67 | 0 | 0 | 0
3953 | 1391.3492 | 0 | 635.6606 | 635.6606 | 0 | 0 | 0 | 785.648 | 0 | 0
3954 | 1660.1588 | 0 | 200.6741 | 200.6741 | 0 | 0 | 0 | 1468.943 | 0 | 0
3955 | 1308.4901 | 0 | 0 | 0 | 0 | 0 | 0 | 1308.49 | 0 | 0
3956 | 1471.04 | 0 | 0 | 0 | 0 | 0 | 0 | 1471.04 | 0 | 0
3957 | 1597.5495 | 0 | 0 | 0 | 0 | 0 | 0 | 1597.549 | 0 | 0
3958 | 1294.5152 | 0 | 0 | 0 | 0 | 0 | 0 | 988.642 | 0 | 321.0034
3959 | 1450.4455 | 0 | 0 | 0 | 0 | 0 | 0 | 858.445 | 0 | 621.2819
3960 | 1306.2835 | 0 | 0 | 0 | 0 | 0 | 0 | 1306.284 | 0 | 0
3961 | 956.176 | 0 | 0 | 0 | 0 | 0 | 0 | 956.176 | 0 | 0
3962 | 976.035 | 0 | 0 | 0 | 0 | 0 | 0 | 976.035 | 0 | 0
3963 | 779.6512 | 0 | 0 | 0 | 0 | 0 | 0 | 779.651 | 0 | 0
3964 | 1012.811 | 0 | 0 | 0 | 0 | 0 | 0 | 1012.811 | 0 | 0
3965 | 668.5877 | 0 | 0 | 0 | 0 | 0 | 0 | 668.588 | 0 | 0
3966 | 831.1376 | 0 | 0 | 0 | 0 | 0 | 0 | 831.138 | 0 | 0
3967 | 843.9182 | 0 | 225.0279 | 225.0279 | 0 | 0 | 0 | 629.496 | 0 | 0
3968 | 837.4805 | 0 | 686.7453 | 686.7453 | 0 | 0 | 0 | 183.102 | 0 | 0
3969 | 846.0043 | 0 | 1285.8867 | 887.8496 | -398.0371 | 0 | 0 | 0 | 0 | 0
3970 | 975.8383 | 0 | 1835.8597 | 1024.1066 | -621.2819 | 0 | 190.4712 | 0 | 0 | 0
3971 | 936.9532 | 0 | 2744.8466 | 983.2972 | -29.3419 | 0 | 1732.2075 | 0 | 0 | 0
3972 | 911.1879 | 0 | 2339.117 | 956.2578 | 0 | 0 | 1382.8592 | 0 | 0 | 0
3973 | 1051.1298 | 0 | 2102.5922 | 1103.1207 | 0 | 0 | 999.4715 | 0 | 0 | 0
3974 | 1012.9324 | 0 | 1890.7645 | 1063.0344 | 0 | 0 | 827.7301 | 0 | 0 | 0
3975 | 1027.0912 | 0 | 2059.728 | 1077.8937 | 0 | 0 | 981.8343 | 0 | 0 | 0
3976 | 478.6691 | 0 | 1054.709 | 502.3453 | 0 | 0 | 552.3637 | 0 | 0 | 0
3977 | 176.7969 | 0 | 766.685 | 185.5419 | 0 | 0 | 581.1431 | 0 | 0 | 0
3978 | 236.4577 | 0 | 153.4745 | 153.4745 | 0 | 0 | 0 | 0 | 0 | 94.6794
3979 | 138.2778 | 0 | 0 | 0 | 0 | 0 | 0 | 0 | 0 | 145.1176
3980 | 145.633 | 0 | 0 | 0 | 0 | 0 | 0 | 0 | 0 | 152.8364
3981 | 115.4766 | 0 | 0 | 0 | 0 | 0 | 0 | 0 | 0 | 121.1888
3982 | 110.328 | 0 | 0 | 0 | 0 | 0 | 0 | 0 | 0 | 115.7851
3983 | 105.9149 | 0 | 0 | 0 | 0 | 0 | 0 | 0 | 0 | 111.1538
3984 | 106.6504 | 0 | 0 | 0 | 0 | 0 | 0 | 0 | 0 | 111.9252
3985 | 98.5597 | 0 | 0 | 0 | 0 | 0 | 0 | 98.56 | 0 | 0
3986 | 108.1214 | 0 | 0 | 0 | 0 | 0 | 0 | 108.121 | 0 | 0
3987 | 88.9979 | 0 | 0 | 0 | 0 | 0 | 0 | 88.998 | 0 | 0
3988 | 94.8821 | 0 | 0 | 0 | 0 | 0 | 0 | 94.882 | 0 | 0
3989 | 88.9979 | 0 | 0 | 0 | 0 | 0 | 0 | 88.998 | 0 | 0
3990 | 93.411 | 0 | 0 | 0 | 0 | 0 | 0 | 8.035 | 0 | 89.5989
3991 | 80.6148 | 0 | 126.1276 | 84.6024 | -41.5251 | 0 | 0 | 0 | 0 | 0
3992 | 145.6072 | 0 | 396.9477 | 152.8091 | -244.1386 | 0 | 0 | 0 | 0 | 0
3993 | 662.3137 | 0 | 1179.8375 | 695.0738 | -484.7636 | 0 | 0 | 0 | 0 | 0
3994 | 881.3451 | 0 | 2207.5301 | 924.9387 | -278.2336 | 0 | 1004.3578 | 0 | 0 | 0
3995 | 1021.1849 | 0 | 2102.6699 | 1071.6956 | 0 | 0 | 1030.9743 | 0 | 0 | 0
3996 | 1073.9732 | 0 | 2815.8207 | 1127.0946 | 0 | 0 | 1688.7261 | 0 | 0 | 0
3997 | 1076.9171 | 0 | 1679.4163 | 1130.1842 | 0 | 0 | 549.2321 | 0 | 0 | 0
3998 | 1076.9383 | 0 | 258.596 | 258.596 | 0 | 0 | 0 | 830.531 | 0 | 0
3999 | 1164.3879 | 0 | 174.002 | 174.002 | 0 | 0 | 0 | 998.587 | 0 | 0
4000 | 1132.1777 | 0 | 101.5376 | 101.5376 | 0 | 0 | 0 | 1035.426 | 0 | 0
4001 | 1128.9285 | 0 | 463.9591 | 463.9591 | 0 | 0 | 0 | 686.836 | 0 | 0
4002 | 1028.4225 | 0 | 201.4727 | 201.4727 | 0 | 0 | 0 | 836.446 | 0 | 0
4003 | 1248.913 | 0 | 0 | 0 | 0 | 0 | 0 | 1248.913 | 0 | 0
4004 | 980.4482 | 0 | 0 | 0 | 0 | 0 | 0 | 980.448 | 0 | 0
4005 | 989.2744 | 0 | 0 | 0 | 0 | 0 | 0 | 989.274 | 0 | 0
4006 | 925.2842 | 0 | 0 | 0 | 0 | 0 | 0 | 619.411 | 0 | 321.0034
4007 | 992.2165 | 0 | 0 | 0 | 0 | 0 | 0 | 400.216 | 0 | 621.2819
4008 | 1404.8432 | 0 | 0 | 0 | 0 | 0 | 0 | 1404.843 | 0 | 0
4009 | 1122.4035 | 0 | 0 | 0 | 0 | 0 | 0 | 1122.404 | 0 | 0
4010 | 848.7901 | 0 | 0 | 0 | 0 | 0 | 0 | 848.79 | 0 | 0
4011 | 1120.197 | 0 | 0 | 0 | 0 | 0 | 0 | 1120.197 | 0 | 0
4012 | 1104.0155 | 0 | 0 | 0 | 0 | 0 | 0 | 1104.016 | 0 | 0
4013 | 823.7824 | 0 | 0 | 0 | 0 | 0 | 0 | 823.782 | 0 | 0
4014 | 1180.5096 | 0 | 0 | 0 | 0 | 0 | 0 | 1180.51 | 0 | 0
4015 | 1004.4362 | 0 | 171.1926 | 171.1926 | 0 | 0 | 0 | 841.312 | 0 | 0
4016 | 1200.8854 | 0 | 537.3343 | 537.3343 | 0 | 0 | 0 | 688.876 | 0 | 0
4017 | 1296.0874 | 0 | 1339.0126 | 1339.0126 | 0 | 0 | 0 | 20.185 | 0 | 0
4018 | 905.5732 | 0 | 1861.9221 | 950.3651 | -621.2819 | 0 | 290.2751 | 0 | 0 | 0
4019 | 1261.7184 | 0 | 2824.7338 | 1324.127 | -427.379 | 0 | 1073.2278 | 0 | 0 | 0
4020 | 1336.4693 | 0 | 3157.7976 | 1402.5744 | 0 | 0 | 1755.2232 | 0 | 0 | 0
4021 | 1087.4829 | 0 | 3064.9842 | 1141.2728 | 0 | 0 | 1923.7113 | 0 | 0 | 0
4022 | 1175.372 | 0 | 2043.3406 | 1233.5091 | 0 | 0 | 809.8315 | 0 | 0 | 0
4023 | 1147.4094 | 0 | 618.3151 | 618.3151 | 0 | 0 | 0 | 558.237 | 0 | 0
4024 | 998.7939 | 0 | 342.2077 | 342.2077 | 0 | 0 | 0 | 672.715 | 0 | 0
4025 | 1349.1184 | 0 | 275.7579 | 275.7579 | 0 | 0 | 0 | 1086.357 | 0 | 0
4026 | 1296.8027 | 0 | 66.8928 | 66.8928 | 0 | 0 | 0 | 1233.062 | 0 | 0
4027 | 1050.3226 | 0 | 0 | 0 | 0 | 0 | 0 | 1050.323 | 0 | 0
4028 | 905.4251 | 0 | 0 | 0 | 0 | 0 | 0 | 905.425 | 0 | 0
4029 | 1113.5773 | 0 | 0 | 0 | 0 | 0 | 0 | 1113.577 | 0 | 0
4030 | 1034.8766 | 0 | 0 | 0 | 0 | 0 | 0 | 729.003 | 0 | 321.0034
4031 | 1276.8627 | 0 | 0 | 0 | 0 | 0 | 0 | 684.863 | 0 | 621.2819
4032 | 906.1606 | 0 | 0 | 0 | 0 | 0 | 0 | 906.161 | 0 | 0
4033 | 1189.3358 | 0 | 0 | 0 | 0 | 0 | 0 | 1189.336 | 0 | 0
4034 | 1040.0253 | 0 | 0 | 0 | 0 | 0 | 0 | 1040.025 | 0 | 0
4035 | 1162.8571 | 0 | 0 | 0 | 0 | 0 | 0 | 1162.857 | 0 | 0
4036 | 711.9834 | 0 | 0 | 0 | 0 | 0 | 0 | 711.983 | 0 | 0
4037 | 1019.4307 | 0 | 0 | 0 | 0 | 0 | 0 | 1019.431 | 0 | 0
4038 | 675.2074 | 0 | 0 | 0 | 0 | 0 | 0 | 675.207 | 0 | 0
4039 | 747.1449 | 0 | 257.4657 | 257.4657 | 0 | 0 | 0 | 501.814 | 0 | 0
4040 | 1067.6514 | 0 | 799.0462 | 799.0462 | 0 | 0 | 0 | 306.265 | 0 | 0
4041 | 1143.193 | 0 | 1788.7126 | 1199.7384 | -588.9742 | 0 | 0 | 0 | 0 | 0
4042 | 1219.8369 | 0 | 2067.1498 | 1280.1734 | -459.6867 | 0 | 327.2896 | 0 | 0 | 0
4043 | 1490.4715 | 0 | 2231.334 | 1564.1937 | 0 | 0 | 667.1403 | 0 | 0 | 0
4044 | 1150.4507 | 0 | 2681.4192 | 1207.3554 | 0 | 0 | 1474.0638 | 0 | 0 | 0
4045 | 1240.471 | 0 | 2959.5908 | 1301.8291 | 0 | 0 | 1657.7617 | 0 | 0 | 0
4046 | 1223.9724 | 0 | 2958.6379 | 1284.513 | 0 | 0 | 1674.1249 | 0 | 0 | 0
4047 | 1179.3466 | 0 | 2038.2486 | 1237.6807 | 0 | 0 | 800.5679 | 0 | 0 | 0
4048 | 1321.3359 | 0 | 1920.1988 | 1386.6929 | 0 | 0 | 533.5059 | 0 | 0 | 0
4049 | 1489.5089 | 0 | 308.563 | 308.563 | 0 | 0 | 0 | 1195.489 | 0 | 0
4050 | 1368.6657 | 0 | 53.6632 | 53.6632 | 0 | 0 | 0 | 1317.531 | 0 | 0
4051 | 1199.6331 | 0 | 0 | 0 | 0 | 0 | 0 | 1199.633 | 0 | 0
4052 | 1119.4615 | 0 | 0 | 0 | 0 | 0 | 0 | 1119.461 | 0 | 0
4053 | 1075.3302 | 0 | 0 | 0 | 0 | 0 | 0 | 1075.33 | 0 | 0
4054 | 1176.832 | 0 | 0 | 0 | 0 | 0 | 0 | 870.958 | 0 | 321.0034
4055 | 1138.585 | 0 | 0 | 0 | 0 | 0 | 0 | 546.585 | 0 | 621.2819
4056 | 1338.6464 | 0 | 0 | 0 | 0 | 0 | 0 | 1338.646 | 0 | 0
4057 | 1243.0288 | 0 | 0 | 0 | 0 | 0 | 0 | 1243.029 | 0 | 0
4058 | 1127.5522 | 0 | 0 | 0 | 0 | 0 | 0 | 1127.552 | 0 | 0
4059 | 1088.5696 | 0 | 0 | 0 | 0 | 0 | 0 | 1088.57 | 0 | 0
4060 | 1187.8648 | 0 | 0 | 0 | 0 | 0 | 0 | 1187.865 | 0 | 0
4061 | 1379.1 | 0 | 0 | 0 | 0 | 0 | 0 | 1379.1 | 0 | 0
4062 | 1313.6387 | 0 | 0 | 0 | 0 | 0 | 0 | 1313.639 | 0 | 0
4063 | 1192.7735 | 0 | 391.0162 | 391.0162 | 0 | 0 | 0 | 820.187 | 0 | 0
4064 | 1204.4444 | 0 | 1325.3748 | 1264.0191 | -61.3558 | 0 | 0 | 0 | 0 | 0
4065 | 914.0068 | 0 | 1466.9673 | 959.2152 | -507.7521 | 0 | 0 | 0 | 0 | 0
4066 | 1054.7081 | 0 | 3173.8071 | 1106.8767 | -479.5541 | 0 | 1587.3764 | 0 | 0 | 0
4067 | 1164.4744 | 0 | 3007.7129 | 1222.0731 | 0 | 0 | 1785.6398 | 0 | 0 | 0
4068 | 1401.6253 | 0 | 3279.4072 | 1470.9532 | 0 | 0 | 1808.4541 | 0 | 0 | 0
4069 | 1428.7283 | 0 | 3231.6577 | 1499.3967 | 0 | 0 | 1732.261 | 0 | 0 | 0
4070 | 1276.9675 | 0 | 3038.8378 | 1340.1292 | 0 | 0 | 1698.7086 | 0 | 0 | 0
4071 | 1519.5135 | 0 | 2671.549 | 1594.6733 | 0 | 0 | 1076.8757 | 0 | 0 | 0
4072 | 1443.7099 | 0 | 2282.6087 | 1515.1198 | 0 | 0 | 767.4889 | 0 | 0 | 0
4073 | 1342.0133 | 0 | 1111.2761 | 1111.2761 | 0 | 0 | 0 | 283.113 | 0 | 0
4074 | 1332.7466 | 0 | 264.4803 | 264.4803 | 0 | 0 | 0 | 1080.732 | 0 | 0
4075 | 1262.1523 | 0 | 0 | 0 | 0 | 0 | 0 | 1262.152 | 0 | 0
4076 | 1451.9165 | 0 | 0 | 0 | 0 | 0 | 0 | 1451.916 | 0 | 0
4077 | 1443.0903 | 0 | 0 | 0 | 0 | 0 | 0 | 1443.09 | 0 | 0
4078 | 1423.9667 | 0 | 0 | 0 | 0 | 0 | 0 | 1118.093 | 0 | 321.0034
4079 | 1318.0519 | 0 | 0 | 0 | 0 | 0 | 0 | 726.052 | 0 | 621.2819
4080 | 1204.7818 | 0 | 0 | 0 | 0 | 0 | 0 | 1204.782 | 0 | 0
4081 | 1000.3072 | 0 | 0 | 0 | 0 | 0 | 0 | 1000.307 | 0 | 0
4082 | 1279.8048 | 0 | 0 | 0 | 0 | 0 | 0 | 1279.805 | 0 | 0
4083 | 1320.9939 | 0 | 0 | 0 | 0 | 0 | 0 | 1320.994 | 0 | 0
4084 | 1414.405 | 0 | 0 | 0 | 0 | 0 | 0 | 1414.405 | 0 | 0
4085 | 1349.6792 | 0 | 0 | 0 | 0 | 0 | 0 | 1349.679 | 0 | 0
4086 | 1217.2856 | 0 | 0 | 0 | 0 | 0 | 0 | 1217.286 | 0 | 0
4087 | 842.1704 | 0 | 306.2511 | 306.2511 | 0 | 0 | 0 | 550.354 | 0 | 0
4088 | 1414.8031 | 0 | 934.0155 | 934.0155 | 0 | 0 | 0 | 524.809 | 0 | 0
4089 | 1229.2948 | 0 | 2472.1112 | 1290.0993 | -621.2819 | 0 | 560.73 | 0 | 0 | 0
4090 | 1233.0561 | 0 | 3234.7925 | 1294.0463 | -427.379 | 0 | 1513.3672 | 0 | 0 | 0
4091 | 1290.0993 | 0 | 2850.2347 | 1353.9108 | 0 | 0 | 1496.3239 | 0 | 0 | 0
4092 | 1374.5232 | 0 | 1464.0697 | 1442.5106 | 0 | 0 | 21.5591 | 0 | 0 | 0
4093 | 1301.6783 | 0 | 3121.1493 | 1366.0636 | 0 | 0 | 1755.0857 | 0 | 0 | 0
4094 | 1473.8341 | 0 | 615.0911 | 615.0911 | 0 | 0 | 0 | 887.733 | 0 | 0
4095 | 1200.2556 | 0 | 1250.4443 | 1250.4443 | 0 | 0 | 0 | 8.746 | 0 | 0
4096 | 1652.6215 | 0 | 166.4616 | 166.4616 | 0 | 0 | 0 | 1494.006 | 0 | 0
4097 | 1554.1529 | 0 | 129.5163 | 129.5163 | 0 | 0 | 0 | 1430.741 | 0 | 0
4098 | 1601.1342 | 0 | 32.6456 | 32.6456 | 0 | 0 | 0 | 1570.028 | 0 | 0
4099 | 1579.897 | 0 | 0 | 0 | 0 | 0 | 0 | 1579.897 | 0 | 0
4100 | 1123.8746 | 0 | 0 | 0 | 0 | 0 | 0 | 1123.875 | 0 | 0
4101 | 1184.1872 | 0 | 0 | 0 | 0 | 0 | 0 | 1184.187 | 0 | 0
4102 | 1214.3435 | 0 | 0 | 0 | 0 | 0 | 0 | 908.47 | 0 | 321.0034
4103 | 1265.0944 | 0 | 0 | 0 | 0 | 0 | 0 | 673.094 | 0 | 621.2819
4104 | 1221.6987 | 0 | 0 | 0 | 0 | 0 | 0 | 1221.699 | 0 | 0
4105 | 1285.689 | 0 | 0 | 0 | 0 | 0 | 0 | 1285.689 | 0 | 0
4106 | 1382.7776 | 0 | 0 | 0 | 0 | 0 | 0 | 1382.778 | 0 | 0
4107 | 1180.5096 | 0 | 0 | 0 | 0 | 0 | 0 | 1180.51 | 0 | 0
4108 | 1251.1195 | 0 | 0 | 0 | 0 | 0 | 0 | 1251.12 | 0 | 0
4109 | 1314.3743 | 0 | 0 | 0 | 0 | 0 | 0 | 1314.374 | 0 | 0
4110 | 1123.8746 | 0 | 0 | 0 | 0 | 0 | 0 | 1123.875 | 0 | 0
4111 | 1094.6009 | 0 | 401.3061 | 401.3061 | 0 | 0 | 0 | 712.209 | 0 | 0
4112 | 1132.8406 | 0 | 1026.8594 | 1026.8594 | 0 | 0 | 0 | 154.378 | 0 | 0
4113 | 1145.5301 | 0 | 1301.5888 | 1202.191 | -99.3978 | 0 | 0 | 0 | 0 | 0
4114 | 1243.3736 | 0 | 2464.4113 | 1304.8746 | -621.2819 | 0 | 538.2547 | 0 | 0 | 0
4115 | 952.8174 | 0 | 2870.2826 | 999.9459 | -327.9812 | 0 | 1542.3555 | 0 | 0 | 0
4116 | 1336.7828 | 0 | 2568.7405 | 1402.9039 | 0 | 0 | 1165.8366 | 0 | 0 | 0
4117 | 1269.4781 | 0 | 2871.5252 | 1332.2698 | 0 | 0 | 1539.2553 | 0 | 0 | 0
4118 | 1515.3156 | 0 | 2841.3101 | 1590.2666 | 0 | 0 | 1251.0435 | 0 | 0 | 0
4119 | 1178.0217 | 0 | 2433.9307 | 1236.2902 | 0 | 0 | 1197.6405 | 0 | 0 | 0
4120 | 1291.1281 | 0 | 834.7552 | 834.7552 | 0 | 0 | 0 | 495.716 | 0 | 0
4121 | 1202.7821 | 0 | 950.9538 | 950.9538 | 0 | 0 | 0 | 296.648 | 0 | 0
4122 | 1153.1952 | 0 | 123.5553 | 123.5553 | 0 | 0 | 0 | 1035.463 | 0 | 0
4123 | 1228.3184 | 0 | 0 | 0 | 0 | 0 | 0 | 1228.318 | 0 | 0
4124 | 785.5354 | 0 | 0 | 0 | 0 | 0 | 0 | 785.535 | 0 | 0
4125 | 1207.7239 | 0 | 0 | 0 | 0 | 0 | 0 | 1207.724 | 0 | 0
4126 | 1132.7008 | 0 | 0 | 0 | 0 | 0 | 0 | 826.827 | 0 | 321.0034
4127 | 1078.2723 | 0 | 0 | 0 | 0 | 0 | 0 | 486.272 | 0 | 621.2819
4128 | 1233.4671 | 0 | 0 | 0 | 0 | 0 | 0 | 1233.467 | 0 | 0
4129 | 1003.9848 | 0 | 0 | 0 | 0 | 0 | 0 | 1003.985 | 0 | 0
4130 | 1147.4112 | 0 | 0 | 0 | 0 | 0 | 0 | 1147.411 | 0 | 0
4131 | 1050.3226 | 0 | 0 | 0 | 0 | 0 | 0 | 1050.323 | 0 | 0
4132 | 1001.0427 | 0 | 0 | 0 | 0 | 0 | 0 | 1001.043 | 0 | 0
4133 | 899.541 | 0 | 0 | 0 | 0 | 0 | 0 | 899.541 | 0 | 0
4134 | 956.9115 | 0 | 0 | 0 | 0 | 0 | 0 | 956.912 | 0 | 0
4135 | 789.213 | 0 | 184.5879 | 184.5879 | 0 | 0 | 0 | 613.325 | 0 | 0
4136 | 1053.7961 | 0 | 584.1498 | 584.1498 | 0 | 0 | 0 | 497.178 | 0 | 0
4137 | 1095.8283 | 0 | 1514.6224 | 1150.0306 | -364.5917 | 0 | 0 | 0 | 0 | 0
4138 | 1072.8488 | 0 | 2017.6204 | 1125.915 | -621.2819 | 0 | 270.4235 | 0 | 0 | 0
4139 | 1035.489 | 0 | 2035.8233 | 1086.7071 | -62.7873 | 0 | 886.329 | 0 | 0 | 0
4140 | 1331.4199 | 0 | 543.8515 | 543.8515 | 0 | 0 | 0 | 813.201 | 0 | 0
4141 | 846.3463 | 0 | 600.3483 | 600.3483 | 0 | 0 | 0 | 41.913 | 0 | 243.8752
4142 | 916.9976 | 0 | 1233.7609 | 962.3552 | -271.4057 | 0 | 0 | 0 | 0 | 0
4143 | 791.3395 | 0 | 189.7387 | 189.7387 | 0 | 0 | 0 | 554.76 | 0 | 58.5422
4144 | 216.0103 | 0 | 100.5438 | 100.5438 | 0 | 0 | 0 | 0 | 0 | 126.1507
4145 | 168.3081 | 0 | 151.7597 | 151.7597 | 0 | 0 | 0 | 0 | 0 | 24.8744
4146 | 126.4653 | 0 | 15.9791 | 15.9791 | 0 | 0 | 0 | 0 | 0 | 116.7412
4147 | 136.0712 | 0 | 0 | 0 | 0 | 0 | 0 | 0 | 0 | 142.8014
4148 | 92.6755 | 0 | 0 | 0 | 0 | 0 | 0 | 0 | 0 | 97.26
4149 | 88.2624 | 0 | 0 | 0 | 0 | 0 | 0 | 0 | 0 | 92.6277
4150 | 94.1466 | 0 | 0 | 0 | 0 | 0 | 0 | 0 | 0 | 98.8038
4151 | 83.8493 | 0 | 0 | 0 | 0 | 0 | 0 | 0 | 0 | 87.9964
4152 | 91.94 | 0 | 0 | 0 | 0 | 0 | 0 | 0 | 0 | 96.4876
4153 | 82.3782 | 0 | 0 | 0 | 0 | 0 | 0 | 82.378 | 0 | 0
4154 | 88.2624 | 0 | 0 | 0 | 0 | 0 | 0 | 88.262 | 0 | 0
4155 | 82.3782 | 0 | 0 | 0 | 0 | 0 | 0 | 82.378 | 0 | 0
4156 | 82.3782 | 0 | 0 | 0 | 0 | 0 | 0 | 82.378 | 0 | 0
4157 | 83.8493 | 0 | 0 | 0 | 0 | 0 | 0 | 83.849 | 0 | 0
4158 | 84.5848 | 0 | 0 | 0 | 0 | 0 | 0 | 84.585 | 0 | 0
4159 | 66.9323 | 0 | 126.1276 | 70.2426 | -55.8849 | 0 | 0 | 0 | 0 | 0
4160 | 82.3874 | 0 | 675.7984 | 86.4621 | -589.3363 | 0 | 0 | 0 | 0 | 0
4161 | 584.9195 | 0 | 1363.1062 | 613.8517 | -403.4397 | 0 | 345.8148 | 0 | 0 | 0
4162 | 1157.201 | 0 | 1596.7974 | 1214.4393 | 0 | 0 | 382.3581 | 0 | 0 | 0
4163 | 1150.5013 | 0 | 2350.9213 | 1207.4079 | 0 | 0 | 1143.5135 | 0 | 0 | 0
4164 | 990.4614 | 0 | 2859.2947 | 1039.4519 | 0 | 0 | 1819.8428 | 0 | 0 | 0
4165 | 1247.0319 | 0 | 3337.2935 | 1308.7136 | 0 | 0 | 2028.5799 | 0 | 0 | 0
4166 | 1015.0755 | 0 | 3611.5024 | 1065.2844 | 0 | 0 | 2546.218 | 0 | 0 | 0
4167 | 1035.2371 | 0 | 2480.3852 | 1086.4426 | 0 | 0 | 1393.9425 | 0 | 0 | 0
4168 | 965.4739 | 0 | 1832.0386 | 1013.229 | 0 | 0 | 818.8097 | 0 | 0 | 0
4169 | 874.7245 | 0 | 813.9381 | 813.9381 | 0 | 0 | 0 | 99.149 | 0 | 0
4170 | 1044.9992 | 0 | 179.6796 | 179.6796 | 0 | 0 | 0 | 873.789 | 0 | 0
4171 | 962.7957 | 0 | 0 | 0 | 0 | 0 | 0 | 962.796 | 0 | 0
4172 | 1037.8187 | 0 | 0 | 0 | 0 | 0 | 0 | 1037.819 | 0 | 0
4173 | 715.661 | 0 | 0 | 0 | 0 | 0 | 0 | 715.661 | 0 | 0
4174 | 1001.7782 | 0 | 0 | 0 | 0 | 0 | 0 | 695.905 | 0 | 321.0034
4175 | 876.0043 | 0 | 0 | 0 | 0 | 0 | 0 | 284.004 | 0 | 621.2819
4176 | 918.6645 | 0 | 0 | 0 | 0 | 0 | 0 | 918.664 | 0 | 0
4177 | 882.624 | 0 | 0 | 0 | 0 | 0 | 0 | 882.624 | 0 | 0
4178 | 1200.3686 | 0 | 0 | 0 | 0 | 0 | 0 | 1200.369 | 0 | 0
4179 | 1074.5947 | 0 | 0 | 0 | 0 | 0 | 0 | 1074.595 | 0 | 0
4180 | 1248.913 | 0 | 0 | 0 | 0 | 0 | 0 | 1248.913 | 0 | 0
4181 | 1179.0386 | 0 | 0 | 0 | 0 | 0 | 0 | 1179.039 | 0 | 0
4182 | 1068.7106 | 0 | 0 | 0 | 0 | 0 | 0 | 1068.711 | 0 | 0
4183 | 955.4405 | 0 | 322.8042 | 322.8042 | 0 | 0 | 0 | 647.851 | 0 | 0
4184 | 993.9174 | 0 | 991.6237 | 991.6237 | 0 | 0 | 0 | 49.03 | 0 | 0
4185 | 746.5353 | 0 | 1226.4273 | 783.4606 | -442.9667 | 0 | 0 | 0 | 0 | 0
4186 | 1054.2475 | 0 | 324.1759 | 324.1759 | 0 | 0 | 0 | 366.078 | 0 | 398.0318
4187 | 1269.1333 | 0 | 1952.3176 | 1331.9077 | -620.4098 | 0 | 0 | 0 | 0 | 0
4188 | 1079.2074 | 0 | 1967.9609 | 1132.5885 | -428.2511 | 0 | 407.1212 | 0 | 0 | 0
4189 | 1049.5751 | 0 | 1266.6899 | 1101.4898 | 0 | 0 | 165.2001 | 0 | 0 | 0
4190 | 1119.0192 | 0 | 901.5063 | 901.5063 | 0 | 0 | 0 | 260.002 | 0 | 0
4191 | 1490.9597 | 0 | 913.4292 | 913.4292 | 0 | 0 | 0 | 231.314 | 0 | 408.5212
4192 | 567.8021 | 0 | 1050.5279 | 595.8881 | -454.6398 | 0 | 0 | 0 | 0 | 0
4193 | 1329.9719 | 0 | 1080.3988 | 1080.3988 | 0 | 0 | 0 | 300.494 | 0 | 0
4194 | 1208.3058 | 0 | 262.5997 | 262.5997 | 0 | 0 | 0 | 958.083 | 0 | 0
4195 | 1031.9346 | 0 | 0 | 0 | 0 | 0 | 0 | 1031.935 | 0 | 0
4196 | 898.0699 | 0 | 0 | 0 | 0 | 0 | 0 | 898.07 | 0 | 0
4197 | 1109.1642 | 0 | 0 | 0 | 0 | 0 | 0 | 1109.164 | 0 | 0
4198 | 1198.8976 | 0 | 0 | 0 | 0 | 0 | 0 | 893.024 | 0 | 321.0034
4199 | 1042.9674 | 0 | 0 | 0 | 0 | 0 | 0 | 450.967 | 0 | 621.2819
4200 | 873.0622 | 0 | 0 | 0 | 0 | 0 | 0 | 873.062 | 0 | 0
4201 | 1123.8746 | 0 | 0 | 0 | 0 | 0 | 0 | 1123.875 | 0 | 0
4202 | 782.5933 | 0 | 0 | 0 | 0 | 0 | 0 | 782.593 | 0 | 0
4203 | 1155.5019 | 0 | 0 | 0 | 0 | 0 | 0 | 1155.502 | 0 | 0
4204 | 1004.7203 | 0 | 0 | 0 | 0 | 0 | 0 | 1004.72 | 0 | 0
4205 | 945.8787 | 0 | 0 | 0 | 0 | 0 | 0 | 945.879 | 0 | 0
4206 | 1001.0427 | 0 | 0 | 0 | 0 | 0 | 0 | 1001.043 | 0 | 0
4207 | 1244.4999 | 0 | 374.2384 | 374.2384 | 0 | 0 | 0 | 887.9 | 0 | 0
4208 | 641.0608 | 0 | 1054.052 | 672.7696 | -381.2824 | 0 | 0 | 0 | 0 | 0
4209 | 822.6911 | 0 | 2373.3232 | 863.3835 | -621.2819 | 0 | 888.6577 | 0 | 0 | 0
4210 | 1162.7946 | 0 | 3110.5802 | 1220.3089 | -46.0966 | 0 | 1844.1746 | 0 | 0 | 0
4211 | 1141.8157 | 0 | 2820.3922 | 1198.2923 | 0 | 0 | 1622.0999 | 0 | 0 | 0
4212 | 1203.114 | 0 | 2914.5846 | 1262.6233 | 0 | 0 | 1651.9613 | 0 | 0 | 0
4213 | 999.0366 | 0 | 2847.9815 | 1048.4521 | 0 | 0 | 1799.5294 | 0 | 0 | 0
4214 | 1206.6721 | 0 | 2671.6676 | 1266.3573 | 0 | 0 | 1405.3103 | 0 | 0 | 0
4215 | 1353.2033 | 0 | 2106.1174 | 1420.1361 | 0 | 0 | 685.9813 | 0 | 0 | 0
4216 | 1525.3618 | 0 | 2153.8081 | 1600.8105 | 0 | 0 | 552.9976 | 0 | 0 | 0
4217 | 1270.7349 | 0 | 787.5493 | 787.5493 | 0 | 0 | 0 | 520.304 | 0 | 0
4218 | 1248.3052 | 0 | 247.6669 | 247.6669 | 0 | 0 | 0 | 1012.312 | 0 | 0
4219 | 1187.8648 | 0 | 0 | 0 | 0 | 0 | 0 | 1187.865 | 0 | 0
4220 | 1119.4615 | 0 | 0 | 0 | 0 | 0 | 0 | 1119.461 | 0 | 0
4221 | 1184.1872 | 0 | 0 | 0 | 0 | 0 | 0 | 1184.187 | 0 | 0
4222 | 1246.7064 | 0 | 0 | 0 | 0 | 0 | 0 | 940.833 | 0 | 321.0034
4223 | 890.7147 | 0 | 0 | 0 | 0 | 0 | 0 | 298.715 | 0 | 621.2819
4224 | 1162.1216 | 0 | 0 | 0 | 0 | 0 | 0 | 1162.122 | 0 | 0
4225 | 1210.6659 | 0 | 0 | 0 | 0 | 0 | 0 | 1210.666 | 0 | 0
4226 | 1075.3302 | 0 | 0 | 0 | 0 | 0 | 0 | 1075.33 | 0 | 0
4227 | 1067.2395 | 0 | 0 | 0 | 0 | 0 | 0 | 1067.24 | 0 | 0
4228 | 1099.6024 | 0 | 0 | 0 | 0 | 0 | 0 | 1099.602 | 0 | 0
4229 | 772.296 | 0 | 0 | 0 | 0 | 0 | 0 | 772.296 | 0 | 0
4230 | 1059.8843 | 0 | 0 | 0 | 0 | 0 | 0 | 1059.884 | 0 | 0
4231 | 649.4642 | 0 | 408.1077 | 408.1077 | 0 | 0 | 0 | 260.591 | 0 | 0
4232 | 882.1064 | 0 | 1382.0668 | 925.7384 | -456.3284 | 0 | 0 | 0 | 0 | 0
4233 | 827.5326 | 0 | 2377.9482 | 868.464 | -592.3325 | 0 | 917.1517 | 0 | 0 | 0
4234 | 1054.0186 | 0 | 3122.4496 | 1106.1526 | 0 | 0 | 2016.297 | 0 | 0 | 0
4235 | 1307.932 | 0 | 3615.9972 | 1372.6259 | 0 | 0 | 2243.3714 | 0 | 0 | 0
4236 | 1422.7357 | 0 | 3837.394 | 1493.1084 | 0 | 0 | 2344.2856 | 0 | 0 | 0
4237 | 1374.2539 | 0 | 3794.3754 | 1442.2283 | 0 | 0 | 2352.1471 | 0 | 0 | 0
4238 | 1156.3257 | 0 | 3471.2574 | 1213.52 | 0 | 0 | 2257.7374 | 0 | 0 | 0
4239 | 1129.0885 | 0 | 2928.3588 | 1184.9368 | 0 | 0 | 1743.422 | 0 | 0 | 0
4240 | 1626.5602 | 0 | 2179.9009 | 1707.0151 | 0 | 0 | 472.8858 | 0 | 0 | 0
4241 | 1795.9293 | 0 | 1181.3277 | 1181.3277 | 0 | 0 | 0 | 670.28 | 0 | 0
4242 | 1420.2091 | 0 | 178.4192 | 178.4192 | 0 | 0 | 0 | 1250.199 | 0 | 0
4243 | 1461.4783 | 0 | 0 | 0 | 0 | 0 | 0 | 1461.478 | 0 | 0
4244 | 1213.608 | 0 | 0 | 0 | 0 | 0 | 0 | 1213.608 | 0 | 0
4245 | 1603.4336 | 0 | 0 | 0 | 0 | 0 | 0 | 1603.434 | 0 | 0
4246 | 1394.5459 | 0 | 0 | 0 | 0 | 0 | 0 | 1088.672 | 0 | 321.0034
4247 | 1470.3045 | 0 | 0 | 0 | 0 | 0 | 0 | 878.304 | 0 | 621.2819
4248 | 1418.0826 | 0 | 0 | 0 | 0 | 0 | 0 | 1418.083 | 0 | 0
4249 | 1318.7874 | 0 | 0 | 0 | 0 | 0 | 0 | 1318.787 | 0 | 0
4250 | 1217.2856 | 0 | 0 | 0 | 0 | 0 | 0 | 1217.286 | 0 | 0
4251 | 1218.7567 | 0 | 0 | 0 | 0 | 0 | 0 | 1218.757 | 0 | 0
4252 | 1394.5459 | 0 | 0 | 0 | 0 | 0 | 0 | 1394.546 | 0 | 0
4253 | 1187.1293 | 0 | 0 | 0 | 0 | 0 | 0 | 1187.129 | 0 | 0
4254 | 1418.0826 | 0 | 0 | 0 | 0 | 0 | 0 | 1418.083 | 0 | 0
4255 | 920.1355 | 0 | 423.2 | 423.2 | 0 | 0 | 0 | 516.882 | 0 | 0
4256 | 761.6585 | 0 | 1389.1454 | 799.3327 | -589.8127 | 0 | 0 | 0 | 0 | 0
4257 | 976.5554 | 0 | 2391.6804 | 1024.8581 | -458.8482 | 0 | 907.9741 | 0 | 0 | 0
4258 | 1245.0055 | 0 | 3131.0909 | 1306.5874 | 0 | 0 | 1824.5035 | 0 | 0 | 0
4259 | 1420.1043 | 0 | 3619.2086 | 1490.3472 | 0 | 0 | 2128.8613 | 0 | 0 | 0
4260 | 1490.1332 | 0 | 3872.5226 | 1563.839 | 0 | 0 | 2308.6836 | 0 | 0 | 0
4261 | 860.9694 | 0 | 3855.9159 | 903.5549 | 0 | 0 | 2952.3611 | 0 | 0 | 0
4262 | 1268.3941 | 0 | 3555.5261 | 1331.1322 | 0 | 0 | 2224.3939 | 0 | 0 | 0
4263 | 1179.3631 | 0 | 3017.7961 | 1237.6975 | 0 | 0 | 1780.0986 | 0 | 0 | 0
4264 | 1177.8001 | 0 | 2235.2737 | 1236.0582 | 0 | 0 | 999.2155 | 0 | 0 | 0
4265 | 933.8677 | 0 | 1204.1493 | 980.0586 | 0 | 0 | 224.0907 | 0 | 0 | 0
4266 | 1077.5727 | 0 | 101.1472 | 101.1472 | 0 | 0 | 0 | 981.193 | 0 | 0
4267 | 1109.8997 | 0 | 0 | 0 | 0 | 0 | 0 | 1109.9 | 0 | 0
4268 | 1127.5522 | 0 | 0 | 0 | 0 | 0 | 0 | 1127.552 | 0 | 0
4269 | 1183.4517 | 0 | 0 | 0 | 0 | 0 | 0 | 1183.452 | 0 | 0
4270 | 1332.0267 | 0 | 0 | 0 | 0 | 0 | 0 | 1026.153 | 0 | 321.0034
4271 | 1148.1467 | 0 | 0 | 0 | 0 | 0 | 0 | 556.147 | 0 | 621.2819
4272 | 1170.2123 | 0 | 0 | 0 | 0 | 0 | 0 | 1170.212 | 0 | 0
4273 | 1298.1928 | 0 | 0 | 0 | 0 | 0 | 0 | 1298.193 | 0 | 0
4274 | 1256.2682 | 0 | 0 | 0 | 0 | 0 | 0 | 1256.268 | 0 | 0
4275 | 1237.1447 | 0 | 0 | 0 | 0 | 0 | 0 | 1237.145 | 0 | 0
4276 | 1329.0847 | 0 | 0 | 0 | 0 | 0 | 0 | 1329.085 | 0 | 0
4277 | 1320.2584 | 0 | 0 | 0 | 0 | 0 | 0 | 1320.258 | 0 | 0
4278 | 1256.2682 | 0 | 0 | 0 | 0 | 0 | 0 | 1256.268 | 0 | 0
4279 | 957.647 | 0 | 375.5628 | 375.5628 | 0 | 0 | 0 | 599.785 | 0 | 0
4280 | 1212.8063 | 0 | 1389.0038 | 1272.7957 | -116.2081 | 0 | 0 | 0 | 0 | 0
4281 | 817.3512 | 0 | 2397.1628 | 857.7794 | -621.2819 | 0 | 918.1015 | 0 | 0 | 0
4282 | 1350.9121 | 0 | 3136.7149 | 1417.7318 | -311.1709 | 0 | 1407.8122 | 0 | 0 | 0
4283 | 1576.5504 | 0 | 3669.9627 | 1654.5315 | 0 | 0 | 2015.4312 | 0 | 0 | 0
4284 | 1514.752 | 0 | 3906.3919 | 1589.6757 | 0 | 0 | 2316.7162 | 0 | 0 | 0
4285 | 1347.5913 | 0 | 3300.3608 | 1414.2465 | 0 | 0 | 1886.1143 | 0 | 0 | 0
4286 | 1384.7626 | 0 | 3295.6298 | 1453.2571 | 0 | 0 | 1842.3727 | 0 | 0 | 0
4287 | 1490.5497 | 0 | 2623.2905 | 1564.2756 | 0 | 0 | 1059.0149 | 0 | 0 | 0
4288 | 1528.8197 | 0 | 1436.451 | 1436.451 | 0 | 0 | 0 | 160.07 | 0 | 0
4289 | 1453.0225 | 0 | 183.5888 | 183.5888 | 0 | 0 | 0 | 1278.087 | 0 | 0
4290 | 1062.5736 | 0 | 0 | 0 | 0 | 0 | 0 | 1062.574 | 0 | 0
4291 | 1421.0247 | 0 | 0 | 0 | 0 | 0 | 0 | 1421.025 | 0 | 0
4292 | 1195.22 | 0 | 0 | 0 | 0 | 0 | 0 | 1195.22 | 0 | 0
4293 | 1395.2815 | 0 | 0 | 0 | 0 | 0 | 0 | 1395.281 | 0 | 0
4294 | 1417.3471 | 0 | 0 | 0 | 0 | 0 | 0 | 1111.473 | 0 | 321.0034
4295 | 1162.8571 | 0 | 0 | 0 | 0 | 0 | 0 | 570.857 | 0 | 621.2819
4296 | 1393.0749 | 0 | 0 | 0 | 0 | 0 | 0 | 1393.075 | 0 | 0
4297 | 1050.3226 | 0 | 0 | 0 | 0 | 0 | 0 | 1050.323 | 0 | 0
4298 | 1021.6373 | 0 | 0 | 0 | 0 | 0 | 0 | 1021.637 | 0 | 0
4299 | 1457.0651 | 0 | 0 | 0 | 0 | 0 | 0 | 1457.065 | 0 | 0
4300 | 1272.4496 | 0 | 0 | 0 | 0 | 0 | 0 | 1272.45 | 0 | 0
4301 | 1186.3938 | 0 | 0 | 0 | 0 | 0 | 0 | 1186.394 | 0 | 0
4302 | 1309.2256 | 0 | 0 | 0 | 0 | 0 | 0 | 1309.226 | 0 | 0
4303 | 1074.5947 | 0 | 134.4729 | 134.4729 | 0 | 0 | 0 | 946.46 | 0 | 0
4304 | 998.1356 | 0 | 1418.8043 | 1047.5065 | -371.2978 | 0 | 0 | 0 | 0 | 0
4305 | 975.2784 | 0 | 2436.7632 | 1023.5179 | -621.2819 | 0 | 791.9634 | 0 | 0 | 0
4306 | 1046.5245 | 0 | 3189.2489 | 1098.289 | -56.0812 | 0 | 2034.8788 | 0 | 0 | 0
4307 | 950.4987 | 0 | 3680.6903 | 997.5133 | 0 | 0 | 2683.177 | 0 | 0 | 0
4308 | 1002.5404 | 0 | 3922.0174 | 1052.1294 | 0 | 0 | 2869.888 | 0 | 0 | 0
4309 | 1043.7397 | 0 | 3911.9751 | 1095.3662 | 0 | 0 | 2816.6089 | 0 | 0 | 0
4310 | 1077.3961 | 0 | 3639.7245 | 1130.688 | 0 | 0 | 2509.0365 | 0 | 0 | 0
4311 | 1015.4608 | 0 | 3099.1368 | 1065.6884 | 0 | 0 | 2033.4484 | 0 | 0 | 0
4312 | 206.3667 | 0 | 2318.5486 | 216.5745 | 0 | 0 | 2101.9741 | 0 | 0 | 0
4313 | 168.6547 | 0 | 1068.9019 | 176.9961 | 0 | 0 | 891.9058 | 0 | 0 | 0
4314 | 147.1628 | 0 | 0 | 0 | 0 | 0 | 0 | 0 | 0 | 154.4421
4315 | 189.7642 | 0 | 0 | 0 | 0 | 0 | 0 | 0 | 0 | 199.1502
4316 | 137.5422 | 0 | 0 | 0 | 0 | 0 | 0 | 0 | 0 | 144.3452
4317 | 106.6504 | 0 | 0 | 0 | 0 | 0 | 0 | 0 | 0 | 111.9252
4318 | 100.7662 | 0 | 0 | 0 | 0 | 0 | 0 | 0 | 0 | 105.7502
4319 | 91.2045 | 0 | 0 | 0 | 0 | 0 | 0 | 0 | 0 | 95.7152
4320 | 100.0307 | 0 | 0 | 0 | 0 | 0 | 0 | 0 | 0 | 104.9788
4321 | 92.6755 | 0 | 0 | 0 | 0 | 0 | 0 | 92.676 | 0 | 0
4322 | 100.7662 | 0 | 0 | 0 | 0 | 0 | 0 | 100.766 | 0 | 0
4323 | 91.94 | 0 | 0 | 0 | 0 | 0 | 0 | 91.94 | 0 | 0
4324 | 95.6176 | 0 | 0 | 0 | 0 | 0 | 0 | 95.618 | 0 | 0
4325 | 86.0558 | 0 | 0 | 0 | 0 | 0 | 0 | 86.056 | 0 | 0
4326 | 93.411 | 0 | 0 | 0 | 0 | 0 | 0 | 68.658 | 0 | 25.9774
4327 | 86.0558 | 0 | 368.3593 | 90.3126 | -278.0467 | 0 | 0 | 0 | 0 | 0
4328 | 91.951 | 0 | 1407.9455 | 96.4991 | -621.2819 | 0 | 690.1645 | 0 | 0 | 0
4329 | 200.9569 | 0 | 2434.4985 | 210.8969 | -149.3322 | 0 | 2074.2693 | 0 | 0 | 0
4330 | 878.5446 | 0 | 3183.0267 | 921.9992 | 0 | 0 | 2261.0275 | 0 | 0 | 0
4331 | 1068.5028 | 0 | 3686.8412 | 1121.354 | 0 | 0 | 2565.4871 | 0 | 0 | 0
4332 | 1462.838 | 0 | 3926.2509 | 1535.1939 | 0 | 0 | 2391.057 | 0 | 0 | 0
4333 | 1268.6028 | 0 | 3911.8565 | 1331.3515 | 0 | 0 | 2580.505 | 0 | 0 | 0
4334 | 1480.9778 | 0 | 3591.6728 | 1554.2312 | 0 | 0 | 2037.4416 | 0 | 0 | 0
4335 | 1662.323 | 0 | 2371.1529 | 1744.546 | 0 | 0 | 626.6069 | 0 | 0 | 0
4336 | 1889.88 | 0 | 1886.5309 | 1886.5309 | 0 | 0 | 0 | 92.264 | 0 | 0
4337 | 1479.2732 | 0 | 41.2859 | 41.2859 | 0 | 0 | 0 | 1439.933 | 0 | 0
4338 | 1404.2291 | 0 | 105.281 | 105.281 | 0 | 0 | 0 | 1303.91 | 0 | 0
4339 | 1635.7965 | 0 | 0 | 0 | 0 | 0 | 0 | 1635.796 | 0 | 0
4340 | 1688.7539 | 0 | 0 | 0 | 0 | 0 | 0 | 1688.754 | 0 | 0
4341 | 1451.9165 | 0 | 0 | 0 | 0 | 0 | 0 | 1451.916 | 0 | 0
4342 | 1428.3799 | 0 | 0 | 0 | 0 | 0 | 0 | 1122.506 | 0 | 321.0034
4343 | 1283.4824 | 0 | 0 | 0 | 0 | 0 | 0 | 691.482 | 0 | 621.2819
4344 | 1275.3917 | 0 | 0 | 0 | 0 | 0 | 0 | 1275.392 | 0 | 0
4345 | 1141.0098 | 0 | 0 | 0 | 0 | 0 | 0 | 1141.01 | 0 | 0
4346 | 1317.8249 | 0 | 0 | 0 | 0 | 0 | 0 | 1317.825 | 0 | 0
4347 | 1357.1939 | 0 | 0 | 0 | 0 | 0 | 0 | 1357.194 | 0 | 0
4348 | 1237.7056 | 0 | 0 | 0 | 0 | 0 | 0 | 1237.706 | 0 | 0
4349 | 1136.175 | 0 | 0 | 0 | 0 | 0 | 0 | 1136.175 | 0 | 0
4350 | 1195.5738 | 0 | 0 | 0 | 0 | 0 | 0 | 1195.574 | 0 | 0
4351 | 1022.9029 | 0 | 344.4137 | 344.4137 | 0 | 0 | 0 | 694.722 | 0 | 0
4352 | 1129.8233 | 0 | 1010.6137 | 1010.6137 | 0 | 0 | 0 | 166.841 | 0 | 0
4353 | 1224.9167 | 0 | 1690.5763 | 1285.5047 | -405.0716 | 0 | 0 | 0 | 0 | 0
4354 | 1366.0648 | 0 | 2429.4894 | 1433.6343 | -621.2819 | 0 | 374.5732 | 0 | 0 | 0
4355 | 1337.9229 | 0 | 3743.148 | 1404.1003 | -22.3074 | 0 | 2316.7403 | 0 | 0 | 0
4356 | 1315.4265 | 0 | 3981.0864 | 1380.4916 | 0 | 0 | 2600.5948 | 0 | 0 | 0
4357 | 1307.2764 | 0 | 3186.3682 | 1371.9374 | 0 | 0 | 1814.4308 | 0 | 0 | 0
4358 | 1149.254 | 0 | 2529.5892 | 1206.0992 | 0 | 0 | 1323.49 | 0 | 0 | 0
4359 | 1075.5123 | 0 | 1182.9187 | 1128.7108 | 0 | 0 | 54.2079 | 0 | 0 | 0
4360 | 1067.8206 | 0 | 1374.3659 | 1120.6373 | 0 | 0 | 253.7286 | 0 | 0 | 0
4361 | 1122.6445 | 0 | 42.0719 | 42.0719 | 0 | 0 | 0 | 1082.555 | 0 | 0
4362 | 1180.3883 | 0 | 176.4031 | 176.4031 | 0 | 0 | 0 | 1012.3 | 0 | 0
4363 | 1047.7675 | 0 | 0 | 0 | 0 | 0 | 0 | 1047.767 | 0 | 0
4364 | 988.3687 | 0 | 0 | 0 | 0 | 0 | 0 | 988.369 | 0 | 0
4365 | 1236.3242 | 0 | 0 | 0 | 0 | 0 | 0 | 1236.324 | 0 | 0
4366 | 1285.3627 | 0 | 0 | 0 | 0 | 0 | 0 | 979.489 | 0 | 321.0034
4367 | 1237.0149 | 0 | 0 | 0 | 0 | 0 | 0 | 645.015 | 0 | 621.2819
4368 | 955.9065 | 0 | 0 | 0 | 0 | 0 | 0 | 955.907 | 0 | 0
4369 | 1144.4632 | 0 | 0 | 0 | 0 | 0 | 0 | 1144.463 | 0 | 0
4370 | 1100.2595 | 0 | 0 | 0 | 0 | 0 | 0 | 1100.259 | 0 | 0
4371 | 1259.8074 | 0 | 0 | 0 | 0 | 0 | 0 | 1259.807 | 0 | 0
4372 | 1195.5738 | 0 | 0 | 0 | 0 | 0 | 0 | 1195.574 | 0 | 0
4373 | 1084.3737 | 0 | 0 | 0 | 0 | 0 | 0 | 1084.374 | 0 | 0
4374 | 1230.7987 | 0 | 0 | 0 | 0 | 0 | 0 | 1230.799 | 0 | 0
4375 | 855.7574 | 0 | 224.3006 | 224.3006 | 0 | 0 | 0 | 642.029 | 0 | 0
4376 | 848.1616 | 0 | 885.3078 | 885.3078 | 0 | 0 | 0 | 4.579 | 0 | 0
4377 | 955.36 | 0 | 1426.6994 | 1002.6147 | -424.0847 | 0 | 0 | 0 | 0 | 0
4378 | 1003.5499 | 0 | 725.5177 | 725.5177 | 0 | 0 | 0 | 0 | 0 | 327.6706
4379 | 826.6632 | 0 | 2421.8241 | 867.552 | -621.2819 | 0 | 932.9902 | 0 | 0 | 0
4380 | 1123.7505 | 0 | 3198.3677 | 1179.3337 | -367.9563 | 0 | 1651.0777 | 0 | 0 | 0
4381 | 1103.3684 | 0 | 3354.3084 | 1157.9436 | 0 | 0 | 2196.3649 | 0 | 0 | 0
4382 | 1414.2487 | 0 | 2936.532 | 1484.2016 | 0 | 0 | 1452.3304 | 0 | 0 | 0
4383 | 1156.956 | 0 | 2108.3769 | 1214.1822 | 0 | 0 | 894.1947 | 0 | 0 | 0
4384 | 1089.7222 | 0 | 1884.3071 | 1143.6226 | 0 | 0 | 740.6845 | 0 | 0 | 0
4385 | 1137.5314 | 0 | 180.0458 | 180.0458 | 0 | 0 | 0 | 965.971 | 0 | 0
4386 | 926.8434 | 0 | 0 | 0 | 0 | 0 | 0 | 926.843 | 0 | 0
4387 | 835.7275 | 0 | 0 | 0 | 0 | 0 | 0 | 835.728 | 0 | 0
4388 | 1471.8474 | 0 | 0 | 0 | 0 | 0 | 0 | 1471.847 | 0 | 0
4389 | 1105.0942 | 0 | 0 | 0 | 0 | 0 | 0 | 1105.094 | 0 | 0
4390 | 823.2952 | 0 | 0 | 0 | 0 | 0 | 0 | 517.422 | 0 | 321.0034
4391 | 927.5885 | 0 | 0 | 0 | 0 | 0 | 0 | 335.588 | 0 | 621.2819
4392 | 973.8643 | 0 | 0 | 0 | 0 | 0 | 0 | 973.864 | 0 | 0
4393 | 1145.1539 | 0 | 0 | 0 | 0 | 0 | 0 | 1145.154 | 0 | 0
4394 | 1047.7675 | 0 | 0 | 0 | 0 | 0 | 0 | 1047.767 | 0 | 0
4395 | 804.6468 | 0 | 0 | 0 | 0 | 0 | 0 | 804.647 | 0 | 0
4396 | 1138.2471 | 0 | 0 | 0 | 0 | 0 | 0 | 1138.247 | 0 | 0
4397 | 993.2035 | 0 | 0 | 0 | 0 | 0 | 0 | 993.203 | 0 | 0
4398 | 968.3388 | 0 | 0 | 0 | 0 | 0 | 0 | 968.339 | 0 | 0
4399 | 1081.611 | 0 | 354.3081 | 354.3081 | 0 | 0 | 0 | 744.002 | 0 | 0
4400 | 1051.0551 | 0 | 1413.8309 | 1103.0441 | -310.7868 | 0 | 0 | 0 | 0 | 0
4401 | 1124.1761 | 0 | 1218.2425 | 1179.7808 | -38.4618 | 0 | 0 | 0 | 0 | 0
4402 | 1099.9253 | 0 | 2429.7906 | 1154.3303 | -621.2819 | 0 | 654.1784 | 0 | 0 | 0
4403 | 1173.32 | 0 | 2729.3639 | 1231.3556 | -78.1304 | 0 | 1419.8779 | 0 | 0 | 0
4404 | 1174.9733 | 0 | 3442.1432 | 1233.0903 | 0 | 0 | 2209.0529 | 0 | 0 | 0
4405 | 1130.4682 | 0 | 2018.1115 | 1186.3851 | 0 | 0 | 831.7265 | 0 | 0 | 0
4406 | 1162.7327 | 0 | 3645.2772 | 1220.2449 | 0 | 0 | 2425.0323 | 0 | 0 | 0
4407 | 1439.1789 | 0 | 1838.4141 | 1510.3647 | 0 | 0 | 328.0494 | 0 | 0 | 0
4408 | 1406.8437 | 0 | 1034.3882 | 1034.3882 | 0 | 0 | 0 | 421.208 | 0 | 0
4409 | 1304.5051 | 0 | 447.642 | 447.642 | 0 | 0 | 0 | 877.961 | 0 | 0
4410 | 1480.7011 | 0 | 0 | 0 | 0 | 0 | 0 | 1480.701 | 0 | 0
4411 | 1355.1218 | 0 | 0 | 0 | 0 | 0 | 0 | 1355.122 | 0 | 0
4412 | 982.8432 | 0 | 0 | 0 | 0 | 0 | 0 | 982.843 | 0 | 0
4413 | 1227.3453 | 0 | 0 | 0 | 0 | 0 | 0 | 1227.345 | 0 | 0
4414 | 1230.108 | 0 | 0 | 0 | 0 | 0 | 0 | 924.234 | 0 | 321.0034
4415 | 1073.3228 | 0 | 0 | 0 | 0 | 0 | 0 | 481.323 | 0 | 621.2819
4416 | 1058.8184 | 0 | 0 | 0 | 0 | 0 | 0 | 1058.818 | 0 | 0
4417 | 752.1548 | 0 | 0 | 0 | 0 | 0 | 0 | 752.155 | 0 | 0
4418 | 1158.2769 | 0 | 0 | 0 | 0 | 0 | 0 | 1158.277 | 0 | 0
4419 | 1156.8955 | 0 | 0 | 0 | 0 | 0 | 0 | 1156.896 | 0 | 0
4420 | 1170.7092 | 0 | 0 | 0 | 0 | 0 | 0 | 1170.709 | 0 | 0
4421 | 1391.7281 | 0 | 0 | 0 | 0 | 0 | 0 | 1391.728 | 0 | 0
4422 | 1459.4151 | 0 | 0 | 0 | 0 | 0 | 0 | 1459.415 | 0 | 0
4423 | 1333.7106 | 0 | 313.9804 | 313.9804 | 0 | 0 | 0 | 1034.529 | 0 | 0
4424 | 1049.1048 | 0 | 1034.85 | 1034.85 | 0 | 0 | 0 | 63.029 | 0 | 0
4425 | 1288.2412 | 0 | 2457.1312 | 1351.9609 | -621.2819 | 0 | 483.8884 | 0 | 0 | 0
4426 | 1625.402 | 0 | 1856.9309 | 1705.7988 | -151.1321 | 0 | 0 | 0 | 0 | 0
4427 | 1252.525 | 0 | 1432.9972 | 1314.4783 | -118.519 | 0 | 0 | 0 | 0 | 0
4428 | 1499.6906 | 0 | 2090.0375 | 1573.8698 | -157.7279 | 0 | 358.4398 | 0 | 0 | 0
4429 | 1174.5986 | 0 | 1711.5467 | 1232.6968 | 0 | 0 | 478.8499 | 0 | 0 | 0
4430 | 1162.5522 | 0 | 3187.9476 | 1220.055 | 0 | 0 | 1967.8926 | 0 | 0 | 0
4431 | 1383.5979 | 0 | 2849.0404 | 1452.0345 | 0 | 0 | 1397.0059 | 0 | 0 | 0
4432 | 1184.4607 | 0 | 100.781 | 100.781 | 0 | 0 | 0 | 1088.43 | 0 | 0
4433 | 1396.2434 | 0 | 821.851 | 821.851 | 0 | 0 | 0 | 613.128 | 0 | 0
4434 | 1222.7384 | 0 | 93.2227 | 93.2227 | 0 | 0 | 0 | 1133.91 | 0 | 0
4435 | 1330.2572 | 0 | 0 | 0 | 0 | 0 | 0 | 1330.257 | 0 | 0
4436 | 1078.8483 | 0 | 0 | 0 | 0 | 0 | 0 | 1078.848 | 0 | 0
4437 | 1160.349 | 0 | 0 | 0 | 0 | 0 | 0 | 1160.349 | 0 | 0
4438 | 1320.5876 | 0 | 0 | 0 | 0 | 0 | 0 | 1014.714 | 0 | 321.0034
4439 | 1039.4793 | 0 | 0 | 0 | 0 | 0 | 0 | 447.479 | 0 | 621.2819
4440 | 1082.9924 | 0 | 0 | 0 | 0 | 0 | 0 | 1082.992 | 0 | 0
4441 | 1015.996 | 0 | 0 | 0 | 0 | 0 | 0 | 1015.996 | 0 | 0
4442 | 1259.1168 | 0 | 0 | 0 | 0 | 0 | 0 | 1259.117 | 0 | 0
4443 | 955.2158 | 0 | 0 | 0 | 0 | 0 | 0 | 955.216 | 0 | 0
4444 | 1254.9727 | 0 | 0 | 0 | 0 | 0 | 0 | 1254.973 | 0 | 0
4445 | 1275.6932 | 0 | 0 | 0 | 0 | 0 | 0 | 1275.693 | 0 | 0
4446 | 932.4233 | 0 | 0 | 0 | 0 | 0 | 0 | 932.423 | 0 | 0
4447 | 1058.1277 | 0 | 390.6908 | 390.6908 | 0 | 0 | 0 | 685.851 | 0 | 0
4448 | 793.1348 | 0 | 1408.0526 | 832.3656 | -575.687 | 0 | 0 | 0 | 0 | 0
4449 | 1186.5863 | 0 | 2456.9475 | 1245.2778 | -472.974 | 0 | 738.6958 | 0 | 0 | 0
4450 | 1347.1392 | 0 | 3234.2478 | 1413.7721 | 0 | 0 | 1820.4757 | 0 | 0 | 0
4451 | 1551.5661 | 0 | 3748.0385 | 1628.3106 | 0 | 0 | 2119.7279 | 0 | 0 | 0
4452 | 1023.2024 | 0 | 4008.0775 | 1073.8123 | 0 | 0 | 2934.2652 | 0 | 0 | 0
4453 | 1250.4936 | 0 | 2753.2979 | 1312.3458 | 0 | 0 | 1440.9522 | 0 | 0 | 0
4454 | 1279.245 | 0 | 3148.6967 | 1342.5199 | 0 | 0 | 1806.1767 | 0 | 0 | 0
4455 | 790.3815 | 0 | 2350.5666 | 829.4764 | 0 | 0 | 1521.0902 | 0 | 0 | 0
4456 | 1057.9646 | 0 | 1899.3407 | 1110.2948 | 0 | 0 | 789.0459 | 0 | 0 | 0
4457 | 1309.8432 | 0 | 565.9931 | 565.9931 | 0 | 0 | 0 | 770.526 | 0 | 0
4458 | 1349.9434 | 0 | 225.1874 | 225.1874 | 0 | 0 | 0 | 1135.369 | 0 | 0
4459 | 1201.79 | 0 | 0 | 0 | 0 | 0 | 0 | 1201.79 | 0 | 0
4460 | 1417.2834 | 0 | 0 | 0 | 0 | 0 | 0 | 1417.283 | 0 | 0
4461 | 1335.092 | 0 | 0 | 0 | 0 | 0 | 0 | 1335.092 | 0 | 0
4462 | 1290.1975 | 0 | 0 | 0 | 0 | 0 | 0 | 984.324 | 0 | 321.0034
4463 | 1175.544 | 0 | 0 | 0 | 0 | 0 | 0 | 583.544 | 0 | 621.2819
4464 | 1105.7849 | 0 | 0 | 0 | 0 | 0 | 0 | 1105.785 | 0 | 0
4465 | 1215.6037 | 0 | 0 | 0 | 0 | 0 | 0 | 1215.604 | 0 | 0
4466 | 895.1263 | 0 | 0 | 0 | 0 | 0 | 0 | 895.126 | 0 | 0
4467 | 966.2668 | 0 | 0 | 0 | 0 | 0 | 0 | 966.267 | 0 | 0
4468 | 1008.3985 | 0 | 0 | 0 | 0 | 0 | 0 | 1008.399 | 0 | 0
4469 | 1040.17 | 0 | 0 | 0 | 0 | 0 | 0 | 1040.17 | 0 | 0
4470 | 973.1736 | 0 | 0 | 0 | 0 | 0 | 0 | 973.174 | 0 | 0
4471 | 1027.7377 | 0 | 293.8548 | 293.8548 | 0 | 0 | 0 | 747.733 | 0 | 0
4472 | 181.6015 | 0 | 965.3126 | 190.5835 | -621.2819 | 0 | 153.4472 | 0 | 0 | 0
4473 | 87.356 | 0 | 1617.1769 | 91.6769 | -427.379 | 0 | 1098.121 | 0 | 0 | 0
4474 | 0 | 0 | 1904.6447 | 0 | 0 | 0 | 1904.6447 | 0 | 0 | 0
4475 | 0 | 0 | 2650.7791 | 0 | 0 | 0 | 2650.7791 | 0 | 0 | 0
4476 | 0 | 0 | 3144.5093 | 0 | 0 | 0 | 3144.5093 | 0 | 0 | 0
4477 | 0 | 0 | 3247.4784 | 0 | 0 | 0 | 3247.4784 | 0 | 0 | 0
4478 | 0 | 0 | 3065.4921 | 0 | 0 | 0 | 3065.4921 | 0 | 0 | 0
4479 | 0 | 0 | 1995.9983 | 0 | 0 | 0 | 1995.9983 | 0 | 0 | 0
4480 | 0 | 0 | 1767.8189 | 0 | 0 | 0 | 1767.8189 | 0 | 0 | 0
4481 | 0 | 0 | 1267.0919 | 0 | 0 | 0 | 1267.0919 | 0 | 0 | 0
4482 | 0 | 0 | 345.2596 | 0 | 0 | 0 | 345.2596 | 0 | 0 | 0
4483 | 0 | 0 | 0 | 0 | 0 | 0 | 0 | 0 | 0 | 0
4484 | 0 | 0 | 0 | 0 | 0 | 0 | 0 | 0 | 0 | 0
4485 | 118.7976 | 0 | 0 | 0 | 0 | 0 | 0 | 0 | 0 | 124.6741
4486 | 193.3915 | 0 | 0 | 0 | 0 | 0 | 0 | 0 | 0 | 202.9566
4487 | 241.0487 | 0 | 0 | 0 | 0 | 0 | 0 | 0 | 0 | 252.9719
4488 | 237.5953 | 0 | 0 | 0 | 0 | 0 | 0 | 0 | 0 | 249.3471
4489 | 234.8325 | 0 | 0 | 0 | 0 | 0 | 0 | 234.833 | 0 | 0
4490 | 251.4089 | 0 | 0 | 0 | 0 | 0 | 0 | 251.409 | 0 | 0
4491 | 171.9803 | 0 | 0 | 0 | 0 | 0 | 0 | 171.98 | 0 | 0
4492 | 178.8871 | 0 | 0 | 0 | 0 | 0 | 0 | 178.887 | 0 | 0
4493 | 246.5742 | 0 | 0 | 0 | 0 | 0 | 0 | 246.574 | 0 | 0
4494 | 227.9257 | 0 | 0 | 0 | 0 | 0 | 0 | 120.885 | 0 | 112.3355
4495 | 274.8922 | 0 | 330.5808 | 288.4889 | -42.0919 | 0 | 0 | 0 | 0 | 0
4496 | 119.5695 | 0 | 1340.0589 | 125.4832 | -621.2819 | 0 | 593.2938 | 0 | 0 | 0
4497 | 639.3445 | 0 | 1892.8351 | 670.9687 | -385.2871 | 0 | 836.5792 | 0 | 0 | 0
4498 | 1147.0671 | 0 | 3182.4831 | 1203.804 | 0 | 0 | 1978.679 | 0 | 0 | 0
4499 | 1141.3284 | 0 | 3644.4429 | 1197.7812 | 0 | 0 | 2446.6617 | 0 | 0 | 0
4500 | 1174.7929 | 0 | 2861.2761 | 1232.9014 | 0 | 0 | 1628.3747 | 0 | 0 | 0
4501 | 1161.3384 | 0 | 3873.4514 | 1218.782 | 0 | 0 | 2654.6694 | 0 | 0 | 0
4502 | 906.2351 | 0 | 2049.5083 | 951.0598 | 0 | 0 | 1098.4485 | 0 | 0 | 0
4503 | 844.8066 | 0 | 634.7255 | 634.7255 | 0 | 0 | 0 | 0 | 0 | 251.8669
4504 | 961.5296 | 0 | 1735.6528 | 1009.0899 | -280.301 | 0 | 446.262 | 0 | 0 | 0
4505 | 1098.1261 | 0 | 37.6778 | 37.6778 | 0 | 0 | 0 | 1062.224 | 0 | 0
4506 | 934.1267 | 0 | 45.7681 | 45.7681 | 0 | 0 | 0 | 890.515 | 0 | 0
4507 | 1015.996 | 0 | 0 | 0 | 0 | 0 | 0 | 1015.996 | 0 | 0
4508 | 813.6256 | 0 | 0 | 0 | 0 | 0 | 0 | 813.626 | 0 | 0
4509 | 770.8032 | 0 | 0 | 0 | 0 | 0 | 0 | 770.803 | 0 | 0
4510 | 861.9735 | 0 | 0 | 0 | 0 | 0 | 0 | 556.1 | 0 | 321.0034
4511 | 1115.4545 | 0 | 0 | 0 | 0 | 0 | 0 | 523.455 | 0 | 621.2819
4512 | 933.114 | 0 | 0 | 0 | 0 | 0 | 0 | 933.114 | 0 | 0
4513 | 1098.8781 | 0 | 0 | 0 | 0 | 0 | 0 | 1098.878 | 0 | 0
4514 | 1076.0855 | 0 | 0 | 0 | 0 | 0 | 0 | 1076.086 | 0 | 0
4515 | 1114.0731 | 0 | 0 | 0 | 0 | 0 | 0 | 1114.073 | 0 | 0
4516 | 739.0318 | 0 | 0 | 0 | 0 | 0 | 0 | 739.032 | 0 | 0
4517 | 871.6431 | 0 | 0 | 0 | 0 | 0 | 0 | 871.643 | 0 | 0
4518 | 1126.5055 | 0 | 0 | 0 | 0 | 0 | 0 | 1126.505 | 0 | 0
4519 | 891.6729 | 0 | 309.899 | 309.899 | 0 | 0 | 0 | 596.379 | 0 | 0
4520 | 1175.0536 | 0 | 1010.153 | 1010.153 | 0 | 0 | 0 | 212.511 | 0 | 0
4521 | 977.329 | 0 | 1614.3035 | 1025.6703 | -588.6331 | 0 | 0 | 0 | 0 | 0
4522 | 1380.4794 | 0 | 1706.715 | 1448.7612 | -257.9537 | 0 | 0 | 0 | 0 | 0
4523 | 1327.1344 | 0 | 2736.7332 | 1392.7787 | -202.074 | 0 | 1141.8805 | 0 | 0 | 0
4524 | 1231.0111 | 0 | 1178.5361 | 1178.5361 | 0 | 0 | 0 | 0 | 0 | 113.364
4525 | 1202.3589 | 0 | 3344.9525 | 1261.8309 | -126.1622 | 0 | 1956.9593 | 0 | 0 | 0
4526 | 1118.7189 | 0 | 2727.903 | 1174.0528 | 0 | 0 | 1553.8502 | 0 | 0 | 0
4527 | 1397.5799 | 0 | 2588.611 | 1466.7081 | 0 | 0 | 1121.9029 | 0 | 0 | 0
4528 | 1387.754 | 0 | 1412.7479 | 1412.7479 | 0 | 0 | 0 | 41.591 | 0 | 0
4529 | 1404.902 | 0 | 54.8817 | 54.8817 | 0 | 0 | 0 | 1352.607 | 0 | 0
4530 | 1178.5865 | 0 | 141.753 | 141.753 | 0 | 0 | 0 | 1043.515 | 0 | 0
4531 | 1232.8708 | 0 | 0 | 0 | 0 | 0 | 0 | 1232.871 | 0 | 0
4532 | 1013.2333 | 0 | 0 | 0 | 0 | 0 | 0 | 1013.233 | 0 | 0
4533 | 1301.9392 | 0 | 0 | 0 | 0 | 0 | 0 | 1301.939 | 0 | 0
4534 | 1252.9006 | 0 | 0 | 0 | 0 | 0 | 0 | 947.027 | 0 | 321.0034
4535 | 1488.4238 | 0 | 0 | 0 | 0 | 0 | 0 | 896.424 | 0 | 621.2819
4536 | 1379.9864 | 0 | 0 | 0 | 0 | 0 | 0 | 1379.986 | 0 | 0
4537 | 1263.2609 | 0 | 0 | 0 | 0 | 0 | 0 | 1263.261 | 0 | 0
4538 | 1365.4821 | 0 | 0 | 0 | 0 | 0 | 0 | 1365.482 | 0 | 0
4539 | 1331.6386 | 0 | 0 | 0 | 0 | 0 | 0 | 1331.639 | 0 | 0
4540 | 1141.0098 | 0 | 0 | 0 | 0 | 0 | 0 | 1141.01 | 0 | 0
4541 | 1093.3526 | 0 | 0 | 0 | 0 | 0 | 0 | 1093.353 | 0 | 0
4542 | 949.6904 | 0 | 0 | 0 | 0 | 0 | 0 | 949.69 | 0 | 0
4543 | 966.9575 | 0 | 337.8609 | 337.8609 | 0 | 0 | 0 | 645.02 | 0 | 0
4544 | 843.7136 | 0 | 1141.3547 | 885.4464 | -255.9083 | 0 | 0 | 0 | 0 | 0
4545 | 1005.3405 | 0 | 1976.281 | 1055.0668 | -621.2819 | 0 | 299.9322 | 0 | 0 | 0
4546 | 1563.6281 | 0 | 3210.5572 | 1640.9693 | -171.4707 | 0 | 1398.1173 | 0 | 0 | 0
4547 | 1371.9495 | 0 | 3688.7449 | 1439.8093 | 0 | 0 | 2248.9356 | 0 | 0 | 0
4548 | 1263.6571 | 0 | 2856.521 | 1326.1609 | 0 | 0 | 1530.3601 | 0 | 0 | 0
4549 | 1241.5078 | 0 | 870.7833 | 870.7833 | 0 | 0 | 0 | 411.766 | 0 | 0
4550 | 1242.3884 | 0 | 391.9859 | 391.9859 | 0 | 0 | 0 | 868.877 | 0 | 0
4551 | 1546.4283 | 0 | 394.1803 | 394.1803 | 0 | 0 | 0 | 1170.827 | 0 | 0
4552 | 1391.9206 | 0 | 212.9276 | 212.9276 | 0 | 0 | 0 | 1189.029 | 0 | 0
4553 | 1102.5551 | 0 | 128.8425 | 128.8425 | 0 | 0 | 0 | 979.785 | 0 | 0
4554 | 1208.6278 | 0 | 119.2263 | 119.2263 | 0 | 0 | 0 | 1095.021 | 0 | 0
4555 | 1185.9043 | 0 | 0 | 0 | 0 | 0 | 0 | 1185.904 | 0 | 0
4556 | 1010.4706 | 0 | 0 | 0 | 0 | 0 | 0 | 1010.471 | 0 | 0
4557 | 1031.1911 | 0 | 0 | 0 | 0 | 0 | 0 | 1031.191 | 0 | 0
4558 | 1206.6248 | 0 | 0 | 0 | 0 | 0 | 0 | 900.751 | 0 | 321.0034
4559 | 1274.3118 | 0 | 0 | 0 | 0 | 0 | 0 | 682.312 | 0 | 621.2819
4560 | 1225.2732 | 0 | 0 | 0 | 0 | 0 | 0 | 1225.273 | 0 | 0
4561 | 1292.9603 | 0 | 0 | 0 | 0 | 0 | 0 | 1292.96 | 0 | 0
4562 | 1131.3402 | 0 | 0 | 0 | 0 | 0 | 0 | 1131.34 | 0 | 0
4563 | 1158.2769 | 0 | 0 | 0 | 0 | 0 | 0 | 1158.277 | 0 | 0
4564 | 1222.5105 | 0 | 0 | 0 | 0 | 0 | 0 | 1222.511 | 0 | 0
4565 | 826.7486 | 0 | 0 | 0 | 0 | 0 | 0 | 826.749 | 0 | 0
4566 | 1008.3985 | 0 | 0 | 0 | 0 | 0 | 0 | 1008.399 | 0 | 0
4567 | 964.1947 | 0 | 377.8569 | 377.8569 | 0 | 0 | 0 | 604.146 | 0 | 0
4568 | 949.7888 | 0 | 1208.7806 | 996.7681 | -212.0125 | 0 | 0 | 0 | 0 | 0
4569 | 1299.4648 | 0 | 1852.1999 | 1363.7401 | -488.4598 | 0 | 0 | 0 | 0 | 0
4570 | 1185.0608 | 0 | 2151.62 | 1243.6773 | -348.1886 | 0 | 559.754 | 0 | 0 | 0
4571 | 1494.3067 | 0 | 2712.4854 | 1568.2184 | 0 | 0 | 1144.267 | 0 | 0 | 0
4572 | 1253.3755 | 0 | 3225.7618 | 1315.3714 | 0 | 0 | 1910.3905 | 0 | 0 | 0
4573 | 1225.6264 | 0 | 3142.0137 | 1286.2488 | 0 | 0 | 1855.7649 | 0 | 0 | 0
4574 | 1352.7545 | 0 | 2540.4648 | 1419.6649 | 0 | 0 | 1120.7999 | 0 | 0 | 0
4575 | 1293.0716 | 0 | 2581.1535 | 1357.0308 | 0 | 0 | 1224.1227 | 0 | 0 | 0
4576 | 998.7617 | 0 | 1687.2884 | 1048.1635 | 0 | 0 | 639.1249 | 0 | 0 | 0
4577 | 1126.9881 | 0 | 715.9959 | 715.9959 | 0 | 0 | 0 | 444.738 | 0 | 0
4578 | 1225.8163 | 0 | 128.4458 | 128.4458 | 0 | 0 | 0 | 1103.424 | 0 | 0
4579 | 1032.5724 | 0 | 0 | 0 | 0 | 0 | 0 | 1032.572 | 0 | 0
4580 | 1021.5215 | 0 | 0 | 0 | 0 | 0 | 0 | 1021.521 | 0 | 0
4581 | 1216.2944 | 0 | 0 | 0 | 0 | 0 | 0 | 1216.294 | 0 | 0
4582 | 1219.0571 | 0 | 0 | 0 | 0 | 0 | 0 | 913.183 | 0 | 321.0034
4583 | 1163.1117 | 0 | 0 | 0 | 0 | 0 | 0 | 571.112 | 0 | 621.2819
4584 | 1101.6408 | 0 | 0 | 0 | 0 | 0 | 0 | 1101.641 | 0 | 0
4585 | 1022.2122 | 0 | 0 | 0 | 0 | 0 | 0 | 1022.212 | 0 | 0
4586 | 1254.9727 | 0 | 0 | 0 | 0 | 0 | 0 | 1254.973 | 0 | 0
4587 | 1133.4123 | 0 | 0 | 0 | 0 | 0 | 0 | 1133.412 | 0 | 0
4588 | 973.1736 | 0 | 0 | 0 | 0 | 0 | 0 | 973.174 | 0 | 0
4589 | 1258.4261 | 0 | 0 | 0 | 0 | 0 | 0 | 1258.426 | 0 | 0
4590 | 1203.862 | 0 | 0 | 0 | 0 | 0 | 0 | 1203.862 | 0 | 0
4591 | 1112.6918 | 0 | 208.9123 | 208.9123 | 0 | 0 | 0 | 913.626 | 0 | 0
4592 | 1002.4448 | 0 | 437.0152 | 437.0152 | 0 | 0 | 0 | 586.027 | 0 | 0
4593 | 715.8188 | 0 | 914.6529 | 751.2243 | -163.4286 | 0 | 0 | 0 | 0 | 0
4594 | 888.077 | 0 | 2071.6625 | 932.0037 | -621.2819 | 0 | 518.3769 | 0 | 0 | 0
4595 | 1386.1353 | 0 | 2551.9564 | 1454.697 | -263.9514 | 0 | 833.308 | 0 | 0 | 0
4596 | 1199.0566 | 0 | 2669.639 | 1258.3656 | 0 | 0 | 1411.2734 | 0 | 0 | 0
4597 | 1228.0489 | 0 | 2041.631 | 1288.7916 | 0 | 0 | 752.8394 | 0 | 0 | 0
4598 | 1402.9448 | 0 | 2461.2472 | 1472.3385 | 0 | 0 | 988.9087 | 0 | 0 | 0
4599 | 1345.1535 | 0 | 1633.2221 | 1411.689 | 0 | 0 | 221.5332 | 0 | 0 | 0
4600 | 1550.7356 | 0 | 113.5781 | 113.5781 | 0 | 0 | 0 | 1442.51 | 0 | 0
4601 | 1497.0151 | 0 | 46.1354 | 46.1354 | 0 | 0 | 0 | 1453.054 | 0 | 0
4602 | 1191.2752 | 0 | 16.1449 | 16.1449 | 0 | 0 | 0 | 1175.891 | 0 | 0
4603 | 1230.7987 | 0 | 0 | 0 | 0 | 0 | 0 | 1230.799 | 0 | 0
4604 | 1251.5192 | 0 | 0 | 0 | 0 | 0 | 0 | 1251.519 | 0 | 0
4605 | 1339.2361 | 0 | 0 | 0 | 0 | 0 | 0 | 1339.236 | 0 | 0
4606 | 1237.0149 | 0 | 0 | 0 | 0 | 0 | 0 | 931.141 | 0 | 321.0034
4607 | 1361.338 | 0 | 0 | 0 | 0 | 0 | 0 | 769.338 | 0 | 621.2819
4608 | 1507.763 | 0 | 0 | 0 | 0 | 0 | 0 | 1507.763 | 0 | 0
4609 | 607.8018 | 0 | 0 | 0 | 0 | 0 | 0 | 607.802 | 0 | 0
4610 | 762.515 | 0 | 0 | 0 | 0 | 0 | 0 | 762.515 | 0 | 0
4611 | 928.2792 | 0 | 0 | 0 | 0 | 0 | 0 | 928.279 | 0 | 0
4612 | 756.9896 | 0 | 0 | 0 | 0 | 0 | 0 | 756.99 | 0 | 0
4613 | 800.5026 | 0 | 0 | 0 | 0 | 0 | 0 | 800.503 | 0 | 0
4614 | 622.3062 | 0 | 0 | 0 | 0 | 0 | 0 | 622.306 | 0 | 0
4615 | 551.1658 | 0 | 183.0032 | 183.0032 | 0 | 0 | 0 | 376.788 | 0 | 0
4616 | 537.6301 | 0 | 1408.7505 | 564.2226 | -621.2819 | 0 | 223.2459 | 0 | 0 | 0
4617 | 520.8758 | 0 | 2460.6322 | 546.6399 | -427.379 | 0 | 1486.6132 | 0 | 0 | 0
4618 | 948.3591 | 0 | 3231.3975 | 995.2674 | 0 | 0 | 2236.1301 | 0 | 0 | 0
4619 | 845.2702 | 0 | 3756.07 | 887.0793 | 0 | 0 | 2868.9907 | 0 | 0 | 0
4620 | 618.959 | 0 | 4018.8943 | 649.5744 | 0 | 0 | 3369.3199 | 0 | 0 | 0
4621 | 587.2298 | 0 | 2294.6198 | 616.2749 | 0 | 0 | 1678.3448 | 0 | 0 | 0
4622 | 673.7052 | 0 | 3737.7128 | 707.0283 | 0 | 0 | 3030.6846 | 0 | 0 | 0
4623 | 761.9789 | 0 | 2147.7632 | 799.6675 | 0 | 0 | 1348.0957 | 0 | 0 | 0
4624 | 727.5949 | 0 | 100.7925 | 100.7925 | 0 | 0 | 0 | 631.553 | 0 | 0
4625 | 423.3979 | 0 | 67.9695 | 67.9695 | 0 | 0 | 0 | 358.632 | 0 | 0
4626 | 585.8407 | 0 | 20.3795 | 20.3795 | 0 | 0 | 0 | 566.422 | 0 | 0
4627 | 736.9597 | 0 | 0 | 0 | 0 | 0 | 0 | 736.96 | 0 | 0
4628 | 609.1832 | 0 | 0 | 0 | 0 | 0 | 0 | 609.183 | 0 | 0
4629 | 715.5485 | 0 | 0 | 0 | 0 | 0 | 0 | 715.549 | 0 | 0
4630 | 707.951 | 0 | 0 | 0 | 0 | 0 | 0 | 402.077 | 0 | 321.0034
4631 | 652.0056 | 0 | 0 | 0 | 0 | 0 | 0 | 60.006 | 0 | 621.2819
4632 | 602.2764 | 0 | 0 | 0 | 0 | 0 | 0 | 602.276 | 0 | 0
4633 | 1192.8111 | 0 | 0 | 0 | 0 | 0 | 0 | 1192.811 | 0 | 0
4634 | 1270.8584 | 0 | 0 | 0 | 0 | 0 | 0 | 1270.858 | 0 | 0
4635 | 1317.8249 | 0 | 0 | 0 | 0 | 0 | 0 | 1317.825 | 0 | 0
4636 | 1299.8671 | 0 | 0 | 0 | 0 | 0 | 0 | 1299.867 | 0 | 0
4637 | 1154.1328 | 0 | 0 | 0 | 0 | 0 | 0 | 1154.133 | 0 | 0
4638 | 1298.4857 | 0 | 0 | 0 | 0 | 0 | 0 | 1298.486 | 0 | 0
4639 | 998.7289 | 0 | 329.8598 | 329.8598 | 0 | 0 | 0 | 684.416 | 0 | 0
4640 | 130.6101 | 0 | 1403.416 | 137.0703 | -621.2819 | 0 | 645.0638 | 0 | 0 | 0
4641 | 175.9232 | 0 | 2440.4237 | 184.6246 | -427.379 | 0 | 1828.4201 | 0 | 0 | 0
4642 | 234.3197 | 0 | 3202.6915 | 245.9101 | 0 | 0 | 2956.7814 | 0 | 0 | 0
4643 | 194.8402 | 0 | 2216.8567 | 204.4773 | 0 | 0 | 2012.3794 | 0 | 0 | 0
4644 | 182.0764 | 0 | 1774.4305 | 191.082 | 0 | 0 | 1583.3485 | 0 | 0 | 0
4645 | 203.5454 | 0 | 1707.1767 | 213.6129 | 0 | 0 | 1493.5638 | 0 | 0 | 0
4646 | 203.7794 | 0 | 2572.4713 | 213.8585 | 0 | 0 | 2358.6129 | 0 | 0 | 0
4647 | 223.5096 | 0 | 2618.4472 | 234.5654 | 0 | 0 | 2383.8818 | 0 | 0 | 0
4648 | 227.8445 | 0 | 2035.0667 | 239.1148 | 0 | 0 | 1795.9518 | 0 | 0 | 0
4649 | 436.2411 | 0 | 63.2679 | 63.2679 | 0 | 0 | 0 | 375.955 | 0 | 0
4650 | 395.2318 | 0 | 270.0152 | 270.0152 | 0 | 0 | 0 | 137.943 | 0 | 0
4651 | 255.553 | 0 | 0 | 0 | 0 | 0 | 0 | 255.553 | 0 | 0
4652 | 228.6164 | 0 | 0 | 0 | 0 | 0 | 0 | 178.903 | 0 | 52.173
4653 | 206.5145 | 0 | 0 | 0 | 0 | 0 | 0 | 0 | 0 | 216.7287
4654 | 243.8114 | 0 | 0 | 0 | 0 | 0 | 0 | 0 | 0 | 255.8706
4655 | 205.1331 | 0 | 0 | 0 | 0 | 0 | 0 | 0 | 0 | 215.2794
4656 | 192.7008 | 0 | 0 | 0 | 0 | 0 | 0 | 0 | 0 | 202.2325
4657 | 223.7816 | 0 | 0 | 0 | 0 | 0 | 0 | 223.782 | 0 | 0
4658 | 188.5567 | 0 | 0 | 0 | 0 | 0 | 0 | 188.557 | 0 | 0
4659 | 172.671 | 0 | 0 | 0 | 0 | 0 | 0 | 172.671 | 0 | 0
4660 | 181.6499 | 0 | 0 | 0 | 0 | 0 | 0 | 181.65 | 0 | 0
4661 | 106.3653 | 0 | 0 | 0 | 0 | 0 | 0 | 106.365 | 0 | 0
4662 | 155.4039 | 0 | 0 | 0 | 0 | 0 | 0 | 155.404 | 0 | 0
4663 | 132.6113 | 0 | 338.3814 | 139.1703 | -199.2111 | 0 | 0 | 0 | 0 | 0
4664 | 210.6517 | 0 | 1379.8126 | 221.0704 | -621.2819 | 0 | 537.4603 | 0 | 0 | 0
4665 | 378.0493 | 0 | 2406.2469 | 396.7483 | -228.1689 | 0 | 1781.3297 | 0 | 0 | 0
4666 | 837.0277 | 0 | 3156.2895 | 878.4286 | 0 | 0 | 2277.8609 | 0 | 0 | 0
4667 | 1269.6825 | 0 | 2454.517 | 1332.4839 | 0 | 0 | 1122.033 | 0 | 0 | 0
4668 | 1312.5904 | 0 | 3342.4506 | 1377.5143 | 0 | 0 | 1964.9363 | 0 | 0 | 0
4669 | 1239.8562 | 0 | 3261.8844 | 1301.1826 | 0 | 0 | 1960.7017 | 0 | 0 | 0
4670 | 1427.338 | 0 | 3632.8463 | 1497.938 | 0 | 0 | 2134.9083 | 0 | 0 | 0
4671 | 1379.6333 | 0 | 3112.1418 | 1447.8734 | 0 | 0 | 1664.2684 | 0 | 0 | 0
4672 | 1408.1145 | 0 | 1979.0023 | 1477.7642 | 0 | 0 | 501.2381 | 0 | 0 | 0
4673 | 1482.0911 | 0 | 1317.6802 | 1317.6802 | 0 | 0 | 0 | 226.515 | 0 | 0
4674 | 1357.8284 | 0 | 322.1357 | 322.1357 | 0 | 0 | 0 | 1050.876 | 0 | 0
4675 | 1372.3889 | 0 | 0 | 0 | 0 | 0 | 0 | 1372.389 | 0 | 0
4676 | 1344.7616 | 0 | 0 | 0 | 0 | 0 | 0 | 1344.762 | 0 | 0
4677 | 1383.4399 | 0 | 0 | 0 | 0 | 0 | 0 | 1383.44 | 0 | 0
4678 | 1246.6844 | 0 | 0 | 0 | 0 | 0 | 0 | 940.811 | 0 | 321.0034
4679 | 1187.2856 | 0 | 0 | 0 | 0 | 0 | 0 | 595.286 | 0 | 621.2819
4680 | 944.1649 | 0 | 0 | 0 | 0 | 0 | 0 | 944.165 | 0 | 0
4681 | 1060.1998 | 0 | 0 | 0 | 0 | 0 | 0 | 1060.2 | 0 | 0
4682 | 1112.0011 | 0 | 0 | 0 | 0 | 0 | 0 | 1112.001 | 0 | 0
4683 | 985.6059 | 0 | 0 | 0 | 0 | 0 | 0 | 985.606 | 0 | 0
4684 | 1117.5266 | 0 | 0 | 0 | 0 | 0 | 0 | 1117.527 | 0 | 0
4685 | 919.991 | 0 | 0 | 0 | 0 | 0 | 0 | 919.991 | 0 | 0
4686 | 716.2392 | 0 | 0 | 0 | 0 | 0 | 0 | 716.239 | 0 | 0
4687 | 888.9102 | 0 | 222.9993 | 222.9993 | 0 | 0 | 0 | 676.421 | 0 | 0
4688 | 709.9428 | 0 | 1225.1564 | 745.0587 | -480.0977 | 0 | 0 | 0 | 0 | 0
4689 | 511.2727 | 0 | 2443.5165 | 536.5619 | -568.5632 | 0 | 1338.3913 | 0 | 0 | 0
4690 | 207.6748 | 0 | 3210.9644 | 217.9461 | 0 | 0 | 2993.0183 | 0 | 0 | 0
4691 | 138.7688 | 0 | 3711.9275 | 145.6318 | 0 | 0 | 3566.2957 | 0 | 0 | 0
4692 | 202.4179 | 0 | 3970.1688 | 212.4301 | 0 | 0 | 3757.7387 | 0 | 0 | 0
4693 | 689.9172 | 0 | 3966.1945 | 724.0422 | 0 | 0 | 3242.1524 | 0 | 0 | 0
4694 | 1105.1745 | 0 | 2808.2394 | 1159.8399 | 0 | 0 | 1648.3995 | 0 | 0 | 0
4695 | 1065.5889 | 0 | 2213.3504 | 1118.2959 | 0 | 0 | 1095.0545 | 0 | 0 | 0
4696 | 1205.8909 | 0 | 1508.2951 | 1265.5376 | 0 | 0 | 242.7575 | 0 | 0 | 0
4697 | 1007.9081 | 0 | 601.4838 | 601.4838 | 0 | 0 | 0 | 434.774 | 0 | 0
4698 | 1302.5098 | 0 | 150.3985 | 150.3985 | 0 | 0 | 0 | 1159.199 | 0 | 0
4699 | 973.1736 | 0 | 0 | 0 | 0 | 0 | 0 | 973.174 | 0 | 0
4700 | 879.9313 | 0 | 0 | 0 | 0 | 0 | 0 | 879.931 | 0 | 0
4701 | 879.2406 | 0 | 0 | 0 | 0 | 0 | 0 | 879.241 | 0 | 0
4702 | 925.5164 | 0 | 0 | 0 | 0 | 0 | 0 | 619.643 | 0 | 321.0034
4703 | 1076.0855 | 0 | 0 | 0 | 0 | 0 | 0 | 484.086 | 0 | 621.2819
4704 | 1077.4669 | 0 | 0 | 0 | 0 | 0 | 0 | 1077.467 | 0 | 0
4705 | 1165.8744 | 0 | 0 | 0 | 0 | 0 | 0 | 1165.874 | 0 | 0
4706 | 1019.4494 | 0 | 0 | 0 | 0 | 0 | 0 | 1019.449 | 0 | 0
4707 | 1090.5899 | 0 | 0 | 0 | 0 | 0 | 0 | 1090.59 | 0 | 0
4708 | 797.7399 | 0 | 0 | 0 | 0 | 0 | 0 | 797.74 | 0 | 0
4709 | 1000.1103 | 0 | 0 | 0 | 0 | 0 | 0 | 1000.11 | 0 | 0
4710 | 815.6977 | 0 | 0 | 0 | 0 | 0 | 0 | 815.698 | 0 | 0
4711 | 1003.5637 | 0 | 333.8509 | 333.8509 | 0 | 0 | 0 | 685.447 | 0 | 0
4712 | 951.6977 | 0 | 1373.4791 | 998.7716 | -374.7075 | 0 | 0 | 0 | 0 | 0
4713 | 1121.6603 | 0 | 1887.3527 | 1177.1403 | -621.2819 | 0 | 88.9304 | 0 | 0 | 0
4714 | 1083.6407 | 0 | 2556.297 | 1137.2408 | -52.6715 | 0 | 1366.3847 | 0 | 0 | 0
4715 | 1503.6577 | 0 | 2779.8462 | 1578.033 | 0 | 0 | 1201.8132 | 0 | 0 | 0
4716 | 1480.6329 | 0 | 3195.2813 | 1553.8691 | 0 | 0 | 1641.4121 | 0 | 0 | 0
4717 | 1652.4707 | 0 | 2999.1849 | 1734.2067 | 0 | 0 | 1264.9783 | 0 | 0 | 0
4718 | 1615.0866 | 0 | 3174.5229 | 1694.9736 | 0 | 0 | 1479.5493 | 0 | 0 | 0
4719 | 1540.0611 | 0 | 3074.6822 | 1616.2366 | 0 | 0 | 1458.4457 | 0 | 0 | 0
4720 | 1743.6635 | 0 | 1595.6503 | 1595.6503 | 0 | 0 | 0 | 223.218 | 0 | 0
4721 | 1217.598 | 0 | 605.3983 | 605.3983 | 0 | 0 | 0 | 640.733 | 0 | 0
4722 | 1425.4723 | 0 | 88.1958 | 88.1958 | 0 | 0 | 0 | 1341.434 | 0 | 0
4723 | 1408.9952 | 0 | 0 | 0 | 0 | 0 | 0 | 1408.995 | 0 | 0
4724 | 1178.3067 | 0 | 0 | 0 | 0 | 0 | 0 | 1178.307 | 0 | 0
4725 | 1460.1058 | 0 | 0 | 0 | 0 | 0 | 0 | 1460.106 | 0 | 0
4726 | 1165.1837 | 0 | 0 | 0 | 0 | 0 | 0 | 859.31 | 0 | 321.0034
4727 | 1237.7056 | 0 | 0 | 0 | 0 | 0 | 0 | 645.706 | 0 | 621.2819
4728 | 1343.3802 | 0 | 0 | 0 | 0 | 0 | 0 | 1343.38 | 0 | 0
4729 | 1258.4261 | 0 | 0 | 0 | 0 | 0 | 0 | 1258.426 | 0 | 0
4730 | 1290.1975 | 0 | 0 | 0 | 0 | 0 | 0 | 1290.198 | 0 | 0
4731 | 1518.8139 | 0 | 0 | 0 | 0 | 0 | 0 | 1518.814 | 0 | 0
4732 | 1493.2586 | 0 | 0 | 0 | 0 | 0 | 0 | 1493.259 | 0 | 0
4733 | 1221.1291 | 0 | 0 | 0 | 0 | 0 | 0 | 1221.129 | 0 | 0
4734 | 1216.2944 | 0 | 0 | 0 | 0 | 0 | 0 | 1216.294 | 0 | 0
4735 | 1270.1677 | 0 | 330.1788 | 330.1788 | 0 | 0 | 0 | 955.551 | 0 | 0
4736 | 1420.868 | 0 | 1106.776 | 1106.776 | 0 | 0 | 0 | 366.256 | 0 | 0
4737 | 1032.7373 | 0 | 1840.9161 | 1083.82 | -621.2819 | 0 | 135.8141 | 0 | 0 | 0
4738 | 983.6487 | 0 | 2426.2476 | 1032.3019 | -427.379 | 0 | 966.5667 | 0 | 0 | 0
4739 | 1036.9712 | 0 | 2733.439 | 1088.2624 | 0 | 0 | 1645.1766 | 0 | 0 | 0
4740 | 1264.5447 | 0 | 2743.2262 | 1327.0918 | 0 | 0 | 1416.1345 | 0 | 0 | 0
4741 | 1287.5099 | 0 | 3184.9493 | 1351.1937 | 0 | 0 | 1833.7556 | 0 | 0 | 0
4742 | 1054.9635 | 0 | 2948.3542 | 1107.1454 | 0 | 0 | 1841.2089 | 0 | 0 | 0
4743 | 1243.8855 | 0 | 1035.2572 | 1035.2572 | 0 | 0 | 0 | 257.421 | 0 | 0
4744 | 986.9251 | 0 | 848.8778 | 848.8778 | 0 | 0 | 0 | 178.056 | 0 | 0
4745 | 1104.938 | 0 | 1053.3898 | 1053.3898 | 0 | 0 | 0 | 101.196 | 0 | 0
4746 | 1034.1178 | 0 | 0 | 0 | 0 | 0 | 0 | 1034.118 | 0 | 0
4747 | 840.5623 | 0 | 0 | 0 | 0 | 0 | 0 | 840.562 | 0 | 0
4748 | 1201.79 | 0 | 0 | 0 | 0 | 0 | 0 | 1201.79 | 0 | 0
4749 | 714.1672 | 0 | 0 | 0 | 0 | 0 | 0 | 714.167 | 0 | 0
4750 | 1128.5775 | 0 | 0 | 0 | 0 | 0 | 0 | 822.704 | 0 | 321.0034
4751 | 844.7064 | 0 | 0 | 0 | 0 | 0 | 0 | 252.706 | 0 | 621.2819
4752 | 1005.6358 | 0 | 0 | 0 | 0 | 0 | 0 | 1005.636 | 0 | 0
4753 | 1029.119 | 0 | 0 | 0 | 0 | 0 | 0 | 1029.119 | 0 | 0
4754 | 1085.7551 | 0 | 0 | 0 | 0 | 0 | 0 | 1085.755 | 0 | 0
4755 | 1188.667 | 0 | 0 | 0 | 0 | 0 | 0 | 1188.667 | 0 | 0
4756 | 1035.3352 | 0 | 0 | 0 | 0 | 0 | 0 | 1035.335 | 0 | 0
4757 | 943.4742 | 0 | 0 | 0 | 0 | 0 | 0 | 943.474 | 0 | 0
4758 | 1012.5426 | 0 | 0 | 0 | 0 | 0 | 0 | 1012.543 | 0 | 0
4759 | 1096.806 | 0 | 29.2034 | 29.2034 | 0 | 0 | 0 | 1068.979 | 0 | 0
4760 | 934.3477 | 0 | 125.797 | 125.797 | 0 | 0 | 0 | 814.48 | 0 | 0
4761 | 1094.2419 | 0 | 1931.152 | 1148.3662 | -621.2819 | 0 | 161.5039 | 0 | 0 | 0
4762 | 1260.8348 | 0 | 2660.3302 | 1323.1993 | -427.379 | 0 | 909.7519 | 0 | 0 | 0
4763 | 1083.1262 | 0 | 2604.1588 | 1136.7003 | 0 | 0 | 1467.4585 | 0 | 0 | 0
4764 | 1249.8858 | 0 | 2993.3825 | 1311.7077 | 0 | 0 | 1681.6748 | 0 | 0 | 0
4765 | 1115.5132 | 0 | 3153.5934 | 1170.6893 | 0 | 0 | 1982.9042 | 0 | 0 | 0
4766 | 1150.3401 | 0 | 2792.7441 | 1207.2389 | 0 | 0 | 1585.5052 | 0 | 0 | 0
4767 | 1467.4236 | 0 | 2371.9578 | 1540.0068 | 0 | 0 | 831.9511 | 0 | 0 | 0
4768 | 1501.2835 | 0 | 2188.9725 | 1575.5405 | 0 | 0 | 613.4319 | 0 | 0 | 0
4769 | 1430.4064 | 0 | 1226.1146 | 1226.1146 | 0 | 0 | 0 | 262.081 | 0 | 0
4770 | 1592.421 | 0 | 349.8363 | 349.8363 | 0 | 0 | 0 | 1259.073 | 0 | 0
4771 | 1372.3889 | 0 | 0 | 0 | 0 | 0 | 0 | 1372.389 | 0 | 0
4772 | 1328.8758 | 0 | 0 | 0 | 0 | 0 | 0 | 1328.876 | 0 | 0
4773 | 1486.3518 | 0 | 0 | 0 | 0 | 0 | 0 | 1486.352 | 0 | 0
4774 | 1364.1007 | 0 | 0 | 0 | 0 | 0 | 0 | 1058.227 | 0 | 321.0034
4775 | 1410.3765 | 0 | 0 | 0 | 0 | 0 | 0 | 818.377 | 0 | 621.2819
4776 | 1210.7689 | 0 | 0 | 0 | 0 | 0 | 0 | 1210.769 | 0 | 0
4777 | 1007.0171 | 0 | 0 | 0 | 0 | 0 | 0 | 1007.017 | 0 | 0
4778 | 820.5325 | 0 | 0 | 0 | 0 | 0 | 0 | 820.532 | 0 | 0
4779 | 1060.8905 | 0 | 0 | 0 | 0 | 0 | 0 | 1060.89 | 0 | 0
4780 | 1237.7056 | 0 | 0 | 0 | 0 | 0 | 0 | 1237.706 | 0 | 0
4781 | 960.7413 | 0 | 0 | 0 | 0 | 0 | 0 | 960.741 | 0 | 0
4782 | 1200.4086 | 0 | 0 | 0 | 0 | 0 | 0 | 1200.409 | 0 | 0
4783 | 1122.3613 | 0 | 323.5672 | 323.5672 | 0 | 0 | 0 | 814.045 | 0 | 0
4784 | 1070.4651 | 0 | 1415.6937 | 1123.4131 | -292.2806 | 0 | 0 | 0 | 0 | 0
4785 | 1185.2757 | 0 | 2488.2803 | 1243.903 | -621.2819 | 0 | 623.0954 | 0 | 0 | 0
4786 | 1241.5501 | 0 | 2319.8793 | 1302.9604 | -135.0994 | 0 | 881.8194 | 0 | 0 | 0
4787 | 1273.3423 | 0 | 2864.6407 | 1336.3249 | 0 | 0 | 1528.3157 | 0 | 0 | 0
4788 | 1429.0673 | 0 | 4065.7623 | 1499.7525 | 0 | 0 | 2566.0098 | 0 | 0 | 0
4789 | 1265.5332 | 0 | 2871.4422 | 1328.1297 | 0 | 0 | 1543.3126 | 0 | 0 | 0
4790 | 1185.2801 | 0 | 2971.1874 | 1243.9072 | 0 | 0 | 1727.2802 | 0 | 0 | 0
4791 | 1296.2238 | 0 | 2938.8031 | 1360.3387 | 0 | 0 | 1578.4643 | 0 | 0 | 0
4792 | 1491.7106 | 0 | 1733.0743 | 1565.4951 | 0 | 0 | 167.5793 | 0 | 0 | 0
4793 | 1623.4698 | 0 | 741.84 | 741.84 | 0 | 0 | 0 | 916.593 | 0 | 0
4794 | 1365.0331 | 0 | 16.1334 | 16.1334 | 0 | 0 | 0 | 1349.66 | 0 | 0
4795 | 1483.589 | 0 | 0 | 0 | 0 | 0 | 0 | 1483.589 | 0 | 0
4796 | 1207.3155 | 0 | 0 | 0 | 0 | 0 | 0 | 1207.315 | 0 | 0
4797 | 1394.4908 | 0 | 0 | 0 | 0 | 0 | 0 | 1394.491 | 0 | 0
4798 | 1198.3366 | 0 | 0 | 0 | 0 | 0 | 0 | 892.463 | 0 | 321.0034
4799 | 1087.8272 | 0 | 0 | 0 | 0 | 0 | 0 | 495.827 | 0 | 621.2819
4800 | 982.8432 | 0 | 0 | 0 | 0 | 0 | 0 | 982.843 | 0 | 0
4801 | 1308.846 | 0 | 0 | 0 | 0 | 0 | 0 | 1308.846 | 0 | 0
4802 | 1232.1801 | 0 | 0 | 0 | 0 | 0 | 0 | 1232.18 | 0 | 0
4803 | 1165.8744 | 0 | 0 | 0 | 0 | 0 | 0 | 1165.874 | 0 | 0
4804 | 1230.108 | 0 | 0 | 0 | 0 | 0 | 0 | 1230.108 | 0 | 0
4805 | 1178.9974 | 0 | 0 | 0 | 0 | 0 | 0 | 1178.997 | 0 | 0
4806 | 1110.6197 | 0 | 0 | 0 | 0 | 0 | 0 | 1110.62 | 0 | 0
4807 | 929.6605 | 0 | 147.8682 | 147.8682 | 0 | 0 | 0 | 788.762 | 0 | 0
4808 | 777.6212 | 0 | 1385.7148 | 816.0842 | -569.6305 | 0 | 0 | 0 | 0 | 0
4809 | 947.273 | 0 | 1803.3327 | 994.1277 | -479.0304 | 0 | 330.1746 | 0 | 0 | 0
4810 | 1179.9083 | 0 | 1501.843 | 1238.2705 | 0 | 0 | 263.5726 | 0 | 0 | 0
4811 | 1059.5877 | 0 | 2605.3363 | 1111.9981 | 0 | 0 | 1493.3382 | 0 | 0 | 0
4812 | 1194.5136 | 0 | 2409.517 | 1253.5968 | 0 | 0 | 1155.9202 | 0 | 0 | 0
4813 | 1267.6269 | 0 | 3020.4282 | 1330.3273 | 0 | 0 | 1690.1009 | 0 | 0 | 0
4814 | 887.0799 | 0 | 2887.647 | 930.9574 | 0 | 0 | 1956.6896 | 0 | 0 | 0
4815 | 1241.5596 | 0 | 2687.0317 | 1302.9699 | 0 | 0 | 1384.0618 | 0 | 0 | 0
4816 | 536.721 | 0 | 1753.1579 | 563.2687 | 0 | 0 | 1189.8892 | 0 | 0 | 0
4817 | 511.4393 | 0 | 875.2309 | 536.7372 | 0 | 0 | 338.4937 | 0 | 0 | 0
4818 | 220.4508 | 0 | 234.7795 | 231.3541 | 0 | 0 | 3.4254 | 0 | 0 | 0
4819 | 219.6375 | 0 | 0 | 0 | 0 | 0 | 0 | 100.855 | 0 | 124.6573
4820 | 234.8325 | 0 | 0 | 0 | 0 | 0 | 0 | 0 | 0 | 246.4485
4821 | 155.4039 | 0 | 0 | 0 | 0 | 0 | 0 | 0 | 0 | 163.0907
4822 | 212.04 | 0 | 0 | 0 | 0 | 0 | 0 | 0 | 0 | 222.5281
4823 | 91.1703 | 0 | 0 | 0 | 0 | 0 | 0 | 0 | 0 | 95.6795
4824 | 85.6448 | 0 | 0 | 0 | 0 | 0 | 0 | 0 | 0 | 89.8812
4825 | 78.738 | 0 | 0 | 0 | 0 | 0 | 0 | 78.738 | 0 | 0
4826 | 84.9541 | 0 | 0 | 0 | 0 | 0 | 0 | 84.954 | 0 | 0
4827 | 77.3566 | 0 | 0 | 0 | 0 | 0 | 0 | 77.357 | 0 | 0
4828 | 82.1914 | 0 | 0 | 0 | 0 | 0 | 0 | 82.191 | 0 | 0
4829 | 78.738 | 0 | 0 | 0 | 0 | 0 | 0 | 78.738 | 0 | 0
4830 | 83.5728 | 0 | 0 | 0 | 0 | 0 | 0 | 83.573 | 0 | 0
4831 | 66.9963 | 0 | 291.2353 | 70.3109 | -220.9245 | 0 | 0 | 0 | 0 | 0
4832 | 81.1985 | 0 | 996.468 | 85.2153 | -621.2819 | 0 | 289.9707 | 0 | 0 | 0
4833 | 713.0577 | 0 | 1528.8751 | 748.3267 | -206.4545 | 0 | 574.0939 | 0 | 0 | 0
4834 | 1109.9109 | 0 | 2652.2158 | 1164.8102 | 0 | 0 | 1487.4056 | 0 | 0 | 0
4835 | 1211.7488 | 0 | 3263.8657 | 1271.6854 | 0 | 0 | 1992.1804 | 0 | 0 | 0
4836 | 1105.1884 | 0 | 4069.3525 | 1159.8536 | 0 | 0 | 2909.4989 | 0 | 0 | 0
4837 | 969.134 | 0 | 3196.5406 | 1017.07 | 0 | 0 | 2179.4706 | 0 | 0 | 0
4838 | 1192.262 | 0 | 2305.6444 | 1251.2345 | 0 | 0 | 1054.4099 | 0 | 0 | 0
4839 | 1204.9136 | 0 | 2417.0994 | 1264.5123 | 0 | 0 | 1152.5871 | 0 | 0 | 0
4840 | 1193.8661 | 0 | 1938.8278 | 1252.9178 | 0 | 0 | 685.9099 | 0 | 0 | 0
4841 | 893.7415 | 0 | 722.8153 | 722.8153 | 0 | 0 | 0 | 204.994 | 0 | 0
4842 | 898.8077 | 0 | 84.5762 | 84.5762 | 0 | 0 | 0 | 818.218 | 0 | 0
4843 | 882.694 | 0 | 0 | 0 | 0 | 0 | 0 | 882.694 | 0 | 0
4844 | 1020.8308 | 0 | 0 | 0 | 0 | 0 | 0 | 1020.831 | 0 | 0
4845 | 1455.9617 | 0 | 0 | 0 | 0 | 0 | 0 | 1455.962 | 0 | 0
4846 | 774.9473 | 0 | 0 | 0 | 0 | 0 | 0 | 469.074 | 0 | 321.0034
4847 | 1051.2209 | 0 | 0 | 0 | 0 | 0 | 0 | 459.221 | 0 | 621.2819
4848 | 1114.0731 | 0 | 0 | 0 | 0 | 0 | 0 | 1114.073 | 0 | 0
4849 | 966.9575 | 0 | 0 | 0 | 0 | 0 | 0 | 966.957 | 0 | 0
4850 | 895.1263 | 0 | 0 | 0 | 0 | 0 | 0 | 895.126 | 0 | 0
4851 | 941.4022 | 0 | 0 | 0 | 0 | 0 | 0 | 941.402 | 0 | 0
4852 | 939.3301 | 0 | 0 | 0 | 0 | 0 | 0 | 939.33 | 0 | 0
4853 | 1111.3104 | 0 | 0 | 0 | 0 | 0 | 0 | 1111.31 | 0 | 0
4854 | 1126.5055 | 0 | 0 | 0 | 0 | 0 | 0 | 1126.505 | 0 | 0
4855 | 1100.2595 | 0 | 333.5906 | 333.5906 | 0 | 0 | 0 | 782.391 | 0 | 0
4856 | 882.8235 | 0 | 900.6604 | 900.6604 | 0 | 0 | 0 | 24.612 | 0 | 0
4857 | 886.201 | 0 | 1567.488 | 930.0349 | -621.2819 | 0 | 16.1712 | 0 | 0 | 0
4858 | 1103.5739 | 0 | 1831.1581 | 1158.1598 | -427.379 | 0 | 245.6194 | 0 | 0 | 0
4859 | 1112.4017 | 0 | 2566.5996 | 1167.4244 | 0 | 0 | 1399.1752 | 0 | 0 | 0
4860 | 1166.9312 | 0 | 2607.2285 | 1224.6506 | 0 | 0 | 1382.5779 | 0 | 0 | 0
4861 | 990.0065 | 0 | 3266.6038 | 1038.9744 | 0 | 0 | 2227.6294 | 0 | 0 | 0
4862 | 1284.0444 | 0 | 1620.8794 | 1347.5563 | 0 | 0 | 273.3231 | 0 | 0 | 0
4863 | 1002.3878 | 0 | 1212.5419 | 1051.9688 | 0 | 0 | 160.573 | 0 | 0 | 0
4864 | 1384.9171 | 0 | 907.3203 | 907.3203 | 0 | 0 | 0 | 520.36 | 0 | 0
4865 | 1471.9052 | 0 | 331.5148 | 331.5148 | 0 | 0 | 0 | 1156.015 | 0 | 0
4866 | 1181.0885 | 0 | 230.717 | 230.717 | 0 | 0 | 0 | 961.246 | 0 | 0
4867 | 1185.2136 | 0 | 0 | 0 | 0 | 0 | 0 | 1185.214 | 0 | 0
4868 | 1040.17 | 0 | 0 | 0 | 0 | 0 | 0 | 1040.17 | 0 | 0
4869 | 1251.5192 | 0 | 0 | 0 | 0 | 0 | 0 | 1251.519 | 0 | 0
4870 | 1156.8955 | 0 | 0 | 0 | 0 | 0 | 0 | 851.022 | 0 | 321.0034
4871 | 1042.9327 | 0 | 0 | 0 | 0 | 0 | 0 | 450.933 | 0 | 621.2819
4872 | 1049.8395 | 0 | 0 | 0 | 0 | 0 | 0 | 1049.84 | 0 | 0
4873 | 880.622 | 0 | 0 | 0 | 0 | 0 | 0 | 880.622 | 0 | 0
4874 | 931.0419 | 0 | 0 | 0 | 0 | 0 | 0 | 931.042 | 0 | 0
4875 | 782.5449 | 0 | 0 | 0 | 0 | 0 | 0 | 782.545 | 0 | 0
4876 | 743.1759 | 0 | 0 | 0 | 0 | 0 | 0 | 743.176 | 0 | 0
4877 | 860.5921 | 0 | 0 | 0 | 0 | 0 | 0 | 860.592 | 0 | 0
4878 | 848.8505 | 0 | 0 | 0 | 0 | 0 | 0 | 848.851 | 0 | 0
4879 | 506.2713 | 0 | 291.7496 | 291.7496 | 0 | 0 | 0 | 228.272 | 0 | 0
4880 | 90.0212 | 0 | 882.7472 | 94.4737 | -621.2819 | 0 | 166.9916 | 0 | 0 | 0
4881 | 76.9871 | 0 | 2003.0717 | 80.795 | -427.379 | 0 | 1494.8977 | 0 | 0 | 0
4882 | 90.8526 | 0 | 2557.1785 | 95.3468 | 0 | 0 | 2461.8317 | 0 | 0 | 0
4883 | 77.379 | 0 | 3033.1603 | 81.2064 | 0 | 0 | 2951.9539 | 0 | 0 | 0
4884 | 103.2926 | 0 | 3283.4886 | 108.4022 | 0 | 0 | 3175.0864 | 0 | 0 | 0
4885 | 71.5652 | 0 | 3110.7638 | 75.1048 | 0 | 0 | 3035.659 | 0 | 0 | 0
4886 | 75.749 | 0 | 2862.122 | 79.4958 | 0 | 0 | 2782.6262 | 0 | 0 | 0
4887 | 91.6762 | 0 | 2674.7131 | 96.2105 | 0 | 0 | 2578.5026 | 0 | 0 | 0
4888 | 85.3392 | 0 | 1798.0161 | 89.5611 | 0 | 0 | 1708.455 | 0 | 0 | 0
4889 | 76.2014 | 0 | 1205.4506 | 79.9701 | 0 | 0 | 1125.4805 | 0 | 0 | 0
4890 | 81.8383 | 0 | 347.6954 | 85.8859 | 0 | 0 | 261.8095 | 0 | 0 | 0
4891 | 78.0473 | 0 | 0 | 0 | 0 | 0 | 0 | 0 | 0 | 81.9074
4892 | 82.8821 | 0 | 0 | 0 | 0 | 0 | 0 | 0 | 0 | 86.9816
4893 | 75.2845 | 0 | 0 | 0 | 0 | 0 | 0 | 0 | 0 | 79.0088
4894 | 79.4286 | 0 | 0 | 0 | 0 | 0 | 0 | 0 | 0 | 83.3578
4895 | 75.9752 | 0 | 0 | 0 | 0 | 0 | 0 | 0 | 0 | 79.7329
4896 | 78.738 | 0 | 0 | 0 | 0 | 0 | 0 | 0 | 0 | 82.6326
4897 | 74.5939 | 0 | 0 | 0 | 0 | 0 | 0 | 31.096 | 0 | 45.6495
4898 | 80.81 | 0 | 0 | 0 | 0 | 0 | 0 | 0 | 0 | 84.8071
4899 | 74.5939 | 0 | 0 | 0 | 0 | 0 | 0 | 0 | 0 | 78.2836
4900 | 77.3566 | 0 | 0 | 0 | 0 | 0 | 0 | 0 | 0 | 81.1833
4901 | 71.8311 | 0 | 0 | 0 | 0 | 0 | 0 | 0 | 0 | 75.384
4902 | 79.4286 | 0 | 0 | 0 | 0 | 0 | 0 | 0 | 0 | 83.3578
4903 | 66.3057 | 0 | 160.8249 | 69.5846 | -91.2403 | 0 | 0 | 0 | 0 | 0
4904 | 72.9207 | 0 | 569.5654 | 76.5279 | -493.0376 | 0 | 0 | 0 | 0 | 0
4905 | 154.285 | 0 | 1636.1491 | 161.9164 | -464.383 | 0 | 1009.8497 | 0 | 0 | 0
4906 | 105.3492 | 0 | 2568.9231 | 110.5598 | 0 | 0 | 2458.3632 | 0 | 0 | 0
4907 | 130.5488 | 0 | 2926.5485 | 137.0053 | 0 | 0 | 2789.5432 | 0 | 0 | 0
4908 | 202.7269 | 0 | 2750.4717 | 212.7544 | 0 | 0 | 2537.7173 | 0 | 0 | 0
4909 | 354.6912 | 0 | 2052.2527 | 372.235 | 0 | 0 | 1680.0177 | 0 | 0 | 0
4910 | 688.6006 | 0 | 2437.9816 | 722.6611 | 0 | 0 | 1715.3206 | 0 | 0 | 0
4911 | 987.823 | 0 | 2050.0761 | 1036.6834 | 0 | 0 | 1013.3927 | 0 | 0 | 0
4912 | 1032.5448 | 0 | 1871.3253 | 1083.6164 | 0 | 0 | 787.7089 | 0 | 0 | 0
4913 | 1329.4033 | 0 | 859.0262 | 859.0262 | 0 | 0 | 0 | 510.864 | 0 | 0
4914 | 1196.1437 | 0 | 54.5217 | 54.5217 | 0 | 0 | 0 | 1144.192 | 0 | 0
4915 | 1400.707 | 0 | 0 | 0 | 0 | 0 | 0 | 1400.707 | 0 | 0
4916 | 823.2952 | 0 | 0 | 0 | 0 | 0 | 0 | 823.295 | 0 | 0
4917 | 1177.6161 | 0 | 0 | 0 | 0 | 0 | 0 | 1177.616 | 0 | 0
4918 | 1352.3591 | 0 | 0 | 0 | 0 | 0 | 0 | 1046.485 | 0 | 321.0034
4919 | 1335.092 | 0 | 0 | 0 | 0 | 0 | 0 | 743.092 | 0 | 621.2819
4920 | 1360.6473 | 0 | 0 | 0 | 0 | 0 | 0 | 1360.647 | 0 | 0
4921 | 1288.1255 | 0 | 0 | 0 | 0 | 0 | 0 | 1288.125 | 0 | 0
4922 | 1518.8139 | 0 | 0 | 0 | 0 | 0 | 0 | 1518.814 | 0 | 0
4923 | 1469.7754 | 0 | 0 | 0 | 0 | 0 | 0 | 1469.775 | 0 | 0
4924 | 1038.0979 | 0 | 0 | 0 | 0 | 0 | 0 | 1038.098 | 0 | 0
4925 | 1302.6298 | 0 | 0 | 0 | 0 | 0 | 0 | 1302.63 | 0 | 0
4926 | 1125.8148 | 0 | 0 | 0 | 0 | 0 | 0 | 1125.815 | 0 | 0
4927 | 1215.6037 | 0 | 4.0803 | 4.0803 | 0 | 0 | 0 | 1211.715 | 0 | 0
4928 | 1164.5561 | 0 | 51.0679 | 51.0679 | 0 | 0 | 0 | 1115.896 | 0 | 0
4929 | 1265.2017 | 0 | 605.2272 | 605.2272 | 0 | 0 | 0 | 688.5 | 0 | 0
4930 | 1521.9772 | 0 | 2167.2381 | 1597.2581 | -569.98 | 0 | 0 | 0 | 0 | 0
4931 | 1459.9884 | 0 | 3298.5568 | 1532.203 | -478.6809 | 0 | 1287.6729 | 0 | 0 | 0
4932 | 1450.6684 | 0 | 3524.8566 | 1522.423 | 0 | 0 | 2002.4336 | 0 | 0 | 0
4933 | 1401.7369 | 0 | 3302.7504 | 1471.0707 | 0 | 0 | 1831.6797 | 0 | 0 | 0
4934 | 1375.3968 | 0 | 3754.4318 | 1443.4279 | 0 | 0 | 2311.004 | 0 | 0 | 0
4935 | 1381.8306 | 0 | 3193.9915 | 1450.179 | 0 | 0 | 1743.8124 | 0 | 0 | 0
4936 | 1788.7211 | 0 | 1966.0498 | 1877.196 | 0 | 0 | 88.8538 | 0 | 0 | 0
4937 | 1525.3581 | 0 | 1345.3283 | 1345.3283 | 0 | 0 | 0 | 243.437 | 0 | 0
4938 | 1702.6602 | 0 | 336.6844 | 336.6844 | 0 | 0 | 0 | 1381.845 | 0 | 0
4939 | 1469.7754 | 0 | 0 | 0 | 0 | 0 | 0 | 1469.775 | 0 | 0
4940 | 1623.7979 | 0 | 0 | 0 | 0 | 0 | 0 | 1623.798 | 0 | 0
4941 | 1571.3059 | 0 | 0 | 0 | 0 | 0 | 0 | 1571.306 | 0 | 0
4942 | 1333.0199 | 0 | 0 | 0 | 0 | 0 | 0 | 1027.146 | 0 | 321.0034
4943 | 1336.4734 | 0 | 0 | 0 | 0 | 0 | 0 | 744.473 | 0 | 621.2819
4944 | 1509.1443 | 0 | 0 | 0 | 0 | 0 | 0 | 1509.144 | 0 | 0
4945 | 1440.7666 | 0 | 0 | 0 | 0 | 0 | 0 | 1440.767 | 0 | 0
4946 | 1415.902 | 0 | 0 | 0 | 0 | 0 | 0 | 1415.902 | 0 | 0
4947 | 1212.8409 | 0 | 0 | 0 | 0 | 0 | 0 | 1212.841 | 0 | 0
4948 | 1147.9167 | 0 | 0 | 0 | 0 | 0 | 0 | 1147.917 | 0 | 0
4949 | 1229.4174 | 0 | 0 | 0 | 0 | 0 | 0 | 1229.417 | 0 | 0
4950 | 988.3687 | 0 | 0 | 0 | 0 | 0 | 0 | 988.369 | 0 | 0
4951 | 1297.7951 | 0 | 323.3248 | 323.3248 | 0 | 0 | 0 | 989.71 | 0 | 0
4952 | 1047.8219 | 0 | 1413.493 | 1099.6501 | -313.8429 | 0 | 0 | 0 | 0 | 0
4953 | 1384.7712 | 0 | 2481.6854 | 1453.2655 | -621.2819 | 0 | 407.138 | 0 | 0 | 0
4954 | 1349.7673 | 0 | 3258.9396 | 1416.5301 | -113.5361 | 0 | 1728.8733 | 0 | 0 | 0
4955 | 1301.2096 | 0 | 3776.2607 | 1365.5714 | 0 | 0 | 2410.6893 | 0 | 0 | 0
4956 | 1364.7042 | 0 | 4047.3526 | 1432.2059 | 0 | 0 | 2615.1467 | 0 | 0 | 0
4957 | 1493.1455 | 0 | 4050.1379 | 1567.001 | 0 | 0 | 2483.1369 | 0 | 0 | 0
4958 | 1284.4951 | 0 | 3717.8476 | 1348.0296 | 0 | 0 | 2369.818 | 0 | 0 | 0
4959 | 1168.1969 | 0 | 3174.6058 | 1225.9792 | 0 | 0 | 1948.6266 | 0 | 0 | 0
4960 | 1479.6564 | 0 | 2382.7327 | 1552.8438 | 0 | 0 | 829.8889 | 0 | 0 | 0
4961 | 1510.8356 | 0 | 837.0021 | 837.0021 | 0 | 0 | 0 | 713.282 | 0 | 0
4962 | 1394.1765 | 0 | 354.5379 | 354.5379 | 0 | 0 | 0 | 1056.348 | 0 | 0
4963 | 1384.1314 | 0 | 0 | 0 | 0 | 0 | 0 | 1384.131 | 0 | 0
4964 | 1029.119 | 0 | 0 | 0 | 0 | 0 | 0 | 1029.119 | 0 | 0
4965 | 1141.7005 | 0 | 0 | 0 | 0 | 0 | 0 | 1141.7 | 0 | 0
4966 | 1211.4596 | 0 | 0 | 0 | 0 | 0 | 0 | 905.586 | 0 | 321.0034
4967 | 1361.338 | 0 | 0 | 0 | 0 | 0 | 0 | 769.338 | 0 | 621.2819
4968 | 1071.2507 | 0 | 0 | 0 | 0 | 0 | 0 | 1071.251 | 0 | 0
4969 | 1274.3118 | 0 | 0 | 0 | 0 | 0 | 0 | 1274.312 | 0 | 0
4970 | 875.7872 | 0 | 0 | 0 | 0 | 0 | 0 | 875.787 | 0 | 0
4971 | 1036.7165 | 0 | 0 | 0 | 0 | 0 | 0 | 1036.717 | 0 | 0
4972 | 911.7028 | 0 | 0 | 0 | 0 | 0 | 0 | 911.703 | 0 | 0
4973 | 1306.0833 | 0 | 0 | 0 | 0 | 0 | 0 | 1306.083 | 0 | 0
4974 | 1031.1911 | 0 | 0 | 0 | 0 | 0 | 0 | 1031.191 | 0 | 0
4975 | 1167.9465 | 0 | 125.33 | 125.33 | 0 | 0 | 0 | 1048.524 | 0 | 0
4976 | 1102.0699 | 0 | 466.8335 | 466.8335 | 0 | 0 | 0 | 657.239 | 0 | 0
4977 | 1017.1236 | 0 | 1253.0941 | 1067.4337 | -185.6604 | 0 | 0 | 0 | 0 | 0
4978 | 1192.6799 | 0 | 1474.62 | 1251.6721 | -222.9479 | 0 | 0 | 0 | 0 | 0
4979 | 1048.5359 | 0 | 2991.4431 | 1100.3994 | -621.2819 | 0 | 1269.7617 | 0 | 0 | 0
4980 | 1037.4685 | 0 | 3242.8356 | 1088.784 | -18.7717 | 0 | 2135.2798 | 0 | 0 | 0
4981 | 1077.8269 | 0 | 3109.3156 | 1131.1392 | 0 | 0 | 1978.1763 | 0 | 0 | 0
4982 | 1076.3005 | 0 | 3114.3425 | 1129.5378 | 0 | 0 | 1984.8047 | 0 | 0 | 0
4983 | 852.6441 | 0 | 1217.7818 | 894.8191 | 0 | 0 | 322.9627 | 0 | 0 | 0
4984 | 422.9472 | 0 | 1354.7441 | 443.8682 | 0 | 0 | 910.8759 | 0 | 0 | 0
4985 | 167.4831 | 0 | 387.8751 | 175.7672 | 0 | 0 | 212.108 | 0 | 0 | 0
4986 | 147.3263 | 0 | 283.1975 | 154.6131 | 0 | 0 | 128.5844 | 0 | 0 | 0
4987 | 102.2212 | 0 | 0 | 0 | 0 | 0 | 0 | 0 | 0 | 107.2771
4988 | 109.8187 | 0 | 0 | 0 | 0 | 0 | 0 | 0 | 0 | 115.2509
4989 | 87.0262 | 0 | 0 | 0 | 0 | 0 | 0 | 0 | 0 | 91.3305
4990 | 81.5007 | 0 | 0 | 0 | 0 | 0 | 0 | 0 | 0 | 85.5323
4991 | 81.5007 | 0 | 0 | 0 | 0 | 0 | 0 | 0 | 0 | 85.5323
4992 | 85.6448 | 0 | 0 | 0 | 0 | 0 | 0 | 0 | 0 | 89.8812
4993 | 80.1193 | 0 | 0 | 0 | 0 | 0 | 0 | 80.119 | 0 | 0
4994 | 78.738 | 0 | 0 | 0 | 0 | 0 | 0 | 41.456 | 0 | 39.1261
4995 | 73.9032 | 0 | 0 | 0 | 0 | 0 | 0 | 0 | 0 | 77.5584
4996 | 80.81 | 0 | 0 | 0 | 0 | 0 | 0 | 0 | 0 | 84.8071
4997 | 77.3566 | 0 | 0 | 0 | 0 | 0 | 0 | 0 | 0 | 81.1833
4998 | 80.81 | 0 | 0 | 0 | 0 | 0 | 0 | 0 | 0 | 84.8071
4999 | 70.4498 | 0 | 139.2333 | 73.9346 | -65.2986 | 0 | 0 | 0 | 0 | 0
5000 | 82.0705 | 0 | 506.073 | 86.1305 | -419.9425 | 0 | 0 | 0 | 0 | 0
5001 | 531.2024 | 0 | 1654.0456 | 557.4767 | -563.4198 | 0 | 533.1491 | 0 | 0 | 0
5002 | 1284.5469 | 0 | 2257.4446 | 1348.0842 | 0 | 0 | 909.3605 | 0 | 0 | 0
5003 | 1356.1138 | 0 | 1618.4604 | 1423.1911 | 0 | 0 | 195.2693 | 0 | 0 | 0
5004 | 1186.715 | 0 | 2727.1401 | 1245.4121 | 0 | 0 | 1481.728 | 0 | 0 | 0
5005 | 1505.9819 | 0 | 2016.1658 | 1580.4719 | 0 | 0 | 435.6939 | 0 | 0 | 0
5006 | 1112.084 | 0 | 500.4604 | 500.4604 | 0 | 0 | 0 | 635.211 | 0 | 0
5007 | 1330.2779 | 0 | 322.6321 | 322.6321 | 0 | 0 | 0 | 1022.852 | 0 | 0
5008 | 1190.5629 | 0 | 1000.6197 | 1000.6197 | 0 | 0 | 0 | 237.104 | 0 | 0
5009 | 1041.9355 | 0 | 370.8791 | 370.8791 | 0 | 0 | 0 | 688.537 | 0 | 0
5010 | 1168.6743 | 0 | 189.5256 | 189.5256 | 0 | 0 | 0 | 988.081 | 0 | 0
5011 | 1443.5337 | 0 | 0 | 0 | 0 | 0 | 0 | 1443.534 | 0 | 0
5012 | 1038.0979 | 0 | 0 | 0 | 0 | 0 | 0 | 1038.098 | 0 | 0
5013 | 1286.7441 | 0 | 0 | 0 | 0 | 0 | 0 | 1286.744 | 0 | 0
5014 | 712.7858 | 0 | 0 | 0 | 0 | 0 | 0 | 406.912 | 0 | 321.0034
5015 | 1145.8446 | 0 | 0 | 0 | 0 | 0 | 0 | 553.845 | 0 | 621.2819
5016 | 1181.7602 | 0 | 0 | 0 | 0 | 0 | 0 | 1181.76 | 0 | 0
5017 | 911.7028 | 0 | 0 | 0 | 0 | 0 | 0 | 911.703 | 0 | 0
5018 | 1009.0892 | 0 | 0 | 0 | 0 | 0 | 0 | 1009.089 | 0 | 0
5019 | 973.8643 | 0 | 0 | 0 | 0 | 0 | 0 | 973.864 | 0 | 0
5020 | 848.1598 | 0 | 0 | 0 | 0 | 0 | 0 | 848.16 | 0 | 0
5021 | 780.4728 | 0 | 0 | 0 | 0 | 0 | 0 | 780.473 | 0 | 0
5022 | 770.8032 | 0 | 0 | 0 | 0 | 0 | 0 | 770.803 | 0 | 0
5023 | 969.0295 | 0 | 183.275 | 183.275 | 0 | 0 | 0 | 794.393 | 0 | 0
5024 | 708.5433 | 0 | 707.7933 | 707.7933 | 0 | 0 | 0 | 34.109 | 0 | 0
5025 | 1101.8299 | 0 | 2011.4401 | 1156.3295 | -621.2819 | 0 | 233.8287 | 0 | 0 | 0
5026 | 952.1242 | 0 | 2574.9323 | 999.2197 | -427.379 | 0 | 1148.3336 | 0 | 0 | 0
5027 | 1203.6531 | 0 | 3182.4831 | 1263.1889 | 0 | 0 | 1919.2941 | 0 | 0 | 0
5028 | 1159.54 | 0 | 3275.9062 | 1216.894 | 0 | 0 | 2059.0122 | 0 | 0 | 0
5029 | 964.4063 | 0 | 2967.87 | 1012.1081 | 0 | 0 | 1955.7619 | 0 | 0 | 0
5030 | 1140.2509 | 0 | 1069.032 | 1069.032 | 0 | 0 | 0 | 0 | 0 | 127.6189
5031 | 833.8618 | 0 | 2289.2801 | 875.1071 | -142.0259 | 0 | 1272.1471 | 0 | 0 | 0
5032 | 1036.9885 | 0 | 2496.719 | 1088.2802 | 0 | 0 | 1408.4388 | 0 | 0 | 0
5033 | 1019.831 | 0 | 1051.3559 | 1051.3559 | 0 | 0 | 0 | 18.028 | 0 | 0
5034 | 933.7278 | 0 | 340.4688 | 340.4688 | 0 | 0 | 0 | 609.306 | 0 | 0
5035 | 870.2617 | 0 | 0 | 0 | 0 | 0 | 0 | 870.262 | 0 | 0
5036 | 1061.5812 | 0 | 0 | 0 | 0 | 0 | 0 | 1061.581 | 0 | 0
5037 | 730.0529 | 0 | 0 | 0 | 0 | 0 | 0 | 730.053 | 0 | 0
5038 | 1020.8308 | 0 | 0 | 0 | 0 | 0 | 0 | 714.957 | 0 | 321.0034
5039 | 954.5252 | 0 | 0 | 0 | 0 | 0 | 0 | 362.525 | 0 | 621.2819
5040 | 756.9896 | 0 | 0 | 0 | 0 | 0 | 0 | 756.99 | 0 | 0
5041 | 995.2755 | 0 | 0 | 0 | 0 | 0 | 0 | 995.276 | 0 | 0
5042 | 975.9364 | 0 | 0 | 0 | 0 | 0 | 0 | 975.936 | 0 | 0
5043 | 974.555 | 0 | 0 | 0 | 0 | 0 | 0 | 974.555 | 0 | 0
5044 | 919.3003 | 0 | 0 | 0 | 0 | 0 | 0 | 919.3 | 0 | 0
5045 | 1018.0681 | 0 | 0 | 0 | 0 | 0 | 0 | 1018.068 | 0 | 0
5046 | 664.4379 | 0 | 0 | 0 | 0 | 0 | 0 | 664.438 | 0 | 0
5047 | 891.6729 | 0 | 234.3009 | 234.3009 | 0 | 0 | 0 | 668.415 | 0 | 0
5048 | 882.8417 | 0 | 882.3389 | 882.3389 | 0 | 0 | 0 | 42.088 | 0 | 0
5049 | 1164.6709 | 0 | 2528.6374 | 1222.2788 | -621.2819 | 0 | 685.0767 | 0 | 0 | 0
5050 | 1275.9643 | 0 | 3342.8 | 1339.0777 | -427.379 | 0 | 1576.3434 | 0 | 0 | 0
5051 | 1281.6469 | 0 | 1975.0395 | 1345.0407 | 0 | 0 | 629.9988 | 0 | 0 | 0
5052 | 1165.2105 | 0 | 4149.2743 | 1222.8455 | 0 | 0 | 2926.4288 | 0 | 0 | 0
5053 | 1262.2861 | 0 | 2157.5988 | 1324.7221 | 0 | 0 | 832.8767 | 0 | 0 | 0
5054 | 1118.1698 | 0 | 2554.2505 | 1173.4777 | 0 | 0 | 1380.7728 | 0 | 0 | 0
5055 | 1150.1519 | 0 | 2632.085 | 1207.0416 | 0 | 0 | 1425.0434 | 0 | 0 | 0
5056 | 1238.5577 | 0 | 1683.2364 | 1299.8194 | 0 | 0 | 383.417 | 0 | 0 | 0
5057 | 954.5088 | 0 | 564.0946 | 564.0946 | 0 | 0 | 0 | 417 | 0 | 0
5058 | 1051.3962 | 0 | 159.5183 | 159.5183 | 0 | 0 | 0 | 899.396 | 0 | 0
5059 | 866.1271 | 0 | 0 | 0 | 0 | 0 | 0 | 866.127 | 0 | 0
5060 | 1031.8818 | 0 | 0 | 0 | 0 | 0 | 0 | 1031.882 | 0 | 0
5061 | 910.3214 | 0 | 0 | 0 | 0 | 0 | 0 | 910.321 | 0 | 0
5062 | 1085.7551 | 0 | 0 | 0 | 0 | 0 | 0 | 779.881 | 0 | 321.0034
5063 | 1110.6197 | 0 | 0 | 0 | 0 | 0 | 0 | 518.62 | 0 | 621.2819
5064 | 991.1314 | 0 | 0 | 0 | 0 | 0 | 0 | 991.131 | 0 | 0
5065 | 1030.5004 | 0 | 0 | 0 | 0 | 0 | 0 | 1030.5 | 0 | 0
5066 | 809.4815 | 0 | 0 | 0 | 0 | 0 | 0 | 809.482 | 0 | 0
5067 | 1055.365 | 0 | 0 | 0 | 0 | 0 | 0 | 1055.365 | 0 | 0
5068 | 926.8978 | 0 | 0 | 0 | 0 | 0 | 0 | 926.898 | 0 | 0
5069 | 813.6256 | 0 | 0 | 0 | 0 | 0 | 0 | 813.626 | 0 | 0
5070 | 907.5587 | 0 | 0 | 0 | 0 | 0 | 0 | 907.559 | 0 | 0
5071 | 821.2232 | 0 | 319.6223 | 319.6223 | 0 | 0 | 0 | 516.665 | 0 | 0
5072 | 962.443 | 0 | 1163.0765 | 1010.048 | -153.0285 | 0 | 0 | 0 | 0 | 0
5073 | 1008.2725 | 0 | 2480.1008 | 1058.1439 | -621.2819 | 0 | 800.675 | 0 | 0 | 0
5074 | 1436.7719 | 0 | 3299.0721 | 1507.8386 | -274.3505 | 0 | 1516.8829 | 0 | 0 | 0
5075 | 1155.7145 | 0 | 3843.1891 | 1212.8787 | 0 | 0 | 2630.3104 | 0 | 0 | 0
5076 | 1137.1705 | 0 | 301.0405 | 301.0405 | 0 | 0 | 0 | 258.319 | 0 | 621.2819
5077 | 1170.2102 | 0 | 1604.5456 | 1228.0928 | -376.4528 | 0 | 0 | 0 | 0 | 0
5078 | 1059.333 | 0 | 3214.8506 | 1111.7305 | -314.9668 | 0 | 1788.1533 | 0 | 0 | 0
5079 | 1086.2248 | 0 | 2471.0229 | 1139.9526 | 0 | 0 | 1331.0703 | 0 | 0 | 0
5080 | 1050.3472 | 0 | 273.0964 | 273.0964 | 0 | 0 | 0 | 790.122 | 0 | 0
5081 | 1100.0177 | 0 | 499.6146 | 499.6146 | 0 | 0 | 0 | 623.951 | 0 | 0
5082 | 961.4501 | 0 | 269.8914 | 269.8914 | 0 | 0 | 0 | 704.279 | 0 | 0
5083 | 1004.2544 | 0 | 0 | 0 | 0 | 0 | 0 | 1004.254 | 0 | 0
5084 | 918.6096 | 0 | 0 | 0 | 0 | 0 | 0 | 918.61 | 0 | 0
5085 | 1251.5192 | 0 | 0 | 0 | 0 | 0 | 0 | 1251.519 | 0 | 0
5086 | 1076.0855 | 0 | 0 | 0 | 0 | 0 | 0 | 770.212 | 0 | 321.0034
5087 | 1287.4348 | 0 | 0 | 0 | 0 | 0 | 0 | 695.435 | 0 | 621.2819
5088 | 1154.1328 | 0 | 0 | 0 | 0 | 0 | 0 | 1154.133 | 0 | 0
5089 | 1704.5439 | 0 | 0 | 0 | 0 | 0 | 0 | 1704.544 | 0 | 0
5090 | 1118.0342 | 0 | 0 | 0 | 0 | 0 | 0 | 1118.034 | 0 | 0
5091 | 1386.5855 | 0 | 0 | 0 | 0 | 0 | 0 | 1386.586 | 0 | 0
5092 | 1257.4896 | 0 | 0 | 0 | 0 | 0 | 0 | 1257.49 | 0 | 0
5093 | 1113.2529 | 0 | 0 | 0 | 0 | 0 | 0 | 1113.253 | 0 | 0
5094 | 1508.5094 | 0 | 0 | 0 | 0 | 0 | 0 | 1508.509 | 0 | 0
5095 | 1345.1473 | 0 | 156.7089 | 156.7089 | 0 | 0 | 0 | 1195.824 | 0 | 0
5096 | 1347.8468 | 0 | 942.3661 | 942.3661 | 0 | 0 | 0 | 449.896 | 0 | 0
5097 | 1439.8057 | 0 | 1795.9277 | 1511.0216 | -284.906 | 0 | 0 | 0 | 0 | 0
5098 | 1331.5524 | 0 | 2296.9916 | 1397.4142 | -621.2819 | 0 | 278.2955 | 0 | 0 | 0
5099 | 1361.5313 | 0 | 2528.7969 | 1428.876 | -142.474 | 0 | 957.4469 | 0 | 0 | 0
5100 | 1417.9132 | 0 | 3313.7089 | 1488.0468 | 0 | 0 | 1825.6621 | 0 | 0 | 0
5101 | 1620.5808 | 0 | 3449.4947 | 1700.7393 | 0 | 0 | 1748.7554 | 0 | 0 | 0
5102 | 1546.263 | 0 | 3105.3759 | 1622.7453 | 0 | 0 | 1482.6305 | 0 | 0 | 0
5103 | 1367.5967 | 0 | 2506.3594 | 1435.242 | 0 | 0 | 1071.1173 | 0 | 0 | 0
5104 | 1582.1499 | 0 | 1542.3953 | 1542.3953 | 0 | 0 | 0 | 112.45 | 0 | 0
5105 | 1603.4885 | 0 | 587.4735 | 587.4735 | 0 | 0 | 0 | 1043.704 | 0 | 0
5106 | 1628.2678 | 0 | 249.8246 | 249.8246 | 0 | 0 | 0 | 1390.217 | 0 | 0
5107 | 1753.1561 | 0 | 0 | 0 | 0 | 0 | 0 | 1753.156 | 0 | 0
5108 | 1494.1654 | 0 | 0 | 0 | 0 | 0 | 0 | 1494.165 | 0 | 0
5109 | 1494.1654 | 0 | 0 | 0 | 0 | 0 | 0 | 1494.165 | 0 | 0
5110 | 1460.6961 | 0 | 0 | 0 | 0 | 0 | 0 | 1154.822 | 0 | 321.0034
5111 | 1675.8559 | 0 | 0 | 0 | 0 | 0 | 0 | 1083.856 | 0 | 621.2819
5112 | 1392.1637 | 0 | 0 | 0 | 0 | 0 | 0 | 1392.164 | 0 | 0
5113 | 1467.0712 | 0 | 0 | 0 | 0 | 0 | 0 | 1467.071 | 0 | 0
5114 | 1345.1473 | 0 | 0 | 0 | 0 | 0 | 0 | 1345.147 | 0 | 0
5115 | 1282.1932 | 0 | 0 | 0 | 0 | 0 | 0 | 1282.193 | 0 | 0
5116 | 1174.6132 | 0 | 0 | 0 | 0 | 0 | 0 | 1174.613 | 0 | 0
5117 | 1106.8777 | 0 | 0 | 0 | 0 | 0 | 0 | 1106.878 | 0 | 0
5118 | 1184.9728 | 0 | 0 | 0 | 0 | 0 | 0 | 1184.973 | 0 | 0
5119 | 1051.8925 | 0 | 301.0583 | 301.0583 | 0 | 0 | 0 | 765.024 | 0 | 0
5120 | 1003.1398 | 0 | 1074.9342 | 1052.758 | -22.1762 | 0 | 0 | 0 | 0 | 0
5121 | 1520.4757 | 0 | 1218.9877 | 1218.9877 | 0 | 0 | 0 | 339.953 | 0 | 19.9272
5122 | 1744.6384 | 0 | 2026.905 | 1830.9325 | -195.9725 | 0 | 0 | 0 | 0 | 0
5123 | 1595.175 | 0 | 2862.7905 | 1674.0767 | -621.2819 | 0 | 567.4319 | 0 | 0 | 0
5124 | 1462.4025 | 0 | 3103.6495 | 1534.7374 | -231.4065 | 0 | 1337.5056 | 0 | 0 | 0
5125 | 1607.6891 | 0 | 3204.7967 | 1687.2096 | 0 | 0 | 1517.5871 | 0 | 0 | 0
5126 | 1637.0923 | 0 | 2702.1713 | 1718.067 | 0 | 0 | 984.1043 | 0 | 0 | 0
5127 | 1664.4276 | 0 | 1813.291 | 1746.7541 | 0 | 0 | 66.537 | 0 | 0 | 0
5128 | 1619.2759 | 0 | 692.0325 | 692.0325 | 0 | 0 | 0 | 959.86 | 0 | 0
5129 | 1609.6674 | 0 | 732.5785 | 732.5785 | 0 | 0 | 0 | 911.616 | 0 | 0
5130 | 1842.5401 | 0 | 260.9258 | 260.9258 | 0 | 0 | 0 | 1593.912 | 0 | 0
5131 | 1522.0625 | 0 | 0 | 0 | 0 | 0 | 0 | 1522.062 | 0 | 0
5132 | 1333.194 | 0 | 0 | 0 | 0 | 0 | 0 | 1333.194 | 0 | 0
5133 | 1353.1162 | 0 | 0 | 0 | 0 | 0 | 0 | 1353.116 | 0 | 0
5134 | 1412.8828 | 0 | 0 | 0 | 0 | 0 | 0 | 1107.009 | 0 | 321.0034
5135 | 1341.9598 | 0 | 0 | 0 | 0 | 0 | 0 | 749.96 | 0 | 621.2819
5136 | 1469.4619 | 0 | 0 | 0 | 0 | 0 | 0 | 1469.462 | 0 | 0
5137 | 1242.3487 | 0 | 0 | 0 | 0 | 0 | 0 | 1242.349 | 0 | 0
5138 | 1430.4144 | 0 | 0 | 0 | 0 | 0 | 0 | 1430.414 | 0 | 0
5139 | 1263.8647 | 0 | 0 | 0 | 0 | 0 | 0 | 1263.865 | 0 | 0
5140 | 1263.8647 | 0 | 0 | 0 | 0 | 0 | 0 | 1263.865 | 0 | 0
5141 | 1340.366 | 0 | 0 | 0 | 0 | 0 | 0 | 1340.366 | 0 | 0
5142 | 1114.0497 | 0 | 0 | 0 | 0 | 0 | 0 | 1114.05 | 0 | 0
5143 | 1307.6936 | 0 | 187.2252 | 187.2252 | 0 | 0 | 0 | 1129.292 | 0 | 0
5144 | 1075.8529 | 0 | 686.7988 | 686.7988 | 0 | 0 | 0 | 421.424 | 0 | 0
5145 | 1014.0104 | 0 | 1508.5607 | 1064.1657 | -444.395 | 0 | 0 | 0 | 0 | 0
5146 | 1160.599 | 0 | 2242.961 | 1218.0054 | -604.2659 | 0 | 420.6897 | 0 | 0 | 0
5147 | 1335.6922 | 0 | 2614.709 | 1401.7589 | 0 | 0 | 1212.9501 | 0 | 0 | 0
5148 | 1416.1869 | 0 | 3171.3 | 1486.2354 | 0 | 0 | 1685.0645 | 0 | 0 | 0
5149 | 1072.5339 | 0 | 2922.3087 | 1125.5844 | 0 | 0 | 1796.7242 | 0 | 0 | 0
5150 | 1228.6313 | 0 | 555.3242 | 555.3242 | 0 | 0 | 0 | 699.48 | 0 | 0
5151 | 962.4338 | 0 | 199.7631 | 199.7631 | 0 | 0 | 0 | 772.086 | 0 | 0
5152 | 1200.7083 | 0 | 317.3092 | 317.3092 | 0 | 0 | 0 | 898.354 | 0 | 0
5153 | 1232.7184 | 0 | 608.8815 | 608.8815 | 0 | 0 | 0 | 652.534 | 0 | 0
5154 | 856.2803 | 0 | 176.9058 | 176.9058 | 0 | 0 | 0 | 687.713 | 0 | 0
5155 | 1170.6288 | 0 | 0 | 0 | 0 | 0 | 0 | 1170.629 | 0 | 0
5156 | 1184.9728 | 0 | 0 | 0 | 0 | 0 | 0 | 1184.973 | 0 | 0
5157 | 1341.1629 | 0 | 0 | 0 | 0 | 0 | 0 | 1341.163 | 0 | 0
5158 | 1157.0817 | 0 | 0 | 0 | 0 | 0 | 0 | 987.476 | 0 | 177.9952
5159 | 1082.1742 | 0 | 0 | 0 | 0 | 0 | 0 | 490.174 | 0 | 621.2819
5160 | 136.2679 | 0 | 0 | 0 | 0 | 0 | 0 | 0 | 0 | 143.0082
5161 | 105.9861 | 0 | 0 | 0 | 0 | 0 | 0 | 105.986 | 0 | 0
5162 | 87.6577 | 0 | 0 | 0 | 0 | 0 | 0 | 87.658 | 0 | 0
5163 | 91.6421 | 0 | 0 | 0 | 0 | 0 | 0 | 91.642 | 0 | 0
5164 | 87.6577 | 0 | 0 | 0 | 0 | 0 | 0 | 87.658 | 0 | 0
5165 | 91.6421 | 0 | 0 | 0 | 0 | 0 | 0 | 91.642 | 0 | 0
5166 | 84.4702 | 0 | 0 | 0 | 0 | 0 | 0 | 84.47 | 0 | 0
5167 | 82.0795 | 0 | 320.5384 | 86.1388 | -234.3996 | 0 | 0 | 0 | 0 | 0
5168 | 81.0455 | 0 | 1161.539 | 85.0537 | -621.2819 | 0 | 455.2034 | 0 | 0 | 0
5169 | 801.8299 | 0 | 1535.2097 | 841.4917 | -192.9794 | 0 | 500.7385 | 0 | 0 | 0
5170 | 967.4233 | 0 | 2241.8675 | 1015.2744 | 0 | 0 | 1226.5931 | 0 | 0 | 0
5171 | 1373.2187 | 0 | 2494.3126 | 1441.1421 | 0 | 0 | 1053.1705 | 0 | 0 | 0
5172 | 1296.8011 | 0 | 3058.5793 | 1360.9453 | 0 | 0 | 1697.634 | 0 | 0 | 0
5173 | 1405.7098 | 0 | 2793.7558 | 1475.2402 | 0 | 0 | 1318.5156 | 0 | 0 | 0
5174 | 1424.881 | 0 | 2203.6387 | 1495.3595 | 0 | 0 | 708.2792 | 0 | 0 | 0
5175 | 1143.2188 | 0 | 3181.04 | 1199.7657 | 0 | 0 | 1981.2743 | 0 | 0 | 0
5176 | 1188.5309 | 0 | 2391.6457 | 1247.319 | 0 | 0 | 1144.3268 | 0 | 0 | 0
5177 | 1249.3245 | 0 | 1346.5645 | 1311.1189 | 0 | 0 | 35.4456 | 0 | 0 | 0
5178 | 1404.2924 | 0 | 0 | 0 | 0 | 0 | 0 | 1404.292 | 0 | 0
5179 | 1160.2693 | 0 | 0 | 0 | 0 | 0 | 0 | 1160.269 | 0 | 0
5180 | 1162.6599 | 0 | 0 | 0 | 0 | 0 | 0 | 1162.66 | 0 | 0
5181 | 1369.8509 | 0 | 0 | 0 | 0 | 0 | 0 | 1369.851 | 0 | 0
5182 | 1357.1007 | 0 | 0 | 0 | 0 | 0 | 0 | 1051.227 | 0 | 321.0034
5183 | 1209.6763 | 0 | 0 | 0 | 0 | 0 | 0 | 617.676 | 0 | 621.2819
5184 | 945.9063 | 0 | 0 | 0 | 0 | 0 | 0 | 945.906 | 0 | 0
5185 | 1825.6709 | 0 | 0 | 0 | 0 | 0 | 0 | 1825.671 | 0 | 0
5186 | 1777.8576 | 0 | 0 | 0 | 0 | 0 | 0 | 1777.858 | 0 | 0
5187 | 1880.6562 | 0 | 0 | 0 | 0 | 0 | 0 | 1880.656 | 0 | 0
5188 | 2020.9085 | 0 | 0 | 0 | 0 | 0 | 0 | 2020.909 | 0 | 0
5189 | 2148.4107 | 0 | 0 | 0 | 0 | 0 | 0 | 2148.411 | 0 | 0
5190 | 2121.3165 | 0 | 0 | 0 | 0 | 0 | 0 | 2121.316 | 0 | 0
5191 | 1969.1108 | 0 | 322.2008 | 322.2008 | 0 | 0 | 0 | 1662.096 | 0 | 0
5192 | 1123.1632 | 0 | 1171.7881 | 1171.7881 | 0 | 0 | 0 | 6.603 | 0 | 0
5193 | 1632.0301 | 0 | 1671.1959 | 1671.1959 | 0 | 0 | 0 | 39.6 | 0 | 0
5194 | 1933.3126 | 0 | 2310.0972 | 2028.9399 | -281.1574 | 0 | 0 | 0 | 0 | 0
5195 | 2180.0402 | 0 | 2886.2512 | 2287.8717 | -598.3795 | 0 | 0 | 0 | 0 | 0
5196 | 2017.7698 | 0 | 3423.0944 | 2117.5744 | -169.123 | 0 | 1136.397 | 0 | 0 | 0
5197 | 1936.1236 | 0 | 3328.9901 | 2031.8889 | 0 | 0 | 1297.1013 | 0 | 0 | 0
5198 | 2326.1845 | 0 | 3179.4428 | 2441.2433 | 0 | 0 | 738.1994 | 0 | 0 | 0
5199 | 2160.3092 | 0 | 2353.5293 | 2267.1637 | 0 | 0 | 86.3655 | 0 | 0 | 0
5200 | 1965.9362 | 0 | 259.0158 | 259.0158 | 0 | 0 | 0 | 1719.129 | 0 | 0
5201 | 2270.9292 | 0 | 373.5877 | 373.5877 | 0 | 0 | 0 | 1914.95 | 0 | 0
5202 | 1602.9128 | 0 | 92.6781 | 92.6781 | 0 | 0 | 0 | 1514.603 | 0 | 0
5203 | 2148.4226 | 0 | 0 | 0 | 0 | 0 | 0 | 2148.423 | 0 | 0
5204 | 2164.3484 | 0 | 0 | 0 | 0 | 0 | 0 | 2164.348 | 0 | 0
5205 | 1992.2206 | 0 | 0 | 0 | 0 | 0 | 0 | 1992.221 | 0 | 0
5206 | 1660.7151 | 0 | 0 | 0 | 0 | 0 | 0 | 1354.841 | 0 | 321.0034
5207 | 2342.8514 | 0 | 0 | 0 | 0 | 0 | 0 | 1750.851 | 0 | 621.2819
5208 | 2067.1281 | 0 | 0 | 0 | 0 | 0 | 0 | 2067.128 | 0 | 0
5209 | 1512.4939 | 0 | 0 | 0 | 0 | 0 | 0 | 1512.494 | 0 | 0
5210 | 1488.5872 | 0 | 0 | 0 | 0 | 0 | 0 | 1488.587 | 0 | 0
5211 | 1255.099 | 0 | 0 | 0 | 0 | 0 | 0 | 1255.099 | 0 | 0
5212 | 1229.5985 | 0 | 0 | 0 | 0 | 0 | 0 | 1229.599 | 0 | 0
5213 | 1267.0523 | 0 | 0 | 0 | 0 | 0 | 0 | 1267.052 | 0 | 0
5214 | 1408.8984 | 0 | 0 | 0 | 0 | 0 | 0 | 1408.898 | 0 | 0
5215 | 1368.2571 | 0 | 0 | 0 | 0 | 0 | 0 | 1368.257 | 0 | 0
5216 | 992.7355 | 0 | 38.1805 | 38.1805 | 0 | 0 | 0 | 956.354 | 0 | 0
5217 | 1172.2624 | 0 | 502.4303 | 502.4303 | 0 | 0 | 0 | 693.513 | 0 | 0
5218 | 1292.8316 | 0 | 1225.4576 | 1225.4576 | 0 | 0 | 0 | 125.132 | 0 | 0
5219 | 1352.5624 | 0 | 2730.5708 | 1419.4634 | -621.2819 | 0 | 689.8255 | 0 | 0 | 0
5220 | 1429.4651 | 0 | 3149.595 | 1500.1702 | -427.379 | 0 | 1222.0458 | 0 | 0 | 0
5221 | 1429.4511 | 0 | 3434.5787 | 1500.1555 | 0 | 0 | 1934.4232 | 0 | 0 | 0
5222 | 1083.6514 | 0 | 2909.5168 | 1137.2524 | 0 | 0 | 1772.2644 | 0 | 0 | 0
5223 | 1206.68 | 0 | 2031.636 | 1266.3657 | 0 | 0 | 765.2703 | 0 | 0 | 0
5224 | 1434.9975 | 0 | 763.8231 | 763.8231 | 0 | 0 | 0 | 707.175 | 0 | 0
5225 | 1270.9311 | 0 | 692.7661 | 692.7661 | 0 | 0 | 0 | 610.816 | 0 | 0
5226 | 1239.3475 | 0 | 277.9229 | 277.9229 | 0 | 0 | 0 | 974.524 | 0 | 0
5227 | 795.2945 | 0 | 0 | 0 | 0 | 0 | 0 | 795.294 | 0 | 0
5228 | 1205.6919 | 0 | 0 | 0 | 0 | 0 | 0 | 1205.692 | 0 | 0
5229 | 1452.7272 | 0 | 0 | 0 | 0 | 0 | 0 | 1452.727 | 0 | 0
5230 | 1126.8 | 0 | 0 | 0 | 0 | 0 | 0 | 820.926 | 0 | 321.0034
5231 | 1046.3142 | 0 | 0 | 0 | 0 | 0 | 0 | 454.314 | 0 | 621.2819
5232 | 945.9063 | 0 | 0 | 0 | 0 | 0 | 0 | 945.906 | 0 | 0
5233 | 1189.7541 | 0 | 0 | 0 | 0 | 0 | 0 | 1189.754 | 0 | 0
5234 | 1080.5804 | 0 | 0 | 0 | 0 | 0 | 0 | 1080.58 | 0 | 0
5235 | 1216.8483 | 0 | 0 | 0 | 0 | 0 | 0 | 1216.848 | 0 | 0
5236 | 1073.4084 | 0 | 0 | 0 | 0 | 0 | 0 | 1073.408 | 0 | 0
5237 | 1196.1292 | 0 | 0 | 0 | 0 | 0 | 0 | 1196.129 | 0 | 0
5238 | 1135.5657 | 0 | 0 | 0 | 0 | 0 | 0 | 1135.566 | 0 | 0
5239 | 1033.564 | 0 | 156.201 | 156.201 | 0 | 0 | 0 | 884.725 | 0 | 0
5240 | 863.52 | 0 | 1423.6833 | 906.232 | -517.4512 | 0 | 0 | 0 | 0 | 0
5241 | 1062.6763 | 0 | 2492.6145 | 1115.2388 | -531.2097 | 0 | 846.166 | 0 | 0 | 0
5242 | 1360.7414 | 0 | 3280.8975 | 1428.0469 | 0 | 0 | 1852.8505 | 0 | 0 | 0
5243 | 1568.4882 | 0 | 3818.5697 | 1646.0707 | 0 | 0 | 2172.499 | 0 | 0 | 0
5244 | 1509.8552 | 0 | 3242.4095 | 1584.5365 | 0 | 0 | 1657.873 | 0 | 0 | 0
5245 | 1563.935 | 0 | 2840.0979 | 1641.2915 | 0 | 0 | 1198.8065 | 0 | 0 | 0
5246 | 1577.8526 | 0 | 3828.1555 | 1655.8968 | 0 | 0 | 2172.2587 | 0 | 0 | 0
5247 | 1437.9908 | 0 | 949.4636 | 949.4636 | 0 | 0 | 0 | 533.277 | 0 | 0
5248 | 1849.9352 | 0 | 122.1533 | 122.1533 | 0 | 0 | 0 | 1733.539 | 0 | 0
5249 | 2043.3748 | 0 | 46.106 | 46.106 | 0 | 0 | 0 | 1999.442 | 0 | 0
5250 | 1857.415 | 0 | 175.5751 | 175.5751 | 0 | 0 | 0 | 1690.115 | 0 | 0
5251 | 1680.6373 | 0 | 0 | 0 | 0 | 0 | 0 | 1680.637 | 0 | 0
5252 | 1432.0081 | 0 | 0 | 0 | 0 | 0 | 0 | 1432.008 | 0 | 0
5253 | 1791.4047 | 0 | 0 | 0 | 0 | 0 | 0 | 1791.405 | 0 | 0
5254 | 1433.6019 | 0 | 0 | 0 | 0 | 0 | 0 | 1127.728 | 0 | 321.0034
5255 | 1313.2718 | 0 | 0 | 0 | 0 | 0 | 0 | 721.272 | 0 | 621.2819
5256 | 1328.4127 | 0 | 0 | 0 | 0 | 0 | 0 | 1328.413 | 0 | 0
5257 | 1421.6486 | 0 | 0 | 0 | 0 | 0 | 0 | 1421.649 | 0 | 0
5258 | 1459.1023 | 0 | 0 | 0 | 0 | 0 | 0 | 1459.102 | 0 | 0
5259 | 1105.284 | 0 | 0 | 0 | 0 | 0 | 0 | 1105.284 | 0 | 0
5260 | 1154.691 | 0 | 0 | 0 | 0 | 0 | 0 | 1154.691 | 0 | 0
5261 | 1428.0237 | 0 | 0 | 0 | 0 | 0 | 0 | 1428.024 | 0 | 0
5262 | 1184.9728 | 0 | 0 | 0 | 0 | 0 | 0 | 1184.973 | 0 | 0
5263 | 1434.3988 | 0 | 331.2377 | 331.2377 | 0 | 0 | 0 | 1118.773 | 0 | 0
5264 | 1038.439 | 0 | 1175.4014 | 1089.803 | -85.5984 | 0 | 0 | 0 | 0 | 0
5265 | 1255.5094 | 0 | 1723.1212 | 1317.6109 | -405.5103 | 0 | 0 | 0 | 0 | 0
5266 | 1522.3454 | 0 | 2341.2873 | 1597.6443 | -557.5522 | 0 | 186.0907 | 0 | 0 | 0
5267 | 1627.697 | 0 | 2963.0205 | 1708.2073 | 0 | 0 | 1254.8132 | 0 | 0 | 0
5268 | 1740.9657 | 0 | 3244.9051 | 1827.0778 | 0 | 0 | 1417.8273 | 0 | 0 | 0
5269 | 1456.1419 | 0 | 3198.67 | 1528.1667 | 0 | 0 | 1670.5032 | 0 | 0 | 0
5270 | 1415.659 | 0 | 1654.7907 | 1485.6813 | 0 | 0 | 169.1094 | 0 | 0 | 0
5271 | 1574.2258 | 0 | 1186.2948 | 1186.2948 | 0 | 0 | 0 | 443.842 | 0 | 0
5272 | 1456.6718 | 0 | 108.9237 | 108.9237 | 0 | 0 | 0 | 1352.882 | 0 | 0
5273 | 1710.5644 | 0 | 631.935 | 631.935 | 0 | 0 | 0 | 1108.414 | 0 | 0
5274 | 1605.2895 | 0 | 153.6046 | 153.6046 | 0 | 0 | 0 | 1458.925 | 0 | 0
5275 | 1610.0698 | 0 | 0 | 0 | 0 | 0 | 0 | 1610.07 | 0 | 0
5276 | 1475.0401 | 0 | 0 | 0 | 0 | 0 | 0 | 1475.04 | 0 | 0
5277 | 1838.4211 | 0 | 0 | 0 | 0 | 0 | 0 | 1838.421 | 0 | 0
5278 | 1491.7748 | 0 | 0 | 0 | 0 | 0 | 0 | 1185.901 | 0 | 321.0034
5279 | 1526.041 | 0 | 0 | 0 | 0 | 0 | 0 | 934.041 | 0 | 621.2819
5280 | 1497.353 | 0 | 0 | 0 | 0 | 0 | 0 | 1497.353 | 0 | 0
5281 | 1734.0288 | 0 | 0 | 0 | 0 | 0 | 0 | 1734.029 | 0 | 0
5282 | 1447.9459 | 0 | 0 | 0 | 0 | 0 | 0 | 1447.946 | 0 | 0
5283 | 1251.1145 | 0 | 0 | 0 | 0 | 0 | 0 | 1251.115 | 0 | 0
5284 | 1269.4429 | 0 | 0 | 0 | 0 | 0 | 0 | 1269.443 | 0 | 0
5285 | 1431.2113 | 0 | 0 | 0 | 0 | 0 | 0 | 1431.211 | 0 | 0
5286 | 1506.9156 | 0 | 0 | 0 | 0 | 0 | 0 | 1506.916 | 0 | 0
5287 | 1356.3038 | 0 | 317.4992 | 317.4992 | 0 | 0 | 0 | 1053.769 | 0 | 0
5288 | 1302.3903 | 0 | 1138.7699 | 1138.7699 | 0 | 0 | 0 | 217.292 | 0 | 0
5289 | 1113.0576 | 0 | 1830.1349 | 1168.1129 | -621.2819 | 0 | 40.7401 | 0 | 0 | 0
5290 | 1552.2695 | 0 | 2392.8873 | 1629.0495 | -427.379 | 0 | 336.4588 | 0 | 0 | 0
5291 | 1629.2201 | 0 | 2527.4126 | 1709.8056 | 0 | 0 | 817.607 | 0 | 0 | 0
5292 | 1607.9571 | 0 | 4042.1536 | 1687.4909 | 0 | 0 | 2354.6627 | 0 | 0 | 0
5293 | 1593.6599 | 0 | 3174.6352 | 1672.4867 | 0 | 0 | 1502.1484 | 0 | 0 | 0
5294 | 1528.3529 | 0 | 2218.0457 | 1603.9495 | 0 | 0 | 614.0962 | 0 | 0 | 0
5295 | 1862.026 | 0 | 2630.6304 | 1954.1268 | 0 | 0 | 676.5036 | 0 | 0 | 0
5296 | 1724.6753 | 0 | 1072.1552 | 1072.1552 | 0 | 0 | 0 | 703.053 | 0 | 0
5297 | 1844.8819 | 0 | 920.786 | 920.786 | 0 | 0 | 0 | 967.494 | 0 | 0
5298 | 1817.6831 | 0 | 0 | 0 | 0 | 0 | 0 | 1817.683 | 0 | 0
5299 | 1765.9551 | 0 | 0 | 0 | 0 | 0 | 0 | 1765.955 | 0 | 0
5300 | 1718.8879 | 0 | 0 | 0 | 0 | 0 | 0 | 1718.888 | 0 | 0
5301 | 1542.7756 | 0 | 0 | 0 | 0 | 0 | 0 | 1542.776 | 0 | 0
5302 | 1653.5431 | 0 | 0 | 0 | 0 | 0 | 0 | 1347.669 | 0 | 321.0034
5303 | 1906.9535 | 0 | 0 | 0 | 0 | 0 | 0 | 1314.954 | 0 | 621.2819
5304 | 1835.2336 | 0 | 0 | 0 | 0 | 0 | 0 | 1835.234 | 0 | 0
5305 | 1701.3564 | 0 | 0 | 0 | 0 | 0 | 0 | 1701.356 | 0 | 0
5306 | 1351.5224 | 0 | 0 | 0 | 0 | 0 | 0 | 1351.522 | 0 | 0
5307 | 1069.424 | 0 | 0 | 0 | 0 | 0 | 0 | 1069.424 | 0 | 0
5308 | 1283.7869 | 0 | 0 | 0 | 0 | 0 | 0 | 1283.787 | 0 | 0
5309 | 1391.3668 | 0 | 0 | 0 | 0 | 0 | 0 | 1391.367 | 0 | 0
5310 | 1366.6633 | 0 | 0 | 0 | 0 | 0 | 0 | 1366.663 | 0 | 0
5311 | 1409.6953 | 0 | 204.6715 | 204.6715 | 0 | 0 | 0 | 1214.67 | 0 | 0
5312 | 1126.6764 | 0 | 758.0678 | 758.0678 | 0 | 0 | 0 | 404.337 | 0 | 0
5313 | 1236.8333 | 0 | 1492.1796 | 1298.0112 | -194.1684 | 0 | 0 | 0 | 0 | 0
5314 | 853.2232 | 0 | 2524.7816 | 895.4268 | -621.2819 | 0 | 1008.0729 | 0 | 0 | 0
5315 | 1279.1002 | 0 | 2714.514 | 1342.3677 | -233.2106 | 0 | 1138.9357 | 0 | 0 | 0
5316 | 1487.5921 | 0 | 3328.3405 | 1561.1734 | 0 | 0 | 1767.1672 | 0 | 0 | 0
5317 | 1377.6534 | 0 | 3150.2635 | 1445.7954 | 0 | 0 | 1704.4681 | 0 | 0 | 0
5318 | 1389.6814 | 0 | 3074.3275 | 1458.4184 | 0 | 0 | 1615.9091 | 0 | 0 | 0
5319 | 1142.5534 | 0 | 1593.2785 | 1199.0668 | 0 | 0 | 394.2118 | 0 | 0 | 0
5320 | 1250.1114 | 0 | 1094.0009 | 1094.0009 | 0 | 0 | 0 | 207.672 | 0 | 0
5321 | 1587.4332 | 0 | 277.4318 | 277.4318 | 0 | 0 | 0 | 1323.077 | 0 | 0
5322 | 1534.0547 | 0 | 163.1022 | 163.1022 | 0 | 0 | 0 | 1378.64 | 0 | 0
5323 | 1588.2052 | 0 | 0 | 0 | 0 | 0 | 0 | 1588.205 | 0 | 0
5324 | 1595.3702 | 0 | 0 | 0 | 0 | 0 | 0 | 1595.37 | 0 | 0
5325 | 1622.4644 | 0 | 0 | 0 | 0 | 0 | 0 | 1622.464 | 0 | 0
5326 | 1469.4619 | 0 | 0 | 0 | 0 | 0 | 0 | 1469.462 | 0 | 0
5327 | 1749.1697 | 0 | 0 | 0 | 0 | 0 | 0 | 1749.17 | 0 | 0
5328 | 1341.9598 | 0 | 0 | 0 | 0 | 0 | 0 | 1036.086 | 0 | 321.0034
5329 | 1458.3055 | 0 | 0 | 0 | 0 | 0 | 0 | 1458.305 | 0 | 0
5330 | 1478.2277 | 0 | 0 | 0 | 0 | 0 | 0 | 1478.228 | 0 | 0
5331 | 1371.4446 | 0 | 0 | 0 | 0 | 0 | 0 | 1371.445 | 0 | 0
5332 | 1293.3496 | 0 | 0 | 0 | 0 | 0 | 0 | 1293.35 | 0 | 0
5333 | 1466.2743 | 0 | 0 | 0 | 0 | 0 | 0 | 1466.274 | 0 | 0
5334 | 1534.8067 | 0 | 0 | 0 | 0 | 0 | 0 | 1534.807 | 0 | 0
5335 | 1117.2373 | 0 | 306.4158 | 306.4158 | 0 | 0 | 0 | 233.263 | 0 | 621.2819
5336 | 1320.5663 | 0 | 1469.2677 | 1385.8848 | -83.383 | 0 | 0 | 0 | 0 | 0
5337 | 1426.2447 | 0 | 1873.0821 | 1496.7909 | -376.2911 | 0 | 0 | 0 | 0 | 0
5338 | 1743.702 | 0 | 1937.1959 | 1829.9502 | -107.2456 | 0 | 0 | 0 | 0 | 0
5339 | 1773.4518 | 0 | 3148.4721 | 1861.1717 | -481.7412 | 0 | 805.5592 | 0 | 0 | 0
5340 | 1551.0702 | 0 | 3202.3242 | 1627.7901 | 0 | 0 | 1574.5341 | 0 | 0 | 0
5341 | 1468.154 | 0 | 3304.7969 | 1540.7729 | 0 | 0 | 1764.024 | 0 | 0 | 0
5342 | 1368.2013 | 0 | 1558.7586 | 1435.8759 | 0 | 0 | 122.8826 | 0 | 0 | 0
5343 | 1425.388 | 0 | 485.5864 | 485.5864 | 0 | 0 | 0 | 962.688 | 0 | 0
5344 | 1789.557 | 0 | 1219.2773 | 1219.2773 | 0 | 0 | 0 | 627.746 | 0 | 0
5345 | 1671.8207 | 0 | 42.031 | 42.031 | 0 | 0 | 0 | 1631.771 | 0 | 0
5346 | 1623.3211 | 0 | 0 | 0 | 0 | 0 | 0 | 1623.321 | 0 | 0
5347 | 1399.3357 | 0 | 0 | 0 | 0 | 0 | 0 | 1399.336 | 0 | 0
5348 | 1383.398 | 0 | 0 | 0 | 0 | 0 | 0 | 1383.398 | 0 | 0
5349 | 1339.5691 | 0 | 0 | 0 | 0 | 0 | 0 | 1339.569 | 0 | 0
5350 | 1674.2622 | 0 | 0 | 0 | 0 | 0 | 0 | 1368.389 | 0 | 321.0034
5351 | 1441.5708 | 0 | 0 | 0 | 0 | 0 | 0 | 849.571 | 0 | 621.2819
5352 | 1500.5405 | 0 | 0 | 0 | 0 | 0 | 0 | 1500.541 | 0 | 0
5353 | 1355.5069 | 0 | 0 | 0 | 0 | 0 | 0 | 1355.507 | 0 | 0
5354 | 1402.5233 | 0 | 0 | 0 | 0 | 0 | 0 | 1402.523 | 0 | 0
5355 | 1098.9089 | 0 | 0 | 0 | 0 | 0 | 0 | 1098.909 | 0 | 0
5356 | 1362.6789 | 0 | 0 | 0 | 0 | 0 | 0 | 1362.679 | 0 | 0
5357 | 1237.5674 | 0 | 0 | 0 | 0 | 0 | 0 | 1237.567 | 0 | 0
5358 | 1263.8647 | 0 | 0 | 0 | 0 | 0 | 0 | 1263.865 | 0 | 0
5359 | 1380.2104 | 0 | 234.5906 | 234.5906 | 0 | 0 | 0 | 1156.676 | 0 | 0
5360 | 1386.2658 | 0 | 90.809 | 90.809 | 0 | 0 | 0 | 1299.736 | 0 | 0
5361 | 1418.5776 | 0 | 537.6062 | 537.6062 | 0 | 0 | 0 | 906.309 | 0 | 0
5362 | 1606.5008 | 0 | 2247.6867 | 1685.9629 | -561.7239 | 0 | 0 | 0 | 0 | 0
5363 | 1395.5694 | 0 | 1021.3119 | 1021.3119 | 0 | 0 | 0 | 0 | 0 | 443.2857
5364 | 1749.1418 | 0 | 2852.6243 | 1835.6593 | -621.2819 | 0 | 395.6831 | 0 | 0 | 0
5365 | 1070.1512 | 0 | 1713.4924 | 1123.0836 | -358.9845 | 0 | 231.4244 | 0 | 0 | 0
5366 | 1155.2987 | 0 | 968.1398 | 968.1398 | 0 | 0 | 0 | 232.789 | 0 | 0
5367 | 1561.8691 | 0 | 239.3866 | 239.3866 | 0 | 0 | 0 | 971.271 | 0 | 380.4239
5368 | 1337.3169 | 0 | 1826.8344 | 1403.4643 | -423.37 | 0 | 0 | 0 | 0 | 0
5369 | 1556.0846 | 0 | 1006.929 | 1006.929 | 0 | 0 | 0 | 596.613 | 0 | 0
5370 | 1554.3395 | 0 | 183.529 | 183.529 | 0 | 0 | 0 | 1379.46 | 0 | 0
5371 | 914.8386 | 0 | 0 | 0 | 0 | 0 | 0 | 914.839 | 0 | 0
5372 | 1265.4585 | 0 | 0 | 0 | 0 | 0 | 0 | 1265.459 | 0 | 0
5373 | 1199.3168 | 0 | 0 | 0 | 0 | 0 | 0 | 1199.317 | 0 | 0
5374 | 1364.2726 | 0 | 0 | 0 | 0 | 0 | 0 | 1058.399 | 0 | 321.0034
5375 | 1340.366 | 0 | 0 | 0 | 0 | 0 | 0 | 748.366 | 0 | 621.2819
5376 | 1275.0212 | 0 | 0 | 0 | 0 | 0 | 0 | 1275.021 | 0 | 0
5377 | 2321.3354 | 0 | 0 | 0 | 0 | 0 | 0 | 2321.335 | 0 | 0
5378 | 2049.5965 | 0 | 0 | 0 | 0 | 0 | 0 | 2049.597 | 0 | 0
5379 | 2418.5558 | 0 | 0 | 0 | 0 | 0 | 0 | 2418.556 | 0 | 0
5380 | 2200.2084 | 0 | 0 | 0 | 0 | 0 | 0 | 2200.208 | 0 | 0
5381 | 1996.205 | 0 | 0 | 0 | 0 | 0 | 0 | 1996.205 | 0 | 0
5382 | 2369.9456 | 0 | 0 | 0 | 0 | 0 | 0 | 2369.946 | 0 | 0
5383 | 2032.8619 | 0 | 143.2905 | 143.2905 | 0 | 0 | 0 | 1896.325 | 0 | 0
5384 | 1717.081 | 0 | 552.3616 | 552.3616 | 0 | 0 | 0 | 1190.753 | 0 | 0
5385 | 1818.1981 | 0 | 1626.4919 | 1626.4919 | 0 | 0 | 0 | 268.365 | 0 | 0
5386 | 2087.6529 | 0 | 2252.424 | 2190.914 | -61.5101 | 0 | 0 | 0 | 0 | 0
5387 | 2288.3681 | 0 | 3088.5866 | 2401.5569 | -621.2819 | 0 | 65.7478 | 0 | 0 | 0
5388 | 2277.5584 | 0 | 3478.6803 | 2390.2132 | -365.8689 | 0 | 722.5981 | 0 | 0 | 0
5389 | 2252.5022 | 0 | 3037.8388 | 2363.9168 | 0 | 0 | 673.9219 | 0 | 0 | 0
5390 | 2381.0831 | 0 | 2577.9065 | 2498.8578 | 0 | 0 | 79.0487 | 0 | 0 | 0
5391 | 2172.9459 | 0 | 1183.7582 | 1183.7582 | 0 | 0 | 0 | 1044.98 | 0 | 0
5392 | 1845.8412 | 0 | 158.7438 | 158.7438 | 0 | 0 | 0 | 1694.579 | 0 | 0
5393 | 2378.556 | 0 | 38.0451 | 38.0451 | 0 | 0 | 0 | 2342.304 | 0 | 0
5394 | 2247.4788 | 0 | 20.2672 | 20.2672 | 0 | 0 | 0 | 2228.167 | 0 | 0
5395 | 2405.0087 | 0 | 0 | 0 | 0 | 0 | 0 | 2405.009 | 0 | 0
5396 | 1889.422 | 0 | 0 | 0 | 0 | 0 | 0 | 1889.422 | 0 | 0
5397 | 2380.3051 | 0 | 0 | 0 | 0 | 0 | 0 | 2380.305 | 0 | 0
5398 | 2206.5835 | 0 | 0 | 0 | 0 | 0 | 0 | 1900.71 | 0 | 321.0034
5399 | 2286.2723 | 0 | 0 | 0 | 0 | 0 | 0 | 1694.272 | 0 | 621.2819
5400 | 1948.3917 | 0 | 0 | 0 | 0 | 0 | 0 | 1948.392 | 0 | 0
5401 | 1804.9518 | 0 | 0 | 0 | 0 | 0 | 0 | 1804.952 | 0 | 0
5402 | 1843.2025 | 0 | 0 | 0 | 0 | 0 | 0 | 1843.202 | 0 | 0
5403 | 1243.9425 | 0 | 0 | 0 | 0 | 0 | 0 | 1243.943 | 0 | 0
5404 | 1298.1309 | 0 | 0 | 0 | 0 | 0 | 0 | 1298.131 | 0 | 0
5405 | 1563.4947 | 0 | 0 | 0 | 0 | 0 | 0 | 1563.495 | 0 | 0
5406 | 1161.0661 | 0 | 0 | 0 | 0 | 0 | 0 | 1161.066 | 0 | 0
5407 | 1122.8155 | 0 | 275.3024 | 275.3024 | 0 | 0 | 0 | 860.488 | 0 | 0
5408 | 842.0808 | 0 | 1463.8987 | 883.7326 | -580.1661 | 0 | 0 | 0 | 0 | 0
5409 | 1173.7765 | 0 | 1863.4596 | 1231.8341 | -468.4948 | 0 | 163.1306 | 0 | 0 | 0
5410 | 1566.0129 | 0 | 2525.7986 | 1643.4722 | 0 | 0 | 882.3263 | 0 | 0 | 0
5411 | 1402.9586 | 0 | 2502.3263 | 1472.3531 | 0 | 0 | 1029.9731 | 0 | 0 | 0
5412 | 1433.2991 | 0 | 2857.1066 | 1504.1938 | 0 | 0 | 1352.9127 | 0 | 0 | 0
5413 | 1510.4219 | 0 | 3429.1267 | 1585.1316 | 0 | 0 | 1843.9952 | 0 | 0 | 0
5414 | 1372.2356 | 0 | 3207.6408 | 1440.1095 | 0 | 0 | 1767.5313 | 0 | 0 | 0
5415 | 1544.9103 | 0 | 2569.834 | 1621.3254 | 0 | 0 | 948.5086 | 0 | 0 | 0
5416 | 1537.5301 | 0 | 2006.3366 | 1613.5804 | 0 | 0 | 392.7562 | 0 | 0 | 0
5417 | 1196.4679 | 0 | 1394.61 | 1255.6485 | 0 | 0 | 138.9615 | 0 | 0 | 0
5418 | 1288.0652 | 0 | 329.9721 | 329.9721 | 0 | 0 | 0 | 973.646 | 0 | 0
5419 | 1408.1115 | 0 | 0 | 0 | 0 | 0 | 0 | 1408.111 | 0 | 0
5420 | 1260.6772 | 0 | 0 | 0 | 0 | 0 | 0 | 1260.677 | 0 | 0
5421 | 1176.207 | 0 | 0 | 0 | 0 | 0 | 0 | 1176.207 | 0 | 0
5422 | 1688.6062 | 0 | 0 | 0 | 0 | 0 | 0 | 1382.732 | 0 | 321.0034
5423 | 1341.1629 | 0 | 0 | 0 | 0 | 0 | 0 | 749.163 | 0 | 621.2819
5424 | 1206.4888 | 0 | 0 | 0 | 0 | 0 | 0 | 1206.489 | 0 | 0
5425 | 1402.5233 | 0 | 0 | 0 | 0 | 0 | 0 | 1402.523 | 0 | 0
5426 | 1134.7688 | 0 | 0 | 0 | 0 | 0 | 0 | 1134.769 | 0 | 0
5427 | 1440.7739 | 0 | 0 | 0 | 0 | 0 | 0 | 1440.774 | 0 | 0
5428 | 1137.9564 | 0 | 0 | 0 | 0 | 0 | 0 | 1137.956 | 0 | 0
5429 | 876.5771 | 0 | 0 | 0 | 0 | 0 | 0 | 876.577 | 0 | 0
5430 | 1141.1439 | 0 | 0 | 0 | 0 | 0 | 0 | 1141.144 | 0 | 0
5431 | 939.5312 | 0 | 321.2489 | 321.2489 | 0 | 0 | 0 | 633.424 | 0 | 0
5432 | 1269.4808 | 0 | 1161.7584 | 1161.7584 | 0 | 0 | 0 | 162.478 | 0 | 0
5433 | 1423.8829 | 0 | 2015.6978 | 1494.3111 | -521.3867 | 0 | 0 | 0 | 0 | 0
5434 | 1541.5026 | 0 | 2770.5196 | 1617.7489 | -527.2752 | 0 | 625.4955 | 0 | 0 | 0
5435 | 1400.2571 | 0 | 3804.7714 | 1469.5175 | 0 | 0 | 2335.2539 | 0 | 0 | 0
5436 | 1426.2825 | 0 | 3342.3624 | 1496.8308 | 0 | 0 | 1845.5316 | 0 | 0 | 0
5437 | 1362.2406 | 0 | 2957.4258 | 1429.6211 | 0 | 0 | 1527.8047 | 0 | 0 | 0
5438 | 1667.2764 | 0 | 3050.1752 | 1749.745 | 0 | 0 | 1300.4302 | 0 | 0 | 0
5439 | 1636.4498 | 0 | 2468.4916 | 1717.3932 | 0 | 0 | 751.0984 | 0 | 0 | 0
5440 | 1895.057 | 0 | 1774.8629 | 1774.8629 | 0 | 0 | 0 | 203.846 | 0 | 0
5441 | 1891.8794 | 0 | 368.2586 | 368.2586 | 0 | 0 | 0 | 1540.977 | 0 | 0
5442 | 1615.2725 | 0 | 49.2639 | 49.2639 | 0 | 0 | 0 | 1568.331 | 0 | 0
5443 | 1799.3766 | 0 | 0 | 0 | 0 | 0 | 0 | 1799.377 | 0 | 0
5444 | 1355.5069 | 0 | 0 | 0 | 0 | 0 | 0 | 1355.507 | 0 | 0
5445 | 1471.8526 | 0 | 0 | 0 | 0 | 0 | 0 | 1471.853 | 0 | 0
5446 | 1823.2803 | 0 | 0 | 0 | 0 | 0 | 0 | 1517.407 | 0 | 321.0034
5447 | 1494.9623 | 0 | 0 | 0 | 0 | 0 | 0 | 902.962 | 0 | 621.2819
5448 | 1516.4783 | 0 | 0 | 0 | 0 | 0 | 0 | 1516.478 | 0 | 0
5449 | 1078.9867 | 0 | 0 | 0 | 0 | 0 | 0 | 1078.987 | 0 | 0
5450 | 1199.3168 | 0 | 0 | 0 | 0 | 0 | 0 | 1199.317 | 0 | 0
5451 | 1483.009 | 0 | 0 | 0 | 0 | 0 | 0 | 1483.009 | 0 | 0
5452 | 1071.8147 | 0 | 0 | 0 | 0 | 0 | 0 | 1071.815 | 0 | 0
5453 | 1069.424 | 0 | 0 | 0 | 0 | 0 | 0 | 1069.424 | 0 | 0
5454 | 908.4526 | 0 | 0 | 0 | 0 | 0 | 0 | 908.453 | 0 | 0
5455 | 961.0472 | 0 | 321.0831 | 321.0831 | 0 | 0 | 0 | 655.097 | 0 | 0
5456 | 1232.0808 | 0 | 1163.449 | 1163.449 | 0 | 0 | 0 | 123.467 | 0 | 0
5457 | 898.5931 | 0 | 2005.7803 | 943.0398 | -621.2819 | 0 | 441.4586 | 0 | 0 | 0
5458 | 1637.5824 | 0 | 2579.3967 | 1718.5812 | -427.379 | 0 | 433.4365 | 0 | 0 | 0
5459 | 1399.4642 | 0 | 2799.8941 | 1468.6853 | 0 | 0 | 1331.2088 | 0 | 0 | 0
5460 | 1253.0838 | 0 | 4203.0268 | 1315.0649 | 0 | 0 | 2887.9618 | 0 | 0 | 0
5461 | 1139.5362 | 0 | 3288.3256 | 1195.9005 | 0 | 0 | 2092.425 | 0 | 0 | 0
5462 | 1059.7836 | 0 | 3883.6585 | 1112.2027 | 0 | 0 | 2771.4557 | 0 | 0 | 0
5463 | 1558.9445 | 0 | 3293.3766 | 1636.0546 | 0 | 0 | 1657.322 | 0 | 0 | 0
5464 | 1523.5696 | 0 | 2069.3379 | 1598.9288 | 0 | 0 | 470.4091 | 0 | 0 | 0
5465 | 1542.7437 | 0 | 1351.1601 | 1351.1601 | 0 | 0 | 0 | 255.266 | 0 | 0
5466 | 951.0801 | 0 | 273.6411 | 273.6411 | 0 | 0 | 0 | 690.336 | 0 | 0
5467 | 976.1213 | 0 | 0 | 0 | 0 | 0 | 0 | 976.121 | 0 | 0
5468 | 1243.9425 | 0 | 0 | 0 | 0 | 0 | 0 | 1243.943 | 0 | 0
5469 | 1221.6297 | 0 | 0 | 0 | 0 | 0 | 0 | 1221.63 | 0 | 0
5470 | 1326.8189 | 0 | 0 | 0 | 0 | 0 | 0 | 1020.945 | 0 | 321.0034
5471 | 1231.9892 | 0 | 0 | 0 | 0 | 0 | 0 | 639.989 | 0 | 621.2819
5472 | 1280.5994 | 0 | 0 | 0 | 0 | 0 | 0 | 1280.599 | 0 | 0
5473 | 1526.8378 | 0 | 0 | 0 | 0 | 0 | 0 | 1526.838 | 0 | 0
5474 | 1339.5691 | 0 | 0 | 0 | 0 | 0 | 0 | 1339.569 | 0 | 0
5475 | 1200.1137 | 0 | 0 | 0 | 0 | 0 | 0 | 1200.114 | 0 | 0
5476 | 1116.4404 | 0 | 0 | 0 | 0 | 0 | 0 | 1116.44 | 0 | 0
5477 | 1081.3773 | 0 | 0 | 0 | 0 | 0 | 0 | 1081.377 | 0 | 0
5478 | 1066.2364 | 0 | 0 | 0 | 0 | 0 | 0 | 1066.236 | 0 | 0
5479 | 1336.3816 | 0 | 182.4113 | 182.4113 | 0 | 0 | 0 | 1162.567 | 0 | 0
5480 | 911.6949 | 0 | 1175.4612 | 956.7899 | -218.6713 | 0 | 0 | 0 | 0 | 0
5481 | 1039.4979 | 0 | 2565.1209 | 1090.9144 | -621.2819 | 0 | 852.9246 | 0 | 0 | 0
5482 | 1131.3791 | 0 | 2845.3022 | 1187.3401 | -208.7087 | 0 | 1449.2534 | 0 | 0 | 0
5483 | 1048.2088 | 0 | 3874.3623 | 1100.0563 | 0 | 0 | 2774.3061 | 0 | 0 | 0
5484 | 1006.9788 | 0 | 4144.5958 | 1056.7859 | 0 | 0 | 3087.81 | 0 | 0 | 0
5485 | 904.3835 | 0 | 4144.0638 | 949.1162 | 0 | 0 | 3194.9475 | 0 | 0 | 0
5486 | 1037.6411 | 0 | 3834.8448 | 1088.9655 | 0 | 0 | 2745.8793 | 0 | 0 | 0
5487 | 1025.9707 | 0 | 3257.9216 | 1076.7172 | 0 | 0 | 2181.2043 | 0 | 0 | 0
5488 | 1029.466 | 0 | 2424.8822 | 1080.3862 | 0 | 0 | 1344.4961 | 0 | 0 | 0
5489 | 1371.0223 | 0 | 1340.0768 | 1340.0768 | 0 | 0 | 0 | 94.105 | 0 | 0
5490 | 1163.9011 | 0 | 286.1612 | 286.1612 | 0 | 0 | 0 | 891.228 | 0 | 0
5491 | 1193.7386 | 0 | 0 | 0 | 0 | 0 | 0 | 1193.739 | 0 | 0
5492 | 1105.284 | 0 | 0 | 0 | 0 | 0 | 0 | 1105.284 | 0 | 0
5493 | 1094.1275 | 0 | 0 | 0 | 0 | 0 | 0 | 1094.128 | 0 | 0
5494 | 1174.6132 | 0 | 0 | 0 | 0 | 0 | 0 | 1174.613 | 0 | 0
5495 | 1165.0506 | 0 | 0 | 0 | 0 | 0 | 0 | 956.341 | 0 | 219.0334
5496 | 495.6645 | 0 | 0 | 0 | 0 | 0 | 0 | 0 | 0 | 520.1809
5497 | 368.1624 | 0 | 0 | 0 | 0 | 0 | 0 | 368.162 | 0 | 0
5498 | 341.0682 | 0 | 0 | 0 | 0 | 0 | 0 | 341.068 | 0 | 0
5499 | 376.9281 | 0 | 0 | 0 | 0 | 0 | 0 | 376.928 | 0 | 0
5500 | 385.6939 | 0 | 0 | 0 | 0 | 0 | 0 | 385.694 | 0 | 0
5501 | 367.3655 | 0 | 0 | 0 | 0 | 0 | 0 | 367.365 | 0 | 0
5502 | 324.3335 | 0 | 0 | 0 | 0 | 0 | 0 | 324.334 | 0 | 0
5503 | 333.8962 | 0 | 147.3414 | 147.3414 | 0 | 0 | 0 | 0 | 0 | 203.07
5504 | 280.1859 | 0 | 1464.3122 | 294.0448 | -621.2819 | 0 | 548.9855 | 0 | 0 | 0
5505 | 809.242 | 0 | 2560.9272 | 849.2693 | -427.379 | 0 | 1284.2789 | 0 | 0 | 0
5506 | 1188.3885 | 0 | 3390.4488 | 1247.1689 | 0 | 0 | 2143.2799 | 0 | 0 | 0
5507 | 993.5084 | 0 | 3983.9011 | 1042.6496 | 0 | 0 | 2941.2515 | 0 | 0 | 0
5508 | 1233.7922 | 0 | 3606.3338 | 1294.8187 | 0 | 0 | 2311.5151 | 0 | 0 | 0
5509 | 1154.0047 | 0 | 2644.3857 | 1211.0852 | 0 | 0 | 1433.3005 | 0 | 0 | 0
5510 | 1230.0597 | 0 | 3017.8843 | 1290.901 | 0 | 0 | 1726.9832 | 0 | 0 | 0
5511 | 1043.0311 | 0 | 2593.0943 | 1094.6232 | 0 | 0 | 1498.4711 | 0 | 0 | 0
5512 | 1276.6757 | 0 | 1962.7387 | 1339.8238 | 0 | 0 | 622.9149 | 0 | 0 | 0
5513 | 1051.0647 | 0 | 1359.4635 | 1103.0535 | 0 | 0 | 256.41 | 0 | 0 | 0
5514 | 1040.0298 | 0 | 277.6857 | 277.6857 | 0 | 0 | 0 | 775.432 | 0 | 0
5515 | 1084.0897 | 0 | 0 | 0 | 0 | 0 | 0 | 1084.09 | 0 | 0
5516 | 894.9055 | 0 | 0 | 0 | 0 | 0 | 0 | 451.258 | 0 | 465.591
5517 | 269.3482 | 0 | 0 | 0 | 0 | 0 | 0 | 0 | 0 | 282.6707
5518 | 90.8453 | 0 | 0 | 0 | 0 | 0 | 0 | 0 | 0 | 95.3384
5519 | 94.0328 | 0 | 0 | 0 | 0 | 0 | 0 | 0 | 0 | 98.6841
5520 | 90.8453 | 0 | 0 | 0 | 0 | 0 | 0 | 90.845 | 0 | 0
5521 | 95.6266 | 0 | 0 | 0 | 0 | 0 | 0 | 95.627 | 0 | 0
5522 | 87.6577 | 0 | 0 | 0 | 0 | 0 | 0 | 87.658 | 0 | 0
5523 | 94.0328 | 0 | 0 | 0 | 0 | 0 | 0 | 94.033 | 0 | 0
5524 | 85.267 | 0 | 0 | 0 | 0 | 0 | 0 | 85.267 | 0 | 0
5525 | 94.8297 | 0 | 0 | 0 | 0 | 0 | 0 | 94.83 | 0 | 0
5526 | 87.6577 | 0 | 0 | 0 | 0 | 0 | 0 | 87.658 | 0 | 0
5527 | 93.2359 | 0 | 355.644 | 97.8477 | -257.7963 | 0 | 0 | 0 | 0 | 0
5528 | 76.7762 | 0 | 1485.5375 | 80.5735 | -621.2819 | 0 | 783.6821 | 0 | 0 | 0
5529 | 83.0716 | 0 | 2581.7748 | 87.181 | -169.5827 | 0 | 2325.0112 | 0 | 0 | 0
5530 | 78.5941 | 0 | 3393.5185 | 82.4815 | 0 | 0 | 3311.037 | 0 | 0 | 0
5531 | 85.6854 | 0 | 3939.0554 | 89.9243 | 0 | 0 | 3849.1311 | 0 | 0 | 0
5532 | 80.162 | 0 | 4192.2509 | 84.127 | 0 | 0 | 4108.1239 | 0 | 0 | 0
5533 | 88.2653 | 0 | 4164.0655 | 92.6319 | 0 | 0 | 4071.4336 | 0 | 0 | 0
5534 | 80.4469 | 0 | 3871.9255 | 84.4261 | 0 | 0 | 3787.4994 | 0 | 0 | 0
5535 | 94.9911 | 0 | 2640.9855 | 99.6895 | 0 | 0 | 2541.296 | 0 | 0 | 0
5536 | 84.2281 | 0 | 2445.48 | 88.3941 | 0 | 0 | 2357.0859 | 0 | 0 | 0
5537 | 89.7426 | 0 | 1339.1008 | 94.1809 | 0 | 0 | 1244.9199 | 0 | 0 | 0
5538 | 80.4598 | 0 | 277.8515 | 84.4398 | 0 | 0 | 193.4118 | 0 | 0 | 0
5539 | 96.4285 | 0 | 0 | 0 | 0 | 0 | 0 | 0 | 0 | 101.1976
5540 | 86.0639 | 0 | 0 | 0 | 0 | 0 | 0 | 0 | 0 | 90.321
5541 | 93.2359 | 0 | 0 | 0 | 0 | 0 | 0 | 0 | 0 | 97.8477
5542 | 86.8608 | 0 | 0 | 0 | 0 | 0 | 0 | 0 | 0 | 91.1574
5543 | 92.439 | 0 | 0 | 0 | 0 | 0 | 0 | 0 | 0 | 97.0113
5544 | 86.8608 | 0 | 0 | 0 | 0 | 0 | 0 | 0 | 0 | 91.1574
5545 | 93.2359 | 0 | 0 | 0 | 0 | 0 | 0 | 93.236 | 0 | 0
5546 | 87.6577 | 0 | 0 | 0 | 0 | 0 | 0 | 87.085 | 0 | 0.60134
5547 | 92.439 | 0 | 0 | 0 | 0 | 0 | 0 | 0 | 0 | 97.0113
5548 | 86.8608 | 0 | 0 | 0 | 0 | 0 | 0 | 0 | 0 | 91.1574
5549 | 93.2359 | 0 | 0 | 0 | 0 | 0 | 0 | 0 | 0 | 97.8477
5550 | 82.8764 | 0 | 0 | 0 | 0 | 0 | 0 | 0 | 0 | 86.9753
5551 | 84.4702 | 0 | 362.7289 | 88.6481 | -274.0808 | 0 | 0 | 0 | 0 | 0
5552 | 79.4856 | 0 | 1467.2517 | 83.4176 | -621.2819 | 0 | 762.5522 | 0 | 0 | 0
5553 | 83.7151 | 0 | 2558.0297 | 87.8558 | -153.2982 | 0 | 2316.8757 | 0 | 0 | 0
5554 | 80.1929 | 0 | 3383.133 | 84.1596 | 0 | 0 | 3298.9734 | 0 | 0 | 0
5555 | 80.8682 | 0 | 4000.3776 | 84.8679 | 0 | 0 | 3915.5097 | 0 | 0 | 0
5556 | 79.7665 | 0 | 4251.0365 | 83.7125 | 0 | 0 | 4167.324 | 0 | 0 | 0
5557 | 81.1979 | 0 | 4218.6984 | 85.2143 | 0 | 0 | 4133.4841 | 0 | 0 | 0
5558 | 74.3586 | 0 | 3881.4 | 78.037 | 0 | 0 | 3803.363 | 0 | 0 | 0
5559 | 87.9635 | 0 | 2496.9499 | 92.3139 | 0 | 0 | 2404.636 | 0 | 0 | 0
5560 | 78.7595 | 0 | 2116.5616 | 82.6557 | 0 | 0 | 2033.9059 | 0 | 0 | 0
5561 | 83.995 | 0 | 1220.9155 | 88.1496 | 0 | 0 | 1132.7659 | 0 | 0 | 0
5562 | 78.9318 | 0 | 280.1404 | 82.8362 | 0 | 0 | 197.3042 | 0 | 0 | 0
5563 | 94.8446 | 0 | 0 | 0 | 0 | 0 | 0 | 0 | 0 | 99.5363
5564 | 89.2515 | 0 | 0 | 0 | 0 | 0 | 0 | 0 | 0 | 93.6656
5565 | 93.2359 | 0 | 0 | 0 | 0 | 0 | 0 | 0 | 0 | 97.8477
5566 | 86.8608 | 0 | 0 | 0 | 0 | 0 | 0 | 0 | 0 | 91.1574
5567 | 96.4235 | 0 | 0 | 0 | 0 | 0 | 0 | 0 | 0 | 101.1923
5568 | 86.8608 | 0 | 0 | 0 | 0 | 0 | 0 | 0 | 0 | 91.1574
5569 | 93.2359 | 0 | 0 | 0 | 0 | 0 | 0 | 93.236 | 0 | 0
5570 | 88.4546 | 0 | 0 | 0 | 0 | 0 | 0 | 88.455 | 0 | 0
5571 | 86.8608 | 0 | 0 | 0 | 0 | 0 | 0 | 0.234 | 0 | 90.9118
5572 | 86.8608 | 0 | 0 | 0 | 0 | 0 | 0 | 0 | 0 | 91.1574
5573 | 93.2359 | 0 | 0 | 0 | 0 | 0 | 0 | 0 | 0 | 97.8477
5574 | 83.6733 | 0 | 0 | 0 | 0 | 0 | 0 | 0 | 0 | 87.8117
5575 | 86.8608 | 0 | 358.7315 | 91.1574 | -267.5742 | 0 | 0 | 0 | 0 | 0
5576 | 75.7243 | 0 | 1491.381 | 79.4706 | -621.2819 | 0 | 790.6285 | 0 | 0 | 0
5577 | 84.1783 | 0 | 2586.1626 | 88.3417 | -159.8048 | 0 | 2338.0161 | 0 | 0 | 0
5578 | 72.4879 | 0 | 3416.6003 | 76.0735 | 0 | 0 | 3340.5269 | 0 | 0 | 0
5579 | 80.7865 | 0 | 3295.9016 | 84.7819 | 0 | 0 | 3211.1197 | 0 | 0 | 0
5580 | 74.8706 | 0 | 3608.8588 | 78.5743 | 0 | 0 | 3530.2844 | 0 | 0 | 0
5581 | 86.2801 | 0 | 4214.5352 | 90.5476 | 0 | 0 | 4123.9875 | 0 | 0 | 0
5582 | 78.115 | 0 | 2456.2496 | 81.9788 | 0 | 0 | 2374.2708 | 0 | 0 | 0
5583 | 78.5463 | 0 | 2696.4643 | 82.4311 | 0 | 0 | 2614.0332 | 0 | 0 | 0
5584 | 79.3432 | 0 | 2432.7595 | 83.2675 | 0 | 0 | 2349.492 | 0 | 0 | 0
5585 | 88.3072 | 0 | 1319.8211 | 92.6749 | 0 | 0 | 1227.1462 | 0 | 0 | 0
5586 | 82.3435 | 0 | 271.3932 | 86.4159 | 0 | 0 | 184.9772 | 0 | 0 | 0
5587 | 97.2562 | 0 | 0 | 0 | 0 | 0 | 0 | 0 | 0 | 102.0665
5588 | 88.4546 | 0 | 0 | 0 | 0 | 0 | 0 | 0 | 0 | 92.8302
5589 | 94.0328 | 0 | 0 | 0 | 0 | 0 | 0 | 0 | 0 | 98.6841
5590 | 86.8608 | 0 | 0 | 0 | 0 | 0 | 0 | 0 | 0 | 91.1574
5591 | 90.8453 | 0 | 0 | 0 | 0 | 0 | 0 | 0 | 0 | 95.3384
5592 | 84.4702 | 0 | 0 | 0 | 0 | 0 | 0 | 0 | 0 | 88.6481
5593 | 93.2359 | 0 | 0 | 0 | 0 | 0 | 0 | 93.236 | 0 | 0
5594 | 81.2826 | 0 | 0 | 0 | 0 | 0 | 0 | 67.194 | 0 | 14.7859
5595 | 92.439 | 0 | 0 | 0 | 0 | 0 | 0 | 0 | 0 | 97.0113
5596 | 79.6888 | 0 | 0 | 0 | 0 | 0 | 0 | 0 | 0 | 83.6306
5597 | 90.0484 | 0 | 0 | 0 | 0 | 0 | 0 | 0 | 0 | 94.502
5598 | 79.6888 | 0 | 0 | 0 | 0 | 0 | 0 | 0 | 0 | 83.6306
5599 | 86.0639 | 0 | 323.076 | 90.321 | -232.7551 | 0 | 0 | 0 | 0 | 0
5600 | 75.1595 | 0 | 1166.6195 | 78.8776 | -621.2819 | 0 | 466.4599 | 0 | 0 | 0
5601 | 85.1346 | 0 | 2069.8175 | 89.346 | -194.6239 | 0 | 1785.8476 | 0 | 0 | 0
5602 | 74.1644 | 0 | 2674.6008 | 77.8334 | 0 | 0 | 2596.7674 | 0 | 0 | 0
5603 | 80.2656 | 0 | 3233.1543 | 84.2362 | 0 | 0 | 3148.9181 | 0 | 0 | 0
5604 | 72.995 | 0 | 3252.3395 | 76.6055 | 0 | 0 | 3175.734 | 0 | 0 | 0
5605 | 82.3325 | 0 | 3428.6114 | 86.4044 | 0 | 0 | 3342.2071 | 0 | 0 | 0
5606 | 74.6694 | 0 | 2942.5287 | 78.3634 | 0 | 0 | 2864.1653 | 0 | 0 | 0
5607 | 86.4494 | 0 | 2707.4532 | 90.7261 | 0 | 0 | 2616.7272 | 0 | 0 | 0
5608 | 80.9369 | 0 | 2070.9058 | 84.9404 | 0 | 0 | 1985.9654 | 0 | 0 | 0
5609 | 86.7502 | 0 | 1212.3467 | 91.0419 | 0 | 0 | 1121.3047 | 0 | 0 | 0
5610 | 79.3501 | 0 | 269.3771 | 83.2749 | 0 | 0 | 186.1023 | 0 | 0 | 0
5611 | 96.4444 | 0 | 0 | 0 | 0 | 0 | 0 | 0 | 0 | 101.2144
5612 | 87.6577 | 0 | 0 | 0 | 0 | 0 | 0 | 0 | 0 | 91.9938
5613 | 90.8453 | 0 | 0 | 0 | 0 | 0 | 0 | 0 | 0 | 95.3384
5614 | 86.0639 | 0 | 0 | 0 | 0 | 0 | 0 | 0 | 0 | 90.321
5615 | 92.439 | 0 | 0 | 0 | 0 | 0 | 0 | 0 | 0 | 97.0113
5616 | 87.6577 | 0 | 0 | 0 | 0 | 0 | 0 | 0 | 0 | 91.9938
5617 | 94.0328 | 0 | 0 | 0 | 0 | 0 | 0 | 94.033 | 0 | 0
5618 | 86.8608 | 0 | 0 | 0 | 0 | 0 | 0 | 77.538 | 0 | 9.7831
5619 | 93.2359 | 0 | 0 | 0 | 0 | 0 | 0 | 0 | 0 | 97.8477
5620 | 79.6888 | 0 | 0 | 0 | 0 | 0 | 0 | 0 | 0 | 83.6306
5621 | 88.4546 | 0 | 0 | 0 | 0 | 0 | 0 | 0 | 0 | 92.8302
5622 | 86.0639 | 0 | 0 | 0 | 0 | 0 | 0 | 0 | 0 | 90.321
5623 | 88.4546 | 0 | 370.8665 | 92.8292 | -278.0373 | 0 | 0 | 0 | 0 | 0
5624 | 78.9726 | 0 | 1295.6268 | 82.8782 | -621.2819 | 0 | 591.4667 | 0 | 0 | 0
5625 | 84.4114 | 0 | 2040.8744 | 88.5872 | -149.3417 | 0 | 1802.9454 | 0 | 0 | 0
5626 | 75.3169 | 0 | 2740.3759 | 79.0424 | 0 | 0 | 2661.3335 | 0 | 0 | 0
5627 | 86.3179 | 0 | 3150.0924 | 90.5875 | 0 | 0 | 3059.5049 | 0 | 0 | 0
5628 | 74.6116 | 0 | 3394.7663 | 78.3025 | 0 | 0 | 3316.4638 | 0 | 0 | 0
5629 | 87.3011 | 0 | 3205.7077 | 91.6191 | 0 | 0 | 3114.0885 | 0 | 0 | 0
5630 | 82.3166 | 0 | 1214.0373 | 86.3876 | 0 | 0 | 1127.6498 | 0 | 0 | 0
5631 | 88.9845 | 0 | 1800.6114 | 93.3854 | 0 | 0 | 1707.226 | 0 | 0 | 0
5632 | 81.1182 | 0 | 1559.8416 | 85.1314 | 0 | 0 | 1474.7102 | 0 | 0 | 0
5633 | 82.9302 | 0 | 546.111 | 87.033 | 0 | 0 | 459.078 | 0 | 0 | 0
5634 | 82.6104 | 0 | 155.9753 | 86.6961 | 0 | 0 | 69.2792 | 0 | 0 | 0
5635 | 95.6336 | 0 | 0 | 0 | 0 | 0 | 0 | 0 | 0 | 100.3643
5636 | 90.8453 | 0 | 0 | 0 | 0 | 0 | 0 | 0 | 0 | 95.3384
5637 | 93.2359 | 0 | 0 | 0 | 0 | 0 | 0 | 0 | 0 | 97.8477
5638 | 88.4546 | 0 | 0 | 0 | 0 | 0 | 0 | 0 | 0 | 92.8302
5639 | 97.2204 | 0 | 0 | 0 | 0 | 0 | 0 | 0 | 0 | 102.0288
5640 | 90.0484 | 0 | 0 | 0 | 0 | 0 | 0 | 90.048 | 0 | 0
5641 | 92.439 | 0 | 0 | 0 | 0 | 0 | 0 | 92.439 | 0 | 0
5642 | 86.0639 | 0 | 0 | 0 | 0 | 0 | 0 | 8.992 | 0 | 80.8842
5643 | 90.8453 | 0 | 0 | 0 | 0 | 0 | 0 | 0 | 0 | 95.3384
5644 | 86.8608 | 0 | 0 | 0 | 0 | 0 | 0 | 0 | 0 | 91.1574
5645 | 92.439 | 0 | 0 | 0 | 0 | 0 | 0 | 0 | 0 | 97.0113
5646 | 85.267 | 0 | 0 | 0 | 0 | 0 | 0 | 0 | 0 | 89.4845
5647 | 76.5013 | 0 | 283.0852 | 80.2849 | -202.8003 | 0 | 0 | 0 | 0 | 0
5648 | 82.453 | 0 | 1153.774 | 86.5313 | -621.2819 | 0 | 445.9608 | 0 | 0 | 0
5649 | 644.2323 | 0 | 2106.5015 | 676.0975 | -224.5787 | 0 | 1205.8253 | 0 | 0 | 0
5650 | 550.7832 | 0 | 2702.1954 | 578.0262 | 0 | 0 | 2124.1692 | 0 | 0 | 0
5651 | 872.9741 | 0 | 2946.9637 | 916.1537 | 0 | 0 | 2030.81 | 0 | 0 | 0
5652 | 946.1464 | 0 | 2115.6329 | 992.9449 | 0 | 0 | 1122.6879 | 0 | 0 | 0
5653 | 1239.5337 | 0 | 1063.5979 | 1063.5979 | 0 | 0 | 0 | 158.646 | 0 | 70.7537
5654 | 1165.2976 | 0 | 1301.6769 | 1222.9357 | -78.7412 | 0 | 0 | 0 | 0 | 0
5655 | 1376.3664 | 0 | 193.4821 | 193.4821 | 0 | 0 | 0 | 1192.003 | 0 | 0
5656 | 885.9086 | 0 | 109.0245 | 109.0245 | 0 | 0 | 0 | 782.023 | 0 | 0
5657 | 1355.6593 | 0 | 29.0197 | 29.0197 | 0 | 0 | 0 | 1328.007 | 0 | 0
5658 | 1090.8972 | 0 | 65.7698 | 65.7698 | 0 | 0 | 0 | 1028.227 | 0 | 0
5659 | 1122.6312 | 0 | 0 | 0 | 0 | 0 | 0 | 1122.631 | 0 | 0
5660 | 1206.4888 | 0 | 0 | 0 | 0 | 0 | 0 | 1206.489 | 0 | 0
5661 | 1114.0497 | 0 | 0 | 0 | 0 | 0 | 0 | 1114.05 | 0 | 0
5662 | 1332.3971 | 0 | 0 | 0 | 0 | 0 | 0 | 1189.089 | 0 | 150.3964
5663 | 1107.6746 | 0 | 0 | 0 | 0 | 0 | 0 | 515.675 | 0 | 621.2819
5664 | 162.5652 | 0 | 0 | 0 | 0 | 0 | 0 | 0 | 0 | 170.6059
5665 | 108.3768 | 0 | 0 | 0 | 0 | 0 | 0 | 108.377 | 0 | 0
5666 | 94.0328 | 0 | 0 | 0 | 0 | 0 | 0 | 94.033 | 0 | 0
5667 | 105.1892 | 0 | 0 | 0 | 0 | 0 | 0 | 105.189 | 0 | 0
5668 | 101.2048 | 0 | 0 | 0 | 0 | 0 | 0 | 101.205 | 0 | 0
5669 | 105.1892 | 0 | 0 | 0 | 0 | 0 | 0 | 105.189 | 0 | 0
5670 | 94.8297 | 0 | 0 | 0 | 0 | 0 | 0 | 94.83 | 0 | 0
5671 | 86.8608 | 0 | 156.2419 | 91.1574 | -65.0845 | 0 | 0 | 0 | 0 | 0
5672 | 82.0825 | 0 | 1519.9631 | 86.142 | -621.2819 | 0 | 812.5392 | 0 | 0 | 0
5673 | 832.2691 | 0 | 2623.9653 | 873.4353 | -362.2945 | 0 | 1388.2356 | 0 | 0 | 0
5674 | 1035.63 | 0 | 3450.0499 | 1086.8551 | 0 | 0 | 2363.1948 | 0 | 0 | 0
5675 | 888.0562 | 0 | 3967.6134 | 931.9817 | 0 | 0 | 3035.6317 | 0 | 0 | 0
5676 | 1347.1615 | 0 | 4236.8247 | 1413.7952 | 0 | 0 | 2823.0295 | 0 | 0 | 0
5677 | 1336.4483 | 0 | 4209.9522 | 1402.5534 | 0 | 0 | 2807.3988 | 0 | 0 | 0
5678 | 1189.8149 | 0 | 3892.7898 | 1248.6665 | 0 | 0 | 2644.1234 | 0 | 0 | 0
5679 | 1475.6089 | 0 | 2387.1981 | 1548.5966 | 0 | 0 | 838.6015 | 0 | 0 | 0
5680 | 1639.9322 | 0 | 2431.0268 | 1721.0475 | 0 | 0 | 709.9794 | 0 | 0 | 0
5681 | 1706.823 | 0 | 986.3197 | 986.3197 | 0 | 0 | 0 | 766.99 | 0 | 0
5682 | 1428.5228 | 0 | 121.5855 | 121.5855 | 0 | 0 | 0 | 1312.667 | 0 | 0
5683 | 1533.5207 | 0 | 0 | 0 | 0 | 0 | 0 | 1533.521 | 0 | 0
5684 | 1655.1368 | 0 | 0 | 0 | 0 | 0 | 0 | 1655.137 | 0 | 0
5685 | 1609.7142 | 0 | 0 | 0 | 0 | 0 | 0 | 1609.714 | 0 | 0
5686 | 1722.0755 | 0 | 0 | 0 | 0 | 0 | 0 | 1416.202 | 0 | 321.0034
5687 | 1463.8837 | 0 | 0 | 0 | 0 | 0 | 0 | 871.884 | 0 | 621.2819
5688 | 1754.7479 | 0 | 0 | 0 | 0 | 0 | 0 | 1754.748 | 0 | 0
5689 | 1349.1318 | 0 | 0 | 0 | 0 | 0 | 0 | 1349.132 | 0 | 0
5690 | 1326.022 | 0 | 0 | 0 | 0 | 0 | 0 | 1326.022 | 0 | 0
5691 | 1411.2891 | 0 | 0 | 0 | 0 | 0 | 0 | 1411.289 | 0 | 0
5692 | 1294.1465 | 0 | 0 | 0 | 0 | 0 | 0 | 1294.146 | 0 | 0
5693 | 1482.2121 | 0 | 0 | 0 | 0 | 0 | 0 | 1482.212 | 0 | 0
5694 | 1483.009 | 0 | 0 | 0 | 0 | 0 | 0 | 1483.009 | 0 | 0
5695 | 1287.7714 | 0 | 310.4793 | 310.4793 | 0 | 0 | 0 | 991.926 | 0 | 0
5696 | 1284.4902 | 0 | 1126.4397 | 1126.4397 | 0 | 0 | 0 | 211.141 | 0 | 0
5697 | 1520.7915 | 0 | 1860.923 | 1596.0145 | -264.9085 | 0 | 0 | 0 | 0 | 0
5698 | 1079.7616 | 0 | 2425.3199 | 1133.1699 | -621.2819 | 0 | 670.868 | 0 | 0 | 0
5699 | 1397.4561 | 0 | 2923.5796 | 1466.5769 | -162.4705 | 0 | 1294.5322 | 0 | 0 | 0
5700 | 1300.2516 | 0 | 3521.1247 | 1364.566 | 0 | 0 | 2156.5588 | 0 | 0 | 0
5701 | 1512.0147 | 0 | 3287.338 | 1586.8023 | 0 | 0 | 1700.5357 | 0 | 0 | 0
5702 | 1330.6818 | 0 | 2852.5761 | 1396.5001 | 0 | 0 | 1456.076 | 0 | 0 | 0
5703 | 1355.5716 | 0 | 2543.6531 | 1422.6223 | 0 | 0 | 1121.0308 | 0 | 0 | 0
5704 | 1598.3855 | 0 | 1136.8777 | 1136.8777 | 0 | 0 | 0 | 515.09 | 0 | 0
5705 | 1495.9604 | 0 | 545.5726 | 545.5726 | 0 | 0 | 0 | 976.102 | 0 | 0
5706 | 1298.7306 | 0 | 168.7085 | 168.7085 | 0 | 0 | 0 | 1137.973 | 0 | 0
5707 | 1402.2623 | 0 | 0 | 0 | 0 | 0 | 0 | 1402.262 | 0 | 0
5708 | 1392.1637 | 0 | 0 | 0 | 0 | 0 | 0 | 1392.164 | 0 | 0
5709 | 1202.5043 | 0 | 0 | 0 | 0 | 0 | 0 | 1202.504 | 0 | 0
5710 | 1352.3193 | 0 | 0 | 0 | 0 | 0 | 0 | 1046.446 | 0 | 321.0034
5711 | 1295.7403 | 0 | 0 | 0 | 0 | 0 | 0 | 703.74 | 0 | 621.2819
5712 | 1243.9425 | 0 | 0 | 0 | 0 | 0 | 0 | 1243.943 | 0 | 0
5713 | 1173.8164 | 0 | 0 | 0 | 0 | 0 | 0 | 1173.816 | 0 | 0
5714 | 1220.8328 | 0 | 0 | 0 | 0 | 0 | 0 | 1220.833 | 0 | 0
5715 | 1220.0359 | 0 | 0 | 0 | 0 | 0 | 0 | 1220.036 | 0 | 0
5716 | 899.6868 | 0 | 0 | 0 | 0 | 0 | 0 | 899.687 | 0 | 0
5717 | 1117.2373 | 0 | 0 | 0 | 0 | 0 | 0 | 1117.237 | 0 | 0
5718 | 1305.3029 | 0 | 0 | 0 | 0 | 0 | 0 | 1305.303 | 0 | 0
5719 | 1147.519 | 0 | 382.3518 | 382.3518 | 0 | 0 | 0 | 783.188 | 0 | 0
5720 | 929.5402 | 0 | 1356.1566 | 975.5176 | -380.6391 | 0 | 0 | 0 | 0 | 0
5721 | 1210.9693 | 0 | 1776.4119 | 1270.8668 | -505.5451 | 0 | 0 | 0 | 0 | 0
5722 | 1135.0278 | 0 | 2481.7568 | 1191.1696 | -162.4768 | 0 | 1128.1105 | 0 | 0 | 0
5723 | 1545.1075 | 0 | 4023.4889 | 1621.5322 | 0 | 0 | 2401.9567 | 0 | 0 | 0
5724 | 1332.948 | 0 | 1686.9273 | 1398.8792 | 0 | 0 | 288.0481 | 0 | 0 | 0
5725 | 1136.3975 | 0 | 4243.7144 | 1192.6063 | 0 | 0 | 3051.1082 | 0 | 0 | 0
5726 | 1310.148 | 0 | 2653.9904 | 1374.9515 | 0 | 0 | 1279.039 | 0 | 0 | 0
5727 | 1355.743 | 0 | 3267.4497 | 1422.8017 | 0 | 0 | 1844.6479 | 0 | 0 | 0
5728 | 1265.597 | 0 | 2106.5141 | 1328.1968 | 0 | 0 | 778.3172 | 0 | 0 | 0
5729 | 1372.3541 | 0 | 63.1199 | 63.1199 | 0 | 0 | 0 | 1312.209 | 0 | 0
5730 | 1424.6399 | 0 | 213.0514 | 213.0514 | 0 | 0 | 0 | 1221.63 | 0 | 0
5731 | 1131.4817 | 0 | 0 | 0 | 0 | 0 | 0 | 1131.482 | 0 | 0
5732 | 1318.85 | 0 | 0 | 0 | 0 | 0 | 0 | 1318.85 | 0 | 0
5733 | 1212.067 | 0 | 0 | 0 | 0 | 0 | 0 | 1212.067 | 0 | 0
5734 | 1363.4758 | 0 | 0 | 0 | 0 | 0 | 0 | 1057.602 | 0 | 321.0034
5735 | 1298.9278 | 0 | 0 | 0 | 0 | 0 | 0 | 706.928 | 0 | 621.2819
5736 | 502.0396 | 0 | 0 | 0 | 0 | 0 | 0 | 502.04 | 0 | 0
5737 | 307.5989 | 0 | 0 | 0 | 0 | 0 | 0 | 307.599 | 0 | 0
5738 | 222.3318 | 0 | 0 | 0 | 0 | 0 | 0 | 222.332 | 0 | 0
5739 | 304.4113 | 0 | 0 | 0 | 0 | 0 | 0 | 304.411 | 0 | 0
5740 | 233.4883 | 0 | 0 | 0 | 0 | 0 | 0 | 233.488 | 0 | 0
5741 | 283.6922 | 0 | 0 | 0 | 0 | 0 | 0 | 283.692 | 0 | 0
5742 | 279.7078 | 0 | 0 | 0 | 0 | 0 | 0 | 279.708 | 0 | 0
5743 | 278.114 | 0 | 377.9934 | 291.8703 | -86.1231 | 0 | 0 | 0 | 0 | 0
5744 | 207.0754 | 0 | 1527.0302 | 217.3175 | -621.2819 | 0 | 688.4307 | 0 | 0 | 0
5745 | 1378.0269 | 0 | 1627.0356 | 1446.1869 | -180.8487 | 0 | 0 | 0 | 0 | 0
5746 | 1300.4519 | 0 | 3399.0124 | 1364.7759 | -160.4083 | 0 | 1873.8283 | 0 | 0 | 0
5747 | 1608.7589 | 0 | 3930.2966 | 1688.3326 | 0 | 0 | 2241.964 | 0 | 0 | 0
5748 | 1772.0822 | 0 | 4178.483 | 1859.734 | 0 | 0 | 2318.749 | 0 | 0 | 0
5749 | 1617.9401 | 0 | 3532.5208 | 1697.9677 | 0 | 0 | 1834.5532 | 0 | 0 | 0
5750 | 1533.0237 | 0 | 2394.5433 | 1608.8515 | 0 | 0 | 785.6918 | 0 | 0 | 0
5751 | 1780.7354 | 0 | 2539.1162 | 1868.815 | 0 | 0 | 670.3013 | 0 | 0 | 0
5752 | 1349.0361 | 0 | 297.2844 | 297.2844 | 0 | 0 | 0 | 1065.763 | 0 | 0
5753 | 1613.9387 | 0 | 380.0986 | 380.0986 | 0 | 0 | 0 | 1251.755 | 0 | 0
5754 | 1295.9295 | 0 | 73.2924 | 73.2924 | 0 | 0 | 0 | 1226.092 | 0 | 0
5755 | 1388.6465 | 0 | 0 | 0 | 0 | 0 | 0 | 1388.646 | 0 | 0
5756 | 1267.0523 | 0 | 0 | 0 | 0 | 0 | 0 | 1267.052 | 0 | 0
5757 | 1465.4775 | 0 | 0 | 0 | 0 | 0 | 0 | 1465.477 | 0 | 0
5758 | 1438.3833 | 0 | 0 | 0 | 0 | 0 | 0 | 1132.51 | 0 | 321.0034
5759 | 1352.3193 | 0 | 0 | 0 | 0 | 0 | 0 | 760.319 | 0 | 621.2819
5760 | 574.5564 | 0 | 0 | 0 | 0 | 0 | 0 | 574.556 | 0 | 0
5761 | 496.4614 | 0 | 0 | 0 | 0 | 0 | 0 | 496.461 | 0 | 0
5762 | 496.4614 | 0 | 0 | 0 | 0 | 0 | 0 | 496.461 | 0 | 0
5763 | 502.0396 | 0 | 0 | 0 | 0 | 0 | 0 | 502.04 | 0 | 0
5764 | 419.9601 | 0 | 0 | 0 | 0 | 0 | 0 | 419.96 | 0 | 0
5765 | 483.7112 | 0 | 0 | 0 | 0 | 0 | 0 | 483.711 | 0 | 0
5766 | 465.3827 | 0 | 0 | 0 | 0 | 0 | 0 | 465.383 | 0 | 0
5767 | 470.1641 | 0 | 315.4884 | 315.4884 | 0 | 0 | 0 | 169.545 | 0 | 0
5768 | 384.0224 | 0 | 1131.8749 | 403.0178 | -621.2819 | 0 | 107.5752 | 0 | 0 | 0
5769 | 1040.75 | 0 | 1785.2116 | 1092.2283 | -427.379 | 0 | 265.6043 | 0 | 0 | 0
5770 | 1686.0651 | 0 | 2268.5574 | 1769.4623 | 0 | 0 | 499.0951 | 0 | 0 | 0
5771 | 1865.857 | 0 | 3109.0249 | 1958.1473 | 0 | 0 | 1150.8775 | 0 | 0 | 0
5772 | 1807.6941 | 0 | 2661.4416 | 1897.1074 | 0 | 0 | 764.3342 | 0 | 0 | 0
5773 | 1599.518 | 0 | 4264.881 | 1678.6345 | 0 | 0 | 2586.2466 | 0 | 0 | 0
5774 | 1650.484 | 0 | 2207.1932 | 1732.1214 | 0 | 0 | 475.0718 | 0 | 0 | 0
5775 | 1952.3423 | 0 | 2174.9327 | 2048.9101 | 0 | 0 | 126.0226 | 0 | 0 | 0
5776 | 1917.6398 | 0 | 821.5257 | 821.5257 | 0 | 0 | 0 | 1134.834 | 0 | 0
5777 | 1638.3992 | 0 | 116.3287 | 116.3287 | 0 | 0 | 0 | 1527.554 | 0 | 0
5778 | 1789.8428 | 0 | 120.5329 | 120.5329 | 0 | 0 | 0 | 1674.991 | 0 | 0
5779 | 1557.9215 | 0 | 0 | 0 | 0 | 0 | 0 | 1557.921 | 0 | 0
5780 | 1417.6642 | 0 | 0 | 0 | 0 | 0 | 0 | 1417.664 | 0 | 0
5781 | 1755.5448 | 0 | 0 | 0 | 0 | 0 | 0 | 1755.545 | 0 | 0
5782 | 1519.6659 | 0 | 0 | 0 | 0 | 0 | 0 | 1213.792 | 0 | 321.0034
5783 | 1699.7626 | 0 | 0 | 0 | 0 | 0 | 0 | 1107.763 | 0 | 621.2819
5784 | 524.3525 | 0 | 0 | 0 | 0 | 0 | 0 | 524.352 | 0 | 0
5785 | 475.7423 | 0 | 0 | 0 | 0 | 0 | 0 | 475.742 | 0 | 0
5786 | 485.3049 | 0 | 0 | 0 | 0 | 0 | 0 | 485.305 | 0 | 0
5787 | 448.6481 | 0 | 0 | 0 | 0 | 0 | 0 | 448.648 | 0 | 0
5788 | 408.8037 | 0 | 0 | 0 | 0 | 0 | 0 | 408.804 | 0 | 0
5789 | 496.4614 | 0 | 0 | 0 | 0 | 0 | 0 | 496.461 | 0 | 0
5790 | 478.9298 | 0 | 0 | 0 | 0 | 0 | 0 | 478.93 | 0 | 0
5791 | 400.8348 | 0 | 260.8314 | 260.8314 | 0 | 0 | 0 | 152.297 | 0 | 0
5792 | 182.8679 | 0 | 952.0589 | 191.9121 | -621.2819 | 0 | 138.8649 | 0 | 0 | 0
5793 | 1356.1404 | 0 | 1736.4452 | 1423.2194 | -313.2258 | 0 | 0 | 0 | 0 | 0
5794 | 1493.0687 | 0 | 2450.4545 | 1566.9202 | -114.1532 | 0 | 769.381 | 0 | 0 | 0
5795 | 1601.832 | 0 | 2944.9529 | 1681.0629 | 0 | 0 | 1263.89 | 0 | 0 | 0
5796 | 1394.3631 | 0 | 3131.6051 | 1463.332 | 0 | 0 | 1668.2731 | 0 | 0 | 0
5797 | 1717.3001 | 0 | 3084.1337 | 1802.2434 | 0 | 0 | 1281.8904 | 0 | 0 | 0
5798 | 1250.3824 | 0 | 3192.8329 | 1312.2303 | 0 | 0 | 1880.6025 | 0 | 0 | 0
5799 | 1121.1221 | 0 | 2668.834 | 1176.5757 | 0 | 0 | 1492.2583 | 0 | 0 | 0
5800 | 1607.7798 | 0 | 1137.2681 | 1137.2681 | 0 | 0 | 0 | 524.113 | 0 | 0
5801 | 1448.2039 | 0 | 288.4018 | 288.4018 | 0 | 0 | 0 | 1173.395 | 0 | 0
5802 | 1364.7797 | 0 | 52.0901 | 52.0901 | 0 | 0 | 0 | 1315.144 | 0 | 0
5803 | 1446.5205 | 0 | 0 | 0 | 0 | 0 | 0 | 1446.52 | 0 | 0
5804 | 1027.9858 | 0 | 0 | 0 | 0 | 0 | 0 | 1027.986 | 0 | 0
5805 | 1208.0826 | 0 | 0 | 0 | 0 | 0 | 0 | 1208.083 | 0 | 0
5806 | 1391.3668 | 0 | 0 | 0 | 0 | 0 | 0 | 1085.493 | 0 | 321.0034
5807 | 960.2503 | 0 | 0 | 0 | 0 | 0 | 0 | 368.25 | 0 | 621.2819
5808 | 1379.4135 | 0 | 0 | 0 | 0 | 0 | 0 | 1379.414 | 0 | 0
5809 | 1115.6435 | 0 | 0 | 0 | 0 | 0 | 0 | 1115.644 | 0 | 0
5810 | 1562.6978 | 0 | 0 | 0 | 0 | 0 | 0 | 1562.698 | 0 | 0
5811 | 1405.7108 | 0 | 0 | 0 | 0 | 0 | 0 | 1405.711 | 0 | 0
5812 | 1476.6339 | 0 | 0 | 0 | 0 | 0 | 0 | 1476.634 | 0 | 0
5813 | 1177.8008 | 0 | 0 | 0 | 0 | 0 | 0 | 1177.801 | 0 | 0
5814 | 1127.5968 | 0 | 0 | 0 | 0 | 0 | 0 | 1127.597 | 0 | 0
5815 | 1133.1751 | 0 | 331.9472 | 331.9472 | 0 | 0 | 0 | 816.873 | 0 | 0
5816 | 181.302 | 0 | 1565.5423 | 190.2697 | -621.2819 | 0 | 753.9907 | 0 | 0 | 0
5817 | 479.2755 | 0 | 1733.0502 | 502.9812 | -427.379 | 0 | 802.6899 | 0 | 0 | 0
5818 | 453.9145 | 0 | 3412.5851 | 476.3669 | 0 | 0 | 2936.2182 | 0 | 0 | 0
5819 | 496.7951 | 0 | 3904.1566 | 521.3678 | 0 | 0 | 3382.7888 | 0 | 0 | 0
5820 | 414.3719 | 0 | 4143.2714 | 434.868 | 0 | 0 | 3708.4034 | 0 | 0 | 0
5821 | 318.7732 | 0 | 4120.8696 | 334.5404 | 0 | 0 | 3786.3292 | 0 | 0 | 0
5822 | 334.3604 | 0 | 3801.496 | 350.8994 | 0 | 0 | 3450.5966 | 0 | 0 | 0
5823 | 406.4429 | 0 | 3239.0564 | 426.5468 | 0 | 0 | 2812.5097 | 0 | 0 | 0
5824 | 328.2074 | 0 | 2405.6204 | 344.4421 | 0 | 0 | 2061.1783 | 0 | 0 | 0
5825 | 412.0002 | 0 | 1284.5151 | 432.3786 | 0 | 0 | 852.1364 | 0 | 0 | 0
5826 | 284.013 | 0 | 211.5496 | 211.5496 | 0 | 0 | 0 | 82.434 | 0 | 0
5827 | 303.3544 | 0 | 0 | 0 | 0 | 0 | 0 | 303.354 | 0 | 0
5828 | 260.5825 | 0 | 0 | 0 | 0 | 0 | 0 | 260.582 | 0 | 0
5829 | 203.2065 | 0 | 0 | 0 | 0 | 0 | 0 | 203.206 | 0 | 0
5830 | 329.9117 | 0 | 0 | 0 | 0 | 0 | 0 | 53.544 | 0 | 290.0379
5831 | 295.6455 | 0 | 0 | 0 | 0 | 0 | 0 | 0 | 0 | 310.2695
5832 | 301.2237 | 0 | 0 | 0 | 0 | 0 | 0 | 0 | 0 | 316.1234
5833 | 332.0389 | 0 | 0 | 0 | 0 | 0 | 0 | 332.039 | 0 | 0
5834 | 303.4149 | 0 | 0 | 0 | 0 | 0 | 0 | 303.415 | 0 | 0
5835 | 303.4149 | 0 | 0 | 0 | 0 | 0 | 0 | 303.415 | 0 | 0
5836 | 323.0428 | 0 | 0 | 0 | 0 | 0 | 0 | 323.043 | 0 | 0
5837 | 232.2637 | 0 | 0 | 0 | 0 | 0 | 0 | 232.264 | 0 | 0
5838 | 282.1513 | 0 | 0 | 0 | 0 | 0 | 0 | 282.151 | 0 | 0
5839 | 262.5234 | 0 | 249.6535 | 249.6535 | 0 | 0 | 0 | 0 | 0 | 25.8546
5840 | 251.6319 | 0 | 1078.8907 | 264.0784 | -621.2819 | 0 | 193.5304 | 0 | 0 | 0
5841 | 470.5752 | 0 | 1726.852 | 493.8509 | -427.379 | 0 | 805.6221 | 0 | 0 | 0
5842 | 1198.9713 | 0 | 2011.9071 | 1258.2753 | 0 | 0 | 753.6318 | 0 | 0 | 0
5843 | 1601.2271 | 0 | 2733.3025 | 1680.428 | 0 | 0 | 1052.8745 | 0 | 0 | 0
5844 | 1241.291 | 0 | 3070.88 | 1302.6886 | 0 | 0 | 1768.1914 | 0 | 0 | 0
5845 | 1602.0439 | 0 | 3306.6125 | 1681.2854 | 0 | 0 | 1625.327 | 0 | 0 | 0
5846 | 1542.9506 | 0 | 3206.9261 | 1619.2695 | 0 | 0 | 1587.6566 | 0 | 0 | 0
5847 | 1640.668 | 0 | 2266.1919 | 1721.8199 | 0 | 0 | 544.372 | 0 | 0 | 0
5848 | 1242.7375 | 0 | 2025.929 | 1304.2061 | 0 | 0 | 721.7228 | 0 | 0 | 0
5849 | 1329.2874 | 0 | 1122.8138 | 1122.8138 | 0 | 0 | 0 | 259.393 | 0 | 0
5850 | 1176.7039 | 0 | 215.2815 | 215.2815 | 0 | 0 | 0 | 971.569 | 0 | 0
5851 | 1489.1425 | 0 | 0 | 0 | 0 | 0 | 0 | 1489.142 | 0 | 0
5852 | 1527.7062 | 0 | 0 | 0 | 0 | 0 | 0 | 1527.706 | 0 | 0
5853 | 1849.1134 | 0 | 0 | 0 | 0 | 0 | 0 | 1849.113 | 0 | 0
5854 | 1687.1831 | 0 | 0 | 0 | 0 | 0 | 0 | 1381.309 | 0 | 321.0034
5855 | 1236.5588 | 0 | 0 | 0 | 0 | 0 | 0 | 644.559 | 0 | 621.2819
5856 | 1050.9114 | 0 | 0 | 0 | 0 | 0 | 0 | 1050.911 | 0 | 0
5857 | 1364.9581 | 0 | 0 | 0 | 0 | 0 | 0 | 1364.958 | 0 | 0
5858 | 1355.1441 | 0 | 0 | 0 | 0 | 0 | 0 | 1355.144 | 0 | 0
5859 | 1388.6752 | 0 | 0 | 0 | 0 | 0 | 0 | 1388.675 | 0 | 0
5860 | 1544.0628 | 0 | 0 | 0 | 0 | 0 | 0 | 1544.063 | 0 | 0
5861 | 1248.0084 | 0 | 0 | 0 | 0 | 0 | 0 | 1248.008 | 0 | 0
5862 | 1493.3574 | 0 | 0 | 0 | 0 | 0 | 0 | 1493.357 | 0 | 0
5863 | 1527.7062 | 0 | 396.3863 | 396.3863 | 0 | 0 | 0 | 1150.003 | 0 | 0
5864 | 1240.9649 | 0 | 1565.4415 | 1302.3465 | -263.0951 | 0 | 0 | 0 | 0 | 0
5865 | 1314.0022 | 0 | 2092.6633 | 1378.9961 | -621.2819 | 0 | 92.3853 | 0 | 0 | 0
5866 | 1895.8186 | 0 | 3511.4078 | 1989.5903 | -164.2839 | 0 | 1357.5335 | 0 | 0 | 0
5867 | 1738.3935 | 0 | 3183.3111 | 1824.3797 | 0 | 0 | 1358.9314 | 0 | 0 | 0
5868 | 1628.6735 | 0 | 3609.5745 | 1709.2326 | 0 | 0 | 1900.3419 | 0 | 0 | 0
5869 | 1331.8493 | 0 | 4286.8694 | 1397.7259 | 0 | 0 | 2889.1435 | 0 | 0 | 0
5870 | 1502.9147 | 0 | 3869.4299 | 1577.2532 | 0 | 0 | 2292.1766 | 0 | 0 | 0
5871 | 1067.9509 | 0 | 3254.7637 | 1120.7747 | 0 | 0 | 2133.989 | 0 | 0 | 0
5872 | 1186.9605 | 0 | 2368.5922 | 1245.6703 | 0 | 0 | 1122.9219 | 0 | 0 | 0
5873 | 1465.9979 | 0 | 1245.2694 | 1245.2694 | 0 | 0 | 0 | 279.42 | 0 | 0
5874 | 1552.9578 | 0 | 211.2663 | 211.2663 | 0 | 0 | 0 | 1351.649 | 0 | 0
5875 | 1503.1713 | 0 | 0 | 0 | 0 | 0 | 0 | 1503.171 | 0 | 0
5876 | 1143.3262 | 0 | 0 | 0 | 0 | 0 | 0 | 1143.326 | 0 | 0
5877 | 1723.9854 | 0 | 0 | 0 | 0 | 0 | 0 | 1723.985 | 0 | 0
5878 | 1668.373 | 0 | 0 | 0 | 0 | 0 | 0 | 1362.499 | 0 | 321.0034
5879 | 1373.1364 | 0 | 0 | 0 | 0 | 0 | 0 | 781.136 | 0 | 621.2819
5880 | 1233.2875 | 0 | 0 | 0 | 0 | 0 | 0 | 1233.287 | 0 | 0
5881 | 1690.4544 | 0 | 0 | 0 | 0 | 0 | 0 | 1690.454 | 0 | 0
5882 | 1819.6715 | 0 | 0 | 0 | 0 | 0 | 0 | 1819.672 | 0 | 0
5883 | 1252.9154 | 0 | 0 | 0 | 0 | 0 | 0 | 1252.915 | 0 | 0
5884 | 1363.3224 | 0 | 0 | 0 | 0 | 0 | 0 | 1363.322 | 0 | 0
5885 | 1499.0822 | 0 | 0 | 0 | 0 | 0 | 0 | 1499.082 | 0 | 0
5886 | 1406.6674 | 0 | 0 | 0 | 0 | 0 | 0 | 1406.667 | 0 | 0
5887 | 1239.0123 | 0 | 403.2046 | 403.2046 | 0 | 0 | 0 | 854.811 | 0 | 0
5888 | 1144.3567 | 0 | 1576.2699 | 1200.9589 | -375.311 | 0 | 0 | 0 | 0 | 0
5889 | 1160.5057 | 0 | 2677.8531 | 1217.9078 | -621.2819 | 0 | 838.6634 | 0 | 0 | 0
5890 | 1535.5758 | 0 | 3482.281 | 1611.5297 | -52.068 | 0 | 1818.6832 | 0 | 0 | 0
5891 | 1778.9231 | 0 | 4013.1275 | 1866.9133 | 0 | 0 | 2146.2142 | 0 | 0 | 0
5892 | 1434.3111 | 0 | 4252.107 | 1505.2559 | 0 | 0 | 2746.8511 | 0 | 0 | 0
5893 | 1226.9442 | 0 | 4211.9503 | 1287.632 | 0 | 0 | 2924.3184 | 0 | 0 | 0
5894 | 1067.315 | 0 | 3882.4285 | 1120.1073 | 0 | 0 | 2762.3212 | 0 | 0 | 0
5895 | 1327.1212 | 0 | 3268.9042 | 1392.764 | 0 | 0 | 1876.1402 | 0 | 0 | 0
5896 | 1593.7705 | 0 | 2401.2315 | 1672.6022 | 0 | 0 | 728.6294 | 0 | 0 | 0
5897 | 1265.787 | 0 | 851.4627 | 851.4627 | 0 | 0 | 0 | 454.455 | 0 | 0
5898 | 1411.0786 | 0 | 159.3588 | 159.3588 | 0 | 0 | 0 | 1259.231 | 0 | 0
5899 | 906.1208 | 0 | 0 | 0 | 0 | 0 | 0 | 906.121 | 0 | 0
5900 | 1138.4192 | 0 | 0 | 0 | 0 | 0 | 0 | 1138.419 | 0 | 0
5901 | 1154.7758 | 0 | 0 | 0 | 0 | 0 | 0 | 1154.776 | 0 | 0
5902 | 1472.9116 | 0 | 0 | 0 | 0 | 0 | 0 | 1167.038 | 0 | 321.0034
5903 | 1362.5046 | 0 | 0 | 0 | 0 | 0 | 0 | 770.505 | 0 | 621.2819
5904 | 141.4846 | 0 | 0 | 0 | 0 | 0 | 0 | 141.485 | 0 | 0
5905 | 99.7752 | 0 | 0 | 0 | 0 | 0 | 0 | 99.775 | 0 | 0
5906 | 96.5039 | 0 | 0 | 0 | 0 | 0 | 0 | 96.504 | 0 | 0
5907 | 105.5001 | 0 | 0 | 0 | 0 | 0 | 0 | 105.5 | 0 | 0
5908 | 94.8683 | 0 | 0 | 0 | 0 | 0 | 0 | 94.868 | 0 | 0
5909 | 100.5931 | 0 | 0 | 0 | 0 | 0 | 0 | 100.593 | 0 | 0
5910 | 91.5969 | 0 | 0 | 0 | 0 | 0 | 0 | 91.597 | 0 | 0
5911 | 86.69 | 0 | 401.7501 | 90.9779 | -310.7721 | 0 | 0 | 0 | 0 | 0
5912 | 88.3635 | 0 | 1559.9413 | 92.7337 | -621.2819 | 0 | 845.9257 | 0 | 0 | 0
5913 | 674.8497 | 0 | 2649.8797 | 708.2299 | -116.6069 | 0 | 1825.0429 | 0 | 0 | 0
5914 | 1069.3668 | 0 | 2191.9298 | 1122.2608 | 0 | 0 | 1069.6691 | 0 | 0 | 0
5915 | 1034.0283 | 0 | 4012.0277 | 1085.1738 | 0 | 0 | 2926.8539 | 0 | 0 | 0
5916 | 1101.8888 | 0 | 4252.7157 | 1156.3904 | 0 | 0 | 3096.3253 | 0 | 0 | 0
5917 | 1309.4418 | 0 | 4199.2298 | 1374.2105 | 0 | 0 | 2825.0193 | 0 | 0 | 0
5918 | 1334.591 | 0 | 3764.6924 | 1400.6035 | 0 | 0 | 2364.089 | 0 | 0 | 0
5919 | 1249.9334 | 0 | 2748.2595 | 1311.7581 | 0 | 0 | 1436.5014 | 0 | 0 | 0
5920 | 1409.4378 | 0 | 2275.104 | 1479.1526 | 0 | 0 | 795.9513 | 0 | 0 | 0
5921 | 1475.0421 | 0 | 1187.6497 | 1187.6497 | 0 | 0 | 0 | 343.368 | 0 | 0
5922 | 1347.0834 | 0 | 159.6663 | 159.6663 | 0 | 0 | 0 | 1194.943 | 0 | 0
5923 | 1438.5628 | 0 | 0 | 0 | 0 | 0 | 0 | 1438.563 | 0 | 0
5924 | 1652.8342 | 0 | 0 | 0 | 0 | 0 | 0 | 1652.834 | 0 | 0
5925 | 1743.6133 | 0 | 0 | 0 | 0 | 0 | 0 | 1743.613 | 0 | 0
5926 | 1660.1947 | 0 | 0 | 0 | 0 | 0 | 0 | 1354.321 | 0 | 321.0034
5927 | 1413.2101 | 0 | 0 | 0 | 0 | 0 | 0 | 821.21 | 0 | 621.2819
5928 | 139.8489 | 0 | 0 | 0 | 0 | 0 | 0 | 139.849 | 0 | 0
5929 | 107.1357 | 0 | 0 | 0 | 0 | 0 | 0 | 107.136 | 0 | 0
5930 | 98.9574 | 0 | 0 | 0 | 0 | 0 | 0 | 98.957 | 0 | 0
5931 | 102.2287 | 0 | 0 | 0 | 0 | 0 | 0 | 102.229 | 0 | 0
5932 | 100.5931 | 0 | 0 | 0 | 0 | 0 | 0 | 100.593 | 0 | 0
5933 | 103.8644 | 0 | 0 | 0 | 0 | 0 | 0 | 103.864 | 0 | 0
5934 | 97.3218 | 0 | 0 | 0 | 0 | 0 | 0 | 97.322 | 0 | 0
5935 | 94.8683 | 0 | 12.2661 | 12.2661 | 0 | 0 | 0 | 83.181 | 0 | 0
5936 | 87.886 | 0 | 1235.8305 | 92.2331 | -621.2819 | 0 | 522.3155 | 0 | 0 | 0
5937 | 953.4016 | 0 | 1085.5852 | 1000.5588 | -85.0264 | 0 | 0 | 0 | 0 | 0
5938 | 1414.2467 | 0 | 3450.5589 | 1484.1995 | -342.3526 | 0 | 1624.0068 | 0 | 0 | 0
5939 | 1289.2178 | 0 | 3980.8912 | 1352.9862 | 0 | 0 | 2627.905 | 0 | 0 | 0
5940 | 1489.7845 | 0 | 3428.4519 | 1563.4727 | 0 | 0 | 1864.9792 | 0 | 0 | 0
5941 | 1378.1088 | 0 | 3087.7586 | 1446.274 | 0 | 0 | 1641.4846 | 0 | 0 | 0
5942 | 1448.9237 | 0 | 3437.4238 | 1520.5917 | 0 | 0 | 1916.8321 | 0 | 0 | 0
5943 | 1588.6233 | 0 | 2310.5286 | 1667.2006 | 0 | 0 | 643.328 | 0 | 0 | 0
5944 | 1511.5071 | 0 | 865.3187 | 865.3187 | 0 | 0 | 0 | 686.972 | 0 | 0
5945 | 1311.4301 | 0 | 459.1987 | 459.1987 | 0 | 0 | 0 | 873.874 | 0 | 0
5946 | 1754.8452 | 0 | 76.3495 | 76.3495 | 0 | 0 | 0 | 1682.094 | 0 | 0
5947 | 1257.345 | 0 | 0 | 0 | 0 | 0 | 0 | 1257.345 | 0 | 0
5948 | 847.2718 | 0 | 0 | 0 | 0 | 0 | 0 | 847.272 | 0 | 0
5949 | 1282.3573 | 0 | 0 | 0 | 0 | 0 | 0 | 1282.357 | 0 | 0
5950 | 1299.5317 | 0 | 0 | 0 | 0 | 0 | 0 | 993.658 | 0 | 321.0034
5951 | 1363.3224 | 0 | 0 | 0 | 0 | 0 | 0 | 771.322 | 0 | 621.2819
5952 | 1331.4271 | 0 | 0 | 0 | 0 | 0 | 0 | 1331.427 | 0 | 0
5953 | 1392.7643 | 0 | 0 | 0 | 0 | 0 | 0 | 1392.764 | 0 | 0
5954 | 954.4075 | 0 | 0 | 0 | 0 | 0 | 0 | 954.407 | 0 | 0
5955 | 1391.9465 | 0 | 0 | 0 | 0 | 0 | 0 | 1391.946 | 0 | 0
5956 | 1367.4116 | 0 | 0 | 0 | 0 | 0 | 0 | 1367.412 | 0 | 0
5957 | 1018.1982 | 0 | 0 | 0 | 0 | 0 | 0 | 1018.198 | 0 | 0
5958 | 1299.5317 | 0 | 0 | 0 | 0 | 0 | 0 | 1299.532 | 0 | 0
5959 | 1066.4502 | 0 | 316.8958 | 316.8958 | 0 | 0 | 0 | 764.49 | 0 | 0
5960 | 879.7304 | 0 | 1597.1941 | 923.2449 | -621.2819 | 0 | 52.6673 | 0 | 0 | 0
5961 | 1118.7892 | 0 | 2691.1005 | 1174.1273 | -427.379 | 0 | 1089.5942 | 0 | 0 | 0
5962 | 1147.7987 | 0 | 3497.4688 | 1204.5722 | 0 | 0 | 2292.8965 | 0 | 0 | 0
5963 | 1167.7466 | 0 | 3995.6991 | 1225.5059 | 0 | 0 | 2770.1932 | 0 | 0 | 0
5964 | 1009.8492 | 0 | 4241.7163 | 1059.7989 | 0 | 0 | 3181.9174 | 0 | 0 | 0
5965 | 1123.4907 | 0 | 4201.9385 | 1179.0619 | 0 | 0 | 3022.8766 | 0 | 0 | 0
5966 | 1352.7826 | 0 | 2617.0987 | 1419.6953 | 0 | 0 | 1197.4034 | 0 | 0 | 0
5967 | 1227.347 | 0 | 467.1641 | 467.1641 | 0 | 0 | 0 | 782.201 | 0 | 0
5968 | 1201.4218 | 0 | 131.037 | 131.037 | 0 | 0 | 0 | 1076.561 | 0 | 0
5969 | 1209.5909 | 0 | 33.3488 | 33.3488 | 0 | 0 | 0 | 1177.814 | 0 | 0
5970 | 1315.1216 | 0 | 0 | 0 | 0 | 0 | 0 | 1315.122 | 0 | 0
5971 | 1232.4093 | 0 | 0 | 0 | 0 | 0 | 0 | 1232.409 | 0 | 0
5972 | 1067.268 | 0 | 0 | 0 | 0 | 0 | 0 | 1067.268 | 0 | 0
5973 | 1498.2644 | 0 | 0 | 0 | 0 | 0 | 0 | 1498.264 | 0 | 0
5974 | 1077.8998 | 0 | 0 | 0 | 0 | 0 | 0 | 772.026 | 0 | 321.0034
5975 | 1290.5356 | 0 | 0 | 0 | 0 | 0 | 0 | 698.536 | 0 | 621.2819
5976 | 956.861 | 0 | 0 | 0 | 0 | 0 | 0 | 956.861 | 0 | 0
5977 | 1195.6673 | 0 | 0 | 0 | 0 | 0 | 0 | 1195.667 | 0 | 0
5978 | 1304.4387 | 0 | 0 | 0 | 0 | 0 | 0 | 1304.439 | 0 | 0
5979 | 1028.83 | 0 | 0 | 0 | 0 | 0 | 0 | 1028.83 | 0 | 0
5980 | 1461.462 | 0 | 0 | 0 | 0 | 0 | 0 | 1461.462 | 0 | 0
5981 | 1392.7643 | 0 | 0 | 0 | 0 | 0 | 0 | 1392.764 | 0 | 0
5982 | 1118.7913 | 0 | 0 | 0 | 0 | 0 | 0 | 1118.791 | 0 | 0
5983 | 1271.7255 | 0 | 165.4384 | 165.4384 | 0 | 0 | 0 | 1114.085 | 0 | 0
5984 | 186.0829 | 0 | 664.7517 | 195.2872 | -469.4645 | 0 | 0 | 0 | 0 | 0
5985 | 155.6841 | 0 | 1783.4076 | 163.3846 | -579.1964 | 0 | 1040.8267 | 0 | 0 | 0
5986 | 185.2027 | 0 | 2236.0891 | 194.3636 | 0 | 0 | 2041.7255 | 0 | 0 | 0
5987 | 174.4073 | 0 | 2981.7145 | 183.0336 | 0 | 0 | 2798.6809 | 0 | 0 | 0
5988 | 189.5525 | 0 | 2342.6002 | 198.9278 | 0 | 0 | 2143.6724 | 0 | 0 | 0
5989 | 199.8194 | 0 | 1146.9074 | 209.7026 | 0 | 0 | 937.2048 | 0 | 0 | 0
5990 | 201.4499 | 0 | 2387.2338 | 211.4143 | 0 | 0 | 2175.8195 | 0 | 0 | 0
5991 | 132.424 | 0 | 1774.4725 | 138.974 | 0 | 0 | 1635.4984 | 0 | 0 | 0
5992 | 181.7586 | 0 | 218.8476 | 190.7493 | 0 | 0 | 28.0983 | 0 | 0 | 0
5993 | 119.9634 | 0 | 637.3754 | 125.8967 | 0 | 0 | 511.4787 | 0 | 0 | 0
5994 | 101.4733 | 0 | 105.4406 | 105.4406 | 0 | 0 | 0 | 0 | 0 | 1.0516
5995 | 112.5998 | 0 | 0 | 0 | 0 | 0 | 0 | 0 | 0 | 118.1695
5996 | 110.407 | 0 | 0 | 0 | 0 | 0 | 0 | 0 | 0 | 115.868
5997 | 102.2287 | 0 | 0 | 0 | 0 | 0 | 0 | 0 | 0 | 107.2855
5998 | 93.2326 | 0 | 0 | 0 | 0 | 0 | 0 | 0 | 0 | 97.8446
5999 | 102.2287 | 0 | 0 | 0 | 0 | 0 | 0 | 0 | 0 | 107.2855
6000 | 95.6861 | 0 | 0 | 0 | 0 | 0 | 0 | 0 | 0 | 100.4189
6001 | 100.5931 | 0 | 0 | 0 | 0 | 0 | 0 | 100.593 | 0 | 0
6002 | 92.4148 | 0 | 0 | 0 | 0 | 0 | 0 | 92.415 | 0 | 0
6003 | 98.9574 | 0 | 0 | 0 | 0 | 0 | 0 | 98.957 | 0 | 0
6004 | 93.2326 | 0 | 0 | 0 | 0 | 0 | 0 | 3.299 | 0 | 94.3824
6005 | 98.9574 | 0 | 0 | 0 | 0 | 0 | 0 | 0 | 0 | 103.8517
6006 | 91.5969 | 0 | 0 | 0 | 0 | 0 | 0 | 0 | 0 | 96.1276
6007 | 94.8683 | 0 | 318.5581 | 99.5615 | -218.9966 | 0 | 0 | 0 | 0 | 0
6008 | 88.6732 | 0 | 1241.2898 | 93.0601 | -621.2819 | 0 | 526.9478 | 0 | 0 | 0
6009 | 877.3751 | 0 | 2765.3269 | 920.7723 | -208.3824 | 0 | 1636.1722 | 0 | 0 | 0
6010 | 1234.046 | 0 | 1495.1422 | 1295.0853 | 0 | 0 | 200.057 | 0 | 0 | 0
6011 | 1673.4272 | 0 | 2873.6241 | 1756.1992 | 0 | 0 | 1117.4249 | 0 | 0 | 0
6012 | 1423.6773 | 0 | 2075.5476 | 1494.0959 | 0 | 0 | 581.4517 | 0 | 0 | 0
6013 | 1772.2558 | 0 | 827.6231 | 827.6231 | 0 | 0 | 0 | 983.64 | 0 | 0
6014 | 1493.8665 | 0 | 645.1047 | 645.1047 | 0 | 0 | 0 | 879.166 | 0 | 0
6015 | 1557.6541 | 0 | 182.2927 | 182.2927 | 0 | 0 | 0 | 1383.953 | 0 | 0
6016 | 1584.9707 | 0 | 215.6184 | 215.6184 | 0 | 0 | 0 | 1379.515 | 0 | 0
6017 | 1772.4797 | 0 | 192.0926 | 192.0926 | 0 | 0 | 0 | 1589.441 | 0 | 0
6018 | 1755.7039 | 0 | 26.6249 | 26.6249 | 0 | 0 | 0 | 1730.334 | 0 | 0
6019 | 1611.083 | 0 | 0 | 0 | 0 | 0 | 0 | 1611.083 | 0 | 0
6020 | 1745.249 | 0 | 0 | 0 | 0 | 0 | 0 | 1745.249 | 0 | 0
6021 | 1431.2023 | 0 | 0 | 0 | 0 | 0 | 0 | 1431.202 | 0 | 0
6022 | 1315.8883 | 0 | 0 | 0 | 0 | 0 | 0 | 1010.015 | 0 | 321.0034
6023 | 1081.1711 | 0 | 0 | 0 | 0 | 0 | 0 | 489.171 | 0 | 621.2819
6024 | 1571.0512 | 0 | 0 | 0 | 0 | 0 | 0 | 1571.051 | 0 | 0
6025 | 1019.8339 | 0 | 0 | 0 | 0 | 0 | 0 | 1019.834 | 0 | 0
6026 | 1302.803 | 0 | 0 | 0 | 0 | 0 | 0 | 1302.803 | 0 | 0
6027 | 1215.2952 | 0 | 0 | 0 | 0 | 0 | 0 | 1215.295 | 0 | 0
6028 | 1135.9657 | 0 | 0 | 0 | 0 | 0 | 0 | 1135.966 | 0 | 0
6029 | 1096.7099 | 0 | 0 | 0 | 0 | 0 | 0 | 1096.71 | 0 | 0
6030 | 1092.6207 | 0 | 0 | 0 | 0 | 0 | 0 | 1092.621 | 0 | 0
6031 | 1315.8883 | 0 | 405.7601 | 405.7601 | 0 | 0 | 0 | 929.253 | 0 | 0
6032 | 1094.9209 | 0 | 868.5007 | 868.5007 | 0 | 0 | 0 | 267.354 | 0 | 0
6033 | 1387.202 | 0 | 1414.108 | 1414.108 | 0 | 0 | 0 | 39.743 | 0 | 0
6034 | 1405.6574 | 0 | 3594.5525 | 1475.1846 | -621.2819 | 0 | 1498.086 | 0 | 0 | 0
6035 | 1365.2484 | 0 | 3371.6781 | 1432.7779 | -427.379 | 0 | 1511.5212 | 0 | 0 | 0
6036 | 1221.3717 | 0 | 4317.4035 | 1281.7844 | 0 | 0 | 3035.6191 | 0 | 0 | 0
6037 | 1267.0966 | 0 | 4285.1777 | 1329.77 | 0 | 0 | 2955.4077 | 0 | 0 | 0
6038 | 1528.0967 | 0 | 3960.328 | 1603.6808 | 0 | 0 | 2356.6472 | 0 | 0 | 0
6039 | 1700.6118 | 0 | 3344.539 | 1784.7289 | 0 | 0 | 1559.8101 | 0 | 0 | 0
6040 | 1411.0387 | 0 | 1747.3029 | 1480.8328 | 0 | 0 | 266.4701 | 0 | 0 | 0
6041 | 1480.8333 | 0 | 320.2372 | 320.2372 | 0 | 0 | 0 | 1175.689 | 0 | 0
6042 | 1727.6442 | 0 | 46.8155 | 46.8155 | 0 | 0 | 0 | 1683.035 | 0 | 0
6043 | 1863.8394 | 0 | 0 | 0 | 0 | 0 | 0 | 1863.839 | 0 | 0
6044 | 874.2602 | 0 | 0 | 0 | 0 | 0 | 0 | 874.26 | 0 | 0
6045 | 1106.5238 | 0 | 0 | 0 | 0 | 0 | 0 | 1106.524 | 0 | 0
6046 | 1191.5782 | 0 | 0 | 0 | 0 | 0 | 0 | 885.704 | 0 | 321.0034
6047 | 1427.931 | 0 | 0 | 0 | 0 | 0 | 0 | 835.931 | 0 | 621.2819
6048 | 771.2136 | 0 | 0 | 0 | 0 | 0 | 0 | 771.214 | 0 | 0
6049 | 615.8259 | 0 | 0 | 0 | 0 | 0 | 0 | 615.826 | 0 | 0
6050 | 593.7445 | 0 | 0 | 0 | 0 | 0 | 0 | 593.745 | 0 | 0
6051 | 716.419 | 0 | 0 | 0 | 0 | 0 | 0 | 716.419 | 0 | 0
6052 | 741.7717 | 0 | 0 | 0 | 0 | 0 | 0 | 741.772 | 0 | 0
6053 | 516.8685 | 0 | 0 | 0 | 0 | 0 | 0 | 516.868 | 0 | 0
6054 | 739.3182 | 0 | 0 | 0 | 0 | 0 | 0 | 739.318 | 0 | 0
6055 | 691.8841 | 0 | 215.8021 | 215.8021 | 0 | 0 | 0 | 486.253 | 0 | 0
6056 | 788.801 | 0 | 794.5933 | 794.5933 | 0 | 0 | 0 | 31.658 | 0 | 0
6057 | 672.9677 | 0 | 1123.6482 | 706.2548 | -417.3934 | 0 | 0 | 0 | 0 | 0
6058 | 848.4842 | 0 | 1473.0416 | 890.4523 | -582.5893 | 0 | 0 | 0 | 0 | 0
6059 | 583.859 | 0 | 2795.4832 | 612.7393 | -48.6783 | 0 | 2134.0656 | 0 | 0 | 0
6060 | 720.5879 | 0 | 2524.0533 | 756.2292 | 0 | 0 | 1767.8241 | 0 | 0 | 0
6061 | 820.5103 | 0 | 3339.257 | 861.0946 | 0 | 0 | 2478.1624 | 0 | 0 | 0
6062 | 864.1732 | 0 | 2897.1205 | 906.9173 | 0 | 0 | 1990.2032 | 0 | 0 | 0
6063 | 828.4586 | 0 | 3329.5107 | 869.4358 | 0 | 0 | 2460.0749 | 0 | 0 | 0
6064 | 969.7735 | 0 | 1787.554 | 1017.7416 | 0 | 0 | 769.8124 | 0 | 0 | 0
6065 | 882.8525 | 0 | 1224.4228 | 926.5213 | 0 | 0 | 297.9015 | 0 | 0 | 0
6066 | 889.7008 | 0 | 176.0127 | 176.0127 | 0 | 0 | 0 | 721.984 | 0 | 0
6067 | 815.3764 | 0 | 0 | 0 | 0 | 0 | 0 | 815.376 | 0 | 0
6068 | 857.0857 | 0 | 0 | 0 | 0 | 0 | 0 | 857.086 | 0 | 0
6069 | 776.1206 | 0 | 0 | 0 | 0 | 0 | 0 | 776.121 | 0 | 0
6070 | 704.9694 | 0 | 0 | 0 | 0 | 0 | 0 | 370.581 | 0 | 350.9288
6071 | 563.4848 | 0 | 0 | 0 | 0 | 0 | 0 | 0 | 0 | 591.3565
6072 | 704.9694 | 0 | 0 | 0 | 0 | 0 | 0 | 704.969 | 0 | 0
6073 | 1049.2758 | 0 | 0 | 0 | 0 | 0 | 0 | 1049.276 | 0 | 0
6074 | 1127.7874 | 0 | 0 | 0 | 0 | 0 | 0 | 1127.787 | 0 | 0
6075 | 815.3764 | 0 | 0 | 0 | 0 | 0 | 0 | 815.376 | 0 | 0
6076 | 836.64 | 0 | 0 | 0 | 0 | 0 | 0 | 836.64 | 0 | 0
6077 | 796.5663 | 0 | 0 | 0 | 0 | 0 | 0 | 796.566 | 0 | 0
6078 | 758.1283 | 0 | 0 | 0 | 0 | 0 | 0 | 758.128 | 0 | 0
6079 | 855.4501 | 0 | 201.6553 | 201.6553 | 0 | 0 | 0 | 663.299 | 0 | 0
6080 | 639.7638 | 0 | 753.6391 | 671.4085 | -82.2307 | 0 | 0 | 0 | 0 | 0
6081 | 302.7034 | 0 | 1755.0742 | 317.6755 | -621.2819 | 0 | 816.1168 | 0 | 0 | 0
6082 | 287.4345 | 0 | 1958.2848 | 301.6523 | -345.1483 | 0 | 1311.4842 | 0 | 0 | 0
6083 | 226.1197 | 0 | 2887.7824 | 237.3045 | 0 | 0 | 2650.4779 | 0 | 0 | 0
6084 | 306.2691 | 0 | 2688.1085 | 321.4179 | 0 | 0 | 2366.6906 | 0 | 0 | 0
6085 | 908.0488 | 0 | 3252.3983 | 952.9636 | 0 | 0 | 2299.4347 | 0 | 0 | 0
6086 | 1146.5832 | 0 | 2993.5252 | 1203.2971 | 0 | 0 | 1790.2281 | 0 | 0 | 0
6087 | 858.2665 | 0 | 182.6894 | 182.6894 | 0 | 0 | 0 | 684.188 | 0 | 0
6088 | 1394.3683 | 0 | 93.0863 | 93.0863 | 0 | 0 | 0 | 1305.669 | 0 | 0
6089 | 1415.3466 | 0 | 38.1396 | 38.1396 | 0 | 0 | 0 | 1379.005 | 0 | 0
6090 | 1274.8271 | 0 | 0 | 0 | 0 | 0 | 0 | 1274.827 | 0 | 0
6091 | 1217.7058 | 0 | 0 | 0 | 0 | 0 | 0 | 1217.706 | 0 | 0
6092 | 1113.8843 | 0 | 0 | 0 | 0 | 0 | 0 | 1113.884 | 0 | 0
6093 | 1204.6634 | 0 | 0 | 0 | 0 | 0 | 0 | 1204.663 | 0 | 0
6094 | 1071.3572 | 0 | 0 | 0 | 0 | 0 | 0 | 765.483 | 0 | 321.0034
6095 | 1266.8185 | 0 | 0 | 0 | 0 | 0 | 0 | 674.819 | 0 | 621.2819
6096 | 1126.9696 | 0 | 0 | 0 | 0 | 0 | 0 | 1126.97 | 0 | 0
6097 | 1026.3765 | 0 | 0 | 0 | 0 | 0 | 0 | 1026.377 | 0 | 0
6098 | 914.3338 | 0 | 0 | 0 | 0 | 0 | 0 | 914.334 | 0 | 0
6099 | 758.1283 | 0 | 0 | 0 | 0 | 0 | 0 | 758.128 | 0 | 0
6100 | 830.0973 | 0 | 0 | 0 | 0 | 0 | 0 | 830.097 | 0 | 0
6101 | 926.6013 | 0 | 0 | 0 | 0 | 0 | 0 | 926.601 | 0 | 0
6102 | 1324.0666 | 0 | 0 | 0 | 0 | 0 | 0 | 1324.067 | 0 | 0
6103 | 1107.3417 | 0 | 326.6127 | 326.6127 | 0 | 0 | 0 | 796.123 | 0 | 0
6104 | 949.5925 | 0 | 1149.1438 | 996.5624 | -152.5814 | 0 | 0 | 0 | 0 | 0
6105 | 1070.4841 | 0 | 2025.527 | 1123.433 | -621.2819 | 0 | 280.8121 | 0 | 0 | 0
6106 | 1490.9918 | 0 | 2294.1769 | 1564.7405 | -274.7976 | 0 | 454.6388 | 0 | 0 | 0
6107 | 1371.7788 | 0 | 2658.2366 | 1439.6309 | 0 | 0 | 1218.6057 | 0 | 0 | 0
6108 | 1488.1212 | 0 | 3632.2313 | 1561.7285 | 0 | 0 | 2070.5028 | 0 | 0 | 0
6109 | 1658.559 | 0 | 1940.4188 | 1740.5958 | 0 | 0 | 199.8229 | 0 | 0 | 0
6110 | 1466.1104 | 0 | 783.15 | 783.15 | 0 | 0 | 0 | 578.227 | 0 | 148.6501
6111 | 1663.649 | 0 | 1911.3696 | 1745.9376 | -165.4321 | 0 | 0 | 0 | 0 | 0
6112 | 1239.8362 | 0 | 1155.1814 | 1155.1814 | 0 | 0 | 0 | 139.1 | 0 | 0
6113 | 1491.3363 | 0 | 870.5818 | 870.5818 | 0 | 0 | 0 | 661.786 | 0 | 0
6114 | 1536.6216 | 0 | 129.8059 | 129.8059 | 0 | 0 | 0 | 1412.933 | 0 | 0
6115 | 1553.0947 | 0 | 0 | 0 | 0 | 0 | 0 | 1553.095 | 0 | 0
6116 | 1250.4619 | 0 | 0 | 0 | 0 | 0 | 0 | 1250.462 | 0 | 0
6117 | 1401.7604 | 0 | 0 | 0 | 0 | 0 | 0 | 1401.76 | 0 | 0
6118 | 1464.7333 | 0 | 0 | 0 | 0 | 0 | 0 | 1158.86 | 0 | 321.0034
6119 | 1255.3689 | 0 | 0 | 0 | 0 | 0 | 0 | 663.369 | 0 | 621.2819
6120 | 1278.2681 | 0 | 0 | 0 | 0 | 0 | 0 | 1278.268 | 0 | 0
6121 | 1221.8379 | 0 | 0 | 0 | 0 | 0 | 0 | 1221.838 | 0 | 0
6122 | 1106.5238 | 0 | 0 | 0 | 0 | 0 | 0 | 1106.524 | 0 | 0
6123 | 1113.0665 | 0 | 0 | 0 | 0 | 0 | 0 | 1113.066 | 0 | 0
6124 | 1459.8264 | 0 | 0 | 0 | 0 | 0 | 0 | 1459.826 | 0 | 0
6125 | 963.4036 | 0 | 0 | 0 | 0 | 0 | 0 | 963.404 | 0 | 0
6126 | 978.9424 | 0 | 0 | 0 | 0 | 0 | 0 | 978.942 | 0 | 0
6127 | 1391.9465 | 0 | 444.65 | 444.65 | 0 | 0 | 0 | 968.253 | 0 | 0
6128 | 1243.5472 | 0 | 1660.314 | 1305.0562 | -355.2578 | 0 | 0 | 0 | 0 | 0
6129 | 1089.836 | 0 | 2728.6314 | 1143.7422 | -621.2819 | 0 | 963.6072 | 0 | 0 | 0
6130 | 1125.3411 | 0 | 2802.5146 | 1181.0034 | -72.1212 | 0 | 1549.39 | 0 | 0 | 0
6131 | 1443.0721 | 0 | 3334.0412 | 1514.4502 | 0 | 0 | 1819.591 | 0 | 0 | 0
6132 | 1395.4795 | 0 | 4165.8338 | 1464.5042 | 0 | 0 | 2701.3296 | 0 | 0 | 0
6133 | 1267.3981 | 0 | 4119.882 | 1330.088 | 0 | 0 | 2789.7941 | 0 | 0 | 0
6134 | 1171.6916 | 0 | 3740.433 | 1229.646 | 0 | 0 | 2510.787 | 0 | 0 | 0
6135 | 1207.4389 | 0 | 3110.6694 | 1267.1622 | 0 | 0 | 1843.5072 | 0 | 0 | 0
6136 | 1296.1408 | 0 | 2239.1 | 1360.2516 | 0 | 0 | 878.8484 | 0 | 0 | 0
6137 | 1213.9294 | 0 | 1116.7049 | 1116.7049 | 0 | 0 | 0 | 149.856 | 0 | 0
6138 | 1030.8817 | 0 | 140.6175 | 140.6175 | 0 | 0 | 0 | 896.892 | 0 | 0
6139 | 1441.0183 | 0 | 0 | 0 | 0 | 0 | 0 | 1441.018 | 0 | 0
6140 | 967.4928 | 0 | 0 | 0 | 0 | 0 | 0 | 967.493 | 0 | 0
6141 | 1176.0394 | 0 | 0 | 0 | 0 | 0 | 0 | 1176.039 | 0 | 0
6142 | 1427.1132 | 0 | 0 | 0 | 0 | 0 | 0 | 1121.24 | 0 | 321.0034
6143 | 1197.303 | 0 | 0 | 0 | 0 | 0 | 0 | 605.303 | 0 | 621.2819
6144 | 1134.3301 | 0 | 0 | 0 | 0 | 0 | 0 | 1134.33 | 0 | 0
6145 | 1411.5744 | 0 | 0 | 0 | 0 | 0 | 0 | 1411.574 | 0 | 0
6146 | 1233.2875 | 0 | 0 | 0 | 0 | 0 | 0 | 1233.287 | 0 | 0
6147 | 1411.5744 | 0 | 0 | 0 | 0 | 0 | 0 | 1411.574 | 0 | 0
6148 | 1032.9192 | 0 | 0 | 0 | 0 | 0 | 0 | 1032.919 | 0 | 0
6149 | 981.3959 | 0 | 0 | 0 | 0 | 0 | 0 | 981.396 | 0 | 0
6150 | 1022.2874 | 0 | 0 | 0 | 0 | 0 | 0 | 1022.287 | 0 | 0
6151 | 1038.644 | 0 | 429.9124 | 429.9124 | 0 | 0 | 0 | 628.994 | 0 | 0
6152 | 236.2455 | 0 | 1402.884 | 247.9314 | -621.2819 | 0 | 533.6707 | 0 | 0 | 0
6153 | 185.3969 | 0 | 1686.8507 | 194.5683 | -427.379 | 0 | 1064.9034 | 0 | 0 | 0
6154 | 160.3938 | 0 | 2489.7348 | 168.3275 | 0 | 0 | 2321.4073 | 0 | 0 | 0
6155 | 207.2309 | 0 | 3028.3527 | 217.4812 | 0 | 0 | 2810.8715 | 0 | 0 | 0
6156 | 198.151 | 0 | 3529.363 | 207.9521 | 0 | 0 | 3321.4109 | 0 | 0 | 0
6157 | 199.0353 | 0 | 3428.3344 | 208.8809 | 0 | 0 | 3219.4535 | 0 | 0 | 0
6158 | 150.5308 | 0 | 3259.0749 | 157.9756 | 0 | 0 | 3101.0993 | 0 | 0 | 0
6159 | 152.6909 | 0 | 1930.8561 | 160.2435 | 0 | 0 | 1770.6125 | 0 | 0 | 0
6160 | 170.769 | 0 | 1682.6865 | 179.2157 | 0 | 0 | 1503.4708 | 0 | 0 | 0
6161 | 138.479 | 0 | 521.3426 | 145.3285 | 0 | 0 | 376.0141 | 0 | 0 | 0
6162 | 137.6387 | 0 | 70.0097 | 70.0097 | 0 | 0 | 0 | 0 | 0 | 74.4363
6163 | 108.4667 | 0 | 0 | 0 | 0 | 0 | 0 | 0 | 0 | 113.8321
6164 | 0 | 0 | 0 | 0 | 0 | 0 | 0 | 0 | 0 | 0
6165 | 0 | 0 | 0 | 0 | 0 | 0 | 0 | 0 | 0 | 0
6166 | 87.5078 | 0 | 0 | 0 | 0 | 0 | 0 | 0 | 0 | 91.8364
6167 | 89.1435 | 0 | 0 | 0 | 0 | 0 | 0 | 0 | 0 | 93.5523
6168 | 92.4148 | 0 | 0 | 0 | 0 | 0 | 0 | 0 | 0 | 96.9861
6169 | 86.69 | 0 | 0 | 0 | 0 | 0 | 0 | 69.092 | 0 | 18.4684
6170 | 89.1435 | 0 | 0 | 0 | 0 | 0 | 0 | 0 | 0 | 93.5523
6171 | 82.6008 | 0 | 0 | 0 | 0 | 0 | 0 | 0 | 0 | 86.6867
6172 | 88.3256 | 0 | 0 | 0 | 0 | 0 | 0 | 0 | 0 | 92.6948
6173 | 83.4186 | 0 | 0 | 0 | 0 | 0 | 0 | 0 | 0 | 87.5451
6174 | 88.3256 | 0 | 0 | 0 | 0 | 0 | 0 | 0 | 0 | 92.6948
6175 | 70.3334 | 0 | 413.8976 | 73.8129 | -340.0847 | 0 | 0 | 0 | 0 | 0
6176 | 96.5407 | 0 | 1367.8844 | 101.3162 | -621.2819 | 0 | 645.2863 | 0 | 0 | 0
6177 | 784.7098 | 0 | 2004.4916 | 823.5239 | -87.2943 | 0 | 1093.6734 | 0 | 0 | 0
6178 | 1340.7248 | 0 | 2564.8365 | 1407.0409 | 0 | 0 | 1157.7956 | 0 | 0 | 0
6179 | 1486.7248 | 0 | 3111.3914 | 1560.2624 | 0 | 0 | 1551.129 | 0 | 0 | 0
6180 | 1306.7255 | 0 | 3166.5207 | 1371.3592 | 0 | 0 | 1795.1616 | 0 | 0 | 0
6181 | 1510.7833 | 0 | 3375.2263 | 1585.5104 | 0 | 0 | 1789.7159 | 0 | 0 | 0
6182 | 1642.3118 | 0 | 3085.0614 | 1723.5441 | 0 | 0 | 1361.5173 | 0 | 0 | 0
6183 | 1547.9905 | 0 | 2539.8918 | 1624.5588 | 0 | 0 | 915.333 | 0 | 0 | 0
6184 | 1693.5468 | 0 | 1929.3238 | 1777.3134 | 0 | 0 | 152.0105 | 0 | 0 | 0
6185 | 1585.4113 | 0 | 1024.2756 | 1024.2756 | 0 | 0 | 0 | 609.412 | 0 | 0
6186 | 1638.605 | 0 | 141.5284 | 141.5284 | 0 | 0 | 0 | 1503.747 | 0 | 0
6187 | 1627.7258 | 0 | 0 | 0 | 0 | 0 | 0 | 1627.726 | 0 | 0
6188 | 1555.5125 | 0 | 0 | 0 | 0 | 0 | 0 | 1555.512 | 0 | 0
6189 | 1476.183 | 0 | 0 | 0 | 0 | 0 | 0 | 1476.183 | 0 | 0
6190 | 1661.8303 | 0 | 0 | 0 | 0 | 0 | 0 | 1355.957 | 0 | 321.0034
6191 | 1613.5784 | 0 | 0 | 0 | 0 | 0 | 0 | 1021.578 | 0 | 621.2819
6192 | 1260.2759 | 0 | 0 | 0 | 0 | 0 | 0 | 1260.276 | 0 | 0
6193 | 1171.9502 | 0 | 0 | 0 | 0 | 0 | 0 | 1171.95 | 0 | 0
6194 | 1521.1636 | 0 | 0 | 0 | 0 | 0 | 0 | 1521.164 | 0 | 0
6195 | 1377.2255 | 0 | 0 | 0 | 0 | 0 | 0 | 1377.226 | 0 | 0
6196 | 1270.9077 | 0 | 0 | 0 | 0 | 0 | 0 | 1270.908 | 0 | 0
6197 | 1565.3264 | 0 | 0 | 0 | 0 | 0 | 0 | 1565.326 | 0 | 0
6198 | 1360.8689 | 0 | 0 | 0 | 0 | 0 | 0 | 1360.869 | 0 | 0
6199 | 1170.3146 | 0 | 300.4486 | 300.4486 | 0 | 0 | 0 | 884.026 | 0 | 0
6200 | 1033.4007 | 0 | 1115.3448 | 1084.5158 | -30.829 | 0 | 0 | 0 | 0 | 0
6201 | 1230.7481 | 0 | 1960.4436 | 1291.6241 | -621.2819 | 0 | 47.5375 | 0 | 0 | 0
6202 | 1537.052 | 0 | 2720.2923 | 1613.0787 | -396.55 | 0 | 710.6636 | 0 | 0 | 0
6203 | 1548.9034 | 0 | 3030.2564 | 1625.5159 | 0 | 0 | 1404.7405 | 0 | 0 | 0
6204 | 1590.8468 | 0 | 3426.6427 | 1669.5346 | 0 | 0 | 1757.1081 | 0 | 0 | 0
6205 | 1238.0554 | 0 | 3394.8544 | 1299.2925 | 0 | 0 | 2095.5619 | 0 | 0 | 0
6206 | 1441.5264 | 0 | 3066.4975 | 1512.8278 | 0 | 0 | 1553.6697 | 0 | 0 | 0
6207 | 1346.8708 | 0 | 2763.8965 | 1413.4909 | 0 | 0 | 1350.4056 | 0 | 0 | 0
6208 | 1554.022 | 0 | 1767.5345 | 1630.8881 | 0 | 0 | 136.6463 | 0 | 0 | 0
6209 | 1638.7226 | 0 | 620.6155 | 620.6155 | 0 | 0 | 0 | 1047.358 | 0 | 0
6210 | 1543.6519 | 0 | 78.0412 | 78.0412 | 0 | 0 | 0 | 1469.289 | 0 | 0
6211 | 1296.4209 | 0 | 0 | 0 | 0 | 0 | 0 | 1296.421 | 0 | 0
6212 | 1246.3728 | 0 | 0 | 0 | 0 | 0 | 0 | 1246.373 | 0 | 0
6213 | 1571.8691 | 0 | 0 | 0 | 0 | 0 | 0 | 1571.869 | 0 | 0
6214 | 1827.8498 | 0 | 0 | 0 | 0 | 0 | 0 | 1521.976 | 0 | 321.0034
6215 | 1962.7917 | 0 | 0 | 0 | 0 | 0 | 0 | 1370.792 | 0 | 621.2819
6216 | 1447.5589 | 0 | 0 | 0 | 0 | 0 | 0 | 1447.559 | 0 | 0
6217 | 1347.7837 | 0 | 0 | 0 | 0 | 0 | 0 | 1347.784 | 0 | 0
6218 | 1417.2992 | 0 | 0 | 0 | 0 | 0 | 0 | 1417.299 | 0 | 0
6219 | 1479.4543 | 0 | 0 | 0 | 0 | 0 | 0 | 1479.454 | 0 | 0
6220 | 1595.5861 | 0 | 0 | 0 | 0 | 0 | 0 | 1595.586 | 0 | 0
6221 | 1610.3071 | 0 | 0 | 0 | 0 | 0 | 0 | 1610.307 | 0 | 0
6222 | 1157.2293 | 0 | 0 | 0 | 0 | 0 | 0 | 1157.229 | 0 | 0
6223 | 1109.7952 | 0 | 231.2911 | 231.2911 | 0 | 0 | 0 | 889.406 | 0 | 0
6224 | 994.4167 | 0 | 848.5462 | 848.5462 | 0 | 0 | 0 | 185.863 | 0 | 0
6225 | 1024.9954 | 0 | 1346.2214 | 1075.694 | -270.5273 | 0 | 0 | 0 | 0 | 0
6226 | 1252.2468 | 0 | 2609.6118 | 1314.1865 | -621.2819 | 0 | 674.1434 | 0 | 0 | 0
6227 | 1666.1761 | 0 | 3366.7162 | 1748.5906 | -156.8516 | 0 | 1461.274 | 0 | 0 | 0
6228 | 1295.9036 | 0 | 3590.5131 | 1360.0019 | 0 | 0 | 2230.5112 | 0 | 0 | 0
6229 | 1418.6527 | 0 | 3345.5853 | 1488.8234 | 0 | 0 | 1856.7619 | 0 | 0 | 0
6230 | 1542.1992 | 0 | 3365.4443 | 1618.4803 | 0 | 0 | 1746.964 | 0 | 0 | 0
6231 | 1525.4623 | 0 | 2684.3766 | 1600.9155 | 0 | 0 | 1083.4611 | 0 | 0 | 0
6232 | 1140.3677 | 0 | 2088.7771 | 1196.7726 | 0 | 0 | 892.0045 | 0 | 0 | 0
6233 | 1753.2821 | 0 | 1159.2323 | 1159.2323 | 0 | 0 | 0 | 648.686 | 0 | 0
6234 | 1615.8908 | 0 | 119.8822 | 119.8822 | 0 | 0 | 0 | 1501.658 | 0 | 0
6235 | 1178.4929 | 0 | 0 | 0 | 0 | 0 | 0 | 1178.493 | 0 | 0
6236 | 1647.9272 | 0 | 0 | 0 | 0 | 0 | 0 | 1647.927 | 0 | 0
6237 | 1432.0201 | 0 | 0 | 0 | 0 | 0 | 0 | 1432.02 | 0 | 0
6238 | 1643.0203 | 0 | 0 | 0 | 0 | 0 | 0 | 1337.147 | 0 | 321.0034
6239 | 1400.1248 | 0 | 0 | 0 | 0 | 0 | 0 | 808.125 | 0 | 621.2819
6240 | 1198.1208 | 0 | 0 | 0 | 0 | 0 | 0 | 1198.121 | 0 | 0
6241 | 1325.7023 | 0 | 0 | 0 | 0 | 0 | 0 | 1325.702 | 0 | 0
6242 | 1425.4775 | 0 | 0 | 0 | 0 | 0 | 0 | 1425.478 | 0 | 0
6243 | 1218.5665 | 0 | 0 | 0 | 0 | 0 | 0 | 1218.567 | 0 | 0
6244 | 1399.3069 | 0 | 0 | 0 | 0 | 0 | 0 | 1399.307 | 0 | 0
6245 | 1315.0705 | 0 | 0 | 0 | 0 | 0 | 0 | 1315.07 | 0 | 0
6246 | 733.5934 | 0 | 0 | 0 | 0 | 0 | 0 | 733.593 | 0 | 0
6247 | 983.0315 | 0 | 463.2202 | 463.2202 | 0 | 0 | 0 | 541.644 | 0 | 0
6248 | 877.8811 | 0 | 1692.013 | 921.3034 | -621.2819 | 0 | 149.4277 | 0 | 0 | 0
6249 | 945.2549 | 0 | 2793.7327 | 992.0109 | -427.379 | 0 | 1374.3428 | 0 | 0 | 0
6250 | 1289.4335 | 0 | 2157.965 | 1353.2118 | 0 | 0 | 804.7532 | 0 | 0 | 0
6251 | 942.1656 | 0 | 2944.3085 | 988.7681 | 0 | 0 | 1955.5405 | 0 | 0 | 0
6252 | 1192.4164 | 0 | 4331.5671 | 1251.3961 | 0 | 0 | 3080.1709 | 0 | 0 | 0
6253 | 1457.5078 | 0 | 2719.4528 | 1529.6003 | 0 | 0 | 1189.8525 | 0 | 0 | 0
6254 | 1298.3816 | 0 | 1815.4739 | 1362.6035 | 0 | 0 | 452.8704 | 0 | 0 | 0
6255 | 1441.2678 | 0 | 773.3973 | 773.3973 | 0 | 0 | 0 | 704.322 | 0 | 0
6256 | 1536.8077 | 0 | 96.6293 | 96.6293 | 0 | 0 | 0 | 1444.733 | 0 | 0
6257 | 1458.4473 | 0 | 20.6818 | 20.6818 | 0 | 0 | 0 | 1438.741 | 0 | 0
6258 | 1564.8337 | 0 | 0 | 0 | 0 | 0 | 0 | 1564.834 | 0 | 0
6259 | 1103.6522 | 0 | 0 | 0 | 0 | 0 | 0 | 1103.652 | 0 | 0
6260 | 1320.7953 | 0 | 0 | 0 | 0 | 0 | 0 | 1320.795 | 0 | 0
6261 | 1423.8418 | 0 | 0 | 0 | 0 | 0 | 0 | 1423.842 | 0 | 0
6262 | 1526.8884 | 0 | 0 | 0 | 0 | 0 | 0 | 1221.015 | 0 | 321.0034
6263 | 1557.9659 | 0 | 0 | 0 | 0 | 0 | 0 | 965.966 | 0 | 621.2819
6264 | 1416.4814 | 0 | 0 | 0 | 0 | 0 | 0 | 1416.481 | 0 | 0
6265 | 1565.3264 | 0 | 0 | 0 | 0 | 0 | 0 | 1565.326 | 0 | 0
6266 | 1530.9776 | 0 | 0 | 0 | 0 | 0 | 0 | 1530.978 | 0 | 0
6267 | 1518.7101 | 0 | 0 | 0 | 0 | 0 | 0 | 1518.71 | 0 | 0
6268 | 1445.1054 | 0 | 0 | 0 | 0 | 0 | 0 | 1445.105 | 0 | 0
6269 | 1521.9814 | 0 | 0 | 0 | 0 | 0 | 0 | 1521.981 | 0 | 0
6270 | 1328.1557 | 0 | 0 | 0 | 0 | 0 | 0 | 1328.156 | 0 | 0
6271 | 1128.6053 | 0 | 165.6745 | 165.6745 | 0 | 0 | 0 | 970.739 | 0 | 0
6272 | 1388.3388 | 0 | 620.0593 | 620.0593 | 0 | 0 | 0 | 797.504 | 0 | 0
6273 | 1708.9138 | 0 | 1481.5401 | 1481.5401 | 0 | 0 | 0 | 297.201 | 0 | 0
6274 | 1431.3986 | 0 | 2606.9262 | 1502.1988 | -621.2819 | 0 | 483.4455 | 0 | 0 | 0
6275 | 1533.1581 | 0 | 2931.9658 | 1608.9921 | -427.379 | 0 | 895.5947 | 0 | 0 | 0
6276 | 1365.5684 | 0 | 2575.8013 | 1433.1127 | 0 | 0 | 1142.6886 | 0 | 0 | 0
6277 | 1628.745 | 0 | 3282.1337 | 1709.3071 | 0 | 0 | 1572.8266 | 0 | 0 | 0
6278 | 1656.7966 | 0 | 266.828 | 266.828 | 0 | 0 | 0 | 1402.545 | 0 | 0
6279 | 1559.5597 | 0 | 169.081 | 169.081 | 0 | 0 | 0 | 1398.447 | 0 | 0
6280 | 1548.5916 | 0 | 75.5162 | 75.5162 | 0 | 0 | 0 | 1476.635 | 0 | 0
6281 | 1862.9184 | 0 | 139.5523 | 139.5523 | 0 | 0 | 0 | 1729.943 | 0 | 0
6282 | 1641.6575 | 0 | 9.6572 | 9.6572 | 0 | 0 | 0 | 1632.455 | 0 | 0
6283 | 1998.0095 | 0 | 0 | 0 | 0 | 0 | 0 | 1998.01 | 0 | 0
6284 | 1726.4389 | 0 | 0 | 0 | 0 | 0 | 0 | 1726.439 | 0 | 0
6285 | 1521.9814 | 0 | 0 | 0 | 0 | 0 | 0 | 1521.981 | 0 | 0
6286 | 1737.8885 | 0 | 0 | 0 | 0 | 0 | 0 | 1432.015 | 0 | 321.0034
6287 | 1565.3264 | 0 | 0 | 0 | 0 | 0 | 0 | 973.326 | 0 | 621.2819
6288 | 1698.6327 | 0 | 0 | 0 | 0 | 0 | 0 | 1698.633 | 0 | 0
6289 | 692.7019 | 0 | 0 | 0 | 0 | 0 | 0 | 692.702 | 0 | 0
6290 | 512.7793 | 0 | 0 | 0 | 0 | 0 | 0 | 512.779 | 0 | 0
6291 | 606.0119 | 0 | 0 | 0 | 0 | 0 | 0 | 606.012 | 0 | 0
6292 | 754.857 | 0 | 0 | 0 | 0 | 0 | 0 | 754.857 | 0 | 0
6293 | 802.2911 | 0 | 0 | 0 | 0 | 0 | 0 | 802.291 | 0 | 0
6294 | 671.4383 | 0 | 0 | 0 | 0 | 0 | 0 | 671.438 | 0 | 0
6295 | 609.2833 | 0 | 407.753 | 407.753 | 0 | 0 | 0 | 220.749 | 0 | 0
6296 | 469.188 | 0 | 351.9835 | 351.9835 | 0 | 0 | 0 | 133.794 | 0 | 0
6297 | 557.6649 | 0 | 1501.6122 | 585.2486 | -621.2819 | 0 | 295.0816 | 0 | 0 | 0
6298 | 672.0078 | 0 | 2477.7468 | 705.2473 | -427.379 | 0 | 1345.1205 | 0 | 0 | 0
6299 | 802.2369 | 0 | 4128.0899 | 841.9178 | 0 | 0 | 3286.1721 | 0 | 0 | 0
6300 | 773.4902 | 0 | 4347.7896 | 811.7489 | 0 | 0 | 3536.0407 | 0 | 0 | 0
6301 | 936.0094 | 0 | 4280.4887 | 982.3076 | 0 | 0 | 3298.1811 | 0 | 0 | 0
6302 | 851.9365 | 0 | 3878.0638 | 894.0751 | 0 | 0 | 2983.9887 | 0 | 0 | 0
6303 | 657.248 | 0 | 2689.2492 | 689.7573 | 0 | 0 | 1999.492 | 0 | 0 | 0
6304 | 682.6487 | 0 | 764.1831 | 716.4136 | 0 | 0 | 47.7694 | 0 | 0 | 0
6305 | 686.5273 | 0 | 262.457 | 262.457 | 0 | 0 | 0 | 436.44 | 0 | 0
6306 | 776.4017 | 0 | 24.845 | 24.845 | 0 | 0 | 0 | 752.728 | 0 | 0
6307 | 785.1463 | 0 | 0 | 0 | 0 | 0 | 0 | 785.146 | 0 | 0
6308 | 546.3104 | 0 | 0 | 0 | 0 | 0 | 0 | 546.31 | 0 | 0
6309 | 724.5973 | 0 | 0 | 0 | 0 | 0 | 0 | 724.597 | 0 | 0
6310 | 823.5547 | 0 | 0 | 0 | 0 | 0 | 0 | 517.681 | 0 | 321.0034
6311 | 729.5043 | 0 | 0 | 0 | 0 | 0 | 0 | 137.504 | 0 | 621.2819
6312 | 745.043 | 0 | 0 | 0 | 0 | 0 | 0 | 745.043 | 0 | 0
6313 | 1741.9777 | 0 | 0 | 0 | 0 | 0 | 0 | 1741.978 | 0 | 0
6314 | 1703.5397 | 0 | 0 | 0 | 0 | 0 | 0 | 1703.54 | 0 | 0
6315 | 1585.7722 | 0 | 0 | 0 | 0 | 0 | 0 | 1585.772 | 0 | 0
6316 | 1660.1947 | 0 | 0 | 0 | 0 | 0 | 0 | 1660.195 | 0 | 0
6317 | 1616.0319 | 0 | 0 | 0 | 0 | 0 | 0 | 1616.032 | 0 | 0
6318 | 1492.5396 | 0 | 0 | 0 | 0 | 0 | 0 | 1492.54 | 0 | 0
6319 | 1496.6287 | 0 | 342.9644 | 342.9644 | 0 | 0 | 0 | 1169.828 | 0 | 0
6320 | 112.7164 | 0 | 1182.2617 | 118.2912 | -621.2819 | 0 | 442.6886 | 0 | 0 | 0
6321 | 91.689 | 0 | 1440.3424 | 96.2242 | -427.379 | 0 | 916.7393 | 0 | 0 | 0
6322 | 0 | 0 | 1928.7152 | 0 | 0 | 0 | 1928.7152 | 0 | 0 | 0
6323 | 0 | 0 | 2583.8853 | 0 | 0 | 0 | 2583.8853 | 0 | 0 | 0
6324 | 0 | 0 | 2659.0174 | 0 | 0 | 0 | 2659.0174 | 0 | 0 | 0
6325 | 0 | 0 | 1067.441 | 0 | 0 | 0 | 1067.441 | 0 | 0 | 0
6326 | 89.7711 | 0 | 498.8044 | 94.2113 | 0 | 0 | 404.5931 | 0 | 0 | 0
6327 | 73.0251 | 0 | 612.3646 | 76.637 | 0 | 0 | 535.7276 | 0 | 0 | 0
6328 | 78.3215 | 0 | 468.4539 | 82.196 | 0 | 0 | 386.2579 | 0 | 0 | 0
6329 | 73.0629 | 0 | 363.8466 | 76.6758 | 0 | 0 | 287.1708 | 0 | 0 | 0
6330 | 85.2782 | 0 | 36.2999 | 36.2999 | 0 | 0 | 0 | 0 | 0 | 53.1962
6331 | 79.3551 | 0 | 0 | 0 | 0 | 0 | 0 | 0 | 0 | 83.2801
6332 | 88.3256 | 0 | 0 | 0 | 0 | 0 | 0 | 0 | 0 | 92.6948
6333 | 80.9652 | 0 | 0 | 0 | 0 | 0 | 0 | 0 | 0 | 84.9697
6334 | 88.3256 | 0 | 0 | 0 | 0 | 0 | 0 | 0 | 0 | 92.6948
6335 | 80.9652 | 0 | 0 | 0 | 0 | 0 | 0 | 0 | 0 | 84.9697
6336 | 85.8721 | 0 | 0 | 0 | 0 | 0 | 0 | 0 | 0 | 90.1195
6337 | 76.876 | 0 | 0 | 0 | 0 | 0 | 0 | 76.876 | 0 | 0
6338 | 83.4186 | 0 | 0 | 0 | 0 | 0 | 0 | 61.45 | 0 | 23.0556
6339 | 77.6938 | 0 | 0 | 0 | 0 | 0 | 0 | 0 | 0 | 81.537
6340 | 81.783 | 0 | 0 | 0 | 0 | 0 | 0 | 0 | 0 | 85.8282
6341 | 78.5117 | 0 | 0 | 0 | 0 | 0 | 0 | 0 | 0 | 82.3954
6342 | 83.4186 | 0 | 0 | 0 | 0 | 0 | 0 | 0 | 0 | 87.5451
6343 | 68.6977 | 0 | 363.7469 | 72.096 | -291.6509 | 0 | 0 | 0 | 0 | 0
6344 | 80.819 | 0 | 1246.0323 | 84.8165 | -621.2819 | 0 | 539.9339 | 0 | 0 | 0
6345 | 556.7111 | 0 | 1933.8544 | 584.2474 | -135.7281 | 0 | 1213.8789 | 0 | 0 | 0
6346 | 1538.6406 | 0 | 1920.8673 | 1614.7463 | 0 | 0 | 306.1209 | 0 | 0 | 0
6347 | 1710.5127 | 0 | 2283.4367 | 1795.1196 | 0 | 0 | 488.3171 | 0 | 0 | 0
6348 | 1592.0899 | 0 | 3073.9728 | 1670.8391 | 0 | 0 | 1403.1337 | 0 | 0 | 0
6349 | 1586.6892 | 0 | 3085.1863 | 1665.172 | 0 | 0 | 1420.0143 | 0 | 0 | 0
6350 | 1637.1595 | 0 | 3263.1794 | 1718.1373 | 0 | 0 | 1545.0421 | 0 | 0 | 0
6351 | 1737.0911 | 0 | 1639.0655 | 1639.0655 | 0 | 0 | 0 | 0 | 0 | 183.9477
6352 | 1235.9792 | 0 | 1633.9431 | 1297.1139 | -204.7134 | 0 | 132.1158 | 0 | 0 | 0
6353 | 1637.9753 | 0 | 725.7601 | 725.7601 | 0 | 0 | 0 | 946.421 | 0 | 0
6354 | 1283.7711 | 0 | 59.1582 | 59.1582 | 0 | 0 | 0 | 1227.402 | 0 | 0
6355 | 1342.5199 | 0 | 0 | 0 | 0 | 0 | 0 | 1342.52 | 0 | 0
6356 | 1375.5899 | 0 | 0 | 0 | 0 | 0 | 0 | 1375.59 | 0 | 0
6357 | 1208.7526 | 0 | 0 | 0 | 0 | 0 | 0 | 1208.753 | 0 | 0
6358 | 1334.6984 | 0 | 0 | 0 | 0 | 0 | 0 | 1028.825 | 0 | 321.0034
6359 | 1426.2953 | 0 | 0 | 0 | 0 | 0 | 0 | 834.295 | 0 | 621.2819
6360 | 1445.9232 | 0 | 0 | 0 | 0 | 0 | 0 | 1445.923 | 0 | 0
6361 | 1568.5977 | 0 | 0 | 0 | 0 | 0 | 0 | 1568.598 | 0 | 0
6362 | 1526.8884 | 0 | 0 | 0 | 0 | 0 | 0 | 1526.888 | 0 | 0
6363 | 1723.1676 | 0 | 0 | 0 | 0 | 0 | 0 | 1723.168 | 0 | 0
6364 | 1466.369 | 0 | 0 | 0 | 0 | 0 | 0 | 1466.369 | 0 | 0
6365 | 1491.7217 | 0 | 0 | 0 | 0 | 0 | 0 | 1491.722 | 0 | 0
6366 | 1755.8808 | 0 | 0 | 0 | 0 | 0 | 0 | 1755.881 | 0 | 0
6367 | 1216.9309 | 0 | 95.2387 | 0 | -95.2387 | 0 | 0 | 1216.931 | 0 | 0
6368 | 1615.258 | 0 | 374.9951 | 329.9175 | -45.0776 | 0 | 0 | 1300.89 | 0 | 0
6369 | 1535.5124 | 0 | 1121.3362 | 1121.3362 | 0 | 0 | 0 | 467.027 | 0 | 0
6370 | 1473.9411 | 0 | 1184.4971 | 1184.4971 | 0 | 0 | 0 | 345.271 | 0 | 0
6371 | 1908.6882 | 0 | 2110.713 | 2003.0979 | -107.6151 | 0 | 0 | 0 | 0 | 0
6372 | 2013.4594 | 0 | 2338.3183 | 2113.0501 | -225.2682 | 0 | 0 | 0 | 0 | 0
6373 | 2035.7422 | 0 | 859.4228 | 859.4228 | 0 | 0 | 0 | 1216.826 | 0 | 0
6374 | 1841.9829 | 0 | 2508.5527 | 1933.0914 | -575.4613 | 0 | 0 | 0 | 0 | 0
6375 | 1628.7921 | 0 | 1238.4804 | 1238.4804 | 0 | 0 | 0 | 448.683 | 0 | 0
6376 | 1389.4705 | 0 | 1359.9011 | 1359.9011 | 0 | 0 | 0 | 93.664 | 0 | 0
6377 | 1931.9585 | 0 | 574.2198 | 574.2198 | 0 | 0 | 0 | 1384.803 | 0 | 0
6378 | 1367.8348 | 0 | 51.7123 | 51.7123 | 0 | 0 | 0 | 1318.56 | 0 | 0
6379 | 1384.0595 | 0 | 0 | 0 | 0 | 0 | 0 | 1384.06 | 0 | 0
6380 | 1184.2177 | 0 | 0 | 0 | 0 | 0 | 0 | 1184.218 | 0 | 0
6381 | 1696.1792 | 0 | 0 | 0 | 0 | 0 | 0 | 1696.179 | 0 | 0
6382 | 1602.9466 | 0 | 0 | 0 | 0 | 0 | 0 | 1297.073 | 0 | 321.0034
6383 | 1638.9311 | 0 | 0 | 0 | 0 | 0 | 0 | 1046.931 | 0 | 621.2819
6384 | 1551.4233 | 0 | 0 | 0 | 0 | 0 | 0 | 1551.423 | 0 | 0
6385 | 1701.0862 | 0 | 0 | 0 | 0 | 0 | 0 | 1701.086 | 0 | 0
6386 | 1653.652 | 0 | 0 | 0 | 0 | 0 | 0 | 1653.652 | 0 | 0
6387 | 1684.7296 | 0 | 0 | 0 | 0 | 0 | 0 | 1684.73 | 0 | 0
6388 | 1203.0278 | 0 | 0 | 0 | 0 | 0 | 0 | 1203.028 | 0 | 0
6389 | 1548.9698 | 0 | 0 | 0 | 0 | 0 | 0 | 1548.97 | 0 | 0
6390 | 1546.5163 | 0 | 0 | 0 | 0 | 0 | 0 | 1546.516 | 0 | 0
6391 | 1351.055 | 0 | 59.8383 | 0 | -59.8383 | 0 | 0 | 1351.055 | 0 | 0
6392 | 1371.2114 | 0 | 238.9438 | 51.3513 | -187.5925 | 0 | 0 | 1322.28 | 0 | 0
6393 | 1665.9839 | 0 | 856.0929 | 856.0929 | 0 | 0 | 0 | 850.24 | 0 | 0
6394 | 1480.4755 | 0 | 1535.8834 | 1535.8834 | 0 | 0 | 0 | 16.98 | 0 | 0
6395 | 1901.1918 | 0 | 2059.1781 | 1995.2301 | -63.948 | 0 | 0 | 0 | 0 | 0
6396 | 1801.945 | 0 | 2288.6997 | 1891.0741 | -397.6257 | 0 | 0 | 0 | 0 | 0
6397 | 1608.8247 | 0 | 2028.0583 | 1688.4018 | -339.6565 | 0 | 0 | 0 | 0 | 0
6398 | 1764.516 | 0 | 1305.9178 | 1305.9178 | 0 | 0 | 0 | 520.148 | 0 | 0
6399 | 1869.6654 | 0 | 939.3142 | 939.3142 | 0 | 0 | 0 | 974.622 | 0 | 0
6400 | 1735.3911 | 0 | 1074.7275 | 1074.7275 | 0 | 0 | 0 | 711.317 | 0 | 0
6401 | 1870.3575 | 0 | 368.4422 | 368.4422 | 0 | 0 | 0 | 1519.281 | 0 | 0
6402 | 1742.4091 | 0 | 27.583 | 27.583 | 0 | 0 | 0 | 1716.126 | 0 | 0
6403 | 1712.774 | 0 | 0 | 0 | 0 | 0 | 0 | 1712.774 | 0 | 0
6404 | 1736.2529 | 0 | 0 | 0 | 0 | 0 | 0 | 1736.253 | 0 | 0
6405 | 1571.8691 | 0 | 0 | 0 | 0 | 0 | 0 | 1571.869 | 0 | 0
6406 | 1566.1442 | 0 | 0 | 0 | 0 | 0 | 0 | 1260.271 | 0 | 321.0034
6407 | 1353.5085 | 0 | 0 | 0 | 0 | 0 | 0 | 761.508 | 0 | 621.2819
6408 | 390.9227 | 0 | 0 | 0 | 0 | 0 | 0 | 390.923 | 0 | 0
6409 | 403.1901 | 0 | 0 | 0 | 0 | 0 | 0 | 403.19 | 0 | 0
6410 | 386.8335 | 0 | 0 | 0 | 0 | 0 | 0 | 386.834 | 0 | 0
6411 | 365.57 | 0 | 0 | 0 | 0 | 0 | 0 | 365.57 | 0 | 0
6412 | 375.3839 | 0 | 0 | 0 | 0 | 0 | 0 | 375.384 | 0 | 0
6413 | 388.4692 | 0 | 0 | 0 | 0 | 0 | 0 | 388.469 | 0 | 0
6414 | 406.4615 | 0 | 0 | 0 | 0 | 0 | 0 | 406.461 | 0 | 0
6415 | 362.2986 | 0 | 237.7778 | 237.7778 | 0 | 0 | 0 | 135.727 | 0 | 0
6416 | 452.8416 | 0 | 859.1206 | 475.2397 | -383.8809 | 0 | 0 | 0 | 0 | 0
6417 | 1718.3751 | 0 | 1493.8472 | 1493.8472 | 0 | 0 | 0 | 0 | 0 | 309.5233
6418 | 1870.1756 | 0 | 2614.2242 | 1962.6789 | -621.2819 | 0 | 30.2634 | 0 | 0 | 0
6419 | 1892.5228 | 0 | 2671.6497 | 1986.1323 | -387.9654 | 0 | 297.5521 | 0 | 0 | 0
6420 | 1967.7386 | 0 | 1882.3908 | 1882.3908 | 0 | 0 | 0 | 0 | 0 | 182.6779
6421 | 1715.3512 | 0 | 2949.9389 | 1800.1979 | -203.2998 | 0 | 946.4411 | 0 | 0 | 0
6422 | 1757.0441 | 0 | 2517.5309 | 1843.9521 | 0 | 0 | 673.5787 | 0 | 0 | 0
6423 | 1950.1113 | 0 | 1100.051 | 1100.051 | 0 | 0 | 0 | 901.907 | 0 | 0
6424 | 1726.1516 | 0 | 1518.1706 | 1518.1706 | 0 | 0 | 0 | 279.534 | 0 | 0
6425 | 2137.608 | 0 | 1036.6823 | 1036.6823 | 0 | 0 | 0 | 1149.786 | 0 | 0
6426 | 1644.1407 | 0 | 74.558 | 74.558 | 0 | 0 | 0 | 1573.097 | 0 | 0
6427 | 1812.7762 | 0 | 0 | 0 | 0 | 0 | 0 | 1812.776 | 0 | 0
6428 | 1637.2954 | 0 | 0 | 0 | 0 | 0 | 0 | 1637.295 | 0 | 0
6429 | 1228.3805 | 0 | 0 | 0 | 0 | 0 | 0 | 1228.38 | 0 | 0
6430 | 1411.5744 | 0 | 0 | 0 | 0 | 0 | 0 | 1105.701 | 0 | 321.0034
6431 | 1350.2371 | 0 | 0 | 0 | 0 | 0 | 0 | 758.237 | 0 | 621.2819
6432 | 369.6591 | 0 | 0 | 0 | 0 | 0 | 0 | 369.659 | 0 | 0
6433 | 112.8605 | 0 | 0 | 0 | 0 | 0 | 0 | 112.861 | 0 | 0
6434 | 119.4032 | 0 | 0 | 0 | 0 | 0 | 0 | 119.403 | 0 | 0
6435 | 113.6784 | 0 | 0 | 0 | 0 | 0 | 0 | 113.678 | 0 | 0
6436 | 116.1318 | 0 | 0 | 0 | 0 | 0 | 0 | 116.132 | 0 | 0
6437 | 112.8605 | 0 | 0 | 0 | 0 | 0 | 0 | 112.861 | 0 | 0
6438 | 116.9497 | 0 | 0 | 0 | 0 | 0 | 0 | 116.95 | 0 | 0
6439 | 100.5931 | 0 | 253.906 | 105.5686 | -148.3374 | 0 | 0 | 0 | 0 | 0
6440 | 225.1445 | 0 | 964.1771 | 236.2802 | -621.2819 | 0 | 106.6149 | 0 | 0 | 0
6441 | 1240.0192 | 0 | 2695.5481 | 1301.3547 | -279.0416 | 0 | 1115.1517 | 0 | 0 | 0
6442 | 1266.4219 | 0 | 3521.1426 | 1329.0627 | 0 | 0 | 2192.0799 | 0 | 0 | 0
6443 | 1701.8192 | 0 | 4024.3169 | 1785.9956 | 0 | 0 | 2238.3213 | 0 | 0 | 0
6444 | 1591.6166 | 0 | 4251.8939 | 1670.3427 | 0 | 0 | 2581.5513 | 0 | 0 | 0
6445 | 1439.8744 | 0 | 4175.0943 | 1511.0941 | 0 | 0 | 2664.0002 | 0 | 0 | 0
6446 | 1622.9691 | 0 | 3775.1608 | 1703.2454 | 0 | 0 | 2071.9154 | 0 | 0 | 0
6447 | 1764.8544 | 0 | 3134.1301 | 1852.1485 | 0 | 0 | 1281.9817 | 0 | 0 | 0
6448 | 1749.6223 | 0 | 2215.8513 | 1836.163 | 0 | 0 | 379.6883 | 0 | 0 | 0
6449 | 1578.746 | 0 | 915.375 | 915.375 | 0 | 0 | 0 | 706.514 | 0 | 0
6450 | 1433.9206 | 0 | 49.5535 | 49.5535 | 0 | 0 | 0 | 1386.703 | 0 | 0
6451 | 1471.9558 | 0 | 0 | 0 | 0 | 0 | 0 | 1471.956 | 0 | 0
6452 | 1491.7217 | 0 | 0 | 0 | 0 | 0 | 0 | 1491.722 | 0 | 0
6453 | 1544.0628 | 0 | 0 | 0 | 0 | 0 | 0 | 1544.063 | 0 | 0
6454 | 1414.8457 | 0 | 0 | 0 | 0 | 0 | 0 | 1108.972 | 0 | 321.0034
6455 | 1431.2023 | 0 | 0 | 0 | 0 | 0 | 0 | 839.202 | 0 | 621.2819
6456 | 482.5196 | 0 | 0 | 0 | 0 | 0 | 0 | 482.52 | 0 | 0
6457 | 426.0894 | 0 | 0 | 0 | 0 | 0 | 0 | 426.089 | 0 | 0
6458 | 399.101 | 0 | 0 | 0 | 0 | 0 | 0 | 399.101 | 0 | 0
6459 | 440.8103 | 0 | 0 | 0 | 0 | 0 | 0 | 440.81 | 0 | 0
6460 | 390.1049 | 0 | 0 | 0 | 0 | 0 | 0 | 390.105 | 0 | 0
6461 | 392.5583 | 0 | 0 | 0 | 0 | 0 | 0 | 392.558 | 0 | 0
6462 | 495.6049 | 0 | 0 | 0 | 0 | 0 | 0 | 495.605 | 0 | 0
6463 | 433.4498 | 0 | 315.4349 | 315.4349 | 0 | 0 | 0 | 132.882 | 0 | 0
6464 | 442.7905 | 0 | 1096.0536 | 464.6926 | -621.2819 | 0 | 10.079 | 0 | 0 | 0
6465 | 1681.4818 | 0 | 2806.2108 | 1764.6526 | -427.379 | 0 | 614.1792 | 0 | 0 | 0
6466 | 1826.7294 | 0 | 2022.0554 | 1917.084 | 0 | 0 | 104.9715 | 0 | 0 | 0
6467 | 1832.1434 | 0 | 1923.1205 | 1922.7657 | 0 | 0 | 0.35472 | 0 | 0 | 0
6468 | 1642.4999 | 0 | 2152.1101 | 1723.7414 | 0 | 0 | 428.3686 | 0 | 0 | 0
6469 | 1936.4576 | 0 | 1033.1583 | 1033.1583 | 0 | 0 | 0 | 359.994 | 0 | 621.2819
6470 | 1870.011 | 0 | 2164.8317 | 1962.5068 | -202.3249 | 0 | 0 | 0 | 0 | 0
6471 | 1945.9424 | 0 | 2610.1911 | 2042.1936 | -489.0947 | 0 | 78.9028 | 0 | 0 | 0
6472 | 1509.5259 | 0 | 1421.6725 | 1421.6725 | 0 | 0 | 0 | 154.859 | 0 | 0
6473 | 1569.9972 | 0 | 557.0632 | 557.0632 | 0 | 0 | 0 | 1039.189 | 0 | 0
6474 | 1518.9095 | 0 | 37.8436 | 37.8436 | 0 | 0 | 0 | 1482.849 | 0 | 0
6475 | 1387.3227 | 0 | 0 | 0 | 0 | 0 | 0 | 1387.323 | 0 | 0
6476 | 1625.028 | 0 | 0 | 0 | 0 | 0 | 0 | 1625.028 | 0 | 0
6477 | 1559.6016 | 0 | 0 | 0 | 0 | 0 | 0 | 1559.602 | 0 | 0
6478 | 1286.4464 | 0 | 0 | 0 | 0 | 0 | 0 | 980.573 | 0 | 321.0034
6479 | 1165.4076 | 0 | 0 | 0 | 0 | 0 | 0 | 573.408 | 0 | 621.2819
6480 | 1319.1596 | 0 | 0 | 0 | 0 | 0 | 0 | 1319.16 | 0 | 0
6481 | 1503.1713 | 0 | 0 | 0 | 0 | 0 | 0 | 1503.171 | 0 | 0
6482 | 924.9656 | 0 | 0 | 0 | 0 | 0 | 0 | 924.966 | 0 | 0
6483 | 1193.2138 | 0 | 0 | 0 | 0 | 0 | 0 | 1193.214 | 0 | 0
6484 | 1166.2254 | 0 | 0 | 0 | 0 | 0 | 0 | 1166.225 | 0 | 0
6485 | 1228.3805 | 0 | 0 | 0 | 0 | 0 | 0 | 1228.38 | 0 | 0
6486 | 1238.1945 | 0 | 0 | 0 | 0 | 0 | 0 | 1238.194 | 0 | 0
6487 | 1037.0083 | 0 | 103.667 | 103.667 | 0 | 0 | 0 | 938.228 | 0 | 0
6488 | 344.9167 | 0 | 400.857 | 361.9775 | -38.8794 | 0 | 0 | 0 | 0 | 0
6489 | 280.4042 | 0 | 791.3526 | 294.2735 | -497.0791 | 0 | 0 | 0 | 0 | 0
6490 | 270.3306 | 0 | 1128.1902 | 283.7023 | -512.7024 | 0 | 331.7855 | 0 | 0 | 0
6491 | 287.6502 | 0 | 2094.6919 | 301.879 | 0 | 0 | 1792.8129 | 0 | 0 | 0
6492 | 303.9311 | 0 | 2385.7551 | 318.9642 | 0 | 0 | 2066.7909 | 0 | 0 | 0
6493 | 295.44 | 0 | 2141.2051 | 310.0533 | 0 | 0 | 1831.1518 | 0 | 0 | 0
6494 | 282.4089 | 0 | 2726.289 | 296.3777 | 0 | 0 | 2429.9113 | 0 | 0 | 0
6495 | 273.0489 | 0 | 1677.5535 | 286.5547 | 0 | 0 | 1390.9988 | 0 | 0 | 0
6496 | 209.159 | 0 | 869.1745 | 219.5046 | 0 | 0 | 649.6699 | 0 | 0 | 0
6497 | 292.731 | 0 | 268.7737 | 268.7737 | 0 | 0 | 0 | 36.625 | 0 | 0
6498 | 235.0545 | 0 | 14.4889 | 14.4889 | 0 | 0 | 0 | 221.248 | 0 | 0
6499 | 209.7018 | 0 | 0 | 0 | 0 | 0 | 0 | 209.702 | 0 | 0
6500 | 305.8684 | 0 | 0 | 0 | 0 | 0 | 0 | 305.868 | 0 | 0
6501 | 293.6009 | 0 | 0 | 0 | 0 | 0 | 0 | 98.243 | 0 | 205.0209
6502 | 298.5079 | 0 | 0 | 0 | 0 | 0 | 0 | 0 | 0 | 313.273
6503 | 235.535 | 0 | 0 | 0 | 0 | 0 | 0 | 0 | 0 | 247.1852
6504 | 168.473 | 0 | 0 | 0 | 0 | 0 | 0 | 0 | 0 | 176.8061
6505 | 199.5505 | 0 | 0 | 0 | 0 | 0 | 0 | 199.55 | 0 | 0
6506 | 243.7133 | 0 | 0 | 0 | 0 | 0 | 0 | 243.713 | 0 | 0
6507 | 191.3722 | 0 | 0 | 0 | 0 | 0 | 0 | 191.372 | 0 | 0
6508 | 152.1164 | 0 | 0 | 0 | 0 | 0 | 0 | 152.116 | 0 | 0
6509 | 135.7598 | 0 | 0 | 0 | 0 | 0 | 0 | 135.76 | 0 | 0
6510 | 197.097 | 0 | 0 | 0 | 0 | 0 | 0 | 197.097 | 0 | 0
6511 | 122.6745 | 0 | 254.6868 | 128.7428 | -125.9439 | 0 | 0 | 0 | 0 | 0
6512 | 195.7169 | 0 | 915.2857 | 205.3977 | -621.2819 | 0 | 88.6061 | 0 | 0 | 0
6513 | 885.4685 | 0 | 1781.5511 | 929.2656 | -301.4351 | 0 | 550.8504 | 0 | 0 | 0
6514 | 1487.9546 | 0 | 2621.8716 | 1561.5533 | 0 | 0 | 1060.3183 | 0 | 0 | 0
6515 | 1782.3192 | 0 | 1234.6603 | 1234.6603 | 0 | 0 | 0 | 13.851 | 0 | 621.2819
6516 | 1685.3849 | 0 | 3543.5864 | 1768.7487 | -621.2819 | 0 | 1153.5558 | 0 | 0 | 0
6517 | 1718.2943 | 0 | 3337.1697 | 1803.2855 | -70.1377 | 0 | 1463.7465 | 0 | 0 | 0
6518 | 1671.8876 | 0 | 3001.1653 | 1754.5831 | 0 | 0 | 1246.5822 | 0 | 0 | 0
6519 | 1697.546 | 0 | 2133.2334 | 1781.5112 | 0 | 0 | 351.7222 | 0 | 0 | 0
6520 | 1755.8511 | 0 | 1067.0391 | 1067.0391 | 0 | 0 | 0 | 739.103 | 0 | 0
6521 | 1623.5477 | 0 | 241.5926 | 241.5926 | 0 | 0 | 0 | 1393.342 | 0 | 0
6522 | 1905.103 | 0 | 11.1421 | 11.1421 | 0 | 0 | 0 | 1894.486 | 0 | 0
6523 | 1574.8582 | 0 | 0 | 0 | 0 | 0 | 0 | 1574.858 | 0 | 0
6524 | 1257.8224 | 0 | 0 | 0 | 0 | 0 | 0 | 1257.822 | 0 | 0
6525 | 1468.0047 | 0 | 0 | 0 | 0 | 0 | 0 | 1468.005 | 0 | 0
6526 | 1599.6753 | 0 | 0 | 0 | 0 | 0 | 0 | 1293.802 | 0 | 321.0034
6527 | 1683.9117 | 0 | 0 | 0 | 0 | 0 | 0 | 1091.912 | 0 | 621.2819
6528 | 1453.2837 | 0 | 0 | 0 | 0 | 0 | 0 | 1453.284 | 0 | 0
6529 | 1407.4852 | 0 | 0 | 0 | 0 | 0 | 0 | 1407.485 | 0 | 0
6530 | 1535.8845 | 0 | 0 | 0 | 0 | 0 | 0 | 1535.885 | 0 | 0
6531 | 1660.1947 | 0 | 0 | 0 | 0 | 0 | 0 | 1660.195 | 0 | 0
6532 | 1321.6131 | 0 | 0 | 0 | 0 | 0 | 0 | 1321.613 | 0 | 0
6533 | 1273.3611 | 0 | 0 | 0 | 0 | 0 | 0 | 1273.361 | 0 | 0
6534 | 1310.1635 | 0 | 0 | 0 | 0 | 0 | 0 | 1310.163 | 0 | 0
6535 | 1068.0858 | 0 | 0 | 0 | 0 | 0 | 0 | 1068.086 | 0 | 0
6536 | 1296.3319 | 0 | 42.244 | 42.244 | 0 | 0 | 0 | 1256.079 | 0 | 0
6537 | 1701.5656 | 0 | 127.2809 | 127.2809 | 0 | 0 | 0 | 1580.283 | 0 | 0
6538 | 1384.2118 | 0 | 2482.419 | 1452.6789 | -621.2819 | 0 | 408.4582 | 0 | 0 | 0
6539 | 1713.281 | 0 | 3184.518 | 1798.0256 | -427.379 | 0 | 959.1134 | 0 | 0 | 0
6540 | 1435.638 | 0 | 2453.4874 | 1506.6485 | 0 | 0 | 946.8389 | 0 | 0 | 0
6541 | 1436.8198 | 0 | 2663.2047 | 1507.889 | 0 | 0 | 1155.3157 | 0 | 0 | 0
6542 | 1416.2125 | 0 | 2728.2284 | 1486.2617 | 0 | 0 | 1241.9667 | 0 | 0 | 0
6543 | 1458.112 | 0 | 2688.6049 | 1530.2342 | 0 | 0 | 1158.3707 | 0 | 0 | 0
6544 | 1580.7302 | 0 | 1750.0882 | 1658.9172 | 0 | 0 | 91.171 | 0 | 0 | 0
6545 | 1546.2679 | 0 | 478.2055 | 478.2055 | 0 | 0 | 0 | 1090.6 | 0 | 0
6546 | 1753.4948 | 0 | 24.7621 | 24.7621 | 0 | 0 | 0 | 1729.9 | 0 | 0
6547 | 1580.4767 | 0 | 0 | 0 | 0 | 0 | 0 | 1580.477 | 0 | 0
6548 | 1247.1906 | 0 | 0 | 0 | 0 | 0 | 0 | 1247.191 | 0 | 0
6549 | 1584.9543 | 0 | 0 | 0 | 0 | 0 | 0 | 1584.954 | 0 | 0
6550 | 1818.0358 | 0 | 0 | 0 | 0 | 0 | 0 | 1512.162 | 0 | 321.0034
6551 | 1714.1715 | 0 | 0 | 0 | 0 | 0 | 0 | 1122.171 | 0 | 621.2819
6552 | 1513.8031 | 0 | 0 | 0 | 0 | 0 | 0 | 1513.803 | 0 | 0
6553 | 1295.9329 | 0 | 0 | 0 | 0 | 0 | 0 | 1295.933 | 0 | 0
6554 | 1429.5663 | 0 | 0 | 0 | 0 | 0 | 0 | 1429.566 | 0 | 0
6555 | 1403.1504 | 0 | 0 | 0 | 0 | 0 | 0 | 1403.15 | 0 | 0
6556 | 223.7582 | 0 | 0 | 0 | 0 | 0 | 0 | 223.758 | 0 | 0
6557 | 344.1836 | 0 | 0 | 0 | 0 | 0 | 0 | 344.184 | 0 | 0
6558 | 855.4089 | 0 | 0 | 0 | 0 | 0 | 0 | 855.409 | 0 | 0
6559 | 1351.1431 | 0 | 351.5753 | 351.5753 | 0 | 0 | 0 | 1016.138 | 0 | 0
6560 | 1327.7543 | 0 | 1583.953 | 1393.4294 | -190.5237 | 0 | 0 | 0 | 0 | 0
6561 | 1082.8362 | 0 | 1508.8451 | 1136.397 | -372.448 | 0 | 0 | 0 | 0 | 0
6562 | 962.5079 | 0 | 3045.3078 | 1010.1162 | -485.6882 | 0 | 1549.5033 | 0 | 0 | 0
6563 | 1672.8606 | 0 | 3696.7229 | 1755.6042 | 0 | 0 | 1941.1187 | 0 | 0 | 0
6564 | 1223.3853 | 0 | 2889.1016 | 1283.8969 | 0 | 0 | 1605.2046 | 0 | 0 | 0
6565 | 988.9209 | 0 | 3669.1997 | 1037.8357 | 0 | 0 | 2631.364 | 0 | 0 | 0
6566 | 879.0094 | 0 | 3493.9206 | 922.4882 | 0 | 0 | 2571.4323 | 0 | 0 | 0
6567 | 1120.1603 | 0 | 2821.9475 | 1175.5661 | 0 | 0 | 1646.3813 | 0 | 0 | 0
6568 | 1590.8052 | 0 | 1797.8797 | 1669.4905 | 0 | 0 | 128.3892 | 0 | 0 | 0
6569 | 1557.5416 | 0 | 605.0257 | 605.0257 | 0 | 0 | 0 | 981.031 | 0 | 0
6570 | 1465.6696 | 0 | 23.0882 | 23.0882 | 0 | 0 | 0 | 1443.67 | 0 | 0
6571 | 966.144 | 0 | 0 | 0 | 0 | 0 | 0 | 966.144 | 0 | 0
6572 | 1198.0387 | 0 | 0 | 0 | 0 | 0 | 0 | 1198.039 | 0 | 0
6573 | 1423.3507 | 0 | 0 | 0 | 0 | 0 | 0 | 1423.351 | 0 | 0
6574 | 1421.0199 | 0 | 0 | 0 | 0 | 0 | 0 | 1115.146 | 0 | 321.0034
6575 | 1225.2315 | 0 | 0 | 0 | 0 | 0 | 0 | 633.232 | 0 | 621.2819
6576 | 1382.173 | 0 | 0 | 0 | 0 | 0 | 0 | 1382.173 | 0 | 0
6577 | 1511.9217 | 0 | 0 | 0 | 0 | 0 | 0 | 1511.922 | 0 | 0
6578 | 1197.2617 | 0 | 0 | 0 | 0 | 0 | 0 | 1197.262 | 0 | 0
6579 | 1518.9141 | 0 | 0 | 0 | 0 | 0 | 0 | 1518.914 | 0 | 0
6580 | 1238.4395 | 0 | 0 | 0 | 0 | 0 | 0 | 1238.439 | 0 | 0
6581 | 1274.9556 | 0 | 0 | 0 | 0 | 0 | 0 | 1274.956 | 0 | 0
6582 | 1134.3297 | 0 | 0 | 0 | 0 | 0 | 0 | 1134.33 | 0 | 0
6583 | 1236.1086 | 0 | 206.2803 | 206.2803 | 0 | 0 | 0 | 1039.551 | 0 | 0
6584 | 895.8243 | 0 | 833.1821 | 833.1821 | 0 | 0 | 0 | 101.911 | 0 | 0
6585 | 1078.1882 | 0 | 1074.5617 | 1074.5617 | 0 | 0 | 0 | 54.272 | 0 | 0
6586 | 1521.983 | 0 | 1839.1057 | 1597.2644 | -241.8413 | 0 | 0 | 0 | 0 | 0
6587 | 1177.4916 | 0 | 2417.9799 | 1235.7329 | -621.2819 | 0 | 560.9651 | 0 | 0 | 0
6588 | 1060.1419 | 0 | 2453.435 | 1112.5795 | -185.5377 | 0 | 1155.3178 | 0 | 0 | 0
6589 | 943.5293 | 0 | 2721.1854 | 990.1995 | 0 | 0 | 1730.9859 | 0 | 0 | 0
6590 | 1025.0301 | 0 | 2746.7808 | 1075.7308 | 0 | 0 | 1671.05 | 0 | 0 | 0
6591 | 930.0669 | 0 | 2392.0771 | 976.0706 | 0 | 0 | 1416.0064 | 0 | 0 | 0
6592 | 968.8011 | 0 | 1105.5754 | 1016.7205 | 0 | 0 | 88.8549 | 0 | 0 | 0
6593 | 1132.6778 | 0 | 89.1298 | 89.1298 | 0 | 0 | 0 | 1047.749 | 0 | 0
6594 | 1010.9393 | 0 | 0 | 0 | 0 | 0 | 0 | 1010.939 | 0 | 0
6595 | 1250.7879 | 0 | 0 | 0 | 0 | 0 | 0 | 1250.788 | 0 | 0
6596 | 1191.8232 | 0 | 0 | 0 | 0 | 0 | 0 | 1191.823 | 0 | 0
6597 | 1114.1294 | 0 | 0 | 0 | 0 | 0 | 0 | 1114.129 | 0 | 0
6598 | 1338.6645 | 0 | 0 | 0 | 0 | 0 | 0 | 1032.791 | 0 | 321.0034
6599 | 1141.3222 | 0 | 0 | 0 | 0 | 0 | 0 | 549.322 | 0 | 621.2819
6600 | 156.1646 | 0 | 0 | 0 | 0 | 0 | 0 | 156.165 | 0 | 0
6601 | 101.7789 | 0 | 0 | 0 | 0 | 0 | 0 | 101.779 | 0 | 0
6602 | 103.3328 | 0 | 0 | 0 | 0 | 0 | 0 | 103.333 | 0 | 0
6603 | 99.4481 | 0 | 0 | 0 | 0 | 0 | 0 | 99.448 | 0 | 0
6604 | 104.8867 | 0 | 0 | 0 | 0 | 0 | 0 | 104.887 | 0 | 0
6605 | 98.6711 | 0 | 0 | 0 | 0 | 0 | 0 | 98.671 | 0 | 0
6606 | 101.002 | 0 | 0 | 0 | 0 | 0 | 0 | 101.002 | 0 | 0
6607 | 84.2832 | 0 | 3.9565 | 3.9565 | 0 | 0 | 0 | 80.513 | 0 | 0
6608 | 99.5365 | 0 | 55.1482 | 55.1482 | 0 | 0 | 0 | 46.988 | 0 | 0
6609 | 1023.3432 | 0 | 157.8917 | 157.8917 | 0 | 0 | 0 | 872.893 | 0 | 0
6610 | 1312.2971 | 0 | 335.5489 | 335.5489 | 0 | 0 | 0 | 992.564 | 0 | 0
6611 | 985.1178 | 0 | 1474.5969 | 1033.8446 | -440.7523 | 0 | 0 | 0 | 0 | 0
6612 | 1098.0768 | 0 | 2025.6519 | 1152.3909 | -607.9086 | 0 | 265.3524 | 0 | 0 | 0
6613 | 1289.3435 | 0 | 2448.2894 | 1353.1174 | 0 | 0 | 1095.1721 | 0 | 0 | 0
6614 | 1274.6729 | 0 | 1600.5534 | 1337.7218 | 0 | 0 | 262.8316 | 0 | 0 | 0
6615 | 1148.4205 | 0 | 451.3036 | 451.3036 | 0 | 0 | 0 | 718.388 | 0 | 0
6616 | 1234.0498 | 0 | 251.5992 | 251.5992 | 0 | 0 | 0 | 994.309 | 0 | 0
6617 | 1363.2866 | 0 | 152.0546 | 152.0546 | 0 | 0 | 0 | 1218.398 | 0 | 0
6618 | 1689.6706 | 0 | 0 | 0 | 0 | 0 | 0 | 1689.671 | 0 | 0
6619 | 1542.9749 | 0 | 0 | 0 | 0 | 0 | 0 | 1542.975 | 0 | 0
6620 | 1457.536 | 0 | 0 | 0 | 0 | 0 | 0 | 1457.536 | 0 | 0
6621 | 1491.7213 | 0 | 0 | 0 | 0 | 0 | 0 | 1491.721 | 0 | 0
6622 | 1543.7762 | 0 | 0 | 0 | 0 | 0 | 0 | 1237.903 | 0 | 321.0034
6623 | 1860.7669 | 0 | 0 | 0 | 0 | 0 | 0 | 1268.767 | 0 | 621.2819
6624 | 186.4652 | 0 | 0 | 0 | 0 | 0 | 0 | 186.465 | 0 | 0
6625 | 104.1097 | 0 | 0 | 0 | 0 | 0 | 0 | 104.11 | 0 | 0
6626 | 112.656 | 0 | 0 | 0 | 0 | 0 | 0 | 112.656 | 0 | 0
6627 | 107.2175 | 0 | 0 | 0 | 0 | 0 | 0 | 107.217 | 0 | 0
6628 | 107.2175 | 0 | 0 | 0 | 0 | 0 | 0 | 107.217 | 0 | 0
6629 | 104.8867 | 0 | 0 | 0 | 0 | 0 | 0 | 104.887 | 0 | 0
6630 | 107.2175 | 0 | 0 | 0 | 0 | 0 | 0 | 107.217 | 0 | 0
6631 | 100.2454 | 0 | 480.5185 | 105.2044 | -375.3141 | 0 | 0 | 0 | 0 | 0
6632 | 123.1185 | 0 | 1505.7397 | 129.2077 | -621.2819 | 0 | 755.25 | 0 | 0 | 0
6633 | 971.1397 | 0 | 1830.9923 | 1019.1752 | -52.0649 | 0 | 759.7522 | 0 | 0 | 0
6634 | 1916.0218 | 0 | 2219.4352 | 2010.7936 | 0 | 0 | 208.6416 | 0 | 0 | 0
6635 | 1454.101 | 0 | 2939.0749 | 1526.0248 | 0 | 0 | 1413.0501 | 0 | 0 | 0
6636 | 1405.6336 | 0 | 3078.2189 | 1475.1594 | 0 | 0 | 1603.0595 | 0 | 0 | 0
6637 | 1449.3753 | 0 | 3588.1539 | 1521.065 | 0 | 0 | 2067.0889 | 0 | 0 | 0
6638 | 1617.9573 | 0 | 2887.1023 | 1697.9855 | 0 | 0 | 1189.1168 | 0 | 0 | 0
6639 | 1296.6671 | 0 | 1677.2167 | 1360.8037 | 0 | 0 | 316.413 | 0 | 0 | 0
6640 | 1542.1261 | 0 | 649.5114 | 649.5114 | 0 | 0 | 0 | 923.228 | 0 | 0
6641 | 1368.5009 | 0 | 513.0571 | 513.0571 | 0 | 0 | 0 | 879.625 | 0 | 0
6642 | 1900.383 | 0 | 11.1306 | 11.1306 | 0 | 0 | 0 | 1889.777 | 0 | 0
6643 | 1656.3215 | 0 | 0 | 0 | 0 | 0 | 0 | 1656.321 | 0 | 0
6644 | 1599.7157 | 0 | 0 | 0 | 0 | 0 | 0 | 1599.716 | 0 | 0
6645 | 1535.2298 | 0 | 0 | 0 | 0 | 0 | 0 | 1535.23 | 0 | 0
6646 | 1731.7952 | 0 | 0 | 0 | 0 | 0 | 0 | 1425.922 | 0 | 321.0034
6647 | 1424.1277 | 0 | 0 | 0 | 0 | 0 | 0 | 832.128 | 0 | 621.2819
6648 | 1595.0541 | 0 | 0 | 0 | 0 | 0 | 0 | 1595.054 | 0 | 0
6649 | 1460.6438 | 0 | 0 | 0 | 0 | 0 | 0 | 1460.644 | 0 | 0
6650 | 1355.7571 | 0 | 0 | 0 | 0 | 0 | 0 | 1355.757 | 0 | 0
6651 | 1222.1238 | 0 | 0 | 0 | 0 | 0 | 0 | 1222.124 | 0 | 0
6652 | 1309.9178 | 0 | 0 | 0 | 0 | 0 | 0 | 1309.918 | 0 | 0
6653 | 1102.4753 | 0 | 0 | 0 | 0 | 0 | 0 | 1102.475 | 0 | 0
6654 | 1162.2995 | 0 | 0 | 0 | 0 | 0 | 0 | 1162.3 | 0 | 0
6655 | 1174.1449 | 0 | 482.2218 | 482.2218 | 0 | 0 | 0 | 714.651 | 0 | 0
6656 | 224.0097 | 0 | 1432.0811 | 235.0901 | -621.2819 | 0 | 575.709 | 0 | 0 | 0
6657 | 279.8454 | 0 | 1766.9793 | 293.6879 | -427.379 | 0 | 1045.9124 | 0 | 0 | 0
6658 | 322.6469 | 0 | 2861.359 | 338.606 | 0 | 0 | 2522.753 | 0 | 0 | 0
6659 | 279.4598 | 0 | 2655.3264 | 293.2818 | 0 | 0 | 2362.0446 | 0 | 0 | 0
6660 | 226.3163 | 0 | 2928.7964 | 237.5113 | 0 | 0 | 2691.2852 | 0 | 0 | 0
6661 | 249.9566 | 0 | 3388.8221 | 262.3195 | 0 | 0 | 3126.5026 | 0 | 0 | 0
6662 | 247.4402 | 0 | 3478.9164 | 259.6791 | 0 | 0 | 3219.2373 | 0 | 0 | 0
6663 | 268.3642 | 0 | 1413.1446 | 281.638 | 0 | 0 | 1131.5065 | 0 | 0 | 0
6664 | 198.7923 | 0 | 1256.4535 | 208.6258 | 0 | 0 | 1047.8276 | 0 | 0 | 0
6665 | 292.6697 | 0 | 85.0789 | 85.0789 | 0 | 0 | 0 | 211.601 | 0 | 0
6666 | 221.6323 | 0 | 0 | 0 | 0 | 0 | 0 | 221.632 | 0 | 0
6667 | 210.0695 | 0 | 0 | 0 | 0 | 0 | 0 | 210.07 | 0 | 0
6668 | 235.4123 | 0 | 0 | 0 | 0 | 0 | 0 | 235.412 | 0 | 0
6669 | 195.0115 | 0 | 0 | 0 | 0 | 0 | 0 | 127.685 | 0 | 70.6572
6670 | 287.4671 | 0 | 0 | 0 | 0 | 0 | 0 | 0 | 0 | 301.6859
6671 | 260.2743 | 0 | 0 | 0 | 0 | 0 | 0 | 0 | 0 | 273.1479
6672 | 282.8055 | 0 | 0 | 0 | 0 | 0 | 0 | 0 | 0 | 296.7933
6673 | 230.7506 | 0 | 0 | 0 | 0 | 0 | 0 | 230.751 | 0 | 0
6674 | 185.6882 | 0 | 0 | 0 | 0 | 0 | 0 | 185.688 | 0 | 0
6675 | 236.1892 | 0 | 0 | 0 | 0 | 0 | 0 | 236.189 | 0 | 0
6676 | 198.1192 | 0 | 0 | 0 | 0 | 0 | 0 | 198.119 | 0 | 0
6677 | 229.1968 | 0 | 0 | 0 | 0 | 0 | 0 | 229.197 | 0 | 0
6678 | 285.1363 | 0 | 0 | 0 | 0 | 0 | 0 | 285.136 | 0 | 0
6679 | 164.7109 | 0 | 492.7542 | 172.8581 | -319.8962 | 0 | 0 | 0 | 0 | 0
6680 | 199.3876 | 0 | 1596.6798 | 209.2503 | -621.2819 | 0 | 766.1477 | 0 | 0 | 0
6681 | 1165.9822 | 0 | 1938.8341 | 1223.6546 | -107.4828 | 0 | 607.6966 | 0 | 0 | 0
6682 | 1779.2506 | 0 | 2918.0331 | 1867.2576 | 0 | 0 | 1050.7756 | 0 | 0 | 0
6683 | 1668.8448 | 0 | 3350.5881 | 1751.3895 | 0 | 0 | 1599.1986 | 0 | 0 | 0
6684 | 1306.7683 | 0 | 3308.5109 | 1371.4053 | 0 | 0 | 1937.1056 | 0 | 0 | 0
6685 | 1367.4141 | 0 | 3070.5012 | 1435.05 | 0 | 0 | 1635.4512 | 0 | 0 | 0
6686 | 1211.3632 | 0 | 1401.7831 | 1271.2803 | 0 | 0 | 130.5028 | 0 | 0 | 0
6687 | 1187.0499 | 0 | 168.6025 | 168.6025 | 0 | 0 | 0 | 1026.394 | 0 | 0
6688 | 1289.3338 | 0 | 292.6605 | 292.6605 | 0 | 0 | 0 | 1010.467 | 0 | 0
6689 | 1473.5876 | 0 | 183.7242 | 183.7242 | 0 | 0 | 0 | 1298.522 | 0 | 0
6690 | 1450.7679 | 0 | 1.0705 | 1.0705 | 0 | 0 | 0 | 1449.748 | 0 | 0
6691 | 1377.5454 | 0 | 0 | 0 | 0 | 0 | 0 | 1377.545 | 0 | 0
6692 | 1000.6964 | 0 | 0 | 0 | 0 | 0 | 0 | 1000.696 | 0 | 0
6693 | 1480.0672 | 0 | 0 | 0 | 0 | 0 | 0 | 1480.067 | 0 | 0
6694 | 1346.4339 | 0 | 0 | 0 | 0 | 0 | 0 | 1040.56 | 0 | 321.0034
6695 | 1285.8327 | 0 | 0 | 0 | 0 | 0 | 0 | 693.833 | 0 | 621.2819
6696 | 1184.8307 | 0 | 0 | 0 | 0 | 0 | 0 | 1184.831 | 0 | 0
6697 | 1309.9178 | 0 | 0 | 0 | 0 | 0 | 0 | 1309.918 | 0 | 0
6698 | 1500.2676 | 0 | 0 | 0 | 0 | 0 | 0 | 1500.268 | 0 | 0
6699 | 1316.9102 | 0 | 0 | 0 | 0 | 0 | 0 | 1316.91 | 0 | 0
6700 | 1187.9385 | 0 | 0 | 0 | 0 | 0 | 0 | 1187.938 | 0 | 0
6701 | 966.5111 | 0 | 0 | 0 | 0 | 0 | 0 | 966.511 | 0 | 0
6702 | 1231.447 | 0 | 0 | 0 | 0 | 0 | 0 | 1231.447 | 0 | 0
6703 | 1040.3999 | 0 | 427.3633 | 427.3633 | 0 | 0 | 0 | 633.179 | 0 | 0
6704 | 1049.4094 | 0 | 1314.6945 | 1101.3167 | -213.3778 | 0 | 0 | 0 | 0 | 0
6705 | 1392.0499 | 0 | 2154.0149 | 1460.9046 | -621.2819 | 0 | 71.8284 | 0 | 0 | 0
6706 | 1491.899 | 0 | 2780.5147 | 1565.6924 | -214.0012 | 0 | 1000.8212 | 0 | 0 | 0
6707 | 1479.7011 | 0 | 2849.7142 | 1552.891 | 0 | 0 | 1296.8232 | 0 | 0 | 0
6708 | 1376.6976 | 0 | 3423.2896 | 1444.7932 | 0 | 0 | 1978.4964 | 0 | 0 | 0
6709 | 1804.4341 | 0 | 3295.2982 | 1893.6862 | 0 | 0 | 1401.612 | 0 | 0 | 0
6710 | 1768.6143 | 0 | 3206.4822 | 1856.0944 | 0 | 0 | 1350.3877 | 0 | 0 | 0
6711 | 1995.8376 | 0 | 2175.7135 | 2094.5575 | 0 | 0 | 81.156 | 0 | 0 | 0
6712 | 1636.7689 | 0 | 1868.9598 | 1717.728 | 0 | 0 | 151.2318 | 0 | 0 | 0
6713 | 1880.17 | 0 | 277.4968 | 277.4968 | 0 | 0 | 0 | 1615.752 | 0 | 0
6714 | 1605.2708 | 0 | 0 | 0 | 0 | 0 | 0 | 1605.271 | 0 | 0
6715 | 1176.8108 | 0 | 0 | 0 | 0 | 0 | 0 | 1176.811 | 0 | 0
6716 | 1179.3922 | 0 | 0 | 0 | 0 | 0 | 0 | 1179.392 | 0 | 0
6717 | 1017.789 | 0 | 0 | 0 | 0 | 0 | 0 | 1017.789 | 0 | 0
6718 | 1282.7249 | 0 | 0 | 0 | 0 | 0 | 0 | 976.851 | 0 | 321.0034
6719 | 1643.2243 | 0 | 0 | 0 | 0 | 0 | 0 | 1051.224 | 0 | 621.2819
6720 | 1414.8044 | 0 | 0 | 0 | 0 | 0 | 0 | 1414.804 | 0 | 0
6721 | 1612.9237 | 0 | 0 | 0 | 0 | 0 | 0 | 1612.924 | 0 | 0
6722 | 1513.4756 | 0 | 0 | 0 | 0 | 0 | 0 | 1513.476 | 0 | 0
6723 | 1312.2486 | 0 | 0 | 0 | 0 | 0 | 0 | 1312.249 | 0 | 0
6724 | 926.8872 | 0 | 0 | 0 | 0 | 0 | 0 | 926.887 | 0 | 0
6725 | 1116.4602 | 0 | 0 | 0 | 0 | 0 | 0 | 1116.46 | 0 | 0
6726 | 923.0026 | 0 | 0 | 0 | 0 | 0 | 0 | 923.003 | 0 | 0
6727 | 974.5728 | 0 | 0 | 0 | 0 | 0 | 0 | 974.573 | 0 | 0
6728 | 1109.3055 | 0 | 106.0146 | 106.0146 | 0 | 0 | 0 | 1008.288 | 0 | 0
6729 | 1453.1366 | 0 | 431.941 | 431.941 | 0 | 0 | 0 | 1041.554 | 0 | 0
6730 | 1636.4299 | 0 | 421.4076 | 421.4076 | 0 | 0 | 0 | 1234.884 | 0 | 0
6731 | 1700.6594 | 0 | 412.6792 | 412.6792 | 0 | 0 | 0 | 1307.431 | 0 | 0
6732 | 1576.4513 | 0 | 731.2068 | 731.2068 | 0 | 0 | 0 | 879.707 | 0 | 0
6733 | 1782.2292 | 0 | 1677.3762 | 1677.3762 | 0 | 0 | 0 | 183.91 | 0 | 0
6734 | 1708.3705 | 0 | 2704.4486 | 1792.8716 | -621.2819 | 0 | 290.295 | 0 | 0 | 0
6735 | 1688.8665 | 0 | 2688.2386 | 1772.4029 | -427.379 | 0 | 488.4567 | 0 | 0 | 0
6736 | 1513.6533 | 0 | 2024.0011 | 1588.5224 | 0 | 0 | 435.4787 | 0 | 0 | 0
6737 | 1543.6956 | 0 | 846.9857 | 846.9857 | 0 | 0 | 0 | 736.63 | 0 | 0
6738 | 1589.396 | 0 | 33.6982 | 33.6982 | 0 | 0 | 0 | 1557.286 | 0 | 0
6739 | 1404.3944 | 0 | 0 | 0 | 0 | 0 | 0 | 1404.394 | 0 | 0
6740 | 1464.5285 | 0 | 0 | 0 | 0 | 0 | 0 | 1464.528 | 0 | 0
6741 | 1266.4092 | 0 | 0 | 0 | 0 | 0 | 0 | 1266.409 | 0 | 0
6742 | 1237.6625 | 0 | 0 | 0 | 0 | 0 | 0 | 931.789 | 0 | 321.0034
6743 | 1469.1901 | 0 | 0 | 0 | 0 | 0 | 0 | 877.19 | 0 | 621.2819
6744 | 1402.3734 | 0 | 0 | 0 | 0 | 0 | 0 | 1402.373 | 0 | 0
6745 | 1487.8366 | 0 | 0 | 0 | 0 | 0 | 0 | 1487.837 | 0 | 0
6746 | 1173.9536 | 0 | 0 | 0 | 0 | 0 | 0 | 1173.954 | 0 | 0
6747 | 1220.5699 | 0 | 0 | 0 | 0 | 0 | 0 | 1220.57 | 0 | 0
6748 | 1091.5981 | 0 | 0 | 0 | 0 | 0 | 0 | 1091.598 | 0 | 0
6749 | 1039.5433 | 0 | 0 | 0 | 0 | 0 | 0 | 1039.543 | 0 | 0
6750 | 1033.3278 | 0 | 0 | 0 | 0 | 0 | 0 | 1033.328 | 0 | 0
6751 | 1125.2328 | 0 | 345.3121 | 345.3121 | 0 | 0 | 0 | 796.195 | 0 | 0
6752 | 1299.0474 | 0 | 958.9665 | 958.9665 | 0 | 0 | 0 | 385.278 | 0 | 0
6753 | 1556.2421 | 0 | 1445.8721 | 1445.8721 | 0 | 0 | 0 | 178.516 | 0 | 0
6754 | 1612.0778 | 0 | 775.0471 | 775.0471 | 0 | 0 | 0 | 873.559 | 0 | 0
6755 | 0 | 0 | 1948.4681 | 0 | -621.2819 | 0 | 1327.1862 | 0 | 0 | 0
6756 | 1493.2053 | 0 | 3003.1351 | 1567.063 | -427.379 | 0 | 1008.6932 | 0 | 0 | 0
6757 | 1246.7915 | 0 | 2851.3587 | 1308.4617 | 0 | 0 | 1542.897 | 0 | 0 | 0
6758 | 1561.9623 | 0 | 2670.3012 | 1639.2209 | 0 | 0 | 1031.0803 | 0 | 0 | 0
6759 | 1551.8563 | 0 | 1438.8522 | 1438.8522 | 0 | 0 | 0 | 180.819 | 0 | 0
6760 | 1685.1478 | 0 | 1465.5421 | 1465.5421 | 0 | 0 | 0 | 288.679 | 0 | 0
6761 | 1491.6931 | 0 | 701.1817 | 701.1817 | 0 | 0 | 0 | 823.559 | 0 | 0
6762 | 1361.0005 | 0 | 19.3038 | 19.3038 | 0 | 0 | 0 | 1342.607 | 0 | 0
6763 | 1278.8742 | 0 | 0 | 0 | 0 | 0 | 0 | 1278.874 | 0 | 0
6764 | 1114.9063 | 0 | 0 | 0 | 0 | 0 | 0 | 1114.906 | 0 | 0
6765 | 1342.5492 | 0 | 0 | 0 | 0 | 0 | 0 | 1342.549 | 0 | 0
6766 | 1593.5002 | 0 | 0 | 0 | 0 | 0 | 0 | 1287.627 | 0 | 321.0034
6767 | 1337.8875 | 0 | 0 | 0 | 0 | 0 | 0 | 745.888 | 0 | 621.2819
6768 | 1203.4772 | 0 | 0 | 0 | 0 | 0 | 0 | 1203.477 | 0 | 0
6769 | 923.0026 | 0 | 0 | 0 | 0 | 0 | 0 | 923.003 | 0 | 0
6770 | 1208.9158 | 0 | 0 | 0 | 0 | 0 | 0 | 1208.916 | 0 | 0
6771 | 935.4336 | 0 | 0 | 0 | 0 | 0 | 0 | 935.434 | 0 | 0
6772 | 835.9855 | 0 | 0 | 0 | 0 | 0 | 0 | 835.985 | 0 | 0
6773 | 948.6415 | 0 | 0 | 0 | 0 | 0 | 0 | 948.642 | 0 | 0
6774 | 1023.2276 | 0 | 0 | 0 | 0 | 0 | 0 | 1023.228 | 0 | 0
6775 | 855.543 | 0 | 8.2204 | 8.2204 | 0 | 0 | 0 | 847.71 | 0 | 0
6776 | 734.4698 | 0 | 548.3464 | 548.3464 | 0 | 0 | 0 | 211.968 | 0 | 0
6777 | 1354.9452 | 0 | 2229.3358 | 1421.9653 | -621.2819 | 0 | 186.0886 | 0 | 0 | 0
6778 | 1584.1702 | 0 | 2427.7263 | 1662.5273 | -427.379 | 0 | 337.8199 | 0 | 0 | 0
6779 | 1585.9435 | 0 | 1934.5816 | 1664.388 | 0 | 0 | 270.1936 | 0 | 0 | 0
6780 | 1196.4829 | 0 | 2141.797 | 1255.6643 | 0 | 0 | 886.1327 | 0 | 0 | 0
6781 | 1424.9425 | 0 | 1633.6891 | 1495.4235 | 0 | 0 | 138.2657 | 0 | 0 | 0
6782 | 1249.168 | 0 | 1767.0496 | 1310.9552 | 0 | 0 | 456.0944 | 0 | 0 | 0
6783 | 1398.008 | 0 | 2359.8512 | 1467.1573 | 0 | 0 | 892.694 | 0 | 0 | 0
6784 | 1407.3079 | 0 | 1796.4367 | 1476.9173 | 0 | 0 | 319.5194 | 0 | 0 | 0
6785 | 1093.0432 | 0 | 646.8374 | 646.8374 | 0 | 0 | 0 | 476.692 | 0 | 0
6786 | 1275.5441 | 0 | 16.0746 | 16.0746 | 0 | 0 | 0 | 1260.227 | 0 | 0
6787 | 1074.0238 | 0 | 0 | 0 | 0 | 0 | 0 | 1074.024 | 0 | 0
6788 | 1001.4733 | 0 | 0 | 0 | 0 | 0 | 0 | 1001.473 | 0 | 0
6789 | 1020.8968 | 0 | 0 | 0 | 0 | 0 | 0 | 1020.897 | 0 | 0
6790 | 1296.7098 | 0 | 0 | 0 | 0 | 0 | 0 | 990.836 | 0 | 321.0034
6791 | 1046.5357 | 0 | 0 | 0 | 0 | 0 | 0 | 454.536 | 0 | 621.2819
6792 | 1089.2673 | 0 | 0 | 0 | 0 | 0 | 0 | 1089.267 | 0 | 0
6793 | 1177.0613 | 0 | 0 | 0 | 0 | 0 | 0 | 1177.061 | 0 | 0
6794 | 1226.0084 | 0 | 0 | 0 | 0 | 0 | 0 | 1226.008 | 0 | 0
6795 | 1172.3997 | 0 | 0 | 0 | 0 | 0 | 0 | 1172.4 | 0 | 0
6796 | 942.426 | 0 | 0 | 0 | 0 | 0 | 0 | 942.426 | 0 | 0
6797 | 939.3183 | 0 | 0 | 0 | 0 | 0 | 0 | 939.318 | 0 | 0
6798 | 1045.7588 | 0 | 0 | 0 | 0 | 0 | 0 | 1045.759 | 0 | 0
6799 | 671.3979 | 0 | 271.3753 | 271.3753 | 0 | 0 | 0 | 412.813 | 0 | 0
6800 | 872.0645 | 0 | 789.9327 | 789.9327 | 0 | 0 | 0 | 119.362 | 0 | 0
6801 | 485.7777 | 0 | 1290.9315 | 509.8059 | -621.2819 | 0 | 159.8437 | 0 | 0 | 0
6802 | 364.5171 | 0 | 2233.18 | 382.548 | -427.379 | 0 | 1423.253 | 0 | 0 | 0
6803 | 364.7608 | 0 | 2720.4403 | 382.8031 | 0 | 0 | 2337.6372 | 0 | 0 | 0
6804 | 378.6719 | 0 | 1985.9445 | 397.4021 | 0 | 0 | 1588.5423 | 0 | 0 | 0
6805 | 728.4592 | 0 | 1164.3715 | 764.4906 | 0 | 0 | 399.881 | 0 | 0 | 0
6806 | 1278.5809 | 0 | 1495.5683 | 1341.8231 | 0 | 0 | 153.7452 | 0 | 0 | 0
6807 | 1456.5445 | 0 | 225.6366 | 225.6366 | 0 | 0 | 0 | 1241.542 | 0 | 0
6808 | 1463.702 | 0 | 221.4261 | 221.4261 | 0 | 0 | 0 | 1252.712 | 0 | 0
6809 | 1357.0867 | 0 | 29.1446 | 29.1446 | 0 | 0 | 0 | 1329.316 | 0 | 0
6810 | 968.9779 | 0 | 0 | 0 | 0 | 0 | 0 | 968.978 | 0 | 0
6811 | 859.4179 | 0 | 0 | 0 | 0 | 0 | 0 | 859.418 | 0 | 0
6812 | 666.613 | 0 | 0 | 0 | 0 | 0 | 0 | 666.613 | 0 | 0
6813 | 1020.8968 | 0 | 0 | 0 | 0 | 0 | 0 | 1020.897 | 0 | 0
6814 | 1041.8741 | 0 | 0 | 0 | 0 | 0 | 0 | 736 | 0 | 321.0034
6815 | 1133.5528 | 0 | 0 | 0 | 0 | 0 | 0 | 541.553 | 0 | 621.2819
6816 | 1121.8987 | 0 | 0 | 0 | 0 | 0 | 0 | 1121.899 | 0 | 0
6817 | 916.0101 | 0 | 0 | 0 | 0 | 0 | 0 | 916.01 | 0 | 0
6818 | 1391.4963 | 0 | 0 | 0 | 0 | 0 | 0 | 1391.496 | 0 | 0
6819 | 1013.9043 | 0 | 0 | 0 | 0 | 0 | 0 | 1013.904 | 0 | 0
6820 | 1124.2295 | 0 | 0 | 0 | 0 | 0 | 0 | 1124.23 | 0 | 0
6821 | 933.1028 | 0 | 0 | 0 | 0 | 0 | 0 | 933.103 | 0 | 0
6822 | 828.2161 | 0 | 0 | 0 | 0 | 0 | 0 | 828.216 | 0 | 0
6823 | 1121.5161 | 0 | 103.0509 | 103.0509 | 0 | 0 | 0 | 1023.322 | 0 | 0
6824 | 241.5452 | 0 | 541.3611 | 253.4925 | -287.8687 | 0 | 0 | 0 | 0 | 0
6825 | 286.4047 | 0 | 1072.723 | 300.5714 | -621.2819 | 0 | 150.8697 | 0 | 0 | 0
6826 | 227.0213 | 0 | 2061.7324 | 238.2501 | -139.5103 | 0 | 1683.9721 | 0 | 0 | 0
6827 | 226.7086 | 0 | 2750.4539 | 237.9226 | 0 | 0 | 2512.5313 | 0 | 0 | 0
6828 | 265.6099 | 0 | 2789.8465 | 278.7478 | 0 | 0 | 2511.0987 | 0 | 0 | 0
6829 | 180.5099 | 0 | 2701.1187 | 189.4385 | 0 | 0 | 2511.6801 | 0 | 0 | 0
6830 | 244.417 | 0 | 1704.0063 | 256.5065 | 0 | 0 | 1447.4998 | 0 | 0 | 0
6831 | 281.7887 | 0 | 160.2634 | 160.2634 | 0 | 0 | 0 | 129.079 | 0 | 0
6832 | 244.5879 | 0 | 114.8081 | 114.8081 | 0 | 0 | 0 | 0.782 | 0 | 141.0572
6833 | 259.577 | 0 | 429.3982 | 272.4164 | -156.9818 | 0 | 0 | 0 | 0 | 0
6834 | 261.3999 | 0 | 1.9929 | 1.9929 | 0 | 0 | 0 | 259.501 | 0 | 0
6835 | 181.0159 | 0 | 0 | 0 | 0 | 0 | 0 | 181.016 | 0 | 0
6836 | 341.8528 | 0 | 0 | 0 | 0 | 0 | 0 | 341.853 | 0 | 0
6837 | 203.5578 | 0 | 0 | 0 | 0 | 0 | 0 | 87.284 | 0 | 122.0252
6838 | 261.8282 | 0 | 0 | 0 | 0 | 0 | 0 | 0 | 0 | 274.7787
6839 | 280.4747 | 0 | 0 | 0 | 0 | 0 | 0 | 0 | 0 | 294.3481
6840 | 239.297 | 0 | 0 | 0 | 0 | 0 | 0 | 0 | 0 | 251.1333
6841 | 247.8433 | 0 | 0 | 0 | 0 | 0 | 0 | 247.843 | 0 | 0
6842 | 213.658 | 0 | 0 | 0 | 0 | 0 | 0 | 213.658 | 0 | 0
6843 | 278.9208 | 0 | 0 | 0 | 0 | 0 | 0 | 278.921 | 0 | 0
6844 | 284.3594 | 0 | 0 | 0 | 0 | 0 | 0 | 284.359 | 0 | 0
6845 | 227.6429 | 0 | 0 | 0 | 0 | 0 | 0 | 227.643 | 0 | 0
6846 | 224.5351 | 0 | 0 | 0 | 0 | 0 | 0 | 224.535 | 0 | 0
6847 | 211.1465 | 0 | 245.123 | 221.5899 | -23.5332 | 0 | 0 | 0 | 0 | 0
6848 | 228.4266 | 0 | 1797.9804 | 239.7256 | -621.2819 | 0 | 936.9729 | 0 | 0 | 0
6849 | 798.5303 | 0 | 1283.5391 | 838.0285 | -403.8458 | 0 | 41.6647 | 0 | 0 | 0
6850 | 1189.1388 | 0 | 2143.9725 | 1247.957 | 0 | 0 | 896.0155 | 0 | 0 | 0
6851 | 1149.785 | 0 | 1542.3649 | 1206.6565 | 0 | 0 | 335.7084 | 0 | 0 | 0
6852 | 1049.2511 | 0 | 2156.9838 | 1101.1498 | 0 | 0 | 1055.834 | 0 | 0 | 0
6853 | 1004.3509 | 0 | 2755.5396 | 1054.0289 | 0 | 0 | 1701.5107 | 0 | 0 | 0
6854 | 1250.2042 | 0 | 2904.2117 | 1312.0425 | 0 | 0 | 1592.1693 | 0 | 0 | 0
6855 | 903.8122 | 0 | 1957.6992 | 948.517 | 0 | 0 | 1009.1822 | 0 | 0 | 0
6856 | 1265.9984 | 0 | 923.9323 | 923.9323 | 0 | 0 | 0 | 385.612 | 0 | 0
6857 | 1338.141 | 0 | 16.3045 | 16.3045 | 0 | 0 | 0 | 1322.605 | 0 | 0
6858 | 1446.2015 | 0 | 0 | 0 | 0 | 0 | 0 | 1446.201 | 0 | 0
6859 | 1536.9168 | 0 | 0 | 0 | 0 | 0 | 0 | 1536.917 | 0 | 0
6860 | 1201.1464 | 0 | 0 | 0 | 0 | 0 | 0 | 1201.146 | 0 | 0
6861 | 1445.882 | 0 | 0 | 0 | 0 | 0 | 0 | 1445.882 | 0 | 0
6862 | 1395.381 | 0 | 0 | 0 | 0 | 0 | 0 | 1089.507 | 0 | 321.0034
6863 | 1485.5058 | 0 | 0 | 0 | 0 | 0 | 0 | 893.506 | 0 | 621.2819
6864 | 1257.086 | 0 | 0 | 0 | 0 | 0 | 0 | 1257.086 | 0 | 0
6865 | 1266.4092 | 0 | 0 | 0 | 0 | 0 | 0 | 1266.409 | 0 | 0
6866 | 1198.8156 | 0 | 0 | 0 | 0 | 0 | 0 | 1198.816 | 0 | 0
6867 | 1652.5475 | 0 | 0 | 0 | 0 | 0 | 0 | 1652.548 | 0 | 0
6868 | 1262.5245 | 0 | 0 | 0 | 0 | 0 | 0 | 1262.525 | 0 | 0
6869 | 1325.4565 | 0 | 0 | 0 | 0 | 0 | 0 | 1325.457 | 0 | 0
6870 | 1463.7515 | 0 | 0 | 0 | 0 | 0 | 0 | 1463.752 | 0 | 0
6871 | 1647.1089 | 0 | 518.1963 | 518.1963 | 0 | 0 | 0 | 1153.336 | 0 | 0
6872 | 1347.642 | 0 | 1301.5709 | 1301.5709 | 0 | 0 | 0 | 107.416 | 0 | 0
6873 | 1537.3752 | 0 | 1467.8195 | 1467.8195 | 0 | 0 | 0 | 138.736 | 0 | 0
6874 | 2055.2559 | 0 | 2503.7745 | 2156.9145 | -346.86 | 0 | 0 | 0 | 0 | 0
6875 | 1950.1673 | 0 | 2585.1751 | 2046.6275 | -538.5475 | 0 | 0 | 0 | 0 | 0
6876 | 1632.9415 | 0 | 2699.2559 | 1713.7117 | -163.2534 | 0 | 822.2908 | 0 | 0 | 0
6877 | 1578.9248 | 0 | 2594.4953 | 1657.0229 | 0 | 0 | 937.4724 | 0 | 0 | 0
6878 | 1500.0918 | 0 | 2548.1479 | 1574.2906 | 0 | 0 | 973.8573 | 0 | 0 | 0
6879 | 1560.4337 | 0 | 2073.9041 | 1637.6173 | 0 | 0 | 436.2868 | 0 | 0 | 0
6880 | 1354.9627 | 0 | 1056.365 | 1056.365 | 0 | 0 | 0 | 348.386 | 0 | 0
6881 | 1401.9869 | 0 | 577.7324 | 577.7324 | 0 | 0 | 0 | 851.484 | 0 | 0
6882 | 1511.5332 | 0 | 0 | 0 | 0 | 0 | 0 | 1511.533 | 0 | 0
6883 | 1511.2516 | 0 | 0 | 0 | 0 | 0 | 0 | 1511.252 | 0 | 0
6884 | 1042.651 | 0 | 0 | 0 | 0 | 0 | 0 | 1042.651 | 0 | 0
6885 | 1417.1352 | 0 | 0 | 0 | 0 | 0 | 0 | 1417.135 | 0 | 0
6886 | 1734.126 | 0 | 0 | 0 | 0 | 0 | 0 | 1428.252 | 0 | 321.0034
6887 | 1786.9578 | 0 | 0 | 0 | 0 | 0 | 0 | 1194.958 | 0 | 621.2819
6888 | 1498.7138 | 0 | 0 | 0 | 0 | 0 | 0 | 1498.714 | 0 | 0
6889 | 1306.0331 | 0 | 0 | 0 | 0 | 0 | 0 | 1306.033 | 0 | 0
6890 | 1539.8915 | 0 | 0 | 0 | 0 | 0 | 0 | 1539.891 | 0 | 0
6891 | 1354.9802 | 0 | 0 | 0 | 0 | 0 | 0 | 1354.98 | 0 | 0
6892 | 1587.2847 | 0 | 0 | 0 | 0 | 0 | 0 | 1587.285 | 0 | 0
6893 | 1386.8347 | 0 | 0 | 0 | 0 | 0 | 0 | 1386.835 | 0 | 0
6894 | 1682.8481 | 0 | 0 | 0 | 0 | 0 | 0 | 1682.848 | 0 | 0
6895 | 1314.5969 | 0 | 330.7287 | 330.7287 | 0 | 0 | 0 | 999.456 | 0 | 0
6896 | 1491.5815 | 0 | 1073.1606 | 1073.1606 | 0 | 0 | 0 | 469.001 | 0 | 0
6897 | 1238.8415 | 0 | 1630.6908 | 1300.1174 | -330.5734 | 0 | 0 | 0 | 0 | 0
6898 | 1931.0148 | 0 | 2520.7538 | 2026.5282 | -494.2256 | 0 | 0 | 0 | 0 | 0
6899 | 1849.8422 | 0 | 2196.7847 | 1941.3402 | -223.8619 | 0 | 31.5825 | 0 | 0 | 0
6900 | 1624.0727 | 0 | 3654.6573 | 1704.404 | 0 | 0 | 1950.2533 | 0 | 0 | 0
6901 | 1805.6859 | 0 | 2968.5385 | 1895.0001 | 0 | 0 | 1073.5384 | 0 | 0 | 0
6902 | 1579.4376 | 0 | 2874.6242 | 1657.5613 | 0 | 0 | 1217.0629 | 0 | 0 | 0
6903 | 1451.8731 | 0 | 2234.5401 | 1523.6866 | 0 | 0 | 710.8536 | 0 | 0 | 0
6904 | 1128.7455 | 0 | 657.1515 | 657.1515 | 0 | 0 | 0 | 502.566 | 0 | 0
6905 | 1228.0848 | 0 | 103.1758 | 103.1758 | 0 | 0 | 0 | 1129.772 | 0 | 0
6906 | 1434.2978 | 0 | 0 | 0 | 0 | 0 | 0 | 1434.298 | 0 | 0
6907 | 1492.2516 | 0 | 0 | 0 | 0 | 0 | 0 | 1492.252 | 0 | 0
6908 | 1240.7703 | 0 | 0 | 0 | 0 | 0 | 0 | 1240.77 | 0 | 0
6909 | 1418.6891 | 0 | 0 | 0 | 0 | 0 | 0 | 1418.689 | 0 | 0
6910 | 1613.7006 | 0 | 0 | 0 | 0 | 0 | 0 | 1307.827 | 0 | 321.0034
6911 | 1366.6343 | 0 | 0 | 0 | 0 | 0 | 0 | 774.634 | 0 | 621.2819
6912 | 1386.8347 | 0 | 0 | 0 | 0 | 0 | 0 | 1386.835 | 0 | 0
6913 | 1509.5909 | 0 | 0 | 0 | 0 | 0 | 0 | 1509.591 | 0 | 0
6914 | 1275.7325 | 0 | 0 | 0 | 0 | 0 | 0 | 1275.732 | 0 | 0
6915 | 1501.8215 | 0 | 0 | 0 | 0 | 0 | 0 | 1501.822 | 0 | 0
6916 | 1306.0331 | 0 | 0 | 0 | 0 | 0 | 0 | 1306.033 | 0 | 0
6917 | 1323.1257 | 0 | 0 | 0 | 0 | 0 | 0 | 1323.126 | 0 | 0
6918 | 1096.2598 | 0 | 0 | 0 | 0 | 0 | 0 | 1096.26 | 0 | 0
6919 | 1443.5696 | 0 | 206.5469 | 206.5469 | 0 | 0 | 0 | 1246.758 | 0 | 0
6920 | 1285.1606 | 0 | 814.7714 | 814.7714 | 0 | 0 | 0 | 508.79 | 0 | 0
6921 | 1191.5872 | 0 | 1574.2004 | 1250.5261 | -323.6742 | 0 | 0 | 0 | 0 | 0
6922 | 1744.2447 | 0 | 1582.0724 | 1582.0724 | 0 | 0 | 0 | 0 | 0 | 248.4477
6923 | 1620.4415 | 0 | 2215.4966 | 1700.5924 | -514.9042 | 0 | 0 | 0 | 0 | 0
6924 | 1876.2766 | 0 | 2987.5286 | 1969.0827 | -486.5792 | 0 | 531.8666 | 0 | 0 | 0
6925 | 1620.8484 | 0 | 3409.1901 | 1701.0195 | 0 | 0 | 1708.1706 | 0 | 0 | 0
6926 | 1712.8476 | 0 | 2473.6424 | 1797.569 | 0 | 0 | 676.0733 | 0 | 0 | 0
6927 | 1534.4519 | 0 | 2169.8764 | 1610.3501 | 0 | 0 | 559.5263 | 0 | 0 | 0
6928 | 1664.7066 | 0 | 300.7508 | 300.7508 | 0 | 0 | 0 | 1378.131 | 0 | 0
6929 | 1575.5306 | 0 | 68.2067 | 68.2067 | 0 | 0 | 0 | 1510.539 | 0 | 0
6930 | 1789.0993 | 0 | 0 | 0 | 0 | 0 | 0 | 1789.099 | 0 | 0
6931 | 1655.2046 | 0 | 0 | 0 | 0 | 0 | 0 | 1655.205 | 0 | 0
6932 | 1494.8291 | 0 | 0 | 0 | 0 | 0 | 0 | 1494.829 | 0 | 0
6933 | 1709.264 | 0 | 0 | 0 | 0 | 0 | 0 | 1709.264 | 0 | 0
6934 | 1697.6099 | 0 | 0 | 0 | 0 | 0 | 0 | 1391.736 | 0 | 321.0034
6935 | 1894.9522 | 0 | 0 | 0 | 0 | 0 | 0 | 1302.952 | 0 | 621.2819
6936 | 1490.1674 | 0 | 0 | 0 | 0 | 0 | 0 | 1490.167 | 0 | 0
6937 | 1436.5587 | 0 | 0 | 0 | 0 | 0 | 0 | 1436.559 | 0 | 0
6938 | 1714.7026 | 0 | 0 | 0 | 0 | 0 | 0 | 1714.703 | 0 | 0
6939 | 1420.243 | 0 | 0 | 0 | 0 | 0 | 0 | 1420.243 | 0 | 0
6940 | 1859.99 | 0 | 0 | 0 | 0 | 0 | 0 | 1859.99 | 0 | 0
6941 | 1577.9614 | 0 | 0 | 0 | 0 | 0 | 0 | 1577.961 | 0 | 0
6942 | 1522.7988 | 0 | 0 | 0 | 0 | 0 | 0 | 1522.799 | 0 | 0
6943 | 1380.6823 | 0 | 380.4775 | 380.4775 | 0 | 0 | 0 | 1018.138 | 0 | 0
6944 | 1445.3682 | 0 | 1244.2818 | 1244.2818 | 0 | 0 | 0 | 259.731 | 0 | 0
6945 | 1443.6317 | 0 | 2225.3195 | 1515.0369 | -621.2819 | 0 | 89.0007 | 0 | 0 | 0
6946 | 1751.3527 | 0 | 3119.4691 | 1837.9797 | -427.379 | 0 | 854.1105 | 0 | 0 | 0
6947 | 1975.004 | 0 | 2802.2134 | 2072.6941 | 0 | 0 | 729.5193 | 0 | 0 | 0
6948 | 1647.8616 | 0 | 3562.4515 | 1729.3687 | 0 | 0 | 1833.0829 | 0 | 0 | 0
6949 | 1546.6392 | 0 | 3251.204 | 1623.1399 | 0 | 0 | 1628.064 | 0 | 0 | 0
6950 | 1415.4066 | 0 | 2960.3003 | 1485.4169 | 0 | 0 | 1474.8834 | 0 | 0 | 0
6951 | 1594.654 | 0 | 2409.0091 | 1673.5299 | 0 | 0 | 735.4792 | 0 | 0 | 0
6952 | 1899.5274 | 0 | 817.415 | 817.415 | 0 | 0 | 0 | 1120.638 | 0 | 0
6953 | 1653.7527 | 0 | 226.8613 | 226.8613 | 0 | 0 | 0 | 1437.584 | 0 | 0
6954 | 1424.522 | 0 | 0 | 0 | 0 | 0 | 0 | 1424.522 | 0 | 0
6955 | 1615.5546 | 0 | 0 | 0 | 0 | 0 | 0 | 1615.555 | 0 | 0
6956 | 1257.086 | 0 | 0 | 0 | 0 | 0 | 0 | 1257.086 | 0 | 0
6957 | 1328.5643 | 0 | 0 | 0 | 0 | 0 | 0 | 1328.564 | 0 | 0
6958 | 1113.3524 | 0 | 0 | 0 | 0 | 0 | 0 | 807.479 | 0 | 321.0034
6959 | 1417.1352 | 0 | 0 | 0 | 0 | 0 | 0 | 825.135 | 0 | 621.2819
6960 | 1232.224 | 0 | 0 | 0 | 0 | 0 | 0 | 1232.224 | 0 | 0
6961 | 896.5867 | 0 | 0 | 0 | 0 | 0 | 0 | 896.587 | 0 | 0
6962 | 1312.2486 | 0 | 0 | 0 | 0 | 0 | 0 | 1312.249 | 0 | 0
6963 | 996.8117 | 0 | 0 | 0 | 0 | 0 | 0 | 996.812 | 0 | 0
6964 | 1216.6852 | 0 | 0 | 0 | 0 | 0 | 0 | 1216.685 | 0 | 0
6965 | 1229.1162 | 0 | 0 | 0 | 0 | 0 | 0 | 1229.116 | 0 | 0
6966 | 891.925 | 0 | 0 | 0 | 0 | 0 | 0 | 891.925 | 0 | 0
6967 | 1020.5365 | 0 | 225.7016 | 225.7016 | 0 | 0 | 0 | 805.472 | 0 | 0
6968 | 782.7914 | 0 | 902.6061 | 821.51 | -81.0962 | 0 | 0 | 0 | 0 | 0
6969 | 1064.2324 | 0 | 896.0061 | 896.0061 | 0 | 0 | 0 | 141.021 | 0 | 72.8694
6970 | 1233.7118 | 0 | 1977.3221 | 1294.7347 | -621.2819 | 0 | 61.3054 | 0 | 0 | 0
6971 | 1280.4233 | 0 | 2291.8702 | 1343.7562 | -427.379 | 0 | 520.735 | 0 | 0 | 0
6972 | 1104.2739 | 0 | 2264.1213 | 1158.8944 | 0 | 0 | 1105.227 | 0 | 0 | 0
6973 | 1300.3109 | 0 | 2903.1822 | 1364.6279 | 0 | 0 | 1538.5543 | 0 | 0 | 0
6974 | 1092.2168 | 0 | 1599.1755 | 1146.241 | 0 | 0 | 452.9345 | 0 | 0 | 0
6975 | 1134.3734 | 0 | 1835.0905 | 1190.4822 | 0 | 0 | 644.6083 | 0 | 0 | 0
6976 | 1436.7588 | 0 | 933.8854 | 933.8854 | 0 | 0 | 0 | 546.888 | 0 | 0
6977 | 1263.9143 | 0 | 445.4717 | 445.4717 | 0 | 0 | 0 | 839.438 | 0 | 0
6978 | 1435.7711 | 0 | 0 | 0 | 0 | 0 | 0 | 1435.771 | 0 | 0
6979 | 1114.3042 | 0 | 0 | 0 | 0 | 0 | 0 | 1114.304 | 0 | 0
6980 | 986.7115 | 0 | 0 | 0 | 0 | 0 | 0 | 986.711 | 0 | 0
6981 | 1394.604 | 0 | 0 | 0 | 0 | 0 | 0 | 1394.604 | 0 | 0
6982 | 1505.7062 | 0 | 0 | 0 | 0 | 0 | 0 | 1199.833 | 0 | 321.0034
6983 | 1400.0426 | 0 | 0 | 0 | 0 | 0 | 0 | 808.043 | 0 | 621.2819
6984 | 1386.8347 | 0 | 0 | 0 | 0 | 0 | 0 | 1386.835 | 0 | 0
6985 | 1262.5245 | 0 | 0 | 0 | 0 | 0 | 0 | 1262.525 | 0 | 0
6986 | 1246.9858 | 0 | 0 | 0 | 0 | 0 | 0 | 1246.986 | 0 | 0
6987 | 1582.6231 | 0 | 0 | 0 | 0 | 0 | 0 | 1582.623 | 0 | 0
6988 | 1398.4887 | 0 | 0 | 0 | 0 | 0 | 0 | 1398.489 | 0 | 0
6989 | 1537.5607 | 0 | 0 | 0 | 0 | 0 | 0 | 1537.561 | 0 | 0
6990 | 1553.8764 | 0 | 0 | 0 | 0 | 0 | 0 | 1553.876 | 0 | 0
6991 | 1107.5098 | 0 | 422.2419 | 422.2419 | 0 | 0 | 0 | 705.169 | 0 | 0
6992 | 198.9214 | 0 | 1229.5914 | 208.7602 | -621.2819 | 0 | 399.5493 | 0 | 0 | 0
6993 | 298.2132 | 0 | 2467.4978 | 312.9634 | -427.379 | 0 | 1727.1553 | 0 | 0 | 0
6994 | 304.1927 | 0 | 2145.6108 | 319.2382 | 0 | 0 | 1826.3726 | 0 | 0 | 0
6995 | 345.2975 | 0 | 2187.8306 | 362.3763 | 0 | 0 | 1825.4543 | 0 | 0 | 0
6996 | 302.5368 | 0 | 3148.5245 | 317.5002 | 0 | 0 | 2831.0243 | 0 | 0 | 0
6997 | 291.076 | 0 | 1390.6241 | 305.4734 | 0 | 0 | 1085.1507 | 0 | 0 | 0
6998 | 306.2603 | 0 | 2361.9271 | 321.4084 | 0 | 0 | 2040.5186 | 0 | 0 | 0
6999 | 275.21 | 0 | 2489.8713 | 288.8226 | 0 | 0 | 2201.0486 | 0 | 0 | 0
7000 | 224.034 | 0 | 1771.302 | 235.1153 | 0 | 0 | 1536.1867 | 0 | 0 | 0
7001 | 243.4565 | 0 | 266.68 | 255.499 | 0 | 0 | 11.181 | 0 | 0 | 0
7002 | 289.9125 | 0 | 0 | 0 | 0 | 0 | 0 | 289.913 | 0 | 0
7003 | 248.7805 | 0 | 0 | 0 | 0 | 0 | 0 | 248.78 | 0 | 0
7004 | 309.2214 | 0 | 0 | 0 | 0 | 0 | 0 | 309.221 | 0 | 0
7005 | 289.7979 | 0 | 0 | 0 | 0 | 0 | 0 | 82.622 | 0 | 217.4235
7006 | 230.7506 | 0 | 0 | 0 | 0 | 0 | 0 | 0 | 0 | 242.1646
7007 | 296.7904 | 0 | 0 | 0 | 0 | 0 | 0 | 0 | 0 | 311.47
7008 | 163.157 | 0 | 0 | 0 | 0 | 0 | 0 | 0 | 0 | 171.2272
7009 | 222.2043 | 0 | 0 | 0 | 0 | 0 | 0 | 222.204 | 0 | 0
7010 | 219.8735 | 0 | 0 | 0 | 0 | 0 | 0 | 219.874 | 0 | 0
7011 | 215.2119 | 0 | 0 | 0 | 0 | 0 | 0 | 215.212 | 0 | 0
7012 | 131.3026 | 0 | 0 | 0 | 0 | 0 | 0 | 131.303 | 0 | 0
7013 | 144.5105 | 0 | 0 | 0 | 0 | 0 | 0 | 144.511 | 0 | 0
7014 | 197.3423 | 0 | 0 | 0 | 0 | 0 | 0 | 197.342 | 0 | 0
7015 | 135.9137 | 0 | 269.4359 | 142.6367 | -126.7992 | 0 | 0 | 0 | 0 | 0
7016 | 163.4921 | 0 | 1060.6048 | 171.5788 | -621.2819 | 0 | 267.7442 | 0 | 0 | 0
7017 | 970.3841 | 0 | 1787.3819 | 1018.3818 | -300.5798 | 0 | 468.4203 | 0 | 0 | 0
7018 | 1153.9649 | 0 | 2171.1179 | 1211.0432 | 0 | 0 | 960.0747 | 0 | 0 | 0
7019 | 1330.2706 | 0 | 3321.2315 | 1396.0698 | 0 | 0 | 1925.1617 | 0 | 0 | 0
7020 | 1342.4171 | 0 | 3598.8049 | 1408.8166 | 0 | 0 | 2189.9883 | 0 | 0 | 0
7021 | 1361.5307 | 0 | 2721.6052 | 1428.876 | 0 | 0 | 1292.7292 | 0 | 0 | 0
7022 | 1355.7183 | 0 | 1170.6295 | 1170.6295 | 0 | 0 | 0 | 240.263 | 0 | 0
7023 | 1394.876 | 0 | 873.2432 | 873.2432 | 0 | 0 | 0 | 562.79 | 0 | 0
7024 | 1538.6163 | 0 | 473.0432 | 473.0432 | 0 | 0 | 0 | 1087.868 | 0 | 0
7025 | 1416.4175 | 0 | 147.7969 | 147.7969 | 0 | 0 | 0 | 1275.587 | 0 | 0
7026 | 1352.2386 | 0 | 0 | 0 | 0 | 0 | 0 | 1352.239 | 0 | 0
7027 | 1554.2017 | 0 | 0 | 0 | 0 | 0 | 0 | 1554.202 | 0 | 0
7028 | 1215.1313 | 0 | 0 | 0 | 0 | 0 | 0 | 1215.131 | 0 | 0
7029 | 895.0328 | 0 | 0 | 0 | 0 | 0 | 0 | 895.033 | 0 | 0
7030 | 1180.946 | 0 | 0 | 0 | 0 | 0 | 0 | 875.072 | 0 | 321.0034
7031 | 1267.9631 | 0 | 0 | 0 | 0 | 0 | 0 | 675.963 | 0 | 621.2819
7032 | 849.9704 | 0 | 0 | 0 | 0 | 0 | 0 | 849.97 | 0 | 0
7033 | 1104.8061 | 0 | 0 | 0 | 0 | 0 | 0 | 1104.806 | 0 | 0
7034 | 738.0913 | 0 | 0 | 0 | 0 | 0 | 0 | 738.091 | 0 | 0
7035 | 1162.2995 | 0 | 0 | 0 | 0 | 0 | 0 | 1162.3 | 0 | 0
7036 | 1122.6757 | 0 | 0 | 0 | 0 | 0 | 0 | 1122.676 | 0 | 0
7037 | 1184.8307 | 0 | 0 | 0 | 0 | 0 | 0 | 1184.831 | 0 | 0
7038 | 1024.0045 | 0 | 0 | 0 | 0 | 0 | 0 | 1024.005 | 0 | 0
7039 | 1256.0216 | 0 | 213.5247 | 213.5247 | 0 | 0 | 0 | 1052.56 | 0 | 0
7040 | 1353.606 | 0 | 1183.6218 | 1183.6218 | 0 | 0 | 0 | 225.77 | 0 | 0
7041 | 1534.3568 | 0 | 939.6931 | 939.6931 | 0 | 0 | 0 | 638.953 | 0 | 0
7042 | 1602.1427 | 0 | 2253.4 | 1681.3893 | -572.0107 | 0 | 0 | 0 | 0 | 0
7043 | 1628.6013 | 0 | 3275.5693 | 1709.156 | -476.6502 | 0 | 1089.7631 | 0 | 0 | 0
7044 | 1636.1784 | 0 | 3701.1527 | 1717.1078 | 0 | 0 | 1984.0449 | 0 | 0 | 0
7045 | 1876.1804 | 0 | 3776.7749 | 1968.9809 | 0 | 0 | 1807.794 | 0 | 0 | 0
7046 | 1679.1101 | 0 | 3363.4692 | 1762.1633 | 0 | 0 | 1601.3059 | 0 | 0 | 0
7047 | 1605.5447 | 0 | 2243.3514 | 1684.9585 | 0 | 0 | 558.3929 | 0 | 0 | 0
7048 | 1427.7269 | 0 | 1146.8665 | 1146.8665 | 0 | 0 | 0 | 334.914 | 0 | 0
7049 | 1587.1934 | 0 | 706.1845 | 706.1845 | 0 | 0 | 0 | 914.292 | 0 | 0
7050 | 1493.7656 | 0 | 0 | 0 | 0 | 0 | 0 | 1493.766 | 0 | 0
7051 | 1428.0124 | 0 | 0 | 0 | 0 | 0 | 0 | 1428.012 | 0 | 0
7052 | 1214.3544 | 0 | 0 | 0 | 0 | 0 | 0 | 1214.354 | 0 | 0
7053 | 1286.6096 | 0 | 0 | 0 | 0 | 0 | 0 | 1286.61 | 0 | 0
7054 | 1485.5058 | 0 | 0 | 0 | 0 | 0 | 0 | 1179.632 | 0 | 321.0034
7055 | 1588.0616 | 0 | 0 | 0 | 0 | 0 | 0 | 996.062 | 0 | 621.2819
7056 | 1464.5285 | 0 | 0 | 0 | 0 | 0 | 0 | 1464.528 | 0 | 0
7057 | 943.9799 | 0 | 0 | 0 | 0 | 0 | 0 | 943.98 | 0 | 0
7058 | 1055.082 | 0 | 0 | 0 | 0 | 0 | 0 | 1055.082 | 0 | 0
7059 | 1517.3603 | 0 | 0 | 0 | 0 | 0 | 0 | 1517.36 | 0 | 0
7060 | 1184.8307 | 0 | 0 | 0 | 0 | 0 | 0 | 1184.831 | 0 | 0
7061 | 1555.4302 | 0 | 0 | 0 | 0 | 0 | 0 | 1555.43 | 0 | 0
7062 | 1419.4661 | 0 | 0 | 0 | 0 | 0 | 0 | 1419.466 | 0 | 0
7063 | 1509.6793 | 0 | 480.8796 | 480.8796 | 0 | 0 | 0 | 1051.465 | 0 | 0
7064 | 1222.5996 | 0 | 1525.2324 | 1283.0731 | -242.1593 | 0 | 0 | 0 | 0 | 0
7065 | 1098.0623 | 0 | 2076.0272 | 1152.3762 | -621.2819 | 0 | 302.3691 | 0 | 0 | 0
7066 | 1450.0124 | 0 | 2614.6324 | 1521.7335 | -185.2197 | 0 | 907.6792 | 0 | 0 | 0
7067 | 1367.1296 | 0 | 2755.8114 | 1434.7509 | 0 | 0 | 1321.0605 | 0 | 0 | 0
7068 | 1547.1005 | 0 | 3124.9337 | 1623.6237 | 0 | 0 | 1501.3099 | 0 | 0 | 0
7069 | 1876.2222 | 0 | 3325.614 | 1969.025 | 0 | 0 | 1356.589 | 0 | 0 | 0
7070 | 1289.5668 | 0 | 2817.8735 | 1353.3525 | 0 | 0 | 1464.521 | 0 | 0 | 0
7071 | 1309.7799 | 0 | 395.0671 | 395.0671 | 0 | 0 | 0 | 933.333 | 0 | 0
7072 | 1430.0072 | 0 | 164.0247 | 164.0247 | 0 | 0 | 0 | 1273.713 | 0 | 0
7073 | 1378.6088 | 0 | 42.1076 | 42.1076 | 0 | 0 | 0 | 1338.486 | 0 | 0
7074 | 911.5146 | 0 | 0 | 0 | 0 | 0 | 0 | 911.515 | 0 | 0
7075 | 1308.9971 | 0 | 0 | 0 | 0 | 0 | 0 | 1308.997 | 0 | 0
7076 | 978.1652 | 0 | 0 | 0 | 0 | 0 | 0 | 978.165 | 0 | 0
7077 | 1111.0216 | 0 | 0 | 0 | 0 | 0 | 0 | 1111.022 | 0 | 0
7078 | 1313.0255 | 0 | 0 | 0 | 0 | 0 | 0 | 1007.152 | 0 | 321.0034
7079 | 1476.9595 | 0 | 0 | 0 | 0 | 0 | 0 | 884.959 | 0 | 621.2819
7080 | 1488.6136 | 0 | 0 | 0 | 0 | 0 | 0 | 1488.614 | 0 | 0
7081 | 1055.859 | 0 | 0 | 0 | 0 | 0 | 0 | 1055.859 | 0 | 0
7082 | 1290.4943 | 0 | 0 | 0 | 0 | 0 | 0 | 1290.494 | 0 | 0
7083 | 1036.4355 | 0 | 0 | 0 | 0 | 0 | 0 | 1036.436 | 0 | 0
7084 | 1038.7663 | 0 | 0 | 0 | 0 | 0 | 0 | 1038.766 | 0 | 0
7085 | 936.9874 | 0 | 0 | 0 | 0 | 0 | 0 | 936.987 | 0 | 0
7086 | 1198.0387 | 0 | 0 | 0 | 0 | 0 | 0 | 1198.039 | 0 | 0
7087 | 1205.407 | 0 | 496.4032 | 496.4032 | 0 | 0 | 0 | 732.4 | 0 | 0
7088 | 1106.8931 | 0 | 1411.3521 | 1161.6429 | -249.7092 | 0 | 0 | 0 | 0 | 0
7089 | 1442.5236 | 0 | 2520.4641 | 1513.8751 | -621.2819 | 0 | 385.3071 | 0 | 0 | 0
7090 | 1737.0055 | 0 | 2955.2849 | 1822.922 | -177.6698 | 0 | 954.6931 | 0 | 0 | 0
7091 | 1443.4841 | 0 | 2886.0088 | 1514.8837 | 0 | 0 | 1371.1251 | 0 | 0 | 0
7092 | 1588.2695 | 0 | 2062.4723 | 1666.8301 | 0 | 0 | 395.6422 | 0 | 0 | 0
7093 | 1786.2343 | 0 | 3414.3828 | 1874.586 | 0 | 0 | 1539.7969 | 0 | 0 | 0
7094 | 1390.1667 | 0 | 3387.1902 | 1458.9284 | 0 | 0 | 1928.2618 | 0 | 0 | 0
7095 | 1677.3843 | 0 | 2465.8249 | 1760.353 | 0 | 0 | 705.4719 | 0 | 0 | 0
7096 | 1676.6695 | 0 | 1630.4484 | 1630.4484 | 0 | 0 | 0 | 123.067 | 0 | 0
7097 | 1553.3917 | 0 | 508.154 | 508.154 | 0 | 0 | 0 | 1069.187 | 0 | 0
7098 | 1585.9659 | 0 | 0 | 0 | 0 | 0 | 0 | 1585.966 | 0 | 0
7099 | 1572.7909 | 0 | 0 | 0 | 0 | 0 | 0 | 1572.791 | 0 | 0
7100 | 1489.3905 | 0 | 0 | 0 | 0 | 0 | 0 | 1489.39 | 0 | 0
7101 | 1698.3869 | 0 | 0 | 0 | 0 | 0 | 0 | 1698.387 | 0 | 0
7102 | 1112.5755 | 0 | 0 | 0 | 0 | 0 | 0 | 806.702 | 0 | 321.0034
7103 | 1168.515 | 0 | 0 | 0 | 0 | 0 | 0 | 576.515 | 0 | 621.2819
7104 | 371.3765 | 0 | 0 | 0 | 0 | 0 | 0 | 371.376 | 0 | 0
7105 | 116.5407 | 0 | 0 | 0 | 0 | 0 | 0 | 116.541 | 0 | 0
7106 | 122.7562 | 0 | 0 | 0 | 0 | 0 | 0 | 122.756 | 0 | 0
7107 | 114.9869 | 0 | 0 | 0 | 0 | 0 | 0 | 114.987 | 0 | 0
7108 | 121.2024 | 0 | 0 | 0 | 0 | 0 | 0 | 121.202 | 0 | 0
7109 | 123.5332 | 0 | 0 | 0 | 0 | 0 | 0 | 123.533 | 0 | 0
7110 | 101.7789 | 0 | 0 | 0 | 0 | 0 | 0 | 101.779 | 0 | 0
7111 | 87.8474 | 0 | 326.9675 | 92.1932 | -234.7743 | 0 | 0 | 0 | 0 | 0
7112 | 176.3999 | 0 | 1069.582 | 185.1252 | -621.2819 | 0 | 263.1748 | 0 | 0 | 0
7113 | 1266.3005 | 0 | 677.0819 | 677.0819 | 0 | 0 | 0 | 621.13 | 0 | 0
7114 | 1548.0484 | 0 | 177.7632 | 177.7632 | 0 | 0 | 0 | 1237.7 | 0 | 147.9365
7115 | 1673.0266 | 0 | 626.0916 | 626.0916 | 0 | 0 | 0 | 484.444 | 0 | 621.2819
7116 | 1771.9988 | 0 | 2401.5096 | 1859.6469 | -541.8628 | 0 | 0 | 0 | 0 | 0
7117 | 1494.0026 | 0 | 3223.3428 | 1567.8994 | -506.7981 | 0 | 1148.6453 | 0 | 0 | 0
7118 | 1420.6499 | 0 | 2356.4982 | 1490.9192 | 0 | 0 | 865.579 | 0 | 0 | 0
7119 | 1712.2377 | 0 | 2403.958 | 1796.9299 | 0 | 0 | 607.0281 | 0 | 0 | 0
7120 | 1677.291 | 0 | 1114.0026 | 1114.0026 | 0 | 0 | 0 | 615.793 | 0 | 0
7121 | 1676.9667 | 0 | 12.3784 | 12.3784 | 0 | 0 | 0 | 1665.172 | 0 | 0
7122 | 1398.5489 | 0 | 0 | 0 | 0 | 0 | 0 | 1398.549 | 0 | 0
7123 | 1443.0422 | 0 | 0 | 0 | 0 | 0 | 0 | 1443.042 | 0 | 0
7124 | 1379.0653 | 0 | 0 | 0 | 0 | 0 | 0 | 1379.065 | 0 | 0
7125 | 1510.3678 | 0 | 0 | 0 | 0 | 0 | 0 | 1510.368 | 0 | 0
7126 | 1776.0807 | 0 | 0 | 0 | 0 | 0 | 0 | 1470.207 | 0 | 321.0034
7127 | 1299.0406 | 0 | 0 | 0 | 0 | 0 | 0 | 707.041 | 0 | 621.2819
7128 | 1407.035 | 0 | 0 | 0 | 0 | 0 | 0 | 1407.035 | 0 | 0
7129 | 1057.4129 | 0 | 0 | 0 | 0 | 0 | 0 | 1057.413 | 0 | 0
7130 | 1358.0879 | 0 | 0 | 0 | 0 | 0 | 0 | 1358.088 | 0 | 0
7131 | 1203.4772 | 0 | 0 | 0 | 0 | 0 | 0 | 1203.477 | 0 | 0
7132 | 1147.5377 | 0 | 0 | 0 | 0 | 0 | 0 | 1147.538 | 0 | 0
7133 | 1421.0199 | 0 | 0 | 0 | 0 | 0 | 0 | 1421.02 | 0 | 0
7134 | 1152.9763 | 0 | 0 | 0 | 0 | 0 | 0 | 1152.976 | 0 | 0
7135 | 1150.6454 | 0 | 112.0176 | 112.0176 | 0 | 0 | 0 | 1043.908 | 0 | 0
7136 | 1557.2327 | 0 | 390.6436 | 390.6436 | 0 | 0 | 0 | 1185.001 | 0 | 0
7137 | 1562.9559 | 0 | 123.2479 | 123.2479 | 0 | 0 | 0 | 1445.517 | 0 | 0
7138 | 1484.153 | 0 | 850.3272 | 850.3272 | 0 | 0 | 0 | 673.903 | 0 | 0
7139 | 1538.7348 | 0 | 2954.1609 | 1614.8439 | -621.2819 | 0 | 718.035 | 0 | 0 | 0
7140 | 1370.921 | 0 | 2867.3966 | 1438.7305 | -427.379 | 0 | 1001.2871 | 0 | 0 | 0
7141 | 1755.5239 | 0 | 711.9041 | 711.9041 | 0 | 0 | 0 | 1077.173 | 0 | 0
7142 | 1535.2541 | 0 | 1144.395 | 1144.395 | 0 | 0 | 0 | 444.797 | 0 | 0
7143 | 1077.4462 | 0 | 223.2302 | 223.2302 | 0 | 0 | 0 | 864.738 | 0 | 0
7144 | 1517.8449 | 0 | 317.9841 | 317.9841 | 0 | 0 | 0 | 1214.848 | 0 | 0
7145 | 1251.0074 | 0 | 417.6998 | 417.6998 | 0 | 0 | 0 | 852.994 | 0 | 0
7146 | 1642.0142 | 0 | 0 | 0 | 0 | 0 | 0 | 1642.014 | 0 | 0
7147 | 1603.6198 | 0 | 0 | 0 | 0 | 0 | 0 | 1603.62 | 0 | 0
7148 | 1352.6494 | 0 | 0 | 0 | 0 | 0 | 0 | 1352.649 | 0 | 0
7149 | 1404.7042 | 0 | 0 | 0 | 0 | 0 | 0 | 1404.704 | 0 | 0
7150 | 1233.7778 | 0 | 0 | 0 | 0 | 0 | 0 | 927.904 | 0 | 321.0034
7151 | 1466.0823 | 0 | 0 | 0 | 0 | 0 | 0 | 874.082 | 0 | 621.2819
7152 | 1573.2998 | 0 | 0 | 0 | 0 | 0 | 0 | 1573.3 | 0 | 0
7153 | 1475.4056 | 0 | 0 | 0 | 0 | 0 | 0 | 1475.406 | 0 | 0
7154 | 1317.6872 | 0 | 0 | 0 | 0 | 0 | 0 | 1317.687 | 0 | 0
7155 | 1793.9503 | 0 | 0 | 0 | 0 | 0 | 0 | 1793.95 | 0 | 0
7156 | 1639.3396 | 0 | 0 | 0 | 0 | 0 | 0 | 1639.34 | 0 | 0
7157 | 1427.2354 | 0 | 0 | 0 | 0 | 0 | 0 | 1427.235 | 0 | 0
7158 | 1366.6343 | 0 | 0 | 0 | 0 | 0 | 0 | 1366.634 | 0 | 0
7159 | 1260.9775 | 0 | 295.9716 | 295.9716 | 0 | 0 | 0 | 978.955 | 0 | 0
7160 | 331.6128 | 0 | 1599.0327 | 348.0144 | -621.2819 | 0 | 629.7364 | 0 | 0 | 0
7161 | 268.4554 | 0 | 1753.8621 | 281.7346 | -427.379 | 0 | 1044.7485 | 0 | 0 | 0
7162 | 276.049 | 0 | 2123.8596 | 289.7031 | 0 | 0 | 1834.1565 | 0 | 0 | 0
7163 | 261.2493 | 0 | 2978.0949 | 274.1711 | 0 | 0 | 2703.9239 | 0 | 0 | 0
7164 | 324.2289 | 0 | 3601.5251 | 340.2662 | 0 | 0 | 3261.2589 | 0 | 0 | 0
7165 | 205.8624 | 0 | 3876.5326 | 216.0455 | 0 | 0 | 3660.4871 | 0 | 0 | 0
7166 | 205.1622 | 0 | 2608.618 | 215.3099 | 0 | 0 | 2393.3081 | 0 | 0 | 0
7167 | 333.7513 | 0 | 2578.8762 | 350.2592 | 0 | 0 | 2228.617 | 0 | 0 | 0
7168 | 381.8331 | 0 | 1322.9086 | 400.7195 | 0 | 0 | 922.1891 | 0 | 0 | 0
7169 | 308.0162 | 0 | 687.8399 | 323.2513 | 0 | 0 | 364.5886 | 0 | 0 | 0
7170 | 338.7742 | 0 | 0 | 0 | 0 | 0 | 0 | 338.774 | 0 | 0
7171 | 273.5706 | 0 | 0 | 0 | 0 | 0 | 0 | 273.571 | 0 | 0
7172 | 258.7204 | 0 | 0 | 0 | 0 | 0 | 0 | 258.72 | 0 | 0
7173 | 300.6751 | 0 | 0 | 0 | 0 | 0 | 0 | 57.76 | 0 | 254.9302
7174 | 283.5824 | 0 | 0 | 0 | 0 | 0 | 0 | 0 | 0 | 297.6087
7175 | 236.1892 | 0 | 0 | 0 | 0 | 0 | 0 | 0 | 0 | 247.8715
7176 | 135.1872 | 0 | 0 | 0 | 0 | 0 | 0 | 0 | 0 | 141.8737
7177 | 138.295 | 0 | 0 | 0 | 0 | 0 | 0 | 138.295 | 0 | 0
7178 | 120.4254 | 0 | 0 | 0 | 0 | 0 | 0 | 120.425 | 0 | 0
7179 | 114.9869 | 0 | 0 | 0 | 0 | 0 | 0 | 114.987 | 0 | 0
7180 | 111.8791 | 0 | 0 | 0 | 0 | 0 | 0 | 111.879 | 0 | 0
7181 | 98.6711 | 0 | 0 | 0 | 0 | 0 | 0 | 98.671 | 0 | 0
7182 | 96.3403 | 0 | 0 | 0 | 0 | 0 | 0 | 96.34 | 0 | 0
7183 | 79.4371 | 0 | 541.2321 | 83.3672 | -457.8648 | 0 | 0 | 0 | 0 | 0
7184 | 86.9093 | 0 | 1679.0553 | 91.2078 | -590.7961 | 0 | 997.0515 | 0 | 0 | 0
7185 | 86.5519 | 0 | 2910.2325 | 90.8331 | 0 | 0 | 2819.3994 | 0 | 0 | 0
7186 | 85.5428 | 0 | 3643.1772 | 89.7731 | 0 | 0 | 3553.4041 | 0 | 0 | 0
7187 | 82.0117 | 0 | 2326.7743 | 86.0675 | 0 | 0 | 2240.7068 | 0 | 0 | 0
7188 | 89.4741 | 0 | 2441.8258 | 93.8996 | 0 | 0 | 2347.9262 | 0 | 0 | 0
7189 | 85.7196 | 0 | 2838.9393 | 89.9599 | 0 | 0 | 2748.9794 | 0 | 0 | 0
7190 | 90.0355 | 0 | 3244.4381 | 94.4884 | 0 | 0 | 3149.9497 | 0 | 0 | 0
7191 | 84.2988 | 0 | 490.14 | 88.4676 | 0 | 0 | 401.6724 | 0 | 0 | 0
7192 | 95.4148 | 0 | 1054.2 | 100.1345 | 0 | 0 | 954.0655 | 0 | 0 | 0
7193 | 85.638 | 0 | 107.4104 | 89.8739 | 0 | 0 | 17.5365 | 0 | 0 | 0
7194 | 92.1604 | 0 | 0 | 0 | 0 | 0 | 0 | 0 | 0 | 96.7185
7195 | 99.1266 | 0 | 0 | 0 | 0 | 0 | 0 | 0 | 0 | 104.0301
7196 | 101.7789 | 0 | 0 | 0 | 0 | 0 | 0 | 0 | 0 | 106.8133
7197 | 100.225 | 0 | 0 | 0 | 0 | 0 | 0 | 0 | 0 | 105.1824
7198 | 107.9944 | 0 | 0 | 0 | 0 | 0 | 0 | 0 | 0 | 113.3357
7199 | 98.6711 | 0 | 0 | 0 | 0 | 0 | 0 | 0 | 0 | 103.5515
7200 | 104.1097 | 0 | 0 | 0 | 0 | 0 | 0 | 0 | 0 | 109.2596
7201 | 94.0095 | 0 | 0 | 0 | 0 | 0 | 0 | 94.01 | 0 | 0
7202 | 100.225 | 0 | 0 | 0 | 0 | 0 | 0 | 100.225 | 0 | 0
7203 | 97.1173 | 0 | 0 | 0 | 0 | 0 | 0 | 97.117 | 0 | 0
7204 | 98.6711 | 0 | 0 | 0 | 0 | 0 | 0 | 96.767 | 0 | 1.9982
7205 | 93.2326 | 0 | 0 | 0 | 0 | 0 | 0 | 0 | 0 | 97.8446
7206 | 98.6711 | 0 | 0 | 0 | 0 | 0 | 0 | 0 | 0 | 103.5515
7207 | 88.0252 | 0 | 395.5582 | 92.379 | -303.1793 | 0 | 0 | 0 | 0 | 0
7208 | 138.2668 | 0 | 1549.7164 | 145.1061 | -621.2819 | 0 | 783.3284 | 0 | 0 | 0
7209 | 851.5291 | 0 | 2511.487 | 893.6479 | -124.2008 | 0 | 1493.6383 | 0 | 0 | 0
7210 | 1151.9371 | 0 | 3501.9164 | 1208.916 | 0 | 0 | 2293.0004 | 0 | 0 | 0
7211 | 1368.5727 | 0 | 3948.4523 | 1436.2663 | 0 | 0 | 2512.186 | 0 | 0 | 0
7212 | 1597.6423 | 0 | 3344.899 | 1676.6657 | 0 | 0 | 1668.2333 | 0 | 0 | 0
7213 | 1506.7813 | 0 | 2946.3309 | 1581.3105 | 0 | 0 | 1365.0204 | 0 | 0 | 0
7214 | 1412.897 | 0 | 2631.0145 | 1482.7827 | 0 | 0 | 1148.2318 | 0 | 0 | 0
7215 | 1414.7093 | 0 | 1765.3233 | 1484.6843 | 0 | 0 | 280.6389 | 0 | 0 | 0
7216 | 1584.3586 | 0 | 1004.5342 | 1004.5342 | 0 | 0 | 0 | 627.169 | 0 | 0
7217 | 1584.5198 | 0 | 351.9426 | 351.9426 | 0 | 0 | 0 | 1249.165 | 0 | 0
7218 | 1715.024 | 0 | 0 | 0 | 0 | 0 | 0 | 1715.024 | 0 | 0
7219 | 1680.964 | 0 | 0 | 0 | 0 | 0 | 0 | 1680.964 | 0 | 0
7220 | 1793.1733 | 0 | 0 | 0 | 0 | 0 | 0 | 1793.173 | 0 | 0
7221 | 1675.8557 | 0 | 0 | 0 | 0 | 0 | 0 | 1675.856 | 0 | 0
7222 | 1509.5909 | 0 | 0 | 0 | 0 | 0 | 0 | 1203.717 | 0 | 321.0034
7223 | 1940.7916 | 0 | 0 | 0 | 0 | 0 | 0 | 1348.792 | 0 | 621.2819
7224 | 1651.7706 | 0 | 0 | 0 | 0 | 0 | 0 | 1651.771 | 0 | 0
7225 | 1884.852 | 0 | 0 | 0 | 0 | 0 | 0 | 1884.852 | 0 | 0
7226 | 1574.8537 | 0 | 0 | 0 | 0 | 0 | 0 | 1574.854 | 0 | 0
7227 | 1236.1086 | 0 | 0 | 0 | 0 | 0 | 0 | 1236.109 | 0 | 0
7228 | 1240.7703 | 0 | 0 | 0 | 0 | 0 | 0 | 1240.77 | 0 | 0
7229 | 1692.1714 | 0 | 0 | 0 | 0 | 0 | 0 | 1692.171 | 0 | 0
7230 | 1647.1089 | 0 | 0 | 0 | 0 | 0 | 0 | 1647.109 | 0 | 0
7231 | 1061.519 | 0 | 530.0899 | 530.0899 | 0 | 0 | 0 | 556.413 | 0 | 0
7232 | 1120.1186 | 0 | 1750.041 | 1175.5221 | -574.5189 | 0 | 0 | 0 | 0 | 0
7233 | 1674.4572 | 0 | 2562.8971 | 1757.2812 | -474.142 | 0 | 331.4738 | 0 | 0 | 0
7234 | 2076.6159 | 0 | 3442.9419 | 2179.331 | 0 | 0 | 1263.6108 | 0 | 0 | 0
7235 | 1845.2748 | 0 | 3862.8592 | 1936.5473 | 0 | 0 | 1926.3119 | 0 | 0 | 0
7236 | 2071.6969 | 0 | 3111.7461 | 2174.1687 | 0 | 0 | 937.5774 | 0 | 0 | 0
7237 | 1651.0189 | 0 | 3254.6756 | 1732.6829 | 0 | 0 | 1521.9927 | 0 | 0 | 0
7238 | 1496.2674 | 0 | 3023.7277 | 1570.2764 | 0 | 0 | 1453.4513 | 0 | 0 | 0
7239 | 1315.4865 | 0 | 231.8641 | 231.8641 | 0 | 0 | 0 | 1094.55 | 0 | 0
7240 | 1605.1611 | 0 | 1127.4157 | 1127.4157 | 0 | 0 | 0 | 530.882 | 0 | 0
7241 | 1758.8346 | 0 | 547.9853 | 547.9853 | 0 | 0 | 0 | 1236.677 | 0 | 0
7242 | 1473.3059 | 0 | 0 | 0 | 0 | 0 | 0 | 1473.306 | 0 | 0
7243 | 1812.4967 | 0 | 0 | 0 | 0 | 0 | 0 | 1812.497 | 0 | 0
7244 | 1695.2791 | 0 | 0 | 0 | 0 | 0 | 0 | 1695.279 | 0 | 0
7245 | 1998.285 | 0 | 0 | 0 | 0 | 0 | 0 | 1998.285 | 0 | 0
7246 | 1626.9086 | 0 | 0 | 0 | 0 | 0 | 0 | 1321.035 | 0 | 321.0034
7247 | 1615.2545 | 0 | 0 | 0 | 0 | 0 | 0 | 1023.254 | 0 | 621.2819
7248 | 1388.3885 | 0 | 0 | 0 | 0 | 0 | 0 | 1388.389 | 0 | 0
7249 | 1436.5587 | 0 | 0 | 0 | 0 | 0 | 0 | 1436.559 | 0 | 0
7250 | 1567.0843 | 0 | 0 | 0 | 0 | 0 | 0 | 1567.084 | 0 | 0
7251 | 991.3731 | 0 | 0 | 0 | 0 | 0 | 0 | 991.373 | 0 | 0
7252 | 1218.2391 | 0 | 0 | 0 | 0 | 0 | 0 | 1218.239 | 0 | 0
7253 | 1230.6701 | 0 | 0 | 0 | 0 | 0 | 0 | 1230.67 | 0 | 0
7254 | 1351.8724 | 0 | 0 | 0 | 0 | 0 | 0 | 1351.872 | 0 | 0
7255 | 1256.2333 | 0 | 171.5945 | 171.5945 | 0 | 0 | 0 | 1092.726 | 0 | 0
7256 | 631.5235 | 0 | 550.2501 | 550.2501 | 0 | 0 | 0 | 107.207 | 0 | 0
7257 | 1426.3624 | 0 | 912.1395 | 912.1395 | 0 | 0 | 0 | 557.213 | 0 | 0
7258 | 1434.29 | 0 | 2721.4635 | 1505.2339 | -621.2819 | 0 | 594.9478 | 0 | 0 | 0
7259 | 1329.046 | 0 | 2616.915 | 1394.7842 | -427.379 | 0 | 794.7518 | 0 | 0 | 0
7260 | 1071.6104 | 0 | 2553.9252 | 1124.6147 | 0 | 0 | 1429.3105 | 0 | 0 | 0
7261 | 1688.5431 | 0 | 2146.4272 | 1772.0629 | 0 | 0 | 374.3643 | 0 | 0 | 0
7262 | 1314.6289 | 0 | 855.8914 | 855.8914 | 0 | 0 | 0 | 499.077 | 0 | 0
7263 | 1623.5803 | 0 | 833.0163 | 833.0163 | 0 | 0 | 0 | 829.825 | 0 | 0
7264 | 1596.3166 | 0 | 340.8833 | 340.8833 | 0 | 0 | 0 | 1271.5 | 0 | 0
7265 | 1509.3432 | 0 | 257.833 | 257.833 | 0 | 0 | 0 | 1263.663 | 0 | 0
7266 | 1577.5497 | 0 | 0 | 0 | 0 | 0 | 0 | 1577.55 | 0 | 0
7267 | 1551.363 | 0 | 0 | 0 | 0 | 0 | 0 | 1551.363 | 0 | 0
7268 | 1267.9631 | 0 | 0 | 0 | 0 | 0 | 0 | 1267.963 | 0 | 0
7269 | 1587.2847 | 0 | 0 | 0 | 0 | 0 | 0 | 1587.285 | 0 | 0
7270 | 1797.835 | 0 | 0 | 0 | 0 | 0 | 0 | 1491.961 | 0 | 321.0034
7271 | 1567.0843 | 0 | 0 | 0 | 0 | 0 | 0 | 975.084 | 0 | 621.2819
7272 | 1323.9027 | 0 | 0 | 0 | 0 | 0 | 0 | 1323.903 | 0 | 0
7273 | 1209.6927 | 0 | 0 | 0 | 0 | 0 | 0 | 1209.693 | 0 | 0
7274 | 1199.5926 | 0 | 0 | 0 | 0 | 0 | 0 | 1199.593 | 0 | 0
7275 | 1285.8327 | 0 | 0 | 0 | 0 | 0 | 0 | 1285.833 | 0 | 0
7276 | 1353.4263 | 0 | 0 | 0 | 0 | 0 | 0 | 1353.426 | 0 | 0
7277 | 1157.6379 | 0 | 0 | 0 | 0 | 0 | 0 | 1157.638 | 0 | 0
7278 | 1076.0594 | 0 | 0 | 0 | 0 | 0 | 0 | 1076.059 | 0 | 0
7279 | 1040.5708 | 0 | 477.9463 | 477.9463 | 0 | 0 | 0 | 585.151 | 0 | 0
7280 | 680.187 | 0 | 1586.945 | 713.8309 | -621.2819 | 0 | 251.8322 | 0 | 0 | 0
7281 | 1145.7167 | 0 | 2546.0836 | 1202.3873 | -427.379 | 0 | 916.3174 | 0 | 0 | 0
7282 | 1580.9303 | 0 | 3093.6544 | 1659.1271 | 0 | 0 | 1434.5274 | 0 | 0 | 0
7283 | 1460.9439 | 0 | 2752.2044 | 1533.2062 | 0 | 0 | 1218.9982 | 0 | 0 | 0
7284 | 1561.3107 | 0 | 2541.8784 | 1638.5377 | 0 | 0 | 903.3408 | 0 | 0 | 0
7285 | 1658.8698 | 0 | 2800.4744 | 1740.9222 | 0 | 0 | 1059.5522 | 0 | 0 | 0
7286 | 1697.236 | 0 | 1474.5024 | 1474.5024 | 0 | 0 | 0 | 0 | 0 | 306.6834
7287 | 1609.0448 | 0 | 2333.0259 | 1688.6327 | -341.3063 | 0 | 303.0869 | 0 | 0 | 0
7288 | 1884.7238 | 0 | 207.8713 | 207.8713 | 0 | 0 | 0 | 1686.65 | 0 | 0
7289 | 1429.3409 | 0 | 398.4495 | 398.4495 | 0 | 0 | 0 | 1049.671 | 0 | 0
7290 | 1778.5902 | 0 | 0 | 0 | 0 | 0 | 0 | 1778.59 | 0 | 0
7291 | 1691.5158 | 0 | 0 | 0 | 0 | 0 | 0 | 1691.516 | 0 | 0
7292 | 1294.379 | 0 | 0 | 0 | 0 | 0 | 0 | 1294.379 | 0 | 0
7293 | 1858.4361 | 0 | 0 | 0 | 0 | 0 | 0 | 1858.436 | 0 | 0
7294 | 1860.7669 | 0 | 0 | 0 | 0 | 0 | 0 | 1554.893 | 0 | 321.0034
7295 | 1745.7801 | 0 | 0 | 0 | 0 | 0 | 0 | 1153.78 | 0 | 621.2819
7296 | 1270.2939 | 0 | 0 | 0 | 0 | 0 | 0 | 1270.294 | 0 | 0
7297 | 979.2 | 0 | 0 | 0 | 0 | 0 | 0 | 979.2 | 0 | 0
7298 | 1126.4 | 0 | 0 | 0 | 0 | 0 | 0 | 1126.4 | 0 | 0
7299 | 942.4 | 0 | 0 | 0 | 0 | 0 | 0 | 942.4 | 0 | 0
7300 | 1153.6 | 0 | 0 | 0 | 0 | 0 | 0 | 1153.6 | 0 | 0
7301 | 813.6 | 0 | 0 | 0 | 0 | 0 | 0 | 813.6 | 0 | 0
7302 | 752.8 | 0 | 0 | 0 | 0 | 0 | 0 | 752.8 | 0 | 0
7303 | 972.165 | 0 | 335.0158 | 335.0158 | 0 | 0 | 0 | 652.939 | 0 | 0
7304 | 714.13 | 0 | 518.634 | 518.634 | 0 | 0 | 0 | 219.94 | 0 | 0
7305 | 999.303 | 0 | 1623.5471 | 1048.7312 | -574.8159 | 0 | 0 | 0 | 0 | 0
7306 | 1215.461 | 0 | 2950.1572 | 1275.5799 | -473.8461 | 0 | 1200.7312 | 0 | 0 | 0
7307 | 1450.762 | 0 | 3909.4375 | 1522.5206 | 0 | 0 | 2386.9169 | 0 | 0 | 0
7308 | 1203.09 | 0 | 3474.6461 | 1262.5981 | 0 | 0 | 2212.048 | 0 | 0 | 0
7309 | 1458.605 | 0 | 2788.0079 | 1530.7515 | 0 | 0 | 1257.2563 | 0 | 0 | 0
7310 | 1394.271 | 0 | 2526.0231 | 1463.2354 | 0 | 0 | 1062.7877 | 0 | 0 | 0
7311 | 1158.39 | 0 | 2080.3678 | 1215.6871 | 0 | 0 | 864.6807 | 0 | 0 | 0
7312 | 1214.189 | 0 | 1620.2235 | 1274.2461 | 0 | 0 | 345.9774 | 0 | 0 | 0
7313 | 1159.956 | 0 | 638.6054 | 638.6054 | 0 | 0 | 0 | 551.449 | 0 | 0
7314 | 1375.523 | 0 | 0 | 0 | 0 | 0 | 0 | 1375.523 | 0 | 0
7315 | 1310.4 | 0 | 0 | 0 | 0 | 0 | 0 | 1310.4 | 0 | 0
7316 | 1376 | 0 | 0 | 0 | 0 | 0 | 0 | 1376 | 0 | 0
7317 | 1444 | 0 | 0 | 0 | 0 | 0 | 0 | 1444 | 0 | 0
7318 | 890.4 | 0 | 0 | 0 | 0 | 0 | 0 | 584.526 | 0 | 321.0034
7319 | 1152 | 0 | 0 | 0 | 0 | 0 | 0 | 560 | 0 | 621.2819
7320 | 1338.4 | 0 | 0 | 0 | 0 | 0 | 0 | 1338.4 | 0 | 0
7321 | 1149.6 | 0 | 0 | 0 | 0 | 0 | 0 | 1149.6 | 0 | 0
7322 | 1115.2 | 0 | 0 | 0 | 0 | 0 | 0 | 1115.2 | 0 | 0
7323 | 995.2 | 0 | 0 | 0 | 0 | 0 | 0 | 995.2 | 0 | 0
7324 | 1403.2 | 0 | 0 | 0 | 0 | 0 | 0 | 1403.2 | 0 | 0
7325 | 927.2 | 0 | 0 | 0 | 0 | 0 | 0 | 927.2 | 0 | 0
7326 | 899.2 | 0 | 0 | 0 | 0 | 0 | 0 | 899.2 | 0 | 0
7327 | 729.6 | 0 | 323.4664 | 323.4664 | 0 | 0 | 0 | 421.379 | 0 | 0
7328 | 1140.583 | 0 | 1314.8246 | 1196.9993 | -117.8253 | 0 | 0 | 0 | 0 | 0
7329 | 1125.237 | 0 | 2033.9133 | 1180.8943 | -621.2819 | 0 | 231.7371 | 0 | 0 | 0
7330 | 1053.168 | 0 | 2781.6261 | 1105.2595 | -309.5548 | 0 | 1366.8118 | 0 | 0 | 0
7331 | 1214.887 | 0 | 3117.323 | 1274.9786 | 0 | 0 | 1842.3444 | 0 | 0 | 0
7332 | 1367.312 | 0 | 3449.5944 | 1434.9429 | 0 | 0 | 2014.6515 | 0 | 0 | 0
7333 | 1412.702 | 0 | 2686.2278 | 1482.5781 | 0 | 0 | 1203.6498 | 0 | 0 | 0
7334 | 992.147 | 0 | 1985.6496 | 1041.2213 | 0 | 0 | 944.4283 | 0 | 0 | 0
7335 | 979.152 | 0 | 1372.3498 | 1027.5835 | 0 | 0 | 344.7663 | 0 | 0 | 0
7336 | 1263.475 | 0 | 1235.1095 | 1235.1095 | 0 | 0 | 0 | 86.578 | 0 | 0
7337 | 1350.183 | 0 | 709.3843 | 709.3843 | 0 | 0 | 0 | 674.233 | 0 | 0
7338 | 1374.738 | 0 | 0 | 0 | 0 | 0 | 0 | 1374.738 | 0 | 0
7339 | 1219.2 | 0 | 0 | 0 | 0 | 0 | 0 | 1219.2 | 0 | 0
7340 | 1216 | 0 | 0 | 0 | 0 | 0 | 0 | 1216 | 0 | 0
7341 | 1084.8 | 0 | 0 | 0 | 0 | 0 | 0 | 1084.8 | 0 | 0
7342 | 1232 | 0 | 0 | 0 | 0 | 0 | 0 | 1232 | 0 | 0
7343 | 838.4 | 0 | 0 | 0 | 0 | 0 | 0 | 838.4 | 0 | 0
7344 | 932 | 0 | 0 | 0 | 0 | 0 | 0 | 587.268 | 0 | 361.7834
7345 | 870.547 | 0 | 0 | 0 | 0 | 0 | 0 | 870.547 | 0 | 0
7346 | 870.2682 | 0 | 0 | 0 | 0 | 0 | 0 | 870.268 | 0 | 0
7347 | 862.4134 | 0 | 0 | 0 | 0 | 0 | 0 | 862.413 | 0 | 0
7348 | 826.5843 | 0 | 0 | 0 | 0 | 0 | 0 | 826.584 | 0 | 0
7349 | 819.3456 | 0 | 0 | 0 | 0 | 0 | 0 | 819.346 | 0 | 0
7350 | 813.6014 | 0 | 0 | 0 | 0 | 0 | 0 | 813.601 | 0 | 0
7351 | 903.9083 | 0 | 368.1169 | 368.1169 | 0 | 0 | 0 | 0 | 0 | 580.5008
7352 | 791.2837 | 0 | 1437.3326 | 830.423 | -606.9095 | 0 | 0 | 0 | 0 | 0
7353 | 1005.2559 | 0 | 2307.1934 | 1054.9787 | -441.7514 | 0 | 810.4633 | 0 | 0 | 0
7354 | 1195.4363 | 0 | 2748.5554 | 1254.5665 | 0 | 0 | 1493.9889 | 0 | 0 | 0
7355 | 1226.7781 | 0 | 3841.6758 | 1287.4588 | 0 | 0 | 2554.217 | 0 | 0 | 0
7356 | 1217.1598 | 0 | 3623.2238 | 1277.364 | 0 | 0 | 2345.8598 | 0 | 0 | 0
7357 | 1234.1608 | 0 | 3187.8175 | 1295.2059 | 0 | 0 | 1892.6115 | 0 | 0 | 0
7358 | 1231.0896 | 0 | 2871.2061 | 1291.983 | 0 | 0 | 1579.2231 | 0 | 0 | 0
7359 | 1249.2235 | 0 | 2081.2252 | 1311.0129 | 0 | 0 | 770.2122 | 0 | 0 | 0
7360 | 1250.9173 | 0 | 1571.6155 | 1312.7907 | 0 | 0 | 258.8248 | 0 | 0 | 0
7361 | 1257.5245 | 0 | 600.3063 | 600.3063 | 0 | 0 | 0 | 685.511 | 0 | 0
7362 | 1230.4932 | 0 | 0 | 0 | 0 | 0 | 0 | 1230.493 | 0 | 0
7363 | 1196.9072 | 0 | 0 | 0 | 0 | 0 | 0 | 1196.907 | 0 | 0
7364 | 1113.5542 | 0 | 0 | 0 | 0 | 0 | 0 | 1113.554 | 0 | 0
7365 | 1185.424 | 0 | 0 | 0 | 0 | 0 | 0 | 1185.424 | 0 | 0
7366 | 1185.7689 | 0 | 0 | 0 | 0 | 0 | 0 | 879.895 | 0 | 321.0034
7367 | 1162.3773 | 0 | 0 | 0 | 0 | 0 | 0 | 570.377 | 0 | 621.2819
7368 | 889.2698 | 0 | 0 | 0 | 0 | 0 | 0 | 889.27 | 0 | 0
7369 | 85.6 | 0 | 0 | 0 | 0 | 0 | 0 | 85.6 | 0 | 0
7370 | 91.2 | 0 | 0 | 0 | 0 | 0 | 0 | 91.2 | 0 | 0
7371 | 84 | 0 | 0 | 0 | 0 | 0 | 0 | 84 | 0 | 0
7372 | 87.2 | 0 | 0 | 0 | 0 | 0 | 0 | 87.2 | 0 | 0
7373 | 81.6 | 0 | 0 | 0 | 0 | 0 | 0 | 81.6 | 0 | 0
7374 | 85.6 | 0 | 0 | 0 | 0 | 0 | 0 | 85.6 | 0 | 0
7375 | 65.492 | 0 | 58.9326 | 58.9326 | 0 | 0 | 0 | 9.337 | 0 | 0
7376 | 93.277 | 0 | 125.5546 | 97.8907 | -27.6638 | 0 | 0 | 0 | 0 | 0
7377 | 618.406 | 0 | 1563.0645 | 648.994 | -621.2819 | 0 | 292.7886 | 0 | 0 | 0
7378 | 770.837 | 0 | 2369.267 | 808.9647 | -399.7162 | 0 | 1160.5861 | 0 | 0 | 0
7379 | 1352.587 | 0 | 2909.1494 | 1419.4896 | 0 | 0 | 1489.6598 | 0 | 0 | 0
7380 | 1093.259 | 0 | 3321.3553 | 1147.3345 | 0 | 0 | 2174.0208 | 0 | 0 | 0
7381 | 1179.255 | 0 | 3265.25 | 1237.5841 | 0 | 0 | 2027.6658 | 0 | 0 | 0
7382 | 1555.276 | 0 | 2773.0331 | 1632.2042 | 0 | 0 | 1140.8289 | 0 | 0 | 0
7383 | 1278.067 | 0 | 2464.7776 | 1341.2836 | 0 | 0 | 1123.4939 | 0 | 0 | 0
7384 | 1480.787 | 0 | 1335.0792 | 1335.0792 | 0 | 0 | 0 | 208.632 | 0 | 0
7385 | 1756.931 | 0 | 633.5428 | 633.5428 | 0 | 0 | 0 | 1153.248 | 0 | 0
7386 | 1617.657 | 0 | 0 | 0 | 0 | 0 | 0 | 1617.657 | 0 | 0
7387 | 1474.4 | 0 | 0 | 0 | 0 | 0 | 0 | 1474.4 | 0 | 0
7388 | 1431.2 | 0 | 0 | 0 | 0 | 0 | 0 | 1431.2 | 0 | 0
7389 | 1365.6 | 0 | 0 | 0 | 0 | 0 | 0 | 1365.6 | 0 | 0
7390 | 1100.8 | 0 | 0 | 0 | 0 | 0 | 0 | 794.926 | 0 | 321.0034
7391 | 1292.8 | 0 | 0 | 0 | 0 | 0 | 0 | 700.8 | 0 | 621.2819
7392 | 1215.2 | 0 | 0 | 0 | 0 | 0 | 0 | 1215.2 | 0 | 0
7393 | 949.6 | 0 | 0 | 0 | 0 | 0 | 0 | 949.6 | 0 | 0
7394 | 1412.8 | 0 | 0 | 0 | 0 | 0 | 0 | 1412.8 | 0 | 0
7395 | 1319.2 | 0 | 0 | 0 | 0 | 0 | 0 | 1319.2 | 0 | 0
7396 | 1212.8 | 0 | 0 | 0 | 0 | 0 | 0 | 1212.8 | 0 | 0
7397 | 1012 | 0 | 0 | 0 | 0 | 0 | 0 | 1012 | 0 | 0
7398 | 1101.6 | 0 | 0 | 0 | 0 | 0 | 0 | 1101.6 | 0 | 0
7399 | 1240.205 | 0 | 495.4692 | 495.4692 | 0 | 0 | 0 | 768.088 | 0 | 0
7400 | 972.841 | 0 | 1537.9949 | 1020.9603 | -517.0346 | 0 | 0 | 0 | 0 | 0
7401 | 1091.276 | 0 | 2725.0705 | 1145.2535 | -531.6263 | 0 | 1048.1908 | 0 | 0 | 0
7402 | 1317.246 | 0 | 2886.4936 | 1382.4005 | 0 | 0 | 1504.0931 | 0 | 0 | 0
7403 | 1461.008 | 0 | 3375.9127 | 1533.2734 | 0 | 0 | 1842.6393 | 0 | 0 | 0
7404 | 1485.364 | 0 | 3329.4225 | 1558.8341 | 0 | 0 | 1770.5884 | 0 | 0 | 0
7405 | 1859.342 | 0 | 3092.9691 | 1951.3101 | 0 | 0 | 1141.6591 | 0 | 0 | 0
7406 | 1111.595 | 0 | 3296.759 | 1166.5775 | 0 | 0 | 2130.1816 | 0 | 0 | 0
7407 | 1623.432 | 0 | 2616.9801 | 1703.7313 | 0 | 0 | 913.2487 | 0 | 0 | 0
7408 | 1529.712 | 0 | 1052.5859 | 1052.5859 | 0 | 0 | 0 | 526.736 | 0 | 0
7409 | 1351.591 | 0 | 476.2724 | 476.2724 | 0 | 0 | 0 | 897.766 | 0 | 0
7410 | 1119.86 | 0 | 0 | 0 | 0 | 0 | 0 | 1119.86 | 0 | 0
7411 | 915.2 | 0 | 0 | 0 | 0 | 0 | 0 | 915.2 | 0 | 0
7412 | 1072.8 | 0 | 0 | 0 | 0 | 0 | 0 | 1072.8 | 0 | 0
7413 | 1204 | 0 | 0 | 0 | 0 | 0 | 0 | 1204 | 0 | 0
7414 | 921.6 | 0 | 0 | 0 | 0 | 0 | 0 | 615.726 | 0 | 321.0034
7415 | 1499.2 | 0 | 0 | 0 | 0 | 0 | 0 | 907.2 | 0 | 621.2819
7416 | 1340 | 0 | 0 | 0 | 0 | 0 | 0 | 1340 | 0 | 0
7417 | 1268 | 0 | 0 | 0 | 0 | 0 | 0 | 1268 | 0 | 0
7418 | 1223.2 | 0 | 0 | 0 | 0 | 0 | 0 | 1223.2 | 0 | 0
7419 | 1244.8 | 0 | 0 | 0 | 0 | 0 | 0 | 1244.8 | 0 | 0
7420 | 1196 | 0 | 0 | 0 | 0 | 0 | 0 | 1196 | 0 | 0
7421 | 920 | 0 | 0 | 0 | 0 | 0 | 0 | 920 | 0 | 0
7422 | 1409.6 | 0 | 0 | 0 | 0 | 0 | 0 | 1409.6 | 0 | 0
7423 | 1301.174 | 0 | 188.4908 | 188.4908 | 0 | 0 | 0 | 1121.567 | 0 | 0
7424 | 900.704 | 0 | 644.1287 | 644.1287 | 0 | 0 | 0 | 286.934 | 0 | 0
7425 | 1025.232 | 0 | 299.6447 | 299.6447 | 0 | 0 | 0 | 739.71 | 0 | 0
7426 | 1161.734 | 0 | 1514.5699 | 1219.1965 | -295.3734 | 0 | 0 | 0 | 0 | 0
7427 | 1161.093 | 0 | 2218.5484 | 1218.5238 | -621.2819 | 0 | 378.7427 | 0 | 0 | 0
7428 | 1382.406 | 0 | 2021.5118 | 1450.7835 | -132.0067 | 0 | 438.7216 | 0 | 0 | 0
7429 | 1308.312 | 0 | 2019.4244 | 1373.0246 | 0 | 0 | 646.3998 | 0 | 0 | 0
7430 | 1078.045 | 0 | 1898.4528 | 1131.368 | 0 | 0 | 767.0848 | 0 | 0 | 0
7431 | 1313.362 | 0 | 1523.7653 | 1378.3244 | 0 | 0 | 145.4408 | 0 | 0 | 0
7432 | 1419.024 | 0 | 609.4083 | 609.4083 | 0 | 0 | 0 | 838.338 | 0 | 0
7433 | 1209.14 | 0 | 329.6226 | 329.6226 | 0 | 0 | 0 | 895.053 | 0 | 0
7434 | 1214.131 | 0 | 0 | 0 | 0 | 0 | 0 | 1214.131 | 0 | 0
7435 | 1495.2 | 0 | 0 | 0 | 0 | 0 | 0 | 1495.2 | 0 | 0
7436 | 1044.8 | 0 | 0 | 0 | 0 | 0 | 0 | 1044.8 | 0 | 0
7437 | 1540.8 | 0 | 0 | 0 | 0 | 0 | 0 | 1540.8 | 0 | 0
7438 | 1288 | 0 | 0 | 0 | 0 | 0 | 0 | 982.126 | 0 | 321.0034
7439 | 1128.8 | 0 | 0 | 0 | 0 | 0 | 0 | 536.8 | 0 | 621.2819
7440 | 1216 | 0 | 0 | 0 | 0 | 0 | 0 | 1216 | 0 | 0
7441 | 784.8 | 0 | 0 | 0 | 0 | 0 | 0 | 784.8 | 0 | 0
7442 | 1167.2 | 0 | 0 | 0 | 0 | 0 | 0 | 1167.2 | 0 | 0
7443 | 1024 | 0 | 0 | 0 | 0 | 0 | 0 | 1024 | 0 | 0
7444 | 1230.4 | 0 | 0 | 0 | 0 | 0 | 0 | 1230.4 | 0 | 0
7445 | 1207.2 | 0 | 0 | 0 | 0 | 0 | 0 | 1207.2 | 0 | 0
7446 | 961.6 | 0 | 0 | 0 | 0 | 0 | 0 | 961.6 | 0 | 0
7447 | 1106.751 | 0 | 415.7835 | 415.7835 | 0 | 0 | 0 | 710.564 | 0 | 0
7448 | 981.304 | 0 | 1598.0578 | 1029.8419 | -568.2158 | 0 | 0 | 0 | 0 | 0
7449 | 1087.115 | 0 | 2679.1607 | 1140.8866 | -480.4461 | 0 | 1057.828 | 0 | 0 | 0
7450 | 1162.094 | 0 | 3451.7122 | 1219.5743 | 0 | 0 | 2232.1379 | 0 | 0 | 0
7451 | 1710.031 | 0 | 3226.1229 | 1794.6138 | 0 | 0 | 1431.5091 | 0 | 0 | 0
7452 | 1447.547 | 0 | 3342.2144 | 1519.1466 | 0 | 0 | 1823.0678 | 0 | 0 | 0
7453 | 1355.19 | 0 | 2468.2786 | 1422.2214 | 0 | 0 | 1046.0572 | 0 | 0 | 0
7454 | 1224.544 | 0 | 2701.9057 | 1285.1133 | 0 | 0 | 1416.7925 | 0 | 0 | 0
7455 | 1435.996 | 0 | 1612.4994 | 1507.0242 | 0 | 0 | 105.4752 | 0 | 0 | 0
7456 | 1576.816 | 0 | 1540.4664 | 1540.4664 | 0 | 0 | 0 | 108.954 | 0 | 0
7457 | 1545.343 | 0 | 674.178 | 674.178 | 0 | 0 | 0 | 902.94 | 0 | 0
7458 | 1644.762 | 0 | 0 | 0 | 0 | 0 | 0 | 1644.762 | 0 | 0
7459 | 1521.6 | 0 | 0 | 0 | 0 | 0 | 0 | 1521.6 | 0 | 0
7460 | 1470.4 | 0 | 0 | 0 | 0 | 0 | 0 | 1470.4 | 0 | 0
7461 | 1567.2 | 0 | 0 | 0 | 0 | 0 | 0 | 1567.2 | 0 | 0
7462 | 1155.2 | 0 | 0 | 0 | 0 | 0 | 0 | 849.326 | 0 | 321.0034
7463 | 1411.2 | 0 | 0 | 0 | 0 | 0 | 0 | 819.2 | 0 | 621.2819
7464 | 1588.8 | 0 | 0 | 0 | 0 | 0 | 0 | 1588.8 | 0 | 0
7465 | 1478.4 | 0 | 0 | 0 | 0 | 0 | 0 | 1478.4 | 0 | 0
7466 | 1609.6 | 0 | 0 | 0 | 0 | 0 | 0 | 1609.6 | 0 | 0
7467 | 1016 | 0 | 0 | 0 | 0 | 0 | 0 | 1016 | 0 | 0
7468 | 1200 | 0 | 0 | 0 | 0 | 0 | 0 | 1200 | 0 | 0
7469 | 1240 | 0 | 0 | 0 | 0 | 0 | 0 | 1240 | 0 | 0
7470 | 1102.4 | 0 | 0 | 0 | 0 | 0 | 0 | 1102.4 | 0 | 0
7471 | 1127.493 | 0 | 217.5169 | 217.5169 | 0 | 0 | 0 | 920.228 | 0 | 0
7472 | 1108.431 | 0 | 389.5018 | 389.5018 | 0 | 0 | 0 | 737.287 | 0 | 0
7473 | 1506.879 | 0 | 1003.9958 | 1003.9958 | 0 | 0 | 0 | 550.203 | 0 | 0
7474 | 1545.101 | 0 | 1381.3857 | 1381.3857 | 0 | 0 | 0 | 228.822 | 0 | 0
7475 | 1717.536 | 0 | 3164.7881 | 1802.49 | -621.2819 | 0 | 741.0162 | 0 | 0 | 0
7476 | 1743.337 | 0 | 3672.1204 | 1829.5672 | -427.379 | 0 | 1415.1742 | 0 | 0 | 0
7477 | 1659.288 | 0 | 3651.4638 | 1741.3609 | 0 | 0 | 1910.1029 | 0 | 0 | 0
7478 | 1711.846 | 0 | 3486.4211 | 1796.5185 | 0 | 0 | 1689.9026 | 0 | 0 | 0
7479 | 1778.711 | 0 | 1321.2767 | 1321.2767 | 0 | 0 | 0 | 519.708 | 0 | 0
7480 | 1671.964 | 0 | 1399.2581 | 1399.2581 | 0 | 0 | 0 | 338.655 | 0 | 0
7481 | 1740.399 | 0 | 7.7765 | 7.7765 | 0 | 0 | 0 | 1732.989 | 0 | 0
7482 | 1561.823 | 0 | 0 | 0 | 0 | 0 | 0 | 1561.823 | 0 | 0
7483 | 1636 | 0 | 0 | 0 | 0 | 0 | 0 | 1636 | 0 | 0
7484 | 1423.2 | 0 | 0 | 0 | 0 | 0 | 0 | 1423.2 | 0 | 0
7485 | 1198.4 | 0 | 0 | 0 | 0 | 0 | 0 | 1198.4 | 0 | 0
7486 | 1556.8 | 0 | 0 | 0 | 0 | 0 | 0 | 1250.926 | 0 | 321.0034
7487 | 1191.2 | 0 | 0 | 0 | 0 | 0 | 0 | 599.2 | 0 | 621.2819
7488 | 1529.6 | 0 | 0 | 0 | 0 | 0 | 0 | 1529.6 | 0 | 0
7489 | 1598.4 | 0 | 0 | 0 | 0 | 0 | 0 | 1598.4 | 0 | 0
7490 | 1415.2 | 0 | 0 | 0 | 0 | 0 | 0 | 1415.2 | 0 | 0
7491 | 1582.4 | 0 | 0 | 0 | 0 | 0 | 0 | 1582.4 | 0 | 0
7492 | 1364.8 | 0 | 0 | 0 | 0 | 0 | 0 | 1364.8 | 0 | 0
7493 | 1329.6 | 0 | 0 | 0 | 0 | 0 | 0 | 1329.6 | 0 | 0
7494 | 1695.2 | 0 | 0 | 0 | 0 | 0 | 0 | 1695.2 | 0 | 0
7495 | 1435.98 | 0 | 208.6993 | 208.6993 | 0 | 0 | 0 | 1237.117 | 0 | 0
7496 | 1870.081 | 0 | 1293.0839 | 1293.0839 | 0 | 0 | 0 | 637.942 | 0 | 0
7497 | 1222.75 | 0 | 2164.4948 | 1283.2305 | -621.2819 | 0 | 259.9823 | 0 | 0 | 0
7498 | 1723.893 | 0 | 2985.6301 | 1809.1625 | -427.379 | 0 | 749.0886 | 0 | 0 | 0
7499 | 1512.119 | 0 | 2708.1857 | 1586.9125 | 0 | 0 | 1121.2732 | 0 | 0 | 0
7500 | 1701.586 | 0 | 3329.9074 | 1785.751 | 0 | 0 | 1544.1563 | 0 | 0 | 0
7501 | 1506.384 | 0 | 2694.761 | 1580.8938 | 0 | 0 | 1113.8672 | 0 | 0 | 0
7502 | 1400.986 | 0 | 1852.2828 | 1470.2826 | 0 | 0 | 382.0002 | 0 | 0 | 0
7503 | 1718.665 | 0 | 1996.3299 | 1803.6748 | 0 | 0 | 192.6551 | 0 | 0 | 0
7504 | 1537.608 | 0 | 176.8995 | 176.8995 | 0 | 0 | 0 | 1369.046 | 0 | 0
7505 | 1343.34 | 0 | 146.5375 | 146.5375 | 0 | 0 | 0 | 1203.709 | 0 | 0
7506 | 1522.828 | 0 | 0 | 0 | 0 | 0 | 0 | 1522.828 | 0 | 0
7507 | 1356.8 | 0 | 0 | 0 | 0 | 0 | 0 | 1356.8 | 0 | 0
7508 | 1599.2 | 0 | 0 | 0 | 0 | 0 | 0 | 1599.2 | 0 | 0
7509 | 1412.8 | 0 | 0 | 0 | 0 | 0 | 0 | 1412.8 | 0 | 0
7510 | 1264.8 | 0 | 0 | 0 | 0 | 0 | 0 | 1264.8 | 0 | 0
7511 | 1524 | 0 | 0 | 0 | 0 | 0 | 0 | 1524 | 0 | 0
7512 | 828.8 | 0 | 0 | 0 | 0 | 0 | 0 | 522.926 | 0 | 321.0034
7513 | 1140 | 0 | 0 | 0 | 0 | 0 | 0 | 1140 | 0 | 0
7514 | 1248.8 | 0 | 0 | 0 | 0 | 0 | 0 | 1248.8 | 0 | 0
7515 | 1267.2 | 0 | 0 | 0 | 0 | 0 | 0 | 1267.2 | 0 | 0
7516 | 1367.2 | 0 | 0 | 0 | 0 | 0 | 0 | 1367.2 | 0 | 0
7517 | 1266.4 | 0 | 0 | 0 | 0 | 0 | 0 | 1266.4 | 0 | 0
7518 | 1180 | 0 | 0 | 0 | 0 | 0 | 0 | 1180 | 0 | 0
7519 | 1235.738 | 0 | 375.5859 | 375.5859 | 0 | 0 | 0 | 285.854 | 0 | 621.2819
7520 | 932.415 | 0 | 1281.9838 | 978.5348 | -303.449 | 0 | 0 | 0 | 0 | 0
7521 | 1225.774 | 0 | 2183.0293 | 1286.4041 | -621.2819 | 0 | 275.3433 | 0 | 0 | 0
7522 | 1183.594 | 0 | 2834.4676 | 1242.1378 | -123.93 | 0 | 1468.3998 | 0 | 0 | 0
7523 | 1167.775 | 0 | 3340.6119 | 1225.5363 | 0 | 0 | 2115.0756 | 0 | 0 | 0
7524 | 1149.101 | 0 | 2735.9524 | 1205.9386 | 0 | 0 | 1530.0138 | 0 | 0 | 0
7525 | 1061.564 | 0 | 2592.6441 | 1114.0718 | 0 | 0 | 1478.5723 | 0 | 0 | 0
7526 | 1207.035 | 0 | 2080.2911 | 1266.7382 | 0 | 0 | 813.5529 | 0 | 0 | 0
7527 | 1229.373 | 0 | 1159.3687 | 1159.3687 | 0 | 0 | 0 | 124.647 | 0 | 0
7528 | 1219.569 | 0 | 714.0744 | 714.0744 | 0 | 0 | 0 | 539.15 | 0 | 0
7529 | 850.341 | 0 | 246.0339 | 246.0339 | 0 | 0 | 0 | 615.903 | 0 | 0
7530 | 1029.964 | 0 | 0 | 0 | 0 | 0 | 0 | 1029.964 | 0 | 0
7531 | 1183.2 | 0 | 0 | 0 | 0 | 0 | 0 | 1183.2 | 0 | 0
7532 | 1294.4 | 0 | 0 | 0 | 0 | 0 | 0 | 1294.4 | 0 | 0
7533 | 1021.6 | 0 | 0 | 0 | 0 | 0 | 0 | 1021.6 | 0 | 0
7534 | 1191.2 | 0 | 0 | 0 | 0 | 0 | 0 | 885.326 | 0 | 321.0034
7535 | 1176 | 0 | 0 | 0 | 0 | 0 | 0 | 584 | 0 | 621.2819
7536 | 173.6 | 0 | 0 | 0 | 0 | 0 | 0 | 173.6 | 0 | 0
7537 | 89.6 | 0 | 0 | 0 | 0 | 0 | 0 | 89.6 | 0 | 0
7538 | 171.2 | 0 | 0 | 0 | 0 | 0 | 0 | 171.2 | 0 | 0
7539 | 109.6 | 0 | 0 | 0 | 0 | 0 | 0 | 109.6 | 0 | 0
7540 | 114.4 | 0 | 0 | 0 | 0 | 0 | 0 | 114.4 | 0 | 0
7541 | 85.6 | 0 | 0 | 0 | 0 | 0 | 0 | 85.6 | 0 | 0
7542 | 88.8 | 0 | 0 | 0 | 0 | 0 | 0 | 88.8 | 0 | 0
7543 | 85.749 | 0 | 207.865 | 89.9904 | -117.8746 | 0 | 0 | 0 | 0 | 0
7544 | 209.928 | 0 | 168.3307 | 168.3307 | 0 | 0 | 0 | 49.531 | 0 | 0
7545 | 856.951 | 0 | 566.6144 | 566.6144 | 0 | 0 | 0 | 317.042 | 0 | 0
7546 | 1343.987 | 0 | 693.4167 | 693.4167 | 0 | 0 | 0 | 683.252 | 0 | 0
7547 | 1233.607 | 0 | 1116.3796 | 1116.3796 | 0 | 0 | 0 | 68.918 | 0 | 105.9181
7548 | 1009.939 | 0 | 1869.6346 | 1059.8933 | -621.2819 | 0 | 188.4594 | 0 | 0 | 0
7549 | 1251.764 | 0 | 1557.0028 | 1313.6796 | -243.3232 | 0 | 0 | 0 | 0 | 0
7550 | 1114.082 | 0 | 2355.0079 | 1169.1865 | -184.0569 | 0 | 1001.7646 | 0 | 0 | 0
7551 | 1131.027 | 0 | 2803.9219 | 1186.9707 | 0 | 0 | 1616.9513 | 0 | 0 | 0
7552 | 1306.039 | 0 | 1967.0499 | 1370.6392 | 0 | 0 | 596.4107 | 0 | 0 | 0
7553 | 1317.887 | 0 | 784.7284 | 784.7284 | 0 | 0 | 0 | 570.144 | 0 | 0
7554 | 1482.151 | 0 | 0 | 0 | 0 | 0 | 0 | 1482.151 | 0 | 0
7555 | 1344.8 | 0 | 0 | 0 | 0 | 0 | 0 | 1344.8 | 0 | 0
7556 | 1447.2 | 0 | 0 | 0 | 0 | 0 | 0 | 1447.2 | 0 | 0
7557 | 1483.2 | 0 | 0 | 0 | 0 | 0 | 0 | 1483.2 | 0 | 0
7558 | 1075.2 | 0 | 0 | 0 | 0 | 0 | 0 | 769.326 | 0 | 321.0034
7559 | 1232.8 | 0 | 0 | 0 | 0 | 0 | 0 | 640.8 | 0 | 621.2819
7560 | 1115.2 | 0 | 0 | 0 | 0 | 0 | 0 | 1115.2 | 0 | 0
7561 | 1131.2 | 0 | 0 | 0 | 0 | 0 | 0 | 1131.2 | 0 | 0
7562 | 1402.4 | 0 | 0 | 0 | 0 | 0 | 0 | 1402.4 | 0 | 0
7563 | 878.4 | 0 | 0 | 0 | 0 | 0 | 0 | 878.4 | 0 | 0
7564 | 985.6 | 0 | 0 | 0 | 0 | 0 | 0 | 985.6 | 0 | 0
7565 | 1147.2 | 0 | 0 | 0 | 0 | 0 | 0 | 1147.2 | 0 | 0
7566 | 1303.2 | 0 | 0 | 0 | 0 | 0 | 0 | 1303.2 | 0 | 0
7567 | 1182.365 | 0 | 501.7082 | 501.7082 | 0 | 0 | 0 | 704.303 | 0 | 0
7568 | 1335.808 | 0 | 1766.3171 | 1401.8807 | -364.4364 | 0 | 0 | 0 | 0 | 0
7569 | 1230.58 | 0 | 2825.8043 | 1291.4478 | -621.2819 | 0 | 913.0745 | 0 | 0 | 0
7570 | 1363.817 | 0 | 3560.6244 | 1431.2751 | -62.9436 | 0 | 2066.4057 | 0 | 0 | 0
7571 | 1384.068 | 0 | 4000.7796 | 1452.5277 | 0 | 0 | 2548.2518 | 0 | 0 | 0
7572 | 1456.248 | 0 | 4160.3514 | 1528.278 | 0 | 0 | 2632.0734 | 0 | 0 | 0
7573 | 1474.147 | 0 | 3851.1262 | 1547.0623 | 0 | 0 | 2304.0639 | 0 | 0 | 0
7574 | 1408.803 | 0 | 1455.4767 | 1455.4767 | 0 | 0 | 0 | 21.925 | 0 | 0
7575 | 1416.215 | 0 | 323.3069 | 323.3069 | 0 | 0 | 0 | 1108.146 | 0 | 0
7576 | 1598.239 | 0 | 759.5528 | 759.5528 | 0 | 0 | 0 | 874.485 | 0 | 0
7577 | 1617.779 | 0 | 555.8983 | 555.8983 | 0 | 0 | 0 | 1088.081 | 0 | 0
7578 | 1347.526 | 0 | 0 | 0 | 0 | 0 | 0 | 1347.526 | 0 | 0
7579 | 1315.2 | 0 | 0 | 0 | 0 | 0 | 0 | 1315.2 | 0 | 0
7580 | 1236.8 | 0 | 0 | 0 | 0 | 0 | 0 | 1236.8 | 0 | 0
7581 | 1147.2 | 0 | 0 | 0 | 0 | 0 | 0 | 1147.2 | 0 | 0
7582 | 1199.2 | 0 | 0 | 0 | 0 | 0 | 0 | 893.326 | 0 | 321.0034
7583 | 1183.2 | 0 | 0 | 0 | 0 | 0 | 0 | 591.2 | 0 | 621.2819
7584 | 1420 | 0 | 0 | 0 | 0 | 0 | 0 | 1420 | 0 | 0
7585 | 1430.4 | 0 | 0 | 0 | 0 | 0 | 0 | 1430.4 | 0 | 0
7586 | 1165.6 | 0 | 0 | 0 | 0 | 0 | 0 | 1165.6 | 0 | 0
7587 | 1365.6 | 0 | 0 | 0 | 0 | 0 | 0 | 1365.6 | 0 | 0
7588 | 876.8 | 0 | 0 | 0 | 0 | 0 | 0 | 876.8 | 0 | 0
7589 | 816 | 0 | 0 | 0 | 0 | 0 | 0 | 816 | 0 | 0
7590 | 768 | 0 | 0 | 0 | 0 | 0 | 0 | 768 | 0 | 0
7591 | 1244.499 | 0 | 421.035 | 421.035 | 0 | 0 | 0 | 843.308 | 0 | 0
7592 | 1277.595 | 0 | 1771.0533 | 1340.7883 | -430.265 | 0 | 0 | 0 | 0 | 0
7593 | 1546.546 | 0 | 2355.8118 | 1623.0413 | -618.3959 | 0 | 114.3746 | 0 | 0 | 0
7594 | 1572.208 | 0 | 3419.5693 | 1649.9737 | 0 | 0 | 1769.5956 | 0 | 0 | 0
7595 | 1429.627 | 0 | 3766.5143 | 1500.3402 | 0 | 0 | 2266.1741 | 0 | 0 | 0
7596 | 1773.524 | 0 | 1846.156 | 1846.156 | 0 | 0 | 0 | 14.38 | 0 | 0
7597 | 1456.594 | 0 | 1016.7761 | 1016.7761 | 0 | 0 | 0 | 17.951 | 0 | 493.026
7598 | 1568.38 | 0 | 1580.7238 | 1580.7238 | 0 | 0 | 0 | 0 | 0 | 65.2325
7599 | 1614.354 | 0 | 2435.9646 | 1694.2043 | -621.2819 | 0 | 120.4783 | 0 | 0 | 0
7600 | 1835.767 | 0 | 1701.3218 | 1701.3218 | 0 | 0 | 0 | 214.631 | 0 | 0
7601 | 1488.288 | 0 | 294.5768 | 294.5768 | 0 | 0 | 0 | 1207.595 | 0 | 0
7602 | 1561.284 | 0 | 0 | 0 | 0 | 0 | 0 | 1561.284 | 0 | 0
7603 | 1532 | 0 | 0 | 0 | 0 | 0 | 0 | 1532 | 0 | 0
7604 | 1440.8 | 0 | 0 | 0 | 0 | 0 | 0 | 1440.8 | 0 | 0
7605 | 1496.8 | 0 | 0 | 0 | 0 | 0 | 0 | 1496.8 | 0 | 0
7606 | 967.2 | 0 | 0 | 0 | 0 | 0 | 0 | 661.326 | 0 | 321.0034
7607 | 1389.6 | 0 | 0 | 0 | 0 | 0 | 0 | 797.6 | 0 | 621.2819
7608 | 994.4 | 0 | 0 | 0 | 0 | 0 | 0 | 994.4 | 0 | 0
7609 | 1131.2 | 0 | 0 | 0 | 0 | 0 | 0 | 1131.2 | 0 | 0
7610 | 1332.8 | 0 | 0 | 0 | 0 | 0 | 0 | 1332.8 | 0 | 0
7611 | 1132.8 | 0 | 0 | 0 | 0 | 0 | 0 | 1132.8 | 0 | 0
7612 | 1163.2 | 0 | 0 | 0 | 0 | 0 | 0 | 1163.2 | 0 | 0
7613 | 1312.8 | 0 | 0 | 0 | 0 | 0 | 0 | 1312.8 | 0 | 0
7614 | 1239.2 | 0 | 0 | 0 | 0 | 0 | 0 | 1239.2 | 0 | 0
7615 | 1053.267 | 0 | 380.7849 | 380.7849 | 0 | 0 | 0 | 690.429 | 0 | 0
7616 | 1323.515 | 0 | 1350.7813 | 1350.7813 | 0 | 0 | 0 | 36.398 | 0 | 0
7617 | 1381.943 | 0 | 2412.8648 | 1450.2976 | -621.2819 | 0 | 341.2853 | 0 | 0 | 0
7618 | 1401.676 | 0 | 3465.0834 | 1471.0067 | -427.379 | 0 | 1566.6977 | 0 | 0 | 0
7619 | 1376.532 | 0 | 3872.0556 | 1444.619 | 0 | 0 | 2427.4366 | 0 | 0 | 0
7620 | 1661.105 | 0 | 4023.4773 | 1743.2677 | 0 | 0 | 2280.2096 | 0 | 0 | 0
7621 | 1751.024 | 0 | 3929.8884 | 1837.6344 | 0 | 0 | 2092.254 | 0 | 0 | 0
7622 | 1832.523 | 0 | 3567.0524 | 1923.1645 | 0 | 0 | 1643.8878 | 0 | 0 | 0
7623 | 1589.617 | 0 | 2331.7424 | 1668.2438 | 0 | 0 | 663.4987 | 0 | 0 | 0
7624 | 1620.881 | 0 | 1553.1229 | 1553.1229 | 0 | 0 | 0 | 140.959 | 0 | 0
7625 | 1347.911 | 0 | 550.842 | 550.842 | 0 | 0 | 0 | 823.031 | 0 | 0
7626 | 1547.415 | 0 | 0 | 0 | 0 | 0 | 0 | 1547.415 | 0 | 0
7627 | 1665.6 | 0 | 0 | 0 | 0 | 0 | 0 | 1665.6 | 0 | 0
7628 | 1189.6 | 0 | 0 | 0 | 0 | 0 | 0 | 1189.6 | 0 | 0
7629 | 890.4 | 0 | 0 | 0 | 0 | 0 | 0 | 890.4 | 0 | 0
7630 | 993.6 | 0 | 0 | 0 | 0 | 0 | 0 | 687.726 | 0 | 321.0034
7631 | 1250.4 | 0 | 0 | 0 | 0 | 0 | 0 | 658.4 | 0 | 621.2819
7632 | 1127.2 | 0 | 0 | 0 | 0 | 0 | 0 | 1127.2 | 0 | 0
7633 | 1052 | 0 | 0 | 0 | 0 | 0 | 0 | 1052 | 0 | 0
7634 | 1386.4 | 0 | 0 | 0 | 0 | 0 | 0 | 1386.4 | 0 | 0
7635 | 1046.4 | 0 | 0 | 0 | 0 | 0 | 0 | 1046.4 | 0 | 0
7636 | 1260 | 0 | 0 | 0 | 0 | 0 | 0 | 1260 | 0 | 0
7637 | 1321.6 | 0 | 0 | 0 | 0 | 0 | 0 | 1321.6 | 0 | 0
7638 | 721.6 | 0 | 0 | 0 | 0 | 0 | 0 | 721.6 | 0 | 0
7639 | 904.057 | 0 | 244.8984 | 244.8984 | 0 | 0 | 0 | 670.701 | 0 | 0
7640 | 979.12 | 0 | 1671.3491 | 1027.5499 | -621.2819 | 0 | 22.5173 | 0 | 0 | 0
7641 | 1105.275 | 0 | 2239.7203 | 1159.9449 | -427.379 | 0 | 652.3964 | 0 | 0 | 0
7642 | 1633.544 | 0 | 2030.9622 | 1714.3435 | 0 | 0 | 316.6187 | 0 | 0 | 0
7643 | 1559.029 | 0 | 3641.9242 | 1636.1428 | 0 | 0 | 2005.7814 | 0 | 0 | 0
7644 | 1491.985 | 0 | 2604.4128 | 1565.7826 | 0 | 0 | 1038.6301 | 0 | 0 | 0
7645 | 1664.025 | 0 | 2453.7477 | 1746.3322 | 0 | 0 | 707.4155 | 0 | 0 | 0
7646 | 1509.416 | 0 | 2322.292 | 1584.0758 | 0 | 0 | 738.2162 | 0 | 0 | 0
7647 | 1181.19 | 0 | 2465.7892 | 1239.6149 | 0 | 0 | 1226.1744 | 0 | 0 | 0
7648 | 1646.173 | 0 | 1964.9206 | 1727.5972 | 0 | 0 | 237.3234 | 0 | 0 | 0
7649 | 1321.611 | 0 | 757.1758 | 757.1758 | 0 | 0 | 0 | 600.122 | 0 | 0
7650 | 1456.398 | 0 | 0 | 0 | 0 | 0 | 0 | 1456.398 | 0 | 0
7651 | 1341.6 | 0 | 0 | 0 | 0 | 0 | 0 | 1341.6 | 0 | 0
7652 | 1266.4 | 0 | 0 | 0 | 0 | 0 | 0 | 1266.4 | 0 | 0
7653 | 1124.8 | 0 | 0 | 0 | 0 | 0 | 0 | 1124.8 | 0 | 0
7654 | 1446.4 | 0 | 0 | 0 | 0 | 0 | 0 | 1140.526 | 0 | 321.0034
7655 | 1150.4 | 0 | 0 | 0 | 0 | 0 | 0 | 558.4 | 0 | 621.2819
7656 | 1467.2 | 0 | 0 | 0 | 0 | 0 | 0 | 1467.2 | 0 | 0
7657 | 1057.6 | 0 | 0 | 0 | 0 | 0 | 0 | 1057.6 | 0 | 0
7658 | 1108 | 0 | 0 | 0 | 0 | 0 | 0 | 1108 | 0 | 0
7659 | 1446.4 | 0 | 0 | 0 | 0 | 0 | 0 | 1446.4 | 0 | 0
7660 | 1334.4 | 0 | 0 | 0 | 0 | 0 | 0 | 1334.4 | 0 | 0
7661 | 826.4 | 0 | 0 | 0 | 0 | 0 | 0 | 826.4 | 0 | 0
7662 | 1045.6 | 0 | 0 | 0 | 0 | 0 | 0 | 1045.6 | 0 | 0
7663 | 960.752 | 0 | 498.7981 | 498.7981 | 0 | 0 | 0 | 485.463 | 0 | 0
7664 | 891.267 | 0 | 1762.7857 | 935.3515 | -621.2819 | 0 | 206.1523 | 0 | 0 | 0
7665 | 1021.024 | 0 | 2816.4829 | 1071.5266 | -427.379 | 0 | 1317.5773 | 0 | 0 | 0
7666 | 1278.022 | 0 | 3553.5395 | 1341.2364 | 0 | 0 | 2212.3031 | 0 | 0 | 0
7667 | 1410.682 | 0 | 4038.3986 | 1480.4581 | 0 | 0 | 2557.9405 | 0 | 0 | 0
7668 | 1375.315 | 0 | 3674.6937 | 1443.3418 | 0 | 0 | 2231.3519 | 0 | 0 | 0
7669 | 1500.064 | 0 | 3701.1936 | 1574.2612 | 0 | 0 | 2126.9324 | 0 | 0 | 0
7670 | 1347.201 | 0 | 2327.2297 | 1413.8372 | 0 | 0 | 913.3925 | 0 | 0 | 0
7671 | 1165.374 | 0 | 2898.1857 | 1223.0165 | 0 | 0 | 1675.1692 | 0 | 0 | 0
7672 | 1265.572 | 0 | 1709.3827 | 1328.1706 | 0 | 0 | 381.2121 | 0 | 0 | 0
7673 | 1012.197 | 0 | 234.4961 | 234.4961 | 0 | 0 | 0 | 788.753 | 0 | 0
7674 | 1011.616 | 0 | 0 | 0 | 0 | 0 | 0 | 1011.616 | 0 | 0
7675 | 971.2 | 0 | 0 | 0 | 0 | 0 | 0 | 971.2 | 0 | 0
7676 | 1312 | 0 | 0 | 0 | 0 | 0 | 0 | 1312 | 0 | 0
7677 | 1095.2 | 0 | 0 | 0 | 0 | 0 | 0 | 1095.2 | 0 | 0
7678 | 1071.2 | 0 | 0 | 0 | 0 | 0 | 0 | 1071.2 | 0 | 0
7679 | 1172 | 0 | 0 | 0 | 0 | 0 | 0 | 1172 | 0 | 0
7680 | 1040 | 0 | 0 | 0 | 0 | 0 | 0 | 543.134 | 0 | 521.4423
7681 | 1044 | 0 | 0 | 0 | 0 | 0 | 0 | 1044 | 0 | 0
7682 | 1136.8 | 0 | 0 | 0 | 0 | 0 | 0 | 1136.8 | 0 | 0
7683 | 1080.8 | 0 | 0 | 0 | 0 | 0 | 0 | 1080.8 | 0 | 0
7684 | 1034.4 | 0 | 0 | 0 | 0 | 0 | 0 | 1034.4 | 0 | 0
7685 | 1055.2 | 0 | 0 | 0 | 0 | 0 | 0 | 1055.2 | 0 | 0
7686 | 1076 | 0 | 0 | 0 | 0 | 0 | 0 | 1076 | 0 | 0
7687 | 886.193 | 0 | 509.1836 | 509.1836 | 0 | 0 | 0 | 0 | 0 | 420.8429
7688 | 293.458 | 0 | 1778.3576 | 307.9732 | -621.2819 | 0 | 849.1024 | 0 | 0 | 0
7689 | 141.382 | 0 | 2785.4346 | 148.3751 | -427.379 | 0 | 2209.6805 | 0 | 0 | 0
7690 | 225.957 | 0 | 3463.2206 | 237.1334 | 0 | 0 | 3226.0872 | 0 | 0 | 0
7691 | 173.99 | 0 | 3875.6868 | 182.596 | 0 | 0 | 3693.0907 | 0 | 0 | 0
7692 | 186.914 | 0 | 2674.5001 | 196.1593 | 0 | 0 | 2478.3408 | 0 | 0 | 0
7693 | 144.11 | 0 | 3432.6162 | 151.2381 | 0 | 0 | 3281.3781 | 0 | 0 | 0
7694 | 135.505 | 0 | 3256.2603 | 142.2074 | 0 | 0 | 3114.0528 | 0 | 0 | 0
7695 | 194.577 | 0 | 2943.0492 | 204.2013 | 0 | 0 | 2738.8479 | 0 | 0 | 0
7696 | 215.288 | 0 | 1322.0869 | 225.9367 | 0 | 0 | 1096.1502 | 0 | 0 | 0
7697 | 184.122 | 0 | 784.8711 | 193.2292 | 0 | 0 | 591.6419 | 0 | 0 | 0
7698 | 203.03 | 0 | 0 | 0 | 0 | 0 | 0 | 151.556 | 0 | 54.02
7699 | 140 | 0 | 0 | 0 | 0 | 0 | 0 | 0 | 0 | 146.9248
7700 | 197.6 | 0 | 0 | 0 | 0 | 0 | 0 | 0 | 0 | 207.3738
7701 | 199.2 | 0 | 0 | 0 | 0 | 0 | 0 | 0 | 0 | 209.053
7702 | 108.8 | 0 | 0 | 0 | 0 | 0 | 0 | 0 | 0 | 114.1815
7703 | 98.4 | 0 | 0 | 0 | 0 | 0 | 0 | 0 | 0 | 103.2671
7704 | 102.4 | 0 | 0 | 0 | 0 | 0 | 0 | 0 | 0 | 107.465
7705 | 92.8 | 0 | 0 | 0 | 0 | 0 | 0 | 92.8 | 0 | 0
7706 | 99.2 | 0 | 0 | 0 | 0 | 0 | 0 | 99.2 | 0 | 0
7707 | 94.4 | 0 | 0 | 0 | 0 | 0 | 0 | 94.4 | 0 | 0
7708 | 98.4 | 0 | 0 | 0 | 0 | 0 | 0 | 98.4 | 0 | 0
7709 | 92.8 | 0 | 0 | 0 | 0 | 0 | 0 | 92.8 | 0 | 0
7710 | 93.6 | 0 | 0 | 0 | 0 | 0 | 0 | 93.6 | 0 | 0
7711 | 80.485 | 0 | 467.0697 | 84.466 | -382.6037 | 0 | 0 | 0 | 0 | 0
7712 | 100.984 | 0 | 1707.1704 | 105.9789 | -621.2819 | 0 | 979.9096 | 0 | 0 | 0
7713 | 679.251 | 0 | 2730.8017 | 712.8486 | -44.7753 | 0 | 1973.1777 | 0 | 0 | 0
7714 | 1271.683 | 0 | 3422.7806 | 1334.5839 | 0 | 0 | 2088.1967 | 0 | 0 | 0
7715 | 1286.429 | 0 | 3713.1281 | 1350.0593 | 0 | 0 | 2363.0689 | 0 | 0 | 0
7716 | 1324.926 | 0 | 2658.84 | 1390.4604 | 0 | 0 | 1268.3796 | 0 | 0 | 0
7717 | 1133.191 | 0 | 1681.0724 | 1189.2417 | 0 | 0 | 491.8307 | 0 | 0 | 0
7718 | 1217.422 | 0 | 1819.4189 | 1277.639 | 0 | 0 | 541.7799 | 0 | 0 | 0
7719 | 1214.924 | 0 | 531.8583 | 531.8583 | 0 | 0 | 0 | 708.133 | 0 | 0
7720 | 1286.664 | 0 | 219.9768 | 219.9768 | 0 | 0 | 0 | 1077.055 | 0 | 0
7721 | 1421.989 | 0 | 7.6233 | 7.6233 | 0 | 0 | 0 | 1414.725 | 0 | 0
7722 | 1335.966 | 0 | 0 | 0 | 0 | 0 | 0 | 1335.966 | 0 | 0
7723 | 1252.8 | 0 | 0 | 0 | 0 | 0 | 0 | 1252.8 | 0 | 0
7724 | 1186.4 | 0 | 0 | 0 | 0 | 0 | 0 | 1186.4 | 0 | 0
7725 | 1470.4 | 0 | 0 | 0 | 0 | 0 | 0 | 1470.4 | 0 | 0
7726 | 1188.8 | 0 | 0 | 0 | 0 | 0 | 0 | 882.926 | 0 | 321.0034
7727 | 779.2 | 0 | 0 | 0 | 0 | 0 | 0 | 187.2 | 0 | 621.2819
7728 | 1133.6 | 0 | 0 | 0 | 0 | 0 | 0 | 1133.6 | 0 | 0
7729 | 877.6 | 0 | 0 | 0 | 0 | 0 | 0 | 877.6 | 0 | 0
7730 | 888 | 0 | 0 | 0 | 0 | 0 | 0 | 888 | 0 | 0
7731 | 992 | 0 | 0 | 0 | 0 | 0 | 0 | 992 | 0 | 0
7732 | 1028 | 0 | 0 | 0 | 0 | 0 | 0 | 1028 | 0 | 0
7733 | 1020 | 0 | 0 | 0 | 0 | 0 | 0 | 1020 | 0 | 0
7734 | 988.8 | 0 | 0 | 0 | 0 | 0 | 0 | 988.8 | 0 | 0
7735 | 1027.129 | 0 | 435.4599 | 435.4599 | 0 | 0 | 0 | 612.193 | 0 | 0
7736 | 958.726 | 0 | 1636.2498 | 1006.1472 | -621.2819 | 0 | 8.8207 | 0 | 0 | 0
7737 | 1015.72 | 0 | 2629.8906 | 1065.9603 | -427.379 | 0 | 1136.5513 | 0 | 0 | 0
7738 | 1081.252 | 0 | 3275.8118 | 1134.7336 | 0 | 0 | 2141.0781 | 0 | 0 | 0
7739 | 1456.647 | 0 | 3662.522 | 1528.6967 | 0 | 0 | 2133.8253 | 0 | 0 | 0
7740 | 1355.634 | 0 | 2371.6797 | 1422.6873 | 0 | 0 | 948.9924 | 0 | 0 | 0
7741 | 1091.508 | 0 | 2574.9197 | 1145.4969 | 0 | 0 | 1429.4228 | 0 | 0 | 0
7742 | 1198.058 | 0 | 1894.9938 | 1257.3172 | 0 | 0 | 637.6766 | 0 | 0 | 0
7743 | 1592.282 | 0 | 509.9224 | 509.9224 | 0 | 0 | 0 | 1106.393 | 0 | 0
7744 | 1106.455 | 0 | 149.8014 | 149.8014 | 0 | 0 | 0 | 963.714 | 0 | 0
7745 | 1246.387 | 0 | 20.2085 | 20.2085 | 0 | 0 | 0 | 1227.131 | 0 | 0
7746 | 1322.503 | 0 | 0 | 0 | 0 | 0 | 0 | 1322.503 | 0 | 0
7747 | 1121.6 | 0 | 0 | 0 | 0 | 0 | 0 | 1121.6 | 0 | 0
7748 | 1195.2 | 0 | 0 | 0 | 0 | 0 | 0 | 1195.2 | 0 | 0
7749 | 1380 | 0 | 0 | 0 | 0 | 0 | 0 | 1380 | 0 | 0
7750 | 1388 | 0 | 0 | 0 | 0 | 0 | 0 | 1082.126 | 0 | 321.0034
7751 | 1431.2 | 0 | 0 | 0 | 0 | 0 | 0 | 839.2 | 0 | 621.2819
7752 | 1104 | 0 | 0 | 0 | 0 | 0 | 0 | 1104 | 0 | 0
7753 | 1285.6 | 0 | 0 | 0 | 0 | 0 | 0 | 1285.6 | 0 | 0
7754 | 1016 | 0 | 0 | 0 | 0 | 0 | 0 | 1016 | 0 | 0
7755 | 1193.6 | 0 | 0 | 0 | 0 | 0 | 0 | 1193.6 | 0 | 0
7756 | 1489.6 | 0 | 0 | 0 | 0 | 0 | 0 | 1489.6 | 0 | 0
7757 | 1088.8 | 0 | 0 | 0 | 0 | 0 | 0 | 1088.8 | 0 | 0
7758 | 1126.4 | 0 | 0 | 0 | 0 | 0 | 0 | 1126.4 | 0 | 0
7759 | 799.087 | 0 | 238.4106 | 238.4106 | 0 | 0 | 0 | 571.913 | 0 | 0
7760 | 933.699 | 0 | 1409.0642 | 979.8823 | -429.182 | 0 | 0 | 0 | 0 | 0
7761 | 1028.874 | 0 | 2733.0779 | 1079.7638 | -619.48 | 0 | 1033.8341 | 0 | 0 | 0
7762 | 1429.183 | 0 | 2086.2878 | 1499.8743 | 0 | 0 | 586.4135 | 0 | 0 | 0
7763 | 1309.361 | 0 | 2239.9218 | 1374.1255 | 0 | 0 | 865.7962 | 0 | 0 | 0
7764 | 1273.22 | 0 | 1522.2341 | 1336.1969 | 0 | 0 | 186.0372 | 0 | 0 | 0
7765 | 1283.758 | 0 | 3154.3742 | 1347.2561 | 0 | 0 | 1807.1181 | 0 | 0 | 0
7766 | 1017.049 | 0 | 2568.8286 | 1067.355 | 0 | 0 | 1501.4736 | 0 | 0 | 0
7767 | 1569.862 | 0 | 1573.8866 | 1573.8866 | 0 | 0 | 0 | 70.155 | 0 | 0
7768 | 1212.909 | 0 | 114.8438 | 114.8438 | 0 | 0 | 0 | 1103.478 | 0 | 0
7769 | 1407.813 | 0 | 389.7914 | 389.7914 | 0 | 0 | 0 | 1036.393 | 0 | 0
7770 | 1339.188 | 0 | 0 | 0 | 0 | 0 | 0 | 1339.188 | 0 | 0
7771 | 1444 | 0 | 0 | 0 | 0 | 0 | 0 | 1444 | 0 | 0
7772 | 1498.4 | 0 | 0 | 0 | 0 | 0 | 0 | 1498.4 | 0 | 0
7773 | 1683.2 | 0 | 0 | 0 | 0 | 0 | 0 | 1683.2 | 0 | 0
7774 | 1572 | 0 | 0 | 0 | 0 | 0 | 0 | 1266.126 | 0 | 321.0034
7775 | 1266.4 | 0 | 0 | 0 | 0 | 0 | 0 | 674.4 | 0 | 621.2819
7776 | 1252.8 | 0 | 0 | 0 | 0 | 0 | 0 | 1252.8 | 0 | 0
7777 | 1118.4 | 0 | 0 | 0 | 0 | 0 | 0 | 1118.4 | 0 | 0
7778 | 1283.2 | 0 | 0 | 0 | 0 | 0 | 0 | 1283.2 | 0 | 0
7779 | 1369.6 | 0 | 0 | 0 | 0 | 0 | 0 | 1369.6 | 0 | 0
7780 | 1394.4 | 0 | 0 | 0 | 0 | 0 | 0 | 1394.4 | 0 | 0
7781 | 1285.6 | 0 | 0 | 0 | 0 | 0 | 0 | 1285.6 | 0 | 0
7782 | 1056 | 0 | 0 | 0 | 0 | 0 | 0 | 1056 | 0 | 0
7783 | 1040.324 | 0 | 236.7672 | 236.7672 | 0 | 0 | 0 | 814.716 | 0 | 0
7784 | 869.633 | 0 | 1618.9452 | 912.6474 | -621.2819 | 0 | 85.0159 | 0 | 0 | 0
7785 | 1098.227 | 0 | 2648.1292 | 1152.5483 | -427.379 | 0 | 1068.2019 | 0 | 0 | 0
7786 | 1314.622 | 0 | 3383.6535 | 1379.6468 | 0 | 0 | 2004.0068 | 0 | 0 | 0
7787 | 1099.177 | 0 | 3447.3412 | 1153.5453 | 0 | 0 | 2293.7959 | 0 | 0 | 0
7788 | 1346.221 | 0 | 2317.6429 | 1412.8087 | 0 | 0 | 904.8341 | 0 | 0 | 0
7789 | 1404.829 | 0 | 1627.8583 | 1474.3156 | 0 | 0 | 153.5427 | 0 | 0 | 0
7790 | 1166.196 | 0 | 2669.852 | 1223.8792 | 0 | 0 | 1445.9728 | 0 | 0 | 0
7791 | 1431.156 | 0 | 2391.7402 | 1501.9448 | 0 | 0 | 889.7953 | 0 | 0 | 0
7792 | 1408.691 | 0 | 519.356 | 519.356 | 0 | 0 | 0 | 913.813 | 0 | 0
7793 | 1490.436 | 0 | 200.2837 | 200.2837 | 0 | 0 | 0 | 1299.592 | 0 | 0
7794 | 1393.933 | 0 | 0 | 0 | 0 | 0 | 0 | 1393.933 | 0 | 0
7795 | 1680.8 | 0 | 0 | 0 | 0 | 0 | 0 | 1680.8 | 0 | 0
7796 | 1324.8 | 0 | 0 | 0 | 0 | 0 | 0 | 1324.8 | 0 | 0
7797 | 1534.4 | 0 | 0 | 0 | 0 | 0 | 0 | 1534.4 | 0 | 0
7798 | 1571.2 | 0 | 0 | 0 | 0 | 0 | 0 | 1265.326 | 0 | 321.0034
7799 | 1176.8 | 0 | 0 | 0 | 0 | 0 | 0 | 584.8 | 0 | 621.2819
7800 | 1416.8 | 0 | 0 | 0 | 0 | 0 | 0 | 1416.8 | 0 | 0
7801 | 1240 | 0 | 0 | 0 | 0 | 0 | 0 | 1240 | 0 | 0
7802 | 1348.8 | 0 | 0 | 0 | 0 | 0 | 0 | 1348.8 | 0 | 0
7803 | 1515.2 | 0 | 0 | 0 | 0 | 0 | 0 | 1515.2 | 0 | 0
7804 | 1366.4 | 0 | 0 | 0 | 0 | 0 | 0 | 1366.4 | 0 | 0
7805 | 1381.6 | 0 | 0 | 0 | 0 | 0 | 0 | 1381.6 | 0 | 0
7806 | 1362.4 | 0 | 0 | 0 | 0 | 0 | 0 | 1362.4 | 0 | 0
7807 | 679.439 | 0 | 266.9403 | 266.9403 | 0 | 0 | 0 | 425.08 | 0 | 0
7808 | 1137.376 | 0 | 1719.2644 | 1193.6337 | -525.6307 | 0 | 0 | 0 | 0 | 0
7809 | 882.651 | 0 | 2770.0054 | 926.3093 | -523.0302 | 0 | 1320.6659 | 0 | 0 | 0
7810 | 432.662 | 0 | 2773.8789 | 454.0626 | 0 | 0 | 2319.8163 | 0 | 0 | 0
7811 | 389.328 | 0 | 3422.3787 | 408.5852 | 0 | 0 | 3013.7935 | 0 | 0 | 0
7812 | 396.46 | 0 | 3997.7697 | 416.07 | 0 | 0 | 3581.6997 | 0 | 0 | 0
7813 | 851.215 | 0 | 2671.188 | 893.3184 | 0 | 0 | 1777.8696 | 0 | 0 | 0
7814 | 1358.284 | 0 | 3046.1537 | 1425.4684 | 0 | 0 | 1620.6853 | 0 | 0 | 0
7815 | 1653.136 | 0 | 2480.5499 | 1734.9046 | 0 | 0 | 745.6453 | 0 | 0 | 0
7816 | 1480.775 | 0 | 1520.004 | 1520.004 | 0 | 0 | 0 | 32.411 | 0 | 0
7817 | 1522.428 | 0 | 686.8576 | 686.8576 | 0 | 0 | 0 | 867.943 | 0 | 0
7818 | 1682.404 | 0 | 0 | 0 | 0 | 0 | 0 | 1682.404 | 0 | 0
7819 | 1758.4 | 0 | 0 | 0 | 0 | 0 | 0 | 1758.4 | 0 | 0
7820 | 1597.6 | 0 | 0 | 0 | 0 | 0 | 0 | 1597.6 | 0 | 0
7821 | 1777.6 | 0 | 0 | 0 | 0 | 0 | 0 | 1777.6 | 0 | 0
7822 | 1849.6 | 0 | 0 | 0 | 0 | 0 | 0 | 1543.726 | 0 | 321.0034
7823 | 1356 | 0 | 0 | 0 | 0 | 0 | 0 | 764 | 0 | 621.2819
7824 | 1280.8 | 0 | 0 | 0 | 0 | 0 | 0 | 1280.8 | 0 | 0
7825 | 1248.8 | 0 | 0 | 0 | 0 | 0 | 0 | 1248.8 | 0 | 0
7826 | 1583.2 | 0 | 0 | 0 | 0 | 0 | 0 | 1583.2 | 0 | 0
7827 | 1660 | 0 | 0 | 0 | 0 | 0 | 0 | 1660 | 0 | 0
7828 | 981.6 | 0 | 0 | 0 | 0 | 0 | 0 | 981.6 | 0 | 0
7829 | 1345.6 | 0 | 0 | 0 | 0 | 0 | 0 | 1345.6 | 0 | 0
7830 | 1347.2 | 0 | 0 | 0 | 0 | 0 | 0 | 1347.2 | 0 | 0
7831 | 1080.957 | 0 | 400.3123 | 400.3123 | 0 | 0 | 0 | 699.512 | 0 | 0
7832 | 1190.482 | 0 | 1611.6305 | 1249.3665 | -362.264 | 0 | 0 | 0 | 0 | 0
7833 | 1061.094 | 0 | 2644.1549 | 1113.5786 | -621.2819 | 0 | 909.2944 | 0 | 0 | 0
7834 | 1659.705 | 0 | 3367.1895 | 1741.7985 | -65.116 | 0 | 1560.275 | 0 | 0 | 0
7835 | 1735.038 | 0 | 3802.7669 | 1820.8577 | 0 | 0 | 1981.9093 | 0 | 0 | 0
7836 | 1837.293 | 0 | 3813.2941 | 1928.1705 | 0 | 0 | 1885.1236 | 0 | 0 | 0
7837 | 1536.804 | 0 | 2493.875 | 1612.8185 | 0 | 0 | 881.0565 | 0 | 0 | 0
7838 | 1437.913 | 0 | 1034.3767 | 1034.3767 | 0 | 0 | 0 | 452.288 | 0 | 0
7839 | 1704.969 | 0 | 1723.2157 | 1723.2157 | 0 | 0 | 0 | 62.971 | 0 | 0
7840 | 1445.753 | 0 | 774.0008 | 774.0008 | 0 | 0 | 0 | 708.232 | 0 | 0
7841 | 1513.323 | 0 | 398.8693 | 398.8693 | 0 | 0 | 0 | 1133.253 | 0 | 0
7842 | 1805.698 | 0 | 0 | 0 | 0 | 0 | 0 | 1805.698 | 0 | 0
7843 | 1423.2 | 0 | 0 | 0 | 0 | 0 | 0 | 1423.2 | 0 | 0
7844 | 1600 | 0 | 0 | 0 | 0 | 0 | 0 | 1600 | 0 | 0
7845 | 1737.6 | 0 | 0 | 0 | 0 | 0 | 0 | 1737.6 | 0 | 0
7846 | 1408 | 0 | 0 | 0 | 0 | 0 | 0 | 1408 | 0 | 0
7847 | 1577.6 | 0 | 0 | 0 | 0 | 0 | 0 | 1577.6 | 0 | 0
7848 | 1420.8 | 0 | 0 | 0 | 0 | 0 | 0 | 1056.091 | 0 | 382.7485
7849 | 1040 | 0 | 0 | 0 | 0 | 0 | 0 | 1040 | 0 | 0
7850 | 1061.6 | 0 | 0 | 0 | 0 | 0 | 0 | 1061.6 | 0 | 0
7851 | 848 | 0 | 0 | 0 | 0 | 0 | 0 | 848 | 0 | 0
7852 | 1101.6 | 0 | 0 | 0 | 0 | 0 | 0 | 1101.6 | 0 | 0
7853 | 727.2 | 0 | 0 | 0 | 0 | 0 | 0 | 727.2 | 0 | 0
7854 | 904 | 0 | 0 | 0 | 0 | 0 | 0 | 904 | 0 | 0
7855 | 917.901 | 0 | 403.7661 | 403.7661 | 0 | 0 | 0 | 0 | 0 | 559.5368
7856 | 910.899 | 0 | 1269.9779 | 955.9545 | -314.0234 | 0 | 0 | 0 | 0 | 0
7857 | 920.17 | 0 | 2229.2939 | 965.6841 | -621.2819 | 0 | 642.3278 | 0 | 0 | 0
7858 | 1061.386 | 0 | 2946.9406 | 1113.885 | -113.3556 | 0 | 1719.7 | 0 | 0 | 0
7859 | 1019.092 | 0 | 3465.3857 | 1069.499 | 0 | 0 | 2395.8866 | 0 | 0 | 0
7860 | 991.068 | 0 | 2304.1709 | 1040.0889 | 0 | 0 | 1264.082 | 0 | 0 | 0
7861 | 1143.278 | 0 | 2484.8265 | 1199.8276 | 0 | 0 | 1284.9989 | 0 | 0 | 0
7862 | 1101.732 | 0 | 2656.3265 | 1156.2266 | 0 | 0 | 1500.0999 | 0 | 0 | 0
7863 | 1117.132 | 0 | 1548.7645 | 1172.3884 | 0 | 0 | 376.3762 | 0 | 0 | 0
7864 | 520.632 | 0 | 1040.1781 | 546.3839 | 0 | 0 | 493.7942 | 0 | 0 | 0
7865 | 192.296 | 0 | 490.5126 | 201.8075 | 0 | 0 | 288.7051 | 0 | 0 | 0
7866 | 257.187 | 0 | 0 | 0 | 0 | 0 | 0 | 144.913 | 0 | 117.8274
7867 | 150.4 | 0 | 0 | 0 | 0 | 0 | 0 | 0 | 0 | 157.8392
7868 | 158.4 | 0 | 0 | 0 | 0 | 0 | 0 | 0 | 0 | 166.2349
7869 | 125.6 | 0 | 0 | 0 | 0 | 0 | 0 | 0 | 0 | 131.8125
7870 | 120 | 0 | 0 | 0 | 0 | 0 | 0 | 0 | 0 | 125.9355
7871 | 115.2 | 0 | 0 | 0 | 0 | 0 | 0 | 0 | 0 | 120.8981
7872 | 116 | 0 | 0 | 0 | 0 | 0 | 0 | 0 | 0 | 121.7377
7873 | 107.2 | 0 | 0 | 0 | 0 | 0 | 0 | 107.2 | 0 | 0
7874 | 117.6 | 0 | 0 | 0 | 0 | 0 | 0 | 117.6 | 0 | 0
7875 | 96.8 | 0 | 0 | 0 | 0 | 0 | 0 | 96.8 | 0 | 0
7876 | 103.2 | 0 | 0 | 0 | 0 | 0 | 0 | 103.2 | 0 | 0
7877 | 96.8 | 0 | 0 | 0 | 0 | 0 | 0 | 96.8 | 0 | 0
7878 | 101.6 | 0 | 0 | 0 | 0 | 0 | 0 | 101.6 | 0 | 0
7879 | 87.682 | 0 | 249.2337 | 92.019 | -157.2148 | 0 | 0 | 0 | 0 | 0
7880 | 158.372 | 0 | 1226.0317 | 166.2055 | -621.2819 | 0 | 438.5442 | 0 | 0 | 0
7881 | 720.376 | 0 | 2252.8847 | 756.0077 | -270.1642 | 0 | 1226.7128 | 0 | 0 | 0
7882 | 958.609 | 0 | 3373.9848 | 1006.0244 | 0 | 0 | 2367.9604 | 0 | 0 | 0
7883 | 1110.708 | 0 | 3624.1232 | 1165.6466 | 0 | 0 | 2458.4766 | 0 | 0 | 0
7884 | 1168.124 | 0 | 3363.8596 | 1225.9026 | 0 | 0 | 2137.957 | 0 | 0 | 0
7885 | 1171.326 | 0 | 3207.7415 | 1229.263 | 0 | 0 | 1978.4786 | 0 | 0 | 0
7886 | 1171.349 | 0 | 2880.0646 | 1229.2871 | 0 | 0 | 1650.7775 | 0 | 0 | 0
7887 | 1266.465 | 0 | 2423.3091 | 1329.1078 | 0 | 0 | 1094.2013 | 0 | 0 | 0
7888 | 1231.431 | 0 | 1781.6403 | 1292.3409 | 0 | 0 | 489.2994 | 0 | 0 | 0
7889 | 1227.897 | 0 | 590.0866 | 590.0866 | 0 | 0 | 0 | 665.622 | 0 | 0
7890 | 1118.58 | 0 | 0 | 0 | 0 | 0 | 0 | 1118.58 | 0 | 0
7891 | 1358.4 | 0 | 0 | 0 | 0 | 0 | 0 | 1358.4 | 0 | 0
7892 | 1066.4 | 0 | 0 | 0 | 0 | 0 | 0 | 1066.4 | 0 | 0
7893 | 1076 | 0 | 0 | 0 | 0 | 0 | 0 | 1076 | 0 | 0
7894 | 1006.4 | 0 | 0 | 0 | 0 | 0 | 0 | 700.526 | 0 | 321.0034
7895 | 1079.2 | 0 | 0 | 0 | 0 | 0 | 0 | 487.2 | 0 | 621.2819
7896 | 1528 | 0 | 0 | 0 | 0 | 0 | 0 | 1528 | 0 | 0
7897 | 1220.8 | 0 | 0 | 0 | 0 | 0 | 0 | 1220.8 | 0 | 0
7898 | 923.2 | 0 | 0 | 0 | 0 | 0 | 0 | 923.2 | 0 | 0
7899 | 1218.4 | 0 | 0 | 0 | 0 | 0 | 0 | 1218.4 | 0 | 0
7900 | 1200.8 | 0 | 0 | 0 | 0 | 0 | 0 | 1200.8 | 0 | 0
7901 | 896 | 0 | 0 | 0 | 0 | 0 | 0 | 896 | 0 | 0
7902 | 1284 | 0 | 0 | 0 | 0 | 0 | 0 | 1284 | 0 | 0
7903 | 1092.491 | 0 | 318.067 | 318.067 | 0 | 0 | 0 | 789.415 | 0 | 0
7904 | 1306.162 | 0 | 1498.0933 | 1370.7683 | -127.325 | 0 | 0 | 0 | 0 | 0
7905 | 1409.71 | 0 | 2175.3284 | 1479.4381 | -621.2819 | 0 | 74.6084 | 0 | 0 | 0
7906 | 984.961 | 0 | 1950.0885 | 1033.6809 | -300.054 | 0 | 616.3536 | 0 | 0 | 0
7907 | 1372.328 | 0 | 2740.8555 | 1440.2071 | 0 | 0 | 1300.6485 | 0 | 0 | 0
7908 | 1453.632 | 0 | 2956.1486 | 1525.5326 | 0 | 0 | 1430.616 | 0 | 0 | 0
7909 | 1182.818 | 0 | 3016.4119 | 1241.3234 | 0 | 0 | 1775.0885 | 0 | 0 | 0
7910 | 1278.412 | 0 | 2253.4588 | 1341.6457 | 0 | 0 | 911.8131 | 0 | 0 | 0
7911 | 1247.998 | 0 | 1711.2749 | 1309.7274 | 0 | 0 | 401.5475 | 0 | 0 | 0
7912 | 1086.354 | 0 | 406.9124 | 406.9124 | 0 | 0 | 0 | 698.62 | 0 | 0
7913 | 1467.39 | 0 | 416.2683 | 416.2683 | 0 | 0 | 0 | 1070.741 | 0 | 0
7914 | 1410.488 | 0 | 0 | 0 | 0 | 0 | 0 | 1410.488 | 0 | 0
7915 | 1142.4 | 0 | 0 | 0 | 0 | 0 | 0 | 1142.4 | 0 | 0
7916 | 984.8 | 0 | 0 | 0 | 0 | 0 | 0 | 984.8 | 0 | 0
7917 | 1211.2 | 0 | 0 | 0 | 0 | 0 | 0 | 1211.2 | 0 | 0
7918 | 1125.6 | 0 | 0 | 0 | 0 | 0 | 0 | 819.726 | 0 | 321.0034
7919 | 1388.8 | 0 | 0 | 0 | 0 | 0 | 0 | 796.8 | 0 | 621.2819
7920 | 985.6 | 0 | 0 | 0 | 0 | 0 | 0 | 985.6 | 0 | 0
7921 | 1293.6 | 0 | 0 | 0 | 0 | 0 | 0 | 1293.6 | 0 | 0
7922 | 1131.2 | 0 | 0 | 0 | 0 | 0 | 0 | 1131.2 | 0 | 0
7923 | 1264.8 | 0 | 0 | 0 | 0 | 0 | 0 | 1264.8 | 0 | 0
7924 | 774.4 | 0 | 0 | 0 | 0 | 0 | 0 | 774.4 | 0 | 0
7925 | 1108.8 | 0 | 0 | 0 | 0 | 0 | 0 | 1108.8 | 0 | 0
7926 | 734.4 | 0 | 0 | 0 | 0 | 0 | 0 | 734.4 | 0 | 0
7927 | 812.644 | 0 | 352.906 | 352.906 | 0 | 0 | 0 | 476.371 | 0 | 0
7928 | 1161.248 | 0 | 1333.3529 | 1218.6865 | -114.6664 | 0 | 0 | 0 | 0 | 0
7929 | 1243.412 | 0 | 2259.2781 | 1304.9145 | -621.2819 | 0 | 333.0816 | 0 | 0 | 0
7930 | 1326.775 | 0 | 2924.077 | 1392.4019 | -312.7126 | 0 | 1218.9625 | 0 | 0 | 0
7931 | 1621.135 | 0 | 2946.4316 | 1701.3207 | 0 | 0 | 1245.1109 | 0 | 0 | 0
7932 | 1251.306 | 0 | 3231.4153 | 1313.199 | 0 | 0 | 1918.2163 | 0 | 0 | 0
7933 | 1349.218 | 0 | 3214.5483 | 1415.954 | 0 | 0 | 1798.5944 | 0 | 0 | 0
7934 | 1331.273 | 0 | 2505.3298 | 1397.1214 | 0 | 0 | 1108.2085 | 0 | 0 | 0
7935 | 1282.735 | 0 | 2030.915 | 1346.1825 | 0 | 0 | 684.7324 | 0 | 0 | 0
7936 | 1437.172 | 0 | 715.3579 | 715.3579 | 0 | 0 | 0 | 755.53 | 0 | 0
7937 | 1620.088 | 0 | 123.526 | 123.526 | 0 | 0 | 0 | 1502.384 | 0 | 0
7938 | 1488.651 | 0 | 0 | 0 | 0 | 0 | 0 | 1488.651 | 0 | 0
7939 | 1304.8 | 0 | 0 | 0 | 0 | 0 | 0 | 1304.8 | 0 | 0
7940 | 1217.6 | 0 | 0 | 0 | 0 | 0 | 0 | 1217.6 | 0 | 0
7941 | 1169.6 | 0 | 0 | 0 | 0 | 0 | 0 | 1169.6 | 0 | 0
7942 | 1280 | 0 | 0 | 0 | 0 | 0 | 0 | 974.126 | 0 | 321.0034
7943 | 1238.4 | 0 | 0 | 0 | 0 | 0 | 0 | 646.4 | 0 | 621.2819
7944 | 1456 | 0 | 0 | 0 | 0 | 0 | 0 | 1456 | 0 | 0
7945 | 1352 | 0 | 0 | 0 | 0 | 0 | 0 | 1352 | 0 | 0
7946 | 1226.4 | 0 | 0 | 0 | 0 | 0 | 0 | 1226.4 | 0 | 0
7947 | 1184 | 0 | 0 | 0 | 0 | 0 | 0 | 1184 | 0 | 0
7948 | 1292 | 0 | 0 | 0 | 0 | 0 | 0 | 1292 | 0 | 0
7949 | 1500 | 0 | 0 | 0 | 0 | 0 | 0 | 1500 | 0 | 0
7950 | 1428.8 | 0 | 0 | 0 | 0 | 0 | 0 | 1428.8 | 0 | 0
7951 | 1297.339 | 0 | 361.2565 | 361.2565 | 0 | 0 | 0 | 953.109 | 0 | 0
7952 | 1310.033 | 0 | 1331.1826 | 1331.1826 | 0 | 0 | 0 | 41.591 | 0 | 0
7953 | 994.134 | 0 | 2209.6595 | 1043.3066 | -621.2819 | 0 | 545.071 | 0 | 0 | 0
7954 | 1147.17 | 0 | 2613.9996 | 1203.9121 | -427.379 | 0 | 982.7085 | 0 | 0 | 0
7955 | 1266.559 | 0 | 2899.2499 | 1329.2064 | 0 | 0 | 1570.0434 | 0 | 0 | 0
7956 | 1524.5 | 0 | 3367.3963 | 1599.9059 | 0 | 0 | 1767.4904 | 0 | 0 | 0
7957 | 1553.979 | 0 | 3002.7038 | 1630.843 | 0 | 0 | 1371.8608 | 0 | 0 | 0
7958 | 1388.914 | 0 | 2300.3509 | 1457.6134 | 0 | 0 | 842.7374 | 0 | 0 | 0
7959 | 1652.723 | 0 | 1215.6105 | 1215.6105 | 0 | 0 | 0 | 494.406 | 0 | 0
7960 | 1570.274 | 0 | 1285.8752 | 1285.8752 | 0 | 0 | 0 | 345.004 | 0 | 0
7961 | 1459.662 | 0 | 687.7454 | 687.7454 | 0 | 0 | 0 | 804.331 | 0 | 0
7962 | 1449.583 | 0 | 0 | 0 | 0 | 0 | 0 | 1449.583 | 0 | 0
7963 | 1372.8 | 0 | 0 | 0 | 0 | 0 | 0 | 1372.8 | 0 | 0
7964 | 1579.2 | 0 | 0 | 0 | 0 | 0 | 0 | 1579.2 | 0 | 0
7965 | 1569.6 | 0 | 0 | 0 | 0 | 0 | 0 | 1569.6 | 0 | 0
7966 | 1548.8 | 0 | 0 | 0 | 0 | 0 | 0 | 1242.926 | 0 | 321.0034
7967 | 1433.6 | 0 | 0 | 0 | 0 | 0 | 0 | 841.6 | 0 | 621.2819
7968 | 1310.4 | 0 | 0 | 0 | 0 | 0 | 0 | 1310.4 | 0 | 0
7969 | 1088 | 0 | 0 | 0 | 0 | 0 | 0 | 1088 | 0 | 0
7970 | 1392 | 0 | 0 | 0 | 0 | 0 | 0 | 1392 | 0 | 0
7971 | 1436.8 | 0 | 0 | 0 | 0 | 0 | 0 | 1436.8 | 0 | 0
7972 | 1538.4 | 0 | 0 | 0 | 0 | 0 | 0 | 1538.4 | 0 | 0
7973 | 1468 | 0 | 0 | 0 | 0 | 0 | 0 | 1468 | 0 | 0
7974 | 1324 | 0 | 0 | 0 | 0 | 0 | 0 | 1324 | 0 | 0
7975 | 916 | 0 | 23.7388 | 23.7388 | 0 | 0 | 0 | 893.38 | 0 | 0
7976 | 1538.833 | 0 | 395.2088 | 395.2088 | 0 | 0 | 0 | 1162.251 | 0 | 0
7977 | 1337.062 | 0 | 996.5561 | 996.5561 | 0 | 0 | 0 | 387.475 | 0 | 0
7978 | 1341.153 | 0 | 1755.1456 | 1407.4901 | -347.6555 | 0 | 0 | 0 | 0 | 0
7979 | 1403.197 | 0 | 1859.2848 | 1472.6029 | -386.6819 | 0 | 0 | 0 | 0 | 0
7980 | 1495.022 | 0 | 2404.4901 | 1568.9688 | -314.3246 | 0 | 521.1968 | 0 | 0 | 0
7981 | 1415.791 | 0 | 1825.0482 | 1485.8199 | 0 | 0 | 339.2283 | 0 | 0 | 0
7982 | 1603.039 | 0 | 1790.0203 | 1682.3296 | 0 | 0 | 107.6906 | 0 | 0 | 0
7983 | 1305.477 | 0 | 1731.6785 | 1370.0494 | 0 | 0 | 361.6291 | 0 | 0 | 0
7984 | 1797.5 | 0 | 452.119 | 452.119 | 0 | 0 | 0 | 1366.69 | 0 | 0
7985 | 1690.399 | 0 | 12.3312 | 12.3312 | 0 | 0 | 0 | 1678.649 | 0 | 0
7986 | 1741.499 | 0 | 0 | 0 | 0 | 0 | 0 | 1741.499 | 0 | 0
7987 | 1718.4 | 0 | 0 | 0 | 0 | 0 | 0 | 1718.4 | 0 | 0
7988 | 1222.4 | 0 | 0 | 0 | 0 | 0 | 0 | 1222.4 | 0 | 0
7989 | 1288 | 0 | 0 | 0 | 0 | 0 | 0 | 1288 | 0 | 0
7990 | 1320.8 | 0 | 0 | 0 | 0 | 0 | 0 | 1014.926 | 0 | 321.0034
7991 | 1376 | 0 | 0 | 0 | 0 | 0 | 0 | 784 | 0 | 621.2819
7992 | 1328.8 | 0 | 0 | 0 | 0 | 0 | 0 | 1328.8 | 0 | 0
7993 | 1398.4 | 0 | 0 | 0 | 0 | 0 | 0 | 1398.4 | 0 | 0
7994 | 1504 | 0 | 0 | 0 | 0 | 0 | 0 | 1504 | 0 | 0
7995 | 1284 | 0 | 0 | 0 | 0 | 0 | 0 | 1284 | 0 | 0
7996 | 1360.8 | 0 | 0 | 0 | 0 | 0 | 0 | 1360.8 | 0 | 0
7997 | 1429.6 | 0 | 0 | 0 | 0 | 0 | 0 | 1429.6 | 0 | 0
7998 | 1222.4 | 0 | 0 | 0 | 0 | 0 | 0 | 1222.4 | 0 | 0
7999 | 1190.56 | 0 | 147.0696 | 147.0696 | 0 | 0 | 0 | 1050.422 | 0 | 0
8000 | 1232.152 | 0 | 1061.0488 | 1061.0488 | 0 | 0 | 0 | 221.112 | 0 | 0
8001 | 1245.954 | 0 | 1712.8008 | 1307.5823 | -405.2185 | 0 | 0 | 0 | 0 | 0
8002 | 1352.375 | 0 | 2579.5394 | 1419.2671 | -621.2819 | 0 | 538.9904 | 0 | 0 | 0
8003 | 1036.347 | 0 | 3172.9613 | 1087.6075 | -22.1605 | 0 | 2063.1933 | 0 | 0 | 0
8004 | 1453.973 | 0 | 2915.4777 | 1525.8904 | 0 | 0 | 1389.5873 | 0 | 0 | 0
8005 | 1380.768 | 0 | 3010.9473 | 1449.0645 | 0 | 0 | 1561.8828 | 0 | 0 | 0
8006 | 1648.157 | 0 | 2400.0131 | 1729.6793 | 0 | 0 | 670.3338 | 0 | 0 | 0
8007 | 1281.294 | 0 | 1847.2737 | 1344.6703 | 0 | 0 | 502.6034 | 0 | 0 | 0
8008 | 1404.316 | 0 | 644.7091 | 644.7091 | 0 | 0 | 0 | 789.993 | 0 | 0
8009 | 1308.225 | 0 | 260.2458 | 260.2458 | 0 | 0 | 0 | 1060.245 | 0 | 0
8010 | 1254.291 | 0 | 0 | 0 | 0 | 0 | 0 | 1254.291 | 0 | 0
8011 | 1336 | 0 | 0 | 0 | 0 | 0 | 0 | 1336 | 0 | 0
8012 | 854.4 | 0 | 0 | 0 | 0 | 0 | 0 | 854.4 | 0 | 0
8013 | 1313.6 | 0 | 0 | 0 | 0 | 0 | 0 | 1313.6 | 0 | 0
8014 | 1232 | 0 | 0 | 0 | 0 | 0 | 0 | 1232 | 0 | 0
8015 | 1172.8 | 0 | 0 | 0 | 0 | 0 | 0 | 1172.8 | 0 | 0
8016 | 1341.6 | 0 | 0 | 0 | 0 | 0 | 0 | 1341.6 | 0 | 0
8017 | 1092 | 0 | 0 | 0 | 0 | 0 | 0 | 1092 | 0 | 0
8018 | 1248 | 0 | 0 | 0 | 0 | 0 | 0 | 1248 | 0 | 0
8019 | 1142.4 | 0 | 0 | 0 | 0 | 0 | 0 | 1142.4 | 0 | 0
8020 | 1088.8 | 0 | 0 | 0 | 0 | 0 | 0 | 1088.8 | 0 | 0
8021 | 978.4 | 0 | 0 | 0 | 0 | 0 | 0 | 978.4 | 0 | 0
8022 | 1040.8 | 0 | 0 | 0 | 0 | 0 | 0 | 1040.8 | 0 | 0
8023 | 858.4 | 0 | 112.3072 | 112.3072 | 0 | 0 | 0 | 751.386 | 0 | 0
8024 | 1146.178 | 0 | 518.1785 | 518.1785 | 0 | 0 | 0 | 119.186 | 0 | 559.6102
8025 | 1191.895 | 0 | 868.1754 | 868.1754 | 0 | 0 | 0 | 0 | 0 | 382.674
8026 | 1166.901 | 0 | 1798.607 | 1224.6191 | -573.9879 | 0 | 0 | 0 | 0 | 0
8027 | 1126.266 | 0 | 2542.7306 | 1181.9742 | -474.673 | 0 | 886.0834 | 0 | 0 | 0
8028 | 1448.14 | 0 | 2713.1833 | 1519.7689 | 0 | 0 | 1193.4144 | 0 | 0 | 0
8029 | 920.542 | 0 | 2622.8476 | 966.0745 | 0 | 0 | 1656.7731 | 0 | 0 | 0
8030 | 997.387 | 0 | 2295.1644 | 1046.7205 | 0 | 0 | 1248.444 | 0 | 0 | 0
8031 | 860.713 | 0 | 1858.6698 | 903.2862 | 0 | 0 | 955.3836 | 0 | 0 | 0
8032 | 234.947 | 0 | 864.3375 | 246.5681 | 0 | 0 | 617.7694 | 0 | 0 | 0
8033 | 183.063 | 0 | 647.275 | 192.1178 | 0 | 0 | 455.1572 | 0 | 0 | 0
8034 | 137.552 | 0 | 0 | 0 | 0 | 0 | 0 | 0 | 0 | 144.3557
8035 | 148 | 0 | 0 | 0 | 0 | 0 | 0 | 0 | 0 | 155.3205
8036 | 100.8 | 0 | 0 | 0 | 0 | 0 | 0 | 0 | 0 | 105.7858
8037 | 96 | 0 | 0 | 0 | 0 | 0 | 0 | 0 | 0 | 100.7484
8038 | 102.4 | 0 | 0 | 0 | 0 | 0 | 0 | 0 | 0 | 107.465
8039 | 91.2 | 0 | 0 | 0 | 0 | 0 | 0 | 0 | 0 | 95.711
8040 | 100 | 0 | 0 | 0 | 0 | 0 | 0 | 0 | 0 | 104.9463
8041 | 89.6 | 0 | 0 | 0 | 0 | 0 | 0 | 89.6 | 0 | 0
8042 | 96 | 0 | 0 | 0 | 0 | 0 | 0 | 96 | 0 | 0
8043 | 89.6 | 0 | 0 | 0 | 0 | 0 | 0 | 89.6 | 0 | 0
8044 | 89.6 | 0 | 0 | 0 | 0 | 0 | 0 | 89.6 | 0 | 0
8045 | 91.2 | 0 | 0 | 0 | 0 | 0 | 0 | 61.278 | 0 | 31.402
8046 | 92 | 0 | 0 | 0 | 0 | 0 | 0 | 0 | 0 | 96.5506
8047 | 72.8 | 0 | 185.2742 | 76.4009 | -108.8734 | 0 | 0 | 0 | 0 | 0
8048 | 89.61 | 0 | 1066.8974 | 94.0424 | -621.2819 | 0 | 351.5732 | 0 | 0 | 0
8049 | 636.197 | 0 | 2215.7862 | 667.664 | -318.5067 | 0 | 1229.6156 | 0 | 0 | 0
8050 | 1258.648 | 0 | 3450.4822 | 1320.9041 | 0 | 0 | 2129.5781 | 0 | 0 | 0
8051 | 1251.361 | 0 | 3927.2626 | 1313.2567 | 0 | 0 | 2614.0059 | 0 | 0 | 0
8052 | 1077.291 | 0 | 4111.9743 | 1130.5767 | 0 | 0 | 2981.3976 | 0 | 0 | 0
8053 | 1356.354 | 0 | 3424.6969 | 1423.4429 | 0 | 0 | 2001.254 | 0 | 0 | 0
8054 | 1104.063 | 0 | 3494.5062 | 1158.6729 | 0 | 0 | 2335.8332 | 0 | 0 | 0
8055 | 1125.992 | 0 | 2462.7311 | 1181.6866 | 0 | 0 | 1281.0445 | 0 | 0 | 0
8056 | 1050.113 | 0 | 601.4534 | 601.4534 | 0 | 0 | 0 | 477.007 | 0 | 0
8057 | 951.408 | 0 | 364.8468 | 364.8468 | 0 | 0 | 0 | 603.757 | 0 | 0
8058 | 1136.61 | 0 | 0 | 0 | 0 | 0 | 0 | 1136.61 | 0 | 0
8059 | 1047.2 | 0 | 0 | 0 | 0 | 0 | 0 | 1047.2 | 0 | 0
8060 | 1128.8 | 0 | 0 | 0 | 0 | 0 | 0 | 1128.8 | 0 | 0
8061 | 778.4 | 0 | 0 | 0 | 0 | 0 | 0 | 778.4 | 0 | 0
8062 | 1089.6 | 0 | 0 | 0 | 0 | 0 | 0 | 783.726 | 0 | 321.0034
8063 | 952.8 | 0 | 0 | 0 | 0 | 0 | 0 | 360.8 | 0 | 621.2819
8064 | 999.2 | 0 | 0 | 0 | 0 | 0 | 0 | 999.2 | 0 | 0
8065 | 960 | 0 | 0 | 0 | 0 | 0 | 0 | 960 | 0 | 0
8066 | 1305.6 | 0 | 0 | 0 | 0 | 0 | 0 | 1305.6 | 0 | 0
8067 | 1168.8 | 0 | 0 | 0 | 0 | 0 | 0 | 1168.8 | 0 | 0
8068 | 1358.4 | 0 | 0 | 0 | 0 | 0 | 0 | 1358.4 | 0 | 0
8069 | 1282.4 | 0 | 0 | 0 | 0 | 0 | 0 | 1282.4 | 0 | 0
8070 | 1162.4 | 0 | 0 | 0 | 0 | 0 | 0 | 1162.4 | 0 | 0
8071 | 1039.2 | 0 | 387.7807 | 387.7807 | 0 | 0 | 0 | 669.696 | 0 | 0
8072 | 1081.05 | 0 | 1658.5047 | 1134.5217 | -523.9831 | 0 | 0 | 0 | 0 | 0
8073 | 811.981 | 0 | 2732.9247 | 852.1448 | -524.6778 | 0 | 1356.1021 | 0 | 0 | 0
8074 | 1146.669 | 0 | 3461.3809 | 1203.3863 | 0 | 0 | 2257.9946 | 0 | 0 | 0
8075 | 1380.393 | 0 | 3921.9282 | 1448.671 | 0 | 0 | 2473.2572 | 0 | 0 | 0
8076 | 1173.817 | 0 | 4104.9492 | 1231.8772 | 0 | 0 | 2873.0721 | 0 | 0 | 0
8077 | 1141.587 | 0 | 4009.9225 | 1198.053 | 0 | 0 | 2811.8695 | 0 | 0 | 0
8078 | 1217.119 | 0 | 3641.9242 | 1277.321 | 0 | 0 | 2364.6032 | 0 | 0 | 0
8079 | 1621.666 | 0 | 3003.8152 | 1701.878 | 0 | 0 | 1301.9372 | 0 | 0 | 0
8080 | 617.579 | 0 | 2088.3395 | 648.1261 | 0 | 0 | 1440.2133 | 0 | 0 | 0
8081 | 1446.565 | 0 | 861.6225 | 861.6225 | 0 | 0 | 0 | 625.552 | 0 | 0
8082 | 1314.233 | 0 | 0 | 0 | 0 | 0 | 0 | 1314.233 | 0 | 0
8083 | 1122.4 | 0 | 0 | 0 | 0 | 0 | 0 | 1122.4 | 0 | 0
8084 | 976.8 | 0 | 0 | 0 | 0 | 0 | 0 | 976.8 | 0 | 0
8085 | 1206.4 | 0 | 0 | 0 | 0 | 0 | 0 | 1206.4 | 0 | 0
8086 | 1304 | 0 | 0 | 0 | 0 | 0 | 0 | 998.126 | 0 | 321.0034
8087 | 1134.4 | 0 | 0 | 0 | 0 | 0 | 0 | 542.4 | 0 | 621.2819
8088 | 949.6 | 0 | 0 | 0 | 0 | 0 | 0 | 949.6 | 0 | 0
8089 | 1222.4 | 0 | 0 | 0 | 0 | 0 | 0 | 1222.4 | 0 | 0
8090 | 851.2 | 0 | 0 | 0 | 0 | 0 | 0 | 851.2 | 0 | 0
8091 | 1256.8 | 0 | 0 | 0 | 0 | 0 | 0 | 1256.8 | 0 | 0
8092 | 1092.8 | 0 | 0 | 0 | 0 | 0 | 0 | 1092.8 | 0 | 0
8093 | 1028.8 | 0 | 0 | 0 | 0 | 0 | 0 | 1028.8 | 0 | 0
8094 | 1088.8 | 0 | 0 | 0 | 0 | 0 | 0 | 1088.8 | 0 | 0
8095 | 1353.6 | 0 | 371.1267 | 371.1267 | 0 | 0 | 0 | 999.965 | 0 | 0
8096 | 697.26 | 0 | 1387.8032 | 731.7484 | -621.2819 | 0 | 34.7729 | 0 | 0 | 0
8097 | 894.813 | 0 | 2736.7741 | 939.0729 | -427.379 | 0 | 1370.3223 | 0 | 0 | 0
8098 | 1264.732 | 0 | 3485.2499 | 1327.2891 | 0 | 0 | 2157.9608 | 0 | 0 | 0
8099 | 1241.914 | 0 | 3904.441 | 1303.3424 | 0 | 0 | 2601.0986 | 0 | 0 | 0
8100 | 1308.586 | 0 | 4041.8461 | 1373.3122 | 0 | 0 | 2668.5339 | 0 | 0 | 0
8101 | 1086.618 | 0 | 3915.4939 | 1140.3651 | 0 | 0 | 2775.1289 | 0 | 0 | 0
8102 | 1312.456 | 0 | 3565.2315 | 1377.3736 | 0 | 0 | 2187.8579 | 0 | 0 | 0
8103 | 1471.833 | 0 | 2975.8365 | 1544.6338 | 0 | 0 | 1431.2027 | 0 | 0 | 0
8104 | 1659.084 | 0 | 2010.6005 | 1741.1468 | 0 | 0 | 269.4537 | 0 | 0 | 0
8105 | 1382.135 | 0 | 721.4899 | 721.4899 | 0 | 0 | 0 | 694.65 | 0 | 0
8106 | 1357.739 | 0 | 0 | 0 | 0 | 0 | 0 | 1357.739 | 0 | 0
8107 | 1292 | 0 | 0 | 0 | 0 | 0 | 0 | 1292 | 0 | 0
8108 | 1217.6 | 0 | 0 | 0 | 0 | 0 | 0 | 1217.6 | 0 | 0
8109 | 1288 | 0 | 0 | 0 | 0 | 0 | 0 | 1288 | 0 | 0
8110 | 1356 | 0 | 0 | 0 | 0 | 0 | 0 | 1050.126 | 0 | 321.0034
8111 | 968.8 | 0 | 0 | 0 | 0 | 0 | 0 | 376.8 | 0 | 621.2819
8112 | 1264 | 0 | 0 | 0 | 0 | 0 | 0 | 1264 | 0 | 0
8113 | 1316.8 | 0 | 0 | 0 | 0 | 0 | 0 | 1316.8 | 0 | 0
8114 | 1169.6 | 0 | 0 | 0 | 0 | 0 | 0 | 1169.6 | 0 | 0
8115 | 1160.8 | 0 | 0 | 0 | 0 | 0 | 0 | 1160.8 | 0 | 0
8116 | 1196 | 0 | 0 | 0 | 0 | 0 | 0 | 1196 | 0 | 0
8117 | 840 | 0 | 0 | 0 | 0 | 0 | 0 | 840 | 0 | 0
8118 | 1152.8 | 0 | 0 | 0 | 0 | 0 | 0 | 1152.8 | 0 | 0
8119 | 706.4 | 0 | 349.7481 | 349.7481 | 0 | 0 | 0 | 373.136 | 0 | 0
8120 | 959.437 | 0 | 1601.1915 | 1006.8933 | -594.2981 | 0 | 0 | 0 | 0 | 0
8121 | 900.079 | 0 | 2685.6307 | 944.5993 | -454.3628 | 0 | 1286.6686 | 0 | 0 | 0
8122 | 1146.42 | 0 | 3390.7332 | 1203.125 | 0 | 0 | 2187.6082 | 0 | 0 | 0
8123 | 1422.593 | 0 | 3819.2026 | 1492.9583 | 0 | 0 | 2326.2443 | 0 | 0 | 0
8124 | 1547.461 | 0 | 4007.2904 | 1624.0026 | 0 | 0 | 2383.2878 | 0 | 0 | 0
8125 | 1494.729 | 0 | 3798.9994 | 1568.6623 | 0 | 0 | 2230.337 | 0 | 0 | 0
8126 | 1257.696 | 0 | 3579.5672 | 1319.905 | 0 | 0 | 2259.6622 | 0 | 0 | 0
8127 | 1228.071 | 0 | 2472.5131 | 1288.8147 | 0 | 0 | 1183.6984 | 0 | 0 | 0
8128 | 1769.154 | 0 | 1925.2792 | 1856.6611 | 0 | 0 | 68.6181 | 0 | 0 | 0
8129 | 1953.371 | 0 | 756.4065 | 756.4065 | 0 | 0 | 0 | 1232.615 | 0 | 0
8130 | 1544.713 | 0 | 0 | 0 | 0 | 0 | 0 | 1544.713 | 0 | 0
8131 | 1589.6 | 0 | 0 | 0 | 0 | 0 | 0 | 1589.6 | 0 | 0
8132 | 1320 | 0 | 0 | 0 | 0 | 0 | 0 | 1320 | 0 | 0
8133 | 1744 | 0 | 0 | 0 | 0 | 0 | 0 | 1744 | 0 | 0
8134 | 1516.8 | 0 | 0 | 0 | 0 | 0 | 0 | 1210.926 | 0 | 321.0034
8135 | 1599.2 | 0 | 0 | 0 | 0 | 0 | 0 | 1007.2 | 0 | 621.2819
8136 | 1542.4 | 0 | 0 | 0 | 0 | 0 | 0 | 1542.4 | 0 | 0
8137 | 1434.4 | 0 | 0 | 0 | 0 | 0 | 0 | 1434.4 | 0 | 0
8138 | 1324 | 0 | 0 | 0 | 0 | 0 | 0 | 1324 | 0 | 0
8139 | 1325.6 | 0 | 0 | 0 | 0 | 0 | 0 | 1325.6 | 0 | 0
8140 | 1516.8 | 0 | 0 | 0 | 0 | 0 | 0 | 1516.8 | 0 | 0
8141 | 1291.2 | 0 | 0 | 0 | 0 | 0 | 0 | 1291.2 | 0 | 0
8142 | 1542.4 | 0 | 0 | 0 | 0 | 0 | 0 | 1542.4 | 0 | 0
8143 | 1000.8 | 0 | 353.3436 | 353.3436 | 0 | 0 | 0 | 664.11 | 0 | 0
8144 | 828.43 | 0 | 1606.8156 | 869.4064 | -621.2819 | 0 | 116.1272 | 0 | 0 | 0
8145 | 1062.166 | 0 | 2694.2709 | 1114.7047 | -427.379 | 0 | 1152.1873 | 0 | 0 | 0
8146 | 1354.15 | 0 | 3416.6539 | 1421.1299 | 0 | 0 | 1995.5239 | 0 | 0 | 0
8147 | 1544.599 | 0 | 3829.4863 | 1620.999 | 0 | 0 | 2208.4872 | 0 | 0 | 0
8148 | 1620.767 | 0 | 4001.2413 | 1700.9345 | 0 | 0 | 2300.3068 | 0 | 0 | 0
8149 | 936.447 | 0 | 3807.7351 | 982.7662 | 0 | 0 | 2824.9689 | 0 | 0 | 0
8150 | 1379.589 | 0 | 2431.837 | 1447.8272 | 0 | 0 | 984.0098 | 0 | 0 | 0
8151 | 1282.753 | 0 | 2332.6943 | 1346.2014 | 0 | 0 | 986.4928 | 0 | 0 | 0
8152 | 1281.053 | 0 | 1583.9583 | 1344.4173 | 0 | 0 | 239.5409 | 0 | 0 | 0
8153 | 1015.736 | 0 | 725.7244 | 725.7244 | 0 | 0 | 0 | 324.216 | 0 | 0
8154 | 1172.039 | 0 | 0 | 0 | 0 | 0 | 0 | 1172.039 | 0 | 0
8155 | 1207.2 | 0 | 0 | 0 | 0 | 0 | 0 | 1207.2 | 0 | 0
8156 | 1226.4 | 0 | 0 | 0 | 0 | 0 | 0 | 1226.4 | 0 | 0
8157 | 1287.2 | 0 | 0 | 0 | 0 | 0 | 0 | 1287.2 | 0 | 0
8158 | 1448.8 | 0 | 0 | 0 | 0 | 0 | 0 | 1142.926 | 0 | 321.0034
8159 | 1248.8 | 0 | 0 | 0 | 0 | 0 | 0 | 656.8 | 0 | 621.2819
8160 | 1272.8 | 0 | 0 | 0 | 0 | 0 | 0 | 1272.8 | 0 | 0
8161 | 1412 | 0 | 0 | 0 | 0 | 0 | 0 | 1412 | 0 | 0
8162 | 1366.4 | 0 | 0 | 0 | 0 | 0 | 0 | 1366.4 | 0 | 0
8163 | 1345.6 | 0 | 0 | 0 | 0 | 0 | 0 | 1345.6 | 0 | 0
8164 | 1445.6 | 0 | 0 | 0 | 0 | 0 | 0 | 1445.6 | 0 | 0
8165 | 1436 | 0 | 0 | 0 | 0 | 0 | 0 | 1436 | 0 | 0
8166 | 1366.4 | 0 | 0 | 0 | 0 | 0 | 0 | 1366.4 | 0 | 0
8167 | 1041.6 | 0 | 131.5806 | 131.5806 | 0 | 0 | 0 | 916.221 | 0 | 0
8168 | 1319.128 | 0 | 1014.1388 | 1014.1388 | 0 | 0 | 0 | 352.787 | 0 | 0
8169 | 889.005 | 0 | 1835.1325 | 932.9776 | -621.2819 | 0 | 280.873 | 0 | 0 | 0
8170 | 1469.341 | 0 | 2158.4803 | 1542.0196 | -427.379 | 0 | 189.0817 | 0 | 0 | 0
8171 | 1714.76 | 0 | 2818.6123 | 1799.5767 | 0 | 0 | 1019.0356 | 0 | 0 | 0
8172 | 1647.544 | 0 | 2848.8746 | 1729.036 | 0 | 0 | 1119.8386 | 0 | 0 | 0
8173 | 1465.729 | 0 | 1927.9637 | 1538.2279 | 0 | 0 | 389.7358 | 0 | 0 | 0
8174 | 1506.159 | 0 | 1320.2535 | 1320.2535 | 0 | 0 | 0 | 248.131 | 0 | 0
8175 | 1621.22 | 0 | 1128.5387 | 1128.5387 | 0 | 0 | 0 | 545.871 | 0 | 0
8176 | 1662.845 | 0 | 1496.3785 | 1496.3785 | 0 | 0 | 0 | 236.993 | 0 | 0
8177 | 1580.403 | 0 | 355.2841 | 355.2841 | 0 | 0 | 0 | 1241.864 | 0 | 0
8178 | 1155.725 | 0 | 0 | 0 | 0 | 0 | 0 | 1155.725 | 0 | 0
8179 | 1545.6 | 0 | 0 | 0 | 0 | 0 | 0 | 1545.6 | 0 | 0
8180 | 1300 | 0 | 0 | 0 | 0 | 0 | 0 | 1300 | 0 | 0
8181 | 1517.6 | 0 | 0 | 0 | 0 | 0 | 0 | 1517.6 | 0 | 0
8182 | 1541.6 | 0 | 0 | 0 | 0 | 0 | 0 | 1541.6 | 0 | 0
8183 | 1264.8 | 0 | 0 | 0 | 0 | 0 | 0 | 1264.8 | 0 | 0
8184 | 1515.2 | 0 | 0 | 0 | 0 | 0 | 0 | 1236.983 | 0 | 291.9784
8185 | 1142.4 | 0 | 0 | 0 | 0 | 0 | 0 | 1142.4 | 0 | 0
8186 | 1111.2 | 0 | 0 | 0 | 0 | 0 | 0 | 1111.2 | 0 | 0
8187 | 1584.8 | 0 | 0 | 0 | 0 | 0 | 0 | 1584.8 | 0 | 0
8188 | 1384 | 0 | 0 | 0 | 0 | 0 | 0 | 1384 | 0 | 0
8189 | 1290.4 | 0 | 0 | 0 | 0 | 0 | 0 | 1290.4 | 0 | 0
8190 | 1424 | 0 | 0 | 0 | 0 | 0 | 0 | 1424 | 0 | 0
8191 | 1168.8 | 0 | 285.8831 | 285.8831 | 0 | 0 | 0 | 304.391 | 0 | 621.2819
8192 | 1085.638 | 0 | 1110.3116 | 1110.3116 | 0 | 0 | 0 | 0 | 0 | 29.025
8193 | 1060.777 | 0 | 2259.1416 | 1113.2459 | -621.2819 | 0 | 524.6138 | 0 | 0 | 0
8194 | 1138.269 | 0 | 2735.8338 | 1194.5709 | -427.379 | 0 | 1113.884 | 0 | 0 | 0
8195 | 1033.825 | 0 | 3280.4431 | 1084.9608 | 0 | 0 | 2195.4823 | 0 | 0 | 0
8196 | 1090.429 | 0 | 3476.7041 | 1144.3646 | 0 | 0 | 2332.3396 | 0 | 0 | 0
8197 | 1135.24 | 0 | 3101.0647 | 1191.392 | 0 | 0 | 1909.6726 | 0 | 0 | 0
8198 | 1171.847 | 0 | 2328.6203 | 1229.8097 | 0 | 0 | 1098.8105 | 0 | 0 | 0
8199 | 1104.482 | 0 | 1132.7145 | 1132.7145 | 0 | 0 | 0 | 0 | 0 | 26.3982
8200 | 224.458 | 0 | 780.0216 | 235.5603 | -29.3787 | 0 | 515.0826 | 0 | 0 | 0
8201 | 183.44 | 0 | 359.9615 | 192.5134 | 0 | 0 | 167.4481 | 0 | 0 | 0
8202 | 160.064 | 0 | 0 | 0 | 0 | 0 | 0 | 51.79 | 0 | 113.6295
8203 | 206.4 | 0 | 0 | 0 | 0 | 0 | 0 | 0 | 0 | 216.6091
8204 | 149.6 | 0 | 0 | 0 | 0 | 0 | 0 | 0 | 0 | 156.9996
8205 | 116 | 0 | 0 | 0 | 0 | 0 | 0 | 0 | 0 | 121.7377
8206 | 109.6 | 0 | 0 | 0 | 0 | 0 | 0 | 0 | 0 | 115.0211
8207 | 99.2 | 0 | 0 | 0 | 0 | 0 | 0 | 0 | 0 | 104.1067
8208 | 108.8 | 0 | 0 | 0 | 0 | 0 | 0 | 0 | 0 | 114.1815
8209 | 100.8 | 0 | 0 | 0 | 0 | 0 | 0 | 100.8 | 0 | 0
8210 | 109.6 | 0 | 0 | 0 | 0 | 0 | 0 | 109.6 | 0 | 0
8211 | 100 | 0 | 0 | 0 | 0 | 0 | 0 | 100 | 0 | 0
8212 | 104 | 0 | 0 | 0 | 0 | 0 | 0 | 104 | 0 | 0
8213 | 93.6 | 0 | 0 | 0 | 0 | 0 | 0 | 93.6 | 0 | 0
8214 | 101.6 | 0 | 0 | 0 | 0 | 0 | 0 | 101.6 | 0 | 0
8215 | 93.6 | 0 | 207.7233 | 98.2297 | -109.4936 | 0 | 0 | 0 | 0 | 0
8216 | 100.012 | 0 | 454.7574 | 104.9589 | -349.7985 | 0 | 0 | 0 | 0 | 0
8217 | 218.574 | 0 | 1640.7982 | 229.3863 | -589.3688 | 0 | 822.0431 | 0 | 0 | 0
8218 | 955.563 | 0 | 2609.2036 | 1002.8277 | 0 | 0 | 1606.3758 | 0 | 0 | 0
8219 | 1162.174 | 0 | 2195.4246 | 1219.6583 | 0 | 0 | 975.7663 | 0 | 0 | 0
8220 | 1591.079 | 0 | 2184.1649 | 1669.7781 | 0 | 0 | 514.3868 | 0 | 0 | 0
8221 | 1379.816 | 0 | 2656.3559 | 1448.0654 | 0 | 0 | 1208.2905 | 0 | 0 | 0
8222 | 1610.809 | 0 | 2614.0059 | 1690.484 | 0 | 0 | 923.5219 | 0 | 0 | 0
8223 | 1808.052 | 0 | 1302.6414 | 1302.6414 | 0 | 0 | 0 | 566.806 | 0 | 0
8224 | 2055.558 | 0 | 1301.6245 | 1301.6245 | 0 | 0 | 0 | 815.281 | 0 | 0
8225 | 1608.955 | 0 | 451.2385 | 451.2385 | 0 | 0 | 0 | 1178.984 | 0 | 0
8226 | 1527.332 | 0 | 0 | 0 | 0 | 0 | 0 | 1527.332 | 0 | 0
8227 | 1779.2 | 0 | 0 | 0 | 0 | 0 | 0 | 1779.2 | 0 | 0
8228 | 1836.8 | 0 | 0 | 0 | 0 | 0 | 0 | 1836.8 | 0 | 0
8229 | 1579.2 | 0 | 0 | 0 | 0 | 0 | 0 | 1579.2 | 0 | 0
8230 | 1553.6 | 0 | 0 | 0 | 0 | 0 | 0 | 1247.726 | 0 | 321.0034
8231 | 1396 | 0 | 0 | 0 | 0 | 0 | 0 | 804 | 0 | 621.2819
8232 | 1387.2 | 0 | 0 | 0 | 0 | 0 | 0 | 1387.2 | 0 | 0
8233 | 1321.6 | 0 | 0 | 0 | 0 | 0 | 0 | 1321.6 | 0 | 0
8234 | 1526.4 | 0 | 0 | 0 | 0 | 0 | 0 | 1526.4 | 0 | 0
8235 | 1572 | 0 | 0 | 0 | 0 | 0 | 0 | 1572 | 0 | 0
8236 | 1433.6 | 0 | 0 | 0 | 0 | 0 | 0 | 1433.6 | 0 | 0
8237 | 1316 | 0 | 0 | 0 | 0 | 0 | 0 | 1316 | 0 | 0
8238 | 1384.8 | 0 | 0 | 0 | 0 | 0 | 0 | 1384.8 | 0 | 0
8239 | 1184.8 | 0 | 102.8442 | 102.8442 | 0 | 0 | 0 | 1086.803 | 0 | 0
8240 | 1308.643 | 0 | 702.4652 | 702.4652 | 0 | 0 | 0 | 639.286 | 0 | 0
8241 | 1418.787 | 0 | 2130.785 | 1488.964 | -621.2819 | 0 | 20.539 | 0 | 0 | 0
8242 | 1582.275 | 0 | 3237.4655 | 1660.5386 | -427.379 | 0 | 1149.5479 | 0 | 0 | 0
8243 | 1549.679 | 0 | 3749.4521 | 1626.3303 | 0 | 0 | 2123.1218 | 0 | 0 | 0
8244 | 1523.622 | 0 | 2614.4194 | 1598.9845 | 0 | 0 | 1015.4349 | 0 | 0 | 0
8245 | 1514.182 | 0 | 1589.8132 | 1589.0775 | 0 | 0 | 0.73567 | 0 | 0 | 0
8246 | 1331.149 | 0 | 964.5139 | 964.5139 | 0 | 0 | 0 | 412.094 | 0 | 0
8247 | 1245.736 | 0 | 143.4322 | 143.4322 | 0 | 0 | 0 | 1109.064 | 0 | 0
8248 | 1236.827 | 0 | 199.1838 | 199.1838 | 0 | 0 | 0 | 1047.031 | 0 | 0
8249 | 1300.328 | 0 | 270.7897 | 270.7897 | 0 | 0 | 0 | 1042.301 | 0 | 0
8250 | 1367.211 | 0 | 0 | 0 | 0 | 0 | 0 | 1367.211 | 0 | 0
8251 | 1213.6 | 0 | 0 | 0 | 0 | 0 | 0 | 1213.6 | 0 | 0
8252 | 1144.8 | 0 | 0 | 0 | 0 | 0 | 0 | 1144.8 | 0 | 0
8253 | 1432 | 0 | 0 | 0 | 0 | 0 | 0 | 1432 | 0 | 0
8254 | 1488.8 | 0 | 0 | 0 | 0 | 0 | 0 | 1182.926 | 0 | 321.0034
8255 | 1432.8 | 0 | 0 | 0 | 0 | 0 | 0 | 840.8 | 0 | 621.2819
8256 | 1107.2 | 0 | 0 | 0 | 0 | 0 | 0 | 1107.2 | 0 | 0
8257 | 1325.6 | 0 | 0 | 0 | 0 | 0 | 0 | 1325.6 | 0 | 0
8258 | 1274.4 | 0 | 0 | 0 | 0 | 0 | 0 | 1274.4 | 0 | 0
8259 | 1459.2 | 0 | 0 | 0 | 0 | 0 | 0 | 1459.2 | 0 | 0
8260 | 1384.8 | 0 | 0 | 0 | 0 | 0 | 0 | 1384.8 | 0 | 0
8261 | 1256 | 0 | 0 | 0 | 0 | 0 | 0 | 1256 | 0 | 0
8262 | 1425.6 | 0 | 0 | 0 | 0 | 0 | 0 | 1425.6 | 0 | 0
8263 | 991.2 | 0 | 194.0624 | 194.0624 | 0 | 0 | 0 | 806.284 | 0 | 0
8264 | 982.402 | 0 | 1020.5731 | 1020.5731 | 0 | 0 | 0 | 9.93 | 0 | 0
8265 | 1106.567 | 0 | 2396.5299 | 1161.3008 | -621.2819 | 0 | 613.9472 | 0 | 0 | 0
8266 | 1162.384 | 0 | 2104.9105 | 1219.8787 | -427.379 | 0 | 457.6528 | 0 | 0 | 0
8267 | 957.501 | 0 | 2185.844 | 1004.8616 | 0 | 0 | 1180.9824 | 0 | 0 | 0
8268 | 1301.609 | 0 | 2662.3767 | 1365.9901 | 0 | 0 | 1296.3866 | 0 | 0 | 0
8269 | 1278.001 | 0 | 2315.3131 | 1341.2144 | 0 | 0 | 974.0987 | 0 | 0 | 0
8270 | 1638.085 | 0 | 1745.1326 | 1719.1091 | 0 | 0 | 26.0235 | 0 | 0 | 0
8271 | 1340.07 | 0 | 122.2897 | 122.2897 | 0 | 0 | 0 | 1223.544 | 0 | 0
8272 | 1262.195 | 0 | 409.3492 | 409.3492 | 0 | 0 | 0 | 872.139 | 0 | 0
8273 | 1317.571 | 0 | 12.2063 | 12.2063 | 0 | 0 | 0 | 1305.94 | 0 | 0
8274 | 1073.537 | 0 | 0 | 0 | 0 | 0 | 0 | 1073.537 | 0 | 0
8275 | 968 | 0 | 0 | 0 | 0 | 0 | 0 | 968 | 0 | 0
8276 | 1704.8 | 0 | 0 | 0 | 0 | 0 | 0 | 1704.8 | 0 | 0
8277 | 1280 | 0 | 0 | 0 | 0 | 0 | 0 | 1280 | 0 | 0
8278 | 953.6 | 0 | 0 | 0 | 0 | 0 | 0 | 647.726 | 0 | 321.0034
8279 | 1074.4 | 0 | 0 | 0 | 0 | 0 | 0 | 482.4 | 0 | 621.2819
8280 | 1128 | 0 | 0 | 0 | 0 | 0 | 0 | 1128 | 0 | 0
8281 | 1326.4 | 0 | 0 | 0 | 0 | 0 | 0 | 1326.4 | 0 | 0
8282 | 1213.6 | 0 | 0 | 0 | 0 | 0 | 0 | 1213.6 | 0 | 0
8283 | 932 | 0 | 0 | 0 | 0 | 0 | 0 | 932 | 0 | 0
8284 | 1318.4 | 0 | 0 | 0 | 0 | 0 | 0 | 1318.4 | 0 | 0
8285 | 1150.4 | 0 | 0 | 0 | 0 | 0 | 0 | 1150.4 | 0 | 0
8286 | 1121.6 | 0 | 0 | 0 | 0 | 0 | 0 | 1121.6 | 0 | 0
8287 | 1252.8 | 0 | 226.9022 | 226.9022 | 0 | 0 | 0 | 1036.592 | 0 | 0
8288 | 1217.408 | 0 | 1041.2664 | 1041.2664 | 0 | 0 | 0 | 225.218 | 0 | 0
8289 | 1302.102 | 0 | 2299.759 | 1366.5075 | -621.2819 | 0 | 311.9696 | 0 | 0 | 0
8290 | 1274.013 | 0 | 1815.7751 | 1337.0291 | -427.379 | 0 | 51.367 | 0 | 0 | 0
8291 | 1359.024 | 0 | 1669.161 | 1426.245 | 0 | 0 | 242.916 | 0 | 0 | 0
8292 | 1360.939 | 0 | 3055.3144 | 1428.2547 | 0 | 0 | 1627.0597 | 0 | 0 | 0
8293 | 1309.39 | 0 | 1946.9244 | 1374.156 | 0 | 0 | 572.7684 | 0 | 0 | 0
8294 | 1346.761 | 0 | 2120.1162 | 1413.3754 | 0 | 0 | 706.7407 | 0 | 0 | 0
8295 | 1666.961 | 0 | 1159.3215 | 1159.3215 | 0 | 0 | 0 | 562.28 | 0 | 0
8296 | 1629.508 | 0 | 406.5577 | 406.5577 | 0 | 0 | 0 | 1242.112 | 0 | 0
8297 | 1510.972 | 0 | 16.3286 | 16.3286 | 0 | 0 | 0 | 1495.413 | 0 | 0
8298 | 1715.055 | 0 | 0 | 0 | 0 | 0 | 0 | 1715.055 | 0 | 0
8299 | 1569.6 | 0 | 0 | 0 | 0 | 0 | 0 | 1569.6 | 0 | 0
8300 | 1138.4 | 0 | 0 | 0 | 0 | 0 | 0 | 1138.4 | 0 | 0
8301 | 1421.6 | 0 | 0 | 0 | 0 | 0 | 0 | 1421.6 | 0 | 0
8302 | 1424.8 | 0 | 0 | 0 | 0 | 0 | 0 | 1118.926 | 0 | 321.0034
8303 | 1243.2 | 0 | 0 | 0 | 0 | 0 | 0 | 651.2 | 0 | 621.2819
8304 | 1226.4 | 0 | 0 | 0 | 0 | 0 | 0 | 1226.4 | 0 | 0
8305 | 871.2 | 0 | 0 | 0 | 0 | 0 | 0 | 871.2 | 0 | 0
8306 | 1341.6 | 0 | 0 | 0 | 0 | 0 | 0 | 1341.6 | 0 | 0
8307 | 1340 | 0 | 0 | 0 | 0 | 0 | 0 | 1340 | 0 | 0
8308 | 1356 | 0 | 0 | 0 | 0 | 0 | 0 | 1356 | 0 | 0
8309 | 1612 | 0 | 0 | 0 | 0 | 0 | 0 | 1612 | 0 | 0
8310 | 1690.4 | 0 | 0 | 0 | 0 | 0 | 0 | 1690.4 | 0 | 0
8311 | 1544.8 | 0 | 243.107 | 243.107 | 0 | 0 | 0 | 1313.151 | 0 | 0
8312 | 1215.149 | 0 | 1387.7969 | 1275.2536 | -112.5433 | 0 | 0 | 0 | 0 | 0
8313 | 1492.134 | 0 | 2445.0781 | 1565.939 | -621.2819 | 0 | 257.8572 | 0 | 0 | 0
8314 | 1882.658 | 0 | 2757.012 | 1975.7794 | -314.8357 | 0 | 466.397 | 0 | 0 | 0
8315 | 1450.765 | 0 | 2500.3323 | 1522.5238 | 0 | 0 | 977.8085 | 0 | 0 | 0
8316 | 1737.05 | 0 | 1884.496 | 1822.9692 | 0 | 0 | 61.5268 | 0 | 0 | 0
8317 | 1360.505 | 0 | 2412.7525 | 1427.7993 | 0 | 0 | 984.9533 | 0 | 0 | 0
8318 | 1346.552 | 0 | 2554.3041 | 1413.1561 | 0 | 0 | 1141.148 | 0 | 0 | 0
8319 | 1602.583 | 0 | 873.3083 | 873.3083 | 0 | 0 | 0 | 770.435 | 0 | 0
8320 | 1371.928 | 0 | 538.3576 | 538.3576 | 0 | 0 | 0 | 858.944 | 0 | 0
8321 | 1617.23 | 0 | 237.3286 | 237.3286 | 0 | 0 | 0 | 1391.087 | 0 | 0
8322 | 1416.264 | 0 | 0 | 0 | 0 | 0 | 0 | 1416.264 | 0 | 0
8323 | 1540.8 | 0 | 0 | 0 | 0 | 0 | 0 | 1540.8 | 0 | 0
8324 | 1249.6 | 0 | 0 | 0 | 0 | 0 | 0 | 1249.6 | 0 | 0
8325 | 1344 | 0 | 0 | 0 | 0 | 0 | 0 | 1344 | 0 | 0
8326 | 1529.6 | 0 | 0 | 0 | 0 | 0 | 0 | 1223.726 | 0 | 321.0034
8327 | 1204 | 0 | 0 | 0 | 0 | 0 | 0 | 612 | 0 | 621.2819
8328 | 1254.4 | 0 | 0 | 0 | 0 | 0 | 0 | 1254.4 | 0 | 0
8329 | 1176.8 | 0 | 0 | 0 | 0 | 0 | 0 | 1176.8 | 0 | 0
8330 | 1458.4 | 0 | 0 | 0 | 0 | 0 | 0 | 1458.4 | 0 | 0
8331 | 1106.4 | 0 | 0 | 0 | 0 | 0 | 0 | 1106.4 | 0 | 0
8332 | 1453.6 | 0 | 0 | 0 | 0 | 0 | 0 | 1453.6 | 0 | 0
8333 | 1477.6 | 0 | 0 | 0 | 0 | 0 | 0 | 1477.6 | 0 | 0
8334 | 1080 | 0 | 0 | 0 | 0 | 0 | 0 | 1080 | 0 | 0
8335 | 1225.6 | 0 | 215.4589 | 215.4589 | 0 | 0 | 0 | 1020.296 | 0 | 0
8336 | 918.666 | 0 | 1074.6739 | 964.1057 | -110.5682 | 0 | 0 | 0 | 0 | 0
8337 | 1374.39 | 0 | 2485.3523 | 1442.371 | -621.2819 | 0 | 421.6993 | 0 | 0 | 0
8338 | 1560.354 | 0 | 2839.0338 | 1637.5333 | -316.8108 | 0 | 884.6897 | 0 | 0 | 0
8339 | 1797.136 | 0 | 2869.1418 | 1886.0272 | 0 | 0 | 983.1146 | 0 | 0 | 0
8340 | 1185.147 | 0 | 2983.8848 | 1243.7676 | 0 | 0 | 1740.1173 | 0 | 0 | 0
8341 | 1448.412 | 0 | 2716.8921 | 1520.0544 | 0 | 0 | 1196.8377 | 0 | 0 | 0
8342 | 1481.714 | 0 | 2547.2548 | 1555.0036 | 0 | 0 | 992.2512 | 0 | 0 | 0
8343 | 915.477 | 0 | 2042.9208 | 960.759 | 0 | 0 | 1082.1619 | 0 | 0 | 0
8344 | 1225.411 | 0 | 1391.6526 | 1286.0231 | 0 | 0 | 105.6295 | 0 | 0 | 0
8345 | 1517.155 | 0 | 420.9941 | 420.9941 | 0 | 0 | 0 | 1116.003 | 0 | 0
8346 | 1563.602 | 0 | 0 | 0 | 0 | 0 | 0 | 1563.602 | 0 | 0
8347 | 1392 | 0 | 0 | 0 | 0 | 0 | 0 | 1392 | 0 | 0
8348 | 1641.6 | 0 | 0 | 0 | 0 | 0 | 0 | 1641.6 | 0 | 0
8349 | 1546.4 | 0 | 0 | 0 | 0 | 0 | 0 | 1546.4 | 0 | 0
8350 | 1494.4 | 0 | 0 | 0 | 0 | 0 | 0 | 1494.4 | 0 | 0
8351 | 1361.6 | 0 | 0 | 0 | 0 | 0 | 0 | 1361.6 | 0 | 0
8352 | 1280.8 | 0 | 0 | 0 | 0 | 0 | 0 | 974.926 | 0 | 321.0034
8353 | 1408 | 0 | 0 | 0 | 0 | 0 | 0 | 1408 | 0 | 0
8354 | 1036.8 | 0 | 0 | 0 | 0 | 0 | 0 | 1036.8 | 0 | 0
8355 | 1119.2 | 0 | 0 | 0 | 0 | 0 | 0 | 1119.2 | 0 | 0
8356 | 1168 | 0 | 0 | 0 | 0 | 0 | 0 | 1168 | 0 | 0
8357 | 1204.8 | 0 | 0 | 0 | 0 | 0 | 0 | 1204.8 | 0 | 0
8358 | 1127.2 | 0 | 0 | 0 | 0 | 0 | 0 | 1127.2 | 0 | 0
8359 | 1190.4 | 0 | 259.2813 | 259.2813 | 0 | 0 | 0 | 351.339 | 0 | 621.2819
8360 | 210.344 | 0 | 1435.2095 | 220.7482 | -621.2819 | 0 | 593.1794 | 0 | 0 | 0
8361 | 101.182 | 0 | 2523.8287 | 106.1867 | -427.379 | 0 | 1990.263 | 0 | 0 | 0
8362 | 0 | 0 | 2354.5588 | 0 | 0 | 0 | 2354.5588 | 0 | 0 | 0
8363 | 0 | 0 | 1460.5446 | 0 | 0 | 0 | 1460.5446 | 0 | 0 | 0
8364 | 0 | 0 | 1978.3044 | 0 | 0 | 0 | 1978.3044 | 0 | 0 | 0
8365 | 0 | 0 | 1992.7639 | 0 | 0 | 0 | 1992.7639 | 0 | 0 | 0
8366 | 0 | 0 | 3020.4156 | 0 | 0 | 0 | 3020.4156 | 0 | 0 | 0
8367 | 0 | 0 | 2222.635 | 0 | 0 | 0 | 2222.635 | 0 | 0 | 0
8368 | 0 | 0 | 1197.756 | 0 | 0 | 0 | 1197.756 | 0 | 0 | 0
8369 | 0 | 0 | 409.6567 | 0 | 0 | 0 | 409.6567 | 0 | 0 | 0
8370 | 0 | 0 | 0 | 0 | 0 | 0 | 0 | 0 | 0 | 0
8371 | 0 | 0 | 0 | 0 | 0 | 0 | 0 | 0 | 0 | 0
8372 | 0 | 0 | 0 | 0 | 0 | 0 | 0 | 0 | 0 | 0
8373 | 137.6 | 0 | 0 | 0 | 0 | 0 | 0 | 0 | 0 | 144.4061
8374 | 224 | 0 | 0 | 0 | 0 | 0 | 0 | 0 | 0 | 235.0796
8375 | 279.2 | 0 | 0 | 0 | 0 | 0 | 0 | 0 | 0 | 293.01
8376 | 275.2 | 0 | 0 | 0 | 0 | 0 | 0 | 172.196 | 0 | 108.0989
8377 | 272 | 0 | 0 | 0 | 0 | 0 | 0 | 272 | 0 | 0
8378 | 291.2 | 0 | 0 | 0 | 0 | 0 | 0 | 291.2 | 0 | 0
8379 | 199.2 | 0 | 0 | 0 | 0 | 0 | 0 | 199.2 | 0 | 0
8380 | 207.2 | 0 | 0 | 0 | 0 | 0 | 0 | 207.2 | 0 | 0
8381 | 285.6 | 0 | 0 | 0 | 0 | 0 | 0 | 285.6 | 0 | 0
8382 | 264 | 0 | 0 | 0 | 0 | 0 | 0 | 264 | 0 | 0
8383 | 318.4 | 0 | 172.4582 | 172.4582 | 0 | 0 | 0 | 0 | 0 | 161.6907
8384 | 138.494 | 0 | 1447.4399 | 145.3443 | -621.2819 | 0 | 680.8137 | 0 | 0 | 0
8385 | 740.535 | 0 | 2545.0782 | 777.1639 | -427.379 | 0 | 1340.5354 | 0 | 0 | 0
8386 | 1328.616 | 0 | 2854.0904 | 1394.3329 | 0 | 0 | 1459.7575 | 0 | 0 | 0
8387 | 1321.969 | 0 | 3644.8574 | 1387.3572 | 0 | 0 | 2257.5003 | 0 | 0 | 0
8388 | 1360.73 | 0 | 3585.1199 | 1428.0354 | 0 | 0 | 2157.0845 | 0 | 0 | 0
8389 | 1345.146 | 0 | 2862.0978 | 1411.6806 | 0 | 0 | 1450.4173 | 0 | 0 | 0
8390 | 1049.667 | 0 | 2368.249 | 1101.5864 | 0 | 0 | 1266.6627 | 0 | 0 | 0
8391 | 978.516 | 0 | 2141.6427 | 1026.916 | 0 | 0 | 1114.7267 | 0 | 0 | 0
8392 | 1113.713 | 0 | 663.4504 | 663.4504 | 0 | 0 | 0 | 481.532 | 0 | 0
8393 | 1271.929 | 0 | 119.9651 | 119.9651 | 0 | 0 | 0 | 1157.618 | 0 | 0
8394 | 1081.973 | 0 | 0 | 0 | 0 | 0 | 0 | 1081.973 | 0 | 0
8395 | 1176.8 | 0 | 0 | 0 | 0 | 0 | 0 | 1176.8 | 0 | 0
8396 | 942.4 | 0 | 0 | 0 | 0 | 0 | 0 | 942.4 | 0 | 0
8397 | 892.8 | 0 | 0 | 0 | 0 | 0 | 0 | 892.8 | 0 | 0
8398 | 998.4 | 0 | 0 | 0 | 0 | 0 | 0 | 692.526 | 0 | 321.0034
8399 | 1292 | 0 | 0 | 0 | 0 | 0 | 0 | 700 | 0 | 621.2819
8400 | 1080.8 | 0 | 0 | 0 | 0 | 0 | 0 | 1080.8 | 0 | 0
8401 | 1272.8 | 0 | 0 | 0 | 0 | 0 | 0 | 1272.8 | 0 | 0
8402 | 1246.4 | 0 | 0 | 0 | 0 | 0 | 0 | 1246.4 | 0 | 0
8403 | 1290.4 | 0 | 0 | 0 | 0 | 0 | 0 | 1290.4 | 0 | 0
8404 | 856 | 0 | 0 | 0 | 0 | 0 | 0 | 856 | 0 | 0
8405 | 1009.6 | 0 | 0 | 0 | 0 | 0 | 0 | 1009.6 | 0 | 0
8406 | 1304.8 | 0 | 0 | 0 | 0 | 0 | 0 | 1304.8 | 0 | 0
8407 | 1032.8 | 0 | 197.0072 | 197.0072 | 0 | 0 | 0 | 845.078 | 0 | 0
8408 | 1361.032 | 0 | 1238.8645 | 1238.8645 | 0 | 0 | 0 | 180.557 | 0 | 0
8409 | 1132.013 | 0 | 1921.2692 | 1188.0054 | -621.2819 | 0 | 111.9819 | 0 | 0 | 0
8410 | 1598.971 | 0 | 2646.0712 | 1678.0604 | -427.379 | 0 | 540.6318 | 0 | 0 | 0
8411 | 1537.183 | 0 | 3753.3908 | 1613.2162 | 0 | 0 | 2140.1745 | 0 | 0 | 0
8412 | 1425.846 | 0 | 4067.0101 | 1496.3722 | 0 | 0 | 2570.6379 | 0 | 0 | 0
8413 | 1392.659 | 0 | 3866.7327 | 1461.5437 | 0 | 0 | 2405.1891 | 0 | 0 | 0
8414 | 1295.781 | 0 | 2165.9966 | 1359.8738 | 0 | 0 | 806.1227 | 0 | 0 | 0
8415 | 1618.778 | 0 | 2473.0924 | 1698.8471 | 0 | 0 | 774.2453 | 0 | 0 | 0
8416 | 1607.397 | 0 | 1585.5262 | 1585.5262 | 0 | 0 | 0 | 96.599 | 0 | 0
8417 | 1627.259 | 0 | 177.6919 | 177.6919 | 0 | 0 | 0 | 1457.942 | 0 | 0
8418 | 1365.124 | 0 | 0 | 0 | 0 | 0 | 0 | 1365.124 | 0 | 0
8419 | 1428 | 0 | 0 | 0 | 0 | 0 | 0 | 1428 | 0 | 0
8420 | 1173.6 | 0 | 0 | 0 | 0 | 0 | 0 | 1173.6 | 0 | 0
8421 | 1508 | 0 | 0 | 0 | 0 | 0 | 0 | 1508 | 0 | 0
8422 | 1451.2 | 0 | 0 | 0 | 0 | 0 | 0 | 1145.326 | 0 | 321.0034
8423 | 1724 | 0 | 0 | 0 | 0 | 0 | 0 | 1132 | 0 | 621.2819
8424 | 1598.4 | 0 | 0 | 0 | 0 | 0 | 0 | 1598.4 | 0 | 0
8425 | 1463.2 | 0 | 0 | 0 | 0 | 0 | 0 | 1463.2 | 0 | 0
8426 | 1581.6 | 0 | 0 | 0 | 0 | 0 | 0 | 1581.6 | 0 | 0
8427 | 1542.4 | 0 | 0 | 0 | 0 | 0 | 0 | 1542.4 | 0 | 0
8428 | 1321.6 | 0 | 0 | 0 | 0 | 0 | 0 | 1321.6 | 0 | 0
8429 | 1266.4 | 0 | 0 | 0 | 0 | 0 | 0 | 1266.4 | 0 | 0
8430 | 1100 | 0 | 0 | 0 | 0 | 0 | 0 | 1100 | 0 | 0
8431 | 1120 | 0 | 212.4784 | 212.4784 | 0 | 0 | 0 | 917.536 | 0 | 0
8432 | 977.25 | 0 | 1149.1963 | 1025.5874 | -123.6089 | 0 | 0 | 0 | 0 | 0
8433 | 1164.458 | 0 | 2050.4308 | 1222.0552 | -621.2819 | 0 | 207.0936 | 0 | 0 | 0
8434 | 1811.107 | 0 | 2651.9555 | 1900.6882 | -303.7701 | 0 | 447.4972 | 0 | 0 | 0
8435 | 1589.091 | 0 | 3189.462 | 1667.6917 | 0 | 0 | 1521.7702 | 0 | 0 | 0
8436 | 1463.659 | 0 | 3123.7331 | 1536.0555 | 0 | 0 | 1587.6776 | 0 | 0 | 0
8437 | 1438.004 | 0 | 2777.6759 | 1509.1316 | 0 | 0 | 1268.5443 | 0 | 0 | 0
8438 | 1439.024 | 0 | 2236.829 | 1510.202 | 0 | 0 | 726.627 | 0 | 0 | 0
8439 | 1791.185 | 0 | 1044.9857 | 1044.9857 | 0 | 0 | 0 | 795.451 | 0 | 0
8440 | 1612.223 | 0 | 622.7386 | 622.7386 | 0 | 0 | 0 | 1018.835 | 0 | 0
8441 | 1277.059 | 0 | 80.5956 | 80.5956 | 0 | 0 | 0 | 1200.262 | 0 | 0
8442 | 1399.92 | 0 | 0 | 0 | 0 | 0 | 0 | 1399.92 | 0 | 0
8443 | 1373.6 | 0 | 0 | 0 | 0 | 0 | 0 | 1373.6 | 0 | 0
8444 | 1170.4 | 0 | 0 | 0 | 0 | 0 | 0 | 1170.4 | 0 | 0
8445 | 1194.4 | 0 | 0 | 0 | 0 | 0 | 0 | 1194.4 | 0 | 0
8446 | 1397.6 | 0 | 0 | 0 | 0 | 0 | 0 | 1091.726 | 0 | 321.0034
8447 | 1476 | 0 | 0 | 0 | 0 | 0 | 0 | 884 | 0 | 621.2819
8448 | 1419.2 | 0 | 0 | 0 | 0 | 0 | 0 | 1419.2 | 0 | 0
8449 | 1497.6 | 0 | 0 | 0 | 0 | 0 | 0 | 1497.6 | 0 | 0
8450 | 1310.4 | 0 | 0 | 0 | 0 | 0 | 0 | 1310.4 | 0 | 0
8451 | 1341.6 | 0 | 0 | 0 | 0 | 0 | 0 | 1341.6 | 0 | 0
8452 | 1416 | 0 | 0 | 0 | 0 | 0 | 0 | 1416 | 0 | 0
8453 | 957.6 | 0 | 0 | 0 | 0 | 0 | 0 | 957.6 | 0 | 0
8454 | 1168 | 0 | 0 | 0 | 0 | 0 | 0 | 1168 | 0 | 0
8455 | 1116.8 | 0 | 227.1573 | 227.1573 | 0 | 0 | 0 | 900.349 | 0 | 0
8456 | 1100.114 | 0 | 1209.4659 | 1154.5286 | -54.9373 | 0 | 0 | 0 | 0 | 0
8457 | 1505.134 | 0 | 2075.0921 | 1579.582 | -495.5101 | 0 | 0 | 0 | 0 | 0
8458 | 1372.623 | 0 | 2663.6602 | 1440.5177 | -498.2125 | 0 | 724.93 | 0 | 0 | 0
8459 | 1730.814 | 0 | 2964.5579 | 1816.4247 | 0 | 0 | 1148.1332 | 0 | 0 | 0
8460 | 1451.75 | 0 | 2930.3224 | 1523.5575 | 0 | 0 | 1406.7649 | 0 | 0 | 0
8461 | 1419.609 | 0 | 2127.9756 | 1489.8267 | 0 | 0 | 638.1489 | 0 | 0 | 0
8462 | 1566.858 | 0 | 2602.9645 | 1644.359 | 0 | 0 | 958.6055 | 0 | 0 | 0
8463 | 1497.729 | 0 | 1959.7698 | 1571.8107 | 0 | 0 | 387.9591 | 0 | 0 | 0
8464 | 1156.838 | 0 | 1369.765 | 1214.0583 | 0 | 0 | 155.7067 | 0 | 0 | 0
8465 | 1305.359 | 0 | 436.0213 | 436.0213 | 0 | 0 | 0 | 889.888 | 0 | 0
8466 | 1419.829 | 0 | 0 | 0 | 0 | 0 | 0 | 1419.829 | 0 | 0
8467 | 1196 | 0 | 0 | 0 | 0 | 0 | 0 | 1196 | 0 | 0
8468 | 1183.2 | 0 | 0 | 0 | 0 | 0 | 0 | 1183.2 | 0 | 0
8469 | 1408.8 | 0 | 0 | 0 | 0 | 0 | 0 | 1408.8 | 0 | 0
8470 | 1412 | 0 | 0 | 0 | 0 | 0 | 0 | 1106.126 | 0 | 321.0034
8471 | 1347.2 | 0 | 0 | 0 | 0 | 0 | 0 | 755.2 | 0 | 621.2819
8472 | 1276 | 0 | 0 | 0 | 0 | 0 | 0 | 1276 | 0 | 0
8473 | 1184 | 0 | 0 | 0 | 0 | 0 | 0 | 1184 | 0 | 0
8474 | 1453.6 | 0 | 0 | 0 | 0 | 0 | 0 | 1453.6 | 0 | 0
8475 | 1312.8 | 0 | 0 | 0 | 0 | 0 | 0 | 1312.8 | 0 | 0
8476 | 1127.2 | 0 | 0 | 0 | 0 | 0 | 0 | 1127.2 | 0 | 0
8477 | 1457.6 | 0 | 0 | 0 | 0 | 0 | 0 | 1457.6 | 0 | 0
8478 | 1394.4 | 0 | 0 | 0 | 0 | 0 | 0 | 1394.4 | 0 | 0
8479 | 1288.8 | 0 | 68.5257 | 68.5257 | 0 | 0 | 0 | 1223.504 | 0 | 0
8480 | 1161.104 | 0 | 582.0855 | 582.0855 | 0 | 0 | 0 | 606.453 | 0 | 0
8481 | 829.113 | 0 | 1714.4327 | 870.1232 | -621.2819 | 0 | 223.0276 | 0 | 0 | 0
8482 | 1028.635 | 0 | 2116.4546 | 1079.5141 | -427.379 | 0 | 609.5615 | 0 | 0 | 0
8483 | 1605.522 | 0 | 3118.2391 | 1684.9355 | 0 | 0 | 1433.3037 | 0 | 0 | 0
8484 | 1388.834 | 0 | 3265.8293 | 1457.5295 | 0 | 0 | 1808.2998 | 0 | 0 | 0
8485 | 1422.415 | 0 | 2718.3351 | 1492.7715 | 0 | 0 | 1225.5636 | 0 | 0 | 0
8486 | 1624.992 | 0 | 2754.4576 | 1705.3685 | 0 | 0 | 1049.0891 | 0 | 0 | 0
8487 | 1558.054 | 0 | 1791.522 | 1635.1196 | 0 | 0 | 156.4025 | 0 | 0 | 0
8488 | 1796.174 | 0 | 280.3293 | 280.3293 | 0 | 0 | 0 | 1529.057 | 0 | 0
8489 | 1733.951 | 0 | 214.104 | 214.104 | 0 | 0 | 0 | 1529.938 | 0 | 0
8490 | 1379.821 | 0 | 0 | 0 | 0 | 0 | 0 | 1379.821 | 0 | 0
8491 | 1425.6 | 0 | 0 | 0 | 0 | 0 | 0 | 1425.6 | 0 | 0
8492 | 1449.6 | 0 | 0 | 0 | 0 | 0 | 0 | 1449.6 | 0 | 0
8493 | 1551.2 | 0 | 0 | 0 | 0 | 0 | 0 | 1551.2 | 0 | 0
8494 | 1432.8 | 0 | 0 | 0 | 0 | 0 | 0 | 1126.926 | 0 | 321.0034
8495 | 1576.8 | 0 | 0 | 0 | 0 | 0 | 0 | 984.8 | 0 | 621.2819
8496 | 1746.4 | 0 | 0 | 0 | 0 | 0 | 0 | 1746.4 | 0 | 0
8497 | 704 | 0 | 0 | 0 | 0 | 0 | 0 | 704 | 0 | 0
8498 | 883.2 | 0 | 0 | 0 | 0 | 0 | 0 | 883.2 | 0 | 0
8499 | 1075.2 | 0 | 0 | 0 | 0 | 0 | 0 | 1075.2 | 0 | 0
8500 | 876.8 | 0 | 0 | 0 | 0 | 0 | 0 | 876.8 | 0 | 0
8501 | 927.2 | 0 | 0 | 0 | 0 | 0 | 0 | 927.2 | 0 | 0
8502 | 720.8 | 0 | 0 | 0 | 0 | 0 | 0 | 720.8 | 0 | 0
8503 | 638.4 | 0 | 157.5369 | 157.5369 | 0 | 0 | 0 | 488.288 | 0 | 0
8504 | 622.722 | 0 | 1138.4865 | 653.5235 | -484.963 | 0 | 0 | 0 | 0 | 0
8505 | 603.316 | 0 | 2598.8181 | 633.1576 | -563.6979 | 0 | 1401.9625 | 0 | 0 | 0
8506 | 1098.458 | 0 | 3416.7011 | 1152.7907 | 0 | 0 | 2263.9104 | 0 | 0 | 0
8507 | 979.053 | 0 | 3443.2315 | 1027.4796 | 0 | 0 | 2415.7519 | 0 | 0 | 0
8508 | 716.923 | 0 | 3554.527 | 752.3839 | 0 | 0 | 2802.1431 | 0 | 0 | 0
8509 | 680.172 | 0 | 3430.7765 | 713.8151 | 0 | 0 | 2716.9613 | 0 | 0 | 0
8510 | 780.334 | 0 | 3037.8503 | 818.9314 | 0 | 0 | 2218.9189 | 0 | 0 | 0
8511 | 882.579 | 0 | 2281.704 | 926.2337 | 0 | 0 | 1355.4703 | 0 | 0 | 0
8512 | 842.753 | 0 | 2104.0709 | 884.4378 | 0 | 0 | 1219.6331 | 0 | 0 | 0
8513 | 490.41 | 0 | 898.147 | 514.667 | 0 | 0 | 383.48 | 0 | 0 | 0
8514 | 678.563 | 0 | 0 | 0 | 0 | 0 | 0 | 678.563 | 0 | 0
8515 | 853.6 | 0 | 0 | 0 | 0 | 0 | 0 | 853.6 | 0 | 0
8516 | 705.6 | 0 | 0 | 0 | 0 | 0 | 0 | 705.6 | 0 | 0
8517 | 828.8 | 0 | 0 | 0 | 0 | 0 | 0 | 828.8 | 0 | 0
8518 | 820 | 0 | 0 | 0 | 0 | 0 | 0 | 820 | 0 | 0
8519 | 755.2 | 0 | 0 | 0 | 0 | 0 | 0 | 755.2 | 0 | 0
8520 | 697.6 | 0 | 0 | 0 | 0 | 0 | 0 | 391.726 | 0 | 321.0034
8521 | 1381.6 | 0 | 0 | 0 | 0 | 0 | 0 | 1381.6 | 0 | 0
8522 | 1472 | 0 | 0 | 0 | 0 | 0 | 0 | 1472 | 0 | 0
8523 | 1526.4 | 0 | 0 | 0 | 0 | 0 | 0 | 1526.4 | 0 | 0
8524 | 1505.6 | 0 | 0 | 0 | 0 | 0 | 0 | 1505.6 | 0 | 0
8525 | 1336.8 | 0 | 0 | 0 | 0 | 0 | 0 | 1336.8 | 0 | 0
8526 | 1504 | 0 | 0 | 0 | 0 | 0 | 0 | 1504 | 0 | 0
8527 | 1156.8 | 0 | 38.997 | 38.997 | 0 | 0 | 0 | 527.641 | 0 | 621.2819
8528 | 151.282 | 0 | 408.5863 | 158.7648 | -249.8214 | 0 | 0 | 0 | 0 | 0
8529 | 203.767 | 0 | 1301.0745 | 213.8459 | -621.2819 | 0 | 465.9467 | 0 | 0 | 0
8530 | 271.406 | 0 | 2061.4019 | 284.8305 | -177.5575 | 0 | 1599.0138 | 0 | 0 | 0
8531 | 225.678 | 0 | 2923.7401 | 236.8406 | 0 | 0 | 2686.8995 | 0 | 0 | 0
8532 | 210.894 | 0 | 2932.7645 | 221.3254 | 0 | 0 | 2711.4391 | 0 | 0 | 0
8533 | 235.761 | 0 | 2347.5326 | 247.4224 | 0 | 0 | 2100.1103 | 0 | 0 | 0
8534 | 236.032 | 0 | 1541.3774 | 247.7068 | 0 | 0 | 1293.6706 | 0 | 0 | 0
8535 | 258.885 | 0 | 1153.0825 | 271.6902 | 0 | 0 | 881.3923 | 0 | 0 | 0
8536 | 263.906 | 0 | 563.9351 | 276.9595 | 0 | 0 | 286.9756 | 0 | 0 | 0
8537 | 505.286 | 0 | 247.6365 | 247.6365 | 0 | 0 | 0 | 269.321 | 0 | 0
8538 | 457.786 | 0 | 0 | 0 | 0 | 0 | 0 | 457.786 | 0 | 0
8539 | 296 | 0 | 0 | 0 | 0 | 0 | 0 | 296 | 0 | 0
8540 | 264.8 | 0 | 0 | 0 | 0 | 0 | 0 | 126.126 | 0 | 145.5332
8541 | 239.2 | 0 | 0 | 0 | 0 | 0 | 0 | 0 | 0 | 251.0315
8542 | 282.4 | 0 | 0 | 0 | 0 | 0 | 0 | 0 | 0 | 296.3683
8543 | 237.6 | 0 | 0 | 0 | 0 | 0 | 0 | 0 | 0 | 249.3523
8544 | 223.2 | 0 | 0 | 0 | 0 | 0 | 0 | 223.2 | 0 | 0
8545 | 259.2 | 0 | 0 | 0 | 0 | 0 | 0 | 259.2 | 0 | 0
8546 | 218.4 | 0 | 0 | 0 | 0 | 0 | 0 | 218.4 | 0 | 0
8547 | 200 | 0 | 0 | 0 | 0 | 0 | 0 | 200 | 0 | 0
8548 | 210.4 | 0 | 0 | 0 | 0 | 0 | 0 | 210.4 | 0 | 0
8549 | 123.2 | 0 | 0 | 0 | 0 | 0 | 0 | 123.2 | 0 | 0
8550 | 180 | 0 | 0 | 0 | 0 | 0 | 0 | 180 | 0 | 0
8551 | 153.6 | 0 | 78.7391 | 78.7391 | 0 | 0 | 0 | 78.572 | 0 | 0
8552 | 243.992 | 0 | 846.3759 | 256.0605 | -590.3154 | 0 | 0 | 0 | 0 | 0
8553 | 437.884 | 0 | 1535.132 | 459.5419 | -458.3455 | 0 | 617.2446 | 0 | 0 | 0
8554 | 969.506 | 0 | 2024.9362 | 1017.4604 | 0 | 0 | 1007.4758 | 0 | 0 | 0
8555 | 1470.638 | 0 | 2402.5507 | 1543.3797 | 0 | 0 | 859.171 | 0 | 0 | 0
8556 | 1520.337 | 0 | 2895.1874 | 1595.537 | 0 | 0 | 1299.6504 | 0 | 0 | 0
8557 | 1436.091 | 0 | 2911.9358 | 1507.1239 | 0 | 0 | 1404.8118 | 0 | 0 | 0
8558 | 1653.246 | 0 | 2277.9186 | 1735.02 | 0 | 0 | 542.8986 | 0 | 0 | 0
8559 | 1597.991 | 0 | 1938.2957 | 1677.032 | 0 | 0 | 261.2637 | 0 | 0 | 0
8560 | 1630.98 | 0 | 307.8116 | 307.8116 | 0 | 0 | 0 | 1337.676 | 0 | 0
8561 | 1716.665 | 0 | 596.5986 | 596.5986 | 0 | 0 | 0 | 1148.185 | 0 | 0
8562 | 1572.735 | 0 | 0 | 0 | 0 | 0 | 0 | 1572.735 | 0 | 0
8563 | 1589.6 | 0 | 0 | 0 | 0 | 0 | 0 | 1589.6 | 0 | 0
8564 | 1557.6 | 0 | 0 | 0 | 0 | 0 | 0 | 1557.6 | 0 | 0
8565 | 1602.4 | 0 | 0 | 0 | 0 | 0 | 0 | 1602.4 | 0 | 0
8566 | 1444 | 0 | 0 | 0 | 0 | 0 | 0 | 1138.126 | 0 | 321.0034
8567 | 1375.2 | 0 | 0 | 0 | 0 | 0 | 0 | 783.2 | 0 | 621.2819
8568 | 1093.6 | 0 | 0 | 0 | 0 | 0 | 0 | 1093.6 | 0 | 0
8569 | 1228 | 0 | 0 | 0 | 0 | 0 | 0 | 1228 | 0 | 0
8570 | 1288 | 0 | 0 | 0 | 0 | 0 | 0 | 1288 | 0 | 0
8571 | 1141.6 | 0 | 0 | 0 | 0 | 0 | 0 | 1141.6 | 0 | 0
8572 | 1294.4 | 0 | 0 | 0 | 0 | 0 | 0 | 1294.4 | 0 | 0
8573 | 1065.6 | 0 | 0 | 0 | 0 | 0 | 0 | 1065.6 | 0 | 0
8574 | 829.6 | 0 | 0 | 0 | 0 | 0 | 0 | 829.6 | 0 | 0
8575 | 1029.6 | 0 | 214.8439 | 214.8439 | 0 | 0 | 0 | 824.882 | 0 | 0
8576 | 822.307 | 0 | 1382.474 | 862.9805 | -519.4935 | 0 | 0 | 0 | 0 | 0
8577 | 592.193 | 0 | 2531.8959 | 621.4845 | -529.1674 | 0 | 1381.244 | 0 | 0 | 0
8578 | 240.544 | 0 | 3316.7009 | 252.442 | 0 | 0 | 3064.259 | 0 | 0 | 0
8579 | 160.732 | 0 | 2862.0978 | 168.6822 | 0 | 0 | 2693.4156 | 0 | 0 | 0
8580 | 234.455 | 0 | 2722.2674 | 246.0518 | 0 | 0 | 2476.2156 | 0 | 0 | 0
8581 | 799.112 | 0 | 3543.7868 | 838.6382 | 0 | 0 | 2705.1486 | 0 | 0 | 0
8582 | 1280.093 | 0 | 2857.7216 | 1343.4099 | 0 | 0 | 1514.3117 | 0 | 0 | 0
8583 | 1234.242 | 0 | 1961.9453 | 1295.2909 | 0 | 0 | 666.6544 | 0 | 0 | 0
8584 | 1396.75 | 0 | 935.2046 | 935.2046 | 0 | 0 | 0 | 505.623 | 0 | 0
8585 | 1167.432 | 0 | 461.4634 | 461.4634 | 0 | 0 | 0 | 727.718 | 0 | 0
8586 | 1508.661 | 0 | 5.0332 | 5.0332 | 0 | 0 | 0 | 1503.865 | 0 | 0
8587 | 1127.2 | 0 | 0 | 0 | 0 | 0 | 0 | 1127.2 | 0 | 0
8588 | 1019.2 | 0 | 0 | 0 | 0 | 0 | 0 | 1019.2 | 0 | 0
8589 | 1018.4 | 0 | 0 | 0 | 0 | 0 | 0 | 1018.4 | 0 | 0
8590 | 1072 | 0 | 0 | 0 | 0 | 0 | 0 | 766.126 | 0 | 321.0034
8591 | 1246.4 | 0 | 0 | 0 | 0 | 0 | 0 | 654.4 | 0 | 621.2819
8592 | 1248 | 0 | 0 | 0 | 0 | 0 | 0 | 1248 | 0 | 0
8593 | 1350.4 | 0 | 0 | 0 | 0 | 0 | 0 | 1350.4 | 0 | 0
8594 | 1180.8 | 0 | 0 | 0 | 0 | 0 | 0 | 1180.8 | 0 | 0
8595 | 1263.2 | 0 | 0 | 0 | 0 | 0 | 0 | 1263.2 | 0 | 0
8596 | 924 | 0 | 0 | 0 | 0 | 0 | 0 | 924 | 0 | 0
8597 | 1158.4 | 0 | 0 | 0 | 0 | 0 | 0 | 1158.4 | 0 | 0
8598 | 944.8 | 0 | 0 | 0 | 0 | 0 | 0 | 944.8 | 0 | 0
8599 | 1162.4 | 0 | 190.892 | 190.892 | 0 | 0 | 0 | 980.505 | 0 | 0
8600 | 1102.325 | 0 | 1261.3146 | 1156.849 | -104.4656 | 0 | 0 | 0 | 0 | 0
8601 | 1299.188 | 0 | 1874.9921 | 1363.4494 | -511.5428 | 0 | 0 | 0 | 0 | 0
8602 | 1255.151 | 0 | 2723.0892 | 1317.2342 | -432.6525 | 0 | 973.2024 | 0 | 0 | 0
8603 | 1741.645 | 0 | 2773.8789 | 1827.7915 | 0 | 0 | 946.0875 | 0 | 0 | 0
8604 | 1714.976 | 0 | 3201.2359 | 1799.8033 | 0 | 0 | 1401.4326 | 0 | 0 | 0
8605 | 1914.011 | 0 | 4068.2936 | 2008.6832 | 0 | 0 | 2059.6104 | 0 | 0 | 0
8606 | 1870.71 | 0 | 2820.8424 | 1963.2404 | 0 | 0 | 857.602 | 0 | 0 | 0
8607 | 1783.81 | 0 | 1955.6706 | 1872.0421 | 0 | 0 | 83.6285 | 0 | 0 | 0
8608 | 2019.637 | 0 | 1511.9084 | 1511.9084 | 0 | 0 | 0 | 578.987 | 0 | 0
8609 | 1410.31 | 0 | 277.3604 | 277.3604 | 0 | 0 | 0 | 1146.022 | 0 | 0
8610 | 1651.085 | 0 | 0 | 0 | 0 | 0 | 0 | 1651.085 | 0 | 0
8611 | 1632 | 0 | 0 | 0 | 0 | 0 | 0 | 1632 | 0 | 0
8612 | 1364.8 | 0 | 0 | 0 | 0 | 0 | 0 | 1364.8 | 0 | 0
8613 | 1691.2 | 0 | 0 | 0 | 0 | 0 | 0 | 1691.2 | 0 | 0
8614 | 1349.6 | 0 | 0 | 0 | 0 | 0 | 0 | 1043.726 | 0 | 321.0034
8615 | 1433.6 | 0 | 0 | 0 | 0 | 0 | 0 | 841.6 | 0 | 621.2819
8616 | 1556 | 0 | 0 | 0 | 0 | 0 | 0 | 1556 | 0 | 0
8617 | 1457.6 | 0 | 0 | 0 | 0 | 0 | 0 | 1457.6 | 0 | 0
8618 | 1494.4 | 0 | 0 | 0 | 0 | 0 | 0 | 1494.4 | 0 | 0
8619 | 1759.2 | 0 | 0 | 0 | 0 | 0 | 0 | 1759.2 | 0 | 0
8620 | 1729.6 | 0 | 0 | 0 | 0 | 0 | 0 | 1729.6 | 0 | 0
8621 | 1414.4 | 0 | 0 | 0 | 0 | 0 | 0 | 1414.4 | 0 | 0
8622 | 1408.8 | 0 | 0 | 0 | 0 | 0 | 0 | 1408.8 | 0 | 0
8623 | 1471.2 | 0 | 161.1093 | 161.1093 | 0 | 0 | 0 | 1317.684 | 0 | 0
8624 | 1645.752 | 0 | 1105.3676 | 1105.3676 | 0 | 0 | 0 | 592.482 | 0 | 0
8625 | 1196.191 | 0 | 2119.0573 | 1255.3578 | -621.2819 | 0 | 242.4175 | 0 | 0 | 0
8626 | 1139.333 | 0 | 2603.9279 | 1195.6875 | -427.379 | 0 | 980.8614 | 0 | 0 | 0
8627 | 1201.095 | 0 | 3069.0057 | 1260.5044 | 0 | 0 | 1808.5013 | 0 | 0 | 0
8628 | 1464.687 | 0 | 3343.5032 | 1537.1344 | 0 | 0 | 1806.3688 | 0 | 0 | 0
8629 | 1491.287 | 0 | 2290.7462 | 1565.0501 | 0 | 0 | 725.6961 | 0 | 0 | 0
8630 | 1221.935 | 0 | 2762.1627 | 1282.3752 | 0 | 0 | 1479.7875 | 0 | 0 | 0
8631 | 1440.758 | 0 | 1442.9808 | 1442.9808 | 0 | 0 | 0 | 0 | 0 | 69.041
8632 | 1143.128 | 0 | 1783.4559 | 1199.6713 | -76.8354 | 0 | 506.9493 | 0 | 0 | 0
8633 | 1279.819 | 0 | 687.7927 | 687.7927 | 0 | 0 | 0 | 624.443 | 0 | 0
8634 | 1197.79 | 0 | 6.1855 | 6.1855 | 0 | 0 | 0 | 1191.896 | 0 | 0
8635 | 973.6 | 0 | 0 | 0 | 0 | 0 | 0 | 973.6 | 0 | 0
8636 | 1392 | 0 | 0 | 0 | 0 | 0 | 0 | 1392 | 0 | 0
8637 | 827.2 | 0 | 0 | 0 | 0 | 0 | 0 | 827.2 | 0 | 0
8638 | 1307.2 | 0 | 0 | 0 | 0 | 0 | 0 | 1001.326 | 0 | 321.0034
8639 | 978.4 | 0 | 0 | 0 | 0 | 0 | 0 | 386.4 | 0 | 621.2819
8640 | 1164.8 | 0 | 0 | 0 | 0 | 0 | 0 | 1164.8 | 0 | 0
8641 | 1192 | 0 | 0 | 0 | 0 | 0 | 0 | 1192 | 0 | 0
8642 | 1257.6 | 0 | 0 | 0 | 0 | 0 | 0 | 1257.6 | 0 | 0
8643 | 1376.8 | 0 | 0 | 0 | 0 | 0 | 0 | 1376.8 | 0 | 0
8644 | 1199.2 | 0 | 0 | 0 | 0 | 0 | 0 | 1199.2 | 0 | 0
8645 | 1092.8 | 0 | 0 | 0 | 0 | 0 | 0 | 1092.8 | 0 | 0
8646 | 1172.8 | 0 | 0 | 0 | 0 | 0 | 0 | 1172.8 | 0 | 0
8647 | 1270.4 | 0 | 159.0566 | 159.0566 | 0 | 0 | 0 | 1118.84 | 0 | 0
8648 | 1082.229 | 0 | 1253.5549 | 1135.759 | -117.7959 | 0 | 0 | 0 | 0 | 0
8649 | 1267.43 | 0 | 2371.3302 | 1330.1205 | -621.2819 | 0 | 419.9278 | 0 | 0 | 0
8650 | 1460.39 | 0 | 3137.6017 | 1532.6248 | -309.5831 | 0 | 1295.3938 | 0 | 0 | 0
8651 | 1254.555 | 0 | 3174.1734 | 1316.6087 | 0 | 0 | 1857.5647 | 0 | 0 | 0
8652 | 1447.708 | 0 | 3771.0501 | 1519.3156 | 0 | 0 | 2251.7345 | 0 | 0 | 0
8653 | 1292.068 | 0 | 3006.1576 | 1355.9772 | 0 | 0 | 1650.1804 | 0 | 0 | 0
8654 | 1332.407 | 0 | 2765.3216 | 1398.3115 | 0 | 0 | 1367.0102 | 0 | 0 | 0
8655 | 1699.676 | 0 | 2188.665 | 1783.7466 | 0 | 0 | 404.9184 | 0 | 0 | 0
8656 | 1738.895 | 0 | 1727.0472 | 1727.0472 | 0 | 0 | 0 | 93.246 | 0 | 0
8657 | 1656.8 | 0 | 681.7362 | 681.7362 | 0 | 0 | 0 | 1007.195 | 0 | 0
8658 | 1844.457 | 0 | 10.7276 | 10.7276 | 0 | 0 | 0 | 1834.235 | 0 | 0
8659 | 1589.6 | 0 | 0 | 0 | 0 | 0 | 0 | 1589.6 | 0 | 0
8660 | 1539.2 | 0 | 0 | 0 | 0 | 0 | 0 | 1539.2 | 0 | 0
8661 | 1721.6 | 0 | 0 | 0 | 0 | 0 | 0 | 1721.6 | 0 | 0
8662 | 1580 | 0 | 0 | 0 | 0 | 0 | 0 | 1274.126 | 0 | 321.0034
8663 | 1633.6 | 0 | 0 | 0 | 0 | 0 | 0 | 1041.6 | 0 | 621.2819
8664 | 1402.4 | 0 | 0 | 0 | 0 | 0 | 0 | 1402.4 | 0 | 0
8665 | 1166.4 | 0 | 0 | 0 | 0 | 0 | 0 | 1166.4 | 0 | 0
8666 | 950.4 | 0 | 0 | 0 | 0 | 0 | 0 | 950.4 | 0 | 0
8667 | 1228.8 | 0 | 0 | 0 | 0 | 0 | 0 | 1228.8 | 0 | 0
8668 | 1433.6 | 0 | 0 | 0 | 0 | 0 | 0 | 1433.6 | 0 | 0
8669 | 1112.8 | 0 | 0 | 0 | 0 | 0 | 0 | 1112.8 | 0 | 0
8670 | 1390.4 | 0 | 0 | 0 | 0 | 0 | 0 | 1390.4 | 0 | 0
8671 | 1300 | 0 | 132.5387 | 132.5387 | 0 | 0 | 0 | 1173.708 | 0 | 0
8672 | 1239.89 | 0 | 1022.205 | 1022.205 | 0 | 0 | 0 | 265.863 | 0 | 0
8673 | 1372.872 | 0 | 2042.7424 | 1440.778 | -601.9645 | 0 | 0 | 0 | 0 | 0
8674 | 1438.053 | 0 | 3169.5967 | 1509.183 | -446.6965 | 0 | 1213.7173 | 0 | 0 | 0
8675 | 1474.877 | 0 | 3292.5958 | 1547.8284 | 0 | 0 | 1744.7674 | 0 | 0 | 0
8676 | 1655.249 | 0 | 3419.7057 | 1737.1221 | 0 | 0 | 1682.5836 | 0 | 0 | 0
8677 | 1465.832 | 0 | 3870.7186 | 1538.336 | 0 | 0 | 2332.3826 | 0 | 0 | 0
8678 | 1372.877 | 0 | 3612.3062 | 1440.7832 | 0 | 0 | 2171.523 | 0 | 0 | 0
8679 | 1501.38 | 0 | 2626.4074 | 1575.6423 | 0 | 0 | 1050.7651 | 0 | 0 | 0
8680 | 1727.807 | 0 | 1470.2679 | 1470.2679 | 0 | 0 | 0 | 326.835 | 0 | 0
8681 | 1880.42 | 0 | 844.1112 | 844.1112 | 0 | 0 | 0 | 1076.093 | 0 | 0
8682 | 1581.08 | 0 | 13.5958 | 13.5958 | 0 | 0 | 0 | 1568.125 | 0 | 0
8683 | 1718.4 | 0 | 0 | 0 | 0 | 0 | 0 | 1718.4 | 0 | 0
8684 | 1398.4 | 0 | 0 | 0 | 0 | 0 | 0 | 1398.4 | 0 | 0
8685 | 1615.2 | 0 | 0 | 0 | 0 | 0 | 0 | 1615.2 | 0 | 0
8686 | 1388 | 0 | 0 | 0 | 0 | 0 | 0 | 1388 | 0 | 0
8687 | 1260 | 0 | 0 | 0 | 0 | 0 | 0 | 1260 | 0 | 0
8688 | 1138.4 | 0 | 0 | 0 | 0 | 0 | 0 | 865.15 | 0 | 286.7657
8689 | 1516 | 0 | 0 | 0 | 0 | 0 | 0 | 1516 | 0 | 0
8690 | 1427.2 | 0 | 0 | 0 | 0 | 0 | 0 | 1427.2 | 0 | 0
8691 | 1350.4 | 0 | 0 | 0 | 0 | 0 | 0 | 1350.4 | 0 | 0
8692 | 1424.8 | 0 | 0 | 0 | 0 | 0 | 0 | 1424.8 | 0 | 0
8693 | 1365.6 | 0 | 0 | 0 | 0 | 0 | 0 | 1365.6 | 0 | 0
8694 | 1286.4 | 0 | 0 | 0 | 0 | 0 | 0 | 1286.4 | 0 | 0
8695 | 1076.8 | 0 | 91.85 | 91.85 | 0 | 0 | 0 | 397.279 | 0 | 621.2819
8696 | 900.697 | 0 | 911.0102 | 911.0102 | 0 | 0 | 0 | 0 | 0 | 34.2377
8697 | 1097.2 | 0 | 1969.5928 | 1151.4705 | -621.2819 | 0 | 196.8404 | 0 | 0 | 0
8698 | 1366.655 | 0 | 3207.8423 | 1434.2535 | -427.379 | 0 | 1346.2098 | 0 | 0 | 0
8699 | 1227.291 | 0 | 3401.3957 | 1287.9961 | 0 | 0 | 2113.3996 | 0 | 0 | 0
8700 | 1383.572 | 0 | 3985.2076 | 1452.0072 | 0 | 0 | 2533.2004 | 0 | 0 | 0
8701 | 1468.257 | 0 | 3315.6956 | 1540.881 | 0 | 0 | 1774.8146 | 0 | 0 | 0
8702 | 1027.48 | 0 | 2741.8955 | 1078.3019 | 0 | 0 | 1663.5936 | 0 | 0 | 0
8703 | 1438.064 | 0 | 1319.4611 | 1319.4611 | 0 | 0 | 0 | 0 | 0 | 189.7334
8704 | 621.669 | 0 | 1037.1084 | 652.4184 | -211.1529 | 0 | 173.5371 | 0 | 0 | 0
8705 | 592.386 | 0 | 475.7162 | 475.7162 | 0 | 0 | 0 | 139.091 | 0 | 0
8706 | 255.342 | 0 | 0 | 0 | 0 | 0 | 0 | 255.342 | 0 | 0
8707 | 254.4 | 0 | 0 | 0 | 0 | 0 | 0 | 159.726 | 0 | 99.3568
8708 | 272 | 0 | 0 | 0 | 0 | 0 | 0 | 0 | 0 | 285.4539
8709 | 180 | 0 | 0 | 0 | 0 | 0 | 0 | 0 | 0 | 188.9033
8710 | 245.6 | 0 | 0 | 0 | 0 | 0 | 0 | 0 | 0 | 257.748
8711 | 105.6 | 0 | 0 | 0 | 0 | 0 | 0 | 0 | 0 | 110.8233
8712 | 99.2 | 0 | 0 | 0 | 0 | 0 | 0 | 99.2 | 0 | 0
8713 | 91.2 | 0 | 0 | 0 | 0 | 0 | 0 | 91.2 | 0 | 0
8714 | 98.4 | 0 | 0 | 0 | 0 | 0 | 0 | 98.4 | 0 | 0
8715 | 89.6 | 0 | 0 | 0 | 0 | 0 | 0 | 89.6 | 0 | 0
8716 | 95.2 | 0 | 0 | 0 | 0 | 0 | 0 | 95.2 | 0 | 0
8717 | 91.2 | 0 | 0 | 0 | 0 | 0 | 0 | 91.2 | 0 | 0
8718 | 96.8 | 0 | 0 | 0 | 0 | 0 | 0 | 96.8 | 0 | 0
8719 | 77.6 | 0 | 37.6547 | 37.6547 | 0 | 0 | 0 | 41.72 | 0 | 0
8720 | 94.05 | 0 | 773.3564 | 98.702 | -621.2819 | 0 | 53.3725 | 0 | 0 | 0
8721 | 825.915 | 0 | 1857.2268 | 866.767 | -427.379 | 0 | 563.0808 | 0 | 0 | 0
8722 | 1285.579 | 0 | 2052.4416 | 1349.1672 | 0 | 0 | 703.2743 | 0 | 0 | 0
8723 | 1403.535 | 0 | 1090.0979 | 1090.0979 | 0 | 0 | 0 | 0 | 0 | 382.8597
8724 | 1280.109 | 0 | 1474.2359 | 1343.4267 | -130.8092 | 0 | 0 | 0 | 0 | 0
8725 | 1122.521 | 0 | 2163.6898 | 1178.0439 | -295.2716 | 0 | 690.3743 | 0 | 0 | 0
8726 | 1380.964 | 0 | 1355.9446 | 1355.9446 | 0 | 0 | 0 | 88.927 | 0 | 0
8727 | 1395.618 | 0 | 1319.4254 | 1319.4254 | 0 | 0 | 0 | 138.379 | 0 | 0
8728 | 1382.822 | 0 | 544.668 | 544.668 | 0 | 0 | 0 | 863.825 | 0 | 0
8729 | 1035.196 | 0 | 248.6838 | 248.6838 | 0 | 0 | 0 | 798.233 | 0 | 0
8730 | 1041.064 | 0 | 0 | 0 | 0 | 0 | 0 | 1041.064 | 0 | 0
8731 | 1022.4 | 0 | 0 | 0 | 0 | 0 | 0 | 1022.4 | 0 | 0
8732 | 1182.4 | 0 | 0 | 0 | 0 | 0 | 0 | 1182.4 | 0 | 0
8733 | 1686.4 | 0 | 0 | 0 | 0 | 0 | 0 | 1686.4 | 0 | 0
8734 | 897.6 | 0 | 0 | 0 | 0 | 0 | 0 | 591.726 | 0 | 321.0034
8735 | 1217.6 | 0 | 0 | 0 | 0 | 0 | 0 | 625.6 | 0 | 621.2819
8736 | 1290.4 | 0 | 0 | 0 | 0 | 0 | 0 | 1290.4 | 0 | 0
8737 | 1120 | 0 | 0 | 0 | 0 | 0 | 0 | 1120 | 0 | 0
8738 | 1036.8 | 0 | 0 | 0 | 0 | 0 | 0 | 1036.8 | 0 | 0
8739 | 1090.4 | 0 | 0 | 0 | 0 | 0 | 0 | 1090.4 | 0 | 0
8740 | 1088 | 0 | 0 | 0 | 0 | 0 | 0 | 1088 | 0 | 0
8741 | 1287.2 | 0 | 0 | 0 | 0 | 0 | 0 | 1287.2 | 0 | 0
8742 | 1304.8 | 0 | 0 | 0 | 0 | 0 | 0 | 1304.8 | 0 | 0
8743 | 1274.4 | 0 | 78.928 | 78.928 | 0 | 0 | 0 | 1199.192 | 0 | 0
8744 | 1022.55 | 0 | 782.067 | 782.067 | 0 | 0 | 0 | 277.343 | 0 | 0
8745 | 1026.462 | 0 | 1986.8732 | 1077.2336 | -621.2819 | 0 | 288.3577 | 0 | 0 | 0
8746 | 1278.239 | 0 | 2790.621 | 1341.4642 | -427.379 | 0 | 1021.7779 | 0 | 0 | 0
8747 | 1288.464 | 0 | 2599.0017 | 1352.1949 | 0 | 0 | 1246.8068 | 0 | 0 | 0
8748 | 1351.624 | 0 | 2654.2507 | 1418.479 | 0 | 0 | 1235.7717 | 0 | 0 | 0
8749 | 1146.697 | 0 | 1855.47 | 1203.4157 | 0 | 0 | 652.0543 | 0 | 0 | 0
8750 | 1487.273 | 0 | 1775.3173 | 1560.8375 | 0 | 0 | 214.4797 | 0 | 0 | 0
8751 | 1161.038 | 0 | 2076.5173 | 1218.4661 | 0 | 0 | 858.0512 | 0 | 0 | 0
8752 | 1604.111 | 0 | 1687.8026 | 1683.4547 | 0 | 0 | 4.3479 | 0 | 0 | 0
8753 | 1704.867 | 0 | 267.6917 | 267.6917 | 0 | 0 | 0 | 1449.792 | 0 | 0
8754 | 1368.022 | 0 | 0 | 0 | 0 | 0 | 0 | 1368.022 | 0 | 0
8755 | 1372.8 | 0 | 0 | 0 | 0 | 0 | 0 | 1372.8 | 0 | 0
8756 | 1204.8 | 0 | 0 | 0 | 0 | 0 | 0 | 1204.8 | 0 | 0
8757 | 1449.6 | 0 | 0 | 0 | 0 | 0 | 0 | 1449.6 | 0 | 0
8758 | 1340 | 0 | 0 | 0 | 0 | 0 | 0 | 1034.126 | 0 | 321.0034
8759 | 1208 | 0 | 0 | 0 | 0 | 0 | 0 | 616 | 0 | 621.2819
8760 | 1216 | 0 | 0 | 0 | 0 | 0 | 0 | 1216 | 0 | 0

## Load Duration
Rank | Load (kW) | Net Load (kW)
1 | 2428 | 2428
2 | 2418.5558 | 2418.556
3 | 2414.4 | 2414.4
4 | 2405.0087 | 2405.009
5 | 2390.381 | 2389.6
6 | 2389.6 | 2380.305
7 | 2387.844 | 2379.2
8 | 2381.0831 | 2369.946
9 | 2380.3051 | 2342.304
10 | 2379.2 | 2330.4
11 | 2378.556 | 2321.335
12 | 2369.9456 | 2228.167
13 | 2352 | 2208.8
14 | 2342.8514 | 2200.208
15 | 2335.268 | 2172.8
16 | 2330.4 | 2164.348
17 | 2326.1845 | 2156.812
18 | 2321.3354 | 2156.8
19 | 2297.304 | 2148.423
20 | 2295.2 | 2148.411
21 | 2288.3681 | 2129.6
22 | 2286.452 | 2121.316
23 | 2286.2723 | 2093.379
24 | 2279.797 | 2075.2
25 | 2277.5584 | 2067.128
26 | 2270.9292 | 2057.6
27 | 2261.298 | 2057.6
28 | 2256.255 | 2049.597
29 | 2252.5022 | 2041.861
30 | 2247.4788 | 2028.8
31 | 2215.2 | 2020.909
32 | 2208.8 | 2011.943
33 | 2206.5835 | 2004
34 | 2200.2084 | 2000
35 | 2188.553 | 1999.442
36 | 2181.431 | 1998.285
37 | 2180.0402 | 1998.01
38 | 2172.9459 | 1996.205
39 | 2172.8 | 1992.221
40 | 2168.745 | 1970.083
41 | 2164.3484 | 1956
42 | 2160.3092 | 1954.45
43 | 2156.812 | 1948.392
44 | 2156.8 | 1940.8
45 | 2148.4226 | 1933.719
46 | 2148.4107 | 1928.657
47 | 2138.256 | 1925.6
48 | 2137.608 | 1924
49 | 2133.191 | 1915.2
50 | 2129.6 | 1914.95
51 | 2121.3165 | 1913.6
52 | 2117.631 | 1909.326
53 | 2116.262 | 1900.71
54 | 2112.8 | 1896.8
55 | 2098.686 | 1896.325
56 | 2095.805 | 1894.486
57 | 2091.005 | 1889.777
58 | 2089.833 | 1889.422
59 | 2088.377 | 1888
60 | 2087.6529 | 1887.87
61 | 2076.6159 | 1884.852
62 | 2075.2 | 1880.8
63 | 2071.826 | 1880.656
64 | 2071.6969 | 1876.898
65 | 2067.1281 | 1866.297
66 | 2067.103 | 1863.839
67 | 2057.6 | 1859.99
68 | 2057.6 | 1858.436
69 | 2055.558 | 1857.119
70 | 2055.2559 | 1850.4
71 | 2055.2 | 1849.113
72 | 2055.08 | 1847.2
73 | 2051.354 | 1846.4
74 | 2049.5965 | 1845.6
75 | 2047.677 | 1843.247
76 | 2043.3748 | 1843.202
77 | 2041.861 | 1842.4
78 | 2040.8 | 1838.421
79 | 2035.7422 | 1836.8
80 | 2033.628 | 1835.234
81 | 2032.8619 | 1834.235
82 | 2028.8 | 1832.8
83 | 2027.2 | 1828.197
84 | 2026.099 | 1825.671
85 | 2025.649 | 1824.8
86 | 2020.9085 | 1823.205
87 | 2019.637 | 1820
88 | 2017.7698 | 1819.672
89 | 2013.4594 | 1817.683
90 | 2012.075 | 1812.776
91 | 2008.054 | 1812.497
92 | 2004 | 1812
93 | 2003.2 | 1808.8
94 | 2003.2 | 1806.926
95 | 2001.861 | 1806.403
96 | 2000 | 1805.698
97 | 1998.4 | 1805.662
98 | 1998.285 | 1804.952
99 | 1998.015 | 1804.38
100 | 1998.0095 | 1799.377
101 | 1996.523 | 1798.4
102 | 1996.205 | 1797.484
103 | 1995.8376 | 1793.95
104 | 1992.2206 | 1793.173
105 | 1991.36 | 1791.405
106 | 1988.333 | 1789.099
107 | 1976.8 | 1787.104
108 | 1975.004 | 1785.434
109 | 1973.613 | 1784.8
110 | 1972.895 | 1783.629
111 | 1972.144 | 1780
112 | 1969.563 | 1779.2
113 | 1969.1108 | 1778.59
114 | 1967.7386 | 1777.858
115 | 1965.9362 | 1777.6
116 | 1962.7917 | 1775.2
117 | 1959.966 | 1773.255
118 | 1956.792 | 1772.851
119 | 1956 | 1770.4
120 | 1955.911 | 1765.955
121 | 1954.45 | 1765.6
122 | 1953.371 | 1763.2
123 | 1953.342 | 1762.4
124 | 1952.3423 | 1761.6
125 | 1951.2 | 1760.002
126 | 1950.329 | 1760
127 | 1950.1673 | 1760
128 | 1950.1113 | 1759.2
129 | 1948.3917 | 1759.2
130 | 1948.007 | 1758.4
131 | 1945.9424 | 1756
132 | 1945.081 | 1755.881
133 | 1943.684 | 1755.545
134 | 1940.862 | 1754.748
135 | 1940.8 | 1753.156
136 | 1940.7916 | 1750.851
137 | 1940.668 | 1749.326
138 | 1937.529 | 1749.17
139 | 1936.4576 | 1748.8
140 | 1936.1236 | 1748
141 | 1935.979 | 1746.4
142 | 1933.3126 | 1745.6
143 | 1931.97 | 1745.249
144 | 1931.9585 | 1744
145 | 1931.914 | 1743.613
146 | 1931.871 | 1742.584
147 | 1931.0148 | 1742.4
148 | 1925.6 | 1741.978
149 | 1925.128 | 1741.725
150 | 1924.839 | 1741.499
151 | 1924 | 1740.8
152 | 1921.03 | 1738.4
153 | 1920 | 1737.6
154 | 1918.198 | 1736.8
155 | 1917.6398 | 1736.253
156 | 1916.994 | 1734.029
157 | 1916.271 | 1733.539
158 | 1916.0218 | 1732.989
159 | 1916 | 1732.8
160 | 1916 | 1730.86
161 | 1915.2 | 1730.334
162 | 1914.4 | 1729.943
163 | 1914.011 | 1729.9
164 | 1913.6 | 1729.6
165 | 1909.872 | 1726.439
166 | 1908.6882 | 1725.6
167 | 1907.596 | 1725.6
168 | 1906.9535 | 1723.985
169 | 1905.103 | 1723.168
170 | 1904.871 | 1721.6
171 | 1904.751 | 1719.129
172 | 1903.518 | 1718.888
173 | 1902.457 | 1718.4
174 | 1902.362 | 1718.4
175 | 1901.1918 | 1717.6
176 | 1900.996 | 1716.126
177 | 1900.383 | 1715.055
178 | 1900.048 | 1715.024
179 | 1899.5274 | 1714.703
180 | 1899.267 | 1712.774
181 | 1896.8 | 1711.2
182 | 1895.8186 | 1711.2
183 | 1895.057 | 1709.264
184 | 1894.9522 | 1708
185 | 1894.24 | 1707.2
186 | 1892.738 | 1706.4
187 | 1892.5228 | 1706.07
188 | 1891.8794 | 1705.6
189 | 1889.882 | 1705.486
190 | 1889.88 | 1705.296
191 | 1889.839 | 1704.8
192 | 1889.422 | 1704.698
193 | 1888 | 1704.544
194 | 1887.87 | 1704.336
195 | 1886.909 | 1704
196 | 1884.852 | 1703.54
197 | 1884.7238 | 1703.2
198 | 1884.636 | 1702.4
199 | 1882.658 | 1702.4
200 | 1880.8 | 1701.6
201 | 1880.6562 | 1701.356
202 | 1880.42 | 1701.086
203 | 1880.17 | 1700.8
204 | 1876.2766 | 1698.633
205 | 1876.2222 | 1698.4
206 | 1876.1804 | 1698.4
207 | 1874.444 | 1698.387
208 | 1873.143 | 1697.326
209 | 1870.71 | 1697.326
210 | 1870.3575 | 1696.179
211 | 1870.1756 | 1696
212 | 1870.081 | 1695.279
213 | 1870.011 | 1695.2
214 | 1869.6654 | 1694.579
215 | 1869.297 | 1694.447
216 | 1867.076 | 1694.272
217 | 1866.297 | 1692.171
218 | 1865.857 | 1691.516
219 | 1864.668 | 1691.2
220 | 1863.8394 | 1690.454
221 | 1863.569 | 1690.4
222 | 1862.9184 | 1690.115
223 | 1862.026 | 1689.671
224 | 1860.7669 | 1688.8
225 | 1860.7669 | 1688.8
226 | 1859.99 | 1688.754
227 | 1859.743 | 1688
228 | 1859.685 | 1687.2
229 | 1859.342 | 1686.65
230 | 1859.284 | 1686.4
231 | 1858.4361 | 1686.4
232 | 1857.995 | 1685.6
233 | 1857.415 | 1684.73
234 | 1857.159 | 1683.2
235 | 1857.119 | 1683.035
236 | 1854.487 | 1682.848
237 | 1853.049 | 1682.614
238 | 1852.086 | 1682.404
239 | 1851.263 | 1682.4
240 | 1851.2 | 1682.094
241 | 1851.164 | 1680.964
242 | 1850.4 | 1680.8
243 | 1849.9352 | 1680.637
244 | 1849.8422 | 1678.649
245 | 1849.735 | 1675.856
246 | 1849.6 | 1675.433
247 | 1849.1134 | 1674.991
248 | 1849.064 | 1672.005
249 | 1847.2 | 1668.8
250 | 1846.4 | 1666.4
251 | 1845.8412 | 1665.6
252 | 1845.6 | 1665.172
253 | 1845.2748 | 1664
254 | 1844.8819 | 1663.509
255 | 1844.457 | 1662.096
256 | 1843.247 | 1661.6
257 | 1843.2025 | 1661.6
258 | 1842.5401 | 1660.8
259 | 1842.4 | 1660.195
260 | 1842.205 | 1660.195
261 | 1841.9829 | 1660
262 | 1840 | 1659.2
263 | 1839.549 | 1659.008
264 | 1839.255 | 1656.321
265 | 1838.59 | 1656
266 | 1838.4211 | 1655.205
267 | 1838.145 | 1655.137
268 | 1837.293 | 1653.652
269 | 1836.8 | 1653.6
270 | 1836.767 | 1652.834
271 | 1835.767 | 1652.548
272 | 1835.337 | 1651.771
273 | 1835.2336 | 1651.22
274 | 1835.131 | 1651.085
275 | 1834.925 | 1649.299
276 | 1832.8 | 1648
277 | 1832.523 | 1647.927
278 | 1832.1434 | 1647.2
279 | 1832.064 | 1647.109
280 | 1831.647 | 1645.6
281 | 1831.384 | 1644.762
282 | 1830.4 | 1642.4
283 | 1830.371 | 1642.014
284 | 1829.581 | 1641.6
285 | 1829.403 | 1640
286 | 1829.242 | 1639.34
287 | 1829.06 | 1637.6
288 | 1828.904 | 1637.295
289 | 1828.8 | 1636
290 | 1827.8498 | 1636
291 | 1826.7294 | 1636
292 | 1825.6709 | 1635.796
293 | 1825.482 | 1634.4
294 | 1825.298 | 1634.4
295 | 1824.8 | 1634.325
296 | 1824.781 | 1632.455
297 | 1824.597 | 1632
298 | 1823.532 | 1631.771
299 | 1823.2803 | 1629.6
300 | 1823.205 | 1628.8
301 | 1822.657 | 1628.348
302 | 1822.4 | 1627.726
303 | 1822.304 | 1626.221
304 | 1821.112 | 1625.028
305 | 1820.422 | 1624.8
306 | 1820 | 1624
307 | 1819.6715 | 1624
308 | 1818.1981 | 1623.798
309 | 1818.0358 | 1623.321
310 | 1817.6831 | 1622.464
311 | 1816.85 | 1622.4
312 | 1814.753 | 1622.4
313 | 1814.4 | 1621.6
314 | 1812.7762 | 1620
315 | 1812.4967 | 1619.476
316 | 1812 | 1619.2
317 | 1811.107 | 1617.657
318 | 1811.042 | 1617.6
319 | 1808.8 | 1616.8
320 | 1808.052 | 1616.673
321 | 1807.6941 | 1616.357
322 | 1807.633 | 1616.032
323 | 1806.403 | 1616
324 | 1805.698 | 1615.752
325 | 1805.6859 | 1615.555
326 | 1804.9518 | 1615.2
327 | 1804.4341 | 1613.6
328 | 1803.338 | 1612.924
329 | 1802.673 | 1612
330 | 1801.945 | 1612
331 | 1801.825 | 1611.083
332 | 1799.841 | 1610.935
333 | 1799.821 | 1610.307
334 | 1799.3766 | 1610.126
335 | 1798.4 | 1610.07
336 | 1798.158 | 1609.714
337 | 1797.835 | 1609.6
338 | 1797.6 | 1607.518
339 | 1797.5 | 1606.973
340 | 1797.136 | 1605.271
341 | 1796.832 | 1603.62
342 | 1796.545 | 1603.434
343 | 1796.174 | 1603.201
344 | 1796.019 | 1603.2
345 | 1796.006 | 1602.4
346 | 1795.9293 | 1601.6
347 | 1793.9503 | 1601.6
348 | 1793.298 | 1601.6
349 | 1793.1733 | 1600.335
350 | 1792.2 | 1600
351 | 1791.4047 | 1600
352 | 1791.185 | 1599.716
353 | 1790.369 | 1599.2
354 | 1789.8428 | 1598.4
355 | 1789.557 | 1598.4
356 | 1789.0993 | 1597.6
357 | 1788.7211 | 1597.596
358 | 1788.565 | 1597.549
359 | 1788 | 1597.412
360 | 1787.689 | 1595.586
361 | 1787.216 | 1595.37
362 | 1786.9578 | 1595.054
363 | 1786.904 | 1594.407
364 | 1786.454 | 1593.912
365 | 1786.4 | 1592.239
366 | 1786.2343 | 1591.2
367 | 1786.232 | 1590.4
368 | 1785.6 | 1589.6
369 | 1785.434 | 1589.6
370 | 1784.8 | 1589.6
371 | 1784.662 | 1589.6
372 | 1783.81 | 1589.441
373 | 1783.629 | 1589.151
374 | 1783.2 | 1588.8
375 | 1782.499 | 1588.775
376 | 1782.3192 | 1588.205
377 | 1782.2292 | 1587.285
378 | 1780.7354 | 1587.285
379 | 1780.377 | 1587.2
380 | 1780 | 1587.2
381 | 1779.2506 | 1585.966
382 | 1779.2 | 1585.907
383 | 1779.002 | 1585.772
384 | 1778.9231 | 1585.6
385 | 1778.711 | 1585.6
386 | 1778.5902 | 1584.954
387 | 1778.4 | 1584.8
388 | 1777.8576 | 1584.238
389 | 1777.6 | 1583.2
390 | 1776.413 | 1583.2
391 | 1776.0807 | 1582.623
392 | 1775.2 | 1582.537
393 | 1775.2 | 1582.4
394 | 1773.524 | 1581.6
395 | 1773.4518 | 1580.8
396 | 1773.255 | 1580.8
397 | 1772.851 | 1580.477
398 | 1772.4797 | 1580.283
399 | 1772.2558 | 1579.897
400 | 1772.0822 | 1579.2
401 | 1771.9988 | 1579.2
402 | 1771.2 | 1578.4
403 | 1771.2 | 1577.961
404 | 1770.4 | 1577.6
405 | 1769.154 | 1577.6
406 | 1768.6143 | 1577.55
407 | 1766.78 | 1576
408 | 1766.438 | 1575.959
409 | 1766.248 | 1575.2
410 | 1765.9551 | 1574.858
411 | 1765.931 | 1574.854
412 | 1765.6 | 1574.4
413 | 1764.8544 | 1574.4
414 | 1764.8 | 1573.704
415 | 1764.516 | 1573.3
416 | 1763.69 | 1573.097
417 | 1763.437 | 1572.791
418 | 1763.2 | 1572.735
419 | 1763.062 | 1572
420 | 1762.864 | 1571.869
421 | 1762.66 | 1571.869
422 | 1762.4 | 1571.306
423 | 1761.6 | 1571.051
424 | 1760.002 | 1570.028
425 | 1760 | 1569.6
426 | 1759.2 | 1569.6
427 | 1759.2 | 1569.6
428 | 1759.08 | 1568.995
429 | 1758.8346 | 1568.8
430 | 1758.4 | 1568.598
431 | 1757.0441 | 1568.331
432 | 1756.931 | 1568.125
433 | 1756 | 1568
434 | 1755.972 | 1567.2
435 | 1755.8808 | 1567.084
436 | 1755.8511 | 1566.4
437 | 1755.7039 | 1565.6
438 | 1755.5448 | 1565.326
439 | 1755.5239 | 1565.326
440 | 1754.8452 | 1564.834
441 | 1754.7479 | 1564.005
442 | 1753.4948 | 1564
443 | 1753.2821 | 1564
444 | 1753.1561 | 1563.602
445 | 1751.451 | 1563.495
446 | 1751.3527 | 1562.698
447 | 1751.2 | 1562.4
448 | 1751.14 | 1561.823
449 | 1751.024 | 1561.284
450 | 1750.511 | 1560.8
451 | 1750.4 | 1559.602
452 | 1750.351 | 1558.4
453 | 1749.963 | 1557.921
454 | 1749.959 | 1557.6
455 | 1749.6223 | 1557.286
456 | 1749.1697 | 1556.8
457 | 1749.1418 | 1556.11
458 | 1748.8 | 1556
459 | 1748 | 1556
460 | 1748 | 1555.512
461 | 1747.764 | 1555.43
462 | 1747.615 | 1555.2
463 | 1746.4 | 1554.893
464 | 1746.298 | 1554.4
465 | 1745.7801 | 1554.202
466 | 1745.6 | 1553.876
467 | 1745.249 | 1553.314
468 | 1744.6384 | 1553.095
469 | 1744.337 | 1551.423
470 | 1744.2447 | 1551.363
471 | 1744 | 1551.2
472 | 1744 | 1551.2
473 | 1743.702 | 1550.4
474 | 1743.6635 | 1549.6
475 | 1743.6133 | 1548.97
476 | 1743.462 | 1548.8
477 | 1743.337 | 1547.534
478 | 1742.4091 | 1547.415
479 | 1742.4 | 1546.516
480 | 1742.288 | 1546.4
481 | 1741.9777 | 1546.4
482 | 1741.725 | 1546.02
483 | 1741.645 | 1545.6
484 | 1741.499 | 1545.6
485 | 1740.9657 | 1545.328
486 | 1740.8 | 1545.326
487 | 1740.399 | 1544.8
488 | 1740.14 | 1544.713
489 | 1739.825 | 1544.063
490 | 1738.997 | 1544.063
491 | 1738.895 | 1543.726
492 | 1738.664 | 1543.2
493 | 1738.4 | 1542.975
494 | 1738.3935 | 1542.776
495 | 1737.954 | 1542.4
496 | 1737.8885 | 1542.4
497 | 1737.852 | 1542.4
498 | 1737.845 | 1541.6
499 | 1737.6 | 1540.977
500 | 1737.0911 | 1540.8
501 | 1737.05 | 1540.8
502 | 1737.0055 | 1540.8
503 | 1736.8 | 1540.524
504 | 1736.2529 | 1539.891
505 | 1735.3911 | 1539.509
506 | 1735.168 | 1539.2
507 | 1735.038 | 1539.2
508 | 1734.369 | 1538.4
509 | 1734.126 | 1537.6
510 | 1734.0288 | 1537.6
511 | 1733.951 | 1537.561
512 | 1733.837 | 1537.263
513 | 1733.618 | 1536.917
514 | 1732.8 | 1536.8
515 | 1731.7952 | 1536.546
516 | 1731.41 | 1536
517 | 1730.896 | 1535.885
518 | 1730.86 | 1535.23
519 | 1730.814 | 1534.807
520 | 1729.6 | 1534.4
521 | 1729.544 | 1534.4
522 | 1729.469 | 1534.4
523 | 1728.951 | 1533.6
524 | 1728.8 | 1533.535
525 | 1728.169 | 1533.521
526 | 1727.807 | 1533.142
527 | 1727.6442 | 1532.8
528 | 1727.174 | 1532.8
529 | 1727.078 | 1532
530 | 1726.744 | 1532
531 | 1726.4389 | 1531.353
532 | 1726.438 | 1531.2
533 | 1726.378 | 1531.2
534 | 1726.1516 | 1531.013
535 | 1726.047 | 1530.978
536 | 1725.917 | 1529.938
537 | 1725.6 | 1529.6
538 | 1725.6 | 1529.057
539 | 1725.6 | 1528.006
540 | 1724.6753 | 1528
541 | 1724.16 | 1527.706
542 | 1724.006 | 1527.554
543 | 1724 | 1527.332
544 | 1724 | 1526.888
545 | 1723.9854 | 1526.838
546 | 1723.893 | 1526.4
547 | 1723.786 | 1526.4
548 | 1723.1676 | 1526.204
549 | 1722.687 | 1525.6
550 | 1722.516 | 1524.526
551 | 1722.0755 | 1524
552 | 1721.903 | 1524
553 | 1721.6 | 1523.026
554 | 1718.8879 | 1522.926
555 | 1718.738 | 1522.828
556 | 1718.709 | 1522.799
557 | 1718.665 | 1522.4
558 | 1718.45 | 1522.062
559 | 1718.4 | 1521.981
560 | 1718.4 | 1521.981
561 | 1718.381 | 1521.976
562 | 1718.3751 | 1521.6
563 | 1718.2943 | 1521.6
564 | 1717.6 | 1521.6
565 | 1717.571 | 1521.164
566 | 1717.536 | 1519.315
567 | 1717.427 | 1519.281
568 | 1717.3001 | 1519.235
569 | 1717.244 | 1519.2
570 | 1717.081 | 1518.914
571 | 1716.665 | 1518.814
572 | 1716.587 | 1518.814
573 | 1715.3512 | 1518.71
574 | 1715.266 | 1518.4
575 | 1715.058 | 1518.4
576 | 1715.055 | 1518.4
577 | 1715.024 | 1517.6
578 | 1714.976 | 1517.6
579 | 1714.76 | 1517.6
580 | 1714.7026 | 1517.407
581 | 1714.1715 | 1517.36
582 | 1714.12 | 1516.8
583 | 1713.845 | 1516.478
584 | 1713.488 | 1516
585 | 1713.281 | 1515.2
586 | 1712.8476 | 1515.2
587 | 1712.774 | 1514.603
588 | 1712.2377 | 1514.4
589 | 1711.846 | 1513.803
590 | 1711.478 | 1513.476
591 | 1711.452 | 1512.8
592 | 1711.2 | 1512.8
593 | 1711.2 | 1512.8
594 | 1710.5644 | 1512.494
595 | 1710.5127 | 1512.162
596 | 1710.031 | 1511.922
597 | 1709.965 | 1511.533
598 | 1709.264 | 1511.252
599 | 1708.9138 | 1510.539
600 | 1708.3705 | 1510.4
601 | 1708.11 | 1510.4
602 | 1708 | 1510.368
603 | 1707.886 | 1509.998
604 | 1707.2 | 1509.591
605 | 1706.823 | 1509.144
606 | 1706.4 | 1508.865
607 | 1706.4 | 1508.8
608 | 1706.4 | 1508.526
609 | 1705.6 | 1508.509
610 | 1705.486 | 1508
611 | 1704.969 | 1508
612 | 1704.867 | 1508
613 | 1704.8 | 1507.763
614 | 1704.5439 | 1507.755
615 | 1704.422 | 1507.2
616 | 1704.336 | 1506.995
617 | 1704 | 1506.916
618 | 1703.789 | 1506.4
619 | 1703.5397 | 1505.6
620 | 1703.159 | 1504
621 | 1702.904 | 1504
622 | 1702.841 | 1504
623 | 1702.6602 | 1504
624 | 1702.4 | 1503.865
625 | 1702.4 | 1503.747
626 | 1701.8192 | 1503.2
627 | 1701.6 | 1503.171
628 | 1701.586 | 1503.171
629 | 1701.5656 | 1502.4
630 | 1701.3564 | 1502.384
631 | 1701.0862 | 1501.822
632 | 1700.8 | 1501.658
633 | 1700.6594 | 1500.8
634 | 1700.6118 | 1500.544
635 | 1700.5223 | 1500.541
636 | 1700.494 | 1500.268
637 | 1700.252 | 1500
638 | 1700.026 | 1500
639 | 1700 | 1500
640 | 1699.7626 | 1499.082
641 | 1699.676 | 1498.714
642 | 1699.22 | 1498.4
643 | 1698.6327 | 1498.264
644 | 1698.4 | 1497.6
645 | 1698.4 | 1497.6
646 | 1698.3869 | 1497.593
647 | 1698.036 | 1497.353
648 | 1697.6099 | 1496.8
649 | 1697.557 | 1496
650 | 1697.546 | 1495.413
651 | 1697.236 | 1495.376
652 | 1696.775 | 1495.2
653 | 1696.1792 | 1494.829
654 | 1696 | 1494.4
655 | 1696 | 1494.4
656 | 1695.2791 | 1494.4
657 | 1695.2 | 1494.4
658 | 1695.2 | 1494.165
659 | 1694.447 | 1494.165
660 | 1693.969 | 1494.006
661 | 1693.945 | 1494.002
662 | 1693.6 | 1493.766
663 | 1693.5468 | 1493.6
664 | 1693.54 | 1493.357
665 | 1693.198 | 1493.259
666 | 1692.649 | 1492.8
667 | 1692.1714 | 1492.608
668 | 1692 | 1492.54
669 | 1691.5158 | 1492.501
670 | 1691.2 | 1492.252
671 | 1691.064 | 1492
672 | 1691.038 | 1492
673 | 1690.754 | 1491.961
674 | 1690.4544 | 1491.722
675 | 1690.426 | 1491.722
676 | 1690.4 | 1491.721
677 | 1690.399 | 1491.356
678 | 1689.979 | 1490.4
679 | 1689.6706 | 1490.167
680 | 1689.2072 | 1489.6
681 | 1688.8665 | 1489.39
682 | 1688.8 | 1489.142
683 | 1688.8 | 1488.8
684 | 1688.7539 | 1488.8
685 | 1688.6062 | 1488.8
686 | 1688.5431 | 1488.8
687 | 1688.519 | 1488.8
688 | 1688 | 1488.651
689 | 1687.8042 | 1488.614
690 | 1687.35 | 1488.587
691 | 1687.2 | 1488
692 | 1687.1831 | 1488
693 | 1686.4 | 1487.837
694 | 1686.4 | 1486.352
695 | 1686.0651 | 1485.876
696 | 1685.6 | 1485.6
697 | 1685.3849 | 1484.721
698 | 1685.353 | 1484
699 | 1685.1478 | 1484
700 | 1685.004 | 1483.805
701 | 1684.8217 | 1483.589
702 | 1684.745 | 1483.2
703 | 1684.7296 | 1483.009
704 | 1684 | 1483.009
705 | 1684 | 1482.849
706 | 1683.9117 | 1482.4
707 | 1683.2 | 1482.212
708 | 1682.8481 | 1482.151
709 | 1682.404 | 1482.126
710 | 1682.4 | 1480.88
711 | 1682.4 | 1480.8
712 | 1681.4818 | 1480.8
713 | 1681.412 | 1480.701
714 | 1681.075 | 1480.067
715 | 1680.964 | 1479.726
716 | 1680.912 | 1479.454
717 | 1680.833 | 1479.2
718 | 1680.8 | 1479.2
719 | 1680.8 | 1478.4
720 | 1680.6373 | 1478.228
721 | 1680.269 | 1477.6
722 | 1679.1101 | 1477.6
723 | 1678.349 | 1477.326
724 | 1677.954 | 1476.806
725 | 1677.484 | 1476.635
726 | 1677.3843 | 1476.634
727 | 1677.291 | 1476.183
728 | 1676.9667 | 1476
729 | 1676.943 | 1475.406
730 | 1676.8 | 1475.2
731 | 1676.6695 | 1475.2
732 | 1675.929 | 1475.2
733 | 1675.8559 | 1475.04
734 | 1675.8557 | 1474.4
735 | 1675.433 | 1474.354
736 | 1675.2 | 1473.306
737 | 1674.824 | 1472.8
738 | 1674.4572 | 1472.8
739 | 1674.2622 | 1472.526
740 | 1673.787 | 1472
741 | 1673.4272 | 1472
742 | 1673.221 | 1472
743 | 1673.0266 | 1472
744 | 1672.8606 | 1471.956
745 | 1672.28 | 1471.853
746 | 1672.005 | 1471.847
747 | 1671.964 | 1471.2
748 | 1671.8876 | 1471.04
749 | 1671.8207 | 1470.4
750 | 1671.773 | 1470.4
751 | 1671.657 | 1470.4
752 | 1670.927 | 1470.4
753 | 1668.96 | 1470.4
754 | 1668.8448 | 1470.207
755 | 1668.8 | 1469.775
756 | 1668.541 | 1469.775
757 | 1668.373 | 1469.6
758 | 1667.2764 | 1469.462
759 | 1667.2 | 1469.462
760 | 1666.961 | 1469.289
761 | 1666.4 | 1468.943
762 | 1666.1761 | 1468.833
763 | 1665.9839 | 1468.268
764 | 1665.983 | 1468.005
765 | 1665.6 | 1468
766 | 1664.717 | 1467.2
767 | 1664.7066 | 1467.071
768 | 1664.469 | 1466.4
769 | 1664.4276 | 1466.4
770 | 1664.173 | 1466.369
771 | 1664.025 | 1466.274
772 | 1664 | 1466.112
773 | 1663.649 | 1465.6
774 | 1663.536 | 1465.6
775 | 1663.509 | 1465.477
776 | 1663.487 | 1465.326
777 | 1663.2 | 1464.8
778 | 1662.845 | 1464.528
779 | 1662.323 | 1464.528
780 | 1661.8303 | 1464.155
781 | 1661.6 | 1464.006
782 | 1661.6 | 1464
783 | 1661.6 | 1463.752
784 | 1661.105 | 1463.2
785 | 1660.8 | 1463.2
786 | 1660.7151 | 1462.4
787 | 1660.537 | 1461.6
788 | 1660.1947 | 1461.478
789 | 1660.1947 | 1461.462
790 | 1660.1947 | 1460.8
791 | 1660.1588 | 1460.8
792 | 1660 | 1460.644
793 | 1660 | 1460.106
794 | 1659.929 | 1460
795 | 1659.705 | 1460
796 | 1659.288 | 1459.826
797 | 1659.2 | 1459.415
798 | 1659.084 | 1459.2
799 | 1658.966 | 1459.2
800 | 1658.8698 | 1459.2
801 | 1658.613 | 1459.2
802 | 1658.559 | 1459.2
803 | 1657.388 | 1459.2
804 | 1657.048 | 1459.102
805 | 1656.929 | 1458.926
806 | 1656.806 | 1458.925
807 | 1656.8 | 1458.4
808 | 1656.7966 | 1458.4
809 | 1656.662 | 1458.305
810 | 1656.625 | 1458.236
811 | 1656.3215 | 1457.942
812 | 1656 | 1457.6
813 | 1655.249 | 1457.6
814 | 1655.2046 | 1457.6
815 | 1655.173 | 1457.536
816 | 1655.1368 | 1457.13
817 | 1654.093 | 1457.065
818 | 1653.7527 | 1456.8
819 | 1653.652 | 1456.677
820 | 1653.6 | 1456.398
821 | 1653.6 | 1456
822 | 1653.5431 | 1455.962
823 | 1653.246 | 1455.594
824 | 1653.202 | 1455.483
825 | 1653.136 | 1455.323
826 | 1652.92 | 1453.6
827 | 1652.8342 | 1453.6
828 | 1652.807 | 1453.6
829 | 1652.723 | 1453.284
830 | 1652.685 | 1453.054
831 | 1652.6215 | 1452.984
832 | 1652.5475 | 1452.727
833 | 1652.4707 | 1452.169
834 | 1652.413 | 1451.916
835 | 1651.7706 | 1451.916
836 | 1651.22 | 1449.792
837 | 1651.085 | 1449.748
838 | 1651.0189 | 1449.625
839 | 1650.484 | 1449.6
840 | 1650.4 | 1449.6
841 | 1649.699 | 1449.6
842 | 1648.641 | 1449.583
843 | 1648.157 | 1449.299
844 | 1648.072 | 1449.254
845 | 1648 | 1448.8
846 | 1647.9272 | 1448.439
847 | 1647.8616 | 1447.946
848 | 1647.588 | 1447.64
849 | 1647.544 | 1447.559
850 | 1647.2 | 1447.2
851 | 1647.2 | 1447.2
852 | 1647.1089 | 1446.52
853 | 1647.1089 | 1446.4
854 | 1646.336 | 1446.4
855 | 1646.173 | 1446.4
856 | 1645.765 | 1446.201
857 | 1645.752 | 1446.081
858 | 1645.6 | 1445.923
859 | 1645.065 | 1445.882
860 | 1644.823 | 1445.6
861 | 1644.797 | 1445.517
862 | 1644.762 | 1445.326
863 | 1644.1407 | 1445.105
864 | 1643.977 | 1444.8
865 | 1643.7 | 1444.8
866 | 1643.485 | 1444.733
867 | 1643.2243 | 1444.526
868 | 1643.0203 | 1444.076
869 | 1642.84 | 1444
870 | 1642.4999 | 1444
871 | 1642.4 | 1444
872 | 1642.3118 | 1444
873 | 1642.0142 | 1443.67
874 | 1641.988 | 1443.534
875 | 1641.6575 | 1443.09
876 | 1641.6 | 1443.042
877 | 1641.378 | 1442.51
878 | 1641.186 | 1442.433
879 | 1640.8 | 1442.4
880 | 1640.668 | 1442.126
881 | 1640 | 1441.855
882 | 1639.9322 | 1441.018
883 | 1639.3396 | 1440.8
884 | 1638.9311 | 1440.8
885 | 1638.7226 | 1440.774
886 | 1638.605 | 1440.767
887 | 1638.537 | 1440
888 | 1638.403 | 1439.933
889 | 1638.3992 | 1439.865
890 | 1638.085 | 1438.741
891 | 1638.025 | 1438.563
892 | 1637.9753 | 1437.6
893 | 1637.6 | 1437.584
894 | 1637.5824 | 1436.8
895 | 1637.2954 | 1436.8
896 | 1637.1595 | 1436.559
897 | 1637.0923 | 1436.559
898 | 1636.944 | 1436
899 | 1636.7689 | 1436
900 | 1636.574 | 1436
901 | 1636.4498 | 1436
902 | 1636.443 | 1435.771
903 | 1636.4299 | 1435.2
904 | 1636.1784 | 1434.4
905 | 1636 | 1434.4
906 | 1636 | 1434.298
907 | 1636 | 1434.041
908 | 1635.7965 | 1433.6
909 | 1635.582 | 1433.6
910 | 1635.438 | 1433.6
911 | 1635.414 | 1432.926
912 | 1635.2 | 1432.8
913 | 1634.626 | 1432.398
914 | 1634.4 | 1432.02
915 | 1634.4 | 1432.015
916 | 1634.3255 | 1432.008
917 | 1634.306 | 1432
918 | 1634.053 | 1431.211
919 | 1633.953 | 1431.202
920 | 1633.6 | 1431.2
921 | 1633.544 | 1430.741
922 | 1633.042 | 1430.414
923 | 1633.019 | 1430.4
924 | 1632.9415 | 1430.4
925 | 1632.862 | 1429.6
926 | 1632.697 | 1429.6
927 | 1632.597 | 1429.6
928 | 1632.0301 | 1429.566
929 | 1632 | 1428.8
930 | 1632 | 1428.252
931 | 1631.553 | 1428.024
932 | 1631.387 | 1428.012
933 | 1631.193 | 1428
934 | 1630.98 | 1428
935 | 1630.578 | 1428
936 | 1629.851 | 1428
937 | 1629.663 | 1428
938 | 1629.66 | 1427.376
939 | 1629.6 | 1427.235
940 | 1629.559 | 1427.2
941 | 1629.508 | 1427.2
942 | 1629.2201 | 1425.922
943 | 1628.8 | 1425.6
944 | 1628.7921 | 1425.6
945 | 1628.745 | 1425.478
946 | 1628.6735 | 1425.241
947 | 1628.6013 | 1424.8
948 | 1628.348 | 1424.522
949 | 1628.2678 | 1424
950 | 1628 | 1424
951 | 1627.857 | 1423.842
952 | 1627.7258 | 1423.351
953 | 1627.697 | 1423.2
954 | 1627.379 | 1423.2
955 | 1627.268 | 1423.2
956 | 1627.259 | 1423.2
957 | 1627.187 | 1422.926
958 | 1626.909 | 1422.4
959 | 1626.9086 | 1422.4
960 | 1626.609 | 1421.649
961 | 1626.5602 | 1421.6
962 | 1626.32 | 1421.6
963 | 1625.792 | 1421.025
964 | 1625.6 | 1421.02
965 | 1625.599 | 1420.356
966 | 1625.402 | 1420.243
967 | 1625.359 | 1420
968 | 1625.121 | 1420
969 | 1625.028 | 1419.829
970 | 1624.992 | 1419.466
971 | 1624.8 | 1419.2
972 | 1624.8 | 1418.689
973 | 1624.376 | 1418.435
974 | 1624.258 | 1418.083
975 | 1624.0727 | 1418.083
976 | 1624 | 1417.664
977 | 1624 | 1417.299
978 | 1624 | 1417.283
979 | 1623.7979 | 1417.135
980 | 1623.593 | 1417.073
981 | 1623.5803 | 1416.8
982 | 1623.5477 | 1416.8
983 | 1623.4698 | 1416.8
984 | 1623.432 | 1416.755
985 | 1623.3211 | 1416.481
986 | 1623.245 | 1416.264
987 | 1623.038 | 1416.202
988 | 1622.9691 | 1416
989 | 1622.4644 | 1416
990 | 1622.4 | 1416
991 | 1622.4 | 1415.902
992 | 1622.4 | 1415.2
993 | 1622.298 | 1415.011
994 | 1622.297 | 1414.804
995 | 1621.666 | 1414.725
996 | 1621.6 | 1414.405
997 | 1621.58 | 1414.4
998 | 1621.22 | 1414.4
999 | 1621.135 | 1414.4
1000 | 1620.881 | 1413.61
1001 | 1620.8484 | 1413.6
1002 | 1620.767 | 1412.933
1003 | 1620.676 | 1412.8
1004 | 1620.5808 | 1412.8
1005 | 1620.4415 | 1412
1006 | 1620.387 | 1411.574
1007 | 1620.241 | 1411.574
1008 | 1620.088 | 1411.289
1009 | 1620 | 1411.2
1010 | 1619.476 | 1410.727
1011 | 1619.2759 | 1410.488
1012 | 1619.2 | 1410.4
1013 | 1618.778 | 1409.602
1014 | 1617.9573 | 1409.6
1015 | 1617.9401 | 1409.584
1016 | 1617.779 | 1408.995
1017 | 1617.657 | 1408.898
1018 | 1617.6 | 1408.8
1019 | 1617.23 | 1408.8
1020 | 1616.8 | 1408.8
1021 | 1616.673 | 1408.521
1022 | 1616.357 | 1408.111
1023 | 1616.041 | 1408
1024 | 1616.0319 | 1408
1025 | 1616 | 1408
1026 | 1615.953 | 1408
1027 | 1615.8908 | 1408
1028 | 1615.5546 | 1407.738
1029 | 1615.2725 | 1407.485
1030 | 1615.258 | 1407.2
1031 | 1615.2545 | 1407.2
1032 | 1615.2 | 1407.035
1033 | 1615.0866 | 1406.667
1034 | 1615.041 | 1406.4
1035 | 1614.836 | 1405.711
1036 | 1614.825 | 1405.6
1037 | 1614.354 | 1404.843
1038 | 1614.236 | 1404.8
1039 | 1614.058 | 1404.8
1040 | 1613.967 | 1404.704
1041 | 1613.9387 | 1404.548
1042 | 1613.7006 | 1404.454
1043 | 1613.6 | 1404.394
1044 | 1613.6 | 1404.292
1045 | 1613.5784 | 1403.439
1046 | 1612.9237 | 1403.315
1047 | 1612.774 | 1403.274
1048 | 1612.223 | 1403.2
1049 | 1612.0778 | 1403.15
1050 | 1612 | 1402.545
1051 | 1612 | 1402.523
1052 | 1611.558 | 1402.523
1053 | 1611.083 | 1402.4
1054 | 1610.935 | 1402.4
1055 | 1610.809 | 1402.373
1056 | 1610.3071 | 1402.262
1057 | 1610.257 | 1401.76
1058 | 1610.0698 | 1400.8
1059 | 1610.063 | 1400.8
1060 | 1609.8915 | 1400.707
1061 | 1609.75 | 1400.526
1062 | 1609.7142 | 1400
1063 | 1609.6674 | 1400
1064 | 1609.6 | 1399.92
1065 | 1609.349 | 1399.336
1066 | 1609.172 | 1399.307
1067 | 1609.0448 | 1398.742
1068 | 1608.955 | 1398.549
1069 | 1608.8247 | 1398.489
1070 | 1608.786 | 1398.447
1071 | 1608.759 | 1398.4
1072 | 1608.7589 | 1398.4
1073 | 1608.326 | 1398.4
1074 | 1608.296 | 1398.4
1075 | 1608.087 | 1397.661
1076 | 1607.9571 | 1397.6
1077 | 1607.7798 | 1397.6
1078 | 1607.6891 | 1396.8
1079 | 1607.655 | 1396
1080 | 1607.397 | 1395.281
1081 | 1607.2 | 1395.2
1082 | 1606.824 | 1394.649
1083 | 1606.752 | 1394.633
1084 | 1606.691 | 1394.604
1085 | 1606.679 | 1394.546
1086 | 1606.507 | 1394.491
1087 | 1606.5008 | 1394.4
1088 | 1605.867 | 1394.4
1089 | 1605.764 | 1394.4
1090 | 1605.5447 | 1394.4
1091 | 1605.522 | 1394.126
1092 | 1605.2895 | 1394.069
1093 | 1605.2708 | 1393.933
1094 | 1605.1611 | 1393.6
1095 | 1604.899 | 1393.47
1096 | 1604.627 | 1393.342
1097 | 1604.417 | 1393.075
1098 | 1604.172 | 1393.075
1099 | 1604.111 | 1392.8
1100 | 1603.942 | 1392.8
1101 | 1603.774 | 1392.764
1102 | 1603.6198 | 1392.764
1103 | 1603.4885 | 1392.164
1104 | 1603.456 | 1392.164
1105 | 1603.4336 | 1392
1106 | 1603.201 | 1392
1107 | 1603.2 | 1392
1108 | 1603.2 | 1392
1109 | 1603.039 | 1392
1110 | 1602.996 | 1391.946
1111 | 1602.9466 | 1391.736
1112 | 1602.9128 | 1391.728
1113 | 1602.881 | 1391.496
1114 | 1602.583 | 1391.367
1115 | 1602.436 | 1391.087
1116 | 1602.4 | 1390.4
1117 | 1602.301 | 1390.217
1118 | 1602.265 | 1389.6
1119 | 1602.1427 | 1389.326
1120 | 1602.0439 | 1389
1121 | 1601.832 | 1388.8
1122 | 1601.6 | 1388.675
1123 | 1601.6 | 1388.646
1124 | 1601.6 | 1388.389
1125 | 1601.467 | 1388.29
1126 | 1601.404 | 1388
1127 | 1601.327 | 1387.981
1128 | 1601.2271 | 1387.323
1129 | 1601.1342 | 1387.2
1130 | 1601.039 | 1386.835
1131 | 1600.8 | 1386.835
1132 | 1600.536 | 1386.835
1133 | 1600.335 | 1386.703
1134 | 1600 | 1386.586
1135 | 1600 | 1386.4
1136 | 1599.883 | 1386.4
1137 | 1599.831 | 1385.6
1138 | 1599.7157 | 1385.46
1139 | 1599.6753 | 1384.803
1140 | 1599.518 | 1384.8
1141 | 1599.501 | 1384.8
1142 | 1599.2 | 1384.8
1143 | 1599.2 | 1384.131
1144 | 1598.971 | 1384.06
1145 | 1598.4 | 1384
1146 | 1598.4 | 1383.953
1147 | 1598.3855 | 1383.911
1148 | 1598.239 | 1383.44
1149 | 1597.991 | 1383.398
1150 | 1597.92 | 1382.778
1151 | 1597.6423 | 1382.732
1152 | 1597.6 | 1382.4
1153 | 1597.596 | 1382.173
1154 | 1597.5495 | 1381.845
1155 | 1597.412 | 1381.822
1156 | 1596.3166 | 1381.6
1157 | 1595.5861 | 1381.6
1158 | 1595.3702 | 1381.309
1159 | 1595.194 | 1380.8
1160 | 1595.175 | 1380.8
1161 | 1595.0541 | 1380
1162 | 1594.663 | 1379.986
1163 | 1594.654 | 1379.863
1164 | 1594.407 | 1379.821
1165 | 1593.999 | 1379.515
1166 | 1593.7705 | 1379.46
1167 | 1593.6599 | 1379.414
1168 | 1593.632 | 1379.2
1169 | 1593.5002 | 1379.1
1170 | 1593.282 | 1379.065
1171 | 1593.236 | 1379.005
1172 | 1593.166 | 1378.942
1173 | 1593.084 | 1378.717
1174 | 1593.023 | 1378.64
1175 | 1592.847 | 1378.4
1176 | 1592.548 | 1378.131
1177 | 1592.421 | 1378.126
1178 | 1592.395 | 1378.126
1179 | 1592.282 | 1377.629
1180 | 1592.239 | 1377.6
1181 | 1592.0899 | 1377.545
1182 | 1591.6166 | 1377.255
1183 | 1591.2 | 1377.226
1184 | 1591.079 | 1376.8
1185 | 1590.8468 | 1376.8
1186 | 1590.8052 | 1376.8
1187 | 1590.4 | 1376.158
1188 | 1589.617 | 1376
1189 | 1589.6 | 1376
1190 | 1589.6 | 1375.59
1191 | 1589.6 | 1375.523
1192 | 1589.6 | 1375.2
1193 | 1589.6 | 1374.926
1194 | 1589.517 | 1374.886
1195 | 1589.396 | 1374.738
1196 | 1589.091 | 1373.6
1197 | 1588.8 | 1372.8
1198 | 1588.775 | 1372.8
1199 | 1588.6233 | 1372.389
1200 | 1588.328 | 1372.389
1201 | 1588.2695 | 1372
1202 | 1588.2052 | 1371.445
1203 | 1588.152 | 1371.2
1204 | 1588.0616 | 1370.792
1205 | 1587.901 | 1369.851
1206 | 1587.586 | 1369.6
1207 | 1587.4332 | 1369.538
1208 | 1587.2847 | 1369.326
1209 | 1587.2847 | 1369.046
1210 | 1587.2 | 1368.8
1211 | 1587.2 | 1368.8
1212 | 1587.2 | 1368.8
1213 | 1587.1934 | 1368.389
1214 | 1586.6892 | 1368.257
1215 | 1586.458 | 1368.022
1216 | 1585.9659 | 1368
1217 | 1585.9435 | 1368
1218 | 1585.7722 | 1367.941
1219 | 1585.6 | 1367.412
1220 | 1585.6 | 1367.211
1221 | 1585.4113 | 1367.2
1222 | 1584.9707 | 1367.2
1223 | 1584.9543 | 1366.69
1224 | 1584.8 | 1366.663
1225 | 1584.5198 | 1366.634
1226 | 1584.409 | 1366.4
1227 | 1584.3586 | 1366.4
1228 | 1584.287 | 1366.4
1229 | 1584.1702 | 1365.646
1230 | 1584.014 | 1365.6
1231 | 1583.2 | 1365.6
1232 | 1583.2 | 1365.6
1233 | 1583.009 | 1365.482
1234 | 1582.693 | 1365.124
1235 | 1582.6231 | 1364.958
1236 | 1582.537 | 1364.8
1237 | 1582.4 | 1364.8
1238 | 1582.275 | 1364.8
1239 | 1582.1499 | 1364
1240 | 1581.6 | 1363.689
1241 | 1581.445 | 1363.654
1242 | 1581.08 | 1363.322
1243 | 1580.9303 | 1363.2
1244 | 1580.825 | 1362.679
1245 | 1580.8 | 1362.499
1246 | 1580.8 | 1362.4
1247 | 1580.7302 | 1362.4
1248 | 1580.699 | 1362.4
1249 | 1580.662 | 1362.4
1250 | 1580.4767 | 1361.6
1251 | 1580.403 | 1361.6
1252 | 1580.373 | 1361.326
1253 | 1580.043 | 1360.869
1254 | 1580 | 1360.8
1255 | 1579.999 | 1360.8
1256 | 1579.901 | 1360.8
1257 | 1579.897 | 1360.647
1258 | 1579.4376 | 1360.356
1259 | 1579.2 | 1359.2
1260 | 1579.2 | 1358.4
1261 | 1578.9248 | 1358.4
1262 | 1578.746 | 1358.4
1263 | 1578.4 | 1358.4
1264 | 1578.4 | 1358.088
1265 | 1577.9614 | 1357.739
1266 | 1577.8526 | 1357.194
1267 | 1577.6 | 1357.077
1268 | 1577.6 | 1356.8
1269 | 1577.5497 | 1356.8
1270 | 1576.944 | 1356.8
1271 | 1576.816 | 1356
1272 | 1576.8 | 1356
1273 | 1576.8 | 1355.957
1274 | 1576.5504 | 1355.887
1275 | 1576.4513 | 1355.757
1276 | 1576 | 1355.726
1277 | 1575.959 | 1355.507
1278 | 1575.5306 | 1355.507
1279 | 1575.2 | 1355.144
1280 | 1574.8582 | 1355.122
1281 | 1574.8537 | 1354.98
1282 | 1574.613 | 1354.841
1283 | 1574.4 | 1354.4
1284 | 1574.4 | 1354.321
1285 | 1574.2258 | 1354.126
1286 | 1573.75 | 1353.885
1287 | 1573.2998 | 1353.426
1288 | 1572.945 | 1353.116
1289 | 1572.7909 | 1352.882
1290 | 1572.735 | 1352.863
1291 | 1572.208 | 1352.649
1292 | 1572.128 | 1352.607
1293 | 1572 | 1352.239
1294 | 1572 | 1352
1295 | 1571.8691 | 1351.886
1296 | 1571.8691 | 1351.872
1297 | 1571.813 | 1351.649
1298 | 1571.3059 | 1351.522
1299 | 1571.2 | 1351.2
1300 | 1571.2 | 1351.2
1301 | 1571.0512 | 1351.055
1302 | 1570.841 | 1350.4
1303 | 1570.749 | 1350.4
1304 | 1570.4 | 1350.4
1305 | 1570.274 | 1349.679
1306 | 1570.042 | 1349.66
1307 | 1569.9972 | 1349.132
1308 | 1569.862 | 1348.944
1309 | 1569.698 | 1348.8
1310 | 1569.6 | 1348.8
1311 | 1569.6 | 1348.8
1312 | 1569.6 | 1348.792
1313 | 1569.6 | 1348
1314 | 1569.14 | 1347.852
1315 | 1568.995 | 1347.784
1316 | 1568.8 | 1347.726
1317 | 1568.8 | 1347.669
1318 | 1568.5977 | 1347.526
1319 | 1568.4882 | 1347.2
1320 | 1568.38 | 1347.2
1321 | 1568 | 1347.2
1322 | 1568 | 1346.4
1323 | 1567.968 | 1345.6
1324 | 1567.5485 | 1345.6
1325 | 1567.2 | 1345.6
1326 | 1567.2 | 1345.6
1327 | 1567.16 | 1345.6
1328 | 1567.117 | 1345.147
1329 | 1567.0843 | 1344.8
1330 | 1567.0843 | 1344.8
1331 | 1566.858 | 1344.8
1332 | 1566.4 | 1344.8
1333 | 1566.4 | 1344.8
1334 | 1566.318 | 1344.791
1335 | 1566.1442 | 1344.762
1336 | 1566.084 | 1344.526
1337 | 1566.0129 | 1344
1338 | 1565.6 | 1344
1339 | 1565.3264 | 1343.38
1340 | 1565.3264 | 1342.607
1341 | 1565.3264 | 1342.549
1342 | 1565.032 | 1342.52
1343 | 1564.8337 | 1341.6
1344 | 1564.8 | 1341.6
1345 | 1564.005 | 1341.6
1346 | 1564 | 1341.6
1347 | 1564 | 1341.434
1348 | 1563.935 | 1341.228
1349 | 1563.6281 | 1341.163
1350 | 1563.602 | 1340.944
1351 | 1563.4947 | 1340.92
1352 | 1563.398 | 1340.366
1353 | 1562.9559 | 1340
1354 | 1562.899 | 1340
1355 | 1562.6978 | 1339.569
1356 | 1562.4 | 1339.569
1357 | 1562.161 | 1339.236
1358 | 1561.9623 | 1339.188
1359 | 1561.8691 | 1338.646
1360 | 1561.823 | 1338.486
1361 | 1561.3107 | 1338.4
1362 | 1561.284 | 1338.4
1363 | 1561.218 | 1338.388
1364 | 1560.8 | 1337.676
1365 | 1560.4337 | 1337.6
1366 | 1560.409 | 1337.558
1367 | 1560.354 | 1337.147
1368 | 1560.347 | 1336.8
1369 | 1559.6016 | 1336.8
1370 | 1559.5597 | 1336
1371 | 1559.029 | 1335.966
1372 | 1559.024 | 1335.2
1373 | 1558.9445 | 1335.092
1374 | 1558.583 | 1334.926
1375 | 1558.4 | 1334.856
1376 | 1558.331 | 1334.4
1377 | 1558.054 | 1334.4
1378 | 1557.9659 | 1333.6
1379 | 1557.9215 | 1333.6
1380 | 1557.6541 | 1333.194
1381 | 1557.6 | 1332.8
1382 | 1557.6 | 1332.8
1383 | 1557.5416 | 1332.8
1384 | 1557.38 | 1332.229
1385 | 1557.2327 | 1331.699
1386 | 1557.127 | 1331.639
1387 | 1556.917 | 1331.427
1388 | 1556.8 | 1331.2
1389 | 1556.8 | 1331.2
1390 | 1556.628 | 1330.556
1391 | 1556.4 | 1330.257
1392 | 1556.2421 | 1329.82
1393 | 1556.164 | 1329.6
1394 | 1556.11 | 1329.6
1395 | 1556.0846 | 1329.316
1396 | 1556 | 1329.085
1397 | 1556 | 1328.876
1398 | 1555.5125 | 1328.8
1399 | 1555.4302 | 1328.8
1400 | 1555.276 | 1328.789
1401 | 1555.2 | 1328.564
1402 | 1555.098 | 1328.413
1403 | 1554.491 | 1328.156
1404 | 1554.4 | 1328.007
1405 | 1554.4 | 1328
1406 | 1554.3395 | 1327.614
1407 | 1554.326 | 1326.4
1408 | 1554.2017 | 1326.126
1409 | 1554.1529 | 1326.022
1410 | 1554.145 | 1325.978
1411 | 1554.022 | 1325.702
1412 | 1553.989 | 1325.6
1413 | 1553.979 | 1325.6
1414 | 1553.8764 | 1325.6
1415 | 1553.6 | 1325.578
1416 | 1553.6 | 1325.457
1417 | 1553.3917 | 1324.8
1418 | 1553.305 | 1324.8
1419 | 1553.0947 | 1324.8
1420 | 1552.9578 | 1324.672
1421 | 1552.301 | 1324.067
1422 | 1552.2695 | 1324
1423 | 1552.097 | 1324
1424 | 1551.8563 | 1324
1425 | 1551.5661 | 1324
1426 | 1551.507 | 1324
1427 | 1551.4233 | 1323.903
1428 | 1551.363 | 1323.126
1429 | 1551.2 | 1323.077
1430 | 1551.2 | 1322.605
1431 | 1551.141 | 1322.503
1432 | 1551.0702 | 1322.4
1433 | 1550.943 | 1322.4
1434 | 1550.847 | 1322.28
1435 | 1550.773 | 1322.126
1436 | 1550.7356 | 1321.613
1437 | 1550.416 | 1321.6
1438 | 1550.4 | 1321.6
1439 | 1550.4 | 1321.6
1440 | 1549.679 | 1321.13
1441 | 1549.6 | 1321.035
1442 | 1548.9698 | 1320.994
1443 | 1548.9034 | 1320.822
1444 | 1548.8 | 1320.795
1445 | 1548.8 | 1320.258
1446 | 1548.768 | 1320
1447 | 1548.5916 | 1319.726
1448 | 1548.0484 | 1319.2
1449 | 1548 | 1319.16
1450 | 1547.9905 | 1318.926
1451 | 1547.887 | 1318.85
1452 | 1547.5341 | 1318.787
1453 | 1547.522 | 1318.56
1454 | 1547.461 | 1318.4
1455 | 1547.415 | 1318.4
1456 | 1547.1005 | 1318.126
1457 | 1546.8023 | 1317.93
1458 | 1546.6392 | 1317.825
1459 | 1546.546 | 1317.825
1460 | 1546.5163 | 1317.687
1461 | 1546.4283 | 1317.684
1462 | 1546.4 | 1317.531
1463 | 1546.4 | 1316.91
1464 | 1546.4 | 1316.835
1465 | 1546.268 | 1316.8
1466 | 1546.2679 | 1316
1467 | 1546.263 | 1315.2
1468 | 1546.02 | 1315.144
1469 | 1545.6 | 1315.122
1470 | 1545.6 | 1315.11
1471 | 1545.343 | 1315.07
1472 | 1545.3275 | 1314.954
1473 | 1545.1075 | 1314.638
1474 | 1545.101 | 1314.561
1475 | 1544.9103 | 1314.4
1476 | 1544.8 | 1314.374
1477 | 1544.8 | 1314.233
1478 | 1544.713 | 1313.639
1479 | 1544.646 | 1313.6
1480 | 1544.619 | 1313.6
1481 | 1544.599 | 1313.251
1482 | 1544.327 | 1313.151
1483 | 1544.0628 | 1312.8
1484 | 1544.0628 | 1312.8
1485 | 1544 | 1312.8
1486 | 1543.7762 | 1312.667
1487 | 1543.6956 | 1312.249
1488 | 1543.6519 | 1312.249
1489 | 1543.534 | 1312.209
1490 | 1543.2 | 1312.207
1491 | 1542.9749 | 1312
1492 | 1542.9506 | 1311.2
1493 | 1542.7756 | 1310.4
1494 | 1542.7437 | 1310.4
1495 | 1542.4 | 1310.4
1496 | 1542.4 | 1310.4
1497 | 1542.4 | 1310.163
1498 | 1542.1992 | 1309.918
1499 | 1542.1261 | 1309.918
1500 | 1542.057 | 1309.226
1501 | 1541.713 | 1308.997
1502 | 1541.6 | 1308.846
1503 | 1541.5026 | 1308.648
1504 | 1540.824 | 1308.49
1505 | 1540.8 | 1308
1506 | 1540.8 | 1307.827
1507 | 1540.8 | 1307.431
1508 | 1540.681 | 1306.284
1509 | 1540.524 | 1306.135
1510 | 1540.0611 | 1306.115
1511 | 1540.045 | 1306.083
1512 | 1539.8915 | 1306.033
1513 | 1539.86 | 1306.033
1514 | 1539.824 | 1305.94
1515 | 1539.811 | 1305.669
1516 | 1539.509 | 1305.6
1517 | 1539.2 | 1305.6
1518 | 1539.2 | 1305.548
1519 | 1539.01 | 1305.303
1520 | 1538.833 | 1305.095
1521 | 1538.7348 | 1304.8
1522 | 1538.6406 | 1304.8
1523 | 1538.6163 | 1304.8
1524 | 1538.464 | 1304.439
1525 | 1538.4 | 1304
1526 | 1538.349 | 1304
1527 | 1538.188 | 1304
1528 | 1538.105 | 1303.91
1529 | 1537.608 | 1303.677
1530 | 1537.6 | 1303.2
1531 | 1537.6 | 1303.2
1532 | 1537.5607 | 1302.952
1533 | 1537.5301 | 1302.803
1534 | 1537.528 | 1302.63
1535 | 1537.3752 | 1302.606
1536 | 1537.263 | 1302.4
1537 | 1537.183 | 1301.939
1538 | 1537.052 | 1301.326
1539 | 1536.9168 | 1300.89
1540 | 1536.8077 | 1300
1541 | 1536.804 | 1300
1542 | 1536.8 | 1300
1543 | 1536.6216 | 1300
1544 | 1536.546 | 1299.867
1545 | 1536.423 | 1299.747
1546 | 1536.183 | 1299.736
1547 | 1536 | 1299.592
1548 | 1535.971 | 1299.532
1549 | 1535.8845 | 1299.258
1550 | 1535.856 | 1299.2
1551 | 1535.769 | 1299.2
1552 | 1535.5758 | 1298.522
1553 | 1535.5124 | 1298.486
1554 | 1535.2541 | 1298.4
1555 | 1535.2298 | 1298.193
1556 | 1534.8067 | 1298.131
1557 | 1534.4519 | 1297.073
1558 | 1534.4 | 1296.8
1559 | 1534.4 | 1296.421
1560 | 1534.4 | 1295.933
1561 | 1534.3568 | 1295.2
1562 | 1534.321 | 1295.2
1563 | 1534.229 | 1294.997
1564 | 1534.199 | 1294.4
1565 | 1534.0547 | 1294.4
1566 | 1533.6 | 1294.4
1567 | 1533.5207 | 1294.4
1568 | 1533.1581 | 1294.379
1569 | 1533.0237 | 1294.146
1570 | 1532.8 | 1293.802
1571 | 1532.8 | 1293.766
1572 | 1532.198 | 1293.6
1573 | 1532 | 1293.35
1574 | 1532 | 1292.96
1575 | 1532 | 1292.8
1576 | 1532 | 1292
1577 | 1531.3527 | 1292
1578 | 1531.346 | 1292
1579 | 1531.2 | 1291.2
1580 | 1531.2 | 1290.494
1581 | 1531.2 | 1290.4
1582 | 1531.013 | 1290.4
1583 | 1530.9776 | 1290.4
1584 | 1530.86 | 1290.4
1585 | 1530.718 | 1290.4
1586 | 1530.064 | 1290.198
1587 | 1529.9046 | 1289.367
1588 | 1529.712 | 1288.8
1589 | 1529.6 | 1288.125
1590 | 1529.6 | 1288
1591 | 1529.6 | 1288
1592 | 1529.6 | 1288
1593 | 1529.519 | 1287.915
1594 | 1528.8197 | 1287.627
1595 | 1528.819 | 1287.2
1596 | 1528.475 | 1287.2
1597 | 1528.3529 | 1287.2
1598 | 1528.29 | 1286.744
1599 | 1528.207 | 1286.677
1600 | 1528.0967 | 1286.61
1601 | 1528.006 | 1286.4
1602 | 1528 | 1286.4
1603 | 1527.881 | 1285.833
1604 | 1527.7062 | 1285.689
1605 | 1527.7062 | 1285.6
1606 | 1527.332 | 1285.6
1607 | 1527.327 | 1285.6
1608 | 1527.2199 | 1284.519
1609 | 1526.8884 | 1284.404
1610 | 1526.8884 | 1284
1611 | 1526.8378 | 1284
1612 | 1526.73 | 1284
1613 | 1526.413 | 1283.787
1614 | 1526.4 | 1283.726
1615 | 1526.4 | 1283.2
1616 | 1526.204 | 1283.2
1617 | 1526.041 | 1283.014
1618 | 1525.9328 | 1282.4
1619 | 1525.6 | 1282.357
1620 | 1525.6 | 1282.193
1621 | 1525.559 | 1282.011
1622 | 1525.4623 | 1281.6
1623 | 1525.3618 | 1281.326
1624 | 1525.3581 | 1280.8
1625 | 1525.044 | 1280.8
1626 | 1524.5 | 1280.599
1627 | 1524 | 1280
1628 | 1524 | 1280
1629 | 1524 | 1279.805
1630 | 1523.695 | 1278.874
1631 | 1523.623 | 1278.868
1632 | 1523.622 | 1278.268
1633 | 1523.5696 | 1278.087
1634 | 1522.957 | 1277.6
1635 | 1522.874 | 1277.6
1636 | 1522.828 | 1276.8
1637 | 1522.7988 | 1276
1638 | 1522.665 | 1276
1639 | 1522.428 | 1276
1640 | 1522.4 | 1275.732
1641 | 1522.3454 | 1275.693
1642 | 1522.0625 | 1275.587
1643 | 1521.983 | 1275.392
1644 | 1521.9814 | 1275.2
1645 | 1521.9814 | 1275.021
1646 | 1521.9772 | 1274.956
1647 | 1521.6 | 1274.827
1648 | 1521.6 | 1274.656
1649 | 1521.6 | 1274.4
1650 | 1521.1636 | 1274.4
1651 | 1520.8 | 1274.4
1652 | 1520.7915 | 1274.4
1653 | 1520.4757 | 1274.312
1654 | 1520.337 | 1274.126
1655 | 1520.142 | 1273.713
1656 | 1520.027 | 1273.361
1657 | 1519.8933 | 1272.8
1658 | 1519.876 | 1272.8
1659 | 1519.6659 | 1272.8
1660 | 1519.5135 | 1272.45
1661 | 1519.235 | 1272
1662 | 1519.2 | 1272
1663 | 1519.172 | 1271.5
1664 | 1519.101 | 1271.2
1665 | 1518.9141 | 1270.908
1666 | 1518.9095 | 1270.858
1667 | 1518.8139 | 1270.4
1668 | 1518.8139 | 1270.4
1669 | 1518.7101 | 1270.294
1670 | 1518.4 | 1270.243
1671 | 1518.4 | 1269.61
1672 | 1518.4 | 1269.452
1673 | 1517.919 | 1269.443
1674 | 1517.8449 | 1268.8
1675 | 1517.6 | 1268.8
1676 | 1517.6 | 1268.8
1677 | 1517.6 | 1268.8
1678 | 1517.3603 | 1268.772
1679 | 1517.328 | 1268.767
1680 | 1517.155 | 1268.157
1681 | 1517.038 | 1268
1682 | 1516.8 | 1268
1683 | 1516.8 | 1267.963
1684 | 1516.4783 | 1267.674
1685 | 1516.32 | 1267.2
1686 | 1516 | 1267.2
1687 | 1515.751 | 1267.052
1688 | 1515.3156 | 1267.052
1689 | 1515.2 | 1266.409
1690 | 1515.2 | 1266.409
1691 | 1515.2 | 1266.4
1692 | 1515.135 | 1266.4
1693 | 1514.83 | 1266.4
1694 | 1514.752 | 1266.126
1695 | 1514.737 | 1266.053
1696 | 1514.4 | 1265.6
1697 | 1514.4 | 1265.6
1698 | 1514.373 | 1265.459
1699 | 1514.242 | 1265.326
1700 | 1514.182 | 1264.8
1701 | 1513.8031 | 1264.8
1702 | 1513.6533 | 1264.8
1703 | 1513.4915 | 1264
1704 | 1513.4756 | 1263.865
1705 | 1513.323 | 1263.865
1706 | 1512.8 | 1263.865
1707 | 1512.8 | 1263.663
1708 | 1512.8 | 1263.261
1709 | 1512.8 | 1263.2
1710 | 1512.557 | 1262.525
1711 | 1512.4939 | 1262.525
1712 | 1512.119 | 1262.4
1713 | 1512.0147 | 1262.4
1714 | 1511.9217 | 1262.152
1715 | 1511.5332 | 1262.126
1716 | 1511.5071 | 1261.897
1717 | 1511.408 | 1260.677
1718 | 1511.2516 | 1260.526
1719 | 1510.972 | 1260.276
1720 | 1510.8356 | 1260.271
1721 | 1510.7833 | 1260.227
1722 | 1510.4219 | 1260
1723 | 1510.4 | 1260
1724 | 1510.4 | 1260
1725 | 1510.3678 | 1259.807
1726 | 1510.044 | 1259.231
1727 | 1509.998 | 1259.21
1728 | 1509.994 | 1259.128
1729 | 1509.8552 | 1259.117
1730 | 1509.6793 | 1259.073
1731 | 1509.6 | 1258.926
1732 | 1509.5909 | 1258.426
1733 | 1509.5909 | 1258.426
1734 | 1509.5259 | 1258.4
1735 | 1509.416 | 1257.98
1736 | 1509.3432 | 1257.822
1737 | 1509.312 | 1257.6
1738 | 1509.175 | 1257.49
1739 | 1509.1443 | 1257.345
1740 | 1508.8 | 1257.086
1741 | 1508.661 | 1257.086
1742 | 1508.577 | 1257.004
1743 | 1508.5094 | 1256.8
1744 | 1508.333 | 1256.8
1745 | 1508 | 1256.347
1746 | 1508 | 1256.268
1747 | 1508 | 1256.268
1748 | 1508 | 1256.268
1749 | 1507.763 | 1256.079
1750 | 1507.2 | 1256
1751 | 1507.155 | 1256
1752 | 1507.149 | 1255.798
1753 | 1506.995 | 1255.533
1754 | 1506.9156 | 1255.099
1755 | 1506.879 | 1254.973
1756 | 1506.7813 | 1254.973
1757 | 1506.4 | 1254.4
1758 | 1506.384 | 1254.4
1759 | 1506.159 | 1254.4
1760 | 1505.9819 | 1254.291
1761 | 1505.7062 | 1253.158
1762 | 1505.6 | 1252.915
1763 | 1505.134 | 1252.8
1764 | 1505.096 | 1252.8
1765 | 1504.309 | 1252.8
1766 | 1504 | 1252.712
1767 | 1504 | 1252.591
1768 | 1504 | 1251.755
1769 | 1504 | 1251.519
1770 | 1503.829 | 1251.519
1771 | 1503.6577 | 1251.519
1772 | 1503.542 | 1251.2
1773 | 1503.503 | 1251.12
1774 | 1503.303 | 1251.115
1775 | 1503.2 | 1250.926
1776 | 1503.2 | 1250.788
1777 | 1503.1713 | 1250.462
1778 | 1503.1713 | 1250.4
1779 | 1503.121 | 1250.4
1780 | 1502.9147 | 1250.199
1781 | 1502.4 | 1249.6
1782 | 1502.098 | 1249.165
1783 | 1502.036 | 1248.913
1784 | 1502.032 | 1248.913
1785 | 1501.8804 | 1248.8
1786 | 1501.8215 | 1248.8
1787 | 1501.802 | 1248.8
1788 | 1501.38 | 1248.8
1789 | 1501.2835 | 1248.8
1790 | 1500.8 | 1248.526
1791 | 1500.8 | 1248.008
1792 | 1500.5405 | 1248
1793 | 1500.2676 | 1248
1794 | 1500.0918 | 1248
1795 | 1500.064 | 1247.726
1796 | 1500 | 1247.726
1797 | 1500 | 1247.2
1798 | 1500 | 1247.191
1799 | 1499.82 | 1246.986
1800 | 1499.779 | 1246.762
1801 | 1499.733 | 1246.758
1802 | 1499.6906 | 1246.4
1803 | 1499.2 | 1246.373
1804 | 1499.0822 | 1246.066
1805 | 1498.899 | 1245.6
1806 | 1498.823 | 1245.6
1807 | 1498.7138 | 1244.8
1808 | 1498.4 | 1244.8
1809 | 1498.2644 | 1244.526
1810 | 1498.248 | 1244.187
1811 | 1497.729 | 1243.943
1812 | 1497.656 | 1243.943
1813 | 1497.6 | 1243.943
1814 | 1497.6 | 1243.2
1815 | 1497.6 | 1243.029
1816 | 1497.593 | 1242.926
1817 | 1497.353 | 1242.487
1818 | 1497.263 | 1242.4
1819 | 1497.0151 | 1242.349
1820 | 1496.8 | 1242.112
1821 | 1496.668 | 1241.864
1822 | 1496.6287 | 1241.6
1823 | 1496.27 | 1241.542
1824 | 1496.2674 | 1240.8
1825 | 1496 | 1240.77
1826 | 1495.9604 | 1240.77
1827 | 1495.2 | 1240.396
1828 | 1495.022 | 1240.087
1829 | 1494.969 | 1240
1830 | 1494.9623 | 1240
1831 | 1494.8291 | 1239.2
1832 | 1494.782 | 1239.2
1833 | 1494.729 | 1239.2
1834 | 1494.49 | 1239.055
1835 | 1494.4 | 1238.616
1836 | 1494.4 | 1238.439
1837 | 1494.4 | 1238.4
1838 | 1494.4 | 1238.194
1839 | 1494.4 | 1238.126
1840 | 1494.3067 | 1237.903
1841 | 1494.1654 | 1237.706
1842 | 1494.1654 | 1237.706
1843 | 1494.0026 | 1237.7
1844 | 1494.002 | 1237.567
1845 | 1493.8665 | 1237.145
1846 | 1493.831 | 1237.145
1847 | 1493.7656 | 1237.117
1848 | 1493.6 | 1236.983
1849 | 1493.6 | 1236.8
1850 | 1493.401 | 1236.8
1851 | 1493.3574 | 1236.677
1852 | 1493.2586 | 1236.409
1853 | 1493.2053 | 1236.324
1854 | 1493.196 | 1236.109
1855 | 1493.1455 | 1235.751
1856 | 1493.09 | 1235.2
1857 | 1493.0687 | 1234.884
1858 | 1493.053 | 1234.4
1859 | 1493.014 | 1234.4
1860 | 1492.8 | 1234.358
1861 | 1492.56 | 1233.6
1862 | 1492.5396 | 1233.6
1863 | 1492.397 | 1233.467
1864 | 1492.2516 | 1233.467
1865 | 1492.205 | 1233.287
1866 | 1492.134 | 1233.287
1867 | 1492 | 1233.062
1868 | 1492 | 1232.871
1869 | 1491.985 | 1232.8
1870 | 1491.966 | 1232.8
1871 | 1491.899 | 1232.615
1872 | 1491.7748 | 1232.409
1873 | 1491.7217 | 1232.224
1874 | 1491.7217 | 1232.18
1875 | 1491.7213 | 1232
1876 | 1491.7106 | 1232
1877 | 1491.6931 | 1231.447
1878 | 1491.5815 | 1230.799
1879 | 1491.3363 | 1230.799
1880 | 1491.287 | 1230.67
1881 | 1491.2 | 1230.493
1882 | 1490.9918 | 1230.4
1883 | 1490.9597 | 1230.4
1884 | 1490.5497 | 1230.4
1885 | 1490.4715 | 1230.108
1886 | 1490.436 | 1229.933
1887 | 1490.4 | 1229.843
1888 | 1490.4 | 1229.738
1889 | 1490.238 | 1229.6
1890 | 1490.1674 | 1229.599
1891 | 1490.1332 | 1229.417
1892 | 1489.7845 | 1229.116
1893 | 1489.6 | 1228.8
1894 | 1489.5089 | 1228.38
1895 | 1489.3905 | 1228.38
1896 | 1489.362 | 1228.318
1897 | 1489.1425 | 1228
1898 | 1489.129 | 1227.624
1899 | 1488.8 | 1227.585
1900 | 1488.8 | 1227.402
1901 | 1488.8 | 1227.345
1902 | 1488.8 | 1227.2
1903 | 1488.8 | 1227.131
1904 | 1488.8 | 1226.847
1905 | 1488.651 | 1226.4
1906 | 1488.6136 | 1226.4
1907 | 1488.5872 | 1226.4
1908 | 1488.4238 | 1226.4
1909 | 1488.288 | 1226.4
1910 | 1488.271 | 1226.126
1911 | 1488.1212 | 1226.092
1912 | 1488 | 1226.008
1913 | 1488 | 1225.6
1914 | 1488 | 1225.6
1915 | 1487.9546 | 1225.6
1916 | 1487.923 | 1225.417
1917 | 1487.855 | 1225.376
1918 | 1487.8366 | 1225.273
1919 | 1487.795 | 1224.801
1920 | 1487.5921 | 1224.8
1921 | 1487.386 | 1224.597
1922 | 1487.273 | 1223.726
1923 | 1486.7248 | 1223.726
1924 | 1486.483 | 1223.544
1925 | 1486.419 | 1223.504
1926 | 1486.3518 | 1223.2
1927 | 1486.331 | 1223.2
1928 | 1485.876 | 1223.2
1929 | 1485.795 | 1222.511
1930 | 1485.6 | 1222.4
1931 | 1485.5058 | 1222.4
1932 | 1485.5058 | 1222.4
1933 | 1485.364 | 1222.4
1934 | 1485.342 | 1222.277
1935 | 1484.496 | 1222.124
1936 | 1484.2371 | 1221.838
1937 | 1484.153 | 1221.699
1938 | 1484 | 1221.63
1939 | 1484 | 1221.63
1940 | 1483.656 | 1221.6
1941 | 1483.589 | 1221.129
1942 | 1483.2 | 1221.015
1943 | 1483.2 | 1220.833
1944 | 1483.009 | 1220.8
1945 | 1483.009 | 1220.8
1946 | 1482.886 | 1220.57
1947 | 1482.4 | 1220.318
1948 | 1482.2121 | 1220.036
1949 | 1482.151 | 1220
1950 | 1482.0911 | 1220
1951 | 1481.714 | 1220
1952 | 1481.469 | 1220
1953 | 1481.371 | 1219.726
1954 | 1480.9778 | 1219.2
1955 | 1480.8333 | 1219.2
1956 | 1480.8 | 1218.757
1957 | 1480.8 | 1218.567
1958 | 1480.787 | 1218.4
1959 | 1480.775 | 1218.398
1960 | 1480.7011 | 1218.239
1961 | 1480.6329 | 1218.021
1962 | 1480.4755 | 1217.777
1963 | 1480.0672 | 1217.706
1964 | 1479.7011 | 1217.6
1965 | 1479.6564 | 1217.6
1966 | 1479.4543 | 1217.542
1967 | 1479.406 | 1217.286
1968 | 1479.2732 | 1217.286
1969 | 1479.2 | 1216.931
1970 | 1479.2 | 1216.848
1971 | 1479.054 | 1216.826
1972 | 1478.554 | 1216.8
1973 | 1478.4 | 1216.685
1974 | 1478.389 | 1216.294
1975 | 1478.2277 | 1216.294
1976 | 1478.101 | 1216
1977 | 1477.914 | 1216
1978 | 1477.846 | 1216
1979 | 1477.6 | 1215.604
1980 | 1477.6 | 1215.295
1981 | 1477.577 | 1215.2
1982 | 1476.9595 | 1215.131
1983 | 1476.872 | 1215.079
1984 | 1476.864 | 1214.848
1985 | 1476.806 | 1214.67
1986 | 1476.6339 | 1214.4
1987 | 1476.616 | 1214.4
1988 | 1476.183 | 1214.354
1989 | 1476 | 1214.131
1990 | 1476 | 1213.792
1991 | 1475.707 | 1213.608
1992 | 1475.6089 | 1213.6
1993 | 1475.4056 | 1213.6
1994 | 1475.2 | 1212.841
1995 | 1475.2 | 1212.8
1996 | 1475.2 | 1212.8
1997 | 1475.0421 | 1212.067
1998 | 1475.0401 | 1212
1999 | 1474.906 | 1212
2000 | 1474.877 | 1211.742
2001 | 1474.584 | 1211.715
2002 | 1474.4 | 1211.709
2003 | 1474.147 | 1211.2
2004 | 1473.9411 | 1211.2
2005 | 1473.887 | 1211.2
2006 | 1473.8341 | 1211.2
2007 | 1473.5876 | 1210.926
2008 | 1473.3059 | 1210.833
2009 | 1473.083 | 1210.769
2010 | 1472.9116 | 1210.666
2011 | 1472.893 | 1210.4
2012 | 1472.8 | 1210.4
2013 | 1472.8 | 1209.693
2014 | 1472.679 | 1209.368
2015 | 1472.454 | 1209.195
2016 | 1472.409 | 1208.916
2017 | 1472 | 1208.8
2018 | 1472 | 1208.753
2019 | 1472 | 1208.526
2020 | 1472 | 1208.083
2021 | 1471.9558 | 1207.904
2022 | 1471.92 | 1207.724
2023 | 1471.9052 | 1207.655
2024 | 1471.8526 | 1207.595
2025 | 1471.8474 | 1207.315
2026 | 1471.833 | 1207.2
2027 | 1471.768 | 1207.2
2028 | 1471.2 | 1207.2
2029 | 1471.2 | 1207.2
2030 | 1471.04 | 1206.988
2031 | 1470.638 | 1206.489
2032 | 1470.4 | 1206.489
2033 | 1470.4 | 1206.4
2034 | 1470.4 | 1206.4
2035 | 1470.4 | 1206.4
2036 | 1470.4 | 1206.253
2037 | 1470.3045 | 1206.171
2038 | 1470.149 | 1205.692
2039 | 1470.106 | 1205.6
2040 | 1469.7754 | 1205.541
2041 | 1469.7754 | 1204.8
2042 | 1469.6 | 1204.8
2043 | 1469.6 | 1204.8
2044 | 1469.4619 | 1204.782
2045 | 1469.4619 | 1204.663
2046 | 1469.4209 | 1204
2047 | 1469.341 | 1204
2048 | 1469.1901 | 1204
2049 | 1468.8335 | 1203.862
2050 | 1468.8 | 1203.717
2051 | 1468.701 | 1203.709
2052 | 1468.257 | 1203.477
2053 | 1468.154 | 1203.477
2054 | 1468.113 | 1203.028
2055 | 1468.0047 | 1202.504
2056 | 1468 | 1202.4
2057 | 1467.4236 | 1202.4
2058 | 1467.39 | 1201.79
2059 | 1467.239 | 1201.79
2060 | 1467.2 | 1201.6
2061 | 1467.0712 | 1201.6
2062 | 1466.806 | 1201.146
2063 | 1466.4 | 1200.8
2064 | 1466.4 | 1200.8
2065 | 1466.4 | 1200.8
2066 | 1466.4 | 1200.8
2067 | 1466.369 | 1200.69
2068 | 1466.2743 | 1200.409
2069 | 1466.1104 | 1200.369
2070 | 1466.0823 | 1200.262
2071 | 1465.9979 | 1200.114
2072 | 1465.832 | 1200
2073 | 1465.729 | 1199.833
2074 | 1465.6696 | 1199.633
2075 | 1465.6 | 1199.593
2076 | 1465.6 | 1199.317
2077 | 1465.4775 | 1199.317
2078 | 1465.448 | 1199.2
2079 | 1464.8 | 1199.2
2080 | 1464.7333 | 1199.192
2081 | 1464.687 | 1198.816
2082 | 1464.5285 | 1198.4
2083 | 1464.5285 | 1198.4
2084 | 1464.006 | 1198.162
2085 | 1464 | 1198.121
2086 | 1464 | 1198.039
2087 | 1463.9441 | 1198.039
2088 | 1463.8837 | 1197.262
2089 | 1463.7515 | 1196.907
2090 | 1463.702 | 1196.8
2091 | 1463.659 | 1196.8
2092 | 1463.2 | 1196.129
2093 | 1463.2 | 1196
2094 | 1463.2 | 1196
2095 | 1463.195 | 1196
2096 | 1462.838 | 1195.824
2097 | 1462.819 | 1195.667
2098 | 1462.4025 | 1195.574
2099 | 1462.4 | 1195.574
2100 | 1462.36 | 1195.489
2101 | 1462.071 | 1195.231
2102 | 1461.828 | 1195.22
2103 | 1461.6 | 1195.2
2104 | 1461.6 | 1195.2
2105 | 1461.4939 | 1195.2
2106 | 1461.4783 | 1194.958
2107 | 1461.462 | 1194.943
2108 | 1461.298 | 1194.729
2109 | 1461.244 | 1194.597
2110 | 1461.008 | 1194.4
2111 | 1460.9439 | 1194.4
2112 | 1460.8 | 1194.4
2113 | 1460.8 | 1194.4
2114 | 1460.6961 | 1193.739
2115 | 1460.6438 | 1193.6
2116 | 1460.39 | 1193.6
2117 | 1460.1058 | 1193.214
2118 | 1460 | 1192.811
2119 | 1460 | 1192.003
2120 | 1459.9884 | 1192
2121 | 1459.8264 | 1192
2122 | 1459.662 | 1192
2123 | 1459.4151 | 1192
2124 | 1459.2 | 1191.896
2125 | 1459.2 | 1191.823
2126 | 1459.2 | 1191.726
2127 | 1459.2 | 1191.158
2128 | 1459.2 | 1190.753
2129 | 1459.2 | 1190.071
2130 | 1459.2 | 1189.754
2131 | 1459.1023 | 1189.6
2132 | 1458.87 | 1189.6
2133 | 1458.823 | 1189.6
2134 | 1458.605 | 1189.6
2135 | 1458.486 | 1189.6
2136 | 1458.461 | 1189.519
2137 | 1458.4473 | 1189.336
2138 | 1458.4 | 1189.089
2139 | 1458.4 | 1189.029
2140 | 1458.3055 | 1188.8
2141 | 1458.236 | 1188.667
2142 | 1458.112 | 1188
2143 | 1457.6 | 1187.938
2144 | 1457.6 | 1187.865
2145 | 1457.6 | 1187.865
2146 | 1457.536 | 1187.726
2147 | 1457.5078 | 1187.2
2148 | 1457.42 | 1187.129
2149 | 1457.305 | 1186.4
2150 | 1457.0651 | 1186.394
2151 | 1456.8 | 1185.906
2152 | 1456.702 | 1185.904
2153 | 1456.677 | 1185.901
2154 | 1456.6718 | 1185.808
2155 | 1456.647 | 1185.424
2156 | 1456.594 | 1185.214
2157 | 1456.5445 | 1185.001
2158 | 1456.398 | 1184.973
2159 | 1456.248 | 1184.973
2160 | 1456.1419 | 1184.973
2161 | 1456.088 | 1184.831
2162 | 1456 | 1184.831
2163 | 1455.9617 | 1184.831
2164 | 1455.678 | 1184.672
2165 | 1455.5941 | 1184.218
2166 | 1455.515 | 1184.187
2167 | 1455.5 | 1184.187
2168 | 1455.483 | 1184
2169 | 1455.323 | 1184
2170 | 1454.847 | 1183.452
2171 | 1454.836 | 1183.2
2172 | 1454.312 | 1183.2
2173 | 1454.101 | 1183.2
2174 | 1453.973 | 1182.926
2175 | 1453.859 | 1182.4
2176 | 1453.632 | 1182.4
2177 | 1453.6 | 1182.4
2178 | 1453.6 | 1182.347
2179 | 1453.6 | 1182.126
2180 | 1453.2837 | 1182.102
2181 | 1453.1366 | 1181.981
2182 | 1453.0225 | 1181.981
2183 | 1452.7272 | 1181.894
2184 | 1452.682 | 1181.76
2185 | 1452.636 | 1181.6
2186 | 1452.169 | 1181.25
2187 | 1451.9165 | 1180.8
2188 | 1451.9165 | 1180.8
2189 | 1451.8731 | 1180.8
2190 | 1451.78 | 1180.8
2191 | 1451.75 | 1180.51
2192 | 1451.2 | 1180.51
2193 | 1450.922 | 1180
2194 | 1450.7679 | 1179.774
2195 | 1450.765 | 1179.632
2196 | 1450.762 | 1179.392
2197 | 1450.739 | 1179.241
2198 | 1450.6684 | 1179.2
2199 | 1450.4455 | 1179.2
2200 | 1450.0124 | 1179.2
2201 | 1449.6 | 1179.2
2202 | 1449.6 | 1179.039
2203 | 1449.6 | 1178.997
2204 | 1449.583 | 1178.984
2205 | 1449.3753 | 1178.493
2206 | 1449.081 | 1178.4
2207 | 1448.9237 | 1178.4
2208 | 1448.8 | 1178.307
2209 | 1448.8 | 1177.814
2210 | 1448.694 | 1177.801
2211 | 1448.549 | 1177.616
2212 | 1448.412 | 1177.568
2213 | 1448.2039 | 1177.326
2214 | 1448.199 | 1177.061
2215 | 1448.14 | 1176.811
2216 | 1447.9459 | 1176.8
2217 | 1447.708 | 1176.8
2218 | 1447.5589 | 1176.8
2219 | 1447.547 | 1176.207
2220 | 1447.357 | 1176.039
2221 | 1447.2 | 1175.891
2222 | 1447.2 | 1175.793
2223 | 1447.2 | 1175.689
2224 | 1446.565 | 1175.2
2225 | 1446.5205 | 1174.885
2226 | 1446.4 | 1174.613
2227 | 1446.4 | 1174.613
2228 | 1446.4 | 1173.954
2229 | 1446.4 | 1173.816
2230 | 1446.2015 | 1173.708
2231 | 1446.081 | 1173.6
2232 | 1445.9232 | 1173.395
2233 | 1445.882 | 1172.8
2234 | 1445.753 | 1172.8
2235 | 1445.6 | 1172.707
2236 | 1445.488 | 1172.4
2237 | 1445.428 | 1172.039
2238 | 1445.3682 | 1172
2239 | 1445.2968 | 1172
2240 | 1445.1054 | 1171.95
2241 | 1444.8 | 1170.827
2242 | 1444.8 | 1170.709
2243 | 1444.5613 | 1170.629
2244 | 1444 | 1170.4
2245 | 1444 | 1170.331
2246 | 1444 | 1170.212
2247 | 1444 | 1169.828
2248 | 1444 | 1169.702
2249 | 1444 | 1169.6
2250 | 1444 | 1169.6
2251 | 1443.7099 | 1169.6
2252 | 1443.6317 | 1168.8
2253 | 1443.606 | 1168.8
2254 | 1443.602 | 1168
2255 | 1443.5696 | 1168
2256 | 1443.5337 | 1168
2257 | 1443.4841 | 1167.2
2258 | 1443.3311 | 1167.2
2259 | 1443.0903 | 1167.2
2260 | 1443.0721 | 1167.038
2261 | 1443.0422 | 1166.4
2262 | 1442.884 | 1166.225
2263 | 1442.5236 | 1165.874
2264 | 1442.4 | 1165.874
2265 | 1441.9686 | 1165.6
2266 | 1441.807 | 1165.6
2267 | 1441.6 | 1165.064
2268 | 1441.5708 | 1164.8
2269 | 1441.5264 | 1164.8
2270 | 1441.2678 | 1164.328
2271 | 1441.0183 | 1164.328
2272 | 1440.8 | 1163.2
2273 | 1440.8 | 1163.2
2274 | 1440.8 | 1162.857
2275 | 1440.7739 | 1162.66
2276 | 1440.7666 | 1162.567
2277 | 1440.758 | 1162.4
2278 | 1440.601 | 1162.3
2279 | 1440.062 | 1162.3
2280 | 1440 | 1162.251
2281 | 1440 | 1162.122
2282 | 1439.8744 | 1161.066
2283 | 1439.865 | 1161.03
2284 | 1439.8057 | 1160.8
2285 | 1439.505 | 1160.526
2286 | 1439.2 | 1160.349
2287 | 1439.1789 | 1160.269
2288 | 1439.024 | 1159.2
2289 | 1438.896 | 1159.2
2290 | 1438.5628 | 1159.199
2291 | 1438.3833 | 1158.86
2292 | 1438.064 | 1158.444
2293 | 1438.053 | 1158.4
2294 | 1438.004 | 1158.4
2295 | 1437.9908 | 1158.277
2296 | 1437.913 | 1158.277
2297 | 1437.6 | 1157.638
2298 | 1437.172 | 1157.618
2299 | 1436.8198 | 1157.6
2300 | 1436.8 | 1157.326
2301 | 1436.8 | 1157.229
2302 | 1436.8 | 1156.896
2303 | 1436.7719 | 1156.676
2304 | 1436.7588 | 1156.015
2305 | 1436.5587 | 1156
2306 | 1436.5587 | 1156
2307 | 1436.28 | 1155.725
2308 | 1436.12 | 1155.502
2309 | 1436.091 | 1155.338
2310 | 1436 | 1155.2
2311 | 1436 | 1154.822
2312 | 1436 | 1154.776
2313 | 1436 | 1154.691
2314 | 1435.996 | 1154.133
2315 | 1435.98 | 1154.133
2316 | 1435.791 | 1153.78
2317 | 1435.7711 | 1153.6
2318 | 1435.638 | 1153.336
2319 | 1435.4445 | 1153.248
2320 | 1435.047 | 1152.976
2321 | 1435.033 | 1152.886
2322 | 1434.9975 | 1152.8
2323 | 1434.587 | 1152.8
2324 | 1434.4 | 1152.8
2325 | 1434.4 | 1152
2326 | 1434.3988 | 1152
2327 | 1434.3111 | 1151.906
2328 | 1434.2978 | 1151.824
2329 | 1434.29 | 1151.824
2330 | 1434.147 | 1150.4
2331 | 1434.101 | 1150.4
2332 | 1434.037 | 1150.003
2333 | 1433.9206 | 1149.786
2334 | 1433.6019 | 1149.6
2335 | 1433.6 | 1149.6
2336 | 1433.6 | 1149.6
2337 | 1433.6 | 1148.185
2338 | 1433.6 | 1148.147
2339 | 1433.6 | 1148.147
2340 | 1433.3713 | 1148
2341 | 1433.37 | 1148
2342 | 1433.2991 | 1147.917
2343 | 1432.8 | 1147.538
2344 | 1432.8 | 1147.411
2345 | 1432.8 | 1147.38
2346 | 1432.8 | 1147.2
2347 | 1432.0201 | 1147.2
2348 | 1432.0081 | 1147.2
2349 | 1432 | 1146.4
2350 | 1431.852 | 1146.022
2351 | 1431.814 | 1145.6
2352 | 1431.431 | 1145.6
2353 | 1431.3986 | 1145.326
2354 | 1431.2113 | 1145.154
2355 | 1431.2023 | 1144.8
2356 | 1431.2023 | 1144.8
2357 | 1431.2 | 1144.463
2358 | 1431.2 | 1144.192
2359 | 1431.18 | 1144
2360 | 1431.156 | 1143.326
2361 | 1430.954 | 1142.926
2362 | 1430.445 | 1142.4
2363 | 1430.4144 | 1142.4
2364 | 1430.4064 | 1142.4
2365 | 1430.4 | 1142.4
2366 | 1430.4 | 1141.7
2367 | 1430.203 | 1141.6
2368 | 1430.0072 | 1141.144
2369 | 1429.627 | 1141.01
2370 | 1429.6 | 1141.01
2371 | 1429.6 | 1140.8
2372 | 1429.6 | 1140.526
2373 | 1429.5663 | 1140.056
2374 | 1429.4651 | 1140
2375 | 1429.4511 | 1140
2376 | 1429.443 | 1139.423
2377 | 1429.3409 | 1139.32
2378 | 1429.183 | 1139.2
2379 | 1429.0673 | 1138.688
2380 | 1428.8 | 1138.419
2381 | 1428.7283 | 1138.4
2382 | 1428.5228 | 1138.247
2383 | 1428.3799 | 1138.126
2384 | 1428.0237 | 1138.126
2385 | 1428.0124 | 1137.973
2386 | 1428 | 1137.956
2387 | 1428 | 1137.6
2388 | 1428 | 1137.114
2389 | 1428 | 1136.8
2390 | 1428 | 1136.61
2391 | 1427.931 | 1136.175
2392 | 1427.898 | 1135.966
2393 | 1427.7269 | 1135.9
2394 | 1427.338 | 1135.566
2395 | 1427.2354 | 1135.369
2396 | 1427.2 | 1135.2
2397 | 1427.2 | 1134.926
2398 | 1427.1132 | 1134.834
2399 | 1426.651 | 1134.769
2400 | 1426.3624 | 1134.33
2401 | 1426.323 | 1134.33
2402 | 1426.2953 | 1133.91
2403 | 1426.2825 | 1133.6
2404 | 1426.2447 | 1133.6
2405 | 1425.846 | 1133.412
2406 | 1425.732 | 1133.326
2407 | 1425.6 | 1133.253
2408 | 1425.6 | 1132.8
2409 | 1425.4775 | 1132.51
2410 | 1425.4723 | 1132.464
2411 | 1425.388 | 1132
2412 | 1425.043 | 1132
2413 | 1424.9425 | 1132
2414 | 1424.881 | 1132
2415 | 1424.8 | 1131.482
2416 | 1424.8 | 1131.453
2417 | 1424.8 | 1131.34
2418 | 1424.6399 | 1131.2
2419 | 1424.522 | 1131.2
2420 | 1424.1277 | 1131.2
2421 | 1424.117 | 1130.926
2422 | 1424 | 1130.4
2423 | 1424 | 1129.772
2424 | 1423.9667 | 1129.6
2425 | 1423.8829 | 1129.292
2426 | 1423.8418 | 1128.8
2427 | 1423.6773 | 1128.8
2428 | 1423.45 | 1128.8
2429 | 1423.39 | 1128.474
2430 | 1423.3507 | 1128
2431 | 1423.2 | 1128
2432 | 1423.2 | 1127.787
2433 | 1423.2 | 1127.728
2434 | 1423.2 | 1127.597
2435 | 1422.7357 | 1127.552
2436 | 1422.6934 | 1127.552
2437 | 1422.593 | 1127.2
2438 | 1422.494 | 1127.2
2439 | 1422.415 | 1127.2
2440 | 1422.4 | 1127.2
2441 | 1422.4 | 1127.015
2442 | 1422.4 | 1126.97
2443 | 1421.989 | 1126.926
2444 | 1421.8944 | 1126.926
2445 | 1421.717 | 1126.579
2446 | 1421.665 | 1126.505
2447 | 1421.6486 | 1126.505
2448 | 1421.6 | 1126.4
2449 | 1421.6 | 1126.4
2450 | 1421.6 | 1125.954
2451 | 1421.245 | 1125.815
2452 | 1421.187 | 1124.8
2453 | 1421.0247 | 1124.23
2454 | 1421.0199 | 1124
2455 | 1421.0199 | 1123.875
2456 | 1420.868 | 1123.875
2457 | 1420.8 | 1123.875
2458 | 1420.6499 | 1122.777
2459 | 1420.356 | 1122.711
2460 | 1420.243 | 1122.676
2461 | 1420.2091 | 1122.631
2462 | 1420.1043 | 1122.506
2463 | 1420.083 | 1122.404
2464 | 1420 | 1122.4
2465 | 1420 | 1122.4
2466 | 1419.829 | 1122.171
2467 | 1419.609 | 1121.899
2468 | 1419.53 | 1121.6
2469 | 1419.4661 | 1121.6
2470 | 1419.2 | 1121.6
2471 | 1419.024 | 1121.6
2472 | 1419.01 | 1121.567
2473 | 1418.787 | 1121.24
2474 | 1418.6891 | 1120.803
2475 | 1418.6527 | 1120.8
2476 | 1418.5776 | 1120.638
2477 | 1418.435 | 1120.197
2478 | 1418.4 | 1120
2479 | 1418.0826 | 1120
2480 | 1418.0826 | 1119.86
2481 | 1417.9132 | 1119.81
2482 | 1417.6642 | 1119.461
2483 | 1417.562 | 1119.461
2484 | 1417.3471 | 1119.2
2485 | 1417.335 | 1118.926
2486 | 1417.2992 | 1118.926
2487 | 1417.2834 | 1118.872
2488 | 1417.1352 | 1118.84
2489 | 1417.1352 | 1118.791
2490 | 1416.8 | 1118.773
2491 | 1416.8 | 1118.58
2492 | 1416.8 | 1118.4
2493 | 1416.8 | 1118.4
2494 | 1416.4814 | 1118.4
2495 | 1416.4175 | 1118.4
2496 | 1416.264 | 1118.276
2497 | 1416.215 | 1118.093
2498 | 1416.2125 | 1118.034
2499 | 1416.1869 | 1117.6
2500 | 1416 | 1117.527
2501 | 1416 | 1117.237
2502 | 1416 | 1116.46
2503 | 1415.902 | 1116.444
2504 | 1415.791 | 1116.44
2505 | 1415.659 | 1116.003
2506 | 1415.654 | 1115.896
2507 | 1415.472 | 1115.644
2508 | 1415.4066 | 1115.2
2509 | 1415.3466 | 1115.2
2510 | 1415.2 | 1115.146
2511 | 1415.2 | 1114.906
2512 | 1414.8457 | 1114.713
2513 | 1414.8044 | 1114.4
2514 | 1414.8031 | 1114.304
2515 | 1414.7093 | 1114.129
2516 | 1414.405 | 1114.085
2517 | 1414.4 | 1114.073
2518 | 1414.4 | 1114.073
2519 | 1414.4 | 1114.05
2520 | 1414.2487 | 1114.05
2521 | 1414.2467 | 1113.884
2522 | 1413.981 | 1113.781
2523 | 1413.61 | 1113.6
2524 | 1413.6 | 1113.577
2525 | 1413.2101 | 1113.554
2526 | 1413.067 | 1113.253
2527 | 1412.9376 | 1113.066
2528 | 1412.897 | 1112.8
2529 | 1412.8828 | 1112.526
2530 | 1412.8 | 1112.001
2531 | 1412.8 | 1111.473
2532 | 1412.702 | 1111.31
2533 | 1412 | 1111.2
2534 | 1412 | 1111.2
2535 | 1411.917 | 1111.2
2536 | 1411.614 | 1111.022
2537 | 1411.611 | 1110.926
2538 | 1411.5744 | 1110.62
2539 | 1411.5744 | 1109.9
2540 | 1411.5744 | 1109.6
2541 | 1411.2891 | 1109.6
2542 | 1411.2 | 1109.6
2543 | 1411.2 | 1109.164
2544 | 1411.199 | 1109.064
2545 | 1411.0786 | 1108.972
2546 | 1411.0387 | 1108.8
2547 | 1410.943 | 1108.414
2548 | 1410.7274 | 1108.146
2549 | 1410.682 | 1108
2550 | 1410.488 | 1108
2551 | 1410.4 | 1107.763
2552 | 1410.3765 | 1107.2
2553 | 1410.31 | 1107.009
2554 | 1410.099 | 1106.878
2555 | 1409.846 | 1106.524
2556 | 1409.776 | 1106.524
2557 | 1409.71 | 1106.4
2558 | 1409.6953 | 1106.393
2559 | 1409.602 | 1106.126
2560 | 1409.6 | 1105.993
2561 | 1409.584 | 1105.904
2562 | 1409.4378 | 1105.785
2563 | 1409.196 | 1105.701
2564 | 1409.122 | 1105.284
2565 | 1408.9952 | 1105.284
2566 | 1408.8984 | 1105.187
2567 | 1408.803 | 1105.094
2568 | 1408.8 | 1104.806
2569 | 1408.8 | 1104.16
2570 | 1408.8 | 1104.016
2571 | 1408.691 | 1104
2572 | 1408.5208 | 1103.652
2573 | 1408.483 | 1103.478
2574 | 1408.437 | 1103.424
2575 | 1408.436 | 1103.2
2576 | 1408.139 | 1103.2
2577 | 1408.1145 | 1102.475
2578 | 1408.1115 | 1102.4
2579 | 1408.003 | 1102.4
2580 | 1408 | 1102.126
2581 | 1408 | 1101.641
2582 | 1408 | 1101.6
2583 | 1408 | 1101.6
2584 | 1408 | 1101.6
2585 | 1408 | 1100.259
2586 | 1408 | 1100
2587 | 1407.813 | 1100
2588 | 1407.738 | 1099.602
2589 | 1407.71 | 1098.909
2590 | 1407.4852 | 1098.878
2591 | 1407.3079 | 1098.867
2592 | 1407.2 | 1098.4
2593 | 1407.2 | 1097.396
2594 | 1407.2 | 1097.326
2595 | 1407.035 | 1096.71
2596 | 1407.007 | 1096.26
2597 | 1406.8437 | 1095.2
2598 | 1406.6674 | 1095.139
2599 | 1406.455 | 1095.021
2600 | 1405.725 | 1094.55
2601 | 1405.7108 | 1094.4
2602 | 1405.7098 | 1094.128
2603 | 1405.6574 | 1093.718
2604 | 1405.6336 | 1093.6
2605 | 1405.6 | 1093.353
2606 | 1405.495 | 1092.8
2607 | 1405.356 | 1092.8
2608 | 1404.929 | 1092.726
2609 | 1404.902 | 1092.621
2610 | 1404.8432 | 1092
2611 | 1404.829 | 1092
2612 | 1404.8 | 1091.912
2613 | 1404.8 | 1091.726
2614 | 1404.7042 | 1091.598
2615 | 1404.3944 | 1091.2
2616 | 1404.339 | 1090.926
2617 | 1404.316 | 1090.776
2618 | 1404.2924 | 1090.6
2619 | 1404.2291 | 1090.59
2620 | 1403.753 | 1090.4
2621 | 1403.535 | 1090.4
2622 | 1403.2 | 1090.126
2623 | 1403.2 | 1089.6
2624 | 1403.197 | 1089.507
2625 | 1403.1504 | 1089.267
2626 | 1403.041 | 1088.8
2627 | 1402.9586 | 1088.8
2628 | 1402.9448 | 1088.8
2629 | 1402.913 | 1088.8
2630 | 1402.659 | 1088.8
2631 | 1402.5233 | 1088.672
2632 | 1402.5233 | 1088.596
2633 | 1402.4 | 1088.57
2634 | 1402.4 | 1088.43
2635 | 1402.3734 | 1088.323
2636 | 1402.2623 | 1088.081
2637 | 1401.9869 | 1088
2638 | 1401.945 | 1088
2639 | 1401.7604 | 1087.868
2640 | 1401.7369 | 1087.834
2641 | 1401.676 | 1087.2
2642 | 1401.6253 | 1086.803
2643 | 1401.399 | 1086.4
2644 | 1401.019 | 1086.357
2645 | 1400.986 | 1085.755
2646 | 1400.8 | 1085.6
2647 | 1400.8 | 1085.493
2648 | 1400.707 | 1084.892
2649 | 1400.2571 | 1084.8
2650 | 1400.201 | 1084.8
2651 | 1400.192 | 1084.8
2652 | 1400.1248 | 1084.374
2653 | 1400.0426 | 1084.09
2654 | 1400 | 1083.856
2655 | 1400 | 1083.289
2656 | 1400 | 1083.2
2657 | 1399.92 | 1082.992
2658 | 1399.808 | 1082.752
2659 | 1399.7203 | 1082.555
2660 | 1399.4642 | 1082.4
2661 | 1399.3357 | 1082.4
2662 | 1399.3069 | 1082.344
2663 | 1398.5489 | 1082.126
2664 | 1398.4887 | 1081.973
2665 | 1398.4 | 1081.377
2666 | 1398.4 | 1080.8
2667 | 1398.4 | 1080.8
2668 | 1398.4 | 1080.732
2669 | 1398.008 | 1080.58
2670 | 1397.6 | 1080.526
2671 | 1397.6 | 1080.526
2672 | 1397.6 | 1080.246
2673 | 1397.5799 | 1080
2674 | 1397.4561 | 1079.591
2675 | 1397.369 | 1078.987
2676 | 1396.8 | 1078.848
2677 | 1396.8 | 1078.4
2678 | 1396.8 | 1078.2
2679 | 1396.8 | 1078.151
2680 | 1396.75 | 1078.126
2681 | 1396.2434 | 1078.126
2682 | 1396.16 | 1077.6
2683 | 1396 | 1077.467
2684 | 1396 | 1077.173
2685 | 1396 | 1077.055
2686 | 1395.96 | 1076.866
2687 | 1395.618 | 1076.8
2688 | 1395.5694 | 1076.725
2689 | 1395.4795 | 1076.561
2690 | 1395.381 | 1076.093
2691 | 1395.2815 | 1076.086
2692 | 1395.2 | 1076.059
2693 | 1395.2 | 1076
2694 | 1395.2 | 1076
2695 | 1395.182 | 1076
2696 | 1395.164 | 1075.633
2697 | 1395.108 | 1075.33
2698 | 1394.876 | 1075.33
2699 | 1394.604 | 1075.2
2700 | 1394.5459 | 1074.926
2701 | 1394.5459 | 1074.595
2702 | 1394.4908 | 1074.126
2703 | 1394.4 | 1074.024
2704 | 1394.4 | 1073.6
2705 | 1394.4 | 1073.6
2706 | 1394.4 | 1073.6
2707 | 1394.3683 | 1073.6
2708 | 1394.3631 | 1073.537
2709 | 1394.271 | 1073.408
2710 | 1394.1765 | 1072.8
2711 | 1394.158 | 1072.8
2712 | 1394.069 | 1072.526
2713 | 1393.933 | 1072.494
2714 | 1393.785 | 1071.815
2715 | 1393.734 | 1071.653
2716 | 1393.713 | 1071.251
2717 | 1393.6 | 1071.2
2718 | 1393.0749 | 1071.2
2719 | 1393.0749 | 1070.968
2720 | 1393.065 | 1070.741
2721 | 1392.8 | 1070.647
2722 | 1392.8 | 1070.4
2723 | 1392.7643 | 1070.4
2724 | 1392.7643 | 1070.4
2725 | 1392.659 | 1069.6
2726 | 1392.639 | 1069.446
2727 | 1392.377 | 1069.424
2728 | 1392.1637 | 1069.424
2729 | 1392.1637 | 1069.187
2730 | 1392.0499 | 1068.979
2731 | 1392 | 1068.8
2732 | 1392 | 1068.711
2733 | 1392 | 1068.086
2734 | 1392 | 1067.268
2735 | 1392 | 1067.24
2736 | 1391.9465 | 1067.2
2737 | 1391.9465 | 1066.4
2738 | 1391.9206 | 1066.236
2739 | 1391.7281 | 1065.763
2740 | 1391.679 | 1065.6
2741 | 1391.4963 | 1064.8
2742 | 1391.3668 | 1064.8
2743 | 1391.3668 | 1064.121
2744 | 1391.3492 | 1064
2745 | 1391.303 | 1064
2746 | 1391.249 | 1063.726
2747 | 1390.4 | 1062.926
2748 | 1390.1667 | 1062.574
2749 | 1389.6814 | 1062.224
2750 | 1389.6 | 1061.6
2751 | 1389.6 | 1061.581
2752 | 1389.518 | 1060.89
2753 | 1389.4705 | 1060.245
2754 | 1388.914 | 1060.2
2755 | 1388.834 | 1059.884
2756 | 1388.8 | 1058.818
2757 | 1388.8 | 1058.399
2758 | 1388.6752 | 1058.227
2759 | 1388.6465 | 1058.126
2760 | 1388.3885 | 1057.602
2761 | 1388.3388 | 1057.6
2762 | 1388 | 1057.6
2763 | 1388 | 1057.526
2764 | 1388 | 1057.413
2765 | 1387.7571 | 1056.526
2766 | 1387.754 | 1056.348
2767 | 1387.724 | 1056.091
2768 | 1387.644 | 1056
2769 | 1387.3227 | 1056
2770 | 1387.202 | 1056
2771 | 1387.2 | 1055.859
2772 | 1386.8347 | 1055.365
2773 | 1386.8347 | 1055.2
2774 | 1386.8347 | 1055.2
2775 | 1386.66 | 1055.082
2776 | 1386.5855 | 1054.736
2777 | 1386.4 | 1054.736
2778 | 1386.4 | 1054.4
2779 | 1386.4 | 1054.4
2780 | 1386.4 | 1053.769
2781 | 1386.2658 | 1053.6
2782 | 1386.1353 | 1052.56
2783 | 1386.057 | 1052
2784 | 1385.6 | 1051.726
2785 | 1385.6 | 1051.465
2786 | 1385.46 | 1051.227
2787 | 1385.337 | 1051.224
2788 | 1384.9171 | 1051.2
2789 | 1384.8 | 1051.2
2790 | 1384.8 | 1051.2
2791 | 1384.8 | 1050.911
2792 | 1384.773 | 1050.876
2793 | 1384.7712 | 1050.422
2794 | 1384.7626 | 1050.323
2795 | 1384.49 | 1050.323
2796 | 1384.2118 | 1050.323
2797 | 1384.1314 | 1050.126
2798 | 1384.068 | 1050.074
2799 | 1384.0595 | 1049.84
2800 | 1384 | 1049.671
2801 | 1384 | 1049.6
2802 | 1384 | 1049.276
2803 | 1383.5979 | 1049.19
2804 | 1383.572 | 1048.524
2805 | 1383.4399 | 1048.116
2806 | 1383.414 | 1048
2807 | 1383.408 | 1047.918
2808 | 1383.398 | 1047.767
2809 | 1383.033 | 1047.767
2810 | 1382.822 | 1047.749
2811 | 1382.7776 | 1047.358
2812 | 1382.406 | 1047.2
2813 | 1382.4 | 1047.031
2814 | 1382.4 | 1046.931
2815 | 1382.264 | 1046.485
2816 | 1382.173 | 1046.446
2817 | 1382.135 | 1046.4
2818 | 1381.943 | 1046.126
2819 | 1381.8306 | 1045.759
2820 | 1381.741 | 1045.6
2821 | 1381.6 | 1045.6
2822 | 1381.6 | 1045.174
2823 | 1381.448 | 1044.98
2824 | 1380.964 | 1044.8
2825 | 1380.935 | 1044.339
2826 | 1380.8 | 1044
2827 | 1380.8 | 1044
2828 | 1380.8 | 1044
2829 | 1380.768 | 1043.908
2830 | 1380.6823 | 1043.726
2831 | 1380.4794 | 1043.704
2832 | 1380.393 | 1043.515
2833 | 1380.315 | 1043.2
2834 | 1380.276 | 1042.927
2835 | 1380.2104 | 1042.651
2836 | 1380 | 1042.301
2837 | 1380 | 1042.232
2838 | 1379.9864 | 1041.6
2839 | 1379.821 | 1041.554
2840 | 1379.816 | 1041.496
2841 | 1379.6333 | 1041.064
2842 | 1379.589 | 1040.8
2843 | 1379.4135 | 1040.56
2844 | 1379.2 | 1040.17
2845 | 1379.1589 | 1040.17
2846 | 1379.1 | 1040.025
2847 | 1379.0653 | 1040.025
2848 | 1378.996 | 1040.025
2849 | 1378.71 | 1040.021
2850 | 1378.6088 | 1040
2851 | 1378.581 | 1039.551
2852 | 1378.4 | 1039.543
2853 | 1378.4 | 1039.189
2854 | 1378.1088 | 1038.766
2855 | 1378.0269 | 1038.098
2856 | 1377.861 | 1038.098
2857 | 1377.713 | 1037.819
2858 | 1377.6534 | 1036.8
2859 | 1377.629 | 1036.8
2860 | 1377.6 | 1036.754
2861 | 1377.6 | 1036.717
2862 | 1377.594 | 1036.681
2863 | 1377.5454 | 1036.592
2864 | 1377.423 | 1036.494
2865 | 1377.2255 | 1036.436
2866 | 1376.8 | 1036.393
2867 | 1376.8 | 1036.348
2868 | 1376.8 | 1036.086
2869 | 1376.8 | 1035.612
2870 | 1376.6976 | 1035.531
2871 | 1376.542 | 1035.463
2872 | 1376.532 | 1035.426
2873 | 1376.376 | 1035.335
2874 | 1376.3664 | 1035.313
2875 | 1376.1579 | 1034.529
2876 | 1376 | 1034.4
2877 | 1376 | 1034.141
2878 | 1376 | 1034.126
2879 | 1375.817 | 1034.118
2880 | 1375.5899 | 1033.977
2881 | 1375.523 | 1033.386
2882 | 1375.3968 | 1033.328
2883 | 1375.315 | 1032.919
2884 | 1375.2 | 1032.791
2885 | 1375.2 | 1032.572
2886 | 1375.182 | 1032
2887 | 1375.012 | 1031.935
2888 | 1374.738 | 1031.882
2889 | 1374.694 | 1031.366
2890 | 1374.539 | 1031.2
2891 | 1374.5232 | 1031.199
2892 | 1374.39 | 1031.191
2893 | 1374.2539 | 1031.191
2894 | 1373.6 | 1030.5
2895 | 1373.6 | 1030.4
2896 | 1373.544 | 1029.964
2897 | 1373.2187 | 1029.901
2898 | 1373.1364 | 1029.326
2899 | 1372.937 | 1029.119
2900 | 1372.877 | 1029.119
2901 | 1372.872 | 1028.83
2902 | 1372.8 | 1028.825
2903 | 1372.8 | 1028.8
2904 | 1372.623 | 1028.257
2905 | 1372.3889 | 1028.227
2906 | 1372.3889 | 1028
2907 | 1372.3541 | 1028
2908 | 1372.328 | 1027.986
2909 | 1372.2356 | 1027.146
2910 | 1372 | 1026.978
2911 | 1371.9495 | 1026.4
2912 | 1371.928 | 1026.4
2913 | 1371.782 | 1026.394
2914 | 1371.7788 | 1026.377
2915 | 1371.731 | 1026.153
2916 | 1371.4446 | 1026.126
2917 | 1371.414 | 1025.315
2918 | 1371.2114 | 1024.601
2919 | 1371.2 | 1024.005
2920 | 1371.137 | 1024
2921 | 1371.0223 | 1023.947
2922 | 1370.921 | 1023.322
2923 | 1370.3069 | 1023.254
2924 | 1370.109 | 1023.228
2925 | 1369.8509 | 1023.149
2926 | 1369.757 | 1022.852
2927 | 1369.6 | 1022.4
2928 | 1369.6 | 1022.287
2929 | 1369.6 | 1022.212
2930 | 1369.5383 | 1021.637
2931 | 1368.8 | 1021.6
2932 | 1368.8 | 1021.6
2933 | 1368.8 | 1021.578
2934 | 1368.8 | 1021.521
2935 | 1368.6657 | 1020.945
2936 | 1368.5727 | 1020.897
2937 | 1368.5009 | 1020.897
2938 | 1368.496 | 1020.831
2939 | 1368.332 | 1020.8
2940 | 1368.2571 | 1020.296
2941 | 1368.2013 | 1020
2942 | 1368.022 | 1020
2943 | 1368 | 1019.834
2944 | 1368 | 1019.449
2945 | 1367.8348 | 1019.431
2946 | 1367.5967 | 1019.2
2947 | 1367.56 | 1019.2
2948 | 1367.4141 | 1018.835
2949 | 1367.4116 | 1018.695
2950 | 1367.312 | 1018.4
2951 | 1367.211 | 1018.198
2952 | 1367.2 | 1018.138
2953 | 1367.2 | 1018.068
2954 | 1367.166 | 1017.916
2955 | 1367.1296 | 1017.789
2956 | 1366.848 | 1016.159
2957 | 1366.6633 | 1016.138
2958 | 1366.655 | 1016
2959 | 1366.6343 | 1016
2960 | 1366.6343 | 1016
2961 | 1366.4 | 1015.996
2962 | 1366.4 | 1015.996
2963 | 1366.4 | 1015.018
2964 | 1366.0648 | 1014.926
2965 | 1366.055 | 1014.926
2966 | 1365.6 | 1014.714
2967 | 1365.6 | 1014.4
2968 | 1365.6 | 1014.14
2969 | 1365.5684 | 1013.904
2970 | 1365.4821 | 1013.326
2971 | 1365.2484 | 1013.233
2972 | 1365.124 | 1012.811
2973 | 1365.056 | 1012.543
2974 | 1365.0331 | 1012.312
2975 | 1364.9581 | 1012.3
2976 | 1364.8 | 1012
2977 | 1364.8 | 1011.616
2978 | 1364.8 | 1011.2
2979 | 1364.7797 | 1010.939
2980 | 1364.7042 | 1010.471
2981 | 1364.2726 | 1010.467
2982 | 1364.1007 | 1010.44
2983 | 1364 | 1010.4
2984 | 1364 | 1010.015
2985 | 1363.969 | 1009.9
2986 | 1363.817 | 1009.6
2987 | 1363.693 | 1009.089
2988 | 1363.6541 | 1008.8
2989 | 1363.4758 | 1008.399
2990 | 1363.3224 | 1008.399
2991 | 1363.3224 | 1008.288
2992 | 1363.2866 | 1008
2993 | 1363.2 | 1007.726
2994 | 1362.6896 | 1007.726
2995 | 1362.6789 | 1007.2
2996 | 1362.5046 | 1007.2
2997 | 1362.4 | 1007.195
2998 | 1362.4 | 1007.152
2999 | 1362.4 | 1007.017
3000 | 1362.4 | 1006.927
3001 | 1362.4 | 1006.4
3002 | 1362.378 | 1005.636
3003 | 1362.282 | 1004.72
3004 | 1362.2406 | 1004.254
3005 | 1361.861 | 1004
3006 | 1361.769 | 1003.985
3007 | 1361.6 | 1003.434
3008 | 1361.6 | 1003.211
3009 | 1361.6 | 1001.473
3010 | 1361.6 | 1001.326
3011 | 1361.5313 | 1001.043
3012 | 1361.5307 | 1001.043
3013 | 1361.436 | 1001.043
3014 | 1361.4245 | 1000.696
3015 | 1361.338 | 1000.307
3016 | 1361.338 | 1000.11
3017 | 1361.037 | 1000
3018 | 1361.032 | 999.965
3019 | 1361.0005 | 999.726
3020 | 1360.959 | 999.456
3021 | 1360.953 | 999.2
3022 | 1360.939 | 998.587
3023 | 1360.8689 | 998.126
3024 | 1360.865 | 997.6
3025 | 1360.8 | 996.812
3026 | 1360.8 | 996.8
3027 | 1360.8 | 996.289
3028 | 1360.7414 | 996.062
3029 | 1360.73 | 996
3030 | 1360.6473 | 995.982
3031 | 1360.505 | 995.276
3032 | 1360.451 | 995.2
3033 | 1359.178 | 995.2
3034 | 1359.024 | 994.822
3035 | 1358.4 | 994.558
3036 | 1358.4 | 994.4
3037 | 1358.4 | 994.309
3038 | 1358.4 | 993.688
3039 | 1358.284 | 993.658
3040 | 1358.0879 | 993.203
3041 | 1358.071 | 992.8
3042 | 1357.844 | 992.715
3043 | 1357.8284 | 992.564
3044 | 1357.739 | 992.526
3045 | 1357.6 | 992
3046 | 1357.6 | 991.926
3047 | 1357.1939 | 991.373
3048 | 1357.1007 | 991.131
3049 | 1357.0867 | 990.836
3050 | 1357.077 | 989.71
3051 | 1356.959 | 989.602
3052 | 1356.8 | 989.274
3053 | 1356.8 | 989.274
3054 | 1356.8 | 988.8
3055 | 1356.489 | 988.8
3056 | 1356.354 | 988.642
3057 | 1356.3038 | 988.369
3058 | 1356.1404 | 988.369
3059 | 1356.1138 | 988.081
3060 | 1356 | 987.476
3061 | 1356 | 987.43
3062 | 1356 | 986.711
3063 | 1356 | 986.4
3064 | 1355.7571 | 986.126
3065 | 1355.743 | 985.606
3066 | 1355.7183 | 985.6
3067 | 1355.6593 | 985.6
3068 | 1355.634 | 984.8
3069 | 1355.5716 | 984.8
3070 | 1355.5069 | 984.8
3071 | 1355.5069 | 984.324
3072 | 1355.422 | 983.64
3073 | 1355.3308 | 983.299
3074 | 1355.19 | 983.2
3075 | 1355.1441 | 982.843
3076 | 1355.1218 | 982.843
3077 | 1354.983 | 982.4
3078 | 1354.9802 | 982.217
3079 | 1354.9627 | 982.126
3080 | 1354.9452 | 981.6
3081 | 1354.534 | 981.396
3082 | 1354.4 | 981.326
3083 | 1354.304 | 981.193
3084 | 1354.15 | 981.031
3085 | 1354.034 | 980.8
3086 | 1353.885 | 980.573
3087 | 1353.651 | 980.505
3088 | 1353.643 | 980.448
3089 | 1353.618 | 979.933
3090 | 1353.606 | 979.785
3091 | 1353.6 | 979.577
3092 | 1353.5085 | 979.489
3093 | 1353.4263 | 979.2
3094 | 1353.2033 | 978.955
3095 | 1353.1162 | 978.942
3096 | 1353.11 | 978.4
3097 | 1353.09 | 978.4
3098 | 1352.8 | 978.165
3099 | 1352.8 | 977.6
3100 | 1352.7826 | 977.026
3101 | 1352.7545 | 976.857
3102 | 1352.6494 | 976.851
3103 | 1352.587 | 976.8
3104 | 1352.5624 | 976.8
3105 | 1352.422 | 976.8
3106 | 1352.375 | 976.774
3107 | 1352.3591 | 976.301
3108 | 1352.3193 | 976.121
3109 | 1352.3193 | 976.102
3110 | 1352.296 | 976.035
3111 | 1352.2386 | 975.936
3112 | 1352 | 975.2
3113 | 1352 | 975.084
3114 | 1351.8858 | 974.926
3115 | 1351.8724 | 974.622
3116 | 1351.624 | 974.573
3117 | 1351.591 | 974.555
3118 | 1351.5224 | 974.524
3119 | 1351.25 | 974.126
3120 | 1351.2 | 973.864
3121 | 1351.2 | 973.864
3122 | 1351.1431 | 973.646
3123 | 1351.055 | 973.6
3124 | 1350.9121 | 973.326
3125 | 1350.4 | 973.174
3126 | 1350.4 | 973.174
3127 | 1350.4 | 973.174
3128 | 1350.4 | 972.357
3129 | 1350.247 | 972
3130 | 1350.2371 | 971.569
3131 | 1350.183 | 971.271
3132 | 1349.9434 | 971.2
3133 | 1349.7673 | 970.886
3134 | 1349.6792 | 970.739
3135 | 1349.631 | 970.4
3136 | 1349.6 | 970.254
3137 | 1349.218 | 970.151
3138 | 1349.1318 | 968.978
3139 | 1349.1184 | 968.526
3140 | 1349.0361 | 968.339
3141 | 1349.006 | 968.253
3142 | 1348.9437 | 968
3143 | 1348.873 | 967.494
3144 | 1348.8 | 967.493
3145 | 1348.8 | 967.332
3146 | 1348.8 | 967.24
3147 | 1348.658 | 967.209
3148 | 1348.064 | 967.2
3149 | 1348 | 966.957
3150 | 1347.911 | 966.511
3151 | 1347.852 | 966.267
3152 | 1347.8468 | 966.208
3153 | 1347.7837 | 966.144
3154 | 1347.642 | 965.971
3155 | 1347.5913 | 965.966
3156 | 1347.526 | 965.326
3157 | 1347.201 | 964.8
3158 | 1347.2 | 964.526
3159 | 1347.2 | 963.714
3160 | 1347.2 | 963.404
3161 | 1347.2 | 963.2
3162 | 1347.2 | 963.2
3163 | 1347.2 | 963.1
3164 | 1347.1615 | 962.999
3165 | 1347.1392 | 962.796
3166 | 1347.0834 | 962.688
3167 | 1346.8708 | 962.126
3168 | 1346.761 | 962.06
3169 | 1346.552 | 961.6
3170 | 1346.4339 | 961.325
3171 | 1346.4 | 961.246
3172 | 1346.4 | 960.8
3173 | 1346.221 | 960.741
3174 | 1345.6 | 960
3175 | 1345.6 | 960
3176 | 1345.6 | 959.86
3177 | 1345.6 | 959.854
3178 | 1345.6 | 958.271
3179 | 1345.6 | 958.083
3180 | 1345.557 | 957.6
3181 | 1345.486 | 957.6
3182 | 1345.155 | 956.912
3183 | 1345.1535 | 956.861
3184 | 1345.1473 | 956.354
3185 | 1345.1473 | 956.341
3186 | 1345.146 | 956.176
3187 | 1344.8 | 956.176
3188 | 1344.8 | 956
3189 | 1344.8 | 955.907
3190 | 1344.8 | 955.551
3191 | 1344.8 | 955.216
3192 | 1344.7616 | 955.191
3193 | 1344.335 | 954.407
3194 | 1344 | 954.4
3195 | 1344 | 954.4
3196 | 1343.987 | 953.6
3197 | 1343.3802 | 953.109
3198 | 1343.34 | 952.526
3199 | 1343.2 | 951.726
3200 | 1343.063 | 951.168
3201 | 1343.015 | 951.027
3202 | 1342.5492 | 950.4
3203 | 1342.539 | 950.4
3204 | 1342.5199 | 950.4
3205 | 1342.4171 | 949.69
3206 | 1342.0133 | 949.6
3207 | 1341.9598 | 949.6
3208 | 1341.9598 | 949.6
3209 | 1341.872 | 949.6
3210 | 1341.667 | 948.923
3211 | 1341.6 | 948.642
3212 | 1341.6 | 947.027
3213 | 1341.6 | 946.901
3214 | 1341.6 | 946.46
3215 | 1341.6 | 946.421
3216 | 1341.317 | 946.4
3217 | 1341.1629 | 945.906
3218 | 1341.1629 | 945.906
3219 | 1341.153 | 945.879
3220 | 1340.908 | 945.143
3221 | 1340.7248 | 944.8
3222 | 1340.366 | 944.165
3223 | 1340.366 | 943.98
3224 | 1340.192 | 943.474
3225 | 1340.07 | 943.2
3226 | 1340 | 943.2
3227 | 1340 | 942.426
3228 | 1340 | 942.4
3229 | 1339.573 | 942.4
3230 | 1339.5691 | 942.4
3231 | 1339.5691 | 942.4
3232 | 1339.569 | 941.402
3233 | 1339.387 | 941.127
3234 | 1339.324 | 940.833
3235 | 1339.2413 | 940.811
3236 | 1339.2361 | 940.526
3237 | 1339.1925 | 940
3238 | 1339.188 | 939.33
3239 | 1339.0123 | 939.318
3240 | 1338.908 | 939.259
3241 | 1338.8744 | 939.2
3242 | 1338.785 | 939.029
3243 | 1338.6645 | 938.486
3244 | 1338.6464 | 938.228
3245 | 1338.632 | 937.788
3246 | 1338.4 | 937.6
3247 | 1338.4 | 937.6
3248 | 1338.234 | 937.514
3249 | 1338.153 | 936.987
3250 | 1338.141 | 936
3251 | 1338.014 | 935.434
3252 | 1337.9229 | 934.4
3253 | 1337.8875 | 934.11
3254 | 1337.607 | 934.041
3255 | 1337.6 | 933.6
3256 | 1337.6 | 933.333
3257 | 1337.6 | 933.114
3258 | 1337.421 | 933.103
3259 | 1337.3169 | 932.423
3260 | 1337.162 | 932
3261 | 1337.062 | 932
3262 | 1336.8 | 931.789
3263 | 1336.8 | 931.787
3264 | 1336.7828 | 931.141
3265 | 1336.752 | 931.042
3266 | 1336.4734 | 929.253
3267 | 1336.4693 | 928.8
3268 | 1336.4483 | 928.627
3269 | 1336.3816 | 928.279
3270 | 1336 | 927.904
3271 | 1335.966 | 927.2
3272 | 1335.878 | 927.2
3273 | 1335.808 | 926.898
3274 | 1335.797 | 926.887
3275 | 1335.6922 | 926.843
3276 | 1335.484 | 926.601
3277 | 1335.2 | 925.742
3278 | 1335.2 | 924.966
3279 | 1335.156 | 924.234
3280 | 1335.092 | 924
3281 | 1335.092 | 923.373
3282 | 1334.6984 | 923.228
3283 | 1334.591 | 923.2
3284 | 1334.4 | 923.2
3285 | 1334.4 | 923.003
3286 | 1334.239 | 923.003
3287 | 1334.168 | 921.6
3288 | 1333.7106 | 920.8
3289 | 1333.6 | 920.526
3290 | 1333.6 | 920.416
3291 | 1333.6 | 920.228
3292 | 1333.194 | 920.053
3293 | 1333.0199 | 920.033
3294 | 1332.948 | 920
3295 | 1332.8 | 919.991
3296 | 1332.8 | 919.3
3297 | 1332.8 | 918.664
3298 | 1332.8 | 918.61
3299 | 1332.7466 | 918.411
3300 | 1332.407 | 918.4
3301 | 1332.3971 | 918.274
3302 | 1332.189 | 917.6
3303 | 1332.16 | 917.536
3304 | 1332.0267 | 916.593
3305 | 1332 | 916.55
3306 | 1331.8493 | 916.221
3307 | 1331.6386 | 916.01
3308 | 1331.5524 | 916
3309 | 1331.4271 | 915.2
3310 | 1331.4199 | 914.839
3311 | 1331.273 | 914.334
3312 | 1331.2 | 914.292
3313 | 1331.2 | 914.251
3314 | 1331.149 | 913.813
3315 | 1330.6818 | 913.792
3316 | 1330.5557 | 913.626
3317 | 1330.2779 | 913.438
3318 | 1330.2706 | 913.183
3319 | 1330.2572 | 912.045
3320 | 1329.9719 | 912
3321 | 1329.8202 | 911.703
3322 | 1329.8202 | 911.703
3323 | 1329.6 | 911.616
3324 | 1329.6 | 911.515
3325 | 1329.4033 | 910.321
3326 | 1329.2874 | 910.126
3327 | 1329.2253 | 909.772
3328 | 1329.0847 | 909.103
3329 | 1329.046 | 908.985
3330 | 1328.98 | 908.8
3331 | 1328.8758 | 908.47
3332 | 1328.8 | 908.453
3333 | 1328.8 | 907.559
3334 | 1328.616 | 907.2
3335 | 1328.5643 | 906.4
3336 | 1328.4127 | 906.4
3337 | 1328.349 | 906.309
3338 | 1328.345 | 906.161
3339 | 1328.1557 | 906.161
3340 | 1327.845 | 906.126
3341 | 1327.7543 | 906.121
3342 | 1327.615 | 905.586
3343 | 1327.6136 | 905.425
3344 | 1327.605 | 904.941
3345 | 1327.2 | 904.8
3346 | 1327.158 | 904
3347 | 1327.1344 | 904
3348 | 1327.1212 | 903.2
3349 | 1326.8189 | 902.962
3350 | 1326.775 | 902.94
3351 | 1326.4 | 902.752
3352 | 1326.4 | 902.483
3353 | 1326.022 | 901.907
3354 | 1325.832 | 901.6
3355 | 1325.723 | 900.751
3356 | 1325.7023 | 900.349
3357 | 1325.6 | 899.687
3358 | 1325.6 | 899.541
3359 | 1325.6 | 899.396
3360 | 1325.4565 | 899.2
3361 | 1324.926 | 899.2
3362 | 1324.8 | 898.4
3363 | 1324.8 | 898.354
3364 | 1324.8 | 898.07
3365 | 1324.6715 | 897.766
3366 | 1324.0666 | 897.423
3367 | 1324 | 897.326
3368 | 1324 | 896.892
3369 | 1324 | 896.587
3370 | 1324 | 896.424
3371 | 1324 | 896
3372 | 1324 | 895.646
3373 | 1323.9027 | 895.126
3374 | 1323.515 | 895.126
3375 | 1323.308 | 895.053
3376 | 1323.29 | 895.033
3377 | 1323.1257 | 894.4
3378 | 1322.503 | 893.506
3379 | 1322.4 | 893.449
3380 | 1322.0172 | 893.38
3381 | 1321.969 | 893.326
3382 | 1321.6131 | 893.024
3383 | 1321.611 | 892.921
3384 | 1321.6 | 892.8
3385 | 1321.6 | 892.8
3386 | 1321.6 | 892.463
3387 | 1321.6 | 891.925
3388 | 1321.3359 | 891.228
3389 | 1320.9939 | 890.515
3390 | 1320.8 | 890.4
3391 | 1320.8 | 889.888
3392 | 1320.8 | 889.406
3393 | 1320.7953 | 889.27
3394 | 1320.769 | 888
3395 | 1320.721 | 887.9
3396 | 1320.5876 | 887.733
3397 | 1320.5663 | 886.366
3398 | 1320.2584 | 885.704
3399 | 1320 | 885.326
3400 | 1319.2 | 884.959
3401 | 1319.2 | 884.928
3402 | 1319.1596 | 884.725
3403 | 1319.128 | 884.026
3404 | 1318.85 | 884
3405 | 1318.7874 | 883.2
3406 | 1318.43 | 882.926
3407 | 1318.4 | 882.694
3408 | 1318.4 | 882.624
3409 | 1318.4 | 880.8
3410 | 1318.0519 | 880.622
3411 | 1317.887 | 880
3412 | 1317.8249 | 879.931
3413 | 1317.8249 | 879.895
3414 | 1317.715 | 879.707
3415 | 1317.6872 | 879.625
3416 | 1317.571 | 879.241
3417 | 1317.507 | 879.224
3418 | 1317.272 | 879.166
3419 | 1317.246 | 878.4
3420 | 1317.153 | 878.304
3421 | 1316.9102 | 878.039
3422 | 1316.835 | 877.961
3423 | 1316.8 | 877.6
3424 | 1316.533 | 877.6
3425 | 1316 | 877.19
3426 | 1315.8883 | 876.8
3427 | 1315.8883 | 876.8
3428 | 1315.8453 | 876.8
3429 | 1315.8048 | 876.8
3430 | 1315.4865 | 876.577
3431 | 1315.4265 | 876.526
3432 | 1315.27 | 875.787
3433 | 1315.264 | 875.2
3434 | 1315.2 | 875.072
3435 | 1315.1216 | 874.7
3436 | 1315.1098 | 874.485
3437 | 1315.0705 | 874.4
3438 | 1314.638 | 874.352
3439 | 1314.6289 | 874.26
3440 | 1314.622 | 874.082
3441 | 1314.5969 | 873.874
3442 | 1314.4 | 873.789
3443 | 1314.3991 | 873.559
3444 | 1314.3743 | 873.062
3445 | 1314.233 | 872.893
3446 | 1314.143 | 872.139
3447 | 1314.0022 | 871.884
3448 | 1313.9909 | 871.667
3449 | 1313.727 | 871.643
3450 | 1313.6387 | 871.2
3451 | 1313.6 | 870.958
3452 | 1313.6 | 870.547
3453 | 1313.6 | 870.268
3454 | 1313.6 | 870.262
3455 | 1313.406 | 870.198
3456 | 1313.362 | 869.6
3457 | 1313.2718 | 868.877
3458 | 1313.251 | 867.943
3459 | 1313.0255 | 867.2
3460 | 1312.8 | 866.127
3461 | 1312.8 | 865.15
3462 | 1312.8 | 864.861
3463 | 1312.8 | 864.8
3464 | 1312.5904 | 864.738
3465 | 1312.509 | 863.825
3466 | 1312.456 | 863.2
3467 | 1312.2971 | 862.413
3468 | 1312.2486 | 860.8
3469 | 1312.2486 | 860.8
3470 | 1312 | 860.762
3471 | 1311.495 | 860.592
3472 | 1311.4301 | 860.488
3473 | 1311.2 | 859.726
3474 | 1311.2 | 859.418
3475 | 1310.4 | 859.31
3476 | 1310.4 | 858.944
3477 | 1310.4 | 858.649
3478 | 1310.4 | 858.445
3479 | 1310.1635 | 857.086
3480 | 1310.148 | 856
3481 | 1310.033 | 855.409
3482 | 1309.9178 | 855.2
3483 | 1309.9178 | 855.2
3484 | 1309.8432 | 854.811
3485 | 1309.7799 | 854.4
3486 | 1309.4418 | 853.62
3487 | 1309.39 | 853.6
3488 | 1309.361 | 852.994
3489 | 1309.2256 | 852.8
3490 | 1308.9971 | 852.171
3491 | 1308.846 | 852
3492 | 1308.643 | 851.484
3493 | 1308.586 | 851.2
3494 | 1308.4901 | 851.125
3495 | 1308.312 | 851.022
3496 | 1308.225 | 850.4
3497 | 1308 | 850.24
3498 | 1307.932 | 849.97
3499 | 1307.6936 | 849.6
3500 | 1307.693 | 849.571
3501 | 1307.476 | 849.441
3502 | 1307.3767 | 849.326
3503 | 1307.2764 | 848.851
3504 | 1307.2 | 848.79
3505 | 1306.7683 | 848.16
3506 | 1306.7255 | 848
3507 | 1306.374 | 847.71
3508 | 1306.2835 | 847.29
3509 | 1306.162 | 847.272
3510 | 1306.0833 | 845.6
3511 | 1306.039 | 845.409
3512 | 1306.0331 | 845.078
3513 | 1306.0331 | 843.308
3514 | 1305.6 | 843.2
3515 | 1305.6 | 842.631
3516 | 1305.6 | 841.6
3517 | 1305.6 | 841.6
3518 | 1305.548 | 841.312
3519 | 1305.53 | 840.8
3520 | 1305.495 | 840.562
3521 | 1305.477 | 840.526
3522 | 1305.359 | 840
3523 | 1305.329 | 839.726
3524 | 1305.3029 | 839.71
3525 | 1304.8 | 839.438
3526 | 1304.8 | 839.384
3527 | 1304.8 | 839.202
3528 | 1304.669 | 839.2
3529 | 1304.5051 | 838.4
3530 | 1304.4387 | 838.4
3531 | 1304 | 838.338
3532 | 1304 | 836.64
3533 | 1304 | 836.64
3534 | 1304 | 836.446
3535 | 1304 | 836
3536 | 1303.888 | 835.985
3537 | 1303.802 | 835.931
3538 | 1303.577 | 835.728
3539 | 1303.2 | 835.592
3540 | 1303.2 | 834.295
3541 | 1303.011 | 833.326
3542 | 1302.91 | 832.128
3543 | 1302.813 | 831.138
3544 | 1302.803 | 830.531
3545 | 1302.6298 | 830.4
3546 | 1302.6059 | 830.097
3547 | 1302.5098 | 829.825
3548 | 1302.4 | 829.6
3549 | 1302.3903 | 829.6
3550 | 1302.102 | 828.8
3551 | 1302.0681 | 828.8
3552 | 1301.9392 | 828.526
3553 | 1301.865 | 828.216
3554 | 1301.6783 | 827.2
3555 | 1301.609 | 826.827
3556 | 1301.431 | 826.749
3557 | 1301.2096 | 826.584
3558 | 1301.174 | 826.4
3559 | 1301.099 | 825.326
3560 | 1300.99 | 825.135
3561 | 1300.8 | 824.882
3562 | 1300.4519 | 824.194
3563 | 1300.328 | 823.782
3564 | 1300.3109 | 823.559
3565 | 1300.307 | 823.295
3566 | 1300.2516 | 823.031
3567 | 1300 | 822.704
3568 | 1300 | 822.126
3569 | 1300 | 821.21
3570 | 1300 | 821.159
3571 | 1300 | 820.926
3572 | 1300 | 820.8
3573 | 1299.8671 | 820.559
3574 | 1299.5317 | 820.532
3575 | 1299.5317 | 820.187
3576 | 1299.4648 | 820
3577 | 1299.258 | 819.726
3578 | 1299.2 | 819.346
3579 | 1299.2 | 819.2
3580 | 1299.188 | 818.634
3581 | 1299.0474 | 818.4
3582 | 1299.0406 | 818.377
3583 | 1298.9278 | 818.218
3584 | 1298.7306 | 817.359
3585 | 1298.4857 | 817.25
3586 | 1298.407 | 816.873
3587 | 1298.4 | 816.441
3588 | 1298.3816 | 816.427
3589 | 1298.1928 | 816
3590 | 1298.188 | 815.698
3591 | 1298.1309 | 815.376
3592 | 1297.88 | 815.376
3593 | 1297.7951 | 815.281
3594 | 1297.339 | 815.2
3595 | 1296.981 | 814.716
3596 | 1296.8027 | 814.48
3597 | 1296.8011 | 814.045
3598 | 1296.8 | 813.626
3599 | 1296.7098 | 813.626
3600 | 1296.6671 | 813.601
3601 | 1296.4209 | 813.6
3602 | 1296.3319 | 813.201
3603 | 1296.2238 | 812.739
3604 | 1296.1408 | 812.702
3605 | 1296.0874 | 812
3606 | 1295.9329 | 809.956
3607 | 1295.9295 | 809.482
3608 | 1295.9036 | 808.8
3609 | 1295.781 | 808.687
3610 | 1295.7403 | 808.235
3611 | 1295.2535 | 808.125
3612 | 1295.2 | 808.043
3613 | 1295.2 | 808
3614 | 1295.1505 | 807.601
3615 | 1295.145 | 807.479
3616 | 1294.5152 | 806.865
3617 | 1294.4 | 806.702
3618 | 1294.4 | 806.284
3619 | 1294.4 | 806.13
3620 | 1294.4 | 805.472
3621 | 1294.379 | 804.8
3622 | 1294.3433 | 804.8
3623 | 1294.28 | 804.647
3624 | 1294.1465 | 804.331
3625 | 1293.998 | 804.136
3626 | 1293.6 | 804
3627 | 1293.522 | 803.2
3628 | 1293.3496 | 803.2
3629 | 1293.304 | 802.291
3630 | 1293.095 | 801.776
3631 | 1293.0716 | 800.503
3632 | 1292.9603 | 798.4
3633 | 1292.903 | 798.233
3634 | 1292.8316 | 797.74
3635 | 1292.8 | 797.6
3636 | 1292.8 | 797.6
3637 | 1292.8 | 797.6
3638 | 1292.068 | 797.504
3639 | 1292 | 797.419
3640 | 1292 | 796.8
3641 | 1292 | 796.671
3642 | 1292 | 796.592
3643 | 1292 | 796.566
3644 | 1291.5998 | 796.195
3645 | 1291.2 | 796.123
3646 | 1291.1281 | 796
3647 | 1290.5356 | 795.451
3648 | 1290.4943 | 795.294
3649 | 1290.4 | 794.926
3650 | 1290.4 | 794.393
3651 | 1290.4 | 794.182
3652 | 1290.4 | 793.304
3653 | 1290.4 | 792.399
3654 | 1290.1975 | 792
3655 | 1290.1975 | 790.662
3656 | 1290.0993 | 790.4
3657 | 1289.5668 | 790.122
3658 | 1289.506 | 789.993
3659 | 1289.4335 | 789.929
3660 | 1289.3666 | 789.415
3661 | 1289.3435 | 788.762
3662 | 1289.3338 | 788.753
3663 | 1289.2178 | 787.109
3664 | 1288.8 | 785.648
3665 | 1288.8 | 785.6
3666 | 1288.7009 | 785.535
3667 | 1288.464 | 785.146
3668 | 1288.2412 | 784.8
3669 | 1288.141 | 784.8
3670 | 1288.1255 | 784.8
3671 | 1288.096 | 784
3672 | 1288.0652 | 783.726
3673 | 1288 | 783.2
3674 | 1288 | 783.188
3675 | 1288 | 782.593
3676 | 1288 | 782.545
3677 | 1287.992 | 782.391
3678 | 1287.915 | 782.377
3679 | 1287.7714 | 782.201
3680 | 1287.5099 | 782.023
3681 | 1287.4348 | 781.366
3682 | 1287.314 | 781.136
3683 | 1287.2 | 780.473
3684 | 1287.2 | 780
3685 | 1287.2 | 779.881
3686 | 1287.2 | 779.651
3687 | 1287.2 | 779.2
3688 | 1286.7441 | 778.4
3689 | 1286.664 | 777.6
3690 | 1286.6096 | 777.281
3691 | 1286.45 | 777.164
3692 | 1286.4464 | 776.121
3693 | 1286.429 | 775.705
3694 | 1286.4 | 775.432
3695 | 1286.4 | 774.634
3696 | 1286.4 | 774.4
3697 | 1286.247 | 772.296
3698 | 1285.8327 | 772.086
3699 | 1285.8327 | 772.026
3700 | 1285.689 | 771.779
3701 | 1285.6 | 771.322
3702 | 1285.6 | 771.214
3703 | 1285.6 | 770.803
3704 | 1285.579 | 770.803
3705 | 1285.3627 | 770.526
3706 | 1285.355 | 770.505
3707 | 1285.1606 | 770.435
3708 | 1284.5469 | 770.212
3709 | 1284.4951 | 769.6
3710 | 1284.4902 | 769.338
3711 | 1284.095 | 769.338
3712 | 1284.0444 | 769.326
3713 | 1284 | 768.088
3714 | 1284 | 768.029
3715 | 1284 | 768
3716 | 1283.8 | 766.99
3717 | 1283.7869 | 766.926
3718 | 1283.7711 | 766.126
3719 | 1283.758 | 766.126
3720 | 1283.562 | 765.962
3721 | 1283.4824 | 765.6
3722 | 1283.48 | 765.483
3723 | 1283.2 | 765.024
3724 | 1283.2 | 764.49
3725 | 1283.014 | 764
3726 | 1282.839 | 762.515
3727 | 1282.753 | 762.381
3728 | 1282.735 | 761.508
3729 | 1282.7249 | 760.8
3730 | 1282.4 | 760.341
3731 | 1282.3573 | 760.319
3732 | 1282.1932 | 760
3733 | 1282.017 | 759.792
3734 | 1282.0114 | 759.214
3735 | 1281.661 | 759.2
3736 | 1281.6469 | 758.237
3737 | 1281.6 | 758.128
3738 | 1281.582 | 758.128
3739 | 1281.294 | 756.99
3740 | 1281.246 | 756.99
3741 | 1281.053 | 755.53
3742 | 1280.998 | 755.2
3743 | 1280.894 | 755.2
3744 | 1280.8 | 755.2
3745 | 1280.8 | 754.857
3746 | 1280.8 | 754.446
3747 | 1280.783 | 754.4
3748 | 1280.5994 | 754.4
3749 | 1280.4233 | 753.6
3750 | 1280.109 | 753.072
3751 | 1280.093 | 752.979
3752 | 1280 | 752.8
3753 | 1280 | 752.728
3754 | 1280 | 752.155
3755 | 1279.819 | 751.386
3756 | 1279.8048 | 751.2
3757 | 1279.245 | 751.045
3758 | 1279.1002 | 750.954
3759 | 1278.8742 | 750.738
3760 | 1278.5809 | 750.23
3761 | 1278.412 | 749.96
3762 | 1278.2681 | 749.163
3763 | 1278.239 | 748.526
3764 | 1278.237 | 748.366
3765 | 1278.067 | 747.733
3766 | 1278.022 | 745.888
3767 | 1278.001 | 745.6
3768 | 1277.6 | 745.043
3769 | 1277.6 | 744.473
3770 | 1277.5983 | 744.002
3771 | 1277.595 | 743.806
3772 | 1277.5 | 743.176
3773 | 1277.059 | 743.092
3774 | 1276.9675 | 742.759
3775 | 1276.8627 | 742.578
3776 | 1276.8 | 742.126
3777 | 1276.6757 | 741.772
3778 | 1276.497 | 741.6
3779 | 1276.219 | 741.6
3780 | 1276.1272 | 741.6
3781 | 1276 | 740.8
3782 | 1276 | 739.71
3783 | 1276 | 739.612
3784 | 1275.9643 | 739.318
3785 | 1275.894 | 739.103
3786 | 1275.7325 | 739.032
3787 | 1275.6932 | 738.4
3788 | 1275.614 | 738.091
3789 | 1275.5441 | 737.287
3790 | 1275.3917 | 736.96
3791 | 1275.2 | 736.63
3792 | 1275.0212 | 736
3793 | 1274.9556 | 735.2
3794 | 1274.8271 | 734.599
3795 | 1274.6729 | 734.4
3796 | 1274.6562 | 734.4
3797 | 1274.438 | 733.593
3798 | 1274.4 | 732.4
3799 | 1274.4 | 732
3800 | 1274.4 | 732
3801 | 1274.4 | 730.991
3802 | 1274.4 | 730.747
3803 | 1274.4 | 730.053
3804 | 1274.3118 | 729.003
3805 | 1274.3118 | 728.8
3806 | 1274.12 | 728.8
3807 | 1274.013 | 727.718
3808 | 1273.679 | 727.277
3809 | 1273.643 | 727.2
3810 | 1273.3611 | 726.715
3811 | 1273.3423 | 726.4
3812 | 1273.22 | 726.052
3813 | 1272.8 | 725.6
3814 | 1272.8 | 724.597
3815 | 1272.8 | 723.845
3816 | 1272.8 | 723.2
3817 | 1272.5121 | 721.984
3818 | 1272.4496 | 721.813
3819 | 1272 | 721.6
3820 | 1272 | 721.272
3821 | 1271.929 | 720.8
3822 | 1271.7255 | 718.388
3823 | 1271.683 | 717.6
3824 | 1271.2 | 717.485
3825 | 1271.2 | 716.419
3826 | 1270.9311 | 716.239
3827 | 1270.9077 | 715.831
3828 | 1270.866 | 715.661
3829 | 1270.8584 | 715.549
3830 | 1270.7349 | 714.957
3831 | 1270.68 | 714.651
3832 | 1270.5584 | 714.167
3833 | 1270.539 | 713.6
3834 | 1270.4 | 713.327
3835 | 1270.4 | 713.282
3836 | 1270.4 | 712.38
3837 | 1270.4 | 712.236
3838 | 1270.332 | 712.209
3839 | 1270.2939 | 712
3840 | 1270.2431 | 711.983
3841 | 1270.1677 | 711.415
3842 | 1270.075 | 711.317
3843 | 1269.6825 | 710.926
3844 | 1269.4808 | 710.564
3845 | 1269.4781 | 710.451
3846 | 1269.4429 | 708.8
3847 | 1269.1333 | 708.8
3848 | 1268.8 | 708.232
3849 | 1268.8 | 708.133
3850 | 1268.8 | 708
3851 | 1268.8 | 707.175
3852 | 1268.772 | 707.041
3853 | 1268.6028 | 706.928
3854 | 1268.3941 | 706.514
3855 | 1268.221 | 706.099
3856 | 1268.157 | 705.6
3857 | 1268.07 | 705.169
3858 | 1268 | 704.969
3859 | 1268 | 704.322
3860 | 1268 | 704.303
3861 | 1267.9631 | 704.279
3862 | 1267.9631 | 704
3863 | 1267.883 | 703.74
3864 | 1267.674 | 703.053
3865 | 1267.651 | 702.926
3866 | 1267.6269 | 700.8
3867 | 1267.43 | 700.8
3868 | 1267.3981 | 700.526
3869 | 1267.2 | 700.447
3870 | 1267.2 | 700
3871 | 1267.0966 | 699.512
3872 | 1267.0523 | 699.48
3873 | 1267.0523 | 698.62
3874 | 1266.8185 | 698.536
3875 | 1266.559 | 696.089
3876 | 1266.465 | 695.905
3877 | 1266.4219 | 695.724
3878 | 1266.4092 | 695.435
3879 | 1266.4092 | 695.076
3880 | 1266.4 | 694.722
3881 | 1266.4 | 694.65
3882 | 1266.4 | 694.4
3883 | 1266.4 | 693.833
3884 | 1266.3005 | 693.513
3885 | 1265.9984 | 692.702
3886 | 1265.787 | 692.526
3887 | 1265.6 | 691.482
3888 | 1265.6 | 690.429
3889 | 1265.597 | 690.336
3890 | 1265.5835 | 689.6
3891 | 1265.572 | 688.876
3892 | 1265.5332 | 688.537
3893 | 1265.4585 | 688.5
3894 | 1265.2017 | 687.726
3895 | 1265.0944 | 687.713
3896 | 1264.8 | 686.972
3897 | 1264.8 | 686.836
3898 | 1264.8 | 686.4
3899 | 1264.732 | 685.851
3900 | 1264.5447 | 685.598
3901 | 1264.538 | 685.511
3902 | 1264.4646 | 685.447
3903 | 1264 | 685.088
3904 | 1263.9143 | 684.863
3905 | 1263.8647 | 684.416
3906 | 1263.8647 | 684.188
3907 | 1263.8647 | 683.252
3908 | 1263.6571 | 682.665
3909 | 1263.475 | 682.312
3910 | 1263.2609 | 678.988
3911 | 1263.257 | 678.563
3912 | 1263.2 | 678.126
3913 | 1262.5245 | 677.6
3914 | 1262.5245 | 676.421
3915 | 1262.4 | 675.963
3916 | 1262.4 | 675.207
3917 | 1262.4 | 674.852
3918 | 1262.2861 | 674.819
3919 | 1262.195 | 674.4
3920 | 1262.1523 | 674.233
3921 | 1262.025 | 673.903
3922 | 1261.7184 | 673.094
3923 | 1261.705 | 672.715
3924 | 1261.6 | 671.862
3925 | 1261.322 | 671.438
3926 | 1261.111 | 670.701
3927 | 1260.9775 | 670.4
3928 | 1260.8348 | 670.28
3929 | 1260.6772 | 670.071
3930 | 1260.412 | 669.696
3931 | 1260.2759 | 669.6
3932 | 1260 | 668.588
3933 | 1260 | 668.415
3934 | 1260 | 667.2
3935 | 1259.8074 | 666.613
3936 | 1259.699 | 665.622
3937 | 1259.2103 | 664.438
3938 | 1259.2 | 664.11
3939 | 1259.1168 | 663.439
3940 | 1258.89 | 663.369
3941 | 1258.648 | 663.299
3942 | 1258.4261 | 661.786
3943 | 1258.4261 | 661.326
3944 | 1258.4 | 660.984
3945 | 1258.4 | 658.4
3946 | 1258.144 | 657.239
3947 | 1257.977 | 656.8
3948 | 1257.8224 | 656.8
3949 | 1257.696 | 655.097
3950 | 1257.6 | 654.706
3951 | 1257.6 | 654.4
3952 | 1257.5245 | 652.939
3953 | 1257.4896 | 652.8
3954 | 1257.452 | 652.534
3955 | 1257.345 | 652.334
3956 | 1257.086 | 651.2
3957 | 1257.086 | 648.686
3958 | 1257.0037 | 648.089
3959 | 1256.8 | 648
3960 | 1256.8 | 647.851
3961 | 1256.603 | 647.726
3962 | 1256.2682 | 647.2
3963 | 1256.2682 | 646.4
3964 | 1256.2682 | 645.706
3965 | 1256.2333 | 645.02
3966 | 1256.0216 | 645.015
3967 | 1256 | 644.8
3968 | 1256 | 644.559
3969 | 1255.783 | 644.027
3970 | 1255.664 | 642.029
3971 | 1255.5327 | 640.8
3972 | 1255.5094 | 640.733
3973 | 1255.3689 | 639.989
3974 | 1255.265 | 639.286
3975 | 1255.2 | 638.953
3976 | 1255.151 | 637.942
3977 | 1255.099 | 636
3978 | 1254.993 | 635.211
3979 | 1254.9727 | 635.2
3980 | 1254.9727 | 633.424
3981 | 1254.555 | 633.232
3982 | 1254.4 | 633.179
3983 | 1254.4 | 631.553
3984 | 1254.4 | 630.4
3985 | 1254.291 | 629.496
3986 | 1254.203 | 628.994
3987 | 1253.8934 | 627.746
3988 | 1253.3755 | 627.169
3989 | 1253.158 | 626.4
3990 | 1253.0838 | 626.365
3991 | 1252.9154 | 625.6
3992 | 1252.9006 | 625.552
3993 | 1252.8 | 624.443
3994 | 1252.8 | 624.291
3995 | 1252.8 | 623.951
3996 | 1252.8 | 622.81
3997 | 1252.5906 | 622.4
3998 | 1252.525 | 622.306
3999 | 1252.2468 | 621.13
4000 | 1251.764 | 619.643
4001 | 1251.649 | 619.411
4002 | 1251.5192 | 619.264
4003 | 1251.5192 | 617.676
4004 | 1251.5192 | 617.6
4005 | 1251.361 | 616
4006 | 1251.306 | 615.903
4007 | 1251.2 | 615.826
4008 | 1251.1195 | 615.793
4009 | 1251.1145 | 615.726
4010 | 1251.0074 | 615.081
4011 | 1250.9173 | 614.829
4012 | 1250.7879 | 613.325
4013 | 1250.4936 | 613.128
4014 | 1250.4619 | 612.193
4015 | 1250.4 | 612
4016 | 1250.4 | 611.2
4017 | 1250.4 | 611.143
4018 | 1250.3824 | 610.816
4019 | 1250.2042 | 610.223
4020 | 1250.1114 | 609.412
4021 | 1249.9334 | 609.306
4022 | 1249.8858 | 609.183
4023 | 1249.6 | 607.802
4024 | 1249.3245 | 607.642
4025 | 1249.2235 | 606.453
4026 | 1249.168 | 606.4
4027 | 1248.913 | 606.012
4028 | 1248.913 | 605.303
4029 | 1248.8063 | 604.146
4030 | 1248.8 | 603.757
4031 | 1248.8 | 602.678
4032 | 1248.8 | 602.4
4033 | 1248.8 | 602.276
4034 | 1248.8 | 600.571
4035 | 1248.8 | 600.342
4036 | 1248.417 | 600.122
4037 | 1248.3052 | 600.092
4038 | 1248.0084 | 599.785
4039 | 1248 | 599.2
4040 | 1248 | 596.613
4041 | 1247.998 | 596.379
4042 | 1247.462 | 595.286
4043 | 1247.32 | 594.4
4044 | 1247.2 | 593.745
4045 | 1247.1906 | 592.8
4046 | 1247.034 | 592.482
4047 | 1247.0319 | 591.726
4048 | 1246.9858 | 591.269
4049 | 1246.7915 | 591.2
4050 | 1246.7064 | 587.268
4051 | 1246.7064 | 586.027
4052 | 1246.6844 | 585.151
4053 | 1246.649 | 584.861
4054 | 1246.4 | 584.8
4055 | 1246.4 | 584.526
4056 | 1246.4 | 584
4057 | 1246.387 | 583.544
4058 | 1246.3728 | 583.37
4059 | 1246.3699 | 583.2
4060 | 1245.954 | 582.748
4061 | 1245.736 | 580.858
4062 | 1245.6 | 580.8
4063 | 1245.6 | 579.2
4064 | 1245.0055 | 578.987
4065 | 1244.8 | 578.885
4066 | 1244.8 | 578.227
4067 | 1244.8 | 577.794
4068 | 1244.4999 | 576.8
4069 | 1244.499 | 576.698
4070 | 1244.374 | 576.515
4071 | 1244.187 | 575.2
4072 | 1244 | 574.556
4073 | 1243.9425 | 573.6
4074 | 1243.9425 | 573.408
4075 | 1243.9425 | 572.328
4076 | 1243.8855 | 571.913
4077 | 1243.5472 | 571.112
4078 | 1243.412 | 570.857
4079 | 1243.3736 | 570.377
4080 | 1243.2 | 570.144
4081 | 1243.2 | 567.78
4082 | 1243.0288 | 566.806
4083 | 1242.7375 | 566.422
4084 | 1242.4 | 562.79
4085 | 1242.3884 | 562.28
4086 | 1242.3487 | 560
4087 | 1241.914 | 558.4
4088 | 1241.663 | 558.237
4089 | 1241.662 | 557.618
4090 | 1241.6 | 557.213
4091 | 1241.5596 | 556.413
4092 | 1241.5501 | 556.147
4093 | 1241.5078 | 556.1
4094 | 1241.291 | 556
4095 | 1241.187 | 555.654
4096 | 1241.158 | 555.056
4097 | 1240.9649 | 554.76
4098 | 1240.8 | 553.845
4099 | 1240.7703 | 551.449
4100 | 1240.7703 | 551.033
4101 | 1240.471 | 550.354
4102 | 1240.205 | 550.203
4103 | 1240.0867 | 549.322
4104 | 1240.0192 | 548
4105 | 1240 | 546.888
4106 | 1240 | 546.585
4107 | 1240 | 546.31
4108 | 1239.89 | 545.871
4109 | 1239.8562 | 545.007
4110 | 1239.8362 | 543.134
4111 | 1239.767 | 542.4
4112 | 1239.5337 | 541.644
4113 | 1239.472 | 541.553
4114 | 1239.3475 | 541.436
4115 | 1239.2694 | 541.114
4116 | 1239.2 | 540.687
4117 | 1239.2 | 539.223
4118 | 1239.2 | 539.15
4119 | 1239.2 | 537.082
4120 | 1239.039 | 536.8
4121 | 1239.0123 | 534.4
4122 | 1238.9154 | 534.126
4123 | 1238.8415 | 533.277
4124 | 1238.812 | 532.398
4125 | 1238.6166 | 532.276
4126 | 1238.6157 | 531.434
4127 | 1238.61 | 530.882
4128 | 1238.5577 | 527.641
4129 | 1238.4395 | 526.736
4130 | 1238.4 | 526.4
4131 | 1238.4 | 525.326
4132 | 1238.1945 | 524.809
4133 | 1238.191 | 524.352
4134 | 1238.1 | 524.113
4135 | 1238.0554 | 523.455
4136 | 1237.7156 | 522.926
4137 | 1237.7056 | 520.36
4138 | 1237.7056 | 520.304
4139 | 1237.7056 | 520.148
4140 | 1237.6625 | 520
4141 | 1237.5674 | 519.726
4142 | 1237.532 | 519.708
4143 | 1237.1447 | 518.62
4144 | 1237.1447 | 517.681
4145 | 1237.0149 | 517.422
4146 | 1237.0149 | 516.882
4147 | 1236.892 | 516.868
4148 | 1236.8333 | 516.665
4149 | 1236.827 | 516.32
4150 | 1236.8 | 515.675
4151 | 1236.8 | 515.215
4152 | 1236.8 | 515.09
4153 | 1236.5588 | 513.6
4154 | 1236.4091 | 512.779
4155 | 1236.3242 | 512.611
4156 | 1236.1086 | 510.864
4157 | 1236.1086 | 508.79
4158 | 1235.9792 | 508.36
4159 | 1235.738 | 505.623
4160 | 1235.6617 | 505.6
4161 | 1235.312 | 505.6
4162 | 1235.2 | 504
4163 | 1234.863 | 504
4164 | 1234.4 | 503.2
4165 | 1234.4 | 502.566
4166 | 1234.242 | 502.04
4167 | 1234.1608 | 502.04
4168 | 1234.0498 | 501.814
4169 | 1234.046 | 501.6
4170 | 1233.7922 | 501.543
4171 | 1233.7778 | 499.726
4172 | 1233.7118 | 499.077
4173 | 1233.607 | 498.4
4174 | 1233.6 | 498.4
4175 | 1233.6 | 498.4
4176 | 1233.4671 | 497.178
4177 | 1233.4671 | 496.493
4178 | 1233.429 | 496.461
4179 | 1233.2875 | 496.461
4180 | 1233.2875 | 496.461
4181 | 1233.0561 | 495.834
4182 | 1232.8708 | 495.827
4183 | 1232.8 | 495.716
4184 | 1232.8 | 495.605
4185 | 1232.8 | 494.406
4186 | 1232.7184 | 494.4
4187 | 1232.4093 | 493.104
4188 | 1232.224 | 490.174
4189 | 1232.1801 | 490.05
4190 | 1232.152 | 489.95
4191 | 1232.0808 | 489.214
4192 | 1232 | 489.171
4193 | 1232 | 488.288
4194 | 1231.998 | 487.2
4195 | 1231.9892 | 487.2
4196 | 1231.626 | 486.272
4197 | 1231.447 | 486.253
4198 | 1231.431 | 486.238
4199 | 1231.2495 | 485.6
4200 | 1231.0896 | 485.6
4201 | 1231.0111 | 485.537
4202 | 1230.7987 | 485.463
4203 | 1230.7987 | 485.305
4204 | 1230.7481 | 484.8
4205 | 1230.6701 | 484.444
4206 | 1230.58 | 484.086
4207 | 1230.4932 | 483.711
4208 | 1230.4 | 482.52
4209 | 1230.4 | 482.4
4210 | 1230.108 | 481.965
4211 | 1230.108 | 481.532
4212 | 1230.0597 | 481.323
4213 | 1229.933 | 480.8
4214 | 1229.6 | 480.646
4215 | 1229.5985 | 480.491
4216 | 1229.4174 | 479.987
4217 | 1229.373 | 478.93
4218 | 1229.2948 | 477.871
4219 | 1229.1162 | 477.6
4220 | 1228.928 | 477.007
4221 | 1228.803 | 476.692
4222 | 1228.8 | 476.371
4223 | 1228.6313 | 475.742
4224 | 1228.3805 | 473.318
4225 | 1228.3805 | 472
4226 | 1228.3184 | 469.074
4227 | 1228.2872 | 469.065
4228 | 1228.1419 | 469.001
4229 | 1228.0848 | 467.2
4230 | 1228.071 | 467.027
4231 | 1228.0489 | 465.678
4232 | 1228 | 465.6
4233 | 1228 | 465.383
4234 | 1227.897 | 459.221
4235 | 1227.421 | 458.4
4236 | 1227.347 | 458.336
4237 | 1227.3453 | 457.786
4238 | 1227.291 | 456.526
4239 | 1227.2 | 454.536
4240 | 1226.996 | 454.455
4241 | 1226.957 | 454.4
4242 | 1226.9442 | 454.314
4243 | 1226.8474 | 452.329
4244 | 1226.7781 | 452.288
4245 | 1226.4 | 451.258
4246 | 1226.4 | 450.967
4247 | 1226.4 | 450.933
4248 | 1226.4 | 450.4
4249 | 1226.4 | 449.896
4250 | 1226.4 | 449.185
4251 | 1226.0084 | 448.683
4252 | 1225.8163 | 448.648
4253 | 1225.774 | 447.479
4254 | 1225.6264 | 446.693
4255 | 1225.6 | 444.991
4256 | 1225.6 | 444.797
4257 | 1225.6 | 444.738
4258 | 1225.6 | 444.646
4259 | 1225.411 | 443.842
4260 | 1225.3763 | 440.81
4261 | 1225.2732 | 439.658
4262 | 1225.2315 | 439.626
4263 | 1224.946 | 436.44
4264 | 1224.9167 | 435.08
4265 | 1224.801 | 434.774
4266 | 1224.8 | 431.2
4267 | 1224.544 | 430.071
4268 | 1224.436 | 426.099
4269 | 1224.246 | 426.089
4270 | 1223.9724 | 425.08
4271 | 1223.3853 | 421.6
4272 | 1223.2 | 421.424
4273 | 1223.2 | 421.379
4274 | 1223.2 | 421.208
4275 | 1222.75 | 420.078
4276 | 1222.7384 | 419.96
4277 | 1222.683 | 417
4278 | 1222.5996 | 416.8
4279 | 1222.5105 | 413.923
4280 | 1222.4 | 412.813
4281 | 1222.4 | 412.277
4282 | 1222.4 | 412.094
4283 | 1222.4 | 411.982
4284 | 1222.4 | 411.766
4285 | 1222.398 | 410.4
4286 | 1222.285 | 409.153
4287 | 1222.1238 | 408.804
4288 | 1221.935 | 407.546
4289 | 1221.8379 | 406.912
4290 | 1221.6987 | 406.461
4291 | 1221.6297 | 405.585
4292 | 1221.6 | 404.337
4293 | 1221.3717 | 403.19
4294 | 1221.1291 | 402.365
4295 | 1220.8328 | 402.077
4296 | 1220.8 | 401.808
4297 | 1220.8 | 401.128
4298 | 1220.5699 | 400.548
4299 | 1220.12 | 400.216
4300 | 1220.0359 | 399.101
4301 | 1220 | 397.664
4302 | 1220 | 397.6
4303 | 1220 | 397.279
4304 | 1220 | 395.57
4305 | 1219.8369 | 394.4
4306 | 1219.569 | 392.558
4307 | 1219.223 | 391.726
4308 | 1219.2 | 390.923
4309 | 1219.2 | 390.4
4310 | 1219.0571 | 390.105
4311 | 1218.7567 | 388.469
4312 | 1218.646 | 387.475
4313 | 1218.5665 | 387.2
4314 | 1218.473 | 387.106
4315 | 1218.4 | 386.834
4316 | 1218.2391 | 386.4
4317 | 1218.137 | 385.694
4318 | 1218.0211 | 385.612
4319 | 1217.803 | 385.278
4320 | 1217.7058 | 384
4321 | 1217.6 | 382.4
4322 | 1217.6 | 382.4
4323 | 1217.6 | 381.6
4324 | 1217.598 | 380.8
4325 | 1217.422 | 380.526
4326 | 1217.408 | 380
4327 | 1217.2856 | 378.4
4328 | 1217.2856 | 378.4
4329 | 1217.1598 | 377.569
4330 | 1217.119 | 376.928
4331 | 1216.9309 | 376.8
4332 | 1216.8483 | 376.788
4333 | 1216.8397 | 375.955
4334 | 1216.8 | 375.384
4335 | 1216.6852 | 374.885
4336 | 1216.588 | 373.136
4337 | 1216.436 | 372
4338 | 1216.2944 | 371.376
4339 | 1216.2944 | 370.581
4340 | 1216 | 369.659
4341 | 1216 | 369.6
4342 | 1216 | 368.8
4343 | 1216 | 368.25
4344 | 1215.9093 | 368.162
4345 | 1215.698 | 367.365
4346 | 1215.644 | 367.2
4347 | 1215.6037 | 366.322
4348 | 1215.6037 | 366.256
4349 | 1215.461 | 366.078
4350 | 1215.2952 | 365.57
4351 | 1215.2 | 364.1
4352 | 1215.149 | 362.525
4353 | 1215.1313 | 362.346
4354 | 1215.0892 | 361.6
4355 | 1215.0791 | 360.8
4356 | 1214.924 | 359.994
4357 | 1214.887 | 359.032
4358 | 1214.49 | 358.632
4359 | 1214.4 | 357.6
4360 | 1214.4 | 355.227
4361 | 1214.4 | 354.4
4362 | 1214.3544 | 353.622
4363 | 1214.3435 | 352.787
4364 | 1214.229 | 352
4365 | 1214.189 | 351.339
4366 | 1214.131 | 349.138
4367 | 1213.9294 | 348.8
4368 | 1213.91 | 348.386
4369 | 1213.663 | 346.948
4370 | 1213.608 | 345.417
4371 | 1213.6 | 345.271
4372 | 1213.6 | 345.004
4373 | 1212.985 | 344.468
4374 | 1212.909 | 344.184
4375 | 1212.8409 | 343.368
4376 | 1212.8063 | 342.956
4377 | 1212.806 | 342.926
4378 | 1212.8 | 342.4
4379 | 1212.8 | 341.853
4380 | 1212.52 | 341.068
4381 | 1212.443 | 339.953
4382 | 1212.067 | 338.774
4383 | 1212 | 338.655
4384 | 1212 | 335.588
4385 | 1212 | 334.914
4386 | 1212 | 332.796
4387 | 1211.7488 | 332.039
4388 | 1211.742 | 330.837
4389 | 1211.6653 | 330.634
4390 | 1211.4596 | 328.105
4391 | 1211.392 | 326.835
4392 | 1211.3632 | 325.6
4393 | 1211.2 | 325.108
4394 | 1211.2 | 324.8
4395 | 1211.2 | 324.334
4396 | 1211.2 | 324.216
4397 | 1211.064 | 323.043
4398 | 1210.9693 | 318.4
4399 | 1210.7689 | 318.193
4400 | 1210.6659 | 317.042
4401 | 1210.4 | 316
4402 | 1210.4 | 314.676
4403 | 1209.862 | 313.638
4404 | 1209.6927 | 313.6
4405 | 1209.6763 | 311.256
4406 | 1209.6 | 310.913
4407 | 1209.5909 | 310.272
4408 | 1209.1949 | 309.221
4409 | 1209.14 | 308.8
4410 | 1209.033 | 308.104
4411 | 1208.997 | 307.599
4412 | 1208.9158 | 306.772
4413 | 1208.8 | 306.265
4414 | 1208.7526 | 305.868
4415 | 1208.6635 | 305.829
4416 | 1208.6278 | 305.6
4417 | 1208.3058 | 304.539
4418 | 1208.0826 | 304.411
4419 | 1208 | 304.391
4420 | 1207.7239 | 303.971
4421 | 1207.4389 | 303.507
4422 | 1207.3155 | 303.415
4423 | 1207.2 | 303.415
4424 | 1207.2 | 303.354
4425 | 1207.2 | 301.798
4426 | 1207.2 | 300.494
4427 | 1207.142 | 300.069
4428 | 1207.035 | 299.968
4429 | 1206.9883 | 299.2
4430 | 1206.845 | 298.715
4431 | 1206.68 | 297.201
4432 | 1206.6721 | 296.8
4433 | 1206.6248 | 296.8
4434 | 1206.4888 | 296.648
4435 | 1206.4888 | 296
4436 | 1206.4 | 294.598
4437 | 1206.4 | 293.6
4438 | 1206.4 | 292.8
4439 | 1206.253 | 291.2
4440 | 1206.2528 | 289.913
4441 | 1206.214 | 288.679
4442 | 1205.8909 | 288.526
4443 | 1205.6919 | 287.2
4444 | 1205.541 | 286.934
4445 | 1205.407 | 285.854
4446 | 1205.397 | 285.6
4447 | 1204.9136 | 285.136
4448 | 1204.8 | 284.8
4449 | 1204.8 | 284.359
4450 | 1204.8 | 284.004
4451 | 1204.7818 | 283.692
4452 | 1204.6634 | 283.664
4453 | 1204.4444 | 283.113
4454 | 1204 | 282.634
4455 | 1204 | 282.151
4456 | 1204 | 281.691
4457 | 1204 | 280.8
4458 | 1203.916 | 279.708
4459 | 1203.862 | 279.534
4460 | 1203.8265 | 279.42
4461 | 1203.6531 | 278.921
4462 | 1203.4772 | 277.343
4463 | 1203.4772 | 277.144
4464 | 1203.2 | 276
4465 | 1203.2 | 273.571
4466 | 1203.199 | 273.294
4467 | 1203.114 | 272.738
4468 | 1203.09 | 272
4469 | 1203.0278 | 270.171
4470 | 1202.7821 | 269.358
4471 | 1202.5043 | 269.321
4472 | 1202.4 | 268.365
4473 | 1202.4 | 267.76
4474 | 1202.3589 | 267.354
4475 | 1202.344 | 266.4
4476 | 1201.79 | 265.863
4477 | 1201.79 | 264
4478 | 1201.671 | 262.081
4479 | 1201.6 | 261.6
4480 | 1201.6 | 261.385
4481 | 1201.4218 | 260.591
4482 | 1201.1464 | 260.582
4483 | 1201.14 | 260.259
4484 | 1201.115 | 260.204
4485 | 1201.095 | 260.002
4486 | 1200.8854 | 259.731
4487 | 1200.8 | 259.501
4488 | 1200.8 | 259.393
4489 | 1200.8 | 259.2
4490 | 1200.8 | 258.72
4491 | 1200.7723 | 258.319
4492 | 1200.7083 | 257.421
4493 | 1200.592 | 256.165
4494 | 1200.589 | 255.553
4495 | 1200.4086 | 255.342
4496 | 1200.3686 | 255.266
4497 | 1200.2556 | 255.2
4498 | 1200.195 | 252.706
4499 | 1200.115 | 251.848
4500 | 1200.1137 | 251.409
4501 | 1200 | 251.235
4502 | 1199.6331 | 249.913
4503 | 1199.5926 | 248.865
4504 | 1199.3168 | 248.78
4505 | 1199.3168 | 248.131
4506 | 1199.225 | 247.843
4507 | 1199.2 | 246.574
4508 | 1199.2 | 244.94
4509 | 1199.2 | 244.016
4510 | 1199.0566 | 243.713
4511 | 1198.9713 | 243.437
4512 | 1198.8976 | 243.2
4513 | 1198.8156 | 242.575
4514 | 1198.4 | 242.4
4515 | 1198.4 | 240.263
4516 | 1198.38 | 238.4
4517 | 1198.3366 | 237.6
4518 | 1198.1621 | 237.236
4519 | 1198.1208 | 237.104
4520 | 1198.058 | 236.993
4521 | 1198.0387 | 236.189
4522 | 1198.0387 | 236
4523 | 1197.79 | 235.412
4524 | 1197.303 | 234.833
4525 | 1197.2617 | 234.4
4526 | 1196.9072 | 234.4
4527 | 1196.8 | 233.488
4528 | 1196.8 | 233.263
4529 | 1196.4829 | 233.169
4530 | 1196.4679 | 232.789
4531 | 1196.422 | 232.264
4532 | 1196.191 | 231.314
4533 | 1196.1437 | 231.244
4534 | 1196.1292 | 231.2
4535 | 1196 | 230.751
4536 | 1196 | 230.4
4537 | 1196 | 230.311
4538 | 1195.968 | 229.197
4539 | 1195.6673 | 228.822
4540 | 1195.5738 | 228.8
4541 | 1195.5738 | 228.272
4542 | 1195.4363 | 227.851
4543 | 1195.22 | 227.643
4544 | 1195.2 | 227.2
4545 | 1195.2 | 226.515
4546 | 1195.2 | 226.4
4547 | 1194.744 | 225.77
4548 | 1194.5136 | 225.218
4549 | 1194.461 | 224.535
4550 | 1194.4 | 224.236
4551 | 1194.4 | 223.782
4552 | 1194.4 | 223.758
4553 | 1193.8661 | 223.218
4554 | 1193.7386 | 223.2
4555 | 1193.708 | 223.2
4556 | 1193.6 | 223.074
4557 | 1193.6 | 222.332
4558 | 1193.2138 | 222.204
4559 | 1193.172 | 221.632
4560 | 1193.029 | 221.6
4561 | 1192.8111 | 221.36
4562 | 1192.7735 | 221.248
4563 | 1192.6799 | 221.112
4564 | 1192.4164 | 220.749
4565 | 1192.407 | 220
4566 | 1192.262 | 219.94
4567 | 1192 | 219.874
4568 | 1192 | 218.4
4569 | 1192 | 218.225
4570 | 1192 | 217.292
4571 | 1191.895 | 216.305
4572 | 1191.8232 | 215.212
4573 | 1191.5872 | 214.631
4574 | 1191.5782 | 213.658
4575 | 1191.2752 | 212.511
4576 | 1191.2 | 212.348
4577 | 1191.2 | 211.968
4578 | 1191.158 | 211.601
4579 | 1191.082 | 211.141
4580 | 1190.5629 | 210.622
4581 | 1190.56 | 210.573
4582 | 1190.482 | 210.4
4583 | 1190.4 | 210.07
4584 | 1190.4 | 209.702
4585 | 1190.0714 | 208.632
4586 | 1189.8149 | 208.341
4587 | 1189.7541 | 207.672
4588 | 1189.61 | 207.2
4589 | 1189.6 | 207.2
4590 | 1189.6 | 206.259
4591 | 1189.6 | 205.13
4592 | 1189.6 | 204.994
4593 | 1189.6 | 204
4594 | 1189.3358 | 204
4595 | 1189.1388 | 203.846
4596 | 1188.8 | 203.206
4597 | 1188.8 | 203.2
4598 | 1188.667 | 201.024
4599 | 1188.5309 | 200.062
4600 | 1188.3885 | 200
4601 | 1188.218 | 199.55
4602 | 1188 | 199.2
4603 | 1187.9385 | 198.119
4604 | 1187.8648 | 197.342
4605 | 1187.8648 | 197.097
4606 | 1187.464 | 195.713
4607 | 1187.2856 | 195.2
4608 | 1187.2 | 192.8
4609 | 1187.1293 | 192
4610 | 1187.0499 | 191.54
4611 | 1186.9605 | 191.372
4612 | 1186.715 | 191.2
4613 | 1186.5863 | 188.557
4614 | 1186.4 | 187.953
4615 | 1186.3938 | 187.2
4616 | 1186.13 | 187.2
4617 | 1186.075 | 186.465
4618 | 1185.9043 | 186.389
4619 | 1185.808 | 185.863
4620 | 1185.7689 | 185.688
4621 | 1185.424 | 183.91
4622 | 1185.2801 | 183.102
4623 | 1185.2757 | 181.65
4624 | 1185.2136 | 181.016
4625 | 1185.147 | 180.819
4626 | 1185.0608 | 180.557
4627 | 1184.9728 | 180
4628 | 1184.9728 | 179.545
4629 | 1184.9728 | 178.903
4630 | 1184.8307 | 178.887
4631 | 1184.8307 | 178.516
4632 | 1184.8307 | 178.056
4633 | 1184.8 | 175.616
4634 | 1184.8 | 173.6
4635 | 1184.4607 | 172.671
4636 | 1184.2177 | 172.196
4637 | 1184.1872 | 172
4638 | 1184.1872 | 171.98
4639 | 1184 | 171.2
4640 | 1184 | 169.797
4641 | 1183.914 | 169.545
4642 | 1183.594 | 167.982
4643 | 1183.4517 | 166.841
4644 | 1183.22 | 166.143
4645 | 1183.2 | 162.478
4646 | 1183.2 | 160.8
4647 | 1183.2 | 160.07
4648 | 1182.9589 | 159.726
4649 | 1182.912 | 158.646
4650 | 1182.818 | 158.126
4651 | 1182.7428 | 157.401
4652 | 1182.657 | 156.165
4653 | 1182.509 | 156.115
4654 | 1182.4 | 155.404
4655 | 1182.4 | 154.859
4656 | 1182.4 | 154.378
4657 | 1182.4 | 152.297
4658 | 1182.365 | 152.244
4659 | 1182.361 | 152.116
4660 | 1181.9806 | 151.735
4661 | 1181.9806 | 151.556
4662 | 1181.7602 | 150.232
4663 | 1181.647 | 149.856
4664 | 1181.6 | 148.8
4665 | 1181.242 | 148.8
4666 | 1181.19 | 148.747
4667 | 1181.115 | 148.626
4668 | 1181.0885 | 145.604
4669 | 1180.946 | 144.913
4670 | 1180.8 | 144.511
4671 | 1180.8 | 144.204
4672 | 1180.8 | 142.4
4673 | 1180.8 | 141.485
4674 | 1180.5096 | 141.072
4675 | 1180.5096 | 141.021
4676 | 1180.3883 | 140.959
4677 | 1180.2871 | 139.849
4678 | 1180 | 139.1
4679 | 1179.9083 | 139.091
4680 | 1179.7741 | 139.08
4681 | 1179.725 | 138.736
4682 | 1179.3922 | 138.4
4683 | 1179.3631 | 138.379
4684 | 1179.3466 | 138.295
4685 | 1179.255 | 137.943
4686 | 1179.2 | 137.504
4687 | 1179.2 | 136.8
4688 | 1179.2 | 136.447
4689 | 1179.0386 | 135.76
4690 | 1178.9974 | 135.727
4691 | 1178.5865 | 135.2
4692 | 1178.5 | 133.794
4693 | 1178.4929 | 132.882
4694 | 1178.4 | 132.8
4695 | 1178.4 | 131.303
4696 | 1178.36 | 130.926
4697 | 1178.3067 | 130.72
4698 | 1178.106 | 129.686
4699 | 1178.0217 | 129.079
4700 | 1177.8008 | 127.685
4701 | 1177.8001 | 127.2
4702 | 1177.6161 | 126.4
4703 | 1177.5675 | 126.126
4704 | 1177.554 | 125.705
4705 | 1177.4916 | 125.132
4706 | 1177.0613 | 124.8
4707 | 1176.84 | 124.647
4708 | 1176.832 | 124.396
4709 | 1176.8108 | 124
4710 | 1176.8 | 123.533
4711 | 1176.8 | 123.467
4712 | 1176.8 | 123.2
4713 | 1176.8 | 123.167
4714 | 1176.7039 | 123.067
4715 | 1176.207 | 122.756
4716 | 1176.0394 | 121.6
4717 | 1176 | 121.202
4718 | 1175.793 | 120.885
4719 | 1175.544 | 120.572
4720 | 1175.372 | 120.425
4721 | 1175.229 | 120
4722 | 1175.2 | 119.403
4723 | 1175.2 | 119.362
4724 | 1175.0536 | 119.186
4725 | 1175.0134 | 118.4
4726 | 1174.9733 | 118.4
4727 | 1174.7929 | 117.6
4728 | 1174.6209 | 116.95
4729 | 1174.6132 | 116.8
4730 | 1174.6132 | 116.541
4731 | 1174.5986 | 116.526
4732 | 1174.1449 | 116.132
4733 | 1173.9536 | 116
4734 | 1173.817 | 115.2
4735 | 1173.8164 | 114.987
4736 | 1173.7765 | 114.987
4737 | 1173.6 | 114.4
4738 | 1173.32 | 114.4
4739 | 1173.122 | 113.678
4740 | 1172.832 | 113.6
4741 | 1172.8 | 112.861
4742 | 1172.8 | 112.861
4743 | 1172.3997 | 112.656
4744 | 1172.2624 | 112.45
4745 | 1172.039 | 111.879
4746 | 1172 | 111.726
4747 | 1172 | 111.429
4748 | 1171.973 | 111.2
4749 | 1171.9502 | 111.1
4750 | 1171.847 | 110.4
4751 | 1171.6916 | 110.4
4752 | 1171.349 | 110.4
4753 | 1171.326 | 110.4
4754 | 1171.2 | 110.4
4755 | 1171.09 | 109.6
4756 | 1171.084 | 109.6
4757 | 1170.7092 | 109.472
4758 | 1170.6288 | 109.068
4759 | 1170.5985 | 108.964
4760 | 1170.4 | 108.954
4761 | 1170.3146 | 108.8
4762 | 1170.2123 | 108.8
4763 | 1170.2102 | 108.377
4764 | 1169.848 | 108.121
4765 | 1169.6 | 108
4766 | 1169.6 | 108
4767 | 1169.6 | 107.416
4768 | 1169.6 | 107.217
4769 | 1169.1854 | 107.217
4770 | 1169.049 | 107.217
4771 | 1168.8 | 107.207
4772 | 1168.8 | 107.2
4773 | 1168.8 | 107.2
4774 | 1168.6743 | 107.2
4775 | 1168.515 | 107.136
4776 | 1168.446 | 106.4
4777 | 1168.1969 | 106.4
4778 | 1168.124 | 106.365
4779 | 1168.045 | 105.986
4780 | 1168 | 105.962
4781 | 1168 | 105.6
4782 | 1168 | 105.6
4783 | 1167.9465 | 105.5
4784 | 1167.854 | 105.21
4785 | 1167.775 | 105.189
4786 | 1167.7466 | 105.189
4787 | 1167.432 | 105.179
4788 | 1167.329 | 104.887
4789 | 1167.2 | 104.887
4790 | 1167.2 | 104.8
4791 | 1167.2 | 104.8
4792 | 1167.2 | 104.8
4793 | 1166.9312 | 104.11
4794 | 1166.901 | 104
4795 | 1166.426 | 104
4796 | 1166.42 | 103.946
4797 | 1166.4 | 103.864
4798 | 1166.299 | 103.333
4799 | 1166.2254 | 103.2
4800 | 1166.196 | 103.2
4801 | 1165.9822 | 103.2
4802 | 1165.8744 | 102.4
4803 | 1165.8744 | 102.229
4804 | 1165.6 | 101.911
4805 | 1165.6 | 101.779
4806 | 1165.6 | 101.779
4807 | 1165.6 | 101.6
4808 | 1165.4076 | 101.6
4809 | 1165.374 | 101.6
4810 | 1165.2976 | 101.6
4811 | 1165.2105 | 101.6
4812 | 1165.1837 | 101.6
4813 | 1165.131 | 101.205
4814 | 1165.0637 | 101.196
4815 | 1165.0506 | 101.002
4816 | 1164.8 | 100.855
4817 | 1164.8 | 100.8
4818 | 1164.6709 | 100.766
4819 | 1164.5561 | 100.766
4820 | 1164.4744 | 100.723
4821 | 1164.458 | 100.593
4822 | 1164.3879 | 100.593
4823 | 1164.3282 | 100.593
4824 | 1164.3282 | 100.225
4825 | 1164.3282 | 100
4826 | 1163.9011 | 100
4827 | 1163.639 | 100
4828 | 1163.5669 | 100
4829 | 1163.2 | 99.775
4830 | 1163.2 | 99.448
4831 | 1163.1117 | 99.2
4832 | 1162.8571 | 99.2
4833 | 1162.8571 | 99.2
4834 | 1162.7946 | 99.2
4835 | 1162.7327 | 99.149
4836 | 1162.6599 | 98.957
4837 | 1162.556 | 98.957
4838 | 1162.5522 | 98.804
4839 | 1162.4 | 98.694
4840 | 1162.4 | 98.671
4841 | 1162.384 | 98.671
4842 | 1162.3773 | 98.56
4843 | 1162.2995 | 98.4
4844 | 1162.2995 | 98.4
4845 | 1162.25 | 98.4
4846 | 1162.174 | 98.4
4847 | 1162.1216 | 98.4
4848 | 1162.094 | 98.4
4849 | 1161.964 | 98.243
4850 | 1161.734 | 97.6
4851 | 1161.6 | 97.322
4852 | 1161.3384 | 97.117
4853 | 1161.248 | 96.8
4854 | 1161.104 | 96.8
4855 | 1161.093 | 96.8
4856 | 1161.083 | 96.8
4857 | 1161.0661 | 96.8
4858 | 1161.038 | 96.767
4859 | 1160.8 | 96.599
4860 | 1160.599 | 96.504
4861 | 1160.5057 | 96.34
4862 | 1160.349 | 96
4863 | 1160.2693 | 96
4864 | 1159.956 | 95.627
4865 | 1159.838 | 95.618
4866 | 1159.81 | 95.2
4867 | 1159.54 | 95.2
4868 | 1159.2 | 95.2
4869 | 1159.2 | 95.2
4870 | 1158.633 | 94.882
4871 | 1158.511 | 94.868
4872 | 1158.444 | 94.83
4873 | 1158.4 | 94.83
4874 | 1158.4 | 94.4
4875 | 1158.39 | 94.4
4876 | 1158.2769 | 94.4
4877 | 1158.2769 | 94.4
4878 | 1157.6379 | 94.4
4879 | 1157.6 | 94.105
4880 | 1157.2293 | 94.033
4881 | 1157.201 | 94.033
4882 | 1157.0817 | 94.033
4883 | 1156.956 | 94.01
4884 | 1156.8955 | 93.664
4885 | 1156.8955 | 93.6
4886 | 1156.838 | 93.6
4887 | 1156.8 | 93.6
4888 | 1156.517 | 93.6
4889 | 1156.3257 | 93.6
4890 | 1156 | 93.6
4891 | 1156 | 93.6
4892 | 1155.725 | 93.246
4893 | 1155.7145 | 93.236
4894 | 1155.5019 | 93.236
4895 | 1155.338 | 93.236
4896 | 1155.2987 | 93.101
4897 | 1155.2 | 92.8
4898 | 1155.2 | 92.8
4899 | 1154.806 | 92.8
4900 | 1154.7758 | 92.8
4901 | 1154.691 | 92.8
4902 | 1154.1328 | 92.676
4903 | 1154.1328 | 92.439
4904 | 1154.0047 | 92.415
4905 | 1153.9649 | 92.395
4906 | 1153.6 | 92.264
4907 | 1153.519 | 92
4908 | 1153.41 | 92
4909 | 1153.367 | 91.94
4910 | 1153.1952 | 91.642
4911 | 1152.9763 | 91.642
4912 | 1152.8 | 91.597
4913 | 1152.8 | 91.204
4914 | 1152.8 | 91.2
4915 | 1152.652 | 91.2
4916 | 1152 | 91.2
4917 | 1152 | 91.2
4918 | 1151.9371 | 91.2
4919 | 1151.8243 | 91.2
4920 | 1151.8243 | 90.845
4921 | 1151.437 | 90.583
4922 | 1151.05 | 90.469
4923 | 1150.936 | 90.4
4924 | 1150.8718 | 90.4
4925 | 1150.6454 | 90.048
4926 | 1150.5013 | 89.6
4927 | 1150.4507 | 89.6
4928 | 1150.4 | 89.6
4929 | 1150.4 | 89.6
4930 | 1150.4 | 89.6
4931 | 1150.3401 | 89.6
4932 | 1150.1519 | 89.6
4933 | 1149.785 | 89.275
4934 | 1149.6178 | 88.998
4935 | 1149.6 | 88.998
4936 | 1149.6 | 88.927
4937 | 1149.6 | 88.8
4938 | 1149.254 | 88.8
4939 | 1149.101 | 88.455
4940 | 1148.4205 | 88.262
4941 | 1148.1467 | 88
4942 | 1148.1467 | 88
4943 | 1148.1467 | 88
4944 | 1148 | 88
4945 | 1148 | 88
4946 | 1148 | 87.658
4947 | 1147.9167 | 87.658
4948 | 1147.7987 | 87.658
4949 | 1147.683 | 87.658
4950 | 1147.5377 | 87.284
4951 | 1147.534 | 87.2
4952 | 1147.519 | 87.2
4953 | 1147.4112 | 87.2
4954 | 1147.4094 | 87.085
4955 | 1147.38 | 86.791
4956 | 1147.369 | 86.578
4957 | 1147.2 | 86.4
4958 | 1147.2 | 86.4
4959 | 1147.2 | 86.126
4960 | 1147.17 | 86.056
4961 | 1147.0671 | 85.928
4962 | 1147.015 | 85.6
4963 | 1146.697 | 85.6
4964 | 1146.669 | 85.6
4965 | 1146.5832 | 85.6
4966 | 1146.42 | 85.6
4967 | 1146.4 | 85.512
4968 | 1146.4 | 85.32
4969 | 1146.178 | 85.274
4970 | 1146.147 | 85.267
4971 | 1145.9282 | 84.954
4972 | 1145.8446 | 84.8
4973 | 1145.7167 | 84.585
4974 | 1145.6 | 84.47
4975 | 1145.6 | 84
4976 | 1145.6 | 83.849
4977 | 1145.5301 | 83.573
4978 | 1145.1539 | 83.181
4979 | 1144.8 | 82.622
4980 | 1144.8 | 82.434
4981 | 1144.8 | 82.378
4982 | 1144.4632 | 82.378
4983 | 1144.3567 | 82.378
4984 | 1144.1924 | 82.378
4985 | 1144.168 | 82.191
4986 | 1144 | 81.779
4987 | 1143.986 | 81.643
4988 | 1143.3262 | 81.6
4989 | 1143.278 | 81.6
4990 | 1143.2188 | 80.513
4991 | 1143.193 | 80.119
4992 | 1143.128 | 79.471
4993 | 1142.5534 | 79.155
4994 | 1142.4 | 78.738
4995 | 1142.4 | 78.738
4996 | 1142.4 | 78.701
4997 | 1142.4 | 78.572
4998 | 1142.288 | 77.538
4999 | 1142.233 | 77.357
5000 | 1141.8157 | 76.876
5001 | 1141.7005 | 76.8
5002 | 1141.6 | 76.526
5003 | 1141.587 | 74.819
5004 | 1141.3284 | 72.814
5005 | 1141.3222 | 71.322
5006 | 1141.1439 | 70.155
5007 | 1141.0098 | 69.092
5008 | 1141.0098 | 68.918
5009 | 1140.835 | 68.658
5010 | 1140.8 | 68.647
5011 | 1140.583 | 68.222
5012 | 1140.384 | 67.194
5013 | 1140.3677 | 67.123
5014 | 1140.2509 | 63.029
5015 | 1140.056 | 63.015
5016 | 1140 | 62.971
5017 | 1140 | 61.568
5018 | 1140 | 61.45
5019 | 1139.749 | 61.278
5020 | 1139.5362 | 60.006
5021 | 1139.46 | 58.838
5022 | 1139.333 | 58.649
5023 | 1139.3205 | 58.455
5024 | 1139.2 | 57.76
5025 | 1139.2 | 55.568
5026 | 1138.585 | 54.272
5027 | 1138.4192 | 53.544
5028 | 1138.4 | 51.79
5029 | 1138.4 | 51.683
5030 | 1138.269 | 51.377
5031 | 1138.2471 | 49.531
5032 | 1138.22 | 49.096
5033 | 1137.9564 | 49.03
5034 | 1137.6 | 48.041
5035 | 1137.6 | 46.988
5036 | 1137.5314 | 44.395
5037 | 1137.376 | 42.088
5038 | 1137.1705 | 41.913
5039 | 1137.1139 | 41.742
5040 | 1137.052 | 41.72
5041 | 1136.8 | 41.591
5042 | 1136.61 | 41.591
5043 | 1136.3975 | 41.456
5044 | 1136.175 | 39.743
5045 | 1136.1375 | 39.711
5046 | 1135.9657 | 39.6
5047 | 1135.9 | 39
5048 | 1135.797 | 38.314
5049 | 1135.5657 | 36.625
5050 | 1135.24 | 36.417
5051 | 1135.205 | 36.398
5052 | 1135.2 | 34.109
5053 | 1135.0278 | 32.411
5054 | 1134.7688 | 31.848
5055 | 1134.4 | 31.658
5056 | 1134.4 | 31.238
5057 | 1134.3734 | 31.096
5058 | 1134.3301 | 31.005
5059 | 1134.3297 | 29.965
5060 | 1134.203 | 29.553
5061 | 1134.1783 | 28.912
5062 | 1133.6 | 28.542
5063 | 1133.5528 | 26.789
5064 | 1133.4363 | 26.131
5065 | 1133.4123 | 24.612
5066 | 1133.191 | 21.925
5067 | 1133.1751 | 21.764
5068 | 1132.8406 | 20.185
5069 | 1132.8 | 18.028
5070 | 1132.7008 | 17.951
5071 | 1132.6778 | 17.385
5072 | 1132.464 | 16.98
5073 | 1132.1777 | 15.892
5074 | 1132.013 | 14.38
5075 | 1132 | 13.851
5076 | 1132 | 11.286
5077 | 1131.4817 | 9.93
5078 | 1131.45 | 9.743
5079 | 1131.3953 | 9.337
5080 | 1131.3791 | 8.992
5081 | 1131.3402 | 8.746
5082 | 1131.2 | 8.035
5083 | 1131.2 | 6.603
5084 | 1131.2 | 5.501
5085 | 1131.2 | 5.061
5086 | 1131.076 | 4.579
5087 | 1131.027 | 3.741
5088 | 1130.671 | 3.299
5089 | 1130.656 | 1.119
5090 | 1130.4682 | 0.782
5091 | 1130.4 | 0.556
5092 | 1130.342 | 0.234
5093 | 1130.2855 | 0
5094 | 1129.8233 | 0
5095 | 1129.6 | 0
5096 | 1129.0885 | 0
5097 | 1128.9285 | 0
5098 | 1128.8 | 0
5099 | 1128.8 | 0
5100 | 1128.8 | 0
5101 | 1128.8 | 0
5102 | 1128.7455 | 0
5103 | 1128.6053 | 0
5104 | 1128.5775 | 0
5105 | 1128 | 0
5106 | 1128 | 0
5107 | 1128 | 0
5108 | 1127.7874 | 0
5109 | 1127.5968 | 0
5110 | 1127.5522 | 0
5111 | 1127.5522 | 0
5112 | 1127.549 | 0
5113 | 1127.493 | 0
5114 | 1127.2 | 0
5115 | 1127.2 | 0
5116 | 1127.2 | 0
5117 | 1127.2 | 0
5118 | 1127.2 | 0
5119 | 1127.015 | 0
5120 | 1126.9881 | 0
5121 | 1126.9766 | 0
5122 | 1126.9696 | 0
5123 | 1126.8 | 0
5124 | 1126.6764 | 0
5125 | 1126.5055 | 0
5126 | 1126.5055 | 0
5127 | 1126.43 | 0
5128 | 1126.4 | 0
5129 | 1126.4 | 0
5130 | 1126.266 | 0
5131 | 1125.992 | 0
5132 | 1125.8148 | 0
5133 | 1125.6 | 0
5134 | 1125.5 | 0
5135 | 1125.488 | 0
5136 | 1125.3411 | 0
5137 | 1125.237 | 0
5138 | 1125.2328 | 0
5139 | 1124.8 | 0
5140 | 1124.637 | 0
5141 | 1124.2295 | 0
5142 | 1124.1761 | 0
5143 | 1124 | 0
5144 | 1123.8746 | 0
5145 | 1123.8746 | 0
5146 | 1123.8746 | 0
5147 | 1123.825 | 0
5148 | 1123.7505 | 0
5149 | 1123.4907 | 0
5150 | 1123.1632 | 0
5151 | 1122.8155 | 0
5152 | 1122.777 | 0
5153 | 1122.775 | 0
5154 | 1122.711 | 0
5155 | 1122.6757 | 0
5156 | 1122.6445 | 0
5157 | 1122.6312 | 0
5158 | 1122.521 | 0
5159 | 1122.4035 | 0
5160 | 1122.4 | 0
5161 | 1122.4 | 0
5162 | 1122.4 | 0
5163 | 1122.3613 | 0
5164 | 1121.8987 | 0
5165 | 1121.6603 | 0
5166 | 1121.6 | 0
5167 | 1121.6 | 0
5168 | 1121.6 | 0
5169 | 1121.6 | 0
5170 | 1121.6 | 0
5171 | 1121.586 | 0
5172 | 1121.5161 | 0
5173 | 1121.2717 | 0
5174 | 1121.1221 | 0
5175 | 1120.8 | 0
5176 | 1120.197 | 0
5177 | 1120.1603 | 0
5178 | 1120.1186 | 0
5179 | 1120 | 0
5180 | 1120 | 0
5181 | 1120 | 0
5182 | 1119.86 | 0
5183 | 1119.4615 | 0
5184 | 1119.4615 | 0
5185 | 1119.408 | 0
5186 | 1119.2978 | 0
5187 | 1119.2 | 0
5188 | 1119.0192 | 0
5189 | 1118.7913 | 0
5190 | 1118.7892 | 0
5191 | 1118.7189 | 0
5192 | 1118.58 | 0
5193 | 1118.4 | 0
5194 | 1118.4 | 0
5195 | 1118.4 | 0
5196 | 1118.4 | 0
5197 | 1118.1698 | 0
5198 | 1118.0342 | 0
5199 | 1117.6 | 0
5200 | 1117.5266 | 0
5201 | 1117.404 | 0
5202 | 1117.2373 | 0
5203 | 1117.2373 | 0
5204 | 1117.132 | 0
5205 | 1117.045 | 0
5206 | 1117.0011 | 0
5207 | 1116.8 | 0
5208 | 1116.4602 | 0
5209 | 1116.444 | 0
5210 | 1116.4404 | 0
5211 | 1115.6435 | 0
5212 | 1115.5132 | 0
5213 | 1115.506 | 0
5214 | 1115.4545 | 0
5215 | 1115.2 | 0
5216 | 1115.2 | 0
5217 | 1115.1485 | 0
5218 | 1114.978 | 0
5219 | 1114.9063 | 0
5220 | 1114.771 | 0
5221 | 1114.766 | 0
5222 | 1114.3042 | 0
5223 | 1114.1294 | 0
5224 | 1114.082 | 0
5225 | 1114.0731 | 0
5226 | 1114.0731 | 0
5227 | 1114.0497 | 0
5228 | 1114.0497 | 0
5229 | 1113.8843 | 0
5230 | 1113.713 | 0
5231 | 1113.621 | 0
5232 | 1113.6 | 0
5233 | 1113.5773 | 0
5234 | 1113.5542 | 0
5235 | 1113.3524 | 0
5236 | 1113.2529 | 0
5237 | 1113.0665 | 0
5238 | 1113.0576 | 0
5239 | 1112.8 | 0
5240 | 1112.6918 | 0
5241 | 1112.5755 | 0
5242 | 1112.4017 | 0
5243 | 1112.084 | 0
5244 | 1112.0011 | 0
5245 | 1112 | 0
5246 | 1111.595 | 0
5247 | 1111.3104 | 0
5248 | 1111.2 | 0
5249 | 1111.2 | 0
5250 | 1111.2 | 0
5251 | 1111.0216 | 0
5252 | 1110.796 | 0
5253 | 1110.708 | 0
5254 | 1110.6197 | 0
5255 | 1110.6197 | 0
5256 | 1110.192 | 0
5257 | 1109.9109 | 0
5258 | 1109.8997 | 0
5259 | 1109.7952 | 0
5260 | 1109.748 | 0
5261 | 1109.6 | 0
5262 | 1109.6 | 0
5263 | 1109.6 | 0
5264 | 1109.428 | 0
5265 | 1109.3055 | 0
5266 | 1109.1642 | 0
5267 | 1108.8 | 0
5268 | 1108.431 | 0
5269 | 1108 | 0
5270 | 1108 | 0
5271 | 1107.6746 | 0
5272 | 1107.5098 | 0
5273 | 1107.3417 | 0
5274 | 1107.2 | 0
5275 | 1106.8931 | 0
5276 | 1106.8777 | 0
5277 | 1106.751 | 0
5278 | 1106.567 | 0
5279 | 1106.5238 | 0
5280 | 1106.5238 | 0
5281 | 1106.455 | 0
5282 | 1106.4 | 0
5283 | 1106.227 | 0
5284 | 1105.904 | 0
5285 | 1105.7849 | 0
5286 | 1105.6 | 0
5287 | 1105.581 | 0
5288 | 1105.284 | 0
5289 | 1105.284 | 0
5290 | 1105.275 | 0
5291 | 1105.1884 | 0
5292 | 1105.1745 | 0
5293 | 1105.0942 | 0
5294 | 1104.938 | 0
5295 | 1104.8061 | 0
5296 | 1104.482 | 0
5297 | 1104.2739 | 0
5298 | 1104.242 | 0
5299 | 1104.063 | 0
5300 | 1104.0155 | 0
5301 | 1104 | 0
5302 | 1104 | 0
5303 | 1103.6522 | 0
5304 | 1103.5739 | 0
5305 | 1103.419 | 0
5306 | 1103.3684 | 0
5307 | 1103.2 | 0
5308 | 1103.2 | 0
5309 | 1102.819 | 0
5310 | 1102.5551 | 0
5311 | 1102.5445 | 0
5312 | 1102.4753 | 0
5313 | 1102.4 | 0
5314 | 1102.4 | 0
5315 | 1102.325 | 0
5316 | 1102.0699 | 0
5317 | 1101.8888 | 0
5318 | 1101.8299 | 0
5319 | 1101.732 | 0
5320 | 1101.6408 | 0
5321 | 1101.6 | 0
5322 | 1101.6 | 0
5323 | 1101.4945 | 0
5324 | 1100.807 | 0
5325 | 1100.8 | 0
5326 | 1100.388 | 0
5327 | 1100.2595 | 0
5328 | 1100.2595 | 0
5329 | 1100.227 | 0
5330 | 1100.114 | 0
5331 | 1100.0177 | 0
5332 | 1100 | 0
5333 | 1099.9253 | 0
5334 | 1099.6024 | 0
5335 | 1099.177 | 0
5336 | 1098.997 | 0
5337 | 1098.9089 | 0
5338 | 1098.8781 | 0
5339 | 1098.8669 | 0
5340 | 1098.458 | 0
5341 | 1098.4 | 0
5342 | 1098.227 | 0
5343 | 1098.1261 | 0
5344 | 1098.0768 | 0
5345 | 1098.0623 | 0
5346 | 1097.92 | 0
5347 | 1097.3959 | 0
5348 | 1097.2 | 0
5349 | 1096.806 | 0
5350 | 1096.7099 | 0
5351 | 1096.2598 | 0
5352 | 1095.8283 | 0
5353 | 1095.822 | 0
5354 | 1095.2 | 0
5355 | 1095.1893 | 0
5356 | 1095.157 | 0
5357 | 1094.9209 | 0
5358 | 1094.6009 | 0
5359 | 1094.5292 | 0
5360 | 1094.4 | 0
5361 | 1094.398 | 0
5362 | 1094.2419 | 0
5363 | 1094.152 | 0
5364 | 1094.1275 | 0
5365 | 1093.9 | 0
5366 | 1093.7182 | 0
5367 | 1093.6 | 0
5368 | 1093.3526 | 0
5369 | 1093.259 | 0
5370 | 1093.0432 | 0
5371 | 1093.028 | 0
5372 | 1092.9827 | 0
5373 | 1092.8 | 0
5374 | 1092.8 | 0
5375 | 1092.7 | 0
5376 | 1092.6207 | 0
5377 | 1092.491 | 0
5378 | 1092.2168 | 0
5379 | 1092 | 0
5380 | 1092 | 0
5381 | 1091.61 | 0
5382 | 1091.5981 | 0
5383 | 1091.508 | 0
5384 | 1091.276 | 0
5385 | 1091.2 | 0
5386 | 1090.8972 | 0
5387 | 1090.7762 | 0
5388 | 1090.5899 | 0
5389 | 1090.429 | 0
5390 | 1090.4 | 0
5391 | 1089.986 | 0
5392 | 1089.836 | 0
5393 | 1089.7222 | 0
5394 | 1089.6 | 0
5395 | 1089.6 | 0
5396 | 1089.279 | 0
5397 | 1089.2673 | 0
5398 | 1088.8 | 0
5399 | 1088.8 | 0
5400 | 1088.8 | 0
5401 | 1088.8 | 0
5402 | 1088.8 | 0
5403 | 1088.675 | 0
5404 | 1088.5696 | 0
5405 | 1088.323 | 0
5406 | 1088.1963 | 0
5407 | 1088 | 0
5408 | 1088 | 0
5409 | 1087.883 | 0
5410 | 1087.8341 | 0
5411 | 1087.8341 | 0
5412 | 1087.8272 | 0
5413 | 1087.4829 | 0
5414 | 1087.344 | 0
5415 | 1087.2 | 0
5416 | 1087.115 | 0
5417 | 1087.0664 | 0
5418 | 1086.631 | 0
5419 | 1086.618 | 0
5420 | 1086.4 | 0
5421 | 1086.4 | 0
5422 | 1086.354 | 0
5423 | 1086.2248 | 0
5424 | 1085.9861 | 0
5425 | 1085.7551 | 0
5426 | 1085.7551 | 0
5427 | 1085.638 | 0
5428 | 1085.6 | 0
5429 | 1085.6 | 0
5430 | 1084.892 | 0
5431 | 1084.8 | 0
5432 | 1084.8 | 0
5433 | 1084.3737 | 0
5434 | 1084.0897 | 0
5435 | 1083.978 | 0
5436 | 1083.813 | 0
5437 | 1083.6514 | 0
5438 | 1083.6407 | 0
5439 | 1083.2 | 0
5440 | 1083.2 | 0
5441 | 1083.1262 | 0
5442 | 1082.9924 | 0
5443 | 1082.942 | 0
5444 | 1082.8362 | 0
5445 | 1082.752 | 0
5446 | 1082.4 | 0
5447 | 1082.4 | 0
5448 | 1082.229 | 0
5449 | 1082.1742 | 0
5450 | 1081.973 | 0
5451 | 1081.9499 | 0
5452 | 1081.611 | 0
5453 | 1081.511 | 0
5454 | 1081.3773 | 0
5455 | 1081.276 | 0
5456 | 1081.252 | 0
5457 | 1081.2144 | 0
5458 | 1081.1711 | 0
5459 | 1081.05 | 0
5460 | 1080.957 | 0
5461 | 1080.8 | 0
5462 | 1080.8 | 0
5463 | 1080.5804 | 0
5464 | 1080.559 | 0
5465 | 1080.396 | 0
5466 | 1080.054 | 0
5467 | 1080 | 0
5468 | 1079.7616 | 0
5469 | 1079.591 | 0
5470 | 1079.2074 | 0
5471 | 1079.2 | 0
5472 | 1078.9867 | 0
5473 | 1078.8483 | 0
5474 | 1078.4 | 0
5475 | 1078.2723 | 0
5476 | 1078.1882 | 0
5477 | 1078.088 | 0
5478 | 1078.045 | 0
5479 | 1077.8998 | 0
5480 | 1077.866 | 0
5481 | 1077.8269 | 0
5482 | 1077.6 | 0
5483 | 1077.6 | 0
5484 | 1077.5727 | 0
5485 | 1077.5368 | 0
5486 | 1077.4669 | 0
5487 | 1077.4462 | 0
5488 | 1077.3961 | 0
5489 | 1077.291 | 0
5490 | 1076.9383 | 0
5491 | 1076.9171 | 0
5492 | 1076.8 | 0
5493 | 1076.8 | 0
5494 | 1076.722 | 0
5495 | 1076.3005 | 0
5496 | 1076.0855 | 0
5497 | 1076.0855 | 0
5498 | 1076.0855 | 0
5499 | 1076.0594 | 0
5500 | 1076 | 0
5501 | 1076 | 0
5502 | 1076 | 0
5503 | 1075.8529 | 0
5504 | 1075.5123 | 0
5505 | 1075.3302 | 0
5506 | 1075.3302 | 0
5507 | 1075.2 | 0
5508 | 1075.2 | 0
5509 | 1074.5947 | 0
5510 | 1074.5947 | 0
5511 | 1074.4 | 0
5512 | 1074.33 | 0
5513 | 1074.0238 | 0
5514 | 1073.9732 | 0
5515 | 1073.6523 | 0
5516 | 1073.6 | 0
5517 | 1073.6 | 0
5518 | 1073.6 | 0
5519 | 1073.6 | 0
5520 | 1073.537 | 0
5521 | 1073.4084 | 0
5522 | 1073.3228 | 0
5523 | 1072.8488 | 0
5524 | 1072.8 | 0
5525 | 1072.8 | 0
5526 | 1072.8 | 0
5527 | 1072.5339 | 0
5528 | 1072.2006 | 0
5529 | 1072.122 | 0
5530 | 1072 | 0
5531 | 1072 | 0
5532 | 1071.8147 | 0
5533 | 1071.6526 | 0
5534 | 1071.6104 | 0
5535 | 1071.458 | 0
5536 | 1071.4449 | 0
5537 | 1071.439 | 0
5538 | 1071.3572 | 0
5539 | 1071.282 | 0
5540 | 1071.2507 | 0
5541 | 1071.2 | 0
5542 | 1071.05 | 0
5543 | 1070.4841 | 0
5544 | 1070.4651 | 0
5545 | 1070.4 | 0
5546 | 1070.4 | 0
5547 | 1070.4 | 0
5548 | 1070.1512 | 0
5549 | 1069.6 | 0
5550 | 1069.4461 | 0
5551 | 1069.424 | 0
5552 | 1069.424 | 0
5553 | 1069.3668 | 0
5554 | 1068.8 | 0
5555 | 1068.7106 | 0
5556 | 1068.5028 | 0
5557 | 1068.0858 | 0
5558 | 1067.9509 | 0
5559 | 1067.8206 | 0
5560 | 1067.6514 | 0
5561 | 1067.464 | 0
5562 | 1067.315 | 0
5563 | 1067.268 | 0
5564 | 1067.2395 | 0
5565 | 1067.2 | 0
5566 | 1066.826 | 0
5567 | 1066.4502 | 0
5568 | 1066.4 | 0
5569 | 1066.2364 | 0
5570 | 1066.076 | 0
5571 | 1065.6 | 0
5572 | 1065.5889 | 0
5573 | 1065.211 | 0
5574 | 1064.8 | 0
5575 | 1064.8 | 0
5576 | 1064.339 | 0
5577 | 1064.2324 | 0
5578 | 1064 | 0
5579 | 1064 | 0
5580 | 1063.922 | 0
5581 | 1062.6763 | 0
5582 | 1062.5736 | 0
5583 | 1062.166 | 0
5584 | 1061.6 | 0
5585 | 1061.5812 | 0
5586 | 1061.564 | 0
5587 | 1061.519 | 0
5588 | 1061.386 | 0
5589 | 1061.094 | 0
5590 | 1060.8905 | 0
5591 | 1060.777 | 0
5592 | 1060.1998 | 0
5593 | 1060.1419 | 0
5594 | 1059.8843 | 0
5595 | 1059.7836 | 0
5596 | 1059.5877 | 0
5597 | 1059.333 | 0
5598 | 1058.8184 | 0
5599 | 1058.51 | 0
5600 | 1058.1277 | 0
5601 | 1057.9646 | 0
5602 | 1057.6778 | 0
5603 | 1057.6 | 0
5604 | 1057.6 | 0
5605 | 1057.6 | 0
5606 | 1057.4129 | 0
5607 | 1057.156 | 0
5608 | 1056.4835 | 0
5609 | 1056 | 0
5610 | 1056 | 0
5611 | 1056 | 0
5612 | 1056 | 0
5613 | 1055.859 | 0
5614 | 1055.456 | 0
5615 | 1055.365 | 0
5616 | 1055.2 | 0
5617 | 1055.169 | 0
5618 | 1055.099 | 0
5619 | 1055.082 | 0
5620 | 1054.9635 | 0
5621 | 1054.7357 | 0
5622 | 1054.7357 | 0
5623 | 1054.7081 | 0
5624 | 1054.4 | 0
5625 | 1054.4 | 0
5626 | 1054.4 | 0
5627 | 1054.2475 | 0
5628 | 1054.0186 | 0
5629 | 1053.7961 | 0
5630 | 1053.719 | 0
5631 | 1053.6 | 0
5632 | 1053.267 | 0
5633 | 1053.168 | 0
5634 | 1052.302 | 0
5635 | 1052 | 0
5636 | 1051.8925 | 0
5637 | 1051.3962 | 0
5638 | 1051.2209 | 0
5639 | 1051.2 | 0
5640 | 1051.2 | 0
5641 | 1051.2 | 0
5642 | 1051.1298 | 0
5643 | 1051.0647 | 0
5644 | 1051.0551 | 0
5645 | 1050.9114 | 0
5646 | 1050.829 | 0
5647 | 1050.4 | 0
5648 | 1050.3472 | 0
5649 | 1050.3226 | 0
5650 | 1050.3226 | 0
5651 | 1050.3226 | 0
5652 | 1050.113 | 0
5653 | 1049.8395 | 0
5654 | 1049.667 | 0
5655 | 1049.6 | 0
5656 | 1049.5751 | 0
5657 | 1049.4094 | 0
5658 | 1049.2758 | 0
5659 | 1049.2511 | 0
5660 | 1049.1048 | 0
5661 | 1048.5359 | 0
5662 | 1048.2088 | 0
5663 | 1048.116 | 0
5664 | 1048 | 0
5665 | 1048 | 0
5666 | 1047.8219 | 0
5667 | 1047.7675 | 0
5668 | 1047.7675 | 0
5669 | 1047.2 | 0
5670 | 1047.146 | 0
5671 | 1047.104 | 0
5672 | 1046.5357 | 0
5673 | 1046.5245 | 0
5674 | 1046.4 | 0
5675 | 1046.4 | 0
5676 | 1046.3142 | 0
5677 | 1046.053 | 0
5678 | 1045.7588 | 0
5679 | 1045.7035 | 0
5680 | 1045.6 | 0
5681 | 1045.6 | 0
5682 | 1045.1739 | 0
5683 | 1044.9992 | 0
5684 | 1044.814 | 0
5685 | 1044.8 | 0
5686 | 1044.8 | 0
5687 | 1044.668 | 0
5688 | 1044.091 | 0
5689 | 1044.046 | 0
5690 | 1044 | 0
5691 | 1044 | 0
5692 | 1044 | 0
5693 | 1043.7397 | 0
5694 | 1043.557 | 0
5695 | 1043.2 | 0
5696 | 1043.0311 | 0
5697 | 1042.9674 | 0
5698 | 1042.9327 | 0
5699 | 1042.651 | 0
5700 | 1042.494 | 0
5701 | 1042.2318 | 0
5702 | 1041.9355 | 0
5703 | 1041.8741 | 0
5704 | 1041.8558 | 0
5705 | 1041.693 | 0
5706 | 1041.6 | 0
5707 | 1041.4963 | 0
5708 | 1041.064 | 0
5709 | 1040.947 | 0
5710 | 1040.8 | 0
5711 | 1040.75 | 0
5712 | 1040.5708 | 0
5713 | 1040.3999 | 0
5714 | 1040.324 | 0
5715 | 1040.17 | 0
5716 | 1040.17 | 0
5717 | 1040.0298 | 0
5718 | 1040.0253 | 0
5719 | 1040.0253 | 0
5720 | 1040.0253 | 0
5721 | 1040 | 0
5722 | 1040 | 0
5723 | 1039.8662 | 0
5724 | 1039.674 | 0
5725 | 1039.5433 | 0
5726 | 1039.4979 | 0
5727 | 1039.4793 | 0
5728 | 1039.2 | 0
5729 | 1038.7663 | 0
5730 | 1038.644 | 0
5731 | 1038.439 | 0
5732 | 1038.0979 | 0
5733 | 1038.0979 | 0
5734 | 1038.061 | 0
5735 | 1037.8187 | 0
5736 | 1037.81 | 0
5737 | 1037.6411 | 0
5738 | 1037.6 | 0
5739 | 1037.4685 | 0
5740 | 1037.0083 | 0
5741 | 1036.9885 | 0
5742 | 1036.9712 | 0
5743 | 1036.8 | 0
5744 | 1036.8 | 0
5745 | 1036.7165 | 0
5746 | 1036.4355 | 0
5747 | 1036.3477 | 0
5748 | 1036.347 | 0
5749 | 1035.63 | 0
5750 | 1035.6122 | 0
5751 | 1035.489 | 0
5752 | 1035.3352 | 0
5753 | 1035.2371 | 0
5754 | 1035.196 | 0
5755 | 1034.934 | 0
5756 | 1034.8766 | 0
5757 | 1034.4 | 0
5758 | 1034.163 | 0
5759 | 1034.1411 | 0
5760 | 1034.1178 | 0
5761 | 1034.0283 | 0
5762 | 1033.825 | 0
5763 | 1033.754 | 0
5764 | 1033.564 | 0
5765 | 1033.486 | 0
5766 | 1033.4007 | 0
5767 | 1033.3278 | 0
5768 | 1032.9192 | 0
5769 | 1032.8 | 0
5770 | 1032.8 | 0
5771 | 1032.7373 | 0
5772 | 1032.5724 | 0
5773 | 1032.5448 | 0
5774 | 1032 | 0
5775 | 1031.9346 | 0
5776 | 1031.8818 | 0
5777 | 1031.53 | 0
5778 | 1031.203 | 0
5779 | 1031.2 | 0
5780 | 1031.199 | 0
5781 | 1031.1911 | 0
5782 | 1031.1911 | 0
5783 | 1030.8817 | 0
5784 | 1030.5004 | 0
5785 | 1030.4 | 0
5786 | 1030.094 | 0
5787 | 1029.977 | 0
5788 | 1029.964 | 0
5789 | 1029.6 | 0
5790 | 1029.466 | 0
5791 | 1029.119 | 0
5792 | 1029.119 | 0
5793 | 1028.874 | 0
5794 | 1028.83 | 0
5795 | 1028.8 | 0
5796 | 1028.635 | 0
5797 | 1028.4225 | 0
5798 | 1028.257 | 0
5799 | 1028 | 0
5800 | 1028 | 0
5801 | 1027.9858 | 0
5802 | 1027.7377 | 0
5803 | 1027.48 | 0
5804 | 1027.129 | 0
5805 | 1027.0912 | 0
5806 | 1026.622 | 0
5807 | 1026.462 | 0
5808 | 1026.4 | 0
5809 | 1026.4 | 0
5810 | 1026.3765 | 0
5811 | 1025.9707 | 0
5812 | 1025.3149 | 0
5813 | 1025.232 | 0
5814 | 1025.0301 | 0
5815 | 1024.9954 | 0
5816 | 1024.991 | 0
5817 | 1024.287 | 0
5818 | 1024.0045 | 0
5819 | 1024 | 0
5820 | 1023.3432 | 0
5821 | 1023.2276 | 0
5822 | 1023.2024 | 0
5823 | 1022.9029 | 0
5824 | 1022.571 | 0
5825 | 1022.55 | 0
5826 | 1022.4 | 0
5827 | 1022.2874 | 0
5828 | 1022.2122 | 0
5829 | 1021.6373 | 0
5830 | 1021.6 | 0
5831 | 1021.5215 | 0
5832 | 1021.1849 | 0
5833 | 1021.024 | 0
5834 | 1020.8968 | 0
5835 | 1020.8968 | 0
5836 | 1020.8308 | 0
5837 | 1020.8308 | 0
5838 | 1020.8 | 0
5839 | 1020.5365 | 0
5840 | 1020.516 | 0
5841 | 1020 | 0
5842 | 1020 | 0
5843 | 1019.8339 | 0
5844 | 1019.831 | 0
5845 | 1019.4494 | 0
5846 | 1019.4307 | 0
5847 | 1019.2 | 0
5848 | 1019.2 | 0
5849 | 1019.092 | 0
5850 | 1018.6952 | 0
5851 | 1018.4 | 0
5852 | 1018.275 | 0
5853 | 1018.1982 | 0
5854 | 1018.0681 | 0
5855 | 1017.97 | 0
5856 | 1017.789 | 0
5857 | 1017.622 | 0
5858 | 1017.2747 | 0
5859 | 1017.1236 | 0
5860 | 1017.049 | 0
5861 | 1016.8 | 0
5862 | 1016.1898 | 0
5863 | 1016.173 | 0
5864 | 1016 | 0
5865 | 1016 | 0
5866 | 1016 | 0
5867 | 1016 | 0
5868 | 1015.996 | 0
5869 | 1015.996 | 0
5870 | 1015.736 | 0
5871 | 1015.72 | 0
5872 | 1015.4608 | 0
5873 | 1015.0755 | 0
5874 | 1015.0176 | 0
5875 | 1014.4 | 0
5876 | 1014.4 | 0
5877 | 1014.359 | 0
5878 | 1014.0104 | 0
5879 | 1013.9043 | 0
5880 | 1013.2333 | 0
5881 | 1012.9324 | 0
5882 | 1012.811 | 0
5883 | 1012.5426 | 0
5884 | 1012.197 | 0
5885 | 1012 | 0
5886 | 1011.616 | 0
5887 | 1011.485 | 0
5888 | 1010.9393 | 0
5889 | 1010.911 | 0
5890 | 1010.871 | 0
5891 | 1010.5833 | 0
5892 | 1010.4706 | 0
5893 | 1010.4 | 0
5894 | 1009.939 | 0
5895 | 1009.8492 | 0
5896 | 1009.7099 | 0
5897 | 1009.6 | 0
5898 | 1009.0892 | 0
5899 | 1008.8 | 0
5900 | 1008.77 | 0
5901 | 1008.407 | 0
5902 | 1008.3985 | 0
5903 | 1008.3985 | 0
5904 | 1008.2725 | 0
5905 | 1008 | 0
5906 | 1007.9081 | 0
5907 | 1007.2 | 0
5908 | 1007.057 | 0
5909 | 1007.0171 | 0
5910 | 1006.9788 | 0
5911 | 1006.9269 | 0
5912 | 1006.925 | 0
5913 | 1006.4 | 0
5914 | 1006.4 | 0
5915 | 1005.6358 | 0
5916 | 1005.3405 | 0
5917 | 1005.2559 | 0
5918 | 1004.7203 | 0
5919 | 1004.4362 | 0
5920 | 1004.3509 | 0
5921 | 1004.2544 | 0
5922 | 1004 | 0
5923 | 1003.9848 | 0
5924 | 1003.5637 | 0
5925 | 1003.5499 | 0
5926 | 1003.5325 | 0
5927 | 1003.501 | 0
5928 | 1003.211 | 0
5929 | 1003.197 | 0
5930 | 1003.1398 | 0
5931 | 1002.649 | 0
5932 | 1002.5404 | 0
5933 | 1002.4448 | 0
5934 | 1002.3878 | 0
5935 | 1002.061 | 0
5936 | 1001.7782 | 0
5937 | 1001.4733 | 0
5938 | 1001.0427 | 0
5939 | 1001.0427 | 0
5940 | 1001.0427 | 0
5941 | 1000.8 | 0
5942 | 1000.6964 | 0
5943 | 1000.3072 | 0
5944 | 1000.1103 | 0
5945 | 1000 | 0
5946 | 999.966 | 0
5947 | 999.303 | 0
5948 | 999.2 | 0
5949 | 999.188 | 0
5950 | 999.0366 | 0
5951 | 998.7939 | 0
5952 | 998.7617 | 0
5953 | 998.7289 | 0
5954 | 998.4 | 0
5955 | 998.236 | 0
5956 | 998.1356 | 0
5957 | 997.74 | 0
5958 | 997.6 | 0
5959 | 997.558 | 0
5960 | 997.388 | 0
5961 | 997.387 | 0
5962 | 996.949 | 0
5963 | 996.848 | 0
5964 | 996.8117 | 0
5965 | 996.8 | 0
5966 | 996.612 | 0
5967 | 996 | 0
5968 | 995.2755 | 0
5969 | 995.2 | 0
5970 | 995.2 | 0
5971 | 994.822 | 0
5972 | 994.4167 | 0
5973 | 994.4 | 0
5974 | 994.134 | 0
5975 | 994.1031 | 0
5976 | 993.966 | 0
5977 | 993.9174 | 0
5978 | 993.8319 | 0
5979 | 993.6875 | 0
5980 | 993.6 | 0
5981 | 993.5084 | 0
5982 | 993.2035 | 0
5983 | 992.8 | 0
5984 | 992.7355 | 0
5985 | 992.2165 | 0
5986 | 992.147 | 0
5987 | 992 | 0
5988 | 991.3731 | 0
5989 | 991.2 | 0
5990 | 991.14 | 0
5991 | 991.1314 | 0
5992 | 991.078 | 0
5993 | 991.068 | 0
5994 | 990.4614 | 0
5995 | 990.0065 | 0
5996 | 989.602 | 0
5997 | 989.561 | 0
5998 | 989.2744 | 0
5999 | 989.2744 | 0
6000 | 988.9209 | 0
6001 | 988.8 | 0
6002 | 988.8 | 0
6003 | 988.5389 | 0
6004 | 988.449 | 0
6005 | 988.3687 | 0
6006 | 988.3687 | 0
6007 | 987.833 | 0
6008 | 987.823 | 0
6009 | 987.594 | 0
6010 | 986.9251 | 0
6011 | 986.7115 | 0
6012 | 985.6059 | 0
6013 | 985.6 | 0
6014 | 985.6 | 0
6015 | 985.1178 | 0
6016 | 984.961 | 0
6017 | 984.8613 | 0
6018 | 984.8 | 0
6019 | 983.6487 | 0
6020 | 983.2 | 0
6021 | 983.0315 | 0
6022 | 982.8432 | 0
6023 | 982.8432 | 0
6024 | 982.402 | 0
6025 | 982.4 | 0
6026 | 981.6 | 0
6027 | 981.3959 | 0
6028 | 981.304 | 0
6029 | 980.994 | 0
6030 | 980.8 | 0
6031 | 980.4482 | 0
6032 | 980.197 | 0
6033 | 979.933 | 0
6034 | 979.2 | 0
6035 | 979.152 | 0
6036 | 979.12 | 0
6037 | 979.053 | 0
6038 | 978.9424 | 0
6039 | 978.516 | 0
6040 | 978.4 | 0
6041 | 978.4 | 0
6042 | 978.1652 | 0
6043 | 977.329 | 0
6044 | 977.25 | 0
6045 | 976.907 | 0
6046 | 976.828 | 0
6047 | 976.8 | 0
6048 | 976.8 | 0
6049 | 976.5554 | 0
6050 | 976.1213 | 0
6051 | 976.035 | 0
6052 | 976.002 | 0
6053 | 975.9364 | 0
6054 | 975.8383 | 0
6055 | 975.5698 | 0
6056 | 975.2784 | 0
6057 | 975.268 | 0
6058 | 974.5728 | 0
6059 | 974.555 | 0
6060 | 974.019 | 0
6061 | 973.8643 | 0
6062 | 973.8643 | 0
6063 | 973.6 | 0
6064 | 973.1736 | 0
6065 | 973.1736 | 0
6066 | 973.1736 | 0
6067 | 972.841 | 0
6068 | 972.737 | 0
6069 | 972.383 | 0
6070 | 972.3574 | 0
6071 | 972.165 | 0
6072 | 972 | 0
6073 | 971.536 | 0
6074 | 971.201 | 0
6075 | 971.2 | 0
6076 | 971.1397 | 0
6077 | 970.887 | 0
6078 | 970.8864 | 0
6079 | 970.741 | 0
6080 | 970.4 | 0
6081 | 970.3841 | 0
6082 | 970.1509 | 0
6083 | 969.7735 | 0
6084 | 969.506 | 0
6085 | 969.134 | 0
6086 | 969.0295 | 0
6087 | 968.9779 | 0
6088 | 968.8011 | 0
6089 | 968.8 | 0
6090 | 968.3737 | 0
6091 | 968.3388 | 0
6092 | 968 | 0
6093 | 967.693 | 0
6094 | 967.4928 | 0
6095 | 967.4233 | 0
6096 | 967.2088 | 0
6097 | 967.2 | 0
6098 | 967.2 | 0
6099 | 966.9575 | 0
6100 | 966.9575 | 0
6101 | 966.93 | 0
6102 | 966.5111 | 0
6103 | 966.2668 | 0
6104 | 966.192 | 0
6105 | 966.144 | 0
6106 | 965.839 | 0
6107 | 965.4739 | 0
6108 | 965.107 | 0
6109 | 964.8 | 0
6110 | 964.8 | 0
6111 | 964.4063 | 0
6112 | 964.1947 | 0
6113 | 964 | 0
6114 | 963.4036 | 0
6115 | 963.2 | 0
6116 | 963.2 | 0
6117 | 962.7957 | 0
6118 | 962.5079 | 0
6119 | 962.443 | 0
6120 | 962.4338 | 0
6121 | 962.0602 | 0
6122 | 961.6 | 0
6123 | 961.6 | 0
6124 | 961.5296 | 0
6125 | 961.4501 | 0
6126 | 961.3246 | 0
6127 | 961.0472 | 0
6128 | 961.001 | 0
6129 | 960.8 | 0
6130 | 960.752 | 0
6131 | 960.7413 | 0
6132 | 960.2503 | 0
6133 | 960 | 0
6134 | 960 | 0
6135 | 959.8536 | 0
6136 | 959.437 | 0
6137 | 958.726 | 0
6138 | 958.609 | 0
6139 | 958.182 | 0
6140 | 957.674 | 0
6141 | 957.647 | 0
6142 | 957.6 | 0
6143 | 957.6 | 0
6144 | 957.501 | 0
6145 | 956.9115 | 0
6146 | 956.861 | 0
6147 | 956.4739 | 0
6148 | 956.176 | 0
6149 | 956.176 | 0
6150 | 955.9065 | 0
6151 | 955.563 | 0
6152 | 955.4405 | 0
6153 | 955.36 | 0
6154 | 955.2158 | 0
6155 | 954.794 | 0
6156 | 954.5252 | 0
6157 | 954.5088 | 0
6158 | 954.4075 | 0
6159 | 954.4 | 0
6160 | 953.993 | 0
6161 | 953.6 | 0
6162 | 953.6 | 0
6163 | 953.4016 | 0
6164 | 952.8174 | 0
6165 | 952.8 | 0
6166 | 952.1242 | 0
6167 | 951.6977 | 0
6168 | 951.408 | 0
6169 | 951.2 | 0
6170 | 951.0801 | 0
6171 | 951.0274 | 0
6172 | 950.4987 | 0
6173 | 950.4 | 0
6174 | 950.4 | 0
6175 | 950.4 | 0
6176 | 949.841 | 0
6177 | 949.7888 | 0
6178 | 949.6904 | 0
6179 | 949.6 | 0
6180 | 949.6 | 0
6181 | 949.6 | 0
6182 | 949.6 | 0
6183 | 949.5925 | 0
6184 | 949.208 | 0
6185 | 948.6415 | 0
6186 | 948.631 | 0
6187 | 948.3591 | 0
6188 | 947.273 | 0
6189 | 946.9489 | 0
6190 | 946.4 | 0
6191 | 946.1464 | 0
6192 | 945.9468 | 0
6193 | 945.9063 | 0
6194 | 945.9063 | 0
6195 | 945.8787 | 0
6196 | 945.2549 | 0
6197 | 945.1432 | 0
6198 | 944.8 | 0
6199 | 944.397 | 0
6200 | 944.3424 | 0
6201 | 944.1649 | 0
6202 | 943.9799 | 0
6203 | 943.5293 | 0
6204 | 943.4742 | 0
6205 | 943.2 | 0
6206 | 943.2 | 0
6207 | 943.2 | 0
6208 | 942.426 | 0
6209 | 942.4 | 0
6210 | 942.4 | 0
6211 | 942.4 | 0
6212 | 942.4 | 0
6213 | 942.1656 | 0
6214 | 941.4022 | 0
6215 | 940.8 | 0
6216 | 939.5312 | 0
6217 | 939.3301 | 0
6218 | 939.3183 | 0
6219 | 939.259 | 0
6220 | 938.7295 | 0
6221 | 938.571 | 0
6222 | 937.788 | 0
6223 | 937.6 | 0
6224 | 936.9874 | 0
6225 | 936.9532 | 0
6226 | 936.672 | 0
6227 | 936.447 | 0
6228 | 936.0094 | 0
6229 | 936 | 0
6230 | 935.942 | 0
6231 | 935.4336 | 0
6232 | 935.0749 | 0
6233 | 934.4 | 0
6234 | 934.389 | 0
6235 | 934.3477 | 0
6236 | 934.1267 | 0
6237 | 934.1104 | 0
6238 | 933.8677 | 0
6239 | 933.853 | 0
6240 | 933.7278 | 0
6241 | 933.699 | 0
6242 | 933.6 | 0
6243 | 933.17 | 0
6244 | 933.114 | 0
6245 | 933.1028 | 0
6246 | 932.616 | 0
6247 | 932.4233 | 0
6248 | 932.415 | 0
6249 | 932 | 0
6250 | 932 | 0
6251 | 931.0419 | 0
6252 | 930.985 | 0
6253 | 930.64 | 0
6254 | 930.6139 | 0
6255 | 930.0798 | 0
6256 | 930.0669 | 0
6257 | 929.6605 | 0
6258 | 929.5402 | 0
6259 | 928.89 | 0
6260 | 928.5379 | 0
6261 | 928.2792 | 0
6262 | 927.5885 | 0
6263 | 927.2 | 0
6264 | 927.2 | 0
6265 | 926.8978 | 0
6266 | 926.8872 | 0
6267 | 926.8434 | 0
6268 | 926.6013 | 0
6269 | 925.5164 | 0
6270 | 925.2842 | 0
6271 | 924.9656 | 0
6272 | 924.647 | 0
6273 | 924 | 0
6274 | 923.2 | 0
6275 | 923.2 | 0
6276 | 923.0026 | 0
6277 | 923.0026 | 0
6278 | 922.415 | 0
6279 | 921.625 | 0
6280 | 921.6 | 0
6281 | 921.6 | 0
6282 | 920.542 | 0
6283 | 920.17 | 0
6284 | 920.1355 | 0
6285 | 920 | 0
6286 | 919.991 | 0
6287 | 919.3003 | 0
6288 | 918.666 | 0
6289 | 918.6645 | 0
6290 | 918.6096 | 0
6291 | 918.411 | 0
6292 | 918.4 | 0
6293 | 918.03 | 0
6294 | 917.901 | 0
6295 | 916.9976 | 0
6296 | 916.0101 | 0
6297 | 916 | 0
6298 | 915.603 | 0
6299 | 915.477 | 0
6300 | 915.255 | 0
6301 | 915.2 | 0
6302 | 914.8386 | 0
6303 | 914.3338 | 0
6304 | 914.2514 | 0
6305 | 914.0068 | 0
6306 | 913.5158 | 0
6307 | 912.0448 | 0
6308 | 912 | 0
6309 | 911.7028 | 0
6310 | 911.7028 | 0
6311 | 911.6949 | 0
6312 | 911.5146 | 0
6313 | 911.1879 | 0
6314 | 910.899 | 0
6315 | 910.3214 | 0
6316 | 909.1027 | 0
6317 | 908.4526 | 0
6318 | 908.0488 | 0
6319 | 907.915 | 0
6320 | 907.5587 | 0
6321 | 906.4 | 0
6322 | 906.4 | 0
6323 | 906.2351 | 0
6324 | 906.1606 | 0
6325 | 906.1606 | 0
6326 | 906.1208 | 0
6327 | 905.877 | 0
6328 | 905.6 | 0
6329 | 905.5732 | 0
6330 | 905.477 | 0
6331 | 905.4251 | 0
6332 | 905.259 | 0
6333 | 905.101 | 0
6334 | 904.8 | 0
6335 | 904.3835 | 0
6336 | 904.057 | 0
6337 | 904 | 0
6338 | 904 | 0
6339 | 903.9083 | 0
6340 | 903.8122 | 0
6341 | 903.735 | 0
6342 | 903.2 | 0
6343 | 902.483 | 0
6344 | 902.102 | 0
6345 | 901.6 | 0
6346 | 900.704 | 0
6347 | 900.697 | 0
6348 | 900.2029 | 0
6349 | 900.079 | 0
6350 | 899.6868 | 0
6351 | 899.541 | 0
6352 | 899.2 | 0
6353 | 898.8077 | 0
6354 | 898.5931 | 0
6355 | 898.574 | 0
6356 | 898.4 | 0
6357 | 898.155 | 0
6358 | 898.0699 | 0
6359 | 897.95 | 0
6360 | 897.6 | 0
6361 | 896.5867 | 0
6362 | 896 | 0
6363 | 895.8243 | 0
6364 | 895.1263 | 0
6365 | 895.1263 | 0
6366 | 895.0328 | 0
6367 | 894.9055 | 0
6368 | 894.813 | 0
6369 | 894.4 | 0
6370 | 893.7415 | 0
6371 | 892.9213 | 0
6372 | 892.8 | 0
6373 | 892.8 | 0
6374 | 891.925 | 0
6375 | 891.6729 | 0
6376 | 891.6729 | 0
6377 | 891.524 | 0
6378 | 891.267 | 0
6379 | 890.7147 | 0
6380 | 890.4 | 0
6381 | 890.4 | 0
6382 | 889.7008 | 0
6383 | 889.368 | 0
6384 | 889.2698 | 0
6385 | 889.2437 | 0
6386 | 889.005 | 0
6387 | 888.9102 | 0
6388 | 888.252 | 0
6389 | 888.082 | 0
6390 | 888.077 | 0
6391 | 888.0562 | 0
6392 | 888 | 0
6393 | 887.264 | 0
6394 | 887.0799 | 0
6395 | 886.366 | 0
6396 | 886.201 | 0
6397 | 886.193 | 0
6398 | 885.9086 | 0
6399 | 885.4685 | 0
6400 | 884.928 | 0
6401 | 883.3154 | 0
6402 | 883.2 | 0
6403 | 882.8525 | 0
6404 | 882.8417 | 0
6405 | 882.8235 | 0
6406 | 882.694 | 0
6407 | 882.651 | 0
6408 | 882.624 | 0
6409 | 882.579 | 0
6410 | 882.1064 | 0
6411 | 881.612 | 0
6412 | 881.4527 | 0
6413 | 881.3451 | 0
6414 | 880.938 | 0
6415 | 880.8 | 0
6416 | 880.622 | 0
6417 | 880 | 0
6418 | 879.9313 | 0
6419 | 879.7304 | 0
6420 | 879.2406 | 0
6421 | 879.0094 | 0
6422 | 878.5446 | 0
6423 | 878.4 | 0
6424 | 877.8811 | 0
6425 | 877.6 | 0
6426 | 877.3751 | 0
6427 | 876.805 | 0
6428 | 876.8 | 0
6429 | 876.8 | 0
6430 | 876.8 | 0
6431 | 876.5771 | 0
6432 | 876.383 | 0
6433 | 876.0043 | 0
6434 | 875.7872 | 0
6435 | 875.2 | 0
6436 | 874.7245 | 0
6437 | 874.2602 | 0
6438 | 874.205 | 0
6439 | 873.0622 | 0
6440 | 873.013 | 0
6441 | 872.9741 | 0
6442 | 872.0645 | 0
6443 | 871.996 | 0
6444 | 871.6431 | 0
6445 | 871.2 | 0
6446 | 870.547 | 0
6447 | 870.304 | 0
6448 | 870.2682 | 0
6449 | 870.2617 | 0
6450 | 869.633 | 0
6451 | 869.487 | 0
6452 | 866.892 | 0
6453 | 866.164 | 0
6454 | 866.1271 | 0
6455 | 864.861 | 0
6456 | 864.8 | 0
6457 | 864.1732 | 0
6458 | 863.605 | 0
6459 | 863.52 | 0
6460 | 863.2 | 0
6461 | 862.4134 | 0
6462 | 861.9735 | 0
6463 | 861.226 | 0
6464 | 860.9694 | 0
6465 | 860.8 | 0
6466 | 860.8 | 0
6467 | 860.713 | 0
6468 | 860.5921 | 0
6469 | 860.551 | 0
6470 | 859.624 | 0
6471 | 859.4179 | 0
6472 | 858.742 | 0
6473 | 858.4429 | 0
6474 | 858.4 | 0
6475 | 858.2665 | 0
6476 | 858.247 | 0
6477 | 857.2624 | 0
6478 | 857.0857 | 0
6479 | 856.951 | 0
6480 | 856.555 | 0
6481 | 856.2803 | 0
6482 | 856 | 0
6483 | 855.7574 | 0
6484 | 855.543 | 0
6485 | 855.4501 | 0
6486 | 855.4089 | 0
6487 | 855.2 | 0
6488 | 855.171 | 0
6489 | 854.4 | 0
6490 | 853.6 | 0
6491 | 853.2232 | 0
6492 | 852.8 | 0
6493 | 852.6441 | 0
6494 | 851.9365 | 0
6495 | 851.5291 | 0
6496 | 851.215 | 0
6497 | 851.2 | 0
6498 | 850.4 | 0
6499 | 850.341 | 0
6500 | 849.9704 | 0
6501 | 848.8505 | 0
6502 | 848.7901 | 0
6503 | 848.4842 | 0
6504 | 848.1616 | 0
6505 | 848.1598 | 0
6506 | 848 | 0
6507 | 847.2718 | 0
6508 | 846.3463 | 0
6509 | 846.0043 | 0
6510 | 845.6 | 0
6511 | 845.369 | 0
6512 | 845.333 | 0
6513 | 845.2702 | 0
6514 | 844.8066 | 0
6515 | 844.7064 | 0
6516 | 843.9182 | 0
6517 | 843.7136 | 0
6518 | 843.2 | 0
6519 | 842.753 | 0
6520 | 842.1704 | 0
6521 | 842.0808 | 0
6522 | 840.5623 | 0
6523 | 840 | 0
6524 | 840 | 0
6525 | 839.555 | 0
6526 | 839.44 | 0
6527 | 838.4 | 0
6528 | 838.4 | 0
6529 | 837.4805 | 0
6530 | 837.0277 | 0
6531 | 836.8 | 0
6532 | 836.64 | 0
6533 | 836 | 0
6534 | 835.9855 | 0
6535 | 835.7275 | 0
6536 | 835.519 | 0
6537 | 833.8618 | 0
6538 | 833.363 | 0
6539 | 832.2691 | 0
6540 | 831.2 | 0
6541 | 831.19 | 0
6542 | 831.1376 | 0
6543 | 830.0973 | 0
6544 | 829.986 | 0
6545 | 829.6 | 0
6546 | 829.113 | 0
6547 | 828.8 | 0
6548 | 828.8 | 0
6549 | 828.8 | 0
6550 | 828.4586 | 0
6551 | 828.43 | 0
6552 | 828.2161 | 0
6553 | 827.5326 | 0
6554 | 827.2 | 0
6555 | 826.7486 | 0
6556 | 826.6632 | 0
6557 | 826.5843 | 0
6558 | 826.4 | 0
6559 | 825.915 | 0
6560 | 825.6 | 0
6561 | 824.194 | 0
6562 | 823.7824 | 0
6563 | 823.5547 | 0
6564 | 823.2952 | 0
6565 | 823.2952 | 0
6566 | 822.6911 | 0
6567 | 822.307 | 0
6568 | 822.233 | 0
6569 | 821.2232 | 0
6570 | 820.8 | 0
6571 | 820.686 | 0
6572 | 820.5325 | 0
6573 | 820.5103 | 0
6574 | 820 | 0
6575 | 819.4309 | 0
6576 | 819.3456 | 0
6577 | 818.6338 | 0
6578 | 818.4 | 0
6579 | 817.356 | 0
6580 | 817.3512 | 0
6581 | 816.4272 | 0
6582 | 816 | 0
6583 | 815.6977 | 0
6584 | 815.3764 | 0
6585 | 815.3764 | 0
6586 | 814.7659 | 0
6587 | 813.6256 | 0
6588 | 813.6256 | 0
6589 | 813.6014 | 0
6590 | 813.6 | 0
6591 | 812.644 | 0
6592 | 812.402 | 0
6593 | 812.063 | 0
6594 | 812 | 0
6595 | 811.981 | 0
6596 | 811.5093 | 0
6597 | 810.397 | 0
6598 | 809.4815 | 0
6599 | 809.242 | 0
6600 | 808.8 | 0
6601 | 807.601 | 0
6602 | 806.8654 | 0
6603 | 806.512 | 0
6604 | 806.1299 | 0
6605 | 806.027 | 0
6606 | 805.6 | 0
6607 | 804.961 | 0
6608 | 804.6468 | 0
6609 | 803.82 | 0
6610 | 803.013 | 0
6611 | 802.622 | 0
6612 | 802.2911 | 0
6613 | 802.242 | 0
6614 | 802.2369 | 0
6615 | 801.8299 | 0
6616 | 800.5026 | 0
6617 | 799.5406 | 0
6618 | 799.2 | 0
6619 | 799.112 | 0
6620 | 799.087 | 0
6621 | 798.5303 | 0
6622 | 798.4 | 0
6623 | 797.7399 | 0
6624 | 797.6 | 0
6625 | 797.6 | 0
6626 | 797.587 | 0
6627 | 796.5663 | 0
6628 | 795.2945 | 0
6629 | 793.1348 | 0
6630 | 792 | 0
6631 | 791.3395 | 0
6632 | 791.2837 | 0
6633 | 790.3815 | 0
6634 | 789.213 | 0
6635 | 788.801 | 0
6636 | 787.8808 | 0
6637 | 785.5354 | 0
6638 | 785.1463 | 0
6639 | 784.8 | 0
6640 | 784.8 | 0
6641 | 784.747 | 0
6642 | 784.7098 | 0
6643 | 782.7914 | 0
6644 | 782.6071 | 0
6645 | 782.5933 | 0
6646 | 782.5449 | 0
6647 | 781.83 | 0
6648 | 781.8035 | 0
6649 | 780.4728 | 0
6650 | 780.334 | 0
6651 | 780 | 0
6652 | 779.6512 | 0
6653 | 779.2 | 0
6654 | 779.2 | 0
6655 | 778.4 | 0
6656 | 777.6212 | 0
6657 | 777.272 | 0
6658 | 776.4017 | 0
6659 | 776.1206 | 0
6660 | 774.9473 | 0
6661 | 774.4 | 0
6662 | 773.4902 | 0
6663 | 772.296 | 0
6664 | 771.604 | 0
6665 | 771.2136 | 0
6666 | 770.837 | 0
6667 | 770.8032 | 0
6668 | 770.8032 | 0
6669 | 769.6 | 0
6670 | 768.029 | 0
6671 | 768 | 0
6672 | 767.602 | 0
6673 | 764 | 0
6674 | 762.515 | 0
6675 | 761.9789 | 0
6676 | 761.6585 | 0
6677 | 760 | 0
6678 | 759.7922 | 0
6679 | 759.475 | 0
6680 | 759.2 | 0
6681 | 758.1283 | 0
6682 | 758.1283 | 0
6683 | 756.9896 | 0
6684 | 756.9896 | 0
6685 | 756.627 | 0
6686 | 756.271 | 0
6687 | 755.2 | 0
6688 | 754.857 | 0
6689 | 754.4 | 0
6690 | 753.773 | 0
6691 | 752.979 | 0
6692 | 752.8 | 0
6693 | 752.1548 | 0
6694 | 750.2304 | 0
6695 | 750.082 | 0
6696 | 747.1449 | 0
6697 | 746.5353 | 0
6698 | 745.043 | 0
6699 | 743.1759 | 0
6700 | 741.7717 | 0
6701 | 741.6 | 0
6702 | 741.6 | 0
6703 | 740.535 | 0
6704 | 740.237 | 0
6705 | 739.3182 | 0
6706 | 739.0318 | 0
6707 | 738.4 | 0
6708 | 738.0913 | 0
6709 | 736.9597 | 0
6710 | 734.6806 | 0
6711 | 734.4698 | 0
6712 | 734.4 | 0
6713 | 733.5934 | 0
6714 | 730.0529 | 0
6715 | 729.6 | 0
6716 | 729.5043 | 0
6717 | 728.8 | 0
6718 | 728.4592 | 0
6719 | 727.5949 | 0
6720 | 727.2 | 0
6721 | 726.714 | 0
6722 | 725.6 | 0
6723 | 724.5973 | 0
6724 | 723.729 | 0
6725 | 723.2 | 0
6726 | 721.6 | 0
6727 | 720.8 | 0
6728 | 720.5879 | 0
6729 | 720.376 | 0
6730 | 717.6 | 0
6731 | 716.923 | 0
6732 | 716.419 | 0
6733 | 716.3965 | 0
6734 | 716.2392 | 0
6735 | 715.847 | 0
6736 | 715.8188 | 0
6737 | 715.661 | 0
6738 | 715.5485 | 0
6739 | 714.1672 | 0
6740 | 714.13 | 0
6741 | 713.6 | 0
6742 | 713.0577 | 0
6743 | 712.7858 | 0
6744 | 711.9834 | 0
6745 | 709.9428 | 0
6746 | 709.607 | 0
6747 | 708.8 | 0
6748 | 708.5433 | 0
6749 | 707.951 | 0
6750 | 706.4 | 0
6751 | 706.0992 | 0
6752 | 705.6 | 0
6753 | 704.9694 | 0
6754 | 704.9694 | 0
6755 | 704.878 | 0
6756 | 704 | 0
6757 | 700.8 | 0
6758 | 700.377 | 0
6759 | 699.2 | 0
6760 | 697.6 | 0
6761 | 697.26 | 0
6762 | 692.7019 | 0
6763 | 691.8841 | 0
6764 | 691.327 | 0
6765 | 690.747 | 0
6766 | 689.9172 | 0
6767 | 689.6 | 0
6768 | 689.6 | 0
6769 | 688.6006 | 0
6770 | 686.5273 | 0
6771 | 686.4 | 0
6772 | 686.4 | 0
6773 | 683.53 | 0
6774 | 682.6487 | 0
6775 | 680.187 | 0
6776 | 680.172 | 0
6777 | 679.439 | 0
6778 | 679.251 | 0
6779 | 678.563 | 0
6780 | 677.6 | 0
6781 | 676.8 | 0
6782 | 675.2074 | 0
6783 | 674.8497 | 0
6784 | 674.256 | 0
6785 | 673.7052 | 0
6786 | 672.9677 | 0
6787 | 672.0078 | 0
6788 | 671.56 | 0
6789 | 671.4383 | 0
6790 | 671.3979 | 0
6791 | 668.8 | 0
6792 | 668.5877 | 0
6793 | 667.766 | 0
6794 | 666.613 | 0
6795 | 664.4379 | 0
6796 | 663.439 | 0
6797 | 662.3137 | 0
6798 | 662.126 | 0
6799 | 660.137 | 0
6800 | 658.296 | 0
6801 | 657.357 | 0
6802 | 657.248 | 0
6803 | 656.8 | 0
6804 | 652.0056 | 0
6805 | 650.269 | 0
6806 | 649.4642 | 0
6807 | 646.748 | 0
6808 | 644.2323 | 0
6809 | 642.919 | 0
6810 | 641.0608 | 0
6811 | 639.7638 | 0
6812 | 639.3445 | 0
6813 | 638.4 | 0
6814 | 637.627 | 0
6815 | 636.197 | 0
6816 | 635.2 | 0
6817 | 632.529 | 0
6818 | 631.5235 | 0
6819 | 627.109 | 0
6820 | 626.4 | 0
6821 | 625.816 | 0
6822 | 624.6762 | 0
6823 | 624.5034 | 0
6824 | 622.722 | 0
6825 | 622.3062 | 0
6826 | 621.669 | 0
6827 | 619.025 | 0
6828 | 618.959 | 0
6829 | 618.406 | 0
6830 | 617.579 | 0
6831 | 615.896 | 0
6832 | 615.8259 | 0
6833 | 615.277 | 0
6834 | 612.699 | 0
6835 | 609.2833 | 0
6836 | 609.1832 | 0
6837 | 607.8018 | 0
6838 | 606.677 | 0
6839 | 606.4 | 0
6840 | 606.0119 | 0
6841 | 603.316 | 0
6842 | 602.4 | 0
6843 | 602.2764 | 0
6844 | 601.179 | 0
6845 | 596.8 | 0
6846 | 596.201 | 0
6847 | 596 | 0
6848 | 594.4 | 0
6849 | 594.4 | 0
6850 | 593.7445 | 0
6851 | 593.572 | 0
6852 | 593.521 | 0
6853 | 592.8 | 0
6854 | 592.386 | 0
6855 | 592.271 | 0
6856 | 592.193 | 0
6857 | 587.2298 | 0
6858 | 586.4 | 0
6859 | 585.8407 | 0
6860 | 584.9195 | 0
6861 | 583.859 | 0
6862 | 583.145 | 0
6863 | 580.8 | 0
6864 | 576.8 | 0
6865 | 574.5564 | 0
6866 | 571.13 | 0
6867 | 567.8021 | 0
6868 | 565.025 | 0
6869 | 563.4848 | 0
6870 | 561.581 | 0
6871 | 559.198 | 0
6872 | 558.473 | 0
6873 | 557.6649 | 0
6874 | 556.7111 | 0
6875 | 552.934 | 0
6876 | 551.2 | 0
6877 | 551.1658 | 0
6878 | 550.7832 | 0
6879 | 546.3104 | 0
6880 | 545.507 | 0
6881 | 544.574 | 0
6882 | 537.6301 | 0
6883 | 536.721 | 0
6884 | 534.4 | 0
6885 | 533.643 | 0
6886 | 532.414 | 0
6887 | 531.2024 | 0
6888 | 526.4 | 0
6889 | 524.3525 | 0
6890 | 520.8758 | 0
6891 | 520.632 | 0
6892 | 516.8685 | 0
6893 | 512.7793 | 0
6894 | 511.4393 | 0
6895 | 511.2727 | 0
6896 | 506.2713 | 0
6897 | 505.6 | 0
6898 | 505.6 | 0
6899 | 505.286 | 0
6900 | 504 | 0
6901 | 504 | 0
6902 | 503.248 | 0
6903 | 503.2 | 0
6904 | 502.0396 | 0
6905 | 502.0396 | 0
6906 | 501.6 | 0
6907 | 500.197 | 0
6908 | 498.735 | 0
6909 | 498.4 | 0
6910 | 498.4 | 0
6911 | 498.4 | 0
6912 | 497.6 | 0
6913 | 496.7951 | 0
6914 | 496.4614 | 0
6915 | 496.4614 | 0
6916 | 496.4614 | 0
6917 | 495.6645 | 0
6918 | 495.6049 | 0
6919 | 490.41 | 0
6920 | 489.888 | 0
6921 | 487.2 | 0
6922 | 485.7777 | 0
6923 | 485.6 | 0
6924 | 485.3049 | 0
6925 | 484.8 | 0
6926 | 483.7112 | 0
6927 | 482.5196 | 0
6928 | 481.147 | 0
6929 | 480.8 | 0
6930 | 479.2755 | 0
6931 | 478.9298 | 0
6932 | 478.6691 | 0
6933 | 477.6 | 0
6934 | 475.7423 | 0
6935 | 472 | 0
6936 | 472 | 0
6937 | 470.5752 | 0
6938 | 470.1641 | 0
6939 | 469.188 | 0
6940 | 467.2 | 0
6941 | 465.3827 | 0
6942 | 460.316 | 0
6943 | 458.959 | 0
6944 | 457.786 | 0
6945 | 455.687 | 0
6946 | 453.9145 | 0
6947 | 452.8416 | 0
6948 | 451.698 | 0
6949 | 451.248 | 0
6950 | 450.4 | 0
6951 | 448.6481 | 0
6952 | 445.515 | 0
6953 | 442.969 | 0
6954 | 442.7905 | 0
6955 | 440.8103 | 0
6956 | 437.884 | 0
6957 | 436.2411 | 0
6958 | 433.4498 | 0
6959 | 433.137 | 0
6960 | 432.662 | 0
6961 | 431.2 | 0
6962 | 426.0894 | 0
6963 | 424 | 0
6964 | 423.3979 | 0
6965 | 423.123 | 0
6966 | 422.9472 | 0
6967 | 421.6 | 0
6968 | 419.9601 | 0
6969 | 416.8 | 0
6970 | 415.99 | 0
6971 | 414.3719 | 0
6972 | 413.609 | 0
6973 | 413.157 | 0
6974 | 412.0002 | 0
6975 | 410.829 | 0
6976 | 410.4 | 0
6977 | 408.8037 | 0
6978 | 408.03 | 0
6979 | 407.546 | 0
6980 | 406.4615 | 0
6981 | 406.4429 | 0
6982 | 403.1901 | 0
6983 | 402.4 | 0
6984 | 400.8348 | 0
6985 | 399.101 | 0
6986 | 397.7894 | 0
6987 | 397.6 | 0
6988 | 396.46 | 0
6989 | 395.2318 | 0
6990 | 394.4 | 0
6991 | 393.167 | 0
6992 | 392.5583 | 0
6993 | 390.9227 | 0
6994 | 390.4 | 0
6995 | 390.1049 | 0
6996 | 389.912 | 0
6997 | 389.328 | 0
6998 | 388.4692 | 0
6999 | 387.2 | 0
7000 | 386.8335 | 0
7001 | 385.6939 | 0
7002 | 385.522 | 0
7003 | 384.0224 | 0
7004 | 384 | 0
7005 | 382.4 | 0
7006 | 382.4 | 0
7007 | 381.8331 | 0
7008 | 381.6 | 0
7009 | 380.8 | 0
7010 | 380 | 0
7011 | 378.6719 | 0
7012 | 378.4 | 0
7013 | 378.4 | 0
7014 | 378.0493 | 0
7015 | 376.9281 | 0
7016 | 375.588 | 0
7017 | 375.3839 | 0
7018 | 375.337 | 0
7019 | 371.3765 | 0
7020 | 369.6591 | 0
7021 | 369.6 | 0
7022 | 368.8 | 0
7023 | 368.1624 | 0
7024 | 367.3655 | 0
7025 | 367.2 | 0
7026 | 365.57 | 0
7027 | 364.7608 | 0
7028 | 364.693 | 0
7029 | 364.5171 | 0
7030 | 364.5053 | 0
7031 | 362.2986 | 0
7032 | 361.6 | 0
7033 | 357.9482 | 0
7034 | 357.6 | 0
7035 | 355.547 | 0
7036 | 354.6912 | 0
7037 | 354.4 | 0
7038 | 354.4 | 0
7039 | 353.747 | 0
7040 | 352 | 0
7041 | 348.83 | 0
7042 | 345.786 | 0
7043 | 345.2975 | 0
7044 | 344.9167 | 0
7045 | 344.1836 | 0
7046 | 343.658 | 0
7047 | 342.4 | 0
7048 | 341.8528 | 0
7049 | 341.456 | 0
7050 | 341.0682 | 0
7051 | 339.258 | 0
7052 | 338.7742 | 0
7053 | 337.397 | 0
7054 | 335.666 | 0
7055 | 335.2 | 0
7056 | 334.3604 | 0
7057 | 333.8962 | 0
7058 | 333.853 | 0
7059 | 333.7513 | 0
7060 | 332.224 | 0
7061 | 332.0389 | 0
7062 | 331.6128 | 0
7063 | 331.2 | 0
7064 | 330.448 | 0
7065 | 329.9117 | 0
7066 | 329.489 | 0
7067 | 329.02 | 0
7068 | 328.2074 | 0
7069 | 325.6 | 0
7070 | 324.8 | 0
7071 | 324.56 | 0
7072 | 324.3335 | 0
7073 | 324.2289 | 0
7074 | 323.0428 | 0
7075 | 322.859 | 0
7076 | 322.6469 | 0
7077 | 320.018 | 0
7078 | 318.7732 | 0
7079 | 318.4 | 0
7080 | 318.4 | 0
7081 | 317.159 | 0
7082 | 316 | 0
7083 | 315.607 | 0
7084 | 315.351 | 0
7085 | 315.114 | 0
7086 | 314.692 | 0
7087 | 313.792 | 0
7088 | 313.222 | 0
7089 | 311.517 | 0
7090 | 311.492 | 0
7091 | 309.6 | 0
7092 | 309.2214 | 0
7093 | 308.8 | 0
7094 | 308.0162 | 0
7095 | 307.5989 | 0
7096 | 307.348 | 0
7097 | 307.065 | 0
7098 | 306.2691 | 0
7099 | 306.2603 | 0
7100 | 305.8684 | 0
7101 | 305.6 | 0
7102 | 305.6 | 0
7103 | 304.539 | 0
7104 | 304.4113 | 0
7105 | 304.1927 | 0
7106 | 303.9311 | 0
7107 | 303.4149 | 0
7108 | 303.4149 | 0
7109 | 303.3544 | 0
7110 | 302.7034 | 0
7111 | 302.5368 | 0
7112 | 302.4 | 0
7113 | 302.112 | 0
7114 | 301.357 | 0
7115 | 301.2237 | 0
7116 | 300.6751 | 0
7117 | 299.716 | 0
7118 | 299.592 | 0
7119 | 299.2 | 0
7120 | 298.518 | 0
7121 | 298.5079 | 0
7122 | 298.4 | 0
7123 | 298.368 | 0
7124 | 298.2132 | 0
7125 | 297.305 | 0
7126 | 296.8 | 0
7127 | 296.8 | 0
7128 | 296.8 | 0
7129 | 296.7904 | 0
7130 | 296.104 | 0
7131 | 296 | 0
7132 | 296 | 0
7133 | 295.6455 | 0
7134 | 295.44 | 0
7135 | 294.906 | 0
7136 | 293.6009 | 0
7137 | 293.6 | 0
7138 | 293.458 | 0
7139 | 292.8 | 0
7140 | 292.731 | 0
7141 | 292.6697 | 0
7142 | 292 | 0
7143 | 292 | 0
7144 | 291.2 | 0
7145 | 291.2 | 0
7146 | 291.076 | 0
7147 | 290.153 | 0
7148 | 289.9125 | 0
7149 | 289.7979 | 0
7150 | 288.999 | 0
7151 | 288.8 | 0
7152 | 288.152 | 0
7153 | 287.755 | 0
7154 | 287.6502 | 0
7155 | 287.4671 | 0
7156 | 287.4345 | 0
7157 | 287.2 | 0
7158 | 287.2 | 0
7159 | 287.073 | 0
7160 | 286.4047 | 0
7161 | 286.349 | 0
7162 | 285.6 | 0
7163 | 285.1363 | 0
7164 | 285.122 | 0
7165 | 284.8 | 0
7166 | 284.3594 | 0
7167 | 284.243 | 0
7168 | 284.013 | 0
7169 | 283.6922 | 0
7170 | 283.5824 | 0
7171 | 283.379 | 0
7172 | 282.8055 | 0
7173 | 282.4089 | 0
7174 | 282.4 | 0
7175 | 282.1513 | 0
7176 | 281.969 | 0
7177 | 281.7887 | 0
7178 | 281.691 | 0
7179 | 281.379 | 0
7180 | 281.28 | 0
7181 | 281.168 | 0
7182 | 280.8 | 0
7183 | 280.4747 | 0
7184 | 280.4042 | 0
7185 | 280.1859 | 0
7186 | 279.8454 | 0
7187 | 279.7078 | 0
7188 | 279.4598 | 0
7189 | 279.2 | 0
7190 | 279.2 | 0
7191 | 278.9208 | 0
7192 | 278.114 | 0
7193 | 276.424 | 0
7194 | 276.33 | 0
7195 | 276.252 | 0
7196 | 276.049 | 0
7197 | 276 | 0
7198 | 275.21 | 0
7199 | 275.2 | 0
7200 | 274.8922 | 0
7201 | 274.4 | 0
7202 | 274.291 | 0
7203 | 273.5706 | 0
7204 | 273.494 | 0
7205 | 273.0489 | 0
7206 | 272.738 | 0
7207 | 272 | 0
7208 | 272 | 0
7209 | 271.406 | 0
7210 | 270.4 | 0
7211 | 270.3306 | 0
7212 | 269.8053 | 0
7213 | 269.6 | 0
7214 | 269.3482 | 0
7215 | 269.159 | 0
7216 | 269.004 | 0
7217 | 268.4554 | 0
7218 | 268.3642 | 0
7219 | 268 | 0
7220 | 268 | 0
7221 | 267.984 | 0
7222 | 267.282 | 0
7223 | 267.096 | 0
7224 | 266.4 | 0
7225 | 265.6099 | 0
7226 | 264.8 | 0
7227 | 264.437 | 0
7228 | 264 | 0
7229 | 263.906 | 0
7230 | 262.5234 | 0
7231 | 261.8282 | 0
7232 | 261.6 | 0
7233 | 261.3999 | 0
7234 | 261.2493 | 0
7235 | 260.8 | 0
7236 | 260.5825 | 0
7237 | 260.2743 | 0
7238 | 259.577 | 0
7239 | 259.2 | 0
7240 | 258.885 | 0
7241 | 258.7204 | 0
7242 | 258.151 | 0
7243 | 257.376 | 0
7244 | 257.187 | 0
7245 | 256.8 | 0
7246 | 256.165 | 0
7247 | 256.129 | 0
7248 | 255.553 | 0
7249 | 255.342 | 0
7250 | 255.2 | 0
7251 | 254.785 | 0
7252 | 254.4 | 0
7253 | 251.848 | 0
7254 | 251.672 | 0
7255 | 251.6319 | 0
7256 | 251.4089 | 0
7257 | 250.683 | 0
7258 | 249.9566 | 0
7259 | 248.7805 | 0
7260 | 248.715 | 0
7261 | 247.8433 | 0
7262 | 247.4402 | 0
7263 | 246.5742 | 0
7264 | 246.4 | 0
7265 | 246.146 | 0
7266 | 245.6 | 0
7267 | 244.5879 | 0
7268 | 244.417 | 0
7269 | 243.992 | 0
7270 | 243.8114 | 0
7271 | 243.7133 | 0
7272 | 243.4565 | 0
7273 | 243.2 | 0
7274 | 243.2 | 0
7275 | 242.4 | 0
7276 | 241.5452 | 0
7277 | 241.0487 | 0
7278 | 240.544 | 0
7279 | 239.297 | 0
7280 | 239.2 | 0
7281 | 238.4 | 0
7282 | 237.6 | 0
7283 | 237.6 | 0
7284 | 237.6 | 0
7285 | 237.5953 | 0
7286 | 236.4577 | 0
7287 | 236.2455 | 0
7288 | 236.1892 | 0
7289 | 236.1892 | 0
7290 | 236.032 | 0
7291 | 236 | 0
7292 | 235.767 | 0
7293 | 235.761 | 0
7294 | 235.535 | 0
7295 | 235.4123 | 0
7296 | 235.207 | 0
7297 | 235.0545 | 0
7298 | 234.947 | 0
7299 | 234.8325 | 0
7300 | 234.8325 | 0
7301 | 234.813 | 0
7302 | 234.455 | 0
7303 | 234.4 | 0
7304 | 234.4 | 0
7305 | 234.3197 | 0
7306 | 233.76 | 0
7307 | 233.4883 | 0
7308 | 233.438 | 0
7309 | 233.034 | 0
7310 | 232.2637 | 0
7311 | 231.2 | 0
7312 | 231.095 | 0
7313 | 230.7506 | 0
7314 | 230.7506 | 0
7315 | 230.684 | 0
7316 | 230.659 | 0
7317 | 230.4 | 0
7318 | 230.4 | 0
7319 | 229.93 | 0
7320 | 229.1968 | 0
7321 | 228.8 | 0
7322 | 228.6164 | 0
7323 | 228.4266 | 0
7324 | 228.211 | 0
7325 | 227.9257 | 0
7326 | 227.8445 | 0
7327 | 227.812 | 0
7328 | 227.6429 | 0
7329 | 227.2 | 0
7330 | 227.0213 | 0
7331 | 226.7086 | 0
7332 | 226.4 | 0
7333 | 226.3163 | 0
7334 | 226.1197 | 0
7335 | 225.957 | 0
7336 | 225.678 | 0
7337 | 225.6 | 0
7338 | 225.1445 | 0
7339 | 224.739 | 0
7340 | 224.5351 | 0
7341 | 224.458 | 0
7342 | 224.034 | 0
7343 | 224.0097 | 0
7344 | 224 | 0
7345 | 223.7816 | 0
7346 | 223.7582 | 0
7347 | 223.5096 | 0
7348 | 223.2 | 0
7349 | 223.2 | 0
7350 | 222.3318 | 0
7351 | 222.2043 | 0
7352 | 221.6323 | 0
7353 | 221.6 | 0
7354 | 221.19 | 0
7355 | 220.4508 | 0
7356 | 220.236 | 0
7357 | 220 | 0
7358 | 219.8735 | 0
7359 | 219.6375 | 0
7360 | 218.574 | 0
7361 | 218.4 | 0
7362 | 217.414 | 0
7363 | 216.663 | 0
7364 | 216.305 | 0
7365 | 216.0103 | 0
7366 | 215.288 | 0
7367 | 215.2119 | 0
7368 | 213.658 | 0
7369 | 212.04 | 0
7370 | 211.973 | 0
7371 | 211.252 | 0
7372 | 211.1465 | 0
7373 | 210.894 | 0
7374 | 210.6517 | 0
7375 | 210.4 | 0
7376 | 210.344 | 0
7377 | 210.0695 | 0
7378 | 209.928 | 0
7379 | 209.7018 | 0
7380 | 209.6 | 0
7381 | 209.471 | 0
7382 | 209.159 | 0
7383 | 207.884 | 0
7384 | 207.7449 | 0
7385 | 207.6748 | 0
7386 | 207.2309 | 0
7387 | 207.2 | 0
7388 | 207.0754 | 0
7389 | 206.5145 | 0
7390 | 206.4 | 0
7391 | 206.3667 | 0
7392 | 205.8624 | 0
7393 | 205.306 | 0
7394 | 205.1622 | 0
7395 | 205.1331 | 0
7396 | 205.13 | 0
7397 | 204.826 | 0
7398 | 204.693 | 0
7399 | 204.599 | 0
7400 | 204 | 0
7401 | 204 | 0
7402 | 203.7794 | 0
7403 | 203.767 | 0
7404 | 203.5578 | 0
7405 | 203.5454 | 0
7406 | 203.2065 | 0
7407 | 203.2 | 0
7408 | 203.03 | 0
7409 | 202.7269 | 0
7410 | 202.713 | 0
7411 | 202.4179 | 0
7412 | 201.4499 | 0
7413 | 200.9569 | 0
7414 | 200.8 | 0
7415 | 200 | 0
7416 | 199.8194 | 0
7417 | 199.5505 | 0
7418 | 199.3876 | 0
7419 | 199.2 | 0
7420 | 199.2 | 0
7421 | 199.0353 | 0
7422 | 198.9214 | 0
7423 | 198.7923 | 0
7424 | 198.151 | 0
7425 | 198.1192 | 0
7426 | 197.9358 | 0
7427 | 197.6 | 0
7428 | 197.3423 | 0
7429 | 197.097 | 0
7430 | 197.082 | 0
7431 | 197.058 | 0
7432 | 196.406 | 0
7433 | 195.7169 | 0
7434 | 195.463 | 0
7435 | 195.2 | 0
7436 | 195.0115 | 0
7437 | 194.8402 | 0
7438 | 194.696 | 0
7439 | 194.577 | 0
7440 | 193.991 | 0
7441 | 193.831 | 0
7442 | 193.6 | 0
7443 | 193.3915 | 0
7444 | 193.0078 | 0
7445 | 192.8 | 0
7446 | 192.7008 | 0
7447 | 192.296 | 0
7448 | 192 | 0
7449 | 191.45 | 0
7450 | 191.3722 | 0
7451 | 191.2 | 0
7452 | 189.7642 | 0
7453 | 189.5525 | 0
7454 | 188.5567 | 0
7455 | 187.2 | 0
7456 | 186.914 | 0
7457 | 186.6658 | 0
7458 | 186.4652 | 0
7459 | 186.389 | 0
7460 | 186.0829 | 0
7461 | 185.868 | 0
7462 | 185.6882 | 0
7463 | 185.42 | 0
7464 | 185.3969 | 0
7465 | 185.2027 | 0
7466 | 184.122 | 0
7467 | 183.582 | 0
7468 | 183.44 | 0
7469 | 183.1445 | 0
7470 | 183.063 | 0
7471 | 182.8679 | 0
7472 | 182.0764 | 0
7473 | 182.026 | 0
7474 | 182.01 | 0
7475 | 181.7586 | 0
7476 | 181.6734 | 0
7477 | 181.6499 | 0
7478 | 181.636 | 0
7479 | 181.6015 | 0
7480 | 181.355 | 0
7481 | 181.302 | 0
7482 | 181.165 | 0
7483 | 181.0159 | 0
7484 | 180.5099 | 0
7485 | 180 | 0
7486 | 180 | 0
7487 | 178.8941 | 0
7488 | 178.8871 | 0
7489 | 178.704 | 0
7490 | 177.796 | 0
7491 | 176.7969 | 0
7492 | 176.3999 | 0
7493 | 175.9232 | 0
7494 | 174.4073 | 0
7495 | 173.99 | 0
7496 | 173.6 | 0
7497 | 173.54 | 0
7498 | 172.671 | 0
7499 | 171.9803 | 0
7500 | 171.8487 | 0
7501 | 171.2 | 0
7502 | 170.769 | 0
7503 | 170.644 | 0
7504 | 170.605 | 0
7505 | 169.6 | 0
7506 | 169.2818 | 0
7507 | 168.6547 | 0
7508 | 168.473 | 0
7509 | 168.345 | 0
7510 | 168.3081 | 0
7511 | 168 | 0
7512 | 167.4831 | 0
7513 | 167.046 | 0
7514 | 164.8 | 0
7515 | 164.7109 | 0
7516 | 163.4921 | 0
7517 | 163.2 | 0
7518 | 163.157 | 0
7519 | 162.5652 | 0
7520 | 160.8 | 0
7521 | 160.732 | 0
7522 | 160.3938 | 0
7523 | 160.064 | 0
7524 | 159.9664 | 0
7525 | 159.6078 | 0
7526 | 159.508 | 0
7527 | 158.4 | 0
7528 | 158.372 | 0
7529 | 157.4013 | 0
7530 | 156.96 | 0
7531 | 156.897 | 0
7532 | 156.1646 | 0
7533 | 155.6841 | 0
7534 | 155.4039 | 0
7535 | 155.4039 | 0
7536 | 154.285 | 0
7537 | 153.6 | 0
7538 | 152.6909 | 0
7539 | 152.29 | 0
7540 | 152.1164 | 0
7541 | 151.282 | 0
7542 | 151.211 | 0
7543 | 150.5308 | 0
7544 | 150.4 | 0
7545 | 149.6 | 0
7546 | 149.362 | 0
7547 | 148.8 | 0
7548 | 148.8 | 0
7549 | 148 | 0
7550 | 147.3263 | 0
7551 | 147.249 | 0
7552 | 147.1628 | 0
7553 | 145.633 | 0
7554 | 145.6072 | 0
7555 | 144.5105 | 0
7556 | 144.11 | 0
7557 | 142.4 | 0
7558 | 142.371 | 0
7559 | 141.4846 | 0
7560 | 141.382 | 0
7561 | 140.8 | 0
7562 | 140 | 0
7563 | 139.948 | 0
7564 | 139.8489 | 0
7565 | 139.2 | 0
7566 | 138.7688 | 0
7567 | 138.494 | 0
7568 | 138.479 | 0
7569 | 138.4 | 0
7570 | 138.295 | 0
7571 | 138.2778 | 0
7572 | 138.2668 | 0
7573 | 137.6387 | 0
7574 | 137.6 | 0
7575 | 137.552 | 0
7576 | 137.5422 | 0
7577 | 136.8 | 0
7578 | 136.8 | 0
7579 | 136.2679 | 0
7580 | 136.0712 | 0
7581 | 135.9137 | 0
7582 | 135.7598 | 0
7583 | 135.505 | 0
7584 | 135.46 | 0
7585 | 135.2 | 0
7586 | 135.1872 | 0
7587 | 134.638 | 0
7588 | 132.8 | 0
7589 | 132.6113 | 0
7590 | 132.4947 | 0
7591 | 132.424 | 0
7592 | 131.3026 | 0
7593 | 130.6101 | 0
7594 | 130.5488 | 0
7595 | 129.9866 | 0
7596 | 129.537 | 0
7597 | 128.8 | 0
7598 | 128.716 | 0
7599 | 127.2 | 0
7600 | 127.2 | 0
7601 | 127.2 | 0
7602 | 126.773 | 0
7603 | 126.647 | 0
7604 | 126.4653 | 0
7605 | 126.4 | 0
7606 | 125.6 | 0
7607 | 124.8 | 0
7608 | 124.5833 | 0
7609 | 124 | 0
7610 | 123.5332 | 0
7611 | 123.2 | 0
7612 | 123.1185 | 0
7613 | 122.7562 | 0
7614 | 122.6745 | 0
7615 | 122.023 | 0
7616 | 121.2024 | 0
7617 | 120.4254 | 0
7618 | 120 | 0
7619 | 120 | 0
7620 | 120 | 0
7621 | 119.9634 | 0
7622 | 119.641 | 0
7623 | 119.5695 | 0
7624 | 119.4032 | 0
7625 | 118.7976 | 0
7626 | 118.4 | 0
7627 | 118.4 | 0
7628 | 118.4 | 0
7629 | 117.6 | 0
7630 | 117.6 | 0
7631 | 117.348 | 0
7632 | 116.9497 | 0
7633 | 116.8 | 0
7634 | 116.5407 | 0
7635 | 116.1318 | 0
7636 | 116 | 0
7637 | 116 | 0
7638 | 116 | 0
7639 | 115.4766 | 0
7640 | 115.2 | 0
7641 | 115.2 | 0
7642 | 115.054 | 0
7643 | 114.9869 | 0
7644 | 114.9869 | 0
7645 | 114.4 | 0
7646 | 114.4 | 0
7647 | 113.6784 | 0
7648 | 113.6 | 0
7649 | 112.8605 | 0
7650 | 112.8605 | 0
7651 | 112.7164 | 0
7652 | 112.656 | 0
7653 | 112.5998 | 0
7654 | 111.8791 | 0
7655 | 111.2 | 0
7656 | 111.2 | 0
7657 | 110.407 | 0
7658 | 110.4 | 0
7659 | 110.4 | 0
7660 | 110.4 | 0
7661 | 110.4 | 0
7662 | 110.4 | 0
7663 | 110.328 | 0
7664 | 110.259 | 0
7665 | 110.145 | 0
7666 | 109.8187 | 0
7667 | 109.6 | 0
7668 | 109.6 | 0
7669 | 109.6 | 0
7670 | 108.8 | 0
7671 | 108.8 | 0
7672 | 108.8 | 0
7673 | 108.8 | 0
7674 | 108.4667 | 0
7675 | 108.3768 | 0
7676 | 108.1214 | 0
7677 | 108 | 0
7678 | 108 | 0
7679 | 108 | 0
7680 | 107.9944 | 0
7681 | 107.2175 | 0
7682 | 107.2175 | 0
7683 | 107.2175 | 0
7684 | 107.2 | 0
7685 | 107.2 | 0
7686 | 107.2 | 0
7687 | 107.1357 | 0
7688 | 106.6504 | 0
7689 | 106.6504 | 0
7690 | 106.4 | 0
7691 | 106.4 | 0
7692 | 106.3653 | 0
7693 | 106.186 | 0
7694 | 106.102 | 0
7695 | 105.9861 | 0
7696 | 105.9149 | 0
7697 | 105.6 | 0
7698 | 105.6 | 0
7699 | 105.6 | 0
7700 | 105.5001 | 0
7701 | 105.3492 | 0
7702 | 105.232 | 0
7703 | 105.1892 | 0
7704 | 105.1892 | 0
7705 | 105.1794 | 0
7706 | 104.8867 | 0
7707 | 104.8867 | 0
7708 | 104.8 | 0
7709 | 104.8 | 0
7710 | 104.8 | 0
7711 | 104.8 | 0
7712 | 104.269 | 0
7713 | 104.1097 | 0
7714 | 104.1097 | 0
7715 | 104 | 0
7716 | 104 | 0
7717 | 103.8644 | 0
7718 | 103.3328 | 0
7719 | 103.2926 | 0
7720 | 103.221 | 0
7721 | 103.2 | 0
7722 | 103.2 | 0
7723 | 103.2 | 0
7724 | 103.2 | 0
7725 | 102.491 | 0
7726 | 102.4 | 0
7727 | 102.4 | 0
7728 | 102.4 | 0
7729 | 102.2287 | 0
7730 | 102.2287 | 0
7731 | 102.2287 | 0
7732 | 102.2212 | 0
7733 | 102.069 | 0
7734 | 101.7789 | 0
7735 | 101.7789 | 0
7736 | 101.7789 | 0
7737 | 101.6 | 0
7738 | 101.6 | 0
7739 | 101.6 | 0
7740 | 101.6 | 0
7741 | 101.6 | 0
7742 | 101.6 | 0
7743 | 101.6 | 0
7744 | 101.6 | 0
7745 | 101.6 | 0
7746 | 101.4733 | 0
7747 | 101.2048 | 0
7748 | 101.182 | 0
7749 | 101.002 | 0
7750 | 100.984 | 0
7751 | 100.8 | 0
7752 | 100.8 | 0
7753 | 100.8 | 0
7754 | 100.7662 | 0
7755 | 100.7662 | 0
7756 | 100.7662 | 0
7757 | 100.5931 | 0
7758 | 100.5931 | 0
7759 | 100.5931 | 0
7760 | 100.5931 | 0
7761 | 100.2454 | 0
7762 | 100.225 | 0
7763 | 100.225 | 0
7764 | 100.0307 | 0
7765 | 100.0307 | 0
7766 | 100.012 | 0
7767 | 100 | 0
7768 | 100 | 0
7769 | 100 | 0
7770 | 100 | 0
7771 | 100 | 0
7772 | 100 | 0
7773 | 100 | 0
7774 | 99.7752 | 0
7775 | 99.5365 | 0
7776 | 99.4481 | 0
7777 | 99.261 | 0
7778 | 99.2 | 0
7779 | 99.2 | 0
7780 | 99.2 | 0
7781 | 99.2 | 0
7782 | 99.2 | 0
7783 | 99.2 | 0
7784 | 99.1266 | 0
7785 | 98.9574 | 0
7786 | 98.9574 | 0
7787 | 98.9574 | 0
7788 | 98.846 | 0
7789 | 98.6711 | 0
7790 | 98.6711 | 0
7791 | 98.6711 | 0
7792 | 98.6711 | 0
7793 | 98.6711 | 0
7794 | 98.5597 | 0
7795 | 98.4 | 0
7796 | 98.4 | 0
7797 | 98.4 | 0
7798 | 98.4 | 0
7799 | 98.4 | 0
7800 | 98.4 | 0
7801 | 98.4 | 0
7802 | 98.4 | 0
7803 | 98.247 | 0
7804 | 97.636 | 0
7805 | 97.6 | 0
7806 | 97.6 | 0
7807 | 97.3218 | 0
7808 | 97.2562 | 0
7809 | 97.2204 | 0
7810 | 97.1173 | 0
7811 | 96.821 | 0
7812 | 96.805 | 0
7813 | 96.8 | 0
7814 | 96.8 | 0
7815 | 96.8 | 0
7816 | 96.8 | 0
7817 | 96.8 | 0
7818 | 96.8 | 0
7819 | 96.8 | 0
7820 | 96.8 | 0
7821 | 96.5407 | 0
7822 | 96.5039 | 0
7823 | 96.4444 | 0
7824 | 96.4285 | 0
7825 | 96.4235 | 0
7826 | 96.3403 | 0
7827 | 96.007 | 0
7828 | 96 | 0
7829 | 96 | 0
7830 | 96 | 0
7831 | 96 | 0
7832 | 96 | 0
7833 | 95.6861 | 0
7834 | 95.6336 | 0
7835 | 95.6266 | 0
7836 | 95.6176 | 0
7837 | 95.4148 | 0
7838 | 95.362 | 0
7839 | 95.215 | 0
7840 | 95.2 | 0
7841 | 95.2 | 0
7842 | 95.2 | 0
7843 | 95.2 | 0
7844 | 95.06 | 0
7845 | 94.9911 | 0
7846 | 94.896 | 0
7847 | 94.8821 | 0
7848 | 94.8683 | 0
7849 | 94.8683 | 0
7850 | 94.8683 | 0
7851 | 94.8446 | 0
7852 | 94.8297 | 0
7853 | 94.8297 | 0
7854 | 94.791 | 0
7855 | 94.436 | 0
7856 | 94.4 | 0
7857 | 94.4 | 0
7858 | 94.4 | 0
7859 | 94.4 | 0
7860 | 94.4 | 0
7861 | 94.4 | 0
7862 | 94.4 | 0
7863 | 94.4 | 0
7864 | 94.4 | 0
7865 | 94.1466 | 0
7866 | 94.1466 | 0
7867 | 94.05 | 0
7868 | 94.0328 | 0
7869 | 94.0328 | 0
7870 | 94.0328 | 0
7871 | 94.0328 | 0
7872 | 94.0328 | 0
7873 | 94.0095 | 0
7874 | 93.6 | 0
7875 | 93.6 | 0
7876 | 93.6 | 0
7877 | 93.6 | 0
7878 | 93.6 | 0
7879 | 93.6 | 0
7880 | 93.6 | 0
7881 | 93.6 | 0
7882 | 93.6 | 0
7883 | 93.6 | 0
7884 | 93.6 | 0
7885 | 93.6 | 0
7886 | 93.6 | 0
7887 | 93.6 | 0
7888 | 93.6 | 0
7889 | 93.6 | 0
7890 | 93.6 | 0
7891 | 93.411 | 0
7892 | 93.411 | 0
7893 | 93.277 | 0
7894 | 93.2359 | 0
7895 | 93.2359 | 0
7896 | 93.2359 | 0
7897 | 93.2359 | 0
7898 | 93.2359 | 0
7899 | 93.2359 | 0
7900 | 93.2359 | 0
7901 | 93.2359 | 0
7902 | 93.2359 | 0
7903 | 93.2359 | 0
7904 | 93.2326 | 0
7905 | 93.2326 | 0
7906 | 93.2326 | 0
7907 | 92.8447 | 0
7908 | 92.8 | 0
7909 | 92.8 | 0
7910 | 92.8 | 0
7911 | 92.8 | 0
7912 | 92.8 | 0
7913 | 92.8 | 0
7914 | 92.8 | 0
7915 | 92.8 | 0
7916 | 92.8 | 0
7917 | 92.8 | 0
7918 | 92.8 | 0
7919 | 92.8 | 0
7920 | 92.708 | 0
7921 | 92.6755 | 0
7922 | 92.6755 | 0
7923 | 92.439 | 0
7924 | 92.439 | 0
7925 | 92.439 | 0
7926 | 92.439 | 0
7927 | 92.439 | 0
7928 | 92.439 | 0
7929 | 92.4148 | 0
7930 | 92.4148 | 0
7931 | 92.1604 | 0
7932 | 92.13 | 0
7933 | 92 | 0
7934 | 92 | 0
7935 | 92 | 0
7936 | 92 | 0
7937 | 92 | 0
7938 | 91.951 | 0
7939 | 91.94 | 0
7940 | 91.94 | 0
7941 | 91.689 | 0
7942 | 91.6762 | 0
7943 | 91.6421 | 0
7944 | 91.6421 | 0
7945 | 91.5969 | 0
7946 | 91.5969 | 0
7947 | 91.2045 | 0
7948 | 91.2045 | 0
7949 | 91.2 | 0
7950 | 91.2 | 0
7951 | 91.2 | 0
7952 | 91.2 | 0
7953 | 91.2 | 0
7954 | 91.2 | 0
7955 | 91.2 | 0
7956 | 91.2 | 0
7957 | 91.2 | 0
7958 | 91.2 | 0
7959 | 91.2 | 0
7960 | 91.2 | 0
7961 | 91.2 | 0
7962 | 91.2 | 0
7963 | 91.2 | 0
7964 | 91.2 | 0
7965 | 91.1703 | 0
7966 | 90.8526 | 0
7967 | 90.8453 | 0
7968 | 90.8453 | 0
7969 | 90.8453 | 0
7970 | 90.8453 | 0
7971 | 90.8453 | 0
7972 | 90.8453 | 0
7973 | 90.638 | 0
7974 | 90.469 | 0
7975 | 90.469 | 0
7976 | 90.455 | 0
7977 | 90.4 | 0
7978 | 90.4 | 0
7979 | 90.4 | 0
7980 | 90.4 | 0
7981 | 90.4 | 0
7982 | 90.093 | 0
7983 | 90.0484 | 0
7984 | 90.0484 | 0
7985 | 90.0355 | 0
7986 | 90.0212 | 0
7987 | 89.7711 | 0
7988 | 89.7426 | 0
7989 | 89.69 | 0
7990 | 89.626 | 0
7991 | 89.61 | 0
7992 | 89.6 | 0
7993 | 89.6 | 0
7994 | 89.6 | 0
7995 | 89.6 | 0
7996 | 89.6 | 0
7997 | 89.6 | 0
7998 | 89.6 | 0
7999 | 89.6 | 0
8000 | 89.6 | 0
8001 | 89.6 | 0
8002 | 89.6 | 0
8003 | 89.489 | 0
8004 | 89.4741 | 0
8005 | 89.332 | 0
8006 | 89.2515 | 0
8007 | 89.172 | 0
8008 | 89.1435 | 0
8009 | 89.1435 | 0
8010 | 89.121 | 0
8011 | 88.9979 | 0
8012 | 88.9979 | 0
8013 | 88.9845 | 0
8014 | 88.8 | 0
8015 | 88.8 | 0
8016 | 88.8 | 0
8017 | 88.8 | 0
8018 | 88.8 | 0
8019 | 88.8 | 0
8020 | 88.6732 | 0
8021 | 88.652 | 0
8022 | 88.61 | 0
8023 | 88.4546 | 0
8024 | 88.4546 | 0
8025 | 88.4546 | 0
8026 | 88.4546 | 0
8027 | 88.4546 | 0
8028 | 88.3635 | 0
8029 | 88.3256 | 0
8030 | 88.3256 | 0
8031 | 88.3256 | 0
8032 | 88.3256 | 0
8033 | 88.3072 | 0
8034 | 88.307 | 0
8035 | 88.2653 | 0
8036 | 88.264 | 0
8037 | 88.2624 | 0
8038 | 88.2624 | 0
8039 | 88.262 | 0
8040 | 88.18 | 0
8041 | 88.082 | 0
8042 | 88.0252 | 0
8043 | 88 | 0
8044 | 88 | 0
8045 | 88 | 0
8046 | 88 | 0
8047 | 88 | 0
8048 | 88 | 0
8049 | 88 | 0
8050 | 88 | 0
8051 | 87.9635 | 0
8052 | 87.886 | 0
8053 | 87.8474 | 0
8054 | 87.814 | 0
8055 | 87.738 | 0
8056 | 87.682 | 0
8057 | 87.6577 | 0
8058 | 87.6577 | 0
8059 | 87.6577 | 0
8060 | 87.6577 | 0
8061 | 87.6577 | 0
8062 | 87.6577 | 0
8063 | 87.6577 | 0
8064 | 87.642 | 0
8065 | 87.5078 | 0
8066 | 87.356 | 0
8067 | 87.3011 | 0
8068 | 87.2 | 0
8069 | 87.2 | 0
8070 | 87.2 | 0
8071 | 87.2 | 0
8072 | 87.2 | 0
8073 | 87.2 | 0
8074 | 87.2 | 0
8075 | 87.2 | 0
8076 | 87.2 | 0
8077 | 87.2 | 0
8078 | 87.2 | 0
8079 | 87.2 | 0
8080 | 87.2 | 0
8081 | 87.2 | 0
8082 | 87.2 | 0
8083 | 87.2 | 0
8084 | 87.089 | 0
8085 | 87.0262 | 0
8086 | 86.9093 | 0
8087 | 86.8608 | 0
8088 | 86.8608 | 0
8089 | 86.8608 | 0
8090 | 86.8608 | 0
8091 | 86.8608 | 0
8092 | 86.8608 | 0
8093 | 86.8608 | 0
8094 | 86.8608 | 0
8095 | 86.8608 | 0
8096 | 86.8608 | 0
8097 | 86.8608 | 0
8098 | 86.8608 | 0
8099 | 86.801 | 0
8100 | 86.7914 | 0
8101 | 86.787 | 0
8102 | 86.785 | 0
8103 | 86.7502 | 0
8104 | 86.74 | 0
8105 | 86.69 | 0
8106 | 86.69 | 0
8107 | 86.655 | 0
8108 | 86.617 | 0
8109 | 86.5519 | 0
8110 | 86.4494 | 0
8111 | 86.437 | 0
8112 | 86.4 | 0
8113 | 86.4 | 0
8114 | 86.4 | 0
8115 | 86.4 | 0
8116 | 86.4 | 0
8117 | 86.4 | 0
8118 | 86.4 | 0
8119 | 86.4 | 0
8120 | 86.4 | 0
8121 | 86.4 | 0
8122 | 86.4 | 0
8123 | 86.3179 | 0
8124 | 86.2801 | 0
8125 | 86.0639 | 0
8126 | 86.0639 | 0
8127 | 86.0639 | 0
8128 | 86.0639 | 0
8129 | 86.0639 | 0
8130 | 86.0558 | 0
8131 | 86.0558 | 0
8132 | 86.0558 | 0
8133 | 86.02 | 0
8134 | 85.97 | 0
8135 | 85.8721 | 0
8136 | 85.749 | 0
8137 | 85.7196 | 0
8138 | 85.6854 | 0
8139 | 85.6448 | 0
8140 | 85.6448 | 0
8141 | 85.638 | 0
8142 | 85.6 | 0
8143 | 85.6 | 0
8144 | 85.6 | 0
8145 | 85.6 | 0
8146 | 85.6 | 0
8147 | 85.6 | 0
8148 | 85.6 | 0
8149 | 85.6 | 0
8150 | 85.5428 | 0
8151 | 85.467 | 0
8152 | 85.3392 | 0
8153 | 85.3203 | 0
8154 | 85.3203 | 0
8155 | 85.2782 | 0
8156 | 85.267 | 0
8157 | 85.267 | 0
8158 | 85.1346 | 0
8159 | 84.9541 | 0
8160 | 84.8 | 0
8161 | 84.8 | 0
8162 | 84.8 | 0
8163 | 84.8 | 0
8164 | 84.8 | 0
8165 | 84.741 | 0
8166 | 84.5848 | 0
8167 | 84.557 | 0
8168 | 84.507 | 0
8169 | 84.4702 | 0
8170 | 84.4702 | 0
8171 | 84.4702 | 0
8172 | 84.462 | 0
8173 | 84.446 | 0
8174 | 84.4114 | 0
8175 | 84.323 | 0
8176 | 84.2988 | 0
8177 | 84.2832 | 0
8178 | 84.2281 | 0
8179 | 84.1783 | 0
8180 | 84.042 | 0
8181 | 84 | 0
8182 | 84 | 0
8183 | 84 | 0
8184 | 83.995 | 0
8185 | 83.8493 | 0
8186 | 83.8493 | 0
8187 | 83.7151 | 0
8188 | 83.6733 | 0
8189 | 83.5728 | 0
8190 | 83.419 | 0
8191 | 83.4186 | 0
8192 | 83.4186 | 0
8193 | 83.4186 | 0
8194 | 83.396 | 0
8195 | 83.254 | 0
8196 | 83.2 | 0
8197 | 83.2 | 0
8198 | 83.0716 | 0
8199 | 82.933 | 0
8200 | 82.9302 | 0
8201 | 82.892 | 0
8202 | 82.8821 | 0
8203 | 82.8764 | 0
8204 | 82.775 | 0
8205 | 82.665 | 0
8206 | 82.654 | 0
8207 | 82.638 | 0
8208 | 82.6104 | 0
8209 | 82.6008 | 0
8210 | 82.453 | 0
8211 | 82.403 | 0
8212 | 82.4 | 0
8213 | 82.3874 | 0
8214 | 82.3782 | 0
8215 | 82.3782 | 0
8216 | 82.3782 | 0
8217 | 82.3782 | 0
8218 | 82.3435 | 0
8219 | 82.3325 | 0
8220 | 82.3166 | 0
8221 | 82.1914 | 0
8222 | 82.0825 | 0
8223 | 82.0795 | 0
8224 | 82.0705 | 0
8225 | 82.0117 | 0
8226 | 81.8383 | 0
8227 | 81.795 | 0
8228 | 81.783 | 0
8229 | 81.6427 | 0
8230 | 81.6 | 0
8231 | 81.6 | 0
8232 | 81.6 | 0
8233 | 81.6 | 0
8234 | 81.6 | 0
8235 | 81.6 | 0
8236 | 81.515 | 0
8237 | 81.5007 | 0
8238 | 81.5007 | 0
8239 | 81.435 | 0
8240 | 81.362 | 0
8241 | 81.2826 | 0
8242 | 81.253 | 0
8243 | 81.1985 | 0
8244 | 81.1979 | 0
8245 | 81.184 | 0
8246 | 81.1182 | 0
8247 | 81.102 | 0
8248 | 81.0455 | 0
8249 | 80.9652 | 0
8250 | 80.9652 | 0
8251 | 80.9369 | 0
8252 | 80.8682 | 0
8253 | 80.819 | 0
8254 | 80.81 | 0
8255 | 80.81 | 0
8256 | 80.81 | 0
8257 | 80.8 | 0
8258 | 80.7865 | 0
8259 | 80.774 | 0
8260 | 80.761 | 0
8261 | 80.6148 | 0
8262 | 80.579 | 0
8263 | 80.506 | 0
8264 | 80.485 | 0
8265 | 80.475 | 0
8266 | 80.4598 | 0
8267 | 80.4469 | 0
8268 | 80.2656 | 0
8269 | 80.1929 | 0
8270 | 80.162 | 0
8271 | 80.1193 | 0
8272 | 80.078 | 0
8273 | 80 | 0
8274 | 80 | 0
8275 | 80 | 0
8276 | 80 | 0
8277 | 79.923 | 0
8278 | 79.796 | 0
8279 | 79.7665 | 0
8280 | 79.6888 | 0
8281 | 79.6888 | 0
8282 | 79.6888 | 0
8283 | 79.66 | 0
8284 | 79.653 | 0
8285 | 79.4856 | 0
8286 | 79.4371 | 0
8287 | 79.4286 | 0
8288 | 79.4286 | 0
8289 | 79.3551 | 0
8290 | 79.3501 | 0
8291 | 79.3432 | 0
8292 | 79.281 | 0
8293 | 79.24 | 0
8294 | 79.2 | 0
8295 | 79.2 | 0
8296 | 79.067 | 0
8297 | 79.057 | 0
8298 | 78.9726 | 0
8299 | 78.9318 | 0
8300 | 78.901 | 0
8301 | 78.853 | 0
8302 | 78.8376 | 0
8303 | 78.7595 | 0
8304 | 78.738 | 0
8305 | 78.738 | 0
8306 | 78.738 | 0
8307 | 78.738 | 0
8308 | 78.7006 | 0
8309 | 78.5941 | 0
8310 | 78.5463 | 0
8311 | 78.5117 | 0
8312 | 78.42 | 0
8313 | 78.4 | 0
8314 | 78.4 | 0
8315 | 78.3215 | 0
8316 | 78.115 | 0
8317 | 78.0473 | 0
8318 | 77.6938 | 0
8319 | 77.625 | 0
8320 | 77.6 | 0
8321 | 77.379 | 0
8322 | 77.3566 | 0
8323 | 77.3566 | 0
8324 | 77.3566 | 0
8325 | 77.076 | 0
8326 | 76.9871 | 0
8327 | 76.876 | 0
8328 | 76.8 | 0
8329 | 76.8 | 0
8330 | 76.8 | 0
8331 | 76.8 | 0
8332 | 76.7762 | 0
8333 | 76.614 | 0
8334 | 76.5013 | 0
8335 | 76.2014 | 0
8336 | 76.02 | 0
8337 | 76 | 0
8338 | 76 | 0
8339 | 75.9752 | 0
8340 | 75.749 | 0
8341 | 75.7243 | 0
8342 | 75.611 | 0
8343 | 75.453 | 0
8344 | 75.3169 | 0
8345 | 75.2845 | 0
8346 | 75.2 | 0
8347 | 75.163 | 0
8348 | 75.1595 | 0
8349 | 74.961 | 0
8350 | 74.903 | 0
8351 | 74.8706 | 0
8352 | 74.6694 | 0
8353 | 74.649 | 0
8354 | 74.6116 | 0
8355 | 74.5939 | 0
8356 | 74.5939 | 0
8357 | 74.479 | 0
8358 | 74.454 | 0
8359 | 74.3586 | 0
8360 | 74.1644 | 0
8361 | 73.9979 | 0
8362 | 73.9032 | 0
8363 | 73.28 | 0
8364 | 73.0629 | 0
8365 | 73.0251 | 0
8366 | 72.995 | 0
8367 | 72.9207 | 0
8368 | 72.8 | 0
8369 | 72.8 | 0
8370 | 72.8 | 0
8371 | 72.771 | 0
8372 | 72.4879 | 0
8373 | 72 | 0
8374 | 71.8311 | 0
8375 | 71.5652 | 0
8376 | 71.47 | 0
8377 | 71.433 | 0
8378 | 70.538 | 0
8379 | 70.4498 | 0
8380 | 70.3334 | 0
8381 | 69.874 | 0
8382 | 69.845 | 0
8383 | 69.75 | 0
8384 | 69.556 | 0
8385 | 69.059 | 0
8386 | 68.887 | 0
8387 | 68.8 | 0
8388 | 68.6977 | 0
8389 | 68.404 | 0
8390 | 67.2 | 0
8391 | 66.9963 | 0
8392 | 66.9323 | 0
8393 | 66.865 | 0
8394 | 66.3057 | 0
8395 | 66.072 | 0
8396 | 65.492 | 0
8397 | 65.31 | 0
8398 | 64.271 | 0
8399 | 64.133 | 0
8400 | 63.569 | 0
8401 | 62.387 | 0
8402 | 62.252 | 0
8403 | 60.615 | 0
8404 | 60.338 | 0
8405 | 60.106 | 0
8406 | 59.935 | 0
8407 | 59.771 | 0
8408 | 59.139 | 0
8409 | 57.64 | 0
8410 | 57.444 | 0
8411 | 56.963 | 0
8412 | 44.716 | 0
8413 | 39.491 | 0
8414 | 37.99 | 0
8415 | 0 | 0
8416 | 0 | 0
8417 | 0 | 0
8418 | 0 | 0
8419 | 0 | 0
8420 | 0 | 0
8421 | 0 | 0
8422 | 0 | 0
8423 | 0 | 0
8424 | 0 | 0
8425 | 0 | 0
8426 | 0 | 0
8427 | 0 | 0
8428 | 0 | 0
8429 | 0 | 0
8430 | 0 | 0
8431 | 0 | 0
8432 | 0 | 0
8433 | 0 | 0
8434 | 0 | 0
8435 | 0 | 0
8436 | 0 | 0
8437 | 0 | 0
8438 | 0 | 0
8439 | 0 | 0
8440 | 0 | 0
8441 | 0 | 0
8442 | 0 | 0
8443 | 0 | 0
8444 | 0 | 0
8445 | 0 | 0
8446 | 0 | 0
8447 | 0 | 0
8448 | 0 | 0
8449 | 0 | 0
8450 | 0 | 0
8451 | 0 | 0
8452 | 0 | 0
8453 | 0 | 0
8454 | 0 | 0
8455 | 0 | 0
8456 | 0 | 0
8457 | 0 | 0
8458 | 0 | 0
8459 | 0 | 0
8460 | 0 | 0
8461 | 0 | 0
8462 | 0 | 0
8463 | 0 | 0
8464 | 0 | 0
8465 | 0 | 0
8466 | 0 | 0
8467 | 0 | 0
8468 | 0 | 0
8469 | 0 | 0
8470 | 0 | 0
8471 | 0 | 0
8472 | 0 | 0
8473 | 0 | 0
8474 | 0 | 0
8475 | 0 | 0
8476 | 0 | 0
8477 | 0 | 0
8478 | 0 | 0
8479 | 0 | 0
8480 | 0 | 0
8481 | 0 | 0
8482 | 0 | 0
8483 | 0 | 0
8484 | 0 | 0
8485 | 0 | 0
8486 | 0 | 0
8487 | 0 | 0
8488 | 0 | 0
8489 | 0 | 0
8490 | 0 | 0
8491 | 0 | 0
8492 | 0 | 0
8493 | 0 | 0
8494 | 0 | 0
8495 | 0 | 0
8496 | 0 | 0
8497 | 0 | 0
8498 | 0 | 0
8499 | 0 | 0
8500 | 0 | 0
8501 | 0 | 0
8502 | 0 | 0
8503 | 0 | 0
8504 | 0 | 0
8505 | 0 | 0
8506 | 0 | 0
8507 | 0 | 0
8508 | 0 | 0
8509 | 0 | 0
8510 | 0 | 0
8511 | 0 | 0
8512 | 0 | 0
8513 | 0 | 0
8514 | 0 | 0
8515 | 0 | 0
8516 | 0 | 0
8517 | 0 | 0
8518 | 0 | 0
8519 | 0 | 0
8520 | 0 | 0
8521 | 0 | 0
8522 | 0 | 0
8523 | 0 | 0
8524 | 0 | 0
8525 | 0 | 0
8526 | 0 | 0
8527 | 0 | 0
8528 | 0 | 0
8529 | 0 | 0
8530 | 0 | 0
8531 | 0 | 0
8532 | 0 | 0
8533 | 0 | 0
8534 | 0 | 0
8535 | 0 | 0
8536 | 0 | 0
8537 | 0 | 0
8538 | 0 | 0
8539 | 0 | 0
8540 | 0 | 0
8541 | 0 | 0
8542 | 0 | 0
8543 | 0 | 0
8544 | 0 | 0
8545 | 0 | 0
8546 | 0 | 0
8547 | 0 | 0
8548 | 0 | 0
8549 | 0 | 0
8550 | 0 | 0
8551 | 0 | 0
8552 | 0 | 0
8553 | 0 | 0
8554 | 0 | 0
8555 | 0 | 0
8556 | 0 | 0
8557 | 0 | 0
8558 | 0 | 0
8559 | 0 | 0
8560 | 0 | 0
8561 | 0 | 0
8562 | 0 | 0
8563 | 0 | 0
8564 | 0 | 0
8565 | 0 | 0
8566 | 0 | 0
8567 | 0 | 0
8568 | 0 | 0
8569 | 0 | 0
8570 | 0 | 0
8571 | 0 | 0
8572 | 0 | 0
8573 | 0 | 0
8574 | 0 | 0
8575 | 0 | 0
8576 | 0 | 0
8577 | 0 | 0
8578 | 0 | 0
8579 | 0 | 0
8580 | 0 | 0
8581 | 0 | 0
8582 | 0 | 0
8583 | 0 | 0
8584 | 0 | 0
8585 | 0 | 0
8586 | 0 | 0
8587 | 0 | 0
8588 | 0 | 0
8589 | 0 | 0
8590 | 0 | 0
8591 | 0 | 0
8592 | 0 | 0
8593 | 0 | 0
8594 | 0 | 0
8595 | 0 | 0
8596 | 0 | 0
8597 | 0 | 0
8598 | 0 | 0
8599 | 0 | 0
8600 | 0 | 0
8601 | 0 | 0
8602 | 0 | 0
8603 | 0 | 0
8604 | 0 | 0
8605 | 0 | 0
8606 | 0 | 0
8607 | 0 | 0
8608 | 0 | 0
8609 | 0 | 0
8610 | 0 | 0
8611 | 0 | 0
8612 | 0 | 0
8613 | 0 | 0
8614 | 0 | 0
8615 | 0 | 0
8616 | 0 | 0
8617 | 0 | 0
8618 | 0 | 0
8619 | 0 | 0
8620 | 0 | 0
8621 | 0 | 0
8622 | 0 | 0
8623 | 0 | 0
8624 | 0 | 0
8625 | 0 | 0
8626 | 0 | 0
8627 | 0 | 0
8628 | 0 | 0
8629 | 0 | 0
8630 | 0 | 0
8631 | 0 | 0
8632 | 0 | 0
8633 | 0 | 0
8634 | 0 | 0
8635 | 0 | 0
8636 | 0 | 0
8637 | 0 | 0
8638 | 0 | 0
8639 | 0 | 0
8640 | 0 | 0
8641 | 0 | 0
8642 | 0 | 0
8643 | 0 | 0
8644 | 0 | 0
8645 | 0 | 0
8646 | 0 | 0
8647 | 0 | 0
8648 | 0 | 0
8649 | 0 | 0
8650 | 0 | 0
8651 | 0 | 0
8652 | 0 | 0
8653 | 0 | 0
8654 | 0 | 0
8655 | 0 | 0
8656 | 0 | 0
8657 | 0 | 0
8658 | 0 | 0
8659 | 0 | 0
8660 | 0 | 0
8661 | 0 | 0
8662 | 0 | 0
8663 | 0 | 0
8664 | 0 | 0
8665 | 0 | 0
8666 | 0 | 0
8667 | 0 | 0
8668 | 0 | 0
8669 | 0 | 0
8670 | 0 | 0
8671 | 0 | 0
8672 | 0 | 0
8673 | 0 | 0
8674 | 0 | 0
8675 | 0 | 0
8676 | 0 | 0
8677 | 0 | 0
8678 | 0 | 0
8679 | 0 | 0
8680 | 0 | 0
8681 | 0 | 0
8682 | 0 | 0
8683 | 0 | 0
8684 | 0 | 0
8685 | 0 | 0
8686 | 0 | 0
8687 | 0 | 0
8688 | 0 | 0
8689 | 0 | 0
8690 | 0 | 0
8691 | 0 | 0
8692 | 0 | 0
8693 | 0 | 0
8694 | 0 | 0
8695 | 0 | 0
8696 | 0 | 0
8697 | 0 | 0
8698 | 0 | 0
8699 | 0 | 0
8700 | 0 | 0
8701 | 0 | 0
8702 | 0 | 0
8703 | 0 | 0
8704 | 0 | 0
8705 | 0 | 0
8706 | 0 | 0
8707 | 0 | 0
8708 | 0 | 0
8709 | 0 | 0
8710 | 0 | 0
8711 | 0 | 0
8712 | 0 | 0
8713 | 0 | 0
8714 | 0 | 0
8715 | 0 | 0
8716 | 0 | 0
8717 | 0 | 0
8718 | 0 | 0
8719 | 0 | 0
8720 | 0 | 0
8721 | 0 | 0
8722 | 0 | 0
8723 | 0 | 0
8724 | 0 | 0
8725 | 0 | 0
8726 | 0 | 0
8727 | 0 | 0
8728 | 0 | 0
8729 | 0 | 0
8730 | 0 | 0
8731 | 0 | 0
8732 | 0 | 0
8733 | 0 | 0
8734 | 0 | 0
8735 | 0 | 0
8736 | 0 | 0
8737 | 0 | 0
8738 | 0 | 0
8739 | 0 | 0
8740 | 0 | 0
8741 | 0 | 0
8742 | 0 | 0
8743 | 0 | 0
8744 | 0 | 0
8745 | 0 | 0
8746 | 0 | 0
8747 | 0 | 0
8748 | 0 | 0
8749 | 0 | 0
8750 | 0 | 0
8751 | 0 | 0
8752 | 0 | 0
8753 | 0 | 0
8754 | 0 | 0
8755 | 0 | 0
8756 | 0 | 0
8757 | 0 | 0
8758 | 0 | 0
8759 | 0 | 0
8760 | 0 | 0

## Year 1 BAU vs DPPA
Line Item | Year 1 (USD) | Side
Buyer (Factory) - Year 1 Outflow (USD)
BAU EVN energy + demand bill | 769044.53 | bau
C_DN spot energy (Q_Khc × CFMP × K_pp) | 224264.4686 | dppa
C_DPPA system service fee | 57681.4018 | dppa
C_CL settlement adder | 26164.9248 | dppa
C_BL retail shortfall (P_evn × shortfall) | 442838.1248 | dppa
CfD payment to ESCO (positive = pay) | 107535.7085 | dppa
Optimized demand charge (kept by EVN) | 0 | dppa
ESCO demand savings share charged back | 0 | dppa
Total buyer outflow | 858484.6285 | both
Buyer savings vs BAU | -89440.0985 | delta
Buyer savings as % of BAU | -0.1163 | delta_fraction
Seller (ESCO / Generator) - Year 1 Revenue (USD)
Discount-to-EVN energy revenue (Phase 2) | 0 | bau_esco
FMP market revenue (Q_re_meter × FMP) | 407571.1504 | dppa
CfD net (from buyer) | 107535.7085 | dppa
Demand savings share (80%) | 0 | both_esco
ESCO grid arbitrage revenue | 0 | both_esco
Total ESCO / generator revenue | 515106.8589 | both_esco
System Energy Flows (kWh / yr)
PV → load | 4046256.9802 | flow
PV → storage | 395030.9072 | flow
PV → grid (export at FMP) | 3885875.972 | flow
Storage → load | 355312.4705 | flow
Q_re_meter (total generator injection) | 8287445.4227 | flow
Q_adj (loss-adjusted customer-side) | 8067501.1391 | flow
Q_Khc (matched consumption, settled) | 4213946.8563 | flow
EVN retail shortfall | 5126144.7698 | flow

## Monthly Settlement
Month | C_DN (VND) | C_DPPA (VND) | C_CL (VND) | C_BL (VND) | CfD Net (VND) | Generator Revenue (VND) | Customer Total (VND)
1 | 539308313.2691 | 129771461.1008 | 58865776.6604 | 1022285953.3049 | 208753008.6727 | 1243282138.9368 | 1958984513.0079
2 | 464247093.8863 | 116955236.9635 | 53052194.9893 | 844470740.9508 | 212434846.2049 | 1206794367.8445 | 1691160112.9948
3 | 686339056.4011 | 144998540.8263 | 65772949.2137 | 982208100.752 | 155491804.6641 | 1522158216.1256 | 2034810451.8573
4 | 655044278.4006 | 132625687.0906 | 60160485.283 | 877980702.3575 | 114996551.5904 | 1390763941.6431 | 1840807704.722
5 | 602256961.4084 | 141033520.4363 | 63974371.909 | 833361610.7646 | 210977695.2432 | 1195498448.1947 | 1851604159.7615
6 | 295626009.9893 | 119534773.8843 | 54222301.5981 | 921850251.4761 | 382038458.3152 | 860990972.7901 | 1773271795.263
7 | 333668586.3635 | 115059911.2802 | 52192454.2002 | 886785936.8489 | 322612068.2018 | 934887029.8189 | 1710318956.8947
8 | 458893536.9853 | 122325637.1039 | 55488268.1641 | 1010187642.9644 | 246066221.8434 | 1145689709.2648 | 1892961307.061
9 | 277794880.3797 | 120097153.8435 | 54477403.3963 | 1041773804.9018 | 403915609.862 | 869556354.2362 | 1898058852.3832
10 | 462446643.4301 | 118660823.5019 | 53825867.9941 | 1136154200.7926 | 220161648.211 | 959014223.5752 | 1991249183.9297
11 | 547010241.2515 | 128650878.9426 | 58357468.1426 | 1052273903.8484 | 194072703.8107 | 1082679378.3532 | 1980365195.9957
12 | 575519923.0885 | 127307243.2959 | 57747980.0839 | 1037309832.6028 | 156668517.185 | 1135995608.0668 | 1954553496.2561

## Hourly Settlement
Hour | Load (kW) | Q_re_meter (kW) | Q_re_delivered (kW) | Q_adj (kW) | Q_Khc (kW) | FMP (VND/kWh) | C_DN (VND) | C_DPPA (VND) | C_CL (VND) | C_BL (VND) | CfD Payment (VND)
1 | 1020 | 0 | 0 | 0 | 0 | 1377.55 | 0 | 0 | 0 | 1276917.6 | 0
2 | 1078.4 | 0 | 0 | 0 | 0 | 1316 | 0 | 0 | 0 | 1350027.392 | 0
3 | 906.4 | 0 | 0 | 0 | 0 | 1367.3 | 0 | 0 | 0 | 1134704.032 | 0
4 | 860.8 | 0 | 0 | 0 | 0 | 1420.5 | 0 | 0 | 0 | 1077618.304 | 0
5 | 996.8 | 0 | 0 | 0 | 0 | 1423.7 | 0 | 0 | 0 | 1247873.984 | 0
6 | 983.2 | 0 | 0 | 0 | 0 | 1433.15 | 0 | 0 | 0 | 1230848.416 | 0
7 | 586.4 | 370.7028 | 370.7028 | 360.8645 | 360.8645 | 1460.05 | 558831.3275 | 129911.224 | 58929.1747 | 434903.6919 | 190727.0785
8 | 104.269 | 109.4264 | 109.4264 | 106.5223 | 104.269 | 1481.35 | 163091.2283 | 37536.84 | 17027.1277 | 0 | 54079.1168
9 | 89.172 | 634.692 | 93.5827 | 617.8476 | 89.172 | 1273.8 | 119873.5393 | 32101.92 | 14561.7876 | 0 | 64756.7064
10 | 105.232 | 2330.0769 | 110.4371 | 2268.2379 | 105.232 | 1251.7 | 139185.264 | 37883.52 | 17184.3856 | 0 | 78745.1056
11 | 89.626 | 2600.2023 | 94.0591 | 2531.1944 | 89.626 | 1237.2 | 117193.7334 | 32265.36 | 14635.9258 | 0 | 68366.7128
12 | 119.641 | 2146.9709 | 125.5588 | 2089.9914 | 119.641 | 1241.95 | 156736.6262 | 43070.76 | 19537.3753 | 0 | 90693.86
13 | 82.892 | 1602.327 | 86.9921 | 1559.8021 | 82.892 | 1235.6 | 107972.0863 | 29841.12 | 13536.2636 | 0 | 63362.6448
14 | 87.738 | 1490.4994 | 92.0778 | 1450.9424 | 87.738 | 1264.65 | 117158.1343 | 31585.68 | 14327.6154 | 0 | 64518.1383
15 | 106.186 | 1025.5591 | 111.4382 | 998.3413 | 106.186 | 1276.05 | 143198.56 | 38226.96 | 17340.1738 | 0 | 76873.3547
16 | 98.846 | 913.1627 | 103.7352 | 888.9278 | 98.846 | 1305.2 | 135970.4615 | 35584.56 | 16141.5518 | 0 | 68678.2008
17 | 88.262 | 529.8233 | 92.6277 | 515.7621 | 88.262 | 1500 | 139423.6023 | 31774.32 | 14413.1846 | 0 | 44131
18 | 94.791 | 99.4796 | 99.4796 | 96.8395 | 94.791 | 1650.7 | 164927.7534 | 34124.76 | 15479.3703 | 0 | 33110.4963
19 | 90.4 | 94.8714 | 94.8714 | 92.3536 | 90.4 | 1716.9 | 163464.585 | 32544 | 14762.32 | 0 | 25592.24
20 | 96 | 100.7484 | 100.7484 | 98.0746 | 96 | 1581.7 | 160185.6352 | 34560 | 15676.8 | 0 | 40156.8
21 | 87.2 | 91.5131 | 91.5131 | 89.0844 | 87.2 | 1571.05 | 144321.5493 | 31392 | 14239.76 | 0 | 37404.44
22 | 92 | 96.5506 | 96.5506 | 93.9882 | 92 | 1815.6 | 176161.9858 | 33120 | 15023.6 | 0 | 16964.8
23 | 88 | 92.3527 | 92.3527 | 89.9017 | 88 | 1675.85 | 156161.3606 | 31680 | 14370.4 | 0 | 28525.2
24 | 91.2 | 95.711 | 95.711 | 93.1709 | 91.2 | 1500.35 | 145078.2253 | 32832 | 14892.96 | 0 | 45568.08
25 | 86.4 | 0 | 0 | 0 | 0 | 1506.4 | 0 | 0 | 0 | 108162.432 | 0
26 | 93.6 | 0 | 0 | 0 | 0 | 1423.5 | 0 | 0 | 0 | 117175.968 | 0
27 | 86.4 | 0 | 0 | 0 | 0 | 1421.05 | 0 | 0 | 0 | 108162.432 | 0
28 | 89.6 | 43.6146 | 43.6146 | 42.4571 | 42.4571 | 1424.3 | 64945.508 | 15284.5604 | 6933.2464 | 59017.2383 | 23925.5163
29 | 83.2 | 87.3153 | 87.3153 | 84.998 | 83.2 | 1433.8 | 127900.0186 | 29952 | 13586.56 | 0 | 47107.84
30 | 92 | 96.5506 | 96.5506 | 93.9882 | 92 | 1443.25 | 141925.8197 | 33120 | 15023.6 | 0 | 51221
31 | 76.8 | 80.5987 | 80.5987 | 78.4597 | 76.8 | 1505.8 | 122345.756 | 27648 | 12541.44 | 0 | 37954.56
32 | 84.462 | 88.6397 | 88.6397 | 86.2873 | 84.462 | 1754.3 | 156018.6853 | 30406.32 | 13792.6446 | 0 | 20752.3134
33 | 178.704 | 187.5432 | 187.5432 | 182.5659 | 178.704 | 1834.75 | 345354.5737 | 64333.44 | 29182.3632 | 0 | 29530.836
34 | 122.023 | 128.0586 | 128.0586 | 124.66 | 122.023 | 1841.6 | 237098.9804 | 43928.28 | 19926.3559 | 0 | 19328.4432
35 | 151.211 | 317.3418 | 158.6914 | 308.9197 | 151.211 | 1651.9 | 263770.436 | 54435.96 | 24692.7563 | 0 | 52636.5491
36 | 234.813 | 896.5507 | 246.4275 | 872.7568 | 234.813 | 1590.1 | 393094.9234 | 84532.68 | 38344.9629 | 0 | 96249.8487
37 | 410.829 | 1181.9784 | 431.1497 | 1150.6093 | 410.829 | 1500.55 | 648500.3296 | 147898.44 | 67088.3757 | 0 | 205188.544
38 | 797.587 | 861.4567 | 837.0378 | 838.5941 | 797.587 | 1617.15 | 1361281.607 | 287131.32 | 130245.9571 | 0 | 305356.1829
39 | 1144.168 | 570.7251 | 570.7251 | 555.5784 | 555.5784 | 1800.05 | 1056138.0349 | 200008.2136 | 90725.948 | 1134986.7989 | 108738.0087
40 | 1195.968 | 129.5814 | 129.5814 | 126.1423 | 126.1423 | 1764.6 | 234633.9781 | 45411.2421 | 20599.044 | 2062961.9388 | 29065.7796
41 | 1539.811 | 149.1811 | 149.1811 | 145.2219 | 145.2219 | 1794.05 | 274414.7224 | 52279.8975 | 23714.7424 | 2689208.4024 | 29275.7925
42 | 1385.46 | 0 | 0 | 0 | 0 | 1692.95 | 0 | 0 | 0 | 2671604.6854 | 0
43 | 1622.4 | 0 | 0 | 0 | 0 | 1702.9 | 0 | 0 | 0 | 5799586.7904 | 0
44 | 953.6 | 0 | 0 | 0 | 0 | 1619.95 | 0 | 0 | 0 | 3408830.1056 | 0
45 | 1364 | 0 | 0 | 0 | 0 | 1665.7 | 0 | 0 | 0 | 4875885.344 | 0
46 | 1566.4 | 321.0034 | 321.0034 | 312.4841 | 312.4841 | 1815.6 | 595729.3852 | 112494.2763 | 51028.6537 | 4482368.1487 | 56403.1656
47 | 1546.4 | 621.2819 | 621.2819 | 604.7934 | 604.7934 | 1785 | 1140078.9131 | 217725.6373 | 98762.7683 | 3365957.2143 | 127280
48 | 1576 | 0 | 0 | 0 | 0 | 1633.1 | 0 | 0 | 0 | 3039026.016 | 0
49 | 1492 | 0 | 0 | 0 | 0 | 1449.35 | 0 | 0 | 0 | 1867804.96 | 0
50 | 1759.2 | 0 | 0 | 0 | 0 | 1474.1 | 0 | 0 | 0 | 2202307.296 | 0
51 | 1702.4 | 0 | 0 | 0 | 0 | 1424.85 | 0 | 0 | 0 | 2131200.512 | 0
52 | 1202.4 | 0 | 0 | 0 | 0 | 1313 | 0 | 0 | 0 | 1505260.512 | 0
53 | 1508.8 | 0 | 0 | 0 | 0 | 1387.75 | 0 | 0 | 0 | 1888836.544 | 0
54 | 1304 | 0 | 0 | 0 | 0 | 1436.95 | 0 | 0 | 0 | 1632451.52 | 0
55 | 1408 | 80.0751 | 80.0751 | 77.9499 | 77.9499 | 1460.05 | 119790.4062 | 28061.966 | 12729.2196 | 2564756.8781 | 41198.725
56 | 1348.873 | 583.0489 | 583.0489 | 567.5751 | 567.5751 | 1485.15 | 885593.0206 | 204327.0517 | 92685.0209 | 1506589.1573 | 286034.6997
57 | 1465.448 | 1280.8776 | 1280.8776 | 1246.8838 | 1246.8838 | 1514.75 | 1986213.3786 | 448878.1793 | 203616.1297 | 421460.7833 | 592251.507
58 | 1762.864 | 1735.1732 | 1735.1732 | 1689.1227 | 1689.1227 | 1521.6 | 2704961.0684 | 608084.1671 | 275833.7347 | 142196.5547 | 790982.7328
59 | 1691.064 | 1232.85 | 1232.85 | 1200.1308 | 1200.1308 | 1512.05 | 1915740.8282 | 432047.1049 | 195981.3673 | 946674.2541 | 573216.3348
60 | 1680.269 | 1763.3796 | 1763.3796 | 1716.5805 | 1680.269 | 1504.25 | 2654678.4978 | 604896.84 | 274387.9277 | 0 | 832993.3567
61 | 1623.593 | 1703.9003 | 1703.9003 | 1658.6797 | 1623.593 | 1490.45 | 2533397.9591 | 584493.48 | 265132.7369 | 0 | 827301.8131
62 | 1593.084 | 2098.7145 | 1671.8822 | 2043.0157 | 1593.084 | 1515.85 | 2543824.5511 | 573510.24 | 260150.6172 | 0 | 771291.6186
63 | 1600.536 | 595.2028 | 595.2028 | 579.4064 | 579.4064 | 1538.5 | 939126.5427 | 208586.3095 | 94617.0676 | 1969060.5164 | 261739.725
64 | 2071.826 | 896.5392 | 896.5392 | 872.7455 | 872.7455 | 1542.5 | 1418775.1482 | 314188.3925 | 142519.3458 | 2312206.0465 | 390834.93
65 | 1766.78 | 758.1749 | 758.1749 | 738.0533 | 738.0533 | 1590.05 | 1235446.7636 | 265699.2013 | 120524.1099 | 1983710.0842 | 296164.6879
66 | 1972.144 | 45.638 | 45.638 | 44.4268 | 44.4268 | 1599.7 | 74909.451 | 15993.6398 | 7254.8927 | 3717247.9639 | 17407.8461
67 | 1702.4 | 0 | 0 | 0 | 0 | 1658.4 | 0 | 0 | 0 | 6085562.4704 | 0
68 | 1880.8 | 0 | 0 | 0 | 0 | 1576.2 | 0 | 0 | 0 | 6723288.2368 | 0
69 | 1820 | 0 | 0 | 0 | 0 | 1509.75 | 0 | 0 | 0 | 6505946.72 | 0
70 | 1544 | 321.0034 | 321.0034 | 312.4841 | 312.4841 | 1570.6 | 516382.1288 | 112494.2763 | 51028.6537 | 4402294.9583 | 131342.2956
71 | 1548 | 621.2819 | 621.2819 | 604.7934 | 604.7934 | 1468.8 | 938710.6112 | 217725.6373 | 98762.7683 | 3371676.7279 | 314470.4
72 | 1748 | 0 | 0 | 0 | 0 | 1393.5 | 0 | 0 | 0 | 3370696.368 | 0
73 | 1668.8 | 0 | 0 | 0 | 0 | 1281.35 | 0 | 0 | 0 | 2089137.344 | 0
74 | 1640 | 0 | 0 | 0 | 0 | 1307.05 | 0 | 0 | 0 | 2053083.2 | 0
75 | 1404.8 | 0 | 0 | 0 | 0 | 1331.35 | 0 | 0 | 0 | 1758641.024 | 0
76 | 1329.6 | 0 | 0 | 0 | 0 | 1313 | 0 | 0 | 0 | 1664499.648 | 0
77 | 1424 | 0 | 0 | 0 | 0 | 1358.25 | 0 | 0 | 0 | 1782677.12 | 0
78 | 1144.8 | 0 | 0 | 0 | 0 | 1433.15 | 0 | 0 | 0 | 1433152.224 | 0
79 | 1503.2 | 127.3817 | 127.3817 | 124.001 | 124.001 | 1434.05 | 187427.1783 | 44640.3757 | 20249.3704 | 2659531.4149 | 68693.8791
80 | 1213.663 | 950.3504 | 950.3504 | 925.1286 | 925.1286 | 1477.55 | 1439166.7891 | 333046.3014 | 151073.5028 | 556385.4713 | 473109.2996
81 | 1603.942 | 1683.2773 | 1683.2773 | 1638.604 | 1603.942 | 1507.15 | 2544812.6983 | 577419.12 | 261923.7286 | 0 | 790502.8147
82 | 1563.398 | 2466.4672 | 1640.7279 | 2401.0085 | 1563.398 | 1406.5 | 2310248.7828 | 562823.28 | 255302.8934 | 0 | 927876.713
83 | 1507.155 | 3587.2787 | 1581.703 | 3492.0742 | 1507.155 | 1297.65 | 2061085.8464 | 542575.8 | 246118.4115 | 0 | 1058550.3143
84 | 1580.699 | 3514.0451 | 1658.8846 | 3420.7842 | 1580.699 | 1294.7 | 2151906.9171 | 569051.64 | 258128.1467 | 0 | 1114867.0047
85 | 1729.469 | 3414.3828 | 1815.0132 | 3323.767 | 1729.469 | 1382.95 | 2504598.1123 | 622608.84 | 282422.2877 | 0 | 1067168.8465
86 | 1487.795 | 3583.8133 | 1561.3854 | 3488.7009 | 1487.795 | 1404.55 | 2197923.059 | 535606.2 | 242956.9235 | 0 | 885907.5328
87 | 1353.09 | 2622.4919 | 1420.0175 | 2552.8924 | 1353.09 | 1423.4 | 2024724.5927 | 487112.4 | 220959.597 | 0 | 780191.694
88 | 1713.845 | 2341.5769 | 1798.6164 | 2279.4328 | 1713.845 | 1485.8 | 2679954.7021 | 616984.2 | 279870.8885 | 0 | 881259.099
89 | 1749.959 | 1160.6344 | 1160.6344 | 1129.8318 | 1129.8318 | 1551.25 | 1842492.705 | 406739.4418 | 184501.5301 | 1195801.2351 | 496286.985
90 | 1614.836 | 85.7348 | 85.7348 | 83.4595 | 83.4595 | 1599.7 | 140338.8865 | 30045.4024 | 13628.9284 | 2952977.9013 | 32702.1082
91 | 1603.201 | 0 | 0 | 0 | 0 | 1620.9 | 0 | 0 | 0 | 5730956.2019 | 0
92 | 1192 | 0 | 0 | 0 | 0 | 1529.9 | 0 | 0 | 0 | 4261037.632 | 0
93 | 1322.4 | 0 | 0 | 0 | 0 | 1477.8 | 0 | 0 | 0 | 4727177.9904 | 0
94 | 1403.2 | 321.0034 | 321.0034 | 312.4841 | 312.4841 | 1581.6 | 518405.3992 | 112494.2763 | 51028.6537 | 3898977.7615 | 127977.6816
95 | 1576.8 | 621.2819 | 621.2819 | 604.7934 | 604.7934 | 1547.6 | 985055.502 | 217725.6373 | 98762.7683 | 3474627.9727 | 267820.8
96 | 1240.8 | 0 | 0 | 0 | 0 | 1393.5 | 0 | 0 | 0 | 2392654.4928 | 0
97 | 1476 | 0 | 0 | 0 | 0 | 1395.35 | 0 | 0 | 0 | 2846194.416 | 0
98 | 1014.4 | 0 | 0 | 0 | 0 | 1334.6 | 0 | 0 | 0 | 1956083.7504 | 0
99 | 1200.8 | 0 | 0 | 0 | 0 | 1343.9 | 0 | 0 | 0 | 2315521.8528 | 0
100 | 1056 | 0 | 0 | 0 | 0 | 1313 | 0 | 0 | 0 | 2036301.696 | 0
101 | 1512.8 | 0 | 0 | 0 | 0 | 1423.7 | 0 | 0 | 0 | 2917156.4448 | 0
102 | 1194.4 | 0 | 0 | 0 | 0 | 1391.95 | 0 | 0 | 0 | 2303180.6304 | 0
103 | 1352.8 | 124.3005 | 124.3005 | 121.0016 | 121.0016 | 1456.25 | 185262.4262 | 43560.5742 | 19759.5605 | 2375296.5731 | 64402.8375
104 | 1276.497 | 1256.5658 | 1256.5658 | 1223.2172 | 1223.2172 | 1436.35 | 1845223.509 | 440358.1926 | 199751.369 | 102740.2874 | 674881.8183
105 | 1178.106 | 1835.335 | 1236.3783 | 1786.6262 | 1178.106 | 1430 | 1771846.5988 | 424118.16 | 192384.7098 | 0 | 671520.42
106 | 1381.448 | 2912.6651 | 1449.7782 | 2835.3646 | 1381.448 | 1462.1 | 2124827.1529 | 497321.28 | 225590.4584 | 0 | 743080.8792
107 | 1214.49 | 3918.1669 | 1274.562 | 3814.1809 | 1214.49 | 1481.95 | 1902806.8572 | 437216.4 | 198326.217 | 0 | 629166.5445
108 | 1201.671 | 4215.7767 | 1261.1089 | 4103.8923 | 1201.671 | 1360.7 | 1725800.1378 | 432601.56 | 196232.8743 | 0 | 768228.2703
109 | 1248.417 | 4200.3359 | 1310.1671 | 4088.8613 | 1248.417 | 1291.9 | 1699214.0921 | 449430.12 | 203866.4961 | 0 | 884004.0777
110 | 1246.649 | 3881.9793 | 1308.3116 | 3778.9537 | 1246.649 | 1409.7 | 1857130.2656 | 448793.64 | 203577.7817 | 0 | 735896.9047
111 | 987.594 | 3290.5137 | 1036.4431 | 3203.1853 | 987.594 | 1429.45 | 1489070.8993 | 355533.84 | 161274.1002 | 0 | 563471.7567
112 | 489.888 | 2406.4778 | 514.1192 | 2342.6112 | 489.888 | 1484.35 | 766711.3022 | 176359.68 | 79998.7104 | 0 | 252610.7472
113 | 193.991 | 1210.2824 | 203.5863 | 1178.1621 | 193.991 | 1540.55 | 314871.1631 | 69836.76 | 31678.7303 | 0 | 89129.165
114 | 170.644 | 179.0845 | 179.0845 | 174.3317 | 170.644 | 1564.7 | 280876.5191 | 61431.84 | 27866.1652 | 0 | 74281.3332
115 | 118.4 | 124.2564 | 124.2564 | 120.9587 | 118.4 | 1655.4 | 206449.8993 | 42624 | 19334.72 | 0 | 40800.64
116 | 127.2 | 133.4917 | 133.4917 | 129.9489 | 127.2 | 1529.9 | 205147.1187 | 45792 | 20771.76 | 0 | 59796.72
117 | 100.8 | 105.7858 | 105.7858 | 102.9783 | 100.8 | 1499.05 | 159099.7176 | 36288 | 16460.64 | 0 | 50495.76
118 | 94.4 | 99.0693 | 99.0693 | 96.44 | 94.4 | 1495.6 | 148368.5053 | 33984 | 15415.52 | 0 | 47615.36
119 | 94.4 | 99.0693 | 99.0693 | 96.44 | 94.4 | 1472.6 | 146480.7614 | 33984 | 15415.52 | 0 | 49786.56
120 | 99.2 | 104.1067 | 104.1067 | 101.3438 | 99.2 | 1454.85 | 152262.4775 | 35712 | 16199.36 | 0 | 54078.88
121 | 92.8 | 0 | 0 | 0 | 0 | 1425.85 | 0 | 0 | 0 | 116174.464 | 0
122 | 91.2 | 0 | 0 | 0 | 0 | 1303.15 | 0 | 0 | 0 | 114171.456 | 0
123 | 85.6 | 0 | 0 | 0 | 0 | 1312.6 | 0 | 0 | 0 | 107160.928 | 0
124 | 93.6 | 0 | 0 | 0 | 0 | 1311.9 | 0 | 0 | 0 | 117175.968 | 0
125 | 89.6 | 92.8575 | 92.8575 | 90.3931 | 89.6 | 1336.7 | 126028.3744 | 32256 | 14631.68 | 0 | 58689.4473
126 | 93.6 | 98.2297 | 98.2297 | 95.6227 | 93.6 | 1321.1 | 130112.8719 | 33696 | 15284.88 | 0 | 63545.04
127 | 81.6 | 85.6362 | 85.6362 | 83.3634 | 81.6 | 1435.95 | 123268.8437 | 29376 | 13325.28 | 0 | 46026.48
128 | 95.06 | 400.9409 | 99.7619 | 390.3002 | 95.06 | 1476.3 | 147330.3776 | 34221.6 | 15523.298 | 0 | 49782.922
129 | 615.277 | 1879.0084 | 645.7103 | 1829.1405 | 615.277 | 1507 | 974245.4959 | 221499.72 | 100474.7341 | 0 | 303331.561
130 | 1487.855 | 2057.2911 | 1561.4483 | 2002.6917 | 1487.855 | 1577.65 | 2470376.7332 | 535627.8 | 242966.7215 | 0 | 628395.5592
131 | 1570.749 | 3859.9375 | 1648.4425 | 3757.4968 | 1570.749 | 1508.35 | 2499987.1987 | 565469.64 | 256503.3117 | 0 | 772258.7459
132 | 1374.539 | 4106.2852 | 1442.5274 | 3997.3066 | 1374.539 | 1443.6 | 2088100.4842 | 494834.04 | 224462.2187 | 0 | 764793.4996
133 | 1744.337 | 3403.9386 | 1830.6166 | 3313.5999 | 1744.337 | 1429.3 | 2619315.2512 | 627961.32 | 284850.2321 | 0 | 995493.1259
134 | 1288.096 | 1968.0669 | 1351.8087 | 1915.8354 | 1288.096 | 1503.95 | 2038293.6251 | 463714.56 | 210346.0768 | 0 | 638960.0208
135 | 1540.824 | 3086.3565 | 1617.0373 | 3004.4463 | 1540.824 | 1526.2 | 2475124.7751 | 554696.64 | 251616.5592 | 0 | 730042.4112
136 | 1378.996 | 1810.5121 | 1447.2049 | 1762.4621 | 1378.996 | 1546.6 | 2245177.6981 | 496438.56 | 225190.0468 | 0 | 625236.7864
137 | 1206.845 | 799.5374 | 799.5374 | 778.3181 | 778.3181 | 1625.3 | 1329614.2399 | 280194.5062 | 127099.3413 | 826335.33 | 285466.6938
138 | 1353.643 | 88.1895 | 88.1895 | 85.849 | 85.849 | 1542.4 | 139198.1538 | 30905.6393 | 14019.1414 | 2444707.4585 | 38453.5008
139 | 1672.005 | 0 | 0 | 0 | 0 | 1545.2 | 0 | 0 | 0 | 5976909.5855 | 0
140 | 1202.4 | 0 | 0 | 0 | 0 | 1501.35 | 0 | 0 | 0 | 4298214.4704 | 0
141 | 1490.4 | 0 | 0 | 0 | 0 | 1449.05 | 0 | 0 | 0 | 5327726.9184 | 0
142 | 825.6 | 321.0034 | 321.0034 | 312.4841 | 312.4841 | 1477.45 | 486089.8999 | 112494.2763 | 51028.6537 | 1834233.3519 | 159834.4587
143 | 1327.2 | 621.2819 | 621.2819 | 604.7934 | 604.7934 | 1454.45 | 928963.0011 | 217725.6373 | 98762.7683 | 2582383.8511 | 322965.6
144 | 1368.8 | 0 | 0 | 0 | 0 | 1438.95 | 0 | 0 | 0 | 2639478.9408 | 0
145 | 1056 | 0 | 0 | 0 | 0 | 1363.3 | 0 | 0 | 0 | 1321985.28 | 0
146 | 1168.8 | 0 | 0 | 0 | 0 | 1418.1 | 0 | 0 | 0 | 1463197.344 | 0
147 | 1128 | 0 | 0 | 0 | 0 | 1415.25 | 0 | 0 | 0 | 1412120.64 | 0
148 | 982.4 | 0 | 0 | 0 | 0 | 1414.15 | 0 | 0 | 0 | 1229846.912 | 0
149 | 904 | 0 | 0 | 0 | 0 | 1418.2 | 0 | 0 | 0 | 1131699.52 | 0
150 | 892.8 | 0 | 0 | 0 | 0 | 1425.1 | 0 | 0 | 0 | 1117678.464 | 0
151 | 1122.4 | 134.1654 | 134.1654 | 130.6047 | 130.6047 | 1430.05 | 196420.8145 | 47017.7043 | 21327.7531 | 1912494.68 | 72863.5479
152 | 820.686 | 861.2793 | 861.2793 | 838.4215 | 820.686 | 1439.1 | 1241225.7057 | 295446.96 | 134018.0238 | 0 | 460322.7774
153 | 1276.219 | 1985.2329 | 1339.3442 | 1932.5459 | 1276.219 | 1443.7 | 1938340.6773 | 459438.84 | 208406.5627 | 0 | 709960.6297
154 | 1102.819 | 3418.7654 | 1157.3674 | 3328.0332 | 1102.819 | 1350.65 | 1571975.4881 | 397014.84 | 180090.3427 | 0 | 716115.5177
155 | 1394.158 | 3982.1736 | 1463.1168 | 3876.4889 | 1394.158 | 1329 | 1960508.1872 | 501896.88 | 227666.0014 | 0 | 935480.018
156 | 1343.063 | 4248.5525 | 1409.4945 | 4135.7982 | 1343.063 | 1348.7 | 1918539.791 | 483502.68 | 219322.1879 | 0 | 874736.9319
157 | 1117.045 | 4225.5766 | 1172.2971 | 4113.4321 | 1117.045 | 1251.05 | 1482364.2025 | 402136.2 | 182413.4485 | 0 | 836610.8527
158 | 1320.721 | 3894.6474 | 1386.0474 | 3791.2856 | 1320.721 | 1196.9 | 1678278.8608 | 475459.56 | 215673.7393 | 0 | 1060671.0351
159 | 965.839 | 3300.2601 | 1013.612 | 3212.673 | 965.839 | 1169.15 | 1193134.8941 | 347702.04 | 157721.5087 | 0 | 802467.3331
160 | 1201.115 | 2443.5941 | 1260.5254 | 2378.7425 | 1201.115 | 1288.4 | 1630372.2428 | 432401.4 | 196142.0795 | 0 | 854713.434
161 | 1181.242 | 1257.7013 | 1239.6694 | 1224.3226 | 1181.242 | 1407.4 | 1746298.208 | 425247.12 | 192896.8186 | 0 | 700004.0092
162 | 1081.511 | 121.0062 | 121.0062 | 117.7948 | 117.7948 | 1518.15 | 187549.1293 | 42406.1134 | 19235.8842 | 1858349.4459 | 55558.7505
163 | 1008 | 0 | 0 | 0 | 0 | 1609.65 | 0 | 0 | 0 | 3603293.568 | 0
164 | 1229.6 | 0 | 0 | 0 | 0 | 1532.25 | 0 | 0 | 0 | 4395446.2016 | 0
165 | 845.6 | 0 | 0 | 0 | 0 | 1466.05 | 0 | 0 | 0 | 3022762.9376 | 0
166 | 1182.4 | 321.0034 | 321.0034 | 312.4841 | 312.4841 | 1416.65 | 467215.9472 | 112494.2763 | 51028.6537 | 3109684.8847 | 178431.5979
167 | 1105.6 | 621.2819 | 621.2819 | 604.7934 | 604.7934 | 1314.65 | 839089.0866 | 217725.6373 | 98762.7683 | 1790231.2175 | 405727.2
168 | 876.8 | 0 | 0 | 0 | 0 | 1274.6 | 0 | 0 | 0 | 1690747.4688 | 0
169 | 1152.8 | 0 | 0 | 0 | 0 | 1358.9 | 0 | 0 | 0 | 1443167.264 | 0
170 | 1130.4 | 0 | 0 | 0 | 0 | 1333.8 | 0 | 0 | 0 | 1415125.152 | 0
171 | 1128.8 | 0 | 0 | 0 | 0 | 1313.55 | 0 | 0 | 0 | 1413122.144 | 0
172 | 1064.8 | 0 | 0 | 0 | 0 | 1305.55 | 0 | 0 | 0 | 1333001.824 | 0
173 | 1179.2 | 0 | 0 | 0 | 0 | 1233.8 | 0 | 0 | 0 | 1476216.896 | 0
174 | 769.6 | 0 | 0 | 0 | 0 | 1283.2 | 0 | 0 | 0 | 963446.848 | 0
175 | 1032.8 | 122 | 122 | 118.7622 | 118.7622 | 1455.15 | 182285.7564 | 42754.4009 | 19393.8713 | 1762553.6666 | 63338.8125
176 | 1022.571 | 979.4593 | 979.4593 | 953.465 | 953.465 | 1481.35 | 1488976.6815 | 343247.4095 | 155700.8388 | 133258.1547 | 484053.9704
177 | 1349.006 | 1097.2122 | 1097.2122 | 1068.0928 | 1068.0928 | 1514.75 | 1704700.8894 | 384513.4056 | 174419.5531 | 541689.4312 | 507328.3897
178 | 1477.914 | 820.4962 | 820.4962 | 798.7207 | 798.7207 | 1514 | 1274242.1476 | 287539.4365 | 130431.0833 | 1309699.3906 | 379966.95
179 | 1484.496 | 654.5856 | 654.5856 | 637.2132 | 637.2132 | 1452.1 | 976724.3176 | 229396.7613 | 104056.9198 | 1633828.9301 | 341743.8586
180 | 1349.631 | 1043.5899 | 1043.5899 | 1015.8936 | 1015.8936 | 1343.3 | 1437887.1358 | 365721.6971 | 165895.4254 | 643551.1626 | 653025.1068
181 | 1462.071 | 1462.7925 | 1462.7925 | 1423.9708 | 1423.9708 | 1334.35 | 1997499.6477 | 512629.4964 | 232534.4354 | 73469.1804 | 927815.5869
182 | 1295.145 | 2235.3041 | 1359.2064 | 2175.9804 | 1295.145 | 1505.85 | 2054534.7191 | 466252.2 | 211497.1785 | 0 | 639995.9018
183 | 1332.189 | 2471.747 | 1398.0837 | 2406.1482 | 1332.189 | 1530.9 | 2146407.0361 | 479588.04 | 217546.4637 | 0 | 624929.8599
184 | 1434.587 | 1109.301 | 1109.301 | 1079.8607 | 1079.8607 | 1542.5 | 1749934.2895 | 388749.861 | 176341.2564 | 684024.3517 | 483585.735
185 | 1105.581 | 688.8631 | 688.8631 | 670.5811 | 670.5811 | 1598.05 | 1126421.5642 | 241409.1849 | 109505.8886 | 838817.3269 | 263838.3722
186 | 1217.803 | 24.3538 | 24.3538 | 23.7075 | 23.7075 | 1647.7 | 41087.7715 | 8534.6979 | 3871.4338 | 2302593.4696 | 8175.4738
187 | 1003.211 | 0 | 0 | 0 | 0 | 1658.9 | 0 | 0 | 0 | 3586174.3489 | 0
188 | 1195.2 | 0 | 0 | 0 | 0 | 1541.4 | 0 | 0 | 0 | 4272476.6592 | 0
189 | 1054.4 | 0 | 0 | 0 | 0 | 1508.65 | 0 | 0 | 0 | 3769159.4624 | 0
190 | 1257.6 | 321.0034 | 321.0034 | 312.4841 | 312.4841 | 1581.6 | 518667.4021 | 112494.2763 | 51028.6537 | 3378502.0239 | 127977.6816
191 | 1286.4 | 621.2819 | 621.2819 | 604.7934 | 604.7934 | 1558.6 | 991791.4195 | 217725.6373 | 98762.7683 | 2436536.2543 | 261308.8
192 | 1148 | 0 | 0 | 0 | 0 | 1451.05 | 0 | 0 | 0 | 2213706.768 | 0
193 | 1193.6 | 0 | 0 | 0 | 0 | 1431.3 | 0 | 0 | 0 | 1494243.968 | 0
194 | 937.6 | 0 | 0 | 0 | 0 | 1427.3 | 0 | 0 | 0 | 1173762.688 | 0
195 | 1222.4 | 0 | 0 | 0 | 0 | 1428.65 | 0 | 0 | 0 | 1530298.112 | 0
196 | 1073.6 | 0 | 0 | 0 | 0 | 1428.1 | 0 | 0 | 0 | 1344018.368 | 0
197 | 942.4 | 0 | 0 | 0 | 0 | 1431.3 | 0 | 0 | 0 | 1179771.712 | 0
198 | 1051.2 | 0 | 0 | 0 | 0 | 1480.75 | 0 | 0 | 0 | 1315976.256 | 0
199 | 951.2 | 111.0237 | 111.0237 | 108.0772 | 108.0772 | 1540.05 | 175073.2566 | 38907.7921 | 17649.0068 | 1625807.1849 | 48658.5704
200 | 1114.771 | 1105.2973 | 1105.2973 | 1075.9633 | 1075.9633 | 1565.15 | 1770147.1263 | 387346.7811 | 175704.8038 | 74833.5459 | 457985.3246
201 | 1167.854 | 1850.4095 | 1225.6192 | 1801.3006 | 1167.854 | 1600.75 | 1970467.0076 | 420427.44 | 190710.5582 | 0 | 466265.7095
202 | 1664.173 | 2873.9578 | 1746.4875 | 2797.6845 | 1664.173 | 1561.6 | 2739676.5347 | 599102.28 | 271759.4509 | 0 | 729573.4432
203 | 1338.632 | 3841.0303 | 1404.8444 | 3739.0915 | 1338.632 | 1512.05 | 2139123.9799 | 481907.52 | 218598.6056 | 0 | 653185.4844
204 | 1317.153 | 4111.7613 | 1382.3029 | 4002.6374 | 1317.153 | 1503.15 | 2083772.1898 | 474175.08 | 215091.0849 | 0 | 654427.468
205 | 1355.422 | 4082.4928 | 1422.4648 | 3974.1457 | 1355.422 | 1489.35 | 2120019.3059 | 487951.92 | 221340.4126 | 0 | 692146.2443
206 | 1226.996 | 2949.7972 | 1287.6865 | 2871.5112 | 1226.996 | 1555.85 | 2008971.2172 | 441718.56 | 200368.4468 | 0 | 544970.2734
207 | 1258.144 | 2371.8329 | 1320.3752 | 2308.8858 | 1258.144 | 1621.5 | 2145784.5476 | 452931.84 | 205454.9152 | 0 | 476207.504
208 | 1216.588 | 1243.9806 | 1243.9806 | 1210.966 | 1210.966 | 1542.5 | 1964382.1938 | 435947.7774 | 197750.7557 | 10840.8995 | 542297.625
209 | 1274.12 | 995.9527 | 995.9527 | 969.5207 | 969.5207 | 1598.05 | 1628071.2556 | 349027.4367 | 158322.7234 | 587363.7857 | 381455.3734
210 | 1113.621 | 102.2827 | 102.2827 | 99.5682 | 99.5682 | 1651.2 | 172800.8051 | 35844.5542 | 16259.488 | 1955414.2275 | 33994.7456
211 | 1163.2 | 0 | 0 | 0 | 0 | 1746.15 | 0 | 0 | 0 | 4158086.3872 | 0
212 | 1064 | 0 | 0 | 0 | 0 | 1619.95 | 0 | 0 | 0 | 3803476.544 | 0
213 | 1449.6 | 0 | 0 | 0 | 0 | 1556.55 | 0 | 0 | 0 | 5181879.3216 | 0
214 | 1246.4 | 321.0034 | 321.0034 | 312.4841 | 312.4841 | 1605.6 | 527139.6941 | 112494.2763 | 51028.6537 | 3338465.4287 | 120636.7056
215 | 1491.2 | 621.2819 | 621.2819 | 604.7934 | 604.7934 | 1558.85 | 993347.9804 | 217725.6373 | 98762.7683 | 3168633.9951 | 261160.8
216 | 1336.8 | 0 | 0 | 0 | 0 | 1497.85 | 0 | 0 | 0 | 2577772.8288 | 0
217 | 1711.2 | 0 | 0 | 0 | 0 | 1439.15 | 0 | 0 | 0 | 2142217.056 | 0
218 | 1122.4 | 0 | 0 | 0 | 0 | 1436.1 | 0 | 0 | 0 | 1405110.112 | 0
219 | 1392 | 0 | 0 | 0 | 0 | 1433.65 | 0 | 0 | 0 | 1742616.96 | 0
220 | 1262.4 | 0 | 0 | 0 | 0 | 1428.1 | 0 | 0 | 0 | 1580373.312 | 0
221 | 1117.6 | 0 | 0 | 0 | 0 | 1431.3 | 0 | 0 | 0 | 1399101.088 | 0
222 | 1514.4 | 0 | 0 | 0 | 0 | 1440.75 | 0 | 0 | 0 | 1895847.072 | 0
223 | 1350.4 | 98.7051 | 98.7051 | 96.0855 | 96.0855 | 1460.05 | 148065.9728 | 34590.7928 | 15690.768 | 2418714.6506 | 50783.9174
224 | 1353.11 | 1271.9887 | 1271.9887 | 1238.2308 | 1238.2308 | 1485.15 | 1938981.0922 | 445763.0845 | 202203.088 | 221523.4183 | 624017.7643
225 | 1445.428 | 1868.1391 | 1516.9228 | 1818.5597 | 1445.428 | 1554.75 | 2371670.1403 | 520354.08 | 236038.3924 | 0 | 643576.817
226 | 1336.752 | 2899.1984 | 1402.8714 | 2822.2553 | 1336.752 | 1521.6 | 2145603.727 | 481230.72 | 218291.6016 | 0 | 639502.1568
227 | 1366.848 | 3864.6338 | 1434.456 | 3762.0685 | 1366.848 | 1512.05 | 2186443.063 | 492065.28 | 223206.2784 | 0 | 666953.4816
228 | 1423.45 | 4155.7443 | 1493.8577 | 4045.4531 | 1423.45 | 1438.05 | 2165263.1159 | 512442 | 232449.385 | 0 | 799907.7275
229 | 1626.909 | 2387.5172 | 1707.3803 | 2324.1538 | 1626.909 | 1458.15 | 2507240.2259 | 585687.24 | 265674.2397 | 0 | 881540.6416
230 | 1552.301 | 2945.2667 | 1629.082 | 2867.1009 | 1552.301 | 1515.85 | 2488461.777 | 558828.36 | 253490.7533 | 0 | 751546.5292
231 | 1372.937 | 3179.5383 | 1440.8462 | 3095.1551 | 1372.937 | 1533.6 | 2221304.335 | 494257.32 | 224200.6121 | 0 | 640337.8168
232 | 1588.328 | 2379.0784 | 1666.891 | 2315.939 | 1588.328 | 1473.9 | 2468112.6655 | 571798.08 | 259373.9624 | 0 | 835619.3608
233 | 1609.75 | 909.8747 | 909.8747 | 885.7271 | 885.7271 | 1555.05 | 1450260.9479 | 318861.7703 | 144639.2419 | 1396144.8658 | 385767.6455
234 | 1634.626 | 106.0912 | 106.0912 | 103.2756 | 103.2756 | 1564.7 | 170446.4793 | 37179.227 | 16864.9105 | 2952927.4188 | 44004.9123
235 | 1760.002 | 0 | 0 | 0 | 0 | 1615.9 | 0 | 0 | 0 | 6291472.1094 | 0
236 | 1500 | 0 | 0 | 0 | 0 | 1529.9 | 0 | 0 | 0 | 5362044 | 0
237 | 1500 | 0 | 0 | 0 | 0 | 1496.05 | 0 | 0 | 0 | 5362044 | 0
238 | 1466.4 | 321.0034 | 321.0034 | 312.4841 | 312.4841 | 1535.6 | 505289.1706 | 112494.2763 | 51028.6537 | 4124898.5487 | 142047.8856
239 | 1682.4 | 621.2819 | 621.2819 | 604.7934 | 604.7934 | 1472.6 | 941675.6456 | 217725.6373 | 98762.7683 | 3852115.8703 | 312220.8
240 | 1397.6 | 0 | 0 | 0 | 0 | 1446.15 | 0 | 0 | 0 | 2695014.4416 | 0
241 | 1472.8 | 0 | 0 | 0 | 0 | 1434 | 0 | 0 | 0 | 1843768.864 | 0
242 | 1350.4 | 0 | 0 | 0 | 0 | 1423.5 | 0 | 0 | 0 | 1690538.752 | 0
243 | 1287.2 | 0 | 0 | 0 | 0 | 1406.25 | 0 | 0 | 0 | 1611419.936 | 0
244 | 1179.2 | 0 | 0 | 0 | 0 | 1348.6 | 0 | 0 | 0 | 1476216.896 | 0
245 | 1111.2 | 0 | 0 | 0 | 0 | 1321.55 | 0 | 0 | 0 | 1391089.056 | 0
246 | 1189.6 | 0 | 0 | 0 | 0 | 1365.85 | 0 | 0 | 0 | 1489236.448 | 0
247 | 1056 | 77.4325 | 77.4325 | 75.3775 | 75.3775 | 1415.4 | 112517.2498 | 27135.8965 | 12309.1441 | 1890950.0757 | 43133.5418
248 | 1007.057 | 967.3769 | 967.3769 | 941.7032 | 941.7032 | 1390.95 | 1379723.2726 | 339013.1607 | 153780.1365 | 126022.7315 | 561411.9361
249 | 1526.413 | 1044.1934 | 1044.1934 | 1016.481 | 1016.481 | 1504.95 | 1611494.5417 | 365933.1704 | 165991.352 | 983309.9786 | 492564.3539
250 | 1751.451 | 2035.0089 | 1838.0825 | 1981.0009 | 1751.451 | 1499.2 | 2767539.0033 | 630522.36 | 286011.9483 | 0 | 877126.6608
251 | 1601.404 | 3350.8095 | 1680.6138 | 3261.8809 | 1601.404 | 1321.65 | 2244296.8514 | 576505.44 | 261509.2732 | 0 | 1086312.4034
252 | 1468.113 | 3484.7713 | 1540.7298 | 3392.2874 | 1468.113 | 1402.1 | 2182555.7835 | 528520.68 | 239742.8529 | 0 | 877784.7627
253 | 1613.967 | 2747.1953 | 1693.7982 | 2674.2862 | 1613.967 | 1440.85 | 2460486.1473 | 581028.12 | 263560.8111 | 0 | 902449.648
254 | 1643.485 | 1724.7762 | 1724.7762 | 1679.0016 | 1643.485 | 1444.9 | 2516959.6237 | 591654.6 | 268381.1005 | 0 | 912298.5235
255 | 1670.927 | 2661.0229 | 1753.5756 | 2590.4008 | 1670.927 | 1371.5 | 2420930.6139 | 601533.72 | 272862.3791 | 0 | 1050177.6195
256 | 1625.599 | 891.9321 | 891.9321 | 868.2607 | 868.2607 | 1400.4 | 1282874.9465 | 312573.8392 | 141786.9665 | 1460387.6299 | 509596.4424
257 | 1615.953 | 435.803 | 435.803 | 424.2371 | 424.2371 | 1551.25 | 693377.3419 | 152725.3401 | 69277.9112 | 2298004.9227 | 186349.2712
258 | 1849.735 | 46.253 | 46.253 | 45.0254 | 45.0254 | 1564.7 | 74240.6506 | 16209.1588 | 7352.6545 | 3480050.3177 | 19184.9769
259 | 1528.006 | 0 | 0 | 0 | 0 | 1572.9 | 0 | 0 | 0 | 5462156.9362 | 0
260 | 1338.4 | 0 | 0 | 0 | 0 | 1529.9 | 0 | 0 | 0 | 4784373.1264 | 0
261 | 1358.4 | 0 | 0 | 0 | 0 | 1508.65 | 0 | 0 | 0 | 4855867.0464 | 0
262 | 1418.4 | 321.0034 | 321.0034 | 312.4841 | 312.4841 | 1495.6 | 491781.5485 | 112494.2763 | 51028.6537 | 3953313.1407 | 154282.8456
263 | 1347.2 | 621.2819 | 621.2819 | 604.7934 | 604.7934 | 1472.6 | 942171.6759 | 217725.6373 | 98762.7683 | 2653877.7711 | 312220.8
264 | 1475.2 | 0 | 0 | 0 | 0 | 1451.05 | 0 | 0 | 0 | 2844651.7632 | 0
265 | 1247.2 | 0 | 0 | 0 | 0 | 1332.75 | 0 | 0 | 0 | 2404995.7152 | 0
266 | 1436 | 0 | 0 | 0 | 0 | 1336.9 | 0 | 0 | 0 | 2769061.776 | 0
267 | 1268.8 | 0 | 0 | 0 | 0 | 1281.5 | 0 | 0 | 0 | 2446647.3408 | 0
268 | 1268.8 | 0 | 0 | 0 | 0 | 1280.95 | 0 | 0 | 0 | 2446647.3408 | 0
269 | 1345.6 | 0 | 0 | 0 | 0 | 1294.3 | 0 | 0 | 0 | 2594742.0096 | 0
270 | 1118.4 | 0 | 0 | 0 | 0 | 1366 | 0 | 0 | 0 | 2156628.6144 | 0
271 | 1312.8 | 29.8005 | 29.8005 | 29.0097 | 29.0097 | 1452.45 | 44413.4048 | 10443.475 | 4737.2763 | 2475553.4672 | 15548.2298
272 | 1080.054 | 1133.4764 | 1133.4764 | 1103.3945 | 1080.054 | 1477.55 | 1681588.1295 | 388819.44 | 176372.8182 | 0 | 564274.2123
273 | 1017.97 | 1388.5137 | 1068.3215 | 1351.6633 | 1017.97 | 1514.75 | 1625105.9352 | 366469.2 | 166234.501 | 0 | 493969.9425
274 | 1165.131 | 1222.7615 | 1222.7615 | 1190.3101 | 1165.131 | 1517.8 | 1867082.3858 | 419447.16 | 190265.8923 | 0 | 561826.1682
275 | 1340.908 | 1407.2329 | 1407.2329 | 1369.8857 | 1340.908 | 1372.5 | 1953303.8419 | 482726.88 | 218970.2764 | 0 | 841419.77
276 | 1421.717 | 2744.9505 | 1492.039 | 2672.101 | 1421.717 | 1366.7 | 2061476.7285 | 511818.12 | 232166.3861 | 0 | 900373.3761
277 | 1076.722 | 2436.8041 | 1129.9796 | 2372.1327 | 1076.722 | 1350.9 | 1540308.3615 | 387619.92 | 175828.7026 | 0 | 698900.2502
278 | 1233.429 | 3029.2573 | 1294.4377 | 2948.8625 | 1233.429 | 1369.35 | 1791114.8481 | 444034.44 | 201418.9557 | 0 | 777861.9989
279 | 966.192 | 899.5197 | 899.5197 | 875.6469 | 875.6469 | 1388.2 | 1286409.4788 | 315232.8871 | 142993.1402 | 174599.5484 | 524388.4632
280 | 1205.397 | 1016.0489 | 1016.0489 | 989.0835 | 989.0835 | 1383.8 | 1443448.7356 | 356070.052 | 161517.3319 | 417120.8262 | 596580.8082
281 | 1237.532 | 16.0096 | 16.0096 | 15.5847 | 15.5847 | 1555.05 | 25543.9978 | 5610.4807 | 2544.9764 | 2356300.5901 | 6787.7122
282 | 859.624 | 1.0232 | 1.0232 | 0.99607 | 0.99607 | 1564.7 | 1643.578 | 358.5853 | 162.6583 | 1655705.9749 | 424.4175
283 | 1175.2 | 0 | 0 | 0 | 0 | 1572.9 | 0 | 0 | 0 | 2266156.9632 | 0
284 | 1189.6 | 0 | 0 | 0 | 0 | 1529.9 | 0 | 0 | 0 | 2293924.7136 | 0
285 | 1346.4 | 0 | 0 | 0 | 0 | 1509.75 | 0 | 0 | 0 | 2596284.6624 | 0
286 | 1161.6 | 177.4369 | 177.4369 | 172.7278 | 172.7278 | 1495.6 | 271775.5591 | 62182.0007 | 28206.4464 | 1906858.1244 | 85280.9256
287 | 1086.4 | 621.2819 | 621.2819 | 604.7934 | 604.7934 | 1465 | 935409.2123 | 217725.6373 | 98762.7683 | 928689.6411 | 316720
288 | 136.8 | 143.5665 | 143.5665 | 139.7563 | 136.8 | 1344.7 | 194173.7344 | 49248 | 22339.44 | 0 | 89645.04
289 | 106.4 | 0 | 0 | 0 | 0 | 1271.1 | 0 | 0 | 0 | 133200.032 | 0
290 | 88 | 0 | 0 | 0 | 0 | 1253.2 | 0 | 0 | 0 | 110165.44 | 0
291 | 92 | 0 | 0 | 0 | 0 | 1274.7 | 0 | 0 | 0 | 115172.96 | 0
292 | 88 | 0 | 0 | 0 | 0 | 1267 | 0 | 0 | 0 | 110165.44 | 0
293 | 92 | 0 | 0 | 0 | 0 | 1232.7 | 0 | 0 | 0 | 115172.96 | 0
294 | 84.8 | 0 | 0 | 0 | 0 | 1271.2 | 0 | 0 | 0 | 106159.424 | 0
295 | 82.4 | 86.4757 | 86.4757 | 84.1807 | 82.4 | 1296.75 | 112614.593 | 29664 | 13455.92 | 0 | 57947.8
296 | 81.362 | 597.245 | 85.3864 | 581.3945 | 81.362 | 1472.5 | 126051.6882 | 29290.32 | 13286.4146 | 0 | 42918.455
297 | 804.961 | 1986.8627 | 844.7765 | 1934.1325 | 804.961 | 1507 | 1276293.79 | 289785.96 | 131450.1313 | 0 | 396845.773
298 | 971.201 | 3198.5451 | 1019.2392 | 3113.6574 | 971.201 | 1508.85 | 1542705.6043 | 349632.36 | 158597.1233 | 0 | 477005.3712
299 | 1378.581 | 3704.0744 | 1446.7693 | 3605.7703 | 1378.581 | 1413.45 | 2063993.9578 | 496289.16 | 225122.2773 | 0 | 808606.6856
300 | 1301.865 | 3965.6205 | 1366.2588 | 3860.3751 | 1301.865 | 1326.9 | 1829995.4612 | 468671.4 | 212594.5545 | 0 | 876285.3315
301 | 1411.199 | 3814.4296 | 1481.0007 | 3713.1967 | 1411.199 | 1319.75 | 1967083.9697 | 508031.64 | 230448.7967 | 0 | 959968.1197
302 | 1430.445 | 2791.3661 | 1501.1987 | 2717.2848 | 1430.445 | 1358.55 | 2059792.9314 | 514960.2 | 233591.6685 | 0 | 917558.9453
303 | 1147.683 | 1710.8908 | 1204.4505 | 1665.4847 | 1147.683 | 1348.45 | 1634234.2969 | 413165.88 | 187416.6339 | 0 | 747772.8587
304 | 1193.172 | 991.015 | 991.015 | 964.714 | 964.714 | 1370.1 | 1394999.3616 | 347297.0328 | 157537.7929 | 440539.2554 | 594818.9793
305 | 1254.203 | 631.6391 | 631.6391 | 614.8757 | 614.8757 | 1521.8 | 986116.4515 | 221355.2561 | 100409.2037 | 1232825.0399 | 287813.7558
306 | 1409.776 | 81.3827 | 81.3827 | 79.2228 | 79.2228 | 1542.4 | 128909.4007 | 28520.2196 | 12937.0885 | 2565726.9623 | 35485.5072
307 | 1164.8 | 0 | 0 | 0 | 0 | 1545.2 | 0 | 0 | 0 | 4163805.9008 | 0
308 | 1167.2 | 0 | 0 | 0 | 0 | 1470.15 | 0 | 0 | 0 | 4172385.1712 | 0
309 | 1375.2 | 0 | 0 | 0 | 0 | 1416.1 | 0 | 0 | 0 | 4915921.9392 | 0
310 | 1362.4 | 321.0034 | 321.0034 | 312.4841 | 312.4841 | 1477.45 | 486266.7555 | 112494.2763 | 51028.6537 | 3753130.1647 | 159834.4587
311 | 1214.4 | 621.2819 | 621.2819 | 604.7934 | 604.7934 | 1436.05 | 916797.038 | 217725.6373 | 98762.7683 | 2179158.1423 | 333858.4
312 | 949.6 | 0 | 0 | 0 | 0 | 1282.6 | 0 | 0 | 0 | 1831128.8736 | 0
313 | 1832.8 | 0 | 0 | 0 | 0 | 1338.7 | 0 | 0 | 0 | 2294445.664 | 0
314 | 1784.8 | 0 | 0 | 0 | 0 | 1298.2 | 0 | 0 | 0 | 2234355.424 | 0
315 | 1888 | 0 | 0 | 0 | 0 | 1288.85 | 0 | 0 | 0 | 2363549.44 | 0
316 | 2028.8 | 0 | 0 | 0 | 0 | 1287.75 | 0 | 0 | 0 | 2539814.144 | 0
317 | 2156.8 | 0 | 0 | 0 | 0 | 1294.5 | 0 | 0 | 0 | 2700054.784 | 0
318 | 2129.6 | 0 | 0 | 0 | 0 | 1281.1 | 0 | 0 | 0 | 2666003.648 | 0
319 | 1976.8 | 104.8434 | 104.8434 | 102.0609 | 102.0609 | 1278.05 | 137450.7587 | 36741.9369 | 16666.5508 | 3615089.3335 | 72124.2489
320 | 1127.549 | 1183.3206 | 1183.3206 | 1151.9159 | 1127.549 | 1339.4 | 1590235.774 | 405917.64 | 184128.7517 | 0 | 744858.8694
321 | 1638.403 | 1868.9619 | 1719.4428 | 1819.3607 | 1638.403 | 1431.5 | 2465815.9874 | 589825.08 | 267551.2099 | 0 | 931432.1055
322 | 1940.862 | 2853.0756 | 2036.8633 | 2777.3565 | 1940.862 | 1408.55 | 2885545.5464 | 698710.32 | 316942.7646 | 0 | 1147922.8299
323 | 2188.553 | 3734.0702 | 2296.8047 | 3634.97 | 2188.553 | 1408 | 3266342.194 | 787879.08 | 357390.7049 | 0 | 1295623.376
324 | 2025.649 | 3271.8847 | 2125.8431 | 3185.0506 | 2025.649 | 1447.75 | 3113032.522 | 729233.64 | 330788.4817 | 0 | 1118664.6602
325 | 1943.684 | 2784.7965 | 2039.8239 | 2710.8895 | 1943.684 | 1307.8 | 2699551.4972 | 699726.24 | 317403.5972 | 0 | 1345418.0648
326 | 2335.268 | 2845.4145 | 2450.7767 | 2769.8988 | 2335.268 | 1291.9 | 3202303.4378 | 840696.48 | 381349.2644 | 0 | 1653603.2708
327 | 2168.745 | 2040.6897 | 2040.6897 | 1986.5309 | 1986.5309 | 1268.65 | 2668112.5661 | 715151.1171 | 324400.4928 | 351366.4016 | 1422116.6572
328 | 1973.613 | 2071.2332 | 2071.2332 | 2016.2638 | 1973.613 | 1411.95 | 2934524.8107 | 710500.68 | 322291.0029 | 0 | 1160583.1246
329 | 2279.797 | 1304.8001 | 1304.8001 | 1270.1714 | 1270.1714 | 1480.4 | 1976436.0599 | 457261.7197 | 207418.9967 | 1946877.1144 | 646020.2388
330 | 1609.172 | 175.593 | 175.593 | 170.9328 | 170.9328 | 1518.15 | 272715.9025 | 61535.8116 | 27913.3279 | 2773379.642 | 80621.6964
331 | 2156.812 | 0 | 0 | 0 | 0 | 1529.15 | 0 | 0 | 0 | 7709947.2292 | 0
332 | 2172.8 | 0 | 0 | 0 | 0 | 1492.25 | 0 | 0 | 0 | 7767099.4688 | 0
333 | 2000 | 0 | 0 | 0 | 0 | 1473.65 | 0 | 0 | 0 | 7149392 | 0
334 | 1667.2 | 321.0034 | 321.0034 | 312.4841 | 312.4841 | 1460.2 | 481401.0149 | 112494.2763 | 51028.6537 | 4842697.5055 | 165110.7852
335 | 2352 | 621.2819 | 621.2819 | 604.7934 | 604.7934 | 1434.6 | 916217.2658 | 217725.6373 | 98762.7683 | 6245732.3119 | 334716.8
336 | 2075.2 | 0 | 0 | 0 | 0 | 1401.15 | 0 | 0 | 0 | 4001641.3632 | 0
337 | 1518.4 | 0 | 0 | 0 | 0 | 1381.7 | 0 | 0 | 0 | 1900854.592 | 0
338 | 1494.4 | 0 | 0 | 0 | 0 | 1336.2 | 0 | 0 | 0 | 1870809.472 | 0
339 | 1260 | 0 | 0 | 0 | 0 | 1333.75 | 0 | 0 | 0 | 1577368.8 | 0
340 | 1234.4 | 0 | 0 | 0 | 0 | 1340.9 | 0 | 0 | 0 | 1545320.672 | 0
341 | 1272 | 0 | 0 | 0 | 0 | 1344.1 | 0 | 0 | 0 | 1592391.36 | 0
342 | 1414.4 | 0 | 0 | 0 | 0 | 1240.75 | 0 | 0 | 0 | 1770659.072 | 0
343 | 1373.6 | 68.1647 | 68.1647 | 66.3556 | 66.3556 | 1408.8 | 98643.3747 | 23888.0331 | 10835.8772 | 2520780.2008 | 38399.6224
344 | 996.612 | 1034.0629 | 1034.0629 | 1006.6194 | 996.612 | 1485.15 | 1560303.9851 | 358780.32 | 162746.7396 | 0 | 507295.0911
345 | 1176.84 | 980.4763 | 980.4763 | 954.455 | 954.455 | 1596.25 | 1604263.3595 | 343603.7881 | 155862.4961 | 428828.6174 | 377209.4937
346 | 1297.88 | 1362.0767 | 1362.0767 | 1325.9279 | 1297.88 | 1551.6 | 2123719.864 | 467236.8 | 211943.804 | 0 | 581969.392
347 | 1357.844 | 1659.0505 | 1425.0066 | 1615.0202 | 1357.844 | 1501.35 | 2152294.7028 | 488823.84 | 221735.9252 | 0 | 677088.9106
348 | 1435.047 | 2710.5187 | 1506.0283 | 2638.583 | 1435.047 | 1460.6 | 2211053.2883 | 516616.92 | 234343.1751 | 0 | 774064.3518
349 | 1435.033 | 2358.722 | 1506.0136 | 2296.1228 | 1435.033 | 1428.4 | 2164400.8355 | 516611.88 | 234340.8889 | 0 | 820264.8628
350 | 1087.883 | 2596.1692 | 1141.6926 | 2527.2683 | 1087.883 | 1501.35 | 1724430.6134 | 391637.88 | 177651.2939 | 0 | 542472.858
351 | 1211.392 | 1742.276 | 1271.3107 | 1696.0369 | 1211.392 | 1530.9 | 1953567.8507 | 436101.12 | 197820.3136 | 0 | 568263.9872
352 | 1440.601 | 486.7691 | 486.7691 | 473.8505 | 473.8505 | 1546.3 | 772087.0784 | 170586.1979 | 77379.7948 | 1864200.361 | 210438.3099
353 | 1275.894 | 84.6528 | 84.6528 | 82.4062 | 82.4062 | 1555.05 | 134932.1779 | 29666.2214 | 13456.9277 | 2301421.6772 | 35891.0019
354 | 1244.187 | 0 | 0 | 0 | 0 | 1564.7 | 0 | 0 | 0 | 2399185.6991 | 0
355 | 798.4 | 0 | 0 | 0 | 0 | 1647.9 | 0 | 0 | 0 | 2854037.2864 | 0
356 | 1210.4 | 0 | 0 | 0 | 0 | 1533.7 | 0 | 0 | 0 | 4326812.0384 | 0
357 | 1458.4 | 0 | 0 | 0 | 0 | 1491.35 | 0 | 0 | 0 | 5213336.6464 | 0
358 | 1131.2 | 321.0034 | 321.0034 | 312.4841 | 312.4841 | 1495.6 | 492505.1578 | 112494.2763 | 51028.6537 | 2926660.4495 | 154282.8456
359 | 1050.4 | 621.2819 | 621.2819 | 604.7934 | 604.7934 | 1472.6 | 941758.3501 | 217725.6373 | 98762.7683 | 1592907.9983 | 312220.8
360 | 949.6 | 0 | 0 | 0 | 0 | 1428.85 | 0 | 0 | 0 | 1831128.8736 | 0
361 | 1194.4 | 0 | 0 | 0 | 0 | 1257.1 | 0 | 0 | 0 | 1495245.472 | 0
362 | 1084.8 | 0 | 0 | 0 | 0 | 1378.4 | 0 | 0 | 0 | 1358039.424 | 0
363 | 1221.6 | 0 | 0 | 0 | 0 | 1309.2 | 0 | 0 | 0 | 1529296.608 | 0
364 | 1077.6 | 0 | 0 | 0 | 0 | 1247.6 | 0 | 0 | 0 | 1349025.888 | 0
365 | 1200.8 | 0 | 0 | 0 | 0 | 1241.3 | 0 | 0 | 0 | 1503257.504 | 0
366 | 1140 | 0 | 0 | 0 | 0 | 1250.25 | 0 | 0 | 0 | 1427143.2 | 0
367 | 1037.6 | 11.1474 | 11.1474 | 10.8515 | 10.8515 | 1373.05 | 15705.4384 | 3906.557 | 1772.0576 | 1979895.4697 | 6659.4629
368 | 866.892 | 562.5697 | 562.5697 | 547.6394 | 547.6394 | 1481.35 | 854310.3325 | 197150.1968 | 89429.5198 | 615619.828 | 278024.9258
369 | 1066.826 | 1119.5941 | 1119.5941 | 1089.8807 | 1066.826 | 1514.75 | 1705546.3324 | 384057.36 | 174212.6858 | 0 | 517677.3165
370 | 1366.055 | 1878.1583 | 1433.6238 | 1828.313 | 1366.055 | 1472.3 | 2124952.3381 | 491779.8 | 223076.7815 | 0 | 720867.2235
371 | 1574.613 | 3324.892 | 1652.4987 | 3236.6512 | 1574.613 | 1139.65 | 1902521.2841 | 566860.68 | 257134.3029 | 0 | 1354718.2945
372 | 1515.751 | 2994.6429 | 1590.7241 | 2915.1667 | 1515.751 | 1241.85 | 1995243.5608 | 545670.36 | 247522.1383 | 0 | 1149166.6206
373 | 1570.042 | 1826.87 | 1647.7005 | 1778.3859 | 1570.042 | 1292.05 | 2144444.8856 | 565215.12 | 256387.8586 | 0 | 1111511.2339
374 | 1584.014 | 3399.1719 | 1662.3636 | 3308.9597 | 1584.014 | 1361.2 | 2281670.7334 | 570245.04 | 258669.4862 | 0 | 1011868.1432
375 | 1443.606 | 2120.0154 | 1515.0107 | 2063.7514 | 1443.606 | 1530.9 | 2331612.0627 | 519698.16 | 235740.8598 | 0 | 677195.5746
376 | 1857.159 | 1943.246 | 1943.246 | 1891.6733 | 1857.159 | 1520.3 | 2978457.8115 | 668577.24 | 303274.0647 | 0 | 888240.3426
377 | 2051.354 | 631.8343 | 631.8343 | 615.0657 | 615.0657 | 1547.45 | 1003370.7793 | 221423.6631 | 100440.2339 | 2769617.6498 | 272459.9902
378 | 1864.668 | 70.5071 | 70.5071 | 68.6359 | 68.6359 | 1560.9 | 113039.5525 | 24708.9176 | 11208.2396 | 3463317.4692 | 29500.4944
379 | 1687.2 | 0 | 0 | 0 | 0 | 1572.9 | 0 | 0 | 0 | 6031227.0912 | 0
380 | 1437.6 | 0 | 0 | 0 | 0 | 1529.9 | 0 | 0 | 0 | 5138982.9696 | 0
381 | 1798.4 | 0 | 0 | 0 | 0 | 1549.75 | 0 | 0 | 0 | 6428733.2864 | 0
382 | 1439.2 | 321.0034 | 321.0034 | 312.4841 | 312.4841 | 1537.1 | 504968.3165 | 112494.2763 | 51028.6537 | 4027666.8175 | 141589.0746
383 | 1318.4 | 621.2819 | 621.2819 | 604.7934 | 604.7934 | 1446.6 | 922516.0536 | 217725.6373 | 98762.7683 | 2550926.5263 | 327612.8
384 | 1333.6 | 0 | 0 | 0 | 0 | 1224.85 | 0 | 0 | 0 | 2571602.2176 | 0
385 | 1427.2 | 0 | 0 | 0 | 0 | 1242.4 | 0 | 0 | 0 | 1786683.136 | 0
386 | 1464.8 | 0 | 0 | 0 | 0 | 1219.95 | 0 | 0 | 0 | 1833753.824 | 0
387 | 1109.6 | 0 | 0 | 0 | 0 | 1218.65 | 0 | 0 | 0 | 1389086.048 | 0
388 | 1159.2 | 0 | 0 | 0 | 0 | 1228.1 | 0 | 0 | 0 | 1451179.296 | 0
389 | 1433.6 | 0 | 0 | 0 | 0 | 1241.3 | 0 | 0 | 0 | 1794695.168 | 0
390 | 1189.6 | 0 | 0 | 0 | 0 | 1250.25 | 0 | 0 | 0 | 1489236.448 | 0
391 | 1440 | 64.0781 | 64.0781 | 62.3775 | 62.3775 | 1381.7 | 90812.0914 | 22455.8986 | 10186.2451 | 2656491.5163 | 37752.1614
392 | 1042.494 | 988.3535 | 988.3535 | 962.1232 | 962.1232 | 1477.55 | 1497300.8036 | 346364.3432 | 157114.7146 | 154980.3466 | 492028.259
393 | 1260.412 | 1749.5225 | 1322.7554 | 1703.0912 | 1260.412 | 1514.75 | 2009739.5836 | 453748.32 | 205825.2796 | 0 | 611614.923
394 | 1528.29 | 2688.5839 | 1603.8844 | 2617.2303 | 1528.29 | 1517.8 | 2443903.4241 | 550184.4 | 249569.757 | 0 | 736941.438
395 | 1634.053 | 3680.5843 | 1714.8777 | 3582.9036 | 1634.053 | 1329.15 | 2295759.2626 | 588259.08 | 266840.8549 | 0 | 1096204.455
396 | 1747.764 | 4125.8839 | 1834.2131 | 4016.3852 | 1747.764 | 1300.7 | 2401984.4684 | 629195.04 | 285409.8612 | 0 | 1222211.3652
397 | 1461.828 | 2339.0288 | 1534.134 | 2276.9523 | 1461.828 | 1317.55 | 2027887.2099 | 526258.08 | 238716.5124 | 0 | 997624.5186
398 | 1421.187 | 2718.4768 | 1491.4828 | 2646.3299 | 1421.187 | 1309.65 | 1960490.371 | 511627.32 | 232079.8371 | 0 | 981116.4454
399 | 1580.373 | 2700.2612 | 1658.5425 | 2628.5978 | 1580.373 | 1327.35 | 2205803.8551 | 568934.28 | 258074.9109 | 0 | 1063037.8984
400 | 1462.36 | 361.1033 | 361.1033 | 351.5198 | 351.5198 | 1346.3 | 498193.8236 | 126547.1422 | 57403.1898 | 2142050.855 | 224927.7108
401 | 1717.244 | 115.7253 | 115.7253 | 112.654 | 112.654 | 1540.55 | 182711.8924 | 40555.4455 | 18396.4007 | 3094156.5408 | 50664.011
402 | 1611.558 | 28.6713 | 28.6713 | 27.9104 | 27.9104 | 1564.7 | 46042.3057 | 10047.7439 | 4557.7683 | 3053773.0058 | 11892.396
403 | 1616.357 | 0 | 0 | 0 | 0 | 1655.9 | 0 | 0 | 0 | 5777984.9025 | 0
404 | 1480.8 | 0 | 0 | 0 | 0 | 1571.4 | 0 | 0 | 0 | 5293409.8368 | 0
405 | 1845.6 | 0 | 0 | 0 | 0 | 1531.35 | 0 | 0 | 0 | 6597458.9376 | 0
406 | 1497.6 | 321.0034 | 321.0034 | 312.4841 | 312.4841 | 1580.1 | 519097.2763 | 112494.2763 | 51028.6537 | 4236429.0639 | 128436.4926
407 | 1532 | 621.2819 | 621.2819 | 604.7934 | 604.7934 | 1468.8 | 935424.6946 | 217725.6373 | 98762.7683 | 3314481.5919 | 314470.4
408 | 1503.2 | 0 | 0 | 0 | 0 | 1303.2 | 0 | 0 | 0 | 2898644.6112 | 0
409 | 1740.8 | 0 | 0 | 0 | 0 | 1395.35 | 0 | 0 | 0 | 2179272.704 | 0
410 | 1453.6 | 0 | 0 | 0 | 0 | 1318.8 | 0 | 0 | 0 | 1819732.768 | 0
411 | 1256 | 0 | 0 | 0 | 0 | 1343.4 | 0 | 0 | 0 | 1572361.28 | 0
412 | 1274.4 | 0 | 0 | 0 | 0 | 1383.1 | 0 | 0 | 0 | 1595395.872 | 0
413 | 1436.8 | 0 | 0 | 0 | 0 | 1402.3 | 0 | 0 | 0 | 1798701.184 | 0
414 | 1512.8 | 0 | 0 | 0 | 0 | 1433.15 | 0 | 0 | 0 | 1893844.064 | 0
415 | 1361.6 | 58.2294 | 58.2294 | 56.6841 | 56.6841 | 1456.25 | 86710.5583 | 20406.2618 | 9256.5071 | 2516290.2847 | 30169.9688
416 | 1307.476 | 1234.9615 | 1234.9615 | 1202.1863 | 1202.1863 | 1485.15 | 1877177.5579 | 432787.0778 | 196317.0272 | 203031.7605 | 605852.8266
417 | 1117.404 | 1836.8127 | 1172.6738 | 1788.0646 | 1117.404 | 1549.75 | 1824362.3284 | 402265.44 | 182472.0732 | 0 | 503111.151
418 | 1558.331 | 2824.6824 | 1635.4103 | 2749.7169 | 1558.331 | 1521.6 | 2497719.5055 | 560999.16 | 254475.4523 | 0 | 745505.5504
419 | 1635.582 | 3867.6615 | 1716.4823 | 3765.0159 | 1635.582 | 1475.25 | 2552330.3101 | 588809.52 | 267090.5406 | 0 | 858271.6545
420 | 1614.236 | 4168.4302 | 1694.0805 | 4057.8023 | 1614.236 | 1433.5 | 2443183.6025 | 581124.96 | 263604.7388 | 0 | 914464.694
421 | 1599.883 | 3747.7667 | 1679.0175 | 3648.303 | 1599.883 | 1385.75 | 2331679.2063 | 575957.88 | 261260.8939 | 0 | 982728.1327
422 | 1534.321 | 3544.0765 | 1610.2127 | 3450.0186 | 1534.321 | 1484.15 | 2402907.8905 | 552355.56 | 250554.6193 | 0 | 791479.4879
423 | 1869.297 | 3096.8899 | 1961.7575 | 3014.7002 | 1869.297 | 1512.5 | 2979139.7478 | 672946.92 | 305256.2001 | 0 | 911282.2875
424 | 1731.41 | 2484.0992 | 1817.0502 | 2418.1726 | 1731.41 | 1538.7 | 2803887.0877 | 623307.6 | 282739.253 | 0 | 798699.433
425 | 1852.086 | 1323.1804 | 1323.1804 | 1288.0639 | 1288.0639 | 1555.05 | 2105108.8901 | 463703.015 | 210340.8399 | 1087612.7809 | 561000.5241
426 | 1824.781 | 125.3951 | 125.3951 | 122.0671 | 122.0671 | 1604.7 | 206242.6299 | 43944.1685 | 19933.5631 | 3283370.3896 | 47232.4205
427 | 1772.851 | 0 | 0 | 0 | 0 | 1655.9 | 0 | 0 | 0 | 6337403.3783 | 0
428 | 1725.6 | 0 | 0 | 0 | 0 | 1576.2 | 0 | 0 | 0 | 6168495.4176 | 0
429 | 1548.8 | 0 | 0 | 0 | 0 | 1513.55 | 0 | 0 | 0 | 5536489.1648 | 0
430 | 1660 | 321.0034 | 321.0034 | 312.4841 | 312.4841 | 1578.6 | 517569.4182 | 112494.2763 | 51028.6537 | 4816959.6943 | 128895.3036
431 | 1914.4 | 621.2819 | 621.2819 | 604.7934 | 604.7934 | 1554.1 | 989435.1065 | 217725.6373 | 98762.7683 | 4681445.3423 | 263972.8
432 | 1842.4 | 0 | 0 | 0 | 0 | 1454.85 | 0 | 0 | 0 | 3552729.3984 | 0
433 | 1708 | 0 | 0 | 0 | 0 | 1481.9 | 0 | 0 | 0 | 3293563.728 | 0
434 | 1356.8 | 0 | 0 | 0 | 0 | 1431.1 | 0 | 0 | 0 | 2616339.1488 | 0
435 | 1073.6 | 0 | 0 | 0 | 0 | 1421.05 | 0 | 0 | 0 | 2070240.0576 | 0
436 | 1288.8 | 0 | 0 | 0 | 0 | 1424.3 | 0 | 0 | 0 | 2485213.6608 | 0
437 | 1396.8 | 0 | 0 | 0 | 0 | 1431.3 | 0 | 0 | 0 | 2693471.7888 | 0
438 | 1372 | 0 | 0 | 0 | 0 | 1440.75 | 0 | 0 | 0 | 2645649.552 | 0
439 | 1415.2 | 90.6851 | 90.6851 | 88.2784 | 88.2784 | 1460.05 | 135527.2718 | 31780.2197 | 14415.8608 | 2558724.1752 | 46657.6194
440 | 1131.076 | 1187.0221 | 1187.0221 | 1155.5192 | 1131.076 | 1485.15 | 1765848.2987 | 407187.36 | 184704.7108 | 0 | 582334.4786
441 | 1241.663 | 1856.9445 | 1303.079 | 1807.6622 | 1241.663 | 1514.75 | 1978526.1756 | 446998.68 | 202763.5679 | 0 | 602516.9708
442 | 856.555 | 2965.0333 | 898.9225 | 2886.343 | 856.555 | 1521.6 | 1371944.2753 | 308359.8 | 139875.4315 | 0 | 409775.912
443 | 1284.095 | 3863.0785 | 1347.6098 | 3760.5545 | 1284.095 | 1493.65 | 2027610.4021 | 462274.2 | 209692.7135 | 0 | 650201.5032
444 | 1493.401 | 4103.0266 | 1567.2687 | 3994.1345 | 1493.401 | 1485.85 | 2349097.1363 | 537624.36 | 243872.3833 | 0 | 767832.1242
445 | 1383.033 | 4017.1081 | 1451.4416 | 3910.4963 | 1383.033 | 1479.75 | 2163126.3183 | 497891.88 | 225849.2889 | 0 | 719522.9183
446 | 1395.108 | 3093.3889 | 1464.1138 | 3011.2921 | 1395.108 | 1515.85 | 2237539.9152 | 502238.88 | 227821.1364 | 0 | 675441.5382
447 | 1147.015 | 2324.7341 | 1203.7495 | 2263.0369 | 1147.015 | 1538.5 | 1861355.8974 | 412925.4 | 187307.5495 | 0 | 529347.4225
448 | 1254.993 | 1492.4745 | 1317.0683 | 1452.865 | 1254.993 | 1542.5 | 2040106.5441 | 451797.48 | 204940.3569 | 0 | 574159.2975
449 | 1593.632 | 453.9997 | 453.9997 | 441.9508 | 441.9508 | 1595.05 | 741197.3584 | 159102.2739 | 72170.5593 | 2220805.3603 | 175182.1799
450 | 1540.045 | 62.0915 | 62.0915 | 60.4436 | 60.4436 | 1564.7 | 99627.0758 | 21759.6914 | 9870.4378 | 2853139.0777 | 25754.5245
451 | 1594.407 | 0 | 0 | 0 | 0 | 1657.4 | 0 | 0 | 0 | 3074520.5286 | 0
452 | 1601.6 | 0 | 0 | 0 | 0 | 1575.2 | 0 | 0 | 0 | 3088390.9056 | 0
453 | 1628.8 | 0 | 0 | 0 | 0 | 1555.05 | 0 | 0 | 0 | 3140841.1008 | 0
454 | 1475.2 | 0 | 0 | 0 | 0 | 1581.6 | 0 | 0 | 0 | 2844651.7632 | 0
455 | 1756 | 0 | 0 | 0 | 0 | 1558.85 | 0 | 0 | 0 | 3386122.896 | 0
456 | 1347.2 | 133.1579 | 133.1579 | 129.624 | 129.624 | 1571.35 | 214494.0223 | 46664.6357 | 21167.5972 | 2347871.3052 | 54387.9693
457 | 1464 | 0 | 0 | 0 | 0 | 1426.35 | 0 | 0 | 0 | 1832752.32 | 0
458 | 1484 | 0 | 0 | 0 | 0 | 1516.95 | 0 | 0 | 0 | 1857789.92 | 0
459 | 1376.8 | 0 | 0 | 0 | 0 | 1510.2 | 0 | 0 | 0 | 1723588.384 | 0
460 | 1298.4 | 0 | 0 | 0 | 0 | 1497 | 0 | 0 | 0 | 1625440.992 | 0
461 | 1472 | 0 | 0 | 0 | 0 | 1510.75 | 0 | 0 | 0 | 1842767.36 | 0
462 | 1540.8 | 0 | 0 | 0 | 0 | 1520.7 | 0 | 0 | 0 | 1928896.704 | 0
463 | 1121.6 | 696.0708 | 696.0708 | 677.5975 | 677.5975 | 1485.95 | 1062701.0277 | 243935.0965 | 110651.6702 | 856177.1437 | 340950.8592
464 | 1325.723 | 1391.2968 | 1391.2968 | 1354.3726 | 1325.723 | 1468.7 | 2052210.8041 | 477260.28 | 216490.5659 | 0 | 704356.6299
465 | 1431.814 | 1783.6343 | 1502.6354 | 1736.2976 | 1431.814 | 1498.2 | 2260802.4271 | 515453.04 | 233815.2262 | 0 | 718484.2652
466 | 1750.511 | 2767.2275 | 1837.096 | 2693.7867 | 1750.511 | 1340.6 | 2474444.0551 | 630183.96 | 285858.4463 | 0 | 1154286.9534
467 | 1780.377 | 2681.1589 | 1868.4393 | 2610.0024 | 1780.377 | 1302.15 | 2457821.1447 | 640935.72 | 290735.5641 | 0 | 1242436.0895
468 | 1557.127 | 2436.3969 | 1634.1467 | 2371.7363 | 1557.127 | 1254.95 | 2075028.5559 | 560565.72 | 254278.8391 | 0 | 1160137.4714
469 | 1473.887 | 2427.2183 | 1546.7894 | 2362.8013 | 1473.887 | 302.25 | 472103.6562 | 530599.32 | 240685.7471 | 0 | 2502291.6543
470 | 1373.544 | 3187.1909 | 1441.4832 | 3102.6046 | 1373.544 | 812.05 | 1181734.8303 | 494475.84 | 224299.7352 | 0 | 1631701.5948
471 | 1430.954 | 1884.7448 | 1501.7329 | 1834.7247 | 1430.954 | 1348.45 | 2036998.5716 | 515143.44 | 233674.7882 | 0 | 932338.0787
472 | 1796.545 | 1758.8712 | 1758.8712 | 1712.1917 | 1712.1917 | 1344.1 | 2423180.773 | 616389.0026 | 279600.9004 | 162659.8682 | 1099270.6907
473 | 1678.349 | 1131.0878 | 1131.0878 | 1101.0694 | 1101.0694 | 1366.25 | 1580948.2733 | 396384.9695 | 179804.6264 | 1113177.5668 | 683041.8075
474 | 1629.66 | 152.1081 | 152.1081 | 148.0712 | 148.0712 | 1364.65 | 212450.071 | 53305.6354 | 24180.0285 | 2856971.3703 | 92086.9936
475 | 1404.8 | 0 | 0 | 0 | 0 | 1455.9 | 0 | 0 | 0 | 5021732.9408 | 0
476 | 1388.8 | 0 | 0 | 0 | 0 | 1295.95 | 0 | 0 | 0 | 4964537.8048 | 0
477 | 1344.8 | 0 | 0 | 0 | 0 | 811.55 | 0 | 0 | 0 | 4807251.1808 | 0
478 | 1680.8 | 321.0034 | 321.0034 | 312.4841 | 312.4841 | 1517.45 | 498127.0924 | 112494.2763 | 51028.6537 | 4891313.3711 | 147599.4987
479 | 1447.2 | 621.2819 | 621.2819 | 604.7934 | 604.7934 | 1454.45 | 925100.8641 | 217725.6373 | 98762.7683 | 3011347.3711 | 322965.6
480 | 1506.4 | 0 | 0 | 0 | 0 | 1361.3 | 0 | 0 | 0 | 2904815.2224 | 0
481 | 1360.8 | 0 | 0 | 0 | 0 | 784.65 | 0 | 0 | 0 | 1703558.304 | 0
482 | 1408 | 0 | 0 | 0 | 0 | 1347.15 | 0 | 0 | 0 | 1762647.04 | 0
483 | 1103.2 | 0 | 0 | 0 | 0 | 1317.35 | 0 | 0 | 0 | 1381074.016 | 0
484 | 1368 | 0 | 0 | 0 | 0 | 1271.8 | 0 | 0 | 0 | 1712571.84 | 0
485 | 1242.4 | 0 | 0 | 0 | 0 | 1218.5 | 0 | 0 | 0 | 1555335.712 | 0
486 | 1268.8 | 0 | 0 | 0 | 0 | 1215.6 | 0 | 0 | 0 | 1588385.344 | 0
487 | 1385.6 | 6.0208 | 6.0208 | 5.861 | 5.861 | 1239.55 | 7636.982 | 2109.9527 | 957.098 | 2660572.8288 | 4362.7016
488 | 1391.679 | 506.5694 | 506.5694 | 493.1253 | 493.1253 | 1275.9 | 662521.3517 | 177525.0993 | 80527.3575 | 1732695.5232 | 349518.7254
489 | 1424.117 | 1494.5577 | 1494.5577 | 1454.8929 | 1424.117 | 1251.5 | 1881179.7641 | 512682.12 | 232558.3061 | 0 | 1065951.5745
490 | 1612.774 | 2433.8908 | 1692.5462 | 2369.2967 | 1612.774 | 276.75 | 472689.0306 | 580598.64 | 263365.9942 | 0 | 2779212.7955
491 | 1401.019 | 3544.4448 | 1470.3182 | 3450.3772 | 1401.019 | 1219.55 | 1819791.427 | 504366.84 | 228786.4027 | 0 | 1093425.2785
492 | 1755.972 | 4039.2445 | 1842.8271 | 3932.0451 | 1755.972 | 1264.25 | 2364569.8791 | 632149.92 | 286750.2276 | 0 | 1291956.399
493 | 1074.33 | 4091.3115 | 1127.4693 | 3982.7303 | 1074.33 | 1170.55 | 1337262.2294 | 386758.8 | 175438.089 | 0 | 891103.0185
494 | 1159.81 | 3835.6309 | 1217.1773 | 3733.8353 | 1159.81 | 280.9 | 346319.5844 | 417531.6 | 189396.973 | 0 | 1993829.371
495 | 1567.968 | 2358.0241 | 1645.5239 | 2295.4434 | 1567.968 | 295.65 | 492511.37 | 564468.48 | 256049.1744 | 0 | 2672366.2608
496 | 1342.539 | 2051.4425 | 1408.9446 | 1996.9983 | 1342.539 | 308.9 | 438157.319 | 483314.04 | 219236.6187 | 0 | 2270367.7029
497 | 1562.161 | 1276.9274 | 1276.9274 | 1243.0385 | 1243.0385 | 719.4 | 939857.0817 | 447493.8562 | 202988.1853 | 615369.0432 | 1558162.3664
498 | 1560.409 | 190.679 | 190.679 | 185.6185 | 185.6185 | 1415.85 | 275622.3117 | 66822.6461 | 30311.4947 | 2651030.5922 | 106135.3818
499 | 918.411 | 0 | 0 | 0 | 0 | 1516.55 | 0 | 0 | 0 | 3283040.1281 | 0
500 | 1270.4 | 0 | 0 | 0 | 0 | 1393.45 | 0 | 0 | 0 | 4541293.7984 | 0
501 | 1204 | 0 | 0 | 0 | 0 | 1183.65 | 0 | 0 | 0 | 4303933.984 | 0
502 | 1369.6 | 321.0034 | 321.0034 | 312.4841 | 312.4841 | 1384.4 | 454611.9941 | 112494.2763 | 51028.6537 | 3778867.9759 | 188296.0344
503 | 1345.6 | 621.2819 | 621.2819 | 604.7934 | 604.7934 | 1363.65 | 866608.2909 | 217725.6373 | 98762.7683 | 2648158.2575 | 376719.2
504 | 1280 | 0 | 0 | 0 | 0 | 1183.65 | 0 | 0 | 0 | 2468244.48 | 0
505 | 2330.4 | 0 | 0 | 0 | 0 | 741.4 | 0 | 0 | 0 | 2917381.152 | 0
506 | 2057.6 | 0 | 0 | 0 | 0 | 1217.1 | 0 | 0 | 0 | 2575868.288 | 0
507 | 2428 | 0 | 0 | 0 | 0 | 1253.2 | 0 | 0 | 0 | 3039564.64 | 0
508 | 2208.8 | 0 | 0 | 0 | 0 | 1243.15 | 0 | 0 | 0 | 2765152.544 | 0
509 | 2004 | 0 | 0 | 0 | 0 | 1217.3 | 0 | 0 | 0 | 2508767.52 | 0
510 | 2379.2 | 0 | 0 | 0 | 0 | 1250.75 | 0 | 0 | 0 | 2978472.896 | 0
511 | 2040.8 | 74.2149 | 74.2149 | 72.2452 | 72.2452 | 1331.9 | 101419.3226 | 26008.2836 | 11797.6464 | 3795995.6556 | 47246.0277
512 | 1723.786 | 1061.4329 | 1061.4329 | 1033.263 | 1033.263 | 1477.55 | 1610110.0434 | 371974.6891 | 168731.852 | 1331546.5006 | 528409.0647
513 | 1825.298 | 1915.5822 | 1915.5822 | 1864.7437 | 1825.298 | 1515.95 | 2920859.657 | 657107.28 | 298071.1634 | 0 | 883535.4969
514 | 2095.805 | 2620.8442 | 2199.4692 | 2551.2884 | 2095.805 | 1512.8 | 3348900.6936 | 754489.8 | 342244.9565 | 0 | 1021076.196
515 | 2297.304 | 3599.7872 | 2410.9359 | 3504.2508 | 2297.304 | 1309.65 | 3191870.6815 | 827029.44 | 375149.7432 | 0 | 1585943.8164
516 | 2286.452 | 3998.0415 | 2399.5461 | 3891.9357 | 2286.452 | 1311.85 | 3183997.4921 | 823122.72 | 373377.6116 | 0 | 1573421.9438
517 | 2261.298 | 3949.1271 | 2373.1479 | 3844.3194 | 2261.298 | 1369.9 | 3279771.904 | 814067.28 | 369269.9634 | 0 | 1424843.8698
518 | 2390.381 | 3180.4901 | 2508.6157 | 3096.0817 | 2390.381 | 1331.15 | 3371597.3869 | 860537.16 | 390349.2173 | 0 | 1598806.3318
519 | 2181.431 | 2289.3305 | 2289.3305 | 2228.5729 | 2181.431 | 1371.5 | 3156126.1609 | 785315.16 | 356227.6823 | 0 | 1371029.3835
520 | 1853.049 | 2263.2125 | 1944.7048 | 2203.1481 | 1853.049 | 816.8 | 1592348.1189 | 667097.64 | 302602.9017 | 0 | 2192527.5768
521 | 2387.844 | 1038.0257 | 1038.0257 | 1010.477 | 1010.477 | 1456.25 | 1547318.5075 | 363771.7286 | 165010.898 | 2655998.7779 | 537824.2125
522 | 2256.255 | 170.9323 | 170.9323 | 166.3958 | 166.3958 | 1557.1 | 272732.7682 | 59902.5015 | 27172.4403 | 4029908.8606 | 72137.7804
523 | 2414.4 | 0 | 0 | 0 | 0 | 1607.9 | 0 | 0 | 0 | 8630746.0224 | 0
524 | 1896.8 | 0 | 0 | 0 | 0 | 1434.9 | 0 | 0 | 0 | 6780483.3728 | 0
525 | 2389.6 | 0 | 0 | 0 | 0 | 1364.25 | 0 | 0 | 0 | 8542093.5616 | 0
526 | 2215.2 | 321.0034 | 321.0034 | 312.4841 | 312.4841 | 1496.8 | 492399.9736 | 112494.2763 | 51028.6537 | 6801630.9135 | 153915.7968
527 | 2295.2 | 621.2819 | 621.2819 | 604.7934 | 604.7934 | 1347.6 | 859295.9052 | 217725.6373 | 98762.7683 | 6042689.5791 | 386220.8
528 | 1956 | 0 | 0 | 0 | 0 | 1208.85 | 0 | 0 | 0 | 3771786.096 | 0
529 | 1812 | 0 | 0 | 0 | 0 | 1232.9 | 0 | 0 | 0 | 2268406.56 | 0
530 | 1850.4 | 0 | 0 | 0 | 0 | 1218.8 | 0 | 0 | 0 | 2316478.752 | 0
531 | 1248.8 | 0 | 0 | 0 | 0 | 1216.35 | 0 | 0 | 0 | 1563347.744 | 0
532 | 1303.2 | 0 | 0 | 0 | 0 | 1210.95 | 0 | 0 | 0 | 1631450.016 | 0
533 | 1569.6 | 0 | 0 | 0 | 0 | 1214.15 | 0 | 0 | 0 | 1964950.848 | 0
534 | 1165.6 | 0 | 0 | 0 | 0 | 1228.45 | 0 | 0 | 0 | 1459191.328 | 0
535 | 1127.2 | 51.4751 | 51.4751 | 50.109 | 50.109 | 1248.9 | 65932.5043 | 18039.2311 | 8182.7956 | 2076971.8567 | 36840.7039
536 | 845.369 | 887.1832 | 887.1832 | 863.6379 | 845.369 | 1441.6 | 1283909.4375 | 304332.84 | 138048.7577 | 0 | 472054.0496
537 | 1178.36 | 1313.0636 | 1236.6449 | 1278.2156 | 1178.36 | 1515.95 | 1883170.352 | 424209.6 | 192426.188 | 0 | 570385.158
538 | 1572.128 | 2567.7487 | 1649.8908 | 2499.6021 | 1572.128 | 1514 | 2509150.6758 | 565966.08 | 256728.5024 | 0 | 764054.208
539 | 1408.437 | 3830.8464 | 1478.1021 | 3729.1778 | 1408.437 | 1394.15 | 2076134.6913 | 507037.32 | 229997.7621 | 0 | 853301.5565
540 | 1438.896 | 4111.2177 | 1510.0677 | 4002.1082 | 1438.896 | 1344.85 | 2041520.4845 | 518002.56 | 234971.7168 | 0 | 942692.7144
541 | 1516.32 | 4108.8585 | 1591.3213 | 3999.8116 | 1516.32 | 1367.05 | 2180370.7659 | 545875.2 | 247615.056 | 0 | 959754.744
542 | 1377.594 | 2355.3448 | 1445.7335 | 2292.8353 | 1377.594 | 1411.65 | 2055237.1058 | 495933.84 | 224961.1002 | 0 | 810507.4299
543 | 1550.943 | 2707.7429 | 1627.6568 | 2635.8808 | 1550.943 | 1421.3 | 2330380.3085 | 558339.48 | 253268.9919 | 0 | 897530.7141
544 | 1543.534 | 2340.7321 | 1619.8814 | 2278.6104 | 1543.534 | 1338.3 | 2178171.8223 | 555672.24 | 252059.1022 | 0 | 1021356.4478
545 | 1201.14 | 1275.1476 | 1260.5516 | 1241.3058 | 1201.14 | 1437.85 | 1821009.0837 | 432410.4 | 196146.162 | 0 | 675220.851
546 | 1293.095 | 207.7474 | 207.7474 | 202.2339 | 202.2339 | 1557.1 | 331483.6552 | 72804.2167 | 33024.8016 | 2103524.8451 | 87674.7124
547 | 1413.61 | 0 | 0 | 0 | 0 | 1640.4 | 0 | 0 | 0 | 5053226.0126 | 0
548 | 1265.6 | 0 | 0 | 0 | 0 | 1498.95 | 0 | 0 | 0 | 4524135.2576 | 0
549 | 1180.8 | 0 | 0 | 0 | 0 | 1385.2 | 0 | 0 | 0 | 4221001.0368 | 0
550 | 1695.2 | 321.0034 | 321.0034 | 312.4841 | 312.4841 | 1555.6 | 511653.0445 | 112494.2763 | 51028.6537 | 4942788.9935 | 135930.4056
551 | 1346.4 | 621.2819 | 621.2819 | 604.7934 | 604.7934 | 1465 | 934518.2841 | 217725.6373 | 98762.7683 | 2651018.0143 | 316720
552 | 1211.2 | 0 | 0 | 0 | 0 | 1337.65 | 0 | 0 | 0 | 2335576.3392 | 0
553 | 1408 | 0 | 0 | 0 | 0 | 1404.6 | 0 | 0 | 0 | 1762647.04 | 0
554 | 1139.2 | 0 | 0 | 0 | 0 | 1290.6 | 0 | 0 | 0 | 1426141.696 | 0
555 | 1446.4 | 0 | 0 | 0 | 0 | 1218.65 | 0 | 0 | 0 | 1810719.232 | 0
556 | 1142.4 | 0 | 0 | 0 | 0 | 1215.8 | 0 | 0 | 0 | 1430147.712 | 0
557 | 880 | 0 | 0 | 0 | 0 | 1239.65 | 0 | 0 | 0 | 1101654.4 | 0
558 | 1145.6 | 0 | 0 | 0 | 0 | 1296.75 | 0 | 0 | 0 | 1434153.728 | 0
559 | 943.2 | 24.3129 | 24.3129 | 23.6677 | 23.6677 | 1433.75 | 35778.3082 | 8520.3545 | 3864.9275 | 1773148.9406 | 13118.3137
560 | 1274.438 | 1050.6633 | 1050.6633 | 1022.7793 | 1022.7793 | 1477.55 | 1591336.934 | 368200.5329 | 167019.8528 | 485277.5789 | 523047.6828
561 | 1429.443 | 1909.1059 | 1500.1471 | 1858.4393 | 1429.443 | 1507.15 | 2269500.7563 | 514599.48 | 233428.0419 | 0 | 704500.9825
562 | 1547.522 | 2975.0987 | 1624.0666 | 2896.1412 | 1547.522 | 1517.8 | 2475739.9233 | 557107.92 | 252710.3426 | 0 | 746215.1084
563 | 1405.725 | 3907.1612 | 1475.256 | 3803.4673 | 1405.725 | 1475.25 | 2189766.6917 | 506061 | 229554.8925 | 0 | 737654.1938
564 | 1431.852 | 4184.149 | 1502.6753 | 4073.104 | 1431.852 | 1504.25 | 2275040.7307 | 515466.72 | 233821.4316 | 0 | 709840.629
565 | 1367.56 | 4183.2853 | 1435.2032 | 4072.2632 | 1367.56 | 1490.45 | 2149154.1246 | 492321.6 | 223322.548 | 0 | 696840.198
566 | 1673.787 | 3920.0717 | 1756.577 | 3816.0351 | 1673.787 | 1510.85 | 2668408.4403 | 602563.32 | 273329.4171 | 0 | 818732.9111
567 | 1642.84 | 3397.794 | 1724.0993 | 3307.6184 | 1642.84 | 1530.9 | 2652603.9674 | 591422.4 | 268275.772 | 0 | 770656.244
568 | 1902.457 | 2580.379 | 1996.5577 | 2511.8972 | 1902.457 | 1538.7 | 3085689.9157 | 684884.52 | 310671.2281 | 0 | 877603.4141
569 | 1899.267 | 1434.6061 | 1434.6061 | 1396.5324 | 1396.5324 | 1555.05 | 2287777.3931 | 502751.6667 | 228053.7421 | 969431.1585 | 608242.6455
570 | 1621.58 | 229.061 | 229.061 | 222.9818 | 222.9818 | 1564.7 | 367483.8393 | 80273.4565 | 36412.9318 | 2696939.2413 | 95010.7545
571 | 1806.403 | 0 | 0 | 0 | 0 | 1612.9 | 0 | 0 | 0 | 6457341.5785 | 0
572 | 1360.8 | 0 | 0 | 0 | 0 | 1571.2 | 0 | 0 | 0 | 4864446.3168 | 0
573 | 1477.6 | 0 | 0 | 0 | 0 | 1555.05 | 0 | 0 | 0 | 5281970.8096 | 0
574 | 1830.4 | 321.0034 | 321.0034 | 312.4841 | 312.4841 | 1578.6 | 519818.9529 | 112494.2763 | 51028.6537 | 5426087.8927 | 128895.3036
575 | 1500.8 | 621.2819 | 621.2819 | 604.7934 | 604.7934 | 1554.1 | 991087.54 | 217725.6373 | 98762.7683 | 3202951.0767 | 263972.8
576 | 1522.4 | 0 | 0 | 0 | 0 | 1484.85 | 0 | 0 | 0 | 2935668.2784 | 0
577 | 1083.2 | 0 | 0 | 0 | 0 | 1416.7 | 0 | 0 | 0 | 1356036.416 | 0
578 | 1204 | 0 | 0 | 0 | 0 | 1431.1 | 0 | 0 | 0 | 1507263.52 | 0
579 | 1488.8 | 0 | 0 | 0 | 0 | 1428.65 | 0 | 0 | 0 | 1863798.944 | 0
580 | 1076 | 0 | 0 | 0 | 0 | 1424.3 | 0 | 0 | 0 | 1347022.88 | 0
581 | 1073.6 | 0 | 0 | 0 | 0 | 1423.7 | 0 | 0 | 0 | 1344018.368 | 0
582 | 912 | 0 | 0 | 0 | 0 | 1433.15 | 0 | 0 | 0 | 1141714.56 | 0
583 | 964.8 | 57.7498 | 57.7498 | 56.2172 | 56.2172 | 1460.05 | 86482.543 | 20238.1864 | 9180.2662 | 1752034.7804 | 29712.3686
584 | 1236.892 | 1186.8689 | 1186.8689 | 1155.37 | 1155.37 | 1490.15 | 1813080.4407 | 415933.201 | 188671.9215 | 157200.1714 | 576604.6605
585 | 902.102 | 1782.079 | 946.7224 | 1734.7836 | 902.102 | 1514.75 | 1440490.305 | 324756.72 | 147313.2566 | 0 | 437744.9955
586 | 1643.977 | 2815.6276 | 1725.2925 | 2740.9024 | 1643.977 | 1514 | 2623443.8447 | 591831.72 | 268461.4441 | 0 | 798972.822
587 | 1404.929 | 3771.8193 | 1474.4206 | 3671.7173 | 1404.929 | 1402.15 | 2083457.916 | 505774.44 | 229424.9057 | 0 | 839936.8026
588 | 1257.977 | 4051.0131 | 1320.1999 | 3943.5015 | 1257.977 | 1466.85 | 1949916.3795 | 452871.72 | 205427.6441 | 0 | 670690.4375
589 | 1143.986 | 4021.3186 | 1200.5706 | 3914.595 | 1143.986 | 1453.65 | 1751689.567 | 411834.96 | 186812.9138 | 0 | 625016.7511
590 | 1063.922 | 3718.9894 | 1116.5465 | 3620.2894 | 1063.922 | 1474.65 | 1657838.25 | 383011.92 | 173738.4626 | 0 | 558931.4227
591 | 1565.032 | 3210.6695 | 1642.4427 | 3125.4601 | 1565.032 | 1493.5 | 2467102.843 | 563411.52 | 255569.7256 | 0 | 792688.708
592 | 1529.519 | 2420.5175 | 1605.1731 | 2356.2783 | 1529.519 | 1493.3 | 2409109.1577 | 550626.84 | 249770.4527 | 0 | 775007.2773
593 | 1548.768 | 1208.0407 | 1208.0407 | 1175.98 | 1175.98 | 1532.85 | 1899071.7551 | 423352.7906 | 192037.5297 | 718853.1155 | 537738.2336
594 | 954.794 | 180.9452 | 180.9452 | 176.143 | 176.143 | 1564.7 | 290330.7695 | 63411.4885 | 28764.1558 | 1501485.136 | 75053.1201
595 | 979.933 | 0 | 0 | 0 | 0 | 1602.9 | 0 | 0 | 0 | 3502962.5754 | 0
596 | 1248.8 | 0 | 0 | 0 | 0 | 1563.7 | 0 | 0 | 0 | 4464080.3648 | 0
597 | 1226.4 | 0 | 0 | 0 | 0 | 1555.05 | 0 | 0 | 0 | 4384007.1744 | 0
598 | 1332 | 321.0034 | 321.0034 | 312.4841 | 312.4841 | 1577.1 | 519002.6815 | 112494.2763 | 51028.6537 | 3644459.4063 | 129354.1146
599 | 1236.8 | 621.2819 | 621.2819 | 604.7934 | 604.7934 | 1532.6 | 976419.5802 | 217725.6373 | 98762.7683 | 2259231.3327 | 276700.8
600 | 1285.6 | 0 | 0 | 0 | 0 | 1451.05 | 0 | 0 | 0 | 2479043.0496 | 0
601 | 1532.8 | 0 | 0 | 0 | 0 | 1250.4 | 0 | 0 | 0 | 2955722.7648 | 0
602 | 1344.8 | 0 | 0 | 0 | 0 | 1405.1 | 0 | 0 | 0 | 2593199.3568 | 0
603 | 1204.8 | 0 | 0 | 0 | 0 | 1402.35 | 0 | 0 | 0 | 2323235.1168 | 0
604 | 1120.8 | 0 | 0 | 0 | 0 | 1228.1 | 0 | 0 | 0 | 2161256.5728 | 0
605 | 1085.6 | 0 | 0 | 0 | 0 | 1313.8 | 0 | 0 | 0 | 2093379.8496 | 0
606 | 1070.4 | 0 | 0 | 0 | 0 | 1414.75 | 0 | 0 | 0 | 2064069.4464 | 0
607 | 1341.6 | 38.3106 | 38.3106 | 37.2939 | 37.2939 | 1398.1 | 54782.5939 | 13425.8013 | 6090.0927 | 2515114.3358 | 21972.3595
608 | 915.255 | 927.1027 | 927.1027 | 902.4979 | 902.4979 | 1481.35 | 1405629.3819 | 324899.2434 | 147377.9068 | 24599.7233 | 458179.0405
609 | 1043.557 | 1095.1742 | 1095.1742 | 1066.1088 | 1043.557 | 1544.75 | 1697171.8685 | 375680.52 | 170412.8581 | 0 | 475079.3243
610 | 1135.797 | 1747.411 | 1191.9766 | 1701.0357 | 1135.797 | 1512.8 | 1809385.424 | 408886.92 | 185475.6501 | 0 | 553360.2984
611 | 1052.302 | 3185.665 | 1104.3517 | 3101.1192 | 1052.302 | 1362.15 | 1514020.7512 | 378828.72 | 171840.9166 | 0 | 671210.8307
612 | 1010.911 | 3421.8172 | 1060.9134 | 3331.0041 | 1010.911 | 1417.35 | 1511232.6951 | 363927.96 | 165081.7663 | 0 | 589007.2942
613 | 907.915 | 3486.9301 | 952.8229 | 3394.3889 | 907.915 | 1453.05 | 1386879.5213 | 326849.4 | 148262.5195 | 0 | 496584.1092
614 | 1041.693 | 3013.0998 | 1093.218 | 2933.1337 | 1041.693 | 1474.95 | 1620138.5612 | 375009.48 | 170108.4669 | 0 | 546940.9097
615 | 1029.977 | 2376.2575 | 1080.9224 | 2313.1929 | 1029.977 | 1493.5 | 1619986.1279 | 370791.72 | 168195.2441 | 0 | 521683.3505
616 | 1033.486 | 1356.5292 | 1084.605 | 1320.5276 | 1033.486 | 1501.3 | 1633553.9731 | 372054.96 | 168768.2638 | 0 | 515399.4682
617 | 1376.376 | 1210.3474 | 1210.3474 | 1178.2255 | 1178.2255 | 1551.25 | 1923701.1273 | 424161.1706 | 192404.2199 | 382096.8301 | 517544.2725
618 | 1168.446 | 223.8032 | 223.8032 | 217.8636 | 217.8636 | 1564.7 | 359005.6469 | 78430.8797 | 35577.1185 | 1833023.3385 | 92829.9015
619 | 1198.4 | 0 | 0 | 0 | 0 | 1572.9 | 0 | 0 | 0 | 2310893.8944 | 0
620 | 1109.6 | 0 | 0 | 0 | 0 | 1533.7 | 0 | 0 | 0 | 2139659.4336 | 0
621 | 1098.4 | 0 | 0 | 0 | 0 | 1539.75 | 0 | 0 | 0 | 2118062.2944 | 0
622 | 1179.2 | 0 | 0 | 0 | 0 | 1495.6 | 0 | 0 | 0 | 2273870.2272 | 0
623 | 1169.6 | 132.9386 | 132.9386 | 129.4105 | 129.4105 | 1472.6 | 200591.8473 | 46587.7697 | 21132.73 | 2005814.1111 | 66807.3402
624 | 497.6 | 522.2126 | 522.2126 | 508.3534 | 497.6 | 1428.85 | 747182.3209 | 179136 | 81258.08 | 0 | 284204.24
625 | 369.6 | 0 | 0 | 0 | 0 | 1395.25 | 0 | 0 | 0 | 462694.848 | 0
626 | 342.4 | 0 | 0 | 0 | 0 | 1386.3 | 0 | 0 | 0 | 428643.712 | 0
627 | 378.4 | 0 | 0 | 0 | 0 | 1311.7 | 0 | 0 | 0 | 473711.392 | 0
628 | 387.2 | 0 | 0 | 0 | 0 | 1374.3 | 0 | 0 | 0 | 484727.936 | 0
629 | 368.8 | 0 | 0 | 0 | 0 | 1384.85 | 0 | 0 | 0 | 461693.344 | 0
630 | 325.6 | 0 | 0 | 0 | 0 | 1383.5 | 0 | 0 | 0 | 407612.128 | 0
631 | 335.2 | 351.7799 | 351.7799 | 342.4439 | 335.2 | 1316.75 | 464214.8424 | 120672 | 54738.16 | 0 | 229025.4
632 | 281.28 | 585.3987 | 295.1929 | 569.8625 | 281.28 | 1472.5 | 435049.0489 | 101260.8 | 45933.024 | 0 | 148375.2
633 | 812.402 | 1945.2295 | 852.5866 | 1893.6042 | 812.402 | 1537 | 1311495.9886 | 292464.72 | 132665.2466 | 0 | 376142.126
634 | 1193.029 | 3273.2448 | 1252.0394 | 3186.3747 | 1193.029 | 1508.85 | 1891082.5368 | 429490.44 | 194821.6357 | 0 | 585956.1934
635 | 997.388 | 3342.7234 | 1046.7215 | 3254.0094 | 997.388 | 1409.65 | 1485153.2185 | 359059.68 | 162873.4604 | 0 | 588808.0058
636 | 1238.61 | 4030.2495 | 1299.875 | 3923.2889 | 1238.61 | 1459.95 | 1909154.6486 | 445899.6 | 202265.013 | 0 | 668911.3305
637 | 1158.511 | 3991.2998 | 1215.8141 | 3885.3728 | 1158.511 | 1464.05 | 1785327.9357 | 417063.96 | 189184.8463 | 0 | 620903.9705
638 | 1234.863 | 3802.7848 | 1295.9427 | 3701.8609 | 1234.863 | 1503.95 | 1958992.0141 | 444550.68 | 201653.1279 | 0 | 612553.7911
639 | 1047.104 | 2365.6359 | 1098.8966 | 2302.8532 | 1047.104 | 1522.4 | 1680485.7777 | 376957.44 | 170992.0832 | 0 | 500096.8704
640 | 1281.661 | 2059.8224 | 1345.0554 | 2005.1559 | 1281.661 | 1532.8 | 2069553.1109 | 461397.96 | 209295.2413 | 0 | 598792.0192
641 | 1055.169 | 1237.2032 | 1107.3605 | 1204.3685 | 1055.169 | 1544 | 1713848.9747 | 379860.84 | 172309.0977 | 0 | 481157.064
642 | 1044.091 | 201.4129 | 201.4129 | 196.0675 | 196.0675 | 1546.2 | 319274.4619 | 70584.2978 | 32017.8218 | 1635257.2951 | 87093.296
643 | 1088.323 | 0 | 0 | 0 | 0 | 1605.2 | 0 | 0 | 0 | 3890423.8748 | 0
644 | 898.4 | 463.7303 | 463.7303 | 451.4231 | 451.4231 | 1508.95 | 719390.4798 | 162512.3282 | 73717.3977 | 1597806.4159 | 216982.2277
645 | 270.4 | 283.7747 | 283.7747 | 276.2435 | 270.4 | 1492.6 | 425083.343 | 97344 | 44156.32 | 0 | 137200.96
646 | 91.2 | 95.711 | 95.711 | 93.1709 | 91.2 | 1481.25 | 142093.853 | 32832 | 14892.96 | 0 | 47310
647 | 94.4 | 99.0693 | 99.0693 | 96.44 | 94.4 | 1462.05 | 145413.5578 | 33984 | 15415.52 | 0 | 50782.48
648 | 91.2 | 0 | 0 | 0 | 0 | 1438.95 | 0 | 0 | 0 | 175862.4192 | 0
649 | 96 | 0 | 0 | 0 | 0 | 1420.85 | 0 | 0 | 0 | 120180.48 | 0
650 | 88 | 0 | 0 | 0 | 0 | 1425.7 | 0 | 0 | 0 | 110165.44 | 0
651 | 94.4 | 0 | 0 | 0 | 0 | 1422.85 | 0 | 0 | 0 | 118177.472 | 0
652 | 85.6 | 0 | 0 | 0 | 0 | 1414.15 | 0 | 0 | 0 | 107160.928 | 0
653 | 95.2 | 0 | 0 | 0 | 0 | 1414.4 | 0 | 0 | 0 | 119178.976 | 0
654 | 88 | 0 | 0 | 0 | 0 | 1425.1 | 0 | 0 | 0 | 110165.44 | 0
655 | 93.6 | 57.3007 | 57.3007 | 55.7799 | 55.7799 | 1426.25 | 83871.4346 | 20080.7767 | 9108.8634 | 72929.036 | 31326.75
656 | 77.076 | 548.0819 | 80.8884 | 533.5361 | 77.076 | 1472.9 | 119442.9416 | 27747.36 | 12586.5108 | 0 | 40626.7596
657 | 83.396 | 1268.898 | 87.521 | 1235.2221 | 83.396 | 1453.7 | 127561.7706 | 30022.56 | 13618.5668 | 0 | 45559.2348
658 | 78.901 | 3180.8511 | 82.8037 | 3096.4331 | 78.901 | 1458.15 | 121243.1973 | 28404.36 | 12884.5333 | 0 | 42752.5069
659 | 86.02 | 3684.1031 | 90.2748 | 3586.3291 | 86.02 | 1475.55 | 133688.1758 | 30967.2 | 14047.066 | 0 | 45113.189
660 | 80.475 | 3955.0114 | 84.4555 | 3850.0476 | 80.475 | 1473.75 | 125050.3458 | 28971 | 13141.5675 | 0 | 42349.9688
661 | 88.61 | 3961.304 | 92.9929 | 3856.1732 | 88.61 | 1456.75 | 136216.3372 | 31899.6 | 14470.013 | 0 | 48137.3825
662 | 80.761 | 3713.72 | 84.7557 | 3615.1599 | 80.761 | 1462.3 | 124774.4591 | 29073.96 | 13188.2713 | 0 | 43425.1897
663 | 95.362 | 3248.2823 | 100.0789 | 3162.0746 | 95.362 | 1462.85 | 147331.3181 | 34330.32 | 15572.6146 | 0 | 51223.6983
664 | 84.557 | 1851.7329 | 88.7394 | 1802.5889 | 84.557 | 1229.9 | 109728.8264 | 30440.52 | 13808.1581 | 0 | 65117.3457
665 | 90.093 | 1375.7386 | 94.5492 | 1339.2272 | 90.093 | 1462 | 138521.4297 | 32433.48 | 14712.1869 | 0 | 48470.034
666 | 80.774 | 232.414 | 84.7693 | 226.2459 | 80.774 | 1514.35 | 128861.2528 | 29078.64 | 13190.3942 | 0 | 39227.8931
667 | 96.805 | 101.5932 | 101.5932 | 98.897 | 96.805 | 1606.65 | 163894.1215 | 34849.8 | 15808.2565 | 0 | 38078.2467
668 | 86.4 | 90.6736 | 90.6736 | 88.2672 | 86.4 | 1563.75 | 142685.5988 | 31104 | 14109.12 | 0 | 37692
669 | 93.6 | 98.2297 | 98.2297 | 95.6227 | 93.6 | 1545.15 | 152747.6504 | 33696 | 15284.88 | 0 | 42573.96
670 | 87.2 | 91.5131 | 91.5131 | 89.0844 | 87.2 | 1490.2 | 137378.0039 | 31392 | 14239.76 | 0 | 44454.56
671 | 92.8 | 97.3901 | 97.3901 | 94.8055 | 92.8 | 1513.7 | 148509.5035 | 33408 | 15154.24 | 0 | 45128.64
672 | 87.2 | 91.5131 | 91.5131 | 89.0844 | 87.2 | 1427.15 | 131348.451 | 31392 | 14239.76 | 0 | 49952.52
673 | 93.6 | 0 | 0 | 0 | 0 | 1481.4 | 0 | 0 | 0 | 117175.968 | 0
674 | 88 | 0 | 0 | 0 | 0 | 1431.1 | 0 | 0 | 0 | 110165.44 | 0
675 | 92.8 | 59.1719 | 59.1719 | 57.6015 | 57.6015 | 1421.05 | 86434.6137 | 20736.5281 | 9406.3195 | 44064.3397 | 32642.9378
676 | 87.2 | 91.5131 | 91.5131 | 89.0844 | 87.2 | 1420.5 | 130647.9275 | 31392 | 14239.76 | 0 | 50532.4
677 | 93.6 | 98.2297 | 98.2297 | 95.6227 | 93.6 | 1423.7 | 140642.4472 | 33696 | 15284.88 | 0 | 53941.68
678 | 83.2 | 87.3153 | 87.3153 | 84.998 | 83.2 | 1433.15 | 125904.7467 | 29952 | 13586.56 | 0 | 47161.92
679 | 84.8 | 88.9944 | 88.9944 | 86.6326 | 84.8 | 1460.05 | 130465.7168 | 30528 | 13847.84 | 0 | 45787.76
680 | 79.796 | 516.7082 | 83.7429 | 502.9951 | 79.796 | 1485.15 | 124695.6754 | 28726.56 | 13030.6868 | 0 | 41082.9706
681 | 84.042 | 1912.1819 | 88.1989 | 1861.4336 | 84.042 | 1514.75 | 133954.6395 | 30255.12 | 13724.0586 | 0 | 40781.3805
682 | 80.506 | 3123.1422 | 84.488 | 3040.2557 | 80.506 | 1517.8 | 128756.77 | 28982.16 | 13146.6298 | 0 | 38819.9932
683 | 81.184 | 3549.6365 | 85.1996 | 3455.4311 | 81.184 | 1512.05 | 129620.6501 | 29226.24 | 13257.3472 | 0 | 39613.7328
684 | 80.078 | 3847.6661 | 84.0389 | 3745.5511 | 80.078 | 1504.25 | 127065.2404 | 28828.08 | 13076.7374 | 0 | 39698.6685
685 | 81.515 | 3706.1733 | 85.547 | 3607.8135 | 81.515 | 1494.25 | 128193.494 | 29345.4 | 13311.3995 | 0 | 41226.2112
686 | 74.649 | 2457.4743 | 78.3413 | 2392.2543 | 74.649 | 1512.05 | 119180.171 | 26873.64 | 12190.1817 | 0 | 36424.9795
687 | 88.307 | 2103.0424 | 92.6749 | 2047.2288 | 88.307 | 1538.5 | 143263.0536 | 31790.52 | 14420.5331 | 0 | 40753.6805
688 | 79.067 | 1155.0754 | 82.9779 | 1124.4203 | 79.067 | 1542.5 | 128599.9931 | 28464.12 | 12911.6411 | 0 | 36173.1525
689 | 84.323 | 247.5242 | 88.4938 | 240.955 | 84.323 | 1555.05 | 138174.6147 | 30356.28 | 13769.9459 | 0 | 37519.5189
690 | 79.24 | 174.2979 | 83.1594 | 169.6721 | 79.24 | 1564.7 | 130579.196 | 28526.4 | 12939.892 | 0 | 34493.172
691 | 95.215 | 99.9246 | 99.9246 | 97.2726 | 95.215 | 1572.9 | 157944.1676 | 34277.4 | 15548.6095 | 0 | 40666.3265
692 | 89.6 | 94.0319 | 94.0319 | 91.5363 | 89.6 | 1533.7 | 145017.8128 | 32256 | 14631.68 | 0 | 41780.48
693 | 93.6 | 98.2297 | 98.2297 | 95.6227 | 93.6 | 1513.55 | 149130.2317 | 33696 | 15284.88 | 0 | 45531.72
694 | 87.2 | 91.5131 | 91.5131 | 89.0844 | 87.2 | 1495.6 | 137282.2483 | 31392 | 14239.76 | 0 | 43983.68
695 | 96.8 | 101.588 | 101.588 | 98.8919 | 96.8 | 1515.1 | 154570.8357 | 34848 | 15807.44 | 0 | 46938.32
696 | 87.2 | 91.5131 | 91.5131 | 89.0844 | 87.2 | 1541.35 | 141436.3954 | 31392 | 14239.76 | 0 | 39994.28
697 | 93.6 | 0 | 0 | 0 | 0 | 1523.9 | 0 | 0 | 0 | 117175.968 | 0
698 | 88.8 | 0 | 0 | 0 | 0 | 1503.6 | 0 | 0 | 0 | 111166.944 | 0
699 | 87.2 | 0 | 0 | 0 | 0 | 1463.65 | 0 | 0 | 0 | 109163.936 | 0
700 | 87.2 | 87.5871 | 87.5871 | 85.2626 | 85.2626 | 1428.1 | 128379.2239 | 30694.5337 | 13923.3815 | 2425.4002 | 47730.2021
701 | 93.6 | 98.2297 | 98.2297 | 95.6227 | 93.6 | 1431.3 | 141157.8453 | 33696 | 15284.88 | 0 | 53230.32
702 | 84 | 88.1549 | 88.1549 | 85.8153 | 84 | 1445.75 | 127813.6667 | 30240 | 13717.2 | 0 | 46557
703 | 87.2 | 91.5131 | 91.5131 | 89.0844 | 87.2 | 1531.55 | 140335.3744 | 31392 | 14239.76 | 0 | 40848.84
704 | 76.02 | 79.7802 | 79.7802 | 77.6628 | 76.02 | 1485.15 | 118649.5815 | 27367.2 | 12414.066 | 0 | 39138.897
705 | 84.507 | 1471.204 | 88.6869 | 1432.159 | 84.507 | 1556.25 | 138322.5596 | 30422.52 | 13799.9931 | 0 | 37499.9812
706 | 72.771 | 2576.3764 | 76.3705 | 2508.0007 | 72.771 | 1594.1 | 122164.7269 | 26197.56 | 11883.5043 | 0 | 29537.7489
707 | 81.102 | 3867.7087 | 85.1135 | 3765.0619 | 81.102 | 1519.65 | 129310.9644 | 29196.72 | 13243.9566 | 0 | 38957.3457
708 | 75.163 | 4009.2666 | 78.8808 | 3902.8628 | 75.163 | 1541.85 | 122424.1616 | 27058.68 | 12274.1179 | 0 | 34435.9285
709 | 86.617 | 4204.1675 | 90.9013 | 4092.5912 | 86.617 | 1498.05 | 136638.5045 | 31182.12 | 14144.5561 | 0 | 43477.4031
710 | 78.42 | 3557.4897 | 82.2989 | 3463.0758 | 78.42 | 1562.9 | 129081.4842 | 28231.2 | 12805.986 | 0 | 34277.382
711 | 78.853 | 2922.3443 | 82.7533 | 2844.7869 | 78.853 | 1625 | 134858.9635 | 28387.08 | 12876.6949 | 0 | 29569.875
712 | 79.653 | 2431.5169 | 83.5929 | 2366.9858 | 79.653 | 1588.8 | 133190.3811 | 28675.08 | 13007.3349 | 0 | 32753.3136
713 | 88.652 | 1032.7857 | 93.037 | 1005.3761 | 88.652 | 1555.05 | 145116.1975 | 31914.72 | 14476.8716 | 0 | 39445.7074
714 | 82.665 | 240.6523 | 86.7538 | 234.2655 | 82.665 | 1564.7 | 136127.8729 | 29759.4 | 13499.1945 | 0 | 35984.0745
715 | 97.636 | 102.4653 | 102.4653 | 99.746 | 97.636 | 1614.4 | 166291.6424 | 35148.96 | 15943.9588 | 0 | 37648.4416
716 | 88.8 | 93.1923 | 93.1923 | 90.719 | 88.8 | 1575.2 | 147580.8014 | 31968 | 14501.04 | 0 | 37722.24
717 | 94.4 | 99.0693 | 99.0693 | 96.44 | 94.4 | 1555.05 | 154496.6743 | 33984 | 15415.52 | 0 | 42003.28
718 | 87.2 | 91.5131 | 91.5131 | 89.0844 | 87.2 | 1568.1 | 143905.9215 | 31392 | 14239.76 | 0 | 37661.68
719 | 91.2 | 95.711 | 95.711 | 93.1709 | 91.2 | 1624.25 | 156035.2493 | 32832 | 14892.96 | 0 | 34268.4
720 | 84.8 | 88.9944 | 88.9944 | 86.6326 | 84.8 | 1541.35 | 137611.602 | 30528 | 13847.84 | 0 | 38893.52
721 | 93.6 | 0 | 0 | 0 | 0 | 1482.15 | 0 | 0 | 0 | 117175.968 | 0
722 | 81.6 | 0 | 0 | 0 | 0 | 1431.1 | 0 | 0 | 0 | 102153.408 | 0
723 | 92.8 | 31.2582 | 31.2582 | 30.4287 | 30.4287 | 1428.65 | 45859.0172 | 10954.3211 | 4969.0018 | 78081.4209 | 17017.6597
724 | 80 | 83.957 | 83.957 | 81.7288 | 80 | 1428.1 | 120622.2523 | 28800 | 13064 | 0 | 45752
725 | 90.4 | 94.8714 | 94.8714 | 92.3536 | 90.4 | 1431.3 | 136599.1289 | 32544 | 14762.32 | 0 | 51410.48
726 | 80 | 83.957 | 83.957 | 81.7288 | 80 | 1483.25 | 125204.2083 | 28800 | 13064 | 0 | 41340
727 | 86.4 | 90.6736 | 90.6736 | 88.2672 | 86.4 | 1546.55 | 140784.8523 | 31104 | 14109.12 | 0 | 39178.08
728 | 75.453 | 79.1851 | 79.1851 | 77.0836 | 75.453 | 1570.65 | 124720.1578 | 27163.08 | 12321.4749 | 0 | 32395.7455
729 | 85.467 | 1200.4069 | 89.6944 | 1168.5488 | 85.467 | 1599.75 | 144020.4513 | 30768.12 | 13956.7611 | 0 | 34208.1667
730 | 74.454 | 2657.2553 | 78.1367 | 2586.7332 | 74.454 | 1605.6 | 126040.968 | 26803.44 | 12158.3382 | 0 | 29364.6576
731 | 80.579 | 3691.7432 | 84.5647 | 3593.7664 | 80.579 | 1519.65 | 129659.5614 | 29008.44 | 13158.5507 | 0 | 38706.1226
732 | 73.28 | 3376.7344 | 76.9046 | 3287.1177 | 73.28 | 1511.85 | 117635.9831 | 26380.8 | 11966.624 | 0 | 35771.632
733 | 82.654 | 3550.6587 | 86.7423 | 3456.4262 | 82.654 | 1498.05 | 131055.7399 | 29755.44 | 13497.3982 | 0 | 41488.1753
734 | 74.961 | 2123.2383 | 78.6688 | 2066.8887 | 74.961 | 1561.15 | 123895.3192 | 26985.96 | 12241.1313 | 0 | 32896.6349
735 | 86.787 | 1625.4509 | 91.0797 | 1582.3123 | 86.787 | 1624 | 149365.6563 | 31243.32 | 14172.3171 | 0 | 32631.912
736 | 81.253 | 1581.7764 | 85.272 | 1539.7969 | 81.253 | 1632.05 | 140137.4019 | 29251.08 | 13268.6149 | 0 | 29897.0414
737 | 87.089 | 680.7959 | 91.3967 | 662.7279 | 87.089 | 1555.05 | 142592.4133 | 31352.04 | 14221.6337 | 0 | 38750.2505
738 | 79.66 | 224.1883 | 83.6002 | 218.2385 | 79.66 | 1606.2 | 134631.4288 | 28677.6 | 13008.478 | 0 | 31370.108
739 | 96.821 | 101.61 | 101.61 | 98.9134 | 96.821 | 1658.4 | 169196.3482 | 34855.56 | 15810.8693 | 0 | 33074.0536
740 | 88 | 92.3527 | 92.3527 | 89.9017 | 88 | 1618.2 | 150038.2065 | 31680 | 14370.4 | 0 | 33598.4
741 | 91.2 | 95.711 | 95.711 | 93.1709 | 91.2 | 1556.55 | 149318.7303 | 32832 | 14892.96 | 0 | 40442.64
742 | 86.4 | 90.6736 | 90.6736 | 88.2672 | 86.4 | 1582.1 | 143803.2731 | 31104 | 14109.12 | 0 | 36106.56
743 | 92.8 | 97.3901 | 97.3901 | 94.8055 | 92.8 | 1588.85 | 155375.1104 | 33408 | 15154.24 | 0 | 38154.72
744 | 88 | 92.3527 | 92.3527 | 89.9017 | 88 | 1650.1 | 153149.1458 | 31680 | 14370.4 | 0 | 30791.2
745 | 94.4 | 0 | 0 | 0 | 0 | 1648.85 | 0 | 0 | 0 | 118177.472 | 0
746 | 87.2 | 0 | 0 | 0 | 0 | 1496.6 | 0 | 0 | 0 | 109163.936 | 0
747 | 93.6 | 66.7826 | 66.7826 | 65.0102 | 65.0102 | 1448.95 | 99696.9889 | 23403.6671 | 10616.1634 | 35791.0158 | 35066.0667
748 | 80 | 83.957 | 83.957 | 81.7288 | 80 | 1447.7 | 122560.3025 | 28800 | 13064 | 0 | 44184
749 | 88.8 | 93.1923 | 93.1923 | 90.719 | 88.8 | 1471.45 | 138326.7521 | 31968 | 14501.04 | 0 | 46935.24
750 | 86.4 | 90.6736 | 90.6736 | 88.2672 | 86.4 | 1519.5 | 138882.1374 | 31104 | 14109.12 | 0 | 41515.2
751 | 88.8 | 93.1923 | 93.1923 | 90.719 | 88.8 | 1552.95 | 145619.0221 | 31968 | 14501.04 | 0 | 39698.04
752 | 79.281 | 452.4989 | 83.2025 | 440.4899 | 79.281 | 1540.95 | 128813.3655 | 28541.16 | 12946.5873 | 0 | 36393.943
753 | 84.741 | 1836.5062 | 88.9325 | 1787.7663 | 84.741 | 1572.5 | 140718.1427 | 30506.76 | 13838.2053 | 0 | 36226.7775
754 | 75.611 | 3117.7952 | 79.3509 | 3035.0506 | 75.611 | 1555.75 | 124590.5176 | 27219.96 | 12347.2763 | 0 | 33590.1867
755 | 86.655 | 3673.5875 | 90.9412 | 3576.0925 | 86.655 | 1532.9 | 140901.7466 | 31195.8 | 14150.7615 | 0 | 40476.5505
756 | 74.903 | 3886.2139 | 78.6079 | 3783.0759 | 74.903 | 1526.95 | 121293.2508 | 26965.08 | 12231.6599 | 0 | 35432.8641
757 | 87.642 | 3865.9288 | 91.977 | 3763.3292 | 87.642 | 1515.1 | 140573.8518 | 31551.12 | 14311.9386 | 0 | 42497.6058
758 | 82.638 | 3176.2671 | 86.7255 | 3091.9707 | 82.638 | 1526.6 | 133663.2753 | 29749.68 | 13494.7854 | 0 | 39120.8292
759 | 89.332 | 3150.9971 | 93.7506 | 3067.3713 | 89.332 | 1541.65 | 145770.0364 | 32159.52 | 14587.9156 | 0 | 40945.3222
760 | 81.435 | 2443.3633 | 85.463 | 2378.5177 | 81.435 | 1554.8 | 134007.0746 | 29316.6 | 13298.3355 | 0 | 36254.862
761 | 83.254 | 1381.5694 | 87.372 | 1344.9033 | 83.254 | 1602.35 | 140826.0267 | 29971.44 | 13595.3782 | 0 | 33105.9531
762 | 82.933 | 237.3465 | 87.0351 | 231.0474 | 82.933 | 1645.65 | 144258.775 | 29855.88 | 13542.9589 | 0 | 29387.3085
763 | 96.007 | 100.7558 | 100.7558 | 98.0818 | 96.007 | 1782.4 | 180934.9371 | 34562.52 | 15677.9431 | 0 | 20891.1232
764 | 91.2 | 95.711 | 95.711 | 93.1709 | 91.2 | 1634.05 | 157444.4167 | 32832 | 14892.96 | 0 | 33374.64
765 | 93.6 | 98.2297 | 98.2297 | 95.6227 | 93.6 | 1731.75 | 170786.1094 | 33696 | 15284.88 | 0 | 25108.2
766 | 88.8 | 93.1923 | 93.1923 | 90.719 | 88.8 | 1836.55 | 171755.077 | 31968 | 14501.04 | 0 | 14514.36
767 | 97.6 | 102.4276 | 102.4276 | 99.7092 | 97.6 | 1812.5 | 186815.5889 | 35136 | 15938.08 | 0 | 18300
768 | 90.4 | 0 | 0 | 0 | 0 | 1798.7 | 0 | 0 | 0 | 174319.7664 | 0
769 | 92.8 | 0 | 0 | 0 | 0 | 1773.85 | 0 | 0 | 0 | 178947.7248 | 0
770 | 86.4 | 60.3315 | 60.3315 | 58.7303 | 58.7303 | 1540.4 | 95549.3382 | 21142.9247 | 9590.6656 | 53355.8356 | 26421.4848
771 | 91.2 | 95.711 | 95.711 | 93.1709 | 91.2 | 1531.45 | 147642.6361 | 32832 | 14892.96 | 0 | 42731.76
772 | 87.2 | 91.5131 | 91.5131 | 89.0844 | 87.2 | 1529.7 | 141097.7067 | 31392 | 14239.76 | 0 | 41010.16
773 | 92.8 | 97.3901 | 97.3901 | 94.8055 | 92.8 | 1530.6 | 150167.1783 | 33408 | 15154.24 | 0 | 43560.32
774 | 85.6 | 89.834 | 89.834 | 87.4499 | 85.6 | 1539.15 | 139357.0649 | 30816 | 13978.48 | 0 | 39448.76
775 | 76.8 | 80.5987 | 80.5987 | 78.4597 | 76.8 | 1782.95 | 145038.3805 | 27648 | 12541.44 | 0 | 16669.44
776 | 82.775 | 381.2299 | 86.8693 | 371.1123 | 82.775 | 1765.2 | 154556.2974 | 29799 | 13517.1575 | 0 | 19435.57
777 | 646.748 | 1706.3623 | 678.7379 | 1661.0764 | 646.748 | 1609.4 | 1102607.1728 | 232829.28 | 105613.9484 | 0 | 252619.7688
778 | 552.934 | 3243.6688 | 580.2836 | 3157.5836 | 552.934 | 1595.75 | 937750.1824 | 199056.24 | 90294.1222 | 0 | 223523.5695
779 | 876.383 | 3011.6043 | 919.7313 | 2931.678 | 876.383 | 1555.95 | 1459628.3995 | 315497.88 | 143113.3439 | 0 | 389157.8711
780 | 949.841 | 3356.7862 | 996.8227 | 3267.6989 | 949.841 | 1548.8 | 1570142.1137 | 341942.76 | 155109.0353 | 0 | 428568.2592
781 | 1244.374 | 3314.3354 | 1305.9241 | 3226.3748 | 1244.374 | 1515.1 | 2005592.92 | 447974.64 | 203206.2742 | 0 | 603396.9526
782 | 1169.848 | 3170.3649 | 1227.7118 | 3086.2252 | 1169.848 | 1548.45 | 1927341.9883 | 421145.28 | 191036.1784 | 0 | 528244.8644
783 | 1381.741 | 3124.2179 | 1450.0856 | 3041.3029 | 1381.741 | 1588.7 | 2330296.4715 | 497426.76 | 225638.3053 | 0 | 568310.0733
784 | 889.368 | 2056.4757 | 933.3585 | 2001.8979 | 889.368 | 1556.7 | 1466648.3352 | 320172.48 | 145233.7944 | 0 | 394256.8344
785 | 1360.953 | 987.4132 | 987.4132 | 961.2078 | 961.2078 | 1593.2 | 1620344.4472 | 346034.8125 | 156965.2358 | 770835.0408 | 382747.95
786 | 1095.157 | 209.3794 | 209.3794 | 203.8225 | 203.8225 | 1626.5 | 350993.8848 | 73376.1142 | 33284.2207 | 1718774.5014 | 74517.3585
787 | 1127.015 | 0 | 0 | 0 | 0 | 1782.4 | 0 | 0 | 0 | 2173241.0567 | 0
788 | 1211.2 | 0 | 0 | 0 | 0 | 1749.55 | 0 | 0 | 0 | 2335576.3392 | 0
789 | 1118.4 | 0 | 0 | 0 | 0 | 1729.6 | 0 | 0 | 0 | 2156628.6144 | 0
790 | 1337.6 | 125.7498 | 125.7498 | 122.4124 | 122.4124 | 1835.55 | 236467.0769 | 44068.4781 | 19989.9513 | 2343265.6165 | 19704.8924
791 | 1112 | 621.2819 | 621.2819 | 604.7934 | 604.7934 | 1810.35 | 1156021.5645 | 217725.6373 | 98762.7683 | 978054.5307 | 112272.8
792 | 163.2 | 171.2723 | 171.2723 | 166.7268 | 163.2 | 1790.85 | 309234.1373 | 58752 | 26650.56 | 0 | 34133.28
793 | 108.8 | 0 | 0 | 0 | 0 | 1766.5 | 0 | 0 | 0 | 136204.544 | 0
794 | 94.4 | 0 | 0 | 0 | 0 | 1602.6 | 0 | 0 | 0 | 118177.472 | 0
795 | 105.6 | 0 | 0 | 0 | 0 | 1506.8 | 0 | 0 | 0 | 132198.528 | 0
796 | 101.6 | 0 | 0 | 0 | 0 | 1484.75 | 0 | 0 | 0 | 127191.008 | 0
797 | 105.6 | 0 | 0 | 0 | 0 | 1484.7 | 0 | 0 | 0 | 132198.528 | 0
798 | 95.2 | 0 | 0 | 0 | 0 | 1491.45 | 0 | 0 | 0 | 119178.976 | 0
799 | 87.2 | 91.5131 | 91.5131 | 89.0844 | 87.2 | 1519.5 | 140485.0149 | 31392 | 14239.76 | 0 | 41899.6
800 | 82.403 | 546.7858 | 86.4789 | 532.2744 | 82.403 | 1519.9 | 132735.7841 | 29665.08 | 13456.4099 | 0 | 39561.6803
801 | 835.519 | 1915.3397 | 876.846 | 1864.5077 | 835.519 | 1504.85 | 1335754.975 | 300786.84 | 136440.2527 | 0 | 413707.2328
802 | 1039.674 | 3207.2388 | 1091.0991 | 3122.1205 | 1039.674 | 1502 | 1663899.9595 | 374282.64 | 169778.7642 | 0 | 517757.652
803 | 891.524 | 3719.6044 | 935.6212 | 3620.8881 | 891.524 | 1338 | 1278682.3551 | 320948.64 | 145585.8692 | 0 | 590188.888
804 | 1352.422 | 3865.9047 | 1419.3164 | 3763.3057 | 1352.422 | 1403.55 | 2032589.6376 | 486871.92 | 220850.5126 | 0 | 806652.1019
805 | 1341.667 | 3943.3425 | 1408.0295 | 3838.6883 | 1341.667 | 1484.65 | 2127858.908 | 483000.12 | 219094.2211 | 0 | 691428.0884
806 | 1194.461 | 3556.7802 | 1253.5423 | 3462.3852 | 1194.461 | 1494.45 | 1911344.4468 | 430005.96 | 195055.4813 | 0 | 603859.7585
807 | 1481.371 | 2684.767 | 1554.6436 | 2613.5147 | 1481.371 | 1508.55 | 2382070.9909 | 533293.56 | 241907.8843 | 0 | 728019.778
808 | 1646.336 | 712.5894 | 712.5894 | 693.6776 | 693.6776 | 1516.9 | 1117425.4325 | 249723.9504 | 113277.5586 | 1837026.3581 | 328026.8324
809 | 1713.488 | 713.1215 | 713.1215 | 694.1956 | 694.1956 | 1528 | 1123154.5903 | 249910.4148 | 113362.1409 | 1965517.8502 | 320729.192
810 | 1434.101 | 121.9171 | 121.9171 | 118.6815 | 118.6815 | 1536.9 | 192854.8517 | 42725.3463 | 19380.6918 | 2536544.4348 | 53798.7901
811 | 1539.509 | 0 | 0 | 0 | 0 | 1585.95 | 0 | 0 | 0 | 5503276.6643 | 0
812 | 1661.6 | 0 | 0 | 0 | 0 | 1559.35 | 0 | 0 | 0 | 5939714.8736 | 0
813 | 1616 | 0 | 0 | 0 | 0 | 1539.25 | 0 | 0 | 0 | 5776708.736 | 0
814 | 1728.8 | 321.0034 | 321.0034 | 312.4841 | 312.4841 | 1800.55 | 593494.4699 | 112494.2763 | 51028.6537 | 5062898.7791 | 61006.5693
815 | 1469.6 | 621.2819 | 621.2819 | 604.7934 | 604.7934 | 1783.85 | 1142418.4508 | 217725.6373 | 98762.7683 | 3091420.5615 | 127960.8
816 | 1761.6 | 0 | 0 | 0 | 0 | 1771.1 | 0 | 0 | 0 | 3396921.4656 | 0
817 | 1354.4 | 0 | 0 | 0 | 0 | 1598.25 | 0 | 0 | 0 | 1695546.272 | 0
818 | 1331.2 | 0 | 0 | 0 | 0 | 1752.1 | 0 | 0 | 0 | 1666502.656 | 0
819 | 1416.8 | 0 | 0 | 0 | 0 | 1747.8 | 0 | 0 | 0 | 1773663.584 | 0
820 | 1299.2 | 0 | 0 | 0 | 0 | 1746.6 | 0 | 0 | 0 | 1626442.496 | 0
821 | 1488 | 0 | 0 | 0 | 0 | 1747.3 | 0 | 0 | 0 | 1862797.44 | 0
822 | 1488.8 | 0 | 0 | 0 | 0 | 1748.75 | 0 | 0 | 0 | 1863798.944 | 0
823 | 1292.8 | 66.071 | 66.071 | 64.3175 | 64.3175 | 1750.75 | 119355.2031 | 23154.3124 | 10503.0534 | 2368902.394 | 15692.0323
824 | 1289.506 | 1130.4371 | 1130.4371 | 1100.436 | 1100.436 | 1594.2 | 1864233.6327 | 396156.946 | 179701.1925 | 364586.781 | 437110.7164
825 | 1526.73 | 1602.2462 | 1602.2462 | 1559.7235 | 1526.73 | 1516.9 | 2464833.7087 | 549622.8 | 249315.009 | 0 | 737563.263
826 | 1083.978 | 2016.4219 | 1137.5945 | 1962.9072 | 1083.978 | 1466.35 | 1700672.976 | 390232.08 | 177013.6074 | 0 | 578464.8597
827 | 1402.913 | 2705.7972 | 1472.3049 | 2633.9868 | 1402.913 | 1465.5 | 2209957.1735 | 505048.68 | 229095.6929 | 0 | 749856.9985
828 | 1305.329 | 3529.7587 | 1369.8941 | 3436.0808 | 1305.329 | 1467.95 | 2053872.679 | 469918.44 | 213160.2257 | 0 | 694500.2944
829 | 1517.919 | 3266.2606 | 1592.9994 | 3179.5758 | 1517.919 | 1461.4 | 2375236.7524 | 546450.84 | 247876.1727 | 0 | 817551.1734
830 | 1335.878 | 3094.6126 | 1401.9541 | 3012.4833 | 1335.878 | 1467.95 | 2098153.9111 | 480916.08 | 218148.8774 | 0 | 710753.8899
831 | 1360.865 | 2423.0845 | 1428.1771 | 2358.7772 | 1360.865 | 1460.4 | 2119221.7601 | 489911.4 | 222229.2545 | 0 | 734322.754
832 | 1604.627 | 2083.662 | 1683.9962 | 2028.3628 | 1604.627 | 1490.55 | 2535586.5198 | 577665.72 | 262035.5891 | 0 | 817477.2252
833 | 1501.802 | 1195.8166 | 1195.8166 | 1164.0803 | 1164.0803 | 1508.4 | 1857382.839 | 419068.8916 | 190094.3055 | 651234.2457 | 560156.5696
834 | 1303.802 | 199.42 | 199.42 | 194.1275 | 194.1275 | 1588.3 | 326060.2548 | 69885.884 | 31701.0135 | 2139803.1788 | 78231.6457
835 | 1407.738 | 0 | 0 | 0 | 0 | 1847.5 | 0 | 0 | 0 | 5032235.3976 | 0
836 | 1397.6 | 0 | 0 | 0 | 0 | 1825.6 | 0 | 0 | 0 | 4995995.1296 | 0
837 | 1207.2 | 0 | 0 | 0 | 0 | 1799.75 | 0 | 0 | 0 | 4315373.0112 | 0
838 | 1357.6 | 321.0034 | 321.0034 | 312.4841 | 312.4841 | 1793.35 | 591943.1763 | 112494.2763 | 51028.6537 | 3735971.6239 | 63208.8621
839 | 1300.8 | 621.2819 | 621.2819 | 604.7934 | 604.7934 | 1657.4 | 1060798.3747 | 217725.6373 | 98762.7683 | 2488011.8767 | 202819.2
840 | 1248.8 | 0 | 0 | 0 | 0 | 1506.9 | 0 | 0 | 0 | 2408081.0208 | 0
841 | 1178.4 | 0 | 0 | 0 | 0 | 1460.9 | 0 | 0 | 0 | 1475215.392 | 0
842 | 1225.6 | 0 | 0 | 0 | 0 | 1458.9 | 0 | 0 | 0 | 1534304.128 | 0
843 | 1224.8 | 0 | 0 | 0 | 0 | 1448.95 | 0 | 0 | 0 | 1533302.624 | 0
844 | 903.2 | 0 | 0 | 0 | 0 | 1447.7 | 0 | 0 | 0 | 1130698.016 | 0
845 | 1121.6 | 0 | 0 | 0 | 0 | 1449.6 | 0 | 0 | 0 | 1404108.608 | 0
846 | 1310.4 | 0 | 0 | 0 | 0 | 1462.65 | 0 | 0 | 0 | 1640463.552 | 0
847 | 1152 | 0 | 0 | 0 | 0 | 1476.95 | 0 | 0 | 0 | 2221420.032 | 0
848 | 933.17 | 230.717 | 230.717 | 224.5939 | 224.5939 | 1516.7 | 360390.334 | 80853.813 | 36676.1879 | 1366358.5827 | 106250.1219
849 | 1215.698 | 1146.5705 | 1146.5705 | 1116.1412 | 1116.1412 | 1580.45 | 1875609.4017 | 401810.8248 | 182265.8547 | 191977.009 | 458371.3811
850 | 1139.46 | 1195.8208 | 1195.8208 | 1164.0843 | 1139.46 | 1578.8 | 1916180.1279 | 410205.6 | 186073.818 | 0 | 479940.552
851 | 1551.141 | 1627.8646 | 1627.8646 | 1584.662 | 1551.141 | 1527.95 | 2519398.3944 | 558410.76 | 253301.3253 | 0 | 732216.109
852 | 1338.153 | 2205.5655 | 1404.3417 | 2147.031 | 1338.153 | 1483.7 | 2117059.0165 | 481735.08 | 218520.3849 | 0 | 690888.3939
853 | 1140.835 | 3873.8775 | 1197.2638 | 3771.0669 | 1140.835 | 1474.9 | 1796609.9473 | 410700.6 | 186298.3555 | 0 | 599052.4585
854 | 1315.264 | 2944.9708 | 1380.3205 | 2866.8128 | 1315.264 | 1503.6 | 2114835.0243 | 473495.04 | 214782.6112 | 0 | 652897.0496
855 | 1361.037 | 2355.5873 | 1428.3576 | 2293.0713 | 1361.037 | 1540.7 | 2235340.7909 | 489973.32 | 222257.3421 | 0 | 625124.2941
856 | 1270.539 | 1653.3529 | 1333.3833 | 1609.4738 | 1270.539 | 1551.75 | 2088687.2569 | 457394.04 | 207479.0187 | 0 | 569519.1068
857 | 1377.713 | 1074.7453 | 1074.7453 | 1046.2222 | 1046.2222 | 1566.4 | 1729182.3251 | 376639.9758 | 170848.0779 | 639219.1005 | 444045.8576
858 | 1430.203 | 231.7581 | 231.7581 | 225.6074 | 225.6074 | 1580.65 | 376132.6921 | 81218.6505 | 36841.6823 | 2322841.0411 | 92607.1572
859 | 1135.9 | 0 | 0 | 0 | 0 | 1584.45 | 0 | 0 | 0 | 4060497.1864 | 0
860 | 1324 | 0 | 0 | 0 | 0 | 1547.1 | 0 | 0 | 0 | 4732897.504 | 0
861 | 1216.8 | 0 | 0 | 0 | 0 | 1512.65 | 0 | 0 | 0 | 4349690.0928 | 0
862 | 1368.8 | 321.0034 | 321.0034 | 312.4841 | 312.4841 | 1514.55 | 498970.33 | 112494.2763 | 51028.6537 | 3776008.2191 | 148486.5333
863 | 1304 | 621.2819 | 621.2819 | 604.7934 | 604.7934 | 1494.35 | 954705.9958 | 217725.6373 | 98762.7683 | 2499450.9039 | 299344.8
864 | 504 | 0 | 0 | 0 | 0 | 1475.75 | 0 | 0 | 0 | 971871.264 | 0
865 | 308.8 | 0 | 0 | 0 | 0 | 1459.95 | 0 | 0 | 0 | 386580.544 | 0
866 | 223.2 | 0 | 0 | 0 | 0 | 1414.9 | 0 | 0 | 0 | 279419.616 | 0
867 | 305.6 | 0 | 0 | 0 | 0 | 1390.7 | 0 | 0 | 0 | 382574.528 | 0
868 | 234.4 | 0 | 0 | 0 | 0 | 1407.5 | 0 | 0 | 0 | 293440.672 | 0
869 | 284.8 | 0 | 0 | 0 | 0 | 1396.6 | 0 | 0 | 0 | 356535.424 | 0
870 | 280.8 | 0 | 0 | 0 | 0 | 1454.75 | 0 | 0 | 0 | 351527.904 | 0
871 | 279.2 | 60.7009 | 60.7009 | 59.09 | 59.09 | 1469.05 | 91181.2325 | 21272.3832 | 9649.3894 | 424441.7247 | 30710.148
872 | 207.884 | 519.5344 | 218.1665 | 505.7463 | 207.884 | 1492.95 | 325920.421 | 74838.24 | 33947.4572 | 0 | 105407.5822
873 | 1383.408 | 1915.7239 | 1451.8351 | 1864.8816 | 1383.408 | 1453.4 | 2115426.6848 | 498026.88 | 225910.5264 | 0 | 756170.8128
874 | 1305.53 | 3160.3761 | 1370.105 | 3076.5015 | 1305.53 | 1358.75 | 1876427.6023 | 469990.8 | 213193.049 | 0 | 837171.1125
875 | 1615.041 | 3429.4699 | 1694.9253 | 3338.4536 | 1615.041 | 345.9 | 597487.4894 | 581414.76 | 263736.1953 | 0 | 2671439.3181
876 | 1779.002 | 3526.7488 | 1866.9962 | 3433.1508 | 1779.002 | 1228.95 | 2336997.5195 | 640440.72 | 290511.0266 | 0 | 1371699.4921
877 | 1624.258 | 3425.2406 | 1704.5982 | 3334.3366 | 1624.258 | 1307.1 | 2270348.9637 | 584732.88 | 265241.3314 | 0 | 1125448.3682
878 | 1539.01 | 3222.1958 | 1615.1336 | 3136.6805 | 1539.01 | 1228.6 | 2027673.4823 | 554043.6 | 251320.333 | 0 | 1187192.314
879 | 1787.689 | 2312.4627 | 1876.1129 | 2251.0912 | 1787.689 | 1344.6 | 2558976.7377 | 643568.04 | 291929.6137 | 0 | 1171651.3706
880 | 1354.304 | 1795.3778 | 1421.2915 | 1747.7294 | 1354.304 | 859.2 | 1230057.8538 | 487549.44 | 221157.8432 | 0 | 1544990.0032
881 | 1620.241 | 741.7634 | 741.7634 | 722.0774 | 722.0774 | 1368.35 | 1038914.4633 | 259947.8609 | 117915.238 | 1731943.2573 | 446452.115
882 | 1300.99 | 183.0378 | 183.0378 | 178.1801 | 178.1801 | 1393.6 | 260709.3126 | 64144.8414 | 29096.8128 | 2165132.266 | 105762.8304
883 | 1394.069 | 0 | 0 | 0 | 0 | 1516.7 | 0 | 0 | 0 | 4983372.878 | 0
884 | 1272 | 0 | 0 | 0 | 0 | 1419.05 | 0 | 0 | 0 | 4547013.312 | 0
885 | 1471.2 | 0 | 0 | 0 | 0 | 1409.6 | 0 | 0 | 0 | 5259092.7552 | 0
886 | 1444 | 321.0034 | 321.0034 | 312.4841 | 312.4841 | 1535.45 | 501939.5266 | 112494.2763 | 51028.6537 | 4044825.3583 | 142093.7667
887 | 1357.6 | 621.2819 | 621.2819 | 604.7934 | 604.7934 | 1515.25 | 960772.2657 | 217725.6373 | 98762.7683 | 2691054.6095 | 286972
888 | 576.8 | 0 | 0 | 0 | 0 | 1481.75 | 0 | 0 | 0 | 1112252.6688 | 0
889 | 498.4 | 0 | 0 | 0 | 0 | 1459.95 | 0 | 0 | 0 | 623936.992 | 0
890 | 498.4 | 0 | 0 | 0 | 0 | 1451 | 0 | 0 | 0 | 623936.992 | 0
891 | 504 | 0 | 0 | 0 | 0 | 1454 | 0 | 0 | 0 | 630947.52 | 0
892 | 421.6 | 0 | 0 | 0 | 0 | 1445.8 | 0 | 0 | 0 | 527792.608 | 0
893 | 485.6 | 0 | 0 | 0 | 0 | 1470.5 | 0 | 0 | 0 | 607912.928 | 0
894 | 467.2 | 0 | 0 | 0 | 0 | 1454.75 | 0 | 0 | 0 | 584878.336 | 0
895 | 472 | 60.9496 | 60.9496 | 59.3321 | 59.3321 | 1469.05 | 92421.8492 | 21359.547 | 9688.9279 | 795754.1623 | 30835.9832
896 | 385.522 | 514.9923 | 404.591 | 501.3247 | 385.522 | 1641.85 | 672206.8115 | 138787.92 | 62955.7426 | 0 | 138074.7043
897 | 1044.814 | 1947.6894 | 1096.4933 | 1895.9988 | 1044.814 | 1556.45 | 1728106.6787 | 376133.04 | 170618.1262 | 0 | 463427.2497
898 | 1692.649 | 3279.4429 | 1776.372 | 3192.4083 | 1692.649 | 1438.45 | 2601455.4613 | 609353.64 | 276409.5817 | 0 | 950507.046
899 | 1873.143 | 3870.5948 | 1965.7937 | 3767.8713 | 1873.143 | 1282 | 2568226.541 | 674331.48 | 305884.2519 | 0 | 1344916.674
900 | 1814.753 | 4197.7805 | 1904.5156 | 4086.3737 | 1814.753 | 1281.9 | 2495452.3622 | 653311.08 | 296349.1649 | 0 | 1303174.1293
901 | 1605.764 | 4069.6663 | 1685.1894 | 3961.6596 | 1605.764 | 1317.1 | 2267043.3585 | 578075.04 | 262221.2612 | 0 | 1096576.2356
902 | 1656.929 | 3973.5806 | 1738.8852 | 3868.124 | 1656.929 | 1306 | 2318809.3365 | 596494.44 | 270576.5057 | 0 | 1149908.726
903 | 1959.966 | 3414.7732 | 2056.9112 | 3324.147 | 1959.966 | 1344.6 | 2808061.2013 | 705587.76 | 320062.4478 | 0 | 1284561.7164
904 | 1925.128 | 2556.2078 | 2020.35 | 2488.3674 | 1925.128 | 1513.45 | 3088053.0329 | 693046.08 | 314373.4024 | 0 | 936671.0284
905 | 1644.797 | 1399.8615 | 1399.8615 | 1362.7099 | 1362.7099 | 1569.45 | 2262438.2467 | 490575.5811 | 222530.5344 | 543952.9767 | 574303.7562
906 | 1796.832 | 234.1645 | 234.1645 | 227.9499 | 227.9499 | 1582.25 | 381175.6262 | 82061.9696 | 37224.2212 | 3025300.4255 | 93211.722
907 | 1564.005 | 0 | 0 | 0 | 0 | 1615.45 | 0 | 0 | 0 | 5590842.4175 | 0
908 | 1423.2 | 0 | 0 | 0 | 0 | 1464.6 | 0 | 0 | 0 | 5087507.3472 | 0
909 | 1762.4 | 0 | 0 | 0 | 0 | 1459.95 | 0 | 0 | 0 | 6300044.2304 | 0
910 | 1525.6 | 321.0034 | 321.0034 | 312.4841 | 312.4841 | 1826.55 | 604715.0761 | 112494.2763 | 51028.6537 | 4336520.5519 | 53053.8453
911 | 1706.4 | 621.2819 | 621.2819 | 604.7934 | 604.7934 | 1547.2 | 994193.6526 | 217725.6373 | 98762.7683 | 3937908.5743 | 268057.6
912 | 526.4 | 0 | 0 | 0 | 0 | 1481.75 | 0 | 0 | 0 | 1015065.5424 | 0
913 | 477.6 | 0 | 0 | 0 | 0 | 1459.95 | 0 | 0 | 0 | 597897.888 | 0
914 | 487.2 | 0 | 0 | 0 | 0 | 1332.75 | 0 | 0 | 0 | 609915.936 | 0
915 | 450.4 | 0 | 0 | 0 | 0 | 1165.95 | 0 | 0 | 0 | 563846.752 | 0
916 | 410.4 | 0 | 0 | 0 | 0 | 1159.7 | 0 | 0 | 0 | 513771.552 | 0
917 | 498.4 | 0 | 0 | 0 | 0 | 1166.6 | 0 | 0 | 0 | 623936.992 | 0
918 | 480.8 | 0 | 0 | 0 | 0 | 1192.2 | 0 | 0 | 0 | 601903.904 | 0
919 | 402.4 | 16.0505 | 16.0505 | 15.6245 | 15.6245 | 1124 | 18715.3959 | 5624.8242 | 2551.4827 | 745825.3628 | 13397.544
920 | 183.582 | 545.1833 | 192.6625 | 530.7144 | 183.582 | 1211.85 | 236652.8297 | 66089.52 | 29978.9406 | 0 | 144690.1533
921 | 1361.436 | 1973.1494 | 1428.7763 | 1920.7831 | 1361.436 | 1319.7 | 1919489.8113 | 490116.96 | 222322.4988 | 0 | 926184.9108
922 | 1498.899 | 3227.8377 | 1573.0386 | 3142.1726 | 1498.899 | 1364.45 | 2190659.4215 | 539603.64 | 244770.2067 | 0 | 952625.2595
923 | 1608.087 | 3743.657 | 1687.6273 | 3644.3024 | 1608.087 | 345.9 | 597638.1649 | 578911.32 | 262600.6071 | 0 | 2659936.7067
924 | 1399.808 | 4028.434 | 1469.0463 | 3921.5215 | 1399.808 | 339.95 | 512008.6902 | 503930.88 | 228588.6464 | 0 | 2323751.2704
925 | 1724.006 | 4068.2348 | 1809.28 | 3960.2661 | 1724.006 | 328.1 | 608433.9322 | 620642.16 | 281530.1798 | 0 | 2882365.6314
926 | 1255.265 | 3865.9645 | 1317.3538 | 3763.3639 | 1255.265 | 339.6 | 459634.8508 | 451895.4 | 204984.7745 | 0 | 2084242.006
927 | 1125.5 | 3392.2465 | 1181.1703 | 3302.2181 | 1125.5 | 355.6 | 428469.9781 | 405180 | 183794.15 | 0 | 1850772.2
928 | 1614.058 | 2619.6006 | 1693.8937 | 2550.0778 | 1614.058 | 1350 | 2318071.0324 | 581060.88 | 263575.6714 | 0 | 1049137.7
929 | 1453.859 | 1498.3473 | 1498.3473 | 1458.582 | 1453.859 | 1369.35 | 2113159.4476 | 523389.24 | 237415.1747 | 0 | 900396.6632
930 | 1370.109 | 228.9959 | 228.9959 | 222.9185 | 222.9185 | 1568.6 | 370762.3707 | 80250.6541 | 36402.5884 | 2212145.8277 | 94132.7742
931 | 1452.169 | 0 | 0 | 0 | 0 | 1615.45 | 0 | 0 | 0 | 5191062.7156 | 0
932 | 1032 | 0 | 0 | 0 | 0 | 1535.85 | 0 | 0 | 0 | 3689086.272 | 0
933 | 1212.8 | 0 | 0 | 0 | 0 | 1475.9 | 0 | 0 | 0 | 4335391.3088 | 0
934 | 1396.8 | 321.0034 | 321.0034 | 312.4841 | 312.4841 | 1776.55 | 591124.2807 | 112494.2763 | 51028.6537 | 3876099.7071 | 68347.5453
935 | 964 | 621.2819 | 621.2819 | 604.7934 | 604.7934 | 1681.35 | 1082924.8625 | 217725.6373 | 98762.7683 | 1284054.2639 | 188640.8
936 | 1384.8 | 0 | 0 | 0 | 0 | 1538.7 | 0 | 0 | 0 | 2670331.9968 | 0
937 | 1120 | 0 | 0 | 0 | 0 | 1616.9 | 0 | 0 | 0 | 2159713.92 | 0
938 | 1568.8 | 0 | 0 | 0 | 0 | 1264.75 | 0 | 0 | 0 | 3025142.1408 | 0
939 | 1411.2 | 0 | 0 | 0 | 0 | 261.95 | 0 | 0 | 0 | 2721239.5392 | 0
940 | 1482.4 | 0 | 0 | 0 | 0 | 260.7 | 0 | 0 | 0 | 2858535.6384 | 0
941 | 1182.4 | 0 | 0 | 0 | 0 | 262.6 | 0 | 0 | 0 | 2280040.8384 | 0
942 | 1132 | 0 | 0 | 0 | 0 | 269.65 | 0 | 0 | 0 | 2182853.712 | 0
943 | 1137.6 | 35.094 | 35.094 | 34.1627 | 34.1627 | 283.95 | 10359.2144 | 12298.5563 | 5578.7618 | 2127775.8848 | 57384.712
944 | 182.01 | 276.1441 | 191.0127 | 268.8154 | 182.01 | 1275.4 | 246690.6676 | 65523.6 | 29722.233 | 0 | 131884.446
945 | 481.147 | 1345.0942 | 504.9458 | 1309.3962 | 481.147 | 1369.7 | 702071.6758 | 173212.92 | 78571.3051 | 0 | 303266.9541
946 | 455.687 | 2558.3487 | 478.2265 | 2490.4515 | 455.687 | 1387.2 | 676353.9268 | 164047.32 | 74413.6871 | 0 | 279244.9936
947 | 498.735 | 3175.2565 | 523.4038 | 3090.9869 | 498.735 | 345.9 | 185173.1603 | 179544.6 | 81443.4255 | 0 | 824957.5635
948 | 415.99 | 3638.8073 | 436.566 | 3542.2353 | 415.99 | 339.95 | 152330.1096 | 149756.4 | 67931.167 | 0 | 690564.1995
949 | 320.018 | 3708.1138 | 335.847 | 3609.7025 | 320.018 | 1168.15 | 402586.71 | 115206.48 | 52258.9394 | 0 | 266206.9733
950 | 335.666 | 3213.0235 | 352.2689 | 3127.7516 | 335.666 | 1275.7 | 460491.9998 | 120839.76 | 54814.2578 | 0 | 243122.8838
951 | 408.03 | 2239.7087 | 428.2123 | 2180.2681 | 408.03 | 1291.7 | 564949.4956 | 146890.8 | 66631.299 | 0 | 289007.649
952 | 329.489 | 2033.1923 | 345.7864 | 1979.2325 | 329.489 | 769.2 | 271156.0089 | 118616.04 | 53805.5537 | 0 | 405535.0612
953 | 413.609 | 1192.5171 | 434.0672 | 1160.8683 | 413.609 | 384.35 | 169125.3097 | 148899.24 | 67542.3497 | 0 | 668247.3808
954 | 285.122 | 276.3844 | 276.3844 | 269.0493 | 269.0493 | 766.6 | 218544.3525 | 96857.7507 | 43935.7519 | 30993.2303 | 324825.7572
955 | 304.539 | 0 | 0 | 0 | 0 | 1459 | 0 | 0 | 0 | 587247.4263 | 0
956 | 261.6 | 0 | 0 | 0 | 0 | 1414.05 | 0 | 0 | 0 | 504447.4656 | 0
957 | 204 | 0 | 0 | 0 | 0 | 1487.65 | 0 | 0 | 0 | 393376.464 | 0
958 | 331.2 | 104.9001 | 104.9001 | 102.1161 | 102.1161 | 1536.65 | 166870.1662 | 36761.797 | 16675.5596 | 441746.1445 | 46314.6126
959 | 296.8 | 311.4805 | 311.4805 | 303.214 | 296.8 | 1806.35 | 571448.7102 | 106848 | 48467.44 | 0 | 57475.32
960 | 302.4 | 317.3575 | 317.3575 | 308.935 | 302.4 | 1798.7 | 579566.4767 | 108864 | 49381.92 | 0 | 60873.12
961 | 324.8 | 0 | 0 | 0 | 0 | 897.55 | 0 | 0 | 0 | 406610.624 | 0
962 | 296.8 | 0 | 0 | 0 | 0 | 731.45 | 0 | 0 | 0 | 371557.984 | 0
963 | 296.8 | 0 | 0 | 0 | 0 | 255.75 | 0 | 0 | 0 | 371557.984 | 0
964 | 316 | 0 | 0 | 0 | 0 | 254.05 | 0 | 0 | 0 | 395594.08 | 0
965 | 227.2 | 0 | 0 | 0 | 0 | 254 | 0 | 0 | 0 | 284427.136 | 0
966 | 276 | 0 | 0 | 0 | 0 | 258.35 | 0 | 0 | 0 | 345518.88 | 0
967 | 256.8 | 269.502 | 269.502 | 262.3496 | 256.8 | 268.45 | 73776.1986 | 92448 | 41935.44 | 0 | 444662.04
968 | 246.146 | 513.0823 | 258.321 | 499.4654 | 246.146 | 288 | 75328.6422 | 88612.56 | 40195.6418 | 0 | 421401.952
969 | 460.316 | 1921.1832 | 483.0855 | 1870.196 | 460.316 | 311.85 | 152964.653 | 165713.76 | 75169.6028 | 0 | 777082.4554
970 | 1172.832 | 3178.5675 | 1230.8434 | 3094.2101 | 1172.832 | 316.9 | 398471.1422 | 422219.52 | 191523.4656 | 0 | 1973993.5392
971 | 1566.318 | 3658.4658 | 1643.7923 | 3561.3721 | 1566.318 | 317.5 | 534163.7748 | 563874.48 | 255779.7294 | 0 | 2635330.035
972 | 1214.229 | 3937.1926 | 1274.288 | 3832.7017 | 1214.229 | 314.55 | 411583.2856 | 437122.44 | 198283.5957 | 0 | 2046522.2681
973 | 1567.117 | 3903.3642 | 1644.6308 | 3799.7711 | 1567.117 | 305.65 | 517750.2449 | 564162.12 | 255910.2061 | 0 | 2655244.6889
974 | 1509.312 | 3400.6328 | 1583.9667 | 3310.3818 | 1509.312 | 312.4 | 509499.7492 | 543352.32 | 246470.6496 | 0 | 2547114.9312
975 | 1604.899 | 2821.1971 | 1684.2816 | 2746.3241 | 1604.899 | 322.5 | 560053.4721 | 577763.64 | 262080.0067 | 0 | 2692218.0725
976 | 1215.644 | 2121.3755 | 1275.773 | 2065.0754 | 1215.644 | 334.85 | 440055.4538 | 437631.84 | 198514.6652 | 0 | 2024229.6066
977 | 1300.307 | 1055.4541 | 1055.4541 | 1027.4429 | 1027.4429 | 345.95 | 382338.8902 | 369879.4476 | 167781.4272 | 526168.1905 | 1663492.9715
978 | 1151.05 | 214.2468 | 214.2468 | 208.5608 | 208.5608 | 349.9 | 77977.6952 | 75081.8769 | 34057.9736 | 1817417.0636 | 336866.2649
979 | 1456.677 | 0 | 0 | 0 | 0 | 354.05 | 0 | 0 | 0 | 5207177.4452 | 0
980 | 1494.4 | 0 | 0 | 0 | 0 | 327.45 | 0 | 0 | 0 | 5342025.7024 | 0
981 | 1808.8 | 0 | 0 | 0 | 0 | 311.25 | 0 | 0 | 0 | 6465910.1248 | 0
982 | 1650.4 | 321.0034 | 321.0034 | 312.4841 | 312.4841 | 1423.35 | 475947.3068 | 112494.2763 | 51028.6537 | 4782642.6127 | 176382.2421
983 | 1209.6 | 621.2819 | 621.2819 | 604.7934 | 604.7934 | 1335.6 | 865386.8935 | 217725.6373 | 98762.7683 | 2161999.6015 | 393324.8
984 | 1028 | 0 | 0 | 0 | 0 | 1218.95 | 0 | 0 | 0 | 1982308.848 | 0
985 | 1335.2 | 0 | 0 | 0 | 0 | 652.6 | 0 | 0 | 0 | 1671510.176 | 0
986 | 1325.6 | 0 | 0 | 0 | 0 | 253.1 | 0 | 0 | 0 | 1659492.128 | 0
987 | 1358.4 | 0 | 0 | 0 | 0 | 248.8 | 0 | 0 | 0 | 1700553.792 | 0
988 | 1510.4 | 0 | 0 | 0 | 0 | 247.6 | 0 | 0 | 0 | 1890839.552 | 0
989 | 1220.8 | 0 | 0 | 0 | 0 | 248.3 | 0 | 0 | 0 | 1528295.104 | 0
990 | 1460.8 | 0 | 0 | 0 | 0 | 249.75 | 0 | 0 | 0 | 1828746.304 | 0
991 | 1494.4 | 48.2344 | 48.2344 | 46.9542 | 46.9542 | 251.8 | 12678.3833 | 16903.5271 | 7667.6277 | 2791132.8146 | 80349.0202
992 | 1213.91 | 1068.5598 | 1068.5598 | 1040.2008 | 1040.2008 | 1310.35 | 1453316.7094 | 374472.2817 | 169864.7878 | 334966.2637 | 702199.5611
993 | 1285.355 | 1625.6713 | 1348.9321 | 1582.5268 | 1285.355 | 1275.05 | 1754393.8288 | 462727.8 | 209898.4715 | 0 | 931818.1073
994 | 1854.487 | 2668.0081 | 1946.2149 | 2597.2006 | 1854.487 | 1278.8 | 2552075.168 | 667615.32 | 302837.7271 | 0 | 1337456.0244
995 | 1700.494 | 3285.7596 | 1784.605 | 3198.5574 | 1700.494 | 1260.05 | 2305885.194 | 612177.84 | 277690.6702 | 0 | 1258280.5353
996 | 1593.166 | 3612.1236 | 1671.9683 | 3516.2598 | 1593.166 | 738.5 | 1263713.0229 | 573539.76 | 260164.0078 | 0 | 2009778.909
997 | 1302.813 | 2784.0986 | 1367.2537 | 2710.2102 | 1302.813 | 282.5 | 396993.9793 | 469012.68 | 212749.3629 | 0 | 2237581.3275
998 | 1470.149 | 2995.601 | 1542.8665 | 2916.0994 | 1470.149 | 289.05 | 458182.0847 | 529253.64 | 240075.3317 | 0 | 2515351.4315
999 | 1044.668 | 2893.7265 | 1096.3401 | 2816.9286 | 1044.668 | 298.65 | 335031.5053 | 376080.48 | 170594.2844 | 0 | 1777345.9018
1000 | 1161.083 | 2164.3699 | 1218.5133 | 2106.9287 | 1161.083 | 308.5 | 384754.8802 | 417989.88 | 189604.8539 | 0 | 1963971.8945
1001 | 1434.037 | 1171.0367 | 1171.0367 | 1139.958 | 1139.958 | 320.4 | 390625.6488 | 410384.8751 | 186155.1392 | 567077.2673 | 1874171.5824
1002 | 1519.101 | 158.6368 | 158.6368 | 154.4266 | 154.4266 | 833.75 | 136854.3284 | 55593.5935 | 25217.8717 | 2631523.3867 | 176290.35
1003 | 1470.4 | 0 | 0 | 0 | 0 | 1512.15 | 0 | 0 | 0 | 5256232.9984 | 0
1004 | 1118.4 | 0 | 0 | 0 | 0 | 1743.45 | 0 | 0 | 0 | 3997940.0064 | 0
1005 | 1686.4 | 0 | 0 | 0 | 0 | 1509.85 | 0 | 0 | 0 | 6028367.3344 | 0
1006 | 1632 | 321.0034 | 321.0034 | 312.4841 | 312.4841 | 1388.35 | 461786.2249 | 112494.2763 | 51028.6537 | 4716868.2063 | 187087.8321
1007 | 1343.2 | 621.2819 | 621.2819 | 604.7934 | 604.7934 | 1266.9 | 816368.352 | 217725.6373 | 98762.7683 | 2639578.9871 | 433995.2
1008 | 1206.4 | 0 | 0 | 0 | 0 | 956.05 | 0 | 0 | 0 | 2326320.4224 | 0
1009 | 1653.6 | 0 | 0 | 0 | 0 | 1123.85 | 0 | 0 | 0 | 2070108.768 | 0
1010 | 1780 | 0 | 0 | 0 | 0 | 1064.9 | 0 | 0 | 0 | 2228346.4 | 0
1011 | 1225.6 | 0 | 0 | 0 | 0 | 1159.95 | 0 | 0 | 0 | 1534304.128 | 0
1012 | 1333.6 | 0 | 0 | 0 | 0 | 1158.7 | 0 | 0 | 0 | 1669507.168 | 0
1013 | 1466.4 | 0 | 0 | 0 | 0 | 1111.1 | 0 | 0 | 0 | 1835756.832 | 0
1014 | 1376 | 0 | 0 | 0 | 0 | 1118.15 | 0 | 0 | 0 | 1722586.88 | 0
1015 | 1212 | 31.1197 | 31.1197 | 30.2938 | 30.2938 | 1181.95 | 38169.5277 | 10905.7742 | 4946.9804 | 2278702.9396 | 24257.6367
1016 | 1119.408 | 910.4719 | 910.4719 | 886.3084 | 886.3084 | 1153.9 | 1084656.4267 | 319071.037 | 144734.1676 | 449489.6185 | 734042.516
1017 | 1135.205 | 1315.3462 | 1191.3553 | 1280.4376 | 1135.205 | 1234.95 | 1494525.7472 | 408673.8 | 185378.9765 | 0 | 868488.5853
1018 | 1502.098 | 2285.3257 | 1576.3958 | 2224.6744 | 1502.098 | 1263.95 | 2040523.8838 | 540755.28 | 245292.6034 | 0 | 1105619.2329
1019 | 1740.14 | 2935.3839 | 1826.212 | 2857.4804 | 1740.14 | 1144.9 | 2128988.1904 | 626450.4 | 284164.862 | 0 | 1487993.714
1020 | 1403.041 | 3269.3062 | 1472.4392 | 3182.5406 | 1403.041 | 1138.95 | 1712487.2107 | 505094.76 | 229116.5953 | 0 | 1208088.453
1021 | 1200.195 | 3246.1298 | 1259.5599 | 3159.9793 | 1200.195 | 1174.15 | 1533180.5988 | 432070.2 | 195991.8435 | 0 | 991181.0407
1022 | 1044.046 | 3112.1659 | 1095.6873 | 3029.5707 | 1044.046 | 1138.6 | 1289013.7414 | 375856.56 | 170492.7118 | 0 | 899341.2244
1023 | 1298.188 | 2816.59 | 1362.3999 | 2741.8392 | 1298.188 | 755.1 | 1060155.6081 | 467347.68 | 211994.1004 | 0 | 1616114.2412
1024 | 1559.024 | 2036.9536 | 1636.1375 | 1982.8939 | 1559.024 | 369.7 | 619964.2995 | 561248.64 | 254588.6192 | 0 | 2541676.8272
1025 | 1238.191 | 1080.7892 | 1080.7892 | 1052.1056 | 1052.1056 | 384.35 | 432167.1829 | 378758.0196 | 171808.8461 | 358831.435 | 1663877.1525
1026 | 1380.315 | 194.7656 | 194.7656 | 189.5966 | 189.5966 | 1190.65 | 239257.2698 | 68254.7806 | 30961.1269 | 2296081.3175 | 150204.0291
1027 | 886.366 | 0 | 0 | 0 | 0 | 1274.4 | 0 | 0 | 0 | 3168488.9947 | 0
1028 | 1113.6 | 0 | 0 | 0 | 0 | 1325.6 | 0 | 0 | 0 | 3980781.4656 | 0
1029 | 1129.6 | 0 | 0 | 0 | 0 | 1262.6 | 0 | 0 | 0 | 4037976.6016 | 0
1030 | 1440.8 | 321.0034 | 321.0034 | 312.4841 | 312.4841 | 1312.55 | 436993.3192 | 112494.2763 | 51028.6537 | 4033386.3311 | 210273.0813
1031 | 1332.8 | 621.2819 | 621.2819 | 604.7934 | 604.7934 | 1224.9 | 790183.8545 | 217725.6373 | 98762.7683 | 2602402.1487 | 458859.2
1032 | 138.4 | 0 | 0 | 0 | 0 | 1250.25 | 0 | 0 | 0 | 266878.9344 | 0
1033 | 97.6 | 0 | 0 | 0 | 0 | 1336.45 | 0 | 0 | 0 | 122183.488 | 0
1034 | 94.4 | 0 | 0 | 0 | 0 | 1283.4 | 0 | 0 | 0 | 118177.472 | 0
1035 | 103.2 | 0 | 0 | 0 | 0 | 1278.95 | 0 | 0 | 0 | 129194.016 | 0
1036 | 92.8 | 0 | 0 | 0 | 0 | 1278.2 | 0 | 0 | 0 | 116174.464 | 0
1037 | 98.4 | 0 | 0 | 0 | 0 | 1311.6 | 0 | 0 | 0 | 123184.992 | 0
1038 | 89.6 | 0 | 0 | 0 | 0 | 1324.95 | 0 | 0 | 0 | 112168.448 | 0
1039 | 84.8 | 42.4035 | 42.4035 | 41.2782 | 41.2782 | 1332.95 | 58945.2303 | 14860.1425 | 6740.7258 | 83923.834 | 26952.1552
1040 | 86.437 | 314.4841 | 90.7124 | 306.1379 | 86.437 | 1369.45 | 126526.4705 | 31117.32 | 14115.1621 | 0 | 54502.8503
1041 | 660.137 | 1579.0877 | 692.7892 | 1537.1796 | 660.137 | 1356.4 | 961807.9551 | 237649.32 | 107800.3721 | 0 | 424864.1732
1042 | 1046.053 | 2879.8044 | 1097.7936 | 2803.3759 | 1046.053 | 1314.4 | 1496533.4787 | 376579.08 | 170820.4549 | 0 | 717173.9368
1043 | 1011.485 | 3258.7444 | 1061.5158 | 3172.2591 | 1011.485 | 1288.45 | 1394616.8017 | 364134.6 | 165175.5005 | 0 | 719722.1517
1044 | 1077.866 | 3573.1382 | 1131.1802 | 3478.3091 | 1077.866 | 1324.95 | 1531706.0714 | 388031.76 | 176015.5178 | 0 | 727613.4433
1045 | 1280.894 | 3440.8419 | 1344.2505 | 3349.5238 | 1280.894 | 1313.1 | 1831974.0539 | 461121.84 | 209169.9902 | 0 | 879846.0886
1046 | 1305.495 | 3363.5993 | 1370.0683 | 3274.3312 | 1305.495 | 1300.15 | 1846608.7595 | 469978.2 | 213187.3335 | 0 | 913650.6757
1047 | 1222.683 | 2783.1111 | 1283.1602 | 2709.2488 | 1222.683 | 823.7 | 1089807.5841 | 440165.88 | 199664.1339 | 0 | 1438242.0129
1048 | 1378.71 | 2300.9722 | 1446.9047 | 2239.9056 | 1378.71 | 837.8 | 1241933.9757 | 496335.6 | 225143.343 | 0 | 1602336.762
1049 | 1442.884 | 1297.7918 | 1297.7918 | 1263.3491 | 1263.3491 | 1426.35 | 1923365.1354 | 454805.6862 | 206304.9127 | 346199.9654 | 709389.9313
1050 | 1317.715 | 223.0402 | 223.0402 | 217.1208 | 217.1208 | 1627.65 | 375111.6323 | 78163.5038 | 35455.8338 | 2122293.3207 | 79134.8008
1051 | 1407.2 | 0 | 0 | 0 | 0 | 1540.45 | 0 | 0 | 0 | 5030312.2112 | 0
1052 | 1616.8 | 0 | 0 | 0 | 0 | 1363.9 | 0 | 0 | 0 | 5779568.4928 | 0
1053 | 1705.6 | 0 | 0 | 0 | 0 | 1363.15 | 0 | 0 | 0 | 6097001.4976 | 0
1054 | 1624 | 321.0034 | 321.0034 | 312.4841 | 312.4841 | 1476.55 | 490500.4517 | 112494.2763 | 51028.6537 | 4688270.6383 | 160109.7453
1055 | 1382.4 | 621.2819 | 621.2819 | 604.7934 | 604.7934 | 1516.4 | 977495.7772 | 217725.6373 | 98762.7683 | 2779707.0703 | 286291.2
1056 | 136.8 | 0 | 0 | 0 | 0 | 1431.75 | 0 | 0 | 0 | 263793.6288 | 0
1057 | 104.8 | 0 | 0 | 0 | 0 | 1507.9 | 0 | 0 | 0 | 131197.024 | 0
1058 | 96.8 | 0 | 0 | 0 | 0 | 1434.9 | 0 | 0 | 0 | 121181.984 | 0
1059 | 100 | 0 | 0 | 0 | 0 | 1430.95 | 0 | 0 | 0 | 125188 | 0
1060 | 98.4 | 0 | 0 | 0 | 0 | 1429.7 | 0 | 0 | 0 | 123184.992 | 0
1061 | 101.6 | 0 | 0 | 0 | 0 | 1431.6 | 0 | 0 | 0 | 127191.008 | 0
1062 | 95.2 | 0 | 0 | 0 | 0 | 1438.65 | 0 | 0 | 0 | 119178.976 | 0
1063 | 92.8 | 39.0736 | 39.0736 | 38.0366 | 38.0366 | 1440.75 | 58648.9842 | 13693.1772 | 6211.3773 | 105601.1338 | 20821.996
1064 | 85.97 | 338.2177 | 90.2223 | 329.2416 | 85.97 | 1476.85 | 135623.8631 | 30949.2 | 14038.901 | 0 | 44975.2055
1065 | 932.616 | 1703.1867 | 978.7457 | 1657.985 | 932.616 | 1401 | 1403120.7268 | 335741.76 | 152296.1928 | 0 | 558636.984
1066 | 1383.414 | 3031.0372 | 1451.8414 | 2950.5951 | 1383.414 | 1331.9 | 1992938.8351 | 498029.04 | 225911.5062 | 0 | 924258.8934
1067 | 1261.111 | 3692.1158 | 1323.489 | 3594.129 | 1261.111 | 1330.9 | 1802713.6312 | 453999.96 | 205939.4263 | 0 | 843809.3701
1068 | 1457.305 | 3997.5923 | 1529.3872 | 3891.4984 | 1457.305 | 1325.45 | 2075040.225 | 524629.8 | 237977.9065 | 0 | 983025.0877
1069 | 1348.064 | 4015.1446 | 1414.7429 | 3908.5849 | 1348.064 | 1389.7 | 2027191.123 | 485303.04 | 220138.8512 | 0 | 822723.4592
1070 | 1417.335 | 3699.8461 | 1487.4402 | 3601.6542 | 1417.335 | 1325.1 | 2031980.5653 | 510240.6 | 231450.8055 | 0 | 956559.3915
1071 | 1553.989 | 3178.9642 | 1630.8535 | 3094.5962 | 1553.989 | 1340.6 | 2250569.1164 | 559436.04 | 253766.4037 | 0 | 1024700.3466
1072 | 1478.554 | 2378.0846 | 1551.6873 | 2314.9715 | 1478.554 | 1450 | 2298741.8435 | 532279.44 | 241447.8682 | 0 | 813204.7
1073 | 1282.839 | 1304.6165 | 1304.6165 | 1269.9927 | 1269.9927 | 1518.35 | 2049337.6028 | 457197.3582 | 207389.8017 | 24771.7996 | 598752.6012
1074 | 1716.587 | 219.1614 | 219.1614 | 213.345 | 213.345 | 1572.6 | 355070.1493 | 76804.1897 | 34839.2338 | 2898725.6557 | 89254.7968
1075 | 1229.933 | 0 | 0 | 0 | 0 | 1630.3 | 0 | 0 | 0 | 4396636.5754 | 0
1076 | 828.8 | 0 | 0 | 0 | 0 | 1581.1 | 0 | 0 | 0 | 2962708.0448 | 0
1077 | 1254.4 | 0 | 0 | 0 | 0 | 1555.65 | 0 | 0 | 0 | 4484098.6624 | 0
1078 | 1271.2 | 321.0034 | 321.0034 | 312.4841 | 312.4841 | 1712.05 | 567112.4086 | 112494.2763 | 51028.6537 | 3427117.8895 | 88076.4183
1079 | 1333.6 | 621.2819 | 621.2819 | 604.7934 | 604.7934 | 1764.7 | 1134152.3706 | 217725.6373 | 98762.7683 | 2605261.9055 | 139297.6
1080 | 1302.4 | 0 | 0 | 0 | 0 | 1622.05 | 0 | 0 | 0 | 2511438.7584 | 0
1081 | 1362.4 | 0 | 0 | 0 | 0 | 1384.4 | 0 | 0 | 0 | 1705561.312 | 0
1082 | 933.6 | 0 | 0 | 0 | 0 | 1499 | 0 | 0 | 0 | 1168755.168 | 0
1083 | 1361.6 | 0 | 0 | 0 | 0 | 1495.05 | 0 | 0 | 0 | 1704559.808 | 0
1084 | 1337.6 | 0 | 0 | 0 | 0 | 1493.75 | 0 | 0 | 0 | 1674514.688 | 0
1085 | 996 | 0 | 0 | 0 | 0 | 1494.45 | 0 | 0 | 0 | 1246872.48 | 0
1086 | 1271.2 | 0 | 0 | 0 | 0 | 1478.5 | 0 | 0 | 0 | 1591389.856 | 0
1087 | 1043.2 | 49.5535 | 49.5535 | 48.2384 | 48.2384 | 1492.8 | 76358.1725 | 17365.8263 | 7877.3317 | 1918600.3606 | 23948.9696
1088 | 860.551 | 903.1162 | 903.1162 | 879.148 | 860.551 | 1539.7 | 1406735.3796 | 309798.36 | 140527.9783 | 0 | 396111.6253
1089 | 1094.398 | 1622.2594 | 1148.5299 | 1579.2056 | 1094.398 | 1571.25 | 1828003.8626 | 393983.28 | 178715.1934 | 0 | 469223.1425
1090 | 1122.775 | 2853.6308 | 1178.3115 | 2777.897 | 1122.775 | 1471.2 | 1763163.2411 | 404199 | 183349.1575 | 0 | 593723.42
1091 | 1142.288 | 3672.1382 | 1198.7887 | 3574.6817 | 1142.288 | 1369.2 | 1669775.7408 | 411223.68 | 186535.6304 | 0 | 720555.2704
1092 | 987.833 | 3975.817 | 1036.6939 | 3870.301 | 987.833 | 1401.55 | 1477074.5218 | 355619.88 | 161313.1289 | 0 | 591168.6589
1093 | 1098.997 | 4011.4306 | 1153.3564 | 3904.9694 | 1098.997 | 1451.45 | 1703939.4028 | 395638.92 | 179466.2101 | 0 | 602854.8043
1094 | 1323.29 | 3765.1248 | 1388.7435 | 3665.2004 | 1323.29 | 1359.95 | 1925548.9754 | 476384.4 | 216093.257 | 0 | 846971.7645
1095 | 1200.589 | 3230.221 | 1259.9734 | 3144.4927 | 1200.589 | 1244.65 | 1592352.2412 | 432212.04 | 196056.1837 | 0 | 906864.9012
1096 | 1175.229 | 1988.375 | 1233.359 | 1935.6046 | 1175.229 | 1393 | 1740407.9777 | 423082.44 | 191914.8957 | 0 | 713364.003
1097 | 1183.22 | 1303.0549 | 1241.7453 | 1268.4725 | 1183.22 | 1445.95 | 1815356.3699 | 425959.2 | 193219.826 | 0 | 655563.041
1098 | 1286.45 | 207.6404 | 207.6404 | 202.1297 | 202.1297 | 1518.9 | 324629.3304 | 72766.7031 | 33007.7851 | 2090912.1241 | 95187.5594
1099 | 1205.541 | 0 | 0 | 0 | 0 | 1608.45 | 0 | 0 | 0 | 4309442.5905 | 0
1100 | 1044 | 0 | 0 | 0 | 0 | 1574.1 | 0 | 0 | 0 | 3731982.624 | 0
1101 | 1465.6 | 0 | 0 | 0 | 0 | 1431.6 | 0 | 0 | 0 | 5239074.4576 | 0
1102 | 1054.4 | 321.0034 | 321.0034 | 312.4841 | 312.4841 | 1537.55 | 508122.2387 | 112494.2763 | 51028.6537 | 2652123.7967 | 141451.4313
1103 | 1262.4 | 621.2819 | 621.2819 | 604.7934 | 604.7934 | 1494.35 | 956433.636 | 217725.6373 | 98762.7683 | 2350743.5503 | 299344.8
1104 | 936 | 0 | 0 | 0 | 0 | 1351.3 | 0 | 0 | 0 | 1804903.776 | 0
1105 | 1169.6 | 0 | 0 | 0 | 0 | 1360.4 | 0 | 0 | 0 | 2255358.3936 | 0
1106 | 1276 | 0 | 0 | 0 | 0 | 1247.95 | 0 | 0 | 0 | 2460531.216 | 0
1107 | 1006.4 | 0 | 0 | 0 | 0 | 1246.95 | 0 | 0 | 0 | 1940657.2224 | 0
1108 | 1429.6 | 0 | 0 | 0 | 0 | 1245.7 | 0 | 0 | 0 | 2756720.5536 | 0
1109 | 1362.4 | 0 | 0 | 0 | 0 | 1247.6 | 0 | 0 | 0 | 2627137.7184 | 0
1110 | 1094.4 | 0 | 0 | 0 | 0 | 1254.65 | 0 | 0 | 0 | 2110349.0304 | 0
1111 | 1244 | 62.2625 | 62.2625 | 60.6101 | 60.6101 | 1268.95 | 81528.6896 | 21819.6395 | 9897.6309 | 2281949.6594 | 43371.7344
1112 | 182.026 | 469.7804 | 191.0295 | 457.3127 | 182.026 | 1369.45 | 264185.3747 | 65529.36 | 29724.8458 | 0 | 114776.4943
1113 | 152.29 | 1859.2932 | 159.8237 | 1809.9486 | 152.29 | 1363.2 | 220502.0202 | 54824.4 | 24868.957 | 0 | 96978.272
1114 | 181.165 | 3139.4582 | 190.1259 | 3056.1387 | 181.165 | 1370.2 | 265328.5094 | 65219.4 | 29584.2445 | 0 | 114097.717
1115 | 170.605 | 3671.5883 | 179.0436 | 3574.1463 | 170.605 | 1287.9 | 234478.1776 | 61417.8 | 27859.7965 | 0 | 121487.8205
1116 | 185.42 | 3956.9393 | 194.5914 | 3851.9243 | 185.42 | 1324.95 | 262038.2763 | 66751.2 | 30279.086 | 0 | 125167.771
1117 | 195.463 | 3986.7461 | 205.1311 | 3880.9401 | 195.463 | 1313.1 | 272784.2699 | 70366.68 | 31919.1079 | 0 | 134263.5347
1118 | 197.058 | 3770.5894 | 206.805 | 3670.52 | 197.058 | 1318.7 | 276782.8142 | 70940.88 | 32179.5714 | 0 | 134255.6154
1119 | 129.537 | 2961.7789 | 135.9443 | 2883.175 | 129.537 | 1266.65 | 174999.1795 | 46633.32 | 21153.3921 | 0 | 94995.9589
1120 | 177.796 | 2244.5468 | 186.5903 | 2184.9777 | 177.796 | 1115.75 | 210415.3647 | 64006.56 | 29034.0868 | 0 | 157216.113
1121 | 117.348 | 1369.2445 | 123.1523 | 1332.9055 | 117.348 | 1310.45 | 162422.1249 | 42245.28 | 19162.9284 | 0 | 80917.3134
1122 | 99.261 | 257.4783 | 104.1707 | 250.645 | 99.261 | 1323.65 | 138783.1808 | 35733.96 | 16209.3213 | 0 | 67135.1773
1123 | 110.145 | 115.5931 | 115.5931 | 112.5253 | 110.145 | 1484.4 | 172213.4903 | 39652.2 | 17986.6785 | 0 | 56790.762
1124 | 108 | 113.342 | 113.342 | 110.3339 | 108 | 1450.6 | 165104.908 | 38880 | 17636.4 | 0 | 59335.2
1125 | 100 | 104.9463 | 104.9463 | 102.1611 | 100 | 1368.9 | 144028.0745 | 36000 | 16330 | 0 | 63110
1126 | 91.2 | 95.711 | 95.711 | 93.1709 | 91.2 | 1350.85 | 129431.5705 | 32832 | 14892.96 | 0 | 59202.48
1127 | 100 | 104.9463 | 104.9463 | 102.1611 | 100 | 1292.85 | 136326.2097 | 36000 | 16330 | 0 | 70715
1128 | 93.6 | 98.2297 | 98.2297 | 95.6227 | 93.6 | 1313.5 | 129840.0209 | 33696 | 15284.88 | 0 | 64256.4
1129 | 98.4 | 0 | 0 | 0 | 0 | 1472.55 | 0 | 0 | 0 | 123184.992 | 0
1130 | 90.4 | 0 | 0 | 0 | 0 | 1446.75 | 0 | 0 | 0 | 113169.952 | 0
1131 | 96.8 | 18.1861 | 18.1861 | 17.7035 | 17.7035 | 1380.05 | 25889.4868 | 6373.256 | 2890.9797 | 99019.3402 | 10743.1136
1132 | 91.2 | 95.711 | 95.711 | 93.1709 | 91.2 | 1441.05 | 139315.4374 | 32832 | 14892.96 | 0 | 50976.24
1133 | 96.8 | 101.588 | 101.588 | 98.8919 | 96.8 | 1441 | 147907.0133 | 34848 | 15807.44 | 0 | 54111.2
1134 | 89.6 | 94.0319 | 94.0319 | 91.5363 | 89.6 | 1445.35 | 137091.731 | 32256 | 14631.68 | 0 | 49696.64
1135 | 92.8 | 97.3901 | 97.3901 | 94.8055 | 92.8 | 1455.45 | 142722.2965 | 33408 | 15154.24 | 0 | 50534.24
1136 | 86.74 | 672.9323 | 91.0304 | 655.073 | 86.74 | 1474.05 | 135058.0328 | 31226.4 | 14164.642 | 0 | 45620.903
1137 | 858.247 | 2156.8096 | 900.6982 | 2099.569 | 858.247 | 1498.85 | 1361154.0265 | 308968.92 | 140151.7351 | 0 | 430110.4841
1138 | 1207.142 | 3404.0393 | 1266.8505 | 3313.698 | 1207.142 | 1503.9 | 1932647.5302 | 434571.12 | 197126.2886 | 0 | 598863.1462
1139 | 1636.944 | 3940.5929 | 1717.9117 | 3836.0117 | 1636.944 | 1379.1 | 2410203.3032 | 589299.84 | 267312.9552 | 0 | 1016378.5296
1140 | 1392.639 | 4248.4286 | 1461.5227 | 4135.6776 | 1392.639 | 1376.15 | 2043284.2514 | 501350.04 | 227417.9487 | 0 | 868797.8402
1141 | 1733.618 | 4269.506 | 1819.3674 | 4156.1957 | 1733.618 | 1492.65 | 2747205.5991 | 624102.48 | 283099.8194 | 0 | 879551.0923
1142 | 1461.298 | 2893.2417 | 1533.5777 | 2816.4566 | 1461.298 | 1374 | 2141787.7862 | 526067.28 | 238629.9634 | 0 | 914772.548
1143 | 1523.695 | 1724.3806 | 1599.0611 | 1678.6164 | 1523.695 | 1384.1 | 2241874.1487 | 548530.2 | 248819.3935 | 0 | 938443.7505
1144 | 1550.416 | 2318.176 | 1627.1038 | 2256.6529 | 1550.416 | 1426.9 | 2340589.004 | 558149.76 | 253182.9328 | 0 | 888543.4096
1145 | 1733.837 | 1472.6092 | 1472.6092 | 1433.527 | 1433.527 | 1493.3 | 2255814.1536 | 516069.7086 | 234094.9539 | 579092.6392 | 711002.9601
1146 | 1717.427 | 297.403 | 297.403 | 289.5101 | 289.5101 | 1607.4 | 491470.644 | 104223.6444 | 47277.0031 | 2753474.9602 | 111257.3436
1147 | 1575.959 | 0 | 0 | 0 | 0 | 1622.05 | 0 | 0 | 0 | 5633574.3335 | 0
1148 | 1707.2 | 0 | 0 | 0 | 0 | 1577.5 | 0 | 0 | 0 | 6102721.0112 | 0
1149 | 1400 | 0 | 0 | 0 | 0 | 1521.3 | 0 | 0 | 0 | 5004574.4 | 0
1150 | 1287.2 | 321.0034 | 321.0034 | 312.4841 | 312.4841 | 1550.55 | 508945.8926 | 112494.2763 | 51028.6537 | 3484313.0255 | 137475.0693
1151 | 1057.6 | 621.2819 | 621.2819 | 604.7934 | 604.7934 | 1517.95 | 968041.9793 | 217725.6373 | 98762.7683 | 1618645.8095 | 285373.6
1152 | 1536.8 | 0 | 0 | 0 | 0 | 1503.05 | 0 | 0 | 0 | 2963436.0288 | 0
1153 | 997.6 | 0 | 0 | 0 | 0 | 1639.6 | 0 | 0 | 0 | 1248875.488 | 0
1154 | 1274.4 | 0 | 0 | 0 | 0 | 1517.1 | 0 | 0 | 0 | 1595395.872 | 0
1155 | 1188.8 | 0 | 0 | 0 | 0 | 1512.8 | 0 | 0 | 0 | 1488234.944 | 0
1156 | 1111.2 | 0 | 0 | 0 | 0 | 1511.6 | 0 | 0 | 0 | 1391089.056 | 0
1157 | 1072.8 | 0 | 0 | 0 | 0 | 1481.4 | 0 | 0 | 0 | 1343016.864 | 0
1158 | 1068.8 | 0 | 0 | 0 | 0 | 1482.85 | 0 | 0 | 0 | 1338009.344 | 0
1159 | 1287.2 | 110.5147 | 110.5147 | 107.5817 | 107.5817 | 1483.65 | 169475.7203 | 38729.4189 | 17568.0947 | 2274676.805 | 54374.7531
1160 | 1071.05 | 1124.027 | 1124.027 | 1094.196 | 1071.05 | 1494.95 | 1699214.5328 | 385578 | 174902.465 | 0 | 540933.8025
1161 | 1356.959 | 1850.5396 | 1424.0779 | 1801.4273 | 1356.959 | 1464.05 | 2116424.5954 | 488505.24 | 221591.4047 | 0 | 727262.176
1162 | 1375.012 | 3018.5958 | 1443.0238 | 2938.4839 | 1375.012 | 1467.3 | 2151840.0342 | 495004.32 | 224539.4596 | 0 | 732468.8924
1163 | 1335.484 | 3910.2067 | 1401.5406 | 3806.432 | 1335.484 | 1473.5 | 2100922.3773 | 480774.24 | 218084.5372 | 0 | 703132.326
1164 | 1194.744 | 3962.4511 | 1253.8393 | 3857.2898 | 1194.744 | 1475.95 | 1879385.5388 | 430107.84 | 195101.6952 | 0 | 626105.5932
1165 | 1239.472 | 2525.5677 | 1300.7796 | 2458.5405 | 1239.472 | 1469.4 | 1941981.6795 | 446209.92 | 202405.7776 | 0 | 657663.8432
1166 | 1494.782 | 2674.0215 | 1568.718 | 2603.0544 | 1494.782 | 1413.25 | 2254031.3509 | 538121.52 | 244097.9006 | 0 | 877063.3385
1167 | 1663.536 | 2507.3469 | 1745.819 | 2440.8033 | 1663.536 | 1328.9 | 2349319.8334 | 598872.96 | 271655.4288 | 0 | 1116399.0096
1168 | 1380.276 | 1847.9181 | 1448.5482 | 1798.8753 | 1380.276 | 1495.5 | 2182984.9054 | 496899.36 | 225399.0708 | 0 | 696349.242
1169 | 1448.549 | 1519.6146 | 1519.6146 | 1479.2849 | 1448.549 | 1568.95 | 2392952.0219 | 521477.64 | 236548.0517 | 0 | 624157.3827
1170 | 1689.979 | 300.8862 | 300.8862 | 292.9008 | 292.9008 | 1840.75 | 567374.2678 | 105444.3055 | 47830.7086 | 2694008.1526 | 45657.7712
1171 | 1823.205 | 0 | 0 | 0 | 0 | 1855.35 | 0 | 0 | 0 | 6517403.6207 | 0
1172 | 855.2 | 0 | 0 | 0 | 0 | 1828.45 | 0 | 0 | 0 | 3057080.0192 | 0
1173 | 1082.4 | 0 | 0 | 0 | 0 | 1809.75 | 0 | 0 | 0 | 3869250.9504 | 0
1174 | 1165.6 | 321.0034 | 321.0034 | 312.4841 | 312.4841 | 1798.35 | 596428.8589 | 112494.2763 | 51028.6537 | 3049629.9919 | 61679.4921
1175 | 1396.8 | 621.2819 | 621.2819 | 604.7934 | 604.7934 | 1781.9 | 1143608.6151 | 217725.6373 | 98762.7683 | 2831182.6927 | 129115.2
1176 | 754.4 | 0 | 0 | 0 | 0 | 1766.05 | 0 | 0 | 0 | 1454721.5904 | 0
1177 | 602.4 | 0 | 0 | 0 | 0 | 1773.85 | 0 | 0 | 0 | 754132.512 | 0
1178 | 580.8 | 0 | 0 | 0 | 0 | 1532.9 | 0 | 0 | 0 | 727091.904 | 0
1179 | 700.8 | 0 | 0 | 0 | 0 | 1528.95 | 0 | 0 | 0 | 877317.504 | 0
1180 | 725.6 | 0 | 0 | 0 | 0 | 1524.7 | 0 | 0 | 0 | 908364.128 | 0
1181 | 505.6 | 0 | 0 | 0 | 0 | 1526.6 | 0 | 0 | 0 | 632950.528 | 0
1182 | 723.2 | 0 | 0 | 0 | 0 | 1535.15 | 0 | 0 | 0 | 905359.616 | 0
1183 | 676.8 | 96.4866 | 96.4866 | 93.9259 | 93.9259 | 1623.8 | 160756.3973 | 33813.3064 | 15338.0915 | 1123965.5475 | 34587.4518
1184 | 771.604 | 809.7696 | 809.7696 | 788.2788 | 771.604 | 1765.2 | 1431239.3129 | 277777.44 | 126002.9332 | 0 | 181172.6192
1185 | 658.296 | 1761.138 | 690.8571 | 1714.3984 | 658.296 | 1813.4 | 1256189.7097 | 236986.56 | 107499.7368 | 0 | 122838.0336
1186 | 829.986 | 3185.9316 | 871.0394 | 3101.3787 | 829.986 | 1595.45 | 1397114.0742 | 298794.96 | 135536.7138 | 0 | 335770.8363
1187 | 571.13 | 3814.1872 | 599.3796 | 3712.9607 | 571.13 | 1532.9 | 928285.0155 | 205606.8 | 93265.529 | 0 | 266774.823
1188 | 704.878 | 4092.5645 | 739.7432 | 3983.9501 | 704.878 | 1526.95 | 1135011.8059 | 253756.08 | 115106.5774 | 0 | 333442.5379
1189 | 802.622 | 4099.4374 | 842.3219 | 3990.6406 | 802.622 | 1515.1 | 1280103.4921 | 288943.92 | 131068.1726 | 0 | 389191.4078
1190 | 845.333 | 3832.3198 | 887.1455 | 3730.6121 | 845.333 | 1557.6 | 1388290.3613 | 304319.88 | 138042.8789 | 0 | 373975.3192
1191 | 810.397 | 3333.0421 | 850.4814 | 3244.585 | 810.397 | 1762.95 | 1503828.5445 | 291742.92 | 132337.8301 | 0 | 192104.6088
1192 | 948.631 | 2533.1731 | 995.5529 | 2465.9441 | 948.631 | 1793.7 | 1788698.485 | 341507.16 | 154911.4423 | 0 | 195702.5753
1193 | 863.605 | 1288.9564 | 906.3212 | 1254.7482 | 863.605 | 1888.35 | 1711838.1596 | 310897.8 | 141026.6965 | 0 | 96421.4982
1194 | 870.304 | 263.4571 | 263.4571 | 256.4651 | 256.4651 | 1898.6 | 512637.9272 | 92327.4392 | 41880.7523 | 1183675.3553 | 25455.456
1195 | 797.6 | 0 | 0 | 0 | 0 | 1902.4 | 0 | 0 | 0 | 2851177.5296 | 0
1196 | 838.4 | 0 | 0 | 0 | 0 | 1853.95 | 0 | 0 | 0 | 2997025.1264 | 0
1197 | 759.2 | 0 | 0 | 0 | 0 | 1735.1 | 0 | 0 | 0 | 2713909.2032 | 0
1198 | 689.6 | 363.8214 | 363.8214 | 354.1658 | 354.1658 | 1836.55 | 682367.9644 | 127499.6919 | 57835.2769 | 1199075.2545 | 56663.8653
1199 | 551.2 | 578.4638 | 578.4638 | 563.1117 | 551.2 | 1816.35 | 1052780.463 | 198432 | 90010.96 | 0 | 101227.88
1200 | 689.6 | 0 | 0 | 0 | 0 | 1798.7 | 0 | 0 | 0 | 1329766.7136 | 0
1201 | 1026.4 | 0 | 0 | 0 | 0 | 1723.85 | 0 | 0 | 0 | 1284929.632 | 0
1202 | 1103.2 | 0 | 0 | 0 | 0 | 1759.85 | 0 | 0 | 0 | 1381074.016 | 0
1203 | 797.6 | 0 | 0 | 0 | 0 | 1755.9 | 0 | 0 | 0 | 998499.488 | 0
1204 | 818.4 | 0 | 0 | 0 | 0 | 1754.65 | 0 | 0 | 0 | 1024538.592 | 0
1205 | 779.2 | 0 | 0 | 0 | 0 | 1642.05 | 0 | 0 | 0 | 975464.896 | 0
1206 | 741.6 | 0 | 0 | 0 | 0 | 1604.15 | 0 | 0 | 0 | 928394.208 | 0
1207 | 836.8 | 107.2561 | 107.2561 | 104.4096 | 104.4096 | 1772.85 | 194798.3374 | 37587.4626 | 17050.0907 | 1412280.0912 | 23214.9572
1208 | 625.816 | 656.7706 | 656.7706 | 639.3402 | 625.816 | 1806.85 | 1191408.1519 | 225293.76 | 102195.7528 | 0 | 120876.3604
1209 | 296.104 | 1903.3748 | 310.7512 | 1852.8603 | 296.104 | 1838.4 | 573917.473 | 106597.44 | 48353.7832 | 0 | 47850.4064
1210 | 281.168 | 3290.881 | 295.0753 | 3203.5428 | 281.168 | 1840.85 | 547918.5652 | 101220.48 | 45914.7344 | 0 | 44747.8872
1211 | 221.19 | 3869.4771 | 232.1307 | 3766.7833 | 221.19 | 1494.9 | 351192.5119 | 79628.4 | 36120.327 | 0 | 111723.069
1212 | 299.592 | 4181.8602 | 314.4106 | 4070.8759 | 299.592 | 1341.45 | 425716.1149 | 107853.12 | 48923.3736 | 0 | 197296.3116
1213 | 888.252 | 4210.0172 | 932.1873 | 4098.2857 | 888.252 | 1452.4 | 1362308.0209 | 319770.72 | 145051.5516 | 0 | 486406.7952
1214 | 1121.586 | 3962.0365 | 1177.0627 | 3856.8863 | 1121.586 | 1565.1 | 1857939.246 | 403770.96 | 183154.9938 | 0 | 487777.7514
1215 | 839.555 | 3457.6553 | 881.0817 | 3365.891 | 839.555 | 1622.6 | 1441298.9191 | 302239.8 | 137099.3315 | 0 | 316848.057
1216 | 1363.969 | 2630.0679 | 1431.4346 | 2560.2674 | 1363.969 | 1747.65 | 2519787.3784 | 491028.84 | 222736.1377 | 0 | 344197.5771
1217 | 1384.49 | 1481.4037 | 1452.9706 | 1442.0881 | 1384.49 | 1718.85 | 2508911.8595 | 498416.4 | 226087.217 | 0 | 389249.3635
1218 | 1247.034 | 283.3633 | 283.3633 | 275.843 | 275.843 | 1843.6 | 536304.7397 | 99303.4863 | 45045.1648 | 1872763.1107 | 42229.2512
1219 | 1191.158 | 0 | 0 | 0 | 0 | 1907.4 | 0 | 0 | 0 | 4258027.738 | 0
1220 | 1089.6 | 0 | 0 | 0 | 0 | 1869.05 | 0 | 0 | 0 | 3894988.7616 | 0
1221 | 1178.4 | 0 | 0 | 0 | 0 | 1735.1 | 0 | 0 | 0 | 4212421.7664 | 0
1222 | 1048 | 321.0034 | 321.0034 | 312.4841 | 312.4841 | 1836.55 | 604475.6468 | 112494.2763 | 51028.6537 | 2629245.7423 | 49995.1053
1223 | 1239.2 | 621.2819 | 621.2819 | 604.7934 | 604.7934 | 1811.35 | 1156921.4242 | 217725.6373 | 98762.7683 | 2267810.6031 | 111680.8
1224 | 1102.4 | 0 | 0 | 0 | 0 | 1783.65 | 0 | 0 | 0 | 2125775.5584 | 0
1225 | 1004 | 0 | 0 | 0 | 0 | 1768.8 | 0 | 0 | 0 | 1256887.52 | 0
1226 | 894.4 | 0 | 0 | 0 | 0 | 1718.2 | 0 | 0 | 0 | 1119681.472 | 0
1227 | 741.6 | 0 | 0 | 0 | 0 | 1750.85 | 0 | 0 | 0 | 928394.208 | 0
1228 | 812 | 0 | 0 | 0 | 0 | 1603.55 | 0 | 0 | 0 | 1016526.56 | 0
1229 | 906.4 | 0 | 0 | 0 | 0 | 1528.1 | 0 | 0 | 0 | 1134704.032 | 0
1230 | 1295.2 | 0 | 0 | 0 | 0 | 1535.15 | 0 | 0 | 0 | 1621434.976 | 0
1231 | 1083.2 | 111.603 | 111.603 | 108.6411 | 108.6411 | 1663.4 | 190544.6257 | 39110.8065 | 17741.0964 | 1879257.4636 | 35795.0538
1232 | 928.89 | 974.8354 | 974.8354 | 948.9638 | 928.89 | 1801.8 | 1763412.1445 | 334400.4 | 151687.737 | 0 | 184105.998
1233 | 1047.146 | 1854.4604 | 1098.9407 | 1805.244 | 1047.146 | 1848.4 | 2040574.1951 | 376972.56 | 170998.9418 | 0 | 158747.3336
1234 | 1458.486 | 3209.2979 | 1530.6267 | 3124.1249 | 1458.486 | 1820.9 | 2807533.0747 | 525054.96 | 238170.7638 | 0 | 261214.8426
1235 | 1341.872 | 3979.572 | 1408.2446 | 3873.9563 | 1341.872 | 1470.2 | 2095322.9932 | 483073.92 | 219127.6976 | 0 | 710923.7856
1236 | 1455.678 | 4278.8326 | 1527.6798 | 4165.2747 | 1455.678 | 1401.55 | 2164604.5902 | 524044.08 | 237712.2174 | 0 | 871150.4991
1237 | 1622.4 | 4303.0972 | 1702.6483 | 4188.8954 | 1622.4 | 1306.1 | 2245923.0598 | 584064 | 264937.92 | 0 | 1125783.36
1238 | 1434.147 | 4038.28 | 1505.0838 | 3931.1063 | 1434.147 | 1362.9 | 2078657.9152 | 516292.92 | 234196.2051 | 0 | 913695.0537
1239 | 1627.379 | 3362.1154 | 1707.8736 | 3272.8867 | 1627.379 | 1542.6 | 2663102.4026 | 585856.44 | 265750.9907 | 0 | 744363.1546
1240 | 1212.806 | 2652.3994 | 1272.7947 | 2582.0062 | 1212.806 | 1617.05 | 2076806.1631 | 436610.16 | 198051.2198 | 0 | 464444.0577
1241 | 1458.823 | 1498.4417 | 1498.4417 | 1458.6739 | 1458.6739 | 1767.35 | 2722626.4156 | 525122.6082 | 238201.4498 | 287.4896 | 332181.8577
1242 | 1503.121 | 289.1238 | 289.1238 | 281.4506 | 281.4506 | 1782.1 | 529580.567 | 101322.2296 | 45960.8891 | 2355766.5064 | 60030.7963
1243 | 1519.235 | 0 | 0 | 0 | 0 | 1897.4 | 0 | 0 | 0 | 5430803.2776 | 0
1244 | 1223.2 | 0 | 0 | 0 | 0 | 1769.05 | 0 | 0 | 0 | 4372568.1472 | 0
1245 | 1371.2 | 0 | 0 | 0 | 0 | 1735.1 | 0 | 0 | 0 | 4901623.1552 | 0
1246 | 1432.8 | 321.0034 | 321.0034 | 312.4841 | 312.4841 | 1836.55 | 603931.7444 | 112494.2763 | 51028.6537 | 4004788.7631 | 49995.1053
1247 | 1228 | 621.2819 | 621.2819 | 604.7934 | 604.7934 | 1806.35 | 1153335.2489 | 217725.6373 | 98762.7683 | 2227774.0079 | 114640.8
1248 | 1250.4 | 0 | 0 | 0 | 0 | 1788.7 | 0 | 0 | 0 | 2411166.3264 | 0
1249 | 1195.2 | 0 | 0 | 0 | 0 | 1773.85 | 0 | 0 | 0 | 1496246.976 | 0
1250 | 1082.4 | 0 | 0 | 0 | 0 | 1764.9 | 0 | 0 | 0 | 1355034.912 | 0
1251 | 1088.8 | 0 | 0 | 0 | 0 | 1760.95 | 0 | 0 | 0 | 1363046.944 | 0
1252 | 1428 | 0 | 0 | 0 | 0 | 1759.7 | 0 | 0 | 0 | 1787684.64 | 0
1253 | 942.4 | 0 | 0 | 0 | 0 | 1756.55 | 0 | 0 | 0 | 1179771.712 | 0
1254 | 957.6 | 0 | 0 | 0 | 0 | 1763.6 | 0 | 0 | 0 | 1198800.288 | 0
1255 | 1361.6 | 107.5405 | 107.5405 | 104.6865 | 104.6865 | 1661.9 | 183674.6754 | 37687.1309 | 17095.3013 | 2423726.4613 | 34645.7832
1256 | 1216.436 | 1201.7544 | 1201.7544 | 1169.8605 | 1169.8605 | 1571 | 1935986.7585 | 421149.7896 | 191038.224 | 89812.2303 | 491253.906
1257 | 1066.076 | 1796.0893 | 1118.807 | 1748.4221 | 1066.076 | 1587.1 | 1784561.4963 | 383787.36 | 174090.2108 | 0 | 440182.7804
1258 | 1100.807 | 2858.1435 | 1155.2559 | 2782.2899 | 1100.807 | 1539.9 | 1793854.1497 | 396290.52 | 179761.7831 | 0 | 506481.3007
1259 | 1411.611 | 3858.9384 | 1481.4331 | 3756.5243 | 1411.611 | 1342.45 | 2010091.3176 | 508179.96 | 230516.0763 | 0 | 928204.813
1260 | 1365.056 | 4098.325 | 1432.5754 | 3989.5577 | 1365.056 | 1336.5 | 1929046.5475 | 491420.16 | 222913.6448 | 0 | 905714.656
1261 | 1239.767 | 4046.1279 | 1301.0892 | 3938.7459 | 1239.767 | 1307.2 | 1709459.7317 | 446316.12 | 202453.9511 | 0 | 858910.5776
1262 | 1146.147 | 3585.3508 | 1202.8385 | 3490.1975 | 1146.147 | 1336.65 | 1622272.6193 | 412612.92 | 187165.8051 | 0 | 760296.6124
1263 | 1181.115 | 2550.2112 | 1239.5361 | 2482.5299 | 1181.115 | 1370.1 | 1710716.6351 | 425201.4 | 192876.0795 | 0 | 743984.3385
1264 | 1267.883 | 1995.526 | 1330.5959 | 1942.5659 | 1267.883 | 1408 | 1882221.2461 | 456437.88 | 207045.2939 | 0 | 750586.736
1265 | 1187.464 | 1420.4068 | 1246.1992 | 1382.71 | 1187.464 | 1594.4 | 1994555.4286 | 427487.04 | 193912.8712 | 0 | 481635.3984
1266 | 1008.407 | 270.1873 | 270.1873 | 263.0167 | 263.0167 | 1641.1 | 455560.3061 | 94686.011 | 42950.6267 | 1437348.0472 | 92399.8817
1267 | 1409.602 | 0 | 0 | 0 | 0 | 1664.55 | 0 | 0 | 0 | 5038898.631 | 0
1268 | 946.4 | 0 | 0 | 0 | 0 | 1633.55 | 0 | 0 | 0 | 3383092.2944 | 0
1269 | 1150.4 | 0 | 0 | 0 | 0 | 1727.1 | 0 | 0 | 0 | 4112330.2784 | 0
1270 | 1396 | 321.0034 | 321.0034 | 312.4841 | 312.4841 | 1831.55 | 601396.8281 | 112494.2763 | 51028.6537 | 3873239.9503 | 51524.4753
1271 | 1171.2 | 621.2819 | 621.2819 | 604.7934 | 604.7934 | 1806.35 | 1151479.3419 | 217725.6373 | 98762.7683 | 2024731.2751 | 114640.8
1272 | 1109.6 | 0 | 0 | 0 | 0 | 1793.7 | 0 | 0 | 0 | 2139659.4336 | 0
1273 | 1380.8 | 0 | 0 | 0 | 0 | 1658.5 | 0 | 0 | 0 | 2662618.7328 | 0
1274 | 1206.4 | 0 | 0 | 0 | 0 | 1762 | 0 | 0 | 0 | 2326320.4224 | 0
1275 | 1380.8 | 0 | 0 | 0 | 0 | 1765.25 | 0 | 0 | 0 | 2662618.7328 | 0
1276 | 1010.4 | 0 | 0 | 0 | 0 | 1764 | 0 | 0 | 0 | 1948370.4864 | 0
1277 | 960 | 0 | 0 | 0 | 0 | 1756.55 | 0 | 0 | 0 | 1851183.36 | 0
1278 | 1000 | 0 | 0 | 0 | 0 | 1758.55 | 0 | 0 | 0 | 1928316 | 0
1279 | 1016 | 97.2086 | 97.2086 | 94.6287 | 94.6287 | 1785.1 | 178619.4451 | 34066.3389 | 15452.8698 | 1776694.983 | 19905.5423
1280 | 231.095 | 539.0859 | 242.5256 | 524.7789 | 231.095 | 1801.8 | 439823.8207 | 83194.2 | 37737.8135 | 0 | 45803.029
1281 | 181.355 | 1928.5934 | 190.3264 | 1877.4096 | 181.355 | 1753.35 | 336052.8715 | 65287.8 | 29615.2715 | 0 | 44731.2108
1282 | 156.897 | 3230.1969 | 164.6575 | 3144.4692 | 156.897 | 1611.55 | 268287.7104 | 56482.92 | 25621.2801 | 0 | 60946.6397
1283 | 202.713 | 3812.0872 | 212.7397 | 3710.9165 | 202.713 | 1560.75 | 337224.633 | 72976.68 | 33103.0329 | 0 | 89041.6853
1284 | 193.831 | 4133.0224 | 203.4184 | 4023.3342 | 193.831 | 1532.95 | 315743.0581 | 69779.16 | 31652.6023 | 0 | 90528.7686
1285 | 194.696 | 2858.9285 | 204.3262 | 2783.0541 | 194.696 | 1514.15 | 311329.2599 | 70090.56 | 31793.8568 | 0 | 94593.0516
1286 | 147.249 | 2876.2498 | 154.5323 | 2799.9157 | 147.249 | 1525.65 | 237770.2693 | 53009.64 | 24045.7617 | 0 | 69847.5632
1287 | 149.362 | 3189.4441 | 156.7498 | 3104.798 | 149.362 | 1542.6 | 243846.2094 | 53770.32 | 24390.8146 | 0 | 68318.1788
1288 | 167.046 | 2226.9819 | 175.3085 | 2167.879 | 167.046 | 1556.7 | 274577.6823 | 60136.56 | 27278.6118 | 0 | 74051.4918
1289 | 135.46 | 1462.993 | 142.1602 | 1424.166 | 135.46 | 1633.2 | 233328.5534 | 48765.6 | 22120.618 | 0 | 49686.728
1290 | 134.638 | 285.5756 | 141.2976 | 277.9966 | 134.638 | 1774.05 | 252449.584 | 48469.68 | 21986.3854 | 0 | 30421.4561
1291 | 106.102 | 111.3501 | 111.3501 | 108.3949 | 106.102 | 1894.5 | 212622.1317 | 38196.72 | 17326.4566 | 0 | 11193.761
1292 | 0 | 0 | 0 | 0 | 0 | 1861.15 | 0 | 0 | 0 | 0 | 0
1293 | 0 | 0 | 0 | 0 | 0 | 1841.7 | 0 | 0 | 0 | 0 | 0
1294 | 85.6 | 89.834 | 89.834 | 87.4499 | 85.6 | 1836.55 | 166056.3269 | 30816 | 13978.48 | 0 | 13991.32
1295 | 87.2 | 91.5131 | 91.5131 | 89.0844 | 87.2 | 1801.3 | 166400.068 | 31392 | 14239.76 | 0 | 17326.64
1296 | 90.4 | 94.8714 | 94.8714 | 92.3536 | 90.4 | 1667.65 | 159638.3283 | 32544 | 14762.32 | 0 | 30044.44
1297 | 84.8 | 88.9944 | 88.9944 | 86.6326 | 84.8 | 1492.35 | 134025.2533 | 30528 | 13847.84 | 0 | 43048.72
1298 | 87.2 | 91.5131 | 91.5131 | 89.0844 | 87.2 | 1515.45 | 139792.0541 | 31392 | 14239.76 | 0 | 42252.76
1299 | 80.8 | 84.7966 | 84.7966 | 82.5461 | 80.8 | 1470.15 | 125657.281 | 29088 | 13194.64 | 0 | 42811.88
1300 | 86.4 | 90.6736 | 90.6736 | 88.2672 | 86.4 | 1449.75 | 132523.3688 | 31104 | 14109.12 | 0 | 47541.6
1301 | 81.6 | 85.6362 | 85.6362 | 83.3634 | 81.6 | 1467.2 | 126817.7132 | 29376 | 13325.28 | 0 | 43476.48
1302 | 86.4 | 90.6736 | 90.6736 | 88.2672 | 86.4 | 1471.55 | 134766.6411 | 31104 | 14109.12 | 0 | 45658.08
1303 | 68.8 | 72.203 | 72.203 | 70.2868 | 68.8 | 1508.35 | 109967.4523 | 24768 | 11235.04 | 0 | 33825.52
1304 | 94.436 | 608.8059 | 99.1071 | 592.6485 | 94.436 | 1502.4 | 150056.1924 | 33996.96 | 15421.3988 | 0 | 46991.3536
1305 | 767.602 | 2101.5585 | 805.5697 | 2045.7843 | 767.602 | 1544.95 | 1255895.137 | 276336.72 | 125349.4066 | 0 | 349297.2901
1306 | 1311.495 | 3317.2215 | 1376.3651 | 3229.1842 | 1311.495 | 1525.75 | 2125553.7982 | 472138.2 | 214167.1335 | 0 | 621976.5038
1307 | 1454.312 | 3899.6565 | 1526.2462 | 3796.1617 | 1454.312 | 1503.55 | 2331778.5641 | 523552.32 | 237489.1496 | 0 | 721993.1924
1308 | 1278.237 | 4202.0329 | 1341.4621 | 4090.5133 | 1278.237 | 1437.9 | 1950150.7593 | 460165.32 | 208736.1021 | 0 | 718497.0177
1309 | 1477.846 | 4217.693 | 1550.9443 | 4105.7577 | 1477.846 | 1491.7 | 2327185.7563 | 532024.56 | 241332.2518 | 0 | 751189.1218
1310 | 1606.507 | 3968.2997 | 1685.9692 | 3862.9832 | 1606.507 | 1436.7 | 2448713.8192 | 578342.52 | 262342.5931 | 0 | 904945.3931
1311 | 1514.242 | 3282.2229 | 1589.1405 | 3195.1145 | 1514.242 | 1513.85 | 2431951.4618 | 545127.12 | 247275.7186 | 0 | 736148.7483
1312 | 1656.625 | 2499.5106 | 1738.5662 | 2433.1749 | 1656.625 | 1530.55 | 2684289.9498 | 596385 | 270526.8625 | 0 | 777702.6063
1313 | 1550.847 | 1439.1303 | 1439.1303 | 1400.9366 | 1400.9366 | 1474.6 | 2183992.096 | 504337.1654 | 228772.942 | 289074.6797 | 720482.0708
1314 | 1602.881 | 274.9183 | 274.9183 | 267.6221 | 267.6221 | 1545.6 | 438094.2191 | 96343.9623 | 43702.6918 | 2574801.0673 | 119035.0784
1315 | 1592.239 | 0 | 0 | 0 | 0 | 1670.1 | 0 | 0 | 0 | 5691770.3843 | 0
1316 | 1521.6 | 0 | 0 | 0 | 0 | 1544.85 | 0 | 0 | 0 | 5439257.4336 | 0
1317 | 1444 | 0 | 0 | 0 | 0 | 1523.35 | 0 | 0 | 0 | 5161861.024 | 0
1318 | 1625.6 | 321.0034 | 321.0034 | 312.4841 | 312.4841 | 1537.65 | 506243.1075 | 112494.2763 | 51028.6537 | 4693990.1519 | 141420.8439
1319 | 1578.4 | 621.2819 | 621.2819 | 604.7934 | 604.7934 | 1528.95 | 978707.4471 | 217725.6373 | 98762.7683 | 3480347.4863 | 278861.6
1320 | 1232.8 | 0 | 0 | 0 | 0 | 1501.85 | 0 | 0 | 0 | 2377227.9648 | 0
1321 | 1146.4 | 0 | 0 | 0 | 0 | 1462.2 | 0 | 0 | 0 | 1435155.232 | 0
1322 | 1488 | 0 | 0 | 0 | 0 | 1485 | 0 | 0 | 0 | 1862797.44 | 0
1323 | 1347.2 | 0 | 0 | 0 | 0 | 1444.5 | 0 | 0 | 0 | 1686532.736 | 0
1324 | 1243.2 | 0 | 0 | 0 | 0 | 1443.3 | 0 | 0 | 0 | 1556337.216 | 0
1325 | 1531.2 | 0 | 0 | 0 | 0 | 1435.3 | 0 | 0 | 0 | 1916878.656 | 0
1326 | 1331.2 | 0 | 0 | 0 | 0 | 1445.45 | 0 | 0 | 0 | 1666502.656 | 0
1327 | 1144.8 | 159.6075 | 159.6075 | 155.3716 | 155.3716 | 1447.45 | 238076.3718 | 55933.7898 | 25372.1885 | 1907930.5407 | 84034.5667
1328 | 1010.871 | 1060.8714 | 1060.8714 | 1032.7165 | 1010.871 | 1453.2 | 1559394.7263 | 363913.56 | 165075.2343 | 0 | 552744.2628
1329 | 1203.916 | 1963.9991 | 1263.4649 | 1911.8757 | 1203.916 | 1410.05 | 1810546.5747 | 433409.76 | 196599.4828 | 0 | 710250.2442
1330 | 1503.542 | 3334.3204 | 1577.9113 | 3245.8293 | 1503.542 | 1350.6 | 2162159.6875 | 541275.12 | 245528.4086 | 0 | 976400.1748
1331 | 1515.135 | 3262.7953 | 1590.0777 | 3176.2025 | 1515.135 | 1454.5 | 2342096.6858 | 545448.6 | 247421.5455 | 0 | 826506.1425
1332 | 1556.164 | 448.8447 | 448.8447 | 436.9326 | 436.9326 | 1475.95 | 686673.3206 | 157295.7396 | 71351.0952 | 2158231.7972 | 224130.9445
1333 | 1211.064 | 1270.9665 | 1270.9665 | 1237.2357 | 1211.064 | 1326.7 | 1712435.9556 | 435983.04 | 197766.7512 | 0 | 815409.3912
1334 | 1410.099 | 1153.1947 | 1153.1947 | 1122.5896 | 1122.5896 | 1264 | 1513629.074 | 404132.2508 | 183318.8793 | 554409.0039 | 808748.448
1335 | 1317.507 | 786.8105 | 786.8105 | 765.929 | 765.929 | 1273.65 | 1038941.3753 | 275734.4407 | 125076.206 | 1063616.6789 | 544564.2064
1336 | 1520.142 | 465.2016 | 465.2016 | 452.8554 | 452.8554 | 1223.1 | 588138.6083 | 163027.9554 | 73951.292 | 2058065.7662 | 344381.1244
1337 | 1602.996 | 135.005 | 135.005 | 131.422 | 131.422 | 1364.7 | 189998.3729 | 47311.9281 | 21461.2163 | 2837659.646 | 81726.2626
1338 | 1509.998 | 0 | 0 | 0 | 0 | 1465.4 | 0 | 0 | 0 | 2911753.3034 | 0
1339 | 1268.157 | 0 | 0 | 0 | 0 | 1586.25 | 0 | 0 | 0 | 4533275.7553 | 0
1340 | 1219.2 | 0 | 0 | 0 | 0 | 1582.6 | 0 | 0 | 0 | 4358269.3632 | 0
1341 | 1537.6 | 0 | 0 | 0 | 0 | 1549.85 | 0 | 0 | 0 | 5496452.5696 | 0
1342 | 1788 | 321.0034 | 321.0034 | 312.4841 | 312.4841 | 1538.45 | 511332.7236 | 112494.2763 | 51028.6537 | 5274520.7823 | 141176.1447
1343 | 1920 | 621.2819 | 621.2819 | 604.7934 | 604.7934 | 1468.6 | 942935.0723 | 217725.6373 | 98762.7683 | 4701463.6399 | 314588.8
1344 | 1416 | 0 | 0 | 0 | 0 | 1444.05 | 0 | 0 | 0 | 2730495.456 | 0
1345 | 1318.4 | 0 | 0 | 0 | 0 | 1413.5 | 0 | 0 | 0 | 1650478.592 | 0
1346 | 1386.4 | 0 | 0 | 0 | 0 | 1280.4 | 0 | 0 | 0 | 1735606.432 | 0
1347 | 1447.2 | 0 | 0 | 0 | 0 | 1362 | 0 | 0 | 0 | 1811720.736 | 0
1348 | 1560.8 | 0 | 0 | 0 | 0 | 1275.2 | 0 | 0 | 0 | 1953934.304 | 0
1349 | 1575.2 | 0 | 0 | 0 | 0 | 1276.6 | 0 | 0 | 0 | 1971961.376 | 0
1350 | 1132 | 0 | 0 | 0 | 0 | 1266.2 | 0 | 0 | 0 | 1417128.16 | 0
1351 | 1085.6 | 154.3907 | 154.3907 | 150.2932 | 150.2932 | 1384.45 | 219871.5058 | 54105.5564 | 24542.8816 | 1803567.0436 | 90556.0227
1352 | 972.737 | 1020.8512 | 1020.8512 | 993.7584 | 972.737 | 1500.85 | 1541956.9933 | 350185.32 | 158847.9521 | 0 | 485541.6736
1353 | 1002.649 | 1849.3506 | 1052.2427 | 1800.2698 | 1002.649 | 1580.85 | 1676726.6498 | 360953.64 | 163732.5817 | 0 | 420260.3284
1354 | 1224.946 | 3287.3338 | 1285.5351 | 3200.0898 | 1224.946 | 1560.1 | 2027729.6104 | 440980.56 | 200033.6818 | 0 | 538853.7454
1355 | 1629.851 | 4031.7398 | 1710.4678 | 3924.7396 | 1629.851 | 1532.9 | 2651669.7385 | 586746.36 | 266154.6683 | 0 | 761303.4021
1356 | 1267.651 | 3542.1129 | 1330.3524 | 3448.1072 | 1267.651 | 1526.95 | 2047672.8597 | 456354.36 | 207007.4083 | 0 | 599662.3055
1357 | 1387.724 | 2708.8186 | 1456.3646 | 2636.928 | 1387.724 | 1519.45 | 2225180.8412 | 499580.64 | 226615.3292 | 0 | 666870.7682
1358 | 1508.577 | 2321.8596 | 1583.1953 | 2260.2387 | 1508.577 | 1530.95 | 2440401.5831 | 543087.72 | 246350.6241 | 0 | 707598.0419
1359 | 1492.205 | 1654.3887 | 1566.0135 | 1610.4822 | 1492.205 | 1588.7 | 2507499.5328 | 537193.8 | 243677.0765 | 0 | 613743.9165
1360 | 1115.506 | 821.425 | 821.425 | 799.6248 | 799.6248 | 1567.05 | 1323176.7607 | 287864.9216 | 130578.7269 | 609118.8063 | 338874.2945
1361 | 1715.058 | 1370.4986 | 1370.4986 | 1334.1263 | 1334.1263 | 1608.75 | 2265553.6565 | 480285.4703 | 217862.8258 | 734556.6798 | 510935.3312
1362 | 1580.662 | 172.0143 | 172.0143 | 167.4491 | 167.4491 | 1623.65 | 287033.1886 | 60281.6825 | 27344.441 | 2725121.0117 | 61686.3994
1363 | 1152.8 | 0 | 0 | 0 | 0 | 1643.3 | 0 | 0 | 0 | 4120909.5488 | 0
1364 | 1612 | 0 | 0 | 0 | 0 | 1611.15 | 0 | 0 | 0 | 5762409.952 | 0
1365 | 1400.8 | 0 | 0 | 0 | 0 | 1593.3 | 0 | 0 | 0 | 5007434.1568 | 0
1366 | 1607.2 | 321.0034 | 321.0034 | 312.4841 | 312.4841 | 1591.55 | 525876.3452 | 112494.2763 | 51028.6537 | 4628215.7455 | 124934.2353
1367 | 1369.6 | 621.2819 | 621.2819 | 604.7934 | 604.7934 | 1665.35 | 1070191.51 | 217725.6373 | 98762.7683 | 2733950.9615 | 198112.8
1368 | 1172 | 0 | 0 | 0 | 0 | 1552.85 | 0 | 0 | 0 | 2259986.352 | 0
1369 | 1296.8 | 0 | 0 | 0 | 0 | 1411.4 | 0 | 0 | 0 | 1623437.984 | 0
1370 | 1394.4 | 0 | 0 | 0 | 0 | 1499 | 0 | 0 | 0 | 1745621.472 | 0
1371 | 1192 | 0 | 0 | 0 | 0 | 1472 | 0 | 0 | 0 | 1492240.96 | 0
1372 | 1368.8 | 0 | 0 | 0 | 0 | 1447.7 | 0 | 0 | 0 | 1713573.344 | 0
1373 | 1286.4 | 0 | 0 | 0 | 0 | 1448.65 | 0 | 0 | 0 | 1610418.432 | 0
1374 | 717.6 | 0 | 0 | 0 | 0 | 1456.65 | 0 | 0 | 0 | 898349.088 | 0
1375 | 961.6 | 160.4765 | 160.4765 | 156.2175 | 156.2175 | 1482.95 | 245569.1992 | 56238.3115 | 25510.3229 | 1553031.8995 | 79063.6666
1376 | 858.742 | 901.2177 | 901.2177 | 877.2999 | 858.742 | 1539.75 | 1399441.3425 | 309147.12 | 140232.5686 | 0 | 395236.0055
1377 | 924.647 | 1920.3478 | 970.3825 | 1869.3828 | 924.647 | 1598.5 | 1566117.6644 | 332872.92 | 150994.8551 | 0 | 371245.7705
1378 | 1261.322 | 3365.1966 | 1323.7104 | 3275.8861 | 1261.322 | 1606 | 2150033.7937 | 454075.92 | 205973.8826 | 0 | 496960.868
1379 | 921.625 | 3906.1558 | 967.2111 | 3802.4886 | 921.625 | 1605 | 1578782.0424 | 331785 | 150501.3625 | 0 | 364041.875
1380 | 1166.42 | 4160.5991 | 1224.1143 | 4050.1791 | 1166.42 | 1584.85 | 1963962.7473 | 419911.2 | 190476.386 | 0 | 484239.263
1381 | 1425.732 | 4058.6595 | 1496.2526 | 3950.9449 | 1425.732 | 1428.15 | 2154769.3213 | 513263.52 | 232822.0356 | 0 | 815304.8442
1382 | 1270.075 | 2682.0289 | 1332.8963 | 2610.8493 | 1270.075 | 1564.25 | 2108110.9048 | 457227 | 207403.2475 | 0 | 553435.1812
1383 | 1409.846 | 1697.72 | 1479.5808 | 1652.6634 | 1409.846 | 1614.7 | 2415054.0471 | 507544.56 | 230227.8518 | 0 | 543213.6638
1384 | 1503.303 | 848.2041 | 848.2041 | 825.6932 | 825.6932 | 1584.55 | 1386003.2441 | 297249.5586 | 134835.7025 | 1306645.7839 | 335777.9072
1385 | 1426.651 | 647.1984 | 647.1984 | 630.0221 | 630.0221 | 1638.8 | 1092680.8336 | 226807.9593 | 102882.6104 | 1536152.2362 | 222750.234
1386 | 1530.718 | 248.6723 | 248.6723 | 242.0727 | 242.0727 | 1640.7 | 420979.1926 | 87146.1575 | 39530.4653 | 2484915.4282 | 85136.8536
1387 | 1079.591 | 0 | 0 | 0 | 0 | 1644.5 | 0 | 0 | 0 | 3859209.6293 | 0
1388 | 1292 | 0 | 0 | 0 | 0 | 1611.15 | 0 | 0 | 0 | 4618507.232 | 0
1389 | 1392.8 | 0 | 0 | 0 | 0 | 1590.5 | 0 | 0 | 0 | 4978836.5888 | 0
1390 | 1493.6 | 321.0034 | 321.0034 | 312.4841 | 312.4841 | 1593.05 | 526361.4558 | 112494.2763 | 51028.6537 | 4222130.2799 | 124475.4243
1391 | 1524 | 621.2819 | 621.2819 | 604.7934 | 604.7934 | 1566.45 | 1005317.0065 | 217725.6373 | 98762.7683 | 3285884.0239 | 256661.6
1392 | 1385.6 | 0 | 0 | 0 | 0 | 1497.6 | 0 | 0 | 0 | 2671874.6496 | 0
1393 | 1531.2 | 0 | 0 | 0 | 0 | 1483.7 | 0 | 0 | 0 | 1916878.656 | 0
1394 | 1497.6 | 0 | 0 | 0 | 0 | 1451.95 | 0 | 0 | 0 | 1874815.488 | 0
1395 | 1485.6 | 0 | 0 | 0 | 0 | 1259 | 0 | 0 | 0 | 1859792.928 | 0
1396 | 1413.6 | 0 | 0 | 0 | 0 | 1159.7 | 0 | 0 | 0 | 1769657.568 | 0
1397 | 1488.8 | 0 | 0 | 0 | 0 | 1148.65 | 0 | 0 | 0 | 1863798.944 | 0
1398 | 1299.2 | 0 | 0 | 0 | 0 | 1227.25 | 0 | 0 | 0 | 1626442.496 | 0
1399 | 1104 | 58.856 | 58.856 | 57.294 | 57.294 | 1384.95 | 84291.5546 | 20625.8263 | 9356.104 | 2018380.0003 | 34493.2341
1400 | 1358.071 | 1272.4389 | 1272.4389 | 1238.6691 | 1238.6691 | 1449.9 | 1908246.9208 | 445920.862 | 202274.6577 | 230244.6692 | 666978.0967
1401 | 1671.657 | 1195.6098 | 1195.6098 | 1163.879 | 1163.879 | 1482.4 | 1831487.9897 | 418996.4389 | 190061.4402 | 979156.4475 | 589680.4584
1402 | 1400.192 | 2652.7909 | 1469.4493 | 2582.3873 | 1400.192 | 1343.45 | 1995122.4467 | 504069.12 | 228651.3536 | 0 | 919296.0576
1403 | 1499.733 | 3376.8425 | 1573.9138 | 3287.2229 | 1499.733 | 1263.45 | 2015090.4532 | 539903.88 | 244906.3989 | 0 | 1104628.3411
1404 | 1335.797 | 3139.4824 | 1401.8691 | 3056.1622 | 1335.797 | 1338.95 | 1895935.0894 | 480886.92 | 218135.6501 | 0 | 883028.6068
1405 | 1593.236 | 2855.8997 | 1672.0418 | 2780.1057 | 1593.236 | 1307.2 | 2199614.3046 | 573564.96 | 260175.4388 | 0 | 1103793.9008
1406 | 1620.676 | 3160.5535 | 1700.839 | 3076.6741 | 1620.676 | 1318.7 | 2266499.5076 | 583443.36 | 264656.3908 | 0 | 1104166.5588
1407 | 1525.559 | 2539.4836 | 1601.0173 | 2472.087 | 1525.559 | 1313.2 | 2121863.9479 | 549201.24 | 249123.7847 | 0 | 1047753.9212
1408 | 1514.83 | 1378.7904 | 1378.7904 | 1342.1981 | 1342.1981 | 1366.25 | 1942006.8396 | 483191.2984 | 219180.9418 | 332888.949 | 832624.5525
1409 | 1822.304 | 999.1997 | 999.1997 | 972.6815 | 972.6815 | 1527.35 | 1571575.3418 | 350165.3474 | 158838.8923 | 1638340.6212 | 450012.9009
1410 | 1605.867 | 273.9895 | 273.9895 | 266.718 | 266.718 | 1581.6 | 445714.2757 | 96018.4772 | 43555.0481 | 2582302.4582 | 109234.1984
1411 | 1954.45 | 0 | 0 | 0 | 0 | 1643.3 | 0 | 0 | 0 | 6986564.5972 | 0
1412 | 1688.8 | 0 | 0 | 0 | 0 | 1611.15 | 0 | 0 | 0 | 6036946.6048 | 0
1413 | 1488.8 | 0 | 0 | 0 | 0 | 1570.25 | 0 | 0 | 0 | 5322007.4048 | 0
1414 | 1700 | 321.0034 | 321.0034 | 312.4841 | 312.4841 | 1593.05 | 526481.0825 | 112494.2763 | 51028.6537 | 4959947.5343 | 124475.4243
1415 | 1531.2 | 621.2819 | 621.2819 | 604.7934 | 604.7934 | 1568.05 | 1006288.277 | 217725.6373 | 98762.7683 | 3311621.8351 | 255714.4
1416 | 1661.6 | 0 | 0 | 0 | 0 | 1535.8 | 0 | 0 | 0 | 3204089.8656 | 0
1417 | 677.6 | 0 | 0 | 0 | 0 | 1518.9 | 0 | 0 | 0 | 848273.888 | 0
1418 | 501.6 | 0 | 0 | 0 | 0 | 1520.9 | 0 | 0 | 0 | 627943.008 | 0
1419 | 592.8 | 0 | 0 | 0 | 0 | 1493.85 | 0 | 0 | 0 | 742114.464 | 0
1420 | 738.4 | 0 | 0 | 0 | 0 | 1469.55 | 0 | 0 | 0 | 924388.192 | 0
1421 | 784.8 | 0 | 0 | 0 | 0 | 1493.3 | 0 | 0 | 0 | 982475.424 | 0
1422 | 656.8 | 0 | 0 | 0 | 0 | 1511.1 | 0 | 0 | 0 | 822234.784 | 0
1423 | 596 | 150.7774 | 150.7774 | 146.7758 | 146.7758 | 1541 | 240507.4885 | 52839.2906 | 23968.4893 | 866246.1985 | 65944.989
1424 | 458.959 | 586.2036 | 481.6604 | 570.6461 | 458.959 | 1562.85 | 759530.3938 | 165225.24 | 74948.0047 | 0 | 200633.9268
1425 | 545.507 | 1969.3461 | 572.4893 | 1917.0808 | 545.507 | 1596.45 | 923153.0576 | 196382.52 | 89081.2931 | 0 | 220139.3499
1426 | 657.357 | 3049.1583 | 689.8717 | 2968.2353 | 657.357 | 1555.95 | 1085188.9891 | 236648.52 | 107346.3981 | 0 | 291899.3759
1427 | 784.747 | 3754.988 | 823.5627 | 3655.3327 | 784.747 | 1316.9 | 1102327.0799 | 282508.92 | 128149.1851 | 0 | 536060.6757
1428 | 756.627 | 3917.7356 | 794.0518 | 3813.761 | 756.627 | 1353.95 | 1089047.1359 | 272385.72 | 123557.1891 | 0 | 488818.8734
1429 | 915.603 | 3361.0922 | 960.8912 | 3271.8906 | 915.603 | 1342.1 | 1301124.9911 | 329617.08 | 149517.9699 | 0 | 602375.2137
1430 | 833.363 | 2981.0282 | 874.5834 | 2901.9133 | 833.363 | 1439.1 | 1273133.2866 | 300010.68 | 136088.1779 | 0 | 467433.3067
1431 | 642.919 | 2223.2909 | 674.7195 | 2164.286 | 642.919 | 1540.6 | 1051079.2601 | 231450.84 | 104988.6727 | 0 | 295356.9886
1432 | 667.766 | 1966.3394 | 700.7955 | 1914.1539 | 667.766 | 1555.75 | 1101021.7071 | 240395.76 | 109046.1878 | 0 | 296655.0455
1433 | 671.56 | 1134.7662 | 704.7772 | 1104.6501 | 671.56 | 1602.75 | 1138936.2884 | 241761.6 | 109665.748 | 0 | 266777.21
1434 | 759.475 | 214.5301 | 214.5301 | 208.8366 | 208.8366 | 1626.5 | 359152.2794 | 75181.1775 | 34103.0174 | 1061804.8291 | 76350.4965
1435 | 768.029 | 0 | 0 | 0 | 0 | 1642.45 | 0 | 0 | 0 | 2745470.1942 | 0
1436 | 534.4 | 0 | 0 | 0 | 0 | 1611.15 | 0 | 0 | 0 | 1910317.5424 | 0
1437 | 708.8 | 0 | 0 | 0 | 0 | 1588.45 | 0 | 0 | 0 | 2533744.5248 | 0
1438 | 805.6 | 321.0034 | 321.0034 | 312.4841 | 312.4841 | 1589.85 | 524563.4967 | 112494.2763 | 51028.6537 | 1762739.4319 | 125454.2211
1439 | 713.6 | 621.2819 | 621.2819 | 604.7934 | 604.7934 | 1564.4 | 1003487.5195 | 217725.6373 | 98762.7683 | 388950.3855 | 257875.2
1440 | 728.8 | 0 | 0 | 0 | 0 | 1544.7 | 0 | 0 | 0 | 1405356.7008 | 0
1441 | 1704 | 0 | 0 | 0 | 0 | 1379.75 | 0 | 0 | 0 | 3285850.464 | 0
1442 | 1666.4 | 0 | 0 | 0 | 0 | 1464.25 | 0 | 0 | 0 | 3213345.7824 | 0
1443 | 1551.2 | 0 | 0 | 0 | 0 | 1368.25 | 0 | 0 | 0 | 2991203.7792 | 0
1444 | 1624 | 0 | 0 | 0 | 0 | 1227.35 | 0 | 0 | 0 | 3131585.184 | 0
1445 | 1580.8 | 0 | 0 | 0 | 0 | 1367.25 | 0 | 0 | 0 | 3048281.9328 | 0
1446 | 1460 | 0 | 0 | 0 | 0 | 1373.85 | 0 | 0 | 0 | 2815341.36 | 0
1447 | 1464 | 78.7097 | 78.7097 | 76.6208 | 76.6208 | 1569.25 | 127376.8963 | 27583.4845 | 12512.175 | 2675305.5284 | 32306.25
1448 | 110.259 | 194.4424 | 115.7127 | 189.282 | 110.259 | 1496.4 | 174568.2798 | 39693.24 | 18005.2947 | 0 | 55526.4324
1449 | 89.69 | 1565.2369 | 94.1263 | 1523.6964 | 89.69 | 1562 | 148519.7361 | 32288.4 | 14646.377 | 0 | 39284.22
1450 | 0 | 2642.0203 | 0 | 2571.9025 | 0 | 1396.3 | 0 | 0 | 0 | 0 | 0
1451 | 0 | 3424.7148 | 0 | 3333.8247 | 0 | 346.75 | 0 | 0 | 0 | 0 | 0
1452 | 0 | 3384.1803 | 0 | 3294.366 | 0 | 337.7 | 0 | 0 | 0 | 0 | 0
1453 | 0 | 2609.2445 | 0 | 2539.9966 | 0 | 760.6 | 0 | 0 | 0 | 0 | 0
1454 | 87.814 | 2740.5176 | 92.1575 | 2667.7857 | 87.814 | 1218.9 | 113724.6497 | 31613.04 | 14340.0262 | 0 | 68591.5154
1455 | 71.433 | 2066.0856 | 74.9663 | 2011.2528 | 71.433 | 1240.35 | 93856.5416 | 25715.88 | 11665.0089 | 0 | 54264.0785
1456 | 76.614 | 2442.169 | 80.4035 | 2377.3551 | 76.614 | 1375.2 | 111384.587 | 27581.04 | 12511.0662 | 0 | 47868.4272
1457 | 71.47 | 1369.085 | 75.0051 | 1332.7502 | 71.47 | 1579.55 | 118966.8599 | 25729.2 | 11671.051 | 0 | 30049.5615
1458 | 83.419 | 270.5893 | 87.5451 | 263.408 | 83.419 | 1412.4 | 124027.9648 | 30030.84 | 13622.3227 | 0 | 49017.0044
1459 | 77.625 | 81.4645 | 81.4645 | 79.3025 | 77.625 | 1409.9 | 115198.8463 | 27945 | 12676.1625 | 0 | 45806.5125
1460 | 86.4 | 90.6736 | 90.6736 | 88.2672 | 86.4 | 1422.85 | 129532.6352 | 31104 | 14109.12 | 0 | 49865.76
1461 | 79.2 | 83.1174 | 83.1174 | 80.9116 | 79.2 | 1614.45 | 134793.7741 | 28512 | 12933.36 | 0 | 30535.56
1462 | 86.4 | 90.6736 | 90.6736 | 88.2672 | 86.4 | 1726.3 | 157378.324 | 31104 | 14109.12 | 0 | 23647.68
1463 | 79.2 | 83.1174 | 83.1174 | 80.9116 | 79.2 | 1701.05 | 142550.2097 | 28512 | 12933.36 | 0 | 23676.84
1464 | 84 | 88.1549 | 88.1549 | 85.8153 | 84 | 1487.7 | 132248.4243 | 30240 | 13717.2 | 0 | 43033.2
1465 | 75.2 | 6.8771 | 6.8771 | 6.6946 | 6.6946 | 1422.25 | 10066.388 | 2410.061 | 1093.2304 | 85760.5228 | 3785.9958
1466 | 81.6 | 85.6362 | 85.6362 | 83.3634 | 81.6 | 1464.7 | 126460.8119 | 29376 | 13325.28 | 0 | 43680.48
1467 | 76 | 79.7592 | 79.7592 | 77.6424 | 76 | 1461.15 | 117706.0016 | 27360 | 12410.8 | 0 | 40952.6
1468 | 80 | 83.957 | 83.957 | 81.7288 | 80 | 1459.25 | 123832.3993 | 28800 | 13064 | 0 | 43260
1469 | 76.8 | 80.5987 | 80.5987 | 78.4597 | 76.8 | 1458.9 | 118753.1435 | 27648 | 12541.44 | 0 | 41556.48
1470 | 81.6 | 85.6362 | 85.6362 | 83.3634 | 81.6 | 1462.3 | 126348.5076 | 29376 | 13325.28 | 0 | 43876.32
1471 | 67.2 | 70.5239 | 70.5239 | 68.6522 | 67.2 | 1469.9 | 104846.0568 | 24192 | 10973.76 | 0 | 35622.72
1472 | 79.057 | 82.9674 | 82.9674 | 80.7655 | 79.057 | 1490.1 | 124911.9001 | 28460.52 | 12910.0081 | 0 | 40311.1643
1473 | 544.574 | 802.0193 | 571.5101 | 780.7342 | 544.574 | 1531.45 | 884655.2349 | 196046.64 | 88928.9342 | 0 | 255160.1477
1474 | 1505.096 | 1990.8538 | 1579.5421 | 1938.0177 | 1505.096 | 1542.2 | 2464355.8312 | 541834.56 | 245782.1768 | 0 | 689032.9488
1475 | 1673.221 | 3027.8794 | 1755.983 | 2947.5211 | 1673.221 | 1450.45 | 2577336.4145 | 602359.56 | 273236.9893 | 0 | 919518.6006
1476 | 1557.38 | 3973.4159 | 1634.4122 | 3867.9636 | 1557.38 | 1495.5 | 2471166.8835 | 560656.8 | 254320.154 | 0 | 785698.21
1477 | 1552.097 | 4027.0613 | 1628.8679 | 3920.1852 | 1552.097 | 1396.35 | 2298103.2342 | 558754.92 | 253457.4401 | 0 | 936923.3541
1478 | 1601.467 | 3753.9942 | 1680.6799 | 3654.3652 | 1601.467 | 1419.05 | 2414229.9348 | 576528.12 | 261519.5611 | 0 | 930372.2536
1479 | 1699.22 | 3229.902 | 1783.268 | 3144.1821 | 1699.22 | 1324.65 | 2383227.7665 | 611719.2 | 277482.626 | 0 | 1147568.227
1480 | 1209.033 | 1810.8605 | 1268.835 | 1762.8012 | 1209.033 | 1563.25 | 1998733.5084 | 435251.88 | 197435.0889 | 0 | 528045.1628
1481 | 1602.265 | 1352.366 | 1352.366 | 1316.4749 | 1316.4749 | 1563.2 | 2173578.6374 | 473930.971 | 214980.3544 | 551093.5849 | 562872.2736
1482 | 1255.783 | 258.045 | 258.045 | 251.1967 | 251.1967 | 1548.4 | 409611.4038 | 90430.7988 | 41020.4151 | 1937159.9064 | 111040.7628
1483 | 1313.251 | 0 | 0 | 0 | 0 | 1543.05 | 0 | 0 | 0 | 4694473.0967 | 0
1484 | 1345.6 | 0 | 0 | 0 | 0 | 1525.2 | 0 | 0 | 0 | 4810110.9376 | 0
1485 | 1182.4 | 0 | 0 | 0 | 0 | 1430.9 | 0 | 0 | 0 | 4226720.5504 | 0
1486 | 1305.6 | 321.0034 | 321.0034 | 312.4841 | 312.4841 | 1512.9 | 497611.0349 | 112494.2763 | 51028.6537 | 3550087.4319 | 148991.2254
1487 | 1395.2 | 621.2819 | 621.2819 | 604.7934 | 604.7934 | 1497.15 | 956073.728 | 217725.6373 | 98762.7683 | 2825463.1791 | 297687.2
1488 | 1414.4 | 0 | 0 | 0 | 0 | 1432.95 | 0 | 0 | 0 | 2727410.1504 | 0
1489 | 1534.4 | 0 | 0 | 0 | 0 | 860.2 | 0 | 0 | 0 | 1920884.672 | 0
1490 | 1493.6 | 0 | 0 | 0 | 0 | 1367.55 | 0 | 0 | 0 | 1869807.968 | 0
1491 | 1685.6 | 0 | 0 | 0 | 0 | 1363.3 | 0 | 0 | 0 | 2110168.928 | 0
1492 | 1434.4 | 0 | 0 | 0 | 0 | 1274.6 | 0 | 0 | 0 | 1795696.672 | 0
1493 | 1459.2 | 0 | 0 | 0 | 0 | 1058.8 | 0 | 0 | 0 | 1826743.296 | 0
1494 | 1717.6 | 0 | 0 | 0 | 0 | 1307.6 | 0 | 0 | 0 | 2150229.088 | 0
1495 | 1190.4 | 113.4007 | 113.4007 | 110.3911 | 110.3911 | 1355.75 | 158544.5248 | 39740.8133 | 18026.8745 | 2082598.3494 | 69615.078
1496 | 1580.043 | 1051.8229 | 1051.8229 | 1023.9081 | 1023.9081 | 1453.9 | 1579981.3419 | 368606.9295 | 167204.1989 | 1072403.7534 | 547328.1789
1497 | 1502.036 | 1576.3308 | 1576.3308 | 1534.4958 | 1502.036 | 1302.25 | 2079732.8093 | 540732.96 | 245282.4788 | 0 | 1048045.619
1498 | 1441.807 | 1995.1251 | 1513.1227 | 1942.1756 | 1441.807 | 1245.55 | 1912350.8052 | 519050.52 | 235447.0831 | 0 | 1087771.2911
1499 | 1867.076 | 3552.2675 | 1959.4256 | 3457.9923 | 1867.076 | 1315.8 | 2612384.1234 | 672147.36 | 304893.5108 | 0 | 1277453.3992
1500 | 1969.563 | 4015.9076 | 2066.9829 | 3909.3276 | 1969.563 | 1282.35 | 2691434.3665 | 709042.68 | 321629.6379 | 0 | 1413456.8869
1501 | 1991.36 | 2537.3783 | 2089.858 | 2470.0377 | 1991.36 | 724.25 | 1536185.2776 | 716889.6 | 325189.088 | 0 | 2540477.52
1502 | 1801.825 | 1734.9707 | 1734.9707 | 1688.9255 | 1688.9255 | 282 | 506549.7916 | 608013.1856 | 275801.5367 | 217705.8821 | 2840195.882
1503 | 1593.282 | 2429.2186 | 1672.09 | 2364.7485 | 1593.282 | 295.55 | 501047.3963 | 573581.52 | 260182.9506 | 0 | 2715669.5049
1504 | 1359.178 | 2414.0675 | 1426.4066 | 2349.9995 | 1359.178 | 301.3 | 434691.2474 | 489304.08 | 221953.7674 | 0 | 2308835.6686
1505 | 1889.839 | 1378.0925 | 1378.0925 | 1341.5187 | 1341.5187 | 310.05 | 438828.8342 | 482946.7249 | 219070.0005 | 1057334.8458 | 2219142.6329
1506 | 1338.014 | 267.3244 | 267.3244 | 260.2297 | 260.2297 | 1368 | 375517.9261 | 93682.7077 | 42495.5171 | 2078308.6261 | 160986.2
1507 | 1353.885 | 0 | 0 | 0 | 0 | 1517 | 0 | 0 | 0 | 4839727.294 | 0
1508 | 1158.4 | 0 | 0 | 0 | 0 | 1503.75 | 0 | 0 | 0 | 4140927.8464 | 0
1509 | 1659.2 | 0 | 0 | 0 | 0 | 1487.05 | 0 | 0 | 0 | 5931135.6032 | 0
1510 | 1568 | 321.0034 | 321.0034 | 312.4841 | 312.4841 | 1480.15 | 488993.9685 | 112494.2763 | 51028.6537 | 4488087.6623 | 159008.5989
1511 | 1603.2 | 621.2819 | 621.2819 | 604.7934 | 604.7934 | 1467.85 | 940256.9142 | 217725.6373 | 98762.7683 | 3568999.9471 | 315032.8
1512 | 1517.6 | 0 | 0 | 0 | 0 | 633.75 | 0 | 0 | 0 | 2926412.3616 | 0
1513 | 1664 | 0 | 0 | 0 | 0 | 1476.7 | 0 | 0 | 0 | 2083128.32 | 0
1514 | 1617.6 | 0 | 0 | 0 | 0 | 1065.4 | 0 | 0 | 0 | 2025041.088 | 0
1515 | 1648 | 0 | 0 | 0 | 0 | 911.7 | 0 | 0 | 0 | 2063098.24 | 0
1516 | 1176.8 | 0 | 0 | 0 | 0 | 260.85 | 0 | 0 | 0 | 1473212.384 | 0
1517 | 1515.2 | 0 | 0 | 0 | 0 | 510.7 | 0 | 0 | 0 | 1896848.576 | 0
1518 | 1512.8 | 0 | 0 | 0 | 0 | 1235.05 | 0 | 0 | 0 | 1893844.064 | 0
1519 | 1321.6 | 119.581 | 119.581 | 116.4074 | 116.4074 | 1535.9 | 189196.4258 | 41906.6685 | 19009.3305 | 2323992.1496 | 52881.8745
1520 | 1341.317 | 1145.3878 | 1145.3878 | 1114.9898 | 1114.9898 | 1673.3 | 1971307.4351 | 401396.337 | 182077.8384 | 436430.313 | 356561.6868
1521 | 1629.663 | 1710.2705 | 1710.2705 | 1664.8809 | 1629.663 | 1790.65 | 3085752.22 | 586678.68 | 266123.9679 | 0 | 341169.949
1522 | 1448.199 | 2123.7903 | 1519.8298 | 2067.4261 | 1448.199 | 1748.25 | 2686727.4281 | 521351.64 | 236490.8967 | 0 | 364584.0982
1523 | 1859.743 | 3764.2191 | 1951.7309 | 3664.3188 | 1859.743 | 1540.15 | 3039232.3307 | 669507.48 | 303696.0319 | 0 | 855202.8185
1524 | 1762.66 | 3972.1208 | 1849.8459 | 3866.7029 | 1762.66 | 1531.1 | 2857381.9557 | 634557.6 | 287842.378 | 0 | 826511.274
1525 | 1573.75 | 2980.1414 | 1651.5919 | 2901.0501 | 1573.75 | 1517.5 | 2525475.143 | 566550 | 256993.375 | 0 | 759334.375
1526 | 1726.047 | 2844.1909 | 1811.422 | 2768.7076 | 1726.047 | 1541.65 | 2813407.8539 | 621376.92 | 281863.4751 | 0 | 791133.6424
1527 | 1828.904 | 2244.594 | 1919.3665 | 2185.0237 | 1828.904 | 1716.35 | 3315623.4033 | 658405.44 | 298660.0232 | 0 | 518768.6196
1528 | 1697.557 | 2134.1265 | 1781.5228 | 2077.4879 | 1697.557 | 1775.2 | 3173683.5126 | 611120.52 | 277211.0581 | 0 | 381610.8136
1529 | 1829.581 | 1405.7878 | 1405.7878 | 1368.479 | 1368.479 | 1890.7 | 2719990.76 | 492652.4336 | 223472.6178 | 889150.3985 | 146410.7383
1530 | 1704.422 | 284.9249 | 284.9249 | 277.3632 | 277.3632 | 1886.35 | 549505.037 | 99850.7426 | 45293.4063 | 2751820.3672 | 30855.5204
1531 | 1675.433 | 0 | 0 | 0 | 0 | 1883.85 | 0 | 0 | 0 | 5989163.6434 | 0
1532 | 1698.4 | 0 | 0 | 0 | 0 | 1865.55 | 0 | 0 | 0 | 6071263.6864 | 0
1533 | 1537.6 | 0 | 0 | 0 | 0 | 1850.4 | 0 | 0 | 0 | 5496452.5696 | 0
1534 | 1532 | 321.0034 | 321.0034 | 312.4841 | 312.4841 | 1836.3 | 603383.1706 | 112494.2763 | 51028.6537 | 4359398.6063 | 50071.5738
1535 | 1324 | 621.2819 | 621.2819 | 604.7934 | 604.7934 | 1816.05 | 1156429.7833 | 217725.6373 | 98762.7683 | 2570944.8239 | 108898.4
1536 | 382.4 | 0 | 0 | 0 | 0 | 1798.85 | 0 | 0 | 0 | 737388.0384 | 0
1537 | 394.4 | 0 | 0 | 0 | 0 | 1783.2 | 0 | 0 | 0 | 493741.472 | 0
1538 | 378.4 | 0 | 0 | 0 | 0 | 1770.4 | 0 | 0 | 0 | 473711.392 | 0
1539 | 357.6 | 0 | 0 | 0 | 0 | 1690.2 | 0 | 0 | 0 | 447672.288 | 0
1540 | 367.2 | 0 | 0 | 0 | 0 | 1633.85 | 0 | 0 | 0 | 459690.336 | 0
1541 | 380 | 0 | 0 | 0 | 0 | 1667.2 | 0 | 0 | 0 | 475714.4 | 0
1542 | 397.6 | 0 | 0 | 0 | 0 | 1673.05 | 0 | 0 | 0 | 497747.488 | 0
1543 | 354.4 | 150.8896 | 150.8896 | 146.8851 | 146.8851 | 1685.7 | 261074.8378 | 52878.643 | 23986.34 | 400154.2642 | 45189.4254
1544 | 442.969 | 610.4032 | 464.8794 | 594.2034 | 442.969 | 1726.8 | 807100.99 | 159468.84 | 72336.8377 | 0 | 121019.1308
1545 | 1680.912 | 1764.0545 | 1764.0545 | 1717.2374 | 1680.912 | 1838.15 | 3258321.7137 | 605128.32 | 274492.9296 | 0 | 272055.6072
1546 | 1829.403 | 1919.8902 | 1919.8902 | 1868.9374 | 1829.403 | 1848.25 | 3566972.7433 | 658585.08 | 298741.5099 | 0 | 277611.9052
1547 | 1851.263 | 1942.8315 | 1942.8315 | 1891.2698 | 1851.263 | 1748.25 | 3417598.7434 | 666454.68 | 302311.2479 | 0 | 466055.4603
1548 | 1924.839 | 2567.8453 | 2020.0467 | 2499.6961 | 1924.839 | 1611.5 | 3272903.3097 | 692942.04 | 314326.2087 | 0 | 747799.9515
1549 | 1677.954 | 1852.7792 | 1760.9501 | 1803.6074 | 1677.954 | 1517.5 | 2681882.3048 | 604063.44 | 274009.8882 | 0 | 809612.805
1550 | 1718.738 | 712.2882 | 712.2882 | 693.3844 | 693.3844 | 1653.55 | 1210773.2251 | 249618.3976 | 113229.6787 | 1977205.6796 | 235141.5046
1551 | 1907.596 | 1991.7259 | 1991.7259 | 1938.8666 | 1907.596 | 1773.35 | 3569739.477 | 686734.56 | 311510.4268 | 0 | 430148.3824
1552 | 1688.519 | 1772.0377 | 1772.0377 | 1725.0088 | 1688.519 | 1876.2 | 3336204.8036 | 607866.84 | 275735.1527 | 0 | 209038.6522
1553 | 2091.005 | 1317.5091 | 1317.5091 | 1282.5431 | 1282.5431 | 1890.7 | 2551966.5065 | 461715.533 | 209439.2959 | 1558969.9262 | 137216.6409
1554 | 1608.296 | 230.8881 | 230.8881 | 224.7604 | 224.7604 | 1886.35 | 445730.1938 | 80913.7611 | 36703.3811 | 2667893.7425 | 25003.6819
1555 | 1773.255 | 0 | 0 | 0 | 0 | 1883.85 | 0 | 0 | 0 | 6338847.5555 | 0
1556 | 1601.6 | 0 | 0 | 0 | 0 | 1865.55 | 0 | 0 | 0 | 5725233.1136 | 0
1557 | 1201.6 | 0 | 0 | 0 | 0 | 1850.4 | 0 | 0 | 0 | 4295354.7136 | 0
1558 | 1380.8 | 321.0034 | 321.0034 | 312.4841 | 312.4841 | 1836.3 | 603723.0332 | 112494.2763 | 51028.6537 | 3818904.5711 | 50071.5738
1559 | 1320.8 | 621.2819 | 621.2819 | 604.7934 | 604.7934 | 1816.05 | 1157526.6075 | 217725.6373 | 98762.7683 | 2559505.7967 | 108898.4
1560 | 361.6 | 0 | 0 | 0 | 0 | 1798.85 | 0 | 0 | 0 | 697279.0656 | 0
1561 | 110.4 | 0 | 0 | 0 | 0 | 1783.2 | 0 | 0 | 0 | 138207.552 | 0
1562 | 116.8 | 0 | 0 | 0 | 0 | 1709 | 0 | 0 | 0 | 146219.584 | 0
1563 | 111.2 | 0 | 0 | 0 | 0 | 1668.7 | 0 | 0 | 0 | 139209.056 | 0
1564 | 113.6 | 0 | 0 | 0 | 0 | 1659.85 | 0 | 0 | 0 | 142213.568 | 0
1565 | 110.4 | 0 | 0 | 0 | 0 | 1635.2 | 0 | 0 | 0 | 138207.552 | 0
1566 | 114.4 | 0 | 0 | 0 | 0 | 1667.05 | 0 | 0 | 0 | 143215.072 | 0
1567 | 98.4 | 103.2671 | 103.2671 | 100.5265 | 98.4 | 1773.8 | 183722.4334 | 35424 | 16068.72 | 0 | 22258.08
1568 | 220.236 | 550.5355 | 231.1295 | 535.9246 | 220.236 | 1788.4 | 415386.4062 | 79284.96 | 35964.5388 | 0 | 46601.9376
1569 | 1212.985 | 1877.0428 | 1272.9815 | 1827.2271 | 1212.985 | 1847.15 | 2362391.0438 | 436674.6 | 198080.4505 | 0 | 185404.7573
1570 | 1238.812 | 3080.2182 | 1300.087 | 2998.4709 | 1238.812 | 1857.25 | 2427312.8114 | 445972.32 | 202297.9996 | 0 | 176840.413
1571 | 1664.717 | 3219.463 | 1747.0584 | 3134.0202 | 1664.717 | 1799.25 | 3163564.0306 | 599298.12 | 271848.2861 | 0 | 334191.9377
1572 | 1556.917 | 3434.4013 | 1633.9263 | 3343.2542 | 1556.917 | 1711.7 | 2819736.3846 | 560490.12 | 254244.5461 | 0 | 448859.1711
1573 | 1408.483 | 3378.8931 | 1478.1504 | 3289.2192 | 1408.483 | 1555.95 | 2309830.2886 | 507053.88 | 230005.2739 | 0 | 625436.8761
1574 | 1587.586 | 3007.9196 | 1666.1123 | 2928.0911 | 1587.586 | 1578.35 | 2650432.1926 | 571530.96 | 259252.7938 | 0 | 669405.6369
1575 | 1726.378 | 2651.4234 | 1811.7693 | 2581.0561 | 1726.378 | 1716.35 | 3131888.8056 | 621496.08 | 281917.5274 | 0 | 489687.1197
1576 | 1711.478 | 2000.7356 | 1796.1323 | 1947.6371 | 1711.478 | 1753.7 | 3167070.5381 | 616132.08 | 279484.3574 | 0 | 421537.0314
1577 | 1544.327 | 1009.1413 | 1009.1413 | 982.3592 | 982.3592 | 1890.7 | 1953877.5131 | 353649.3254 | 160419.2634 | 1083651.4287 | 105100.5847
1578 | 1402.659 | 204.3881 | 204.3881 | 198.9638 | 198.9638 | 1886.35 | 394517.3189 | 71626.9535 | 32490.782 | 2321104.7907 | 22133.9058
1579 | 1439.865 | 0 | 0 | 0 | 0 | 1883.85 | 0 | 0 | 0 | 5147079.656 | 0
1580 | 1459.2 | 0 | 0 | 0 | 0 | 1865.55 | 0 | 0 | 0 | 5216196.4032 | 0
1581 | 1510.4 | 0 | 0 | 0 | 0 | 1850.4 | 0 | 0 | 0 | 5399220.8384 | 0
1582 | 1384 | 321.0034 | 321.0034 | 312.4841 | 312.4841 | 1836.3 | 602029.3197 | 112494.2763 | 51028.6537 | 3830343.5983 | 50071.5738
1583 | 1400 | 621.2819 | 621.2819 | 604.7934 | 604.7934 | 1816.05 | 1155188.928 | 217725.6373 | 98762.7683 | 2842621.7199 | 108898.4
1584 | 472 | 0 | 0 | 0 | 0 | 1798.85 | 0 | 0 | 0 | 910165.152 | 0
1585 | 416.8 | 0 | 0 | 0 | 0 | 1661.85 | 0 | 0 | 0 | 521783.584 | 0
1586 | 390.4 | 0 | 0 | 0 | 0 | 1760.4 | 0 | 0 | 0 | 488733.952 | 0
1587 | 431.2 | 0 | 0 | 0 | 0 | 1668.7 | 0 | 0 | 0 | 539810.656 | 0
1588 | 381.6 | 0 | 0 | 0 | 0 | 1663.35 | 0 | 0 | 0 | 477717.408 | 0
1589 | 384 | 0 | 0 | 0 | 0 | 1660.2 | 0 | 0 | 0 | 480721.92 | 0
1590 | 484.8 | 0 | 0 | 0 | 0 | 1662.55 | 0 | 0 | 0 | 606911.424 | 0
1591 | 424 | 130.167 | 130.167 | 126.7124 | 126.7124 | 1685.7 | 224717.9978 | 45616.4633 | 20692.1346 | 573264.4397 | 38983.2576
1592 | 433.137 | 525.6087 | 454.5611 | 511.6593 | 433.137 | 1705.3 | 779140.08 | 155929.32 | 70731.2721 | 0 | 127645.4739
1593 | 1644.823 | 1791.075 | 1726.1804 | 1743.5408 | 1644.823 | 1847.15 | 3205339.2993 | 592136.28 | 268599.5959 | 0 | 251411.1955
1594 | 1786.904 | 2962.9439 | 1875.2891 | 2884.3089 | 1786.904 | 1805.75 | 3412697.008 | 643285.44 | 291801.4232 | 0 | 347106.102
1595 | 1792.2 | 3400.5918 | 1880.8471 | 3310.342 | 1792.2 | 1718.25 | 3265244.9072 | 645192 | 292666.26 | 0 | 504952.35
1596 | 1606.691 | 3694.2861 | 1686.1623 | 3596.2417 | 1606.691 | 1611.5 | 2745784.8534 | 578408.76 | 262372.6403 | 0 | 624199.4535
1597 | 1894.24 | 3731.7813 | 1987.9342 | 3632.7418 | 1894.24 | 1517.5 | 3046860.4851 | 681926.4 | 309329.392 | 0 | 913970.8
1598 | 1829.242 | 3334.6153 | 1919.7213 | 3246.1164 | 1829.242 | 1541.9 | 2995254.1788 | 658527.12 | 298715.2186 | 0 | 837975.7602
1599 | 1903.518 | 3046.692 | 1997.6711 | 2965.8345 | 1903.518 | 1716.35 | 3464934.0142 | 685266.48 | 310844.4894 | 0 | 539932.8807
1600 | 1476.616 | 2281.13 | 1549.6534 | 2220.59 | 1476.616 | 1776.2 | 2774103.1115 | 531581.76 | 241131.3928 | 0 | 330466.6608
1601 | 1535.769 | 1247.6233 | 1247.6233 | 1214.5121 | 1214.5121 | 1886.2 | 2418195.4461 | 437224.341 | 198329.8191 | 619484.9006 | 135287.8298
1602 | 1485.795 | 217.1622 | 217.1622 | 211.3988 | 211.3988 | 1886.35 | 420727.798 | 76103.5692 | 34521.4246 | 2457438.5765 | 23517.2536
1603 | 1357.077 | 0 | 0 | 0 | 0 | 1883.85 | 0 | 0 | 0 | 4851137.7236 | 0
1604 | 1589.6 | 0 | 0 | 0 | 0 | 1865.55 | 0 | 0 | 0 | 5682336.7616 | 0
1605 | 1525.6 | 0 | 0 | 0 | 0 | 1798.9 | 0 | 0 | 0 | 5453556.2176 | 0
1606 | 1258.4 | 321.0034 | 321.0034 | 312.4841 | 312.4841 | 1836.3 | 606258.2378 | 112494.2763 | 51028.6537 | 3381361.7807 | 50071.5738
1607 | 1140 | 621.2819 | 621.2819 | 604.7934 | 604.7934 | 1796.6 | 1147805.5571 | 217725.6373 | 98762.7683 | 1913200.7599 | 120412.8
1608 | 1290.4 | 0 | 0 | 0 | 0 | 1667.35 | 0 | 0 | 0 | 2488298.9664 | 0
1609 | 1470.4 | 0 | 0 | 0 | 0 | 1504.05 | 0 | 0 | 0 | 2835395.8464 | 0
1610 | 904.8 | 0 | 0 | 0 | 0 | 1532.45 | 0 | 0 | 0 | 1744740.3168 | 0
1611 | 1167.2 | 0 | 0 | 0 | 0 | 1495 | 0 | 0 | 0 | 2250730.4352 | 0
1612 | 1140.8 | 0 | 0 | 0 | 0 | 1454.25 | 0 | 0 | 0 | 2199822.8928 | 0
1613 | 1201.6 | 0 | 0 | 0 | 0 | 1454.6 | 0 | 0 | 0 | 2317064.5056 | 0
1614 | 1211.2 | 0 | 0 | 0 | 0 | 1533.1 | 0 | 0 | 0 | 2335576.3392 | 0
1615 | 1014.4 | 122.763 | 122.763 | 119.5049 | 119.5049 | 1587.35 | 200870.3462 | 43021.7768 | 19515.156 | 1725640.471 | 48270.5591
1616 | 337.397 | 504.8913 | 354.0856 | 491.4917 | 337.397 | 1648.3 | 589461.2632 | 121462.92 | 55096.9301 | 0 | 118662.5249
1617 | 274.291 | 1781.5123 | 287.8592 | 1734.2319 | 274.291 | 1734.65 | 505385.6312 | 98744.76 | 44791.7203 | 0 | 72783.1168
1618 | 264.437 | 3010.0668 | 277.5168 | 2930.1813 | 264.437 | 1655.8 | 465971.8187 | 95197.32 | 43182.5621 | 0 | 91019.2154
1619 | 281.379 | 3521.746 | 295.2968 | 3428.2808 | 281.379 | 1540.15 | 459916.2867 | 101296.44 | 45949.1907 | 0 | 129392.1331
1620 | 297.305 | 3801.0584 | 312.0105 | 3700.1804 | 297.305 | 1531.1 | 482547.7612 | 107029.8 | 48549.9065 | 0 | 139406.3145
1621 | 288.999 | 3546.04 | 303.2937 | 3451.9301 | 288.999 | 1517.5 | 465207.8587 | 104039.64 | 47193.5367 | 0 | 139442.0175
1622 | 276.252 | 2765.0257 | 289.9162 | 2691.6434 | 276.252 | 1539.3 | 451671.6345 | 99450.72 | 45111.9516 | 0 | 127269.2964
1623 | 267.096 | 1337.3209 | 280.3073 | 1301.8291 | 267.096 | 1560.75 | 442367.1557 | 96154.56 | 43616.7768 | 0 | 117321.918
1624 | 204.599 | 1298.7027 | 214.719 | 1264.2359 | 204.599 | 1608.55 | 348955.9378 | 73655.64 | 33411.0167 | 0 | 80090.2786
1625 | 286.349 | 925.9903 | 300.5126 | 901.415 | 286.349 | 1759.2 | 533733.3267 | 103085.64 | 46760.7917 | 0 | 68952.8392
1626 | 229.93 | 179.5547 | 179.5547 | 174.7894 | 174.7894 | 1754.85 | 324812.2294 | 62924.1803 | 28543.1073 | 106328.521 | 41943.2038
1627 | 205.13 | 0 | 0 | 0 | 0 | 1752.35 | 0 | 0 | 0 | 395555.4611 | 0
1628 | 299.2 | 0 | 0 | 0 | 0 | 1718.55 | 0 | 0 | 0 | 576952.1472 | 0
1629 | 287.2 | 221.0945 | 221.0945 | 215.2268 | 215.2268 | 1677.45 | 381299.7957 | 77481.6401 | 35146.5328 | 138787.1156 | 67952.8987
1630 | 292 | 306.4431 | 306.4431 | 298.3103 | 292 | 1733.3 | 534785.3217 | 105120 | 47683.6 | 0 | 77876.4
1631 | 230.4 | 241.7962 | 241.7962 | 235.3791 | 230.4 | 1709.55 | 415878.2285 | 82944 | 37624.32 | 0 | 66919.68
1632 | 164.8 | 172.9515 | 172.9515 | 168.3614 | 164.8 | 1597.4 | 277655.585 | 59328 | 26911.84 | 0 | 66348.48
1633 | 195.2 | 0 | 0 | 0 | 0 | 1505.35 | 0 | 0 | 0 | 244366.976 | 0
1634 | 238.4 | 0 | 0 | 0 | 0 | 1536.4 | 0 | 0 | 0 | 298448.192 | 0
1635 | 187.2 | 0 | 0 | 0 | 0 | 1466.35 | 0 | 0 | 0 | 234351.936 | 0
1636 | 148.8 | 0 | 0 | 0 | 0 | 1459.25 | 0 | 0 | 0 | 186279.744 | 0
1637 | 132.8 | 0 | 0 | 0 | 0 | 1458.9 | 0 | 0 | 0 | 166249.664 | 0
1638 | 192.8 | 0 | 0 | 0 | 0 | 1462.3 | 0 | 0 | 0 | 241362.464 | 0
1639 | 120 | 125.9355 | 125.9355 | 122.5933 | 120 | 1469.9 | 186237.3321 | 43200 | 19596 | 0 | 63612
1640 | 191.45 | 537.1056 | 200.9196 | 522.8511 | 191.45 | 1528.8 | 309927.5723 | 68922 | 31263.785 | 0 | 90211.24
1641 | 866.164 | 1822.711 | 909.0058 | 1774.3373 | 866.164 | 1684.95 | 1550234.6983 | 311819.04 | 141444.5812 | 0 | 272884.9682
1642 | 1455.515 | 3037.0338 | 1527.5087 | 2956.4326 | 1455.515 | 1612.4 | 2494418.5972 | 523985.4 | 237685.5995 | 0 | 564157.614
1643 | 1743.462 | 3556.881 | 1829.6983 | 3462.4833 | 1743.462 | 1536.15 | 2839336.8279 | 627646.32 | 284707.3446 | 0 | 808704.8487
1644 | 1648.641 | 3809.4793 | 1730.1872 | 3708.3778 | 1648.641 | 1442.5 | 2521308.4694 | 593510.76 | 269223.0753 | 0 | 919117.3575
1645 | 1680.833 | 3813.8083 | 1763.9715 | 3712.5919 | 1680.833 | 1428.05 | 2541929.9041 | 605099.88 | 274480.0289 | 0 | 961352.4343
1646 | 1635.438 | 3581.0574 | 1716.3312 | 3486.0181 | 1635.438 | 1429.3 | 2476783.5205 | 588757.68 | 267067.0254 | 0 | 933344.4666
1647 | 1660.537 | 3074.8953 | 1742.6716 | 2993.2892 | 1660.537 | 1555.55 | 2738356.3656 | 597793.32 | 271165.6921 | 0 | 738025.6697
1648 | 1717.571 | 2319.3409 | 1802.5267 | 2257.7869 | 1717.571 | 1565.85 | 2837888.2256 | 618325.56 | 280479.3443 | 0 | 745683.4497
1649 | 1588.152 | 1273.2785 | 1273.2785 | 1239.4863 | 1239.4863 | 1676.9 | 2192728.9327 | 446215.0858 | 202408.1209 | 672337.5524 | 392006.5677
1650 | 1863.569 | 224.8684 | 224.8684 | 218.9005 | 218.9005 | 1652.55 | 381424.5671 | 78804.1762 | 35746.4499 | 3171440.6036 | 74448.1115
1651 | 1540.524 | 0 | 0 | 0 | 0 | 1615.4 | 0 | 0 | 0 | 5506904.9807 | 0
1652 | 1230.4 | 0 | 0 | 0 | 0 | 1561.65 | 0 | 0 | 0 | 4398305.9584 | 0
1653 | 1436 | 0 | 0 | 0 | 0 | 1518.7 | 0 | 0 | 0 | 5133263.456 | 0
1654 | 1564.8 | 321.0034 | 321.0034 | 312.4841 | 312.4841 | 1581.1 | 519969.3596 | 112494.2763 | 51028.6537 | 4476648.6351 | 128130.6186
1655 | 1647.2 | 621.2819 | 621.2819 | 604.7934 | 604.7934 | 1567.95 | 999668.0807 | 217725.6373 | 98762.7683 | 3726286.5711 | 255773.6
1656 | 1421.6 | 0 | 0 | 0 | 0 | 1552.5 | 0 | 0 | 0 | 2741294.0256 | 0
1657 | 1376.8 | 0 | 0 | 0 | 0 | 1534.7 | 0 | 0 | 0 | 1723588.384 | 0
1658 | 1502.4 | 0 | 0 | 0 | 0 | 1534.85 | 0 | 0 | 0 | 1880824.512 | 0
1659 | 1624 | 0 | 0 | 0 | 0 | 1457.7 | 0 | 0 | 0 | 2033053.12 | 0
1660 | 1292.8 | 0 | 0 | 0 | 0 | 1289.6 | 0 | 0 | 0 | 1618430.464 | 0
1661 | 1245.6 | 0 | 0 | 0 | 0 | 1453.2 | 0 | 0 | 0 | 1559341.728 | 0
1662 | 1281.6 | 0 | 0 | 0 | 0 | 1452 | 0 | 0 | 0 | 1604409.408 | 0
1663 | 1044.8 | 85.7411 | 85.7411 | 83.4656 | 83.4656 | 1450.15 | 127588.8833 | 30047.6091 | 13629.9293 | 1853756.542 | 44922.745
1664 | 1268.07 | 1109.8037 | 1109.8037 | 1080.3501 | 1080.3501 | 1453.9 | 1660190.2913 | 388926.0275 | 176421.1675 | 361983.3321 | 577499.1117
1665 | 1664.469 | 1746.7981 | 1746.7981 | 1700.4391 | 1664.469 | 1467.65 | 2584302.8274 | 599208.84 | 271807.7877 | 0 | 886080.0721
1666 | 1354.034 | 2456.2517 | 1421.0082 | 2391.0641 | 1354.034 | 1475.95 | 2122103.9815 | 487452.24 | 221113.7522 | 0 | 709581.5177
1667 | 1675.929 | 1758.825 | 1758.825 | 1712.1467 | 1675.929 | 1482.2 | 2643340.1896 | 603334.44 | 273679.2057 | 0 | 867796.0362
1668 | 1404.339 | 3364.59 | 1473.8025 | 3275.2956 | 1404.339 | 1476.75 | 2206472.9633 | 505562.04 | 229328.5587 | 0 | 734820.3818
1669 | 1405.495 | 4051.6103 | 1475.0146 | 3944.0828 | 1405.495 | 1361 | 2028506.831 | 505978.2 | 229517.3335 | 0 | 898111.305
1670 | 1385.337 | 3486.4326 | 1453.8595 | 3393.9046 | 1385.337 | 1221.05 | 1796403.1757 | 498721.32 | 226225.5321 | 0 | 1079108.2562
1671 | 1426.323 | 3325.3894 | 1496.8728 | 3237.1354 | 1426.323 | 1084.6 | 1642900.2223 | 513476.28 | 232918.5459 | 0 | 1305656.0742
1672 | 1546.268 | 2503.4607 | 1622.7506 | 2437.0203 | 1546.268 | 1231.3 | 2015951.8613 | 556656.48 | 252505.5644 | 0 | 1188616.2116
1673 | 1512.557 | 1409.1765 | 1409.1765 | 1371.7778 | 1371.7778 | 1503.45 | 2178484.8201 | 493839.9945 | 224011.3086 | 271466.8559 | 666747.478
1674 | 1715.266 | 278.7803 | 278.7803 | 271.3816 | 271.3816 | 1517.8 | 432886.6935 | 97697.3919 | 44316.6225 | 2784265.3053 | 128092.0902
1675 | 1546.02 | 0 | 0 | 0 | 0 | 1631.25 | 0 | 0 | 0 | 5526551.5099 | 0
1676 | 1220 | 0 | 0 | 0 | 0 | 1605.9 | 0 | 0 | 0 | 4361129.12 | 0
1677 | 1550.4 | 0 | 0 | 0 | 0 | 1559.95 | 0 | 0 | 0 | 5542208.6784 | 0
1678 | 1778.4 | 321.0034 | 321.0034 | 312.4841 | 312.4841 | 1553.05 | 511917.2498 | 112494.2763 | 51028.6537 | 5240203.7007 | 136710.3843
1679 | 1676.8 | 621.2819 | 621.2819 | 604.7934 | 604.7934 | 1540.75 | 981831.8553 | 217725.6373 | 98762.7683 | 3832097.5727 | 271876
1680 | 1480.8 | 0 | 0 | 0 | 0 | 1480.5 | 0 | 0 | 0 | 2855450.3328 | 0
1681 | 1334.4 | 0 | 0 | 0 | 0 | 1504.05 | 0 | 0 | 0 | 1670508.672 | 0
1682 | 1472 | 0 | 0 | 0 | 0 | 1280.9 | 0 | 0 | 0 | 1842767.36 | 0
1683 | 1444.8 | 0 | 0 | 0 | 0 | 1277.7 | 0 | 0 | 0 | 1808716.224 | 0
1684 | 230.4 | 0 | 0 | 0 | 0 | 1199.9 | 0 | 0 | 0 | 288433.152 | 0
1685 | 354.4 | 0 | 0 | 0 | 0 | 1195.25 | 0 | 0 | 0 | 443666.272 | 0
1686 | 880.8 | 0 | 0 | 0 | 0 | 1156.05 | 0 | 0 | 0 | 1102655.904 | 0
1687 | 1391.249 | 188.4205 | 188.4205 | 183.42 | 183.42 | 1383.4 | 267586.9708 | 66031.184 | 29952.4787 | 2329076.0717 | 110704.364
1688 | 1367.166 | 1291.5937 | 1291.5937 | 1257.3155 | 1257.3155 | 1606.95 | 2132582.9849 | 452633.5788 | 205319.6206 | 211826.4833 | 483734.1029
1689 | 1114.978 | 1841.402 | 1170.1278 | 1792.5321 | 1114.978 | 1738.15 | 2047808.7377 | 401392.08 | 182075.9074 | 0 | 291956.9893
1690 | 991.078 | 2922.8901 | 1040.0994 | 2845.3182 | 991.078 | 1697.25 | 1778350.4047 | 356788.08 | 161843.0374 | 0 | 300048.8645
1691 | 1722.516 | 3930.8759 | 1807.7163 | 3826.5526 | 1722.516 | 1540.15 | 2804027.9633 | 620105.76 | 281286.8628 | 0 | 792098.9826
1692 | 1259.699 | 4212.8791 | 1322.0071 | 4101.0716 | 1259.699 | 1531.1 | 2039593.1679 | 453491.64 | 205708.8467 | 0 | 590672.8611
1693 | 1018.275 | 4219.4089 | 1068.6416 | 4107.4281 | 1018.275 | 1517.5 | 1633890.7867 | 366579 | 166284.3075 | 0 | 491317.6875
1694 | 905.101 | 3847.4646 | 949.8697 | 3745.355 | 905.101 | 1575.75 | 1507100.0264 | 325836.36 | 147802.9933 | 0 | 383989.0993
1695 | 1153.41 | 3443.2368 | 1210.4608 | 3351.8551 | 1153.41 | 1706.85 | 2075917.2481 | 415227.6 | 188351.853 | 0 | 338122.1415
1696 | 1638.025 | 2617.1459 | 1719.0461 | 2547.6883 | 1638.025 | 1753.7 | 3031490.0054 | 589689 | 267489.4825 | 0 | 403445.5575
1697 | 1603.774 | 1485.8513 | 1485.8513 | 1446.4176 | 1446.4176 | 1783.2 | 2720615.5312 | 520710.354 | 236200.0022 | 303432.7675 | 306949.9928
1698 | 1509.175 | 297.7934 | 297.7934 | 289.8902 | 289.8902 | 1751.35 | 534734.8086 | 104360.4584 | 47339.0635 | 2351166.461 | 70556.4267
1699 | 994.822 | 0 | 0 | 0 | 0 | 1774.85 | 0 | 0 | 0 | 3556186.2241 | 0
1700 | 1233.6 | 0 | 0 | 0 | 0 | 1762.55 | 0 | 0 | 0 | 4409744.9856 | 0
1701 | 1465.6 | 0 | 0 | 0 | 0 | 1764.4 | 0 | 0 | 0 | 5239074.4576 | 0
1702 | 1463.2 | 321.0034 | 321.0034 | 312.4841 | 312.4841 | 1836.3 | 604956.7627 | 112494.2763 | 51028.6537 | 4113459.5215 | 50071.5738
1703 | 1261.6 | 621.2819 | 621.2819 | 604.7934 | 604.7934 | 1806 | 1151885.0321 | 217725.6373 | 98762.7683 | 2347883.7935 | 114848
1704 | 1423.2 | 0 | 0 | 0 | 0 | 1667.35 | 0 | 0 | 0 | 2744379.3312 | 0
1705 | 1556.8 | 0 | 0 | 0 | 0 | 1623.2 | 0 | 0 | 0 | 1948926.784 | 0
1706 | 1232.8 | 0 | 0 | 0 | 0 | 1580.4 | 0 | 0 | 0 | 1543317.664 | 0
1707 | 1564 | 0 | 0 | 0 | 0 | 1534.7 | 0 | 0 | 0 | 1957940.32 | 0
1708 | 1275.2 | 0 | 0 | 0 | 0 | 1532.85 | 0 | 0 | 0 | 1596397.376 | 0
1709 | 1312.8 | 0 | 0 | 0 | 0 | 1533.2 | 0 | 0 | 0 | 1643468.064 | 0
1710 | 1168 | 0 | 0 | 0 | 0 | 1539.05 | 0 | 0 | 0 | 1462195.84 | 0
1711 | 1272.8 | 206.9194 | 206.9194 | 201.4279 | 201.4279 | 1651.2 | 350443.2854 | 72514.0384 | 32893.1735 | 2065943.9924 | 68771.8496
1712 | 922.415 | 968.0401 | 968.0401 | 942.3489 | 922.415 | 1648.3 | 1605032.6176 | 332069.4 | 150630.3695 | 0 | 324413.3555
1713 | 1110.192 | 1895.0484 | 1165.1051 | 1844.7548 | 1110.192 | 1740.65 | 2042222.63 | 399669.12 | 181294.3536 | 0 | 287928.2952
1714 | 1567.16 | 3282.2177 | 1644.676 | 3195.1094 | 1567.16 | 1719.75 | 2853083.7097 | 564177.6 | 255917.228 | 0 | 439196.59
1715 | 1212.443 | 3827.7893 | 1272.4137 | 3726.2018 | 1212.443 | 1579.45 | 2026709.8578 | 436479.48 | 197991.9419 | 0 | 509892.9036
1716 | 1091.61 | 4087.568 | 1145.604 | 3979.0862 | 1091.61 | 1531.1 | 1766444.0677 | 392979.6 | 178259.913 | 0 | 511855.929
1717 | 971.536 | 4108.1952 | 1019.5908 | 3999.166 | 971.536 | 1590.4 | 1631767.9344 | 349752.96 | 158651.8288 | 0 | 397941.1456
1718 | 1055.456 | 3401.402 | 1107.6617 | 3311.1307 | 1055.456 | 1578.6 | 1759744.091 | 379964.16 | 172355.9648 | 0 | 444769.1584
1719 | 957.674 | 3347.4072 | 1005.0431 | 3258.5688 | 957.674 | 1639.35 | 1656678.8231 | 344762.64 | 156388.1642 | 0 | 345385.1281
1720 | 997.558 | 2529.394 | 1046.8999 | 2462.2653 | 997.558 | 1645.35 | 1731032.8588 | 359120.88 | 162901.2214 | 0 | 353783.9447
1721 | 1166.299 | 1421.6609 | 1223.9873 | 1383.9308 | 1166.299 | 1692.2 | 2079344.8033 | 419867.64 | 190456.6267 | 0 | 358986.8322
1722 | 1040.947 | 282.4818 | 282.4818 | 274.9849 | 274.9849 | 1726.35 | 499965.603 | 98994.5513 | 44905.0284 | 1477017.0411 | 73657.8232
1723 | 1287.915 | 0 | 0 | 0 | 0 | 1780.85 | 0 | 0 | 0 | 4603904.5988 | 0
1724 | 1227.2 | 0 | 0 | 0 | 0 | 1865.45 | 0 | 0 | 0 | 4386866.9312 | 0
1725 | 1147.2 | 0 | 0 | 0 | 0 | 1820.4 | 0 | 0 | 0 | 4100891.2512 | 0
1726 | 1378.4 | 321.0034 | 321.0034 | 312.4841 | 312.4841 | 1836.3 | 605249.2777 | 112494.2763 | 51028.6537 | 3810325.3007 | 50071.5738
1727 | 1175.2 | 621.2819 | 621.2819 | 604.7934 | 604.7934 | 1806.6 | 1152332.4713 | 217725.6373 | 98762.7683 | 2039030.0591 | 114492.8
1728 | 160.8 | 0 | 0 | 0 | 0 | 1691.35 | 0 | 0 | 0 | 310073.2128 | 0
1729 | 104.8 | 0 | 0 | 0 | 0 | 1768.25 | 0 | 0 | 0 | 131197.024 | 0
1730 | 106.4 | 0 | 0 | 0 | 0 | 1667.9 | 0 | 0 | 0 | 133200.032 | 0
1731 | 102.4 | 0 | 0 | 0 | 0 | 1611.7 | 0 | 0 | 0 | 128192.512 | 0
1732 | 108 | 0 | 0 | 0 | 0 | 1559 | 0 | 0 | 0 | 135203.04 | 0
1733 | 101.6 | 0 | 0 | 0 | 0 | 1527.5 | 0 | 0 | 0 | 127191.008 | 0
1734 | 104 | 0 | 0 | 0 | 0 | 1574.7 | 0 | 0 | 0 | 130195.52 | 0
1735 | 86.785 | 91.0776 | 91.0776 | 88.6605 | 86.785 | 1722.3 | 157630.2288 | 31242.6 | 14171.9905 | 0 | 24100.1945
1736 | 102.491 | 766.367 | 107.5605 | 746.028 | 102.491 | 1741.9 | 188514.8622 | 36896.76 | 16736.7803 | 0 | 26452.9271
1737 | 1053.719 | 2276.1156 | 1105.8388 | 2215.7088 | 1053.719 | 1837.15 | 2046129.1877 | 379338.84 | 172072.3127 | 0 | 171598.1391
1738 | 1351.25 | 3442.9891 | 1418.0865 | 3351.614 | 1351.25 | 1754.25 | 2510353.1984 | 486450 | 220659.125 | 0 | 332069.6875
1739 | 1014.359 | 4003.0747 | 1064.5319 | 3896.8353 | 1014.359 | 1613.05 | 1731675.2307 | 365169.24 | 165644.8247 | 0 | 392506.215
1740 | 1130.671 | 2479.32 | 1186.597 | 2413.5202 | 1130.671 | 1645.35 | 1969508.1355 | 407041.56 | 184638.5743 | 0 | 400992.4702
1741 | 1327.615 | 2993.7676 | 1393.2824 | 2914.3147 | 1327.615 | 1673.1 | 2351998.651 | 477941.4 | 216799.5295 | 0 | 433997.3435
1742 | 1312.509 | 4036.6061 | 1377.4292 | 3929.4768 | 1312.509 | 1782.5 | 2480676.9519 | 472503.24 | 214332.7197 | 0 | 285470.7075
1743 | 1182.509 | 3501.5439 | 1240.9991 | 3408.6148 | 1182.509 | 1773.35 | 2216686.8874 | 425703.24 | 193103.7197 | 0 | 268015.6649
1744 | 1270.68 | 2659.8569 | 1333.5313 | 2589.2658 | 1270.68 | 1782.2 | 2390060.0577 | 457444.8 | 207502.044 | 0 | 276754.104
1745 | 1403.753 | 1508.8209 | 1473.1864 | 1468.7776 | 1403.753 | 1809.2 | 2676190.1049 | 505351.08 | 229232.8649 | 0 | 267836.0724
1746 | 1739.825 | 301.0289 | 301.0289 | 293.0398 | 293.0398 | 1856.3 | 572340.1391 | 105494.3235 | 47853.3973 | 2789859.0736 | 41219.0517
1747 | 1588.775 | 0 | 0 | 0 | 0 | 1883.35 | 0 | 0 | 0 | 5679387.6374 | 0
1748 | 1500.8 | 0 | 0 | 0 | 0 | 1865.55 | 0 | 0 | 0 | 5364903.7568 | 0
1749 | 1536 | 0 | 0 | 0 | 0 | 1850.4 | 0 | 0 | 0 | 5490733.056 | 0
1750 | 1589.6 | 321.0034 | 321.0034 | 312.4841 | 312.4841 | 1836.3 | 603579.2635 | 112494.2763 | 51028.6537 | 4565301.0959 | 50071.5738
1751 | 1916 | 621.2819 | 621.2819 | 604.7934 | 604.7934 | 1816.05 | 1158160.0616 | 217725.6373 | 98762.7683 | 4687164.8559 | 108898.4
1752 | 192 | 0 | 0 | 0 | 0 | 1798.85 | 0 | 0 | 0 | 370236.672 | 0
1753 | 107.2 | 0 | 0 | 0 | 0 | 1783.05 | 0 | 0 | 0 | 134201.536 | 0
1754 | 116 | 0 | 0 | 0 | 0 | 1765.4 | 0 | 0 | 0 | 145218.08 | 0
1755 | 110.4 | 0 | 0 | 0 | 0 | 1690.2 | 0 | 0 | 0 | 138207.552 | 0
1756 | 110.4 | 0 | 0 | 0 | 0 | 1666.85 | 0 | 0 | 0 | 138207.552 | 0
1757 | 108 | 0 | 0 | 0 | 0 | 1667.2 | 0 | 0 | 0 | 135203.04 | 0
1758 | 110.4 | 0 | 0 | 0 | 0 | 1673.05 | 0 | 0 | 0 | 138207.552 | 0
1759 | 103.221 | 108.3266 | 108.3266 | 105.4517 | 103.221 | 1783.65 | 194162.1436 | 37159.56 | 16855.9893 | 0 | 22331.8633
1760 | 126.773 | 824.3299 | 133.0435 | 802.4526 | 126.773 | 1726.8 | 231153.158 | 45638.28 | 20702.0309 | 0 | 34634.3836
1761 | 999.966 | 2313.9845 | 1049.427 | 2252.5726 | 999.966 | 1832.7 | 1934852.8187 | 359987.76 | 163294.4478 | 0 | 167294.3118
1762 | 1972.895 | 3525.2523 | 2070.4797 | 3431.694 | 1972.895 | 1796.3 | 3750582.1136 | 710242.2 | 322173.7535 | 0 | 401878.7115
1763 | 1497.263 | 4074.3028 | 1571.3217 | 3966.173 | 1497.263 | 1686.25 | 2668672.8375 | 539014.68 | 244503.0479 | 0 | 469766.2663
1764 | 1447.357 | 4114.6473 | 1518.9472 | 4005.4468 | 1447.357 | 1667.7 | 2545173.8163 | 521048.52 | 236353.3981 | 0 | 480956.7311
1765 | 1492.397 | 4350.1079 | 1566.215 | 4234.6584 | 1492.397 | 1673.1 | 2631286.8641 | 537262.92 | 243708.4301 | 0 | 487864.5793
1766 | 1665.983 | 4015.322 | 1748.387 | 3908.7575 | 1665.983 | 1624.9 | 2858014.4876 | 599753.88 | 272055.0239 | 0 | 624910.2233
1767 | 1335.156 | 3382.6838 | 1401.1964 | 3292.9092 | 1335.156 | 1716.35 | 2416460.0696 | 480656.16 | 218030.9748 | 0 | 378716.9994
1768 | 1587.901 | 2544.2733 | 1666.4429 | 2476.7497 | 1587.901 | 1747.7 | 2920624.9363 | 571644.36 | 259304.2333 | 0 | 400627.4223
1769 | 1409.122 | 1388.6428 | 1388.6428 | 1351.7889 | 1351.7889 | 1781.7 | 2532000.6344 | 486644.0151 | 220747.1324 | 110556.2745 | 288853.2502
1770 | 1956.792 | 264.5633 | 264.5633 | 257.5419 | 257.5419 | 1804.85 | 489128.6501 | 92715.0791 | 42056.59 | 3276691.1822 | 49196.1441
1771 | 1705.486 | 0 | 0 | 0 | 0 | 1868.9 | 0 | 0 | 0 | 6096593.9823 | 0
1772 | 1647.2 | 0 | 0 | 0 | 0 | 1814 | 0 | 0 | 0 | 5888239.2512 | 0
1773 | 1580.8 | 0 | 0 | 0 | 0 | 1789.45 | 0 | 0 | 0 | 5650879.4368 | 0
1774 | 1783.2 | 321.0034 | 321.0034 | 312.4841 | 312.4841 | 1836.25 | 604381.8881 | 112494.2763 | 51028.6537 | 5257362.2415 | 50086.8675
1775 | 1466.4 | 621.2819 | 621.2819 | 604.7934 | 604.7934 | 1816 | 1158648.2344 | 217725.6373 | 98762.7683 | 3079981.5343 | 108928
1776 | 1642.4 | 0 | 0 | 0 | 0 | 1798.85 | 0 | 0 | 0 | 3167066.1984 | 0
1777 | 1504 | 0 | 0 | 0 | 0 | 1778.15 | 0 | 0 | 0 | 2900187.264 | 0
1778 | 1396 | 0 | 0 | 0 | 0 | 1755.5 | 0 | 0 | 0 | 2691929.136 | 0
1779 | 1258.4 | 0 | 0 | 0 | 0 | 1668.7 | 0 | 0 | 0 | 2426592.8544 | 0
1780 | 1348.8 | 0 | 0 | 0 | 0 | 1666.85 | 0 | 0 | 0 | 2600912.6208 | 0
1781 | 1135.2 | 0 | 0 | 0 | 0 | 1667.2 | 0 | 0 | 0 | 2189024.3232 | 0
1782 | 1196.8 | 0 | 0 | 0 | 0 | 1673.05 | 0 | 0 | 0 | 2307808.5888 | 0
1783 | 1208.997 | 200.5324 | 200.5324 | 195.2104 | 195.2104 | 1783.65 | 366892.8832 | 70275.7306 | 31877.8522 | 1954900.9932 | 41340.3743
1784 | 230.659 | 695.056 | 242.068 | 676.6096 | 230.659 | 1741.9 | 423726.3689 | 83037.24 | 37666.6147 | 0 | 59533.0879
1785 | 288.152 | 1960.1151 | 302.4058 | 1908.0947 | 288.152 | 1838.15 | 560205.9718 | 103734.72 | 47055.2216 | 0 | 46637.4012
1786 | 332.224 | 3313.0173 | 348.6567 | 3225.0917 | 332.224 | 1749.75 | 615201.8946 | 119600.64 | 54252.1792 | 0 | 83139.056
1787 | 287.755 | 3885.6818 | 301.9881 | 3782.558 | 287.755 | 1695.75 | 515177.2212 | 103591.8 | 46990.3915 | 0 | 87549.4587
1788 | 233.034 | 4187.7571 | 244.5605 | 4076.6163 | 233.034 | 1642.25 | 404026.7812 | 83892.24 | 38054.4522 | 0 | 83367.9135
1789 | 257.376 | 4189.75 | 270.1065 | 4078.5563 | 257.376 | 1638.15 | 445022.4743 | 92655.36 | 42029.5008 | 0 | 93131.5056
1790 | 254.785 | 3891.6365 | 267.3874 | 3788.3546 | 254.785 | 1625 | 437648.0476 | 91722.6 | 41606.3905 | 0 | 95544.375
1791 | 276.33 | 3334.822 | 289.998 | 3246.3177 | 276.33 | 1744.85 | 509984.4516 | 99478.8 | 45124.689 | 0 | 70505.5995
1792 | 204.693 | 2473.4356 | 214.8177 | 2407.792 | 204.693 | 1828.7 | 393975.7451 | 73689.48 | 33426.3669 | 0 | 35063.9109
1793 | 301.357 | 1266.4591 | 316.2629 | 1232.8479 | 301.357 | 1885.7 | 597201.1858 | 108488.52 | 49211.5981 | 0 | 34445.1051
1794 | 228.211 | 249.3996 | 239.4989 | 242.7806 | 228.211 | 1886.25 | 452289.7892 | 82155.96 | 37266.8563 | 0 | 25959.0012
1795 | 216.305 | 0 | 0 | 0 | 0 | 1883.85 | 0 | 0 | 0 | 417104.3924 | 0
1796 | 242.4 | 0 | 0 | 0 | 0 | 1865.55 | 0 | 0 | 0 | 467423.7984 | 0
1797 | 200.8 | 44.7848 | 44.7848 | 43.5962 | 43.5962 | 1850.35 | 84755.3793 | 15694.6349 | 7119.2608 | 303138.5874 | 6386.1641
1798 | 296 | 310.641 | 310.641 | 302.3967 | 296 | 1836.3 | 571472.3542 | 106560 | 48336.8 | 0 | 48455.2
1799 | 268 | 281.256 | 281.256 | 273.7916 | 268 | 1816.05 | 513126.2169 | 96480 | 43764.4 | 0 | 49298.6
1800 | 291.2 | 305.6035 | 305.6035 | 297.493 | 291.2 | 1798.8 | 552656.2184 | 104832 | 47552.96 | 0 | 58589.44
1801 | 237.6 | 0 | 0 | 0 | 0 | 1769.65 | 0 | 0 | 0 | 297446.688 | 0
1802 | 191.2 | 0 | 0 | 0 | 0 | 1769.35 | 0 | 0 | 0 | 239359.456 | 0
1803 | 243.2 | 0 | 0 | 0 | 0 | 1752.4 | 0 | 0 | 0 | 304457.216 | 0
1804 | 204 | 0 | 0 | 0 | 0 | 1671.85 | 0 | 0 | 0 | 255383.52 | 0
1805 | 236 | 0 | 0 | 0 | 0 | 1708.1 | 0 | 0 | 0 | 295443.68 | 0
1806 | 293.6 | 0 | 0 | 0 | 0 | 1748.1 | 0 | 0 | 0 | 367551.968 | 0
1807 | 169.6 | 177.9889 | 177.9889 | 173.2651 | 169.6 | 1784.9 | 319329.1436 | 61056 | 27695.68 | 0 | 36480.96
1808 | 205.306 | 751.8183 | 215.461 | 731.8654 | 205.306 | 1791.75 | 388151.2891 | 73910.16 | 33526.4698 | 0 | 42754.9745
1809 | 1200.592 | 2172.0005 | 1259.9765 | 2114.3568 | 1200.592 | 1835.45 | 2330188.514 | 432213.12 | 196056.6736 | 0 | 197557.4136
1810 | 1832.064 | 2787.6825 | 1922.6828 | 2713.699 | 1832.064 | 1724.2 | 3347456.5524 | 659543.04 | 299176.0512 | 0 | 505283.2512
1811 | 1718.381 | 3940.1374 | 1803.3768 | 3835.5683 | 1718.381 | 1621.85 | 2949230.8695 | 618617.16 | 280611.6173 | 0 | 649805.7752
1812 | 1345.557 | 4219.0416 | 1412.1119 | 4107.0705 | 1345.557 | 1664.3 | 2367722.13 | 484400.52 | 219729.4581 | 0 | 451703.4849
1813 | 1408.003 | 4165.9818 | 1477.6466 | 4055.4189 | 1408.003 | 1659.85 | 2473762.6795 | 506881.08 | 229926.8899 | 0 | 478932.2205
1814 | 1247.32 | 3271.0808 | 1309.0158 | 3184.2681 | 1247.32 | 1632.1 | 2154103.1652 | 449035.2 | 203687.356 | 0 | 458889.028
1815 | 1222.285 | 2833.5745 | 1282.7425 | 2758.373 | 1222.285 | 1651.2 | 2129992.6908 | 440022.6 | 199599.1405 | 0 | 426333.008
1816 | 1327.605 | 2369.3908 | 1393.2719 | 2306.5085 | 1327.605 | 1683.9 | 2357404.3524 | 477937.8 | 216797.8965 | 0 | 419655.9405
1817 | 1517.328 | 1382.4215 | 1382.4215 | 1345.7328 | 1345.7328 | 1817.85 | 2575377.4244 | 484463.8165 | 219758.1701 | 330889.7241 | 239940.0019
1818 | 1493.831 | 265.9706 | 265.9706 | 258.9119 | 258.9119 | 1803.05 | 491684.7049 | 93208.2718 | 42280.3077 | 2381314.3247 | 49914.0233
1819 | 1418.435 | 0 | 0 | 0 | 0 | 1839.75 | 0 | 0 | 0 | 5070473.9208 | 0
1820 | 1030.4 | 0 | 0 | 0 | 0 | 1779.85 | 0 | 0 | 0 | 3683366.7584 | 0
1821 | 1524 | 0 | 0 | 0 | 0 | 1742.25 | 0 | 0 | 0 | 5447836.704 | 0
1822 | 1386.4 | 321.0034 | 321.0034 | 312.4841 | 312.4841 | 1823.8 | 600173.0956 | 112494.2763 | 51028.6537 | 3838922.8687 | 53894.9988
1823 | 1324 | 621.2819 | 621.2819 | 604.7934 | 604.7934 | 1810.65 | 1153803.7123 | 217725.6373 | 98762.7683 | 2570944.8239 | 112095.2
1824 | 1220 | 0 | 0 | 0 | 0 | 1795.75 | 0 | 0 | 0 | 2352545.52 | 0
1825 | 1348.8 | 0 | 0 | 0 | 0 | 1720.9 | 0 | 0 | 0 | 1688535.744 | 0
1826 | 1544.8 | 0 | 0 | 0 | 0 | 1757.65 | 0 | 0 | 0 | 1933904.224 | 0
1827 | 1356 | 0 | 0 | 0 | 0 | 1706.9 | 0 | 0 | 0 | 1697549.28 | 0
1828 | 1223.2 | 0 | 0 | 0 | 0 | 1667.6 | 0 | 0 | 0 | 1531299.616 | 0
1829 | 995.2 | 0 | 0 | 0 | 0 | 1665.8 | 0 | 0 | 0 | 1245870.976 | 0
1830 | 1268 | 0 | 0 | 0 | 0 | 1636.1 | 0 | 0 | 0 | 1587383.84 | 0
1831 | 1071.282 | 206.6707 | 206.6707 | 201.1858 | 201.1858 | 1658.25 | 352518.3273 | 72426.8746 | 32853.6351 | 1677820.4958 | 67300.8275
1832 | 1080.559 | 1134.0064 | 1134.0064 | 1103.9105 | 1080.559 | 1666.5 | 1903499.0808 | 389001.24 | 176455.2847 | 0 | 360366.4265
1833 | 1433.37 | 1786.7155 | 1504.2684 | 1739.297 | 1433.37 | 1651.75 | 2509869.0954 | 516013.2 | 234069.321 | 0 | 499171.1025
1834 | 1536.183 | 2963.7656 | 1612.1678 | 2885.1089 | 1536.183 | 1565.2 | 2551295.4779 | 553025.88 | 250858.6839 | 0 | 667932.3684
1835 | 1523.623 | 3761.2386 | 1598.9855 | 3661.4174 | 1523.623 | 1555.1 | 2516238.3336 | 548504.28 | 248807.6359 | 0 | 677859.8727
1836 | 1417.562 | 3965.7863 | 1487.6784 | 3860.5365 | 1417.562 | 1549.65 | 2333774.1407 | 510322.32 | 231487.8746 | 0 | 638399.0467
1837 | 1857.995 | 4016.0262 | 1949.8965 | 3909.443 | 1857.995 | 1395.95 | 2754375.316 | 668878.2 | 303410.5835 | 0 | 1122321.8798
1838 | 1821.112 | 2745.2024 | 1911.1891 | 2672.3462 | 1821.112 | 731.5 | 1414658.4157 | 655600.32 | 297387.5896 | 0 | 2310080.572
1839 | 2055.08 | 2911.7878 | 2156.7298 | 2834.5105 | 2055.08 | 1416.75 | 3082765.5213 | 739828.8 | 335594.564 | 0 | 1198625.41
1840 | 1685.353 | 2353.4999 | 1768.7151 | 2291.0393 | 1685.353 | 1350.3 | 2403769.8486 | 606727.08 | 275218.1449 | 0 | 1094973.8441
1841 | 1935.979 | 1320.0698 | 1320.0698 | 1285.0359 | 1285.0359 | 1576.35 | 2136144.7616 | 462612.9157 | 209846.3587 | 1255224.0394 | 532889.4235
1842 | 1652.92 | 247.5126 | 247.5126 | 240.9438 | 240.9438 | 1588.1 | 402445.7197 | 86739.7608 | 39346.1193 | 2722736.3367 | 97145.3793
1843 | 1211.742 | 0 | 0 | 0 | 0 | 1767.15 | 0 | 0 | 0 | 4331609.2804 | 0
1844 | 1214.4 | 0 | 0 | 0 | 0 | 1811.25 | 0 | 0 | 0 | 4341110.8224 | 0
1845 | 1048 | 0 | 0 | 0 | 0 | 1792.65 | 0 | 0 | 0 | 3746281.408 | 0
1846 | 1320.8 | 321.0034 | 321.0034 | 312.4841 | 312.4841 | 1776.85 | 585431.9282 | 112494.2763 | 51028.6537 | 3604422.8111 | 68255.7831
1847 | 1692 | 621.2819 | 621.2819 | 604.7934 | 604.7934 | 1769 | 1128349.6851 | 217725.6373 | 98762.7683 | 3886432.9519 | 136752
1848 | 1456.8 | 0 | 0 | 0 | 0 | 1704.35 | 0 | 0 | 0 | 2809170.7488 | 0
1849 | 1660.8 | 0 | 0 | 0 | 0 | 1680.2 | 0 | 0 | 0 | 2079122.304 | 0
1850 | 1558.4 | 0 | 0 | 0 | 0 | 1639.4 | 0 | 0 | 0 | 1950929.792 | 0
1851 | 1351.2 | 0 | 0 | 0 | 0 | 1570.35 | 0 | 0 | 0 | 1691540.256 | 0
1852 | 954.4 | 0 | 0 | 0 | 0 | 1527.15 | 0 | 0 | 0 | 1194794.272 | 0
1853 | 1149.6 | 0 | 0 | 0 | 0 | 1491.05 | 0 | 0 | 0 | 1439161.248 | 0
1854 | 950.4 | 0 | 0 | 0 | 0 | 1533.35 | 0 | 0 | 0 | 1189786.752 | 0
1855 | 1003.501 | 157.2945 | 157.2945 | 153.12 | 153.12 | 1657.2 | 267890.9295 | 55123.2031 | 25004.4974 | 1639803.2717 | 51379.2068
1856 | 1142.233 | 1198.7309 | 1198.7309 | 1166.9173 | 1142.233 | 1705.3 | 2058137.6208 | 411203.88 | 186526.6489 | 0 | 336616.0651
1857 | 1496.27 | 1735.0032 | 1570.2796 | 1688.9572 | 1496.27 | 1786.2 | 2818476.4883 | 538657.2 | 244340.891 | 0 | 319902.526
1858 | 1685.004 | 2729.5927 | 1768.3489 | 2657.1508 | 1685.004 | 1725.75 | 3069760.075 | 606601.44 | 275161.1532 | 0 | 462112.347
1859 | 1751.14 | 4048.931 | 1837.7561 | 3941.4746 | 1751.14 | 1613.05 | 2980502.079 | 630410.4 | 285961.162 | 0 | 677603.623
1860 | 1623.245 | 4344.2236 | 1703.5351 | 4228.9302 | 1623.245 | 1667.7 | 2853565.2947 | 584368.2 | 265075.9085 | 0 | 539404.3135
1861 | 1835.131 | 4362.6983 | 1925.9015 | 4246.9147 | 1835.131 | 1590.4 | 3080817.8998 | 660647.16 | 299676.8923 | 0 | 751669.6576
1862 | 1759.08 | 3721.3013 | 1846.0889 | 3622.54 | 1759.08 | 1685.4 | 3126620.4496 | 633268.8 | 287257.764 | 0 | 553406.568
1863 | 1738.997 | 3521.9884 | 1825.0125 | 3428.5168 | 1738.997 | 1706.85 | 3124110.6465 | 626038.92 | 283978.2101 | 0 | 509786.9706
1864 | 1558.583 | 2662.3473 | 1635.6747 | 2591.6901 | 1558.583 | 1747.7 | 2863479.4216 | 561089.88 | 254516.6039 | 0 | 393230.4909
1865 | 1589.517 | 1491.848 | 1491.848 | 1452.2551 | 1452.2551 | 1829.75 | 2790949.6996 | 522811.8477 | 237153.2631 | 264684.2552 | 242016.3337
1866 | 1636.574 | 294.5705 | 294.5705 | 286.7528 | 286.7528 | 1871.9 | 563537.252 | 103231.0067 | 46826.7316 | 2602881.8241 | 35956.0047
1867 | 1446.081 | 0 | 0 | 0 | 0 | 1883.75 | 0 | 0 | 0 | 5169299.9664 | 0
1868 | 1508 | 0 | 0 | 0 | 0 | 1860.45 | 0 | 0 | 0 | 5390641.568 | 0
1869 | 1304 | 0 | 0 | 0 | 0 | 1840.95 | 0 | 0 | 0 | 4661403.584 | 0
1870 | 1274.4 | 321.0034 | 321.0034 | 312.4841 | 312.4841 | 1836.3 | 603116.8588 | 112494.2763 | 51028.6537 | 3438556.9167 | 50071.5738
1871 | 1512.8 | 621.2819 | 621.2819 | 604.7934 | 604.7934 | 1816.05 | 1157611.3839 | 217725.6373 | 98762.7683 | 3245847.4287 | 108898.4
1872 | 1444 | 0 | 0 | 0 | 0 | 1793.75 | 0 | 0 | 0 | 2784488.304 | 0
1873 | 1532 | 0 | 0 | 0 | 0 | 1638.25 | 0 | 0 | 0 | 1917880.16 | 0
1874 | 1208.8 | 0 | 0 | 0 | 0 | 1709 | 0 | 0 | 0 | 1513272.544 | 0
1875 | 1256.8 | 0 | 0 | 0 | 0 | 1665.2 | 0 | 0 | 0 | 1573362.784 | 0
1876 | 1124 | 0 | 0 | 0 | 0 | 1654.85 | 0 | 0 | 0 | 1407113.12 | 0
1877 | 1070.4 | 0 | 0 | 0 | 0 | 1610.2 | 0 | 0 | 0 | 1340012.352 | 0
1878 | 1064 | 0 | 0 | 0 | 0 | 1638.55 | 0 | 0 | 0 | 1332000.32 | 0
1879 | 1158.633 | 250.3808 | 250.3808 | 243.7358 | 243.7358 | 1685.7 | 434569.0007 | 87744.903 | 39802.0629 | 1764210.829 | 74985.694
1880 | 1337.607 | 1294.6812 | 1294.6812 | 1260.3211 | 1260.3211 | 1693.3 | 2255260.042 | 453715.5869 | 205810.4315 | 149031.6861 | 378363.8287
1881 | 1602.436 | 1681.6968 | 1681.6968 | 1637.0655 | 1602.436 | 1734.65 | 2931974.4191 | 576876.96 | 261677.7988 | 0 | 425206.3926
1882 | 1659.929 | 2475.0969 | 1742.0325 | 2409.4092 | 1659.929 | 1687.75 | 2959334.9247 | 597574.44 | 271066.4057 | 0 | 518312.8302
1883 | 0 | 3498.1961 | 0 | 3405.3559 | 0 | 1625.85 | 0 | 0 | 0 | 0 | 0
1884 | 1537.528 | 4458.6056 | 1613.5783 | 4340.2766 | 1537.528 | 1573.95 | 2558338.5988 | 553510.08 | 251078.3224 | 0 | 655063.8044
1885 | 1283.8 | 4404.5341 | 1347.3002 | 4287.6402 | 1283.8 | 1517.5 | 2059853.1361 | 462168 | 209644.54 | 0 | 619433.5
1886 | 1608.326 | 3969.5475 | 1687.8782 | 3864.1979 | 1608.326 | 1539.3 | 2620002.3475 | 578997.36 | 262639.6358 | 0 | 740955.7882
1887 | 1597.92 | 3135.9929 | 1676.9574 | 3052.7654 | 1597.92 | 1560.75 | 2627620.5648 | 575251.2 | 260940.336 | 0 | 701886.36
1888 | 1735.168 | 2725.9636 | 1820.9941 | 2653.618 | 1735.168 | 1612.45 | 2940443.2822 | 624660.48 | 283352.9344 | 0 | 672464.3584
1889 | 1535.971 | 1535.5287 | 1535.5287 | 1494.7766 | 1494.7766 | 1759.2 | 2764512.28 | 538119.5783 | 244097.0198 | 79435.8085 | 352328.2056
1890 | 1401.399 | 295.5172 | 295.5172 | 287.6743 | 287.6743 | 1777.35 | 537887.1972 | 103562.7441 | 46977.2114 | 2147613.1797 | 62695.7909
1891 | 1316.835 | 0 | 0 | 0 | 0 | 1777.35 | 0 | 0 | 0 | 4707284.8072 | 0
1892 | 1148 | 0 | 0 | 0 | 0 | 1758.05 | 0 | 0 | 0 | 4103751.008 | 0
1893 | 1382.4 | 0 | 0 | 0 | 0 | 1718.9 | 0 | 0 | 0 | 4941659.7504 | 0
1894 | 1640.8 | 321.0034 | 321.0034 | 312.4841 | 312.4841 | 1821.85 | 600077.1814 | 112494.2763 | 51028.6537 | 4748325.5311 | 54491.4531
1895 | 1377.6 | 621.2819 | 621.2819 | 604.7934 | 604.7934 | 1797.15 | 1148850.9422 | 217725.6373 | 98762.7683 | 2762548.5295 | 120087.2
1896 | 1239.2 | 0 | 0 | 0 | 0 | 1713.85 | 0 | 0 | 0 | 2389569.1872 | 0
1897 | 950.4 | 0 | 0 | 0 | 0 | 1472.8 | 0 | 0 | 0 | 1189786.752 | 0
1898 | 1244.8 | 0 | 0 | 0 | 0 | 1459.8 | 0 | 0 | 0 | 1558340.224 | 0
1899 | 963.2 | 0 | 0 | 0 | 0 | 1366.4 | 0 | 0 | 0 | 1205810.816 | 0
1900 | 860.8 | 0 | 0 | 0 | 0 | 1149.85 | 0 | 0 | 0 | 1077618.304 | 0
1901 | 976.8 | 0 | 0 | 0 | 0 | 1150.2 | 0 | 0 | 0 | 1222836.384 | 0
1902 | 1053.6 | 0 | 0 | 0 | 0 | 1162.55 | 0 | 0 | 0 | 1318980.768 | 0
1903 | 880.938 | 269.3415 | 269.3415 | 262.1933 | 262.1933 | 1473.1 | 408112.671 | 94389.5805 | 42816.1625 | 1193135.3452 | 135227.3043
1904 | 756.271 | 835.768 | 793.6782 | 813.5871 | 756.271 | 1330.8 | 1061679.152 | 272257.56 | 123499.0543 | 0 | 506096.5532
1905 | 1395.164 | 2220.6851 | 1464.1726 | 2161.7493 | 1395.164 | 1536.95 | 2262494.3537 | 502259.04 | 227830.2812 | 0 | 646030.6902
1906 | 1631.193 | 3514.7377 | 1711.8762 | 3421.4585 | 1631.193 | 1614.55 | 2777730.4247 | 587229.48 | 266373.8169 | 0 | 628743.3418
1907 | 1633.019 | 4088.1704 | 1713.7925 | 3979.6726 | 1633.019 | 1540.15 | 2657008.4993 | 587886.84 | 266672.0027 | 0 | 750943.7871
1908 | 1231.998 | 4367.572 | 1292.936 | 4251.659 | 1231.998 | 1531.1 | 1993988.0007 | 443519.28 | 201185.2734 | 0 | 577683.8622
1909 | 1467.239 | 4374.4617 | 1539.8126 | 4258.3659 | 1467.239 | 1517.5 | 2356475.3723 | 528206.04 | 239600.1287 | 0 | 707942.8175
1910 | 1286.247 | 3791.0046 | 1349.8683 | 3690.3934 | 1286.247 | 1539.3 | 2092836.3657 | 463048.92 | 210044.1351 | 0 | 592573.9929
1911 | 1439.505 | 3535.685 | 1510.7068 | 3441.8498 | 1439.505 | 1560.75 | 2372674.9754 | 518221.8 | 235071.1665 | 0 | 632302.5713
1912 | 1449.081 | 2686.1921 | 1520.7565 | 2614.9021 | 1449.081 | 1569.6 | 2400791.8988 | 521669.16 | 236634.9273 | 0 | 623684.4624
1913 | 1125.488 | 1508.2059 | 1181.1577 | 1468.179 | 1125.488 | 1652.9 | 1963626.9922 | 405175.68 | 183792.1904 | 0 | 390656.8848
1914 | 1313.406 | 290.336 | 290.336 | 282.6306 | 282.6306 | 1675.5 | 499478.9817 | 101747.0152 | 46153.5766 | 1987660.7003 | 89773.574
1915 | 1105.904 | 0 | 0 | 0 | 0 | 1688.9 | 0 | 0 | 0 | 3953270.6052 | 0
1916 | 1031.2 | 0 | 0 | 0 | 0 | 1728.05 | 0 | 0 | 0 | 3686226.5152 | 0
1917 | 1051.2 | 0 | 0 | 0 | 0 | 1655.45 | 0 | 0 | 0 | 3757720.4352 | 0
1918 | 1335.2 | 321.0034 | 321.0034 | 312.4841 | 312.4841 | 1775.35 | 585196.8655 | 112494.2763 | 51028.6537 | 3655898.4335 | 68714.5941
1919 | 1077.6 | 621.2819 | 621.2819 | 604.7934 | 604.7934 | 1707.05 | 1091187.594 | 217725.6373 | 98762.7683 | 1690139.7295 | 173426.4
1920 | 1121.6 | 0 | 0 | 0 | 0 | 1603.9 | 0 | 0 | 0 | 2162799.2256 | 0
1921 | 1212 | 0 | 0 | 0 | 0 | 1604.35 | 0 | 0 | 0 | 1517278.56 | 0
1922 | 1262.4 | 0 | 0 | 0 | 0 | 1498.85 | 0 | 0 | 0 | 1580373.312 | 0
1923 | 1207.2 | 0 | 0 | 0 | 0 | 1456.1 | 0 | 0 | 0 | 1511269.536 | 0
1924 | 970.4 | 0 | 0 | 0 | 0 | 1324.55 | 0 | 0 | 0 | 1214824.352 | 0
1925 | 967.2 | 0 | 0 | 0 | 0 | 1195.2 | 0 | 0 | 0 | 1210818.336 | 0
1926 | 1076.8 | 0 | 0 | 0 | 0 | 1330.75 | 0 | 0 | 0 | 1348024.384 | 0
1927 | 691.327 | 268.9217 | 268.9217 | 261.7846 | 261.7846 | 1501.05 | 414538.6281 | 94242.4686 | 42749.4309 | 828293.4153 | 127854.4407
1928 | 897.95 | 942.365 | 942.365 | 917.3552 | 897.95 | 1495.3 | 1416012.3025 | 323262 | 146635.235 | 0 | 453195.365
1929 | 500.197 | 2072.4831 | 524.9381 | 2017.4806 | 500.197 | 1645.8 | 868186.3639 | 180070.92 | 81682.1701 | 0 | 177169.7774
1930 | 375.337 | 3416.3285 | 393.9022 | 3325.661 | 375.337 | 1609.8 | 637519.0753 | 135121.32 | 61292.5321 | 0 | 146456.4974
1931 | 375.588 | 3889.7265 | 394.1656 | 3786.4952 | 375.588 | 1542.75 | 611998.6001 | 135211.68 | 61333.5204 | 0 | 171737.613
1932 | 389.912 | 4127.5935 | 409.1981 | 4018.0494 | 389.912 | 1536.3 | 632126.5778 | 140368.32 | 63672.6296 | 0 | 180802.1944
1933 | 750.082 | 3295.0327 | 787.1831 | 3207.5843 | 750.082 | 1520.1 | 1203638.119 | 270029.52 | 122488.3906 | 0 | 359964.3518
1934 | 1316.533 | 3839.9484 | 1381.6523 | 3738.0382 | 1316.533 | 1539.3 | 2140737.4523 | 473951.88 | 214989.8389 | 0 | 606526.7531
1935 | 1499.779 | 3289.3372 | 1573.9621 | 3202.04 | 1499.779 | 1560.75 | 2469547.3735 | 539920.44 | 244913.9107 | 0 | 658777.9257
1936 | 1507.149 | 2465.2036 | 1581.6967 | 2399.7785 | 1507.149 | 1606.05 | 2550967.778 | 542573.64 | 246117.4317 | 0 | 593741.3486
1937 | 1397.369 | 1362.911 | 1362.911 | 1326.7401 | 1326.7401 | 1721.2 | 2402493.5883 | 477626.4224 | 216656.6522 | 136194.9109 | 362070.59
1938 | 997.74 | 258.8972 | 258.8972 | 252.0262 | 252.0262 | 1754.85 | 465649.6978 | 90729.436 | 41155.8803 | 1437971.8307 | 60477.2793
1939 | 884.928 | 0 | 0 | 0 | 0 | 1780.85 | 0 | 0 | 0 | 3163348.5819 | 0
1940 | 686.4 | 0 | 0 | 0 | 0 | 1804.6 | 0 | 0 | 0 | 2453671.3344 | 0
1941 | 1051.2 | 0 | 0 | 0 | 0 | 1747.4 | 0 | 0 | 0 | 3757720.4352 | 0
1942 | 1072.8 | 321.0034 | 321.0034 | 312.4841 | 312.4841 | 1836.25 | 605256.9596 | 112494.2763 | 51028.6537 | 2717898.2031 | 50086.8675
1943 | 1167.2 | 621.2819 | 621.2819 | 604.7934 | 604.7934 | 1764.05 | 1128255.2894 | 217725.6373 | 98762.7683 | 2010432.4911 | 139682.4
1944 | 1155.2 | 0 | 0 | 0 | 0 | 1695.85 | 0 | 0 | 0 | 2227590.6432 | 0
1945 | 943.2 | 0 | 0 | 0 | 0 | 1656.7 | 0 | 0 | 0 | 1818787.6512 | 0
1946 | 1432.8 | 0 | 0 | 0 | 0 | 1615.4 | 0 | 0 | 0 | 2762891.1648 | 0
1947 | 1044 | 0 | 0 | 0 | 0 | 1611.7 | 0 | 0 | 0 | 2013161.904 | 0
1948 | 1157.6 | 0 | 0 | 0 | 0 | 1482.2 | 0 | 0 | 0 | 2232218.6016 | 0
1949 | 960.8 | 0 | 0 | 0 | 0 | 1457.2 | 0 | 0 | 0 | 1852726.0128 | 0
1950 | 852.8 | 0 | 0 | 0 | 0 | 1463.05 | 0 | 0 | 0 | 1644467.8848 | 0
1951 | 1154.806 | 264.5213 | 264.5213 | 257.501 | 257.501 | 1576.25 | 428889.2378 | 92700.3679 | 42049.9169 | 1730287.5461 | 106807.8825
1952 | 248.715 | 755.462 | 261.0171 | 735.4125 | 248.715 | 1543.4 | 405336.8546 | 89537.4 | 40615.1595 | 0 | 113563.269
1953 | 294.906 | 2077.0871 | 309.4928 | 2021.9624 | 294.906 | 1559.5 | 485875.168 | 106166.16 | 48158.1498 | 0 | 129906.093
1954 | 233.76 | 3302.9981 | 245.3224 | 3215.3383 | 233.76 | 1541.65 | 380790.4803 | 84153.6 | 38173.008 | 0 | 107143.896
1955 | 233.438 | 3770.8076 | 244.9845 | 3670.7325 | 233.438 | 1280.75 | 315757.7298 | 84037.68 | 38120.4254 | 0 | 167900.2815
1956 | 273.494 | 4051.031 | 287.0218 | 3943.5188 | 273.494 | 1335.7 | 386217.7016 | 98457.84 | 44661.5702 | 0 | 181682.0642
1957 | 185.868 | 4039.2854 | 195.0615 | 3932.085 | 185.868 | 1264.6 | 248484.4973 | 66912.48 | 30352.2444 | 0 | 136687.3272
1958 | 251.672 | 3748.7427 | 264.1204 | 3649.2531 | 251.672 | 812.9 | 216218.6507 | 90601.92 | 41098.0376 | 0 | 298759.8312
1959 | 290.153 | 3218.8427 | 304.5048 | 3133.4164 | 290.153 | 1140.35 | 349437.5347 | 104455.08 | 47381.9849 | 0 | 249430.0265
1960 | 251.848 | 2404.1176 | 264.3051 | 2340.3136 | 251.848 | 1310.2 | 348364.8073 | 90665.28 | 41126.7784 | 0 | 173724.7504
1961 | 267.282 | 1333.7663 | 280.5025 | 1298.3689 | 267.282 | 1678 | 472418.0217 | 96221.52 | 43647.1506 | 0 | 86064.804
1962 | 269.159 | 251.4576 | 251.4576 | 244.784 | 244.784 | 1759.85 | 453019.037 | 88122.245 | 39973.2295 | 47002.6756 | 57541.3809
1963 | 186.389 | 0 | 0 | 0 | 0 | 1822.9 | 0 | 0 | 0 | 359416.8909 | 0
1964 | 352 | 0 | 0 | 0 | 0 | 1856.1 | 0 | 0 | 0 | 678767.232 | 0
1965 | 209.6 | 97.6777 | 97.6777 | 95.0854 | 95.0854 | 1798.9 | 180099.4315 | 34230.7364 | 15527.4424 | 220820.3759 | 18717.1814
1966 | 269.6 | 282.9351 | 282.9351 | 275.4262 | 269.6 | 1836.3 | 521633.9565 | 97056 | 44025.68 | 0 | 44133.52
1967 | 288.8 | 303.0848 | 303.0848 | 295.0411 | 288.8 | 1816.05 | 554423.4142 | 103968 | 47161.04 | 0 | 53124.76
1968 | 246.4 | 258.5876 | 258.5876 | 251.7248 | 246.4 | 1779.95 | 463960.8413 | 88704 | 40237.12 | 0 | 54220.32
1969 | 255.2 | 0 | 0 | 0 | 0 | 1682.05 | 0 | 0 | 0 | 319479.776 | 0
1970 | 220 | 0 | 0 | 0 | 0 | 1677.3 | 0 | 0 | 0 | 275413.6 | 0
1971 | 287.2 | 0 | 0 | 0 | 0 | 1670.25 | 0 | 0 | 0 | 359539.936 | 0
1972 | 292.8 | 0 | 0 | 0 | 0 | 1664.85 | 0 | 0 | 0 | 366550.464 | 0
1973 | 234.4 | 0 | 0 | 0 | 0 | 1639.5 | 0 | 0 | 0 | 293440.672 | 0
1974 | 231.2 | 0 | 0 | 0 | 0 | 1642.9 | 0 | 0 | 0 | 289434.656 | 0
1975 | 217.414 | 228.1679 | 228.1679 | 222.1124 | 217.414 | 1682.5 | 385955.0671 | 78269.04 | 35503.7062 | 0 | 69028.945
1976 | 235.207 | 690.9694 | 246.841 | 672.6314 | 235.207 | 1702.7 | 422782.1584 | 84674.52 | 38409.3031 | 0 | 69927.0411
1977 | 822.233 | 2011.0392 | 862.9018 | 1957.6673 | 822.233 | 1826.05 | 1582473.778 | 296003.88 | 134270.6489 | 0 | 143027.4304
1978 | 1224.436 | 1886.5005 | 1284.9999 | 1836.4338 | 1224.436 | 1746.7 | 2259660.6064 | 440796.96 | 199950.3988 | 0 | 310149.6388
1979 | 1183.914 | 3806.8126 | 1242.4736 | 3705.7819 | 1183.914 | 1672.75 | 2093771.1514 | 426209.04 | 193333.1562 | 0 | 387435.8565
1980 | 1080.396 | 4119.1306 | 1133.8353 | 4009.8111 | 1080.396 | 1683.3 | 1921755.9114 | 388942.56 | 176428.6668 | 0 | 342161.4132
1981 | 1034.163 | 4132.8513 | 1085.3155 | 4023.1677 | 1034.163 | 1669.35 | 1823898.8251 | 372298.68 | 168878.8179 | 0 | 341945.996
1982 | 1287.314 | 3856.3179 | 1350.988 | 3753.9733 | 1287.314 | 1692.05 | 2304811.5968 | 463433.04 | 210218.3762 | 0 | 396428.3463
1983 | 930.64 | 3316.4176 | 976.672 | 3228.4017 | 930.64 | 1736.15 | 1704350.7699 | 335030.4 | 151973.512 | 0 | 245549.364
1984 | 1303.577 | 2477.9011 | 1368.0554 | 2412.1389 | 1303.577 | 1775.85 | 2437962.8441 | 469287.72 | 212874.1241 | 0 | 292196.7845
1985 | 1377.861 | 1367.494 | 1367.494 | 1331.2014 | 1331.2014 | 1874.3 | 2621017.931 | 479232.5167 | 217385.1944 | 89974.385 | 163792.3794
1986 | 1489.129 | 254.3551 | 254.3551 | 247.6047 | 247.6047 | 1854.55 | 482176.3757 | 89137.685 | 40433.8444 | 2394051.2094 | 35252.2802
1987 | 1582.537 | 0 | 0 | 0 | 0 | 1849.15 | 0 | 0 | 0 | 5657088.6838 | 0
1988 | 1236.8 | 0 | 0 | 0 | 0 | 1789.25 | 0 | 0 | 0 | 4421184.0128 | 0
1989 | 1488.8 | 0 | 0 | 0 | 0 | 1780.2 | 0 | 0 | 0 | 5322007.4048 | 0
1990 | 1436.8 | 321.0034 | 321.0034 | 312.4841 | 312.4841 | 1823.8 | 599042.7574 | 112494.2763 | 51028.6537 | 4019087.5471 | 53894.9988
1991 | 1529.6 | 621.2819 | 621.2819 | 604.7934 | 604.7934 | 1810.65 | 1154878.9829 | 217725.6373 | 98762.7683 | 3305902.3215 | 112095.2
1992 | 1294.4 | 0 | 0 | 0 | 0 | 1786.3 | 0 | 0 | 0 | 2496012.2304 | 0
1993 | 1304 | 0 | 0 | 0 | 0 | 1713 | 0 | 0 | 0 | 1632451.52 | 0
1994 | 1234.4 | 0 | 0 | 0 | 0 | 1763.1 | 0 | 0 | 0 | 1545320.672 | 0
1995 | 1701.6 | 0 | 0 | 0 | 0 | 1712.35 | 0 | 0 | 0 | 2130199.008 | 0
1996 | 1300 | 0 | 0 | 0 | 0 | 1667.6 | 0 | 0 | 0 | 1627444 | 0
1997 | 1364.8 | 0 | 0 | 0 | 0 | 1665.8 | 0 | 0 | 0 | 1708565.824 | 0
1998 | 1507.2 | 0 | 0 | 0 | 0 | 1664.6 | 0 | 0 | 0 | 1886833.536 | 0
1999 | 1696 | 258.9507 | 258.9507 | 252.0783 | 252.0783 | 1741.4 | 463509.2813 | 90748.1927 | 41164.3885 | 2784337.2914 | 63808.5156
2000 | 1387.644 | 1359.3155 | 1359.3155 | 1323.24 | 1323.24 | 1663 | 2326139.6513 | 476366.4088 | 216085.096 | 124191.2165 | 436498.913
2001 | 1583.009 | 1864.1774 | 1661.3089 | 1814.7031 | 1583.009 | 1529.45 | 2568260.6744 | 569883.24 | 258505.3697 | 0 | 744884.8849
2002 | 2116.262 | 2881.9474 | 2220.938 | 2805.4621 | 2116.262 | 1503.9 | 3382057.6616 | 761854.32 | 345585.5846 | 0 | 1049877.5782
2003 | 2008.054 | 3828.0558 | 2107.3778 | 3726.4613 | 2008.054 | 1562.6 | 3336577.3471 | 722899.44 | 327915.2182 | 0 | 878322.8196
2004 | 1681.412 | 4116.3097 | 1764.5792 | 4007.065 | 1681.412 | 1549.65 | 2775776.7927 | 605308.32 | 274574.5796 | 0 | 757223.8942
2005 | 1625.792 | 2816.2825 | 1706.2081 | 2741.5399 | 1625.792 | 1468.15 | 2544543.7733 | 585285.12 | 265491.8336 | 0 | 864677.4752
2006 | 1544.619 | 3740.6104 | 1621.02 | 3641.3366 | 1544.619 | 1475.4 | 2422039.5455 | 556062.84 | 252236.2827 | 0 | 810307.1274
2007 | 1606.752 | 3280.0222 | 1686.2263 | 3192.9722 | 1606.752 | 1550.75 | 2651601.3276 | 578430.72 | 262382.6016 | 0 | 721833.336
2008 | 1395.182 | 2446.7163 | 1464.1915 | 2381.7818 | 1395.182 | 1583.95 | 2342100.902 | 502265.52 | 227833.2206 | 0 | 580465.4711
2009 | 1443.602 | 1355.7662 | 1355.7662 | 1319.7849 | 1319.7849 | 1709.05 | 2379665.011 | 475122.5776 | 215520.8803 | 238758.4224 | 375868.7036
2010 | 1556.4 | 256.2714 | 256.2714 | 249.4701 | 249.4701 | 1821.35 | 478736.9259 | 89809.2509 | 40738.4741 | 2520173.757 | 43625.0795
2011 | 1556.11 | 0 | 0 | 0 | 0 | 1832.6 | 0 | 0 | 0 | 5562620.1926 | 0
2012 | 1073.6 | 0 | 0 | 0 | 0 | 1816.75 | 0 | 0 | 0 | 3837793.6256 | 0
2013 | 1459.2 | 0 | 0 | 0 | 0 | 1802.65 | 0 | 0 | 0 | 5216196.4032 | 0
2014 | 1785.6 | 321.0034 | 321.0034 | 312.4841 | 312.4841 | 1795.75 | 593141.2927 | 112494.2763 | 51028.6537 | 5265941.5119 | 62474.7645
2015 | 1840 | 621.2819 | 621.2819 | 604.7934 | 604.7934 | 1731.9 | 1108014.1232 | 217725.6373 | 98762.7683 | 4415487.9599 | 158715.2
2016 | 1543.2 | 0 | 0 | 0 | 0 | 1667.75 | 0 | 0 | 0 | 2975777.2512 | 0
2017 | 1344.8 | 0 | 0 | 0 | 0 | 1698.75 | 0 | 0 | 0 | 1683528.224 | 0
2018 | 1585.6 | 0 | 0 | 0 | 0 | 1615.4 | 0 | 0 | 0 | 1984980.928 | 0
2019 | 1395.2 | 0 | 0 | 0 | 0 | 1560.85 | 0 | 0 | 0 | 1746622.976 | 0
2020 | 1634.4 | 0 | 0 | 0 | 0 | 1504.95 | 0 | 0 | 0 | 2046072.672 | 0
2021 | 1428 | 0 | 0 | 0 | 0 | 1482.55 | 0 | 0 | 0 | 1787684.64 | 0
2022 | 1732.8 | 0 | 0 | 0 | 0 | 1541.05 | 0 | 0 | 0 | 2169257.664 | 0
2023 | 1353.618 | 259.8732 | 259.8732 | 252.9763 | 252.9763 | 1682.2 | 448990.4221 | 91071.4712 | 41311.0312 | 2122384.9833 | 78695.225
2024 | 1535.856 | 1337.5098 | 1337.5098 | 1302.013 | 1302.013 | 1698.3 | 2334032.1919 | 468724.6803 | 212618.723 | 450923.1969 | 384507.9007
2025 | 1275.614 | 1793.0616 | 1338.7093 | 1745.4747 | 1275.614 | 1740.65 | 2341470.4508 | 459221.04 | 208307.7662 | 0 | 330830.4909
2026 | 1988.333 | 2835.4929 | 2086.6813 | 2760.2405 | 1988.333 | 1754.25 | 3689667.9411 | 715799.88 | 324694.7789 | 0 | 488632.8347
2027 | 1904.751 | 3878.768 | 1998.9651 | 3775.8276 | 1904.751 | 1643.3 | 3314116.3093 | 685710.36 | 311045.8383 | 0 | 679424.6817
2028 | 1672.28 | 4134.7204 | 1754.9955 | 4024.9872 | 1672.28 | 1559.05 | 2755232.7301 | 602020.8 | 273083.324 | 0 | 737391.866
2029 | 1859.284 | 2753.872 | 1951.2492 | 2680.7857 | 1859.284 | 1517.5 | 2977015.0534 | 669342.24 | 303621.0772 | 0 | 897104.53
2030 | 1626.32 | 2284.9154 | 1706.7622 | 2224.275 | 1626.32 | 1619.7 | 2785145.656 | 585475.2 | 265578.056 | 0 | 618489.496
2031 | 1494.969 | 3316.299 | 1568.9142 | 3228.2862 | 1494.969 | 1763.85 | 2785655.7878 | 538188.84 | 244128.4377 | 0 | 353036.9293
2032 | 1162.25 | 2472.8206 | 1219.738 | 2407.1933 | 1162.25 | 1772.7 | 2174235.6436 | 418410 | 189795.425 | 0 | 264179.425
2033 | 1264.538 | 1355.7904 | 1327.0855 | 1319.8084 | 1264.538 | 1839.2 | 2447892.6704 | 455233.68 | 206499.0554 | 0 | 203337.7104
2034 | 1476.872 | 261.6174 | 261.6174 | 254.6742 | 254.6742 | 1886.35 | 505570.619 | 91682.7212 | 41588.301 | 2356783.5236 | 28331.4676
2035 | 1536.546 | 0 | 0 | 0 | 0 | 1883.85 | 0 | 0 | 0 | 5492684.84 | 0
2036 | 1277.6 | 0 | 0 | 0 | 0 | 1865.55 | 0 | 0 | 0 | 4567031.6096 | 0
2037 | 1460.8 | 0 | 0 | 0 | 0 | 1850.4 | 0 | 0 | 0 | 5221915.9168 | 0
2038 | 1661.6 | 321.0034 | 321.0034 | 312.4841 | 312.4841 | 1836.3 | 604773.6881 | 112494.2763 | 51028.6537 | 4822679.2079 | 50071.5738
2039 | 1407.2 | 621.2819 | 621.2819 | 604.7934 | 604.7934 | 1816.05 | 1160290.1092 | 217725.6373 | 98762.7683 | 2868359.5311 | 108898.4
2040 | 1428 | 0 | 0 | 0 | 0 | 1798.85 | 0 | 0 | 0 | 2753635.248 | 0
2041 | 1554.4 | 0 | 0 | 0 | 0 | 1726.7 | 0 | 0 | 0 | 1945922.272 | 0
2042 | 1313.6 | 0 | 0 | 0 | 0 | 1672.4 | 0 | 0 | 0 | 1644469.568 | 0
2043 | 1546.4 | 0 | 0 | 0 | 0 | 1668.7 | 0 | 0 | 0 | 1935907.232 | 0
2044 | 1344.8 | 0 | 0 | 0 | 0 | 1659.85 | 0 | 0 | 0 | 1683528.224 | 0
2045 | 1362.4 | 0 | 0 | 0 | 0 | 1659.2 | 0 | 0 | 0 | 1705561.312 | 0
2046 | 1128.8 | 0 | 0 | 0 | 0 | 1668.55 | 0 | 0 | 0 | 1413122.144 | 0
2047 | 1486.419 | 269.3771 | 269.3771 | 262.228 | 262.228 | 1685.7 | 466855.7924 | 94402.085 | 42821.8347 | 2360627.0656 | 80674.8383
2048 | 1323.308 | 825.1149 | 825.1149 | 803.2168 | 803.2168 | 1670.8 | 1417383.5139 | 289158.0354 | 131165.2977 | 1002900.2502 | 258825.5992
2049 | 1226.957 | 1466.9631 | 1287.6456 | 1428.0307 | 1226.957 | 1732.15 | 2241654.4219 | 441704.52 | 200362.0781 | 0 | 328640.4324
2050 | 1796.019 | 2801.3812 | 1884.855 | 2727.034 | 1796.019 | 1655.9 | 3139243.2989 | 646566.84 | 293289.9027 | 0 | 618010.1379
2051 | 1668.541 | 3638.7779 | 1751.0715 | 3542.2067 | 1668.541 | 1540.15 | 2715279.7734 | 600674.76 | 272472.7453 | 0 | 767278.5789
2052 | 1931.97 | 3883.4517 | 2027.5305 | 3780.387 | 1931.97 | 1531.1 | 3120715.4048 | 695509.2 | 315490.701 | 0 | 905900.733
2053 | 1668.96 | 3139.4288 | 1751.5113 | 3056.1101 | 1668.96 | 1517.5 | 2673308.6175 | 600825.6 | 272541.168 | 0 | 805273.2
2054 | 1763.69 | 2453.9555 | 1850.9269 | 2388.8289 | 1763.69 | 1567.25 | 2925121.5428 | 634928.4 | 288010.577 | 0 | 763236.8475
2055 | 1579.999 | 2856.6039 | 1658.15 | 2780.7912 | 1579.999 | 1563.35 | 2607412.2056 | 568799.64 | 258013.8367 | 0 | 689906.5633
2056 | 1714.12 | 2231.5177 | 1798.905 | 2172.2944 | 1714.12 | 1594.95 | 2881618.906 | 617083.2 | 279915.796 | 0 | 694304.306
2057 | 1622.297 | 1198.2828 | 1198.2828 | 1166.481 | 1166.481 | 1759.2 | 2161084.3109 | 419933.1741 | 190486.3537 | 878957.2105 | 274946.8848
2058 | 1842.205 | 192.2584 | 192.2584 | 187.156 | 187.156 | 1867.45 | 368329.8102 | 67376.1547 | 30562.5724 | 3191457.4959 | 24282.7623
2059 | 1704.336 | 0 | 0 | 0 | 0 | 1864.95 | 0 | 0 | 0 | 6092483.0819 | 0
2060 | 1539.2 | 0 | 0 | 0 | 0 | 1846.65 | 0 | 0 | 0 | 5502172.0832 | 0
2061 | 1760 | 0 | 0 | 0 | 0 | 1840.95 | 0 | 0 | 0 | 6291464.96 | 0
2062 | 1748 | 321.0034 | 321.0034 | 312.4841 | 312.4841 | 1836.3 | 605151.51 | 112494.2763 | 51028.6537 | 5131532.9423 | 50071.5738
2063 | 1951.2 | 621.2819 | 621.2819 | 604.7934 | 604.7934 | 1816.05 | 1161344.068 | 217725.6373 | 98762.7683 | 4812994.1551 | 108898.4
2064 | 1534.4 | 0 | 0 | 0 | 0 | 1789.4 | 0 | 0 | 0 | 2958808.0704 | 0
2065 | 1479.2 | 0 | 0 | 0 | 0 | 1722.25 | 0 | 0 | 0 | 1851780.896 | 0
2066 | 1765.6 | 0 | 0 | 0 | 0 | 1668.9 | 0 | 0 | 0 | 2210319.328 | 0
2067 | 1462.4 | 0 | 0 | 0 | 0 | 1661.7 | 0 | 0 | 0 | 1830749.312 | 0
2068 | 1915.2 | 0 | 0 | 0 | 0 | 1659.85 | 0 | 0 | 0 | 2397600.576 | 0
2069 | 1624.8 | 0 | 0 | 0 | 0 | 1657.7 | 0 | 0 | 0 | 2034054.624 | 0
2070 | 1568 | 0 | 0 | 0 | 0 | 1667.05 | 0 | 0 | 0 | 1962947.84 | 0
2071 | 1421.665 | 221.2603 | 221.2603 | 215.3882 | 215.3882 | 1727.75 | 393673.2617 | 77539.7493 | 35172.8918 | 2326082.8685 | 57399.012
2072 | 1488.271 | 1265.2711 | 1265.2711 | 1231.6915 | 1231.6915 | 1695.8 | 2206119.7897 | 443408.926 | 201135.2156 | 494766.43 | 366754.7754
2073 | 1486.483 | 1670.1863 | 1560.0085 | 1625.8605 | 1486.483 | 1734.65 | 2722470.3101 | 535133.88 | 242742.6739 | 0 | 394438.264
2074 | 1803.338 | 2665.4002 | 1892.536 | 2594.6619 | 1803.338 | 1744.75 | 3324212.8203 | 649201.68 | 294485.0954 | 0 | 460302.0245
2075 | 2033.628 | 3650.3755 | 2134.2167 | 3553.4965 | 2033.628 | 1740.75 | 3741906.6386 | 732106.08 | 332091.4524 | 0 | 527218.059
2076 | 1696.775 | 3589.3482 | 1780.7021 | 3494.0889 | 1696.775 | 1709.2 | 3059431.0498 | 610839 | 277083.3575 | 0 | 493422.17
2077 | 1592.548 | 3761.8421 | 1671.3197 | 3662.0049 | 1592.548 | 1673.1 | 2811410.7215 | 573317.28 | 260063.0884 | 0 | 520603.9412
2078 | 1457.42 | 2974.8899 | 1529.5079 | 2895.9379 | 1457.42 | 1748.4 | 2698462.7586 | 524671.2 | 237996.686 | 0 | 366686.872
2079 | 1641.988 | 3105.9615 | 1723.2052 | 3023.531 | 1641.988 | 1769.85 | 3072985.4939 | 591115.68 | 268136.6404 | 0 | 377903.5382
2080 | 1955.911 | 2308.4233 | 2052.6556 | 2247.1591 | 1955.911 | 1706.2 | 3526718.0809 | 704127.96 | 319400.2663 | 0 | 574646.6518
2081 | 1702.841 | 1246.3692 | 1246.3692 | 1213.2912 | 1213.2912 | 1826.25 | 2338417.2981 | 436784.8442 | 198130.4585 | 944006.6469 | 206350.0175
2082 | 1466.806 | 219.1551 | 219.1551 | 213.3388 | 213.3388 | 1886.35 | 424081.501 | 76801.983 | 34838.2328 | 2417080.7769 | 23733.0749
2083 | 1663.509 | 0 | 0 | 0 | 0 | 1883.85 | 0 | 0 | 0 | 5946538.9683 | 0
2084 | 1294.4 | 0 | 0 | 0 | 0 | 1865.55 | 0 | 0 | 0 | 4627086.5024 | 0
2085 | 1368 | 0 | 0 | 0 | 0 | 1850.4 | 0 | 0 | 0 | 4890184.128 | 0
2086 | 1146.4 | 321.0034 | 321.0034 | 312.4841 | 312.4841 | 1836.3 | 604935.9453 | 112494.2763 | 51028.6537 | 2980995.8287 | 50071.5738
2087 | 1459.2 | 621.2819 | 621.2819 | 604.7934 | 604.7934 | 1816.05 | 1160580.6846 | 217725.6373 | 98762.7683 | 3054243.7231 | 108898.4
2088 | 1268.8 | 0 | 0 | 0 | 0 | 1798.85 | 0 | 0 | 0 | 2446647.3408 | 0
2089 | 923.2 | 0 | 0 | 0 | 0 | 1778.2 | 0 | 0 | 0 | 1155735.616 | 0
2090 | 1351.2 | 0 | 0 | 0 | 0 | 1718.9 | 0 | 0 | 0 | 1691540.256 | 0
2091 | 1026.4 | 0 | 0 | 0 | 0 | 1668.7 | 0 | 0 | 0 | 1284929.632 | 0
2092 | 1252.8 | 0 | 0 | 0 | 0 | 1666.85 | 0 | 0 | 0 | 1568355.264 | 0
2093 | 1265.6 | 0 | 0 | 0 | 0 | 1663.7 | 0 | 0 | 0 | 1584379.328 | 0
2094 | 918.4 | 0 | 0 | 0 | 0 | 1669.55 | 0 | 0 | 0 | 1149726.592 | 0
2095 | 1050.829 | 249.8666 | 249.8666 | 243.2353 | 243.2353 | 1779.7 | 457042.4283 | 87564.6909 | 39720.3167 | 1557295.945 | 52451.227
2096 | 806.027 | 845.8953 | 845.8953 | 823.4457 | 806.027 | 1701.8 | 1447330.4809 | 290169.72 | 131624.2091 | 0 | 240357.2514
2097 | 1095.822 | 1517.1358 | 1150.0243 | 1476.8719 | 1095.822 | 1786.2 | 2065567.616 | 394495.92 | 178947.7326 | 0 | 234286.7436
2098 | 1270.332 | 3371.9384 | 1333.1661 | 3282.449 | 1270.332 | 1754.25 | 2355628.6959 | 457319.52 | 207445.2156 | 0 | 312184.089
2099 | 1318.43 | 3969.897 | 1383.6431 | 3864.5381 | 1318.43 | 1752.75 | 2438005.3444 | 474634.8 | 215299.619 | 0 | 325981.8175
2100 | 1137.052 | 4270.4222 | 1193.2937 | 4157.0875 | 1137.052 | 1743.7 | 2088301.7672 | 409338.72 | 185680.5916 | 0 | 291426.4276
2101 | 1338.908 | 4287.4959 | 1405.134 | 4173.7081 | 1338.908 | 1726.6 | 2430505.2635 | 482006.88 | 218643.6764 | 0 | 366057.4472
2102 | 1124.637 | 3967.8978 | 1180.2646 | 3862.5919 | 1124.637 | 1850.4 | 2189704.91 | 404869.32 | 183653.2221 | 0 | 168245.6952
2103 | 1168.045 | 3412.7625 | 1225.8197 | 3322.1896 | 1168.045 | 1876.35 | 2304725.2768 | 420496.2 | 190741.7485 | 0 | 144428.7643
2104 | 1479.406 | 2553.5883 | 1552.5814 | 2485.8175 | 1479.406 | 1885.2 | 2929278.4152 | 532586.16 | 241586.9998 | 0 | 169835.8088
2105 | 1301.431 | 1404.7289 | 1365.8033 | 1367.4482 | 1301.431 | 1890.7 | 2585142.1346 | 468515.16 | 212523.6823 | 0 | 142246.4083
2106 | 1478.389 | 254.6395 | 254.6395 | 247.8815 | 247.8815 | 1886.35 | 492309.4524 | 89237.3534 | 40479.055 | 2372807.2288 | 27575.8087
2107 | 1147.38 | 0 | 0 | 0 | 0 | 1883.85 | 0 | 0 | 0 | 4101534.6965 | 0
2108 | 1016 | 0 | 0 | 0 | 0 | 1865.55 | 0 | 0 | 0 | 3631891.136 | 0
2109 | 1436 | 0 | 0 | 0 | 0 | 1850.4 | 0 | 0 | 0 | 5133263.456 | 0
2110 | 1550.4 | 321.0034 | 321.0034 | 312.4841 | 312.4841 | 1836.3 | 606165.4075 | 112494.2763 | 51028.6537 | 4425173.0127 | 50071.5738
2111 | 1441.6 | 621.2819 | 621.2819 | 604.7934 | 604.7934 | 1816.05 | 1161644.5877 | 217725.6373 | 98762.7683 | 2991329.0735 | 108898.4
2112 | 1428 | 0 | 0 | 0 | 0 | 1798.85 | 0 | 0 | 0 | 2753635.248 | 0
2113 | 1300 | 0 | 0 | 0 | 0 | 1731.7 | 0 | 0 | 0 | 2506810.8 | 0
2114 | 1284 | 0 | 0 | 0 | 0 | 1775.4 | 0 | 0 | 0 | 2475957.744 | 0
2115 | 1629.6 | 0 | 0 | 0 | 0 | 1761.75 | 0 | 0 | 0 | 3142383.7536 | 0
2116 | 1440 | 0 | 0 | 0 | 0 | 1666.85 | 0 | 0 | 0 | 2776775.04 | 0
2117 | 1583.2 | 0 | 0 | 0 | 0 | 1709.25 | 0 | 0 | 0 | 3052909.8912 | 0
2118 | 1600 | 0 | 0 | 0 | 0 | 1766.6 | 0 | 0 | 0 | 3085305.6 | 0
2119 | 1140.384 | 305.3338 | 305.3338 | 297.2304 | 297.2304 | 1788.2 | 561017.1824 | 107002.9562 | 48537.7299 | 1625866.5117 | 61621.7274
2120 | 204.826 | 807.0022 | 214.9572 | 785.5848 | 204.826 | 1789.4 | 386818.3237 | 73737.36 | 33448.0858 | 0 | 43136.3556
2121 | 307.065 | 2102.7066 | 322.2533 | 2046.9019 | 307.065 | 1842.15 | 596960.9293 | 110543.4 | 50143.7145 | 0 | 48470.2102
2122 | 313.222 | 3320.3678 | 328.7148 | 3232.247 | 313.222 | 1843.3 | 611463.249 | 112759.92 | 51149.1526 | 0 | 49081.8874
2123 | 355.547 | 3827.4702 | 373.1333 | 3725.8913 | 355.547 | 1752.75 | 660211.6854 | 127996.92 | 58060.8251 | 0 | 87908.9958
2124 | 311.517 | 4099.5791 | 326.9255 | 3990.7785 | 311.517 | 1740.2 | 572443.0581 | 112146.12 | 50870.7261 | 0 | 80932.1166
2125 | 299.716 | 2807.2991 | 314.5408 | 2732.7949 | 299.716 | 1726.6 | 546331.3235 | 107897.76 | 48943.6228 | 0 | 81942.3544
2126 | 315.351 | 3824.856 | 330.9491 | 3723.3464 | 315.351 | 1751.9 | 583959.2859 | 113526.36 | 51496.8183 | 0 | 78238.5831
2127 | 283.379 | 3271.6716 | 297.3957 | 3184.8433 | 283.379 | 1857.45 | 555656.0695 | 102016.44 | 46275.7907 | 0 | 40395.6764
2128 | 230.684 | 2435.4734 | 242.0943 | 2370.8373 | 230.684 | 1778.7 | 432853.6365 | 83046.24 | 37670.6972 | 0 | 51050.3692
2129 | 250.683 | 1326.439 | 263.0825 | 1291.236 | 250.683 | 1881.25 | 496797.4715 | 90245.88 | 40936.5339 | 0 | 29768.6063
2130 | 298.518 | 242.8404 | 242.8404 | 236.3956 | 236.3956 | 1886.35 | 469442.7894 | 85102.4051 | 38603.3966 | 119791.676 | 26298.0417
2131 | 256.165 | 0 | 0 | 0 | 0 | 1883.85 | 0 | 0 | 0 | 493967.0681 | 0
2132 | 318.4 | 0 | 0 | 0 | 0 | 1865.55 | 0 | 0 | 0 | 613975.8144 | 0
2133 | 298.4 | 195.9074 | 195.9074 | 190.7081 | 190.7081 | 1850.4 | 372324.4218 | 68654.925 | 31142.6368 | 207663.9654 | 27926.4304
2134 | 237.6 | 249.3523 | 249.3523 | 242.7347 | 237.6 | 1836.3 | 460170.9306 | 85536 | 38800.08 | 0 | 38895.12
2135 | 305.6 | 320.7158 | 320.7158 | 312.2042 | 305.6 | 1816.05 | 586413.417 | 110016 | 49904.48 | 0 | 56215.12
2136 | 168 | 176.3097 | 176.3097 | 171.6306 | 168 | 1789.4 | 317711.6946 | 60480 | 27434.4 | 0 | 35380.8
2137 | 228.8 | 0 | 0 | 0 | 0 | 1720.6 | 0 | 0 | 0 | 286430.144 | 0
2138 | 226.4 | 0 | 0 | 0 | 0 | 1677.3 | 0 | 0 | 0 | 283425.632 | 0
2139 | 221.6 | 0 | 0 | 0 | 0 | 1673.75 | 0 | 0 | 0 | 277416.608 | 0
2140 | 135.2 | 0 | 0 | 0 | 0 | 1671.85 | 0 | 0 | 0 | 169254.176 | 0
2141 | 148.8 | 0 | 0 | 0 | 0 | 1664.5 | 0 | 0 | 0 | 186279.744 | 0
2142 | 203.2 | 0 | 0 | 0 | 0 | 1671.4 | 0 | 0 | 0 | 254382.016 | 0
2143 | 139.948 | 146.8702 | 146.8702 | 142.9724 | 139.948 | 1724.55 | 255044.8943 | 50381.28 | 22853.5084 | 0 | 38548.6766
2144 | 168.345 | 775.0607 | 176.6718 | 754.4911 | 168.345 | 1695.7 | 301460.2252 | 60604.2 | 27490.7385 | 0 | 51227.3835
2145 | 999.188 | 2195.2587 | 1048.6105 | 2136.9978 | 999.188 | 1734.95 | 1833204.7002 | 359707.68 | 163167.4004 | 0 | 264834.7794
2146 | 1188.218 | 2926.2704 | 1246.9905 | 2848.6088 | 1188.218 | 1695.7 | 2130743.6559 | 427758.48 | 194035.9994 | 0 | 361574.7374
2147 | 1369.757 | 2214.6748 | 1437.5089 | 2155.8986 | 1369.757 | 1586.85 | 2290999.4897 | 493112.52 | 223681.3181 | 0 | 565915.1045
2148 | 1382.264 | 2495.0157 | 1450.6345 | 2428.7994 | 1382.264 | 1555.65 | 2259417.7211 | 497615.04 | 225723.7112 | 0 | 614209.0084
2149 | 1401.945 | 3210.8994 | 1471.289 | 3125.6838 | 1401.945 | 1518.95 | 2239444.4118 | 504700.2 | 228937.6185 | 0 | 674405.6423
2150 | 1395.96 | 2668.4972 | 1465.008 | 2597.6767 | 1395.96 | 1598.25 | 2348517.3729 | 502545.6 | 227960.268 | 0 | 560826.93
2151 | 1436.28 | 2357.5036 | 1507.3223 | 2294.9367 | 1436.28 | 1658.7 | 2512102.5902 | 517060.8 | 234544.524 | 0 | 490202.364
2152 | 1584.287 | 1913.0782 | 1662.6501 | 1862.3061 | 1584.287 | 1591.2 | 2656117.2161 | 570343.32 | 258714.0671 | 0 | 647656.5256
2153 | 1458.461 | 1266.9387 | 1266.9387 | 1233.3148 | 1233.3148 | 1771.3 | 2297572.6879 | 443993.3281 | 201400.3069 | 434153.0192 | 276092.5862
2154 | 1392.377 | 233.029 | 233.029 | 226.8445 | 226.8445 | 1803.05 | 429686.4066 | 81664.0319 | 37043.7122 | 2247514.9047 | 43731.9597
2155 | 1600.335 | 0 | 0 | 0 | 0 | 1755.65 | 0 | 0 | 0 | 5720711.1232 | 0
2156 | 1251.2 | 0 | 0 | 0 | 0 | 1734.3 | 0 | 0 | 0 | 4472659.6352 | 0
2157 | 921.6 | 0 | 0 | 0 | 0 | 1722.7 | 0 | 0 | 0 | 3294439.8336 | 0
2158 | 1216 | 321.0034 | 321.0034 | 312.4841 | 312.4841 | 1823.8 | 600392.2298 | 112494.2763 | 51028.6537 | 3229794.6703 | 53894.9988
2159 | 1305.6 | 621.2819 | 621.2819 | 604.7934 | 604.7934 | 1810.65 | 1156440.0488 | 217725.6373 | 98762.7683 | 2505170.4175 | 112095.2
2160 | 875.2 | 0 | 0 | 0 | 0 | 1734.8 | 0 | 0 | 0 | 1687662.1632 | 0
2161 | 1137.6 | 0 | 0 | 0 | 0 | 1721 | 0 | 0 | 0 | 1424138.688 | 0
2162 | 760 | 0 | 0 | 0 | 0 | 1758.65 | 0 | 0 | 0 | 951428.8 | 0
2163 | 1196.8 | 0 | 0 | 0 | 0 | 1670.3 | 0 | 0 | 0 | 1498249.984 | 0
2164 | 1156 | 0 | 0 | 0 | 0 | 1667.6 | 0 | 0 | 0 | 1447173.28 | 0
2165 | 1220 | 0 | 0 | 0 | 0 | 1665.8 | 0 | 0 | 0 | 1527293.6 | 0
2166 | 1054.4 | 0 | 0 | 0 | 0 | 1706.65 | 0 | 0 | 0 | 1319982.272 | 0
2167 | 1293.304 | 283.5176 | 283.5176 | 275.9932 | 275.9932 | 1746.85 | 509136.2603 | 99357.5499 | 45069.6886 | 1961696.7038 | 68389.7383
2168 | 1393.785 | 1085.9347 | 1085.9347 | 1057.1146 | 1057.1146 | 1666.5 | 1859106.2563 | 380561.2439 | 172626.8087 | 649206.9838 | 345090.1255
2169 | 1579.901 | 1811.4776 | 1658.0472 | 1763.4019 | 1579.901 | 1670.75 | 2779754.0502 | 568764.36 | 257997.8333 | 0 | 520182.4042
2170 | 1649.699 | 2755.0978 | 1731.2976 | 2681.979 | 1649.699 | 1537.75 | 2680605.8108 | 593891.64 | 269395.8467 | 0 | 762573.3627
2171 | 1676.943 | 3726.3052 | 1759.8891 | 3627.4111 | 1676.943 | 1596.45 | 2840542.5754 | 603699.48 | 273844.7919 | 0 | 676730.3476
2172 | 1684.745 | 3992.0743 | 1768.077 | 3886.1268 | 1684.745 | 1622.85 | 2904537.4583 | 606508.2 | 275118.8585 | 0 | 635401.5768
2173 | 1931.871 | 4008.214 | 2027.4266 | 3901.8381 | 1931.871 | 1493.5 | 3065450.6717 | 695473.56 | 315474.5343 | 0 | 978492.6615
2174 | 1728.951 | 1820.8262 | 1814.4696 | 1772.5025 | 1728.951 | 1475.4 | 2703966.9774 | 622422.36 | 282337.6983 | 0 | 907007.6946
2175 | 1653.202 | 3081.7619 | 1734.9738 | 2999.9736 | 1653.202 | 1488.95 | 2597723.826 | 595152.72 | 269967.8866 | 0 | 844868.8821
2176 | 1470.106 | 1914.0479 | 1542.8214 | 1863.2501 | 1470.106 | 1522.65 | 2353032.583 | 529238.16 | 240068.3098 | 0 | 701755.0991
2177 | 1634.306 | 1213.6354 | 1213.6354 | 1181.4262 | 1181.4262 | 1684.05 | 2092373.238 | 425313.4247 | 192926.8951 | 873295.4038 | 365375.6383
2178 | 1538.105 | 206.9131 | 206.9131 | 201.4218 | 201.4218 | 1779.3 | 376753.5572 | 72511.8317 | 32892.1726 | 2577547.6887 | 43513.4327
2179 | 1470.4 | 0 | 0 | 0 | 0 | 1832.6 | 0 | 0 | 0 | 5256232.9984 | 0
2180 | 1250.4 | 0 | 0 | 0 | 0 | 1816.75 | 0 | 0 | 0 | 4469799.8784 | 0
2181 | 1324.8 | 0 | 0 | 0 | 0 | 1802.65 | 0 | 0 | 0 | 4735757.2608 | 0
2182 | 1529.6 | 321.0034 | 321.0034 | 312.4841 | 312.4841 | 1790.75 | 590273.9242 | 112494.2763 | 51028.6537 | 4350819.3359 | 64004.1345
2183 | 1635.2 | 621.2819 | 621.2819 | 604.7934 | 604.7934 | 1722.5 | 1099730.7733 | 217725.6373 | 98762.7683 | 3683390.2191 | 164280
2184 | 1508 | 0 | 0 | 0 | 0 | 1751.85 | 0 | 0 | 0 | 2907900.528 | 0
2185 | 972 | 0 | 0 | 0 | 0 | 1740.9 | 0 | 0 | 0 | 1216827.36 | 0
2186 | 1086.4 | 0 | 0 | 0 | 0 | 1686.4 | 0 | 0 | 0 | 1360042.432 | 0
2187 | 1562.4 | 0 | 0 | 0 | 0 | 1682.05 | 0 | 0 | 0 | 1955937.312 | 0
2188 | 1220 | 0 | 0 | 0 | 0 | 1674.3 | 0 | 0 | 0 | 1527293.6 | 0
2189 | 1601.6 | 0 | 0 | 0 | 0 | 1667.9 | 0 | 0 | 0 | 2005011.008 | 0
2190 | 1461.6 | 0 | 0 | 0 | 0 | 1662.8 | 0 | 0 | 0 | 1829747.808 | 0
2191 | 1554.491 | 203.7374 | 203.7374 | 198.3304 | 198.3304 | 1714.05 | 356579.0667 | 71398.9301 | 32387.348 | 2615106.2582 | 55512.9033
2192 | 1258.89 | 859.7534 | 859.7534 | 836.936 | 836.936 | 1716.4 | 1505504.9941 | 301296.9752 | 136671.6557 | 813660.5681 | 232334.1952
2193 | 1130.656 | 1207.5926 | 1186.5813 | 1175.5437 | 1130.656 | 1775.45 | 2102468.2172 | 407036.16 | 184636.1248 | 0 | 253888.8048
2194 | 1493.053 | 2125.7245 | 1566.9034 | 2069.3089 | 1493.053 | 1807.65 | 2834347.1751 | 537499.08 | 243815.5549 | 0 | 287188.7445
2195 | 1407.71 | 2974.1679 | 1477.3391 | 2895.2351 | 1407.71 | 1775 | 2627259.4037 | 506775.6 | 229879.043 | 0 | 316734.75
2196 | 1593.023 | 3228.736 | 1671.8182 | 3143.0471 | 1593.023 | 1758.65 | 2944848.4312 | 573488.28 | 260140.6559 | 0 | 384476.1011
2197 | 1931.914 | 3098.0905 | 2027.4717 | 3015.8689 | 1931.914 | 1741 | 3542169.3727 | 695489.04 | 315481.5562 | 0 | 500365.726
2198 | 1327.845 | 2622.2442 | 1393.5238 | 2552.6513 | 1327.845 | 1774 | 2482575.2257 | 478024.2 | 216837.0885 | 0 | 300092.97
2199 | 1348.658 | 3307.7417 | 1415.3663 | 3219.956 | 1348.658 | 1793.05 | 2549877.0298 | 485516.88 | 220235.8514 | 0 | 279104.7731
2200 | 1472.454 | 2115.5269 | 1545.2856 | 2059.3819 | 1472.454 | 1799.45 | 2789934.6942 | 530083.44 | 240451.7382 | 0 | 295300.6497
2201 | 1419.53 | 1353.6432 | 1353.6432 | 1317.7182 | 1317.7182 | 1898.8 | 2630529.382 | 474378.559 | 215183.3852 | 196325.2853 | 130532.2128
2202 | 938.571 | 141.0845 | 141.0845 | 137.3402 | 137.3402 | 1893.5 | 273607.3177 | 49442.4764 | 22427.6567 | 1545026.1475 | 14317.3275
2203 | 1347.852 | 0 | 0 | 0 | 0 | 1894.45 | 0 | 0 | 0 | 4818161.153 | 0
2204 | 1007.2 | 0 | 0 | 0 | 0 | 1886 | 0 | 0 | 0 | 3600433.8112 | 0
2205 | 1144 | 0 | 0 | 0 | 0 | 1871.55 | 0 | 0 | 0 | 4089452.224 | 0
2206 | 1352 | 321.0034 | 321.0034 | 312.4841 | 312.4841 | 1857.7 | 613504.8407 | 112494.2763 | 51028.6537 | 3715953.3263 | 43525.8702
2207 | 1520.8 | 621.2819 | 621.2819 | 604.7934 | 604.7934 | 1835.65 | 1171605.7722 | 217725.6373 | 98762.7683 | 3274444.9967 | 97295.2
2208 | 1532.8 | 0 | 0 | 0 | 0 | 1816.15 | 0 | 0 | 0 | 2955722.7648 | 0
2209 | 1087.2 | 0 | 0 | 0 | 0 | 1797.8 | 0 | 0 | 0 | 1361043.936 | 0
2210 | 1328.8 | 0 | 0 | 0 | 0 | 1788.4 | 0 | 0 | 0 | 1663498.144 | 0
2211 | 1067.2 | 0 | 0 | 0 | 0 | 1784.05 | 0 | 0 | 0 | 1336006.336 | 0
2212 | 1069.6 | 0 | 0 | 0 | 0 | 1776.2 | 0 | 0 | 0 | 1339010.848 | 0
2213 | 964.8 | 0 | 0 | 0 | 0 | 1782.9 | 0 | 0 | 0 | 1207813.824 | 0
2214 | 1233.6 | 0 | 0 | 0 | 0 | 1788.2 | 0 | 0 | 0 | 1544319.168 | 0
2215 | 1241.187 | 331.0478 | 331.0478 | 322.2619 | 322.2619 | 1793.55 | 607472.9067 | 116014.2967 | 52625.374 | 1771977.9049 | 65123.6203
2216 | 1139.749 | 1196.1241 | 1196.1241 | 1164.3796 | 1139.749 | 1806.6 | 2166565.0334 | 410309.64 | 186121.0117 | 0 | 220427.4566
2217 | 1485.342 | 1950.2375 | 1558.811 | 1898.4793 | 1485.342 | 1854.05 | 2895083.8525 | 534723.12 | 242556.3486 | 0 | 216785.6649
2218 | 1788.565 | 3240.2171 | 1877.0323 | 3154.2235 | 1788.565 | 1874.65 | 3527765.8664 | 643883.4 | 292072.6645 | 0 | 224196.6227
2219 | 1486.331 | 3938.5107 | 1559.8489 | 3833.9848 | 1486.331 | 1839 | 2873419.4414 | 535079.16 | 242717.8523 | 0 | 239299.291
2220 | 1635.414 | 4215.0137 | 1716.306 | 4103.1496 | 1635.414 | 1764.45 | 3038050.0637 | 588749.04 | 267063.1062 | 0 | 385221.7677
2221 | 1839.255 | 3012.9403 | 1930.2295 | 2932.9785 | 1839.255 | 1754 | 3398405.0345 | 662131.8 | 300350.3415 | 0 | 452456.73
2222 | 1431.431 | 3898.0886 | 1502.2334 | 3794.6354 | 1431.431 | 1776.9 | 2689403.2612 | 515315.16 | 233752.6823 | 0 | 319352.2561
2223 | 1727.174 | 3332.3316 | 1812.6047 | 3243.8934 | 1727.174 | 1795.95 | 3275202.2896 | 621782.64 | 282047.5142 | 0 | 352429.8547
2224 | 1726.438 | 2497.9322 | 1811.8323 | 2431.6384 | 1726.438 | 1819.85 | 3306248.4728 | 621517.68 | 281927.3254 | 0 | 311017.8057
2225 | 1599.501 | 1359.6104 | 1359.6104 | 1323.5271 | 1323.5271 | 1904.7 | 2650978.8763 | 476469.7549 | 216131.9749 | 532164.8927 | 123464.009
2226 | 1633.042 | 240.9598 | 240.9598 | 234.5648 | 234.5648 | 1893.5 | 466442.6336 | 84443.3438 | 38304.439 | 2696705.876 | 24452.7195
2227 | 1619.476 | 0 | 0 | 0 | 0 | 1894.45 | 0 | 0 | 0 | 5789134.3793 | 0
2228 | 1533.6 | 0 | 0 | 0 | 0 | 1886 | 0 | 0 | 0 | 5482153.7856 | 0
2229 | 1748.8 | 0 | 0 | 0 | 0 | 1871.55 | 0 | 0 | 0 | 6251428.3648 | 0
2230 | 1145.6 | 321.0034 | 321.0034 | 312.4841 | 312.4841 | 1857.7 | 612987.3974 | 112494.2763 | 51028.6537 | 2978136.0719 | 43525.8702
2231 | 1203.2 | 621.2819 | 621.2819 | 604.7934 | 604.7934 | 1835.65 | 1170915.5236 | 217725.6373 | 98762.7683 | 2139121.5471 | 97295.2
2232 | 382.4 | 0 | 0 | 0 | 0 | 1816.15 | 0 | 0 | 0 | 737388.0384 | 0
2233 | 120 | 0 | 0 | 0 | 0 | 1797.8 | 0 | 0 | 0 | 150225.6 | 0
2234 | 126.4 | 0 | 0 | 0 | 0 | 1788.4 | 0 | 0 | 0 | 158237.632 | 0
2235 | 118.4 | 0 | 0 | 0 | 0 | 1784.05 | 0 | 0 | 0 | 148222.592 | 0
2236 | 124.8 | 0 | 0 | 0 | 0 | 1782.1 | 0 | 0 | 0 | 156234.624 | 0
2237 | 127.2 | 0 | 0 | 0 | 0 | 1782.9 | 0 | 0 | 0 | 159239.136 | 0
2238 | 104.8 | 0 | 0 | 0 | 0 | 1788.2 | 0 | 0 | 0 | 131197.024 | 0
2239 | 90.455 | 94.9291 | 94.9291 | 92.4098 | 90.455 | 1792.65 | 170404.5339 | 32563.8 | 14771.3015 | 0 | 18755.8442
2240 | 181.636 | 237.9457 | 190.6202 | 231.6308 | 181.636 | 1713.5 | 327034.5913 | 65388.96 | 29661.1588 | 0 | 52038.714
2241 | 1303.888 | 1368.3818 | 1368.3818 | 1332.0657 | 1303.888 | 1804.45 | 2473656.811 | 469399.68 | 212924.9104 | 0 | 254975.2984
2242 | 1593.999 | 1672.8425 | 1672.8425 | 1628.4462 | 1593.999 | 1812.3 | 3043841.4617 | 573839.64 | 260300.0367 | 0 | 299193.6123
2243 | 1722.687 | 2303.26 | 1807.8968 | 2242.1327 | 1722.687 | 1730.5 | 3145365.5932 | 620167.32 | 281314.7871 | 0 | 464264.1465
2244 | 1824.597 | 2545.8234 | 1914.8465 | 2478.2586 | 1824.597 | 1681.3 | 3235793.8233 | 656854.92 | 297956.6901 | 0 | 581499.0639
2245 | 1538.349 | 3152.7234 | 1614.4399 | 3069.0519 | 1538.349 | 1538.5 | 2500063.3469 | 553805.64 | 251212.3917 | 0 | 709948.0635
2246 | 1462.819 | 2975.0316 | 1535.174 | 2896.0758 | 1462.819 | 1732.4 | 2677689.3577 | 526614.84 | 238878.3427 | 0 | 391450.3644
2247 | 1763.062 | 2252.5542 | 1850.2678 | 2192.7726 | 1763.062 | 1751.45 | 3250790.6336 | 634702.32 | 287908.0246 | 0 | 438209.0601
2248 | 1727.078 | 1967.073 | 1812.5039 | 1914.868 | 1727.078 | 1792.25 | 3257697.0803 | 621748.08 | 282031.8374 | 0 | 358800.4545
2249 | 1726.744 | 282.9498 | 282.9498 | 275.4405 | 275.4405 | 1898.8 | 549011.0522 | 99158.581 | 44979.4341 | 2798571.7543 | 27284.9368
2250 | 1440.062 | 54.6571 | 54.6571 | 53.2065 | 53.2065 | 1893.5 | 105656.7447 | 19154.3394 | 8688.6212 | 2674295.6536 | 5546.6265
2251 | 1485.876 | 0 | 0 | 0 | 0 | 1894.45 | 0 | 0 | 0 | 5311554.9937 | 0
2252 | 1420 | 0 | 0 | 0 | 0 | 1886 | 0 | 0 | 0 | 5076068.32 | 0
2253 | 1555.2 | 0 | 0 | 0 | 0 | 1871.55 | 0 | 0 | 0 | 5559367.2192 | 0
2254 | 1828.8 | 321.0034 | 321.0034 | 312.4841 | 312.4841 | 1857.7 | 613038.5612 | 112494.2763 | 51028.6537 | 5420368.3791 | 43525.8702
2255 | 1337.6 | 621.2819 | 621.2819 | 604.7934 | 604.7934 | 1835.65 | 1171061.2155 | 217725.6373 | 98762.7683 | 2619560.6895 | 97295.2
2256 | 1448.8 | 0 | 0 | 0 | 0 | 1816.15 | 0 | 0 | 0 | 2793744.2208 | 0
2257 | 1088.8 | 0 | 0 | 0 | 0 | 1797.8 | 0 | 0 | 0 | 1363046.944 | 0
2258 | 1398.4 | 0 | 0 | 0 | 0 | 1778.4 | 0 | 0 | 0 | 1750628.992 | 0
2259 | 1239.2 | 0 | 0 | 0 | 0 | 1773.15 | 0 | 0 | 0 | 1551329.696 | 0
2260 | 1181.6 | 0 | 0 | 0 | 0 | 1680.1 | 0 | 0 | 0 | 1479221.408 | 0
2261 | 1463.2 | 0 | 0 | 0 | 0 | 1680.9 | 0 | 0 | 0 | 1831750.816 | 0
2262 | 1187.2 | 0 | 0 | 0 | 0 | 1686.2 | 0 | 0 | 0 | 1486231.936 | 0
2263 | 1184.8 | 321.9342 | 321.9342 | 313.3903 | 313.3903 | 1718.7 | 566505.1683 | 112820.497 | 51176.631 | 1680353.3259 | 86291.8693
2264 | 1603.456 | 1257.1209 | 1257.1209 | 1223.7576 | 1223.7576 | 1807.5 | 2325756.4805 | 440552.7481 | 199839.6216 | 732178.4348 | 230590.1675
2265 | 1609.349 | 1688.9518 | 1688.9518 | 1644.1279 | 1609.349 | 1849.05 | 3124231.8848 | 579365.64 | 262806.6917 | 0 | 242931.2316
2266 | 1528.207 | 1999.8918 | 1603.7962 | 1946.8158 | 1528.207 | 1812.3 | 2910158.7374 | 550154.52 | 249556.2031 | 0 | 286844.4539
2267 | 1584.409 | 2826.4539 | 1662.7782 | 2751.4413 | 1584.409 | 1754.5 | 2937157.5725 | 570387.24 | 258733.9897 | 0 | 388972.4095
2268 | 1411.614 | 3089.2016 | 1481.4362 | 3007.2158 | 1411.614 | 1716.45 | 2554882.7341 | 508181.04 | 230516.5662 | 0 | 400263.1497
2269 | 1807.633 | 3200.0658 | 1897.0434 | 3115.1378 | 1807.633 | 1441.3 | 2745876.777 | 650747.88 | 295186.4689 | 0 | 1009924.5571
2270 | 1580.825 | 3118.6589 | 1659.0169 | 3035.8914 | 1580.825 | 1742.8 | 2906713.4829 | 569097 | 258148.7225 | 0 | 406588.19
2271 | 1109.428 | 2487.2686 | 1164.3033 | 2421.2578 | 1109.428 | 1782.95 | 2085410.8581 | 399394.08 | 181169.5924 | 0 | 240801.3474
2272 | 1562.899 | 1929.6313 | 1640.2042 | 1878.42 | 1562.899 | 1802.35 | 2965786.4405 | 562643.64 | 255221.4067 | 0 | 308906.9874
2273 | 1288.141 | 1069.1748 | 1069.1748 | 1040.7994 | 1040.7994 | 1853.7 | 2024546.0642 | 374687.8006 | 169962.5496 | 476952.6757 | 149047.9529
2274 | 1690.754 | 217.1853 | 217.1853 | 211.4213 | 211.4213 | 1887.6 | 418975.6748 | 76111.6603 | 34525.0948 | 2852620.9558 | 23261.0676
2275 | 1651.22 | 0 | 0 | 0 | 0 | 1843.45 | 0 | 0 | 0 | 5902609.5291 | 0
2276 | 1392.8 | 0 | 0 | 0 | 0 | 1886 | 0 | 0 | 0 | 4978836.5888 | 0
2277 | 1446.4 | 0 | 0 | 0 | 0 | 1871.55 | 0 | 0 | 0 | 5170440.2944 | 0
2278 | 1270.4 | 321.0034 | 321.0034 | 312.4841 | 312.4841 | 1857.7 | 612118.2413 | 112494.2763 | 51028.6537 | 3424258.1327 | 43525.8702
2279 | 1509.6 | 621.2819 | 621.2819 | 604.7934 | 604.7934 | 1835.65 | 1170515.3305 | 217725.6373 | 98762.7683 | 3234408.4015 | 97295.2
2280 | 1620 | 0 | 0 | 0 | 0 | 1816.15 | 0 | 0 | 0 | 3123871.92 | 0
2281 | 1519.2 | 0 | 0 | 0 | 0 | 1791.9 | 0 | 0 | 0 | 2929497.6672 | 0
2282 | 1356.8 | 0 | 0 | 0 | 0 | 1788.4 | 0 | 0 | 0 | 2616339.1488 | 0
2283 | 1847.2 | 0 | 0 | 0 | 0 | 1784.05 | 0 | 0 | 0 | 3561985.3152 | 0
2284 | 1688 | 0 | 0 | 0 | 0 | 1782.1 | 0 | 0 | 0 | 3254997.408 | 0
2285 | 1469.6 | 0 | 0 | 0 | 0 | 1782.9 | 0 | 0 | 0 | 2833853.1936 | 0
2286 | 1407.2 | 0 | 0 | 0 | 0 | 1788.2 | 0 | 0 | 0 | 2713526.2752 | 0
2287 | 1298.407 | 122.9519 | 122.9519 | 119.6888 | 119.6888 | 1798.55 | 226567.9443 | 43087.9772 | 19545.1852 | 2272941.1154 | 23601.2776
2288 | 341.456 | 358.3453 | 358.3453 | 348.835 | 341.456 | 1818.4 | 653230.7568 | 122924.16 | 55759.7648 | 0 | 62008.4096
2289 | 276.424 | 898.1606 | 290.0967 | 874.3239 | 276.424 | 1859.95 | 539578.8015 | 99512.64 | 45140.0392 | 0 | 38713.1812
2290 | 284.243 | 2278.3363 | 298.3024 | 2217.8705 | 284.243 | 1874.65 | 560685.1743 | 102327.48 | 46416.8819 | 0 | 35629.8601
2291 | 269.004 | 3756.9453 | 282.3097 | 3657.238 | 269.004 | 1792.5 | 509547.415 | 96841.44 | 43928.3532 | 0 | 55818.33
2292 | 333.853 | 3461.0734 | 350.3663 | 3369.2184 | 333.853 | 1754.35 | 618049.3078 | 120187.08 | 54518.1949 | 0 | 82010.9894
2293 | 211.973 | 3034.6159 | 222.4578 | 2954.0788 | 211.973 | 1676 | 373631.9878 | 76310.28 | 34615.1909 | 0 | 68679.252
2294 | 211.252 | 3303.844 | 221.7011 | 3216.1618 | 211.252 | 1669.9 | 370352.4916 | 76050.72 | 34497.4516 | 0 | 69734.2852
2295 | 343.658 | 2545.456 | 360.6563 | 2477.901 | 343.658 | 1771.95 | 641737.1075 | 123716.88 | 56119.3514 | 0 | 78371.2069
2296 | 393.167 | 1354.3715 | 412.6141 | 1318.4272 | 393.167 | 1819.85 | 753113.4365 | 141540.12 | 64204.1711 | 0 | 70829.0351
2297 | 317.159 | 1105.9479 | 332.8465 | 1076.5967 | 317.159 | 1904.7 | 633508.3952 | 114177.24 | 51792.0647 | 0 | 30225.2527
2298 | 348.83 | 220.1248 | 220.1248 | 214.2828 | 214.2828 | 1893.5 | 426206.0833 | 77141.8115 | 34992.3828 | 259449.4996 | 22338.375
2299 | 281.691 | 0 | 0 | 0 | 0 | 1894.45 | 0 | 0 | 0 | 543189.2624 | 0
2300 | 266.4 | 0 | 0 | 0 | 0 | 1880.1 | 0 | 0 | 0 | 513703.3824 | 0
2301 | 309.6 | 234.5276 | 234.5276 | 228.3034 | 228.3034 | 1787.05 | 427494.7524 | 82189.2214 | 37281.944 | 156765.5484 | 47588.7883
2302 | 292 | 306.4431 | 306.4431 | 298.3103 | 292 | 1857.7 | 568536.0259 | 105120 | 47683.6 | 0 | 41551.6
2303 | 243.2 | 255.2293 | 255.2293 | 248.4557 | 243.2 | 1835.65 | 469503.2183 | 87552 | 39714.56 | 0 | 39969.92
2304 | 139.2 | 146.0852 | 146.0852 | 142.2082 | 139.2 | 1816.15 | 265829.9664 | 50112 | 22731.36 | 0 | 25591.92
2305 | 142.4 | 0 | 0 | 0 | 0 | 1798.2 | 0 | 0 | 0 | 178267.712 | 0
2306 | 124 | 0 | 0 | 0 | 0 | 1796.5 | 0 | 0 | 0 | 155233.12 | 0
2307 | 118.4 | 0 | 0 | 0 | 0 | 1792.9 | 0 | 0 | 0 | 148222.592 | 0
2308 | 115.2 | 0 | 0 | 0 | 0 | 1790.7 | 0 | 0 | 0 | 144216.576 | 0
2309 | 101.6 | 0 | 0 | 0 | 0 | 1777.9 | 0 | 0 | 0 | 127191.008 | 0
2310 | 99.2 | 0 | 0 | 0 | 0 | 1785.55 | 0 | 0 | 0 | 124186.496 | 0
2311 | 81.795 | 85.8408 | 85.8408 | 83.5626 | 81.795 | 1762.2 | 151672.2774 | 29446.2 | 13357.1235 | 0 | 19450.851
2312 | 89.489 | 564.2678 | 93.9154 | 549.2924 | 89.489 | 1695.65 | 159818.4083 | 32216.04 | 14613.5537 | 0 | 27235.9771
2313 | 89.121 | 2288.4017 | 93.5292 | 2227.6688 | 89.121 | 1740.35 | 163579.1353 | 32083.56 | 14553.4593 | 0 | 23140.2677
2314 | 88.082 | 3286.0493 | 92.4388 | 3198.8393 | 88.082 | 1709.25 | 159216.2168 | 31709.52 | 14383.7906 | 0 | 25609.8415
2315 | 84.446 | 3791.8735 | 88.6229 | 3691.2393 | 84.446 | 1445.85 | 129324.5636 | 30400.56 | 13790.0318 | 0 | 46795.7509
2316 | 92.13 | 2498.564 | 96.687 | 2432.2534 | 92.13 | 1578.35 | 153561.1071 | 33166.8 | 15044.829 | 0 | 38846.6145
2317 | 88.264 | 816.0192 | 92.6298 | 794.3625 | 88.264 | 1429.15 | 132646.467 | 31775.04 | 14413.5112 | 0 | 50385.5044
2318 | 92.708 | 1005.5217 | 97.2936 | 978.8357 | 92.708 | 1591.15 | 155604.534 | 33374.88 | 15139.2164 | 0 | 37903.6658
2319 | 86.801 | 971.4037 | 91.0944 | 945.6231 | 86.801 | 1540.75 | 141250.3563 | 31248.36 | 14174.6033 | 0 | 39863.3593
2320 | 98.247 | 170.7434 | 103.1066 | 166.2119 | 98.247 | 1740.3 | 180153.3617 | 35368.92 | 16043.7351 | 0 | 25514.7459
2321 | 88.18 | 475.225 | 92.5416 | 462.6128 | 88.18 | 1828.1 | 169476.6603 | 31744.8 | 14399.794 | 0 | 15158.142
2322 | 94.896 | 99.5898 | 99.5898 | 96.9468 | 94.896 | 1813.6 | 180800.0279 | 34162.56 | 15496.5168 | 0 | 17688.6144
2323 | 102.069 | 107.1176 | 107.1176 | 104.2748 | 102.069 | 1869 | 200344.305 | 36744.84 | 16667.8677 | 0 | 13371.039
2324 | 104.8 | 109.9837 | 109.9837 | 107.0648 | 104.8 | 1852.2 | 203903.5988 | 37728 | 17113.84 | 0 | 15489.44
2325 | 103.2 | 108.3046 | 108.3046 | 105.4302 | 103.2 | 1797.2 | 194272.5495 | 37152 | 16852.56 | 0 | 20928.96
2326 | 111.2 | 116.7003 | 116.7003 | 113.6031 | 111.2 | 1842.65 | 214469.6246 | 40032 | 18158.96 | 0 | 17497.32
2327 | 101.6 | 106.6254 | 106.6254 | 103.7956 | 101.6 | 1827.2 | 195051.7177 | 36576 | 16591.28 | 0 | 17556.48
2328 | 107.2 | 112.5024 | 112.5024 | 109.5166 | 107.2 | 1809.75 | 204254.1928 | 38592 | 17505.76 | 0 | 20394.8
2329 | 96.8 | 0 | 0 | 0 | 0 | 1778.3 | 0 | 0 | 0 | 121181.984 | 0
2330 | 103.2 | 0 | 0 | 0 | 0 | 1780.5 | 0 | 0 | 0 | 129194.016 | 0
2331 | 100 | 0 | 0 | 0 | 0 | 1776.15 | 0 | 0 | 0 | 125188 | 0
2332 | 101.6 | 66.4163 | 66.4163 | 64.6536 | 64.6536 | 1773.9 | 121095.3226 | 23275.312 | 10557.9401 | 46252.4037 | 14308.9646
2333 | 96 | 100.7484 | 100.7484 | 98.0746 | 96 | 1737.85 | 176228.6092 | 34560 | 15676.8 | 0 | 25166.4
2334 | 101.6 | 106.6254 | 106.6254 | 103.7956 | 101.6 | 1709.25 | 183353.1151 | 36576 | 16591.28 | 0 | 29540.2
2335 | 90.638 | 95.1212 | 95.1212 | 92.5967 | 90.638 | 1713.25 | 163812.1734 | 32629.68 | 14801.1854 | 0 | 25990.4465
2336 | 142.371 | 587.1261 | 149.4131 | 571.5441 | 142.371 | 1493.3 | 224104.754 | 51253.56 | 23249.1843 | 0 | 72139.3857
2337 | 876.805 | 1950.3078 | 920.1731 | 1898.5477 | 876.805 | 1376.85 | 1273610.8949 | 315649.8 | 143182.2565 | 0 | 546381.0358
2338 | 1186.13 | 2404.5678 | 1244.7992 | 2340.7519 | 1186.13 | 1248.4 | 1562416.1004 | 427006.8 | 193695.029 | 0 | 891495.308
2339 | 1409.196 | 2576.5107 | 1478.8986 | 2508.1315 | 1409.196 | 1330.55 | 1982823.5095 | 507310.56 | 230121.7068 | 0 | 943386.2622
2340 | 1645.065 | 4101.9677 | 1726.4344 | 3993.1037 | 1645.065 | 1397.2 | 2435031.1515 | 592223.4 | 268639.1145 | 0 | 991645.182
2341 | 1551.507 | 2157.4151 | 1628.2487 | 2100.1585 | 1551.507 | 742.65 | 1219554.5227 | 558542.52 | 253361.0931 | 0 | 1950787.3265
2342 | 1454.836 | 2727.4602 | 1526.7961 | 2655.0749 | 1454.836 | 301.3 | 463632.3836 | 523740.96 | 237574.7188 | 0 | 2471329.9132
2343 | 1456.702 | 1742.0105 | 1528.7544 | 1695.7785 | 1456.702 | 1239.25 | 1903526.92 | 524412.72 | 237879.4366 | 0 | 1108186.0465
2344 | 1631.387 | 834.0573 | 834.0573 | 811.9219 | 811.9219 | 1096.15 | 936980.8678 | 292291.887 | 132586.8476 | 1580187.6479 | 718332.0759
2345 | 1631.553 | 959.2803 | 959.2803 | 933.8215 | 933.8215 | 1559.75 | 1529866.0257 | 336175.7396 | 152493.0508 | 1345446.8172 | 402418.437
2346 | 1765.931 | 188.9285 | 188.9285 | 183.9144 | 183.9144 | 1715.7 | 331444.6896 | 66209.1894 | 30033.224 | 3050627.893 | 51180.8232
2347 | 1730.86 | 0 | 0 | 0 | 0 | 1844.05 | 0 | 0 | 0 | 6187298.3186 | 0
2348 | 1846.4 | 0 | 0 | 0 | 0 | 1844.15 | 0 | 0 | 0 | 6600318.6944 | 0
2349 | 1725.6 | 0 | 0 | 0 | 0 | 1828.65 | 0 | 0 | 0 | 6168495.4176 | 0
2350 | 1554.4 | 321.0034 | 321.0034 | 312.4841 | 312.4841 | 1821.45 | 598239.1422 | 112494.2763 | 51028.6537 | 4439471.7967 | 54613.8027
2351 | 1998.4 | 621.2819 | 621.2819 | 604.7934 | 604.7934 | 1806 | 1148457.157 | 217725.6373 | 98762.7683 | 4981719.8063 | 114848
2352 | 1700.8 | 0 | 0 | 0 | 0 | 1789.85 | 0 | 0 | 0 | 3279679.8528 | 0
2353 | 1940.8 | 0 | 0 | 0 | 0 | 1791.9 | 0 | 0 | 0 | 2429648.704 | 0
2354 | 1621.6 | 0 | 0 | 0 | 0 | 1703.9 | 0 | 0 | 0 | 2030048.608 | 0
2355 | 1272.8 | 0 | 0 | 0 | 0 | 1682.05 | 0 | 0 | 0 | 1593392.864 | 0
2356 | 1277.6 | 0 | 0 | 0 | 0 | 1697.6 | 0 | 0 | 0 | 1599401.888 | 0
2357 | 1742.4 | 0 | 0 | 0 | 0 | 1680.9 | 0 | 0 | 0 | 2181275.712 | 0
2358 | 1696 | 0 | 0 | 0 | 0 | 1731.3 | 0 | 0 | 0 | 2123188.48 | 0
2359 | 1093.028 | 370.8969 | 370.8969 | 361.0535 | 361.0535 | 1798.55 | 683642.3641 | 129979.2632 | 58960.038 | 1411478.1226 | 71195.6532
2360 | 1153.367 | 1210.4156 | 1210.4156 | 1178.2919 | 1153.367 | 1716.4 | 2081664.1407 | 415212.12 | 188344.8311 | 0 | 327094.8812
2361 | 1724.16 | 1882.5818 | 1809.4416 | 1832.6191 | 1724.16 | 1826.45 | 3311932.734 | 620697.6 | 281555.328 | 0 | 299227.968
2362 | 2138.256 | 3050.8364 | 2244.0199 | 2969.8688 | 2138.256 | 1868.75 | 4224045.8346 | 769772.16 | 349177.2048 | 0 | 280646.1
2363 | 1900.048 | 3708.9828 | 1994.0295 | 3610.5484 | 1900.048 | 1727 | 3470749.6522 | 684017.28 | 310277.8384 | 0 | 518713.104
2364 | 2133.191 | 3955.2717 | 2238.7044 | 3850.301 | 2133.191 | 1719.95 | 3874602.9446 | 767948.76 | 348350.0903 | 0 | 597400.1396
2365 | 1700.026 | 3973.9007 | 1784.1139 | 3868.4356 | 1700.026 | 1706 | 3051639.3927 | 612009.36 | 277614.2458 | 0 | 499807.644
2366 | 1540.681 | 3740.5695 | 1616.8872 | 3641.2968 | 1540.681 | 1742.8 | 2829473.142 | 554645.16 | 251593.2073 | 0 | 396263.1532
2367 | 1354.534 | 3214.2587 | 1421.5329 | 3128.954 | 1354.534 | 1858.55 | 2654092.3451 | 487632.24 | 221195.4022 | 0 | 191598.8343
2368 | 1652.807 | 2400.1789 | 1734.5593 | 2336.4795 | 1652.807 | 1904.35 | 3306583.2645 | 595010.52 | 269903.3831 | 0 | 158090.9896
2369 | 1811.042 | 1291.0322 | 1291.0322 | 1256.7689 | 1256.7689 | 1904.7 | 2505738.3553 | 452436.8166 | 205230.3671 | 1068813.6196 | 117236.5352
2370 | 1517.038 | 233.0237 | 233.0237 | 226.8394 | 226.8394 | 1893.5 | 449759.6907 | 81662.193 | 37042.8781 | 2487910.5555 | 23647.3665
2371 | 1866.297 | 0 | 0 | 0 | 0 | 1894.45 | 0 | 0 | 0 | 6671444.4207 | 0
2372 | 1745.6 | 0 | 0 | 0 | 0 | 1886 | 0 | 0 | 0 | 6239989.3376 | 0
2373 | 2057.6 | 0 | 0 | 0 | 0 | 1871.55 | 0 | 0 | 0 | 7355294.4896 | 0
2374 | 1675.2 | 321.0034 | 321.0034 | 312.4841 | 312.4841 | 1857.7 | 609272.9283 | 112494.2763 | 51028.6537 | 4871295.0735 | 43525.8702
2375 | 1663.2 | 621.2819 | 621.2819 | 604.7934 | 604.7934 | 1835.65 | 1166571.9063 | 217725.6373 | 98762.7683 | 3783481.7071 | 97295.2
2376 | 1429.6 | 0 | 0 | 0 | 0 | 1816.15 | 0 | 0 | 0 | 2756720.5536 | 0
2377 | 1479.2 | 0 | 0 | 0 | 0 | 1797.3 | 0 | 0 | 0 | 1851780.896 | 0
2378 | 1613.6 | 0 | 0 | 0 | 0 | 1788.4 | 0 | 0 | 0 | 2020033.568 | 0
2379 | 1020.8 | 0 | 0 | 0 | 0 | 1784.05 | 0 | 0 | 0 | 1277919.104 | 0
2380 | 1254.4 | 0 | 0 | 0 | 0 | 1782.1 | 0 | 0 | 0 | 1570358.272 | 0
2381 | 1267.2 | 0 | 0 | 0 | 0 | 1782.9 | 0 | 0 | 0 | 1586382.336 | 0
2382 | 1392 | 0 | 0 | 0 | 0 | 1788.2 | 0 | 0 | 0 | 1742616.96 | 0
2383 | 1293.522 | 382.9437 | 382.9437 | 372.7806 | 372.7806 | 1798.55 | 704576.3162 | 134201.0075 | 60875.0681 | 1775480.4191 | 73508.0978
2384 | 650.269 | 897.4155 | 682.4331 | 873.5986 | 650.269 | 1806.6 | 1239080.5837 | 234096.84 | 106188.9277 | 0 | 125762.0246
2385 | 1468.701 | 2176.0462 | 1541.3469 | 2118.2951 | 1468.701 | 1855.45 | 2872147.8359 | 528732.36 | 239838.8733 | 0 | 212300.7295
2386 | 1476.864 | 3394.7243 | 1549.9137 | 3304.6302 | 1476.864 | 1772.65 | 2768950.5442 | 531671.04 | 241171.8912 | 0 | 335765.0304
2387 | 1368.496 | 3833.2297 | 1436.1855 | 3731.4979 | 1368.496 | 1664.5 | 2417151.8318 | 492658.56 | 223475.3968 | 0 | 459130.408
2388 | 1103.419 | 4101.1103 | 1157.9971 | 3992.2691 | 1103.419 | 1521.6 | 1774667.606 | 397230.84 | 180188.3227 | 0 | 527875.6496
2389 | 1738.664 | 4088.691 | 1824.663 | 3980.1793 | 1738.664 | 1441.3 | 2644049.225 | 625919.04 | 283923.8312 | 0 | 971391.5768
2390 | 1353.651 | 3756.0291 | 1420.6062 | 3656.3461 | 1353.651 | 1464.2 | 2097572.7375 | 487314.36 | 221051.2083 | 0 | 725286.2058
2391 | 1671.773 | 3198.3331 | 1754.4634 | 3113.4511 | 1671.773 | 1622.95 | 2876100.0397 | 601838.28 | 273000.5309 | 0 | 630342.0096
2392 | 1643.7 | 2360.9752 | 1725.0018 | 2298.3162 | 1643.7 | 1757.85 | 3050163.5095 | 591732 | 268416.21 | 0 | 398021.955
2393 | 1554.145 | 1269.5109 | 1269.5109 | 1235.8188 | 1235.8188 | 1848.7 | 2406207.1162 | 444894.7564 | 201809.2048 | 613833.5669 | 183024.1301
2394 | 1624.376 | 230.7999 | 230.7999 | 224.6746 | 224.6746 | 1860 | 439577.4682 | 80882.8676 | 36689.3674 | 2699066.5428 | 30789.08
2395 | 1597.412 | 0 | 0 | 0 | 0 | 1894.45 | 0 | 0 | 0 | 5710262.2868 | 0
2396 | 1305.6 | 0 | 0 | 0 | 0 | 1886 | 0 | 0 | 0 | 4667123.0976 | 0
2397 | 1634.4 | 0 | 0 | 0 | 0 | 1865.65 | 0 | 0 | 0 | 5842483.1424 | 0
2398 | 1851.2 | 321.0034 | 321.0034 | 312.4841 | 312.4841 | 1857.7 | 608748.6659 | 112494.2763 | 51028.6537 | 5500441.5695 | 43525.8702
2399 | 1613.6 | 621.2819 | 621.2819 | 604.7934 | 604.7934 | 1835.65 | 1167951.7411 | 217725.6373 | 98762.7683 | 3606176.7855 | 97295.2
2400 | 1363.2 | 0 | 0 | 0 | 0 | 1816.15 | 0 | 0 | 0 | 2628680.3712 | 0
2401 | 1245.6 | 0 | 0 | 0 | 0 | 1786 | 0 | 0 | 0 | 1559341.728 | 0
2402 | 1235.2 | 0 | 0 | 0 | 0 | 1686.4 | 0 | 0 | 0 | 1546322.176 | 0
2403 | 1324 | 0 | 0 | 0 | 0 | 1682.05 | 0 | 0 | 0 | 1657489.12 | 0
2404 | 1393.6 | 0 | 0 | 0 | 0 | 1674.3 | 0 | 0 | 0 | 1744619.968 | 0
2405 | 1192 | 0 | 0 | 0 | 0 | 1680.9 | 0 | 0 | 0 | 1492240.96 | 0
2406 | 1108 | 0 | 0 | 0 | 0 | 1686.2 | 0 | 0 | 0 | 1387083.04 | 0
2407 | 1071.458 | 377.8517 | 377.8517 | 367.8237 | 367.8237 | 1696.55 | 657726.3188 | 132416.5399 | 60065.6138 | 1356829.2364 | 109255.0484
2408 | 700.377 | 846.0821 | 735.0195 | 823.6275 | 700.377 | 1685.8 | 1248915.837 | 252135.72 | 114371.5641 | 0 | 220058.4534
2409 | 1179.725 | 1269.6904 | 1238.0774 | 1235.9935 | 1179.725 | 1752.15 | 2185788.1623 | 424701 | 192649.0925 | 0 | 292394.8413
2410 | 1627.857 | 1708.3752 | 1708.3752 | 1663.0359 | 1627.857 | 1724.65 | 2973408.4712 | 586028.52 | 265829.0481 | 0 | 448230.4249
2411 | 1504.309 | 2262.4464 | 1578.7162 | 2202.4023 | 1504.309 | 1727 | 2755707.0057 | 541551.24 | 245653.6597 | 0 | 410676.357
2412 | 1607.655 | 2530.5064 | 1687.174 | 2463.3482 | 1607.655 | 1623.95 | 2757092.3376 | 578755.8 | 262530.0615 | 0 | 604558.6628
2413 | 1708.11 | 3920.7213 | 1792.5977 | 3816.6675 | 1708.11 | 1441.3 | 2596595.512 | 614919.6 | 278934.363 | 0 | 954321.057
2414 | 1747.615 | 2808.8722 | 1834.0568 | 2734.3263 | 1747.615 | 1464.2 | 2702838.4674 | 629141.4 | 285385.5295 | 0 | 936372.117
2415 | 1656.806 | 1979.422 | 1738.7561 | 1926.8893 | 1656.806 | 1580.45 | 2767683.8083 | 596450.16 | 270556.4198 | 0 | 695112.9573
2416 | 1940.668 | 1178.9853 | 1178.9853 | 1147.6957 | 1147.6957 | 1684.05 | 2036133.5372 | 413170.4392 | 187418.702 | 1529101.242 | 354943.9171
2417 | 1471.768 | 1218.9467 | 1218.9467 | 1186.5966 | 1186.5966 | 1847.8 | 2307516.2593 | 427174.7582 | 193771.2167 | 549900.6688 | 176779.6912
2418 | 1831.384 | 215.3109 | 215.3109 | 209.5967 | 209.5967 | 1860 | 410687.5711 | 75454.8056 | 34227.1382 | 3127318.4333 | 28722.82
2419 | 1741.725 | 0 | 0 | 0 | 0 | 1894.45 | 0 | 0 | 0 | 6226137.3906 | 0
2420 | 1332.8 | 0 | 0 | 0 | 0 | 1880.1 | 0 | 0 | 0 | 4764354.8288 | 0
2421 | 1913.6 | 0 | 0 | 0 | 0 | 1838.05 | 0 | 0 | 0 | 6840538.2656 | 0
2422 | 1916 | 321.0034 | 321.0034 | 312.4841 | 312.4841 | 1857.7 | 609345.7148 | 112494.2763 | 51028.6537 | 5732081.8703 | 43525.8702
2423 | 1797.6 | 621.2819 | 621.2819 | 604.7934 | 604.7934 | 1835.65 | 1168180.6313 | 217725.6373 | 98762.7683 | 4263920.8495 | 97295.2
2424 | 1308 | 0 | 0 | 0 | 0 | 1816.15 | 0 | 0 | 0 | 2522237.328 | 0
2425 | 1379.2 | 0 | 0 | 0 | 0 | 1786 | 0 | 0 | 0 | 1726592.896 | 0
2426 | 1590.4 | 0 | 0 | 0 | 0 | 1686.4 | 0 | 0 | 0 | 1990989.952 | 0
2427 | 1549.6 | 0 | 0 | 0 | 0 | 1676.25 | 0 | 0 | 0 | 1939913.248 | 0
2428 | 934.4 | 0 | 0 | 0 | 0 | 1667.1 | 0 | 0 | 0 | 1169756.672 | 0
2429 | 1459.2 | 0 | 0 | 0 | 0 | 1675.1 | 0 | 0 | 0 | 1826743.296 | 0
2430 | 1591.2 | 0 | 0 | 0 | 0 | 1683.3 | 0 | 0 | 0 | 1991991.456 | 0
2431 | 966.93 | 369.2524 | 369.2524 | 359.4526 | 359.4526 | 1714.05 | 649691.6331 | 129402.9523 | 58698.617 | 1171408.3027 | 100611.2216
2432 | 1477.577 | 1418.7392 | 1418.7392 | 1381.0867 | 1381.0867 | 1689.5 | 2468603.4668 | 497191.204 | 225531.4545 | 186063.8321 | 419756.256
2433 | 1354.983 | 1779.9622 | 1422.0041 | 1732.723 | 1354.983 | 1713.45 | 2455284.9414 | 487793.88 | 221268.7239 | 0 | 388270.3786
2434 | 1698.036 | 2699.004 | 1782.0255 | 2627.3739 | 1698.036 | 1719.65 | 3093336.8947 | 611292.96 | 277289.2788 | 0 | 476044.3926
2435 | 1687.35 | 3638.1031 | 1770.8109 | 3541.5498 | 1687.35 | 1629.35 | 2912639.975 | 607446 | 275544.255 | 0 | 625416.2775
2436 | 1799.841 | 3853.8401 | 1888.866 | 3751.5613 | 1799.841 | 1591.45 | 3029360.4263 | 647942.76 | 293914.0353 | 0 | 735325.0406
2437 | 1492.56 | 3854.5086 | 1566.3861 | 3752.212 | 1492.56 | 1441.3 | 2271435.0449 | 537321.6 | 243735.048 | 0 | 833893.272
2438 | 1614.825 | 3583.5583 | 1694.6986 | 3488.4526 | 1614.825 | 1464.2 | 2494857.7902 | 581337 | 263700.9225 | 0 | 865223.235
2439 | 1802.673 | 3072.3944 | 1891.8381 | 2990.8547 | 1802.673 | 1483.25 | 2827774.2306 | 648962.28 | 294376.5009 | 0 | 931531.2728
2440 | 1703.159 | 1743.5952 | 1743.5952 | 1697.3211 | 1697.3211 | 1691.85 | 3028084.4378 | 611035.6 | 277172.5374 | 11257.2947 | 511965.6486
2441 | 1953.342 | 685.9236 | 685.9236 | 667.7195 | 667.7195 | 1837.7 | 1290247.0688 | 240379.0337 | 109038.6005 | 2479086.3636 | 106078.4685
2442 | 1610.257 | 120.5633 | 120.5633 | 117.3636 | 117.3636 | 1837.5 | 226934.0805 | 42250.9104 | 19165.4824 | 2878770.1525 | 18668.1625
2443 | 1843.247 | 0 | 0 | 0 | 0 | 1888.55 | 0 | 0 | 0 | 6589047.6779 | 0
2444 | 1636 | 0 | 0 | 0 | 0 | 1829.1 | 0 | 0 | 0 | 5848202.656 | 0
2445 | 1706.4 | 0 | 0 | 0 | 0 | 1820.5 | 0 | 0 | 0 | 6099861.2544 | 0
2446 | 2003.2 | 321.0034 | 321.0034 | 312.4841 | 312.4841 | 1857.7 | 610407.2671 | 112494.2763 | 51028.6537 | 6043795.3615 | 43525.8702
2447 | 1822.4 | 621.2819 | 621.2819 | 604.7934 | 604.7934 | 1835.65 | 1170669.66 | 217725.6373 | 98762.7683 | 4352573.3103 | 97295.2
2448 | 1698.4 | 0 | 0 | 0 | 0 | 1815.15 | 0 | 0 | 0 | 3275051.8944 | 0
2449 | 1377.6 | 0 | 0 | 0 | 0 | 1791.9 | 0 | 0 | 0 | 2656448.1216 | 0
2450 | 1225.6 | 0 | 0 | 0 | 0 | 1686.4 | 0 | 0 | 0 | 2363344.0896 | 0
2451 | 1188 | 0 | 0 | 0 | 0 | 1682.05 | 0 | 0 | 0 | 2290839.408 | 0
2452 | 1199.2 | 0 | 0 | 0 | 0 | 1677.2 | 0 | 0 | 0 | 2312436.5472 | 0
2453 | 1212 | 0 | 0 | 0 | 0 | 1632.9 | 0 | 0 | 0 | 2337118.992 | 0
2454 | 1070.4 | 0 | 0 | 0 | 0 | 1641.7 | 0 | 0 | 0 | 2064069.4464 | 0
2455 | 974.019 | 231.8756 | 231.8756 | 225.7218 | 225.7218 | 1693.65 | 403159.9997 | 81259.8419 | 36860.3672 | 1442953.4963 | 67687.1135
2456 | 196.406 | 284.3225 | 206.1208 | 276.7768 | 196.406 | 1633.25 | 338294.9876 | 70706.16 | 32073.0998 | 0 | 72031.9005
2457 | 173.54 | 1921.626 | 182.1238 | 1870.6271 | 173.54 | 1709.95 | 313205.0763 | 62474.4 | 28339.082 | 0 | 50335.277
2458 | 0 | 3086.9484 | 0 | 3005.0224 | 0 | 1529.8 | 0 | 0 | 0 | 0 | 0
2459 | 0 | 3586.2439 | 0 | 3491.0669 | 0 | 1462.3 | 0 | 0 | 0 | 0 | 0
2460 | 0 | 2932.1432 | 0 | 2854.3257 | 0 | 1451.75 | 0 | 0 | 0 | 0 | 0
2461 | 0 | 3239.5056 | 0 | 3153.5309 | 0 | 1441.3 | 0 | 0 | 0 | 0 | 0
2462 | 267.984 | 2245.3979 | 281.2392 | 2185.8062 | 267.984 | 1464.2 | 414633.7979 | 96474.24 | 43761.7872 | 0 | 143585.8272
2463 | 256.129 | 3105.4116 | 268.7978 | 3022.9956 | 256.129 | 1553.1 | 419804.8061 | 92206.44 | 41825.8657 | 0 | 114464.0501
2464 | 126.647 | 2279.6576 | 132.9113 | 2219.1567 | 126.647 | 1629.35 | 217577.3506 | 45592.92 | 20681.4551 | 0 | 46941.7105
2465 | 227.812 | 1214.2567 | 239.0802 | 1182.031 | 227.812 | 1778.7 | 426119.8839 | 82012.32 | 37201.6996 | 0 | 50414.7956
2466 | 353.747 | 215.1399 | 215.1399 | 209.4302 | 209.4302 | 1833.7 | 404295.898 | 75394.8575 | 34199.9451 | 278288.4721 | 34091.5
2467 | 216.663 | 199.2657 | 199.2657 | 193.9773 | 193.9773 | 1837.55 | 374635.0508 | 69831.8204 | 31676.4896 | 43745.2391 | 30845.0313
2468 | 193.6 | 203.176 | 203.176 | 197.7838 | 193.6 | 1784 | 363134.6997 | 69696 | 31614.88 | 0 | 41817.6
2469 | 127.2 | 133.4917 | 133.4917 | 129.9489 | 127.2 | 1814.65 | 242345.9159 | 45792 | 20771.76 | 0 | 23576.52
2470 | 117.6 | 123.4168 | 123.4168 | 120.1414 | 117.6 | 1857.7 | 229254.9947 | 42336 | 19204.08 | 0 | 16734.48
2471 | 128.8 | 135.1708 | 135.1708 | 131.5834 | 128.8 | 1835.65 | 248699.1897 | 46368 | 21033.04 | 0 | 21168.28
2472 | 140.8 | 147.7643 | 147.7643 | 143.8428 | 140.8 | 1816.15 | 269126.6088 | 50688 | 22992.64 | 0 | 25886.08
2473 | 108.8 | 0 | 0 | 0 | 0 | 1792.3 | 0 | 0 | 0 | 136204.544 | 0
2474 | 100 | 0 | 0 | 0 | 0 | 1694.5 | 0 | 0 | 0 | 125188 | 0
2475 | 89.6 | 0 | 0 | 0 | 0 | 1685.1 | 0 | 0 | 0 | 112168.448 | 0
2476 | 99.2 | 0 | 0 | 0 | 0 | 1682.9 | 0 | 0 | 0 | 124186.496 | 0
2477 | 91.2 | 0 | 0 | 0 | 0 | 1681.9 | 0 | 0 | 0 | 114171.456 | 0
2478 | 98.4 | 0 | 0 | 0 | 0 | 1686.55 | 0 | 0 | 0 | 123184.992 | 0
2479 | 64.271 | 67.45 | 67.45 | 65.6599 | 64.271 | 1738.8 | 117819.7619 | 23137.56 | 10495.4543 | 0 | 16787.5852
2480 | 44.716 | 793.1577 | 46.9278 | 772.1077 | 44.716 | 1660.65 | 78337.2382 | 16097.76 | 7302.1228 | 0 | 15174.3746
2481 | 503.248 | 1905.0949 | 528.139 | 1854.5347 | 503.248 | 1695.25 | 898841.1659 | 181169.28 | 82180.3984 | 0 | 153364.828
2482 | 593.572 | 2634.4148 | 622.9317 | 2564.4989 | 593.572 | 1638.95 | 1027347.2935 | 213685.92 | 96930.3076 | 0 | 214309.1706
2483 | 451.248 | 1982.3374 | 473.5679 | 1929.7273 | 451.248 | 1445.85 | 690104.5884 | 162449.28 | 73688.7984 | 0 | 250059.0792
2484 | 445.515 | 4043.5494 | 467.5514 | 3936.2358 | 445.515 | 1438.65 | 677164.8164 | 160385.4 | 72752.5995 | 0 | 250089.8453
2485 | 1718.709 | 2748.567 | 1803.721 | 2675.6215 | 1718.709 | 1429.15 | 2590734.7216 | 618735.24 | 280665.1797 | 0 | 981125.0326
2486 | 1825.482 | 2865.9892 | 1915.7753 | 2789.9274 | 1825.482 | 1553.8 | 2999539.6798 | 657173.52 | 298101.2106 | 0 | 814530.0684
2487 | 1311.2 | 2167.6998 | 1376.0555 | 2110.1703 | 1311.2 | 1730.6 | 2396216.0654 | 472032 | 214118.96 | 0 | 353237.28
2488 | 1571.2 | 1961.005 | 1648.9158 | 1908.961 | 1571.2 | 1743.8 | 2887540.0603 | 565632 | 256576.96 | 0 | 402541.44
2489 | 1255.2 | 1200.6903 | 1200.6903 | 1168.8246 | 1168.8246 | 1828.1 | 2244296.9745 | 420776.8609 | 190869.0594 | 166559.0395 | 196670.79
2490 | 1663.487 | 207.1377 | 207.1377 | 201.6404 | 201.6404 | 1813.6 | 384319.8364 | 72590.5366 | 32927.874 | 2818902.228 | 36790.7
2491 | 1610.935 | 0 | 0 | 0 | 0 | 1829.6 | 0 | 0 | 0 | 5758602.9008 | 0
2492 | 1180.8 | 0 | 0 | 0 | 0 | 1753.2 | 0 | 0 | 0 | 4221001.0368 | 0
2493 | 1295.2 | 0 | 0 | 0 | 0 | 1771.7 | 0 | 0 | 0 | 4629946.2592 | 0
2494 | 1408 | 321.0034 | 321.0034 | 312.4841 | 312.4841 | 1842.65 | 603716.6606 | 112494.2763 | 51028.6537 | 3916136.3023 | 48129.2739
2495 | 1508 | 621.2819 | 621.2819 | 604.7934 | 604.7934 | 1827.2 | 1161100.4031 | 217725.6373 | 98762.7683 | 3228688.8879 | 102297.6
2496 | 1367.2 | 0 | 0 | 0 | 0 | 1809.75 | 0 | 0 | 0 | 2636393.6352 | 0
2497 | 1770.4 | 0 | 0 | 0 | 0 | 1728.2 | 0 | 0 | 0 | 2216328.352 | 0
2498 | 1622.4 | 0 | 0 | 0 | 0 | 1768.7 | 0 | 0 | 0 | 2031050.112 | 0
2499 | 1314.4 | 0 | 0 | 0 | 0 | 1674.15 | 0 | 0 | 0 | 1645471.072 | 0
2500 | 1200.8 | 0 | 0 | 0 | 0 | 1666.1 | 0 | 0 | 0 | 1503257.504 | 0
2501 | 1348 | 0 | 0 | 0 | 0 | 1667.7 | 0 | 0 | 0 | 1687534.24 | 0
2502 | 1156 | 0 | 0 | 0 | 0 | 1669.6 | 0 | 0 | 0 | 1447173.28 | 0
2503 | 1375.182 | 397.6341 | 397.6341 | 387.0811 | 387.0811 | 1685.65 | 690018.3789 | 139349.189 | 63210.3405 | 1905370.8125 | 119105.0146
2504 | 1228.928 | 1289.7141 | 1289.7141 | 1255.4858 | 1228.928 | 1605.65 | 2088870.8419 | 442414.08 | 200683.9424 | 0 | 484627.7568
2505 | 1763.437 | 1890.8023 | 1850.6614 | 1840.6214 | 1763.437 | 1499.05 | 2803494.845 | 634837.32 | 287969.2621 | 0 | 883393.7652
2506 | 1786.454 | 1076.8673 | 1076.8673 | 1048.2879 | 1048.2879 | 1510.4 | 1681493.1944 | 377383.6265 | 171185.4061 | 1423417.595 | 502384.9248
2507 | 1601.327 | 3153.7425 | 1680.533 | 3070.0439 | 1601.327 | 1539.9 | 2620210.4527 | 576477.72 | 261496.6991 | 0 | 736770.5527
2508 | 1886.909 | 3697.7608 | 1980.2396 | 3599.6243 | 1886.909 | 1536.9 | 3082053.3509 | 679287.24 | 308132.2397 | 0 | 873827.5579
2509 | 1830.371 | 1920.9061 | 1920.9061 | 1869.9263 | 1830.371 | 1457.3 | 2837239.0267 | 658933.56 | 298899.5843 | 0 | 993342.3417
2510 | 1393.734 | 3702.6807 | 1462.6708 | 3604.4136 | 1393.734 | 1395.6 | 2060908.0558 | 501744.24 | 227596.7622 | 0 | 842372.8296
2511 | 1534.199 | 2160.5026 | 1610.0846 | 2103.1641 | 1534.199 | 1572.3 | 2552464.4553 | 552311.64 | 250534.6967 | 0 | 656176.9123
2512 | 1641.378 | 1771.7281 | 1722.565 | 1724.7074 | 1641.378 | 1638.15 | 2838054.4929 | 590896.08 | 268037.0274 | 0 | 593932.6293
2513 | 1522.665 | 1014.842 | 1014.842 | 987.9086 | 987.9086 | 1726.25 | 1797032.8296 | 355647.1052 | 161325.4785 | 1031179.273 | 264719.2612
2514 | 1554.326 | 223.6384 | 223.6384 | 217.7032 | 217.7032 | 1830.8 | 417675.1572 | 78373.1383 | 35550.9263 | 2577431.2047 | 36056.1816
2515 | 1267.674 | 0 | 0 | 0 | 0 | 1849.95 | 0 | 0 | 0 | 4531549.1771 | 0
2516 | 1214.4 | 0 | 0 | 0 | 0 | 1844.15 | 0 | 0 | 0 | 4341110.8224 | 0
2517 | 1422.4 | 0 | 0 | 0 | 0 | 1828.65 | 0 | 0 | 0 | 5084647.5904 | 0
2518 | 1226.4 | 321.0034 | 321.0034 | 312.4841 | 312.4841 | 1815.55 | 596175.0743 | 112494.2763 | 51028.6537 | 3266971.5087 | 56418.4593
2519 | 1222.4 | 621.2819 | 621.2819 | 604.7934 | 604.7934 | 1800.1 | 1144468.3537 | 217725.6373 | 98762.7683 | 2207755.7103 | 118340.8
2520 | 1440.8 | 0 | 0 | 0 | 0 | 1750.45 | 0 | 0 | 0 | 2778317.6928 | 0
2521 | 1159.2 | 0 | 0 | 0 | 0 | 1746.8 | 0 | 0 | 0 | 1451179.296 | 0
2522 | 1145.6 | 0 | 0 | 0 | 0 | 1683.5 | 0 | 0 | 0 | 1434153.728 | 0
2523 | 1368.8 | 0 | 0 | 0 | 0 | 1655.05 | 0 | 0 | 0 | 1713573.344 | 0
2524 | 864.8 | 0 | 0 | 0 | 0 | 1632.1 | 0 | 0 | 0 | 1082625.824 | 0
2525 | 943.2 | 0 | 0 | 0 | 0 | 1636.4 | 0 | 0 | 0 | 1180773.216 | 0
2526 | 1092 | 0 | 0 | 0 | 0 | 1676.1 | 0 | 0 | 0 | 1367052.96 | 0
2527 | 1156.517 | 365.509 | 365.509 | 355.8086 | 355.8086 | 1696.55 | 635507.3524 | 128091.0818 | 58103.5379 | 1544018.8952 | 105686.1729
2528 | 715.847 | 856.2367 | 751.2547 | 833.5126 | 715.847 | 1713.5 | 1292132.6752 | 257704.92 | 116897.8151 | 0 | 205090.1655
2529 | 1374.694 | 1638.7476 | 1442.6901 | 1595.2561 | 1374.694 | 1757.95 | 2541833.7651 | 494889.84 | 224487.5302 | 0 | 332744.6827
2530 | 1474.584 | 2755.4504 | 1547.5209 | 2682.3222 | 1474.584 | 1748.65 | 2721326.4899 | 530850.24 | 240799.5672 | 0 | 370636.6884
2531 | 1171.084 | 3723.585 | 1229.009 | 3624.7631 | 1171.084 | 1629.35 | 2017924.7757 | 421590.24 | 191238.0172 | 0 | 434062.2846
2532 | 1452.682 | 3941.1134 | 1524.5356 | 3836.5184 | 1452.682 | 1591.45 | 2434544.8189 | 522965.52 | 237222.9706 | 0 | 593493.2311
2533 | 1536.423 | 3286.7052 | 1612.4186 | 3199.4778 | 1536.423 | 1441.3 | 2324355.6006 | 553112.28 | 250897.8759 | 0 | 858399.5301
2534 | 1489.362 | 3019.1268 | 1563.0299 | 2939.0009 | 1489.362 | 1723.9 | 2700697.4251 | 536170.32 | 243212.8146 | 0 | 411212.8482
2535 | 1094.152 | 2537.0415 | 1148.2717 | 2469.7098 | 1094.152 | 1772.55 | 2042932.3731 | 393894.72 | 178675.0216 | 0 | 248864.8724
2536 | 1400.201 | 1836.5513 | 1469.4587 | 1787.8103 | 1400.201 | 1799.45 | 2650958.7108 | 504072.36 | 228652.8233 | 0 | 280810.3106
2537 | 1681.075 | 976.354 | 976.354 | 950.4421 | 950.4421 | 1853.2 | 1847222.765 | 342159.1491 | 155207.1918 | 1408891.1483 | 136573.4716
2538 | 1647.588 | 192.5061 | 192.5061 | 187.3971 | 187.3971 | 1893.5 | 371950.8156 | 67462.9507 | 30601.944 | 2815709.5038 | 19535.6145
2539 | 1122.777 | 0 | 0 | 0 | 0 | 1894.45 | 0 | 0 | 0 | 4013586.4508 | 0
2540 | 1656 | 0 | 0 | 0 | 0 | 1886 | 0 | 0 | 0 | 5919696.576 | 0
2541 | 1400.8 | 0 | 0 | 0 | 0 | 1871.55 | 0 | 0 | 0 | 5007434.1568 | 0
2542 | 1624.8 | 321.0034 | 321.0034 | 312.4841 | 312.4841 | 1857.7 | 607975.3945 | 112494.2763 | 51028.6537 | 4691130.3951 | 43525.8702
2543 | 1046.4 | 621.2819 | 621.2819 | 604.7934 | 604.7934 | 1835.65 | 1166947.3345 | 217725.6373 | 98762.7683 | 1578609.2143 | 97295.2
2544 | 1645.6 | 0 | 0 | 0 | 0 | 1816.15 | 0 | 0 | 0 | 3173236.8096 | 0
2545 | 1430.4 | 0 | 0 | 0 | 0 | 1797.3 | 0 | 0 | 0 | 1790689.152 | 0
2546 | 1149.6 | 0 | 0 | 0 | 0 | 1782 | 0 | 0 | 0 | 1439161.248 | 0
2547 | 1410.4 | 0 | 0 | 0 | 0 | 1699.55 | 0 | 0 | 0 | 1765651.552 | 0
2548 | 1274.4 | 0 | 0 | 0 | 0 | 1680.1 | 0 | 0 | 0 | 1595395.872 | 0
2549 | 1276.8 | 0 | 0 | 0 | 0 | 1701.9 | 0 | 0 | 0 | 1598400.384 | 0
2550 | 1566.4 | 0 | 0 | 0 | 0 | 1782.3 | 0 | 0 | 0 | 1960944.832 | 0
2551 | 1491.966 | 132.5681 | 132.5681 | 129.0498 | 129.0498 | 1798.05 | 244211.5958 | 46457.9434 | 21073.8393 | 2628133.0325 | 25510.324
2552 | 1493.014 | 534.9269 | 534.9269 | 520.7302 | 520.7302 | 1716.4 | 943433.4588 | 187462.8771 | 85035.244 | 1874870.3809 | 144555.174
2553 | 1539.824 | 1615.9879 | 1615.9879 | 1573.1004 | 1539.824 | 1757.95 | 2857860.24 | 554336.64 | 251453.2592 | 0 | 372714.3992
2554 | 1782.499 | 2609.6779 | 1870.6662 | 2540.4185 | 1782.499 | 1738.55 | 3272978.533 | 641699.64 | 291082.0867 | 0 | 466034.3635
2555 | 1835.337 | 3590.8174 | 1926.1177 | 3495.5191 | 1835.337 | 1656.7 | 3214226.7482 | 660721.32 | 299710.5321 | 0 | 630071.1921
2556 | 1632.697 | 3993.7062 | 1713.4546 | 3887.7154 | 1632.697 | 1646.15 | 2831734.5592 | 587770.92 | 266619.4201 | 0 | 577729.8334
2557 | 1766.248 | 3954.3786 | 1853.6114 | 3849.4316 | 1766.248 | 1635.7 | 3037659.0851 | 635849.28 | 288428.2984 | 0 | 643444.1464
2558 | 1904.871 | 3652.889 | 1999.0911 | 3555.9433 | 1904.871 | 1732.4 | 3479018.5622 | 685753.56 | 311065.4343 | 0 | 509743.4796
2559 | 1996.523 | 3096.8542 | 2095.2764 | 3014.6654 | 1996.523 | 1765.35 | 3713492.3024 | 718748.28 | 326032.2059 | 0 | 468484.122
2560 | 1909.872 | 1952.815 | 1952.815 | 1900.9884 | 1900.9884 | 1775.35 | 3555473.3138 | 684355.8117 | 310431.4001 | 17130.454 | 418023.3284
2561 | 1550.773 | 256.7385 | 256.7385 | 249.9248 | 249.9248 | 1892.9 | 497824.4956 | 89972.9129 | 40812.713 | 2508446.4783 | 26200.7298
2562 | 1749.963 | 46.0641 | 46.0641 | 44.8416 | 44.8416 | 1893 | 89197.4303 | 16142.9584 | 7322.6253 | 3288012.9716 | 4696.551
2563 | 2041.861 | 0 | 0 | 0 | 0 | 1894.45 | 0 | 0 | 0 | 7299032.3493 | 0
2564 | 1636 | 0 | 0 | 0 | 0 | 1881.5 | 0 | 0 | 0 | 5848202.656 | 0
2565 | 1492.8 | 0 | 0 | 0 | 0 | 1871.55 | 0 | 0 | 0 | 5336306.1888 | 0
2566 | 1684 | 321.0034 | 321.0034 | 312.4841 | 312.4841 | 1857.7 | 608219.6318 | 112494.2763 | 51028.6537 | 4902752.3983 | 43525.8702
2567 | 1725.6 | 621.2819 | 621.2819 | 604.7934 | 604.7934 | 1835.65 | 1165947.9559 | 217725.6373 | 98762.7683 | 4006542.7375 | 97295.2
2568 | 1603.2 | 0 | 0 | 0 | 0 | 1816.15 | 0 | 0 | 0 | 3091476.2112 | 0
2569 | 792 | 0 | 0 | 0 | 0 | 1746.8 | 0 | 0 | 0 | 991488.96 | 0
2570 | 863.2 | 0 | 0 | 0 | 0 | 1749 | 0 | 0 | 0 | 1080622.816 | 0
2571 | 843.2 | 0 | 0 | 0 | 0 | 1682.05 | 0 | 0 | 0 | 1055585.216 | 0
2572 | 594.4 | 0 | 0 | 0 | 0 | 1680.1 | 0 | 0 | 0 | 744117.472 | 0
2573 | 836 | 0 | 0 | 0 | 0 | 1698.4 | 0 | 0 | 0 | 1046571.68 | 0
2574 | 635.2 | 0 | 0 | 0 | 0 | 1748.8 | 0 | 0 | 0 | 795194.176 | 0
2575 | 612.699 | 132.7161 | 132.7161 | 129.1939 | 129.1939 | 1792.15 | 244198.7458 | 46509.8004 | 21097.3622 | 932350.6398 | 26284.9188
2576 | 532.414 | 528.7949 | 528.7949 | 514.7609 | 514.7609 | 1713.5 | 932194.8302 | 185313.9397 | 84060.4621 | 34040.6708 | 144359.328
2577 | 903.735 | 1544.8039 | 948.4362 | 1503.8056 | 903.735 | 1775.45 | 1691012.6177 | 325344.6 | 147579.9255 | 0 | 202933.6942
2578 | 888.082 | 1667.0348 | 932.0089 | 1622.7926 | 888.082 | 1772.65 | 1665207.2176 | 319709.52 | 145023.7906 | 0 | 201905.4427
2579 | 1104.242 | 3799.7151 | 1158.8608 | 3698.8727 | 1104.242 | 1768.1 | 2063521.1839 | 397527.12 | 180322.7186 | 0 | 256073.7198
2580 | 873.013 | 4034.2942 | 916.1946 | 3927.2262 | 873.013 | 1719.95 | 1582726.0411 | 314284.68 | 142563.0229 | 0 | 244487.2906
2581 | 777.272 | 4010.6854 | 815.718 | 3904.244 | 777.272 | 1706 | 1395064.5633 | 279817.92 | 126928.5176 | 0 | 228517.968
2582 | 991.14 | 3739.1852 | 1040.1645 | 3639.9493 | 991.14 | 1732.4 | 1807321.0472 | 356810.4 | 161853.162 | 0 | 265229.064
2583 | 976.907 | 3171.1163 | 1025.2275 | 3086.9566 | 976.907 | 1795.95 | 1850414.6726 | 351686.52 | 159528.9131 | 0 | 199337.8733
2584 | 874.205 | 2326.8099 | 917.4455 | 2265.0577 | 874.205 | 1847.45 | 1698533.0358 | 314713.8 | 142757.6765 | 0 | 133359.9727
2585 | 861.226 | 1232.531 | 903.8246 | 1199.8203 | 861.226 | 1898.3 | 1715180.6309 | 310041.36 | 140638.2058 | 0 | 87586.6842
2586 | 364.693 | 222.9573 | 222.9573 | 217.0401 | 217.0401 | 1893.5 | 431847.0981 | 78134.4492 | 35442.6543 | 284721.3788 | 22625.8185
2587 | 407.546 | 0 | 0 | 0 | 0 | 1894.45 | 0 | 0 | 0 | 1456853.056 | 0
2588 | 380.8 | 0 | 0 | 0 | 0 | 1848 | 0 | 0 | 0 | 1361244.2368 | 0
2589 | 503.2 | 0 | 0 | 0 | 0 | 1814.65 | 0 | 0 | 0 | 1798787.0272 | 0
2590 | 686.4 | 321.0034 | 321.0034 | 312.4841 | 312.4841 | 1857.7 | 607694.4058 | 112494.2763 | 51028.6537 | 1336635.6687 | 43525.8702
2591 | 699.2 | 621.2819 | 621.2819 | 604.7934 | 604.7934 | 1829.75 | 1160702.0558 | 217725.6373 | 98762.7683 | 337474.7631 | 100788
2592 | 0 | 0 | 0 | 0 | 0 | 1759.25 | 0 | 0 | 0 | 0 | 0
2593 | 0 | 0 | 0 | 0 | 0 | 1730.8 | 0 | 0 | 0 | 0 | 0
2594 | 0 | 0 | 0 | 0 | 0 | 1731.5 | 0 | 0 | 0 | 0 | 0
2595 | 0 | 0 | 0 | 0 | 0 | 1676.25 | 0 | 0 | 0 | 0 | 0
2596 | 0 | 0 | 0 | 0 | 0 | 1639.1 | 0 | 0 | 0 | 0 | 0
2597 | 0 | 0 | 0 | 0 | 0 | 1632.9 | 0 | 0 | 0 | 0 | 0
2598 | 0 | 0 | 0 | 0 | 0 | 1641.7 | 0 | 0 | 0 | 0 | 0
2599 | 1576.944 | 417.3745 | 417.3745 | 406.2976 | 406.2976 | 1605.55 | 686886.0803 | 146267.1269 | 66348.394 | 2257376.2321 | 156873.9484
2600 | 1498.248 | 1518.4372 | 1518.4372 | 1478.1387 | 1478.1387 | 1403.7 | 2186285.7256 | 532129.9166 | 241380.0427 | 38777.1677 | 862769.1773
2601 | 1510.044 | 1925.8722 | 1584.7349 | 1874.7606 | 1510.044 | 1445.25 | 2298224.6857 | 543615.84 | 246590.1852 | 0 | 837696.909
2602 | 1902.362 | 2881.5989 | 1996.458 | 2805.1229 | 1902.362 | 1459.95 | 2930864.2639 | 684850.32 | 310655.7146 | 0 | 1027370.5981
2603 | 1884.636 | 3870.6189 | 1977.8552 | 3767.8948 | 1884.636 | 1462.3 | 2907352.0789 | 678468.96 | 307761.0588 | 0 | 1013368.7772
2604 | 1594.663 | 4116.5762 | 1673.5393 | 4007.3245 | 1594.663 | 1451.75 | 2438173.4388 | 574078.68 | 260408.4679 | 0 | 874273.9898
2605 | 1945.081 | 4093.3695 | 2041.29 | 3984.7337 | 1945.081 | 1441.3 | 2952022.5963 | 700229.16 | 317631.7273 | 0 | 1086716.7547
2606 | 1916.271 | 3735.7136 | 2011.0549 | 3636.5698 | 1916.271 | 1464.2 | 2960456.9534 | 689857.56 | 312927.0543 | 0 | 1026738.0018
2607 | 2098.686 | 3156.5026 | 2202.4927 | 3072.7307 | 2098.686 | 1483.25 | 3292503.9614 | 755526.96 | 342715.4238 | 0 | 1084495.9905
2608 | 1693.969 | 2013.2378 | 1777.7573 | 1959.8076 | 1693.969 | 1489.65 | 2665085.8143 | 609828.84 | 276625.1377 | 0 | 864517.0791
2609 | 2117.631 | 818.6575 | 818.6575 | 796.9308 | 796.9308 | 1622.35 | 1360375.0298 | 286895.0863 | 130138.7989 | 2546727.336 | 294594.5685
2610 | 2089.833 | 163.8358 | 163.8358 | 159.4877 | 159.4877 | 1708.35 | 287000.395 | 57415.5746 | 26044.3426 | 3722315.7138 | 45530.6481
2611 | 1694.447 | 0 | 0 | 0 | 0 | 1734.45 | 0 | 0 | 0 | 6057132.9131 | 0
2612 | 1517.6 | 0 | 0 | 0 | 0 | 1753.4 | 0 | 0 | 0 | 5424958.6496 | 0
2613 | 1688.8 | 0 | 0 | 0 | 0 | 1766.55 | 0 | 0 | 0 | 6036946.6048 | 0
2614 | 1653.6 | 321.0034 | 321.0034 | 312.4841 | 312.4841 | 1857.7 | 610428.9149 | 112494.2763 | 51028.6537 | 4794081.6399 | 43525.8702
2615 | 1461.6 | 621.2819 | 621.2819 | 604.7934 | 604.7934 | 1829.75 | 1165337.4098 | 217725.6373 | 98762.7683 | 3062822.9935 | 100788
2616 | 0 | 0 | 0 | 0 | 0 | 1776.75 | 0 | 0 | 0 | 0 | 0
2617 | 0 | 0 | 0 | 0 | 0 | 1763.8 | 0 | 0 | 0 | 0 | 0
2618 | 0 | 0 | 0 | 0 | 0 | 1686.4 | 0 | 0 | 0 | 0 | 0
2619 | 0 | 0 | 0 | 0 | 0 | 1682.05 | 0 | 0 | 0 | 0 | 0
2620 | 0 | 0 | 0 | 0 | 0 | 1680.1 | 0 | 0 | 0 | 0 | 0
2621 | 0 | 0 | 0 | 0 | 0 | 1680.9 | 0 | 0 | 0 | 0 | 0
2622 | 0 | 0 | 0 | 0 | 0 | 1703.7 | 0 | 0 | 0 | 0 | 0
2623 | 601.179 | 429.9009 | 429.9009 | 418.4915 | 418.4915 | 1786.75 | 786972.1167 | 150656.9465 | 68339.6649 | 352279.1943 | 87355.5167
2624 | 322.859 | 906.1029 | 338.8285 | 882.0555 | 322.859 | 1761.5 | 600808.8509 | 116229.24 | 52722.8747 | 0 | 77001.8715
2625 | 345.786 | 2133.9155 | 362.8895 | 2077.2826 | 345.786 | 1848.15 | 672912.7295 | 124482.96 | 56466.8538 | 0 | 52507.6041
2626 | 329.02 | 3315.1813 | 345.2942 | 3227.1982 | 329.02 | 1835.25 | 637109.72 | 118447.2 | 53728.966 | 0 | 54206.045
2627 | 281.969 | 3801.3774 | 295.9159 | 3700.491 | 281.969 | 1751.6 | 520877.4697 | 101508.84 | 46045.5377 | 0 | 70041.0996
2628 | 315.114 | 4047.1102 | 330.7004 | 3939.7021 | 315.114 | 1711.45 | 567710.6448 | 113441.04 | 51458.1162 | 0 | 90926.1447
2629 | 313.792 | 4029.9893 | 329.313 | 3923.0355 | 313.792 | 1721 | 568312.439 | 112965.12 | 51242.2336 | 0 | 87547.968
2630 | 298.368 | 3623.3424 | 313.1261 | 3527.1809 | 298.368 | 1776.9 | 558514.6676 | 107412.48 | 48723.4944 | 0 | 66565.9008
2631 | 287.073 | 3073.5593 | 301.2724 | 2991.9887 | 287.073 | 1858.55 | 562371.6746 | 103346.28 | 46879.0209 | 0 | 40606.4759
2632 | 258.151 | 2263.9261 | 270.9198 | 2203.8428 | 258.151 | 1864.95 | 506445.8254 | 92934.36 | 42156.0583 | 0 | 34863.2925
2633 | 315.607 | 1197.5912 | 331.2178 | 1165.8078 | 315.607 | 1892.9 | 626452.5354 | 113618.52 | 51538.6231 | 0 | 33801.5097
2634 | 311.492 | 209.9587 | 209.9587 | 204.3865 | 204.3865 | 1881.7 | 403745.1711 | 73579.1287 | 33376.3103 | 206533.31 | 23667.4529
2635 | 272.738 | 0 | 0 | 0 | 0 | 1855.05 | 0 | 0 | 0 | 525925.0492 | 0
2636 | 274.4 | 150.5706 | 150.5706 | 146.5745 | 146.5745 | 1874.2 | 288311.3426 | 52766.838 | 23935.624 | 246487.8605 | 18049.0292
2637 | 260.8 | 273.6999 | 273.6999 | 266.436 | 260.8 | 1865.65 | 509990.7714 | 93888 | 42588.64 | 0 | 35038.48
2638 | 225.6 | 236.7588 | 236.7588 | 230.4753 | 225.6 | 1857.7 | 439618.5489 | 81216 | 36840.48 | 0 | 32102.88
2639 | 268 | 281.256 | 281.256 | 273.7916 | 268 | 1835.65 | 516504.6968 | 96480 | 43764.4 | 0 | 44045.8
2640 | 0 | 0 | 0 | 0 | 0 | 1816.15 | 0 | 0 | 0 | 0 | 0
2641 | 0 | 0 | 0 | 0 | 0 | 1792.3 | 0 | 0 | 0 | 0 | 0
2642 | 0 | 0 | 0 | 0 | 0 | 1784.7 | 0 | 0 | 0 | 0 | 0
2643 | 0 | 0 | 0 | 0 | 0 | 1781.1 | 0 | 0 | 0 | 0 | 0
2644 | 0 | 0 | 0 | 0 | 0 | 1778.9 | 0 | 0 | 0 | 0 | 0
2645 | 0 | 0 | 0 | 0 | 0 | 1777.9 | 0 | 0 | 0 | 0 | 0
2646 | 0 | 0 | 0 | 0 | 0 | 1779.65 | 0 | 0 | 0 | 0 | 0
2647 | 39.491 | 41.4443 | 41.4443 | 40.3444 | 39.491 | 1756.3 | 72844.0543 | 14216.76 | 6448.8803 | 0 | 9623.9567
2648 | 37.99 | 817.7949 | 39.8691 | 796.091 | 37.99 | 1708.65 | 68367.9585 | 13676.4 | 6203.767 | 0 | 11068.3865
2649 | 302.112 | 2362.2681 | 317.0563 | 2299.5748 | 302.112 | 1740.35 | 553462.457 | 108760.32 | 49334.8896 | 0 | 78443.3808
2650 | 565.025 | 3151.4106 | 592.9727 | 3067.7738 | 565.025 | 1754.35 | 1045620.7091 | 203409 | 92268.5825 | 0 | 138798.3913
2651 | 324.56 | 1942.6541 | 340.6136 | 1891.0971 | 324.56 | 1738.35 | 596794.2237 | 116841.6 | 53000.648 | 0 | 84921.124
2652 | 314.692 | 3928.8127 | 330.2575 | 3824.5441 | 314.692 | 1710.35 | 567804.0011 | 113289.12 | 51389.2036 | 0 | 91150.5378
2653 | 593.521 | 1801.0554 | 622.8782 | 1753.2563 | 593.521 | 1700.85 | 1061541.0084 | 213667.56 | 96921.9793 | 0 | 177551.8072
2654 | 606.677 | 3590.5079 | 636.6849 | 3495.2177 | 606.677 | 1740.75 | 1112839.8187 | 218403.72 | 99070.3541 | 0 | 157281.0122
2655 | 413.157 | 1631.2114 | 433.5929 | 1587.9199 | 413.157 | 1783.6 | 777216.8599 | 148736.52 | 67468.5381 | 0 | 89407.1748
2656 | 615.896 | 2210.8128 | 646.3599 | 2152.1391 | 615.896 | 1788.3 | 1157823.0759 | 221722.56 | 100575.8168 | 0 | 130385.1832
2657 | 592.271 | 1164.3191 | 621.5663 | 1133.4187 | 592.271 | 1882 | 1171280.3461 | 213217.56 | 96717.8543 | 0 | 69887.978
2658 | 583.145 | 196.853 | 196.853 | 191.6286 | 191.6286 | 1864.6 | 375424.776 | 68986.2946 | 31292.9498 | 754967.3457 | 25397.655
2659 | 752.979 | 0 | 0 | 0 | 0 | 1829.6 | 0 | 0 | 0 | 2691671.0194 | 0
2660 | 606.4 | 0 | 0 | 0 | 0 | 1858.1 | 0 | 0 | 0 | 2167695.6544 | 0
2661 | 505.6 | 0 | 0 | 0 | 0 | 1848.2 | 0 | 0 | 0 | 1807366.2976 | 0
2662 | 594.4 | 321.0034 | 321.0034 | 312.4841 | 312.4841 | 1842.65 | 604525.1371 | 112494.2763 | 51028.6537 | 1007763.6367 | 48129.2739
2663 | 668.8 | 621.2819 | 621.2819 | 604.7934 | 604.7934 | 1827.2 | 1163270.6515 | 217725.6373 | 98762.7683 | 228804.0047 | 102297.6
2664 | 0 | 0 | 0 | 0 | 0 | 1809.75 | 0 | 0 | 0 | 0 | 0
2665 | 0 | 0 | 0 | 0 | 0 | 1778.3 | 0 | 0 | 0 | 0 | 0
2666 | 0 | 0 | 0 | 0 | 0 | 1768.7 | 0 | 0 | 0 | 0 | 0
2667 | 0 | 0 | 0 | 0 | 0 | 1764.35 | 0 | 0 | 0 | 0 | 0
2668 | 0 | 0 | 0 | 0 | 0 | 1762.1 | 0 | 0 | 0 | 0 | 0
2669 | 0 | 0 | 0 | 0 | 0 | 1705.6 | 0 | 0 | 0 | 0 | 0
2670 | 0 | 0 | 0 | 0 | 0 | 1714.7 | 0 | 0 | 0 | 0 | 0
2671 | 1652.413 | 430.202 | 430.202 | 418.7847 | 418.7847 | 1703.15 | 749509.3502 | 150762.4993 | 68387.5448 | 2378825.1497 | 121686.5331
2672 | 1082.942 | 1136.5072 | 1136.5072 | 1106.345 | 1082.942 | 1670.75 | 1909284.6175 | 389859.12 | 176844.4286 | 0 | 356558.6535
2673 | 1038.061 | 1940.9173 | 1089.4063 | 1889.4064 | 1038.061 | 1609.9 | 1762750.8284 | 373701.96 | 169515.3613 | 0 | 404947.5961
2674 | 1455.5 | 3273.7664 | 1527.494 | 3186.8824 | 1455.5 | 1612.9 | 2475973.0795 | 523980 | 237683.15 | 0 | 563424.05
2675 | 1822.657 | 3743.3254 | 1912.8105 | 3643.9796 | 1822.657 | 1648.4 | 3165750.8704 | 656156.52 | 297639.8881 | 0 | 640846.2012
2676 | 1569.698 | 3977.8152 | 1647.3395 | 3872.2462 | 1569.698 | 1661.9 | 2757899.258 | 565091.28 | 256331.6834 | 0 | 530714.8938
2677 | 1627.187 | 3961.3156 | 1707.6721 | 3856.1844 | 1627.187 | 1632.15 | 2805603.5263 | 585787.32 | 265719.6371 | 0 | 598560.7379
2678 | 1849.064 | 3670.8432 | 1940.5237 | 3573.421 | 1849.064 | 1623.8 | 3174277.1958 | 665663.04 | 301952.1512 | 0 | 695617.8768
2679 | 1544.646 | 3110.386 | 1621.0484 | 3027.8381 | 1544.646 | 1577.9 | 2571962.8929 | 556072.56 | 252240.6918 | 0 | 651995.0766
2680 | 1277.5 | 2291.8702 | 1340.6886 | 2231.0452 | 1277.5 | 1553.15 | 2090190.0305 | 459900 | 208615.75 | 0 | 570850.875
2681 | 1415.472 | 1204.4809 | 1204.4809 | 1172.5147 | 1172.5147 | 1592.7 | 1964086.4856 | 422105.2815 | 191471.6458 | 468498.505 | 467463.0976
2682 | 1528.819 | 161.5469 | 161.5469 | 157.2596 | 157.2596 | 1695.2 | 279523.4401 | 56613.4468 | 25680.4885 | 2644799.985 | 46918.7784
2683 | 1597.596 | 0 | 0 | 0 | 0 | 1765.45 | 0 | 0 | 0 | 5710920.0308 | 0
2684 | 1565.6 | 0 | 0 | 0 | 0 | 1787.25 | 0 | 0 | 0 | 5596544.0576 | 0
2685 | 1574.4 | 0 | 0 | 0 | 0 | 1771.75 | 0 | 0 | 0 | 5628001.3824 | 0
2686 | 2055.2 | 321.0034 | 321.0034 | 312.4841 | 312.4841 | 1809.65 | 593446.9191 | 112494.2763 | 51028.6537 | 6229679.5535 | 58223.1159
2687 | 2027.2 | 621.2819 | 621.2819 | 604.7934 | 604.7934 | 1800.1 | 1143016.3999 | 217725.6373 | 98762.7683 | 5084671.0511 | 118340.8
2688 | 0 | 0 | 0 | 0 | 0 | 1789.85 | 0 | 0 | 0 | 0 | 0
2689 | 0 | 0 | 0 | 0 | 0 | 1791.9 | 0 | 0 | 0 | 0 | 0
2690 | 0 | 0 | 0 | 0 | 0 | 1776.6 | 0 | 0 | 0 | 0 | 0
2691 | 0 | 0 | 0 | 0 | 0 | 1682.05 | 0 | 0 | 0 | 0 | 0
2692 | 0 | 0 | 0 | 0 | 0 | 1680.1 | 0 | 0 | 0 | 0 | 0
2693 | 0 | 0 | 0 | 0 | 0 | 1680.9 | 0 | 0 | 0 | 0 | 0
2694 | 0 | 0 | 0 | 0 | 0 | 1703.7 | 0 | 0 | 0 | 0 | 0
2695 | 1539.86 | 315.6836 | 315.6836 | 307.3056 | 307.3056 | 1696.55 | 548114.2465 | 110630.0006 | 50182.9975 | 2376754.4531 | 91279.2772
2696 | 753.773 | 918.5517 | 791.0567 | 894.1738 | 753.773 | 1693 | 1340459.4146 | 271358.28 | 123091.1309 | 0 | 231408.311
2697 | 1086.631 | 2121.2947 | 1140.3787 | 2064.9967 | 1086.631 | 1747.85 | 1992110.1491 | 391187.16 | 177446.8423 | 0 | 273994.0066
2698 | 1522.957 | 3286.7178 | 1598.2866 | 3199.4901 | 1522.957 | 1769.75 | 2833764.8299 | 548264.52 | 248698.8781 | 0 | 350660.8493
2699 | 1186.075 | 3775.5984 | 1244.7415 | 3675.3961 | 1186.075 | 1769.2 | 2209947.5927 | 426987 | 193686.0475 | 0 | 273746.11
2700 | 1273.679 | 4001.1941 | 1336.6786 | 3895.0046 | 1273.679 | 1751.35 | 2339870.9669 | 458524.44 | 207991.7807 | 0 | 316700.2834
2701 | 1087.344 | 3997.0424 | 1141.127 | 3890.9631 | 1087.344 | 1713 | 1952426.5694 | 391443.84 | 177563.2752 | 0 | 312067.728
2702 | 1231.626 | 3710.9757 | 1292.5456 | 3612.4884 | 1231.626 | 1753.5 | 2271633.1045 | 443385.36 | 201124.5258 | 0 | 303595.809
2703 | 1034.934 | 3166.7464 | 1086.1246 | 3082.7026 | 1034.934 | 1793.05 | 1951300.1453 | 372576.24 | 169004.7222 | 0 | 214179.5913
2704 | 806.512 | 2350.4365 | 846.4043 | 2288.0572 | 806.512 | 1847.45 | 1564001.627 | 290344.32 | 131703.4096 | 0 | 123033.4056
2705 | 1209.862 | 849.3449 | 849.3449 | 826.8037 | 826.8037 | 1865.3 | 1617015.798 | 297649.3352 | 135017.0457 | 738657.4316 | 109014.5958
2706 | 1026.622 | 193.0917 | 193.0917 | 187.9671 | 187.9671 | 1881.7 | 371210.7201 | 67668.1719 | 30695.0346 | 1617191.5772 | 21766.1353
2707 | 1116.444 | 0 | 0 | 0 | 0 | 1882.65 | 0 | 0 | 0 | 3990947.901 | 0
2708 | 1189.6 | 0 | 0 | 0 | 0 | 1874.2 | 0 | 0 | 0 | 4252458.3616 | 0
2709 | 1585.6 | 0 | 0 | 0 | 0 | 1859.75 | 0 | 0 | 0 | 5668037.9776 | 0
2710 | 1313.6 | 321.0034 | 321.0034 | 312.4841 | 312.4841 | 1857.7 | 609366.0648 | 112494.2763 | 51028.6537 | 3578684.9999 | 43525.8702
2711 | 1244.8 | 621.2819 | 621.2819 | 604.7934 | 604.7934 | 1835.65 | 1167947.7947 | 217725.6373 | 98762.7683 | 2287828.9007 | 97295.2
2712 | 0 | 0 | 0 | 0 | 0 | 1816.15 | 0 | 0 | 0 | 0 | 0
2713 | 0 | 0 | 0 | 0 | 0 | 1797.8 | 0 | 0 | 0 | 0 | 0
2714 | 0 | 0 | 0 | 0 | 0 | 1788.4 | 0 | 0 | 0 | 0 | 0
2715 | 0 | 0 | 0 | 0 | 0 | 1772.25 | 0 | 0 | 0 | 0 | 0
2716 | 0 | 0 | 0 | 0 | 0 | 1770.3 | 0 | 0 | 0 | 0 | 0
2717 | 0 | 0 | 0 | 0 | 0 | 1771.1 | 0 | 0 | 0 | 0 | 0
2718 | 0 | 0 | 0 | 0 | 0 | 1776.4 | 0 | 0 | 0 | 0 | 0
2719 | 726.714 | 445.9335 | 445.9335 | 434.0987 | 434.0987 | 1786.75 | 815356.9336 | 156275.5184 | 70888.3116 | 564254.8375 | 90613.337
2720 | 674.256 | 100.0883 | 100.0883 | 97.432 | 97.432 | 1689.5 | 172930.0735 | 35075.5266 | 15910.6486 | 1112298.9129 | 29612.6955
2721 | 632.529 | 2011.0686 | 663.8156 | 1957.6959 | 632.529 | 1765.35 | 1173302.055 | 227710.44 | 103291.9857 | 0 | 148422.9298
2722 | 561.581 | 2974.5782 | 589.3583 | 2895.6345 | 561.581 | 1769.75 | 1045696.084 | 202169.16 | 91706.1773 | 0 | 129304.0252
2723 | 451.698 | 3845.3122 | 474.0402 | 3743.2597 | 451.698 | 1730.5 | 822824.6947 | 162611.28 | 73762.2834 | 0 | 121732.611
2724 | 423.123 | 4082.9367 | 444.0518 | 3974.5778 | 423.123 | 1661.3 | 738051.712 | 152324.28 | 69095.9859 | 0 | 143311.7601
2725 | 1088.675 | 4050.268 | 1142.5238 | 3942.7761 | 1088.675 | 1650.85 | 1883859.0231 | 391923 | 177780.6275 | 0 | 380110.8763
2726 | 1337.162 | 3765.2308 | 1403.3016 | 3665.3036 | 1337.162 | 1732.9 | 2435641.9291 | 481378.32 | 218358.5546 | 0 | 357155.9702
2727 | 1171.09 | 3188.5154 | 1229.0153 | 3103.8939 | 1171.09 | 1795.95 | 2211346.2207 | 421592.4 | 191238.997 | 0 | 238960.9145
2728 | 1325.832 | 2348.2725 | 1391.4112 | 2285.9506 | 1325.832 | 1837.35 | 2559115.0396 | 477299.52 | 216508.3656 | 0 | 215646.5748
2729 | 1450.922 | 1239.1541 | 1239.1541 | 1206.2677 | 1206.2677 | 1865.3 | 2361712.4526 | 434256.3581 | 196983.5091 | 471770.8756 | 159047.1597
2730 | 1693.945 | 211.408 | 211.408 | 205.7973 | 205.7973 | 1887.6 | 407774.7236 | 74087.0326 | 33606.7012 | 2869618.9958 | 22642.3056
2731 | 1224.801 | 0 | 0 | 0 | 0 | 1888.55 | 0 | 0 | 0 | 4378291.2355 | 0
2732 | 1521.6 | 0 | 0 | 0 | 0 | 1880.1 | 0 | 0 | 0 | 5439257.4336 | 0
2733 | 1564 | 0 | 0 | 0 | 0 | 1865.65 | 0 | 0 | 0 | 5590824.544 | 0
2734 | 1750.4 | 321.0034 | 321.0034 | 312.4841 | 312.4841 | 1857.7 | 608972.0075 | 112494.2763 | 51028.6537 | 5140112.2127 | 43525.8702
2735 | 1775.2 | 621.2819 | 621.2819 | 604.7934 | 604.7934 | 1835.65 | 1165865.7858 | 217725.6373 | 98762.7683 | 4183847.6591 | 97295.2
2736 | 0 | 0 | 0 | 0 | 0 | 1816.15 | 0 | 0 | 0 | 0 | 0
2737 | 0 | 0 | 0 | 0 | 0 | 1797.8 | 0 | 0 | 0 | 0 | 0
2738 | 0 | 0 | 0 | 0 | 0 | 1776.6 | 0 | 0 | 0 | 0 | 0
2739 | 0 | 0 | 0 | 0 | 0 | 1682.05 | 0 | 0 | 0 | 0 | 0
2740 | 0 | 0 | 0 | 0 | 0 | 1680.1 | 0 | 0 | 0 | 0 | 0
2741 | 0 | 0 | 0 | 0 | 0 | 1680.9 | 0 | 0 | 0 | 0 | 0
2742 | 0 | 0 | 0 | 0 | 0 | 1703.7 | 0 | 0 | 0 | 0 | 0
2743 | 1263.257 | 444.8389 | 444.8389 | 433.0331 | 433.0331 | 1731.55 | 788697.2785 | 155891.9241 | 70714.3089 | 1600933.9866 | 113788.7069
2744 | 953.993 | 1001.1801 | 1001.1801 | 974.6093 | 953.993 | 1716.4 | 1724227.4067 | 343437.48 | 155787.0569 | 0 | 270552.4148
2745 | 1386.66 | 1968.5559 | 1455.248 | 1916.3115 | 1386.66 | 1757.95 | 2569435.9467 | 499197.6 | 226441.578 | 0 | 335641.053
2746 | 1396.16 | 3249.3884 | 1465.2178 | 3163.1514 | 1396.16 | 1766.85 | 2605469.8698 | 502617.6 | 227992.928 | 0 | 325514.704
2747 | 1632.597 | 3789.0641 | 1713.3497 | 3688.5044 | 1632.597 | 1670.1 | 2875615.325 | 587734.92 | 266603.0901 | 0 | 538593.7503
2748 | 1604.417 | 4039.3032 | 1683.7758 | 3932.1023 | 1604.417 | 1521.6 | 2569672.0692 | 577590.12 | 262001.2961 | 0 | 767553.0928
2749 | 1737.845 | 4024.5425 | 1823.8035 | 3917.7334 | 1737.845 | 1441.3 | 2631607.2893 | 625624.2 | 283790.0885 | 0 | 970934.0015
2750 | 1592.395 | 3690.0819 | 1671.1592 | 3592.1492 | 1592.395 | 1697.25 | 2850189.6409 | 573262.2 | 260038.1035 | 0 | 482097.5863
2751 | 1657.388 | 3132.6871 | 1739.3669 | 3049.5473 | 1657.388 | 1790.15 | 3131051.5473 | 596659.68 | 270651.4604 | 0 | 347802.8718
2752 | 1478.101 | 2300.374 | 1551.2119 | 2239.3233 | 1478.101 | 1792.25 | 2786632.819 | 532116.36 | 241373.8933 | 0 | 307075.4828
2753 | 1658.613 | 977.9922 | 977.9922 | 952.0368 | 952.0368 | 1865.3 | 1864725.8992 | 342733.2533 | 155467.6119 | 1362502.1631 | 125526.6606
2754 | 1608.759 | 192.5953 | 192.5953 | 187.4839 | 187.4839 | 1887.6 | 371797.8595 | 67494.212 | 30616.1245 | 2740667.4728 | 20627.4232
2755 | 1122.711 | 0 | 0 | 0 | 0 | 1882.65 | 0 | 0 | 0 | 4013350.5209 | 0
2756 | 1280.8 | 0 | 0 | 0 | 0 | 1880.1 | 0 | 0 | 0 | 4578470.6368 | 0
2757 | 1492 | 0 | 0 | 0 | 0 | 1865.65 | 0 | 0 | 0 | 5333446.432 | 0
2758 | 1771.2 | 321.0034 | 321.0034 | 312.4841 | 312.4841 | 1857.7 | 612093.7247 | 112494.2763 | 51028.6537 | 5214465.8895 | 43525.8702
2759 | 1771.2 | 621.2819 | 621.2819 | 604.7934 | 604.7934 | 1835.65 | 1170473.5083 | 217725.6373 | 98762.7683 | 4169548.8751 | 97295.2
2760 | 0 | 0 | 0 | 0 | 0 | 1816.15 | 0 | 0 | 0 | 0 | 0
2761 | 0 | 0 | 0 | 0 | 0 | 1797.8 | 0 | 0 | 0 | 0 | 0
2762 | 0 | 0 | 0 | 0 | 0 | 1776.6 | 0 | 0 | 0 | 0 | 0
2763 | 0 | 0 | 0 | 0 | 0 | 1772.25 | 0 | 0 | 0 | 0 | 0
2764 | 0 | 0 | 0 | 0 | 0 | 1715.1 | 0 | 0 | 0 | 0 | 0
2765 | 0 | 0 | 0 | 0 | 0 | 1698.4 | 0 | 0 | 0 | 0 | 0
2766 | 0 | 0 | 0 | 0 | 0 | 1748.8 | 0 | 0 | 0 | 0 | 0
2767 | 1162.556 | 390.2889 | 390.2889 | 379.9308 | 379.9308 | 1741.65 | 696340.1737 | 136775.0983 | 62042.7043 | 1509148.6402 | 96078.8149
2768 | 970.887 | 1018.9097 | 1018.9097 | 991.8684 | 970.887 | 1716.4 | 1756176.3682 | 349519.32 | 158545.8471 | 0 | 275343.5532
2769 | 1196.422 | 1731.7331 | 1255.6003 | 1685.7738 | 1196.422 | 1775.45 | 2233741.8679 | 430711.92 | 195375.7126 | 0 | 268656.5601
2770 | 1332.16 | 3052.568 | 1398.0522 | 2971.5545 | 1332.16 | 1769.75 | 2484368.1817 | 479577.6 | 217541.728 | 0 | 306729.84
2771 | 1301.099 | 3669.6248 | 1365.4549 | 3572.2349 | 1301.099 | 1727 | 2370070.6577 | 468395.64 | 212469.4667 | 0 | 355200.027
2772 | 1262.025 | 3904.3927 | 1324.4482 | 3800.7723 | 1262.025 | 1716.45 | 2280708.1882 | 454329 | 206088.6825 | 0 | 357847.1887
2773 | 1431.18 | 3895.4985 | 1501.97 | 3792.1141 | 1431.18 | 1670.85 | 2517869.837 | 515224.8 | 233711.694 | 0 | 471072.897
2774 | 1472.893 | 3014.993 | 1545.7463 | 2934.9767 | 1472.893 | 1763.9 | 2735790.6332 | 530241.48 | 240523.4269 | 0 | 347750.0373
2775 | 1483.656 | 2309.8307 | 1557.0416 | 2248.529 | 1483.656 | 1790.15 | 2794965.7739 | 534116.16 | 242281.0248 | 0 | 311345.2116
2776 | 1473.083 | 1456.204 | 1456.204 | 1417.5572 | 1417.5572 | 1819.85 | 2709667.7761 | 510320.5748 | 231487.083 | 107071.3805 | 249970.9157
2777 | 1294.28 | 420.6572 | 420.6572 | 409.4932 | 409.4932 | 1847.8 | 795109.568 | 147417.5421 | 66870.2351 | 1706148.596 | 61006.4782
2778 | 1058.51 | 82.8372 | 82.8372 | 80.6388 | 80.6388 | 1842.5 | 156194.5813 | 29029.9624 | 13168.3135 | 1885644.711 | 12431.9475
2779 | 1464.006 | 0 | 0 | 0 | 0 | 1882.65 | 0 | 0 | 0 | 5233376.3922 | 0
2780 | 1241.6 | 0 | 0 | 0 | 0 | 1874.2 | 0 | 0 | 0 | 4438342.5536 | 0
2781 | 1408.8 | 0 | 0 | 0 | 0 | 1865.65 | 0 | 0 | 0 | 5036031.7248 | 0
2782 | 1203.2 | 321.0034 | 321.0034 | 312.4841 | 312.4841 | 1857.7 | 610690.3359 | 112494.2763 | 51028.6537 | 3184038.5615 | 43525.8702
2783 | 1300 | 621.2819 | 621.2819 | 604.7934 | 604.7934 | 1835.65 | 1169288.0427 | 217725.6373 | 98762.7683 | 2485152.1199 | 97295.2
2784 | 0 | 0 | 0 | 0 | 0 | 1816.15 | 0 | 0 | 0 | 0 | 0
2785 | 0 | 0 | 0 | 0 | 0 | 1797.8 | 0 | 0 | 0 | 0 | 0
2786 | 0 | 0 | 0 | 0 | 0 | 1788.4 | 0 | 0 | 0 | 0 | 0
2787 | 0 | 0 | 0 | 0 | 0 | 1772.25 | 0 | 0 | 0 | 0 | 0
2788 | 0 | 0 | 0 | 0 | 0 | 1770.3 | 0 | 0 | 0 | 0 | 0
2789 | 0 | 0 | 0 | 0 | 0 | 1771.1 | 0 | 0 | 0 | 0 | 0
2790 | 0 | 0 | 0 | 0 | 0 | 1776.4 | 0 | 0 | 0 | 0 | 0
2791 | 1083.813 | 457.2761 | 457.2761 | 445.1402 | 445.1402 | 1759.15 | 823043.9176 | 160250.4824 | 72691.3994 | 1231562.9232 | 104944.1254
2792 | 1008.77 | 1058.6665 | 1058.6665 | 1030.5701 | 1008.77 | 1713.5 | 1821103.2704 | 363157.2 | 164732.141 | 0 | 289012.605
2793 | 934.389 | 2044.7081 | 980.6064 | 1990.4426 | 934.389 | 1775.45 | 1744476.023 | 336380.04 | 152585.7237 | 0 | 209817.0499
2794 | 1123.825 | 3318.0443 | 1179.4124 | 3229.9852 | 1123.825 | 1769.75 | 2093237.2215 | 404577 | 183520.6225 | 0 | 258760.7062
2795 | 930.985 | 3819.8648 | 977.034 | 3718.4877 | 930.985 | 1727 | 1692040.4563 | 335154.6 | 152029.8505 | 0 | 254158.905
2796 | 972.383 | 4048.3108 | 1020.4797 | 3940.8708 | 972.383 | 1716.45 | 1754164.7972 | 350057.88 | 158790.1439 | 0 | 275719.1996
2797 | 958.182 | 4020.5682 | 1005.5763 | 3913.8645 | 958.182 | 1723.4 | 1733048.3209 | 344945.52 | 156471.1206 | 0 | 265033.1412
2798 | 1202.344 | 3693.2754 | 1261.8152 | 3595.2579 | 1202.344 | 1822 | 2305720.7188 | 432843.84 | 196342.7752 | 0 | 214017.232
2799 | 871.996 | 3124.6734 | 915.1273 | 3041.7463 | 871.996 | 1886.15 | 1733828.7938 | 313918.56 | 142396.9468 | 0 | 99276.7446
2800 | 905.877 | 2297.6244 | 950.6841 | 2236.6467 | 905.877 | 1904.35 | 1816884.2054 | 326115.72 | 147929.7141 | 0 | 86647.1351
2801 | 1065.211 | 1203.7589 | 1117.8992 | 1171.8118 | 1065.211 | 1904.7 | 2130629.0813 | 383475.96 | 173948.9563 | 0 | 101514.6083
2802 | 1003.197 | 211.3838 | 211.3838 | 205.7738 | 205.7738 | 1887.6 | 407882.5714 | 74078.5736 | 33602.8641 | 1537683.8851 | 22639.7204
2803 | 1253.158 | 0 | 0 | 0 | 0 | 1882.65 | 0 | 0 | 0 | 2416484.6219 | 0
2804 | 1226.4 | 0 | 0 | 0 | 0 | 1874.2 | 0 | 0 | 0 | 2364886.7424 | 0
2805 | 1049.6 | 0 | 0 | 0 | 0 | 1865.65 | 0 | 0 | 0 | 2023960.4736 | 0
2806 | 1300 | 0 | 0 | 0 | 0 | 1857.7 | 0 | 0 | 0 | 2506810.8 | 0
2807 | 1016.8 | 321.0034 | 321.0034 | 312.4841 | 312.4841 | 1835.65 | 602447.5164 | 112494.2763 | 51028.6537 | 1358143.6172 | 50270.3919
2808 | 0 | 0 | 0 | 0 | 0 | 1816.15 | 0 | 0 | 0 | 0 | 0
2809 | 0 | 0 | 0 | 0 | 0 | 1798.2 | 0 | 0 | 0 | 0 | 0
2810 | 0 | 0 | 0 | 0 | 0 | 1796.5 | 0 | 0 | 0 | 0 | 0
2811 | 0 | 0 | 0 | 0 | 0 | 1792.9 | 0 | 0 | 0 | 0 | 0
2812 | 0 | 0 | 0 | 0 | 0 | 1790.7 | 0 | 0 | 0 | 0 | 0
2813 | 0 | 0 | 0 | 0 | 0 | 1777.9 | 0 | 0 | 0 | 0 | 0
2814 | 0 | 0 | 0 | 0 | 0 | 1779.65 | 0 | 0 | 0 | 0 | 0
2815 | 976.828 | 930.0811 | 930.0811 | 905.3972 | 905.3972 | 1728.7 | 1642591.4357 | 325943.0024 | 147851.3675 | 137741.0986 | 240438.2685
2816 | 949.208 | 996.1584 | 996.1584 | 969.7209 | 949.208 | 1702.75 | 1698665.6765 | 341714.88 | 155005.6664 | 0 | 282152.078
2817 | 1320.769 | 1788.0788 | 1386.0968 | 1740.6241 | 1320.769 | 1740.25 | 2415493.7015 | 475476.84 | 215681.5777 | 0 | 343069.7478
2818 | 1344.335 | 3163.4699 | 1410.8294 | 3079.5132 | 1344.335 | 1733.75 | 2454800.2061 | 483960.6 | 219529.9055 | 0 | 357929.1938
2819 | 1328.345 | 3678.1768 | 1394.0485 | 3580.56 | 1328.345 | 1710.55 | 2396261.5678 | 478204.2 | 216918.7385 | 0 | 384489.4603
2820 | 1413.067 | 3382.412 | 1482.9611 | 3292.6446 | 1413.067 | 1703.35 | 2537188.9958 | 508704.12 | 230753.8411 | 0 | 419186.3256
2821 | 1334.168 | 2754.7703 | 1400.1596 | 2681.6602 | 1334.168 | 1697.35 | 2385640.2946 | 480300.48 | 217869.6344 | 0 | 403785.9452
2822 | 1503.829 | 2724.8344 | 1578.2124 | 2652.5188 | 1503.829 | 1778.75 | 2821605.2561 | 541378.44 | 245575.2757 | 0 | 332722.1663
2823 | 1371.782 | 1325.2804 | 1325.2804 | 1290.1082 | 1290.1082 | 1874.7 | 2552281.6101 | 464438.9424 | 210674.6647 | 157492.947 | 158231.0954
2824 | 1502.032 | 756.3121 | 756.3121 | 736.24 | 736.24 | 1851.8 | 1437948.6982 | 265046.3921 | 120227.9884 | 1476689.0084 | 106802.7012
2825 | 1377.423 | 682.304 | 682.304 | 664.196 | 664.196 | 1887.9 | 1319916.8362 | 239110.5612 | 108463.2073 | 1375327.0296 | 72881.3666
2826 | 1514.373 | 136.915 | 136.915 | 133.2814 | 133.2814 | 1837 | 257455.9695 | 47981.2873 | 21764.8451 | 2663181.1191 | 21265.306
2827 | 1132.464 | 0 | 0 | 0 | 0 | 1858.1 | 0 | 0 | 0 | 4048214.5309 | 0
2828 | 1019.2 | 0 | 0 | 0 | 0 | 1858.1 | 0 | 0 | 0 | 3643330.1632 | 0
2829 | 1064.8 | 0 | 0 | 0 | 0 | 1848.2 | 0 | 0 | 0 | 3806336.3008 | 0
2830 | 1386.4 | 321.0034 | 321.0034 | 312.4841 | 312.4841 | 1842.65 | 604088.1408 | 112494.2763 | 51028.6537 | 3838922.8687 | 48129.2739
2831 | 1148 | 621.2819 | 621.2819 | 604.7934 | 604.7934 | 1827.2 | 1160679.4883 | 217725.6373 | 98762.7683 | 1941798.3279 | 102297.6
2832 | 0 | 0 | 0 | 0 | 0 | 1809.75 | 0 | 0 | 0 | 0 | 0
2833 | 0 | 0 | 0 | 0 | 0 | 1784.2 | 0 | 0 | 0 | 0 | 0
2834 | 0 | 0 | 0 | 0 | 0 | 1780.5 | 0 | 0 | 0 | 0 | 0
2835 | 0 | 0 | 0 | 0 | 0 | 1776.15 | 0 | 0 | 0 | 0 | 0
2836 | 0 | 0 | 0 | 0 | 0 | 1773.9 | 0 | 0 | 0 | 0 | 0
2837 | 0 | 0 | 0 | 0 | 0 | 1772.6 | 0 | 0 | 0 | 0 | 0
2838 | 0 | 0 | 0 | 0 | 0 | 1765.7 | 0 | 0 | 0 | 0 | 0
2839 | 989.561 | 406.0193 | 406.0193 | 395.2437 | 395.2437 | 1758.35 | 732714.015 | 142287.7496 | 64543.3042 | 1146031.4646 | 93490.277
2840 | 970.741 | 1018.7565 | 1018.7565 | 991.7192 | 970.741 | 1669.65 | 1714994.057 | 349466.76 | 158522.0053 | 0 | 320684.2893
2841 | 1081.276 | 2005.8118 | 1134.7588 | 1952.5787 | 1081.276 | 1658.95 | 1895004.8831 | 389259.36 | 176572.3708 | 0 | 368769.1798
2842 | 1571.813 | 1649.5591 | 1649.5591 | 1605.7807 | 1571.813 | 1652.9 | 2745320.714 | 565852.68 | 256677.0629 | 0 | 545576.2923
2843 | 1519.172 | 2745.1499 | 1594.3154 | 2672.2951 | 1519.172 | 1664.9 | 2672571.7858 | 546901.92 | 248080.7876 | 0 | 509074.5372
2844 | 1461.244 | 3525.2523 | 1533.5211 | 3431.694 | 1461.244 | 1661.9 | 2572726.7013 | 526047.84 | 238621.1452 | 0 | 494046.5964
2845 | 1711.452 | 4014.9966 | 1796.105 | 3908.4408 | 1711.452 | 1652.15 | 2994096.2366 | 616122.72 | 279480.1116 | 0 | 595328.5782
2846 | 1173.122 | 3720.8763 | 1231.1478 | 3622.1263 | 1173.122 | 1663.8 | 2064099.6724 | 422323.92 | 191570.8226 | 0 | 394403.6164
2847 | 1493.09 | 198.7819 | 198.7819 | 193.5063 | 193.5063 | 1673.45 | 342861.1024 | 69662.2739 | 31599.5815 | 2506008.0105 | 61852.8151
2848 | 1648.072 | 718.9586 | 718.9586 | 699.8778 | 699.8778 | 1678.15 | 1241365.9609 | 251956.006 | 114290.0438 | 1828418.0578 | 220490.745
2849 | 1134.203 | 88.2902 | 88.2902 | 85.9471 | 85.9471 | 1717.15 | 155715.1664 | 30940.9462 | 14035.157 | 2021368.6766 | 23795.8876
2850 | 1182.912 | 10.7098 | 10.7098 | 10.4255 | 10.4255 | 1757.2 | 19369.3183 | 3753.1928 | 1702.4899 | 2260924.4093 | 2477.774
2851 | 1420.356 | 0 | 0 | 0 | 0 | 1839.05 | 0 | 0 | 0 | 5077340.9118 | 0
2852 | 1311.2 | 0 | 0 | 0 | 0 | 1839.15 | 0 | 0 | 0 | 4687141.3952 | 0
2853 | 1405.6 | 0 | 0 | 0 | 0 | 1828.65 | 0 | 0 | 0 | 5024592.6976 | 0
2854 | 1212 | 321.0034 | 321.0034 | 312.4841 | 312.4841 | 1821.45 | 599395.8739 | 112494.2763 | 51028.6537 | 3215495.8863 | 54613.8027
2855 | 1395.2 | 621.2819 | 621.2819 | 604.7934 | 604.7934 | 1806 | 1150336.0235 | 217725.6373 | 98762.7683 | 2825463.1791 | 114848
2856 | 0 | 0 | 0 | 0 | 0 | 1789.85 | 0 | 0 | 0 | 0 | 0
2857 | 0 | 0 | 0 | 0 | 0 | 1797.8 | 0 | 0 | 0 | 0 | 0
2858 | 0 | 0 | 0 | 0 | 0 | 1788.4 | 0 | 0 | 0 | 0 | 0
2859 | 0 | 0 | 0 | 0 | 0 | 1784.05 | 0 | 0 | 0 | 0 | 0
2860 | 0 | 0 | 0 | 0 | 0 | 1782.1 | 0 | 0 | 0 | 0 | 0
2861 | 0 | 0 | 0 | 0 | 0 | 1782.9 | 0 | 0 | 0 | 0 | 0
2862 | 0 | 0 | 0 | 0 | 0 | 1783.2 | 0 | 0 | 0 | 0 | 0
2863 | 1384.773 | 455.0523 | 455.0523 | 442.9754 | 442.9754 | 1741.65 | 815590.8337 | 159471.157 | 72337.8887 | 1816083.311 | 112021.8517
2864 | 330.448 | 346.7929 | 346.7929 | 337.5892 | 330.448 | 1693 | 590952.7211 | 118961.28 | 53962.1584 | 0 | 101447.536
2865 | 66.072 | 1401.3475 | 69.3401 | 1364.1565 | 66.072 | 1709.95 | 119276.7749 | 23785.92 | 10789.5576 | 0 | 19164.1836
2866 | 69.845 | 1812.251 | 73.2997 | 1764.1549 | 69.845 | 1724.65 | 127071.3621 | 25144.2 | 11405.6885 | 0 | 19231.8207
2867 | 66.865 | 1761.8747 | 70.1723 | 1715.1155 | 66.865 | 1690 | 119786.8763 | 24071.4 | 10919.0545 | 0 | 20728.15
2868 | 69.874 | 778.5953 | 73.3302 | 757.9318 | 69.874 | 1716.45 | 127050.3552 | 25154.64 | 11410.4242 | 0 | 19812.7727
2869 | 62.387 | 330.9649 | 65.4728 | 322.1812 | 62.387 | 1706 | 112446.4994 | 22459.32 | 10187.7971 | 0 | 18341.778
2870 | 65.31 | 624.9026 | 68.5404 | 608.318 | 65.31 | 1732.4 | 119102.7901 | 23511.6 | 10665.123 | 0 | 17476.956
2871 | 60.338 | 1057.128 | 63.3225 | 1029.0724 | 60.338 | 1751.45 | 110838.9608 | 21721.68 | 9853.1954 | 0 | 14997.0099
2872 | 69.75 | 1106.5335 | 73.2 | 1077.1667 | 69.75 | 1777.85 | 130206.5036 | 25110 | 11390.175 | 0 | 15494.9625
2873 | 62.252 | 598.9997 | 65.3312 | 583.1026 | 62.252 | 1816.2 | 119031.3532 | 22410.72 | 10165.7516 | 0 | 11441.9176
2874 | 69.556 | 121.0828 | 72.9964 | 117.8693 | 69.556 | 1854.1 | 136538.2002 | 25040.16 | 11358.4948 | 0 | 10148.2204
2875 | 70.538 | 74.027 | 74.027 | 72.0624 | 70.538 | 1792.45 | 133344.1343 | 25393.68 | 11518.8554 | 0 | 14640.1619
2876 | 76.8 | 80.5987 | 80.5987 | 78.4597 | 76.8 | 1819 | 147148.301 | 27648 | 12541.44 | 0 | 13900.8
2877 | 72.8 | 76.4009 | 76.4009 | 74.3732 | 72.8 | 1833.05 | 140196.9135 | 26208 | 11888.24 | 0 | 12153.96
2878 | 78.4 | 82.2779 | 82.2779 | 80.0943 | 78.4 | 1857.7 | 152845.4171 | 28224 | 12802.72 | 0 | 11156.32
2879 | 72 | 75.5613 | 75.5613 | 73.556 | 72 | 1835.65 | 139095.7145 | 25920 | 11757.6 | 0 | 11833.2
2880 | 0 | 0 | 0 | 0 | 0 | 1816.15 | 0 | 0 | 0 | 0 | 0
2881 | 0 | 0 | 0 | 0 | 0 | 1793.3 | 0 | 0 | 0 | 0 | 0
2882 | 0 | 0 | 0 | 0 | 0 | 1788.4 | 0 | 0 | 0 | 0 | 0
2883 | 0 | 0 | 0 | 0 | 0 | 1784.05 | 0 | 0 | 0 | 0 | 0
2884 | 0 | 0 | 0 | 0 | 0 | 1782.1 | 0 | 0 | 0 | 0 | 0
2885 | 0 | 0 | 0 | 0 | 0 | 1782.9 | 0 | 0 | 0 | 0 | 0
2886 | 0 | 0 | 0 | 0 | 0 | 1776.4 | 0 | 0 | 0 | 0 | 0
2887 | 59.935 | 62.8995 | 62.8995 | 61.2302 | 59.935 | 1738.75 | 109990.4524 | 21576.6 | 9787.3855 | 0 | 15658.0187
2888 | 60.615 | 1476.1868 | 63.6132 | 1437.0096 | 60.615 | 1668.4 | 106874.4366 | 21821.4 | 9898.4295 | 0 | 20099.934
2889 | 57.444 | 2592.2841 | 60.2853 | 2523.4863 | 57.444 | 1617.9 | 98367.5509 | 20679.84 | 9380.6052 | 0 | 21949.3524
2890 | 63.569 | 3275.4508 | 66.7133 | 3188.5221 | 63.569 | 1637.75 | 110129.8006 | 22884.84 | 10380.8177 | 0 | 23027.8702
2891 | 57.64 | 3716.9723 | 60.491 | 3618.3259 | 57.64 | 1613.2 | 98575.9454 | 20750.4 | 9412.612 | 0 | 22295.152
2892 | 64.133 | 3935.1346 | 67.3052 | 3830.6983 | 64.133 | 1662.8 | 112720.2265 | 23087.88 | 10472.9189 | 0 | 21625.6476
2893 | 56.963 | 973.5446 | 59.7805 | 947.7072 | 56.963 | 1669 | 100247.4336 | 20506.68 | 9302.0579 | 0 | 18854.753
2894 | 68.404 | 1509.353 | 71.7874 | 1469.2956 | 68.404 | 1710.4 | 123831.4567 | 24625.44 | 11170.3732 | 0 | 19809.7984
2895 | 60.106 | 716.6109 | 63.079 | 697.5925 | 60.106 | 1691.05 | 107353.2741 | 21638.16 | 9815.3098 | 0 | 18569.7487
2896 | 68.887 | 242.1845 | 72.2943 | 235.7571 | 68.887 | 1719.2 | 124755.7256 | 24799.32 | 11249.2471 | 0 | 19343.4696
2897 | 59.771 | 111.9756 | 62.7274 | 109.0038 | 59.771 | 1684.4 | 106286.8717 | 21517.56 | 9760.6043 | 0 | 18863.7276
2898 | 69.059 | 72.4748 | 72.4748 | 70.5514 | 69.059 | 1681 | 122456.0719 | 24861.24 | 11277.3347 | 0 | 22029.821
2899 | 74.479 | 78.1629 | 78.1629 | 76.0885 | 74.479 | 1681.95 | 131801.199 | 26812.44 | 12162.4207 | 0 | 23688.0459
2900 | 85.6 | 89.834 | 89.834 | 87.4499 | 85.6 | 1771 | 159419.4994 | 30816 | 13978.48 | 0 | 19602.4
2901 | 76 | 79.7592 | 79.7592 | 77.6424 | 76 | 1766.65 | 141038.7185 | 27360 | 12410.8 | 0 | 17734.6
2902 | 78.4 | 82.2779 | 82.2779 | 80.0943 | 78.4 | 1818.3 | 149951.2565 | 28224 | 12802.72 | 0 | 14245.28
2903 | 72.8 | 76.4009 | 76.4009 | 74.3732 | 72.8 | 1830.65 | 140628.1617 | 26208 | 11888.24 | 0 | 12328.68
2904 | 0 | 0 | 0 | 0 | 0 | 1816.15 | 0 | 0 | 0 | 0 | 0
2905 | 0 | 0 | 0 | 0 | 0 | 1777.05 | 0 | 0 | 0 | 0 | 0
2906 | 0 | 0 | 0 | 0 | 0 | 1749.7 | 0 | 0 | 0 | 0 | 0
2907 | 0 | 0 | 0 | 0 | 0 | 1705.25 | 0 | 0 | 0 | 0 | 0
2908 | 0 | 0 | 0 | 0 | 0 | 1699.1 | 0 | 0 | 0 | 0 | 0
2909 | 0 | 0 | 0 | 0 | 0 | 1645.35 | 0 | 0 | 0 | 0 | 0
2910 | 0 | 0 | 0 | 0 | 0 | 1591 | 0 | 0 | 0 | 0 | 0
2911 | 59.139 | 62.0642 | 62.0642 | 60.417 | 59.139 | 1471.7 | 91570.0701 | 21290.04 | 9657.3987 | 0 | 31243.1337
2912 | 159.508 | 1461.0399 | 167.3977 | 1422.2647 | 159.508 | 841.6 | 140892.9826 | 57422.88 | 26047.6564 | 0 | 184774.0672
2913 | 1257.452 | 2571.1406 | 1319.649 | 2502.9039 | 1257.452 | 363.7 | 481410.8619 | 452682.72 | 205341.9116 | 0 | 2057568.7076
2914 | 1452.636 | 3286.3505 | 1524.4873 | 3199.1325 | 1452.636 | 1353.45 | 2081338.3186 | 522948.96 | 237215.4588 | 0 | 939201.8058
2915 | 1793.298 | 3715.1809 | 1881.9994 | 3616.582 | 1793.298 | 1432.8 | 2714500.196 | 645587.28 | 292845.5634 | 0 | 1017158.6256
2916 | 1328.98 | 3916.0197 | 1394.7149 | 3812.0907 | 1328.98 | 1429.15 | 2009421.7392 | 478432.8 | 217022.434 | 0 | 758648.233
2917 | 1338.234 | 3874.2616 | 1404.4267 | 3771.4408 | 1338.234 | 1427.9 | 2020297.2145 | 481764.24 | 218533.6122 | 0 | 765603.6714
2918 | 1057.156 | 2721.8476 | 1109.4458 | 2649.6113 | 1057.156 | 1449.05 | 1625562.7837 | 380576.16 | 172633.5748 | 0 | 582440.0982
2919 | 1280.998 | 1344.3596 | 1344.3596 | 1308.6811 | 1280.998 | 412.85 | 560759.3548 | 461159.28 | 209186.9734 | 0 | 2033135.9757
2920 | 1089.986 | 1887.4041 | 1143.9007 | 1837.3134 | 1089.986 | 411.15 | 472892.8441 | 392394.96 | 177994.7138 | 0 | 1731824.2561
2921 | 1851.164 | 957.2517 | 957.2517 | 931.8467 | 931.8467 | 398.4 | 390605.8548 | 335464.8213 | 152170.5703 | 1772734.209 | 1460875.416
2922 | 1796.006 | 197.8111 | 197.8111 | 192.5613 | 192.5613 | 1461.15 | 295948.0959 | 69322.0776 | 31445.2646 | 3091948.0188 | 101566.7588
2923 | 1783.629 | 0 | 0 | 0 | 0 | 1458.3 | 0 | 0 | 0 | 6375931.4518 | 0
2924 | 1345.6 | 0 | 0 | 0 | 0 | 1590 | 0 | 0 | 0 | 4810110.9376 | 0
2925 | 1422.4 | 0 | 0 | 0 | 0 | 1660.65 | 0 | 0 | 0 | 5084647.5904 | 0
2926 | 1416.8 | 321.0034 | 321.0034 | 312.4841 | 312.4841 | 1784 | 584838.314 | 112494.2763 | 51028.6537 | 3947593.6271 | 66068.784
2927 | 1570.4 | 621.2819 | 621.2819 | 604.7934 | 604.7934 | 1773.25 | 1127904.5211 | 217725.6373 | 98762.7683 | 3451749.9183 | 134236
2928 | 0 | 0 | 0 | 0 | 0 | 1748.7 | 0 | 0 | 0 | 0 | 0
2929 | 0 | 0 | 0 | 0 | 0 | 1775.5 | 0 | 0 | 0 | 0 | 0
2930 | 0 | 0 | 0 | 0 | 0 | 1661.75 | 0 | 0 | 0 | 0 | 0
2931 | 0 | 0 | 0 | 0 | 0 | 1520.55 | 0 | 0 | 0 | 0 | 0
2932 | 0 | 0 | 0 | 0 | 0 | 1382.8 | 0 | 0 | 0 | 0 | 0
2933 | 0 | 0 | 0 | 0 | 0 | 1379.45 | 0 | 0 | 0 | 0 | 0
2934 | 0 | 0 | 0 | 0 | 0 | 1561.85 | 0 | 0 | 0 | 0 | 0
2935 | 1555.098 | 462.1676 | 462.1676 | 449.902 | 449.902 | 1700.6 | 805947.194 | 161964.704 | 73468.9894 | 2131167.2154 | 131851.269
2936 | 1292.903 | 1356.8535 | 1356.8535 | 1320.8433 | 1292.903 | 1726.4 | 2345160.3858 | 465445.08 | 211131.0599 | 0 | 353738.2608
2937 | 1616.041 | 1967.3175 | 1695.9748 | 1915.106 | 1616.041 | 1788.7 | 3030024.7244 | 581774.76 | 263899.4953 | 0 | 341469.4633
2938 | 1859.685 | 3111.7671 | 1951.67 | 3029.1825 | 1859.685 | 1797.4 | 3521620.0856 | 669486.6 | 303686.5605 | 0 | 376772.181
2939 | 1608.786 | 3053.8536 | 1688.3609 | 2972.806 | 1608.786 | 1794.45 | 3050603.2218 | 579162.96 | 262714.7538 | 0 | 330685.9623
2940 | 1823.532 | 3987.4913 | 1913.7288 | 3881.6654 | 1823.532 | 1778.3 | 3421588.56 | 656471.52 | 297782.7756 | 0 | 404277.0444
2941 | 1798.158 | 2114.533 | 1887.0998 | 2058.4145 | 1798.158 | 1711.6 | 3242191.1883 | 647336.88 | 293639.2014 | 0 | 518588.7672
2942 | 1525.044 | 1490.0628 | 1490.0628 | 1450.5174 | 1450.5174 | 1788.4 | 2732491.5621 | 522186.2543 | 236869.487 | 143710.8872 | 300436.8744
2943 | 1520.027 | 1595.2116 | 1595.2116 | 1552.8756 | 1520.027 | 1821.15 | 2917658.7461 | 547209.72 | 248220.4091 | 0 | 271856.8289
2944 | 1553.305 | 500.1529 | 500.1529 | 486.8791 | 486.8791 | 1836.15 | 939840.9672 | 175276.4936 | 79507.365 | 2056406.0313 | 78087.633
2945 | 1531.346 | 32.3256 | 32.3256 | 31.4676 | 31.4676 | 1906.2 | 62948.1516 | 11328.3532 | 5138.6669 | 2892239.4248 | 2889.2276
2946 | 1537.263 | 0 | 0 | 0 | 0 | 1876.95 | 0 | 0 | 0 | 2964328.8391 | 0
2947 | 1394.4 | 0 | 0 | 0 | 0 | 1868.9 | 0 | 0 | 0 | 4984556.1024 | 0
2948 | 1347.2 | 0 | 0 | 0 | 0 | 1874.7 | 0 | 0 | 0 | 4815830.4512 | 0
2949 | 1466.4 | 0 | 0 | 0 | 0 | 1874.25 | 0 | 0 | 0 | 5241934.2144 | 0
2950 | 1319.2 | 321.0034 | 321.0034 | 312.4841 | 312.4841 | 1876 | 616900.2684 | 112494.2763 | 51028.6537 | 3598703.2975 | 37928.376
2951 | 1240 | 621.2819 | 621.2819 | 604.7934 | 604.7934 | 1865.25 | 1188799.3051 | 217725.6373 | 98762.7683 | 2270670.3599 | 79772
2952 | 0 | 0 | 0 | 0 | 0 | 1847.5 | 0 | 0 | 0 | 0 | 0
2953 | 0 | 0 | 0 | 0 | 0 | 1827.05 | 0 | 0 | 0 | 0 | 0
2954 | 0 | 0 | 0 | 0 | 0 | 1790.5 | 0 | 0 | 0 | 0 | 0
2955 | 0 | 0 | 0 | 0 | 0 | 1733.25 | 0 | 0 | 0 | 0 | 0
2956 | 0 | 0 | 0 | 0 | 0 | 1715.8 | 0 | 0 | 0 | 0 | 0
2957 | 0 | 0 | 0 | 0 | 0 | 1712.45 | 0 | 0 | 0 | 0 | 0
2958 | 0 | 0 | 0 | 0 | 0 | 1745.6 | 0 | 0 | 0 | 0 | 0
2959 | 1206.214 | 465.7862 | 465.7862 | 453.4245 | 453.4245 | 1758.1 | 837792.4835 | 163232.8088 | 74044.2158 | 1451616.0977 | 107363.2027
2960 | 1033.754 | 1084.8863 | 1084.8863 | 1056.094 | 1033.754 | 1727.1 | 1875707.7701 | 372151.44 | 168812.0282 | 0 | 282111.4666
2961 | 1422.494 | 2009.8029 | 1492.8544 | 1956.4639 | 1422.494 | 1809.55 | 2708433.2594 | 512097.84 | 232293.2702 | 0 | 270913.9823
2962 | 1530.86 | 2611.2773 | 1606.5805 | 2541.9754 | 1530.86 | 1797.4 | 2906731.9913 | 551109.6 | 249989.438 | 0 | 310152.236
2963 | 1656.662 | 3856.2948 | 1738.605 | 3753.9508 | 1656.662 | 1770.8 | 3101645.3775 | 596398.32 | 270532.9046 | 0 | 379706.9304
2964 | 1345.486 | 3409.8764 | 1412.0374 | 3319.3802 | 1345.486 | 1707.55 | 2420916.895 | 484374.96 | 219717.8638 | 0 | 393487.3807
2965 | 1497.656 | 914.3874 | 914.3874 | 890.1201 | 890.1201 | 1560.7 | 1461450.1502 | 320443.2234 | 145356.6066 | 1171521.2639 | 382758.1363
2966 | 1691.038 | 289.68 | 289.68 | 281.9921 | 281.9921 | 1797.7 | 534722.2423 | 101517.1529 | 46049.3085 | 2717085.7705 | 55840.2621
2967 | 1889.882 | 552.2199 | 552.2199 | 537.5643 | 537.5643 | 1841.85 | 1044102.8235 | 193523.1525 | 87784.2522 | 2607695.8339 | 83217.423
2968 | 1787.216 | 1118.1007 | 1118.1007 | 1088.4269 | 1088.4269 | 1918.95 | 2198079.8465 | 391833.6946 | 177740.1176 | 1347486.1456 | 86350.9131
2969 | 1100.388 | 658.0866 | 658.0866 | 640.6213 | 640.6213 | 1907.4 | 1283977.9605 | 230623.6747 | 104613.4613 | 886575.4482 | 58066.682
2970 | 1874.444 | 138.3822 | 138.3822 | 134.7096 | 134.7096 | 1836.15 | 259915.4665 | 48495.4435 | 21998.072 | 3354757.7464 | 21605.261
2971 | 1314.638 | 0 | 0 | 0 | 0 | 1846.55 | 0 | 0 | 0 | 2535037.4896 | 0
2972 | 1416 | 0 | 0 | 0 | 0 | 1874.7 | 0 | 0 | 0 | 2730495.456 | 0
2973 | 988.8 | 0 | 0 | 0 | 0 | 1873.05 | 0 | 0 | 0 | 1906718.8608 | 0
2974 | 963.2 | 0 | 0 | 0 | 0 | 1876 | 0 | 0 | 0 | 1857353.9712 | 0
2975 | 1384 | 321.0034 | 321.0034 | 312.4841 | 312.4841 | 1864.05 | 612242.3242 | 112494.2763 | 51028.6537 | 2066221.2524 | 41583.5703
2976 | 0 | 0 | 0 | 0 | 0 | 1848.7 | 0 | 0 | 0 | 0 | 0
2977 | 0 | 0 | 0 | 0 | 0 | 1821 | 0 | 0 | 0 | 0 | 0
2978 | 0 | 0 | 0 | 0 | 0 | 1813.8 | 0 | 0 | 0 | 0 | 0
2979 | 0 | 0 | 0 | 0 | 0 | 1806.2 | 0 | 0 | 0 | 0 | 0
2980 | 0 | 0 | 0 | 0 | 0 | 1802.05 | 0 | 0 | 0 | 0 | 0
2981 | 0 | 0 | 0 | 0 | 0 | 1799.8 | 0 | 0 | 0 | 0 | 0
2982 | 0 | 0 | 0 | 0 | 0 | 1800.35 | 0 | 0 | 0 | 0 | 0
2983 | 1212.52 | 1088.1921 | 1088.1921 | 1059.3121 | 1059.3121 | 1801.75 | 2008126.8698 | 381352.3382 | 172985.6579 | 295433.34 | 205566.218
2984 | 1002.061 | 1051.6256 | 1051.6256 | 1023.7161 | 1002.061 | 1799.55 | 1899872.9951 | 360741.96 | 163636.5613 | 0 | 200863.1274
2985 | 965.107 | 1012.8438 | 1012.8438 | 985.9635 | 965.107 | 1840.1 | 1871496.7635 | 347438.52 | 157601.9731 | 0 | 154320.6093
2986 | 1411.917 | 3110.9989 | 1481.7532 | 3028.4347 | 1411.917 | 1852.75 | 2768360.301 | 508290.12 | 230566.0461 | 0 | 207904.7783
2987 | 1427.898 | 2154.4819 | 1498.5257 | 2097.3031 | 1427.898 | 1792.6 | 2712512.3769 | 514043.28 | 233175.7434 | 0 | 296146.0452
2988 | 1337.421 | 1693.4151 | 1403.5735 | 1648.4728 | 1337.421 | 1775.35 | 2512100.0361 | 481471.56 | 218400.8493 | 0 | 300451.6277
2989 | 1072.122 | 2291.5333 | 1125.1521 | 2230.7173 | 1072.122 | 1756.45 | 1980641.7015 | 385963.92 | 175077.5226 | 0 | 261115.3131
2990 | 1193.708 | 2910.9419 | 1252.752 | 2833.6871 | 1193.708 | 1832.95 | 2306188.51 | 429734.88 | 194932.5164 | 0 | 199408.9214
2991 | 980.197 | 2796.5883 | 1028.6802 | 2722.3683 | 980.197 | 1911.15 | 1976308.3801 | 352870.92 | 160066.1701 | 0 | 87090.5034
2992 | 1206.253 | 2106.5907 | 1265.9175 | 2050.6829 | 1206.253 | 1908 | 2420143.468 | 434251.08 | 196981.1149 | 0 | 110975.276
2993 | 1386.057 | 687.4673 | 687.4673 | 669.2223 | 669.2223 | 1888 | 1327832.5526 | 240920.0377 | 109284.006 | 1382283.7692 | 73367.392
2994 | 1219.223 | 145.8512 | 145.8512 | 141.9804 | 141.9804 | 1810.35 | 271211.1926 | 51112.9323 | 23185.394 | 2077264.2043 | 26356.9881
2995 | 1409.584 | 0 | 0 | 0 | 0 | 1763.25 | 0 | 0 | 0 | 5038834.2865 | 0
2996 | 1578.4 | 0 | 0 | 0 | 0 | 1810.7 | 0 | 0 | 0 | 5642300.1664 | 0
2997 | 1444.8 | 0 | 0 | 0 | 0 | 1833.95 | 0 | 0 | 0 | 5164720.7808 | 0
2998 | 1684 | 321.0034 | 321.0034 | 312.4841 | 312.4841 | 1862.2 | 610153.512 | 112494.2763 | 51028.6537 | 4902752.3983 | 42149.4372
2999 | 1376.8 | 621.2819 | 621.2819 | 604.7934 | 604.7934 | 1854.3 | 1179941.5341 | 217725.6373 | 98762.7683 | 2759688.7727 | 86254.4
3000 | 0 | 0 | 0 | 0 | 0 | 1837.05 | 0 | 0 | 0 | 0 | 0
3001 | 0 | 0 | 0 | 0 | 0 | 1762.4 | 0 | 0 | 0 | 0 | 0
3002 | 0 | 0 | 0 | 0 | 0 | 1808.65 | 0 | 0 | 0 | 0 | 0
3003 | 0 | 0 | 0 | 0 | 0 | 1801.25 | 0 | 0 | 0 | 0 | 0
3004 | 0 | 0 | 0 | 0 | 0 | 1794.35 | 0 | 0 | 0 | 0 | 0
3005 | 0 | 0 | 0 | 0 | 0 | 1749.2 | 0 | 0 | 0 | 0 | 0
3006 | 0 | 0 | 0 | 0 | 0 | 1761.1 | 0 | 0 | 0 | 0 | 0
3007 | 781.83 | 294.1508 | 294.1508 | 286.3442 | 286.3442 | 1716.25 | 517150.5948 | 103083.8948 | 46760 | 955453.2882 | 79531.4363
3008 | 709.607 | 989.8459 | 744.7061 | 963.5759 | 709.607 | 1683.1 | 1259697.6006 | 255458.52 | 115878.8231 | 0 | 224874.4583
3009 | 1534.229 | 2197.7628 | 1610.1161 | 2139.4353 | 1534.229 | 1569.25 | 2551121.0427 | 552322.44 | 250539.5957 | 0 | 660869.1417
3010 | 1020.516 | 3356.8754 | 1070.9935 | 3267.7858 | 1020.516 | 1571.95 | 1699984.6407 | 367385.76 | 166650.2628 | 0 | 436831.8738
3011 | 1287.992 | 2648.0526 | 1351.6996 | 2577.7747 | 1287.992 | 1541.35 | 2095515.114 | 463677.12 | 210329.0936 | 0 | 590737.5308
3012 | 1475.707 | 4024.2403 | 1548.6995 | 3917.4392 | 1475.707 | 1501.65 | 2346657.7656 | 531254.52 | 240982.9531 | 0 | 735418.5834
3013 | 1238.1 | 3985.6809 | 1299.3398 | 3879.9031 | 1238.1 | 1419.85 | 1859255.4051 | 445716 | 202181.73 | 0 | 718283.715
3014 | 1241.662 | 2538.348 | 1303.078 | 2470.9817 | 1241.662 | 1477.15 | 1942546.8649 | 446998.32 | 202763.4046 | 0 | 649202.9767
3015 | 1191.082 | 1904.3141 | 1249.9961 | 1853.7746 | 1191.082 | 1641.7 | 2074298.1723 | 428789.52 | 194503.6906 | 0 | 426764.6806
3016 | 1159.838 | 1608.6553 | 1217.2067 | 1565.9624 | 1159.838 | 1751.5 | 2158270.8984 | 417541.68 | 189401.5454 | 0 | 288219.743
3017 | 1030.094 | 783.3504 | 783.3504 | 762.5608 | 762.5608 | 1770.8 | 1430239.96 | 274521.8707 | 124526.1708 | 515888.6427 | 171081.756
3018 | 1147.534 | 168.0232 | 168.0232 | 163.5639 | 163.5639 | 1773.7 | 306764.3708 | 58883.0159 | 26709.9903 | 1897405.2234 | 36231.5352
3019 | 1455.483 | 0 | 0 | 0 | 0 | 1821.2 | 0 | 0 | 0 | 5202909.2582 | 0
3020 | 1283.2 | 0 | 0 | 0 | 0 | 1814.5 | 0 | 0 | 0 | 4587049.9072 | 0
3021 | 1238.4 | 0 | 0 | 0 | 0 | 1796.55 | 0 | 0 | 0 | 4426903.5264 | 0
3022 | 1134.4 | 321.0034 | 321.0034 | 312.4841 | 312.4841 | 1842 | 606742.9211 | 112494.2763 | 51028.6537 | 2938099.4767 | 48328.092
3023 | 1165.6 | 621.2819 | 621.2819 | 604.7934 | 604.7934 | 1817.3 | 1158917.2756 | 217725.6373 | 98762.7683 | 2004712.9775 | 108158.4
3024 | 0 | 0 | 0 | 0 | 0 | 1731.5 | 0 | 0 | 0 | 0 | 0
3025 | 0 | 0 | 0 | 0 | 0 | 1755.9 | 0 | 0 | 0 | 0 | 0
3026 | 0 | 0 | 0 | 0 | 0 | 1720.85 | 0 | 0 | 0 | 0 | 0
3027 | 0 | 0 | 0 | 0 | 0 | 1704.9 | 0 | 0 | 0 | 0 | 0
3028 | 0 | 0 | 0 | 0 | 0 | 1699.1 | 0 | 0 | 0 | 0 | 0
3029 | 0 | 0 | 0 | 0 | 0 | 1696.45 | 0 | 0 | 0 | 0 | 0
3030 | 0 | 0 | 0 | 0 | 0 | 1704.75 | 0 | 0 | 0 | 0 | 0
3031 | 1273.643 | 474.8651 | 474.8651 | 462.2624 | 462.2624 | 1738.15 | 845381.0062 | 166414.4718 | 75487.4534 | 1564598.1515 | 118482.9354
3032 | 802.242 | 965.6096 | 841.9231 | 939.9828 | 802.242 | 1755.95 | 1485716.3815 | 288807.12 | 131006.1186 | 0 | 195787.1601
3033 | 1200.115 | 1393.6833 | 1259.4759 | 1356.6957 | 1200.115 | 1847.05 | 2343921.0893 | 432041.4 | 195978.7795 | 0 | 183557.5893
3034 | 1471.92 | 3300.8876 | 1544.7251 | 3213.2839 | 1471.92 | 1826.25 | 2848625.6312 | 529891.2 | 240364.536 | 0 | 255746.1
3035 | 1380.935 | 3680.7144 | 1449.2398 | 3583.0303 | 1380.935 | 1770.8 | 2584394.2566 | 497136.6 | 225506.6855 | 0 | 316510.302
3036 | 1423.39 | 3850.2509 | 1493.7947 | 3748.0674 | 1423.39 | 1668.8 | 2510971.3608 | 512420.4 | 232439.587 | 0 | 471426.768
3037 | 1393.065 | 3070.4183 | 1461.9698 | 2988.9311 | 1393.065 | 1635.85 | 2399434.7871 | 501503.4 | 227487.5145 | 0 | 507284.6198
3038 | 1542.057 | 3128.2699 | 1618.3313 | 3045.2473 | 1542.057 | 1758.95 | 2861762.6511 | 555140.52 | 251817.9081 | 0 | 371712.8399
3039 | 1458.87 | 2575.3752 | 1531.0297 | 2507.0261 | 1458.87 | 1821.15 | 2805277.3978 | 525193.2 | 238233.471 | 0 | 260918.8995
3040 | 2088.377 | 316.1748 | 316.1748 | 307.7837 | 307.7837 | 1819.45 | 590831.6615 | 110802.1215 | 50261.0735 | 3433546.6061 | 54394.8401
3041 | 1746.298 | 318.895 | 318.895 | 310.4317 | 310.4317 | 1836.25 | 600390.9268 | 111755.4067 | 50693.4942 | 2768803.9884 | 49757.8937
3042 | 1528.475 | 63.185 | 63.185 | 61.5081 | 61.5081 | 1826.95 | 118507.389 | 22142.918 | 10044.2736 | 2828775.7341 | 10418.8214
3043 | 1628.348 | 0 | 0 | 0 | 0 | 1805.75 | 0 | 0 | 0 | 5820849.0822 | 0
3044 | 1763.2 | 0 | 0 | 0 | 0 | 1852.35 | 0 | 0 | 0 | 6302903.9872 | 0
3045 | 1925.6 | 0 | 0 | 0 | 0 | 1824.25 | 0 | 0 | 0 | 6883434.6176 | 0
3046 | 2003.2 | 321.0034 | 321.0034 | 312.4841 | 312.4841 | 1876 | 615076.6163 | 112494.2763 | 51028.6537 | 6043795.3615 | 37928.376
3047 | 1744 | 621.2819 | 621.2819 | 604.7934 | 604.7934 | 1865.25 | 1186168.1153 | 217725.6373 | 98762.7683 | 4072317.1439 | 79772
3048 | 0 | 0 | 0 | 0 | 0 | 1847.5 | 0 | 0 | 0 | 0 | 0
3049 | 0 | 0 | 0 | 0 | 0 | 1827.05 | 0 | 0 | 0 | 0 | 0
3050 | 0 | 0 | 0 | 0 | 0 | 1791.7 | 0 | 0 | 0 | 0 | 0
3051 | 0 | 0 | 0 | 0 | 0 | 1742.1 | 0 | 0 | 0 | 0 | 0
3052 | 0 | 0 | 0 | 0 | 0 | 1715.8 | 0 | 0 | 0 | 0 | 0
3053 | 0 | 0 | 0 | 0 | 0 | 1754.15 | 0 | 0 | 0 | 0 | 0
3054 | 0 | 0 | 0 | 0 | 0 | 1795.55 | 0 | 0 | 0 | 0 | 0
3055 | 1371.414 | 307.7172 | 307.7172 | 299.5505 | 299.5505 | 1780.15 | 560202.6181 | 107838.1842 | 48916.5985 | 2066891.5146 | 64463.0979
3056 | 1360.451 | 935.4764 | 935.4764 | 910.6493 | 910.6493 | 1763.95 | 1691364.814 | 327833.7584 | 148709.0354 | 867359.7594 | 210411.6653
3057 | 1498.823 | 1475.2528 | 1475.2528 | 1436.1004 | 1436.1004 | 1870.3 | 2832991.8696 | 516996.1459 | 234515.1962 | 120948.9832 | 182322.1434
3058 | 2067.103 | 2169.3475 | 2169.3475 | 2111.7742 | 2067.103 | 1818.25 | 3976161.3118 | 744157.08 | 337557.9199 | 0 | 375695.9702
3059 | 1900.996 | 3003.6042 | 1995.0244 | 2923.8902 | 1900.996 | 1743.7 | 3519158.3344 | 684358.56 | 310432.6468 | 0 | 487225.2748
3060 | 2047.677 | 3761.8347 | 2148.9606 | 3661.9977 | 2047.677 | 1658.95 | 3601732.0797 | 737163.72 | 334385.6541 | 0 | 698360.2409
3061 | 1737.954 | 3367.4141 | 1823.9179 | 3278.0448 | 1737.954 | 1666.05 | 3047616.9577 | 625663.44 | 283807.8882 | 0 | 580389.7383
3062 | 1834.925 | 2992.6909 | 1925.6854 | 2913.2665 | 1834.925 | 1817.7 | 3526857.9967 | 660573 | 299643.2525 | 0 | 334506.8275
3063 | 1799.821 | 1052.8514 | 1052.8514 | 1024.9093 | 1024.9093 | 1850.7 | 2004856.4306 | 368967.3537 | 167367.6913 | 1494274.599 | 149782.0897
3064 | 1674.824 | 191.2289 | 191.2289 | 186.1538 | 186.1538 | 1828.15 | 359445.0293 | 67015.3627 | 30398.9131 | 2870626.5937 | 31313.8196
3065 | 1838.59 | 331.1726 | 331.1726 | 322.3835 | 322.3835 | 1885.05 | 639293.4662 | 116058.0625 | 52645.2267 | 2923725.2397 | 36274.0818
3066 | 1892.738 | 67.7334 | 67.7334 | 65.9358 | 65.9358 | 1836.15 | 127438.876 | 23736.8756 | 10767.3105 | 3522651.9775 | 10575.0428
3067 | 1857.119 | 0 | 0 | 0 | 0 | 1846.55 | 0 | 0 | 0 | 6638635.8608 | 0
3068 | 1924 | 0 | 0 | 0 | 0 | 1873.5 | 0 | 0 | 0 | 6877715.104 | 0
3069 | 1824.8 | 0 | 0 | 0 | 0 | 1832.25 | 0 | 0 | 0 | 6523105.2608 | 0
3070 | 2112.8 | 321.0034 | 321.0034 | 312.4841 | 312.4841 | 1876 | 614987.3327 | 112494.2763 | 51028.6537 | 6435582.0431 | 37928.376
3071 | 1693.6 | 621.2819 | 621.2819 | 604.7934 | 604.7934 | 1865.25 | 1187948.3763 | 217725.6373 | 98762.7683 | 3892152.4655 | 79772
3072 | 0 | 0 | 0 | 0 | 0 | 1848.7 | 0 | 0 | 0 | 0 | 0
3073 | 0 | 0 | 0 | 0 | 0 | 1827.05 | 0 | 0 | 0 | 0 | 0
3074 | 0 | 0 | 0 | 0 | 0 | 1812.85 | 0 | 0 | 0 | 0 | 0
3075 | 0 | 0 | 0 | 0 | 0 | 1805.25 | 0 | 0 | 0 | 0 | 0
3076 | 0 | 0 | 0 | 0 | 0 | 1777.45 | 0 | 0 | 0 | 0 | 0
3077 | 0 | 0 | 0 | 0 | 0 | 1754.15 | 0 | 0 | 0 | 0 | 0
3078 | 0 | 0 | 0 | 0 | 0 | 1774.4 | 0 | 0 | 0 | 0 | 0
3079 | 1151.437 | 478.2538 | 478.2538 | 465.5612 | 465.5612 | 1770.1 | 867812.5024 | 167602.0327 | 76026.1443 | 1322585.2754 | 104768.4187
3080 | 1016.173 | 1066.4357 | 1066.4357 | 1038.133 | 1016.173 | 1743.1 | 1867148.1756 | 365822.28 | 165941.0509 | 0 | 261054.8437
3081 | 1393.713 | 2044.3848 | 1462.6498 | 1990.128 | 1393.713 | 1809.55 | 2659646.4084 | 501736.68 | 227593.3329 | 0 | 265432.6409
3082 | 1742.288 | 3318.8009 | 1828.4663 | 3230.7217 | 1742.288 | 1789.05 | 3290296.1965 | 627223.68 | 284515.6304 | 0 | 367535.6536
3083 | 1918.198 | 2393.5558 | 2013.0773 | 2330.0321 | 1918.198 | 1732.05 | 3516443.0458 | 690551.28 | 313241.7334 | 0 | 513981.1541
3084 | 1389.518 | 3991.3291 | 1458.2473 | 3885.4014 | 1389.518 | 1605.95 | 2355262.9411 | 500226.48 | 226908.2894 | 0 | 547539.5679
3085 | 1454.847 | 3935.2815 | 1526.8077 | 3830.8413 | 1454.847 | 1603.2 | 2460174.6012 | 523744.92 | 237576.5151 | 0 | 577283.2896
3086 | 1572.945 | 3616.9491 | 1650.7471 | 3520.9572 | 1572.945 | 1552.95 | 2579636.0241 | 566260.2 | 256861.9185 | 0 | 703185.0622
3087 | 1407.007 | 1203.4693 | 1203.4693 | 1171.5298 | 1171.5298 | 1592.25 | 1968627.0341 | 421750.7418 | 191310.8226 | 454074.3785 | 467586.497
3088 | 1270.866 | 269.4244 | 269.4244 | 262.274 | 262.274 | 1769.4 | 489838.528 | 94418.6351 | 42829.342 | 1944884.1174 | 59201.0156
3089 | 1921.03 | 122.4198 | 122.4198 | 119.1709 | 119.1709 | 1815.4 | 227773.1137 | 42901.5128 | 19460.6029 | 3474553.7921 | 21533.59
3090 | 1338.785 | 18.5283 | 18.5283 | 18.0365 | 18.0365 | 1807 | 34349.6836 | 6493.1522 | 2945.366 | 2546820.399 | 3407.415
3091 | 1455.323 | 0 | 0 | 0 | 0 | 1788.9 | 0 | 0 | 0 | 5202337.3068 | 0
3092 | 1472 | 0 | 0 | 0 | 0 | 1852.35 | 0 | 0 | 0 | 5261952.512 | 0
3093 | 1682.4 | 0 | 0 | 0 | 0 | 1873.05 | 0 | 0 | 0 | 6014068.5504 | 0
3094 | 1751.2 | 321.0034 | 321.0034 | 312.4841 | 312.4841 | 1876 | 615412.3152 | 112494.2763 | 51028.6537 | 5142971.9695 | 37928.376
3095 | 1388 | 621.2819 | 621.2819 | 604.7934 | 604.7934 | 1865.25 | 1187331.421 | 217725.6373 | 98762.7683 | 2799725.3679 | 79772
3096 | 0 | 0 | 0 | 0 | 0 | 1848.7 | 0 | 0 | 0 | 0 | 0
3097 | 0 | 0 | 0 | 0 | 0 | 1777.05 | 0 | 0 | 0 | 0 | 0
3098 | 0 | 0 | 0 | 0 | 0 | 1812.85 | 0 | 0 | 0 | 0 | 0
3099 | 0 | 0 | 0 | 0 | 0 | 1804.05 | 0 | 0 | 0 | 0 | 0
3100 | 0 | 0 | 0 | 0 | 0 | 1764.3 | 0 | 0 | 0 | 0 | 0
3101 | 0 | 0 | 0 | 0 | 0 | 1712.45 | 0 | 0 | 0 | 0 | 0
3102 | 0 | 0 | 0 | 0 | 0 | 1724.75 | 0 | 0 | 0 | 0 | 0
3103 | 596.8 | 474.9826 | 474.9826 | 462.3768 | 462.3768 | 1721.3 | 838530.8811 | 166455.6631 | 75506.1383 | 259210.3265 | 126138.5052
3104 | 559.198 | 586.8574 | 586.8574 | 571.2826 | 559.198 | 1726.4 | 1018601.1984 | 201311.28 | 91317.0334 | 0 | 152996.5728
3105 | 533.643 | 1284.599 | 560.0384 | 1250.5065 | 533.643 | 1772 | 998291.0847 | 192111.48 | 87143.9019 | 0 | 121670.604
3106 | 918.03 | 2073.6512 | 963.4372 | 2018.6176 | 918.03 | 1726.65 | 1676419.4742 | 330490.8 | 149914.299 | 0 | 250943.5005
3107 | 967.693 | 2508.24 | 1015.5577 | 2441.6727 | 967.693 | 1522.7 | 1562068.0006 | 348369.48 | 158024.2669 | 0 | 461879.8689
3108 | 627.109 | 3306.8244 | 658.1275 | 3219.0631 | 627.109 | 1480.05 | 980709.8251 | 225759.24 | 102406.8997 | 0 | 326065.3246
3109 | 812.063 | 3246.3187 | 852.2298 | 3160.1632 | 812.063 | 1477.3 | 1261070.2197 | 292342.68 | 132609.8879 | 0 | 424465.3301
3110 | 905.477 | 2960.359 | 950.2643 | 2881.7927 | 905.477 | 1678.35 | 1606076.3656 | 325971.72 | 147864.3941 | 0 | 291246.6771
3111 | 596.201 | 2225.308 | 625.6907 | 2166.2495 | 596.201 | 1700 | 1071427.7376 | 214632.36 | 97359.6233 | 0 | 178860.3
3112 | 817.356 | 106.5467 | 106.5467 | 103.719 | 103.719 | 1658.25 | 181563.4848 | 37338.8435 | 16937.3143 | 1376117.6268 | 34696.1687
3113 | 855.171 | 36.324 | 36.324 | 35.36 | 35.36 | 1827.05 | 67990.9069 | 12729.5942 | 5774.2854 | 1580854.6994 | 5986.1454
3114 | 864.861 | 0 | 0 | 0 | 0 | 1822.65 | 0 | 0 | 0 | 1667725.3041 | 0
3115 | 824.194 | 0 | 0 | 0 | 0 | 1826.9 | 0 | 0 | 0 | 2946242.995 | 0
3116 | 626.4 | 0 | 0 | 0 | 0 | 1873.5 | 0 | 0 | 0 | 2239189.5744 | 0
3117 | 780 | 0 | 0 | 0 | 0 | 1832.25 | 0 | 0 | 0 | 2788262.88 | 0
3118 | 831.2 | 321.0034 | 321.0034 | 312.4841 | 312.4841 | 1876 | 616457.6973 | 112494.2763 | 51028.6537 | 1854251.6495 | 37928.376
3119 | 764 | 621.2819 | 621.2819 | 604.7934 | 604.7934 | 1865.25 | 1189970.47 | 217725.6373 | 98762.7683 | 569115.0639 | 79772
3120 | 0 | 0 | 0 | 0 | 0 | 1847.5 | 0 | 0 | 0 | 0 | 0
3121 | 0 | 0 | 0 | 0 | 0 | 1777.05 | 0 | 0 | 0 | 0 | 0
3122 | 0 | 0 | 0 | 0 | 0 | 1712.15 | 0 | 0 | 0 | 0 | 0
3123 | 0 | 0 | 0 | 0 | 0 | 1704.55 | 0 | 0 | 0 | 0 | 0
3124 | 0 | 0 | 0 | 0 | 0 | 1699.1 | 0 | 0 | 0 | 0 | 0
3125 | 0 | 0 | 0 | 0 | 0 | 1674.8 | 0 | 0 | 0 | 0 | 0
3126 | 0 | 0 | 0 | 0 | 0 | 1646 | 0 | 0 | 0 | 0 | 0
3127 | 1606.824 | 354.0593 | 354.0593 | 344.6628 | 344.6628 | 1680 | 609738.5559 | 124078.6042 | 56283.4335 | 2433845.6566 | 107959.04
3128 | 1031.203 | 1082.2091 | 1082.2091 | 1053.4878 | 1031.203 | 1575.05 | 1711851.1101 | 371233.08 | 168395.4499 | 0 | 438209.7149
3129 | 1251.649 | 1313.5589 | 1313.5589 | 1278.6978 | 1251.649 | 1721.6 | 2277346.4206 | 450593.64 | 204394.2817 | 0 | 348459.0816
3130 | 1182.361 | 2447.0689 | 1240.8448 | 2382.125 | 1182.361 | 1696.45 | 2125140.5099 | 425649.96 | 193079.5513 | 0 | 358905.6815
3131 | 1327.158 | 3145.0655 | 1392.8028 | 3061.5972 | 1327.158 | 1305.6 | 1841694.4088 | 477776.88 | 216724.9014 | 0 | 921578.5152
3132 | 662.126 | 3278.2371 | 694.8765 | 3191.2345 | 662.126 | 1300.95 | 912322.3005 | 238365.36 | 108125.1758 | 0 | 462859.1803
3133 | 803.013 | 3367.5852 | 842.7322 | 3278.2113 | 803.013 | 1522.2 | 1288658.3849 | 289084.68 | 131132.0229 | 0 | 383679.6114
3134 | 839.44 | 2908.1976 | 880.961 | 2831.0156 | 839.44 | 1615.5 | 1433071.8856 | 302198.4 | 137080.552 | 0 | 322764.68
3135 | 881.612 | 2673.7906 | 925.2189 | 2602.8297 | 881.612 | 1770.75 | 1651228.7737 | 317380.32 | 143967.2396 | 0 | 202109.551
3136 | 723.729 | 1746.6166 | 759.5266 | 1700.2623 | 723.729 | 1819.45 | 1390918.8188 | 260542.44 | 118184.9457 | 0 | 130669.2709
3137 | 1037.81 | 774.2317 | 774.2317 | 753.684 | 753.684 | 1851.55 | 1470075.7429 | 271326.2321 | 123076.5936 | 547884.7541 | 109517.6515
3138 | 1280.783 | 167.893 | 167.893 | 163.4373 | 163.4373 | 1826.95 | 315110.9512 | 58837.4112 | 26689.3035 | 2154595.6806 | 27684.539
3139 | 1299.258 | 0 | 0 | 0 | 0 | 1822.4 | 0 | 0 | 0 | 2505379.9895 | 0
3140 | 1091.2 | 0 | 0 | 0 | 0 | 1870.2 | 0 | 0 | 0 | 2104178.4192 | 0
3141 | 1475.2 | 0 | 0 | 0 | 0 | 1824.25 | 0 | 0 | 0 | 2844651.7632 | 0
3142 | 901.6 | 0 | 0 | 0 | 0 | 1876 | 0 | 0 | 0 | 1738569.7056 | 0
3143 | 1424.8 | 321.0034 | 321.0034 | 312.4841 | 312.4841 | 1865.25 | 613267.0337 | 112494.2763 | 51028.6537 | 2144896.5452 | 41216.5215
3144 | 0 | 0 | 0 | 0 | 0 | 1848.7 | 0 | 0 | 0 | 0 | 0
3145 | 0 | 0 | 0 | 0 | 0 | 1821 | 0 | 0 | 0 | 0 | 0
3146 | 0 | 0 | 0 | 0 | 0 | 1813.8 | 0 | 0 | 0 | 0 | 0
3147 | 0 | 0 | 0 | 0 | 0 | 1806.2 | 0 | 0 | 0 | 0 | 0
3148 | 0 | 0 | 0 | 0 | 0 | 1802.05 | 0 | 0 | 0 | 0 | 0
3149 | 0 | 0 | 0 | 0 | 0 | 1799.8 | 0 | 0 | 0 | 0 | 0
3150 | 0 | 0 | 0 | 0 | 0 | 1800.35 | 0 | 0 | 0 | 0 | 0
3151 | 1360.959 | 1068.3562 | 1068.3562 | 1040.0026 | 1040.0026 | 1751.75 | 1921399.2848 | 374400.9324 | 169832.4229 | 618905.3808 | 252719.2447
3152 | 1089.279 | 1143.1577 | 1143.1577 | 1112.8189 | 1089.279 | 1721.2 | 1980710.1969 | 392140.44 | 177879.2607 | 0 | 303690.9852
3153 | 1352.296 | 1966.4948 | 1419.1842 | 1914.3051 | 1352.296 | 1761.75 | 2518655.4239 | 486826.56 | 220829.9368 | 0 | 322184.522
3154 | 1592.847 | 3079.5465 | 1671.6335 | 2997.817 | 1592.847 | 1766.05 | 2981693.3832 | 573424.92 | 260111.9151 | 0 | 372646.5556
3155 | 1626.609 | 2885.5533 | 1707.0655 | 2808.9723 | 1626.609 | 1622.7 | 2798896.3729 | 585579.24 | 265625.2497 | 0 | 613719.5757
3156 | 1541.713 | 2734.332 | 1617.9703 | 2661.7644 | 1541.713 | 1448.25 | 2363797.8061 | 555016.68 | 251761.7329 | 0 | 850640.1478
3157 | 1622.298 | 3023.0057 | 1702.5412 | 2942.7767 | 1622.298 | 1514.75 | 2596088.195 | 584027.28 | 264921.2634 | 0 | 787220.1045
3158 | 1448.694 | 2157.9955 | 1520.3503 | 2100.7234 | 1448.694 | 1721 | 2636563.8929 | 521529.84 | 236571.7302 | 0 | 404185.626
3159 | 1620.387 | 1695.2244 | 1695.2244 | 1650.2341 | 1620.387 | 1812 | 3108786.3597 | 583339.32 | 264609.1971 | 0 | 303681.288
3160 | 1509.994 | 1115.8947 | 1115.8947 | 1086.2795 | 1086.2795 | 1807.65 | 2073342.7328 | 391060.6214 | 177389.443 | 817055.4421 | 204525.9474
3161 | 1315.27 | 842.3607 | 842.3607 | 820.0049 | 820.0049 | 1836.8 | 1585826.9444 | 295201.7607 | 133906.7987 | 955027.6343 | 130993.9488
3162 | 1693.54 | 182.8426 | 182.8426 | 177.9901 | 177.9901 | 1800.8 | 338162.3722 | 64076.4344 | 29065.7826 | 2922459.1296 | 34705.62
3163 | 1887.87 | 0 | 0 | 0 | 0 | 1755.25 | 0 | 0 | 0 | 6748561.3375 | 0
3164 | 1574.4 | 0 | 0 | 0 | 0 | 1850.6 | 0 | 0 | 0 | 5628001.3824 | 0
3165 | 1738.4 | 0 | 0 | 0 | 0 | 1813.1 | 0 | 0 | 0 | 6214251.5264 | 0
3166 | 1488 | 321.0034 | 321.0034 | 312.4841 | 312.4841 | 1862.2 | 611185.6752 | 112494.2763 | 51028.6537 | 4202111.9823 | 42149.4372
3167 | 1567.2 | 621.2819 | 621.2819 | 604.7934 | 604.7934 | 1854.3 | 1179750.1109 | 217725.6373 | 98762.7683 | 3440310.8911 | 86254.4
3168 | 0 | 0 | 0 | 0 | 0 | 1837.05 | 0 | 0 | 0 | 0 | 0
3169 | 0 | 0 | 0 | 0 | 0 | 1770.75 | 0 | 0 | 0 | 0 | 0
3170 | 0 | 0 | 0 | 0 | 0 | 1808.65 | 0 | 0 | 0 | 0 | 0
3171 | 0 | 0 | 0 | 0 | 0 | 1801.25 | 0 | 0 | 0 | 0 | 0
3172 | 0 | 0 | 0 | 0 | 0 | 1795.55 | 0 | 0 | 0 | 0 | 0
3173 | 0 | 0 | 0 | 0 | 0 | 1791.5 | 0 | 0 | 0 | 0 | 0
3174 | 0 | 0 | 0 | 0 | 0 | 1787.25 | 0 | 0 | 0 | 0 | 0
3175 | 1222.398 | 451.2679 | 451.2679 | 439.2915 | 439.2915 | 1779.4 | 824952.5288 | 158144.9431 | 71736.3034 | 1510076.777 | 94857.7794
3176 | 1224.246 | 1284.8005 | 1284.8005 | 1250.7026 | 1224.246 | 1691.45 | 2193901.5114 | 440728.56 | 199919.3718 | 0 | 377741.1033
3177 | 1405.356 | 1981.6878 | 1474.8687 | 1929.0949 | 1405.356 | 1598.7 | 2375488.4148 | 505928.16 | 229494.6348 | 0 | 563969.3628
3178 | 1702.904 | 2917.9681 | 1787.1342 | 2840.5268 | 1702.904 | 1552.25 | 2794927.4418 | 613045.44 | 278084.2232 | 0 | 762475.266
3179 | 1163.639 | 3200.2484 | 1221.1957 | 3115.3155 | 1163.639 | 1498.85 | 1841256.8736 | 418910.04 | 190022.2487 | 0 | 583157.6849
3180 | 1654.093 | 3139.3344 | 1735.9089 | 3056.0182 | 1654.093 | 1463.15 | 2564146.9182 | 595473.48 | 270113.3869 | 0 | 887999.827
3181 | 1527.881 | 3425.0107 | 1603.4541 | 3334.1128 | 1527.881 | 1426.25 | 2314156.7959 | 550037.16 | 249502.9673 | 0 | 876621.7237
3182 | 1582.693 | 3610.1832 | 1660.9773 | 3514.3709 | 1582.693 | 1524.25 | 2561794.5296 | 569769.48 | 258453.7669 | 0 | 752966.1948
3183 | 1693.198 | 2615.8215 | 1776.9482 | 2546.399 | 1693.198 | 1347 | 2415881.658 | 609551.28 | 276499.2334 | 0 | 1105658.294
3184 | 1547.887 | 1368.364 | 1368.364 | 1332.0484 | 1332.0484 | 1477.8 | 2086374.2897 | 479537.4062 | 217523.4956 | 416205.1212 | 680881.4362
3185 | 1494.49 | 860.1795 | 860.1795 | 837.3508 | 837.3508 | 1662.5 | 1475704.2501 | 301446.2938 | 136739.3883 | 1267172.0026 | 276627.825
3186 | 1557.6 | 189.2654 | 189.2654 | 184.2424 | 184.2424 | 1761.7 | 343144.6448 | 66327.2467 | 30086.7761 | 2648267.5263 | 42976.2135
3187 | 1736.8 | 0 | 0 | 0 | 0 | 1826.2 | 0 | 0 | 0 | 6208532.0128 | 0
3188 | 1518.4 | 0 | 0 | 0 | 0 | 1836.85 | 0 | 0 | 0 | 5427818.4064 | 0
3189 | 1556 | 0 | 0 | 0 | 0 | 1838.85 | 0 | 0 | 0 | 5562226.976 | 0
3190 | 1313.6 | 321.0034 | 321.0034 | 312.4841 | 312.4841 | 1844.4 | 607421.3109 | 112494.2763 | 51028.6537 | 3578684.9999 | 47593.9944
3191 | 1468.8 | 621.2819 | 621.2819 | 604.7934 | 604.7934 | 1839.65 | 1172133.5412 | 217725.6373 | 98762.7683 | 3088560.8047 | 94927.2
3192 | 0 | 0 | 0 | 0 | 0 | 1822.3 | 0 | 0 | 0 | 0 | 0
3193 | 0 | 0 | 0 | 0 | 0 | 1785.05 | 0 | 0 | 0 | 0 | 0
3194 | 0 | 0 | 0 | 0 | 0 | 1712.5 | 0 | 0 | 0 | 0 | 0
3195 | 0 | 0 | 0 | 0 | 0 | 1704.55 | 0 | 0 | 0 | 0 | 0
3196 | 0 | 0 | 0 | 0 | 0 | 1678.15 | 0 | 0 | 0 | 0 | 0
3197 | 0 | 0 | 0 | 0 | 0 | 1695.75 | 0 | 0 | 0 | 0 | 0
3198 | 0 | 0 | 0 | 0 | 0 | 1696.4 | 0 | 0 | 0 | 0 | 0
3199 | 1067.464 | 490.4895 | 490.4895 | 477.4722 | 477.4722 | 1700.95 | 853221.2983 | 171889.9773 | 77971.2036 | 1137690.7065 | 139767.5966
3200 | 1283.562 | 1347.0504 | 1347.0504 | 1311.3005 | 1283.562 | 1676 | 2263144.2227 | 462082.32 | 209605.6746 | 0 | 415874.088
3201 | 1599.831 | 1678.963 | 1678.963 | 1634.4042 | 1599.831 | 1780.7 | 3005070.1228 | 575939.16 | 261252.4023 | 0 | 350842.9383
3202 | 1734.369 | 2625.8291 | 1820.1556 | 2556.1411 | 1734.369 | 1789.05 | 3281141.2431 | 624372.84 | 283222.4577 | 0 | 365865.1406
3203 | 1623.038 | 3688.2296 | 1703.3178 | 3590.346 | 1623.038 | 1794.1 | 3088427.9656 | 584293.68 | 265042.1054 | 0 | 334183.5242
3204 | 1636.443 | 4014.1214 | 1717.3859 | 3907.5888 | 1636.443 | 1707.55 | 2954987.3034 | 589119.48 | 267231.1419 | 0 | 478577.7554
3205 | 1725.917 | 3972.0316 | 1811.2855 | 3866.6161 | 1725.917 | 1686.4 | 3071357.4109 | 621330.12 | 281842.2461 | 0 | 541247.5712
3206 | 2012.075 | 3651.2801 | 2111.5977 | 3554.3772 | 2012.075 | 1758.95 | 3735379.5531 | 724347 | 328571.8475 | 0 | 485010.6788
3207 | 1948.007 | 3074.7715 | 2044.3607 | 2993.1687 | 1948.007 | 1829.85 | 3758638.682 | 701282.52 | 318109.5431 | 0 | 331453.3911
3208 | 1556.628 | 2258.6988 | 1633.623 | 2198.7541 | 1556.628 | 1876.95 | 3075927.3307 | 560386.08 | 254197.3524 | 0 | 191543.0754
3209 | 1721.903 | 1166.6667 | 1166.6667 | 1135.704 | 1135.704 | 1907.4 | 2276156.0603 | 408853.44 | 185460.4632 | 1130376.9107 | 102941.568
3210 | 1737.852 | 193.6657 | 193.6657 | 188.526 | 188.526 | 1876.95 | 372041.1351 | 67869.3474 | 30786.2901 | 2987590.1825 | 22707.4009
3211 | 1568.995 | 0 | 0 | 0 | 0 | 1867.7 | 0 | 0 | 0 | 5608680.1505 | 0
3212 | 1459.2 | 0 | 0 | 0 | 0 | 1873.5 | 0 | 0 | 0 | 5216196.4032 | 0
3213 | 1577.6 | 0 | 0 | 0 | 0 | 1873.05 | 0 | 0 | 0 | 5639440.4096 | 0
3214 | 1764.8 | 321.0034 | 321.0034 | 312.4841 | 312.4841 | 1876 | 614355.628 | 112494.2763 | 51028.6537 | 5191587.8351 | 37928.376
3215 | 1724 | 621.2819 | 621.2819 | 604.7934 | 604.7934 | 1865.25 | 1184130.3491 | 217725.6373 | 98762.7683 | 4000823.2239 | 79772
3216 | 0 | 0 | 0 | 0 | 0 | 1848.7 | 0 | 0 | 0 | 0 | 0
3217 | 0 | 0 | 0 | 0 | 0 | 1827.05 | 0 | 0 | 0 | 0 | 0
3218 | 0 | 0 | 0 | 0 | 0 | 1812.85 | 0 | 0 | 0 | 0 | 0
3219 | 0 | 0 | 0 | 0 | 0 | 1805.25 | 0 | 0 | 0 | 0 | 0
3220 | 0 | 0 | 0 | 0 | 0 | 1799.8 | 0 | 0 | 0 | 0 | 0
3221 | 0 | 0 | 0 | 0 | 0 | 1796.45 | 0 | 0 | 0 | 0 | 0
3222 | 0 | 0 | 0 | 0 | 0 | 1796.75 | 0 | 0 | 0 | 0 | 0
3223 | 1482.886 | 165.0889 | 165.0889 | 160.7075 | 160.7075 | 1801.3 | 304120.2232 | 57854.7036 | 26243.5364 | 2549577.9369 | 31257.0996
3224 | 905.259 | 517.6758 | 517.6758 | 503.937 | 503.937 | 1827.1 | 966615.1863 | 181417.3128 | 82292.9089 | 773875.6721 | 85287.5933
3225 | 1293.998 | 1272.1786 | 1272.1786 | 1238.4157 | 1238.4157 | 1872.7 | 2435224.5236 | 445829.6526 | 202233.2841 | 107180.2351 | 154315.4787
3226 | 1538.464 | 1614.5606 | 1614.5606 | 1571.711 | 1538.464 | 1868.25 | 3028590.0253 | 553847.04 | 251231.1712 | 0 | 202692.632
3227 | 1566.084 | 1958.0203 | 1643.5467 | 1906.0556 | 1566.084 | 1794.8 | 2970623.2 | 563790.24 | 255741.5172 | 0 | 321360.4368
3228 | 1519.876 | 2747.401 | 1595.0532 | 2674.4865 | 1519.876 | 1789.95 | 2867228.1416 | 547155.36 | 248195.7508 | 0 | 319249.9538
3229 | 2001.861 | 2177.7002 | 2100.8785 | 2119.9052 | 2001.861 | 1754.6 | 3688219.9575 | 720669.96 | 326903.9013 | 0 | 491256.6894
3230 | 1474.906 | 625.146 | 625.146 | 608.555 | 608.555 | 1809.7 | 1159832.2699 | 219079.8025 | 99377.0326 | 1670598.4814 | 113358.2846
3231 | 1790.369 | 1878.9255 | 1878.9255 | 1829.0598 | 1790.369 | 1837.85 | 3462590.0288 | 644532.84 | 292367.2577 | 0 | 290308.3334
3232 | 1829.06 | 1001.5652 | 1001.5652 | 974.9842 | 974.9842 | 1857 | 1902935.005 | 350994.323 | 159214.9249 | 1646927.9713 | 136473.48
3233 | 1677.484 | 92.7022 | 92.7022 | 90.2419 | 90.2419 | 1901.9 | 180006.5352 | 32487.0924 | 14736.5061 | 3060704.2921 | 8665.4673
3234 | 2026.099 | 14.8562 | 14.8562 | 14.4619 | 14.4619 | 1857 | 28220.5265 | 5206.2907 | 2361.6313 | 3879071.97 | 2024.308
3235 | 1587.2 | 0 | 0 | 0 | 0 | 1847.75 | 0 | 0 | 0 | 5673757.4912 | 0
3236 | 1344 | 0 | 0 | 0 | 0 | 1874.7 | 0 | 0 | 0 | 4804391.424 | 0
3237 | 1775.2 | 0 | 0 | 0 | 0 | 1874.25 | 0 | 0 | 0 | 6345800.3392 | 0
3238 | 1706.4 | 321.0034 | 321.0034 | 312.4841 | 312.4841 | 1876 | 614751.4514 | 112494.2763 | 51028.6537 | 4982825.5887 | 37928.376
3239 | 1422.4 | 621.2819 | 621.2819 | 604.7934 | 604.7934 | 1865.25 | 1185893.3733 | 217725.6373 | 98762.7683 | 2922694.9103 | 79772
3240 | 0 | 0 | 0 | 0 | 0 | 1848.7 | 0 | 0 | 0 | 0 | 0
3241 | 0 | 0 | 0 | 0 | 0 | 1785.05 | 0 | 0 | 0 | 0 | 0
3242 | 0 | 0 | 0 | 0 | 0 | 1812.85 | 0 | 0 | 0 | 0 | 0
3243 | 0 | 0 | 0 | 0 | 0 | 1805.25 | 0 | 0 | 0 | 0 | 0
3244 | 0 | 0 | 0 | 0 | 0 | 1799.8 | 0 | 0 | 0 | 0 | 0
3245 | 0 | 0 | 0 | 0 | 0 | 1796.45 | 0 | 0 | 0 | 0 | 0
3246 | 0 | 0 | 0 | 0 | 0 | 1796.75 | 0 | 0 | 0 | 0 | 0
3247 | 1055.099 | 327.9791 | 327.9791 | 319.2747 | 319.2747 | 1800.1 | 605913.3654 | 114938.9086 | 52137.566 | 1418901.6819 | 62472.9479
3248 | 1425.043 | 989.7252 | 989.7252 | 963.4584 | 963.4584 | 1726.75 | 1753531.8933 | 346845.0314 | 157332.7601 | 890080.9298 | 257696.0635
3249 | 1508.333 | 1582.9392 | 1582.9392 | 1540.9289 | 1508.333 | 1830.7 | 2909845.0783 | 542999.88 | 246310.7789 | 0 | 255360.7769
3250 | 1700.252 | 2159.2506 | 1784.3511 | 2101.9453 | 1700.252 | 1846.2 | 3319151.3498 | 612090.72 | 277651.1516 | 0 | 261498.7576
3251 | 1839.549 | 3058.5121 | 1930.5381 | 2977.3409 | 1839.549 | 1711.7 | 3339963.5798 | 662237.64 | 300398.3517 | 0 | 530341.9767
3252 | 1816.85 | 3141.5225 | 1906.7163 | 3058.1482 | 1816.85 | 1604.7 | 3082549.8553 | 654066 | 296691.605 | 0 | 718200.805
3253 | 1707.886 | 3389.2954 | 1792.3627 | 3299.3454 | 1707.886 | 1483.7 | 2673294.6601 | 614838.96 | 278897.7838 | 0 | 881781.5418
3254 | 1728.169 | 2876.3569 | 1813.6489 | 2800.0199 | 1728.169 | 1767.45 | 3227257.0258 | 622140.84 | 282209.9977 | 0 | 401885.701
3255 | 1703.789 | 2384.4538 | 1788.063 | 2321.1717 | 1703.789 | 1821.15 | 3272986.9227 | 613364.04 | 278228.7437 | 0 | 304722.6626
3256 | 1569.14 | 2026.0066 | 1646.7539 | 1972.2375 | 1569.14 | 1820.15 | 3007514.474 | 564890.4 | 256240.562 | 0 | 282209.829
3257 | 1690.426 | 958.4344 | 958.4344 | 932.9981 | 932.9981 | 1864.2 | 1828917.2373 | 335879.3091 | 152358.5866 | 1460560.3753 | 124020.9796
3258 | 1602.301 | 207.5344 | 207.5344 | 202.0265 | 202.0265 | 1785.8 | 379975.6217 | 72729.5574 | 32990.9353 | 2700171.6298 | 42358.6926
3259 | 1476.806 | 0 | 0 | 0 | 0 | 1768.2 | 0 | 0 | 0 | 5279132.501 | 0
3260 | 1332.8 | 0 | 0 | 0 | 0 | 1774.35 | 0 | 0 | 0 | 4764354.8288 | 0
3261 | 1378.4 | 0 | 0 | 0 | 0 | 1772.3 | 0 | 0 | 0 | 4927360.9664 | 0
3262 | 1814.4 | 321.0034 | 321.0034 | 312.4841 | 312.4841 | 1876 | 615108.1837 | 112494.2763 | 51028.6537 | 5368892.7567 | 37928.376
3263 | 1490.4 | 621.2819 | 621.2819 | 604.7934 | 604.7934 | 1865.25 | 1187073.1261 | 217725.6373 | 98762.7683 | 3165774.2383 | 79772
3264 | 0 | 0 | 0 | 0 | 0 | 1848.7 | 0 | 0 | 0 | 0 | 0
3265 | 0 | 0 | 0 | 0 | 0 | 1726.35 | 0 | 0 | 0 | 0 | 0
3266 | 0 | 0 | 0 | 0 | 0 | 1707.5 | 0 | 0 | 0 | 0 | 0
3267 | 0 | 0 | 0 | 0 | 0 | 1704.55 | 0 | 0 | 0 | 0 | 0
3268 | 0 | 0 | 0 | 0 | 0 | 1598.3 | 0 | 0 | 0 | 0 | 0
3269 | 0 | 0 | 0 | 0 | 0 | 1594.95 | 0 | 0 | 0 | 0 | 0
3270 | 0 | 0 | 0 | 0 | 0 | 1675.1 | 0 | 0 | 0 | 0 | 0
3271 | 1106.227 | 369.181 | 369.181 | 359.3832 | 359.3832 | 1680 | 635196.6091 | 129377.9433 | 58687.2726 | 1440150.8957 | 112569.92
3272 | 998.236 | 1047.6115 | 1047.6115 | 1019.8084 | 998.236 | 1625.6 | 1709010.9859 | 359364.96 | 163011.9388 | 0 | 373739.5584
3273 | 1435.791 | 1936.8779 | 1506.8091 | 1885.4742 | 1435.791 | 1772 | 2684103.8002 | 516884.76 | 234464.6703 | 0 | 327360.348
3274 | 1831.647 | 2170.991 | 1922.2463 | 2113.374 | 1831.647 | 1722.4 | 3336126.6772 | 659392.92 | 299107.9551 | 0 | 508465.2072
3275 | 1511.408 | 3173.8838 | 1586.1663 | 3089.6506 | 1511.408 | 1065.9 | 1706954.5066 | 544106.88 | 246812.9264 | 0 | 1411806.2128
3276 | 1131.45 | 2949.2295 | 1187.4146 | 2870.9585 | 1131.45 | 381.65 | 456584.7218 | 407322 | 184765.785 | 0 | 1831082.1075
3277 | 1343.015 | 1409.4442 | 1409.4442 | 1372.0383 | 1343.015 | 718.95 | 1017249.0871 | 483485.4 | 219314.3495 | 0 | 1720469.3658
3278 | 1463.195 | 2683.2683 | 1535.5686 | 2612.0559 | 1463.195 | 1580.45 | 2440274.5929 | 526750.2 | 238939.7435 | 0 | 613883.4622
3279 | 1538.188 | 2560.52 | 1614.2709 | 2492.5652 | 1538.188 | 1695.75 | 2755583.7266 | 553747.68 | 251186.1004 | 0 | 467993.699
3280 | 1937.529 | 569.7491 | 569.7491 | 554.6283 | 554.6283 | 1819.45 | 1063470.3586 | 199666.1784 | 90570.797 | 2666669.5978 | 98019.8728
3281 | 1784.662 | 565.2364 | 565.2364 | 550.2353 | 550.2353 | 1807.05 | 1044219.0885 | 198084.7253 | 89853.4323 | 2380364.6639 | 103922.0982
3282 | 1641.186 | 157.241 | 157.241 | 153.0679 | 153.0679 | 1735.4 | 279521.9673 | 55104.4464 | 24995.9891 | 2869561.9295 | 39645.018
3283 | 1082.752 | 0 | 0 | 0 | 0 | 1717.8 | 0 | 0 | 0 | 3870509.2434 | 0
3284 | 1290.4 | 0 | 0 | 0 | 0 | 1774.35 | 0 | 0 | 0 | 4612787.7184 | 0
3285 | 1324.8 | 0 | 0 | 0 | 0 | 1773.9 | 0 | 0 | 0 | 4735757.2608 | 0
3286 | 1139.2 | 321.0034 | 321.0034 | 312.4841 | 312.4841 | 1873.6 | 614584.0321 | 112494.2763 | 51028.6537 | 2955258.0175 | 38662.4736
3287 | 1259.2 | 621.2819 | 621.2819 | 604.7934 | 604.7934 | 1822.05 | 1159240.1726 | 217725.6373 | 98762.7683 | 2339304.5231 | 105346.4
3288 | 0 | 0 | 0 | 0 | 0 | 1748.7 | 0 | 0 | 0 | 0 | 0
3289 | 0 | 0 | 0 | 0 | 0 | 1734.7 | 0 | 0 | 0 | 0 | 0
3290 | 0 | 0 | 0 | 0 | 0 | 1712.15 | 0 | 0 | 0 | 0 | 0
3291 | 0 | 0 | 0 | 0 | 0 | 1704.55 | 0 | 0 | 0 | 0 | 0
3292 | 0 | 0 | 0 | 0 | 0 | 1657.2 | 0 | 0 | 0 | 0 | 0
3293 | 0 | 0 | 0 | 0 | 0 | 1653.85 | 0 | 0 | 0 | 0 | 0
3294 | 0 | 0 | 0 | 0 | 0 | 1675.1 | 0 | 0 | 0 | 0 | 0
3295 | 1182.657 | 493.6893 | 493.6893 | 480.587 | 480.587 | 1700.6 | 857883.7734 | 173011.3379 | 78479.8652 | 1353812.7183 | 140844.0474
3296 | 936.672 | 983.0023 | 983.0023 | 956.914 | 936.672 | 1655.05 | 1627919.4404 | 337201.92 | 152958.5376 | 0 | 323105.0064
3297 | 1006.925 | 1056.7302 | 1056.7302 | 1028.6852 | 1006.925 | 1772.35 | 1874102.8251 | 362493 | 164430.8525 | 0 | 229226.4763
3298 | 980.994 | 1267.5872 | 1029.5177 | 1233.9462 | 980.994 | 1789.4 | 1851400.3931 | 353157.84 | 160196.3202 | 0 | 206597.3364
3299 | 1100.227 | 1881.4736 | 1154.6472 | 1831.5403 | 1100.227 | 1770.8 | 2065354.6504 | 396081.72 | 179667.0691 | 0 | 252172.0284
3300 | 1192.407 | 3239.1278 | 1251.3867 | 3153.1631 | 1192.407 | 1605.9 | 2024786.7647 | 429266.52 | 194720.0631 | 0 | 469927.5987
3301 | 1178.5 | 3246.5076 | 1236.7918 | 3160.3471 | 1178.5 | 1582.8 | 1965593.4238 | 424260 | 192449.05 | 0 | 491670.2
3302 | 1218.473 | 3559.5004 | 1278.742 | 3465.0332 | 1218.473 | 1817.7 | 2333433.3178 | 438650.28 | 198976.6409 | 0 | 222127.6279
3303 | 1017.622 | 3030.7412 | 1067.9563 | 2950.307 | 1017.622 | 1919.45 | 2054266.9984 | 366343.92 | 166177.6726 | 0 | 81969.4521
3304 | 339.258 | 2243.1216 | 356.0386 | 2183.5904 | 339.258 | 1920.15 | 683567.6277 | 122132.88 | 55400.8314 | 0 | 27089.7513
3305 | 224.739 | 1168.1506 | 235.8552 | 1137.1486 | 224.739 | 1907.4 | 449513.6627 | 80906.04 | 36699.8787 | 0 | 20810.8314
3306 | 209.471 | 239.6532 | 219.832 | 233.2929 | 209.471 | 1836.15 | 404088.191 | 75409.56 | 34206.6143 | 0 | 34321.8233
3307 | 115.054 | 120.7449 | 120.7449 | 117.5404 | 115.054 | 1768.55 | 214025.3972 | 41419.44 | 18788.3182 | 0 | 26629.2483
3308 | 0 | 0 | 0 | 0 | 0 | 1774.35 | 0 | 0 | 0 | 0 | 0
3309 | 0 | 0 | 0 | 0 | 0 | 1701.3 | 0 | 0 | 0 | 0 | 0
3310 | 0 | 0 | 0 | 0 | 0 | 1876 | 0 | 0 | 0 | 0 | 0
3311 | 0 | 0 | 0 | 0 | 0 | 1864.05 | 0 | 0 | 0 | 0 | 0
3312 | 0 | 0 | 0 | 0 | 0 | 1805.5 | 0 | 0 | 0 | 0 | 0
3313 | 0 | 0 | 0 | 0 | 0 | 1728.65 | 0 | 0 | 0 | 0 | 0
3314 | 0 | 0 | 0 | 0 | 0 | 1713.8 | 0 | 0 | 0 | 0 | 0
3315 | 0 | 0 | 0 | 0 | 0 | 1705.5 | 0 | 0 | 0 | 0 | 0
3316 | 0 | 0 | 0 | 0 | 0 | 1701.35 | 0 | 0 | 0 | 0 | 0
3317 | 0 | 0 | 0 | 0 | 0 | 1648.7 | 0 | 0 | 0 | 0 | 0
3318 | 0 | 0 | 0 | 0 | 0 | 1598.85 | 0 | 0 | 0 | 0 | 0
3319 | 79.923 | 195.0101 | 83.8762 | 189.8346 | 79.923 | 1629.7 | 135580.0855 | 28772.28 | 13051.4259 | 0 | 29595.4869
3320 | 156.96 | 1576.0044 | 164.7237 | 1534.1781 | 156.96 | 1505.95 | 246067.5457 | 56505.6 | 25631.568 | 0 | 77546.088
3321 | 637.627 | 2581.8273 | 669.1658 | 2513.307 | 637.627 | 1761.75 | 1172578.0818 | 229545.72 | 104124.4891 | 0 | 151914.6328
3322 | 1024.991 | 3316.8668 | 1075.6898 | 3228.8389 | 1024.991 | 1754.4 | 1885621.426 | 368996.76 | 167381.0303 | 0 | 251737.7896
3323 | 1410.943 | 2774.3407 | 1480.7321 | 2700.7112 | 1410.943 | 1491.1 | 2212474.0466 | 507939.48 | 230406.9919 | 0 | 718028.8927
3324 | 1071.439 | 2938.1104 | 1124.4353 | 2860.1346 | 1071.439 | 1105.45 | 1247445.6781 | 385718.04 | 174965.9887 | 0 | 958455.7574
3325 | 1560.347 | 3964.8575 | 1637.526 | 3859.6323 | 1560.347 | 716.05 | 1173031.4474 | 561724.92 | 254804.6651 | 0 | 2003407.5307
3326 | 1408.139 | 2908.8892 | 1477.7894 | 2831.6888 | 1408.139 | 1721 | 2533731.3064 | 506930.04 | 229949.0987 | 0 | 392870.781
3327 | 996.949 | 230.5334 | 230.5334 | 224.4151 | 224.4151 | 1807 | 422551.144 | 80789.4515 | 36646.9929 | 1489689.3968 | 42395.924
3328 | 1328.349 | 560.5883 | 560.5883 | 545.7106 | 545.7106 | 1807.65 | 1027753.7014 | 196455.8286 | 89114.5467 | 1509174.0816 | 102747.0224
3329 | 1340.192 | 1115.6292 | 1115.6292 | 1086.021 | 1086.021 | 1788 | 2022407.738 | 390967.5731 | 177347.2353 | 490121.9356 | 225366.176
3330 | 1479.054 | 201.8925 | 201.8925 | 196.5344 | 196.5344 | 1701.6 | 349387.3504 | 70752.3732 | 32094.0626 | 2473103.1229 | 57405.2968
3331 | 1458.236 | 0 | 0 | 0 | 0 | 1654.85 | 0 | 0 | 0 | 5212750.3963 | 0
3332 | 1057.6 | 0 | 0 | 0 | 0 | 1752.65 | 0 | 0 | 0 | 3780598.4896 | 0
3333 | 1518.4 | 0 | 0 | 0 | 0 | 1754.75 | 0 | 0 | 0 | 5427818.4064 | 0
3334 | 1292 | 321.0034 | 321.0034 | 312.4841 | 312.4841 | 1839.85 | 600620.582 | 112494.2763 | 51028.6537 | 3501471.5663 | 48985.7211
3335 | 1396.8 | 621.2819 | 621.2819 | 604.7934 | 604.7934 | 1831.95 | 1157825.0607 | 217725.6373 | 98762.7683 | 2831182.6927 | 99485.6
3336 | 0 | 0 | 0 | 0 | 0 | 1745.05 | 0 | 0 | 0 | 0 | 0
3337 | 0 | 0 | 0 | 0 | 0 | 1641.3 | 0 | 0 | 0 | 0 | 0
3338 | 0 | 0 | 0 | 0 | 0 | 1707.95 | 0 | 0 | 0 | 0 | 0
3339 | 0 | 0 | 0 | 0 | 0 | 1700.55 | 0 | 0 | 0 | 0 | 0
3340 | 0 | 0 | 0 | 0 | 0 | 1694.85 | 0 | 0 | 0 | 0 | 0
3341 | 0 | 0 | 0 | 0 | 0 | 1690.8 | 0 | 0 | 0 | 0 | 0
3342 | 0 | 0 | 0 | 0 | 0 | 1636.15 | 0 | 0 | 0 | 0 | 0
3343 | 1413.981 | 468.838 | 468.838 | 456.3953 | 456.3953 | 1678.7 | 800673.0285 | 164302.3124 | 74529.3545 | 1846527.8031 | 143537.8833
3344 | 1218.646 | 1278.9235 | 1278.9235 | 1244.9816 | 1218.646 | 1231.2 | 1568203.5642 | 438712.56 | 199004.8918 | 0 | 936895.0448
3345 | 1283.48 | 1980.7066 | 1346.9644 | 1928.1397 | 1283.48 | 669.2 | 898003.6632 | 462052.8 | 209592.284 | 0 | 1708055.184
3346 | 1235.312 | 3218.3138 | 1296.4128 | 3132.9015 | 1235.312 | 1059.65 | 1367415.9127 | 444712.32 | 201726.4496 | 0 | 1161625.6392
3347 | 1227.421 | 3029.038 | 1288.1326 | 2948.6489 | 1227.421 | 694.3 | 888541.3447 | 441871.56 | 200437.8493 | 0 | 1602643.5997
3348 | 1268.221 | 3998.1003 | 1330.9506 | 3891.9929 | 1268.221 | 1074.35 | 1424575.1718 | 456559.56 | 207100.4893 | 0 | 1173928.7686
3349 | 1361.861 | 1792.179 | 1429.2223 | 1744.6155 | 1361.861 | 1075.95 | 1532706.7569 | 490269.96 | 222391.9013 | 0 | 1258427.6571
3350 | 1362.378 | 2759.1529 | 1429.7649 | 2685.9265 | 1362.378 | 1088.35 | 1552148.1934 | 490456.08 | 222476.3274 | 0 | 1242011.9037
3351 | 1092.7 | 568.4593 | 568.4593 | 553.3727 | 553.3727 | 1092.55 | 629418.4638 | 199214.177 | 90365.7642 | 1039993.435 | 491535.7192
3352 | 1161.964 | 132.6867 | 132.6867 | 129.1653 | 129.1653 | 1365.5 | 184210.7619 | 46499.5025 | 21092.691 | 1991562.2872 | 80221.7385
3353 | 1302.91 | 383.4695 | 383.4695 | 373.2924 | 373.2924 | 1226.7 | 478314.3768 | 134385.2652 | 60958.6494 | 1792596.4857 | 282560.7268
3354 | 1031.53 | 123.5616 | 123.5616 | 120.2824 | 120.2824 | 1371.4 | 172002.4366 | 43301.6572 | 19642.1129 | 1757173.3632 | 74010.1068
3355 | 1155.338 | 0 | 0 | 0 | 0 | 1706.1 | 0 | 0 | 0 | 4129982.1272 | 0
3356 | 992.8 | 0 | 0 | 0 | 0 | 1736.85 | 0 | 0 | 0 | 3548958.1888 | 0
3357 | 1484 | 0 | 0 | 0 | 0 | 1738.5 | 0 | 0 | 0 | 5304848.864 | 0
3358 | 1380 | 321.0034 | 321.0034 | 312.4841 | 312.4841 | 1760.4 | 574316.6509 | 112494.2763 | 51028.6537 | 3816044.8143 | 73287.4104
3359 | 799.2 | 621.2819 | 621.2819 | 604.7934 | 604.7934 | 1747.65 | 1104103.3232 | 217725.6373 | 98762.7683 | 694944.3631 | 149391.2
3360 | 0 | 0 | 0 | 0 | 0 | 1672.4 | 0 | 0 | 0 | 0 | 0
3361 | 0 | 0 | 0 | 0 | 0 | 1592.7 | 0 | 0 | 0 | 0 | 0
3362 | 0 | 0 | 0 | 0 | 0 | 1712.15 | 0 | 0 | 0 | 0 | 0
3363 | 0 | 0 | 0 | 0 | 0 | 1583.4 | 0 | 0 | 0 | 0 | 0
3364 | 0 | 0 | 0 | 0 | 0 | 1547.75 | 0 | 0 | 0 | 0 | 0
3365 | 0 | 0 | 0 | 0 | 0 | 1012.45 | 0 | 0 | 0 | 0 | 0
3366 | 0 | 0 | 0 | 0 | 0 | 1012.75 | 0 | 0 | 0 | 0 | 0
3367 | 1303.011 | 474.2375 | 474.2375 | 461.6515 | 461.6515 | 1062.2 | 507339.5797 | 166194.5394 | 75387.6897 | 1622406.9886 | 423778.6908
3368 | 993.966 | 1043.1302 | 1043.1302 | 1015.4461 | 993.966 | 998.2 | 1029379.5093 | 357827.76 | 162314.6478 | 0 | 995755.1388
3369 | 1093.9 | 2079.2228 | 1148.0073 | 2024.0414 | 1093.9 | 1772.35 | 2013377.9794 | 393804 | 178633.87 | 0 | 249026.335
3370 | 1363.693 | 3323.6736 | 1431.1449 | 3235.4651 | 1363.693 | 1777.05 | 2522963.8656 | 490929.48 | 222691.0669 | 0 | 304035.3544
3371 | 1239.039 | 3823.0698 | 1300.3252 | 3721.6077 | 1239.039 | 1471.2 | 1911007.8792 | 446054.04 | 202335.0687 | 0 | 655203.8232
3372 | 1503.503 | 4051.646 | 1577.8703 | 3944.1175 | 1503.503 | 1106.65 | 1751045.2782 | 541261.08 | 245522.0399 | 0 | 1343154.405
3373 | 1361.769 | 4011.1346 | 1429.1258 | 3904.6813 | 1361.769 | 1059 | 1512243.3101 | 490236.84 | 222376.8777 | 0 | 1281424.629
3374 | 1532.198 | 3669.566 | 1607.9847 | 3572.1777 | 1532.198 | 1311.6 | 2098385.0114 | 551591.28 | 250207.9334 | 0 | 1054765.1032
3375 | 1256.603 | 3084.7896 | 1318.758 | 3002.921 | 1256.603 | 1750.75 | 2297836.1193 | 452377.08 | 205203.2699 | 0 | 313208.2977
3376 | 1138.22 | 2262.0759 | 1194.5194 | 2202.0417 | 1138.22 | 1836.15 | 2183483.3422 | 409759.2 | 185871.326 | 0 | 186497.347
3377 | 1339.573 | 548.0441 | 548.0441 | 533.4993 | 533.4993 | 1844.25 | 1028231.2049 | 192059.7567 | 87120.4396 | 1554364.7663 | 81334.8305
3378 | 1110.796 | 55.9049 | 55.9049 | 54.4212 | 54.4212 | 1786.15 | 101779.0568 | 19591.6296 | 8886.9809 | 2037024.4419 | 11391.7895
3379 | 989.602 | 0 | 0 | 0 | 0 | 1813.9 | 0 | 0 | 0 | 3537526.311 | 0
3380 | 1045.6 | 0 | 0 | 0 | 0 | 1819.2 | 0 | 0 | 0 | 3737702.1376 | 0
3381 | 1416.8 | 0 | 0 | 0 | 0 | 1760.95 | 0 | 0 | 0 | 5064629.2928 | 0
3382 | 1268 | 321.0034 | 321.0034 | 312.4841 | 312.4841 | 1832.8 | 597339.4523 | 112494.2763 | 51028.6537 | 3415678.8623 | 51142.1328
3383 | 1352.8 | 621.2819 | 621.2819 | 604.7934 | 604.7934 | 1773.25 | 1119059.6037 | 217725.6373 | 98762.7683 | 2673896.0687 | 134236
3384 | 0 | 0 | 0 | 0 | 0 | 1677.6 | 0 | 0 | 0 | 0 | 0
3385 | 0 | 0 | 0 | 0 | 0 | 1503.4 | 0 | 0 | 0 | 0 | 0
3386 | 0 | 0 | 0 | 0 | 0 | 1398.85 | 0 | 0 | 0 | 0 | 0
3387 | 0 | 0 | 0 | 0 | 0 | 1437.75 | 0 | 0 | 0 | 0 | 0
3388 | 0 | 0 | 0 | 0 | 0 | 1432.8 | 0 | 0 | 0 | 0 | 0
3389 | 0 | 0 | 0 | 0 | 0 | 1428.95 | 0 | 0 | 0 | 0 | 0
3390 | 0 | 0 | 0 | 0 | 0 | 1508.25 | 0 | 0 | 0 | 0 | 0
3391 | 1304.669 | 454.4194 | 454.4194 | 442.3594 | 442.3594 | 1595.55 | 735463.594 | 159249.3858 | 72237.2909 | 1662805.3888 | 175127.6589
3392 | 935.942 | 982.2362 | 982.2362 | 956.1682 | 935.942 | 1676 | 1633093.0021 | 336939.12 | 152839.3286 | 0 | 303245.208
3393 | 898.574 | 1381.3584 | 943.0199 | 1344.6979 | 898.574 | 1780.7 | 1670821.7485 | 323486.64 | 146737.1342 | 0 | 197057.2782
3394 | 1261.705 | 2320.6758 | 1324.1123 | 2259.0864 | 1261.705 | 1797.05 | 2379140.4762 | 454213.8 | 206036.4265 | 0 | 256063.0298
3395 | 1281.246 | 2692.9108 | 1344.6199 | 2621.4424 | 1281.246 | 1418.7 | 1914575.4643 | 461248.56 | 209227.4718 | 0 | 744788.2998
3396 | 1130.342 | 2572.7494 | 1186.2518 | 2504.4701 | 1130.342 | 1106.65 | 1319590.4929 | 406923.12 | 184584.8486 | 0 | 1009791.0257
3397 | 1247.462 | 2875.617 | 1309.1648 | 2799.2997 | 1247.462 | 1059 | 1383427.4134 | 449086.32 | 203710.5446 | 0 | 1173861.742
3398 | 1339.387 | 1746.1853 | 1405.6367 | 1699.8424 | 1339.387 | 1357 | 1901494.2978 | 482179.32 | 218721.8971 | 0 | 861225.841
3399 | 1391.303 | 1537.0662 | 1460.1206 | 1496.2733 | 1391.303 | 1679.65 | 2445162.4222 | 500869.08 | 227199.7799 | 0 | 445703.916
3400 | 1345.155 | 1835.5995 | 1411.69 | 1786.8837 | 1345.155 | 1827.8 | 2567421.2436 | 484255.8 | 219663.8115 | 0 | 231635.691
3401 | 1198.38 | 984.5807 | 984.5807 | 958.4505 | 958.4505 | 1844.25 | 1843378.2614 | 345042.1749 | 156514.9643 | 462659.9212 | 146120.912
3402 | 1181.647 | 234.4248 | 234.4248 | 228.2033 | 228.2033 | 1822.65 | 435244.5038 | 82153.179 | 37265.5948 | 1838540.7901 | 39615.7336
3403 | 1283.014 | 0 | 0 | 0 | 0 | 1776.55 | 0 | 0 | 0 | 4586385.0137 | 0
3404 | 1180.8 | 0 | 0 | 0 | 0 | 1790.7 | 0 | 0 | 0 | 4221001.0368 | 0
3405 | 1619.2 | 0 | 0 | 0 | 0 | 1824.25 | 0 | 0 | 0 | 5788147.7632 | 0
3406 | 1483.2 | 321.0034 | 321.0034 | 312.4841 | 312.4841 | 1876 | 611101.3197 | 112494.2763 | 51028.6537 | 4184953.4415 | 37928.376
3407 | 1326.4 | 621.2819 | 621.2819 | 604.7934 | 604.7934 | 1865.25 | 1175744.0428 | 217725.6373 | 98762.7683 | 2579524.0943 | 79772
3408 | 0 | 0 | 0 | 0 | 0 | 1847.5 | 0 | 0 | 0 | 0 | 0
3409 | 0 | 0 | 0 | 0 | 0 | 1654.1 | 0 | 0 | 0 | 0 | 0
3410 | 0 | 0 | 0 | 0 | 0 | 1700.5 | 0 | 0 | 0 | 0 | 0
3411 | 0 | 0 | 0 | 0 | 0 | 1704.55 | 0 | 0 | 0 | 0 | 0
3412 | 0 | 0 | 0 | 0 | 0 | 1675.8 | 0 | 0 | 0 | 0 | 0
3413 | 0 | 0 | 0 | 0 | 0 | 1672.45 | 0 | 0 | 0 | 0 | 0
3414 | 0 | 0 | 0 | 0 | 0 | 1696.05 | 0 | 0 | 0 | 0 | 0
3415 | 619.025 | 319.4029 | 319.4029 | 310.9261 | 310.9261 | 1608.35 | 520780.7825 | 111933.4122 | 50774.2395 | 594111.9519 | 119198.2859
3416 | 887.264 | 931.1505 | 931.1505 | 906.4383 | 887.264 | 1273.55 | 1176368.2377 | 319415.04 | 144890.2112 | 0 | 644552.9328
3417 | 690.747 | 1957.0443 | 724.9132 | 1905.1055 | 690.747 | 1705.7 | 1229095.0704 | 248668.92 | 112798.9851 | 0 | 203286.8421
3418 | 307.348 | 2889.2716 | 322.5503 | 2812.5919 | 307.348 | 1726.65 | 556308.3457 | 110645.28 | 50189.9284 | 0 | 84013.5758
3419 | 235.767 | 3780.341 | 247.4287 | 3680.0128 | 235.767 | 1296.35 | 321343.4436 | 84876.12 | 38500.7511 | 0 | 165897.4495
3420 | 197.082 | 3981.8074 | 206.8302 | 3876.1324 | 197.082 | 721.7 | 149434.7177 | 70949.52 | 32183.4906 | 0 | 251929.9206
3421 | 683.53 | 3346.4018 | 717.3392 | 3257.5901 | 683.53 | 378.9 | 270197.325 | 246070.8 | 111620.449 | 0 | 1108070.483
3422 | 1150.936 | 3164.0377 | 1207.8644 | 3080.0659 | 1150.936 | 1081.15 | 1297667.0666 | 414336.96 | 187947.8488 | 0 | 1057537.5436
3423 | 1786.232 | 359.08 | 359.08 | 349.5502 | 349.5502 | 1595.55 | 581575.6783 | 125838.0628 | 57081.5435 | 2770376.5513 | 138384.9942
3424 | 1729.544 | 295.8477 | 295.8477 | 287.9961 | 287.9961 | 1836.15 | 551361.6985 | 103678.5947 | 47029.7625 | 2779759.8873 | 46189.9704
3425 | 1610.063 | 1036.0852 | 1036.0852 | 1008.5881 | 1008.5881 | 1864.2 | 1960727.6341 | 363091.7038 | 164702.4312 | 1159833.7389 | 134068.9574
3426 | 1527.327 | 198.2844 | 198.2844 | 193.0221 | 193.0221 | 1826.6 | 368677.8681 | 69487.9463 | 31520.5045 | 2572961.5397 | 32762.0226
3427 | 1637.6 | 0 | 0 | 0 | 0 | 1768.2 | 0 | 0 | 0 | 5853922.1696 | 0
3428 | 1442.4 | 0 | 0 | 0 | 0 | 1790.7 | 0 | 0 | 0 | 5156141.5104 | 0
3429 | 1472.8 | 0 | 0 | 0 | 0 | 1822.7 | 0 | 0 | 0 | 5264812.2688 | 0
3430 | 1553.6 | 321.0034 | 321.0034 | 312.4841 | 312.4841 | 1873.6 | 610296.519 | 112494.2763 | 51028.6537 | 4436612.0399 | 38662.4736
3431 | 1444 | 621.2819 | 621.2819 | 604.7934 | 604.7934 | 1781.25 | 1122957.8595 | 217725.6373 | 98762.7683 | 2999908.3439 | 129500
3432 | 0 | 0 | 0 | 0 | 0 | 1697.6 | 0 | 0 | 0 | 0 | 0
3433 | 0 | 0 | 0 | 0 | 0 | 1475.95 | 0 | 0 | 0 | 0 | 0
3434 | 0 | 0 | 0 | 0 | 0 | 1570.65 | 0 | 0 | 0 | 0 | 0
3435 | 0 | 0 | 0 | 0 | 0 | 1583.4 | 0 | 0 | 0 | 0 | 0
3436 | 0 | 0 | 0 | 0 | 0 | 1598.3 | 0 | 0 | 0 | 0 | 0
3437 | 0 | 0 | 0 | 0 | 0 | 1594.95 | 0 | 0 | 0 | 0 | 0
3438 | 0 | 0 | 0 | 0 | 0 | 1574.9 | 0 | 0 | 0 | 0 | 0
3439 | 1362.282 | 465.9698 | 465.9698 | 453.6033 | 453.6033 | 1579.45 | 751956.2568 | 163297.1702 | 74073.4108 | 1752219.7713 | 186727.5644
3440 | 1064.339 | 1116.9841 | 1116.9841 | 1087.3399 | 1064.339 | 1227.55 | 1374024.9168 | 383162.04 | 173806.5587 | 0 | 822148.6606
3441 | 1658.966 | 1991.7438 | 1741.024 | 1938.884 | 1658.966 | 1511.75 | 2630164.3457 | 597227.76 | 270909.1478 | 0 | 809990.1495
3442 | 1820.422 | 3321.1076 | 1910.465 | 3232.9672 | 1820.422 | 1584.8 | 3031752.9123 | 655351.92 | 297274.9126 | 0 | 755839.2144
3443 | 1766.438 | 3772.4994 | 1853.8108 | 3672.3793 | 1766.438 | 1085.35 | 2025174.0074 | 635917.68 | 288459.3254 | 0 | 1615672.5167
3444 | 1632.862 | 3988.2595 | 1713.6278 | 3882.4132 | 1632.862 | 381.65 | 656025.3364 | 587830.32 | 266646.3646 | 0 | 2642542.2177
3445 | 1633.953 | 3006.9142 | 1714.7727 | 2927.1124 | 1633.953 | 378.9 | 649726.9505 | 588223.08 | 266824.5249 | 0 | 2648801.2083
3446 | 1730.896 | 2815.0756 | 1816.5108 | 2740.365 | 1730.896 | 1311.6 | 2392257.9754 | 623122.56 | 282655.3168 | 0 | 1191548.8064
3447 | 1836.767 | 2656.8586 | 1927.6185 | 2586.347 | 1836.767 | 1690.15 | 3271858.4746 | 661236.12 | 299944.0511 | 0 | 569122.2549
3448 | 1998.015 | 1593.1138 | 1593.1138 | 1550.8334 | 1550.8334 | 1807.8 | 2950134.5325 | 558300.0233 | 253251.0939 | 862307.4381 | 291764.9816
3449 | 1627.268 | 124.2595 | 124.2595 | 120.9618 | 120.9618 | 1906.2 | 242321.8263 | 43546.2308 | 19753.0541 | 2904634.4385 | 11106.2014
3450 | 1652.685 | 236.4534 | 236.4534 | 230.178 | 230.178 | 1826.6 | 441949.2951 | 82864.0973 | 37588.0753 | 2743042.9154 | 39068.5806
3451 | 1494.002 | 0 | 0 | 0 | 0 | 1776.55 | 0 | 0 | 0 | 5340602.9734 | 0
3452 | 1398.4 | 0 | 0 | 0 | 0 | 1832.7 | 0 | 0 | 0 | 4998854.8864 | 0
3453 | 1210.4 | 0 | 0 | 0 | 0 | 1752.6 | 0 | 0 | 0 | 4326812.0384 | 0
3454 | 1628 | 321.0034 | 321.0034 | 312.4841 | 312.4841 | 1832.8 | 599754.4357 | 112494.2763 | 51028.6537 | 4702569.4223 | 51142.1328
3455 | 1786.4 | 621.2819 | 621.2819 | 604.7934 | 604.7934 | 1772.9 | 1124128.3826 | 217725.6373 | 98762.7683 | 4223884.2543 | 134443.2
3456 | 0 | 0 | 0 | 0 | 0 | 1697.6 | 0 | 0 | 0 | 0 | 0
3457 | 0 | 0 | 0 | 0 | 0 | 1624.8 | 0 | 0 | 0 | 0 | 0
3458 | 0 | 0 | 0 | 0 | 0 | 1560.8 | 0 | 0 | 0 | 0 | 0
3459 | 0 | 0 | 0 | 0 | 0 | 1391.25 | 0 | 0 | 0 | 0 | 0
3460 | 0 | 0 | 0 | 0 | 0 | 1537.9 | 0 | 0 | 0 | 0 | 0
3461 | 0 | 0 | 0 | 0 | 0 | 1554.25 | 0 | 0 | 0 | 0 | 0
3462 | 0 | 0 | 0 | 0 | 0 | 1554.55 | 0 | 0 | 0 | 0 | 0
3463 | 1177.554 | 439.0322 | 439.0322 | 427.3806 | 427.3806 | 1310.65 | 587079.4416 | 153856.9985 | 69791.244 | 1446571.4637 | 288382.679
3464 | 1356.489 | 1265.9217 | 1265.9217 | 1232.3249 | 1232.3249 | 318.1 | 410433.7482 | 443636.9495 | 201238.6496 | 239427.6984 | 2028803.6483
3465 | 1166.426 | 1390.7732 | 1224.1206 | 1353.8628 | 1166.426 | 363.7 | 445393.1824 | 419913.36 | 190477.3658 | 0 | 1908622.8638
3466 | 975.268 | 2261.9647 | 1023.5074 | 2201.9334 | 975.268 | 380.4 | 390066.4279 | 351096.48 | 159261.2644 | 0 | 1579544.0528
3467 | 1314.143 | 2946.7454 | 1379.1441 | 2868.5404 | 1314.143 | 385.8 | 534046.2344 | 473091.48 | 214599.5519 | 0 | 2121289.6306
3468 | 1169.049 | 3330.0312 | 1226.8733 | 3241.654 | 1169.049 | 381.65 | 468857.9882 | 420857.64 | 190905.7017 | 0 | 1891930.4492
3469 | 1078.088 | 3915.9378 | 1131.4131 | 3812.011 | 1078.088 | 378.9 | 428416.4437 | 388111.68 | 176051.7704 | 0 | 1747688.4568
3470 | 944.397 | 2791.2958 | 991.1094 | 2717.2164 | 944.397 | 401.05 | 398871.3527 | 339982.92 | 154220.0301 | 0 | 1510043.5832
3471 | 1126.43 | 2376.5051 | 1182.1463 | 2313.434 | 1126.43 | 412.85 | 489194.9286 | 405514.8 | 183946.019 | 0 | 1787813.3745
3472 | 898.155 | 925.9021 | 925.9021 | 901.3292 | 898.155 | 863.15 | 813746.047 | 323335.8 | 146668.7115 | 0 | 1003000.6915
3473 | 1152.652 | 352.8409 | 352.8409 | 343.4767 | 343.4767 | 1724.3 | 621170.9668 | 123651.6119 | 56089.7451 | 1560345.6783 | 92693.3727
3474 | 869.487 | 23.2949 | 23.2949 | 22.6767 | 22.6767 | 1765.8 | 42082.9048 | 8163.6081 | 3703.1033 | 1632917.8716 | 5198.5374
3475 | 1185.808 | 0 | 0 | 0 | 0 | 1706.15 | 0 | 0 | 0 | 2286612.5393 | 0
3476 | 980.8 | 0 | 0 | 0 | 0 | 1774 | 0 | 0 | 0 | 1891292.3328 | 0
3477 | 808.8 | 0 | 0 | 0 | 0 | 1773.55 | 0 | 0 | 0 | 1559621.9808 | 0
3478 | 850.4 | 0 | 0 | 0 | 0 | 1874.8 | 0 | 0 | 0 | 1639839.9264 | 0
3479 | 840 | 321.0034 | 321.0034 | 312.4841 | 312.4841 | 1813.7 | 595716.2083 | 112494.2763 | 51028.6537 | 1017217.3484 | 56984.3262
3480 | 0 | 0 | 0 | 0 | 0 | 1748 | 0 | 0 | 0 | 0 | 0
3481 | 0 | 0 | 0 | 0 | 0 | 1611 | 0 | 0 | 0 | 0 | 0
3482 | 0 | 0 | 0 | 0 | 0 | 1591.95 | 0 | 0 | 0 | 0 | 0
3483 | 0 | 0 | 0 | 0 | 0 | 1554.15 | 0 | 0 | 0 | 0 | 0
3484 | 0 | 0 | 0 | 0 | 0 | 1516.1 | 0 | 0 | 0 | 0 | 0
3485 | 0 | 0 | 0 | 0 | 0 | 1513.85 | 0 | 0 | 0 | 0 | 0
3486 | 0 | 0 | 0 | 0 | 0 | 1538.45 | 0 | 0 | 0 | 0 | 0
3487 | 1097.92 | 1090.6762 | 1090.6762 | 1061.7302 | 1061.7302 | 1236.85 | 1374579.2269 | 382222.873 | 173380.5421 | 69785.3649 | 793119.6637
3488 | 961.001 | 1008.5347 | 1008.5347 | 981.7687 | 961.001 | 312.9 | 315245.6661 | 345960.36 | 156931.4633 | 0 | 1621304.7871
3489 | 988.449 | 2012.9377 | 1037.3404 | 1959.5154 | 988.449 | 353.45 | 365696.1192 | 355841.64 | 161413.7217 | 0 | 1627530.7009
3490 | 1114.766 | 3244.7991 | 1169.9053 | 3158.6839 | 1114.766 | 369.4 | 432587.0528 | 401315.76 | 182041.2878 | 0 | 1817737.4396
3491 | 1334.239 | 3710.0354 | 1400.2341 | 3611.573 | 1334.239 | 375.6 | 528921.4842 | 480326.04 | 217881.2287 | 0 | 2167337.8316
3492 | 1375.817 | 3933.5615 | 1443.8686 | 3829.1669 | 1375.817 | 371.35 | 538506.8106 | 495294.12 | 224670.9161 | 0 | 2240724.3571
3493 | 1313.727 | 3892.3344 | 1378.7075 | 3789.0339 | 1313.727 | 371.45 | 512105.5047 | 472941.72 | 214531.6191 | 0 | 2139470.1058
3494 | 1220.12 | 3028.1575 | 1280.4704 | 2947.7918 | 1220.12 | 395.1 | 505597.7648 | 439243.2 | 199245.596 | 0 | 1958170.588
3495 | 1436.12 | 3055.9766 | 1507.1544 | 2974.8727 | 1436.12 | 403.35 | 608056.805 | 517003.2 | 234518.396 | 0 | 2292980.998
3496 | 1317.272 | 1884.8098 | 1382.4278 | 1834.788 | 1317.272 | 399 | 551394.5568 | 474217.92 | 215110.5176 | 0 | 2108952.472
3497 | 1561.218 | 1177.069 | 1177.069 | 1145.8302 | 1145.8302 | 1347.15 | 1617639.0879 | 412498.8733 | 187114.0723 | 800998.9338 | 732231.3372
3498 | 1522.874 | 218.6167 | 218.6167 | 212.8148 | 212.8148 | 732.85 | 163783.9413 | 76613.312 | 34752.6496 | 2526208.2022 | 263963.8179
3499 | 1531.013 | 0 | 0 | 0 | 0 | 907.25 | 0 | 0 | 0 | 5472906.047 | 0
3500 | 820.8 | 0 | 0 | 0 | 0 | 1366.9 | 0 | 0 | 0 | 2934110.4768 | 0
3501 | 1276 | 0 | 0 | 0 | 0 | 1389.35 | 0 | 0 | 0 | 4561312.096 | 0
3502 | 1128 | 321.0034 | 321.0034 | 312.4841 | 312.4841 | 1761.5 | 579539.5287 | 112494.2763 | 51028.6537 | 2915221.4223 | 72950.949
3503 | 905.6 | 621.2819 | 621.2819 | 604.7934 | 604.7934 | 1753.6 | 1117891.3825 | 217725.6373 | 98762.7683 | 1075292.0175 | 145868.8
3504 | 0 | 0 | 0 | 0 | 0 | 1660.95 | 0 | 0 | 0 | 0 | 0
3505 | 0 | 0 | 0 | 0 | 0 | 1325.4 | 0 | 0 | 0 | 0 | 0
3506 | 0 | 0 | 0 | 0 | 0 | 1502.7 | 0 | 0 | 0 | 0 | 0
3507 | 0 | 0 | 0 | 0 | 0 | 791.75 | 0 | 0 | 0 | 0 | 0
3508 | 0 | 0 | 0 | 0 | 0 | 286.55 | 0 | 0 | 0 | 0 | 0
3509 | 0 | 0 | 0 | 0 | 0 | 282.5 | 0 | 0 | 0 | 0 | 0
3510 | 0 | 0 | 0 | 0 | 0 | 278.25 | 0 | 0 | 0 | 0 | 0
3511 | 803.82 | 461.4697 | 461.4697 | 449.2226 | 449.2226 | 270.4 | 127373.9999 | 161720.1305 | 73358.0481 | 683775.8696 | 760539.712
3512 | 740.237 | 963.7352 | 776.8511 | 938.1582 | 740.237 | 274.45 | 212847.9537 | 266485.32 | 120880.7021 | 0 | 1277315.9553
3513 | 558.473 | 2169.9079 | 586.0966 | 2112.3197 | 558.473 | 291.95 | 171085.9343 | 201050.28 | 91198.6409 | 0 | 953899.8077
3514 | 1199.225 | 3316.0093 | 1258.5419 | 3228.0043 | 1199.225 | 305.15 | 385282.3379 | 431721 | 195833.4425 | 0 | 2032506.4912
3515 | 1228.803 | 3798.207 | 1289.5829 | 3697.4047 | 1228.803 | 317.05 | 409279.0906 | 442369.08 | 200663.5299 | 0 | 2068014.0089
3516 | 1419.01 | 3999.5076 | 1489.1981 | 3893.3629 | 1419.01 | 319.85 | 477768.6089 | 510843.6 | 231724.333 | 0 | 2384149.6515
3517 | 1282.017 | 3947.045 | 1345.429 | 3842.2925 | 1282.017 | 321.45 | 434085.3037 | 461526.12 | 209353.3761 | 0 | 2151929.6354
3518 | 1153.519 | 3620.4144 | 1210.5752 | 3524.3306 | 1153.519 | 333.85 | 404796.7759 | 415266.84 | 188369.6527 | 0 | 1921935.6819
3519 | 1350.247 | 3052.505 | 1417.0339 | 2971.4932 | 1350.247 | 338.05 | 477680.3571 | 486088.92 | 220495.3351 | 0 | 2244043.0016
3520 | 1241.158 | 2250.2537 | 1302.549 | 2190.5332 | 1241.158 | 334.5 | 434123.0927 | 446816.88 | 202681.1014 | 0 | 2067148.649
3521 | 1171.973 | 797.2726 | 797.2726 | 776.1134 | 776.1134 | 324.95 | 264537.6797 | 279400.8375 | 126739.3243 | 763342.3284 | 1272528.7848
3522 | 1371.137 | 194.393 | 194.393 | 189.2339 | 189.2339 | 315.85 | 62556.1896 | 68124.2188 | 30901.9026 | 2279082.5789 | 311956.7887
3523 | 1506.995 | 0 | 0 | 0 | 0 | 318.4 | 0 | 0 | 0 | 5387048.9985 | 0
3524 | 1457.6 | 0 | 0 | 0 | 0 | 1431.35 | 0 | 0 | 0 | 5210476.8896 | 0
3525 | 1496 | 0 | 0 | 0 | 0 | 1433.35 | 0 | 0 | 0 | 5347745.216 | 0
3526 | 1008.8 | 321.0034 | 321.0034 | 312.4841 | 312.4841 | 1688.65 | 554274.7741 | 112494.2763 | 51028.6537 | 2489117.6591 | 95233.8699
3527 | 940.8 | 621.2819 | 621.2819 | 604.7934 | 604.7934 | 1738.95 | 1103276.7647 | 217725.6373 | 98762.7683 | 1201121.3167 | 154541.6
3528 | 0 | 0 | 0 | 0 | 0 | 1672.4 | 0 | 0 | 0 | 0 | 0
3529 | 0 | 0 | 0 | 0 | 0 | 1411.4 | 0 | 0 | 0 | 0 | 0
3530 | 0 | 0 | 0 | 0 | 0 | 303.85 | 0 | 0 | 0 | 0 | 0
3531 | 0 | 0 | 0 | 0 | 0 | 296.25 | 0 | 0 | 0 | 0 | 0
3532 | 0 | 0 | 0 | 0 | 0 | 290.8 | 0 | 0 | 0 | 0 | 0
3533 | 0 | 0 | 0 | 0 | 0 | 287.45 | 0 | 0 | 0 | 0 | 0
3534 | 0 | 0 | 0 | 0 | 0 | 287.75 | 0 | 0 | 0 | 0 | 0
3535 | 1415.654 | 461.0846 | 461.0846 | 448.8477 | 448.8477 | 292.3 | 137607.3904 | 161585.1553 | 73296.8218 | 1864308.1467 | 750283.1181
3536 | 996.848 | 1046.1548 | 1046.1548 | 1018.3904 | 996.848 | 318.1 | 331012.0672 | 358865.28 | 162785.2784 | 0 | 1676598.6512
3537 | 1420.083 | 1983.7742 | 1490.3241 | 1931.1259 | 1420.083 | 363.7 | 541014.4627 | 511229.88 | 231899.5539 | 0 | 2323681.8129
3538 | 1718.45 | 3240.3399 | 1803.4492 | 3154.3431 | 1718.45 | 380.4 | 687374.9935 | 618642 | 280622.885 | 0 | 2783201.62
3539 | 1514.737 | 2754.593 | 1589.66 | 2681.4876 | 1514.737 | 385.8 | 614901.9701 | 545305.32 | 247356.5521 | 0 | 2445088.4654
3540 | 1481.469 | 3254.3975 | 1554.7465 | 3168.0276 | 1481.469 | 381.65 | 594754.8623 | 533328.84 | 241923.8877 | 0 | 2397535.3561
3541 | 1629.559 | 3285.2685 | 1710.1614 | 3198.0792 | 1629.559 | 378.9 | 647385.9191 | 586641.24 | 266106.9847 | 0 | 2641678.0949
3542 | 1581.445 | 3039.2755 | 1659.6675 | 2958.6148 | 1581.445 | 1054.8 | 1749632.2051 | 569320.2 | 258249.9685 | 0 | 1494781.814
3543 | 1376.542 | 1669.0844 | 1444.6295 | 1624.7878 | 1376.542 | 1666.1 | 2404219.8222 | 495555.12 | 224789.3086 | 0 | 459627.3738
3544 | 1606.679 | 981.0556 | 981.0556 | 955.0189 | 955.0189 | 1798.5 | 1803428.2196 | 343806.8025 | 155954.5857 | 1256606.6052 | 188365.6255
3545 | 1530.064 | 372.7471 | 372.7471 | 362.8546 | 362.8546 | 1864.2 | 710234.0947 | 130627.659 | 59254.1575 | 2250748.5452 | 48233.3082
3546 | 1776.413 | 98.4386 | 98.4386 | 95.826 | 95.826 | 1821.95 | 183658.9826 | 34497.3768 | 15648.3934 | 3240702.7116 | 16700.9119
3547 | 1785.434 | 0 | 0 | 0 | 0 | 1584.65 | 0 | 0 | 0 | 6382383.7781 | 0
3548 | 1460 | 0 | 0 | 0 | 0 | 1672.45 | 0 | 0 | 0 | 5219056.16 | 0
3549 | 1711.2 | 0 | 0 | 0 | 0 | 1823.9 | 0 | 0 | 0 | 6117019.7952 | 0
3550 | 1587.2 | 321.0034 | 321.0034 | 312.4841 | 312.4841 | 1876 | 614544.3359 | 112494.2763 | 51028.6537 | 4556721.8255 | 37928.376
3551 | 1569.6 | 621.2819 | 621.2819 | 604.7934 | 604.7934 | 1865.25 | 1184525.5223 | 217725.6373 | 98762.7683 | 3448890.1615 | 79772
3552 | 0 | 0 | 0 | 0 | 0 | 1848.7 | 0 | 0 | 0 | 0 | 0
3553 | 0 | 0 | 0 | 0 | 0 | 1824.65 | 0 | 0 | 0 | 0 | 0
3554 | 0 | 0 | 0 | 0 | 0 | 1769.65 | 0 | 0 | 0 | 0 | 0
3555 | 0 | 0 | 0 | 0 | 0 | 1699.9 | 0 | 0 | 0 | 0 | 0
3556 | 0 | 0 | 0 | 0 | 0 | 1689.8 | 0 | 0 | 0 | 0 | 0
3557 | 0 | 0 | 0 | 0 | 0 | 1640.7 | 0 | 0 | 0 | 0 | 0
3558 | 0 | 0 | 0 | 0 | 0 | 1670.45 | 0 | 0 | 0 | 0 | 0
3559 | 1421.245 | 367.6026 | 367.6026 | 357.8467 | 357.8467 | 1562.3 | 585997.4763 | 128824.8025 | 58436.3618 | 2050568.0073 | 153316.2429
3560 | 1472.409 | 1370.8774 | 1370.8774 | 1334.4951 | 1334.4951 | 1060.1 | 1479976.0701 | 480418.2388 | 217923.0511 | 265941.5651 | 1227759.4134
3561 | 1472.679 | 1545.5217 | 1545.5217 | 1504.5044 | 1472.679 | 1402.95 | 2163310.7474 | 530164.44 | 240488.4807 | 0 | 879262.9969
3562 | 1255.664 | 2000.0786 | 1317.7725 | 1946.9976 | 1255.664 | 1679.4 | 2216166.4831 | 452039.04 | 205049.9312 | 0 | 402565.8784
3563 | 1306.374 | 2990.6623 | 1370.9908 | 2911.2917 | 1306.374 | 1326 | 1829170.7848 | 470294.64 | 213330.8742 | 0 | 880496.076
3564 | 1147.369 | 3090.2479 | 1204.121 | 3008.2344 | 1147.369 | 752.65 | 910519.2606 | 413052.84 | 187365.3577 | 0 | 1431170.7222
3565 | 1451.78 | 2963.393 | 1523.589 | 2884.7462 | 1451.78 | 378.9 | 577324.1731 | 522640.8 | 237075.674 | 0 | 2353480.558
3566 | 1625.359 | 619.2313 | 619.2313 | 602.7972 | 602.7972 | 1387.25 | 880340.1379 | 217006.9956 | 98436.7844 | 1971822.2606 | 361550.6865
3567 | 1496.668 | 246.3834 | 246.3834 | 239.8445 | 239.8445 | 1583.35 | 398520.9299 | 86344.0297 | 39166.6113 | 2423552.8121 | 97817.3372
3568 | 1406.455 | 89.8686 | 89.8686 | 87.4836 | 87.4836 | 1777.4 | 162697.1788 | 31494.087 | 14286.0678 | 2543393.7024 | 19061.9058
3569 | 1189.61 | 419.4503 | 419.4503 | 408.3183 | 408.3183 | 1864.2 | 795456.35 | 146994.5954 | 66678.3817 | 1506577.2464 | 54276.6798
3570 | 1307.693 | 198.1606 | 198.1606 | 192.9015 | 192.9015 | 1764.85 | 356649.8341 | 69444.5483 | 31500.8187 | 2149670.2419 | 44401.2582
3571 | 1408 | 0 | 0 | 0 | 0 | 1797.4 | 0 | 0 | 0 | 5033171.968 | 0
3572 | 1389.6 | 0 | 0 | 0 | 0 | 1872.3 | 0 | 0 | 0 | 4967397.5616 | 0
3573 | 1545.6 | 0 | 0 | 0 | 0 | 1832.25 | 0 | 0 | 0 | 5525050.1376 | 0
3574 | 1364 | 321.0034 | 321.0034 | 312.4841 | 312.4841 | 1876 | 608810.7756 | 112494.2763 | 51028.6537 | 3758849.6783 | 37928.376
3575 | 1421.6 | 621.2819 | 621.2819 | 604.7934 | 604.7934 | 1865.25 | 1175133.4905 | 217725.6373 | 98762.7683 | 2919835.1535 | 79772
3576 | 0 | 0 | 0 | 0 | 0 | 1848.7 | 0 | 0 | 0 | 0 | 0
3577 | 0 | 0 | 0 | 0 | 0 | 1813.85 | 0 | 0 | 0 | 0 | 0
3578 | 0 | 0 | 0 | 0 | 0 | 1707.5 | 0 | 0 | 0 | 0 | 0
3579 | 0 | 0 | 0 | 0 | 0 | 1649.5 | 0 | 0 | 0 | 0 | 0
3580 | 0 | 0 | 0 | 0 | 0 | 1511.3 | 0 | 0 | 0 | 0 | 0
3581 | 0 | 0 | 0 | 0 | 0 | 1594.95 | 0 | 0 | 0 | 0 | 0
3582 | 0 | 0 | 0 | 0 | 0 | 1586.75 | 0 | 0 | 0 | 0 | 0
3583 | 1709.965 | 402.98 | 402.98 | 392.2852 | 392.2852 | 1595.55 | 654617.064 | 141222.6593 | 64060.1674 | 2540903.1093 | 155303.5421
3584 | 1408.436 | 1157.1449 | 1157.1449 | 1126.4349 | 1126.4349 | 1339.6 | 1577152.1126 | 405516.574 | 183946.8237 | 543787.1797 | 728161.6628
3585 | 1450.739 | 1522.4965 | 1522.4965 | 1482.0902 | 1450.739 | 1751.05 | 2652545.3576 | 522266.04 | 236905.6787 | 0 | 361161.474
3586 | 1655.173 | 1863.172 | 1737.0423 | 1813.7244 | 1655.173 | 1788.7 | 3102660.4228 | 595862.28 | 270289.7509 | 0 | 349738.0549
3587 | 1645.765 | 2379.6451 | 1727.169 | 2316.4907 | 1645.765 | 1784.8 | 3097591.8205 | 592475.4 | 268753.4245 | 0 | 354168.628
3588 | 1950.329 | 2939.8672 | 2046.7975 | 2861.8447 | 1950.329 | 1564.35 | 3216192.0189 | 702118.44 | 318488.7257 | 0 | 849660.8289
3589 | 1604.172 | 2396.8322 | 1683.5187 | 2333.2216 | 1604.172 | 1166.6 | 1970565.9894 | 577501.92 | 261961.2876 | 0 | 1336916.9448
3590 | 1638.537 | 299.8042 | 299.8042 | 291.8476 | 291.8476 | 1853.85 | 566190.4363 | 105065.1245 | 47658.7079 | 2596842.7785 | 41751.2551
3591 | 1750.351 | 849.2504 | 849.2504 | 826.7118 | 826.7118 | 1920.65 | 1666498.0247 | 297616.235 | 135002.0311 | 1781068.3171 | 64211.9244
3592 | 1625.121 | 1705.5039 | 1705.5039 | 1660.2407 | 1625.121 | 1920.15 | 3271204.6997 | 585043.56 | 265382.2593 | 0 | 129765.9118
3593 | 1456.088 | 956.1455 | 956.1455 | 930.7699 | 930.7699 | 1907.4 | 1863038.3972 | 335077.1814 | 151994.7326 | 1012979.2042 | 84366.1006
3594 | 1657.048 | 235.7618 | 235.7618 | 229.5048 | 229.5048 | 1826.6 | 439955.1141 | 82621.7304 | 37478.1349 | 2752754.3801 | 38954.31
3595 | 1497.593 | 0 | 0 | 0 | 0 | 1776.55 | 0 | 0 | 0 | 5353439.7067 | 0
3596 | 1270.4 | 0 | 0 | 0 | 0 | 1861.5 | 0 | 0 | 0 | 4541293.7984 | 0
3597 | 1587.2 | 0 | 0 | 0 | 0 | 1873.05 | 0 | 0 | 0 | 5673757.4912 | 0
3598 | 1514.4 | 321.0034 | 321.0034 | 312.4841 | 312.4841 | 1876 | 612655.9264 | 112494.2763 | 51028.6537 | 4296483.9567 | 37928.376
3599 | 1600.8 | 621.2819 | 621.2819 | 604.7934 | 604.7934 | 1865.25 | 1183601.8128 | 217725.6373 | 98762.7683 | 3560420.6767 | 79772
3600 | 0 | 0 | 0 | 0 | 0 | 1848.7 | 0 | 0 | 0 | 0 | 0
3601 | 0 | 0 | 0 | 0 | 0 | 1710.55 | 0 | 0 | 0 | 0 | 0
3602 | 0 | 0 | 0 | 0 | 0 | 1720.5 | 0 | 0 | 0 | 0 | 0
3603 | 0 | 0 | 0 | 0 | 0 | 1704.55 | 0 | 0 | 0 | 0 | 0
3604 | 0 | 0 | 0 | 0 | 0 | 1699.1 | 0 | 0 | 0 | 0 | 0
3605 | 0 | 0 | 0 | 0 | 0 | 1695.75 | 0 | 0 | 0 | 0 | 0
3606 | 0 | 0 | 0 | 0 | 0 | 1696.05 | 0 | 0 | 0 | 0 | 0
3607 | 1586.458 | 455.0176 | 455.0176 | 442.9417 | 442.9417 | 1361.75 | 632122.1476 | 159459.0203 | 72332.3834 | 2205060.733 | 276727.329
3608 | 1339.324 | 1405.5706 | 1405.5706 | 1368.2675 | 1339.324 | 1062.1 | 1486981.4053 | 482156.64 | 218711.6092 | 0 | 1256151.9796
3609 | 1167.329 | 1867.0214 | 1225.0682 | 1817.4717 | 1167.329 | 1541.95 | 1883361.4969 | 420238.44 | 190624.8257 | 0 | 534695.0485
3610 | 1838.145 | 2831.9898 | 1929.0646 | 2756.8303 | 1838.145 | 1738.3 | 3359346.4401 | 661732.2 | 300169.0785 | 0 | 481042.5465
3611 | 1601.039 | 3563.2974 | 1680.2307 | 3468.7294 | 1601.039 | 1527.8 | 2582411.6764 | 576374.04 | 261449.6687 | 0 | 756010.6158
3612 | 1499.82 | 3782.8838 | 1574.0052 | 3682.4881 | 1499.82 | 1278.15 | 2017490.0045 | 539935.2 | 244920.606 | 0 | 1082645.067
3613 | 1916.994 | 3309.1847 | 2011.8137 | 3221.3607 | 1916.994 | 1166.6 | 2349022.0713 | 690117.84 | 313045.1202 | 0 | 1597622.7996
3614 | 1203.199 | 3190.3719 | 1262.7125 | 3105.7011 | 1203.199 | 1754.7 | 2223003.2393 | 433151.64 | 196482.3967 | 0 | 295144.7147
3615 | 1339.569 | 764.4559 | 764.4559 | 744.1677 | 744.1677 | 1821.15 | 1433489.571 | 267900.3633 | 121522.5815 | 1148121.8996 | 130278.9901
3616 | 1487.923 | 99.1249 | 99.1249 | 96.4942 | 96.4942 | 1819.45 | 185546.9064 | 34737.9048 | 15757.4996 | 2683114.4566 | 17053.4891
3617 | 1570.841 | 466.8923 | 466.8923 | 454.5012 | 454.5012 | 1874.75 | 897254.3281 | 163620.4487 | 74220.0535 | 2152655.8085 | 55722.0968
3618 | 1493.196 | 166.1719 | 166.1719 | 161.7618 | 161.7618 | 1727.05 | 293826.596 | 58234.2524 | 26415.7039 | 2567425.8473 | 43218.903
3619 | 1175.793 | 0 | 0 | 0 | 0 | 1713.55 | 0 | 0 | 0 | 4203102.5339 | 0
3620 | 1504 | 0 | 0 | 0 | 0 | 1790.7 | 0 | 0 | 0 | 5376342.784 | 0
3621 | 1400 | 0 | 0 | 0 | 0 | 1822.7 | 0 | 0 | 0 | 5004574.4 | 0
3622 | 1072 | 321.0034 | 321.0034 | 312.4841 | 312.4841 | 1874.8 | 612047.6533 | 112494.2763 | 51028.6537 | 2715038.4463 | 38295.4248
3623 | 1568.8 | 621.2819 | 621.2819 | 604.7934 | 604.7934 | 1859.05 | 1179872.8762 | 217725.6373 | 98762.7683 | 3446030.4047 | 83442.4
3624 | 0 | 0 | 0 | 0 | 0 | 1756.35 | 0 | 0 | 0 | 0 | 0
3625 | 1048.116 | 0 | 0 | 0 | 0 | 1017.55 | 0 | 0 | 0 | 2021098.87 | 0
3626 | 1148.1467 | 0 | 0 | 0 | 0 | 1524.35 | 0 | 0 | 0 | 2213989.7098 | 0
3627 | 1165.0637 | 0 | 0 | 0 | 0 | 1437.25 | 0 | 0 | 0 | 2246610.9544 | 0
3628 | 1257.0037 | 0 | 0 | 0 | 0 | 1231 | 0 | 0 | 0 | 2423900.3294 | 0
3629 | 1164.3282 | 0 | 0 | 0 | 0 | 1227.65 | 0 | 0 | 0 | 2245192.6395 | 0
3630 | 1084.892 | 0 | 0 | 0 | 0 | 1075.45 | 0 | 0 | 0 | 2092014.6192 | 0
3631 | 1136.1375 | 457.2404 | 457.2404 | 445.1055 | 445.1055 | 1023.8 | 475740.4477 | 160237.9779 | 72685.7272 | 1332528.1254 | 425320.578
3632 | 857.2624 | 904.0743 | 899.6645 | 880.0807 | 857.2624 | 318.2 | 284867.4837 | 308614.4491 | 139990.9431 | 0 | 1441743.8345
3633 | 1126.9766 | 2083.0072 | 1182.7193 | 2027.7253 | 1126.9766 | 1106.7 | 1303100.5133 | 405711.585 | 184035.2829 | 0 | 1006728.2191
3634 | 1088.1963 | 2065.3457 | 1142.0211 | 2010.5326 | 1088.1963 | 1076.9 | 1234181.3875 | 391750.6799 | 177702.4612 | 0 | 1004514.035
3635 | 1073.6523 | 2767.6514 | 1126.7577 | 2694.1995 | 1073.6523 | 385.8 | 437542.1797 | 386514.8438 | 175327.4278 | 0 | 1733089.6137
3636 | 1056.4835 | 2432.4814 | 1108.7395 | 2367.9247 | 1056.4835 | 381.65 | 423973.5793 | 380334.0488 | 172523.7505 | 0 | 1709760.0221
3637 | 976.002 | 1756.8719 | 1024.2777 | 1710.2455 | 976.002 | 378.9 | 387262.3549 | 351360.702 | 159381.1185 | 0 | 1582196.7613
3638 | 1109.748 | 1146.3953 | 1146.3953 | 1115.9706 | 1109.748 | 401.05 | 467167.8325 | 399509.276 | 181221.8466 | 0 | 1746635.4178
3639 | 1130.2855 | 1781.5647 | 1186.193 | 1734.283 | 1130.2855 | 412.85 | 490751.646 | 406902.7966 | 184575.6297 | 0 | 1793932.7043
3640 | 1121.2717 | 1115.3868 | 1115.3868 | 1085.785 | 1085.785 | 411.15 | 469642.5032 | 390882.616 | 177308.6978 | 68429.5782 | 1688656.7904
3641 | 781.8035 | 353.8347 | 353.8347 | 344.4442 | 344.4442 | 969.15 | 349628.0146 | 123999.8994 | 56247.7321 | 843367.0464 | 347559.3243
3642 | 946.9489 | 112.5433 | 112.5433 | 109.5565 | 109.5565 | 940.4 | 108100.3846 | 39440.3372 | 17890.5752 | 1614757.1973 | 113630.4444
3643 | 1087.8341 | 0 | 0 | 0 | 0 | 359.9 | 0 | 0 | 0 | 2097687.8792 | 0
3644 | 1190.0714 | 0 | 0 | 0 | 0 | 365.8 | 0 | 0 | 0 | 2294833.6639 | 0
3645 | 939.259 | 0 | 0 | 0 | 0 | 365.25 | 0 | 0 | 0 | 1811188.2508 | 0
3646 | 1095.1893 | 153.5007 | 153.5007 | 149.4269 | 149.4269 | 367 | 57445.0359 | 53793.6792 | 24401.4106 | 1823728.7747 | 238852.378
3647 | 1081.2144 | 621.2819 | 621.2819 | 604.7934 | 604.7934 | 356.25 | 227140.2303 | 217725.6373 | 98762.7683 | 918690.183 | 973100
3648 | 159.6078 | 167.5026 | 167.5026 | 163.0572 | 159.6078 | 339.7 | 56909.9271 | 57458.8229 | 26063.9605 | 0 | 264996.8991
3649 | 82.3782 | 0 | 0 | 0 | 0 | 1072.9 | 0 | 0 | 0 | 103127.672 | 0
3650 | 157.4013 | 0 | 0 | 0 | 0 | 349.15 | 0 | 0 | 0 | 197047.5162 | 0
3651 | 100.7662 | 0 | 0 | 0 | 0 | 337.6 | 0 | 0 | 0 | 126147.2417 | 0
3652 | 105.1794 | 0 | 0 | 0 | 0 | 327.35 | 0 | 0 | 0 | 131671.9383 | 0
3653 | 78.7006 | 0 | 0 | 0 | 0 | 320.65 | 0 | 0 | 0 | 98523.7581 | 0
3654 | 81.6427 | 0 | 0 | 0 | 0 | 315.7 | 0 | 0 | 0 | 102206.8892 | 0
3655 | 78.8376 | 82.7365 | 82.7365 | 80.5407 | 78.8376 | 314.55 | 25916.7467 | 28381.5473 | 12874.1852 | 0 | 132875.8216
3656 | 193.0078 | 907.3508 | 202.5547 | 883.2702 | 193.0078 | 339.6 | 68421.1252 | 69482.8098 | 31518.1745 | 0 | 320470.1593
3657 | 787.8808 | 826.8517 | 826.8517 | 804.9075 | 787.8808 | 384.4 | 316191.2611 | 283637.0723 | 128660.9275 | 0 | 1272900.1499
3658 | 1235.6617 | 1948.4125 | 1296.7801 | 1896.7027 | 1235.6617 | 401.7 | 519998.5935 | 444838.1972 | 201783.5489 | 0 | 1974958.0296
3659 | 1134.1783 | 1612.086 | 1190.2786 | 1569.3021 | 1134.1783 | 408.5 | 488314.7652 | 408304.183 | 185211.3141 | 0 | 1805044.7422
3660 | 928.5379 | 3950.7769 | 974.466 | 3845.9254 | 928.5379 | 407.55 | 398206.9479 | 334273.6529 | 151630.2431 | 0 | 1478650.2182
3661 | 1150.8718 | 3307.813 | 1207.7972 | 3220.0255 | 1150.8718 | 412.3 | 497510.7891 | 414313.8595 | 187937.3702 | 0 | 1827239.2077
3662 | 1024.287 | 2768.5204 | 1074.951 | 2695.0454 | 1024.287 | 440.25 | 473820.3966 | 368743.32 | 167266.0671 | 0 | 1597631.6483
3663 | 1039.8662 | 2743.7058 | 1091.3006 | 2670.8894 | 1039.8662 | 451.75 | 494659.9459 | 374351.8439 | 169810.1558 | 0 | 1609972.8952
3664 | 1200.7723 | 839.1966 | 839.1966 | 816.9247 | 816.9247 | 442.4 | 379574.1863 | 294092.9046 | 133403.8092 | 740179.3374 | 1245525.4944
3665 | 1211.6653 | 626.3582 | 626.3582 | 609.735 | 609.735 | 1408 | 897076.9549 | 219504.5882 | 99569.7201 | 1160711.9264 | 353327.504
3666 | 1362.6896 | 189.5204 | 189.5204 | 184.4906 | 184.4906 | 1756.7 | 340408.3778 | 66416.6172 | 30127.3155 | 2271940.0554 | 43937.0604
3667 | 1236.4091 | 0 | 0 | 0 | 0 | 1770.65 | 0 | 0 | 0 | 4419786.7749 | 0
3668 | 1330.5557 | 0 | 0 | 0 | 0 | 1800.95 | 0 | 0 | 0 | 4756332.11 | 0
3669 | 1363.6541 | 0 | 0 | 0 | 0 | 1844.25 | 0 | 0 | 0 | 4874648.8281 | 0
3670 | 988.5389 | 321.0034 | 321.0034 | 312.4841 | 312.4841 | 1903.6 | 622018.0496 | 112494.2763 | 51028.6537 | 2416690.3453 | 29486.2536
3671 | 1133.4363 | 621.2819 | 621.2819 | 604.7934 | 604.7934 | 1902.5 | 1208640.2036 | 217725.6373 | 98762.7683 | 1889737.635 | 57720
3672 | 1025.3149 | 0 | 0 | 0 | 0 | 1835.3 | 0 | 0 | 0 | 1977131.1055 | 0
3673 | 1040.0253 | 0 | 0 | 0 | 0 | 1692.8 | 0 | 0 | 0 | 1301986.8588 | 0
3674 | 1289.3666 | 0 | 0 | 0 | 0 | 1658.85 | 0 | 0 | 0 | 1614132.2229 | 0
3675 | 807.601 | 0 | 0 | 0 | 0 | 1379.95 | 0 | 0 | 0 | 1011019.4986 | 0
3676 | 906.1606 | 0 | 0 | 0 | 0 | 1078.35 | 0 | 0 | 0 | 1134404.3919 | 0
3677 | 1054.7357 | 0 | 0 | 0 | 0 | 1069.6 | 0 | 0 | 0 | 1320402.5143 | 0
3678 | 1198.1621 | 0 | 0 | 0 | 0 | 1005.55 | 0 | 0 | 0 | 1499955.1572 | 0
3679 | 1087.0664 | 447.1572 | 447.1572 | 435.2899 | 435.2899 | 293.2 | 133799.3168 | 156704.3497 | 71082.8342 | 1256831.1109 | 727236.7576
3680 | 1228.1419 | 1288.8882 | 1288.8882 | 1254.6818 | 1228.1419 | 299.9 | 386975.8038 | 442131.079 | 200555.57 | 0 | 2087962.5141
3681 | 1131.3953 | 1896.8692 | 1187.3569 | 1846.5273 | 1131.3953 | 318.8 | 379466.2397 | 407302.2943 | 184756.8463 | 0 | 1902101.7145
3682 | 1253.8934 | 3046.2282 | 1315.9139 | 2965.3829 | 1253.8934 | 332.85 | 439680.842 | 451401.61 | 204760.7859 | 0 | 2090428.3168
3683 | 1272.5121 | 3688.7449 | 1335.4539 | 3590.8476 | 1272.5121 | 345.9 | 463999.8273 | 458104.3668 | 207801.2308 | 0 | 2104862.3142
3684 | 1338.8744 | 3910.615 | 1405.0994 | 3806.8294 | 1338.8744 | 348.15 | 492596.7422 | 481994.7923 | 218638.1933 | 0 | 2211619.7156
3685 | 1355.3308 | 3288.2427 | 1422.3683 | 3200.9745 | 1355.3308 | 355.15 | 508934.6675 | 487919.075 | 221325.5138 | 0 | 2229315.8072
3686 | 1295.2535 | 1037.375 | 1037.375 | 1009.8436 | 1009.8436 | 371.1 | 396065.0965 | 363543.7051 | 164907.464 | 550360.4086 | 1610138.3298
3687 | 1302.0681 | 1127.3507 | 1127.3507 | 1097.4314 | 1097.4314 | 375.7 | 436256.6511 | 395075.3057 | 179210.5484 | 394604.1792 | 1744850.6731
3688 | 1469.4209 | 823.1282 | 823.1282 | 801.2829 | 801.2829 | 366.25 | 309988.6866 | 288461.8282 | 130849.4904 | 1288381.3747 | 1281404.0388
3689 | 1487.386 | 500.537 | 500.537 | 487.2531 | 487.2531 | 348.95 | 178739.1351 | 175411.101 | 79568.4244 | 1928572.4034 | 787461.6933
3690 | 1238.9154 | 183.4408 | 183.4408 | 178.5724 | 178.5724 | 334.85 | 62641.1038 | 64286.0689 | 29160.8751 | 2044676.3752 | 291059.8943
3691 | 1209.1949 | 0 | 0 | 0 | 0 | 1291.45 | 0 | 0 | 0 | 4322504.1401 | 0
3692 | 1137.1139 | 0 | 0 | 0 | 0 | 1675.35 | 0 | 0 | 0 | 4064836.6171 | 0
3693 | 1054.7357 | 0 | 0 | 0 | 0 | 1766.25 | 0 | 0 | 0 | 3770359.4485 | 0
3694 | 1102.5445 | 321.0034 | 321.0034 | 312.4841 | 312.4841 | 1787.75 | 584030.2703 | 112494.2763 | 51028.6537 | 2824225.7126 | 64921.7565
3695 | 1087.8341 | 621.2819 | 621.2819 | 604.7934 | 604.7934 | 1795.15 | 1135261.9112 | 217725.6373 | 98762.7683 | 1726723.4865 | 121271.2
3696 | 1305.548 | 0 | 0 | 0 | 0 | 1773.9 | 0 | 0 | 0 | 2517509.1184 | 0
3697 | 1315.1098 | 0 | 0 | 0 | 0 | 1637.5 | 0 | 0 | 0 | 1646359.6201 | 0
3698 | 1071.6526 | 0 | 0 | 0 | 0 | 1103 | 0 | 0 | 0 | 1341580.5182 | 0
3699 | 1255.5327 | 0 | 0 | 0 | 0 | 1038.05 | 0 | 0 | 0 | 1571776.2151 | 0
3700 | 806.1299 | 0 | 0 | 0 | 0 | 968.4 | 0 | 0 | 0 | 1009177.933 | 0
3701 | 750.2304 | 0 | 0 | 0 | 0 | 977.5 | 0 | 0 | 0 | 939198.4413 | 0
3702 | 706.0992 | 0 | 0 | 0 | 0 | 990.4 | 0 | 0 | 0 | 883951.4743 | 0
3703 | 1144.1924 | 125.5073 | 125.5073 | 122.1764 | 122.1764 | 668.95 | 85843.9913 | 43983.521 | 19951.4138 | 1970769.6968 | 159182.9316
3704 | 1174.6209 | 395.8594 | 395.8594 | 385.3535 | 385.3535 | 344.9 | 139297.3995 | 138727.2734 | 62928.2326 | 1521956.7933 | 624307.0302
3705 | 1421.8944 | 1040.8812 | 1040.8812 | 1013.2568 | 1013.2568 | 399.9 | 424824.7174 | 364772.4574 | 165464.8397 | 787982.3815 | 1587015.9823
3706 | 1445.488 | 1701.3826 | 1516.9857 | 1656.2289 | 1445.488 | 421.4 | 641213.5848 | 520375.6973 | 236048.1982 | 0 | 2281847.4326
3707 | 1314.3991 | 2607.8393 | 1379.4127 | 2538.6286 | 1314.3991 | 427.1 | 593102.9522 | 473183.667 | 214641.3689 | 0 | 2067418.3051
3708 | 1630.578 | 2768.385 | 1711.2308 | 2694.9136 | 1630.578 | 420.5 | 723922.0748 | 587008.0728 | 266273.3841 | 0 | 2575497.9194
3709 | 1339.1925 | 3957.2174 | 1405.4331 | 3852.195 | 1339.1925 | 422.45 | 595155.3077 | 482109.3126 | 218690.141 | 0 | 2112643.1836
3710 | 1441.9686 | 3654.4621 | 1513.2927 | 3557.4747 | 1441.9686 | 811.15 | 1231773.0132 | 519108.6906 | 235473.4699 | 0 | 1714284.3523
3711 | 1484.2371 | 3088.51 | 1557.6514 | 3006.5426 | 1484.2371 | 1692.6 | 2641276.7106 | 534325.3492 | 242375.9153 | 0 | 456254.4787
3712 | 1687.8042 | 2283.5081 | 1771.2873 | 2222.905 | 1687.8042 | 1872.1 | 3318882.5838 | 607609.5102 | 275618.425 | 0 | 215870.1565
3713 | 1368.332 | 1206.9944 | 1206.9944 | 1174.9614 | 1174.9614 | 1904.75 | 2345144.2178 | 422986.1141 | 191871.2012 | 372879.5657 | 109547.6918
3714 | 1435.4445 | 278.8863 | 278.8863 | 271.4848 | 271.4848 | 1814.05 | 516969.3169 | 97734.5377 | 44333.4722 | 2244482.1034 | 49414.7249
3715 | 1408.5208 | 0 | 0 | 0 | 0 | 1707.3 | 0 | 0 | 0 | 5035033.7126 | 0
3716 | 1324.6715 | 0 | 0 | 0 | 0 | 1775.5 | 0 | 0 | 0 | 4735298.0268 | 0
3717 | 1376.1579 | 0 | 0 | 0 | 0 | 1797.4 | 0 | 0 | 0 | 4919346.2549 | 0
3718 | 889.2437 | 321.0034 | 321.0034 | 312.4841 | 312.4841 | 1874.55 | 614287.4725 | 112494.2763 | 51028.6537 | 2061740.1881 | 38371.8933
3719 | 1277.5983 | 621.2819 | 621.2819 | 604.7934 | 604.7934 | 1819.75 | 1158181.2976 | 217725.6373 | 98762.7683 | 2405072.6774 | 106708
3720 | 914.2514 | 0 | 0 | 0 | 0 | 1821.85 | 0 | 0 | 0 | 1762965.5409 | 0
3721 | 1040.0253 | 0 | 0 | 0 | 0 | 1684.55 | 0 | 0 | 0 | 1301986.8588 | 0
3722 | 1225.3763 | 0 | 0 | 0 | 0 | 1314 | 0 | 0 | 0 | 1534024.1213 | 0
3723 | 1041.4963 | 0 | 0 | 0 | 0 | 1042.1 | 0 | 0 | 0 | 1303828.4243 | 0
3724 | 1069.4461 | 0 | 0 | 0 | 0 | 319.7 | 0 | 0 | 0 | 1338818.1699 | 0
3725 | 1206.9883 | 0 | 0 | 0 | 0 | 313.5 | 0 | 0 | 0 | 1511004.5518 | 0
3726 | 1139.3205 | 0 | 0 | 0 | 0 | 310.6 | 0 | 0 | 0 | 1426292.535 | 0
3727 | 968.3737 | 448.3934 | 448.3934 | 436.4933 | 436.4933 | 313.5 | 142431.0143 | 157137.5943 | 71279.3587 | 1025633.4291 | 720573.99
3728 | 1216.8397 | 1277.0271 | 1277.0271 | 1243.1355 | 1216.8397 | 344.9 | 438396.7694 | 438062.2927 | 198709.9233 | 0 | 2013990.2289
3729 | 1270.5584 | 1885.2905 | 1333.4043 | 1835.2559 | 1270.5584 | 399.75 | 532756.6718 | 457401.0258 | 207482.1875 | 0 | 2033211.0876
3730 | 1288.7009 | 2818.9093 | 1352.4426 | 2744.097 | 1288.7009 | 421.4 | 572358.6516 | 463932.3334 | 210444.8612 | 0 | 2034343.2818
3731 | 1265.5835 | 3048.4656 | 1328.1822 | 2967.561 | 1265.5835 | 427.1 | 572305.9614 | 455610.0715 | 206669.7908 | 0 | 1990636.3375
3732 | 1527.2199 | 3167.3078 | 1602.7604 | 3083.2492 | 1527.2199 | 420.5 | 679596.4681 | 549799.182 | 249395.0178 | 0 | 2412243.911
3733 | 1609.8915 | 2789.9714 | 1689.5216 | 2715.9271 | 1609.8915 | 422.45 | 717046.4544 | 579560.9328 | 262895.2787 | 0 | 2539684.3043
3734 | 1684.8217 | 3164.5698 | 1768.1579 | 3080.5838 | 1684.8217 | 776.2 | 1378753.1192 | 606535.798 | 275131.3772 | 0 | 2061884.7487
3735 | 1461.4939 | 2816.738 | 1533.7834 | 2741.9833 | 1461.4939 | 463.9 | 714705.3908 | 526137.7979 | 238661.9511 | 0 | 2245000.7537
3736 | 1490.238 | 2236.7398 | 1563.9492 | 2177.3779 | 1490.238 | 862.6 | 1351321.7118 | 536485.6814 | 243355.8661 | 0 | 1694996.7057
3737 | 1239.2694 | 1136.7297 | 1136.7297 | 1106.5615 | 1106.5615 | 1860.8 | 2147942.4679 | 398362.1537 | 180701.4991 | 255902.6629 | 150775.0368
3738 | 1422.6934 | 207.8944 | 207.8944 | 202.377 | 202.377 | 1737.85 | 366532.983 | 72855.7058 | 33048.1577 | 2353155.6437 | 51930.8664
3739 | 1531.3527 | 0 | 0 | 0 | 0 | 1718.85 | 0 | 0 | 0 | 5474120.2033 | 0
3740 | 1093.7182 | 0 | 0 | 0 | 0 | 1804.65 | 0 | 0 | 0 | 3909710.2534 | 0
3741 | 818.6338 | 0 | 0 | 0 | 0 | 1847.9 | 0 | 0 | 0 | 2926366.8527 | 0
3742 | 913.5158 | 321.0034 | 321.0034 | 312.4841 | 312.4841 | 1913.55 | 624952.2091 | 112494.2763 | 51028.6537 | 2148505.7821 | 26442.8073
3743 | 1149.6178 | 621.2819 | 621.2819 | 604.7934 | 604.7934 | 1824.7 | 1160452.2576 | 217725.6373 | 98762.7683 | 1947581.3639 | 103777.6
3744 | 1036.3477 | 0 | 0 | 0 | 0 | 1722 | 0 | 0 | 0 | 1998405.8303 | 0
3745 | 967.2088 | 0 | 0 | 0 | 0 | 1121.35 | 0 | 0 | 0 | 1210829.3631 | 0
3746 | 1274.6562 | 0 | 0 | 0 | 0 | 1053.05 | 0 | 0 | 0 | 1595716.5674 | 0
3747 | 962.0602 | 0 | 0 | 0 | 0 | 651.8 | 0 | 0 | 0 | 1204383.8836 | 0
3748 | 1158.444 | 0 | 0 | 0 | 0 | 319.7 | 0 | 0 | 0 | 1450232.8872 | 0
3749 | 1215.0791 | 0 | 0 | 0 | 0 | 313.8 | 0 | 0 | 0 | 1521133.1624 | 0
3750 | 663.439 | 0 | 0 | 0 | 0 | 310.75 | 0 | 0 | 0 | 830546.0727 | 0
3751 | 831.19 | 425.1279 | 425.1279 | 413.8452 | 413.8452 | 313.65 | 135974.3632 | 148984.284 | 67580.9266 | 804772.6162 | 683125.2079
3752 | 900.2029 | 944.7295 | 944.7295 | 919.6569 | 900.2029 | 344.9 | 324993.8601 | 324073.0569 | 147003.1394 | 0 | 1489925.8792
3753 | 1016.1898 | 1401.7852 | 1066.4535 | 1364.5826 | 1016.1898 | 399.75 | 426680.5829 | 365828.3438 | 165943.8015 | 0 | 1626157.7979
3754 | 1501.8804 | 1866.9301 | 1576.167 | 1817.3828 | 1501.8804 | 421.25 | 664258.0261 | 540676.9321 | 245257.0639 | 0 | 2371093.6294
3755 | 1433.3713 | 3664.2725 | 1504.2694 | 3567.0247 | 1433.3713 | 427.1 | 644454.7096 | 516013.659 | 234069.5292 | 0 | 2254549.6784
3756 | 1371.731 | 2235.9947 | 1439.5805 | 2176.6526 | 1371.731 | 420.5 | 606084.2452 | 493823.1676 | 224003.6757 | 0 | 2166649.1477
3757 | 1529.9046 | 1084.5274 | 1084.5274 | 1055.7446 | 1055.7446 | 422.45 | 466670.7246 | 380068.0512 | 172403.091 | 914330.3364 | 1630259.1006
3758 | 1387.7571 | 355.3134 | 355.3134 | 345.8836 | 345.8836 | 451.55 | 164427.5551 | 124518.1011 | 56482.7942 | 2009061.2799 | 524254.0711
3759 | 1085.9861 | 606.1969 | 606.1969 | 590.1088 | 590.1088 | 463.6 | 288402.4014 | 212439.1706 | 96364.7682 | 956208.1082 | 887464.5864
3760 | 1513.4915 | 505.9722 | 505.9722 | 492.544 | 492.544 | 816.55 | 424201.0802 | 177315.8326 | 80432.4318 | 1968709.3793 | 570570.8313
3761 | 1215.0892 | 325.4888 | 325.4888 | 316.8505 | 316.8505 | 1243.75 | 414653.4339 | 114066.1672 | 51741.6808 | 1732088.0563 | 234549.425
3762 | 1339.0123 | 57.1884 | 57.1884 | 55.6706 | 55.6706 | 1111.8 | 65141.2205 | 20041.4242 | 9091.0127 | 2474688.353 | 48400.6826
3763 | 1233.4671 | 0 | 0 | 0 | 0 | 1100 | 0 | 0 | 0 | 4409269.7333 | 0
3764 | 1164.3282 | 0 | 0 | 0 | 0 | 1108.6 | 0 | 0 | 0 | 4162119.252 | 0
3765 | 1034.1411 | 0 | 0 | 0 | 0 | 1386.75 | 0 | 0 | 0 | 3696740.1573 | 0
3766 | 1329.8202 | 321.0034 | 321.0034 | 312.4841 | 312.4841 | 1819.6 | 599651.2222 | 112494.2763 | 51028.6537 | 3636667.1839 | 55179.6696
3767 | 1057.6778 | 621.2819 | 621.2819 | 604.7934 | 604.7934 | 1752.65 | 1120330.1489 | 217725.6373 | 98762.7683 | 1618923.81 | 146431.2
3768 | 1348.9437 | 0 | 0 | 0 | 0 | 1313.5 | 0 | 0 | 0 | 2601189.7044 | 0
3769 | 972.3574 | 0 | 0 | 0 | 0 | 1075.45 | 0 | 0 | 0 | 1217274.8426 | 0
3770 | 1018.6952 | 0 | 0 | 0 | 0 | 1037.1 | 0 | 0 | 0 | 1275284.1582 | 0
3771 | 1329.8202 | 0 | 0 | 0 | 0 | 991.15 | 0 | 0 | 0 | 1664775.2769 | 0
3772 | 1226.8474 | 0 | 0 | 0 | 0 | 968.4 | 0 | 0 | 0 | 1535865.6868 | 0
3773 | 759.7922 | 0 | 0 | 0 | 0 | 993.45 | 0 | 0 | 0 | 951168.6175 | 0
3774 | 961.3246 | 0 | 0 | 0 | 0 | 1029.45 | 0 | 0 | 0 | 1203463.1008 | 0
3775 | 883.3154 | 223.7916 | 223.7916 | 217.8523 | 217.8523 | 993.45 | 227706.9351 | 78426.8341 | 35575.2834 | 1283223.1036 | 214640.7482
3776 | 819.4309 | 863.605 | 859.9623 | 840.6854 | 819.4309 | 345.2 | 296739.0468 | 294995.1193 | 133813.0638 | 0 | 1355994.2316
3777 | 938.7295 | 1450.6712 | 985.1621 | 1412.1712 | 938.7295 | 399.9 | 394139.4236 | 337942.6106 | 153294.5231 | 0 | 1502061.031
3778 | 1175.0134 | 3061.3939 | 1233.1323 | 2980.1462 | 1175.0134 | 421.25 | 520047.7448 | 423004.8373 | 191879.6943 | 0 | 1855052.4637
3779 | 1296.981 | 2108.9856 | 1361.1332 | 2053.0142 | 1296.981 | 427.1 | 583278.8007 | 466913.1751 | 211797.0042 | 0 | 2040021.481
3780 | 1264.4646 | 3681.0387 | 1327.0078 | 3583.3459 | 1264.4646 | 420.5 | 558432.0439 | 455207.2639 | 206487.0728 | 0 | 1997221.8704
3781 | 1379.1589 | 3695.091 | 1447.3759 | 3597.0253 | 1379.1589 | 422.45 | 609794.624 | 496497.1874 | 225216.6409 | 0 | 2175692.0501
3782 | 1238.6166 | 1973.6322 | 1299.8823 | 1921.253 | 1238.6166 | 451.55 | 590795.674 | 445901.9796 | 202266.0924 | 0 | 1917935.8898
3783 | 1071.4449 | 2616.2885 | 1124.4416 | 2546.8536 | 1071.4449 | 463.6 | 525935.8287 | 385720.1514 | 174966.9465 | 0 | 1646167.8906
3784 | 1163.5669 | 2073.4193 | 1221.1202 | 2018.3918 | 1163.5669 | 457.05 | 562818.6389 | 418884.0865 | 190010.4759 | 0 | 1795325.5592
3785 | 930.6139 | 872.9536 | 872.9536 | 849.7859 | 849.7859 | 1153.75 | 1036240.9511 | 305922.9094 | 138770.0309 | 155862.0614 | 703919.2125
3786 | 930.0798 | 230.4924 | 230.4924 | 224.3753 | 224.3753 | 752.45 | 178646.9503 | 80775.1081 | 36640.4865 | 1360821.198 | 273998.159
3787 | 892.9213 | 0 | 0 | 0 | 0 | 1369.8 | 0 | 0 | 0 | 3191922.1558 | 0
3788 | 1206.2528 | 0 | 0 | 0 | 0 | 1727.45 | 0 | 0 | 0 | 4311987.0985 | 0
3789 | 1006.9269 | 0 | 0 | 0 | 0 | 1722 | 0 | 0 | 0 | 3599457.5224 | 0
3790 | 984.8613 | 321.0034 | 321.0034 | 312.4841 | 312.4841 | 1819.6 | 599820.1576 | 112494.2763 | 51028.6537 | 2403544.0433 | 55179.6696
3791 | 1077.5368 | 621.2819 | 621.2819 | 604.7934 | 604.7934 | 1742.75 | 1117593.1237 | 217725.6373 | 98762.7683 | 1689913.8409 | 152292
3792 | 956.176 | 0 | 0 | 0 | 0 | 1515.85 | 0 | 0 | 0 | 1843809.4956 | 0
3793 | 959.8536 | 0 | 0 | 0 | 0 | 880.95 | 0 | 0 | 0 | 1850901.0707 | 0
3794 | 1045.1739 | 0 | 0 | 0 | 0 | 687.7 | 0 | 0 | 0 | 2015425.6101 | 0
3795 | 993.6875 | 0 | 0 | 0 | 0 | 327.25 | 0 | 0 | 0 | 1916143.5606 | 0
3796 | 951.0274 | 0 | 0 | 0 | 0 | 319.4 | 0 | 0 | 0 | 1833881.2907 | 0
3797 | 970.1509 | 0 | 0 | 0 | 0 | 313.5 | 0 | 0 | 0 | 1870757.4807 | 0
3798 | 989.2744 | 0 | 0 | 0 | 0 | 310.45 | 0 | 0 | 0 | 1907633.6705 | 0
3799 | 814.7659 | 433.384 | 433.384 | 421.8822 | 421.8822 | 313.5 | 139264.2391 | 151877.6077 | 68893.3704 | 757603.747 | 696453.667
3800 | 269.8053 | 692.785 | 283.1503 | 674.3988 | 269.8053 | 344.9 | 97740.7871 | 97129.9035 | 44059.2035 | 0 | 446554.7315
3801 | 129.9866 | 2023.5131 | 136.4165 | 1969.8102 | 129.9866 | 399.75 | 54566.5356 | 46795.1803 | 21226.8137 | 0 | 208011.0757
3802 | 207.7449 | 3146.6974 | 218.0206 | 3063.1858 | 207.7449 | 421.25 | 91922.9441 | 74788.1523 | 33924.7369 | 0 | 327977.2097
3803 | 159.9664 | 2762.6539 | 167.8784 | 2689.3346 | 159.9664 | 427.1 | 72016.4171 | 57587.9067 | 26122.5143 | 0 | 251611.1622
3804 | 171.8487 | 3227.7138 | 180.3491 | 3142.0521 | 171.8487 | 420.5 | 76009.0715 | 61865.5439 | 28062.8981 | 0 | 271435.0739
3805 | 132.4947 | 3104.933 | 139.0486 | 3022.5298 | 132.4947 | 422.45 | 58623.6964 | 47698.1047 | 21636.3903 | 0 | 209017.0695
3806 | 124.5833 | 3361.6652 | 130.7452 | 3272.4484 | 124.5833 | 451.55 | 59240.3606 | 44849.9873 | 20344.4526 | 0 | 192911.0079
3807 | 178.8941 | 2515.7153 | 187.7426 | 2448.9496 | 178.8941 | 463.6 | 87459.9796 | 64401.8743 | 29213.4058 | 0 | 274852.8882
3808 | 197.9358 | 1931.1698 | 207.7264 | 1879.9176 | 197.9358 | 1605.15 | 335552.8059 | 71256.884 | 32322.9143 | 0 | 78154.9462
3809 | 169.2818 | 705.9662 | 177.6551 | 687.2303 | 169.2818 | 1647.35 | 292832.8938 | 60941.4366 | 27643.7128 | 0 | 59697.2156
3810 | 186.6658 | 209.669 | 195.899 | 204.1045 | 186.6658 | 952.4 | 186964.3358 | 67199.6821 | 30482.5225 | 0 | 195551.0749
3811 | 128.716 | 135.0826 | 135.0826 | 131.4976 | 128.716 | 880.6 | 119068.6966 | 46337.7604 | 21019.323 | 0 | 144084.6904
3812 | 181.6734 | 190.659 | 190.659 | 185.5991 | 181.6734 | 1398.1 | 266775.8342 | 65402.439 | 29667.273 | 0 | 109348.9787
3813 | 183.1445 | 192.2028 | 192.2028 | 187.1018 | 183.1445 | 1611.4 | 309634.2805 | 65932.0134 | 29907.4938 | 0 | 71169.7584
3814 | 100.0307 | 104.9788 | 104.9788 | 102.1927 | 100.0307 | 1753.55 | 184463.1562 | 36011.0595 | 16335.0167 | 0 | 24652.5712
3815 | 90.469 | 94.9438 | 94.9438 | 92.4241 | 90.469 | 966.75 | 92398.6542 | 32568.8259 | 14773.5813 | 0 | 93477.0537
3816 | 94.1466 | 98.8038 | 98.8038 | 96.1816 | 94.1466 | 383.2 | 38102.2382 | 33892.7619 | 15374.1334 | 0 | 152216.1595
3817 | 85.3203 | 0 | 0 | 0 | 0 | 721.75 | 0 | 0 | 0 | 106810.8031 | 0
3818 | 91.2045 | 0 | 0 | 0 | 0 | 998.15 | 0 | 0 | 0 | 114177.0654 | 0
3819 | 86.7914 | 0 | 0 | 0 | 0 | 986.6 | 0 | 0 | 0 | 108652.3687 | 0
3820 | 90.469 | 0 | 0 | 0 | 0 | 976.35 | 0 | 0 | 0 | 113256.2826 | 0
3821 | 85.3203 | 35.3018 | 35.3018 | 34.3649 | 34.3649 | 969.65 | 35146.5012 | 12371.3767 | 5611.7939 | 63790.0281 | 34658.9133
3822 | 86.0558 | 90.3126 | 90.3126 | 87.9157 | 86.0558 | 964.7 | 87490.2317 | 30980.1027 | 14052.9188 | 0 | 89093.6119
3823 | 73.9979 | 77.6571 | 77.6571 | 75.5961 | 73.9979 | 978.55 | 76036.8099 | 26639.2475 | 12083.8586 | 0 | 75584.2357
3824 | 92.8447 | 97.4374 | 97.4374 | 94.8514 | 92.8447 | 1013.6 | 98822.413 | 33424.0885 | 15161.5379 | 0 | 91582.0026
3825 | 624.5034 | 655.3926 | 655.3926 | 637.9988 | 624.5034 | 1103.1 | 724464.2937 | 224821.2149 | 101981.4011 | 0 | 560116.7407
3826 | 1169.1854 | 1227.0161 | 1227.0161 | 1194.4517 | 1169.1854 | 726.2 | 893239.646 | 420906.7296 | 190927.9693 | 0 | 1489307.853
3827 | 1182.7428 | 2554.8571 | 1241.2447 | 2487.0526 | 1182.7428 | 408.5 | 510004.703 | 425787.4199 | 193141.9046 | 0 | 1882335.2187
3828 | 1218.137 | 2871.8914 | 1278.3893 | 2795.673 | 1218.137 | 407.55 | 523162.1746 | 438529.311 | 198921.768 | 0 | 1939822.2258
3829 | 1041.8558 | 2856.373 | 1093.389 | 2780.5664 | 1041.8558 | 412.3 | 450643.2604 | 375068.093 | 170135.0544 | 0 | 1654154.4759
3830 | 1119.2978 | 1457.8601 | 1174.6615 | 1419.1693 | 1119.2978 | 440.25 | 520307.8128 | 402947.2069 | 182781.3303 | 0 | 1745824.7389
3831 | 1117.0011 | 2204.367 | 1172.2519 | 2145.8643 | 1117.0011 | 1508.45 | 1784230.9381 | 402120.4086 | 182406.2853 | 0 | 549061.9079
3832 | 1182.9589 | 1616.1894 | 1241.4714 | 1573.2966 | 1182.9589 | 1576.8 | 1967799.1533 | 425865.2011 | 193177.1871 | 0 | 500628.2031
3833 | 1307.3767 | 854.5491 | 854.5491 | 831.8699 | 831.8699 | 1549.2 | 1358449.8978 | 299473.1552 | 135844.3507 | 916927.4138 | 367074.2684
3834 | 1228.2872 | 235.9748 | 235.9748 | 229.7122 | 229.7122 | 1504.8 | 365326.3779 | 82696.3897 | 37512.0012 | 1925568.0673 | 111347.2056
3835 | 1151.8243 | 0 | 0 | 0 | 0 | 1494.6 | 0 | 0 | 0 | 4117421.8252 | 0
3836 | 1090.7762 | 0 | 0 | 0 | 0 | 1504.35 | 0 | 0 | 0 | 3899193.2118 | 0
3837 | 1351.8858 | 0 | 0 | 0 | 0 | 1570 | 0 | 0 | 0 | 4832580.6616 | 0
3838 | 1092.9827 | 321.0034 | 321.0034 | 312.4841 | 312.4841 | 1532.3 | 505562.896 | 112494.2763 | 51028.6537 | 2790045.3273 | 143057.2698
3839 | 716.3965 | 621.2819 | 621.2819 | 604.7934 | 604.7934 | 1284 | 824214.7152 | 217725.6373 | 98762.7683 | 398946.9739 | 423872
3840 | 1042.2318 | 0 | 0 | 0 | 0 | 718.05 | 0 | 0 | 0 | 2009752.3501 | 0
3841 | 806.8654 | 0 | 0 | 0 | 0 | 726.65 | 0 | 0 | 0 | 1010098.7158 | 0
3842 | 816.4272 | 0 | 0 | 0 | 0 | 591.9 | 0 | 0 | 0 | 1022068.892 | 0
3843 | 912.0448 | 0 | 0 | 0 | 0 | 331 | 0 | 0 | 0 | 1141770.6542 | 0
3844 | 945.1432 | 0 | 0 | 0 | 0 | 571.95 | 0 | 0 | 0 | 1183205.8795 | 0
3845 | 937.788 | 0 | 0 | 0 | 0 | 313.8 | 0 | 0 | 0 | 1173998.0517 | 0
3846 | 909.1027 | 0 | 0 | 0 | 0 | 303.2 | 0 | 0 | 0 | 1138087.523 | 0
3847 | 944.3424 | 425.1573 | 425.1573 | 413.8738 | 413.8738 | 292.7 | 127773.1059 | 148994.5819 | 67585.5978 | 1022911.0354 | 691659.6687
3848 | 881.4527 | 925.051 | 925.051 | 900.5006 | 881.4527 | 299.9 | 278138.5156 | 317322.9692 | 143941.2246 | 0 | 1498556.5452
3849 | 933.853 | 1395.0014 | 980.0439 | 1357.9789 | 933.853 | 318.8 | 313389.2396 | 336187.0714 | 152498.191 | 0 | 1569993.6234
3850 | 994.1031 | 2632.3694 | 1043.274 | 2562.5077 | 994.1031 | 332.85 | 347262.7648 | 357877.1151 | 162337.0358 | 0 | 1657318.979
3851 | 1339.2413 | 2974.6705 | 1405.4835 | 2895.7244 | 1339.2413 | 345.9 | 486803.9702 | 482126.8547 | 218698.0982 | 0 | 2215238.9731
3852 | 1246.3699 | 3250.2458 | 1308.0188 | 3163.9861 | 1246.3699 | 348.15 | 457088.5182 | 448693.1676 | 203532.2063 | 0 | 2058816.1358
3853 | 1003.5325 | 3205.6835 | 1053.1694 | 3120.6064 | 1003.5325 | 355.15 | 377406.5713 | 361271.687 | 163876.8514 | 0 | 1650660.3734
3854 | 1101.4945 | 3025.7269 | 1155.9779 | 2945.4258 | 1101.4945 | 371.1 | 432071.822 | 396538.0326 | 179874.0576 | 0 | 1794224.4481
3855 | 1463.9441 | 2389.9949 | 1536.3546 | 2326.5658 | 1463.9441 | 375.7 | 581996.8488 | 527019.8702 | 239062.0689 | 0 | 2377884.3756
3856 | 1017.2747 | 1631.862 | 1067.5922 | 1588.5533 | 1017.2747 | 366.25 | 394655.8156 | 366218.905 | 166120.9644 | 0 | 1661972.5999
3857 | 1145.9282 | 236.6664 | 236.6664 | 230.3854 | 230.3854 | 348.95 | 84918.6095 | 82938.7566 | 37621.9415 | 1765455.797 | 372331.5876
3858 | 1215.9093 | 27.6953 | 27.6953 | 26.9603 | 26.9603 | 334.35 | 9537.1256 | 9705.7087 | 4402.6173 | 2292669.3162 | 43956.5035
3859 | 1031.199 | 0 | 0 | 0 | 0 | 334.5 | 0 | 0 | 0 | 3686223.1157 | 0
3860 | 1098.8669 | 0 | 0 | 0 | 0 | 598.65 | 0 | 0 | 0 | 3928115.0762 | 0
3861 | 1268.772 | 0 | 0 | 0 | 0 | 357.25 | 0 | 0 | 0 | 4535474.2326 | 0
3862 | 1276.1272 | 321.0034 | 321.0034 | 312.4841 | 312.4841 | 372.75 | 123595.0571 | 112494.2763 | 51028.6537 | 3444731.171 | 497733.4665
3863 | 1315.8453 | 621.2819 | 621.2819 | 604.7934 | 604.7934 | 374.15 | 240250.1877 | 217725.6373 | 98762.7683 | 2541794.2183 | 962503.2
3864 | 1015.0176 | 0 | 0 | 0 | 0 | 359 | 0 | 0 | 0 | 1957274.6957 | 0
3865 | 1181.9806 | 0 | 0 | 0 | 0 | 356.45 | 0 | 0 | 0 | 1479697.9361 | 0
3866 | 934.1104 | 0 | 0 | 0 | 0 | 338.1 | 0 | 0 | 0 | 1169394.1377 | 0
3867 | 1097.3959 | 0 | 0 | 0 | 0 | 327.15 | 0 | 0 | 0 | 1373807.9167 | 0
3868 | 1369.5383 | 0 | 0 | 0 | 0 | 319.4 | 0 | 0 | 0 | 1714497.5469 | 0
3869 | 1001.0427 | 0 | 0 | 0 | 0 | 313.5 | 0 | 0 | 0 | 1253185.3716 | 0
3870 | 1035.6122 | 0 | 0 | 0 | 0 | 310.45 | 0 | 0 | 0 | 1296462.1621 | 0
3871 | 734.6806 | 404.6119 | 404.6119 | 393.8738 | 393.8738 | 313.5 | 130672.1914 | 141794.5569 | 64319.5865 | 657183.2538 | 650216.583
3872 | 858.4429 | 900.9039 | 900.9039 | 876.9944 | 858.4429 | 344.9 | 312556.3309 | 309039.4325 | 140183.7204 | 0 | 1420808.791
3873 | 945.9468 | 1197.374 | 992.7361 | 1165.5963 | 945.9468 | 399.75 | 399875.6976 | 340540.835 | 154473.1065 | 0 | 1513751.3089
3874 | 1313.9909 | 2209.2586 | 1378.9845 | 2150.6261 | 1313.9909 | 421.25 | 585176.5568 | 473036.7103 | 214574.7078 | 0 | 2074463.0734
3875 | 1203.8265 | 2782.3418 | 1263.3705 | 2708.5 | 1203.8265 | 427.1 | 545237.2765 | 433377.545 | 196584.8697 | 0 | 1893498.7239
3876 | 1170.5985 | 3218.6654 | 1228.5 | 3133.2438 | 1170.5985 | 420.5 | 522399.1744 | 421415.4521 | 191158.7315 | 0 | 1848960.296
3877 | 1180.2871 | 3153.5641 | 1238.6682 | 3069.8702 | 1180.2871 | 422.45 | 525365.1954 | 424903.3614 | 192740.8859 | 0 | 1861961.9383
3878 | 935.0749 | 2901.5031 | 981.3263 | 2824.4987 | 935.0749 | 451.55 | 445232.2207 | 336626.9492 | 152697.7244 | 0 | 1447916.6651
3879 | 1443.3311 | 2538.0227 | 1514.7221 | 2470.665 | 1443.3311 | 463.6 | 708064.2459 | 519599.2086 | 235695.9743 | 0 | 2217533.9558
3880 | 1115.1485 | 665.8872 | 665.8872 | 648.2149 | 648.2149 | 457.15 | 314071.5077 | 233357.3819 | 105853.5013 | 900395.521 | 978942.9535
3881 | 1294.3433 | 380.489 | 380.489 | 370.391 | 370.391 | 1289.7 | 504850.1402 | 133340.7705 | 60484.8551 | 1781671.914 | 257523.5268
3882 | 1231.2495 | 211.3072 | 211.3072 | 205.6992 | 205.6992 | 717.4 | 155888.2298 | 74051.7257 | 33590.6856 | 1977584.8978 | 258248.9448
3883 | 1327.6136 | 0 | 0 | 0 | 0 | 1439.5 | 0 | 0 | 0 | 4745815.0684 | 0
3884 | 1377.629 | 0 | 0 | 0 | 0 | 1378.4 | 0 | 0 | 0 | 4924604.7757 | 0
3885 | 1547.5341 | 0 | 0 | 0 | 0 | 1395.35 | 0 | 0 | 0 | 5531963.9357 | 0
3886 | 1445.2968 | 321.0034 | 321.0034 | 312.4841 | 312.4841 | 1700.05 | 561713.527 | 112494.2763 | 51028.6537 | 4049461.0706 | 91746.9063
3887 | 1164.3282 | 621.2819 | 621.2819 | 604.7934 | 604.7934 | 1604.15 | 1027756.0755 | 217725.6373 | 98762.7683 | 2000166.5719 | 234343.2
3888 | 1151.8243 | 0 | 0 | 0 | 0 | 383.1 | 0 | 0 | 0 | 2221081.2847 | 0
3889 | 1028.257 | 0 | 0 | 0 | 0 | 881.05 | 0 | 0 | 0 | 1287254.3344 | 0
3890 | 1179.7741 | 0 | 0 | 0 | 0 | 338.2 | 0 | 0 | 0 | 1476935.5878 | 0
3891 | 1259.2103 | 0 | 0 | 0 | 0 | 327.25 | 0 | 0 | 0 | 1576380.129 | 0
3892 | 1282.0114 | 0 | 0 | 0 | 0 | 319.5 | 0 | 0 | 0 | 1604924.3951 | 0
3893 | 1181.9806 | 0 | 0 | 0 | 0 | 313.6 | 0 | 0 | 0 | 1479697.9361 | 0
3894 | 970.8864 | 0 | 0 | 0 | 0 | 310.6 | 0 | 0 | 0 | 1215433.2771 | 0
3895 | 956.4739 | 436.3529 | 436.3529 | 424.7724 | 424.7724 | 313.7 | 140316.0824 | 152918.0567 | 69365.3296 | 1025288.537 | 701141.6181
3896 | 799.5406 | 839.0885 | 839.0885 | 816.8195 | 799.5406 | 345.1 | 289755.2258 | 287834.6114 | 130564.9779 | 0 | 1323159.7178
3897 | 1009.7099 | 1059.653 | 1059.653 | 1031.5304 | 1009.7099 | 649.35 | 689098.2955 | 363495.5687 | 164885.6288 | 0 | 1363764.694
3898 | 1208.6635 | 2134.5452 | 1268.4467 | 2077.8956 | 1208.6635 | 670.85 | 851998.3913 | 435118.8517 | 197374.7458 | 0 | 1606495.0605
3899 | 1010.5833 | 1715.8705 | 1060.5702 | 1670.3322 | 1010.5833 | 427.1 | 454783.2828 | 363810.0035 | 165028.2599 | 0 | 1589546.5402
3900 | 1237.7156 | 1498.1699 | 1298.9368 | 1458.4093 | 1237.7156 | 420.5 | 547190.3754 | 445577.6153 | 202118.9572 | 0 | 1954971.787
3901 | 1291.5998 | 2901.5094 | 1355.486 | 2824.5049 | 1291.5998 | 422.45 | 571607.3898 | 464975.9258 | 210918.2464 | 0 | 2037563.255
3902 | 1072.2006 | 272.3335 | 272.3335 | 265.1059 | 265.1059 | 451.55 | 125910.3036 | 95438.1207 | 43291.792 | 1556333.6645 | 401819.6781
3903 | 1315.8048 | 193.4705 | 193.4705 | 188.3359 | 188.3359 | 463.8 | 92032.6551 | 67800.9404 | 30755.2599 | 2174116.305 | 283201.5424
3904 | 1295.1505 | 235.6075 | 235.6075 | 229.3546 | 229.3546 | 956.65 | 230630.2701 | 82567.6668 | 37453.6111 | 2055191.2615 | 234235.205
3905 | 1370.3069 | 120.1729 | 120.1729 | 116.9836 | 116.9836 | 1561.75 | 191714.0332 | 42114.0963 | 19103.422 | 2416803.3132 | 50183.5693
3906 | 1281.582 | 79.141 | 79.141 | 77.0407 | 77.0407 | 1488.7 | 120613.2177 | 27734.642 | 12580.7418 | 2322736.3365 | 38557.6443
3907 | 1545.3275 | 0 | 0 | 0 | 0 | 1496.95 | 0 | 0 | 0 | 5524076.1509 | 0
3908 | 1218.0211 | 0 | 0 | 0 | 0 | 1555.55 | 0 | 0 | 0 | 4354055.2649 | 0
3909 | 1410.7274 | 0 | 0 | 0 | 0 | 1637.85 | 0 | 0 | 0 | 5042921.4938 | 0
3910 | 1444.5613 | 321.0034 | 321.0034 | 312.4841 | 312.4841 | 1825.65 | 601284.1682 | 112494.2763 | 51028.6537 | 4046831.8102 | 53329.1319
3911 | 1081.9499 | 621.2819 | 621.2819 | 604.7934 | 604.7934 | 1813.7 | 1158155.0838 | 217725.6373 | 98762.7683 | 1705689.4033 | 110289.6
3912 | 1302.6059 | 0 | 0 | 0 | 0 | 1630.45 | 0 | 0 | 0 | 2511835.8584 | 0
3913 | 1140.056 | 0 | 0 | 0 | 0 | 1340.45 | 0 | 0 | 0 | 1427213.3178 | 0
3914 | 1240.0867 | 0 | 0 | 0 | 0 | 338.15 | 0 | 0 | 0 | 1552439.7768 | 0
3915 | 1393.0749 | 0 | 0 | 0 | 0 | 327.2 | 0 | 0 | 0 | 1743962.5958 | 0
3916 | 1256.2682 | 0 | 0 | 0 | 0 | 319.4 | 0 | 0 | 0 | 1572696.9979 | 0
3917 | 1270.2431 | 0 | 0 | 0 | 0 | 313.5 | 0 | 0 | 0 | 1590191.8707 | 0
3918 | 1252.5906 | 0 | 0 | 0 | 0 | 310.55 | 0 | 0 | 0 | 1568093.084 | 0
3919 | 624.6762 | 233.3071 | 233.3071 | 227.1153 | 227.1153 | 313.65 | 74815.9305 | 81761.4935 | 37087.9219 | 766623.1647 | 374894.1548
3920 | 1045.7035 | 712.9861 | 712.9861 | 694.0638 | 694.0638 | 344.9 | 250655.3438 | 249862.9712 | 113340.62 | 678072.4505 | 1124445.1482
3921 | 811.5093 | 956.4257 | 851.6495 | 931.0427 | 811.5093 | 674.25 | 574125.4258 | 292143.3611 | 132519.4747 | 0 | 1075858.5029
3922 | 397.7894 | 1607.5691 | 417.4647 | 1564.9051 | 397.7894 | 1010.25 | 421640.1482 | 143204.2007 | 64959.0166 | 0 | 393712.1045
3923 | 357.9482 | 2137.4669 | 375.6531 | 2080.7397 | 357.9482 | 427.25 | 161661.1226 | 128861.3399 | 58452.9356 | 0 | 562962.9785
3924 | 364.5053 | 2646.6211 | 382.5344 | 2576.3812 | 364.5053 | 420.55 | 161500.837 | 131221.9178 | 59523.7199 | 0 | 575717.939
3925 | 782.6071 | 2742.86 | 821.3169 | 2670.066 | 782.6071 | 422.45 | 347292.9093 | 281738.548 | 127799.7358 | 0 | 1234601.7956
3926 | 1248.8063 | 1068.8725 | 1068.8725 | 1040.5052 | 1040.5052 | 451.75 | 495267.2388 | 374581.88 | 169914.5028 | 401670.3394 | 1576884.8838
3927 | 1519.8933 | 791.2225 | 791.2225 | 770.2239 | 770.2239 | 463.8 | 375826.8009 | 277280.5869 | 125777.5551 | 1445599.4975 | 1158188.8022
3928 | 1361.4245 | 340.8057 | 340.8057 | 331.7609 | 331.7609 | 851.4 | 297227.2033 | 119433.9132 | 54176.5501 | 1985516.9427 | 372999.8098
3929 | 1399.7203 | 702.0633 | 702.0633 | 683.4309 | 683.4309 | 1223.25 | 879247.9655 | 246035.1191 | 111604.2637 | 1381232.3659 | 519625.5545
3930 | 1546.8023 | 294.6356 | 294.6356 | 286.8161 | 286.8161 | 787.1 | 237823.9626 | 103253.809 | 46837.075 | 2429651.3849 | 340520.4621
3931 | 1616.673 | 0 | 0 | 0 | 0 | 775.35 | 0 | 0 | 0 | 5779114.4135 | 0
3932 | 1468.8335 | 0 | 0 | 0 | 0 | 1488.6 | 0 | 0 | 0 | 5250633.0691 | 0
3933 | 1634.3255 | 0 | 0 | 0 | 0 | 1749.05 | 0 | 0 | 0 | 5842216.6631 | 0
3934 | 1700.5223 | 321.0034 | 321.0034 | 312.4841 | 312.4841 | 1825.65 | 598904.6091 | 112494.2763 | 51028.6537 | 4961814.4372 | 53329.1319
3935 | 1246.7064 | 621.2819 | 621.2819 | 604.7934 | 604.7934 | 1819.75 | 1159484.7495 | 217725.6373 | 98762.7683 | 2294643.7405 | 106708
3936 | 1177.5675 | 0 | 0 | 0 | 0 | 1798.05 | 0 | 0 | 0 | 2270722.3092 | 0
3937 | 1148.1467 | 0 | 0 | 0 | 0 | 1755.55 | 0 | 0 | 0 | 1437341.9284 | 0
3938 | 1455.5941 | 0 | 0 | 0 | 0 | 1176.6 | 0 | 0 | 0 | 1822229.1331 | 0
3939 | 1526.204 | 0 | 0 | 0 | 0 | 1115.65 | 0 | 0 | 0 | 1910624.2798 | 0
3940 | 902.483 | 0 | 0 | 0 | 0 | 569 | 0 | 0 | 0 | 1129800.478 | 0
3941 | 1237.1447 | 0 | 0 | 0 | 0 | 563.1 | 0 | 0 | 0 | 1548756.6457 | 0
3942 | 1238.6157 | 0 | 0 | 0 | 0 | 1098.95 | 0 | 0 | 0 | 1550598.2112 | 0
3943 | 993.8319 | 262.3919 | 262.3919 | 255.4282 | 255.4282 | 982.25 | 265758.5466 | 91954.1427 | 41711.4208 | 1423875.6699 | 254462.9438
3944 | 1094.5292 | 804.3334 | 804.3334 | 782.9868 | 782.9868 | 345.1 | 285887.8208 | 281875.2599 | 127861.7498 | 600752.0537 | 1268355.0776
3945 | 975.5698 | 1023.8243 | 1023.8243 | 996.6526 | 975.5698 | 794.1 | 813330.2445 | 351205.1396 | 159310.5536 | 0 | 1176439.6605
3946 | 1525.9328 | 1601.4098 | 1601.4098 | 1558.9092 | 1525.9328 | 1065 | 1707892.6003 | 549335.8044 | 249184.8246 | 0 | 1426747.1587
3947 | 1595.194 | 2197.004 | 1674.0966 | 2138.6967 | 1595.194 | 1016.1 | 1710178.1885 | 574269.8224 | 260495.1722 | 0 | 1569511.3284
3948 | 1689.2072 | 2335.6338 | 1772.7597 | 2273.6474 | 1689.2072 | 420.6 | 749110.7853 | 608114.5916 | 275847.5356 | 0 | 2667933.8501
3949 | 1412.9376 | 2246.2616 | 1482.8257 | 2186.647 | 1412.9376 | 422.55 | 628345.7834 | 508657.5396 | 230732.7117 | 0 | 2228838.4329
3950 | 1322.0172 | 2585.1751 | 1387.4075 | 2516.5659 | 1322.0172 | 1245.3 | 1734677.7037 | 475926.2006 | 215885.4127 | 0 | 997726.399
3951 | 1567.5485 | 2491.1012 | 1645.0842 | 2424.9888 | 1567.5485 | 1302.1 | 2147446.1666 | 564317.4643 | 255980.672 | 0 | 1093992.1065
3952 | 1329.2253 | 1809.6431 | 1394.9731 | 1761.6162 | 1329.2253 | 1584.55 | 2215936.5111 | 478521.1152 | 217062.4948 | 0 | 552226.6592
3953 | 1391.3492 | 635.6606 | 635.6606 | 618.7905 | 618.7905 | 1849.8 | 1202590.8132 | 222764.5883 | 101048.4924 | 1489737.2155 | 90976.2902
3954 | 1660.1588 | 200.6741 | 200.6741 | 195.3483 | 195.3483 | 1813.9 | 372997.6816 | 70325.3809 | 31900.3741 | 2824617.4775 | 35585.2976
3955 | 1308.4901 | 0 | 0 | 0 | 0 | 1820.05 | 0 | 0 | 0 | 4677454.2943 | 0
3956 | 1471.04 | 0 | 0 | 0 | 0 | 1898.6 | 0 | 0 | 0 | 5258520.8503 | 0
3957 | 1597.5495 | 0 | 0 | 0 | 0 | 1902.9 | 0 | 0 | 0 | 5710753.643 | 0
3958 | 1294.5152 | 321.0034 | 321.0034 | 312.4841 | 312.4841 | 1913.55 | 628930.5003 | 112494.2763 | 51028.6537 | 3510462.681 | 26442.8073
3959 | 1450.4455 | 621.2819 | 621.2819 | 604.7934 | 604.7934 | 1907.65 | 1215992.15 | 217725.6373 | 98762.7683 | 3022948.879 | 54671.2
3960 | 1306.2835 | 0 | 0 | 0 | 0 | 1892 | 0 | 0 | 0 | 2518927.4334 | 0
3961 | 956.176 | 0 | 0 | 0 | 0 | 1826.45 | 0 | 0 | 0 | 1843809.4956 | 0
3962 | 976.035 | 0 | 0 | 0 | 0 | 1847.1 | 0 | 0 | 0 | 1882104.0006 | 0
3963 | 779.6512 | 0 | 0 | 0 | 0 | 1783.95 | 0 | 0 | 0 | 1503413.8965 | 0
3964 | 1012.811 | 0 | 0 | 0 | 0 | 1745.45 | 0 | 0 | 0 | 1953019.7508 | 0
3965 | 668.5877 | 0 | 0 | 0 | 0 | 1728.55 | 0 | 0 | 0 | 1289248.3319 | 0
3966 | 831.1376 | 0 | 0 | 0 | 0 | 1725.5 | 0 | 0 | 0 | 1602695.9464 | 0
3967 | 843.9182 | 225.0279 | 225.0279 | 219.0558 | 219.0558 | 1407.25 | 325249.3696 | 78860.0787 | 35771.8079 | 1204932.1879 | 127098.6405
3968 | 837.4805 | 686.7453 | 686.7453 | 668.5195 | 668.5195 | 1024.85 | 718913.089 | 240667.0052 | 109169.2277 | 325810.3711 | 638116.7067
3969 | 846.0043 | 887.8496 | 887.8496 | 864.2866 | 846.0043 | 1404.7 | 1246876.4943 | 304561.5499 | 138152.5031 | 0 | 503626.1812
3970 | 975.8383 | 1214.5778 | 1024.1066 | 1182.3436 | 975.8383 | 1565.35 | 1605461.4922 | 351301.7869 | 159354.3939 | 0 | 424148.1157
3971 | 936.9532 | 2715.5047 | 983.2972 | 2643.4367 | 936.9532 | 1138 | 1123814.2076 | 337303.1495 | 153004.4564 | 0 | 807653.6524
3972 | 911.1879 | 2339.117 | 956.2578 | 2277.0381 | 911.1879 | 1309 | 1262116.4312 | 328027.6538 | 148796.9885 | 0 | 629630.8576
3973 | 1051.1298 | 2102.5922 | 1103.1207 | 2046.7906 | 1051.1298 | 1501.2 | 1658021.9719 | 378406.7287 | 171649.4967 | 0 | 524303.5452
3974 | 1012.9324 | 1890.7645 | 1063.0344 | 1840.5846 | 1012.9324 | 1861.6 | 1987506.8922 | 364655.6676 | 165411.8626 | 0 | 140189.8455
3975 | 1027.0912 | 2059.728 | 1077.8937 | 2005.0639 | 1027.0912 | 1889.65 | 2048641.3755 | 369752.8212 | 167723.9881 | 0 | 113339.5106
3976 | 478.6691 | 1054.709 | 502.3453 | 1026.7176 | 478.6691 | 1913.65 | 966020.1033 | 172320.8634 | 78166.6583 | 0 | 41333.0738
3977 | 176.7969 | 766.685 | 185.5419 | 746.3376 | 176.7969 | 1943.75 | 360266.127 | 63646.8998 | 28870.9409 | 0 | 9944.8281
3978 | 236.4577 | 248.1539 | 248.1539 | 241.568 | 236.4577 | 1857.85 | 462323.3863 | 85124.7828 | 38613.5473 | 0 | 33612.4663
3979 | 138.2778 | 145.1176 | 145.1176 | 141.2663 | 138.2778 | 1802.1 | 261984.9935 | 49779.994 | 22580.7584 | 0 | 27365.1689
3980 | 145.633 | 152.8364 | 152.8364 | 148.7802 | 145.633 | 1820.6 | 278342.6543 | 52427.8661 | 23781.8626 | 0 | 26126.5533
3981 | 115.4766 | 121.1888 | 121.1888 | 117.9725 | 115.4766 | 1863.9 | 225645.9393 | 41571.5908 | 18857.3355 | 0 | 15716.3708
3982 | 110.328 | 115.7851 | 115.7851 | 112.7122 | 110.328 | 1913.55 | 221323.6492 | 39718.0804 | 18016.5626 | 0 | 9537.8556
3983 | 105.9149 | 111.1538 | 111.1538 | 108.2039 | 105.9149 | 1907.65 | 212951.2297 | 38129.3571 | 17295.9001 | 0 | 9781.2393
3984 | 106.6504 | 111.9252 | 111.9252 | 108.9548 | 106.6504 | 1865.8 | 210104.4586 | 38394.1443 | 17416.0105 | 0 | 14312.43
3985 | 98.5597 | 0 | 0 | 0 | 0 | 1827.4 | 0 | 0 | 0 | 123384.8933 | 0
3986 | 108.1214 | 0 | 0 | 0 | 0 | 1806.15 | 0 | 0 | 0 | 135355.0694 | 0
3987 | 88.9979 | 0 | 0 | 0 | 0 | 1794.6 | 0 | 0 | 0 | 111414.7171 | 0
3988 | 94.8821 | 0 | 0 | 0 | 0 | 1771.35 | 0 | 0 | 0 | 118780.9793 | 0
3989 | 88.9979 | 0 | 0 | 0 | 0 | 1746.7 | 0 | 0 | 0 | 111414.7171 | 0
3990 | 93.411 | 89.5989 | 89.5989 | 87.221 | 87.221 | 1736.8 | 160584.5164 | 31399.5676 | 14243.1927 | 7749.1619 | 22470.9632
3991 | 80.6148 | 84.6024 | 84.6024 | 82.3571 | 80.6148 | 1637.65 | 139904.4667 | 29021.3393 | 13164.402 | 0 | 29210.7842
3992 | 145.6072 | 152.8091 | 152.8091 | 148.7536 | 145.6072 | 1228.4 | 189026.1711 | 52418.5985 | 23777.6587 | 0 | 112350.3612
3993 | 662.3137 | 695.0738 | 695.0738 | 676.627 | 662.3137 | 1665.4 | 1162658.7381 | 238432.9321 | 108155.8272 | 0 | 221610.1641
3994 | 881.3451 | 1929.2966 | 924.9387 | 1878.0941 | 881.3451 | 1695.8 | 1576622.0829 | 317284.244 | 143923.6585 | 0 | 268105.1862
3995 | 1021.1849 | 2102.6699 | 1071.6956 | 2046.8662 | 1021.1849 | 1663.6 | 1796280.2576 | 367626.5798 | 166759.5014 | 0 | 343526.6152
3996 | 1073.9732 | 2815.8207 | 1127.0946 | 2741.0904 | 1073.9732 | 1531.55 | 1736916.5414 | 386630.3574 | 175379.826 | 0 | 503102.7526
3997 | 1076.9171 | 1679.4163 | 1130.1842 | 1634.8455 | 1076.9171 | 1230.9 | 1397131.2671 | 387690.1682 | 175860.568 | 0 | 828256.9678
3998 | 1076.9383 | 258.596 | 258.596 | 251.733 | 251.733 | 1763.35 | 469038.4584 | 90623.8832 | 41108.0003 | 1591256.5277 | 58312.4532
3999 | 1164.3879 | 174.002 | 174.002 | 169.384 | 169.384 | 1732.75 | 310119.8813 | 60978.2574 | 27660.4151 | 1918681.9069 | 44310.3173
4000 | 1132.1777 | 101.5376 | 101.5376 | 98.8429 | 98.8429 | 1796.4 | 187360.3594 | 35583.4305 | 16141.0395 | 1992596.0445 | 19698.7072
4001 | 1128.9285 | 463.9591 | 463.9591 | 451.6458 | 451.6458 | 1824.2 | 867849.4575 | 162592.5041 | 73753.7665 | 1306015.0036 | 77719.7736
4002 | 1028.4225 | 201.4727 | 201.4727 | 196.1257 | 196.1257 | 1779.8 | 369176.0526 | 70605.2613 | 32027.331 | 1604931.1113 | 42273.3354
4003 | 1248.913 | 0 | 0 | 0 | 0 | 1769.6 | 0 | 0 | 0 | 4464484.2018 | 0
4004 | 980.4482 | 0 | 0 | 0 | 0 | 1791.05 | 0 | 0 | 0 | 3504804.1465 | 0
4005 | 989.2744 | 0 | 0 | 0 | 0 | 1805.25 | 0 | 0 | 0 | 3536355.2713 | 0
4006 | 925.2842 | 321.0034 | 321.0034 | 312.4841 | 312.4841 | 1851.6 | 611195.295 | 112494.2763 | 51028.6537 | 2190573.9489 | 45391.7016
4007 | 992.2165 | 621.2819 | 621.2819 | 604.7934 | 604.7934 | 1876 | 1204134.7012 | 217725.6373 | 98762.7683 | 1384919.6332 | 73408
4008 | 1404.8432 | 0 | 0 | 0 | 0 | 1809.5 | 0 | 0 | 0 | 2708981.6432 | 0
4009 | 1122.4035 | 0 | 0 | 0 | 0 | 1781.9 | 0 | 0 | 0 | 1405114.5311 | 0
4010 | 848.7901 | 0 | 0 | 0 | 0 | 1757.35 | 0 | 0 | 0 | 1062583.3346 | 0
4011 | 1120.197 | 0 | 0 | 0 | 0 | 1685.45 | 0 | 0 | 0 | 1402352.1828 | 0
4012 | 1104.0155 | 0 | 0 | 0 | 0 | 1569.55 | 0 | 0 | 0 | 1382094.9617 | 0
4013 | 823.7824 | 0 | 0 | 0 | 0 | 1485.15 | 0 | 0 | 0 | 1031276.7199 | 0
4014 | 1180.5096 | 0 | 0 | 0 | 0 | 1450.5 | 0 | 0 | 0 | 1477856.3706 | 0
4015 | 1004.4362 | 171.1926 | 171.1926 | 166.6492 | 166.6492 | 1048.1 | 183764.6789 | 59993.7109 | 27213.8139 | 1615518.1481 | 155277.7356
4016 | 1200.8854 | 537.3343 | 537.3343 | 523.0738 | 523.0738 | 300 | 164844.8212 | 188306.5639 | 85417.9497 | 1307034.8845 | 870415.3
4017 | 1296.0874 | 1339.0126 | 1339.0126 | 1303.4759 | 1296.0874 | 318.8 | 432189.3266 | 466591.4586 | 211651.07 | 0 | 2145048.1236
4018 | 905.5732 | 1240.6402 | 950.3651 | 1207.7143 | 905.5732 | 332.85 | 315821.0769 | 326006.3345 | 147880.0956 | 0 | 1509726.2792
4019 | 1261.7184 | 2397.3548 | 1324.127 | 2333.7303 | 1261.7184 | 345.9 | 457780.379 | 454218.6146 | 206038.6105 | 0 | 2087008.3624
4020 | 1336.4693 | 3157.7976 | 1402.5744 | 3073.9914 | 1336.4693 | 348.15 | 489984.8874 | 481128.9379 | 218245.4321 | 0 | 2207646.767
4021 | 1087.4829 | 3064.9842 | 1141.2728 | 2983.6412 | 1087.4829 | 355.15 | 409013.0224 | 391493.8364 | 177585.9541 | 0 | 1788746.2135
4022 | 1175.372 | 2043.3406 | 1233.5091 | 1989.1115 | 1175.372 | 371.1 | 461611.0745 | 423133.9211 | 191938.2481 | 0 | 1914563.4557
4023 | 1147.4094 | 618.3151 | 618.3151 | 601.9053 | 601.9053 | 375.7 | 238647.9127 | 216685.9238 | 98291.1427 | 1051904.1433 | 956993.7039
4024 | 998.7939 | 342.2077 | 342.2077 | 333.1257 | 333.1257 | 366.25 | 128298.1752 | 119925.267 | 54399.4336 | 1283618.5144 | 532731.5663
4025 | 1349.1184 | 275.7579 | 275.7579 | 268.4394 | 268.4394 | 348.95 | 98593.9299 | 96638.1861 | 43836.155 | 2083890.5527 | 433831.549
4026 | 1296.8027 | 66.8928 | 66.8928 | 65.1175 | 65.1175 | 1089.75 | 75123.1483 | 23442.284 | 10633.6805 | 2375078.3234 | 58019.335
4027 | 1050.3226 | 0 | 0 | 0 | 0 | 1506 | 0 | 0 | 0 | 3754583.8861 | 0
4028 | 905.4251 | 0 | 0 | 0 | 0 | 1649.05 | 0 | 0 | 0 | 3236619.583 | 0
4029 | 1113.5773 | 0 | 0 | 0 | 0 | 1662.25 | 0 | 0 | 0 | 3980700.2843 | 0
4030 | 1034.8766 | 321.0034 | 321.0034 | 312.4841 | 312.4841 | 1787.75 | 591206.0036 | 112494.2763 | 51028.6537 | 2582333.752 | 64921.7565
4031 | 1276.8627 | 621.2819 | 621.2819 | 604.7934 | 604.7934 | 1800.1 | 1149903.264 | 217725.6373 | 98762.7683 | 2402443.417 | 118340.8
4032 | 906.1606 | 0 | 0 | 0 | 0 | 1773.9 | 0 | 0 | 0 | 1747364.0759 | 0
4033 | 1189.3358 | 0 | 0 | 0 | 0 | 1700.35 | 0 | 0 | 0 | 1488905.7639 | 0
4034 | 1040.0253 | 0 | 0 | 0 | 0 | 1747.1 | 0 | 0 | 0 | 1301986.8588 | 0
4035 | 1162.8571 | 0 | 0 | 0 | 0 | 1595.35 | 0 | 0 | 0 | 1455757.5839 | 0
4036 | 711.9834 | 0 | 0 | 0 | 0 | 1368.4 | 0 | 0 | 0 | 891317.7365 | 0
4037 | 1019.4307 | 0 | 0 | 0 | 0 | 1243.4 | 0 | 0 | 0 | 1276204.941 | 0
4038 | 675.2074 | 0 | 0 | 0 | 0 | 1557.65 | 0 | 0 | 0 | 845278.5972 | 0
4039 | 747.1449 | 257.4657 | 257.4657 | 250.6327 | 250.6327 | 1292.55 | 340957.2775 | 90227.7843 | 40928.3255 | 957432.3535 | 173559.416
4040 | 1067.6514 | 799.0462 | 799.0462 | 777.84 | 777.84 | 594.5 | 485492.6313 | 280022.3853 | 127021.2653 | 558848.0788 | 1070128.023
4041 | 1143.193 | 1199.7384 | 1199.7384 | 1167.898 | 1143.193 | 1110.65 | 1335434.6866 | 411549.4811 | 186683.4174 | 0 | 1016698.6946
4042 | 1219.8369 | 1607.4631 | 1280.1734 | 1564.8019 | 1219.8369 | 670.75 | 859662.781 | 439141.3006 | 199199.3733 | 0 | 1621468.2605
4043 | 1490.4715 | 2231.334 | 1564.1937 | 2172.1156 | 1490.4715 | 427.1 | 671663.6849 | 536569.7515 | 243394.0012 | 0 | 2344362.6727
4044 | 1150.4507 | 2681.4192 | 1207.3554 | 2610.2558 | 1150.4507 | 420.5 | 509562.6953 | 414162.2686 | 187868.6068 | 0 | 1817136.9533
4045 | 1240.471 | 2959.5908 | 1301.8291 | 2881.0449 | 1240.471 | 672 | 874194.7839 | 446569.5744 | 202568.9208 | 0 | 1647345.5411
4046 | 1223.9724 | 2958.6379 | 1284.513 | 2880.1173 | 1223.9724 | 1035.55 | 1335710.4998 | 440630.0665 | 199874.6941 | 0 | 1180460.1879
4047 | 1179.3466 | 2038.2486 | 1237.6807 | 1984.1546 | 1179.3466 | 1174.5 | 1455634.5247 | 424564.7648 | 192587.2947 | 0 | 973550.5927
4048 | 1321.3359 | 1920.1988 | 1386.6929 | 1869.2377 | 1321.3359 | 1167.95 | 1623541.0647 | 475680.9413 | 215774.1603 | 0 | 1099417.5755
4049 | 1489.5089 | 308.563 | 308.563 | 300.3739 | 300.3739 | 1783.85 | 561585.1139 | 108134.6147 | 49051.0627 | 2293028.0281 | 63552.423
4050 | 1368.6657 | 53.6632 | 53.6632 | 52.239 | 52.239 | 1720.9 | 94708.9442 | 18806.0519 | 8530.6341 | 2538486.6836 | 14271.4994
4051 | 1199.6331 | 0 | 0 | 0 | 0 | 1628.2 | 0 | 0 | 0 | 4288323.7513 | 0
4052 | 1119.4615 | 0 | 0 | 0 | 0 | 1738.7 | 0 | 0 | 0 | 4001734.3675 | 0
4053 | 1075.3302 | 0 | 0 | 0 | 0 | 1813.9 | 0 | 0 | 0 | 3843978.7398 | 0
4054 | 1176.832 | 321.0034 | 321.0034 | 312.4841 | 312.4841 | 1843.6 | 606691.4928 | 112494.2763 | 51028.6537 | 3089781.0132 | 47838.6936
4055 | 1138.585 | 621.2819 | 621.2819 | 604.7934 | 604.7934 | 1802.15 | 1148967.3208 | 217725.6373 | 98762.7683 | 1908142.4578 | 117127.2
4056 | 1338.6464 | 0 | 0 | 0 | 0 | 1660.95 | 0 | 0 | 0 | 2581333.2946 | 0
4057 | 1243.0288 | 0 | 0 | 0 | 0 | 1694.3 | 0 | 0 | 0 | 1556122.9079 | 0
4058 | 1127.5522 | 0 | 0 | 0 | 0 | 1589.2 | 0 | 0 | 0 | 1411560.0106 | 0
4059 | 1088.5696 | 0 | 0 | 0 | 0 | 1577.75 | 0 | 0 | 0 | 1362758.5221 | 0
4060 | 1187.8648 | 0 | 0 | 0 | 0 | 1452.9 | 0 | 0 | 0 | 1487064.1983 | 0
4061 | 1379.1 | 0 | 0 | 0 | 0 | 1312.5 | 0 | 0 | 0 | 1726467.723 | 0
4062 | 1313.6387 | 0 | 0 | 0 | 0 | 1121.25 | 0 | 0 | 0 | 1644518.0546 | 0
4063 | 1192.7735 | 391.0162 | 391.0162 | 380.6388 | 380.6388 | 1143.45 | 457675.7628 | 137029.9697 | 62158.3168 | 1566052.3023 | 319139.3948
4064 | 1204.4444 | 1264.0191 | 1264.0191 | 1230.4727 | 1204.4444 | 933.9 | 1181733.3061 | 433599.9664 | 196685.7625 | 0 | 1284057.7484
4065 | 914.0068 | 959.2152 | 959.2152 | 933.7582 | 914.0068 | 755.4 | 724863.5374 | 329042.4507 | 149257.3117 | 0 | 1137571.8676
4066 | 1054.7081 | 2694.2531 | 1106.8767 | 2622.7491 | 1054.7081 | 776.9 | 860094.7481 | 379694.9185 | 172233.8339 | 0 | 1290013.4857
4067 | 1164.4744 | 3007.7129 | 1222.0731 | 2927.8898 | 1164.4744 | 926.1 | 1133749.4645 | 419210.7678 | 190158.6622 | 0 | 1250529.0098
4068 | 1401.6253 | 3279.4072 | 1470.9532 | 3192.3736 | 1401.6253 | 670.1 | 986042.767 | 504585.1123 | 228885.4134 | 0 | 1864021.5024
4069 | 1428.7283 | 3231.6577 | 1499.3967 | 3145.8913 | 1428.7283 | 672.05 | 1006426.5454 | 514342.1898 | 233311.3322 | 0 | 1897279.7526
4070 | 1276.9675 | 3038.8378 | 1340.1292 | 2958.1887 | 1276.9675 | 1162.45 | 1560785.2355 | 459708.3155 | 208528.7998 | 0 | 1069524.1656
4071 | 1519.5135 | 2671.549 | 1594.6733 | 2600.6475 | 1519.5135 | 464 | 741591.8643 | 547024.874 | 248136.5609 | 0 | 2333972.7959
4072 | 1443.7099 | 2282.6087 | 1515.1198 | 2222.0295 | 1443.7099 | 1167.95 | 1775917.1088 | 519735.5741 | 235757.8312 | 0 | 1201238.8456
4073 | 1342.0133 | 1111.2761 | 1111.2761 | 1081.7834 | 1081.7834 | 1702.95 | 1933623.7437 | 389442.0226 | 176655.2286 | 501805.4007 | 314546.245
4074 | 1332.7466 | 264.4803 | 264.4803 | 257.4612 | 257.4612 | 1516.9 | 409833.7354 | 92686.0245 | 42043.4105 | 2073490.1241 | 121748.4465
4075 | 1262.1523 | 0 | 0 | 0 | 0 | 1307.5 | 0 | 0 | 0 | 4511810.889 | 0
4076 | 1451.9165 | 0 | 0 | 0 | 0 | 1646.6 | 0 | 0 | 0 | 5190160.0799 | 0
4077 | 1443.0903 | 0 | 0 | 0 | 0 | 1737.8 | 0 | 0 | 0 | 5158608.955 | 0
4078 | 1423.9667 | 321.0034 | 321.0034 | 312.4841 | 312.4841 | 1861.15 | 611355.286 | 112494.2763 | 51028.6537 | 3973212.5154 | 42470.6049
4079 | 1318.0519 | 621.2819 | 621.2819 | 604.7934 | 604.7934 | 1842.45 | 1176351.8417 | 217725.6373 | 98762.7683 | 2549681.9995 | 93269.6
4080 | 1204.7818 | 0 | 0 | 0 | 0 | 1804.1 | 0 | 0 | 0 | 2323199.9655 | 0
4081 | 1000.3072 | 0 | 0 | 0 | 0 | 1628.55 | 0 | 0 | 0 | 1252264.5888 | 0
4082 | 1279.8048 | 0 | 0 | 0 | 0 | 1598.95 | 0 | 0 | 0 | 1602162.0468 | 0
4083 | 1320.9939 | 0 | 0 | 0 | 0 | 1574.35 | 0 | 0 | 0 | 1653725.8836 | 0
4084 | 1414.405 | 0 | 0 | 0 | 0 | 1403.4 | 0 | 0 | 0 | 1770665.2963 | 0
4085 | 1349.6792 | 0 | 0 | 0 | 0 | 1124.3 | 0 | 0 | 0 | 1689636.4119 | 0
4086 | 1217.2856 | 0 | 0 | 0 | 0 | 1021.35 | 0 | 0 | 0 | 1523895.5107 | 0
4087 | 842.1704 | 306.2511 | 306.2511 | 298.1233 | 298.1233 | 1018.45 | 318922.2629 | 107324.3958 | 48683.5384 | 1049094.7 | 286432.9764
4088 | 1414.8031 | 934.0155 | 934.0155 | 909.2272 | 909.2272 | 594.4 | 566342.7381 | 327321.8089 | 148476.8094 | 974909.9547 | 1250975.5664
4089 | 1229.2948 | 1850.8293 | 1290.0993 | 1801.7093 | 1229.2948 | 1204.7 | 1550096.5035 | 442546.133 | 200743.8431 | 0 | 977658.1656
4090 | 1233.0561 | 2807.4135 | 1294.0463 | 2732.9063 | 1233.0561 | 1132.15 | 1462162.7822 | 443900.1884 | 201358.0577 | 0 | 1070107.7182
4091 | 1290.0993 | 2850.2347 | 1353.9108 | 2774.591 | 1290.0993 | 926.1 | 1255108.9511 | 464435.7599 | 210673.2211 | 0 | 1385437.6737
4092 | 1374.5232 | 1464.0697 | 1442.5106 | 1425.2141 | 1374.5232 | 1131.4 | 1635346.4103 | 494828.366 | 224459.6449 | 0 | 1193910.8854
4093 | 1301.6783 | 3121.1493 | 1366.0636 | 3038.3157 | 1301.6783 | 1401.5 | 1913759.5356 | 468604.1725 | 212564.0594 | 0 | 779054.4368
4094 | 1473.8341 | 615.0911 | 615.0911 | 598.767 | 598.767 | 1634.65 | 1028083.7616 | 215556.1043 | 97778.644 | 1687405.9142 | 214132.0003
4095 | 1200.2556 | 1250.4443 | 1250.4443 | 1217.2581 | 1200.2556 | 1707.7 | 2157681.2619 | 432092.003 | 196001.7336 | 0 | 348278.0807
4096 | 1652.6215 | 166.4616 | 166.4616 | 162.0438 | 162.0438 | 1878.15 | 320921.8458 | 58335.7596 | 26461.7487 | 2874304.9001 | 19327.3596
4097 | 1554.1529 | 129.5163 | 129.5163 | 126.079 | 126.079 | 1865.75 | 247665.4766 | 45388.4398 | 20588.7006 | 2753777.663 | 16568.061
4098 | 1601.1342 | 32.6456 | 32.6456 | 31.7792 | 31.7792 | 1747.95 | 58713.879 | 11440.526 | 5189.5497 | 3026212.2715 | 7840.5194
4099 | 1579.897 | 0 | 0 | 0 | 0 | 1641.85 | 0 | 0 | 0 | 5647651.3934 | 0
4100 | 1123.8746 | 0 | 0 | 0 | 0 | 1804.65 | 0 | 0 | 0 | 4017509.9299 | 0
4101 | 1184.1872 | 0 | 0 | 0 | 0 | 1837.7 | 0 | 0 | 0 | 4233109.2828 | 0
4102 | 1214.3435 | 321.0034 | 321.0034 | 312.4841 | 312.4841 | 1861.15 | 612671.2357 | 112494.2763 | 51028.6537 | 3223873.2972 | 42470.6049
4103 | 1265.0944 | 621.2819 | 621.2819 | 604.7934 | 604.7934 | 1819.75 | 1163249.1681 | 217725.6373 | 98762.7683 | 2360375.2505 | 106708
4104 | 1221.6987 | 0 | 0 | 0 | 0 | 1720.85 | 0 | 0 | 0 | 2355821.2102 | 0
4105 | 1285.689 | 0 | 0 | 0 | 0 | 1603.65 | 0 | 0 | 0 | 1609528.309 | 0
4106 | 1382.7776 | 0 | 0 | 0 | 0 | 1268 | 0 | 0 | 0 | 1731071.6369 | 0
4107 | 1180.5096 | 0 | 0 | 0 | 0 | 1038.05 | 0 | 0 | 0 | 1477856.3706 | 0
4108 | 1251.1195 | 0 | 0 | 0 | 0 | 1030.3 | 0 | 0 | 0 | 1566251.5185 | 0
4109 | 1314.3743 | 0 | 0 | 0 | 0 | 858.45 | 0 | 0 | 0 | 1645438.8373 | 0
4110 | 1123.8746 | 0 | 0 | 0 | 0 | 1071.3 | 0 | 0 | 0 | 1406956.0967 | 0
4111 | 1094.6009 | 401.3061 | 401.3061 | 390.6557 | 390.6557 | 1227.95 | 504029.904 | 140636.0505 | 63794.0751 | 1357428.7501 | 295225.7436
4112 | 1132.8406 | 1026.8594 | 1026.8594 | 999.6071 | 999.6071 | 1055.8 | 1109346.8057 | 359858.5516 | 163235.8374 | 256916.2343 | 923863.8204
4113 | 1145.5301 | 1202.191 | 1202.191 | 1170.2855 | 1145.5301 | 1603.35 | 1929904.0577 | 412390.8425 | 187065.0683 | 0 | 454374.4745
4114 | 1243.3736 | 1843.1294 | 1304.8746 | 1794.2137 | 1243.3736 | 1710.45 | 2234097.9848 | 447614.491 | 203042.9066 | 0 | 360018.8218
4115 | 952.8174 | 2542.3014 | 999.9459 | 2474.8301 | 952.8174 | 1684.05 | 1689005.2505 | 343014.2784 | 155595.088 | 0 | 301042.6702
4116 | 1336.7828 | 2568.7405 | 1402.9039 | 2500.5675 | 1336.7828 | 1769.6 | 2485730.6147 | 481241.8037 | 218296.6293 | 0 | 307994.7544
4117 | 1269.4781 | 2871.5252 | 1332.2698 | 2795.3164 | 1269.4781 | 1677.45 | 2231433.122 | 457012.1196 | 207305.7754 | 0 | 409470.1644
4118 | 1515.3156 | 2841.3101 | 1590.2666 | 2765.9033 | 1515.3156 | 1723.65 | 2750607.4673 | 545513.6012 | 247451.0308 | 0 | 418757.4547
4119 | 1178.0217 | 2433.9307 | 1236.2902 | 2369.3355 | 1178.0217 | 1744.1 | 2166633.5772 | 424087.817 | 192370.9459 | 0 | 301455.7566
4120 | 1291.1281 | 834.7552 | 834.7552 | 812.6013 | 812.6013 | 1866.05 | 1605450.2695 | 292536.4605 | 132697.7889 | 922751.0059 | 106545.4374
4121 | 1202.7821 | 950.9538 | 950.9538 | 925.716 | 925.716 | 1860.8 | 1814153.6851 | 333257.7747 | 151169.4295 | 534270.8665 | 126133.8528
4122 | 1153.1952 | 123.5553 | 123.5553 | 120.2763 | 120.2763 | 1730.65 | 219905.6638 | 43299.4506 | 19641.1119 | 1991794.0482 | 31711.1142
4123 | 1228.3184 | 0 | 0 | 0 | 0 | 1647.7 | 0 | 0 | 0 | 4390864.9105 | 0
4124 | 785.5354 | 0 | 0 | 0 | 0 | 1650.45 | 0 | 0 | 0 | 2808050.1339 | 0
4125 | 1207.7239 | 0 | 0 | 0 | 0 | 1657.9 | 0 | 0 | 0 | 4317245.6193 | 0
4126 | 1132.7008 | 321.0034 | 321.0034 | 312.4841 | 312.4841 | 1825.65 | 599327.4261 | 112494.2763 | 51028.6537 | 2932025.389 | 53329.1319
4127 | 1078.2723 | 621.2819 | 621.2819 | 604.7934 | 604.7934 | 1813.7 | 1157938.6342 | 217725.6373 | 98762.7683 | 1692543.1013 | 110289.6
4128 | 1233.4671 | 0 | 0 | 0 | 0 | 1649.7 | 0 | 0 | 0 | 2378514.2499 | 0
4129 | 1003.9848 | 0 | 0 | 0 | 0 | 1229.55 | 0 | 0 | 0 | 1935999.971 | 0
4130 | 1147.4112 | 0 | 0 | 0 | 0 | 1243 | 0 | 0 | 0 | 2212571.3948 | 0
4131 | 1050.3226 | 0 | 0 | 0 | 0 | 1038.05 | 0 | 0 | 0 | 2025353.815 | 0
4132 | 1001.0427 | 0 | 0 | 0 | 0 | 1030.3 | 0 | 0 | 0 | 1930326.711 | 0
4133 | 899.541 | 0 | 0 | 0 | 0 | 1074.35 | 0 | 0 | 0 | 1734599.2409 | 0
4134 | 956.9115 | 0 | 0 | 0 | 0 | 1021.35 | 0 | 0 | 0 | 1845227.8106 | 0
4135 | 789.213 | 184.5879 | 184.5879 | 179.689 | 179.689 | 1024.4 | 194378.9593 | 64688.0522 | 29343.2192 | 1175354.7525 | 171596.3328
4136 | 1053.7961 | 584.1498 | 584.1498 | 568.6468 | 568.6468 | 949.85 | 569143.8722 | 204712.8527 | 92860.0246 | 935521.0592 | 584532.3927
4137 | 1095.8283 | 1150.0306 | 1150.0306 | 1119.5094 | 1095.8283 | 1703.75 | 1962405.7329 | 394498.1783 | 178948.757 | 0 | 324639.045
4138 | 1072.8488 | 1396.3385 | 1125.915 | 1359.2804 | 1072.8488 | 1842.35 | 2081097.6947 | 386225.564 | 175196.2072 | 0 | 169134.6116
4139 | 1035.489 | 1973.0361 | 1086.7071 | 1920.6728 | 1035.489 | 1836.1 | 2002115.6845 | 372776.0288 | 169095.3486 | 0 | 169716.642
4140 | 1331.4199 | 543.8515 | 543.8515 | 529.418 | 529.418 | 1693.6 | 942315.2653 | 190590.4764 | 86453.9578 | 1546513.1689 | 158782.3016
4141 | 846.3463 | 844.2235 | 844.2235 | 821.8182 | 821.8182 | 1471.45 | 1271243.574 | 295854.5698 | 134202.9201 | 47297.875 | 425183.5907
4142 | 916.9976 | 962.3552 | 962.3552 | 936.8148 | 916.9976 | 1684.4 | 1626789.9251 | 330119.1417 | 149745.7107 | 0 | 289404.4475
4143 | 791.3395 | 248.2808 | 248.2808 | 241.6916 | 241.6916 | 1562.6 | 397607.0013 | 87008.9756 | 39468.2381 | 1059894.9175 | 103479.6546
4144 | 216.0103 | 226.6944 | 226.6944 | 220.6781 | 216.0103 | 1262 | 287574.0842 | 77763.6985 | 35274.4777 | 0 | 159415.38
4145 | 168.3081 | 176.634 | 176.634 | 171.9462 | 168.3081 | 1691.7 | 299429.0495 | 60590.9245 | 27484.7166 | 0 | 51889.3945
4146 | 126.4653 | 132.7203 | 132.7203 | 129.198 | 126.4653 | 1272.75 | 169843.7195 | 45527.5116 | 20651.7851 | 0 | 91971.6712
4147 | 136.0712 | 142.8014 | 142.8014 | 139.0116 | 136.0712 | 1091.9 | 156743.6167 | 48985.6324 | 22220.4272 | 0 | 123566.0751
4148 | 92.6755 | 97.26 | 97.26 | 94.6788 | 92.6755 | 1100.5 | 107647.0863 | 33363.1875 | 15133.9125 | 0 | 83361.631
4149 | 88.2624 | 92.6277 | 92.6277 | 90.1694 | 88.2624 | 1372.95 | 127513.8928 | 31774.4643 | 14413.25 | 0 | 55344.6871
4150 | 94.1466 | 98.8038 | 98.8038 | 96.1816 | 94.1466 | 1512.65 | 149871.308 | 33892.7619 | 15374.1334 | 0 | 45882.3264
4151 | 83.8493 | 87.9964 | 87.9964 | 85.661 | 83.8493 | 1457.65 | 128900.7228 | 30185.7411 | 13692.5875 | 0 | 45475.5051
4152 | 91.94 | 96.4876 | 96.4876 | 93.9269 | 91.94 | 1143.85 | 110689.599 | 33098.4003 | 15013.8021 | 0 | 78714.431
4153 | 82.3782 | 0 | 0 | 0 | 0 | 771.65 | 0 | 0 | 0 | 103127.672 | 0
4154 | 88.2624 | 0 | 0 | 0 | 0 | 1067.85 | 0 | 0 | 0 | 110493.9343 | 0
4155 | 82.3782 | 0 | 0 | 0 | 0 | 696.95 | 0 | 0 | 0 | 103127.672 | 0
4156 | 82.3782 | 0 | 0 | 0 | 0 | 327.35 | 0 | 0 | 0 | 103127.672 | 0
4157 | 83.8493 | 0 | 0 | 0 | 0 | 320.65 | 0 | 0 | 0 | 104969.2376 | 0
4158 | 84.5848 | 0 | 0 | 0 | 0 | 315.7 | 0 | 0 | 0 | 105890.0204 | 0
4159 | 66.9323 | 70.2426 | 70.2426 | 68.3784 | 66.9323 | 314.55 | 22129.157 | 24095.6354 | 10930.048 | 0 | 112810.5394
4160 | 82.3874 | 86.4621 | 86.4621 | 84.1674 | 82.3874 | 339.6 | 29404.4961 | 29659.4765 | 13453.8681 | 0 | 136795.3748
4161 | 584.9195 | 959.6665 | 613.8517 | 934.1975 | 584.9195 | 1103.1 | 679251.3543 | 210571.0297 | 95517.3587 | 0 | 524614.3237
4162 | 1157.201 | 1596.7974 | 1214.4393 | 1554.4193 | 1157.201 | 1110.55 | 1356015.1483 | 416592.3532 | 188970.9202 | 0 | 1029272.4126
4163 | 1150.5013 | 2350.9213 | 1207.4079 | 2288.5292 | 1150.5013 | 1097.5 | 1334647.3515 | 414180.4727 | 187876.8644 | 0 | 1038327.435
4164 | 990.4614 | 2859.2947 | 1039.4519 | 2783.4106 | 990.4614 | 407.55 | 426530.3584 | 356566.0874 | 161742.3391 | 0 | 1577260.1832
4165 | 1247.0319 | 3337.2935 | 1308.7136 | 3248.7235 | 1247.0319 | 661.8 | 868851.2731 | 448931.4761 | 203640.3057 | 0 | 1668778.0591
4166 | 1015.0755 | 3611.5024 | 1065.2844 | 3515.6551 | 1015.0755 | 1139.25 | 1224926.8863 | 365427.1912 | 165761.8342 | 0 | 873726.2633
4167 | 1035.2371 | 2480.3852 | 1086.4426 | 2414.5571 | 1035.2371 | 980.75 | 1076282.3232 | 372685.3394 | 169054.2109 | 0 | 1055165.3673
4168 | 965.4739 | 1832.0386 | 1013.229 | 1783.4173 | 965.4739 | 631.9 | 647717.6099 | 347570.6042 | 157661.888 | 0 | 1320864.8434
4169 | 874.7245 | 813.9381 | 813.9381 | 792.3366 | 792.3366 | 1183.85 | 991142.6301 | 285241.1806 | 129388.5688 | 158869.9253 | 632986.3524
4170 | 1044.9992 | 179.6796 | 179.6796 | 174.911 | 174.911 | 730.15 | 135158.6185 | 62967.9461 | 28562.96 | 1677805.1548 | 217412.2883
4171 | 962.7957 | 0 | 0 | 0 | 0 | 360.6 | 0 | 0 | 0 | 3441701.8961 | 0
4172 | 1037.8187 | 0 | 0 | 0 | 0 | 369.95 | 0 | 0 | 0 | 3709886.4593 | 0
4173 | 715.661 | 0 | 0 | 0 | 0 | 738.55 | 0 | 0 | 0 | 2558270.3932 | 0
4174 | 1001.7782 | 321.0034 | 321.0034 | 312.4841 | 312.4841 | 753.95 | 248325.9108 | 112494.2763 | 51028.6537 | 2464017.0339 | 381134.2977
4175 | 876.0043 | 621.2819 | 621.2819 | 604.7934 | 604.7934 | 393.5 | 251501.8158 | 217725.6373 | 98762.7683 | 969496.4858 | 951048
4176 | 918.6645 | 0 | 0 | 0 | 0 | 378.5 | 0 | 0 | 0 | 1771475.4308 | 0
4177 | 882.624 | 0 | 0 | 0 | 0 | 726.55 | 0 | 0 | 0 | 1104939.3428 | 0
4178 | 1200.3686 | 0 | 0 | 0 | 0 | 1097.6 | 0 | 0 | 0 | 1502717.5056 | 0
4179 | 1074.5947 | 0 | 0 | 0 | 0 | 1086.25 | 0 | 0 | 0 | 1345263.6493 | 0
4180 | 1248.913 | 0 | 0 | 0 | 0 | 1059 | 0 | 0 | 0 | 1563489.1701 | 0
4181 | 1179.0386 | 0 | 0 | 0 | 0 | 313.6 | 0 | 0 | 0 | 1476014.805 | 0
4182 | 1068.7106 | 0 | 0 | 0 | 0 | 303.05 | 0 | 0 | 0 | 1337897.3871 | 0
4183 | 955.4405 | 322.8042 | 322.8042 | 314.2372 | 314.2372 | 292.7 | 96478.1894 | 113125.3865 | 51314.9322 | 1236442.5898 | 525148.407
4184 | 993.9174 | 991.6237 | 991.6237 | 965.3065 | 965.3065 | 299.9 | 303501.0136 | 347510.3451 | 157634.5537 | 55170.7881 | 1606402.3887
4185 | 746.5353 | 783.4606 | 783.4606 | 762.668 | 746.5353 | 318.8 | 249079.3211 | 268752.7216 | 121909.2207 | 0 | 1255074.642
4186 | 1054.2475 | 722.2077 | 722.2077 | 703.0407 | 703.0407 | 332.85 | 244949.3376 | 253094.6522 | 114806.5464 | 677237.6675 | 1147280.9483
4187 | 1269.1333 | 1331.9077 | 1331.9077 | 1296.5596 | 1269.1333 | 345.9 | 462657.9913 | 456888.0006 | 207249.4736 | 0 | 2099272.8953
4188 | 1079.2074 | 1539.7098 | 1132.5885 | 1498.8467 | 1079.2074 | 348.15 | 397989.9265 | 388514.6492 | 176234.5617 | 0 | 1782688.676
4189 | 1049.5751 | 1266.6899 | 1101.4898 | 1233.0727 | 1049.5751 | 355.15 | 395087.5742 | 377847.0349 | 171395.6133 | 0 | 1726393.5983
4190 | 1119.0192 | 901.5063 | 901.5063 | 877.5808 | 877.5808 | 371.1 | 344133.4007 | 315929.0942 | 143308.9475 | 465569.531 | 1399252.7913
4191 | 1490.9597 | 1321.9504 | 1321.9504 | 1286.8666 | 1286.8666 | 375.7 | 509918.3711 | 463271.9771 | 210145.3163 | 393556.0481 | 2046041.3735
4192 | 567.8021 | 595.8881 | 595.8881 | 580.0735 | 567.8021 | 366.25 | 218417.4344 | 204408.7695 | 92722.0891 | 0 | 927646.7423
4193 | 1329.9719 | 1080.3988 | 1080.3988 | 1051.7256 | 1051.7256 | 348.95 | 385772.0438 | 378621.2055 | 171746.7857 | 536546.7964 | 1699719.6519
4194 | 1208.3058 | 262.5997 | 262.5997 | 255.6305 | 255.6305 | 334.35 | 90104.8458 | 92026.9631 | 41744.453 | 1837059.1742 | 416783.94
4195 | 1031.9346 | 0 | 0 | 0 | 0 | 673.95 | 0 | 0 | 0 | 3688852.3761 | 0
4196 | 898.0699 | 0 | 0 | 0 | 0 | 1085.7 | 0 | 0 | 0 | 3210326.9786 | 0
4197 | 1109.1642 | 0 | 0 | 0 | 0 | 1093.9 | 0 | 0 | 0 | 3964924.7218 | 0
4198 | 1198.8976 | 321.0034 | 321.0034 | 312.4841 | 312.4841 | 1109.35 | 365539.5999 | 112494.2763 | 51028.6537 | 3168658.8252 | 272426.6781
4199 | 1042.9674 | 621.2819 | 621.2819 | 604.7934 | 604.7934 | 912.55 | 582598.615 | 217725.6373 | 98762.7683 | 1566338.602 | 643770.4
4200 | 873.0622 | 0 | 0 | 0 | 0 | 358.85 | 0 | 0 | 0 | 1683539.901 | 0
4201 | 1123.8746 | 0 | 0 | 0 | 0 | 356.45 | 0 | 0 | 0 | 1406956.0967 | 0
4202 | 782.5933 | 0 | 0 | 0 | 0 | 338.1 | 0 | 0 | 0 | 979712.8839 | 0
4203 | 1155.5019 | 0 | 0 | 0 | 0 | 327.15 | 0 | 0 | 0 | 1446549.7561 | 0
4204 | 1004.7203 | 0 | 0 | 0 | 0 | 319.4 | 0 | 0 | 0 | 1257789.2855 | 0
4205 | 945.8787 | 0 | 0 | 0 | 0 | 313.5 | 0 | 0 | 0 | 1184126.6624 | 0
4206 | 1001.0427 | 0 | 0 | 0 | 0 | 310.45 | 0 | 0 | 0 | 1253185.3716 | 0
4207 | 1244.4999 | 374.2384 | 374.2384 | 364.3063 | 364.3063 | 313.5 | 120394.6652 | 131150.2741 | 59491.2216 | 1697291.2748 | 601405.9
4208 | 641.0608 | 672.7696 | 672.7696 | 654.9147 | 641.0608 | 344.9 | 233405.9047 | 230781.9059 | 104685.2367 | 0 | 1061019.8122
4209 | 822.6911 | 1752.0413 | 863.3835 | 1705.543 | 822.6911 | 1314.2 | 1140697.5717 | 296168.7886 | 134345.4533 | 0 | 564201.5423
4210 | 1162.7946 | 3064.4836 | 1220.3089 | 2983.1538 | 1162.7946 | 1226.2 | 1503961.9063 | 418606.06 | 189884.36 | 0 | 899770.47
4211 | 1141.8157 | 2820.3922 | 1198.2923 | 2745.5405 | 1141.8157 | 956.1 | 1153995.4802 | 411053.6671 | 186458.5107 | 0 | 1191941.4531
4212 | 1203.114 | 2914.5846 | 1262.6233 | 2837.2331 | 1203.114 | 420.5 | 532868.1331 | 433121.0324 | 196468.5128 | 0 | 1900318.5298
4213 | 999.0366 | 2847.9815 | 1048.4521 | 2772.3976 | 999.0366 | 422.45 | 442714.4337 | 359653.1752 | 163142.6764 | 0 | 1576030.185
4214 | 1206.6721 | 2671.6676 | 1266.3573 | 2600.763 | 1206.6721 | 451.55 | 575262.2081 | 434401.9405 | 197049.5469 | 0 | 1868471.3467
4215 | 1353.2033 | 2106.1174 | 1420.1361 | 2050.2222 | 1353.2033 | 463.6 | 663617.282 | 487153.1779 | 220978.0943 | 0 | 2079061.5071
4216 | 1525.3618 | 2153.8081 | 1600.8105 | 2096.6472 | 1525.3618 | 812.5 | 1311063.9627 | 549130.2635 | 249091.589 | 0 | 1811367.1886
4217 | 1270.7349 | 787.5493 | 787.5493 | 766.6482 | 766.6482 | 1239.7 | 1001458.0315 | 275993.3577 | 125193.6536 | 972038.4765 | 570552.6893
4218 | 1248.3052 | 247.6669 | 247.6669 | 241.094 | 241.094 | 1103.7 | 280509.3123 | 86793.8244 | 39370.6431 | 1942221.6464 | 211521.4222
4219 | 1187.8648 | 0 | 0 | 0 | 0 | 1091.9 | 0 | 0 | 0 | 4246255.5848 | 0
4220 | 1119.4615 | 0 | 0 | 0 | 0 | 1200.4 | 0 | 0 | 0 | 4001734.3675 | 0
4221 | 1184.1872 | 0 | 0 | 0 | 0 | 1248.85 | 0 | 0 | 0 | 4233109.2828 | 0
4222 | 1246.7064 | 321.0034 | 321.0034 | 312.4841 | 312.4841 | 1284.5 | 422916.2904 | 112494.2763 | 51028.6537 | 3339560.7549 | 218852.847
4223 | 890.7147 | 621.2819 | 621.2819 | 604.7934 | 604.7934 | 754.1 | 483366.795 | 217725.6373 | 98762.7683 | 1022081.6945 | 737572.8
4224 | 1162.1216 | 0 | 0 | 0 | 0 | 738.45 | 0 | 0 | 0 | 2240937.6945 | 0
4225 | 1210.6659 | 0 | 0 | 0 | 0 | 1067.35 | 0 | 0 | 0 | 1515608.4657 | 0
4226 | 1075.3302 | 0 | 0 | 0 | 0 | 338.4 | 0 | 0 | 0 | 1346184.4321 | 0
4227 | 1067.2395 | 0 | 0 | 0 | 0 | 327.35 | 0 | 0 | 0 | 1336055.8216 | 0
4228 | 1099.6024 | 0 | 0 | 0 | 0 | 319.6 | 0 | 0 | 0 | 1376570.265 | 0
4229 | 772.296 | 0 | 0 | 0 | 0 | 643.2 | 0 | 0 | 0 | 966821.9249 | 0
4230 | 1059.8843 | 0 | 0 | 0 | 0 | 1021.35 | 0 | 0 | 0 | 1326847.9938 | 0
4231 | 649.4642 | 408.1077 | 408.1077 | 397.2768 | 397.2768 | 669.15 | 282510.3009 | 143019.6314 | 64875.2939 | 486297.0214 | 517531.6321
4232 | 882.1064 | 925.7384 | 925.7384 | 901.1698 | 882.1064 | 345 | 322336.7628 | 317558.2988 | 144047.9728 | 0 | 1459886.068
4233 | 827.5326 | 1785.6157 | 868.464 | 1738.2264 | 827.5326 | 1179.7 | 1033284.5967 | 297911.7503 | 135136.0801 | 0 | 678825.0244
4234 | 1054.0186 | 3122.4496 | 1106.1526 | 3039.5815 | 1054.0186 | 1026.2 | 1144948.7689 | 379446.6805 | 172121.2304 | 0 | 1026403.2708
4235 | 1307.932 | 3615.9972 | 1372.6259 | 3520.0306 | 1307.932 | 427.1 | 592562.4613 | 470855.5258 | 213585.2982 | 0 | 2057246.268
4236 | 1422.7357 | 3837.394 | 1493.1084 | 3735.5516 | 1422.7357 | 420.5 | 633576.6082 | 512184.8362 | 232332.7326 | 0 | 2247210.9687
4237 | 1374.2539 | 3794.3754 | 1442.2283 | 3693.6748 | 1374.2539 | 422.45 | 613845.2388 | 494731.3878 | 224415.6545 | 0 | 2167954.169
4238 | 1156.3257 | 3471.2574 | 1213.52 | 3379.1321 | 1156.3257 | 451.55 | 556111.9391 | 416277.2563 | 188827.9888 | 0 | 1790512.5487
4239 | 1129.0885 | 2928.3588 | 1184.9368 | 2850.6418 | 1129.0885 | 798.1 | 960092.9088 | 406471.8553 | 184380.1499 | 0 | 1357051.4525
4240 | 1626.5602 | 2179.9009 | 1707.0151 | 2122.0475 | 1626.5602 | 1425.3 | 2465865.2187 | 585561.6727 | 265617.281 | 0 | 934784.1481
4241 | 1795.9293 | 1181.3277 | 1181.3277 | 1149.9759 | 1149.9759 | 1712.7 | 2083477.2138 | 413991.3237 | 187791.0644 | 1245602.303 | 323399.245
4242 | 1420.2091 | 178.4192 | 178.4192 | 173.684 | 173.684 | 1571.9 | 288509.6581 | 62526.2426 | 28362.5984 | 2403694.3677 | 72781.281
4243 | 1461.4783 | 0 | 0 | 0 | 0 | 1658.95 | 0 | 0 | 0 | 5224340.4651 | 0
4244 | 1213.608 | 0 | 0 | 0 | 0 | 1646.55 | 0 | 0 | 0 | 4338279.7025 | 0
4245 | 1603.4336 | 0 | 0 | 0 | 0 | 1551.25 | 0 | 0 | 0 | 5731787.7262 | 0
4246 | 1394.5459 | 321.0034 | 321.0034 | 312.4841 | 312.4841 | 1555.15 | 514915.5621 | 112494.2763 | 51028.6537 | 3868042.0993 | 136068.0489
4247 | 1470.3045 | 621.2819 | 621.2819 | 604.7934 | 604.7934 | 1446.65 | 929108.7128 | 217725.6373 | 98762.7683 | 3093938.9098 | 327583.2
4248 | 1418.0826 | 0 | 0 | 0 | 0 | 1261.95 | 0 | 0 | 0 | 2734511.3129 | 0
4249 | 1318.7874 | 0 | 0 | 0 | 0 | 1236.7 | 0 | 0 | 0 | 1650963.5353 | 0
4250 | 1217.2856 | 0 | 0 | 0 | 0 | 1127.1 | 0 | 0 | 0 | 1523895.5107 | 0
4251 | 1218.7567 | 0 | 0 | 0 | 0 | 1038.65 | 0 | 0 | 0 | 1525737.0763 | 0
4252 | 1394.5459 | 0 | 0 | 0 | 0 | 1030.9 | 0 | 0 | 0 | 1745804.1614 | 0
4253 | 1187.1293 | 0 | 0 | 0 | 0 | 1024.4 | 0 | 0 | 0 | 1486143.4156 | 0
4254 | 1418.0826 | 0 | 0 | 0 | 0 | 1021.35 | 0 | 0 | 0 | 1775269.2102 | 0
4255 | 920.1355 | 423.2 | 423.2 | 411.9685 | 411.9685 | 1024.7 | 446798.9077 | 148308.6726 | 67274.4617 | 979906.5435 | 393293.6262
4256 | 761.6585 | 799.3327 | 799.3327 | 778.1189 | 761.6585 | 345.2 | 278776.0779 | 274197.0775 | 124378.841 | 0 | 1260392.5662
4257 | 976.5554 | 1932.8322 | 1024.8581 | 1881.5359 | 976.5554 | 1043.75 | 1079433.0488 | 351559.9544 | 159471.5015 | 0 | 933831.1289
4258 | 1245.0055 | 3131.0909 | 1306.5874 | 3047.9934 | 1245.0055 | 1132.45 | 1496475.546 | 448201.9876 | 203309.4016 | 0 | 1080104.5397
4259 | 1420.1043 | 3619.2086 | 1490.3472 | 3523.1567 | 1420.1043 | 926.1 | 1399959.3903 | 511237.5599 | 231903.0376 | 0 | 1525050.0432
4260 | 1490.1332 | 3872.5226 | 1563.839 | 3769.748 | 1490.1332 | 420.5 | 666033.1415 | 536447.9495 | 243338.7504 | 0 | 2353665.3783
4261 | 860.9694 | 3855.9159 | 903.5549 | 3753.582 | 860.9694 | 422.45 | 385732.1678 | 309948.9765 | 140596.2996 | 0 | 1358222.2443
4262 | 1268.3941 | 3555.5261 | 1331.1322 | 3461.1644 | 1268.3941 | 451.55 | 611182.7903 | 456621.8897 | 207128.7627 | 0 | 1964044.903
4263 | 1179.3631 | 3017.7961 | 1237.6975 | 2937.7055 | 1179.3631 | 463.6 | 582137.1187 | 424570.7225 | 192589.9972 | 0 | 1811973.4945
4264 | 1177.8001 | 2235.2737 | 1236.0582 | 2175.9508 | 1177.8001 | 812.5 | 1017049.3019 | 424008.0497 | 192334.7625 | 0 | 1398637.6639
4265 | 933.8677 | 1204.1493 | 980.0586 | 1172.1918 | 933.8677 | 1602.6 | 1585524.2414 | 336192.3671 | 152500.5932 | 0 | 371119.0186
4266 | 1077.5727 | 101.1472 | 101.1472 | 98.4628 | 98.4628 | 1540.4 | 160936.5437 | 35446.6164 | 16078.9791 | 1888033.1752 | 44296.248
4267 | 1109.8997 | 0 | 0 | 0 | 0 | 1571.35 | 0 | 0 | 0 | 3967553.9822 | 0
4268 | 1127.5522 | 0 | 0 | 0 | 0 | 1678.8 | 0 | 0 | 0 | 4030656.2319 | 0
4269 | 1183.4517 | 0 | 0 | 0 | 0 | 1743 | 0 | 0 | 0 | 4230480.0224 | 0
4270 | 1332.0267 | 321.0034 | 321.0034 | 312.4841 | 312.4841 | 1753.65 | 581990.3289 | 112494.2763 | 51028.6537 | 3644554.9651 | 75352.0599
4271 | 1148.1467 | 621.2819 | 621.2819 | 604.7934 | 604.7934 | 1556 | 1000249.3558 | 217725.6373 | 98762.7683 | 1942322.8431 | 262848
4272 | 1170.2123 | 0 | 0 | 0 | 0 | 1431 | 0 | 0 | 0 | 2256539.1593 | 0
4273 | 1298.1928 | 0 | 0 | 0 | 0 | 711.9 | 0 | 0 | 0 | 1625181.6162 | 0
4274 | 1256.2682 | 0 | 0 | 0 | 0 | 338.2 | 0 | 0 | 0 | 1572696.9979 | 0
4275 | 1237.1447 | 0 | 0 | 0 | 0 | 327.25 | 0 | 0 | 0 | 1548756.6457 | 0
4276 | 1329.0847 | 0 | 0 | 0 | 0 | 319.4 | 0 | 0 | 0 | 1663854.4941 | 0
4277 | 1320.2584 | 0 | 0 | 0 | 0 | 313.5 | 0 | 0 | 0 | 1652805.1008 | 0
4278 | 1256.2682 | 0 | 0 | 0 | 0 | 310.55 | 0 | 0 | 0 | 1572696.9979 | 0
4279 | 957.647 | 375.5628 | 375.5628 | 365.5956 | 365.5956 | 313.5 | 121166.3637 | 131614.4122 | 59701.7598 | 1141662.3011 | 603534.263
4280 | 1212.8063 | 1272.7957 | 1272.7957 | 1239.0164 | 1212.8063 | 344.9 | 442506.5153 | 436610.2658 | 198051.2678 | 0 | 2007315.6972
4281 | 817.3512 | 1775.8808 | 857.7794 | 1728.7499 | 817.3512 | 739.25 | 640026.3063 | 294246.4335 | 133473.4516 | 0 | 1030475.5306
4282 | 1350.9121 | 2825.544 | 1417.7318 | 2750.5556 | 1350.9121 | 670.75 | 963654.3704 | 486328.3657 | 220603.9503 | 0 | 1795699.9448
4283 | 1576.5504 | 3669.9627 | 1654.5315 | 3572.5639 | 1576.5504 | 427.1 | 717789.5371 | 567558.1289 | 257450.6735 | 0 | 2479756.0581
4284 | 1514.752 | 3906.3919 | 1589.6757 | 3802.7184 | 1514.752 | 420.5 | 678214.0296 | 545310.7081 | 247358.9962 | 0 | 2392550.7319
4285 | 1347.5913 | 3300.3608 | 1414.2465 | 3212.771 | 1347.5913 | 422.45 | 604053.3603 | 485132.8514 | 220061.6518 | 0 | 2125892.5827
4286 | 1384.7626 | 3295.6298 | 1453.2571 | 3208.1656 | 1384.7626 | 451.55 | 667008.3283 | 498514.5349 | 226131.7321 | 0 | 2144235.6433
4287 | 1490.5497 | 2623.2905 | 1564.2756 | 2553.6698 | 1490.5497 | 463.6 | 733483.9162 | 536597.8852 | 243406.7629 | 0 | 2290080.5299
4288 | 1528.8197 | 1436.451 | 1436.451 | 1398.3284 | 1398.3284 | 812.9 | 1204829.7254 | 503398.2236 | 228347.0275 | 251628.4755 | 1624841.9379
4289 | 1453.0225 | 183.5888 | 183.5888 | 178.7165 | 178.7165 | 1592.6 | 301092.7541 | 64337.9258 | 29184.398 | 2457264.7844 | 71268.9264
4290 | 1062.5736 | 0 | 0 | 0 | 0 | 1381.9 | 0 | 0 | 0 | 2048977.6239 | 0
4291 | 1421.0247 | 0 | 0 | 0 | 0 | 1428.5 | 0 | 0 | 0 | 5079731.1394 | 0
4292 | 1195.22 | 0 | 0 | 0 | 0 | 1537.7 | 0 | 0 | 0 | 4272548.1889 | 0
4293 | 1395.2815 | 0 | 0 | 0 | 0 | 1551.25 | 0 | 0 | 0 | 4987707.0253 | 0
4294 | 1417.3471 | 321.0034 | 321.0034 | 312.4841 | 312.4841 | 1372.8 | 453957.9039 | 112494.2763 | 51028.6537 | 3949549.1717 | 191844.1728
4295 | 1162.8571 | 621.2819 | 621.2819 | 604.7934 | 604.7934 | 1109.55 | 712879.9252 | 217725.6373 | 98762.7683 | 1994908.0511 | 527146.4
4296 | 1393.0749 | 0 | 0 | 0 | 0 | 657.5 | 0 | 0 | 0 | 2686288.6034 | 0
4297 | 1050.3226 | 0 | 0 | 0 | 0 | 712.2 | 0 | 0 | 0 | 2025353.815 | 0
4298 | 1021.6373 | 0 | 0 | 0 | 0 | 338.1 | 0 | 0 | 0 | 1970039.5306 | 0
4299 | 1457.0651 | 0 | 0 | 0 | 0 | 327.25 | 0 | 0 | 0 | 2809682.009 | 0
4300 | 1272.4496 | 0 | 0 | 0 | 0 | 319.7 | 0 | 0 | 0 | 2453684.9441 | 0
4301 | 1186.3938 | 0 | 0 | 0 | 0 | 313.5 | 0 | 0 | 0 | 2287742.089 | 0
4302 | 1309.2256 | 0 | 0 | 0 | 0 | 310.45 | 0 | 0 | 0 | 2524600.6933 | 0
4303 | 1074.5947 | 134.4729 | 134.4729 | 130.9041 | 130.9041 | 313.5 | 43420.7494 | 47125.4637 | 21376.634 | 1819733.8046 | 216099.6775
4304 | 998.1356 | 1047.5065 | 1047.5065 | 1019.7063 | 998.1356 | 344.9 | 363429.7587 | 359328.8109 | 162995.5412 | 0 | 1652014.2082
4305 | 975.2784 | 1815.4813 | 1023.5179 | 1767.2994 | 975.2784 | 399.75 | 411655.042 | 351100.2176 | 159262.9598 | 0 | 1560689.2313
4306 | 1046.5245 | 3133.1678 | 1098.289 | 3050.0152 | 1046.5245 | 670.85 | 744467.2581 | 376748.8301 | 170897.4554 | 0 | 1390988.0764
4307 | 950.4987 | 3680.6903 | 997.5133 | 3583.0068 | 950.4987 | 782.55 | 789572.3756 | 342179.5368 | 155216.4399 | 0 | 1157184.6585
4308 | 1002.5404 | 3922.0174 | 1052.1294 | 3817.9292 | 1002.5404 | 420.6 | 446802.6448 | 360914.5552 | 163714.8524 | 0 | 1583412.3567
4309 | 1043.7397 | 3911.9751 | 1095.3662 | 3808.1534 | 1043.7397 | 422.45 | 466301.5931 | 375746.2794 | 170442.6873 | 0 | 1646551.5085
4310 | 1077.3961 | 3639.7245 | 1130.688 | 3543.1282 | 1077.3961 | 451.55 | 517434.9242 | 387862.6108 | 175938.7898 | 0 | 1668294.0545
4311 | 1015.4608 | 3099.1368 | 1065.6884 | 3016.8874 | 1015.4608 | 463.6 | 502157.465 | 365565.8736 | 165824.7421 | 0 | 1560153.9117
4312 | 206.3667 | 2318.5486 | 216.5745 | 2257.0156 | 206.3667 | 457.05 | 100345.7815 | 74292.0073 | 33699.68 | 0 | 318413.4797
4313 | 168.6547 | 1068.9019 | 176.9961 | 1040.5338 | 168.6547 | 1145.95 | 204271.1268 | 60715.7055 | 27541.3186 | 0 | 144039.5786
4314 | 147.1628 | 154.4421 | 154.4421 | 150.3433 | 147.1628 | 877.4 | 136822.1154 | 52978.6234 | 24031.6922 | 0 | 165205.0074
4315 | 189.7642 | 199.1502 | 199.1502 | 193.8649 | 189.7642 | 1092.2 | 219687.875 | 68315.0982 | 30988.4876 | 0 | 172267.7592
4316 | 137.5422 | 144.3452 | 144.3452 | 140.5144 | 137.5422 | 1437.6 | 209046.5005 | 49515.2068 | 22460.648 | 0 | 77353.6208
4317 | 106.6504 | 111.9252 | 111.9252 | 108.9548 | 106.6504 | 1562.5 | 176161.8809 | 38394.1443 | 17416.0105 | 0 | 46659.375
4318 | 100.7662 | 105.7502 | 105.7502 | 102.9436 | 100.7662 | 1742.1 | 185558.3297 | 36275.8467 | 16455.1271 | 0 | 25987.5514
4319 | 91.2045 | 95.7152 | 95.7152 | 93.175 | 91.2045 | 1589 | 153737.3008 | 32833.6131 | 14893.6917 | 0 | 37484.844
4320 | 100.0307 | 104.9788 | 104.9788 | 102.1927 | 100.0307 | 1430.5 | 151642.7754 | 36011.0595 | 16335.0167 | 0 | 56967.4956
4321 | 92.6755 | 0 | 0 | 0 | 0 | 1621.15 | 0 | 0 | 0 | 116018.631 | 0
4322 | 100.7662 | 0 | 0 | 0 | 0 | 1499.65 | 0 | 0 | 0 | 126147.2417 | 0
4323 | 91.94 | 0 | 0 | 0 | 0 | 1489.6 | 0 | 0 | 0 | 115097.8482 | 0
4324 | 95.6176 | 0 | 0 | 0 | 0 | 1590.1 | 0 | 0 | 0 | 119701.7621 | 0
4325 | 86.0558 | 0 | 0 | 0 | 0 | 1729.65 | 0 | 0 | 0 | 107731.5859 | 0
4326 | 93.411 | 25.9774 | 25.9774 | 25.2879 | 25.2879 | 1719.2 | 45956.3675 | 9103.6532 | 4129.5182 | 85281.9655 | 6950.6424
4327 | 86.0558 | 90.3126 | 90.3126 | 87.9157 | 86.0558 | 1505.65 | 136981.3906 | 30980.1027 | 14052.9188 | 0 | 42541.7049
4328 | 91.951 | 786.6636 | 96.4991 | 765.786 | 91.951 | 1192.25 | 116186.5205 | 33102.3721 | 15015.6038 | 0 | 74273.4474
4329 | 200.9569 | 2285.1662 | 210.8969 | 2224.5191 | 200.9569 | 1431.4 | 304268.4505 | 72344.4975 | 32816.2679 | 0 | 114264.1146
4330 | 878.5446 | 3183.0267 | 921.9992 | 3098.5509 | 878.5446 | 1367.35 | 1268391.8394 | 316276.0668 | 143466.3381 | 0 | 555811.2601
4331 | 1068.5028 | 3686.8412 | 1121.354 | 3588.9944 | 1068.5028 | 1294.8 | 1466866.5654 | 384661.0026 | 174486.5048 | 0 | 753508.164
4332 | 1462.838 | 3926.2509 | 1535.1939 | 3822.0504 | 1462.838 | 1066.55 | 1652886.8574 | 526621.6962 | 238881.4527 | 0 | 1365486.1731
4333 | 1268.6028 | 3911.8565 | 1331.3515 | 3808.0379 | 1268.6028 | 412.3 | 552351.8685 | 456697.0228 | 207162.8439 | 0 | 2014160.7307
4334 | 1480.9778 | 3591.6728 | 1554.2312 | 3496.3517 | 1480.9778 | 799.75 | 1256277.687 | 533152.0109 | 241843.676 | 0 | 1777543.6141
4335 | 1662.323 | 2371.1529 | 1744.546 | 2308.2238 | 1662.323 | 1304.4 | 2299237.511 | 598436.2883 | 271457.3497 | 0 | 1156311.8948
4336 | 1889.88 | 1886.5309 | 1886.5309 | 1836.4634 | 1836.4634 | 1295.05 | 2521266.9487 | 661126.84 | 299894.4805 | 103004.0799 | 1267229.3992
4337 | 1479.2732 | 41.2859 | 41.2859 | 40.1902 | 40.1902 | 1588.7 | 67530.6881 | 14468.457 | 6563.0529 | 2775006.9315 | 16180.542
4338 | 1404.2291 | 105.281 | 105.281 | 102.4869 | 102.4869 | 1338.45 | 145434.4404 | 36895.301 | 16736.1185 | 2510170.1303 | 66366.0345
4339 | 1635.7965 | 0 | 0 | 0 | 0 | 1512.5 | 0 | 0 | 0 | 5847475.1839 | 0
4340 | 1688.7539 | 0 | 0 | 0 | 0 | 1707.5 | 0 | 0 | 0 | 6036781.9364 | 0
4341 | 1451.9165 | 0 | 0 | 0 | 0 | 1789.25 | 0 | 0 | 0 | 5190160.0799 | 0
4342 | 1428.3799 | 321.0034 | 321.0034 | 312.4841 | 312.4841 | 1825.6 | 600963.5208 | 112494.2763 | 51028.6537 | 3988988.0778 | 53344.4256
4343 | 1283.4824 | 621.2819 | 621.2819 | 604.7934 | 604.7934 | 1837.3 | 1171752.7557 | 217725.6373 | 98762.7683 | 2426106.7606 | 96318.4
4344 | 1275.3917 | 0 | 0 | 0 | 0 | 1727.6 | 0 | 0 | 0 | 2459358.204 | 0
4345 | 1141.0098 | 0 | 0 | 0 | 0 | 1540 | 0 | 0 | 0 | 1428407.3647 | 0
4346 | 1317.8249 | 0 | 0 | 0 | 0 | 1522.15 | 0 | 0 | 0 | 1649758.627 | 0
4347 | 1357.1939 | 0 | 0 | 0 | 0 | 1409.95 | 0 | 0 | 0 | 1699043.8682 | 0
4348 | 1237.7056 | 0 | 0 | 0 | 0 | 1306.8 | 0 | 0 | 0 | 1549458.8352 | 0
4349 | 1136.175 | 0 | 0 | 0 | 0 | 1378.1 | 0 | 0 | 0 | 1422354.7903 | 0
4350 | 1195.5738 | 0 | 0 | 0 | 0 | 1563.9 | 0 | 0 | 0 | 1496714.9801 | 0
4351 | 1022.9029 | 344.4137 | 344.4137 | 335.2732 | 335.2732 | 1458.05 | 517361.6911 | 120698.3402 | 54750.1082 | 1325967.3484 | 177857.693
4352 | 1129.8233 | 1010.6137 | 1010.6137 | 983.7926 | 983.7926 | 499.4 | 519193.7464 | 354165.3204 | 160653.3245 | 281593.4632 | 1445050.7892
4353 | 1224.9167 | 1285.5047 | 1285.5047 | 1251.3881 | 1224.9167 | 318.8 | 411474.1486 | 440970.0062 | 200028.8945 | 0 | 2059329.9291
4354 | 1366.0648 | 1808.2074 | 1433.6343 | 1760.2186 | 1366.0648 | 332.85 | 479799.3086 | 491783.3449 | 223078.3895 | 0 | 2277435.0097
4355 | 1337.9229 | 3720.8406 | 1404.1003 | 3622.0915 | 1337.9229 | 345.9 | 490232.0777 | 481652.2552 | 218482.8146 | 0 | 2213058.3202
4356 | 1315.4265 | 3981.0864 | 1380.4916 | 3875.4305 | 1315.4265 | 348.15 | 486274.7931 | 473553.5375 | 214809.1463 | 0 | 2172887.2525
4357 | 1307.2764 | 3186.3682 | 1371.9374 | 3101.8037 | 1307.2764 | 355.15 | 494243.3001 | 470619.5123 | 213478.2399 | 0 | 2150273.6244
4358 | 1149.254 | 2529.5892 | 1206.0992 | 2462.4553 | 1149.254 | 371.1 | 452599.6484 | 413731.4357 | 187673.1762 | 0 | 1872019.8211
4359 | 1075.5123 | 1182.9187 | 1128.7108 | 1151.5247 | 1075.5123 | 375.7 | 428650.2686 | 387184.4129 | 175631.1517 | 0 | 1746954.5607
4360 | 1067.8206 | 1374.3659 | 1120.6373 | 1337.8909 | 1067.8206 | 366.25 | 414223.7069 | 384415.4264 | 174375.1087 | 0 | 1744551.9526
4361 | 1122.6445 | 42.0719 | 42.0719 | 40.9553 | 40.9553 | 348.95 | 15136.2518 | 14743.9241 | 6688.0078 | 2085838.5591 | 66188.9435
4362 | 1180.3883 | 176.4031 | 176.4031 | 171.7215 | 171.7215 | 334.45 | 60826.5993 | 61819.7376 | 28042.1199 | 1945028.3266 | 279960.6339
4363 | 1047.7675 | 0 | 0 | 0 | 0 | 1412.95 | 0 | 0 | 0 | 3745450.2376 | 0
4364 | 988.3687 | 0 | 0 | 0 | 0 | 1513.55 | 0 | 0 | 0 | 3533117.529 | 0
4365 | 1236.3242 | 0 | 0 | 0 | 0 | 1523.1 | 0 | 0 | 0 | 4419483.1438 | 0
4366 | 1285.3627 | 321.0034 | 321.0034 | 312.4841 | 312.4841 | 1765.15 | 583791.4954 | 112494.2763 | 51028.6537 | 3477745.4117 | 71834.5089
4367 | 1237.0149 | 621.2819 | 621.2819 | 604.7934 | 604.7934 | 1778.1 | 1137534.3318 | 217725.6373 | 98762.7683 | 2259999.4491 | 131364.8
4368 | 955.9065 | 0 | 0 | 0 | 0 | 1703 | 0 | 0 | 0 | 1843289.8482 | 0
4369 | 1144.4632 | 0 | 0 | 0 | 0 | 1728.9 | 0 | 0 | 0 | 1432730.6309 | 0
4370 | 1100.2595 | 0 | 0 | 0 | 0 | 1548.85 | 0 | 0 | 0 | 1377392.8153 | 0
4371 | 1259.8074 | 0 | 0 | 0 | 0 | 1458.85 | 0 | 0 | 0 | 1577127.743 | 0
4372 | 1195.5738 | 0 | 0 | 0 | 0 | 1411.55 | 0 | 0 | 0 | 1496714.9801 | 0
4373 | 1084.3737 | 0 | 0 | 0 | 0 | 1406.85 | 0 | 0 | 0 | 1357505.7876 | 0
4374 | 1230.7987 | 0 | 0 | 0 | 0 | 1194.45 | 0 | 0 | 0 | 1540812.3016 | 0
4375 | 855.7574 | 224.3006 | 224.3006 | 218.3478 | 218.3478 | 1306.6 | 299624.6919 | 78605.2073 | 35656.1954 | 1229127.0555 | 148199.6886
4376 | 848.1616 | 885.3078 | 885.3078 | 861.8123 | 848.1616 | 1336.3 | 1189649.8635 | 305338.1628 | 138504.7833 | 0 | 559885.3734
4377 | 955.36 | 1002.6147 | 1002.6147 | 976.0058 | 955.36 | 1531.65 | 1540871.8503 | 343929.608 | 156010.2916 | 0 | 447442.856
4378 | 1003.5499 | 1053.1883 | 1053.1883 | 1025.2373 | 1003.5499 | 1590 | 1682953.1906 | 361277.9647 | 163879.699 | 0 | 411455.4598
4379 | 826.6632 | 1800.5422 | 867.552 | 1752.7568 | 826.6632 | 1593.35 | 1399647.8698 | 297598.7388 | 134994.0946 | 0 | 336162.5754
4380 | 1123.7505 | 2830.4114 | 1179.3337 | 2755.2938 | 1123.7505 | 1549.4 | 1855164.1667 | 404550.1746 | 183508.4542 | 0 | 506361.9685
4381 | 1103.3684 | 3354.3084 | 1157.9436 | 3265.2869 | 1103.3684 | 1203.8 | 1409973.0377 | 397212.6251 | 180180.0602 | 0 | 878501.9225
4382 | 1414.2487 | 2936.532 | 1484.2016 | 2858.5981 | 1414.2487 | 1340.65 | 2007118.4895 | 509129.5259 | 230946.8099 | 0 | 932484.8691
4383 | 1156.956 | 2108.3769 | 1214.1822 | 2052.4217 | 1156.956 | 1674.15 | 2049880.6864 | 416504.1517 | 188930.911 | 0 | 376994.1051
4384 | 1089.7222 | 1884.3071 | 1143.6226 | 1834.2987 | 1089.7222 | 1866.75 | 2144500.3657 | 392299.9978 | 177951.6379 | 0 | 145205.4853
4385 | 1137.5314 | 180.0458 | 180.0458 | 175.2675 | 175.2675 | 1905.4 | 352021.1559 | 63096.3012 | 28621.1833 | 1855548.7831 | 16229.576
4386 | 926.8434 | 0 | 0 | 0 | 0 | 1865.05 | 0 | 0 | 0 | 1787246.9778 | 0
4387 | 835.7275 | 0 | 0 | 0 | 0 | 1851.7 | 0 | 0 | 0 | 2987471.845 | 0
4388 | 1471.8474 | 0 | 0 | 0 | 0 | 1868.7 | 0 | 0 | 0 | 5261407.0277 | 0
4389 | 1105.0942 | 0 | 0 | 0 | 0 | 1871.3 | 0 | 0 | 0 | 3950375.9915 | 0
4390 | 823.2952 | 321.0034 | 321.0034 | 312.4841 | 312.4841 | 1887.2 | 619053.5172 | 112494.2763 | 51028.6537 | 1825994.4494 | 34502.5872
4391 | 927.5885 | 621.2819 | 621.2819 | 604.7934 | 604.7934 | 1882 | 1197023.8967 | 217725.6373 | 98762.7683 | 1153894.1694 | 69856
4392 | 973.8643 | 0 | 0 | 0 | 0 | 1862.45 | 0 | 0 | 0 | 1877918.1258 | 0
4393 | 1145.1539 | 0 | 0 | 0 | 0 | 1641.4 | 0 | 0 | 0 | 1433595.2844 | 0
4394 | 1047.7675 | 0 | 0 | 0 | 0 | 1813.95 | 0 | 0 | 0 | 1311679.1591 | 0
4395 | 804.6468 | 0 | 0 | 0 | 0 | 1804.45 | 0 | 0 | 0 | 1007321.1739 | 0
4396 | 1138.2471 | 0 | 0 | 0 | 0 | 1797.55 | 0 | 0 | 0 | 1424948.7508 | 0
4397 | 993.2035 | 0 | 0 | 0 | 0 | 1792.85 | 0 | 0 | 0 | 1243371.5434 | 0
4398 | 968.3388 | 0 | 0 | 0 | 0 | 1791.35 | 0 | 0 | 0 | 1212244.0221 | 0
4399 | 1081.611 | 354.3081 | 354.3081 | 344.9049 | 344.9049 | 1781.35 | 649304.9711 | 124165.7681 | 56322.972 | 1420602.1324 | 73818.2079
4400 | 1051.0551 | 1103.0441 | 1103.0441 | 1073.7699 | 1051.0551 | 1610.75 | 1785518.3735 | 378379.8508 | 171637.3045 | 0 | 409123.2136
4401 | 1124.1761 | 1179.7808 | 1179.7808 | 1148.47 | 1124.1761 | 1678.25 | 1985968.9405 | 404703.4028 | 183577.9602 | 0 | 361703.628
4402 | 1099.9253 | 1808.5086 | 1154.3303 | 1760.5118 | 1099.9253 | 1676.3 | 1944736.359 | 395973.1238 | 179617.8087 | 0 | 356045.8339
4403 | 1173.32 | 2651.2335 | 1231.3556 | 2580.8712 | 1173.32 | 1636.35 | 2034138.2416 | 422395.2022 | 191603.157 | 0 | 426677.8202
4404 | 1174.9733 | 3442.1432 | 1233.0903 | 3350.7906 | 1174.9733 | 1431.9 | 1779587.9698 | 422990.3988 | 191873.1448 | 0 | 667502.3488
4405 | 1130.4682 | 2018.1115 | 1186.3851 | 1964.552 | 1130.4682 | 1104.5 | 1315698.5868 | 406968.5696 | 184605.4651 | 0 | 1012334.317
4406 | 1162.7327 | 3645.2772 | 1220.2449 | 3548.5335 | 1162.7327 | 1644.9 | 2016819.8808 | 418583.7666 | 189874.2475 | 0 | 412886.3764
4407 | 1439.1789 | 1838.4141 | 1510.3647 | 1789.6236 | 1439.1789 | 1742.85 | 2638637.2922 | 518104.4105 | 235017.9173 | 0 | 370084.8588
4408 | 1406.8437 | 1034.3882 | 1034.3882 | 1006.9361 | 1006.9361 | 1903.45 | 2019095.2479 | 362497.0038 | 164432.6687 | 771148.1585 | 95163.1558
4409 | 1304.5051 | 447.642 | 447.642 | 435.7618 | 435.7618 | 1915.4 | 881283.6327 | 156874.2639 | 71159.9092 | 1675211.4293 | 36085.6224
4410 | 1480.7011 | 0 | 0 | 0 | 0 | 1875.05 | 0 | 0 | 0 | 2855259.6378 | 0
4411 | 1355.1218 | 0 | 0 | 0 | 0 | 1861.7 | 0 | 0 | 0 | 4844148.5602 | 0
4412 | 982.8432 | 0 | 0 | 0 | 0 | 1868.7 | 0 | 0 | 0 | 3513365.6489 | 0
4413 | 1227.3453 | 0 | 0 | 0 | 0 | 1861.3 | 0 | 0 | 0 | 4387386.3381 | 0
4414 | 1230.108 | 321.0034 | 321.0034 | 312.4841 | 312.4841 | 1877.2 | 617871.0821 | 112494.2763 | 51028.6537 | 3280226.6102 | 37561.3272
4415 | 1073.3228 | 621.2819 | 621.2819 | 604.7934 | 604.7934 | 1848.6 | 1180526.4617 | 217725.6373 | 98762.7683 | 1674850.004 | 89628.8
4416 | 1058.8184 | 0 | 0 | 0 | 0 | 1644.35 | 0 | 0 | 0 | 2041736.5158 | 0
4417 | 752.1548 | 0 | 0 | 0 | 0 | 1337.2 | 0 | 0 | 0 | 941607.518 | 0
4418 | 1158.2769 | 0 | 0 | 0 | 0 | 1594.05 | 0 | 0 | 0 | 1450023.6981 | 0
4419 | 1156.8955 | 0 | 0 | 0 | 0 | 1580.45 | 0 | 0 | 0 | 1448294.3911 | 0
4420 | 1170.7092 | 0 | 0 | 0 | 0 | 1573.55 | 0 | 0 | 0 | 1465587.4596 | 0
4421 | 1391.7281 | 0 | 0 | 0 | 0 | 1664.15 | 0 | 0 | 0 | 1742276.5363 | 0
4422 | 1459.4151 | 0 | 0 | 0 | 0 | 1766.15 | 0 | 0 | 0 | 1827012.5666 | 0
4423 | 1333.7106 | 313.9804 | 313.9804 | 305.6475 | 305.6475 | 1716.35 | 550132.688 | 110033.094 | 49912.234 | 1982430.5995 | 84862.9743
4424 | 1049.1048 | 1034.85 | 1034.85 | 1007.3856 | 1007.3856 | 1639.75 | 1732306.6359 | 362658.8269 | 164506.0734 | 80447.7847 | 355233.879
4425 | 1288.2412 | 1835.8492 | 1351.9609 | 1787.1268 | 1288.2412 | 1838.75 | 2489074.9245 | 463766.8226 | 210369.7837 | 0 | 207728.8893
4426 | 1625.402 | 1705.7988 | 1705.7988 | 1660.5278 | 1625.402 | 1814.5 | 3098068.7054 | 585144.7114 | 265428.1427 | 0 | 301512.0665
4427 | 1252.525 | 1314.4783 | 1314.4783 | 1279.5927 | 1252.525 | 1636.35 | 2165050.3562 | 450909.0166 | 204537.34 | 0 | 455480.7163
4428 | 1499.6906 | 1932.3096 | 1573.8698 | 1881.0271 | 1499.6906 | 1304.5 | 2063363.2006 | 539888.6153 | 244899.4747 | 0 | 1043034.8109
4429 | 1174.5986 | 1711.5467 | 1232.6968 | 1666.1232 | 1174.5986 | 1104.25 | 1361350.6708 | 422855.5082 | 191811.9569 | 0 | 1052146.7264
4430 | 1162.5522 | 3187.9476 | 1220.055 | 3103.3412 | 1162.5522 | 1402.45 | 1716886.6565 | 418518.8078 | 189844.7814 | 0 | 694683.0934
4431 | 1383.5979 | 2849.0404 | 1452.0345 | 2773.4284 | 1383.5979 | 1559.75 | 2275130.3969 | 498095.2289 | 225941.5302 | 0 | 609128.957
4432 | 1184.4607 | 100.781 | 100.781 | 98.1063 | 98.1063 | 1680.95 | 174261.7245 | 35318.2613 | 16020.7557 | 2094834.6785 | 30638.6905
4433 | 1396.2434 | 821.851 | 821.851 | 800.0396 | 800.0396 | 1901.9 | 1606353.3422 | 288014.2402 | 130646.4595 | 1149669.4423 | 76823.6796
4434 | 1222.7384 | 93.2227 | 93.2227 | 90.7486 | 90.7486 | 1617.55 | 155010.4935 | 32669.5112 | 14819.2533 | 2182834.0369 | 33972.6511
4435 | 1330.2572 | 0 | 0 | 0 | 0 | 1715 | 0 | 0 | 0 | 4755265.1025 | 0
4436 | 1078.8483 | 0 | 0 | 0 | 0 | 1787 | 0 | 0 | 0 | 3856554.5632 | 0
4437 | 1160.349 | 0 | 0 | 0 | 0 | 1525.7 | 0 | 0 | 0 | 4147894.7931 | 0
4438 | 1320.5876 | 321.0034 | 321.0034 | 312.4841 | 312.4841 | 1219.7 | 402387.6004 | 112494.2763 | 51028.6537 | 3603663.6458 | 238673.4822
4439 | 1039.4793 | 621.2819 | 621.2819 | 604.7934 | 604.7934 | 1246.25 | 796497.4848 | 217725.6373 | 98762.7683 | 1553869.7371 | 446220
4440 | 1082.9924 | 0 | 0 | 0 | 0 | 1231.1 | 0 | 0 | 0 | 2088351.5034 | 0
4441 | 1015.996 | 0 | 0 | 0 | 0 | 703.55 | 0 | 0 | 0 | 1271905.105 | 0
4442 | 1259.1168 | 0 | 0 | 0 | 0 | 1040.6 | 0 | 0 | 0 | 1576263.0908 | 0
4443 | 955.2158 | 0 | 0 | 0 | 0 | 1194.55 | 0 | 0 | 0 | 1195815.6082 | 0
4444 | 1254.9727 | 0 | 0 | 0 | 0 | 1232.7 | 0 | 0 | 0 | 1571075.1698 | 0
4445 | 1275.6932 | 0 | 0 | 0 | 0 | 1228.4 | 0 | 0 | 0 | 1597014.7707 | 0
4446 | 932.4233 | 0 | 0 | 0 | 0 | 1301.45 | 0 | 0 | 0 | 1167282.047 | 0
4447 | 1058.1277 | 390.6908 | 390.6908 | 380.3221 | 380.3221 | 1233.2 | 495705.2475 | 136915.9579 | 62106.5998 | 1307023.458 | 285462.0036
4448 | 793.1348 | 832.3656 | 832.3656 | 810.2751 | 793.1348 | 1141.9 | 958688.11 | 285528.5195 | 129518.909 | 0 | 680588.9516
4449 | 1186.5863 | 1983.9736 | 1245.2778 | 1931.32 | 1186.5863 | 1379.3 | 1734193.7 | 427171.0741 | 193769.5456 | 0 | 736514.127
4450 | 1347.1392 | 3234.2478 | 1413.7721 | 3148.4126 | 1347.1392 | 1281.25 | 1825917.1024 | 484970.1278 | 219987.8385 | 0 | 968256.3316
4451 | 1551.5661 | 3748.0385 | 1628.3106 | 3648.5676 | 1551.5661 | 1123.95 | 1843246.262 | 558563.8104 | 253370.7507 | 0 | 1359249.5169
4452 | 1023.2024 | 4008.0775 | 1073.8123 | 3901.7053 | 1023.2024 | 742.75 | 803629.6271 | 368352.8816 | 167088.9599 | 0 | 1286421.279
4453 | 1250.4936 | 2753.2979 | 1312.3458 | 2680.2269 | 1250.4936 | 390.75 | 517093.5148 | 450177.6859 | 204205.6003 | 0 | 2012356.7807
4454 | 1279.245 | 3148.6967 | 1342.5199 | 3065.132 | 1279.245 | 779.15 | 1053599.6741 | 460528.2058 | 208900.7111 | 0 | 1561766.2778
4455 | 790.3815 | 2350.5666 | 829.4764 | 2288.1839 | 790.3815 | 1149.25 | 960504.5712 | 284537.3536 | 129069.3051 | 0 | 672417.0932
4456 | 1057.9646 | 1899.3407 | 1110.2948 | 1848.9332 | 1057.9646 | 1235.75 | 1385163.4006 | 380867.2452 | 172765.6143 | 0 | 808549.4226
4457 | 1309.8432 | 565.9931 | 565.9931 | 550.9719 | 550.9719 | 1530.4 | 892118.204 | 198349.8945 | 89973.716 | 1463343.5691 | 253263.2632
4458 | 1349.9434 | 225.1874 | 225.1874 | 219.2111 | 219.2111 | 1377.6 | 319170.168 | 78915.9813 | 35797.1659 | 2180409.3053 | 133550.8576
4459 | 1201.79 | 0 | 0 | 0 | 0 | 1251.8 | 0 | 0 | 0 | 4296033.8915 | 0
4460 | 1417.2834 | 0 | 0 | 0 | 0 | 1482.7 | 0 | 0 | 0 | 5066357.2115 | 0
4461 | 1335.092 | 0 | 0 | 0 | 0 | 1261.4 | 0 | 0 | 0 | 4772547.9963 | 0
4462 | 1290.1975 | 321.0034 | 321.0034 | 312.4841 | 312.4841 | 1113.6 | 368522.1634 | 112494.2763 | 51028.6537 | 3495028.3055 | 271126.7136
4463 | 1175.544 | 621.2819 | 621.2819 | 604.7934 | 604.7934 | 697.5 | 446672.9289 | 217725.6373 | 98762.7683 | 2040259.7831 | 771080
4464 | 1105.7849 | 0 | 0 | 0 | 0 | 353.45 | 0 | 0 | 0 | 2132302.7789 | 0
4465 | 1215.6037 | 0 | 0 | 0 | 0 | 1038.65 | 0 | 0 | 0 | 2344068.0142 | 0
4466 | 895.1263 | 0 | 0 | 0 | 0 | 1018.7 | 0 | 0 | 0 | 1726086.4475 | 0
4467 | 966.2668 | 0 | 0 | 0 | 0 | 1133.05 | 0 | 0 | 0 | 1863267.7006 | 0
4468 | 1008.3985 | 0 | 0 | 0 | 0 | 1126.15 | 0 | 0 | 0 | 1944510.9677 | 0
4469 | 1040.17 | 0 | 0 | 0 | 0 | 1121.45 | 0 | 0 | 0 | 2005776.3804 | 0
4470 | 973.1736 | 0 | 0 | 0 | 0 | 1119.95 | 0 | 0 | 0 | 1876586.269 | 0
4471 | 1027.7377 | 293.8548 | 293.8548 | 286.0561 | 286.0561 | 1187.35 | 358710.4412 | 102980.1809 | 46712.9543 | 1430196.4846 | 227546.0633
4472 | 181.6015 | 344.0307 | 190.5835 | 334.9003 | 181.6015 | 1032.25 | 197759.7304 | 65376.547 | 29655.5281 | 0 | 175744.8704
4473 | 87.356 | 1189.7979 | 91.6769 | 1158.2213 | 87.356 | 1144.05 | 105640.5264 | 31448.1505 | 14265.2305 | 0 | 74772.3457
4474 | 0 | 1904.6447 | 0 | 1854.0964 | 0 | 993.7 | 0 | 0 | 0 | 0 | 0
4475 | 0 | 2650.7791 | 0 | 2580.4288 | 0 | 392.45 | 0 | 0 | 0 | 0 | 0
4476 | 0 | 3144.5093 | 0 | 3061.0557 | 0 | 386 | 0 | 0 | 0 | 0 | 0
4477 | 0 | 3247.4784 | 0 | 3161.2921 | 0 | 390.75 | 0 | 0 | 0 | 0 | 0
4478 | 0 | 3065.4921 | 0 | 2984.1356 | 0 | 422.4 | 0 | 0 | 0 | 0 | 0
4479 | 0 | 1995.9983 | 0 | 1943.0256 | 0 | 435.75 | 0 | 0 | 0 | 0 | 0
4480 | 0 | 1767.8189 | 0 | 1720.9019 | 0 | 1032.75 | 0 | 0 | 0 | 0 | 0
4481 | 0 | 1267.0919 | 0 | 1233.464 | 0 | 1492.9 | 0 | 0 | 0 | 0 | 0
4482 | 0 | 345.2596 | 0 | 336.0966 | 0 | 1141.6 | 0 | 0 | 0 | 0 | 0
4483 | 0 | 0 | 0 | 0 | 0 | 1128.25 | 0 | 0 | 0 | 0 | 0
4484 | 0 | 0 | 0 | 0 | 0 | 1483.7 | 0 | 0 | 0 | 0 | 0
4485 | 118.7976 | 124.6741 | 124.6741 | 121.3653 | 118.7976 | 1525.7 | 191914.4548 | 42767.1474 | 19399.6533 | 0 | 56345.7168
4486 | 193.3915 | 202.9566 | 202.9566 | 197.5703 | 193.3915 | 1541.6 | 315573.545 | 69620.9377 | 31580.8309 | 0 | 88650.4344
4487 | 241.0487 | 252.9719 | 252.9719 | 246.2582 | 241.0487 | 1497 | 381320.7473 | 86777.526 | 39363.25 | 0 | 121247.4876
4488 | 237.5953 | 249.3471 | 249.3471 | 242.7296 | 237.5953 | 1129 | 284005.943 | 85534.2949 | 38799.3065 | 0 | 206945.245
4489 | 234.8325 | 0 | 0 | 0 | 0 | 1462.45 | 0 | 0 | 0 | 293982.1452 | 0
4490 | 251.4089 | 0 | 0 | 0 | 0 | 1299.15 | 0 | 0 | 0 | 314733.8261 | 0
4491 | 171.9803 | 0 | 0 | 0 | 0 | 1313.7 | 0 | 0 | 0 | 215298.6887 | 0
4492 | 178.8871 | 0 | 0 | 0 | 0 | 1421.25 | 0 | 0 | 0 | 223945.2223 | 0
4493 | 246.5742 | 0 | 0 | 0 | 0 | 1412.65 | 0 | 0 | 0 | 308681.2524 | 0
4494 | 227.9257 | 112.3355 | 112.3355 | 109.3542 | 109.3542 | 1360.8 | 157112.9649 | 39367.5168 | 17857.543 | 148437.259 | 68420.6072
4495 | 274.8922 | 288.4889 | 288.4889 | 280.8326 | 274.8922 | 1108.4 | 321751.8055 | 98961.1901 | 44889.8954 | 0 | 245093.7072
4496 | 119.5695 | 718.777 | 125.4832 | 699.7011 | 119.5695 | 1029.4 | 130001.4835 | 43045.0096 | 19525.6946 | 0 | 116054.1286
4497 | 639.3445 | 1507.5479 | 670.9687 | 1467.5384 | 639.3445 | 962.3 | 649236.2554 | 230164.0228 | 104404.9581 | 0 | 663447.7957
4498 | 1147.0671 | 3182.4831 | 1203.804 | 3098.0217 | 1147.0671 | 372.95 | 450943.3254 | 412944.1596 | 187316.0591 | 0 | 1866335.5413
4499 | 1141.3284 | 3644.4429 | 1197.7812 | 3547.7214 | 1141.3284 | 382.75 | 459980.0494 | 410878.2208 | 186378.9263 | 0 | 1845813.3403
4500 | 1174.7929 | 2861.2761 | 1232.9014 | 2785.3394 | 1174.7929 | 385.35 | 477256.4137 | 422925.44 | 191843.6788 | 0 | 1896879.3382
4501 | 1161.3384 | 3873.4514 | 1218.782 | 3770.6521 | 1161.3384 | 393.3 | 481427.3549 | 418081.8121 | 189646.5553 | 0 | 1865922.3543
4502 | 906.2351 | 2049.5083 | 951.0598 | 1995.1155 | 906.2351 | 778 | 745345.1771 | 326244.6466 | 147988.1966 | 0 | 1107419.3281
4503 | 844.8066 | 886.5924 | 886.5924 | 863.0627 | 844.8066 | 1228.9 | 1094962.3675 | 304130.3638 | 137956.9122 | 0 | 651429.9066
4504 | 961.5296 | 1455.3518 | 1009.0899 | 1416.7276 | 961.5296 | 1128.55 | 1143768.0453 | 346150.6402 | 157017.7765 | 0 | 837924.9318
4505 | 1098.1261 | 37.6778 | 37.6778 | 36.6779 | 36.6779 | 1365.75 | 52845.7512 | 13204.0301 | 5989.4948 | 2046807.6447 | 22770.8435
4506 | 934.1267 | 45.7681 | 45.7681 | 44.5535 | 44.5535 | 1262.05 | 59503.3922 | 16039.2445 | 7275.5795 | 1715378.2639 | 32182.7375
4507 | 1015.996 | 0 | 0 | 0 | 0 | 1113.5 | 0 | 0 | 0 | 3631876.9302 | 0
4508 | 813.6256 | 0 | 0 | 0 | 0 | 1518.35 | 0 | 0 | 0 | 2908464.3251 | 0
4509 | 770.8032 | 0 | 0 | 0 | 0 | 1667.95 | 0 | 0 | 0 | 2755387.2552 | 0
4510 | 861.9735 | 321.0034 | 321.0034 | 312.4841 | 312.4841 | 1900 | 628007.7485 | 112494.2763 | 51028.6537 | 1964257.6091 | 30587.4
4511 | 1115.4545 | 621.2819 | 621.2819 | 604.7934 | 604.7934 | 1897 | 1211541.9486 | 217725.6373 | 98762.7683 | 1825458.0878 | 60976
4512 | 933.114 | 0 | 0 | 0 | 0 | 1874.35 | 0 | 0 | 0 | 1799338.5729 | 0
4513 | 1098.8781 | 0 | 0 | 0 | 0 | 1809.85 | 0 | 0 | 0 | 1375663.5083 | 0
4514 | 1076.0855 | 0 | 0 | 0 | 0 | 1777.2 | 0 | 0 | 0 | 1347129.947 | 0
4515 | 1114.0731 | 0 | 0 | 0 | 0 | 1612.4 | 0 | 0 | 0 | 1394685.8825 | 0
4516 | 739.0318 | 0 | 0 | 0 | 0 | 1510.85 | 0 | 0 | 0 | 925179.1039 | 0
4517 | 871.6431 | 0 | 0 | 0 | 0 | 1545.35 | 0 | 0 | 0 | 1091192.5506 | 0
4518 | 1126.5055 | 0 | 0 | 0 | 0 | 1580.15 | 0 | 0 | 0 | 1410249.644 | 0
4519 | 891.6729 | 309.899 | 309.899 | 301.6744 | 301.6744 | 1363.4 | 434996.296 | 108602.7983 | 49263.436 | 1137703.5143 | 187983.5238
4520 | 1175.0536 | 1010.153 | 1010.153 | 983.3441 | 983.3441 | 534.65 | 555248.8768 | 354003.8651 | 160580.0866 | 369676.5971 | 1410462.385
4521 | 977.329 | 1025.6703 | 1025.6703 | 998.4496 | 977.329 | 302.05 | 311663.6089 | 351838.4222 | 159597.8176 | 0 | 1659455.6915
4522 | 1380.4794 | 1448.7612 | 1448.7612 | 1410.3119 | 1380.4794 | 312.45 | 454061.2957 | 496972.5912 | 225432.2893 | 0 | 2329627.3364
4523 | 1327.1344 | 2534.6592 | 1392.7787 | 2467.3907 | 1327.1344 | 324.8 | 453384.1684 | 477768.4013 | 216721.0554 | 0 | 2223215.6273
4524 | 1231.0111 | 1291.9001 | 1291.9001 | 1257.6138 | 1231.0111 | 327.55 | 424305.774 | 443163.9982 | 201024.1136 | 0 | 2058804.3469
4525 | 1202.3589 | 3218.7903 | 1261.8309 | 3133.3653 | 1202.3589 | 331.8 | 420239.0155 | 432849.2209 | 196345.216 | 0 | 2005775.1954
4526 | 1118.7189 | 2727.903 | 1174.0528 | 2655.506 | 1118.7189 | 342.7 | 404684.7521 | 402738.7871 | 182686.7887 | 0 | 1854052.7551
4527 | 1397.5799 | 2588.611 | 1466.7081 | 2519.9107 | 1397.5799 | 342.4 | 505319.4803 | 503128.7604 | 228224.796 | 0 | 2316628.4257
4528 | 1387.754 | 1412.7479 | 1412.7479 | 1375.2543 | 1375.2543 | 327.9 | 475805.3663 | 495091.5492 | 224579.0277 | 24103.4577 | 2250919.1523
4529 | 1404.902 | 54.8817 | 54.8817 | 53.4251 | 53.4251 | 318.5 | 18002.2424 | 19233.0443 | 8724.3226 | 2606074.4914 | 87934.0425
4530 | 1178.5865 | 141.753 | 141.753 | 137.991 | 137.991 | 610.15 | 89060.7143 | 49676.7522 | 22533.9267 | 2006596.9363 | 187729.8192
4531 | 1232.8708 | 0 | 0 | 0 | 0 | 1126.45 | 0 | 0 | 0 | 4407138.2172 | 0
4532 | 1013.2333 | 0 | 0 | 0 | 0 | 1447.8 | 0 | 0 | 0 | 3622000.9888 | 0
4533 | 1301.9392 | 0 | 0 | 0 | 0 | 1574 | 0 | 0 | 0 | 4654036.7182 | 0
4534 | 1252.9006 | 321.0034 | 321.0034 | 312.4841 | 312.4841 | 1709.55 | 565257.2073 | 112494.2763 | 51028.6537 | 3361703.1154 | 88841.1033
4535 | 1488.4238 | 621.2819 | 621.2819 | 604.7934 | 604.7934 | 1812.35 | 1159266.6231 | 217725.6373 | 98762.7683 | 3158709.9848 | 111088.8
4536 | 1379.9864 | 0 | 0 | 0 | 0 | 1780.3 | 0 | 0 | 0 | 2661049.9397 | 0
4537 | 1263.2609 | 0 | 0 | 0 | 0 | 1451.4 | 0 | 0 | 0 | 1581451.0104 | 0
4538 | 1365.4821 | 0 | 0 | 0 | 0 | 1552.95 | 0 | 0 | 0 | 1709419.7088 | 0
4539 | 1331.6386 | 0 | 0 | 0 | 0 | 1494.45 | 0 | 0 | 0 | 1667051.6943 | 0
4540 | 1141.0098 | 0 | 0 | 0 | 0 | 1412.05 | 0 | 0 | 0 | 1428407.3647 | 0
4541 | 1093.3526 | 0 | 0 | 0 | 0 | 1407.85 | 0 | 0 | 0 | 1368746.2817 | 0
4542 | 949.6904 | 0 | 0 | 0 | 0 | 1485.15 | 0 | 0 | 0 | 1188898.3813 | 0
4543 | 966.9575 | 337.8609 | 337.8609 | 328.8942 | 328.8942 | 1522.45 | 530116.2557 | 118401.9231 | 53708.4279 | 1230387.5496 | 153741.0144
4544 | 843.7136 | 885.4464 | 885.4464 | 861.9471 | 843.7136 | 1521.55 | 1361201.9666 | 303736.8812 | 137778.4242 | 0 | 403674.7522
4545 | 1005.3405 | 1354.9991 | 1055.0668 | 1319.0381 | 1005.3405 | 1874.75 | 1994623.0917 | 361922.58 | 164172.1037 | 0 | 125918.8976
4546 | 1563.6281 | 3039.0866 | 1640.9693 | 2958.4309 | 1563.6281 | 1879.5 | 3106157.5444 | 562906.1056 | 255340.464 | 0 | 188417.1826
4547 | 1371.9495 | 3688.7449 | 1439.8093 | 3590.8476 | 1371.9495 | 1640.85 | 2382248.4456 | 493901.8103 | 224039.3489 | 0 | 492735.6532
4548 | 1263.6571 | 2856.521 | 1326.1609 | 2780.7105 | 1263.6571 | 1451.8 | 1938905.4323 | 454916.5718 | 206355.2116 | 0 | 692736.8463
4549 | 1241.5078 | 870.7833 | 870.7833 | 847.6732 | 847.6732 | 1107.25 | 990156.0369 | 305162.3408 | 138425.0285 | 759437.5703 | 740752.1705
4550 | 1242.3884 | 391.9859 | 391.9859 | 381.5828 | 381.5828 | 1718.3 | 692398.1238 | 137369.7982 | 62312.4668 | 1659905.2563 | 105218.0487
4551 | 1546.4283 | 394.1803 | 394.1803 | 383.719 | 383.719 | 1802.25 | 729302.3737 | 138138.8257 | 62661.3062 | 2242071.0519 | 74275.2955
4552 | 1391.9206 | 212.9276 | 212.9276 | 207.2766 | 207.2766 | 1848.45 | 404640.2424 | 74619.5777 | 33848.2696 | 2284367.9684 | 30748.2826
4553 | 1102.5551 | 128.8425 | 128.8425 | 125.4231 | 125.4231 | 1898.7 | 251578.941 | 45152.3252 | 20481.5964 | 1884219.265 | 12436.601
4554 | 1208.6278 | 119.2263 | 119.2263 | 116.0621 | 116.0621 | 1705.25 | 208928.6563 | 41782.3589 | 18952.9423 | 2106811.8411 | 33485.6633
4555 | 1185.9043 | 0 | 0 | 0 | 0 | 1678.6 | 0 | 0 | 0 | 4239247.2361 | 0
4556 | 1010.4706 | 0 | 0 | 0 | 0 | 1863.7 | 0 | 0 | 0 | 3612125.0475 | 0
4557 | 1031.1911 | 0 | 0 | 0 | 0 | 1786.3 | 0 | 0 | 0 | 3686194.6003 | 0
4558 | 1206.6248 | 321.0034 | 321.0034 | 312.4841 | 312.4841 | 1887.2 | 622991.9388 | 112494.2763 | 51028.6537 | 3196281.1232 | 34502.5872
4559 | 1274.3118 | 621.2819 | 621.2819 | 604.7934 | 604.7934 | 1882 | 1200962.0195 | 217725.6373 | 98762.7683 | 2393324.6356 | 69856
4560 | 1225.2732 | 0 | 0 | 0 | 0 | 1802.45 | 0 | 0 | 0 | 2362714.0104 | 0
4561 | 1292.9603 | 0 | 0 | 0 | 0 | 1283.9 | 0 | 0 | 0 | 1618631.1053 | 0
4562 | 1131.3402 | 0 | 0 | 0 | 0 | 1248.25 | 0 | 0 | 0 | 1416302.2171 | 0
4563 | 1158.2769 | 0 | 0 | 0 | 0 | 1354.35 | 0 | 0 | 0 | 1450023.6981 | 0
4564 | 1222.5105 | 0 | 0 | 0 | 0 | 1302.55 | 0 | 0 | 0 | 1530436.461 | 0
4565 | 826.7486 | 0 | 0 | 0 | 0 | 1332.75 | 0 | 0 | 0 | 1034990.0817 | 0
4566 | 1008.3985 | 0 | 0 | 0 | 0 | 1406.35 | 0 | 0 | 0 | 1262393.9179 | 0
4567 | 964.1947 | 377.8569 | 377.8569 | 367.8288 | 367.8288 | 1375.55 | 535818.5923 | 132418.3788 | 60066.448 | 1149981.9119 | 224831.9736
4568 | 949.7888 | 996.7681 | 996.7681 | 970.3144 | 949.7888 | 1237.05 | 1242379.2947 | 341923.9655 | 155100.5099 | 0 | 724641.3597
4569 | 1299.4648 | 1363.7401 | 1363.7401 | 1327.5471 | 1299.4648 | 1567.25 | 2152075.4194 | 467807.3237 | 212202.5999 | 0 | 562343.387
4570 | 1185.0608 | 1803.4313 | 1243.6773 | 1755.5693 | 1185.0608 | 1483.6 | 1855647.2645 | 426621.8768 | 193520.4236 | 0 | 611965.3811
4571 | 1494.3067 | 2712.4854 | 1568.2184 | 2640.4975 | 1494.3067 | 1230.05 | 1944454.6415 | 537950.4181 | 244020.2869 | 0 | 1150541.4568
4572 | 1253.3755 | 3225.7618 | 1315.3714 | 3140.1519 | 1253.3755 | 1304.3 | 1728223.086 | 451215.1624 | 204676.2111 | 0 | 871973.3013
4573 | 1225.6264 | 3142.0137 | 1286.2488 | 3058.6263 | 1225.6264 | 1309.05 | 1694300.2225 | 441225.49 | 200144.7848 | 0 | 846846.5341
4574 | 1352.7545 | 2540.4648 | 1419.6649 | 2473.0422 | 1352.7545 | 1670.8 | 2387575.1269 | 486991.6214 | 220904.8105 | 0 | 445326.7827
4575 | 1293.0716 | 2581.1535 | 1357.0308 | 2512.6511 | 1293.0716 | 1597.15 | 2181136.6646 | 465505.7922 | 211158.5996 | 0 | 520913.9122
4576 | 998.7617 | 1687.2884 | 1048.1635 | 1642.5086 | 998.7617 | 1525.35 | 1607693.1215 | 359554.2248 | 163097.7914 | 0 | 474062.2578
4577 | 1126.9881 | 715.9959 | 715.9959 | 696.9938 | 696.9938 | 1807.9 | 1331485.2771 | 250917.7636 | 113819.0856 | 829164.8465 | 131060.225
4578 | 1225.8163 | 128.4458 | 128.4458 | 125.037 | 125.037 | 1666.95 | 220170.1007 | 45013.3044 | 20418.535 | 2122650.4183 | 40762.6556
4579 | 1032.5724 | 0 | 0 | 0 | 0 | 1628.6 | 0 | 0 | 0 | 3691132.5674 | 0
4580 | 1021.5215 | 0 | 0 | 0 | 0 | 1833.7 | 0 | 0 | 0 | 3651628.8092 | 0
4581 | 1216.2944 | 0 | 0 | 0 | 0 | 1791.3 | 0 | 0 | 0 | 4347882.5764 | 0
4582 | 1219.0571 | 321.0034 | 321.0034 | 312.4841 | 312.4841 | 1887.2 | 622198.8994 | 112494.2763 | 51028.6537 | 3240722.852 | 34502.5872
4583 | 1163.1117 | 621.2819 | 621.2819 | 604.7934 | 604.7934 | 1882 | 1200474.4101 | 217725.6373 | 98762.7683 | 1995818.0543 | 69856
4584 | 1101.6408 | 0 | 0 | 0 | 0 | 1754.55 | 0 | 0 | 0 | 2124311.6387 | 0
4585 | 1022.2122 | 0 | 0 | 0 | 0 | 1305.2 | 0 | 0 | 0 | 1279686.9852 | 0
4586 | 1254.9727 | 0 | 0 | 0 | 0 | 1243.95 | 0 | 0 | 0 | 1571075.1698 | 0
4587 | 1133.4123 | 0 | 0 | 0 | 0 | 1123.75 | 0 | 0 | 0 | 1418896.1776 | 0
4588 | 973.1736 | 0 | 0 | 0 | 0 | 1002.05 | 0 | 0 | 0 | 1218296.5958 | 0
4589 | 1258.4261 | 0 | 0 | 0 | 0 | 1114.6 | 0 | 0 | 0 | 1575398.4373 | 0
4590 | 1203.862 | 0 | 0 | 0 | 0 | 1351.15 | 0 | 0 | 0 | 1507090.8207 | 0
4591 | 1112.6918 | 208.9123 | 208.9123 | 203.3679 | 203.3679 | 1322.95 | 285482.066 | 73212.4522 | 33209.9818 | 1753463.7275 | 134777.6353
4592 | 1002.4448 | 437.0152 | 437.0152 | 425.417 | 425.417 | 1237.05 | 557181.9397 | 153150.1257 | 69470.5987 | 1112691.9219 | 317706.1131
4593 | 715.8188 | 751.2243 | 751.2243 | 731.2872 | 715.8188 | 1614.75 | 1220964.8815 | 257694.7524 | 116893.203 | 0 | 275768.8845
4594 | 888.077 | 1450.3805 | 932.0037 | 1411.8882 | 888.077 | 1633.7 | 1532634.71 | 319707.7378 | 145022.9822 | 0 | 325302.6232
4595 | 1386.1353 | 2288.005 | 1454.697 | 2227.2826 | 1386.1353 | 1591.45 | 2334974.737 | 499008.6929 | 226355.8876 | 0 | 566305.5597
4596 | 1199.0566 | 2669.639 | 1258.3656 | 2598.7882 | 1199.0566 | 1339.2 | 1700161.5318 | 431660.3814 | 195805.9452 | 0 | 792336.6112
4597 | 1228.0489 | 2041.631 | 1288.7916 | 1987.4473 | 1228.0489 | 1166.3 | 1515902.2152 | 442097.6166 | 200540.3911 | 0 | 1023824.3971
4598 | 1402.9448 | 2461.2472 | 1472.3385 | 2395.927 | 1402.9448 | 1573.3 | 2334268.9341 | 505060.1197 | 229100.8821 | 0 | 598636.5363
4599 | 1345.1535 | 1633.2221 | 1411.689 | 1589.8773 | 1345.1535 | 1167 | 1657197.1854 | 484255.2701 | 219663.5711 | 0 | 1120512.8888
4600 | 1550.7356 | 113.5781 | 113.5781 | 110.5638 | 110.5638 | 1142.95 | 133116.1946 | 39802.9681 | 18055.0686 | 2777106.3108 | 92754.2363
4601 | 1497.0151 | 46.1354 | 46.1354 | 44.911 | 44.911 | 1630.3 | 77316.8329 | 16167.9675 | 7333.9697 | 2800115.4564 | 16252.3817
4602 | 1191.2752 | 16.1449 | 16.1449 | 15.7165 | 15.7165 | 1622.05 | 26911.9308 | 5657.9243 | 2566.4973 | 2266848.7283 | 5814.3828
4603 | 1230.7987 | 0 | 0 | 0 | 0 | 1600.7 | 0 | 0 | 0 | 4399731.2612 | 0
4604 | 1251.5192 | 0 | 0 | 0 | 0 | 1743.7 | 0 | 0 | 0 | 4473800.814 | 0
4605 | 1339.2361 | 0 | 0 | 0 | 0 | 1663.2 | 0 | 0 | 0 | 4787361.9083 | 0
4606 | 1237.0149 | 321.0034 | 321.0034 | 312.4841 | 312.4841 | 1879.7 | 620747.1977 | 112494.2763 | 51028.6537 | 3304916.4635 | 36796.6422
4607 | 1361.338 | 621.2819 | 621.2819 | 604.7934 | 604.7934 | 1882 | 1201050.9293 | 217725.6373 | 98762.7683 | 2704416.7481 | 69856
4608 | 1507.763 | 0 | 0 | 0 | 0 | 1489.25 | 0 | 0 | 0 | 2907443.4535 | 0
4609 | 607.8018 | 0 | 0 | 0 | 0 | 1216.05 | 0 | 0 | 0 | 760894.964 | 0
4610 | 762.515 | 0 | 0 | 0 | 0 | 1388.85 | 0 | 0 | 0 | 954577.3184 | 0
4611 | 928.2792 | 0 | 0 | 0 | 0 | 1391.85 | 0 | 0 | 0 | 1162094.1268 | 0
4612 | 756.9896 | 0 | 0 | 0 | 0 | 1450.05 | 0 | 0 | 0 | 947660.0915 | 0
4613 | 800.5026 | 0 | 0 | 0 | 0 | 1482.85 | 0 | 0 | 0 | 1002133.2537 | 0
4614 | 622.3062 | 0 | 0 | 0 | 0 | 1471.35 | 0 | 0 | 0 | 779052.6847 | 0
4615 | 551.1658 | 183.0032 | 183.0032 | 178.1464 | 178.1464 | 1445.05 | 272486.0876 | 64132.7047 | 29091.3074 | 719299.1904 | 96771.0711
4616 | 537.6301 | 787.4685 | 564.2226 | 766.5696 | 537.6301 | 1297.75 | 740038.8699 | 193546.8285 | 87794.9919 | 0 | 377550.723
4617 | 520.8758 | 2033.2532 | 546.6399 | 1979.2917 | 520.8758 | 1524.25 | 841576.0508 | 187515.2931 | 85059.0205 | 0 | 247806.6686
4618 | 948.3591 | 3231.3975 | 995.2674 | 3145.6379 | 948.3591 | 1421.1 | 1427390.8041 | 341409.2679 | 154867.0373 | 0 | 549005.0699
4619 | 845.2702 | 3756.07 | 887.0793 | 3656.386 | 845.2702 | 1230.05 | 1100901.6967 | 304297.2676 | 138032.6217 | 0 | 650815.781
4620 | 618.959 | 4018.8943 | 649.5744 | 3912.2351 | 618.959 | 1217.25 | 798156.7064 | 222825.2301 | 101076.0002 | 0 | 484490.1356
4621 | 587.2298 | 2294.6198 | 616.2749 | 2233.7218 | 587.2298 | 1166.3 | 724701.7555 | 211402.7342 | 95894.6291 | 0 | 489573.4985
4622 | 673.7052 | 3737.7128 | 707.0283 | 3638.516 | 673.7052 | 1456.3 | 1036433.0003 | 242533.8608 | 110016.0541 | 0 | 366293.5003
4623 | 761.9789 | 2147.7632 | 799.6675 | 2090.7627 | 761.9789 | 1344.05 | 1083143.5873 | 274312.4 | 124431.1525 | 0 | 499820.0521
4624 | 727.5949 | 100.7925 | 100.7925 | 98.1175 | 98.1175 | 1329.15 | 137945.0652 | 35322.3069 | 16022.5909 | 1213831.3385 | 64429.7757
4625 | 423.3979 | 67.9695 | 67.9695 | 66.1656 | 66.1656 | 1755.4 | 122649.1943 | 23819.6261 | 10804.847 | 688856.644 | 15841.7636
4626 | 585.8407 | 20.3795 | 20.3795 | 19.8387 | 19.8387 | 1721.95 | 36009.8219 | 7141.9158 | 3239.6524 | 1091430.7591 | 5399.4529
4627 | 736.9597 | 0 | 0 | 0 | 0 | 1600.7 | 0 | 0 | 0 | 2634406.9904 | 0
4628 | 609.1832 | 0 | 0 | 0 | 0 | 1744.1 | 0 | 0 | 0 | 2177644.7662 | 0
4629 | 715.5485 | 0 | 0 | 0 | 0 | 1485.8 | 0 | 0 | 0 | 2557868.4555 | 0
4630 | 707.951 | 321.0034 | 321.0034 | 312.4841 | 312.4841 | 1734.1 | 572301.8227 | 112494.2763 | 51028.6537 | 1413673.9551 | 81331.8966
4631 | 652.0056 | 621.2819 | 621.2819 | 604.7934 | 604.7934 | 1865.3 | 1191165.0311 | 217725.6373 | 98762.7683 | 168769.1559 | 79742.4
4632 | 602.2764 | 0 | 0 | 0 | 0 | 1404.95 | 0 | 0 | 0 | 1161379.153 | 0
4633 | 1192.8111 | 0 | 0 | 0 | 0 | 1751.4 | 0 | 0 | 0 | 2300116.7407 | 0
4634 | 1270.8584 | 0 | 0 | 0 | 0 | 1653.95 | 0 | 0 | 0 | 2450616.5614 | 0
4635 | 1317.8249 | 0 | 0 | 0 | 0 | 1614.45 | 0 | 0 | 0 | 2541182.8264 | 0
4636 | 1299.8671 | 0 | 0 | 0 | 0 | 1582.55 | 0 | 0 | 0 | 2506554.548 | 0
4637 | 1154.1328 | 0 | 0 | 0 | 0 | 1484.75 | 0 | 0 | 0 | 2225532.7579 | 0
4638 | 1298.4857 | 0 | 0 | 0 | 0 | 1528.45 | 0 | 0 | 0 | 2503890.834 | 0
4639 | 998.7289 | 329.8598 | 329.8598 | 321.1055 | 321.1055 | 1537.45 | 522519.541 | 115597.97 | 52436.5236 | 1306672.1517 | 145385.4782
4640 | 130.6101 | 782.1341 | 137.0703 | 761.3767 | 130.6101 | 1354.75 | 186920.5804 | 47019.6192 | 21328.6217 | 0 | 84276.1369
4641 | 175.9232 | 2013.0447 | 184.6246 | 1959.6196 | 175.9232 | 1614.75 | 300807.5705 | 63332.3643 | 28728.2642 | 0 | 67774.426
4642 | 234.3197 | 3202.6915 | 245.9101 | 3117.6938 | 234.3197 | 1588.1 | 393265.2152 | 84355.0903 | 38264.4062 | 0 | 96516.2825
4643 | 194.8402 | 2216.8567 | 204.4773 | 2158.0225 | 194.8402 | 1461.25 | 300806.2176 | 70142.4732 | 31817.4052 | 0 | 104970.1595
4644 | 182.0764 | 1774.4305 | 191.082 | 1727.3381 | 182.0764 | 1240 | 238760.3818 | 65547.4913 | 29733.0703 | 0 | 138378.0371
4645 | 203.5454 | 1707.1767 | 213.6129 | 1661.8692 | 203.5454 | 1082 | 232777.5234 | 73276.3477 | 33238.9655 | 0 | 186854.6867
4646 | 203.7794 | 2572.4713 | 213.8585 | 2504.1993 | 203.7794 | 1543.4 | 332197.7346 | 73360.5767 | 33277.1727 | 0 | 93045.6647
4647 | 223.5096 | 2618.4472 | 234.5654 | 2548.9551 | 223.5096 | 1558.65 | 368239.2599 | 80463.4663 | 36499.1224 | 0 | 98645.9746
4648 | 227.8445 | 2035.0667 | 239.1148 | 1981.0571 | 227.8445 | 1450.95 | 349505.2382 | 82024.0321 | 37207.0123 | 0 | 125098.0412
4649 | 436.2411 | 63.2679 | 63.2679 | 61.5888 | 61.5888 | 1682.3 | 109478.1209 | 22171.9726 | 10057.4531 | 722448.0676 | 19152.8622
4650 | 395.2318 | 270.0152 | 270.0152 | 262.8492 | 262.8492 | 1667.55 | 463031.2389 | 94625.6951 | 42923.2667 | 255275.5342 | 85535.7281
4651 | 255.553 | 0 | 0 | 0 | 0 | 1628.6 | 0 | 0 | 0 | 492787.0259 | 0
4652 | 228.6164 | 52.173 | 52.173 | 50.7883 | 50.7883 | 1848.7 | 99142.3193 | 18283.8046 | 8293.7369 | 342908.6292 | 7521.7282
4653 | 206.5145 | 216.7287 | 216.7287 | 210.9769 | 206.5145 | 1791.3 | 390997.0067 | 74345.2156 | 33723.8159 | 0 | 43099.4718
4654 | 243.8114 | 255.8706 | 255.8706 | 249.0799 | 243.8114 | 1887.2 | 485800.3581 | 87772.1108 | 39814.4047 | 0 | 27501.8808
4655 | 205.1331 | 215.2794 | 215.2794 | 209.566 | 205.1331 | 1882 | 407385.8662 | 73847.9232 | 33498.2385 | 0 | 24205.694
4656 | 192.7008 | 202.2325 | 202.2325 | 196.8654 | 192.7008 | 1862.45 | 378566.9248 | 69372.2915 | 31468.0422 | 0 | 26505.9964
4657 | 223.7816 | 0 | 0 | 0 | 0 | 1850.45 | 0 | 0 | 0 | 280147.6913 | 0
4658 | 188.5567 | 0 | 0 | 0 | 0 | 1641.5 | 0 | 0 | 0 | 236050.3695 | 0
4659 | 172.671 | 0 | 0 | 0 | 0 | 1508.2 | 0 | 0 | 0 | 216163.3421 | 0
4660 | 181.6499 | 0 | 0 | 0 | 0 | 1449.3 | 0 | 0 | 0 | 227403.8359 | 0
4661 | 106.3653 | 0 | 0 | 0 | 0 | 1491.15 | 0 | 0 | 0 | 133156.6187 | 0
4662 | 155.4039 | 0 | 0 | 0 | 0 | 1487.2 | 0 | 0 | 0 | 194547.0078 | 0
4663 | 132.6113 | 139.1703 | 139.1703 | 135.4768 | 132.6113 | 1344.3 | 188564.2018 | 47740.0716 | 21655.4269 | 0 | 86953.0327
4664 | 210.6517 | 758.5307 | 221.0704 | 738.3997 | 210.6517 | 1327.4 | 295189.0678 | 75834.6064 | 34399.4201 | 0 | 141684.323
4665 | 378.0493 | 2178.078 | 396.7483 | 2120.273 | 378.0493 | 1411.1 | 563760.3665 | 136097.7441 | 61735.4489 | 0 | 222633.2265
4666 | 837.0277 | 3156.2895 | 878.4286 | 3072.5233 | 837.0277 | 1273.7 | 1125403.3234 | 301329.9859 | 136686.6297 | 0 | 607933.2465
4667 | 1269.6825 | 2454.517 | 1332.4839 | 2389.3754 | 1269.6825 | 1048.75 | 1407364.7464 | 457085.6993 | 207339.1519 | 0 | 1207785.4762
4668 | 1312.5904 | 3342.4506 | 1377.5143 | 3253.7437 | 1312.5904 | 804.1 | 1117684.7805 | 472532.5339 | 214346.0077 | 0 | 1569726.8259
4669 | 1239.8562 | 3261.8844 | 1301.1826 | 3175.3157 | 1239.8562 | 750 | 982445.682 | 446348.2234 | 202468.5135 | 0 | 1549820.22
4670 | 1427.338 | 3632.8463 | 1497.938 | 3536.4326 | 1427.338 | 1667.8 | 2514823.011 | 513841.6822 | 233084.2964 | 0 | 474161.6856
4671 | 1379.6333 | 3112.1418 | 1447.8734 | 3029.5472 | 1379.6333 | 1748.9 | 2547028.909 | 496667.9995 | 225294.1231 | 0 | 346425.9297
4672 | 1408.1145 | 1979.0023 | 1477.7642 | 1926.4806 | 1408.1145 | 1690.75 | 2515394.5209 | 506921.2366 | 229945.1054 | 0 | 435459.4234
4673 | 1482.0911 | 1317.6802 | 1317.6802 | 1282.7097 | 1282.7097 | 1735.5 | 2358229.8435 | 461775.4811 | 209466.4891 | 384470.4195 | 332099.852
4674 | 1357.8284 | 322.1357 | 322.1357 | 313.5864 | 313.5864 | 1284.6 | 426954.8529 | 112891.1107 | 51208.6622 | 2013628.5995 | 219594.1762
4675 | 1372.3889 | 0 | 0 | 0 | 0 | 1613.95 | 0 | 0 | 0 | 4905873.1863 | 0
4676 | 1344.7616 | 0 | 0 | 0 | 0 | 1848.75 | 0 | 0 | 0 | 4807113.7874 | 0
4677 | 1383.4399 | 0 | 0 | 0 | 0 | 1798.65 | 0 | 0 | 0 | 4945376.9481 | 0
4678 | 1246.6844 | 321.0034 | 321.0034 | 312.4841 | 312.4841 | 1900 | 627926.612 | 112494.2763 | 51028.6537 | 3339482.251 | 30587.4
4679 | 1187.2856 | 621.2819 | 621.2819 | 604.7934 | 604.7934 | 1897 | 1211715.4273 | 217725.6373 | 98762.7683 | 2082232.5266 | 60976
4680 | 944.1649 | 0 | 0 | 0 | 0 | 1879.35 | 0 | 0 | 0 | 1820648.2822 | 0
4681 | 1060.1998 | 0 | 0 | 0 | 0 | 1007.05 | 0 | 0 | 0 | 1327242.9206 | 0
4682 | 1112.0011 | 0 | 0 | 0 | 0 | 1654.3 | 0 | 0 | 0 | 1392091.9233 | 0
4683 | 985.6059 | 0 | 0 | 0 | 0 | 1519.3 | 0 | 0 | 0 | 1233860.3564 | 0
4684 | 1117.5266 | 0 | 0 | 0 | 0 | 1327.55 | 0 | 0 | 0 | 1399009.1499 | 0
4685 | 919.991 | 0 | 0 | 0 | 0 | 1341.4 | 0 | 0 | 0 | 1151718.2864 | 0
4686 | 716.2392 | 0 | 0 | 0 | 0 | 1305.15 | 0 | 0 | 0 | 896645.5427 | 0
4687 | 888.9102 | 222.9993 | 222.9993 | 217.081 | 217.081 | 829.25 | 190430.0907 | 78149.1604 | 35449.3275 | 1295498.9683 | 248771.4967
4688 | 709.9428 | 745.0587 | 745.0587 | 725.2852 | 709.9428 | 285.05 | 214670.8572 | 255579.3948 | 115933.6532 | 0 | 1217516.3419
4689 | 511.2727 | 1874.9533 | 536.5619 | 1825.193 | 511.2727 | 302.05 | 163586.4779 | 184058.1784 | 83490.8348 | 0 | 868115.5114
4690 | 207.6748 | 3210.9644 | 217.9461 | 3125.7472 | 207.6748 | 312.45 | 68586.1694 | 74762.9412 | 33913.3008 | 0 | 350461.6708
4691 | 138.7688 | 3711.9275 | 145.6318 | 3613.415 | 138.7688 | 324.8 | 47615.8642 | 49956.7525 | 22660.938 | 0 | 232465.4217
4692 | 202.4179 | 3970.1688 | 212.4301 | 3864.8027 | 202.4179 | 327.55 | 70141.6042 | 72870.4328 | 33054.838 | 0 | 338533.765
4693 | 689.9172 | 3966.1945 | 724.0422 | 3860.9339 | 689.9172 | 331.8 | 242369.1921 | 248370.2088 | 112663.4864 | 0 | 1150919.9511
4694 | 1105.1745 | 2808.2394 | 1159.8399 | 2733.7103 | 1105.1745 | 342.7 | 400740.5855 | 397862.8348 | 180475.0025 | 0 | 1831605.7668
4695 | 1065.5889 | 2213.3504 | 1118.2959 | 2154.6093 | 1065.5889 | 342.4 | 388395.8831 | 383611.9885 | 174010.6603 | 0 | 1766320.0894
4696 | 1205.8909 | 1508.2951 | 1265.5376 | 1468.2658 | 1205.8909 | 327.9 | 419878.5966 | 434120.7355 | 196921.9892 | 0 | 2016370.2274
4697 | 1007.9081 | 601.4838 | 601.4838 | 585.5208 | 585.5208 | 318.5 | 198576.2819 | 210787.4715 | 95615.5392 | 814496.3098 | 963726.5025
4698 | 1302.5098 | 150.3985 | 150.3985 | 146.407 | 146.407 | 310.55 | 48423.8939 | 52706.5221 | 23908.2641 | 2229331.5928 | 242115.0795
4699 | 973.1736 | 0 | 0 | 0 | 0 | 804.1 | 0 | 0 | 0 | 3478799.8592 | 0
4700 | 879.9313 | 0 | 0 | 0 | 0 | 1417.8 | 0 | 0 | 0 | 3145486.8848 | 0
4701 | 879.2406 | 0 | 0 | 0 | 0 | 1338.5 | 0 | 0 | 0 | 3143017.8995 | 0
4702 | 925.5164 | 321.0034 | 321.0034 | 312.4841 | 312.4841 | 1197.05 | 397303.7974 | 112494.2763 | 51028.6537 | 2191404.2285 | 245601.5283
4703 | 1076.0855 | 621.2819 | 621.2819 | 604.7934 | 604.7934 | 1109 | 712933.2573 | 217725.6373 | 98762.7683 | 1684725.9418 | 527472
4704 | 1077.4669 | 0 | 0 | 0 | 0 | 1121.55 | 0 | 0 | 0 | 2077696.6492 | 0
4705 | 1165.8744 | 0 | 0 | 0 | 0 | 1162.5 | 0 | 0 | 0 | 1459534.8852 | 0
4706 | 1019.4494 | 0 | 0 | 0 | 0 | 1018.45 | 0 | 0 | 0 | 1276228.3712 | 0
4707 | 1090.5899 | 0 | 0 | 0 | 0 | 469.95 | 0 | 0 | 0 | 1365287.6677 | 0
4708 | 797.7399 | 0 | 0 | 0 | 0 | 288.55 | 0 | 0 | 0 | 998674.6402 | 0
4709 | 1000.1103 | 0 | 0 | 0 | 0 | 283.85 | 0 | 0 | 0 | 1252018.0774 | 0
4710 | 815.6977 | 0 | 0 | 0 | 0 | 282.35 | 0 | 0 | 0 | 1021155.6278 | 0
4711 | 1003.5637 | 333.8509 | 333.8509 | 324.9907 | 324.9907 | 638.05 | 220260.1745 | 116996.6366 | 53070.9743 | 1308503.2847 | 433258.0862
4712 | 951.6977 | 998.7716 | 998.7716 | 972.2647 | 951.6977 | 675.5 | 683372.1076 | 342611.1615 | 155412.2296 | 0 | 1260523.565
4713 | 1121.6603 | 1266.0708 | 1177.1403 | 1232.4699 | 1121.6603 | 1417.3 | 1680226.9033 | 403797.7091 | 183167.1275 | 0 | 653591.4586
4714 | 1083.6407 | 2503.6255 | 1137.2408 | 2437.1807 | 1083.6407 | 1403.2 | 1607831.7242 | 390110.6678 | 176958.5335 | 0 | 646716.796
4715 | 1503.6577 | 2779.8462 | 1578.033 | 2706.0706 | 1503.6577 | 1381.45 | 2198271.513 | 541316.777 | 245547.3047 | 0 | 930087.479
4716 | 1480.6329 | 3195.2813 | 1553.8691 | 3110.4802 | 1480.6329 | 1299.3 | 2034170.384 | 533027.8451 | 241787.3531 | 0 | 1037479.4751
4717 | 1652.4707 | 2999.1849 | 1734.2067 | 2919.5882 | 1652.4707 | 937 | 1640546.9445 | 594889.4671 | 269848.4722 | 0 | 1756576.3987
4718 | 1615.0866 | 3174.5229 | 1694.9736 | 3090.2728 | 1615.0866 | 1290.7 | 2207121.1978 | 581431.1803 | 263743.6437 | 0 | 1145580.9339
4719 | 1540.0611 | 3074.6822 | 1616.2366 | 2993.0819 | 1540.0611 | 854.55 | 1392126.1726 | 554421.9863 | 251491.9732 | 0 | 1764062.9561
4720 | 1743.6635 | 1595.6503 | 1595.6503 | 1553.3026 | 1553.3026 | 903.45 | 1486384.0621 | 559188.947 | 253654.3196 | 367075.8427 | 1667243.9648
4721 | 1217.598 | 605.3983 | 605.3983 | 589.3314 | 589.3314 | 1657.9 | 1034216.9013 | 212159.2902 | 96237.8113 | 1211496.6575 | 197345.5165
4722 | 1425.4723 | 88.1958 | 88.1958 | 85.8551 | 85.8551 | 1855.05 | 168288.8393 | 30907.846 | 14020.1424 | 2583205.2193 | 12181.4531
4723 | 1408.9952 | 0 | 0 | 0 | 0 | 1861.7 | 0 | 0 | 0 | 5036729.3911 | 0
4724 | 1178.3067 | 0 | 0 | 0 | 0 | 1868.7 | 0 | 0 | 0 | 4212088.4045 | 0
4725 | 1460.1058 | 0 | 0 | 0 | 0 | 1871.3 | 0 | 0 | 0 | 5219434.2806 | 0
4726 | 1165.1837 | 321.0034 | 321.0034 | 312.4841 | 312.4841 | 1887.2 | 622119.8687 | 112494.2763 | 51028.6537 | 3048142.0212 | 34502.5872
4727 | 1237.7056 | 621.2819 | 621.2819 | 604.7934 | 604.7934 | 1882 | 1200687.5129 | 217725.6373 | 98762.7683 | 2262468.4308 | 69856
4728 | 1343.3802 | 0 | 0 | 0 | 0 | 1632.5 | 0 | 0 | 0 | 2590461.528 | 0
4729 | 1258.4261 | 0 | 0 | 0 | 0 | 926.3 | 0 | 0 | 0 | 1575398.4373 | 0
4730 | 1290.1975 | 0 | 0 | 0 | 0 | 1273.95 | 0 | 0 | 0 | 1615172.4914 | 0
4731 | 1518.8139 | 0 | 0 | 0 | 0 | 1163.75 | 0 | 0 | 0 | 1901372.7564 | 0
4732 | 1493.2586 | 0 | 0 | 0 | 0 | 707.35 | 0 | 0 | 0 | 1869380.5824 | 0
4733 | 1221.1291 | 0 | 0 | 0 | 0 | 283.85 | 0 | 0 | 0 | 1528707.1553 | 0
4734 | 1216.2944 | 0 | 0 | 0 | 0 | 1119.95 | 0 | 0 | 0 | 1522654.5809 | 0
4735 | 1270.1677 | 330.1788 | 330.1788 | 321.416 | 321.416 | 1126.65 | 383438.0569 | 115709.7751 | 52487.2396 | 1829493.0082 | 274770.757
4736 | 1420.868 | 1106.776 | 1106.776 | 1077.4027 | 1077.4027 | 1259.05 | 1437027.8523 | 387864.9828 | 175939.8658 | 662309.6218 | 781414.7614
4737 | 1032.7373 | 1219.6341 | 1083.82 | 1187.2657 | 1032.7373 | 1569.15 | 1714856.5304 | 371785.4424 | 168646.0076 | 0 | 444954.8829
4738 | 983.6487 | 1998.8686 | 1032.3019 | 1945.8197 | 983.6487 | 1376.2 | 1431386.1989 | 354113.535 | 160629.834 | 0 | 613600.0642
4739 | 1036.9712 | 2733.439 | 1088.2624 | 2660.895 | 1036.9712 | 1381.45 | 1516096.1146 | 373309.6435 | 169337.4022 | 0 | 641418.5556
4740 | 1264.5447 | 2743.2262 | 1327.0918 | 2670.4225 | 1264.5447 | 1223.6 | 1636353.487 | 455236.0823 | 206500.1451 | 0 | 981792.4841
4741 | 1287.5099 | 3184.9493 | 1351.1937 | 3100.4225 | 1287.5099 | 740.25 | 1007426.155 | 463503.5687 | 210250.3688 | 0 | 1621940.6129
4742 | 1054.9635 | 2948.3542 | 1107.1454 | 2870.1065 | 1054.9635 | 1363.2 | 1522437.7503 | 379786.8773 | 172275.5474 | 0 | 671800.7874
4743 | 1243.8855 | 1035.2572 | 1035.2572 | 1007.782 | 1007.782 | 1273.35 | 1359009.3382 | 362801.5255 | 164570.8031 | 455282.0386 | 716814.0656
4744 | 986.9251 | 848.8778 | 848.8778 | 826.3491 | 826.3491 | 1473.45 | 1287663.8977 | 297485.6732 | 134942.8068 | 309641.3621 | 425909.9719
4745 | 1104.938 | 1053.3898 | 1053.3898 | 1025.4334 | 1025.4334 | 1798.2 | 1952375.3639 | 369156.0248 | 167453.2746 | 153309.9535 | 202555.1356
4746 | 1034.1178 | 0 | 0 | 0 | 0 | 1875.05 | 0 | 0 | 0 | 1994105.9864 | 0
4747 | 840.5623 | 0 | 0 | 0 | 0 | 1861.7 | 0 | 0 | 0 | 3004754.7398 | 0
4748 | 1201.79 | 0 | 0 | 0 | 0 | 1868.7 | 0 | 0 | 0 | 4296033.8915 | 0
4749 | 714.1672 | 0 | 0 | 0 | 0 | 1871.3 | 0 | 0 | 0 | 2552930.4855 | 0
4750 | 1128.5775 | 321.0034 | 321.0034 | 312.4841 | 312.4841 | 1824.7 | 604249.8918 | 112494.2763 | 51028.6537 | 2917285.8164 | 53619.7122
4751 | 844.7064 | 621.2819 | 621.2819 | 604.7934 | 604.7934 | 1495.9 | 958940.8167 | 217725.6373 | 98762.7683 | 857615.9699 | 298427.2
4752 | 1005.6358 | 0 | 0 | 0 | 0 | 827.95 | 0 | 0 | 0 | 1939183.5397 | 0
4753 | 1029.119 | 0 | 0 | 0 | 0 | 324.9 | 0 | 0 | 0 | 1288333.5188 | 0
4754 | 1085.7551 | 0 | 0 | 0 | 0 | 304.95 | 0 | 0 | 0 | 1359235.0946 | 0
4755 | 1188.667 | 0 | 0 | 0 | 0 | 644.95 | 0 | 0 | 0 | 1488068.4465 | 0
4756 | 1035.3352 | 0 | 0 | 0 | 0 | 288.55 | 0 | 0 | 0 | 1296115.3989 | 0
4757 | 943.4742 | 0 | 0 | 0 | 0 | 283.85 | 0 | 0 | 0 | 1181116.5009 | 0
4758 | 1012.5426 | 0 | 0 | 0 | 0 | 282.35 | 0 | 0 | 0 | 1267581.8376 | 0
4759 | 1096.806 | 29.2034 | 29.2034 | 28.4284 | 28.4284 | 289.05 | 8680.7731 | 10234.2083 | 4642.3506 | 2060169.7872 | 47610.6056
4760 | 934.3477 | 125.797 | 125.797 | 122.4584 | 122.4584 | 318.75 | 41260.4078 | 44085.0282 | 19997.4586 | 1565579.0876 | 201528.075
4761 | 1094.2419 | 1309.8701 | 1148.3662 | 1275.1068 | 1094.2419 | 1281.55 | 1477290.3133 | 393927.0764 | 178689.6988 | 0 | 786158.078
4762 | 1260.8348 | 2232.9512 | 1323.1993 | 2173.6899 | 1260.8348 | 387.2 | 514330.7488 | 453900.5413 | 205894.3289 | 0 | 2033474.4251
4763 | 1083.1262 | 2604.1588 | 1136.7003 | 2535.0458 | 1083.1262 | 392.45 | 447779.2679 | 389925.4266 | 176874.506 | 0 | 1741179.4987
4764 | 1249.8858 | 2993.3825 | 1311.7077 | 2913.9397 | 1249.8858 | 386 | 508131.1205 | 449958.8772 | 204106.3462 | 0 | 2017315.6328
4765 | 1115.5132 | 3153.5934 | 1170.6893 | 3069.8988 | 1115.5132 | 390.75 | 458794.8227 | 401584.7578 | 182163.3082 | 0 | 1795139.6428
4766 | 1150.3401 | 2792.7441 | 1207.2389 | 2718.6262 | 1150.3401 | 422.4 | 512183.3225 | 414122.432 | 187850.5365 | 0 | 1814776.5244
4767 | 1467.4236 | 2371.9578 | 1540.0068 | 2309.0074 | 1467.4236 | 435.75 | 676269.3279 | 528272.4863 | 239630.2695 | 0 | 2295417.3241
4768 | 1501.2835 | 2188.9725 | 1575.5405 | 2130.8783 | 1501.2835 | 429.45 | 680712.8422 | 540462.0557 | 245159.5936 | 0 | 2357840.7821
4769 | 1430.4064 | 1226.1146 | 1226.1146 | 1193.5742 | 1193.5742 | 1682.3 | 2117167.0771 | 429686.6942 | 194910.6588 | 456687.3563 | 371177.1702
4770 | 1592.421 | 349.8363 | 349.8363 | 340.5518 | 340.5518 | 1489.45 | 535373.8161 | 122598.6584 | 55612.1136 | 2413999.2679 | 170190.8214
4771 | 1372.3889 | 0 | 0 | 0 | 0 | 1520.8 | 0 | 0 | 0 | 4905873.1863 | 0
4772 | 1328.8758 | 0 | 0 | 0 | 0 | 1708.7 | 0 | 0 | 0 | 4750327.1319 | 0
4773 | 1486.3518 | 0 | 0 | 0 | 0 | 1513.25 | 0 | 0 | 0 | 5313255.7125 | 0
4774 | 1364.1007 | 321.0034 | 321.0034 | 312.4841 | 312.4841 | 1546.3 | 509330.1689 | 112494.2763 | 51028.6537 | 3759209.7003 | 138775.0338
4775 | 1410.3765 | 621.2819 | 621.2819 | 604.7934 | 604.7934 | 722.5 | 460338.7818 | 217725.6373 | 98762.7683 | 2879714.6816 | 756280
4776 | 1210.7689 | 0 | 0 | 0 | 0 | 353.45 | 0 | 0 | 0 | 2334745.0171 | 0
4777 | 1007.0171 | 0 | 0 | 0 | 0 | 780.95 | 0 | 0 | 0 | 1260664.611 | 0
4778 | 820.5325 | 0 | 0 | 0 | 0 | 761 | 0 | 0 | 0 | 1027208.2013 | 0
4779 | 1060.8905 | 0 | 0 | 0 | 0 | 295.45 | 0 | 0 | 0 | 1328107.5741 | 0
4780 | 1237.7056 | 0 | 0 | 0 | 0 | 288.55 | 0 | 0 | 0 | 1549458.8352 | 0
4781 | 960.7413 | 0 | 0 | 0 | 0 | 283.85 | 0 | 0 | 0 | 1202732.835 | 0
4782 | 1200.4086 | 0 | 0 | 0 | 0 | 1087.9 | 0 | 0 | 0 | 1502767.5545 | 0
4783 | 1122.3613 | 323.5672 | 323.5672 | 314.9799 | 314.9799 | 1119.1 | 373338.9153 | 113392.7624 | 51436.2169 | 1556886.5711 | 271596.4453
4784 | 1070.4651 | 1123.4131 | 1123.4131 | 1093.5983 | 1070.4651 | 318.75 | 360821.6393 | 385367.4306 | 174806.9484 | 0 | 1799719.2812
4785 | 1185.2757 | 1866.9983 | 1243.903 | 1817.4492 | 1185.2757 | 1191.75 | 1490908.9744 | 426699.2678 | 193555.529 | 0 | 957999.1201
4786 | 1241.5501 | 2184.7799 | 1302.9604 | 2126.797 | 1241.5501 | 387.2 | 507310.8263 | 446958.0284 | 202745.1279 | 0 | 2002371.9674
4787 | 1273.3423 | 2864.6407 | 1336.3249 | 2788.6147 | 1273.3423 | 392.45 | 528209.7275 | 458403.2132 | 207936.7909 | 0 | 2046961.3485
4788 | 1429.0673 | 4065.7623 | 1499.7525 | 3957.8592 | 1429.0673 | 386 | 583125.3094 | 514464.2302 | 233366.6911 | 0 | 2306514.6319
4789 | 1265.5332 | 2871.4422 | 1328.1297 | 2795.2357 | 1265.5332 | 390.75 | 521400.6246 | 455591.957 | 206661.5738 | 0 | 2036559.3246
4790 | 1185.2801 | 2971.1874 | 1243.9072 | 2892.3337 | 1185.2801 | 422.4 | 529324.0198 | 426700.822 | 193556.234 | 0 | 1869897.8242
4791 | 1296.2238 | 2938.8031 | 1360.3387 | 2860.8088 | 1296.2238 | 435.75 | 597260.7565 | 466640.5511 | 211673.3389 | 0 | 2027618.0056
4792 | 1491.7106 | 1733.0743 | 1565.4951 | 1687.0795 | 1491.7106 | 429.45 | 676029.0213 | 537015.8192 | 243596.3424 | 0 | 2342806.097
4793 | 1623.4698 | 741.84 | 741.84 | 722.152 | 722.152 | 1551.95 | 1182429.5251 | 259974.7088 | 117927.4165 | 1738025.5717 | 316715.7918
4794 | 1365.0331 | 16.1334 | 16.1334 | 15.7052 | 15.7052 | 1461.95 | 24204.2138 | 5653.8788 | 2564.6622 | 2601930.614 | 8271.4427
4795 | 1483.589 | 0 | 0 | 0 | 0 | 1424.25 | 0 | 0 | 0 | 5303379.7712 | 0
4796 | 1207.3155 | 0 | 0 | 0 | 0 | 1381.2 | 0 | 0 | 0 | 4315785.7742 | 0
4797 | 1394.4908 | 0 | 0 | 0 | 0 | 1351.3 | 0 | 0 | 0 | 4984880.7062 | 0
4798 | 1198.3366 | 321.0034 | 321.0034 | 312.4841 | 312.4841 | 834.25 | 275725.2681 | 112494.2763 | 51028.6537 | 3166653.3028 | 356572.6155
4799 | 1087.8272 | 621.2819 | 621.2819 | 604.7934 | 604.7934 | 373 | 238878.8188 | 217725.6373 | 98762.7683 | 1726698.6889 | 963184
4800 | 982.8432 | 0 | 0 | 0 | 0 | 353.45 | 0 | 0 | 0 | 1895232.2644 | 0
4801 | 1308.846 | 0 | 0 | 0 | 0 | 324.9 | 0 | 0 | 0 | 2523868.6872 | 0
4802 | 1232.1801 | 0 | 0 | 0 | 0 | 304.95 | 0 | 0 | 0 | 2376032.5786 | 0
4803 | 1165.8744 | 0 | 0 | 0 | 0 | 295.45 | 0 | 0 | 0 | 2248174.3231 | 0
4804 | 1230.108 | 0 | 0 | 0 | 0 | 288.55 | 0 | 0 | 0 | 2372037.0075 | 0
4805 | 1178.9974 | 0 | 0 | 0 | 0 | 283.85 | 0 | 0 | 0 | 2273479.6024 | 0
4806 | 1110.6197 | 0 | 0 | 0 | 0 | 282.35 | 0 | 0 | 0 | 2141625.7779 | 0
4807 | 929.6605 | 147.8682 | 147.8682 | 143.9439 | 143.9439 | 289.05 | 43873.1341 | 51819.805 | 23506.0393 | 1515109.9579 | 241071.1441
4808 | 777.6212 | 816.0842 | 816.0842 | 794.4258 | 777.6212 | 318.75 | 261421.2382 | 279943.6149 | 126985.5342 | 0 | 1307375.3062
4809 | 947.273 | 1324.3023 | 994.1277 | 1289.156 | 947.273 | 368.25 | 368455.9489 | 341018.2717 | 154689.6771 | 0 | 1545712.6802
4810 | 1179.9083 | 1501.843 | 1238.2705 | 1461.985 | 1179.9083 | 387.2 | 482934.1282 | 424766.9761 | 192679.02 | 0 | 1902956.053
4811 | 1059.5877 | 2605.3363 | 1111.9981 | 2536.1921 | 1059.5877 | 392.45 | 440479.8895 | 381451.5637 | 173030.6677 | 0 | 1703340.1702
4812 | 1194.5136 | 2409.517 | 1253.5968 | 2345.5698 | 1194.5136 | 386 | 488886.5207 | 430024.9108 | 195064.0776 | 0 | 1927945.0166
4813 | 1267.6269 | 3020.4282 | 1330.3273 | 2940.2677 | 1267.6269 | 390.75 | 525412.4841 | 456345.666 | 207003.4646 | 0 | 2039928.5084
4814 | 887.0799 | 2887.647 | 930.9574 | 2811.0104 | 887.0799 | 422.4 | 398063.1713 | 319348.7549 | 144860.1435 | 0 | 1399457.2102
4815 | 1241.5596 | 2687.0317 | 1302.9699 | 2615.7194 | 1241.5596 | 435.75 | 574638.3546 | 446961.4474 | 202746.6788 | 0 | 1942109.5668
4816 | 536.721 | 1753.1579 | 563.2687 | 1706.63 | 536.721 | 429.45 | 244668.1142 | 193219.5479 | 87646.5338 | 0 | 842947.1138
4817 | 511.4393 | 875.2309 | 536.7372 | 852.0028 | 511.4393 | 1357.3 | 734632.8554 | 184118.1643 | 83518.0451 | 0 | 328702.0673
4818 | 220.4508 | 234.7795 | 231.3541 | 228.5486 | 220.4508 | 1747.15 | 407652.6098 | 79362.2745 | 35999.6095 | 0 | 55740.9753
4819 | 219.6375 | 124.6573 | 124.6573 | 121.3489 | 121.3489 | 1786.7 | 229662.2241 | 43685.6193 | 19816.2823 | 189531.3633 | 25336.2006
4820 | 234.8325 | 246.4485 | 246.4485 | 239.9079 | 234.8325 | 1863.7 | 463276.9873 | 84539.7101 | 38348.1518 | 0 | 32007.6736
4821 | 155.4039 | 163.0907 | 163.0907 | 158.7624 | 155.4039 | 1743.4 | 286771.3469 | 55945.3964 | 25377.4534 | 0 | 39876.6353
4822 | 212.04 | 222.5281 | 222.5281 | 216.6223 | 212.04 | 1356.25 | 304622.3435 | 76334.3853 | 34626.1253 | 0 | 136500.7237
4823 | 91.1703 | 95.6795 | 95.6795 | 93.1402 | 91.1703 | 373 | 36051.6374 | 32821.2992 | 14888.106 | 0 | 148333.59
4824 | 85.6448 | 89.8812 | 89.8812 | 87.4958 | 85.6448 | 353.45 | 32185.3098 | 30832.1296 | 13985.7965 | 0 | 141018.4526
4825 | 78.738 | 0 | 0 | 0 | 0 | 796.15 | 0 | 0 | 0 | 98570.484 | 0
4826 | 84.9541 | 0 | 0 | 0 | 0 | 719.9 | 0 | 0 | 0 | 106352.3643 | 0
4827 | 77.3566 | 0 | 0 | 0 | 0 | 1218.6 | 0 | 0 | 0 | 96841.1772 | 0
4828 | 82.1914 | 0 | 0 | 0 | 0 | 1209.65 | 0 | 0 | 0 | 102893.7508 | 0
4829 | 78.738 | 0 | 0 | 0 | 0 | 1201.55 | 0 | 0 | 0 | 98570.484 | 0
4830 | 83.5728 | 0 | 0 | 0 | 0 | 1215.3 | 0 | 0 | 0 | 104623.0575 | 0
4831 | 66.9963 | 70.3109 | 70.3109 | 68.4448 | 66.9963 | 1198.8 | 85054.233 | 24118.682 | 10940.5021 | 0 | 53677.4667
4832 | 81.1985 | 375.1861 | 85.2153 | 365.2288 | 81.1985 | 1225.4 | 105519.8058 | 29231.4696 | 13259.7194 | 0 | 62896.3788
4833 | 713.0577 | 1322.4206 | 748.3267 | 1287.3243 | 713.0577 | 1558.9 | 1175118.6793 | 256700.7892 | 116442.3302 | 0 | 314529.7725
4834 | 1109.9109 | 2652.2158 | 1164.8102 | 2581.8274 | 1109.9109 | 1331.95 | 1563016.8671 | 399567.9262 | 181248.4509 | 0 | 741475.9808
4835 | 1211.7488 | 3263.8657 | 1271.6854 | 3177.2445 | 1211.7488 | 1236.95 | 1586381.1195 | 436229.5662 | 197878.5782 | 0 | 924624.918
4836 | 1105.1884 | 4069.3525 | 1159.8536 | 3961.3541 | 1105.1884 | 684.85 | 801965.871 | 397867.8078 | 180477.2584 | 0 | 1453488.4651
4837 | 969.134 | 3196.5406 | 1017.07 | 3111.7062 | 969.134 | 393.3 | 403062.1804 | 348888.235 | 158259.5799 | 0 | 1557107.5753
4838 | 1192.262 | 2305.6444 | 1251.2345 | 2244.4538 | 1192.262 | 421.3 | 532453.6669 | 429214.3243 | 194696.3866 | 0 | 1882224.0383
4839 | 1204.9136 | 2417.0994 | 1264.5123 | 2352.9509 | 1204.9136 | 427.4 | 545911.4208 | 433768.901 | 196762.3932 | 0 | 1894847.1494
4840 | 1193.8661 | 1938.8278 | 1252.9178 | 1887.3723 | 1193.8661 | 864.7 | 1092392.0895 | 429791.805 | 194958.3382 | 0 | 1355396.2117
4841 | 893.7415 | 722.8153 | 722.8153 | 703.6322 | 703.6322 | 1315.5 | 978556.938 | 253307.5967 | 114903.1404 | 366590.82 | 471448.006
4842 | 898.8077 | 84.5762 | 84.5762 | 82.3316 | 82.3316 | 1274.35 | 110970.541 | 29639.3735 | 13444.7491 | 1574423.9162 | 58480.1335
4843 | 882.694 | 0 | 0 | 0 | 0 | 1433.95 | 0 | 0 | 0 | 3155362.8247 | 0
4844 | 1020.8308 | 0 | 0 | 0 | 0 | 1540.45 | 0 | 0 | 0 | 3649159.8239 | 0
4845 | 1455.9617 | 0 | 0 | 0 | 0 | 1279.05 | 0 | 0 | 0 | 5204620.3722 | 0
4846 | 774.9473 | 321.0034 | 321.0034 | 312.4841 | 312.4841 | 845.7 | 280300.1284 | 112494.2763 | 51028.6537 | 1653165.4998 | 353070.3582
4847 | 1051.2209 | 621.2819 | 621.2819 | 604.7934 | 604.7934 | 388 | 248752.6256 | 217725.6373 | 98762.7683 | 1595842.4841 | 954304
4848 | 1114.0731 | 0 | 0 | 0 | 0 | 370.35 | 0 | 0 | 0 | 2148285.061 | 0
4849 | 966.9575 | 0 | 0 | 0 | 0 | 717.05 | 0 | 0 | 0 | 1210514.7154 | 0
4850 | 895.1263 | 0 | 0 | 0 | 0 | 333.2 | 0 | 0 | 0 | 1120590.7651 | 0
4851 | 941.4022 | 0 | 0 | 0 | 0 | 318.4 | 0 | 0 | 0 | 1178522.5408 | 0
4852 | 939.3301 | 0 | 0 | 0 | 0 | 308.05 | 0 | 0 | 0 | 1175928.5807 | 0
4853 | 1111.3104 | 0 | 0 | 0 | 0 | 297.35 | 0 | 0 | 0 | 1391227.2698 | 0
4854 | 1126.5055 | 0 | 0 | 0 | 0 | 286.15 | 0 | 0 | 0 | 1410249.644 | 0
4855 | 1100.2595 | 333.5906 | 333.5906 | 324.7373 | 324.7373 | 277.35 | 95939.8331 | 116905.4272 | 53029.6007 | 1495451.7978 | 547575.3102
4856 | 882.8235 | 900.6604 | 900.6604 | 876.7574 | 876.7574 | 285.05 | 265508.4037 | 315632.6637 | 143174.4833 | 11697.4266 | 1471788.9545
4857 | 886.201 | 946.2061 | 930.0349 | 921.0943 | 886.201 | 302.05 | 283478.3692 | 319032.3525 | 144716.6199 | 0 | 1504724.9528
4858 | 1103.5739 | 1403.7792 | 1158.1598 | 1366.5236 | 1103.5739 | 312.45 | 364794.7004 | 397286.5975 | 180213.6149 | 0 | 1862336.1046
4859 | 1112.4017 | 2566.5996 | 1167.4244 | 2498.4834 | 1112.4017 | 324.8 | 382415.4197 | 400464.6066 | 181655.1952 | 0 | 1863495.3027
4860 | 1166.9312 | 2607.2285 | 1224.6506 | 2538.034 | 1166.9312 | 327.55 | 404678.9449 | 420095.2248 | 190559.8617 | 0 | 1951634.052
4861 | 990.0065 | 3266.6038 | 1038.9744 | 3179.9099 | 990.0065 | 331.8 | 347612.6468 | 356402.3233 | 161668.0539 | 0 | 1651528.7659
4862 | 1284.0444 | 1620.8794 | 1347.5563 | 1577.8621 | 1284.0444 | 342.7 | 466106.4067 | 462255.9862 | 209684.4515 | 0 | 2128046.7941
4863 | 1002.3878 | 1212.5419 | 1051.9688 | 1180.3617 | 1002.3878 | 342.4 | 363924.2237 | 360859.6174 | 163689.932 | 0 | 1661558.0604
4864 | 1384.9171 | 907.3203 | 907.3203 | 883.2405 | 883.2405 | 327.9 | 307974.7911 | 317966.5943 | 144233.1801 | 967390.8686 | 1445625.7597
4865 | 1471.9052 | 331.5148 | 331.5148 | 322.7166 | 322.7166 | 318.5 | 109867.0427 | 116177.9587 | 52699.613 | 2215998.9494 | 531169.035
4866 | 1181.0885 | 230.717 | 230.717 | 224.5939 | 224.5939 | 310.55 | 74494.3961 | 80853.813 | 36676.1879 | 1844423.7409 | 371413.7563
4867 | 1185.2136 | 0 | 0 | 0 | 0 | 942.85 | 0 | 0 | 0 | 4236778.2543 | 0
4868 | 1040.17 | 0 | 0 | 0 | 0 | 1241.55 | 0 | 0 | 0 | 3718291.4025 | 0
4869 | 1251.5192 | 0 | 0 | 0 | 0 | 569 | 0 | 0 | 0 | 4473800.814 | 0
4870 | 1156.8955 | 321.0034 | 321.0034 | 312.4841 | 312.4841 | 789.65 | 261983.3626 | 112494.2763 | 51028.6537 | 3018514.2007 | 370214.5959
4871 | 1042.9327 | 621.2819 | 621.2819 | 604.7934 | 604.7934 | 1134.05 | 729631.6627 | 217725.6373 | 98762.7683 | 1566214.6637 | 512642.4
4872 | 1049.8395 | 0 | 0 | 0 | 0 | 304.7 | 0 | 0 | 0 | 2024422.3766 | 0
4873 | 880.622 | 0 | 0 | 0 | 0 | 324.9 | 0 | 0 | 0 | 1102433.0444 | 0
4874 | 931.0419 | 0 | 0 | 0 | 0 | 304.95 | 0 | 0 | 0 | 1165552.7403 | 0
4875 | 782.5449 | 0 | 0 | 0 | 0 | 295.45 | 0 | 0 | 0 | 979652.2661 | 0
4876 | 743.1759 | 0 | 0 | 0 | 0 | 288.55 | 0 | 0 | 0 | 930367.0242 | 0
4877 | 860.5921 | 0 | 0 | 0 | 0 | 283.85 | 0 | 0 | 0 | 1077358.0967 | 0
4878 | 848.8505 | 0 | 0 | 0 | 0 | 282.35 | 0 | 0 | 0 | 1062658.9895 | 0
4879 | 506.2713 | 291.7496 | 291.7496 | 284.0067 | 284.0067 | 289.05 | 87309.9769 | 102242.4146 | 46378.2953 | 428596.3762 | 475642.389
4880 | 90.0212 | 261.4652 | 94.4737 | 254.5261 | 90.0212 | 675.4 | 64632.4464 | 32407.6141 | 14700.4538 | 0 | 119242.0156
4881 | 76.9871 | 1575.6927 | 80.795 | 1533.8747 | 76.9871 | 1462.25 | 119680.4774 | 27715.3494 | 12571.9904 | 0 | 41399.8031
4882 | 90.8526 | 2557.1785 | 95.3468 | 2489.3124 | 90.8526 | 1458.75 | 140825.284 | 32706.922 | 14836.2232 | 0 | 49173.9486
4883 | 77.379 | 3033.1603 | 81.2064 | 2952.6618 | 77.379 | 1406.5 | 115508.4305 | 27856.4561 | 12635.998 | 0 | 45924.463
4884 | 103.2926 | 3283.4886 | 108.4022 | 3196.3466 | 103.2926 | 1200 | 131775.4117 | 37185.3509 | 16867.6884 | 0 | 82634.1132
4885 | 71.5652 | 3110.7638 | 75.1048 | 3028.2058 | 71.5652 | 390.75 | 29692.2708 | 25763.4766 | 11686.5993 | 0 | 115166.3189
4886 | 75.749 | 2862.122 | 79.4958 | 2786.1628 | 75.749 | 1342.95 | 107900.1973 | 27269.651 | 12369.8167 | 0 | 49770.9006
4887 | 91.6762 | 2674.7131 | 96.2105 | 2603.7277 | 91.6762 | 1529.75 | 148785.8346 | 33003.4326 | 14970.7237 | 0 | 43110.7338
4888 | 85.3392 | 1798.0161 | 89.5611 | 1750.2977 | 85.3392 | 1820.55 | 164702.7888 | 30722.1036 | 13935.8876 | 0 | 15314.1153
4889 | 76.2014 | 1205.4506 | 79.9701 | 1173.4586 | 76.2014 | 1915.3 | 154727.143 | 27432.5143 | 12443.6933 | 0 | 6454.261
4890 | 81.8383 | 347.6954 | 85.8859 | 338.4677 | 81.8383 | 1874.95 | 162421.5929 | 29461.7782 | 13364.1899 | 0 | 10233.876
4891 | 78.0473 | 81.9074 | 81.9074 | 79.7336 | 78.0473 | 1858.95 | 153489.1725 | 28097.0213 | 12745.121 | 0 | 11008.5294
4892 | 82.8821 | 86.9816 | 86.9816 | 84.6731 | 82.8821 | 1849.5 | 162086.4102 | 29837.5447 | 13534.6418 | 0 | 12473.741
4893 | 75.2845 | 79.0088 | 79.0088 | 76.9119 | 75.2845 | 1383.95 | 110346.5157 | 27102.4365 | 12293.9663 | 0 | 46379.0444
4894 | 79.4286 | 83.3578 | 83.3578 | 81.1455 | 79.4286 | 1337.2 | 112453.0651 | 28594.3137 | 12970.6984 | 0 | 52645.3087
4895 | 75.9752 | 79.7329 | 79.7329 | 77.6169 | 75.9752 | 1293.55 | 104047.4173 | 27351.0827 | 12406.755 | 0 | 53672.5388
4896 | 78.738 | 82.6326 | 82.6326 | 80.4396 | 78.738 | 353.45 | 29530.6394 | 28345.6675 | 12857.9097 | 0 | 129645.9967
4897 | 74.5939 | 45.6495 | 45.6495 | 44.438 | 44.438 | 324.9 | 15366.4139 | 15997.6854 | 7256.7279 | 37751.5015 | 72863.4998
4898 | 80.81 | 84.8071 | 84.8071 | 82.5563 | 80.81 | 304.95 | 26310.6687 | 29091.6061 | 13196.2758 | 0 | 136976.9905
4899 | 74.5939 | 78.2836 | 78.2836 | 76.206 | 74.5939 | 295.45 | 23556.4304 | 26853.7903 | 12181.1776 | 0 | 127148.9672
4900 | 77.3566 | 81.1833 | 81.1833 | 79.0287 | 77.3566 | 288.55 | 23868.8057 | 27848.3751 | 12632.3324 | 0 | 132391.9487
4901 | 71.8311 | 75.384 | 75.384 | 73.3833 | 71.8311 | 283.85 | 21786.446 | 25859.2054 | 11730.0229 | 0 | 123272.7707
4902 | 79.4286 | 83.3578 | 83.3578 | 81.1455 | 79.4286 | 282.35 | 23979.4076 | 28594.3137 | 12970.6984 | 0 | 136430.6193
4903 | 66.3057 | 69.5846 | 69.5846 | 67.7379 | 66.3057 | 289.05 | 20457.4115 | 23870.0358 | 10827.7135 | 0 | 113444.5397
4904 | 72.9207 | 76.5279 | 76.5279 | 74.4969 | 72.9207 | 318.75 | 24752.8674 | 26251.4448 | 11907.9471 | 0 | 122597.8934
4905 | 154.285 | 1171.766 | 161.9164 | 1140.668 | 154.285 | 368.25 | 60399.9554 | 55542.5895 | 25194.7357 | 0 | 251754.5013
4906 | 105.3492 | 2568.9231 | 110.5598 | 2500.7453 | 105.3492 | 387.2 | 43314.4036 | 37925.695 | 17203.5167 | 0 | 169907.1136
4907 | 130.5488 | 2926.5485 | 137.0053 | 2848.8795 | 130.5488 | 392.45 | 54344.0859 | 46997.5518 | 21318.6117 | 0 | 209863.6513
4908 | 202.7269 | 2750.4717 | 212.7544 | 2677.4757 | 202.7269 | 386 | 83084.4403 | 72981.702 | 33105.3109 | 0 | 327201.2973
4909 | 354.6912 | 2052.2527 | 372.235 | 1997.787 | 354.6912 | 390.75 | 146989.3049 | 127688.8403 | 57921.0767 | 0 | 570786.8506
4910 | 688.6006 | 2437.9816 | 722.6611 | 2373.2789 | 688.6006 | 422.4 | 309339.2356 | 247896.227 | 112448.483 | 0 | 1086336.3548
4911 | 987.823 | 2050.0761 | 1036.6834 | 1995.6682 | 987.823 | 435.75 | 457986.1891 | 355616.2905 | 161311.5007 | 0 | 1545202.1733
4912 | 1032.5448 | 1871.3253 | 1083.6164 | 1821.6613 | 1032.5448 | 429.45 | 470829.5636 | 371716.1323 | 168614.5678 | 0 | 1621663.2545
4913 | 1329.4033 | 859.0262 | 859.0262 | 836.2281 | 836.2281 | 1365.4 | 1211794.3004 | 301042.1038 | 136556.0432 | 950997.7811 | 519444.8494
4914 | 1196.1437 | 54.5217 | 54.5217 | 53.0747 | 53.0747 | 1409.55 | 79361.0235 | 19106.8958 | 8667.1002 | 2204198.1347 | 30675.0584
4915 | 1400.707 | 0 | 0 | 0 | 0 | 1503.65 | 0 | 0 | 0 | 5007101.5707 | 0
4916 | 823.2952 | 0 | 0 | 0 | 0 | 1690.6 | 0 | 0 | 0 | 2943030.1151 | 0
4917 | 1177.6161 | 0 | 0 | 0 | 0 | 1406.3 | 0 | 0 | 0 | 4209619.4192 | 0
4918 | 1352.3591 | 321.0034 | 321.0034 | 312.4841 | 312.4841 | 1421.7 | 471604.7526 | 112494.2763 | 51028.6537 | 3717236.9568 | 176886.9342
4919 | 1335.092 | 621.2819 | 621.2819 | 604.7934 | 604.7934 | 1302 | 838191.5069 | 217725.6373 | 98762.7683 | 2610595.3162 | 413216
4920 | 1360.6473 | 0 | 0 | 0 | 0 | 353.45 | 0 | 0 | 0 | 2623757.9493 | 0
4921 | 1288.1255 | 0 | 0 | 0 | 0 | 324.9 | 0 | 0 | 0 | 1612578.5322 | 0
4922 | 1518.8139 | 0 | 0 | 0 | 0 | 304.95 | 0 | 0 | 0 | 1901372.7564 | 0
4923 | 1469.7754 | 0 | 0 | 0 | 0 | 295.45 | 0 | 0 | 0 | 1839982.3677 | 0
4924 | 1038.0979 | 0 | 0 | 0 | 0 | 288.55 | 0 | 0 | 0 | 1299574.0128 | 0
4925 | 1302.6298 | 0 | 0 | 0 | 0 | 283.85 | 0 | 0 | 0 | 1630736.2529 | 0
4926 | 1125.8148 | 0 | 0 | 0 | 0 | 478.9 | 0 | 0 | 0 | 1409384.9905 | 0
4927 | 1215.6037 | 4.0803 | 4.0803 | 3.972 | 3.972 | 888.05 | 3736.837 | 1429.9278 | 648.6312 | 2336408.7011 | 4323.2616
4928 | 1164.5561 | 51.0679 | 51.0679 | 49.7126 | 49.7126 | 318.75 | 16814.3059 | 17896.5325 | 8118.066 | 2149770.558 | 81811.3062
4929 | 1265.2017 | 605.2272 | 605.2272 | 589.1648 | 589.1648 | 368.25 | 230503.7152 | 212099.3421 | 96210.6182 | 1303612.6686 | 941033.4885
4930 | 1521.9772 | 1597.2581 | 1597.2581 | 1554.8677 | 1521.9772 | 387.2 | 625294.9984 | 547911.8068 | 248538.8835 | 0 | 2454644.5056
4931 | 1459.9884 | 2819.8758 | 1532.203 | 2745.0379 | 1459.9884 | 392.45 | 607469.8723 | 525595.81 | 238416.0994 | 0 | 2347004.2897
4932 | 1450.6684 | 3524.8566 | 1522.423 | 3431.3088 | 1450.6684 | 386 | 594189.2368 | 522240.6402 | 236894.1571 | 0 | 2341378.8702
4933 | 1401.7369 | 3302.7504 | 1471.0707 | 3215.0972 | 1401.7369 | 390.75 | 581463.8791 | 504625.2998 | 228903.643 | 0 | 2255745.1771
4934 | 1375.3968 | 3754.4318 | 1443.4279 | 3654.7913 | 1375.3968 | 422.4 | 617787.3466 | 495142.8656 | 224602.3054 | 0 | 2169826.069
4935 | 1381.8306 | 3193.9915 | 1450.179 | 3109.2247 | 1381.8306 | 435.75 | 641462.2615 | 497459.0052 | 225652.9321 | 0 | 2161528.4691
4936 | 1788.7211 | 1966.0498 | 1877.196 | 1913.8719 | 1788.7211 | 429.45 | 816725.3142 | 643939.5935 | 292098.1545 | 0 | 2809275.9126
4937 | 1525.3581 | 1345.3283 | 1345.3283 | 1309.624 | 1309.624 | 655.9 | 912570.9311 | 471464.6397 | 213861.5991 | 416003.5934 | 1723030.0161
4938 | 1702.6602 | 336.6844 | 336.6844 | 327.749 | 327.749 | 366.05 | 127145.1505 | 117989.642 | 53521.4126 | 2651263.1603 | 524197.3032
4939 | 1469.7754 | 0 | 0 | 0 | 0 | 1378.7 | 0 | 0 | 0 | 5254000.0717 | 0
4940 | 1623.7979 | 0 | 0 | 0 | 0 | 1522.6 | 0 | 0 | 0 | 5804583.7257 | 0
4941 | 1571.3059 | 0 | 0 | 0 | 0 | 1291.3 | 0 | 0 | 0 | 5616940.8655 | 0
4942 | 1333.0199 | 321.0034 | 321.0034 | 312.4841 | 312.4841 | 1307.2 | 432847.0929 | 112494.2763 | 51028.6537 | 3648105.3746 | 211909.5072
4943 | 1336.4734 | 621.2819 | 621.2819 | 604.7934 | 604.7934 | 1302 | 836219.4096 | 217725.6373 | 98762.7683 | 2615533.2869 | 413216
4944 | 1509.1443 | 0 | 0 | 0 | 0 | 817.95 | 0 | 0 | 0 | 2910107.1656 | 0
4945 | 1440.7666 | 0 | 0 | 0 | 0 | 324.9 | 0 | 0 | 0 | 1803666.9263 | 0
4946 | 1415.902 | 0 | 0 | 0 | 0 | 304.95 | 0 | 0 | 0 | 1772539.4045 | 0
4947 | 1212.8409 | 0 | 0 | 0 | 0 | 295.45 | 0 | 0 | 0 | 1518331.3147 | 0
4948 | 1147.9167 | 0 | 0 | 0 | 0 | 288.55 | 0 | 0 | 0 | 1437053.8983 | 0
4949 | 1229.4174 | 0 | 0 | 0 | 0 | 283.85 | 0 | 0 | 0 | 1539082.9959 | 0
4950 | 988.3687 | 0 | 0 | 0 | 0 | 282.35 | 0 | 0 | 0 | 1237318.9698 | 0
4951 | 1297.7951 | 323.3248 | 323.3248 | 314.7439 | 314.7439 | 289.05 | 96287.5069 | 113307.8052 | 51397.6794 | 1895633.2721 | 527119.7417
4952 | 1047.8219 | 1099.6501 | 1099.6501 | 1070.466 | 1047.8219 | 318.75 | 353991.5106 | 377215.8757 | 171109.3125 | 0 | 1761650.5307
4953 | 1384.7712 | 1860.4035 | 1453.2655 | 1811.0294 | 1384.7712 | 844.3 | 1237952.0606 | 498517.6165 | 226133.1299 | 0 | 1600380.0261
4954 | 1349.7673 | 3145.4034 | 1416.5301 | 3061.9261 | 1349.7673 | 387.2 | 553453.5149 | 485916.2266 | 220416.9994 | 0 | 2176904.695
4955 | 1301.2096 | 3776.2607 | 1365.5714 | 3676.0408 | 1301.2096 | 392.45 | 540343.728 | 468435.4661 | 212487.5323 | 0 | 2091759.5375
4956 | 1364.7042 | 4047.3526 | 1432.2059 | 3939.9381 | 1364.7042 | 386 | 558167.9105 | 491293.5116 | 222856.1957 | 0 | 2202632.5772
4957 | 1493.1455 | 4050.1379 | 1567.001 | 3942.6494 | 1493.1455 | 390.75 | 620240.0491 | 537532.3818 | 243830.661 | 0 | 2402844.4039
4958 | 1284.4951 | 3717.8476 | 1348.0296 | 3619.1779 | 1284.4951 | 422.4 | 576697.0788 | 462418.2277 | 209758.0461 | 0 | 2026419.4335
4959 | 1168.1969 | 3174.6058 | 1225.9792 | 3090.3535 | 1168.1969 | 435.75 | 540261.0035 | 420550.8689 | 190766.5469 | 0 | 1827351.9351
4960 | 1479.6564 | 2382.7327 | 1552.8438 | 2319.4962 | 1479.6564 | 885.5 | 1391651.4438 | 532676.3213 | 241627.898 | 0 | 1649077.1113
4961 | 1510.8356 | 837.0021 | 837.0021 | 814.7885 | 814.7885 | 1450.45 | 1250824.7688 | 293323.8771 | 133054.9698 | 1342198.7589 | 438295.2511
4962 | 1394.1765 | 354.5379 | 354.5379 | 345.1286 | 345.1286 | 830.55 | 303212.4355 | 124246.3118 | 56359.5076 | 2022895.8523 | 395072.9546
4963 | 1384.1314 | 0 | 0 | 0 | 0 | 352.7 | 0 | 0 | 0 | 4947849.0184 | 0
4964 | 1029.119 | 0 | 0 | 0 | 0 | 1288.7 | 0 | 0 | 0 | 3678787.6443 | 0
4965 | 1141.7005 | 0 | 0 | 0 | 0 | 1176.3 | 0 | 0 | 0 | 4081232.1962 | 0
4966 | 1211.4596 | 321.0034 | 321.0034 | 312.4841 | 312.4841 | 1307.2 | 431952.7076 | 112494.2763 | 51028.6537 | 3213564.017 | 211909.5072
4967 | 1361.338 | 621.2819 | 621.2819 | 604.7934 | 604.7934 | 1285.1 | 822412.6472 | 217725.6373 | 98762.7683 | 2704416.7481 | 423220.8
4968 | 1071.2507 | 0 | 0 | 0 | 0 | 353.45 | 0 | 0 | 0 | 2065709.9381 | 0
4969 | 1274.3118 | 0 | 0 | 0 | 0 | 824.55 | 0 | 0 | 0 | 2457275.8445 | 0
4970 | 875.7872 | 0 | 0 | 0 | 0 | 304.95 | 0 | 0 | 0 | 1688794.4563 | 0
4971 | 1036.7165 | 0 | 0 | 0 | 0 | 295.45 | 0 | 0 | 0 | 1999117.0973 | 0
4972 | 911.7028 | 0 | 0 | 0 | 0 | 288.55 | 0 | 0 | 0 | 1758051.0113 | 0
4973 | 1306.0833 | 0 | 0 | 0 | 0 | 283.85 | 0 | 0 | 0 | 2518541.2592 | 0
4974 | 1031.1911 | 0 | 0 | 0 | 0 | 282.35 | 0 | 0 | 0 | 1988462.2432 | 0
4975 | 1167.9465 | 125.33 | 125.33 | 122.0038 | 122.0038 | 289.05 | 37338.8585 | 43921.3662 | 19923.2197 | 2016908.0243 | 204326.7818
4976 | 1102.0699 | 466.8335 | 466.8335 | 454.444 | 454.444 | 318.75 | 153682.5685 | 163599.853 | 74210.7111 | 1248827.3481 | 747872.1188
4977 | 1017.1236 | 1067.4337 | 1067.4337 | 1039.1046 | 1017.1236 | 1307.25 | 1407956.6426 | 366164.4841 | 166096.2785 | 0 | 704612.351
4978 | 1192.6799 | 1251.6721 | 1251.6721 | 1218.4534 | 1192.6799 | 1316.2 | 1662665.7953 | 429364.7554 | 194764.6238 | 0 | 815553.9002
4979 | 1048.5359 | 2370.1611 | 1100.3994 | 2307.2584 | 1048.5359 | 1308 | 1451814.9074 | 377472.9136 | 171225.9077 | 0 | 725586.8227
4980 | 1037.4685 | 3224.0638 | 1088.784 | 3138.4989 | 1037.4685 | 735.5 | 807605.9166 | 373488.669 | 169418.6101 | 0 | 1311878.9499
4981 | 1077.8269 | 3109.3156 | 1131.1392 | 3026.796 | 1077.8269 | 390.75 | 444843.3132 | 388017.6883 | 176009.1347 | 0 | 1734492.9581
4982 | 1076.3005 | 3114.3425 | 1129.5378 | 3031.6895 | 1076.3005 | 881.9 | 1005617.1519 | 387468.1804 | 175759.8718 | 0 | 1203411.5902
4983 | 852.6441 | 1217.7818 | 894.8191 | 1185.4626 | 852.6441 | 1356.3 | 1228202.1324 | 306951.8766 | 139236.7818 | 0 | 548847.0083
4984 | 422.9472 | 1354.7441 | 443.8682 | 1318.7899 | 422.9472 | 1273.45 | 572049.8414 | 152260.9908 | 69067.2772 | 0 | 307292.2857
4985 | 167.4831 | 387.8751 | 175.7672 | 377.5811 | 167.4831 | 1791.4 | 317953.4193 | 60293.9077 | 27349.9865 | 0 | 34936.9699
4986 | 147.3263 | 283.1975 | 154.6131 | 275.6816 | 147.3263 | 1673.15 | 260760.2218 | 53037.479 | 24058.3898 | 0 | 48153.6112
4987 | 102.2212 | 107.2771 | 107.2771 | 104.4301 | 102.2212 | 1659.8 | 179345.4566 | 36799.6385 | 16692.7249 | 0 | 34775.5842
4988 | 109.8187 | 115.2509 | 115.2509 | 112.1922 | 109.8187 | 1773.7 | 205720.6965 | 39534.7468 | 17933.4004 | 0 | 24851.9811
4989 | 87.0262 | 91.3305 | 91.3305 | 88.9067 | 87.0262 | 1747.3 | 160591.5398 | 31329.422 | 14211.3739 | 0 | 21991.4702
4990 | 81.5007 | 85.5323 | 85.5323 | 83.2623 | 81.5007 | 1872.2 | 161427.05 | 29340.2523 | 13309.0645 | 0 | 10415.7896
4991 | 81.5007 | 85.5323 | 85.5323 | 83.2623 | 81.5007 | 1849.5 | 159840.3825 | 29340.2523 | 13309.0645 | 0 | 12265.8555
4992 | 85.6448 | 89.8812 | 89.8812 | 87.4958 | 85.6448 | 1751.75 | 159032.6024 | 30832.1296 | 13985.7965 | 0 | 21261.3227
4993 | 80.1193 | 0 | 0 | 0 | 0 | 1544.25 | 0 | 0 | 0 | 100299.7907 | 0
4994 | 78.738 | 39.1261 | 39.1261 | 38.0877 | 38.0877 | 1279.4 | 51585.1743 | 13711.5662 | 6219.7188 | 50889.2741 | 26865.4092
4995 | 73.9032 | 77.5584 | 77.5584 | 75.5001 | 73.9032 | 1238.2 | 97005.2061 | 26605.1441 | 12068.389 | 0 | 56299.3054
4996 | 80.81 | 84.8071 | 84.8071 | 82.5563 | 80.81 | 1224.25 | 104896.884 | 29091.6061 | 13196.2758 | 0 | 62688.3575
4997 | 77.3566 | 81.1833 | 81.1833 | 79.0287 | 77.3566 | 1201.55 | 98675.9663 | 27848.3751 | 12632.3324 | 0 | 61765.3752
4998 | 80.81 | 84.8071 | 84.8071 | 82.5563 | 80.81 | 635.8 | 54542.7927 | 29091.6061 | 13196.2758 | 0 | 110241.002
4999 | 70.4498 | 73.9346 | 73.9346 | 71.9725 | 70.4498 | 638.9 | 47823.4386 | 25361.913 | 11504.4455 | 0 | 95889.1662
5000 | 82.0705 | 86.1305 | 86.1305 | 83.8446 | 82.0705 | 1235.2 | 107550.4115 | 29545.3854 | 13402.1151 | 0 | 62767.53
5001 | 531.2024 | 1090.6258 | 557.4767 | 1061.6812 | 531.2024 | 1350.1 | 758570.2943 | 191232.8647 | 86745.3522 | 0 | 345228.4411
5002 | 1284.5469 | 2257.4446 | 1348.0842 | 2197.5333 | 1284.5469 | 1311.95 | 1783474.9473 | 462436.8764 | 209766.5053 | 0 | 883832.4801
5003 | 1356.1138 | 1618.4604 | 1423.1911 | 1575.5073 | 1356.1138 | 1311.75 | 1882029.6786 | 488200.9745 | 221453.3865 | 0 | 933345.3352
5004 | 1186.715 | 2727.1401 | 1245.4121 | 2654.7633 | 1186.715 | 1189.55 | 1496940.7746 | 427217.3845 | 193790.5525 | 0 | 961773.1369
5005 | 1505.9819 | 2016.1658 | 1580.4719 | 1962.6579 | 1505.9819 | 1197.5 | 1914569.9829 | 542153.4718 | 245926.8387 | 0 | 1208550.4475
5006 | 1112.084 | 500.4604 | 500.4604 | 487.1785 | 487.1785 | 1435.35 | 744836.1065 | 175384.2531 | 79556.2459 | 1205015.2551 | 269266.3395
5007 | 1330.2779 | 322.6321 | 322.6321 | 314.0696 | 314.0696 | 1547.9 | 517982.7957 | 113065.0706 | 51287.5723 | 1959570.6905 | 138987.2946
5008 | 1190.5629 | 1000.6197 | 1000.6197 | 974.0638 | 974.0638 | 1773.45 | 1837207.3266 | 350662.9534 | 159064.6119 | 417478.8124 | 216006.1365
5009 | 1041.9355 | 370.8791 | 370.8791 | 361.0361 | 361.0361 | 1870.5 | 715263.2323 | 129973.011 | 58957.2019 | 1312989.1715 | 45765.1705
5010 | 1168.6743 | 189.5256 | 189.5256 | 184.4957 | 184.4957 | 1681.45 | 328171.8804 | 66418.4561 | 30128.1497 | 1897807.3057 | 57527.9002
5011 | 1443.5337 | 0 | 0 | 0 | 0 | 1656.25 | 0 | 0 | 0 | 5160194.0718 | 0
5012 | 1038.0979 | 0 | 0 | 0 | 0 | 1728.75 | 0 | 0 | 0 | 3710884.4501 | 0
5013 | 1286.7441 | 0 | 0 | 0 | 0 | 1806.15 | 0 | 0 | 0 | 4599719.0481 | 0
5014 | 712.7858 | 321.0034 | 321.0034 | 312.4841 | 312.4841 | 1900 | 625540.4384 | 112494.2763 | 51028.6537 | 1430956.8499 | 30587.4
5015 | 1145.8446 | 621.2819 | 621.2819 | 604.7934 | 604.7934 | 1897 | 1211456.5105 | 217725.6373 | 98762.7683 | 1934093.4282 | 60976
5016 | 1181.7602 | 0 | 0 | 0 | 0 | 1814.35 | 0 | 0 | 0 | 2278807.0305 | 0
5017 | 911.7028 | 0 | 0 | 0 | 0 | 1564.05 | 0 | 0 | 0 | 1141342.4459 | 0
5018 | 1009.0892 | 0 | 0 | 0 | 0 | 1622.2 | 0 | 0 | 0 | 1263258.5714 | 0
5019 | 973.8643 | 0 | 0 | 0 | 0 | 1607.4 | 0 | 0 | 0 | 1219161.2491 | 0
5020 | 848.1598 | 0 | 0 | 0 | 0 | 1597.05 | 0 | 0 | 0 | 1061794.3361 | 0
5021 | 780.4728 | 0 | 0 | 0 | 0 | 1543.25 | 0 | 0 | 0 | 977058.306 | 0
5022 | 770.8032 | 0 | 0 | 0 | 0 | 1487.05 | 0 | 0 | 0 | 964953.1588 | 0
5023 | 969.0295 | 183.275 | 183.275 | 178.411 | 178.411 | 1230.6 | 233748.5819 | 64227.9597 | 29134.5162 | 1524562.3438 | 134365.7078
5024 | 708.5433 | 707.7933 | 707.7933 | 689.0089 | 689.0089 | 285.05 | 208222.8055 | 248043.1968 | 112515.1501 | 37668.4674 | 1156620.5883
5025 | 1101.8299 | 1390.1582 | 1156.3295 | 1353.2641 | 1101.8299 | 302.05 | 351785.3371 | 396658.7658 | 179928.8235 | 0 | 1870852.0872
5026 | 952.1242 | 2147.5533 | 999.2197 | 2090.5584 | 952.1242 | 312.45 | 313632.664 | 342764.7005 | 155481.8767 | 0 | 1606757.1399
5027 | 1203.6531 | 3182.4831 | 1263.1889 | 3098.0217 | 1203.6531 | 324.8 | 411364.9613 | 433315.1218 | 196556.5538 | 0 | 2016359.6999
5028 | 1159.54 | 3275.9062 | 1216.894 | 3188.9655 | 1159.54 | 327.55 | 400104.9133 | 417434.3993 | 189352.8817 | 0 | 1939272.6697
5029 | 964.4063 | 2967.87 | 1012.1081 | 2889.1044 | 964.4063 | 331.8 | 337709.9612 | 347186.2517 | 157487.5414 | 0 | 1608822.5139
5030 | 1140.2509 | 1196.6509 | 1196.6509 | 1164.8924 | 1140.2509 | 342.7 | 412667.2732 | 410490.3326 | 186202.9759 | 0 | 1889737.8563
5031 | 833.8618 | 2147.2542 | 875.1071 | 2090.2673 | 833.8618 | 342.4 | 301467.6464 | 300190.2539 | 136169.6346 | 0 | 1382209.3467
5032 | 1036.9885 | 2496.719 | 1088.2802 | 2430.4574 | 1036.9885 | 327.9 | 359289.8157 | 373315.86 | 169340.2221 | 0 | 1733948.4708
5033 | 1019.831 | 1051.3559 | 1051.3559 | 1023.4535 | 1019.831 | 318.5 | 345691.4787 | 367139.1773 | 166538.4101 | 0 | 1684533.426
5034 | 933.7278 | 340.4688 | 340.4688 | 331.4329 | 331.4329 | 310.55 | 109151.0617 | 119315.8559 | 54122.998 | 1161414.8327 | 548094.7479
5035 | 870.2617 | 0 | 0 | 0 | 0 | 1238.6 | 0 | 0 | 0 | 3110921.0948 | 0
5036 | 1061.5812 | 0 | 0 | 0 | 0 | 1562.3 | 0 | 0 | 0 | 3794829.9371 | 0
5037 | 730.0529 | 0 | 0 | 0 | 0 | 1611 | 0 | 0 | 0 | 2609717.1407 | 0
5038 | 1020.8308 | 321.0034 | 321.0034 | 312.4841 | 312.4841 | 1661.15 | 549391.3375 | 112494.2763 | 51028.6537 | 2532124.1582 | 103645.4049
5039 | 954.5252 | 621.2819 | 621.2819 | 604.7934 | 604.7934 | 1646.45 | 1053143.946 | 217725.6373 | 98762.7683 | 1250184.5841 | 209301.6
5040 | 756.9896 | 0 | 0 | 0 | 0 | 1596.2 | 0 | 0 | 0 | 1459715.0821 | 0
5041 | 995.2755 | 0 | 0 | 0 | 0 | 1330.5 | 0 | 0 | 0 | 1245965.5035 | 0
5042 | 975.9364 | 0 | 0 | 0 | 0 | 1225.5 | 0 | 0 | 0 | 1221755.2092 | 0
5043 | 974.555 | 0 | 0 | 0 | 0 | 841.5 | 0 | 0 | 0 | 1220025.9025 | 0
5044 | 919.3003 | 0 | 0 | 0 | 0 | 288.55 | 0 | 0 | 0 | 1150853.633 | 0
5045 | 1018.0681 | 0 | 0 | 0 | 0 | 283.85 | 0 | 0 | 0 | 1274499.0642 | 0
5046 | 664.4379 | 0 | 0 | 0 | 0 | 282.35 | 0 | 0 | 0 | 831796.5402 | 0
5047 | 891.6729 | 234.3009 | 234.3009 | 228.0827 | 228.0827 | 485.6 | 117632.8538 | 82109.781 | 37245.909 | 1279611.5956 | 338101.9152
5048 | 882.8417 | 882.3389 | 882.3389 | 858.9221 | 858.9221 | 774.8 | 705517.234 | 309211.9641 | 140261.9826 | 46124.4374 | 1030090.5756
5049 | 1164.6709 | 1907.3554 | 1222.2788 | 1856.7353 | 1164.6709 | 1479.3 | 1821029.5437 | 419281.5301 | 190190.7607 | 0 | 606444.1465
5050 | 1275.9643 | 2915.421 | 1339.0777 | 2838.0473 | 1275.9643 | 1498.75 | 2027455.3564 | 459347.1365 | 208364.965 | 0 | 639577.0893
5051 | 1281.6469 | 1975.0395 | 1345.0407 | 1922.623 | 1281.6469 | 1313 | 1784879.0422 | 461392.8732 | 209292.9339 | 0 | 880491.3997
5052 | 1165.2105 | 4149.2743 | 1222.8455 | 4039.1549 | 1165.2105 | 386 | 476524.1233 | 419475.7847 | 190278.8768 | 0 | 1880649.768
5053 | 1262.2861 | 2157.5988 | 1324.7221 | 2100.3373 | 1262.2861 | 390.75 | 521206.7857 | 454423.009 | 206131.326 | 0 | 2031333.9644
5054 | 1118.1698 | 2554.2505 | 1173.4777 | 2486.4621 | 1118.1698 | 422.4 | 500907.4484 | 402541.1132 | 182597.1216 | 0 | 1764024.6118
5055 | 1150.1519 | 2632.085 | 1207.0416 | 2562.2309 | 1150.1519 | 1399.9 | 1707561.9733 | 414054.6757 | 187819.8015 | 0 | 690206.1414
5056 | 1238.5577 | 1683.2364 | 1299.8194 | 1638.5642 | 1238.5577 | 1718.45 | 2250098.5257 | 445880.7688 | 202256.4709 | 0 | 348715.9179
5057 | 954.5088 | 564.0946 | 564.0946 | 549.1238 | 549.1238 | 1700.4 | 987842.4175 | 197684.5809 | 89671.9224 | 781710.2247 | 161037.3968
5058 | 1051.3962 | 159.5183 | 159.5183 | 155.2848 | 155.2848 | 1687.05 | 276825.0369 | 55902.5285 | 25358.0081 | 1727985.8822 | 47568.4
5059 | 866.1271 | 0 | 0 | 0 | 0 | 1839.2 | 0 | 0 | 0 | 3096141.1331 | 0
5060 | 1031.8818 | 0 | 0 | 0 | 0 | 1868.7 | 0 | 0 | 0 | 3688663.5821 | 0
5061 | 910.3214 | 0 | 0 | 0 | 0 | 1760.6 | 0 | 0 | 0 | 3254122.2244 | 0
5062 | 1085.7551 | 321.0034 | 321.0034 | 312.4841 | 312.4841 | 1699.2 | 562149.9625 | 112494.2763 | 51028.6537 | 2764208.7473 | 92006.8992
5063 | 1110.6197 | 621.2819 | 621.2819 | 604.7934 | 604.7934 | 1694 | 1086696.7098 | 217725.6373 | 98762.7683 | 1808175.1941 | 181152
5064 | 991.1314 | 0 | 0 | 0 | 0 | 1559.45 | 0 | 0 | 0 | 1911214.5464 | 0
5065 | 1030.5004 | 0 | 0 | 0 | 0 | 780.95 | 0 | 0 | 0 | 1290062.8257 | 0
5066 | 809.4815 | 0 | 0 | 0 | 0 | 1003.95 | 0 | 0 | 0 | 1013373.7474 | 0
5067 | 1055.365 | 0 | 0 | 0 | 0 | 1044.45 | 0 | 0 | 0 | 1321190.3462 | 0
5068 | 926.8978 | 0 | 0 | 0 | 0 | 1200.65 | 0 | 0 | 0 | 1160364.8201 | 0
5069 | 813.6256 | 0 | 0 | 0 | 0 | 1195.95 | 0 | 0 | 0 | 1018561.6677 | 0
5070 | 907.5587 | 0 | 0 | 0 | 0 | 1194.45 | 0 | 0 | 0 | 1136154.5258 | 0
5071 | 821.2232 | 319.6223 | 319.6223 | 311.1397 | 311.1397 | 938.05 | 310126.4568 | 112010.2781 | 50809.1067 | 983602.1795 | 323425.3681
5072 | 962.443 | 1010.048 | 1010.048 | 983.2419 | 962.443 | 318.75 | 325655.8805 | 346479.4748 | 157166.9395 | 0 | 1618107.2695
5073 | 1008.2725 | 1858.8188 | 1058.1439 | 1809.4868 | 1008.2725 | 1288.8 | 1375861.6058 | 362978.0831 | 164650.8916 | 0 | 717083.3686
5074 | 1436.7719 | 3024.7215 | 1507.8386 | 2944.4471 | 1436.7719 | 387.2 | 588740.4206 | 517237.8786 | 234624.8488 | 0 | 2317225.6961
5075 | 1155.7145 | 3843.1891 | 1212.8787 | 3741.1929 | 1155.7145 | 392.45 | 479444.2637 | 416057.2103 | 188728.1734 | 0 | 1857868.8011
5076 | 1137.1705 | 922.3224 | 922.3224 | 897.8445 | 897.8445 | 386 | 367479.3899 | 323224.0064 | 146618.0007 | 461496.1756 | 1418467.128
5077 | 1170.2102 | 1228.0928 | 1228.0928 | 1195.4999 | 1170.2102 | 390.75 | 483945.3646 | 421275.6724 | 191095.3258 | 0 | 1883160.766
5078 | 1059.333 | 2899.8837 | 1111.7305 | 2822.9224 | 1059.333 | 422.4 | 474211.4884 | 381359.8753 | 172989.0768 | 0 | 1671203.7203
5079 | 1086.2248 | 2471.0229 | 1139.9526 | 2405.4433 | 1086.2248 | 891.8 | 1027164.1293 | 391040.9154 | 177380.5041 | 0 | 1203754.2846
5080 | 1050.3472 | 273.0964 | 273.0964 | 265.8486 | 265.8486 | 1388.45 | 390796.1326 | 95705.4966 | 43413.0766 | 1512761.18 | 159140.5988
5081 | 1100.0177 | 499.6146 | 499.6146 | 486.3551 | 486.3551 | 1731.4 | 891357.7526 | 175087.8226 | 79421.7818 | 1183335.5263 | 127871.5962
5082 | 961.4501 | 269.8914 | 269.8914 | 262.7286 | 262.7286 | 1828.05 | 507132.4343 | 94582.2971 | 42903.5809 | 1347355.8952 | 44220.5535
5083 | 1004.2544 | 0 | 0 | 0 | 0 | 1841.7 | 0 | 0 | 0 | 3589904.1831 | 0
5084 | 918.6096 | 0 | 0 | 0 | 0 | 1866.2 | 0 | 0 | 0 | 3283750.0445 | 0
5085 | 1251.5192 | 0 | 0 | 0 | 0 | 1828.8 | 0 | 0 | 0 | 4473800.814 | 0
5086 | 1076.0855 | 321.0034 | 321.0034 | 312.4841 | 312.4841 | 1772.2 | 587649.5808 | 112494.2763 | 51028.6537 | 2729642.9562 | 69678.0972
5087 | 1287.4348 | 621.2819 | 621.2819 | 604.7934 | 604.7934 | 1698 | 1091779.8664 | 217725.6373 | 98762.7683 | 2440235.3533 | 178784
5088 | 1154.1328 | 0 | 0 | 0 | 0 | 1419.35 | 0 | 0 | 0 | 2225532.7579 | 0
5089 | 1704.5439 | 0 | 0 | 0 | 0 | 324.9 | 0 | 0 | 0 | 2133884.4413 | 0
5090 | 1118.0342 | 0 | 0 | 0 | 0 | 304.95 | 0 | 0 | 0 | 1399644.633 | 0
5091 | 1386.5855 | 0 | 0 | 0 | 0 | 295.45 | 0 | 0 | 0 | 1735838.6758 | 0
5092 | 1257.4896 | 0 | 0 | 0 | 0 | 288.55 | 0 | 0 | 0 | 1574226.1092 | 0
5093 | 1113.2529 | 0 | 0 | 0 | 0 | 283.85 | 0 | 0 | 0 | 1393658.9829 | 0
5094 | 1508.5094 | 0 | 0 | 0 | 0 | 282.35 | 0 | 0 | 0 | 1888472.7665 | 0
5095 | 1345.1473 | 156.7089 | 156.7089 | 152.5499 | 152.5499 | 289.05 | 46700.8192 | 54917.982 | 24911.4068 | 2299704.6056 | 255484.1868
5096 | 1347.8468 | 942.3661 | 942.3661 | 917.3562 | 917.3562 | 318.75 | 309884.2456 | 330248.2327 | 149804.2678 | 830121.883 | 1509680.1187
5097 | 1439.8057 | 1511.0216 | 1511.0216 | 1470.92 | 1439.8057 | 368.25 | 562443.4173 | 518330.0506 | 235120.2702 | 0 | 2349401.8087
5098 | 1331.5524 | 1675.7096 | 1397.4142 | 1631.2372 | 1331.5524 | 387.2 | 546185.5122 | 479358.8694 | 217442.5094 | 0 | 2147527.7349
5099 | 1361.5313 | 2386.3229 | 1428.876 | 2322.9912 | 1361.5313 | 392.45 | 565108.4209 | 490151.286 | 222338.0695 | 0 | 2188729.7217
5100 | 1417.9132 | 3313.7089 | 1488.0468 | 3225.7649 | 1417.9132 | 386 | 579542.6323 | 510448.7462 | 231545.2229 | 0 | 2288511.879
5101 | 1620.5808 | 3449.4947 | 1700.7393 | 3357.947 | 1620.5808 | 390.75 | 670863.2026 | 583409.0833 | 264640.8425 | 0 | 2607919.6315
5102 | 1546.263 | 3105.3759 | 1622.7453 | 3022.9609 | 1546.263 | 422.4 | 693515.0533 | 556654.6768 | 252504.7464 | 0 | 2439384.4946
5103 | 1367.5967 | 2506.3594 | 1435.242 | 2439.842 | 1367.5967 | 435.75 | 631196.8142 | 492334.7998 | 223328.5356 | 0 | 2139263.0848
5104 | 1582.1499 | 1542.3953 | 1542.3953 | 1501.461 | 1501.461 | 429.45 | 682644.7813 | 540525.9614 | 245188.582 | 155593.6043 | 2308237.335
5105 | 1603.4885 | 587.4735 | 587.4735 | 571.8823 | 571.8823 | 1535.4 | 929322.6158 | 205877.6113 | 93388.372 | 1989262.8885 | 260076.111
5106 | 1628.2678 | 249.8246 | 249.8246 | 243.1944 | 243.1944 | 1695.05 | 436998.1958 | 87549.9797 | 39713.6436 | 2670859.1637 | 72593.3475
5107 | 1753.1561 | 0 | 0 | 0 | 0 | 1824.2 | 0 | 0 | 0 | 6267000.073 | 0
5108 | 1494.1654 | 0 | 0 | 0 | 0 | 1848.7 | 0 | 0 | 0 | 5341187.1752 | 0
5109 | 1494.1654 | 0 | 0 | 0 | 0 | 1756.3 | 0 | 0 | 0 | 5341187.1752 | 0
5110 | 1460.6961 | 321.0034 | 321.0034 | 312.4841 | 312.4841 | 1839.7 | 608980.7151 | 112494.2763 | 51028.6537 | 4104508.9153 | 49031.6022
5111 | 1675.8559 | 621.2819 | 621.2819 | 604.7934 | 604.7934 | 1770 | 1134903.1923 | 217725.6373 | 98762.7683 | 3828722.8524 | 136160
5112 | 1392.1637 | 0 | 0 | 0 | 0 | 1371.5 | 0 | 0 | 0 | 2684531.601 | 0
5113 | 1467.0712 | 0 | 0 | 0 | 0 | 1228.85 | 0 | 0 | 0 | 1836597.1277 | 0
5114 | 1345.1473 | 0 | 0 | 0 | 0 | 852.4 | 0 | 0 | 0 | 1683963.037 | 0
5115 | 1282.1932 | 0 | 0 | 0 | 0 | 296.55 | 0 | 0 | 0 | 1605151.9706 | 0
5116 | 1174.6132 | 0 | 0 | 0 | 0 | 289.2 | 0 | 0 | 0 | 1470474.8317 | 0
5117 | 1106.8777 | 0 | 0 | 0 | 0 | 283.7 | 0 | 0 | 0 | 1385678.1152 | 0
5118 | 1184.9728 | 0 | 0 | 0 | 0 | 280.8 | 0 | 0 | 0 | 1483443.7414 | 0
5119 | 1051.8925 | 301.0583 | 301.0583 | 293.0684 | 293.0684 | 283.6 | 88241.4764 | 105504.6214 | 47858.0685 | 1463252.5902 | 492381.9516
5120 | 1003.1398 | 1052.758 | 1052.758 | 1024.8184 | 1003.1398 | 298.65 | 317728.7998 | 361130.3406 | 163812.7351 | 0 | 1706691.9583
5121 | 1520.4757 | 1238.9149 | 1238.9149 | 1206.0347 | 1206.0347 | 919.35 | 1175370.5561 | 434172.5043 | 196945.4721 | 606341.5223 | 1275732.18
5122 | 1744.6384 | 1830.9325 | 1830.9325 | 1782.3406 | 1744.6384 | 836.15 | 1547526.3693 | 628069.8074 | 284899.4432 | 0 | 2030496.9363
5123 | 1595.175 | 2241.5086 | 1674.0767 | 2182.0201 | 1595.175 | 351.95 | 595948.8081 | 574262.9978 | 260492.0765 | 0 | 2628928.1489
5124 | 1462.4025 | 2872.243 | 1534.7374 | 2796.0152 | 1462.4025 | 359.3 | 558559.5408 | 526464.8849 | 238810.3214 | 0 | 2399363.7128
5125 | 1607.6891 | 3204.7967 | 1687.2096 | 3119.7432 | 1607.6891 | 377.2 | 644632.8082 | 578768.0857 | 262535.6344 | 0 | 2608957.9153
5126 | 1637.0923 | 2702.1713 | 1718.067 | 2630.4571 | 1637.0923 | 405.85 | 705209.9764 | 589353.232 | 267337.1744 | 0 | 2609770.7076
5127 | 1664.4276 | 1813.291 | 1746.7541 | 1765.1673 | 1664.4276 | 411.6 | 726320.2982 | 599193.9248 | 271801.022 | 0 | 2643776.7506
5128 | 1619.2759 | 692.0325 | 692.0325 | 673.6663 | 673.6663 | 865.1 | 618130.4545 | 242519.8798 | 110009.7122 | 1823434.0233 | 748371.2184
5129 | 1609.6674 | 732.5785 | 732.5785 | 713.1363 | 713.1363 | 1766.6 | 1334759.2235 | 256729.0521 | 116455.1506 | 1728795.3535 | 162925.1034
5130 | 1842.5401 | 260.9258 | 260.9258 | 254.001 | 254.001 | 1809.2 | 485615.1144 | 91440.3543 | 41478.3607 | 3063205.3107 | 47438.2224
5131 | 1522.0625 | 0 | 0 | 0 | 0 | 1837.65 | 0 | 0 | 0 | 5440910.6983 | 0
5132 | 1333.194 | 0 | 0 | 0 | 0 | 1844.9 | 0 | 0 | 0 | 4765763.2769 | 0
5133 | 1353.1162 | 0 | 0 | 0 | 0 | 1753.25 | 0 | 0 | 0 | 4836979.1034 | 0
5134 | 1412.8828 | 321.0034 | 321.0034 | 312.4841 | 312.4841 | 1823.35 | 603432.8452 | 112494.2763 | 51028.6537 | 3933590.9245 | 54032.6421
5135 | 1341.9598 | 621.2819 | 621.2819 | 604.7934 | 604.7934 | 1719.3 | 1101283.5668 | 217725.6373 | 98762.7683 | 2635145.5598 | 166174.4
5136 | 1469.4619 | 0 | 0 | 0 | 0 | 1523.05 | 0 | 0 | 0 | 2833586.8777 | 0
5137 | 1242.3487 | 0 | 0 | 0 | 0 | 1228.85 | 0 | 0 | 0 | 2395640.9664 | 0
5138 | 1430.4144 | 0 | 0 | 0 | 0 | 1198.05 | 0 | 0 | 0 | 2758290.9124 | 0
5139 | 1263.8647 | 0 | 0 | 0 | 0 | 1085.8 | 0 | 0 | 0 | 2437130.5788 | 0
5140 | 1263.8647 | 0 | 0 | 0 | 0 | 964.6 | 0 | 0 | 0 | 2437130.5788 | 0
5141 | 1340.366 | 0 | 0 | 0 | 0 | 959.1 | 0 | 0 | 0 | 2584649.2017 | 0
5142 | 1114.0497 | 0 | 0 | 0 | 0 | 956.2 | 0 | 0 | 0 | 2148239.9423 | 0
5143 | 1307.6936 | 187.2252 | 187.2252 | 182.2563 | 182.2563 | 770.3 | 149113.1223 | 65612.2828 | 29762.4605 | 2170198.6366 | 219379.7097
5144 | 1075.8529 | 686.7988 | 686.7988 | 668.5716 | 668.5716 | 298.65 | 212011.2508 | 240685.762 | 109177.7359 | 785367.1165 | 1113412.7792
5145 | 1014.0104 | 1064.1657 | 1064.1657 | 1035.9233 | 1014.0104 | 1036 | 1113887.8894 | 365043.739 | 165587.896 | 0 | 977505.64
5146 | 1160.599 | 1638.6951 | 1218.0054 | 1595.205 | 1160.599 | 677.85 | 834063.4756 | 417815.6299 | 189525.8121 | 0 | 1534485.9308
5147 | 1335.6922 | 2614.709 | 1401.7589 | 2545.3161 | 1335.6922 | 351.95 | 498792.7625 | 480849.2096 | 218118.5443 | 0 | 2201287.611
5148 | 1416.1869 | 3171.3 | 1486.2354 | 3087.1354 | 1416.1869 | 359.3 | 539827.7074 | 509827.293 | 231263.3249 | 0 | 2323537.8878
5149 | 1072.5339 | 2922.3087 | 1125.5844 | 2844.7522 | 1072.5339 | 377.2 | 430242.0513 | 386112.1889 | 175144.779 | 0 | 1740507.9448
5150 | 1228.6313 | 555.3242 | 555.3242 | 540.5862 | 540.5862 | 405.85 | 233613.855 | 194611.0451 | 88277.7324 | 1326768.3279 | 843546.0666
5151 | 962.4338 | 199.7631 | 199.7631 | 194.4615 | 194.4615 | 411.6 | 84986.6595 | 70006.148 | 31755.5666 | 1480893.2075 | 302348.7632
5152 | 1200.7083 | 317.3092 | 317.3092 | 308.888 | 308.888 | 738.3 | 241794.8635 | 111199.6915 | 50441.4156 | 1719711.3848 | 381480.0418
5153 | 1232.7184 | 608.8815 | 608.8815 | 592.7221 | 592.7221 | 1633.75 | 1026415.7255 | 213379.9513 | 96791.5168 | 1234115.0379 | 212492.39
5154 | 856.2803 | 176.9058 | 176.9058 | 172.2108 | 172.2108 | 1674.2 | 305587.1216 | 61995.9041 | 28122.0309 | 1319102.0894 | 54919.4544
5155 | 1170.6288 | 0 | 0 | 0 | 0 | 1675.15 | 0 | 0 | 0 | 2257342.2567 | 0
5156 | 1184.9728 | 0 | 0 | 0 | 0 | 1822.4 | 0 | 0 | 0 | 2285001.9982 | 0
5157 | 1341.1629 | 0 | 0 | 0 | 0 | 1700.3 | 0 | 0 | 0 | 2586185.8536 | 0
5158 | 1157.0817 | 177.9952 | 177.9952 | 173.2713 | 173.2713 | 1798.3 | 330596.9123 | 62377.6595 | 28295.1994 | 1897097.3922 | 34209.5302
5159 | 1082.1742 | 621.2819 | 621.2819 | 604.7934 | 604.7934 | 1699.3 | 1090209.2365 | 217725.6373 | 98762.7683 | 920540.9884 | 178014.4
5160 | 136.2679 | 143.0082 | 143.0082 | 139.2128 | 136.2679 | 1394.6 | 202087.6216 | 49056.4393 | 22252.5459 | 0 | 82496.5787
5161 | 105.9861 | 0 | 0 | 0 | 0 | 1319.6 | 0 | 0 | 0 | 132681.9218 | 0
5162 | 87.6577 | 0 | 0 | 0 | 0 | 1120.65 | 0 | 0 | 0 | 109736.9278 | 0
5163 | 91.6421 | 0 | 0 | 0 | 0 | 1223.5 | 0 | 0 | 0 | 114724.9699 | 0
5164 | 87.6577 | 0 | 0 | 0 | 0 | 1183 | 0 | 0 | 0 | 109736.9278 | 0
5165 | 91.6421 | 0 | 0 | 0 | 0 | 1173.65 | 0 | 0 | 0 | 114724.9699 | 0
5166 | 84.4702 | 0 | 0 | 0 | 0 | 1164.55 | 0 | 0 | 0 | 105746.494 | 0
5167 | 82.0795 | 86.1388 | 86.1388 | 83.8528 | 82.0795 | 1176.2 | 102306.9909 | 29548.6155 | 13403.5803 | 0 | 67616.6802
5168 | 81.0455 | 540.2571 | 85.0537 | 525.919 | 81.0455 | 817.65 | 70216.3765 | 29176.389 | 13234.7342 | 0 | 95824.1764
5169 | 801.8299 | 1342.2303 | 841.4917 | 1306.6082 | 801.8299 | 1029 | 875947.2972 | 288658.775 | 130938.8277 | 0 | 778576.8626
5170 | 967.4233 | 2241.8675 | 1015.2744 | 2182.3695 | 967.4233 | 665.1 | 682523.9511 | 348272.3895 | 157980.2256 | 0 | 1291413.3689
5171 | 1373.2187 | 2494.3126 | 1441.1421 | 2428.1149 | 1373.2187 | 335.3 | 487577.1016 | 494358.7363 | 224246.6157 | 0 | 2285997.1899
5172 | 1296.8011 | 3058.5793 | 1360.9453 | 2977.4063 | 1296.8011 | 343.8 | 473584.1258 | 466848.4014 | 211767.6221 | 0 | 2147762.0067
5173 | 1405.7098 | 2793.7558 | 1475.2402 | 2719.611 | 1405.7098 | 354.95 | 532211.9978 | 506055.5413 | 229552.4164 | 0 | 2312462.9674
5174 | 1424.881 | 2203.6387 | 1495.3595 | 2145.1553 | 1424.881 | 371.45 | 562980.5647 | 512957.1514 | 232683.0634 | 0 | 2320489.9135
5175 | 1143.2188 | 3181.04 | 1199.7657 | 3096.617 | 1143.2188 | 360.8 | 437902.9282 | 411558.7824 | 186687.6366 | 0 | 1873964.3225
5176 | 1188.5309 | 2391.6457 | 1247.319 | 2328.1728 | 1188.5309 | 1129.6 | 1424830.0305 | 427871.124 | 194087.096 | 0 | 1034497.2954
5177 | 1249.3245 | 1346.5645 | 1311.1189 | 1310.8275 | 1249.3245 | 1560.15 | 2069439.048 | 449756.8225 | 204014.692 | 0 | 549515.3844
5178 | 1404.2924 | 0 | 0 | 0 | 0 | 1651.65 | 0 | 0 | 0 | 2707919.4496 | 0
5179 | 1160.2693 | 0 | 0 | 0 | 0 | 1648.65 | 0 | 0 | 0 | 4147609.8791 | 0
5180 | 1162.6599 | 0 | 0 | 0 | 0 | 1655.5 | 0 | 0 | 0 | 4156155.7797 | 0
5181 | 1369.8509 | 0 | 0 | 0 | 0 | 1658.05 | 0 | 0 | 0 | 4896800.4006 | 0
5182 | 1357.1007 | 321.0034 | 321.0034 | 312.4841 | 312.4841 | 1666.9 | 553635.7299 | 112494.2763 | 51028.6537 | 3734186.6031 | 101886.6294
5183 | 1209.6763 | 621.2819 | 621.2819 | 604.7934 | 604.7934 | 1517.85 | 975149.0605 | 217725.6373 | 98762.7683 | 2162272.4545 | 285432.8
5184 | 945.9063 | 0 | 0 | 0 | 0 | 1502.85 | 0 | 0 | 0 | 1824006.3031 | 0
5185 | 1825.6709 | 0 | 0 | 0 | 0 | 1115.95 | 0 | 0 | 0 | 2285520.9226 | 0
5186 | 1777.8576 | 0 | 0 | 0 | 0 | 1077.2 | 0 | 0 | 0 | 2225664.4174 | 0
5187 | 1880.6562 | 0 | 0 | 0 | 0 | 1163.85 | 0 | 0 | 0 | 2354355.9049 | 0
5188 | 2020.9085 | 0 | 0 | 0 | 0 | 1071.6 | 0 | 0 | 0 | 2529934.9893 | 0
5189 | 2148.4107 | 0 | 0 | 0 | 0 | 1179.3 | 0 | 0 | 0 | 2689552.3383 | 0
5190 | 2121.3165 | 0 | 0 | 0 | 0 | 1198.5 | 0 | 0 | 0 | 2655633.6524 | 0
5191 | 1969.1108 | 322.2008 | 322.2008 | 313.6498 | 313.6498 | 1091.65 | 361617.4182 | 112913.9131 | 51219.0056 | 3192252.0329 | 278877.0752
5192 | 1123.1632 | 1171.7881 | 1171.7881 | 1140.6895 | 1123.1632 | 555.25 | 658807.7568 | 404338.7358 | 183412.5432 | 0 | 1613150.06
5193 | 1632.0301 | 1671.1959 | 1671.1959 | 1626.8433 | 1626.8433 | 294.25 | 506017.2958 | 585663.5754 | 265663.5052 | 10001.8145 | 2716287.4725
5194 | 1933.3126 | 2028.9399 | 2028.9399 | 1975.0929 | 1933.3126 | 302.75 | 618973.0524 | 695992.5356 | 315709.9474 | 0 | 3281314.8087
5195 | 2180.0402 | 2287.8717 | 2287.8717 | 2227.1529 | 2180.0402 | 312.45 | 721125.9285 | 784814.4544 | 356000.5567 | 0 | 3678926.7568
5196 | 2017.7698 | 3253.9714 | 2117.5744 | 3167.6128 | 2017.7698 | 313.95 | 672047.2292 | 726397.1284 | 329501.8085 | 0 | 3402060.773
5197 | 1936.1236 | 3328.9901 | 2031.8889 | 3240.6406 | 1936.1236 | 315.8 | 648921.6432 | 697004.5039 | 316168.9875 | 0 | 3260819.4042
5198 | 2326.1845 | 3179.4428 | 2441.2433 | 3095.0621 | 2326.1845 | 330.6 | 817208.0241 | 837426.4099 | 379865.9243 | 0 | 3883332.3576
5199 | 2160.3092 | 2353.5293 | 2267.1637 | 2291.0679 | 2160.3092 | 342.5 | 785922.8127 | 777711.3116 | 352778.4922 | 0 | 3580712.4973
5200 | 1965.9362 | 259.0158 | 259.0158 | 252.1417 | 252.1417 | 349.25 | 93739.2859 | 90770.9951 | 41174.7319 | 3304737.4591 | 407418.306
5201 | 2270.9292 | 373.5877 | 373.5877 | 363.6729 | 363.6729 | 340.55 | 131644.8691 | 130922.2506 | 59387.7876 | 3677792.8771 | 590731.011
5202 | 1602.9128 | 92.6781 | 92.6781 | 90.2184 | 90.2184 | 321.7 | 30877.9424 | 32478.6335 | 14732.669 | 2916952.7233 | 148210.673
5203 | 2148.4226 | 0 | 0 | 0 | 0 | 1137.1 | 0 | 0 | 0 | 7679957.7282 | 0
5204 | 2164.3484 | 0 | 0 | 0 | 0 | 1358.95 | 0 | 0 | 0 | 7736887.661 | 0
5205 | 1992.2206 | 0 | 0 | 0 | 0 | 1249.4 | 0 | 0 | 0 | 7121582.8991 | 0
5206 | 1660.7151 | 321.0034 | 321.0034 | 312.4841 | 312.4841 | 1254.25 | 416190.9113 | 112494.2763 | 51028.6537 | 4819515.8379 | 228105.5355
5207 | 2342.8514 | 621.2819 | 621.2819 | 604.7934 | 604.7934 | 1246.1 | 799890.9763 | 217725.6373 | 98762.7683 | 6213028.8088 | 446308.8
5208 | 2067.1281 | 0 | 0 | 0 | 0 | 1062.75 | 0 | 0 | 0 | 3986076.116 | 0
5209 | 1512.4939 | 0 | 0 | 0 | 0 | 1351.75 | 0 | 0 | 0 | 1893460.8084 | 0
5210 | 1488.5872 | 0 | 0 | 0 | 0 | 306.35 | 0 | 0 | 0 | 1863532.5552 | 0
5211 | 1255.099 | 0 | 0 | 0 | 0 | 296.55 | 0 | 0 | 0 | 1571233.2835 | 0
5212 | 1229.5985 | 0 | 0 | 0 | 0 | 289.2 | 0 | 0 | 0 | 1539309.814 | 0
5213 | 1267.0523 | 0 | 0 | 0 | 0 | 283.7 | 0 | 0 | 0 | 1586197.4108 | 0
5214 | 1408.8984 | 0 | 0 | 0 | 0 | 578.8 | 0 | 0 | 0 | 1763771.7115 | 0
5215 | 1368.2571 | 0 | 0 | 0 | 0 | 1061 | 0 | 0 | 0 | 2638432.033 | 0
5216 | 992.7355 | 38.1805 | 38.1805 | 37.1672 | 37.1672 | 973.95 | 38259.881 | 13380.1966 | 6069.4059 | 1842637.5452 | 37328.7251
5217 | 1172.2624 | 502.4303 | 502.4303 | 489.096 | 489.096 | 1072.8 | 555889.7568 | 176074.5758 | 79869.384 | 1317360.6673 | 443897
5218 | 1292.8316 | 1225.4576 | 1225.4576 | 1192.9346 | 1192.9346 | 1113.65 | 1407483.0499 | 429456.464 | 194806.2238 | 192632.9713 | 1034990.895
5219 | 1352.5624 | 2109.2889 | 1419.4634 | 2053.3095 | 1352.5624 | 989.1 | 1415067.6928 | 486922.4543 | 220873.4355 | 0 | 1367305.3029
5220 | 1429.4651 | 2722.216 | 1500.1702 | 2649.9699 | 1429.4651 | 359.3 | 544362.7044 | 514607.427 | 233431.6467 | 0 | 2345323.3486
5221 | 1429.4511 | 3434.5787 | 1500.1555 | 3343.4268 | 1429.4511 | 377.2 | 571677.26 | 514602.4068 | 233429.3695 | 0 | 2319713.2938
5222 | 1083.6514 | 2909.5168 | 1137.2524 | 2832.2998 | 1083.6514 | 1195.45 | 1374435.5384 | 390114.5202 | 176960.281 | 0 | 871851.7701
5223 | 1206.68 | 2031.636 | 1266.3657 | 1977.7174 | 1206.68 | 1302.25 | 1663835.1962 | 434404.8108 | 197050.8489 | 0 | 841960.9909
5224 | 1434.9975 | 763.8231 | 763.8231 | 743.5516 | 743.5516 | 1462.1 | 1151834.3195 | 267678.5921 | 121421.9836 | 1333326.0518 | 391495.9917
5225 | 1270.9311 | 692.7661 | 692.7661 | 674.3804 | 674.3804 | 1731.1 | 1236160.7039 | 242776.9579 | 110126.3256 | 1150338.2526 | 177504.9235
5226 | 1239.3475 | 277.9229 | 277.9229 | 270.547 | 270.547 | 1668.75 | 478147.6522 | 97396.9158 | 44180.3232 | 1868153.4617 | 87722.95
5227 | 795.2945 | 0 | 0 | 0 | 0 | 1750.15 | 0 | 0 | 0 | 2842935.8932 | 0
5228 | 1205.6919 | 0 | 0 | 0 | 0 | 1784.9 | 0 | 0 | 0 | 4309981.9693 | 0
5229 | 1452.7272 | 0 | 0 | 0 | 0 | 1780.3 | 0 | 0 | 0 | 5193058.2503 | 0
5230 | 1126.8 | 321.0034 | 321.0034 | 312.4841 | 312.4841 | 1878.35 | 621239.8707 | 112494.2763 | 51028.6537 | 2910931.6227 | 37209.5721
5231 | 1046.3142 | 621.2819 | 621.2819 | 604.7934 | 604.7934 | 1879.2 | 1202531.679 | 217725.6373 | 98762.7683 | 1578302.6591 | 71513.6
5232 | 945.9063 | 0 | 0 | 0 | 0 | 1859.5 | 0 | 0 | 0 | 1824006.3031 | 0
5233 | 1189.7541 | 0 | 0 | 0 | 0 | 1705.1 | 0 | 0 | 0 | 1489429.3928 | 0
5234 | 1080.5804 | 0 | 0 | 0 | 0 | 1495.75 | 0 | 0 | 0 | 1352757.0375 | 0
5235 | 1216.8483 | 0 | 0 | 0 | 0 | 1225.55 | 0 | 0 | 0 | 1523348.0786 | 0
5236 | 1073.4084 | 0 | 0 | 0 | 0 | 1205.65 | 0 | 0 | 0 | 1343778.5604 | 0
5237 | 1196.1292 | 0 | 0 | 0 | 0 | 1163.2 | 0 | 0 | 0 | 1497410.2592 | 0
5238 | 1135.5657 | 0 | 0 | 0 | 0 | 1196.2 | 0 | 0 | 0 | 1421592.0186 | 0
5239 | 1033.564 | 156.201 | 156.201 | 152.0555 | 152.0555 | 1212.6 | 195407.29 | 54739.9766 | 24830.6616 | 1699827.0228 | 117195.8286
5240 | 863.52 | 906.232 | 906.232 | 882.1811 | 863.52 | 1178.15 | 1079037.6451 | 310867.2132 | 141012.822 | 0 | 709683.912
5241 | 1062.6763 | 1961.4049 | 1115.2388 | 1909.3502 | 1062.6763 | 1252.8 | 1412229.1799 | 382563.486 | 173535.048 | 0 | 794031.7687
5242 | 1360.7414 | 3280.8975 | 1428.0469 | 3193.8242 | 1360.7414 | 1256.6 | 1813376.1163 | 489866.9166 | 222209.0763 | 0 | 1011575.1828
5243 | 1568.4882 | 3818.5697 | 1646.0707 | 3717.227 | 1568.4882 | 1280.95 | 2126857.6075 | 564655.7531 | 256134.1235 | 0 | 1127821.4424
5244 | 1509.8552 | 3242.4095 | 1584.5365 | 3156.3577 | 1509.8552 | 1249.95 | 2002825.0937 | 543547.8576 | 246559.3476 | 0 | 1132466.8628
5245 | 1563.935 | 2840.0979 | 1641.2915 | 2764.7233 | 1563.935 | 1089.35 | 1810856.2612 | 563016.5939 | 255390.5827 | 0 | 1424197.3923
5246 | 1577.8526 | 3828.1555 | 1655.8968 | 3726.5584 | 1577.8526 | 1437.25 | 2401948.7231 | 568026.949 | 257663.3355 | 0 | 887936.5709
5247 | 1437.9908 | 949.4636 | 949.4636 | 924.2654 | 924.2654 | 1798.1 | 1758663.5981 | 332735.5274 | 150932.5323 | 990624.9644 | 182661.7566
5248 | 1849.9352 | 122.1533 | 122.1533 | 118.9114 | 118.9114 | 1818.65 | 229043.1346 | 42808.0968 | 19418.2283 | 3337960.8901 | 21108.4146
5249 | 2043.3748 | 46.106 | 46.106 | 44.8824 | 44.8824 | 1848.15 | 87795.8474 | 16157.6696 | 7329.2985 | 3853724.8715 | 6671.226
5250 | 1857.415 | 175.5751 | 175.5751 | 170.9154 | 170.9154 | 1763.25 | 319690.0148 | 61529.5593 | 27910.4918 | 3252104.0266 | 39608.275
5251 | 1680.6373 | 0 | 0 | 0 | 0 | 1769.65 | 0 | 0 | 0 | 6007767.3337 | 0
5252 | 1432.0081 | 0 | 0 | 0 | 0 | 1785.5 | 0 | 0 | 0 | 5118993.7879 | 0
5253 | 1791.4047 | 0 | 0 | 0 | 0 | 1793.4 | 0 | 0 | 0 | 6403727.3406 | 0
5254 | 1433.6019 | 321.0034 | 321.0034 | 312.4841 | 312.4841 | 1870.85 | 618653.9672 | 112494.2763 | 51028.6537 | 4007655.3869 | 39503.6271
5255 | 1313.2718 | 621.2819 | 621.2819 | 604.7934 | 604.7934 | 1844.3 | 1179760.9237 | 217725.6373 | 98762.7683 | 2532594.7667 | 92174.4
5256 | 1328.4127 | 0 | 0 | 0 | 0 | 1769.05 | 0 | 0 | 0 | 2561599.4158 | 0
5257 | 1421.6486 | 0 | 0 | 0 | 0 | 1728.6 | 0 | 0 | 0 | 1779733.4469 | 0
5258 | 1459.1023 | 0 | 0 | 0 | 0 | 1705.35 | 0 | 0 | 0 | 1826621.0437 | 0
5259 | 1105.284 | 0 | 0 | 0 | 0 | 1695.55 | 0 | 0 | 0 | 1383682.8989 | 0
5260 | 1154.691 | 0 | 0 | 0 | 0 | 1636.7 | 0 | 0 | 0 | 1445534.6217 | 0
5261 | 1428.0237 | 0 | 0 | 0 | 0 | 1579.7 | 0 | 0 | 0 | 1787714.3146 | 0
5262 | 1184.9728 | 0 | 0 | 0 | 0 | 1576.8 | 0 | 0 | 0 | 1483443.7414 | 0
5263 | 1434.3988 | 331.2377 | 331.2377 | 322.4468 | 322.4468 | 1523.25 | 521444.9715 | 116080.8649 | 52655.5701 | 2144194.7617 | 150474.6955
5264 | 1038.439 | 1089.803 | 1089.803 | 1060.8802 | 1038.439 | 1334.15 | 1472205.4794 | 373838.0382 | 169577.0879 | 0 | 691444.6048
5265 | 1255.5094 | 1317.6109 | 1317.6109 | 1282.6422 | 1255.5094 | 1671.3 | 2222458.5181 | 451983.3682 | 205024.6778 | 0 | 412685.9253
5266 | 1522.3454 | 1783.735 | 1597.6443 | 1736.3957 | 1522.3454 | 1529.55 | 2468192.3709 | 548044.3393 | 248599.0017 | 0 | 716187.3873
5267 | 1627.697 | 2963.0205 | 1708.2073 | 2884.3835 | 1627.697 | 1222.45 | 2111708.922 | 585970.9196 | 265802.9199 | 0 | 1265615.8016
5268 | 1740.9657 | 3244.9051 | 1827.0778 | 3158.7871 | 1740.9657 | 1233.3 | 2279559.4208 | 626747.6502 | 284299.698 | 0 | 1334798.3984
5269 | 1456.1419 | 3198.67 | 1528.1667 | 3113.779 | 1456.1419 | 1146.2 | 1768315.4002 | 524211.0858 | 237787.9731 | 0 | 1243253.9585
5270 | 1415.659 | 1654.7907 | 1485.6813 | 1610.8734 | 1415.659 | 1589.15 | 2381792.1936 | 509637.2353 | 231177.1126 | 0 | 581623.4948
5271 | 1574.2258 | 1186.2948 | 1186.2948 | 1154.8112 | 1154.8112 | 1564.75 | 1910847.3358 | 415732.0255 | 188580.666 | 808763.9148 | 491999.2007
5272 | 1456.6718 | 108.9237 | 108.9237 | 106.033 | 106.033 | 1804.6 | 202324.474 | 38171.8647 | 17315.182 | 2604458.5577 | 20280.566
5273 | 1710.5644 | 631.935 | 631.935 | 615.1638 | 615.1638 | 1786.6 | 1163523.9713 | 221458.97 | 100456.2494 | 2112278.51 | 128499.0234
5274 | 1605.2895 | 153.6046 | 153.6046 | 149.528 | 149.528 | 1754.2 | 277573.3587 | 53830.0894 | 24417.9267 | 2807168.1386 | 35976.517
5275 | 1610.0698 | 0 | 0 | 0 | 0 | 1761.7 | 0 | 0 | 0 | 5755510.1846 | 0
5276 | 1475.0401 | 0 | 0 | 0 | 0 | 1796.8 | 0 | 0 | 0 | 5272819.9775 | 0
5277 | 1838.4211 | 0 | 0 | 0 | 0 | 1827.5 | 0 | 0 | 0 | 6571796.699 | 0
5278 | 1491.7748 | 321.0034 | 321.0034 | 312.4841 | 312.4841 | 1873.35 | 619308.2786 | 112494.2763 | 51028.6537 | 4215605.609 | 38738.9421
5279 | 1526.041 | 621.2819 | 621.2819 | 604.7934 | 604.7934 | 1879.25 | 1202510.715 | 217725.6373 | 98762.7683 | 3293179.8212 | 71484
5280 | 1497.353 | 0 | 0 | 0 | 0 | 1829.55 | 0 | 0 | 0 | 2887369.7071 | 0
5281 | 1734.0288 | 0 | 0 | 0 | 0 | 1748.6 | 0 | 0 | 0 | 2170795.9529 | 0
5282 | 1447.9459 | 0 | 0 | 0 | 0 | 1748.45 | 0 | 0 | 0 | 1812654.5246 | 0
5283 | 1251.1145 | 0 | 0 | 0 | 0 | 1643.05 | 0 | 0 | 0 | 1566245.2415 | 0
5284 | 1269.4429 | 0 | 0 | 0 | 0 | 1442.85 | 0 | 0 | 0 | 1589190.2352 | 0
5285 | 1431.2113 | 0 | 0 | 0 | 0 | 1406.7 | 0 | 0 | 0 | 1791704.7484 | 0
5286 | 1506.9156 | 0 | 0 | 0 | 0 | 1519.45 | 0 | 0 | 0 | 1886477.5489 | 0
5287 | 1356.3038 | 317.4992 | 317.4992 | 309.0729 | 309.0729 | 1436.75 | 470200.8118 | 111266.2596 | 50471.6116 | 2019391.9452 | 170402.8387
5288 | 1302.3903 | 1138.7699 | 1138.7699 | 1108.5475 | 1108.5475 | 1087.65 | 1278589.8743 | 399077.1176 | 181025.8147 | 373790.0593 | 989989.1603
5289 | 1113.0576 | 1208.853 | 1168.1129 | 1176.7707 | 1113.0576 | 1562.45 | 1839407.8597 | 400700.7418 | 181762.3087 | 0 | 487018.3599
5290 | 1552.2695 | 1965.5083 | 1629.0495 | 1913.3447 | 1552.2695 | 1578.8 | 2592340.0622 | 558817.033 | 253485.6152 | 0 | 653815.9286
5291 | 1629.2201 | 2527.4126 | 1709.8056 | 2460.3365 | 1629.2201 | 1410.95 | 2434157.6306 | 586519.2184 | 266051.6343 | 0 | 959692.071
5292 | 1607.9571 | 4042.1536 | 1687.4909 | 3934.877 | 1607.9571 | 1313.3 | 2238104.8552 | 578864.5492 | 262579.3913 | 0 | 1104184.1275
5293 | 1593.6599 | 3174.6352 | 1672.4867 | 3090.3821 | 1593.6599 | 1146.2 | 1935714.867 | 573717.5676 | 260244.6633 | 0 | 1360666.8312
5294 | 1528.3529 | 2218.0457 | 1603.9495 | 2159.18 | 1528.3529 | 1614.85 | 2609730.8343 | 550207.0541 | 249580.0331 | 0 | 588645.1302
5295 | 1862.026 | 2630.6304 | 1954.1268 | 2560.8149 | 1862.026 | 1810.6 | 3565981.5836 | 670329.3478 | 304068.8402 | 0 | 352667.718
5296 | 1724.6753 | 1072.1552 | 1072.1552 | 1043.7008 | 1043.7008 | 1842.7 | 2033707.9673 | 375732.2952 | 170436.3439 | 1313133.9987 | 160701.2979
5297 | 1844.8819 | 920.786 | 920.786 | 896.3488 | 896.3488 | 1821.15 | 1724021.8271 | 322685.5768 | 146373.763 | 1829071.5291 | 156920.8438
5298 | 1817.6831 | 0 | 0 | 0 | 0 | 1790.2 | 0 | 0 | 0 | 3505067.4452 | 0
5299 | 1765.9551 | 0 | 0 | 0 | 0 | 1787.35 | 0 | 0 | 0 | 6312752.6822 | 0
5300 | 1718.8879 | 0 | 0 | 0 | 0 | 1819.6 | 0 | 0 | 0 | 6144501.7256 | 0
5301 | 1542.7756 | 0 | 0 | 0 | 0 | 1830.3 | 0 | 0 | 0 | 5514953.7948 | 0
5302 | 1653.5431 | 321.0034 | 321.0034 | 312.4841 | 312.4841 | 1878.3 | 620375.8125 | 112494.2763 | 51028.6537 | 4793878.1396 | 37224.8658
5303 | 1906.9535 | 621.2819 | 621.2819 | 604.7934 | 604.7934 | 1879.3 | 1201174.5986 | 217725.6373 | 98762.7683 | 4654826.4686 | 71454.4
5304 | 1835.2336 | 0 | 0 | 0 | 0 | 1854.95 | 0 | 0 | 0 | 3538910.2915 | 0
5305 | 1701.3564 | 0 | 0 | 0 | 0 | 1823.6 | 0 | 0 | 0 | 3280752.7023 | 0
5306 | 1351.5224 | 0 | 0 | 0 | 0 | 1759.75 | 0 | 0 | 0 | 2606162.3338 | 0
5307 | 1069.424 | 0 | 0 | 0 | 0 | 1738.65 | 0 | 0 | 0 | 2062187.4119 | 0
5308 | 1283.7869 | 0 | 0 | 0 | 0 | 1731.3 | 0 | 0 | 0 | 2475546.8874 | 0
5309 | 1391.3668 | 0 | 0 | 0 | 0 | 1586.1 | 0 | 0 | 0 | 2682994.9491 | 0
5310 | 1366.6633 | 0 | 0 | 0 | 0 | 1522.8 | 0 | 0 | 0 | 2635358.7273 | 0
5311 | 1409.6953 | 204.6715 | 204.6715 | 199.2396 | 199.2396 | 1529.1 | 323831.7248 | 71726.2541 | 32535.8258 | 2334141.0537 | 91837.2725
5312 | 1126.6764 | 758.0678 | 758.0678 | 737.9491 | 737.9491 | 1420.15 | 1113962.2293 | 265661.6877 | 120507.0934 | 749589.0788 | 418848.2691
5313 | 1236.8333 | 1298.0112 | 1298.0112 | 1263.5626 | 1236.8333 | 1719.35 | 2250524.6098 | 445259.9822 | 201974.8753 | 0 | 347117.2612
5314 | 853.2232 | 1903.4997 | 895.4268 | 1852.9819 | 853.2232 | 1633.65 | 1475736.5139 | 307160.3681 | 139331.3558 | 0 | 312578.3357
5315 | 1279.1002 | 2481.3034 | 1342.3677 | 2415.451 | 1279.1002 | 1534.95 | 2080454.1928 | 460476.085 | 208877.0685 | 0 | 594845.5648
5316 | 1487.5921 | 3328.3405 | 1561.1734 | 3240.0082 | 1487.5921 | 1361.9 | 2148039.0139 | 535533.1542 | 242923.7891 | 0 | 949232.5158
5317 | 1377.6534 | 3150.2635 | 1445.7954 | 3066.6572 | 1377.6534 | 1191.45 | 1737581.6837 | 495955.2222 | 224970.7994 | 0 | 1113901.6525
5318 | 1389.6814 | 3074.3275 | 1458.4184 | 2992.7366 | 1389.6814 | 1747.9 | 2571846.9884 | 500285.3137 | 226934.977 | 0 | 350338.6877
5319 | 1142.5534 | 1593.2785 | 1199.0668 | 1550.9938 | 1142.5534 | 1853.7 | 2240381.5521 | 411319.2377 | 186578.9764 | 0 | 167155.568
5320 | 1250.1114 | 1094.0009 | 1094.0009 | 1064.9667 | 1064.9667 | 1842.7 | 2076668.6764 | 383387.9994 | 173909.0564 | 357017.6204 | 163975.6547
5321 | 1587.4332 | 277.4318 | 277.4318 | 270.0689 | 270.0689 | 1853.8 | 529321.507 | 97224.7949 | 44102.2472 | 2540294.7545 | 38648.8472
5322 | 1534.0547 | 163.1022 | 163.1022 | 158.7736 | 158.7736 | 1821.4 | 305481.2456 | 57158.4965 | 25927.7291 | 2651976.4756 | 27757.119
5323 | 1588.2052 | 0 | 0 | 0 | 0 | 1812.35 | 0 | 0 | 0 | 3062561.5177 | 0
5324 | 1595.3702 | 0 | 0 | 0 | 0 | 1842.4 | 0 | 0 | 0 | 3076377.9424 | 0
5325 | 1622.4644 | 0 | 0 | 0 | 0 | 1855.3 | 0 | 0 | 0 | 3128624.1217 | 0
5326 | 1469.4619 | 0 | 0 | 0 | 0 | 1878.35 | 0 | 0 | 0 | 2833586.8777 | 0
5327 | 1749.1697 | 0 | 0 | 0 | 0 | 1879.3 | 0 | 0 | 0 | 3372951.8402 | 0
5328 | 1341.9598 | 321.0034 | 321.0034 | 312.4841 | 312.4841 | 1857.5 | 611669.8067 | 112494.2763 | 51028.6537 | 1985154.4139 | 43587.045
5329 | 1458.3055 | 0 | 0 | 0 | 0 | 1777.2 | 0 | 0 | 0 | 1825623.4343 | 0
5330 | 1478.2277 | 0 | 0 | 0 | 0 | 1784.05 | 0 | 0 | 0 | 1850563.6455 | 0
5331 | 1371.4446 | 0 | 0 | 0 | 0 | 1763.8 | 0 | 0 | 0 | 1716884.1159 | 0
5332 | 1293.3496 | 0 | 0 | 0 | 0 | 1752.9 | 0 | 0 | 0 | 1619118.4885 | 0
5333 | 1466.2743 | 0 | 0 | 0 | 0 | 1743.55 | 0 | 0 | 0 | 1835599.5195 | 0
5334 | 1534.8067 | 0 | 0 | 0 | 0 | 1734.45 | 0 | 0 | 0 | 1921393.8441 | 0
5335 | 1117.2373 | 927.6977 | 927.6977 | 903.0772 | 903.0772 | 1600.15 | 1533090.4293 | 325107.7745 | 147472.4988 | 412968.4313 | 353457.0039
5336 | 1320.5663 | 1385.8848 | 1385.8848 | 1349.1041 | 1320.5663 | 1415.35 | 1979573.2603 | 475403.8734 | 215648.4792 | 0 | 772068.9119
5337 | 1426.2447 | 1496.7909 | 1496.7909 | 1457.0669 | 1426.2447 | 1461.1 | 2200581.8111 | 513448.0744 | 232905.7515 | 0 | 768603.2424
5338 | 1743.702 | 1829.9502 | 1829.9502 | 1781.3843 | 1743.702 | 1429.55 | 2630544.6529 | 627732.7236 | 284746.5382 | 0 | 994694.8059
5339 | 1773.4518 | 2666.7309 | 1861.1717 | 2595.9573 | 1773.4518 | 1207.5 | 2266777.5293 | 638442.6624 | 289604.6855 | 0 | 1405460.5832
5340 | 1551.0702 | 3202.3242 | 1627.7901 | 3117.3363 | 1551.0702 | 1124.45 | 1847174.8692 | 558385.2788 | 253289.7668 | 0 | 1358039.5302
5341 | 1468.154 | 3304.7969 | 1540.7729 | 3217.0894 | 1468.154 | 1165.05 | 1809422.2518 | 528535.4396 | 239749.548 | 0 | 1225835.1815
5342 | 1368.2013 | 1558.7586 | 1435.8759 | 1517.39 | 1368.2013 | 1691 | 2452041.5723 | 492552.4694 | 223427.2729 | 0 | 422774.2029
5343 | 1425.388 | 485.5864 | 485.5864 | 472.6992 | 472.6992 | 1802.9 | 902120.5045 | 170171.7101 | 77191.7785 | 1837085.0584 | 91198.17
5344 | 1789.557 | 1219.2773 | 1219.2773 | 1186.9184 | 1186.9184 | 1791.05 | 2244575.1005 | 427290.6088 | 193823.7678 | 1162077.6414 | 242760.4085
5345 | 1671.8207 | 42.031 | 42.031 | 40.9155 | 40.9155 | 1787.15 | 77173.8801 | 14729.5807 | 6681.5015 | 3144900.5879 | 8524.6425
5346 | 1623.3211 | 0 | 0 | 0 | 0 | 1771.65 | 0 | 0 | 0 | 3130276.0233 | 0
5347 | 1399.3357 | 0 | 0 | 0 | 0 | 1769.15 | 0 | 0 | 0 | 5002199.8295 | 0
5348 | 1383.398 | 0 | 0 | 0 | 0 | 1825.5 | 0 | 0 | 0 | 4945227.1647 | 0
5349 | 1339.5691 | 0 | 0 | 0 | 0 | 1836.05 | 0 | 0 | 0 | 4788552.3392 | 0
5350 | 1674.2622 | 321.0034 | 321.0034 | 312.4841 | 312.4841 | 1847.4 | 607734.4789 | 112494.2763 | 51028.6537 | 4867942.6021 | 46676.3724
5351 | 1441.5708 | 621.2819 | 621.2819 | 604.7934 | 604.7934 | 1843.55 | 1174098.0167 | 217725.6373 | 98762.7683 | 2991224.7067 | 92618.4
5352 | 1500.5405 | 0 | 0 | 0 | 0 | 1823.55 | 0 | 0 | 0 | 2893516.3165 | 0
5353 | 1355.5069 | 0 | 0 | 0 | 0 | 1736.5 | 0 | 0 | 0 | 1696931.9467 | 0
5354 | 1402.5233 | 0 | 0 | 0 | 0 | 1725.3 | 0 | 0 | 0 | 1755790.8438 | 0
5355 | 1098.9089 | 0 | 0 | 0 | 0 | 1721.75 | 0 | 0 | 0 | 1375702.0312 | 0
5356 | 1362.6789 | 0 | 0 | 0 | 0 | 1712.8 | 0 | 0 | 0 | 1705910.4225 | 0
5357 | 1237.5674 | 0 | 0 | 0 | 0 | 1563.25 | 0 | 0 | 0 | 1549285.898 | 0
5358 | 1263.8647 | 0 | 0 | 0 | 0 | 1543.5 | 0 | 0 | 0 | 1582206.9769 | 0
5359 | 1380.2104 | 234.5906 | 234.5906 | 228.3647 | 228.3647 | 1422.95 | 344166.6388 | 82211.2882 | 37291.9538 | 2221122.5325 | 128990.2947
5360 | 1386.2658 | 90.809 | 90.809 | 88.3989 | 88.3989 | 1081.65 | 101265.6586 | 31823.6177 | 14435.5466 | 2502697.3664 | 79463.9071
5361 | 1418.5776 | 537.6062 | 537.6062 | 523.3384 | 523.3384 | 443.25 | 244792.8439 | 188401.8189 | 85461.1584 | 1726304.0813 | 797473.209
5362 | 1606.5008 | 1685.9629 | 1685.9629 | 1641.2183 | 1606.5008 | 600.75 | 1021925.9285 | 578340.2765 | 262341.5754 | 0 | 2247896.1996
5363 | 1395.5694 | 1464.5976 | 1464.5976 | 1425.728 | 1395.5694 | 610.45 | 900830.5118 | 502404.9966 | 227896.4887 | 0 | 1939212.9039
5364 | 1749.1418 | 2231.3424 | 1835.6593 | 2172.1238 | 1749.1418 | 611.95 | 1131410.2604 | 629691.0365 | 285634.8507 | 0 | 2427896.2311
5365 | 1070.1512 | 1354.5079 | 1123.0836 | 1318.56 | 1070.1512 | 613.8 | 696672.9287 | 385254.4183 | 174755.6848 | 0 | 1483443.5408
5366 | 1155.2987 | 968.1398 | 968.1398 | 942.4459 | 942.4459 | 479.6 | 479001.8501 | 339280.5366 | 153901.4212 | 410447.3324 | 1402584.204
5367 | 1561.8691 | 619.8106 | 619.8106 | 603.3611 | 603.3611 | 342.5 | 218651.4014 | 217210.0101 | 98528.874 | 1848306.1408 | 978916.185
5368 | 1337.3169 | 1403.4643 | 1403.4643 | 1366.2171 | 1337.3169 | 349.25 | 494796.0679 | 481434.0858 | 218383.8506 | 0 | 2207575.8809
5369 | 1556.0846 | 1006.929 | 1006.929 | 980.2057 | 980.2057 | 695.9 | 724467.1248 | 352874.0456 | 160067.5879 | 1110476.6047 | 1251246.1311
5370 | 1554.3395 | 183.529 | 183.529 | 178.6582 | 178.6582 | 1167.1 | 221243.7788 | 64316.9624 | 29174.8888 | 2652748.1155 | 145656.7191
5371 | 914.8386 | 0 | 0 | 0 | 0 | 1433.75 | 0 | 0 | 0 | 3270270.0356 | 0
5372 | 1265.4585 | 0 | 0 | 0 | 0 | 1662.65 | 0 | 0 | 0 | 4523629.456 | 0
5373 | 1199.3168 | 0 | 0 | 0 | 0 | 1753.9 | 0 | 0 | 0 | 4287192.9033 | 0
5374 | 1364.2726 | 321.0034 | 321.0034 | 312.4841 | 312.4841 | 1770.8 | 587959.4168 | 112494.2763 | 51028.6537 | 3759824.3013 | 70106.3208
5375 | 1340.366 | 621.2819 | 621.2819 | 604.7934 | 604.7934 | 1766.1 | 1134575.4208 | 217725.6373 | 98762.7683 | 2629448.2951 | 138468.8
5376 | 1275.0212 | 0 | 0 | 0 | 0 | 1747.45 | 0 | 0 | 0 | 2458643.7109 | 0
5377 | 2321.3354 | 0 | 0 | 0 | 0 | 1696.6 | 0 | 0 | 0 | 2906033.3693 | 0
5378 | 2049.5965 | 0 | 0 | 0 | 0 | 1653.35 | 0 | 0 | 0 | 2565848.8927 | 0
5379 | 2418.5558 | 0 | 0 | 0 | 0 | 1407.55 | 0 | 0 | 0 | 3027741.5973 | 0
5380 | 2200.2084 | 0 | 0 | 0 | 0 | 1218.1 | 0 | 0 | 0 | 2754396.8868 | 0
5381 | 1996.205 | 0 | 0 | 0 | 0 | 1189.25 | 0 | 0 | 0 | 2499009.1279 | 0
5382 | 2369.9456 | 0 | 0 | 0 | 0 | 1304.75 | 0 | 0 | 0 | 2966887.484 | 0
5383 | 2032.8619 | 143.2905 | 143.2905 | 139.4876 | 139.4876 | 1628.6 | 239610.8507 | 50215.5496 | 22778.3312 | 3651023.8223 | 50709.8418
5384 | 1717.081 | 552.3616 | 552.3616 | 537.7022 | 537.7022 | 1599.05 | 908138.9015 | 193572.8028 | 87806.7741 | 2274214.8811 | 211031.2116
5385 | 1818.1981 | 1626.4919 | 1626.4919 | 1583.3257 | 1583.3257 | 1670.8 | 2801727.0213 | 569997.2596 | 258557.0902 | 452908.1856 | 510205.0236
5386 | 2087.6529 | 2190.914 | 2190.914 | 2132.7683 | 2087.6529 | 1576.15 | 3496158.3861 | 751555.0494 | 340913.721 | 0 | 884851.688
5387 | 2288.3681 | 2467.3047 | 2401.5569 | 2401.8237 | 2288.3681 | 1232.8 | 2998083.0461 | 823812.5308 | 373690.5174 | 0 | 1755636.0378
5388 | 2277.5584 | 3112.8113 | 2390.2132 | 3030.199 | 2277.5584 | 1048.55 | 2539763.1851 | 819921.0067 | 371925.2789 | 0 | 2166982.894
5389 | 2252.5022 | 3037.8388 | 2363.9168 | 2957.2162 | 2252.5022 | 775.7 | 1855411.9394 | 810900.7898 | 367833.6083 | 0 | 2757738.4361
5390 | 2381.0831 | 2577.9065 | 2498.8578 | 2509.4902 | 2381.0831 | 1405.1 | 3550776.3134 | 857189.9153 | 388830.8699 | 0 | 1416506.335
5391 | 2172.9459 | 1183.7582 | 1183.7582 | 1152.3419 | 1152.3419 | 1086.9 | 1332410.8549 | 414843.1017 | 188177.4403 | 1968046.8392 | 1029945.7546
5392 | 1845.8412 | 158.7438 | 158.7438 | 154.5309 | 154.5309 | 1511.6 | 248276.8647 | 55631.107 | 25234.8883 | 3261380.7379 | 73876.3608
5393 | 2378.556 | 38.0451 | 38.0451 | 37.0354 | 37.0354 | 1764.55 | 69294.1081 | 13332.753 | 6047.8849 | 4515191.5233 | 8535.5334
5394 | 2247.4788 | 20.2672 | 20.2672 | 19.7293 | 19.7293 | 1764.2 | 36858.4268 | 7102.5634 | 3221.8017 | 4295804.9419 | 4553.7696
5395 | 2405.0087 | 0 | 0 | 0 | 0 | 1768.1 | 0 | 0 | 0 | 8597174.8762 | 0
5396 | 1889.422 | 0 | 0 | 0 | 0 | 1785.5 | 0 | 0 | 0 | 6754109.2192 | 0
5397 | 2380.3051 | 0 | 0 | 0 | 0 | 1791.85 | 0 | 0 | 0 | 8508867.2484 | 0
5398 | 2206.5835 | 321.0034 | 321.0034 | 312.4841 | 312.4841 | 1811.45 | 598108.9169 | 112494.2763 | 51028.6537 | 6770829.5526 | 57672.5427
5399 | 2286.2723 | 621.2819 | 621.2819 | 604.7934 | 604.7934 | 1812.4 | 1157837.3677 | 217725.6373 | 98762.7683 | 6010775.855 | 111059.2
5400 | 1948.3917 | 0 | 0 | 0 | 0 | 1770 | 0 | 0 | 0 | 3757114.9202 | 0
5401 | 1804.9518 | 0 | 0 | 0 | 0 | 1652 | 0 | 0 | 0 | 2259583.1032 | 0
5402 | 1843.2025 | 0 | 0 | 0 | 0 | 1412.35 | 0 | 0 | 0 | 2307468.3081 | 0
5403 | 1243.9425 | 0 | 0 | 0 | 0 | 1388.55 | 0 | 0 | 0 | 1557266.7657 | 0
5404 | 1298.1309 | 0 | 0 | 0 | 0 | 1410.75 | 0 | 0 | 0 | 1625104.1399 | 0
5405 | 1563.4947 | 0 | 0 | 0 | 0 | 1418.75 | 0 | 0 | 0 | 1957307.7475 | 0
5406 | 1161.0661 | 0 | 0 | 0 | 0 | 1386.8 | 0 | 0 | 0 | 1453515.4881 | 0
5407 | 1122.8155 | 275.3024 | 275.3024 | 267.996 | 267.996 | 1389.6 | 393821.5667 | 96478.5697 | 43763.7512 | 1648362.0921 | 160124.4008
5408 | 842.0808 | 883.7326 | 883.7326 | 860.2788 | 842.0808 | 1179.5 | 1051716.5541 | 303149.0718 | 137511.7873 | 0 | 690927.2595
5409 | 1173.7765 | 1394.9647 | 1231.8341 | 1357.9431 | 1173.7765 | 1264.4 | 1572991.3455 | 422559.5454 | 191677.7049 | 0 | 863430.0044
5410 | 1566.0129 | 2525.7986 | 1643.4722 | 2458.7652 | 1566.0129 | 1036.15 | 1718719.2996 | 563764.6328 | 255729.9015 | 0 | 1509401.5038
5411 | 1402.9586 | 2502.3263 | 1472.3531 | 2435.9159 | 1402.9586 | 939.1 | 1398083.796 | 505065.0892 | 229103.1363 | 0 | 1488398.7586
5412 | 1433.2991 | 2857.1066 | 1504.1938 | 2781.2805 | 1433.2991 | 845.95 | 1286928.8963 | 515987.6774 | 234057.7437 | 0 | 1654098.831
5413 | 1510.4219 | 3429.1267 | 1585.1316 | 3338.1196 | 1510.4219 | 675.2 | 1080524.0555 | 543751.9006 | 246651.9038 | 0 | 2001006.9941
5414 | 1372.2356 | 3207.6408 | 1440.1095 | 3122.5117 | 1372.2356 | 1183.25 | 1723156.5487 | 494004.7984 | 224086.0655 | 0 | 1120773.3863
5415 | 1544.9103 | 2569.834 | 1621.3254 | 2501.632 | 1544.9103 | 1562.75 | 2564536.4097 | 556167.6983 | 252283.8476 | 0 | 675512.0169
5416 | 1537.5301 | 2006.3366 | 1613.5804 | 1953.0895 | 1537.5301 | 1772.6 | 2894328.9562 | 553510.8331 | 251078.664 | 0 | 349634.3429
5417 | 1196.4679 | 1394.61 | 1255.6485 | 1357.5978 | 1196.4679 | 1796.6 | 2276859.9115 | 430728.4465 | 195383.2092 | 0 | 243361.5723
5418 | 1288.0652 | 329.9721 | 329.9721 | 321.2148 | 321.2148 | 1784.2 | 605569.7233 | 115637.3224 | 52454.3743 | 1864393.1797 | 67851.836
5419 | 1408.1115 | 0 | 0 | 0 | 0 | 1775.15 | 0 | 0 | 0 | 5033570.4 | 0
5420 | 1260.6772 | 0 | 0 | 0 | 0 | 1787.4 | 0 | 0 | 0 | 4506537.6583 | 0
5421 | 1176.207 | 0 | 0 | 0 | 0 | 1790.3 | 0 | 0 | 0 | 4204582.5439 | 0
5422 | 1688.6062 | 321.0034 | 321.0034 | 312.4841 | 312.4841 | 1835.85 | 608138.6934 | 112494.2763 | 51028.6537 | 4919217.9986 | 50209.2171
5423 | 1341.1629 | 621.2819 | 621.2819 | 604.7934 | 604.7934 | 1869.3 | 1198164.3709 | 217725.6373 | 98762.7683 | 2632296.9274 | 77374.4
5424 | 1206.4888 | 0 | 0 | 0 | 0 | 1795 | 0 | 0 | 0 | 2326491.6106 | 0
5425 | 1402.5233 | 0 | 0 | 0 | 0 | 1738.6 | 0 | 0 | 0 | 1755790.8438 | 0
5426 | 1134.7688 | 0 | 0 | 0 | 0 | 1705.35 | 0 | 0 | 0 | 1420594.4104 | 0
5427 | 1440.7739 | 0 | 0 | 0 | 0 | 1695.55 | 0 | 0 | 0 | 1803676.0487 | 0
5428 | 1137.9564 | 0 | 0 | 0 | 0 | 1680.05 | 0 | 0 | 0 | 1424584.8443 | 0
5429 | 876.5771 | 0 | 0 | 0 | 0 | 1655.7 | 0 | 0 | 0 | 1097369.2777 | 0
5430 | 1141.1439 | 0 | 0 | 0 | 0 | 1679.8 | 0 | 0 | 0 | 1428575.2781 | 0
5431 | 939.5312 | 321.2489 | 321.2489 | 312.7232 | 312.7232 | 1682.6 | 556682.1219 | 112580.3368 | 51067.6917 | 1208684.0157 | 97158.6792
5432 | 1269.4808 | 1161.7584 | 1161.7584 | 1130.9259 | 1130.9259 | 1540.65 | 1847969.5311 | 407133.3339 | 184680.204 | 267177.5754 | 508501.828
5433 | 1423.8829 | 1494.3111 | 1494.3111 | 1454.6529 | 1423.8829 | 1722.8 | 2602453.7011 | 512597.8343 | 232520.0732 | 0 | 394700.0904
5434 | 1541.5026 | 2243.2444 | 1617.7489 | 2183.7099 | 1541.5026 | 1685.15 | 2752320.1023 | 554940.9288 | 251727.3713 | 0 | 485342.0873
5435 | 1400.2571 | 3804.7714 | 1469.5175 | 3703.7949 | 1400.2571 | 1551.05 | 2308716.0275 | 504092.5668 | 228661.9893 | 0 | 628645.4385
5436 | 1426.2825 | 3342.3624 | 1496.8308 | 3253.6579 | 1426.2825 | 1256.45 | 1906101.9622 | 513461.7011 | 232911.9327 | 0 | 1060512.3551
5437 | 1362.2406 | 2957.4258 | 1429.6211 | 2878.9373 | 1362.2406 | 675.2 | 976317.1587 | 490406.6092 | 222453.8869 | 0 | 1804696.3217
5438 | 1667.2764 | 3050.1752 | 1749.745 | 2969.2252 | 1667.2764 | 892.5 | 1578525.5603 | 600219.5202 | 272266.2435 | 0 | 1846508.6628
5439 | 1636.4498 | 2468.4916 | 1717.3932 | 2402.9792 | 1636.4498 | 1452.25 | 2521995.5278 | 589121.9352 | 267232.2556 | 0 | 896365.3889
5440 | 1895.057 | 1774.8629 | 1774.8629 | 1727.759 | 1727.759 | 1799.6 | 3296796.9582 | 621993.2311 | 282143.0407 | 322603.425 | 338918.6844
5441 | 1891.8794 | 368.2586 | 368.2586 | 358.4852 | 358.4852 | 1816.6 | 689436.2401 | 129054.6648 | 58540.6299 | 2956868.5911 | 64355.4268
5442 | 1615.2725 | 49.2639 | 49.2639 | 47.9564 | 47.9564 | 1784.2 | 90423.3739 | 17264.319 | 7831.2869 | 3022280.6611 | 10130.0836
5443 | 1799.3766 | 0 | 0 | 0 | 0 | 1775.15 | 0 | 0 | 0 | 6432224.356 | 0
5444 | 1355.5069 | 0 | 0 | 0 | 0 | 1824.9 | 0 | 0 | 0 | 4845525.004 | 0
5445 | 1471.8526 | 0 | 0 | 0 | 0 | 1797.5 | 0 | 0 | 0 | 5261425.4445 | 0
5446 | 1823.2803 | 321.0034 | 321.0034 | 312.4841 | 312.4841 | 1865.85 | 618028.5846 | 112494.2763 | 51028.6537 | 5400637.0045 | 41032.9971
5447 | 1494.9623 | 621.2819 | 621.2819 | 604.7934 | 604.7934 | 1849.3 | 1185300.8424 | 217725.6373 | 98762.7683 | 3182083.1275 | 89214.4
5448 | 1516.4783 | 0 | 0 | 0 | 0 | 1790 | 0 | 0 | 0 | 2924249.3638 | 0
5449 | 1078.9867 | 0 | 0 | 0 | 0 | 1768.6 | 0 | 0 | 0 | 1350761.8199 | 0
5450 | 1199.3168 | 0 | 0 | 0 | 0 | 1745.35 | 0 | 0 | 0 | 1501400.6931 | 0
5451 | 1483.009 | 0 | 0 | 0 | 0 | 1723.5 | 0 | 0 | 0 | 1856549.2957 | 0
5452 | 1071.8147 | 0 | 0 | 0 | 0 | 1688.2 | 0 | 0 | 0 | 1341783.3441 | 0
5453 | 1069.424 | 0 | 0 | 0 | 0 | 1682.7 | 0 | 0 | 0 | 1338790.5184 | 0
5454 | 908.4526 | 0 | 0 | 0 | 0 | 1679.8 | 0 | 0 | 0 | 1137273.6151 | 0
5455 | 961.0472 | 321.0831 | 321.0831 | 312.5617 | 312.5617 | 1682.6 | 558074.8596 | 112522.2276 | 51041.3327 | 1250484.8865 | 97108.53
5456 | 1232.0808 | 1163.449 | 1163.449 | 1132.5717 | 1132.5717 | 1597.7 | 1921858.8787 | 407725.8272 | 184948.9655 | 191884.9893 | 445995.4122
5457 | 898.5931 | 1384.4984 | 943.0398 | 1347.7546 | 898.5931 | 1722.8 | 1642090.5197 | 323493.5087 | 146740.2499 | 0 | 249090.0017
5458 | 1637.5824 | 2152.0177 | 1718.5812 | 2094.9043 | 1637.5824 | 1572.15 | 2729120.9519 | 589529.6629 | 267417.2054 | 0 | 700639.6286
5459 | 1399.4642 | 2799.8941 | 1468.6853 | 2725.5864 | 1399.4642 | 1231.45 | 1829764.7171 | 503807.1214 | 228532.5081 | 0 | 1075558.2309
5460 | 1253.0838 | 4203.0268 | 1315.0649 | 4091.4807 | 1253.0838 | 845.95 | 1126965.6585 | 451110.1777 | 204628.5889 | 0 | 1446121.3905
5461 | 1139.5362 | 3288.3256 | 1195.9005 | 3201.0552 | 1139.5362 | 675.2 | 816992.0319 | 410233.0392 | 186086.2647 | 0 | 1509657.5843
5462 | 1059.7836 | 3883.6585 | 1112.2027 | 3780.5883 | 1059.7836 | 1546.45 | 1740636.9284 | 381522.1126 | 173062.6694 | 0 | 480664.8726
5463 | 1558.9445 | 3293.3766 | 1636.0546 | 3205.9722 | 1558.9445 | 1810.6 | 2997345.379 | 561220.0096 | 254575.6321 | 0 | 295264.0828
5464 | 1523.5696 | 2069.3379 | 1598.9288 | 2014.4188 | 1523.5696 | 1834.6 | 2968406.1316 | 548485.0582 | 248798.9167 | 0 | 251998.4128
5465 | 1542.7437 | 1351.1601 | 1351.1601 | 1315.3011 | 1315.3011 | 1831.6 | 2554503.9074 | 473508.392 | 214788.6678 | 438581.2895 | 216811.2952
5466 | 951.0801 | 273.6411 | 273.6411 | 266.3788 | 266.3788 | 1844.2 | 521959.5112 | 95896.3743 | 43499.6609 | 1320320.4825 | 40623.9152
5467 | 976.1213 | 0 | 0 | 0 | 0 | 1835.15 | 0 | 0 | 0 | 3489337.0471 | 0
5468 | 1243.9425 | 0 | 0 | 0 | 0 | 1852.4 | 0 | 0 | 0 | 4446716.3612 | 0
5469 | 1221.6297 | 0 | 0 | 0 | 0 | 1860.3 | 0 | 0 | 0 | 4366954.6341 | 0
5470 | 1326.8189 | 321.0034 | 321.0034 | 312.4841 | 312.4841 | 1878.35 | 623355.9146 | 112494.2763 | 51028.6537 | 3625938.5453 | 37209.5721
5471 | 1231.9892 | 621.2819 | 621.2819 | 604.7934 | 604.7934 | 1879.3 | 1207523.7643 | 217725.6373 | 98762.7683 | 2242034.1852 | 71454.4
5472 | 1280.5994 | 0 | 0 | 0 | 0 | 1852.45 | 0 | 0 | 0 | 2469400.2779 | 0
5473 | 1526.8378 | 0 | 0 | 0 | 0 | 1768.6 | 0 | 0 | 0 | 2944225.844 | 0
5474 | 1339.5691 | 0 | 0 | 0 | 0 | 1745.35 | 0 | 0 | 0 | 2583112.5479 | 0
5475 | 1200.1137 | 0 | 0 | 0 | 0 | 1735.55 | 0 | 0 | 0 | 2314198.3936 | 0
5476 | 1116.4404 | 0 | 0 | 0 | 0 | 1728.2 | 0 | 0 | 0 | 2152849.8999 | 0
5477 | 1081.3773 | 0 | 0 | 0 | 0 | 1722.7 | 0 | 0 | 0 | 2085237.1978 | 0
5478 | 1066.2364 | 0 | 0 | 0 | 0 | 1719.8 | 0 | 0 | 0 | 2056040.8025 | 0
5479 | 1336.3816 | 182.4113 | 182.4113 | 177.5702 | 177.5702 | 1715.55 | 323696.8757 | 63925.2769 | 28997.2159 | 2234554.4564 | 49441.3923
5480 | 911.6949 | 956.7899 | 956.7899 | 931.3972 | 911.6949 | 1557.7 | 1508504.4526 | 328210.1706 | 148879.7802 | 0 | 403242.6624
5481 | 1039.4979 | 1943.839 | 1090.9144 | 1892.2505 | 1039.4979 | 1722.8 | 1901566.6687 | 374219.2296 | 169750.0005 | 0 | 288148.8068
5482 | 1131.3791 | 2636.5935 | 1187.3401 | 2566.6197 | 1131.3791 | 1523.45 | 1830726.7398 | 407296.4663 | 184754.2026 | 0 | 539158.6972
5483 | 1048.2088 | 3874.3623 | 1100.0563 | 3771.5389 | 1048.2088 | 1471 | 1639184.7902 | 377355.1838 | 171172.5042 | 0 | 554502.4785
5484 | 1006.9788 | 4144.5958 | 1056.7859 | 4034.6005 | 1006.9788 | 1358.55 | 1456028.7981 | 362512.3838 | 164439.6452 | 0 | 645926.5795
5485 | 904.3835 | 4144.0638 | 949.1162 | 4034.0826 | 904.3835 | 1154.6 | 1109131.3983 | 325578.0488 | 147685.8205 | 0 | 764565.7845
5486 | 1037.6411 | 3834.8448 | 1088.9655 | 3733.0701 | 1037.6411 | 1670 | 1841026.524 | 373550.7996 | 169446.7933 | 0 | 342421.5663
5487 | 1025.9707 | 3257.9216 | 1076.7172 | 3171.4581 | 1025.9707 | 1530.7 | 1667517.059 | 369349.4455 | 167541.0124 | 0 | 481488.0411
5488 | 1029.466 | 2424.8822 | 1080.3862 | 2360.5272 | 1029.466 | 1743 | 1903032.7795 | 370607.7719 | 168111.8032 | 0 | 264572.7705
5489 | 1371.0223 | 1340.0768 | 1340.0768 | 1304.5119 | 1304.5119 | 1851.6 | 2559669.4456 | 469624.2696 | 213026.7868 | 128253.1241 | 189494.4828
5490 | 1163.9011 | 286.1612 | 286.1612 | 278.5666 | 278.5666 | 1819.2 | 538927.9833 | 100283.9872 | 45489.9309 | 1707204.5773 | 49299.4592
5491 | 1193.7386 | 0 | 0 | 0 | 0 | 1807.65 | 0 | 0 | 0 | 2301905.1747 | 0
5492 | 1105.284 | 0 | 0 | 0 | 0 | 1852.4 | 0 | 0 | 0 | 2131336.7678 | 0
5493 | 1094.1275 | 0 | 0 | 0 | 0 | 1860.25 | 0 | 0 | 0 | 2109823.6337 | 0
5494 | 1174.6132 | 0 | 0 | 0 | 0 | 1878.35 | 0 | 0 | 0 | 2265025.518 | 0
5495 | 1165.0506 | 219.0334 | 219.0334 | 213.2203 | 213.2203 | 1879.3 | 424075.6094 | 76759.3205 | 34818.8807 | 1835429.5083 | 25191.297
5496 | 495.6645 | 520.1809 | 520.1809 | 506.3756 | 495.6645 | 1825 | 959186.8942 | 178439.2119 | 80942.0092 | 0 | 86741.2
5497 | 368.1624 | 0 | 0 | 0 | 0 | 1777.2 | 0 | 0 | 0 | 460895.0966 | 0
5498 | 341.0682 | 0 | 0 | 0 | 0 | 1784.05 | 0 | 0 | 0 | 426976.4099 | 0
5499 | 376.9281 | 0 | 0 | 0 | 0 | 1746.6 | 0 | 0 | 0 | 471868.7894 | 0
5500 | 385.6939 | 0 | 0 | 0 | 0 | 1709.8 | 0 | 0 | 0 | 482842.4822 | 0
5501 | 367.3655 | 0 | 0 | 0 | 0 | 1700.45 | 0 | 0 | 0 | 459897.4882 | 0
5502 | 324.3335 | 0 | 0 | 0 | 0 | 1691.35 | 0 | 0 | 0 | 406026.6327 | 0
5503 | 333.8962 | 350.4114 | 350.4114 | 341.1117 | 333.8962 | 1688.2 | 596731.6673 | 120202.6202 | 54525.2441 | 0 | 104108.7728
5504 | 280.1859 | 843.0302 | 294.0448 | 820.6567 | 280.1859 | 1447.5 | 430646.0738 | 100866.9243 | 45754.3576 | 0 | 154802.7102
5505 | 809.242 | 2133.5482 | 849.2693 | 2076.925 | 809.242 | 1428.95 | 1228124.876 | 291327.1154 | 132149.2165 | 0 | 462117.6368
5506 | 1188.3885 | 3390.4488 | 1247.1689 | 3300.4681 | 1188.3885 | 1113.1 | 1403501.1134 | 427819.8442 | 194063.8349 | 0 | 1053981.7216
5507 | 993.5084 | 3983.9011 | 1042.6496 | 3878.1705 | 993.5084 | 733.8 | 774700.0569 | 357663.0399 | 162239.929 | 0 | 1257980.3922
5508 | 1233.7922 | 3606.3338 | 1294.8187 | 3510.6236 | 1233.7922 | 641.8 | 841384.8286 | 444165.1772 | 201478.2596 | 0 | 1675736.5104
5509 | 1154.0047 | 2644.3857 | 1211.0852 | 2574.2052 | 1154.0047 | 949 | 1163892.6415 | 415441.6999 | 188448.9711 | 0 | 1212858.9628
5510 | 1230.0597 | 3017.8843 | 1290.901 | 2937.7913 | 1230.0597 | 1399.2 | 1828876.6154 | 442821.5042 | 200868.7546 | 0 | 739019.8882
5511 | 1043.0311 | 2593.0943 | 1094.6232 | 2524.275 | 1043.0311 | 1759.8 | 1948097.9568 | 375491.1827 | 170326.9726 | 0 | 250536.0613
5512 | 1276.6757 | 1962.7387 | 1339.8238 | 1910.6487 | 1276.6757 | 1747.95 | 2367950.6588 | 459603.2531 | 208481.1423 | 0 | 321786.1109
5513 | 1051.0647 | 1359.4635 | 1103.0535 | 1323.3841 | 1051.0647 | 1787.15 | 1991515.6459 | 378383.2895 | 171638.8644 | 0 | 223719.1199
5514 | 1040.0298 | 277.6857 | 277.6857 | 270.3161 | 270.3161 | 1759.6 | 505941.4401 | 97313.7976 | 44142.6199 | 1484251.2017 | 63609.3592
5515 | 1084.0897 | 0 | 0 | 0 | 0 | 1769.15 | 0 | 0 | 0 | 3875291.2322 | 0
5516 | 894.9055 | 465.591 | 465.591 | 453.2344 | 453.2344 | 1782.7 | 859215.6139 | 163164.4017 | 74013.1856 | 1578839.6652 | 96404.4931
5517 | 269.3482 | 282.6707 | 282.6707 | 275.1688 | 269.3482 | 1803.55 | 516600.9764 | 96965.3595 | 43984.5645 | 0 | 52913.4146
5518 | 90.8453 | 95.3384 | 95.3384 | 92.8082 | 90.8453 | 1847.4 | 177860.1668 | 32704.2929 | 14835.0306 | 0 | 13862.947
5519 | 94.0328 | 98.6841 | 98.6841 | 96.0651 | 94.0328 | 1843.55 | 183618.5644 | 33851.8119 | 15355.558 | 0 | 14711.4333
5520 | 90.8453 | 0 | 0 | 0 | 0 | 1816.05 | 0 | 0 | 0 | 175178.3644 | 0
5521 | 95.6266 | 0 | 0 | 0 | 0 | 1774.95 | 0 | 0 | 0 | 119713.0121 | 0
5522 | 87.6577 | 0 | 0 | 0 | 0 | 1755.3 | 0 | 0 | 0 | 109736.9278 | 0
5523 | 94.0328 | 0 | 0 | 0 | 0 | 1723.95 | 0 | 0 | 0 | 117717.7952 | 0
5524 | 85.267 | 0 | 0 | 0 | 0 | 1719.7 | 0 | 0 | 0 | 106744.1025 | 0
5525 | 94.8297 | 0 | 0 | 0 | 0 | 1718.25 | 0 | 0 | 0 | 118715.4037 | 0
5526 | 87.6577 | 0 | 0 | 0 | 0 | 1718.5 | 0 | 0 | 0 | 109736.9278 | 0
5527 | 93.2359 | 97.8477 | 97.8477 | 95.2509 | 93.2359 | 1708.75 | 168773.9307 | 33564.9321 | 15225.4262 | 0 | 27154.9625
5528 | 76.7762 | 864.2556 | 80.5735 | 841.3188 | 76.7762 | 1195.6 | 96961.9161 | 27639.4307 | 12537.5529 | 0 | 61758.7723
5529 | 83.0716 | 2412.1921 | 87.181 | 2348.1739 | 83.0716 | 443.3 | 38861.9499 | 29905.7808 | 13565.5944 | 0 | 129317.5804
5530 | 78.5941 | 3393.5185 | 82.4815 | 3303.4563 | 78.5941 | 600.75 | 49969.7782 | 28293.8751 | 12834.4161 | 0 | 109972.791
5531 | 85.6854 | 3939.0554 | 89.9243 | 3834.515 | 85.6854 | 610.45 | 55524.6126 | 30846.7464 | 13992.4269 | 0 | 119064.1568
5532 | 80.162 | 4192.2509 | 84.127 | 4080.9908 | 80.162 | 611.95 | 52137.9781 | 28858.3111 | 13090.4505 | 0 | 111268.8296
5533 | 88.2653 | 4164.0655 | 92.6319 | 4053.5534 | 88.2653 | 613.8 | 57677.121 | 31775.5196 | 14413.7288 | 0 | 122353.4036
5534 | 80.4469 | 3871.9255 | 84.4261 | 3769.1667 | 80.4469 | 628.6 | 53872.9572 | 28960.8706 | 13136.9727 | 0 | 110324.8275
5535 | 94.9911 | 2640.9855 | 99.6895 | 2570.8952 | 94.9911 | 640.5 | 64705.7197 | 34196.7848 | 15512.0416 | 0 | 129140.3582
5536 | 84.2281 | 2445.48 | 88.3941 | 2380.5783 | 84.2281 | 1059.95 | 94906.5945 | 30322.115 | 13754.4483 | 0 | 79178.6229
5537 | 89.7426 | 1339.1008 | 94.1809 | 1303.5618 | 89.7426 | 1141.45 | 108726.1693 | 32307.323 | 14654.9607 | 0 | 77048.4782
5538 | 80.4598 | 277.8515 | 84.4398 | 270.4775 | 80.4598 | 1585.85 | 135366.5137 | 28965.5324 | 13139.0873 | 0 | 33322.4312
5539 | 96.4285 | 101.1976 | 101.1976 | 98.5119 | 96.4285 | 1754.2 | 180004.027 | 34714.2442 | 15746.7669 | 0 | 23702.0024
5540 | 86.0639 | 90.321 | 90.321 | 87.9239 | 86.0639 | 1801.3 | 164602.3477 | 30983.0143 | 14054.2395 | 0 | 17100.9026
5541 | 93.2359 | 97.8477 | 97.8477 | 95.2509 | 93.2359 | 1799.4 | 178287.9823 | 33564.9321 | 15225.4262 | 0 | 18703.1261
5542 | 86.8608 | 91.1574 | 91.1574 | 88.7381 | 86.8608 | 1819.25 | 167553.1363 | 31269.894 | 14184.3714 | 0 | 15700.0926
5543 | 92.439 | 97.0113 | 97.0113 | 94.4367 | 92.439 | 1816.1 | 177635.3561 | 33278.0524 | 15095.2943 | 0 | 16999.5321
5544 | 86.8608 | 91.1574 | 91.1574 | 88.7381 | 86.8608 | 1790.9 | 164840.5083 | 31269.894 | 14184.3714 | 0 | 18162.5968
5545 | 93.2359 | 0 | 0 | 0 | 0 | 1788.6 | 0 | 0 | 0 | 116720.1868 | 0
5546 | 87.6577 | 0.60134 | 0.60134 | 0.58538 | 0.58538 | 1743.3 | 1085.4306 | 210.7378 | 95.593 | 109004.0987 | 147.0891
5547 | 92.439 | 97.0113 | 97.0113 | 94.4367 | 92.439 | 1285.8 | 126570.7881 | 33278.0524 | 15095.2943 | 0 | 66019.9338
5548 | 86.8608 | 91.1574 | 91.1574 | 88.7381 | 86.8608 | 964.5 | 88906.0326 | 31269.894 | 14184.3714 | 0 | 89944.3758
5549 | 93.2359 | 97.8477 | 97.8477 | 95.2509 | 93.2359 | 959 | 94918.159 | 33564.9321 | 15225.4262 | 0 | 97058.5954
5550 | 82.8764 | 86.9753 | 86.9753 | 84.667 | 82.8764 | 1058.2 | 93061.8329 | 29835.4952 | 13533.7121 | 0 | 78052.6168
5551 | 84.4702 | 88.6481 | 88.6481 | 86.2954 | 84.4702 | 1163.1 | 104108.5481 | 30409.2548 | 13793.9758 | 0 | 70692.943
5552 | 79.4856 | 845.9698 | 83.4176 | 823.5182 | 79.4856 | 844.15 | 71267.7382 | 28614.8219 | 12980.0011 | 0 | 91873.4495
5553 | 83.7151 | 2404.7315 | 87.8558 | 2340.9112 | 83.7151 | 1627.9 | 144233.0526 | 30137.4362 | 13670.6759 | 0 | 31150.3889
5554 | 80.1929 | 3383.133 | 84.1596 | 3293.3465 | 80.1929 | 1725.1 | 146572.2133 | 28869.4276 | 13095.4931 | 0 | 22045.0157
5555 | 80.8682 | 4000.3776 | 84.8679 | 3894.2098 | 80.8682 | 1460.95 | 125498.8386 | 29112.5582 | 13205.7799 | 0 | 43592.0126
5556 | 79.7665 | 4251.0365 | 83.7125 | 4138.2163 | 79.7665 | 1358.55 | 115014.649 | 28715.947 | 13025.8726 | 0 | 51166.2338
5557 | 81.1979 | 4218.6984 | 85.2143 | 4106.7364 | 81.1979 | 1052.5 | 90606.0175 | 29231.2547 | 13259.6219 | 0 | 76935.0385
5558 | 74.3586 | 3881.4 | 78.037 | 3778.3898 | 74.3586 | 1654.85 | 130591.8337 | 26769.1092 | 12142.7654 | 0 | 25664.8834
5559 | 87.9635 | 2496.9499 | 92.3139 | 2430.6822 | 87.9635 | 1810.6 | 168947.7221 | 31666.8639 | 14364.4413 | 0 | 16660.289
5560 | 78.7595 | 2116.5616 | 82.6557 | 2060.3892 | 78.7595 | 1824.6 | 152273.733 | 28353.4027 | 12861.4185 | 0 | 13814.4079
5561 | 83.995 | 1220.9155 | 88.1496 | 1188.5131 | 83.995 | 1864.1 | 165832.3091 | 30238.2027 | 13716.3847 | 0 | 11414.9215
5562 | 78.9318 | 280.1404 | 82.8362 | 272.7057 | 78.9318 | 1844.2 | 153846.8986 | 28415.4404 | 12889.5595 | 0 | 12297.5712
5563 | 94.8446 | 99.5363 | 99.5363 | 96.8947 | 94.8446 | 1845.15 | 185071.4305 | 34144.0707 | 15488.1298 | 0 | 14686.6926
5564 | 89.2515 | 93.6656 | 93.6656 | 91.1798 | 89.2515 | 1852.4 | 175158.1072 | 32130.5333 | 14574.7669 | 0 | 13173.4476
5565 | 93.2359 | 97.8477 | 97.8477 | 95.2509 | 93.2359 | 1860.3 | 183788.8704 | 33564.9321 | 15225.4262 | 0 | 13025.0584
5566 | 86.8608 | 91.1574 | 91.1574 | 88.7381 | 86.8608 | 1878.35 | 172513.851 | 31269.894 | 14184.3714 | 0 | 10566.6184
5567 | 96.4235 | 101.1923 | 101.1923 | 98.5068 | 96.4235 | 1879.3 | 191515.5392 | 34712.4512 | 15745.9536 | 0 | 11638.2561
5568 | 86.8608 | 91.1574 | 91.1574 | 88.7381 | 86.8608 | 1855 | 170802.5951 | 31269.894 | 14184.3714 | 0 | 12594.8184
5569 | 93.2359 | 0 | 0 | 0 | 0 | 1823.6 | 0 | 0 | 0 | 116720.1868 | 0
5570 | 88.4546 | 0 | 0 | 0 | 0 | 1743.3 | 0 | 0 | 0 | 110734.5362 | 0
5571 | 86.8608 | 90.9118 | 90.9118 | 88.4991 | 86.8608 | 1553.1 | 143311.6049 | 31269.894 | 14184.3714 | 0 | 38713.6063
5572 | 86.8608 | 91.1574 | 91.1574 | 88.7381 | 86.8608 | 1276.3 | 117506.7877 | 31269.894 | 14184.3714 | 0 | 62861.1731
5573 | 93.2359 | 97.8477 | 97.8477 | 95.2509 | 93.2359 | 1280.6 | 126651.254 | 33564.9321 | 15225.4262 | 0 | 67073.9227
5574 | 83.6733 | 87.8117 | 87.8117 | 85.4812 | 83.6733 | 1386.3 | 123100.7269 | 30122.375 | 13663.844 | 0 | 51350.1201
5575 | 86.8608 | 91.1574 | 91.1574 | 88.7381 | 86.8608 | 1402.6 | 129066.4838 | 31269.894 | 14184.3714 | 0 | 51890.652
5576 | 75.7243 | 870.099 | 79.4706 | 847.0071 | 75.7243 | 1295.45 | 103953.2816 | 27260.7494 | 12365.7788 | 0 | 53351.5583
5577 | 84.1783 | 2426.3578 | 88.3417 | 2361.9636 | 84.1783 | 1442.8 | 128754.564 | 30304.185 | 13746.3151 | 0 | 46904.1442
5578 | 72.4879 | 3416.6003 | 76.0735 | 3325.9256 | 72.4879 | 1336.95 | 102755.6412 | 26095.6589 | 11837.2808 | 0 | 48063.1296
5579 | 80.7865 | 3295.9016 | 84.7819 | 3208.4302 | 80.7865 | 1027.25 | 87900.8135 | 29083.1531 | 13192.4414 | 0 | 78585.1032
5580 | 74.8706 | 3608.8588 | 78.5743 | 3513.0816 | 74.8706 | 946.45 | 75075.0275 | 26953.4294 | 12226.3751 | 0 | 78879.9599
5581 | 86.2801 | 4214.5352 | 90.5476 | 4102.6837 | 86.2801 | 964.35 | 88122.1045 | 31060.8304 | 14089.5378 | 0 | 89355.9695
5582 | 78.115 | 2456.2496 | 81.9788 | 2391.0621 | 78.115 | 1554.55 | 128671.5422 | 28121.3887 | 12756.1744 | 0 | 34796.3127
5583 | 78.5463 | 2696.4643 | 82.4311 | 2624.9016 | 78.5463 | 1562.75 | 130136.6371 | 28276.6623 | 12826.6082 | 0 | 34344.3628
5584 | 79.3432 | 2432.7595 | 83.2675 | 2368.1954 | 79.3432 | 1672.55 | 140671.8664 | 28563.5421 | 12956.7401 | 0 | 25980.9218
5585 | 88.3072 | 1319.8211 | 92.6749 | 1284.7938 | 88.3072 | 1866.6 | 174380.2424 | 31790.5808 | 14420.5607 | 0 | 11780.1763
5586 | 82.3435 | 271.3932 | 86.4159 | 264.1905 | 82.3435 | 1849.2 | 160953.746 | 29643.6444 | 13446.6865 | 0 | 12417.3933
5587 | 97.2562 | 102.0665 | 102.0665 | 99.3578 | 97.2562 | 1840.15 | 189509.5648 | 35012.2405 | 15881.9413 | 0 | 15546.3716
5588 | 88.4546 | 92.8302 | 92.8302 | 90.3666 | 88.4546 | 1852.4 | 173702.6798 | 31843.6536 | 14444.6351 | 0 | 13055.898
5589 | 94.0328 | 98.6841 | 98.6841 | 96.0651 | 94.0328 | 1860.3 | 185508.9618 | 33851.8119 | 15355.558 | 0 | 13136.3837
5590 | 86.8608 | 91.1574 | 91.1574 | 88.7381 | 86.8608 | 1878.35 | 172650.4517 | 31269.894 | 14184.3714 | 0 | 10566.6184
5591 | 90.8453 | 95.3384 | 95.3384 | 92.8082 | 90.8453 | 1879.3 | 180519.7527 | 32704.2929 | 14835.0306 | 0 | 10964.9915
5592 | 84.4702 | 88.6481 | 88.6481 | 86.2954 | 84.4702 | 1860 | 166344.6612 | 30409.2548 | 13793.9758 | 0 | 11825.8
5593 | 93.2359 | 0 | 0 | 0 | 0 | 1828.6 | 0 | 0 | 0 | 116720.1868 | 0
5594 | 81.2826 | 14.7859 | 14.7859 | 14.3935 | 14.3935 | 1807.8 | 27587.3041 | 5181.6495 | 2350.4538 | 83737.162 | 2707.9058
5595 | 92.439 | 97.0113 | 97.0113 | 94.4367 | 92.439 | 1708.5 | 168247.8002 | 33278.0524 | 15095.2943 | 0 | 26945.9685
5596 | 79.6888 | 83.6306 | 83.6306 | 81.4111 | 79.6888 | 1516.65 | 128770.3477 | 28687.9762 | 13013.1848 | 0 | 38517.5925
5597 | 90.0484 | 94.502 | 94.502 | 91.994 | 90.0484 | 1682.7 | 161591.4893 | 32417.4131 | 14704.8988 | 0 | 28572.2304
5598 | 79.6888 | 83.6306 | 83.6306 | 81.4111 | 79.6888 | 1679.8 | 142791.5698 | 28687.9762 | 13013.1848 | 0 | 25516.361
5599 | 86.0639 | 90.321 | 90.321 | 87.9239 | 86.0639 | 1708.5 | 156628.6616 | 30983.0143 | 14054.2395 | 0 | 25087.6352
5600 | 75.1595 | 545.3376 | 78.8776 | 530.8646 | 75.1595 | 1449.8 | 116179.0699 | 27057.4233 | 12273.5479 | 0 | 41352.762
5601 | 85.1346 | 1875.1936 | 89.346 | 1825.427 | 85.1346 | 1622.8 | 146877.0784 | 30648.4408 | 13902.4733 | 0 | 32112.7552
5602 | 74.1644 | 2674.6008 | 77.8334 | 2603.6184 | 74.1644 | 1612.2 | 127166.4457 | 26699.1822 | 12111.0457 | 0 | 28760.9524
5603 | 80.2656 | 3233.1543 | 84.2362 | 3147.3481 | 80.2656 | 1535.25 | 131108.5847 | 28895.6054 | 13107.3677 | 0 | 37303.4239
5604 | 72.995 | 3252.3395 | 76.6055 | 3166.0242 | 72.995 | 1136.7 | 88238.5618 | 26278.1862 | 11920.0772 | 0 | 63016.5504
5605 | 82.3325 | 3428.6114 | 86.4044 | 3337.618 | 82.3325 | 1111.35 | 97241.1692 | 29639.6998 | 13444.8972 | 0 | 73164.7756
5606 | 74.6694 | 2942.5287 | 78.3634 | 2864.4355 | 74.6694 | 1758.25 | 139672.0977 | 26880.9923 | 12193.5168 | 0 | 18051.333
5607 | 86.4494 | 2707.4532 | 90.7261 | 2635.5989 | 86.4494 | 1905.6 | 175107.0548 | 31121.7924 | 14117.1908 | 0 | 8160.8256
5608 | 80.9369 | 2070.9058 | 84.9404 | 2015.9451 | 80.9369 | 1899.6 | 163284.1622 | 29137.3016 | 13217.0038 | 0 | 8126.0697
5609 | 86.7502 | 1212.3467 | 91.0419 | 1180.1716 | 86.7502 | 1881.6 | 173390.3795 | 31230.0895 | 14166.3156 | 0 | 10271.2294
5610 | 79.3501 | 269.3771 | 83.2749 | 262.228 | 79.3501 | 1854.15 | 156237.812 | 28566.0523 | 12957.8787 | 0 | 11573.2187
5611 | 96.4444 | 101.2144 | 101.2144 | 98.5282 | 96.4444 | 1845.15 | 189227.648 | 34719.9818 | 15749.3695 | 0 | 14934.3534
5612 | 87.6577 | 91.9938 | 91.9938 | 89.5523 | 87.6577 | 1852.4 | 172890.4317 | 31556.7738 | 14314.5032 | 0 | 12938.2773
5613 | 90.8453 | 95.3384 | 95.3384 | 92.8082 | 90.8453 | 1860.3 | 180164.0246 | 32704.2929 | 14835.0306 | 0 | 12691.0465
5614 | 86.0639 | 90.321 | 90.321 | 87.9239 | 86.0639 | 1878.35 | 171905.5005 | 30983.0143 | 14054.2395 | 0 | 10469.6769
5615 | 92.439 | 97.0113 | 97.0113 | 94.4367 | 92.439 | 1879.3 | 184515.7985 | 33278.0524 | 15095.2943 | 0 | 11157.3873
5616 | 87.6577 | 91.9938 | 91.9938 | 89.5523 | 87.6577 | 1855 | 173062.9481 | 31556.7738 | 14314.5032 | 0 | 12710.3672
5617 | 94.0328 | 0 | 0 | 0 | 0 | 1821.1 | 0 | 0 | 0 | 117717.7952 | 0
5618 | 86.8608 | 9.7831 | 9.7831 | 9.5235 | 9.5235 | 1800.35 | 18297.552 | 3428.4432 | 1555.1799 | 96817.0985 | 1861.1373
5619 | 93.2359 | 97.8477 | 97.8477 | 95.2509 | 93.2359 | 1790.55 | 178098.5313 | 33564.9321 | 15225.4262 | 0 | 19528.264
5620 | 79.6888 | 83.6306 | 83.6306 | 81.4111 | 79.6888 | 1778.2 | 151277.049 | 28687.9762 | 13013.1848 | 0 | 17674.9809
5621 | 88.4546 | 92.8302 | 92.8302 | 90.3666 | 88.4546 | 1777.7 | 167842.203 | 31843.6536 | 14444.6351 | 0 | 19663.4561
5622 | 86.0639 | 90.321 | 90.321 | 87.9239 | 86.0639 | 1774.8 | 162966.9379 | 30983.0143 | 14054.2395 | 0 | 19381.5967
5623 | 88.4546 | 92.8292 | 92.8292 | 90.3655 | 88.4546 | 1755.1 | 165645.417 | 31843.6536 | 14444.6351 | 0 | 21662.3846
5624 | 78.9726 | 674.3449 | 82.8782 | 656.4481 | 78.9726 | 1526.1 | 128475.6227 | 28430.143 | 12896.2288 | 0 | 37425.1244
5625 | 84.4114 | 1891.5327 | 88.5872 | 1841.3324 | 84.4114 | 1677.8 | 150571.3876 | 30388.0974 | 13784.3786 | 0 | 27197.3472
5626 | 75.3169 | 2740.3759 | 79.0424 | 2667.6478 | 75.3169 | 1685.15 | 135169.99 | 27114.0821 | 12299.2489 | 0 | 23713.5243
5627 | 86.3179 | 3150.0924 | 90.5875 | 3066.4907 | 86.3179 | 1604.35 | 147309.3699 | 31074.4572 | 14095.7191 | 0 | 34151.6917
5628 | 74.6116 | 3394.7663 | 78.3025 | 3304.671 | 74.6116 | 1550.5 | 123121.7475 | 26860.1935 | 12184.0822 | 0 | 33537.9361
5629 | 87.3011 | 3205.7077 | 91.6191 | 3120.6299 | 87.3011 | 1528.35 | 141827.4662 | 31428.3951 | 14256.2692 | 0 | 41175.5627
5630 | 82.3166 | 1214.0373 | 86.3876 | 1181.8175 | 82.3166 | 1802.85 | 157875.555 | 29633.9622 | 13442.2945 | 0 | 16228.7101
5631 | 88.9845 | 1800.6114 | 93.3854 | 1752.8242 | 88.9845 | 1905.6 | 180446.7176 | 32034.4286 | 14531.1728 | 0 | 8400.1391
5632 | 81.1182 | 1559.8416 | 85.1314 | 1518.4443 | 81.1182 | 1897.1 | 163511.1478 | 29202.5668 | 13246.6088 | 0 | 8347.067
5633 | 82.9302 | 546.111 | 87.033 | 531.6175 | 82.9302 | 1876.6 | 165398.2713 | 29854.8596 | 13542.496 | 0 | 10233.5824
5634 | 82.6104 | 155.9753 | 86.6961 | 151.8358 | 82.6104 | 1854.2 | 162760.8768 | 29739.7491 | 13490.2806 | 0 | 12044.5984
5635 | 95.6336 | 100.3643 | 100.3643 | 97.7007 | 95.6336 | 1845.15 | 187498.3077 | 34428.0816 | 15616.9604 | 0 | 14808.8568
5636 | 90.8453 | 95.3384 | 95.3384 | 92.8082 | 90.8453 | 1852.4 | 179005.7604 | 32704.2929 | 14835.0306 | 0 | 13408.722
5637 | 93.2359 | 97.8477 | 97.8477 | 95.2509 | 93.2359 | 1860.3 | 184548.3273 | 33564.9321 | 15225.4262 | 0 | 13025.0584
5638 | 88.4546 | 92.8302 | 92.8302 | 90.3666 | 88.4546 | 1878.35 | 176406.153 | 31843.6536 | 14444.6351 | 0 | 10760.5013
5639 | 97.2204 | 102.0288 | 102.0288 | 99.321 | 97.2204 | 1879.3 | 194111.9886 | 34999.331 | 15876.0854 | 0 | 11734.454
5640 | 90.0484 | 0 | 0 | 0 | 0 | 1855 | 0 | 0 | 0 | 173641.7121 | 0
5641 | 92.439 | 0 | 0 | 0 | 0 | 1818.6 | 0 | 0 | 0 | 178251.669 | 0
5642 | 86.0639 | 80.8842 | 80.8842 | 78.7376 | 78.7376 | 1777.85 | 149414.3191 | 28345.5242 | 12857.8447 | 14127.5399 | 17121.5448
5643 | 90.8453 | 95.3384 | 95.3384 | 92.8082 | 90.8453 | 1721.45 | 166667.3182 | 32704.2929 | 14835.0306 | 0 | 25304.8747
5644 | 86.8608 | 91.1574 | 91.1574 | 88.7381 | 86.8608 | 1693 | 156985.964 | 31269.894 | 14184.3714 | 0 | 26666.2708
5645 | 92.439 | 97.0113 | 97.0113 | 94.4367 | 92.439 | 1666.4 | 164312.2272 | 33278.0524 | 15095.2943 | 0 | 30837.6504
5646 | 85.267 | 89.4845 | 89.4845 | 87.1097 | 85.267 | 1663.5 | 151236.3598 | 30696.1345 | 13924.1077 | 0 | 28692.3455
5647 | 76.5013 | 80.2849 | 80.2849 | 78.1542 | 76.5013 | 1708.5 | 139144.6622 | 27540.4571 | 12492.6574 | 0 | 22300.0415
5648 | 82.453 | 532.4921 | 86.5313 | 518.3601 | 82.453 | 1477 | 129361.2139 | 29683.0904 | 13464.5796 | 0 | 43122.9341
5649 | 644.2323 | 1881.9228 | 676.0975 | 1831.9776 | 644.2323 | 1643.05 | 1128391.0177 | 231923.6403 | 105203.1402 | 0 | 229958.7317
5650 | 550.7832 | 2702.1954 | 578.0262 | 2630.4806 | 550.7832 | 1640.55 | 960886.9522 | 198281.9678 | 89942.9037 | 0 | 197979.0371
5651 | 872.9741 | 2946.9637 | 916.1537 | 2868.7529 | 872.9741 | 1459.55 | 1352988.3668 | 314270.683 | 142556.6737 | 0 | 471798.8628
5652 | 946.1464 | 2115.6329 | 992.9449 | 2059.4851 | 946.1464 | 1466.9 | 1472817.537 | 340612.6999 | 154505.7053 | 0 | 504390.6398
5653 | 1239.5337 | 1134.3516 | 1134.3516 | 1104.2466 | 1104.2466 | 1484.8 | 1736799.3071 | 397528.7647 | 180323.4646 | 260876.4155 | 556873.4976
5654 | 1165.2976 | 1222.9357 | 1222.9357 | 1190.4797 | 1165.2976 | 1513.45 | 1874169.5162 | 419507.1446 | 190293.102 | 0 | 566975.2553
5655 | 1376.3664 | 193.4821 | 193.4821 | 188.3472 | 188.3472 | 1557.05 | 312560.2375 | 67804.9859 | 30757.095 | 2290876.5027 | 81663.5909
5656 | 885.9086 | 109.0245 | 109.0245 | 106.131 | 106.131 | 1546.05 | 174432.2614 | 38207.1716 | 17331.1975 | 1503657.5826 | 47159.0497
5657 | 1355.6593 | 29.0197 | 29.0197 | 28.2496 | 28.2496 | 1814.55 | 54489.1906 | 10169.8468 | 4613.1555 | 2559665.3736 | 5128.0634
5658 | 1090.8972 | 65.7698 | 65.7698 | 64.0243 | 64.0243 | 1816.7 | 123658.6535 | 23048.7596 | 10455.1735 | 1980135.2863 | 11487.411
5659 | 1122.6312 | 0 | 0 | 0 | 0 | 1835.15 | 0 | 0 | 0 | 2164787.7668 | 0
5660 | 1206.4888 | 0 | 0 | 0 | 0 | 1851.9 | 0 | 0 | 0 | 2326491.6106 | 0
5661 | 1114.0497 | 0 | 0 | 0 | 0 | 1850.3 | 0 | 0 | 0 | 2148239.9423 | 0
5662 | 1332.3971 | 150.3964 | 150.3964 | 146.405 | 146.405 | 1873.3 | 291803.067 | 52705.7865 | 23907.9304 | 2286967.6452 | 18157.1236
5663 | 1107.6746 | 621.2819 | 621.2819 | 604.7934 | 604.7934 | 1869.3 | 1204793.1706 | 217725.6373 | 98762.7683 | 969713.8621 | 77374.4
5664 | 162.5652 | 170.6059 | 170.6059 | 166.0781 | 162.5652 | 1847.5 | 320269.6673 | 58523.4714 | 26546.8969 | 0 | 24791.1625
5665 | 108.3768 | 0 | 0 | 0 | 0 | 1820 | 0 | 0 | 0 | 135674.747 | 0
5666 | 94.0328 | 0 | 0 | 0 | 0 | 1772 | 0 | 0 | 0 | 117717.7952 | 0
5667 | 105.1892 | 0 | 0 | 0 | 0 | 1625.8 | 0 | 0 | 0 | 131684.3133 | 0
5668 | 101.2048 | 0 | 0 | 0 | 0 | 1494.1 | 0 | 0 | 0 | 126696.2712 | 0
5669 | 105.1892 | 0 | 0 | 0 | 0 | 1484.75 | 0 | 0 | 0 | 131684.3133 | 0
5670 | 94.8297 | 0 | 0 | 0 | 0 | 1475.65 | 0 | 0 | 0 | 118715.4037 | 0
5671 | 86.8608 | 91.1574 | 91.1574 | 88.7381 | 86.8608 | 1714.1 | 158220.1371 | 31269.894 | 14184.3714 | 0 | 24833.5075
5672 | 82.0825 | 898.6811 | 86.142 | 874.8306 | 82.0825 | 1451.7 | 126726.8819 | 29549.6913 | 13404.0683 | 0 | 45005.8215
5673 | 832.2691 | 2261.6708 | 873.4353 | 2201.6473 | 832.2691 | 1465.3 | 1297669.4331 | 299616.8647 | 135909.5389 | 0 | 445014.271
5674 | 1035.63 | 3450.0499 | 1086.8551 | 3358.4874 | 1035.63 | 1466 | 1614956.2805 | 372826.787 | 169118.3731 | 0 | 553026.4008
5675 | 888.0562 | 3967.6134 | 931.9817 | 3862.3151 | 888.0562 | 1442.9 | 1359953.1544 | 319700.2411 | 145019.5816 | 0 | 494736.1231
5676 | 1347.1615 | 4236.8247 | 1413.7952 | 4124.3817 | 1347.1615 | 1428.8 | 2044497.4627 | 484978.1267 | 219991.4669 | 0 | 769498.6277
5677 | 1336.4483 | 4209.9522 | 1402.5534 | 4098.2223 | 1336.4483 | 1451.25 | 2067126.8381 | 481121.3869 | 218242.0069 | 0 | 733376.003
5678 | 1189.8149 | 3892.7898 | 1248.6665 | 3789.4773 | 1189.8149 | 1467.75 | 1858049.7219 | 428333.359 | 194296.7709 | 0 | 633278.9731
5679 | 1475.6089 | 2387.1981 | 1548.5966 | 2323.8432 | 1475.6089 | 1468.4 | 2302197.9437 | 531219.1997 | 240966.9314 | 0 | 784433.6849
5680 | 1639.9322 | 2431.0268 | 1721.0475 | 2366.5087 | 1639.9322 | 1476.35 | 2575873.4327 | 590375.5996 | 267800.9317 | 0 | 858750.5075
5681 | 1706.823 | 986.3197 | 986.3197 | 960.1433 | 960.1433 | 1721.65 | 1757750.335 | 345651.586 | 156791.4 | 1439834.4598 | 261602.5155
5682 | 1428.5228 | 121.5855 | 121.5855 | 118.3587 | 118.3587 | 1816.65 | 228361.7002 | 42609.1279 | 19327.9738 | 2526410.3319 | 21242.0142
5683 | 1533.5207 | 0 | 0 | 0 | 0 | 1819.15 | 0 | 0 | 0 | 5481870.4838 | 0
5684 | 1655.1368 | 0 | 0 | 0 | 0 | 1825.5 | 0 | 0 | 0 | 5916611.0736 | 0
5685 | 1609.7142 | 0 | 0 | 0 | 0 | 1826.05 | 0 | 0 | 0 | 5754238.9834 | 0
5686 | 1722.0755 | 321.0034 | 321.0034 | 312.4841 | 312.4841 | 1837.4 | 610751.6591 | 112494.2763 | 51028.6537 | 5038860.5929 | 49735.1124
5687 | 1463.8837 | 621.2819 | 621.2819 | 604.7934 | 604.7934 | 1833.55 | 1181315.7749 | 217725.6373 | 98762.7683 | 3070986.4338 | 98538.4
5688 | 1754.7479 | 0 | 0 | 0 | 0 | 1816.05 | 0 | 0 | 0 | 3383708.4072 | 0
5689 | 1349.1318 | 0 | 0 | 0 | 0 | 1632.1 | 0 | 0 | 0 | 1688951.079 | 0
5690 | 1326.022 | 0 | 0 | 0 | 0 | 1772.8 | 0 | 0 | 0 | 1660020.4351 | 0
5691 | 1411.2891 | 0 | 0 | 0 | 0 | 1766.75 | 0 | 0 | 0 | 1766764.5372 | 0
5692 | 1294.1465 | 0 | 0 | 0 | 0 | 1769.7 | 0 | 0 | 0 | 1620116.0966 | 0
5693 | 1482.2121 | 0 | 0 | 0 | 0 | 1763.25 | 0 | 0 | 0 | 1855551.6875 | 0
5694 | 1483.009 | 0 | 0 | 0 | 0 | 1763.5 | 0 | 0 | 0 | 1856549.2957 | 0
5695 | 1287.7714 | 310.4793 | 310.4793 | 302.2394 | 302.2394 | 1745.5 | 560006.0526 | 108806.1806 | 49355.6925 | 1900417.0962 | 75292.807
5696 | 1284.4902 | 1126.4397 | 1126.4397 | 1096.5446 | 1096.5446 | 1227.75 | 1425914.5652 | 394756.0728 | 179065.7408 | 362418.3945 | 828893.7653
5697 | 1520.7915 | 1596.0145 | 1596.0145 | 1553.6571 | 1520.7915 | 294.25 | 471915.4162 | 547484.9234 | 248345.2444 | 0 | 2594090.0227
5698 | 1079.7616 | 1804.0379 | 1133.1699 | 1756.1597 | 1079.7616 | 658.15 | 751796.0364 | 388714.1882 | 176325.0748 | 0 | 1448878.1486
5699 | 1397.4561 | 2761.1091 | 1466.5769 | 2687.8308 | 1397.4561 | 1023.15 | 1511485.9646 | 503084.1841 | 228204.5757 | 0 | 1365104.959
5700 | 1300.2516 | 3521.1247 | 1364.566 | 3427.676 | 1300.2516 | 1024.65 | 1409222.8467 | 468090.5908 | 212331.093 | 0 | 1268200.438
5701 | 1512.0147 | 3287.338 | 1586.8023 | 3200.0939 | 1512.0147 | 1026.5 | 1646362.7408 | 544325.3017 | 246912.0049 | 0 | 1471946.3367
5702 | 1330.6818 | 2852.5761 | 1396.5001 | 2776.8702 | 1330.6818 | 1041.3 | 1472269.1515 | 479045.453 | 217300.3402 | 0 | 1275724.6551
5703 | 1355.5716 | 2543.6531 | 1422.6223 | 2476.1459 | 1355.5716 | 894.35 | 1287896.8171 | 488005.7839 | 221364.8459 | 0 | 1498787.7639
5704 | 1598.3855 | 1136.8777 | 1136.8777 | 1106.7056 | 1106.7056 | 704.6 | 829873.3895 | 398414.0106 | 180725.022 | 948114.164 | 1403300.343
5705 | 1495.9604 | 545.5726 | 545.5726 | 531.0934 | 531.0934 | 1329.95 | 752674.4963 | 191193.6353 | 86727.5573 | 1860568.4463 | 348331.523
5706 | 1298.7306 | 168.7085 | 168.7085 | 164.231 | 164.231 | 1770.7 | 309777.744 | 59123.1761 | 26818.9296 | 2187673.6075 | 36861.5801
5707 | 1402.2623 | 0 | 0 | 0 | 0 | 1766.25 | 0 | 0 | 0 | 5012661.4348 | 0
5708 | 1392.1637 | 0 | 0 | 0 | 0 | 1816.3 | 0 | 0 | 0 | 4976562.1277 | 0
5709 | 1202.5043 | 0 | 0 | 0 | 0 | 1771.6 | 0 | 0 | 0 | 4298587.4363 | 0
5710 | 1352.3193 | 321.0034 | 321.0034 | 312.4841 | 312.4841 | 1774.25 | 590755.4873 | 112494.2763 | 51028.6537 | 3717094.8054 | 69051.0555
5711 | 1295.7403 | 621.2819 | 621.2819 | 604.7934 | 604.7934 | 1742 | 1122574.1347 | 217725.6373 | 98762.7683 | 2469924.8372 | 152736
5712 | 1243.9425 | 0 | 0 | 0 | 0 | 1673.35 | 0 | 0 | 0 | 2398714.2702 | 0
5713 | 1173.8164 | 0 | 0 | 0 | 0 | 1795.1 | 0 | 0 | 0 | 1469477.2235 | 0
5714 | 1220.8328 | 0 | 0 | 0 | 0 | 1731.25 | 0 | 0 | 0 | 1528336.1218 | 0
5715 | 1220.0359 | 0 | 0 | 0 | 0 | 1721.45 | 0 | 0 | 0 | 1527338.5124 | 0
5716 | 899.6868 | 0 | 0 | 0 | 0 | 1667.2 | 0 | 0 | 0 | 1126299.9223 | 0
5717 | 1117.2373 | 0 | 0 | 0 | 0 | 1596.75 | 0 | 0 | 0 | 1398647.0249 | 0
5718 | 1305.3029 | 0 | 0 | 0 | 0 | 1716.5 | 0 | 0 | 0 | 1634082.6157 | 0
5719 | 1147.519 | 382.3518 | 382.3518 | 372.2044 | 372.2044 | 1782.6 | 705814.0487 | 133993.5797 | 60780.9766 | 1495051.6639 | 79205.5594
5720 | 929.5402 | 975.5176 | 975.5176 | 949.6279 | 929.5402 | 1602.75 | 1582758.4863 | 334634.4843 | 151793.9202 | 0 | 369259.765
5721 | 1210.9693 | 1270.8668 | 1270.8668 | 1237.1387 | 1210.9693 | 1783.25 | 2294796.0165 | 435948.9412 | 197751.2836 | 0 | 262477.5307
5722 | 1135.0278 | 2319.28 | 1191.1696 | 2257.7276 | 1135.0278 | 1773.6 | 2138495.6166 | 408610.017 | 185350.0438 | 0 | 256970.2996
5723 | 1545.1075 | 4023.4889 | 1621.5322 | 3916.7077 | 1545.1075 | 1696.95 | 2785130.4619 | 556238.7011 | 252316.0552 | 0 | 468244.8288
5724 | 1332.948 | 1686.9273 | 1398.8792 | 1642.1572 | 1332.948 | 1623.45 | 2300552.6923 | 479861.2674 | 217670.4027 | 0 | 501921.5562
5725 | 1136.3975 | 4243.7144 | 1192.6063 | 4131.0886 | 1136.3975 | 1487.4 | 1792857.1669 | 409103.0914 | 185573.7078 | 0 | 582517.3462
5726 | 1310.148 | 2653.9904 | 1374.9515 | 2583.555 | 1310.148 | 1790.8 | 2489862.2644 | 471653.2789 | 213947.1679 | 0 | 274082.961
5727 | 1355.743 | 3267.4497 | 1422.8017 | 3180.7333 | 1355.743 | 1873.55 | 2692910.2724 | 488067.4631 | 221392.8242 | 0 | 171433.6964
5728 | 1265.597 | 2106.5141 | 1328.1968 | 2050.6083 | 1265.597 | 1904.6 | 2555838.9575 | 455614.9074 | 206671.9844 | 0 | 120737.9505
5729 | 1372.3541 | 63.1199 | 63.1199 | 61.4448 | 61.4448 | 1886.6 | 122549.2964 | 22120.1156 | 10033.9302 | 2527847.4208 | 6820.443
5730 | 1424.6399 | 213.0514 | 213.0514 | 207.3972 | 207.3972 | 1854.2 | 407209.4279 | 74662.9757 | 33867.9554 | 2347228.6942 | 29598.858
5731 | 1131.4817 | 0 | 0 | 0 | 0 | 1845.15 | 0 | 0 | 0 | 4044703.007 | 0
5732 | 1318.85 | 0 | 0 | 0 | 0 | 1852.4 | 0 | 0 | 0 | 4714487.8804 | 0
5733 | 1212.067 | 0 | 0 | 0 | 0 | 1860.3 | 0 | 0 | 0 | 4332771.0352 | 0
5734 | 1363.4758 | 321.0034 | 321.0034 | 312.4841 | 312.4841 | 1878.35 | 621250.1245 | 112494.2763 | 51028.6537 | 3756975.669 | 37209.5721
5735 | 1298.9278 | 621.2819 | 621.2819 | 604.7934 | 604.7934 | 1879.25 | 1201481.674 | 217725.6373 | 98762.7683 | 2481319.3702 | 71484
5736 | 502.0396 | 0 | 0 | 0 | 0 | 1854.95 | 0 | 0 | 0 | 968090.9611 | 0
5737 | 307.5989 | 0 | 0 | 0 | 0 | 1821.1 | 0 | 0 | 0 | 385076.8556 | 0
5738 | 222.3318 | 0 | 0 | 0 | 0 | 1745.5 | 0 | 0 | 0 | 278332.7532 | 0
5739 | 304.4113 | 0 | 0 | 0 | 0 | 1735.7 | 0 | 0 | 0 | 381086.4219 | 0
5740 | 233.4883 | 0 | 0 | 0 | 0 | 1762.9 | 0 | 0 | 0 | 292299.2713 | 0
5741 | 283.6922 | 0 | 0 | 0 | 0 | 1757.4 | 0 | 0 | 0 | 355148.6026 | 0
5742 | 279.7078 | 0 | 0 | 0 | 0 | 1779.8 | 0 | 0 | 0 | 350160.5605 | 0
5743 | 278.114 | 291.8703 | 291.8703 | 284.1242 | 278.114 | 1782.6 | 527685.264 | 100121.0369 | 45416.0148 | 0 | 60461.9817
5744 | 207.0754 | 905.7482 | 217.3175 | 881.7102 | 207.0754 | 1797.65 | 395233.4929 | 74547.1405 | 33815.4113 | 0 | 41901.7052
5745 | 1378.0269 | 1446.1869 | 1446.1869 | 1407.8059 | 1378.0269 | 1822.8 | 2669094.996 | 496089.697 | 225031.7986 | 0 | 244186.2072
5746 | 1300.4519 | 3238.6041 | 1364.7759 | 3152.6533 | 1300.4519 | 1810.65 | 2497251.3026 | 468162.6696 | 212363.7887 | 0 | 246240.5597
5747 | 1608.7589 | 3930.2966 | 1688.3326 | 3825.9887 | 1608.7589 | 1696.95 | 2895884.1594 | 579153.222 | 262710.3365 | 0 | 487534.3998
5748 | 1772.0822 | 4178.483 | 1859.734 | 4067.5883 | 1772.0822 | 1623.45 | 3062516.4164 | 637949.5877 | 289381.0213 | 0 | 667277.5479
5749 | 1617.9401 | 3532.5208 | 1697.9677 | 3438.7697 | 1617.9401 | 1568.4 | 2695729.1436 | 582458.4353 | 264209.618 | 0 | 698302.9463
5750 | 1533.0237 | 2394.5433 | 1608.8515 | 2330.9934 | 1533.0237 | 1882.05 | 3064249.9726 | 551888.528 | 250342.7684 | 0 | 180820.1441
5751 | 1780.7354 | 2539.1162 | 1868.815 | 2471.7295 | 1780.7354 | 1910.6 | 3620190.4693 | 641064.7433 | 290794.0905 | 0 | 159197.7446
5752 | 1349.0361 | 297.2844 | 297.2844 | 289.3947 | 289.3947 | 1909.6 | 586346.0134 | 104182.0852 | 47258.1514 | 2043323.585 | 25607.8792
5753 | 1613.9387 | 380.0986 | 380.0986 | 370.011 | 370.011 | 1886.55 | 740587.4499 | 133203.9565 | 60422.7947 | 2398685.75 | 41089.7748
5754 | 1295.9295 | 73.2924 | 73.2924 | 71.3472 | 71.3472 | 1854.2 | 140297.89 | 25685.0052 | 11651.0037 | 2361381.6085 | 10182.3804
5755 | 1388.6465 | 0 | 0 | 0 | 0 | 1845.15 | 0 | 0 | 0 | 4963988.9746 | 0
5756 | 1267.0523 | 0 | 0 | 0 | 0 | 1852.4 | 0 | 0 | 0 | 4529326.7243 | 0
5757 | 1465.4775 | 0 | 0 | 0 | 0 | 1860.3 | 0 | 0 | 0 | 5238636.3786 | 0
5758 | 1438.3833 | 321.0034 | 321.0034 | 312.4841 | 312.4841 | 1878.35 | 621772.8031 | 112494.2763 | 51028.6537 | 4024747.1882 | 37209.5721
5759 | 1352.3193 | 621.2819 | 621.2819 | 604.7934 | 604.7934 | 1879.3 | 1204730.0012 | 217725.6373 | 98762.7683 | 2672177.791 | 71454.4
5760 | 574.5564 | 0 | 0 | 0 | 0 | 1859.95 | 0 | 0 | 0 | 1107926.3222 | 0
5761 | 496.4614 | 0 | 0 | 0 | 0 | 1828.55 | 0 | 0 | 0 | 621510.0545 | 0
5762 | 496.4614 | 0 | 0 | 0 | 0 | 1805.35 | 0 | 0 | 0 | 621510.0545 | 0
5763 | 502.0396 | 0 | 0 | 0 | 0 | 1795.55 | 0 | 0 | 0 | 628493.3135 | 0
5764 | 419.9601 | 0 | 0 | 0 | 0 | 1785.7 | 0 | 0 | 0 | 525739.6449 | 0
5765 | 483.7112 | 0 | 0 | 0 | 0 | 1777.7 | 0 | 0 | 0 | 605548.3196 | 0
5766 | 465.3827 | 0 | 0 | 0 | 0 | 1777.3 | 0 | 0 | 0 | 582603.3256 | 0
5767 | 470.1641 | 315.4884 | 315.4884 | 307.1155 | 307.1155 | 1782.6 | 583877.763 | 110561.5935 | 50151.9673 | 314409.0634 | 65354.5706
5768 | 384.0224 | 510.593 | 403.0178 | 497.0421 | 384.0224 | 1526.65 | 624729.9781 | 138248.0745 | 62710.8627 | 0 | 181777.0168
5769 | 1040.75 | 1357.8326 | 1092.2283 | 1321.7965 | 1040.75 | 1783.25 | 1968011.8349 | 374669.9896 | 169954.4703 | 0 | 225582.5562
5770 | 1686.0651 | 2268.5574 | 1769.4623 | 2208.3511 | 1686.0651 | 1604.3 | 2866597.5217 | 606983.4277 | 275334.4271 | 0 | 667175.951
5771 | 1865.857 | 3109.0249 | 1958.1473 | 3026.513 | 1865.857 | 1490.1 | 2946902.3964 | 671708.5222 | 304694.4491 | 0 | 951400.4874
5772 | 1807.6941 | 2661.4416 | 1897.1074 | 2590.8084 | 1807.6941 | 1575.5 | 3020704.6273 | 650769.8857 | 295196.4509 | 0 | 767366.1569
5773 | 1599.518 | 4264.881 | 1678.6345 | 4151.6934 | 1599.518 | 1593.4 | 2701511.845 | 575826.4926 | 261201.2951 | 0 | 650364.033
5774 | 1650.484 | 2207.1932 | 1732.1214 | 2148.6155 | 1650.484 | 1882.05 | 3296380.3395 | 594174.2461 | 269524.04 | 0 | 194674.5898
5775 | 1952.3423 | 2174.9327 | 2048.9101 | 2117.2112 | 1952.3423 | 1910.6 | 3966062.287 | 702843.2244 | 318817.496 | 0 | 174539.4007
5776 | 1917.6398 | 821.5257 | 821.5257 | 799.7229 | 799.7229 | 1909.55 | 1622471.4925 | 287900.2285 | 130594.7425 | 2155697.1282 | 70804.8027
5777 | 1638.3992 | 116.3287 | 116.3287 | 113.2414 | 113.2414 | 1886.6 | 226451.2562 | 40766.9189 | 18492.3274 | 2940986.1219 | 12569.9364
5778 | 1789.8428 | 120.5329 | 120.5329 | 117.334 | 117.334 | 1854.2 | 230496.055 | 42240.2448 | 19160.6444 | 3225125.5212 | 16745.4216
5779 | 1557.9215 | 0 | 0 | 0 | 0 | 1845.15 | 0 | 0 | 0 | 5569095.6292 | 0
5780 | 1417.6642 | 0 | 0 | 0 | 0 | 1852.4 | 0 | 0 | 0 | 5067718.3914 | 0
5781 | 1755.5448 | 0 | 0 | 0 | 0 | 1860.3 | 0 | 0 | 0 | 6275538.8493 | 0
5782 | 1519.6659 | 321.0034 | 321.0034 | 312.4841 | 312.4841 | 1878.35 | 619379.8052 | 112494.2763 | 51028.6537 | 4315307.7697 | 37209.5721
5783 | 1699.7626 | 621.2819 | 621.2819 | 604.7934 | 604.7934 | 1879.3 | 1201127.1388 | 217725.6373 | 98762.7683 | 3914181.8478 | 71454.4
5784 | 524.3525 | 0 | 0 | 0 | 0 | 1860 | 0 | 0 | 0 | 1011117.2261 | 0
5785 | 475.7423 | 0 | 0 | 0 | 0 | 1831.1 | 0 | 0 | 0 | 595572.2352 | 0
5786 | 485.3049 | 0 | 0 | 0 | 0 | 1807.85 | 0 | 0 | 0 | 607543.5365 | 0
5787 | 448.6481 | 0 | 0 | 0 | 0 | 1695.05 | 0 | 0 | 0 | 561653.5485 | 0
5788 | 408.8037 | 0 | 0 | 0 | 0 | 1533.25 | 0 | 0 | 0 | 511773.1268 | 0
5789 | 496.4614 | 0 | 0 | 0 | 0 | 1467 | 0 | 0 | 0 | 621510.0545 | 0
5790 | 478.9298 | 0 | 0 | 0 | 0 | 1418.95 | 0 | 0 | 0 | 599562.6689 | 0
5791 | 400.8348 | 260.8314 | 260.8314 | 253.909 | 253.909 | 1527.65 | 412154.0487 | 91407.2541 | 41463.3461 | 283319.2536 | 117396.9243
5792 | 182.8679 | 330.777 | 191.9121 | 321.9984 | 182.8679 | 1481.95 | 288361.53 | 65832.4506 | 29862.331 | 0 | 94734.725
5793 | 1356.1404 | 1423.2194 | 1423.2194 | 1385.4479 | 1356.1404 | 1701.2 | 2451008.1232 | 488210.5444 | 221457.7275 | 0 | 405214.7518
5794 | 1493.0687 | 2336.3013 | 1566.9202 | 2274.2971 | 1493.0687 | 1802.1 | 2853607.4885 | 537504.7352 | 243818.1202 | 0 | 295478.2975
5795 | 1601.832 | 2944.9529 | 1681.0629 | 2866.7955 | 1601.832 | 1658.5 | 2815841.9158 | 576659.5196 | 261579.1654 | 0 | 547025.6277
5796 | 1394.3631 | 3131.6051 | 1463.332 | 3048.494 | 1394.3631 | 1704.3 | 2520726.7721 | 501970.7322 | 227699.5016 | 0 | 412313.182
5797 | 1717.3001 | 3084.1337 | 1802.2434 | 3002.2825 | 1717.3001 | 1762.15 | 3206309.1553 | 618228.0385 | 280435.1075 | 0 | 408459.8304
5798 | 1250.3824 | 3192.8329 | 1312.2303 | 3108.0968 | 1250.3824 | 1790.8 | 2370432.8092 | 450137.6554 | 204187.442 | 0 | 261579.9931
5799 | 1121.1221 | 2668.834 | 1176.5757 | 2598.0046 | 1121.1221 | 1873.55 | 2216739.4116 | 403603.965 | 183079.243 | 0 | 141765.8927
5800 | 1607.7798 | 1137.2681 | 1137.2681 | 1107.0856 | 1107.0856 | 1876.8 | 2194134.017 | 398550.8247 | 180787.0824 | 965496.5383 | 133507.7744
5801 | 1448.2039 | 288.4018 | 288.4018 | 280.7478 | 280.7478 | 1876.6 | 556934.8308 | 101069.1971 | 45846.1108 | 2251224.3393 | 33911.4306
5802 | 1364.7797 | 52.0901 | 52.0901 | 50.7076 | 50.7076 | 1844.2 | 98713.8244 | 18254.75 | 8280.5574 | 2533946.115 | 7733.133
5803 | 1446.5205 | 0 | 0 | 0 | 0 | 1842.65 | 0 | 0 | 0 | 5170870.9595 | 0
5804 | 1027.9858 | 0 | 0 | 0 | 0 | 1852.4 | 0 | 0 | 0 | 3674736.7738 | 0
5805 | 1208.0826 | 0 | 0 | 0 | 0 | 1860.3 | 0 | 0 | 0 | 4318527.8699 | 0
5806 | 1391.3668 | 321.0034 | 321.0034 | 312.4841 | 312.4841 | 1878.35 | 619341.4062 | 112494.2763 | 51028.6537 | 3856677.8297 | 37209.5721
5807 | 960.2503 | 621.2819 | 621.2819 | 604.7934 | 604.7934 | 1879.3 | 1198396.3998 | 217725.6373 | 98762.7683 | 1270650.2767 | 71454.4
5808 | 1379.4135 | 0 | 0 | 0 | 0 | 1860 | 0 | 0 | 0 | 2659945.1651 | 0
5809 | 1115.6435 | 0 | 0 | 0 | 0 | 1718.1 | 0 | 0 | 0 | 2151313.248 | 0
5810 | 1562.6978 | 0 | 0 | 0 | 0 | 1805.35 | 0 | 0 | 0 | 3013375.1979 | 0
5811 | 1405.7108 | 0 | 0 | 0 | 0 | 1795.55 | 0 | 0 | 0 | 2710654.6906 | 0
5812 | 1476.6339 | 0 | 0 | 0 | 0 | 1629.55 | 0 | 0 | 0 | 2847416.7485 | 0
5813 | 1177.8008 | 0 | 0 | 0 | 0 | 1536.15 | 0 | 0 | 0 | 2271172.1275 | 0
5814 | 1127.5968 | 0 | 0 | 0 | 0 | 1509.3 | 0 | 0 | 0 | 2174363.032 | 0
5815 | 1133.1751 | 331.9472 | 331.9472 | 323.1375 | 323.1375 | 1536.05 | 526886.1697 | 116329.484 | 52768.3465 | 1562008.4732 | 146748.3129
5816 | 181.302 | 944.2604 | 190.2697 | 919.2002 | 181.302 | 1279.9 | 246068.1145 | 65268.7318 | 29606.622 | 0 | 130555.5939
5817 | 479.2755 | 1305.6712 | 502.9812 | 1271.0194 | 479.2755 | 1489.85 | 757563.5219 | 172539.171 | 78265.6851 | 0 | 244502.3836
5818 | 453.9145 | 3412.5851 | 476.3669 | 3322.017 | 453.9145 | 1520.8 | 731994.7324 | 163409.2226 | 74124.239 | 0 | 217515.8319
5819 | 496.7951 | 3904.1566 | 521.3678 | 3800.5424 | 496.7951 | 1442.45 | 760285.1254 | 178846.2226 | 81126.6337 | 0 | 276988.0872
5820 | 414.3719 | 4143.2714 | 434.868 | 4033.3112 | 414.3719 | 1457.3 | 640290.8623 | 149173.8902 | 67666.9341 | 0 | 224879.6395
5821 | 318.7732 | 4120.8696 | 334.5404 | 4011.5039 | 318.7732 | 1475.2 | 497832.1122 | 114758.3596 | 52055.667 | 0 | 167292.1864
5822 | 334.3604 | 3801.496 | 350.8994 | 3700.6064 | 334.3604 | 1539 | 546140.0918 | 120369.7277 | 54601.0459 | 0 | 154140.1235
5823 | 406.4429 | 3239.0564 | 426.5468 | 3153.0936 | 406.4429 | 1748.6 | 752650.0034 | 146319.4365 | 66372.1222 | 0 | 102179.7399
5824 | 328.2074 | 2405.6204 | 344.4421 | 2341.7765 | 328.2074 | 1825.5 | 634064.5965 | 118154.6573 | 53596.2654 | 0 | 57272.1881
5825 | 412.0002 | 1284.5151 | 432.3786 | 1250.4247 | 412.0002 | 1876.6 | 817971.4675 | 148320.0643 | 67279.6292 | 0 | 50840.822
5826 | 284.013 | 211.5496 | 211.5496 | 205.9352 | 205.9352 | 1784.35 | 389580.3993 | 74136.6828 | 33629.2231 | 150558.529 | 43470.5113
5827 | 303.3544 | 0 | 0 | 0 | 0 | 1840.15 | 0 | 0 | 0 | 584963.2008 | 0
5828 | 260.5825 | 0 | 0 | 0 | 0 | 1852.4 | 0 | 0 | 0 | 502485.3084 | 0
5829 | 203.2065 | 0 | 0 | 0 | 0 | 1859.8 | 0 | 0 | 0 | 391846.3414 | 0
5830 | 329.9117 | 290.0379 | 290.0379 | 282.3405 | 282.3405 | 1877.85 | 562623.9166 | 101642.5658 | 46106.1972 | 91732.4328 | 33758.3512
5831 | 295.6455 | 310.2695 | 310.2695 | 302.0351 | 295.6455 | 1869.3 | 585845.1332 | 106432.3917 | 48278.9154 | 0 | 38640.8711
5832 | 301.2237 | 316.1234 | 316.1234 | 307.7336 | 301.2237 | 1812.95 | 579525.9087 | 108440.55 | 49189.8384 | 0 | 56343.9024
5833 | 332.0389 | 0 | 0 | 0 | 0 | 1562.9 | 0 | 0 | 0 | 415672.9029 | 0
5834 | 303.4149 | 0 | 0 | 0 | 0 | 1590.85 | 0 | 0 | 0 | 379839.032 | 0
5835 | 303.4149 | 0 | 0 | 0 | 0 | 1577.5 | 0 | 0 | 0 | 379839.032 | 0
5836 | 323.0428 | 0 | 0 | 0 | 0 | 1566.6 | 0 | 0 | 0 | 404410.8292 | 0
5837 | 232.2637 | 0 | 0 | 0 | 0 | 1554.45 | 0 | 0 | 0 | 290766.2671 | 0
5838 | 282.1513 | 0 | 0 | 0 | 0 | 1543.35 | 0 | 0 | 0 | 353219.585 | 0
5839 | 262.5234 | 275.5081 | 275.5081 | 268.1963 | 262.5234 | 1507.35 | 420050.622 | 94508.4222 | 42870.0704 | 0 | 129331.956
5840 | 251.6319 | 457.6088 | 264.0784 | 445.4641 | 251.6319 | 1269.95 | 338918.8839 | 90587.5004 | 41091.4967 | 0 | 183703.9018
5841 | 470.5752 | 1299.4731 | 493.8509 | 1264.9857 | 470.5752 | 1283.55 | 641000.5668 | 169407.0829 | 76844.9351 | 0 | 337143.6237
5842 | 1198.9713 | 2011.9071 | 1258.2753 | 1958.5122 | 1198.9713 | 1366.55 | 1731785.9385 | 431629.6802 | 195792.0188 | 0 | 759488.3915
5843 | 1601.2271 | 2733.3025 | 1680.428 | 2660.7622 | 1601.2271 | 1207.5 | 2039548.8444 | 576441.7556 | 261480.3853 | 0 | 1268972.476
5844 | 1241.291 | 3070.88 | 1302.6886 | 2989.3806 | 1241.291 | 1216 | 1598839.1937 | 446864.747 | 202702.8144 | 0 | 973172.1158
5845 | 1602.0439 | 3306.6125 | 1681.2854 | 3218.8568 | 1602.0439 | 1300.05 | 2205479.0533 | 576735.8065 | 261613.77 | 0 | 1121350.6327
5846 | 1542.9506 | 3206.9261 | 1619.2695 | 3121.816 | 1542.9506 | 1444 | 2363597.417 | 555462.211 | 251963.8307 | 0 | 857880.5258
5847 | 1640.668 | 2266.1919 | 1721.8199 | 2206.0484 | 1640.668 | 1586.95 | 2758619.9276 | 590640.4685 | 267921.0792 | 0 | 677677.9042
5848 | 1242.7375 | 2025.929 | 1304.2061 | 1972.1619 | 1242.7375 | 1607.95 | 2115638.6702 | 447385.5 | 202939.0338 | 0 | 487215.2369
5849 | 1329.2874 | 1122.8138 | 1122.8138 | 1093.015 | 1093.015 | 1600.55 | 1852440.5636 | 393485.3936 | 178489.3466 | 455607.9124 | 427369.1583
5850 | 1176.7039 | 215.2815 | 215.2815 | 209.5681 | 209.5681 | 1581.65 | 351110.2876 | 75444.5078 | 34222.467 | 1864943.4234 | 85818.2272
5851 | 1489.1425 | 0 | 0 | 0 | 0 | 1579.15 | 0 | 0 | 0 | 5323231.7024 | 0
5852 | 1527.7062 | 0 | 0 | 0 | 0 | 1605 | 0 | 0 | 0 | 5461085.3746 | 0
5853 | 1849.1134 | 0 | 0 | 0 | 0 | 1629.95 | 0 | 0 | 0 | 6610018.2173 | 0
5854 | 1687.1831 | 321.0034 | 321.0034 | 312.4841 | 312.4841 | 1645.4 | 544935.9804 | 112494.2763 | 51028.6537 | 4914130.8881 | 108462.9204
5855 | 1236.5588 | 621.2819 | 621.2819 | 604.7934 | 604.7934 | 1590.35 | 1018499.0537 | 217725.6373 | 98762.7683 | 2258369.0982 | 242512.8
5856 | 1050.9114 | 0 | 0 | 0 | 0 | 1571.95 | 0 | 0 | 0 | 2026489.2865 | 0
5857 | 1364.9581 | 0 | 0 | 0 | 0 | 1335.65 | 0 | 0 | 0 | 1708763.7312 | 0
5858 | 1355.1441 | 0 | 0 | 0 | 0 | 1528.85 | 0 | 0 | 0 | 1696477.8335 | 0
5859 | 1388.6752 | 0 | 0 | 0 | 0 | 1510.15 | 0 | 0 | 0 | 1738454.653 | 0
5860 | 1544.0628 | 0 | 0 | 0 | 0 | 1515.45 | 0 | 0 | 0 | 1932981.3806 | 0
5861 | 1248.0084 | 0 | 0 | 0 | 0 | 1519.4 | 0 | 0 | 0 | 1562356.7733 | 0
5862 | 1493.3574 | 0 | 0 | 0 | 0 | 1540.05 | 0 | 0 | 0 | 1869504.2381 | 0
5863 | 1527.7062 | 396.3863 | 396.3863 | 385.8664 | 385.8664 | 1521.6 | 627092.9793 | 138911.8988 | 63011.9808 | 2201828.0547 | 180693.5936
5864 | 1240.9649 | 1302.3465 | 1302.3465 | 1267.7829 | 1240.9649 | 1407.45 | 1861874.2811 | 446747.3474 | 202649.5607 | 0 | 735333.7242
5865 | 1314.0022 | 1471.3813 | 1378.9961 | 1432.3317 | 1314.0022 | 1037.5 | 1448374.7661 | 473040.783 | 214576.5552 | 0 | 1264727.0934
5866 | 1895.8186 | 3347.1238 | 1989.5903 | 3258.293 | 1895.8186 | 927.2 | 1869672.8718 | 682494.7057 | 309587.1818 | 0 | 2033834.223
5867 | 1738.3935 | 3183.3111 | 1824.3797 | 3098.8277 | 1738.3935 | 1063.45 | 1963871.7024 | 625821.6704 | 283879.6633 | 0 | 1628092.4596
5868 | 1628.6735 | 3609.5745 | 1709.2326 | 3513.7784 | 1628.6735 | 1064.45 | 1843081.3775 | 586322.4492 | 265962.3777 | 0 | 1523705.4649
5869 | 1331.8493 | 4286.8694 | 1397.7259 | 4173.0982 | 1331.8493 | 1058.5 | 1501479.6052 | 479465.7361 | 217490.9853 | 0 | 1253936.0849
5870 | 1502.9147 | 3869.4299 | 1577.2532 | 3766.7373 | 1502.9147 | 1068.5 | 1707003.4308 | 541049.3086 | 245425.978 | 0 | 1399965.0859
5871 | 1067.9509 | 3254.7637 | 1120.7747 | 3168.3841 | 1067.9509 | 332.25 | 377271.3781 | 384462.3226 | 174396.3813 | 0 | 1781075.1068
5872 | 1186.9605 | 2368.5922 | 1245.6703 | 2305.731 | 1186.9605 | 327.55 | 416841.458 | 427305.7724 | 193830.6462 | 0 | 1985132.0531
5873 | 1465.9979 | 1245.2694 | 1245.2694 | 1212.2206 | 1212.2206 | 1068.1 | 1389881.3255 | 436399.4109 | 197955.6217 | 489362.8628 | 1105772.0382
5874 | 1552.9578 | 211.2663 | 211.2663 | 205.6594 | 205.6594 | 1274.6 | 279739.1958 | 74037.3823 | 33584.1793 | 2598016.9877 | 146029.5486
5875 | 1503.1713 | 0 | 0 | 0 | 0 | 1414 | 0 | 0 | 0 | 5373380.5764 | 0
5876 | 1143.3262 | 0 | 0 | 0 | 0 | 1347.45 | 0 | 0 | 0 | 4087043.5509 | 0
5877 | 1723.9854 | 0 | 0 | 0 | 0 | 1409 | 0 | 0 | 0 | 6162723.7492 | 0
5878 | 1668.373 | 321.0034 | 321.0034 | 312.4841 | 312.4841 | 1412.6 | 469585.8383 | 112494.2763 | 51028.6537 | 4846890.5453 | 179670.3876
5879 | 1373.1364 | 621.2819 | 621.2819 | 604.7934 | 604.7934 | 1339.1 | 862315.7249 | 217725.6373 | 98762.7683 | 2746592.47 | 391252.8
5880 | 1233.2875 | 0 | 0 | 0 | 0 | 1208.65 | 0 | 0 | 0 | 2378167.9726 | 0
5881 | 1690.4544 | 0 | 0 | 0 | 0 | 567.5 | 0 | 0 | 0 | 2116246.0355 | 0
5882 | 1819.6715 | 0 | 0 | 0 | 0 | 301.8 | 0 | 0 | 0 | 2278010.3674 | 0
5883 | 1252.9154 | 0 | 0 | 0 | 0 | 292.85 | 0 | 0 | 0 | 1568499.7222 | 0
5884 | 1363.3224 | 0 | 0 | 0 | 0 | 535.45 | 0 | 0 | 0 | 1706716.0812 | 0
5885 | 1499.0822 | 0 | 0 | 0 | 0 | 879.8 | 0 | 0 | 0 | 1876671.012 | 0
5886 | 1406.6674 | 0 | 0 | 0 | 0 | 626.8 | 0 | 0 | 0 | 1760978.801 | 0
5887 | 1239.0123 | 403.2046 | 403.2046 | 392.5038 | 392.5038 | 629.45 | 262966.1472 | 141301.3642 | 64095.8688 | 1632335.8763 | 526566.6805
5888 | 1144.3567 | 1200.9589 | 1200.9589 | 1169.0861 | 1144.3567 | 297.55 | 361195.7904 | 411968.3951 | 186873.4414 | 0 | 1948208.8722
5889 | 1160.5057 | 2056.5712 | 1217.9078 | 2001.9909 | 1160.5057 | 325.05 | 400441.3777 | 417782.0617 | 189510.5852 | 0 | 1943789.0674
5890 | 1535.5758 | 3430.2129 | 1611.5297 | 3339.1769 | 1535.5758 | 339.05 | 555074.6215 | 552807.2898 | 250759.529 | 0 | 2550514.6333
5891 | 1778.9231 | 4013.1275 | 1866.9133 | 3906.6213 | 1778.9231 | 346.25 | 655479.5298 | 640412.3279 | 290498.1476 | 0 | 2941894.1312
5892 | 1434.3111 | 4252.107 | 1505.2559 | 4139.2584 | 1434.3111 | 349.85 | 533730.2411 | 516351.9906 | 234223.0002 | 0 | 2366828.4369
5893 | 1226.9442 | 4211.9503 | 1287.632 | 4100.1675 | 1226.9442 | 361.05 | 471132.4412 | 441699.9059 | 200359.9851 | 0 | 2010900.1687
5894 | 1067.315 | 3882.4285 | 1120.1073 | 3779.391 | 1067.315 | 385.3 | 437848.9983 | 384233.4119 | 174292.5449 | 0 | 1723393.5838
5895 | 1327.1212 | 3268.9042 | 1392.764 | 3182.1493 | 1327.1212 | 390.7 | 551650.4242 | 477763.6277 | 216718.89 | 0 | 2135736.1278
5896 | 1593.7705 | 2401.2315 | 1672.6022 | 2337.5042 | 1593.7705 | 380.95 | 648823.33 | 573757.3926 | 260262.7284 | 0 | 2580394.1847
5897 | 1265.787 | 851.4627 | 851.4627 | 828.8653 | 828.8653 | 367.55 | 325268.5942 | 298391.5148 | 135353.7066 | 842523.0933 | 1324458.9234
5898 | 1411.0786 | 159.3588 | 159.3588 | 155.1295 | 155.1295 | 342.55 | 56651.3167 | 55846.626 | 25332.6501 | 2421866.6799 | 251680.4676
5899 | 906.1208 | 0 | 0 | 0 | 0 | 692.4 | 0 | 0 | 0 | 3239106.262 | 0
5900 | 1138.4192 | 0 | 0 | 0 | 0 | 1129.35 | 0 | 0 | 0 | 4069502.5892 | 0
5901 | 1154.7758 | 0 | 0 | 0 | 0 | 1134.45 | 0 | 0 | 0 | 4127972.4546 | 0
5902 | 1472.9116 | 321.0034 | 321.0034 | 312.4841 | 312.4841 | 1108.2 | 368571.3729 | 112494.2763 | 51028.6537 | 4148175.6608 | 272778.4332
5903 | 1362.5046 | 621.2819 | 621.2819 | 604.7934 | 604.7934 | 1108.6 | 713014.3091 | 217725.6373 | 98762.7683 | 2708587.0599 | 527708.8
5904 | 141.4846 | 0 | 0 | 0 | 0 | 988.8 | 0 | 0 | 0 | 272826.9624 | 0
5905 | 99.7752 | 0 | 0 | 0 | 0 | 946.05 | 0 | 0 | 0 | 124906.6359 | 0
5906 | 96.5039 | 0 | 0 | 0 | 0 | 301.8 | 0 | 0 | 0 | 120811.3363 | 0
5907 | 105.5001 | 0 | 0 | 0 | 0 | 292.85 | 0 | 0 | 0 | 132073.4101 | 0
5908 | 94.8683 | 0 | 0 | 0 | 0 | 285.95 | 0 | 0 | 0 | 118763.6866 | 0
5909 | 100.5931 | 0 | 0 | 0 | 0 | 280.8 | 0 | 0 | 0 | 125930.4607 | 0
5910 | 91.5969 | 0 | 0 | 0 | 0 | 277.3 | 0 | 0 | 0 | 114668.387 | 0
5911 | 86.69 | 90.9779 | 90.9779 | 88.5634 | 86.69 | 279.95 | 25666.1586 | 31208.3886 | 14156.4718 | 0 | 149111.0802
5912 | 88.3635 | 938.6594 | 92.7337 | 913.7479 | 88.3635 | 297.55 | 27820.2483 | 31810.843 | 14429.7519 | 0 | 150434.3603
5913 | 674.8497 | 2533.2728 | 708.2299 | 2466.0412 | 674.8497 | 325.05 | 231499.2395 | 242945.8969 | 110202.9582 | 0 | 1130339.5276
5914 | 1069.3668 | 2191.9298 | 1122.2608 | 2133.7572 | 1069.3668 | 339.05 | 385663.6135 | 384972.035 | 174627.5926 | 0 | 1776164.7267
5915 | 1034.0283 | 4012.0277 | 1085.1738 | 3905.5507 | 1034.0283 | 346.25 | 383075.0385 | 372250.2002 | 168856.8269 | 0 | 1710024.3574
5916 | 1101.8888 | 4252.7157 | 1156.3904 | 4139.8509 | 1101.8888 | 349.85 | 411638.1455 | 396679.9651 | 179938.4397 | 0 | 1818281.7901
5917 | 1309.4418 | 4199.2298 | 1374.2105 | 4087.7845 | 1309.4418 | 361.05 | 502896.8666 | 471399.0304 | 213831.8379 | 0 | 2146109.5578
5918 | 1334.591 | 3764.6924 | 1400.6035 | 3664.7795 | 1334.591 | 385.3 | 546764.111 | 480452.7751 | 217938.7172 | 0 | 2154964.1555
5919 | 1249.9334 | 2748.2595 | 1311.7581 | 2675.3222 | 1249.9334 | 847.7 | 1126811.8177 | 449976.0172 | 204114.1211 | 0 | 1440298.2349
5920 | 1409.4378 | 2275.104 | 1479.1526 | 2214.7239 | 1409.4378 | 380.95 | 571084.9178 | 507397.612 | 230161.1945 | 0 | 2281950.2879
5921 | 1475.0421 | 1187.6497 | 1187.6497 | 1156.1301 | 1156.1301 | 617.05 | 762613.3432 | 416206.8292 | 188796.0422 | 614963.1119 | 1565048.5583
5922 | 1347.0834 | 159.6663 | 159.6663 | 155.4288 | 155.4288 | 1112 | 184422.527 | 55954.3855 | 25381.531 | 2297886.5266 | 135101.208
5923 | 1438.5628 | 0 | 0 | 0 | 0 | 1685.9 | 0 | 0 | 0 | 5142424.6083 | 0
5924 | 1652.8342 | 0 | 0 | 0 | 0 | 1816.95 | 0 | 0 | 0 | 5908379.8392 | 0
5925 | 1743.6133 | 0 | 0 | 0 | 0 | 1806.2 | 0 | 0 | 0 | 6232887.5891 | 0
5926 | 1660.1947 | 321.0034 | 321.0034 | 312.4841 | 312.4841 | 1865.25 | 617335.9785 | 112494.2763 | 51028.6537 | 4817655.6126 | 41216.5215
5927 | 1413.2101 | 621.2819 | 621.2819 | 604.7934 | 604.7934 | 1865.65 | 1195482.5994 | 217725.6373 | 98762.7683 | 2889843.64 | 79535.2
5928 | 139.8489 | 0 | 0 | 0 | 0 | 1819.3 | 0 | 0 | 0 | 269672.8934 | 0
5929 | 107.1357 | 0 | 0 | 0 | 0 | 1429 | 0 | 0 | 0 | 134121.0598 | 0
5930 | 98.9574 | 0 | 0 | 0 | 0 | 900.8 | 0 | 0 | 0 | 123882.811 | 0
5931 | 102.2287 | 0 | 0 | 0 | 0 | 292.85 | 0 | 0 | 0 | 127978.1105 | 0
5932 | 100.5931 | 0 | 0 | 0 | 0 | 285.95 | 0 | 0 | 0 | 125930.4607 | 0
5933 | 103.8644 | 0 | 0 | 0 | 0 | 280.8 | 0 | 0 | 0 | 130025.7603 | 0
5934 | 97.3218 | 0 | 0 | 0 | 0 | 626.8 | 0 | 0 | 0 | 121835.1612 | 0
5935 | 94.8683 | 12.2661 | 12.2661 | 11.9406 | 11.9406 | 1070.85 | 13527.0177 | 4298.6102 | 1949.8974 | 159910.7788 | 10859.9052
5936 | 87.886 | 614.5486 | 92.2331 | 598.2388 | 87.886 | 505.05 | 46888.8125 | 31638.9761 | 14351.7911 | 0 | 131385.2425
5937 | 953.4016 | 1000.5588 | 1000.5588 | 974.0045 | 953.4016 | 1300.5 | 1312886.7603 | 343224.5588 | 155690.4735 | 0 | 666903.9995
5938 | 1414.2467 | 3108.2063 | 1484.1995 | 3025.7162 | 1414.2467 | 1360.55 | 2037389.162 | 509128.7944 | 230946.4781 | 0 | 904340.021
5939 | 1289.2178 | 3980.8912 | 1352.9862 | 3875.2405 | 1289.2178 | 1261.25 | 1722014.3793 | 464118.4224 | 210529.2733 | 0 | 952409.6793
5940 | 1489.7845 | 3428.4519 | 1563.4727 | 3337.4627 | 1489.7845 | 1513.85 | 2399452.5679 | 536322.4153 | 243281.8067 | 0 | 724258.7284
5941 | 1378.1088 | 3087.7586 | 1446.274 | 3005.8111 | 1378.1088 | 1530.1 | 2242255.1437 | 496119.1655 | 225045.1659 | 0 | 647573.3218
5942 | 1448.9237 | 3437.4238 | 1520.5917 | 3346.1964 | 1448.9237 | 1894.3 | 2915822.9892 | 521612.518 | 236609.2338 | 0 | 153151.231
5943 | 1588.6233 | 2310.5286 | 1667.2006 | 2249.2084 | 1588.6233 | 1899.7 | 3202706.85 | 571904.3945 | 259422.1878 | 0 | 159338.9188
5944 | 1511.5071 | 865.3187 | 865.3187 | 842.3536 | 842.3536 | 1889.95 | 1687499.4466 | 303247.3114 | 137556.3499 | 1290339.2619 | 90740.0768
5945 | 1311.4301 | 459.1987 | 459.1987 | 447.0118 | 447.0118 | 1876.55 | 888176.0165 | 160924.255 | 72997.0301 | 1666871.6011 | 54016.2882
5946 | 1754.8452 | 76.3495 | 76.3495 | 74.3232 | 74.3232 | 1851.55 | 145776.2485 | 26756.3477 | 12136.9766 | 3240577.482 | 10799.8859
5947 | 1257.345 | 0 | 0 | 0 | 0 | 1845.85 | 0 | 0 | 0 | 4494626.0134 | 0
5948 | 847.2718 | 0 | 0 | 0 | 0 | 1847.45 | 0 | 0 | 0 | 3028738.9971 | 0
5949 | 1282.3573 | 0 | 0 | 0 | 0 | 1852.55 | 0 | 0 | 0 | 4584037.4001 | 0
5950 | 1299.5317 | 321.0034 | 321.0034 | 312.4841 | 312.4841 | 1865.25 | 615622.6626 | 112494.2763 | 51028.6537 | 3528395.0935 | 41216.5215
5951 | 1363.3224 | 621.2819 | 621.2819 | 604.7934 | 604.7934 | 1865.65 | 1192004.3314 | 217725.6373 | 98762.7683 | 2711510.55 | 79535.2
5952 | 1331.4271 | 0 | 0 | 0 | 0 | 1849.3 | 0 | 0 | 0 | 2567412.1084 | 0
5953 | 1392.7643 | 0 | 0 | 0 | 0 | 1782.4 | 0 | 0 | 0 | 1743573.7781 | 0
5954 | 954.4075 | 0 | 0 | 0 | 0 | 1635.25 | 0 | 0 | 0 | 1194803.6397 | 0
5955 | 1391.9465 | 0 | 0 | 0 | 0 | 1229.35 | 0 | 0 | 0 | 1742549.9531 | 0
5956 | 1367.4116 | 0 | 0 | 0 | 0 | 285.95 | 0 | 0 | 0 | 1711835.2063 | 0
5957 | 1018.1982 | 0 | 0 | 0 | 0 | 280.8 | 0 | 0 | 0 | 1274661.9801 | 0
5958 | 1299.5317 | 0 | 0 | 0 | 0 | 526.8 | 0 | 0 | 0 | 1626857.7408 | 0
5959 | 1066.4502 | 316.8958 | 316.8958 | 308.4855 | 308.4855 | 1351.95 | 444439.6026 | 111054.7862 | 50375.685 | 1461595.3827 | 195685.178
5960 | 879.7304 | 975.9122 | 923.2449 | 950.012 | 879.7304 | 1009.6 | 943450.1507 | 316702.9488 | 143659.9765 | 0 | 871285.0013
5961 | 1118.7892 | 2263.7215 | 1174.1273 | 2203.6436 | 1118.7892 | 1564.6 | 1854789.0788 | 402764.1286 | 182698.2839 | 0 | 487120.8377
5962 | 1147.7987 | 3497.4688 | 1204.5722 | 3404.6479 | 1147.7987 | 1466.55 | 1782426.8792 | 413207.5302 | 187435.5269 | 0 | 612293.2138
5963 | 1167.7466 | 3995.6991 | 1225.5059 | 3889.6554 | 1167.7466 | 1246.25 | 1545243.4162 | 420388.7717 | 190693.0178 | 0 | 880188.9907
5964 | 1009.8492 | 4241.7163 | 1059.7989 | 4129.1434 | 1009.8492 | 1517.9 | 1621670.9254 | 363545.7098 | 164908.3734 | 0 | 486848.2964
5965 | 1123.4907 | 4201.9385 | 1179.0619 | 4090.4213 | 1123.4907 | 1433.55 | 1702968.9415 | 404456.6686 | 183466.0388 | 0 | 636401.3331
5966 | 1352.7826 | 2617.0987 | 1419.6953 | 2547.6423 | 1352.7826 | 1759.35 | 2520010.0465 | 487001.7526 | 220909.4061 | 0 | 325547.1438
5967 | 1227.347 | 467.1641 | 467.1641 | 454.7658 | 454.7658 | 1899.65 | 916334.4676 | 163715.7036 | 74263.2622 | 1489780.5361 | 44670.4011
5968 | 1201.4218 | 131.037 | 131.037 | 127.5593 | 127.5593 | 1889.95 | 255365.52 | 45921.3527 | 20830.4358 | 2070746.1305 | 13740.953
5969 | 1209.5909 | 33.3488 | 33.3488 | 32.4637 | 32.4637 | 1876.55 | 64494.0901 | 11686.9385 | 5301.3251 | 2269873.0923 | 3922.8706
5970 | 1315.1216 | 0 | 0 | 0 | 0 | 1851.55 | 0 | 0 | 0 | 2535969.9827 | 0
5971 | 1232.4093 | 0 | 0 | 0 | 0 | 1845.85 | 0 | 0 | 0 | 4405488.7059 | 0
5972 | 1067.268 | 0 | 0 | 0 | 0 | 1847.45 | 0 | 0 | 0 | 3815158.6791 | 0
5973 | 1498.2644 | 0 | 0 | 0 | 0 | 1852.55 | 0 | 0 | 0 | 5355839.6182 | 0
5974 | 1077.8998 | 321.0034 | 321.0034 | 312.4841 | 312.4841 | 1865.25 | 615202.6454 | 112494.2763 | 51028.6537 | 2736128.4235 | 41216.5215
5975 | 1290.5356 | 621.2819 | 621.2819 | 604.7934 | 604.7934 | 1865.65 | 1192629.766 | 217725.6373 | 98762.7683 | 2451319.6527 | 79535.2
5976 | 956.861 | 0 | 0 | 0 | 0 | 1848.8 | 0 | 0 | 0 | 1845130.3232 | 0
5977 | 1195.6673 | 0 | 0 | 0 | 0 | 1023.4 | 0 | 0 | 0 | 2305624.3872 | 0
5978 | 1304.4387 | 0 | 0 | 0 | 0 | 1571.35 | 0 | 0 | 0 | 2515369.9699 | 0
5979 | 1028.83 | 0 | 0 | 0 | 0 | 1178.35 | 0 | 0 | 0 | 1983909.3561 | 0
5980 | 1461.462 | 0 | 0 | 0 | 0 | 998.95 | 0 | 0 | 0 | 2818160.5869 | 0
5981 | 1392.7643 | 0 | 0 | 0 | 0 | 991.9 | 0 | 0 | 0 | 2685689.6936 | 0
5982 | 1118.7913 | 0 | 0 | 0 | 0 | 988.4 | 0 | 0 | 0 | 2157383.1471 | 0
5983 | 1271.7255 | 165.4384 | 165.4384 | 161.0477 | 161.0477 | 1081.4 | 184865.3222 | 57977.1743 | 26299.0905 | 2141737.7236 | 144809.0226
5984 | 186.0829 | 195.2872 | 195.2872 | 190.1044 | 186.0829 | 1009.6 | 199040.0457 | 66989.8367 | 30387.3343 | 0 | 184296.4841
5985 | 155.6841 | 1204.2112 | 163.3846 | 1172.2521 | 155.6841 | 1448.55 | 238914.2672 | 56046.2913 | 25423.2205 | 0 | 85852.0204
5986 | 185.2027 | 2236.0891 | 194.3636 | 2176.7445 | 185.2027 | 1425.55 | 279563.0371 | 66672.9685 | 30243.5993 | 0 | 106389.6854
5987 | 174.4073 | 2981.7145 | 183.0336 | 2902.5815 | 174.4073 | 1186.65 | 219269.7768 | 62786.6409 | 28480.7179 | 0 | 141854.2065
5988 | 189.5525 | 2342.6002 | 198.9278 | 2280.4288 | 189.5525 | 1101.8 | 221891.259 | 68238.9083 | 30953.927 | 0 | 170256.0762
5989 | 199.8194 | 1146.9074 | 209.7026 | 1116.4691 | 199.8194 | 361.05 | 76762.2476 | 71934.9678 | 32630.5007 | 0 | 327493.9319
5990 | 201.4499 | 2387.2338 | 211.4143 | 2323.8779 | 201.4499 | 1408.8 | 301294.3605 | 72521.9652 | 32896.7692 | 0 | 119097.1829
5991 | 132.424 | 1774.4725 | 138.974 | 1727.3789 | 132.424 | 1756.9 | 246535.4141 | 47672.6538 | 21624.8455 | 0 | 32192.2837
5992 | 181.7586 | 218.8476 | 190.7493 | 213.0395 | 181.7586 | 1743.65 | 335376.9145 | 65433.0975 | 29681.18 | 0 | 46593.8182
5993 | 119.9634 | 637.3754 | 125.8967 | 620.4598 | 119.9634 | 1827.4 | 231973.4006 | 43186.8159 | 19590.0196 | 0 | 20705.679
5994 | 101.4733 | 106.4921 | 106.4921 | 103.6659 | 101.4733 | 1844 | 197843.5096 | 36530.3758 | 16570.5843 | 0 | 15829.788
5995 | 112.5998 | 118.1695 | 118.1695 | 115.0333 | 112.5998 | 1838.35 | 219148.1409 | 40535.943 | 18387.5541 | 0 | 18201.7644
5996 | 110.407 | 115.868 | 115.868 | 112.793 | 110.407 | 1847.4 | 215648.1238 | 39746.5327 | 18029.4689 | 0 | 16848.1082
5997 | 102.2287 | 107.2855 | 107.2855 | 104.4382 | 102.2287 | 1819.85 | 197181.9624 | 36802.3451 | 16693.9527 | 0 | 18416.5069
5998 | 93.2326 | 97.8446 | 97.8446 | 95.2478 | 93.2326 | 1857.7 | 183044.3772 | 33563.7387 | 15224.8848 | 0 | 13267.0001
5999 | 102.2287 | 107.2855 | 107.2855 | 104.4382 | 102.2287 | 1719.35 | 185692.2801 | 36802.3451 | 16693.9527 | 0 | 28690.4949
6000 | 95.6861 | 100.4189 | 100.4189 | 97.7538 | 95.6861 | 1239.8 | 125433.4994 | 34446.995 | 15625.5397 | 0 | 72740.4972
6001 | 100.5931 | 0 | 0 | 0 | 0 | 326.05 | 0 | 0 | 0 | 125930.4607 | 0
6002 | 92.4148 | 0 | 0 | 0 | 0 | 336 | 0 | 0 | 0 | 115692.2119 | 0
6003 | 98.9574 | 0 | 0 | 0 | 0 | 325.8 | 0 | 0 | 0 | 123882.811 | 0
6004 | 93.2326 | 94.3824 | 94.3824 | 91.8775 | 91.8775 | 316.55 | 30940.6421 | 33075.9079 | 15003.5993 | 1696.4047 | 151399.3923
6005 | 98.9574 | 103.8517 | 103.8517 | 101.0955 | 98.9574 | 308.3 | 32515.14 | 35624.6701 | 16159.7462 | 0 | 167405.5569
6006 | 91.5969 | 96.1276 | 96.1276 | 93.5765 | 91.5969 | 648.05 | 63419.9143 | 32974.9012 | 14957.7816 | 0 | 123834.4936
6007 | 94.8683 | 99.5615 | 99.5615 | 96.9192 | 94.8683 | 1009 | 102082.2572 | 34152.5763 | 15491.9881 | 0 | 94014.453
6008 | 88.6732 | 620.0079 | 93.0601 | 603.5532 | 88.6732 | 548.75 | 51811.9085 | 31922.3541 | 14480.3345 | 0 | 128686.9901
6009 | 877.3751 | 2556.9445 | 920.7723 | 2489.0846 | 877.3751 | 1109.7 | 1034814.5799 | 315855.0228 | 143275.3478 | 0 | 781127.0188
6010 | 1234.046 | 1495.1422 | 1295.0853 | 1455.462 | 1234.046 | 1083.6 | 1419248.5584 | 444256.5647 | 201519.7139 | 0 | 1130879.7663
6011 | 1673.4272 | 2873.6241 | 1756.1992 | 2797.3597 | 1673.4272 | 950.65 | 1688971.4624 | 602433.7801 | 273270.6564 | 0 | 1756010.7977
6012 | 1423.6773 | 2075.5476 | 1494.0959 | 2020.4637 | 1423.6773 | 348 | 525662.0965 | 512523.8107 | 232486.4953 | 0 | 2351914.8203
6013 | 1772.2558 | 827.6231 | 827.6231 | 805.6584 | 805.6584 | 354.75 | 303918.3448 | 290037.0291 | 131564.019 | 1863905.1567 | 1297470.474
6014 | 1493.8665 | 645.1047 | 645.1047 | 627.984 | 627.984 | 365.6 | 244032.338 | 226074.2386 | 102549.7866 | 1669695.0477 | 1004665.68
6015 | 1557.6541 | 182.2927 | 182.2927 | 177.4548 | 177.4548 | 359.45 | 67725.2461 | 63883.7178 | 28978.3642 | 2661460.5349 | 284965.1755
6016 | 1584.9707 | 215.6184 | 215.6184 | 209.896 | 209.896 | 346.2 | 77356.4249 | 75562.5651 | 34276.0191 | 2651578.4909 | 339783.1328
6017 | 1772.4797 | 192.0926 | 192.0926 | 186.9946 | 186.9946 | 1326.95 | 264272.6961 | 67318.0455 | 30536.2134 | 3057316.2575 | 123194.399
6018 | 1755.7039 | 26.6249 | 26.6249 | 25.9183 | 25.9183 | 1590.95 | 43828.351 | 9330.5733 | 4232.4517 | 3335573.3661 | 10377.5985
6019 | 1611.083 | 0 | 0 | 0 | 0 | 1830.4 | 0 | 0 | 0 | 5759131.8557 | 0
6020 | 1745.249 | 0 | 0 | 0 | 0 | 1817.15 | 0 | 0 | 0 | 6238734.5764 | 0
6021 | 1431.2023 | 0 | 0 | 0 | 0 | 1671.1 | 0 | 0 | 0 | 5116113.1692 | 0
6022 | 1315.8883 | 321.0034 | 321.0034 | 312.4841 | 312.4841 | 1712.65 | 568695.272 | 112494.2763 | 51028.6537 | 3586864.9589 | 87892.8939
6023 | 1081.1711 | 621.2819 | 621.2819 | 604.7934 | 604.7934 | 1369.85 | 881736.669 | 217725.6373 | 98762.7683 | 1702905.3836 | 373048.8
6024 | 1571.0512 | 0 | 0 | 0 | 0 | 679.85 | 0 | 0 | 0 | 3029483.2063 | 0
6025 | 1019.8339 | 0 | 0 | 0 | 0 | 1010.05 | 0 | 0 | 0 | 1276709.6302 | 0
6026 | 1302.803 | 0 | 0 | 0 | 0 | 276.3 | 0 | 0 | 0 | 1630953.0409 | 0
6027 | 1215.2952 | 0 | 0 | 0 | 0 | 270.65 | 0 | 0 | 0 | 1521403.7775 | 0
6028 | 1135.9657 | 0 | 0 | 0 | 0 | 266.45 | 0 | 0 | 0 | 1422092.7643 | 0
6029 | 1096.7099 | 0 | 0 | 0 | 0 | 263.3 | 0 | 0 | 0 | 1372949.1696 | 0
6030 | 1092.6207 | 0 | 0 | 0 | 0 | 262.05 | 0 | 0 | 0 | 1367830.0457 | 0
6031 | 1315.8883 | 405.7601 | 405.7601 | 394.9914 | 394.9914 | 265.5 | 111697.4294 | 142196.908 | 64502.0974 | 1775780.1958 | 670620.142
6032 | 1094.9209 | 868.5007 | 868.5007 | 845.4512 | 845.4512 | 276.45 | 247922.3313 | 304362.4198 | 138062.1754 | 481056.4429 | 1426353.1028
6033 | 1387.202 | 1414.108 | 1414.108 | 1376.5783 | 1376.5783 | 294.1 | 428981.2363 | 495568.1918 | 224795.2381 | 20485.9056 | 2298630.3081
6034 | 1405.6574 | 2973.2706 | 1475.1846 | 2894.3616 | 1405.6574 | 306.3 | 456447.3801 | 506036.6615 | 229543.8523 | 0 | 2380761.9265
6035 | 1365.2484 | 2944.2991 | 1432.7779 | 2866.159 | 1365.2484 | 320.05 | 464033.5812 | 491489.4305 | 222945.0667 | 0 | 2293549.0798
6036 | 1221.3717 | 4317.4035 | 1281.7844 | 4202.822 | 1221.3717 | 320.45 | 415951.111 | 439693.8098 | 199449.9976 | 0 | 2051354.8287
6037 | 1267.0966 | 4285.1777 | 1329.77 | 4171.4514 | 1267.0966 | 314.5 | 423859.2406 | 456154.7627 | 206916.8687 | 0 | 2135691.2569
6038 | 1528.0967 | 3960.328 | 1603.6808 | 3855.2231 | 1528.0967 | 325.1 | 527110.2262 | 550114.83 | 249538.1993 | 0 | 2559409.2466
6039 | 1700.6118 | 3344.539 | 1784.7289 | 3255.7767 | 1700.6118 | 332.25 | 600418.947 | 612220.2595 | 277709.9122 | 0 | 2836195.3828
6040 | 1411.0387 | 1747.3029 | 1480.8328 | 1700.9305 | 1411.0387 | 327.55 | 491749.0085 | 507973.9367 | 230422.6218 | 0 | 2359891.6956
6041 | 1480.8333 | 320.2372 | 320.2372 | 311.7383 | 311.7383 | 322.7 | 107241.4333 | 112225.7971 | 50906.8685 | 2254384.6206 | 511818.0312
6042 | 1727.6442 | 46.8155 | 46.8155 | 45.573 | 45.573 | 1364.65 | 66329.8577 | 16406.2888 | 7442.0749 | 3243564.7167 | 28342.3281
6043 | 1863.8394 | 0 | 0 | 0 | 0 | 1829.45 | 0 | 0 | 0 | 6662659.3658 | 0
6044 | 874.2602 | 0 | 0 | 0 | 0 | 1826.9 | 0 | 0 | 0 | 3125214.274 | 0
6045 | 1106.5238 | 0 | 0 | 0 | 0 | 1791.8 | 0 | 0 | 0 | 3955486.3555 | 0
6046 | 1191.5782 | 321.0034 | 321.0034 | 312.4841 | 312.4841 | 1823.05 | 604961.8349 | 112494.2763 | 51028.6537 | 3142493.9844 | 54124.4043
6047 | 1427.931 | 621.2819 | 621.2819 | 604.7934 | 604.7934 | 1788.4 | 1146655.66 | 217725.6373 | 98762.7683 | 2942466.5181 | 125267.2
6048 | 771.2136 | 0 | 0 | 0 | 0 | 1306.35 | 0 | 0 | 0 | 1487143.4998 | 0
6049 | 615.8259 | 0 | 0 | 0 | 0 | 1421.95 | 0 | 0 | 0 | 770940.1377 | 0
6050 | 593.7445 | 0 | 0 | 0 | 0 | 900.8 | 0 | 0 | 0 | 743296.8658 | 0
6051 | 716.419 | 0 | 0 | 0 | 0 | 642.4 | 0 | 0 | 0 | 896870.5984 | 0
6052 | 741.7717 | 0 | 0 | 0 | 0 | 285.95 | 0 | 0 | 0 | 928609.1698 | 0
6053 | 516.8685 | 0 | 0 | 0 | 0 | 280.8 | 0 | 0 | 0 | 647057.3268 | 0
6054 | 739.3182 | 0 | 0 | 0 | 0 | 632.85 | 0 | 0 | 0 | 925537.6953 | 0
6055 | 691.8841 | 215.8021 | 215.8021 | 210.0748 | 210.0748 | 1081.4 | 241980.3301 | 75626.9266 | 34305.2142 | 929080.5665 | 188892.6366
6056 | 788.801 | 794.5933 | 794.5933 | 773.5053 | 773.5053 | 996.55 | 818254.2706 | 278461.8956 | 126313.4099 | 29495.0461 | 759755.1434
6057 | 672.9677 | 706.2548 | 706.2548 | 687.5112 | 672.9677 | 1225.05 | 873909.8928 | 242268.3657 | 109895.6226 | 0 | 521516.3056
6058 | 848.4842 | 890.4523 | 890.4523 | 866.8202 | 848.4842 | 1320.1 | 1190501.0338 | 305454.312 | 138557.4699 | 0 | 576884.2716
6059 | 583.859 | 2746.8049 | 612.7393 | 2673.9062 | 583.859 | 595.75 | 371837.7417 | 210189.2336 | 95344.1718 | 0 | 819883.9756
6060 | 720.5879 | 2524.0533 | 756.2292 | 2457.0663 | 720.5879 | 349.85 | 270108.6359 | 259411.6341 | 117671.9996 | 0 | 1189078.0778
6061 | 820.5103 | 3339.257 | 861.0946 | 3250.635 | 820.5103 | 361.05 | 316060.7615 | 295383.7183 | 133989.3367 | 0 | 1344775.4031
6062 | 864.1732 | 2897.1205 | 906.9173 | 2820.2325 | 864.1732 | 1284.35 | 1182329.6312 | 311102.3679 | 141119.4908 | 0 | 618445.5822
6063 | 828.4586 | 3329.5107 | 869.4358 | 3241.1473 | 828.4586 | 1674.75 | 1478580.6371 | 298245.1006 | 135287.2915 | 0 | 269456.1638
6064 | 969.7735 | 1787.554 | 1017.7416 | 1740.1133 | 969.7735 | 1889.85 | 1946060.7131 | 349118.4543 | 158364.01 | 0 | 106820.5493
6065 | 882.8525 | 1224.4228 | 926.5213 | 1191.9273 | 882.8525 | 1876.55 | 1757722.67 | 317826.8924 | 144169.8098 | 0 | 108988.1385
6066 | 889.7008 | 176.0127 | 176.0127 | 171.3415 | 171.3415 | 1851.55 | 336017.0972 | 61682.9235 | 27980.0595 | 1385223.7854 | 24897.5886
6067 | 815.3764 | 0 | 0 | 0 | 0 | 1845.85 | 0 | 0 | 0 | 2914722.7606 | 0
6068 | 857.0857 | 0 | 0 | 0 | 0 | 1847.45 | 0 | 0 | 0 | 3063820.916 | 0
6069 | 776.1206 | 0 | 0 | 0 | 0 | 1852.55 | 0 | 0 | 0 | 2774395.0853 | 0
6070 | 704.9694 | 350.9288 | 350.9288 | 341.6153 | 341.6153 | 1865.25 | 677771.5512 | 122981.5171 | 55785.7826 | 1298880.2361 | 45058.9178
6071 | 563.4848 | 591.3565 | 591.3565 | 575.6622 | 563.4848 | 1865.65 | 1118866.5006 | 202854.5262 | 92017.067 | 0 | 75704.1822
6072 | 704.9694 | 0 | 0 | 0 | 0 | 1849.25 | 0 | 0 | 0 | 1359403.7082 | 0
6073 | 1049.2758 | 0 | 0 | 0 | 0 | 1556 | 0 | 0 | 0 | 1313567.3259 | 0
6074 | 1127.7874 | 0 | 0 | 0 | 0 | 1434.8 | 0 | 0 | 0 | 1411854.5153 | 0
6075 | 815.3764 | 0 | 0 | 0 | 0 | 1093.35 | 0 | 0 | 0 | 1020753.4094 | 0
6076 | 836.64 | 0 | 0 | 0 | 0 | 997.05 | 0 | 0 | 0 | 1047372.8564 | 0
6077 | 796.5663 | 0 | 0 | 0 | 0 | 985.85 | 0 | 0 | 0 | 997205.437 | 0
6078 | 758.1283 | 0 | 0 | 0 | 0 | 882.35 | 0 | 0 | 0 | 949085.6676 | 0
6079 | 855.4501 | 201.6553 | 201.6553 | 196.3035 | 196.3035 | 1081.4 | 226319.742 | 70669.255 | 32056.3593 | 1271042.8967 | 176509.9086
6080 | 639.7638 | 671.4085 | 671.4085 | 653.5896 | 639.7638 | 447.05 | 305671.4185 | 230314.964 | 104473.4267 | 0 | 993521.176
6081 | 302.7034 | 1133.7923 | 317.6755 | 1103.7021 | 302.7034 | 1313.5 | 423920.2457 | 108973.2159 | 49431.4616 | 0 | 207805.8687
6082 | 287.4345 | 1613.1365 | 301.6523 | 1570.3247 | 287.4345 | 784 | 238988.664 | 103476.4177 | 46938.0528 | 0 | 349520.3441
6083 | 226.1197 | 2887.7824 | 237.3045 | 2811.1422 | 226.1197 | 346.25 | 82834.1107 | 81403.1071 | 36925.3539 | 0 | 373945.5233
6084 | 306.2691 | 2688.1085 | 321.4179 | 2616.7675 | 306.2691 | 349.85 | 113941.7533 | 110256.8817 | 50013.7466 | 0 | 505389.9816
6085 | 908.0488 | 3252.3983 | 952.9636 | 3166.0814 | 908.0488 | 361.05 | 348210.2358 | 326897.5664 | 148284.3683 | 0 | 1488246.5734
6086 | 1146.5832 | 2993.5252 | 1203.2971 | 2914.0787 | 1146.5832 | 385.3 | 471180.7798 | 412769.9502 | 187237.0357 | 0 | 1851387.885
6087 | 858.2665 | 182.6894 | 182.6894 | 177.8409 | 177.8409 | 995.7 | 188951.7829 | 64022.7385 | 29041.4256 | 1312075.4313 | 174827.5397
6088 | 1394.3683 | 93.0863 | 93.0863 | 90.6158 | 90.6158 | 1889.85 | 182403.7348 | 32621.6998 | 14797.5655 | 2514046.6903 | 9770.1948
6089 | 1415.3466 | 38.1396 | 38.1396 | 37.1274 | 37.1274 | 1876.55 | 74095.0663 | 13365.8532 | 6062.8995 | 2657642.2543 | 4486.4199
6090 | 1274.8271 | 0 | 0 | 0 | 0 | 1851.55 | 0 | 0 | 0 | 2458269.4961 | 0
6091 | 1217.7058 | 0 | 0 | 0 | 0 | 1845.85 | 0 | 0 | 0 | 4352927.9523 | 0
6092 | 1113.8843 | 0 | 0 | 0 | 0 | 1847.45 | 0 | 0 | 0 | 3981797.7946 | 0
6093 | 1204.6634 | 0 | 0 | 0 | 0 | 1852.55 | 0 | 0 | 0 | 4306305.5446 | 0
6094 | 1071.3572 | 321.0034 | 321.0034 | 312.4841 | 312.4841 | 1865.25 | 619669.808 | 112494.2763 | 51028.6537 | 2712740.478 | 41216.5215
6095 | 1266.8185 | 621.2819 | 621.2819 | 604.7934 | 604.7934 | 1865.6 | 1206918.0927 | 217725.6373 | 98762.7683 | 2366538.3482 | 79564.8
6096 | 1126.9696 | 0 | 0 | 0 | 0 | 1658.45 | 0 | 0 | 0 | 2173153.4919 | 0
6097 | 1026.3765 | 0 | 0 | 0 | 0 | 1190.5 | 0 | 0 | 0 | 1284900.2291 | 0
6098 | 914.3338 | 0 | 0 | 0 | 0 | 1486.8 | 0 | 0 | 0 | 1144636.2205 | 0
6099 | 758.1283 | 0 | 0 | 0 | 0 | 1094.3 | 0 | 0 | 0 | 949085.6676 | 0
6100 | 830.0973 | 0 | 0 | 0 | 0 | 998 | 0 | 0 | 0 | 1039182.2574 | 0
6101 | 926.6013 | 0 | 0 | 0 | 0 | 993.8 | 0 | 0 | 0 | 1159993.5936 | 0
6102 | 1324.0666 | 0 | 0 | 0 | 0 | 1302.25 | 0 | 0 | 0 | 1657572.4877 | 0
6103 | 1107.3417 | 326.6127 | 326.6127 | 317.9446 | 317.9446 | 1382.95 | 468960.8133 | 114460.0593 | 51920.3547 | 1522206.9884 | 192037.684
6104 | 949.5925 | 996.5624 | 996.5624 | 970.1142 | 949.5925 | 297.55 | 302073.725 | 341853.3034 | 155068.4568 | 0 | 1616633.7676
6105 | 1070.4841 | 1404.2451 | 1123.433 | 1366.9772 | 1070.4841 | 1395.05 | 1592081.4241 | 385374.2846 | 174810.0574 | 0 | 647589.3708
6106 | 1490.9918 | 2019.3793 | 1564.7405 | 1965.7861 | 1490.9918 | 1442.05 | 2287352.7088 | 536757.0509 | 243478.9622 | 0 | 831898.8793
6107 | 1371.7788 | 2658.2366 | 1439.6309 | 2587.6884 | 1371.7788 | 952.25 | 1389172.1286 | 493840.3644 | 224011.4764 | 0 | 1437281.2272
6108 | 1488.1212 | 3632.2313 | 1561.7285 | 3535.8339 | 1488.1212 | 349.85 | 555466.5593 | 535723.641 | 243010.196 | 0 | 2455623.2394
6109 | 1658.559 | 1940.4188 | 1740.5958 | 1888.9211 | 1658.559 | 361.05 | 640587.3944 | 597081.2468 | 270842.6878 | 0 | 2718295.3042
6110 | 1466.1104 | 931.8001 | 931.8001 | 907.0706 | 907.0706 | 385.3 | 373440.1363 | 326545.4257 | 148124.6334 | 1078005.2539 | 1433664.6801
6111 | 1663.649 | 1745.9376 | 1745.9376 | 1699.6013 | 1663.649 | 390.7 | 695660.0599 | 598913.6357 | 271673.8797 | 0 | 2677310.3164
6112 | 1239.8362 | 1155.1814 | 1155.1814 | 1124.5235 | 1124.5235 | 737.45 | 887983.019 | 404828.458 | 183634.6866 | 222359.4297 | 1389734.2368
6113 | 1491.3363 | 870.5818 | 870.5818 | 847.477 | 847.477 | 1876.5 | 1701875.8678 | 305091.7271 | 138392.9973 | 1241564.1886 | 102449.425
6114 | 1536.6216 | 129.8059 | 129.8059 | 126.361 | 126.361 | 1851.55 | 249332.047 | 45489.947 | 20634.7454 | 2719428.1584 | 18361.4836
6115 | 1553.0947 | 0 | 0 | 0 | 0 | 1845.85 | 0 | 0 | 0 | 5551841.5654 | 0
6116 | 1250.4619 | 0 | 0 | 0 | 0 | 1847.45 | 0 | 0 | 0 | 4470021.1664 | 0
6117 | 1401.7604 | 0 | 0 | 0 | 0 | 1852 | 0 | 0 | 0 | 5010867.4128 | 0
6118 | 1464.7333 | 321.0034 | 321.0034 | 312.4841 | 312.4841 | 1865.15 | 623280.0092 | 112494.2763 | 51028.6537 | 4118940.728 | 41247.1089
6119 | 1255.3689 | 621.2819 | 621.2819 | 604.7934 | 604.7934 | 1844.3 | 1193510.248 | 217725.6373 | 98762.7683 | 2325609.4445 | 92174.4
6120 | 1278.2681 | 0 | 0 | 0 | 0 | 1239.8 | 0 | 0 | 0 | 2464904.8681 | 0
6121 | 1221.8379 | 0 | 0 | 0 | 0 | 941 | 0 | 0 | 0 | 1529594.3764 | 0
6122 | 1106.5238 | 0 | 0 | 0 | 0 | 1449.8 | 0 | 0 | 0 | 1385235.0686 | 0
6123 | 1113.0665 | 0 | 0 | 0 | 0 | 1452.85 | 0 | 0 | 0 | 1393425.6675 | 0
6124 | 1459.8264 | 0 | 0 | 0 | 0 | 1175.85 | 0 | 0 | 0 | 1827527.4185 | 0
6125 | 963.4036 | 0 | 0 | 0 | 0 | 1121.2 | 0 | 0 | 0 | 1206065.7134 | 0
6126 | 978.9424 | 0 | 0 | 0 | 0 | 1117.7 | 0 | 0 | 0 | 1225518.3863 | 0
6127 | 1391.9465 | 444.65 | 444.65 | 432.8492 | 432.8492 | 1366.95 | 629804.2262 | 155825.7237 | 70684.2797 | 1849442.5581 | 268218.8536
6128 | 1243.5472 | 1305.0562 | 1305.0562 | 1270.4207 | 1243.5472 | 1048.55 | 1390940.8709 | 447676.9747 | 203071.2499 | 0 | 1183172.7932
6129 | 1089.836 | 2107.3494 | 1143.7422 | 2051.4215 | 1089.836 | 325.1 | 378649.7282 | 392340.9686 | 177970.2227 | 0 | 1825366.3566
6130 | 1125.3411 | 2730.3934 | 1181.0034 | 2657.9303 | 1125.3411 | 339.05 | 408003.1916 | 405122.791 | 183768.1993 | 0 | 1869135.2768
6131 | 1443.0721 | 3334.0412 | 1514.4502 | 3245.5576 | 1443.0721 | 346.25 | 533060.9351 | 519505.9517 | 235653.672 | 0 | 2386480.4655
6132 | 1395.4795 | 4165.8338 | 1464.5042 | 4055.2748 | 1395.4795 | 349.85 | 520217.1579 | 502372.62 | 227881.8024 | 0 | 2302750.4969
6133 | 1267.3981 | 4119.882 | 1330.088 | 4010.5426 | 1267.3981 | 361.05 | 485889.4955 | 456263.3297 | 206966.1159 | 0 | 2077202.1783
6134 | 1171.6916 | 3740.433 | 1229.646 | 3641.164 | 1171.6916 | 385.3 | 483002.4463 | 421808.9742 | 191337.2375 | 0 | 1891930.4184
6135 | 1207.4389 | 3110.6694 | 1267.1622 | 3028.1139 | 1207.4389 | 390.7 | 503451.9253 | 434678.0184 | 197174.7789 | 0 | 1943131.4861
6136 | 1296.1408 | 2239.1 | 1360.2516 | 2179.6755 | 1296.1408 | 736.5 | 1014832.2858 | 466610.6772 | 211659.7877 | 0 | 1637673.8629
6137 | 1213.9294 | 1116.7049 | 1116.7049 | 1087.0682 | 1087.0682 | 1860.2 | 2142076.4682 | 391344.5474 | 177518.235 | 244628.5872 | 148757.4054
6138 | 1030.8817 | 140.6175 | 140.6175 | 136.8856 | 136.8856 | 1851.55 | 268136.1028 | 49278.8144 | 22353.4178 | 1723907.0575 | 19890.8155
6139 | 1441.0183 | 0 | 0 | 0 | 0 | 1845.85 | 0 | 0 | 0 | 5151202.3994 | 0
6140 | 967.4928 | 0 | 0 | 0 | 0 | 1847.45 | 0 | 0 | 0 | 3458492.5035 | 0
6141 | 1176.0394 | 0 | 0 | 0 | 0 | 1852.45 | 0 | 0 | 0 | 4203983.2783 | 0
6142 | 1427.1132 | 321.0034 | 321.0034 | 312.4841 | 312.4841 | 1865.15 | 617768.5472 | 112494.2763 | 51028.6537 | 3984460.0389 | 41247.1089
6143 | 1197.303 | 621.2819 | 621.2819 | 604.7934 | 604.7934 | 1638.3 | 1053376.206 | 217725.6373 | 98762.7683 | 2118041.4254 | 214126.4
6144 | 1134.3301 | 0 | 0 | 0 | 0 | 1091.3 | 0 | 0 | 0 | 2187346.8021 | 0
6145 | 1411.5744 | 0 | 0 | 0 | 0 | 318 | 0 | 0 | 0 | 2721961.4853 | 0
6146 | 1233.2875 | 0 | 0 | 0 | 0 | 301.8 | 0 | 0 | 0 | 2378167.9726 | 0
6147 | 1411.5744 | 0 | 0 | 0 | 0 | 292.85 | 0 | 0 | 0 | 2721961.4853 | 0
6148 | 1032.9192 | 0 | 0 | 0 | 0 | 285.95 | 0 | 0 | 0 | 1991794.5275 | 0
6149 | 981.3959 | 0 | 0 | 0 | 0 | 280.8 | 0 | 0 | 0 | 1892441.3571 | 0
6150 | 1022.2874 | 0 | 0 | 0 | 0 | 277.3 | 0 | 0 | 0 | 1971293.0806 | 0
6151 | 1038.644 | 429.9124 | 429.9124 | 418.5028 | 418.5028 | 279.95 | 125056.7 | 150660.9921 | 68341.5 | 1195828.2101 | 704618.4825
6152 | 236.2455 | 781.602 | 247.9314 | 760.8587 | 236.2455 | 297.55 | 74910.0532 | 85048.3794 | 38578.8899 | 0 | 402196.1488
6153 | 185.3969 | 1259.4717 | 194.5683 | 1226.046 | 185.3969 | 325.05 | 64087.5815 | 66742.893 | 30275.3178 | 0 | 310530.5794
6154 | 160.3938 | 2489.7348 | 168.3275 | 2423.6586 | 160.3938 | 339.05 | 57790.3932 | 57741.7754 | 26192.3109 | 0 | 266406.1162
6155 | 207.2309 | 3028.3527 | 217.4812 | 2947.9818 | 207.2309 | 346.25 | 76208.3147 | 74603.1378 | 33840.8122 | 0 | 342708.1644
6156 | 198.151 | 3529.363 | 207.9521 | 3435.6956 | 198.151 | 349.85 | 73656.338 | 71334.3535 | 32358.0554 | 0 | 326978.8429
6157 | 199.0353 | 3428.3344 | 208.8809 | 3337.3483 | 199.0353 | 361.05 | 76275.3421 | 71652.6938 | 32502.4581 | 0 | 326208.8404
6158 | 150.5308 | 3259.0749 | 157.9756 | 3172.5809 | 150.5308 | 385.3 | 61658.857 | 54191.0851 | 24581.6783 | 0 | 243062.0698
6159 | 152.6909 | 1930.8561 | 160.2435 | 1879.6122 | 152.6909 | 390.7 | 63438.0862 | 54968.7187 | 24934.4216 | 0 | 245725.4416
6160 | 170.769 | 1682.6865 | 179.2157 | 1638.0289 | 170.769 | 1093.95 | 198294.7074 | 61476.8454 | 27886.5801 | 0 | 154725.266
6161 | 138.479 | 521.3426 | 145.3285 | 507.5065 | 138.479 | 1860.2 | 273530.5494 | 49852.4567 | 22613.6283 | 0 | 19359.3707
6162 | 137.6387 | 144.4459 | 144.4459 | 140.6124 | 137.6387 | 1481.7 | 216588.1659 | 49549.9414 | 22476.404 | 0 | 71337.7754
6163 | 108.4667 | 113.8321 | 113.8321 | 110.811 | 108.4667 | 1470.45 | 169223.7482 | 39048.0242 | 17712.6176 | 0 | 57438.5589
6164 | 0 | 0 | 0 | 0 | 0 | 1439.3 | 0 | 0 | 0 | 0 | 0
6165 | 0 | 0 | 0 | 0 | 0 | 1404.5 | 0 | 0 | 0 | 0 | 0
6166 | 87.5078 | 91.8364 | 91.8364 | 89.3991 | 87.5078 | 1799.8 | 166891.2402 | 31502.8074 | 14290.0235 | 0 | 17519.0612
6167 | 89.1435 | 93.5523 | 93.5523 | 91.0694 | 89.1435 | 1107.65 | 104671.8502 | 32091.6449 | 14557.1267 | 0 | 79546.756
6168 | 92.4148 | 96.9861 | 96.9861 | 94.4121 | 92.4148 | 340.3 | 33445.0689 | 33269.32 | 15091.3332 | 0 | 153380.8065
6169 | 86.69 | 18.4684 | 18.4684 | 17.9783 | 17.9783 | 326.05 | 6273.1147 | 6472.1888 | 2935.8567 | 86018.7608 | 29458.1721
6170 | 89.1435 | 93.5523 | 93.5523 | 91.0694 | 89.1435 | 336 | 32107.2328 | 32091.6449 | 14557.1267 | 0 | 148333.952
6171 | 82.6008 | 86.6867 | 86.6867 | 84.3861 | 82.6008 | 325.8 | 28837.8493 | 29736.2948 | 13488.7137 | 0 | 138290.2912
6172 | 88.3256 | 92.6948 | 92.6948 | 90.2348 | 88.3256 | 316.55 | 30006.105 | 31797.2262 | 14423.5751 | 0 | 148691.7789
6173 | 83.4186 | 87.5451 | 87.5451 | 85.2217 | 83.4186 | 308.3 | 27522.7054 | 30030.7136 | 13622.2654 | 0 | 141119.3283
6174 | 88.3256 | 92.6948 | 92.6948 | 90.2348 | 88.3256 | 298.55 | 28197.5984 | 31797.2262 | 14423.5751 | 0 | 150281.6402
6175 | 70.3334 | 73.8129 | 73.8129 | 71.854 | 70.3334 | 292.6 | 21968.4439 | 25320.0134 | 11485.4394 | 0 | 120087.197
6176 | 96.5407 | 746.6025 | 101.3162 | 726.788 | 96.5407 | 299.25 | 30880.9663 | 34754.6626 | 15765.1011 | 0 | 164191.6457
6177 | 784.7098 | 1917.1973 | 823.5239 | 1866.3159 | 784.7098 | 314 | 262777.2432 | 282495.537 | 128143.1144 | 0 | 1323020.7651
6178 | 1340.7248 | 2564.8365 | 1407.0409 | 2496.7671 | 1340.7248 | 327.25 | 467001.656 | 482660.9158 | 218940.3543 | 0 | 2242697.3523
6179 | 1486.7248 | 3111.3914 | 1560.2624 | 3028.8168 | 1486.7248 | 342.65 | 542789.9105 | 535220.9212 | 242782.1567 | 0 | 2464023.3158
6180 | 1306.7255 | 3166.5207 | 1371.3592 | 3082.483 | 1306.7255 | 347.95 | 485640.2748 | 470421.1919 | 213388.2795 | 0 | 2158775.9168
6181 | 1510.7833 | 3375.2263 | 1585.5104 | 3285.6497 | 1510.7833 | 354.75 | 572049.1372 | 543881.9851 | 246710.9116 | 0 | 2485616.2112
6182 | 1642.3118 | 3085.0614 | 1723.5441 | 3003.1856 | 1642.3118 | 365.6 | 639092.9817 | 591232.2502 | 268189.5179 | 0 | 2684194.4157
6183 | 1547.9905 | 2539.8918 | 1624.5588 | 2472.4845 | 1547.9905 | 359.45 | 592537.0508 | 557276.5663 | 252786.8424 | 0 | 2539555.7524
6184 | 1693.5468 | 1929.3238 | 1777.3134 | 1878.1206 | 1693.5468 | 346.2 | 624034.4326 | 609676.8494 | 276556.1931 | 0 | 2800787.7045
6185 | 1585.4113 | 1024.2756 | 1024.2756 | 997.0919 | 997.0919 | 1517.35 | 1605071.3943 | 358953.0777 | 162825.1044 | 1134465.7283 | 471066.4
6186 | 1638.605 | 141.5284 | 141.5284 | 137.7724 | 137.7724 | 1794.15 | 261950.8701 | 49598.0473 | 22498.2253 | 2894079.59 | 27760.5193
6187 | 1627.7258 | 0 | 0 | 0 | 0 | 1813.6 | 0 | 0 | 0 | 5818624.9421 | 0
6188 | 1555.5125 | 0 | 0 | 0 | 0 | 1062.7 | 0 | 0 | 0 | 5560484.1437 | 0
6189 | 1476.183 | 0 | 0 | 0 | 0 | 687.65 | 0 | 0 | 0 | 5276905.2974 | 0
6190 | 1661.8303 | 321.0034 | 321.0034 | 312.4841 | 312.4841 | 1488.45 | 494700.077 | 112494.2763 | 51028.6537 | 4823502.5998 | 156469.8447
6191 | 1613.5784 | 621.2819 | 621.2819 | 604.7934 | 604.7934 | 1318.25 | 847449.696 | 217725.6373 | 98762.7683 | 3606099.4827 | 403596
6192 | 1260.2759 | 0 | 0 | 0 | 0 | 521.45 | 0 | 0 | 0 | 2430210.1091 | 0
6193 | 1171.9502 | 0 | 0 | 0 | 0 | 289.15 | 0 | 0 | 0 | 1467141.0589 | 0
6194 | 1521.1636 | 0 | 0 | 0 | 0 | 276.3 | 0 | 0 | 0 | 1904314.2838 | 0
6195 | 1377.2255 | 0 | 0 | 0 | 0 | 270.65 | 0 | 0 | 0 | 1724121.1053 | 0
6196 | 1270.9077 | 0 | 0 | 0 | 0 | 266.45 | 0 | 0 | 0 | 1591023.8701 | 0
6197 | 1565.3264 | 0 | 0 | 0 | 0 | 263.3 | 0 | 0 | 0 | 1959600.8287 | 0
6198 | 1360.8689 | 0 | 0 | 0 | 0 | 262.05 | 0 | 0 | 0 | 1703644.6074 | 0
6199 | 1170.3146 | 300.4486 | 300.4486 | 292.4748 | 292.4748 | 265.5 | 82715.7849 | 105290.9413 | 47761.1409 | 1692752.4103 | 496566.536
6200 | 1033.4007 | 1084.5158 | 1084.5158 | 1055.7333 | 1033.4007 | 276.45 | 303020.8171 | 372024.234 | 168754.3261 | 0 | 1781117.6903
6201 | 1230.7481 | 1339.1616 | 1291.6241 | 1303.621 | 1230.7481 | 294.1 | 382507.6442 | 443069.321 | 200981.167 | 0 | 2099533.2077
6202 | 1537.052 | 2323.7424 | 1613.0787 | 2262.0715 | 1537.052 | 306.3 | 500338.4818 | 553338.7157 | 251000.5896 | 0 | 2603304.9521
6203 | 1548.9034 | 3030.2564 | 1625.5159 | 2949.835 | 1548.9034 | 320.05 | 527691.7519 | 557605.2114 | 252935.9195 | 0 | 2602080.208
6204 | 1590.8468 | 3426.6427 | 1669.5346 | 3335.7014 | 1590.8468 | 320.45 | 543332.0799 | 572704.8455 | 259785.2813 | 0 | 2671906.7312
6205 | 1238.0554 | 3394.8544 | 1299.2925 | 3304.7568 | 1238.0554 | 314.5 | 414330.6678 | 445699.9526 | 202174.4507 | 0 | 2086742.4172
6206 | 1441.5264 | 3066.4975 | 1512.8278 | 2985.1143 | 1441.5264 | 325.1 | 497577.9925 | 518949.5004 | 235401.2595 | 0 | 2414412.5506
6207 | 1346.8708 | 2763.8965 | 1413.4909 | 2690.5442 | 1346.8708 | 332.25 | 476011.7255 | 484873.4729 | 219943.9948 | 0 | 2246243.7067
6208 | 1554.022 | 1767.5345 | 1630.8881 | 1720.6251 | 1554.022 | 327.55 | 542281.6921 | 559447.9049 | 253771.7857 | 0 | 2599024.0237
6209 | 1638.7226 | 620.6155 | 620.6155 | 604.1447 | 604.1447 | 322.7 | 207938.4436 | 217492.0972 | 98656.8318 | 1994993.0034 | 991896.5145
6210 | 1543.6519 | 78.0412 | 78.0412 | 75.97 | 75.97 | 688.75 | 55836.1251 | 27349.2087 | 12405.905 | 2830154.3957 | 97508.4837
6211 | 1296.4209 | 0 | 0 | 0 | 0 | 1356.4 | 0 | 0 | 0 | 4634310.5233 | 0
6212 | 1246.3728 | 0 | 0 | 0 | 0 | 1419.45 | 0 | 0 | 0 | 4455403.6982 | 0
6213 | 1571.8691 | 0 | 0 | 0 | 0 | 1576.6 | 0 | 0 | 0 | 5618954.0091 | 0
6214 | 1827.8498 | 321.0034 | 321.0034 | 312.4841 | 312.4841 | 1661.05 | 552225.7188 | 112494.2763 | 51028.6537 | 5416971.728 | 103675.9923
6215 | 1962.7917 | 621.2819 | 621.2819 | 604.7934 | 604.7934 | 1654.05 | 1063008.7076 | 217725.6373 | 98762.7683 | 4854431.0981 | 204802.4
6216 | 1447.5589 | 0 | 0 | 0 | 0 | 722.3 | 0 | 0 | 0 | 2791351.0013 | 0
6217 | 1347.7837 | 0 | 0 | 0 | 0 | 713.45 | 0 | 0 | 0 | 1687263.4095 | 0
6218 | 1417.2992 | 0 | 0 | 0 | 0 | 301.8 | 0 | 0 | 0 | 1774288.5237 | 0
6219 | 1479.4543 | 0 | 0 | 0 | 0 | 292.85 | 0 | 0 | 0 | 1852099.2153 | 0
6220 | 1595.5861 | 0 | 0 | 0 | 0 | 285.95 | 0 | 0 | 0 | 1997482.3494 | 0
6221 | 1610.3071 | 0 | 0 | 0 | 0 | 280.8 | 0 | 0 | 0 | 2015911.1973 | 0
6222 | 1157.2293 | 0 | 0 | 0 | 0 | 277.3 | 0 | 0 | 0 | 1448712.2111 | 0
6223 | 1109.7952 | 231.2911 | 231.2911 | 225.1527 | 225.1527 | 279.95 | 67582.3918 | 81054.9885 | 36767.4434 | 1705870.1252 | 379081.8195
6224 | 994.4167 | 848.5462 | 848.5462 | 826.0263 | 826.0263 | 297.55 | 263244.9932 | 297369.4548 | 134890.0888 | 324710.0572 | 1376521.0548
6225 | 1024.9954 | 1075.694 | 1075.694 | 1047.1457 | 1024.9954 | 325.05 | 354968.1103 | 368998.3451 | 167381.7493 | 0 | 1716815.3753
6226 | 1252.2468 | 1988.3299 | 1314.1865 | 1935.5607 | 1252.2468 | 339.05 | 450982.8138 | 450808.8541 | 204491.9052 | 0 | 2079919.3507
6227 | 1666.1761 | 3209.8646 | 1748.5906 | 3124.6765 | 1666.1761 | 346.25 | 613487.6214 | 599823.3895 | 272086.5542 | 0 | 2755438.6956
6228 | 1295.9036 | 3590.5131 | 1360.0019 | 3495.2228 | 1295.9036 | 349.85 | 482748.4674 | 466525.2956 | 211621.0577 | 0 | 2138435.3239
6229 | 1418.6527 | 3345.5853 | 1488.8234 | 3256.7953 | 1418.6527 | 361.05 | 543980.6124 | 510714.9756 | 231665.9875 | 0 | 2325100.8591
6230 | 1542.1992 | 3365.4443 | 1618.4803 | 3276.1272 | 1542.1992 | 385.3 | 632978.2255 | 555191.7138 | 251841.1302 | 0 | 2490189.0563
6231 | 1525.4623 | 2684.3766 | 1600.9155 | 2613.1347 | 1525.4623 | 1329.65 | 2154697.1461 | 549166.4338 | 249107.9962 | 0 | 1022593.6635
6232 | 1140.3677 | 2088.7771 | 1196.7726 | 2033.3421 | 1140.3677 | 1561 | 1891965.3306 | 410532.3677 | 186222.0435 | 0 | 500621.415
6233 | 1753.2821 | 1159.2323 | 1159.2323 | 1128.4669 | 1128.4669 | 1640.65 | 1968135.5714 | 406248.088 | 184278.6466 | 1204841.1683 | 396936.5726
6234 | 1615.8908 | 119.8822 | 119.8822 | 116.7006 | 116.7006 | 1615.65 | 200061.9311 | 42012.2213 | 19057.2104 | 2890912.4002 | 43905.0692
6235 | 1178.4929 | 0 | 0 | 0 | 0 | 1796.75 | 0 | 0 | 0 | 4212753.7591 | 0
6236 | 1647.9272 | 0 | 0 | 0 | 0 | 1798.35 | 0 | 0 | 0 | 5890838.8809 | 0
6237 | 1432.0201 | 0 | 0 | 0 | 0 | 1718.25 | 0 | 0 | 0 | 5119036.6628 | 0
6238 | 1643.0203 | 321.0034 | 321.0034 | 312.4841 | 312.4841 | 1805.35 | 597274.7409 | 112494.2763 | 51028.6537 | 4756262.2535 | 59538.3741
6239 | 1400.1248 | 621.2819 | 621.2819 | 604.7934 | 604.7934 | 1698.6 | 1088964.441 | 217725.6373 | 98762.7683 | 2843067.749 | 178428.8
6240 | 1198.1208 | 0 | 0 | 0 | 0 | 1279.25 | 0 | 0 | 0 | 2310355.4893 | 0
6241 | 1325.7023 | 0 | 0 | 0 | 0 | 667.5 | 0 | 0 | 0 | 1659620.1365 | 0
6242 | 1425.4775 | 0 | 0 | 0 | 0 | 301.8 | 0 | 0 | 0 | 1784526.7727 | 0
6243 | 1218.5665 | 0 | 0 | 0 | 0 | 292.85 | 0 | 0 | 0 | 1525499.0776 | 0
6244 | 1399.3069 | 0 | 0 | 0 | 0 | 285.95 | 0 | 0 | 0 | 1751764.3771 | 0
6245 | 1315.0705 | 0 | 0 | 0 | 0 | 280.8 | 0 | 0 | 0 | 1646310.4137 | 0
6246 | 733.5934 | 0 | 0 | 0 | 0 | 277.3 | 0 | 0 | 0 | 918370.921 | 0
6247 | 983.0315 | 463.2202 | 463.2202 | 450.9266 | 450.9266 | 629.45 | 303273.2573 | 162333.5872 | 73636.3188 | 1026066.3886 | 604944.3234
6248 | 877.8811 | 1070.7311 | 921.3034 | 1042.3145 | 877.8811 | 653.1 | 611628.9601 | 316037.1943 | 143357.9829 | 0 | 1182418.0474
6249 | 945.2549 | 2366.3537 | 992.0109 | 2303.552 | 945.2549 | 1115.95 | 1121952.2288 | 340291.7799 | 154360.1324 | 0 | 835652.6334
6250 | 1289.4335 | 2157.965 | 1353.2118 | 2100.6938 | 1289.4335 | 1179.45 | 1617501.0707 | 464196.0751 | 210564.4974 | 0 | 1058044.6929
6251 | 942.1656 | 2944.3085 | 988.7681 | 2866.1682 | 942.1656 | 701.8 | 702824.3959 | 339179.613 | 153855.6411 | 0 | 1223119.3711
6252 | 1192.4164 | 4331.5671 | 1251.3961 | 4216.6096 | 1192.4164 | 349.85 | 444302.0243 | 429269.9137 | 194721.6025 | 0 | 1967665.967
6253 | 1457.5078 | 2719.4528 | 1529.6003 | 2647.28 | 1457.5078 | 361.05 | 560436.7447 | 524702.8109 | 238011.025 | 0 | 2388782.4219
6254 | 1298.3816 | 1815.4739 | 1362.6035 | 1767.2922 | 1298.3816 | 385.3 | 533973.2052 | 467417.3846 | 212025.7192 | 0 | 2096496.8083
6255 | 1441.2678 | 773.3973 | 773.3973 | 752.8718 | 752.8718 | 1141.7 | 916104.4875 | 271033.8472 | 122943.9646 | 1327444.9311 | 632520.7518
6256 | 1536.8077 | 96.6293 | 96.6293 | 94.0648 | 94.0648 | 1161.95 | 116156.5057 | 33863.3244 | 15360.7802 | 2782064.1619 | 77163.4537
6257 | 1458.4473 | 20.6818 | 20.6818 | 20.1329 | 20.1329 | 1356 | 28995.6253 | 7247.8364 | 3287.6991 | 2773524.6921 | 12691.308
6258 | 1564.8337 | 0 | 0 | 0 | 0 | 1534.1 | 0 | 0 | 0 | 3017493.8013 | 0
6259 | 1103.6522 | 0 | 0 | 0 | 0 | 1609.95 | 0 | 0 | 0 | 3945221.237 | 0
6260 | 1320.7953 | 0 | 0 | 0 | 0 | 1358.45 | 0 | 0 | 0 | 4721441.5828 | 0
6261 | 1423.8418 | 0 | 0 | 0 | 0 | 739 | 0 | 0 | 0 | 5089801.7301 | 0
6262 | 1526.8884 | 321.0034 | 321.0034 | 312.4841 | 312.4841 | 1196.65 | 397092.6658 | 112494.2763 | 51028.6537 | 4341126.2153 | 245723.8779
6263 | 1557.9659 | 621.2819 | 621.2819 | 604.7934 | 604.7934 | 752.1 | 482620.513 | 217725.6373 | 98762.7683 | 3407301.9445 | 738756.8
6264 | 1416.4814 | 0 | 0 | 0 | 0 | 340.3 | 0 | 0 | 0 | 2731423.6914 | 0
6265 | 1565.3264 | 0 | 0 | 0 | 0 | 318 | 0 | 0 | 0 | 1959600.8287 | 0
6266 | 1530.9776 | 0 | 0 | 0 | 0 | 301.8 | 0 | 0 | 0 | 1916600.1828 | 0
6267 | 1518.7101 | 0 | 0 | 0 | 0 | 292.85 | 0 | 0 | 0 | 1901242.81 | 0
6268 | 1445.1054 | 0 | 0 | 0 | 0 | 285.95 | 0 | 0 | 0 | 1809098.5707 | 0
6269 | 1521.9814 | 0 | 0 | 0 | 0 | 280.8 | 0 | 0 | 0 | 1905338.1088 | 0
6270 | 1328.1557 | 0 | 0 | 0 | 0 | 277.3 | 0 | 0 | 0 | 1662691.6115 | 0
6271 | 1128.6053 | 165.6745 | 165.6745 | 161.2776 | 161.2776 | 279.95 | 48214.9494 | 58059.9248 | 26336.627 | 1865313.4449 | 271537.4133
6272 | 1388.3388 | 620.0593 | 620.0593 | 603.6033 | 603.6033 | 297.55 | 191159.2648 | 217297.1739 | 98568.4125 | 1513218.1405 | 1005867.0458
6273 | 1708.9138 | 1481.5401 | 1481.5401 | 1442.2209 | 1442.2209 | 680.6 | 1042980.1743 | 519199.5146 | 235514.6687 | 514268.2905 | 1862614.1322
6274 | 1431.3986 | 1985.6443 | 1502.1988 | 1932.9464 | 1431.3986 | 695.55 | 1058864.68 | 515303.492 | 233747.3896 | 0 | 1867187.8894
6275 | 1533.1581 | 2504.5868 | 1608.9921 | 2438.1165 | 1533.1581 | 545.75 | 891398.0436 | 551936.9142 | 250364.7169 | 0 | 2229595.1597
6276 | 1365.5684 | 2575.8013 | 1433.1127 | 2507.4409 | 1365.5684 | 599.35 | 872246.5997 | 491604.6218 | 222997.3187 | 0 | 1912683.3711
6277 | 1628.745 | 3282.1337 | 1709.3071 | 3195.0277 | 1628.745 | 361.05 | 625400.3405 | 586348.2108 | 265974.0634 | 0 | 2669431.6669
6278 | 1656.7966 | 266.828 | 266.828 | 259.7465 | 259.7465 | 385.3 | 106487.9349 | 93508.7479 | 42416.607 | 2693954.0108 | 410540.7044
6279 | 1559.5597 | 169.081 | 169.081 | 164.5937 | 164.5937 | 390.7 | 68427.799 | 59253.738 | 26878.1539 | 2689935.204 | 259277.5416
6280 | 1548.5916 | 75.5162 | 75.5162 | 73.512 | 73.512 | 776.4 | 60614.6636 | 26464.3305 | 12004.5144 | 2844419.4738 | 88046.5852
6281 | 1862.9184 | 139.5523 | 139.5523 | 135.8487 | 135.8487 | 1389.05 | 200401.1632 | 48905.5179 | 22184.0863 | 3330336.1184 | 81241.0763
6282 | 1641.6575 | 9.6572 | 9.6572 | 9.4009 | 9.4009 | 1672.5 | 16655.2834 | 3384.3097 | 1535.1605 | 3147506.6757 | 3013.655
6283 | 1998.0095 | 0 | 0 | 0 | 0 | 1835.8 | 0 | 0 | 0 | 7142276.7035 | 0
6284 | 1726.4389 | 0 | 0 | 0 | 0 | 1417.5 | 0 | 0 | 0 | 6171494.2301 | 0
6285 | 1521.9814 | 0 | 0 | 0 | 0 | 1252.55 | 0 | 0 | 0 | 5440620.9192 | 0
6286 | 1737.8885 | 321.0034 | 321.0034 | 312.4841 | 312.4841 | 1353.75 | 447998.4098 | 112494.2763 | 51028.6537 | 5095387.4717 | 197671.0725
6287 | 1565.3264 | 621.2819 | 621.2819 | 604.7934 | 604.7934 | 713.15 | 457632.4197 | 217725.6373 | 98762.7683 | 3433613.3836 | 761815.2
6288 | 1698.6327 | 0 | 0 | 0 | 0 | 340.3 | 0 | 0 | 0 | 3275500.5827 | 0
6289 | 692.7019 | 0 | 0 | 0 | 0 | 318 | 0 | 0 | 0 | 867179.6769 | 0
6290 | 512.7793 | 0 | 0 | 0 | 0 | 301.8 | 0 | 0 | 0 | 641938.2023 | 0
6291 | 606.0119 | 0 | 0 | 0 | 0 | 292.85 | 0 | 0 | 0 | 758654.2391 | 0
6292 | 754.857 | 0 | 0 | 0 | 0 | 285.95 | 0 | 0 | 0 | 944990.368 | 0
6293 | 802.2911 | 0 | 0 | 0 | 0 | 280.8 | 0 | 0 | 0 | 1004372.2113 | 0
6294 | 671.4383 | 0 | 0 | 0 | 0 | 277.3 | 0 | 0 | 0 | 840560.2298 | 0
6295 | 609.2833 | 407.753 | 407.753 | 396.9314 | 396.9314 | 279.95 | 118185.4368 | 142895.3218 | 64818.9057 | 409481.4112 | 668299.6268
6296 | 469.188 | 351.9835 | 351.9835 | 342.642 | 342.642 | 297.55 | 108233.0522 | 123351.1358 | 55953.4458 | 244020.5652 | 570991.5153
6297 | 557.6649 | 880.3302 | 585.2486 | 856.9668 | 557.6649 | 325.05 | 192007.1854 | 200759.3687 | 91066.6803 | 0 | 934060.846
6298 | 672.0078 | 2050.3678 | 705.2473 | 1995.9522 | 672.0078 | 339.05 | 241886.4733 | 241922.7917 | 109738.8663 | 0 | 1116171.2802
6299 | 802.2369 | 4128.0899 | 841.9178 | 4018.5326 | 802.2369 | 346.25 | 295791.6702 | 288805.2991 | 131005.2926 | 0 | 1326699.3427
6300 | 773.4902 | 4347.7896 | 811.7489 | 4232.4017 | 773.4902 | 349.85 | 288635.9014 | 278456.4797 | 126310.9531 | 0 | 1276374.8887
6301 | 936.0094 | 4280.4887 | 982.3076 | 4166.8868 | 936.0094 | 361.05 | 359858.1457 | 336963.3758 | 152850.3313 | 0 | 1534072.5688
6302 | 851.9365 | 3878.0638 | 894.0751 | 3775.1421 | 851.9365 | 385.3 | 349066.535 | 306697.1272 | 139121.2246 | 0 | 1375621.8091
6303 | 657.248 | 2689.2492 | 689.7573 | 2617.878 | 657.248 | 390.7 | 272784.8785 | 236609.2691 | 107328.5935 | 0 | 1057709.1576
6304 | 682.6487 | 764.1831 | 716.4136 | 743.9021 | 682.6487 | 380.95 | 276248.6752 | 245753.5478 | 111476.5399 | 0 | 1105242.4486
6305 | 686.5273 | 262.457 | 262.457 | 255.4915 | 255.4915 | 1306.5 | 353730.8124 | 91976.945 | 41721.7642 | 831173.2068 | 173435.3345
6306 | 776.4017 | 24.845 | 24.845 | 24.1856 | 24.1856 | 1476.55 | 37805.0053 | 8706.8188 | 3949.5098 | 1450510.3177 | 12392.1553
6307 | 785.1463 | 0 | 0 | 0 | 0 | 1791.75 | 0 | 0 | 0 | 2806659.4874 | 0
6308 | 546.3104 | 0 | 0 | 0 | 0 | 1448.55 | 0 | 0 | 0 | 1952893.4847 | 0
6309 | 724.5973 | 0 | 0 | 0 | 0 | 1396.1 | 0 | 0 | 0 | 2590215.0109 | 0
6310 | 823.5547 | 321.0034 | 321.0034 | 312.4841 | 312.4841 | 1466.25 | 484602.9636 | 112494.2763 | 51028.6537 | 1826922.0273 | 163260.2475
6311 | 729.5043 | 621.2819 | 621.2819 | 604.7934 | 604.7934 | 1237.65 | 791334.1648 | 217725.6373 | 98762.7683 | 445803.2905 | 451311.2
6312 | 745.043 | 0 | 0 | 0 | 0 | 735.75 | 0 | 0 | 0 | 1436678.397 | 0
6313 | 1741.9777 | 0 | 0 | 0 | 0 | 1069.95 | 0 | 0 | 0 | 3359083.4088 | 0
6314 | 1703.5397 | 0 | 0 | 0 | 0 | 1092.7 | 0 | 0 | 0 | 3284962.7888 | 0
6315 | 1585.7722 | 0 | 0 | 0 | 0 | 649.35 | 0 | 0 | 0 | 3057869.8266 | 0
6316 | 1660.1947 | 0 | 0 | 0 | 0 | 285.95 | 0 | 0 | 0 | 3201379.9626 | 0
6317 | 1616.0319 | 0 | 0 | 0 | 0 | 280.8 | 0 | 0 | 0 | 3116220.1018 | 0
6318 | 1492.5396 | 0 | 0 | 0 | 0 | 1028.3 | 0 | 0 | 0 | 2878087.8968 | 0
6319 | 1496.6287 | 342.9644 | 342.9644 | 333.8623 | 333.8623 | 1267.9 | 447827.1302 | 120190.4363 | 54519.7173 | 2242181.011 | 239250.28
6320 | 112.7164 | 560.9798 | 118.2912 | 546.0917 | 112.7164 | 1137.95 | 135749.7155 | 40577.8977 | 18406.5853 | 0 | 97167.1575
6321 | 91.689 | 1012.9634 | 96.2242 | 986.0799 | 91.689 | 1412.55 | 137243.0776 | 33008.0233 | 14972.8061 | 0 | 53862.6758
6322 | 0 | 1928.7152 | 0 | 1877.5281 | 0 | 1140.5 | 0 | 0 | 0 | 0 | 0
6323 | 0 | 2583.8853 | 0 | 2515.3104 | 0 | 346.25 | 0 | 0 | 0 | 0 | 0
6324 | 0 | 2659.0174 | 0 | 2588.4485 | 0 | 349.85 | 0 | 0 | 0 | 0 | 0
6325 | 0 | 1067.441 | 0 | 1039.1117 | 0 | 361.05 | 0 | 0 | 0 | 0 | 0
6326 | 89.7711 | 498.8044 | 94.2113 | 485.5664 | 89.7711 | 1226.4 | 117041.7795 | 32317.6113 | 14659.6276 | 0 | 69446.9559
6327 | 73.0251 | 612.3646 | 76.637 | 596.1128 | 73.0251 | 1505.7 | 116813.8995 | 26289.0192 | 11924.9912 | 0 | 36096.2838
6328 | 78.3215 | 468.4539 | 82.196 | 456.0214 | 78.3215 | 1410 | 117128.8389 | 28195.7487 | 12789.9049 | 0 | 46209.6992
6329 | 73.0629 | 363.8466 | 76.6758 | 354.1903 | 73.0629 | 1822.45 | 140826.8932 | 26302.636 | 11931.168 | 0 | 12972.314
6330 | 85.2782 | 89.4961 | 89.4961 | 87.1209 | 85.2782 | 1846.5 | 166268.3611 | 30700.1483 | 13925.9284 | 0 | 13090.173
6331 | 79.3551 | 83.2801 | 83.2801 | 81.0699 | 79.3551 | 1845.85 | 154486.4863 | 28567.8204 | 12958.6807 | 0 | 12232.5732
6332 | 88.3256 | 92.6948 | 92.6948 | 90.2348 | 88.3256 | 1668.4 | 155515.856 | 31797.2262 | 14423.5751 | 0 | 29288.7783
6333 | 80.9652 | 84.9697 | 84.9697 | 82.7147 | 80.9652 | 1592.65 | 136023.7662 | 29147.4573 | 13221.6105 | 0 | 32981.0927
6334 | 88.3256 | 92.6948 | 92.6948 | 90.2348 | 88.3256 | 1761.15 | 164168.8171 | 31797.2262 | 14423.5751 | 0 | 21096.5763
6335 | 80.9652 | 84.9697 | 84.9697 | 82.7147 | 80.9652 | 1548.2 | 132464.1134 | 29147.4573 | 13221.6105 | 0 | 36579.987
6336 | 85.8721 | 90.1195 | 90.1195 | 87.7277 | 85.8721 | 1369.35 | 124319.4297 | 30913.9699 | 14022.9202 | 0 | 54155.1768
6337 | 76.876 | 0 | 0 | 0 | 0 | 723.9 | 0 | 0 | 0 | 96239.5391 | 0
6338 | 83.4186 | 23.0556 | 23.0556 | 22.4438 | 22.4438 | 336 | 7989.0726 | 8079.7543 | 3665.0663 | 76333.2416 | 36556.416
6339 | 77.6938 | 81.537 | 81.537 | 79.373 | 77.6938 | 325.8 | 26826.7949 | 27969.7823 | 12687.404 | 0 | 130075.0264
6340 | 81.783 | 85.8282 | 85.8282 | 83.5504 | 81.783 | 316.55 | 27399.4041 | 29441.8761 | 13355.1621 | 0 | 137677.573
6341 | 78.5117 | 82.3954 | 82.3954 | 80.2087 | 78.5117 | 308.3 | 25621.6938 | 28264.201 | 12820.9556 | 0 | 132818.1914
6342 | 83.4186 | 87.5451 | 87.5451 | 85.2217 | 83.4186 | 298.55 | 26352.5397 | 30030.7136 | 13622.2654 | 0 | 141932.6602
6343 | 68.6977 | 72.096 | 72.096 | 70.1826 | 68.6977 | 690.45 | 50096.9248 | 24731.1759 | 11218.3362 | 0 | 89963.0872
6344 | 80.819 | 624.7504 | 84.8165 | 608.1699 | 80.819 | 657.15 | 56084.9024 | 29094.83 | 13197.7381 | 0 | 108527.7567
6345 | 556.7111 | 1798.1263 | 584.2474 | 1750.405 | 556.7111 | 1029.8 | 607021.6457 | 200416.0028 | 90910.9257 | 0 | 540121.1276
6346 | 1538.6406 | 1920.8673 | 1614.7463 | 1869.8885 | 1538.6406 | 685.15 | 1118620.2178 | 553910.6239 | 251260.0136 | 0 | 2023081.6218
6347 | 1710.5127 | 2283.4367 | 1795.1196 | 2222.8355 | 1710.5127 | 342.65 | 622094.8039 | 615784.5666 | 279326.7215 | 0 | 2834918.1985
6348 | 1592.0899 | 3073.9728 | 1670.8391 | 2992.3912 | 1592.0899 | 347.95 | 588718.7763 | 573152.3622 | 259988.2799 | 0 | 2630212.111
6349 | 1586.6892 | 3085.1863 | 1665.172 | 3003.3072 | 1586.6892 | 354.75 | 598314.9766 | 571208.0944 | 259106.3384 | 0 | 2610500.3257
6350 | 1637.1595 | 3263.1794 | 1718.1373 | 3176.5764 | 1637.1595 | 1285.1 | 2236580.9831 | 589377.4121 | 267348.1428 | 0 | 1170405.3108
6351 | 1737.0911 | 1823.0133 | 1823.0133 | 1774.6315 | 1737.0911 | 1487.45 | 2745563.6216 | 625352.8082 | 283666.9822 | 0 | 890346.0607
6352 | 1235.9792 | 1429.2297 | 1297.1139 | 1391.2987 | 1235.9792 | 1483.75 | 1949298.6774 | 444952.4969 | 201835.3965 | 0 | 638074.2403
6353 | 1637.9753 | 725.7601 | 725.7601 | 706.4989 | 706.4989 | 1780.9 | 1335252.6055 | 254339.5868 | 115371.2626 | 1796180.8665 | 151519.4814
6354 | 1283.7711 | 59.1582 | 59.1582 | 57.5882 | 57.5882 | 1755.5 | 107020.1767 | 20731.7469 | 9404.1508 | 2364468.1187 | 13782.465
6355 | 1342.5199 | 0 | 0 | 0 | 0 | 1830.45 | 0 | 0 | 0 | 4799100.5272 | 0
6356 | 1375.5899 | 0 | 0 | 0 | 0 | 1509.6 | 0 | 0 | 0 | 4917315.631 | 0
6357 | 1208.7526 | 0 | 0 | 0 | 0 | 1466.2 | 0 | 0 | 0 | 4320923.0091 | 0
6358 | 1334.6984 | 321.0034 | 321.0034 | 312.4841 | 312.4841 | 1390.5 | 459109.7798 | 112494.2763 | 51028.6537 | 3654105.3017 | 186430.203
6359 | 1426.2953 | 621.2819 | 621.2819 | 604.7934 | 604.7934 | 1268.3 | 812297.117 | 217725.6373 | 98762.7683 | 2936619.5309 | 433166.4
6360 | 1445.9232 | 0 | 0 | 0 | 0 | 1077.7 | 0 | 0 | 0 | 2788196.932 | 0
6361 | 1568.5977 | 0 | 0 | 0 | 0 | 700.5 | 0 | 0 | 0 | 1963696.1275 | 0
6362 | 1526.8884 | 0 | 0 | 0 | 0 | 1099 | 0 | 0 | 0 | 1911481.059 | 0
6363 | 1723.1676 | 0 | 0 | 0 | 0 | 270.65 | 0 | 0 | 0 | 2157199.0313 | 0
6364 | 1466.369 | 0 | 0 | 0 | 0 | 266.45 | 0 | 0 | 0 | 1835718.0175 | 0
6365 | 1491.7217 | 0 | 0 | 0 | 0 | 263.3 | 0 | 0 | 0 | 1867456.5881 | 0
6366 | 1755.8808 | 0 | 0 | 0 | 0 | 262.05 | 0 | 0 | 0 | 2198152.0259 | 0
6367 | 1216.9309 | 0 | 0 | 0 | 0 | 265.5 | 0 | 0 | 0 | 2346627.2829 | 0
6368 | 1615.258 | 329.9175 | 329.9175 | 321.1617 | 321.1617 | 276.45 | 93996.9171 | 115618.1979 | 52445.6992 | 2495426.6629 | 541828.9664
6369 | 1535.5124 | 1121.3362 | 1121.3362 | 1091.5766 | 1091.5766 | 294.1 | 339640.2547 | 392967.5597 | 178254.4514 | 856048.638 | 1822730.2674
6370 | 1473.9411 | 1184.4971 | 1184.4971 | 1153.0612 | 1153.0612 | 306.3 | 373553.4295 | 415102.0187 | 188294.8879 | 618757.8721 | 1911628.379
6371 | 1908.6882 | 2003.0979 | 2003.0979 | 1949.9368 | 1908.6882 | 320.05 | 645750.797 | 687127.7527 | 311688.7834 | 0 | 3206500.7449
6372 | 2013.4594 | 2113.0501 | 2113.0501 | 2056.9709 | 2013.4594 | 320.45 | 682290.7147 | 724845.3721 | 328797.9146 | 0 | 3381705.0634
6373 | 2035.7422 | 859.4228 | 859.4228 | 836.6142 | 836.6142 | 314.5 | 279038.3997 | 301181.1246 | 136619.1046 | 2312297.5737 | 1380284.6035
6374 | 1841.9829 | 1933.0914 | 1933.0914 | 1881.7882 | 1841.9829 | 325.1 | 637836.8455 | 663113.8544 | 300795.8123 | 0 | 3085135.6518
6375 | 1628.7921 | 1238.4804 | 1238.4804 | 1205.6118 | 1205.6118 | 332.25 | 426802.19 | 434020.2435 | 196876.4049 | 816025.2828 | 1968126.7848
6376 | 1389.4705 | 1359.9011 | 1359.9011 | 1323.8101 | 1323.8101 | 327.55 | 462667.1765 | 476571.6299 | 216178.1866 | 126614.0227 | 2167172.4172
6377 | 1931.9585 | 574.2198 | 574.2198 | 558.9803 | 558.9803 | 322.7 | 191072.7844 | 201232.9203 | 91281.4886 | 2647535.8208 | 917744.7588
6378 | 1367.8348 | 51.7123 | 51.7123 | 50.3399 | 50.3399 | 1352.55 | 71836.5252 | 18122.3493 | 8220.499 | 2540546.584 | 31903.0988
6379 | 1384.0595 | 0 | 0 | 0 | 0 | 1775.4 | 0 | 0 | 0 | 4947592.0585 | 0
6380 | 1184.2177 | 0 | 0 | 0 | 0 | 1304.3 | 0 | 0 | 0 | 4233218.211 | 0
6381 | 1696.1792 | 0 | 0 | 0 | 0 | 315.5 | 0 | 0 | 0 | 6063324.9801 | 0
6382 | 1602.9466 | 321.0034 | 321.0034 | 312.4841 | 312.4841 | 319.1 | 106021.6771 | 112494.2763 | 51028.6537 | 4613011.0871 | 514143.6066
6383 | 1638.9311 | 621.2819 | 621.2819 | 604.7934 | 604.7934 | 312.1 | 201072.7133 | 217725.6373 | 98762.7683 | 3696727.7745 | 999236.8
6384 | 1551.4233 | 0 | 0 | 0 | 0 | 297.8 | 0 | 0 | 0 | 2991634.3779 | 0
6385 | 1701.0862 | 0 | 0 | 0 | 0 | 318 | 0 | 0 | 0 | 2129555.7595 | 0
6386 | 1653.652 | 0 | 0 | 0 | 0 | 301.8 | 0 | 0 | 0 | 2070173.9158 | 0
6387 | 1684.7296 | 0 | 0 | 0 | 0 | 292.85 | 0 | 0 | 0 | 2109079.2616 | 0
6388 | 1203.0278 | 0 | 0 | 0 | 0 | 285.95 | 0 | 0 | 0 | 1506046.4047 | 0
6389 | 1548.9698 | 0 | 0 | 0 | 0 | 280.8 | 0 | 0 | 0 | 1939124.3308 | 0
6390 | 1546.5163 | 0 | 0 | 0 | 0 | 277.3 | 0 | 0 | 0 | 1936052.8557 | 0
6391 | 1351.055 | 0 | 0 | 0 | 0 | 279.95 | 0 | 0 | 0 | 2605260.9348 | 0
6392 | 1371.2114 | 51.3513 | 51.3513 | 49.9884 | 49.9884 | 297.55 | 15774.2968 | 17995.833 | 8163.1098 | 2547735.4406 | 83302.581
6393 | 1665.9839 | 856.0929 | 856.0929 | 833.3727 | 833.3727 | 1115.95 | 983900.2674 | 300014.1593 | 136089.7561 | 1605537.5515 | 721158.4832
6394 | 1480.4755 | 1535.8834 | 1535.8834 | 1495.1219 | 1480.4755 | 339.05 | 531867.4567 | 532971.1937 | 241761.6554 | 0 | 2430792.0203
6395 | 1901.1918 | 1995.2301 | 1995.2301 | 1942.2778 | 1901.1918 | 346.25 | 697125.6822 | 684429.0368 | 310464.6159 | 0 | 3144095.888
6396 | 1801.945 | 1891.0741 | 1891.0741 | 1840.886 | 1801.945 | 349.85 | 668387.0124 | 648700.2162 | 294257.6258 | 0 | 2973479.5417
6397 | 1608.8247 | 1688.4018 | 1688.4018 | 1643.5926 | 1608.8247 | 361.05 | 615161.0993 | 579176.906 | 262721.0799 | 0 | 2636783.306
6398 | 1764.516 | 1305.9178 | 1305.9178 | 1271.2595 | 1271.2595 | 385.3 | 519127.97 | 457653.4052 | 207596.6696 | 951154.5537 | 2009281.0096
6399 | 1869.6654 | 939.3142 | 939.3142 | 914.3854 | 914.3854 | 390.7 | 378700.0301 | 329178.7291 | 149319.129 | 1842081.883 | 1440392.6999
6400 | 1735.3911 | 1074.7275 | 1074.7275 | 1046.2048 | 1046.2048 | 776.4 | 859398.5143 | 376633.7235 | 170845.2418 | 1328968.9374 | 1253056.9464
6401 | 1870.3575 | 368.4422 | 368.4422 | 358.664 | 358.664 | 1446.6 | 549103.977 | 129119.0263 | 58569.825 | 2915022.9098 | 194286.0118
6402 | 1742.4091 | 27.583 | 27.583 | 26.851 | 26.851 | 1755.2 | 49805.0631 | 9666.3563 | 4384.7666 | 3308138.1009 | 6434.0784
6403 | 1712.774 | 0 | 0 | 0 | 0 | 1845.85 | 0 | 0 | 0 | 6122646.3131 | 0
6404 | 1736.2529 | 0 | 0 | 0 | 0 | 1557.95 | 0 | 0 | 0 | 6206576.1501 | 0
6405 | 1571.8691 | 0 | 0 | 0 | 0 | 1252.55 | 0 | 0 | 0 | 5618954.0091 | 0
6406 | 1566.1442 | 321.0034 | 321.0034 | 312.4841 | 312.4841 | 1265.25 | 416772.3665 | 112494.2763 | 51028.6537 | 4481453.8881 | 224740.9215
6407 | 1353.5085 | 621.2819 | 621.2819 | 604.7934 | 604.7934 | 752.1 | 480631.3584 | 217725.6373 | 98762.7683 | 2676428.6336 | 738756.8
6408 | 390.9227 | 0 | 0 | 0 | 0 | 340.3 | 0 | 0 | 0 | 753822.474 | 0
6409 | 403.1901 | 0 | 0 | 0 | 0 | 318 | 0 | 0 | 0 | 504745.6678 | 0
6410 | 386.8335 | 0 | 0 | 0 | 0 | 301.8 | 0 | 0 | 0 | 484269.1702 | 0
6411 | 365.57 | 0 | 0 | 0 | 0 | 292.85 | 0 | 0 | 0 | 457649.7232 | 0
6412 | 375.3839 | 0 | 0 | 0 | 0 | 285.95 | 0 | 0 | 0 | 469935.6218 | 0
6413 | 388.4692 | 0 | 0 | 0 | 0 | 280.8 | 0 | 0 | 0 | 486316.82 | 0
6414 | 406.4615 | 0 | 0 | 0 | 0 | 277.3 | 0 | 0 | 0 | 508840.9674 | 0
6415 | 362.2986 | 237.7778 | 237.7778 | 231.4673 | 231.4673 | 635.5 | 156082.3367 | 83328.2354 | 37798.6135 | 252284.1299 | 309156.1295
6416 | 452.8416 | 475.2397 | 475.2397 | 462.6271 | 452.8416 | 693 | 332032.9554 | 163022.9801 | 73949.0351 | 0 | 591863.187
6417 | 1718.3751 | 1803.3705 | 1803.3705 | 1755.51 | 1718.3751 | 1077 | 1961688.8618 | 618615.0349 | 280610.6533 | 0 | 1586060.125
6418 | 1870.1756 | 1992.9423 | 1962.6789 | 1940.0507 | 1870.1756 | 339.05 | 671474.9053 | 673263.2052 | 305399.6706 | 0 | 3106268.113
6419 | 1892.5228 | 2283.6844 | 1986.1323 | 2223.0766 | 1892.5228 | 346.25 | 693740.4608 | 681308.1979 | 309048.9687 | 0 | 3129759.5342
6420 | 1967.7386 | 2065.0687 | 2065.0687 | 2010.2629 | 1967.7386 | 349.85 | 729249.4801 | 708385.8913 | 321331.7113 | 0 | 3247063.8293
6421 | 1715.3512 | 2746.6391 | 1800.1979 | 2673.7448 | 1715.3512 | 361.05 | 655187.471 | 617526.4216 | 280116.8462 | 0 | 2811374.8017
6422 | 1757.0441 | 2517.5309 | 1843.9521 | 2450.717 | 1757.0441 | 385.3 | 719479.5465 | 632535.89 | 286925.3079 | 0 | 2837099.1712
6423 | 1950.1113 | 1100.051 | 1100.051 | 1070.8562 | 1070.8562 | 390.7 | 444230.7213 | 385508.2499 | 174870.8256 | 1695481.5545 | 1686874.6972
6424 | 1726.1516 | 1518.1706 | 1518.1706 | 1477.8792 | 1477.8792 | 1346.4 | 2111983.075 | 532036.5005 | 241337.6681 | 478747.7743 | 945508.8712
6425 | 2137.608 | 1036.6823 | 1036.6823 | 1009.1694 | 1009.1694 | 1577.8 | 1687535.5812 | 363300.9705 | 164797.3569 | 2175986.2587 | 417058.4484
6426 | 1644.1407 | 74.558 | 74.558 | 72.5793 | 72.5793 | 1552.8 | 118930.7042 | 26128.5476 | 11852.1995 | 3030466.9523 | 31770.8768
6427 | 1812.7762 | 0 | 0 | 0 | 0 | 1845.85 | 0 | 0 | 0 | 6480123.756 | 0
6428 | 1637.2954 | 0 | 0 | 0 | 0 | 1762.45 | 0 | 0 | 0 | 5852833.4673 | 0
6429 | 1228.3805 | 0 | 0 | 0 | 0 | 1570.1 | 0 | 0 | 0 | 4391086.8455 | 0
6430 | 1411.5744 | 321.0034 | 321.0034 | 312.4841 | 312.4841 | 1566.5 | 516951.348 | 112494.2763 | 51028.6537 | 3928913.6671 | 132596.379
6431 | 1350.2371 | 621.2819 | 621.2819 | 604.7934 | 604.7934 | 1378.15 | 880947.7839 | 217725.6373 | 98762.7683 | 2664734.6591 | 368135.2
6432 | 369.6591 | 0 | 0 | 0 | 0 | 1092.25 | 0 | 0 | 0 | 712819.5779 | 0
6433 | 112.8605 | 0 | 0 | 0 | 0 | 1196.2 | 0 | 0 | 0 | 141287.834 | 0
6434 | 119.4032 | 0 | 0 | 0 | 0 | 1210.8 | 0 | 0 | 0 | 149478.4331 | 0
6435 | 113.6784 | 0 | 0 | 0 | 0 | 1196.85 | 0 | 0 | 0 | 142311.6589 | 0
6436 | 116.1318 | 0 | 0 | 0 | 0 | 1175.85 | 0 | 0 | 0 | 145383.1335 | 0
6437 | 112.8605 | 0 | 0 | 0 | 0 | 1180.25 | 0 | 0 | 0 | 141287.834 | 0
6438 | 116.9497 | 0 | 0 | 0 | 0 | 1251.8 | 0 | 0 | 0 | 146406.9584 | 0
6439 | 100.5931 | 105.5686 | 105.5686 | 102.7669 | 100.5931 | 1254.95 | 133561.1299 | 36213.5076 | 16426.8494 | 0 | 74946.8146
6440 | 225.1445 | 342.8951 | 236.2802 | 333.7949 | 225.1445 | 995.75 | 237098.4604 | 81052.0128 | 36766.0936 | 0 | 226101.3439
6441 | 1240.0192 | 2416.5065 | 1301.3547 | 2352.3737 | 1240.0192 | 681.55 | 894691.556 | 446406.9257 | 202495.1416 | 0 | 1634903.3643
6442 | 1266.4219 | 3521.1426 | 1329.0627 | 3427.6934 | 1266.4219 | 339.05 | 453598.3452 | 455911.8674 | 206806.6888 | 0 | 2103463.3784
6443 | 1701.8192 | 4024.3169 | 1785.9956 | 3917.5137 | 1701.8192 | 346.25 | 622014.1844 | 612654.8954 | 277907.0678 | 0 | 2814383.4259
6444 | 1591.6166 | 4251.8939 | 1670.3427 | 4139.051 | 1591.6166 | 349.85 | 589657.7767 | 572981.9674 | 259910.9869 | 0 | 2626406.0929
6445 | 1439.8744 | 4175.0943 | 1511.0941 | 4064.2895 | 1439.8744 | 361.05 | 550848.4483 | 518354.7743 | 235131.4851 | 0 | 2359882.1036
6446 | 1622.9691 | 3775.1608 | 1703.2454 | 3674.9701 | 1622.9691 | 385.3 | 662018.3412 | 584268.8785 | 265030.8552 | 0 | 2620608.2171
6447 | 1764.8544 | 3134.1301 | 1852.1485 | 3050.952 | 1764.8544 | 390.7 | 729969.4568 | 635347.5894 | 288200.726 | 0 | 2840180.2101
6448 | 1749.6223 | 2215.8513 | 1836.163 | 2157.0438 | 1749.6223 | 737.45 | 1364213.2469 | 629864.0399 | 285713.327 | 0 | 2208985.6765
6449 | 1578.746 | 915.375 | 915.375 | 891.0814 | 891.0814 | 1383.6 | 1302300.845 | 320789.3042 | 145513.5927 | 1326034.6073 | 537643.8048
6450 | 1433.9206 | 49.5535 | 49.5535 | 48.2384 | 48.2384 | 1552.8 | 78938.3955 | 17365.8263 | 7877.3317 | 2672033.0911 | 21115.8896
6451 | 1471.9558 | 0 | 0 | 0 | 0 | 1796.7 | 0 | 0 | 0 | 5261794.4926 | 0
6452 | 1491.7217 | 0 | 0 | 0 | 0 | 1687.5 | 0 | 0 | 0 | 5332451.6692 | 0
6453 | 1544.0628 | 0 | 0 | 0 | 0 | 1531.25 | 0 | 0 | 0 | 5519555.2364 | 0
6454 | 1414.8457 | 321.0034 | 321.0034 | 312.4841 | 312.4841 | 1377.75 | 454015.4261 | 112494.2763 | 51028.6537 | 3940607.6416 | 190330.0965
6455 | 1431.2023 | 621.2819 | 621.2819 | 604.7934 | 604.7934 | 1256.1 | 803379.0077 | 217725.6373 | 98762.7683 | 2954160.4891 | 440388.8
6456 | 482.5196 | 0 | 0 | 0 | 0 | 1230.2 | 0 | 0 | 0 | 930450.334 | 0
6457 | 426.0894 | 0 | 0 | 0 | 0 | 1118.5 | 0 | 0 | 0 | 533412.7646 | 0
6458 | 399.101 | 0 | 0 | 0 | 0 | 1170.45 | 0 | 0 | 0 | 499626.5435 | 0
6459 | 440.8103 | 0 | 0 | 0 | 0 | 923.85 | 0 | 0 | 0 | 551841.6125 | 0
6460 | 390.1049 | 0 | 0 | 0 | 0 | 997.05 | 0 | 0 | 0 | 488364.4698 | 0
6461 | 392.5583 | 0 | 0 | 0 | 0 | 992.85 | 0 | 0 | 0 | 491435.9443 | 0
6462 | 495.6049 | 0 | 0 | 0 | 0 | 1176.75 | 0 | 0 | 0 | 620437.8797 | 0
6463 | 433.4498 | 315.4349 | 315.4349 | 307.0634 | 307.0634 | 1188.95 | 386739.1499 | 110542.8368 | 50143.459 | 243712.9306 | 243775.6764
6464 | 442.7905 | 474.7717 | 464.6926 | 462.1715 | 442.7905 | 572.05 | 267459.9078 | 159404.5735 | 72307.6857 | 0 | 632282.6686
6465 | 1681.4818 | 2378.8318 | 1764.6526 | 2315.6989 | 1681.4818 | 1224.5 | 2178392.9168 | 605333.4368 | 274585.9729 | 0 | 1303989.1119
6466 | 1826.7294 | 2022.0554 | 1917.084 | 1968.3912 | 1826.7294 | 1248.05 | 2408412.4003 | 657622.5768 | 298304.9078 | 0 | 1373609.1573
6467 | 1832.1434 | 1923.1205 | 1922.7657 | 1872.0819 | 1832.1434 | 1059.25 | 2051994.5171 | 659571.629 | 299189.0195 | 0 | 1723588.9167
6468 | 1642.4999 | 2152.1101 | 1723.7414 | 2094.9942 | 1642.4999 | 794.8 | 1382432.9189 | 591299.9665 | 268220.2348 | 0 | 1979540.8879
6469 | 1936.4576 | 1654.4402 | 1654.4402 | 1610.5322 | 1610.5322 | 361.05 | 615698.209 | 579791.6032 | 262999.9134 | 628487.1343 | 2583745.6728
6470 | 1870.011 | 1962.5068 | 1962.5068 | 1910.4229 | 1870.011 | 741.8 | 1466542.4706 | 673203.9535 | 305372.7934 | 0 | 2352847.8176
6471 | 1945.9424 | 2121.0964 | 2042.1936 | 2064.8036 | 1945.9424 | 1119.7 | 2301923.7904 | 700539.2633 | 317772.3936 | 0 | 1713013.093
6472 | 1509.5259 | 1421.6725 | 1421.6725 | 1383.9421 | 1383.9421 | 1549.95 | 2269846.185 | 498219.1485 | 225997.7415 | 242165.2484 | 609667.8834
6473 | 1569.9972 | 557.0632 | 557.0632 | 542.279 | 542.279 | 1821.5 | 1043805.5363 | 195220.4562 | 88554.1681 | 1981765.4445 | 94749.228
6474 | 1518.9095 | 37.8436 | 37.8436 | 36.8393 | 36.8393 | 1851.5 | 71866.728 | 13262.1393 | 6015.8538 | 2857899.6375 | 5354.91
6475 | 1387.3227 | 0 | 0 | 0 | 0 | 1845.85 | 0 | 0 | 0 | 4959256.7956 | 0
6476 | 1625.028 | 0 | 0 | 0 | 0 | 1629.55 | 0 | 0 | 0 | 5808981.07 | 0
6477 | 1559.6016 | 0 | 0 | 0 | 0 | 1431.05 | 0 | 0 | 0 | 5575101.6083 | 0
6478 | 1286.4464 | 321.0034 | 321.0034 | 312.4841 | 312.4841 | 1462.4 | 481880.2623 | 112494.2763 | 51028.6537 | 3481619.2026 | 164437.8624
6479 | 1165.4076 | 621.2819 | 621.2819 | 604.7934 | 604.7934 | 1265.65 | 809793.8809 | 217725.6373 | 98762.7683 | 2004025.1881 | 434735.2
6480 | 1319.1596 | 0 | 0 | 0 | 0 | 1239.75 | 0 | 0 | 0 | 2543756.5902 | 0
6481 | 1503.1713 | 0 | 0 | 0 | 0 | 1150 | 0 | 0 | 0 | 2898589.3457 | 0
6482 | 924.9656 | 0 | 0 | 0 | 0 | 1020.8 | 0 | 0 | 0 | 1783625.979 | 0
6483 | 1193.2138 | 0 | 0 | 0 | 0 | 1181.85 | 0 | 0 | 0 | 2300893.2832 | 0
6484 | 1166.2254 | 0 | 0 | 0 | 0 | 834.95 | 0 | 0 | 0 | 2248851.1466 | 0
6485 | 1228.3805 | 0 | 0 | 0 | 0 | 1169.8 | 0 | 0 | 0 | 2368705.7645 | 0
6486 | 1238.1945 | 0 | 0 | 0 | 0 | 1166.3 | 0 | 0 | 0 | 2387630.1787 | 0
6487 | 1037.0083 | 103.667 | 103.667 | 100.9157 | 100.9157 | 1168.95 | 124815.3808 | 36329.6557 | 16479.5355 | 1805082.322 | 82091.95
6488 | 344.9167 | 361.9775 | 361.9775 | 352.3708 | 344.9167 | 572.05 | 208633.3059 | 124170.0083 | 56324.8954 | 0 | 492523.7871
6489 | 280.4042 | 294.2735 | 294.2735 | 286.4637 | 280.4042 | 1224.5 | 364239.6503 | 100945.5204 | 45790.0097 | 0 | 217453.302
6490 | 270.3306 | 615.4878 | 283.7023 | 599.1531 | 270.3306 | 1313.55 | 376096.8565 | 97319.0173 | 44144.9876 | 0 | 185568.4428
6491 | 287.6502 | 2094.6919 | 301.879 | 2039.0999 | 287.6502 | 790.75 | 241383.9159 | 103554.0706 | 46973.277 | 0 | 347840.9998
6492 | 303.9311 | 2385.7551 | 318.9642 | 2322.4385 | 303.9311 | 349.85 | 113062.6489 | 109415.2121 | 49631.9559 | 0 | 501531.9784
6493 | 295.44 | 2141.2051 | 310.0533 | 2084.3787 | 295.44 | 635.55 | 199595.6821 | 106358.4093 | 48245.3562 | 0 | 403113.1433
6494 | 282.4089 | 2726.289 | 296.3777 | 2653.9347 | 282.4089 | 740.85 | 222226.5353 | 101667.2144 | 46117.3781 | 0 | 355595.2027
6495 | 273.0489 | 1677.5535 | 286.5547 | 1633.0322 | 273.0489 | 390.7 | 113468.9066 | 98297.5917 | 44588.8798 | 0 | 439417.5396
6496 | 209.159 | 869.1745 | 219.5046 | 846.107 | 209.159 | 1259.95 | 280043.7689 | 75297.2301 | 34155.6602 | 0 | 154788.0975
6497 | 292.731 | 268.7737 | 268.7737 | 261.6406 | 261.6406 | 1538.9 | 426674.5392 | 94190.6116 | 42725.908 | 59952.0706 | 118090.4766
6498 | 235.0545 | 14.4889 | 14.4889 | 14.1044 | 14.1044 | 1644.05 | 24500.5838 | 5077.5678 | 2303.2412 | 426061.7645 | 4914.2457
6499 | 209.7018 | 0 | 0 | 0 | 0 | 1829.5 | 0 | 0 | 0 | 404371.3497 | 0
6500 | 305.8684 | 0 | 0 | 0 | 0 | 1691 | 0 | 0 | 0 | 589810.8897 | 0
6501 | 293.6009 | 205.0209 | 205.0209 | 199.5798 | 199.5798 | 1596.1 | 335777.1783 | 71848.7248 | 32591.3799 | 181302.4684 | 78905.0962
6502 | 298.5079 | 313.273 | 313.273 | 304.9589 | 298.5079 | 1586.3 | 499639.1044 | 107462.8477 | 48746.3418 | 0 | 123492.7225
6503 | 235.535 | 247.1852 | 247.1852 | 240.625 | 235.535 | 1528.05 | 379928.9265 | 84792.6031 | 38462.8669 | 0 | 111160.7432
6504 | 168.473 | 176.8061 | 176.8061 | 172.1138 | 168.473 | 1492.95 | 265517.8591 | 60650.2647 | 27511.634 | 0 | 85424.2132
6505 | 199.5505 | 0 | 0 | 0 | 0 | 1635.05 | 0 | 0 | 0 | 249813.2717 | 0
6506 | 243.7133 | 0 | 0 | 0 | 0 | 1399.5 | 0 | 0 | 0 | 305099.8155 | 0
6507 | 191.3722 | 0 | 0 | 0 | 0 | 1279.8 | 0 | 0 | 0 | 239575.0229 | 0
6508 | 152.1164 | 0 | 0 | 0 | 0 | 1225.55 | 0 | 0 | 0 | 190431.4284 | 0
6509 | 135.7598 | 0 | 0 | 0 | 0 | 1275.3 | 0 | 0 | 0 | 169954.9307 | 0
6510 | 197.097 | 0 | 0 | 0 | 0 | 1324.55 | 0 | 0 | 0 | 246741.7971 | 0
6511 | 122.6745 | 128.7428 | 128.7428 | 125.3261 | 122.6745 | 1260.1 | 162701.1431 | 44162.8141 | 20032.7432 | 0 | 90766.8505
6512 | 195.7169 | 294.0038 | 205.3977 | 286.2011 | 195.7169 | 1198.25 | 246763.5916 | 70458.0897 | 31960.5724 | 0 | 156916.0372
6513 | 885.4685 | 1480.116 | 929.2656 | 1440.8345 | 885.4685 | 758.5 | 708965.4389 | 318768.6644 | 144597.0081 | 0 | 1099309.158
6514 | 1487.9546 | 2621.8716 | 1561.5533 | 2552.2886 | 1487.9546 | 327.25 | 515480.95 | 535663.6531 | 242982.9849 | 0 | 2488976.0438
6515 | 1782.3192 | 1855.9423 | 1855.9423 | 1806.6866 | 1782.3192 | 342.65 | 647796.0198 | 641634.9019 | 291052.7208 | 0 | 2930972.0971
6516 | 1685.3849 | 2922.3045 | 1768.7487 | 2844.7481 | 1685.3849 | 347.95 | 622969.831 | 606738.5503 | 275223.348 | 0 | 2784340.0613
6517 | 1718.2943 | 3267.032 | 1803.2855 | 3180.3267 | 1718.2943 | 629.25 | 1146870.471 | 618585.9613 | 280597.4652 | 0 | 2355351.9624
6518 | 1671.8876 | 3001.1653 | 1754.5831 | 2921.516 | 1671.8876 | 914.6 | 1622166.854 | 601879.5367 | 273019.2454 | 0 | 1814666.8032
6519 | 1697.546 | 2133.2334 | 1781.5112 | 2076.6185 | 1697.546 | 1088.45 | 1962160.4204 | 611116.5571 | 277209.2605 | 0 | 1547398.049
6520 | 1755.8511 | 1067.0391 | 1067.0391 | 1038.7205 | 1038.7205 | 1385.2 | 1526503.1269 | 373939.3687 | 169623.0525 | 1382854.5282 | 625096.6704
6521 | 1623.5477 | 241.5926 | 241.5926 | 235.1809 | 235.1809 | 1710.5 | 425373.7832 | 84665.115 | 38405.0369 | 2677210.0051 | 66644.637
6522 | 1905.103 | 11.1421 | 11.1421 | 10.8464 | 10.8464 | 1826.85 | 20868.2042 | 3904.7181 | 1771.2235 | 3652725.3117 | 1838.3335
6523 | 1574.8582 | 0 | 0 | 0 | 0 | 1830.45 | 0 | 0 | 0 | 5629639.376 | 0
6524 | 1257.8224 | 0 | 0 | 0 | 0 | 1833.55 | 0 | 0 | 0 | 4496332.6055 | 0
6525 | 1468.0047 | 0 | 0 | 0 | 0 | 1807.7 | 0 | 0 | 0 | 5247670.3682 | 0
6526 | 1599.6753 | 321.0034 | 321.0034 | 312.4841 | 312.4841 | 1846.8 | 608486.1744 | 112494.2763 | 51028.6537 | 4601317.1126 | 46859.8968
6527 | 1683.9117 | 621.2819 | 621.2819 | 604.7934 | 604.7934 | 1844.45 | 1175553.085 | 217725.6373 | 98762.7683 | 3857519.9027 | 92085.6
6528 | 1453.2837 | 0 | 0 | 0 | 0 | 1830.45 | 0 | 0 | 0 | 2802390.244 | 0
6529 | 1407.4852 | 0 | 0 | 0 | 0 | 1565.65 | 0 | 0 | 0 | 1762002.626 | 0
6530 | 1535.8845 | 0 | 0 | 0 | 0 | 1464 | 0 | 0 | 0 | 1922743.1329 | 0
6531 | 1660.1947 | 0 | 0 | 0 | 0 | 1442 | 0 | 0 | 0 | 2078364.5147 | 0
6532 | 1321.6131 | 0 | 0 | 0 | 0 | 1436.6 | 0 | 0 | 0 | 1654501.0126 | 0
6533 | 1273.3611 | 0 | 0 | 0 | 0 | 1411.8 | 0 | 0 | 0 | 1594095.3439 | 0
6534 | 1310.1635 | 0 | 0 | 0 | 0 | 1429.2 | 0 | 0 | 0 | 1640167.4649 | 0
6535 | 1068.0858 | 0 | 0 | 0 | 0 | 1375 | 0 | 0 | 0 | 2059607.0108 | 0
6536 | 1296.3319 | 42.244 | 42.244 | 41.1229 | 41.1229 | 1005.45 | 43416.4075 | 14804.24 | 6715.3678 | 2420439.6928 | 40033.6211
6537 | 1701.5656 | 127.2809 | 127.2809 | 123.903 | 123.903 | 294.1 | 38358.6702 | 44605.0688 | 20233.3548 | 3042232.1442 | 206894.9638
6538 | 1384.2118 | 1861.1371 | 1452.6789 | 1811.7435 | 1384.2118 | 306.3 | 447889.5903 | 498316.2653 | 226041.7948 | 0 | 2344439.607
6539 | 1713.281 | 2757.139 | 1798.0256 | 2683.966 | 1713.281 | 320.05 | 578150.6739 | 616781.174 | 279778.7937 | 0 | 2878226.4815
6540 | 1435.638 | 2453.4874 | 1506.6485 | 2388.3732 | 1435.638 | 320.45 | 485796.2906 | 516829.685 | 234439.6877 | 0 | 2411225.8264
6541 | 1436.8198 | 2663.2047 | 1507.889 | 2592.5247 | 1436.8198 | 314.5 | 476994.0173 | 517255.1204 | 234632.6699 | 0 | 2421759.7375
6542 | 1416.2125 | 2728.2284 | 1486.2617 | 2655.8227 | 1416.2125 | 696.5 | 1041211.3905 | 509836.5036 | 231267.5029 | 0 | 1846033.0068
6543 | 1458.112 | 2688.6049 | 1530.2342 | 2617.2507 | 1458.112 | 978.75 | 1507377.3539 | 524920.3128 | 238109.6863 | 0 | 1489096.8596
6544 | 1580.7302 | 1750.0882 | 1658.9172 | 1703.6418 | 1580.7302 | 782.05 | 1300055.0377 | 569062.8857 | 258133.2479 | 0 | 1925250.3934
6545 | 1546.2679 | 478.2055 | 478.2055 | 465.5142 | 465.5142 | 1417.7 | 694603.5244 | 167585.1148 | 76018.4701 | 2084034.652 | 265334.8941
6546 | 1753.4948 | 24.7621 | 24.7621 | 24.1049 | 24.1049 | 1607.85 | 40804.0003 | 8677.7642 | 3936.3303 | 3334810.1323 | 9252.7793
6547 | 1580.4767 | 0 | 0 | 0 | 0 | 1829.05 | 0 | 0 | 0 | 5649723.7733 | 0
6548 | 1247.1906 | 0 | 0 | 0 | 0 | 1826.5 | 0 | 0 | 0 | 4458327.1919 | 0
6549 | 1584.9543 | 0 | 0 | 0 | 0 | 1808.15 | 0 | 0 | 0 | 5665729.9001 | 0
6550 | 1818.0358 | 321.0034 | 321.0034 | 312.4841 | 312.4841 | 1828.1 | 602324.089 | 112494.2763 | 51028.6537 | 5381889.808 | 52579.7406
6551 | 1714.1715 | 621.2819 | 621.2819 | 604.7934 | 604.7934 | 1821.1 | 1160344.4987 | 217725.6373 | 98762.7683 | 3965689.1527 | 105908.8
6552 | 1513.8031 | 0 | 0 | 0 | 0 | 1751.35 | 0 | 0 | 0 | 2919090.7926 | 0
6553 | 1295.9329 | 0 | 0 | 0 | 0 | 1584.5 | 0 | 0 | 0 | 1622352.4613 | 0
6554 | 1429.5663 | 0 | 0 | 0 | 0 | 1379.8 | 0 | 0 | 0 | 1789645.4008 | 0
6555 | 1403.1504 | 0 | 0 | 0 | 0 | 1267.35 | 0 | 0 | 0 | 1756575.8664 | 0
6556 | 223.7582 | 0 | 0 | 0 | 0 | 1185.4 | 0 | 0 | 0 | 280118.4105 | 0
6557 | 344.1836 | 0 | 0 | 0 | 0 | 1170.25 | 0 | 0 | 0 | 430876.5828 | 0
6558 | 855.4089 | 0 | 0 | 0 | 0 | 1176.75 | 0 | 0 | 0 | 1070869.3403 | 0
6559 | 1351.1431 | 351.5753 | 351.5753 | 342.2446 | 342.2446 | 1284.95 | 466307.3996 | 123208.0695 | 55888.5493 | 1945475.0169 | 239545.3252
6560 | 1327.7543 | 1393.4294 | 1393.4294 | 1356.4485 | 1327.7543 | 1272.05 | 1786280.4622 | 477991.5592 | 216822.2823 | 0 | 966538.7653
6561 | 1082.8362 | 1136.397 | 1136.397 | 1106.2377 | 1082.8362 | 1300.05 | 1495474.0687 | 389821.0406 | 176827.1554 | 0 | 757931.215
6562 | 962.5079 | 2559.6196 | 1010.1162 | 2491.6887 | 962.5079 | 1238.05 | 1269292.7999 | 346502.8523 | 157177.5438 | 0 | 733382.912
6563 | 1672.8606 | 3696.7229 | 1755.6042 | 3598.6139 | 1672.8606 | 620.75 | 1105205.511 | 602229.8016 | 273178.1294 | 0 | 2307292.9274
6564 | 1223.3853 | 2889.1016 | 1283.8969 | 2812.4264 | 1223.3853 | 823.85 | 1073642.2637 | 440418.7123 | 199778.8214 | 0 | 1438884.6347
6565 | 988.9209 | 3669.1997 | 1037.8357 | 3571.8212 | 988.9209 | 760.05 | 798677.7608 | 356011.5268 | 161490.7842 | 0 | 1226212.4795
6566 | 879.0094 | 3493.9206 | 922.4882 | 3401.1938 | 879.0094 | 1098.3 | 1023870.2306 | 316443.386 | 143542.2359 | 0 | 792602.781
6567 | 1120.1603 | 2821.9475 | 1175.5661 | 2747.0545 | 1120.1603 | 1279.7 | 1522572.3542 | 403257.7202 | 182922.1825 | 0 | 806851.4886
6568 | 1590.8052 | 1797.8797 | 1669.4905 | 1750.1649 | 1590.8052 | 1437.45 | 2430117.4371 | 572689.8738 | 259778.49 | 0 | 894907.4681
6569 | 1557.5416 | 605.0257 | 605.0257 | 588.9687 | 588.9687 | 1766.55 | 1104474.9679 | 212028.7283 | 96178.587 | 1867714.5782 | 134586.2595
6570 | 1465.6696 | 23.0882 | 23.0882 | 22.4754 | 22.4754 | 1802 | 42941.5131 | 8091.1554 | 3670.238 | 2782934.4038 | 4356
6571 | 966.144 | 0 | 0 | 0 | 0 | 1845.85 | 0 | 0 | 0 | 3453671.0697 | 0
6572 | 1198.0387 | 0 | 0 | 0 | 0 | 1847.45 | 0 | 0 | 0 | 4282624.0594 | 0
6573 | 1423.3507 | 0 | 0 | 0 | 0 | 1852.55 | 0 | 0 | 0 | 5088046.2219 | 0
6574 | 1421.0199 | 321.0034 | 321.0034 | 312.4841 | 312.4841 | 1865.25 | 614357.6057 | 112494.2763 | 51028.6537 | 3962678.6048 | 41216.5215
6575 | 1225.2315 | 621.2819 | 621.2819 | 604.7934 | 604.7934 | 1865.55 | 1187406.7613 | 217725.6373 | 98762.7683 | 2217877.5014 | 79594.4
6576 | 1382.173 | 0 | 0 | 0 | 0 | 1818.85 | 0 | 0 | 0 | 2665266.3569 | 0
6577 | 1511.9217 | 0 | 0 | 0 | 0 | 1599.95 | 0 | 0 | 0 | 1892744.5378 | 0
6578 | 1197.2617 | 0 | 0 | 0 | 0 | 1679.1 | 0 | 0 | 0 | 1498828.0233 | 0
6579 | 1518.9141 | 0 | 0 | 0 | 0 | 1480.45 | 0 | 0 | 0 | 1901498.2386 | 0
6580 | 1238.4395 | 0 | 0 | 0 | 0 | 1414.65 | 0 | 0 | 0 | 1550377.5912 | 0
6581 | 1274.9556 | 0 | 0 | 0 | 0 | 1415.4 | 0 | 0 | 0 | 1596091.3602 | 0
6582 | 1134.3297 | 0 | 0 | 0 | 0 | 1421.25 | 0 | 0 | 0 | 1420044.7199 | 0
6583 | 1236.1086 | 206.2803 | 206.2803 | 200.8057 | 200.8057 | 1498.5 | 316486.336 | 72290.0605 | 32791.5747 | 1996391.19 | 98573.837
6584 | 895.8243 | 833.1821 | 833.1821 | 811.0699 | 811.0699 | 1437.05 | 1225081.9798 | 291985.1586 | 132447.7122 | 163433.2755 | 446933.3234
6585 | 1078.1882 | 1074.5617 | 1074.5617 | 1046.0434 | 1046.0434 | 1421.4 | 1568818.2621 | 376575.6143 | 170818.8828 | 61985.3668 | 592437.7976
6586 | 1521.983 | 1597.2644 | 1597.2644 | 1554.8739 | 1521.983 | 1261.9 | 2032527.0689 | 547913.8976 | 248539.8319 | 0 | 1123375.6523
6587 | 1177.4916 | 1796.698 | 1235.7329 | 1749.0146 | 1177.4916 | 1162.9 | 1450399.0807 | 423896.9666 | 192284.374 | 0 | 985678.1966
6588 | 1060.1419 | 2267.8973 | 1112.5795 | 2207.7085 | 1060.1419 | 1030.7 | 1158190.0855 | 381651.0696 | 173121.1657 | 0 | 1027595.5049
6589 | 943.5293 | 2721.1854 | 990.1995 | 2648.9666 | 943.5293 | 983.75 | 983079.7335 | 339670.5356 | 154078.3291 | 0 | 958861.6162
6590 | 1025.0301 | 2746.7808 | 1075.7308 | 2673.8827 | 1025.0301 | 1258.25 | 1365506.978 | 369010.8292 | 167387.4122 | 0 | 760316.0626
6591 | 930.0669 | 2392.0771 | 976.0706 | 2328.5926 | 930.0669 | 1478.8 | 1453583.9866 | 334824.0729 | 151879.9198 | 0 | 484750.8523
6592 | 968.8011 | 1105.5754 | 1016.7205 | 1076.234 | 968.8011 | 1539.25 | 1573690.7727 | 348768.404 | 158205.2233 | 0 | 446375.1171
6593 | 1132.6778 | 89.1298 | 89.1298 | 86.7644 | 86.7644 | 1843.95 | 168920.8575 | 31235.17 | 14168.6202 | 2016851.5782 | 13253.1705
6594 | 1010.9393 | 0 | 0 | 0 | 0 | 1908.65 | 0 | 0 | 0 | 1949410.4966 | 0
6595 | 1250.7879 | 0 | 0 | 0 | 0 | 1910.95 | 0 | 0 | 0 | 4471186.5816 | 0
6596 | 1191.8232 | 0 | 0 | 0 | 0 | 1863.8 | 0 | 0 | 0 | 4260405.5149 | 0
6597 | 1114.1294 | 0 | 0 | 0 | 0 | 1845.45 | 0 | 0 | 0 | 3982673.7345 | 0
6598 | 1338.6645 | 321.0034 | 321.0034 | 312.4841 | 312.4841 | 1838.25 | 607381.6468 | 112494.2763 | 51028.6537 | 3668282.9178 | 49475.1195
6599 | 1141.3222 | 621.2819 | 621.2819 | 604.7934 | 604.7934 | 1805.7 | 1157434.4012 | 217725.6373 | 98762.7683 | 1917927.1801 | 115025.6
6600 | 156.1646 | 0 | 0 | 0 | 0 | 1607.6 | 0 | 0 | 0 | 301134.6474 | 0
6601 | 101.7789 | 0 | 0 | 0 | 0 | 1444.45 | 0 | 0 | 0 | 127414.9715 | 0
6602 | 103.3328 | 0 | 0 | 0 | 0 | 1269.6 | 0 | 0 | 0 | 129360.2382 | 0
6603 | 99.4481 | 0 | 0 | 0 | 0 | 1180.45 | 0 | 0 | 0 | 124497.0713 | 0
6604 | 104.8867 | 0 | 0 | 0 | 0 | 1160.35 | 0 | 0 | 0 | 131305.5049 | 0
6605 | 98.6711 | 0 | 0 | 0 | 0 | 1179.7 | 0 | 0 | 0 | 123524.438 | 0
6606 | 101.002 | 0 | 0 | 0 | 0 | 1185.55 | 0 | 0 | 0 | 126442.3381 | 0
6607 | 84.2832 | 3.9565 | 3.9565 | 3.8515 | 3.8515 | 1284 | 5247.564 | 1386.5298 | 628.9453 | 155097.8368 | 2699.32
6608 | 99.5365 | 55.1482 | 55.1482 | 53.6846 | 53.6846 | 908.6 | 51691.1991 | 19326.4603 | 8766.6971 | 88416.8595 | 57351.9786
6609 | 1023.3432 | 157.8917 | 157.8917 | 153.7013 | 153.7013 | 1250.1 | 203558.8755 | 55332.4698 | 25099.4231 | 1676944.2916 | 112822.455
6610 | 1312.2971 | 335.5489 | 335.5489 | 326.6436 | 326.6436 | 1128.5 | 389834.2553 | 117591.7043 | 53340.9036 | 1900651.4589 | 278648.181
6611 | 985.1178 | 1033.8446 | 1033.8446 | 1006.4069 | 985.1178 | 1009.7 | 1049826.6865 | 354642.4063 | 160869.736 | 0 | 975562.1527
6612 | 1098.0768 | 1417.7433 | 1152.3909 | 1380.1172 | 1098.0768 | 984.8 | 1141840.644 | 395307.6613 | 179315.9475 | 0 | 1114767.6049
6613 | 1289.3435 | 2448.2894 | 1353.1174 | 2383.3132 | 1289.3435 | 891.95 | 1213752.0703 | 464163.6524 | 210549.7901 | 0 | 1428657.0419
6614 | 1274.6729 | 1600.5534 | 1337.7218 | 1558.0756 | 1274.6729 | 1134.15 | 1532564.0137 | 458882.2598 | 208154.0918 | 0 | 1103675.5686
6615 | 1148.4205 | 451.3036 | 451.3036 | 439.3262 | 439.3262 | 1408.8 | 656050.409 | 158157.4476 | 71741.9755 | 1367357.7793 | 254235.5096
6616 | 1234.0498 | 251.5992 | 251.5992 | 244.9219 | 244.9219 | 1682.25 | 436722.085 | 88171.8953 | 39995.7514 | 1907351.018 | 76177.7027
6617 | 1363.2866 | 152.0546 | 152.0546 | 148.0191 | 148.0191 | 1897.95 | 296926.4287 | 53286.8786 | 24171.5202 | 2343419.8045 | 14785.8204
6618 | 1689.6706 | 0 | 0 | 0 | 0 | 1892.65 | 0 | 0 | 0 | 3258218.8296 | 0
6619 | 1542.9749 | 0 | 0 | 0 | 0 | 1910.95 | 0 | 0 | 0 | 5515666.3747 | 0
6620 | 1457.536 | 0 | 0 | 0 | 0 | 1863.3 | 0 | 0 | 0 | 5210248.2056 | 0
6621 | 1491.7213 | 0 | 0 | 0 | 0 | 1789.95 | 0 | 0 | 0 | 5332450.1892 | 0
6622 | 1543.7762 | 321.0034 | 321.0034 | 312.4841 | 312.4841 | 1760.6 | 580418.1293 | 112494.2763 | 51028.6537 | 4401494.8163 | 73226.2356
6623 | 1860.7669 | 621.2819 | 621.2819 | 604.7934 | 604.7934 | 1591.2 | 1017412.915 | 217725.6373 | 98762.7683 | 4489723.468 | 242009.6
6624 | 186.4652 | 0 | 0 | 0 | 0 | 1474.55 | 0 | 0 | 0 | 359563.758 | 0
6625 | 104.1097 | 0 | 0 | 0 | 0 | 1208 | 0 | 0 | 0 | 130332.8715 | 0
6626 | 112.656 | 0 | 0 | 0 | 0 | 1419.8 | 0 | 0 | 0 | 141031.8386 | 0
6627 | 107.2175 | 0 | 0 | 0 | 0 | 1405.45 | 0 | 0 | 0 | 134223.4051 | 0
6628 | 107.2175 | 0 | 0 | 0 | 0 | 1373.45 | 0 | 0 | 0 | 134223.4051 | 0
6629 | 104.8867 | 0 | 0 | 0 | 0 | 1315.2 | 0 | 0 | 0 | 131305.5049 | 0
6630 | 107.2175 | 0 | 0 | 0 | 0 | 1380.05 | 0 | 0 | 0 | 134223.4051 | 0
6631 | 100.2454 | 105.2044 | 105.2044 | 102.4124 | 100.2454 | 1396.5 | 148860.8529 | 36088.3512 | 16370.0771 | 0 | 60498.111
6632 | 123.1185 | 884.4578 | 129.2077 | 860.9848 | 123.1185 | 1079.3 | 140834.1744 | 44322.6528 | 20105.2478 | 0 | 113355.1845
6633 | 971.1397 | 1778.9274 | 1019.1752 | 1731.7157 | 971.1397 | 1433.9 | 1477273.1525 | 349610.2942 | 158587.114 | 0 | 549762.1877
6634 | 1916.0218 | 2219.4352 | 2010.7936 | 2160.5326 | 1916.0218 | 1422.9 | 2888676.2657 | 689767.8534 | 312886.3624 | 0 | 1105736.1894
6635 | 1454.101 | 2939.0749 | 1526.0248 | 2861.0734 | 1454.101 | 963.8 | 1482683.119 | 523476.356 | 237454.6915 | 0 | 1506739.4448
6636 | 1405.6336 | 3078.2189 | 1475.1594 | 2996.5247 | 1405.6336 | 360.8 | 537031.8717 | 506028.1115 | 229539.9739 | 0 | 2304114.6676
6637 | 1449.3753 | 3588.1539 | 1521.065 | 3492.9263 | 1449.3753 | 342.95 | 525506.9737 | 521775.0947 | 236682.9804 | 0 | 2401687.2796
6638 | 1617.9573 | 2887.1023 | 1697.9855 | 2810.4802 | 1617.9573 | 359.25 | 616933.1869 | 582464.6107 | 264212.4193 | 0 | 2654663.3612
6639 | 1296.6671 | 1677.2167 | 1360.8037 | 1632.7042 | 1296.6671 | 1217.2 | 1672772.3841 | 466800.1531 | 211745.7361 | 0 | 1015030.9996
6640 | 1542.1261 | 649.5114 | 649.5114 | 632.2737 | 632.2737 | 1490.75 | 999873.3257 | 227618.546 | 103250.3015 | 1754482.9487 | 315174.3158
6641 | 1368.5009 | 513.0571 | 513.0571 | 499.4409 | 499.4409 | 1722.45 | 909915.9218 | 179798.714 | 81558.6944 | 1675822.268 | 135687.5338
6642 | 1900.383 | 11.1306 | 11.1306 | 10.8352 | 10.8352 | 1851.15 | 21142.1477 | 3900.6725 | 1769.3884 | 3643645.2934 | 1578.7031
6643 | 1656.3215 | 0 | 0 | 0 | 0 | 1909.95 | 0 | 0 | 0 | 5920845.7979 | 0
6644 | 1599.7157 | 0 | 0 | 0 | 0 | 1832.8 | 0 | 0 | 0 | 5718497.364 | 0
6645 | 1535.2298 | 0 | 0 | 0 | 0 | 1601.45 | 0 | 0 | 0 | 5487979.986 | 0
6646 | 1731.7952 | 321.0034 | 321.0034 | 312.4841 | 312.4841 | 1507.55 | 496752.6398 | 112494.2763 | 51028.6537 | 5073605.7265 | 150627.6513
6647 | 1424.1277 | 621.2819 | 621.2819 | 604.7934 | 604.7934 | 1173.1 | 749006.6339 | 217725.6373 | 98762.7683 | 2928870.8625 | 489524.8
6648 | 1595.0541 | 0 | 0 | 0 | 0 | 618.1 | 0 | 0 | 0 | 3075768.313 | 0
6649 | 1460.6438 | 0 | 0 | 0 | 0 | 803.1 | 0 | 0 | 0 | 2816582.7713 | 0
6650 | 1355.7571 | 0 | 0 | 0 | 0 | 275.1 | 0 | 0 | 0 | 2614328.1582 | 0
6651 | 1222.1238 | 0 | 0 | 0 | 0 | 271.45 | 0 | 0 | 0 | 2356640.7985 | 0
6652 | 1309.9178 | 0 | 0 | 0 | 0 | 269.95 | 0 | 0 | 0 | 2525935.4004 | 0
6653 | 1102.4753 | 0 | 0 | 0 | 0 | 270.7 | 0 | 0 | 0 | 2125920.7201 | 0
6654 | 1162.2995 | 0 | 0 | 0 | 0 | 276.55 | 0 | 0 | 0 | 2241280.7593 | 0
6655 | 1174.1449 | 482.2218 | 482.2218 | 469.4239 | 469.4239 | 838.5 | 417446.2323 | 168992.6081 | 76656.9247 | 1358924.781 | 533702.281
6656 | 224.0097 | 810.7991 | 235.0901 | 789.281 | 224.0097 | 313.7 | 74160.7957 | 80643.5027 | 36580.7889 | 0 | 377747.6074
6657 | 279.8454 | 1339.6003 | 293.6879 | 1304.048 | 279.8454 | 350.4 | 103745.8536 | 100744.3308 | 45698.7478 | 0 | 461632.9115
6658 | 322.6469 | 2861.359 | 338.606 | 2785.4201 | 322.6469 | 362.9 | 123639.5845 | 116152.8796 | 52688.2368 | 0 | 528205.22
6659 | 279.4598 | 2655.3264 | 293.2818 | 2584.8555 | 279.4598 | 368.9 | 108846.7565 | 100605.5308 | 45635.7866 | 0 | 455826.8925
6660 | 226.3163 | 2928.7964 | 237.5113 | 2851.0678 | 226.3163 | 360.8 | 86244.5432 | 81473.8554 | 36957.4461 | 0 | 370977.6218
6661 | 249.9566 | 3388.8221 | 262.3195 | 3298.8846 | 249.9566 | 342.95 | 90490.2374 | 89984.3586 | 40817.9049 | 0 | 414190.5038
6662 | 247.4402 | 3478.9164 | 259.6791 | 3386.5878 | 247.4402 | 359.25 | 93979.8482 | 89078.4875 | 40406.9917 | 0 | 405987.5787
6663 | 268.3642 | 1413.1446 | 281.638 | 1375.6405 | 268.3642 | 376.8 | 106724.7324 | 96611.0974 | 43823.8672 | 0 | 435608.7035
6664 | 198.7923 | 1256.4535 | 208.6258 | 1223.1079 | 198.7923 | 1261.65 | 265001.1765 | 71565.2132 | 32462.7759 | 0 | 146778.2643
6665 | 292.6697 | 85.0789 | 85.0789 | 82.8209 | 82.8209 | 1694.95 | 148311.7388 | 29815.54 | 13524.6602 | 404654.7113 | 24730.0984
6666 | 221.6323 | 0 | 0 | 0 | 0 | 1807.05 | 0 | 0 | 0 | 427377.1083 | 0
6667 | 210.0695 | 0 | 0 | 0 | 0 | 1910.95 | 0 | 0 | 0 | 405080.4098 | 0
6668 | 235.4123 | 0 | 0 | 0 | 0 | 1666.3 | 0 | 0 | 0 | 453949.2445 | 0
6669 | 195.0115 | 70.6572 | 70.6572 | 68.782 | 68.782 | 1547.45 | 112422.1654 | 24761.5101 | 11232.0961 | 243410.3855 | 30468.8338
6670 | 287.4671 | 301.6859 | 301.6859 | 293.6793 | 287.4671 | 1507.55 | 457773.238 | 103488.1657 | 46943.3818 | 0 | 141563.1241
6671 | 260.2743 | 273.1479 | 273.1479 | 265.8987 | 260.2743 | 1446.7 | 398022.3559 | 93698.7446 | 42502.7917 | 0 | 144009.6042
6672 | 282.8055 | 296.7933 | 296.7933 | 288.9166 | 282.8055 | 1381.2 | 413617.3132 | 101809.9792 | 46182.1378 | 0 | 174999.734
6673 | 230.7506 | 0 | 0 | 0 | 0 | 1410.7 | 0 | 0 | 0 | 288872.1108 | 0
6674 | 185.6882 | 0 | 0 | 0 | 0 | 1406.35 | 0 | 0 | 0 | 232459.3754 | 0
6675 | 236.1892 | 0 | 0 | 0 | 0 | 1282.4 | 0 | 0 | 0 | 295680.5445 | 0
6676 | 198.1192 | 0 | 0 | 0 | 0 | 925.85 | 0 | 0 | 0 | 248021.5093 | 0
6677 | 229.1968 | 0 | 0 | 0 | 0 | 926.25 | 0 | 0 | 0 | 286926.8442 | 0
6678 | 285.1363 | 0 | 0 | 0 | 0 | 1053.85 | 0 | 0 | 0 | 356956.4468 | 0
6679 | 164.7109 | 172.8581 | 172.8581 | 168.2705 | 164.7109 | 1417.95 | 247285.9126 | 59295.922 | 26897.2891 | 0 | 95869.9761
6680 | 199.3876 | 975.3979 | 209.2503 | 949.5114 | 199.3876 | 635.4 | 133979.1643 | 71779.5316 | 32559.9931 | 0 | 272084.3022
6681 | 1165.9822 | 1831.3512 | 1223.6546 | 1782.7482 | 1165.9822 | 341.9 | 421357.7072 | 419753.5942 | 190404.8942 | 0 | 1933315.0958
6682 | 1779.2506 | 2918.0331 | 1867.2576 | 2840.5901 | 1779.2506 | 348.35 | 654440.4812 | 640530.212 | 290551.6212 | 0 | 2938699.2353
6683 | 1668.8448 | 3350.5881 | 1751.3895 | 3261.6653 | 1668.8448 | 356.1 | 626990.1805 | 600784.1136 | 272522.3493 | 0 | 2743413.901
6684 | 1306.7683 | 3308.5109 | 1371.4053 | 3220.7049 | 1306.7683 | 349.85 | 483173.0247 | 470436.5736 | 213395.2569 | 0 | 2156363.6442
6685 | 1367.4141 | 3070.5012 | 1435.05 | 2989.0118 | 1367.4141 | 334.65 | 483567.485 | 492269.0803 | 223298.7245 | 0 | 2277223.0914
6686 | 1211.3632 | 1401.7831 | 1271.2803 | 1364.5805 | 1211.3632 | 352 | 451634.5384 | 436090.7394 | 197815.6048 | 0 | 1996326.4959
6687 | 1187.0499 | 168.6025 | 168.6025 | 164.1279 | 164.1279 | 689.6 | 119623.0233 | 59086.0304 | 26802.0799 | 1972516.8474 | 210523.6224
6688 | 1289.3338 | 292.6605 | 292.6605 | 284.8935 | 284.8935 | 1495.95 | 450249.3552 | 102561.6475 | 46523.1029 | 1936878.305 | 140562.9114
6689 | 1473.5876 | 183.7242 | 183.7242 | 178.8482 | 178.8482 | 1673 | 316284.5812 | 64385.3694 | 29205.919 | 2496666.5497 | 57246.255
6690 | 1450.7679 | 1.0705 | 1.0705 | 1.042 | 1.042 | 1770.3 | 1946.7741 | 375.1354 | 170.1656 | 2795529.6144 | 234.294
6691 | 1377.5454 | 0 | 0 | 0 | 0 | 1880.55 | 0 | 0 | 0 | 4924305.9812 | 0
6692 | 1000.6964 | 0 | 0 | 0 | 0 | 1729.4 | 0 | 0 | 0 | 3577185.3361 | 0
6693 | 1480.0672 | 0 | 0 | 0 | 0 | 1530.45 | 0 | 0 | 0 | 5290790.4247 | 0
6694 | 1346.4339 | 321.0034 | 321.0034 | 312.4841 | 312.4841 | 1493.05 | 493953.7608 | 112494.2763 | 51028.6537 | 3696056.093 | 155062.8243
6695 | 1285.8327 | 621.2819 | 621.2819 | 604.7934 | 604.7934 | 1446.55 | 926089.0441 | 217725.6373 | 98762.7683 | 2434508.2899 | 327642.4
6696 | 1184.8307 | 0 | 0 | 0 | 0 | 1412.8 | 0 | 0 | 0 | 2284728.0462 | 0
6697 | 1309.9178 | 0 | 0 | 0 | 0 | 1110.65 | 0 | 0 | 0 | 1639859.8617 | 0
6698 | 1500.2676 | 0 | 0 | 0 | 0 | 1404.75 | 0 | 0 | 0 | 1878155.0369 | 0
6699 | 1316.9102 | 0 | 0 | 0 | 0 | 1406.4 | 0 | 0 | 0 | 1648613.5625 | 0
6700 | 1187.9385 | 0 | 0 | 0 | 0 | 1404.55 | 0 | 0 | 0 | 1487156.4231 | 0
6701 | 966.5111 | 0 | 0 | 0 | 0 | 1403.55 | 0 | 0 | 0 | 1209955.9121 | 0
6702 | 1231.447 | 0 | 0 | 0 | 0 | 1392.45 | 0 | 0 | 0 | 1541623.8916 | 0
6703 | 1040.3999 | 427.3633 | 427.3633 | 416.0213 | 416.0213 | 1125 | 498060.2478 | 149767.655 | 67936.2724 | 1203999.237 | 356318.375
6704 | 1049.4094 | 1101.3167 | 1101.3167 | 1072.0883 | 1049.4094 | 266.95 | 296564.6556 | 377787.3948 | 171368.5599 | 0 | 1818679.0127
6705 | 1392.0499 | 1532.7329 | 1460.9046 | 1492.055 | 1392.0499 | 275.1 | 404420.536 | 501137.946 | 227321.7405 | 0 | 2401146.7863
6706 | 1491.899 | 2566.5135 | 1565.6924 | 2498.3996 | 1491.899 | 284.7 | 448220.9089 | 537083.6515 | 243627.1119 | 0 | 2559054.4096
6707 | 1479.7011 | 2849.7142 | 1552.891 | 2774.0843 | 1479.7011 | 300.8 | 469124.3937 | 532692.3967 | 241635.19 | 0 | 2514308.1125
6708 | 1376.6976 | 3423.2896 | 1444.7932 | 3332.4374 | 1376.6976 | 295.55 | 429694.6584 | 495611.1187 | 224814.7102 | 0 | 2346512.1425
6709 | 1804.4341 | 3295.2982 | 1893.6862 | 3207.8428 | 1804.4341 | 283.35 | 539271.4929 | 649596.2648 | 294664.0835 | 0 | 3097581.7445
6710 | 1768.6143 | 3206.4822 | 1856.0944 | 3121.3839 | 1768.6143 | 285 | 533322.8217 | 636701.1502 | 288814.7162 | 0 | 3033173.5348
6711 | 1995.8376 | 2175.7135 | 2094.5575 | 2117.9713 | 1995.8376 | 289.5 | 613523.5153 | 718501.5526 | 325920.2876 | 0 | 3413880.2935
6712 | 1636.7689 | 1868.9598 | 1717.728 | 1819.3586 | 1636.7689 | 295.8 | 513819.4011 | 589236.7921 | 267284.356 | 0 | 2789381.5031
6713 | 1880.17 | 277.4968 | 277.4968 | 270.1322 | 270.1322 | 879.9 | 252427.1489 | 97247.5972 | 44112.5906 | 3104661.628 | 296174.6018
6714 | 1605.2708 | 0 | 0 | 0 | 0 | 1638.15 | 0 | 0 | 0 | 3095469.4104 | 0
6715 | 1176.8108 | 0 | 0 | 0 | 0 | 1850.05 | 0 | 0 | 0 | 4206740.7916 | 0
6716 | 1179.3922 | 0 | 0 | 0 | 0 | 1662.4 | 0 | 0 | 0 | 4215968.4332 | 0
6717 | 1017.789 | 0 | 0 | 0 | 0 | 1447.05 | 0 | 0 | 0 | 3638286.3279 | 0
6718 | 1282.7249 | 321.0034 | 321.0034 | 312.4841 | 312.4841 | 1432.05 | 475291.0739 | 112494.2763 | 51028.6537 | 3468316.0357 | 173721.1383
6719 | 1643.2243 | 621.2819 | 621.2819 | 604.7934 | 604.7934 | 1414.2 | 911034.0213 | 217725.6373 | 98762.7683 | 3712074.4842 | 346793.6
6720 | 1414.8044 | 0 | 0 | 0 | 0 | 861.25 | 0 | 0 | 0 | 2728190.0135 | 0
6721 | 1612.9237 | 0 | 0 | 0 | 0 | 850.1 | 0 | 0 | 0 | 2019186.8765 | 0
6722 | 1513.4756 | 0 | 0 | 0 | 0 | 275.1 | 0 | 0 | 0 | 1894689.8041 | 0
6723 | 1312.2486 | 0 | 0 | 0 | 0 | 271.45 | 0 | 0 | 0 | 1642777.7623 | 0
6724 | 926.8872 | 0 | 0 | 0 | 0 | 269.95 | 0 | 0 | 0 | 1160351.6103 | 0
6725 | 1116.4602 | 0 | 0 | 0 | 0 | 270.7 | 0 | 0 | 0 | 1397674.1526 | 0
6726 | 923.0026 | 0 | 0 | 0 | 0 | 276.55 | 0 | 0 | 0 | 1155488.4434 | 0
6727 | 974.5728 | 0 | 0 | 0 | 0 | 289.5 | 0 | 0 | 0 | 1879284.3269 | 0
6728 | 1109.3055 | 106.0146 | 106.0146 | 103.2011 | 103.2011 | 313.7 | 34293.2106 | 37152.3791 | 16852.732 | 1940087.3721 | 170346.6534
6729 | 1453.1366 | 431.941 | 431.941 | 420.4775 | 420.4775 | 907.9 | 404079.4387 | 151371.9104 | 68663.9805 | 1991293.038 | 449489.7943
6730 | 1636.4299 | 421.4076 | 421.4076 | 410.2236 | 410.2236 | 809.5 | 351903.0746 | 147680.5047 | 66989.5178 | 2364513.2351 | 478040.513
6731 | 1700.6594 | 412.6792 | 412.6792 | 401.7269 | 401.7269 | 368.9 | 156801.5958 | 144621.6801 | 65602.001 | 2504752.3588 | 641395.8219
6732 | 1576.4513 | 731.2068 | 731.2068 | 711.801 | 711.801 | 360.8 | 271681.4259 | 256248.3639 | 116237.1051 | 1667318.9328 | 1142102.7648
6733 | 1782.2292 | 1677.3762 | 1677.3762 | 1632.8595 | 1632.8595 | 342.95 | 590441.7498 | 587829.4306 | 266645.9612 | 288031.8793 | 2648494.4989
6734 | 1708.3705 | 2083.1667 | 1792.8716 | 2027.8806 | 1708.3705 | 359.25 | 649880.3921 | 615013.3868 | 278976.9058 | 0 | 2803008.929
6735 | 1688.8665 | 2260.8596 | 1772.4029 | 2200.8576 | 1688.8665 | 935.8 | 1673759.6921 | 607991.9245 | 275791.8924 | 0 | 1797291.6835
6736 | 1513.6533 | 2024.0011 | 1588.5224 | 1970.2852 | 1513.6533 | 1687.75 | 2702337.8249 | 544915.1884 | 247179.5841 | 0 | 472638.2432
6737 | 1543.6956 | 846.9857 | 846.9857 | 824.5071 | 824.5071 | 1898.7 | 1652899.7771 | 296822.5662 | 134642.0141 | 1386822.5558 | 81755.7858
6738 | 1589.396 | 33.6982 | 33.6982 | 32.8039 | 32.8039 | 1908.65 | 65998.0973 | 11809.4091 | 5356.8792 | 3001601.488 | 2933.2485
6739 | 1404.3944 | 0 | 0 | 0 | 0 | 1910.95 | 0 | 0 | 0 | 5020283.1406 | 0
6740 | 1464.5285 | 0 | 0 | 0 | 0 | 1863.8 | 0 | 0 | 0 | 5235244.0672 | 0
6741 | 1266.4092 | 0 | 0 | 0 | 0 | 1812.45 | 0 | 0 | 0 | 4527028.0267 | 0
6742 | 1237.6625 | 321.0034 | 321.0034 | 312.4841 | 312.4841 | 1837.7 | 605270.3609 | 112494.2763 | 51028.6537 | 3307231.6011 | 49643.3502
6743 | 1469.1901 | 621.2819 | 621.2819 | 604.7934 | 604.7934 | 1621.2 | 1036469.6016 | 217725.6373 | 98762.7683 | 3089955.2936 | 224249.6
6744 | 1402.3734 | 0 | 0 | 0 | 0 | 1474.55 | 0 | 0 | 0 | 2704219.098 | 0
6745 | 1487.8366 | 0 | 0 | 0 | 0 | 1296.6 | 0 | 0 | 0 | 1862592.9028 | 0
6746 | 1173.9536 | 0 | 0 | 0 | 0 | 1184.1 | 0 | 0 | 0 | 1469649.0215 | 0
6747 | 1220.5699 | 0 | 0 | 0 | 0 | 1180.45 | 0 | 0 | 0 | 1528007.0239 | 0
6748 | 1091.5981 | 0 | 0 | 0 | 0 | 818.95 | 0 | 0 | 0 | 1366549.8845 | 0
6749 | 1039.5433 | 0 | 0 | 0 | 0 | 991.8 | 0 | 0 | 0 | 1301383.4489 | 0
6750 | 1033.3278 | 0 | 0 | 0 | 0 | 1005.55 | 0 | 0 | 0 | 1293602.3825 | 0
6751 | 1125.2328 | 345.3121 | 345.3121 | 336.1477 | 336.1477 | 1198.5 | 425389.3164 | 121013.1597 | 54892.9138 | 1521605.4299 | 263723.1555
6752 | 1299.0474 | 958.9665 | 958.9665 | 933.516 | 933.516 | 1222.7 | 1200963.3693 | 336065.7735 | 152443.1689 | 704860.0464 | 710272.6437
6753 | 1556.2421 | 1445.8721 | 1445.8721 | 1407.4994 | 1407.4994 | 1527.25 | 2263681.744 | 506699.7828 | 229844.6515 | 286823.01 | 651319.9665
6754 | 1612.0778 | 775.0471 | 775.0471 | 754.4778 | 754.4778 | 1514.75 | 1206143.9869 | 271611.997 | 123206.2198 | 1653723.8065 | 358365.8595
6755 | 0 | 1327.1862 | 0 | 1291.9634 | 0 | 1277.9 | 0 | 0 | 0 | 0 | 0
6756 | 1493.2053 | 2575.7561 | 1567.063 | 2507.397 | 1493.2053 | 1089.8 | 1716628.3473 | 537553.8932 | 243840.4188 | 0 | 1359115.4267
6757 | 1246.7915 | 2851.3587 | 1308.4617 | 2775.6852 | 1246.7915 | 891.95 | 1172483.0854 | 448844.9566 | 203601.0595 | 0 | 1381507.3725
6758 | 1561.9623 | 2670.3012 | 1639.2209 | 2599.4328 | 1561.9623 | 1386.1 | 2286008.323 | 562306.4446 | 255068.4511 | 0 | 958888.6842
6759 | 1551.8563 | 1438.8522 | 1438.8522 | 1400.6658 | 1400.6658 | 1725.8 | 2550055.6905 | 504239.7037 | 228728.7323 | 291543.0202 | 375938.3454
6760 | 1685.1478 | 1465.5421 | 1465.5421 | 1426.6474 | 1426.6474 | 1891.25 | 2848659.2422 | 513593.0794 | 232971.5274 | 498470.446 | 151866.0037
6761 | 1491.6931 | 701.1817 | 701.1817 | 682.5727 | 682.5727 | 1899.95 | 1369172.2559 | 245726.1841 | 111464.1274 | 1560239.8315 | 66846.8067
6762 | 1361.0005 | 19.3038 | 19.3038 | 18.7915 | 18.7915 | 1908.65 | 37789.7038 | 6764.9415 | 3068.6526 | 2588203.0569 | 1680.2919
6763 | 1278.8742 | 0 | 0 | 0 | 0 | 1910.95 | 0 | 0 | 0 | 4571586.6195 | 0
6764 | 1114.9063 | 0 | 0 | 0 | 0 | 1862.8 | 0 | 0 | 0 | 3985451.0552 | 0
6765 | 1342.5492 | 0 | 0 | 0 | 0 | 1845.95 | 0 | 0 | 0 | 4799205.1728 | 0
6766 | 1593.5002 | 321.0034 | 321.0034 | 312.4841 | 312.4841 | 1837.7 | 605806.1527 | 112494.2763 | 51028.6537 | 4579243.1575 | 49643.3502
6767 | 1337.8875 | 621.2819 | 621.2819 | 604.7934 | 604.7934 | 1759.2 | 1122220.5271 | 217725.6373 | 98762.7683 | 2620588.5862 | 142553.6
6768 | 1203.4772 | 0 | 0 | 0 | 0 | 1576.7 | 0 | 0 | 0 | 2320684.4214 | 0
6769 | 923.0026 | 0 | 0 | 0 | 0 | 1466.1 | 0 | 0 | 0 | 1155488.4434 | 0
6770 | 1208.9158 | 0 | 0 | 0 | 0 | 1198.1 | 0 | 0 | 0 | 1513417.523 | 0
6771 | 935.4336 | 0 | 0 | 0 | 0 | 1180.45 | 0 | 0 | 0 | 1171050.5774 | 0
6772 | 835.9855 | 0 | 0 | 0 | 0 | 1178.95 | 0 | 0 | 0 | 1046553.506 | 0
6773 | 948.6415 | 0 | 0 | 0 | 0 | 1179.7 | 0 | 0 | 0 | 1187585.3447 | 0
6774 | 1023.2276 | 0 | 0 | 0 | 0 | 1290.05 | 0 | 0 | 0 | 1280958.1479 | 0
6775 | 855.543 | 8.2204 | 8.2204 | 8.0023 | 8.0023 | 1434.2 | 12097.4982 | 2880.8191 | 1306.7716 | 1634326.261 | 4431.9114
6776 | 734.4698 | 548.3464 | 548.3464 | 533.7935 | 533.7935 | 1222.7 | 685142.705 | 192165.6773 | 87168.4864 | 386967.1674 | 406140.8046
6777 | 1354.9452 | 1608.0539 | 1421.9653 | 1565.377 | 1354.9452 | 1358.9 | 1941086.9575 | 487780.281 | 221262.5552 | 0 | 868655.3837
6778 | 1584.1702 | 2000.3473 | 1662.5273 | 1947.2592 | 1584.1702 | 1091.9 | 1825362.3743 | 570301.2551 | 258694.986 | 0 | 1438584.9159
6779 | 1585.9435 | 1934.5816 | 1664.388 | 1883.2389 | 1585.9435 | 368.9 | 617389.7827 | 570939.665 | 258984.5758 | 0 | 2586832.4657
6780 | 1196.4829 | 2141.797 | 1255.6643 | 2084.9549 | 1196.4829 | 909.8 | 1146992.6378 | 430733.8282 | 195385.6504 | 0 | 1304405.6096
6781 | 1424.9425 | 1633.6891 | 1495.4235 | 1590.3319 | 1424.9425 | 617.45 | 924098.7153 | 512979.3 | 232693.1102 | 0 | 1970054.2534
6782 | 1249.168 | 1767.0496 | 1310.9552 | 1720.1531 | 1249.168 | 813.75 | 1071451.1046 | 449700.4818 | 203989.1352 | 0 | 1481825.5459
6783 | 1398.008 | 2359.8512 | 1467.1573 | 2297.2221 | 1398.008 | 1498.3 | 2206517.631 | 503282.8782 | 228294.7056 | 0 | 701380.6111
6784 | 1407.3079 | 1796.4367 | 1476.9173 | 1748.7602 | 1407.3079 | 1687.75 | 2504402.0956 | 506630.8602 | 229813.3874 | 0 | 439431.9058
6785 | 1093.0432 | 646.8374 | 646.8374 | 629.6707 | 629.6707 | 1827.45 | 1213142.2453 | 226681.4431 | 102825.2213 | 893528.7481 | 106351.365
6786 | 1275.5441 | 16.0746 | 16.0746 | 15.648 | 15.648 | 1902.65 | 31380.7397 | 5633.2831 | 2555.3198 | 2429477.7644 | 1491.1099
6787 | 1074.0238 | 0 | 0 | 0 | 0 | 1910.95 | 0 | 0 | 0 | 3839308.5925 | 0
6788 | 1001.4733 | 0 | 0 | 0 | 0 | 1827.8 | 0 | 0 | 0 | 3579962.6532 | 0
6789 | 1020.8968 | 0 | 0 | 0 | 0 | 1801.45 | 0 | 0 | 0 | 3649395.6001 | 0
6790 | 1296.7098 | 321.0034 | 321.0034 | 312.4841 | 312.4841 | 1799.7 | 592296.558 | 112494.2763 | 51028.6537 | 3518307.7554 | 61266.5622
6791 | 1046.5357 | 621.2819 | 621.2819 | 604.7934 | 604.7934 | 1729.2 | 1104156.1178 | 217725.6373 | 98762.7683 | 1579094.4078 | 160313.6
6792 | 1089.2673 | 0 | 0 | 0 | 0 | 1706.7 | 0 | 0 | 0 | 2100451.6207 | 0
6793 | 1177.0613 | 0 | 0 | 0 | 0 | 1582.1 | 0 | 0 | 0 | 1473539.5553 | 0
6794 | 1226.0084 | 0 | 0 | 0 | 0 | 1419.8 | 0 | 0 | 0 | 1534815.4571 | 0
6795 | 1172.3997 | 0 | 0 | 0 | 0 | 1416.15 | 0 | 0 | 0 | 1467703.7552 | 0
6796 | 942.426 | 0 | 0 | 0 | 0 | 1414.65 | 0 | 0 | 0 | 1179804.2777 | 0
6797 | 939.3183 | 0 | 0 | 0 | 0 | 1415.4 | 0 | 0 | 0 | 1175913.7442 | 0
6798 | 1045.7588 | 0 | 0 | 0 | 0 | 1421.25 | 0 | 0 | 0 | 1309164.5153 | 0
6799 | 671.3979 | 271.3753 | 271.3753 | 264.1732 | 264.1732 | 1434.2 | 398906.4396 | 95102.3377 | 43139.4771 | 785258.0336 | 146307.393
6800 | 872.0645 | 789.9327 | 789.9327 | 768.9683 | 768.9683 | 1458.4 | 1177960.0998 | 276828.5856 | 125572.5223 | 198802.1602 | 407663.4032
6801 | 485.7777 | 669.6496 | 509.8059 | 651.8774 | 485.7777 | 1495.1 | 765571.7852 | 174879.9663 | 79327.4958 | 0 | 245269.1527
6802 | 364.5171 | 1805.801 | 382.548 | 1757.8761 | 364.5171 | 1389.75 | 535973.0448 | 131226.1407 | 59525.6355 | 0 | 222446.5343
6803 | 364.7608 | 2720.4403 | 382.8031 | 2648.2413 | 364.7608 | 368.9 | 142403.8276 | 131313.8959 | 59565.4422 | 0 | 594961.3766
6804 | 378.6719 | 1985.9445 | 397.4021 | 1933.2386 | 378.6719 | 909.8 | 363343.9087 | 136321.884 | 61837.1213 | 0 | 412828.1054
6805 | 728.4592 | 1164.3715 | 764.4906 | 1133.4697 | 728.4592 | 891.95 | 682944.0576 | 262245.3051 | 118957.3842 | 0 | 807169.1953
6806 | 1278.5809 | 1495.5683 | 1341.8231 | 1455.8767 | 1278.5809 | 1088.25 | 1467024.8375 | 460289.1395 | 208792.268 | 0 | 1165746.1748
6807 | 1456.5445 | 225.6366 | 225.6366 | 219.6483 | 219.6483 | 1548.15 | 360113.0293 | 79073.391 | 35868.5688 | 2385126.6396 | 97148.6537
6808 | 1463.702 | 221.4261 | 221.4261 | 215.5496 | 215.5496 | 1693.65 | 386504.4585 | 77597.8585 | 35199.2508 | 2406832.2359 | 64636.7865
6809 | 1357.0867 | 29.1446 | 29.1446 | 28.3711 | 28.3711 | 1863.95 | 55858.4139 | 10213.6126 | 4633.0082 | 2562183.3867 | 3778.2445
6810 | 968.9779 | 0 | 0 | 0 | 0 | 1908.65 | 0 | 0 | 0 | 1868495.5416 | 0
6811 | 859.4179 | 0 | 0 | 0 | 0 | 1910.95 | 0 | 0 | 0 | 3072157.866 | 0
6812 | 666.613 | 0 | 0 | 0 | 0 | 1818.3 | 0 | 0 | 0 | 2382938.6788 | 0
6813 | 1020.8968 | 0 | 0 | 0 | 0 | 1797.45 | 0 | 0 | 0 | 3649395.6001 | 0
6814 | 1041.8741 | 321.0034 | 321.0034 | 312.4841 | 312.4841 | 1789.7 | 588832.031 | 112494.2763 | 51028.6537 | 2607347.5157 | 64325.3022
6815 | 1133.5528 | 621.2819 | 621.2819 | 604.7934 | 604.7934 | 1725.1 | 1101553.52 | 217725.6373 | 98762.7683 | 1890154.0013 | 162740.8
6816 | 1121.8987 | 0 | 0 | 0 | 0 | 1696.7 | 0 | 0 | 0 | 2163375.2772 | 0
6817 | 916.0101 | 0 | 0 | 0 | 0 | 1587.1 | 0 | 0 | 0 | 1766356.9615 | 0
6818 | 1391.4963 | 0 | 0 | 0 | 0 | 1478.6 | 0 | 0 | 0 | 2683244.5445 | 0
6819 | 1013.9043 | 0 | 0 | 0 | 0 | 1427.3 | 0 | 0 | 0 | 1955127.9343 | 0
6820 | 1124.2295 | 0 | 0 | 0 | 0 | 1414.65 | 0 | 0 | 0 | 2167869.8251 | 0
6821 | 933.1028 | 0 | 0 | 0 | 0 | 1429.7 | 0 | 0 | 0 | 1799316.9727 | 0
6822 | 828.2161 | 0 | 0 | 0 | 0 | 1444.05 | 0 | 0 | 0 | 1597062.3586 | 0
6823 | 1121.5161 | 103.0509 | 103.0509 | 100.316 | 100.316 | 1445.35 | 153308.3727 | 36113.769 | 16381.6069 | 1969196.4266 | 54463.3021
6824 | 241.5452 | 253.4925 | 253.4925 | 246.7649 | 241.5452 | 1458.4 | 372336.2643 | 86956.2809 | 39444.3352 | 0 | 130820.772
6825 | 286.4047 | 451.4411 | 300.5714 | 439.4601 | 286.4047 | 1538.4 | 467345.5969 | 103105.679 | 46769.8816 | 0 | 132204.3929
6826 | 227.0213 | 1922.2221 | 238.2501 | 1871.2074 | 227.0213 | 1518.75 | 366618.6424 | 81727.6811 | 37072.5843 | 0 | 109254.0182
6827 | 226.7086 | 2750.4539 | 237.9226 | 2677.4583 | 226.7086 | 1382.9 | 334216.9634 | 81615.1028 | 37021.5175 | 0 | 139901.8887
6828 | 265.6099 | 2789.8465 | 278.7478 | 2715.8055 | 265.6099 | 1269.8 | 358151.9125 | 95619.5689 | 43374.0989 | 0 | 193948.3589
6829 | 180.5099 | 2701.1187 | 189.4385 | 2629.4324 | 180.5099 | 1251.95 | 239055.9344 | 64983.5756 | 29477.2719 | 0 | 135030.4549
6830 | 244.417 | 1704.0063 | 256.5065 | 1658.7829 | 244.417 | 1490.6 | 384987.2939 | 87990.1136 | 39913.2932 | 0 | 124506.0108
6831 | 281.7887 | 160.2634 | 160.2634 | 156.0101 | 156.0101 | 1569.8 | 259462.1546 | 56163.6522 | 25476.4567 | 242540.7617 | 65695.842
6832 | 244.5879 | 255.8653 | 255.8653 | 249.0748 | 244.5879 | 1808.65 | 467995.3299 | 88051.6471 | 39941.2055 | 0 | 46652.2781
6833 | 259.577 | 272.4164 | 272.4164 | 265.1866 | 259.577 | 1898.95 | 520783.6595 | 93447.7159 | 42388.9222 | 0 | 26230.2547
6834 | 261.3999 | 1.9929 | 1.9929 | 1.94 | 1.94 | 1908.65 | 3913.0532 | 698.4138 | 316.8083 | 500320.5635 | 173.4736
6835 | 181.0159 | 0 | 0 | 0 | 0 | 1910.95 | 0 | 0 | 0 | 349055.8817 | 0
6836 | 341.8528 | 0 | 0 | 0 | 0 | 1862.8 | 0 | 0 | 0 | 659200.2231 | 0
6837 | 203.5578 | 122.0252 | 122.0252 | 118.7867 | 118.7867 | 1845.45 | 230996.5953 | 42763.2276 | 19397.8752 | 163465.3913 | 17970.1467
6838 | 261.8282 | 274.7787 | 274.7787 | 267.4862 | 261.8282 | 1837.7 | 507321.1278 | 94258.1401 | 42756.5397 | 0 | 42494.6844
6839 | 280.4747 | 294.3481 | 294.3481 | 286.5362 | 280.4747 | 1739.2 | 516470.2663 | 100970.886 | 45801.5158 | 0 | 73147.7974
6840 | 239.297 | 251.1333 | 251.1333 | 244.4683 | 239.297 | 1702.6 | 431296.0996 | 86146.9055 | 39077.1935 | 0 | 71166.9158
6841 | 247.8433 | 0 | 0 | 0 | 0 | 1626.85 | 0 | 0 | 0 | 310270.045 | 0
6842 | 213.658 | 0 | 0 | 0 | 0 | 1690.85 | 0 | 0 | 0 | 267474.1767 | 0
6843 | 278.9208 | 0 | 0 | 0 | 0 | 1581.15 | 0 | 0 | 0 | 349175.3797 | 0
6844 | 284.3594 | 0 | 0 | 0 | 0 | 1674.95 | 0 | 0 | 0 | 355983.8134 | 0
6845 | 227.6429 | 0 | 0 | 0 | 0 | 1675.35 | 0 | 0 | 0 | 284981.5774 | 0
6846 | 224.5351 | 0 | 0 | 0 | 0 | 1678.15 | 0 | 0 | 0 | 281091.0439 | 0
6847 | 211.1465 | 221.5899 | 221.5899 | 215.709 | 211.1465 | 1703 | 379636.3272 | 76012.757 | 34480.2311 | 0 | 62710.362
6848 | 228.4266 | 1176.6985 | 239.7256 | 1145.4696 | 228.4266 | 1541.8 | 371989.9979 | 82233.5844 | 37302.0676 | 0 | 104665.0788
6849 | 798.5303 | 879.6932 | 838.0285 | 856.3466 | 798.5303 | 1534.9 | 1296963.6237 | 287470.8951 | 130399.9921 | 0 | 371396.4258
6850 | 1189.1388 | 2143.9725 | 1247.957 | 2087.0727 | 1189.1388 | 1493.05 | 1883395.4353 | 428089.9853 | 194186.3739 | 0 | 602833.939
6851 | 1149.785 | 1542.3649 | 1206.6565 | 1501.4314 | 1149.785 | 1500.8 | 1834690.086 | 413922.5953 | 187759.8884 | 0 | 573972.6655
6852 | 1049.2511 | 2156.9838 | 1101.1498 | 2099.7386 | 1049.2511 | 1431.2 | 1592334.902 | 377730.4064 | 171342.7094 | 0 | 596814.0422
6853 | 1004.3509 | 2755.5396 | 1054.0289 | 2682.4091 | 1004.3509 | 1243.65 | 1316490.604 | 361566.324 | 164010.502 | 0 | 759640.8032
6854 | 1250.2042 | 2904.2117 | 1312.0425 | 2827.1355 | 1250.2042 | 1496.7 | 1977422.3598 | 450073.5289 | 204158.3535 | 0 | 629227.7975
6855 | 903.8122 | 1957.6992 | 948.517 | 1905.7429 | 903.8122 | 1668.65 | 1598857.2625 | 325372.3869 | 147592.5299 | 0 | 299478.1678
6856 | 1265.9984 | 923.9323 | 923.9323 | 899.4116 | 899.4116 | 1827.1 | 1741639.1068 | 323788.1806 | 146873.9164 | 706895.2229 | 152218.7394
6857 | 1338.141 | 16.3045 | 16.3045 | 15.8717 | 15.8717 | 1880.5 | 31598.2717 | 5713.8269 | 2591.8554 | 2549753.0142 | 1856.552
6858 | 1446.2015 | 0 | 0 | 0 | 0 | 1880.8 | 0 | 0 | 0 | 2788733.4338 | 0
6859 | 1536.9168 | 0 | 0 | 0 | 0 | 1882.05 | 0 | 0 | 0 | 5494010.2372 | 0
6860 | 1201.1464 | 0 | 0 | 0 | 0 | 1841.9 | 0 | 0 | 0 | 4293733.3316 | 0
6861 | 1445.882 | 0 | 0 | 0 | 0 | 1824.45 | 0 | 0 | 0 | 5168588.441 | 0
6862 | 1395.381 | 321.0034 | 321.0034 | 312.4841 | 312.4841 | 1815.2 | 597136.2957 | 112494.2763 | 51028.6537 | 3871027.117 | 56525.5152
6863 | 1485.5058 | 621.2819 | 621.2819 | 604.7934 | 604.7934 | 1808.85 | 1153395.2629 | 217725.6373 | 98762.7683 | 3148278.9683 | 113160.8
6864 | 1257.086 | 0 | 0 | 0 | 0 | 1713.2 | 0 | 0 | 0 | 2424059.0028 | 0
6865 | 1266.4092 | 0 | 0 | 0 | 0 | 1463 | 0 | 0 | 0 | 1585392.3931 | 0
6866 | 1198.8156 | 0 | 0 | 0 | 0 | 1477.9 | 0 | 0 | 0 | 1500773.2896 | 0
6867 | 1652.5475 | 0 | 0 | 0 | 0 | 1470.7 | 0 | 0 | 0 | 2068791.1781 | 0
6868 | 1262.5245 | 0 | 0 | 0 | 0 | 1468.85 | 0 | 0 | 0 | 1580529.2261 | 0
6869 | 1325.4565 | 0 | 0 | 0 | 0 | 1467.85 | 0 | 0 | 0 | 1659312.5295 | 0
6870 | 1463.7515 | 0 | 0 | 0 | 0 | 1474.45 | 0 | 0 | 0 | 1832441.2691 | 0
6871 | 1647.1089 | 518.1963 | 518.1963 | 504.4437 | 504.4437 | 1468.5 | 779803.843 | 181599.7316 | 82375.656 | 2203419.6747 | 262440.3495
6872 | 1347.642 | 1301.5709 | 1301.5709 | 1267.0279 | 1267.0279 | 1287.95 | 1716232.7858 | 456130.0613 | 206905.6639 | 155449.3779 | 883102.9233
6873 | 1537.3752 | 1467.8195 | 1467.8195 | 1428.8643 | 1428.8643 | 619.7 | 931949.1038 | 514391.1616 | 233333.5464 | 209243.1663 | 1930541.4117
6874 | 2055.2559 | 2156.9145 | 2156.9145 | 2099.6712 | 2055.2559 | 284.7 | 618896.3318 | 739892.137 | 335623.2943 | 0 | 3525380.507
6875 | 1950.1673 | 2046.6275 | 2046.6275 | 1992.3112 | 1950.1673 | 300.8 | 622546.4631 | 702060.2197 | 318462.3163 | 0 | 3313723.7664
6876 | 1632.9415 | 2536.0025 | 1713.7117 | 2468.6984 | 1632.9415 | 295.55 | 512489.6154 | 587858.9314 | 266659.343 | 0 | 2783267.0988
6877 | 1578.9248 | 2594.4953 | 1657.0229 | 2525.6388 | 1578.9248 | 283.35 | 474571.7624 | 568412.9456 | 257838.4278 | 0 | 2710461.342
6878 | 1500.0918 | 2548.1479 | 1574.2906 | 2480.5215 | 1500.0918 | 285 | 451624.2144 | 540033.0642 | 244964.9983 | 0 | 2572657.5142
6879 | 1560.4337 | 2073.9041 | 1637.6173 | 2018.8638 | 1560.4337 | 1088.6 | 1795958.589 | 561756.1392 | 254818.8265 | 0 | 1422179.2924
6880 | 1354.9627 | 1056.365 | 1056.365 | 1028.3297 | 1028.3297 | 1204.8 | 1303927.4865 | 370198.6805 | 167926.2348 | 629851.7134 | 800430.0304
6881 | 1401.9869 | 577.7324 | 577.7324 | 562.3997 | 562.3997 | 1584.75 | 938235.5292 | 202463.8793 | 91839.8652 | 1618989.4801 | 228596.3707
6882 | 1511.5332 | 0 | 0 | 0 | 0 | 1797.65 | 0 | 0 | 0 | 2914713.7139 | 0
6883 | 1511.2516 | 0 | 0 | 0 | 0 | 1851.05 | 0 | 0 | 0 | 5402265.0173 | 0
6884 | 1042.651 | 0 | 0 | 0 | 0 | 1816.4 | 0 | 0 | 0 | 3727160.4985 | 0
6885 | 1417.1352 | 0 | 0 | 0 | 0 | 1724.2 | 0 | 0 | 0 | 5065827.681 | 0
6886 | 1734.126 | 321.0034 | 321.0034 | 312.4841 | 312.4841 | 1716.35 | 563488.8614 | 112494.2763 | 51028.6537 | 5081937.6815 | 86761.1601
6887 | 1786.9578 | 621.2819 | 621.2819 | 604.7934 | 604.7934 | 1679.75 | 1067406.2665 | 217725.6373 | 98762.7683 | 4225878.2769 | 189588
6888 | 1498.7138 | 0 | 0 | 0 | 0 | 1493.6 | 0 | 0 | 0 | 2889993.7055 | 0
6889 | 1306.0331 | 0 | 0 | 0 | 0 | 1584.95 | 0 | 0 | 0 | 1634996.6947 | 0
6890 | 1539.8915 | 0 | 0 | 0 | 0 | 1419.8 | 0 | 0 | 0 | 1927759.3397 | 0
6891 | 1354.9802 | 0 | 0 | 0 | 0 | 1416.15 | 0 | 0 | 0 | 1696272.5965 | 0
6892 | 1587.2847 | 0 | 0 | 0 | 0 | 1401.8 | 0 | 0 | 0 | 1987089.9752 | 0
6893 | 1386.8347 | 0 | 0 | 0 | 0 | 1415.4 | 0 | 0 | 0 | 1736150.5654 | 0
6894 | 1682.8481 | 0 | 0 | 0 | 0 | 1432.4 | 0 | 0 | 0 | 2106723.8794 | 0
6895 | 1314.5969 | 330.7287 | 330.7287 | 321.9514 | 321.9514 | 1457.5 | 495071.942 | 115902.4917 | 52574.658 | 1914134.2332 | 170963.9925
6896 | 1491.5815 | 1073.1606 | 1073.1606 | 1044.6795 | 1044.6795 | 1481.7 | 1631163.8529 | 376084.6283 | 170596.1661 | 861768.1517 | 530003.7323
6897 | 1238.8415 | 1300.1174 | 1300.1174 | 1265.613 | 1238.8415 | 1749.4 | 2289842.0803 | 445982.9494 | 202302.8212 | 0 | 310453.5546
6898 | 1931.0148 | 2026.5282 | 2026.5282 | 1972.7453 | 1931.0148 | 1640.9 | 3351483.8892 | 695165.3208 | 315334.7136 | 0 | 693427.4075
6899 | 1849.8422 | 1972.9227 | 1941.3402 | 1920.5624 | 1849.8422 | 1513.6 | 2958172.7672 | 665943.1996 | 302079.2347 | 0 | 899763.2563
6900 | 1624.0727 | 3654.6573 | 1704.404 | 3557.6647 | 1624.0727 | 1457.65 | 2495005.8004 | 584666.1814 | 265211.0762 | 0 | 880815.8429
6901 | 1805.6859 | 2968.5385 | 1895.0001 | 2889.7551 | 1805.6859 | 788.15 | 1498913.0854 | 650046.928 | 294868.5093 | 0 | 2188220.4712
6902 | 1579.4376 | 2874.6242 | 1657.5613 | 2798.3333 | 1579.4376 | 1456.1 | 2426435.7983 | 568597.5461 | 257922.1647 | 0 | 859056.1259
6903 | 1451.8731 | 2234.5401 | 1523.6866 | 2175.2366 | 1451.8731 | 1785.8 | 2734229.5326 | 522674.3228 | 237090.8803 | 0 | 310991.2221
6904 | 1128.7455 | 657.1515 | 657.1515 | 639.7111 | 639.7111 | 1891.75 | 1274717.9886 | 230295.9829 | 104464.8167 | 943012.9304 | 67783.8768
6905 | 1228.0848 | 103.1758 | 103.1758 | 100.4376 | 100.4376 | 1899.95 | 200567.526 | 36157.5348 | 16401.4595 | 2174460.1775 | 9836.2156
6906 | 1434.2978 | 0 | 0 | 0 | 0 | 1908.65 | 0 | 0 | 0 | 2765779.4081 | 0
6907 | 1492.2516 | 0 | 0 | 0 | 0 | 1910.95 | 0 | 0 | 0 | 5334345.7111 | 0
6908 | 1240.7703 | 0 | 0 | 0 | 0 | 1863.8 | 0 | 0 | 0 | 4435376.539 | 0
6909 | 1418.6891 | 0 | 0 | 0 | 0 | 1847.45 | 0 | 0 | 0 | 5071382.3154 | 0
6910 | 1613.7006 | 321.0034 | 321.0034 | 312.4841 | 312.4841 | 1839.7 | 605524.453 | 112494.2763 | 51028.6537 | 4651453.4215 | 49031.6022
6911 | 1366.6343 | 621.2819 | 621.2819 | 604.7934 | 604.7934 | 1821.7 | 1160955.683 | 217725.6373 | 98762.7683 | 2723349.3426 | 105553.6
6912 | 1386.8347 | 0 | 0 | 0 | 0 | 1805.7 | 0 | 0 | 0 | 2674255.4507 | 0
6913 | 1509.5909 | 0 | 0 | 0 | 0 | 1719.6 | 0 | 0 | 0 | 1889826.6371 | 0
6914 | 1275.7325 | 0 | 0 | 0 | 0 | 1690 | 0 | 0 | 0 | 1597063.9933 | 0
6915 | 1501.8215 | 0 | 0 | 0 | 0 | 1682.25 | 0 | 0 | 0 | 1880100.3044 | 0
6916 | 1306.0331 | 0 | 0 | 0 | 0 | 1668.95 | 0 | 0 | 0 | 1634996.6947 | 0
6917 | 1323.1257 | 0 | 0 | 0 | 0 | 1669.7 | 0 | 0 | 0 | 1656394.6289 | 0
6918 | 1096.2598 | 0 | 0 | 0 | 0 | 1675.55 | 0 | 0 | 0 | 1372385.6846 | 0
6919 | 1443.5696 | 206.5469 | 206.5469 | 201.0652 | 201.0652 | 1688.5 | 358052.6504 | 72383.4766 | 32833.9492 | 2395941.0747 | 61306.938
6920 | 1285.1606 | 814.7714 | 814.7714 | 793.1478 | 793.1478 | 1507.2 | 1261025.453 | 285533.1977 | 129521.0311 | 948756.2828 | 382595.136
6921 | 1191.5872 | 1250.5261 | 1250.5261 | 1217.3378 | 1191.5872 | 1759.4 | 2213970.3949 | 428971.383 | 194586.1857 | 0 | 286695.8322
6922 | 1744.2447 | 1830.5201 | 1830.5201 | 1781.9391 | 1744.2447 | 1839.4 | 3386014.1281 | 627928.0805 | 284835.1543 | 0 | 280125.6937
6923 | 1620.4415 | 1700.5924 | 1700.5924 | 1655.4596 | 1620.4415 | 1787.9 | 3056925.7573 | 583358.9443 | 264618.0989 | 0 | 343695.5361
6924 | 1876.2766 | 2500.9494 | 1969.0827 | 2434.5755 | 1876.2766 | 1705.45 | 3377890.0395 | 675459.5659 | 306395.9642 | 0 | 552657.2643
6925 | 1620.8484 | 3409.1901 | 1701.0195 | 3318.712 | 1620.8484 | 1498.8 | 2561251.7391 | 583505.4359 | 264684.5491 | 0 | 812369.2346
6926 | 1712.8476 | 2473.6424 | 1797.569 | 2407.9932 | 1712.8476 | 1673.25 | 3030608.0573 | 616625.145 | 279708.0172 | 0 | 559672.9615
6927 | 1534.4519 | 2169.8764 | 1610.3501 | 2112.2891 | 1534.4519 | 1879.8 | 3045168.9717 | 552402.697 | 250576.0011 | 0 | 184441.1227
6928 | 1664.7066 | 300.7508 | 300.7508 | 292.7691 | 292.7691 | 1892.75 | 584327.8353 | 105396.8619 | 47809.1876 | 2645529.0943 | 30735.276
6929 | 1575.5306 | 68.2067 | 68.2067 | 66.3965 | 66.3965 | 1899.95 | 133031.3103 | 23902.7443 | 10842.5504 | 2910087.4082 | 6502.4496
6930 | 1789.0993 | 0 | 0 | 0 | 0 | 1908.65 | 0 | 0 | 0 | 3449948.7132 | 0
6931 | 1655.2046 | 0 | 0 | 0 | 0 | 1910.95 | 0 | 0 | 0 | 5916853.4022 | 0
6932 | 1494.8291 | 0 | 0 | 0 | 0 | 1863.8 | 0 | 0 | 0 | 5343559.4615 | 0
6933 | 1709.264 | 0 | 0 | 0 | 0 | 1847.45 | 0 | 0 | 0 | 6110099.1766 | 0
6934 | 1697.6099 | 321.0034 | 321.0034 | 312.4841 | 312.4841 | 1839.7 | 605573.2901 | 112494.2763 | 51028.6537 | 4951403.7428 | 49031.6022
6935 | 1894.9522 | 621.2819 | 621.2819 | 604.7934 | 604.7934 | 1821.7 | 1160431.7826 | 217725.6373 | 98762.7683 | 4611925.4517 | 105553.6
6936 | 1490.1674 | 0 | 0 | 0 | 0 | 1775.7 | 0 | 0 | 0 | 2873513.6999 | 0
6937 | 1436.5587 | 0 | 0 | 0 | 0 | 1597.1 | 0 | 0 | 0 | 1798399.1003 | 0
6938 | 1714.7026 | 0 | 0 | 0 | 0 | 1674.1 | 0 | 0 | 0 | 2146601.8471 | 0
6939 | 1420.243 | 0 | 0 | 0 | 0 | 1580.45 | 0 | 0 | 0 | 1777973.8006 | 0
6940 | 1859.99 | 0 | 0 | 0 | 0 | 1501.3 | 0 | 0 | 0 | 2328484.2875 | 0
6941 | 1577.9614 | 0 | 0 | 0 | 0 | 1524.4 | 0 | 0 | 0 | 1975418.3738 | 0
6942 | 1522.7988 | 0 | 0 | 0 | 0 | 1675.55 | 0 | 0 | 0 | 1906361.4056 | 0
6943 | 1380.6823 | 380.4775 | 380.4775 | 370.3798 | 370.3798 | 1788.5 | 698800.1145 | 133336.725 | 60483.02 | 1948182.4417 | 76678.2675
6944 | 1445.3682 | 1244.2818 | 1244.2818 | 1211.2593 | 1211.2593 | 1816.7 | 2317681.5676 | 436053.3302 | 197798.6356 | 451436.0409 | 217327.2621
6945 | 1443.6317 | 1604.0376 | 1515.0369 | 1561.4673 | 1443.6317 | 1769.4 | 2697520.6369 | 519707.4289 | 235745.0643 | 0 | 332901.4809
6946 | 1751.3527 | 2692.0901 | 1837.9797 | 2620.6435 | 1751.3527 | 1524.75 | 2825522.2896 | 630486.9655 | 285995.893 | 0 | 832330.3621
6947 | 1975.004 | 2802.2134 | 2072.6941 | 2727.8442 | 1975.004 | 1477.9 | 3090227.2964 | 711001.4576 | 322518.1612 | 0 | 1031149.614
6948 | 1647.8616 | 3562.4515 | 1729.3687 | 3467.906 | 1647.8616 | 1492.65 | 2601632.2802 | 593230.1767 | 269095.7996 | 0 | 836042.5838
6949 | 1546.6392 | 3251.204 | 1623.1399 | 3164.9188 | 1546.6392 | 1464.8 | 2396418.451 | 556790.1059 | 252566.1786 | 0 | 827761.2907
6950 | 1415.4066 | 2960.3003 | 1485.4169 | 2881.7355 | 1415.4066 | 1531.1 | 2294686.7557 | 509546.3598 | 231135.8904 | 0 | 663684.1336
6951 | 1594.654 | 2409.0091 | 1673.5299 | 2345.0753 | 1594.654 | 1858.8 | 3137632.1969 | 574075.4263 | 260406.992 | 0 | 225165.1394
6952 | 1899.5274 | 817.415 | 817.415 | 795.7212 | 795.7212 | 1892.25 | 1590931.3441 | 286459.635 | 129941.2733 | 2128487.1749 | 83925.2897
6953 | 1653.7527 | 226.8613 | 226.8613 | 220.8405 | 220.8405 | 1899.95 | 442899.3122 | 79502.59 | 36063.2582 | 2763107.5376 | 21627.7084
6954 | 1424.522 | 0 | 0 | 0 | 0 | 1908.65 | 0 | 0 | 0 | 2746928.5302 | 0
6955 | 1615.5546 | 0 | 0 | 0 | 0 | 1910.95 | 0 | 0 | 0 | 5775116.4592 | 0
6956 | 1257.086 | 0 | 0 | 0 | 0 | 1863.8 | 0 | 0 | 0 | 4493700.2136 | 0
6957 | 1328.5643 | 0 | 0 | 0 | 0 | 1847.45 | 0 | 0 | 0 | 4749213.4496 | 0
6958 | 1113.3524 | 321.0034 | 321.0034 | 312.4841 | 312.4841 | 1839.7 | 603922.6292 | 112494.2763 | 51028.6537 | 2862860.7517 | 49031.6022
6959 | 1417.1352 | 621.2819 | 621.2819 | 604.7934 | 604.7934 | 1776.7 | 1131008.594 | 217725.6373 | 98762.7683 | 2903875.0009 | 132193.6
6960 | 1232.224 | 0 | 0 | 0 | 0 | 1624.05 | 0 | 0 | 0 | 2376117.168 | 0
6961 | 896.5867 | 0 | 0 | 0 | 0 | 1581.6 | 0 | 0 | 0 | 1122418.9089 | 0
6962 | 1312.2486 | 0 | 0 | 0 | 0 | 1479.1 | 0 | 0 | 0 | 1642777.7623 | 0
6963 | 996.8117 | 0 | 0 | 0 | 0 | 1439.8 | 0 | 0 | 0 | 1247888.6136 | 0
6964 | 1216.6852 | 0 | 0 | 0 | 0 | 1414.65 | 0 | 0 | 0 | 1523143.8569 | 0
6965 | 1229.1162 | 0 | 0 | 0 | 0 | 1445.2 | 0 | 0 | 0 | 1538705.991 | 0
6966 | 891.925 | 0 | 0 | 0 | 0 | 1472.05 | 0 | 0 | 0 | 1116583.1087 | 0
6967 | 1020.5365 | 225.7016 | 225.7016 | 219.7116 | 219.7116 | 1503.5 | 348472.3238 | 79096.1934 | 35878.9122 | 1544243.3074 | 106779.276
6968 | 782.7914 | 821.51 | 821.51 | 799.7075 | 782.7914 | 1511.7 | 1247849.8238 | 281804.918 | 127829.842 | 0 | 382236.8453
6969 | 1064.2324 | 968.8755 | 968.8755 | 943.1621 | 943.1621 | 1558.9 | 1552017.0732 | 339538.3503 | 154018.3683 | 233461.9025 | 407228.3721
6970 | 1233.7118 | 1356.0401 | 1294.7347 | 1320.0516 | 1233.7118 | 1537.4 | 2004332.128 | 444136.2451 | 201465.1356 | 0 | 570715.075
6971 | 1280.4233 | 1864.4912 | 1343.7562 | 1815.0086 | 1280.4233 | 1519.75 | 2057348.0427 | 460952.3725 | 209093.1179 | 0 | 614923.2692
6972 | 1104.2739 | 2264.1213 | 1158.8944 | 2204.0328 | 1104.2739 | 1505.5 | 1758413.2553 | 397538.6008 | 180327.9264 | 0 | 546063.4391
6973 | 1300.3109 | 2903.1822 | 1364.6279 | 2826.1333 | 1300.3109 | 1487.65 | 2043596.5557 | 468111.9355 | 212340.7752 | 0 | 666214.306
6974 | 1092.2168 | 1599.1755 | 1146.241 | 1556.7342 | 1092.2168 | 1654.75 | 1911992.9986 | 393198.0412 | 178359.0003 | 0 | 377087.8436
6975 | 1134.3734 | 1835.0905 | 1190.4822 | 1786.3882 | 1134.3734 | 1810.8 | 2171051.413 | 408374.4409 | 185243.1839 | 0 | 214623.4562
6976 | 1436.7588 | 933.8854 | 933.8854 | 909.1006 | 909.1006 | 1832.75 | 1757657.0641 | 327276.2042 | 148456.1226 | 1017491.7318 | 148830.7575
6977 | 1263.9143 | 445.4717 | 445.4717 | 433.6492 | 433.6492 | 1898.3 | 867838.6198 | 156113.6953 | 70814.9068 | 1601013.5505 | 43169.2092
6978 | 1435.7711 | 0 | 0 | 0 | 0 | 1907.5 | 0 | 0 | 0 | 2768620.3363 | 0
6979 | 1114.3042 | 0 | 0 | 0 | 0 | 1910.95 | 0 | 0 | 0 | 3983298.6307 | 0
6980 | 986.7115 | 0 | 0 | 0 | 0 | 1817.8 | 0 | 0 | 0 | 3527193.6154 | 0
6981 | 1394.604 | 0 | 0 | 0 | 0 | 1787.45 | 0 | 0 | 0 | 4985285.4655 | 0
6982 | 1505.7062 | 321.0034 | 321.0034 | 312.4841 | 312.4841 | 1789.7 | 588991.6615 | 112494.2763 | 51028.6537 | 4265406.2468 | 64325.3022
6983 | 1400.0426 | 621.2819 | 621.2819 | 604.7934 | 604.7934 | 1717.6 | 1095210.121 | 217725.6373 | 98762.7683 | 2842774.0091 | 167180.8
6984 | 1386.8347 | 0 | 0 | 0 | 0 | 1624.05 | 0 | 0 | 0 | 2674255.4507 | 0
6985 | 1262.5245 | 0 | 0 | 0 | 0 | 1587.1 | 0 | 0 | 0 | 2434546.2786 | 0
6986 | 1246.9858 | 0 | 0 | 0 | 0 | 1479.1 | 0 | 0 | 0 | 2404582.6313 | 0
6987 | 1582.6231 | 0 | 0 | 0 | 0 | 1465.45 | 0 | 0 | 0 | 3051797.3956 | 0
6988 | 1398.4887 | 0 | 0 | 0 | 0 | 1463.95 | 0 | 0 | 0 | 2696728.1862 | 0
6989 | 1537.5607 | 0 | 0 | 0 | 0 | 1467.2 | 0 | 0 | 0 | 2964902.8216 | 0
6990 | 1553.8764 | 0 | 0 | 0 | 0 | 1480.55 | 0 | 0 | 0 | 2996364.6509 | 0
6991 | 1107.5098 | 422.2419 | 422.2419 | 411.0358 | 411.0358 | 1584.65 | 685607.4257 | 147972.8896 | 67122.1469 | 1343022.0225 | 167112.3343
6992 | 198.9214 | 608.3095 | 208.7602 | 592.1653 | 198.9214 | 1507.7 | 315612.343 | 71611.7129 | 32483.8687 | 0 | 97929.0174
6993 | 298.2132 | 2040.1188 | 312.9634 | 1985.9751 | 298.2132 | 1544.4 | 485402.9492 | 107356.7351 | 48698.2079 | 0 | 135865.9126
6994 | 304.1927 | 2145.6108 | 319.2382 | 2088.6674 | 304.1927 | 1507.6 | 484344.2961 | 109509.3589 | 49674.662 | 0 | 149784.4676
6995 | 345.2975 | 2187.8306 | 362.3763 | 2129.7668 | 345.2975 | 1513.6 | 552570.5349 | 124307.1177 | 56387.0898 | 0 | 167952.728
6996 | 302.5368 | 3148.5245 | 317.5002 | 3064.9644 | 302.5368 | 1505.5 | 482350.302 | 108913.2531 | 49404.2617 | 0 | 149604.4546
6997 | 291.076 | 1390.6241 | 305.4734 | 1353.7177 | 291.076 | 1328.65 | 409396.3918 | 104787.3617 | 47532.7116 | 0 | 195413.8758
6998 | 306.2603 | 2361.9271 | 321.4084 | 2299.2428 | 306.2603 | 1417.8 | 458633.0857 | 110253.7045 | 50012.3054 | 0 | 178304.7411
6999 | 275.21 | 2489.8713 | 288.8226 | 2423.7914 | 275.21 | 1673.3 | 486250.1248 | 99075.5842 | 44941.7858 | 0 | 89911.0926
7000 | 224.034 | 1771.302 | 235.1153 | 1724.2927 | 224.034 | 1782.75 | 421135.7783 | 80652.2433 | 36584.7537 | 0 | 48671.3885
7001 | 243.4565 | 266.68 | 255.499 | 259.6025 | 243.4565 | 1812.45 | 465025.1763 | 87644.3373 | 39756.4452 | 0 | 45660.2652
7002 | 289.9125 | 0 | 0 | 0 | 0 | 1907.15 | 0 | 0 | 0 | 559042.9893 | 0
7003 | 248.7805 | 0 | 0 | 0 | 0 | 1910.95 | 0 | 0 | 0 | 479727.3442 | 0
7004 | 309.2214 | 0 | 0 | 0 | 0 | 1862.3 | 0 | 0 | 0 | 596276.5654 | 0
7005 | 289.7979 | 217.4235 | 217.4235 | 211.6532 | 211.6532 | 1841.45 | 410499.0358 | 76195.1463 | 34562.965 | 150687.7856 | 32847.7548
7006 | 230.7506 | 242.1646 | 242.1646 | 235.7377 | 230.7506 | 1837.7 | 446562.2906 | 83070.2303 | 37681.5795 | 0 | 37450.8288
7007 | 296.7904 | 311.47 | 311.47 | 303.2038 | 296.7904 | 1730.1 | 541146.4309 | 106844.5386 | 48465.8699 | 0 | 80103.621
7008 | 163.157 | 171.2272 | 171.2272 | 166.6829 | 163.157 | 1696.7 | 292333.3883 | 58736.5265 | 26643.541 | 0 | 49485.5181
7009 | 222.2043 | 0 | 0 | 0 | 0 | 1681.2 | 0 | 0 | 0 | 278173.1437 | 0
7010 | 219.8735 | 0 | 0 | 0 | 0 | 1580.85 | 0 | 0 | 0 | 275255.2437 | 0
7011 | 215.2119 | 0 | 0 | 0 | 0 | 1446 | 0 | 0 | 0 | 269419.4435 | 0
7012 | 131.3026 | 0 | 0 | 0 | 0 | 1444.8 | 0 | 0 | 0 | 164375.0395 | 0
7013 | 144.5105 | 0 | 0 | 0 | 0 | 1451.35 | 0 | 0 | 0 | 180909.8067 | 0
7014 | 197.3423 | 0 | 0 | 0 | 0 | 1450.5 | 0 | 0 | 0 | 247048.8759 | 0
7015 | 135.9137 | 142.6367 | 142.6367 | 138.8512 | 135.9137 | 1494.1 | 214176.8608 | 48928.9251 | 22194.7041 | 0 | 68758.7311
7016 | 163.4921 | 439.3229 | 171.5788 | 427.6635 | 163.4921 | 1352.15 | 232459.5241 | 58857.1461 | 26698.2555 | 0 | 105918.3392
7017 | 970.3841 | 1486.8021 | 1018.3818 | 1447.3432 | 970.3841 | 1515.75 | 1551476.874 | 349338.2882 | 158463.7291 | 0 | 469908.5168
7018 | 1153.9649 | 2171.1179 | 1211.0432 | 2113.4977 | 1153.9649 | 1557.35 | 1897077.8254 | 415427.369 | 188442.4705 | 0 | 510802.5692
7019 | 1330.2706 | 3321.2315 | 1396.0698 | 3233.0878 | 1330.2706 | 1483.95 | 2083468.234 | 478897.4304 | 217233.1955 | 0 | 686486.1638
7020 | 1342.4171 | 3598.8049 | 1408.8166 | 3503.2946 | 1342.4171 | 1494.55 | 2118185.3981 | 483270.1549 | 219216.7119 | 0 | 678524.7217
7021 | 1361.5307 | 2721.6052 | 1428.876 | 2649.3753 | 1361.5307 | 1468.65 | 2109554.919 | 490151.0693 | 222337.9711 | 0 | 723449.3629
7022 | 1355.7183 | 1170.6295 | 1170.6295 | 1139.5616 | 1139.5616 | 1496.7 | 1802168.7411 | 410242.1765 | 186090.4095 | 416818.3798 | 561409.0048
7023 | 1394.876 | 873.2432 | 873.2432 | 850.0678 | 850.0678 | 1536.5 | 1378656.4008 | 306024.4166 | 138816.0757 | 1050562.2513 | 385671.861
7024 | 1538.6163 | 473.0432 | 473.0432 | 460.4889 | 460.4889 | 1639.95 | 796359.4235 | 165776.006 | 75197.8383 | 2078970.3528 | 162291.8174
7025 | 1416.4175 | 147.7969 | 147.7969 | 143.8744 | 143.8744 | 1845.5 | 279931.3147 | 51794.796 | 23494.695 | 2453865.2429 | 21758.3895
7026 | 1352.2386 | 0 | 0 | 0 | 0 | 1849.8 | 0 | 0 | 0 | 2607543.2646 | 0
7027 | 1554.2017 | 0 | 0 | 0 | 0 | 1881.55 | 0 | 0 | 0 | 5555798.6181 | 0
7028 | 1215.1313 | 0 | 0 | 0 | 0 | 1810.9 | 0 | 0 | 0 | 4343725.0512 | 0
7029 | 895.0328 | 0 | 0 | 0 | 0 | 1782.95 | 0 | 0 | 0 | 3199470.1143 | 0
7030 | 1180.946 | 321.0034 | 321.0034 | 312.4841 | 312.4841 | 1823.2 | 600932.4159 | 112494.2763 | 51028.6537 | 3104487.4019 | 54078.5232
7031 | 1267.9631 | 621.2819 | 621.2819 | 604.7934 | 604.7934 | 1738.35 | 1110467.5643 | 217725.6373 | 98762.7683 | 2370629.9809 | 154896.8
7032 | 849.9704 | 0 | 0 | 0 | 0 | 1712.3 | 0 | 0 | 0 | 1639011.4638 | 0
7033 | 1104.8061 | 0 | 0 | 0 | 0 | 1573.7 | 0 | 0 | 0 | 1383084.6517 | 0
7034 | 738.0913 | 0 | 0 | 0 | 0 | 1670.3 | 0 | 0 | 0 | 924001.7015 | 0
7035 | 1162.2995 | 0 | 0 | 0 | 0 | 1660.7 | 0 | 0 | 0 | 1455059.5218 | 0
7036 | 1122.6757 | 0 | 0 | 0 | 0 | 1658.85 | 0 | 0 | 0 | 1405455.219 | 0
7037 | 1184.8307 | 0 | 0 | 0 | 0 | 1583.75 | 0 | 0 | 0 | 1483265.8893 | 0
7038 | 1024.0045 | 0 | 0 | 0 | 0 | 1657.45 | 0 | 0 | 0 | 1281930.781 | 0
7039 | 1256.0216 | 213.5247 | 213.5247 | 207.8579 | 207.8579 | 1496.5 | 328202.1237 | 74828.8444 | 33943.1953 | 2021190.7752 | 102442.6135
7040 | 1353.606 | 1183.6218 | 1183.6218 | 1152.2091 | 1152.2091 | 1492.45 | 1810086.7055 | 414795.2904 | 188155.7525 | 388356.7453 | 572433.1618
7041 | 1534.3568 | 939.6931 | 939.6931 | 914.7542 | 914.7542 | 1490.6 | 1440952.102 | 329311.4976 | 149379.3543 | 1194789.6093 | 456118.7976
7042 | 1602.1427 | 1681.3893 | 1681.3893 | 1636.7662 | 1602.1427 | 1462.7 | 2480780.8268 | 576771.363 | 261629.8988 | 0 | 860831.2593
7043 | 1628.6013 | 2798.9191 | 1709.156 | 2724.6373 | 1628.6013 | 1445.5 | 2497080.9304 | 586296.4698 | 265950.5931 | 0 | 903059.4236
7044 | 1636.1784 | 3701.1527 | 1717.1078 | 3602.9261 | 1636.1784 | 1433.9 | 2485602.044 | 589024.2218 | 267187.9317 | 0 | 926240.5888
7045 | 1876.1804 | 3776.7749 | 1968.9809 | 3676.5413 | 1876.1804 | 1421.7 | 2830856.6233 | 675424.9534 | 306380.2636 | 0 | 1084995.1404
7046 | 1679.1101 | 3363.4692 | 1762.1633 | 3274.2046 | 1679.1101 | 1423.35 | 2530335.7466 | 604479.6202 | 274198.6721 | 0 | 968258.8138
7047 | 1605.5447 | 2243.3514 | 1684.9585 | 2183.8141 | 1605.5447 | 1341.7 | 2277020.8717 | 577996.0895 | 262185.4484 | 0 | 1056930.0714
7048 | 1427.7269 | 1146.8665 | 1146.8665 | 1116.4293 | 1116.4293 | 1324 | 1560456.4652 | 401914.5387 | 182312.9005 | 600280.1002 | 738741.588
7049 | 1587.1934 | 706.1845 | 706.1845 | 687.4428 | 687.4428 | 1370.3 | 995846.4145 | 247479.3903 | 112259.4012 | 1735003.5977 | 423725.7597
7050 | 1493.7656 | 0 | 0 | 0 | 0 | 1733.65 | 0 | 0 | 0 | 2880452.1569 | 0
7051 | 1428.0124 | 0 | 0 | 0 | 0 | 1752.85 | 0 | 0 | 0 | 5104710.1284 | 0
7052 | 1214.3544 | 0 | 0 | 0 | 0 | 1707.4 | 0 | 0 | 0 | 4340947.734 | 0
7053 | 1286.6096 | 0 | 0 | 0 | 0 | 1477.05 | 0 | 0 | 0 | 4599238.2908 | 0
7054 | 1485.5058 | 321.0034 | 321.0034 | 312.4841 | 312.4841 | 1486.35 | 491207.6564 | 112494.2763 | 51028.6537 | 4193195.9827 | 157112.1801
7055 | 1588.0616 | 621.2819 | 621.2819 | 604.7934 | 604.7934 | 1446.7 | 925397.4033 | 217725.6373 | 98762.7683 | 3514884.9193 | 327553.6
7056 | 1464.5285 | 0 | 0 | 0 | 0 | 1494.25 | 0 | 0 | 0 | 2824073.6831 | 0
7057 | 943.9799 | 0 | 0 | 0 | 0 | 1582.1 | 0 | 0 | 0 | 1181749.5444 | 0
7058 | 1055.082 | 0 | 0 | 0 | 0 | 1584.1 | 0 | 0 | 0 | 1320836.1168 | 0
7059 | 1517.3603 | 0 | 0 | 0 | 0 | 1480.45 | 0 | 0 | 0 | 1899552.9711 | 0
7060 | 1184.8307 | 0 | 0 | 0 | 0 | 1473.45 | 0 | 0 | 0 | 1483265.8893 | 0
7061 | 1555.4302 | 0 | 0 | 0 | 0 | 1479.7 | 0 | 0 | 0 | 1947212.0063 | 0
7062 | 1419.4661 | 0 | 0 | 0 | 0 | 1580.55 | 0 | 0 | 0 | 1777001.1662 | 0
7063 | 1509.6793 | 480.8796 | 480.8796 | 468.1173 | 468.1173 | 1688.5 | 837764.7619 | 168522.2177 | 76443.5504 | 2008460.6512 | 142733.9725
7064 | 1222.5996 | 1283.0731 | 1283.0731 | 1249.021 | 1222.5996 | 1610.2 | 2083243.4075 | 440135.8679 | 199650.5201 | 0 | 476569.3369
7065 | 1098.0623 | 1454.7453 | 1152.3762 | 1416.1371 | 1098.0623 | 1654.4 | 1924406.2063 | 395302.4172 | 179313.5687 | 0 | 379490.3205
7066 | 1450.0124 | 2429.4128 | 1521.7335 | 2364.9375 | 1450.0124 | 1671.9 | 2566052.1965 | 522004.4467 | 236787.0171 | 0 | 475749.0527
7067 | 1367.1296 | 2755.8114 | 1434.7509 | 2682.6737 | 1367.1296 | 1562.9 | 2268246.819 | 492166.6409 | 223252.2568 | 0 | 597572.3298
7068 | 1547.1005 | 3124.9337 | 1623.6237 | 3041.9996 | 1547.1005 | 1554.8 | 2557916.7219 | 556956.1764 | 252641.51 | 0 | 688769.1381
7069 | 1876.2222 | 3325.614 | 1969.025 | 3237.354 | 1876.2222 | 1531.45 | 3052566.0852 | 675439.987 | 306387.083 | 0 | 879103.9053
7070 | 1289.5668 | 2817.8735 | 1353.3525 | 2743.0886 | 1289.5668 | 1510.1 | 2059092.4219 | 464244.0656 | 210586.2664 | 0 | 631758.7993
7071 | 1309.7799 | 395.0671 | 395.0671 | 384.5822 | 384.5822 | 1422.5 | 577008.2466 | 138449.5997 | 62802.2767 | 1784073.4215 | 217398.1425
7072 | 1430.0072 | 164.0247 | 164.0247 | 159.6716 | 159.6716 | 1569.45 | 264641.8001 | 57481.7749 | 26074.3718 | 2449608.4011 | 67292.3817
7073 | 1378.6088 | 42.1076 | 42.1076 | 40.9901 | 40.9901 | 1868.95 | 80871.3239 | 14756.4286 | 6693.68 | 2579351.6192 | 5258.1191
7074 | 911.5146 | 0 | 0 | 0 | 0 | 1907.15 | 0 | 0 | 0 | 1757688.1039 | 0
7075 | 1308.9971 | 0 | 0 | 0 | 0 | 1910.95 | 0 | 0 | 0 | 4679266.701 | 0
7076 | 978.1652 | 0 | 0 | 0 | 0 | 1862.15 | 0 | 0 | 0 | 3496643.1195 | 0
7077 | 1111.0216 | 0 | 0 | 0 | 0 | 1845.45 | 0 | 0 | 0 | 3971564.4659 | 0
7078 | 1313.0255 | 321.0034 | 321.0034 | 312.4841 | 312.4841 | 1811.2 | 597770.8965 | 112494.2763 | 51028.6537 | 3576631.43 | 57749.0112
7079 | 1476.9595 | 621.2819 | 621.2819 | 604.7934 | 604.7934 | 1734.2 | 1108730.9627 | 217725.6373 | 98762.7683 | 3117728.4724 | 157353.6
7080 | 1488.6136 | 0 | 0 | 0 | 0 | 1702.6 | 0 | 0 | 0 | 2870517.3359 | 0
7081 | 1055.859 | 0 | 0 | 0 | 0 | 1682.1 | 0 | 0 | 0 | 1321808.7499 | 0
7082 | 1290.4943 | 0 | 0 | 0 | 0 | 1660.25 | 0 | 0 | 0 | 1615544.0268 | 0
7083 | 1036.4355 | 0 | 0 | 0 | 0 | 1670.45 | 0 | 0 | 0 | 1297492.9151 | 0
7084 | 1038.7663 | 0 | 0 | 0 | 0 | 1668.95 | 0 | 0 | 0 | 1300410.8157 | 0
7085 | 936.9874 | 0 | 0 | 0 | 0 | 1669.7 | 0 | 0 | 0 | 1172995.8441 | 0
7086 | 1198.0387 | 0 | 0 | 0 | 0 | 1675.55 | 0 | 0 | 0 | 1499800.6565 | 0
7087 | 1205.407 | 496.4032 | 496.4032 | 483.2289 | 483.2289 | 1708.5 | 873776.3978 | 173962.4164 | 78911.285 | 1392587.4452 | 137881.5405
7088 | 1106.8931 | 1161.6429 | 1161.6429 | 1130.8136 | 1106.8931 | 1738.7 | 2029867.3977 | 398481.5315 | 180755.6503 | 0 | 289231.1409
7089 | 1442.5236 | 1899.1822 | 1513.8751 | 1848.779 | 1442.5236 | 1858.4 | 2830303.3805 | 519308.51 | 235564.1102 | 0 | 204261.3473
7090 | 1737.0055 | 2777.615 | 1822.922 | 2703.8986 | 1737.0055 | 1871.9 | 3431852.0942 | 625321.9969 | 283653.0058 | 0 | 222510.4106
7091 | 1443.4841 | 2886.0088 | 1514.8837 | 2809.4157 | 1443.4841 | 1872.4 | 2849112.1786 | 519654.2864 | 235720.9583 | 0 | 184188.5749
7092 | 1588.2695 | 2062.4723 | 1666.8301 | 2007.7354 | 1588.2695 | 1769.8 | 2965443.5363 | 571777.0103 | 259364.4049 | 0 | 365619.6327
7093 | 1786.2343 | 3414.3828 | 1874.586 | 3323.767 | 1786.2343 | 1539.95 | 2903314.5343 | 643044.3451 | 291692.0599 | 0 | 821757.086
7094 | 1390.1667 | 3387.1902 | 1458.9284 | 3297.296 | 1390.1667 | 1567.25 | 2301524.5581 | 500460.0289 | 227014.2298 | 0 | 601594.6598
7095 | 1677.3843 | 2465.8249 | 1760.353 | 2400.3833 | 1677.3843 | 1801.8 | 3183386.7891 | 603858.3415 | 273916.8533 | 0 | 332457.5647
7096 | 1676.6695 | 1630.4484 | 1630.4484 | 1587.1772 | 1587.1772 | 1838.75 | 3073169.1679 | 571383.7894 | 259186.0356 | 172569.446 | 250518.4837
7097 | 1553.3917 | 508.154 | 508.154 | 494.6679 | 494.6679 | 1871.95 | 975617.1121 | 178080.4468 | 80779.2693 | 2041554.1189 | 62002.3222
7098 | 1585.9659 | 0 | 0 | 0 | 0 | 1908.15 | 0 | 0 | 0 | 3058243.3259 | 0
7099 | 1572.7909 | 0 | 0 | 0 | 0 | 1910.95 | 0 | 0 | 0 | 5622249.4177 | 0
7100 | 1489.3905 | 0 | 0 | 0 | 0 | 1862.8 | 0 | 0 | 0 | 5324118.2378 | 0
7101 | 1698.3869 | 0 | 0 | 0 | 0 | 1845.45 | 0 | 0 | 0 | 6071216.7256 | 0
7102 | 1112.5755 | 321.0034 | 321.0034 | 312.4841 | 312.4841 | 1838.05 | 605071.6039 | 112494.2763 | 51028.6537 | 2860083.4345 | 49536.2943
7103 | 1168.515 | 621.2819 | 621.2819 | 604.7934 | 604.7934 | 1762.7 | 1122557.808 | 217725.6373 | 98762.7683 | 2015133.3021 | 140481.6
7104 | 371.3765 | 0 | 0 | 0 | 0 | 1706.7 | 0 | 0 | 0 | 716131.1515 | 0
7105 | 116.5407 | 0 | 0 | 0 | 0 | 1561.1 | 0 | 0 | 0 | 145895.0054 | 0
7106 | 122.7562 | 0 | 0 | 0 | 0 | 1426.1 | 0 | 0 | 0 | 153676.0725 | 0
7107 | 114.9869 | 0 | 0 | 0 | 0 | 1243.85 | 0 | 0 | 0 | 143949.7388 | 0
7108 | 121.2024 | 0 | 0 | 0 | 0 | 1242.35 | 0 | 0 | 0 | 151730.8057 | 0
7109 | 123.5332 | 0 | 0 | 0 | 0 | 1447.55 | 0 | 0 | 0 | 154648.7059 | 0
7110 | 101.7789 | 0 | 0 | 0 | 0 | 1615.3 | 0 | 0 | 0 | 127414.9715 | 0
7111 | 87.8474 | 92.1932 | 92.1932 | 89.7464 | 87.8474 | 1714.5 | 159393.2876 | 31625.0744 | 14345.4851 | 0 | 25080.441
7112 | 176.3999 | 448.3 | 185.1252 | 436.4024 | 176.3999 | 1712.7 | 318389.5382 | 63503.9745 | 28806.1085 | 0 | 50679.6997
7113 | 1266.3005 | 677.0819 | 677.0819 | 659.1125 | 659.1125 | 1829.4 | 1270541.4609 | 237280.4889 | 107633.0662 | 1170850.3254 | 110066.002
7114 | 1548.0484 | 325.6997 | 325.6997 | 317.0558 | 317.0558 | 1824.4 | 609742.5427 | 114140.0909 | 51775.2135 | 2373742.6222 | 54497.2844
7115 | 1673.0266 | 1247.3735 | 1247.3735 | 1214.2689 | 1214.2689 | 1777.9 | 2273088.2147 | 437136.8094 | 198290.1138 | 884629.8418 | 263984.2843
7116 | 1771.9988 | 1859.6469 | 1859.6469 | 1810.2928 | 1771.9988 | 1669.8 | 3121772.9872 | 637919.5835 | 289367.4111 | 0 | 585114.018
7117 | 1494.0026 | 2716.5447 | 1567.8994 | 2644.4491 | 1494.0026 | 1315.35 | 2073232.3027 | 537840.9331 | 243970.6233 | 0 | 1022868.8746
7118 | 1420.6499 | 2356.4982 | 1490.9192 | 2293.958 | 1420.6499 | 1331.65 | 1997064.4191 | 511433.9698 | 231992.1313 | 0 | 949491.3714
7119 | 1712.2377 | 2403.958 | 1796.9299 | 2340.1583 | 1712.2377 | 1562.5 | 2827465.6681 | 616405.5824 | 279608.4211 | 0 | 749104.0064
7120 | 1677.291 | 1114.0026 | 1114.0026 | 1084.4375 | 1084.4375 | 1834.75 | 2100145.5647 | 390397.5145 | 177088.6503 | 1143208.9067 | 175412.5445
7121 | 1676.9667 | 12.3784 | 12.3784 | 12.0499 | 12.0499 | 1871.95 | 23784.9476 | 4337.9627 | 1967.7481 | 3210485.6689 | 1510.3498
7122 | 1398.5489 | 0 | 0 | 0 | 0 | 1908.15 | 0 | 0 | 0 | 2696844.2939 | 0
7123 | 1443.0422 | 0 | 0 | 0 | 0 | 1910.95 | 0 | 0 | 0 | 5158437.3446 | 0
7124 | 1379.0653 | 0 | 0 | 0 | 0 | 1862.3 | 0 | 0 | 0 | 4929739.108 | 0
7125 | 1510.3678 | 0 | 0 | 0 | 0 | 1793.45 | 0 | 0 | 0 | 5399105.819 | 0
7126 | 1776.0807 | 321.0034 | 321.0034 | 312.4841 | 312.4841 | 1754.7 | 578957.5322 | 112494.2763 | 51028.6537 | 5231912.844 | 75030.8922
7127 | 1299.0406 | 621.2819 | 621.2819 | 604.7934 | 604.7934 | 1734.2 | 1108732.4016 | 217725.6373 | 98762.7683 | 2481722.6924 | 157353.6
7128 | 1407.035 | 0 | 0 | 0 | 0 | 1602.1 | 0 | 0 | 0 | 2713208.1918 | 0
7129 | 1057.4129 | 0 | 0 | 0 | 0 | 1717.1 | 0 | 0 | 0 | 1323754.0162 | 0
7130 | 1358.0879 | 0 | 0 | 0 | 0 | 1722.6 | 0 | 0 | 0 | 1700163.1303 | 0
7131 | 1203.4772 | 0 | 0 | 0 | 0 | 1686.35 | 0 | 0 | 0 | 1506609.0897 | 0
7132 | 1147.5377 | 0 | 0 | 0 | 0 | 1674.85 | 0 | 0 | 0 | 1436579.4871 | 0
7133 | 1421.0199 | 0 | 0 | 0 | 0 | 1685.6 | 0 | 0 | 0 | 1778946.4337 | 0
7134 | 1152.9763 | 0 | 0 | 0 | 0 | 1675.55 | 0 | 0 | 0 | 1443387.9204 | 0
7135 | 1150.6454 | 112.0176 | 112.0176 | 109.0447 | 109.0447 | 1708.5 | 196419.3753 | 39256.0795 | 17806.9938 | 2008535.451 | 31114.127
7136 | 1557.2327 | 390.6436 | 390.6436 | 380.2761 | 380.2761 | 1722.7 | 688781.8977 | 136899.4078 | 62099.0925 | 2269544.2472 | 103219.9336
7137 | 1562.9559 | 123.2479 | 123.2479 | 119.9769 | 119.9769 | 1604.1 | 202685.7533 | 43191.6911 | 19592.231 | 2782519.3706 | 46494.1001
7138 | 1484.153 | 850.3272 | 850.3272 | 827.7599 | 827.7599 | 1421.45 | 1241124.6967 | 297993.5771 | 135173.1976 | 1265733.1659 | 468770.1375
7139 | 1538.7348 | 2332.879 | 1614.8439 | 2270.9656 | 1538.7348 | 766.8 | 1248785.3625 | 553944.5309 | 251275.3941 | 0 | 1897567.7652
7140 | 1370.921 | 2440.0176 | 1438.7305 | 2375.2608 | 1370.921 | 360.8 | 523364.8914 | 493531.5661 | 223871.4021 | 0 | 2247213.7311
7141 | 1755.5239 | 711.9041 | 711.9041 | 693.0105 | 693.0105 | 342.95 | 251070.762 | 249483.7902 | 113168.6193 | 2048861.4731 | 1124061.5245
7142 | 1535.2541 | 1144.395 | 1144.395 | 1114.0234 | 1114.0234 | 757.15 | 889509.6711 | 401048.4173 | 181920.0182 | 812265.9828 | 1355275.7253
7143 | 1077.4462 | 223.2302 | 223.2302 | 217.3058 | 217.3058 | 1576 | 361239.6857 | 78230.0719 | 35486.0299 | 1658622.6105 | 90188.616
7144 | 1517.8449 | 317.9841 | 317.9841 | 309.5449 | 309.5449 | 1710.1 | 558748.6346 | 111436.1739 | 50548.6866 | 2329984.1352 | 87838.8303
7145 | 1251.0074 | 417.6998 | 417.6998 | 406.6143 | 406.6143 | 1857.95 | 795967.3502 | 146381.1387 | 66400.111 | 1628256.7885 | 56537.7466
7146 | 1642.0142 | 0 | 0 | 0 | 0 | 1907.65 | 0 | 0 | 0 | 3166322.1982 | 0
7147 | 1603.6198 | 0 | 0 | 0 | 0 | 1910.95 | 0 | 0 | 0 | 5732453.3882 | 0
7148 | 1352.6494 | 0 | 0 | 0 | 0 | 1862.8 | 0 | 0 | 0 | 4835310.3031 | 0
7149 | 1404.7042 | 0 | 0 | 0 | 0 | 1791.45 | 0 | 0 | 0 | 5021390.5957 | 0
7150 | 1233.7778 | 321.0034 | 321.0034 | 312.4841 | 312.4841 | 1783.7 | 585746.4858 | 112494.2763 | 51028.6537 | 3293345.0117 | 66160.5462
7151 | 1466.0823 | 621.2819 | 621.2819 | 604.7934 | 604.7934 | 1760.2 | 1118390.3483 | 217725.6373 | 98762.7683 | 3078846.0214 | 141961.6
7152 | 1573.2998 | 0 | 0 | 0 | 0 | 1721.7 | 0 | 0 | 0 | 3033819.208 | 0
7153 | 1475.4056 | 0 | 0 | 0 | 0 | 1722.6 | 0 | 0 | 0 | 2845048.2365 | 0
7154 | 1317.6872 | 0 | 0 | 0 | 0 | 1719.1 | 0 | 0 | 0 | 2540917.224 | 0
7155 | 1793.9503 | 0 | 0 | 0 | 0 | 1692.95 | 0 | 0 | 0 | 3459302.9896 | 0
7156 | 1639.3396 | 0 | 0 | 0 | 0 | 1684.85 | 0 | 0 | 0 | 3161164.7068 | 0
7157 | 1427.2354 | 0 | 0 | 0 | 0 | 1685.6 | 0 | 0 | 0 | 2752160.9309 | 0
7158 | 1366.6343 | 0 | 0 | 0 | 0 | 1695.55 | 0 | 0 | 0 | 2635302.7097 | 0
7159 | 1260.9775 | 295.9716 | 295.9716 | 288.1166 | 288.1166 | 1737 | 524490.3598 | 103721.9927 | 47049.4484 | 1875983.0841 | 74171.786
7160 | 331.6128 | 977.7508 | 348.0144 | 951.8018 | 331.6128 | 1747.7 | 606634.5975 | 119380.5916 | 54152.3628 | 0 | 83665.8979
7161 | 268.4554 | 1326.4831 | 281.7346 | 1291.2789 | 268.4554 | 1761.9 | 496658.3871 | 96643.9619 | 43838.7749 | 0 | 63919.2425
7162 | 276.049 | 2123.8596 | 289.7031 | 2067.4935 | 276.049 | 1562.1 | 453138.585 | 99377.6577 | 45078.8097 | 0 | 120881.8786
7163 | 261.2493 | 2978.0949 | 274.1711 | 2899.0579 | 261.2493 | 1341.3 | 368807.6823 | 94049.7653 | 42662.0185 | 0 | 172084.9455
7164 | 324.2289 | 3601.5251 | 340.2662 | 3505.9426 | 324.2289 | 847 | 288608.5431 | 116722.4141 | 52946.584 | 0 | 373835.9541
7165 | 205.8624 | 3876.5326 | 216.0455 | 3773.6516 | 205.8624 | 342.95 | 74244.6561 | 74110.4627 | 33617.3293 | 0 | 341124.2838
7166 | 205.1622 | 2608.618 | 215.3099 | 2539.3867 | 205.1622 | 1225.65 | 264415.4096 | 73858.3851 | 33502.9841 | 0 | 158867.3346
7167 | 333.7513 | 2578.8762 | 350.2592 | 2510.4342 | 333.7513 | 1500.65 | 527663.2692 | 120150.4596 | 54501.5835 | 0 | 166658.7
7168 | 381.8331 | 1322.9086 | 400.7195 | 1287.7993 | 381.8331 | 1720.1 | 691130.4572 | 137459.9042 | 62353.3399 | 0 | 106875.0755
7169 | 308.0162 | 687.8399 | 323.2513 | 669.585 | 308.0162 | 1898.35 | 613581.5753 | 110885.8214 | 50299.0407 | 0 | 31309.8437
7170 | 338.7742 | 0 | 0 | 0 | 0 | 1908.65 | 0 | 0 | 0 | 653263.6757 | 0
7171 | 273.5706 | 0 | 0 | 0 | 0 | 1910.95 | 0 | 0 | 0 | 527530.5967 | 0
7172 | 258.7204 | 0 | 0 | 0 | 0 | 1863.3 | 0 | 0 | 0 | 498894.7142 | 0
7173 | 300.6751 | 254.9302 | 254.9302 | 248.1645 | 248.1645 | 1845.45 | 480110.9922 | 89339.2284 | 40525.2666 | 101256.9391 | 37542.5133
7174 | 283.5824 | 297.6087 | 297.6087 | 289.7104 | 283.5824 | 1838.05 | 546101.4547 | 102089.677 | 46309.0118 | 0 | 45926.1049
7175 | 236.1892 | 247.8715 | 247.8715 | 241.2932 | 236.1892 | 1789.7 | 443529.621 | 85028.1145 | 38569.6975 | 0 | 49670.5467
7176 | 135.1872 | 141.8737 | 141.8737 | 138.1085 | 135.1872 | 1734.2 | 246047.1512 | 48667.4077 | 22076.0769 | 0 | 35932.7046
7177 | 138.295 | 0 | 0 | 0 | 0 | 1759.2 | 0 | 0 | 0 | 173128.7398 | 0
7178 | 120.4254 | 0 | 0 | 0 | 0 | 1760.85 | 0 | 0 | 0 | 150758.1723 | 0
7179 | 114.9869 | 0 | 0 | 0 | 0 | 1736.15 | 0 | 0 | 0 | 143949.7388 | 0
7180 | 111.8791 | 0 | 0 | 0 | 0 | 1730.95 | 0 | 0 | 0 | 140059.2052 | 0
7181 | 98.6711 | 0 | 0 | 0 | 0 | 1731.35 | 0 | 0 | 0 | 123524.438 | 0
7182 | 96.3403 | 0 | 0 | 0 | 0 | 1736.15 | 0 | 0 | 0 | 120606.5379 | 0
7183 | 79.4371 | 83.3672 | 83.3672 | 81.1547 | 79.4371 | 1787.1 | 149305.4902 | 28597.3463 | 12972.074 | 0 | 16912.1529
7184 | 86.9093 | 1088.2592 | 91.2078 | 1059.3774 | 86.9093 | 1769.45 | 161249.5098 | 31287.3394 | 14192.2848 | 0 | 20036.9336
7185 | 86.5519 | 2910.2325 | 90.8331 | 2832.9965 | 86.5519 | 1844.9 | 167609.2261 | 31158.6784 | 14133.9227 | 0 | 13424.1973
7186 | 85.5428 | 3643.1772 | 89.7731 | 3546.4893 | 85.5428 | 1827.35 | 164084.1551 | 30795.421 | 13969.1451 | 0 | 14768.9706
7187 | 82.0117 | 2326.7743 | 86.0675 | 2265.0229 | 82.0117 | 1777.6 | 153056.8875 | 29524.1947 | 13392.5028 | 0 | 18239.3914
7188 | 89.4741 | 2441.8258 | 93.8996 | 2377.0211 | 89.4741 | 1603.55 | 150813.6484 | 32210.6916 | 14611.1276 | 0 | 35472.0241
7189 | 85.7196 | 2838.9393 | 89.9599 | 2763.5954 | 85.7196 | 1482.15 | 133871.8961 | 30859.0522 | 13998.009 | 0 | 44389.8894
7190 | 90.0355 | 3244.4381 | 94.4884 | 3158.3325 | 90.0355 | 1523.85 | 144491.8325 | 32412.7732 | 14702.7941 | 0 | 42870.3943
7191 | 84.2988 | 490.14 | 88.4676 | 477.132 | 84.2988 | 1618.35 | 143687.383 | 30347.555 | 13765.9881 | 0 | 32172.6232
7192 | 95.4148 | 1054.2 | 100.1345 | 1026.2221 | 95.4148 | 1797.1 | 180282.8357 | 34349.3305 | 15581.238 | 0 | 19359.6643
7193 | 85.638 | 107.4104 | 89.8739 | 104.5598 | 85.638 | 1880 | 169202.82 | 30829.684 | 13984.6872 | 0 | 10276.5613
7194 | 92.1604 | 96.7185 | 96.7185 | 94.1516 | 92.1604 | 1880.8 | 182108.6569 | 33177.7465 | 15049.7945 | 0 | 10985.472
7195 | 99.1266 | 104.0301 | 104.0301 | 101.2692 | 99.1266 | 1882.05 | 196148.1948 | 35685.5864 | 16187.3785 | 0 | 11691.9859
7196 | 101.7789 | 106.8133 | 106.8133 | 103.9785 | 101.7789 | 1841.9 | 197102.6921 | 36640.4046 | 16620.4946 | 0 | 16091.2444
7197 | 100.225 | 105.1824 | 105.1824 | 102.3909 | 100.225 | 1829.45 | 192875.1109 | 36081.0091 | 16366.7466 | 0 | 17093.3737
7198 | 107.9944 | 113.3357 | 113.3357 | 110.3278 | 107.9944 | 1824.2 | 207598.407 | 38877.9866 | 17635.4867 | 0 | 18985.3452
7199 | 98.6711 | 103.5515 | 103.5515 | 100.8033 | 98.6711 | 1804.85 | 188174.916 | 35521.6136 | 16112.9986 | 0 | 19255.6456
7200 | 104.1097 | 109.2596 | 109.2596 | 106.3599 | 104.1097 | 1747.3 | 192394.3328 | 37479.4978 | 17001.1167 | 0 | 26308.5253
7201 | 94.0095 | 0 | 0 | 0 | 0 | 1499.5 | 0 | 0 | 0 | 117688.6378 | 0
7202 | 100.225 | 0 | 0 | 0 | 0 | 1724.4 | 0 | 0 | 0 | 125469.7047 | 0
7203 | 97.1173 | 0 | 0 | 0 | 0 | 1711.2 | 0 | 0 | 0 | 121579.1712 | 0
7204 | 98.6711 | 1.9982 | 1.9982 | 1.9451 | 1.9451 | 1645 | 3384.1935 | 700.2527 | 317.6424 | 121089.348 | 675.92
7205 | 93.2326 | 97.8446 | 97.8446 | 95.2478 | 93.2326 | 1495.2 | 147606.3575 | 33563.7294 | 15224.8806 | 0 | 47063.8072
7206 | 98.6711 | 103.5515 | 103.5515 | 100.8033 | 98.6711 | 1494.8 | 156359.456 | 35521.6136 | 16112.9986 | 0 | 49848.5892
7207 | 88.0252 | 92.379 | 92.379 | 89.9273 | 88.0252 | 1231.9 | 114777.3587 | 31689.0553 | 14374.5076 | 0 | 67612.0025
7208 | 138.2668 | 928.4345 | 145.1061 | 903.7943 | 138.2668 | 1239.35 | 180258.6724 | 49776.0596 | 22578.9737 | 0 | 105172.6659
7209 | 851.5291 | 2387.2863 | 893.6479 | 2323.929 | 851.5291 | 1183.15 | 1055665.937 | 306550.4768 | 139054.7024 | 0 | 695571.5471
7210 | 1151.9371 | 3501.9164 | 1208.916 | 3408.9775 | 1151.9371 | 1270.4 | 1528725.956 | 414697.3582 | 188111.3294 | 0 | 840453.3125
7211 | 1368.5727 | 3948.4523 | 1436.2663 | 3843.6625 | 1368.5727 | 1372.15 | 1964839.8938 | 492686.1796 | 223487.9253 | 0 | 859258.3829
7212 | 1597.6423 | 3344.899 | 1676.6657 | 3256.1272 | 1597.6423 | 1440.25 | 2405876.3546 | 575151.214 | 260894.9812 | 0 | 894280.2556
7213 | 1506.7813 | 2946.3309 | 1581.3105 | 2868.1368 | 1506.7813 | 1341.9 | 2109319.9293 | 542441.2619 | 246057.3835 | 0 | 991612.7623
7214 | 1412.897 | 2631.0145 | 1482.7827 | 2561.1889 | 1412.897 | 1129.2 | 1665418.3961 | 508642.9358 | 230726.0873 | 0 | 1230350.7459
7215 | 1414.7093 | 1765.3233 | 1484.6843 | 1718.4725 | 1414.7093 | 1261.9 | 1867635.3807 | 509295.3307 | 231022.0209 | 0 | 1044196.8989
7216 | 1584.3586 | 1004.5342 | 1004.5342 | 977.8744 | 977.8744 | 1226.25 | 1256954.0177 | 352034.7721 | 159686.8841 | 1169493.1734 | 740624.9888
7217 | 1584.5198 | 351.9426 | 351.9426 | 342.6022 | 342.6022 | 1371.45 | 493030.3449 | 123336.7924 | 55946.9394 | 2394809.5284 | 210787.3852
7218 | 1715.024 | 0 | 0 | 0 | 0 | 1759.65 | 0 | 0 | 0 | 3307108.2639 | 0
7219 | 1680.964 | 0 | 0 | 0 | 0 | 1799.05 | 0 | 0 | 0 | 6008935.3763 | 0
7220 | 1793.1733 | 0 | 0 | 0 | 0 | 1729.9 | 0 | 0 | 0 | 6410049.5015 | 0
7221 | 1675.8557 | 0 | 0 | 0 | 0 | 1548.9 | 0 | 0 | 0 | 5990674.5101 | 0
7222 | 1509.5909 | 321.0034 | 321.0034 | 312.4841 | 312.4841 | 1438.2 | 474393.7097 | 112494.2763 | 51028.6537 | 4279292.8326 | 171840.0132
7223 | 1940.7916 | 621.2819 | 621.2819 | 604.7934 | 604.7934 | 1446.2 | 923595.8621 | 217725.6373 | 98762.7683 | 4775787.2035 | 327849.6
7224 | 1651.7706 | 0 | 0 | 0 | 0 | 1307.45 | 0 | 0 | 0 | 3185135.6242 | 0
7225 | 1884.852 | 0 | 0 | 0 | 0 | 1368.8 | 0 | 0 | 0 | 2359608.5556 | 0
7226 | 1574.8537 | 0 | 0 | 0 | 0 | 1312.8 | 0 | 0 | 0 | 1971527.8412 | 0
7227 | 1236.1086 | 0 | 0 | 0 | 0 | 1243.85 | 0 | 0 | 0 | 1547459.6918 | 0
7228 | 1240.7703 | 0 | 0 | 0 | 0 | 1154.05 | 0 | 0 | 0 | 1553295.4919 | 0
7229 | 1692.1714 | 0 | 0 | 0 | 0 | 1066.5 | 0 | 0 | 0 | 2118395.4797 | 0
7230 | 1647.1089 | 0 | 0 | 0 | 0 | 1248.95 | 0 | 0 | 0 | 2061982.7448 | 0
7231 | 1061.519 | 530.0899 | 530.0899 | 516.0216 | 516.0216 | 1261.9 | 685175.6793 | 185767.78 | 84266.3291 | 1051891.3082 | 372818.7386
7232 | 1120.1186 | 1175.5221 | 1175.5221 | 1144.3243 | 1120.1186 | 1426.75 | 1677813.8332 | 403242.6866 | 182915.3631 | 0 | 642107.6435
7233 | 1674.4572 | 2088.7551 | 1757.2812 | 2033.3206 | 1674.4572 | 1809.3 | 3185880.1801 | 602804.5801 | 273438.8554 | 0 | 319318.9817
7234 | 2076.6159 | 3442.9419 | 2179.331 | 3351.5681 | 2076.6159 | 1869.9 | 4079555.3432 | 747581.7272 | 339111.3779 | 0 | 270167.7298
7235 | 1845.2748 | 3862.8592 | 1936.5473 | 3760.341 | 1845.2748 | 1876.9 | 3638357.3501 | 664298.9266 | 301333.3742 | 0 | 227153.3274
7236 | 2071.6969 | 3111.7461 | 2174.1687 | 3029.1621 | 2071.6969 | 1864.3 | 4060094.8382 | 745810.8908 | 338308.1069 | 0 | 281129.2719
7237 | 1651.0189 | 3254.6756 | 1732.6829 | 3168.2983 | 1651.0189 | 1641.45 | 2845528.1217 | 594366.7986 | 269611.3839 | 0 | 591972.8212
7238 | 1496.2674 | 3023.7277 | 1570.2764 | 2943.4796 | 1496.2674 | 1531.1 | 2402484.8836 | 538656.2521 | 244340.461 | 0 | 701599.7684
7239 | 1315.4865 | 231.8641 | 231.8641 | 225.7105 | 225.7105 | 1827.8 | 432701.7097 | 81255.7963 | 36858.532 | 2101432.3656 | 38045.1792
7240 | 1605.1611 | 1127.4157 | 1127.4157 | 1097.4947 | 1097.4947 | 1862.75 | 2143391.6768 | 395098.108 | 179220.8918 | 978941.1175 | 147444.7927
7241 | 1758.8346 | 547.9853 | 547.9853 | 533.4421 | 533.4421 | 1899.95 | 1062548.5869 | 192039.161 | 87111.0972 | 2362943.9293 | 52241.9079
7242 | 1473.3059 | 0 | 0 | 0 | 0 | 1908.65 | 0 | 0 | 0 | 2840999.3977 | 0
7243 | 1812.4967 | 0 | 0 | 0 | 0 | 1910.95 | 0 | 0 | 0 | 6479124.8644 | 0
7244 | 1695.2791 | 0 | 0 | 0 | 0 | 1863.8 | 0 | 0 | 0 | 6060107.457 | 0
7245 | 1998.285 | 0 | 0 | 0 | 0 | 1846.95 | 0 | 0 | 0 | 7143261.3999 | 0
7246 | 1626.9086 | 321.0034 | 321.0034 | 312.4841 | 312.4841 | 1838.7 | 604186.5935 | 112494.2763 | 51028.6537 | 4698667.824 | 49337.4762
7247 | 1615.2545 | 621.2819 | 621.2819 | 604.7934 | 604.7934 | 1810.7 | 1152525.2886 | 217725.6373 | 98762.7683 | 3612091.0414 | 112065.6
7248 | 1388.3885 | 0 | 0 | 0 | 0 | 1534.85 | 0 | 0 | 0 | 2677251.8147 | 0
7249 | 1436.5587 | 0 | 0 | 0 | 0 | 1255.5 | 0 | 0 | 0 | 1798399.1003 | 0
7250 | 1567.0843 | 0 | 0 | 0 | 0 | 1247.5 | 0 | 0 | 0 | 1961801.5073 | 0
7251 | 991.3731 | 0 | 0 | 0 | 0 | 1309.15 | 0 | 0 | 0 | 1241080.18 | 0
7252 | 1218.2391 | 0 | 0 | 0 | 0 | 1242.35 | 0 | 0 | 0 | 1525089.1244 | 0
7253 | 1230.6701 | 0 | 0 | 0 | 0 | 1469.9 | 0 | 0 | 0 | 1540651.2585 | 0
7254 | 1351.8724 | 0 | 0 | 0 | 0 | 1728.95 | 0 | 0 | 0 | 1692382.0639 | 0
7255 | 1256.2333 | 171.5945 | 171.5945 | 167.0405 | 167.0405 | 1786 | 313622.7202 | 60134.5706 | 27277.7094 | 2100307.9287 | 34990.498
7256 | 631.5235 | 550.2501 | 550.2501 | 535.6467 | 535.6467 | 1816.7 | 1023101.449 | 192832.8298 | 87471.1142 | 184880.7055 | 96107.1228
7257 | 1426.3624 | 912.1395 | 912.1395 | 887.9318 | 887.9318 | 1846.9 | 1726208.1084 | 319655.4391 | 144999.2589 | 1038264.2998 | 133066.7119
7258 | 1434.29 | 2100.1816 | 1505.2339 | 2044.4439 | 1434.29 | 1562.1 | 2360241.9829 | 516344.4133 | 234219.563 | 0 | 628075.6072
7259 | 1329.046 | 2189.536 | 1394.7842 | 2131.4269 | 1329.046 | 1519.75 | 2123421.1869 | 478456.5568 | 217033.2103 | 0 | 638274.3372
7260 | 1071.6104 | 2553.9252 | 1124.6147 | 2486.1454 | 1071.6104 | 1432.15 | 1610644.8074 | 385779.7577 | 174993.9845 | 0 | 608513.9872
7261 | 1688.5431 | 2146.4272 | 1772.0629 | 2089.4622 | 1688.5431 | 1328.15 | 2355174.2022 | 607875.5005 | 275739.0812 | 0 | 1134447.6528
7262 | 1314.6289 | 855.8914 | 855.8914 | 833.1765 | 833.1765 | 1558.45 | 1365052.781 | 299943.5456 | 136057.725 | 928392.3981 | 360106.9856
7263 | 1623.5803 | 833.0163 | 833.0163 | 810.9085 | 810.9085 | 1848.3 | 1572112.702 | 291927.0494 | 132421.3532 | 1567088.1724 | 120412.6335
7264 | 1596.3166 | 340.8833 | 340.8833 | 331.8365 | 331.8365 | 1884.25 | 656099.7695 | 119461.1289 | 54188.8954 | 2438317.287 | 37597.5677
7265 | 1509.3432 | 257.833 | 257.833 | 250.9903 | 250.9903 | 1898.45 | 500300.5488 | 90356.5073 | 40986.7157 | 2426502.1041 | 24948.9055
7266 | 1577.5497 | 0 | 0 | 0 | 0 | 1908.65 | 0 | 0 | 0 | 3042014.2656 | 0
7267 | 1551.363 | 0 | 0 | 0 | 0 | 1910.95 | 0 | 0 | 0 | 5545650.9927 | 0
7268 | 1267.9631 | 0 | 0 | 0 | 0 | 1863.8 | 0 | 0 | 0 | 4532582.661 | 0
7269 | 1587.2847 | 0 | 0 | 0 | 0 | 1846.95 | 0 | 0 | 0 | 5674060.2822 | 0
7270 | 1797.835 | 321.0034 | 321.0034 | 312.4841 | 312.4841 | 1838.2 | 604341.3335 | 112494.2763 | 51028.6537 | 5309677.7423 | 49490.4132
7271 | 1567.0843 | 621.2819 | 621.2819 | 604.7934 | 604.7934 | 1790.7 | 1141564.5504 | 217725.6373 | 98762.7683 | 3439897.3381 | 123905.6
7272 | 1323.9027 | 0 | 0 | 0 | 0 | 1410.75 | 0 | 0 | 0 | 2552902.6817 | 0
7273 | 1209.6927 | 0 | 0 | 0 | 0 | 1634.6 | 0 | 0 | 0 | 1514390.1574 | 0
7274 | 1199.5926 | 0 | 0 | 0 | 0 | 1428.1 | 0 | 0 | 0 | 1501745.9227 | 0
7275 | 1285.8327 | 0 | 0 | 0 | 0 | 1330.45 | 0 | 0 | 0 | 1609708.2267 | 0
7276 | 1353.4263 | 0 | 0 | 0 | 0 | 1507.1 | 0 | 0 | 0 | 1694327.3302 | 0
7277 | 1157.6379 | 0 | 0 | 0 | 0 | 1681.5 | 0 | 0 | 0 | 1449223.7217 | 0
7278 | 1076.0594 | 0 | 0 | 0 | 0 | 1706.45 | 0 | 0 | 0 | 1347097.2179 | 0
7279 | 1040.5708 | 477.9463 | 477.9463 | 465.2619 | 465.2619 | 1786 | 874761.1295 | 167494.2732 | 75977.2634 | 1109377.3895 | 97459.88
7280 | 680.187 | 965.6631 | 713.8309 | 940.0349 | 680.187 | 1765.7 | 1263152.2782 | 244867.3345 | 111074.5437 | 0 | 159367.8236
7281 | 1145.7167 | 2118.7046 | 1202.3873 | 2062.4754 | 1145.7167 | 1803.4 | 2175894.1294 | 412458.0278 | 187095.5443 | 0 | 225247.9119
7282 | 1580.9303 | 3093.6544 | 1659.1271 | 3011.5505 | 1580.9303 | 1753.95 | 2917487.6106 | 569134.9152 | 258165.9213 | 0 | 388987.9052
7283 | 1460.9439 | 2752.2044 | 1533.2062 | 2679.1624 | 1460.9439 | 1622.6 | 2492305.7573 | 525939.7939 | 238572.1343 | 0 | 551360.2173
7284 | 1561.3107 | 2541.8784 | 1638.5377 | 2474.4184 | 1561.3107 | 1587.15 | 2611765.3644 | 562071.848 | 254962.0355 | 0 | 644587.118
7285 | 1658.8698 | 2800.4744 | 1740.9222 | 2726.1514 | 1658.8698 | 1380.65 | 2409070.4396 | 597193.1442 | 270893.4457 | 0 | 1027421.0385
7286 | 1697.236 | 1781.1859 | 1781.1859 | 1733.9142 | 1697.236 | 1331.65 | 2370470.3026 | 611004.9686 | 277158.6427 | 0 | 1134347.6806
7287 | 1609.0448 | 1991.7196 | 1688.6327 | 1938.8605 | 1609.0448 | 1435.35 | 2425044.145 | 579256.128 | 262757.0158 | 0 | 908547.1463
7288 | 1884.7238 | 207.8713 | 207.8713 | 202.3545 | 202.3545 | 1737.75 | 369686.6185 | 72847.6147 | 33044.4874 | 3244139.7293 | 51944.9065
7289 | 1429.3409 | 398.4495 | 398.4495 | 387.8749 | 387.8749 | 1894.45 | 773306.071 | 139634.9539 | 63339.9666 | 2008275.6843 | 40074.1685
7290 | 1778.5902 | 0 | 0 | 0 | 0 | 1908.65 | 0 | 0 | 0 | 3429683.9247 | 0
7291 | 1691.5158 | 0 | 0 | 0 | 0 | 1910.95 | 0 | 0 | 0 | 6046654.8214 | 0
7292 | 1294.379 | 0 | 0 | 0 | 0 | 1863.8 | 0 | 0 | 0 | 4627011.466 | 0
7293 | 1858.4361 | 0 | 0 | 0 | 0 | 1847.45 | 0 | 0 | 0 | 6643344.1966 | 0
7294 | 1860.7669 | 321.0034 | 321.0034 | 312.4841 | 312.4841 | 1839.7 | 604072.3808 | 112494.2763 | 51028.6537 | 5534640.4824 | 49031.6022
7295 | 1745.7801 | 621.2819 | 621.2819 | 604.7934 | 604.7934 | 1821.2 | 1156487.9223 | 217725.6373 | 98762.7683 | 4078680.4317 | 105849.6
7296 | 1270.2939 | 0 | 0 | 0 | 0 | 1798.2 | 0 | 0 | 0 | 2449528.1022 | 0
7297 | 979.2 | 0 | 0 | 0 | 0 | 1761.45 | 0 | 0 | 0 | 1225840.896 | 0
7298 | 1126.4 | 0 | 0 | 0 | 0 | 1685.9 | 0 | 0 | 0 | 1410117.632 | 0
7299 | 942.4 | 0 | 0 | 0 | 0 | 1682.25 | 0 | 0 | 0 | 1179771.712 | 0
7300 | 1153.6 | 0 | 0 | 0 | 0 | 1697.35 | 0 | 0 | 0 | 1444168.768 | 0
7301 | 813.6 | 0 | 0 | 0 | 0 | 1717.2 | 0 | 0 | 0 | 1018529.568 | 0
7302 | 752.8 | 0 | 0 | 0 | 0 | 1726.55 | 0 | 0 | 0 | 942415.264 | 0
7303 | 972.165 | 335.0158 | 335.0158 | 326.1246 | 326.1246 | 1764 | 603929.678 | 117404.8721 | 53256.1545 | 1245769.9536 | 75337.336
7304 | 714.13 | 518.634 | 518.634 | 504.8697 | 504.8697 | 1768.7 | 936856.7097 | 181753.0958 | 82445.2237 | 403519.9643 | 114306.147
7305 | 999.303 | 1048.7312 | 1048.7312 | 1020.8985 | 999.303 | 1801.4 | 1890845.9316 | 359749.08 | 163186.1799 | 0 | 198461.5758
7306 | 1215.461 | 2476.3111 | 1275.5799 | 2410.5912 | 1215.461 | 1711.75 | 2187437.4127 | 437565.96 | 198484.7813 | 0 | 350356.6333
7307 | 1450.762 | 3909.4375 | 1522.5206 | 3805.6831 | 1450.762 | 1701.15 | 2593928.431 | 522274.32 | 236909.4346 | 0 | 433560.2237
7308 | 1203.09 | 3474.6461 | 1262.5981 | 3382.4309 | 1203.09 | 1685.7 | 2131833.3621 | 433112.4 | 196464.597 | 0 | 378131.187
7309 | 1458.605 | 2788.0079 | 1530.7515 | 2714.0157 | 1458.605 | 1596.65 | 2450418.8795 | 525097.8 | 238190.1965 | 0 | 588328.3268
7310 | 1394.271 | 2526.0231 | 1463.2354 | 2458.9839 | 1394.271 | 1558.45 | 2278678.0969 | 501937.56 | 227684.4543 | 0 | 615640.36
7311 | 1158.39 | 2080.3678 | 1215.6871 | 2025.1559 | 1158.39 | 1806.7 | 2196023.9572 | 417020.4 | 189165.087 | 0 | 223916.787
7312 | 1214.189 | 1620.2235 | 1274.2461 | 1577.2236 | 1214.189 | 1860.75 | 2369596.618 | 437108.04 | 198277.0637 | 0 | 169075.8183
7313 | 1159.956 | 638.6054 | 638.6054 | 621.6572 | 621.6572 | 1899.45 | 1238130.3495 | 223796.5784 | 101516.6146 | 1038010.2619 | 61185.3788
7314 | 1375.523 | 0 | 0 | 0 | 0 | 1908.65 | 0 | 0 | 0 | 2652443.0093 | 0
7315 | 1310.4 | 0 | 0 | 0 | 0 | 1910.95 | 0 | 0 | 0 | 4684281.6384 | 0
7316 | 1376 | 0 | 0 | 0 | 0 | 1863.8 | 0 | 0 | 0 | 4918781.696 | 0
7317 | 1444 | 0 | 0 | 0 | 0 | 1847.45 | 0 | 0 | 0 | 5161861.024 | 0
7318 | 890.4 | 321.0034 | 321.0034 | 312.4841 | 312.4841 | 1839.7 | 602741.0801 | 112494.2763 | 51028.6537 | 2065873.6527 | 49031.6022
7319 | 1152 | 621.2819 | 621.2819 | 604.7934 | 604.7934 | 1821.7 | 1157025.192 | 217725.6373 | 98762.7683 | 1956097.1119 | 105553.6
7320 | 1338.4 | 0 | 0 | 0 | 0 | 1806.65 | 0 | 0 | 0 | 2580858.1344 | 0
7321 | 1149.6 | 0 | 0 | 0 | 0 | 1788.85 | 0 | 0 | 0 | 2216792.0736 | 0
7322 | 1115.2 | 0 | 0 | 0 | 0 | 1631.35 | 0 | 0 | 0 | 2150458.0032 | 0
7323 | 995.2 | 0 | 0 | 0 | 0 | 1563.95 | 0 | 0 | 0 | 1919060.0832 | 0
7324 | 1403.2 | 0 | 0 | 0 | 0 | 1563.1 | 0 | 0 | 0 | 2705813.0112 | 0
7325 | 927.2 | 0 | 0 | 0 | 0 | 1564.5 | 0 | 0 | 0 | 1787934.5952 | 0
7326 | 899.2 | 0 | 0 | 0 | 0 | 1738.2 | 0 | 0 | 0 | 1733941.7472 | 0
7327 | 729.6 | 323.4664 | 323.4664 | 314.8818 | 314.8818 | 1775.2 | 586476.5777 | 113357.4555 | 51420.2013 | 799707.7003 | 69288.0808
7328 | 1140.583 | 1196.9993 | 1196.9993 | 1165.2316 | 1140.583 | 1696.35 | 2030373.9964 | 410609.88 | 186257.2039 | 0 | 346338.028
7329 | 1125.237 | 1412.6314 | 1180.8943 | 1375.1409 | 1125.237 | 1704.8 | 2013070.71 | 405085.32 | 183751.2021 | 0 | 332169.9624
7330 | 1053.168 | 2472.0713 | 1105.2595 | 2406.4639 | 1053.168 | 1650.75 | 1823330.4643 | 379140.48 | 171982.3344 | 0 | 367818.924
7331 | 1214.887 | 3117.323 | 1274.9786 | 3034.5909 | 1214.887 | 1545.7 | 1969530.3044 | 437359.32 | 198391.0471 | 0 | 551923.1641
7332 | 1367.312 | 3449.5944 | 1434.9429 | 3358.044 | 1367.312 | 1487 | 2131363.9458 | 492232.32 | 223282.0496 | 0 | 701431.056
7333 | 1412.702 | 2686.2278 | 1482.5781 | 2614.9368 | 1412.702 | 1448.5 | 2145503.8053 | 508572.72 | 230694.2366 | 0 | 779105.153
7334 | 992.147 | 1985.6496 | 1041.2213 | 1932.9515 | 992.147 | 1600.55 | 1669000.9954 | 357172.92 | 162017.6051 | 0 | 396313.1191
7335 | 979.152 | 1372.3498 | 1027.5835 | 1335.9284 | 979.152 | 1622.6 | 1671574.5747 | 352494.72 | 159895.5216 | 0 | 369531.9648
7336 | 1263.475 | 1235.1095 | 1235.1095 | 1202.3304 | 1202.3304 | 1884.75 | 2378398.7718 | 432838.9348 | 196340.5501 | 117906.1599 | 135637.3793
7337 | 1350.183 | 709.3843 | 709.3843 | 690.5576 | 690.5576 | 1900.75 | 1376957.1833 | 248600.7509 | 112768.0629 | 1271966.1329 | 67088.0375
7338 | 1374.738 | 0 | 0 | 0 | 0 | 1913.4 | 0 | 0 | 0 | 2650929.2812 | 0
7339 | 1219.2 | 0 | 0 | 0 | 0 | 1913.15 | 0 | 0 | 0 | 2351002.8672 | 0
7340 | 1216 | 0 | 0 | 0 | 0 | 1864.5 | 0 | 0 | 0 | 2344832.256 | 0
7341 | 1084.8 | 0 | 0 | 0 | 0 | 1845 | 0 | 0 | 0 | 2091837.1968 | 0
7342 | 1232 | 0 | 0 | 0 | 0 | 1837.85 | 0 | 0 | 0 | 2375685.312 | 0
7343 | 838.4 | 0 | 0 | 0 | 0 | 1821.1 | 0 | 0 | 0 | 1616700.1344 | 0
7344 | 932 | 361.7834 | 361.7834 | 352.1818 | 352.1818 | 1807.2 | 670316.5955 | 126785.4635 | 57511.295 | 1118072.629 | 66464.3296
7345 | 870.547 | 0 | 0 | 0 | 0 | 1439.25 | 0 | 0 | 0 | 1089820.3784 | 0
7346 | 870.2682 | 0 | 0 | 0 | 0 | 1791.1 | 0 | 0 | 0 | 1089471.3542 | 0
7347 | 862.4134 | 0 | 0 | 0 | 0 | 1694.7 | 0 | 0 | 0 | 1079638.0872 | 0
7348 | 826.5843 | 0 | 0 | 0 | 0 | 1528.75 | 0 | 0 | 0 | 1034784.3535 | 0
7349 | 819.3456 | 0 | 0 | 0 | 0 | 1365.05 | 0 | 0 | 0 | 1025722.3697 | 0
7350 | 813.6014 | 0 | 0 | 0 | 0 | 1296.25 | 0 | 0 | 0 | 1018531.3206 | 0
7351 | 903.9083 | 948.6177 | 948.6177 | 923.4419 | 903.9083 | 1032.25 | 982972.2573 | 325406.988 | 147608.2254 | 0 | 874756.967
7352 | 791.2837 | 830.423 | 830.423 | 808.3841 | 791.2837 | 717.85 | 598698.7209 | 284862.132 | 129216.6282 | 0 | 1014544.396
7353 | 1005.2559 | 1865.442 | 1054.9787 | 1815.9342 | 1005.2559 | 1517.55 | 1606522.1814 | 361892.124 | 164158.2885 | 0 | 484985.709
7354 | 1195.4363 | 2748.5554 | 1254.5665 | 2675.6103 | 1195.4363 | 359.6 | 452073.1225 | 430357.068 | 195214.7478 | 0 | 1960993.7065
7355 | 1226.7781 | 3841.6758 | 1287.4588 | 3739.7198 | 1226.7781 | 364.85 | 471198.4527 | 441640.116 | 200332.8637 | 0 | 2005966.2102
7356 | 1217.1598 | 3623.2238 | 1277.364 | 3527.0654 | 1217.1598 | 356.05 | 456514.7414 | 438177.528 | 198762.1953 | 0 | 2000949.8532
7357 | 1234.1608 | 3187.8175 | 1295.2059 | 3103.2145 | 1234.1608 | 341 | 441807.6521 | 444297.888 | 201538.4586 | 0 | 2047472.7672
7358 | 1231.0896 | 2871.2061 | 1291.983 | 2795.0059 | 1231.0896 | 1030.55 | 1337632.6015 | 443192.256 | 201036.9317 | 0 | 1193479.8127
7359 | 1249.2235 | 2081.2252 | 1311.0129 | 2025.9906 | 1249.2235 | 768.3 | 1012967.6454 | 449720.46 | 203998.1976 | 0 | 1538668.585
7360 | 1250.9173 | 1571.6155 | 1312.7907 | 1529.9057 | 1250.9173 | 1536.45 | 2027182.2631 | 450330.228 | 204274.7951 | 0 | 579862.7144
7361 | 1257.5245 | 600.3063 | 600.3063 | 584.3745 | 584.3745 | 1884.2 | 1161666.7007 | 210374.8226 | 95428.357 | 1298045.9015 | 66239.1054
7362 | 1230.4932 | 0 | 0 | 0 | 0 | 1860.9 | 0 | 0 | 0 | 2372779.7255 | 0
7363 | 1196.9072 | 0 | 0 | 0 | 0 | 1860.75 | 0 | 0 | 0 | 4278579.3802 | 0
7364 | 1113.5542 | 0 | 0 | 0 | 0 | 736.85 | 0 | 0 | 0 | 3980617.7445 | 0
7365 | 1185.424 | 0 | 0 | 0 | 0 | 949.5 | 0 | 0 | 0 | 4237530.4311 | 0
7366 | 1185.7689 | 321.0034 | 321.0034 | 312.4841 | 312.4841 | 1644.2 | 541238.0102 | 112494.2763 | 51028.6537 | 3121727.6781 | 108829.9692
7367 | 1162.3773 | 621.2819 | 621.2819 | 604.7934 | 604.7934 | 1503.7 | 960977.605 | 217725.6373 | 98762.7683 | 1993192.8047 | 293809.6
7368 | 889.2698 | 0 | 0 | 0 | 0 | 1303.85 | 0 | 0 | 0 | 1714793.1837 | 0
7369 | 85.6 | 0 | 0 | 0 | 0 | 835.85 | 0 | 0 | 0 | 107160.928 | 0
7370 | 91.2 | 0 | 0 | 0 | 0 | 828.85 | 0 | 0 | 0 | 114171.456 | 0
7371 | 84 | 0 | 0 | 0 | 0 | 551.3 | 0 | 0 | 0 | 105157.92 | 0
7372 | 87.2 | 0 | 0 | 0 | 0 | 550.65 | 0 | 0 | 0 | 109163.936 | 0
7373 | 81.6 | 0 | 0 | 0 | 0 | 550.3 | 0 | 0 | 0 | 102153.408 | 0
7374 | 85.6 | 0 | 0 | 0 | 0 | 275.1 | 0 | 0 | 0 | 107160.928 | 0
7375 | 65.492 | 58.9326 | 58.9326 | 57.3685 | 57.3685 | 274.35 | 16523.0942 | 20652.6743 | 9368.2825 | 15664.5986 | 96903.8758
7376 | 93.277 | 97.8907 | 97.8907 | 95.2928 | 93.277 | 280.75 | 27465.7956 | 33579.72 | 15232.1341 | 0 | 160366.4823
7377 | 618.406 | 941.7826 | 648.994 | 916.7882 | 618.406 | 291.5 | 189656.1114 | 222626.16 | 100985.6998 | 0 | 1056546.651
7378 | 770.837 | 1969.5508 | 808.9647 | 1917.28 | 770.837 | 303.85 | 246685.551 | 277501.32 | 125877.6821 | 0 | 1307455.1775
7379 | 1352.587 | 2909.1494 | 1419.4896 | 2831.9422 | 1352.587 | 314.3 | 447958.1573 | 486931.32 | 220877.4571 | 0 | 2280055.9059
7380 | 1093.259 | 3321.3553 | 1147.3345 | 3233.2083 | 1093.259 | 309.1 | 355935.0699 | 393573.24 | 178529.1947 | 0 | 1848591.6431
7381 | 1179.255 | 3265.25 | 1237.5841 | 3178.592 | 1179.255 | 297.25 | 368421.6163 | 424531.8 | 192572.3415 | 0 | 2007976.4512
7382 | 1555.276 | 2773.0331 | 1632.2042 | 2699.4383 | 1555.276 | 299.95 | 490876.8178 | 559899.36 | 253976.5708 | 0 | 2644046.9638
7383 | 1278.067 | 2464.7776 | 1341.2836 | 2399.3637 | 1278.067 | 307.7 | 413483.2285 | 460104.12 | 208708.3411 | 0 | 2162872.7841
7384 | 1480.787 | 1335.0792 | 1335.0792 | 1299.647 | 1299.647 | 312.95 | 427000.3266 | 467872.9023 | 212232.3471 | 349295.2552 | 2146189.0927
7385 | 1756.931 | 633.5428 | 633.5428 | 616.7289 | 616.7289 | 321.8 | 208627.4854 | 222022.4086 | 100711.8315 | 2198669.9278 | 1013100.8106
7386 | 1617.657 | 0 | 0 | 0 | 0 | 1432.05 | 0 | 0 | 0 | 3119353.8756 | 0
7387 | 1474.4 | 0 | 0 | 0 | 0 | 1855.8 | 0 | 0 | 0 | 5270531.7824 | 0
7388 | 1431.2 | 0 | 0 | 0 | 0 | 1355.9 | 0 | 0 | 0 | 5116104.9152 | 0
7389 | 1365.6 | 0 | 0 | 0 | 0 | 605.4 | 0 | 0 | 0 | 4881604.8576 | 0
7390 | 1100.8 | 321.0034 | 321.0034 | 312.4841 | 312.4841 | 301.15 | 99054.2714 | 112494.2763 | 51028.6537 | 2817989.6911 | 519634.0449
7391 | 1292.8 | 621.2819 | 621.2819 | 604.7934 | 604.7934 | 288.95 | 183911.0198 | 217725.6373 | 98762.7683 | 2459414.3087 | 1012941.6
7392 | 1215.2 | 0 | 0 | 0 | 0 | 276.85 | 0 | 0 | 0 | 2343289.6032 | 0
7393 | 949.6 | 0 | 0 | 0 | 0 | 1535.75 | 0 | 0 | 0 | 1188785.248 | 0
7394 | 1412.8 | 0 | 0 | 0 | 0 | 1272.85 | 0 | 0 | 0 | 1768656.064 | 0
7395 | 1319.2 | 0 | 0 | 0 | 0 | 1264.3 | 0 | 0 | 0 | 1651480.096 | 0
7396 | 1212.8 | 0 | 0 | 0 | 0 | 1274.45 | 0 | 0 | 0 | 1518280.064 | 0
7397 | 1012 | 0 | 0 | 0 | 0 | 1320.35 | 0 | 0 | 0 | 1266902.56 | 0
7398 | 1101.6 | 0 | 0 | 0 | 0 | 1399.2 | 0 | 0 | 0 | 1379071.008 | 0
7399 | 1240.205 | 495.4692 | 495.4692 | 482.3197 | 482.3197 | 1445.4 | 732034.9476 | 173635.0924 | 78762.8072 | 1461442.3479 | 261836.0882
7400 | 972.841 | 1020.9603 | 1020.9603 | 993.8646 | 972.841 | 1470.9 | 1496594.1533 | 350222.76 | 158864.9353 | 0 | 514730.1731
7401 | 1091.276 | 2193.4442 | 1145.2535 | 2135.2314 | 1091.276 | 1577.4 | 1805793.612 | 392859.36 | 178205.3708 | 0 | 461173.2376
7402 | 1317.246 | 2886.4936 | 1382.4005 | 2809.8877 | 1317.246 | 1511.65 | 2097619.3551 | 474208.56 | 215106.2718 | 0 | 643277.0841
7403 | 1461.008 | 3375.9127 | 1533.2734 | 3286.3178 | 1461.008 | 1482.75 | 2280262.3874 | 525962.88 | 238582.6064 | 0 | 755706.388
7404 | 1485.364 | 3329.4225 | 1558.8341 | 3241.0615 | 1485.364 | 1459.95 | 2294722.3777 | 534731.04 | 242559.9412 | 0 | 802170.8282
7405 | 1859.342 | 3092.9691 | 1951.3101 | 3010.8834 | 1859.342 | 1485.7 | 2936432.3285 | 669363.12 | 303630.5486 | 0 | 956259.5906
7406 | 1111.595 | 3296.759 | 1166.5775 | 3209.2649 | 1111.595 | 1506.35 | 1769167.4544 | 400174.2 | 181523.4635 | 0 | 548738.8718
7407 | 1623.432 | 2616.9801 | 1703.7313 | 2547.5269 | 1623.432 | 1547.15 | 2653057.1336 | 584435.52 | 265106.4456 | 0 | 735171.1812
7408 | 1529.712 | 1052.5859 | 1052.5859 | 1024.6508 | 1024.6508 | 1794.4 | 1938500.4361 | 368874.3054 | 167325.4835 | 973917.4995 | 206211.8656
7409 | 1351.591 | 476.2724 | 476.2724 | 463.6324 | 463.6324 | 1900.25 | 926001.838 | 166907.6645 | 75711.1711 | 1712264.7733 | 45269.0438
7410 | 1119.86 | 0 | 0 | 0 | 0 | 1913.4 | 0 | 0 | 0 | 2159443.9558 | 0
7411 | 915.2 | 0 | 0 | 0 | 0 | 1913.15 | 0 | 0 | 0 | 3271561.7792 | 0
7412 | 1072.8 | 0 | 0 | 0 | 0 | 1860.9 | 0 | 0 | 0 | 3834933.8688 | 0
7413 | 1204 | 0 | 0 | 0 | 0 | 1757.25 | 0 | 0 | 0 | 4303933.984 | 0
7414 | 921.6 | 321.0034 | 321.0034 | 312.4841 | 312.4841 | 1837.85 | 602310.2422 | 112494.2763 | 51028.6537 | 2177404.1679 | 49597.4691
7415 | 1499.2 | 621.2819 | 621.2819 | 604.7934 | 604.7934 | 1821.1 | 1155950.5178 | 217725.6373 | 98762.7683 | 3197231.5631 | 105908.8
7416 | 1340 | 0 | 0 | 0 | 0 | 1806.25 | 0 | 0 | 0 | 2583943.44 | 0
7417 | 1268 | 0 | 0 | 0 | 0 | 1632.35 | 0 | 0 | 0 | 1587383.84 | 0
7418 | 1223.2 | 0 | 0 | 0 | 0 | 1740.85 | 0 | 0 | 0 | 1531299.616 | 0
7419 | 1244.8 | 0 | 0 | 0 | 0 | 1574.8 | 0 | 0 | 0 | 1558340.224 | 0
7420 | 1196 | 0 | 0 | 0 | 0 | 1573.45 | 0 | 0 | 0 | 1497248.48 | 0
7421 | 920 | 0 | 0 | 0 | 0 | 1522.95 | 0 | 0 | 0 | 1151729.6 | 0
7422 | 1409.6 | 0 | 0 | 0 | 0 | 1585.85 | 0 | 0 | 0 | 1764650.048 | 0
7423 | 1301.174 | 188.4908 | 188.4908 | 183.4884 | 183.4884 | 1712.85 | 329835.8221 | 66055.8252 | 29963.6563 | 2155251.0188 | 51574.15
7424 | 900.704 | 644.1287 | 644.1287 | 627.0339 | 627.0339 | 1565.85 | 1031443.0345 | 225732.2034 | 102394.6356 | 527722.4357 | 266468.2455
7425 | 1025.232 | 299.6447 | 299.6447 | 291.6923 | 291.6923 | 1576.3 | 483989.1193 | 105009.222 | 47633.3499 | 1414496.3723 | 120975.6714
7426 | 1161.734 | 1219.1965 | 1219.1965 | 1186.8397 | 1161.734 | 1571.6 | 1920405.496 | 418224.24 | 189711.1622 | 0 | 497686.8456
7427 | 1161.093 | 1597.2665 | 1218.5238 | 1554.8759 | 1161.093 | 1515.3 | 1855759.5694 | 417993.48 | 189606.4869 | 0 | 562781.7771
7428 | 1382.406 | 1889.5051 | 1450.7835 | 1839.3587 | 1382.406 | 1505.5 | 2191325.8694 | 497666.16 | 225746.8998 | 0 | 683599.767
7429 | 1308.312 | 2019.4244 | 1373.0246 | 1965.83 | 1308.312 | 1522.7 | 2097834.1259 | 470992.32 | 213647.3496 | 0 | 624457.3176
7430 | 1078.045 | 1898.4528 | 1131.368 | 1848.0689 | 1078.045 | 1603.45 | 1817374.9034 | 388096.2 | 176044.7485 | 0 | 427498.7447
7431 | 1313.362 | 1523.7653 | 1378.3244 | 1483.3254 | 1313.362 | 1589.2 | 2191816.7995 | 472810.32 | 214472.0146 | 0 | 539529.1096
7432 | 1419.024 | 609.4083 | 609.4083 | 593.2349 | 593.2349 | 1860.75 | 1159111.078 | 213564.5767 | 96875.265 | 1592382.2659 | 80860.5255
7433 | 1209.14 | 329.6226 | 329.6226 | 320.8746 | 320.8746 | 1899.25 | 640365.8087 | 115514.8518 | 52398.8203 | 1712856.4057 | 31644.2653
7434 | 1214.131 | 0 | 0 | 0 | 0 | 1911.9 | 0 | 0 | 0 | 2341228.2334 | 0
7435 | 1495.2 | 0 | 0 | 0 | 0 | 1911.65 | 0 | 0 | 0 | 5344885.4592 | 0
7436 | 1044.8 | 0 | 0 | 0 | 0 | 1726.55 | 0 | 0 | 0 | 3734842.3808 | 0
7437 | 1540.8 | 0 | 0 | 0 | 0 | 1696.2 | 0 | 0 | 0 | 5507891.5968 | 0
7438 | 1288 | 321.0034 | 321.0034 | 312.4841 | 312.4841 | 1829.65 | 600313.837 | 112494.2763 | 51028.6537 | 3487172.7823 | 52105.6359
7439 | 1128.8 | 621.2819 | 621.2819 | 604.7934 | 604.7934 | 1812.9 | 1150848.0797 | 217725.6373 | 98762.7683 | 1873164.1647 | 110763.2
7440 | 1216 | 0 | 0 | 0 | 0 | 1680.25 | 0 | 0 | 0 | 2344832.256 | 0
7441 | 784.8 | 0 | 0 | 0 | 0 | 1484.85 | 0 | 0 | 0 | 982475.424 | 0
7442 | 1167.2 | 0 | 0 | 0 | 0 | 1478.35 | 0 | 0 | 0 | 1461194.336 | 0
7443 | 1024 | 0 | 0 | 0 | 0 | 1369.8 | 0 | 0 | 0 | 1281925.12 | 0
7444 | 1230.4 | 0 | 0 | 0 | 0 | 1333.95 | 0 | 0 | 0 | 1540313.152 | 0
7445 | 1207.2 | 0 | 0 | 0 | 0 | 1070.85 | 0 | 0 | 0 | 1511269.536 | 0
7446 | 961.6 | 0 | 0 | 0 | 0 | 1426.7 | 0 | 0 | 0 | 1203807.808 | 0
7447 | 1106.751 | 415.7835 | 415.7835 | 404.7488 | 404.7488 | 1543.4 | 655777.1247 | 145709.5728 | 66095.4812 | 1353682.0488 | 180898.9842
7448 | 981.304 | 1029.8419 | 1029.8419 | 1002.5105 | 981.304 | 1530.85 | 1575650.8417 | 353269.44 | 160246.9432 | 0 | 460378.7716
7449 | 1087.115 | 2198.7146 | 1140.8866 | 2140.3619 | 1087.115 | 1551.8 | 1772790.9358 | 391361.4 | 177525.8795 | 0 | 487244.943
7450 | 1162.094 | 3451.7122 | 1219.5743 | 3360.1057 | 1162.094 | 1584.2 | 1935627.9612 | 418353.84 | 189769.9502 | 0 | 483198.6852
7451 | 1710.031 | 3226.1229 | 1794.6138 | 3140.5033 | 1710.031 | 1462.25 | 2635520.6266 | 615611.16 | 279248.0623 | 0 | 919569.1702
7452 | 1447.547 | 3342.2144 | 1519.1466 | 3253.5139 | 1447.547 | 1419.4 | 2170122.5015 | 521116.92 | 236384.4251 | 0 | 840445.7882
7453 | 1355.19 | 2468.2786 | 1422.2214 | 2402.7718 | 1355.19 | 1396.6 | 1994182.4294 | 487868.4 | 221302.527 | 0 | 817721.646
7454 | 1224.544 | 2701.9057 | 1285.1133 | 2630.1986 | 1224.544 | 1556.35 | 2003696.8892 | 440835.84 | 199968.0352 | 0 | 543268.9456
7455 | 1435.996 | 1612.4994 | 1507.0242 | 1569.7046 | 1435.996 | 1472.6 | 2222980.3154 | 516958.56 | 234498.1468 | 0 | 757344.2904
7456 | 1576.816 | 1540.4664 | 1540.4664 | 1499.5833 | 1499.5833 | 1734.45 | 2728015.7378 | 539849.9822 | 244881.9503 | 148929.0823 | 389790.7541
7457 | 1545.343 | 674.178 | 674.178 | 656.2857 | 656.2857 | 1899.25 | 1307681.2311 | 236262.8422 | 107171.4504 | 1714383.4689 | 64722.1023
7458 | 1644.762 | 0 | 0 | 0 | 0 | 1911.4 | 0 | 0 | 0 | 3171620.8808 | 0
7459 | 1521.6 | 0 | 0 | 0 | 0 | 1911.65 | 0 | 0 | 0 | 5439257.4336 | 0
7460 | 1470.4 | 0 | 0 | 0 | 0 | 1715 | 0 | 0 | 0 | 5256232.9984 | 0
7461 | 1567.2 | 0 | 0 | 0 | 0 | 1712.6 | 0 | 0 | 0 | 5602263.5712 | 0
7462 | 1155.2 | 321.0034 | 321.0034 | 312.4841 | 312.4841 | 1835.85 | 601622.0955 | 112494.2763 | 51028.6537 | 3012453.1535 | 50209.2171
7463 | 1411.2 | 621.2819 | 621.2819 | 604.7934 | 604.7934 | 1712 | 1084733.7373 | 217725.6373 | 98762.7683 | 2882658.3151 | 170496
7464 | 1588.8 | 0 | 0 | 0 | 0 | 1527.25 | 0 | 0 | 0 | 3063708.4608 | 0
7465 | 1478.4 | 0 | 0 | 0 | 0 | 1484.85 | 0 | 0 | 0 | 1850779.392 | 0
7466 | 1609.6 | 0 | 0 | 0 | 0 | 1251.3 | 0 | 0 | 0 | 2015026.048 | 0
7467 | 1016 | 0 | 0 | 0 | 0 | 1202.2 | 0 | 0 | 0 | 1271910.08 | 0
7468 | 1200 | 0 | 0 | 0 | 0 | 1201.35 | 0 | 0 | 0 | 1502256 | 0
7469 | 1240 | 0 | 0 | 0 | 0 | 1186.35 | 0 | 0 | 0 | 1552331.2 | 0
7470 | 1102.4 | 0 | 0 | 0 | 0 | 1482.2 | 0 | 0 | 0 | 1380072.512 | 0
7471 | 1127.493 | 217.5169 | 217.5169 | 211.7441 | 211.7441 | 1655.8 | 367650.7941 | 76227.8787 | 34577.8128 | 1765853.2411 | 71340.613
7472 | 1108.431 | 389.5018 | 389.5018 | 379.1646 | 379.1646 | 1803.35 | 717333.56 | 136499.2634 | 61917.5825 | 1406256.0277 | 72985.4676
7473 | 1506.879 | 1003.9958 | 1003.9958 | 977.3503 | 977.3503 | 1747.95 | 1794422.1283 | 351846.101 | 159601.3008 | 1021098.702 | 241130.1858
7474 | 1545.101 | 1381.3857 | 1381.3857 | 1344.7245 | 1344.7245 | 1606.3 | 2269050.2545 | 484100.8179 | 219593.5099 | 386389.2225 | 518219.0423
7475 | 1717.536 | 2543.5061 | 1802.49 | 2476.0029 | 1717.536 | 1329.2 | 2402297.4639 | 618312.96 | 280473.6288 | 0 | 1152123.1488
7476 | 1743.337 | 3244.7414 | 1829.5672 | 3158.6277 | 1743.337 | 1157.7 | 2126201.0803 | 627601.32 | 284686.9321 | 0 | 1468412.7551
7477 | 1659.288 | 3651.4638 | 1741.3609 | 3554.5559 | 1659.288 | 1133.65 | 1984942.761 | 597343.68 | 270961.7304 | 0 | 1437524.1588
7478 | 1711.846 | 3486.4211 | 1796.5185 | 3393.8934 | 1711.846 | 1517.1 | 2737189.4475 | 616264.56 | 279544.4518 | 0 | 826650.4334
7479 | 1778.711 | 1321.2767 | 1321.2767 | 1286.2107 | 1286.2107 | 1567.1 | 2122281.733 | 463035.8624 | 210038.212 | 949696.1526 | 545022.3987
7480 | 1671.964 | 1399.2581 | 1399.2581 | 1362.1225 | 1362.1225 | 1612.35 | 2305222.3652 | 490364.1077 | 222434.6078 | 597472.2805 | 516857.2339
7481 | 1740.399 | 7.7765 | 7.7765 | 7.5701 | 7.5701 | 1874.15 | 14884.8448 | 2725.2483 | 1236.2029 | 3341441.6274 | 932.5485
7482 | 1561.823 | 0 | 0 | 0 | 0 | 1905.2 | 0 | 0 | 0 | 3011688.2801 | 0
7483 | 1636 | 0 | 0 | 0 | 0 | 1911.15 | 0 | 0 | 0 | 5848202.656 | 0
7484 | 1423.2 | 0 | 0 | 0 | 0 | 1706.25 | 0 | 0 | 0 | 5087507.3472 | 0
7485 | 1198.4 | 0 | 0 | 0 | 0 | 1672.1 | 0 | 0 | 0 | 4283915.6864 | 0
7486 | 1556.8 | 321.0034 | 321.0034 | 312.4841 | 312.4841 | 1829.65 | 601703.6595 | 112494.2763 | 51028.6537 | 4448051.0671 | 52105.6359
7487 | 1191.2 | 621.2819 | 621.2819 | 604.7934 | 604.7934 | 1778.1 | 1130436.576 | 217725.6373 | 98762.7683 | 2096225.1951 | 131364.8
7488 | 1529.6 | 0 | 0 | 0 | 0 | 1652.35 | 0 | 0 | 0 | 2949552.1536 | 0
7489 | 1598.4 | 0 | 0 | 0 | 0 | 1458.95 | 0 | 0 | 0 | 3082220.2944 | 0
7490 | 1415.2 | 0 | 0 | 0 | 0 | 1286.3 | 0 | 0 | 0 | 2728952.8032 | 0
7491 | 1582.4 | 0 | 0 | 0 | 0 | 1329.3 | 0 | 0 | 0 | 3051367.2384 | 0
7492 | 1364.8 | 0 | 0 | 0 | 0 | 1268.95 | 0 | 0 | 0 | 2631765.6768 | 0
7493 | 1329.6 | 0 | 0 | 0 | 0 | 1335.35 | 0 | 0 | 0 | 2563888.9536 | 0
7494 | 1695.2 | 0 | 0 | 0 | 0 | 1476.7 | 0 | 0 | 0 | 3268881.2832 | 0
7495 | 1435.98 | 208.6993 | 208.6993 | 203.1605 | 203.1605 | 1534.65 | 325838.7779 | 73137.7929 | 33176.1155 | 2377265.4977 | 92540.897
7496 | 1870.081 | 1293.0839 | 1293.0839 | 1258.7662 | 1258.7662 | 1521.35 | 2005917.0184 | 453155.8261 | 205556.5178 | 1178808.1415 | 589763.3324
7497 | 1222.75 | 1543.2129 | 1283.2305 | 1502.2568 | 1222.75 | 1551.8 | 1989987.8027 | 440190 | 199675.075 | 0 | 548036.55
7498 | 1723.893 | 2558.2511 | 1809.1625 | 2490.3565 | 1723.893 | 1408.6 | 2549849.1095 | 620601.48 | 281511.7269 | 0 | 1019510.3202
7499 | 1512.119 | 2708.1857 | 1586.9125 | 2636.312 | 1512.119 | 1165.75 | 1848182.5993 | 544362.84 | 246929.0327 | 0 | 1261485.2758
7500 | 1701.586 | 3329.9074 | 1785.751 | 3241.5335 | 1701.586 | 1150.95 | 2061154.3361 | 612570.96 | 277868.9938 | 0 | 1444731.5933
7501 | 1506.384 | 2694.761 | 1580.8938 | 2623.2435 | 1506.384 | 1023.15 | 1620732.803 | 542298.24 | 245992.5072 | 0 | 1471511.2104
7502 | 1400.986 | 1852.2828 | 1470.2826 | 1803.1242 | 1400.986 | 1415.85 | 2075016.6843 | 504354.96 | 228781.0138 | 0 | 818385.9719
7503 | 1718.665 | 1996.3299 | 1803.6748 | 1943.3484 | 1718.665 | 1644.7 | 2966298.1587 | 618719.4 | 280657.9945 | 0 | 610641.6745
7504 | 1537.608 | 176.8995 | 176.8995 | 172.2047 | 172.2047 | 1865.25 | 337436.6923 | 61993.6974 | 28121.03 | 2632929.0008 | 22713.7295
7505 | 1343.34 | 146.5375 | 146.5375 | 142.6485 | 142.6485 | 1899.25 | 284411.7108 | 51353.4602 | 23294.5002 | 2315312.6292 | 14067.8233
7506 | 1522.828 | 0 | 0 | 0 | 0 | 1911.9 | 0 | 0 | 0 | 2936493.5976 | 0
7507 | 1356.8 | 0 | 0 | 0 | 0 | 1911.65 | 0 | 0 | 0 | 2616339.1488 | 0
7508 | 1599.2 | 0 | 0 | 0 | 0 | 1722.65 | 0 | 0 | 0 | 3083762.9472 | 0
7509 | 1412.8 | 0 | 0 | 0 | 0 | 1355.85 | 0 | 0 | 0 | 2724324.8448 | 0
7510 | 1264.8 | 0 | 0 | 0 | 0 | 1801.9 | 0 | 0 | 0 | 2438934.0768 | 0
7511 | 1524 | 0 | 0 | 0 | 0 | 1693.6 | 0 | 0 | 0 | 2938753.584 | 0
7512 | 828.8 | 321.0034 | 321.0034 | 312.4841 | 312.4841 | 1587.75 | 520403.2274 | 112494.2763 | 51028.6537 | 995620.2092 | 126096.5565
7513 | 1140 | 0 | 0 | 0 | 0 | 1739.8 | 0 | 0 | 0 | 1427143.2 | 0
7514 | 1248.8 | 0 | 0 | 0 | 0 | 1499.35 | 0 | 0 | 0 | 1563347.744 | 0
7515 | 1267.2 | 0 | 0 | 0 | 0 | 1546.4 | 0 | 0 | 0 | 1586382.336 | 0
7516 | 1367.2 | 0 | 0 | 0 | 0 | 1633.25 | 0 | 0 | 0 | 1711570.336 | 0
7517 | 1266.4 | 0 | 0 | 0 | 0 | 1779.9 | 0 | 0 | 0 | 1585380.832 | 0
7518 | 1180 | 0 | 0 | 0 | 0 | 1785.6 | 0 | 0 | 0 | 1477218.4 | 0
7519 | 1235.738 | 996.8678 | 996.8678 | 970.4115 | 970.4115 | 1779.2 | 1817984.615 | 349348.1407 | 158468.1983 | 511633.3315 | 209734.3872
7520 | 932.415 | 978.5348 | 978.5348 | 952.565 | 932.415 | 1589.05 | 1557398.3662 | 335669.4 | 152263.3695 | 0 | 383175.9443
7521 | 1225.774 | 1561.7474 | 1286.4041 | 1520.2995 | 1225.774 | 1546.45 | 1993082.3726 | 441278.64 | 200168.8942 | 0 | 555949.7977
7522 | 1183.594 | 2710.5376 | 1242.1378 | 2638.6014 | 1183.594 | 1362.55 | 1699094.1355 | 426093.84 | 193280.9002 | 0 | 754481.9953
7523 | 1167.775 | 3340.6119 | 1225.5363 | 3251.9539 | 1167.775 | 1109.35 | 1362848.7281 | 420399 | 190697.6575 | 0 | 1040078.8037
7524 | 1149.101 | 2735.9524 | 1205.9386 | 2663.3417 | 1149.101 | 1045.35 | 1264738.594 | 413676.36 | 187648.1933 | 0 | 1096989.2696
7525 | 1061.564 | 2592.6441 | 1114.0718 | 2523.8367 | 1061.564 | 1035.05 | 1157169.9098 | 382163.04 | 173353.4012 | 0 | 1024356.1818
7526 | 1207.035 | 2080.2911 | 1266.7382 | 2025.0814 | 1207.035 | 1304.55 | 1659076.1689 | 434532.6 | 197108.8155 | 0 | 839432.4907
7527 | 1229.373 | 1159.3687 | 1159.3687 | 1128.5997 | 1128.5997 | 1608.65 | 1915800.7761 | 406295.8994 | 184300.3343 | 194322.7274 | 432334.5201
7528 | 1219.569 | 714.0744 | 714.0744 | 695.1232 | 695.1232 | 1773.7 | 1300435.1356 | 250244.3588 | 113513.6217 | 1011297.1907 | 153978.8197
7529 | 850.341 | 246.0339 | 246.0339 | 239.5043 | 239.5043 | 1883.7 | 475522.7367 | 86221.5591 | 39111.0572 | 1177886.1228 | 27265.1394
7530 | 1029.964 | 0 | 0 | 0 | 0 | 1860.3 | 0 | 0 | 0 | 1986096.0606 | 0
7531 | 1183.2 | 0 | 0 | 0 | 0 | 1880.55 | 0 | 0 | 0 | 4229580.3072 | 0
7532 | 1294.4 | 0 | 0 | 0 | 0 | 1819.35 | 0 | 0 | 0 | 4627086.5024 | 0
7533 | 1021.6 | 0 | 0 | 0 | 0 | 1738.5 | 0 | 0 | 0 | 3651909.4336 | 0
7534 | 1191.2 | 321.0034 | 321.0034 | 312.4841 | 312.4841 | 1824.9 | 601055.46 | 112494.2763 | 51028.6537 | 3141142.2095 | 53558.5374
7535 | 1176 | 621.2819 | 621.2819 | 604.7934 | 604.7934 | 1812.7 | 1155845.5335 | 217725.6373 | 98762.7683 | 2041889.8159 | 110881.6
7536 | 173.6 | 0 | 0 | 0 | 0 | 1796.3 | 0 | 0 | 0 | 334755.6576 | 0
7537 | 89.6 | 0 | 0 | 0 | 0 | 1648.85 | 0 | 0 | 0 | 112168.448 | 0
7538 | 171.2 | 0 | 0 | 0 | 0 | 1777.85 | 0 | 0 | 0 | 214321.856 | 0
7539 | 109.6 | 0 | 0 | 0 | 0 | 1740.75 | 0 | 0 | 0 | 137206.048 | 0
7540 | 114.4 | 0 | 0 | 0 | 0 | 1752.6 | 0 | 0 | 0 | 143215.072 | 0
7541 | 85.6 | 0 | 0 | 0 | 0 | 1775.15 | 0 | 0 | 0 | 107160.928 | 0
7542 | 88.8 | 0 | 0 | 0 | 0 | 1775.85 | 0 | 0 | 0 | 111166.944 | 0
7543 | 85.749 | 89.9904 | 89.9904 | 87.6021 | 85.749 | 1678.55 | 151196.1845 | 30869.64 | 14002.8117 | 0 | 27564.0161
7544 | 209.928 | 168.3307 | 168.3307 | 163.8633 | 163.8633 | 1518.05 | 261279.0944 | 58990.7754 | 26758.8712 | 88827.3654 | 77303.3342
7545 | 856.951 | 566.6144 | 566.6144 | 551.5767 | 551.5767 | 1496.45 | 862816.6452 | 198567.6201 | 90072.4788 | 588858.1051 | 271871.1769
7546 | 1343.987 | 693.4167 | 693.4167 | 675.0138 | 675.0138 | 1256.85 | 887278.0281 | 243004.9814 | 110229.7596 | 1289991.6535 | 491025.2153
7547 | 1233.607 | 1222.2977 | 1222.2977 | 1189.8586 | 1189.8586 | 1188.25 | 1484258.6374 | 428349.0791 | 194303.9017 | 84360.8304 | 945436.2957
7548 | 1009.939 | 1248.3527 | 1059.8933 | 1215.2221 | 1009.939 | 1183.05 | 1257434.4839 | 363578.04 | 164923.0387 | 0 | 825069.6661
7549 | 1251.764 | 1313.6796 | 1313.6796 | 1278.8153 | 1251.764 | 1016.65 | 1339086.4757 | 450635.04 | 204413.0612 | 0 | 1230922.1294
7550 | 1114.082 | 2170.9511 | 1169.1865 | 2113.3352 | 1114.082 | 1019.35 | 1193600.9148 | 401069.52 | 181929.5906 | 0 | 1092524.5133
7551 | 1131.027 | 2803.9219 | 1186.9707 | 2729.5074 | 1131.027 | 1027.1 | 1219353.1333 | 407169.72 | 184696.7091 | 0 | 1100376.1683
7552 | 1306.039 | 1967.0499 | 1370.6392 | 1914.8455 | 1306.039 | 1355.45 | 1853644.0457 | 470174.04 | 213276.1687 | 0 | 841807.4374
7553 | 1317.887 | 784.7284 | 784.7284 | 763.9021 | 763.9021 | 1542.9 | 1234494.1748 | 275004.7656 | 124745.2173 | 1068257.8951 | 341793.3253
7554 | 1482.151 | 0 | 0 | 0 | 0 | 1846.5 | 0 | 0 | 0 | 2858055.4877 | 0
7555 | 1344.8 | 0 | 0 | 0 | 0 | 1859.4 | 0 | 0 | 0 | 4807251.1808 | 0
7556 | 1447.2 | 0 | 0 | 0 | 0 | 1826.35 | 0 | 0 | 0 | 5173300.0512 | 0
7557 | 1483.2 | 0 | 0 | 0 | 0 | 1815.35 | 0 | 0 | 0 | 5301989.1072 | 0
7558 | 1075.2 | 321.0034 | 321.0034 | 312.4841 | 312.4841 | 1808.05 | 595259.7505 | 112494.2763 | 51028.6537 | 2726477.4735 | 58712.5143
7559 | 1232.8 | 621.2819 | 621.2819 | 604.7934 | 604.7934 | 1795.95 | 1143953.8422 | 217725.6373 | 98762.7683 | 2244932.5487 | 120797.6
7560 | 1115.2 | 0 | 0 | 0 | 0 | 1759.25 | 0 | 0 | 0 | 2150458.0032 | 0
7561 | 1131.2 | 0 | 0 | 0 | 0 | 1661.95 | 0 | 0 | 0 | 1416126.656 | 0
7562 | 1402.4 | 0 | 0 | 0 | 0 | 1454.1 | 0 | 0 | 0 | 1755636.512 | 0
7563 | 878.4 | 0 | 0 | 0 | 0 | 1394.3 | 0 | 0 | 0 | 1099651.392 | 0
7564 | 985.6 | 0 | 0 | 0 | 0 | 1490.7 | 0 | 0 | 0 | 1233852.928 | 0
7565 | 1147.2 | 0 | 0 | 0 | 0 | 1508.35 | 0 | 0 | 0 | 1436156.736 | 0
7566 | 1303.2 | 0 | 0 | 0 | 0 | 1538.45 | 0 | 0 | 0 | 1631450.016 | 0
7567 | 1182.365 | 501.7082 | 501.7082 | 488.3932 | 488.3932 | 1779.7 | 911147.1797 | 175821.5433 | 79754.6056 | 1338196.9721 | 105317.0586
7568 | 1335.808 | 1401.8807 | 1401.8807 | 1364.6755 | 1335.808 | 1804.75 | 2530484.6138 | 480890.88 | 218137.4464 | 0 | 260816.512
7569 | 1230.58 | 2204.5223 | 1291.4478 | 2146.0155 | 1230.58 | 1734.3 | 2243044.1097 | 443008.8 | 200953.714 | 0 | 326965.106
7570 | 1363.817 | 3497.6808 | 1431.2751 | 3404.8542 | 1363.817 | 1600.45 | 2298557.2597 | 490974.12 | 222711.3161 | 0 | 544913.0823
7571 | 1384.068 | 4000.7796 | 1452.5277 | 3894.6011 | 1384.068 | 1284.75 | 1876433.2373 | 498264.48 | 226018.3044 | 0 | 989954.637
7572 | 1456.248 | 4160.3514 | 1528.278 | 4049.938 | 1456.248 | 1153 | 1771721.166 | 524249.28 | 237805.2984 | 0 | 1233442.056
7573 | 1474.147 | 3851.1262 | 1547.0623 | 3748.9194 | 1474.147 | 1148.15 | 1782696.2763 | 530692.92 | 240728.2051 | 0 | 1255752.122
7574 | 1408.803 | 1455.4767 | 1455.4767 | 1416.8492 | 1408.803 | 1578.45 | 2340729.7334 | 507169.08 | 230057.5299 | 0 | 584638.4209
7575 | 1416.215 | 323.3069 | 323.3069 | 314.7265 | 314.7265 | 1672.6 | 553133.4981 | 113301.553 | 51394.8433 | 2124017.8288 | 100861.7906
7576 | 1598.239 | 759.5528 | 759.5528 | 739.3947 | 739.3947 | 1885.25 | 1464820.8976 | 266182.0961 | 120743.1564 | 1656123.183 | 83050.7715
7577 | 1617.779 | 555.8983 | 555.8983 | 541.1451 | 541.1451 | 1900.75 | 1080081.5591 | 194812.2207 | 88368.9879 | 2076090.4576 | 52572.5265
7578 | 1347.526 | 0 | 0 | 0 | 0 | 1913.4 | 0 | 0 | 0 | 2598455.9462 | 0
7579 | 1315.2 | 0 | 0 | 0 | 0 | 1913.15 | 0 | 0 | 0 | 4701440.1792 | 0
7580 | 1236.8 | 0 | 0 | 0 | 0 | 1865.5 | 0 | 0 | 0 | 4421184.0128 | 0
7581 | 1147.2 | 0 | 0 | 0 | 0 | 1849.6 | 0 | 0 | 0 | 4100891.2512 | 0
7582 | 1199.2 | 321.0034 | 321.0034 | 312.4841 | 312.4841 | 1837.85 | 603461.1792 | 112494.2763 | 51028.6537 | 3169739.7775 | 49597.4691
7583 | 1183.2 | 621.2819 | 621.2819 | 604.7934 | 604.7934 | 1821.1 | 1157427.6901 | 217725.6373 | 98762.7683 | 2067627.6271 | 105908.8
7584 | 1420 | 0 | 0 | 0 | 0 | 1807.75 | 0 | 0 | 0 | 2738208.72 | 0
7585 | 1430.4 | 0 | 0 | 0 | 0 | 1794.85 | 0 | 0 | 0 | 1790689.152 | 0
7586 | 1165.6 | 0 | 0 | 0 | 0 | 1788.35 | 0 | 0 | 0 | 1459191.328 | 0
7587 | 1365.6 | 0 | 0 | 0 | 0 | 1785.3 | 0 | 0 | 0 | 1709567.328 | 0
7588 | 876.8 | 0 | 0 | 0 | 0 | 1783.55 | 0 | 0 | 0 | 1097648.384 | 0
7589 | 816 | 0 | 0 | 0 | 0 | 1784.95 | 0 | 0 | 0 | 1021534.08 | 0
7590 | 768 | 0 | 0 | 0 | 0 | 1792.2 | 0 | 0 | 0 | 961443.84 | 0
7591 | 1244.499 | 421.035 | 421.035 | 409.861 | 409.861 | 1806.3 | 776756.0521 | 147549.9428 | 66930.2935 | 1609445.9015 | 77710.6967
7592 | 1277.595 | 1340.7883 | 1340.7883 | 1305.2045 | 1277.595 | 1829.9 | 2453115.4489 | 459934.2 | 208631.2635 | 0 | 217318.9095
7593 | 1546.546 | 1737.4159 | 1623.0413 | 1691.3059 | 1546.546 | 1856.7 | 3021096.0102 | 556756.56 | 252550.9618 | 0 | 221620.0418
7594 | 1572.208 | 3419.5693 | 1649.9737 | 3328.8158 | 1572.208 | 1870.1 | 3094751.6941 | 565994.88 | 256741.5664 | 0 | 204229.8192
7595 | 1429.627 | 3766.5143 | 1500.3402 | 3666.5531 | 1429.627 | 1849.15 | 2783831.0709 | 514665.72 | 233458.0891 | 0 | 215659.233
7596 | 1773.524 | 1846.156 | 1846.156 | 1797.16 | 1773.524 | 1689.95 | 3158692.9607 | 638468.64 | 289616.4692 | 0 | 545422.5972
7597 | 1456.594 | 1509.8022 | 1509.8022 | 1469.7328 | 1456.594 | 1573.15 | 2415077.4107 | 524373.84 | 237861.8002 | 0 | 614084.7645
7598 | 1568.38 | 1645.9563 | 1645.9563 | 1602.2735 | 1568.38 | 1839.75 | 3040519.1196 | 564616.8 | 256116.454 | 0 | 251332.895
7599 | 1614.354 | 1814.6826 | 1694.2043 | 1766.5219 | 1614.354 | 1882.15 | 3196285.1754 | 581167.44 | 263624.0082 | 0 | 190251.6189
7600 | 1835.767 | 1701.3218 | 1701.3218 | 1656.1696 | 1656.1696 | 1889.85 | 3287751.9831 | 596221.0621 | 270452.4985 | 346320.5071 | 178568.1304
7601 | 1488.288 | 294.5768 | 294.5768 | 286.7589 | 286.7589 | 1900.75 | 573060.1668 | 103233.2134 | 46827.7326 | 2316927.7378 | 27858.7803
7602 | 1561.284 | 0 | 0 | 0 | 0 | 1913.4 | 0 | 0 | 0 | 3010648.9177 | 0
7603 | 1532 | 0 | 0 | 0 | 0 | 1913.15 | 0 | 0 | 0 | 5476434.272 | 0
7604 | 1440.8 | 0 | 0 | 0 | 0 | 1865.5 | 0 | 0 | 0 | 5150421.9968 | 0
7605 | 1496.8 | 0 | 0 | 0 | 0 | 1849.6 | 0 | 0 | 0 | 5350604.9728 | 0
7606 | 967.2 | 321.0034 | 321.0034 | 312.4841 | 312.4841 | 1837.85 | 603640.71 | 112494.2763 | 51028.6537 | 2340410.3055 | 49597.4691
7607 | 1389.6 | 621.2819 | 621.2819 | 604.7934 | 604.7934 | 1821.1 | 1161521.2949 | 217725.6373 | 98762.7683 | 2805444.8815 | 105908.8
7608 | 994.4 | 0 | 0 | 0 | 0 | 1807.75 | 0 | 0 | 0 | 1917517.4304 | 0
7609 | 1131.2 | 0 | 0 | 0 | 0 | 1794.85 | 0 | 0 | 0 | 1416126.656 | 0
7610 | 1332.8 | 0 | 0 | 0 | 0 | 1788.35 | 0 | 0 | 0 | 1668505.664 | 0
7611 | 1132.8 | 0 | 0 | 0 | 0 | 1785.3 | 0 | 0 | 0 | 1418129.664 | 0
7612 | 1163.2 | 0 | 0 | 0 | 0 | 1784.45 | 0 | 0 | 0 | 1456186.816 | 0
7613 | 1312.8 | 0 | 0 | 0 | 0 | 1785.85 | 0 | 0 | 0 | 1643468.064 | 0
7614 | 1239.2 | 0 | 0 | 0 | 0 | 1792.2 | 0 | 0 | 0 | 1551329.696 | 0
7615 | 1053.267 | 380.7849 | 380.7849 | 370.6791 | 370.6791 | 1806.3 | 703893.6954 | 133444.4845 | 60531.9009 | 1316245.1237 | 70281.7206
7616 | 1323.515 | 1350.7813 | 1350.7813 | 1314.9323 | 1314.9323 | 1826.75 | 2521014.1598 | 473375.6235 | 214728.4426 | 16550.1816 | 222993.0203
7617 | 1381.943 | 1791.5829 | 1450.2976 | 1744.0353 | 1381.943 | 1860.8 | 2701078.9499 | 497499.48 | 225671.2919 | 0 | 192366.4656
7618 | 1401.676 | 3037.7044 | 1471.0067 | 2957.0854 | 1401.676 | 1871.1 | 2756757.3181 | 504603.36 | 228893.6908 | 0 | 180676.0364
7619 | 1376.532 | 3872.0556 | 1444.619 | 3769.2934 | 1376.532 | 1858.2 | 2694313.3297 | 495551.52 | 224787.6756 | 0 | 195192.2376
7620 | 1661.105 | 4023.4773 | 1743.2677 | 3916.6964 | 1661.105 | 1830 | 3200201.7161 | 597997.8 | 271258.4465 | 0 | 282387.85
7621 | 1751.024 | 3929.8884 | 1837.6344 | 3825.5913 | 1751.024 | 1840.45 | 3396407.3791 | 630368.64 | 285942.2192 | 0 | 279375.8792
7622 | 1832.523 | 3567.0524 | 1923.1645 | 3472.3847 | 1832.523 | 1857.65 | 3584365.4009 | 659708.28 | 299251.0059 | 0 | 260859.6491
7623 | 1589.617 | 2331.7424 | 1668.2438 | 2269.8592 | 1589.617 | 1873.9 | 3130241.4745 | 572262.12 | 259584.4561 | 0 | 200450.7037
7624 | 1620.881 | 1553.1229 | 1553.1229 | 1511.9039 | 1511.9039 | 1889.85 | 2999191.8615 | 544285.4065 | 246893.908 | 210142.2723 | 163013.4083
7625 | 1347.911 | 550.842 | 550.842 | 536.2229 | 536.2229 | 1900.75 | 1069199.3016 | 193040.2576 | 87565.2058 | 1565191.0772 | 52094.34
7626 | 1547.415 | 0 | 0 | 0 | 0 | 1913.4 | 0 | 0 | 0 | 2983905.1031 | 0
7627 | 1665.6 | 0 | 0 | 0 | 0 | 1913.15 | 0 | 0 | 0 | 5954013.6576 | 0
7628 | 1189.6 | 0 | 0 | 0 | 0 | 1865.5 | 0 | 0 | 0 | 4252458.3616 | 0
7629 | 890.4 | 0 | 0 | 0 | 0 | 1849.6 | 0 | 0 | 0 | 3182909.3184 | 0
7630 | 993.6 | 321.0034 | 321.0034 | 312.4841 | 312.4841 | 1837.85 | 603538.3218 | 112494.2763 | 51028.6537 | 2434782.2799 | 49597.4691
7631 | 1250.4 | 621.2819 | 621.2819 | 604.7934 | 604.7934 | 1821.1 | 1158171.9523 | 217725.6373 | 98762.7683 | 2307847.1983 | 105908.8
7632 | 1127.2 | 0 | 0 | 0 | 0 | 1807.75 | 0 | 0 | 0 | 2173597.7952 | 0
7633 | 1052 | 0 | 0 | 0 | 0 | 1794.85 | 0 | 0 | 0 | 1316977.76 | 0
7634 | 1386.4 | 0 | 0 | 0 | 0 | 1788.35 | 0 | 0 | 0 | 1735606.432 | 0
7635 | 1046.4 | 0 | 0 | 0 | 0 | 1785.3 | 0 | 0 | 0 | 1309967.232 | 0
7636 | 1260 | 0 | 0 | 0 | 0 | 1784.45 | 0 | 0 | 0 | 1577368.8 | 0
7637 | 1321.6 | 0 | 0 | 0 | 0 | 1785.85 | 0 | 0 | 0 | 1654484.608 | 0
7638 | 721.6 | 0 | 0 | 0 | 0 | 1792.2 | 0 | 0 | 0 | 903356.608 | 0
7639 | 904.057 | 244.8984 | 244.8984 | 238.3989 | 238.3989 | 1806.3 | 453388.2427 | 85823.6213 | 38930.5482 | 1283599.072 | 45201.0572
7640 | 979.12 | 1050.0672 | 1027.5499 | 1022.199 | 979.12 | 1826.25 | 1880675.904 | 352483.2 | 159890.296 | 0 | 170122.1
7641 | 1105.275 | 1812.3413 | 1159.9449 | 1764.2427 | 1105.275 | 1853.6 | 2153721.5769 | 397899 | 180491.4075 | 0 | 161812.26
7642 | 1633.544 | 2030.9622 | 1714.3435 | 1977.0616 | 1633.544 | 1826 | 3139102.8807 | 588075.84 | 266757.7352 | 0 | 284236.656
7643 | 1559.029 | 3641.9242 | 1636.1428 | 3545.2695 | 1559.029 | 1625.25 | 2670995.1835 | 561250.44 | 254589.4357 | 0 | 584246.1178
7644 | 1491.985 | 2604.4128 | 1565.7826 | 2535.2931 | 1491.985 | 1359.95 | 2139321.8139 | 537114.6 | 243641.1505 | 0 | 954944.9993
7645 | 1664.025 | 2453.7477 | 1746.3322 | 2388.6266 | 1664.025 | 1414.4 | 2479466.2149 | 599049 | 271735.2825 | 0 | 974453.04
7646 | 1509.416 | 2322.292 | 1584.0758 | 2260.6596 | 1509.416 | 1530.45 | 2431914.511 | 543389.76 | 246487.6328 | 0 | 708746.2828
7647 | 1181.19 | 2465.7892 | 1239.6149 | 2400.3485 | 1181.19 | 1644.7 | 2046548.2903 | 425228.4 | 192888.327 | 0 | 419676.807
7648 | 1646.173 | 1964.9206 | 1727.5972 | 1912.7726 | 1646.173 | 1863.25 | 3223536.9232 | 592622.28 | 268820.0509 | 0 | 225114.1577
7649 | 1321.611 | 757.1758 | 757.1758 | 737.0808 | 737.0808 | 1900.75 | 1470809.902 | 265349.0749 | 120365.2887 | 1127159.0073 | 71607.7832
7650 | 1456.398 | 0 | 0 | 0 | 0 | 1913.4 | 0 | 0 | 0 | 2808395.5658 | 0
7651 | 1341.6 | 0 | 0 | 0 | 0 | 1913.15 | 0 | 0 | 0 | 4795812.1536 | 0
7652 | 1266.4 | 0 | 0 | 0 | 0 | 1865.5 | 0 | 0 | 0 | 4526995.0144 | 0
7653 | 1124.8 | 0 | 0 | 0 | 0 | 1849.6 | 0 | 0 | 0 | 4020818.0608 | 0
7654 | 1446.4 | 321.0034 | 321.0034 | 312.4841 | 312.4841 | 1837.85 | 601907.9952 | 112494.2763 | 51028.6537 | 4053404.6287 | 49597.4691
7655 | 1150.4 | 621.2819 | 621.2819 | 604.7934 | 604.7934 | 1821.1 | 1155631.0347 | 217725.6373 | 98762.7683 | 1950377.5983 | 105908.8
7656 | 1467.2 | 0 | 0 | 0 | 0 | 1807.75 | 0 | 0 | 0 | 2829225.2352 | 0
7657 | 1057.6 | 0 | 0 | 0 | 0 | 1794.85 | 0 | 0 | 0 | 2039387.0016 | 0
7658 | 1108 | 0 | 0 | 0 | 0 | 1788.35 | 0 | 0 | 0 | 2136574.128 | 0
7659 | 1446.4 | 0 | 0 | 0 | 0 | 1785.3 | 0 | 0 | 0 | 2789116.2624 | 0
7660 | 1334.4 | 0 | 0 | 0 | 0 | 1784.45 | 0 | 0 | 0 | 2573144.8704 | 0
7661 | 826.4 | 0 | 0 | 0 | 0 | 1785.85 | 0 | 0 | 0 | 1593560.3424 | 0
7662 | 1045.6 | 0 | 0 | 0 | 0 | 1792.2 | 0 | 0 | 0 | 2016247.2096 | 0
7663 | 960.752 | 498.7981 | 498.7981 | 485.5602 | 485.5602 | 1806.3 | 922875.7841 | 174801.6899 | 79291.9888 | 916319.855 | 92063.4793
7664 | 891.267 | 1141.5037 | 935.3515 | 1111.2088 | 891.267 | 1829.85 | 1713587.6417 | 320856.12 | 145543.9011 | 0 | 151649.08
7665 | 1021.024 | 2389.1039 | 1071.5266 | 2325.6984 | 1021.024 | 1859.8 | 1996210.9744 | 367568.64 | 166733.2192 | 0 | 143147.5648
7666 | 1278.022 | 3553.5395 | 1341.2364 | 3459.2305 | 1278.022 | 1863.9 | 2509692.124 | 460087.92 | 208700.9926 | 0 | 173938.7942
7667 | 1410.682 | 4038.3986 | 1480.4581 | 3931.2217 | 1410.682 | 1665.75 | 2478964.939 | 507845.52 | 230364.3706 | 0 | 471520.4585
7668 | 1375.315 | 3674.6937 | 1443.3418 | 3577.1693 | 1375.315 | 1738.45 | 2515071.2316 | 495113.4 | 224588.9395 | 0 | 359713.6382
7669 | 1500.064 | 3701.1936 | 1574.2612 | 3602.966 | 1500.064 | 1582.85 | 2506374.2344 | 540023.04 | 244960.4512 | 0 | 625751.6976
7670 | 1347.201 | 2327.2297 | 1413.8372 | 2265.4663 | 1347.201 | 1740.85 | 2475521.3076 | 484992.36 | 219997.9233 | 0 | 349127.1392
7671 | 1165.374 | 2898.1857 | 1223.0165 | 2821.2694 | 1165.374 | 1877.5 | 2305090.9058 | 419534.64 | 190305.5742 | 0 | 142758.315
7672 | 1265.572 | 1709.3827 | 1328.1706 | 1664.0166 | 1265.572 | 1889.85 | 2518233.3185 | 455605.92 | 206667.9076 | 0 | 139402.7558
7673 | 1012.197 | 234.4961 | 234.4961 | 228.2727 | 228.2727 | 1900.75 | 456385.8922 | 82178.188 | 37276.9392 | 1511653.6847 | 22176.817
7674 | 1011.616 | 0 | 0 | 0 | 0 | 1913.4 | 0 | 0 | 0 | 1950715.3187 | 0
7675 | 971.2 | 0 | 0 | 0 | 0 | 1913.15 | 0 | 0 | 0 | 1872780.4992 | 0
7676 | 1312 | 0 | 0 | 0 | 0 | 1865.5 | 0 | 0 | 0 | 2529950.592 | 0
7677 | 1095.2 | 0 | 0 | 0 | 0 | 1849.6 | 0 | 0 | 0 | 2111891.6832 | 0
7678 | 1071.2 | 0 | 0 | 0 | 0 | 1837.85 | 0 | 0 | 0 | 2065612.0992 | 0
7679 | 1172 | 0 | 0 | 0 | 0 | 1821.1 | 0 | 0 | 0 | 2259986.352 | 0
7680 | 1040 | 521.4423 | 521.4423 | 507.6035 | 507.6035 | 1807.75 | 965504.8943 | 182737.2745 | 82891.6581 | 1026628.6115 | 95522.4885
7681 | 1044 | 0 | 0 | 0 | 0 | 1794.4 | 0 | 0 | 0 | 1306962.72 | 0
7682 | 1136.8 | 0 | 0 | 0 | 0 | 1793.1 | 0 | 0 | 0 | 1423137.184 | 0
7683 | 1080.8 | 0 | 0 | 0 | 0 | 1790.15 | 0 | 0 | 0 | 1353031.904 | 0
7684 | 1034.4 | 0 | 0 | 0 | 0 | 1788.75 | 0 | 0 | 0 | 1294944.672 | 0
7685 | 1055.2 | 0 | 0 | 0 | 0 | 1789.5 | 0 | 0 | 0 | 1320983.776 | 0
7686 | 1076 | 0 | 0 | 0 | 0 | 1793.8 | 0 | 0 | 0 | 1347022.88 | 0
7687 | 886.193 | 930.0265 | 930.0265 | 905.3441 | 886.193 | 1803.8 | 1681477.5122 | 319029.48 | 144715.3169 | 0 | 173871.0666
7688 | 293.458 | 1157.0757 | 307.9732 | 1126.3675 | 293.458 | 1826.45 | 563144.5662 | 105644.88 | 47921.6914 | 0 | 50929.6359
7689 | 141.382 | 2358.0556 | 148.3751 | 2295.4741 | 141.382 | 1855.45 | 275276.1689 | 50897.52 | 23087.6806 | 0 | 20436.7681
7690 | 225.957 | 3463.2206 | 237.1334 | 3371.3086 | 225.957 | 1845.05 | 437546.6164 | 81344.52 | 36898.7781 | 0 | 35012.0372
7691 | 173.99 | 3875.6868 | 182.596 | 3772.8281 | 173.99 | 1596.35 | 291472.1676 | 62636.4 | 28412.567 | 0 | 70231.0635
7692 | 186.914 | 2674.5001 | 196.1593 | 2603.5203 | 186.914 | 1274.4 | 251024.4008 | 67289.04 | 30523.0562 | 0 | 135624.7984
7693 | 144.11 | 3432.6162 | 151.2381 | 3341.5164 | 144.11 | 1305.95 | 198078.3597 | 51879.6 | 23533.163 | 0 | 100019.5455
7694 | 135.505 | 3256.2603 | 142.2074 | 3169.8409 | 135.505 | 1718.2 | 244827.5782 | 48781.8 | 22127.9665 | 0 | 38185.309
7695 | 194.577 | 2943.0492 | 204.2013 | 2864.9423 | 194.577 | 1869.2 | 383098.4999 | 70047.72 | 31774.4241 | 0 | 25450.6716
7696 | 215.288 | 1322.0869 | 225.9367 | 1286.9994 | 215.288 | 1881.3 | 426683.6189 | 77503.68 | 35156.5304 | 0 | 25554.6856
7697 | 184.122 | 784.8711 | 193.2292 | 764.0411 | 184.122 | 1885.7 | 365673.3811 | 66283.92 | 30067.1226 | 0 | 21045.1446
7698 | 203.03 | 54.02 | 54.02 | 52.5864 | 52.5864 | 1886.9 | 104438.4887 | 18931.0971 | 8587.356 | 290102.8382 | 5821.7094
7699 | 140 | 146.9248 | 146.9248 | 143.0255 | 140 | 1888.75 | 278186.8267 | 50400 | 22862 | 0 | 15575
7700 | 197.6 | 207.3738 | 207.3738 | 201.8702 | 197.6 | 1844.45 | 383215.864 | 71136 | 32268.08 | 0 | 30736.68
7701 | 199.2 | 209.053 | 209.053 | 203.5048 | 199.2 | 1829.35 | 382794.7771 | 71712 | 32529.36 | 0 | 33993.48
7702 | 108.8 | 114.1815 | 114.1815 | 111.1512 | 108.8 | 1826.9 | 208914.3422 | 39168 | 17767.04 | 0 | 18833.28
7703 | 98.4 | 103.2671 | 103.2671 | 100.5265 | 98.4 | 1813.7 | 187693.5136 | 35424 | 16068.72 | 0 | 18331.92
7704 | 102.4 | 107.465 | 107.465 | 104.6129 | 102.4 | 1801.4 | 194018.0753 | 36864 | 16721.92 | 0 | 20336.64
7705 | 92.8 | 0 | 0 | 0 | 0 | 1781.75 | 0 | 0 | 0 | 116174.464 | 0
7706 | 99.2 | 0 | 0 | 0 | 0 | 1787.85 | 0 | 0 | 0 | 124186.496 | 0
7707 | 94.4 | 0 | 0 | 0 | 0 | 1784.25 | 0 | 0 | 0 | 118177.472 | 0
7708 | 98.4 | 0 | 0 | 0 | 0 | 1783.1 | 0 | 0 | 0 | 123184.992 | 0
7709 | 92.8 | 0 | 0 | 0 | 0 | 1783.25 | 0 | 0 | 0 | 116174.464 | 0
7710 | 93.6 | 0 | 0 | 0 | 0 | 1782.55 | 0 | 0 | 0 | 117175.968 | 0
7711 | 80.485 | 84.466 | 84.466 | 82.2243 | 80.485 | 1778.25 | 150510.781 | 28974.6 | 13143.2005 | 0 | 17847.5487
7712 | 100.984 | 1085.8885 | 105.9789 | 1057.0696 | 100.984 | 1439.75 | 153148.0581 | 36354.24 | 16490.6872 | 0 | 56576.286
7713 | 679.251 | 2686.0263 | 712.8486 | 2614.7407 | 679.251 | 1066.15 | 764717.0912 | 244530.36 | 110921.6883 | 0 | 634318.5463
7714 | 1271.683 | 3422.7806 | 1334.5839 | 3331.9419 | 1271.683 | 1043.05 | 1407882.8012 | 457805.88 | 207665.8339 | 0 | 1216937.0469
7715 | 1286.429 | 3713.1281 | 1350.0593 | 3614.5837 | 1286.429 | 1160.35 | 1586622.4742 | 463114.44 | 210073.8557 | 0 | 1080150.1098
7716 | 1324.926 | 2658.84 | 1390.4604 | 2588.2758 | 1324.926 | 1171.3 | 1650617.5708 | 476973.36 | 216360.4158 | 0 | 1097966.1762
7717 | 1133.191 | 1681.0724 | 1189.2417 | 1636.4576 | 1133.191 | 1176.35 | 1414104.4178 | 407948.76 | 185050.0903 | 0 | 933352.7671
7718 | 1217.422 | 1819.4189 | 1277.639 | 1771.1325 | 1217.422 | 1146 | 1480524.8218 | 438271.92 | 198805.0126 | 0 | 1039678.388
7719 | 1214.924 | 531.8583 | 531.8583 | 517.743 | 517.743 | 1098.5 | 603158.5625 | 186387.489 | 84547.436 | 1344385.2292 | 456872.0865
7720 | 1286.664 | 219.9768 | 219.9768 | 214.1388 | 214.1388 | 1349.5 | 305257.0683 | 77089.9546 | 34968.86 | 2068167.5754 | 136350.6545
7721 | 1421.989 | 7.6233 | 7.6233 | 7.421 | 7.421 | 1735.35 | 13553.6343 | 2671.5524 | 1211.8459 | 2727734.1481 | 1922.4176
7722 | 1335.966 | 0 | 0 | 0 | 0 | 1846.5 | 0 | 0 | 0 | 2576164.6133 | 0
7723 | 1252.8 | 0 | 0 | 0 | 0 | 1859.9 | 0 | 0 | 0 | 4478379.1488 | 0
7724 | 1186.4 | 0 | 0 | 0 | 0 | 1826.35 | 0 | 0 | 0 | 4241019.3344 | 0
7725 | 1470.4 | 0 | 0 | 0 | 0 | 1815.85 | 0 | 0 | 0 | 5256232.9984 | 0
7726 | 1188.8 | 321.0034 | 321.0034 | 312.4841 | 312.4841 | 1809.05 | 594725.5669 | 112494.2763 | 51028.6537 | 3132562.9391 | 58406.6403
7727 | 779.2 | 621.2819 | 621.2819 | 604.7934 | 604.7934 | 1796.95 | 1145025.264 | 217725.6373 | 98762.7683 | 623450.4431 | 120205.6
7728 | 1133.6 | 0 | 0 | 0 | 0 | 1777.65 | 0 | 0 | 0 | 2185939.0176 | 0
7729 | 877.6 | 0 | 0 | 0 | 0 | 1660.75 | 0 | 0 | 0 | 1098649.888 | 0
7730 | 888 | 0 | 0 | 0 | 0 | 1347.35 | 0 | 0 | 0 | 1111669.44 | 0
7731 | 992 | 0 | 0 | 0 | 0 | 1022.8 | 0 | 0 | 0 | 1241864.96 | 0
7732 | 1028 | 0 | 0 | 0 | 0 | 1166.45 | 0 | 0 | 0 | 1286932.64 | 0
7733 | 1020 | 0 | 0 | 0 | 0 | 1120.4 | 0 | 0 | 0 | 1276917.6 | 0
7734 | 988.8 | 0 | 0 | 0 | 0 | 1520.55 | 0 | 0 | 0 | 1237858.944 | 0
7735 | 1027.129 | 435.4599 | 435.4599 | 423.903 | 423.903 | 1697.2 | 757081.9621 | 152605.0761 | 69223.3581 | 1163210.3683 | 125642.6208
7736 | 958.726 | 1014.9679 | 1006.1472 | 988.0312 | 958.726 | 1587.6 | 1600319.901 | 345141.36 | 156559.9558 | 0 | 395378.6024
7737 | 1015.72 | 2202.5116 | 1065.9603 | 2144.0581 | 1015.72 | 1665.45 | 1778227.6605 | 365659.2 | 165867.076 | 0 | 339809.126
7738 | 1081.252 | 3275.8118 | 1134.7336 | 3188.8735 | 1081.252 | 1441.8 | 1640841.5798 | 389250.72 | 176568.4516 | 0 | 603554.8664
7739 | 1456.647 | 3662.522 | 1528.6967 | 3565.3207 | 1456.647 | 1050.25 | 1613358.1695 | 524392.92 | 237870.4551 | 0 | 1383450.4882
7740 | 1355.634 | 2371.6797 | 1422.6873 | 2308.7366 | 1355.634 | 698.7 | 1000589.3718 | 488028.24 | 221375.0322 | 0 | 1764086.5242
7741 | 1091.508 | 2574.9197 | 1145.4969 | 2506.5827 | 1091.508 | 339.7 | 392173.5495 | 392942.88 | 178243.2564 | 0 | 1812230.7324
7742 | 1198.058 | 1894.9938 | 1257.3172 | 1844.7017 | 1198.058 | 1056.35 | 1337133.4226 | 431300.88 | 195642.8714 | 0 | 1130547.4317
7743 | 1592.282 | 509.9224 | 509.9224 | 496.3893 | 496.3893 | 1064.85 | 557277.6632 | 178700.1557 | 81060.3762 | 2113227.3863 | 454379.0983
7744 | 1106.455 | 149.8014 | 149.8014 | 145.8257 | 145.8257 | 1427.35 | 219195.1608 | 52497.2554 | 23813.3384 | 1852396.831 | 81740.6337
7745 | 1246.387 | 20.2085 | 20.2085 | 19.6721 | 19.6721 | 1896.65 | 39240.4406 | 7081.9677 | 3212.4592 | 2365493.9065 | 1990.1076
7746 | 1322.503 | 0 | 0 | 0 | 0 | 1913.4 | 0 | 0 | 0 | 2550203.6949 | 0
7747 | 1121.6 | 0 | 0 | 0 | 0 | 1913.15 | 0 | 0 | 0 | 4009379.0336 | 0
7748 | 1195.2 | 0 | 0 | 0 | 0 | 1857.3 | 0 | 0 | 0 | 4272476.6592 | 0
7749 | 1380 | 0 | 0 | 0 | 0 | 1827.1 | 0 | 0 | 0 | 4933080.48 | 0
7750 | 1388 | 321.0034 | 321.0034 | 312.4841 | 312.4841 | 1837.85 | 603740.9169 | 112494.2763 | 51028.6537 | 3844642.3823 | 49597.4691
7751 | 1431.2 | 621.2819 | 621.2819 | 604.7934 | 604.7934 | 1821.1 | 1158282.487 | 217725.6373 | 98762.7683 | 2954152.2351 | 105908.8
7752 | 1104 | 0 | 0 | 0 | 0 | 1807.25 | 0 | 0 | 0 | 2128860.864 | 0
7753 | 1285.6 | 0 | 0 | 0 | 0 | 1793.85 | 0 | 0 | 0 | 1609416.928 | 0
7754 | 1016 | 0 | 0 | 0 | 0 | 1787.35 | 0 | 0 | 0 | 1271910.08 | 0
7755 | 1193.6 | 0 | 0 | 0 | 0 | 1777.1 | 0 | 0 | 0 | 1494243.968 | 0
7756 | 1489.6 | 0 | 0 | 0 | 0 | 1776.25 | 0 | 0 | 0 | 1864800.448 | 0
7757 | 1088.8 | 0 | 0 | 0 | 0 | 1777.65 | 0 | 0 | 0 | 1363046.944 | 0
7758 | 1126.4 | 0 | 0 | 0 | 0 | 1791.2 | 0 | 0 | 0 | 1410117.632 | 0
7759 | 799.087 | 238.4106 | 238.4106 | 232.0834 | 232.0834 | 1805.3 | 440508.7505 | 83550.0066 | 37899.2113 | 1093362.2069 | 44230.7778
7760 | 933.699 | 979.8823 | 979.8823 | 953.8767 | 933.699 | 1826.75 | 1793729.4258 | 336131.64 | 152473.0467 | 0 | 161763.3518
7761 | 1028.874 | 2113.5979 | 1079.7638 | 2057.5042 | 1028.874 | 1857.2 | 2009802.7824 | 370394.64 | 168015.1242 | 0 | 146923.2072
7762 | 1429.183 | 2086.2878 | 1499.8743 | 2030.9188 | 1429.183 | 1654.1 | 2485520.1439 | 514505.88 | 233385.5839 | 0 | 494354.3997
7763 | 1309.361 | 2239.9218 | 1374.1255 | 2180.4755 | 1309.361 | 1050.25 | 1445309.4971 | 471369.96 | 213818.6513 | 0 | 1243565.6098
7764 | 1273.22 | 1522.2341 | 1336.1969 | 1481.8348 | 1273.22 | 1040.45 | 1394648.8456 | 458359.2 | 207916.826 | 0 | 1221718.251
7765 | 1283.758 | 3154.3742 | 1347.2561 | 3070.6589 | 1283.758 | 1023.15 | 1387225.3723 | 462152.88 | 209637.6814 | 0 | 1254039.0023
7766 | 1017.049 | 2568.8286 | 1067.355 | 2500.6533 | 1017.049 | 1217.3 | 1306704.9392 | 366137.64 | 166084.1017 | 0 | 796044.2523
7767 | 1569.862 | 1573.8866 | 1573.8866 | 1532.1165 | 1532.1165 | 1619.7 | 2616548.5742 | 551561.9297 | 250194.6198 | 72785.3068 | 570338.5721
7768 | 1212.909 | 114.8438 | 114.8438 | 111.7959 | 111.7959 | 1885.25 | 222184.1384 | 40246.5105 | 18256.2643 | 2123294.0808 | 12557.2073
7769 | 1407.813 | 389.7914 | 389.7914 | 379.4466 | 379.4466 | 1900.75 | 759158.4313 | 136600.7706 | 61963.6273 | 1983015.4117 | 36863.435
7770 | 1339.188 | 0 | 0 | 0 | 0 | 1913.4 | 0 | 0 | 0 | 2582377.6474 | 0
7771 | 1444 | 0 | 0 | 0 | 0 | 1913.15 | 0 | 0 | 0 | 5161861.024 | 0
7772 | 1498.4 | 0 | 0 | 0 | 0 | 1865.5 | 0 | 0 | 0 | 5356324.4864 | 0
7773 | 1683.2 | 0 | 0 | 0 | 0 | 1849.6 | 0 | 0 | 0 | 6016928.3072 | 0
7774 | 1572 | 321.0034 | 321.0034 | 312.4841 | 312.4841 | 1837.85 | 604659.634 | 112494.2763 | 51028.6537 | 4502386.4463 | 49597.4691
7775 | 1266.4 | 621.2819 | 621.2819 | 604.7934 | 604.7934 | 1821.1 | 1160428.7141 | 217725.6373 | 98762.7683 | 2365042.3343 | 105908.8
7776 | 1252.8 | 0 | 0 | 0 | 0 | 1807.25 | 0 | 0 | 0 | 2415794.2848 | 0
7777 | 1118.4 | 0 | 0 | 0 | 0 | 1655.6 | 0 | 0 | 0 | 1400102.592 | 0
7778 | 1283.2 | 0 | 0 | 0 | 0 | 1780.15 | 0 | 0 | 0 | 1606412.416 | 0
7779 | 1369.6 | 0 | 0 | 0 | 0 | 1777.1 | 0 | 0 | 0 | 1714574.848 | 0
7780 | 1394.4 | 0 | 0 | 0 | 0 | 1776.25 | 0 | 0 | 0 | 1745621.472 | 0
7781 | 1285.6 | 0 | 0 | 0 | 0 | 1777.65 | 0 | 0 | 0 | 1609416.928 | 0
7782 | 1056 | 0 | 0 | 0 | 0 | 1790.7 | 0 | 0 | 0 | 1321985.28 | 0
7783 | 1040.324 | 236.7672 | 236.7672 | 230.4835 | 230.4835 | 1801.7 | 436900.0189 | 82974.0635 | 37637.9571 | 1561628.3749 | 44738.0664
7784 | 869.633 | 997.6633 | 912.6474 | 971.1859 | 869.633 | 1823.15 | 1669557.7642 | 313067.88 | 142011.0689 | 0 | 153794.596
7785 | 1098.227 | 2220.7502 | 1152.5483 | 2161.8127 | 1098.227 | 1853.6 | 2144810.3467 | 395361.72 | 179340.4691 | 0 | 160780.4328
7786 | 1314.622 | 3383.6535 | 1379.6468 | 3293.8532 | 1314.622 | 1763 | 2441825.0379 | 473263.92 | 214677.7726 | 0 | 311565.414
7787 | 1099.177 | 3447.3412 | 1153.5453 | 3355.8506 | 1099.177 | 1292.65 | 1496806.9577 | 395703.72 | 179495.6041 | 0 | 777502.851
7788 | 1346.221 | 2317.6429 | 1412.8087 | 2256.1339 | 1346.221 | 1216.9 | 1728969.3661 | 484639.56 | 219837.8893 | 0 | 1054225.6651
7789 | 1404.829 | 1627.8583 | 1474.3156 | 1584.6559 | 1404.829 | 1398.55 | 2069253.2055 | 505738.44 | 229408.5757 | 0 | 844934.4021
7790 | 1166.196 | 2669.852 | 1223.8792 | 2598.9956 | 1166.196 | 1578.45 | 1940200.9741 | 419830.56 | 190439.8068 | 0 | 491609.9238
7791 | 1431.156 | 2391.7402 | 1501.9448 | 2328.2647 | 1431.156 | 1755.1 | 2647227.3181 | 515216.16 | 233707.7748 | 0 | 350490.1044
7792 | 1408.691 | 519.356 | 519.356 | 505.5726 | 505.5726 | 1885.25 | 1003729.4321 | 182006.1283 | 82560.0021 | 1741497.7019 | 56787.2505
7793 | 1490.436 | 200.2837 | 200.2837 | 194.9682 | 194.9682 | 1900.75 | 389634.831 | 70188.5668 | 31838.3138 | 2498071.2071 | 18941.267
7794 | 1393.933 | 0 | 0 | 0 | 0 | 1913.4 | 0 | 0 | 0 | 2687943.3068 | 0
7795 | 1680.8 | 0 | 0 | 0 | 0 | 1913.15 | 0 | 0 | 0 | 6008349.0368 | 0
7796 | 1324.8 | 0 | 0 | 0 | 0 | 1861.4 | 0 | 0 | 0 | 4735757.2608 | 0
7797 | 1534.4 | 0 | 0 | 0 | 0 | 1722.1 | 0 | 0 | 0 | 5485013.5424 | 0
7798 | 1571.2 | 321.0034 | 321.0034 | 312.4841 | 312.4841 | 1627.85 | 535861.8521 | 112494.2763 | 51028.6537 | 4499526.6895 | 113831.0091
7799 | 1176.8 | 621.2819 | 621.2819 | 604.7934 | 604.7934 | 1774.75 | 1130849.9472 | 217725.6373 | 98762.7683 | 2044749.5727 | 133348
7800 | 1416.8 | 0 | 0 | 0 | 0 | 1693.9 | 0 | 0 | 0 | 2732038.1088 | 0
7801 | 1240 | 0 | 0 | 0 | 0 | 1531.3 | 0 | 0 | 0 | 1552331.2 | 0
7802 | 1348.8 | 0 | 0 | 0 | 0 | 1417.35 | 0 | 0 | 0 | 1688535.744 | 0
7803 | 1515.2 | 0 | 0 | 0 | 0 | 1468.2 | 0 | 0 | 0 | 1896848.576 | 0
7804 | 1366.4 | 0 | 0 | 0 | 0 | 1378.45 | 0 | 0 | 0 | 1710568.832 | 0
7805 | 1381.6 | 0 | 0 | 0 | 0 | 1319.35 | 0 | 0 | 0 | 1729597.408 | 0
7806 | 1362.4 | 0 | 0 | 0 | 0 | 1514.7 | 0 | 0 | 0 | 1705561.312 | 0
7807 | 679.439 | 266.9403 | 266.9403 | 259.8558 | 259.8558 | 1540.5 | 421073.3487 | 93548.1003 | 42434.4577 | 809088.932 | 116877.9605
7808 | 1137.376 | 1193.6337 | 1193.6337 | 1161.9553 | 1137.376 | 1565.55 | 1874135.0896 | 409455.36 | 185733.5008 | 0 | 494133.0032
7809 | 882.651 | 2246.9752 | 926.3093 | 2187.3417 | 882.651 | 1623.9 | 1509182.5782 | 317754.36 | 144136.9083 | 0 | 331965.0411
7810 | 432.662 | 2773.8789 | 454.0626 | 2700.2617 | 432.662 | 1422 | 648091.9155 | 155758.32 | 70653.7046 | 0 | 250078.636
7811 | 389.328 | 3422.3787 | 408.5852 | 3331.5506 | 389.328 | 1058 | 433595.7182 | 140158.08 | 63577.2624 | 0 | 366746.976
7812 | 396.46 | 3997.7697 | 416.07 | 3891.6711 | 396.46 | 706.5 | 295351.3954 | 142725.6 | 64741.918 | 0 | 512821.01
7813 | 851.215 | 2671.188 | 893.3184 | 2600.2961 | 851.215 | 681.4 | 610531.4338 | 306437.4 | 139003.4095 | 0 | 1122412.099
7814 | 1358.284 | 3046.1537 | 1425.4684 | 2965.3104 | 1358.284 | 1169.8 | 1670459.6002 | 488982.24 | 221807.7772 | 0 | 1127647.3768
7815 | 1653.136 | 2480.5499 | 1734.9046 | 2414.7175 | 1653.136 | 1598.35 | 2768902.9792 | 595128.96 | 269957.1088 | 0 | 663982.0744
7816 | 1480.775 | 1520.004 | 1520.004 | 1479.6639 | 1479.6639 | 1780.75 | 2768018.8185 | 532679.0118 | 241629.1184 | 2142.5102 | 317553.807
7817 | 1522.428 | 686.8576 | 686.8576 | 668.6288 | 668.6288 | 1900.25 | 1334979.2103 | 240706.3577 | 109187.0784 | 1646394.7135 | 65284.8787
7818 | 1682.404 | 0 | 0 | 0 | 0 | 1913.4 | 0 | 0 | 0 | 3244206.5517 | 0
7819 | 1758.4 | 0 | 0 | 0 | 0 | 1913.15 | 0 | 0 | 0 | 6285745.4464 | 0
7820 | 1597.6 | 0 | 0 | 0 | 0 | 1865 | 0 | 0 | 0 | 5710934.3296 | 0
7821 | 1777.6 | 0 | 0 | 0 | 0 | 1824.1 | 0 | 0 | 0 | 6354379.6096 | 0
7822 | 1849.6 | 321.0034 | 321.0034 | 312.4841 | 312.4841 | 1837.85 | 604267.722 | 112494.2763 | 51028.6537 | 5494722.0559 | 49597.4691
7823 | 1356 | 621.2819 | 621.2819 | 604.7934 | 604.7934 | 1820.6 | 1160944.3067 | 217725.6373 | 98762.7683 | 2685335.0959 | 106204.8
7824 | 1280.8 | 0 | 0 | 0 | 0 | 1793.8 | 0 | 0 | 0 | 2469787.1328 | 0
7825 | 1248.8 | 0 | 0 | 0 | 0 | 1615.8 | 0 | 0 | 0 | 2408081.0208 | 0
7826 | 1583.2 | 0 | 0 | 0 | 0 | 1553.35 | 0 | 0 | 0 | 3052909.8912 | 0
7827 | 1660 | 0 | 0 | 0 | 0 | 1544.8 | 0 | 0 | 0 | 3201004.56 | 0
7828 | 981.6 | 0 | 0 | 0 | 0 | 1518.65 | 0 | 0 | 0 | 1892834.9856 | 0
7829 | 1345.6 | 0 | 0 | 0 | 0 | 1522.95 | 0 | 0 | 0 | 2594742.0096 | 0
7830 | 1347.2 | 0 | 0 | 0 | 0 | 1582.2 | 0 | 0 | 0 | 2597827.3152 | 0
7831 | 1080.957 | 400.3123 | 400.3123 | 389.6882 | 389.6882 | 1596.3 | 652871.8243 | 140287.7631 | 63636.0881 | 1332984.6281 | 153989.3465
7832 | 1190.482 | 1249.3665 | 1249.3665 | 1216.209 | 1190.482 | 1593.45 | 1995708.9485 | 428573.52 | 194405.7106 | 0 | 483990.4571
7833 | 1061.094 | 2022.8729 | 1113.5786 | 1969.187 | 1061.094 | 1596 | 1781693.6183 | 381993.84 | 173276.6502 | 0 | 428681.976
7834 | 1659.705 | 3302.0735 | 1741.7985 | 3214.4383 | 1659.705 | 1422 | 2487944.3194 | 597493.8 | 271029.8265 | 0 | 959309.49
7835 | 1735.038 | 3802.7669 | 1820.8577 | 3701.8436 | 1735.038 | 1065.75 | 1950957.0431 | 624613.68 | 283331.7054 | 0 | 1620959.2515
7836 | 1837.293 | 3813.2941 | 1928.1705 | 3712.0914 | 1837.293 | 698.75 | 1352605.7766 | 661425.48 | 300029.9469 | 0 | 2390777.5162
7837 | 1536.804 | 2493.875 | 1612.8185 | 2427.6889 | 1536.804 | 681.45 | 1100352.7623 | 553249.44 | 250960.0932 | 0 | 2026352.9142
7838 | 1437.913 | 1034.3767 | 1034.3767 | 1006.9249 | 1006.9249 | 1096.1 | 1162238.1235 | 362492.9583 | 164430.8336 | 831081.2798 | 890906.4375
7839 | 1704.969 | 1723.2157 | 1723.2157 | 1677.4825 | 1677.4825 | 1490.05 | 2635969.9425 | 603893.6842 | 273932.8851 | 53002.7425 | 837336.8801
7840 | 1445.753 | 774.0008 | 774.0008 | 753.4592 | 753.4592 | 1651.95 | 1310764.9444 | 271245.3205 | 123039.8912 | 1334961.1655 | 256694.1841
7841 | 1513.323 | 398.8693 | 398.8693 | 388.2835 | 388.2835 | 1808.9 | 738885.3503 | 139782.0658 | 63406.6982 | 2169431.6372 | 72631.377
7842 | 1805.698 | 0 | 0 | 0 | 0 | 1913.4 | 0 | 0 | 0 | 3481956.3446 | 0
7843 | 1423.2 | 0 | 0 | 0 | 0 | 1912.65 | 0 | 0 | 0 | 2744379.3312 | 0
7844 | 1600 | 0 | 0 | 0 | 0 | 1627.6 | 0 | 0 | 0 | 3085305.6 | 0
7845 | 1737.6 | 0 | 0 | 0 | 0 | 1577.95 | 0 | 0 | 0 | 3350641.8816 | 0
7846 | 1408 | 0 | 0 | 0 | 0 | 1724 | 0 | 0 | 0 | 2715068.928 | 0
7847 | 1577.6 | 0 | 0 | 0 | 0 | 1577.35 | 0 | 0 | 0 | 3042111.3216 | 0
7848 | 1420.8 | 382.7485 | 382.7485 | 372.5906 | 372.5906 | 1490.65 | 585164.9354 | 134132.6004 | 60844.0379 | 2021279.0407 | 185764.5291
7849 | 1040 | 0 | 0 | 0 | 0 | 1626.4 | 0 | 0 | 0 | 1301955.2 | 0
7850 | 1061.6 | 0 | 0 | 0 | 0 | 1596.75 | 0 | 0 | 0 | 1328995.808 | 0
7851 | 848 | 0 | 0 | 0 | 0 | 1570.15 | 0 | 0 | 0 | 1061594.24 | 0
7852 | 1101.6 | 0 | 0 | 0 | 0 | 1550.85 | 0 | 0 | 0 | 1379071.008 | 0
7853 | 727.2 | 0 | 0 | 0 | 0 | 1551.6 | 0 | 0 | 0 | 910367.136 | 0
7854 | 904 | 0 | 0 | 0 | 0 | 1558.8 | 0 | 0 | 0 | 1131699.52 | 0
7855 | 917.901 | 963.3029 | 963.3029 | 937.7373 | 917.901 | 1568.8 | 1509420.4891 | 330444.36 | 149893.2333 | 0 | 395798.9112
7856 | 910.899 | 955.9545 | 955.9545 | 930.584 | 910.899 | 1561.15 | 1488764.8497 | 327923.64 | 148749.8067 | 0 | 399748.0261
7857 | 920.17 | 1608.0119 | 965.6841 | 1565.3362 | 920.17 | 1590.65 | 1534439.6648 | 331261.2 | 150263.761 | 0 | 376671.5895
7858 | 1061.386 | 2833.585 | 1113.885 | 2758.3832 | 1061.386 | 1577.1 | 1756342.4417 | 382098.96 | 173324.3338 | 0 | 448860.1394
7859 | 1019.092 | 3465.3857 | 1069.499 | 3373.4162 | 1019.092 | 1330.85 | 1426676.8486 | 366873.12 | 166417.7236 | 0 | 681925.4118
7860 | 991.068 | 2304.1709 | 1040.0889 | 2243.0195 | 991.068 | 1218.85 | 1269728.6017 | 356784.48 | 161841.4044 | 0 | 774172.7682
7861 | 1143.278 | 2484.8265 | 1199.8276 | 2418.8805 | 1143.278 | 1306.9 | 1567364.0418 | 411580.08 | 186697.2974 | 0 | 792405.9818
7862 | 1101.732 | 2656.3265 | 1156.2266 | 2585.8291 | 1101.732 | 1561.15 | 1811609.8283 | 396623.52 | 179912.8356 | 0 | 483495.0882
7863 | 1117.132 | 1548.7645 | 1172.3884 | 1507.6612 | 1117.132 | 1599.9 | 1887252.3105 | 402167.52 | 182427.6556 | 0 | 446964.5132
7864 | 520.632 | 1040.1781 | 546.3839 | 1012.5723 | 520.632 | 1644.9 | 903319.8765 | 187427.52 | 85019.2056 | 0 | 184876.4232
7865 | 192.296 | 490.5126 | 201.8075 | 477.4946 | 192.296 | 1675.7 | 339288.6406 | 69226.56 | 31401.9368 | 0 | 62361.5928
7866 | 257.187 | 117.8274 | 117.8274 | 114.7003 | 114.7003 | 1589.6 | 192388.1009 | 41292.1085 | 18730.5592 | 274759.381 | 46077.2496
7867 | 150.4 | 157.8392 | 157.8392 | 153.6502 | 150.4 | 1571.65 | 249626.5219 | 54144 | 24560.32 | 0 | 64423.84
7868 | 158.4 | 166.2349 | 166.2349 | 161.8231 | 158.4 | 1528.85 | 256209.1832 | 57024 | 25866.72 | 0 | 74630.16
7869 | 125.6 | 131.8125 | 131.8125 | 128.3143 | 125.6 | 1542.5 | 204602.9601 | 45216 | 20510.48 | 0 | 57462
7870 | 120 | 125.9355 | 125.9355 | 122.5933 | 120 | 1616.9 | 204130.0083 | 43200 | 19596 | 0 | 45972
7871 | 115.2 | 120.8981 | 120.8981 | 117.6895 | 115.2 | 1603.7 | 194700.9293 | 41472 | 18812.16 | 0 | 45653.76
7872 | 116 | 121.7377 | 121.7377 | 118.5068 | 116 | 1553.5 | 190207.3144 | 41760 | 18942.8 | 0 | 51794
7873 | 107.2 | 0 | 0 | 0 | 0 | 1350.35 | 0 | 0 | 0 | 134201.536 | 0
7874 | 117.6 | 0 | 0 | 0 | 0 | 1471.75 | 0 | 0 | 0 | 147221.088 | 0
7875 | 96.8 | 0 | 0 | 0 | 0 | 1344.25 | 0 | 0 | 0 | 121181.984 | 0
7876 | 103.2 | 0 | 0 | 0 | 0 | 1323.1 | 0 | 0 | 0 | 129194.016 | 0
7877 | 96.8 | 0 | 0 | 0 | 0 | 1201.65 | 0 | 0 | 0 | 121181.984 | 0
7878 | 101.6 | 0 | 0 | 0 | 0 | 1200.95 | 0 | 0 | 0 | 127191.008 | 0
7879 | 87.682 | 92.019 | 92.019 | 89.5769 | 87.682 | 1200.25 | 111014.8755 | 31565.52 | 14318.4706 | 0 | 70123.6795
7880 | 158.372 | 604.7497 | 166.2055 | 588.7 | 158.372 | 1206.6 | 200535.637 | 57013.92 | 25862.1476 | 0 | 125652.3448
7881 | 720.376 | 1982.7205 | 756.0077 | 1930.1002 | 720.376 | 1277.95 | 966909.675 | 259335.36 | 117637.4008 | 0 | 520147.4908
7882 | 958.609 | 3373.9848 | 1006.0244 | 3284.4411 | 958.609 | 1149.9 | 1160765.954 | 345099.24 | 156540.8497 | 0 | 814913.5109
7883 | 1110.708 | 3624.1232 | 1165.6466 | 3527.9409 | 1110.708 | 1088.95 | 1275418.9622 | 399854.88 | 181378.6164 | 0 | 1011910.5234
7884 | 1168.124 | 3363.8596 | 1225.9026 | 3274.5846 | 1168.124 | 1139 | 1408487.1805 | 420524.64 | 190754.6492 | 0 | 1005754.764
7885 | 1171.326 | 3207.7415 | 1229.263 | 3122.6098 | 1171.326 | 1016.65 | 1257019.8243 | 421677.36 | 191277.5358 | 0 | 1151823.4221
7886 | 1171.349 | 2880.0646 | 1229.2871 | 2803.6293 | 1171.349 | 1019.35 | 1257070.4703 | 421685.64 | 191281.2917 | 0 | 1148683.3968
7887 | 1266.465 | 2423.3091 | 1329.1078 | 2358.9958 | 1266.465 | 1027.1 | 1366695.6737 | 455927.4 | 206813.7345 | 0 | 1232143.7985
7888 | 1231.431 | 1781.6403 | 1292.3409 | 1734.3565 | 1231.431 | 1032.35 | 1330805.7485 | 443315.16 | 201092.6823 | 0 | 1191594.2071
7889 | 1227.897 | 590.0866 | 590.0866 | 574.4261 | 574.4261 | 1112.6 | 671246.7211 | 206793.383 | 93803.7762 | 1260098.4617 | 498962.835
7890 | 1118.58 | 0 | 0 | 0 | 0 | 1461.55 | 0 | 0 | 0 | 2156975.7113 | 0
7891 | 1358.4 | 0 | 0 | 0 | 0 | 1650.9 | 0 | 0 | 0 | 4855867.0464 | 0
7892 | 1066.4 | 0 | 0 | 0 | 0 | 1555.45 | 0 | 0 | 0 | 3812055.8144 | 0
7893 | 1076 | 0 | 0 | 0 | 0 | 1500.25 | 0 | 0 | 0 | 3846372.896 | 0
7894 | 1006.4 | 321.0034 | 321.0034 | 312.4841 | 312.4841 | 1530.05 | 503216.4876 | 112494.2763 | 51028.6537 | 2480538.3887 | 143745.4863
7895 | 1079.2 | 621.2819 | 621.2819 | 604.7934 | 604.7934 | 1484.4 | 946373.9299 | 217725.6373 | 98762.7683 | 1695859.2431 | 305235.2
7896 | 1528 | 0 | 0 | 0 | 0 | 1394.35 | 0 | 0 | 0 | 2946466.848 | 0
7897 | 1220.8 | 0 | 0 | 0 | 0 | 1538.85 | 0 | 0 | 0 | 1528295.104 | 0
7898 | 923.2 | 0 | 0 | 0 | 0 | 1367.35 | 0 | 0 | 0 | 1155735.616 | 0
7899 | 1218.4 | 0 | 0 | 0 | 0 | 1468.2 | 0 | 0 | 0 | 1525290.592 | 0
7900 | 1200.8 | 0 | 0 | 0 | 0 | 1340.45 | 0 | 0 | 0 | 1503257.504 | 0
7901 | 896 | 0 | 0 | 0 | 0 | 1087 | 0 | 0 | 0 | 1121684.48 | 0
7902 | 1284 | 0 | 0 | 0 | 0 | 1400.15 | 0 | 0 | 0 | 1607413.92 | 0
7903 | 1092.491 | 318.067 | 318.067 | 309.6256 | 309.6256 | 1527.55 | 497767.5643 | 111465.2285 | 50561.8661 | 1509611.8098 | 143188.2562
7904 | 1306.162 | 1370.7683 | 1370.7683 | 1334.3889 | 1306.162 | 1593.45 | 2186889.8958 | 470218.32 | 213296.2546 | 0 | 531020.1611
7905 | 1409.71 | 1554.0465 | 1479.4381 | 1512.8029 | 1409.71 | 1836.35 | 2725969.848 | 507495.6 | 230205.643 | 0 | 230699.0415
7906 | 984.961 | 1650.0345 | 1033.6809 | 1606.2435 | 984.961 | 1763 | 1829132.0804 | 354585.96 | 160844.1313 | 0 | 233435.757
7907 | 1372.328 | 2740.8555 | 1440.2071 | 2668.1147 | 1372.328 | 1558.65 | 2263737.3773 | 494038.08 | 224101.1624 | 0 | 605676.9628
7908 | 1453.632 | 2956.1486 | 1525.5326 | 2877.694 | 1453.632 | 1496.9 | 2301081.6907 | 523307.52 | 237378.1056 | 0 | 731322.2592
7909 | 1182.818 | 3016.4119 | 1241.3234 | 2936.358 | 1182.818 | 1381.65 | 1720155.5323 | 425814.48 | 193154.1794 | 0 | 731395.5103
7910 | 1278.412 | 2253.4588 | 1341.6457 | 2193.6532 | 1278.412 | 1474.3 | 1983897.9508 | 460228.32 | 208764.6796 | 0 | 672061.1884
7911 | 1247.998 | 1711.2749 | 1309.7274 | 1665.8586 | 1247.998 | 1638.85 | 2153163.3309 | 449279.28 | 203798.0734 | 0 | 450714.4777
7912 | 1086.354 | 406.9124 | 406.9124 | 396.1131 | 396.1131 | 1764.35 | 735331.7607 | 142600.7302 | 64685.2757 | 1331002.4954 | 91369.5171
7913 | 1467.39 | 416.2683 | 416.2683 | 405.2208 | 405.2208 | 1896.65 | 808411.2236 | 145879.487 | 66172.5562 | 2048197.8683 | 40993.6741
7914 | 1410.488 | 0 | 0 | 0 | 0 | 1912.9 | 0 | 0 | 0 | 2719866.5782 | 0
7915 | 1142.4 | 0 | 0 | 0 | 0 | 1913.15 | 0 | 0 | 0 | 4083732.7104 | 0
7916 | 984.8 | 0 | 0 | 0 | 0 | 1860.9 | 0 | 0 | 0 | 3520360.6208 | 0
7917 | 1211.2 | 0 | 0 | 0 | 0 | 1828.6 | 0 | 0 | 0 | 4329671.7952 | 0
7918 | 1125.6 | 321.0034 | 321.0034 | 312.4841 | 312.4841 | 1837.85 | 602163.2943 | 112494.2763 | 51028.6537 | 2906642.1519 | 49597.4691
7919 | 1388.8 | 621.2819 | 621.2819 | 604.7934 | 604.7934 | 1821.1 | 1158720.0254 | 217725.6373 | 98762.7683 | 2802585.1247 | 105908.8
7920 | 985.6 | 0 | 0 | 0 | 0 | 1803.15 | 0 | 0 | 0 | 1900548.2496 | 0
7921 | 1293.6 | 0 | 0 | 0 | 0 | 1768.25 | 0 | 0 | 0 | 1619431.968 | 0
7922 | 1131.2 | 0 | 0 | 0 | 0 | 1658.35 | 0 | 0 | 0 | 1416126.656 | 0
7923 | 1264.8 | 0 | 0 | 0 | 0 | 1575.3 | 0 | 0 | 0 | 1583377.824 | 0
7924 | 774.4 | 0 | 0 | 0 | 0 | 1601.75 | 0 | 0 | 0 | 969455.872 | 0
7925 | 1108.8 | 0 | 0 | 0 | 0 | 1740.85 | 0 | 0 | 0 | 1388084.544 | 0
7926 | 734.4 | 0 | 0 | 0 | 0 | 1678.35 | 0 | 0 | 0 | 919380.672 | 0
7927 | 812.644 | 352.906 | 352.906 | 343.54 | 343.54 | 1762.45 | 634466.2831 | 123674.4143 | 56100.0885 | 904580.6725 | 79881.6511
7928 | 1161.248 | 1218.6865 | 1218.6865 | 1186.3432 | 1161.248 | 1635 | 1988358.04 | 418049.28 | 189631.7984 | 0 | 423855.52
7929 | 1243.412 | 1637.9961 | 1304.9145 | 1594.5246 | 1243.412 | 1766.35 | 2302209.4981 | 447628.32 | 203049.1796 | 0 | 290523.2138
7930 | 1326.775 | 2611.3644 | 1392.4019 | 2542.0602 | 1326.775 | 1846.1 | 2581915.9969 | 477639 | 216662.3575 | 0 | 204190.6725
7931 | 1621.135 | 2946.4316 | 1701.3207 | 2868.2349 | 1621.135 | 1625.25 | 2779401.3191 | 583608.6 | 264731.3455 | 0 | 607520.3413
7932 | 1251.306 | 3231.4153 | 1313.199 | 3145.6553 | 1251.306 | 1399.45 | 1846185.4136 | 450470.16 | 204338.2698 | 0 | 751471.8183
7933 | 1349.218 | 3214.5483 | 1415.954 | 3129.236 | 1349.218 | 1149.8 | 1633183.3676 | 485718.48 | 220327.2994 | 0 | 1147105.1436
7934 | 1331.273 | 2505.3298 | 1397.1214 | 2438.8398 | 1331.273 | 1399.85 | 1954884.9868 | 479258.28 | 217396.8809 | 0 | 798963.491
7935 | 1282.735 | 2030.915 | 1346.1825 | 1977.0156 | 1282.735 | 1607.1 | 2165160.7177 | 461784.6 | 209470.6255 | 0 | 503986.5815
7936 | 1437.172 | 715.3579 | 715.3579 | 696.3726 | 696.3726 | 1651.95 | 1206393.506 | 250694.1535 | 113717.6535 | 1428495.242 | 237245.4981
7937 | 1620.088 | 123.526 | 123.526 | 120.2476 | 120.2476 | 1795.25 | 226079.3325 | 43289.1527 | 19636.4407 | 2892166.1512 | 24099.894
7938 | 1488.651 | 0 | 0 | 0 | 0 | 1912.9 | 0 | 0 | 0 | 2870589.5417 | 0
7939 | 1304.8 | 0 | 0 | 0 | 0 | 1913.15 | 0 | 0 | 0 | 4664263.3408 | 0
7940 | 1217.6 | 0 | 0 | 0 | 0 | 1851.55 | 0 | 0 | 0 | 4352549.8496 | 0
7941 | 1169.6 | 0 | 0 | 0 | 0 | 1826.6 | 0 | 0 | 0 | 4180964.4416 | 0
7942 | 1280 | 321.0034 | 321.0034 | 312.4841 | 312.4841 | 1837.35 | 601002.6668 | 112494.2763 | 51028.6537 | 3458575.2143 | 49750.4061
7943 | 1238.4 | 621.2819 | 621.2819 | 604.7934 | 604.7934 | 1821.1 | 1156294.8726 | 217725.6373 | 98762.7683 | 2264950.8463 | 105908.8
7944 | 1456 | 0 | 0 | 0 | 0 | 1803.15 | 0 | 0 | 0 | 2807628.096 | 0
7945 | 1352 | 0 | 0 | 0 | 0 | 1717.35 | 0 | 0 | 0 | 1692541.76 | 0
7946 | 1226.4 | 0 | 0 | 0 | 0 | 1592 | 0 | 0 | 0 | 1535305.632 | 0
7947 | 1184 | 0 | 0 | 0 | 0 | 1507.8 | 0 | 0 | 0 | 1482225.92 | 0
7948 | 1292 | 0 | 0 | 0 | 0 | 1506.95 | 0 | 0 | 0 | 1617428.96 | 0
7949 | 1500 | 0 | 0 | 0 | 0 | 1508.35 | 0 | 0 | 0 | 1877820 | 0
7950 | 1428.8 | 0 | 0 | 0 | 0 | 1520.55 | 0 | 0 | 0 | 1788686.144 | 0
7951 | 1297.339 | 361.2565 | 361.2565 | 351.669 | 351.669 | 1540.5 | 566479.1158 | 126600.8381 | 57427.5468 | 1823550.6021 | 158173.685
7952 | 1310.033 | 1331.1826 | 1331.1826 | 1295.8537 | 1295.8537 | 1646.35 | 2229637.0412 | 466507.3359 | 211612.911 | 27342.1501 | 448584.5133
7953 | 994.134 | 1588.3775 | 1043.3066 | 1546.2229 | 994.134 | 1835.2 | 1907331.2299 | 357888.24 | 162342.0822 | 0 | 163833.2832
7954 | 1147.17 | 2186.6206 | 1203.9121 | 2128.5889 | 1147.17 | 1816.6 | 2185674.1978 | 412981.2 | 187332.861 | 0 | 210390.978
7955 | 1266.559 | 2899.2499 | 1329.2064 | 2822.3054 | 1266.559 | 1229.5 | 1637846.4773 | 455961.24 | 206829.0847 | 0 | 975883.7095
7956 | 1524.5 | 3367.3963 | 1599.9059 | 3278.0274 | 1524.5 | 356.45 | 570896.4741 | 548820 | 248950.85 | 0 | 2505591.975
7957 | 1553.979 | 3002.7038 | 1630.843 | 2923.0137 | 1553.979 | 338.65 | 551878.9814 | 559432.44 | 253764.7707 | 0 | 2581703.0116
7958 | 1388.914 | 2300.3509 | 1457.6134 | 2239.3008 | 1388.914 | 753.85 | 1099134.9587 | 500009.04 | 226809.6562 | 0 | 1730795.1811
7959 | 1652.723 | 1215.6105 | 1215.6105 | 1183.3489 | 1183.3489 | 1585.3 | 1971345.8207 | 426005.5862 | 193240.8673 | 905101.6822 | 480354.0599
7960 | 1570.274 | 1285.8752 | 1285.8752 | 1251.7487 | 1251.7487 | 1763.5 | 2316775.664 | 450629.5467 | 204410.5694 | 614217.3537 | 289776.355
7961 | 1459.662 | 687.7454 | 687.7454 | 669.4931 | 669.4931 | 1875.3 | 1317079.7769 | 241017.4994 | 109328.2157 | 1523695.4216 | 81719.7757
7962 | 1449.583 | 0 | 0 | 0 | 0 | 1912.4 | 0 | 0 | 0 | 2795254.0922 | 0
7963 | 1372.8 | 0 | 0 | 0 | 0 | 1913.15 | 0 | 0 | 0 | 4907342.6688 | 0
7964 | 1579.2 | 0 | 0 | 0 | 0 | 1843.65 | 0 | 0 | 0 | 5645159.9232 | 0
7965 | 1569.6 | 0 | 0 | 0 | 0 | 1621.7 | 0 | 0 | 0 | 5610842.8416 | 0
7966 | 1548.8 | 321.0034 | 321.0034 | 312.4841 | 312.4841 | 1726 | 566424.0166 | 112494.2763 | 51028.6537 | 4419453.4991 | 83809.476
7967 | 1433.6 | 621.2819 | 621.2819 | 604.7934 | 604.7934 | 1787.15 | 1138346.4448 | 217725.6373 | 98762.7683 | 2962731.5055 | 126007.2
7968 | 1310.4 | 0 | 0 | 0 | 0 | 1762.75 | 0 | 0 | 0 | 2526865.2864 | 0
7969 | 1088 | 0 | 0 | 0 | 0 | 1613.8 | 0 | 0 | 0 | 1362045.44 | 0
7970 | 1392 | 0 | 0 | 0 | 0 | 1672 | 0 | 0 | 0 | 1742616.96 | 0
7971 | 1436.8 | 0 | 0 | 0 | 0 | 1557.4 | 0 | 0 | 0 | 1798701.184 | 0
7972 | 1538.4 | 0 | 0 | 0 | 0 | 1505.7 | 0 | 0 | 0 | 1925892.192 | 0
7973 | 1468 | 0 | 0 | 0 | 0 | 1505.85 | 0 | 0 | 0 | 1837759.84 | 0
7974 | 1324 | 0 | 0 | 0 | 0 | 1513.45 | 0 | 0 | 0 | 1657489.12 | 0
7975 | 916 | 23.7388 | 23.7388 | 23.1088 | 23.1088 | 1528.8 | 36940.1311 | 8319.1789 | 3773.672 | 1721776.3288 | 10658.544
7976 | 1538.833 | 395.2088 | 395.2088 | 384.7201 | 384.7201 | 1577.6 | 634991.6943 | 138499.2499 | 62824.7986 | 2225494.2963 | 159068.2368
7977 | 1337.062 | 996.5561 | 996.5561 | 970.1081 | 970.1081 | 1608.05 | 1637402.4327 | 349238.9101 | 158418.65 | 707603.1083 | 372190.6247
7978 | 1341.153 | 1407.4901 | 1407.4901 | 1370.136 | 1341.153 | 1573.55 | 2222256.1851 | 482815.08 | 219010.2849 | 0 | 571934.6968
7979 | 1403.197 | 1472.6029 | 1472.6029 | 1433.5208 | 1403.197 | 1050.25 | 1555818.5349 | 505150.92 | 229142.0701 | 0 | 1332686.3507
7980 | 1495.022 | 2090.1655 | 1568.9688 | 2034.6937 | 1495.022 | 1040.45 | 1636969.0406 | 538207.92 | 244137.0926 | 0 | 1434548.3601
7981 | 1415.791 | 1825.0482 | 1485.8199 | 1776.6124 | 1415.791 | 1023.15 | 1518152.5518 | 509684.76 | 231198.6703 | 0 | 1383015.4383
7982 | 1603.039 | 1790.0203 | 1682.3296 | 1742.5141 | 1603.039 | 1412.3 | 2365914.002 | 577094.04 | 261776.2687 | 0 | 942106.0203
7983 | 1305.477 | 1731.6785 | 1370.0494 | 1685.7207 | 1305.477 | 1584.05 | 2163385.8518 | 469971.72 | 213184.3941 | 0 | 543013.1582
7984 | 1797.5 | 452.119 | 452.119 | 440.12 | 440.12 | 1618.2 | 745687.0082 | 158443.2125 | 71871.6017 | 2617457.505 | 164483.258
7985 | 1690.399 | 12.3312 | 12.3312 | 12.0039 | 12.0039 | 1857.75 | 23372.1834 | 4321.4126 | 1960.2408 | 3236476.0798 | 1671.4375
7986 | 1741.499 | 0 | 0 | 0 | 0 | 1692.05 | 0 | 0 | 0 | 3358160.3857 | 0
7987 | 1718.4 | 0 | 0 | 0 | 0 | 1886.55 | 0 | 0 | 0 | 6142757.6064 | 0
7988 | 1222.4 | 0 | 0 | 0 | 0 | 1566.95 | 0 | 0 | 0 | 4369708.3904 | 0
7989 | 1288 | 0 | 0 | 0 | 0 | 1401.65 | 0 | 0 | 0 | 4604208.448 | 0
7990 | 1320.8 | 321.0034 | 321.0034 | 312.4841 | 312.4841 | 1691.5 | 552869.5023 | 112494.2763 | 51028.6537 | 3604422.8111 | 94362.129
7991 | 1376 | 621.2819 | 621.2819 | 604.7934 | 604.7934 | 1551.1 | 983323.3668 | 217725.6373 | 98762.7683 | 2756829.0159 | 265748.8
7992 | 1328.8 | 0 | 0 | 0 | 0 | 1503.7 | 0 | 0 | 0 | 2562346.3008 | 0
7993 | 1398.4 | 0 | 0 | 0 | 0 | 1364.35 | 0 | 0 | 0 | 2696557.0944 | 0
7994 | 1504 | 0 | 0 | 0 | 0 | 1416.1 | 0 | 0 | 0 | 2900187.264 | 0
7995 | 1284 | 0 | 0 | 0 | 0 | 1486.05 | 0 | 0 | 0 | 2475957.744 | 0
7996 | 1360.8 | 0 | 0 | 0 | 0 | 1317.45 | 0 | 0 | 0 | 2624052.4128 | 0
7997 | 1429.6 | 0 | 0 | 0 | 0 | 1239.1 | 0 | 0 | 0 | 2756720.5536 | 0
7998 | 1222.4 | 0 | 0 | 0 | 0 | 1174.35 | 0 | 0 | 0 | 2357173.4784 | 0
7999 | 1190.56 | 147.0696 | 147.0696 | 143.1665 | 143.1665 | 1372.05 | 205666.7768 | 51539.9246 | 23379.0825 | 2019705.7268 | 87999.6571
8000 | 1232.152 | 1061.0488 | 1061.0488 | 1032.8891 | 1032.8891 | 1610 | 1739889.9227 | 371840.0817 | 168670.7926 | 384241.8078 | 394305.6
8001 | 1245.954 | 1307.5823 | 1307.5823 | 1272.8797 | 1245.954 | 1816.8 | 2375805.1084 | 448543.44 | 203464.2882 | 0 | 228258.7728
8002 | 1352.375 | 1958.2575 | 1419.2671 | 1906.2864 | 1352.375 | 1719.6 | 2441198.6776 | 486855 | 220842.8375 | 0 | 379205.95
8003 | 1036.347 | 3150.8008 | 1087.6075 | 3067.1803 | 1036.347 | 1255.95 | 1368978.3437 | 373084.92 | 169235.4651 | 0 | 771093.9853
8004 | 1453.973 | 2915.4777 | 1525.8904 | 2838.1025 | 1453.973 | 1143.25 | 1746100.6236 | 523430.28 | 237433.7909 | 0 | 1245691.3677
8005 | 1380.768 | 3010.9473 | 1449.0645 | 2931.0384 | 1380.768 | 1023.15 | 1474469.7437 | 497076.48 | 225479.4144 | 0 | 1348803.2208
8006 | 1648.157 | 2400.0131 | 1729.6793 | 2336.3181 | 1648.157 | 1310.9 | 2260837.5936 | 593336.52 | 269144.0381 | 0 | 1135744.9887
8007 | 1281.294 | 1847.2737 | 1344.6703 | 1798.2481 | 1281.294 | 1619.7 | 2171628.008 | 461265.84 | 209235.3102 | 0 | 487276.1082
8008 | 1404.316 | 644.7091 | 644.7091 | 627.5988 | 627.5988 | 1784.35 | 1171658.3258 | 225935.5856 | 102486.892 | 1497756.1098 | 132478.755
8009 | 1308.225 | 260.2458 | 260.2458 | 253.339 | 253.339 | 1900.25 | 503894.4713 | 91202.033 | 41370.2555 | 2034153.5894 | 24736.005
8010 | 1254.291 | 0 | 0 | 0 | 0 | 1912.4 | 0 | 0 | 0 | 2418669.404 | 0
8011 | 1336 | 0 | 0 | 0 | 0 | 1913.15 | 0 | 0 | 0 | 2576230.176 | 0
8012 | 854.4 | 0 | 0 | 0 | 0 | 1635.4 | 0 | 0 | 0 | 1647553.1904 | 0
8013 | 1313.6 | 0 | 0 | 0 | 0 | 1306.2 | 0 | 0 | 0 | 2533035.8976 | 0
8014 | 1232 | 0 | 0 | 0 | 0 | 1370.85 | 0 | 0 | 0 | 2375685.312 | 0
8015 | 1172.8 | 0 | 0 | 0 | 0 | 1221.4 | 0 | 0 | 0 | 2261529.0048 | 0
8016 | 1341.6 | 0 | 0 | 0 | 0 | 1208.05 | 0 | 0 | 0 | 2587028.7456 | 0
8017 | 1092 | 0 | 0 | 0 | 0 | 1634.4 | 0 | 0 | 0 | 1367052.96 | 0
8018 | 1248 | 0 | 0 | 0 | 0 | 1543.1 | 0 | 0 | 0 | 1562346.24 | 0
8019 | 1142.4 | 0 | 0 | 0 | 0 | 1580.15 | 0 | 0 | 0 | 1430147.712 | 0
8020 | 1088.8 | 0 | 0 | 0 | 0 | 1578.75 | 0 | 0 | 0 | 1363046.944 | 0
8021 | 978.4 | 0 | 0 | 0 | 0 | 1579.5 | 0 | 0 | 0 | 1224839.392 | 0
8022 | 1040.8 | 0 | 0 | 0 | 0 | 1583.8 | 0 | 0 | 0 | 1302956.704 | 0
8023 | 858.4 | 112.3072 | 112.3072 | 109.3266 | 109.3266 | 1728.3 | 198506.8143 | 39357.5867 | 17853.0387 | 1444450.1648 | 29075.7038
8024 | 1146.178 | 1077.7888 | 1077.7888 | 1049.1848 | 1049.1848 | 1801.5 | 1985950.5392 | 377706.5372 | 171331.882 | 187033.4904 | 203857.7135
8025 | 1191.895 | 1250.8493 | 1250.8493 | 1217.6525 | 1191.895 | 1848.25 | 2317970.022 | 429082.2 | 194636.4535 | 0 | 180870.0663
8026 | 1166.901 | 1224.6191 | 1224.6191 | 1192.1184 | 1166.901 | 1808.05 | 2222384.1547 | 420084.36 | 190554.9333 | 0 | 223986.6469
8027 | 1126.266 | 2068.0576 | 1181.9742 | 2013.1724 | 1126.266 | 1620.1 | 1920262.881 | 405455.76 | 183919.2378 | 0 | 427868.4534
8028 | 1448.14 | 2713.1833 | 1519.7689 | 2641.1769 | 1448.14 | 1546 | 2346905.6599 | 521330.4 | 236481.262 | 0 | 657455.56
8029 | 920.542 | 2622.8476 | 966.0745 | 2553.2387 | 920.542 | 1377.9 | 1325485.1984 | 331395.12 | 150324.5086 | 0 | 572669.1782
8030 | 997.387 | 2295.1644 | 1046.7205 | 2234.252 | 997.387 | 1601.65 | 1670786.9874 | 359059.32 | 162873.2971 | 0 | 397309.1115
8031 | 860.713 | 1858.6698 | 903.2862 | 1809.3417 | 860.713 | 1694.7 | 1526281.3604 | 309856.68 | 140554.4329 | 0 | 262775.6789
8032 | 234.947 | 864.3375 | 246.5681 | 841.3984 | 234.947 | 1837.8 | 451723.8239 | 84580.92 | 38366.8451 | 0 | 38108.4034
8033 | 183.063 | 647.275 | 192.1178 | 630.0967 | 183.063 | 1861.1 | 356513.0365 | 65902.68 | 29894.1879 | 0 | 25427.4507
8034 | 137.552 | 144.3557 | 144.3557 | 140.5246 | 137.552 | 1759.4 | 253229.0451 | 49518.72 | 22462.2416 | 0 | 33095.0112
8035 | 148 | 155.3205 | 155.3205 | 151.1984 | 148 | 1843.75 | 286012.4731 | 53280 | 24168.4 | 0 | 23125
8036 | 100.8 | 105.7858 | 105.7858 | 102.9783 | 100.8 | 1649.6 | 174412.6727 | 36288 | 16460.64 | 0 | 35320.32
8037 | 96 | 100.7484 | 100.7484 | 98.0746 | 96 | 1673.95 | 168117.9094 | 34560 | 15676.8 | 0 | 31300.8
8038 | 102.4 | 107.465 | 107.465 | 104.6129 | 102.4 | 1783.9 | 190974.4955 | 36864 | 16721.92 | 0 | 22128.64
8039 | 91.2 | 95.711 | 95.711 | 93.1709 | 91.2 | 1789.1 | 171060.0075 | 32832 | 14892.96 | 0 | 19234.08
8040 | 100 | 104.9463 | 104.9463 | 102.1611 | 100 | 1773.4 | 185930.4465 | 36000 | 16330 | 0 | 22660
8041 | 89.6 | 0 | 0 | 0 | 0 | 1566.4 | 0 | 0 | 0 | 112168.448 | 0
8042 | 96 | 0 | 0 | 0 | 0 | 1531.2 | 0 | 0 | 0 | 120180.48 | 0
8043 | 89.6 | 0 | 0 | 0 | 0 | 1527.5 | 0 | 0 | 0 | 112168.448 | 0
8044 | 89.6 | 0 | 0 | 0 | 0 | 1537.55 | 0 | 0 | 0 | 112168.448 | 0
8045 | 91.2 | 31.402 | 31.402 | 30.5686 | 30.5686 | 1566.6 | 50148.2341 | 11004.707 | 4991.8574 | 75903.1989 | 12968.1948
8046 | 92 | 96.5506 | 96.5506 | 93.9882 | 92 | 1567.5 | 150771.4876 | 33120 | 15023.6 | 0 | 39790
8047 | 72.8 | 76.4009 | 76.4009 | 74.3732 | 72.8 | 1568.9 | 119316.3068 | 26208 | 11888.24 | 0 | 31384.08
8048 | 89.61 | 445.6155 | 94.0424 | 433.7891 | 89.61 | 1578.15 | 147835.0654 | 32259.6 | 14633.313 | 0 | 37801.9785
8049 | 636.197 | 1897.2795 | 667.664 | 1846.9268 | 636.197 | 1547.05 | 1032072.0672 | 229030.92 | 103890.9701 | 0 | 288165.4312
8050 | 1258.648 | 3450.4822 | 1320.9041 | 3358.9083 | 1258.648 | 1417.4 | 1875785.2532 | 453113.28 | 205537.2184 | 0 | 733288.3248
8051 | 1251.361 | 3927.2626 | 1313.2567 | 3823.0352 | 1251.361 | 1213.3 | 1599796.3221 | 450489.96 | 204347.2513 | 0 | 984445.6987
8052 | 1077.291 | 4111.9743 | 1130.5767 | 4002.8448 | 1077.291 | 1145.6 | 1299142.4711 | 387824.76 | 175921.6203 | 0 | 920437.4304
8053 | 1356.354 | 3424.6969 | 1423.4429 | 3333.8074 | 1356.354 | 1049.25 | 1498304.2373 | 488287.44 | 221492.6082 | 0 | 1289553.5655
8054 | 1104.063 | 3494.5062 | 1158.6729 | 3401.7639 | 1104.063 | 1020.35 | 1181595.07 | 397462.68 | 180293.4879 | 0 | 1081595.318
8055 | 1125.992 | 2462.7311 | 1181.6866 | 2397.3716 | 1125.992 | 1153.6 | 1355916.644 | 405357.12 | 183874.4936 | 0 | 953039.6288
8056 | 1050.113 | 601.4534 | 601.4534 | 585.4911 | 585.4911 | 1433.15 | 875164.4201 | 210776.8059 | 95610.7011 | 895937.7906 | 324865.1361
8057 | 951.408 | 364.8468 | 364.8468 | 355.1639 | 355.1639 | 1601.7 | 593211.8562 | 127859.0127 | 57998.2688 | 1149746.9911 | 138469.3933
8058 | 1136.61 | 0 | 0 | 0 | 0 | 1654.95 | 0 | 0 | 0 | 2191743.2488 | 0
8059 | 1047.2 | 0 | 0 | 0 | 0 | 1779.3 | 0 | 0 | 0 | 3743421.6512 | 0
8060 | 1128.8 | 0 | 0 | 0 | 0 | 1719.05 | 0 | 0 | 0 | 4035116.8448 | 0
8061 | 778.4 | 0 | 0 | 0 | 0 | 1698.45 | 0 | 0 | 0 | 2782543.3664 | 0
8062 | 1089.6 | 321.0034 | 321.0034 | 312.4841 | 312.4841 | 1703.25 | 557578.1608 | 112494.2763 | 51028.6537 | 2777953.0959 | 90768.1095
8063 | 952.8 | 621.2819 | 621.2819 | 604.7934 | 604.7934 | 1675.6 | 1063747.8026 | 217725.6373 | 98762.7683 | 1244017.6687 | 192044.8
8064 | 999.2 | 0 | 0 | 0 | 0 | 1566.1 | 0 | 0 | 0 | 1926773.3472 | 0
8065 | 960 | 0 | 0 | 0 | 0 | 1643.35 | 0 | 0 | 0 | 1201804.8 | 0
8066 | 1305.6 | 0 | 0 | 0 | 0 | 1566.8 | 0 | 0 | 0 | 1634454.528 | 0
8067 | 1168.8 | 0 | 0 | 0 | 0 | 1573.1 | 0 | 0 | 0 | 1463197.344 | 0
8068 | 1358.4 | 0 | 0 | 0 | 0 | 1572.15 | 0 | 0 | 0 | 1700553.792 | 0
8069 | 1282.4 | 0 | 0 | 0 | 0 | 1553.65 | 0 | 0 | 0 | 1605410.912 | 0
8070 | 1162.4 | 0 | 0 | 0 | 0 | 1580.7 | 0 | 0 | 0 | 1455185.312 | 0
8071 | 1039.2 | 387.7807 | 387.7807 | 377.4892 | 377.4892 | 1660.7 | 651939.8906 | 135896.1045 | 61643.983 | 1275987.5629 | 125372.7072
8072 | 1081.05 | 1134.5217 | 1134.5217 | 1104.4121 | 1081.05 | 1735.6 | 1952001.2148 | 389178 | 176535.465 | 0 | 285829.62
8073 | 811.981 | 2208.2469 | 852.1448 | 2149.6412 | 811.981 | 1757.45 | 1487933.0058 | 292313.16 | 132596.4973 | 0 | 196945.9915
8074 | 1146.669 | 3461.3809 | 1203.3863 | 3369.5178 | 1146.669 | 1762.75 | 2108756.8378 | 412800.84 | 187251.0477 | 0 | 272047.2202
8075 | 1380.393 | 3921.9282 | 1448.671 | 3817.8423 | 1380.393 | 1650.9 | 2381530.7323 | 496941.48 | 225418.1769 | 0 | 481895.1963
8076 | 1173.817 | 4104.9492 | 1231.8772 | 3996.0061 | 1173.817 | 1616.55 | 1984495.4457 | 422574.12 | 191684.3161 | 0 | 450100.1287
8077 | 1141.587 | 4009.9225 | 1198.053 | 3903.5013 | 1141.587 | 1594.2 | 1902568.9803 | 410971.32 | 186421.1571 | 0 | 463256.0046
8078 | 1217.119 | 3641.9242 | 1277.321 | 3545.2695 | 1217.119 | 1639.2 | 2078594.5491 | 438162.84 | 198755.5327 | 0 | 439136.5352
8079 | 1621.666 | 3003.8152 | 1701.878 | 2924.0956 | 1621.666 | 1775.15 | 3000208.7574 | 583799.76 | 264818.0578 | 0 | 364631.6001
8080 | 617.579 | 2088.3395 | 648.1261 | 2032.9161 | 617.579 | 1888.2 | 1214920.1815 | 222328.44 | 100850.6507 | 0 | 69045.3322
8081 | 1446.565 | 861.6225 | 861.6225 | 838.7555 | 838.7555 | 1908.65 | 1667457.6665 | 301951.991 | 136968.7781 | 1172048.7249 | 74999.5375
8082 | 1314.233 | 0 | 0 | 0 | 0 | 1927.95 | 0 | 0 | 0 | 2534256.5216 | 0
8083 | 1122.4 | 0 | 0 | 0 | 0 | 1933.9 | 0 | 0 | 0 | 4012238.7904 | 0
8084 | 976.8 | 0 | 0 | 0 | 0 | 1876.3 | 0 | 0 | 0 | 3491763.0528 | 0
8085 | 1206.4 | 0 | 0 | 0 | 0 | 1861.9 | 0 | 0 | 0 | 4312513.2544 | 0
8086 | 1304 | 321.0034 | 321.0034 | 312.4841 | 312.4841 | 1844.05 | 600539.9463 | 112494.2763 | 51028.6537 | 3544367.9183 | 47701.0503
8087 | 1134.4 | 621.2819 | 621.2819 | 604.7934 | 604.7934 | 1823.1 | 1149656.0484 | 217725.6373 | 98762.7683 | 1893182.4623 | 104724.8
8088 | 949.6 | 0 | 0 | 0 | 0 | 1797.35 | 0 | 0 | 0 | 1831128.8736 | 0
8089 | 1222.4 | 0 | 0 | 0 | 0 | 1742.65 | 0 | 0 | 0 | 1530298.112 | 0
8090 | 851.2 | 0 | 0 | 0 | 0 | 1696.05 | 0 | 0 | 0 | 1065600.256 | 0
8091 | 1256.8 | 0 | 0 | 0 | 0 | 1693.4 | 0 | 0 | 0 | 1573362.784 | 0
8092 | 1092.8 | 0 | 0 | 0 | 0 | 1692.45 | 0 | 0 | 0 | 1368054.464 | 0
8093 | 1028.8 | 0 | 0 | 0 | 0 | 1693.95 | 0 | 0 | 0 | 1287934.144 | 0
8094 | 1088.8 | 0 | 0 | 0 | 0 | 1701 | 0 | 0 | 0 | 1363046.944 | 0
8095 | 1353.6 | 371.1267 | 371.1267 | 361.2772 | 361.2772 | 1716.95 | 645862.1287 | 130059.807 | 58996.5736 | 1913511.852 | 100096.3867
8096 | 697.26 | 766.5213 | 731.7484 | 746.1782 | 697.26 | 1785.4 | 1296830.0878 | 251013.6 | 113862.558 | 0 | 149631.996
8097 | 894.813 | 2309.3952 | 939.0729 | 2248.1051 | 894.813 | 1861.75 | 1737843.0563 | 322132.68 | 146122.9629 | 0 | 123707.8972
8098 | 1264.732 | 3485.2499 | 1327.2891 | 3392.7533 | 1264.732 | 1875.95 | 2475504.235 | 455303.52 | 206530.7356 | 0 | 156890.0046
8099 | 1241.914 | 3904.441 | 1303.3424 | 3800.8192 | 1241.914 | 1880.9 | 2450869.8409 | 447089.04 | 202804.5562 | 0 | 147911.9574
8100 | 1308.586 | 4041.8461 | 1373.3122 | 3934.5777 | 1308.586 | 1865.85 | 2556884.3729 | 471090.96 | 213692.0938 | 0 | 175546.8119
8101 | 1086.618 | 3915.4939 | 1140.3651 | 3811.5788 | 1086.618 | 1788.5 | 2034770.2998 | 391182.48 | 177444.7194 | 0 | 229819.707
8102 | 1312.456 | 3565.2315 | 1377.3736 | 3470.6122 | 1312.456 | 1857.8 | 2551675.0287 | 472484.16 | 214324.0648 | 0 | 186631.2432
8103 | 1471.833 | 2975.8365 | 1544.6338 | 2896.8594 | 1471.833 | 1888.35 | 2902649.0852 | 529859.88 | 240350.3289 | 0 | 164330.1544
8104 | 1659.084 | 2010.6005 | 1741.1468 | 1957.2403 | 1659.084 | 1899.6 | 3285689.6256 | 597270.24 | 270928.4172 | 0 | 166572.0336
8105 | 1382.135 | 721.4899 | 721.4899 | 702.3419 | 702.3419 | 1914.35 | 1400661.9711 | 252843.0908 | 114692.4354 | 1310855.8748 | 58883.0903
8106 | 1357.739 | 0 | 0 | 0 | 0 | 1922.25 | 0 | 0 | 0 | 2618149.8375 | 0
8107 | 1292 | 0 | 0 | 0 | 0 | 1928.2 | 0 | 0 | 0 | 4618507.232 | 0
8108 | 1217.6 | 0 | 0 | 0 | 0 | 1830.75 | 0 | 0 | 0 | 4352549.8496 | 0
8109 | 1288 | 0 | 0 | 0 | 0 | 1798.2 | 0 | 0 | 0 | 4604208.448 | 0
8110 | 1356 | 321.0034 | 321.0034 | 312.4841 | 312.4841 | 1844.05 | 600620.8658 | 112494.2763 | 51028.6537 | 3730252.1103 | 47701.0503
8111 | 968.8 | 621.2819 | 621.2819 | 604.7934 | 604.7934 | 1817.4 | 1145215.421 | 217725.6373 | 98762.7683 | 1301212.8047 | 108099.2
8112 | 1264 | 0 | 0 | 0 | 0 | 1796.65 | 0 | 0 | 0 | 2437391.424 | 0
8113 | 1316.8 | 0 | 0 | 0 | 0 | 1742.65 | 0 | 0 | 0 | 1648475.584 | 0
8114 | 1169.6 | 0 | 0 | 0 | 0 | 1696.05 | 0 | 0 | 0 | 1464198.848 | 0
8115 | 1160.8 | 0 | 0 | 0 | 0 | 1667.1 | 0 | 0 | 0 | 1453182.304 | 0
8116 | 1196 | 0 | 0 | 0 | 0 | 1666.15 | 0 | 0 | 0 | 1497248.48 | 0
8117 | 840 | 0 | 0 | 0 | 0 | 1680.8 | 0 | 0 | 0 | 1051579.2 | 0
8118 | 1152.8 | 0 | 0 | 0 | 0 | 1701 | 0 | 0 | 0 | 1443167.264 | 0
8119 | 706.4 | 349.7481 | 349.7481 | 340.466 | 340.466 | 1716.95 | 608380.6095 | 122567.7649 | 55598.1 | 705636.3611 | 94330.3752
8120 | 959.437 | 1006.8933 | 1006.8933 | 980.1709 | 959.437 | 1785.4 | 1782729.1565 | 345397.32 | 156676.0621 | 0 | 205895.1802
8121 | 900.079 | 2231.2679 | 944.5993 | 2172.0513 | 900.079 | 1856.05 | 1742377.0304 | 324028.44 | 146982.9007 | 0 | 129566.3721
8122 | 1146.42 | 3390.7332 | 1203.125 | 3300.745 | 1146.42 | 1812.25 | 2175024.3008 | 412711.2 | 187210.386 | 0 | 215240.355
8123 | 1422.593 | 3819.2026 | 1492.9583 | 3717.843 | 1422.593 | 1660.9 | 2474250.2821 | 512133.48 | 232309.4369 | 0 | 482401.2863
8124 | 1547.461 | 4007.2904 | 1624.0026 | 3900.9391 | 1547.461 | 1750.75 | 2837147.6464 | 557085.96 | 252700.3813 | 0 | 385704.6543
8125 | 1494.729 | 3798.9994 | 1568.6623 | 3698.176 | 1494.729 | 1748.85 | 2733620.4463 | 538102.44 | 244089.2457 | 0 | 375401.1884
8126 | 1257.696 | 3579.5672 | 1319.905 | 3484.5674 | 1257.696 | 1863.5 | 2453033.3813 | 452770.56 | 205381.7568 | 0 | 171675.504
8127 | 1228.071 | 2472.5131 | 1288.8147 | 2406.894 | 1228.071 | 1888.35 | 2424941.2009 | 442105.56 | 200543.9943 | 0 | 137114.1272
8128 | 1769.154 | 1925.2792 | 1856.6611 | 1874.1833 | 1769.154 | 1899.6 | 3507166.1976 | 636895.44 | 288902.8482 | 0 | 177623.0616
8129 | 1953.371 | 756.4065 | 756.4065 | 736.3319 | 736.3319 | 1914.35 | 1470202.462 | 265079.4923 | 120243.003 | 2346835.9246 | 61732.7514
8130 | 1544.713 | 0 | 0 | 0 | 0 | 1927.95 | 0 | 0 | 0 | 2978694.7933 | 0
8131 | 1589.6 | 0 | 0 | 0 | 0 | 1933.9 | 0 | 0 | 0 | 5682336.7616 | 0
8132 | 1320 | 0 | 0 | 0 | 0 | 1881.3 | 0 | 0 | 0 | 4718598.72 | 0
8133 | 1744 | 0 | 0 | 0 | 0 | 1856.2 | 0 | 0 | 0 | 6234269.824 | 0
8134 | 1516.8 | 321.0034 | 321.0034 | 312.4841 | 312.4841 | 1844.05 | 601626.5385 | 112494.2763 | 51028.6537 | 4305063.2271 | 47701.0503
8135 | 1599.2 | 621.2819 | 621.2819 | 604.7934 | 604.7934 | 1823.1 | 1151074.2356 | 217725.6373 | 98762.7683 | 3554701.1631 | 104724.8
8136 | 1542.4 | 0 | 0 | 0 | 0 | 1802.35 | 0 | 0 | 0 | 2974234.5984 | 0
8137 | 1434.4 | 0 | 0 | 0 | 0 | 1766.15 | 0 | 0 | 0 | 1795696.672 | 0
8138 | 1324 | 0 | 0 | 0 | 0 | 1696.05 | 0 | 0 | 0 | 1657489.12 | 0
8139 | 1325.6 | 0 | 0 | 0 | 0 | 1680.25 | 0 | 0 | 0 | 1659492.128 | 0
8140 | 1516.8 | 0 | 0 | 0 | 0 | 1666.45 | 0 | 0 | 0 | 1898851.584 | 0
8141 | 1291.2 | 0 | 0 | 0 | 0 | 1667.65 | 0 | 0 | 0 | 1616427.456 | 0
8142 | 1542.4 | 0 | 0 | 0 | 0 | 1730 | 0 | 0 | 0 | 1930899.712 | 0
8143 | 1000.8 | 353.3436 | 353.3436 | 343.9661 | 343.9661 | 1795.25 | 642465.3244 | 123827.7784 | 56169.6562 | 1266583.4128 | 68937.2775
8144 | 828.43 | 985.5336 | 869.4064 | 959.3781 | 828.43 | 1824.55 | 1575749.3103 | 298234.8 | 135282.619 | 0 | 145348.0435
8145 | 1062.166 | 2266.8919 | 1114.7047 | 2206.7298 | 1062.166 | 1856.05 | 2056285.3276 | 382379.76 | 173451.7078 | 0 | 152898.7957
8146 | 1354.15 | 3416.6539 | 1421.1299 | 3325.9777 | 1354.15 | 1870.25 | 2649087.0815 | 487494 | 221132.695 | 0 | 175700.9625
8147 | 1544.599 | 3829.4863 | 1620.999 | 3727.8538 | 1544.599 | 1791.2 | 2891739.9939 | 556055.64 | 252233.0167 | 0 | 322512.2712
8148 | 1620.767 | 4001.2413 | 1700.9345 | 3895.0506 | 1620.767 | 1696.7 | 2878390.4694 | 583476.12 | 264671.2511 | 0 | 491578.6311
8149 | 936.447 | 3807.7351 | 982.7662 | 3706.6799 | 936.447 | 1418.7 | 1387777.821 | 337120.92 | 152921.7951 | 0 | 544356.6411
8150 | 1379.589 | 2431.837 | 1447.8272 | 2367.2974 | 1379.589 | 1719.35 | 2475870.9504 | 496652.04 | 225286.8837 | 0 | 387181.6529
8151 | 1282.753 | 2332.6943 | 1346.2014 | 2270.7858 | 1282.753 | 1870.6 | 2509039.2484 | 461791.08 | 209473.5649 | 0 | 165988.2382
8152 | 1281.053 | 1583.9583 | 1344.4173 | 1541.9209 | 1281.053 | 1893.9 | 2539446.5487 | 461179.08 | 209195.9549 | 0 | 135919.7233
8153 | 1015.736 | 725.7244 | 725.7244 | 706.4641 | 706.4641 | 1914.35 | 1411926.4128 | 254327.0823 | 115365.5904 | 596373.9194 | 59228.688
8154 | 1172.039 | 0 | 0 | 0 | 0 | 1927.95 | 0 | 0 | 0 | 2260061.5563 | 0
8155 | 1207.2 | 0 | 0 | 0 | 0 | 1933.9 | 0 | 0 | 0 | 4315373.0112 | 0
8156 | 1226.4 | 0 | 0 | 0 | 0 | 1881.3 | 0 | 0 | 0 | 4384007.1744 | 0
8157 | 1287.2 | 0 | 0 | 0 | 0 | 1856.2 | 0 | 0 | 0 | 4601348.6912 | 0
8158 | 1448.8 | 321.0034 | 321.0034 | 312.4841 | 312.4841 | 1844.05 | 601991.7263 | 112494.2763 | 51028.6537 | 4061983.8991 | 47701.0503
8159 | 1248.8 | 621.2819 | 621.2819 | 604.7934 | 604.7934 | 1823.1 | 1151896.5016 | 217725.6373 | 98762.7683 | 2302127.6847 | 104724.8
8160 | 1272.8 | 0 | 0 | 0 | 0 | 1796.65 | 0 | 0 | 0 | 2454360.6048 | 0
8161 | 1412 | 0 | 0 | 0 | 0 | 1781.8 | 0 | 0 | 0 | 2722782.192 | 0
8162 | 1366.4 | 0 | 0 | 0 | 0 | 1761.65 | 0 | 0 | 0 | 2634850.9824 | 0
8163 | 1345.6 | 0 | 0 | 0 | 0 | 1759 | 0 | 0 | 0 | 2594742.0096 | 0
8164 | 1445.6 | 0 | 0 | 0 | 0 | 1758.05 | 0 | 0 | 0 | 2787573.6096 | 0
8165 | 1436 | 0 | 0 | 0 | 0 | 1733.1 | 0 | 0 | 0 | 2769061.776 | 0
8166 | 1366.4 | 0 | 0 | 0 | 0 | 1779.3 | 0 | 0 | 0 | 2634850.9824 | 0
8167 | 1041.6 | 131.5806 | 131.5806 | 128.0885 | 128.0885 | 1795.25 | 239716.5929 | 46111.8626 | 20916.8532 | 1761538.8275 | 25671.3502
8168 | 1319.128 | 1014.1388 | 1014.1388 | 987.2241 | 987.2241 | 1824.55 | 1878781.1807 | 355400.6927 | 161213.7031 | 640015.5112 | 169544.5285
8169 | 889.005 | 1213.8505 | 932.9776 | 1181.6356 | 889.005 | 1867.45 | 1725241.6894 | 320041.8 | 145174.5165 | 0 | 117837.6127
8170 | 1469.341 | 1731.1013 | 1542.0196 | 1685.1588 | 1469.341 | 1870.25 | 2839414.7818 | 528962.76 | 239943.3853 | 0 | 190646.9948
8171 | 1714.76 | 2818.6123 | 1799.5767 | 2743.8079 | 1714.76 | 1791.2 | 3200892.3178 | 617313.6 | 280020.308 | 0 | 358041.888
8172 | 1647.544 | 2848.8746 | 1729.036 | 2773.267 | 1647.544 | 1734.2 | 2972002.8912 | 593115.84 | 269043.9352 | 0 | 437917.1952
8173 | 1465.729 | 1927.9637 | 1538.2279 | 1876.7966 | 1465.729 | 1733.2 | 2645580.6656 | 527662.44 | 239353.5457 | 0 | 391056.4972
8174 | 1506.159 | 1320.2535 | 1320.2535 | 1285.2147 | 1285.2147 | 1768.85 | 2374309.5607 | 462677.2771 | 209875.5538 | 426050.5084 | 290793.1722
8175 | 1621.22 | 1128.5387 | 1128.5387 | 1098.5879 | 1098.5879 | 1876.95 | 2155099.7643 | 395491.6324 | 179399.3988 | 1007799.9028 | 132321.6945
8176 | 1662.845 | 1496.3785 | 1496.3785 | 1456.6654 | 1456.6654 | 1893.9 | 2882280.7389 | 524399.5531 | 237873.4639 | 397579.3729 | 151282.8972
8177 | 1580.403 | 355.2841 | 355.2841 | 345.855 | 345.855 | 1914.35 | 690836.0363 | 124507.8033 | 56478.123 | 2380598.6437 | 28995.8654
8178 | 1155.725 | 0 | 0 | 0 | 0 | 1922.25 | 0 | 0 | 0 | 2228603.0091 | 0
8179 | 1545.6 | 0 | 0 | 0 | 0 | 1933.9 | 0 | 0 | 0 | 2980405.2096 | 0
8180 | 1300 | 0 | 0 | 0 | 0 | 1875.6 | 0 | 0 | 0 | 2506810.8 | 0
8181 | 1517.6 | 0 | 0 | 0 | 0 | 1856.2 | 0 | 0 | 0 | 2926412.3616 | 0
8182 | 1541.6 | 0 | 0 | 0 | 0 | 1844.05 | 0 | 0 | 0 | 2972691.9456 | 0
8183 | 1264.8 | 0 | 0 | 0 | 0 | 1811.7 | 0 | 0 | 0 | 2438934.0768 | 0
8184 | 1515.2 | 291.9784 | 291.9784 | 284.2294 | 284.2294 | 1796.65 | 533919.8834 | 102322.5906 | 46414.664 | 2373700.2681 | 56575.4269
8185 | 1142.4 | 0 | 0 | 0 | 0 | 1686.1 | 0 | 0 | 0 | 1430147.712 | 0
8186 | 1111.2 | 0 | 0 | 0 | 0 | 1778.35 | 0 | 0 | 0 | 1391089.056 | 0
8187 | 1584.8 | 0 | 0 | 0 | 0 | 1762.75 | 0 | 0 | 0 | 1983979.424 | 0
8188 | 1384 | 0 | 0 | 0 | 0 | 1695.35 | 0 | 0 | 0 | 1732601.92 | 0
8189 | 1290.4 | 0 | 0 | 0 | 0 | 1696.65 | 0 | 0 | 0 | 1615425.952 | 0
8190 | 1424 | 0 | 0 | 0 | 0 | 1735 | 0 | 0 | 0 | 1782677.12 | 0
8191 | 1168.8 | 907.165 | 907.165 | 883.0893 | 883.0893 | 1688.95 | 1559859.8327 | 317912.1629 | 144208.4894 | 550940.4344 | 268874.4194
8192 | 1085.638 | 1139.3366 | 1139.3366 | 1109.0992 | 1085.638 | 1769.9 | 2004052.3935 | 390829.68 | 177284.6854 | 0 | 249805.3038
8193 | 1060.777 | 1637.8597 | 1113.2459 | 1594.3918 | 1060.777 | 1845.4 | 2044054.4639 | 381879.72 | 173224.8841 | 0 | 163996.1242
8194 | 1138.269 | 2308.4548 | 1194.5709 | 2247.1897 | 1138.269 | 1853.05 | 2209902.9142 | 409776.84 | 185879.3277 | 0 | 167268.6296
8195 | 1033.825 | 3280.4431 | 1084.9608 | 3193.3819 | 1033.825 | 1716.4 | 1860230.0113 | 372177 | 168823.6225 | 0 | 293192.77
8196 | 1090.429 | 3476.7041 | 1144.3646 | 3384.4343 | 1090.429 | 1670.7 | 1912010.4103 | 392554.44 | 178067.0557 | 0 | 359078.2697
8197 | 1135.24 | 3101.0647 | 1191.392 | 3018.7641 | 1135.24 | 1616.85 | 1924631.9979 | 408686.4 | 185384.692 | 0 | 434967.206
8198 | 1171.847 | 2328.6203 | 1229.8097 | 2266.8199 | 1171.847 | 1658.35 | 2029716.604 | 421864.92 | 191362.6151 | 0 | 400361.5276
8199 | 1104.482 | 1159.1127 | 1159.1127 | 1128.3504 | 1104.482 | 1768.55 | 2044281.6549 | 397613.52 | 180361.9106 | 0 | 255632.3589
8200 | 224.458 | 750.6429 | 235.5603 | 730.7212 | 224.458 | 1870.15 | 439849.3856 | 80804.88 | 36653.9914 | 0 | 29145.8713
8201 | 183.44 | 359.9615 | 192.5134 | 350.4083 | 183.44 | 1880.05 | 360807.7248 | 66038.4 | 29955.752 | 0 | 22003.628
8202 | 160.064 | 113.6295 | 113.6295 | 110.6139 | 110.6139 | 1880.15 | 217666.9114 | 39820.9893 | 18063.2432 | 95355.4979 | 12976.6389
8203 | 206.4 | 216.6091 | 216.6091 | 210.8604 | 206.4 | 1889.15 | 409063.8501 | 74304 | 33705.12 | 0 | 22879.44
8204 | 149.6 | 156.9996 | 156.9996 | 152.8329 | 149.6 | 1690.35 | 265616.9832 | 53856 | 24429.68 | 0 | 46323.64
8205 | 116 | 121.7377 | 121.7377 | 118.5068 | 116 | 1621 | 196937.1953 | 41760 | 18942.8 | 0 | 43964
8206 | 109.6 | 115.0211 | 115.0211 | 111.9685 | 109.6 | 1644.45 | 188359.8136 | 39456 | 17897.68 | 0 | 38968.28
8207 | 99.2 | 104.1067 | 104.1067 | 101.3438 | 99.2 | 1603.45 | 166353.1482 | 35712 | 16199.36 | 0 | 39337.76
8208 | 108.8 | 114.1815 | 114.1815 | 111.1512 | 108.8 | 1590.2 | 180840.2508 | 39168 | 17767.04 | 0 | 44586.24
8209 | 100.8 | 0 | 0 | 0 | 0 | 1415.9 | 0 | 0 | 0 | 126189.504 | 0
8210 | 109.6 | 0 | 0 | 0 | 0 | 1566.2 | 0 | 0 | 0 | 137206.048 | 0
8211 | 100 | 0 | 0 | 0 | 0 | 1553.55 | 0 | 0 | 0 | 125188 | 0
8212 | 104 | 0 | 0 | 0 | 0 | 1561.5 | 0 | 0 | 0 | 130195.52 | 0
8213 | 93.6 | 0 | 0 | 0 | 0 | 1519.9 | 0 | 0 | 0 | 117175.968 | 0
8214 | 101.6 | 0 | 0 | 0 | 0 | 1380.3 | 0 | 0 | 0 | 127191.008 | 0
8215 | 93.6 | 98.2297 | 98.2297 | 95.6227 | 93.6 | 1327.9 | 129462.6971 | 33696 | 15284.88 | 0 | 62908.56
8216 | 100.012 | 104.9589 | 104.9589 | 102.1733 | 100.012 | 1484.75 | 155186.6256 | 36004.32 | 16331.9596 | 0 | 51531.183
8217 | 218.574 | 1051.4294 | 229.3863 | 1023.525 | 218.574 | 1243.4 | 284360.868 | 78686.64 | 35693.1342 | 0 | 165373.0884
8218 | 955.563 | 2609.2036 | 1002.8277 | 2539.9567 | 955.563 | 663.8 | 665108.0549 | 344002.68 | 156043.4379 | 0 | 1276823.2806
8219 | 1162.174 | 2195.4246 | 1219.6583 | 2137.1592 | 1162.174 | 303.5 | 369137.4452 | 418382.64 | 189783.0142 | 0 | 1971628.191
8220 | 1591.079 | 2184.1649 | 1669.7781 | 2126.1983 | 1591.079 | 297.8 | 497852.531 | 572788.44 | 259823.2007 | 0 | 2708334.6738
8221 | 1379.816 | 2656.3559 | 1448.0654 | 2585.8577 | 1379.816 | 281.3 | 407989.7015 | 496733.76 | 225323.9528 | 0 | 2371489.7592
8222 | 1610.809 | 2614.0059 | 1690.484 | 2544.6316 | 1610.809 | 652.4 | 1098459.2063 | 579891.24 | 263045.1097 | 0 | 2170726.2084
8223 | 1808.052 | 1302.6414 | 1302.6414 | 1268.07 | 1268.07 | 1255.05 | 1659402.7384 | 456505.1967 | 207075.8295 | 1041255.9482 | 924666.2077
8224 | 2055.558 | 1301.6245 | 1301.6245 | 1267.0801 | 1267.0801 | 1468.6 | 1942576.2841 | 456148.818 | 206914.1722 | 1520434.6464 | 659083.1978
8225 | 1608.955 | 451.2385 | 451.2385 | 439.2629 | 439.2629 | 1691.2 | 775254.8904 | 158134.6453 | 71731.6322 | 2255535.9847 | 132775.0448
8226 | 1527.332 | 0 | 0 | 0 | 0 | 1775.25 | 0 | 0 | 0 | 2945178.7329 | 0
8227 | 1779.2 | 0 | 0 | 0 | 0 | 1857.6 | 0 | 0 | 0 | 6360099.1232 | 0
8228 | 1836.8 | 0 | 0 | 0 | 0 | 1781.2 | 0 | 0 | 0 | 6566001.6128 | 0
8229 | 1579.2 | 0 | 0 | 0 | 0 | 1724.45 | 0 | 0 | 0 | 5645159.9232 | 0
8230 | 1553.6 | 321.0034 | 321.0034 | 312.4841 | 312.4841 | 1700.75 | 556674.1518 | 112494.2763 | 51028.6537 | 4436612.0399 | 91532.7945
8231 | 1396 | 621.2819 | 621.2819 | 604.7934 | 604.7934 | 1578.8 | 1000232.2799 | 217725.6373 | 98762.7683 | 2828322.9359 | 249350.4
8232 | 1387.2 | 0 | 0 | 0 | 0 | 1277.05 | 0 | 0 | 0 | 2674959.9552 | 0
8233 | 1321.6 | 0 | 0 | 0 | 0 | 1481.9 | 0 | 0 | 0 | 1654484.608 | 0
8234 | 1526.4 | 0 | 0 | 0 | 0 | 1435.25 | 0 | 0 | 0 | 1910869.632 | 0
8235 | 1572 | 0 | 0 | 0 | 0 | 1405.9 | 0 | 0 | 0 | 1967955.36 | 0
8236 | 1433.6 | 0 | 0 | 0 | 0 | 1478.75 | 0 | 0 | 0 | 1794695.168 | 0
8237 | 1316 | 0 | 0 | 0 | 0 | 1564.7 | 0 | 0 | 0 | 1647474.08 | 0
8238 | 1384.8 | 0 | 0 | 0 | 0 | 1593.2 | 0 | 0 | 0 | 1733603.424 | 0
8239 | 1184.8 | 102.8442 | 102.8442 | 100.1148 | 100.1148 | 1686.15 | 176097.0711 | 36041.3164 | 16348.7416 | 2091615.8885 | 30756.3584
8240 | 1308.643 | 702.4652 | 702.4652 | 683.8222 | 683.8222 | 1785.4 | 1276267.4301 | 246175.9788 | 111668.1593 | 1204852.0167 | 143644.0122
8241 | 1418.787 | 1509.5031 | 1488.964 | 1469.4417 | 1418.787 | 1856.05 | 2751324.8907 | 510763.32 | 231687.9171 | 0 | 204234.3887
8242 | 1582.275 | 2810.0865 | 1660.5386 | 2735.5083 | 1582.275 | 1773.4 | 2934347.3449 | 569619 | 258385.5075 | 0 | 358543.515
8243 | 1549.679 | 3749.4521 | 1626.3303 | 3649.9437 | 1549.679 | 1670.9 | 2713933.34 | 557884.44 | 253062.5807 | 0 | 509999.3589
8244 | 1523.622 | 2614.4194 | 1598.9845 | 2545.0341 | 1523.622 | 1513 | 2424243.9711 | 548503.92 | 248807.4726 | 0 | 742003.914
8245 | 1514.182 | 1589.8132 | 1589.0775 | 1547.6204 | 1514.182 | 1468.7 | 2336439.2797 | 545105.52 | 247265.9206 | 0 | 804484.8966
8246 | 1331.149 | 964.5139 | 964.5139 | 938.9163 | 938.9163 | 1625 | 1594737.9277 | 338009.8574 | 153325.027 | 756348.6477 | 344645.625
8247 | 1245.736 | 143.4322 | 143.4322 | 139.6256 | 139.6256 | 1818.6 | 265567.4058 | 50265.1998 | 22800.8531 | 2132930.4687 | 24792.3008
8248 | 1236.827 | 199.1838 | 199.1838 | 193.8976 | 193.8976 | 1893.9 | 384287.0142 | 69803.1335 | 31663.477 | 2011097.462 | 20137.3556
8249 | 1300.328 | 270.7897 | 270.7897 | 263.6031 | 263.6031 | 1908.65 | 526428.7421 | 94897.1166 | 43046.3865 | 1999133.2091 | 23570.7664
8250 | 1367.211 | 0 | 0 | 0 | 0 | 1927.95 | 0 | 0 | 0 | 2636414.8467 | 0
8251 | 1213.6 | 0 | 0 | 0 | 0 | 1933.9 | 0 | 0 | 0 | 4338251.0656 | 0
8252 | 1144.8 | 0 | 0 | 0 | 0 | 1869.9 | 0 | 0 | 0 | 4092311.9808 | 0
8253 | 1432 | 0 | 0 | 0 | 0 | 1856.2 | 0 | 0 | 0 | 5118964.672 | 0
8254 | 1488.8 | 321.0034 | 321.0034 | 312.4841 | 312.4841 | 1844.05 | 602288.336 | 112494.2763 | 51028.6537 | 4204971.7391 | 47701.0503
8255 | 1432.8 | 621.2819 | 621.2819 | 604.7934 | 604.7934 | 1823.1 | 1152776.8842 | 217725.6373 | 98762.7683 | 2959871.7487 | 104724.8
8256 | 1107.2 | 0 | 0 | 0 | 0 | 1796.65 | 0 | 0 | 0 | 2135031.4752 | 0
8257 | 1325.6 | 0 | 0 | 0 | 0 | 1690.65 | 0 | 0 | 0 | 1659492.128 | 0
8258 | 1274.4 | 0 | 0 | 0 | 0 | 1673.05 | 0 | 0 | 0 | 1595395.872 | 0
8259 | 1459.2 | 0 | 0 | 0 | 0 | 1667.7 | 0 | 0 | 0 | 1826743.296 | 0
8260 | 1384.8 | 0 | 0 | 0 | 0 | 1715.1 | 0 | 0 | 0 | 1733603.424 | 0
8261 | 1256 | 0 | 0 | 0 | 0 | 1726.75 | 0 | 0 | 0 | 1572361.28 | 0
8262 | 1425.6 | 0 | 0 | 0 | 0 | 1779.3 | 0 | 0 | 0 | 1784680.128 | 0
8263 | 991.2 | 194.0624 | 194.0624 | 188.9121 | 188.9121 | 1795.25 | 353042.2464 | 68008.3682 | 30849.3514 | 1547064.529 | 37861.551
8264 | 982.402 | 1020.5731 | 1020.5731 | 993.4876 | 982.402 | 1824.55 | 1864977.0018 | 353664.72 | 160426.2466 | 0 | 170620.2124
8265 | 1106.567 | 1775.248 | 1161.3008 | 1728.1339 | 1106.567 | 1867.45 | 2154692.308 | 398364.12 | 180702.3911 | 0 | 146675.4558
8266 | 1162.384 | 1677.5315 | 1219.8787 | 1633.0107 | 1162.384 | 1875.95 | 2277661.3368 | 418458.24 | 189817.3072 | 0 | 144193.7352
8267 | 957.501 | 2185.844 | 1004.8616 | 2127.8329 | 957.501 | 1869.5 | 1870464.6219 | 344700.36 | 156359.9133 | 0 | 124953.8805
8268 | 1301.609 | 2662.3767 | 1365.9901 | 2591.7187 | 1301.609 | 1853.8 | 2523075.9168 | 468579.24 | 212552.7497 | 0 | 190295.2358
8269 | 1278.001 | 2315.3131 | 1341.2144 | 2253.8659 | 1278.001 | 1837.8 | 2453742.0479 | 460080.36 | 208697.5633 | 0 | 207291.7622
8270 | 1638.085 | 1745.1326 | 1719.1091 | 1698.8178 | 1638.085 | 1863.5 | 3183490.8314 | 589710.6 | 267499.2805 | 0 | 223598.6025
8271 | 1340.07 | 122.2897 | 122.2897 | 119.0442 | 119.0442 | 1888.35 | 235237.1328 | 42855.9081 | 19439.9161 | 2354523.6073 | 13010.1279
8272 | 1262.195 | 409.3492 | 409.3492 | 398.4853 | 398.4853 | 1899.6 | 792642.6479 | 143454.7149 | 65072.6526 | 1665505.1972 | 39161.6224
8273 | 1317.571 | 12.2063 | 12.2063 | 11.8824 | 11.8824 | 1914.35 | 23805.4729 | 4277.6468 | 1940.3881 | 2517780.3107 | 996.1951
8274 | 1073.537 | 0 | 0 | 0 | 0 | 1927.45 | 0 | 0 | 0 | 2070118.5737 | 0
8275 | 968 | 0 | 0 | 0 | 0 | 1933.9 | 0 | 0 | 0 | 3460305.728 | 0
8276 | 1704.8 | 0 | 0 | 0 | 0 | 1820.6 | 0 | 0 | 0 | 6094141.7408 | 0
8277 | 1280 | 0 | 0 | 0 | 0 | 1798.2 | 0 | 0 | 0 | 4575610.88 | 0
8278 | 953.6 | 321.0034 | 321.0034 | 312.4841 | 312.4841 | 1844.05 | 602159.9154 | 112494.2763 | 51028.6537 | 2291794.4399 | 47701.0503
8279 | 1074.4 | 621.2819 | 621.2819 | 604.7934 | 604.7934 | 1823.1 | 1152455.1204 | 217725.6373 | 98762.7683 | 1678700.7023 | 104724.8
8280 | 1128 | 0 | 0 | 0 | 0 | 1796.65 | 0 | 0 | 0 | 2175140.448 | 0
8281 | 1326.4 | 0 | 0 | 0 | 0 | 1723.45 | 0 | 0 | 0 | 1660493.632 | 0
8282 | 1213.6 | 0 | 0 | 0 | 0 | 1774.35 | 0 | 0 | 0 | 1519281.568 | 0
8283 | 932 | 0 | 0 | 0 | 0 | 1765.35 | 0 | 0 | 0 | 1166752.16 | 0
8284 | 1318.4 | 0 | 0 | 0 | 0 | 1682.3 | 0 | 0 | 0 | 1650478.592 | 0
8285 | 1150.4 | 0 | 0 | 0 | 0 | 1765.9 | 0 | 0 | 0 | 1440162.752 | 0
8286 | 1121.6 | 0 | 0 | 0 | 0 | 1779.3 | 0 | 0 | 0 | 1404108.608 | 0
8287 | 1252.8 | 226.9022 | 226.9022 | 220.8804 | 220.8804 | 1795.25 | 413780.1779 | 79516.9334 | 36069.7645 | 1989867.132 | 44268.588
8288 | 1217.408 | 1041.2664 | 1041.2664 | 1013.6318 | 1013.6318 | 1824.55 | 1927415.5544 | 364907.4326 | 165526.066 | 392944.9894 | 174079.7355
8289 | 1302.102 | 1678.4771 | 1366.5075 | 1633.9312 | 1302.102 | 1866.95 | 2539481.2786 | 468756.72 | 212633.2566 | 0 | 173244.6711
8290 | 1274.013 | 1388.3961 | 1337.0291 | 1351.5489 | 1274.013 | 1875.95 | 2500404.5704 | 458644.68 | 208046.3229 | 0 | 158041.3127
8291 | 1359.024 | 1669.161 | 1426.245 | 1624.8624 | 1359.024 | 1869.5 | 2658579.5182 | 489248.64 | 221928.6192 | 0 | 177352.632
8292 | 1360.939 | 3055.3144 | 1428.2547 | 2974.228 | 1360.939 | 1810.85 | 2578320.077 | 489938.04 | 222241.3387 | 0 | 257421.6118
8293 | 1309.39 | 1946.9244 | 1374.156 | 1895.2541 | 1309.39 | 1780.7 | 2439692.3212 | 471380.4 | 213823.387 | 0 | 287149.227
8294 | 1346.761 | 2120.1162 | 1413.3754 | 2063.8494 | 1346.761 | 1863.5 | 2625555.555 | 484833.96 | 219926.0713 | 0 | 183832.8765
8295 | 1666.961 | 1159.3215 | 1159.3215 | 1128.5537 | 1128.5537 | 1888.35 | 2230450.1286 | 406279.3493 | 184292.827 | 1038219.3186 | 123337.6337
8296 | 1629.508 | 406.5577 | 406.5577 | 395.7678 | 395.7678 | 1899.6 | 786551.5784 | 142476.4206 | 64628.8875 | 2379040.9 | 38894.5584
8297 | 1510.972 | 16.3286 | 16.3286 | 15.8952 | 15.8952 | 1914.35 | 31818.5168 | 5722.2858 | 2595.6924 | 2882980.4408 | 1332.6284
8298 | 1715.055 | 0 | 0 | 0 | 0 | 1927.95 | 0 | 0 | 0 | 3307167.9974 | 0
8299 | 1569.6 | 0 | 0 | 0 | 0 | 1933.9 | 0 | 0 | 0 | 5610842.8416 | 0
8300 | 1138.4 | 0 | 0 | 0 | 0 | 1820.1 | 0 | 0 | 0 | 4069433.9264 | 0
8301 | 1421.6 | 0 | 0 | 0 | 0 | 1798.5 | 0 | 0 | 0 | 5081787.8336 | 0
8302 | 1424.8 | 321.0034 | 321.0034 | 312.4841 | 312.4841 | 1844.05 | 602933.642 | 112494.2763 | 51028.6537 | 3976191.1951 | 47701.0503
8303 | 1243.2 | 621.2819 | 621.2819 | 604.7934 | 604.7934 | 1823.1 | 1153583.6467 | 217725.6373 | 98762.7683 | 2282109.3871 | 104724.8
8304 | 1226.4 | 0 | 0 | 0 | 0 | 1796.65 | 0 | 0 | 0 | 2364886.7424 | 0
8305 | 871.2 | 0 | 0 | 0 | 0 | 980.5 | 0 | 0 | 0 | 1090637.856 | 0
8306 | 1341.6 | 0 | 0 | 0 | 0 | 1604.85 | 0 | 0 | 0 | 1679522.208 | 0
8307 | 1340 | 0 | 0 | 0 | 0 | 1602.2 | 0 | 0 | 0 | 1677519.2 | 0
8308 | 1356 | 0 | 0 | 0 | 0 | 1601.25 | 0 | 0 | 0 | 1697549.28 | 0
8309 | 1612 | 0 | 0 | 0 | 0 | 1378.35 | 0 | 0 | 0 | 2018030.56 | 0
8310 | 1690.4 | 0 | 0 | 0 | 0 | 1385.45 | 0 | 0 | 0 | 2116177.952 | 0
8311 | 1544.8 | 243.107 | 243.107 | 236.6551 | 236.6551 | 1625.75 | 401893.8264 | 85195.8212 | 38645.7711 | 2522516.8202 | 86694.6383
8312 | 1215.149 | 1275.2536 | 1275.2536 | 1241.409 | 1215.149 | 1655.05 | 2099741.4741 | 437453.64 | 198433.8317 | 0 | 419165.6476
8313 | 1492.134 | 1823.7962 | 1565.939 | 1775.3936 | 1492.134 | 1804.05 | 2817061.1844 | 537168.24 | 243665.4822 | 0 | 292383.6573
8314 | 1882.658 | 2442.1763 | 1975.7794 | 2377.3623 | 1882.658 | 1864.55 | 3681914.699 | 677756.88 | 307438.0514 | 0 | 255006.0261
8315 | 1450.765 | 2500.3323 | 1522.5238 | 2433.9748 | 1450.765 | 1676.5 | 2548667.4009 | 522275.4 | 236909.9245 | 0 | 469322.4775
8316 | 1737.05 | 1884.496 | 1822.9692 | 1834.4825 | 1737.05 | 1527.5 | 2786610.4442 | 625338 | 283660.265 | 0 | 820756.125
8317 | 1360.505 | 2412.7525 | 1427.7993 | 2348.7194 | 1360.505 | 1171.25 | 1669576.5235 | 489781.8 | 222170.4665 | 0 | 1127518.5188
8318 | 1346.552 | 2554.3041 | 1413.1561 | 2486.5142 | 1346.552 | 1525.15 | 2147607.9507 | 484758.72 | 219891.9416 | 0 | 639410.2172
8319 | 1602.583 | 873.3083 | 873.3083 | 850.1312 | 850.1312 | 1818.6 | 1620639.7672 | 306047.219 | 138826.4191 | 1450964.9148 | 150951.6472
8320 | 1371.928 | 538.3576 | 538.3576 | 524.0699 | 524.0699 | 1888.2 | 1037989.8378 | 188665.1492 | 85580.608 | 1634938.4191 | 57351.6112
8321 | 1617.23 | 237.3286 | 237.3286 | 231.0301 | 231.0301 | 1896.6 | 459013.5102 | 83170.8257 | 37727.2106 | 2673031.5017 | 23383.1862
8322 | 1416.264 | 0 | 0 | 0 | 0 | 1864.55 | 0 | 0 | 0 | 2731004.5314 | 0
8323 | 1540.8 | 0 | 0 | 0 | 0 | 1844.2 | 0 | 0 | 0 | 5507891.5968 | 0
8324 | 1249.6 | 0 | 0 | 0 | 0 | 1733.15 | 0 | 0 | 0 | 4466940.1216 | 0
8325 | 1344 | 0 | 0 | 0 | 0 | 1647.4 | 0 | 0 | 0 | 4804391.424 | 0
8326 | 1529.6 | 321.0034 | 321.0034 | 312.4841 | 312.4841 | 1695.9 | 555033.0771 | 112494.2763 | 51028.6537 | 4350819.3359 | 93016.2834
8327 | 1204 | 621.2819 | 621.2819 | 604.7934 | 604.7934 | 1613.1 | 1021904.446 | 217725.6373 | 98762.7683 | 2141981.3039 | 229044.8
8328 | 1254.4 | 0 | 0 | 0 | 0 | 1440.55 | 0 | 0 | 0 | 2418879.5904 | 0
8329 | 1176.8 | 0 | 0 | 0 | 0 | 1076.15 | 0 | 0 | 0 | 2269242.2688 | 0
8330 | 1458.4 | 0 | 0 | 0 | 0 | 1380.5 | 0 | 0 | 0 | 2812256.0544 | 0
8331 | 1106.4 | 0 | 0 | 0 | 0 | 1555.2 | 0 | 0 | 0 | 2133488.8224 | 0
8332 | 1453.6 | 0 | 0 | 0 | 0 | 1478.75 | 0 | 0 | 0 | 2803000.1376 | 0
8333 | 1477.6 | 0 | 0 | 0 | 0 | 1480.25 | 0 | 0 | 0 | 2849279.7216 | 0
8334 | 1080 | 0 | 0 | 0 | 0 | 1548.55 | 0 | 0 | 0 | 2082581.28 | 0
8335 | 1225.6 | 215.4589 | 215.4589 | 209.7407 | 209.7407 | 1658.5 | 362988.9405 | 75506.6626 | 34250.6611 | 1958897.6853 | 70111.316
8336 | 918.666 | 964.1057 | 964.1057 | 938.5189 | 918.666 | 1746.25 | 1678904.9413 | 330719.76 | 150018.1578 | 0 | 233111.4975
8337 | 1374.39 | 1864.0703 | 1442.371 | 1814.5989 | 1374.39 | 1856.05 | 2661401.4288 | 494780.4 | 224437.887 | 0 | 197843.4405
8338 | 1560.354 | 2522.223 | 1637.5333 | 2455.2846 | 1560.354 | 1825.4 | 2974639.6112 | 561727.44 | 254805.8082 | 0 | 272437.8084
8339 | 1797.136 | 2869.1418 | 1886.0272 | 2792.9964 | 1797.136 | 1700 | 3195228.7358 | 646968.96 | 293472.3088 | 0 | 539140.8
8340 | 1185.147 | 2983.8848 | 1243.7676 | 2904.6942 | 1185.147 | 1718.3 | 2134346.4983 | 426652.92 | 193534.5051 | 0 | 333855.9099
8341 | 1448.412 | 2716.8921 | 1520.0544 | 2644.7872 | 1448.412 | 1342.1 | 2033024.0355 | 521428.32 | 236525.6796 | 0 | 952910.2548
8342 | 1481.714 | 2547.2548 | 1555.0036 | 2479.6521 | 1481.714 | 1463.95 | 2271705.3221 | 533417.04 | 241963.8962 | 0 | 794272.7897
8343 | 915.477 | 2042.9208 | 960.759 | 1988.7028 | 915.477 | 1683.95 | 1617455.8885 | 329571.72 | 149497.3941 | 0 | 289336.5059
8344 | 1225.411 | 1391.6526 | 1286.0231 | 1354.7189 | 1225.411 | 1754.15 | 2252649.7114 | 441147.96 | 200109.6163 | 0 | 301267.2943
8345 | 1517.155 | 420.9941 | 420.9941 | 409.8211 | 409.8211 | 1896.6 | 813704.1478 | 147535.5994 | 66923.7872 | 2135289.6583 | 41479.1168
8346 | 1563.602 | 0 | 0 | 0 | 0 | 1877.4 | 0 | 0 | 0 | 3015118.7542 | 0
8347 | 1392 | 0 | 0 | 0 | 0 | 1818.2 | 0 | 0 | 0 | 2684215.872 | 0
8348 | 1641.6 | 0 | 0 | 0 | 0 | 1728.05 | 0 | 0 | 0 | 3165523.5456 | 0
8349 | 1546.4 | 0 | 0 | 0 | 0 | 1666.45 | 0 | 0 | 0 | 2981947.8624 | 0
8350 | 1494.4 | 0 | 0 | 0 | 0 | 1658.6 | 0 | 0 | 0 | 2881675.4304 | 0
8351 | 1361.6 | 0 | 0 | 0 | 0 | 1519.7 | 0 | 0 | 0 | 2625595.0656 | 0
8352 | 1280.8 | 321.0034 | 321.0034 | 312.4841 | 312.4841 | 1230.1 | 402596.5835 | 112494.2763 | 51028.6537 | 1867219.0412 | 235492.3926
8353 | 1408 | 0 | 0 | 0 | 0 | 1133.65 | 0 | 0 | 0 | 1762647.04 | 0
8354 | 1036.8 | 0 | 0 | 0 | 0 | 1282.6 | 0 | 0 | 0 | 1297949.184 | 0
8355 | 1119.2 | 0 | 0 | 0 | 0 | 1227.35 | 0 | 0 | 0 | 1401104.096 | 0
8356 | 1168 | 0 | 0 | 0 | 0 | 1160.9 | 0 | 0 | 0 | 1462195.84 | 0
8357 | 1204.8 | 0 | 0 | 0 | 0 | 1152.45 | 0 | 0 | 0 | 1508265.024 | 0
8358 | 1127.2 | 0 | 0 | 0 | 0 | 1158 | 0 | 0 | 0 | 1411119.136 | 0
8359 | 1190.4 | 880.5632 | 880.5632 | 857.1936 | 857.1936 | 1199.25 | 1073541.7832 | 308589.6807 | 139979.7079 | 642527.3144 | 671878.0957
8360 | 210.344 | 813.9276 | 220.7482 | 792.3264 | 210.344 | 1327.3 | 291271.3536 | 75723.84 | 34349.1752 | 0 | 141498.4088
8361 | 101.182 | 2096.4497 | 106.1867 | 2040.8111 | 101.182 | 1646.8 | 174249.606 | 36425.52 | 16523.0206 | 0 | 35737.4824
8362 | 0 | 2354.5588 | 0 | 2292.0701 | 0 | 1654.45 | 0 | 0 | 0 | 0 | 0
8363 | 0 | 1460.5446 | 0 | 1421.7825 | 0 | 1374.85 | 0 | 0 | 0 | 0 | 0
8364 | 0 | 1978.3044 | 0 | 1925.8012 | 0 | 1283.75 | 0 | 0 | 0 | 0 | 0
8365 | 0 | 1992.7639 | 0 | 1939.877 | 0 | 1115 | 0 | 0 | 0 | 0 | 0
8366 | 0 | 3020.4156 | 0 | 2940.2554 | 0 | 1253.8 | 0 | 0 | 0 | 0 | 0
8367 | 0 | 2222.635 | 0 | 2163.6475 | 0 | 1614.7 | 0 | 0 | 0 | 0 | 0
8368 | 0 | 1197.756 | 0 | 1165.9682 | 0 | 1430.55 | 0 | 0 | 0 | 0 | 0
8369 | 0 | 409.6567 | 0 | 398.7847 | 0 | 1625.8 | 0 | 0 | 0 | 0 | 0
8370 | 0 | 0 | 0 | 0 | 0 | 1641.2 | 0 | 0 | 0 | 0 | 0
8371 | 0 | 0 | 0 | 0 | 0 | 1690.55 | 0 | 0 | 0 | 0 | 0
8372 | 0 | 0 | 0 | 0 | 0 | 1496.15 | 0 | 0 | 0 | 0 | 0
8373 | 137.6 | 144.4061 | 144.4061 | 140.5736 | 137.6 | 1332.8 | 192530.7577 | 49536 | 22470.08 | 0 | 91806.72
8374 | 224 | 235.0796 | 235.0796 | 228.8408 | 224 | 1432.25 | 335712.7675 | 80640 | 36579.2 | 0 | 127176
8375 | 279.2 | 293.01 | 293.01 | 285.2337 | 279.2 | 1162.95 | 339917.3088 | 100512 | 45593.36 | 0 | 233704.36
8376 | 275.2 | 108.0989 | 108.0989 | 105.23 | 105.23 | 992.5 | 109419.5308 | 37882.7898 | 17184.0544 | 327755.9253 | 103776.53
8377 | 272 | 0 | 0 | 0 | 0 | 1033.85 | 0 | 0 | 0 | 340511.36 | 0
8378 | 291.2 | 0 | 0 | 0 | 0 | 1007.1 | 0 | 0 | 0 | 364547.456 | 0
8379 | 199.2 | 0 | 0 | 0 | 0 | 1003.4 | 0 | 0 | 0 | 249374.496 | 0
8380 | 207.2 | 0 | 0 | 0 | 0 | 1002.4 | 0 | 0 | 0 | 259389.536 | 0
8381 | 285.6 | 0 | 0 | 0 | 0 | 1002.5 | 0 | 0 | 0 | 357536.928 | 0
8382 | 264 | 0 | 0 | 0 | 0 | 1003.4 | 0 | 0 | 0 | 330496.32 | 0
8383 | 318.4 | 334.1489 | 334.1489 | 325.2808 | 318.4 | 1004.8 | 333506.3118 | 114624 | 51994.72 | 0 | 316871.68
8384 | 138.494 | 826.158 | 145.3443 | 804.2322 | 138.494 | 1111.65 | 160640.1339 | 49857.84 | 22616.0702 | 0 | 123031.1449
8385 | 740.535 | 2117.6992 | 777.1639 | 2061.4967 | 740.535 | 1155.05 | 893937.5692 | 266592.6 | 120929.3655 | 0 | 625715.0483
8386 | 1328.616 | 2854.0904 | 1394.3329 | 2778.3444 | 1328.616 | 1163.35 | 1617315.7585 | 478301.76 | 216962.9928 | 0 | 1111586.5764
8387 | 1321.969 | 3644.8574 | 1387.3572 | 3548.1249 | 1321.969 | 1103 | 1526864.6622 | 475908.84 | 215877.5377 | 0 | 1185806.193
8388 | 1360.73 | 3585.1199 | 1428.0354 | 3489.9728 | 1360.73 | 1165.8 | 1663582.6178 | 489862.8 | 222207.209 | 0 | 1135120.966
8389 | 1345.146 | 2862.0978 | 1411.6806 | 2786.1393 | 1345.146 | 1115.3 | 1574051.6365 | 484252.56 | 219662.3418 | 0 | 1190050.6662
8390 | 1049.667 | 2368.249 | 1101.5864 | 2305.397 | 1049.667 | 1083.45 | 1190710.932 | 377880.12 | 171410.6211 | 0 | 962072.2889
8391 | 978.516 | 2141.6427 | 1026.916 | 2084.8047 | 978.516 | 1034.6 | 1061983.7861 | 352265.76 | 159791.6628 | 0 | 944659.3464
8392 | 1113.713 | 663.4504 | 663.4504 | 645.8428 | 645.8428 | 1046.5 | 707951.0915 | 232503.3972 | 105466.1243 | 902201.6506 | 602784.5835
8393 | 1271.929 | 119.9651 | 119.9651 | 116.7813 | 116.7813 | 1099.15 | 134458.8355 | 42041.2759 | 19070.3899 | 2227489.75 | 102977.0644
8394 | 1081.973 | 0 | 0 | 0 | 0 | 1248.45 | 0 | 0 | 0 | 2086385.8475 | 0
8395 | 1176.8 | 0 | 0 | 0 | 0 | 1367.95 | 0 | 0 | 0 | 4206702.2528 | 0
8396 | 942.4 | 0 | 0 | 0 | 0 | 1281.25 | 0 | 0 | 0 | 3368793.5104 | 0
8397 | 892.8 | 0 | 0 | 0 | 0 | 1211.45 | 0 | 0 | 0 | 3191488.5888 | 0
8398 | 998.4 | 321.0034 | 321.0034 | 312.4841 | 312.4841 | 1175.4 | 385590.991 | 112494.2763 | 51028.6537 | 2451940.8207 | 252223.7004
8399 | 1292 | 621.2819 | 621.2819 | 604.7934 | 604.7934 | 1078.3 | 684089.6216 | 217725.6373 | 98762.7683 | 2456554.5519 | 545646.4
8400 | 1080.8 | 0 | 0 | 0 | 0 | 1033.55 | 0 | 0 | 0 | 2084123.9328 | 0
8401 | 1272.8 | 0 | 0 | 0 | 0 | 1162.85 | 0 | 0 | 0 | 1593392.864 | 0
8402 | 1246.4 | 0 | 0 | 0 | 0 | 962.75 | 0 | 0 | 0 | 1560343.232 | 0
8403 | 1290.4 | 0 | 0 | 0 | 0 | 618.75 | 0 | 0 | 0 | 1615425.952 | 0
8404 | 856 | 0 | 0 | 0 | 0 | 962.45 | 0 | 0 | 0 | 1071609.28 | 0
8405 | 1009.6 | 0 | 0 | 0 | 0 | 963.95 | 0 | 0 | 0 | 1263898.048 | 0
8406 | 1304.8 | 0 | 0 | 0 | 0 | 971 | 0 | 0 | 0 | 1633453.024 | 0
8407 | 1032.8 | 197.0072 | 197.0072 | 191.7788 | 191.7788 | 1265.65 | 252351.1895 | 69040.3583 | 31317.4736 | 1621754.6885 | 137853.6507
8408 | 1361.032 | 1238.8645 | 1238.8645 | 1205.9857 | 1205.9857 | 1615.95 | 2027721.4074 | 434154.8509 | 196937.4643 | 298978.2671 | 453361.4238
8409 | 1132.013 | 1299.9873 | 1188.0054 | 1265.4863 | 1132.013 | 1672 | 1974209.7126 | 407524.68 | 184857.7229 | 0 | 371300.264
8410 | 1598.971 | 2218.6922 | 1678.0604 | 2159.8093 | 1598.971 | 1572.55 | 2630755.8023 | 575629.56 | 261111.9643 | 0 | 683480.154
8411 | 1537.183 | 3753.3908 | 1613.2162 | 3653.7778 | 1537.183 | 1331.8 | 2141045.1745 | 553385.88 | 251021.9839 | 0 | 1027145.6806
8412 | 1425.846 | 4067.0101 | 1496.3722 | 3959.0739 | 1425.846 | 1209.35 | 1804756.6752 | 513304.56 | 232840.6518 | 0 | 1127345.1399
8413 | 1392.659 | 3866.7327 | 1461.5437 | 3764.1118 | 1392.659 | 1198.7 | 1748695.503 | 501357.24 | 227421.2147 | 0 | 1115937.6567
8414 | 1295.781 | 2165.9966 | 1359.8738 | 2108.5122 | 1295.781 | 1320.15 | 1784452.0592 | 466481.16 | 211601.0373 | 0 | 880936.7129
8415 | 1618.778 | 2473.0924 | 1698.8471 | 2407.4579 | 1618.778 | 1631.65 | 2753547.6949 | 582760.08 | 264346.4474 | 0 | 596276.8763
8416 | 1607.397 | 1585.5262 | 1585.5262 | 1543.4472 | 1543.4472 | 1782.6 | 2859930.9789 | 555640.9754 | 252044.9202 | 123315.5117 | 328447.4852
8417 | 1627.259 | 177.6919 | 177.6919 | 172.976 | 172.976 | 1811.8 | 325453.1597 | 62271.3712 | 28246.9859 | 2804317.1176 | 31865.4594
8418 | 1365.124 | 0 | 0 | 0 | 0 | 1910.2 | 0 | 0 | 0 | 2632390.4512 | 0
8419 | 1428 | 0 | 0 | 0 | 0 | 1922.5 | 0 | 0 | 0 | 5104665.888 | 0
8420 | 1173.6 | 0 | 0 | 0 | 0 | 1817.9 | 0 | 0 | 0 | 4195263.2256 | 0
8421 | 1508 | 0 | 0 | 0 | 0 | 1713.75 | 0 | 0 | 0 | 5390641.568 | 0
8422 | 1451.2 | 321.0034 | 321.0034 | 312.4841 | 312.4841 | 1793.5 | 583985.0486 | 112494.2763 | 51028.6537 | 4070563.1695 | 63162.981
8423 | 1724 | 621.2819 | 621.2819 | 604.7934 | 604.7934 | 1706.1 | 1072756.25 | 217725.6373 | 98762.7683 | 4000823.2239 | 173988.8
8424 | 1598.4 | 0 | 0 | 0 | 0 | 1612.6 | 0 | 0 | 0 | 3082220.2944 | 0
8425 | 1463.2 | 0 | 0 | 0 | 0 | 1304.15 | 0 | 0 | 0 | 1831750.816 | 0
8426 | 1581.6 | 0 | 0 | 0 | 0 | 1278.55 | 0 | 0 | 0 | 1979973.408 | 0
8427 | 1542.4 | 0 | 0 | 0 | 0 | 1275.95 | 0 | 0 | 0 | 1930899.712 | 0
8428 | 1321.6 | 0 | 0 | 0 | 0 | 1333.1 | 0 | 0 | 0 | 1654484.608 | 0
8429 | 1266.4 | 0 | 0 | 0 | 0 | 1386.45 | 0 | 0 | 0 | 1585380.832 | 0
8430 | 1100 | 0 | 0 | 0 | 0 | 1301.65 | 0 | 0 | 0 | 1377068 | 0
8431 | 1120 | 212.4784 | 212.4784 | 206.8394 | 206.8394 | 1564.5 | 335789.592 | 74462.168 | 33776.8667 | 1760862.2814 | 88173.072
8432 | 977.25 | 1025.5874 | 1025.5874 | 998.3689 | 977.25 | 1720.55 | 1746740.9593 | 351810 | 159584.925 | 0 | 273092.5125
8433 | 1164.458 | 1429.1489 | 1222.0552 | 1391.22 | 1164.458 | 1777.75 | 2157130.7685 | 419204.88 | 190155.9914 | 0 | 258800.7905
8434 | 1811.107 | 2348.1854 | 1900.6882 | 2285.8658 | 1811.107 | 1711.95 | 3241630.3688 | 651998.52 | 295753.7731 | 0 | 521689.3714
8435 | 1589.091 | 3189.462 | 1667.6917 | 3104.8154 | 1589.091 | 1218.7 | 2027556.7404 | 572072.76 | 259498.5603 | 0 | 1241556.7983
8436 | 1463.659 | 3123.7331 | 1536.0555 | 3040.8309 | 1463.659 | 1051.85 | 1617275.8889 | 526917.24 | 239015.5147 | 0 | 1387768.2808
8437 | 1438.004 | 2777.6759 | 1509.1316 | 2703.9579 | 1438.004 | 1209.9 | 1826292.7845 | 517681.44 | 234826.0532 | 0 | 1136166.9604
8438 | 1439.024 | 2236.829 | 1510.202 | 2177.4648 | 1439.024 | 1229.9 | 1856596.3831 | 518048.64 | 234992.6192 | 0 | 1108192.3824
8439 | 1791.185 | 1044.9857 | 1044.9857 | 1017.2523 | 1017.2523 | 1364.75 | 1449935.941 | 366210.8442 | 166117.3079 | 1492386.7217 | 632540.0235
8440 | 1612.223 | 622.7386 | 622.7386 | 606.2114 | 606.2114 | 1679.6 | 1059614.813 | 218236.1157 | 98994.3269 | 1939908.2019 | 190121.5152
8441 | 1277.059 | 80.5956 | 80.5956 | 78.4566 | 78.4566 | 1765.9 | 144113.327 | 28244.3847 | 12811.9667 | 2311284.1387 | 17978.1777
8442 | 1399.92 | 0 | 0 | 0 | 0 | 1814.75 | 0 | 0 | 0 | 2699488.1347 | 0
8443 | 1373.6 | 0 | 0 | 0 | 0 | 1898.2 | 0 | 0 | 0 | 4910202.4256 | 0
8444 | 1170.4 | 0 | 0 | 0 | 0 | 1793.6 | 0 | 0 | 0 | 4183824.1984 | 0
8445 | 1194.4 | 0 | 0 | 0 | 0 | 1712.45 | 0 | 0 | 0 | 4269616.9024 | 0
8446 | 1397.6 | 321.0034 | 321.0034 | 312.4841 | 312.4841 | 1728.35 | 564211.6894 | 112494.2763 | 51028.6537 | 3878959.4639 | 83090.6721
8447 | 1476 | 621.2819 | 621.2819 | 604.7934 | 604.7934 | 1642.2 | 1037846.2766 | 217725.6373 | 98762.7683 | 3114298.6159 | 211817.6
8448 | 1419.2 | 0 | 0 | 0 | 0 | 1551.35 | 0 | 0 | 0 | 2736666.0672 | 0
8449 | 1497.6 | 0 | 0 | 0 | 0 | 1476.85 | 0 | 0 | 0 | 1874815.488 | 0
8450 | 1310.4 | 0 | 0 | 0 | 0 | 1278.65 | 0 | 0 | 0 | 1640463.552 | 0
8451 | 1341.6 | 0 | 0 | 0 | 0 | 1276 | 0 | 0 | 0 | 1679522.208 | 0
8452 | 1416 | 0 | 0 | 0 | 0 | 1275.05 | 0 | 0 | 0 | 1772662.08 | 0
8453 | 957.6 | 0 | 0 | 0 | 0 | 1290.15 | 0 | 0 | 0 | 1198800.288 | 0
8454 | 1168 | 0 | 0 | 0 | 0 | 1575.7 | 0 | 0 | 0 | 1462195.84 | 0
8455 | 1116.8 | 227.1573 | 227.1573 | 221.1286 | 221.1286 | 1658.5 | 384016.7158 | 79606.3039 | 36110.304 | 1727137.4489 | 73918.0165
8456 | 1100.114 | 1154.5286 | 1154.5286 | 1123.8881 | 1100.114 | 1722.75 | 1989203.386 | 396041.04 | 179648.6162 | 0 | 305006.6065
8457 | 1505.134 | 1579.582 | 1579.582 | 1537.6608 | 1505.134 | 1719 | 2721724.6391 | 541848.24 | 245788.3822 | 0 | 422942.654
8458 | 1372.623 | 2165.4477 | 1440.5177 | 2107.9779 | 1372.623 | 1619.25 | 2346224.3926 | 494144.28 | 224149.3359 | 0 | 522626.2072
8459 | 1730.814 | 2964.5579 | 1816.4247 | 2885.8802 | 1730.814 | 1331.8 | 2422414.7885 | 623093.04 | 282641.9262 | 0 | 1156529.9148
8460 | 1451.75 | 2930.3224 | 1523.5575 | 2852.5532 | 1451.75 | 1268.85 | 1937294.1383 | 522630 | 237070.775 | 0 | 1061447.0125
8461 | 1419.609 | 2127.9756 | 1489.8267 | 2071.5003 | 1419.609 | 1342 | 2001988.4028 | 511059.24 | 231822.1497 | 0 | 934102.722
8462 | 1566.858 | 2602.9645 | 1644.359 | 2533.8832 | 1566.858 | 1333.7 | 2191997.3867 | 564068.88 | 255867.9114 | 0 | 1043997.4854
8463 | 1497.729 | 1959.7698 | 1571.8107 | 1907.7586 | 1497.729 | 1381.2 | 2167614.7878 | 539182.44 | 244579.1457 | 0 | 926794.7052
8464 | 1156.838 | 1369.765 | 1214.0583 | 1333.4122 | 1156.838 | 1549.1 | 1869900.4032 | 416461.68 | 188911.6454 | 0 | 521618.2542
8465 | 1305.359 | 436.0213 | 436.0213 | 424.4496 | 424.4496 | 1765.9 | 781507.9861 | 152801.8383 | 69312.6116 | 1698671.7855 | 97261.7611
8466 | 1419.829 | 0 | 0 | 0 | 0 | 1842.45 | 0 | 0 | 0 | 2737878.978 | 0
8467 | 1196 | 0 | 0 | 0 | 0 | 1922.5 | 0 | 0 | 0 | 4275336.416 | 0
8468 | 1183.2 | 0 | 0 | 0 | 0 | 1820.1 | 0 | 0 | 0 | 4229580.3072 | 0
8469 | 1408.8 | 0 | 0 | 0 | 0 | 1798.2 | 0 | 0 | 0 | 5036031.7248 | 0
8470 | 1412 | 321.0034 | 321.0034 | 312.4841 | 312.4841 | 1832.65 | 598887.6194 | 112494.2763 | 51028.6537 | 3930435.0863 | 51188.0139
8471 | 1347.2 | 621.2819 | 621.2819 | 604.7934 | 604.7934 | 1722.75 | 1089493.6253 | 217725.6373 | 98762.7683 | 2653877.7711 | 164132
8472 | 1276 | 0 | 0 | 0 | 0 | 1705.5 | 0 | 0 | 0 | 2460531.216 | 0
8473 | 1184 | 0 | 0 | 0 | 0 | 1597.75 | 0 | 0 | 0 | 1482225.92 | 0
8474 | 1453.6 | 0 | 0 | 0 | 0 | 1529.05 | 0 | 0 | 0 | 1819732.768 | 0
8475 | 1312.8 | 0 | 0 | 0 | 0 | 1352.1 | 0 | 0 | 0 | 1643468.064 | 0
8476 | 1127.2 | 0 | 0 | 0 | 0 | 1308.1 | 0 | 0 | 0 | 1411119.136 | 0
8477 | 1457.6 | 0 | 0 | 0 | 0 | 1284.6 | 0 | 0 | 0 | 1824740.288 | 0
8478 | 1394.4 | 0 | 0 | 0 | 0 | 1529.25 | 0 | 0 | 0 | 1745621.472 | 0
8479 | 1288.8 | 68.5257 | 68.5257 | 66.7071 | 66.7071 | 1638.85 | 114047.0856 | 24014.5493 | 10893.2664 | 2356581.3282 | 23581.6504
8480 | 1161.104 | 582.0855 | 582.0855 | 566.6373 | 566.6373 | 1686.5 | 998186.3445 | 203989.4298 | 92531.8719 | 1146319.6392 | 173883.0885
8481 | 829.113 | 1093.1508 | 870.1232 | 1064.1392 | 829.113 | 1686.55 | 1462286.5517 | 298480.68 | 135394.1529 | 0 | 259885.4698
8482 | 1028.635 | 1689.0756 | 1079.5141 | 1644.2484 | 1028.635 | 1680.5 | 1808766.6191 | 370308.6 | 167976.0955 | 0 | 328648.8825
8483 | 1605.522 | 3118.2391 | 1684.9355 | 3035.4828 | 1605.522 | 1267.1 | 2127519.0986 | 577987.92 | 262181.7426 | 0 | 1176687.0738
8484 | 1388.834 | 3265.8293 | 1457.5295 | 3179.156 | 1388.834 | 1051.85 | 1530440.9722 | 499980.24 | 226796.5922 | 0 | 1316822.9571
8485 | 1422.415 | 2718.3351 | 1492.7715 | 2646.192 | 1422.415 | 1161.6 | 1725132.4304 | 512069.4 | 232280.3695 | 0 | 1192552.736
8486 | 1624.992 | 2754.4576 | 1705.3685 | 2681.3558 | 1624.992 | 1278.2 | 2170316.0868 | 584997.12 | 265361.1936 | 0 | 1172919.2256
8487 | 1558.054 | 1791.522 | 1635.1196 | 1743.976 | 1558.054 | 1364.75 | 2218724.8453 | 560899.44 | 254430.2182 | 0 | 989753.8035
8488 | 1796.174 | 280.3293 | 280.3293 | 272.8895 | 272.8895 | 1494.35 | 425793.2264 | 98240.2349 | 44562.8621 | 2937373.7941 | 135067.7111
8489 | 1733.951 | 214.104 | 214.104 | 208.4218 | 208.4218 | 1751.65 | 381492.258 | 75031.8589 | 34035.2849 | 2941702.3066 | 50666.6285
8490 | 1379.821 | 0 | 0 | 0 | 0 | 1812.55 | 0 | 0 | 0 | 2660730.9114 | 0
8491 | 1425.6 | 0 | 0 | 0 | 0 | 1922.5 | 0 | 0 | 0 | 5096086.6176 | 0
8492 | 1449.6 | 0 | 0 | 0 | 0 | 1778.75 | 0 | 0 | 0 | 5181879.3216 | 0
8493 | 1551.2 | 0 | 0 | 0 | 0 | 1772.2 | 0 | 0 | 0 | 5545068.4352 | 0
8494 | 1432.8 | 321.0034 | 321.0034 | 312.4841 | 312.4841 | 1741.5 | 568228.4416 | 112494.2763 | 51028.6537 | 4004788.7631 | 79068.429
8495 | 1576.8 | 621.2819 | 621.2819 | 604.7934 | 604.7934 | 1705.1 | 1076270.0012 | 217725.6373 | 98762.7683 | 3474627.9727 | 174580.8
8496 | 1746.4 | 0 | 0 | 0 | 0 | 1690.05 | 0 | 0 | 0 | 3367611.0624 | 0
8497 | 704 | 0 | 0 | 0 | 0 | 1630.5 | 0 | 0 | 0 | 1357534.464 | 0
8498 | 883.2 | 0 | 0 | 0 | 0 | 1575.75 | 0 | 0 | 0 | 1703088.6912 | 0
8499 | 1075.2 | 0 | 0 | 0 | 0 | 1395.9 | 0 | 0 | 0 | 2073325.3632 | 0
8500 | 876.8 | 0 | 0 | 0 | 0 | 1293.1 | 0 | 0 | 0 | 1690747.4688 | 0
8501 | 927.2 | 0 | 0 | 0 | 0 | 1284.6 | 0 | 0 | 0 | 1787934.5952 | 0
8502 | 720.8 | 0 | 0 | 0 | 0 | 1443.5 | 0 | 0 | 0 | 1389930.1728 | 0
8503 | 638.4 | 157.5369 | 157.5369 | 153.356 | 153.356 | 1643.95 | 263076.4596 | 55208.1603 | 25043.0349 | 935318.1045 | 53447.3776
8504 | 622.722 | 653.5235 | 653.5235 | 636.1794 | 622.722 | 1687.8 | 1096380.6484 | 224179.92 | 101690.5026 | 0 | 194413.8084
8505 | 603.316 | 2035.1202 | 633.1576 | 1981.1092 | 603.316 | 1541.95 | 969038.4496 | 217193.76 | 98521.5028 | 0 | 276348.8938
8506 | 1098.458 | 3416.7011 | 1152.7907 | 3326.0237 | 1098.458 | 1326.85 | 1519081.1147 | 395444.88 | 179378.1914 | 0 | 739427.0027
8507 | 979.053 | 3443.2315 | 1027.4796 | 3351.85 | 979.053 | 1127.25 | 1155785.5117 | 352459.08 | 159879.3549 | 0 | 854468.5058
8508 | 716.923 | 3554.527 | 752.3839 | 3460.1918 | 716.923 | 1051.85 | 793756.0417 | 258092.28 | 117073.5259 | 0 | 679750.5425
8509 | 680.172 | 3430.7765 | 713.8151 | 3339.7255 | 680.172 | 1095.55 | 781569.1301 | 244861.92 | 111072.0876 | 0 | 615181.5654
8510 | 780.334 | 3037.8503 | 818.9314 | 2957.2274 | 780.334 | 1104.35 | 901687.352 | 280920.24 | 127428.5422 | 0 | 698906.1471
8511 | 882.579 | 2281.704 | 926.2337 | 2221.1488 | 882.579 | 1294.9 | 1191246.6832 | 317728.44 | 144125.1507 | 0 | 622306.4529
8512 | 842.753 | 2104.0709 | 884.4378 | 2048.23 | 842.753 | 1392.4 | 1218303.2572 | 303391.08 | 137621.5649 | 0 | 512056.7228
8513 | 490.41 | 898.147 | 514.667 | 874.3106 | 490.41 | 1751.65 | 896433.5396 | 176547.6 | 80083.953 | 0 | 121793.3235
8514 | 678.563 | 0 | 0 | 0 | 0 | 1877.4 | 0 | 0 | 0 | 1308483.8899 | 0
8515 | 853.6 | 0 | 0 | 0 | 0 | 1922.5 | 0 | 0 | 0 | 1646010.5376 | 0
8516 | 705.6 | 0 | 0 | 0 | 0 | 1830.75 | 0 | 0 | 0 | 1360619.7696 | 0
8517 | 828.8 | 0 | 0 | 0 | 0 | 1798.5 | 0 | 0 | 0 | 1598188.3008 | 0
8518 | 820 | 0 | 0 | 0 | 0 | 1832.65 | 0 | 0 | 0 | 1581219.12 | 0
8519 | 755.2 | 0 | 0 | 0 | 0 | 1772.55 | 0 | 0 | 0 | 1456264.2432 | 0
8520 | 697.6 | 321.0034 | 321.0034 | 312.4841 | 312.4841 | 1705.5 | 552869.649 | 112494.2763 | 51028.6537 | 742625.15 | 90079.893
8521 | 1381.6 | 0 | 0 | 0 | 0 | 1669.3 | 0 | 0 | 0 | 1729597.408 | 0
8522 | 1472 | 0 | 0 | 0 | 0 | 1608.85 | 0 | 0 | 0 | 1842767.36 | 0
8523 | 1526.4 | 0 | 0 | 0 | 0 | 1665.05 | 0 | 0 | 0 | 1910869.632 | 0
8524 | 1505.6 | 0 | 0 | 0 | 0 | 1667.05 | 0 | 0 | 0 | 1884830.528 | 0
8525 | 1336.8 | 0 | 0 | 0 | 0 | 1669.35 | 0 | 0 | 0 | 1673513.184 | 0
8526 | 1504 | 0 | 0 | 0 | 0 | 1676.2 | 0 | 0 | 0 | 1882827.52 | 0
8527 | 1156.8 | 660.2789 | 660.2789 | 642.7555 | 642.7555 | 1686.55 | 1133446.9116 | 231391.9666 | 104961.9671 | 991240.3056 | 197209.8886
8528 | 151.282 | 158.7648 | 158.7648 | 154.5513 | 151.282 | 1763.4 | 278975.7912 | 54461.52 | 24704.3506 | 0 | 35793.3212
8529 | 203.767 | 679.7926 | 213.8459 | 661.7513 | 203.767 | 1845.4 | 393246.4361 | 73356.12 | 33275.1511 | 0 | 31502.3782
8530 | 271.406 | 1883.8443 | 284.8305 | 1833.8481 | 271.406 | 1753.75 | 499123.717 | 97706.16 | 44320.5998 | 0 | 66833.7275
8531 | 225.678 | 2923.7401 | 236.8406 | 2846.1457 | 225.678 | 1345.8 | 318594.9479 | 81244.08 | 36853.2174 | 0 | 147638.5476
8532 | 210.894 | 2932.7645 | 221.3254 | 2854.9305 | 210.894 | 1243.25 | 275586.7908 | 75921.84 | 34438.9902 | 0 | 159594.0345
8533 | 235.761 | 2347.5326 | 247.4224 | 2285.2304 | 235.761 | 1201.9 | 297667.593 | 84873.96 | 38499.7713 | 0 | 188160.8541
8534 | 236.032 | 1541.3774 | 247.7068 | 1500.47 | 236.032 | 1312.8 | 323893.3694 | 84971.52 | 38544.0256 | 0 | 162201.1904
8535 | 258.885 | 1153.0825 | 271.6902 | 1122.4803 | 258.885 | 1707.4 | 461888.8912 | 93198.6 | 42275.9205 | 0 | 75749.751
8536 | 263.906 | 563.9351 | 276.9595 | 548.9686 | 263.906 | 1826.7 | 500119.2511 | 95006.16 | 43095.8498 | 0 | 45734.9098
8537 | 505.286 | 247.6365 | 247.6365 | 241.0643 | 241.0643 | 1840.9 | 460723.4115 | 86783.1588 | 39365.8051 | 509502.8738 | 37542.0315
8538 | 457.786 | 0 | 0 | 0 | 0 | 1886.5 | 0 | 0 | 0 | 882756.0684 | 0
8539 | 296 | 0 | 0 | 0 | 0 | 1889.15 | 0 | 0 | 0 | 1058110.016 | 0
8540 | 264.8 | 145.5332 | 145.5332 | 141.6708 | 141.6708 | 1785.65 | 264171.7763 | 51001.495 | 23134.8448 | 440149.3894 | 29724.7719
8541 | 239.2 | 251.0315 | 251.0315 | 244.3692 | 239.2 | 1770.95 | 440446.1521 | 86112 | 39061.36 | 0 | 54788.76
8542 | 282.4 | 296.3683 | 296.3683 | 288.5028 | 282.4 | 1818.05 | 532754.2617 | 101664 | 46115.92 | 0 | 51382.68
8543 | 237.6 | 249.3523 | 249.3523 | 242.7347 | 237.6 | 1762.9 | 434704.7272 | 85536 | 38800.08 | 0 | 56334.96
8544 | 223.2 | 0 | 0 | 0 | 0 | 1683.5 | 0 | 0 | 0 | 430400.1312 | 0
8545 | 259.2 | 0 | 0 | 0 | 0 | 1421.9 | 0 | 0 | 0 | 324487.296 | 0
8546 | 218.4 | 0 | 0 | 0 | 0 | 1585.75 | 0 | 0 | 0 | 273410.592 | 0
8547 | 200 | 0 | 0 | 0 | 0 | 1582.05 | 0 | 0 | 0 | 250376 | 0
8548 | 210.4 | 0 | 0 | 0 | 0 | 1566.5 | 0 | 0 | 0 | 263395.552 | 0
8549 | 123.2 | 0 | 0 | 0 | 0 | 1519.9 | 0 | 0 | 0 | 154231.616 | 0
8550 | 180 | 0 | 0 | 0 | 0 | 1582.05 | 0 | 0 | 0 | 225338.4 | 0
8551 | 153.6 | 78.7391 | 78.7391 | 76.6494 | 76.6494 | 1598 | 128384.8238 | 27593.7823 | 12516.8462 | 148385.0823 | 30161.256
8552 | 243.992 | 256.0605 | 256.0605 | 249.2648 | 243.992 | 1592.7 | 406806.26 | 87837.12 | 39843.8936 | 0 | 99377.9416
8553 | 437.884 | 1076.7865 | 459.5419 | 1048.2092 | 437.884 | 1409.85 | 646187.3285 | 157638.24 | 71506.4572 | 0 | 258417.2426
8554 | 969.506 | 2024.9362 | 1017.4604 | 1971.1955 | 969.506 | 1304.25 | 1321217.5448 | 349022.16 | 158320.3298 | 0 | 674533.7995
8555 | 1470.638 | 2402.5507 | 1543.3797 | 2338.7883 | 1470.638 | 1306.4 | 2005761.7476 | 529429.68 | 240155.1854 | 0 | 1020034.5168
8556 | 1520.337 | 2895.1874 | 1595.537 | 2818.3507 | 1520.337 | 1300.7 | 2066124.9501 | 547321.32 | 248271.0321 | 0 | 1063171.6641
8557 | 1436.091 | 2911.9358 | 1507.1239 | 2834.6546 | 1436.091 | 1188.6 | 1785141.7975 | 516992.76 | 234513.6603 | 0 | 1165244.2374
8558 | 1653.246 | 2277.9186 | 1735.02 | 2217.4639 | 1653.246 | 1187.15 | 2046739.6854 | 595168.56 | 269975.0718 | 0 | 1343841.0111
8559 | 1597.991 | 1938.2957 | 1677.032 | 1886.8544 | 1597.991 | 1259.6 | 2097440.9242 | 575276.76 | 260951.9303 | 0 | 1183152.5364
8560 | 1630.98 | 307.8116 | 307.8116 | 299.6425 | 299.6425 | 1313.5 | 410267.183 | 107871.2843 | 48931.6131 | 2567239.4865 | 201353.196
8561 | 1716.665 | 596.5986 | 596.5986 | 580.7652 | 580.7652 | 1560 | 941907.2369 | 209075.4566 | 94838.9502 | 2190373.8412 | 250131.2
8562 | 1572.735 | 0 | 0 | 0 | 0 | 1707.15 | 0 | 0 | 0 | 3032730.0643 | 0
8563 | 1589.6 | 0 | 0 | 0 | 0 | 1818.45 | 0 | 0 | 0 | 5682336.7616 | 0
8564 | 1557.6 | 0 | 0 | 0 | 0 | 1716.35 | 0 | 0 | 0 | 5567946.4896 | 0
8565 | 1602.4 | 0 | 0 | 0 | 0 | 1711.6 | 0 | 0 | 0 | 5728092.8704 | 0
8566 | 1444 | 321.0034 | 321.0034 | 312.4841 | 312.4841 | 1655.15 | 540582.8555 | 112494.2763 | 51028.6537 | 4044825.3583 | 105480.6489
8567 | 1375.2 | 621.2819 | 621.2819 | 604.7934 | 604.7934 | 1485.4 | 939037.8789 | 217725.6373 | 98762.7683 | 2753969.2591 | 304643.2
8568 | 1093.6 | 0 | 0 | 0 | 0 | 1275.55 | 0 | 0 | 0 | 2108806.3776 | 0
8569 | 1228 | 0 | 0 | 0 | 0 | 1463.7 | 0 | 0 | 0 | 1537308.64 | 0
8570 | 1288 | 0 | 0 | 0 | 0 | 1254.75 | 0 | 0 | 0 | 1612421.44 | 0
8571 | 1141.6 | 0 | 0 | 0 | 0 | 1242.6 | 0 | 0 | 0 | 1429146.208 | 0
8572 | 1294.4 | 0 | 0 | 0 | 0 | 1241.15 | 0 | 0 | 0 | 1620433.472 | 0
8573 | 1065.6 | 0 | 0 | 0 | 0 | 1259.55 | 0 | 0 | 0 | 1334003.328 | 0
8574 | 829.6 | 0 | 0 | 0 | 0 | 1432.15 | 0 | 0 | 0 | 1038559.648 | 0
8575 | 1029.6 | 214.8439 | 214.8439 | 209.1421 | 209.1421 | 1658.5 | 362380.594 | 75291.1436 | 34152.8993 | 1582102.1622 | 69911.197
8576 | 822.307 | 862.9805 | 862.9805 | 840.0775 | 822.307 | 1785.4 | 1533743.0542 | 296030.52 | 134282.7331 | 0 | 176467.0822
8577 | 592.193 | 2002.7285 | 621.4845 | 1949.5772 | 592.193 | 1831.75 | 1134483.3576 | 213189.48 | 96705.1169 | 0 | 99636.4723
8578 | 240.544 | 3316.7009 | 252.442 | 3228.6775 | 240.544 | 1717.15 | 433273.5218 | 86595.84 | 39280.8352 | 0 | 68037.8704
8579 | 160.732 | 2862.0978 | 168.6822 | 2786.1393 | 160.732 | 1229.9 | 207533.3461 | 57863.52 | 26247.5356 | 0 | 123779.7132
8580 | 234.455 | 2722.2674 | 246.0518 | 2650.0199 | 234.455 | 1197.75 | 295079.4421 | 84403.8 | 38286.5015 | 0 | 188091.5237
8581 | 799.112 | 3543.7868 | 838.6382 | 3449.7367 | 799.112 | 1196.25 | 1001690.525 | 287680.32 | 130494.9896 | 0 | 642286.27
8582 | 1280.093 | 2857.7216 | 1343.4099 | 2781.8792 | 1280.093 | 1345.15 | 1793425.2645 | 460833.48 | 209039.1869 | 0 | 838268.901
8583 | 1234.242 | 1961.9453 | 1295.2909 | 1909.8764 | 1234.242 | 1738.5 | 2234385.5877 | 444327.12 | 201551.7186 | 0 | 322754.283
8584 | 1396.75 | 935.2046 | 935.2046 | 910.3847 | 910.3847 | 1849.05 | 1754574.1736 | 327738.5034 | 148665.8267 | 937865.9288 | 134515.6207
8585 | 1167.432 | 461.4634 | 461.4634 | 449.2165 | 449.2165 | 1902.95 | 891224.6234 | 161717.9238 | 73357.0471 | 1384946.5269 | 42674.2437
8586 | 1508.661 | 5.0332 | 5.0332 | 4.8996 | 4.8996 | 1916.55 | 9809.399 | 1763.8719 | 800.1119 | 2899727.0827 | 400.2262
8587 | 1127.2 | 0 | 0 | 0 | 0 | 1928.2 | 0 | 0 | 0 | 4029397.3312 | 0
8588 | 1019.2 | 0 | 0 | 0 | 0 | 1869.9 | 0 | 0 | 0 | 3643330.1632 | 0
8589 | 1018.4 | 0 | 0 | 0 | 0 | 1811.35 | 0 | 0 | 0 | 3640470.4064 | 0
8590 | 1072 | 321.0034 | 321.0034 | 312.4841 | 312.4841 | 1832.65 | 598630.1285 | 112494.2763 | 51028.6537 | 2715038.4463 | 51188.0139
8591 | 1246.4 | 621.2819 | 621.2819 | 604.7934 | 604.7934 | 1772.55 | 1120190.5903 | 217725.6373 | 98762.7683 | 2293548.4143 | 134650.4
8592 | 1248 | 0 | 0 | 0 | 0 | 1705.5 | 0 | 0 | 0 | 2406538.368 | 0
8593 | 1350.4 | 0 | 0 | 0 | 0 | 1680 | 0 | 0 | 0 | 1690538.752 | 0
8594 | 1180.8 | 0 | 0 | 0 | 0 | 1669.05 | 0 | 0 | 0 | 1478219.904 | 0
8595 | 1263.2 | 0 | 0 | 0 | 0 | 1667.7 | 0 | 0 | 0 | 1581374.816 | 0
8596 | 924 | 0 | 0 | 0 | 0 | 1666.75 | 0 | 0 | 0 | 1156737.12 | 0
8597 | 1158.4 | 0 | 0 | 0 | 0 | 1666.95 | 0 | 0 | 0 | 1450177.792 | 0
8598 | 944.8 | 0 | 0 | 0 | 0 | 1675 | 0 | 0 | 0 | 1182776.224 | 0
8599 | 1162.4 | 190.892 | 190.892 | 185.8258 | 185.8258 | 1716.95 | 331156.0148 | 66897.3054 | 30345.361 | 1883143.5618 | 51485.3797
8600 | 1102.325 | 1156.849 | 1156.849 | 1126.1468 | 1102.325 | 1775.95 | 2030005.356 | 396837 | 180009.6725 | 0 | 246975.9162
8601 | 1299.188 | 1363.4494 | 1363.4494 | 1327.2641 | 1299.188 | 1856.05 | 2505612.5883 | 467707.68 | 212157.4004 | 0 | 187018.1126
8602 | 1255.151 | 2290.4366 | 1317.2342 | 2229.6497 | 1255.151 | 1825.4 | 2384254.1776 | 451854.36 | 204966.1583 | 0 | 219149.3646
8603 | 1741.645 | 2773.8789 | 1827.7915 | 2700.2617 | 1741.645 | 1645.9 | 2998172.6757 | 626992.2 | 284410.6285 | 0 | 616716.4945
8604 | 1714.976 | 3201.2359 | 1799.8033 | 3116.2768 | 1714.976 | 1348 | 2418674.071 | 617391.36 | 280055.5808 | 0 | 1118164.352
8605 | 1914.011 | 4068.2936 | 2008.6832 | 3960.3233 | 1914.011 | 1298.7 | 2589375.0556 | 689043.96 | 312557.9963 | 0 | 1342295.9143
8606 | 1870.71 | 2820.8424 | 1963.2404 | 2745.9788 | 1870.71 | 1493.7 | 2905622.328 | 673455.6 | 305486.943 | 0 | 947140.473
8607 | 1783.81 | 1955.6706 | 1872.0421 | 1903.7682 | 1783.81 | 1827.15 | 3392938.7686 | 642171.6 | 291296.173 | 0 | 308331.5585
8608 | 2019.637 | 1511.9084 | 1511.9084 | 1471.7832 | 1471.7832 | 1849.05 | 2818633.5884 | 529841.9585 | 240342.1995 | 1056435.2136 | 217466.1175
8609 | 1410.31 | 277.3604 | 277.3604 | 269.9994 | 269.9994 | 1902.95 | 535643.6679 | 97199.7859 | 44090.9029 | 2198879.1649 | 25649.1504
8610 | 1651.085 | 0 | 0 | 0 | 0 | 1922.25 | 0 | 0 | 0 | 3183813.6229 | 0
8611 | 1632 | 0 | 0 | 0 | 0 | 1933.9 | 0 | 0 | 0 | 5833903.872 | 0
8612 | 1364.8 | 0 | 0 | 0 | 0 | 1875.6 | 0 | 0 | 0 | 4878745.1008 | 0
8613 | 1691.2 | 0 | 0 | 0 | 0 | 1811.35 | 0 | 0 | 0 | 6045525.8752 | 0
8614 | 1349.6 | 321.0034 | 321.0034 | 312.4841 | 312.4841 | 1832.65 | 594710.2859 | 112494.2763 | 51028.6537 | 3707374.0559 | 51188.0139
8615 | 1433.6 | 621.2819 | 621.2819 | 604.7934 | 604.7934 | 1811.7 | 1141933.2799 | 217725.6373 | 98762.7683 | 2962731.5055 | 111473.6
8616 | 1556 | 0 | 0 | 0 | 0 | 1757.5 | 0 | 0 | 0 | 3000459.696 | 0
8617 | 1457.6 | 0 | 0 | 0 | 0 | 1677.8 | 0 | 0 | 0 | 1824740.288 | 0
8618 | 1494.4 | 0 | 0 | 0 | 0 | 1669.05 | 0 | 0 | 0 | 1870809.472 | 0
8619 | 1759.2 | 0 | 0 | 0 | 0 | 1633.65 | 0 | 0 | 0 | 2202307.296 | 0
8620 | 1729.6 | 0 | 0 | 0 | 0 | 1632.7 | 0 | 0 | 0 | 2165251.648 | 0
8621 | 1414.4 | 0 | 0 | 0 | 0 | 1668.25 | 0 | 0 | 0 | 1770659.072 | 0
8622 | 1408.8 | 0 | 0 | 0 | 0 | 1688.15 | 0 | 0 | 0 | 1763648.544 | 0
8623 | 1471.2 | 161.1093 | 161.1093 | 156.8336 | 156.8336 | 1756.1 | 287208.1308 | 56460.0827 | 25610.9208 | 2534513.8304 | 37442.5524
8624 | 1645.752 | 1105.3676 | 1105.3676 | 1076.0317 | 1076.0317 | 1824.55 | 2045042.4343 | 387371.4223 | 175715.9813 | 1098600.7147 | 184796.2215
8625 | 1196.191 | 1497.7753 | 1255.3578 | 1458.0252 | 1196.191 | 1856.05 | 2313766.71 | 430628.76 | 195337.9903 | 0 | 172191.6944
8626 | 1139.333 | 2176.5489 | 1195.6875 | 2118.7845 | 1139.333 | 1864.55 | 2219341.7093 | 410159.88 | 186053.0789 | 0 | 154322.6548
8627 | 1201.095 | 3069.0057 | 1260.5044 | 2987.556 | 1201.095 | 1569.95 | 1974935.1131 | 432394.2 | 196138.8135 | 0 | 516530.9047
8628 | 1464.687 | 3343.5032 | 1537.1344 | 3254.7684 | 1464.687 | 1322.45 | 2033026.9997 | 527287.32 | 239183.3871 | 0 | 992398.6769
8629 | 1491.287 | 2290.7462 | 1565.0501 | 2229.951 | 1491.287 | 1029.5 | 1606595.5865 | 536863.32 | 243527.1671 | 0 | 1447294.0335
8630 | 1221.935 | 2762.1627 | 1282.3752 | 2688.8565 | 1221.935 | 1471.55 | 1871862.9671 | 439896.6 | 199541.9855 | 0 | 645731.5508
8631 | 1440.758 | 1512.0218 | 1512.0218 | 1471.8936 | 1440.758 | 1837.8 | 2760628.985 | 518672.88 | 235275.7814 | 0 | 233690.9476
8632 | 1143.128 | 1706.6205 | 1199.6713 | 1661.3277 | 1143.128 | 1888.2 | 2247744.5114 | 411526.08 | 186672.8024 | 0 | 127801.7104
8633 | 1279.819 | 687.7927 | 687.7927 | 669.539 | 669.539 | 1908.65 | 1331273.8877 | 241034.0495 | 109335.723 | 1176812.6378 | 59868.5976
8634 | 1197.79 | 6.1855 | 6.1855 | 6.0214 | 6.0214 | 1922.25 | 12078.4167 | 2167.6941 | 983.2901 | 2298106.5127 | 458.2585
8635 | 973.6 | 0 | 0 | 0 | 0 | 1922.5 | 0 | 0 | 0 | 3480324.0256 | 0
8636 | 1392 | 0 | 0 | 0 | 0 | 1869.9 | 0 | 0 | 0 | 4975976.832 | 0
8637 | 827.2 | 0 | 0 | 0 | 0 | 1850.5 | 0 | 0 | 0 | 2956988.5312 | 0
8638 | 1307.2 | 321.0034 | 321.0034 | 312.4841 | 312.4841 | 1844.05 | 601890.3692 | 112494.2763 | 51028.6537 | 3555806.9455 | 47701.0503
8639 | 978.4 | 621.2819 | 621.2819 | 604.7934 | 604.7934 | 1823.1 | 1152948.0797 | 217725.6373 | 98762.7683 | 1335529.8863 | 104724.8
8640 | 1164.8 | 0 | 0 | 0 | 0 | 1796.65 | 0 | 0 | 0 | 2246102.4768 | 0
8641 | 1192 | 0 | 0 | 0 | 0 | 1677.8 | 0 | 0 | 0 | 1492240.96 | 0
8642 | 1257.6 | 0 | 0 | 0 | 0 | 1670.35 | 0 | 0 | 0 | 1574364.288 | 0
8643 | 1376.8 | 0 | 0 | 0 | 0 | 1667.4 | 0 | 0 | 0 | 1723588.384 | 0
8644 | 1199.2 | 0 | 0 | 0 | 0 | 1665.45 | 0 | 0 | 0 | 1501254.496 | 0
8645 | 1092.8 | 0 | 0 | 0 | 0 | 1668.25 | 0 | 0 | 0 | 1368054.464 | 0
8646 | 1172.8 | 0 | 0 | 0 | 0 | 1701 | 0 | 0 | 0 | 1468204.864 | 0
8647 | 1270.4 | 159.0566 | 159.0566 | 154.8353 | 154.8353 | 1795.25 | 289220.2363 | 55740.7054 | 25284.6033 | 2151161.274 | 31031.91
8648 | 1082.229 | 1135.759 | 1135.759 | 1105.6165 | 1082.229 | 1824.55 | 2055208.1884 | 389602.44 | 176727.9957 | 0 | 189877.078
8649 | 1267.43 | 1750.0483 | 1330.1205 | 1703.603 | 1267.43 | 1856.05 | 2449196.0806 | 456274.8 | 206971.319 | 0 | 182446.5485
8650 | 1460.39 | 2828.0186 | 1532.6248 | 2752.9646 | 1460.39 | 1864.55 | 2850572.836 | 525740.4 | 238481.687 | 0 | 197809.8255
8651 | 1254.555 | 3174.1734 | 1316.6087 | 3089.9326 | 1254.555 | 1760.4 | 2317283.8237 | 451639.8 | 204868.8315 | 0 | 300591.378
8652 | 1447.708 | 3771.0501 | 1519.3156 | 3670.9685 | 1447.708 | 1504.05 | 2288282.15 | 521174.88 | 236410.7164 | 0 | 717990.7826
8653 | 1292.068 | 3006.1576 | 1355.9772 | 2926.3758 | 1292.068 | 1203.3 | 1636949.1732 | 465144.48 | 210994.7044 | 0 | 1029390.5756
8654 | 1332.407 | 2765.3216 | 1398.3115 | 2691.9315 | 1332.407 | 1543.7 | 2157907.7777 | 479666.52 | 217582.0631 | 0 | 607977.3141
8655 | 1699.676 | 2188.665 | 1783.7466 | 2130.579 | 1699.676 | 1876.95 | 3317870.4775 | 611883.36 | 277557.0908 | 0 | 209145.1318
8656 | 1738.895 | 1727.0472 | 1727.0472 | 1681.2124 | 1681.2124 | 1893.9 | 3332891.563 | 605236.4482 | 274541.9778 | 111230.3651 | 174603.3589
8657 | 1656.8 | 681.7362 | 681.7362 | 663.6433 | 663.6433 | 1902.95 | 1322521.6815 | 238911.5923 | 108372.9528 | 1915119.9322 | 63044.1652
8658 | 1844.457 | 10.7276 | 10.7276 | 10.4429 | 10.4429 | 1916.55 | 21004.7204 | 3759.445 | 1705.326 | 3536558.7277 | 853.0259
8659 | 1589.6 | 0 | 0 | 0 | 0 | 1922.5 | 0 | 0 | 0 | 5682336.7616 | 0
8660 | 1539.2 | 0 | 0 | 0 | 0 | 1869.9 | 0 | 0 | 0 | 5502172.0832 | 0
8661 | 1721.6 | 0 | 0 | 0 | 0 | 1811.35 | 0 | 0 | 0 | 6154196.6336 | 0
8662 | 1580 | 321.0034 | 321.0034 | 312.4841 | 312.4841 | 1832.65 | 600536.3668 | 112494.2763 | 51028.6537 | 4530984.0143 | 51188.0139
8663 | 1633.6 | 621.2819 | 621.2819 | 604.7934 | 604.7934 | 1811.7 | 1151316.0771 | 217725.6373 | 98762.7683 | 3677670.7055 | 111473.6
8664 | 1402.4 | 0 | 0 | 0 | 0 | 1796.65 | 0 | 0 | 0 | 2704270.3584 | 0
8665 | 1166.4 | 0 | 0 | 0 | 0 | 1527.55 | 0 | 0 | 0 | 2249187.7824 | 0
8666 | 950.4 | 0 | 0 | 0 | 0 | 1451.3 | 0 | 0 | 0 | 1832671.5264 | 0
8667 | 1228.8 | 0 | 0 | 0 | 0 | 1239.5 | 0 | 0 | 0 | 2369514.7008 | 0
8668 | 1433.6 | 0 | 0 | 0 | 0 | 1238.55 | 0 | 0 | 0 | 2764433.8176 | 0
8669 | 1112.8 | 0 | 0 | 0 | 0 | 1276.55 | 0 | 0 | 0 | 2145830.0448 | 0
8670 | 1390.4 | 0 | 0 | 0 | 0 | 1385.45 | 0 | 0 | 0 | 2681130.5664 | 0
8671 | 1300 | 132.5387 | 132.5387 | 129.0212 | 129.0212 | 1602.25 | 217337.4771 | 46447.6456 | 21069.1681 | 2258017.0829 | 50232.643
8672 | 1239.89 | 1022.205 | 1022.205 | 995.0762 | 995.0762 | 1715.45 | 1792738.6394 | 358227.4482 | 162495.9508 | 472078.2807 | 277159.3828
8673 | 1372.872 | 1440.778 | 1440.778 | 1402.5405 | 1372.872 | 1816.9 | 2626381.2641 | 494233.92 | 224189.9976 | 0 | 251372.8632
8674 | 1438.053 | 2722.9002 | 1509.183 | 2650.636 | 1438.053 | 1825.4 | 2763246.4014 | 517699.08 | 234834.0549 | 0 | 251084.0538
8675 | 1474.877 | 3292.5958 | 1547.8284 | 3205.2121 | 1474.877 | 1475.65 | 2292005.0482 | 530955.72 | 240847.4141 | 0 | 773351.7549
8676 | 1655.249 | 3419.7057 | 1737.1221 | 3328.9486 | 1655.249 | 1466.3 | 2551443.2257 | 595889.64 | 270302.1617 | 0 | 883406.3913
8677 | 1465.832 | 3870.7186 | 1538.336 | 3767.9918 | 1465.832 | 1308.7 | 2016461.1404 | 527699.52 | 239370.3656 | 0 | 1013329.6616
8678 | 1372.877 | 3612.3062 | 1440.7832 | 3516.4376 | 1372.877 | 1591 | 2303860.6015 | 494235.72 | 224190.8141 | 0 | 561506.693
8679 | 1501.38 | 2626.4074 | 1575.6423 | 2556.704 | 1501.38 | 1876.95 | 2972445.7375 | 540496.8 | 245175.354 | 0 | 184744.809
8680 | 1727.807 | 1470.2679 | 1470.2679 | 1431.2478 | 1431.2478 | 1899.6 | 2865952.4991 | 515249.1918 | 233722.7584 | 571859.9369 | 140657.5888
8681 | 1880.42 | 844.1112 | 844.1112 | 821.7089 | 821.7089 | 1908.65 | 1652992.1985 | 295815.2174 | 134185.0694 | 2041529.4818 | 73475.2714
8682 | 1581.08 | 13.5958 | 13.5958 | 13.235 | 13.235 | 1922.25 | 26870.7402 | 4764.5872 | 2161.2697 | 3023300.6675 | 1007.2513
8683 | 1718.4 | 0 | 0 | 0 | 0 | 1933.9 | 0 | 0 | 0 | 3313618.2144 | 0
8684 | 1398.4 | 0 | 0 | 0 | 0 | 1830.75 | 0 | 0 | 0 | 2696557.0944 | 0
8685 | 1615.2 | 0 | 0 | 0 | 0 | 1745.2 | 0 | 0 | 0 | 3114616.0032 | 0
8686 | 1388 | 0 | 0 | 0 | 0 | 1832.65 | 0 | 0 | 0 | 2676502.608 | 0
8687 | 1260 | 0 | 0 | 0 | 0 | 1811.7 | 0 | 0 | 0 | 2429678.16 | 0
8688 | 1138.4 | 286.7657 | 286.7657 | 279.1551 | 279.1551 | 1739.55 | 513195.4942 | 100495.8284 | 45586.0244 | 1656895.7294 | 71167.9625
8689 | 1516 | 0 | 0 | 0 | 0 | 1361.3 | 0 | 0 | 0 | 1897850.08 | 0
8690 | 1427.2 | 0 | 0 | 0 | 0 | 1439.25 | 0 | 0 | 0 | 1786683.136 | 0
8691 | 1350.4 | 0 | 0 | 0 | 0 | 1279.7 | 0 | 0 | 0 | 1690538.752 | 0
8692 | 1424.8 | 0 | 0 | 0 | 0 | 1267.45 | 0 | 0 | 0 | 1783678.624 | 0
8693 | 1365.6 | 0 | 0 | 0 | 0 | 1206.35 | 0 | 0 | 0 | 1709567.328 | 0
8694 | 1286.4 | 0 | 0 | 0 | 0 | 1274.3 | 0 | 0 | 0 | 1610418.432 | 0
8695 | 1076.8 | 713.1319 | 713.1319 | 694.2058 | 694.2058 | 1294.8 | 949957.0247 | 249914.0926 | 113363.8092 | 737762.4929 | 479198.2092
8696 | 900.697 | 945.2479 | 945.2479 | 920.1615 | 900.697 | 1319.65 | 1254795.3042 | 324250.92 | 147083.8201 | 0 | 612789.2039
8697 | 1097.2 | 1348.3109 | 1151.4705 | 1312.5274 | 1097.2 | 1397.75 | 1621924.5569 | 394992 | 179172.76 | 0 | 660788.7
8698 | 1366.655 | 2780.4633 | 1434.2535 | 2706.6713 | 1366.655 | 1320.9 | 1910150.5795 | 491995.8 | 223174.7615 | 0 | 928095.4105
8699 | 1227.291 | 3401.3957 | 1287.9961 | 3311.1245 | 1227.291 | 705.55 | 916822.5502 | 441824.76 | 200416.6203 | 0 | 1588666.835
8700 | 1383.572 | 3985.2076 | 1452.0072 | 3879.4424 | 1383.572 | 697.35 | 1017707.0708 | 498085.92 | 225937.3076 | 0 | 1802310.0658
8701 | 1468.257 | 3315.6956 | 1540.881 | 3227.6988 | 1468.257 | 325.8 | 502573.0565 | 528572.52 | 239766.3681 | 0 | 2458155.8694
8702 | 1027.48 | 2741.8955 | 1078.3019 | 2669.1271 | 1027.48 | 694.95 | 753253.2845 | 369892.8 | 167787.484 | 0 | 1340912.774
8703 | 1438.064 | 1509.1945 | 1509.1945 | 1469.1413 | 1438.064 | 1237.5 | 1879173.0734 | 517703.04 | 234835.8512 | 0 | 1096523.8
8704 | 621.669 | 825.9555 | 652.4184 | 804.0351 | 621.669 | 1287.55 | 844508.8231 | 223800.84 | 101518.5477 | 0 | 442908.0791
8705 | 592.386 | 475.7162 | 475.7162 | 463.0909 | 463.0909 | 1496.15 | 729594.7945 | 166712.7412 | 75622.7518 | 249321.7181 | 228392.6857
8706 | 255.342 | 0 | 0 | 0 | 0 | 1646.4 | 0 | 0 | 0 | 492380.0641 | 0
8707 | 254.4 | 99.3568 | 99.3568 | 96.72 | 96.72 | 1700.95 | 173475.9907 | 34819.1841 | 15794.3688 | 563658.2232 | 28312.2597
8708 | 272 | 285.4539 | 285.4539 | 277.8781 | 272 | 1282.15 | 368275.3394 | 97920 | 44417.6 | 0 | 195255.2
8709 | 180 | 188.9033 | 188.9033 | 183.8899 | 180 | 1244.45 | 235758.8705 | 64800 | 29394 | 0 | 135999
8710 | 245.6 | 257.748 | 257.748 | 250.9075 | 245.6 | 1413.25 | 364415.9094 | 88416 | 40106.48 | 0 | 144105.8
8711 | 105.6 | 110.8233 | 110.8233 | 107.8821 | 105.6 | 1179.55 | 131432.8946 | 38016 | 17244.48 | 0 | 86639.52
8712 | 99.2 | 0 | 0 | 0 | 0 | 1166.3 | 0 | 0 | 0 | 191288.9472 | 0
8713 | 91.2 | 0 | 0 | 0 | 0 | 1232.8 | 0 | 0 | 0 | 114171.456 | 0
8714 | 98.4 | 0 | 0 | 0 | 0 | 1181 | 0 | 0 | 0 | 123184.992 | 0
8715 | 89.6 | 0 | 0 | 0 | 0 | 1163.1 | 0 | 0 | 0 | 112168.448 | 0
8716 | 95.2 | 0 | 0 | 0 | 0 | 1116.5 | 0 | 0 | 0 | 119178.976 | 0
8717 | 91.2 | 0 | 0 | 0 | 0 | 1003.6 | 0 | 0 | 0 | 114171.456 | 0
8718 | 96.8 | 0 | 0 | 0 | 0 | 1004.5 | 0 | 0 | 0 | 121181.984 | 0
8719 | 77.6 | 37.6547 | 37.6547 | 36.6554 | 36.6554 | 1005.9 | 38712.0149 | 13195.939 | 5985.8245 | 78954.1543 | 35668.308
8720 | 94.05 | 152.0745 | 98.702 | 148.0385 | 94.05 | 1222.55 | 120284.7752 | 33858 | 15358.365 | 0 | 73119.1725
8721 | 825.915 | 1429.8478 | 866.767 | 1391.9004 | 825.915 | 1259.55 | 1095321.3368 | 297329.4 | 134871.9195 | 0 | 611548.7618
8722 | 1285.579 | 2052.4416 | 1349.1672 | 1997.9709 | 1285.579 | 1225.35 | 1662569.1279 | 462808.44 | 209935.0507 | 0 | 995873.7724
8723 | 1403.535 | 1472.9576 | 1472.9576 | 1433.8661 | 1403.535 | 1213.3 | 1795241.3882 | 505272.6 | 229197.2655 | 0 | 1104160.9845
8724 | 1280.109 | 1343.4267 | 1343.4267 | 1307.7728 | 1280.109 | 1222.3 | 1655360.0032 | 460839.24 | 209041.7997 | 0 | 995540.7693
8725 | 1122.521 | 1868.4183 | 1178.0439 | 1818.8315 | 1122.521 | 1191.1 | 1413141.7327 | 404107.56 | 183307.6793 | 0 | 908007.2369
8726 | 1380.964 | 1355.9446 | 1355.9446 | 1319.9586 | 1319.9586 | 1187.15 | 1649243.6403 | 475185.1001 | 215549.2412 | 117637.6669 | 1050232.2755
8727 | 1395.618 | 1319.4254 | 1319.4254 | 1284.4086 | 1284.4086 | 1194.3 | 1617073.3556 | 462387.0989 | 209743.9257 | 214446.8499 | 1012957.4623
8728 | 1382.822 | 544.668 | 544.668 | 530.2128 | 530.2128 | 1160.6 | 647802.0451 | 190876.6091 | 86583.7507 | 1644099.9562 | 435646.0818
8729 | 1035.196 | 248.6838 | 248.6838 | 242.0839 | 242.0839 | 1294.6 | 328616.8066 | 87150.203 | 39532.3004 | 1529370.7574 | 167153.7002
8730 | 1041.064 | 0 | 0 | 0 | 0 | 1651.2 | 0 | 0 | 0 | 2007500.3682 | 0
8731 | 1022.4 | 0 | 0 | 0 | 0 | 1747.2 | 0 | 0 | 0 | 3654769.1904 | 0
8732 | 1182.4 | 0 | 0 | 0 | 0 | 1632.15 | 0 | 0 | 0 | 4226720.5504 | 0
8733 | 1686.4 | 0 | 0 | 0 | 0 | 1609.35 | 0 | 0 | 0 | 6028367.3344 | 0
8734 | 897.6 | 321.0034 | 321.0034 | 312.4841 | 312.4841 | 1598.8 | 525036.7102 | 112494.2763 | 51028.6537 | 2091611.4639 | 122716.6488
8735 | 1217.6 | 621.2819 | 621.2819 | 604.7934 | 604.7934 | 1578.8 | 1002188.4078 | 217725.6373 | 98762.7683 | 2190597.1695 | 249350.4
8736 | 1290.4 | 0 | 0 | 0 | 0 | 1370.85 | 0 | 0 | 0 | 2488298.9664 | 0
8737 | 1120 | 0 | 0 | 0 | 0 | 1422.9 | 0 | 0 | 0 | 1402105.6 | 0
8738 | 1036.8 | 0 | 0 | 0 | 0 | 1205.75 | 0 | 0 | 0 | 1297949.184 | 0
8739 | 1090.4 | 0 | 0 | 0 | 0 | 1203.1 | 0 | 0 | 0 | 1365049.952 | 0
8740 | 1088 | 0 | 0 | 0 | 0 | 1221.65 | 0 | 0 | 0 | 1362045.44 | 0
8741 | 1287.2 | 0 | 0 | 0 | 0 | 1264.6 | 0 | 0 | 0 | 1611419.936 | 0
8742 | 1304.8 | 0 | 0 | 0 | 0 | 1534 | 0 | 0 | 0 | 1633453.024 | 0
8743 | 1274.4 | 78.928 | 78.928 | 76.8333 | 76.8333 | 1607.05 | 129378.2199 | 27659.9827 | 12546.8755 | 2309287.0573 | 29552.9836
8744 | 1022.55 | 782.067 | 782.067 | 761.3113 | 761.3113 | 1636.35 | 1306734.2594 | 274072.076 | 124322.1389 | 503750.722 | 270994.5256
8745 | 1026.462 | 1365.5913 | 1077.2336 | 1329.3493 | 1026.462 | 1610.75 | 1738858.9294 | 369526.32 | 167621.2446 | 0 | 399550.3335
8746 | 1278.239 | 2363.242 | 1341.4642 | 2300.5229 | 1278.239 | 1283 | 1724879.9388 | 460166.04 | 208736.4287 | 0 | 916497.363
8747 | 1288.464 | 2599.0017 | 1352.1949 | 2530.0256 | 1288.464 | 1066.55 | 1448444.26 | 463847.04 | 210406.1712 | 0 | 1202716.7208
8748 | 1351.624 | 2654.2507 | 1418.479 | 2583.8083 | 1351.624 | 1221.55 | 1738904.9495 | 486584.64 | 220720.1992 | 0 | 1052171.7028
8749 | 1146.697 | 1855.47 | 1203.4157 | 1806.2268 | 1146.697 | 1219.05 | 1466176.5223 | 412810.92 | 187255.6201 | 0 | 895513.0222
8750 | 1487.273 | 1775.3173 | 1560.8375 | 1728.2013 | 1487.273 | 1256.25 | 1965451.4865 | 535418.28 | 242871.6809 | 0 | 1106159.2937
8751 | 1161.038 | 2076.5173 | 1218.4661 | 2021.4076 | 1161.038 | 1483.05 | 1809353.0049 | 417973.68 | 189597.5054 | 0 | 600198.5941
8752 | 1604.111 | 1687.8026 | 1683.4547 | 1643.0092 | 1604.111 | 1694.8 | 2851777.0171 | 577479.96 | 261951.3263 | 0 | 489574.6772
8753 | 1704.867 | 267.6917 | 267.6917 | 260.5873 | 260.5873 | 1849.65 | 504213.5671 | 93811.4306 | 42553.9073 | 2785027.6398 | 38350.5263
8754 | 1368.022 | 0 | 0 | 0 | 0 | 1916.55 | 0 | 0 | 0 | 2637978.711 | 0
8755 | 1372.8 | 0 | 0 | 0 | 0 | 1922.5 | 0 | 0 | 0 | 4907342.6688 | 0
8756 | 1204.8 | 0 | 0 | 0 | 0 | 1830.75 | 0 | 0 | 0 | 4306793.7408 | 0
8757 | 1449.6 | 0 | 0 | 0 | 0 | 1754.25 | 0 | 0 | 0 | 5181879.3216 | 0
8758 | 1340 | 321.0034 | 321.0034 | 312.4841 | 312.4841 | 1793.5 | 586725.1881 | 112494.2763 | 51028.6537 | 3673056.9743 | 63162.981
8759 | 1208 | 621.2819 | 621.2819 | 604.7934 | 604.7934 | 1733.4 | 1101182.4172 | 217725.6373 | 98762.7683 | 2156280.0879 | 157827.2
8760 | 1216 | 0 | 0 | 0 | 0 | 1658.6 | 0 | 0 | 0 | 2344832.256 | 0