## Executive Summary
Investment & PPA Negotiation Summary — Factory A Vietnam DPPA Grid CfD E2E
Grid-connected DPPA with CfD (ND57/2025) · prepared 2026-06-11 · REopt dispatch + proforma_vietnam financial model
Project & System
PV Size (kW) | 5913.5567
Battery Power (kW) | 1796
Battery Energy (kWh) | 10698.95
Total Investment (USD) | 4266061.216
Contract Terms
CfD Strike Price (VND/kWh) | 2000
CfD Strike Escalation (per year) | 4%
Annual Contract Volume (kWh) | 7664883.239
Transmission Loss Factor k | 1.026
Distribution Loss Factor K_pp | 1.0273
DPPA Service Fee (VND/kWh) | 360
Settlement Adder C_CL (VND/kWh) | 163.3
Analysis Period (Years) | 25
Developer (Seller) Returns
Equity IRR | 16.87%
Project IRR | 13.46%
NPV (USD) | 1524177.2686 | At owner discount rate
Minimum DSCR (debt years) | 1.1366 | Lender covenant view
Average DSCR | 1.3264
Simple Payback (Years) | 9.0647
Equity Investment (USD) | 1279818.3648
Debt Principal (USD) | 2986242.8512
Buyer (Offtaker) Outcome
Year 1 BAU Cost (USD) | 769044.53
Year 1 Cost With Project (USD) | 835955.1204
Year 1 Buyer Savings (USD) | -66910.5904
Year 1 Savings (% of BAU) | -8.7%
First 10 Years Buyer Savings (USD) | -822852.8677 | Cumulative, years 1-10
First 10 Years Savings (% of BAU) | -8.912%
Lifetime Buyer Savings (USD) | -2977895.7038 | Sum over analysis period
Lifetime Savings (% of BAU) | -9.298%
Model Basis & Conventions
• Buyer settlement quantity Q_Khc = min(hourly load, loss-adjusted generation Q_adj); excess generation is sold by the generator at FMP and never billed to the buyer.
• PV degradation, O&M escalation and battery replacement (REopt schedule) are applied across the analysis period.
• PV straight-line depreciation over 20 years (Circular 45/2013/TT-BTC permits 7-20 years for generating equipment).
• Vietnam CIT: 4-year exemption + 9-year 50% reduction from first profitable year; 5-year tax-loss carryforward.
• All USD figures at the fixed contract exchange rate; FX drift between VND revenue and USD reporting is not modelled.

## Buyer Analysis
Buyer Analysis — Cost vs Business-As-Usual
Annual electricity cost with the project compared against the EVN-only baseline (USD)
Year 1 Snapshot
| Year 1 BAU Cost (USD) | 769044.53
| Year 1 Cost With Project (USD) | 835955.1204
| Year 1 Savings (USD) | -66910.5904
| Year 1 Savings (% of BAU) | -8.7%
| of which C_DN spot energy (USD) | 362751.7286
| of which C_DPPA + C_CL fees (USD) | 125376.9675
| of which C_BL retail shortfall (USD) | 212566.87
| of which CfD payment, net (USD) | 135259.5544 | Positive = buyer pays generator
| First 10 Years Savings (USD) | -822852.8677 | Cumulative, years 1-10
| First 10 Years Savings (% of BAU) | -8.912%
| Lifetime Savings (USD) | -2977895.7038 | Cumulative over analysis period
| Lifetime Savings (% of BAU) | -9.298%
Year | BAU Cost (USD) | Cost With Project (USD) | Savings (USD) | Savings (% of BAU) | Cumulative Savings (USD)
1 | 769044.53 | 835955.1204 | -66910.5904 | -8.7% | -66910.5904
2 | 799806.3112 | 869748.7398 | -69942.4286 | -8.745% | -136853.019
3 | 831798.5636 | 904906.4725 | -73107.9089 | -8.789% | -209960.9279
4 | 865070.5062 | 941483.3133 | -76412.8071 | -8.833% | -286373.735
5 | 899673.3264 | 979536.472 | -79863.1456 | -8.877% | -366236.8806
6 | 935660.2595 | 1019125.4622 | -83465.2027 | -8.92% | -449702.0833
7 | 973086.6699 | 1060312.1941 | -87225.5242 | -8.964% | -536927.6075
8 | 1012010.1367 | 1103161.0709 | -91150.9342 | -9.007% | -628078.5417
9 | 1052490.5421 | 1147739.0891 | -95248.547 | -9.05% | -723327.0887
10 | 1094590.1638 | 1194115.9429 | -99525.779 | -9.093% | -822852.8677
11 | 1138373.7704 | 1242364.1325 | -103990.3621 | -9.135% | -926843.2298
12 | 1183908.7212 | 1292559.0773 | -108650.3561 | -9.177% | -1035493.5859
13 | 1231265.07 | 1344779.2331 | -113514.163 | -9.219% | -1149007.7489
14 | 1280515.6728 | 1399106.2143 | -118590.5414 | -9.261% | -1267598.2903
15 | 1331736.2998 | 1455624.921 | -123888.6212 | -9.303% | -1391486.9116
16 | 1385005.7517 | 1514423.6711 | -129417.9194 | -9.344% | -1520904.8309
17 | 1440405.9818 | 1575594.3379 | -135188.356 | -9.385% | -1656093.187
18 | 1498022.2211 | 1639232.4927 | -141210.2716 | -9.426% | -1797303.4586
19 | 1557943.1099 | 1705437.5543 | -147494.4443 | -9.467% | -1944797.9029
20 | 1620260.8343 | 1774312.9428 | -154052.1084 | -9.508% | -2098850.0114
21 | 1685071.2677 | 1845966.2413 | -160894.9736 | -9.548% | -2259744.9849
22 | 1752474.1184 | 1920509.3629 | -168035.2445 | -9.588% | -2427780.2294
23 | 1822573.0832 | 1998058.725 | -175485.6418 | -9.628% | -2603265.8712
24 | 1895476.0065 | 2078735.4303 | -183259.4238 | -9.668% | -2786525.295
25 | 1971295.0467 | 2162665.4555 | -191370.4087 | -9.708% | -2977895.7038

## Developer Returns
Developer Returns — Financing & Cash Flow
Seller/ESCO investment case: sources & uses, return metrics and annual equity cash flow (USD)
Sources & Uses
| Total Investment (USD) | 4266061.216
| Debt Principal (USD) | 2986242.8512
| Equity Investment (USD) | 1279818.3648
Return Metrics
| Equity IRR | 16.87%
| Project IRR | 13.46%
| NPV (USD) | 1524177.2686 | At owner discount rate
| Minimum DSCR (debt years) | 1.1366
| Average DSCR | 1.3264
| Simple Payback (Years) | 9.0647
| ROI (cumulative equity CF / equity) | 1015%
Year | Revenue (USD) | O&M + Replacement (USD) | CIT (USD) | CFADS (USD) | Debt Service (USD) | DSCR | Equity Cash Flow (USD) | Cumulative Equity CF (USD)
1 | 567072.9561 | 49756.883 | 0 | 517316.0731 | 455126.4198 | 1.1366 | 62189.6533 | -1217628.7115
2 | 587510.4447 | 49756.883 | 0 | 537753.5617 | 455126.4198 | 1.1815 | 82627.1418 | -1135001.5697
3 | 608687.2918 | 49756.883 | 0 | 558930.4088 | 455126.4198 | 1.2281 | 103803.989 | -1031197.5807
4 | 630630.3526 | 49756.883 | 0 | 580873.4696 | 455126.4198 | 1.2763 | 125747.0498 | -905450.5309
5 | 653367.4616 | 49756.883 | 0 | 603610.5786 | 455126.4198 | 1.3262 | 148484.1588 | -756966.3722
6 | 676927.4689 | 49756.883 | 0 | 627170.5859 | 455126.4198 | 1.378 | 172044.1661 | -584922.2061
7 | 701340.2773 | 49756.883 | 20449.4884 | 631133.9059 | 455126.4198 | 1.3867 | 176007.486 | -408914.7201
8 | 726636.8807 | 49756.883 | 25770.6127 | 651109.385 | 455126.4198 | 1.4306 | 195982.9651 | -212931.755
9 | 752849.4043 | 49756.883 | 49265.0284 | 653827.4929 | 455126.4198 | 1.4366 | 198701.073 | -14230.6819
10 | 780011.1462 | 49756.883 | 55267.3837 | 674986.8795 | 455126.4198 | 1.4831 | 219860.4596 | 205629.7777
11 | 808156.62 | 1263331.883 | 0 | -455175.263 | 0 |  | -455175.263 | -249545.4853
12 | 837321.5997 | 49756.883 | 4853.8732 | 782710.8435 | 0 |  | 782710.8435 | 533165.3582
13 | 867543.1659 | 49756.883 | 67586.0922 | 750200.1907 | 0 |  | 750200.1907 | 1283365.5489
14 | 898859.7536 | 49756.883 | 70717.751 | 778385.1196 | 0 |  | 778385.1196 | 2061750.6684
15 | 931311.2019 | 49756.883 | 73962.8958 | 807591.4231 | 0 |  | 807591.4231 | 2869342.0916
16 | 964938.8058 | 49756.883 | 154651.3124 | 760530.6104 | 0 |  | 760530.6104 | 3629872.702
17 | 999785.3693 | 49756.883 | 161620.6251 | 788407.8612 | 0 |  | 788407.8612 | 4418280.5632
18 | 1035895.2609 | 49756.883 | 168842.6034 | 817295.7745 | 0 |  | 817295.7745 | 5235576.3377
19 | 1073314.4712 | 49756.883 | 176326.4455 | 847231.1427 | 0 |  | 847231.1427 | 6082807.4804
20 | 1112090.6722 | 49756.883 | 184081.6857 | 878252.1035 | 0 |  | 878252.1035 | 6961059.5839
21 | 1152273.2793 | 49756.883 | 220503.2793 | 882013.117 | 0 |  | 882013.117 | 7843072.701
22 | 1193913.5152 | 49756.883 | 228831.3264 | 915325.3057 | 0 |  | 915325.3057 | 8758398.0067
23 | 1237064.4763 | 49756.883 | 237461.5187 | 949846.0746 | 0 |  | 949846.0746 | 9708244.0814
24 | 1281781.2017 | 49756.883 | 246404.8637 | 985619.455 | 0 |  | 985619.455 | 10693863.5363
25 | 1328120.7444 | 49756.883 | 255672.7723 | 1022691.0891 | 0 |  | 1022691.0891 | 11716554.6255

## Summary
Total Capex (USD) | 4266061.216
Debt Principal (USD) | 2986242.8512
Equity Investment (USD) | 1279818.3648
Project IRR | 13.46%
Equity IRR | 16.87%
NPV (USD) | 1524177.2686
Average DSCR | 1.3264
Simple Payback (Years) | 9.0647
ROI | 1015%

## System Sizing
Metric | Value
PV Size (kW) | 5913.5567
Battery Power (kW) | 1796
Battery Energy (kWh) | 10698.95

## Results Comparison
Metric | Value
BAU Utility Bill (USD) | 769044.53
Optimized Utility Bill (USD) | 200167.48
Utility Bill Savings (USD) | 568877.05
BAU Demand Charge (USD) | 0
Optimized Demand Charge (USD) | 0
Demand Charge Savings (USD) | 0

## Annual Production
Metric | Value
PV to Load (kWh) | 3700514.614
PV to Storage (kWh) | 2683919.628
Storage to Load (kWh) | 2414705.117
Grid to Load (kWh) | 3224871.618
PV Curtailed (kWh) | 1549663.508
Grid to Storage (kWh) | 0

## Dispatch Profile
Hour | Load (kW) | Grid to Load (kW) | PV to Load (kW) | Storage to Load (kW) | Storage Charge (kW)
1 | 1020 | 1020 | 0 | 0 | 0
2 | 1078.4 | 1078.4 | 0 | 0 | 0
3 | 906.4 | 906.4 | 0 | 0 | 0
4 | 860.8 | 368.135 | 0 | 492.665 | 0
5 | 996.8 | 0 | 0 | 996.8 | 0
6 | 983.2 | 0 | 0 | 983.2 | 0
7 | 586.4 | 0 | 16.527 | 569.873 | 0
8 | 104.269 | 0 | 104.269 | 0 | 407.115
9 | 89.172 | 0 | 89.172 | 0 | 1107.516
10 | 105.232 | 0 | 105.232 | 0 | 1796.003
11 | 89.626 | 0 | 89.625 | 0 | 1796.003
12 | 119.641 | 0 | 119.64 | 0 | 1796.003
13 | 82.892 | 0 | 82.892 | 0 | 1443.801
14 | 87.738 | 0 | 87.739 | 0 | 682.933
15 | 106.186 | 0 | 106.186 | 0 | 0
16 | 98.846 | 0 | 98.846 | 0 | 0
17 | 88.262 | 0 | 88.262 | 0 | 0
18 | 94.791 | 0 | 8.435 | 86.356 | 0
19 | 90.4 | 0 | 0 | 90.4 | 0
20 | 96 | 0 | 0 | 96 | 0
21 | 87.2 | 0 | 0 | 87.2 | 0
22 | 92 | 0 | 0 | 92 | 0
23 | 88 | 0 | 0 | 88 | 0
24 | 91.2 | 0 | 0 | 91.2 | 0
25 | 86.4 | 0 | 0 | 86.4 | 0
26 | 93.6 | 0 | 0 | 93.6 | 0
27 | 86.4 | 0 | 0 | 86.4 | 0
28 | 89.6 | 0 | 0 | 89.6 | 0
29 | 83.2 | 0 | 0 | 83.2 | 0
30 | 92 | 0 | 0 | 92 | 0
31 | 76.8 | 0 | 26.839 | 49.961 | 0
32 | 84.462 | 0 | 84.462 | 0 | 13.139
33 | 178.704 | 0 | 178.704 | 0 | 257.365
34 | 122.023 | 0 | 122.023 | 0 | 381.27
35 | 151.211 | 0 | 151.211 | 0 | 498.509
36 | 234.813 | 0 | 234.813 | 0 | 198.895
37 | 410.829 | 0 | 410.829 | 0 | 0
38 | 797.587 | 0 | 797.587 | 0 | 0
39 | 1144.168 | 600.383 | 543.785 | 0 | 0
40 | 1195.968 | 1072.503 | 123.465 | 0 | 0
41 | 1539.811 | 1397.672 | 142.139 | 0 | 0
42 | 1385.46 | 1385.46 | 0 | 0 | 0
43 | 1622.4 | 0 | 0 | 1622.4 | 0
44 | 953.6 | 0 | 0 | 953.6 | 0
45 | 1364 | 0 | 0 | 1364 | 0
46 | 1566.4 | 0 | 0 | 1566.4 | 0
47 | 1546.4 | 0 | 0 | 1546.4 | 0
48 | 1576 | 1576 | 0 | 0 | 0
49 | 1492 | 1492 | 0 | 0 | 0
50 | 1759.2 | 1759.2 | 0 | 0 | 0
51 | 1702.4 | 1702.4 | 0 | 0 | 0
52 | 1202.4 | 1202.4 | 0 | 0 | 0
53 | 1508.8 | 1508.8 | 0 | 0 | 0
54 | 1304 | 1304 | 0 | 0 | 0
55 | 1408 | 1408 | 0 | 0 | 76.296
56 | 1348.873 | 1348.873 | 0 | 0 | 555.528
57 | 1465.448 | 1465.448 | 0 | 0 | 1220.417
58 | 1762.864 | 1762.864 | 0 | 0 | 1653.268
59 | 1691.064 | 1691.064 | 0 | 0 | 1174.656
60 | 1680.269 | 1209.656 | 470.612 | 0 | 1796.003
61 | 1623.593 | 553.703 | 1069.889 | 0 | 840.215
62 | 1593.084 | 0 | 1593.084 | 0 | 532.621
63 | 1600.536 | 1033.429 | 567.107 | 0 | 0
64 | 2071.826 | 1217.606 | 854.22 | 0 | 0
65 | 1766.78 | 1044.393 | 722.387 | 0 | 0
66 | 1972.144 | 1928.66 | 43.484 | 0 | 0
67 | 1702.4 | 272.971 | 0 | 1429.429 | 0
68 | 1880.8 | 84.797 | 0 | 1796.003 | 0
69 | 1820 | 23.997 | 0 | 1796.003 | 0
70 | 1544 | 0 | 0 | 1544 | 0
71 | 1548 | 0 | 0 | 1548 | 0
72 | 1748 | 1748 | 0 | 0 | 0
73 | 1668.8 | 1668.8 | 0 | 0 | 0
74 | 1640 | 1640 | 0 | 0 | 0
75 | 1404.8 | 1404.8 | 0 | 0 | 0
76 | 1329.6 | 1329.6 | 0 | 0 | 0
77 | 1424 | 1424 | 0 | 0 | 0
78 | 1144.8 | 1144.8 | 0 | 0 | 0
79 | 1503.2 | 1381.831 | 121.369 | 0 | 0
80 | 1213.663 | 308.172 | 905.491 | 0 | 0
81 | 1603.942 | 0 | 1603.942 | 0 | 582.478
82 | 1563.398 | 0 | 1563.398 | 0 | 1203.208
83 | 1507.155 | 0 | 1507.155 | 0 | 1796.003
84 | 1580.699 | 0 | 1580.699 | 0 | 1767.474
85 | 1729.469 | 0 | 1729.469 | 0 | 1523.745
86 | 1487.795 | 0 | 1487.795 | 0 | 1796.003
87 | 1353.09 | 0 | 1353.09 | 0 | 360.464
88 | 1713.845 | 0 | 1713.845 | 0 | 0
89 | 1749.959 | 644.11 | 1105.849 | 0 | 0
90 | 1614.836 | 1533.148 | 81.688 | 0 | 0
91 | 1603.201 | 0 | 0 | 1603.201 | 0
92 | 1192 | 0 | 0 | 1192 | 0
93 | 1322.4 | 0 | 0 | 1322.4 | 0
94 | 1403.2 | 0 | 0 | 1403.2 | 0
95 | 1576.8 | 0 | 0 | 1576.8 | 0
96 | 1240.8 | 1240.8 | 0 | 0 | 0
97 | 1476 | 1476 | 0 | 0 | 0
98 | 1014.4 | 1014.4 | 0 | 0 | 0
99 | 1200.8 | 1200.8 | 0 | 0 | 0
100 | 1056 | 1056 | 0 | 0 | 0
101 | 1512.8 | 1512.8 | 0 | 0 | 0
102 | 1194.4 | 1194.4 | 0 | 0 | 0
103 | 1352.8 | 297.779 | 118.433 | 936.588 | 0
104 | 1276.497 | 0 | 1197.252 | 79.245 | 0
105 | 1178.106 | 0 | 1178.106 | 0 | 1162.551
106 | 1381.448 | 0 | 1381.447 | 0 | 1796.003
107 | 1214.49 | 0 | 1214.489 | 0 | 1796.003
108 | 1201.671 | 0 | 1201.67 | 0 | 1796.003
109 | 1248.417 | 0 | 1248.417 | 0 | 1796.003
110 | 1246.649 | 0 | 1246.65 | 0 | 682.812
111 | 987.594 | 0 | 987.594 | 0 | 0
112 | 489.888 | 0 | 489.888 | 0 | 0
113 | 193.991 | 0 | 193.991 | 0 | 0
114 | 170.644 | 0 | 89.245 | 81.399 | 0
115 | 118.4 | 0 | 0 | 118.4 | 0
116 | 127.2 | 0 | 0 | 127.2 | 0
117 | 100.8 | 0 | 0 | 100.8 | 0
118 | 94.4 | 0 | 0 | 94.4 | 0
119 | 94.4 | 0 | 0 | 94.4 | 0
120 | 99.2 | 0 | 0 | 99.2 | 0
121 | 92.8 | 0 | 0 | 92.8 | 0
122 | 91.2 | 0 | 0 | 91.2 | 0
123 | 85.6 | 0 | 0 | 85.6 | 0
124 | 93.6 | 0 | 0 | 93.6 | 0
125 | 89.6 | 0 | 0 | 89.6 | 0
126 | 93.6 | 0 | 0 | 93.6 | 0
127 | 81.6 | 0 | 81.6 | 0 | 57.276
128 | 95.06 | 0 | 95.06 | 0 | 878.911
129 | 615.277 | 0 | 615.277 | 0 | 468.504
130 | 1487.855 | 0 | 1487.855 | 0 | 0
131 | 1570.749 | 0 | 1570.749 | 0 | 0
132 | 1374.539 | 0 | 1374.539 | 0 | 0
133 | 1744.337 | 0 | 1744.337 | 0 | 0
134 | 1288.096 | 0 | 1288.096 | 0 | 0
135 | 1540.824 | 0 | 1540.824 | 0 | 0
136 | 1378.996 | 0 | 1378.996 | 0 | 0
137 | 1206.845 | 445.048 | 761.797 | 0 | 0
138 | 1353.643 | 1269.616 | 84.027 | 0 | 0
139 | 1672.005 | 0 | 0 | 1672.005 | 0
140 | 1202.4 | 0 | 0 | 1202.4 | 0
141 | 1490.4 | 0 | 0 | 1490.4 | 0
142 | 825.6 | 0 | 0 | 825.6 | 0
143 | 1327.2 | 0 | 0 | 1327.2 | 0
144 | 1368.8 | 767.539 | 0 | 601.261 | 0
145 | 1056 | 1056 | 0 | 0 | 0
146 | 1168.8 | 1168.8 | 0 | 0 | 0
147 | 1128 | 1128 | 0 | 0 | 0
148 | 982.4 | 982.4 | 0 | 0 | 0
149 | 904 | 904 | 0 | 0 | 0
150 | 892.8 | 892.8 | 0 | 0 | 0
151 | 1122.4 | 0 | 127.832 | 994.568 | 0
152 | 820.686 | 0 | 820.686 | 0 | 456.581
153 | 1276.219 | 0 | 1276.219 | 0 | 1157.824
154 | 1102.819 | 0 | 1102.819 | 0 | 1796.003
155 | 1394.158 | 0 | 1394.157 | 0 | 1796.003
156 | 1343.063 | 0 | 1343.063 | 0 | 1796.003
157 | 1117.045 | 0 | 1117.044 | 0 | 1796.003
158 | 1320.721 | 0 | 1320.72 | 0 | 230.959
159 | 965.839 | 0 | 965.839 | 0 | 0
160 | 1201.115 | 0 | 1201.115 | 0 | 0
161 | 1181.242 | 0 | 1181.242 | 0 | 0
162 | 1081.511 | 966.216 | 115.295 | 0 | 0
163 | 1008 | 0 | 0 | 1008 | 0
164 | 1229.6 | 0 | 0 | 1229.6 | 0
165 | 845.6 | 0 | 0 | 845.6 | 0
166 | 1182.4 | 0 | 0 | 1182.4 | 0
167 | 1105.6 | 0 | 0 | 1105.6 | 0
168 | 876.8 | 876.8 | 0 | 0 | 0
169 | 1152.8 | 1152.8 | 0 | 0 | 0
170 | 1130.4 | 1130.4 | 0 | 0 | 0
171 | 1128.8 | 1128.8 | 0 | 0 | 0
172 | 1064.8 | 1064.8 | 0 | 0 | 0
173 | 1179.2 | 1179.2 | 0 | 0 | 0
174 | 769.6 | 769.6 | 0 | 0 | 0
175 | 1032.8 | 1032.8 | 0 | 0 | 116.241
176 | 1022.571 | 515.826 | 506.745 | 0 | 426.481
177 | 1349.006 | 303.585 | 1045.421 | 0 | 0
178 | 1477.914 | 696.147 | 781.767 | 0 | 0
179 | 1484.496 | 860.809 | 623.687 | 0 | 0
180 | 1349.631 | 355.301 | 994.33 | 0 | 0
181 | 1462.071 | 68.327 | 1393.744 | 0 | 0
182 | 1295.145 | 0 | 1295.145 | 0 | 1426.602
183 | 1332.189 | 0 | 1332.189 | 0 | 1430.09
184 | 1434.587 | 377.648 | 1056.939 | 0 | 0
185 | 1105.581 | 449.235 | 656.346 | 0 | 0
186 | 1217.803 | 1194.599 | 23.204 | 0 | 0
187 | 1003.211 | 0 | 0 | 1003.211 | 0
188 | 1195.2 | 0 | 0 | 1195.2 | 0
189 | 1054.4 | 0 | 0 | 1054.4 | 0
190 | 1257.6 | 0 | 0 | 1257.6 | 0
191 | 1286.4 | 0 | 0 | 1286.4 | 0
192 | 1148 | 1148 | 0 | 0 | 0
193 | 1193.6 | 1193.6 | 0 | 0 | 0
194 | 937.6 | 937.6 | 0 | 0 | 0
195 | 1222.4 | 1222.4 | 0 | 0 | 0
196 | 1073.6 | 1073.6 | 0 | 0 | 0
197 | 942.4 | 942.4 | 0 | 0 | 0
198 | 1051.2 | 1051.2 | 0 | 0 | 0
199 | 951.2 | 845.417 | 105.783 | 0 | 0
200 | 1114.771 | 61.647 | 1053.124 | 0 | 0
201 | 1167.854 | 0 | 1167.854 | 0 | 1187.166
202 | 1664.173 | 0 | 1664.173 | 0 | 1481.331
203 | 1338.632 | 0 | 1338.632 | 0 | 1796.003
204 | 1317.153 | 0 | 1317.153 | 0 | 1796.003
205 | 1355.422 | 0 | 1355.422 | 0 | 1796.003
206 | 1226.996 | 0 | 1226.996 | 0 | 972.869
207 | 1258.144 | 0 | 1258.144 | 0 | 0
208 | 1216.588 | 31.327 | 1185.261 | 0 | 0
209 | 1274.12 | 325.179 | 948.941 | 0 | 0
210 | 1113.621 | 1016.166 | 97.455 | 0 | 0
211 | 1163.2 | 0 | 0 | 1163.2 | 0
212 | 1064 | 0 | 0 | 1064 | 0
213 | 1449.6 | 0 | 0 | 1449.6 | 0
214 | 1246.4 | 0 | 0 | 1246.4 | 0
215 | 1491.2 | 0 | 0 | 1491.2 | 0
216 | 1336.8 | 1035.283 | 0 | 301.517 | 0
217 | 1711.2 | 1711.2 | 0 | 0 | 0
218 | 1122.4 | 1122.4 | 0 | 0 | 0
219 | 1392 | 1392 | 0 | 0 | 0
220 | 1262.4 | 1262.4 | 0 | 0 | 0
221 | 1117.6 | 1117.6 | 0 | 0 | 0
222 | 1514.4 | 1514.4 | 0 | 0 | 0
223 | 1350.4 | 0 | 94.046 | 1256.354 | 0
224 | 1353.11 | 0 | 1211.947 | 141.163 | 0
225 | 1445.428 | 0 | 1445.428 | 0 | 926.486
226 | 1336.752 | 0 | 1336.752 | 0 | 1796.003
227 | 1366.848 | 0 | 1366.848 | 0 | 1796.003
228 | 1423.45 | 0 | 1423.449 | 0 | 1796.003
229 | 1626.909 | 0 | 1626.909 | 0 | 647.911
230 | 1552.301 | 0 | 1552.301 | 0 | 1253.941
231 | 1372.937 | 0 | 1372.938 | 0 | 813.029
232 | 1588.328 | 0 | 1588.328 | 0 | 0
233 | 1609.75 | 742.824 | 866.926 | 0 | 0
234 | 1634.626 | 1533.543 | 101.083 | 0 | 0
235 | 1760.002 | 0 | 0 | 1760.002 | 0
236 | 1500 | 0 | 0 | 1500 | 0
237 | 1500 | 0 | 0 | 1500 | 0
238 | 1466.4 | 0 | 0 | 1466.4 | 0
239 | 1682.4 | 0 | 0 | 1682.4 | 0
240 | 1397.6 | 1397.6 | 0 | 0 | 0
241 | 1472.8 | 1472.8 | 0 | 0 | 0
242 | 1350.4 | 1350.4 | 0 | 0 | 0
243 | 1287.2 | 1287.2 | 0 | 0 | 0
244 | 1179.2 | 1179.2 | 0 | 0 | 0
245 | 1111.2 | 1111.2 | 0 | 0 | 0
246 | 1189.6 | 1189.6 | 0 | 0 | 0
247 | 1056 | 1056 | 0 | 0 | 73.777
248 | 1007.057 | 1007.057 | 0 | 0 | 921.714
249 | 1526.413 | 660.546 | 865.867 | 0 | 129.038
250 | 1751.451 | 0 | 1751.451 | 0 | 779.455
251 | 1601.404 | 0 | 1601.403 | 0 | 1796.003
252 | 1468.113 | 0 | 1468.112 | 0 | 1796.003
253 | 1613.967 | 0 | 1613.967 | 0 | 1003.552
254 | 1643.485 | 168.875 | 1474.61 | 0 | 0
255 | 1670.927 | 0 | 1670.927 | 0 | 1052.291
256 | 1625.599 | 775.769 | 849.83 | 0 | 0
257 | 1615.953 | 1200.721 | 415.232 | 0 | 0
258 | 1849.735 | 1805.665 | 44.07 | 0 | 0
259 | 1528.006 | 0 | 0 | 1528.006 | 0
260 | 1338.4 | 0 | 0 | 1338.4 | 0
261 | 1358.4 | 0 | 0 | 1358.4 | 0
262 | 1418.4 | 0 | 0 | 1418.4 | 0
263 | 1347.2 | 0 | 0 | 1347.2 | 0
264 | 1475.2 | 1475.2 | 0 | 0 | 0
265 | 1247.2 | 1247.2 | 0 | 0 | 0
266 | 1436 | 1436 | 0 | 0 | 0
267 | 1268.8 | 1268.8 | 0 | 0 | 0
268 | 1268.8 | 1268.8 | 0 | 0 | 0
269 | 1345.6 | 1345.6 | 0 | 0 | 0
270 | 1118.4 | 1118.4 | 0 | 0 | 0
271 | 1312.8 | 1284.406 | 28.394 | 0 | 0
272 | 1080.054 | 0 | 1080.054 | 0 | 64.518
273 | 1017.97 | 0 | 1017.97 | 0 | 896.958
274 | 1165.131 | 0 | 1165.131 | 0 | 73.914
275 | 1340.908 | 10.956 | 1329.952 | 0 | 0
276 | 1421.717 | 0 | 1421.717 | 0 | 1474.35
277 | 1076.722 | 0 | 1076.722 | 0 | 1245.058
278 | 1233.429 | 0 | 1233.429 | 0 | 1652.839
279 | 966.192 | 109.133 | 857.059 | 0 | 0
280 | 1205.397 | 237.309 | 968.088 | 0 | 0
281 | 1237.532 | 1222.278 | 15.254 | 0 | 0
282 | 859.624 | 858.649 | 0.975 | 0 | 0
283 | 1175.2 | 1175.2 | 0 | 0 | 0
284 | 1189.6 | 61.714 | 0 | 1127.886 | 0
285 | 1346.4 | 0 | 0 | 1346.4 | 0
286 | 1161.6 | 0 | 0 | 1161.6 | 0
287 | 1086.4 | 0 | 0 | 1086.4 | 0
288 | 136.8 | 0 | 0 | 136.8 | 0
289 | 106.4 | 106.4 | 0 | 0 | 0
290 | 88 | 88 | 0 | 0 | 0
291 | 92 | 92 | 0 | 0 | 0
292 | 88 | 88 | 0 | 0 | 0
293 | 92 | 92 | 0 | 0 | 0
294 | 84.8 | 84.8 | 0 | 0 | 0
295 | 82.4 | 0 | 82.4 | 0 | 12.029
296 | 81.362 | 0 | 81.362 | 0 | 1079.647
297 | 804.961 | 0 | 804.961 | 0 | 1483.286
298 | 971.201 | 0 | 971.201 | 0 | 1796.003
299 | 1378.581 | 0 | 1378.58 | 0 | 1796.003
300 | 1301.865 | 0 | 1301.864 | 0 | 1796.003
301 | 1411.199 | 0 | 1411.199 | 0 | 1066.404
302 | 1430.445 | 0 | 1430.445 | 0 | 0
303 | 1147.683 | 0 | 1147.683 | 0 | 0
304 | 1193.172 | 248.936 | 944.236 | 0 | 0
305 | 1254.203 | 652.379 | 601.824 | 0 | 0
306 | 1409.776 | 1332.235 | 77.541 | 0 | 0
307 | 1164.8 | 0 | 0 | 1164.8 | 0
308 | 1167.2 | 0 | 0 | 1167.2 | 0
309 | 1375.2 | 0 | 0 | 1375.2 | 0
310 | 1362.4 | 0 | 0 | 1362.4 | 0
311 | 1214.4 | 0 | 0 | 1214.4 | 0
312 | 949.6 | 949.6 | 0 | 0 | 0
313 | 1832.8 | 1832.8 | 0 | 0 | 0
314 | 1784.8 | 1784.8 | 0 | 0 | 0
315 | 1888 | 1888 | 0 | 0 | 0
316 | 2028.8 | 2028.8 | 0 | 0 | 0
317 | 2156.8 | 2156.8 | 0 | 0 | 0
318 | 2129.6 | 2129.6 | 0 | 0 | 0
319 | 1976.8 | 1976.8 | 0 | 0 | 99.894
320 | 1127.549 | 1127.549 | 0 | 0 | 1226.818
321 | 1638.403 | 118.926 | 1519.478 | 0 | 853.219
322 | 1940.862 | 0 | 1940.862 | 0 | 1085.392
323 | 2188.553 | 0 | 2188.553 | 0 | 1369.258
324 | 2025.649 | 0 | 2025.649 | 0 | 1091.794
325 | 1943.684 | 0 | 1943.684 | 0 | 709.662
326 | 2335.268 | 0 | 2335.268 | 0 | 375.835
327 | 2168.745 | 387.639 | 1781.106 | 0 | 0
328 | 1973.613 | 0 | 1973.613 | 0 | 181.539
329 | 2279.797 | 1036.587 | 1243.21 | 0 | 0
330 | 1609.172 | 1441.868 | 167.304 | 0 | 0
331 | 2156.812 | 1098.586 | 0 | 1058.226 | 0
332 | 2172.8 | 376.797 | 0 | 1796.003 | 0
333 | 2000 | 203.997 | 0 | 1796.003 | 0
334 | 1667.2 | 0 | 0 | 1667.2 | 0
335 | 2352 | 555.997 | 0 | 1796.003 | 0
336 | 2075.2 | 2075.2 | 0 | 0 | 0
337 | 1518.4 | 1518.4 | 0 | 0 | 0
338 | 1494.4 | 1494.4 | 0 | 0 | 0
339 | 1260 | 1260 | 0 | 0 | 0
340 | 1234.4 | 1234.4 | 0 | 0 | 0
341 | 1272 | 1272 | 0 | 0 | 0
342 | 1414.4 | 1414.4 | 0 | 0 | 0
343 | 1373.6 | 1373.6 | 0 | 0 | 64.947
344 | 996.612 | 996.612 | 0 | 0 | 985.252
345 | 1176.84 | 1176.84 | 0 | 0 | 934.195
346 | 1297.88 | 1076.081 | 221.8 | 0 | 1430.077
347 | 1357.844 | 0 | 1357.844 | 0 | 814.85
348 | 1435.047 | 0 | 1435.047 | 0 | 1200.639
349 | 1435.033 | 0 | 1435.033 | 0 | 812.351
350 | 1087.883 | 0 | 1087.883 | 0 | 1385.739
351 | 1211.392 | 0 | 1211.392 | 0 | 448.644
352 | 1440.601 | 976.808 | 463.793 | 0 | 0
353 | 1275.894 | 1195.237 | 80.657 | 0 | 0
354 | 1244.187 | 1244.187 | 0 | 0 | 0
355 | 798.4 | 0 | 0 | 798.4 | 0
356 | 1210.4 | 0 | 0 | 1210.4 | 0
357 | 1458.4 | 0 | 0 | 1458.4 | 0
358 | 1131.2 | 0 | 0 | 1131.2 | 0
359 | 1050.4 | 0 | 0 | 1050.4 | 0
360 | 949.6 | 949.6 | 0 | 0 | 0
361 | 1194.4 | 1194.4 | 0 | 0 | 0
362 | 1084.8 | 1084.8 | 0 | 0 | 0
363 | 1221.6 | 1221.6 | 0 | 0 | 0
364 | 1077.6 | 1077.6 | 0 | 0 | 0
365 | 1200.8 | 1200.8 | 0 | 0 | 0
366 | 1140 | 1140 | 0 | 0 | 0
367 | 1037.6 | 1026.978 | 10.622 | 0 | 0
368 | 866.892 | 330.878 | 536.014 | 0 | 0
369 | 1066.826 | 0 | 1066.826 | 0 | 407.085
370 | 1366.055 | 0 | 1366.055 | 0 | 1015.404
371 | 1574.613 | 0 | 1574.613 | 0 | 1593.374
372 | 1515.751 | 0 | 1515.751 | 0 | 1337.536
373 | 1570.042 | 0 | 1570.042 | 0 | 170.595
374 | 1584.014 | 0 | 1584.014 | 0 | 1654.707
375 | 1443.606 | 0 | 1443.606 | 0 | 576.338
376 | 1857.159 | 5.64 | 1851.519 | 0 | 0
377 | 2051.354 | 1449.344 | 602.01 | 0 | 0
378 | 1864.668 | 1797.489 | 67.179 | 0 | 0
379 | 1687.2 | 0 | 0 | 1687.2 | 0
380 | 1437.6 | 0 | 0 | 1437.6 | 0
381 | 1798.4 | 2.397 | 0 | 1796.003 | 0
382 | 1439.2 | 0 | 0 | 1439.2 | 0
383 | 1318.4 | 0 | 0 | 1318.4 | 0
384 | 1333.6 | 1333.6 | 0 | 0 | 0
385 | 1427.2 | 1427.2 | 0 | 0 | 0
386 | 1464.8 | 1464.8 | 0 | 0 | 0
387 | 1109.6 | 1109.6 | 0 | 0 | 0
388 | 1159.2 | 1159.2 | 0 | 0 | 0
389 | 1433.6 | 1433.6 | 0 | 0 | 0
390 | 1189.6 | 1189.6 | 0 | 0 | 0
391 | 1440 | 1378.946 | 61.054 | 0 | 0
392 | 1042.494 | 100.794 | 941.7 | 0 | 0
393 | 1260.412 | 0 | 1260.412 | 0 | 998.484
394 | 1528.29 | 0 | 1528.29 | 0 | 1440.59
395 | 1634.053 | 0 | 1634.053 | 0 | 1796.003
396 | 1747.764 | 0 | 1747.764 | 0 | 1796.003
397 | 1461.828 | 0 | 1461.828 | 0 | 766.792
398 | 1421.187 | 0 | 1421.187 | 0 | 1168.97
399 | 1580.373 | 0 | 1580.373 | 0 | 992.428
400 | 1462.36 | 1118.302 | 344.058 | 0 | 0
401 | 1717.244 | 1606.981 | 110.263 | 0 | 0
402 | 1611.558 | 1584.24 | 27.318 | 0 | 0
403 | 1616.357 | 0 | 0 | 1616.357 | 0
404 | 1480.8 | 0 | 0 | 1480.8 | 0
405 | 1845.6 | 49.597 | 0 | 1796.003 | 0
406 | 1497.6 | 0 | 0 | 1497.6 | 0
407 | 1532 | 0 | 0 | 1532 | 0
408 | 1503.2 | 1503.2 | 0 | 0 | 0
409 | 1740.8 | 1740.8 | 0 | 0 | 0
410 | 1453.6 | 1453.6 | 0 | 0 | 0
411 | 1256 | 1256 | 0 | 0 | 0
412 | 1274.4 | 1274.4 | 0 | 0 | 0
413 | 1436.8 | 1436.8 | 0 | 0 | 0
414 | 1512.8 | 1512.8 | 0 | 0 | 0
415 | 1361.6 | 1306.119 | 55.481 | 0 | 0
416 | 1307.476 | 3.128 | 1176.668 | 127.68 | 0
417 | 1117.404 | 0 | 1117.404 | 0 | 1224.662
418 | 1558.331 | 0 | 1558.331 | 0 | 1540.224
419 | 1635.582 | 0 | 1635.582 | 0 | 1796.003
420 | 1614.236 | 0 | 1614.236 | 0 | 1796.003
421 | 1599.883 | 0 | 1599.882 | 0 | 1796.003
422 | 1534.321 | 0 | 1534.32 | 0 | 876.481
423 | 1869.297 | 0 | 1869.297 | 0 | 0
424 | 1731.41 | 0 | 1731.41 | 0 | 0
425 | 1852.086 | 591.363 | 1260.723 | 0 | 0
426 | 1824.781 | 1705.305 | 119.476 | 0 | 0
427 | 1772.851 | 389.82 | 0 | 1383.031 | 0
428 | 1725.6 | 0 | 0 | 1725.6 | 0
429 | 1548.8 | 0 | 0 | 1548.8 | 0
430 | 1660 | 0 | 0 | 1660 | 0
431 | 1914.4 | 118.397 | 0 | 1796.003 | 0
432 | 1842.4 | 1842.4 | 0 | 0 | 0
433 | 1708 | 1708 | 0 | 0 | 0
434 | 1356.8 | 1356.8 | 0 | 0 | 0
435 | 1073.6 | 1073.6 | 0 | 0 | 0
436 | 1288.8 | 1288.8 | 0 | 0 | 0
437 | 1396.8 | 1396.8 | 0 | 0 | 0
438 | 1372 | 1372 | 0 | 0 | 0
439 | 1415.2 | 1328.795 | 86.405 | 0 | 0
440 | 1131.076 | 0 | 1131.076 | 0 | 69.951
441 | 1241.663 | 0 | 1241.663 | 0 | 1119.584
442 | 856.555 | 0 | 856.554 | 0 | 1796.003
443 | 1284.095 | 0 | 1284.095 | 0 | 1796.003
444 | 1493.401 | 0 | 1493.4 | 0 | 1796.003
445 | 1383.033 | 0 | 1383.032 | 0 | 1796.003
446 | 1395.108 | 0 | 1395.108 | 0 | 655.829
447 | 1147.015 | 0 | 1147.015 | 0 | 0
448 | 1254.993 | 0 | 1254.993 | 0 | 0
449 | 1593.632 | 1161.062 | 432.57 | 0 | 0
450 | 1540.045 | 1480.885 | 59.16 | 0 | 0
451 | 1594.407 | 1594.407 | 0 | 0 | 0
452 | 1601.6 | 1601.6 | 0 | 0 | 0
453 | 1628.8 | 1543.72 | 0 | 85.08 | 0
454 | 1475.2 | 0 | 0 | 1475.2 | 0
455 | 1756 | 0 | 0 | 1756 | 0
456 | 1347.2 | 0 | 0 | 1347.2 | 0
457 | 1464 | 1464 | 0 | 0 | 0
458 | 1484 | 1484 | 0 | 0 | 0
459 | 1376.8 | 1376.8 | 0 | 0 | 0
460 | 1298.4 | 1298.4 | 0 | 0 | 0
461 | 1472 | 1472 | 0 | 0 | 0
462 | 1540.8 | 1540.8 | 0 | 0 | 0
463 | 1121.6 | 0 | 71.258 | 1050.342 | 0
464 | 1325.723 | 0 | 1146.645 | 179.078 | 0
465 | 1431.814 | 0 | 1431.814 | 0 | 859.583
466 | 1750.511 | 0 | 1750.511 | 0 | 1293.301
467 | 1780.377 | 0 | 1780.377 | 0 | 774.224
468 | 1557.127 | 0 | 1557.127 | 0 | 764.265
469 | 1473.887 | 0 | 1473.887 | 0 | 838.759
470 | 1373.544 | 0 | 1373.544 | 0 | 1663.202
471 | 1430.954 | 0 | 1430.954 | 0 | 364.825
472 | 1796.545 | 120.698 | 1675.847 | 0 | 0
473 | 1678.349 | 600.652 | 1077.697 | 0 | 0
474 | 1629.66 | 1484.732 | 144.928 | 0 | 0
475 | 1404.8 | 0 | 0 | 1404.8 | 0
476 | 1388.8 | 0 | 0 | 1388.8 | 0
477 | 1344.8 | 0 | 0 | 1344.8 | 0
478 | 1680.8 | 0 | 0 | 1680.8 | 0
479 | 1447.2 | 0 | 0 | 1447.2 | 0
480 | 1506.4 | 1506.4 | 0 | 0 | 0
481 | 1360.8 | 1360.8 | 0 | 0 | 0
482 | 1408 | 1408 | 0 | 0 | 0
483 | 1103.2 | 1103.2 | 0 | 0 | 0
484 | 1368 | 1368 | 0 | 0 | 0
485 | 1242.4 | 1242.4 | 0 | 0 | 0
486 | 1268.8 | 1268.8 | 0 | 0 | 0
487 | 1385.6 | 1379.864 | 5.736 | 0 | 0
488 | 1391.679 | 61.987 | 482.658 | 847.034 | 0
489 | 1424.117 | 0 | 1424.117 | 0 | 332.156
490 | 1612.774 | 0 | 1612.774 | 0 | 1298.185
491 | 1401.019 | 0 | 1401.019 | 0 | 1796.003
492 | 1755.972 | 0 | 1755.971 | 0 | 1796.003
493 | 1074.33 | 0 | 1074.329 | 0 | 1796.003
494 | 1159.81 | 0 | 1159.809 | 0 | 1796.003
495 | 1567.968 | 0 | 1567.968 | 0 | 215.022
496 | 1342.539 | 0 | 1342.539 | 0 | 0
497 | 1562.161 | 345.508 | 1216.653 | 0 | 0
498 | 1560.409 | 1378.73 | 181.679 | 0 | 0
499 | 918.411 | 0 | 0 | 918.411 | 0
500 | 1270.4 | 0 | 0 | 1270.4 | 0
501 | 1204 | 0 | 0 | 1204 | 0
502 | 1369.6 | 0 | 0 | 1369.6 | 0
503 | 1345.6 | 0 | 0 | 1345.6 | 0
504 | 1280 | 1280 | 0 | 0 | 0
505 | 2330.4 | 2330.4 | 0 | 0 | 0
506 | 2057.6 | 2057.6 | 0 | 0 | 0
507 | 2428 | 2428 | 0 | 0 | 0
508 | 2208.8 | 2208.8 | 0 | 0 | 0
509 | 2004 | 2004 | 0 | 0 | 0
510 | 2379.2 | 2379.2 | 0 | 0 | 0
511 | 2040.8 | 2040.8 | 0 | 0 | 70.712
512 | 1723.786 | 885.619 | 838.167 | 0 | 173.163
513 | 1825.298 | 0 | 1825.298 | 0 | 256.461
514 | 2095.805 | 0 | 2095.805 | 0 | 993.283
515 | 2297.304 | 0 | 2297.304 | 0 | 1283.171
516 | 2286.452 | 0 | 2286.452 | 0 | 1522.87
517 | 2261.298 | 0 | 2261.298 | 0 | 1501.419
518 | 2390.381 | 0 | 2390.381 | 0 | 639.981
519 | 2181.431 | 47.933 | 2133.498 | 0 | 0
520 | 1853.049 | 0 | 1853.049 | 0 | 356.497
521 | 2387.844 | 1398.816 | 989.028 | 0 | 0
522 | 2256.255 | 2093.391 | 162.864 | 0 | 0
523 | 2414.4 | 1484.976 | 0 | 929.424 | 0
524 | 1896.8 | 100.797 | 0 | 1796.003 | 0
525 | 2389.6 | 593.597 | 0 | 1796.003 | 0
526 | 2215.2 | 419.197 | 0 | 1796.003 | 0
527 | 2295.2 | 499.197 | 0 | 1796.003 | 0
528 | 1956 | 1956 | 0 | 0 | 0
529 | 1812 | 1812 | 0 | 0 | 0
530 | 1850.4 | 1850.4 | 0 | 0 | 0
531 | 1248.8 | 1248.8 | 0 | 0 | 0
532 | 1303.2 | 1303.2 | 0 | 0 | 0
533 | 1569.6 | 1569.6 | 0 | 0 | 0
534 | 1165.6 | 1165.6 | 0 | 0 | 0
535 | 1127.2 | 1078.154 | 49.046 | 0 | 0
536 | 845.369 | 0 | 845.369 | 0 | 92.674
537 | 1178.36 | 0 | 1178.36 | 0 | 664.679
538 | 1572.128 | 0 | 1572.128 | 0 | 1188.883
539 | 1408.437 | 0 | 1408.437 | 0 | 1796.003
540 | 1438.896 | 0 | 1438.895 | 0 | 1796.003
541 | 1516.32 | 0 | 1516.319 | 0 | 1796.003
542 | 1377.594 | 0 | 1377.594 | 0 | 866.572
543 | 1550.943 | 0 | 1550.943 | 0 | 828.558
544 | 1543.534 | 0 | 1543.534 | 0 | 0
545 | 1201.14 | 0 | 1201.14 | 0 | 0
546 | 1293.095 | 1095.154 | 197.941 | 0 | 0
547 | 1413.61 | 0 | 0 | 1413.61 | 0
548 | 1265.6 | 0 | 0 | 1265.6 | 0
549 | 1180.8 | 0 | 0 | 1180.8 | 0
550 | 1695.2 | 0 | 0 | 1695.2 | 0
551 | 1346.4 | 0 | 0 | 1346.4 | 0
552 | 1211.2 | 1192.78 | 0 | 18.42 | 0
553 | 1408 | 1408 | 0 | 0 | 0
554 | 1139.2 | 1139.2 | 0 | 0 | 0
555 | 1446.4 | 1446.4 | 0 | 0 | 0
556 | 1142.4 | 1142.4 | 0 | 0 | 0
557 | 880 | 880 | 0 | 0 | 0
558 | 1145.6 | 1145.6 | 0 | 0 | 0
559 | 943.2 | 0 | 23.165 | 920.035 | 0
560 | 1274.438 | 0 | 1001.069 | 273.369 | 0
561 | 1429.443 | 0 | 1429.443 | 0 | 981.503
562 | 1547.522 | 0 | 1547.522 | 0 | 1694.349
563 | 1405.725 | 0 | 1405.725 | 0 | 1796.003
564 | 1431.852 | 0 | 1431.851 | 0 | 1796.003
565 | 1367.56 | 0 | 1367.56 | 0 | 1796.003
566 | 1673.787 | 0 | 1673.787 | 0 | 965.514
567 | 1642.84 | 0 | 1642.84 | 0 | 0
568 | 1902.457 | 0 | 1902.457 | 0 | 0
569 | 1899.267 | 532.378 | 1366.889 | 0 | 0
570 | 1621.58 | 1403.331 | 218.249 | 0 | 0
571 | 1806.403 | 10.4 | 0 | 1796.003 | 0
572 | 1360.8 | 0 | 0 | 1360.8 | 0
573 | 1477.6 | 0 | 0 | 1477.6 | 0
574 | 1830.4 | 34.397 | 0 | 1796.003 | 0
575 | 1500.8 | 0 | 0 | 1500.8 | 0
576 | 1522.4 | 1522.4 | 0 | 0 | 0
577 | 1083.2 | 1083.2 | 0 | 0 | 0
578 | 1204 | 1204 | 0 | 0 | 0
579 | 1488.8 | 1488.8 | 0 | 0 | 0
580 | 1076 | 1076 | 0 | 0 | 0
581 | 1073.6 | 1073.6 | 0 | 0 | 0
582 | 912 | 912 | 0 | 0 | 0
583 | 964.8 | 833.594 | 55.024 | 76.182 | 0
584 | 1236.892 | 0 | 1130.845 | 106.047 | 0
585 | 902.102 | 0 | 902.102 | 0 | 1387.813
586 | 1643.977 | 0 | 1643.977 | 0 | 1445.951
587 | 1404.929 | 0 | 1404.928 | 0 | 1796.003
588 | 1257.977 | 0 | 1257.977 | 0 | 1796.003
589 | 1143.986 | 0 | 1143.985 | 0 | 1796.003
590 | 1063.922 | 0 | 1063.922 | 0 | 807.602
591 | 1565.032 | 0 | 1565.032 | 0 | 0
592 | 1529.519 | 0 | 1529.519 | 0 | 0
593 | 1548.768 | 397.75 | 1151.018 | 0 | 0
594 | 954.794 | 782.39 | 172.404 | 0 | 0
595 | 979.933 | 0 | 0 | 979.933 | 0
596 | 1248.8 | 0 | 0 | 1248.8 | 0
597 | 1226.4 | 0 | 0 | 1226.4 | 0
598 | 1332 | 0 | 0 | 1332 | 0
599 | 1236.8 | 0 | 0 | 1236.8 | 0
600 | 1285.6 | 1285.6 | 0 | 0 | 0
601 | 1532.8 | 1532.8 | 0 | 0 | 0
602 | 1344.8 | 1344.8 | 0 | 0 | 0
603 | 1204.8 | 1204.8 | 0 | 0 | 0
604 | 1120.8 | 1120.8 | 0 | 0 | 0
605 | 1085.6 | 1085.6 | 0 | 0 | 0
606 | 1070.4 | 317.911 | 0 | 752.489 | 0
607 | 1341.6 | 0 | 36.503 | 1305.097 | 0
608 | 915.255 | 0 | 883.34 | 31.915 | 0
609 | 1043.557 | 0 | 1043.557 | 0 | 188.879
610 | 1135.797 | 0 | 1135.797 | 0 | 1121.087
611 | 1052.302 | 0 | 1052.302 | 0 | 1796.003
612 | 1010.911 | 0 | 1010.91 | 0 | 1796.003
613 | 907.915 | 0 | 907.915 | 0 | 1796.003
614 | 1041.693 | 0 | 1041.692 | 0 | 1796.003
615 | 1029.977 | 0 | 1029.977 | 0 | 535.398
616 | 1033.486 | 0 | 1033.486 | 0 | 0
617 | 1376.376 | 0 | 1153.216 | 223.16 | 0
618 | 1168.446 | 0 | 213.239 | 955.207 | 0
619 | 1198.4 | 0 | 0 | 1198.4 | 0
620 | 1109.6 | 0 | 0 | 1109.6 | 0
621 | 1098.4 | 0 | 0 | 1098.4 | 0
622 | 1179.2 | 0 | 0 | 1179.2 | 0
623 | 1169.6 | 0 | 0 | 1169.6 | 0
624 | 497.6 | 0 | 0 | 497.6 | 0
625 | 369.6 | 369.6 | 0 | 0 | 0
626 | 342.4 | 342.4 | 0 | 0 | 0
627 | 378.4 | 378.4 | 0 | 0 | 0
628 | 387.2 | 387.2 | 0 | 0 | 0
629 | 368.8 | 285.739 | 0 | 83.061 | 0
630 | 325.6 | 0 | 0 | 325.6 | 0
631 | 335.2 | 0 | 61.594 | 273.606 | 0
632 | 281.28 | 0 | 281.28 | 0 | 868.442
633 | 812.402 | 0 | 812.402 | 0 | 1448.212
634 | 1193.029 | 0 | 1193.029 | 0 | 1796.003
635 | 997.388 | 0 | 997.388 | 0 | 1796.003
636 | 1238.61 | 0 | 1238.61 | 0 | 1796.003
637 | 1158.511 | 0 | 1158.511 | 0 | 1324.712
638 | 1234.863 | 0 | 1234.863 | 0 | 0
639 | 1047.104 | 0 | 1047.104 | 0 | 0
640 | 1281.661 | 0 | 1281.661 | 0 | 0
641 | 1055.169 | 0 | 1055.169 | 0 | 0
642 | 1044.091 | 0 | 191.906 | 852.185 | 0
643 | 1088.323 | 0 | 0 | 1088.323 | 0
644 | 898.4 | 0 | 0 | 898.4 | 0
645 | 270.4 | 0 | 0 | 270.4 | 0
646 | 91.2 | 0 | 0 | 91.2 | 0
647 | 94.4 | 0 | 0 | 94.4 | 0
648 | 91.2 | 0 | 0 | 91.2 | 0
649 | 96 | 0 | 0 | 96 | 0
650 | 88 | 0 | 0 | 88 | 0
651 | 94.4 | 0 | 0 | 94.4 | 0
652 | 85.6 | 0 | 0 | 85.6 | 0
653 | 95.2 | 0 | 0 | 95.2 | 0
654 | 88 | 0 | 0 | 88 | 0
655 | 93.6 | 0 | 54.596 | 39.004 | 0
656 | 77.076 | 0 | 77.076 | 0 | 1037.09
657 | 83.396 | 0 | 83.396 | 0 | 1532.812
658 | 78.901 | 0 | 78.901 | 0 | 1796.003
659 | 86.02 | 0 | 86.019 | 0 | 54.849
660 | 80.475 | 0 | 80.475 | 0 | 0
661 | 88.61 | 0 | 88.61 | 0 | 0
662 | 80.761 | 0 | 80.761 | 0 | 0
663 | 95.362 | 0 | 95.362 | 0 | 0
664 | 84.557 | 0 | 84.557 | 0 | 0
665 | 90.093 | 0 | 90.093 | 0 | 0
666 | 80.774 | 0 | 80.774 | 0 | 0
667 | 96.805 | 0 | 0 | 96.805 | 0
668 | 86.4 | 0 | 0 | 86.4 | 0
669 | 93.6 | 0 | 0 | 93.6 | 0
670 | 87.2 | 0 | 0 | 87.2 | 0
671 | 92.8 | 0 | 0 | 92.8 | 0
672 | 87.2 | 0 | 0 | 87.2 | 0
673 | 93.6 | 0 | 0 | 93.6 | 0
674 | 88 | 0 | 0 | 88 | 0
675 | 92.8 | 0 | 0 | 92.8 | 0
676 | 87.2 | 0 | 0 | 87.2 | 0
677 | 93.6 | 0 | 0 | 93.6 | 0
678 | 83.2 | 0 | 0 | 83.2 | 0
679 | 84.8 | 0 | 51.311 | 33.489 | 0
680 | 79.796 | 0 | 79.796 | 0 | 1004.477
681 | 84.042 | 0 | 84.042 | 0 | 237.392
682 | 80.506 | 0 | 80.506 | 0 | 0
683 | 81.184 | 0 | 81.184 | 0 | 0
684 | 80.078 | 0 | 80.078 | 0 | 0
685 | 81.515 | 0 | 81.515 | 0 | 0
686 | 74.649 | 0 | 74.649 | 0 | 0
687 | 88.307 | 0 | 88.307 | 0 | 0
688 | 79.067 | 0 | 79.067 | 0 | 0
689 | 84.323 | 0 | 84.323 | 0 | 0
690 | 79.24 | 0 | 79.24 | 0 | 0
691 | 95.215 | 0 | 0 | 95.215 | 0
692 | 89.6 | 0 | 0 | 89.6 | 0
693 | 93.6 | 0 | 0 | 93.6 | 0
694 | 87.2 | 0 | 0 | 87.2 | 0
695 | 96.8 | 0 | 0 | 96.8 | 0
696 | 87.2 | 0 | 0 | 87.2 | 0
697 | 93.6 | 0 | 0 | 93.6 | 0
698 | 88.8 | 0 | 0 | 88.8 | 0
699 | 87.2 | 0 | 0 | 87.2 | 0
700 | 87.2 | 0 | 0 | 87.2 | 0
701 | 93.6 | 0 | 0 | 93.6 | 0
702 | 84 | 0 | 0 | 84 | 0
703 | 87.2 | 0 | 0 | 87.2 | 0
704 | 76.02 | 0 | 76.02 | 0 | 163.359
705 | 84.507 | 0 | 84.507 | 0 | 1140.076
706 | 72.771 | 0 | 72.771 | 0 | 0
707 | 81.102 | 0 | 81.102 | 0 | 0
708 | 75.163 | 0 | 75.163 | 0 | 0
709 | 86.617 | 0 | 86.617 | 0 | 0
710 | 78.42 | 0 | 78.42 | 0 | 0
711 | 78.853 | 0 | 78.853 | 0 | 0
712 | 79.653 | 0 | 79.653 | 0 | 0
713 | 88.652 | 0 | 88.652 | 0 | 0
714 | 82.665 | 0 | 82.665 | 0 | 0
715 | 97.636 | 0 | 0 | 97.636 | 0
716 | 88.8 | 0 | 0 | 88.8 | 0
717 | 94.4 | 0 | 0 | 94.4 | 0
718 | 87.2 | 0 | 0 | 87.2 | 0
719 | 91.2 | 0 | 0 | 91.2 | 0
720 | 84.8 | 0 | 0 | 84.8 | 0
721 | 93.6 | 0 | 0 | 93.6 | 0
722 | 81.6 | 0 | 0 | 81.6 | 0
723 | 92.8 | 0 | 0 | 92.8 | 0
724 | 80 | 0 | 0 | 80 | 0
725 | 90.4 | 0 | 0 | 90.4 | 0
726 | 80 | 0 | 0 | 80 | 0
727 | 86.4 | 0 | 12.746 | 73.654 | 0
728 | 75.453 | 0 | 75.453 | 0 | 502.332
729 | 85.467 | 0 | 85.466 | 0 | 762.013
730 | 74.454 | 0 | 74.454 | 0 | 0
731 | 80.579 | 0 | 80.579 | 0 | 0
732 | 73.28 | 0 | 73.28 | 0 | 0
733 | 82.654 | 0 | 82.654 | 0 | 0
734 | 74.961 | 0 | 74.961 | 0 | 0
735 | 86.787 | 0 | 86.787 | 0 | 0
736 | 81.253 | 0 | 81.253 | 0 | 0
737 | 87.089 | 0 | 87.089 | 0 | 0
738 | 79.66 | 0 | 79.66 | 0 | 0
739 | 96.821 | 0 | 0 | 96.821 | 0
740 | 88 | 0 | 0 | 88 | 0
741 | 91.2 | 0 | 0 | 91.2 | 0
742 | 86.4 | 0 | 0 | 86.4 | 0
743 | 92.8 | 0 | 0 | 92.8 | 0
744 | 88 | 0 | 0 | 88 | 0
745 | 94.4 | 0 | 0 | 94.4 | 0
746 | 87.2 | 0 | 0 | 87.2 | 0
747 | 93.6 | 0 | 0 | 93.6 | 0
748 | 80 | 0 | 0 | 80 | 0
749 | 88.8 | 0 | 0 | 88.8 | 0
750 | 86.4 | 0 | 0 | 86.4 | 0
751 | 88.8 | 0 | 52.979 | 35.821 | 0
752 | 79.281 | 0 | 79.281 | 0 | 943.815
753 | 84.741 | 0 | 84.741 | 0 | 290.874
754 | 75.611 | 0 | 75.611 | 0 | 0
755 | 86.655 | 0 | 86.655 | 0 | 0
756 | 74.903 | 0 | 74.903 | 0 | 0
757 | 87.642 | 0 | 87.642 | 0 | 0
758 | 82.638 | 0 | 82.638 | 0 | 0
759 | 89.332 | 0 | 89.332 | 0 | 0
760 | 81.435 | 0 | 81.435 | 0 | 0
761 | 83.254 | 0 | 83.254 | 0 | 0
762 | 82.933 | 0 | 82.933 | 0 | 0
763 | 96.007 | 0 | 0 | 96.007 | 0
764 | 91.2 | 0 | 0 | 91.2 | 0
765 | 93.6 | 0 | 0 | 93.6 | 0
766 | 88.8 | 0 | 0 | 88.8 | 0
767 | 97.6 | 0 | 0 | 97.6 | 0
768 | 90.4 | 0 | 0 | 90.4 | 0
769 | 92.8 | 0 | 0 | 92.8 | 0
770 | 86.4 | 0 | 0 | 86.4 | 0
771 | 91.2 | 0 | 0 | 91.2 | 0
772 | 87.2 | 0 | 0 | 87.2 | 0
773 | 92.8 | 0 | 0 | 92.8 | 0
774 | 85.6 | 0 | 0 | 85.6 | 0
775 | 76.8 | 0 | 60.417 | 16.383 | 0
776 | 82.775 | 0 | 82.775 | 0 | 872.415
777 | 646.748 | 0 | 646.748 | 0 | 362.884
778 | 552.934 | 0 | 552.934 | 0 | 0
779 | 876.383 | 0 | 876.383 | 0 | 0
780 | 949.841 | 0 | 949.841 | 0 | 0
781 | 1244.374 | 0 | 1244.374 | 0 | 0
782 | 1169.848 | 0 | 1169.848 | 0 | 0
783 | 1381.741 | 0 | 1381.741 | 0 | 0
784 | 889.368 | 0 | 889.368 | 0 | 0
785 | 1360.953 | 0 | 940.805 | 420.148 | 0
786 | 1095.157 | 0 | 199.496 | 895.661 | 0
787 | 1127.015 | 0 | 0 | 1127.015 | 0
788 | 1211.2 | 0 | 0 | 1211.2 | 0
789 | 1118.4 | 0 | 0 | 1118.4 | 0
790 | 1337.6 | 0 | 0 | 1337.6 | 0
791 | 1112 | 0 | 0 | 1112 | 0
792 | 163.2 | 0 | 0 | 163.2 | 0
793 | 108.8 | 0 | 0 | 108.8 | 0
794 | 94.4 | 0 | 0 | 94.4 | 0
795 | 105.6 | 0 | 0 | 105.6 | 0
796 | 101.6 | 0 | 0 | 101.6 | 0
797 | 105.6 | 0 | 0 | 105.6 | 0
798 | 95.2 | 0 | 0 | 95.2 | 0
799 | 87.2 | 0 | 64.344 | 22.856 | 0
800 | 82.403 | 0 | 82.403 | 0 | 1030.529
801 | 835.519 | 0 | 835.519 | 0 | 1396.617
802 | 1039.674 | 0 | 1039.673 | 0 | 1796.003
803 | 891.524 | 0 | 891.523 | 0 | 1796.003
804 | 1352.422 | 0 | 1352.421 | 0 | 1796.003
805 | 1341.667 | 0 | 1341.668 | 0 | 1109.437
806 | 1194.461 | 0 | 1194.461 | 0 | 0
807 | 1481.371 | 0 | 1481.371 | 0 | 0
808 | 1646.336 | 967.383 | 678.953 | 0 | 0
809 | 1713.488 | 1034.027 | 679.461 | 0 | 0
810 | 1434.101 | 1317.939 | 116.162 | 0 | 0
811 | 1539.509 | 0 | 0 | 1539.509 | 0
812 | 1661.6 | 0 | 0 | 1661.6 | 0
813 | 1616 | 0 | 0 | 1616 | 0
814 | 1728.8 | 0 | 0 | 1728.8 | 0
815 | 1469.6 | 0 | 0 | 1469.6 | 0
816 | 1761.6 | 1761.6 | 0 | 0 | 0
817 | 1354.4 | 1354.4 | 0 | 0 | 0
818 | 1331.2 | 1331.2 | 0 | 0 | 0
819 | 1416.8 | 1416.8 | 0 | 0 | 0
820 | 1299.2 | 1299.2 | 0 | 0 | 0
821 | 1488 | 1488 | 0 | 0 | 0
822 | 1488.8 | 1488.8 | 0 | 0 | 0
823 | 1292.8 | 1229.848 | 62.952 | 0 | 0
824 | 1289.506 | 114.503 | 1077.078 | 97.925 | 0
825 | 1526.73 | 0 | 1526.73 | 0 | 529.407
826 | 1083.978 | 0 | 1083.978 | 0 | 1306.902
827 | 1402.913 | 0 | 1402.913 | 0 | 1175.163
828 | 1305.329 | 0 | 1305.328 | 0 | 1796.003
829 | 1517.919 | 0 | 1517.919 | 0 | 1594.165
830 | 1335.878 | 0 | 1335.878 | 0 | 1612.66
831 | 1360.865 | 0 | 1360.865 | 0 | 947.843
832 | 1604.627 | 0 | 1604.627 | 0 | 67.231
833 | 1501.802 | 362.431 | 1139.371 | 0 | 0
834 | 1303.802 | 1113.795 | 190.007 | 0 | 0
835 | 1407.738 | 0 | 0 | 1407.738 | 0
836 | 1397.6 | 0 | 0 | 1397.6 | 0
837 | 1207.2 | 0 | 0 | 1207.2 | 0
838 | 1357.6 | 0 | 0 | 1357.6 | 0
839 | 1300.8 | 0 | 0 | 1300.8 | 0
840 | 1248.8 | 1248.8 | 0 | 0 | 0
841 | 1178.4 | 1178.4 | 0 | 0 | 0
842 | 1225.6 | 1225.6 | 0 | 0 | 0
843 | 1224.8 | 1224.8 | 0 | 0 | 0
844 | 903.2 | 903.2 | 0 | 0 | 0
845 | 1121.6 | 1121.6 | 0 | 0 | 0
846 | 1310.4 | 1310.4 | 0 | 0 | 0
847 | 1152 | 1152 | 0 | 0 | 0
848 | 933.17 | 713.344 | 219.826 | 0 | 0
849 | 1215.698 | 123.249 | 1092.449 | 0 | 0
850 | 1139.46 | 0 | 1139.46 | 0 | 385.807
851 | 1551.141 | 0 | 1551.141 | 0 | 392.947
852 | 1338.153 | 0 | 1338.153 | 0 | 983.509
853 | 1140.835 | 0 | 1140.835 | 0 | 1796.003
854 | 1315.264 | 0 | 1315.264 | 0 | 1490.696
855 | 1361.037 | 0 | 1361.037 | 0 | 883.36
856 | 1270.539 | 0 | 1270.539 | 0 | 304.771
857 | 1377.713 | 353.699 | 1024.014 | 0 | 0
858 | 1430.203 | 1209.385 | 220.818 | 0 | 0
859 | 1135.9 | 0 | 0 | 1135.9 | 0
860 | 1324 | 0 | 0 | 1324 | 0
861 | 1216.8 | 0 | 0 | 1216.8 | 0
862 | 1368.8 | 0 | 0 | 1368.8 | 0
863 | 1304 | 0 | 0 | 1304 | 0
864 | 504 | 27.966 | 0 | 476.034 | 0
865 | 308.8 | 308.8 | 0 | 0 | 0
866 | 223.2 | 223.2 | 0 | 0 | 0
867 | 305.6 | 305.6 | 0 | 0 | 0
868 | 234.4 | 234.4 | 0 | 0 | 0
869 | 284.8 | 284.8 | 0 | 0 | 0
870 | 280.8 | 280.8 | 0 | 0 | 0
871 | 279.2 | 0 | 57.836 | 221.364 | 0
872 | 207.884 | 0 | 207.884 | 0 | 879.083
873 | 1383.408 | 0 | 1383.408 | 0 | 849.094
874 | 1305.53 | 0 | 1305.53 | 0 | 1705.668
875 | 1615.041 | 0 | 1615.041 | 0 | 1652.548
876 | 1779.002 | 0 | 1779.002 | 0 | 1581.274
877 | 1624.258 | 0 | 1624.258 | 0 | 1639.302
878 | 1539.01 | 0 | 1539.01 | 0 | 722.406
879 | 1787.689 | 0 | 1787.689 | 0 | 0
880 | 1354.304 | 0 | 1354.304 | 0 | 0
881 | 1620.241 | 913.491 | 706.75 | 0 | 0
882 | 1300.99 | 942.754 | 174.398 | 183.838 | 0
883 | 1394.069 | 0 | 0 | 1394.069 | 0
884 | 1272 | 0 | 0 | 1272 | 0
885 | 1471.2 | 0 | 0 | 1471.2 | 0
886 | 1444 | 0 | 0 | 1444 | 0
887 | 1357.6 | 0 | 0 | 1357.6 | 0
888 | 576.8 | 0 | 0 | 576.8 | 0
889 | 498.4 | 498.4 | 0 | 0 | 0
890 | 498.4 | 498.4 | 0 | 0 | 0
891 | 504 | 504 | 0 | 0 | 0
892 | 421.6 | 421.6 | 0 | 0 | 0
893 | 485.6 | 485.6 | 0 | 0 | 0
894 | 467.2 | 467.2 | 0 | 0 | 0
895 | 472 | 0 | 58.073 | 413.927 | 0
896 | 385.522 | 0 | 385.522 | 0 | 697.117
897 | 1044.814 | 0 | 1044.814 | 0 | 1218.144
898 | 1692.649 | 0 | 1692.649 | 0 | 1431.995
899 | 1873.143 | 0 | 1873.143 | 0 | 1796.003
900 | 1814.753 | 0 | 1814.753 | 0 | 1796.003
901 | 1605.764 | 0 | 1605.764 | 0 | 1796.003
902 | 1656.929 | 0 | 1656.929 | 0 | 294.11
903 | 1959.966 | 0 | 1959.966 | 0 | 0
904 | 1925.128 | 0 | 1925.128 | 0 | 0
905 | 1644.797 | 311.013 | 1333.784 | 0 | 0
906 | 1796.832 | 1573.72 | 223.112 | 0 | 0
907 | 1564.005 | 0 | 0 | 1564.005 | 0
908 | 1423.2 | 0 | 0 | 1423.2 | 0
909 | 1762.4 | 0 | 0 | 1762.4 | 0
910 | 1525.6 | 0 | 0 | 1525.6 | 0
911 | 1706.4 | 0 | 0 | 1706.4 | 0
912 | 526.4 | 526.4 | 0 | 0 | 0
913 | 477.6 | 477.6 | 0 | 0 | 0
914 | 487.2 | 487.2 | 0 | 0 | 0
915 | 450.4 | 450.4 | 0 | 0 | 0
916 | 410.4 | 410.4 | 0 | 0 | 0
917 | 498.4 | 498.4 | 0 | 0 | 0
918 | 480.8 | 480.8 | 0 | 0 | 0
919 | 402.4 | 255.278 | 15.293 | 131.829 | 0
920 | 183.582 | 0 | 183.582 | 0 | 927.823
921 | 1361.436 | 0 | 1361.436 | 0 | 925.78
922 | 1498.899 | 0 | 1498.899 | 0 | 1576.575
923 | 1608.087 | 0 | 1608.086 | 0 | 1796.003
924 | 1399.808 | 0 | 1399.808 | 0 | 1796.003
925 | 1724.006 | 0 | 1724.005 | 0 | 1796.003
926 | 1255.265 | 0 | 1255.265 | 0 | 211.187
927 | 1125.5 | 0 | 1125.5 | 0 | 0
928 | 1614.058 | 0 | 1614.058 | 0 | 0
929 | 1453.859 | 26.238 | 1427.621 | 0 | 0
930 | 1370.109 | 1151.922 | 218.187 | 0 | 0
931 | 1452.169 | 0 | 0 | 1452.169 | 0
932 | 1032 | 0 | 0 | 1032 | 0
933 | 1212.8 | 0 | 0 | 1212.8 | 0
934 | 1396.8 | 0 | 0 | 1396.8 | 0
935 | 964 | 0 | 0 | 964 | 0
936 | 1384.8 | 1384.8 | 0 | 0 | 0
937 | 1120 | 1120 | 0 | 0 | 0
938 | 1568.8 | 1568.8 | 0 | 0 | 0
939 | 1411.2 | 1411.2 | 0 | 0 | 0
940 | 1482.4 | 1482.4 | 0 | 0 | 0
941 | 1182.4 | 1182.4 | 0 | 0 | 0
942 | 1132 | 180.498 | 0 | 951.502 | 0
943 | 1137.6 | 0 | 33.437 | 1104.163 | 0
944 | 182.01 | 0 | 182.01 | 0 | 673.055
945 | 481.147 | 0 | 481.147 | 0 | 1207.66
946 | 455.687 | 0 | 455.687 | 0 | 1796.003
947 | 498.735 | 0 | 498.735 | 0 | 1796.003
948 | 415.99 | 0 | 415.989 | 0 | 1796.003
949 | 320.018 | 0 | 320.018 | 0 | 1760.651
950 | 335.666 | 0 | 335.666 | 0 | 0
951 | 408.03 | 0 | 408.03 | 0 | 0
952 | 329.489 | 0 | 329.489 | 0 | 0
953 | 413.609 | 0 | 413.609 | 0 | 0
954 | 285.122 | 0 | 263.339 | 21.783 | 0
955 | 304.539 | 0 | 0 | 304.539 | 0
956 | 261.6 | 0 | 0 | 261.6 | 0
957 | 204 | 0 | 0 | 204 | 0
958 | 331.2 | 0 | 0 | 331.2 | 0
959 | 296.8 | 0 | 0 | 296.8 | 0
960 | 302.4 | 0 | 0 | 302.4 | 0
961 | 324.8 | 0 | 0 | 324.8 | 0
962 | 296.8 | 0 | 0 | 296.8 | 0
963 | 296.8 | 0 | 0 | 296.8 | 0
964 | 316 | 0 | 0 | 316 | 0
965 | 227.2 | 0 | 0 | 227.2 | 0
966 | 276 | 0 | 0 | 276 | 0
967 | 256.8 | 0 | 58.078 | 198.722 | 0
968 | 246.146 | 0 | 246.146 | 0 | 834.673
969 | 460.316 | 0 | 460.316 | 0 | 1777.387
970 | 1172.832 | 0 | 1172.831 | 0 | 1459.615
971 | 1566.318 | 0 | 1566.318 | 0 | 0
972 | 1214.229 | 0 | 1214.229 | 0 | 0
973 | 1567.117 | 0 | 1567.117 | 0 | 0
974 | 1509.312 | 0 | 1509.312 | 0 | 0
975 | 1604.899 | 0 | 1604.899 | 0 | 0
976 | 1215.644 | 0 | 1215.644 | 0 | 0
977 | 1300.307 | 294.674 | 1005.633 | 0 | 0
978 | 1151.05 | 946.917 | 204.133 | 0 | 0
979 | 1456.677 | 0 | 0 | 1456.677 | 0
980 | 1494.4 | 0 | 0 | 1494.4 | 0
981 | 1808.8 | 12.797 | 0 | 1796.003 | 0
982 | 1650.4 | 0 | 0 | 1650.4 | 0
983 | 1209.6 | 0 | 0 | 1209.6 | 0
984 | 1028 | 1028 | 0 | 0 | 0
985 | 1335.2 | 1335.2 | 0 | 0 | 0
986 | 1325.6 | 1325.6 | 0 | 0 | 0
987 | 1358.4 | 1358.4 | 0 | 0 | 0
988 | 1510.4 | 1510.4 | 0 | 0 | 0
989 | 1220.8 | 1220.8 | 0 | 0 | 0
990 | 1460.8 | 1460.8 | 0 | 0 | 0
991 | 1494.4 | 1137.878 | 45.958 | 310.565 | 0
992 | 1213.91 | 0 | 1018.12 | 195.79 | 0
993 | 1285.355 | 0 | 1285.355 | 0 | 855.536
994 | 1854.487 | 0 | 1854.487 | 0 | 1094.789
995 | 1700.494 | 0 | 1700.494 | 0 | 1430.168
996 | 1593.166 | 0 | 1593.166 | 0 | 1796.003
997 | 1302.813 | 0 | 1302.813 | 0 | 1349.868
998 | 1470.149 | 0 | 1470.149 | 0 | 1384.051
999 | 1044.668 | 0 | 1044.668 | 0 | 1118.96
1000 | 1161.083 | 0 | 1161.083 | 0 | 0
1001 | 1434.037 | 318.276 | 1115.761 | 0 | 0
1002 | 1519.101 | 1367.952 | 151.149 | 0 | 0
1003 | 1470.4 | 0 | 0 | 1470.4 | 0
1004 | 1118.4 | 0 | 0 | 1118.4 | 0
1005 | 1686.4 | 0 | 0 | 1686.4 | 0
1006 | 1632 | 0 | 0 | 1632 | 0
1007 | 1343.2 | 0 | 0 | 1343.2 | 0
1008 | 1206.4 | 1206.4 | 0 | 0 | 0
1009 | 1653.6 | 1653.6 | 0 | 0 | 0
1010 | 1780 | 1780 | 0 | 0 | 0
1011 | 1225.6 | 1225.6 | 0 | 0 | 0
1012 | 1333.6 | 1333.6 | 0 | 0 | 0
1013 | 1466.4 | 1466.4 | 0 | 0 | 0
1014 | 1376 | 1376 | 0 | 0 | 0
1015 | 1212 | 571.228 | 29.651 | 611.121 | 0
1016 | 1119.408 | 0 | 867.495 | 251.913 | 0
1017 | 1135.205 | 0 | 1135.205 | 0 | 710.009
1018 | 1502.098 | 0 | 1502.098 | 0 | 1082.559
1019 | 1740.14 | 0 | 1740.14 | 0 | 1056.686
1020 | 1403.041 | 0 | 1403.041 | 0 | 1711.945
1021 | 1200.195 | 0 | 1200.195 | 0 | 1796.003
1022 | 1044.046 | 0 | 1044.045 | 0 | 1796.003
1023 | 1298.188 | 0 | 1298.189 | 0 | 876.17
1024 | 1559.024 | 0 | 1559.024 | 0 | 0
1025 | 1238.191 | 0 | 1029.773 | 208.418 | 0
1026 | 1380.315 | 0 | 185.572 | 1194.743 | 0
1027 | 886.366 | 0 | 0 | 886.366 | 0
1028 | 1113.6 | 0 | 0 | 1113.6 | 0
1029 | 1129.6 | 0 | 0 | 1129.6 | 0
1030 | 1440.8 | 0 | 0 | 1440.8 | 0
1031 | 1332.8 | 0 | 0 | 1332.8 | 0
1032 | 138.4 | 0 | 0 | 138.4 | 0
1033 | 97.6 | 0 | 0 | 97.6 | 0
1034 | 94.4 | 0 | 0 | 94.4 | 0
1035 | 103.2 | 0 | 0 | 103.2 | 0
1036 | 92.8 | 0 | 0 | 92.8 | 0
1037 | 98.4 | 0 | 0 | 98.4 | 0
1038 | 89.6 | 0 | 0 | 89.6 | 0
1039 | 84.8 | 0 | 40.402 | 44.398 | 0
1040 | 86.437 | 0 | 86.437 | 0 | 805.158
1041 | 660.137 | 0 | 660.137 | 0 | 1251.618
1042 | 1046.053 | 0 | 1046.053 | 0 | 1697.816
1043 | 1011.485 | 0 | 1011.485 | 0 | 1796.003
1044 | 1077.866 | 0 | 1077.866 | 0 | 1796.003
1045 | 1280.894 | 0 | 1280.894 | 0 | 1629.012
1046 | 1305.495 | 0 | 1305.495 | 0 | 0
1047 | 1222.683 | 0 | 1222.683 | 0 | 0
1048 | 1378.71 | 0 | 1378.71 | 0 | 0
1049 | 1442.884 | 206.352 | 1236.532 | 0 | 0
1050 | 1317.715 | 920.139 | 212.512 | 185.063 | 0
1051 | 1407.2 | 0 | 0 | 1407.2 | 0
1052 | 1616.8 | 0 | 0 | 1616.8 | 0
1053 | 1705.6 | 0 | 0 | 1705.6 | 0
1054 | 1624 | 0 | 0 | 1624 | 0
1055 | 1382.4 | 0 | 0 | 1382.4 | 0
1056 | 136.8 | 0 | 0 | 136.8 | 0
1057 | 104.8 | 104.8 | 0 | 0 | 0
1058 | 96.8 | 96.8 | 0 | 0 | 0
1059 | 100 | 100 | 0 | 0 | 0
1060 | 98.4 | 98.4 | 0 | 0 | 0
1061 | 101.6 | 101.6 | 0 | 0 | 0
1062 | 95.2 | 95.2 | 0 | 0 | 0
1063 | 92.8 | 0 | 37.229 | 55.571 | 0
1064 | 85.97 | 0 | 85.97 | 0 | 828.238
1065 | 932.616 | 0 | 932.616 | 0 | 1097.381
1066 | 1383.414 | 0 | 1383.414 | 0 | 1504.55
1067 | 1261.111 | 0 | 1261.111 | 0 | 1796.003
1068 | 1457.305 | 0 | 1457.304 | 0 | 1796.003
1069 | 1348.064 | 0 | 1348.063 | 0 | 1796.003
1070 | 1417.335 | 0 | 1417.335 | 0 | 211.197
1071 | 1553.989 | 0 | 1553.989 | 0 | 0
1072 | 1478.554 | 0 | 1478.554 | 0 | 0
1073 | 1282.839 | 39.804 | 1243.035 | 0 | 0
1074 | 1716.587 | 1507.771 | 208.816 | 0 | 0
1075 | 1229.933 | 0 | 0 | 1229.933 | 0
1076 | 828.8 | 0 | 0 | 828.8 | 0
1077 | 1254.4 | 0 | 0 | 1254.4 | 0
1078 | 1271.2 | 0 | 0 | 1271.2 | 0
1079 | 1333.6 | 0 | 0 | 1333.6 | 0
1080 | 1302.4 | 102.885 | 0 | 1199.515 | 0
1081 | 1362.4 | 1362.4 | 0 | 0 | 0
1082 | 933.6 | 933.6 | 0 | 0 | 0
1083 | 1361.6 | 1361.6 | 0 | 0 | 0
1084 | 1337.6 | 1337.6 | 0 | 0 | 0
1085 | 996 | 996 | 0 | 0 | 0
1086 | 1271.2 | 1271.2 | 0 | 0 | 0
1087 | 1043.2 | 0 | 47.214 | 995.986 | 0
1088 | 860.551 | 0 | 860.551 | 0 | 148.232
1089 | 1094.398 | 0 | 1094.398 | 0 | 1043.241
1090 | 1122.775 | 0 | 1122.774 | 0 | 1796.003
1091 | 1142.288 | 0 | 1142.287 | 0 | 1796.003
1092 | 987.833 | 0 | 987.833 | 0 | 1796.003
1093 | 1098.997 | 0 | 1098.997 | 0 | 1796.003
1094 | 1323.29 | 0 | 1323.29 | 0 | 653.89
1095 | 1200.589 | 0 | 1200.589 | 0 | 0
1096 | 1175.229 | 0 | 1175.229 | 0 | 0
1097 | 1183.22 | 0 | 1183.22 | 0 | 0
1098 | 1286.45 | 1088.611 | 197.839 | 0 | 0
1099 | 1205.541 | 0 | 0 | 1205.541 | 0
1100 | 1044 | 0 | 0 | 1044 | 0
1101 | 1465.6 | 0 | 0 | 1465.6 | 0
1102 | 1054.4 | 0 | 0 | 1054.4 | 0
1103 | 1262.4 | 0 | 0 | 1262.4 | 0
1104 | 936 | 936 | 0 | 0 | 0
1105 | 1169.6 | 1169.6 | 0 | 0 | 0
1106 | 1276 | 1276 | 0 | 0 | 0
1107 | 1006.4 | 1006.4 | 0 | 0 | 0
1108 | 1429.6 | 1429.6 | 0 | 0 | 0
1109 | 1362.4 | 1362.4 | 0 | 0 | 0
1110 | 1094.4 | 197.583 | 0 | 896.817 | 0
1111 | 1244 | 0 | 59.324 | 1184.676 | 0
1112 | 182.026 | 0 | 182.026 | 0 | 857.535
1113 | 152.29 | 0 | 152.289 | 0 | 1796.003
1114 | 181.165 | 0 | 181.164 | 0 | 1796.003
1115 | 170.605 | 0 | 170.604 | 0 | 1796.003
1116 | 185.42 | 0 | 185.419 | 0 | 1796.003
1117 | 195.463 | 0 | 195.463 | 0 | 987.829
1118 | 197.058 | 0 | 197.058 | 0 | 0
1119 | 129.537 | 0 | 129.537 | 0 | 0
1120 | 177.796 | 0 | 177.796 | 0 | 0
1121 | 117.348 | 0 | 117.348 | 0 | 0
1122 | 99.261 | 0 | 99.261 | 0 | 0
1123 | 110.145 | 0 | 0 | 110.145 | 0
1124 | 108 | 0 | 0 | 108 | 0
1125 | 100 | 0 | 0 | 100 | 0
1126 | 91.2 | 0 | 0 | 91.2 | 0
1127 | 100 | 0 | 0 | 100 | 0
1128 | 93.6 | 0 | 0 | 93.6 | 0
1129 | 98.4 | 0 | 0 | 98.4 | 0
1130 | 90.4 | 0 | 0 | 90.4 | 0
1131 | 96.8 | 0 | 0 | 96.8 | 0
1132 | 91.2 | 0 | 0 | 91.2 | 0
1133 | 96.8 | 0 | 0 | 96.8 | 0
1134 | 89.6 | 0 | 0 | 89.6 | 0
1135 | 92.8 | 0 | 92.8 | 0 | 25.256
1136 | 86.74 | 0 | 86.74 | 0 | 1146.383
1137 | 858.247 | 0 | 858.247 | 0 | 126.154
1138 | 1207.142 | 0 | 1207.142 | 0 | 0
1139 | 1636.944 | 0 | 1636.944 | 0 | 0
1140 | 1392.639 | 0 | 1392.639 | 0 | 0
1141 | 1733.618 | 0 | 1733.618 | 0 | 0
1142 | 1461.298 | 0 | 1461.298 | 0 | 0
1143 | 1523.695 | 0 | 1523.695 | 0 | 0
1144 | 1550.416 | 0 | 1550.416 | 0 | 0
1145 | 1733.837 | 330.739 | 1403.098 | 0 | 0
1146 | 1717.427 | 1434.062 | 283.365 | 0 | 0
1147 | 1575.959 | 0 | 0 | 1575.959 | 0
1148 | 1707.2 | 0 | 0 | 1707.2 | 0
1149 | 1400 | 0 | 0 | 1400 | 0
1150 | 1287.2 | 0 | 0 | 1287.2 | 0
1151 | 1057.6 | 0 | 0 | 1057.6 | 0
1152 | 1536.8 | 1536.8 | 0 | 0 | 0
1153 | 997.6 | 997.6 | 0 | 0 | 0
1154 | 1274.4 | 1274.4 | 0 | 0 | 0
1155 | 1188.8 | 1188.8 | 0 | 0 | 0
1156 | 1111.2 | 1111.2 | 0 | 0 | 0
1157 | 1072.8 | 1072.8 | 0 | 0 | 0
1158 | 1068.8 | 1068.8 | 0 | 0 | 0
1159 | 1287.2 | 96.427 | 105.298 | 1085.475 | 0
1160 | 1071.05 | 0 | 1071.05 | 0 | 101.33
1161 | 1356.959 | 0 | 1356.959 | 0 | 998.185
1162 | 1375.012 | 0 | 1375.011 | 0 | 1796.003
1163 | 1335.484 | 0 | 1335.484 | 0 | 1796.003
1164 | 1194.744 | 0 | 1194.744 | 0 | 1796.003
1165 | 1239.472 | 0 | 1239.472 | 0 | 1166.882
1166 | 1494.782 | 0 | 1494.782 | 0 | 1053.018
1167 | 1663.536 | 0 | 1663.536 | 0 | 321.952
1168 | 1380.276 | 0 | 1380.276 | 0 | 0
1169 | 1448.549 | 0.665 | 1447.884 | 0 | 0
1170 | 1689.979 | 925.131 | 286.684 | 478.164 | 0
1171 | 1823.205 | 27.202 | 0 | 1796.003 | 0
1172 | 855.2 | 0 | 0 | 855.2 | 0
1173 | 1082.4 | 0 | 0 | 1082.4 | 0
1174 | 1165.6 | 0 | 0 | 1165.6 | 0
1175 | 1396.8 | 0 | 0 | 1396.8 | 0
1176 | 754.4 | 0 | 0 | 754.4 | 0
1177 | 602.4 | 602.4 | 0 | 0 | 0
1178 | 580.8 | 580.8 | 0 | 0 | 0
1179 | 700.8 | 700.8 | 0 | 0 | 0
1180 | 725.6 | 725.6 | 0 | 0 | 0
1181 | 505.6 | 505.6 | 0 | 0 | 0
1182 | 723.2 | 723.2 | 0 | 0 | 0
1183 | 676.8 | 0 | 91.932 | 584.868 | 0
1184 | 771.604 | 0 | 771.604 | 0 | 342.703
1185 | 658.296 | 0 | 658.296 | 0 | 1611.666
1186 | 829.986 | 0 | 829.986 | 0 | 1796.003
1187 | 571.13 | 0 | 571.129 | 0 | 1796.003
1188 | 704.878 | 0 | 704.877 | 0 | 1796.003
1189 | 802.622 | 0 | 802.622 | 0 | 1686.997
1190 | 845.333 | 0 | 845.333 | 0 | 0
1191 | 810.397 | 0 | 810.397 | 0 | 0
1192 | 948.631 | 0 | 948.631 | 0 | 0
1193 | 863.605 | 0 | 863.605 | 0 | 0
1194 | 870.304 | 0 | 251.021 | 619.283 | 0
1195 | 797.6 | 0 | 0 | 797.6 | 0
1196 | 838.4 | 0 | 0 | 838.4 | 0
1197 | 759.2 | 0 | 0 | 759.2 | 0
1198 | 689.6 | 0 | 0 | 689.6 | 0
1199 | 551.2 | 0 | 0 | 551.2 | 0
1200 | 689.6 | 0 | 0 | 689.6 | 0
1201 | 1026.4 | 1026.4 | 0 | 0 | 0
1202 | 1103.2 | 1103.2 | 0 | 0 | 0
1203 | 797.6 | 702.856 | 0 | 94.744 | 0
1204 | 818.4 | 0 | 0 | 818.4 | 0
1205 | 779.2 | 0 | 0 | 779.2 | 0
1206 | 741.6 | 0 | 0 | 741.6 | 0
1207 | 836.8 | 0 | 102.193 | 734.607 | 0
1208 | 625.816 | 0 | 625.816 | 0 | 511.29
1209 | 296.104 | 0 | 296.103 | 0 | 1796.003
1210 | 281.168 | 0 | 281.168 | 0 | 1796.003
1211 | 221.19 | 0 | 221.19 | 0 | 1796.003
1212 | 299.592 | 0 | 299.592 | 0 | 1796.003
1213 | 888.252 | 0 | 888.252 | 0 | 1334.074
1214 | 1121.586 | 0 | 1121.586 | 0 | 0
1215 | 839.555 | 0 | 839.555 | 0 | 0
1216 | 1363.969 | 0 | 1363.969 | 0 | 0
1217 | 1384.49 | 0 | 1384.49 | 0 | 0
1218 | 1247.034 | 689.235 | 269.988 | 287.811 | 0
1219 | 1191.158 | 0 | 0 | 1191.158 | 0
1220 | 1089.6 | 0 | 0 | 1089.6 | 0
1221 | 1178.4 | 0 | 0 | 1178.4 | 0
1222 | 1048 | 0 | 0 | 1048 | 0
1223 | 1239.2 | 0 | 0 | 1239.2 | 0
1224 | 1102.4 | 0 | 0 | 1102.4 | 0
1225 | 1004 | 1004 | 0 | 0 | 0
1226 | 894.4 | 894.4 | 0 | 0 | 0
1227 | 741.6 | 741.6 | 0 | 0 | 0
1228 | 812 | 812 | 0 | 0 | 0
1229 | 906.4 | 906.4 | 0 | 0 | 0
1230 | 1295.2 | 1295.2 | 0 | 0 | 0
1231 | 1083.2 | 0 | 106.335 | 976.865 | 0
1232 | 928.89 | 0 | 928.89 | 0 | 247.389
1233 | 1047.146 | 0 | 1047.146 | 0 | 1311.734
1234 | 1458.486 | 0 | 1458.486 | 0 | 1759.071
1235 | 1341.872 | 0 | 1341.872 | 0 | 1796.003
1236 | 1455.678 | 0 | 1455.677 | 0 | 1796.003
1237 | 1622.4 | 0 | 1622.4 | 0 | 1796.003
1238 | 1434.147 | 0 | 1434.147 | 0 | 323.172
1239 | 1627.379 | 0 | 1627.379 | 0 | 0
1240 | 1212.806 | 0 | 1212.806 | 0 | 0
1241 | 1458.823 | 31.112 | 1427.711 | 0 | 0
1242 | 1503.121 | 1227.645 | 275.476 | 0 | 0
1243 | 1519.235 | 0 | 0 | 1519.235 | 0
1244 | 1223.2 | 0 | 0 | 1223.2 | 0
1245 | 1371.2 | 0 | 0 | 1371.2 | 0
1246 | 1432.8 | 0 | 0 | 1432.8 | 0
1247 | 1228 | 0 | 0 | 1228 | 0
1248 | 1250.4 | 1241.945 | 0 | 8.455 | 0
1249 | 1195.2 | 1195.2 | 0 | 0 | 0
1250 | 1082.4 | 1082.4 | 0 | 0 | 0
1251 | 1088.8 | 1088.8 | 0 | 0 | 0
1252 | 1428 | 1428 | 0 | 0 | 0
1253 | 942.4 | 942.4 | 0 | 0 | 0
1254 | 957.6 | 957.6 | 0 | 0 | 0
1255 | 1361.6 | 0 | 102.464 | 1259.136 | 0
1256 | 1216.436 | 0 | 1145.028 | 71.408 | 0
1257 | 1066.076 | 0 | 1066.076 | 0 | 1237.188
1258 | 1100.807 | 0 | 1100.807 | 0 | 1796.003
1259 | 1411.611 | 0 | 1411.61 | 0 | 1796.003
1260 | 1365.056 | 0 | 1365.055 | 0 | 1796.003
1261 | 1239.767 | 0 | 1239.766 | 0 | 1796.003
1262 | 1146.147 | 0 | 1146.147 | 0 | 608.175
1263 | 1181.115 | 0 | 1181.115 | 0 | 0
1264 | 1267.883 | 0 | 1267.883 | 0 | 0
1265 | 1187.464 | 0 | 1187.464 | 0 | 0
1266 | 1008.407 | 750.974 | 257.433 | 0 | 0
1267 | 1409.602 | 0 | 0 | 1409.602 | 0
1268 | 946.4 | 0 | 0 | 946.4 | 0
1269 | 1150.4 | 0 | 0 | 1150.4 | 0
1270 | 1396 | 0 | 0 | 1396 | 0
1271 | 1171.2 | 0 | 0 | 1171.2 | 0
1272 | 1109.6 | 1109.6 | 0 | 0 | 0
1273 | 1380.8 | 1380.8 | 0 | 0 | 0
1274 | 1206.4 | 1206.4 | 0 | 0 | 0
1275 | 1380.8 | 1380.8 | 0 | 0 | 0
1276 | 1010.4 | 1010.4 | 0 | 0 | 0
1277 | 960 | 843.548 | 0 | 116.452 | 0
1278 | 1000 | 0 | 0 | 1000 | 0
1279 | 1016 | 0 | 92.62 | 923.38 | 0
1280 | 231.095 | 0 | 231.095 | 0 | 874.5
1281 | 181.355 | 0 | 181.354 | 0 | 1796.003
1282 | 156.897 | 0 | 156.897 | 0 | 1796.003
1283 | 202.713 | 0 | 202.713 | 0 | 1796.003
1284 | 193.831 | 0 | 193.831 | 0 | 1796.003
1285 | 194.696 | 0 | 194.697 | 0 | 970.863
1286 | 147.249 | 0 | 147.249 | 0 | 0
1287 | 149.362 | 0 | 149.362 | 0 | 0
1288 | 167.046 | 0 | 167.046 | 0 | 0
1289 | 135.46 | 0 | 135.46 | 0 | 0
1290 | 134.638 | 0 | 134.638 | 0 | 0
1291 | 106.102 | 0 | 0 | 106.102 | 0
1292 | 0 | 0 | 0 | 0 | 0
1293 | 0 | 0 | 0 | 0 | 0
1294 | 85.6 | 0 | 0 | 85.6 | 0
1295 | 87.2 | 0 | 0 | 87.2 | 0
1296 | 90.4 | 0 | 0 | 90.4 | 0
1297 | 84.8 | 0 | 0 | 84.8 | 0
1298 | 87.2 | 0 | 0 | 87.2 | 0
1299 | 80.8 | 0 | 0 | 80.8 | 0
1300 | 86.4 | 0 | 0 | 86.4 | 0
1301 | 81.6 | 0 | 0 | 81.6 | 0
1302 | 86.4 | 0 | 0 | 86.4 | 0
1303 | 68.8 | 0 | 68.8 | 0 | 54.564
1304 | 94.436 | 0 | 94.437 | 0 | 920.888
1305 | 767.602 | 0 | 767.602 | 0 | 0
1306 | 1311.495 | 0 | 1311.495 | 0 | 0
1307 | 1454.312 | 0 | 1454.312 | 0 | 0
1308 | 1278.237 | 0 | 1278.237 | 0 | 0
1309 | 1477.846 | 0 | 1477.846 | 0 | 0
1310 | 1606.507 | 0 | 1606.507 | 0 | 0
1311 | 1514.242 | 0 | 1514.242 | 0 | 0
1312 | 1656.625 | 0 | 1656.625 | 0 | 0
1313 | 1550.847 | 179.648 | 1371.199 | 0 | 0
1314 | 1602.881 | 1340.94 | 261.941 | 0 | 0
1315 | 1592.239 | 0 | 0 | 1592.239 | 0
1316 | 1521.6 | 0 | 0 | 1521.6 | 0
1317 | 1444 | 0 | 0 | 1444 | 0
1318 | 1625.6 | 0 | 0 | 1625.6 | 0
1319 | 1578.4 | 0 | 0 | 1578.4 | 0
1320 | 1232.8 | 1232.8 | 0 | 0 | 0
1321 | 1146.4 | 1146.4 | 0 | 0 | 0
1322 | 1488 | 1488 | 0 | 0 | 0
1323 | 1347.2 | 1347.2 | 0 | 0 | 0
1324 | 1243.2 | 1243.2 | 0 | 0 | 0
1325 | 1531.2 | 1531.2 | 0 | 0 | 0
1326 | 1331.2 | 1331.2 | 0 | 0 | 0
1327 | 1144.8 | 1144.8 | 0 | 0 | 152.073
1328 | 1010.871 | 1010.871 | 0 | 0 | 1273.745
1329 | 1203.916 | 536.67 | 667.246 | 0 | 1796.003
1330 | 1503.542 | 0 | 1503.541 | 0 | 1796.003
1331 | 1515.135 | 202.356 | 1312.779 | 0 | 1796.003
1332 | 1556.164 | 1556.164 | 0 | 0 | 424.828
1333 | 1211.064 | 834.949 | 376.115 | 0 | 838.008
1334 | 1410.099 | 311.339 | 1098.76 | 0 | 0
1335 | 1317.507 | 567.836 | 749.671 | 0 | 0
1336 | 1520.142 | 1076.9 | 443.242 | 0 | 0
1337 | 1602.996 | 1474.364 | 128.632 | 0 | 0
1338 | 1509.998 | 1509.998 | 0 | 0 | 0
1339 | 1268.157 | 0 | 0 | 1268.157 | 0
1340 | 1219.2 | 0 | 0 | 1219.2 | 0
1341 | 1537.6 | 0 | 0 | 1537.6 | 0
1342 | 1788 | 0 | 0 | 1788 | 0
1343 | 1920 | 123.997 | 0 | 1796.003 | 0
1344 | 1416 | 1416 | 0 | 0 | 0
1345 | 1318.4 | 1318.4 | 0 | 0 | 0
1346 | 1386.4 | 1386.4 | 0 | 0 | 0
1347 | 1447.2 | 1447.2 | 0 | 0 | 0
1348 | 1560.8 | 1560.8 | 0 | 0 | 0
1349 | 1575.2 | 1575.2 | 0 | 0 | 0
1350 | 1132 | 1132 | 0 | 0 | 0
1351 | 1085.6 | 938.497 | 147.103 | 0 | 0
1352 | 972.737 | 0 | 972.737 | 0 | 276.846
1353 | 1002.649 | 0 | 1002.649 | 0 | 1351.363
1354 | 1224.946 | 0 | 1224.946 | 0 | 1796.003
1355 | 1629.851 | 0 | 1629.851 | 0 | 1796.003
1356 | 1267.651 | 0 | 1267.65 | 0 | 1796.003
1357 | 1387.724 | 0 | 1387.724 | 0 | 1193.231
1358 | 1508.577 | 0 | 1508.577 | 0 | 703.685
1359 | 1492.205 | 0 | 1492.205 | 0 | 84.091
1360 | 1115.506 | 332.855 | 782.651 | 0 | 0
1361 | 1715.058 | 409.251 | 1305.807 | 0 | 0
1362 | 1580.662 | 1416.767 | 163.895 | 0 | 0
1363 | 1152.8 | 0 | 0 | 1152.8 | 0
1364 | 1612 | 0 | 0 | 1612 | 0
1365 | 1400.8 | 0 | 0 | 1400.8 | 0
1366 | 1607.2 | 0 | 0 | 1607.2 | 0
1367 | 1369.6 | 0 | 0 | 1369.6 | 0
1368 | 1172 | 1038.554 | 0 | 133.446 | 0
1369 | 1296.8 | 1296.8 | 0 | 0 | 0
1370 | 1394.4 | 1394.4 | 0 | 0 | 0
1371 | 1192 | 1192 | 0 | 0 | 0
1372 | 1368.8 | 1368.8 | 0 | 0 | 0
1373 | 1286.4 | 1286.4 | 0 | 0 | 0
1374 | 717.6 | 717.6 | 0 | 0 | 0
1375 | 961.6 | 0 | 152.901 | 808.699 | 0
1376 | 858.742 | 0 | 858.742 | 0 | 397.022
1377 | 924.647 | 0 | 924.647 | 0 | 1497.011
1378 | 1261.322 | 0 | 1261.321 | 0 | 1796.003
1379 | 921.625 | 0 | 921.625 | 0 | 1796.003
1380 | 1166.42 | 0 | 1166.419 | 0 | 1796.003
1381 | 1425.732 | 0 | 1425.732 | 0 | 1747.333
1382 | 1270.075 | 0 | 1270.075 | 0 | 0
1383 | 1409.846 | 0 | 1409.846 | 0 | 0
1384 | 1503.303 | 695.137 | 808.166 | 0 | 0
1385 | 1426.651 | 810.002 | 616.649 | 0 | 0
1386 | 1530.718 | 1293.784 | 236.934 | 0 | 0
1387 | 1079.591 | 0 | 0 | 1079.591 | 0
1388 | 1292 | 0 | 0 | 1292 | 0
1389 | 1392.8 | 0 | 0 | 1392.8 | 0
1390 | 1493.6 | 0 | 0 | 1493.6 | 0
1391 | 1524 | 0 | 0 | 1524 | 0
1392 | 1385.6 | 1385.6 | 0 | 0 | 0
1393 | 1531.2 | 1531.2 | 0 | 0 | 0
1394 | 1497.6 | 1497.6 | 0 | 0 | 0
1395 | 1485.6 | 1485.6 | 0 | 0 | 0
1396 | 1413.6 | 1413.6 | 0 | 0 | 0
1397 | 1488.8 | 1488.8 | 0 | 0 | 0
1398 | 1299.2 | 1299.2 | 0 | 0 | 0
1399 | 1104 | 795.363 | 56.078 | 252.559 | 0
1400 | 1358.071 | 0 | 1212.376 | 145.695 | 0
1401 | 1671.657 | 0 | 1139.174 | 532.483 | 0
1402 | 1400.192 | 0 | 1400.192 | 0 | 1719.336
1403 | 1499.733 | 0 | 1499.733 | 0 | 1796.003
1404 | 1335.797 | 0 | 1335.797 | 0 | 1655.493
1405 | 1593.236 | 0 | 1593.236 | 0 | 1127.857
1406 | 1620.676 | 0 | 1620.676 | 0 | 1390.691
1407 | 1525.559 | 0 | 1525.559 | 0 | 894.054
1408 | 1514.83 | 201.123 | 1313.707 | 0 | 0
1409 | 1822.304 | 870.269 | 952.035 | 0 | 0
1410 | 1605.867 | 1344.81 | 261.057 | 0 | 0
1411 | 1954.45 | 249.816 | 0 | 1704.634 | 0
1412 | 1688.8 | 0 | 0 | 1688.8 | 0
1413 | 1488.8 | 0 | 0 | 1488.8 | 0
1414 | 1700 | 0 | 0 | 1700 | 0
1415 | 1531.2 | 0 | 0 | 1531.2 | 0
1416 | 1661.6 | 1661.6 | 0 | 0 | 0
1417 | 677.6 | 677.6 | 0 | 0 | 0
1418 | 501.6 | 501.6 | 0 | 0 | 0
1419 | 592.8 | 592.8 | 0 | 0 | 0
1420 | 738.4 | 738.4 | 0 | 0 | 0
1421 | 784.8 | 784.8 | 0 | 0 | 0
1422 | 656.8 | 656.8 | 0 | 0 | 0
1423 | 596 | 452.34 | 143.66 | 0 | 0
1424 | 458.959 | 0 | 458.959 | 0 | 691.529
1425 | 545.507 | 0 | 545.507 | 0 | 1738.086
1426 | 657.357 | 0 | 657.357 | 0 | 1796.003
1427 | 784.747 | 0 | 784.747 | 0 | 1796.003
1428 | 756.627 | 0 | 756.627 | 0 | 1796.003
1429 | 915.603 | 0 | 915.603 | 0 | 1211.751
1430 | 833.363 | 0 | 833.363 | 0 | 0
1431 | 642.919 | 0 | 642.919 | 0 | 0
1432 | 667.766 | 0 | 667.766 | 0 | 0
1433 | 671.56 | 0 | 671.56 | 0 | 0
1434 | 759.475 | 555.071 | 204.404 | 0 | 0
1435 | 768.029 | 0 | 0 | 768.029 | 0
1436 | 534.4 | 0 | 0 | 534.4 | 0
1437 | 708.8 | 0 | 0 | 708.8 | 0
1438 | 805.6 | 0 | 0 | 805.6 | 0
1439 | 713.6 | 0 | 0 | 713.6 | 0
1440 | 728.8 | 728.8 | 0 | 0 | 0
1441 | 1704 | 1704 | 0 | 0 | 0
1442 | 1666.4 | 1666.4 | 0 | 0 | 0
1443 | 1551.2 | 1551.2 | 0 | 0 | 0
1444 | 1624 | 1470.801 | 0 | 153.199 | 0
1445 | 1580.8 | 0 | 0 | 1580.8 | 0
1446 | 1460 | 0 | 0 | 1460 | 0
1447 | 1464 | 0 | 74.994 | 1389.006 | 0
1448 | 110.259 | 0 | 110.259 | 0 | 666.96
1449 | 89.69 | 0 | 89.69 | 0 | 1796.003
1450 | 0 | 0 | -0.001 | 0 | 1796.003
1451 | 0 | 0 | -0.001 | 0 | 1796.003
1452 | 0 | 0 | 0 | 0 | 1796.003
1453 | 0 | 0 | 0 | 0 | 1178.403
1454 | 87.814 | 0 | 87.814 | 0 | 0
1455 | 71.433 | 0 | 71.433 | 0 | 0
1456 | 76.614 | 0 | 76.614 | 0 | 0
1457 | 71.47 | 0 | 71.47 | 0 | 0
1458 | 83.419 | 0 | 83.419 | 0 | 0
1459 | 77.625 | 0 | 0 | 77.625 | 0
1460 | 86.4 | 0 | 0 | 86.4 | 0
1461 | 79.2 | 0 | 0 | 79.2 | 0
1462 | 86.4 | 0 | 0 | 86.4 | 0
1463 | 79.2 | 0 | 0 | 79.2 | 0
1464 | 84 | 0 | 0 | 84 | 0
1465 | 75.2 | 0 | 0 | 75.2 | 0
1466 | 81.6 | 0 | 0 | 81.6 | 0
1467 | 76 | 0 | 0 | 76 | 0
1468 | 80 | 0 | 0 | 80 | 0
1469 | 76.8 | 0 | 0 | 76.8 | 0
1470 | 81.6 | 0 | 0 | 81.6 | 0
1471 | 67.2 | 0 | 64.699 | 2.501 | 0
1472 | 79.057 | 0 | 79.057 | 0 | 429.065
1473 | 544.574 | 0 | 544.574 | 0 | 646.574
1474 | 1505.096 | 0 | 1505.096 | 0 | 0
1475 | 1673.221 | 0 | 1673.221 | 0 | 0
1476 | 1557.38 | 0 | 1557.38 | 0 | 0
1477 | 1552.097 | 0 | 1552.097 | 0 | 0
1478 | 1601.467 | 0 | 1601.467 | 0 | 0
1479 | 1699.22 | 0 | 1699.22 | 0 | 0
1480 | 1209.033 | 0 | 1209.033 | 0 | 0
1481 | 1602.265 | 313.734 | 1288.531 | 0 | 0
1482 | 1255.783 | 1009.918 | 245.865 | 0 | 0
1483 | 1313.251 | 0 | 0 | 1313.251 | 0
1484 | 1345.6 | 0 | 0 | 1345.6 | 0
1485 | 1182.4 | 0 | 0 | 1182.4 | 0
1486 | 1305.6 | 0 | 0 | 1305.6 | 0
1487 | 1395.2 | 0 | 0 | 1395.2 | 0
1488 | 1414.4 | 1414.4 | 0 | 0 | 0
1489 | 1534.4 | 1534.4 | 0 | 0 | 0
1490 | 1493.6 | 1493.6 | 0 | 0 | 0
1491 | 1685.6 | 1685.6 | 0 | 0 | 0
1492 | 1434.4 | 1434.4 | 0 | 0 | 0
1493 | 1459.2 | 1459.2 | 0 | 0 | 0
1494 | 1717.6 | 1717.6 | 0 | 0 | 0
1495 | 1190.4 | 1082.352 | 108.048 | 0 | 0
1496 | 1580.043 | 577.869 | 1002.174 | 0 | 0
1497 | 1502.036 | 0 | 1502.036 | 0 | 381.883
1498 | 1441.807 | 0 | 1441.807 | 0 | 1051.098
1499 | 1867.076 | 0 | 1867.076 | 0 | 1542.725
1500 | 1969.563 | 0 | 1969.562 | 0 | 1796.003
1501 | 1991.36 | 0 | 1991.36 | 0 | 426.247
1502 | 1801.825 | 526.532 | 1061.12 | 214.174 | 0
1503 | 1593.282 | 0 | 1593.282 | 0 | 1313.226
1504 | 1359.178 | 0 | 1359.178 | 0 | 1007.766
1505 | 1889.839 | 576.797 | 1313.042 | 0 | 0
1506 | 1338.014 | 1083.308 | 254.706 | 0 | 0
1507 | 1353.885 | 0 | 0 | 1353.885 | 0
1508 | 1158.4 | 0 | 0 | 1158.4 | 0
1509 | 1659.2 | 0 | 0 | 1659.2 | 0
1510 | 1568 | 0 | 0 | 1568 | 0
1511 | 1603.2 | 0 | 0 | 1603.2 | 0
1512 | 1517.6 | 1517.6 | 0 | 0 | 0
1513 | 1664 | 1664 | 0 | 0 | 0
1514 | 1617.6 | 1617.6 | 0 | 0 | 0
1515 | 1648 | 1648 | 0 | 0 | 0
1516 | 1176.8 | 1176.8 | 0 | 0 | 0
1517 | 1515.2 | 1515.2 | 0 | 0 | 0
1518 | 1512.8 | 1512.8 | 0 | 0 | 0
1519 | 1321.6 | 1321.6 | 0 | 0 | 113.937
1520 | 1341.317 | 315.312 | 1026.004 | 0 | 65.318
1521 | 1629.663 | 0 | 1629.663 | 0 | 481.346
1522 | 1448.199 | 0 | 1448.199 | 0 | 1093.036
1523 | 1859.743 | 0 | 1859.743 | 0 | 1726.795
1524 | 1762.66 | 0 | 1762.66 | 0 | 1796.003
1525 | 1573.75 | 0 | 1573.75 | 0 | 1265.72
1526 | 1726.047 | 0 | 1726.047 | 0 | 983.889
1527 | 1828.904 | 0 | 1828.904 | 0 | 309.738
1528 | 1697.557 | 0 | 1697.557 | 0 | 335.832
1529 | 1829.581 | 490.151 | 1339.43 | 0 | 0
1530 | 1704.422 | 1432.947 | 271.475 | 0 | 0
1531 | 1675.433 | 0 | 0 | 1675.433 | 0
1532 | 1698.4 | 0 | 0 | 1698.4 | 0
1533 | 1537.6 | 0 | 0 | 1537.6 | 0
1534 | 1532 | 0 | 0 | 1532 | 0
1535 | 1324 | 0 | 0 | 1324 | 0
1536 | 382.4 | 382.4 | 0 | 0 | 0
1537 | 394.4 | 394.4 | 0 | 0 | 0
1538 | 378.4 | 378.4 | 0 | 0 | 0
1539 | 357.6 | 357.6 | 0 | 0 | 0
1540 | 367.2 | 367.2 | 0 | 0 | 0
1541 | 380 | 380 | 0 | 0 | 0
1542 | 397.6 | 397.6 | 0 | 0 | 0
1543 | 354.4 | 354.4 | 0 | 0 | 143.767
1544 | 442.969 | 442.969 | 0 | 0 | 1173.546
1545 | 1680.912 | 1680.912 | 0 | 0 | 1254.406
1546 | 1829.403 | 1829.403 | 0 | 0 | 1745.809
1547 | 1851.263 | 1366.766 | 484.497 | 0 | 1796.003
1548 | 1924.839 | 304.233 | 1620.606 | 0 | 1371.253
1549 | 1677.954 | 0 | 1677.954 | 0 | 87.369
1550 | 1718.738 | 1040.072 | 678.666 | 0 | 0
1551 | 1907.596 | 138.019 | 1769.577 | 0 | 0
1552 | 1688.519 | 0 | 1688.519 | 0 | 142.472
1553 | 2091.005 | 835.686 | 1255.319 | 0 | 0
1554 | 1608.296 | 1388.306 | 219.99 | 0 | 0
1555 | 1773.255 | 0 | 0 | 1773.255 | 0
1556 | 1601.6 | 0 | 0 | 1601.6 | 0
1557 | 1201.6 | 0 | 0 | 1201.6 | 0
1558 | 1380.8 | 0 | 0 | 1380.8 | 0
1559 | 1320.8 | 0 | 0 | 1320.8 | 0
1560 | 361.6 | 361.6 | 0 | 0 | 0
1561 | 110.4 | 110.4 | 0 | 0 | 0
1562 | 116.8 | 116.8 | 0 | 0 | 0
1563 | 111.2 | 111.2 | 0 | 0 | 0
1564 | 113.6 | 113.6 | 0 | 0 | 0
1565 | 110.4 | 110.4 | 0 | 0 | 0
1566 | 114.4 | 114.4 | 0 | 0 | 0
1567 | 98.4 | 0 | 98.4 | 0 | 33.388
1568 | 220.236 | 0 | 220.236 | 0 | 896.269
1569 | 1212.985 | 0 | 1212.985 | 0 | 949.267
1570 | 1238.812 | 0 | 1238.812 | 0 | 1696.011
1571 | 1664.717 | 0 | 1664.717 | 0 | 1402.778
1572 | 1556.917 | 0 | 1556.917 | 0 | 1715.371
1573 | 1408.483 | 0 | 1408.482 | 0 | 1796.003
1574 | 1587.586 | 0 | 1587.586 | 0 | 540.287
1575 | 1726.378 | 0 | 1726.378 | 0 | 0
1576 | 1711.478 | 0 | 1711.478 | 0 | 0
1577 | 1544.327 | 582.82 | 961.507 | 0 | 0
1578 | 1402.659 | 1059.927 | 194.74 | 147.992 | 0
1579 | 1439.865 | 0 | 0 | 1439.865 | 0
1580 | 1459.2 | 0 | 0 | 1459.2 | 0
1581 | 1510.4 | 0 | 0 | 1510.4 | 0
1582 | 1384 | 0 | 0 | 1384 | 0
1583 | 1400 | 0 | 0 | 1400 | 0
1584 | 472 | 0 | 0 | 472 | 0
1585 | 416.8 | 416.8 | 0 | 0 | 0
1586 | 390.4 | 390.4 | 0 | 0 | 0
1587 | 431.2 | 431.2 | 0 | 0 | 0
1588 | 381.6 | 381.6 | 0 | 0 | 0
1589 | 384 | 384 | 0 | 0 | 0
1590 | 484.8 | 484.8 | 0 | 0 | 0
1591 | 424 | 0 | 124.023 | 299.977 | 0
1592 | 433.137 | 0 | 433.137 | 0 | 659.617
1593 | 1644.823 | 0 | 1644.823 | 0 | 468.913
1594 | 1786.904 | 0 | 1786.904 | 0 | 1036.18
1595 | 1792.2 | 0 | 1792.2 | 0 | 1447.874
1596 | 1606.691 | 0 | 1606.691 | 0 | 1796.003
1597 | 1894.24 | 0 | 1894.24 | 0 | 1661.39
1598 | 1829.242 | 0 | 1829.242 | 0 | 1347.969
1599 | 1903.518 | 0 | 1903.518 | 0 | 611.427
1600 | 1476.616 | 0 | 1476.616 | 0 | 0
1601 | 1535.769 | 347.037 | 1188.732 | 0 | 0
1602 | 1485.795 | 1278.884 | 206.911 | 0 | 0
1603 | 1357.077 | 0 | 0 | 1357.077 | 0
1604 | 1589.6 | 0 | 0 | 1589.6 | 0
1605 | 1525.6 | 0 | 0 | 1525.6 | 0
1606 | 1258.4 | 0 | 0 | 1258.4 | 0
1607 | 1140 | 0 | 0 | 1140 | 0
1608 | 1290.4 | 1290.4 | 0 | 0 | 0
1609 | 1470.4 | 1470.4 | 0 | 0 | 0
1610 | 904.8 | 904.8 | 0 | 0 | 0
1611 | 1167.2 | 1167.2 | 0 | 0 | 0
1612 | 1140.8 | 1140.8 | 0 | 0 | 0
1613 | 1201.6 | 1201.6 | 0 | 0 | 0
1614 | 1211.2 | 865.875 | 0 | 345.325 | 0
1615 | 1014.4 | 0 | 116.968 | 897.432 | 0
1616 | 337.397 | 0 | 337.397 | 0 | 735.618
1617 | 274.291 | 0 | 274.291 | 0 | 1796.003
1618 | 264.437 | 0 | 264.437 | 0 | 1796.003
1619 | 281.379 | 0 | 281.378 | 0 | 1796.003
1620 | 297.305 | 0 | 297.304 | 0 | 1796.003
1621 | 288.999 | 0 | 288.999 | 0 | 1109.746
1622 | 276.252 | 0 | 276.252 | 0 | 0
1623 | 267.096 | 0 | 267.096 | 0 | 0
1624 | 204.599 | 0 | 204.599 | 0 | 0
1625 | 286.349 | 0 | 286.349 | 0 | 0
1626 | 229.93 | 0 | 171.079 | 58.851 | 0
1627 | 205.13 | 0 | 0 | 205.13 | 0
1628 | 299.2 | 0 | 0 | 299.2 | 0
1629 | 287.2 | 0 | 0 | 287.2 | 0
1630 | 292 | 0 | 0 | 292 | 0
1631 | 230.4 | 0 | 0 | 230.4 | 0
1632 | 164.8 | 0 | 0 | 164.8 | 0
1633 | 195.2 | 0 | 0 | 195.2 | 0
1634 | 238.4 | 0 | 0 | 238.4 | 0
1635 | 187.2 | 0 | 0 | 187.2 | 0
1636 | 148.8 | 0 | 0 | 148.8 | 0
1637 | 132.8 | 0 | 0 | 132.8 | 0
1638 | 192.8 | 0 | 0 | 192.8 | 0
1639 | 120 | 0 | 120 | 0 | 7.015
1640 | 191.45 | 0 | 191.45 | 0 | 912.258
1641 | 866.164 | 0 | 866.164 | 0 | 1270.692
1642 | 1455.515 | 0 | 1455.514 | 0 | 740.035
1643 | 1743.462 | 0 | 1743.462 | 0 | 0
1644 | 1648.641 | 0 | 1648.641 | 0 | 0
1645 | 1680.833 | 0 | 1680.833 | 0 | 0
1646 | 1635.438 | 0 | 1635.438 | 0 | 0
1647 | 1660.537 | 0 | 1660.537 | 0 | 0
1648 | 1717.571 | 0 | 1717.571 | 0 | 0
1649 | 1588.152 | 374.976 | 1213.176 | 0 | 0
1650 | 1863.569 | 1649.315 | 214.254 | 0 | 0
1651 | 1540.524 | 0 | 0 | 1540.524 | 0
1652 | 1230.4 | 0 | 0 | 1230.4 | 0
1653 | 1436 | 0 | 0 | 1436 | 0
1654 | 1564.8 | 0 | 0 | 1564.8 | 0
1655 | 1647.2 | 0 | 0 | 1647.2 | 0
1656 | 1421.6 | 1421.6 | 0 | 0 | 0
1657 | 1376.8 | 1376.8 | 0 | 0 | 0
1658 | 1502.4 | 1502.4 | 0 | 0 | 0
1659 | 1624 | 1624 | 0 | 0 | 0
1660 | 1292.8 | 1292.8 | 0 | 0 | 0
1661 | 1245.6 | 1245.6 | 0 | 0 | 0
1662 | 1281.6 | 1281.6 | 0 | 0 | 0
1663 | 1044.8 | 479.248 | 81.694 | 483.858 | 0
1664 | 1268.07 | 0 | 1057.418 | 210.652 | 0
1665 | 1664.469 | 0 | 1664.469 | 0 | 202.94
1666 | 1354.034 | 0 | 1354.034 | 0 | 1578.231
1667 | 1675.929 | 0 | 1338.782 | 337.147 | 0
1668 | 1404.339 | 0 | 1404.339 | 0 | 1796.003
1669 | 1405.495 | 0 | 1405.495 | 0 | 1796.003
1670 | 1385.337 | 0 | 1385.336 | 0 | 1796.003
1671 | 1426.323 | 0 | 1426.323 | 0 | 1742.098
1672 | 1546.268 | 0 | 1546.268 | 0 | 493.305
1673 | 1512.557 | 169.898 | 1342.659 | 0 | 0
1674 | 1715.266 | 1449.645 | 265.621 | 0 | 0
1675 | 1546.02 | 0 | 0 | 1546.02 | 0
1676 | 1220 | 0 | 0 | 1220 | 0
1677 | 1550.4 | 0 | 0 | 1550.4 | 0
1678 | 1778.4 | 0 | 0 | 1778.4 | 0
1679 | 1676.8 | 0 | 0 | 1676.8 | 0
1680 | 1480.8 | 1480.8 | 0 | 0 | 0
1681 | 1334.4 | 1334.4 | 0 | 0 | 0
1682 | 1472 | 1472 | 0 | 0 | 0
1683 | 1444.8 | 1444.8 | 0 | 0 | 0
1684 | 230.4 | 230.4 | 0 | 0 | 0
1685 | 354.4 | 354.4 | 0 | 0 | 0
1686 | 880.8 | 880.8 | 0 | 0 | 0
1687 | 1391.249 | 1006.448 | 179.526 | 205.275 | 0
1688 | 1367.166 | 0 | 1230.627 | 136.539 | 0
1689 | 1114.978 | 0 | 1114.978 | 0 | 1231.46
1690 | 991.078 | 0 | 991.078 | 0 | 1796.003
1691 | 1722.516 | 0 | 1722.515 | 0 | 1796.003
1692 | 1259.699 | 0 | 1259.698 | 0 | 1796.003
1693 | 1018.275 | 0 | 1018.274 | 0 | 1796.003
1694 | 905.101 | 0 | 905.101 | 0 | 613.903
1695 | 1153.41 | 0 | 1153.41 | 0 | 0
1696 | 1638.025 | 0 | 1638.025 | 0 | 0
1697 | 1603.774 | 188.059 | 1415.715 | 0 | 0
1698 | 1509.175 | 1225.438 | 283.737 | 0 | 0
1699 | 994.822 | 0 | 0 | 994.822 | 0
1700 | 1233.6 | 0 | 0 | 1233.6 | 0
1701 | 1465.6 | 0 | 0 | 1465.6 | 0
1702 | 1463.2 | 0 | 0 | 1463.2 | 0
1703 | 1261.6 | 0 | 0 | 1261.6 | 0
1704 | 1423.2 | 804.236 | 0 | 618.964 | 0
1705 | 1556.8 | 1556.8 | 0 | 0 | 0
1706 | 1232.8 | 1232.8 | 0 | 0 | 0
1707 | 1564 | 1564 | 0 | 0 | 0
1708 | 1275.2 | 1275.2 | 0 | 0 | 0
1709 | 1312.8 | 1312.8 | 0 | 0 | 0
1710 | 1168 | 1168 | 0 | 0 | 0
1711 | 1272.8 | 0 | 197.152 | 1075.648 | 0
1712 | 922.415 | 0 | 922.415 | 0 | 360.267
1713 | 1110.192 | 0 | 1110.192 | 0 | 1287.36
1714 | 1567.16 | 0 | 1567.16 | 0 | 1606.997
1715 | 1212.443 | 0 | 1212.443 | 0 | 1796.003
1716 | 1091.61 | 0 | 1091.61 | 0 | 1796.003
1717 | 971.536 | 0 | 971.536 | 0 | 1796.003
1718 | 1055.456 | 0 | 1055.456 | 0 | 386.742
1719 | 957.674 | 0 | 957.674 | 0 | 0
1720 | 997.558 | 0 | 997.558 | 0 | 0
1721 | 1166.299 | 0 | 1166.299 | 0 | 0
1722 | 1040.947 | 0 | 269.148 | 771.799 | 0
1723 | 1287.915 | 0 | 0 | 1287.915 | 0
1724 | 1227.2 | 0 | 0 | 1227.2 | 0
1725 | 1147.2 | 0 | 0 | 1147.2 | 0
1726 | 1378.4 | 0 | 0 | 1378.4 | 0
1727 | 1175.2 | 0 | 0 | 1175.2 | 0
1728 | 160.8 | 0 | 0 | 160.8 | 0
1729 | 104.8 | 0 | 0 | 104.8 | 0
1730 | 106.4 | 0 | 0 | 106.4 | 0
1731 | 102.4 | 0 | 0 | 102.4 | 0
1732 | 108 | 0 | 0 | 108 | 0
1733 | 101.6 | 0 | 0 | 101.6 | 0
1734 | 104 | 0 | 0 | 104 | 0
1735 | 86.785 | 0 | 86.785 | 0 | 122.285
1736 | 102.491 | 0 | 102.491 | 0 | 1219.657
1737 | 1053.719 | 0 | 1053.719 | 0 | 1399.872
1738 | 1351.25 | 0 | 1351.25 | 0 | 1796.003
1739 | 1014.359 | 0 | 1014.359 | 0 | 1796.003
1740 | 1130.671 | 0 | 1130.671 | 0 | 1231.618
1741 | 1327.615 | 0 | 1327.615 | 0 | 1088.091
1742 | 1312.509 | 0 | 1312.509 | 0 | 0
1743 | 1182.509 | 0 | 1182.509 | 0 | 0
1744 | 1270.68 | 0 | 1270.68 | 0 | 0
1745 | 1403.753 | 0 | 1403.753 | 0 | 0
1746 | 1739.825 | 1453.006 | 286.819 | 0 | 0
1747 | 1588.775 | 0 | 0 | 1588.775 | 0
1748 | 1500.8 | 0 | 0 | 1500.8 | 0
1749 | 1536 | 0 | 0 | 1536 | 0
1750 | 1589.6 | 0 | 0 | 1589.6 | 0
1751 | 1916 | 119.997 | 0 | 1796.003 | 0
1752 | 192 | 89.744 | 0 | 102.256 | 0
1753 | 107.2 | 107.2 | 0 | 0 | 0
1754 | 116 | 116 | 0 | 0 | 0
1755 | 110.4 | 110.4 | 0 | 0 | 0
1756 | 110.4 | 110.4 | 0 | 0 | 0
1757 | 108 | 108 | 0 | 0 | 0
1758 | 110.4 | 110.4 | 0 | 0 | 0
1759 | 103.221 | 0 | 103.221 | 0 | 116.172
1760 | 126.773 | 0 | 126.773 | 0 | 1250.602
1761 | 999.966 | 0 | 999.966 | 0 | 1495.818
1762 | 1972.895 | 0 | 1972.895 | 0 | 1385.956
1763 | 1497.263 | 0 | 1497.263 | 0 | 1796.003
1764 | 1447.357 | 0 | 1447.357 | 0 | 1796.003
1765 | 1492.397 | 0 | 1492.397 | 0 | 1188.821
1766 | 1665.983 | 0 | 1665.983 | 0 | 0
1767 | 1335.156 | 0 | 1335.156 | 0 | 0
1768 | 1587.901 | 0 | 1587.901 | 0 | 0
1769 | 1409.122 | 86.027 | 1323.095 | 0 | 0
1770 | 1956.792 | 1704.717 | 252.075 | 0 | 0
1771 | 1705.486 | 69.652 | 0 | 1635.834 | 0
1772 | 1647.2 | 0 | 0 | 1647.2 | 0
1773 | 1580.8 | 0 | 0 | 1580.8 | 0
1774 | 1783.2 | 0 | 0 | 1783.2 | 0
1775 | 1466.4 | 0 | 0 | 1466.4 | 0
1776 | 1642.4 | 1642.4 | 0 | 0 | 0
1777 | 1504 | 1504 | 0 | 0 | 0
1778 | 1396 | 1396 | 0 | 0 | 0
1779 | 1258.4 | 1258.4 | 0 | 0 | 0
1780 | 1348.8 | 1348.8 | 0 | 0 | 0
1781 | 1135.2 | 1135.2 | 0 | 0 | 0
1782 | 1196.8 | 1196.8 | 0 | 0 | 0
1783 | 1208.997 | 1017.931 | 191.066 | 0 | 0
1784 | 230.659 | 0 | 230.659 | 0 | 1023.544
1785 | 288.152 | 0 | 288.151 | 0 | 1796.003
1786 | 332.224 | 0 | 332.224 | 0 | 1796.003
1787 | 287.755 | 0 | 287.755 | 0 | 1796.003
1788 | 233.034 | 0 | 233.033 | 0 | 1796.003
1789 | 257.376 | 0 | 257.376 | 0 | 821.819
1790 | 254.785 | 0 | 254.785 | 0 | 0
1791 | 276.33 | 0 | 276.33 | 0 | 0
1792 | 204.693 | 0 | 204.693 | 0 | 0
1793 | 301.357 | 0 | 301.357 | 0 | 0
1794 | 228.211 | 0 | 228.211 | 0 | 0
1795 | 216.305 | 0 | 0 | 216.305 | 0
1796 | 242.4 | 0 | 0 | 242.4 | 0
1797 | 200.8 | 0 | 0 | 200.8 | 0
1798 | 296 | 0 | 0 | 296 | 0
1799 | 268 | 0 | 0 | 268 | 0
1800 | 291.2 | 0 | 0 | 291.2 | 0
1801 | 237.6 | 0 | 0 | 237.6 | 0
1802 | 191.2 | 0 | 0 | 191.2 | 0
1803 | 243.2 | 0 | 0 | 243.2 | 0
1804 | 204 | 0 | 0 | 204 | 0
1805 | 236 | 0 | 0 | 236 | 0
1806 | 293.6 | 0 | 0 | 293.6 | 0
1807 | 169.6 | 0 | 169.6 | 0 | 28.966
1808 | 205.306 | 0 | 205.306 | 0 | 1102.98
1809 | 1200.592 | 0 | 1200.592 | 0 | 1247.11
1810 | 1832.064 | 0 | 1832.064 | 0 | 824.032
1811 | 1718.381 | 0 | 1718.381 | 0 | 46.895
1812 | 1345.557 | 0 | 1345.557 | 0 | 0
1813 | 1408.003 | 0 | 1408.003 | 0 | 0
1814 | 1247.32 | 0 | 1247.32 | 0 | 0
1815 | 1222.285 | 0 | 1222.285 | 0 | 0
1816 | 1327.605 | 0 | 1327.605 | 0 | 0
1817 | 1517.328 | 200.161 | 1317.167 | 0 | 0
1818 | 1493.831 | 1240.415 | 253.416 | 0 | 0
1819 | 1418.435 | 0 | 0 | 1418.435 | 0
1820 | 1030.4 | 0 | 0 | 1030.4 | 0
1821 | 1524 | 0 | 0 | 1524 | 0
1822 | 1386.4 | 0 | 0 | 1386.4 | 0
1823 | 1324 | 0 | 0 | 1324 | 0
1824 | 1220 | 664.168 | 0 | 555.832 | 0
1825 | 1348.8 | 1348.8 | 0 | 0 | 0
1826 | 1544.8 | 1544.8 | 0 | 0 | 0
1827 | 1356 | 1356 | 0 | 0 | 0
1828 | 1223.2 | 1223.2 | 0 | 0 | 0
1829 | 995.2 | 995.2 | 0 | 0 | 0
1830 | 1268 | 1268 | 0 | 0 | 0
1831 | 1071.282 | 0 | 196.915 | 874.367 | 0
1832 | 1080.559 | 0 | 1080.559 | 0 | 121.156
1833 | 1433.37 | 0 | 1433.37 | 0 | 860.963
1834 | 1536.183 | 0 | 1536.183 | 0 | 1573.653
1835 | 1523.623 | 0 | 1523.623 | 0 | 1796.003
1836 | 1417.562 | 0 | 1417.562 | 0 | 1796.003
1837 | 1857.995 | 0 | 1857.995 | 0 | 1796.003
1838 | 1821.112 | 0 | 1821.112 | 0 | 794.508
1839 | 2055.08 | 0 | 2055.081 | 0 | 291.086
1840 | 1685.353 | 0 | 1685.353 | 0 | 0
1841 | 1935.979 | 678.22 | 1257.759 | 0 | 0
1842 | 1652.92 | 1417.091 | 235.829 | 0 | 0
1843 | 1211.742 | 0 | 0 | 1211.742 | 0
1844 | 1214.4 | 0 | 0 | 1214.4 | 0
1845 | 1048 | 0 | 0 | 1048 | 0
1846 | 1320.8 | 0 | 0 | 1320.8 | 0
1847 | 1692 | 0 | 0 | 1692 | 0
1848 | 1456.8 | 683.939 | 0 | 772.861 | 0
1849 | 1660.8 | 1660.8 | 0 | 0 | 0
1850 | 1558.4 | 1558.4 | 0 | 0 | 0
1851 | 1351.2 | 1351.2 | 0 | 0 | 0
1852 | 954.4 | 954.4 | 0 | 0 | 0
1853 | 1149.6 | 1149.6 | 0 | 0 | 0
1854 | 950.4 | 950.4 | 0 | 0 | 0
1855 | 1003.501 | 0 | 149.87 | 853.631 | 0
1856 | 1142.233 | 0 | 1142.233 | 0 | 122.992
1857 | 1496.27 | 0 | 1496.27 | 0 | 748.792
1858 | 1685.004 | 0 | 1685.004 | 0 | 1199.872
1859 | 1751.14 | 0 | 1751.139 | 0 | 1796.003
1860 | 1623.245 | 0 | 1623.244 | 0 | 1796.003
1861 | 1835.131 | 0 | 1835.131 | 0 | 1796.003
1862 | 1759.08 | 0 | 1759.081 | 0 | 1569.71
1863 | 1738.997 | 0 | 1738.997 | 0 | 0
1864 | 1558.583 | 0 | 1558.583 | 0 | 0
1865 | 1589.517 | 168.089 | 1421.428 | 0 | 0
1866 | 1636.574 | 1355.908 | 280.666 | 0 | 0
1867 | 1446.081 | 0 | 0 | 1446.081 | 0
1868 | 1508 | 0 | 0 | 1508 | 0
1869 | 1304 | 0 | 0 | 1304 | 0
1870 | 1274.4 | 0 | 0 | 1274.4 | 0
1871 | 1512.8 | 0 | 0 | 1512.8 | 0
1872 | 1444 | 1399.956 | 0 | 44.044 | 0
1873 | 1532 | 1532 | 0 | 0 | 0
1874 | 1208.8 | 1208.8 | 0 | 0 | 0
1875 | 1256.8 | 1256.8 | 0 | 0 | 0
1876 | 1124 | 1124 | 0 | 0 | 0
1877 | 1070.4 | 1070.4 | 0 | 0 | 0
1878 | 1064 | 1064 | 0 | 0 | 0
1879 | 1158.633 | 0 | 238.562 | 920.071 | 0
1880 | 1337.607 | 0 | 1233.568 | 104.039 | 0
1881 | 1602.436 | 0 | 1602.436 | 0 | 455.07
1882 | 1659.929 | 0 | 1659.929 | 0 | 1242.308
1883 | 0 | 0 | -0.001 | 0 | 1796.003
1884 | 1537.528 | 0 | 1537.528 | 0 | 1796.003
1885 | 1283.8 | 0 | 1283.8 | 0 | 1796.003
1886 | 1608.326 | 0 | 1608.326 | 0 | 1796.003
1887 | 1597.92 | 0 | 1597.919 | 0 | 147.986
1888 | 1735.168 | 0 | 1735.168 | 0 | 0
1889 | 1535.971 | 72.924 | 1463.047 | 0 | 0
1890 | 1401.399 | 1119.832 | 281.567 | 0 | 0
1891 | 1316.835 | 0 | 0 | 1316.835 | 0
1892 | 1148 | 0 | 0 | 1148 | 0
1893 | 1382.4 | 0 | 0 | 1382.4 | 0
1894 | 1640.8 | 0 | 0 | 1640.8 | 0
1895 | 1377.6 | 0 | 0 | 1377.6 | 0
1896 | 1239.2 | 615.711 | 0 | 623.489 | 0
1897 | 950.4 | 950.4 | 0 | 0 | 0
1898 | 1244.8 | 1244.8 | 0 | 0 | 0
1899 | 963.2 | 963.2 | 0 | 0 | 0
1900 | 860.8 | 860.8 | 0 | 0 | 0
1901 | 976.8 | 976.8 | 0 | 0 | 0
1902 | 1053.6 | 1053.6 | 0 | 0 | 0
1903 | 880.938 | 0 | 256.628 | 624.31 | 0
1904 | 756.271 | 0 | 756.271 | 0 | 632.002
1905 | 1395.164 | 0 | 1395.164 | 0 | 1127.904
1906 | 1631.193 | 0 | 1631.193 | 0 | 1717.639
1907 | 1633.019 | 0 | 1633.018 | 0 | 1796.003
1908 | 1231.998 | 0 | 1231.998 | 0 | 1796.003
1909 | 1467.239 | 0 | 1467.238 | 0 | 1796.003
1910 | 1286.247 | 0 | 1286.247 | 0 | 163.821
1911 | 1439.505 | 0 | 1439.505 | 0 | 0
1912 | 1449.081 | 0 | 1449.081 | 0 | 0
1913 | 1125.488 | 0 | 1125.488 | 0 | 0
1914 | 1313.406 | 81.144 | 276.631 | 955.631 | 0
1915 | 1105.904 | 0 | 0 | 1105.904 | 0
1916 | 1031.2 | 0 | 0 | 1031.2 | 0
1917 | 1051.2 | 0 | 0 | 1051.2 | 0
1918 | 1335.2 | 0 | 0 | 1335.2 | 0
1919 | 1077.6 | 0 | 0 | 1077.6 | 0
1920 | 1121.6 | 0 | 0 | 1121.6 | 0
1921 | 1212 | 1212 | 0 | 0 | 0
1922 | 1262.4 | 1262.4 | 0 | 0 | 0
1923 | 1207.2 | 1207.2 | 0 | 0 | 0
1924 | 970.4 | 970.4 | 0 | 0 | 0
1925 | 967.2 | 967.2 | 0 | 0 | 0
1926 | 1076.8 | 1076.8 | 0 | 0 | 0
1927 | 691.327 | 0 | 256.228 | 435.099 | 0
1928 | 897.95 | 0 | 897.95 | 0 | 483.696
1929 | 500.197 | 0 | 500.197 | 0 | 1796.003
1930 | 375.337 | 0 | 375.337 | 0 | 1796.003
1931 | 375.588 | 0 | 375.587 | 0 | 1796.003
1932 | 389.912 | 0 | 389.911 | 0 | 1796.003
1933 | 750.082 | 0 | 750.082 | 0 | 1361.667
1934 | 1316.533 | 0 | 1316.533 | 0 | 0
1935 | 1499.779 | 0 | 1499.779 | 0 | 0
1936 | 1507.149 | 0 | 1507.149 | 0 | 0
1937 | 1397.369 | 98.791 | 1298.578 | 0 | 0
1938 | 997.74 | 751.064 | 246.676 | 0 | 0
1939 | 884.928 | 0 | 0 | 884.928 | 0
1940 | 686.4 | 0 | 0 | 686.4 | 0
1941 | 1051.2 | 0 | 0 | 1051.2 | 0
1942 | 1072.8 | 0 | 0 | 1072.8 | 0
1943 | 1167.2 | 0 | 0 | 1167.2 | 0
1944 | 1155.2 | 1155.2 | 0 | 0 | 0
1945 | 943.2 | 943.2 | 0 | 0 | 0
1946 | 1432.8 | 1432.8 | 0 | 0 | 0
1947 | 1044 | 1044 | 0 | 0 | 0
1948 | 1157.6 | 623.065 | 0 | 534.535 | 0
1949 | 960.8 | 0 | 0 | 960.8 | 0
1950 | 852.8 | 0 | 0 | 852.8 | 0
1951 | 1154.806 | 0 | 252.035 | 902.771 | 0
1952 | 248.715 | 0 | 248.715 | 0 | 1063.042
1953 | 294.906 | 0 | 294.906 | 0 | 1796.003
1954 | 233.76 | 0 | 233.76 | 0 | 1796.003
1955 | 233.438 | 0 | 233.438 | 0 | 1796.003
1956 | 273.494 | 0 | 273.494 | 0 | 1796.003
1957 | 185.868 | 0 | 185.868 | 0 | 782.321
1958 | 251.672 | 0 | 251.672 | 0 | 0
1959 | 290.153 | 0 | 290.153 | 0 | 0
1960 | 251.848 | 0 | 251.848 | 0 | 0
1961 | 267.282 | 0 | 267.282 | 0 | 0
1962 | 269.159 | 0 | 239.588 | 29.571 | 0
1963 | 186.389 | 0 | 0 | 186.389 | 0
1964 | 352 | 0 | 0 | 352 | 0
1965 | 209.6 | 0 | 0 | 209.6 | 0
1966 | 269.6 | 0 | 0 | 269.6 | 0
1967 | 288.8 | 0 | 0 | 288.8 | 0
1968 | 246.4 | 0 | 0 | 246.4 | 0
1969 | 255.2 | 0 | 0 | 255.2 | 0
1970 | 220 | 0 | 0 | 220 | 0
1971 | 287.2 | 0 | 0 | 287.2 | 0
1972 | 292.8 | 0 | 0 | 292.8 | 0
1973 | 234.4 | 0 | 0 | 234.4 | 0
1974 | 231.2 | 0 | 0 | 231.2 | 0
1975 | 217.414 | 0 | 217.414 | 0 | 15.164
1976 | 235.207 | 0 | 235.207 | 0 | 1015.102
1977 | 822.233 | 0 | 822.233 | 0 | 1485.905
1978 | 1224.436 | 0 | 1224.436 | 0 | 573.017
1979 | 1183.914 | 0 | 1183.914 | 0 | 364.293
1980 | 1080.396 | 0 | 1080.396 | 0 | 0
1981 | 1034.163 | 0 | 1034.163 | 0 | 0
1982 | 1287.314 | 0 | 1287.314 | 0 | 0
1983 | 930.64 | 0 | 930.64 | 0 | 0
1984 | 1303.577 | 0 | 1303.577 | 0 | 0
1985 | 1377.861 | 74.916 | 1302.945 | 0 | 0
1986 | 1489.129 | 1246.78 | 242.349 | 0 | 0
1987 | 1582.537 | 0 | 0 | 1582.537 | 0
1988 | 1236.8 | 0 | 0 | 1236.8 | 0
1989 | 1488.8 | 0 | 0 | 1488.8 | 0
1990 | 1436.8 | 0 | 0 | 1436.8 | 0
1991 | 1529.6 | 0 | 0 | 1529.6 | 0
1992 | 1294.4 | 1294.4 | 0 | 0 | 0
1993 | 1304 | 1304 | 0 | 0 | 0
1994 | 1234.4 | 1234.4 | 0 | 0 | 0
1995 | 1701.6 | 1701.6 | 0 | 0 | 0
1996 | 1300 | 1300 | 0 | 0 | 0
1997 | 1364.8 | 1364.8 | 0 | 0 | 0
1998 | 1507.2 | 1507.2 | 0 | 0 | 0
1999 | 1696 | 702.868 | 246.727 | 746.405 | 0
2000 | 1387.644 | 0 | 1295.152 | 92.492 | 0
2001 | 1583.009 | 0 | 1583.009 | 0 | 785.129
2002 | 2116.262 | 0 | 2116.262 | 0 | 1036.855
2003 | 2008.054 | 0 | 2008.054 | 0 | 1639.306
2004 | 1681.412 | 0 | 1681.412 | 0 | 1796.003
2005 | 1625.792 | 0 | 1625.792 | 0 | 1057.554
2006 | 1544.619 | 0 | 1544.618 | 0 | 1796.003
2007 | 1606.752 | 0 | 1606.752 | 0 | 918.525
2008 | 1395.182 | 0 | 1395.182 | 0 | 0
2009 | 1443.602 | 151.831 | 1291.771 | 0 | 0
2010 | 1556.4 | 1312.225 | 244.175 | 0 | 0
2011 | 1556.11 | 0 | 0 | 1556.11 | 0
2012 | 1073.6 | 0 | 0 | 1073.6 | 0
2013 | 1459.2 | 0 | 0 | 1459.2 | 0
2014 | 1785.6 | 0 | 0 | 1785.6 | 0
2015 | 1840 | 43.997 | 0 | 1796.003 | 0
2016 | 1543.2 | 1543.2 | 0 | 0 | 0
2017 | 1344.8 | 1344.8 | 0 | 0 | 0
2018 | 1585.6 | 1585.6 | 0 | 0 | 0
2019 | 1395.2 | 1395.2 | 0 | 0 | 0
2020 | 1634.4 | 1634.4 | 0 | 0 | 0
2021 | 1428 | 1428 | 0 | 0 | 0
2022 | 1732.8 | 1732.8 | 0 | 0 | 0
2023 | 1353.618 | 924.57 | 247.606 | 181.441 | 0
2024 | 1535.856 | 0 | 1274.376 | 261.48 | 0
2025 | 1275.614 | 0 | 1275.614 | 0 | 1024.765
2026 | 1988.333 | 0 | 1988.333 | 0 | 1120.522
2027 | 1904.751 | 0 | 1904.751 | 0 | 1790.928
2028 | 1672.28 | 0 | 1672.279 | 0 | 1796.003
2029 | 1859.284 | 0 | 1859.284 | 0 | 764.597
2030 | 1626.32 | 0 | 1626.32 | 0 | 550.741
2031 | 1494.969 | 0 | 1494.969 | 0 | 1664.791
2032 | 1162.25 | 0 | 1162.25 | 0 | 317.027
2033 | 1264.538 | 0 | 1264.538 | 0 | 0
2034 | 1476.872 | 1227.603 | 249.269 | 0 | 0
2035 | 1536.546 | 0 | 0 | 1536.546 | 0
2036 | 1277.6 | 0 | 0 | 1277.6 | 0
2037 | 1460.8 | 0 | 0 | 1460.8 | 0
2038 | 1661.6 | 0 | 0 | 1661.6 | 0
2039 | 1407.2 | 0 | 0 | 1407.2 | 0
2040 | 1428 | 1428 | 0 | 0 | 0
2041 | 1554.4 | 1554.4 | 0 | 0 | 0
2042 | 1313.6 | 1313.6 | 0 | 0 | 0
2043 | 1546.4 | 1546.4 | 0 | 0 | 0
2044 | 1344.8 | 1344.8 | 0 | 0 | 0
2045 | 1362.4 | 1362.4 | 0 | 0 | 0
2046 | 1128.8 | 1128.8 | 0 | 0 | 0
2047 | 1486.419 | 997.21 | 256.661 | 232.548 | 0
2048 | 1323.308 | 0 | 786.168 | 537.14 | 0
2049 | 1226.957 | 0 | 1226.957 | 0 | 762.717
2050 | 1796.019 | 0 | 1796.019 | 0 | 1280.334
2051 | 1668.541 | 0 | 1668.541 | 0 | 1796.003
2052 | 1931.97 | 0 | 1931.97 | 0 | 1768.172
2053 | 1668.96 | 0 | 1668.96 | 0 | 1322.279
2054 | 1763.69 | 0 | 1763.69 | 0 | 574.431
2055 | 1579.999 | 0 | 1579.999 | 0 | 1141.765
2056 | 1714.12 | 0 | 1714.12 | 0 | 383.673
2057 | 1622.297 | 480.577 | 1141.72 | 0 | 0
2058 | 1842.205 | 1659.022 | 183.183 | 0 | 0
2059 | 1704.336 | 434.105 | 0 | 1270.231 | 0
2060 | 1539.2 | 0 | 0 | 1539.2 | 0
2061 | 1760 | 0 | 0 | 1760 | 0
2062 | 1748 | 0 | 0 | 1748 | 0
2063 | 1951.2 | 155.197 | 0 | 1796.003 | 0
2064 | 1534.4 | 1534.4 | 0 | 0 | 0
2065 | 1479.2 | 1479.2 | 0 | 0 | 0
2066 | 1765.6 | 1765.6 | 0 | 0 | 0
2067 | 1462.4 | 1462.4 | 0 | 0 | 0
2068 | 1915.2 | 1915.2 | 0 | 0 | 0
2069 | 1624.8 | 1624.8 | 0 | 0 | 0
2070 | 1568 | 1568 | 0 | 0 | 0
2071 | 1421.665 | 1210.849 | 210.816 | 0 | 0
2072 | 1488.271 | 282.725 | 1205.546 | 0 | 0
2073 | 1486.483 | 0 | 1486.483 | 0 | 696.821
2074 | 1803.338 | 0 | 1803.338 | 0 | 1143.453
2075 | 2033.628 | 0 | 2033.628 | 0 | 1444.439
2076 | 1696.775 | 0 | 1696.775 | 0 | 1723.146
2077 | 1592.548 | 0 | 1592.547 | 0 | 1796.003
2078 | 1457.42 | 0 | 1457.42 | 0 | 1377.046
2079 | 1641.988 | 0 | 1641.988 | 0 | 848.465
2080 | 1955.911 | 0 | 1955.911 | 0 | 0
2081 | 1702.841 | 515.304 | 1187.537 | 0 | 0
2082 | 1466.806 | 1257.996 | 208.81 | 0 | 0
2083 | 1663.509 | 0 | 0 | 1663.509 | 0
2084 | 1294.4 | 0 | 0 | 1294.4 | 0
2085 | 1368 | 0 | 0 | 1368 | 0
2086 | 1146.4 | 0 | 0 | 1146.4 | 0
2087 | 1459.2 | 0 | 0 | 1459.2 | 0
2088 | 1268.8 | 899.632 | 0 | 369.168 | 0
2089 | 923.2 | 923.2 | 0 | 0 | 0
2090 | 1351.2 | 1351.2 | 0 | 0 | 0
2091 | 1026.4 | 1026.4 | 0 | 0 | 0
2092 | 1252.8 | 1252.8 | 0 | 0 | 0
2093 | 1265.6 | 1265.6 | 0 | 0 | 0
2094 | 918.4 | 918.4 | 0 | 0 | 0
2095 | 1050.829 | 0 | 238.072 | 812.757 | 0
2096 | 806.027 | 0 | 806.027 | 0 | 487.321
2097 | 1095.822 | 0 | 1095.822 | 0 | 861.48
2098 | 1270.332 | 0 | 1270.332 | 0 | 1796.003
2099 | 1318.43 | 0 | 1318.429 | 0 | 1796.003
2100 | 1137.052 | 0 | 1137.051 | 0 | 1796.003
2101 | 1338.908 | 0 | 1338.907 | 0 | 1796.003
2102 | 1124.637 | 0 | 1124.638 | 0 | 496.562
2103 | 1168.045 | 0 | 1168.045 | 0 | 0
2104 | 1479.406 | 0 | 1479.406 | 0 | 0
2105 | 1301.431 | 0 | 1301.431 | 0 | 0
2106 | 1478.389 | 1235.77 | 242.619 | 0 | 0
2107 | 1147.38 | 0 | 0 | 1147.38 | 0
2108 | 1016 | 0 | 0 | 1016 | 0
2109 | 1436 | 0 | 0 | 1436 | 0
2110 | 1550.4 | 0 | 0 | 1550.4 | 0
2111 | 1441.6 | 0 | 0 | 1441.6 | 0
2112 | 1428 | 1428 | 0 | 0 | 0
2113 | 1300 | 1300 | 0 | 0 | 0
2114 | 1284 | 1284 | 0 | 0 | 0
2115 | 1629.6 | 1629.6 | 0 | 0 | 0
2116 | 1440 | 1440 | 0 | 0 | 0
2117 | 1583.2 | 1583.2 | 0 | 0 | 0
2118 | 1600 | 927.409 | 0 | 672.591 | 0
2119 | 1140.384 | 0 | 290.921 | 849.463 | 0
2120 | 204.826 | 0 | 204.826 | 0 | 1156.039
2121 | 307.065 | 0 | 307.065 | 0 | 1796.003
2122 | 313.222 | 0 | 313.221 | 0 | 1796.003
2123 | 355.547 | 0 | 355.546 | 0 | 1796.003
2124 | 311.517 | 0 | 311.517 | 0 | 1796.003
2125 | 299.716 | 0 | 299.716 | 0 | 689.324
2126 | 315.351 | 0 | 315.351 | 0 | 0
2127 | 283.379 | 0 | 283.379 | 0 | 0
2128 | 230.684 | 0 | 230.684 | 0 | 0
2129 | 250.683 | 0 | 250.683 | 0 | 0
2130 | 298.518 | 0 | 231.378 | 67.14 | 0
2131 | 256.165 | 0 | 0 | 256.165 | 0
2132 | 318.4 | 0 | 0 | 318.4 | 0
2133 | 298.4 | 0 | 0 | 298.4 | 0
2134 | 237.6 | 0 | 0 | 237.6 | 0
2135 | 305.6 | 0 | 0 | 305.6 | 0
2136 | 168 | 0 | 0 | 168 | 0
2137 | 228.8 | 0 | 0 | 228.8 | 0
2138 | 226.4 | 0 | 0 | 226.4 | 0
2139 | 221.6 | 0 | 0 | 221.6 | 0
2140 | 135.2 | 0 | 0 | 135.2 | 0
2141 | 148.8 | 0 | 0 | 148.8 | 0
2142 | 203.2 | 0 | 0 | 203.2 | 0
2143 | 139.948 | 0 | 139.948 | 0 | 154.534
2144 | 168.345 | 0 | 168.345 | 0 | 1162.086
2145 | 999.188 | 0 | 999.188 | 0 | 1345.109
2146 | 1188.218 | 0 | 1188.217 | 0 | 471.4
2147 | 1369.757 | 0 | 1369.757 | 0 | 0
2148 | 1382.264 | 0 | 1382.264 | 0 | 0
2149 | 1401.945 | 0 | 1401.945 | 0 | 0
2150 | 1395.96 | 0 | 1395.96 | 0 | 0
2151 | 1436.28 | 0 | 1436.28 | 0 | 0
2152 | 1584.287 | 0 | 1584.287 | 0 | 0
2153 | 1458.461 | 251.326 | 1207.135 | 0 | 0
2154 | 1392.377 | 1170.347 | 222.03 | 0 | 0
2155 | 1600.335 | 0 | 0 | 1600.335 | 0
2156 | 1251.2 | 0 | 0 | 1251.2 | 0
2157 | 921.6 | 0 | 0 | 921.6 | 0
2158 | 1216 | 0 | 0 | 1216 | 0
2159 | 1305.6 | 0 | 0 | 1305.6 | 0
2160 | 875.2 | 438.78 | 0 | 436.42 | 0
2161 | 1137.6 | 1137.6 | 0 | 0 | 0
2162 | 760 | 760 | 0 | 0 | 0
2163 | 1196.8 | 1196.8 | 0 | 0 | 0
2164 | 1156 | 1156 | 0 | 0 | 0
2165 | 1220 | 1220 | 0 | 0 | 0
2166 | 1054.4 | 1054.4 | 0 | 0 | 0
2167 | 1293.304 | 0 | 270.134 | 1023.17 | 0
2168 | 1393.785 | 0 | 1034.675 | 359.11 | 0
2169 | 1579.901 | 0 | 1579.901 | 0 | 738.025
2170 | 1649.699 | 0 | 1649.699 | 0 | 1382.556
2171 | 1676.943 | 0 | 1676.943 | 0 | 1796.003
2172 | 1684.745 | 0 | 1684.745 | 0 | 1796.003
2173 | 1931.871 | 0 | 1931.87 | 0 | 1796.003
2174 | 1728.951 | 0 | 1728.951 | 0 | 5.927
2175 | 1653.202 | 0 | 1653.202 | 0 | 1283.092
2176 | 1470.106 | 0 | 1470.107 | 0 | 231.766
2177 | 1634.306 | 477.957 | 1156.349 | 0 | 0
2178 | 1538.105 | 1340.959 | 197.146 | 0 | 0
2179 | 1470.4 | 0 | 0 | 1470.4 | 0
2180 | 1250.4 | 0 | 0 | 1250.4 | 0
2181 | 1324.8 | 0 | 0 | 1324.8 | 0
2182 | 1529.6 | 0 | 0 | 1529.6 | 0
2183 | 1635.2 | 0 | 0 | 1635.2 | 0
2184 | 1508 | 1508 | 0 | 0 | 0
2185 | 972 | 972 | 0 | 0 | 0
2186 | 1086.4 | 1086.4 | 0 | 0 | 0
2187 | 1562.4 | 1562.4 | 0 | 0 | 0
2188 | 1220 | 1220 | 0 | 0 | 0
2189 | 1601.6 | 1601.6 | 0 | 0 | 0
2190 | 1461.6 | 1461.6 | 0 | 0 | 0
2191 | 1554.491 | 931.915 | 194.12 | 428.456 | 0
2192 | 1258.89 | 0 | 819.171 | 439.719 | 0
2193 | 1130.656 | 0 | 1130.656 | 0 | 611.891
2194 | 1493.053 | 0 | 1493.053 | 0 | 939.537
2195 | 1407.71 | 0 | 1407.71 | 0 | 1426.069
2196 | 1593.023 | 0 | 1593.023 | 0 | 1483.308
2197 | 1931.914 | 0 | 1931.914 | 0 | 1019.938
2198 | 1327.845 | 0 | 1327.845 | 0 | 1170.621
2199 | 1348.658 | 0 | 1348.658 | 0 | 1796.003
2200 | 1472.454 | 0 | 1472.454 | 0 | 543.214
2201 | 1419.53 | 129.782 | 1289.748 | 0 | 0
2202 | 938.571 | 804.146 | 134.425 | 0 | 0
2203 | 1347.852 | 0 | 0 | 1347.852 | 0
2204 | 1007.2 | 0 | 0 | 1007.2 | 0
2205 | 1144 | 0 | 0 | 1144 | 0
2206 | 1352 | 0 | 0 | 1352 | 0
2207 | 1520.8 | 0 | 0 | 1520.8 | 0
2208 | 1532.8 | 716.983 | 0 | 815.817 | 0
2209 | 1087.2 | 1087.2 | 0 | 0 | 0
2210 | 1328.8 | 1328.8 | 0 | 0 | 0
2211 | 1067.2 | 1067.2 | 0 | 0 | 0
2212 | 1069.6 | 1069.6 | 0 | 0 | 0
2213 | 964.8 | 964.8 | 0 | 0 | 0
2214 | 1233.6 | 1233.6 | 0 | 0 | 0
2215 | 1241.187 | 0 | 315.422 | 925.765 | 0
2216 | 1139.749 | 0 | 1139.749 | 0 | 267.57
2217 | 1485.342 | 0 | 1485.342 | 0 | 964.794
2218 | 1788.565 | 0 | 1788.565 | 0 | 1438.256
2219 | 1486.331 | 0 | 1486.33 | 0 | 1796.003
2220 | 1635.414 | 0 | 1635.413 | 0 | 1796.003
2221 | 1839.255 | 0 | 1839.255 | 0 | 1031.466
2222 | 1431.431 | 0 | 1431.431 | 0 | 1735.283
2223 | 1727.174 | 0 | 1727.174 | 0 | 0
2224 | 1726.438 | 0 | 1726.438 | 0 | 0
2225 | 1599.501 | 304.068 | 1295.433 | 0 | 0
2226 | 1633.042 | 1403.456 | 229.586 | 0 | 0
2227 | 1619.476 | 0 | 0 | 1619.476 | 0
2228 | 1533.6 | 0 | 0 | 1533.6 | 0
2229 | 1748.8 | 0 | 0 | 1748.8 | 0
2230 | 1145.6 | 0 | 0 | 1145.6 | 0
2231 | 1203.2 | 0 | 0 | 1203.2 | 0
2232 | 382.4 | 382.4 | 0 | 0 | 0
2233 | 120 | 120 | 0 | 0 | 0
2234 | 126.4 | 126.4 | 0 | 0 | 0
2235 | 118.4 | 118.4 | 0 | 0 | 0
2236 | 124.8 | 124.8 | 0 | 0 | 0
2237 | 127.2 | 127.2 | 0 | 0 | 0
2238 | 104.8 | 104.8 | 0 | 0 | 0
2239 | 90.455 | 90.455 | 0 | 0 | 183.465
2240 | 181.636 | 181.636 | 0 | 0 | 818.669
2241 | 1303.888 | 1303.888 | 0 | 0 | 879.802
2242 | 1593.999 | 383.484 | 1210.515 | 0 | 911.268
2243 | 1722.687 | 0 | 1722.687 | 0 | 729.991
2244 | 1824.597 | 0 | 1824.597 | 0 | 601.056
2245 | 1538.349 | 0 | 1538.349 | 0 | 1465.557
2246 | 1462.819 | 0 | 1462.819 | 0 | 1371.783
2247 | 1763.062 | 0 | 1763.062 | 0 | 383.165
2248 | 1727.078 | 0 | 1727.078 | 0 | 147.144
2249 | 1726.744 | 1457.151 | 269.593 | 0 | 0
2250 | 1440.062 | 1387.985 | 52.077 | 0 | 0
2251 | 1485.876 | 0 | 0 | 1485.876 | 0
2252 | 1420 | 0 | 0 | 1420 | 0
2253 | 1555.2 | 0 | 0 | 1555.2 | 0
2254 | 1828.8 | 32.797 | 0 | 1796.003 | 0
2255 | 1337.6 | 0 | 0 | 1337.6 | 0
2256 | 1448.8 | 1448.8 | 0 | 0 | 0
2257 | 1088.8 | 1088.8 | 0 | 0 | 0
2258 | 1398.4 | 1398.4 | 0 | 0 | 0
2259 | 1239.2 | 1239.2 | 0 | 0 | 0
2260 | 1181.6 | 1181.6 | 0 | 0 | 0
2261 | 1463.2 | 1463.2 | 0 | 0 | 0
2262 | 1187.2 | 1187.2 | 0 | 0 | 0
2263 | 1184.8 | 878.062 | 306.738 | 0 | 0
2264 | 1603.456 | 405.675 | 1197.781 | 0 | 0
2265 | 1609.349 | 0 | 1609.349 | 0 | 262.985
2266 | 1528.207 | 0 | 1528.207 | 0 | 969.24
2267 | 1584.409 | 0 | 1584.409 | 0 | 1252.728
2268 | 1411.614 | 0 | 1411.614 | 0 | 1531.768
2269 | 1807.633 | 0 | 1807.633 | 0 | 1241.38
2270 | 1580.825 | 0 | 1580.825 | 0 | 1390.625
2271 | 1109.428 | 0 | 1109.428 | 0 | 1260.434
2272 | 1562.899 | 0 | 1562.899 | 0 | 275.649
2273 | 1288.141 | 269.435 | 1018.706 | 0 | 0
2274 | 1690.754 | 1483.82 | 206.934 | 0 | 0
2275 | 1651.22 | 0 | 0 | 1651.22 | 0
2276 | 1392.8 | 0 | 0 | 1392.8 | 0
2277 | 1446.4 | 0 | 0 | 1446.4 | 0
2278 | 1270.4 | 0 | 0 | 1270.4 | 0
2279 | 1509.6 | 0 | 0 | 1509.6 | 0
2280 | 1620 | 1620 | 0 | 0 | 0
2281 | 1519.2 | 1519.2 | 0 | 0 | 0
2282 | 1356.8 | 1356.8 | 0 | 0 | 0
2283 | 1847.2 | 1847.2 | 0 | 0 | 0
2284 | 1688 | 1688 | 0 | 0 | 0
2285 | 1469.6 | 1469.6 | 0 | 0 | 0
2286 | 1407.2 | 1407.2 | 0 | 0 | 0
2287 | 1298.407 | 1097.137 | 117.148 | 84.122 | 0
2288 | 341.456 | 0 | 341.456 | 0 | 143.546
2289 | 276.424 | 0 | 276.424 | 0 | 1171.297
2290 | 284.243 | 0 | 284.243 | 0 | 1796.003
2291 | 269.004 | 0 | 269.004 | 0 | 1796.003
2292 | 333.853 | 0 | 333.852 | 0 | 1796.003
2293 | 211.973 | 0 | 211.973 | 0 | 1796.003
2294 | 211.252 | 0 | 211.252 | 0 | 530.521
2295 | 343.658 | 0 | 343.658 | 0 | 0
2296 | 393.167 | 0 | 393.167 | 0 | 0
2297 | 317.159 | 0 | 317.159 | 0 | 0
2298 | 348.83 | 0 | 209.734 | 139.096 | 0
2299 | 281.691 | 0 | 0 | 281.691 | 0
2300 | 266.4 | 0 | 0 | 266.4 | 0
2301 | 309.6 | 0 | 0 | 309.6 | 0
2302 | 292 | 0 | 0 | 292 | 0
2303 | 243.2 | 0 | 0 | 243.2 | 0
2304 | 139.2 | 0 | 0 | 139.2 | 0
2305 | 142.4 | 0 | 0 | 142.4 | 0
2306 | 124 | 0 | 0 | 124 | 0
2307 | 118.4 | 0 | 0 | 118.4 | 0
2308 | 115.2 | 0 | 0 | 115.2 | 0
2309 | 101.6 | 0 | 0 | 101.6 | 0
2310 | 99.2 | 0 | 0 | 99.2 | 0
2311 | 81.795 | 0 | 81.795 | 0 | 212.958
2312 | 89.489 | 0 | 89.489 | 0 | 1040.1
2313 | 89.121 | 0 | 89.121 | 0 | 1386.707
2314 | 88.082 | 0 | 88.082 | 0 | 0
2315 | 84.446 | 0 | 84.446 | 0 | 0
2316 | 92.13 | 0 | 92.13 | 0 | 0
2317 | 88.264 | 0 | 88.264 | 0 | 0
2318 | 92.708 | 0 | 92.708 | 0 | 0
2319 | 86.801 | 0 | 86.801 | 0 | 0
2320 | 98.247 | 0 | 98.247 | 0 | 0
2321 | 88.18 | 0 | 88.18 | 0 | 0
2322 | 94.896 | 0 | 87.971 | 6.925 | 0
2323 | 102.069 | 0 | 0 | 102.069 | 0
2324 | 104.8 | 0 | 0 | 104.8 | 0
2325 | 103.2 | 0 | 0 | 103.2 | 0
2326 | 111.2 | 0 | 0 | 111.2 | 0
2327 | 101.6 | 0 | 0 | 101.6 | 0
2328 | 107.2 | 0 | 0 | 107.2 | 0
2329 | 96.8 | 0 | 0 | 96.8 | 0
2330 | 103.2 | 0 | 0 | 103.2 | 0
2331 | 100 | 0 | 0 | 100 | 0
2332 | 101.6 | 0 | 0 | 101.6 | 0
2333 | 96 | 0 | 0 | 96 | 0
2334 | 101.6 | 0 | 0 | 101.6 | 0
2335 | 90.638 | 0 | 90.638 | 0 | 206.949
2336 | 142.371 | 0 | 142.371 | 0 | 1008.996
2337 | 876.805 | 0 | 876.805 | 0 | 159.804
2338 | 1186.13 | 0 | 1186.13 | 0 | 0
2339 | 1409.196 | 0 | 1409.196 | 0 | 0
2340 | 1645.065 | 0 | 1645.065 | 0 | 0
2341 | 1551.507 | 0 | 1551.507 | 0 | 0
2342 | 1454.836 | 0 | 1454.836 | 0 | 0
2343 | 1456.702 | 0 | 1456.702 | 0 | 0
2344 | 1631.387 | 836.7 | 794.687 | 0 | 0
2345 | 1631.553 | 717.553 | 914 | 0 | 0
2346 | 1765.931 | 1585.92 | 180.011 | 0 | 0
2347 | 1730.86 | 489.431 | 0 | 1241.429 | 0
2348 | 1846.4 | 50.397 | 0 | 1796.003 | 0
2349 | 1725.6 | 0 | 0 | 1725.6 | 0
2350 | 1554.4 | 0 | 0 | 1554.4 | 0
2351 | 1998.4 | 202.397 | 0 | 1796.003 | 0
2352 | 1700.8 | 1700.8 | 0 | 0 | 0
2353 | 1940.8 | 1940.8 | 0 | 0 | 0
2354 | 1621.6 | 1621.6 | 0 | 0 | 0
2355 | 1272.8 | 1272.8 | 0 | 0 | 0
2356 | 1277.6 | 1277.6 | 0 | 0 | 0
2357 | 1742.4 | 1742.4 | 0 | 0 | 0
2358 | 1696 | 1696 | 0 | 0 | 0
2359 | 1093.028 | 739.639 | 353.389 | 0 | 0
2360 | 1153.367 | 0 | 1153.367 | 0 | 247.286
2361 | 1724.16 | 0 | 1724.16 | 0 | 661.514
2362 | 2138.256 | 0 | 2138.256 | 0 | 928.405
2363 | 1900.048 | 0 | 1900.048 | 0 | 1633.86
2364 | 2133.191 | 0 | 2133.191 | 0 | 1635.38
2365 | 1700.026 | 0 | 1700.026 | 0 | 1796.003
2366 | 1540.681 | 0 | 1540.681 | 0 | 1796.003
2367 | 1354.534 | 0 | 1354.535 | 0 | 330.923
2368 | 1652.807 | 0 | 1652.807 | 0 | 0
2369 | 1811.042 | 580.95 | 1230.092 | 0 | 0
2370 | 1517.038 | 1295.014 | 222.024 | 0 | 0
2371 | 1866.297 | 632.866 | 0 | 1233.431 | 0
2372 | 1745.6 | 0 | 0 | 1745.6 | 0
2373 | 2057.6 | 261.597 | 0 | 1796.003 | 0
2374 | 1675.2 | 0 | 0 | 1675.2 | 0
2375 | 1663.2 | 0 | 0 | 1663.2 | 0
2376 | 1429.6 | 1429.6 | 0 | 0 | 0
2377 | 1479.2 | 1479.2 | 0 | 0 | 0
2378 | 1613.6 | 1613.6 | 0 | 0 | 0
2379 | 1020.8 | 1020.8 | 0 | 0 | 0
2380 | 1254.4 | 1254.4 | 0 | 0 | 0
2381 | 1267.2 | 1267.2 | 0 | 0 | 0
2382 | 1392 | 1392 | 0 | 0 | 0
2383 | 1293.522 | 928.655 | 364.867 | 0 | 0
2384 | 650.269 | 0 | 650.269 | 0 | 796.742
2385 | 1468.701 | 0 | 1468.701 | 0 | 1011.835
2386 | 1476.864 | 0 | 1476.864 | 0 | 1757.62
2387 | 1368.496 | 0 | 1368.496 | 0 | 1796.003
2388 | 1103.419 | 0 | 1103.418 | 0 | 1796.003
2389 | 1738.664 | 0 | 1738.663 | 0 | 1796.003
2390 | 1353.651 | 0 | 1353.651 | 0 | 75.169
2391 | 1671.773 | 0 | 1671.773 | 0 | 0
2392 | 1643.7 | 0 | 1643.7 | 0 | 0
2393 | 1554.145 | 344.559 | 1209.586 | 0 | 0
2394 | 1624.376 | 1404.471 | 219.905 | 0 | 0
2395 | 1597.412 | 0 | 0 | 1597.412 | 0
2396 | 1305.6 | 0 | 0 | 1305.6 | 0
2397 | 1634.4 | 0 | 0 | 1634.4 | 0
2398 | 1851.2 | 55.197 | 0 | 1796.003 | 0
2399 | 1613.6 | 0 | 0 | 1613.6 | 0
2400 | 1363.2 | 1363.2 | 0 | 0 | 0
2401 | 1245.6 | 1245.6 | 0 | 0 | 0
2402 | 1235.2 | 1235.2 | 0 | 0 | 0
2403 | 1324 | 1324 | 0 | 0 | 0
2404 | 1393.6 | 1393.6 | 0 | 0 | 0
2405 | 1192 | 1192 | 0 | 0 | 0
2406 | 1108 | 1108 | 0 | 0 | 0
2407 | 1071.458 | 1071.458 | 0 | 0 | 360.016
2408 | 700.377 | 700.377 | 0 | 0 | 1398.1
2409 | 1179.725 | 1179.725 | 0 | 0 | 1616.963
2410 | 1627.857 | 1046.383 | 581.474 | 0 | 920.245
2411 | 1504.309 | 0 | 1504.309 | 0 | 791.585
2412 | 1607.655 | 0 | 1607.655 | 0 | 803.404
2413 | 1708.11 | 0 | 1708.109 | 0 | 1796.003
2414 | 1747.615 | 0 | 1747.615 | 0 | 928.67
2415 | 1656.806 | 0 | 1656.806 | 0 | 229.181
2416 | 1940.668 | 817.334 | 1123.334 | 0 | 0
2417 | 1471.768 | 310.359 | 1161.409 | 0 | 0
2418 | 1831.384 | 1626.236 | 205.148 | 0 | 0
2419 | 1741.725 | 349.099 | 0 | 1392.626 | 0
2420 | 1332.8 | 0 | 0 | 1332.8 | 0
2421 | 1913.6 | 117.597 | 0 | 1796.003 | 0
2422 | 1916 | 119.997 | 0 | 1796.003 | 0
2423 | 1797.6 | 1.597 | 0 | 1796.003 | 0
2424 | 1308 | 1308 | 0 | 0 | 0
2425 | 1379.2 | 1379.2 | 0 | 0 | 0
2426 | 1590.4 | 1590.4 | 0 | 0 | 0
2427 | 1549.6 | 1549.6 | 0 | 0 | 0
2428 | 934.4 | 934.4 | 0 | 0 | 0
2429 | 1459.2 | 1459.2 | 0 | 0 | 0
2430 | 1591.2 | 1591.2 | 0 | 0 | 0
2431 | 966.93 | 615.107 | 351.823 | 0 | 0
2432 | 1477.577 | 125.807 | 1351.77 | 0 | 0
2433 | 1354.983 | 0 | 1354.983 | 0 | 932.915
2434 | 1698.036 | 0 | 1698.036 | 0 | 1280.773
2435 | 1687.35 | 0 | 1687.35 | 0 | 1779.025
2436 | 1799.841 | 0 | 1799.841 | 0 | 1796.003
2437 | 1492.56 | 0 | 1492.56 | 0 | 1796.003
2438 | 1614.825 | 0 | 1614.825 | 0 | 1444.656
2439 | 1802.673 | 0 | 1802.673 | 0 | 0
2440 | 1703.159 | 41.867 | 1661.292 | 0 | 0
2441 | 1953.342 | 1299.796 | 653.546 | 0 | 0
2442 | 1610.257 | 1495.385 | 114.872 | 0 | 0
2443 | 1843.247 | 664.218 | 0 | 1179.029 | 0
2444 | 1636 | 0 | 0 | 1636 | 0
2445 | 1706.4 | 0 | 0 | 1706.4 | 0
2446 | 2003.2 | 207.197 | 0 | 1796.003 | 0
2447 | 1822.4 | 26.397 | 0 | 1796.003 | 0
2448 | 1698.4 | 1698.4 | 0 | 0 | 0
2449 | 1377.6 | 1377.6 | 0 | 0 | 0
2450 | 1225.6 | 1225.6 | 0 | 0 | 0
2451 | 1188 | 1188 | 0 | 0 | 0
2452 | 1199.2 | 1199.2 | 0 | 0 | 0
2453 | 1212 | 1212 | 0 | 0 | 0
2454 | 1070.4 | 1070.4 | 0 | 0 | 0
2455 | 974.019 | 753.088 | 220.931 | 0 | 0
2456 | 196.406 | 0 | 196.406 | 0 | 666.452
2457 | 173.54 | 0 | 173.54 | 0 | 1796.003
2458 | 0 | 0 | -0.001 | 0 | 1796.003
2459 | 0 | 0 | 0 | 0 | 1796.003
2460 | 0 | 0 | 0 | 0 | 1796.003
2461 | 0 | 0 | 0 | 0 | 1178.912
2462 | 267.984 | 0 | 267.984 | 0 | 0
2463 | 256.129 | 0 | 256.129 | 0 | 0
2464 | 126.647 | 0 | 126.647 | 0 | 0
2465 | 227.812 | 0 | 227.812 | 0 | 0
2466 | 353.747 | 0 | 204.984 | 148.763 | 0
2467 | 216.663 | 0 | 0 | 216.663 | 0
2468 | 193.6 | 0 | 0 | 193.6 | 0
2469 | 127.2 | 0 | 0 | 127.2 | 0
2470 | 117.6 | 0 | 0 | 117.6 | 0
2471 | 128.8 | 0 | 0 | 128.8 | 0
2472 | 140.8 | 0 | 0 | 140.8 | 0
2473 | 108.8 | 0 | 0 | 108.8 | 0
2474 | 100 | 0 | 0 | 100 | 0
2475 | 89.6 | 0 | 0 | 89.6 | 0
2476 | 99.2 | 0 | 0 | 99.2 | 0
2477 | 91.2 | 0 | 0 | 91.2 | 0
2478 | 98.4 | 0 | 0 | 98.4 | 0
2479 | 64.271 | 0 | 64.271 | 0 | 282.261
2480 | 44.716 | 0 | 44.716 | 0 | 1302.958
2481 | 503.248 | 0 | 503.248 | 0 | 262.878
2482 | 593.572 | 0 | 593.572 | 0 | 0
2483 | 451.248 | 0 | 451.248 | 0 | 0
2484 | 445.515 | 0 | 445.515 | 0 | 0
2485 | 1718.709 | 0 | 1718.709 | 0 | 0
2486 | 1825.482 | 0 | 1825.482 | 0 | 0
2487 | 1311.2 | 0 | 1311.2 | 0 | 0
2488 | 1571.2 | 0 | 1571.2 | 0 | 0
2489 | 1255.2 | 111.186 | 1144.014 | 0 | 0
2490 | 1663.487 | 1466.127 | 197.36 | 0 | 0
2491 | 1610.935 | 0 | 0 | 1610.935 | 0
2492 | 1180.8 | 0 | 0 | 1180.8 | 0
2493 | 1295.2 | 0 | 0 | 1295.2 | 0
2494 | 1408 | 0 | 0 | 1408 | 0
2495 | 1508 | 0 | 0 | 1508 | 0
2496 | 1367.2 | 1367.2 | 0 | 0 | 0
2497 | 1770.4 | 1770.4 | 0 | 0 | 0
2498 | 1622.4 | 1622.4 | 0 | 0 | 0
2499 | 1314.4 | 1314.4 | 0 | 0 | 0
2500 | 1200.8 | 1200.8 | 0 | 0 | 0
2501 | 1348 | 1348 | 0 | 0 | 0
2502 | 1156 | 1156 | 0 | 0 | 0
2503 | 1375.182 | 996.318 | 378.864 | 0 | 0
2504 | 1228.928 | 0 | 1228.928 | 0 | 176.92
2505 | 1763.437 | 0 | 1763.437 | 0 | 630.069
2506 | 1786.454 | 1352.374 | 434.08 | 0 | 0
2507 | 1601.327 | 0 | 1601.326 | 0 | 1796.003
2508 | 1886.909 | 0 | 1886.908 | 0 | 1796.003
2509 | 1830.371 | 18.054 | 1812.317 | 0 | 0
2510 | 1393.734 | 0 | 1393.733 | 0 | 1796.003
2511 | 1534.199 | 0 | 1534.199 | 0 | 524.322
2512 | 1641.378 | 0 | 1641.378 | 0 | 46.719
2513 | 1522.665 | 555.726 | 966.939 | 0 | 0
2514 | 1554.326 | 1341.244 | 213.082 | 0 | 0
2515 | 1267.674 | 0 | 0 | 1267.674 | 0
2516 | 1214.4 | 0 | 0 | 1214.4 | 0
2517 | 1422.4 | 0 | 0 | 1422.4 | 0
2518 | 1226.4 | 0 | 0 | 1226.4 | 0
2519 | 1222.4 | 0 | 0 | 1222.4 | 0
2520 | 1440.8 | 1412.145 | 0 | 28.655 | 0
2521 | 1159.2 | 1159.2 | 0 | 0 | 0
2522 | 1145.6 | 1145.6 | 0 | 0 | 0
2523 | 1368.8 | 1368.8 | 0 | 0 | 0
2524 | 864.8 | 864.8 | 0 | 0 | 0
2525 | 943.2 | 943.2 | 0 | 0 | 0
2526 | 1092 | 1092 | 0 | 0 | 0
2527 | 1156.517 | 0 | 348.256 | 808.261 | 0
2528 | 715.847 | 0 | 715.847 | 0 | 691.928
2529 | 1374.694 | 0 | 1374.694 | 0 | 593.906
2530 | 1474.584 | 0 | 1474.584 | 0 | 1150.802
2531 | 1171.084 | 0 | 1171.084 | 0 | 1796.003
2532 | 1452.682 | 0 | 1452.681 | 0 | 1796.003
2533 | 1536.423 | 0 | 1536.423 | 0 | 1595.141
2534 | 1489.362 | 0 | 1489.362 | 0 | 1387.253
2535 | 1094.152 | 0 | 1094.152 | 0 | 18.339
2536 | 1400.201 | 0 | 1400.201 | 0 | 0
2537 | 1681.075 | 750.808 | 930.267 | 0 | 0
2538 | 1647.588 | 1464.168 | 183.42 | 0 | 0
2539 | 1122.777 | 0 | 0 | 1122.777 | 0
2540 | 1656 | 0 | 0 | 1656 | 0
2541 | 1400.8 | 0 | 0 | 1400.8 | 0
2542 | 1624.8 | 0 | 0 | 1624.8 | 0
2543 | 1046.4 | 0 | 0 | 1046.4 | 0
2544 | 1645.6 | 1645.6 | 0 | 0 | 0
2545 | 1430.4 | 1430.4 | 0 | 0 | 0
2546 | 1149.6 | 1149.6 | 0 | 0 | 0
2547 | 1410.4 | 1410.4 | 0 | 0 | 0
2548 | 1274.4 | 1274.4 | 0 | 0 | 0
2549 | 1276.8 | 1276.8 | 0 | 0 | 0
2550 | 1566.4 | 1566.4 | 0 | 0 | 0
2551 | 1491.966 | 1086.335 | 126.311 | 279.32 | 0
2552 | 1493.014 | 0 | 509.677 | 983.337 | 0
2553 | 1539.824 | 0 | 1539.824 | 0 | 244.663
2554 | 1782.499 | 0 | 1782.499 | 0 | 1295.951
2555 | 1835.337 | 0 | 1835.337 | 0 | 1748.411
2556 | 1632.697 | 0 | 1632.697 | 0 | 1796.003
2557 | 1766.248 | 0 | 1766.247 | 0 | 1796.003
2558 | 1904.871 | 0 | 1904.871 | 0 | 1575.591
2559 | 1996.523 | 0 | 1996.523 | 0 | 572.753
2560 | 1909.872 | 49.236 | 1860.636 | 0 | 0
2561 | 1550.773 | 1306.153 | 244.62 | 0 | 0
2562 | 1749.963 | 1706.073 | 43.89 | 0 | 0
2563 | 2041.861 | 466.827 | 0 | 1575.034 | 0
2564 | 1636 | 0 | 0 | 1636 | 0
2565 | 1492.8 | 0 | 0 | 1492.8 | 0
2566 | 1684 | 0 | 0 | 1684 | 0
2567 | 1725.6 | 0 | 0 | 1725.6 | 0
2568 | 1603.2 | 1603.2 | 0 | 0 | 0
2569 | 792 | 792 | 0 | 0 | 0
2570 | 863.2 | 863.2 | 0 | 0 | 0
2571 | 843.2 | 843.2 | 0 | 0 | 0
2572 | 594.4 | 594.4 | 0 | 0 | 0
2573 | 836 | 836 | 0 | 0 | 0
2574 | 635.2 | 635.2 | 0 | 0 | 0
2575 | 612.699 | 486.248 | 126.451 | 0 | 0
2576 | 532.414 | 28.58 | 503.834 | 0 | 0
2577 | 903.735 | 0 | 903.735 | 0 | 1160.105
2578 | 888.082 | 0 | 888.082 | 0 | 1107.469
2579 | 1104.242 | 0 | 1104.242 | 0 | 1796.003
2580 | 873.013 | 0 | 873.013 | 0 | 1796.003
2581 | 777.272 | 0 | 777.272 | 0 | 1796.003
2582 | 991.14 | 0 | 991.14 | 0 | 1373.792
2583 | 976.907 | 0 | 976.907 | 0 | 0
2584 | 874.205 | 0 | 874.205 | 0 | 0
2585 | 861.226 | 0 | 861.226 | 0 | 0
2586 | 364.693 | 0 | 212.434 | 152.259 | 0
2587 | 407.546 | 0 | 0 | 407.546 | 0
2588 | 380.8 | 0 | 0 | 380.8 | 0
2589 | 503.2 | 0 | 0 | 503.2 | 0
2590 | 686.4 | 0 | 0 | 686.4 | 0
2591 | 699.2 | 0 | 0 | 699.2 | 0
2592 | 0 | 0 | 0 | 0 | 0
2593 | 0 | 0 | 0 | 0 | 0
2594 | 0 | 0 | 0 | 0 | 0
2595 | 0 | 0 | 0 | 0 | 0
2596 | 0 | 0 | 0 | 0 | 0
2597 | 0 | 0 | 0 | 0 | 0
2598 | 0 | 0 | 0 | 0 | 0
2599 | 1576.944 | 0 | 397.673 | 1179.271 | 0
2600 | 1498.248 | 0 | 1446.763 | 51.485 | 0
2601 | 1510.044 | 0 | 1510.044 | 0 | 916.877
2602 | 1902.362 | 0 | 1902.362 | 0 | 1250.422
2603 | 1884.636 | 0 | 1884.635 | 0 | 1796.003
2604 | 1594.663 | 0 | 1594.664 | 0 | 555.218
2605 | 1945.081 | 0 | 1945.081 | 0 | 0
2606 | 1916.271 | 0 | 1916.271 | 0 | 0
2607 | 2098.686 | 0 | 2098.686 | 0 | 0
2608 | 1693.969 | 0 | 1693.969 | 0 | 0
2609 | 2117.631 | 1337.617 | 780.014 | 0 | 0
2610 | 2089.833 | 1933.731 | 156.102 | 0 | 0
2611 | 1694.447 | 0 | 0 | 1694.447 | 0
2612 | 1517.6 | 0 | 0 | 1517.6 | 0
2613 | 1688.8 | 0 | 0 | 1688.8 | 0
2614 | 1653.6 | 0 | 0 | 1653.6 | 0
2615 | 1461.6 | 0 | 0 | 1461.6 | 0
2616 | 0 | 0 | 0 | 0 | 0
2617 | 0 | 0 | 0 | 0 | 0
2618 | 0 | 0 | 0 | 0 | 0
2619 | 0 | 0 | 0 | 0 | 0
2620 | 0 | 0 | 0 | 0 | 0
2621 | 0 | 0 | 0 | 0 | 0
2622 | 0 | 0 | 0 | 0 | 0
2623 | 601.179 | 94.184 | 409.608 | 97.387 | 0
2624 | 322.859 | 0 | 322.859 | 0 | 1132.429
2625 | 345.786 | 0 | 345.786 | 0 | 1796.003
2626 | 329.02 | 0 | 329.019 | 0 | 1796.003
2627 | 281.969 | 0 | 281.968 | 0 | 1796.003
2628 | 315.114 | 0 | 315.114 | 0 | 1796.003
2629 | 313.792 | 0 | 313.793 | 0 | 712.934
2630 | 298.368 | 0 | 298.368 | 0 | 0
2631 | 287.073 | 0 | 287.073 | 0 | 0
2632 | 258.151 | 0 | 258.151 | 0 | 0
2633 | 315.607 | 0 | 315.607 | 0 | 0
2634 | 311.492 | 0 | 200.048 | 111.444 | 0
2635 | 272.738 | 0 | 0 | 272.738 | 0
2636 | 274.4 | 0 | 0 | 274.4 | 0
2637 | 260.8 | 0 | 0 | 260.8 | 0
2638 | 225.6 | 0 | 0 | 225.6 | 0
2639 | 268 | 0 | 0 | 268 | 0
2640 | 0 | 0 | 0 | 0 | 0
2641 | 0 | 0 | 0 | 0 | 0
2642 | 0 | 0 | 0 | 0 | 0
2643 | 0 | 0 | 0 | 0 | 0
2644 | 0 | 0 | 0 | 0 | 0
2645 | 0 | 0 | 0 | 0 | 0
2646 | 0 | 0 | 0 | 0 | 0
2647 | 39.491 | 0 | 39.491 | 0 | 337.717
2648 | 37.99 | 0 | 37.991 | 0 | 1234.779
2649 | 302.112 | 0 | 302.112 | 0 | 0
2650 | 565.025 | 0 | 565.025 | 0 | 0
2651 | 324.56 | 0 | 324.56 | 0 | 0
2652 | 314.692 | 0 | 314.692 | 0 | 0
2653 | 593.521 | 0 | 593.521 | 0 | 0
2654 | 606.677 | 0 | 606.677 | 0 | 0
2655 | 413.157 | 0 | 413.157 | 0 | 0
2656 | 615.896 | 0 | 615.896 | 0 | 0
2657 | 592.271 | 0 | 592.271 | 0 | 0
2658 | 583.145 | 0 | 187.561 | 395.584 | 0
2659 | 752.979 | 0 | 0 | 752.979 | 0
2660 | 606.4 | 0 | 0 | 606.4 | 0
2661 | 505.6 | 0 | 0 | 505.6 | 0
2662 | 594.4 | 0 | 0 | 594.4 | 0
2663 | 668.8 | 0 | 0 | 668.8 | 0
2664 | 0 | 0 | 0 | 0 | 0
2665 | 0 | 0 | 0 | 0 | 0
2666 | 0 | 0 | 0 | 0 | 0
2667 | 0 | 0 | 0 | 0 | 0
2668 | 0 | 0 | 0 | 0 | 0
2669 | 0 | 0 | 0 | 0 | 0
2670 | 0 | 0 | 0 | 0 | 0
2671 | 1652.413 | 0 | 409.895 | 1242.518 | 0
2672 | 1082.942 | 0 | 1082.942 | 0 | 371.49
2673 | 1038.061 | 0 | 1038.061 | 0 | 1403.195
2674 | 1455.5 | 0 | 1455.5 | 0 | 1699.369
2675 | 1822.657 | 0 | 1822.657 | 0 | 1743.973
2676 | 1569.698 | 0 | 1569.698 | 0 | 86.327
2677 | 1627.187 | 0 | 1627.187 | 0 | 0
2678 | 1849.064 | 0 | 1849.064 | 0 | 0
2679 | 1544.646 | 0 | 1544.646 | 0 | 0
2680 | 1277.5 | 0 | 1277.5 | 0 | 0
2681 | 1415.472 | 267.846 | 1147.626 | 0 | 0
2682 | 1528.819 | 1374.898 | 153.921 | 0 | 0
2683 | 1597.596 | 216.167 | 0 | 1381.429 | 0
2684 | 1565.6 | 0 | 0 | 1565.6 | 0
2685 | 1574.4 | 0 | 0 | 1574.4 | 0
2686 | 2055.2 | 259.197 | 0 | 1796.003 | 0
2687 | 2027.2 | 231.197 | 0 | 1796.003 | 0
2688 | 0 | 0 | 0 | 0 | 0
2689 | 0 | 0 | 0 | 0 | 0
2690 | 0 | 0 | 0 | 0 | 0
2691 | 0 | 0 | 0 | 0 | 0
2692 | 0 | 0 | 0 | 0 | 0
2693 | 0 | 0 | 0 | 0 | 0
2694 | 0 | 0 | 0 | 0 | 0
2695 | 1539.86 | 1239.078 | 300.782 | 0 | 0
2696 | 753.773 | 0 | 753.773 | 0 | 713.376
2697 | 1086.631 | 0 | 1086.631 | 0 | 1341.738
2698 | 1522.957 | 0 | 1522.957 | 0 | 1608.618
2699 | 1186.075 | 0 | 1186.074 | 0 | 1796.003
2700 | 1273.679 | 0 | 1273.679 | 0 | 1796.003
2701 | 1087.344 | 0 | 1087.344 | 0 | 1773.636
2702 | 1231.626 | 0 | 1231.626 | 0 | 0
2703 | 1034.934 | 0 | 1034.934 | 0 | 0
2704 | 806.512 | 0 | 806.512 | 0 | 0
2705 | 1209.862 | 400.609 | 809.253 | 0 | 0
2706 | 1026.622 | 59.976 | 183.978 | 782.668 | 0
2707 | 1116.444 | 0 | 0 | 1116.444 | 0
2708 | 1189.6 | 0 | 0 | 1189.6 | 0
2709 | 1585.6 | 0 | 0 | 1585.6 | 0
2710 | 1313.6 | 0 | 0 | 1313.6 | 0
2711 | 1244.8 | 0 | 0 | 1244.8 | 0
2712 | 0 | 0 | 0 | 0 | 0
2713 | 0 | 0 | 0 | 0 | 0
2714 | 0 | 0 | 0 | 0 | 0
2715 | 0 | 0 | 0 | 0 | 0
2716 | 0 | 0 | 0 | 0 | 0
2717 | 0 | 0 | 0 | 0 | 0
2718 | 0 | 0 | 0 | 0 | 0
2719 | 726.714 | 0 | 424.884 | 301.83 | 0
2720 | 674.256 | 0 | 95.364 | 578.892 | 0
2721 | 632.529 | 0 | 632.528 | 0 | 1796.003
2722 | 561.581 | 0 | 561.58 | 0 | 1796.003
2723 | 451.698 | 0 | 451.698 | 0 | 1796.003
2724 | 423.123 | 0 | 423.123 | 0 | 1796.003
2725 | 1088.675 | 0 | 1088.675 | 0 | 1796.003
2726 | 1337.162 | 0 | 1337.162 | 0 | 49.361
2727 | 1171.09 | 0 | 1171.09 | 0 | 0
2728 | 1325.832 | 0 | 1325.832 | 0 | 0
2729 | 1450.922 | 270.259 | 1180.663 | 0 | 0
2730 | 1693.945 | 1492.516 | 201.429 | 0 | 0
2731 | 1224.801 | 0 | 0 | 1224.801 | 0
2732 | 1521.6 | 0 | 0 | 1521.6 | 0
2733 | 1564 | 0 | 0 | 1564 | 0
2734 | 1750.4 | 0 | 0 | 1750.4 | 0
2735 | 1775.2 | 0 | 0 | 1775.2 | 0
2736 | 0 | 0 | 0 | 0 | 0
2737 | 0 | 0 | 0 | 0 | 0
2738 | 0 | 0 | 0 | 0 | 0
2739 | 0 | 0 | 0 | 0 | 0
2740 | 0 | 0 | 0 | 0 | 0
2741 | 0 | 0 | 0 | 0 | 0
2742 | 0 | 0 | 0 | 0 | 0
2743 | 1263.257 | 561.982 | 423.842 | 277.433 | 0
2744 | 953.993 | 0 | 953.993 | 0 | 484.672
2745 | 1386.66 | 0 | 1386.66 | 0 | 1003.392
2746 | 1396.16 | 0 | 1396.16 | 0 | 1699.848
2747 | 1632.597 | 0 | 1632.597 | 0 | 1796.003
2748 | 1604.417 | 0 | 1604.417 | 0 | 1796.003
2749 | 1737.845 | 0 | 1737.844 | 0 | 1796.003
2750 | 1592.395 | 0 | 1592.395 | 0 | 453.454
2751 | 1657.388 | 0 | 1657.388 | 0 | 0
2752 | 1478.101 | 0 | 1478.101 | 0 | 0
2753 | 1658.613 | 726.785 | 931.828 | 0 | 0
2754 | 1608.759 | 1425.255 | 183.504 | 0 | 0
2755 | 1122.711 | 0 | 0 | 1122.711 | 0
2756 | 1280.8 | 0 | 0 | 1280.8 | 0
2757 | 1492 | 0 | 0 | 1492 | 0
2758 | 1771.2 | 0 | 0 | 1771.2 | 0
2759 | 1771.2 | 0 | 0 | 1771.2 | 0
2760 | 0 | 0 | 0 | 0 | 0
2761 | 0 | 0 | 0 | 0 | 0
2762 | 0 | 0 | 0 | 0 | 0
2763 | 0 | 0 | 0 | 0 | 0
2764 | 0 | 0 | 0 | 0 | 0
2765 | 0 | 0 | 0 | 0 | 0
2766 | 0 | 0 | 0 | 0 | 0
2767 | 1162.556 | 115.167 | 371.866 | 675.523 | 0
2768 | 970.887 | 0 | 970.887 | 0 | 363.083
2769 | 1196.422 | 0 | 1196.422 | 0 | 1045.524
2770 | 1332.16 | 0 | 1332.16 | 0 | 1620.368
2771 | 1301.099 | 0 | 1301.098 | 0 | 1796.003
2772 | 1262.025 | 0 | 1262.025 | 0 | 1796.003
2773 | 1431.18 | 0 | 1431.18 | 0 | 1796.003
2774 | 1472.893 | 0 | 1472.893 | 0 | 612.391
2775 | 1483.656 | 0 | 1483.656 | 0 | 0
2776 | 1473.083 | 85.616 | 1387.467 | 0 | 0
2777 | 1294.28 | 893.479 | 400.801 | 0 | 0
2778 | 1058.51 | 131.876 | 78.927 | 847.707 | 0
2779 | 1464.006 | 0 | 0 | 1464.006 | 0
2780 | 1241.6 | 0 | 0 | 1241.6 | 0
2781 | 1408.8 | 0 | 0 | 1408.8 | 0
2782 | 1203.2 | 0 | 0 | 1203.2 | 0
2783 | 1300 | 0 | 0 | 1300 | 0
2784 | 0 | 0 | 0 | 0 | 0
2785 | 0 | 0 | 0 | 0 | 0
2786 | 0 | 0 | 0 | 0 | 0
2787 | 0 | 0 | 0 | 0 | 0
2788 | 0 | 0 | 0 | 0 | 0
2789 | 0 | 0 | 0 | 0 | 0
2790 | 0 | 0 | 0 | 0 | 0
2791 | 1083.813 | 0 | 435.692 | 648.121 | 0
2792 | 1008.77 | 0 | 1008.77 | 0 | 484.401
2793 | 934.389 | 0 | 934.389 | 0 | 1528.488
2794 | 1123.825 | 0 | 1123.825 | 0 | 1796.003
2795 | 930.985 | 0 | 930.985 | 0 | 1796.003
2796 | 972.383 | 0 | 972.383 | 0 | 1796.003
2797 | 958.182 | 0 | 958.182 | 0 | 1628.477
2798 | 1202.344 | 0 | 1202.344 | 0 | 0
2799 | 871.996 | 0 | 871.996 | 0 | 0
2800 | 905.877 | 0 | 905.877 | 0 | 0
2801 | 1065.211 | 0 | 1065.211 | 0 | 0
2802 | 1003.197 | 0 | 201.406 | 801.791 | 0
2803 | 1253.158 | 0 | 0 | 1253.158 | 0
2804 | 1226.4 | 0 | 0 | 1226.4 | 0
2805 | 1049.6 | 0 | 0 | 1049.6 | 0
2806 | 1300 | 0 | 0 | 1300 | 0
2807 | 1016.8 | 0 | 0 | 1016.8 | 0
2808 | 0 | 0 | 0 | 0 | 0
2809 | 0 | 0 | 0 | 0 | 0
2810 | 0 | 0 | 0 | 0 | 0
2811 | 0 | 0 | 0 | 0 | 0
2812 | 0 | 0 | 0 | 0 | 0
2813 | 0 | 0 | 0 | 0 | 0
2814 | 0 | 0 | 0 | 0 | 0
2815 | 976.828 | 0 | 294.223 | 682.605 | 0
2816 | 949.208 | 0 | 949.208 | 0 | 417.647
2817 | 1320.769 | 0 | 1320.769 | 0 | 964.351
2818 | 1344.335 | 0 | 1344.335 | 0 | 1669.81
2819 | 1328.345 | 0 | 1328.344 | 0 | 1796.003
2820 | 1413.067 | 0 | 1413.066 | 0 | 1796.003
2821 | 1334.168 | 0 | 1334.168 | 0 | 1290.57
2822 | 1503.829 | 0 | 1503.829 | 0 | 223.507
2823 | 1371.782 | 109.059 | 1262.723 | 0 | 0
2824 | 1502.032 | 781.42 | 720.612 | 0 | 0
2825 | 1377.423 | 727.326 | 650.097 | 0 | 0
2826 | 1514.373 | 267.566 | 130.452 | 1116.355 | 0
2827 | 1132.464 | 0 | 0 | 1132.464 | 0
2828 | 1019.2 | 0 | 0 | 1019.2 | 0
2829 | 1064.8 | 0 | 0 | 1064.8 | 0
2830 | 1386.4 | 0 | 0 | 1386.4 | 0
2831 | 1148 | 0 | 0 | 1148 | 0
2832 | 0 | 0 | 0 | 0 | 0
2833 | 0 | 0 | 0 | 0 | 0
2834 | 0 | 0 | 0 | 0 | 0
2835 | 0 | 0 | 0 | 0 | 0
2836 | 0 | 0 | 0 | 0 | 0
2837 | 0 | 0 | 0 | 0 | 0
2838 | 0 | 0 | 0 | 0 | 0
2839 | 989.561 | 0 | 386.854 | 602.707 | 0
2840 | 970.741 | 0 | 970.741 | 0 | 240.722
2841 | 1081.276 | 0 | 1081.276 | 0 | 1421.811
2842 | 1571.813 | 0 | 1540.549 | 31.264 | 0
2843 | 1519.172 | 0 | 1519.172 | 0 | 1297.471
2844 | 1461.244 | 0 | 1461.244 | 0 | 1796.003
2845 | 1711.452 | 0 | 1711.451 | 0 | 1796.003
2846 | 1173.122 | 0 | 1173.122 | 0 | 1796.003
2847 | 1493.09 | 1303.692 | 189.398 | 0 | 0
2848 | 1648.072 | 963.05 | 685.022 | 0 | 0
2849 | 1134.203 | 1050.08 | 84.123 | 0 | 0
2850 | 1182.912 | 754.829 | 10.205 | 417.878 | 0
2851 | 1420.356 | 0 | 0 | 1420.356 | 0
2852 | 1311.2 | 0 | 0 | 1311.2 | 0
2853 | 1405.6 | 0 | 0 | 1405.6 | 0
2854 | 1212 | 0 | 0 | 1212 | 0
2855 | 1395.2 | 0 | 0 | 1395.2 | 0
2856 | 0 | 0 | 0 | 0 | 0
2857 | 0 | 0 | 0 | 0 | 0
2858 | 0 | 0 | 0 | 0 | 0
2859 | 0 | 0 | 0 | 0 | 0
2860 | 0 | 0 | 0 | 0 | 0
2861 | 0 | 0 | 0 | 0 | 0
2862 | 0 | 0 | 0 | 0 | 0
2863 | 1384.773 | 0 | 433.573 | 951.2 | 0
2864 | 330.448 | 0 | 330.448 | 0 | 85.64
2865 | 66.072 | 0 | 66.071 | 0 | 1796.003
2866 | 69.845 | 0 | 69.844 | 0 | 1796.003
2867 | 66.865 | 0 | 66.865 | 0 | 1611.845
2868 | 69.874 | 0 | 69.874 | 0 | 671.97
2869 | 62.387 | 0 | 62.387 | 0 | 252.956
2870 | 65.31 | 0 | 65.31 | 0 | 530.096
2871 | 60.338 | 0 | 60.338 | 0 | 946.89
2872 | 69.75 | 0 | 69.75 | 0 | 984.552
2873 | 62.252 | 0 | 62.252 | 0 | 353.421
2874 | 69.556 | 0 | 69.556 | 0 | 0
2875 | 70.538 | 0 | 0 | 70.538 | 0
2876 | 76.8 | 0 | 0 | 76.8 | 0
2877 | 72.8 | 0 | 0 | 72.8 | 0
2878 | 78.4 | 0 | 0 | 78.4 | 0
2879 | 72 | 0 | 0 | 72 | 0
2880 | 0 | 0 | 0 | 0 | 0
2881 | 0 | 0 | 0 | 0 | 0
2882 | 0 | 0 | 0 | 0 | 0
2883 | 0 | 0 | 0 | 0 | 0
2884 | 0 | 0 | 0 | 0 | 0
2885 | 0 | 0 | 0 | 0 | 0
2886 | 0 | 0 | 0 | 0 | 0
2887 | 59.935 | 0 | 59.935 | 0 | 294.542
2888 | 60.615 | 0 | 60.615 | 0 | 117.827
2889 | 57.444 | 0 | 57.444 | 0 | 0
2890 | 63.569 | 0 | 63.569 | 0 | 0
2891 | 57.64 | 0 | 57.64 | 0 | 0
2892 | 64.133 | 0 | 64.133 | 0 | 0
2893 | 56.963 | 0 | 56.963 | 0 | 0
2894 | 68.404 | 0 | 68.404 | 0 | 0
2895 | 60.106 | 0 | 60.106 | 0 | 0
2896 | 68.887 | 0 | 68.887 | 0 | 0
2897 | 59.771 | 0 | 59.771 | 0 | 0
2898 | 69.059 | 0 | 17.169 | 51.89 | 0
2899 | 74.479 | 0 | 0 | 74.479 | 0
2900 | 85.6 | 0 | 0 | 85.6 | 0
2901 | 76 | 0 | 0 | 76 | 0
2902 | 78.4 | 0 | 0 | 78.4 | 0
2903 | 72.8 | 0 | 0 | 72.8 | 0
2904 | 0 | 0 | 0 | 0 | 0
2905 | 0 | 0 | 0 | 0 | 0
2906 | 0 | 0 | 0 | 0 | 0
2907 | 0 | 0 | 0 | 0 | 0
2908 | 0 | 0 | 0 | 0 | 0
2909 | 0 | 0 | 0 | 0 | 0
2910 | 0 | 0 | 0 | 0 | 0
2911 | 59.139 | 0 | 59.139 | 0 | 380.187
2912 | 159.508 | 0 | 159.508 | 0 | 108.56
2913 | 1257.452 | 0 | 1257.452 | 0 | 0
2914 | 1452.636 | 0 | 1452.636 | 0 | 0
2915 | 1793.298 | 0 | 1793.298 | 0 | 0
2916 | 1328.98 | 0 | 1328.98 | 0 | 0
2917 | 1338.234 | 0 | 1338.234 | 0 | 0
2918 | 1057.156 | 0 | 1057.156 | 0 | 0
2919 | 1280.998 | 0 | 1194.789 | 86.209 | 0
2920 | 1089.986 | 0 | 1089.986 | 0 | 95.941
2921 | 1851.164 | 939.097 | 912.067 | 0 | 0
2922 | 1796.006 | 1607.532 | 188.474 | 0 | 0
2923 | 1783.629 | 0 | 0 | 1783.629 | 0
2924 | 1345.6 | 0 | 0 | 1345.6 | 0
2925 | 1422.4 | 0 | 0 | 1422.4 | 0
2926 | 1416.8 | 0 | 0 | 1416.8 | 0
2927 | 1570.4 | 0 | 0 | 1570.4 | 0
2928 | 0 | 0 | 0 | 0 | 0
2929 | 0 | 0 | 0 | 0 | 0
2930 | 0 | 0 | 0 | 0 | 0
2931 | 0 | 0 | 0 | 0 | 0
2932 | 0 | 0 | 0 | 0 | 0
2933 | 0 | 0 | 0 | 0 | 0
2934 | 0 | 0 | 0 | 0 | 0
2935 | 1555.098 | 1555.098 | 0 | 0 | 440.352
2936 | 1292.903 | 472.605 | 820.298 | 0 | 693.671
2937 | 1616.041 | 0 | 1616.041 | 0 | 850.369
2938 | 1859.685 | 0 | 1859.685 | 0 | 1291.24
2939 | 1608.786 | 0 | 1608.786 | 0 | 1300.917
2940 | 1823.532 | 0 | 1823.532 | 0 | 1796.003
2941 | 1798.158 | 0 | 1798.158 | 0 | 216.563
2942 | 1525.044 | 377.3 | 1147.744 | 0 | 0
2943 | 1520.027 | 0 | 1520.027 | 0 | 302.574
2944 | 1553.305 | 1076.761 | 476.544 | 0 | 0
2945 | 1531.346 | 1500.546 | 30.8 | 0 | 0
2946 | 1537.263 | 1537.263 | 0 | 0 | 0
2947 | 1394.4 | 0 | 0 | 1394.4 | 0
2948 | 1347.2 | 0 | 0 | 1347.2 | 0
2949 | 1466.4 | 0 | 0 | 1466.4 | 0
2950 | 1319.2 | 0 | 0 | 1319.2 | 0
2951 | 1240 | 0 | 0 | 1240 | 0
2952 | 0 | 0 | 0 | 0 | 0
2953 | 0 | 0 | 0 | 0 | 0
2954 | 0 | 0 | 0 | 0 | 0
2955 | 0 | 0 | 0 | 0 | 0
2956 | 0 | 0 | 0 | 0 | 0
2957 | 0 | 0 | 0 | 0 | 0
2958 | 0 | 0 | 0 | 0 | 0
2959 | 1206.214 | 762.414 | 443.8 | 0 | 0
2960 | 1033.754 | 0 | 1033.754 | 0 | 218.432
2961 | 1422.494 | 0 | 1422.494 | 0 | 1084.397
2962 | 1530.86 | 0 | 1530.86 | 0 | 1145.853
2963 | 1656.662 | 0 | 1656.661 | 0 | 1796.003
2964 | 1345.486 | 0 | 1345.485 | 0 | 1796.003
2965 | 1497.656 | 626.431 | 871.225 | 0 | 0
2966 | 1691.038 | 1415.032 | 276.006 | 0 | 0
2967 | 1889.882 | 1363.729 | 526.153 | 0 | 0
2968 | 1787.216 | 721.893 | 1065.323 | 0 | 0
2969 | 1100.388 | 473.365 | 627.023 | 0 | 0
2970 | 1874.444 | 1742.594 | 131.85 | 0 | 0
2971 | 1314.638 | 1314.638 | 0 | 0 | 0
2972 | 1416 | 508.885 | 0 | 907.115 | 0
2973 | 988.8 | 0 | 0 | 988.8 | 0
2974 | 963.2 | 0 | 0 | 963.2 | 0
2975 | 1384 | 0 | 0 | 1384 | 0
2976 | 0 | 0 | 0 | 0 | 0
2977 | 0 | 0 | 0 | 0 | 0
2978 | 0 | 0 | 0 | 0 | 0
2979 | 0 | 0 | 0 | 0 | 0
2980 | 0 | 0 | 0 | 0 | 0
2981 | 0 | 0 | 0 | 0 | 0
2982 | 0 | 0 | 0 | 0 | 0
2983 | 1212.52 | 0 | 444.871 | 767.649 | 0
2984 | 1002.061 | 0 | 1002.061 | 0 | 561.867
2985 | 965.107 | 0 | 965.107 | 0 | 129.951
2986 | 1411.917 | 0 | 1411.916 | 0 | 1796.003
2987 | 1427.898 | 0 | 1427.898 | 0 | 624.886
2988 | 1337.421 | 0 | 1337.421 | 0 | 276.06
2989 | 1072.122 | 0 | 1072.122 | 0 | 1111.244
2990 | 1193.708 | 0 | 1193.708 | 0 | 1579.829
2991 | 980.197 | 0 | 980.197 | 0 | 1684.385
2992 | 1206.253 | 0 | 1206.253 | 0 | 800.9
2993 | 1386.057 | 731.04 | 655.017 | 0 | 0
2994 | 1219.223 | 961.971 | 138.966 | 118.286 | 0
2995 | 1409.584 | 0 | 0 | 1409.584 | 0
2996 | 1578.4 | 0 | 0 | 1578.4 | 0
2997 | 1444.8 | 0 | 0 | 1444.8 | 0
2998 | 1684 | 0 | 0 | 1684 | 0
2999 | 1376.8 | 0 | 0 | 1376.8 | 0
3000 | 0 | 0 | 0 | 0 | 0
3001 | 0 | 0 | 0 | 0 | 0
3002 | 0 | 0 | 0 | 0 | 0
3003 | 0 | 0 | 0 | 0 | 0
3004 | 0 | 0 | 0 | 0 | 0
3005 | 0 | 0 | 0 | 0 | 0
3006 | 0 | 0 | 0 | 0 | 0
3007 | 781.83 | 0 | 280.266 | 501.564 | 0
3008 | 709.607 | 0 | 709.607 | 0 | 825.471
3009 | 1534.229 | 0 | 1534.229 | 0 | 966.999
3010 | 1020.516 | 0 | 1020.516 | 0 | 1796.003
3011 | 1287.992 | 0 | 1287.992 | 0 | 1235.065
3012 | 1475.707 | 0 | 1475.707 | 0 | 1796.003
3013 | 1238.1 | 0 | 1238.1 | 0 | 1796.003
3014 | 1241.662 | 0 | 1241.662 | 0 | 613.832
3015 | 1191.082 | 0 | 1191.082 | 0 | 0
3016 | 1159.838 | 0 | 1159.838 | 0 | 0
3017 | 1030.094 | 256.005 | 746.374 | 27.715 | 0
3018 | 1147.534 | 0 | 160.092 | 987.442 | 0
3019 | 1455.483 | 0 | 0 | 1455.483 | 0
3020 | 1283.2 | 0 | 0 | 1283.2 | 0
3021 | 1238.4 | 0 | 0 | 1238.4 | 0
3022 | 1134.4 | 0 | 0 | 1134.4 | 0
3023 | 1165.6 | 0 | 0 | 1165.6 | 0
3024 | 0 | 0 | 0 | 0 | 0
3025 | 0 | 0 | 0 | 0 | 0
3026 | 0 | 0 | 0 | 0 | 0
3027 | 0 | 0 | 0 | 0 | 0
3028 | 0 | 0 | 0 | 0 | 0
3029 | 0 | 0 | 0 | 0 | 0
3030 | 0 | 0 | 0 | 0 | 0
3031 | 1273.643 | 0 | 452.45 | 821.193 | 0
3032 | 802.242 | 0 | 802.242 | 0 | 709.744
3033 | 1200.115 | 0 | 1200.115 | 0 | 534.988
3034 | 1471.92 | 0 | 1471.92 | 0 | 1673.156
3035 | 1380.935 | 0 | 1380.935 | 0 | 1796.003
3036 | 1423.39 | 0 | 1423.39 | 0 | 1796.003
3037 | 1393.065 | 0 | 1393.065 | 0 | 1532.421
3038 | 1542.057 | 0 | 1542.056 | 0 | 987.06
3039 | 1458.87 | 0 | 1458.87 | 0 | 0
3040 | 2088.377 | 1787.127 | 301.25 | 0 | 0
3041 | 1746.298 | 1442.456 | 303.842 | 0 | 0
3042 | 1528.475 | 1468.272 | 60.203 | 0 | 0
3043 | 1628.348 | 614.119 | 0 | 1014.229 | 0
3044 | 1763.2 | 0 | 0 | 1763.2 | 0
3045 | 1925.6 | 129.597 | 0 | 1796.003 | 0
3046 | 2003.2 | 207.197 | 0 | 1796.003 | 0
3047 | 1744 | 0 | 0 | 1744 | 0
3048 | 0 | 0 | 0 | 0 | 0
3049 | 0 | 0 | 0 | 0 | 0
3050 | 0 | 0 | 0 | 0 | 0
3051 | 0 | 0 | 0 | 0 | 0
3052 | 0 | 0 | 0 | 0 | 0
3053 | 0 | 0 | 0 | 0 | 0
3054 | 0 | 0 | 0 | 0 | 0
3055 | 1371.414 | 1371.414 | 0 | 0 | 293.192
3056 | 1360.451 | 1360.451 | 0 | 0 | 891.319
3057 | 1498.823 | 1498.823 | 0 | 0 | 1405.617
3058 | 2067.103 | 455.811 | 1611.292 | 0 | 771.869
3059 | 1900.996 | 0 | 1900.996 | 0 | 1552.785
3060 | 2047.677 | 0 | 2047.677 | 0 | 1627.581
3061 | 1737.954 | 0 | 1737.954 | 0 | 1470.508
3062 | 1834.925 | 0 | 1834.925 | 0 | 1016.502
3063 | 1799.821 | 796.667 | 1003.154 | 0 | 0
3064 | 1674.824 | 1492.621 | 182.203 | 0 | 0
3065 | 1838.59 | 1523.05 | 315.54 | 0 | 0
3066 | 1892.738 | 1828.202 | 64.536 | 0 | 0
3067 | 1857.119 | 825.293 | 0 | 1031.826 | 0
3068 | 1924 | 127.997 | 0 | 1796.003 | 0
3069 | 1824.8 | 28.797 | 0 | 1796.003 | 0
3070 | 2112.8 | 316.797 | 0 | 1796.003 | 0
3071 | 1693.6 | 0 | 0 | 1693.6 | 0
3072 | 0 | 0 | 0 | 0 | 0
3073 | 0 | 0 | 0 | 0 | 0
3074 | 0 | 0 | 0 | 0 | 0
3075 | 0 | 0 | 0 | 0 | 0
3076 | 0 | 0 | 0 | 0 | 0
3077 | 0 | 0 | 0 | 0 | 0
3078 | 0 | 0 | 0 | 0 | 0
3079 | 1151.437 | 695.759 | 455.678 | 0 | 0
3080 | 1016.173 | 0 | 1016.173 | 0 | 484.617
3081 | 1393.713 | 0 | 1393.713 | 0 | 1068.64
3082 | 1742.288 | 0 | 1742.288 | 0 | 1419.856
3083 | 1918.198 | 0 | 1918.198 | 0 | 362.375
3084 | 1389.518 | 0 | 1389.518 | 0 | 1796.003
3085 | 1454.847 | 0 | 1454.846 | 0 | 1796.003
3086 | 1572.945 | 0 | 1572.945 | 0 | 1796.003
3087 | 1407.007 | 260.345 | 1146.662 | 0 | 0
3088 | 1270.866 | 1014.159 | 256.707 | 0 | 0
3089 | 1921.03 | 1804.389 | 116.641 | 0 | 0
3090 | 1338.785 | 1321.131 | 17.654 | 0 | 0
3091 | 1455.323 | 0 | 0 | 1455.323 | 0
3092 | 1472 | 0 | 0 | 1472 | 0
3093 | 1682.4 | 0 | 0 | 1682.4 | 0
3094 | 1751.2 | 0 | 0 | 1751.2 | 0
3095 | 1388 | 0 | 0 | 1388 | 0
3096 | 0 | 0 | 0 | 0 | 0
3097 | 0 | 0 | 0 | 0 | 0
3098 | 0 | 0 | 0 | 0 | 0
3099 | 0 | 0 | 0 | 0 | 0
3100 | 0 | 0 | 0 | 0 | 0
3101 | 0 | 0 | 0 | 0 | 0
3102 | 0 | 0 | 0 | 0 | 0
3103 | 596.8 | 54.577 | 452.562 | 89.66 | 0
3104 | 559.198 | 0 | 559.198 | 0 | 332.392
3105 | 533.643 | 0 | 533.643 | 0 | 1282.275
3106 | 918.03 | 0 | 918.03 | 0 | 1132.512
3107 | 967.693 | 0 | 967.693 | 0 | 1422.151
3108 | 627.109 | 0 | 627.108 | 0 | 1796.003
3109 | 812.063 | 0 | 812.062 | 0 | 1796.003
3110 | 905.477 | 0 | 905.477 | 0 | 1268.04
3111 | 596.201 | 0 | 596.201 | 0 | 0
3112 | 817.356 | 0 | 101.517 | 715.839 | 0
3113 | 855.171 | 0 | 34.609 | 820.562 | 0
3114 | 864.861 | 0 | 0 | 864.861 | 0
3115 | 824.194 | 0 | 0 | 824.194 | 0
3116 | 626.4 | 0 | 0 | 626.4 | 0
3117 | 780 | 0 | 0 | 780 | 0
3118 | 831.2 | 0 | 0 | 831.2 | 0
3119 | 764 | 0 | 0 | 764 | 0
3120 | 0 | 0 | 0 | 0 | 0
3121 | 0 | 0 | 0 | 0 | 0
3122 | 0 | 0 | 0 | 0 | 0
3123 | 0 | 0 | 0 | 0 | 0
3124 | 0 | 0 | 0 | 0 | 0
3125 | 0 | 0 | 0 | 0 | 0
3126 | 0 | 0 | 0 | 0 | 0
3127 | 1606.824 | 0 | 337.347 | 1269.477 | 0
3128 | 1031.203 | 0 | 1031.203 | 0 | 216.357
3129 | 1251.649 | 0 | 1251.649 | 0 | 545.477
3130 | 1182.361 | 0 | 1182.361 | 0 | 1386.355
3131 | 1327.158 | 0 | 1327.158 | 0 | 1669.451
3132 | 662.126 | 0 | 662.125 | 0 | 1796.003
3133 | 803.013 | 0 | 803.013 | 0 | 1796.003
3134 | 839.44 | 0 | 839.439 | 0 | 933.185
3135 | 881.612 | 0 | 881.612 | 0 | 0
3136 | 723.729 | 0 | 723.729 | 0 | 0
3137 | 1037.81 | 300.125 | 737.685 | 0 | 0
3138 | 1280.783 | 1120.815 | 159.968 | 0 | 0
3139 | 1299.258 | 914.824 | 0 | 384.434 | 0
3140 | 1091.2 | 0 | 0 | 1091.2 | 0
3141 | 1475.2 | 0 | 0 | 1475.2 | 0
3142 | 901.6 | 0 | 0 | 901.6 | 0
3143 | 1424.8 | 0 | 0 | 1424.8 | 0
3144 | 0 | 0 | 0 | 0 | 0
3145 | 0 | 0 | 0 | 0 | 0
3146 | 0 | 0 | 0 | 0 | 0
3147 | 0 | 0 | 0 | 0 | 0
3148 | 0 | 0 | 0 | 0 | 0
3149 | 0 | 0 | 0 | 0 | 0
3150 | 0 | 0 | 0 | 0 | 0
3151 | 1360.959 | 0 | 425.972 | 934.987 | 0
3152 | 1089.279 | 0 | 1089.279 | 0 | 173.145
3153 | 1352.296 | 0 | 1352.296 | 0 | 1113.331
3154 | 1592.847 | 0 | 1592.847 | 0 | 1575.315
3155 | 1626.609 | 0 | 1626.609 | 0 | 1122.738
3156 | 1541.713 | 0 | 1541.713 | 0 | 1063.551
3157 | 1622.298 | 0 | 1622.298 | 0 | 1258.014
3158 | 1448.694 | 0 | 1448.694 | 0 | 607.437
3159 | 1620.387 | 5.182 | 1615.205 | 0 | 0
3160 | 1509.994 | 446.773 | 1063.221 | 0 | 0
3161 | 1315.27 | 512.671 | 802.599 | 0 | 0
3162 | 1693.54 | 1519.328 | 174.212 | 0 | 0
3163 | 1887.87 | 142.436 | 0 | 1745.434 | 0
3164 | 1574.4 | 0 | 0 | 1574.4 | 0
3165 | 1738.4 | 0 | 0 | 1738.4 | 0
3166 | 1488 | 0 | 0 | 1488 | 0
3167 | 1567.2 | 0 | 0 | 1567.2 | 0
3168 | 0 | 0 | 0 | 0 | 0
3169 | 0 | 0 | 0 | 0 | 0
3170 | 0 | 0 | 0 | 0 | 0
3171 | 0 | 0 | 0 | 0 | 0
3172 | 0 | 0 | 0 | 0 | 0
3173 | 0 | 0 | 0 | 0 | 0
3174 | 0 | 0 | 0 | 0 | 0
3175 | 1222.398 | 792.431 | 429.967 | 0 | 0
3176 | 1224.246 | 0 | 1224.246 | 0 | 6.708
3177 | 1405.356 | 0 | 1405.356 | 0 | 1074.747
3178 | 1702.904 | 0 | 1702.904 | 0 | 1477.733
3179 | 1163.639 | 0 | 1163.639 | 0 | 1796.003
3180 | 1654.093 | 0 | 1654.093 | 0 | 1337.056
3181 | 1527.881 | 0 | 1527.881 | 0 | 1735.459
3182 | 1582.693 | 0 | 1582.693 | 0 | 1601.669
3183 | 1693.198 | 0 | 1693.198 | 0 | 0
3184 | 1547.887 | 244.114 | 1303.773 | 0 | 0
3185 | 1494.49 | 674.913 | 819.577 | 0 | 0
3186 | 1557.6 | 1377.268 | 180.332 | 0 | 0
3187 | 1736.8 | 0 | 0 | 1736.8 | 0
3188 | 1518.4 | 0 | 0 | 1518.4 | 0
3189 | 1556 | 0 | 0 | 1556 | 0
3190 | 1313.6 | 0 | 0 | 1313.6 | 0
3191 | 1468.8 | 0 | 0 | 1468.8 | 0
3192 | 0 | 0 | 0 | 0 | 0
3193 | 0 | 0 | 0 | 0 | 0
3194 | 0 | 0 | 0 | 0 | 0
3195 | 0 | 0 | 0 | 0 | 0
3196 | 0 | 0 | 0 | 0 | 0
3197 | 0 | 0 | 0 | 0 | 0
3198 | 0 | 0 | 0 | 0 | 0
3199 | 1067.464 | 80.293 | 467.337 | 519.834 | 0
3200 | 1283.562 | 0 | 1283.562 | 0 | 32.703
3201 | 1599.831 | 0 | 1599.831 | 0 | 279.163
3202 | 1734.369 | 0 | 1734.369 | 0 | 1359.469
3203 | 1623.038 | 0 | 1623.037 | 0 | 1796.003
3204 | 1636.443 | 0 | 1636.442 | 0 | 1796.003
3205 | 1725.917 | 0 | 1725.916 | 0 | 1796.003
3206 | 2012.075 | 0 | 2012.075 | 0 | 1466.854
3207 | 1948.007 | 0 | 1948.007 | 0 | 503.176
3208 | 1556.628 | 0 | 1556.628 | 0 | 0
3209 | 1721.903 | 610.306 | 1111.597 | 0 | 0
3210 | 1737.852 | 1553.328 | 184.524 | 0 | 0
3211 | 1568.995 | 0 | 0 | 1568.995 | 0
3212 | 1459.2 | 0 | 0 | 1459.2 | 0
3213 | 1577.6 | 0 | 0 | 1577.6 | 0
3214 | 1764.8 | 0 | 0 | 1764.8 | 0
3215 | 1724 | 0 | 0 | 1724 | 0
3216 | 0 | 0 | 0 | 0 | 0
3217 | 0 | 0 | 0 | 0 | 0
3218 | 0 | 0 | 0 | 0 | 0
3219 | 0 | 0 | 0 | 0 | 0
3220 | 0 | 0 | 0 | 0 | 0
3221 | 0 | 0 | 0 | 0 | 0
3222 | 0 | 0 | 0 | 0 | 0
3223 | 1482.886 | 1482.886 | 0 | 0 | 157.297
3224 | 905.259 | 905.259 | 0 | 0 | 493.24
3225 | 1293.998 | 1293.998 | 0 | 0 | 1212.128
3226 | 1538.464 | 1530.827 | 7.637 | 0 | 1796.003
3227 | 1566.084 | 904.535 | 661.549 | 0 | 1796.003
3228 | 1519.876 | 556.248 | 963.627 | 0 | 1796.003
3229 | 2001.861 | 1555.572 | 446.289 | 0 | 1628.618
3230 | 1474.906 | 995.409 | 479.497 | 0 | 0
3231 | 1790.369 | 0 | 1790.369 | 0 | 129.117
3232 | 1829.06 | 874.771 | 954.289 | 0 | 0
3233 | 1677.484 | 1589.158 | 88.326 | 0 | 0
3234 | 2026.099 | 2011.944 | 14.155 | 0 | 0
3235 | 1587.2 | 0 | 0 | 1587.2 | 0
3236 | 1344 | 0 | 0 | 1344 | 0
3237 | 1775.2 | 0 | 0 | 1775.2 | 0
3238 | 1706.4 | 0 | 0 | 1706.4 | 0
3239 | 1422.4 | 0 | 0 | 1422.4 | 0
3240 | 0 | 0 | 0 | 0 | 0
3241 | 0 | 0 | 0 | 0 | 0
3242 | 0 | 0 | 0 | 0 | 0
3243 | 0 | 0 | 0 | 0 | 0
3244 | 0 | 0 | 0 | 0 | 0
3245 | 0 | 0 | 0 | 0 | 0
3246 | 0 | 0 | 0 | 0 | 0
3247 | 1055.099 | 1055.099 | 0 | 0 | 312.497
3248 | 1425.043 | 1107.816 | 317.227 | 0 | 625.781
3249 | 1508.333 | 0 | 1508.333 | 0 | 385.774
3250 | 1700.252 | 0 | 1700.252 | 0 | 949.031
3251 | 1839.549 | 0 | 1839.549 | 0 | 1095.911
3252 | 1816.85 | 0 | 1816.85 | 0 | 1176.384
3253 | 1707.886 | 0 | 1707.886 | 0 | 1521.425
3254 | 1728.169 | 0 | 1728.169 | 0 | 1012.415
3255 | 1703.789 | 0 | 1703.789 | 0 | 568.112
3256 | 1569.14 | 0 | 1569.14 | 0 | 361.233
3257 | 1690.426 | 777.232 | 913.194 | 0 | 0
3258 | 1602.301 | 1404.563 | 197.738 | 0 | 0
3259 | 1476.806 | 0 | 0 | 1476.806 | 0
3260 | 1332.8 | 0 | 0 | 1332.8 | 0
3261 | 1378.4 | 0 | 0 | 1378.4 | 0
3262 | 1814.4 | 18.397 | 0 | 1796.003 | 0
3263 | 1490.4 | 0 | 0 | 1490.4 | 0
3264 | 0 | 0 | 0 | 0 | 0
3265 | 0 | 0 | 0 | 0 | 0
3266 | 0 | 0 | 0 | 0 | 0
3267 | 0 | 0 | 0 | 0 | 0
3268 | 0 | 0 | 0 | 0 | 0
3269 | 0 | 0 | 0 | 0 | 0
3270 | 0 | 0 | 0 | 0 | 0
3271 | 1106.227 | 754.472 | 351.755 | 0 | 0
3272 | 998.236 | 0 | 998.236 | 0 | 37.707
3273 | 1435.791 | 0 | 1435.791 | 0 | 1001.616
3274 | 1831.647 | 0 | 1831.647 | 0 | 606.29
3275 | 1511.408 | 0 | 1511.408 | 0 | 1512.66
3276 | 1131.45 | 0 | 1131.45 | 0 | 1678.567
3277 | 1343.015 | 123.889 | 1219.126 | 0 | 0
3278 | 1463.195 | 0 | 1463.195 | 0 | 1231.178
3279 | 1538.188 | 0 | 1538.188 | 0 | 901.468
3280 | 1937.529 | 1394.674 | 542.855 | 0 | 0
3281 | 1784.662 | 1246.106 | 538.556 | 0 | 0
3282 | 1641.186 | 1491.367 | 149.819 | 0 | 0
3283 | 1082.752 | 0 | 0 | 1082.752 | 0
3284 | 1290.4 | 0 | 0 | 1290.4 | 0
3285 | 1324.8 | 0 | 0 | 1324.8 | 0
3286 | 1139.2 | 0 | 0 | 1139.2 | 0
3287 | 1259.2 | 0 | 0 | 1259.2 | 0
3288 | 0 | 0 | 0 | 0 | 0
3289 | 0 | 0 | 0 | 0 | 0
3290 | 0 | 0 | 0 | 0 | 0
3291 | 0 | 0 | 0 | 0 | 0
3292 | 0 | 0 | 0 | 0 | 0
3293 | 0 | 0 | 0 | 0 | 0
3294 | 0 | 0 | 0 | 0 | 0
3295 | 1182.657 | 546.122 | 470.385 | 166.149 | 0
3296 | 936.672 | 0 | 936.672 | 0 | 381.977
3297 | 1006.925 | 0 | 1006.925 | 0 | 386.521
3298 | 980.994 | 0 | 980.994 | 0 | 457.277
3299 | 1100.227 | 0 | 1100.227 | 0 | 692.436
3300 | 1192.407 | 0 | 1192.406 | 0 | 1796.003
3301 | 1178.5 | 0 | 1178.5 | 0 | 1796.003
3302 | 1218.473 | 0 | 1218.473 | 0 | 1796.003
3303 | 1017.622 | 0 | 1017.623 | 0 | 1723.155
3304 | 339.258 | 0 | 339.258 | 0 | 0
3305 | 224.739 | 0 | 224.739 | 0 | 0
3306 | 209.471 | 0 | 209.471 | 0 | 0
3307 | 115.054 | 0 | 0 | 115.054 | 0
3308 | 0 | 0 | 0 | 0 | 0
3309 | 0 | 0 | 0 | 0 | 0
3310 | 0 | 0 | 0 | 0 | 0
3311 | 0 | 0 | 0 | 0 | 0
3312 | 0 | 0 | 0 | 0 | 0
3313 | 0 | 0 | 0 | 0 | 0
3314 | 0 | 0 | 0 | 0 | 0
3315 | 0 | 0 | 0 | 0 | 0
3316 | 0 | 0 | 0 | 0 | 0
3317 | 0 | 0 | 0 | 0 | 0
3318 | 0 | 0 | 0 | 0 | 0
3319 | 79.923 | 0 | 79.922 | 0 | 128.043
3320 | 156.96 | 0 | 156.96 | 0 | 0
3321 | 637.627 | 0 | 637.627 | 0 | 0
3322 | 1024.991 | 0 | 1024.991 | 0 | 0
3323 | 1410.943 | 0 | 1410.943 | 0 | 0
3324 | 1071.439 | 0 | 1071.439 | 0 | 0
3325 | 1560.347 | 0 | 1560.347 | 0 | 0
3326 | 1408.139 | 0 | 1408.139 | 0 | 0
3327 | 996.949 | 777.297 | 219.652 | 0 | 0
3328 | 1328.349 | 794.222 | 534.127 | 0 | 0
3329 | 1340.192 | 277.224 | 1062.968 | 0 | 0
3330 | 1479.054 | 1286.692 | 192.362 | 0 | 0
3331 | 1458.236 | 0 | 0 | 1458.236 | 0
3332 | 1057.6 | 0 | 0 | 1057.6 | 0
3333 | 1518.4 | 0 | 0 | 1518.4 | 0
3334 | 1292 | 0 | 0 | 1292 | 0
3335 | 1396.8 | 0 | 0 | 1396.8 | 0
3336 | 0 | 0 | 0 | 0 | 0
3337 | 0 | 0 | 0 | 0 | 0
3338 | 0 | 0 | 0 | 0 | 0
3339 | 0 | 0 | 0 | 0 | 0
3340 | 0 | 0 | 0 | 0 | 0
3341 | 0 | 0 | 0 | 0 | 0
3342 | 0 | 0 | 0 | 0 | 0
3343 | 1413.981 | 178.625 | 446.708 | 788.649 | 0
3344 | 1218.646 | 0 | 1218.646 | 0 | 301.105
3345 | 1283.48 | 0 | 1283.48 | 0 | 1195.687
3346 | 1235.312 | 0 | 1235.312 | 0 | 1796.003
3347 | 1227.421 | 0 | 1227.421 | 0 | 1658.638
3348 | 1268.221 | 0 | 1268.221 | 0 | 1796.003
3349 | 1361.861 | 0 | 1361.861 | 0 | 345.722
3350 | 1362.378 | 0 | 1362.378 | 0 | 1266.535
3351 | 1092.7 | 551.073 | 541.627 | 0 | 0
3352 | 1161.964 | 1035.541 | 126.423 | 0 | 0
3353 | 1302.91 | 400.405 | 365.369 | 537.136 | 0
3354 | 1031.53 | 0 | 117.729 | 913.801 | 0
3355 | 1155.338 | 0 | 0 | 1155.338 | 0
3356 | 992.8 | 0 | 0 | 992.8 | 0
3357 | 1484 | 0 | 0 | 1484 | 0
3358 | 1380 | 0 | 0 | 1380 | 0
3359 | 799.2 | 0 | 0 | 799.2 | 0
3360 | 0 | 0 | 0 | 0 | 0
3361 | 0 | 0 | 0 | 0 | 0
3362 | 0 | 0 | 0 | 0 | 0
3363 | 0 | 0 | 0 | 0 | 0
3364 | 0 | 0 | 0 | 0 | 0
3365 | 0 | 0 | 0 | 0 | 0
3366 | 0 | 0 | 0 | 0 | 0
3367 | 1303.011 | 0 | 451.852 | 851.159 | 0
3368 | 993.966 | 0 | 993.966 | 0 | 513.05
3369 | 1093.9 | 0 | 1093.9 | 0 | 1373.214
3370 | 1363.693 | 0 | 1363.693 | 0 | 1796.003
3371 | 1239.039 | 0 | 1239.039 | 0 | 1796.003
3372 | 1503.503 | 0 | 1503.503 | 0 | 1796.003
3373 | 1361.769 | 0 | 1361.769 | 0 | 1755.102
3374 | 1532.198 | 0 | 1532.198 | 0 | 0
3375 | 1256.603 | 0 | 1256.603 | 0 | 0
3376 | 1138.22 | 0 | 1138.22 | 0 | 0
3377 | 1339.573 | 817.398 | 522.175 | 0 | 0
3378 | 1110.796 | 1057.53 | 53.266 | 0 | 0
3379 | 989.602 | 0 | 0 | 989.602 | 0
3380 | 1045.6 | 0 | 0 | 1045.6 | 0
3381 | 1416.8 | 0 | 0 | 1416.8 | 0
3382 | 1268 | 0 | 0 | 1268 | 0
3383 | 1352.8 | 0 | 0 | 1352.8 | 0
3384 | 0 | 0 | 0 | 0 | 0
3385 | 0 | 0 | 0 | 0 | 0
3386 | 0 | 0 | 0 | 0 | 0
3387 | 0 | 0 | 0 | 0 | 0
3388 | 0 | 0 | 0 | 0 | 0
3389 | 0 | 0 | 0 | 0 | 0
3390 | 0 | 0 | 0 | 0 | 0
3391 | 1304.669 | 416.088 | 432.97 | 455.611 | 0
3392 | 935.942 | 0 | 935.942 | 0 | 289.957
3393 | 898.574 | 0 | 898.574 | 0 | 1009.536
3394 | 1261.705 | 0 | 1261.705 | 0 | 1066.606
3395 | 1281.246 | 0 | 1281.246 | 0 | 1284.551
3396 | 1130.342 | 0 | 1130.342 | 0 | 1320.966
3397 | 1247.462 | 0 | 1247.462 | 0 | 1492.418
3398 | 1339.387 | 0 | 1339.387 | 0 | 324.373
3399 | 1391.303 | 0 | 1391.303 | 0 | 73.209
3400 | 1345.155 | 0 | 1345.155 | 0 | 403.799
3401 | 1198.38 | 260.275 | 938.105 | 0 | 0
3402 | 1181.647 | 52.166 | 223.36 | 906.122 | 0
3403 | 1283.014 | 0 | 0 | 1283.014 | 0
3404 | 1180.8 | 0 | 0 | 1180.8 | 0
3405 | 1619.2 | 0 | 0 | 1619.2 | 0
3406 | 1483.2 | 0 | 0 | 1483.2 | 0
3407 | 1326.4 | 0 | 0 | 1326.4 | 0
3408 | 0 | 0 | 0 | 0 | 0
3409 | 0 | 0 | 0 | 0 | 0
3410 | 0 | 0 | 0 | 0 | 0
3411 | 0 | 0 | 0 | 0 | 0
3412 | 0 | 0 | 0 | 0 | 0
3413 | 0 | 0 | 0 | 0 | 0
3414 | 0 | 0 | 0 | 0 | 0
3415 | 619.025 | 0 | 304.327 | 314.698 | 0
3416 | 887.264 | 0 | 887.264 | 0 | 12.192
3417 | 690.747 | 0 | 690.747 | 0 | 1765.875
3418 | 307.348 | 0 | 307.348 | 0 | 1796.003
3419 | 235.767 | 0 | 235.766 | 0 | 1796.003
3420 | 197.082 | 0 | 197.082 | 0 | 1796.003
3421 | 683.53 | 0 | 683.53 | 0 | 1796.003
3422 | 1150.936 | 0 | 1150.937 | 0 | 67.296
3423 | 1786.232 | 1444.101 | 342.131 | 0 | 0
3424 | 1729.544 | 1447.661 | 281.883 | 0 | 0
3425 | 1610.063 | 622.884 | 987.179 | 0 | 0
3426 | 1527.327 | 1338.402 | 188.925 | 0 | 0
3427 | 1637.6 | 0 | 0 | 1637.6 | 0
3428 | 1442.4 | 0 | 0 | 1442.4 | 0
3429 | 1472.8 | 0 | 0 | 1472.8 | 0
3430 | 1553.6 | 0 | 0 | 1553.6 | 0
3431 | 1444 | 0 | 0 | 1444 | 0
3432 | 0 | 0 | 0 | 0 | 0
3433 | 0 | 0 | 0 | 0 | 0
3434 | 0 | 0 | 0 | 0 | 0
3435 | 0 | 0 | 0 | 0 | 0
3436 | 0 | 0 | 0 | 0 | 0
3437 | 0 | 0 | 0 | 0 | 0
3438 | 0 | 0 | 0 | 0 | 0
3439 | 1362.282 | 355.273 | 443.975 | 563.034 | 0
3440 | 1064.339 | 0 | 1064.339 | 0 | 432.715
3441 | 1658.966 | 0 | 1658.966 | 0 | 805.128
3442 | 1820.422 | 0 | 1820.422 | 0 | 1343.919
3443 | 1766.438 | 0 | 1766.437 | 0 | 1796.003
3444 | 1632.862 | 0 | 1632.861 | 0 | 1796.003
3445 | 1633.953 | 0 | 1633.953 | 0 | 1231.026
3446 | 1730.896 | 0 | 1730.896 | 0 | 951.3
3447 | 1836.767 | 0 | 1836.767 | 0 | 673.28
3448 | 1998.015 | 480.101 | 1517.914 | 0 | 0
3449 | 1627.268 | 1508.874 | 118.394 | 0 | 0
3450 | 1652.685 | 1427.393 | 225.292 | 0 | 0
3451 | 1494.002 | 0 | 0 | 1494.002 | 0
3452 | 1398.4 | 0 | 0 | 1398.4 | 0
3453 | 1210.4 | 0 | 0 | 1210.4 | 0
3454 | 1628 | 0 | 0 | 1628 | 0
3455 | 1786.4 | 0 | 0 | 1786.4 | 0
3456 | 0 | 0 | 0 | 0 | 0
3457 | 0 | 0 | 0 | 0 | 0
3458 | 0 | 0 | 0 | 0 | 0
3459 | 0 | 0 | 0 | 0 | 0
3460 | 0 | 0 | 0 | 0 | 0
3461 | 0 | 0 | 0 | 0 | 0
3462 | 0 | 0 | 0 | 0 | 0
3463 | 1177.554 | 313.337 | 418.308 | 445.909 | 0
3464 | 1356.489 | 0 | 1206.166 | 150.323 | 0
3465 | 1166.426 | 0 | 1166.426 | 0 | 750.654
3466 | 975.268 | 0 | 975.268 | 0 | 1587.131
3467 | 1314.143 | 0 | 1314.143 | 0 | 1493.507
3468 | 1169.049 | 0 | 1169.048 | 0 | 1796.003
3469 | 1078.088 | 0 | 1078.088 | 0 | 1796.003
3470 | 944.397 | 0 | 944.396 | 0 | 1606.076
3471 | 1126.43 | 0 | 1126.43 | 0 | 0
3472 | 898.155 | 0 | 882.197 | 15.958 | 0
3473 | 1152.652 | 0 | 336.186 | 816.466 | 0
3474 | 869.487 | 0 | 22.196 | 847.291 | 0
3475 | 1185.808 | 0 | 0 | 1185.808 | 0
3476 | 980.8 | 0 | 0 | 980.8 | 0
3477 | 808.8 | 0 | 0 | 808.8 | 0
3478 | 850.4 | 0 | 0 | 850.4 | 0
3479 | 840 | 0 | 0 | 840 | 0
3480 | 0 | 0 | 0 | 0 | 0
3481 | 0 | 0 | 0 | 0 | 0
3482 | 0 | 0 | 0 | 0 | 0
3483 | 0 | 0 | 0 | 0 | 0
3484 | 0 | 0 | 0 | 0 | 0
3485 | 0 | 0 | 0 | 0 | 0
3486 | 0 | 0 | 0 | 0 | 0
3487 | 1097.92 | 0 | 447.237 | 650.683 | 0
3488 | 961.001 | 0 | 961.001 | 0 | 509.552
3489 | 988.449 | 0 | 988.449 | 0 | 1419.009
3490 | 1114.766 | 0 | 1114.765 | 0 | 1796.003
3491 | 1334.239 | 0 | 1334.238 | 0 | 1796.003
3492 | 1375.817 | 0 | 1375.817 | 0 | 1796.003
3493 | 1313.727 | 0 | 1313.726 | 0 | 469.452
3494 | 1220.12 | 0 | 1220.12 | 0 | 0
3495 | 1436.12 | 0 | 1436.12 | 0 | 0
3496 | 1317.272 | 0 | 1317.272 | 0 | 0
3497 | 1561.218 | 0 | 1121.508 | 439.71 | 0
3498 | 1522.874 | 0 | 208.298 | 1314.576 | 0
3499 | 1531.013 | 0 | 0 | 1531.013 | 0
3500 | 820.8 | 0 | 0 | 820.8 | 0
3501 | 1276 | 0 | 0 | 1276 | 0
3502 | 1128 | 0 | 0 | 1128 | 0
3503 | 905.6 | 0 | 0 | 905.6 | 0
3504 | 0 | 0 | 0 | 0 | 0
3505 | 0 | 0 | 0 | 0 | 0
3506 | 0 | 0 | 0 | 0 | 0
3507 | 0 | 0 | 0 | 0 | 0
3508 | 0 | 0 | 0 | 0 | 0
3509 | 0 | 0 | 0 | 0 | 0
3510 | 0 | 0 | 0 | 0 | 0
3511 | 803.82 | 0 | 439.687 | 364.133 | 0
3512 | 740.237 | 0 | 740.237 | 0 | 769.963
3513 | 558.473 | 0 | 558.472 | 0 | 1796.003
3514 | 1199.225 | 0 | 1199.224 | 0 | 1796.003
3515 | 1228.803 | 0 | 1228.802 | 0 | 1796.003
3516 | 1419.01 | 0 | 1419.01 | 0 | 1796.003
3517 | 1282.017 | 0 | 1282.017 | 0 | 704.138
3518 | 1153.519 | 0 | 1153.519 | 0 | 0
3519 | 1350.247 | 0 | 1350.247 | 0 | 0
3520 | 1241.158 | 0 | 1241.158 | 0 | 0
3521 | 1171.973 | 412.334 | 759.639 | 0 | 0
3522 | 1371.137 | 848.447 | 185.217 | 337.473 | 0
3523 | 1506.995 | 0 | 0 | 1506.995 | 0
3524 | 1457.6 | 0 | 0 | 1457.6 | 0
3525 | 1496 | 0 | 0 | 1496 | 0
3526 | 1008.8 | 0 | 0 | 1008.8 | 0
3527 | 940.8 | 0 | 0 | 940.8 | 0
3528 | 0 | 0 | 0 | 0 | 0
3529 | 0 | 0 | 0 | 0 | 0
3530 | 0 | 0 | 0 | 0 | 0
3531 | 0 | 0 | 0 | 0 | 0
3532 | 0 | 0 | 0 | 0 | 0
3533 | 0 | 0 | 0 | 0 | 0
3534 | 0 | 0 | 0 | 0 | 0
3535 | 1415.654 | 0 | 439.32 | 976.334 | 0
3536 | 996.848 | 0 | 996.848 | 0 | 474.978
3537 | 1420.083 | 0 | 1420.083 | 0 | 994.159
3538 | 1718.45 | 0 | 1718.45 | 0 | 1368.936
3539 | 1514.737 | 0 | 1514.737 | 0 | 1109.832
3540 | 1481.469 | 0 | 1481.469 | 0 | 1619.311
3541 | 1629.559 | 0 | 1629.559 | 0 | 1500.635
3542 | 1581.445 | 0 | 1581.445 | 0 | 1314.368
3543 | 1376.542 | 0 | 1376.542 | 0 | 213.757
3544 | 1606.679 | 671.932 | 934.747 | 0 | 0
3545 | 1530.064 | 1174.911 | 355.153 | 0 | 0
3546 | 1776.413 | 1682.621 | 93.792 | 0 | 0
3547 | 1785.434 | 0 | 0 | 1785.434 | 0
3548 | 1460 | 0 | 0 | 1460 | 0
3549 | 1711.2 | 0 | 0 | 1711.2 | 0
3550 | 1587.2 | 0 | 0 | 1587.2 | 0
3551 | 1569.6 | 0 | 0 | 1569.6 | 0
3552 | 0 | 0 | 0 | 0 | 0
3553 | 0 | 0 | 0 | 0 | 0
3554 | 0 | 0 | 0 | 0 | 0
3555 | 0 | 0 | 0 | 0 | 0
3556 | 0 | 0 | 0 | 0 | 0
3557 | 0 | 0 | 0 | 0 | 0
3558 | 0 | 0 | 0 | 0 | 0
3559 | 1421.245 | 1421.245 | 0 | 0 | 350.251
3560 | 1472.409 | 1472.409 | 0 | 0 | 1306.168
3561 | 1472.679 | 1013.044 | 459.635 | 0 | 1572.171
3562 | 1255.664 | 0 | 1255.664 | 0 | 1089.929
3563 | 1306.374 | 0 | 1306.374 | 0 | 1543.121
3564 | 1147.369 | 0 | 1147.369 | 0 | 1796.003
3565 | 1451.78 | 0 | 1451.78 | 0 | 1371.732
3566 | 1625.359 | 1035.357 | 590.002 | 0 | 0
3567 | 1496.668 | 1261.915 | 234.753 | 0 | 0
3568 | 1406.455 | 1320.828 | 85.627 | 0 | 0
3569 | 1189.61 | 789.959 | 399.651 | 0 | 0
3570 | 1307.693 | 1118.886 | 188.807 | 0 | 0
3571 | 1408 | 0 | 0 | 1408 | 0
3572 | 1389.6 | 0 | 0 | 1389.6 | 0
3573 | 1545.6 | 0 | 0 | 1545.6 | 0
3574 | 1364 | 0 | 0 | 1364 | 0
3575 | 1421.6 | 0 | 0 | 1421.6 | 0
3576 | 0 | 0 | 0 | 0 | 0
3577 | 0 | 0 | 0 | 0 | 0
3578 | 0 | 0 | 0 | 0 | 0
3579 | 0 | 0 | 0 | 0 | 0
3580 | 0 | 0 | 0 | 0 | 0
3581 | 0 | 0 | 0 | 0 | 0
3582 | 0 | 0 | 0 | 0 | 0
3583 | 1709.965 | 1709.965 | 0 | 0 | 383.958
3584 | 1408.436 | 1408.436 | 0 | 0 | 1102.524
3585 | 1450.739 | 1443.012 | 7.727 | 0 | 1796.003
3586 | 1655.173 | 947.806 | 707.367 | 0 | 1659.813
3587 | 1645.765 | 0 | 1645.765 | 0 | 675.66
3588 | 1950.329 | 0 | 1950.329 | 0 | 850.768
3589 | 1604.172 | 0 | 1604.172 | 0 | 679.522
3590 | 1638.537 | 1352.884 | 285.653 | 0 | 0
3591 | 1750.351 | 1003.926 | 746.425 | 0 | 0
3592 | 1625.121 | 0 | 1625.121 | 0 | 69.699
3593 | 1456.088 | 545.075 | 911.013 | 0 | 0
3594 | 1657.048 | 1432.415 | 224.633 | 0 | 0
3595 | 1497.593 | 0 | 0 | 1497.593 | 0
3596 | 1270.4 | 0 | 0 | 1270.4 | 0
3597 | 1587.2 | 0 | 0 | 1587.2 | 0
3598 | 1514.4 | 0 | 0 | 1514.4 | 0
3599 | 1600.8 | 0 | 0 | 1600.8 | 0
3600 | 0 | 0 | 0 | 0 | 0
3601 | 0 | 0 | 0 | 0 | 0
3602 | 0 | 0 | 0 | 0 | 0
3603 | 0 | 0 | 0 | 0 | 0
3604 | 0 | 0 | 0 | 0 | 0
3605 | 0 | 0 | 0 | 0 | 0
3606 | 0 | 0 | 0 | 0 | 0
3607 | 1586.458 | 1152.919 | 433.539 | 0 | 0
3608 | 1339.324 | 0 | 1339.324 | 0 | 117.04
3609 | 1167.329 | 0 | 1167.329 | 0 | 1203.52
3610 | 1838.145 | 0 | 1838.145 | 0 | 1150.232
3611 | 1601.039 | 0 | 1601.039 | 0 | 1794.06
3612 | 1499.82 | 0 | 1499.819 | 0 | 1796.003
3613 | 1916.994 | 0 | 1916.994 | 0 | 1235.988
3614 | 1203.199 | 0 | 1203.199 | 0 | 1732.532
3615 | 1339.569 | 611.198 | 728.371 | 0 | 0
3616 | 1487.923 | 1393.477 | 94.446 | 0 | 0
3617 | 1570.841 | 1125.987 | 444.854 | 0 | 0
3618 | 1493.196 | 1334.868 | 158.328 | 0 | 0
3619 | 1175.793 | 0 | 0 | 1175.793 | 0
3620 | 1504 | 0 | 0 | 1504 | 0
3621 | 1400 | 0 | 0 | 1400 | 0
3622 | 1072 | 0 | 0 | 1072 | 0
3623 | 1568.8 | 0 | 0 | 1568.8 | 0
3624 | 0 | 0 | 0 | 0 | 0
3625 | 1048.116 | 1048.116 | 0 | 0 | 0
3626 | 1148.1467 | 1148.147 | 0 | 0 | 0
3627 | 1165.0637 | 1165.064 | 0 | 0 | 0
3628 | 1257.0037 | 1257.004 | 0 | 0 | 0
3629 | 1164.3282 | 1164.328 | 0 | 0 | 0
3630 | 1084.892 | 1084.892 | 0 | 0 | 0
3631 | 1136.1375 | 83.748 | 435.658 | 616.732 | 0
3632 | 857.2624 | 0 | 857.262 | 0 | 596.093
3633 | 1126.9766 | 0 | 1126.977 | 0 | 1264.912
3634 | 1088.1963 | 0 | 1088.196 | 0 | 879.66
3635 | 1073.6523 | 0 | 1073.652 | 0 | 1563.358
3636 | 1056.4835 | 0 | 1056.483 | 0 | 1261.178
3637 | 976.002 | 0 | 976.002 | 0 | 697.941
3638 | 1109.748 | 0 | 560.374 | 549.374 | 0
3639 | 1130.2855 | 0 | 1130.285 | 0 | 1159.14
3640 | 1121.2717 | 0 | 1062.737 | 58.535 | 0
3641 | 781.8035 | 0 | 337.133 | 444.671 | 0
3642 | 946.9489 | 0 | 107.231 | 839.718 | 0
3643 | 1087.8341 | 0 | 0 | 1087.834 | 0
3644 | 1190.0714 | 0 | 0 | 1190.071 | 0
3645 | 939.259 | 0 | 0 | 939.259 | 0
3646 | 1095.1893 | 0 | 0 | 1095.189 | 0
3647 | 1081.2144 | 0 | 0 | 1081.214 | 0
3648 | 159.6078 | 0 | 0 | 159.608 | 0
3649 | 82.3782 | 82.378 | 0 | 0 | 0
3650 | 157.4013 | 157.401 | 0 | 0 | 0
3651 | 100.7662 | 100.766 | 0 | 0 | 0
3652 | 105.1794 | 105.179 | 0 | 0 | 0
3653 | 78.7006 | 78.701 | 0 | 0 | 0
3654 | 81.6427 | 81.643 | 0 | 0 | 0
3655 | 78.8376 | 0 | 78.837 | 0 | 79.31
3656 | 193.0078 | 0 | 193.008 | 0 | 1263.469
3657 | 787.8808 | 0 | 787.881 | 0 | 118.867
3658 | 1235.6617 | 0 | 1235.661 | 0 | 829.745
3659 | 1134.1783 | 0 | 1134.178 | 0 | 401.812
3660 | 928.5379 | 0 | 928.538 | 0 | 1796.003
3661 | 1150.8718 | 0 | 1150.871 | 0 | 1796.003
3662 | 1024.287 | 0 | 1024.287 | 0 | 1613.552
3663 | 1039.8662 | 0 | 1039.867 | 0 | 1130.614
3664 | 1200.7723 | 401.188 | 799.584 | 0 | 0
3665 | 1211.6653 | 614.874 | 596.792 | 0 | 0
3666 | 1362.6896 | 1139.622 | 180.574 | 42.493 | 0
3667 | 1236.4091 | 0 | 0 | 1236.409 | 0
3668 | 1330.5557 | 0 | 0 | 1330.556 | 0
3669 | 1363.6541 | 0 | 0 | 1363.654 | 0
3670 | 988.5389 | 0 | 0 | 988.539 | 0
3671 | 1133.4363 | 0 | 0 | 1133.436 | 0
3672 | 1025.3149 | 0 | 0 | 1025.315 | 0
3673 | 1040.0253 | 1040.025 | 0 | 0 | 0
3674 | 1289.3666 | 1289.367 | 0 | 0 | 0
3675 | 807.601 | 807.601 | 0 | 0 | 0
3676 | 906.1606 | 906.161 | 0 | 0 | 0
3677 | 1054.7357 | 1054.736 | 0 | 0 | 0
3678 | 1198.1621 | 1198.162 | 0 | 0 | 0
3679 | 1087.0664 | 0 | 426.05 | 661.016 | 0
3680 | 1228.1419 | 0 | 1228.141 | 0 | 226.279
3681 | 1131.3953 | 0 | 1131.396 | 0 | 1267.892
3682 | 1253.8934 | 0 | 1253.893 | 0 | 1796.003
3683 | 1272.5121 | 0 | 1272.512 | 0 | 1796.003
3684 | 1338.8744 | 0 | 1338.873 | 0 | 1796.003
3685 | 1355.3308 | 0 | 1355.331 | 0 | 1777.698
3686 | 1295.2535 | 306.846 | 988.408 | 0 | 0
3687 | 1302.0681 | 227.932 | 1074.136 | 0 | 0
3688 | 1469.4209 | 685.147 | 784.274 | 0 | 0
3689 | 1487.386 | 1010.476 | 476.911 | 0 | 0
3690 | 1238.9154 | 1064.134 | 174.782 | 0 | 0
3691 | 1209.1949 | 0 | 0 | 1209.195 | 0
3692 | 1137.1139 | 0 | 0 | 1137.114 | 0
3693 | 1054.7357 | 0 | 0 | 1054.736 | 0
3694 | 1102.5445 | 0 | 0 | 1102.544 | 0
3695 | 1087.8341 | 0 | 0 | 1087.834 | 0
3696 | 1305.548 | 1160.412 | 0 | 145.136 | 0
3697 | 1315.1098 | 1315.11 | 0 | 0 | 0
3698 | 1071.6526 | 1071.653 | 0 | 0 | 0
3699 | 1255.5327 | 1255.533 | 0 | 0 | 0
3700 | 806.1299 | 806.13 | 0 | 0 | 0
3701 | 750.2304 | 750.23 | 0 | 0 | 0
3702 | 706.0992 | 706.099 | 0 | 0 | 0
3703 | 1144.1924 | 0 | 119.583 | 1024.61 | 0
3704 | 1174.6209 | 0 | 377.174 | 797.447 | 0
3705 | 1421.8944 | 0 | 991.749 | 430.145 | 0
3706 | 1445.488 | 0 | 1445.488 | 0 | 767.54
3707 | 1314.3991 | 0 | 1314.4 | 0 | 1577.548
3708 | 1630.578 | 0 | 1630.578 | 0 | 1007.131
3709 | 1339.1925 | 0 | 1339.192 | 0 | 1796.003
3710 | 1441.9686 | 0 | 1441.969 | 0 | 1796.003
3711 | 1484.2371 | 0 | 1484.237 | 0 | 1458.486
3712 | 1687.8042 | 0 | 1687.805 | 0 | 487.915
3713 | 1368.332 | 218.311 | 1150.021 | 0 | 0
3714 | 1435.4445 | 787.877 | 265.722 | 381.845 | 0
3715 | 1408.5208 | 0 | 0 | 1408.521 | 0
3716 | 1324.6715 | 0 | 0 | 1324.672 | 0
3717 | 1376.1579 | 0 | 0 | 1376.158 | 0
3718 | 889.2437 | 0 | 0 | 889.244 | 0
3719 | 1277.5983 | 0 | 0 | 1277.598 | 0
3720 | 914.2514 | 0 | 0 | 914.251 | 0
3721 | 1040.0253 | 1040.025 | 0 | 0 | 0
3722 | 1225.3763 | 1225.376 | 0 | 0 | 0
3723 | 1041.4963 | 1041.496 | 0 | 0 | 0
3724 | 1069.4461 | 1069.446 | 0 | 0 | 0
3725 | 1206.9883 | 1206.988 | 0 | 0 | 0
3726 | 1139.3205 | 1139.32 | 0 | 0 | 0
3727 | 968.3737 | 0 | 427.228 | 541.146 | 0
3728 | 1216.8397 | 0 | 1216.839 | 0 | 25.018
3729 | 1270.5584 | 0 | 1270.559 | 0 | 1117.696
3730 | 1288.7009 | 0 | 1288.701 | 0 | 1779.245
3731 | 1265.5835 | 0 | 1265.584 | 0 | 1638.986
3732 | 1527.2199 | 0 | 1527.22 | 0 | 1490.582
3733 | 1609.8915 | 0 | 1609.891 | 0 | 1048.385
3734 | 1684.8217 | 0 | 1684.822 | 0 | 1330.371
3735 | 1461.4939 | 0 | 1461.494 | 0 | 599.091
3736 | 1490.238 | 0 | 1490.238 | 0 | 0
3737 | 1239.2694 | 156.196 | 1083.073 | 0 | 0
3738 | 1422.6934 | 1224.612 | 198.082 | 0 | 0
3739 | 1531.3527 | 0 | 0 | 1531.353 | 0
3740 | 1093.7182 | 0 | 0 | 1093.718 | 0
3741 | 818.6338 | 0 | 0 | 818.634 | 0
3742 | 913.5158 | 0 | 0 | 913.516 | 0
3743 | 1149.6178 | 0 | 0 | 1149.618 | 0
3744 | 1036.3477 | 1036.348 | 0 | 0 | 0
3745 | 967.2088 | 967.209 | 0 | 0 | 0
3746 | 1274.6562 | 1274.656 | 0 | 0 | 0
3747 | 962.0602 | 962.06 | 0 | 0 | 0
3748 | 1158.444 | 1158.444 | 0 | 0 | 0
3749 | 1215.0791 | 1215.079 | 0 | 0 | 0
3750 | 663.439 | 663.439 | 0 | 0 | 0
3751 | 831.19 | 426.129 | 405.061 | 0 | 0
3752 | 900.2029 | 0 | 900.203 | 0 | 275.355
3753 | 1016.1898 | 0 | 1016.189 | 0 | 911.383
3754 | 1501.8804 | 0 | 1501.88 | 0 | 408.709
3755 | 1433.3713 | 0 | 1433.371 | 0 | 1796.003
3756 | 1371.731 | 0 | 1371.731 | 0 | 758.718
3757 | 1529.9046 | 496.57 | 1033.334 | 0 | 0
3758 | 1387.7571 | 1049.216 | 338.541 | 0 | 0
3759 | 1085.9861 | 508.404 | 577.583 | 0 | 0
3760 | 1513.4915 | 1031.403 | 482.089 | 0 | 0
3761 | 1215.0892 | 904.964 | 310.125 | 0 | 0
3762 | 1339.0123 | 1284.523 | 54.489 | 0 | 0
3763 | 1233.4671 | 0 | 0 | 1233.467 | 0
3764 | 1164.3282 | 0 | 0 | 1164.328 | 0
3765 | 1034.1411 | 0 | 0 | 1034.141 | 0
3766 | 1329.8202 | 0 | 0 | 1329.82 | 0
3767 | 1057.6778 | 0 | 0 | 1057.678 | 0
3768 | 1348.9437 | 1348.944 | 0 | 0 | 0
3769 | 972.3574 | 972.357 | 0 | 0 | 0
3770 | 1018.6952 | 1018.695 | 0 | 0 | 0
3771 | 1329.8202 | 1329.82 | 0 | 0 | 0
3772 | 1226.8474 | 1226.847 | 0 | 0 | 0
3773 | 759.7922 | 759.792 | 0 | 0 | 0
3774 | 961.3246 | 961.325 | 0 | 0 | 0
3775 | 883.3154 | 153.752 | 213.228 | 516.335 | 0
3776 | 819.4309 | 0 | 819.431 | 0 | 595.365
3777 | 938.7295 | 0 | 938.729 | 0 | 850.671
3778 | 1175.0134 | 0 | 1175.013 | 0 | 1741.874
3779 | 1296.981 | 0 | 1296.981 | 0 | 712.454
3780 | 1264.4646 | 0 | 1264.465 | 0 | 1796.003
3781 | 1379.1589 | 0 | 1379.158 | 0 | 1796.003
3782 | 1238.6166 | 0 | 1238.617 | 0 | 641.854
3783 | 1071.4449 | 0 | 1071.444 | 0 | 895.15
3784 | 1163.5669 | 0 | 1163.566 | 0 | 0
3785 | 930.6139 | 98.866 | 831.748 | 0 | 0
3786 | 930.0798 | 710.467 | 219.612 | 0 | 0
3787 | 892.9213 | 0 | 0 | 892.921 | 0
3788 | 1206.2528 | 0 | 0 | 1206.253 | 0
3789 | 1006.9269 | 0 | 0 | 1006.927 | 0
3790 | 984.8613 | 0 | 0 | 984.861 | 0
3791 | 1077.5368 | 0 | 0 | 1077.537 | 0
3792 | 956.176 | 956.176 | 0 | 0 | 0
3793 | 959.8536 | 959.854 | 0 | 0 | 0
3794 | 1045.1739 | 1045.174 | 0 | 0 | 0
3795 | 993.6875 | 993.688 | 0 | 0 | 0
3796 | 951.0274 | 367.357 | 0 | 583.671 | 0
3797 | 970.1509 | 0 | 0 | 970.151 | 0
3798 | 989.2744 | 0 | 0 | 989.274 | 0
3799 | 814.7659 | 0 | 412.927 | 401.839 | 0
3800 | 269.8053 | 0 | 269.805 | 0 | 982.234
3801 | 129.9866 | 0 | 129.987 | 0 | 1796.003
3802 | 207.7449 | 0 | 207.744 | 0 | 1796.003
3803 | 159.9664 | 0 | 159.966 | 0 | 1796.003
3804 | 171.8487 | 0 | 171.848 | 0 | 1796.003
3805 | 132.4947 | 0 | 132.495 | 0 | 863.129
3806 | 124.5833 | 0 | 124.583 | 0 | 0
3807 | 178.8941 | 0 | 178.894 | 0 | 0
3808 | 197.9358 | 0 | 197.936 | 0 | 0
3809 | 169.2818 | 0 | 169.281 | 0 | 0
3810 | 186.6658 | 0 | 186.666 | 0 | 0
3811 | 128.716 | 0 | 0 | 128.716 | 0
3812 | 181.6734 | 0 | 0 | 181.673 | 0
3813 | 183.1445 | 0 | 0 | 183.144 | 0
3814 | 100.0307 | 0 | 0 | 100.031 | 0
3815 | 90.469 | 0 | 0 | 90.469 | 0
3816 | 94.1466 | 0 | 0 | 94.147 | 0
3817 | 85.3203 | 0 | 0 | 85.32 | 0
3818 | 91.2045 | 0 | 0 | 91.204 | 0
3819 | 86.7914 | 0 | 0 | 86.791 | 0
3820 | 90.469 | 0 | 0 | 90.469 | 0
3821 | 85.3203 | 0 | 0 | 85.32 | 0
3822 | 86.0558 | 0 | 0 | 86.056 | 0
3823 | 73.9979 | 0 | 73.997 | 0 | 32.98
3824 | 92.8447 | 0 | 92.845 | 0 | 251.151
3825 | 624.5034 | 0 | 624.503 | 0 | 273.099
3826 | 1169.1854 | 0 | 1169.186 | 0 | 242.765
3827 | 1182.7428 | 0 | 1182.743 | 0 | 650.483
3828 | 1218.137 | 0 | 1218.137 | 0 | 0
3829 | 1041.8558 | 0 | 1041.856 | 0 | 0
3830 | 1119.2978 | 0 | 1119.298 | 0 | 0
3831 | 1117.0011 | 0 | 1117.001 | 0 | 0
3832 | 1182.9589 | 0 | 1182.959 | 0 | 0
3833 | 1307.3767 | 368.533 | 814.212 | 124.632 | 0
3834 | 1228.2872 | 0 | 224.836 | 1003.451 | 0
3835 | 1151.8243 | 0 | 0 | 1151.824 | 0
3836 | 1090.7762 | 0 | 0 | 1090.776 | 0
3837 | 1351.8858 | 0 | 0 | 1351.886 | 0
3838 | 1092.9827 | 0 | 0 | 1092.983 | 0
3839 | 716.3965 | 0 | 0 | 716.396 | 0
3840 | 1042.2318 | 0 | 0 | 1042.232 | 0
3841 | 806.8654 | 806.865 | 0 | 0 | 0
3842 | 816.4272 | 816.427 | 0 | 0 | 0
3843 | 912.0448 | 912.045 | 0 | 0 | 0
3844 | 945.1432 | 945.143 | 0 | 0 | 0
3845 | 937.788 | 937.788 | 0 | 0 | 0
3846 | 909.1027 | 909.103 | 0 | 0 | 0
3847 | 944.3424 | 0 | 405.089 | 539.254 | 0
3848 | 881.4527 | 0 | 881.452 | 0 | 361.284
3849 | 933.853 | 0 | 933.853 | 0 | 987.256
3850 | 994.1031 | 0 | 994.103 | 0 | 1559.867
3851 | 1339.2413 | 0 | 1339.241 | 0 | 1495.017
3852 | 1246.3699 | 0 | 1246.37 | 0 | 1796.003
3853 | 1003.5325 | 0 | 1003.532 | 0 | 1796.003
3854 | 1101.4945 | 0 | 1101.495 | 0 | 1033.945
3855 | 1463.9441 | 0 | 1463.944 | 0 | 0
3856 | 1017.2747 | 0 | 1017.274 | 0 | 0
3857 | 1145.9282 | 920.433 | 225.495 | 0 | 0
3858 | 1215.9093 | 431.083 | 26.388 | 758.439 | 0
3859 | 1031.199 | 0 | 0 | 1031.199 | 0
3860 | 1098.8669 | 0 | 0 | 1098.867 | 0
3861 | 1268.772 | 0 | 0 | 1268.772 | 0
3862 | 1276.1272 | 0 | 0 | 1276.127 | 0
3863 | 1315.8453 | 0 | 0 | 1315.845 | 0
3864 | 1015.0176 | 0 | 0 | 1015.018 | 0
3865 | 1181.9806 | 1181.981 | 0 | 0 | 0
3866 | 934.1104 | 934.11 | 0 | 0 | 0
3867 | 1097.3959 | 1097.396 | 0 | 0 | 0
3868 | 1369.5383 | 1369.538 | 0 | 0 | 0
3869 | 1001.0427 | 1001.043 | 0 | 0 | 0
3870 | 1035.6122 | 1035.612 | 0 | 0 | 0
3871 | 734.6806 | 0 | 385.513 | 349.167 | 0
3872 | 858.4429 | 0 | 858.443 | 0 | 262.485
3873 | 945.9468 | 0 | 945.947 | 0 | 786.863
3874 | 1313.9909 | 0 | 1313.991 | 0 | 935.641
3875 | 1203.8265 | 0 | 1203.826 | 0 | 1447.181
3876 | 1170.5985 | 0 | 1170.598 | 0 | 1796.003
3877 | 1180.2871 | 0 | 1180.286 | 0 | 1796.003
3878 | 935.0749 | 0 | 935.075 | 0 | 1796.003
3879 | 1443.3311 | 0 | 1443.332 | 0 | 209.196
3880 | 1115.1485 | 480.693 | 634.455 | 0 | 0
3881 | 1294.3433 | 931.814 | 362.529 | 0 | 0
3882 | 1231.2495 | 1029.917 | 201.333 | 0 | 0
3883 | 1327.6136 | 0 | 0 | 1327.614 | 0
3884 | 1377.629 | 0 | 0 | 1377.629 | 0
3885 | 1547.5341 | 0 | 0 | 1547.534 | 0
3886 | 1445.2968 | 0 | 0 | 1445.297 | 0
3887 | 1164.3282 | 0 | 0 | 1164.328 | 0
3888 | 1151.8243 | 1151.824 | 0 | 0 | 0
3889 | 1028.257 | 1028.257 | 0 | 0 | 0
3890 | 1179.7741 | 1179.774 | 0 | 0 | 0
3891 | 1259.2103 | 1259.21 | 0 | 0 | 0
3892 | 1282.0114 | 1282.011 | 0 | 0 | 0
3893 | 1181.9806 | 1181.981 | 0 | 0 | 0
3894 | 970.8864 | 970.886 | 0 | 0 | 0
3895 | 956.4739 | 956.474 | 0 | 0 | 415.756
3896 | 799.5406 | 799.541 | 0 | 0 | 1200.165
3897 | 1009.7099 | 1009.71 | 0 | 0 | 1378.08
3898 | 1208.6635 | 740.846 | 467.817 | 0 | 1796.003
3899 | 1010.5833 | 513.698 | 496.885 | 0 | 1137.991
3900 | 1237.7156 | 0 | 1237.716 | 0 | 189.736
3901 | 1291.5998 | 0 | 1291.599 | 0 | 1472.95
3902 | 1072.2006 | 812.722 | 259.479 | 0 | 0
3903 | 1315.8048 | 1131.467 | 184.338 | 0 | 0
3904 | 1295.1505 | 1070.664 | 224.486 | 0 | 0
3905 | 1370.3069 | 1255.807 | 114.5 | 0 | 0
3906 | 1281.582 | 1206.177 | 75.405 | 0 | 0
3907 | 1545.3275 | 0 | 0 | 1545.328 | 0
3908 | 1218.0211 | 0 | 0 | 1218.021 | 0
3909 | 1410.7274 | 0 | 0 | 1410.727 | 0
3910 | 1444.5613 | 0 | 0 | 1444.561 | 0
3911 | 1081.9499 | 0 | 0 | 1081.95 | 0
3912 | 1302.6059 | 1302.606 | 0 | 0 | 0
3913 | 1140.056 | 1140.056 | 0 | 0 | 0
3914 | 1240.0867 | 1240.087 | 0 | 0 | 0
3915 | 1393.0749 | 1393.075 | 0 | 0 | 0
3916 | 1256.2682 | 1256.268 | 0 | 0 | 0
3917 | 1270.2431 | 1270.243 | 0 | 0 | 0
3918 | 1252.5906 | 1252.591 | 0 | 0 | 0
3919 | 624.6762 | 402.382 | 222.295 | 0 | 0
3920 | 1045.7035 | 366.373 | 679.331 | 0 | 0
3921 | 811.5093 | 0 | 811.509 | 0 | 691.726
3922 | 397.7894 | 0 | 397.79 | 0 | 1541.103
3923 | 357.9482 | 0 | 357.948 | 0 | 1678.625
3924 | 364.5053 | 0 | 364.505 | 0 | 1796.003
3925 | 782.6071 | 0 | 782.607 | 0 | 1796.003
3926 | 1248.8063 | 230.387 | 1018.419 | 0 | 0
3927 | 1519.8933 | 766.019 | 753.874 | 0 | 0
3928 | 1361.4245 | 1036.705 | 324.719 | 0 | 0
3929 | 1399.7203 | 730.797 | 668.923 | 0 | 0
3930 | 1546.8023 | 1266.074 | 280.728 | 0 | 0
3931 | 1616.673 | 0 | 0 | 1616.673 | 0
3932 | 1468.8335 | 0 | 0 | 1468.833 | 0
3933 | 1634.3255 | 0 | 0 | 1634.325 | 0
3934 | 1700.5223 | 0 | 0 | 1700.522 | 0
3935 | 1246.7064 | 0 | 0 | 1246.706 | 0
3936 | 1177.5675 | 1177.568 | 0 | 0 | 0
3937 | 1148.1467 | 1148.147 | 0 | 0 | 0
3938 | 1455.5941 | 1455.594 | 0 | 0 | 0
3939 | 1526.204 | 1526.204 | 0 | 0 | 0
3940 | 902.483 | 902.483 | 0 | 0 | 0
3941 | 1237.1447 | 1237.145 | 0 | 0 | 0
3942 | 1238.6157 | 1238.616 | 0 | 0 | 0
3943 | 993.8319 | 993.832 | 0 | 0 | 250.007
3944 | 1094.5292 | 1094.529 | 0 | 0 | 766.367
3945 | 975.5698 | 975.57 | 0 | 0 | 1269.423
3946 | 1525.9328 | 334.708 | 1191.224 | 0 | 712.045
3947 | 1595.194 | 0 | 1595.194 | 0 | 825.889
3948 | 1689.2072 | 0 | 1689.207 | 0 | 536.178
3949 | 1412.9376 | 0 | 1412.937 | 0 | 727.294
3950 | 1322.0172 | 0 | 1322.017 | 0 | 1141.13
3951 | 1567.5485 | 0 | 1567.549 | 0 | 805.965
3952 | 1329.2253 | 0 | 1329.225 | 0 | 394.997
3953 | 1391.3492 | 785.694 | 605.655 | 0 | 0
3954 | 1660.1588 | 1468.957 | 191.201 | 0 | 0
3955 | 1308.4901 | 0 | 0 | 1308.49 | 0
3956 | 1471.04 | 0 | 0 | 1471.04 | 0
3957 | 1597.5495 | 0 | 0 | 1597.549 | 0
3958 | 1294.5152 | 0 | 0 | 1294.515 | 0
3959 | 1450.4455 | 0 | 0 | 1450.445 | 0
3960 | 1306.2835 | 1306.284 | 0 | 0 | 0
3961 | 956.176 | 956.176 | 0 | 0 | 0
3962 | 976.035 | 976.035 | 0 | 0 | 0
3963 | 779.6512 | 779.651 | 0 | 0 | 0
3964 | 1012.811 | 1012.811 | 0 | 0 | 0
3965 | 668.5877 | 668.588 | 0 | 0 | 0
3966 | 831.1376 | 831.138 | 0 | 0 | 0
3967 | 843.9182 | 629.512 | 214.406 | 0 | 0
3968 | 837.4805 | 183.151 | 654.329 | 0 | 0
3969 | 846.0043 | 0 | 846.004 | 0 | 379.185
3970 | 975.8383 | 0 | 975.839 | 0 | 773.363
3971 | 936.9532 | 0 | 936.953 | 0 | 1678.329
3972 | 911.1879 | 0 | 911.188 | 0 | 1317.516
3973 | 1051.1298 | 0 | 1051.13 | 0 | 952.214
3974 | 1012.9324 | 0 | 1012.932 | 0 | 788.583
3975 | 1027.0912 | 0 | 1027.091 | 0 | 935.412
3976 | 478.6691 | 0 | 478.669 | 0 | 526.254
3977 | 176.7969 | 0 | 176.797 | 0 | 553.698
3978 | 236.4577 | 0 | 146.23 | 90.228 | 0
3979 | 138.2778 | 0 | 0 | 138.278 | 0
3980 | 145.633 | 0 | 0 | 145.633 | 0
3981 | 115.4766 | 0 | 0 | 115.477 | 0
3982 | 110.328 | 0 | 0 | 110.328 | 0
3983 | 105.9149 | 0 | 0 | 105.915 | 0
3984 | 106.6504 | 0 | 0 | 106.65 | 0
3985 | 98.5597 | 0 | 0 | 98.56 | 0
3986 | 108.1214 | 0 | 0 | 108.121 | 0
3987 | 88.9979 | 0 | 0 | 88.998 | 0
3988 | 94.8821 | 0 | 0 | 94.882 | 0
3989 | 88.9979 | 0 | 0 | 88.998 | 0
3990 | 93.411 | 0 | 0 | 93.411 | 0
3991 | 80.6148 | 0 | 80.615 | 0 | 39.559
3992 | 145.6072 | 0 | 145.608 | 0 | 232.603
3993 | 662.3137 | 0 | 662.313 | 0 | 461.832
3994 | 881.3451 | 0 | 881.345 | 0 | 1221.984
3995 | 1021.1849 | 0 | 1021.184 | 0 | 710.728
3996 | 1073.9732 | 0 | 1073.973 | 0 | 0
3997 | 1076.9171 | 0 | 1076.917 | 0 | 0
3998 | 1076.9383 | 830.549 | 246.389 | 0 | 0
3999 | 1164.3879 | 998.6 | 165.788 | 0 | 0
4000 | 1132.1777 | 1035.433 | 96.745 | 0 | 0
4001 | 1128.9285 | 686.87 | 442.059 | 0 | 0
4002 | 1028.4225 | 836.46 | 191.962 | 0 | 0
4003 | 1248.913 | 0 | 0 | 1248.913 | 0
4004 | 980.4482 | 0 | 0 | 980.448 | 0
4005 | 989.2744 | 0 | 0 | 989.274 | 0
4006 | 925.2842 | 0 | 0 | 925.284 | 0
4007 | 992.2165 | 0 | 0 | 992.216 | 0
4008 | 1404.8432 | 1404.843 | 0 | 0 | 0
4009 | 1122.4035 | 1122.404 | 0 | 0 | 0
4010 | 848.7901 | 848.79 | 0 | 0 | 0
4011 | 1120.197 | 1120.197 | 0 | 0 | 0
4012 | 1104.0155 | 1104.016 | 0 | 0 | 0
4013 | 823.7824 | 823.782 | 0 | 0 | 0
4014 | 1180.5096 | 1180.51 | 0 | 0 | 0
4015 | 1004.4362 | 811.932 | 163.112 | 29.392 | 0
4016 | 1200.8854 | 0 | 511.97 | 688.915 | 0
4017 | 1296.0874 | 0 | 1275.807 | 20.28 | 0
4018 | 905.5732 | 0 | 905.573 | 0 | 868.461
4019 | 1261.7184 | 0 | 1261.719 | 0 | 1429.679
4020 | 1336.4693 | 0 | 1336.469 | 0 | 1672.272
4021 | 1087.4829 | 0 | 1087.483 | 0 | 1796.003
4022 | 1175.372 | 0 | 1175.372 | 0 | 771.517
4023 | 1147.4094 | 558.281 | 589.128 | 0 | 0
4024 | 998.7939 | 672.739 | 326.055 | 0 | 0
4025 | 1349.1184 | 1086.377 | 262.741 | 0 | 0
4026 | 1296.8027 | 1233.067 | 63.736 | 0 | 0
4027 | 1050.3226 | 0 | 0 | 1050.323 | 0
4028 | 905.4251 | 0 | 0 | 905.425 | 0
4029 | 1113.5773 | 0 | 0 | 1113.577 | 0
4030 | 1034.8766 | 0 | 0 | 1034.877 | 0
4031 | 1276.8627 | 0 | 0 | 1276.863 | 0
4032 | 906.1606 | 90.113 | 0 | 816.048 | 0
4033 | 1189.3358 | 1189.336 | 0 | 0 | 0
4034 | 1040.0253 | 1040.025 | 0 | 0 | 0
4035 | 1162.8571 | 1162.857 | 0 | 0 | 0
4036 | 711.9834 | 711.983 | 0 | 0 | 0
4037 | 1019.4307 | 1019.431 | 0 | 0 | 0
4038 | 675.2074 | 675.207 | 0 | 0 | 0
4039 | 747.1449 | 0 | 245.313 | 501.832 | 0
4040 | 1067.6514 | 0 | 761.329 | 306.322 | 0
4041 | 1143.193 | 0 | 1143.193 | 0 | 561.088
4042 | 1219.8369 | 0 | 1219.837 | 0 | 749.738
4043 | 1490.4715 | 0 | 1490.471 | 0 | 635.538
4044 | 1150.4507 | 0 | 1150.451 | 0 | 1404.398
4045 | 1240.471 | 0 | 1240.471 | 0 | 1579.418
4046 | 1223.9724 | 0 | 1223.972 | 0 | 1595.01
4047 | 1179.3466 | 0 | 1179.346 | 0 | 762.691
4048 | 1321.3359 | 0 | 1321.336 | 0 | 508.224
4049 | 1489.5089 | 1195.511 | 293.998 | 0 | 0
4050 | 1368.6657 | 1072.804 | 51.131 | 244.731 | 0
4051 | 1199.6331 | 0 | 0 | 1199.633 | 0
4052 | 1119.4615 | 0 | 0 | 1119.461 | 0
4053 | 1075.3302 | 0 | 0 | 1075.33 | 0
4054 | 1176.832 | 0 | 0 | 1176.832 | 0
4055 | 1138.585 | 0 | 0 | 1138.585 | 0
4056 | 1338.6464 | 0 | 0 | 1338.646 | 0
4057 | 1243.0288 | 1243.029 | 0 | 0 | 0
4058 | 1127.5522 | 1127.552 | 0 | 0 | 0
4059 | 1088.5696 | 1088.57 | 0 | 0 | 0
4060 | 1187.8648 | 1187.865 | 0 | 0 | 0
4061 | 1379.1 | 1379.1 | 0 | 0 | 0
4062 | 1313.6387 | 1313.639 | 0 | 0 | 0
4063 | 1192.7735 | 0 | 372.559 | 820.215 | 0
4064 | 1204.4444 | 0 | 1204.444 | 0 | 58.369
4065 | 914.0068 | 0 | 914.007 | 0 | 483.716
4066 | 1054.7081 | 0 | 1054.707 | 0 | 1796.003
4067 | 1164.4744 | 0 | 1164.474 | 0 | 1701.266
4068 | 1401.6253 | 0 | 1401.625 | 0 | 1722.985
4069 | 1428.7283 | 0 | 1428.728 | 0 | 1650.386
4070 | 1276.9675 | 0 | 1276.968 | 0 | 1616.65
4071 | 1519.5135 | 0 | 1519.513 | 0 | 0
4072 | 1443.7099 | 0 | 1443.71 | 0 | 0
4073 | 1342.0133 | 283.193 | 1058.821 | 0 | 0
4074 | 1332.7466 | 1080.751 | 251.996 | 0 | 0
4075 | 1262.1523 | 0 | 0 | 1262.152 | 0
4076 | 1451.9165 | 0 | 0 | 1451.916 | 0
4077 | 1443.0903 | 0 | 0 | 1443.09 | 0
4078 | 1423.9667 | 0 | 0 | 1423.967 | 0
4079 | 1318.0519 | 0 | 0 | 1318.052 | 0
4080 | 1204.7818 | 1204.782 | 0 | 0 | 0
4081 | 1000.3072 | 1000.307 | 0 | 0 | 0
4082 | 1279.8048 | 1279.805 | 0 | 0 | 0
4083 | 1320.9939 | 1320.994 | 0 | 0 | 0
4084 | 1414.405 | 1414.405 | 0 | 0 | 0
4085 | 1349.6792 | 1349.679 | 0 | 0 | 0
4086 | 1217.2856 | 1217.286 | 0 | 0 | 0
4087 | 842.1704 | 550.376 | 291.795 | 0 | 0
4088 | 1414.8031 | 524.876 | 889.928 | 0 | 0
4089 | 1229.2948 | 0 | 1229.294 | 0 | 1126.126
4090 | 1233.0561 | 0 | 1233.056 | 0 | 1796.003
4091 | 1290.0993 | 0 | 1290.099 | 0 | 1425.596
4092 | 1374.5232 | 0 | 1374.524 | 0 | 20.438
4093 | 1301.6783 | 0 | 1301.678 | 0 | 1672.144
4094 | 1473.8341 | 887.777 | 586.057 | 0 | 0
4095 | 1200.2556 | 8.836 | 1191.42 | 0 | 0
4096 | 1652.6215 | 1494.018 | 158.604 | 0 | 0
4097 | 1554.1529 | 1430.75 | 123.403 | 0 | 0
4098 | 1601.1342 | 1570.03 | 31.104 | 0 | 0
4099 | 1579.897 | 0 | 0 | 1579.897 | 0
4100 | 1123.8746 | 0 | 0 | 1123.875 | 0
4101 | 1184.1872 | 0 | 0 | 1184.187 | 0
4102 | 1214.3435 | 0 | 0 | 1214.344 | 0
4103 | 1265.0944 | 0 | 0 | 1265.094 | 0
4104 | 1221.6987 | 1221.699 | 0 | 0 | 0
4105 | 1285.689 | 1285.689 | 0 | 0 | 0
4106 | 1382.7776 | 1382.778 | 0 | 0 | 0
4107 | 1180.5096 | 1180.51 | 0 | 0 | 0
4108 | 1251.1195 | 1251.12 | 0 | 0 | 0
4109 | 1314.3743 | 1314.374 | 0 | 0 | 0
4110 | 1123.8746 | 1123.875 | 0 | 0 | 0
4111 | 1094.6009 | 712.237 | 382.363 | 0 | 0
4112 | 1132.8406 | 154.452 | 978.389 | 0 | 0
4113 | 1145.5301 | 0 | 1145.53 | 0 | 94.62
4114 | 1243.3736 | 0 | 1243.374 | 0 | 1104.71
4115 | 952.8174 | 0 | 952.817 | 0 | 1781.98
4116 | 1336.7828 | 0 | 1336.783 | 0 | 1110.705
4117 | 1269.4781 | 0 | 1269.478 | 0 | 1466.503
4118 | 1515.3156 | 0 | 1515.315 | 0 | 1191.877
4119 | 1178.0217 | 0 | 1178.022 | 0 | 1141.02
4120 | 1291.1281 | 495.776 | 795.352 | 0 | 0
4121 | 1202.7821 | 296.716 | 906.066 | 0 | 0
4122 | 1153.1952 | 1035.472 | 117.723 | 0 | 0
4123 | 1228.3184 | 0 | 0 | 1228.318 | 0
4124 | 785.5354 | 0 | 0 | 785.535 | 0
4125 | 1207.7239 | 0 | 0 | 1207.724 | 0
4126 | 1132.7008 | 0 | 0 | 1132.701 | 0
4127 | 1078.2723 | 0 | 0 | 1078.272 | 0
4128 | 1233.4671 | 1233.467 | 0 | 0 | 0
4129 | 1003.9848 | 1003.985 | 0 | 0 | 0
4130 | 1147.4112 | 1147.411 | 0 | 0 | 0
4131 | 1050.3226 | 1050.323 | 0 | 0 | 0
4132 | 1001.0427 | 1001.043 | 0 | 0 | 0
4133 | 899.541 | 899.541 | 0 | 0 | 0
4134 | 956.9115 | 554.677 | 0 | 402.235 | 0
4135 | 789.213 | 0 | 175.875 | 613.338 | 0
4136 | 1053.7961 | 0 | 556.576 | 497.22 | 0
4137 | 1095.8283 | 0 | 1095.828 | 0 | 347.3
4138 | 1072.8488 | 0 | 1072.849 | 0 | 849.534
4139 | 1035.489 | 0 | 1035.489 | 0 | 904.238
4140 | 1331.4199 | 0 | 518.18 | 813.24 | 0
4141 | 846.3463 | 0 | 572.01 | 274.337 | 0
4142 | 916.9976 | 0 | 916.998 | 0 | 258.526
4143 | 791.3395 | 0 | 180.783 | 610.557 | 0
4144 | 216.0103 | 0 | 95.798 | 120.212 | 0
4145 | 168.3081 | 0 | 144.596 | 23.712 | 0
4146 | 126.4653 | 0 | 15.225 | 111.24 | 0
4147 | 136.0712 | 0 | 0 | 136.071 | 0
4148 | 92.6755 | 0 | 0 | 92.676 | 0
4149 | 88.2624 | 0 | 0 | 88.262 | 0
4150 | 94.1466 | 0 | 0 | 94.147 | 0
4151 | 83.8493 | 0 | 0 | 83.849 | 0
4152 | 91.94 | 0 | 0 | 91.94 | 0
4153 | 82.3782 | 82.378 | 0 | 0 | 0
4154 | 88.2624 | 88.262 | 0 | 0 | 0
4155 | 82.3782 | 82.378 | 0 | 0 | 0
4156 | 82.3782 | 82.378 | 0 | 0 | 0
4157 | 83.8493 | 83.849 | 0 | 0 | 0
4158 | 84.5848 | 84.585 | 0 | 0 | 0
4159 | 66.9323 | 0 | 66.932 | 0 | 53.242
4160 | 82.3874 | 0 | 82.387 | 0 | 561.512
4161 | 584.9195 | 0 | 584.92 | 0 | 713.844
4162 | 1157.201 | 0 | 1157.201 | 0 | 364.223
4163 | 1150.5013 | 0 | 1150.501 | 0 | 1089.45
4164 | 990.4614 | 0 | 990.461 | 0 | 1733.867
4165 | 1247.0319 | 0 | 1247.031 | 0 | 1796.003
4166 | 1015.0755 | 0 | 1015.075 | 0 | 1796.003
4167 | 1035.2371 | 0 | 1035.238 | 0 | 921.231
4168 | 965.4739 | 0 | 965.473 | 0 | 0
4169 | 874.7245 | 99.207 | 775.518 | 0 | 0
4170 | 1044.9992 | 873.801 | 171.198 | 0 | 0
4171 | 962.7957 | 0 | 0 | 962.796 | 0
4172 | 1037.8187 | 0 | 0 | 1037.819 | 0
4173 | 715.661 | 0 | 0 | 715.661 | 0
4174 | 1001.7782 | 0 | 0 | 1001.778 | 0
4175 | 876.0043 | 0 | 0 | 876.004 | 0
4176 | 918.6645 | 918.664 | 0 | 0 | 0
4177 | 882.624 | 882.624 | 0 | 0 | 0
4178 | 1200.3686 | 1200.369 | 0 | 0 | 0
4179 | 1074.5947 | 1074.595 | 0 | 0 | 0
4180 | 1248.913 | 1248.913 | 0 | 0 | 0
4181 | 1179.0386 | 1179.039 | 0 | 0 | 0
4182 | 1068.7106 | 1068.711 | 0 | 0 | 0
4183 | 955.4405 | 647.874 | 307.567 | 0 | 0
4184 | 993.9174 | 49.101 | 944.817 | 0 | 0
4185 | 746.5353 | 0 | 746.536 | 0 | 422.001
4186 | 1054.2475 | 745.374 | 308.874 | 0 | 0
4187 | 1269.1333 | 0 | 1269.134 | 0 | 591.029
4188 | 1079.2074 | 0 | 1079.207 | 0 | 795.86
4189 | 1049.5751 | 0 | 1049.575 | 0 | 157.324
4190 | 1119.0192 | 260.066 | 858.953 | 0 | 0
4191 | 1490.9597 | 620.647 | 870.313 | 0 | 0
4192 | 567.8021 | 0 | 567.803 | 0 | 433.137
4193 | 1329.9719 | 300.571 | 1029.401 | 0 | 0
4194 | 1208.3058 | 958.102 | 250.204 | 0 | 0
4195 | 1031.9346 | 0 | 0 | 1031.935 | 0
4196 | 898.0699 | 0 | 0 | 898.07 | 0
4197 | 1109.1642 | 0 | 0 | 1109.164 | 0
4198 | 1198.8976 | 0 | 0 | 1198.898 | 0
4199 | 1042.9674 | 0 | 0 | 1042.967 | 0
4200 | 873.0622 | 873.062 | 0 | 0 | 0
4201 | 1123.8746 | 1123.875 | 0 | 0 | 0
4202 | 782.5933 | 782.593 | 0 | 0 | 0
4203 | 1155.5019 | 1155.502 | 0 | 0 | 0
4204 | 1004.7203 | 1004.72 | 0 | 0 | 0
4205 | 945.8787 | 945.879 | 0 | 0 | 0
4206 | 1001.0427 | 1001.043 | 0 | 0 | 0
4207 | 1244.4999 | 493.623 | 356.573 | 394.304 | 0
4208 | 641.0608 | 0 | 641.061 | 0 | 363.237
4209 | 822.6911 | 0 | 822.691 | 0 | 1438.605
4210 | 1162.7946 | 0 | 1162.794 | 0 | 1796.003
4211 | 1141.8157 | 0 | 1141.816 | 0 | 1545.446
4212 | 1203.114 | 0 | 1203.114 | 0 | 1573.894
4213 | 999.0366 | 0 | 999.036 | 0 | 1714.512
4214 | 1206.6721 | 0 | 1206.672 | 0 | 597.677
4215 | 1353.2033 | 0 | 1353.204 | 0 | 0
4216 | 1525.3618 | 0 | 1525.362 | 0 | 0
4217 | 1270.7349 | 470.932 | 750.375 | 49.428 | 0
4218 | 1248.3052 | 0 | 235.976 | 1012.329 | 0
4219 | 1187.8648 | 0 | 0 | 1187.865 | 0
4220 | 1119.4615 | 0 | 0 | 1119.461 | 0
4221 | 1184.1872 | 0 | 0 | 1184.187 | 0
4222 | 1246.7064 | 0 | 0 | 1246.706 | 0
4223 | 890.7147 | 0 | 0 | 890.715 | 0
4224 | 1162.1216 | 0 | 0 | 1162.122 | 0
4225 | 1210.6659 | 1210.666 | 0 | 0 | 0
4226 | 1075.3302 | 1075.33 | 0 | 0 | 0
4227 | 1067.2395 | 1067.24 | 0 | 0 | 0
4228 | 1099.6024 | 1099.602 | 0 | 0 | 0
4229 | 772.296 | 772.296 | 0 | 0 | 0
4230 | 1059.8843 | 1059.884 | 0 | 0 | 0
4231 | 649.4642 | 0 | 388.844 | 260.621 | 0
4232 | 882.1064 | 0 | 882.107 | 0 | 434.722
4233 | 827.5326 | 0 | 827.532 | 0 | 1438.17
4234 | 1054.0186 | 0 | 1054.018 | 0 | 1796.003
4235 | 1307.932 | 0 | 1307.932 | 0 | 1796.003
4236 | 1422.7357 | 0 | 1422.736 | 0 | 1796.003
4237 | 1374.2539 | 0 | 1374.254 | 0 | 1768.474
4238 | 1156.3257 | 0 | 1156.325 | 0 | 0
4239 | 1129.0885 | 0 | 1129.089 | 0 | 0
4240 | 1626.5602 | 0 | 1626.56 | 0 | 0
4241 | 1795.9293 | 670.364 | 1125.565 | 0 | 0
4242 | 1420.2091 | 1250.212 | 169.998 | 0 | 0
4243 | 1461.4783 | 0 | 0 | 1461.478 | 0
4244 | 1213.608 | 0 | 0 | 1213.608 | 0
4245 | 1603.4336 | 0 | 0 | 1603.434 | 0
4246 | 1394.5459 | 0 | 0 | 1394.546 | 0
4247 | 1470.3045 | 0 | 0 | 1470.304 | 0
4248 | 1418.0826 | 964.931 | 0 | 453.152 | 0
4249 | 1318.7874 | 1318.787 | 0 | 0 | 0
4250 | 1217.2856 | 1217.286 | 0 | 0 | 0
4251 | 1218.7567 | 1218.757 | 0 | 0 | 0
4252 | 1394.5459 | 1394.546 | 0 | 0 | 0
4253 | 1187.1293 | 1187.129 | 0 | 0 | 0
4254 | 1418.0826 | 1418.083 | 0 | 0 | 0
4255 | 920.1355 | 0 | 403.224 | 516.912 | 0
4256 | 761.6585 | 0 | 761.659 | 0 | 561.915
4257 | 976.5554 | 0 | 976.556 | 0 | 1302.231
4258 | 1245.0055 | 0 | 1245.006 | 0 | 1738.288
4259 | 1420.1043 | 0 | 1420.104 | 0 | 1796.003
4260 | 1490.1332 | 0 | 1490.132 | 0 | 1796.003
4261 | 860.9694 | 0 | 860.969 | 0 | 1796.003
4262 | 1268.3941 | 0 | 1268.394 | 0 | 38.931
4263 | 1179.3631 | 0 | 1179.363 | 0 | 0
4264 | 1177.8001 | 0 | 1177.8 | 0 | 0
4265 | 933.8677 | 0 | 933.867 | 0 | 0
4266 | 1077.5727 | 538.867 | 96.373 | 442.333 | 0
4267 | 1109.8997 | 0 | 0 | 1109.9 | 0
4268 | 1127.5522 | 0 | 0 | 1127.552 | 0
4269 | 1183.4517 | 0 | 0 | 1183.452 | 0
4270 | 1332.0267 | 0 | 0 | 1332.027 | 0
4271 | 1148.1467 | 0 | 0 | 1148.147 | 0
4272 | 1170.2123 | 0 | 0 | 1170.212 | 0
4273 | 1298.1928 | 1298.193 | 0 | 0 | 0
4274 | 1256.2682 | 1256.268 | 0 | 0 | 0
4275 | 1237.1447 | 1237.145 | 0 | 0 | 0
4276 | 1329.0847 | 1329.085 | 0 | 0 | 0
4277 | 1320.2584 | 1320.258 | 0 | 0 | 0
4278 | 1256.2682 | 1256.268 | 0 | 0 | 0
4279 | 957.647 | 0 | 357.835 | 599.812 | 0
4280 | 1212.8063 | 0 | 1212.806 | 0 | 110.632
4281 | 817.3512 | 0 | 817.351 | 0 | 1466.659
4282 | 1350.9121 | 0 | 1350.912 | 0 | 1637.741
4283 | 1576.5504 | 0 | 1576.549 | 0 | 1796.003
4284 | 1514.752 | 0 | 1514.751 | 0 | 1796.003
4285 | 1347.5913 | 0 | 1347.59 | 0 | 1796.003
4286 | 1384.7626 | 0 | 1384.763 | 0 | 426.335
4287 | 1490.5497 | 0 | 1490.55 | 0 | 0
4288 | 1528.8197 | 160.173 | 1368.647 | 0 | 0
4289 | 1453.0225 | 1278.1 | 174.922 | 0 | 0
4290 | 1062.5736 | 1062.574 | 0 | 0 | 0
4291 | 1421.0247 | 0 | 0 | 1421.025 | 0
4292 | 1195.22 | 0 | 0 | 1195.22 | 0
4293 | 1395.2815 | 0 | 0 | 1395.281 | 0
4294 | 1417.3471 | 0 | 0 | 1417.347 | 0
4295 | 1162.8571 | 0 | 0 | 1162.857 | 0
4296 | 1393.0749 | 1393.075 | 0 | 0 | 0
4297 | 1050.3226 | 1050.323 | 0 | 0 | 0
4298 | 1021.6373 | 1021.637 | 0 | 0 | 0
4299 | 1457.0651 | 1457.065 | 0 | 0 | 0
4300 | 1272.4496 | 1272.45 | 0 | 0 | 0
4301 | 1186.3938 | 1186.394 | 0 | 0 | 0
4302 | 1309.2256 | 733.992 | 0 | 575.234 | 0
4303 | 1074.5947 | 0 | 128.125 | 946.47 | 0
4304 | 998.1356 | 0 | 998.135 | 0 | 353.697
4305 | 975.2784 | 0 | 975.278 | 0 | 1346.463
4306 | 1046.5245 | 0 | 1046.524 | 0 | 1796.003
4307 | 950.4987 | 0 | 950.498 | 0 | 1796.003
4308 | 1002.5404 | 0 | 1002.539 | 0 | 1796.003
4309 | 1043.7397 | 0 | 1043.74 | 0 | 1796.003
4310 | 1077.3961 | 0 | 1077.397 | 0 | 145.204
4311 | 1015.4608 | 0 | 1015.461 | 0 | 0
4312 | 206.3667 | 0 | 206.367 | 0 | 0
4313 | 168.6547 | 0 | 168.655 | 0 | 0
4314 | 147.1628 | 0 | 0 | 147.163 | 0
4315 | 189.7642 | 0 | 0 | 189.764 | 0
4316 | 137.5422 | 0 | 0 | 137.542 | 0
4317 | 106.6504 | 0 | 0 | 106.65 | 0
4318 | 100.7662 | 0 | 0 | 100.766 | 0
4319 | 91.2045 | 0 | 0 | 91.204 | 0
4320 | 100.0307 | 0 | 0 | 100.031 | 0
4321 | 92.6755 | 0 | 0 | 92.676 | 0
4322 | 100.7662 | 0 | 0 | 100.766 | 0
4323 | 91.94 | 0 | 0 | 91.94 | 0
4324 | 95.6176 | 0 | 0 | 95.618 | 0
4325 | 86.0558 | 0 | 0 | 86.056 | 0
4326 | 93.411 | 0 | 0 | 93.411 | 0
4327 | 86.0558 | 0 | 86.056 | 0 | 264.916
4328 | 91.951 | 0 | 91.951 | 0 | 1249.536
4329 | 200.9569 | 0 | 200.957 | 0 | 80.976
4330 | 878.5446 | 0 | 878.545 | 0 | 0
4331 | 1068.5028 | 0 | 1068.502 | 0 | 0
4332 | 1462.838 | 0 | 1462.838 | 0 | 0
4333 | 1268.6028 | 0 | 1268.603 | 0 | 0
4334 | 1480.9778 | 0 | 1480.977 | 0 | 0
4335 | 1662.323 | 0 | 1662.323 | 0 | 0
4336 | 1889.88 | 92.399 | 1797.481 | 0 | 0
4337 | 1479.2732 | 1439.936 | 39.337 | 0 | 0
4338 | 1404.2291 | 1303.918 | 100.311 | 0 | 0
4339 | 1635.7965 | 0 | 0 | 1635.796 | 0
4340 | 1688.7539 | 0 | 0 | 1688.754 | 0
4341 | 1451.9165 | 0 | 0 | 1451.916 | 0
4342 | 1428.3799 | 0 | 0 | 1428.38 | 0
4343 | 1283.4824 | 0 | 0 | 1283.482 | 0
4344 | 1275.3917 | 1275.392 | 0 | 0 | 0
4345 | 1141.0098 | 1141.01 | 0 | 0 | 0
4346 | 1317.8249 | 1317.825 | 0 | 0 | 0
4347 | 1357.1939 | 1357.194 | 0 | 0 | 0
4348 | 1237.7056 | 1237.706 | 0 | 0 | 0
4349 | 1136.175 | 1136.175 | 0 | 0 | 0
4350 | 1195.5738 | 1195.574 | 0 | 0 | 0
4351 | 1022.9029 | 694.747 | 328.156 | 0 | 0
4352 | 1129.8233 | 166.913 | 962.91 | 0 | 0
4353 | 1224.9167 | 0 | 1224.917 | 0 | 385.859
4354 | 1366.0648 | 0 | 1366.065 | 0 | 948.745
4355 | 1337.9229 | 0 | 1337.923 | 0 | 1796.003
4356 | 1315.4265 | 0 | 1315.426 | 0 | 1796.003
4357 | 1307.2764 | 0 | 1307.277 | 0 | 1728.686
4358 | 1149.254 | 0 | 1149.254 | 0 | 1260.931
4359 | 1075.5123 | 0 | 1075.512 | 0 | 51.569
4360 | 1067.8206 | 0 | 1067.82 | 0 | 241.672
4361 | 1122.6445 | 1082.558 | 40.086 | 0 | 0
4362 | 1180.3883 | 1012.312 | 168.076 | 0 | 0
4363 | 1047.7675 | 0 | 0 | 1047.767 | 0
4364 | 988.3687 | 0 | 0 | 988.369 | 0
4365 | 1236.3242 | 0 | 0 | 1236.324 | 0
4366 | 1285.3627 | 0 | 0 | 1285.363 | 0
4367 | 1237.0149 | 0 | 0 | 1237.015 | 0
4368 | 955.9065 | 257.214 | 0 | 698.692 | 0
4369 | 1144.4632 | 1144.463 | 0 | 0 | 0
4370 | 1100.2595 | 1100.259 | 0 | 0 | 0
4371 | 1259.8074 | 1259.807 | 0 | 0 | 0
4372 | 1195.5738 | 1195.574 | 0 | 0 | 0
4373 | 1084.3737 | 1084.374 | 0 | 0 | 0
4374 | 1230.7987 | 1230.799 | 0 | 0 | 0
4375 | 855.7574 | 0 | 213.713 | 642.045 | 0
4376 | 848.1616 | 0 | 843.519 | 4.643 | 0
4377 | 955.36 | 0 | 955.36 | 0 | 403.995
4378 | 1003.5499 | 0 | 691.271 | 312.279 | 0
4379 | 826.6632 | 0 | 826.663 | 0 | 1480.844
4380 | 1123.7505 | 0 | 1123.75 | 0 | 1796.003
4381 | 1103.3684 | 0 | 1103.368 | 0 | 1796.003
4382 | 1414.2487 | 0 | 1414.249 | 0 | 1383.67
4383 | 1156.956 | 0 | 1156.956 | 0 | 851.899
4384 | 1089.7222 | 0 | 1089.722 | 0 | 705.64
4385 | 1137.5314 | 965.984 | 171.547 | 0 | 0
4386 | 926.8434 | 914.691 | 0 | 12.152 | 0
4387 | 835.7275 | 0 | 0 | 835.728 | 0
4388 | 1471.8474 | 0 | 0 | 1471.847 | 0
4389 | 1105.0942 | 0 | 0 | 1105.094 | 0
4390 | 823.2952 | 0 | 0 | 823.295 | 0
4391 | 927.5885 | 0 | 0 | 927.588 | 0
4392 | 973.8643 | 0 | 0 | 973.864 | 0
4393 | 1145.1539 | 1145.154 | 0 | 0 | 0
4394 | 1047.7675 | 1047.767 | 0 | 0 | 0
4395 | 804.6468 | 804.647 | 0 | 0 | 0
4396 | 1138.2471 | 1138.247 | 0 | 0 | 0
4397 | 993.2035 | 993.203 | 0 | 0 | 0
4398 | 968.3388 | 968.339 | 0 | 0 | 0
4399 | 1081.611 | 0 | 337.583 | 744.028 | 0
4400 | 1051.0551 | 0 | 1051.056 | 0 | 296.038
4401 | 1124.1761 | 0 | 1124.176 | 0 | 36.562
4402 | 1099.9253 | 0 | 1099.925 | 0 | 1215.172
4403 | 1173.32 | 0 | 1173.32 | 0 | 1427.21
4404 | 1174.9733 | 0 | 1174.973 | 0 | 1796.003
4405 | 1130.4682 | 0 | 1130.468 | 0 | 792.382
4406 | 1162.7327 | 0 | 1162.733 | 0 | 1796.003
4407 | 1439.1789 | 0 | 1439.179 | 0 | 312.457
4408 | 1406.8437 | 421.282 | 985.562 | 0 | 0
4409 | 1304.5051 | 877.993 | 426.512 | 0 | 0
4410 | 1480.7011 | 1480.701 | 0 | 0 | 0
4411 | 1355.1218 | 0 | 0 | 1355.122 | 0
4412 | 982.8432 | 0 | 0 | 982.843 | 0
4413 | 1227.3453 | 0 | 0 | 1227.345 | 0
4414 | 1230.108 | 0 | 0 | 1230.108 | 0
4415 | 1073.3228 | 0 | 0 | 1073.323 | 0
4416 | 1058.8184 | 1058.818 | 0 | 0 | 0
4417 | 752.1548 | 752.155 | 0 | 0 | 0
4418 | 1158.2769 | 1158.277 | 0 | 0 | 0
4419 | 1156.8955 | 1156.896 | 0 | 0 | 0
4420 | 1170.7092 | 1170.709 | 0 | 0 | 0
4421 | 1391.7281 | 1391.728 | 0 | 0 | 0
4422 | 1459.4151 | 1459.415 | 0 | 0 | 0
4423 | 1333.7106 | 1034.551 | 299.159 | 0 | 0
4424 | 1049.1048 | 63.103 | 986.002 | 0 | 0
4425 | 1288.2412 | 0 | 1288.241 | 0 | 1052.906
4426 | 1625.402 | 0 | 1625.402 | 0 | 143.876
4427 | 1252.525 | 0 | 1252.525 | 0 | 112.831
4428 | 1499.6906 | 0 | 1499.69 | 0 | 491.691
4429 | 1174.5986 | 0 | 1174.598 | 0 | 456.159
4430 | 1162.5522 | 0 | 1162.551 | 0 | 1796.003
4431 | 1383.5979 | 0 | 1383.598 | 0 | 1330.959
4432 | 1184.4607 | 1088.437 | 96.023 | 0 | 0
4433 | 1396.2434 | 613.186 | 783.057 | 0 | 0
4434 | 1222.7384 | 1133.916 | 88.822 | 0 | 0
4435 | 1330.2572 | 0 | 0 | 1330.257 | 0
4436 | 1078.8483 | 0 | 0 | 1078.848 | 0
4437 | 1160.349 | 0 | 0 | 1160.349 | 0
4438 | 1320.5876 | 0 | 0 | 1320.588 | 0
4439 | 1039.4793 | 0 | 0 | 1039.479 | 0
4440 | 1082.9924 | 615.471 | 0 | 467.521 | 0
4441 | 1015.996 | 1015.996 | 0 | 0 | 0
4442 | 1259.1168 | 1259.117 | 0 | 0 | 0
4443 | 955.2158 | 955.216 | 0 | 0 | 0
4444 | 1254.9727 | 1254.973 | 0 | 0 | 0
4445 | 1275.6932 | 1275.693 | 0 | 0 | 0
4446 | 932.4233 | 932.423 | 0 | 0 | 0
4447 | 1058.1277 | 0 | 372.249 | 685.879 | 0
4448 | 793.1348 | 0 | 793.134 | 0 | 548.454
4449 | 1186.5863 | 0 | 1186.587 | 0 | 1154.386
4450 | 1347.1392 | 0 | 1347.139 | 0 | 1734.443
4451 | 1551.5661 | 0 | 1551.566 | 0 | 1796.003
4452 | 1023.2024 | 0 | 1023.202 | 0 | 1796.003
4453 | 1250.4936 | 0 | 1250.494 | 0 | 1372.841
4454 | 1279.245 | 0 | 1279.246 | 0 | 627.244
4455 | 790.3815 | 0 | 790.381 | 0 | 0
4456 | 1057.9646 | 0 | 1057.965 | 0 | 0
4457 | 1309.8432 | 770.566 | 539.277 | 0 | 0
4458 | 1349.9434 | 1135.386 | 214.558 | 0 | 0
4459 | 1201.79 | 0 | 0 | 1201.79 | 0
4460 | 1417.2834 | 0 | 0 | 1417.283 | 0
4461 | 1335.092 | 0 | 0 | 1335.092 | 0
4462 | 1290.1975 | 0 | 0 | 1290.198 | 0
4463 | 1175.544 | 0 | 0 | 1175.544 | 0
4464 | 1105.7849 | 1105.785 | 0 | 0 | 0
4465 | 1215.6037 | 1215.604 | 0 | 0 | 0
4466 | 895.1263 | 895.126 | 0 | 0 | 0
4467 | 966.2668 | 966.267 | 0 | 0 | 0
4468 | 1008.3985 | 1008.399 | 0 | 0 | 0
4469 | 1040.17 | 1040.17 | 0 | 0 | 0
4470 | 973.1736 | 27.4 | 0 | 945.773 | 0
4471 | 1027.7377 | 0 | 279.984 | 747.754 | 0
4472 | 181.6015 | 0 | 181.601 | 0 | 738.146
4473 | 87.356 | 0 | 87.356 | 0 | 1453.486
4474 | 0 | 0 | -0.001 | 0 | 1796.003
4475 | 0 | 0 | 0 | 0 | 1796.003
4476 | 0 | 0 | -0.001 | 0 | 1796.003
4477 | 0 | 0 | 0.001 | 0 | 1449.734
4478 | 0 | 0 | 0 | 0 | 0
4479 | 0 | 0 | 0 | 0 | 0
4480 | 0 | 0 | 0 | 0 | 0
4481 | 0 | 0 | 0 | 0 | 0
4482 | 0 | 0 | 0 | 0 | 0
4483 | 0 | 0 | 0 | 0 | 0
4484 | 0 | 0 | 0 | 0 | 0
4485 | 118.7976 | 0 | 0 | 118.798 | 0
4486 | 193.3915 | 0 | 0 | 193.391 | 0
4487 | 241.0487 | 0 | 0 | 241.049 | 0
4488 | 237.5953 | 0 | 0 | 237.595 | 0
4489 | 234.8325 | 0 | 0 | 234.833 | 0
4490 | 251.4089 | 0 | 0 | 251.409 | 0
4491 | 171.9803 | 0 | 0 | 171.98 | 0
4492 | 178.8871 | 0 | 0 | 178.887 | 0
4493 | 246.5742 | 0 | 0 | 246.574 | 0
4494 | 227.9257 | 0 | 0 | 227.926 | 0
4495 | 274.8922 | 0 | 274.892 | 0 | 40.084
4496 | 119.5695 | 0 | 119.57 | 0 | 1157.235
4497 | 639.3445 | 0 | 639.345 | 0 | 1142.471
4498 | 1147.0671 | 0 | 1147.067 | 0 | 0
4499 | 1141.3284 | 0 | 1141.328 | 0 | 0
4500 | 1174.7929 | 0 | 1174.793 | 0 | 0
4501 | 1161.3384 | 0 | 1161.338 | 0 | 0
4502 | 906.2351 | 0 | 906.235 | 0 | 0
4503 | 844.8066 | 0 | 604.765 | 240.041 | 0
4504 | 961.5296 | 0 | 961.53 | 0 | 267.14
4505 | 1098.1261 | 1062.227 | 35.9 | 0 | 0
4506 | 934.1267 | 890.519 | 43.608 | 0 | 0
4507 | 1015.996 | 0 | 0 | 1015.996 | 0
4508 | 813.6256 | 0 | 0 | 813.626 | 0
4509 | 770.8032 | 0 | 0 | 770.803 | 0
4510 | 861.9735 | 0 | 0 | 861.974 | 0
4511 | 1115.4545 | 0 | 0 | 1115.455 | 0
4512 | 933.114 | 648.403 | 0 | 284.711 | 0
4513 | 1098.8781 | 1098.878 | 0 | 0 | 0
4514 | 1076.0855 | 1076.086 | 0 | 0 | 0
4515 | 1114.0731 | 1114.073 | 0 | 0 | 0
4516 | 739.0318 | 739.032 | 0 | 0 | 0
4517 | 871.6431 | 871.643 | 0 | 0 | 0
4518 | 1126.5055 | 1126.505 | 0 | 0 | 0
4519 | 891.6729 | 0 | 295.271 | 596.402 | 0
4520 | 1175.0536 | 0 | 962.47 | 212.583 | 0
4521 | 977.329 | 0 | 977.329 | 0 | 560.774
4522 | 1380.4794 | 0 | 1380.479 | 0 | 245.674
4523 | 1327.1344 | 0 | 1327.134 | 0 | 1280.417
4524 | 1231.0111 | 0 | 1122.906 | 108.105 | 0
4525 | 1202.3589 | 0 | 1202.358 | 0 | 1796.003
4526 | 1118.7189 | 0 | 1118.719 | 0 | 1480.42
4527 | 1397.5799 | 0 | 1397.58 | 0 | 1068.841
4528 | 1387.754 | 41.692 | 1346.062 | 0 | 0
4529 | 1404.902 | 1352.611 | 52.291 | 0 | 0
4530 | 1178.5865 | 1043.525 | 135.062 | 0 | 0
4531 | 1232.8708 | 0 | 0 | 1232.871 | 0
4532 | 1013.2333 | 0 | 0 | 1013.233 | 0
4533 | 1301.9392 | 0 | 0 | 1301.939 | 0
4534 | 1252.9006 | 0 | 0 | 1252.901 | 0
4535 | 1488.4238 | 0 | 0 | 1488.424 | 0
4536 | 1379.9864 | 1379.986 | 0 | 0 | 0
4537 | 1263.2609 | 1263.261 | 0 | 0 | 0
4538 | 1365.4821 | 1365.482 | 0 | 0 | 0
4539 | 1331.6386 | 1331.639 | 0 | 0 | 0
4540 | 1141.0098 | 1141.01 | 0 | 0 | 0
4541 | 1093.3526 | 1093.353 | 0 | 0 | 0
4542 | 949.6904 | 949.69 | 0 | 0 | 0
4543 | 966.9575 | 645.045 | 321.913 | 0 | 0
4544 | 843.7136 | 0 | 843.713 | 0 | 243.766
4545 | 1005.3405 | 0 | 1005.34 | 0 | 877.655
4546 | 1563.6281 | 0 | 1563.628 | 0 | 1495.381
4547 | 1371.9495 | 0 | 1371.949 | 0 | 1796.003
4548 | 1263.6571 | 0 | 1263.657 | 0 | 1458.028
4549 | 1241.5078 | 411.828 | 829.68 | 0 | 0
4550 | 1242.3884 | 868.905 | 373.483 | 0 | 0
4551 | 1546.4283 | 1170.855 | 375.574 | 0 | 0
4552 | 1391.9206 | 1189.044 | 202.877 | 0 | 0
4553 | 1102.5551 | 979.794 | 122.761 | 0 | 0
4554 | 1208.6278 | 1095.029 | 113.598 | 0 | 0
4555 | 1185.9043 | 0 | 0 | 1185.904 | 0
4556 | 1010.4706 | 0 | 0 | 1010.471 | 0
4557 | 1031.1911 | 0 | 0 | 1031.191 | 0
4558 | 1206.6248 | 0 | 0 | 1206.625 | 0
4559 | 1274.3118 | 0 | 0 | 1274.312 | 0
4560 | 1225.2732 | 438.588 | 0 | 786.686 | 0
4561 | 1292.9603 | 1292.96 | 0 | 0 | 0
4562 | 1131.3402 | 1131.34 | 0 | 0 | 0
4563 | 1158.2769 | 1158.277 | 0 | 0 | 0
4564 | 1222.5105 | 1222.511 | 0 | 0 | 0
4565 | 826.7486 | 826.749 | 0 | 0 | 0
4566 | 1008.3985 | 1008.399 | 0 | 0 | 0
4567 | 964.1947 | 0 | 360.021 | 604.173 | 0
4568 | 949.7888 | 0 | 949.788 | 0 | 201.934
4569 | 1299.4648 | 0 | 1299.465 | 0 | 465.306
4570 | 1185.0608 | 0 | 1185.061 | 0 | 864.996
4571 | 1494.3067 | 0 | 1494.307 | 0 | 1090.142
4572 | 1253.3755 | 0 | 1253.374 | 0 | 1796.003
4573 | 1225.6264 | 0 | 1225.626 | 0 | 1768.075
4574 | 1352.7545 | 0 | 1352.755 | 0 | 1067.793
4575 | 1293.0716 | 0 | 1293.072 | 0 | 1166.244
4576 | 998.7617 | 0 | 998.762 | 0 | 608.881
4577 | 1126.9881 | 444.789 | 682.199 | 0 | 0
4578 | 1225.8163 | 1103.433 | 122.383 | 0 | 0
4579 | 1032.5724 | 0 | 0 | 1032.572 | 0
4580 | 1021.5215 | 0 | 0 | 1021.521 | 0
4581 | 1216.2944 | 0 | 0 | 1216.294 | 0
4582 | 1219.0571 | 0 | 0 | 1219.057 | 0
4583 | 1163.1117 | 0 | 0 | 1163.112 | 0
4584 | 1101.6408 | 1101.641 | 0 | 0 | 0
4585 | 1022.2122 | 1022.212 | 0 | 0 | 0
4586 | 1254.9727 | 1254.973 | 0 | 0 | 0
4587 | 1133.4123 | 1133.412 | 0 | 0 | 0
4588 | 973.1736 | 973.174 | 0 | 0 | 0
4589 | 1258.4261 | 1258.426 | 0 | 0 | 0
4590 | 1203.862 | 1203.862 | 0 | 0 | 0
4591 | 1112.6918 | 913.641 | 199.051 | 0 | 0
4592 | 1002.4448 | 586.058 | 416.387 | 0 | 0
4593 | 715.8188 | 0 | 715.819 | 0 | 155.66
4594 | 888.077 | 0 | 888.077 | 0 | 1085.797
4595 | 1386.1353 | 0 | 1386.135 | 0 | 1045.361
4596 | 1199.0566 | 0 | 1199.057 | 0 | 1344.567
4597 | 1228.0489 | 0 | 1228.049 | 0 | 717.211
4598 | 1402.9448 | 0 | 1402.945 | 0 | 942.124
4599 | 1345.1535 | 0 | 1345.153 | 0 | 210.976
4600 | 1550.7356 | 1442.518 | 108.217 | 0 | 0
4601 | 1497.0151 | 1453.058 | 43.957 | 0 | 0
4602 | 1191.2752 | 1175.892 | 15.383 | 0 | 0
4603 | 1230.7987 | 0 | 0 | 1230.799 | 0
4604 | 1251.5192 | 0 | 0 | 1251.519 | 0
4605 | 1339.2361 | 0 | 0 | 1339.236 | 0
4606 | 1237.0149 | 0 | 0 | 1237.015 | 0
4607 | 1361.338 | 0 | 0 | 1361.338 | 0
4608 | 1507.763 | 899.989 | 0 | 607.774 | 0
4609 | 607.8018 | 607.802 | 0 | 0 | 0
4610 | 762.515 | 762.515 | 0 | 0 | 0
4611 | 928.2792 | 928.279 | 0 | 0 | 0
4612 | 756.9896 | 756.99 | 0 | 0 | 0
4613 | 800.5026 | 800.503 | 0 | 0 | 0
4614 | 622.3062 | 622.306 | 0 | 0 | 0
4615 | 551.1658 | 0 | 174.365 | 376.801 | 0
4616 | 537.6301 | 0 | 537.63 | 0 | 804.623
4617 | 520.8758 | 0 | 520.875 | 0 | 1796.003
4618 | 948.3591 | 0 | 948.359 | 0 | 1796.003
4619 | 845.2702 | 0 | 845.27 | 0 | 1796.003
4620 | 618.959 | 0 | 618.959 | 0 | 1796.003
4621 | 587.2298 | 0 | 587.23 | 0 | 1040.74
4622 | 673.7052 | 0 | 673.705 | 0 | 0
4623 | 761.9789 | 0 | 761.979 | 0 | 0
4624 | 727.5949 | 631.56 | 96.035 | 0 | 0
4625 | 423.3979 | 358.637 | 64.761 | 0 | 0
4626 | 585.8407 | 566.423 | 19.418 | 0 | 0
4627 | 736.9597 | 0 | 0 | 736.96 | 0
4628 | 609.1832 | 0 | 0 | 609.183 | 0
4629 | 715.5485 | 0 | 0 | 715.549 | 0
4630 | 707.951 | 0 | 0 | 707.951 | 0
4631 | 652.0056 | 0 | 0 | 652.006 | 0
4632 | 602.2764 | 602.276 | 0 | 0 | 0
4633 | 1192.8111 | 1192.811 | 0 | 0 | 0
4634 | 1270.8584 | 1270.858 | 0 | 0 | 0
4635 | 1317.8249 | 1062.965 | 0 | 254.86 | 0
4636 | 1299.8671 | 0 | 0 | 1299.867 | 0
4637 | 1154.1328 | 0 | 0 | 1154.133 | 0
4638 | 1298.4857 | 0 | 0 | 1298.486 | 0
4639 | 998.7289 | 0 | 314.289 | 684.44 | 0
4640 | 130.6101 | 0 | 130.61 | 0 | 1206.561
4641 | 175.9232 | 0 | 175.923 | 0 | 1796.003
4642 | 234.3197 | 0 | 234.319 | 0 | 1796.003
4643 | 194.8402 | 0 | 194.84 | 0 | 1796.003
4644 | 182.0764 | 0 | 182.076 | 0 | 1508.596
4645 | 203.5454 | 0 | 203.546 | 0 | 926.209
4646 | 203.7794 | 0 | 203.78 | 0 | 0
4647 | 223.5096 | 0 | 223.51 | 0 | 0
4648 | 227.8445 | 0 | 227.845 | 0 | 0
4649 | 436.2411 | 0 | 60.282 | 375.96 | 0
4650 | 395.2318 | 0 | 257.27 | 137.962 | 0
4651 | 255.553 | 0 | 0 | 255.553 | 0
4652 | 228.6164 | 0 | 0 | 228.616 | 0
4653 | 206.5145 | 0 | 0 | 206.514 | 0
4654 | 243.8114 | 0 | 0 | 243.811 | 0
4655 | 205.1331 | 0 | 0 | 205.133 | 0
4656 | 192.7008 | 0 | 0 | 192.701 | 0
4657 | 223.7816 | 0 | 0 | 223.782 | 0
4658 | 188.5567 | 0 | 0 | 188.557 | 0
4659 | 172.671 | 0 | 0 | 172.671 | 0
4660 | 181.6499 | 0 | 0 | 181.65 | 0
4661 | 106.3653 | 0 | 0 | 106.365 | 0
4662 | 155.4039 | 0 | 0 | 155.404 | 0
4663 | 132.6113 | 0 | 132.612 | 0 | 189.797
4664 | 210.6517 | 0 | 210.652 | 0 | 1104.03
4665 | 378.0493 | 0 | 378.049 | 0 | 1796.003
4666 | 837.0277 | 0 | 837.028 | 0 | 109.376
4667 | 1269.6825 | 0 | 1269.683 | 0 | 0
4668 | 1312.5904 | 0 | 1312.591 | 0 | 0
4669 | 1239.8562 | 0 | 1239.856 | 0 | 0
4670 | 1427.338 | 0 | 1427.338 | 0 | 0
4671 | 1379.6333 | 0 | 1379.633 | 0 | 0
4672 | 1408.1145 | 0 | 1408.114 | 0 | 0
4673 | 1482.0911 | 226.609 | 1255.482 | 0 | 0
4674 | 1357.8284 | 1050.899 | 306.93 | 0 | 0
4675 | 1372.3889 | 0 | 0 | 1372.389 | 0
4676 | 1344.7616 | 0 | 0 | 1344.762 | 0
4677 | 1383.4399 | 0 | 0 | 1383.44 | 0
4678 | 1246.6844 | 0 | 0 | 1246.684 | 0
4679 | 1187.2856 | 0 | 0 | 1187.286 | 0
4680 | 944.1649 | 41.729 | 0 | 902.436 | 0
4681 | 1060.1998 | 1060.2 | 0 | 0 | 0
4682 | 1112.0011 | 1112.001 | 0 | 0 | 0
4683 | 985.6059 | 985.606 | 0 | 0 | 0
4684 | 1117.5266 | 1117.527 | 0 | 0 | 0
4685 | 919.991 | 919.991 | 0 | 0 | 0
4686 | 716.2392 | 716.239 | 0 | 0 | 0
4687 | 888.9102 | 0 | 212.473 | 676.437 | 0
4688 | 709.9428 | 0 | 709.943 | 0 | 457.382
4689 | 511.2727 | 0 | 511.272 | 0 | 1796.003
4690 | 207.6748 | 0 | 207.674 | 0 | 1796.003
4691 | 138.7688 | 0 | 138.768 | 0 | 1796.003
4692 | 202.4179 | 0 | 202.417 | 0 | 1796.003
4693 | 689.9172 | 0 | 689.918 | 0 | 1387.981
4694 | 1105.1745 | 0 | 1105.174 | 0 | 0
4695 | 1065.5889 | 0 | 1065.588 | 0 | 0
4696 | 1205.8909 | 0 | 1205.891 | 0 | 0
4697 | 1007.9081 | 0 | 573.092 | 434.816 | 0
4698 | 1302.5098 | 0 | 143.3 | 1159.21 | 0
4699 | 973.1736 | 0 | 0 | 973.174 | 0
4700 | 879.9313 | 0 | 0 | 879.931 | 0
4701 | 879.2406 | 0 | 0 | 879.241 | 0
4702 | 925.5164 | 0 | 0 | 925.516 | 0
4703 | 1076.0855 | 0 | 0 | 1076.086 | 0
4704 | 1077.4669 | 0 | 0 | 1077.467 | 0
4705 | 1165.8744 | 1165.874 | 0 | 0 | 0
4706 | 1019.4494 | 1019.449 | 0 | 0 | 0
4707 | 1090.5899 | 1090.59 | 0 | 0 | 0
4708 | 797.7399 | 797.74 | 0 | 0 | 0
4709 | 1000.1103 | 1000.11 | 0 | 0 | 0
4710 | 815.6977 | 793.176 | 0 | 22.522 | 0
4711 | 1003.5637 | 0 | 318.092 | 685.471 | 0
4712 | 951.6977 | 0 | 951.698 | 0 | 356.949
4713 | 1121.6603 | 0 | 1121.66 | 0 | 676.604
4714 | 1083.6407 | 0 | 1083.64 | 0 | 1351.992
4715 | 1503.6577 | 0 | 1503.657 | 0 | 1144.972
4716 | 1480.6329 | 0 | 1480.633 | 0 | 1563.822
4717 | 1652.4707 | 0 | 1652.47 | 0 | 1205.144
4718 | 1615.0866 | 0 | 1615.086 | 0 | 1409.59
4719 | 1540.0611 | 0 | 1540.062 | 0 | 1320.302
4720 | 1743.6635 | 223.332 | 1520.331 | 0 | 0
4721 | 1217.598 | 640.776 | 576.822 | 0 | 0
4722 | 1425.4723 | 1341.44 | 84.032 | 0 | 0
4723 | 1408.9952 | 0 | 0 | 1408.995 | 0
4724 | 1178.3067 | 0 | 0 | 1178.307 | 0
4725 | 1460.1058 | 0 | 0 | 1460.106 | 0
4726 | 1165.1837 | 0 | 0 | 1165.184 | 0
4727 | 1237.7056 | 0 | 0 | 1237.706 | 0
4728 | 1343.3802 | 1343.38 | 0 | 0 | 0
4729 | 1258.4261 | 1258.426 | 0 | 0 | 0
4730 | 1290.1975 | 1290.198 | 0 | 0 | 0
4731 | 1518.8139 | 1518.814 | 0 | 0 | 0
4732 | 1493.2586 | 1493.259 | 0 | 0 | 0
4733 | 1221.1291 | 1221.129 | 0 | 0 | 0
4734 | 1216.2944 | 1216.294 | 0 | 0 | 0
4735 | 1270.1677 | 163.82 | 314.593 | 791.754 | 0
4736 | 1420.868 | 0 | 1054.533 | 366.335 | 0
4737 | 1032.7373 | 0 | 1032.737 | 0 | 721.282
4738 | 983.6487 | 0 | 983.649 | 0 | 1328.073
4739 | 1036.9712 | 0 | 1036.971 | 0 | 1567.442
4740 | 1264.5447 | 0 | 1264.544 | 0 | 1349.194
4741 | 1287.5099 | 0 | 1287.509 | 0 | 1747.101
4742 | 1054.9635 | 0 | 1054.964 | 0 | 1754.219
4743 | 1243.8855 | 257.495 | 986.39 | 0 | 0
4744 | 986.9251 | 178.117 | 808.808 | 0 | 0
4745 | 1104.938 | 101.271 | 1003.667 | 0 | 0
4746 | 1034.1178 | 539.593 | 0 | 494.525 | 0
4747 | 840.5623 | 0 | 0 | 840.562 | 0
4748 | 1201.79 | 0 | 0 | 1201.79 | 0
4749 | 714.1672 | 0 | 0 | 714.167 | 0
4750 | 1128.5775 | 0 | 0 | 1128.578 | 0
4751 | 844.7064 | 0 | 0 | 844.706 | 0
4752 | 1005.6358 | 0 | 0 | 1005.636 | 0
4753 | 1029.119 | 1029.119 | 0 | 0 | 0
4754 | 1085.7551 | 1085.755 | 0 | 0 | 0
4755 | 1188.667 | 1188.667 | 0 | 0 | 0
4756 | 1035.3352 | 1035.335 | 0 | 0 | 0
4757 | 943.4742 | 943.474 | 0 | 0 | 0
4758 | 1012.5426 | 1012.543 | 0 | 0 | 0
4759 | 1096.806 | 0 | 27.825 | 1068.981 | 0
4760 | 934.3477 | 0 | 119.859 | 814.489 | 0
4761 | 1094.2419 | 0 | 1094.242 | 0 | 745.754
4762 | 1260.8348 | 0 | 1260.835 | 0 | 1273.92
4763 | 1083.1262 | 0 | 1083.126 | 0 | 1398.109
4764 | 1249.8858 | 0 | 1249.886 | 0 | 1602.201
4765 | 1115.5132 | 0 | 1115.513 | 0 | 1796.003
4766 | 1150.3401 | 0 | 1150.34 | 0 | 1510.579
4767 | 1467.4236 | 0 | 1467.423 | 0 | 702.809
4768 | 1501.2835 | 0 | 1501.284 | 0 | 0
4769 | 1430.4064 | 262.168 | 1168.238 | 0 | 0
4770 | 1592.421 | 1259.098 | 333.323 | 0 | 0
4771 | 1372.3889 | 0 | 0 | 1372.389 | 0
4772 | 1328.8758 | 0 | 0 | 1328.876 | 0
4773 | 1486.3518 | 0 | 0 | 1486.352 | 0
4774 | 1364.1007 | 0 | 0 | 1364.101 | 0
4775 | 1410.3765 | 0 | 0 | 1410.377 | 0
4776 | 1210.7689 | 873.497 | 0 | 337.272 | 0
4777 | 1007.0171 | 1007.017 | 0 | 0 | 0
4778 | 820.5325 | 820.532 | 0 | 0 | 0
4779 | 1060.8905 | 1060.89 | 0 | 0 | 0
4780 | 1237.7056 | 1237.706 | 0 | 0 | 0
4781 | 960.7413 | 960.741 | 0 | 0 | 0
4782 | 1200.4086 | 1200.409 | 0 | 0 | 0
4783 | 1122.3613 | 0 | 308.293 | 814.068 | 0
4784 | 1070.4651 | 0 | 1070.466 | 0 | 278.403
4785 | 1185.2757 | 0 | 1185.276 | 0 | 1185.55
4786 | 1241.5501 | 0 | 1241.55 | 0 | 968.824
4787 | 1273.3423 | 0 | 1273.342 | 0 | 1456.08
4788 | 1429.0673 | 0 | 1429.067 | 0 | 1796.003
4789 | 1265.5332 | 0 | 1265.533 | 0 | 1470.369
4790 | 1185.2801 | 0 | 1185.28 | 0 | 1645.659
4791 | 1296.2238 | 0 | 1296.225 | 0 | 228.486
4792 | 1491.7106 | 0 | 1491.711 | 0 | 0
4793 | 1623.4698 | 916.646 | 706.823 | 0 | 0
4794 | 1365.0331 | 1349.661 | 15.372 | 0 | 0
4795 | 1483.589 | 0 | 0 | 1483.589 | 0
4796 | 1207.3155 | 0 | 0 | 1207.315 | 0
4797 | 1394.4908 | 0 | 0 | 1394.491 | 0
4798 | 1198.3366 | 0 | 0 | 1198.337 | 0
4799 | 1087.8272 | 0 | 0 | 1087.827 | 0
4800 | 982.8432 | 982.843 | 0 | 0 | 0
4801 | 1308.846 | 1308.846 | 0 | 0 | 0
4802 | 1232.1801 | 1232.18 | 0 | 0 | 0
4803 | 1165.8744 | 1165.874 | 0 | 0 | 0
4804 | 1230.108 | 1230.108 | 0 | 0 | 0
4805 | 1178.9974 | 1178.997 | 0 | 0 | 0
4806 | 1110.6197 | 157.517 | 0 | 953.102 | 0
4807 | 929.6605 | 0 | 140.888 | 788.773 | 0
4808 | 777.6212 | 0 | 777.622 | 0 | 542.684
4809 | 947.273 | 0 | 947.273 | 0 | 770.937
4810 | 1179.9083 | 0 | 1179.908 | 0 | 251.043
4811 | 1059.5877 | 0 | 1059.587 | 0 | 1422.769
4812 | 1194.5136 | 0 | 1194.513 | 0 | 1101.268
4813 | 1267.6269 | 0 | 1267.627 | 0 | 1610.228
4814 | 887.0799 | 0 | 887.079 | 0 | 1796.003
4815 | 1241.5596 | 0 | 1241.559 | 0 | 1318.637
4816 | 536.721 | 0 | 536.721 | 0 | 215.806
4817 | 511.4393 | 0 | 511.439 | 0 | 0
4818 | 220.4508 | 0 | 220.451 | 0 | 0
4819 | 219.6375 | 0 | 0 | 219.637 | 0
4820 | 234.8325 | 0 | 0 | 234.833 | 0
4821 | 155.4039 | 0 | 0 | 155.404 | 0
4822 | 212.04 | 0 | 0 | 212.04 | 0
4823 | 91.1703 | 0 | 0 | 91.17 | 0
4824 | 85.6448 | 0 | 0 | 85.645 | 0
4825 | 78.738 | 0 | 0 | 78.738 | 0
4826 | 84.9541 | 0 | 0 | 84.954 | 0
4827 | 77.3566 | 0 | 0 | 77.357 | 0
4828 | 82.1914 | 0 | 0 | 82.191 | 0
4829 | 78.738 | 0 | 0 | 78.738 | 0
4830 | 83.5728 | 0 | 0 | 83.573 | 0
4831 | 66.9963 | 0 | 66.997 | 0 | 210.491
4832 | 81.1985 | 0 | 81.198 | 0 | 868.233
4833 | 713.0577 | 0 | 713.058 | 0 | 573.118
4834 | 1109.9109 | 0 | 1109.911 | 0 | 0
4835 | 1211.7488 | 0 | 1211.749 | 0 | 0
4836 | 1105.1884 | 0 | 1105.188 | 0 | 0
4837 | 969.134 | 0 | 969.134 | 0 | 0
4838 | 1192.262 | 0 | 1192.262 | 0 | 0
4839 | 1204.9136 | 0 | 1204.914 | 0 | 0
4840 | 1193.8661 | 0 | 1193.866 | 0 | 0
4841 | 893.7415 | 205.045 | 688.696 | 0 | 0
4842 | 898.8077 | 818.224 | 80.584 | 0 | 0
4843 | 882.694 | 0 | 0 | 882.694 | 0
4844 | 1020.8308 | 0 | 0 | 1020.831 | 0
4845 | 1455.9617 | 0 | 0 | 1455.962 | 0
4846 | 774.9473 | 0 | 0 | 774.947 | 0
4847 | 1051.2209 | 0 | 0 | 1051.221 | 0
4848 | 1114.0731 | 1114.073 | 0 | 0 | 0
4849 | 966.9575 | 966.957 | 0 | 0 | 0
4850 | 895.1263 | 895.126 | 0 | 0 | 0
4851 | 941.4022 | 941.402 | 0 | 0 | 0
4852 | 939.3301 | 939.33 | 0 | 0 | 0
4853 | 1111.3104 | 1111.31 | 0 | 0 | 0
4854 | 1126.5055 | 1126.505 | 0 | 0 | 0
4855 | 1100.2595 | 504.373 | 317.845 | 278.042 | 0
4856 | 882.8235 | 0 | 858.147 | 24.677 | 0
4857 | 886.201 | 0 | 886.201 | 0 | 607.297
4858 | 1103.5739 | 0 | 1103.574 | 0 | 641.148
4859 | 1112.4017 | 0 | 1112.401 | 0 | 1333.047
4860 | 1166.9312 | 0 | 1166.932 | 0 | 1317.228
4861 | 990.0065 | 0 | 990.006 | 0 | 1796.003
4862 | 1284.0444 | 0 | 1284.044 | 0 | 260.325
4863 | 1002.3878 | 0 | 1002.388 | 0 | 152.918
4864 | 1384.9171 | 520.425 | 864.492 | 0 | 0
4865 | 1471.9052 | 958.73 | 315.867 | 197.308 | 0
4866 | 1181.0885 | 0 | 219.826 | 961.262 | 0
4867 | 1185.2136 | 0 | 0 | 1185.214 | 0
4868 | 1040.17 | 0 | 0 | 1040.17 | 0
4869 | 1251.5192 | 0 | 0 | 1251.519 | 0
4870 | 1156.8955 | 0 | 0 | 1156.896 | 0
4871 | 1042.9327 | 0 | 0 | 1042.933 | 0
4872 | 1049.8395 | 0 | 0 | 1049.84 | 0
4873 | 880.622 | 880.622 | 0 | 0 | 0
4874 | 931.0419 | 931.042 | 0 | 0 | 0
4875 | 782.5449 | 782.545 | 0 | 0 | 0
4876 | 743.1759 | 743.176 | 0 | 0 | 0
4877 | 860.5921 | 860.592 | 0 | 0 | 0
4878 | 848.8505 | 848.851 | 0 | 0 | 0
4879 | 506.2713 | 0 | 277.978 | 228.293 | 0
4880 | 90.0212 | 0 | 90.021 | 0 | 751.058
4881 | 76.9871 | 0 | 76.987 | 0 | 1796.003
4882 | 90.8526 | 0 | 90.852 | 0 | 1796.003
4883 | 77.379 | 0 | 77.379 | 0 | 1796.003
4884 | 103.2926 | 0 | 103.292 | 0 | 1796.003
4885 | 71.5652 | 0 | 71.565 | 0 | 1094.306
4886 | 75.749 | 0 | 75.749 | 0 | 0
4887 | 91.6762 | 0 | 91.676 | 0 | 0
4888 | 85.3392 | 0 | 85.339 | 0 | 0
4889 | 76.2014 | 0 | 76.202 | 0 | 0
4890 | 81.8383 | 0 | 81.839 | 0 | 0
4891 | 78.0473 | 0 | 0 | 78.047 | 0
4892 | 82.8821 | 0 | 0 | 82.882 | 0
4893 | 75.2845 | 0 | 0 | 75.285 | 0
4894 | 79.4286 | 0 | 0 | 79.429 | 0
4895 | 75.9752 | 0 | 0 | 75.975 | 0
4896 | 78.738 | 0 | 0 | 78.738 | 0
4897 | 74.5939 | 0 | 0 | 74.594 | 0
4898 | 80.81 | 0 | 0 | 80.81 | 0
4899 | 74.5939 | 0 | 0 | 74.594 | 0
4900 | 77.3566 | 0 | 0 | 77.357 | 0
4901 | 71.8311 | 0 | 0 | 71.831 | 0
4902 | 79.4286 | 0 | 0 | 79.429 | 0
4903 | 66.3057 | 0 | 66.306 | 0 | 86.928
4904 | 72.9207 | 0 | 72.92 | 0 | 469.76
4905 | 154.285 | 0 | 154.285 | 0 | 477.155
4906 | 105.3492 | 0 | 105.349 | 0 | 0
4907 | 130.5488 | 0 | 130.548 | 0 | 0
4908 | 202.7269 | 0 | 202.727 | 0 | 0
4909 | 354.6912 | 0 | 354.691 | 0 | 0
4910 | 688.6006 | 0 | 688.601 | 0 | 0
4911 | 987.823 | 0 | 987.823 | 0 | 0
4912 | 1032.5448 | 0 | 1032.545 | 0 | 0
4913 | 1329.4033 | 510.926 | 818.478 | 0 | 0
4914 | 1196.1437 | 1144.196 | 51.948 | 0 | 0
4915 | 1400.707 | 0 | 0 | 1400.707 | 0
4916 | 823.2952 | 0 | 0 | 823.295 | 0
4917 | 1177.6161 | 0 | 0 | 1177.616 | 0
4918 | 1352.3591 | 0 | 0 | 1352.359 | 0
4919 | 1335.092 | 0 | 0 | 1335.092 | 0
4920 | 1360.6473 | 1360.647 | 0 | 0 | 0
4921 | 1288.1255 | 1288.125 | 0 | 0 | 0
4922 | 1518.8139 | 1518.814 | 0 | 0 | 0
4923 | 1469.7754 | 1469.775 | 0 | 0 | 0
4924 | 1038.0979 | 1038.098 | 0 | 0 | 0
4925 | 1302.6298 | 1302.63 | 0 | 0 | 0
4926 | 1125.8148 | 1125.815 | 0 | 0 | 0
4927 | 1215.6037 | 991.793 | 3.888 | 219.922 | 0
4928 | 1164.5561 | 0 | 48.657 | 1115.899 | 0
4929 | 1265.2017 | 0 | 576.658 | 688.543 | 0
4930 | 1521.9772 | 0 | 1521.978 | 0 | 542.961
4931 | 1459.9884 | 0 | 1459.989 | 0 | 1682.867
4932 | 1450.6684 | 0 | 1450.668 | 0 | 1796.003
4933 | 1401.7369 | 0 | 1401.737 | 0 | 1745.114
4934 | 1375.3968 | 0 | 1375.396 | 0 | 1796.003
4935 | 1381.8306 | 0 | 1381.83 | 0 | 1466.426
4936 | 1788.7211 | 0 | 1788.721 | 0 | 0
4937 | 1525.3581 | 243.533 | 1281.825 | 0 | 0
4938 | 1702.6602 | 1381.869 | 320.792 | 0 | 0
4939 | 1469.7754 | 0 | 0 | 1469.775 | 0
4940 | 1623.7979 | 0 | 0 | 1623.798 | 0
4941 | 1571.3059 | 0 | 0 | 1571.306 | 0
4942 | 1333.0199 | 0 | 0 | 1333.02 | 0
4943 | 1336.4734 | 0 | 0 | 1336.473 | 0
4944 | 1509.1443 | 1509.144 | 0 | 0 | 0
4945 | 1440.7666 | 1440.767 | 0 | 0 | 0
4946 | 1415.902 | 1415.902 | 0 | 0 | 0
4947 | 1212.8409 | 1212.841 | 0 | 0 | 0
4948 | 1147.9167 | 1147.917 | 0 | 0 | 0
4949 | 1229.4174 | 1229.417 | 0 | 0 | 0
4950 | 988.3687 | 988.369 | 0 | 0 | 0
4951 | 1297.7951 | 210.671 | 308.062 | 779.062 | 0
4952 | 1047.8219 | 0 | 1047.822 | 0 | 298.95
4953 | 1384.7712 | 0 | 1384.771 | 0 | 979.772
4954 | 1349.7673 | 0 | 1349.767 | 0 | 1755.341
4955 | 1301.2096 | 0 | 1301.209 | 0 | 1796.003
4956 | 1364.7042 | 0 | 1364.704 | 0 | 1796.003
4957 | 1493.1455 | 0 | 1493.145 | 0 | 1796.003
4958 | 1284.4951 | 0 | 1284.495 | 0 | 607.303
4959 | 1168.1969 | 0 | 1168.197 | 0 | 0
4960 | 1479.6564 | 0 | 1479.656 | 0 | 0
4961 | 1510.8356 | 713.342 | 797.494 | 0 | 0
4962 | 1394.1765 | 1056.373 | 337.803 | 0 | 0
4963 | 1384.1314 | 0 | 0 | 1384.131 | 0
4964 | 1029.119 | 0 | 0 | 1029.119 | 0
4965 | 1141.7005 | 0 | 0 | 1141.7 | 0
4966 | 1211.4596 | 0 | 0 | 1211.46 | 0
4967 | 1361.338 | 0 | 0 | 1361.338 | 0
4968 | 1071.2507 | 1071.251 | 0 | 0 | 0
4969 | 1274.3118 | 1274.312 | 0 | 0 | 0
4970 | 875.7872 | 875.787 | 0 | 0 | 0
4971 | 1036.7165 | 1036.717 | 0 | 0 | 0
4972 | 911.7028 | 911.703 | 0 | 0 | 0
4973 | 1306.0833 | 1306.083 | 0 | 0 | 0
4974 | 1031.1911 | 751.311 | 0 | 279.88 | 0
4975 | 1167.9465 | 0 | 119.414 | 1048.533 | 0
4976 | 1102.0699 | 0 | 444.798 | 657.272 | 0
4977 | 1017.1236 | 0 | 1017.123 | 0 | 176.821
4978 | 1192.6799 | 0 | 1192.68 | 0 | 212.334
4979 | 1048.5359 | 0 | 1048.535 | 0 | 1796.003
4980 | 1037.4685 | 0 | 1037.468 | 0 | 1796.003
4981 | 1077.8269 | 0 | 1077.826 | 0 | 1796.003
4982 | 1076.3005 | 0 | 1076.3 | 0 | 1796.003
4983 | 852.6441 | 0 | 852.645 | 0 | 307.654
4984 | 422.9472 | 0 | 422.947 | 0 | 867.849
4985 | 167.4831 | 0 | 167.483 | 0 | 202.084
4986 | 147.3263 | 0 | 147.326 | 0 | 78.622
4987 | 102.2212 | 0 | 0 | 102.221 | 0
4988 | 109.8187 | 0 | 0 | 109.819 | 0
4989 | 87.0262 | 0 | 0 | 87.026 | 0
4990 | 81.5007 | 0 | 0 | 81.501 | 0
4991 | 81.5007 | 0 | 0 | 81.501 | 0
4992 | 85.6448 | 0 | 0 | 85.645 | 0
4993 | 80.1193 | 0 | 0 | 80.119 | 0
4994 | 78.738 | 0 | 0 | 78.738 | 0
4995 | 73.9032 | 0 | 0 | 73.903 | 0
4996 | 80.81 | 0 | 0 | 80.81 | 0
4997 | 77.3566 | 0 | 0 | 77.357 | 0
4998 | 80.81 | 0 | 0 | 80.81 | 0
4999 | 70.4498 | 0 | 70.45 | 0 | 62.211
5000 | 82.0705 | 0 | 82.071 | 0 | 400.114
5001 | 531.2024 | 0 | 531.203 | 0 | 672.211
5002 | 1284.5469 | 0 | 1284.547 | 0 | 0
5003 | 1356.1138 | 0 | 1356.114 | 0 | 0
5004 | 1186.715 | 0 | 1186.715 | 0 | 0
5005 | 1505.9819 | 0 | 1505.982 | 0 | 0
5006 | 1112.084 | 635.247 | 476.837 | 0 | 0
5007 | 1330.2779 | 1022.875 | 307.403 | 0 | 0
5008 | 1190.5629 | 237.176 | 953.387 | 0 | 0
5009 | 1041.9355 | 688.563 | 353.372 | 0 | 0
5010 | 1168.6743 | 511.992 | 180.58 | 476.102 | 0
5011 | 1443.5337 | 0 | 0 | 1443.534 | 0
5012 | 1038.0979 | 0 | 0 | 1038.098 | 0
5013 | 1286.7441 | 0 | 0 | 1286.744 | 0
5014 | 712.7858 | 0 | 0 | 712.786 | 0
5015 | 1145.8446 | 0 | 0 | 1145.845 | 0
5016 | 1181.7602 | 0 | 0 | 1181.76 | 0
5017 | 911.7028 | 911.703 | 0 | 0 | 0
5018 | 1009.0892 | 1009.089 | 0 | 0 | 0
5019 | 973.8643 | 973.864 | 0 | 0 | 0
5020 | 848.1598 | 848.16 | 0 | 0 | 0
5021 | 780.4728 | 780.473 | 0 | 0 | 0
5022 | 770.8032 | 770.803 | 0 | 0 | 0
5023 | 969.0295 | 0 | 174.624 | 794.406 | 0
5024 | 708.5433 | 0 | 674.384 | 34.16 | 0
5025 | 1101.8299 | 0 | 1101.83 | 0 | 814.664
5026 | 952.1242 | 0 | 952.124 | 0 | 1501.264
5027 | 1203.6531 | 0 | 1203.653 | 0 | 1796.003
5028 | 1159.54 | 0 | 1159.539 | 0 | 1796.003
5029 | 964.4063 | 0 | 964.406 | 0 | 1796.003
5030 | 1140.2509 | 0 | 1018.571 | 121.68 | 0
5031 | 833.8618 | 0 | 833.862 | 0 | 1347.357
5032 | 1036.9885 | 0 | 1036.989 | 0 | 113.497
5033 | 1019.831 | 0 | 1001.728 | 18.103 | 0
5034 | 933.7278 | 0 | 324.398 | 609.33 | 0
5035 | 870.2617 | 0 | 0 | 870.262 | 0
5036 | 1061.5812 | 0 | 0 | 1061.581 | 0
5037 | 730.0529 | 0 | 0 | 730.053 | 0
5038 | 1020.8308 | 0 | 0 | 1020.831 | 0
5039 | 954.5252 | 0 | 0 | 954.525 | 0
5040 | 756.9896 | 0 | 0 | 756.99 | 0
5041 | 995.2755 | 995.276 | 0 | 0 | 0
5042 | 975.9364 | 975.936 | 0 | 0 | 0
5043 | 974.555 | 974.555 | 0 | 0 | 0
5044 | 919.3003 | 919.3 | 0 | 0 | 0
5045 | 1018.0681 | 301.329 | 0 | 716.739 | 0
5046 | 664.4379 | 0 | 0 | 664.438 | 0
5047 | 891.6729 | 0 | 223.241 | 668.432 | 0
5048 | 882.8417 | 0 | 840.69 | 42.151 | 0
5049 | 1164.6709 | 0 | 1164.671 | 0 | 1244.607
5050 | 1275.9643 | 0 | 1275.964 | 0 | 1796.003
5051 | 1281.6469 | 0 | 1281.647 | 0 | 600.165
5052 | 1165.2105 | 0 | 1165.21 | 0 | 1796.003
5053 | 1262.2861 | 0 | 1262.286 | 0 | 793.468
5054 | 1118.1698 | 0 | 1118.17 | 0 | 1315.513
5055 | 1150.1519 | 0 | 1150.152 | 0 | 1357.691
5056 | 1238.5577 | 0 | 1238.557 | 0 | 125.925
5057 | 954.5088 | 417.041 | 537.468 | 0 | 0
5058 | 1051.3962 | 691.161 | 151.989 | 208.247 | 0
5059 | 866.1271 | 0 | 0 | 866.127 | 0
5060 | 1031.8818 | 0 | 0 | 1031.882 | 0
5061 | 910.3214 | 0 | 0 | 910.321 | 0
5062 | 1085.7551 | 0 | 0 | 1085.755 | 0
5063 | 1110.6197 | 0 | 0 | 1110.62 | 0
5064 | 991.1314 | 0 | 0 | 991.131 | 0
5065 | 1030.5004 | 1030.5 | 0 | 0 | 0
5066 | 809.4815 | 809.482 | 0 | 0 | 0
5067 | 1055.365 | 1055.365 | 0 | 0 | 0
5068 | 926.8978 | 926.898 | 0 | 0 | 0
5069 | 813.6256 | 813.626 | 0 | 0 | 0
5070 | 907.5587 | 907.559 | 0 | 0 | 0
5071 | 821.2232 | 0 | 304.535 | 516.688 | 0
5072 | 962.443 | 0 | 962.443 | 0 | 145.733
5073 | 1008.2725 | 0 | 1008.272 | 0 | 1354.761
5074 | 1436.7719 | 0 | 1436.772 | 0 | 1706.574
5075 | 1155.7145 | 0 | 1155.714 | 0 | 1796.003
5076 | 1137.1705 | 0 | 286.83 | 850.34 | 0
5077 | 1170.2102 | 0 | 1170.21 | 0 | 358.596
5078 | 1059.333 | 0 | 1059.332 | 0 | 1796.003
5079 | 1086.2248 | 0 | 1086.225 | 0 | 1268.159
5080 | 1050.3472 | 790.141 | 260.206 | 0 | 0
5081 | 1100.0177 | 623.986 | 476.031 | 0 | 0
5082 | 961.4501 | 704.298 | 257.152 | 0 | 0
5083 | 1004.2544 | 0 | 0 | 1004.254 | 0
5084 | 918.6096 | 0 | 0 | 918.61 | 0
5085 | 1251.5192 | 0 | 0 | 1251.519 | 0
5086 | 1076.0855 | 0 | 0 | 1076.086 | 0
5087 | 1287.4348 | 0 | 0 | 1287.435 | 0
5088 | 1154.1328 | 1136.132 | 0 | 18.001 | 0
5089 | 1704.5439 | 1704.544 | 0 | 0 | 0
5090 | 1118.0342 | 1118.034 | 0 | 0 | 0
5091 | 1386.5855 | 1386.586 | 0 | 0 | 0
5092 | 1257.4896 | 1257.49 | 0 | 0 | 0
5093 | 1113.2529 | 1113.253 | 0 | 0 | 0
5094 | 1508.5094 | 1508.509 | 0 | 0 | 0
5095 | 1345.1473 | 0 | 149.312 | 1195.835 | 0
5096 | 1347.8468 | 0 | 897.884 | 449.963 | 0
5097 | 1439.8057 | 0 | 1439.806 | 0 | 271.349
5098 | 1331.5524 | 0 | 1331.552 | 0 | 857.015
5099 | 1361.5313 | 0 | 1361.531 | 0 | 1047.899
5100 | 1417.9132 | 0 | 1417.913 | 0 | 1739.379
5101 | 1620.5808 | 0 | 1620.581 | 0 | 1666.087
5102 | 1546.263 | 0 | 1546.263 | 0 | 1412.531
5103 | 1367.5967 | 0 | 1367.597 | 0 | 1020.455
5104 | 1582.1499 | 112.56 | 1469.589 | 0 | 0
5105 | 1603.4885 | 1043.746 | 559.743 | 0 | 0
5106 | 1628.2678 | 1390.235 | 238.033 | 0 | 0
5107 | 1753.1561 | 0 | 0 | 1753.156 | 0
5108 | 1494.1654 | 0 | 0 | 1494.165 | 0
5109 | 1494.1654 | 0 | 0 | 1494.165 | 0
5110 | 1460.6961 | 0 | 0 | 1460.696 | 0
5111 | 1675.8559 | 0 | 0 | 1675.856 | 0
5112 | 1392.1637 | 1392.164 | 0 | 0 | 0
5113 | 1467.0712 | 1467.071 | 0 | 0 | 0
5114 | 1345.1473 | 1345.147 | 0 | 0 | 0
5115 | 1282.1932 | 1282.193 | 0 | 0 | 0
5116 | 1174.6132 | 1174.613 | 0 | 0 | 0
5117 | 1106.8777 | 1106.878 | 0 | 0 | 0
5118 | 1184.9728 | 1184.973 | 0 | 0 | 0
5119 | 1051.8925 | 1051.892 | 0 | 0 | 286.847
5120 | 1003.1398 | 1003.14 | 0 | 0 | 1024.195
5121 | 1520.4757 | 1274.869 | 245.606 | 0 | 915.842
5122 | 1744.6384 | 0 | 1744.638 | 0 | 186.591
5123 | 1595.175 | 0 | 1595.175 | 0 | 1132.483
5124 | 1462.4025 | 0 | 1462.402 | 0 | 1494.746
5125 | 1607.6891 | 0 | 1607.689 | 0 | 1445.832
5126 | 1637.0923 | 0 | 1637.092 | 0 | 937.529
5127 | 1664.4276 | 0 | 1664.428 | 0 | 63.271
5128 | 1619.2759 | 959.909 | 659.367 | 0 | 0
5129 | 1609.6674 | 911.668 | 697.999 | 0 | 0
5130 | 1842.5401 | 1593.931 | 248.609 | 0 | 0
5131 | 1522.0625 | 0 | 0 | 1522.062 | 0
5132 | 1333.194 | 0 | 0 | 1333.194 | 0
5133 | 1353.1162 | 0 | 0 | 1353.116 | 0
5134 | 1412.8828 | 0 | 0 | 1412.883 | 0
5135 | 1341.9598 | 0 | 0 | 1341.96 | 0
5136 | 1469.4619 | 1469.462 | 0 | 0 | 0
5137 | 1242.3487 | 1242.349 | 0 | 0 | 0
5138 | 1430.4144 | 1430.414 | 0 | 0 | 0
5139 | 1263.8647 | 1263.865 | 0 | 0 | 0
5140 | 1263.8647 | 1263.865 | 0 | 0 | 0
5141 | 1340.366 | 1340.366 | 0 | 0 | 0
5142 | 1114.0497 | 1114.05 | 0 | 0 | 0
5143 | 1307.6936 | 1129.306 | 178.388 | 0 | 0
5144 | 1075.8529 | 421.473 | 654.38 | 0 | 0
5145 | 1014.0104 | 0 | 1014.01 | 0 | 423.342
5146 | 1160.599 | 0 | 1160.599 | 0 | 976.488
5147 | 1335.6922 | 0 | 1335.693 | 0 | 1155.595
5148 | 1416.1869 | 0 | 1416.187 | 0 | 1605.418
5149 | 1072.5339 | 0 | 1072.534 | 0 | 1711.833
5150 | 1228.6313 | 699.52 | 529.112 | 0 | 0
5151 | 962.4338 | 772.1 | 190.334 | 0 | 0
5152 | 1200.7083 | 898.377 | 302.332 | 0 | 0
5153 | 1232.7184 | 652.578 | 580.141 | 0 | 0
5154 | 856.2803 | 687.725 | 168.555 | 0 | 0
5155 | 1170.6288 | 795.335 | 0 | 375.293 | 0
5156 | 1184.9728 | 0 | 0 | 1184.973 | 0
5157 | 1341.1629 | 0 | 0 | 1341.163 | 0
5158 | 1157.0817 | 0 | 0 | 1157.082 | 0
5159 | 1082.1742 | 0 | 0 | 1082.174 | 0
5160 | 136.2679 | 0 | 0 | 136.268 | 0
5161 | 105.9861 | 105.986 | 0 | 0 | 0
5162 | 87.6577 | 87.658 | 0 | 0 | 0
5163 | 91.6421 | 91.642 | 0 | 0 | 0
5164 | 87.6577 | 87.658 | 0 | 0 | 0
5165 | 91.6421 | 91.642 | 0 | 0 | 0
5166 | 84.4702 | 84.47 | 0 | 0 | 0
5167 | 82.0795 | 0 | 82.079 | 0 | 223.329
5168 | 81.0455 | 0 | 81.045 | 0 | 1025.666
5169 | 801.8299 | 0 | 801.83 | 0 | 660.913
5170 | 967.4233 | 0 | 967.424 | 0 | 1168.621
5171 | 1373.2187 | 0 | 1373.219 | 0 | 1003.355
5172 | 1296.8011 | 0 | 1296.801 | 0 | 1617.404
5173 | 1405.7098 | 0 | 1405.71 | 0 | 1256.173
5174 | 1424.881 | 0 | 1424.881 | 0 | 674.74
5175 | 1143.2188 | 0 | 1143.219 | 0 | 1399.173
5176 | 1188.5309 | 0 | 1188.531 | 0 | 0
5177 | 1249.3245 | 0 | 1249.325 | 0 | 0
5178 | 1404.2924 | 1404.292 | 0 | 0 | 0
5179 | 1160.2693 | 0 | 0 | 1160.269 | 0
5180 | 1162.6599 | 0 | 0 | 1162.66 | 0
5181 | 1369.8509 | 0 | 0 | 1369.851 | 0
5182 | 1357.1007 | 0 | 0 | 1357.101 | 0
5183 | 1209.6763 | 0 | 0 | 1209.676 | 0
5184 | 945.9063 | 945.906 | 0 | 0 | 0
5185 | 1825.6709 | 1825.671 | 0 | 0 | 0
5186 | 1777.8576 | 1777.858 | 0 | 0 | 0
5187 | 1880.6562 | 1880.656 | 0 | 0 | 0
5188 | 2020.9085 | 2020.909 | 0 | 0 | 0
5189 | 2148.4107 | 2148.411 | 0 | 0 | 0
5190 | 2121.3165 | 2121.316 | 0 | 0 | 0
5191 | 1969.1108 | 1969.111 | 0 | 0 | 306.992
5192 | 1123.1632 | 1123.163 | 0 | 0 | 1116.476
5193 | 1632.0301 | 1479.968 | 152.063 | 0 | 1440.248
5194 | 1933.3126 | 0 | 1933.313 | 0 | 267.741
5195 | 2180.0402 | 0 | 2180.04 | 0 | 569.971
5196 | 2017.7698 | 0 | 2017.77 | 0 | 1243.744
5197 | 1936.1236 | 0 | 1936.124 | 0 | 1235.729
5198 | 2326.1845 | 0 | 2326.184 | 0 | 703.18
5199 | 2160.3092 | 0 | 2160.309 | 0 | 82.127
5200 | 1965.9362 | 1719.147 | 246.789 | 0 | 0
5201 | 2270.9292 | 1914.976 | 355.953 | 0 | 0
5202 | 1602.9128 | 1514.609 | 88.304 | 0 | 0
5203 | 2148.4226 | 1083.711 | 0 | 1064.711 | 0
5204 | 2164.3484 | 368.346 | 0 | 1796.003 | 0
5205 | 1992.2206 | 196.218 | 0 | 1796.003 | 0
5206 | 1660.7151 | 0 | 0 | 1660.715 | 0
5207 | 2342.8514 | 546.849 | 0 | 1796.003 | 0
5208 | 2067.1281 | 2067.128 | 0 | 0 | 0
5209 | 1512.4939 | 1512.494 | 0 | 0 | 0
5210 | 1488.5872 | 1488.587 | 0 | 0 | 0
5211 | 1255.099 | 1255.099 | 0 | 0 | 0
5212 | 1229.5985 | 1229.599 | 0 | 0 | 0
5213 | 1267.0523 | 1267.052 | 0 | 0 | 0
5214 | 1408.8984 | 1408.898 | 0 | 0 | 0
5215 | 1368.2571 | 1368.257 | 0 | 0 | 0
5216 | 992.7355 | 956.357 | 36.379 | 0 | 0
5217 | 1172.2624 | 693.549 | 478.714 | 0 | 0
5218 | 1292.8316 | 125.219 | 1167.613 | 0 | 0
5219 | 1352.5624 | 0 | 1352.562 | 0 | 1249.118
5220 | 1429.4651 | 0 | 1429.465 | 0 | 1571.46
5221 | 1429.4511 | 0 | 1429.451 | 0 | 1796.003
5222 | 1083.6514 | 0 | 1083.651 | 0 | 1688.528
5223 | 1206.68 | 0 | 1206.68 | 0 | 729.057
5224 | 1434.9975 | 707.229 | 727.768 | 0 | 0
5225 | 1270.9311 | 610.866 | 660.065 | 0 | 0
5226 | 1239.3475 | 974.544 | 264.804 | 0 | 0
5227 | 795.2945 | 0 | 0 | 795.294 | 0
5228 | 1205.6919 | 0 | 0 | 1205.692 | 0
5229 | 1452.7272 | 0 | 0 | 1452.727 | 0
5230 | 1126.8 | 0 | 0 | 1126.8 | 0
5231 | 1046.3142 | 0 | 0 | 1046.314 | 0
5232 | 945.9063 | 945.906 | 0 | 0 | 0
5233 | 1189.7541 | 1189.754 | 0 | 0 | 0
5234 | 1080.5804 | 1080.58 | 0 | 0 | 0
5235 | 1216.8483 | 1216.848 | 0 | 0 | 0
5236 | 1073.4084 | 1073.408 | 0 | 0 | 0
5237 | 1196.1292 | 1196.129 | 0 | 0 | 0
5238 | 1135.5657 | 1135.566 | 0 | 0 | 0
5239 | 1033.564 | 190.945 | 148.827 | 693.792 | 0
5240 | 863.52 | 0 | 863.52 | 0 | 492.961
5241 | 1062.6763 | 0 | 1062.676 | 0 | 1312.28
5242 | 1360.7414 | 0 | 1360.741 | 0 | 1765.289
5243 | 1568.4882 | 0 | 1568.488 | 0 | 1796.003
5244 | 1509.8552 | 0 | 1509.856 | 0 | 1579.503
5245 | 1563.935 | 0 | 1563.935 | 0 | 1142.102
5246 | 1577.8526 | 0 | 1577.852 | 0 | 941.236
5247 | 1437.9908 | 533.345 | 904.646 | 0 | 0
5248 | 1849.9352 | 1733.548 | 116.388 | 0 | 0
5249 | 2043.3748 | 1999.446 | 43.929 | 0 | 0
5250 | 1857.415 | 1690.128 | 167.287 | 0 | 0
5251 | 1680.6373 | 0 | 0 | 1680.637 | 0
5252 | 1432.0081 | 0 | 0 | 1432.008 | 0
5253 | 1791.4047 | 0 | 0 | 1791.405 | 0
5254 | 1433.6019 | 0 | 0 | 1433.602 | 0
5255 | 1313.2718 | 0 | 0 | 1313.272 | 0
5256 | 1328.4127 | 1328.413 | 0 | 0 | 0
5257 | 1421.6486 | 1421.649 | 0 | 0 | 0
5258 | 1459.1023 | 1459.102 | 0 | 0 | 0
5259 | 1105.284 | 1105.284 | 0 | 0 | 0
5260 | 1154.691 | 1154.691 | 0 | 0 | 0
5261 | 1428.0237 | 1428.024 | 0 | 0 | 0
5262 | 1184.9728 | 1184.973 | 0 | 0 | 0
5263 | 1434.3988 | 1434.399 | 0 | 0 | 315.602
5264 | 1038.439 | 1038.439 | 0 | 0 | 1119.919
5265 | 1255.5094 | 1255.509 | 0 | 0 | 1641.785
5266 | 1522.3454 | 430.125 | 1092.221 | 0 | 1138.551
5267 | 1627.697 | 0 | 1627.697 | 0 | 1195.46
5268 | 1740.9657 | 0 | 1740.965 | 0 | 1350.771
5269 | 1456.1419 | 0 | 1456.142 | 0 | 1591.541
5270 | 1415.659 | 0 | 1415.659 | 0 | 161.021
5271 | 1574.2258 | 443.927 | 1130.299 | 0 | 0
5272 | 1456.6718 | 1352.889 | 103.783 | 0 | 0
5273 | 1710.5644 | 1108.459 | 602.105 | 0 | 0
5274 | 1605.2895 | 1458.936 | 146.354 | 0 | 0
5275 | 1610.0698 | 0 | 0 | 1610.07 | 0
5276 | 1475.0401 | 0 | 0 | 1475.04 | 0
5277 | 1838.4211 | 42.419 | 0 | 1796.003 | 0
5278 | 1491.7748 | 0 | 0 | 1491.775 | 0
5279 | 1526.041 | 0 | 0 | 1526.041 | 0
5280 | 1497.353 | 1497.353 | 0 | 0 | 0
5281 | 1734.0288 | 1734.029 | 0 | 0 | 0
5282 | 1447.9459 | 1447.946 | 0 | 0 | 0
5283 | 1251.1145 | 1251.115 | 0 | 0 | 0
5284 | 1269.4429 | 1269.443 | 0 | 0 | 0
5285 | 1431.2113 | 1431.211 | 0 | 0 | 0
5286 | 1506.9156 | 1506.916 | 0 | 0 | 0
5287 | 1356.3038 | 1356.304 | 0 | 0 | 302.512
5288 | 1302.3903 | 1302.39 | 0 | 0 | 1085.017
5289 | 1113.0576 | 809.324 | 303.734 | 0 | 1440.013
5290 | 1552.2695 | 0 | 1552.269 | 0 | 727.667
5291 | 1629.2201 | 0 | 1629.22 | 0 | 778.892
5292 | 1607.9571 | 0 | 1607.957 | 0 | 1796.003
5293 | 1593.6599 | 0 | 1593.66 | 0 | 1431.123
5294 | 1528.3529 | 0 | 1528.353 | 0 | 584.995
5295 | 1862.026 | 0 | 1862.026 | 0 | 644.431
5296 | 1724.6753 | 703.129 | 1021.546 | 0 | 0
5297 | 1844.8819 | 967.56 | 877.322 | 0 | 0
5298 | 1817.6831 | 1817.683 | 0 | 0 | 0
5299 | 1765.9551 | 363.73 | 0 | 1402.225 | 0
5300 | 1718.8879 | 0 | 0 | 1718.888 | 0
5301 | 1542.7756 | 0 | 0 | 1542.776 | 0
5302 | 1653.5431 | 0 | 0 | 1653.543 | 0
5303 | 1906.9535 | 110.951 | 0 | 1796.003 | 0
5304 | 1835.2336 | 1835.234 | 0 | 0 | 0
5305 | 1701.3564 | 1701.356 | 0 | 0 | 0
5306 | 1351.5224 | 1351.522 | 0 | 0 | 0
5307 | 1069.424 | 1069.424 | 0 | 0 | 0
5308 | 1283.7869 | 1283.787 | 0 | 0 | 0
5309 | 1391.3668 | 1391.367 | 0 | 0 | 0
5310 | 1366.6633 | 1366.663 | 0 | 0 | 0
5311 | 1409.6953 | 1214.685 | 195.011 | 0 | 0
5312 | 1126.6764 | 404.391 | 722.285 | 0 | 0
5313 | 1236.8333 | 0 | 1236.833 | 0 | 184.911
5314 | 853.2232 | 0 | 853.223 | 0 | 1552.381
5315 | 1279.1002 | 0 | 1279.1 | 0 | 1307.281
5316 | 1487.5921 | 0 | 1487.592 | 0 | 1683.641
5317 | 1377.6534 | 0 | 1377.653 | 0 | 1623.909
5318 | 1389.6814 | 0 | 1389.682 | 0 | 1539.529
5319 | 1142.5534 | 0 | 1142.554 | 0 | 375.518
5320 | 1250.1114 | 207.75 | 1042.361 | 0 | 0
5321 | 1587.4332 | 1323.097 | 264.336 | 0 | 0
5322 | 1534.0547 | 1378.651 | 155.403 | 0 | 0
5323 | 1588.2052 | 1588.205 | 0 | 0 | 0
5324 | 1595.3702 | 1595.37 | 0 | 0 | 0
5325 | 1622.4644 | 1622.464 | 0 | 0 | 0
5326 | 1469.4619 | 1469.462 | 0 | 0 | 0
5327 | 1749.1697 | 51.039 | 0 | 1698.13 | 0
5328 | 1341.9598 | 0 | 0 | 1341.96 | 0
5329 | 1458.3055 | 1458.305 | 0 | 0 | 0
5330 | 1478.2277 | 1478.228 | 0 | 0 | 0
5331 | 1371.4446 | 1371.445 | 0 | 0 | 0
5332 | 1293.3496 | 1293.35 | 0 | 0 | 0
5333 | 1466.2743 | 1466.274 | 0 | 0 | 0
5334 | 1534.8067 | 1534.807 | 0 | 0 | 0
5335 | 1117.2373 | 0 | 291.952 | 825.285 | 0
5336 | 1320.5663 | 0 | 1320.567 | 0 | 79.348
5337 | 1426.2447 | 0 | 1426.244 | 0 | 358.423
5338 | 1743.702 | 0 | 1743.702 | 0 | 102.053
5339 | 1773.4518 | 0 | 1773.452 | 0 | 1226.403
5340 | 1551.0702 | 0 | 1551.071 | 0 | 1500.095
5341 | 1468.154 | 0 | 1468.154 | 0 | 1680.647
5342 | 1368.2013 | 0 | 1368.201 | 0 | 116.98
5343 | 1425.388 | 962.722 | 462.666 | 0 | 0
5344 | 1789.557 | 627.833 | 1161.724 | 0 | 0
5345 | 1671.8207 | 1631.774 | 40.047 | 0 | 0
5346 | 1623.3211 | 1623.321 | 0 | 0 | 0
5347 | 1399.3357 | 0 | 0 | 1399.336 | 0
5348 | 1383.398 | 0 | 0 | 1383.398 | 0
5349 | 1339.5691 | 0 | 0 | 1339.569 | 0
5350 | 1674.2622 | 0 | 0 | 1674.262 | 0
5351 | 1441.5708 | 0 | 0 | 1441.571 | 0
5352 | 1500.5405 | 1500.541 | 0 | 0 | 0
5353 | 1355.5069 | 1355.507 | 0 | 0 | 0
5354 | 1402.5233 | 1402.523 | 0 | 0 | 0
5355 | 1098.9089 | 1098.909 | 0 | 0 | 0
5356 | 1362.6789 | 1362.679 | 0 | 0 | 0
5357 | 1237.5674 | 1237.567 | 0 | 0 | 0
5358 | 1263.8647 | 1263.865 | 0 | 0 | 0
5359 | 1380.2104 | 1380.21 | 0 | 0 | 223.517
5360 | 1386.2658 | 1386.266 | 0 | 0 | 86.523
5361 | 1418.5776 | 1418.578 | 0 | 0 | 512.23
5362 | 1606.5008 | 1260.914 | 345.586 | 0 | 1796.003
5363 | 1395.5694 | 1395.569 | 0 | 0 | 973.103
5364 | 1749.1418 | 827.173 | 921.969 | 0 | 1796.003
5365 | 1070.1512 | 1070.151 | 0 | 0 | 1632.611
5366 | 1155.2987 | 864.844 | 290.455 | 0 | 631.986
5367 | 1561.8691 | 1333.782 | 228.087 | 0 | 0
5368 | 1337.3169 | 0 | 1337.317 | 0 | 403.286
5369 | 1556.0846 | 596.685 | 959.4 | 0 | 0
5370 | 1554.3395 | 1379.473 | 174.866 | 0 | 0
5371 | 914.8386 | 0 | 0 | 914.839 | 0
5372 | 1265.4585 | 0 | 0 | 1265.459 | 0
5373 | 1199.3168 | 0 | 0 | 1199.317 | 0
5374 | 1364.2726 | 0 | 0 | 1364.273 | 0
5375 | 1340.366 | 0 | 0 | 1340.366 | 0
5376 | 1275.0212 | 1275.021 | 0 | 0 | 0
5377 | 2321.3354 | 2321.335 | 0 | 0 | 0
5378 | 2049.5965 | 2049.597 | 0 | 0 | 0
5379 | 2418.5558 | 2418.556 | 0 | 0 | 0
5380 | 2200.2084 | 2200.208 | 0 | 0 | 0
5381 | 1996.205 | 1996.205 | 0 | 0 | 0
5382 | 2369.9456 | 2369.946 | 0 | 0 | 0
5383 | 2032.8619 | 2032.862 | 0 | 0 | 136.527
5384 | 1717.081 | 1717.081 | 0 | 0 | 526.289
5385 | 1818.1981 | 1818.198 | 0 | 0 | 1549.717
5386 | 2087.6529 | 1737.553 | 350.1 | 0 | 1796.003
5387 | 2288.3681 | 354.153 | 1934.215 | 0 | 1008.581
5388 | 2277.5584 | 0 | 2277.558 | 0 | 1036.918
5389 | 2252.5022 | 0 | 2252.502 | 0 | 641.942
5390 | 2381.0831 | 0 | 2381.083 | 0 | 75.139
5391 | 2172.9459 | 1045.065 | 1127.881 | 0 | 0
5392 | 1845.8412 | 1694.591 | 151.25 | 0 | 0
5393 | 2378.556 | 2342.307 | 36.249 | 0 | 0
5394 | 2247.4788 | 2228.168 | 19.311 | 0 | 0
5395 | 2405.0087 | 1475.585 | 0 | 929.424 | 0
5396 | 1889.422 | 93.419 | 0 | 1796.003 | 0
5397 | 2380.3051 | 584.303 | 0 | 1796.003 | 0
5398 | 2206.5835 | 410.581 | 0 | 1796.003 | 0
5399 | 2286.2723 | 490.27 | 0 | 1796.003 | 0
5400 | 1948.3917 | 1948.392 | 0 | 0 | 0
5401 | 1804.9518 | 1804.952 | 0 | 0 | 0
5402 | 1843.2025 | 1843.202 | 0 | 0 | 0
5403 | 1243.9425 | 1243.943 | 0 | 0 | 0
5404 | 1298.1309 | 1298.131 | 0 | 0 | 0
5405 | 1563.4947 | 1563.495 | 0 | 0 | 0
5406 | 1161.0661 | 1161.066 | 0 | 0 | 0
5407 | 1122.8155 | 860.508 | 262.308 | 0 | 0
5408 | 842.0808 | 0 | 842.081 | 0 | 552.717
5409 | 1173.7765 | 0 | 1173.776 | 0 | 601.723
5410 | 1566.0129 | 0 | 1566.012 | 0 | 840.561
5411 | 1402.9586 | 0 | 1402.959 | 0 | 981.25
5412 | 1433.2991 | 0 | 1433.299 | 0 | 1288.944
5413 | 1510.4219 | 0 | 1510.422 | 0 | 1756.84
5414 | 1372.2356 | 0 | 1372.235 | 0 | 1683.996
5415 | 1544.9103 | 0 | 1544.911 | 0 | 903.62
5416 | 1537.5301 | 0 | 1537.53 | 0 | 374.101
5417 | 1196.4679 | 0 | 1196.467 | 0 | 45.622
5418 | 1288.0652 | 973.669 | 314.396 | 0 | 0
5419 | 1408.1115 | 0 | 0 | 1408.111 | 0
5420 | 1260.6772 | 0 | 0 | 1260.677 | 0
5421 | 1176.207 | 0 | 0 | 1176.207 | 0
5422 | 1688.6062 | 0 | 0 | 1688.606 | 0
5423 | 1341.1629 | 0 | 0 | 1341.163 | 0
5424 | 1206.4888 | 1186.26 | 0 | 20.229 | 0
5425 | 1402.5233 | 1402.523 | 0 | 0 | 0
5426 | 1134.7688 | 1134.769 | 0 | 0 | 0
5427 | 1440.7739 | 1440.774 | 0 | 0 | 0
5428 | 1137.9564 | 1137.956 | 0 | 0 | 0
5429 | 876.5771 | 876.577 | 0 | 0 | 0
5430 | 1141.1439 | 1141.144 | 0 | 0 | 0
5431 | 939.5312 | 0 | 306.085 | 633.447 | 0
5432 | 1269.4808 | 0 | 1106.92 | 162.561 | 0
5433 | 1423.8829 | 0 | 1423.882 | 0 | 496.669
5434 | 1541.5026 | 0 | 1541.502 | 0 | 1098.241
5435 | 1400.2571 | 0 | 1400.257 | 0 | 1796.003
5436 | 1426.2825 | 0 | 1426.282 | 0 | 1758.311
5437 | 1362.2406 | 0 | 1362.241 | 0 | 1455.586
5438 | 1667.2764 | 0 | 1667.276 | 0 | 1238.922
5439 | 1636.4498 | 0 | 1636.45 | 0 | 715.522
5440 | 1895.057 | 203.973 | 1691.084 | 0 | 0
5441 | 1891.8794 | 1541.003 | 350.876 | 0 | 0
5442 | 1615.2725 | 1568.334 | 46.938 | 0 | 0
5443 | 1799.3766 | 3.374 | 0 | 1796.003 | 0
5444 | 1355.5069 | 0 | 0 | 1355.507 | 0
5445 | 1471.8526 | 0 | 0 | 1471.853 | 0
5446 | 1823.2803 | 27.278 | 0 | 1796.003 | 0
5447 | 1494.9623 | 0 | 0 | 1494.962 | 0
5448 | 1516.4783 | 1516.478 | 0 | 0 | 0
5449 | 1078.9867 | 1078.987 | 0 | 0 | 0
5450 | 1199.3168 | 1199.317 | 0 | 0 | 0
5451 | 1483.009 | 1483.009 | 0 | 0 | 0
5452 | 1071.8147 | 1071.815 | 0 | 0 | 0
5453 | 1069.424 | 1069.424 | 0 | 0 | 0
5454 | 908.4526 | 908.453 | 0 | 0 | 0
5455 | 961.0472 | 579.563 | 305.927 | 75.558 | 0
5456 | 1232.0808 | 0 | 1108.531 | 123.55 | 0
5457 | 898.5931 | 0 | 898.593 | 0 | 1012.509
5458 | 1637.5824 | 0 | 1637.582 | 0 | 820.06
5459 | 1399.4642 | 0 | 1399.465 | 0 | 1268.267
5460 | 1253.0838 | 0 | 1253.084 | 0 | 1796.003
5461 | 1139.5362 | 0 | 1139.535 | 0 | 1796.003
5462 | 1059.7836 | 0 | 1059.783 | 0 | 1796.003
5463 | 1558.9445 | 0 | 1558.945 | 0 | 540.53
5464 | 1523.5696 | 0 | 1523.569 | 0 | 0
5465 | 1542.7437 | 255.363 | 1287.381 | 0 | 0
5466 | 951.0801 | 690.356 | 260.724 | 0 | 0
5467 | 976.1213 | 0 | 0 | 976.121 | 0
5468 | 1243.9425 | 0 | 0 | 1243.943 | 0
5469 | 1221.6297 | 0 | 0 | 1221.63 | 0
5470 | 1326.8189 | 0 | 0 | 1326.819 | 0
5471 | 1231.9892 | 0 | 0 | 1231.989 | 0
5472 | 1280.5994 | 1280.599 | 0 | 0 | 0
5473 | 1526.8378 | 1526.838 | 0 | 0 | 0
5474 | 1339.5691 | 1339.569 | 0 | 0 | 0
5475 | 1200.1137 | 1200.114 | 0 | 0 | 0
5476 | 1116.4404 | 1116.44 | 0 | 0 | 0
5477 | 1081.3773 | 1081.377 | 0 | 0 | 0
5478 | 1066.2364 | 115.885 | 0 | 950.352 | 0
5479 | 1336.3816 | 0 | 173.801 | 1162.58 | 0
5480 | 911.6949 | 0 | 911.695 | 0 | 208.281
5481 | 1039.4979 | 0 | 1039.498 | 0 | 1404.542
5482 | 1131.3791 | 0 | 1131.379 | 0 | 1579.617
5483 | 1048.2088 | 0 | 1048.208 | 0 | 1796.003
5484 | 1006.9788 | 0 | 1006.978 | 0 | 1796.003
5485 | 904.3835 | 0 | 904.383 | 0 | 1796.003
5486 | 1037.6411 | 0 | 1037.641 | 0 | 448.927
5487 | 1025.9707 | 0 | 1025.971 | 0 | 0
5488 | 1029.466 | 0 | 1029.467 | 0 | 0
5489 | 1371.0223 | 0 | 1276.821 | 94.201 | 0
5490 | 1163.9011 | 0 | 272.653 | 891.248 | 0
5491 | 1193.7386 | 0 | 0 | 1193.739 | 0
5492 | 1105.284 | 0 | 0 | 1105.284 | 0
5493 | 1094.1275 | 0 | 0 | 1094.128 | 0
5494 | 1174.6132 | 0 | 0 | 1174.613 | 0
5495 | 1165.0506 | 0 | 0 | 1165.051 | 0
5496 | 495.6645 | 0 | 0 | 495.664 | 0
5497 | 368.1624 | 368.162 | 0 | 0 | 0
5498 | 341.0682 | 341.068 | 0 | 0 | 0
5499 | 376.9281 | 376.928 | 0 | 0 | 0
5500 | 385.6939 | 371.396 | 0 | 14.298 | 0
5501 | 367.3655 | 0 | 0 | 367.365 | 0
5502 | 324.3335 | 0 | 0 | 324.334 | 0
5503 | 333.8962 | 0 | 140.386 | 193.51 | 0
5504 | 280.1859 | 0 | 280.186 | 0 | 1115.007
5505 | 809.242 | 0 | 809.242 | 0 | 1630.802
5506 | 1188.3885 | 0 | 1188.388 | 0 | 1796.003
5507 | 993.5084 | 0 | 993.508 | 0 | 1796.003
5508 | 1233.7922 | 0 | 1233.791 | 0 | 1796.003
5509 | 1154.0047 | 0 | 1154.004 | 0 | 895.557
5510 | 1230.0597 | 0 | 1230.06 | 0 | 0
5511 | 1043.0311 | 0 | 1043.031 | 0 | 0
5512 | 1276.6757 | 0 | 1276.675 | 0 | 0
5513 | 1051.0647 | 0 | 1051.064 | 0 | 0
5514 | 1040.0298 | 0 | 264.578 | 775.451 | 0
5515 | 1084.0897 | 0 | 0 | 1084.09 | 0
5516 | 894.9055 | 0 | 0 | 894.905 | 0
5517 | 269.3482 | 0 | 0 | 269.348 | 0
5518 | 90.8453 | 0 | 0 | 90.845 | 0
5519 | 94.0328 | 0 | 0 | 94.033 | 0
5520 | 90.8453 | 0 | 0 | 90.845 | 0
5521 | 95.6266 | 0 | 0 | 95.627 | 0
5522 | 87.6577 | 0 | 0 | 87.658 | 0
5523 | 94.0328 | 0 | 0 | 94.033 | 0
5524 | 85.267 | 0 | 0 | 85.267 | 0
5525 | 94.8297 | 0 | 0 | 94.83 | 0
5526 | 87.6577 | 0 | 0 | 87.658 | 0
5527 | 93.2359 | 0 | 93.236 | 0 | 245.621
5528 | 76.7762 | 0 | 76.776 | 0 | 1338.64
5529 | 83.0716 | 0 | 83.071 | 0 | 1796.003
5530 | 78.5941 | 0 | 78.594 | 0 | 898.349
5531 | 85.6854 | 0 | 85.685 | 0 | 0
5532 | 80.162 | 0 | 80.162 | 0 | 0
5533 | 88.2653 | 0 | 88.265 | 0 | 0
5534 | 80.4469 | 0 | 80.447 | 0 | 0
5535 | 94.9911 | 0 | 94.991 | 0 | 0
5536 | 84.2281 | 0 | 84.228 | 0 | 0
5537 | 89.7426 | 0 | 89.743 | 0 | 0
5538 | 80.4598 | 0 | 80.46 | 0 | 0
5539 | 96.4285 | 0 | 0 | 96.428 | 0
5540 | 86.0639 | 0 | 0 | 86.064 | 0
5541 | 93.2359 | 0 | 0 | 93.236 | 0
5542 | 86.8608 | 0 | 0 | 86.861 | 0
5543 | 92.439 | 0 | 0 | 92.439 | 0
5544 | 86.8608 | 0 | 0 | 86.861 | 0
5545 | 93.2359 | 0 | 0 | 93.236 | 0
5546 | 87.6577 | 0 | 0 | 87.658 | 0
5547 | 92.439 | 0 | 0 | 92.439 | 0
5548 | 86.8608 | 0 | 0 | 86.861 | 0
5549 | 93.2359 | 0 | 0 | 93.236 | 0
5550 | 82.8764 | 0 | 0 | 82.876 | 0
5551 | 84.4702 | 0 | 84.47 | 0 | 261.137
5552 | 79.4856 | 0 | 79.485 | 0 | 938.777
5553 | 83.7151 | 0 | 83.715 | 0 | 0
5554 | 80.1929 | 0 | 80.193 | 0 | 0
5555 | 80.8682 | 0 | 80.868 | 0 | 0
5556 | 79.7665 | 0 | 79.766 | 0 | 0
5557 | 81.1979 | 0 | 81.198 | 0 | 0
5558 | 74.3586 | 0 | 74.358 | 0 | 0
5559 | 87.9635 | 0 | 87.964 | 0 | 0
5560 | 78.7595 | 0 | 78.76 | 0 | 0
5561 | 83.995 | 0 | 83.995 | 0 | 0
5562 | 78.9318 | 0 | 78.932 | 0 | 0
5563 | 94.8446 | 0 | 0 | 94.845 | 0
5564 | 89.2515 | 0 | 0 | 89.251 | 0
5565 | 93.2359 | 0 | 0 | 93.236 | 0
5566 | 86.8608 | 0 | 0 | 86.861 | 0
5567 | 96.4235 | 0 | 0 | 96.423 | 0
5568 | 86.8608 | 0 | 0 | 86.861 | 0
5569 | 93.2359 | 0 | 0 | 93.236 | 0
5570 | 88.4546 | 0 | 0 | 88.455 | 0
5571 | 86.8608 | 0 | 0 | 86.861 | 0
5572 | 86.8608 | 0 | 0 | 86.861 | 0
5573 | 93.2359 | 0 | 0 | 93.236 | 0
5574 | 83.6733 | 0 | 0 | 83.673 | 0
5575 | 86.8608 | 0 | 86.861 | 0 | 254.937
5576 | 75.7243 | 0 | 75.724 | 0 | 946.761
5577 | 84.1783 | 0 | 84.178 | 0 | 0
5578 | 72.4879 | 0 | 72.488 | 0 | 0
5579 | 80.7865 | 0 | 80.787 | 0 | 0
5580 | 74.8706 | 0 | 74.87 | 0 | 0
5581 | 86.2801 | 0 | 86.28 | 0 | 0
5582 | 78.115 | 0 | 78.115 | 0 | 0
5583 | 78.5463 | 0 | 78.547 | 0 | 0
5584 | 79.3432 | 0 | 79.343 | 0 | 0
5585 | 88.3072 | 0 | 88.307 | 0 | 0
5586 | 82.3435 | 0 | 82.344 | 0 | 0
5587 | 97.2562 | 0 | 0 | 97.256 | 0
5588 | 88.4546 | 0 | 0 | 88.455 | 0
5589 | 94.0328 | 0 | 0 | 94.033 | 0
5590 | 86.8608 | 0 | 0 | 86.861 | 0
5591 | 90.8453 | 0 | 0 | 90.845 | 0
5592 | 84.4702 | 0 | 0 | 84.47 | 0
5593 | 93.2359 | 0 | 0 | 93.236 | 0
5594 | 81.2826 | 0 | 0 | 81.283 | 0
5595 | 92.439 | 0 | 0 | 92.439 | 0
5596 | 79.6888 | 0 | 0 | 79.689 | 0
5597 | 90.0484 | 0 | 0 | 90.048 | 0
5598 | 79.6888 | 0 | 0 | 79.689 | 0
5599 | 86.0639 | 0 | 86.064 | 0 | 221.762
5600 | 75.1595 | 0 | 75.16 | 0 | 956.015
5601 | 85.1346 | 0 | 85.135 | 0 | 0
5602 | 74.1644 | 0 | 74.165 | 0 | 0
5603 | 80.2656 | 0 | 80.266 | 0 | 0
5604 | 72.995 | 0 | 72.994 | 0 | 0
5605 | 82.3325 | 0 | 82.333 | 0 | 0
5606 | 74.6694 | 0 | 74.67 | 0 | 0
5607 | 86.4494 | 0 | 86.449 | 0 | 0
5608 | 80.9369 | 0 | 80.937 | 0 | 0
5609 | 86.7502 | 0 | 86.75 | 0 | 0
5610 | 79.3501 | 0 | 79.35 | 0 | 0
5611 | 96.4444 | 0 | 0 | 96.444 | 0
5612 | 87.6577 | 0 | 0 | 87.658 | 0
5613 | 90.8453 | 0 | 0 | 90.845 | 0
5614 | 86.0639 | 0 | 0 | 86.064 | 0
5615 | 92.439 | 0 | 0 | 92.439 | 0
5616 | 87.6577 | 0 | 0 | 87.658 | 0
5617 | 94.0328 | 0 | 0 | 94.033 | 0
5618 | 86.8608 | 0 | 0 | 86.861 | 0
5619 | 93.2359 | 0 | 0 | 93.236 | 0
5620 | 79.6888 | 0 | 0 | 79.689 | 0
5621 | 88.4546 | 0 | 0 | 88.455 | 0
5622 | 86.0639 | 0 | 0 | 86.064 | 0
5623 | 88.4546 | 0 | 88.455 | 0 | 264.906
5624 | 78.9726 | 0 | 78.973 | 0 | 925.27
5625 | 84.4114 | 0 | 84.411 | 0 | 0
5626 | 75.3169 | 0 | 75.316 | 0 | 0
5627 | 86.3179 | 0 | 86.318 | 0 | 0
5628 | 74.6116 | 0 | 74.611 | 0 | 0
5629 | 87.3011 | 0 | 87.301 | 0 | 0
5630 | 82.3166 | 0 | 82.317 | 0 | 0
5631 | 88.9845 | 0 | 88.985 | 0 | 0
5632 | 81.1182 | 0 | 81.118 | 0 | 0
5633 | 82.9302 | 0 | 82.931 | 0 | 0
5634 | 82.6104 | 0 | 82.61 | 0 | 0
5635 | 95.6336 | 0 | 0 | 95.634 | 0
5636 | 90.8453 | 0 | 0 | 90.845 | 0
5637 | 93.2359 | 0 | 0 | 93.236 | 0
5638 | 88.4546 | 0 | 0 | 88.455 | 0
5639 | 97.2204 | 0 | 0 | 97.22 | 0
5640 | 90.0484 | 0 | 0 | 90.048 | 0
5641 | 92.439 | 0 | 0 | 92.439 | 0
5642 | 86.0639 | 0 | 0 | 86.064 | 0
5643 | 90.8453 | 0 | 0 | 90.845 | 0
5644 | 86.8608 | 0 | 0 | 86.861 | 0
5645 | 92.439 | 0 | 0 | 92.439 | 0
5646 | 85.267 | 0 | 0 | 85.267 | 0
5647 | 76.5013 | 0 | 76.501 | 0 | 193.222
5648 | 82.453 | 0 | 82.453 | 0 | 1016.86
5649 | 644.2323 | 0 | 644.232 | 0 | 2.251
5650 | 550.7832 | 0 | 550.783 | 0 | 0
5651 | 872.9741 | 0 | 872.974 | 0 | 0
5652 | 946.1464 | 0 | 946.146 | 0 | 0
5653 | 1239.5337 | 158.806 | 1013.393 | 67.335 | 0
5654 | 1165.2976 | 0 | 1165.297 | 0 | 74.937
5655 | 1376.3664 | 1192.017 | 184.349 | 0 | 0
5656 | 885.9086 | 782.03 | 103.878 | 0 | 0
5657 | 1355.6593 | 288.614 | 27.65 | 1039.395 | 0
5658 | 1090.8972 | 0 | 62.665 | 1028.232 | 0
5659 | 1122.6312 | 0 | 0 | 1122.631 | 0
5660 | 1206.4888 | 0 | 0 | 1206.489 | 0
5661 | 1114.0497 | 0 | 0 | 1114.05 | 0
5662 | 1332.3971 | 0 | 0 | 1332.397 | 0
5663 | 1107.6746 | 0 | 0 | 1107.675 | 0
5664 | 162.5652 | 0 | 0 | 162.565 | 0
5665 | 108.3768 | 108.377 | 0 | 0 | 0
5666 | 94.0328 | 94.033 | 0 | 0 | 0
5667 | 105.1892 | 105.189 | 0 | 0 | 0
5668 | 101.2048 | 101.205 | 0 | 0 | 0
5669 | 105.1892 | 105.189 | 0 | 0 | 0
5670 | 94.8297 | 94.83 | 0 | 0 | 0
5671 | 86.8608 | 0 | 86.861 | 0 | 62.006
5672 | 82.0825 | 0 | 82.082 | 0 | 1366.134
5673 | 832.2691 | 0 | 832.269 | 0 | 1667.837
5674 | 1035.63 | 0 | 1035.63 | 0 | 1796.003
5675 | 888.0562 | 0 | 888.056 | 0 | 1796.003
5676 | 1347.1615 | 0 | 1347.161 | 0 | 1796.003
5677 | 1336.4483 | 0 | 1336.448 | 0 | 545.389
5678 | 1189.8149 | 0 | 1189.815 | 0 | 0
5679 | 1475.6089 | 0 | 1475.609 | 0 | 0
5680 | 1639.9322 | 0 | 1639.932 | 0 | 0
5681 | 1706.823 | 767.061 | 939.762 | 0 | 0
5682 | 1428.5228 | 1312.676 | 115.847 | 0 | 0
5683 | 1533.5207 | 0 | 0 | 1533.521 | 0
5684 | 1655.1368 | 0 | 0 | 1655.137 | 0
5685 | 1609.7142 | 0 | 0 | 1609.714 | 0
5686 | 1722.0755 | 0 | 0 | 1722.075 | 0
5687 | 1463.8837 | 0 | 0 | 1463.884 | 0
5688 | 1754.7479 | 1754.748 | 0 | 0 | 0
5689 | 1349.1318 | 1349.132 | 0 | 0 | 0
5690 | 1326.022 | 1326.022 | 0 | 0 | 0
5691 | 1411.2891 | 1411.289 | 0 | 0 | 0
5692 | 1294.1465 | 1294.146 | 0 | 0 | 0
5693 | 1482.2121 | 1482.212 | 0 | 0 | 0
5694 | 1483.009 | 1483.009 | 0 | 0 | 0
5695 | 1287.7714 | 991.948 | 295.824 | 0 | 0
5696 | 1284.4902 | 211.222 | 1073.268 | 0 | 0
5697 | 1520.7915 | 0 | 1520.791 | 0 | 252.291
5698 | 1079.7616 | 0 | 1079.762 | 0 | 1231.076
5699 | 1397.4561 | 0 | 1397.456 | 0 | 1388.123
5700 | 1300.2516 | 0 | 1300.251 | 0 | 1796.003
5701 | 1512.0147 | 0 | 1512.014 | 0 | 1620.152
5702 | 1330.6818 | 0 | 1330.682 | 0 | 1387.245
5703 | 1355.5716 | 0 | 1355.572 | 0 | 1068.013
5704 | 1598.3855 | 515.172 | 1083.214 | 0 | 0
5705 | 1495.9604 | 976.141 | 519.82 | 0 | 0
5706 | 1298.7306 | 1137.985 | 160.745 | 0 | 0
5707 | 1402.2623 | 0 | 0 | 1402.262 | 0
5708 | 1392.1637 | 0 | 0 | 1392.164 | 0
5709 | 1202.5043 | 0 | 0 | 1202.504 | 0
5710 | 1352.3193 | 0 | 0 | 1352.319 | 0
5711 | 1295.7403 | 0 | 0 | 1295.74 | 0
5712 | 1243.9425 | 687.023 | 0 | 556.919 | 0
5713 | 1173.8164 | 1173.816 | 0 | 0 | 0
5714 | 1220.8328 | 1220.833 | 0 | 0 | 0
5715 | 1220.0359 | 1220.036 | 0 | 0 | 0
5716 | 899.6868 | 899.687 | 0 | 0 | 0
5717 | 1117.2373 | 1117.237 | 0 | 0 | 0
5718 | 1305.3029 | 1305.303 | 0 | 0 | 0
5719 | 1147.519 | 0 | 364.304 | 783.215 | 0
5720 | 929.5402 | 0 | 929.541 | 0 | 362.602
5721 | 1210.9693 | 0 | 1210.969 | 0 | 481.591
5722 | 1135.0278 | 0 | 1135.028 | 0 | 1229.583
5723 | 1545.1075 | 0 | 1545.107 | 0 | 1796.003
5724 | 1332.948 | 0 | 1332.948 | 0 | 274.351
5725 | 1136.3975 | 0 | 1136.397 | 0 | 1796.003
5726 | 1310.148 | 0 | 1310.148 | 0 | 1218.566
5727 | 1355.743 | 0 | 1355.742 | 0 | 1757.474
5728 | 1265.597 | 0 | 1265.597 | 0 | 113.201
5729 | 1372.3541 | 1247.266 | 60.141 | 64.947 | 0
5730 | 1424.6399 | 0 | 202.995 | 1221.645 | 0
5731 | 1131.4817 | 0 | 0 | 1131.482 | 0
5732 | 1318.85 | 0 | 0 | 1318.85 | 0
5733 | 1212.067 | 0 | 0 | 1212.067 | 0
5734 | 1363.4758 | 0 | 0 | 1363.476 | 0
5735 | 1298.9278 | 0 | 0 | 1298.928 | 0
5736 | 502.0396 | 0 | 0 | 502.04 | 0
5737 | 307.5989 | 307.599 | 0 | 0 | 0
5738 | 222.3318 | 222.332 | 0 | 0 | 0
5739 | 304.4113 | 304.411 | 0 | 0 | 0
5740 | 233.4883 | 233.488 | 0 | 0 | 0
5741 | 283.6922 | 283.692 | 0 | 0 | 0
5742 | 279.7078 | 279.708 | 0 | 0 | 0
5743 | 278.114 | 0 | 278.114 | 0 | 82.037
5744 | 207.0754 | 0 | 207.075 | 0 | 1247.875
5745 | 1378.0269 | 0 | 1378.027 | 0 | 172.208
5746 | 1300.4519 | 0 | 1300.451 | 0 | 1796.003
5747 | 1608.7589 | 0 | 1608.758 | 0 | 1796.003
5748 | 1772.0822 | 0 | 1772.082 | 0 | 1796.003
5749 | 1617.9401 | 0 | 1617.94 | 0 | 1747.836
5750 | 1533.0237 | 0 | 1533.024 | 0 | 391.41
5751 | 1780.7354 | 0 | 1780.735 | 0 | 0
5752 | 1349.0361 | 1065.784 | 283.252 | 0 | 0
5753 | 1613.9387 | 1251.782 | 362.157 | 0 | 0
5754 | 1295.9295 | 1226.097 | 69.833 | 0 | 0
5755 | 1388.6465 | 0 | 0 | 1388.646 | 0
5756 | 1267.0523 | 0 | 0 | 1267.052 | 0
5757 | 1465.4775 | 0 | 0 | 1465.477 | 0
5758 | 1438.3833 | 0 | 0 | 1438.383 | 0
5759 | 1352.3193 | 0 | 0 | 1352.319 | 0
5760 | 574.5564 | 574.556 | 0 | 0 | 0
5761 | 496.4614 | 496.461 | 0 | 0 | 0
5762 | 496.4614 | 496.461 | 0 | 0 | 0
5763 | 502.0396 | 502.04 | 0 | 0 | 0
5764 | 419.9601 | 419.96 | 0 | 0 | 0
5765 | 483.7112 | 483.711 | 0 | 0 | 0
5766 | 465.3827 | 465.383 | 0 | 0 | 0
5767 | 470.1641 | 470.164 | 0 | 0 | 300.596
5768 | 384.0224 | 384.022 | 0 | 0 | 1078.447
5769 | 1040.75 | 803.276 | 237.474 | 0 | 1463.471
5770 | 1686.0651 | 0 | 1686.065 | 0 | 475.41
5771 | 1865.857 | 0 | 1865.857 | 0 | 1096.413
5772 | 1807.6941 | 0 | 1807.694 | 0 | 728.12
5773 | 1599.518 | 0 | 1599.517 | 0 | 1796.003
5774 | 1650.484 | 0 | 1650.484 | 0 | 452.524
5775 | 1952.3423 | 0 | 1952.343 | 0 | 119.927
5776 | 1917.6398 | 1134.893 | 782.747 | 0 | 0
5777 | 1638.3992 | 1527.562 | 110.837 | 0 | 0
5778 | 1789.8428 | 1674.999 | 114.844 | 0 | 0
5779 | 1557.9215 | 0 | 0 | 1557.921 | 0
5780 | 1417.6642 | 0 | 0 | 1417.664 | 0
5781 | 1755.5448 | 0 | 0 | 1755.545 | 0
5782 | 1519.6659 | 0 | 0 | 1519.666 | 0
5783 | 1699.7626 | 0 | 0 | 1699.763 | 0
5784 | 524.3525 | 524.352 | 0 | 0 | 0
5785 | 475.7423 | 475.742 | 0 | 0 | 0
5786 | 485.3049 | 485.305 | 0 | 0 | 0
5787 | 448.6481 | 448.648 | 0 | 0 | 0
5788 | 408.8037 | 408.804 | 0 | 0 | 0
5789 | 496.4614 | 496.461 | 0 | 0 | 0
5790 | 478.9298 | 478.93 | 0 | 0 | 0
5791 | 400.8348 | 152.316 | 248.519 | 0 | 0
5792 | 182.8679 | 0 | 182.867 | 0 | 724.252
5793 | 1356.1404 | 0 | 1356.141 | 0 | 298.339
5794 | 1493.0687 | 0 | 1493.069 | 0 | 841.717
5795 | 1601.832 | 0 | 1601.832 | 0 | 1204.111
5796 | 1394.3631 | 0 | 1394.363 | 0 | 1589.421
5797 | 1717.3001 | 0 | 1717.3 | 0 | 1221.253
5798 | 1250.3824 | 0 | 1250.383 | 0 | 1791.739
5799 | 1121.1221 | 0 | 1121.123 | 0 | 1358.541
5800 | 1607.7798 | 524.194 | 1083.586 | 0 | 0
5801 | 1448.2039 | 1173.415 | 274.789 | 0 | 0
5802 | 1364.7797 | 1315.148 | 49.632 | 0 | 0
5803 | 1446.5205 | 0 | 0 | 1446.52 | 0
5804 | 1027.9858 | 0 | 0 | 1027.986 | 0
5805 | 1208.0826 | 0 | 0 | 1208.083 | 0
5806 | 1391.3668 | 0 | 0 | 1391.367 | 0
5807 | 960.2503 | 0 | 0 | 960.25 | 0
5808 | 1379.4135 | 1379.414 | 0 | 0 | 0
5809 | 1115.6435 | 1115.644 | 0 | 0 | 0
5810 | 1562.6978 | 1562.698 | 0 | 0 | 0
5811 | 1405.7108 | 1405.711 | 0 | 0 | 0
5812 | 1476.6339 | 1476.634 | 0 | 0 | 0
5813 | 1177.8008 | 1043.067 | 0 | 134.734 | 0
5814 | 1127.5968 | 0 | 0 | 1127.597 | 0
5815 | 1133.1751 | 0 | 316.278 | 816.897 | 0
5816 | 181.302 | 0 | 181.302 | 0 | 1310.342
5817 | 479.2755 | 0 | 479.275 | 0 | 1171.97
5818 | 453.9145 | 0 | 453.914 | 0 | 1796.003
5819 | 496.7951 | 0 | 496.794 | 0 | 1796.003
5820 | 414.3719 | 0 | 414.371 | 0 | 1796.003
5821 | 318.7732 | 0 | 318.773 | 0 | 1159.054
5822 | 334.3604 | 0 | 334.36 | 0 | 0
5823 | 406.4429 | 0 | 406.443 | 0 | 0
5824 | 328.2074 | 0 | 328.208 | 0 | 0
5825 | 412.0002 | 0 | 412 | 0 | 0
5826 | 284.013 | 0 | 201.564 | 82.449 | 0
5827 | 303.3544 | 0 | 0 | 303.354 | 0
5828 | 260.5825 | 0 | 0 | 260.582 | 0
5829 | 203.2065 | 0 | 0 | 203.206 | 0
5830 | 329.9117 | 0 | 0 | 329.912 | 0
5831 | 295.6455 | 0 | 0 | 295.646 | 0
5832 | 301.2237 | 0 | 0 | 301.224 | 0
5833 | 332.0389 | 0 | 0 | 332.039 | 0
5834 | 303.4149 | 0 | 0 | 303.415 | 0
5835 | 303.4149 | 0 | 0 | 303.415 | 0
5836 | 323.0428 | 0 | 0 | 323.043 | 0
5837 | 232.2637 | 0 | 0 | 232.264 | 0
5838 | 282.1513 | 0 | 0 | 282.151 | 0
5839 | 262.5234 | 0 | 237.869 | 24.654 | 0
5840 | 251.6319 | 0 | 251.632 | 0 | 776.332
5841 | 470.5752 | 0 | 470.575 | 0 | 1174.765
5842 | 1198.9713 | 0 | 1198.972 | 0 | 717.968
5843 | 1601.2271 | 0 | 1601.227 | 0 | 1003.056
5844 | 1241.291 | 0 | 1241.292 | 0 | 309.086
5845 | 1602.0439 | 0 | 1602.043 | 0 | 0
5846 | 1542.9506 | 0 | 1542.951 | 0 | 0
5847 | 1640.668 | 0 | 1640.668 | 0 | 0
5848 | 1242.7375 | 0 | 1242.738 | 0 | 0
5849 | 1329.2874 | 259.473 | 1069.814 | 0 | 0
5850 | 1176.7039 | 971.584 | 205.12 | 0 | 0
5851 | 1489.1425 | 0 | 0 | 1489.142 | 0
5852 | 1527.7062 | 0 | 0 | 1527.706 | 0
5853 | 1849.1134 | 53.111 | 0 | 1796.003 | 0
5854 | 1687.1831 | 0 | 0 | 1687.183 | 0
5855 | 1236.5588 | 0 | 0 | 1236.559 | 0
5856 | 1050.9114 | 1050.911 | 0 | 0 | 0
5857 | 1364.9581 | 1364.958 | 0 | 0 | 0
5858 | 1355.1441 | 1355.144 | 0 | 0 | 0
5859 | 1388.6752 | 1388.675 | 0 | 0 | 0
5860 | 1544.0628 | 1544.063 | 0 | 0 | 0
5861 | 1248.0084 | 1248.008 | 0 | 0 | 0
5862 | 1493.3574 | 1493.357 | 0 | 0 | 0
5863 | 1527.7062 | 773.19 | 377.675 | 376.841 | 0
5864 | 1240.9649 | 0 | 1240.964 | 0 | 250.584
5865 | 1314.0022 | 0 | 1314.002 | 0 | 679.881
5866 | 1895.8186 | 0 | 1895.818 | 0 | 1449.841
5867 | 1738.3935 | 0 | 1738.394 | 0 | 1294.656
5868 | 1628.6735 | 0 | 1628.673 | 0 | 1796.003
5869 | 1331.8493 | 0 | 1331.849 | 0 | 1796.003
5870 | 1502.9147 | 0 | 1502.914 | 0 | 1762.407
5871 | 1067.9509 | 0 | 1067.951 | 0 | 0
5872 | 1186.9605 | 0 | 1186.96 | 0 | 0
5873 | 1465.9979 | 279.509 | 1186.489 | 0 | 0
5874 | 1552.9578 | 1351.664 | 201.293 | 0 | 0
5875 | 1503.1713 | 0 | 0 | 1503.171 | 0
5876 | 1143.3262 | 0 | 0 | 1143.326 | 0
5877 | 1723.9854 | 0 | 0 | 1723.985 | 0
5878 | 1668.373 | 0 | 0 | 1668.373 | 0
5879 | 1373.1364 | 0 | 0 | 1373.136 | 0
5880 | 1233.2875 | 1233.287 | 0 | 0 | 0
5881 | 1690.4544 | 1690.454 | 0 | 0 | 0
5882 | 1819.6715 | 1819.672 | 0 | 0 | 0
5883 | 1252.9154 | 1252.915 | 0 | 0 | 0
5884 | 1363.3224 | 1363.322 | 0 | 0 | 0
5885 | 1499.0822 | 1499.082 | 0 | 0 | 0
5886 | 1406.6674 | 1406.667 | 0 | 0 | 0
5887 | 1239.0123 | 153.398 | 384.172 | 701.442 | 0
5888 | 1144.3567 | 0 | 1144.357 | 0 | 357.509
5889 | 1160.5057 | 0 | 1160.506 | 0 | 1390.945
5890 | 1535.5758 | 0 | 1535.576 | 0 | 1782.332
5891 | 1778.9231 | 0 | 1778.923 | 0 | 1796.003
5892 | 1434.3111 | 0 | 1434.31 | 0 | 1796.003
5893 | 1226.9442 | 0 | 1226.944 | 0 | 1796.003
5894 | 1067.315 | 0 | 1067.315 | 0 | 110.58
5895 | 1327.1212 | 0 | 1327.122 | 0 | 0
5896 | 1593.7705 | 0 | 1593.771 | 0 | 0
5897 | 1265.787 | 0 | 811.271 | 454.516 | 0
5898 | 1411.0786 | 0 | 151.836 | 1259.242 | 0
5899 | 906.1208 | 0 | 0 | 906.121 | 0
5900 | 1138.4192 | 0 | 0 | 1138.419 | 0
5901 | 1154.7758 | 0 | 0 | 1154.776 | 0
5902 | 1472.9116 | 0 | 0 | 1472.912 | 0
5903 | 1362.5046 | 0 | 0 | 1362.505 | 0
5904 | 141.4846 | 0 | 0 | 141.485 | 0
5905 | 99.7752 | 99.775 | 0 | 0 | 0
5906 | 96.5039 | 96.504 | 0 | 0 | 0
5907 | 105.5001 | 105.5 | 0 | 0 | 0
5908 | 94.8683 | 63.599 | 0 | 31.269 | 0
5909 | 100.5931 | 0 | 0 | 100.593 | 0
5910 | 91.5969 | 0 | 0 | 91.597 | 0
5911 | 86.69 | 0 | 86.69 | 0 | 296.096
5912 | 88.3635 | 0 | 88.363 | 0 | 1397.945
5913 | 674.8497 | 0 | 674.849 | 0 | 1796.003
5914 | 1069.3668 | 0 | 1069.367 | 0 | 1019.097
5915 | 1034.0283 | 0 | 1034.028 | 0 | 1796.003
5916 | 1101.8888 | 0 | 1101.889 | 0 | 1796.003
5917 | 1309.4418 | 0 | 1309.442 | 0 | 928.228
5918 | 1334.591 | 0 | 1334.591 | 0 | 0
5919 | 1249.9334 | 0 | 1249.934 | 0 | 0
5920 | 1409.4378 | 0 | 1409.438 | 0 | 0
5921 | 1475.0421 | 343.453 | 1131.589 | 0 | 0
5922 | 1347.0834 | 1194.954 | 152.129 | 0 | 0
5923 | 1438.5628 | 0 | 0 | 1438.563 | 0
5924 | 1652.8342 | 0 | 0 | 1652.834 | 0
5925 | 1743.6133 | 0 | 0 | 1743.613 | 0
5926 | 1660.1947 | 0 | 0 | 1660.195 | 0
5927 | 1413.2101 | 0 | 0 | 1413.21 | 0
5928 | 139.8489 | 18.012 | 0 | 121.837 | 0
5929 | 107.1357 | 107.136 | 0 | 0 | 0
5930 | 98.9574 | 98.957 | 0 | 0 | 0
5931 | 102.2287 | 102.229 | 0 | 0 | 0
5932 | 100.5931 | 100.593 | 0 | 0 | 0
5933 | 103.8644 | 103.864 | 0 | 0 | 0
5934 | 97.3218 | 97.322 | 0 | 0 | 0
5935 | 94.8683 | 0 | 11.687 | 83.182 | 0
5936 | 87.886 | 0 | 87.886 | 0 | 1089.61
5937 | 953.4016 | 0 | 953.402 | 0 | 80.941
5938 | 1414.2467 | 0 | 1414.246 | 0 | 1796.003
5939 | 1289.2178 | 0 | 1289.217 | 0 | 1796.003
5940 | 1489.7845 | 0 | 1489.784 | 0 | 1776.835
5941 | 1378.1088 | 0 | 1378.108 | 0 | 1563.899
5942 | 1448.9237 | 0 | 1448.923 | 0 | 926.084
5943 | 1588.6233 | 0 | 1588.623 | 0 | 0
5944 | 1511.5071 | 687.034 | 824.473 | 0 | 0
5945 | 1311.4301 | 873.907 | 437.523 | 0 | 0
5946 | 1754.8452 | 1682.099 | 72.746 | 0 | 0
5947 | 1257.345 | 0 | 0 | 1257.345 | 0
5948 | 847.2718 | 0 | 0 | 847.272 | 0
5949 | 1282.3573 | 0 | 0 | 1282.357 | 0
5950 | 1299.5317 | 0 | 0 | 1299.532 | 0
5951 | 1363.3224 | 0 | 0 | 1363.322 | 0
5952 | 1331.4271 | 32.334 | 0 | 1299.093 | 0
5953 | 1392.7643 | 1392.764 | 0 | 0 | 0
5954 | 954.4075 | 954.407 | 0 | 0 | 0
5955 | 1391.9465 | 1391.946 | 0 | 0 | 0
5956 | 1367.4116 | 1367.412 | 0 | 0 | 0
5957 | 1018.1982 | 1018.198 | 0 | 0 | 0
5958 | 1299.5317 | 1299.532 | 0 | 0 | 0
5959 | 1066.4502 | 0 | 301.937 | 764.513 | 0
5960 | 879.7304 | 0 | 879.731 | 0 | 642.071
5961 | 1118.7892 | 0 | 1118.789 | 0 | 1445.284
5962 | 1147.7987 | 0 | 1147.798 | 0 | 1796.003
5963 | 1167.7466 | 0 | 1167.746 | 0 | 1796.003
5964 | 1009.8492 | 0 | 1009.849 | 0 | 1796.003
5965 | 1123.4907 | 0 | 1123.491 | 0 | 1554.011
5966 | 1352.7826 | 0 | 1352.782 | 0 | 0
5967 | 1227.347 | 782.234 | 445.113 | 0 | 0
5968 | 1201.4218 | 1076.571 | 124.851 | 0 | 0
5969 | 1209.5909 | 1177.816 | 31.775 | 0 | 0
5970 | 1315.1216 | 1315.122 | 0 | 0 | 0
5971 | 1232.4093 | 0 | 0 | 1232.409 | 0
5972 | 1067.268 | 0 | 0 | 1067.268 | 0
5973 | 1498.2644 | 0 | 0 | 1498.264 | 0
5974 | 1077.8998 | 0 | 0 | 1077.9 | 0
5975 | 1290.5356 | 0 | 0 | 1290.536 | 0
5976 | 956.861 | 956.861 | 0 | 0 | 0
5977 | 1195.6673 | 1195.667 | 0 | 0 | 0
5978 | 1304.4387 | 1304.439 | 0 | 0 | 0
5979 | 1028.83 | 1028.83 | 0 | 0 | 0
5980 | 1461.462 | 1461.462 | 0 | 0 | 0
5981 | 1392.7643 | 1392.764 | 0 | 0 | 0
5982 | 1118.7913 | 285.831 | 0 | 832.961 | 0
5983 | 1271.7255 | 0 | 157.629 | 1114.096 | 0
5984 | 186.0829 | 0 | 186.083 | 0 | 447.29
5985 | 155.6841 | 0 | 155.684 | 0 | 1543.542
5986 | 185.2027 | 0 | 185.202 | 0 | 1796.003
5987 | 174.4073 | 0 | 174.407 | 0 | 1796.003
5988 | 189.5525 | 0 | 189.552 | 0 | 1796.003
5989 | 199.8194 | 0 | 199.82 | 0 | 892.951
5990 | 201.4499 | 0 | 201.449 | 0 | 757.583
5991 | 132.424 | 0 | 132.424 | 0 | 0
5992 | 181.7586 | 0 | 181.758 | 0 | 0
5993 | 119.9634 | 0 | 119.963 | 0 | 0
5994 | 101.4733 | 0 | 100.464 | 1.01 | 0
5995 | 112.5998 | 0 | 0 | 112.6 | 0
5996 | 110.407 | 0 | 0 | 110.407 | 0
5997 | 102.2287 | 0 | 0 | 102.229 | 0
5998 | 93.2326 | 0 | 0 | 93.233 | 0
5999 | 102.2287 | 0 | 0 | 102.229 | 0
6000 | 95.6861 | 0 | 0 | 95.686 | 0
6001 | 100.5931 | 0 | 0 | 100.593 | 0
6002 | 92.4148 | 0 | 0 | 92.415 | 0
6003 | 98.9574 | 0 | 0 | 98.957 | 0
6004 | 93.2326 | 0 | 0 | 93.233 | 0
6005 | 98.9574 | 0 | 0 | 98.957 | 0
6006 | 91.5969 | 0 | 0 | 91.597 | 0
6007 | 94.8683 | 0 | 94.868 | 0 | 208.653
6008 | 88.6732 | 0 | 88.673 | 0 | 1094.024
6009 | 877.3751 | 0 | 877.375 | 0 | 25.165
6010 | 1234.046 | 0 | 1234.046 | 0 | 0
6011 | 1673.4272 | 0 | 1673.427 | 0 | 0
6012 | 1423.6773 | 0 | 1423.677 | 0 | 0
6013 | 1772.2558 | 983.699 | 788.557 | 0 | 0
6014 | 1493.8665 | 879.212 | 614.654 | 0 | 0
6015 | 1557.6541 | 1383.966 | 173.688 | 0 | 0
6016 | 1584.9707 | 1379.53 | 205.441 | 0 | 0
6017 | 1772.4797 | 1589.454 | 183.025 | 0 | 0
6018 | 1755.7039 | 1730.336 | 25.368 | 0 | 0
6019 | 1611.083 | 0 | 0 | 1611.083 | 0
6020 | 1745.249 | 0 | 0 | 1745.249 | 0
6021 | 1431.2023 | 0 | 0 | 1431.202 | 0
6022 | 1315.8883 | 0 | 0 | 1315.888 | 0
6023 | 1081.1711 | 0 | 0 | 1081.171 | 0
6024 | 1571.0512 | 1571.051 | 0 | 0 | 0
6025 | 1019.8339 | 1019.834 | 0 | 0 | 0
6026 | 1302.803 | 1302.803 | 0 | 0 | 0
6027 | 1215.2952 | 1215.295 | 0 | 0 | 0
6028 | 1135.9657 | 1135.966 | 0 | 0 | 0
6029 | 1096.7099 | 1096.71 | 0 | 0 | 0
6030 | 1092.6207 | 1092.621 | 0 | 0 | 0
6031 | 1315.8883 | 307.701 | 386.607 | 621.581 | 0
6032 | 1094.9209 | 0 | 827.505 | 267.416 | 0
6033 | 1387.202 | 0 | 1347.358 | 39.844 | 0
6034 | 1405.6574 | 0 | 1405.657 | 0 | 1796.003
6035 | 1365.2484 | 0 | 1365.248 | 0 | 1796.003
6036 | 1221.3717 | 0 | 1221.371 | 0 | 1796.003
6037 | 1267.0966 | 0 | 1267.096 | 0 | 1796.003
6038 | 1528.0967 | 0 | 1528.096 | 0 | 1796.003
6039 | 1700.6118 | 0 | 1700.612 | 0 | 49.361
6040 | 1411.0387 | 0 | 1411.038 | 0 | 0
6041 | 1480.8333 | 1175.712 | 305.121 | 0 | 0
6042 | 1727.6442 | 1255.098 | 44.605 | 427.941 | 0
6043 | 1863.8394 | 67.837 | 0 | 1796.003 | 0
6044 | 874.2602 | 0 | 0 | 874.26 | 0
6045 | 1106.5238 | 0 | 0 | 1106.524 | 0
6046 | 1191.5782 | 0 | 0 | 1191.578 | 0
6047 | 1427.931 | 0 | 0 | 1427.931 | 0
6048 | 771.2136 | 0 | 0 | 771.214 | 0
6049 | 615.8259 | 615.826 | 0 | 0 | 0
6050 | 593.7445 | 593.745 | 0 | 0 | 0
6051 | 716.419 | 716.419 | 0 | 0 | 0
6052 | 741.7717 | 741.772 | 0 | 0 | 0
6053 | 516.8685 | 516.868 | 0 | 0 | 0
6054 | 739.3182 | 739.318 | 0 | 0 | 0
6055 | 691.8841 | 0 | 205.615 | 486.269 | 0
6056 | 788.801 | 0 | 757.086 | 31.715 | 0
6057 | 672.9677 | 0 | 672.968 | 0 | 397.641
6058 | 848.4842 | 0 | 848.485 | 0 | 555.025
6059 | 583.859 | 0 | 583.859 | 0 | 1796.003
6060 | 720.5879 | 0 | 720.588 | 0 | 1684.323
6061 | 820.5103 | 0 | 820.51 | 0 | 1796.003
6062 | 864.1732 | 0 | 864.172 | 0 | 1796.003
6063 | 828.4586 | 0 | 828.459 | 0 | 1004.376
6064 | 969.7735 | 0 | 969.773 | 0 | 0
6065 | 882.8525 | 0 | 882.852 | 0 | 0
6066 | 889.7008 | 0 | 167.704 | 721.997 | 0
6067 | 815.3764 | 0 | 0 | 815.376 | 0
6068 | 857.0857 | 0 | 0 | 857.086 | 0
6069 | 776.1206 | 0 | 0 | 776.121 | 0
6070 | 704.9694 | 0 | 0 | 704.969 | 0
6071 | 563.4848 | 0 | 0 | 563.485 | 0
6072 | 704.9694 | 0 | 0 | 704.969 | 0
6073 | 1049.2758 | 1049.276 | 0 | 0 | 0
6074 | 1127.7874 | 1127.787 | 0 | 0 | 0
6075 | 815.3764 | 815.376 | 0 | 0 | 0
6076 | 836.64 | 85.217 | 0 | 751.423 | 0
6077 | 796.5663 | 0 | 0 | 796.566 | 0
6078 | 758.1283 | 0 | 0 | 758.128 | 0
6079 | 855.4501 | 0 | 192.137 | 663.313 | 0
6080 | 639.7638 | 0 | 639.764 | 0 | 78.301
6081 | 302.7034 | 0 | 302.704 | 0 | 1369.526
6082 | 287.4345 | 0 | 287.434 | 0 | 1578.414
6083 | 226.1197 | 0 | 226.119 | 0 | 1796.003
6084 | 306.2691 | 0 | 306.269 | 0 | 1796.003
6085 | 908.0488 | 0 | 908.048 | 0 | 1796.003
6086 | 1146.5832 | 0 | 1146.583 | 0 | 615.125
6087 | 858.2665 | 684.201 | 174.066 | 0 | 0
6088 | 1394.3683 | 1305.676 | 88.692 | 0 | 0
6089 | 1415.3466 | 1379.008 | 36.339 | 0 | 0
6090 | 1274.8271 | 1274.827 | 0 | 0 | 0
6091 | 1217.7058 | 0 | 0 | 1217.706 | 0
6092 | 1113.8843 | 0 | 0 | 1113.884 | 0
6093 | 1204.6634 | 0 | 0 | 1204.663 | 0
6094 | 1071.3572 | 0 | 0 | 1071.357 | 0
6095 | 1266.8185 | 0 | 0 | 1266.819 | 0
6096 | 1126.9696 | 1126.97 | 0 | 0 | 0
6097 | 1026.3765 | 1026.377 | 0 | 0 | 0
6098 | 914.3338 | 914.334 | 0 | 0 | 0
6099 | 758.1283 | 758.128 | 0 | 0 | 0
6100 | 830.0973 | 830.097 | 0 | 0 | 0
6101 | 926.6013 | 926.601 | 0 | 0 | 0
6102 | 1324.0666 | 1324.067 | 0 | 0 | 0
6103 | 1107.3417 | 1007.236 | 100.105 | 0 | 211.09
6104 | 949.5925 | 0 | 949.593 | 0 | 145.308
6105 | 1070.4841 | 0 | 1070.485 | 0 | 859.432
6106 | 1490.9918 | 0 | 1490.992 | 0 | 694.893
6107 | 1371.7788 | 0 | 1371.779 | 0 | 1160.981
6108 | 1488.1212 | 0 | 1488.121 | 0 | 1796.003
6109 | 1658.559 | 0 | 1658.559 | 0 | 190.267
6110 | 1466.1104 | 719.928 | 746.183 | 0 | 0
6111 | 1663.649 | 0 | 1663.649 | 0 | 157.498
6112 | 1239.8362 | 139.183 | 1100.654 | 0 | 0
6113 | 1491.3363 | 661.848 | 829.488 | 0 | 0
6114 | 1536.6216 | 1412.942 | 123.679 | 0 | 0
6115 | 1553.0947 | 0 | 0 | 1553.095 | 0
6116 | 1250.4619 | 0 | 0 | 1250.462 | 0
6117 | 1401.7604 | 0 | 0 | 1401.76 | 0
6118 | 1464.7333 | 0 | 0 | 1464.733 | 0
6119 | 1255.3689 | 0 | 0 | 1255.369 | 0
6120 | 1278.2681 | 1278.268 | 0 | 0 | 0
6121 | 1221.8379 | 1221.838 | 0 | 0 | 0
6122 | 1106.5238 | 1106.524 | 0 | 0 | 0
6123 | 1113.0665 | 1113.066 | 0 | 0 | 0
6124 | 1459.8264 | 1459.826 | 0 | 0 | 0
6125 | 963.4036 | 963.404 | 0 | 0 | 0
6126 | 978.9424 | 978.942 | 0 | 0 | 0
6127 | 1391.9465 | 968.285 | 423.661 | 0 | 0
6128 | 1243.5472 | 0 | 1243.547 | 0 | 338.395
6129 | 1089.836 | 0 | 1089.836 | 0 | 1509.996
6130 | 1125.3411 | 0 | 1125.341 | 0 | 1544.887
6131 | 1443.0721 | 0 | 1443.072 | 0 | 1733.593
6132 | 1395.4795 | 0 | 1395.479 | 0 | 1796.003
6133 | 1267.3981 | 0 | 1267.397 | 0 | 1796.003
6134 | 1171.6916 | 0 | 1171.692 | 0 | 310.498
6135 | 1207.4389 | 0 | 1207.439 | 0 | 0
6136 | 1296.1408 | 0 | 1296.141 | 0 | 0
6137 | 1213.9294 | 149.936 | 1063.993 | 0 | 0
6138 | 1030.8817 | 896.902 | 133.98 | 0 | 0
6139 | 1441.0183 | 0 | 0 | 1441.018 | 0
6140 | 967.4928 | 0 | 0 | 967.493 | 0
6141 | 1176.0394 | 0 | 0 | 1176.039 | 0
6142 | 1427.1132 | 0 | 0 | 1427.113 | 0
6143 | 1197.303 | 0 | 0 | 1197.303 | 0
6144 | 1134.3301 | 1134.33 | 0 | 0 | 0
6145 | 1411.5744 | 1411.574 | 0 | 0 | 0
6146 | 1233.2875 | 1233.287 | 0 | 0 | 0
6147 | 1411.5744 | 1411.574 | 0 | 0 | 0
6148 | 1032.9192 | 1032.919 | 0 | 0 | 0
6149 | 981.3959 | 728.241 | 0 | 253.155 | 0
6150 | 1022.2874 | 0 | 0 | 1022.287 | 0
6151 | 1038.644 | 0 | 409.619 | 629.025 | 0
6152 | 236.2455 | 0 | 236.245 | 0 | 1100.418
6153 | 185.3969 | 0 | 185.397 | 0 | 1421.829
6154 | 160.3938 | 0 | 160.393 | 0 | 1796.003
6155 | 207.2309 | 0 | 207.23 | 0 | 1796.003
6156 | 198.151 | 0 | 198.151 | 0 | 1796.003
6157 | 199.0353 | 0 | 199.036 | 0 | 1119.119
6158 | 150.5308 | 0 | 150.531 | 0 | 0
6159 | 152.6909 | 0 | 152.691 | 0 | 0
6160 | 170.769 | 0 | 170.769 | 0 | 0
6161 | 138.479 | 0 | 138.479 | 0 | 0
6162 | 137.6387 | 0 | 66.705 | 70.933 | 0
6163 | 108.4667 | 0 | 0 | 108.467 | 0
6164 | 0 | 0 | 0 | 0 | 0
6165 | 0 | 0 | 0 | 0 | 0
6166 | 87.5078 | 0 | 0 | 87.508 | 0
6167 | 89.1435 | 0 | 0 | 89.143 | 0
6168 | 92.4148 | 0 | 0 | 92.415 | 0
6169 | 86.69 | 0 | 0 | 86.69 | 0
6170 | 89.1435 | 0 | 0 | 89.143 | 0
6171 | 82.6008 | 0 | 0 | 82.601 | 0
6172 | 88.3256 | 0 | 0 | 88.326 | 0
6173 | 83.4186 | 0 | 0 | 83.419 | 0
6174 | 88.3256 | 0 | 0 | 88.326 | 0
6175 | 70.3334 | 0 | 70.333 | 0 | 324.027
6176 | 96.5407 | 0 | 96.54 | 0 | 752.107
6177 | 784.7098 | 0 | 784.709 | 0 | 0
6178 | 1340.7248 | 0 | 1340.725 | 0 | 0
6179 | 1486.7248 | 0 | 1486.724 | 0 | 0
6180 | 1306.7255 | 0 | 1306.725 | 0 | 0
6181 | 1510.7833 | 0 | 1510.783 | 0 | 0
6182 | 1642.3118 | 0 | 1642.312 | 0 | 0
6183 | 1547.9905 | 0 | 1547.99 | 0 | 0
6184 | 1693.5468 | 0 | 1693.547 | 0 | 0
6185 | 1585.4113 | 609.485 | 975.926 | 0 | 0
6186 | 1638.605 | 1503.758 | 134.847 | 0 | 0
6187 | 1627.7258 | 0 | 0 | 1627.726 | 0
6188 | 1555.5125 | 0 | 0 | 1555.512 | 0
6189 | 1476.183 | 0 | 0 | 1476.183 | 0
6190 | 1661.8303 | 0 | 0 | 1661.83 | 0
6191 | 1613.5784 | 0 | 0 | 1613.578 | 0
6192 | 1260.2759 | 1260.276 | 0 | 0 | 0
6193 | 1171.9502 | 1171.95 | 0 | 0 | 0
6194 | 1521.1636 | 1521.164 | 0 | 0 | 0
6195 | 1377.2255 | 1377.226 | 0 | 0 | 0
6196 | 1270.9077 | 1270.908 | 0 | 0 | 0
6197 | 1565.3264 | 1565.326 | 0 | 0 | 0
6198 | 1360.8689 | 1360.869 | 0 | 0 | 0
6199 | 1170.3146 | 705.444 | 286.267 | 178.604 | 0
6200 | 1033.4007 | 0 | 1033.4 | 0 | 29.297
6201 | 1230.7481 | 0 | 1230.748 | 0 | 637.157
6202 | 1537.052 | 0 | 1537.052 | 0 | 1054.835
6203 | 1548.9034 | 0 | 1548.903 | 0 | 1338.317
6204 | 1590.8468 | 0 | 1590.847 | 0 | 1674.048
6205 | 1238.0554 | 0 | 1238.055 | 0 | 1796.003
6206 | 1441.5264 | 0 | 1441.526 | 0 | 1480.224
6207 | 1346.8708 | 0 | 1346.871 | 0 | 1019.494
6208 | 1554.022 | 0 | 1554.022 | 0 | 0
6209 | 1638.7226 | 1047.402 | 591.32 | 0 | 0
6210 | 1543.6519 | 1469.294 | 74.357 | 0 | 0
6211 | 1296.4209 | 0 | 0 | 1296.421 | 0
6212 | 1246.3728 | 0 | 0 | 1246.373 | 0
6213 | 1571.8691 | 0 | 0 | 1571.869 | 0
6214 | 1827.8498 | 31.847 | 0 | 1796.003 | 0
6215 | 1962.7917 | 166.789 | 0 | 1796.003 | 0
6216 | 1447.5589 | 1447.559 | 0 | 0 | 0
6217 | 1347.7837 | 1347.784 | 0 | 0 | 0
6218 | 1417.2992 | 1417.299 | 0 | 0 | 0
6219 | 1479.4543 | 1479.454 | 0 | 0 | 0
6220 | 1595.5861 | 1595.586 | 0 | 0 | 0
6221 | 1610.3071 | 1610.307 | 0 | 0 | 0
6222 | 1157.2293 | 1157.229 | 0 | 0 | 0
6223 | 1109.7952 | 668.58 | 220.373 | 220.842 | 0
6224 | 994.4167 | 0 | 808.493 | 185.924 | 0
6225 | 1024.9954 | 0 | 1024.995 | 0 | 257.681
6226 | 1252.2468 | 0 | 1252.246 | 0 | 1234.184
6227 | 1666.1761 | 0 | 1666.176 | 0 | 1541.621
6228 | 1295.9036 | 0 | 1295.903 | 0 | 1796.003
6229 | 1418.6527 | 0 | 1418.653 | 0 | 1769.011
6230 | 1542.1992 | 0 | 1542.199 | 0 | 1664.387
6231 | 1525.4623 | 0 | 1525.462 | 0 | 766.488
6232 | 1140.3677 | 0 | 1140.368 | 0 | 0
6233 | 1753.2821 | 648.769 | 1104.514 | 0 | 0
6234 | 1615.8908 | 1501.667 | 114.224 | 0 | 0
6235 | 1178.4929 | 0 | 0 | 1178.493 | 0
6236 | 1647.9272 | 0 | 0 | 1647.927 | 0
6237 | 1432.0201 | 0 | 0 | 1432.02 | 0
6238 | 1643.0203 | 0 | 0 | 1643.02 | 0
6239 | 1400.1248 | 0 | 0 | 1400.125 | 0
6240 | 1198.1208 | 1198.121 | 0 | 0 | 0
6241 | 1325.7023 | 1325.702 | 0 | 0 | 0
6242 | 1425.4775 | 1425.478 | 0 | 0 | 0
6243 | 1218.5665 | 1218.567 | 0 | 0 | 0
6244 | 1399.3069 | 1399.307 | 0 | 0 | 0
6245 | 1315.0705 | 1315.07 | 0 | 0 | 0
6246 | 733.5934 | 733.593 | 0 | 0 | 0
6247 | 983.0315 | 318.254 | 441.355 | 223.423 | 0
6248 | 877.8811 | 0 | 877.881 | 0 | 734.264
6249 | 945.2549 | 0 | 945.255 | 0 | 1716.605
6250 | 1289.4335 | 0 | 1289.433 | 0 | 766.67
6251 | 942.1656 | 0 | 942.165 | 0 | 1796.003
6252 | 1192.4164 | 0 | 1192.416 | 0 | 1796.003
6253 | 1457.5078 | 0 | 1457.507 | 0 | 1133.579
6254 | 1298.3816 | 0 | 1298.381 | 0 | 431.397
6255 | 1441.2678 | 704.377 | 736.891 | 0 | 0
6256 | 1536.8077 | 1444.74 | 92.068 | 0 | 0
6257 | 1458.4473 | 1438.742 | 19.705 | 0 | 0
6258 | 1564.8337 | 1564.834 | 0 | 0 | 0
6259 | 1103.6522 | 0 | 0 | 1103.652 | 0
6260 | 1320.7953 | 0 | 0 | 1320.795 | 0
6261 | 1423.8418 | 0 | 0 | 1423.842 | 0
6262 | 1526.8884 | 0 | 0 | 1526.888 | 0
6263 | 1557.9659 | 0 | 0 | 1557.966 | 0
6264 | 1416.4814 | 1416.481 | 0 | 0 | 0
6265 | 1565.3264 | 1565.326 | 0 | 0 | 0
6266 | 1530.9776 | 1530.978 | 0 | 0 | 0
6267 | 1518.7101 | 1518.71 | 0 | 0 | 0
6268 | 1445.1054 | 1445.105 | 0 | 0 | 0
6269 | 1521.9814 | 1521.981 | 0 | 0 | 0
6270 | 1328.1557 | 1328.156 | 0 | 0 | 0
6271 | 1128.6053 | 1128.605 | 0 | 0 | 157.854
6272 | 1388.3388 | 1388.339 | 0 | 0 | 590.791
6273 | 1708.9138 | 1708.914 | 0 | 0 | 1411.607
6274 | 1431.3986 | 655.592 | 775.807 | 0 | 1708.065
6275 | 1533.1581 | 0 | 1533.158 | 0 | 1260.411
6276 | 1365.5684 | 0 | 1365.568 | 0 | 1088.648
6277 | 1628.745 | 0 | 1628.745 | 0 | 1498.463
6278 | 1656.7966 | 1402.564 | 254.233 | 0 | 0
6279 | 1559.5597 | 1398.46 | 161.1 | 0 | 0
6280 | 1548.5916 | 1476.64 | 71.951 | 0 | 0
6281 | 1862.9184 | 1729.953 | 132.965 | 0 | 0
6282 | 1641.6575 | 1632.456 | 9.202 | 0 | 0
6283 | 1998.0095 | 436.211 | 0 | 1561.799 | 0
6284 | 1726.4389 | 0 | 0 | 1726.439 | 0
6285 | 1521.9814 | 0 | 0 | 1521.981 | 0
6286 | 1737.8885 | 0 | 0 | 1737.889 | 0
6287 | 1565.3264 | 0 | 0 | 1565.326 | 0
6288 | 1698.6327 | 1698.633 | 0 | 0 | 0
6289 | 692.7019 | 692.702 | 0 | 0 | 0
6290 | 512.7793 | 512.779 | 0 | 0 | 0
6291 | 606.0119 | 606.012 | 0 | 0 | 0
6292 | 754.857 | 754.857 | 0 | 0 | 0
6293 | 802.2911 | 802.291 | 0 | 0 | 0
6294 | 671.4383 | 671.438 | 0 | 0 | 0
6295 | 609.2833 | 220.778 | 388.505 | 0 | 0
6296 | 469.188 | 133.819 | 335.369 | 0 | 0
6297 | 557.6649 | 0 | 557.665 | 0 | 873.067
6298 | 672.0078 | 0 | 672.007 | 0 | 1688.783
6299 | 802.2369 | 0 | 802.237 | 0 | 1796.003
6300 | 773.4902 | 0 | 773.489 | 0 | 1796.003
6301 | 936.0094 | 0 | 936.009 | 0 | 1796.003
6302 | 851.9365 | 0 | 851.936 | 0 | 1079.517
6303 | 657.248 | 0 | 657.248 | 0 | 0
6304 | 682.6487 | 0 | 682.649 | 0 | 0
6305 | 686.5273 | 436.459 | 250.069 | 0 | 0
6306 | 776.4017 | 752.73 | 23.672 | 0 | 0
6307 | 785.1463 | 0 | 0 | 785.146 | 0
6308 | 546.3104 | 0 | 0 | 546.31 | 0
6309 | 724.5973 | 0 | 0 | 724.597 | 0
6310 | 823.5547 | 0 | 0 | 823.555 | 0
6311 | 729.5043 | 0 | 0 | 729.504 | 0
6312 | 745.043 | 745.043 | 0 | 0 | 0
6313 | 1741.9777 | 1741.978 | 0 | 0 | 0
6314 | 1703.5397 | 1703.54 | 0 | 0 | 0
6315 | 1585.7722 | 1585.772 | 0 | 0 | 0
6316 | 1660.1947 | 1434.298 | 0 | 225.897 | 0
6317 | 1616.0319 | 0 | 0 | 1616.032 | 0
6318 | 1492.5396 | 0 | 0 | 1492.54 | 0
6319 | 1496.6287 | 0 | 326.776 | 1169.853 | 0
6320 | 112.7164 | 0 | 112.717 | 0 | 1013.739
6321 | 91.689 | 0 | 91.689 | 0 | 1280.666
6322 | 0 | 0 | -0.001 | 0 | 1796.003
6323 | 0 | 0 | 0 | 0 | 1796.003
6324 | 0 | 0 | 0 | 0 | 1796.003
6325 | 0 | 0 | 0 | 0 | 1017.055
6326 | 89.7711 | 0 | 89.771 | 0 | 329.906
6327 | 73.0251 | 0 | 73.025 | 0 | 0
6328 | 78.3215 | 0 | 78.321 | 0 | 0
6329 | 73.0629 | 0 | 73.062 | 0 | 0
6330 | 85.2782 | 0 | 34.587 | 50.692 | 0
6331 | 79.3551 | 0 | 0 | 79.355 | 0
6332 | 88.3256 | 0 | 0 | 88.326 | 0
6333 | 80.9652 | 0 | 0 | 80.965 | 0
6334 | 88.3256 | 0 | 0 | 88.326 | 0
6335 | 80.9652 | 0 | 0 | 80.965 | 0
6336 | 85.8721 | 0 | 0 | 85.872 | 0
6337 | 76.876 | 0 | 0 | 76.876 | 0
6338 | 83.4186 | 0 | 0 | 83.419 | 0
6339 | 77.6938 | 0 | 0 | 77.694 | 0
6340 | 81.783 | 0 | 0 | 81.783 | 0
6341 | 78.5117 | 0 | 0 | 78.512 | 0
6342 | 83.4186 | 0 | 0 | 83.419 | 0
6343 | 68.6977 | 0 | 68.698 | 0 | 277.879
6344 | 80.819 | 0 | 80.819 | 0 | 875.302
6345 | 556.7111 | 0 | 556.711 | 0 | 0
6346 | 1538.6406 | 0 | 1538.641 | 0 | 0
6347 | 1710.5127 | 0 | 1710.513 | 0 | 0
6348 | 1592.0899 | 0 | 1592.09 | 0 | 0
6349 | 1586.6892 | 0 | 1586.689 | 0 | 0
6350 | 1637.1595 | 0 | 1637.159 | 0 | 0
6351 | 1737.0911 | 0 | 1561.697 | 175.395 | 0
6352 | 1235.9792 | 0 | 1235.98 | 0 | 195.195
6353 | 1637.9753 | 946.473 | 691.502 | 0 | 0
6354 | 1283.7711 | 1227.406 | 56.365 | 0 | 0
6355 | 1342.5199 | 0 | 0 | 1342.52 | 0
6356 | 1375.5899 | 0 | 0 | 1375.59 | 0
6357 | 1208.7526 | 0 | 0 | 1208.753 | 0
6358 | 1334.6984 | 0 | 0 | 1334.698 | 0
6359 | 1426.2953 | 0 | 0 | 1426.295 | 0
6360 | 1445.9232 | 1445.923 | 0 | 0 | 0
6361 | 1568.5977 | 1568.598 | 0 | 0 | 0
6362 | 1526.8884 | 1526.888 | 0 | 0 | 0
6363 | 1723.1676 | 1723.168 | 0 | 0 | 0
6364 | 1466.369 | 1466.369 | 0 | 0 | 0
6365 | 1491.7217 | 1491.722 | 0 | 0 | 0
6366 | 1755.8808 | 1755.881 | 0 | 0 | 0
6367 | 1216.9309 | 1216.931 | 0 | 0 | 90.743
6368 | 1615.258 | 1615.258 | 0 | 0 | 357.294
6369 | 1535.5124 | 1535.512 | 0 | 0 | 1068.406
6370 | 1473.9411 | 1473.941 | 0 | 0 | 1128.586
6371 | 1908.6882 | 1693.61 | 215.078 | 0 | 1796.003
6372 | 2013.4594 | 1581.519 | 431.94 | 0 | 1796.003
6373 | 2035.7422 | 1874.554 | 161.188 | 0 | 657.667
6374 | 1841.9829 | 0 | 1841.983 | 0 | 548.159
6375 | 1628.7921 | 448.772 | 1180.02 | 0 | 0
6376 | 1389.4705 | 93.761 | 1295.709 | 0 | 0
6377 | 1931.9585 | 1384.844 | 547.115 | 0 | 0
6378 | 1367.8348 | 1318.564 | 49.271 | 0 | 0
6379 | 1384.0595 | 0 | 0 | 1384.06 | 0
6380 | 1184.2177 | 0 | 0 | 1184.218 | 0
6381 | 1696.1792 | 0 | 0 | 1696.179 | 0
6382 | 1602.9466 | 0 | 0 | 1602.947 | 0
6383 | 1638.9311 | 0 | 0 | 1638.931 | 0
6384 | 1551.4233 | 1551.423 | 0 | 0 | 0
6385 | 1701.0862 | 1701.086 | 0 | 0 | 0
6386 | 1653.652 | 1653.652 | 0 | 0 | 0
6387 | 1684.7296 | 1684.73 | 0 | 0 | 0
6388 | 1203.0278 | 1203.028 | 0 | 0 | 0
6389 | 1548.9698 | 1548.97 | 0 | 0 | 0
6390 | 1546.5163 | 1546.516 | 0 | 0 | 0
6391 | 1351.055 | 1351.055 | 0 | 0 | 57.013
6392 | 1371.2114 | 1371.211 | 0 | 0 | 227.665
6393 | 1665.9839 | 1665.984 | 0 | 0 | 815.683
6394 | 1480.4755 | 1480.476 | 0 | 0 | 1463.385
6395 | 1901.1918 | 1735.216 | 165.976 | 0 | 1796.003
6396 | 1801.945 | 1417.281 | 384.664 | 0 | 1796.003
6397 | 1608.8247 | 1472.499 | 136.325 | 0 | 1796.003
6398 | 1764.516 | 922.225 | 842.292 | 0 | 401.983
6399 | 1869.6654 | 974.689 | 894.976 | 0 | 0
6400 | 1735.3911 | 711.394 | 1023.997 | 0 | 0
6401 | 1870.3575 | 1519.307 | 351.051 | 0 | 0
6402 | 1742.4091 | 1716.128 | 26.281 | 0 | 0
6403 | 1712.774 | 0 | 0 | 1712.774 | 0
6404 | 1736.2529 | 0 | 0 | 1736.253 | 0
6405 | 1571.8691 | 0 | 0 | 1571.869 | 0
6406 | 1566.1442 | 0 | 0 | 1566.144 | 0
6407 | 1353.5085 | 0 | 0 | 1353.508 | 0
6408 | 390.9227 | 390.923 | 0 | 0 | 0
6409 | 403.1901 | 403.19 | 0 | 0 | 0
6410 | 386.8335 | 386.834 | 0 | 0 | 0
6411 | 365.57 | 365.57 | 0 | 0 | 0
6412 | 375.3839 | 375.384 | 0 | 0 | 0
6413 | 388.4692 | 388.469 | 0 | 0 | 0
6414 | 406.4615 | 406.461 | 0 | 0 | 0
6415 | 362.2986 | 362.299 | 0 | 0 | 226.554
6416 | 452.8416 | 452.842 | 0 | 0 | 818.568
6417 | 1718.3751 | 1718.375 | 0 | 0 | 1423.333
6418 | 1870.1756 | 1175.352 | 694.823 | 0 | 1796.003
6419 | 1892.5228 | 1142.985 | 749.537 | 0 | 1796.003
6420 | 1967.7386 | 445.886 | 1521.852 | 0 | 271.684
6421 | 1715.3512 | 0 | 1715.351 | 0 | 1095.342
6422 | 1757.0441 | 0 | 1757.044 | 0 | 641.652
6423 | 1950.1113 | 901.986 | 1048.126 | 0 | 0
6424 | 1726.1516 | 279.643 | 1446.509 | 0 | 0
6425 | 2137.608 | 1149.86 | 987.748 | 0 | 0
6426 | 1644.1407 | 1573.102 | 71.038 | 0 | 0
6427 | 1812.7762 | 16.774 | 0 | 1796.003 | 0
6428 | 1637.2954 | 0 | 0 | 1637.295 | 0
6429 | 1228.3805 | 0 | 0 | 1228.38 | 0
6430 | 1411.5744 | 0 | 0 | 1411.574 | 0
6431 | 1350.2371 | 0 | 0 | 1350.237 | 0
6432 | 369.6591 | 369.659 | 0 | 0 | 0
6433 | 112.8605 | 112.861 | 0 | 0 | 0
6434 | 119.4032 | 119.403 | 0 | 0 | 0
6435 | 113.6784 | 113.678 | 0 | 0 | 0
6436 | 116.1318 | 116.132 | 0 | 0 | 0
6437 | 112.8605 | 112.861 | 0 | 0 | 0
6438 | 116.9497 | 116.95 | 0 | 0 | 0
6439 | 100.5931 | 0 | 100.593 | 0 | 141.328
6440 | 225.1445 | 0 | 225.144 | 0 | 693.521
6441 | 1240.0192 | 0 | 1240.019 | 0 | 1328.291
6442 | 1266.4219 | 0 | 1266.421 | 0 | 1796.003
6443 | 1701.8192 | 0 | 1701.819 | 0 | 1796.003
6444 | 1591.6166 | 0 | 1591.616 | 0 | 1796.003
6445 | 1439.8744 | 0 | 1439.874 | 0 | 1478.227
6446 | 1622.9691 | 0 | 1622.969 | 0 | 0
6447 | 1764.8544 | 0 | 1764.854 | 0 | 0
6448 | 1749.6223 | 0 | 1749.622 | 0 | 0
6449 | 1578.746 | 706.579 | 872.167 | 0 | 0
6450 | 1433.9206 | 1386.706 | 47.214 | 0 | 0
6451 | 1471.9558 | 0 | 0 | 1471.956 | 0
6452 | 1491.7217 | 0 | 0 | 1491.722 | 0
6453 | 1544.0628 | 0 | 0 | 1544.063 | 0
6454 | 1414.8457 | 0 | 0 | 1414.846 | 0
6455 | 1431.2023 | 0 | 0 | 1431.202 | 0
6456 | 482.5196 | 482.52 | 0 | 0 | 0
6457 | 426.0894 | 426.089 | 0 | 0 | 0
6458 | 399.101 | 399.101 | 0 | 0 | 0
6459 | 440.8103 | 440.81 | 0 | 0 | 0
6460 | 390.1049 | 390.105 | 0 | 0 | 0
6461 | 392.5583 | 392.558 | 0 | 0 | 0
6462 | 495.6049 | 495.605 | 0 | 0 | 0
6463 | 433.4498 | 433.45 | 0 | 0 | 300.546
6464 | 442.7905 | 442.79 | 0 | 0 | 1044.317
6465 | 1681.4818 | 803.735 | 877.747 | 0 | 1796.003
6466 | 1826.7294 | 1696.123 | 130.606 | 0 | 1796.003
6467 | 1832.1434 | 892.566 | 939.578 | 0 | 892.766
6468 | 1642.4999 | 0 | 1642.5 | 0 | 408.025
6469 | 1936.4576 | 952.068 | 984.39 | 0 | 0
6470 | 1870.011 | 0 | 1870.011 | 0 | 192.634
6471 | 1945.9424 | 0 | 1945.943 | 0 | 541.04
6472 | 1509.5259 | 154.961 | 1354.565 | 0 | 0
6473 | 1569.9972 | 1039.229 | 530.768 | 0 | 0
6474 | 1518.9095 | 1482.852 | 36.057 | 0 | 0
6475 | 1387.3227 | 0 | 0 | 1387.323 | 0
6476 | 1625.028 | 0 | 0 | 1625.028 | 0
6477 | 1559.6016 | 0 | 0 | 1559.602 | 0
6478 | 1286.4464 | 0 | 0 | 1286.446 | 0
6479 | 1165.4076 | 0 | 0 | 1165.408 | 0
6480 | 1319.1596 | 1319.16 | 0 | 0 | 0
6481 | 1503.1713 | 1503.171 | 0 | 0 | 0
6482 | 924.9656 | 924.966 | 0 | 0 | 0
6483 | 1193.2138 | 1193.214 | 0 | 0 | 0
6484 | 1166.2254 | 1166.225 | 0 | 0 | 0
6485 | 1228.3805 | 1228.38 | 0 | 0 | 0
6486 | 1238.1945 | 1238.194 | 0 | 0 | 0
6487 | 1037.0083 | 938.235 | 98.773 | 0 | 0
6488 | 344.9167 | 0 | 344.916 | 0 | 37.019
6489 | 280.4042 | 0 | 280.404 | 0 | 473.594
6490 | 270.3306 | 0 | 270.33 | 0 | 804.606
6491 | 287.6502 | 0 | 287.65 | 0 | 1708.166
6492 | 303.9311 | 0 | 303.93 | 0 | 1796.003
6493 | 295.44 | 0 | 295.44 | 0 | 1744.694
6494 | 282.4089 | 0 | 282.408 | 0 | 1796.003
6495 | 273.0489 | 0 | 273.049 | 0 | 669.29
6496 | 209.159 | 0 | 209.159 | 0 | 0
6497 | 292.731 | 0 | 256.087 | 36.644 | 0
6498 | 235.0545 | 0 | 13.805 | 221.249 | 0
6499 | 209.7018 | 0 | 0 | 209.702 | 0
6500 | 305.8684 | 0 | 0 | 305.868 | 0
6501 | 293.6009 | 0 | 0 | 293.601 | 0
6502 | 298.5079 | 0 | 0 | 298.508 | 0
6503 | 235.535 | 0 | 0 | 235.535 | 0
6504 | 168.473 | 0 | 0 | 168.473 | 0
6505 | 199.5505 | 0 | 0 | 199.55 | 0
6506 | 243.7133 | 0 | 0 | 243.713 | 0
6507 | 191.3722 | 0 | 0 | 191.372 | 0
6508 | 152.1164 | 0 | 0 | 152.116 | 0
6509 | 135.7598 | 0 | 0 | 135.76 | 0
6510 | 197.097 | 0 | 0 | 197.097 | 0
6511 | 122.6745 | 0 | 122.674 | 0 | 119.99
6512 | 195.7169 | 0 | 195.717 | 0 | 676.365
6513 | 885.4685 | 0 | 885.469 | 0 | 811.988
6514 | 1487.9546 | 0 | 1487.954 | 0 | 1010.157
6515 | 1782.3192 | 0 | 1176.38 | 605.939 | 0
6516 | 1685.3849 | 0 | 1685.386 | 0 | 1271.199
6517 | 1718.2943 | 0 | 1718.295 | 0 | 0
6518 | 1671.8876 | 0 | 1671.888 | 0 | 0
6519 | 1697.546 | 0 | 1697.546 | 0 | 0
6520 | 1755.8511 | 739.179 | 1016.672 | 0 | 0
6521 | 1623.5477 | 1393.359 | 230.189 | 0 | 0
6522 | 1905.103 | 1894.487 | 10.616 | 0 | 0
6523 | 1574.8582 | 0 | 0 | 1574.858 | 0
6524 | 1257.8224 | 0 | 0 | 1257.822 | 0
6525 | 1468.0047 | 0 | 0 | 1468.005 | 0
6526 | 1599.6753 | 0 | 0 | 1599.675 | 0
6527 | 1683.9117 | 0 | 0 | 1683.912 | 0
6528 | 1453.2837 | 1453.284 | 0 | 0 | 0
6529 | 1407.4852 | 1407.485 | 0 | 0 | 0
6530 | 1535.8845 | 1535.885 | 0 | 0 | 0
6531 | 1660.1947 | 1660.195 | 0 | 0 | 0
6532 | 1321.6131 | 1321.613 | 0 | 0 | 0
6533 | 1273.3611 | 1273.361 | 0 | 0 | 0
6534 | 1310.1635 | 1310.163 | 0 | 0 | 0
6535 | 1068.0858 | 1068.086 | 0 | 0 | 0
6536 | 1296.3319 | 1296.332 | 0 | 0 | 40.25
6537 | 1701.5656 | 1701.566 | 0 | 0 | 121.273
6538 | 1384.2118 | 814.972 | 569.239 | 0 | 1796.003
6539 | 1713.281 | 475.084 | 1238.196 | 0 | 1796.003
6540 | 1435.638 | 98.506 | 1337.132 | 0 | 1000.544
6541 | 1436.8198 | 0 | 1436.819 | 0 | 1100.674
6542 | 1416.2125 | 0 | 1416.212 | 0 | 1183.236
6543 | 1458.112 | 0 | 1458.112 | 0 | 1103.583
6544 | 1580.7302 | 0 | 1580.73 | 0 | 86.749
6545 | 1546.2679 | 1090.635 | 455.633 | 0 | 0
6546 | 1753.4948 | 1729.902 | 23.593 | 0 | 0
6547 | 1580.4767 | 0 | 0 | 1580.477 | 0
6548 | 1247.1906 | 0 | 0 | 1247.191 | 0
6549 | 1584.9543 | 0 | 0 | 1584.954 | 0
6550 | 1818.0358 | 22.033 | 0 | 1796.003 | 0
6551 | 1714.1715 | 0 | 0 | 1714.171 | 0
6552 | 1513.8031 | 1513.803 | 0 | 0 | 0
6553 | 1295.9329 | 1295.933 | 0 | 0 | 0
6554 | 1429.5663 | 1429.566 | 0 | 0 | 0
6555 | 1403.1504 | 1403.15 | 0 | 0 | 0
6556 | 223.7582 | 223.758 | 0 | 0 | 0
6557 | 344.1836 | 344.184 | 0 | 0 | 0
6558 | 855.4089 | 855.409 | 0 | 0 | 0
6559 | 1351.1431 | 1016.163 | 334.98 | 0 | 0
6560 | 1327.7543 | 0 | 1327.754 | 0 | 181.431
6561 | 1082.8362 | 0 | 1082.836 | 0 | 354.787
6562 | 962.5079 | 0 | 962.508 | 0 | 1796.003
6563 | 1672.8606 | 0 | 1672.86 | 0 | 1796.003
6564 | 1223.3853 | 0 | 1223.385 | 0 | 1529.342
6565 | 988.9209 | 0 | 988.921 | 0 | 1796.003
6566 | 879.0094 | 0 | 879.009 | 0 | 1575.806
6567 | 1120.1603 | 0 | 1120.16 | 0 | 0
6568 | 1590.8052 | 0 | 1590.806 | 0 | 0
6569 | 1557.5416 | 981.075 | 576.467 | 0 | 0
6570 | 1465.6696 | 1443.671 | 21.998 | 0 | 0
6571 | 966.144 | 0 | 0 | 966.144 | 0
6572 | 1198.0387 | 0 | 0 | 1198.039 | 0
6573 | 1423.3507 | 0 | 0 | 1423.351 | 0
6574 | 1421.0199 | 0 | 0 | 1421.02 | 0
6575 | 1225.2315 | 0 | 0 | 1225.232 | 0
6576 | 1382.173 | 1382.173 | 0 | 0 | 0
6577 | 1511.9217 | 1511.922 | 0 | 0 | 0
6578 | 1197.2617 | 1197.262 | 0 | 0 | 0
6579 | 1518.9141 | 1518.914 | 0 | 0 | 0
6580 | 1238.4395 | 1238.439 | 0 | 0 | 0
6581 | 1274.9556 | 1274.956 | 0 | 0 | 0
6582 | 1134.3297 | 1134.33 | 0 | 0 | 0
6583 | 1236.1086 | 861.972 | 196.543 | 177.593 | 0
6584 | 895.8243 | 0 | 793.853 | 101.971 | 0
6585 | 1078.1882 | 0 | 1023.84 | 54.349 | 0
6586 | 1521.983 | 0 | 1521.983 | 0 | 230.312
6587 | 1177.4916 | 0 | 1177.492 | 0 | 1126.353
6588 | 1060.1419 | 0 | 1060.142 | 0 | 1277.484
6589 | 943.5293 | 0 | 943.529 | 0 | 1649.208
6590 | 1025.0301 | 0 | 1025.03 | 0 | 1592.095
6591 | 930.0669 | 0 | 930.067 | 0 | 1349.097
6592 | 968.8011 | 0 | 968.801 | 0 | 84.588
6593 | 1132.6778 | 1047.755 | 84.923 | 0 | 0
6594 | 1010.9393 | 1010.939 | 0 | 0 | 0
6595 | 1250.7879 | 0 | 0 | 1250.788 | 0
6596 | 1191.8232 | 0 | 0 | 1191.823 | 0
6597 | 1114.1294 | 0 | 0 | 1114.129 | 0
6598 | 1338.6645 | 0 | 0 | 1338.664 | 0
6599 | 1141.3222 | 0 | 0 | 1141.322 | 0
6600 | 156.1646 | 156.165 | 0 | 0 | 0
6601 | 101.7789 | 101.779 | 0 | 0 | 0
6602 | 103.3328 | 103.333 | 0 | 0 | 0
6603 | 99.4481 | 99.448 | 0 | 0 | 0
6604 | 104.8867 | 104.887 | 0 | 0 | 0
6605 | 98.6711 | 98.671 | 0 | 0 | 0
6606 | 101.002 | 101.002 | 0 | 0 | 0
6607 | 84.2832 | 84.283 | 0 | 0 | 3.77
6608 | 99.5365 | 99.536 | 0 | 0 | 52.545
6609 | 1023.3432 | 1023.343 | 0 | 0 | 150.439
6610 | 1312.2971 | 1312.297 | 0 | 0 | 319.71
6611 | 985.1178 | 985.118 | 0 | 0 | 1404.992
6612 | 1098.0768 | 964.044 | 134.032 | 0 | 1796.003
6613 | 1289.3435 | 752.623 | 536.72 | 0 | 1796.003
6614 | 1274.6729 | 730.618 | 544.055 | 0 | 980.947
6615 | 1148.4205 | 718.42 | 430 | 0 | 0
6616 | 1234.0498 | 994.327 | 239.723 | 0 | 0
6617 | 1363.2866 | 1218.409 | 144.877 | 0 | 0
6618 | 1689.6706 | 1689.671 | 0 | 0 | 0
6619 | 1542.9749 | 0 | 0 | 1542.975 | 0
6620 | 1457.536 | 0 | 0 | 1457.536 | 0
6621 | 1491.7213 | 0 | 0 | 1491.721 | 0
6622 | 1543.7762 | 0 | 0 | 1543.776 | 0
6623 | 1860.7669 | 64.764 | 0 | 1796.003 | 0
6624 | 186.4652 | 186.465 | 0 | 0 | 0
6625 | 104.1097 | 104.11 | 0 | 0 | 0
6626 | 112.656 | 112.656 | 0 | 0 | 0
6627 | 107.2175 | 107.217 | 0 | 0 | 0
6628 | 107.2175 | 107.217 | 0 | 0 | 0
6629 | 104.8867 | 104.887 | 0 | 0 | 0
6630 | 107.2175 | 107.217 | 0 | 0 | 0
6631 | 100.2454 | 0 | 100.246 | 0 | 357.591
6632 | 123.1185 | 0 | 123.119 | 0 | 1311.546
6633 | 971.1397 | 0 | 971.14 | 0 | 773.424
6634 | 1916.0218 | 0 | 1916.022 | 0 | 198.65
6635 | 1454.101 | 0 | 1454.101 | 0 | 1346.241
6636 | 1405.6336 | 0 | 1405.633 | 0 | 1527.285
6637 | 1449.3753 | 0 | 1449.375 | 0 | 1796.003
6638 | 1617.9573 | 0 | 1617.957 | 0 | 1132.866
6639 | 1296.6671 | 0 | 1296.667 | 0 | 301.38
6640 | 1542.1261 | 923.274 | 618.852 | 0 | 0
6641 | 1368.5009 | 879.661 | 488.839 | 0 | 0
6642 | 1900.383 | 1889.778 | 10.605 | 0 | 0
6643 | 1656.3215 | 0 | 0 | 1656.321 | 0
6644 | 1599.7157 | 0 | 0 | 1599.716 | 0
6645 | 1535.2298 | 0 | 0 | 1535.23 | 0
6646 | 1731.7952 | 0 | 0 | 1731.795 | 0
6647 | 1424.1277 | 0 | 0 | 1424.128 | 0
6648 | 1595.0541 | 1595.054 | 0 | 0 | 0
6649 | 1460.6438 | 1460.644 | 0 | 0 | 0
6650 | 1355.7571 | 1355.757 | 0 | 0 | 0
6651 | 1222.1238 | 1222.124 | 0 | 0 | 0
6652 | 1309.9178 | 1309.918 | 0 | 0 | 0
6653 | 1102.4753 | 1102.475 | 0 | 0 | 0
6654 | 1162.2995 | 1162.3 | 0 | 0 | 0
6655 | 1174.1449 | 714.686 | 459.459 | 0 | 0
6656 | 224.0097 | 0 | 224.01 | 0 | 1140.473
6657 | 279.8454 | 0 | 279.846 | 0 | 1403.727
6658 | 322.6469 | 0 | 322.646 | 0 | 1796.003
6659 | 279.4598 | 0 | 279.46 | 0 | 1796.003
6660 | 226.3163 | 0 | 226.316 | 0 | 1796.003
6661 | 249.9566 | 0 | 249.956 | 0 | 1097.166
6662 | 247.4402 | 0 | 247.441 | 0 | 0
6663 | 268.3642 | 0 | 268.364 | 0 | 0
6664 | 198.7923 | 0 | 198.792 | 0 | 0
6665 | 292.6697 | 0 | 81.063 | 211.607 | 0
6666 | 221.6323 | 0 | 0 | 221.632 | 0
6667 | 210.0695 | 0 | 0 | 210.07 | 0
6668 | 235.4123 | 0 | 0 | 235.412 | 0
6669 | 195.0115 | 0 | 0 | 195.011 | 0
6670 | 287.4671 | 0 | 0 | 287.467 | 0
6671 | 260.2743 | 0 | 0 | 260.274 | 0
6672 | 282.8055 | 0 | 0 | 282.805 | 0
6673 | 230.7506 | 0 | 0 | 230.751 | 0
6674 | 185.6882 | 0 | 0 | 185.688 | 0
6675 | 236.1892 | 0 | 0 | 236.189 | 0
6676 | 198.1192 | 0 | 0 | 198.119 | 0
6677 | 229.1968 | 0 | 0 | 229.197 | 0
6678 | 285.1363 | 0 | 0 | 285.136 | 0
6679 | 164.7109 | 0 | 164.711 | 0 | 304.784
6680 | 199.3876 | 0 | 199.388 | 0 | 1321.924
6681 | 1165.9822 | 0 | 1165.982 | 0 | 681.333
6682 | 1779.2506 | 0 | 1779.25 | 0 | 1001.043
6683 | 1668.8448 | 0 | 1668.844 | 0 | 329.36
6684 | 1306.7683 | 0 | 1306.768 | 0 | 0
6685 | 1367.4141 | 0 | 1367.414 | 0 | 0
6686 | 1211.3632 | 0 | 1211.363 | 0 | 0
6687 | 1187.0499 | 1026.406 | 160.644 | 0 | 0
6688 | 1289.3338 | 1010.488 | 278.846 | 0 | 0
6689 | 1473.5876 | 1298.536 | 175.052 | 0 | 0
6690 | 1450.7679 | 1449.748 | 1.02 | 0 | 0
6691 | 1377.5454 | 0 | 0 | 1377.545 | 0
6692 | 1000.6964 | 0 | 0 | 1000.696 | 0
6693 | 1480.0672 | 0 | 0 | 1480.067 | 0
6694 | 1346.4339 | 0 | 0 | 1346.434 | 0
6695 | 1285.8327 | 0 | 0 | 1285.833 | 0
6696 | 1184.8307 | 1184.831 | 0 | 0 | 0
6697 | 1309.9178 | 1309.918 | 0 | 0 | 0
6698 | 1500.2676 | 1500.268 | 0 | 0 | 0
6699 | 1316.9102 | 1316.91 | 0 | 0 | 0
6700 | 1187.9385 | 1187.938 | 0 | 0 | 0
6701 | 966.5111 | 966.511 | 0 | 0 | 0
6702 | 1231.447 | 1231.447 | 0 | 0 | 0
6703 | 1040.3999 | 29.33 | 407.191 | 603.88 | 0
6704 | 1049.4094 | 0 | 1049.41 | 0 | 203.227
6705 | 1392.0499 | 0 | 1392.05 | 0 | 660.289
6706 | 1491.899 | 0 | 1491.899 | 0 | 1157.367
6707 | 1479.7011 | 0 | 1479.701 | 0 | 1235.498
6708 | 1376.6976 | 0 | 1376.697 | 0 | 1796.003
6709 | 1804.4341 | 0 | 1804.434 | 0 | 1335.317
6710 | 1768.6143 | 0 | 1768.614 | 0 | 1286.513
6711 | 1995.8376 | 0 | 1995.837 | 0 | 77.176
6712 | 1636.7689 | 0 | 1636.769 | 0 | 143.971
6713 | 1880.17 | 1615.772 | 264.398 | 0 | 0
6714 | 1605.2708 | 1605.271 | 0 | 0 | 0
6715 | 1176.8108 | 0 | 0 | 1176.811 | 0
6716 | 1179.3922 | 0 | 0 | 1179.392 | 0
6717 | 1017.789 | 0 | 0 | 1017.789 | 0
6718 | 1282.7249 | 0 | 0 | 1282.725 | 0
6719 | 1643.2243 | 0 | 0 | 1643.224 | 0
6720 | 1414.8044 | 1414.804 | 0 | 0 | 0
6721 | 1612.9237 | 1612.924 | 0 | 0 | 0
6722 | 1513.4756 | 1513.476 | 0 | 0 | 0
6723 | 1312.2486 | 1312.249 | 0 | 0 | 0
6724 | 926.8872 | 926.887 | 0 | 0 | 0
6725 | 1116.4602 | 1116.46 | 0 | 0 | 0
6726 | 923.0026 | 923.003 | 0 | 0 | 0
6727 | 974.5728 | 974.573 | 0 | 0 | 0
6728 | 1109.3055 | 1109.306 | 0 | 0 | 101.01
6729 | 1453.1366 | 1453.137 | 0 | 0 | 411.552
6730 | 1636.4299 | 1636.43 | 0 | 0 | 401.516
6731 | 1700.6594 | 1700.659 | 0 | 0 | 393.199
6732 | 1576.4513 | 1576.451 | 0 | 0 | 696.692
6733 | 1782.2292 | 1782.229 | 0 | 0 | 1598.199
6734 | 1708.3705 | 927.582 | 780.788 | 0 | 1796.003
6735 | 1688.8665 | 325.693 | 1363.174 | 0 | 1198.172
6736 | 1513.6533 | 0 | 1513.654 | 0 | 414.809
6737 | 1543.6956 | 736.69 | 807.005 | 0 | 0
6738 | 1589.396 | 1557.289 | 32.107 | 0 | 0
6739 | 1404.3944 | 0 | 0 | 1404.394 | 0
6740 | 1464.5285 | 0 | 0 | 1464.528 | 0
6741 | 1266.4092 | 0 | 0 | 1266.409 | 0
6742 | 1237.6625 | 0 | 0 | 1237.663 | 0
6743 | 1469.1901 | 0 | 0 | 1469.19 | 0
6744 | 1402.3734 | 1402.373 | 0 | 0 | 0
6745 | 1487.8366 | 1487.837 | 0 | 0 | 0
6746 | 1173.9536 | 1173.954 | 0 | 0 | 0
6747 | 1220.5699 | 1220.57 | 0 | 0 | 0
6748 | 1091.5981 | 1091.598 | 0 | 0 | 0
6749 | 1039.5433 | 1039.543 | 0 | 0 | 0
6750 | 1033.3278 | 1033.328 | 0 | 0 | 0
6751 | 1125.2328 | 1125.233 | 0 | 0 | 329.013
6752 | 1299.0474 | 1299.047 | 0 | 0 | 913.701
6753 | 1556.2421 | 934.073 | 622.169 | 0 | 755.454
6754 | 1612.0778 | 873.615 | 738.463 | 0 | 0
6755 | 0 | 0 | 0 | 0 | 1796.003
6756 | 1493.2053 | 0 | 1493.205 | 0 | 1368.173
6757 | 1246.7915 | 0 | 1246.792 | 0 | 1469.974
6758 | 1561.9623 | 0 | 1561.962 | 0 | 982.293
6759 | 1551.8563 | 180.922 | 1370.935 | 0 | 0
6760 | 1685.1478 | 288.783 | 1396.365 | 0 | 0
6761 | 1491.6931 | 823.609 | 668.084 | 0 | 0
6762 | 1361.0005 | 1342.608 | 18.392 | 0 | 0
6763 | 1278.8742 | 0 | 0 | 1278.874 | 0
6764 | 1114.9063 | 0 | 0 | 1114.906 | 0
6765 | 1342.5492 | 0 | 0 | 1342.549 | 0
6766 | 1593.5002 | 0 | 0 | 1593.5 | 0
6767 | 1337.8875 | 0 | 0 | 1337.888 | 0
6768 | 1203.4772 | 1203.477 | 0 | 0 | 0
6769 | 923.0026 | 923.003 | 0 | 0 | 0
6770 | 1208.9158 | 1208.916 | 0 | 0 | 0
6771 | 935.4336 | 935.434 | 0 | 0 | 0
6772 | 835.9855 | 835.985 | 0 | 0 | 0
6773 | 948.6415 | 948.642 | 0 | 0 | 0
6774 | 1023.2276 | 1023.228 | 0 | 0 | 0
6775 | 855.543 | 855.543 | 0 | 0 | 7.832
6776 | 734.4698 | 328.436 | 406.034 | 0 | 116.429
6777 | 1354.9452 | 0 | 1354.945 | 0 | 769.159
6778 | 1584.1702 | 0 | 1584.17 | 0 | 728.961
6779 | 1585.9435 | 0 | 1585.944 | 0 | 257.32
6780 | 1196.4829 | 0 | 1196.483 | 0 | 844.215
6781 | 1424.9425 | 0 | 1424.942 | 0 | 131.632
6782 | 1249.168 | 0 | 1249.168 | 0 | 434.472
6783 | 1398.008 | 0 | 1398.008 | 0 | 850.452
6784 | 1407.3079 | 0 | 1407.308 | 0 | 304.332
6785 | 1093.0432 | 476.738 | 616.305 | 0 | 0
6786 | 1275.5441 | 1260.229 | 15.316 | 0 | 0
6787 | 1074.0238 | 0 | 0 | 1074.024 | 0
6788 | 1001.4733 | 0 | 0 | 1001.473 | 0
6789 | 1020.8968 | 0 | 0 | 1020.897 | 0
6790 | 1296.7098 | 0 | 0 | 1296.71 | 0
6791 | 1046.5357 | 0 | 0 | 1046.536 | 0
6792 | 1089.2673 | 1089.267 | 0 | 0 | 0
6793 | 1177.0613 | 1177.061 | 0 | 0 | 0
6794 | 1226.0084 | 1226.008 | 0 | 0 | 0
6795 | 1172.3997 | 1172.4 | 0 | 0 | 0
6796 | 942.426 | 942.426 | 0 | 0 | 0
6797 | 939.3183 | 939.318 | 0 | 0 | 0
6798 | 1045.7588 | 1045.759 | 0 | 0 | 0
6799 | 671.3979 | 412.832 | 258.566 | 0 | 0
6800 | 872.0645 | 119.419 | 752.646 | 0 | 0
6801 | 485.7777 | 0 | 485.778 | 0 | 744.218
6802 | 364.5171 | 0 | 364.517 | 0 | 1763.25
6803 | 364.7608 | 0 | 364.76 | 0 | 1796.003
6804 | 378.6719 | 0 | 378.672 | 0 | 1513.531
6805 | 728.4592 | 0 | 728.459 | 0 | 380.951
6806 | 1278.5809 | 0 | 1278.581 | 0 | 146.392
6807 | 1456.5445 | 1241.558 | 214.986 | 0 | 0
6808 | 1463.702 | 1252.728 | 210.974 | 0 | 0
6809 | 1357.0867 | 1329.318 | 27.769 | 0 | 0
6810 | 968.9779 | 968.978 | 0 | 0 | 0
6811 | 859.4179 | 0 | 0 | 859.418 | 0
6812 | 666.613 | 0 | 0 | 666.613 | 0
6813 | 1020.8968 | 0 | 0 | 1020.897 | 0
6814 | 1041.8741 | 0 | 0 | 1041.874 | 0
6815 | 1133.5528 | 0 | 0 | 1133.553 | 0
6816 | 1121.8987 | 1121.899 | 0 | 0 | 0
6817 | 916.0101 | 916.01 | 0 | 0 | 0
6818 | 1391.4963 | 1391.496 | 0 | 0 | 0
6819 | 1013.9043 | 1013.904 | 0 | 0 | 0
6820 | 1124.2295 | 1124.23 | 0 | 0 | 0
6821 | 933.1028 | 933.103 | 0 | 0 | 0
6822 | 828.2161 | 828.216 | 0 | 0 | 0
6823 | 1121.5161 | 44.91 | 98.187 | 978.419 | 0
6824 | 241.5452 | 0 | 241.545 | 0 | 274.263
6825 | 286.4047 | 0 | 286.405 | 0 | 735.682
6826 | 227.0213 | 0 | 227.021 | 0 | 1737.392
6827 | 226.7086 | 0 | 226.708 | 0 | 1796.003
6828 | 265.6099 | 0 | 265.61 | 0 | 1796.003
6829 | 180.5099 | 0 | 180.509 | 0 | 1796.003
6830 | 244.417 | 0 | 244.418 | 0 | 894.029
6831 | 281.7887 | 0 | 152.699 | 129.09 | 0
6832 | 244.5879 | 0 | 109.389 | 135.199 | 0
6833 | 259.577 | 0 | 259.577 | 0 | 149.552
6834 | 261.3999 | 0 | 1.899 | 259.501 | 0
6835 | 181.0159 | 0 | 0 | 181.016 | 0
6836 | 341.8528 | 0 | 0 | 341.853 | 0
6837 | 203.5578 | 0 | 0 | 203.558 | 0
6838 | 261.8282 | 0 | 0 | 261.828 | 0
6839 | 280.4747 | 0 | 0 | 280.475 | 0
6840 | 239.297 | 0 | 0 | 239.297 | 0
6841 | 247.8433 | 0 | 0 | 247.843 | 0
6842 | 213.658 | 0 | 0 | 213.658 | 0
6843 | 278.9208 | 0 | 0 | 278.921 | 0
6844 | 284.3594 | 0 | 0 | 284.359 | 0
6845 | 227.6429 | 0 | 0 | 227.643 | 0
6846 | 224.5351 | 0 | 0 | 224.535 | 0
6847 | 211.1465 | 0 | 211.147 | 0 | 22.406
6848 | 228.4266 | 0 | 228.426 | 0 | 1484.684
6849 | 798.5303 | 0 | 798.53 | 0 | 424.422
6850 | 1189.1388 | 0 | 1189.139 | 0 | 853.632
6851 | 1149.785 | 0 | 1149.785 | 0 | 319.776
6852 | 1049.2511 | 0 | 1049.251 | 0 | 650.415
6853 | 1004.3509 | 0 | 1004.351 | 0 | 0
6854 | 1250.2042 | 0 | 1250.204 | 0 | 0
6855 | 903.8122 | 0 | 903.813 | 0 | 0
6856 | 1265.9984 | 385.678 | 880.32 | 0 | 0
6857 | 1338.141 | 1322.606 | 15.535 | 0 | 0
6858 | 1446.2015 | 1446.201 | 0 | 0 | 0
6859 | 1536.9168 | 0 | 0 | 1536.917 | 0
6860 | 1201.1464 | 0 | 0 | 1201.146 | 0
6861 | 1445.882 | 0 | 0 | 1445.882 | 0
6862 | 1395.381 | 0 | 0 | 1395.381 | 0
6863 | 1485.5058 | 0 | 0 | 1485.506 | 0
6864 | 1257.086 | 1257.086 | 0 | 0 | 0
6865 | 1266.4092 | 1266.409 | 0 | 0 | 0
6866 | 1198.8156 | 1198.816 | 0 | 0 | 0
6867 | 1652.5475 | 1652.548 | 0 | 0 | 0
6868 | 1262.5245 | 1262.525 | 0 | 0 | 0
6869 | 1325.4565 | 1325.457 | 0 | 0 | 0
6870 | 1463.7515 | 1463.752 | 0 | 0 | 0
6871 | 1647.1089 | 1647.109 | 0 | 0 | 493.736
6872 | 1347.642 | 1347.642 | 0 | 0 | 1240.133
6873 | 1537.3752 | 1537.375 | 0 | 0 | 1398.534
6874 | 2055.2559 | 711.32 | 1343.935 | 0 | 1041.654
6875 | 1950.1673 | 0 | 1950.167 | 0 | 512.98
6876 | 1632.9415 | 0 | 1632.941 | 0 | 938.902
6877 | 1578.9248 | 0 | 1578.925 | 0 | 893.103
6878 | 1500.0918 | 0 | 1500.092 | 0 | 927.776
6879 | 1560.4337 | 0 | 1560.434 | 0 | 415.576
6880 | 1354.9627 | 348.462 | 1006.501 | 0 | 0
6881 | 1401.9869 | 851.525 | 550.462 | 0 | 0
6882 | 1511.5332 | 1511.533 | 0 | 0 | 0
6883 | 1511.2516 | 0 | 0 | 1511.252 | 0
6884 | 1042.651 | 0 | 0 | 1042.651 | 0
6885 | 1417.1352 | 0 | 0 | 1417.135 | 0
6886 | 1734.126 | 0 | 0 | 1734.126 | 0
6887 | 1786.9578 | 0 | 0 | 1786.958 | 0
6888 | 1498.7138 | 1498.714 | 0 | 0 | 0
6889 | 1306.0331 | 1306.033 | 0 | 0 | 0
6890 | 1539.8915 | 1539.891 | 0 | 0 | 0
6891 | 1354.9802 | 1354.98 | 0 | 0 | 0
6892 | 1587.2847 | 1587.285 | 0 | 0 | 0
6893 | 1386.8347 | 1386.835 | 0 | 0 | 0
6894 | 1682.8481 | 1682.848 | 0 | 0 | 0
6895 | 1314.5969 | 1314.597 | 0 | 0 | 315.117
6896 | 1491.5815 | 1491.581 | 0 | 0 | 1022.504
6897 | 1238.8415 | 1238.842 | 0 | 0 | 1553.718
6898 | 1931.0148 | 77.164 | 1853.851 | 0 | 547.916
6899 | 1849.8422 | 0 | 1849.842 | 0 | 243.248
6900 | 1624.0727 | 0 | 1624.073 | 0 | 1796.003
6901 | 1805.6859 | 0 | 1805.686 | 0 | 1022.729
6902 | 1579.4376 | 0 | 1579.437 | 0 | 1159.496
6903 | 1451.8731 | 0 | 1451.873 | 0 | 677.19
6904 | 1128.7455 | 502.613 | 626.132 | 0 | 0
6905 | 1228.0848 | 1129.779 | 98.305 | 0 | 0
6906 | 1434.2978 | 1434.298 | 0 | 0 | 0
6907 | 1492.2516 | 0 | 0 | 1492.252 | 0
6908 | 1240.7703 | 0 | 0 | 1240.77 | 0
6909 | 1418.6891 | 0 | 0 | 1418.689 | 0
6910 | 1613.7006 | 0 | 0 | 1613.701 | 0
6911 | 1366.6343 | 0 | 0 | 1366.634 | 0
6912 | 1386.8347 | 1386.835 | 0 | 0 | 0
6913 | 1509.5909 | 1509.591 | 0 | 0 | 0
6914 | 1275.7325 | 1275.732 | 0 | 0 | 0
6915 | 1501.8215 | 1501.822 | 0 | 0 | 0
6916 | 1306.0331 | 1306.033 | 0 | 0 | 0
6917 | 1323.1257 | 1323.126 | 0 | 0 | 0
6918 | 1096.2598 | 1096.26 | 0 | 0 | 0
6919 | 1443.5696 | 1443.57 | 0 | 0 | 196.797
6920 | 1285.1606 | 1285.161 | 0 | 0 | 776.312
6921 | 1191.5872 | 1191.587 | 0 | 0 | 1499.894
6922 | 1744.2447 | 1435.884 | 308.361 | 0 | 1199.033
6923 | 1620.4415 | 0 | 1620.442 | 0 | 490.477
6924 | 1876.2766 | 0 | 1876.276 | 0 | 970.232
6925 | 1620.8484 | 0 | 1620.849 | 0 | 1627.418
6926 | 1712.8476 | 0 | 1712.848 | 0 | 644.032
6927 | 1534.4519 | 0 | 1534.452 | 0 | 533
6928 | 1664.7066 | 1378.152 | 286.554 | 0 | 0
6929 | 1575.5306 | 1510.544 | 64.987 | 0 | 0
6930 | 1789.0993 | 1789.099 | 0 | 0 | 0
6931 | 1655.2046 | 239.476 | 0 | 1415.728 | 0
6932 | 1494.8291 | 0 | 0 | 1494.829 | 0
6933 | 1709.264 | 0 | 0 | 1709.264 | 0
6934 | 1697.6099 | 0 | 0 | 1697.61 | 0
6935 | 1894.9522 | 98.95 | 0 | 1796.003 | 0
6936 | 1490.1674 | 1490.167 | 0 | 0 | 0
6937 | 1436.5587 | 1436.559 | 0 | 0 | 0
6938 | 1714.7026 | 1714.703 | 0 | 0 | 0
6939 | 1420.243 | 1420.243 | 0 | 0 | 0
6940 | 1859.99 | 1859.99 | 0 | 0 | 0
6941 | 1577.9614 | 1577.961 | 0 | 0 | 0
6942 | 1522.7988 | 1522.799 | 0 | 0 | 0
6943 | 1380.6823 | 1380.682 | 0 | 0 | 362.518
6944 | 1445.3682 | 930.892 | 514.476 | 0 | 671.072
6945 | 1443.6317 | 0 | 1443.631 | 0 | 676.647
6946 | 1751.3527 | 0 | 1751.352 | 0 | 1220.869
6947 | 1975.004 | 0 | 1975.004 | 0 | 694.936
6948 | 1647.8616 | 0 | 1647.862 | 0 | 1746.432
6949 | 1546.6392 | 0 | 1546.64 | 0 | 1551.098
6950 | 1415.4066 | 0 | 1415.406 | 0 | 1405.159
6951 | 1594.654 | 0 | 1594.654 | 0 | 700.643
6952 | 1899.5274 | 1120.696 | 778.831 | 0 | 0
6953 | 1653.7527 | 1437.6 | 216.153 | 0 | 0
6954 | 1424.522 | 1424.522 | 0 | 0 | 0
6955 | 1615.5546 | 0 | 0 | 1615.555 | 0
6956 | 1257.086 | 0 | 0 | 1257.086 | 0
6957 | 1328.5643 | 0 | 0 | 1328.564 | 0
6958 | 1113.3524 | 0 | 0 | 1113.352 | 0
6959 | 1417.1352 | 0 | 0 | 1417.135 | 0
6960 | 1232.224 | 1232.224 | 0 | 0 | 0
6961 | 896.5867 | 896.587 | 0 | 0 | 0
6962 | 1312.2486 | 1312.249 | 0 | 0 | 0
6963 | 996.8117 | 996.812 | 0 | 0 | 0
6964 | 1216.6852 | 1216.685 | 0 | 0 | 0
6965 | 1229.1162 | 1229.116 | 0 | 0 | 0
6966 | 891.925 | 891.925 | 0 | 0 | 0
6967 | 1020.5365 | 1020.536 | 0 | 0 | 215.048
6968 | 782.7914 | 176.129 | 606.663 | 0 | 253.338
6969 | 1064.2324 | 210.52 | 853.712 | 0 | 0
6970 | 1233.7118 | 0 | 1233.712 | 0 | 650.275
6971 | 1280.4233 | 0 | 1280.423 | 0 | 903.264
6972 | 1104.2739 | 0 | 1104.274 | 0 | 1052.975
6973 | 1300.3109 | 0 | 1300.311 | 0 | 1465.833
6974 | 1092.2168 | 0 | 1092.217 | 0 | 431.473
6975 | 1134.3734 | 0 | 1134.373 | 0 | 614.096
6976 | 1436.7588 | 546.955 | 889.804 | 0 | 0
6977 | 1263.9143 | 839.47 | 424.444 | 0 | 0
6978 | 1435.7711 | 1435.771 | 0 | 0 | 0
6979 | 1114.3042 | 0 | 0 | 1114.304 | 0
6980 | 986.7115 | 0 | 0 | 986.711 | 0
6981 | 1394.604 | 0 | 0 | 1394.604 | 0
6982 | 1505.7062 | 0 | 0 | 1505.706 | 0
6983 | 1400.0426 | 0 | 0 | 1400.043 | 0
6984 | 1386.8347 | 1386.835 | 0 | 0 | 0
6985 | 1262.5245 | 1262.525 | 0 | 0 | 0
6986 | 1246.9858 | 1246.986 | 0 | 0 | 0
6987 | 1582.6231 | 1582.623 | 0 | 0 | 0
6988 | 1398.4887 | 1398.489 | 0 | 0 | 0
6989 | 1537.5607 | 1537.561 | 0 | 0 | 0
6990 | 1553.8764 | 1553.876 | 0 | 0 | 0
6991 | 1107.5098 | 705.199 | 402.311 | 0 | 0
6992 | 198.9214 | 0 | 198.921 | 0 | 972.63
6993 | 298.2132 | 0 | 298.212 | 0 | 1796.003
6994 | 304.1927 | 0 | 304.193 | 0 | 1740.139
6995 | 345.2975 | 0 | 345.297 | 0 | 1739.262
6996 | 302.5368 | 0 | 302.536 | 0 | 1796.003
6997 | 291.076 | 0 | 291.075 | 0 | 985.338
6998 | 306.2603 | 0 | 306.261 | 0 | 0
6999 | 275.21 | 0 | 275.21 | 0 | 0
7000 | 224.034 | 0 | 224.034 | 0 | 0
7001 | 243.4565 | 0 | 243.457 | 0 | 0
7002 | 289.9125 | 0 | 0 | 289.913 | 0
7003 | 248.7805 | 0 | 0 | 248.78 | 0
7004 | 309.2214 | 0 | 0 | 309.221 | 0
7005 | 289.7979 | 0 | 0 | 289.798 | 0
7006 | 230.7506 | 0 | 0 | 230.751 | 0
7007 | 296.7904 | 0 | 0 | 296.79 | 0
7008 | 163.157 | 0 | 0 | 163.157 | 0
7009 | 222.2043 | 0 | 0 | 222.204 | 0
7010 | 219.8735 | 0 | 0 | 219.874 | 0
7011 | 215.2119 | 0 | 0 | 215.212 | 0
7012 | 131.3026 | 0 | 0 | 131.303 | 0
7013 | 144.5105 | 0 | 0 | 144.511 | 0
7014 | 197.3423 | 0 | 0 | 197.342 | 0
7015 | 135.9137 | 0 | 135.914 | 0 | 120.804
7016 | 163.4921 | 0 | 163.492 | 0 | 847.049
7017 | 970.3841 | 0 | 970.384 | 0 | 732.629
7018 | 1153.9649 | 0 | 1153.965 | 0 | 914.67
7019 | 1330.2706 | 0 | 1330.271 | 0 | 677.734
7020 | 1342.4171 | 0 | 1342.417 | 0 | 0
7021 | 1361.5307 | 0 | 1361.53 | 0 | 0
7022 | 1355.7183 | 240.346 | 1115.372 | 0 | 0
7023 | 1394.876 | 562.852 | 832.024 | 0 | 0
7024 | 1538.6163 | 1087.902 | 450.714 | 0 | 0
7025 | 1416.4175 | 1275.597 | 140.82 | 0 | 0
7026 | 1352.2386 | 1352.239 | 0 | 0 | 0
7027 | 1554.2017 | 0 | 0 | 1554.202 | 0
7028 | 1215.1313 | 0 | 0 | 1215.131 | 0
7029 | 895.0328 | 0 | 0 | 895.033 | 0
7030 | 1180.946 | 0 | 0 | 1180.946 | 0
7031 | 1267.9631 | 0 | 0 | 1267.963 | 0
7032 | 849.9704 | 849.97 | 0 | 0 | 0
7033 | 1104.8061 | 1104.806 | 0 | 0 | 0
7034 | 738.0913 | 738.091 | 0 | 0 | 0
7035 | 1162.2995 | 1162.3 | 0 | 0 | 0
7036 | 1122.6757 | 1122.676 | 0 | 0 | 0
7037 | 1184.8307 | 1184.831 | 0 | 0 | 0
7038 | 1024.0045 | 1024.005 | 0 | 0 | 0
7039 | 1256.0216 | 1052.576 | 203.446 | 0 | 0
7040 | 1353.606 | 137.347 | 1127.752 | 88.508 | 0
7041 | 1534.3568 | 0 | 895.337 | 639.02 | 0
7042 | 1602.1427 | 0 | 1602.143 | 0 | 544.89
7043 | 1628.6013 | 0 | 1628.601 | 0 | 1492.352
7044 | 1636.1784 | 0 | 1636.178 | 0 | 1796.003
7045 | 1876.1804 | 0 | 1876.18 | 0 | 1722.32
7046 | 1679.1101 | 0 | 1679.11 | 0 | 1525.594
7047 | 1605.5447 | 0 | 1605.545 | 0 | 531.914
7048 | 1427.7269 | 334.996 | 1092.731 | 0 | 0
7049 | 1587.1934 | 914.343 | 672.851 | 0 | 0
7050 | 1493.7656 | 1493.766 | 0 | 0 | 0
7051 | 1428.0124 | 0 | 0 | 1428.012 | 0
7052 | 1214.3544 | 0 | 0 | 1214.354 | 0
7053 | 1286.6096 | 0 | 0 | 1286.61 | 0
7054 | 1485.5058 | 0 | 0 | 1485.506 | 0
7055 | 1588.0616 | 0 | 0 | 1588.062 | 0
7056 | 1464.5285 | 1464.528 | 0 | 0 | 0
7057 | 943.9799 | 943.98 | 0 | 0 | 0
7058 | 1055.082 | 1055.082 | 0 | 0 | 0
7059 | 1517.3603 | 1517.36 | 0 | 0 | 0
7060 | 1184.8307 | 1184.831 | 0 | 0 | 0
7061 | 1555.4302 | 1555.43 | 0 | 0 | 0
7062 | 1419.4661 | 1419.466 | 0 | 0 | 0
7063 | 1509.6793 | 1051.499 | 458.18 | 0 | 0
7064 | 1222.5996 | 0 | 1222.6 | 0 | 230.637
7065 | 1098.0623 | 0 | 1098.062 | 0 | 879.97
7066 | 1450.0124 | 0 | 1450.012 | 0 | 1041.202
7067 | 1367.1296 | 0 | 1367.129 | 0 | 1258.6
7068 | 1547.1005 | 0 | 1547.1 | 0 | 1430.328
7069 | 1876.2222 | 0 | 1876.222 | 0 | 1292.413
7070 | 1289.5668 | 0 | 1289.566 | 0 | 1395.295
7071 | 1309.7799 | 933.361 | 376.419 | 0 | 0
7072 | 1430.0072 | 1273.725 | 156.282 | 0 | 0
7073 | 1378.6088 | 1338.489 | 40.12 | 0 | 0
7074 | 911.5146 | 911.515 | 0 | 0 | 0
7075 | 1308.9971 | 0 | 0 | 1308.997 | 0
7076 | 978.1652 | 0 | 0 | 978.165 | 0
7077 | 1111.0216 | 0 | 0 | 1111.022 | 0
7078 | 1313.0255 | 0 | 0 | 1313.026 | 0
7079 | 1476.9595 | 0 | 0 | 1476.959 | 0
7080 | 1488.6136 | 1488.614 | 0 | 0 | 0
7081 | 1055.859 | 1055.859 | 0 | 0 | 0
7082 | 1290.4943 | 1290.494 | 0 | 0 | 0
7083 | 1036.4355 | 1036.436 | 0 | 0 | 0
7084 | 1038.7663 | 1038.766 | 0 | 0 | 0
7085 | 936.9874 | 936.987 | 0 | 0 | 0
7086 | 1198.0387 | 1198.039 | 0 | 0 | 0
7087 | 1205.407 | 65.371 | 472.972 | 667.064 | 0
7088 | 1106.8931 | 0 | 1106.894 | 0 | 237.839
7089 | 1442.5236 | 0 | 1442.524 | 0 | 958.967
7090 | 1737.0055 | 0 | 1737.006 | 0 | 1078.781
7091 | 1443.4841 | 0 | 1443.484 | 0 | 1306.296
7092 | 1588.2695 | 0 | 1588.269 | 0 | 376.848
7093 | 1786.2343 | 0 | 1786.234 | 0 | 1466.98
7094 | 1390.1667 | 0 | 1390.166 | 0 | 1796.003
7095 | 1677.3843 | 0 | 1677.385 | 0 | 672.046
7096 | 1676.6695 | 123.183 | 1553.487 | 0 | 0
7097 | 1553.3917 | 1069.224 | 484.168 | 0 | 0
7098 | 1585.9659 | 1585.966 | 0 | 0 | 0
7099 | 1572.7909 | 0 | 0 | 1572.791 | 0
7100 | 1489.3905 | 0 | 0 | 1489.39 | 0
7101 | 1698.3869 | 0 | 0 | 1698.387 | 0
7102 | 1112.5755 | 0 | 0 | 1112.575 | 0
7103 | 1168.515 | 0 | 0 | 1168.515 | 0
7104 | 371.3765 | 371.376 | 0 | 0 | 0
7105 | 116.5407 | 116.541 | 0 | 0 | 0
7106 | 122.7562 | 122.756 | 0 | 0 | 0
7107 | 114.9869 | 114.987 | 0 | 0 | 0
7108 | 121.2024 | 121.202 | 0 | 0 | 0
7109 | 123.5332 | 123.533 | 0 | 0 | 0
7110 | 101.7789 | 101.779 | 0 | 0 | 0
7111 | 87.8474 | 87.847 | 0 | 0 | 311.534
7112 | 176.3999 | 176.4 | 0 | 0 | 1019.095
7113 | 1266.3005 | 1266.3 | 0 | 0 | 645.122
7114 | 1548.0484 | 1548.048 | 0 | 0 | 169.372
7115 | 1673.0266 | 1673.027 | 0 | 0 | 596.538
7116 | 1771.9988 | 1279.85 | 492.149 | 0 | 1796.003
7117 | 1494.0026 | 218.813 | 1275.189 | 0 | 1796.003
7118 | 1420.6499 | 100.077 | 1320.574 | 0 | 924.691
7119 | 1712.2377 | 0 | 1712.237 | 0 | 578.247
7120 | 1677.291 | 615.873 | 1061.418 | 0 | 0
7121 | 1676.9667 | 1665.173 | 11.794 | 0 | 0
7122 | 1398.5489 | 1398.549 | 0 | 0 | 0
7123 | 1443.0422 | 0 | 0 | 1443.042 | 0
7124 | 1379.0653 | 0 | 0 | 1379.065 | 0
7125 | 1510.3678 | 0 | 0 | 1510.368 | 0
7126 | 1776.0807 | 0 | 0 | 1776.081 | 0
7127 | 1299.0406 | 0 | 0 | 1299.041 | 0
7128 | 1407.035 | 1407.035 | 0 | 0 | 0
7129 | 1057.4129 | 1057.413 | 0 | 0 | 0
7130 | 1358.0879 | 1358.088 | 0 | 0 | 0
7131 | 1203.4772 | 1203.477 | 0 | 0 | 0
7132 | 1147.5377 | 1147.538 | 0 | 0 | 0
7133 | 1421.0199 | 1421.02 | 0 | 0 | 0
7134 | 1152.9763 | 1152.976 | 0 | 0 | 0
7135 | 1150.6454 | 1150.645 | 0 | 0 | 106.73
7136 | 1557.2327 | 1557.233 | 0 | 0 | 372.204
7137 | 1562.9559 | 1562.956 | 0 | 0 | 117.43
7138 | 1484.153 | 1484.153 | 0 | 0 | 810.189
7139 | 1538.7348 | 520.021 | 1018.713 | 0 | 1796.003
7140 | 1370.921 | 434.876 | 936.045 | 0 | 1796.003
7141 | 1755.5239 | 1755.524 | 0 | 0 | 678.3
7142 | 1535.2541 | 1535.254 | 0 | 0 | 1090.376
7143 | 1077.4462 | 1077.446 | 0 | 0 | 212.693
7144 | 1517.8449 | 1307.368 | 210.477 | 0 | 92.497
7145 | 1251.0074 | 853.024 | 397.983 | 0 | 0
7146 | 1642.0142 | 1642.014 | 0 | 0 | 0
7147 | 1603.6198 | 0 | 0 | 1603.62 | 0
7148 | 1352.6494 | 0 | 0 | 1352.649 | 0
7149 | 1404.7042 | 0 | 0 | 1404.704 | 0
7150 | 1233.7778 | 0 | 0 | 1233.778 | 0
7151 | 1466.0823 | 0 | 0 | 1466.082 | 0
7152 | 1573.2998 | 1573.3 | 0 | 0 | 0
7153 | 1475.4056 | 1475.406 | 0 | 0 | 0
7154 | 1317.6872 | 1317.687 | 0 | 0 | 0
7155 | 1793.9503 | 1793.95 | 0 | 0 | 0
7156 | 1639.3396 | 1639.34 | 0 | 0 | 0
7157 | 1427.2354 | 1427.235 | 0 | 0 | 0
7158 | 1366.6343 | 1366.634 | 0 | 0 | 0
7159 | 1260.9775 | 978.976 | 282.001 | 0 | 0
7160 | 331.6128 | 0 | 331.612 | 0 | 1191.942
7161 | 268.4554 | 0 | 268.455 | 0 | 1402.619
7162 | 276.049 | 0 | 276.049 | 0 | 1747.558
7163 | 261.2493 | 0 | 261.249 | 0 | 1796.003
7164 | 324.2289 | 0 | 324.228 | 0 | 1796.003
7165 | 205.8624 | 0 | 205.863 | 0 | 1095.25
7166 | 205.1622 | 0 | 205.162 | 0 | 0
7167 | 333.7513 | 0 | 333.751 | 0 | 0
7168 | 381.8331 | 0 | 381.833 | 0 | 0
7169 | 308.0162 | 0 | 308.017 | 0 | 0
7170 | 338.7742 | 0 | 0 | 338.774 | 0
7171 | 273.5706 | 0 | 0 | 273.571 | 0
7172 | 258.7204 | 0 | 0 | 258.72 | 0
7173 | 300.6751 | 0 | 0 | 300.675 | 0
7174 | 283.5824 | 0 | 0 | 283.582 | 0
7175 | 236.1892 | 0 | 0 | 236.189 | 0
7176 | 135.1872 | 0 | 0 | 135.187 | 0
7177 | 138.295 | 0 | 0 | 138.295 | 0
7178 | 120.4254 | 0 | 0 | 120.425 | 0
7179 | 114.9869 | 0 | 0 | 114.987 | 0
7180 | 111.8791 | 0 | 0 | 111.879 | 0
7181 | 98.6711 | 0 | 0 | 98.671 | 0
7182 | 96.3403 | 0 | 0 | 96.34 | 0
7183 | 79.4371 | 0 | 79.437 | 0 | 436.247
7184 | 86.9093 | 0 | 86.909 | 0 | 1512.89
7185 | 86.5519 | 0 | 86.552 | 0 | 841.213
7186 | 85.5428 | 0 | 85.543 | 0 | 0
7187 | 82.0117 | 0 | 82.012 | 0 | 0
7188 | 89.4741 | 0 | 89.474 | 0 | 0
7189 | 85.7196 | 0 | 85.72 | 0 | 0
7190 | 90.0355 | 0 | 90.035 | 0 | 0
7191 | 84.2988 | 0 | 84.298 | 0 | 0
7192 | 95.4148 | 0 | 95.415 | 0 | 0
7193 | 85.638 | 0 | 85.638 | 0 | 0
7194 | 92.1604 | 0 | 0 | 92.16 | 0
7195 | 99.1266 | 0 | 0 | 99.127 | 0
7196 | 101.7789 | 0 | 0 | 101.779 | 0
7197 | 100.225 | 0 | 0 | 100.225 | 0
7198 | 107.9944 | 0 | 0 | 107.994 | 0
7199 | 98.6711 | 0 | 0 | 98.671 | 0
7200 | 104.1097 | 0 | 0 | 104.11 | 0
7201 | 94.0095 | 0 | 0 | 94.01 | 0
7202 | 100.225 | 0 | 0 | 100.225 | 0
7203 | 97.1173 | 0 | 0 | 97.117 | 0
7204 | 98.6711 | 0 | 0 | 98.671 | 0
7205 | 93.2326 | 0 | 0 | 93.233 | 0
7206 | 98.6711 | 0 | 0 | 98.671 | 0
7207 | 88.0252 | 0 | 88.025 | 0 | 288.861
7208 | 138.2668 | 0 | 138.266 | 0 | 1142.31
7209 | 851.5291 | 0 | 851.529 | 0 | 0
7210 | 1151.9371 | 0 | 1151.937 | 0 | 0
7211 | 1368.5727 | 0 | 1368.573 | 0 | 0
7212 | 1597.6423 | 0 | 1597.642 | 0 | 0
7213 | 1506.7813 | 0 | 1506.781 | 0 | 0
7214 | 1412.897 | 0 | 1412.897 | 0 | 0
7215 | 1414.7093 | 0 | 1414.709 | 0 | 0
7216 | 1584.3586 | 627.241 | 957.117 | 0 | 0
7217 | 1584.5198 | 1249.19 | 335.329 | 0 | 0
7218 | 1715.024 | 1715.024 | 0 | 0 | 0
7219 | 1680.964 | 342.152 | 0 | 1338.812 | 0
7220 | 1793.1733 | 0 | 0 | 1793.173 | 0
7221 | 1675.8557 | 0 | 0 | 1675.856 | 0
7222 | 1509.5909 | 0 | 0 | 1509.591 | 0
7223 | 1940.7916 | 144.789 | 0 | 1796.003 | 0
7224 | 1651.7706 | 1651.771 | 0 | 0 | 0
7225 | 1884.852 | 1884.852 | 0 | 0 | 0
7226 | 1574.8537 | 1574.854 | 0 | 0 | 0
7227 | 1236.1086 | 1236.109 | 0 | 0 | 0
7228 | 1240.7703 | 1240.77 | 0 | 0 | 0
7229 | 1692.1714 | 1692.171 | 0 | 0 | 0
7230 | 1647.1089 | 1647.109 | 0 | 0 | 0
7231 | 1061.519 | 1061.519 | 0 | 0 | 505.068
7232 | 1120.1186 | 481.792 | 638.327 | 0 | 1029.107
7233 | 1674.4572 | 0 | 1674.457 | 0 | 767.464
7234 | 2076.6159 | 0 | 2076.616 | 0 | 1203.809
7235 | 1845.2748 | 0 | 1845.274 | 0 | 1796.003
7236 | 2071.6969 | 0 | 2071.697 | 0 | 893.165
7237 | 1651.0189 | 0 | 1651.019 | 0 | 1450.026
7238 | 1496.2674 | 0 | 1496.267 | 0 | 1384.732
7239 | 1315.4865 | 1094.567 | 220.92 | 0 | 0
7240 | 1605.1611 | 530.963 | 1074.198 | 0 | 0
7241 | 1758.8346 | 1236.716 | 522.119 | 0 | 0
7242 | 1473.3059 | 1473.306 | 0 | 0 | 0
7243 | 1812.4967 | 432.507 | 0 | 1379.989 | 0
7244 | 1695.2791 | 0 | 0 | 1695.279 | 0
7245 | 1998.285 | 202.282 | 0 | 1796.003 | 0
7246 | 1626.9086 | 0 | 0 | 1626.909 | 0
7247 | 1615.2545 | 0 | 0 | 1615.254 | 0
7248 | 1388.3885 | 1388.389 | 0 | 0 | 0
7249 | 1436.5587 | 1436.559 | 0 | 0 | 0
7250 | 1567.0843 | 1567.084 | 0 | 0 | 0
7251 | 991.3731 | 991.373 | 0 | 0 | 0
7252 | 1218.2391 | 1218.239 | 0 | 0 | 0
7253 | 1230.6701 | 1230.67 | 0 | 0 | 0
7254 | 1351.8724 | 1351.872 | 0 | 0 | 0
7255 | 1256.2333 | 1256.233 | 0 | 0 | 163.495
7256 | 631.5235 | 631.524 | 0 | 0 | 524.277
7257 | 1426.3624 | 1426.362 | 0 | 0 | 869.084
7258 | 1434.29 | 637.29 | 796.999 | 0 | 1796.003
7259 | 1329.046 | 631.659 | 697.386 | 0 | 1796.003
7260 | 1071.6104 | 434.24 | 637.37 | 0 | 1796.003
7261 | 1688.5431 | 1439.436 | 249.107 | 0 | 1796.003
7262 | 1314.6289 | 787.645 | 526.984 | 0 | 288.507
7263 | 1623.5803 | 829.885 | 793.696 | 0 | 0
7264 | 1596.3166 | 1271.524 | 324.792 | 0 | 0
7265 | 1509.3432 | 1263.681 | 245.662 | 0 | 0
7266 | 1577.5497 | 1577.55 | 0 | 0 | 0
7267 | 1551.363 | 0 | 0 | 1551.363 | 0
7268 | 1267.9631 | 0 | 0 | 1267.963 | 0
7269 | 1587.2847 | 0 | 0 | 1587.285 | 0
7270 | 1797.835 | 1.832 | 0 | 1796.003 | 0
7271 | 1567.0843 | 0 | 0 | 1567.084 | 0
7272 | 1323.9027 | 1323.903 | 0 | 0 | 0
7273 | 1209.6927 | 1209.693 | 0 | 0 | 0
7274 | 1199.5926 | 1199.593 | 0 | 0 | 0
7275 | 1285.8327 | 1285.833 | 0 | 0 | 0
7276 | 1353.4263 | 1353.426 | 0 | 0 | 0
7277 | 1157.6379 | 1157.638 | 0 | 0 | 0
7278 | 1076.0594 | 1076.059 | 0 | 0 | 0
7279 | 1040.5708 | 1040.571 | 0 | 0 | 455.385
7280 | 680.187 | 680.187 | 0 | 0 | 1512.037
7281 | 1145.7167 | 387.329 | 758.387 | 0 | 1667.514
7282 | 1580.9303 | 0 | 1580.93 | 0 | 1366.695
7283 | 1460.9439 | 0 | 1460.944 | 0 | 1161.348
7284 | 1561.3107 | 0 | 1561.311 | 0 | 860.584
7285 | 1658.8698 | 0 | 1658.87 | 0 | 1009.414
7286 | 1697.236 | 292.335 | 1404.901 | 0 | 0
7287 | 1609.0448 | 0 | 1609.045 | 0 | 613.855
7288 | 1884.7238 | 1686.665 | 198.059 | 0 | 0
7289 | 1429.3409 | 1049.699 | 379.642 | 0 | 0
7290 | 1778.5902 | 1778.59 | 0 | 0 | 0
7291 | 1691.5158 | 210.246 | 0 | 1481.27 | 0
7292 | 1294.379 | 0 | 0 | 1294.379 | 0
7293 | 1858.4361 | 62.434 | 0 | 1796.003 | 0
7294 | 1860.7669 | 64.764 | 0 | 1796.003 | 0
7295 | 1745.7801 | 0 | 0 | 1745.78 | 0
7296 | 1270.2939 | 1270.294 | 0 | 0 | 0
7297 | 979.2 | 979.2 | 0 | 0 | 0
7298 | 1126.4 | 1126.4 | 0 | 0 | 0
7299 | 942.4 | 942.4 | 0 | 0 | 0
7300 | 1153.6 | 1153.6 | 0 | 0 | 0
7301 | 813.6 | 813.6 | 0 | 0 | 0
7302 | 752.8 | 752.8 | 0 | 0 | 0
7303 | 972.165 | 652.962 | 319.203 | 0 | 0
7304 | 714.13 | 219.977 | 494.153 | 0 | 0
7305 | 999.303 | 0 | 999.303 | 0 | 547.608
7306 | 1215.461 | 0 | 1215.461 | 0 | 1595.441
7307 | 1450.762 | 0 | 1450.761 | 0 | 1796.003
7308 | 1203.09 | 0 | 1203.089 | 0 | 1796.003
7309 | 1458.605 | 0 | 1458.605 | 0 | 1197.8
7310 | 1394.271 | 0 | 1394.271 | 0 | 1012.517
7311 | 1158.39 | 0 | 1158.39 | 0 | 823.778
7312 | 1214.189 | 0 | 1214.189 | 0 | 260.225
7313 | 1159.956 | 551.494 | 608.462 | 0 | 0
7314 | 1375.523 | 1375.523 | 0 | 0 | 0
7315 | 1310.4 | 0 | 0 | 1310.4 | 0
7316 | 1376 | 0 | 0 | 1376 | 0
7317 | 1444 | 0 | 0 | 1444 | 0
7318 | 890.4 | 0 | 0 | 890.4 | 0
7319 | 1152 | 0 | 0 | 1152 | 0
7320 | 1338.4 | 1338.4 | 0 | 0 | 0
7321 | 1149.6 | 1149.6 | 0 | 0 | 0
7322 | 1115.2 | 1115.2 | 0 | 0 | 0
7323 | 995.2 | 995.2 | 0 | 0 | 0
7324 | 1403.2 | 1403.2 | 0 | 0 | 0
7325 | 927.2 | 829.373 | 0 | 97.827 | 0
7326 | 899.2 | 0 | 0 | 899.2 | 0
7327 | 729.6 | 0 | 308.198 | 421.402 | 0
7328 | 1140.583 | 0 | 1140.583 | 0 | 112.178
7329 | 1125.237 | 0 | 1125.237 | 0 | 812.67
7330 | 1053.168 | 0 | 1053.168 | 0 | 1597.157
7331 | 1214.887 | 0 | 1214.887 | 0 | 1755.289
7332 | 1367.312 | 0 | 1367.312 | 0 | 1796.003
7333 | 1412.702 | 0 | 1412.702 | 0 | 1146.728
7334 | 992.147 | 0 | 992.147 | 0 | 899.774
7335 | 979.152 | 0 | 979.152 | 0 | 328.419
7336 | 1263.475 | 86.666 | 1176.809 | 0 | 0
7337 | 1350.183 | 674.284 | 675.899 | 0 | 0
7338 | 1374.738 | 336.872 | 0 | 1037.866 | 0
7339 | 1219.2 | 0 | 0 | 1219.2 | 0
7340 | 1216 | 0 | 0 | 1216 | 0
7341 | 1084.8 | 0 | 0 | 1084.8 | 0
7342 | 1232 | 0 | 0 | 1232 | 0
7343 | 838.4 | 0 | 0 | 838.4 | 0
7344 | 932 | 0 | 0 | 932 | 0
7345 | 870.547 | 870.547 | 0 | 0 | 0
7346 | 870.2682 | 870.268 | 0 | 0 | 0
7347 | 862.4134 | 862.413 | 0 | 0 | 0
7348 | 826.5843 | 826.584 | 0 | 0 | 0
7349 | 819.3456 | 819.346 | 0 | 0 | 0
7350 | 813.6014 | 813.601 | 0 | 0 | 0
7351 | 903.9083 | 0 | 350.741 | 553.168 | 0
7352 | 791.2837 | 0 | 791.283 | 0 | 578.203
7353 | 1005.2559 | 0 | 1005.256 | 0 | 1193.031
7354 | 1195.4363 | 0 | 1195.436 | 0 | 1423.379
7355 | 1226.7781 | 0 | 1226.777 | 0 | 1796.003
7356 | 1217.1598 | 0 | 1217.159 | 0 | 1796.003
7357 | 1234.1608 | 0 | 1234.16 | 0 | 1796.003
7358 | 1231.0896 | 0 | 1231.089 | 0 | 446.753
7359 | 1249.2235 | 0 | 1249.223 | 0 | 0
7360 | 1250.9173 | 0 | 1250.917 | 0 | 0
7361 | 1257.5245 | 545.256 | 571.97 | 140.299 | 0
7362 | 1230.4932 | 0 | 0 | 1230.493 | 0
7363 | 1196.9072 | 0 | 0 | 1196.907 | 0
7364 | 1113.5542 | 0 | 0 | 1113.554 | 0
7365 | 1185.424 | 0 | 0 | 1185.424 | 0
7366 | 1185.7689 | 0 | 0 | 1185.769 | 0
7367 | 1162.3773 | 0 | 0 | 1162.377 | 0
7368 | 889.2698 | 0 | 0 | 889.27 | 0
7369 | 85.6 | 85.6 | 0 | 0 | 0
7370 | 91.2 | 91.2 | 0 | 0 | 0
7371 | 84 | 84 | 0 | 0 | 0
7372 | 87.2 | 87.2 | 0 | 0 | 0
7373 | 81.6 | 81.6 | 0 | 0 | 0
7374 | 85.6 | 85.6 | 0 | 0 | 0
7375 | 65.492 | 0 | 56.151 | 9.341 | 0
7376 | 93.277 | 0 | 93.277 | 0 | 26.351
7377 | 618.406 | 0 | 618.406 | 0 | 870.877
7378 | 770.837 | 0 | 770.837 | 0 | 1486.593
7379 | 1352.587 | 0 | 1352.587 | 0 | 1419.243
7380 | 1093.259 | 0 | 1093.258 | 0 | 1796.003
7381 | 1179.255 | 0 | 1179.254 | 0 | 1796.003
7382 | 1555.276 | 0 | 1555.276 | 0 | 1086.862
7383 | 1278.067 | 0 | 1278.066 | 0 | 547.443
7384 | 1480.787 | 208.727 | 1272.06 | 0 | 0
7385 | 1756.931 | 1153.293 | 603.638 | 0 | 0
7386 | 1617.657 | 1617.657 | 0 | 0 | 0
7387 | 1474.4 | 0 | 0 | 1474.4 | 0
7388 | 1431.2 | 0 | 0 | 1431.2 | 0
7389 | 1365.6 | 0 | 0 | 1365.6 | 0
7390 | 1100.8 | 0 | 0 | 1100.8 | 0
7391 | 1292.8 | 0 | 0 | 1292.8 | 0
7392 | 1215.2 | 534.69 | 0 | 680.51 | 0
7393 | 949.6 | 949.6 | 0 | 0 | 0
7394 | 1412.8 | 1412.8 | 0 | 0 | 0
7395 | 1319.2 | 1319.2 | 0 | 0 | 0
7396 | 1212.8 | 1212.8 | 0 | 0 | 0
7397 | 1012 | 1012 | 0 | 0 | 0
7398 | 1101.6 | 1101.6 | 0 | 0 | 0
7399 | 1240.205 | 0 | 472.081 | 768.124 | 0
7400 | 972.841 | 0 | 972.841 | 0 | 492.556
7401 | 1091.276 | 0 | 1091.276 | 0 | 1505.163
7402 | 1317.246 | 0 | 1317.246 | 0 | 1432.997
7403 | 1461.008 | 0 | 1461.008 | 0 | 1755.552
7404 | 1485.364 | 0 | 1485.364 | 0 | 1686.9
7405 | 1859.342 | 0 | 1859.342 | 0 | 1087.63
7406 | 1111.595 | 0 | 1111.596 | 0 | 1068.576
7407 | 1623.432 | 0 | 1623.432 | 0 | 0
7408 | 1529.712 | 526.812 | 1002.9 | 0 | 0
7409 | 1351.591 | 897.8 | 453.791 | 0 | 0
7410 | 1119.86 | 1119.86 | 0 | 0 | 0
7411 | 915.2 | 0 | 0 | 915.2 | 0
7412 | 1072.8 | 0 | 0 | 1072.8 | 0
7413 | 1204 | 0 | 0 | 1204 | 0
7414 | 921.6 | 0 | 0 | 921.6 | 0
7415 | 1499.2 | 0 | 0 | 1499.2 | 0
7416 | 1340 | 1340 | 0 | 0 | 0
7417 | 1268 | 1268 | 0 | 0 | 0
7418 | 1223.2 | 1223.2 | 0 | 0 | 0
7419 | 1244.8 | 1244.8 | 0 | 0 | 0
7420 | 1196 | 1196 | 0 | 0 | 0
7421 | 920 | 920 | 0 | 0 | 0
7422 | 1409.6 | 1409.6 | 0 | 0 | 0
7423 | 1301.174 | 1301.174 | 0 | 0 | 179.594
7424 | 900.704 | 900.704 | 0 | 0 | 613.724
7425 | 1025.232 | 1025.232 | 0 | 0 | 285.501
7426 | 1161.734 | 106.548 | 1055.186 | 0 | 387.891
7427 | 1161.093 | 0 | 1161.093 | 0 | 952.734
7428 | 1382.406 | 0 | 1382.406 | 0 | 543.684
7429 | 1308.312 | 0 | 1308.312 | 0 | 615.789
7430 | 1078.045 | 0 | 1078.045 | 0 | 730.796
7431 | 1313.362 | 0 | 1313.362 | 0 | 138.478
7432 | 1419.024 | 838.382 | 580.642 | 0 | 0
7433 | 1209.14 | 895.076 | 314.064 | 0 | 0
7434 | 1214.131 | 1214.131 | 0 | 0 | 0
7435 | 1495.2 | 0 | 0 | 1495.2 | 0
7436 | 1044.8 | 0 | 0 | 1044.8 | 0
7437 | 1540.8 | 0 | 0 | 1540.8 | 0
7438 | 1288 | 0 | 0 | 1288 | 0
7439 | 1128.8 | 0 | 0 | 1128.8 | 0
7440 | 1216 | 1216 | 0 | 0 | 0
7441 | 784.8 | 784.8 | 0 | 0 | 0
7442 | 1167.2 | 1167.2 | 0 | 0 | 0
7443 | 1024 | 1024 | 0 | 0 | 0
7444 | 1230.4 | 1230.4 | 0 | 0 | 0
7445 | 1207.2 | 1207.2 | 0 | 0 | 0
7446 | 961.6 | 961.6 | 0 | 0 | 0
7447 | 1106.751 | 710.593 | 396.158 | 0 | 0
7448 | 981.304 | 0 | 981.304 | 0 | 541.321
7449 | 1087.115 | 0 | 1087.115 | 0 | 1465.581
7450 | 1162.094 | 0 | 1162.093 | 0 | 1796.003
7451 | 1710.031 | 0 | 1710.031 | 0 | 1363.809
7452 | 1447.547 | 0 | 1447.547 | 0 | 1736.905
7453 | 1355.19 | 0 | 1355.19 | 0 | 996.579
7454 | 1224.544 | 0 | 1224.544 | 0 | 1129.176
7455 | 1435.996 | 0 | 1435.996 | 0 | 0
7456 | 1576.816 | 109.064 | 1467.752 | 0 | 0
7457 | 1545.343 | 902.988 | 642.355 | 0 | 0
7458 | 1644.762 | 1644.762 | 0 | 0 | 0
7459 | 1521.6 | 0 | 0 | 1521.6 | 0
7460 | 1470.4 | 0 | 0 | 1470.4 | 0
7461 | 1567.2 | 0 | 0 | 1567.2 | 0
7462 | 1155.2 | 0 | 0 | 1155.2 | 0
7463 | 1411.2 | 0 | 0 | 1411.2 | 0
7464 | 1588.8 | 1588.8 | 0 | 0 | 0
7465 | 1478.4 | 1478.4 | 0 | 0 | 0
7466 | 1609.6 | 1609.6 | 0 | 0 | 0
7467 | 1016 | 1016 | 0 | 0 | 0
7468 | 1200 | 1200 | 0 | 0 | 0
7469 | 1240 | 1240 | 0 | 0 | 0
7470 | 1102.4 | 1102.4 | 0 | 0 | 0
7471 | 1127.493 | 1127.493 | 0 | 0 | 207.249
7472 | 1108.431 | 767.864 | 340.567 | 0 | 30.549
7473 | 1506.879 | 550.274 | 956.605 | 0 | 0
7474 | 1545.101 | 228.92 | 1316.181 | 0 | 0
7475 | 1717.536 | 0 | 1717.536 | 0 | 1297.865
7476 | 1743.337 | 0 | 1743.337 | 0 | 1755.449
7477 | 1659.288 | 0 | 1659.288 | 0 | 1796.003
7478 | 1711.846 | 0 | 1711.846 | 0 | 1610.006
7479 | 1778.711 | 519.803 | 1258.908 | 0 | 0
7480 | 1671.964 | 338.755 | 1333.209 | 0 | 0
7481 | 1740.399 | 1732.989 | 7.41 | 0 | 0
7482 | 1561.823 | 1561.823 | 0 | 0 | 0
7483 | 1636 | 0 | 0 | 1636 | 0
7484 | 1423.2 | 0 | 0 | 1423.2 | 0
7485 | 1198.4 | 0 | 0 | 1198.4 | 0
7486 | 1556.8 | 0 | 0 | 1556.8 | 0
7487 | 1191.2 | 0 | 0 | 1191.2 | 0
7488 | 1529.6 | 1529.6 | 0 | 0 | 0
7489 | 1598.4 | 1598.4 | 0 | 0 | 0
7490 | 1415.2 | 1415.2 | 0 | 0 | 0
7491 | 1582.4 | 1582.4 | 0 | 0 | 0
7492 | 1364.8 | 1364.8 | 0 | 0 | 0
7493 | 1329.6 | 1329.6 | 0 | 0 | 0
7494 | 1695.2 | 1695.2 | 0 | 0 | 0
7495 | 1435.98 | 1237.132 | 198.848 | 0 | 0
7496 | 1870.081 | 638.034 | 1232.047 | 0 | 0
7497 | 1222.75 | 0 | 1222.75 | 0 | 839.574
7498 | 1723.893 | 0 | 1723.893 | 0 | 1120.806
7499 | 1512.119 | 0 | 1512.119 | 0 | 1068.233
7500 | 1701.586 | 0 | 1701.586 | 0 | 1471.14
7501 | 1506.384 | 0 | 1506.384 | 0 | 1061.177
7502 | 1400.986 | 0 | 1400.986 | 0 | 363.863
7503 | 1718.665 | 0 | 1718.665 | 0 | 183.432
7504 | 1537.608 | 1369.059 | 168.549 | 0 | 0
7505 | 1343.34 | 1203.72 | 139.62 | 0 | 0
7506 | 1522.828 | 1522.828 | 0 | 0 | 0
7507 | 1356.8 | 1356.8 | 0 | 0 | 0
7508 | 1599.2 | 1599.2 | 0 | 0 | 0
7509 | 1412.8 | 1256.736 | 0 | 156.064 | 0
7510 | 1264.8 | 0 | 0 | 1264.8 | 0
7511 | 1524 | 0 | 0 | 1524 | 0
7512 | 828.8 | 0 | 0 | 828.8 | 0
7513 | 1140 | 1140 | 0 | 0 | 0
7514 | 1248.8 | 1248.8 | 0 | 0 | 0
7515 | 1267.2 | 1267.2 | 0 | 0 | 0
7516 | 1367.2 | 1367.2 | 0 | 0 | 0
7517 | 1266.4 | 1266.4 | 0 | 0 | 0
7518 | 1180 | 1180 | 0 | 0 | 0
7519 | 1235.738 | 0 | 357.858 | 877.88 | 0
7520 | 932.415 | 0 | 932.415 | 0 | 289.055
7521 | 1225.774 | 0 | 1225.774 | 0 | 854.21
7522 | 1183.594 | 0 | 1183.594 | 0 | 1517.079
7523 | 1167.775 | 0 | 1167.774 | 0 | 1796.003
7524 | 1149.101 | 0 | 1149.101 | 0 | 1457.707
7525 | 1061.564 | 0 | 1061.564 | 0 | 1408.7
7526 | 1207.035 | 0 | 1207.035 | 0 | 775.06
7527 | 1229.373 | 124.73 | 1104.643 | 0 | 0
7528 | 1219.569 | 539.201 | 680.368 | 0 | 0
7529 | 850.341 | 615.92 | 234.421 | 0 | 0
7530 | 1029.964 | 1029.964 | 0 | 0 | 0
7531 | 1183.2 | 0 | 0 | 1183.2 | 0
7532 | 1294.4 | 0 | 0 | 1294.4 | 0
7533 | 1021.6 | 0 | 0 | 1021.6 | 0
7534 | 1191.2 | 0 | 0 | 1191.2 | 0
7535 | 1176 | 0 | 0 | 1176 | 0
7536 | 173.6 | 173.6 | 0 | 0 | 0
7537 | 89.6 | 89.6 | 0 | 0 | 0
7538 | 171.2 | 171.2 | 0 | 0 | 0
7539 | 109.6 | 109.6 | 0 | 0 | 0
7540 | 114.4 | 114.4 | 0 | 0 | 0
7541 | 85.6 | 85.6 | 0 | 0 | 0
7542 | 88.8 | 88.8 | 0 | 0 | 0
7543 | 85.749 | 85.749 | 0 | 0 | 198.053
7544 | 209.928 | 209.928 | 0 | 0 | 160.385
7545 | 856.951 | 579.069 | 277.883 | 0 | 261.986
7546 | 1343.987 | 683.302 | 660.685 | 0 | 0
7547 | 1233.607 | 169.923 | 1063.684 | 0 | 0
7548 | 1009.939 | 0 | 1009.939 | 0 | 771.443
7549 | 1251.764 | 0 | 1251.764 | 0 | 231.743
7550 | 1114.082 | 0 | 1114.082 | 0 | 1129.763
7551 | 1131.027 | 0 | 1131.027 | 0 | 1540.542
7552 | 1306.039 | 0 | 1306.039 | 0 | 568.16
7553 | 1317.887 | 570.2 | 747.687 | 0 | 0
7554 | 1482.151 | 1482.151 | 0 | 0 | 0
7555 | 1344.8 | 0 | 0 | 1344.8 | 0
7556 | 1447.2 | 0 | 0 | 1447.2 | 0
7557 | 1483.2 | 0 | 0 | 1483.2 | 0
7558 | 1075.2 | 0 | 0 | 1075.2 | 0
7559 | 1232.8 | 0 | 0 | 1232.8 | 0
7560 | 1115.2 | 1115.2 | 0 | 0 | 0
7561 | 1131.2 | 1131.2 | 0 | 0 | 0
7562 | 1402.4 | 1402.4 | 0 | 0 | 0
7563 | 878.4 | 878.4 | 0 | 0 | 0
7564 | 985.6 | 985.6 | 0 | 0 | 0
7565 | 1147.2 | 1147.2 | 0 | 0 | 0
7566 | 1303.2 | 1303.2 | 0 | 0 | 0
7567 | 1182.365 | 704.339 | 478.026 | 0 | 0
7568 | 1335.808 | 0 | 1335.808 | 0 | 347.133
7569 | 1230.58 | 0 | 1230.58 | 0 | 1461.838
7570 | 1363.817 | 0 | 1363.817 | 0 | 1796.003
7571 | 1384.068 | 0 | 1384.067 | 0 | 1796.003
7572 | 1456.248 | 0 | 1456.248 | 0 | 1796.003
7573 | 1474.147 | 0 | 1474.147 | 0 | 1796.003
7574 | 1408.803 | 22.029 | 1386.774 | 0 | 0
7575 | 1416.215 | 1108.169 | 308.046 | 0 | 0
7576 | 1598.239 | 874.539 | 723.7 | 0 | 0
7577 | 1617.779 | 1088.121 | 529.658 | 0 | 0
7578 | 1347.526 | 1347.526 | 0 | 0 | 0
7579 | 1315.2 | 0 | 0 | 1315.2 | 0
7580 | 1236.8 | 0 | 0 | 1236.8 | 0
7581 | 1147.2 | 0 | 0 | 1147.2 | 0
7582 | 1199.2 | 0 | 0 | 1199.2 | 0
7583 | 1183.2 | 0 | 0 | 1183.2 | 0
7584 | 1420 | 1420 | 0 | 0 | 0
7585 | 1430.4 | 1430.4 | 0 | 0 | 0
7586 | 1165.6 | 1165.6 | 0 | 0 | 0
7587 | 1365.6 | 1365.6 | 0 | 0 | 0
7588 | 876.8 | 876.8 | 0 | 0 | 0
7589 | 816 | 816 | 0 | 0 | 0
7590 | 768 | 768 | 0 | 0 | 0
7591 | 1244.499 | 882.669 | 361.83 | 0 | 39.331
7592 | 1277.595 | 0 | 1277.595 | 0 | 409.86
7593 | 1546.546 | 0 | 1546.546 | 0 | 698.065
7594 | 1572.208 | 0 | 1572.208 | 0 | 1685.948
7595 | 1429.627 | 0 | 1429.627 | 0 | 1796.003
7596 | 1773.524 | 14.512 | 1759.012 | 0 | 0
7597 | 1456.594 | 487.812 | 968.782 | 0 | 0
7598 | 1568.38 | 62.271 | 1506.109 | 0 | 0
7599 | 1614.354 | 0 | 1614.354 | 0 | 706.626
7600 | 1835.767 | 214.753 | 1621.014 | 0 | 0
7601 | 1488.288 | 1207.617 | 280.671 | 0 | 0
7602 | 1561.284 | 1561.284 | 0 | 0 | 0
7603 | 1532 | 0 | 0 | 1532 | 0
7604 | 1440.8 | 0 | 0 | 1440.8 | 0
7605 | 1496.8 | 0 | 0 | 1496.8 | 0
7606 | 967.2 | 0 | 0 | 967.2 | 0
7607 | 1389.6 | 0 | 0 | 1389.6 | 0
7608 | 994.4 | 994.4 | 0 | 0 | 0
7609 | 1131.2 | 1131.2 | 0 | 0 | 0
7610 | 1332.8 | 1332.8 | 0 | 0 | 0
7611 | 1132.8 | 1132.8 | 0 | 0 | 0
7612 | 1163.2 | 1163.2 | 0 | 0 | 0
7613 | 1312.8 | 1312.8 | 0 | 0 | 0
7614 | 1239.2 | 1239.2 | 0 | 0 | 0
7615 | 1053.267 | 690.456 | 362.811 | 0 | 0
7616 | 1323.515 | 36.495 | 1287.02 | 0 | 0
7617 | 1381.943 | 0 | 1381.943 | 0 | 917.028
7618 | 1401.676 | 0 | 1401.676 | 0 | 1796.003
7619 | 1376.532 | 0 | 1376.531 | 0 | 1796.003
7620 | 1661.105 | 0 | 1661.105 | 0 | 1796.003
7621 | 1751.024 | 0 | 1751.023 | 0 | 1796.003
7622 | 1832.523 | 0 | 1832.523 | 0 | 928.336
7623 | 1589.617 | 0 | 1589.617 | 0 | 0
7624 | 1620.881 | 141.07 | 1479.811 | 0 | 0
7625 | 1347.911 | 823.071 | 524.84 | 0 | 0
7626 | 1547.415 | 1547.415 | 0 | 0 | 0
7627 | 1665.6 | 0 | 0 | 1665.6 | 0
7628 | 1189.6 | 0 | 0 | 1189.6 | 0
7629 | 890.4 | 0 | 0 | 890.4 | 0
7630 | 993.6 | 0 | 0 | 993.6 | 0
7631 | 1250.4 | 0 | 0 | 1250.4 | 0
7632 | 1127.2 | 1047.898 | 0 | 79.302 | 0
7633 | 1052 | 1052 | 0 | 0 | 0
7634 | 1386.4 | 1386.4 | 0 | 0 | 0
7635 | 1046.4 | 1046.4 | 0 | 0 | 0
7636 | 1260 | 1260 | 0 | 0 | 0
7637 | 1321.6 | 1321.6 | 0 | 0 | 0
7638 | 721.6 | 721.6 | 0 | 0 | 0
7639 | 904.057 | 0 | 233.339 | 670.718 | 0
7640 | 979.12 | 0 | 979.12 | 0 | 613.337
7641 | 1105.275 | 0 | 1105.275 | 0 | 1028.724
7642 | 1633.544 | 0 | 1633.544 | 0 | 301.551
7643 | 1559.029 | 0 | 1559.029 | 0 | 1796.003
7644 | 1491.985 | 0 | 1491.985 | 0 | 989.492
7645 | 1664.025 | 0 | 1664.025 | 0 | 673.899
7646 | 1509.416 | 0 | 1509.416 | 0 | 703.257
7647 | 1181.19 | 0 | 1181.19 | 0 | 1168.207
7648 | 1646.173 | 0 | 1646.173 | 0 | 225.998
7649 | 1321.611 | 600.177 | 721.434 | 0 | 0
7650 | 1456.398 | 1456.398 | 0 | 0 | 0
7651 | 1341.6 | 0 | 0 | 1341.6 | 0
7652 | 1266.4 | 0 | 0 | 1266.4 | 0
7653 | 1124.8 | 0 | 0 | 1124.8 | 0
7654 | 1446.4 | 0 | 0 | 1446.4 | 0
7655 | 1150.4 | 0 | 0 | 1150.4 | 0
7656 | 1467.2 | 1467.2 | 0 | 0 | 0
7657 | 1057.6 | 1057.6 | 0 | 0 | 0
7658 | 1108 | 1108 | 0 | 0 | 0
7659 | 1446.4 | 1446.4 | 0 | 0 | 0
7660 | 1334.4 | 1334.4 | 0 | 0 | 0
7661 | 826.4 | 573.664 | 0 | 252.736 | 0
7662 | 1045.6 | 0 | 0 | 1045.6 | 0
7663 | 960.752 | 0 | 475.254 | 485.498 | 0
7664 | 891.267 | 0 | 891.267 | 0 | 788.31
7665 | 1021.024 | 0 | 1021.024 | 0 | 1662.513
7666 | 1278.022 | 0 | 1278.022 | 0 | 1796.003
7667 | 1410.682 | 0 | 1410.682 | 0 | 1796.003
7668 | 1375.315 | 0 | 1375.314 | 0 | 1796.003
7669 | 1500.064 | 0 | 1500.064 | 0 | 1190.542
7670 | 1347.201 | 0 | 1347.201 | 0 | 0
7671 | 1165.374 | 0 | 1165.374 | 0 | 0
7672 | 1265.572 | 0 | 1265.572 | 0 | 0
7673 | 1012.197 | 749.596 | 223.427 | 39.174 | 0
7674 | 1011.616 | 0 | 0 | 1011.616 | 0
7675 | 971.2 | 0 | 0 | 971.2 | 0
7676 | 1312 | 0 | 0 | 1312 | 0
7677 | 1095.2 | 0 | 0 | 1095.2 | 0
7678 | 1071.2 | 0 | 0 | 1071.2 | 0
7679 | 1172 | 0 | 0 | 1172 | 0
7680 | 1040 | 0 | 0 | 1040 | 0
7681 | 1044 | 1044 | 0 | 0 | 0
7682 | 1136.8 | 1136.8 | 0 | 0 | 0
7683 | 1080.8 | 1080.8 | 0 | 0 | 0
7684 | 1034.4 | 1034.4 | 0 | 0 | 0
7685 | 1055.2 | 1055.2 | 0 | 0 | 0
7686 | 1076 | 1076 | 0 | 0 | 0
7687 | 886.193 | 0 | 485.149 | 401.044 | 0
7688 | 293.458 | 0 | 293.458 | 0 | 1400.956
7689 | 141.382 | 0 | 141.381 | 0 | 1796.003
7690 | 225.957 | 0 | 225.957 | 0 | 1796.003
7691 | 173.99 | 0 | 173.989 | 0 | 1796.003
7692 | 186.914 | 0 | 186.914 | 0 | 1796.003
7693 | 144.11 | 0 | 144.109 | 0 | 444.408
7694 | 135.505 | 0 | 135.505 | 0 | 0
7695 | 194.577 | 0 | 194.577 | 0 | 0
7696 | 215.288 | 0 | 215.288 | 0 | 0
7697 | 184.122 | 0 | 184.122 | 0 | 0
7698 | 203.03 | 0 | 0 | 203.03 | 0
7699 | 140 | 0 | 0 | 140 | 0
7700 | 197.6 | 0 | 0 | 197.6 | 0
7701 | 199.2 | 0 | 0 | 199.2 | 0
7702 | 108.8 | 0 | 0 | 108.8 | 0
7703 | 98.4 | 0 | 0 | 98.4 | 0
7704 | 102.4 | 0 | 0 | 102.4 | 0
7705 | 92.8 | 0 | 0 | 92.8 | 0
7706 | 99.2 | 0 | 0 | 99.2 | 0
7707 | 94.4 | 0 | 0 | 94.4 | 0
7708 | 98.4 | 0 | 0 | 98.4 | 0
7709 | 92.8 | 0 | 0 | 92.8 | 0
7710 | 93.6 | 0 | 0 | 93.6 | 0
7711 | 80.485 | 0 | 80.485 | 0 | 364.538
7712 | 100.984 | 0 | 100.983 | 0 | 1439.048
7713 | 679.251 | 0 | 679.251 | 0 | 0
7714 | 1271.683 | 0 | 1271.683 | 0 | 0
7715 | 1286.429 | 0 | 1286.429 | 0 | 0
7716 | 1324.926 | 0 | 1324.926 | 0 | 0
7717 | 1133.191 | 0 | 1133.191 | 0 | 0
7718 | 1217.422 | 0 | 1217.422 | 0 | 0
7719 | 1214.924 | 708.171 | 506.753 | 0 | 0
7720 | 1286.664 | 1077.07 | 209.594 | 0 | 0
7721 | 1421.989 | 1414.726 | 7.263 | 0 | 0
7722 | 1335.966 | 1271.512 | 0 | 64.454 | 0
7723 | 1252.8 | 0 | 0 | 1252.8 | 0
7724 | 1186.4 | 0 | 0 | 1186.4 | 0
7725 | 1470.4 | 0 | 0 | 1470.4 | 0
7726 | 1188.8 | 0 | 0 | 1188.8 | 0
7727 | 779.2 | 0 | 0 | 779.2 | 0
7728 | 1133.6 | 0 | 0 | 1133.6 | 0
7729 | 877.6 | 877.6 | 0 | 0 | 0
7730 | 888 | 888 | 0 | 0 | 0
7731 | 992 | 992 | 0 | 0 | 0
7732 | 1028 | 1028 | 0 | 0 | 0
7733 | 1020 | 1020 | 0 | 0 | 0
7734 | 988.8 | 988.8 | 0 | 0 | 0
7735 | 1027.129 | 0 | 414.905 | 612.224 | 0
7736 | 958.726 | 0 | 958.726 | 0 | 600.288
7737 | 1015.72 | 0 | 1015.72 | 0 | 1490.032
7738 | 1081.252 | 0 | 1081.251 | 0 | 1796.003
7739 | 1456.647 | 0 | 1456.647 | 0 | 1796.003
7740 | 1355.634 | 0 | 1355.634 | 0 | 904.095
7741 | 1091.508 | 0 | 1091.508 | 0 | 1361.868
7742 | 1198.058 | 0 | 1198.058 | 0 | 607.486
7743 | 1592.282 | 1106.429 | 485.853 | 0 | 0
7744 | 1106.455 | 963.724 | 142.731 | 0 | 0
7745 | 1246.387 | 1227.133 | 19.254 | 0 | 0
7746 | 1322.503 | 1322.503 | 0 | 0 | 0
7747 | 1121.6 | 0 | 0 | 1121.6 | 0
7748 | 1195.2 | 0 | 0 | 1195.2 | 0
7749 | 1380 | 0 | 0 | 1380 | 0
7750 | 1388 | 0 | 0 | 1388 | 0
7751 | 1431.2 | 0 | 0 | 1431.2 | 0
7752 | 1104 | 1104 | 0 | 0 | 0
7753 | 1285.6 | 1285.6 | 0 | 0 | 0
7754 | 1016 | 1016 | 0 | 0 | 0
7755 | 1193.6 | 1193.6 | 0 | 0 | 0
7756 | 1489.6 | 1489.6 | 0 | 0 | 0
7757 | 1088.8 | 1088.8 | 0 | 0 | 0
7758 | 1126.4 | 1126.4 | 0 | 0 | 0
7759 | 799.087 | 571.93 | 227.157 | 0 | 0
7760 | 933.699 | 0 | 933.699 | 0 | 408.853
7761 | 1028.874 | 0 | 1028.874 | 0 | 1575.195
7762 | 1429.183 | 0 | 1429.183 | 0 | 558.626
7763 | 1309.361 | 0 | 1309.361 | 0 | 824.83
7764 | 1273.22 | 0 | 1273.22 | 0 | 177.16
7765 | 1283.758 | 0 | 1283.758 | 0 | 1721.72
7766 | 1017.049 | 0 | 1017.049 | 0 | 1430.524
7767 | 1569.862 | 70.267 | 1499.595 | 0 | 0
7768 | 1212.909 | 1103.486 | 109.423 | 0 | 0
7769 | 1407.813 | 1036.421 | 371.392 | 0 | 0
7770 | 1339.188 | 1339.188 | 0 | 0 | 0
7771 | 1444 | 0 | 0 | 1444 | 0
7772 | 1498.4 | 0 | 0 | 1498.4 | 0
7773 | 1683.2 | 0 | 0 | 1683.2 | 0
7774 | 1572 | 0 | 0 | 1572 | 0
7775 | 1266.4 | 0 | 0 | 1266.4 | 0
7776 | 1252.8 | 1252.8 | 0 | 0 | 0
7777 | 1118.4 | 1118.4 | 0 | 0 | 0
7778 | 1283.2 | 1283.2 | 0 | 0 | 0
7779 | 1369.6 | 1369.6 | 0 | 0 | 0
7780 | 1394.4 | 1394.4 | 0 | 0 | 0
7781 | 1285.6 | 1285.6 | 0 | 0 | 0
7782 | 1056 | 1056 | 0 | 0 | 0
7783 | 1040.324 | 759.01 | 225.591 | 55.723 | 0
7784 | 869.633 | 0 | 869.633 | 0 | 672.894
7785 | 1098.227 | 0 | 1098.227 | 0 | 1424.903
7786 | 1314.622 | 0 | 1314.622 | 0 | 1796.003
7787 | 1099.177 | 0 | 1099.176 | 0 | 1796.003
7788 | 1346.221 | 0 | 1346.221 | 0 | 862.023
7789 | 1404.829 | 0 | 1404.829 | 0 | 146.189
7790 | 1166.196 | 0 | 1166.196 | 0 | 1377.631
7791 | 1431.156 | 0 | 1431.156 | 0 | 847.687
7792 | 1408.691 | 913.85 | 494.841 | 0 | 0
7793 | 1490.436 | 1299.606 | 190.83 | 0 | 0
7794 | 1393.933 | 1393.933 | 0 | 0 | 0
7795 | 1680.8 | 0 | 0 | 1680.8 | 0
7796 | 1324.8 | 0 | 0 | 1324.8 | 0
7797 | 1534.4 | 0 | 0 | 1534.4 | 0
7798 | 1571.2 | 0 | 0 | 1571.2 | 0
7799 | 1176.8 | 0 | 0 | 1176.8 | 0
7800 | 1416.8 | 1016.465 | 0 | 400.335 | 0
7801 | 1240 | 1240 | 0 | 0 | 0
7802 | 1348.8 | 1348.8 | 0 | 0 | 0
7803 | 1515.2 | 1515.2 | 0 | 0 | 0
7804 | 1366.4 | 1366.4 | 0 | 0 | 0
7805 | 1381.6 | 1381.6 | 0 | 0 | 0
7806 | 1362.4 | 1362.4 | 0 | 0 | 0
7807 | 679.439 | 0 | 254.34 | 425.099 | 0
7808 | 1137.376 | 0 | 1137.376 | 0 | 500.735
7809 | 882.651 | 0 | 882.651 | 0 | 1756.602
7810 | 432.662 | 0 | 432.662 | 0 | 1796.003
7811 | 389.328 | 0 | 389.327 | 0 | 1796.003
7812 | 396.46 | 0 | 396.459 | 0 | 1796.003
7813 | 851.215 | 0 | 851.215 | 0 | 1384.029
7814 | 1358.284 | 0 | 1358.284 | 0 | 0
7815 | 1653.136 | 0 | 1653.136 | 0 | 0
7816 | 1480.775 | 32.519 | 1448.256 | 0 | 0
7817 | 1522.428 | 867.992 | 654.436 | 0 | 0
7818 | 1682.404 | 1682.404 | 0 | 0 | 0
7819 | 1758.4 | 172.169 | 0 | 1586.231 | 0
7820 | 1597.6 | 0 | 0 | 1597.6 | 0
7821 | 1777.6 | 0 | 0 | 1777.6 | 0
7822 | 1849.6 | 53.597 | 0 | 1796.003 | 0
7823 | 1356 | 0 | 0 | 1356 | 0
7824 | 1280.8 | 1280.8 | 0 | 0 | 0
7825 | 1248.8 | 1248.8 | 0 | 0 | 0
7826 | 1583.2 | 1583.2 | 0 | 0 | 0
7827 | 1660 | 1660 | 0 | 0 | 0
7828 | 981.6 | 981.6 | 0 | 0 | 0
7829 | 1345.6 | 1345.6 | 0 | 0 | 0
7830 | 1347.2 | 1347.2 | 0 | 0 | 0
7831 | 1080.957 | 699.54 | 381.417 | 0 | 0
7832 | 1190.482 | 0 | 1190.482 | 0 | 345.074
7833 | 1061.094 | 0 | 1061.094 | 0 | 1458.25
7834 | 1659.705 | 0 | 1659.705 | 0 | 1548.543
7835 | 1735.038 | 0 | 1735.038 | 0 | 1796.003
7836 | 1837.293 | 0 | 1837.293 | 0 | 1796.003
7837 | 1536.804 | 0 | 1536.804 | 0 | 839.353
7838 | 1437.913 | 452.362 | 985.551 | 0 | 0
7839 | 1704.969 | 63.094 | 1641.875 | 0 | 0
7840 | 1445.753 | 708.287 | 737.466 | 0 | 0
7841 | 1513.323 | 1133.281 | 380.042 | 0 | 0
7842 | 1805.698 | 1805.698 | 0 | 0 | 0
7843 | 1423.2 | 1423.2 | 0 | 0 | 0
7844 | 1600 | 1283.499 | 0 | 316.501 | 0
7845 | 1737.6 | 0 | 0 | 1737.6 | 0
7846 | 1408 | 0 | 0 | 1408 | 0
7847 | 1577.6 | 0 | 0 | 1577.6 | 0
7848 | 1420.8 | 0 | 0 | 1420.8 | 0
7849 | 1040 | 1040 | 0 | 0 | 0
7850 | 1061.6 | 1061.6 | 0 | 0 | 0
7851 | 848 | 848 | 0 | 0 | 0
7852 | 1101.6 | 1101.6 | 0 | 0 | 0
7853 | 727.2 | 727.2 | 0 | 0 | 0
7854 | 904 | 904 | 0 | 0 | 0
7855 | 917.901 | 0 | 384.708 | 533.193 | 0
7856 | 910.899 | 0 | 910.899 | 0 | 299.133
7857 | 920.17 | 0 | 920.17 | 0 | 1203.895
7858 | 1061.386 | 0 | 1061.386 | 0 | 1746.45
7859 | 1019.092 | 0 | 1019.091 | 0 | 1796.003
7860 | 991.068 | 0 | 991.068 | 0 | 1204.34
7861 | 1143.278 | 0 | 1143.278 | 0 | 1224.257
7862 | 1101.732 | 0 | 1101.732 | 0 | 1429.208
7863 | 1117.132 | 0 | 1117.132 | 0 | 126.088
7864 | 520.632 | 0 | 520.632 | 0 | 0
7865 | 192.296 | 0 | 192.296 | 0 | 0
7866 | 257.187 | 0 | 0 | 257.187 | 0
7867 | 150.4 | 0 | 0 | 150.4 | 0
7868 | 158.4 | 0 | 0 | 158.4 | 0
7869 | 125.6 | 0 | 0 | 125.6 | 0
7870 | 120 | 0 | 0 | 120 | 0
7871 | 115.2 | 0 | 0 | 115.2 | 0
7872 | 116 | 0 | 0 | 116 | 0
7873 | 107.2 | 0 | 0 | 107.2 | 0
7874 | 117.6 | 0 | 0 | 117.6 | 0
7875 | 96.8 | 0 | 0 | 96.8 | 0
7876 | 103.2 | 0 | 0 | 103.2 | 0
7877 | 96.8 | 0 | 0 | 96.8 | 0
7878 | 101.6 | 0 | 0 | 101.6 | 0
7879 | 87.682 | 0 | 87.682 | 0 | 149.787
7880 | 158.372 | 0 | 158.372 | 0 | 1009.787
7881 | 720.376 | 0 | 720.375 | 0 | 694.489
7882 | 958.609 | 0 | 958.609 | 0 | 0
7883 | 1110.708 | 0 | 1110.708 | 0 | 0
7884 | 1168.124 | 0 | 1168.124 | 0 | 0
7885 | 1171.326 | 0 | 1171.326 | 0 | 0
7886 | 1171.349 | 0 | 1171.349 | 0 | 0
7887 | 1266.465 | 0 | 1266.465 | 0 | 0
7888 | 1231.431 | 0 | 1231.431 | 0 | 0
7889 | 1227.897 | 665.664 | 562.233 | 0 | 0
7890 | 1118.58 | 1118.58 | 0 | 0 | 0
7891 | 1358.4 | 0 | 0 | 1358.4 | 0
7892 | 1066.4 | 0 | 0 | 1066.4 | 0
7893 | 1076 | 0 | 0 | 1076 | 0
7894 | 1006.4 | 0 | 0 | 1006.4 | 0
7895 | 1079.2 | 0 | 0 | 1079.2 | 0
7896 | 1528 | 1432.636 | 0 | 95.364 | 0
7897 | 1220.8 | 1220.8 | 0 | 0 | 0
7898 | 923.2 | 923.2 | 0 | 0 | 0
7899 | 1218.4 | 1218.4 | 0 | 0 | 0
7900 | 1200.8 | 1200.8 | 0 | 0 | 0
7901 | 896 | 896 | 0 | 0 | 0
7902 | 1284 | 1284 | 0 | 0 | 0
7903 | 1092.491 | 0 | 303.053 | 789.438 | 0
7904 | 1306.162 | 0 | 1306.162 | 0 | 121.217
7905 | 1409.71 | 0 | 1409.71 | 0 | 662.937
7906 | 984.961 | 0 | 984.961 | 0 | 873.077
7907 | 1372.328 | 0 | 1372.328 | 0 | 1239.151
7908 | 1453.632 | 0 | 1453.632 | 0 | 1362.978
7909 | 1182.818 | 0 | 1182.818 | 0 | 1691.211
7910 | 1278.412 | 0 | 1278.412 | 0 | 868.677
7911 | 1247.998 | 0 | 1247.998 | 0 | 382.5
7912 | 1086.354 | 698.649 | 387.705 | 0 | 0
7913 | 1467.39 | 1070.77 | 396.62 | 0 | 0
7914 | 1410.488 | 744.64 | 0 | 665.848 | 0
7915 | 1142.4 | 0 | 0 | 1142.4 | 0
7916 | 984.8 | 0 | 0 | 984.8 | 0
7917 | 1211.2 | 0 | 0 | 1211.2 | 0
7918 | 1125.6 | 0 | 0 | 1125.6 | 0
7919 | 1388.8 | 0 | 0 | 1388.8 | 0
7920 | 985.6 | 0 | 0 | 985.6 | 0
7921 | 1293.6 | 1293.6 | 0 | 0 | 0
7922 | 1131.2 | 1131.2 | 0 | 0 | 0
7923 | 1264.8 | 1264.8 | 0 | 0 | 0
7924 | 774.4 | 774.4 | 0 | 0 | 0
7925 | 1108.8 | 1108.8 | 0 | 0 | 0
7926 | 734.4 | 734.4 | 0 | 0 | 0
7927 | 812.644 | 0 | 336.248 | 476.396 | 0
7928 | 1161.248 | 0 | 1161.248 | 0 | 109.167
7929 | 1243.412 | 0 | 1243.412 | 0 | 909.222
7930 | 1326.775 | 0 | 1326.775 | 0 | 1459.277
7931 | 1621.135 | 0 | 1621.135 | 0 | 1186.217
7932 | 1251.306 | 0 | 1251.305 | 0 | 1796.003
7933 | 1349.218 | 0 | 1349.218 | 0 | 1713.595
7934 | 1331.273 | 0 | 1331.273 | 0 | 1055.798
7935 | 1282.735 | 0 | 1282.735 | 0 | 652.315
7936 | 1437.172 | 755.581 | 681.591 | 0 | 0
7937 | 1620.088 | 1502.393 | 117.695 | 0 | 0
7938 | 1488.651 | 1488.651 | 0 | 0 | 0
7939 | 1304.8 | 0 | 0 | 1304.8 | 0
7940 | 1217.6 | 0 | 0 | 1217.6 | 0
7941 | 1169.6 | 0 | 0 | 1169.6 | 0
7942 | 1280 | 0 | 0 | 1280 | 0
7943 | 1238.4 | 0 | 0 | 1238.4 | 0
7944 | 1456 | 1456 | 0 | 0 | 0
7945 | 1352 | 1352 | 0 | 0 | 0
7946 | 1226.4 | 1226.4 | 0 | 0 | 0
7947 | 1184 | 1184 | 0 | 0 | 0
7948 | 1292 | 1292 | 0 | 0 | 0
7949 | 1500 | 1500 | 0 | 0 | 0
7950 | 1428.8 | 1428.8 | 0 | 0 | 0
7951 | 1297.339 | 246.512 | 344.204 | 706.623 | 0
7952 | 1310.033 | 0 | 1268.347 | 41.686 | 0
7953 | 994.134 | 0 | 994.134 | 0 | 1111.223
7954 | 1147.17 | 0 | 1147.17 | 0 | 1343.442
7955 | 1266.559 | 0 | 1266.559 | 0 | 1495.838
7956 | 1524.5 | 0 | 1524.5 | 0 | 1683.945
7957 | 1553.979 | 0 | 1553.979 | 0 | 1306.988
7958 | 1388.914 | 0 | 1388.914 | 0 | 802.854
7959 | 1652.723 | 494.492 | 1158.231 | 0 | 0
7960 | 1570.274 | 345.096 | 1225.178 | 0 | 0
7961 | 1459.662 | 804.381 | 655.281 | 0 | 0
7962 | 1449.583 | 1449.583 | 0 | 0 | 0
7963 | 1372.8 | 0 | 0 | 1372.8 | 0
7964 | 1579.2 | 0 | 0 | 1579.2 | 0
7965 | 1569.6 | 0 | 0 | 1569.6 | 0
7966 | 1548.8 | 0 | 0 | 1548.8 | 0
7967 | 1433.6 | 0 | 0 | 1433.6 | 0
7968 | 1310.4 | 1310.4 | 0 | 0 | 0
7969 | 1088 | 1088 | 0 | 0 | 0
7970 | 1392 | 1392 | 0 | 0 | 0
7971 | 1436.8 | 1436.8 | 0 | 0 | 0
7972 | 1538.4 | 1538.4 | 0 | 0 | 0
7973 | 1468 | 1468 | 0 | 0 | 0
7974 | 1324 | 1324 | 0 | 0 | 0
7975 | 916 | 916 | 0 | 0 | 22.618
7976 | 1538.833 | 1538.833 | 0 | 0 | 376.554
7977 | 1337.062 | 1337.062 | 0 | 0 | 949.516
7978 | 1341.153 | 1341.153 | 0 | 0 | 1672.297
7979 | 1403.197 | 1403.197 | 0 | 0 | 1771.521
7980 | 1495.022 | 670.675 | 824.348 | 0 | 1466.644
7981 | 1415.791 | 0 | 1415.791 | 0 | 323.11
7982 | 1603.039 | 0 | 1603.039 | 0 | 102.487
7983 | 1305.477 | 0 | 1305.477 | 0 | 344.461
7984 | 1797.5 | 1366.722 | 430.778 | 0 | 0
7985 | 1690.399 | 1678.65 | 11.749 | 0 | 0
7986 | 1741.499 | 1741.499 | 0 | 0 | 0
7987 | 1718.4 | 0 | 0 | 1718.4 | 0
7988 | 1222.4 | 0 | 0 | 1222.4 | 0
7989 | 1288 | 0 | 0 | 1288 | 0
7990 | 1320.8 | 0 | 0 | 1320.8 | 0
7991 | 1376 | 0 | 0 | 1376 | 0
7992 | 1328.8 | 1328.8 | 0 | 0 | 0
7993 | 1398.4 | 1398.4 | 0 | 0 | 0
7994 | 1504 | 1504 | 0 | 0 | 0
7995 | 1284 | 1284 | 0 | 0 | 0
7996 | 1360.8 | 1360.8 | 0 | 0 | 0
7997 | 1429.6 | 1429.6 | 0 | 0 | 0
7998 | 1222.4 | 1222.4 | 0 | 0 | 0
7999 | 1190.56 | 1050.433 | 140.127 | 0 | 0
8000 | 1232.152 | 221.188 | 1010.964 | 0 | 0
8001 | 1245.954 | 0 | 1245.954 | 0 | 385.998
8002 | 1352.375 | 0 | 1352.375 | 0 | 1105.402
8003 | 1036.347 | 0 | 1036.347 | 0 | 1796.003
8004 | 1453.973 | 0 | 1453.973 | 0 | 1323.886
8005 | 1380.768 | 0 | 1380.768 | 0 | 1488.054
8006 | 1648.157 | 0 | 1648.157 | 0 | 638.569
8007 | 1281.294 | 0 | 1281.294 | 0 | 478.783
8008 | 1404.316 | 790.039 | 614.277 | 0 | 0
8009 | 1308.225 | 1060.264 | 247.961 | 0 | 0
8010 | 1254.291 | 1254.291 | 0 | 0 | 0
8011 | 1336 | 1336 | 0 | 0 | 0
8012 | 854.4 | 854.4 | 0 | 0 | 0
8013 | 1313.6 | 343.92 | 0 | 969.68 | 0
8014 | 1232 | 0 | 0 | 1232 | 0
8015 | 1172.8 | 0 | 0 | 1172.8 | 0
8016 | 1341.6 | 0 | 0 | 1341.6 | 0
8017 | 1092 | 1092 | 0 | 0 | 0
8018 | 1248 | 1248 | 0 | 0 | 0
8019 | 1142.4 | 1142.4 | 0 | 0 | 0
8020 | 1088.8 | 1088.8 | 0 | 0 | 0
8021 | 978.4 | 978.4 | 0 | 0 | 0
8022 | 1040.8 | 1040.8 | 0 | 0 | 0
8023 | 858.4 | 0 | 107.006 | 751.394 | 0
8024 | 1146.178 | 0 | 493.719 | 652.459 | 0
8025 | 1191.895 | 0 | 827.195 | 364.7 | 0
8026 | 1166.901 | 0 | 1166.901 | 0 | 546.807
8027 | 1126.266 | 0 | 1126.266 | 0 | 1296.44
8028 | 1448.14 | 0 | 1448.14 | 0 | 1136.973
8029 | 920.542 | 0 | 920.542 | 0 | 1578.499
8030 | 997.387 | 0 | 997.387 | 0 | 1189.439
8031 | 860.713 | 0 | 860.713 | 0 | 910.222
8032 | 234.947 | 0 | 234.947 | 0 | 588.591
8033 | 183.063 | 0 | 183.063 | 0 | 433.659
8034 | 137.552 | 0 | 0 | 137.552 | 0
8035 | 148 | 0 | 0 | 148 | 0
8036 | 100.8 | 0 | 0 | 100.8 | 0
8037 | 96 | 0 | 0 | 96 | 0
8038 | 102.4 | 0 | 0 | 102.4 | 0
8039 | 91.2 | 0 | 0 | 91.2 | 0
8040 | 100 | 0 | 0 | 100 | 0
8041 | 89.6 | 0 | 0 | 89.6 | 0
8042 | 96 | 0 | 0 | 96 | 0
8043 | 89.6 | 0 | 0 | 89.6 | 0
8044 | 89.6 | 0 | 0 | 89.6 | 0
8045 | 91.2 | 0 | 0 | 91.2 | 0
8046 | 92 | 0 | 0 | 92 | 0
8047 | 72.8 | 0 | 72.8 | 0 | 103.728
8048 | 89.61 | 0 | 89.61 | 0 | 926.927
8049 | 636.197 | 0 | 636.197 | 0 | 1474.998
8050 | 1258.648 | 0 | 1258.648 | 0 | 316.505
8051 | 1251.361 | 0 | 1251.361 | 0 | 0
8052 | 1077.291 | 0 | 1077.291 | 0 | 0
8053 | 1356.354 | 0 | 1356.354 | 0 | 0
8054 | 1104.063 | 0 | 1104.063 | 0 | 0
8055 | 1125.992 | 0 | 1125.992 | 0 | 0
8056 | 1050.113 | 477.05 | 573.063 | 0 | 0
8057 | 951.408 | 292.683 | 347.625 | 311.101 | 0
8058 | 1136.61 | 0 | 0 | 1136.61 | 0
8059 | 1047.2 | 0 | 0 | 1047.2 | 0
8060 | 1128.8 | 0 | 0 | 1128.8 | 0
8061 | 778.4 | 0 | 0 | 778.4 | 0
8062 | 1089.6 | 0 | 0 | 1089.6 | 0
8063 | 952.8 | 0 | 0 | 952.8 | 0
8064 | 999.2 | 0 | 0 | 999.2 | 0
8065 | 960 | 960 | 0 | 0 | 0
8066 | 1305.6 | 1305.6 | 0 | 0 | 0
8067 | 1168.8 | 1168.8 | 0 | 0 | 0
8068 | 1358.4 | 1358.4 | 0 | 0 | 0
8069 | 1282.4 | 1282.4 | 0 | 0 | 0
8070 | 1162.4 | 1162.4 | 0 | 0 | 0
8071 | 1039.2 | 0 | 369.477 | 669.723 | 0
8072 | 1081.05 | 0 | 1081.05 | 0 | 499.168
8073 | 811.981 | 0 | 811.981 | 0 | 1791.942
8074 | 1146.669 | 0 | 1146.668 | 0 | 1796.003
8075 | 1380.393 | 0 | 1380.393 | 0 | 1796.003
8076 | 1173.817 | 0 | 1173.816 | 0 | 1796.003
8077 | 1141.587 | 0 | 1141.588 | 0 | 1350.256
8078 | 1217.119 | 0 | 1217.119 | 0 | 0
8079 | 1621.666 | 0 | 1621.666 | 0 | 0
8080 | 617.579 | 0 | 617.579 | 0 | 0
8081 | 1446.565 | 625.614 | 820.951 | 0 | 0
8082 | 1314.233 | 894.39 | 0 | 419.843 | 0
8083 | 1122.4 | 0 | 0 | 1122.4 | 0
8084 | 976.8 | 0 | 0 | 976.8 | 0
8085 | 1206.4 | 0 | 0 | 1206.4 | 0
8086 | 1304 | 0 | 0 | 1304 | 0
8087 | 1134.4 | 0 | 0 | 1134.4 | 0
8088 | 949.6 | 0 | 0 | 949.6 | 0
8089 | 1222.4 | 1222.4 | 0 | 0 | 0
8090 | 851.2 | 851.2 | 0 | 0 | 0
8091 | 1256.8 | 1256.8 | 0 | 0 | 0
8092 | 1092.8 | 1092.8 | 0 | 0 | 0
8093 | 1028.8 | 1028.8 | 0 | 0 | 0
8094 | 1088.8 | 1088.8 | 0 | 0 | 0
8095 | 1353.6 | 0 | 353.609 | 999.991 | 0
8096 | 697.26 | 0 | 697.26 | 0 | 625.035
8097 | 894.813 | 0 | 894.813 | 0 | 1712.778
8098 | 1264.732 | 0 | 1264.731 | 0 | 1796.003
8099 | 1241.914 | 0 | 1241.914 | 0 | 1796.003
8100 | 1308.586 | 0 | 1308.586 | 0 | 1796.003
8101 | 1086.618 | 0 | 1086.617 | 0 | 1303.554
8102 | 1312.456 | 0 | 1312.456 | 0 | 0
8103 | 1471.833 | 0 | 1471.833 | 0 | 0
8104 | 1659.084 | 0 | 1659.084 | 0 | 0
8105 | 1382.135 | 694.701 | 687.434 | 0 | 0
8106 | 1357.739 | 1003.866 | 0 | 353.873 | 0
8107 | 1292 | 0 | 0 | 1292 | 0
8108 | 1217.6 | 0 | 0 | 1217.6 | 0
8109 | 1288 | 0 | 0 | 1288 | 0
8110 | 1356 | 0 | 0 | 1356 | 0
8111 | 968.8 | 0 | 0 | 968.8 | 0
8112 | 1264 | 0 | 0 | 1264 | 0
8113 | 1316.8 | 1316.8 | 0 | 0 | 0
8114 | 1169.6 | 1169.6 | 0 | 0 | 0
8115 | 1160.8 | 1160.8 | 0 | 0 | 0
8116 | 1196 | 1196 | 0 | 0 | 0
8117 | 840 | 840 | 0 | 0 | 0
8118 | 1152.8 | 1152.8 | 0 | 0 | 0
8119 | 706.4 | 0 | 333.239 | 373.161 | 0
8120 | 959.437 | 0 | 959.437 | 0 | 566.174
8121 | 900.079 | 0 | 900.079 | 0 | 1658.782
8122 | 1146.42 | 0 | 1146.419 | 0 | 1796.003
8123 | 1422.593 | 0 | 1422.593 | 0 | 1796.003
8124 | 1547.461 | 0 | 1547.46 | 0 | 1796.003
8125 | 1494.729 | 0 | 1494.729 | 0 | 1416.41
8126 | 1257.696 | 0 | 1257.696 | 0 | 0
8127 | 1228.071 | 0 | 1228.071 | 0 | 0
8128 | 1769.154 | 0 | 1769.154 | 0 | 0
8129 | 1953.371 | 1232.669 | 720.702 | 0 | 0
8130 | 1544.713 | 1544.713 | 0 | 0 | 0
8131 | 1589.6 | 0 | 0 | 1589.6 | 0
8132 | 1320 | 0 | 0 | 1320 | 0
8133 | 1744 | 0 | 0 | 1744 | 0
8134 | 1516.8 | 0 | 0 | 1516.8 | 0
8135 | 1599.2 | 0 | 0 | 1599.2 | 0
8136 | 1542.4 | 1542.4 | 0 | 0 | 0
8137 | 1434.4 | 1434.4 | 0 | 0 | 0
8138 | 1324 | 1324 | 0 | 0 | 0
8139 | 1325.6 | 1325.6 | 0 | 0 | 0
8140 | 1516.8 | 1516.8 | 0 | 0 | 0
8141 | 1291.2 | 1291.2 | 0 | 0 | 0
8142 | 1542.4 | 1542.4 | 0 | 0 | 0
8143 | 1000.8 | 320.301 | 336.665 | 343.834 | 0
8144 | 828.43 | 0 | 828.43 | 0 | 702.54
8145 | 1062.166 | 0 | 1062.166 | 0 | 1504.927
8146 | 1354.15 | 0 | 1354.15 | 0 | 1796.003
8147 | 1544.599 | 0 | 1544.599 | 0 | 1796.003
8148 | 1620.767 | 0 | 1620.767 | 0 | 1796.003
8149 | 936.447 | 0 | 936.447 | 0 | 1433.899
8150 | 1379.589 | 0 | 1379.589 | 0 | 0
8151 | 1282.753 | 0 | 1282.753 | 0 | 0
8152 | 1281.053 | 0 | 1281.053 | 0 | 0
8153 | 1015.736 | 324.268 | 691.468 | 0 | 0
8154 | 1172.039 | 1172.039 | 0 | 0 | 0
8155 | 1207.2 | 0 | 0 | 1207.2 | 0
8156 | 1226.4 | 0 | 0 | 1226.4 | 0
8157 | 1287.2 | 0 | 0 | 1287.2 | 0
8158 | 1448.8 | 0 | 0 | 1448.8 | 0
8159 | 1248.8 | 0 | 0 | 1248.8 | 0
8160 | 1272.8 | 1272.8 | 0 | 0 | 0
8161 | 1412 | 1412 | 0 | 0 | 0
8162 | 1366.4 | 1366.4 | 0 | 0 | 0
8163 | 1345.6 | 1345.6 | 0 | 0 | 0
8164 | 1445.6 | 1445.6 | 0 | 0 | 0
8165 | 1436 | 1436 | 0 | 0 | 0
8166 | 1366.4 | 1366.4 | 0 | 0 | 0
8167 | 1041.6 | 916.23 | 125.37 | 0 | 0
8168 | 1319.128 | 352.86 | 966.268 | 0 | 0
8169 | 889.005 | 0 | 889.005 | 0 | 859.503
8170 | 1469.341 | 0 | 1469.341 | 0 | 587.252
8171 | 1714.76 | 0 | 1714.76 | 0 | 970.806
8172 | 1647.544 | 0 | 1647.544 | 0 | 1066.855
8173 | 1465.729 | 0 | 1465.729 | 0 | 371.23
8174 | 1506.159 | 248.226 | 1257.933 | 0 | 0
8175 | 1621.22 | 545.951 | 1075.269 | 0 | 0
8176 | 1662.845 | 237.1 | 1425.745 | 0 | 0
8177 | 1580.403 | 1241.89 | 338.513 | 0 | 0
8178 | 1155.725 | 1155.725 | 0 | 0 | 0
8179 | 1545.6 | 1545.6 | 0 | 0 | 0
8180 | 1300 | 1300 | 0 | 0 | 0
8181 | 1517.6 | 1517.6 | 0 | 0 | 0
8182 | 1541.6 | 86.184 | 0 | 1455.416 | 0
8183 | 1264.8 | 0 | 0 | 1264.8 | 0
8184 | 1515.2 | 0 | 0 | 1515.2 | 0
8185 | 1142.4 | 1142.4 | 0 | 0 | 0
8186 | 1111.2 | 1111.2 | 0 | 0 | 0
8187 | 1584.8 | 1584.8 | 0 | 0 | 0
8188 | 1384 | 1384 | 0 | 0 | 0
8189 | 1290.4 | 1290.4 | 0 | 0 | 0
8190 | 1424 | 1424 | 0 | 0 | 0
8191 | 1168.8 | 0 | 272.388 | 896.412 | 0
8192 | 1085.638 | 0 | 1057.902 | 27.736 | 0
8193 | 1060.777 | 0 | 1060.777 | 0 | 1091.727
8194 | 1138.269 | 0 | 1138.269 | 0 | 1468.426
8195 | 1033.825 | 0 | 1033.824 | 0 | 1796.003
8196 | 1090.429 | 0 | 1090.428 | 0 | 1796.003
8197 | 1135.24 | 0 | 1135.24 | 0 | 1796.003
8198 | 1171.847 | 0 | 1171.847 | 0 | 1046.855
8199 | 1104.482 | 0 | 1079.247 | 25.235 | 0
8200 | 224.458 | 0 | 224.458 | 0 | 62.442
8201 | 183.44 | 0 | 183.44 | 0 | 0
8202 | 160.064 | 0 | 0 | 160.064 | 0
8203 | 206.4 | 0 | 0 | 206.4 | 0
8204 | 149.6 | 0 | 0 | 149.6 | 0
8205 | 116 | 0 | 0 | 116 | 0
8206 | 109.6 | 0 | 0 | 109.6 | 0
8207 | 99.2 | 0 | 0 | 99.2 | 0
8208 | 108.8 | 0 | 0 | 108.8 | 0
8209 | 100.8 | 0 | 0 | 100.8 | 0
8210 | 109.6 | 0 | 0 | 109.6 | 0
8211 | 100 | 0 | 0 | 100 | 0
8212 | 104 | 0 | 0 | 104 | 0
8213 | 93.6 | 0 | 0 | 93.6 | 0
8214 | 101.6 | 0 | 0 | 101.6 | 0
8215 | 93.6 | 0 | 93.6 | 0 | 104.318
8216 | 100.012 | 0 | 100.012 | 0 | 333.279
8217 | 218.574 | 0 | 218.574 | 0 | 1297.695
8218 | 955.563 | 0 | 955.563 | 0 | 0
8219 | 1162.174 | 0 | 1162.174 | 0 | 0
8220 | 1591.079 | 0 | 1591.079 | 0 | 0
8221 | 1379.816 | 0 | 1379.816 | 0 | 0
8222 | 1610.809 | 0 | 1610.809 | 0 | 0
8223 | 1808.052 | 566.899 | 1241.153 | 0 | 0
8224 | 2055.558 | 815.374 | 1240.184 | 0 | 0
8225 | 1608.955 | 1179.017 | 429.938 | 0 | 0
8226 | 1527.332 | 1527.332 | 0 | 0 | 0
8227 | 1779.2 | 0 | 0 | 1779.2 | 0
8228 | 1836.8 | 40.797 | 0 | 1796.003 | 0
8229 | 1579.2 | 0 | 0 | 1579.2 | 0
8230 | 1553.6 | 0 | 0 | 1553.6 | 0
8231 | 1396 | 0 | 0 | 1396 | 0
8232 | 1387.2 | 1387.2 | 0 | 0 | 0
8233 | 1321.6 | 1321.6 | 0 | 0 | 0
8234 | 1526.4 | 1526.4 | 0 | 0 | 0
8235 | 1572 | 1572 | 0 | 0 | 0
8236 | 1433.6 | 1433.6 | 0 | 0 | 0
8237 | 1316 | 1316 | 0 | 0 | 0
8238 | 1384.8 | 1384.8 | 0 | 0 | 0
8239 | 1184.8 | 1184.8 | 0 | 0 | 97.99
8240 | 1308.643 | 1308.643 | 0 | 0 | 669.307
8241 | 1418.787 | 1184.584 | 234.202 | 0 | 1796.003
8242 | 1582.275 | 293.63 | 1288.645 | 0 | 1796.003
8243 | 1549.679 | 0 | 1549.678 | 0 | 1796.003
8244 | 1523.622 | 828.613 | 695.009 | 0 | 1796.003
8245 | 1514.182 | 1066.983 | 447.199 | 0 | 1067.571
8246 | 1331.149 | 412.163 | 918.986 | 0 | 0
8247 | 1245.736 | 1109.074 | 136.662 | 0 | 0
8248 | 1236.827 | 1047.046 | 189.781 | 0 | 0
8249 | 1300.328 | 1042.32 | 258.008 | 0 | 0
8250 | 1367.211 | 1367.211 | 0 | 0 | 0
8251 | 1213.6 | 0 | 0 | 1213.6 | 0
8252 | 1144.8 | 0 | 0 | 1144.8 | 0
8253 | 1432 | 0 | 0 | 1432 | 0
8254 | 1488.8 | 0 | 0 | 1488.8 | 0
8255 | 1432.8 | 0 | 0 | 1432.8 | 0
8256 | 1107.2 | 1107.2 | 0 | 0 | 0
8257 | 1325.6 | 1325.6 | 0 | 0 | 0
8258 | 1274.4 | 1274.4 | 0 | 0 | 0
8259 | 1459.2 | 1459.2 | 0 | 0 | 0
8260 | 1384.8 | 1384.8 | 0 | 0 | 0
8261 | 1256 | 1256 | 0 | 0 | 0
8262 | 1425.6 | 1425.6 | 0 | 0 | 0
8263 | 991.2 | 991.2 | 0 | 0 | 184.902
8264 | 982.402 | 982.402 | 0 | 0 | 972.399
8265 | 1106.567 | 619.162 | 487.404 | 0 | 1796.003
8266 | 1162.384 | 360.301 | 802.083 | 0 | 1203.47
8267 | 957.501 | 0 | 957.501 | 0 | 1125.165
8268 | 1301.609 | 0 | 1301.609 | 0 | 1235.096
8269 | 1278.001 | 0 | 1278.001 | 0 | 928.023
8270 | 1638.085 | 0 | 1638.085 | 0 | 24.672
8271 | 1340.07 | 1223.553 | 116.517 | 0 | 0
8272 | 1262.195 | 872.168 | 390.027 | 0 | 0
8273 | 1317.571 | 1305.941 | 11.63 | 0 | 0
8274 | 1073.537 | 1073.537 | 0 | 0 | 0
8275 | 968 | 0 | 0 | 968 | 0
8276 | 1704.8 | 0 | 0 | 1704.8 | 0
8277 | 1280 | 0 | 0 | 1280 | 0
8278 | 953.6 | 0 | 0 | 953.6 | 0
8279 | 1074.4 | 0 | 0 | 1074.4 | 0
8280 | 1128 | 1128 | 0 | 0 | 0
8281 | 1326.4 | 1326.4 | 0 | 0 | 0
8282 | 1213.6 | 1213.6 | 0 | 0 | 0
8283 | 932 | 932 | 0 | 0 | 0
8284 | 1318.4 | 1318.4 | 0 | 0 | 0
8285 | 1150.4 | 1150.4 | 0 | 0 | 0
8286 | 1121.6 | 1121.6 | 0 | 0 | 0
8287 | 1252.8 | 1252.8 | 0 | 0 | 216.192
8288 | 1217.408 | 1217.408 | 0 | 0 | 992.115
8289 | 1302.102 | 906.9 | 395.201 | 0 | 1796.003
8290 | 1274.013 | 195.203 | 1078.81 | 0 | 651.256
8291 | 1359.024 | 0 | 1359.024 | 0 | 231.348
8292 | 1360.939 | 0 | 1360.939 | 0 | 1550.156
8293 | 1309.39 | 0 | 1309.39 | 0 | 545.634
8294 | 1346.761 | 0 | 1346.761 | 0 | 673.279
8295 | 1666.961 | 562.363 | 1104.598 | 0 | 0
8296 | 1629.508 | 1242.141 | 387.367 | 0 | 0
8297 | 1510.972 | 1495.414 | 15.558 | 0 | 0
8298 | 1715.055 | 1715.055 | 0 | 0 | 0
8299 | 1569.6 | 0 | 0 | 1569.6 | 0
8300 | 1138.4 | 0 | 0 | 1138.4 | 0
8301 | 1421.6 | 0 | 0 | 1421.6 | 0
8302 | 1424.8 | 0 | 0 | 1424.8 | 0
8303 | 1243.2 | 0 | 0 | 1243.2 | 0
8304 | 1226.4 | 1226.4 | 0 | 0 | 0
8305 | 871.2 | 871.2 | 0 | 0 | 0
8306 | 1341.6 | 1341.6 | 0 | 0 | 0
8307 | 1340 | 1340 | 0 | 0 | 0
8308 | 1356 | 1356 | 0 | 0 | 0
8309 | 1612 | 1612 | 0 | 0 | 0
8310 | 1690.4 | 1690.4 | 0 | 0 | 0
8311 | 1544.8 | 1544.8 | 0 | 0 | 231.631
8312 | 1215.149 | 1215.149 | 0 | 0 | 1322.289
8313 | 1492.134 | 27.717 | 1464.417 | 0 | 865.247
8314 | 1882.658 | 0 | 1882.658 | 0 | 744.215
8315 | 1450.765 | 0 | 1450.765 | 0 | 931.545
8316 | 1737.05 | 0 | 1737.05 | 0 | 58.492
8317 | 1360.505 | 0 | 1360.505 | 0 | 938.358
8318 | 1346.552 | 0 | 1346.552 | 0 | 1087.181
8319 | 1602.583 | 770.497 | 832.086 | 0 | 0
8320 | 1371.928 | 858.983 | 512.945 | 0 | 0
8321 | 1617.23 | 1391.104 | 226.126 | 0 | 0
8322 | 1416.264 | 1416.264 | 0 | 0 | 0
8323 | 1540.8 | 0 | 0 | 1540.8 | 0
8324 | 1249.6 | 0 | 0 | 1249.6 | 0
8325 | 1344 | 0 | 0 | 1344 | 0
8326 | 1529.6 | 0 | 0 | 1529.6 | 0
8327 | 1204 | 0 | 0 | 1204 | 0
8328 | 1254.4 | 1254.4 | 0 | 0 | 0
8329 | 1176.8 | 1176.8 | 0 | 0 | 0
8330 | 1458.4 | 1458.4 | 0 | 0 | 0
8331 | 1106.4 | 1106.4 | 0 | 0 | 0
8332 | 1453.6 | 1453.6 | 0 | 0 | 0
8333 | 1477.6 | 1477.6 | 0 | 0 | 0
8334 | 1080 | 1080 | 0 | 0 | 0
8335 | 1225.6 | 1020.311 | 205.289 | 0 | 0
8336 | 918.666 | 0 | 918.666 | 0 | 105.281
8337 | 1374.39 | 0 | 1374.39 | 0 | 993.647
8338 | 1560.354 | 0 | 1560.354 | 0 | 1144.669
8339 | 1797.136 | 0 | 1797.136 | 0 | 936.574
8340 | 1185.147 | 0 | 1185.147 | 0 | 1657.89
8341 | 1448.412 | 0 | 1448.412 | 0 | 1140.235
8342 | 1481.714 | 0 | 1481.714 | 0 | 945.303
8343 | 915.477 | 0 | 915.477 | 0 | 1031.012
8344 | 1225.411 | 0 | 1225.411 | 0 | 100.552
8345 | 1517.155 | 1116.033 | 401.122 | 0 | 0
8346 | 1563.602 | 1563.602 | 0 | 0 | 0
8347 | 1392 | 1392 | 0 | 0 | 0
8348 | 1641.6 | 1030.112 | 0 | 611.488 | 0
8349 | 1546.4 | 0 | 0 | 1546.4 | 0
8350 | 1494.4 | 0 | 0 | 1494.4 | 0
8351 | 1361.6 | 0 | 0 | 1361.6 | 0
8352 | 1280.8 | 0 | 0 | 1280.8 | 0
8353 | 1408 | 1408 | 0 | 0 | 0
8354 | 1036.8 | 1036.8 | 0 | 0 | 0
8355 | 1119.2 | 1119.2 | 0 | 0 | 0
8356 | 1168 | 1168 | 0 | 0 | 0
8357 | 1204.8 | 1204.8 | 0 | 0 | 0
8358 | 1127.2 | 1127.2 | 0 | 0 | 0
8359 | 1190.4 | 0 | 247.043 | 943.357 | 0
8360 | 210.344 | 0 | 210.344 | 0 | 1157.12
8361 | 101.182 | 0 | 101.181 | 0 | 1796.003
8362 | 0 | 0 | 0 | 0 | 1796.003
8363 | 0 | 0 | 0 | 0 | 1391.603
8364 | 0 | 0 | -0.001 | 0 | 1796.003
8365 | 0 | 0 | 0.001 | 0 | 1092.643
8366 | 0 | 0 | 0 | 0 | 0
8367 | 0 | 0 | 0 | 0 | 0
8368 | 0 | 0 | 0 | 0 | 0
8369 | 0 | 0 | 0 | 0 | 0
8370 | 0 | 0 | 0 | 0 | 0
8371 | 0 | 0 | 0 | 0 | 0
8372 | 0 | 0 | 0 | 0 | 0
8373 | 137.6 | 0 | 0 | 137.6 | 0
8374 | 224 | 0 | 0 | 224 | 0
8375 | 279.2 | 0 | 0 | 279.2 | 0
8376 | 275.2 | 0 | 0 | 275.2 | 0
8377 | 272 | 0 | 0 | 272 | 0
8378 | 291.2 | 0 | 0 | 291.2 | 0
8379 | 199.2 | 0 | 0 | 199.2 | 0
8380 | 207.2 | 0 | 0 | 207.2 | 0
8381 | 285.6 | 0 | 0 | 285.6 | 0
8382 | 264 | 0 | 0 | 264 | 0
8383 | 318.4 | 0 | 164.318 | 154.082 | 0
8384 | 138.494 | 0 | 138.494 | 0 | 1240.622
8385 | 740.535 | 0 | 740.535 | 0 | 1640.969
8386 | 1328.616 | 0 | 1328.616 | 0 | 0
8387 | 1321.969 | 0 | 1321.969 | 0 | 0
8388 | 1360.73 | 0 | 1360.73 | 0 | 0
8389 | 1345.146 | 0 | 1345.146 | 0 | 0
8390 | 1049.667 | 0 | 1049.667 | 0 | 0
8391 | 978.516 | 0 | 978.516 | 0 | 0
8392 | 1113.713 | 481.579 | 632.134 | 0 | 0
8393 | 1271.929 | 1157.626 | 114.303 | 0 | 0
8394 | 1081.973 | 840.279 | 0 | 241.694 | 0
8395 | 1176.8 | 0 | 0 | 1176.8 | 0
8396 | 942.4 | 0 | 0 | 942.4 | 0
8397 | 892.8 | 0 | 0 | 892.8 | 0
8398 | 998.4 | 0 | 0 | 998.4 | 0
8399 | 1292 | 0 | 0 | 1292 | 0
8400 | 1080.8 | 0 | 0 | 1080.8 | 0
8401 | 1272.8 | 1272.8 | 0 | 0 | 0
8402 | 1246.4 | 1246.4 | 0 | 0 | 0
8403 | 1290.4 | 1290.4 | 0 | 0 | 0
8404 | 856 | 856 | 0 | 0 | 0
8405 | 1009.6 | 1009.6 | 0 | 0 | 0
8406 | 1304.8 | 1304.8 | 0 | 0 | 0
8407 | 1032.8 | 0 | 187.708 | 845.092 | 0
8408 | 1361.032 | 0 | 1180.387 | 180.645 | 0
8409 | 1132.013 | 0 | 1132.013 | 0 | 698.567
8410 | 1598.971 | 0 | 1598.971 | 0 | 922.198
8411 | 1537.183 | 0 | 1537.182 | 0 | 1796.003
8412 | 1425.846 | 0 | 1425.846 | 0 | 1796.003
8413 | 1392.659 | 0 | 1392.659 | 0 | 1796.003
8414 | 1295.781 | 0 | 1295.781 | 0 | 767.974
8415 | 1618.778 | 0 | 1618.778 | 0 | 737.578
8416 | 1607.397 | 96.713 | 1510.684 | 0 | 0
8417 | 1627.259 | 1457.955 | 169.304 | 0 | 0
8418 | 1365.124 | 1365.124 | 0 | 0 | 0
8419 | 1428 | 0 | 0 | 1428 | 0
8420 | 1173.6 | 0 | 0 | 1173.6 | 0
8421 | 1508 | 0 | 0 | 1508 | 0
8422 | 1451.2 | 0 | 0 | 1451.2 | 0
8423 | 1724 | 0 | 0 | 1724 | 0
8424 | 1598.4 | 1598.4 | 0 | 0 | 0
8425 | 1463.2 | 1463.2 | 0 | 0 | 0
8426 | 1581.6 | 1581.6 | 0 | 0 | 0
8427 | 1542.4 | 1542.4 | 0 | 0 | 0
8428 | 1321.6 | 1321.6 | 0 | 0 | 0
8429 | 1266.4 | 1266.4 | 0 | 0 | 0
8430 | 1100 | 1100 | 0 | 0 | 0
8431 | 1120 | 1120 | 0 | 0 | 202.449
8432 | 977.25 | 977.25 | 0 | 0 | 1094.951
8433 | 1164.458 | 441.717 | 722.741 | 0 | 1230.904
8434 | 1811.107 | 0 | 1811.107 | 0 | 715.669
8435 | 1589.091 | 0 | 1589.091 | 0 | 1449.819
8436 | 1463.659 | 0 | 1463.659 | 0 | 1512.625
8437 | 1438.004 | 0 | 1438.004 | 0 | 1208.557
8438 | 1439.024 | 0 | 1439.024 | 0 | 692.22
8439 | 1791.185 | 795.525 | 995.66 | 0 | 0
8440 | 1612.223 | 1018.88 | 593.343 | 0 | 0
8441 | 1277.059 | 1200.267 | 76.792 | 0 | 0
8442 | 1399.92 | 1399.92 | 0 | 0 | 0
8443 | 1373.6 | 0 | 0 | 1373.6 | 0
8444 | 1170.4 | 0 | 0 | 1170.4 | 0
8445 | 1194.4 | 0 | 0 | 1194.4 | 0
8446 | 1397.6 | 0 | 0 | 1397.6 | 0
8447 | 1476 | 0 | 0 | 1476 | 0
8448 | 1419.2 | 1419.2 | 0 | 0 | 0
8449 | 1497.6 | 1497.6 | 0 | 0 | 0
8450 | 1310.4 | 1310.4 | 0 | 0 | 0
8451 | 1341.6 | 1341.6 | 0 | 0 | 0
8452 | 1416 | 1416 | 0 | 0 | 0
8453 | 957.6 | 957.6 | 0 | 0 | 0
8454 | 1168 | 1168 | 0 | 0 | 0
8455 | 1116.8 | 1116.8 | 0 | 0 | 216.434
8456 | 1100.114 | 315.188 | 784.926 | 0 | 367.45
8457 | 1505.134 | 0 | 1505.134 | 0 | 472.008
8458 | 1372.623 | 0 | 1372.623 | 0 | 1165.304
8459 | 1730.814 | 0 | 1730.814 | 0 | 1093.808
8460 | 1451.75 | 0 | 1451.75 | 0 | 1340.252
8461 | 1419.609 | 0 | 1419.609 | 0 | 607.92
8462 | 1566.858 | 0 | 1566.858 | 0 | 913.239
8463 | 1497.729 | 0 | 1497.729 | 0 | 369.534
8464 | 1156.838 | 0 | 1156.838 | 0 | 148.27
8465 | 1305.359 | 889.919 | 415.44 | 0 | 0
8466 | 1419.829 | 1419.829 | 0 | 0 | 0
8467 | 1196 | 0 | 0 | 1196 | 0
8468 | 1183.2 | 0 | 0 | 1183.2 | 0
8469 | 1408.8 | 0 | 0 | 1408.8 | 0
8470 | 1412 | 0 | 0 | 1412 | 0
8471 | 1347.2 | 0 | 0 | 1347.2 | 0
8472 | 1276 | 1276 | 0 | 0 | 0
8473 | 1184 | 1184 | 0 | 0 | 0
8474 | 1453.6 | 1453.6 | 0 | 0 | 0
8475 | 1312.8 | 1312.8 | 0 | 0 | 0
8476 | 1127.2 | 1127.2 | 0 | 0 | 0
8477 | 1457.6 | 1457.6 | 0 | 0 | 0
8478 | 1394.4 | 1394.4 | 0 | 0 | 0
8479 | 1288.8 | 1223.509 | 65.291 | 0 | 0
8480 | 1161.104 | 606.495 | 554.609 | 0 | 0
8481 | 829.113 | 0 | 829.113 | 0 | 804.394
8482 | 1028.635 | 0 | 1028.635 | 0 | 987.917
8483 | 1605.522 | 0 | 1605.522 | 0 | 1365.527
8484 | 1388.834 | 0 | 1388.834 | 0 | 1722.839
8485 | 1422.415 | 0 | 1422.415 | 0 | 1167.606
8486 | 1624.992 | 0 | 1624.992 | 0 | 999.447
8487 | 1558.054 | 0 | 1558.054 | 0 | 148.903
8488 | 1796.174 | 1529.077 | 267.097 | 0 | 0
8489 | 1733.951 | 1529.953 | 203.998 | 0 | 0
8490 | 1379.821 | 1379.821 | 0 | 0 | 0
8491 | 1425.6 | 0 | 0 | 1425.6 | 0
8492 | 1449.6 | 0 | 0 | 1449.6 | 0
8493 | 1551.2 | 0 | 0 | 1551.2 | 0
8494 | 1432.8 | 0 | 0 | 1432.8 | 0
8495 | 1576.8 | 0 | 0 | 1576.8 | 0
8496 | 1746.4 | 1746.4 | 0 | 0 | 0
8497 | 704 | 704 | 0 | 0 | 0
8498 | 883.2 | 883.2 | 0 | 0 | 0
8499 | 1075.2 | 1075.2 | 0 | 0 | 0
8500 | 876.8 | 876.8 | 0 | 0 | 0
8501 | 927.2 | 927.2 | 0 | 0 | 0
8502 | 720.8 | 720.8 | 0 | 0 | 0
8503 | 638.4 | 488.299 | 150.101 | 0 | 0
8504 | 622.722 | 0 | 622.722 | 0 | 462.025
8505 | 603.316 | 0 | 603.316 | 0 | 1796.003
8506 | 1098.458 | 0 | 1098.458 | 0 | 1796.003
8507 | 979.053 | 0 | 979.053 | 0 | 1796.003
8508 | 716.923 | 0 | 716.923 | 0 | 1796.003
8509 | 680.172 | 0 | 680.172 | 0 | 1383.339
8510 | 780.334 | 0 | 780.334 | 0 | 0
8511 | 882.579 | 0 | 882.579 | 0 | 0
8512 | 842.753 | 0 | 842.753 | 0 | 0
8513 | 490.41 | 0 | 490.41 | 0 | 0
8514 | 678.563 | 0 | 0 | 678.563 | 0
8515 | 853.6 | 0 | 0 | 853.6 | 0
8516 | 705.6 | 0 | 0 | 705.6 | 0
8517 | 828.8 | 0 | 0 | 828.8 | 0
8518 | 820 | 0 | 0 | 820 | 0
8519 | 755.2 | 0 | 0 | 755.2 | 0
8520 | 697.6 | 0 | 0 | 697.6 | 0
8521 | 1381.6 | 1381.6 | 0 | 0 | 0
8522 | 1472 | 1472 | 0 | 0 | 0
8523 | 1526.4 | 1526.4 | 0 | 0 | 0
8524 | 1505.6 | 1505.6 | 0 | 0 | 0
8525 | 1336.8 | 1186.373 | 0 | 150.427 | 0
8526 | 1504 | 0 | 0 | 1504 | 0
8527 | 1156.8 | 0 | 37.156 | 1119.644 | 0
8528 | 151.282 | 0 | 151.282 | 0 | 238.018
8529 | 203.767 | 0 | 203.767 | 0 | 1035.893
8530 | 271.406 | 0 | 271.406 | 0 | 1692.691
8531 | 225.678 | 0 | 225.678 | 0 | 1796.003
8532 | 210.894 | 0 | 210.894 | 0 | 1796.003
8533 | 235.761 | 0 | 235.76 | 0 | 1796.003
8534 | 236.032 | 0 | 236.032 | 0 | 674.764
8535 | 258.885 | 0 | 258.885 | 0 | 0
8536 | 263.906 | 0 | 263.906 | 0 | 0
8537 | 505.286 | 0 | 235.948 | 269.338 | 0
8538 | 457.786 | 0 | 0 | 457.786 | 0
8539 | 296 | 0 | 0 | 296 | 0
8540 | 264.8 | 0 | 0 | 264.8 | 0
8541 | 239.2 | 0 | 0 | 239.2 | 0
8542 | 282.4 | 0 | 0 | 282.4 | 0
8543 | 237.6 | 0 | 0 | 237.6 | 0
8544 | 223.2 | 0 | 0 | 223.2 | 0
8545 | 259.2 | 0 | 0 | 259.2 | 0
8546 | 218.4 | 0 | 0 | 218.4 | 0
8547 | 200 | 0 | 0 | 200 | 0
8548 | 210.4 | 0 | 0 | 210.4 | 0
8549 | 123.2 | 0 | 0 | 123.2 | 0
8550 | 180 | 0 | 0 | 180 | 0
8551 | 153.6 | 0 | 75.022 | 78.578 | 0
8552 | 243.992 | 0 | 243.992 | 0 | 562.433
8553 | 437.884 | 0 | 437.884 | 0 | 1024.786
8554 | 969.506 | 0 | 969.506 | 0 | 959.847
8555 | 1470.638 | 0 | 1470.638 | 0 | 818.505
8556 | 1520.337 | 0 | 1520.337 | 0 | 574.179
8557 | 1436.091 | 0 | 1436.091 | 0 | 0
8558 | 1653.246 | 0 | 1653.246 | 0 | 0
8559 | 1597.991 | 0 | 1597.991 | 0 | 0
8560 | 1630.98 | 1337.698 | 293.282 | 0 | 0
8561 | 1716.665 | 1148.228 | 568.437 | 0 | 0
8562 | 1572.735 | 1572.735 | 0 | 0 | 0
8563 | 1589.6 | 0 | 0 | 1589.6 | 0
8564 | 1557.6 | 0 | 0 | 1557.6 | 0
8565 | 1602.4 | 0 | 0 | 1602.4 | 0
8566 | 1444 | 0 | 0 | 1444 | 0
8567 | 1375.2 | 0 | 0 | 1375.2 | 0
8568 | 1093.6 | 1093.6 | 0 | 0 | 0
8569 | 1228 | 1228 | 0 | 0 | 0
8570 | 1288 | 1288 | 0 | 0 | 0
8571 | 1141.6 | 1141.6 | 0 | 0 | 0
8572 | 1294.4 | 1294.4 | 0 | 0 | 0
8573 | 1065.6 | 1065.6 | 0 | 0 | 0
8574 | 829.6 | 829.6 | 0 | 0 | 0
8575 | 1029.6 | 280.263 | 204.703 | 544.634 | 0
8576 | 822.307 | 0 | 822.307 | 0 | 494.911
8577 | 592.193 | 0 | 592.193 | 0 | 1796.003
8578 | 240.544 | 0 | 240.543 | 0 | 1796.003
8579 | 160.732 | 0 | 160.732 | 0 | 1796.003
8580 | 234.455 | 0 | 234.455 | 0 | 1796.003
8581 | 799.112 | 0 | 799.112 | 0 | 1350.453
8582 | 1280.093 | 0 | 1280.093 | 0 | 0
8583 | 1234.242 | 0 | 1234.242 | 0 | 0
8584 | 1396.75 | 505.69 | 891.06 | 0 | 0
8585 | 1167.432 | 727.751 | 439.681 | 0 | 0
8586 | 1508.661 | 1503.866 | 4.795 | 0 | 0
8587 | 1127.2 | 0 | 0 | 1127.2 | 0
8588 | 1019.2 | 0 | 0 | 1019.2 | 0
8589 | 1018.4 | 0 | 0 | 1018.4 | 0
8590 | 1072 | 0 | 0 | 1072 | 0
8591 | 1246.4 | 0 | 0 | 1246.4 | 0
8592 | 1248 | 1248 | 0 | 0 | 0
8593 | 1350.4 | 1350.4 | 0 | 0 | 0
8594 | 1180.8 | 1180.8 | 0 | 0 | 0
8595 | 1263.2 | 1263.2 | 0 | 0 | 0
8596 | 924 | 924 | 0 | 0 | 0
8597 | 1158.4 | 1158.4 | 0 | 0 | 0
8598 | 944.8 | 944.8 | 0 | 0 | 0
8599 | 1162.4 | 303.97 | 181.881 | 676.549 | 0
8600 | 1102.325 | 0 | 1102.325 | 0 | 99.452
8601 | 1299.188 | 0 | 1299.188 | 0 | 487.299
8602 | 1255.151 | 0 | 1255.151 | 0 | 1339.401
8603 | 1741.645 | 0 | 1741.645 | 0 | 901.299
8604 | 1714.976 | 0 | 1714.976 | 0 | 1335.153
8605 | 1914.011 | 0 | 1914.011 | 0 | 1796.003
8606 | 1870.71 | 0 | 1870.71 | 0 | 816.98
8607 | 1783.81 | 0 | 1783.81 | 0 | 79.548
8608 | 2019.637 | 579.095 | 1440.542 | 0 | 0
8609 | 1410.31 | 1146.042 | 264.268 | 0 | 0
8610 | 1651.085 | 1651.085 | 0 | 0 | 0
8611 | 1632 | 0 | 0 | 1632 | 0
8612 | 1364.8 | 0 | 0 | 1364.8 | 0
8613 | 1691.2 | 0 | 0 | 1691.2 | 0
8614 | 1349.6 | 0 | 0 | 1349.6 | 0
8615 | 1433.6 | 0 | 0 | 1433.6 | 0
8616 | 1556 | 1556 | 0 | 0 | 0
8617 | 1457.6 | 1457.6 | 0 | 0 | 0
8618 | 1494.4 | 1494.4 | 0 | 0 | 0
8619 | 1759.2 | 1759.2 | 0 | 0 | 0
8620 | 1729.6 | 1729.6 | 0 | 0 | 0
8621 | 1414.4 | 1414.4 | 0 | 0 | 0
8622 | 1408.8 | 1408.8 | 0 | 0 | 0
8623 | 1471.2 | 1317.696 | 153.504 | 0 | 0
8624 | 1645.752 | 592.561 | 1053.191 | 0 | 0
8625 | 1196.191 | 0 | 1196.191 | 0 | 822.841
8626 | 1139.333 | 0 | 1139.333 | 0 | 1341.682
8627 | 1201.095 | 0 | 1201.095 | 0 | 1723.044
8628 | 1464.687 | 0 | 1464.687 | 0 | 1720.994
8629 | 1491.287 | 0 | 1491.287 | 0 | 691.33
8630 | 1221.935 | 0 | 1221.935 | 0 | 1409.846
8631 | 1440.758 | 65.89 | 1374.868 | 0 | 0
8632 | 1143.128 | 0 | 1143.128 | 0 | 556.143
8633 | 1279.819 | 624.492 | 655.327 | 0 | 0
8634 | 1197.79 | 884.324 | 5.894 | 307.572 | 0
8635 | 973.6 | 0 | 0 | 973.6 | 0
8636 | 1392 | 0 | 0 | 1392 | 0
8637 | 827.2 | 0 | 0 | 827.2 | 0
8638 | 1307.2 | 0 | 0 | 1307.2 | 0
8639 | 978.4 | 0 | 0 | 978.4 | 0
8640 | 1164.8 | 0 | 0 | 1164.8 | 0
8641 | 1192 | 1192 | 0 | 0 | 0
8642 | 1257.6 | 1257.6 | 0 | 0 | 0
8643 | 1376.8 | 1376.8 | 0 | 0 | 0
8644 | 1199.2 | 1199.2 | 0 | 0 | 0
8645 | 1092.8 | 1092.8 | 0 | 0 | 0
8646 | 1172.8 | 1172.8 | 0 | 0 | 0
8647 | 1270.4 | 0 | 151.549 | 1118.851 | 0
8648 | 1082.229 | 0 | 1082.229 | 0 | 112.155
8649 | 1267.43 | 0 | 1267.43 | 0 | 991.967
8650 | 1460.39 | 0 | 1460.39 | 0 | 1529.108
8651 | 1254.555 | 0 | 1254.555 | 0 | 1769.789
8652 | 1447.708 | 0 | 1447.708 | 0 | 1796.003
8653 | 1292.068 | 0 | 1292.068 | 0 | 1572.19
8654 | 1332.407 | 0 | 1332.407 | 0 | 1258.163
8655 | 1699.676 | 0 | 1699.676 | 0 | 0
8656 | 1738.895 | 93.369 | 1645.526 | 0 | 0
8657 | 1656.8 | 1007.244 | 649.556 | 0 | 0
8658 | 1844.457 | 1834.235 | 10.222 | 0 | 0
8659 | 1589.6 | 0 | 0 | 1589.6 | 0
8660 | 1539.2 | 0 | 0 | 1539.2 | 0
8661 | 1721.6 | 0 | 0 | 1721.6 | 0
8662 | 1580 | 0 | 0 | 1580 | 0
8663 | 1633.6 | 0 | 0 | 1633.6 | 0
8664 | 1402.4 | 1402.4 | 0 | 0 | 0
8665 | 1166.4 | 1166.4 | 0 | 0 | 0
8666 | 950.4 | 950.4 | 0 | 0 | 0
8667 | 1228.8 | 1228.8 | 0 | 0 | 0
8668 | 1433.6 | 1433.6 | 0 | 0 | 0
8669 | 1112.8 | 1112.8 | 0 | 0 | 0
8670 | 1390.4 | 1390.4 | 0 | 0 | 0
8671 | 1300 | 1173.718 | 126.282 | 0 | 0
8672 | 1239.89 | 216.502 | 973.954 | 49.434 | 0
8673 | 1372.872 | 0 | 1372.872 | 0 | 573.448
8674 | 1438.053 | 0 | 1438.053 | 0 | 1581.929
8675 | 1474.877 | 0 | 1474.877 | 0 | 1662.299
8676 | 1655.249 | 0 | 1655.249 | 0 | 1603.037
8677 | 1465.832 | 0 | 1465.832 | 0 | 1796.003
8678 | 1372.877 | 0 | 1372.876 | 0 | 1796.003
8679 | 1501.38 | 0 | 1501.38 | 0 | 16.656
8680 | 1727.807 | 326.94 | 1400.867 | 0 | 0
8681 | 1880.42 | 1076.153 | 804.267 | 0 | 0
8682 | 1581.08 | 1568.125 | 12.955 | 0 | 0
8683 | 1718.4 | 1426.94 | 0 | 291.46 | 0
8684 | 1398.4 | 0 | 0 | 1398.4 | 0
8685 | 1615.2 | 0 | 0 | 1615.2 | 0
8686 | 1388 | 0 | 0 | 1388 | 0
8687 | 1260 | 0 | 0 | 1260 | 0
8688 | 1138.4 | 0 | 0 | 1138.4 | 0
8689 | 1516 | 1516 | 0 | 0 | 0
8690 | 1427.2 | 1427.2 | 0 | 0 | 0
8691 | 1350.4 | 1350.4 | 0 | 0 | 0
8692 | 1424.8 | 1424.8 | 0 | 0 | 0
8693 | 1365.6 | 1365.6 | 0 | 0 | 0
8694 | 1286.4 | 1286.4 | 0 | 0 | 0
8695 | 1076.8 | 0 | 87.515 | 989.285 | 0
8696 | 900.697 | 0 | 868.008 | 32.689 | 0
8697 | 1097.2 | 0 | 1097.2 | 0 | 779.422
8698 | 1366.655 | 0 | 1366.655 | 0 | 1689.768
8699 | 1227.291 | 0 | 1227.29 | 0 | 1796.003
8700 | 1383.572 | 0 | 1383.572 | 0 | 1796.003
8701 | 1468.257 | 0 | 1468.257 | 0 | 1690.929
8702 | 1027.48 | 0 | 1027.48 | 0 | 1277.25
8703 | 1438.064 | 0 | 1257.178 | 180.886 | 0
8704 | 621.669 | 0 | 621.669 | 0 | 201.306
8705 | 592.386 | 0 | 453.261 | 139.125 | 0
8706 | 255.342 | 0 | 0 | 255.342 | 0
8707 | 254.4 | 0 | 0 | 254.4 | 0
8708 | 272 | 0 | 0 | 272 | 0
8709 | 180 | 0 | 0 | 180 | 0
8710 | 245.6 | 0 | 0 | 245.6 | 0
8711 | 105.6 | 0 | 0 | 105.6 | 0
8712 | 99.2 | 0 | 0 | 99.2 | 0
8713 | 91.2 | 0 | 0 | 91.2 | 0
8714 | 98.4 | 0 | 0 | 98.4 | 0
8715 | 89.6 | 0 | 0 | 89.6 | 0
8716 | 95.2 | 0 | 0 | 95.2 | 0
8717 | 91.2 | 0 | 0 | 91.2 | 0
8718 | 96.8 | 0 | 0 | 96.8 | 0
8719 | 77.6 | 0 | 35.877 | 41.723 | 0
8720 | 94.05 | 0 | 94.05 | 0 | 642.801
8721 | 825.915 | 0 | 825.915 | 0 | 943.645
8722 | 1285.579 | 0 | 1285.579 | 0 | 669.982
8723 | 1403.535 | 0 | 1038.642 | 364.893 | 0
8724 | 1280.109 | 0 | 1280.109 | 0 | 124.539
8725 | 1122.521 | 0 | 1122.521 | 0 | 423.835
8726 | 1380.964 | 89.024 | 1291.94 | 0 | 0
8727 | 1395.618 | 138.473 | 1257.145 | 0 | 0
8728 | 1382.822 | 863.864 | 518.958 | 0 | 0
8729 | 1035.196 | 798.251 | 236.945 | 0 | 0
8730 | 1041.064 | 1041.064 | 0 | 0 | 0
8731 | 1022.4 | 0 | 0 | 1022.4 | 0
8732 | 1182.4 | 0 | 0 | 1182.4 | 0
8733 | 1686.4 | 0 | 0 | 1686.4 | 0
8734 | 897.6 | 0 | 0 | 897.6 | 0
8735 | 1217.6 | 0 | 0 | 1217.6 | 0
8736 | 1290.4 | 1290.4 | 0 | 0 | 0
8737 | 1120 | 1120 | 0 | 0 | 0
8738 | 1036.8 | 1036.8 | 0 | 0 | 0
8739 | 1090.4 | 1090.4 | 0 | 0 | 0
8740 | 1088 | 1088 | 0 | 0 | 0
8741 | 1287.2 | 1287.2 | 0 | 0 | 0
8742 | 1304.8 | 1304.8 | 0 | 0 | 0
8743 | 1274.4 | 1199.197 | 75.203 | 0 | 0
8744 | 1022.55 | 277.398 | 745.152 | 0 | 0
8745 | 1026.462 | 0 | 1026.462 | 0 | 866.625
8746 | 1278.239 | 0 | 1278.239 | 0 | 1380.657
8747 | 1288.464 | 0 | 1288.464 | 0 | 1187.858
8748 | 1351.624 | 0 | 1351.624 | 0 | 1177.338
8749 | 1146.697 | 0 | 1146.697 | 0 | 621.19
8750 | 1487.273 | 0 | 1487.273 | 0 | 204.245
8751 | 1161.038 | 0 | 1161.038 | 0 | 817.462
8752 | 1604.111 | 0 | 1604.111 | 0 | 4.022
8753 | 1704.867 | 1449.812 | 255.055 | 0 | 0
8754 | 1368.022 | 1368.022 | 0 | 0 | 0
8755 | 1372.8 | 0 | 0 | 1372.8 | 0
8756 | 1204.8 | 0 | 0 | 1204.8 | 0
8757 | 1449.6 | 0 | 0 | 1449.6 | 0
8758 | 1340 | 0 | 0 | 1340 | 0
8759 | 1208 | 0 | 0 | 1208 | 0
8760 | 1216 | 59.722 | 0 | 1156.278 | 0

## Load Duration
Rank | Load (kW) | Net Load (kW)
1 | 2428 | 2428
2 | 2418.5558 | 2418.556
3 | 2414.4 | 2379.2
4 | 2405.0087 | 2369.946
5 | 2390.381 | 2342.307
6 | 2389.6 | 2330.4
7 | 2387.844 | 2321.335
8 | 2381.0831 | 2228.168
9 | 2380.3051 | 2208.8
10 | 2379.2 | 2200.208
11 | 2378.556 | 2156.8
12 | 2369.9456 | 2148.411
13 | 2352 | 2129.6
14 | 2342.8514 | 2121.316
15 | 2335.268 | 2093.391
16 | 2330.4 | 2075.2
17 | 2326.1845 | 2067.128
18 | 2321.3354 | 2057.6
19 | 2297.304 | 2049.597
20 | 2295.2 | 2040.8
21 | 2288.3681 | 2032.862
22 | 2286.452 | 2028.8
23 | 2286.2723 | 2020.909
24 | 2279.797 | 2011.944
25 | 2277.5584 | 2004
26 | 2270.9292 | 1999.446
27 | 2261.298 | 1996.205
28 | 2256.255 | 1976.8
29 | 2252.5022 | 1969.111
30 | 2247.4788 | 1956
31 | 2215.2 | 1948.392
32 | 2208.8 | 1940.8
33 | 2206.5835 | 1933.731
34 | 2200.2084 | 1928.66
35 | 2188.553 | 1915.2
36 | 2181.431 | 1914.976
37 | 2180.0402 | 1894.487
38 | 2172.9459 | 1889.778
39 | 2172.8 | 1888
40 | 2168.745 | 1884.852
41 | 2164.3484 | 1880.656
42 | 2160.3092 | 1874.554
43 | 2156.812 | 1859.99
44 | 2156.8 | 1850.4
45 | 2148.4226 | 1847.2
46 | 2148.4107 | 1843.202
47 | 2138.256 | 1842.4
48 | 2137.608 | 1835.234
49 | 2133.191 | 1834.235
50 | 2129.6 | 1832.8
51 | 2121.3165 | 1829.403
52 | 2117.631 | 1828.202
53 | 2116.262 | 1825.671
54 | 2112.8 | 1819.672
55 | 2098.686 | 1818.198
56 | 2095.805 | 1817.683
57 | 2091.005 | 1812
58 | 2089.833 | 1805.698
59 | 2088.377 | 1805.665
60 | 2087.6529 | 1804.952
61 | 2076.6159 | 1804.389
62 | 2075.2 | 1797.489
63 | 2071.826 | 1793.95
64 | 2071.6969 | 1789.099
65 | 2067.1281 | 1787.127
66 | 2067.103 | 1784.8
67 | 2057.6 | 1782.229
68 | 2057.6 | 1780
69 | 2055.558 | 1778.59
70 | 2055.2559 | 1777.858
71 | 2055.2 | 1770.4
72 | 2055.08 | 1765.6
73 | 2051.354 | 1762.864
74 | 2049.5965 | 1761.6
75 | 2047.677 | 1759.2
76 | 2043.3748 | 1759.2
77 | 2041.861 | 1755.881
78 | 2040.8 | 1755.524
79 | 2035.7422 | 1754.748
80 | 2033.628 | 1748
81 | 2032.8619 | 1746.4
82 | 2028.8 | 1742.594
83 | 2027.2 | 1742.4
84 | 2026.099 | 1741.978
85 | 2025.649 | 1741.499
86 | 2020.9085 | 1740.8
87 | 2019.637 | 1737.553
88 | 2017.7698 | 1735.216
89 | 2013.4594 | 1734.029
90 | 2012.075 | 1733.548
91 | 2008.054 | 1732.989
92 | 2004 | 1732.8
93 | 2003.2 | 1730.336
94 | 2003.2 | 1729.953
95 | 2001.861 | 1729.902
96 | 2000 | 1729.6
97 | 1998.4 | 1723.168
98 | 1998.285 | 1719.147
99 | 1998.015 | 1718.375
100 | 1998.0095 | 1717.6
101 | 1996.523 | 1717.081
102 | 1996.205 | 1716.128
103 | 1995.8376 | 1715.055
104 | 1992.2206 | 1715.024
105 | 1991.36 | 1714.703
106 | 1988.333 | 1711.2
107 | 1976.8 | 1709.965
108 | 1975.004 | 1708.914
109 | 1973.613 | 1708
110 | 1972.895 | 1706.073
111 | 1972.144 | 1705.305
112 | 1969.563 | 1704.717
113 | 1969.1108 | 1704.544
114 | 1967.7386 | 1704
115 | 1965.9362 | 1703.54
116 | 1962.7917 | 1702.4
117 | 1959.966 | 1701.6
118 | 1956.792 | 1701.566
119 | 1956 | 1701.356
120 | 1955.911 | 1701.086
121 | 1954.45 | 1700.8
122 | 1953.371 | 1700.659
123 | 1953.342 | 1698.633
124 | 1952.3423 | 1698.4
125 | 1951.2 | 1696.123
126 | 1950.329 | 1696
127 | 1950.1673 | 1695.2
128 | 1950.1113 | 1694.591
129 | 1948.3917 | 1693.61
130 | 1948.007 | 1692.171
131 | 1945.9424 | 1691.064
132 | 1945.081 | 1690.454
133 | 1943.684 | 1690.4
134 | 1940.862 | 1690.128
135 | 1940.8 | 1689.671
136 | 1940.7916 | 1688
137 | 1940.668 | 1686.665
138 | 1937.529 | 1685.6
139 | 1936.4576 | 1684.73
140 | 1936.1236 | 1682.848
141 | 1935.979 | 1682.621
142 | 1933.3126 | 1682.404
143 | 1931.97 | 1682.099
144 | 1931.9585 | 1680.912
145 | 1931.914 | 1678.65
146 | 1931.871 | 1674.999
147 | 1931.0148 | 1673.027
148 | 1925.6 | 1668.8
149 | 1925.128 | 1666.4
150 | 1924.839 | 1665.984
151 | 1924 | 1665.173
152 | 1921.03 | 1664
153 | 1920 | 1661.6
154 | 1918.198 | 1660.8
155 | 1917.6398 | 1660.195
156 | 1916.994 | 1660
157 | 1916.271 | 1659.022
158 | 1916.0218 | 1653.652
159 | 1916 | 1653.6
160 | 1916 | 1652.548
161 | 1915.2 | 1651.771
162 | 1914.4 | 1651.085
163 | 1914.011 | 1649.315
164 | 1913.6 | 1648
165 | 1909.872 | 1647.109
166 | 1908.6882 | 1647.109
167 | 1907.596 | 1645.6
168 | 1906.9535 | 1644.762
169 | 1905.103 | 1642.4
170 | 1904.871 | 1642.014
171 | 1904.751 | 1640
172 | 1903.518 | 1639.34
173 | 1902.457 | 1636.43
174 | 1902.362 | 1634.4
175 | 1901.1918 | 1632.456
176 | 1900.996 | 1631.774
177 | 1900.383 | 1629.6
178 | 1900.048 | 1626.236
179 | 1899.5274 | 1624.8
180 | 1899.267 | 1624
181 | 1896.8 | 1623.321
182 | 1895.8186 | 1622.464
183 | 1895.057 | 1622.4
184 | 1894.9522 | 1621.6
185 | 1894.24 | 1620
186 | 1892.738 | 1617.657
187 | 1892.5228 | 1617.6
188 | 1891.8794 | 1615.772
189 | 1889.882 | 1615.258
190 | 1889.88 | 1613.6
191 | 1889.839 | 1612.924
192 | 1889.422 | 1612
193 | 1888 | 1610.307
194 | 1887.87 | 1609.6
195 | 1886.909 | 1607.532
196 | 1884.852 | 1606.981
197 | 1884.7238 | 1605.271
198 | 1884.636 | 1603.2
199 | 1882.658 | 1601.6
200 | 1880.8 | 1601.6
201 | 1880.6562 | 1599.2
202 | 1880.42 | 1598.4
203 | 1880.17 | 1598.4
204 | 1876.2766 | 1595.586
205 | 1876.2222 | 1595.37
206 | 1876.1804 | 1595.054
207 | 1874.444 | 1594.407
208 | 1873.143 | 1593.931
209 | 1870.71 | 1591.2
210 | 1870.3575 | 1590.4
211 | 1870.1756 | 1589.454
212 | 1870.081 | 1589.158
213 | 1870.011 | 1588.8
214 | 1869.6654 | 1588.205
215 | 1869.297 | 1587.285
216 | 1867.076 | 1585.966
217 | 1866.297 | 1585.92
218 | 1865.857 | 1585.772
219 | 1864.668 | 1585.6
220 | 1863.8394 | 1584.8
221 | 1863.569 | 1584.24
222 | 1862.9184 | 1583.2
223 | 1862.026 | 1583.2
224 | 1860.7669 | 1582.623
225 | 1860.7669 | 1582.4
226 | 1859.99 | 1581.6
227 | 1859.743 | 1581.519
228 | 1859.685 | 1577.961
229 | 1859.342 | 1577.55
230 | 1859.284 | 1576.451
231 | 1858.4361 | 1576
232 | 1857.995 | 1575.2
233 | 1857.415 | 1574.854
234 | 1857.159 | 1573.72
235 | 1857.119 | 1573.3
236 | 1854.487 | 1573.102
237 | 1853.049 | 1572.735
238 | 1852.086 | 1572
239 | 1851.263 | 1571.051
240 | 1851.2 | 1570.03
241 | 1851.164 | 1569.6
242 | 1850.4 | 1568.8
243 | 1849.9352 | 1568.598
244 | 1849.8422 | 1568.334
245 | 1849.735 | 1568.125
246 | 1849.6 | 1568
247 | 1849.1134 | 1567.084
248 | 1849.064 | 1566.4
249 | 1847.2 | 1565.326
250 | 1846.4 | 1565.326
251 | 1845.8412 | 1564.834
252 | 1845.6 | 1564
253 | 1845.2748 | 1563.602
254 | 1844.8819 | 1563.495
255 | 1844.457 | 1562.956
256 | 1843.247 | 1562.698
257 | 1843.2025 | 1562.4
258 | 1842.5401 | 1561.823
259 | 1842.4 | 1561.284
260 | 1842.205 | 1560.8
261 | 1841.9829 | 1558.4
262 | 1840 | 1557.289
263 | 1839.549 | 1557.233
264 | 1839.255 | 1556.8
265 | 1838.59 | 1556.164
266 | 1838.4211 | 1556
267 | 1838.145 | 1555.572
268 | 1837.293 | 1555.43
269 | 1836.8 | 1555.098
270 | 1836.767 | 1554.4
271 | 1835.767 | 1553.876
272 | 1835.337 | 1553.328
273 | 1835.2336 | 1551.423
274 | 1835.131 | 1551.2
275 | 1834.925 | 1549.6
276 | 1832.8 | 1548.97
277 | 1832.523 | 1548.048
278 | 1832.1434 | 1547.415
279 | 1832.064 | 1546.516
280 | 1831.647 | 1546.4
281 | 1831.384 | 1545.6
282 | 1830.4 | 1544.8
283 | 1830.371 | 1544.8
284 | 1829.581 | 1544.713
285 | 1829.403 | 1544.063
286 | 1829.242 | 1543.72
287 | 1829.06 | 1543.2
288 | 1828.904 | 1542.4
289 | 1828.8 | 1542.4
290 | 1827.8498 | 1542.4
291 | 1826.7294 | 1541.003
292 | 1825.6709 | 1540.8
293 | 1825.482 | 1539.891
294 | 1825.298 | 1538.833
295 | 1824.8 | 1538.4
296 | 1824.781 | 1537.561
297 | 1824.597 | 1537.375
298 | 1823.532 | 1537.263
299 | 1823.2803 | 1536.8
300 | 1823.205 | 1535.885
301 | 1822.657 | 1535.512
302 | 1822.4 | 1535.254
303 | 1822.304 | 1534.807
304 | 1821.112 | 1534.4
305 | 1820.422 | 1534.4
306 | 1820 | 1533.543
307 | 1819.6715 | 1533.148
308 | 1818.1981 | 1532.8
309 | 1818.0358 | 1532
310 | 1817.6831 | 1531.2
311 | 1816.85 | 1531.2
312 | 1814.753 | 1530.978
313 | 1814.4 | 1530.827
314 | 1812.7762 | 1529.953
315 | 1812.4967 | 1529.6
316 | 1812 | 1529.077
317 | 1811.107 | 1527.562
318 | 1811.042 | 1527.332
319 | 1808.8 | 1526.888
320 | 1808.052 | 1526.838
321 | 1807.6941 | 1526.4
322 | 1807.633 | 1526.4
323 | 1806.403 | 1526.204
324 | 1805.698 | 1523.05
325 | 1805.6859 | 1522.828
326 | 1804.9518 | 1522.799
327 | 1804.4341 | 1522.4
328 | 1803.338 | 1521.981
329 | 1802.673 | 1521.164
330 | 1801.945 | 1519.328
331 | 1801.825 | 1519.307
332 | 1799.841 | 1519.2
333 | 1799.821 | 1518.914
334 | 1799.3766 | 1518.814
335 | 1798.4 | 1518.814
336 | 1798.158 | 1518.71
337 | 1797.835 | 1518.4
338 | 1797.6 | 1517.6
339 | 1797.5 | 1517.6
340 | 1797.136 | 1517.36
341 | 1796.832 | 1516.8
342 | 1796.545 | 1516.478
343 | 1796.174 | 1516
344 | 1796.019 | 1515.2
345 | 1796.006 | 1515.2
346 | 1795.9293 | 1514.609
347 | 1793.9503 | 1514.4
348 | 1793.298 | 1513.803
349 | 1793.1733 | 1513.476
350 | 1792.2 | 1512.8
351 | 1791.4047 | 1512.8
352 | 1791.185 | 1512.8
353 | 1790.369 | 1512.494
354 | 1789.8428 | 1511.922
355 | 1789.557 | 1511.533
356 | 1789.0993 | 1510.544
357 | 1788.7211 | 1510.4
358 | 1788.565 | 1509.998
359 | 1788 | 1509.591
360 | 1787.689 | 1509.144
361 | 1787.216 | 1508.874
362 | 1786.9578 | 1508.8
363 | 1786.904 | 1508.509
364 | 1786.454 | 1508
365 | 1786.4 | 1507.771
366 | 1786.2343 | 1507.2
367 | 1786.232 | 1506.916
368 | 1785.6 | 1506.4
369 | 1785.434 | 1505.6
370 | 1784.8 | 1504
371 | 1784.662 | 1504
372 | 1783.81 | 1503.866
373 | 1783.629 | 1503.758
374 | 1783.2 | 1503.2
375 | 1782.499 | 1503.171
376 | 1782.3192 | 1502.4
377 | 1782.2292 | 1502.393
378 | 1780.7354 | 1501.822
379 | 1780.377 | 1501.667
380 | 1780 | 1500.546
381 | 1779.2506 | 1500.541
382 | 1779.2 | 1500.268
383 | 1779.002 | 1500
384 | 1778.9231 | 1499.082
385 | 1778.711 | 1498.823
386 | 1778.5902 | 1498.714
387 | 1778.4 | 1497.6
388 | 1777.8576 | 1497.6
389 | 1777.6 | 1497.353
390 | 1776.413 | 1495.414
391 | 1776.0807 | 1495.385
392 | 1775.2 | 1494.4
393 | 1775.2 | 1494.4
394 | 1773.524 | 1494.018
395 | 1773.4518 | 1493.766
396 | 1773.255 | 1493.6
397 | 1772.851 | 1493.357
398 | 1772.4797 | 1493.259
399 | 1772.2558 | 1492.621
400 | 1772.0822 | 1492.516
401 | 1771.9988 | 1492
402 | 1771.2 | 1491.722
403 | 1771.2 | 1491.581
404 | 1770.4 | 1491.367
405 | 1769.154 | 1490.167
406 | 1768.6143 | 1489.6
407 | 1766.78 | 1488.8
408 | 1766.438 | 1488.8
409 | 1766.248 | 1488.8
410 | 1765.9551 | 1488.651
411 | 1765.931 | 1488.614
412 | 1765.6 | 1488.587
413 | 1764.8544 | 1488
414 | 1764.8 | 1488
415 | 1764.516 | 1487.837
416 | 1763.69 | 1485.6
417 | 1763.437 | 1484.976
418 | 1763.2 | 1484.732
419 | 1763.062 | 1484.153
420 | 1762.864 | 1484
421 | 1762.66 | 1483.82
422 | 1762.4 | 1483.009
423 | 1761.6 | 1483.009
424 | 1760.002 | 1482.886
425 | 1760 | 1482.852
426 | 1759.2 | 1482.4
427 | 1759.2 | 1482.212
428 | 1759.08 | 1482.151
429 | 1758.8346 | 1480.885
430 | 1758.4 | 1480.8
431 | 1757.0441 | 1480.701
432 | 1756.931 | 1480.476
433 | 1756 | 1479.968
434 | 1755.972 | 1479.454
435 | 1755.8808 | 1479.2
436 | 1755.8511 | 1479.2
437 | 1755.7039 | 1478.4
438 | 1755.5448 | 1478.228
439 | 1755.5239 | 1477.6
440 | 1754.8452 | 1476.64
441 | 1754.7479 | 1476.634
442 | 1753.4948 | 1476
443 | 1753.2821 | 1475.585
444 | 1753.1561 | 1475.406
445 | 1751.451 | 1475.2
446 | 1751.3527 | 1474.364
447 | 1751.2 | 1473.941
448 | 1751.14 | 1473.306
449 | 1751.024 | 1472.8
450 | 1750.511 | 1472.499
451 | 1750.4 | 1472.409
452 | 1750.351 | 1472
453 | 1749.963 | 1472
454 | 1749.959 | 1472
455 | 1749.6223 | 1470.801
456 | 1749.1697 | 1470.4
457 | 1749.1418 | 1469.775
458 | 1748.8 | 1469.6
459 | 1748 | 1469.462
460 | 1748 | 1469.462
461 | 1747.764 | 1469.294
462 | 1747.615 | 1468.957
463 | 1746.4 | 1468.272
464 | 1746.298 | 1468
465 | 1745.7801 | 1467.2
466 | 1745.6 | 1467.071
467 | 1745.249 | 1466.4
468 | 1744.6384 | 1466.369
469 | 1744.337 | 1466.274
470 | 1744.2447 | 1466.127
471 | 1744 | 1465.448
472 | 1744 | 1464.8
473 | 1743.702 | 1464.528
474 | 1743.6635 | 1464.168
475 | 1743.6133 | 1464
476 | 1743.462 | 1463.752
477 | 1743.337 | 1463.2
478 | 1742.4091 | 1463.2
479 | 1742.4 | 1462.4
480 | 1742.288 | 1461.6
481 | 1741.9777 | 1461.462
482 | 1741.725 | 1460.8
483 | 1741.645 | 1460.644
484 | 1741.499 | 1459.826
485 | 1740.9657 | 1459.415
486 | 1740.8 | 1459.2
487 | 1740.399 | 1459.2
488 | 1740.14 | 1459.2
489 | 1739.825 | 1459.102
490 | 1738.997 | 1458.936
491 | 1738.895 | 1458.4
492 | 1738.664 | 1458.305
493 | 1738.4 | 1457.955
494 | 1738.3935 | 1457.6
495 | 1737.954 | 1457.6
496 | 1737.8885 | 1457.151
497 | 1737.852 | 1457.065
498 | 1737.845 | 1456.398
499 | 1737.6 | 1456
500 | 1737.0911 | 1455.594
501 | 1737.05 | 1453.6
502 | 1737.0055 | 1453.6
503 | 1736.8 | 1453.6
504 | 1736.2529 | 1453.284
505 | 1735.3911 | 1453.137
506 | 1735.168 | 1453.058
507 | 1735.038 | 1453.006
508 | 1734.369 | 1449.812
509 | 1734.126 | 1449.748
510 | 1734.0288 | 1449.645
511 | 1733.951 | 1449.583
512 | 1733.837 | 1449.344
513 | 1733.618 | 1448.8
514 | 1732.8 | 1447.946
515 | 1731.7952 | 1447.661
516 | 1731.41 | 1447.559
517 | 1730.896 | 1447.2
518 | 1730.86 | 1446.4
519 | 1730.814 | 1446.4
520 | 1729.6 | 1446.201
521 | 1729.544 | 1445.923
522 | 1729.469 | 1445.6
523 | 1728.951 | 1445.105
524 | 1728.8 | 1444.8
525 | 1728.169 | 1444.74
526 | 1727.807 | 1444.101
527 | 1727.6442 | 1443.671
528 | 1727.174 | 1443.57
529 | 1727.078 | 1443.012
530 | 1726.744 | 1442.518
531 | 1726.4389 | 1442.456
532 | 1726.438 | 1441.868
533 | 1726.378 | 1440.774
534 | 1726.1516 | 1440.767
535 | 1726.047 | 1440
536 | 1725.917 | 1439.936
537 | 1725.6 | 1439.436
538 | 1725.6 | 1438.742
539 | 1725.6 | 1437.6
540 | 1724.6753 | 1436.8
541 | 1724.16 | 1436.8
542 | 1724.006 | 1436.559
543 | 1724 | 1436.559
544 | 1724 | 1436
545 | 1723.9854 | 1436
546 | 1723.893 | 1435.884
547 | 1723.786 | 1435.771
548 | 1723.1676 | 1434.4
549 | 1722.687 | 1434.4
550 | 1722.516 | 1434.399
551 | 1722.0755 | 1434.298
552 | 1721.903 | 1434.298
553 | 1721.6 | 1434.062
554 | 1718.8879 | 1433.6
555 | 1718.738 | 1433.6
556 | 1718.709 | 1433.6
557 | 1718.665 | 1432.947
558 | 1718.45 | 1432.8
559 | 1718.4 | 1432.636
560 | 1718.4 | 1432.415
561 | 1718.381 | 1431.211
562 | 1718.3751 | 1430.75
563 | 1718.2943 | 1430.414
564 | 1717.6 | 1430.4
565 | 1717.571 | 1430.4
566 | 1717.536 | 1429.6
567 | 1717.427 | 1429.6
568 | 1717.3001 | 1429.6
569 | 1717.244 | 1429.566
570 | 1717.081 | 1428.8
571 | 1716.665 | 1428.024
572 | 1716.587 | 1428
573 | 1715.3512 | 1428
574 | 1715.266 | 1428
575 | 1715.058 | 1428
576 | 1715.055 | 1427.393
577 | 1715.024 | 1427.235
578 | 1714.976 | 1427.2
579 | 1714.76 | 1427.2
580 | 1714.7026 | 1426.94
581 | 1714.1715 | 1426.362
582 | 1714.12 | 1425.6
583 | 1713.845 | 1425.478
584 | 1713.488 | 1425.255
585 | 1713.281 | 1424.8
586 | 1712.8476 | 1424.522
587 | 1712.774 | 1424
588 | 1712.2377 | 1424
589 | 1711.846 | 1423.2
590 | 1711.478 | 1421.649
591 | 1711.452 | 1421.6
592 | 1711.2 | 1421.245
593 | 1711.2 | 1421.02
594 | 1710.5644 | 1420.243
595 | 1710.5127 | 1420
596 | 1710.031 | 1419.829
597 | 1709.965 | 1419.466
598 | 1709.264 | 1419.2
599 | 1708.9138 | 1418.578
600 | 1708.3705 | 1418.083
601 | 1708.11 | 1417.299
602 | 1708 | 1417.281
603 | 1707.886 | 1417.091
604 | 1707.2 | 1416.8
605 | 1706.823 | 1416.767
606 | 1706.4 | 1416.481
607 | 1706.4 | 1416.264
608 | 1706.4 | 1416
609 | 1705.6 | 1416
610 | 1705.486 | 1415.902
611 | 1704.969 | 1415.2
612 | 1704.867 | 1415.032
613 | 1704.8 | 1414.804
614 | 1704.5439 | 1414.726
615 | 1704.422 | 1414.405
616 | 1704.336 | 1414.4
617 | 1704 | 1414.4
618 | 1703.789 | 1414.4
619 | 1703.5397 | 1413.6
620 | 1703.159 | 1412.942
621 | 1702.904 | 1412.8
622 | 1702.841 | 1412.145
623 | 1702.6602 | 1412
624 | 1702.4 | 1411.574
625 | 1702.4 | 1411.574
626 | 1701.8192 | 1411.289
627 | 1701.6 | 1411.2
628 | 1701.586 | 1410.4
629 | 1701.5656 | 1409.6
630 | 1701.3564 | 1408.898
631 | 1701.0862 | 1408.8
632 | 1700.8 | 1408.436
633 | 1700.6594 | 1408
634 | 1700.6118 | 1408
635 | 1700.5223 | 1408
636 | 1700.494 | 1408
637 | 1700.252 | 1407.485
638 | 1700.026 | 1407.2
639 | 1700 | 1407.035
640 | 1699.7626 | 1406.667
641 | 1699.676 | 1405.711
642 | 1699.22 | 1404.843
643 | 1698.6327 | 1404.8
644 | 1698.4 | 1404.563
645 | 1698.4 | 1404.471
646 | 1698.3869 | 1404.292
647 | 1698.036 | 1403.456
648 | 1697.6099 | 1403.331
649 | 1697.557 | 1403.2
650 | 1697.546 | 1403.197
651 | 1697.236 | 1403.15
652 | 1696.775 | 1402.564
653 | 1696.1792 | 1402.523
654 | 1696 | 1402.523
655 | 1696 | 1402.4
656 | 1695.2791 | 1402.4
657 | 1695.2 | 1402.373
658 | 1695.2 | 1399.956
659 | 1694.447 | 1399.92
660 | 1693.969 | 1399.307
661 | 1693.945 | 1398.816
662 | 1693.6 | 1398.549
663 | 1693.5468 | 1398.489
664 | 1693.54 | 1398.46
665 | 1693.198 | 1398.4
666 | 1692.649 | 1398.4
667 | 1692.1714 | 1397.672
668 | 1692 | 1397.6
669 | 1691.5158 | 1396.8
670 | 1691.2 | 1396
671 | 1691.064 | 1395.569
672 | 1691.038 | 1395.2
673 | 1690.754 | 1394.674
674 | 1690.4544 | 1394.546
675 | 1690.426 | 1394.4
676 | 1690.4 | 1394.4
677 | 1690.399 | 1394.4
678 | 1689.979 | 1393.933
679 | 1689.6706 | 1393.6
680 | 1689.2072 | 1393.477
681 | 1688.8665 | 1393.359
682 | 1688.8 | 1393.075
683 | 1688.8 | 1393.075
684 | 1688.7539 | 1392.764
685 | 1688.6062 | 1392.764
686 | 1688.5431 | 1392.164
687 | 1688.519 | 1392
688 | 1688 | 1392
689 | 1687.8042 | 1392
690 | 1687.35 | 1392
691 | 1687.2 | 1391.946
692 | 1687.1831 | 1391.728
693 | 1686.4 | 1391.496
694 | 1686.4 | 1391.367
695 | 1686.0651 | 1391.104
696 | 1685.6 | 1390.4
697 | 1685.3849 | 1390.235
698 | 1685.353 | 1388.675
699 | 1685.1478 | 1388.389
700 | 1685.004 | 1388.339
701 | 1684.8217 | 1388.306
702 | 1684.745 | 1387.985
703 | 1684.7296 | 1387.2
704 | 1684 | 1386.835
705 | 1684 | 1386.835
706 | 1683.9117 | 1386.835
707 | 1683.2 | 1386.706
708 | 1682.8481 | 1386.586
709 | 1682.404 | 1386.4
710 | 1682.4 | 1386.4
711 | 1682.4 | 1386.266
712 | 1681.4818 | 1385.6
713 | 1681.412 | 1385.46
714 | 1681.075 | 1384.844
715 | 1680.964 | 1384.8
716 | 1680.912 | 1384.8
717 | 1680.833 | 1384.8
718 | 1680.8 | 1384
719 | 1680.8 | 1383.966
720 | 1680.6373 | 1382.778
721 | 1680.269 | 1382.173
722 | 1679.1101 | 1381.869
723 | 1678.349 | 1381.831
724 | 1677.954 | 1381.6
725 | 1677.484 | 1381.6
726 | 1677.3843 | 1380.8
727 | 1677.291 | 1380.8
728 | 1676.9667 | 1380.682
729 | 1676.943 | 1380.21
730 | 1676.8 | 1379.986
731 | 1676.6695 | 1379.864
732 | 1675.929 | 1379.821
733 | 1675.8559 | 1379.53
734 | 1675.8557 | 1379.473
735 | 1675.433 | 1379.414
736 | 1675.2 | 1379.2
737 | 1674.824 | 1379.1
738 | 1674.4572 | 1379.008
739 | 1674.2622 | 1378.946
740 | 1673.787 | 1378.73
741 | 1673.4272 | 1378.651
742 | 1673.221 | 1378.152
743 | 1673.0266 | 1377.6
744 | 1672.8606 | 1377.268
745 | 1672.28 | 1377.226
746 | 1672.005 | 1376.8
747 | 1671.964 | 1376.8
748 | 1671.8876 | 1376.8
749 | 1671.8207 | 1376
750 | 1671.773 | 1375.523
751 | 1671.657 | 1374.898
752 | 1670.927 | 1373.6
753 | 1668.96 | 1372
754 | 1668.8448 | 1371.445
755 | 1668.8 | 1371.414
756 | 1668.541 | 1371.211
757 | 1668.373 | 1369.6
758 | 1667.2764 | 1369.538
759 | 1667.2 | 1369.059
760 | 1666.961 | 1368.8
761 | 1666.4 | 1368.8
762 | 1666.1761 | 1368.257
763 | 1665.9839 | 1368.022
764 | 1665.983 | 1368
765 | 1665.6 | 1367.952
766 | 1664.717 | 1367.412
767 | 1664.7066 | 1367.211
768 | 1664.469 | 1367.2
769 | 1664.4276 | 1367.2
770 | 1664.173 | 1366.766
771 | 1664.025 | 1366.722
772 | 1664 | 1366.663
773 | 1663.649 | 1366.634
774 | 1663.536 | 1366.4
775 | 1663.509 | 1366.4
776 | 1663.487 | 1366.4
777 | 1663.2 | 1365.6
778 | 1662.845 | 1365.6
779 | 1662.323 | 1365.482
780 | 1661.8303 | 1365.124
781 | 1661.6 | 1364.958
782 | 1661.6 | 1364.8
783 | 1661.6 | 1364.8
784 | 1661.105 | 1363.729
785 | 1660.8 | 1363.322
786 | 1660.7151 | 1363.2
787 | 1660.537 | 1362.679
788 | 1660.1947 | 1362.4
789 | 1660.1947 | 1362.4
790 | 1660.1947 | 1362.4
791 | 1660.1588 | 1362.4
792 | 1660 | 1361.6
793 | 1660 | 1360.869
794 | 1659.929 | 1360.8
795 | 1659.705 | 1360.8
796 | 1659.288 | 1360.647
797 | 1659.2 | 1360.451
798 | 1659.084 | 1358.4
799 | 1658.966 | 1358.4
800 | 1658.8698 | 1358.088
801 | 1658.613 | 1357.194
802 | 1658.559 | 1356.8
803 | 1657.388 | 1356.8
804 | 1657.048 | 1356.8
805 | 1656.929 | 1356.304
806 | 1656.806 | 1356
807 | 1656.8 | 1356
808 | 1656.7966 | 1355.908
809 | 1656.662 | 1355.757
810 | 1656.625 | 1355.507
811 | 1656.3215 | 1355.144
812 | 1656 | 1354.98
813 | 1655.249 | 1354.4
814 | 1655.2046 | 1353.426
815 | 1655.173 | 1352.889
816 | 1655.1368 | 1352.884
817 | 1654.093 | 1352.611
818 | 1653.7527 | 1352.374
819 | 1653.652 | 1352.239
820 | 1653.6 | 1352
821 | 1653.6 | 1351.872
822 | 1653.5431 | 1351.664
823 | 1653.246 | 1351.522
824 | 1653.202 | 1351.2
825 | 1653.136 | 1351.2
826 | 1652.92 | 1351.055
827 | 1652.8342 | 1350.4
828 | 1652.807 | 1350.4
829 | 1652.723 | 1350.4
830 | 1652.685 | 1349.679
831 | 1652.6215 | 1349.661
832 | 1652.5475 | 1349.132
833 | 1652.4707 | 1348.944
834 | 1652.413 | 1348.873
835 | 1651.7706 | 1348.8
836 | 1651.22 | 1348.8
837 | 1651.085 | 1348.8
838 | 1651.0189 | 1348
839 | 1650.484 | 1347.784
840 | 1650.4 | 1347.642
841 | 1649.699 | 1347.526
842 | 1648.641 | 1347.2
843 | 1648.157 | 1347.2
844 | 1648.072 | 1345.6
845 | 1648 | 1345.6
846 | 1647.9272 | 1345.6
847 | 1647.8616 | 1345.147
848 | 1647.588 | 1344.81
849 | 1647.544 | 1344.8
850 | 1647.2 | 1344.8
851 | 1647.2 | 1344.8
852 | 1647.1089 | 1343.38
853 | 1647.1089 | 1342.608
854 | 1646.336 | 1341.6
855 | 1646.173 | 1341.6
856 | 1645.765 | 1341.44
857 | 1645.752 | 1341.244
858 | 1645.6 | 1341.153
859 | 1645.065 | 1340.959
860 | 1644.823 | 1340.94
861 | 1644.797 | 1340.366
862 | 1644.762 | 1340
863 | 1644.1407 | 1340
864 | 1643.977 | 1339.569
865 | 1643.7 | 1339.188
866 | 1643.485 | 1338.489
867 | 1643.2243 | 1338.402
868 | 1643.0203 | 1338.4
869 | 1642.84 | 1337.698
870 | 1642.4999 | 1337.617
871 | 1642.4 | 1337.6
872 | 1642.3118 | 1337.062
873 | 1642.0142 | 1336
874 | 1641.988 | 1335.2
875 | 1641.6575 | 1334.868
876 | 1641.6 | 1334.4
877 | 1641.378 | 1334.4
878 | 1641.186 | 1333.782
879 | 1640.8 | 1333.6
880 | 1640.668 | 1333.6
881 | 1640 | 1332.8
882 | 1639.9322 | 1332.235
883 | 1639.3396 | 1331.639
884 | 1638.9311 | 1331.2
885 | 1638.7226 | 1331.2
886 | 1638.605 | 1329.82
887 | 1638.537 | 1329.6
888 | 1638.403 | 1329.6
889 | 1638.3992 | 1329.318
890 | 1638.085 | 1329.085
891 | 1638.025 | 1328.8
892 | 1637.9753 | 1328.8
893 | 1637.6 | 1328.795
894 | 1637.5824 | 1328.413
895 | 1637.2954 | 1328.156
896 | 1637.1595 | 1326.4
897 | 1637.0923 | 1326.022
898 | 1636.944 | 1325.702
899 | 1636.7689 | 1325.6
900 | 1636.574 | 1325.6
901 | 1636.4498 | 1325.6
902 | 1636.443 | 1325.457
903 | 1636.4299 | 1324.067
904 | 1636.1784 | 1324
905 | 1636 | 1324
906 | 1636 | 1324
907 | 1636 | 1323.903
908 | 1635.7965 | 1323.126
909 | 1635.582 | 1323.097
910 | 1635.438 | 1322.606
911 | 1635.414 | 1322.503
912 | 1635.2 | 1321.613
913 | 1634.626 | 1321.6
914 | 1634.4 | 1321.6
915 | 1634.4 | 1321.6
916 | 1634.3255 | 1321.6
917 | 1634.306 | 1321.131
918 | 1634.053 | 1320.994
919 | 1633.953 | 1320.828
920 | 1633.6 | 1320.258
921 | 1633.544 | 1319.2
922 | 1633.042 | 1319.16
923 | 1633.019 | 1318.787
924 | 1632.9415 | 1318.564
925 | 1632.862 | 1318.4
926 | 1632.697 | 1318.4
927 | 1632.597 | 1317.939
928 | 1632.0301 | 1317.825
929 | 1632 | 1317.696
930 | 1632 | 1317.687
931 | 1631.553 | 1316.91
932 | 1631.387 | 1316.8
933 | 1631.193 | 1316
934 | 1630.98 | 1315.148
935 | 1630.578 | 1315.122
936 | 1629.851 | 1315.11
937 | 1629.663 | 1315.07
938 | 1629.66 | 1314.638
939 | 1629.6 | 1314.597
940 | 1629.559 | 1314.4
941 | 1629.508 | 1314.374
942 | 1629.2201 | 1313.639
943 | 1628.8 | 1313.6
944 | 1628.7921 | 1312.8
945 | 1628.745 | 1312.8
946 | 1628.6735 | 1312.8
947 | 1628.6013 | 1312.676
948 | 1628.348 | 1312.297
949 | 1628.2678 | 1312.249
950 | 1628 | 1312.249
951 | 1627.857 | 1312.225
952 | 1627.7258 | 1310.4
953 | 1627.697 | 1310.4
954 | 1627.379 | 1310.4
955 | 1627.268 | 1310.163
956 | 1627.259 | 1309.918
957 | 1627.187 | 1309.918
958 | 1626.909 | 1308.846
959 | 1626.9086 | 1308.643
960 | 1626.609 | 1308
961 | 1626.5602 | 1307.368
962 | 1626.32 | 1306.284
963 | 1625.792 | 1306.153
964 | 1625.6 | 1306.119
965 | 1625.599 | 1306.083
966 | 1625.402 | 1306.033
967 | 1625.359 | 1306.033
968 | 1625.121 | 1305.941
969 | 1625.028 | 1305.676
970 | 1624.992 | 1305.6
971 | 1624.8 | 1305.303
972 | 1624.8 | 1304.8
973 | 1624.376 | 1304.8
974 | 1624.258 | 1304.439
975 | 1624.0727 | 1304
976 | 1624 | 1304
977 | 1624 | 1303.918
978 | 1624 | 1303.888
979 | 1623.7979 | 1303.692
980 | 1623.593 | 1303.2
981 | 1623.5803 | 1303.2
982 | 1623.5477 | 1302.803
983 | 1623.4698 | 1302.63
984 | 1623.432 | 1302.606
985 | 1623.3211 | 1302.39
986 | 1623.245 | 1301.174
987 | 1623.038 | 1300
988 | 1622.9691 | 1300
989 | 1622.4644 | 1300
990 | 1622.4 | 1299.796
991 | 1622.4 | 1299.606
992 | 1622.4 | 1299.532
993 | 1622.298 | 1299.2
994 | 1622.297 | 1299.2
995 | 1621.666 | 1299.047
996 | 1621.6 | 1298.536
997 | 1621.58 | 1298.4
998 | 1621.22 | 1298.193
999 | 1621.135 | 1298.131
1000 | 1620.881 | 1296.8
1001 | 1620.8484 | 1296.332
1002 | 1620.767 | 1295.933
1003 | 1620.676 | 1295.2
1004 | 1620.5808 | 1295.014
1005 | 1620.4415 | 1294.4
1006 | 1620.387 | 1294.4
1007 | 1620.241 | 1294.146
1008 | 1620.088 | 1293.998
1009 | 1620 | 1293.784
1010 | 1619.476 | 1293.6
1011 | 1619.2759 | 1293.35
1012 | 1619.2 | 1292.96
1013 | 1618.778 | 1292.8
1014 | 1617.9573 | 1292
1015 | 1617.9401 | 1291.2
1016 | 1617.779 | 1290.494
1017 | 1617.657 | 1290.4
1018 | 1617.6 | 1290.4
1019 | 1617.23 | 1290.4
1020 | 1616.8 | 1290.4
1021 | 1616.673 | 1290.198
1022 | 1616.357 | 1289.367
1023 | 1616.041 | 1288.8
1024 | 1616.0319 | 1288.125
1025 | 1616 | 1288
1026 | 1615.953 | 1287.2
1027 | 1615.8908 | 1287.2
1028 | 1615.5546 | 1286.692
1029 | 1615.2725 | 1286.4
1030 | 1615.258 | 1286.4
1031 | 1615.2545 | 1285.833
1032 | 1615.2 | 1285.689
1033 | 1615.0866 | 1285.6
1034 | 1615.041 | 1285.6
1035 | 1614.836 | 1285.6
1036 | 1614.825 | 1285.161
1037 | 1614.354 | 1284.523
1038 | 1614.236 | 1284.406
1039 | 1614.058 | 1284
1040 | 1613.967 | 1284
1041 | 1613.9387 | 1284
1042 | 1613.7006 | 1283.787
1043 | 1613.6 | 1283.499
1044 | 1613.6 | 1283.2
1045 | 1613.5784 | 1282.4
1046 | 1612.9237 | 1282.193
1047 | 1612.774 | 1282.011
1048 | 1612.223 | 1281.6
1049 | 1612.0778 | 1280.8
1050 | 1612 | 1280.599
1051 | 1612 | 1280
1052 | 1611.558 | 1279.85
1053 | 1611.083 | 1279.805
1054 | 1610.935 | 1278.884
1055 | 1610.809 | 1278.268
1056 | 1610.3071 | 1278.1
1057 | 1610.257 | 1277.6
1058 | 1610.0698 | 1276.8
1059 | 1610.063 | 1276
1060 | 1609.8915 | 1276
1061 | 1609.75 | 1275.732
1062 | 1609.7142 | 1275.693
1063 | 1609.6674 | 1275.597
1064 | 1609.6 | 1275.392
1065 | 1609.349 | 1275.2
1066 | 1609.172 | 1275.021
1067 | 1609.0448 | 1274.956
1068 | 1608.955 | 1274.869
1069 | 1608.8247 | 1274.827
1070 | 1608.786 | 1274.656
1071 | 1608.759 | 1274.4
1072 | 1608.7589 | 1274.4
1073 | 1608.326 | 1274.4
1074 | 1608.296 | 1274.4
1075 | 1608.087 | 1274.312
1076 | 1607.9571 | 1273.725
1077 | 1607.7798 | 1273.361
1078 | 1607.6891 | 1272.8
1079 | 1607.655 | 1272.8
1080 | 1607.397 | 1272.8
1081 | 1607.2 | 1272.45
1082 | 1606.824 | 1272
1083 | 1606.752 | 1271.524
1084 | 1606.691 | 1271.512
1085 | 1606.679 | 1271.2
1086 | 1606.507 | 1270.908
1087 | 1606.5008 | 1270.858
1088 | 1605.867 | 1270.294
1089 | 1605.764 | 1270.243
1090 | 1605.5447 | 1269.616
1091 | 1605.522 | 1269.443
1092 | 1605.2895 | 1268.8
1093 | 1605.2708 | 1268.8
1094 | 1605.1611 | 1268.8
1095 | 1604.899 | 1268
1096 | 1604.627 | 1268
1097 | 1604.417 | 1267.2
1098 | 1604.172 | 1267.2
1099 | 1604.111 | 1267.052
1100 | 1603.942 | 1266.409
1101 | 1603.774 | 1266.4
1102 | 1603.6198 | 1266.4
1103 | 1603.4885 | 1266.3
1104 | 1603.456 | 1266.074
1105 | 1603.4336 | 1265.6
1106 | 1603.201 | 1264.8
1107 | 1603.2 | 1263.865
1108 | 1603.2 | 1263.865
1109 | 1603.039 | 1263.865
1110 | 1602.996 | 1263.681
1111 | 1602.9466 | 1263.261
1112 | 1602.9128 | 1263.2
1113 | 1602.881 | 1262.525
1114 | 1602.583 | 1262.525
1115 | 1602.436 | 1262.4
1116 | 1602.4 | 1262.4
1117 | 1602.301 | 1261.915
1118 | 1602.265 | 1260.914
1119 | 1602.1427 | 1260.276
1120 | 1602.0439 | 1260.229
1121 | 1601.832 | 1260
1122 | 1601.6 | 1260
1123 | 1601.6 | 1259.807
1124 | 1601.6 | 1259.21
1125 | 1601.467 | 1259.117
1126 | 1601.404 | 1259.098
1127 | 1601.327 | 1258.426
1128 | 1601.2271 | 1258.426
1129 | 1601.1342 | 1258.4
1130 | 1601.039 | 1257.996
1131 | 1600.8 | 1257.6
1132 | 1600.536 | 1257.49
1133 | 1600.335 | 1257.086
1134 | 1600 | 1257.004
1135 | 1600 | 1256.8
1136 | 1599.883 | 1256.8
1137 | 1599.831 | 1256.736
1138 | 1599.7157 | 1256.268
1139 | 1599.6753 | 1256.268
1140 | 1599.518 | 1256.268
1141 | 1599.501 | 1256.233
1142 | 1599.2 | 1256
1143 | 1599.2 | 1256
1144 | 1598.971 | 1255.807
1145 | 1598.4 | 1255.533
1146 | 1598.4 | 1255.509
1147 | 1598.3855 | 1255.099
1148 | 1598.239 | 1255.098
1149 | 1597.991 | 1254.973
1150 | 1597.92 | 1254.973
1151 | 1597.6423 | 1254.4
1152 | 1597.6 | 1254.4
1153 | 1597.596 | 1254.291
1154 | 1597.5495 | 1252.915
1155 | 1597.412 | 1252.8
1156 | 1596.3166 | 1252.8
1157 | 1595.5861 | 1252.8
1158 | 1595.3702 | 1252.728
1159 | 1595.194 | 1252.591
1160 | 1595.175 | 1251.782
1161 | 1595.0541 | 1251.12
1162 | 1594.663 | 1251.115
1163 | 1594.654 | 1250.212
1164 | 1594.407 | 1249.19
1165 | 1593.999 | 1248.913
1166 | 1593.7705 | 1248.8
1167 | 1593.6599 | 1248.8
1168 | 1593.632 | 1248.8
1169 | 1593.5002 | 1248.8
1170 | 1593.282 | 1248.008
1171 | 1593.236 | 1248
1172 | 1593.166 | 1248
1173 | 1593.084 | 1247.266
1174 | 1593.023 | 1247.2
1175 | 1592.847 | 1246.986
1176 | 1592.548 | 1246.78
1177 | 1592.421 | 1246.4
1178 | 1592.395 | 1246.106
1179 | 1592.282 | 1245.6
1180 | 1592.239 | 1245.6
1181 | 1592.0899 | 1244.8
1182 | 1591.6166 | 1244.8
1183 | 1591.2 | 1244.187
1184 | 1591.079 | 1243.943
1185 | 1590.8468 | 1243.2
1186 | 1590.8052 | 1243.029
1187 | 1590.4 | 1242.4
1188 | 1589.617 | 1242.349
1189 | 1589.6 | 1242.141
1190 | 1589.6 | 1241.945
1191 | 1589.6 | 1241.89
1192 | 1589.6 | 1241.558
1193 | 1589.6 | 1240.8
1194 | 1589.517 | 1240.77
1195 | 1589.396 | 1240.415
1196 | 1589.091 | 1240.087
1197 | 1588.8 | 1240
1198 | 1588.775 | 1240
1199 | 1588.6233 | 1239.2
1200 | 1588.328 | 1239.2
1201 | 1588.2695 | 1239.078
1202 | 1588.2052 | 1238.842
1203 | 1588.152 | 1238.616
1204 | 1588.0616 | 1238.439
1205 | 1587.901 | 1238.194
1206 | 1587.586 | 1237.706
1207 | 1587.4332 | 1237.706
1208 | 1587.2847 | 1237.567
1209 | 1587.2847 | 1237.145
1210 | 1587.2 | 1237.145
1211 | 1587.2 | 1237.132
1212 | 1587.2 | 1236.716
1213 | 1587.1934 | 1236.109
1214 | 1586.6892 | 1235.77
1215 | 1586.458 | 1235.2
1216 | 1585.9659 | 1234.4
1217 | 1585.9435 | 1234.4
1218 | 1585.7722 | 1233.6
1219 | 1585.6 | 1233.467
1220 | 1585.6 | 1233.287
1221 | 1585.4113 | 1233.287
1222 | 1584.9707 | 1233.067
1223 | 1584.9543 | 1232.8
1224 | 1584.8 | 1232.8
1225 | 1584.5198 | 1232.669
1226 | 1584.409 | 1232.224
1227 | 1584.3586 | 1232.18
1228 | 1584.287 | 1231.447
1229 | 1584.1702 | 1230.799
1230 | 1584.014 | 1230.67
1231 | 1583.2 | 1230.4
1232 | 1583.2 | 1230.108
1233 | 1583.009 | 1229.848
1234 | 1582.693 | 1229.599
1235 | 1582.6231 | 1229.417
1236 | 1582.537 | 1229.116
1237 | 1582.4 | 1228.8
1238 | 1582.275 | 1228.38
1239 | 1582.1499 | 1228
1240 | 1581.6 | 1227.645
1241 | 1581.445 | 1227.603
1242 | 1581.08 | 1227.406
1243 | 1580.9303 | 1227.133
1244 | 1580.825 | 1226.847
1245 | 1580.8 | 1226.4
1246 | 1580.8 | 1226.4
1247 | 1580.7302 | 1226.097
1248 | 1580.699 | 1226.008
1249 | 1580.662 | 1225.6
1250 | 1580.4767 | 1225.6
1251 | 1580.403 | 1225.6
1252 | 1580.373 | 1225.438
1253 | 1580.043 | 1225.376
1254 | 1580 | 1224.8
1255 | 1579.999 | 1224.612
1256 | 1579.901 | 1223.553
1257 | 1579.897 | 1223.509
1258 | 1579.4376 | 1223.2
1259 | 1579.2 | 1223.2
1260 | 1579.2 | 1222.511
1261 | 1578.9248 | 1222.4
1262 | 1578.746 | 1222.4
1263 | 1578.4 | 1222.4
1264 | 1578.4 | 1222.278
1265 | 1577.9614 | 1222.124
1266 | 1577.8526 | 1221.838
1267 | 1577.6 | 1221.699
1268 | 1577.6 | 1221.6
1269 | 1577.5497 | 1221.129
1270 | 1576.944 | 1220.833
1271 | 1576.816 | 1220.8
1272 | 1576.8 | 1220.8
1273 | 1576.8 | 1220.57
1274 | 1576.5504 | 1220.036
1275 | 1576.4513 | 1220
1276 | 1576 | 1220
1277 | 1575.959 | 1218.757
1278 | 1575.5306 | 1218.567
1279 | 1575.2 | 1218.409
1280 | 1574.8582 | 1218.4
1281 | 1574.8537 | 1218.239
1282 | 1574.613 | 1217.606
1283 | 1574.4 | 1217.408
1284 | 1574.4 | 1217.286
1285 | 1574.2258 | 1217.286
1286 | 1573.75 | 1216.931
1287 | 1573.2998 | 1216.848
1288 | 1572.945 | 1216.685
1289 | 1572.7909 | 1216.294
1290 | 1572.735 | 1216
1291 | 1572.208 | 1215.604
1292 | 1572.128 | 1215.295
1293 | 1572 | 1215.149
1294 | 1572 | 1215.079
1295 | 1571.8691 | 1214.685
1296 | 1571.8691 | 1214.131
1297 | 1571.813 | 1213.6
1298 | 1571.3059 | 1212.841
1299 | 1571.2 | 1212.8
1300 | 1571.2 | 1212
1301 | 1571.0512 | 1212
1302 | 1570.841 | 1210.849
1303 | 1570.749 | 1210.666
1304 | 1570.4 | 1209.693
1305 | 1570.274 | 1209.656
1306 | 1570.042 | 1209.385
1307 | 1569.9972 | 1208.916
1308 | 1569.862 | 1208.8
1309 | 1569.698 | 1207.617
1310 | 1569.6 | 1207.2
1311 | 1569.6 | 1207.2
1312 | 1569.6 | 1206.988
1313 | 1569.6 | 1206.4
1314 | 1569.14 | 1206.4
1315 | 1568.995 | 1206.177
1316 | 1568.8 | 1204.8
1317 | 1568.8 | 1204.8
1318 | 1568.5977 | 1204.782
1319 | 1568.4882 | 1204
1320 | 1568.38 | 1203.862
1321 | 1568 | 1203.72
1322 | 1568 | 1203.477
1323 | 1567.968 | 1203.477
1324 | 1567.5485 | 1203.028
1325 | 1567.2 | 1202.4
1326 | 1567.2 | 1201.6
1327 | 1567.16 | 1200.8
1328 | 1567.117 | 1200.8
1329 | 1567.0843 | 1200.8
1330 | 1567.0843 | 1200.8
1331 | 1566.858 | 1200.721
1332 | 1566.4 | 1200.409
1333 | 1566.4 | 1200.369
1334 | 1566.318 | 1200.267
1335 | 1566.1442 | 1200.114
1336 | 1566.084 | 1200
1337 | 1566.0129 | 1199.593
1338 | 1565.6 | 1199.317
1339 | 1565.3264 | 1199.2
1340 | 1565.3264 | 1199.2
1341 | 1565.3264 | 1199.197
1342 | 1565.032 | 1198.816
1343 | 1564.8337 | 1198.162
1344 | 1564.8 | 1198.121
1345 | 1564.005 | 1198.039
1346 | 1564 | 1197.262
1347 | 1564 | 1196.8
1348 | 1563.935 | 1196.8
1349 | 1563.6281 | 1196.129
1350 | 1563.602 | 1196
1351 | 1563.4947 | 1196
1352 | 1563.398 | 1195.667
1353 | 1562.9559 | 1195.574
1354 | 1562.899 | 1195.574
1355 | 1562.6978 | 1195.511
1356 | 1562.4 | 1195.237
1357 | 1562.161 | 1195.2
1358 | 1561.9623 | 1194.954
1359 | 1561.8691 | 1194.599
1360 | 1561.823 | 1194.4
1361 | 1561.3107 | 1194.4
1362 | 1561.284 | 1193.6
1363 | 1561.218 | 1193.6
1364 | 1560.8 | 1193.214
1365 | 1560.4337 | 1192.811
1366 | 1560.409 | 1192.78
1367 | 1560.354 | 1192.017
1368 | 1560.347 | 1192
1369 | 1559.6016 | 1192
1370 | 1559.5597 | 1192
1371 | 1559.029 | 1191.587
1372 | 1559.024 | 1189.754
1373 | 1558.9445 | 1189.6
1374 | 1558.583 | 1189.6
1375 | 1558.4 | 1189.336
1376 | 1558.331 | 1189.044
1377 | 1558.054 | 1188.8
1378 | 1557.9659 | 1188.667
1379 | 1557.9215 | 1188
1380 | 1557.6541 | 1187.938
1381 | 1557.6 | 1187.865
1382 | 1557.6 | 1187.2
1383 | 1557.5416 | 1187.129
1384 | 1557.38 | 1186.394
1385 | 1557.2327 | 1186.373
1386 | 1557.127 | 1186.26
1387 | 1556.917 | 1184.973
1388 | 1556.8 | 1184.973
1389 | 1556.8 | 1184.831
1390 | 1556.628 | 1184.831
1391 | 1556.4 | 1184.831
1392 | 1556.2421 | 1184.8
1393 | 1556.164 | 1184.584
1394 | 1556.11 | 1184
1395 | 1556.0846 | 1184
1396 | 1556 | 1182.4
1397 | 1556 | 1181.981
1398 | 1555.5125 | 1181.981
1399 | 1555.4302 | 1181.6
1400 | 1555.276 | 1180.8
1401 | 1555.2 | 1180.51
1402 | 1555.098 | 1180.51
1403 | 1554.491 | 1180
1404 | 1554.4 | 1179.774
1405 | 1554.4 | 1179.725
1406 | 1554.3395 | 1179.2
1407 | 1554.326 | 1179.2
1408 | 1554.2017 | 1179.039
1409 | 1554.1529 | 1179.017
1410 | 1554.145 | 1178.997
1411 | 1554.022 | 1178.4
1412 | 1553.989 | 1177.816
1413 | 1553.979 | 1177.568
1414 | 1553.8764 | 1177.061
1415 | 1553.6 | 1176.84
1416 | 1553.6 | 1176.8
1417 | 1553.3917 | 1176.8
1418 | 1553.305 | 1175.892
1419 | 1553.0947 | 1175.712
1420 | 1552.9578 | 1175.352
1421 | 1552.301 | 1175.2
1422 | 1552.2695 | 1174.911
1423 | 1552.097 | 1174.613
1424 | 1551.8563 | 1173.954
1425 | 1551.5661 | 1173.816
1426 | 1551.507 | 1173.718
1427 | 1551.4233 | 1173.415
1428 | 1551.363 | 1172.8
1429 | 1551.2 | 1172.4
1430 | 1551.2 | 1172.039
1431 | 1551.141 | 1171.95
1432 | 1551.0702 | 1170.855
1433 | 1550.943 | 1170.709
1434 | 1550.847 | 1170.347
1435 | 1550.773 | 1169.6
1436 | 1550.7356 | 1169.6
1437 | 1550.416 | 1168.8
1438 | 1550.4 | 1168.8
1439 | 1550.4 | 1168
1440 | 1549.679 | 1168
1441 | 1549.6 | 1168
1442 | 1548.9698 | 1167.2
1443 | 1548.9034 | 1167.2
1444 | 1548.8 | 1166.4
1445 | 1548.8 | 1166.225
1446 | 1548.768 | 1165.874
1447 | 1548.5916 | 1165.874
1448 | 1548.0484 | 1165.6
1449 | 1548 | 1165.6
1450 | 1547.9905 | 1165.064
1451 | 1547.887 | 1164.328
1452 | 1547.5341 | 1163.2
1453 | 1547.522 | 1162.857
1454 | 1547.461 | 1162.4
1455 | 1547.415 | 1162.3
1456 | 1547.1005 | 1162.3
1457 | 1546.8023 | 1161.066
1458 | 1546.6392 | 1161.062
1459 | 1546.546 | 1160.8
1460 | 1546.5163 | 1160.412
1461 | 1546.4283 | 1159.2
1462 | 1546.4 | 1159.2
1463 | 1546.4 | 1158.444
1464 | 1546.4 | 1158.4
1465 | 1546.268 | 1158.277
1466 | 1546.2679 | 1158.277
1467 | 1546.263 | 1157.638
1468 | 1546.02 | 1157.626
1469 | 1545.6 | 1157.229
1470 | 1545.6 | 1156.896
1471 | 1545.343 | 1156
1472 | 1545.3275 | 1156
1473 | 1545.1075 | 1155.725
1474 | 1545.101 | 1155.502
1475 | 1544.9103 | 1155.2
1476 | 1544.8 | 1154.691
1477 | 1544.8 | 1153.6
1478 | 1544.713 | 1153.293
1479 | 1544.646 | 1152.976
1480 | 1544.619 | 1152.919
1481 | 1544.599 | 1152.8
1482 | 1544.327 | 1152.8
1483 | 1544.0628 | 1152
1484 | 1544.0628 | 1151.922
1485 | 1544 | 1151.824
1486 | 1543.7762 | 1150.645
1487 | 1543.6956 | 1150.4
1488 | 1543.6519 | 1149.86
1489 | 1543.534 | 1149.6
1490 | 1543.2 | 1149.6
1491 | 1542.9749 | 1149.6
1492 | 1542.9506 | 1148.228
1493 | 1542.7756 | 1148.147
1494 | 1542.7437 | 1148.147
1495 | 1542.4 | 1148
1496 | 1542.4 | 1147.917
1497 | 1542.4 | 1147.538
1498 | 1542.1992 | 1147.411
1499 | 1542.1261 | 1147.2
1500 | 1542.057 | 1146.4
1501 | 1541.713 | 1146.042
1502 | 1541.6 | 1145.6
1503 | 1541.5026 | 1145.6
1504 | 1540.824 | 1145.154
1505 | 1540.8 | 1144.8
1506 | 1540.8 | 1144.8
1507 | 1540.8 | 1144.463
1508 | 1540.681 | 1144.196
1509 | 1540.524 | 1142.985
1510 | 1540.0611 | 1142.4
1511 | 1540.045 | 1142.4
1512 | 1539.8915 | 1142.4
1513 | 1539.86 | 1141.6
1514 | 1539.824 | 1141.144
1515 | 1539.811 | 1141.01
1516 | 1539.509 | 1141.01
1517 | 1539.2 | 1140.8
1518 | 1539.2 | 1140.056
1519 | 1539.01 | 1140
1520 | 1538.833 | 1140
1521 | 1538.7348 | 1139.622
1522 | 1538.6406 | 1139.32
1523 | 1538.6163 | 1139.2
1524 | 1538.464 | 1138.247
1525 | 1538.4 | 1137.985
1526 | 1538.349 | 1137.956
1527 | 1538.188 | 1137.878
1528 | 1538.105 | 1137.6
1529 | 1537.608 | 1136.8
1530 | 1537.6 | 1136.175
1531 | 1537.6 | 1136.132
1532 | 1537.5607 | 1135.966
1533 | 1537.5301 | 1135.566
1534 | 1537.528 | 1135.386
1535 | 1537.3752 | 1135.2
1536 | 1537.263 | 1134.893
1537 | 1537.183 | 1134.769
1538 | 1537.052 | 1134.33
1539 | 1536.9168 | 1134.33
1540 | 1536.8077 | 1133.916
1541 | 1536.804 | 1133.412
1542 | 1536.8 | 1133.281
1543 | 1536.6216 | 1132.8
1544 | 1536.546 | 1132
1545 | 1536.423 | 1131.467
1546 | 1536.183 | 1131.34
1547 | 1536 | 1131.2
1548 | 1535.971 | 1131.2
1549 | 1535.8845 | 1131.2
1550 | 1535.856 | 1130.4
1551 | 1535.769 | 1129.779
1552 | 1535.5758 | 1129.306
1553 | 1535.5124 | 1128.8
1554 | 1535.2541 | 1128.8
1555 | 1535.2298 | 1128.605
1556 | 1534.8067 | 1128
1557 | 1534.4519 | 1128
1558 | 1534.4 | 1127.787
1559 | 1534.4 | 1127.552
1560 | 1534.4 | 1127.549
1561 | 1534.3568 | 1127.493
1562 | 1534.321 | 1127.2
1563 | 1534.229 | 1127.2
1564 | 1534.199 | 1126.97
1565 | 1534.0547 | 1126.505
1566 | 1533.6 | 1126.505
1567 | 1533.5207 | 1126.4
1568 | 1533.1581 | 1126.4
1569 | 1533.0237 | 1125.987
1570 | 1532.8 | 1125.815
1571 | 1532.8 | 1125.233
1572 | 1532.198 | 1124.23
1573 | 1532 | 1124
1574 | 1532 | 1123.875
1575 | 1532 | 1123.875
1576 | 1532 | 1123.163
1577 | 1531.3527 | 1122.676
1578 | 1531.346 | 1122.404
1579 | 1531.2 | 1122.4
1580 | 1531.2 | 1121.899
1581 | 1531.2 | 1121.6
1582 | 1531.013 | 1121.6
1583 | 1530.9776 | 1120.815
1584 | 1530.86 | 1120.8
1585 | 1530.718 | 1120.696
1586 | 1530.064 | 1120.197
1587 | 1529.9046 | 1120
1588 | 1529.712 | 1120
1589 | 1529.6 | 1120
1590 | 1529.6 | 1119.86
1591 | 1529.6 | 1119.832
1592 | 1529.6 | 1119.2
1593 | 1529.519 | 1118.886
1594 | 1528.8197 | 1118.58
1595 | 1528.819 | 1118.4
1596 | 1528.475 | 1118.4
1597 | 1528.3529 | 1118.302
1598 | 1528.29 | 1118.034
1599 | 1528.207 | 1117.6
1600 | 1528.0967 | 1117.527
1601 | 1528.006 | 1117.237
1602 | 1528 | 1116.8
1603 | 1527.881 | 1116.46
1604 | 1527.7062 | 1116.44
1605 | 1527.7062 | 1116.033
1606 | 1527.332 | 1115.644
1607 | 1527.327 | 1115.2
1608 | 1527.2199 | 1115.2
1609 | 1526.8884 | 1114.073
1610 | 1526.8884 | 1114.073
1611 | 1526.8378 | 1114.05
1612 | 1526.73 | 1113.795
1613 | 1526.413 | 1113.253
1614 | 1526.4 | 1113.066
1615 | 1526.4 | 1112.8
1616 | 1526.204 | 1112.001
1617 | 1526.041 | 1111.31
1618 | 1525.9328 | 1111.2
1619 | 1525.6 | 1111.2
1620 | 1525.6 | 1111.2
1621 | 1525.559 | 1109.6
1622 | 1525.4623 | 1109.6
1623 | 1525.3618 | 1109.306
1624 | 1525.3581 | 1109.074
1625 | 1525.044 | 1108.8
1626 | 1524.5 | 1108.459
1627 | 1524 | 1108.169
1628 | 1524 | 1108
1629 | 1524 | 1108
1630 | 1523.695 | 1107.816
1631 | 1523.623 | 1107.2
1632 | 1523.622 | 1106.878
1633 | 1523.5696 | 1106.524
1634 | 1522.957 | 1106.429
1635 | 1522.874 | 1106.4
1636 | 1522.828 | 1105.785
1637 | 1522.7988 | 1105.284
1638 | 1522.665 | 1104.806
1639 | 1522.428 | 1104.016
1640 | 1522.4 | 1104
1641 | 1522.3454 | 1103.486
1642 | 1522.0625 | 1103.433
1643 | 1521.983 | 1103.2
1644 | 1521.9814 | 1103.2
1645 | 1521.9814 | 1102.475
1646 | 1521.9772 | 1102.4
1647 | 1521.6 | 1101.641
1648 | 1521.6 | 1101.6
1649 | 1521.6 | 1101.6
1650 | 1521.1636 | 1100.259
1651 | 1520.8 | 1100
1652 | 1520.7915 | 1099.602
1653 | 1520.4757 | 1098.909
1654 | 1520.337 | 1098.878
1655 | 1520.142 | 1098.586
1656 | 1520.027 | 1097.396
1657 | 1519.8933 | 1097.137
1658 | 1519.876 | 1096.71
1659 | 1519.6659 | 1096.26
1660 | 1519.5135 | 1095.154
1661 | 1519.235 | 1095.029
1662 | 1519.2 | 1094.567
1663 | 1519.172 | 1094.529
1664 | 1519.101 | 1093.6
1665 | 1518.9141 | 1093.353
1666 | 1518.9095 | 1092.8
1667 | 1518.8139 | 1092.8
1668 | 1518.8139 | 1092.621
1669 | 1518.7101 | 1092
1670 | 1518.4 | 1092
1671 | 1518.4 | 1091.598
1672 | 1518.4 | 1090.635
1673 | 1517.919 | 1090.59
1674 | 1517.8449 | 1090.4
1675 | 1517.6 | 1089.267
1676 | 1517.6 | 1088.8
1677 | 1517.6 | 1088.8
1678 | 1517.3603 | 1088.8
1679 | 1517.328 | 1088.8
1680 | 1517.155 | 1088.8
1681 | 1517.038 | 1088.611
1682 | 1516.8 | 1088.57
1683 | 1516.8 | 1088.437
1684 | 1516.4783 | 1088.121
1685 | 1516.32 | 1088
1686 | 1516 | 1088
1687 | 1515.751 | 1087.902
1688 | 1515.3156 | 1087.2
1689 | 1515.2 | 1086.4
1690 | 1515.2 | 1086.377
1691 | 1515.2 | 1086.335
1692 | 1515.135 | 1085.755
1693 | 1514.83 | 1085.6
1694 | 1514.752 | 1084.892
1695 | 1514.737 | 1084.8
1696 | 1514.4 | 1084.374
1697 | 1514.4 | 1083.711
1698 | 1514.373 | 1083.308
1699 | 1514.242 | 1083.2
1700 | 1514.182 | 1082.558
1701 | 1513.8031 | 1082.4
1702 | 1513.6533 | 1082.352
1703 | 1513.4915 | 1081.377
1704 | 1513.4756 | 1080.8
1705 | 1513.323 | 1080.751
1706 | 1512.8 | 1080.58
1707 | 1512.8 | 1080
1708 | 1512.8 | 1078.987
1709 | 1512.8 | 1078.4
1710 | 1512.557 | 1078.154
1711 | 1512.4939 | 1077.6
1712 | 1512.119 | 1077.446
1713 | 1512.0147 | 1077.07
1714 | 1511.9217 | 1076.9
1715 | 1511.5332 | 1076.8
1716 | 1511.5071 | 1076.761
1717 | 1511.408 | 1076.571
1718 | 1511.2516 | 1076.153
1719 | 1510.972 | 1076.086
1720 | 1510.8356 | 1076.081
1721 | 1510.7833 | 1076.059
1722 | 1510.4219 | 1076
1723 | 1510.4 | 1076
1724 | 1510.4 | 1075.33
1725 | 1510.3678 | 1075.2
1726 | 1510.044 | 1074.595
1727 | 1509.998 | 1073.6
1728 | 1509.994 | 1073.6
1729 | 1509.8552 | 1073.6
1730 | 1509.6793 | 1073.537
1731 | 1509.6 | 1073.408
1732 | 1509.5909 | 1072.804
1733 | 1509.5909 | 1072.8
1734 | 1509.5259 | 1072.503
1735 | 1509.416 | 1071.815
1736 | 1509.3432 | 1071.653
1737 | 1509.312 | 1071.458
1738 | 1509.175 | 1071.251
1739 | 1509.1443 | 1070.77
1740 | 1508.8 | 1070.664
1741 | 1508.661 | 1070.4
1742 | 1508.577 | 1070.4
1743 | 1508.5094 | 1070.151
1744 | 1508.333 | 1069.6
1745 | 1508 | 1069.446
1746 | 1508 | 1069.424
1747 | 1508 | 1069.424
1748 | 1508 | 1069.224
1749 | 1507.763 | 1068.8
1750 | 1507.2 | 1068.711
1751 | 1507.155 | 1068.086
1752 | 1507.149 | 1067.24
1753 | 1506.995 | 1067.2
1754 | 1506.9156 | 1066.983
1755 | 1506.879 | 1065.784
1756 | 1506.7813 | 1065.6
1757 | 1506.4 | 1064.8
1758 | 1506.384 | 1064.134
1759 | 1506.159 | 1064
1760 | 1505.9819 | 1062.965
1761 | 1505.7062 | 1062.574
1762 | 1505.6 | 1062.227
1763 | 1505.134 | 1061.6
1764 | 1505.096 | 1061.519
1765 | 1504.309 | 1060.89
1766 | 1504 | 1060.264
1767 | 1504 | 1060.2
1768 | 1504 | 1059.927
1769 | 1504 | 1059.884
1770 | 1503.829 | 1058.818
1771 | 1503.6577 | 1057.6
1772 | 1503.542 | 1057.53
1773 | 1503.503 | 1057.413
1774 | 1503.303 | 1056.373
1775 | 1503.2 | 1056
1776 | 1503.2 | 1056
1777 | 1503.1713 | 1056
1778 | 1503.1713 | 1056
1779 | 1503.121 | 1055.859
1780 | 1502.9147 | 1055.365
1781 | 1502.4 | 1055.2
1782 | 1502.098 | 1055.099
1783 | 1502.036 | 1055.082
1784 | 1502.032 | 1054.736
1785 | 1501.8804 | 1054.4
1786 | 1501.8215 | 1053.6
1787 | 1501.802 | 1052.576
1788 | 1501.38 | 1052
1789 | 1501.2835 | 1051.892
1790 | 1500.8 | 1051.499
1791 | 1500.8 | 1051.2
1792 | 1500.5405 | 1050.911
1793 | 1500.2676 | 1050.899
1794 | 1500.0918 | 1050.433
1795 | 1500.064 | 1050.323
1796 | 1500 | 1050.323
1797 | 1500 | 1050.08
1798 | 1500 | 1049.699
1799 | 1499.82 | 1049.276
1800 | 1499.779 | 1049.216
1801 | 1499.733 | 1048.116
1802 | 1499.6906 | 1047.898
1803 | 1499.2 | 1047.767
1804 | 1499.0822 | 1047.755
1805 | 1498.899 | 1047.402
1806 | 1498.823 | 1047.046
1807 | 1498.7138 | 1046.4
1808 | 1498.4 | 1046.383
1809 | 1498.2644 | 1045.759
1810 | 1498.248 | 1045.174
1811 | 1497.729 | 1045.065
1812 | 1497.656 | 1044.393
1813 | 1497.6 | 1044
1814 | 1497.6 | 1044
1815 | 1497.6 | 1043.746
1816 | 1497.593 | 1043.525
1817 | 1497.353 | 1043.067
1818 | 1497.263 | 1042.32
1819 | 1497.0151 | 1041.496
1820 | 1496.8 | 1041.064
1821 | 1496.668 | 1040.8
1822 | 1496.6287 | 1040.571
1823 | 1496.27 | 1040.17
1824 | 1496.2674 | 1040.072
1825 | 1496 | 1040.025
1826 | 1495.9604 | 1040.025
1827 | 1495.2 | 1040.025
1828 | 1495.022 | 1040
1829 | 1494.969 | 1039.543
1830 | 1494.9623 | 1039.229
1831 | 1494.8291 | 1038.766
1832 | 1494.782 | 1038.554
1833 | 1494.729 | 1038.439
1834 | 1494.49 | 1038.098
1835 | 1494.4 | 1036.8
1836 | 1494.4 | 1036.8
1837 | 1494.4 | 1036.717
1838 | 1494.4 | 1036.705
1839 | 1494.4 | 1036.587
1840 | 1494.3067 | 1036.436
1841 | 1494.1654 | 1036.421
1842 | 1494.1654 | 1036.348
1843 | 1494.0026 | 1035.612
1844 | 1494.002 | 1035.541
1845 | 1493.8665 | 1035.472
1846 | 1493.831 | 1035.433
1847 | 1493.7656 | 1035.357
1848 | 1493.6 | 1035.335
1849 | 1493.6 | 1035.283
1850 | 1493.401 | 1034.551
1851 | 1493.3574 | 1034.4
1852 | 1493.2586 | 1034.027
1853 | 1493.2053 | 1033.429
1854 | 1493.196 | 1033.328
1855 | 1493.1455 | 1032.919
1856 | 1493.09 | 1032.8
1857 | 1493.0687 | 1031.403
1858 | 1493.053 | 1030.5
1859 | 1493.014 | 1030.112
1860 | 1492.8 | 1029.964
1861 | 1492.56 | 1029.917
1862 | 1492.5396 | 1029.119
1863 | 1492.397 | 1028.83
1864 | 1492.2516 | 1028.8
1865 | 1492.205 | 1028.257
1866 | 1492.134 | 1028
1867 | 1492 | 1028
1868 | 1492 | 1026.978
1869 | 1491.985 | 1026.406
1870 | 1491.966 | 1026.4
1871 | 1491.899 | 1026.4
1872 | 1491.7748 | 1026.377
1873 | 1491.7217 | 1025.232
1874 | 1491.7217 | 1024.005
1875 | 1491.7213 | 1024
1876 | 1491.7106 | 1023.343
1877 | 1491.6931 | 1023.228
1878 | 1491.5815 | 1022.875
1879 | 1491.3363 | 1022.212
1880 | 1491.287 | 1021.637
1881 | 1491.2 | 1020.8
1882 | 1490.9918 | 1020.536
1883 | 1490.9597 | 1020.311
1884 | 1490.5497 | 1020
1885 | 1490.4715 | 1020
1886 | 1490.436 | 1019.834
1887 | 1490.4 | 1019.449
1888 | 1490.4 | 1019.431
1889 | 1490.238 | 1018.88
1890 | 1490.1674 | 1018.695
1891 | 1490.1332 | 1018.198
1892 | 1489.7845 | 1017.931
1893 | 1489.6 | 1016.465
1894 | 1489.5089 | 1016.166
1895 | 1489.3905 | 1016.163
1896 | 1489.362 | 1016
1897 | 1489.1425 | 1016
1898 | 1489.129 | 1015.996
1899 | 1488.8 | 1014.4
1900 | 1488.8 | 1014.159
1901 | 1488.8 | 1013.904
1902 | 1488.8 | 1013.044
1903 | 1488.8 | 1012.811
1904 | 1488.8 | 1012.543
1905 | 1488.651 | 1012.312
1906 | 1488.6136 | 1012
1907 | 1488.5872 | 1010.939
1908 | 1488.4238 | 1010.871
1909 | 1488.288 | 1010.488
1910 | 1488.271 | 1010.476
1911 | 1488.1212 | 1010.4
1912 | 1488 | 1009.918
1913 | 1488 | 1009.71
1914 | 1488 | 1009.6
1915 | 1487.9546 | 1009.089
1916 | 1487.923 | 1008.399
1917 | 1487.855 | 1008.399
1918 | 1487.8366 | 1007.244
1919 | 1487.795 | 1007.236
1920 | 1487.5921 | 1007.057
1921 | 1487.386 | 1007.017
1922 | 1487.273 | 1006.448
1923 | 1486.7248 | 1006.4
1924 | 1486.483 | 1004.72
1925 | 1486.419 | 1004
1926 | 1486.3518 | 1003.985
1927 | 1486.331 | 1003.926
1928 | 1485.876 | 1003.866
1929 | 1485.795 | 1003.14
1930 | 1485.6 | 1001.043
1931 | 1485.5058 | 1001.043
1932 | 1485.5058 | 1001.043
1933 | 1485.364 | 1000.307
1934 | 1485.342 | 1000.11
1935 | 1484.496 | 998.6
1936 | 1484.2371 | 997.6
1937 | 1484.153 | 997.21
1938 | 1484 | 996.812
1939 | 1484 | 996.612
1940 | 1483.656 | 996.318
1941 | 1483.589 | 996
1942 | 1483.2 | 995.409
1943 | 1483.2 | 995.276
1944 | 1483.009 | 995.2
1945 | 1483.009 | 995.2
1946 | 1482.886 | 994.4
1947 | 1482.4 | 994.327
1948 | 1482.2121 | 993.832
1949 | 1482.151 | 993.688
1950 | 1482.0911 | 993.203
1951 | 1481.714 | 992
1952 | 1481.469 | 991.948
1953 | 1481.371 | 991.793
1954 | 1480.9778 | 991.373
1955 | 1480.8333 | 991.2
1956 | 1480.8 | 988.8
1957 | 1480.8 | 988.369
1958 | 1480.787 | 985.606
1959 | 1480.775 | 985.6
1960 | 1480.7011 | 985.118
1961 | 1480.6329 | 983.699
1962 | 1480.4755 | 982.843
1963 | 1480.0672 | 982.402
1964 | 1479.7011 | 982.4
1965 | 1479.6564 | 981.6
1966 | 1479.4543 | 981.075
1967 | 1479.406 | 979.794
1968 | 1479.2732 | 979.2
1969 | 1479.2 | 978.976
1970 | 1479.2 | 978.942
1971 | 1479.054 | 978.4
1972 | 1478.554 | 977.25
1973 | 1478.4 | 976.808
1974 | 1478.389 | 976.8
1975 | 1478.2277 | 976.141
1976 | 1478.101 | 976.035
1977 | 1477.914 | 975.936
1978 | 1477.846 | 975.57
1979 | 1477.6 | 974.689
1980 | 1477.6 | 974.573
1981 | 1477.577 | 974.555
1982 | 1476.9595 | 974.544
1983 | 1476.872 | 973.864
1984 | 1476.864 | 973.669
1985 | 1476.806 | 973.174
1986 | 1476.6339 | 972.357
1987 | 1476.616 | 972
1988 | 1476.183 | 971.584
1989 | 1476 | 970.886
1990 | 1476 | 970.4
1991 | 1475.707 | 968.978
1992 | 1475.6089 | 968.339
1993 | 1475.4056 | 968.285
1994 | 1475.2 | 967.56
1995 | 1475.2 | 967.383
1996 | 1475.2 | 967.209
1997 | 1475.0421 | 967.2
1998 | 1475.0401 | 966.957
1999 | 1474.906 | 966.511
2000 | 1474.877 | 966.267
2001 | 1474.584 | 966.216
2002 | 1474.4 | 965.984
2003 | 1474.147 | 964.931
2004 | 1473.9411 | 964.8
2005 | 1473.887 | 964.044
2006 | 1473.8341 | 963.724
2007 | 1473.5876 | 963.404
2008 | 1473.3059 | 963.2
2009 | 1473.083 | 963.05
2010 | 1472.9116 | 962.722
2011 | 1472.893 | 962.06
2012 | 1472.8 | 961.971
2013 | 1472.8 | 961.6
2014 | 1472.679 | 961.325
2015 | 1472.454 | 960.741
2016 | 1472.409 | 960
2017 | 1472 | 959.909
2018 | 1472 | 959.854
2019 | 1472 | 958.73
2020 | 1472 | 958.102
2021 | 1471.9558 | 957.6
2022 | 1471.92 | 957.6
2023 | 1471.9052 | 956.861
2024 | 1471.8526 | 956.474
2025 | 1471.8474 | 956.357
2026 | 1471.833 | 956.176
2027 | 1471.768 | 956.176
2028 | 1471.2 | 955.216
2029 | 1471.2 | 954.407
2030 | 1471.04 | 954.4
2031 | 1470.638 | 952.068
2032 | 1470.4 | 950.4
2033 | 1470.4 | 950.4
2034 | 1470.4 | 950.4
2035 | 1470.4 | 949.69
2036 | 1470.4 | 949.6
2037 | 1470.3045 | 949.6
2038 | 1470.149 | 949.6
2039 | 1470.106 | 948.642
2040 | 1469.7754 | 947.806
2041 | 1469.7754 | 946.917
2042 | 1469.6 | 946.473
2043 | 1469.6 | 945.906
2044 | 1469.4619 | 945.906
2045 | 1469.4619 | 945.879
2046 | 1469.4209 | 945.143
2047 | 1469.341 | 944.8
2048 | 1469.1901 | 943.98
2049 | 1468.8335 | 943.474
2050 | 1468.8 | 943.2
2051 | 1468.701 | 943.2
2052 | 1468.257 | 942.754
2053 | 1468.154 | 942.426
2054 | 1468.113 | 942.4
2055 | 1468.0047 | 942.4
2056 | 1468 | 942.4
2057 | 1467.4236 | 941.402
2058 | 1467.39 | 939.33
2059 | 1467.239 | 939.318
2060 | 1467.2 | 939.097
2061 | 1467.0712 | 938.497
2062 | 1466.806 | 938.235
2063 | 1466.4 | 937.788
2064 | 1466.4 | 937.6
2065 | 1466.4 | 936.987
2066 | 1466.4 | 936
2067 | 1466.369 | 935.434
2068 | 1466.2743 | 934.4
2069 | 1466.1104 | 934.11
2070 | 1466.0823 | 934.073
2071 | 1465.9979 | 933.6
2072 | 1465.832 | 933.361
2073 | 1465.729 | 933.103
2074 | 1465.6696 | 932.423
2075 | 1465.6 | 932
2076 | 1465.6 | 931.915
2077 | 1465.4775 | 931.814
2078 | 1465.448 | 931.042
2079 | 1464.8 | 930.892
2080 | 1464.7333 | 928.655
2081 | 1464.687 | 928.279
2082 | 1464.5285 | 927.582
2083 | 1464.5285 | 927.409
2084 | 1464.006 | 927.2
2085 | 1464 | 926.898
2086 | 1464 | 926.887
2087 | 1463.9441 | 926.601
2088 | 1463.8837 | 925.131
2089 | 1463.7515 | 924.966
2090 | 1463.702 | 924.57
2091 | 1463.659 | 924
2092 | 1463.2 | 923.274
2093 | 1463.2 | 923.2
2094 | 1463.2 | 923.2
2095 | 1463.195 | 923.003
2096 | 1462.838 | 923.003
2097 | 1462.819 | 922.225
2098 | 1462.4025 | 920.433
2099 | 1462.4 | 920.139
2100 | 1462.36 | 920
2101 | 1462.071 | 919.991
2102 | 1461.828 | 919.3
2103 | 1461.6 | 918.664
2104 | 1461.6 | 918.4
2105 | 1461.4939 | 916.646
2106 | 1461.4783 | 916.23
2107 | 1461.462 | 916.01
2108 | 1461.298 | 916
2109 | 1461.244 | 914.824
2110 | 1461.008 | 914.691
2111 | 1460.9439 | 914.343
2112 | 1460.8 | 914.334
2113 | 1460.8 | 913.85
2114 | 1460.6961 | 913.641
2115 | 1460.6438 | 913.491
2116 | 1460.39 | 912.045
2117 | 1460.1058 | 912
2118 | 1460 | 911.703
2119 | 1460 | 911.703
2120 | 1459.9884 | 911.668
2121 | 1459.8264 | 911.515
2122 | 1459.662 | 909.103
2123 | 1459.4151 | 908.453
2124 | 1459.2 | 907.559
2125 | 1459.2 | 906.9
2126 | 1459.2 | 906.4
2127 | 1459.2 | 906.4
2128 | 1459.2 | 906.161
2129 | 1459.2 | 905.259
2130 | 1459.2 | 904.964
2131 | 1459.1023 | 904.8
2132 | 1458.87 | 904.535
2133 | 1458.823 | 904
2134 | 1458.605 | 904
2135 | 1458.486 | 903.2
2136 | 1458.461 | 902.988
2137 | 1458.4473 | 902.483
2138 | 1458.4 | 901.986
2139 | 1458.4 | 900.704
2140 | 1458.3055 | 899.989
2141 | 1458.236 | 899.687
2142 | 1458.112 | 899.632
2143 | 1457.6 | 899.541
2144 | 1457.6 | 898.377
2145 | 1457.6 | 897.8
2146 | 1457.536 | 896.902
2147 | 1457.5078 | 896.587
2148 | 1457.42 | 896
2149 | 1457.305 | 895.126
2150 | 1457.0651 | 895.126
2151 | 1456.8 | 895.076
2152 | 1456.702 | 894.4
2153 | 1456.677 | 894.39
2154 | 1456.6718 | 893.479
2155 | 1456.647 | 892.8
2156 | 1456.594 | 892.566
2157 | 1456.5445 | 891.925
2158 | 1456.398 | 890.519
2159 | 1456.248 | 889.919
2160 | 1456.1419 | 888
2161 | 1456.088 | 887.777
2162 | 1456 | 885.619
2163 | 1455.9617 | 884.324
2164 | 1455.678 | 883.2
2165 | 1455.5941 | 882.669
2166 | 1455.515 | 882.624
2167 | 1455.5 | 880.8
2168 | 1455.483 | 880.622
2169 | 1455.323 | 880
2170 | 1454.847 | 879.661
2171 | 1454.836 | 879.212
2172 | 1454.312 | 878.4
2173 | 1454.101 | 878.062
2174 | 1453.973 | 877.993
2175 | 1453.859 | 877.6
2176 | 1453.632 | 876.8
2177 | 1453.6 | 876.8
2178 | 1453.6 | 876.8
2179 | 1453.6 | 876.577
2180 | 1453.2837 | 875.787
2181 | 1453.1366 | 874.771
2182 | 1453.0225 | 874.539
2183 | 1452.7272 | 873.907
2184 | 1452.682 | 873.801
2185 | 1452.636 | 873.615
2186 | 1452.169 | 873.497
2187 | 1451.9165 | 873.062
2188 | 1451.9165 | 872.168
2189 | 1451.8731 | 871.643
2190 | 1451.78 | 871.2
2191 | 1451.75 | 870.547
2192 | 1451.2 | 870.269
2193 | 1450.922 | 870.268
2194 | 1450.7679 | 868.905
2195 | 1450.765 | 867.992
2196 | 1450.762 | 865.875
2197 | 1450.739 | 864.844
2198 | 1450.6684 | 864.8
2199 | 1450.4455 | 863.864
2200 | 1450.0124 | 863.2
2201 | 1449.6 | 862.413
2202 | 1449.6 | 861.972
2203 | 1449.6 | 860.809
2204 | 1449.583 | 860.8
2205 | 1449.3753 | 860.592
2206 | 1449.081 | 860.508
2207 | 1448.9237 | 858.983
2208 | 1448.8 | 858.649
2209 | 1448.8 | 856
2210 | 1448.694 | 855.543
2211 | 1448.549 | 855.409
2212 | 1448.412 | 854.4
2213 | 1448.2039 | 853.024
2214 | 1448.199 | 851.525
2215 | 1448.14 | 851.2
2216 | 1447.9459 | 849.97
2217 | 1447.708 | 848.851
2218 | 1447.5589 | 848.79
2219 | 1447.547 | 848.447
2220 | 1447.357 | 848.16
2221 | 1447.2 | 848
2222 | 1447.2 | 845.417
2223 | 1447.2 | 843.548
2224 | 1446.565 | 843.2
2225 | 1446.5205 | 840.279
2226 | 1446.4 | 840
2227 | 1446.4 | 839.47
2228 | 1446.4 | 838.382
2229 | 1446.4 | 836.7
2230 | 1446.2015 | 836.46
2231 | 1446.081 | 836
2232 | 1445.9232 | 835.985
2233 | 1445.882 | 835.686
2234 | 1445.753 | 834.949
2235 | 1445.6 | 833.594
2236 | 1445.488 | 831.138
2237 | 1445.428 | 830.549
2238 | 1445.3682 | 830.097
2239 | 1445.2968 | 829.885
2240 | 1445.1054 | 829.6
2241 | 1444.8 | 829.373
2242 | 1444.8 | 828.613
2243 | 1444.5613 | 828.216
2244 | 1444 | 827.173
2245 | 1444 | 826.749
2246 | 1444 | 826.584
2247 | 1444 | 825.293
2248 | 1444 | 823.782
2249 | 1444 | 823.609
2250 | 1444 | 823.071
2251 | 1443.7099 | 820.532
2252 | 1443.6317 | 819.346
2253 | 1443.606 | 818.224
2254 | 1443.602 | 817.398
2255 | 1443.5696 | 817.334
2256 | 1443.5337 | 816.427
2257 | 1443.4841 | 816
2258 | 1443.3311 | 815.376
2259 | 1443.0903 | 815.374
2260 | 1443.0721 | 814.972
2261 | 1443.0422 | 813.626
2262 | 1442.884 | 813.601
2263 | 1442.5236 | 813.6
2264 | 1442.4 | 812.722
2265 | 1441.9686 | 812
2266 | 1441.807 | 811.932
2267 | 1441.6 | 810.002
2268 | 1441.5708 | 809.482
2269 | 1441.5264 | 809.324
2270 | 1441.2678 | 807.601
2271 | 1441.0183 | 806.865
2272 | 1440.8 | 806.13
2273 | 1440.8 | 804.647
2274 | 1440.8 | 804.381
2275 | 1440.7739 | 804.236
2276 | 1440.7666 | 804.146
2277 | 1440.758 | 803.735
2278 | 1440.601 | 803.276
2279 | 1440.062 | 802.291
2280 | 1440 | 800.503
2281 | 1440 | 799.541
2282 | 1439.8744 | 798.251
2283 | 1439.865 | 797.74
2284 | 1439.8057 | 796.667
2285 | 1439.505 | 795.525
2286 | 1439.2 | 795.363
2287 | 1439.1789 | 795.335
2288 | 1439.024 | 794.222
2289 | 1438.896 | 793.176
2290 | 1438.5628 | 792.431
2291 | 1438.3833 | 792
2292 | 1438.064 | 790.141
2293 | 1438.053 | 790.039
2294 | 1438.004 | 789.959
2295 | 1437.9908 | 787.877
2296 | 1437.913 | 787.645
2297 | 1437.6 | 785.694
2298 | 1437.172 | 784.8
2299 | 1436.8198 | 784.8
2300 | 1436.8 | 782.593
2301 | 1436.8 | 782.545
2302 | 1436.8 | 782.39
2303 | 1436.7719 | 782.234
2304 | 1436.7588 | 782.03
2305 | 1436.5587 | 781.42
2306 | 1436.5587 | 780.473
2307 | 1436.28 | 779.651
2308 | 1436.12 | 777.297
2309 | 1436.091 | 777.232
2310 | 1436 | 775.769
2311 | 1436 | 774.4
2312 | 1436 | 773.19
2313 | 1436 | 772.296
2314 | 1435.996 | 772.1
2315 | 1435.98 | 770.803
2316 | 1435.791 | 770.566
2317 | 1435.7711 | 770.497
2318 | 1435.638 | 769.6
2319 | 1435.4445 | 768
2320 | 1435.047 | 767.864
2321 | 1435.033 | 767.539
2322 | 1434.9975 | 767.061
2323 | 1434.587 | 766.019
2324 | 1434.4 | 762.515
2325 | 1434.4 | 762.414
2326 | 1434.3988 | 760
2327 | 1434.3111 | 759.792
2328 | 1434.2978 | 759.01
2329 | 1434.29 | 758.128
2330 | 1434.147 | 756.99
2331 | 1434.101 | 755.581
2332 | 1434.037 | 754.857
2333 | 1433.9206 | 754.829
2334 | 1433.6019 | 754.472
2335 | 1433.6 | 753.088
2336 | 1433.6 | 752.8
2337 | 1433.6 | 752.73
2338 | 1433.6 | 752.623
2339 | 1433.6 | 752.155
2340 | 1433.3713 | 751.311
2341 | 1433.37 | 751.064
2342 | 1433.2991 | 750.974
2343 | 1432.8 | 750.808
2344 | 1432.8 | 750.23
2345 | 1432.8 | 749.596
2346 | 1432.8 | 745.374
2347 | 1432.0201 | 745.043
2348 | 1432.0081 | 744.64
2349 | 1432 | 743.176
2350 | 1431.852 | 742.824
2351 | 1431.814 | 741.772
2352 | 1431.431 | 741.6
2353 | 1431.3986 | 740.846
2354 | 1431.2113 | 739.639
2355 | 1431.2023 | 739.318
2356 | 1431.2023 | 739.179
2357 | 1431.2 | 739.032
2358 | 1431.2 | 738.4
2359 | 1431.18 | 738.091
2360 | 1431.156 | 736.69
2361 | 1430.954 | 734.4
2362 | 1430.445 | 733.992
2363 | 1430.4144 | 733.593
2364 | 1430.4064 | 731.04
2365 | 1430.4 | 730.797
2366 | 1430.4 | 730.618
2367 | 1430.203 | 728.8
2368 | 1430.0072 | 728.241
2369 | 1429.627 | 727.751
2370 | 1429.6 | 727.326
2371 | 1429.6 | 727.2
2372 | 1429.6 | 726.785
2373 | 1429.5663 | 725.6
2374 | 1429.4651 | 723.2
2375 | 1429.4511 | 721.893
2376 | 1429.443 | 721.6
2377 | 1429.3409 | 720.8
2378 | 1429.183 | 719.928
2379 | 1429.0673 | 718.42
2380 | 1428.8 | 717.6
2381 | 1428.7283 | 717.553
2382 | 1428.5228 | 716.983
2383 | 1428.3799 | 716.419
2384 | 1428.0237 | 716.239
2385 | 1428.0124 | 714.686
2386 | 1428 | 713.344
2387 | 1428 | 713.342
2388 | 1428 | 712.237
2389 | 1428 | 711.983
2390 | 1428 | 711.394
2391 | 1427.931 | 711.32
2392 | 1427.898 | 710.593
2393 | 1427.7269 | 710.467
2394 | 1427.338 | 708.287
2395 | 1427.2354 | 708.171
2396 | 1427.2 | 707.229
2397 | 1427.2 | 706.579
2398 | 1427.1132 | 706.099
2399 | 1426.651 | 705.444
2400 | 1426.3624 | 705.199
2401 | 1426.323 | 704.377
2402 | 1426.2953 | 704.339
2403 | 1426.2825 | 704.298
2404 | 1426.2447 | 704
2405 | 1425.846 | 703.129
2406 | 1425.732 | 702.868
2407 | 1425.6 | 702.856
2408 | 1425.6 | 700.8
2409 | 1425.4775 | 700.377
2410 | 1425.4723 | 699.54
2411 | 1425.388 | 699.52
2412 | 1425.043 | 698.649
2413 | 1424.9425 | 696.147
2414 | 1424.881 | 695.759
2415 | 1424.8 | 695.137
2416 | 1424.8 | 694.747
2417 | 1424.8 | 694.701
2418 | 1424.6399 | 693.549
2419 | 1424.522 | 692.702
2420 | 1424.1277 | 691.161
2421 | 1424.117 | 690.456
2422 | 1424 | 690.356
2423 | 1424 | 689.235
2424 | 1423.9667 | 688.563
2425 | 1423.8829 | 687.725
2426 | 1423.8418 | 687.034
2427 | 1423.6773 | 687.023
2428 | 1423.45 | 686.87
2429 | 1423.39 | 685.147
2430 | 1423.3507 | 684.201
2431 | 1423.2 | 683.939
2432 | 1423.2 | 683.302
2433 | 1423.2 | 680.187
2434 | 1423.2 | 678.22
2435 | 1422.7357 | 677.6
2436 | 1422.6934 | 675.207
2437 | 1422.593 | 674.913
2438 | 1422.494 | 674.284
2439 | 1422.415 | 672.739
2440 | 1422.4 | 671.932
2441 | 1422.4 | 671.438
2442 | 1422.4 | 670.675
2443 | 1421.989 | 670.364
2444 | 1421.8944 | 668.588
2445 | 1421.717 | 668.58
2446 | 1421.665 | 665.664
2447 | 1421.6486 | 664.218
2448 | 1421.6 | 664.168
2449 | 1421.6 | 663.439
2450 | 1421.6 | 661.848
2451 | 1421.245 | 660.546
2452 | 1421.187 | 656.8
2453 | 1421.0247 | 655.592
2454 | 1421.0199 | 652.962
2455 | 1421.0199 | 652.578
2456 | 1420.868 | 652.379
2457 | 1420.8 | 648.769
2458 | 1420.6499 | 648.403
2459 | 1420.356 | 647.874
2460 | 1420.243 | 645.045
2461 | 1420.2091 | 644.11
2462 | 1420.1043 | 640.776
2463 | 1420.083 | 638.034
2464 | 1420 | 637.29
2465 | 1420 | 635.247
2466 | 1419.829 | 635.2
2467 | 1419.609 | 632.866
2468 | 1419.53 | 631.659
2469 | 1419.4661 | 631.56
2470 | 1419.2 | 631.524
2471 | 1419.024 | 629.512
2472 | 1419.01 | 627.833
2473 | 1418.787 | 627.241
2474 | 1418.6891 | 626.431
2475 | 1418.6527 | 625.614
2476 | 1418.5776 | 624.492
2477 | 1418.435 | 623.986
2478 | 1418.4 | 623.065
2479 | 1418.0826 | 622.884
2480 | 1418.0826 | 622.306
2481 | 1417.9132 | 620.647
2482 | 1417.6642 | 619.162
2483 | 1417.562 | 615.92
2484 | 1417.3471 | 615.873
2485 | 1417.335 | 615.826
2486 | 1417.2992 | 615.711
2487 | 1417.2834 | 615.471
2488 | 1417.1352 | 615.107
2489 | 1417.1352 | 614.874
2490 | 1416.8 | 614.119
2491 | 1416.8 | 613.186
2492 | 1416.8 | 611.198
2493 | 1416.8 | 610.866
2494 | 1416.4814 | 610.306
2495 | 1416.4175 | 609.485
2496 | 1416.264 | 607.802
2497 | 1416.215 | 606.495
2498 | 1416.2125 | 606.012
2499 | 1416.1869 | 602.4
2500 | 1416 | 602.276
2501 | 1416 | 600.652
2502 | 1416 | 600.383
2503 | 1415.902 | 600.177
2504 | 1415.791 | 596.685
2505 | 1415.659 | 594.4
2506 | 1415.654 | 593.745
2507 | 1415.472 | 593.597
2508 | 1415.4066 | 592.8
2509 | 1415.3466 | 592.561
2510 | 1415.2 | 591.363
2511 | 1415.2 | 586.058
2512 | 1414.8457 | 584.303
2513 | 1414.8044 | 582.82
2514 | 1414.8031 | 580.95
2515 | 1414.7093 | 580.8
2516 | 1414.405 | 579.563
2517 | 1414.4 | 579.095
2518 | 1414.4 | 579.069
2519 | 1414.4 | 577.869
2520 | 1414.2487 | 576.797
2521 | 1414.2467 | 574.556
2522 | 1413.981 | 573.664
2523 | 1413.61 | 571.93
2524 | 1413.6 | 571.228
2525 | 1413.2101 | 570.2
2526 | 1413.067 | 567.836
2527 | 1412.9376 | 566.899
2528 | 1412.897 | 566.423
2529 | 1412.8828 | 562.852
2530 | 1412.8 | 562.363
2531 | 1412.8 | 561.982
2532 | 1412.702 | 558.281
2533 | 1412 | 556.248
2534 | 1412 | 555.997
2535 | 1411.917 | 555.726
2536 | 1411.614 | 555.071
2537 | 1411.611 | 554.677
2538 | 1411.5744 | 553.703
2539 | 1411.5744 | 551.494
2540 | 1411.5744 | 551.073
2541 | 1411.2891 | 550.376
2542 | 1411.2 | 550.274
2543 | 1411.2 | 546.955
2544 | 1411.199 | 546.849
2545 | 1411.0786 | 546.122
2546 | 1411.0387 | 545.951
2547 | 1410.943 | 545.256
2548 | 1410.7274 | 545.075
2549 | 1410.682 | 539.593
2550 | 1410.488 | 539.201
2551 | 1410.4 | 538.867
2552 | 1410.3765 | 536.67
2553 | 1410.31 | 534.69
2554 | 1410.099 | 533.345
2555 | 1409.846 | 532.378
2556 | 1409.776 | 530.963
2557 | 1409.71 | 526.812
2558 | 1409.6953 | 526.532
2559 | 1409.602 | 526.4
2560 | 1409.6 | 524.876
2561 | 1409.584 | 524.352
2562 | 1409.4378 | 524.194
2563 | 1409.196 | 520.425
2564 | 1409.122 | 520.021
2565 | 1408.9952 | 519.803
2566 | 1408.8984 | 516.868
2567 | 1408.803 | 515.826
2568 | 1408.8 | 515.304
2569 | 1408.8 | 515.172
2570 | 1408.8 | 513.698
2571 | 1408.691 | 512.779
2572 | 1408.5208 | 512.671
2573 | 1408.483 | 511.992
2574 | 1408.437 | 510.926
2575 | 1408.436 | 508.885
2576 | 1408.139 | 508.404
2577 | 1408.1145 | 505.69
2578 | 1408.1115 | 505.6
2579 | 1408.003 | 504.373
2580 | 1408 | 504
2581 | 1408 | 502.613
2582 | 1408 | 502.04
2583 | 1408 | 501.6
2584 | 1408 | 499.197
2585 | 1408 | 498.4
2586 | 1408 | 498.4
2587 | 1407.813 | 498.4
2588 | 1407.738 | 496.57
2589 | 1407.71 | 496.461
2590 | 1407.4852 | 496.461
2591 | 1407.3079 | 496.461
2592 | 1407.2 | 495.776
2593 | 1407.2 | 495.605
2594 | 1407.2 | 494.492
2595 | 1407.035 | 493.623
2596 | 1407.007 | 490.27
2597 | 1406.8437 | 490.151
2598 | 1406.6674 | 489.431
2599 | 1406.455 | 488.299
2600 | 1405.725 | 487.812
2601 | 1405.7108 | 487.2
2602 | 1405.7098 | 486.248
2603 | 1405.6574 | 485.6
2604 | 1405.6336 | 485.305
2605 | 1405.6 | 484.8
2606 | 1405.495 | 483.711
2607 | 1405.356 | 482.52
2608 | 1404.929 | 481.792
2609 | 1404.902 | 481.579
2610 | 1404.8432 | 480.8
2611 | 1404.829 | 480.693
2612 | 1404.8 | 480.577
2613 | 1404.8 | 480.101
2614 | 1404.7042 | 479.248
2615 | 1404.3944 | 478.93
2616 | 1404.339 | 477.957
2617 | 1404.316 | 477.6
2618 | 1404.2924 | 477.05
2619 | 1404.2291 | 476.738
2620 | 1403.753 | 475.742
2621 | 1403.535 | 475.084
2622 | 1403.2 | 473.365
2623 | 1403.2 | 472.605
2624 | 1403.197 | 470.932
2625 | 1403.1504 | 470.164
2626 | 1403.041 | 467.2
2627 | 1402.9586 | 466.827
2628 | 1402.9448 | 465.383
2629 | 1402.913 | 455.811
2630 | 1402.659 | 452.842
2631 | 1402.5233 | 452.362
2632 | 1402.5233 | 452.34
2633 | 1402.4 | 450.4
2634 | 1402.4 | 449.235
2635 | 1402.3734 | 448.772
2636 | 1402.2623 | 448.648
2637 | 1401.9869 | 446.773
2638 | 1401.945 | 445.886
2639 | 1401.7604 | 445.048
2640 | 1401.7369 | 444.789
2641 | 1401.676 | 443.927
2642 | 1401.6253 | 442.969
2643 | 1401.399 | 442.79
2644 | 1401.019 | 441.717
2645 | 1400.986 | 440.81
2646 | 1400.8 | 438.78
2647 | 1400.8 | 438.588
2648 | 1400.707 | 436.459
2649 | 1400.2571 | 436.211
2650 | 1400.201 | 434.876
2651 | 1400.192 | 434.24
2652 | 1400.1248 | 434.105
2653 | 1400.0426 | 433.45
2654 | 1400 | 432.507
2655 | 1400 | 431.2
2656 | 1400 | 431.083
2657 | 1399.92 | 430.125
2658 | 1399.808 | 426.129
2659 | 1399.7203 | 426.089
2660 | 1399.4642 | 421.6
2661 | 1399.3357 | 421.473
2662 | 1399.3069 | 421.282
2663 | 1398.5489 | 419.96
2664 | 1398.4887 | 419.197
2665 | 1398.4 | 417.041
2666 | 1398.4 | 416.8
2667 | 1398.4 | 416.088
2668 | 1398.4 | 412.832
2669 | 1398.008 | 412.334
2670 | 1397.6 | 412.163
2671 | 1397.6 | 411.828
2672 | 1397.6 | 410.581
2673 | 1397.5799 | 410.4
2674 | 1397.4561 | 409.251
2675 | 1397.369 | 408.804
2676 | 1396.8 | 406.461
2677 | 1396.8 | 405.675
2678 | 1396.8 | 404.391
2679 | 1396.8 | 403.19
2680 | 1396.75 | 402.382
2681 | 1396.2434 | 401.188
2682 | 1396.16 | 400.609
2683 | 1396 | 400.405
2684 | 1396 | 399.101
2685 | 1396 | 397.75
2686 | 1395.96 | 397.6
2687 | 1395.618 | 394.4
2688 | 1395.5694 | 392.558
2689 | 1395.4795 | 390.923
2690 | 1395.381 | 390.4
2691 | 1395.2815 | 390.105
2692 | 1395.2 | 389.82
2693 | 1395.2 | 388.469
2694 | 1395.2 | 387.639
2695 | 1395.182 | 387.329
2696 | 1395.164 | 387.2
2697 | 1395.108 | 386.834
2698 | 1394.876 | 385.678
2699 | 1394.604 | 384.022
2700 | 1394.5459 | 384
2701 | 1394.5459 | 383.484
2702 | 1394.4908 | 382.4
2703 | 1394.4 | 382.4
2704 | 1394.4 | 381.6
2705 | 1394.4 | 380
2706 | 1394.4 | 378.4
2707 | 1394.3683 | 378.4
2708 | 1394.3631 | 377.648
2709 | 1394.271 | 377.3
2710 | 1394.1765 | 376.928
2711 | 1394.158 | 376.797
2712 | 1394.069 | 375.384
2713 | 1393.933 | 374.976
2714 | 1393.785 | 371.396
2715 | 1393.734 | 371.376
2716 | 1393.713 | 369.659
2717 | 1393.6 | 369.6
2718 | 1393.0749 | 368.533
2719 | 1393.0749 | 368.346
2720 | 1393.065 | 368.162
2721 | 1392.8 | 368.135
2722 | 1392.8 | 367.357
2723 | 1392.7643 | 367.2
2724 | 1392.7643 | 366.373
2725 | 1392.659 | 365.57
2726 | 1392.639 | 363.73
2727 | 1392.377 | 362.431
2728 | 1392.1637 | 362.299
2729 | 1392.1637 | 361.6
2730 | 1392.0499 | 360.301
2731 | 1392 | 358.637
2732 | 1392 | 357.6
2733 | 1392 | 355.301
2734 | 1392 | 355.273
2735 | 1392 | 354.4
2736 | 1391.9465 | 354.4
2737 | 1391.9465 | 354.153
2738 | 1391.9206 | 353.699
2739 | 1391.7281 | 352.86
2740 | 1391.679 | 349.099
2741 | 1391.4963 | 348.462
2742 | 1391.3668 | 347.037
2743 | 1391.3668 | 345.508
2744 | 1391.3492 | 345.096
2745 | 1391.303 | 344.559
2746 | 1391.249 | 344.184
2747 | 1390.4 | 343.92
2748 | 1390.1667 | 343.453
2749 | 1389.6814 | 342.4
2750 | 1389.6 | 342.152
2751 | 1389.6 | 341.068
2752 | 1389.518 | 338.755
2753 | 1389.4705 | 336.872
2754 | 1388.914 | 334.996
2755 | 1388.834 | 334.708
2756 | 1388.8 | 332.855
2757 | 1388.8 | 330.878
2758 | 1388.6752 | 330.739
2759 | 1388.6465 | 328.436
2760 | 1388.3885 | 326.94
2761 | 1388.3388 | 325.693
2762 | 1388 | 325.179
2763 | 1388 | 324.268
2764 | 1388 | 320.301
2765 | 1387.7571 | 318.276
2766 | 1387.754 | 318.254
2767 | 1387.724 | 317.911
2768 | 1387.644 | 316.797
2769 | 1387.3227 | 315.312
2770 | 1387.202 | 315.188
2771 | 1387.2 | 313.734
2772 | 1386.8347 | 313.337
2773 | 1386.8347 | 311.339
2774 | 1386.8347 | 311.013
2775 | 1386.66 | 310.359
2776 | 1386.5855 | 308.8
2777 | 1386.4 | 308.172
2778 | 1386.4 | 307.701
2779 | 1386.4 | 307.599
2780 | 1386.4 | 306.846
2781 | 1386.2658 | 305.6
2782 | 1386.1353 | 304.411
2783 | 1386.057 | 304.233
2784 | 1385.6 | 304.068
2785 | 1385.6 | 303.97
2786 | 1385.46 | 303.585
2787 | 1385.337 | 301.329
2788 | 1384.9171 | 300.571
2789 | 1384.8 | 300.125
2790 | 1384.8 | 297.779
2791 | 1384.8 | 296.716
2792 | 1384.773 | 294.674
2793 | 1384.7712 | 293.63
2794 | 1384.7626 | 292.683
2795 | 1384.49 | 292.335
2796 | 1384.2118 | 288.783
2797 | 1384.1314 | 288.614
2798 | 1384.068 | 285.831
2799 | 1384.0595 | 285.739
2800 | 1384 | 284.8
2801 | 1384 | 283.692
2802 | 1384 | 283.193
2803 | 1383.5979 | 282.725
2804 | 1383.572 | 280.8
2805 | 1383.4399 | 280.263
2806 | 1383.414 | 279.708
2807 | 1383.408 | 279.643
2808 | 1383.398 | 279.509
2809 | 1383.033 | 277.398
2810 | 1382.822 | 277.224
2811 | 1382.7776 | 272.971
2812 | 1382.406 | 270.259
2813 | 1382.4 | 269.435
2814 | 1382.4 | 267.846
2815 | 1382.264 | 267.566
2816 | 1382.173 | 262.168
2817 | 1382.135 | 261.597
2818 | 1381.943 | 260.345
2819 | 1381.8306 | 260.275
2820 | 1381.741 | 260.066
2821 | 1381.6 | 259.473
2822 | 1381.6 | 259.197
2823 | 1381.448 | 257.495
2824 | 1380.964 | 257.214
2825 | 1380.935 | 256.005
2826 | 1380.8 | 255.363
2827 | 1380.8 | 255.278
2828 | 1380.8 | 251.326
2829 | 1380.768 | 249.816
2830 | 1380.6823 | 248.936
2831 | 1380.4794 | 248.226
2832 | 1380.393 | 246.512
2833 | 1380.315 | 244.114
2834 | 1380.276 | 243.533
2835 | 1380.2104 | 240.346
2836 | 1380 | 239.476
2837 | 1380 | 237.309
2838 | 1379.9864 | 237.176
2839 | 1379.821 | 237.1
2840 | 1379.816 | 234.4
2841 | 1379.6333 | 233.488
2842 | 1379.589 | 231.197
2843 | 1379.4135 | 230.4
2844 | 1379.2 | 230.387
2845 | 1379.1589 | 228.92
2846 | 1379.1 | 227.932
2847 | 1379.0653 | 226.609
2848 | 1378.996 | 223.758
2849 | 1378.71 | 223.332
2850 | 1378.6088 | 223.2
2851 | 1378.581 | 222.332
2852 | 1378.4 | 221.188
2853 | 1378.4 | 220.778
2854 | 1378.1088 | 219.977
2855 | 1378.0269 | 218.813
2856 | 1377.861 | 218.311
2857 | 1377.713 | 216.502
2858 | 1377.6534 | 216.167
2859 | 1377.629 | 214.753
2860 | 1377.6 | 211.222
2861 | 1377.6 | 210.671
2862 | 1377.594 | 210.52
2863 | 1377.5454 | 210.246
2864 | 1377.423 | 209.928
2865 | 1377.2255 | 208.727
2866 | 1376.8 | 207.75
2867 | 1376.8 | 207.197
2868 | 1376.8 | 207.197
2869 | 1376.8 | 206.352
2870 | 1376.6976 | 205.045
2871 | 1376.542 | 203.997
2872 | 1376.532 | 203.973
2873 | 1376.376 | 202.397
2874 | 1376.3664 | 202.356
2875 | 1376.1579 | 202.282
2876 | 1376 | 201.123
2877 | 1376 | 200.161
2878 | 1376 | 197.583
2879 | 1375.817 | 196.218
2880 | 1375.5899 | 195.203
2881 | 1375.523 | 190.945
2882 | 1375.3968 | 188.059
2883 | 1375.315 | 186.465
2884 | 1375.2 | 183.151
2885 | 1375.2 | 181.636
2886 | 1375.182 | 180.922
2887 | 1375.012 | 180.498
2888 | 1374.738 | 179.648
2889 | 1374.694 | 178.625
2890 | 1374.539 | 178.117
2891 | 1374.5232 | 176.4
2892 | 1374.39 | 176.129
2893 | 1374.2539 | 173.6
2894 | 1373.6 | 172.169
2895 | 1373.6 | 171.2
2896 | 1373.544 | 169.923
2897 | 1373.2187 | 169.898
2898 | 1373.1364 | 168.875
2899 | 1372.937 | 168.089
2900 | 1372.877 | 166.913
2901 | 1372.872 | 166.789
2902 | 1372.8 | 163.82
2903 | 1372.8 | 160.173
2904 | 1372.623 | 158.806
2905 | 1372.3889 | 157.517
2906 | 1372.3889 | 157.401
2907 | 1372.3541 | 156.196
2908 | 1372.328 | 156.165
2909 | 1372.2356 | 155.197
2910 | 1372 | 154.961
2911 | 1371.9495 | 154.452
2912 | 1371.928 | 153.752
2913 | 1371.782 | 153.398
2914 | 1371.7788 | 152.316
2915 | 1371.731 | 151.831
2916 | 1371.4446 | 149.936
2917 | 1371.414 | 144.789
2918 | 1371.2114 | 142.436
2919 | 1371.2 | 141.07
2920 | 1371.137 | 139.183
2921 | 1371.0223 | 138.473
2922 | 1370.921 | 138.019
2923 | 1370.3069 | 137.347
2924 | 1370.109 | 133.819
2925 | 1369.8509 | 131.876
2926 | 1369.757 | 129.782
2927 | 1369.6 | 129.597
2928 | 1369.6 | 127.997
2929 | 1369.6 | 127.2
2930 | 1369.5383 | 126.4
2931 | 1368.8 | 125.807
2932 | 1368.8 | 125.219
2933 | 1368.8 | 124.8
2934 | 1368.8 | 124.73
2935 | 1368.6657 | 123.997
2936 | 1368.5727 | 123.889
2937 | 1368.5009 | 123.533
2938 | 1368.496 | 123.249
2939 | 1368.332 | 123.183
2940 | 1368.2571 | 122.756
2941 | 1368.2013 | 121.202
2942 | 1368.022 | 120.698
2943 | 1368 | 120
2944 | 1368 | 119.997
2945 | 1367.8348 | 119.997
2946 | 1367.5967 | 119.419
2947 | 1367.56 | 119.403
2948 | 1367.4141 | 118.926
2949 | 1367.4116 | 118.4
2950 | 1367.312 | 118.397
2951 | 1367.211 | 117.597
2952 | 1367.2 | 116.95
2953 | 1367.2 | 116.8
2954 | 1367.166 | 116.541
2955 | 1367.1296 | 116.132
2956 | 1366.848 | 116
2957 | 1366.6633 | 115.885
2958 | 1366.655 | 115.167
2959 | 1366.6343 | 114.987
2960 | 1366.6343 | 114.503
2961 | 1366.4 | 114.4
2962 | 1366.4 | 114.4
2963 | 1366.4 | 113.678
2964 | 1366.0648 | 113.6
2965 | 1366.055 | 112.861
2966 | 1365.6 | 112.861
2967 | 1365.6 | 112.656
2968 | 1365.6 | 112.56
2969 | 1365.5684 | 111.2
2970 | 1365.4821 | 111.186
2971 | 1365.2484 | 110.951
2972 | 1365.124 | 110.4
2973 | 1365.056 | 110.4
2974 | 1365.0331 | 110.4
2975 | 1364.9581 | 110.4
2976 | 1364.8 | 110.4
2977 | 1364.8 | 109.6
2978 | 1364.8 | 109.133
2979 | 1364.7797 | 109.064
2980 | 1364.7042 | 109.059
2981 | 1364.2726 | 108.377
2982 | 1364.1007 | 108
2983 | 1364 | 107.217
2984 | 1364 | 107.217
2985 | 1363.969 | 107.217
2986 | 1363.817 | 107.2
2987 | 1363.693 | 107.136
2988 | 1363.6541 | 106.548
2989 | 1363.4758 | 106.4
2990 | 1363.3224 | 105.986
2991 | 1363.3224 | 105.5
2992 | 1363.2866 | 105.189
2993 | 1363.2 | 105.189
2994 | 1362.6896 | 105.179
2995 | 1362.6789 | 104.887
2996 | 1362.5046 | 104.887
2997 | 1362.4 | 104.8
2998 | 1362.4 | 104.8
2999 | 1362.4 | 104.11
3000 | 1362.4 | 103.864
3001 | 1362.4 | 103.333
3002 | 1362.378 | 102.885
3003 | 1362.282 | 102.229
3004 | 1362.2406 | 101.779
3005 | 1361.861 | 101.779
3006 | 1361.769 | 101.6
3007 | 1361.6 | 101.271
3008 | 1361.6 | 101.205
3009 | 1361.6 | 101.002
3010 | 1361.6 | 100.797
3011 | 1361.5313 | 100.794
3012 | 1361.5307 | 100.766
3013 | 1361.436 | 100.593
3014 | 1361.4245 | 100.077
3015 | 1361.338 | 100
3016 | 1361.338 | 99.775
3017 | 1361.037 | 99.536
3018 | 1361.032 | 99.448
3019 | 1361.0005 | 99.207
3020 | 1360.959 | 98.957
3021 | 1360.953 | 98.95
3022 | 1360.939 | 98.866
3023 | 1360.8689 | 98.791
3024 | 1360.865 | 98.671
3025 | 1360.8 | 98.506
3026 | 1360.8 | 98.4
3027 | 1360.8 | 97.322
3028 | 1360.7414 | 96.8
3029 | 1360.73 | 96.713
3030 | 1360.6473 | 96.504
3031 | 1360.505 | 96.427
3032 | 1360.451 | 95.2
3033 | 1359.178 | 94.83
3034 | 1359.024 | 94.184
3035 | 1358.4 | 94.033
3036 | 1358.4 | 93.761
3037 | 1358.4 | 93.419
3038 | 1358.4 | 93.369
3039 | 1358.284 | 92.399
3040 | 1358.0879 | 92
3041 | 1358.071 | 92
3042 | 1357.844 | 91.642
3043 | 1357.8284 | 91.642
3044 | 1357.739 | 91.2
3045 | 1357.6 | 90.455
3046 | 1357.6 | 90.113
3047 | 1357.1939 | 89.744
3048 | 1357.1007 | 89.6
3049 | 1357.0867 | 89.024
3050 | 1357.077 | 88.8
3051 | 1356.959 | 88.262
3052 | 1356.8 | 88
3053 | 1356.8 | 88
3054 | 1356.8 | 87.847
3055 | 1356.489 | 87.658
3056 | 1356.354 | 87.658
3057 | 1356.3038 | 87.2
3058 | 1356.1404 | 86.666
3059 | 1356.1138 | 86.184
3060 | 1356 | 86.027
3061 | 1356 | 85.749
3062 | 1356 | 85.616
3063 | 1356 | 85.6
3064 | 1355.7571 | 85.6
3065 | 1355.743 | 85.6
3066 | 1355.7183 | 85.217
3067 | 1355.6593 | 84.8
3068 | 1355.634 | 84.797
3069 | 1355.5716 | 84.585
3070 | 1355.5069 | 84.47
3071 | 1355.5069 | 84.283
3072 | 1355.422 | 84
3073 | 1355.3308 | 83.849
3074 | 1355.19 | 83.748
3075 | 1355.1441 | 82.378
3076 | 1355.1218 | 82.378
3077 | 1354.983 | 82.378
3078 | 1354.9802 | 82.378
3079 | 1354.9627 | 81.643
3080 | 1354.9452 | 81.6
3081 | 1354.534 | 81.144
3082 | 1354.4 | 80.293
3083 | 1354.304 | 78.701
3084 | 1354.15 | 77.164
3085 | 1354.034 | 74.916
3086 | 1353.885 | 72.924
3087 | 1353.651 | 70.267
3088 | 1353.643 | 69.652
3089 | 1353.618 | 68.327
3090 | 1353.606 | 67.837
3091 | 1353.6 | 65.89
3092 | 1353.5085 | 65.371
3093 | 1353.4263 | 64.764
3094 | 1353.2033 | 64.764
3095 | 1353.1162 | 63.599
3096 | 1353.11 | 63.103
3097 | 1353.09 | 63.094
3098 | 1352.8 | 62.434
3099 | 1352.8 | 62.271
3100 | 1352.7826 | 61.987
3101 | 1352.7545 | 61.714
3102 | 1352.6494 | 61.647
3103 | 1352.587 | 59.976
3104 | 1352.5624 | 59.722
3105 | 1352.422 | 55.197
3106 | 1352.375 | 54.577
3107 | 1352.3591 | 53.597
3108 | 1352.3193 | 53.111
3109 | 1352.3193 | 52.166
3110 | 1352.296 | 51.039
3111 | 1352.2386 | 50.397
3112 | 1352 | 49.597
3113 | 1352 | 49.236
3114 | 1351.8858 | 49.101
3115 | 1351.8724 | 47.933
3116 | 1351.624 | 44.91
3117 | 1351.591 | 43.997
3118 | 1351.5224 | 42.419
3119 | 1351.25 | 41.867
3120 | 1351.2 | 41.729
3121 | 1351.2 | 41.692
3122 | 1351.1431 | 40.797
3123 | 1351.055 | 39.804
3124 | 1350.9121 | 36.495
3125 | 1350.4 | 34.397
3126 | 1350.4 | 32.797
3127 | 1350.4 | 32.519
3128 | 1350.4 | 32.334
3129 | 1350.247 | 31.847
3130 | 1350.2371 | 31.327
3131 | 1350.183 | 31.112
3132 | 1349.9434 | 29.33
3133 | 1349.7673 | 28.797
3134 | 1349.6792 | 28.58
3135 | 1349.631 | 27.966
3136 | 1349.6 | 27.717
3137 | 1349.218 | 27.4
3138 | 1349.1318 | 27.278
3139 | 1349.1184 | 27.202
3140 | 1349.0361 | 26.397
3141 | 1349.006 | 26.238
3142 | 1348.9437 | 23.997
3143 | 1348.873 | 22.033
3144 | 1348.8 | 22.029
3145 | 1348.8 | 18.397
3146 | 1348.8 | 18.054
3147 | 1348.658 | 18.012
3148 | 1348.064 | 16.774
3149 | 1348 | 14.512
3150 | 1347.911 | 12.797
3151 | 1347.852 | 10.956
3152 | 1347.8468 | 10.4
3153 | 1347.7837 | 8.836
3154 | 1347.642 | 5.64
3155 | 1347.5913 | 5.182
3156 | 1347.526 | 3.374
3157 | 1347.201 | 3.128
3158 | 1347.2 | 2.397
3159 | 1347.2 | 1.832
3160 | 1347.2 | 1.597
3161 | 1347.2 | 0.665
3162 | 1347.2 | 0
3163 | 1347.2 | 0
3164 | 1347.1615 | 0
3165 | 1347.1392 | 0
3166 | 1347.0834 | 0
3167 | 1346.8708 | 0
3168 | 1346.761 | 0
3169 | 1346.552 | 0
3170 | 1346.4339 | 0
3171 | 1346.4 | 0
3172 | 1346.4 | 0
3173 | 1346.221 | 0
3174 | 1345.6 | 0
3175 | 1345.6 | 0
3176 | 1345.6 | 0
3177 | 1345.6 | 0
3178 | 1345.6 | 0
3179 | 1345.6 | 0
3180 | 1345.557 | 0
3181 | 1345.486 | 0
3182 | 1345.155 | 0
3183 | 1345.1535 | 0
3184 | 1345.1473 | 0
3185 | 1345.1473 | 0
3186 | 1345.146 | 0
3187 | 1344.8 | 0
3188 | 1344.8 | 0
3189 | 1344.8 | 0
3190 | 1344.8 | 0
3191 | 1344.8 | 0
3192 | 1344.7616 | 0
3193 | 1344.335 | 0
3194 | 1344 | 0
3195 | 1344 | 0
3196 | 1343.987 | 0
3197 | 1343.3802 | 0
3198 | 1343.34 | 0
3199 | 1343.2 | 0
3200 | 1343.063 | 0
3201 | 1343.015 | 0
3202 | 1342.5492 | 0
3203 | 1342.539 | 0
3204 | 1342.5199 | 0
3205 | 1342.4171 | 0
3206 | 1342.0133 | 0
3207 | 1341.9598 | 0
3208 | 1341.9598 | 0
3209 | 1341.872 | 0
3210 | 1341.667 | 0
3211 | 1341.6 | 0
3212 | 1341.6 | 0
3213 | 1341.6 | 0
3214 | 1341.6 | 0
3215 | 1341.6 | 0
3216 | 1341.317 | 0
3217 | 1341.1629 | 0
3218 | 1341.1629 | 0
3219 | 1341.153 | 0
3220 | 1340.908 | 0
3221 | 1340.7248 | 0
3222 | 1340.366 | 0
3223 | 1340.366 | 0
3224 | 1340.192 | 0
3225 | 1340.07 | 0
3226 | 1340 | 0
3227 | 1340 | 0
3228 | 1340 | 0
3229 | 1339.573 | 0
3230 | 1339.5691 | 0
3231 | 1339.5691 | 0
3232 | 1339.569 | 0
3233 | 1339.387 | 0
3234 | 1339.324 | 0
3235 | 1339.2413 | 0
3236 | 1339.2361 | 0
3237 | 1339.1925 | 0
3238 | 1339.188 | 0
3239 | 1339.0123 | 0
3240 | 1338.908 | 0
3241 | 1338.8744 | 0
3242 | 1338.785 | 0
3243 | 1338.6645 | 0
3244 | 1338.6464 | 0
3245 | 1338.632 | 0
3246 | 1338.4 | 0
3247 | 1338.4 | 0
3248 | 1338.234 | 0
3249 | 1338.153 | 0
3250 | 1338.141 | 0
3251 | 1338.014 | 0
3252 | 1337.9229 | 0
3253 | 1337.8875 | 0
3254 | 1337.607 | 0
3255 | 1337.6 | 0
3256 | 1337.6 | 0
3257 | 1337.6 | 0
3258 | 1337.421 | 0
3259 | 1337.3169 | 0
3260 | 1337.162 | 0
3261 | 1337.062 | 0
3262 | 1336.8 | 0
3263 | 1336.8 | 0
3264 | 1336.7828 | 0
3265 | 1336.752 | 0
3266 | 1336.4734 | 0
3267 | 1336.4693 | 0
3268 | 1336.4483 | 0
3269 | 1336.3816 | 0
3270 | 1336 | 0
3271 | 1335.966 | 0
3272 | 1335.878 | 0
3273 | 1335.808 | 0
3274 | 1335.797 | 0
3275 | 1335.6922 | 0
3276 | 1335.484 | 0
3277 | 1335.2 | 0
3278 | 1335.2 | 0
3279 | 1335.156 | 0
3280 | 1335.092 | 0
3281 | 1335.092 | 0
3282 | 1334.6984 | 0
3283 | 1334.591 | 0
3284 | 1334.4 | 0
3285 | 1334.4 | 0
3286 | 1334.239 | 0
3287 | 1334.168 | 0
3288 | 1333.7106 | 0
3289 | 1333.6 | 0
3290 | 1333.6 | 0
3291 | 1333.6 | 0
3292 | 1333.194 | 0
3293 | 1333.0199 | 0
3294 | 1332.948 | 0
3295 | 1332.8 | 0
3296 | 1332.8 | 0
3297 | 1332.8 | 0
3298 | 1332.8 | 0
3299 | 1332.7466 | 0
3300 | 1332.407 | 0
3301 | 1332.3971 | 0
3302 | 1332.189 | 0
3303 | 1332.16 | 0
3304 | 1332.0267 | 0
3305 | 1332 | 0
3306 | 1331.8493 | 0
3307 | 1331.6386 | 0
3308 | 1331.5524 | 0
3309 | 1331.4271 | 0
3310 | 1331.4199 | 0
3311 | 1331.273 | 0
3312 | 1331.2 | 0
3313 | 1331.2 | 0
3314 | 1331.149 | 0
3315 | 1330.6818 | 0
3316 | 1330.5557 | 0
3317 | 1330.2779 | 0
3318 | 1330.2706 | 0
3319 | 1330.2572 | 0
3320 | 1329.9719 | 0
3321 | 1329.8202 | 0
3322 | 1329.8202 | 0
3323 | 1329.6 | 0
3324 | 1329.6 | 0
3325 | 1329.4033 | 0
3326 | 1329.2874 | 0
3327 | 1329.2253 | 0
3328 | 1329.0847 | 0
3329 | 1329.046 | 0
3330 | 1328.98 | 0
3331 | 1328.8758 | 0
3332 | 1328.8 | 0
3333 | 1328.8 | 0
3334 | 1328.616 | 0
3335 | 1328.5643 | 0
3336 | 1328.4127 | 0
3337 | 1328.349 | 0
3338 | 1328.345 | 0
3339 | 1328.1557 | 0
3340 | 1327.845 | 0
3341 | 1327.7543 | 0
3342 | 1327.615 | 0
3343 | 1327.6136 | 0
3344 | 1327.605 | 0
3345 | 1327.2 | 0
3346 | 1327.158 | 0
3347 | 1327.1344 | 0
3348 | 1327.1212 | 0
3349 | 1326.8189 | 0
3350 | 1326.775 | 0
3351 | 1326.4 | 0
3352 | 1326.4 | 0
3353 | 1326.022 | 0
3354 | 1325.832 | 0
3355 | 1325.723 | 0
3356 | 1325.7023 | 0
3357 | 1325.6 | 0
3358 | 1325.6 | 0
3359 | 1325.6 | 0
3360 | 1325.4565 | 0
3361 | 1324.926 | 0
3362 | 1324.8 | 0
3363 | 1324.8 | 0
3364 | 1324.8 | 0
3365 | 1324.6715 | 0
3366 | 1324.0666 | 0
3367 | 1324 | 0
3368 | 1324 | 0
3369 | 1324 | 0
3370 | 1324 | 0
3371 | 1324 | 0
3372 | 1324 | 0
3373 | 1323.9027 | 0
3374 | 1323.515 | 0
3375 | 1323.308 | 0
3376 | 1323.29 | 0
3377 | 1323.1257 | 0
3378 | 1322.503 | 0
3379 | 1322.4 | 0
3380 | 1322.0172 | 0
3381 | 1321.969 | 0
3382 | 1321.6131 | 0
3383 | 1321.611 | 0
3384 | 1321.6 | 0
3385 | 1321.6 | 0
3386 | 1321.6 | 0
3387 | 1321.6 | 0
3388 | 1321.3359 | 0
3389 | 1320.9939 | 0
3390 | 1320.8 | 0
3391 | 1320.8 | 0
3392 | 1320.8 | 0
3393 | 1320.7953 | 0
3394 | 1320.769 | 0
3395 | 1320.721 | 0
3396 | 1320.5876 | 0
3397 | 1320.5663 | 0
3398 | 1320.2584 | 0
3399 | 1320 | 0
3400 | 1319.2 | 0
3401 | 1319.2 | 0
3402 | 1319.1596 | 0
3403 | 1319.128 | 0
3404 | 1318.85 | 0
3405 | 1318.7874 | 0
3406 | 1318.43 | 0
3407 | 1318.4 | 0
3408 | 1318.4 | 0
3409 | 1318.4 | 0
3410 | 1318.0519 | 0
3411 | 1317.887 | 0
3412 | 1317.8249 | 0
3413 | 1317.8249 | 0
3414 | 1317.715 | 0
3415 | 1317.6872 | 0
3416 | 1317.571 | 0
3417 | 1317.507 | 0
3418 | 1317.272 | 0
3419 | 1317.246 | 0
3420 | 1317.153 | 0
3421 | 1316.9102 | 0
3422 | 1316.835 | 0
3423 | 1316.8 | 0
3424 | 1316.533 | 0
3425 | 1316 | 0
3426 | 1315.8883 | 0
3427 | 1315.8883 | 0
3428 | 1315.8453 | 0
3429 | 1315.8048 | 0
3430 | 1315.4865 | 0
3431 | 1315.4265 | 0
3432 | 1315.27 | 0
3433 | 1315.264 | 0
3434 | 1315.2 | 0
3435 | 1315.1216 | 0
3436 | 1315.1098 | 0
3437 | 1315.0705 | 0
3438 | 1314.638 | 0
3439 | 1314.6289 | 0
3440 | 1314.622 | 0
3441 | 1314.5969 | 0
3442 | 1314.4 | 0
3443 | 1314.3991 | 0
3444 | 1314.3743 | 0
3445 | 1314.233 | 0
3446 | 1314.143 | 0
3447 | 1314.0022 | 0
3448 | 1313.9909 | 0
3449 | 1313.727 | 0
3450 | 1313.6387 | 0
3451 | 1313.6 | 0
3452 | 1313.6 | 0
3453 | 1313.6 | 0
3454 | 1313.6 | 0
3455 | 1313.406 | 0
3456 | 1313.362 | 0
3457 | 1313.2718 | 0
3458 | 1313.251 | 0
3459 | 1313.0255 | 0
3460 | 1312.8 | 0
3461 | 1312.8 | 0
3462 | 1312.8 | 0
3463 | 1312.8 | 0
3464 | 1312.5904 | 0
3465 | 1312.509 | 0
3466 | 1312.456 | 0
3467 | 1312.2971 | 0
3468 | 1312.2486 | 0
3469 | 1312.2486 | 0
3470 | 1312 | 0
3471 | 1311.495 | 0
3472 | 1311.4301 | 0
3473 | 1311.2 | 0
3474 | 1311.2 | 0
3475 | 1310.4 | 0
3476 | 1310.4 | 0
3477 | 1310.4 | 0
3478 | 1310.4 | 0
3479 | 1310.1635 | 0
3480 | 1310.148 | 0
3481 | 1310.033 | 0
3482 | 1309.9178 | 0
3483 | 1309.9178 | 0
3484 | 1309.8432 | 0
3485 | 1309.7799 | 0
3486 | 1309.4418 | 0
3487 | 1309.39 | 0
3488 | 1309.361 | 0
3489 | 1309.2256 | 0
3490 | 1308.9971 | 0
3491 | 1308.846 | 0
3492 | 1308.643 | 0
3493 | 1308.586 | 0
3494 | 1308.4901 | 0
3495 | 1308.312 | 0
3496 | 1308.225 | 0
3497 | 1308 | 0
3498 | 1307.932 | 0
3499 | 1307.6936 | 0
3500 | 1307.693 | 0
3501 | 1307.476 | 0
3502 | 1307.3767 | 0
3503 | 1307.2764 | 0
3504 | 1307.2 | 0
3505 | 1306.7683 | 0
3506 | 1306.7255 | 0
3507 | 1306.374 | 0
3508 | 1306.2835 | 0
3509 | 1306.162 | 0
3510 | 1306.0833 | 0
3511 | 1306.039 | 0
3512 | 1306.0331 | 0
3513 | 1306.0331 | 0
3514 | 1305.6 | 0
3515 | 1305.6 | 0
3516 | 1305.6 | 0
3517 | 1305.6 | 0
3518 | 1305.548 | 0
3519 | 1305.53 | 0
3520 | 1305.495 | 0
3521 | 1305.477 | 0
3522 | 1305.359 | 0
3523 | 1305.329 | 0
3524 | 1305.3029 | 0
3525 | 1304.8 | 0
3526 | 1304.8 | 0
3527 | 1304.8 | 0
3528 | 1304.669 | 0
3529 | 1304.5051 | 0
3530 | 1304.4387 | 0
3531 | 1304 | 0
3532 | 1304 | 0
3533 | 1304 | 0
3534 | 1304 | 0
3535 | 1304 | 0
3536 | 1303.888 | 0
3537 | 1303.802 | 0
3538 | 1303.577 | 0
3539 | 1303.2 | 0
3540 | 1303.2 | 0
3541 | 1303.011 | 0
3542 | 1302.91 | 0
3543 | 1302.813 | 0
3544 | 1302.803 | 0
3545 | 1302.6298 | 0
3546 | 1302.6059 | 0
3547 | 1302.5098 | 0
3548 | 1302.4 | 0
3549 | 1302.3903 | 0
3550 | 1302.102 | 0
3551 | 1302.0681 | 0
3552 | 1301.9392 | 0
3553 | 1301.865 | 0
3554 | 1301.6783 | 0
3555 | 1301.609 | 0
3556 | 1301.431 | 0
3557 | 1301.2096 | 0
3558 | 1301.174 | 0
3559 | 1301.099 | 0
3560 | 1300.99 | 0
3561 | 1300.8 | 0
3562 | 1300.4519 | 0
3563 | 1300.328 | 0
3564 | 1300.3109 | 0
3565 | 1300.307 | 0
3566 | 1300.2516 | 0
3567 | 1300 | 0
3568 | 1300 | 0
3569 | 1300 | 0
3570 | 1300 | 0
3571 | 1300 | 0
3572 | 1300 | 0
3573 | 1299.8671 | 0
3574 | 1299.5317 | 0
3575 | 1299.5317 | 0
3576 | 1299.4648 | 0
3577 | 1299.258 | 0
3578 | 1299.2 | 0
3579 | 1299.2 | 0
3580 | 1299.188 | 0
3581 | 1299.0474 | 0
3582 | 1299.0406 | 0
3583 | 1298.9278 | 0
3584 | 1298.7306 | 0
3585 | 1298.4857 | 0
3586 | 1298.407 | 0
3587 | 1298.4 | 0
3588 | 1298.3816 | 0
3589 | 1298.1928 | 0
3590 | 1298.188 | 0
3591 | 1298.1309 | 0
3592 | 1297.88 | 0
3593 | 1297.7951 | 0
3594 | 1297.339 | 0
3595 | 1296.981 | 0
3596 | 1296.8027 | 0
3597 | 1296.8011 | 0
3598 | 1296.8 | 0
3599 | 1296.7098 | 0
3600 | 1296.6671 | 0
3601 | 1296.4209 | 0
3602 | 1296.3319 | 0
3603 | 1296.2238 | 0
3604 | 1296.1408 | 0
3605 | 1296.0874 | 0
3606 | 1295.9329 | 0
3607 | 1295.9295 | 0
3608 | 1295.9036 | 0
3609 | 1295.781 | 0
3610 | 1295.7403 | 0
3611 | 1295.2535 | 0
3612 | 1295.2 | 0
3613 | 1295.2 | 0
3614 | 1295.1505 | 0
3615 | 1295.145 | 0
3616 | 1294.5152 | 0
3617 | 1294.4 | 0
3618 | 1294.4 | 0
3619 | 1294.4 | 0
3620 | 1294.4 | 0
3621 | 1294.379 | 0
3622 | 1294.3433 | 0
3623 | 1294.28 | 0
3624 | 1294.1465 | 0
3625 | 1293.998 | 0
3626 | 1293.6 | 0
3627 | 1293.522 | 0
3628 | 1293.3496 | 0
3629 | 1293.304 | 0
3630 | 1293.095 | 0
3631 | 1293.0716 | 0
3632 | 1292.9603 | 0
3633 | 1292.903 | 0
3634 | 1292.8316 | 0
3635 | 1292.8 | 0
3636 | 1292.8 | 0
3637 | 1292.8 | 0
3638 | 1292.068 | 0
3639 | 1292 | 0
3640 | 1292 | 0
3641 | 1292 | 0
3642 | 1292 | 0
3643 | 1292 | 0
3644 | 1291.5998 | 0
3645 | 1291.2 | 0
3646 | 1291.1281 | 0
3647 | 1290.5356 | 0
3648 | 1290.4943 | 0
3649 | 1290.4 | 0
3650 | 1290.4 | 0
3651 | 1290.4 | 0
3652 | 1290.4 | 0
3653 | 1290.4 | 0
3654 | 1290.1975 | 0
3655 | 1290.1975 | 0
3656 | 1290.0993 | 0
3657 | 1289.5668 | 0
3658 | 1289.506 | 0
3659 | 1289.4335 | 0
3660 | 1289.3666 | 0
3661 | 1289.3435 | 0
3662 | 1289.3338 | 0
3663 | 1289.2178 | 0
3664 | 1288.8 | 0
3665 | 1288.8 | 0
3666 | 1288.7009 | 0
3667 | 1288.464 | 0
3668 | 1288.2412 | 0
3669 | 1288.141 | 0
3670 | 1288.1255 | 0
3671 | 1288.096 | 0
3672 | 1288.0652 | 0
3673 | 1288 | 0
3674 | 1288 | 0
3675 | 1288 | 0
3676 | 1288 | 0
3677 | 1287.992 | 0
3678 | 1287.915 | 0
3679 | 1287.7714 | 0
3680 | 1287.5099 | 0
3681 | 1287.4348 | 0
3682 | 1287.314 | 0
3683 | 1287.2 | 0
3684 | 1287.2 | 0
3685 | 1287.2 | 0
3686 | 1287.2 | 0
3687 | 1287.2 | 0
3688 | 1286.7441 | 0
3689 | 1286.664 | 0
3690 | 1286.6096 | 0
3691 | 1286.45 | 0
3692 | 1286.4464 | 0
3693 | 1286.429 | 0
3694 | 1286.4 | 0
3695 | 1286.4 | 0
3696 | 1286.4 | 0
3697 | 1286.247 | 0
3698 | 1285.8327 | 0
3699 | 1285.8327 | 0
3700 | 1285.689 | 0
3701 | 1285.6 | 0
3702 | 1285.6 | 0
3703 | 1285.6 | 0
3704 | 1285.579 | 0
3705 | 1285.3627 | 0
3706 | 1285.355 | 0
3707 | 1285.1606 | 0
3708 | 1284.5469 | 0
3709 | 1284.4951 | 0
3710 | 1284.4902 | 0
3711 | 1284.095 | 0
3712 | 1284.0444 | 0
3713 | 1284 | 0
3714 | 1284 | 0
3715 | 1284 | 0
3716 | 1283.8 | 0
3717 | 1283.7869 | 0
3718 | 1283.7711 | 0
3719 | 1283.758 | 0
3720 | 1283.562 | 0
3721 | 1283.4824 | 0
3722 | 1283.48 | 0
3723 | 1283.2 | 0
3724 | 1283.2 | 0
3725 | 1283.014 | 0
3726 | 1282.839 | 0
3727 | 1282.753 | 0
3728 | 1282.735 | 0
3729 | 1282.7249 | 0
3730 | 1282.4 | 0
3731 | 1282.3573 | 0
3732 | 1282.1932 | 0
3733 | 1282.017 | 0
3734 | 1282.0114 | 0
3735 | 1281.661 | 0
3736 | 1281.6469 | 0
3737 | 1281.6 | 0
3738 | 1281.582 | 0
3739 | 1281.294 | 0
3740 | 1281.246 | 0
3741 | 1281.053 | 0
3742 | 1280.998 | 0
3743 | 1280.894 | 0
3744 | 1280.8 | 0
3745 | 1280.8 | 0
3746 | 1280.8 | 0
3747 | 1280.783 | 0
3748 | 1280.5994 | 0
3749 | 1280.4233 | 0
3750 | 1280.109 | 0
3751 | 1280.093 | 0
3752 | 1280 | 0
3753 | 1280 | 0
3754 | 1280 | 0
3755 | 1279.819 | 0
3756 | 1279.8048 | 0
3757 | 1279.245 | 0
3758 | 1279.1002 | 0
3759 | 1278.8742 | 0
3760 | 1278.5809 | 0
3761 | 1278.412 | 0
3762 | 1278.2681 | 0
3763 | 1278.239 | 0
3764 | 1278.237 | 0
3765 | 1278.067 | 0
3766 | 1278.022 | 0
3767 | 1278.001 | 0
3768 | 1277.6 | 0
3769 | 1277.6 | 0
3770 | 1277.5983 | 0
3771 | 1277.595 | 0
3772 | 1277.5 | 0
3773 | 1277.059 | 0
3774 | 1276.9675 | 0
3775 | 1276.8627 | 0
3776 | 1276.8 | 0
3777 | 1276.6757 | 0
3778 | 1276.497 | 0
3779 | 1276.219 | 0
3780 | 1276.1272 | 0
3781 | 1276 | 0
3782 | 1276 | 0
3783 | 1276 | 0
3784 | 1275.9643 | 0
3785 | 1275.894 | 0
3786 | 1275.7325 | 0
3787 | 1275.6932 | 0
3788 | 1275.614 | 0
3789 | 1275.5441 | 0
3790 | 1275.3917 | 0
3791 | 1275.2 | 0
3792 | 1275.0212 | 0
3793 | 1274.9556 | 0
3794 | 1274.8271 | 0
3795 | 1274.6729 | 0
3796 | 1274.6562 | 0
3797 | 1274.438 | 0
3798 | 1274.4 | 0
3799 | 1274.4 | 0
3800 | 1274.4 | 0
3801 | 1274.4 | 0
3802 | 1274.4 | 0
3803 | 1274.4 | 0
3804 | 1274.3118 | 0
3805 | 1274.3118 | 0
3806 | 1274.12 | 0
3807 | 1274.013 | 0
3808 | 1273.679 | 0
3809 | 1273.643 | 0
3810 | 1273.3611 | 0
3811 | 1273.3423 | 0
3812 | 1273.22 | 0
3813 | 1272.8 | 0
3814 | 1272.8 | 0
3815 | 1272.8 | 0
3816 | 1272.8 | 0
3817 | 1272.5121 | 0
3818 | 1272.4496 | 0
3819 | 1272 | 0
3820 | 1272 | 0
3821 | 1271.929 | 0
3822 | 1271.7255 | 0
3823 | 1271.683 | 0
3824 | 1271.2 | 0
3825 | 1271.2 | 0
3826 | 1270.9311 | 0
3827 | 1270.9077 | 0
3828 | 1270.866 | 0
3829 | 1270.8584 | 0
3830 | 1270.7349 | 0
3831 | 1270.68 | 0
3832 | 1270.5584 | 0
3833 | 1270.539 | 0
3834 | 1270.4 | 0
3835 | 1270.4 | 0
3836 | 1270.4 | 0
3837 | 1270.4 | 0
3838 | 1270.332 | 0
3839 | 1270.2939 | 0
3840 | 1270.2431 | 0
3841 | 1270.1677 | 0
3842 | 1270.075 | 0
3843 | 1269.6825 | 0
3844 | 1269.4808 | 0
3845 | 1269.4781 | 0
3846 | 1269.4429 | 0
3847 | 1269.1333 | 0
3848 | 1268.8 | 0
3849 | 1268.8 | 0
3850 | 1268.8 | 0
3851 | 1268.8 | 0
3852 | 1268.772 | 0
3853 | 1268.6028 | 0
3854 | 1268.3941 | 0
3855 | 1268.221 | 0
3856 | 1268.157 | 0
3857 | 1268.07 | 0
3858 | 1268 | 0
3859 | 1268 | 0
3860 | 1268 | 0
3861 | 1267.9631 | 0
3862 | 1267.9631 | 0
3863 | 1267.883 | 0
3864 | 1267.674 | 0
3865 | 1267.651 | 0
3866 | 1267.6269 | 0
3867 | 1267.43 | 0
3868 | 1267.3981 | 0
3869 | 1267.2 | 0
3870 | 1267.2 | 0
3871 | 1267.0966 | 0
3872 | 1267.0523 | 0
3873 | 1267.0523 | 0
3874 | 1266.8185 | 0
3875 | 1266.559 | 0
3876 | 1266.465 | 0
3877 | 1266.4219 | 0
3878 | 1266.4092 | 0
3879 | 1266.4092 | 0
3880 | 1266.4 | 0
3881 | 1266.4 | 0
3882 | 1266.4 | 0
3883 | 1266.4 | 0
3884 | 1266.3005 | 0
3885 | 1265.9984 | 0
3886 | 1265.787 | 0
3887 | 1265.6 | 0
3888 | 1265.6 | 0
3889 | 1265.597 | 0
3890 | 1265.5835 | 0
3891 | 1265.572 | 0
3892 | 1265.5332 | 0
3893 | 1265.4585 | 0
3894 | 1265.2017 | 0
3895 | 1265.0944 | 0
3896 | 1264.8 | 0
3897 | 1264.8 | 0
3898 | 1264.8 | 0
3899 | 1264.732 | 0
3900 | 1264.5447 | 0
3901 | 1264.538 | 0
3902 | 1264.4646 | 0
3903 | 1264 | 0
3904 | 1263.9143 | 0
3905 | 1263.8647 | 0
3906 | 1263.8647 | 0
3907 | 1263.8647 | 0
3908 | 1263.6571 | 0
3909 | 1263.475 | 0
3910 | 1263.2609 | 0
3911 | 1263.257 | 0
3912 | 1263.2 | 0
3913 | 1262.5245 | 0
3914 | 1262.5245 | 0
3915 | 1262.4 | 0
3916 | 1262.4 | 0
3917 | 1262.4 | 0
3918 | 1262.2861 | 0
3919 | 1262.195 | 0
3920 | 1262.1523 | 0
3921 | 1262.025 | 0
3922 | 1261.7184 | 0
3923 | 1261.705 | 0
3924 | 1261.6 | 0
3925 | 1261.322 | 0
3926 | 1261.111 | 0
3927 | 1260.9775 | 0
3928 | 1260.8348 | 0
3929 | 1260.6772 | 0
3930 | 1260.412 | 0
3931 | 1260.2759 | 0
3932 | 1260 | 0
3933 | 1260 | 0
3934 | 1260 | 0
3935 | 1259.8074 | 0
3936 | 1259.699 | 0
3937 | 1259.2103 | 0
3938 | 1259.2 | 0
3939 | 1259.1168 | 0
3940 | 1258.89 | 0
3941 | 1258.648 | 0
3942 | 1258.4261 | 0
3943 | 1258.4261 | 0
3944 | 1258.4 | 0
3945 | 1258.4 | 0
3946 | 1258.144 | 0
3947 | 1257.977 | 0
3948 | 1257.8224 | 0
3949 | 1257.696 | 0
3950 | 1257.6 | 0
3951 | 1257.6 | 0
3952 | 1257.5245 | 0
3953 | 1257.4896 | 0
3954 | 1257.452 | 0
3955 | 1257.345 | 0
3956 | 1257.086 | 0
3957 | 1257.086 | 0
3958 | 1257.0037 | 0
3959 | 1256.8 | 0
3960 | 1256.8 | 0
3961 | 1256.603 | 0
3962 | 1256.2682 | 0
3963 | 1256.2682 | 0
3964 | 1256.2682 | 0
3965 | 1256.2333 | 0
3966 | 1256.0216 | 0
3967 | 1256 | 0
3968 | 1256 | 0
3969 | 1255.783 | 0
3970 | 1255.664 | 0
3971 | 1255.5327 | 0
3972 | 1255.5094 | 0
3973 | 1255.3689 | 0
3974 | 1255.265 | 0
3975 | 1255.2 | 0
3976 | 1255.151 | 0
3977 | 1255.099 | 0
3978 | 1254.993 | 0
3979 | 1254.9727 | 0
3980 | 1254.9727 | 0
3981 | 1254.555 | 0
3982 | 1254.4 | 0
3983 | 1254.4 | 0
3984 | 1254.4 | 0
3985 | 1254.291 | 0
3986 | 1254.203 | 0
3987 | 1253.8934 | 0
3988 | 1253.3755 | 0
3989 | 1253.158 | 0
3990 | 1253.0838 | 0
3991 | 1252.9154 | 0
3992 | 1252.9006 | 0
3993 | 1252.8 | 0
3994 | 1252.8 | 0
3995 | 1252.8 | 0
3996 | 1252.8 | 0
3997 | 1252.5906 | 0
3998 | 1252.525 | 0
3999 | 1252.2468 | 0
4000 | 1251.764 | 0
4001 | 1251.649 | 0
4002 | 1251.5192 | 0
4003 | 1251.5192 | 0
4004 | 1251.5192 | 0
4005 | 1251.361 | 0
4006 | 1251.306 | 0
4007 | 1251.2 | 0
4008 | 1251.1195 | 0
4009 | 1251.1145 | 0
4010 | 1251.0074 | 0
4011 | 1250.9173 | 0
4012 | 1250.7879 | 0
4013 | 1250.4936 | 0
4014 | 1250.4619 | 0
4015 | 1250.4 | 0
4016 | 1250.4 | 0
4017 | 1250.4 | 0
4018 | 1250.3824 | 0
4019 | 1250.2042 | 0
4020 | 1250.1114 | 0
4021 | 1249.9334 | 0
4022 | 1249.8858 | 0
4023 | 1249.6 | 0
4024 | 1249.3245 | 0
4025 | 1249.2235 | 0
4026 | 1249.168 | 0
4027 | 1248.913 | 0
4028 | 1248.913 | 0
4029 | 1248.8063 | 0
4030 | 1248.8 | 0
4031 | 1248.8 | 0
4032 | 1248.8 | 0
4033 | 1248.8 | 0
4034 | 1248.8 | 0
4035 | 1248.8 | 0
4036 | 1248.417 | 0
4037 | 1248.3052 | 0
4038 | 1248.0084 | 0
4039 | 1248 | 0
4040 | 1248 | 0
4041 | 1247.998 | 0
4042 | 1247.462 | 0
4043 | 1247.32 | 0
4044 | 1247.2 | 0
4045 | 1247.1906 | 0
4046 | 1247.034 | 0
4047 | 1247.0319 | 0
4048 | 1246.9858 | 0
4049 | 1246.7915 | 0
4050 | 1246.7064 | 0
4051 | 1246.7064 | 0
4052 | 1246.6844 | 0
4053 | 1246.649 | 0
4054 | 1246.4 | 0
4055 | 1246.4 | 0
4056 | 1246.4 | 0
4057 | 1246.387 | 0
4058 | 1246.3728 | 0
4059 | 1246.3699 | 0
4060 | 1245.954 | 0
4061 | 1245.736 | 0
4062 | 1245.6 | 0
4063 | 1245.6 | 0
4064 | 1245.0055 | 0
4065 | 1244.8 | 0
4066 | 1244.8 | 0
4067 | 1244.8 | 0
4068 | 1244.4999 | 0
4069 | 1244.499 | 0
4070 | 1244.374 | 0
4071 | 1244.187 | 0
4072 | 1244 | 0
4073 | 1243.9425 | 0
4074 | 1243.9425 | 0
4075 | 1243.9425 | 0
4076 | 1243.8855 | 0
4077 | 1243.5472 | 0
4078 | 1243.412 | 0
4079 | 1243.3736 | 0
4080 | 1243.2 | 0
4081 | 1243.2 | 0
4082 | 1243.0288 | 0
4083 | 1242.7375 | 0
4084 | 1242.4 | 0
4085 | 1242.3884 | 0
4086 | 1242.3487 | 0
4087 | 1241.914 | 0
4088 | 1241.663 | 0
4089 | 1241.662 | 0
4090 | 1241.6 | 0
4091 | 1241.5596 | 0
4092 | 1241.5501 | 0
4093 | 1241.5078 | 0
4094 | 1241.291 | 0
4095 | 1241.187 | 0
4096 | 1241.158 | 0
4097 | 1240.9649 | 0
4098 | 1240.8 | 0
4099 | 1240.7703 | 0
4100 | 1240.7703 | 0
4101 | 1240.471 | 0
4102 | 1240.205 | 0
4103 | 1240.0867 | 0
4104 | 1240.0192 | 0
4105 | 1240 | 0
4106 | 1240 | 0
4107 | 1240 | 0
4108 | 1239.89 | 0
4109 | 1239.8562 | 0
4110 | 1239.8362 | 0
4111 | 1239.767 | 0
4112 | 1239.5337 | 0
4113 | 1239.472 | 0
4114 | 1239.3475 | 0
4115 | 1239.2694 | 0
4116 | 1239.2 | 0
4117 | 1239.2 | 0
4118 | 1239.2 | 0
4119 | 1239.2 | 0
4120 | 1239.039 | 0
4121 | 1239.0123 | 0
4122 | 1238.9154 | 0
4123 | 1238.8415 | 0
4124 | 1238.812 | 0
4125 | 1238.6166 | 0
4126 | 1238.6157 | 0
4127 | 1238.61 | 0
4128 | 1238.5577 | 0
4129 | 1238.4395 | 0
4130 | 1238.4 | 0
4131 | 1238.4 | 0
4132 | 1238.1945 | 0
4133 | 1238.191 | 0
4134 | 1238.1 | 0
4135 | 1238.0554 | 0
4136 | 1237.7156 | 0
4137 | 1237.7056 | 0
4138 | 1237.7056 | 0
4139 | 1237.7056 | 0
4140 | 1237.6625 | 0
4141 | 1237.5674 | 0
4142 | 1237.532 | 0
4143 | 1237.1447 | 0
4144 | 1237.1447 | 0
4145 | 1237.0149 | 0
4146 | 1237.0149 | 0
4147 | 1236.892 | 0
4148 | 1236.8333 | 0
4149 | 1236.827 | 0
4150 | 1236.8 | 0
4151 | 1236.8 | 0
4152 | 1236.8 | 0
4153 | 1236.5588 | 0
4154 | 1236.4091 | 0
4155 | 1236.3242 | 0
4156 | 1236.1086 | 0
4157 | 1236.1086 | 0
4158 | 1235.9792 | 0
4159 | 1235.738 | 0
4160 | 1235.6617 | 0
4161 | 1235.312 | 0
4162 | 1235.2 | 0
4163 | 1234.863 | 0
4164 | 1234.4 | 0
4165 | 1234.4 | 0
4166 | 1234.242 | 0
4167 | 1234.1608 | 0
4168 | 1234.0498 | 0
4169 | 1234.046 | 0
4170 | 1233.7922 | 0
4171 | 1233.7778 | 0
4172 | 1233.7118 | 0
4173 | 1233.607 | 0
4174 | 1233.6 | 0
4175 | 1233.6 | 0
4176 | 1233.4671 | 0
4177 | 1233.4671 | 0
4178 | 1233.429 | 0
4179 | 1233.2875 | 0
4180 | 1233.2875 | 0
4181 | 1233.0561 | 0
4182 | 1232.8708 | 0
4183 | 1232.8 | 0
4184 | 1232.8 | 0
4185 | 1232.8 | 0
4186 | 1232.7184 | 0
4187 | 1232.4093 | 0
4188 | 1232.224 | 0
4189 | 1232.1801 | 0
4190 | 1232.152 | 0
4191 | 1232.0808 | 0
4192 | 1232 | 0
4193 | 1232 | 0
4194 | 1231.998 | 0
4195 | 1231.9892 | 0
4196 | 1231.626 | 0
4197 | 1231.447 | 0
4198 | 1231.431 | 0
4199 | 1231.2495 | 0
4200 | 1231.0896 | 0
4201 | 1231.0111 | 0
4202 | 1230.7987 | 0
4203 | 1230.7987 | 0
4204 | 1230.7481 | 0
4205 | 1230.6701 | 0
4206 | 1230.58 | 0
4207 | 1230.4932 | 0
4208 | 1230.4 | 0
4209 | 1230.4 | 0
4210 | 1230.108 | 0
4211 | 1230.108 | 0
4212 | 1230.0597 | 0
4213 | 1229.933 | 0
4214 | 1229.6 | 0
4215 | 1229.5985 | 0
4216 | 1229.4174 | 0
4217 | 1229.373 | 0
4218 | 1229.2948 | 0
4219 | 1229.1162 | 0
4220 | 1228.928 | 0
4221 | 1228.803 | 0
4222 | 1228.8 | 0
4223 | 1228.6313 | 0
4224 | 1228.3805 | 0
4225 | 1228.3805 | 0
4226 | 1228.3184 | 0
4227 | 1228.2872 | 0
4228 | 1228.1419 | 0
4229 | 1228.0848 | 0
4230 | 1228.071 | 0
4231 | 1228.0489 | 0
4232 | 1228 | 0
4233 | 1228 | 0
4234 | 1227.897 | 0
4235 | 1227.421 | 0
4236 | 1227.347 | 0
4237 | 1227.3453 | 0
4238 | 1227.291 | 0
4239 | 1227.2 | 0
4240 | 1226.996 | 0
4241 | 1226.957 | 0
4242 | 1226.9442 | 0
4243 | 1226.8474 | 0
4244 | 1226.7781 | 0
4245 | 1226.4 | 0
4246 | 1226.4 | 0
4247 | 1226.4 | 0
4248 | 1226.4 | 0
4249 | 1226.4 | 0
4250 | 1226.4 | 0
4251 | 1226.0084 | 0
4252 | 1225.8163 | 0
4253 | 1225.774 | 0
4254 | 1225.6264 | 0
4255 | 1225.6 | 0
4256 | 1225.6 | 0
4257 | 1225.6 | 0
4258 | 1225.6 | 0
4259 | 1225.411 | 0
4260 | 1225.3763 | 0
4261 | 1225.2732 | 0
4262 | 1225.2315 | 0
4263 | 1224.946 | 0
4264 | 1224.9167 | 0
4265 | 1224.801 | 0
4266 | 1224.8 | 0
4267 | 1224.544 | 0
4268 | 1224.436 | 0
4269 | 1224.246 | 0
4270 | 1223.9724 | 0
4271 | 1223.3853 | 0
4272 | 1223.2 | 0
4273 | 1223.2 | 0
4274 | 1223.2 | 0
4275 | 1222.75 | 0
4276 | 1222.7384 | 0
4277 | 1222.683 | 0
4278 | 1222.5996 | 0
4279 | 1222.5105 | 0
4280 | 1222.4 | 0
4281 | 1222.4 | 0
4282 | 1222.4 | 0
4283 | 1222.4 | 0
4284 | 1222.4 | 0
4285 | 1222.398 | 0
4286 | 1222.285 | 0
4287 | 1222.1238 | 0
4288 | 1221.935 | 0
4289 | 1221.8379 | 0
4290 | 1221.6987 | 0
4291 | 1221.6297 | 0
4292 | 1221.6 | 0
4293 | 1221.3717 | 0
4294 | 1221.1291 | 0
4295 | 1220.8328 | 0
4296 | 1220.8 | 0
4297 | 1220.8 | 0
4298 | 1220.5699 | 0
4299 | 1220.12 | 0
4300 | 1220.0359 | 0
4301 | 1220 | 0
4302 | 1220 | 0
4303 | 1220 | 0
4304 | 1220 | 0
4305 | 1219.8369 | 0
4306 | 1219.569 | 0
4307 | 1219.223 | 0
4308 | 1219.2 | 0
4309 | 1219.2 | 0
4310 | 1219.0571 | 0
4311 | 1218.7567 | 0
4312 | 1218.646 | 0
4313 | 1218.5665 | 0
4314 | 1218.473 | 0
4315 | 1218.4 | 0
4316 | 1218.2391 | 0
4317 | 1218.137 | 0
4318 | 1218.0211 | 0
4319 | 1217.803 | 0
4320 | 1217.7058 | 0
4321 | 1217.6 | 0
4322 | 1217.6 | 0
4323 | 1217.6 | 0
4324 | 1217.598 | 0
4325 | 1217.422 | 0
4326 | 1217.408 | 0
4327 | 1217.2856 | 0
4328 | 1217.2856 | 0
4329 | 1217.1598 | 0
4330 | 1217.119 | 0
4331 | 1216.9309 | 0
4332 | 1216.8483 | 0
4333 | 1216.8397 | 0
4334 | 1216.8 | 0
4335 | 1216.6852 | 0
4336 | 1216.588 | 0
4337 | 1216.436 | 0
4338 | 1216.2944 | 0
4339 | 1216.2944 | 0
4340 | 1216 | 0
4341 | 1216 | 0
4342 | 1216 | 0
4343 | 1216 | 0
4344 | 1215.9093 | 0
4345 | 1215.698 | 0
4346 | 1215.644 | 0
4347 | 1215.6037 | 0
4348 | 1215.6037 | 0
4349 | 1215.461 | 0
4350 | 1215.2952 | 0
4351 | 1215.2 | 0
4352 | 1215.149 | 0
4353 | 1215.1313 | 0
4354 | 1215.0892 | 0
4355 | 1215.0791 | 0
4356 | 1214.924 | 0
4357 | 1214.887 | 0
4358 | 1214.49 | 0
4359 | 1214.4 | 0
4360 | 1214.4 | 0
4361 | 1214.4 | 0
4362 | 1214.3544 | 0
4363 | 1214.3435 | 0
4364 | 1214.229 | 0
4365 | 1214.189 | 0
4366 | 1214.131 | 0
4367 | 1213.9294 | 0
4368 | 1213.91 | 0
4369 | 1213.663 | 0
4370 | 1213.608 | 0
4371 | 1213.6 | 0
4372 | 1213.6 | 0
4373 | 1212.985 | 0
4374 | 1212.909 | 0
4375 | 1212.8409 | 0
4376 | 1212.8063 | 0
4377 | 1212.806 | 0
4378 | 1212.8 | 0
4379 | 1212.8 | 0
4380 | 1212.52 | 0
4381 | 1212.443 | 0
4382 | 1212.067 | 0
4383 | 1212 | 0
4384 | 1212 | 0
4385 | 1212 | 0
4386 | 1212 | 0
4387 | 1211.7488 | 0
4388 | 1211.742 | 0
4389 | 1211.6653 | 0
4390 | 1211.4596 | 0
4391 | 1211.392 | 0
4392 | 1211.3632 | 0
4393 | 1211.2 | 0
4394 | 1211.2 | 0
4395 | 1211.2 | 0
4396 | 1211.2 | 0
4397 | 1211.064 | 0
4398 | 1210.9693 | 0
4399 | 1210.7689 | 0
4400 | 1210.6659 | 0
4401 | 1210.4 | 0
4402 | 1210.4 | 0
4403 | 1209.862 | 0
4404 | 1209.6927 | 0
4405 | 1209.6763 | 0
4406 | 1209.6 | 0
4407 | 1209.5909 | 0
4408 | 1209.1949 | 0
4409 | 1209.14 | 0
4410 | 1209.033 | 0
4411 | 1208.997 | 0
4412 | 1208.9158 | 0
4413 | 1208.8 | 0
4414 | 1208.7526 | 0
4415 | 1208.6635 | 0
4416 | 1208.6278 | 0
4417 | 1208.3058 | 0
4418 | 1208.0826 | 0
4419 | 1208 | 0
4420 | 1207.7239 | 0
4421 | 1207.4389 | 0
4422 | 1207.3155 | 0
4423 | 1207.2 | 0
4424 | 1207.2 | 0
4425 | 1207.2 | 0
4426 | 1207.2 | 0
4427 | 1207.142 | 0
4428 | 1207.035 | 0
4429 | 1206.9883 | 0
4430 | 1206.845 | 0
4431 | 1206.68 | 0
4432 | 1206.6721 | 0
4433 | 1206.6248 | 0
4434 | 1206.4888 | 0
4435 | 1206.4888 | 0
4436 | 1206.4 | 0
4437 | 1206.4 | 0
4438 | 1206.4 | 0
4439 | 1206.253 | 0
4440 | 1206.2528 | 0
4441 | 1206.214 | 0
4442 | 1205.8909 | 0
4443 | 1205.6919 | 0
4444 | 1205.541 | 0
4445 | 1205.407 | 0
4446 | 1205.397 | 0
4447 | 1204.9136 | 0
4448 | 1204.8 | 0
4449 | 1204.8 | 0
4450 | 1204.8 | 0
4451 | 1204.7818 | 0
4452 | 1204.6634 | 0
4453 | 1204.4444 | 0
4454 | 1204 | 0
4455 | 1204 | 0
4456 | 1204 | 0
4457 | 1204 | 0
4458 | 1203.916 | 0
4459 | 1203.862 | 0
4460 | 1203.8265 | 0
4461 | 1203.6531 | 0
4462 | 1203.4772 | 0
4463 | 1203.4772 | 0
4464 | 1203.2 | 0
4465 | 1203.2 | 0
4466 | 1203.199 | 0
4467 | 1203.114 | 0
4468 | 1203.09 | 0
4469 | 1203.0278 | 0
4470 | 1202.7821 | 0
4471 | 1202.5043 | 0
4472 | 1202.4 | 0
4473 | 1202.4 | 0
4474 | 1202.3589 | 0
4475 | 1202.344 | 0
4476 | 1201.79 | 0
4477 | 1201.79 | 0
4478 | 1201.671 | 0
4479 | 1201.6 | 0
4480 | 1201.6 | 0
4481 | 1201.4218 | 0
4482 | 1201.1464 | 0
4483 | 1201.14 | 0
4484 | 1201.115 | 0
4485 | 1201.095 | 0
4486 | 1200.8854 | 0
4487 | 1200.8 | 0
4488 | 1200.8 | 0
4489 | 1200.8 | 0
4490 | 1200.8 | 0
4491 | 1200.7723 | 0
4492 | 1200.7083 | 0
4493 | 1200.592 | 0
4494 | 1200.589 | 0
4495 | 1200.4086 | 0
4496 | 1200.3686 | 0
4497 | 1200.2556 | 0
4498 | 1200.195 | 0
4499 | 1200.115 | 0
4500 | 1200.1137 | 0
4501 | 1200 | 0
4502 | 1199.6331 | 0
4503 | 1199.5926 | 0
4504 | 1199.3168 | 0
4505 | 1199.3168 | 0
4506 | 1199.225 | 0
4507 | 1199.2 | 0
4508 | 1199.2 | 0
4509 | 1199.2 | 0
4510 | 1199.0566 | 0
4511 | 1198.9713 | 0
4512 | 1198.8976 | 0
4513 | 1198.8156 | 0
4514 | 1198.4 | 0
4515 | 1198.4 | 0
4516 | 1198.38 | 0
4517 | 1198.3366 | 0
4518 | 1198.1621 | 0
4519 | 1198.1208 | 0
4520 | 1198.058 | 0
4521 | 1198.0387 | 0
4522 | 1198.0387 | 0
4523 | 1197.79 | 0
4524 | 1197.303 | 0
4525 | 1197.2617 | 0
4526 | 1196.9072 | 0
4527 | 1196.8 | 0
4528 | 1196.8 | 0
4529 | 1196.4829 | 0
4530 | 1196.4679 | 0
4531 | 1196.422 | 0
4532 | 1196.191 | 0
4533 | 1196.1437 | 0
4534 | 1196.1292 | 0
4535 | 1196 | 0
4536 | 1196 | 0
4537 | 1196 | 0
4538 | 1195.968 | 0
4539 | 1195.6673 | 0
4540 | 1195.5738 | 0
4541 | 1195.5738 | 0
4542 | 1195.4363 | 0
4543 | 1195.22 | 0
4544 | 1195.2 | 0
4545 | 1195.2 | 0
4546 | 1195.2 | 0
4547 | 1194.744 | 0
4548 | 1194.5136 | 0
4549 | 1194.461 | 0
4550 | 1194.4 | 0
4551 | 1194.4 | 0
4552 | 1194.4 | 0
4553 | 1193.8661 | 0
4554 | 1193.7386 | 0
4555 | 1193.708 | 0
4556 | 1193.6 | 0
4557 | 1193.6 | 0
4558 | 1193.2138 | 0
4559 | 1193.172 | 0
4560 | 1193.029 | 0
4561 | 1192.8111 | 0
4562 | 1192.7735 | 0
4563 | 1192.6799 | 0
4564 | 1192.4164 | 0
4565 | 1192.407 | 0
4566 | 1192.262 | 0
4567 | 1192 | 0
4568 | 1192 | 0
4569 | 1192 | 0
4570 | 1192 | 0
4571 | 1191.895 | 0
4572 | 1191.8232 | 0
4573 | 1191.5872 | 0
4574 | 1191.5782 | 0
4575 | 1191.2752 | 0
4576 | 1191.2 | 0
4577 | 1191.2 | 0
4578 | 1191.158 | 0
4579 | 1191.082 | 0
4580 | 1190.5629 | 0
4581 | 1190.56 | 0
4582 | 1190.482 | 0
4583 | 1190.4 | 0
4584 | 1190.4 | 0
4585 | 1190.0714 | 0
4586 | 1189.8149 | 0
4587 | 1189.7541 | 0
4588 | 1189.61 | 0
4589 | 1189.6 | 0
4590 | 1189.6 | 0
4591 | 1189.6 | 0
4592 | 1189.6 | 0
4593 | 1189.6 | 0
4594 | 1189.3358 | 0
4595 | 1189.1388 | 0
4596 | 1188.8 | 0
4597 | 1188.8 | 0
4598 | 1188.667 | 0
4599 | 1188.5309 | 0
4600 | 1188.3885 | 0
4601 | 1188.218 | 0
4602 | 1188 | 0
4603 | 1187.9385 | 0
4604 | 1187.8648 | 0
4605 | 1187.8648 | 0
4606 | 1187.464 | 0
4607 | 1187.2856 | 0
4608 | 1187.2 | 0
4609 | 1187.1293 | 0
4610 | 1187.0499 | 0
4611 | 1186.9605 | 0
4612 | 1186.715 | 0
4613 | 1186.5863 | 0
4614 | 1186.4 | 0
4615 | 1186.3938 | 0
4616 | 1186.13 | 0
4617 | 1186.075 | 0
4618 | 1185.9043 | 0
4619 | 1185.808 | 0
4620 | 1185.7689 | 0
4621 | 1185.424 | 0
4622 | 1185.2801 | 0
4623 | 1185.2757 | 0
4624 | 1185.2136 | 0
4625 | 1185.147 | 0
4626 | 1185.0608 | 0
4627 | 1184.9728 | 0
4628 | 1184.9728 | 0
4629 | 1184.9728 | 0
4630 | 1184.8307 | 0
4631 | 1184.8307 | 0
4632 | 1184.8307 | 0
4633 | 1184.8 | 0
4634 | 1184.8 | 0
4635 | 1184.4607 | 0
4636 | 1184.2177 | 0
4637 | 1184.1872 | 0
4638 | 1184.1872 | 0
4639 | 1184 | 0
4640 | 1184 | 0
4641 | 1183.914 | 0
4642 | 1183.594 | 0
4643 | 1183.4517 | 0
4644 | 1183.22 | 0
4645 | 1183.2 | 0
4646 | 1183.2 | 0
4647 | 1183.2 | 0
4648 | 1182.9589 | 0
4649 | 1182.912 | 0
4650 | 1182.818 | 0
4651 | 1182.7428 | 0
4652 | 1182.657 | 0
4653 | 1182.509 | 0
4654 | 1182.4 | 0
4655 | 1182.4 | 0
4656 | 1182.4 | 0
4657 | 1182.4 | 0
4658 | 1182.365 | 0
4659 | 1182.361 | 0
4660 | 1181.9806 | 0
4661 | 1181.9806 | 0
4662 | 1181.7602 | 0
4663 | 1181.647 | 0
4664 | 1181.6 | 0
4665 | 1181.242 | 0
4666 | 1181.19 | 0
4667 | 1181.115 | 0
4668 | 1181.0885 | 0
4669 | 1180.946 | 0
4670 | 1180.8 | 0
4671 | 1180.8 | 0
4672 | 1180.8 | 0
4673 | 1180.8 | 0
4674 | 1180.5096 | 0
4675 | 1180.5096 | 0
4676 | 1180.3883 | 0
4677 | 1180.2871 | 0
4678 | 1180 | 0
4679 | 1179.9083 | 0
4680 | 1179.7741 | 0
4681 | 1179.725 | 0
4682 | 1179.3922 | 0
4683 | 1179.3631 | 0
4684 | 1179.3466 | 0
4685 | 1179.255 | 0
4686 | 1179.2 | 0
4687 | 1179.2 | 0
4688 | 1179.2 | 0
4689 | 1179.0386 | 0
4690 | 1178.9974 | 0
4691 | 1178.5865 | 0
4692 | 1178.5 | 0
4693 | 1178.4929 | 0
4694 | 1178.4 | 0
4695 | 1178.4 | 0
4696 | 1178.36 | 0
4697 | 1178.3067 | 0
4698 | 1178.106 | 0
4699 | 1178.0217 | 0
4700 | 1177.8008 | 0
4701 | 1177.8001 | 0
4702 | 1177.6161 | 0
4703 | 1177.5675 | 0
4704 | 1177.554 | 0
4705 | 1177.4916 | 0
4706 | 1177.0613 | 0
4707 | 1176.84 | 0
4708 | 1176.832 | 0
4709 | 1176.8108 | 0
4710 | 1176.8 | 0
4711 | 1176.8 | 0
4712 | 1176.8 | 0
4713 | 1176.8 | 0
4714 | 1176.7039 | 0
4715 | 1176.207 | 0
4716 | 1176.0394 | 0
4717 | 1176 | 0
4718 | 1175.793 | 0
4719 | 1175.544 | 0
4720 | 1175.372 | 0
4721 | 1175.229 | 0
4722 | 1175.2 | 0
4723 | 1175.2 | 0
4724 | 1175.0536 | 0
4725 | 1175.0134 | 0
4726 | 1174.9733 | 0
4727 | 1174.7929 | 0
4728 | 1174.6209 | 0
4729 | 1174.6132 | 0
4730 | 1174.6132 | 0
4731 | 1174.5986 | 0
4732 | 1174.1449 | 0
4733 | 1173.9536 | 0
4734 | 1173.817 | 0
4735 | 1173.8164 | 0
4736 | 1173.7765 | 0
4737 | 1173.6 | 0
4738 | 1173.32 | 0
4739 | 1173.122 | 0
4740 | 1172.832 | 0
4741 | 1172.8 | 0
4742 | 1172.8 | 0
4743 | 1172.3997 | 0
4744 | 1172.2624 | 0
4745 | 1172.039 | 0
4746 | 1172 | 0
4747 | 1172 | 0
4748 | 1171.973 | 0
4749 | 1171.9502 | 0
4750 | 1171.847 | 0
4751 | 1171.6916 | 0
4752 | 1171.349 | 0
4753 | 1171.326 | 0
4754 | 1171.2 | 0
4755 | 1171.09 | 0
4756 | 1171.084 | 0
4757 | 1170.7092 | 0
4758 | 1170.6288 | 0
4759 | 1170.5985 | 0
4760 | 1170.4 | 0
4761 | 1170.3146 | 0
4762 | 1170.2123 | 0
4763 | 1170.2102 | 0
4764 | 1169.848 | 0
4765 | 1169.6 | 0
4766 | 1169.6 | 0
4767 | 1169.6 | 0
4768 | 1169.6 | 0
4769 | 1169.1854 | 0
4770 | 1169.049 | 0
4771 | 1168.8 | 0
4772 | 1168.8 | 0
4773 | 1168.8 | 0
4774 | 1168.6743 | 0
4775 | 1168.515 | 0
4776 | 1168.446 | 0
4777 | 1168.1969 | 0
4778 | 1168.124 | 0
4779 | 1168.045 | 0
4780 | 1168 | 0
4781 | 1168 | 0
4782 | 1168 | 0
4783 | 1167.9465 | 0
4784 | 1167.854 | 0
4785 | 1167.775 | 0
4786 | 1167.7466 | 0
4787 | 1167.432 | 0
4788 | 1167.329 | 0
4789 | 1167.2 | 0
4790 | 1167.2 | 0
4791 | 1167.2 | 0
4792 | 1167.2 | 0
4793 | 1166.9312 | 0
4794 | 1166.901 | 0
4795 | 1166.426 | 0
4796 | 1166.42 | 0
4797 | 1166.4 | 0
4798 | 1166.299 | 0
4799 | 1166.2254 | 0
4800 | 1166.196 | 0
4801 | 1165.9822 | 0
4802 | 1165.8744 | 0
4803 | 1165.8744 | 0
4804 | 1165.6 | 0
4805 | 1165.6 | 0
4806 | 1165.6 | 0
4807 | 1165.6 | 0
4808 | 1165.4076 | 0
4809 | 1165.374 | 0
4810 | 1165.2976 | 0
4811 | 1165.2105 | 0
4812 | 1165.1837 | 0
4813 | 1165.131 | 0
4814 | 1165.0637 | 0
4815 | 1165.0506 | 0
4816 | 1164.8 | 0
4817 | 1164.8 | 0
4818 | 1164.6709 | 0
4819 | 1164.5561 | 0
4820 | 1164.4744 | 0
4821 | 1164.458 | 0
4822 | 1164.3879 | 0
4823 | 1164.3282 | 0
4824 | 1164.3282 | 0
4825 | 1164.3282 | 0
4826 | 1163.9011 | 0
4827 | 1163.639 | 0
4828 | 1163.5669 | 0
4829 | 1163.2 | 0
4830 | 1163.2 | 0
4831 | 1163.1117 | 0
4832 | 1162.8571 | 0
4833 | 1162.8571 | 0
4834 | 1162.7946 | 0
4835 | 1162.7327 | 0
4836 | 1162.6599 | 0
4837 | 1162.556 | 0
4838 | 1162.5522 | 0
4839 | 1162.4 | 0
4840 | 1162.4 | 0
4841 | 1162.384 | 0
4842 | 1162.3773 | 0
4843 | 1162.2995 | 0
4844 | 1162.2995 | 0
4845 | 1162.25 | 0
4846 | 1162.174 | 0
4847 | 1162.1216 | 0
4848 | 1162.094 | 0
4849 | 1161.964 | 0
4850 | 1161.734 | 0
4851 | 1161.6 | 0
4852 | 1161.3384 | 0
4853 | 1161.248 | 0
4854 | 1161.104 | 0
4855 | 1161.093 | 0
4856 | 1161.083 | 0
4857 | 1161.0661 | 0
4858 | 1161.038 | 0
4859 | 1160.8 | 0
4860 | 1160.599 | 0
4861 | 1160.5057 | 0
4862 | 1160.349 | 0
4863 | 1160.2693 | 0
4864 | 1159.956 | 0
4865 | 1159.838 | 0
4866 | 1159.81 | 0
4867 | 1159.54 | 0
4868 | 1159.2 | 0
4869 | 1159.2 | 0
4870 | 1158.633 | 0
4871 | 1158.511 | 0
4872 | 1158.444 | 0
4873 | 1158.4 | 0
4874 | 1158.4 | 0
4875 | 1158.39 | 0
4876 | 1158.2769 | 0
4877 | 1158.2769 | 0
4878 | 1157.6379 | 0
4879 | 1157.6 | 0
4880 | 1157.2293 | 0
4881 | 1157.201 | 0
4882 | 1157.0817 | 0
4883 | 1156.956 | 0
4884 | 1156.8955 | 0
4885 | 1156.8955 | 0
4886 | 1156.838 | 0
4887 | 1156.8 | 0
4888 | 1156.517 | 0
4889 | 1156.3257 | 0
4890 | 1156 | 0
4891 | 1156 | 0
4892 | 1155.725 | 0
4893 | 1155.7145 | 0
4894 | 1155.5019 | 0
4895 | 1155.338 | 0
4896 | 1155.2987 | 0
4897 | 1155.2 | 0
4898 | 1155.2 | 0
4899 | 1154.806 | 0
4900 | 1154.7758 | 0
4901 | 1154.691 | 0
4902 | 1154.1328 | 0
4903 | 1154.1328 | 0
4904 | 1154.0047 | 0
4905 | 1153.9649 | 0
4906 | 1153.6 | 0
4907 | 1153.519 | 0
4908 | 1153.41 | 0
4909 | 1153.367 | 0
4910 | 1153.1952 | 0
4911 | 1152.9763 | 0
4912 | 1152.8 | 0
4913 | 1152.8 | 0
4914 | 1152.8 | 0
4915 | 1152.652 | 0
4916 | 1152 | 0
4917 | 1152 | 0
4918 | 1151.9371 | 0
4919 | 1151.8243 | 0
4920 | 1151.8243 | 0
4921 | 1151.437 | 0
4922 | 1151.05 | 0
4923 | 1150.936 | 0
4924 | 1150.8718 | 0
4925 | 1150.6454 | 0
4926 | 1150.5013 | 0
4927 | 1150.4507 | 0
4928 | 1150.4 | 0
4929 | 1150.4 | 0
4930 | 1150.4 | 0
4931 | 1150.3401 | 0
4932 | 1150.1519 | 0
4933 | 1149.785 | 0
4934 | 1149.6178 | 0
4935 | 1149.6 | 0
4936 | 1149.6 | 0
4937 | 1149.6 | 0
4938 | 1149.254 | 0
4939 | 1149.101 | 0
4940 | 1148.4205 | 0
4941 | 1148.1467 | 0
4942 | 1148.1467 | 0
4943 | 1148.1467 | 0
4944 | 1148 | 0
4945 | 1148 | 0
4946 | 1148 | 0
4947 | 1147.9167 | 0
4948 | 1147.7987 | 0
4949 | 1147.683 | 0
4950 | 1147.5377 | 0
4951 | 1147.534 | 0
4952 | 1147.519 | 0
4953 | 1147.4112 | 0
4954 | 1147.4094 | 0
4955 | 1147.38 | 0
4956 | 1147.369 | 0
4957 | 1147.2 | 0
4958 | 1147.2 | 0
4959 | 1147.2 | 0
4960 | 1147.17 | 0
4961 | 1147.0671 | 0
4962 | 1147.015 | 0
4963 | 1146.697 | 0
4964 | 1146.669 | 0
4965 | 1146.5832 | 0
4966 | 1146.42 | 0
4967 | 1146.4 | 0
4968 | 1146.4 | 0
4969 | 1146.178 | 0
4970 | 1146.147 | 0
4971 | 1145.9282 | 0
4972 | 1145.8446 | 0
4973 | 1145.7167 | 0
4974 | 1145.6 | 0
4975 | 1145.6 | 0
4976 | 1145.6 | 0
4977 | 1145.5301 | 0
4978 | 1145.1539 | 0
4979 | 1144.8 | 0
4980 | 1144.8 | 0
4981 | 1144.8 | 0
4982 | 1144.4632 | 0
4983 | 1144.3567 | 0
4984 | 1144.1924 | 0
4985 | 1144.168 | 0
4986 | 1144 | 0
4987 | 1143.986 | 0
4988 | 1143.3262 | 0
4989 | 1143.278 | 0
4990 | 1143.2188 | 0
4991 | 1143.193 | 0
4992 | 1143.128 | 0
4993 | 1142.5534 | 0
4994 | 1142.4 | 0
4995 | 1142.4 | 0
4996 | 1142.4 | 0
4997 | 1142.4 | 0
4998 | 1142.288 | 0
4999 | 1142.233 | 0
5000 | 1141.8157 | 0
5001 | 1141.7005 | 0
5002 | 1141.6 | 0
5003 | 1141.587 | 0
5004 | 1141.3284 | 0
5005 | 1141.3222 | 0
5006 | 1141.1439 | 0
5007 | 1141.0098 | 0
5008 | 1141.0098 | 0
5009 | 1140.835 | 0
5010 | 1140.8 | 0
5011 | 1140.583 | 0
5012 | 1140.384 | 0
5013 | 1140.3677 | 0
5014 | 1140.2509 | 0
5015 | 1140.056 | 0
5016 | 1140 | 0
5017 | 1140 | 0
5018 | 1140 | 0
5019 | 1139.749 | 0
5020 | 1139.5362 | 0
5021 | 1139.46 | 0
5022 | 1139.333 | 0
5023 | 1139.3205 | 0
5024 | 1139.2 | 0
5025 | 1139.2 | 0
5026 | 1138.585 | 0
5027 | 1138.4192 | 0
5028 | 1138.4 | 0
5029 | 1138.4 | 0
5030 | 1138.269 | 0
5031 | 1138.2471 | 0
5032 | 1138.22 | 0
5033 | 1137.9564 | 0
5034 | 1137.6 | 0
5035 | 1137.6 | 0
5036 | 1137.5314 | 0
5037 | 1137.376 | 0
5038 | 1137.1705 | 0
5039 | 1137.1139 | 0
5040 | 1137.052 | 0
5041 | 1136.8 | 0
5042 | 1136.61 | 0
5043 | 1136.3975 | 0
5044 | 1136.175 | 0
5045 | 1136.1375 | 0
5046 | 1135.9657 | 0
5047 | 1135.9 | 0
5048 | 1135.797 | 0
5049 | 1135.5657 | 0
5050 | 1135.24 | 0
5051 | 1135.205 | 0
5052 | 1135.2 | 0
5053 | 1135.0278 | 0
5054 | 1134.7688 | 0
5055 | 1134.4 | 0
5056 | 1134.4 | 0
5057 | 1134.3734 | 0
5058 | 1134.3301 | 0
5059 | 1134.3297 | 0
5060 | 1134.203 | 0
5061 | 1134.1783 | 0
5062 | 1133.6 | 0
5063 | 1133.5528 | 0
5064 | 1133.4363 | 0
5065 | 1133.4123 | 0
5066 | 1133.191 | 0
5067 | 1133.1751 | 0
5068 | 1132.8406 | 0
5069 | 1132.8 | 0
5070 | 1132.7008 | 0
5071 | 1132.6778 | 0
5072 | 1132.464 | 0
5073 | 1132.1777 | 0
5074 | 1132.013 | 0
5075 | 1132 | 0
5076 | 1132 | 0
5077 | 1131.4817 | 0
5078 | 1131.45 | 0
5079 | 1131.3953 | 0
5080 | 1131.3791 | 0
5081 | 1131.3402 | 0
5082 | 1131.2 | 0
5083 | 1131.2 | 0
5084 | 1131.2 | 0
5085 | 1131.2 | 0
5086 | 1131.076 | 0
5087 | 1131.027 | 0
5088 | 1130.671 | 0
5089 | 1130.656 | 0
5090 | 1130.4682 | 0
5091 | 1130.4 | 0
5092 | 1130.342 | 0
5093 | 1130.2855 | 0
5094 | 1129.8233 | 0
5095 | 1129.6 | 0
5096 | 1129.0885 | 0
5097 | 1128.9285 | 0
5098 | 1128.8 | 0
5099 | 1128.8 | 0
5100 | 1128.8 | 0
5101 | 1128.8 | 0
5102 | 1128.7455 | 0
5103 | 1128.6053 | 0
5104 | 1128.5775 | 0
5105 | 1128 | 0
5106 | 1128 | 0
5107 | 1128 | 0
5108 | 1127.7874 | 0
5109 | 1127.5968 | 0
5110 | 1127.5522 | 0
5111 | 1127.5522 | 0
5112 | 1127.549 | 0
5113 | 1127.493 | 0
5114 | 1127.2 | 0
5115 | 1127.2 | 0
5116 | 1127.2 | 0
5117 | 1127.2 | 0
5118 | 1127.2 | 0
5119 | 1127.015 | 0
5120 | 1126.9881 | 0
5121 | 1126.9766 | 0
5122 | 1126.9696 | 0
5123 | 1126.8 | 0
5124 | 1126.6764 | 0
5125 | 1126.5055 | 0
5126 | 1126.5055 | 0
5127 | 1126.43 | 0
5128 | 1126.4 | 0
5129 | 1126.4 | 0
5130 | 1126.266 | 0
5131 | 1125.992 | 0
5132 | 1125.8148 | 0
5133 | 1125.6 | 0
5134 | 1125.5 | 0
5135 | 1125.488 | 0
5136 | 1125.3411 | 0
5137 | 1125.237 | 0
5138 | 1125.2328 | 0
5139 | 1124.8 | 0
5140 | 1124.637 | 0
5141 | 1124.2295 | 0
5142 | 1124.1761 | 0
5143 | 1124 | 0
5144 | 1123.8746 | 0
5145 | 1123.8746 | 0
5146 | 1123.8746 | 0
5147 | 1123.825 | 0
5148 | 1123.7505 | 0
5149 | 1123.4907 | 0
5150 | 1123.1632 | 0
5151 | 1122.8155 | 0
5152 | 1122.777 | 0
5153 | 1122.775 | 0
5154 | 1122.711 | 0
5155 | 1122.6757 | 0
5156 | 1122.6445 | 0
5157 | 1122.6312 | 0
5158 | 1122.521 | 0
5159 | 1122.4035 | 0
5160 | 1122.4 | 0
5161 | 1122.4 | 0
5162 | 1122.4 | 0
5163 | 1122.3613 | 0
5164 | 1121.8987 | 0
5165 | 1121.6603 | 0
5166 | 1121.6 | 0
5167 | 1121.6 | 0
5168 | 1121.6 | 0
5169 | 1121.6 | 0
5170 | 1121.6 | 0
5171 | 1121.586 | 0
5172 | 1121.5161 | 0
5173 | 1121.2717 | 0
5174 | 1121.1221 | 0
5175 | 1120.8 | 0
5176 | 1120.197 | 0
5177 | 1120.1603 | 0
5178 | 1120.1186 | 0
5179 | 1120 | 0
5180 | 1120 | 0
5181 | 1120 | 0
5182 | 1119.86 | 0
5183 | 1119.4615 | 0
5184 | 1119.4615 | 0
5185 | 1119.408 | 0
5186 | 1119.2978 | 0
5187 | 1119.2 | 0
5188 | 1119.0192 | 0
5189 | 1118.7913 | 0
5190 | 1118.7892 | 0
5191 | 1118.7189 | 0
5192 | 1118.58 | 0
5193 | 1118.4 | 0
5194 | 1118.4 | 0
5195 | 1118.4 | 0
5196 | 1118.4 | 0
5197 | 1118.1698 | 0
5198 | 1118.0342 | 0
5199 | 1117.6 | 0
5200 | 1117.5266 | 0
5201 | 1117.404 | 0
5202 | 1117.2373 | 0
5203 | 1117.2373 | 0
5204 | 1117.132 | 0
5205 | 1117.045 | 0
5206 | 1117.0011 | 0
5207 | 1116.8 | 0
5208 | 1116.4602 | 0
5209 | 1116.444 | 0
5210 | 1116.4404 | 0
5211 | 1115.6435 | 0
5212 | 1115.5132 | 0
5213 | 1115.506 | 0
5214 | 1115.4545 | 0
5215 | 1115.2 | 0
5216 | 1115.2 | 0
5217 | 1115.1485 | 0
5218 | 1114.978 | 0
5219 | 1114.9063 | 0
5220 | 1114.771 | 0
5221 | 1114.766 | 0
5222 | 1114.3042 | 0
5223 | 1114.1294 | 0
5224 | 1114.082 | 0
5225 | 1114.0731 | 0
5226 | 1114.0731 | 0
5227 | 1114.0497 | 0
5228 | 1114.0497 | 0
5229 | 1113.8843 | 0
5230 | 1113.713 | 0
5231 | 1113.621 | 0
5232 | 1113.6 | 0
5233 | 1113.5773 | 0
5234 | 1113.5542 | 0
5235 | 1113.3524 | 0
5236 | 1113.2529 | 0
5237 | 1113.0665 | 0
5238 | 1113.0576 | 0
5239 | 1112.8 | 0
5240 | 1112.6918 | 0
5241 | 1112.5755 | 0
5242 | 1112.4017 | 0
5243 | 1112.084 | 0
5244 | 1112.0011 | 0
5245 | 1112 | 0
5246 | 1111.595 | 0
5247 | 1111.3104 | 0
5248 | 1111.2 | 0
5249 | 1111.2 | 0
5250 | 1111.2 | 0
5251 | 1111.0216 | 0
5252 | 1110.796 | 0
5253 | 1110.708 | 0
5254 | 1110.6197 | 0
5255 | 1110.6197 | 0
5256 | 1110.192 | 0
5257 | 1109.9109 | 0
5258 | 1109.8997 | 0
5259 | 1109.7952 | 0
5260 | 1109.748 | 0
5261 | 1109.6 | 0
5262 | 1109.6 | 0
5263 | 1109.6 | 0
5264 | 1109.428 | 0
5265 | 1109.3055 | 0
5266 | 1109.1642 | 0
5267 | 1108.8 | 0
5268 | 1108.431 | 0
5269 | 1108 | 0
5270 | 1108 | 0
5271 | 1107.6746 | 0
5272 | 1107.5098 | 0
5273 | 1107.3417 | 0
5274 | 1107.2 | 0
5275 | 1106.8931 | 0
5276 | 1106.8777 | 0
5277 | 1106.751 | 0
5278 | 1106.567 | 0
5279 | 1106.5238 | 0
5280 | 1106.5238 | 0
5281 | 1106.455 | 0
5282 | 1106.4 | 0
5283 | 1106.227 | 0
5284 | 1105.904 | 0
5285 | 1105.7849 | 0
5286 | 1105.6 | 0
5287 | 1105.581 | 0
5288 | 1105.284 | 0
5289 | 1105.284 | 0
5290 | 1105.275 | 0
5291 | 1105.1884 | 0
5292 | 1105.1745 | 0
5293 | 1105.0942 | 0
5294 | 1104.938 | 0
5295 | 1104.8061 | 0
5296 | 1104.482 | 0
5297 | 1104.2739 | 0
5298 | 1104.242 | 0
5299 | 1104.063 | 0
5300 | 1104.0155 | 0
5301 | 1104 | 0
5302 | 1104 | 0
5303 | 1103.6522 | 0
5304 | 1103.5739 | 0
5305 | 1103.419 | 0
5306 | 1103.3684 | 0
5307 | 1103.2 | 0
5308 | 1103.2 | 0
5309 | 1102.819 | 0
5310 | 1102.5551 | 0
5311 | 1102.5445 | 0
5312 | 1102.4753 | 0
5313 | 1102.4 | 0
5314 | 1102.4 | 0
5315 | 1102.325 | 0
5316 | 1102.0699 | 0
5317 | 1101.8888 | 0
5318 | 1101.8299 | 0
5319 | 1101.732 | 0
5320 | 1101.6408 | 0
5321 | 1101.6 | 0
5322 | 1101.6 | 0
5323 | 1101.4945 | 0
5324 | 1100.807 | 0
5325 | 1100.8 | 0
5326 | 1100.388 | 0
5327 | 1100.2595 | 0
5328 | 1100.2595 | 0
5329 | 1100.227 | 0
5330 | 1100.114 | 0
5331 | 1100.0177 | 0
5332 | 1100 | 0
5333 | 1099.9253 | 0
5334 | 1099.6024 | 0
5335 | 1099.177 | 0
5336 | 1098.997 | 0
5337 | 1098.9089 | 0
5338 | 1098.8781 | 0
5339 | 1098.8669 | 0
5340 | 1098.458 | 0
5341 | 1098.4 | 0
5342 | 1098.227 | 0
5343 | 1098.1261 | 0
5344 | 1098.0768 | 0
5345 | 1098.0623 | 0
5346 | 1097.92 | 0
5347 | 1097.3959 | 0
5348 | 1097.2 | 0
5349 | 1096.806 | 0
5350 | 1096.7099 | 0
5351 | 1096.2598 | 0
5352 | 1095.8283 | 0
5353 | 1095.822 | 0
5354 | 1095.2 | 0
5355 | 1095.1893 | 0
5356 | 1095.157 | 0
5357 | 1094.9209 | 0
5358 | 1094.6009 | 0
5359 | 1094.5292 | 0
5360 | 1094.4 | 0
5361 | 1094.398 | 0
5362 | 1094.2419 | 0
5363 | 1094.152 | 0
5364 | 1094.1275 | 0
5365 | 1093.9 | 0
5366 | 1093.7182 | 0
5367 | 1093.6 | 0
5368 | 1093.3526 | 0
5369 | 1093.259 | 0
5370 | 1093.0432 | 0
5371 | 1093.028 | 0
5372 | 1092.9827 | 0
5373 | 1092.8 | 0
5374 | 1092.8 | 0
5375 | 1092.7 | 0
5376 | 1092.6207 | 0
5377 | 1092.491 | 0
5378 | 1092.2168 | 0
5379 | 1092 | 0
5380 | 1092 | 0
5381 | 1091.61 | 0
5382 | 1091.5981 | 0
5383 | 1091.508 | 0
5384 | 1091.276 | 0
5385 | 1091.2 | 0
5386 | 1090.8972 | 0
5387 | 1090.7762 | 0
5388 | 1090.5899 | 0
5389 | 1090.429 | 0
5390 | 1090.4 | 0
5391 | 1089.986 | 0
5392 | 1089.836 | 0
5393 | 1089.7222 | 0
5394 | 1089.6 | 0
5395 | 1089.6 | 0
5396 | 1089.279 | 0
5397 | 1089.2673 | 0
5398 | 1088.8 | 0
5399 | 1088.8 | 0
5400 | 1088.8 | 0
5401 | 1088.8 | 0
5402 | 1088.8 | 0
5403 | 1088.675 | 0
5404 | 1088.5696 | 0
5405 | 1088.323 | 0
5406 | 1088.1963 | 0
5407 | 1088 | 0
5408 | 1088 | 0
5409 | 1087.883 | 0
5410 | 1087.8341 | 0
5411 | 1087.8341 | 0
5412 | 1087.8272 | 0
5413 | 1087.4829 | 0
5414 | 1087.344 | 0
5415 | 1087.2 | 0
5416 | 1087.115 | 0
5417 | 1087.0664 | 0
5418 | 1086.631 | 0
5419 | 1086.618 | 0
5420 | 1086.4 | 0
5421 | 1086.4 | 0
5422 | 1086.354 | 0
5423 | 1086.2248 | 0
5424 | 1085.9861 | 0
5425 | 1085.7551 | 0
5426 | 1085.7551 | 0
5427 | 1085.638 | 0
5428 | 1085.6 | 0
5429 | 1085.6 | 0
5430 | 1084.892 | 0
5431 | 1084.8 | 0
5432 | 1084.8 | 0
5433 | 1084.3737 | 0
5434 | 1084.0897 | 0
5435 | 1083.978 | 0
5436 | 1083.813 | 0
5437 | 1083.6514 | 0
5438 | 1083.6407 | 0
5439 | 1083.2 | 0
5440 | 1083.2 | 0
5441 | 1083.1262 | 0
5442 | 1082.9924 | 0
5443 | 1082.942 | 0
5444 | 1082.8362 | 0
5445 | 1082.752 | 0
5446 | 1082.4 | 0
5447 | 1082.4 | 0
5448 | 1082.229 | 0
5449 | 1082.1742 | 0
5450 | 1081.973 | 0
5451 | 1081.9499 | 0
5452 | 1081.611 | 0
5453 | 1081.511 | 0
5454 | 1081.3773 | 0
5455 | 1081.276 | 0
5456 | 1081.252 | 0
5457 | 1081.2144 | 0
5458 | 1081.1711 | 0
5459 | 1081.05 | 0
5460 | 1080.957 | 0
5461 | 1080.8 | 0
5462 | 1080.8 | 0
5463 | 1080.5804 | 0
5464 | 1080.559 | 0
5465 | 1080.396 | 0
5466 | 1080.054 | 0
5467 | 1080 | 0
5468 | 1079.7616 | 0
5469 | 1079.591 | 0
5470 | 1079.2074 | 0
5471 | 1079.2 | 0
5472 | 1078.9867 | 0
5473 | 1078.8483 | 0
5474 | 1078.4 | 0
5475 | 1078.2723 | 0
5476 | 1078.1882 | 0
5477 | 1078.088 | 0
5478 | 1078.045 | 0
5479 | 1077.8998 | 0
5480 | 1077.866 | 0
5481 | 1077.8269 | 0
5482 | 1077.6 | 0
5483 | 1077.6 | 0
5484 | 1077.5727 | 0
5485 | 1077.5368 | 0
5486 | 1077.4669 | 0
5487 | 1077.4462 | 0
5488 | 1077.3961 | 0
5489 | 1077.291 | 0
5490 | 1076.9383 | 0
5491 | 1076.9171 | 0
5492 | 1076.8 | 0
5493 | 1076.8 | 0
5494 | 1076.722 | 0
5495 | 1076.3005 | 0
5496 | 1076.0855 | 0
5497 | 1076.0855 | 0
5498 | 1076.0855 | 0
5499 | 1076.0594 | 0
5500 | 1076 | 0
5501 | 1076 | 0
5502 | 1076 | 0
5503 | 1075.8529 | 0
5504 | 1075.5123 | 0
5505 | 1075.3302 | 0
5506 | 1075.3302 | 0
5507 | 1075.2 | 0
5508 | 1075.2 | 0
5509 | 1074.5947 | 0
5510 | 1074.5947 | 0
5511 | 1074.4 | 0
5512 | 1074.33 | 0
5513 | 1074.0238 | 0
5514 | 1073.9732 | 0
5515 | 1073.6523 | 0
5516 | 1073.6 | 0
5517 | 1073.6 | 0
5518 | 1073.6 | 0
5519 | 1073.6 | 0
5520 | 1073.537 | 0
5521 | 1073.4084 | 0
5522 | 1073.3228 | 0
5523 | 1072.8488 | 0
5524 | 1072.8 | 0
5525 | 1072.8 | 0
5526 | 1072.8 | 0
5527 | 1072.5339 | 0
5528 | 1072.2006 | 0
5529 | 1072.122 | 0
5530 | 1072 | 0
5531 | 1072 | 0
5532 | 1071.8147 | 0
5533 | 1071.6526 | 0
5534 | 1071.6104 | 0
5535 | 1071.458 | 0
5536 | 1071.4449 | 0
5537 | 1071.439 | 0
5538 | 1071.3572 | 0
5539 | 1071.282 | 0
5540 | 1071.2507 | 0
5541 | 1071.2 | 0
5542 | 1071.05 | 0
5543 | 1070.4841 | 0
5544 | 1070.4651 | 0
5545 | 1070.4 | 0
5546 | 1070.4 | 0
5547 | 1070.4 | 0
5548 | 1070.1512 | 0
5549 | 1069.6 | 0
5550 | 1069.4461 | 0
5551 | 1069.424 | 0
5552 | 1069.424 | 0
5553 | 1069.3668 | 0
5554 | 1068.8 | 0
5555 | 1068.7106 | 0
5556 | 1068.5028 | 0
5557 | 1068.0858 | 0
5558 | 1067.9509 | 0
5559 | 1067.8206 | 0
5560 | 1067.6514 | 0
5561 | 1067.464 | 0
5562 | 1067.315 | 0
5563 | 1067.268 | 0
5564 | 1067.2395 | 0
5565 | 1067.2 | 0
5566 | 1066.826 | 0
5567 | 1066.4502 | 0
5568 | 1066.4 | 0
5569 | 1066.2364 | 0
5570 | 1066.076 | 0
5571 | 1065.6 | 0
5572 | 1065.5889 | 0
5573 | 1065.211 | 0
5574 | 1064.8 | 0
5575 | 1064.8 | 0
5576 | 1064.339 | 0
5577 | 1064.2324 | 0
5578 | 1064 | 0
5579 | 1064 | 0
5580 | 1063.922 | 0
5581 | 1062.6763 | 0
5582 | 1062.5736 | 0
5583 | 1062.166 | 0
5584 | 1061.6 | 0
5585 | 1061.5812 | 0
5586 | 1061.564 | 0
5587 | 1061.519 | 0
5588 | 1061.386 | 0
5589 | 1061.094 | 0
5590 | 1060.8905 | 0
5591 | 1060.777 | 0
5592 | 1060.1998 | 0
5593 | 1060.1419 | 0
5594 | 1059.8843 | 0
5595 | 1059.7836 | 0
5596 | 1059.5877 | 0
5597 | 1059.333 | 0
5598 | 1058.8184 | 0
5599 | 1058.51 | 0
5600 | 1058.1277 | 0
5601 | 1057.9646 | 0
5602 | 1057.6778 | 0
5603 | 1057.6 | 0
5604 | 1057.6 | 0
5605 | 1057.6 | 0
5606 | 1057.4129 | 0
5607 | 1057.156 | 0
5608 | 1056.4835 | 0
5609 | 1056 | 0
5610 | 1056 | 0
5611 | 1056 | 0
5612 | 1056 | 0
5613 | 1055.859 | 0
5614 | 1055.456 | 0
5615 | 1055.365 | 0
5616 | 1055.2 | 0
5617 | 1055.169 | 0
5618 | 1055.099 | 0
5619 | 1055.082 | 0
5620 | 1054.9635 | 0
5621 | 1054.7357 | 0
5622 | 1054.7357 | 0
5623 | 1054.7081 | 0
5624 | 1054.4 | 0
5625 | 1054.4 | 0
5626 | 1054.4 | 0
5627 | 1054.2475 | 0
5628 | 1054.0186 | 0
5629 | 1053.7961 | 0
5630 | 1053.719 | 0
5631 | 1053.6 | 0
5632 | 1053.267 | 0
5633 | 1053.168 | 0
5634 | 1052.302 | 0
5635 | 1052 | 0
5636 | 1051.8925 | 0
5637 | 1051.3962 | 0
5638 | 1051.2209 | 0
5639 | 1051.2 | 0
5640 | 1051.2 | 0
5641 | 1051.2 | 0
5642 | 1051.1298 | 0
5643 | 1051.0647 | 0
5644 | 1051.0551 | 0
5645 | 1050.9114 | 0
5646 | 1050.829 | 0
5647 | 1050.4 | 0
5648 | 1050.3472 | 0
5649 | 1050.3226 | 0
5650 | 1050.3226 | 0
5651 | 1050.3226 | 0
5652 | 1050.113 | 0
5653 | 1049.8395 | 0
5654 | 1049.667 | 0
5655 | 1049.6 | 0
5656 | 1049.5751 | 0
5657 | 1049.4094 | 0
5658 | 1049.2758 | 0
5659 | 1049.2511 | 0
5660 | 1049.1048 | 0
5661 | 1048.5359 | 0
5662 | 1048.2088 | 0
5663 | 1048.116 | 0
5664 | 1048 | 0
5665 | 1048 | 0
5666 | 1047.8219 | 0
5667 | 1047.7675 | 0
5668 | 1047.7675 | 0
5669 | 1047.2 | 0
5670 | 1047.146 | 0
5671 | 1047.104 | 0
5672 | 1046.5357 | 0
5673 | 1046.5245 | 0
5674 | 1046.4 | 0
5675 | 1046.4 | 0
5676 | 1046.3142 | 0
5677 | 1046.053 | 0
5678 | 1045.7588 | 0
5679 | 1045.7035 | 0
5680 | 1045.6 | 0
5681 | 1045.6 | 0
5682 | 1045.1739 | 0
5683 | 1044.9992 | 0
5684 | 1044.814 | 0
5685 | 1044.8 | 0
5686 | 1044.8 | 0
5687 | 1044.668 | 0
5688 | 1044.091 | 0
5689 | 1044.046 | 0
5690 | 1044 | 0
5691 | 1044 | 0
5692 | 1044 | 0
5693 | 1043.7397 | 0
5694 | 1043.557 | 0
5695 | 1043.2 | 0
5696 | 1043.0311 | 0
5697 | 1042.9674 | 0
5698 | 1042.9327 | 0
5699 | 1042.651 | 0
5700 | 1042.494 | 0
5701 | 1042.2318 | 0
5702 | 1041.9355 | 0
5703 | 1041.8741 | 0
5704 | 1041.8558 | 0
5705 | 1041.693 | 0
5706 | 1041.6 | 0
5707 | 1041.4963 | 0
5708 | 1041.064 | 0
5709 | 1040.947 | 0
5710 | 1040.8 | 0
5711 | 1040.75 | 0
5712 | 1040.5708 | 0
5713 | 1040.3999 | 0
5714 | 1040.324 | 0
5715 | 1040.17 | 0
5716 | 1040.17 | 0
5717 | 1040.0298 | 0
5718 | 1040.0253 | 0
5719 | 1040.0253 | 0
5720 | 1040.0253 | 0
5721 | 1040 | 0
5722 | 1040 | 0
5723 | 1039.8662 | 0
5724 | 1039.674 | 0
5725 | 1039.5433 | 0
5726 | 1039.4979 | 0
5727 | 1039.4793 | 0
5728 | 1039.2 | 0
5729 | 1038.7663 | 0
5730 | 1038.644 | 0
5731 | 1038.439 | 0
5732 | 1038.0979 | 0
5733 | 1038.0979 | 0
5734 | 1038.061 | 0
5735 | 1037.8187 | 0
5736 | 1037.81 | 0
5737 | 1037.6411 | 0
5738 | 1037.6 | 0
5739 | 1037.4685 | 0
5740 | 1037.0083 | 0
5741 | 1036.9885 | 0
5742 | 1036.9712 | 0
5743 | 1036.8 | 0
5744 | 1036.8 | 0
5745 | 1036.7165 | 0
5746 | 1036.4355 | 0
5747 | 1036.3477 | 0
5748 | 1036.347 | 0
5749 | 1035.63 | 0
5750 | 1035.6122 | 0
5751 | 1035.489 | 0
5752 | 1035.3352 | 0
5753 | 1035.2371 | 0
5754 | 1035.196 | 0
5755 | 1034.934 | 0
5756 | 1034.8766 | 0
5757 | 1034.4 | 0
5758 | 1034.163 | 0
5759 | 1034.1411 | 0
5760 | 1034.1178 | 0
5761 | 1034.0283 | 0
5762 | 1033.825 | 0
5763 | 1033.754 | 0
5764 | 1033.564 | 0
5765 | 1033.486 | 0
5766 | 1033.4007 | 0
5767 | 1033.3278 | 0
5768 | 1032.9192 | 0
5769 | 1032.8 | 0
5770 | 1032.8 | 0
5771 | 1032.7373 | 0
5772 | 1032.5724 | 0
5773 | 1032.5448 | 0
5774 | 1032 | 0
5775 | 1031.9346 | 0
5776 | 1031.8818 | 0
5777 | 1031.53 | 0
5778 | 1031.203 | 0
5779 | 1031.2 | 0
5780 | 1031.199 | 0
5781 | 1031.1911 | 0
5782 | 1031.1911 | 0
5783 | 1030.8817 | 0
5784 | 1030.5004 | 0
5785 | 1030.4 | 0
5786 | 1030.094 | 0
5787 | 1029.977 | 0
5788 | 1029.964 | 0
5789 | 1029.6 | 0
5790 | 1029.466 | 0
5791 | 1029.119 | 0
5792 | 1029.119 | 0
5793 | 1028.874 | 0
5794 | 1028.83 | 0
5795 | 1028.8 | 0
5796 | 1028.635 | 0
5797 | 1028.4225 | 0
5798 | 1028.257 | 0
5799 | 1028 | 0
5800 | 1028 | 0
5801 | 1027.9858 | 0
5802 | 1027.7377 | 0
5803 | 1027.48 | 0
5804 | 1027.129 | 0
5805 | 1027.0912 | 0
5806 | 1026.622 | 0
5807 | 1026.462 | 0
5808 | 1026.4 | 0
5809 | 1026.4 | 0
5810 | 1026.3765 | 0
5811 | 1025.9707 | 0
5812 | 1025.3149 | 0
5813 | 1025.232 | 0
5814 | 1025.0301 | 0
5815 | 1024.9954 | 0
5816 | 1024.991 | 0
5817 | 1024.287 | 0
5818 | 1024.0045 | 0
5819 | 1024 | 0
5820 | 1023.3432 | 0
5821 | 1023.2276 | 0
5822 | 1023.2024 | 0
5823 | 1022.9029 | 0
5824 | 1022.571 | 0
5825 | 1022.55 | 0
5826 | 1022.4 | 0
5827 | 1022.2874 | 0
5828 | 1022.2122 | 0
5829 | 1021.6373 | 0
5830 | 1021.6 | 0
5831 | 1021.5215 | 0
5832 | 1021.1849 | 0
5833 | 1021.024 | 0
5834 | 1020.8968 | 0
5835 | 1020.8968 | 0
5836 | 1020.8308 | 0
5837 | 1020.8308 | 0
5838 | 1020.8 | 0
5839 | 1020.5365 | 0
5840 | 1020.516 | 0
5841 | 1020 | 0
5842 | 1020 | 0
5843 | 1019.8339 | 0
5844 | 1019.831 | 0
5845 | 1019.4494 | 0
5846 | 1019.4307 | 0
5847 | 1019.2 | 0
5848 | 1019.2 | 0
5849 | 1019.092 | 0
5850 | 1018.6952 | 0
5851 | 1018.4 | 0
5852 | 1018.275 | 0
5853 | 1018.1982 | 0
5854 | 1018.0681 | 0
5855 | 1017.97 | 0
5856 | 1017.789 | 0
5857 | 1017.622 | 0
5858 | 1017.2747 | 0
5859 | 1017.1236 | 0
5860 | 1017.049 | 0
5861 | 1016.8 | 0
5862 | 1016.1898 | 0
5863 | 1016.173 | 0
5864 | 1016 | 0
5865 | 1016 | 0
5866 | 1016 | 0
5867 | 1016 | 0
5868 | 1015.996 | 0
5869 | 1015.996 | 0
5870 | 1015.736 | 0
5871 | 1015.72 | 0
5872 | 1015.4608 | 0
5873 | 1015.0755 | 0
5874 | 1015.0176 | 0
5875 | 1014.4 | 0
5876 | 1014.4 | 0
5877 | 1014.359 | 0
5878 | 1014.0104 | 0
5879 | 1013.9043 | 0
5880 | 1013.2333 | 0
5881 | 1012.9324 | 0
5882 | 1012.811 | 0
5883 | 1012.5426 | 0
5884 | 1012.197 | 0
5885 | 1012 | 0
5886 | 1011.616 | 0
5887 | 1011.485 | 0
5888 | 1010.9393 | 0
5889 | 1010.911 | 0
5890 | 1010.871 | 0
5891 | 1010.5833 | 0
5892 | 1010.4706 | 0
5893 | 1010.4 | 0
5894 | 1009.939 | 0
5895 | 1009.8492 | 0
5896 | 1009.7099 | 0
5897 | 1009.6 | 0
5898 | 1009.0892 | 0
5899 | 1008.8 | 0
5900 | 1008.77 | 0
5901 | 1008.407 | 0
5902 | 1008.3985 | 0
5903 | 1008.3985 | 0
5904 | 1008.2725 | 0
5905 | 1008 | 0
5906 | 1007.9081 | 0
5907 | 1007.2 | 0
5908 | 1007.057 | 0
5909 | 1007.0171 | 0
5910 | 1006.9788 | 0
5911 | 1006.9269 | 0
5912 | 1006.925 | 0
5913 | 1006.4 | 0
5914 | 1006.4 | 0
5915 | 1005.6358 | 0
5916 | 1005.3405 | 0
5917 | 1005.2559 | 0
5918 | 1004.7203 | 0
5919 | 1004.4362 | 0
5920 | 1004.3509 | 0
5921 | 1004.2544 | 0
5922 | 1004 | 0
5923 | 1003.9848 | 0
5924 | 1003.5637 | 0
5925 | 1003.5499 | 0
5926 | 1003.5325 | 0
5927 | 1003.501 | 0
5928 | 1003.211 | 0
5929 | 1003.197 | 0
5930 | 1003.1398 | 0
5931 | 1002.649 | 0
5932 | 1002.5404 | 0
5933 | 1002.4448 | 0
5934 | 1002.3878 | 0
5935 | 1002.061 | 0
5936 | 1001.7782 | 0
5937 | 1001.4733 | 0
5938 | 1001.0427 | 0
5939 | 1001.0427 | 0
5940 | 1001.0427 | 0
5941 | 1000.8 | 0
5942 | 1000.6964 | 0
5943 | 1000.3072 | 0
5944 | 1000.1103 | 0
5945 | 1000 | 0
5946 | 999.966 | 0
5947 | 999.303 | 0
5948 | 999.2 | 0
5949 | 999.188 | 0
5950 | 999.0366 | 0
5951 | 998.7939 | 0
5952 | 998.7617 | 0
5953 | 998.7289 | 0
5954 | 998.4 | 0
5955 | 998.236 | 0
5956 | 998.1356 | 0
5957 | 997.74 | 0
5958 | 997.6 | 0
5959 | 997.558 | 0
5960 | 997.388 | 0
5961 | 997.387 | 0
5962 | 996.949 | 0
5963 | 996.848 | 0
5964 | 996.8117 | 0
5965 | 996.8 | 0
5966 | 996.612 | 0
5967 | 996 | 0
5968 | 995.2755 | 0
5969 | 995.2 | 0
5970 | 995.2 | 0
5971 | 994.822 | 0
5972 | 994.4167 | 0
5973 | 994.4 | 0
5974 | 994.134 | 0
5975 | 994.1031 | 0
5976 | 993.966 | 0
5977 | 993.9174 | 0
5978 | 993.8319 | 0
5979 | 993.6875 | 0
5980 | 993.6 | 0
5981 | 993.5084 | 0
5982 | 993.2035 | 0
5983 | 992.8 | 0
5984 | 992.7355 | 0
5985 | 992.2165 | 0
5986 | 992.147 | 0
5987 | 992 | 0
5988 | 991.3731 | 0
5989 | 991.2 | 0
5990 | 991.14 | 0
5991 | 991.1314 | 0
5992 | 991.078 | 0
5993 | 991.068 | 0
5994 | 990.4614 | 0
5995 | 990.0065 | 0
5996 | 989.602 | 0
5997 | 989.561 | 0
5998 | 989.2744 | 0
5999 | 989.2744 | 0
6000 | 988.9209 | 0
6001 | 988.8 | 0
6002 | 988.8 | 0
6003 | 988.5389 | 0
6004 | 988.449 | 0
6005 | 988.3687 | 0
6006 | 988.3687 | 0
6007 | 987.833 | 0
6008 | 987.823 | 0
6009 | 987.594 | 0
6010 | 986.9251 | 0
6011 | 986.7115 | 0
6012 | 985.6059 | 0
6013 | 985.6 | 0
6014 | 985.6 | 0
6015 | 985.1178 | 0
6016 | 984.961 | 0
6017 | 984.8613 | 0
6018 | 984.8 | 0
6019 | 983.6487 | 0
6020 | 983.2 | 0
6021 | 983.0315 | 0
6022 | 982.8432 | 0
6023 | 982.8432 | 0
6024 | 982.402 | 0
6025 | 982.4 | 0
6026 | 981.6 | 0
6027 | 981.3959 | 0
6028 | 981.304 | 0
6029 | 980.994 | 0
6030 | 980.8 | 0
6031 | 980.4482 | 0
6032 | 980.197 | 0
6033 | 979.933 | 0
6034 | 979.2 | 0
6035 | 979.152 | 0
6036 | 979.12 | 0
6037 | 979.053 | 0
6038 | 978.9424 | 0
6039 | 978.516 | 0
6040 | 978.4 | 0
6041 | 978.4 | 0
6042 | 978.1652 | 0
6043 | 977.329 | 0
6044 | 977.25 | 0
6045 | 976.907 | 0
6046 | 976.828 | 0
6047 | 976.8 | 0
6048 | 976.8 | 0
6049 | 976.5554 | 0
6050 | 976.1213 | 0
6051 | 976.035 | 0
6052 | 976.002 | 0
6053 | 975.9364 | 0
6054 | 975.8383 | 0
6055 | 975.5698 | 0
6056 | 975.2784 | 0
6057 | 975.268 | 0
6058 | 974.5728 | 0
6059 | 974.555 | 0
6060 | 974.019 | 0
6061 | 973.8643 | 0
6062 | 973.8643 | 0
6063 | 973.6 | 0
6064 | 973.1736 | 0
6065 | 973.1736 | 0
6066 | 973.1736 | 0
6067 | 972.841 | 0
6068 | 972.737 | 0
6069 | 972.383 | 0
6070 | 972.3574 | 0
6071 | 972.165 | 0
6072 | 972 | 0
6073 | 971.536 | 0
6074 | 971.201 | 0
6075 | 971.2 | 0
6076 | 971.1397 | 0
6077 | 970.887 | 0
6078 | 970.8864 | 0
6079 | 970.741 | 0
6080 | 970.4 | 0
6081 | 970.3841 | 0
6082 | 970.1509 | 0
6083 | 969.7735 | 0
6084 | 969.506 | 0
6085 | 969.134 | 0
6086 | 969.0295 | 0
6087 | 968.9779 | 0
6088 | 968.8011 | 0
6089 | 968.8 | 0
6090 | 968.3737 | 0
6091 | 968.3388 | 0
6092 | 968 | 0
6093 | 967.693 | 0
6094 | 967.4928 | 0
6095 | 967.4233 | 0
6096 | 967.2088 | 0
6097 | 967.2 | 0
6098 | 967.2 | 0
6099 | 966.9575 | 0
6100 | 966.9575 | 0
6101 | 966.93 | 0
6102 | 966.5111 | 0
6103 | 966.2668 | 0
6104 | 966.192 | 0
6105 | 966.144 | 0
6106 | 965.839 | 0
6107 | 965.4739 | 0
6108 | 965.107 | 0
6109 | 964.8 | 0
6110 | 964.8 | 0
6111 | 964.4063 | 0
6112 | 964.1947 | 0
6113 | 964 | 0
6114 | 963.4036 | 0
6115 | 963.2 | 0
6116 | 963.2 | 0
6117 | 962.7957 | 0
6118 | 962.5079 | 0
6119 | 962.443 | 0
6120 | 962.4338 | 0
6121 | 962.0602 | 0
6122 | 961.6 | 0
6123 | 961.6 | 0
6124 | 961.5296 | 0
6125 | 961.4501 | 0
6126 | 961.3246 | 0
6127 | 961.0472 | 0
6128 | 961.001 | 0
6129 | 960.8 | 0
6130 | 960.752 | 0
6131 | 960.7413 | 0
6132 | 960.2503 | 0
6133 | 960 | 0
6134 | 960 | 0
6135 | 959.8536 | 0
6136 | 959.437 | 0
6137 | 958.726 | 0
6138 | 958.609 | 0
6139 | 958.182 | 0
6140 | 957.674 | 0
6141 | 957.647 | 0
6142 | 957.6 | 0
6143 | 957.6 | 0
6144 | 957.501 | 0
6145 | 956.9115 | 0
6146 | 956.861 | 0
6147 | 956.4739 | 0
6148 | 956.176 | 0
6149 | 956.176 | 0
6150 | 955.9065 | 0
6151 | 955.563 | 0
6152 | 955.4405 | 0
6153 | 955.36 | 0
6154 | 955.2158 | 0
6155 | 954.794 | 0
6156 | 954.5252 | 0
6157 | 954.5088 | 0
6158 | 954.4075 | 0
6159 | 954.4 | 0
6160 | 953.993 | 0
6161 | 953.6 | 0
6162 | 953.6 | 0
6163 | 953.4016 | 0
6164 | 952.8174 | 0
6165 | 952.8 | 0
6166 | 952.1242 | 0
6167 | 951.6977 | 0
6168 | 951.408 | 0
6169 | 951.2 | 0
6170 | 951.0801 | 0
6171 | 951.0274 | 0
6172 | 950.4987 | 0
6173 | 950.4 | 0
6174 | 950.4 | 0
6175 | 950.4 | 0
6176 | 949.841 | 0
6177 | 949.7888 | 0
6178 | 949.6904 | 0
6179 | 949.6 | 0
6180 | 949.6 | 0
6181 | 949.6 | 0
6182 | 949.6 | 0
6183 | 949.5925 | 0
6184 | 949.208 | 0
6185 | 948.6415 | 0
6186 | 948.631 | 0
6187 | 948.3591 | 0
6188 | 947.273 | 0
6189 | 946.9489 | 0
6190 | 946.4 | 0
6191 | 946.1464 | 0
6192 | 945.9468 | 0
6193 | 945.9063 | 0
6194 | 945.9063 | 0
6195 | 945.8787 | 0
6196 | 945.2549 | 0
6197 | 945.1432 | 0
6198 | 944.8 | 0
6199 | 944.397 | 0
6200 | 944.3424 | 0
6201 | 944.1649 | 0
6202 | 943.9799 | 0
6203 | 943.5293 | 0
6204 | 943.4742 | 0
6205 | 943.2 | 0
6206 | 943.2 | 0
6207 | 943.2 | 0
6208 | 942.426 | 0
6209 | 942.4 | 0
6210 | 942.4 | 0
6211 | 942.4 | 0
6212 | 942.4 | 0
6213 | 942.1656 | 0
6214 | 941.4022 | 0
6215 | 940.8 | 0
6216 | 939.5312 | 0
6217 | 939.3301 | 0
6218 | 939.3183 | 0
6219 | 939.259 | 0
6220 | 938.7295 | 0
6221 | 938.571 | 0
6222 | 937.788 | 0
6223 | 937.6 | 0
6224 | 936.9874 | 0
6225 | 936.9532 | 0
6226 | 936.672 | 0
6227 | 936.447 | 0
6228 | 936.0094 | 0
6229 | 936 | 0
6230 | 935.942 | 0
6231 | 935.4336 | 0
6232 | 935.0749 | 0
6233 | 934.4 | 0
6234 | 934.389 | 0
6235 | 934.3477 | 0
6236 | 934.1267 | 0
6237 | 934.1104 | 0
6238 | 933.8677 | 0
6239 | 933.853 | 0
6240 | 933.7278 | 0
6241 | 933.699 | 0
6242 | 933.6 | 0
6243 | 933.17 | 0
6244 | 933.114 | 0
6245 | 933.1028 | 0
6246 | 932.616 | 0
6247 | 932.4233 | 0
6248 | 932.415 | 0
6249 | 932 | 0
6250 | 932 | 0
6251 | 931.0419 | 0
6252 | 930.985 | 0
6253 | 930.64 | 0
6254 | 930.6139 | 0
6255 | 930.0798 | 0
6256 | 930.0669 | 0
6257 | 929.6605 | 0
6258 | 929.5402 | 0
6259 | 928.89 | 0
6260 | 928.5379 | 0
6261 | 928.2792 | 0
6262 | 927.5885 | 0
6263 | 927.2 | 0
6264 | 927.2 | 0
6265 | 926.8978 | 0
6266 | 926.8872 | 0
6267 | 926.8434 | 0
6268 | 926.6013 | 0
6269 | 925.5164 | 0
6270 | 925.2842 | 0
6271 | 924.9656 | 0
6272 | 924.647 | 0
6273 | 924 | 0
6274 | 923.2 | 0
6275 | 923.2 | 0
6276 | 923.0026 | 0
6277 | 923.0026 | 0
6278 | 922.415 | 0
6279 | 921.625 | 0
6280 | 921.6 | 0
6281 | 921.6 | 0
6282 | 920.542 | 0
6283 | 920.17 | 0
6284 | 920.1355 | 0
6285 | 920 | 0
6286 | 919.991 | 0
6287 | 919.3003 | 0
6288 | 918.666 | 0
6289 | 918.6645 | 0
6290 | 918.6096 | 0
6291 | 918.411 | 0
6292 | 918.4 | 0
6293 | 918.03 | 0
6294 | 917.901 | 0
6295 | 916.9976 | 0
6296 | 916.0101 | 0
6297 | 916 | 0
6298 | 915.603 | 0
6299 | 915.477 | 0
6300 | 915.255 | 0
6301 | 915.2 | 0
6302 | 914.8386 | 0
6303 | 914.3338 | 0
6304 | 914.2514 | 0
6305 | 914.0068 | 0
6306 | 913.5158 | 0
6307 | 912.0448 | 0
6308 | 912 | 0
6309 | 911.7028 | 0
6310 | 911.7028 | 0
6311 | 911.6949 | 0
6312 | 911.5146 | 0
6313 | 911.1879 | 0
6314 | 910.899 | 0
6315 | 910.3214 | 0
6316 | 909.1027 | 0
6317 | 908.4526 | 0
6318 | 908.0488 | 0
6319 | 907.915 | 0
6320 | 907.5587 | 0
6321 | 906.4 | 0
6322 | 906.4 | 0
6323 | 906.2351 | 0
6324 | 906.1606 | 0
6325 | 906.1606 | 0
6326 | 906.1208 | 0
6327 | 905.877 | 0
6328 | 905.6 | 0
6329 | 905.5732 | 0
6330 | 905.477 | 0
6331 | 905.4251 | 0
6332 | 905.259 | 0
6333 | 905.101 | 0
6334 | 904.8 | 0
6335 | 904.3835 | 0
6336 | 904.057 | 0
6337 | 904 | 0
6338 | 904 | 0
6339 | 903.9083 | 0
6340 | 903.8122 | 0
6341 | 903.735 | 0
6342 | 903.2 | 0
6343 | 902.483 | 0
6344 | 902.102 | 0
6345 | 901.6 | 0
6346 | 900.704 | 0
6347 | 900.697 | 0
6348 | 900.2029 | 0
6349 | 900.079 | 0
6350 | 899.6868 | 0
6351 | 899.541 | 0
6352 | 899.2 | 0
6353 | 898.8077 | 0
6354 | 898.5931 | 0
6355 | 898.574 | 0
6356 | 898.4 | 0
6357 | 898.155 | 0
6358 | 898.0699 | 0
6359 | 897.95 | 0
6360 | 897.6 | 0
6361 | 896.5867 | 0
6362 | 896 | 0
6363 | 895.8243 | 0
6364 | 895.1263 | 0
6365 | 895.1263 | 0
6366 | 895.0328 | 0
6367 | 894.9055 | 0
6368 | 894.813 | 0
6369 | 894.4 | 0
6370 | 893.7415 | 0
6371 | 892.9213 | 0
6372 | 892.8 | 0
6373 | 892.8 | 0
6374 | 891.925 | 0
6375 | 891.6729 | 0
6376 | 891.6729 | 0
6377 | 891.524 | 0
6378 | 891.267 | 0
6379 | 890.7147 | 0
6380 | 890.4 | 0
6381 | 890.4 | 0
6382 | 889.7008 | 0
6383 | 889.368 | 0
6384 | 889.2698 | 0
6385 | 889.2437 | 0
6386 | 889.005 | 0
6387 | 888.9102 | 0
6388 | 888.252 | 0
6389 | 888.082 | 0
6390 | 888.077 | 0
6391 | 888.0562 | 0
6392 | 888 | 0
6393 | 887.264 | 0
6394 | 887.0799 | 0
6395 | 886.366 | 0
6396 | 886.201 | 0
6397 | 886.193 | 0
6398 | 885.9086 | 0
6399 | 885.4685 | 0
6400 | 884.928 | 0
6401 | 883.3154 | 0
6402 | 883.2 | 0
6403 | 882.8525 | 0
6404 | 882.8417 | 0
6405 | 882.8235 | 0
6406 | 882.694 | 0
6407 | 882.651 | 0
6408 | 882.624 | 0
6409 | 882.579 | 0
6410 | 882.1064 | 0
6411 | 881.612 | 0
6412 | 881.4527 | 0
6413 | 881.3451 | 0
6414 | 880.938 | 0
6415 | 880.8 | 0
6416 | 880.622 | 0
6417 | 880 | 0
6418 | 879.9313 | 0
6419 | 879.7304 | 0
6420 | 879.2406 | 0
6421 | 879.0094 | 0
6422 | 878.5446 | 0
6423 | 878.4 | 0
6424 | 877.8811 | 0
6425 | 877.6 | 0
6426 | 877.3751 | 0
6427 | 876.805 | 0
6428 | 876.8 | 0
6429 | 876.8 | 0
6430 | 876.8 | 0
6431 | 876.5771 | 0
6432 | 876.383 | 0
6433 | 876.0043 | 0
6434 | 875.7872 | 0
6435 | 875.2 | 0
6436 | 874.7245 | 0
6437 | 874.2602 | 0
6438 | 874.205 | 0
6439 | 873.0622 | 0
6440 | 873.013 | 0
6441 | 872.9741 | 0
6442 | 872.0645 | 0
6443 | 871.996 | 0
6444 | 871.6431 | 0
6445 | 871.2 | 0
6446 | 870.547 | 0
6447 | 870.304 | 0
6448 | 870.2682 | 0
6449 | 870.2617 | 0
6450 | 869.633 | 0
6451 | 869.487 | 0
6452 | 866.892 | 0
6453 | 866.164 | 0
6454 | 866.1271 | 0
6455 | 864.861 | 0
6456 | 864.8 | 0
6457 | 864.1732 | 0
6458 | 863.605 | 0
6459 | 863.52 | 0
6460 | 863.2 | 0
6461 | 862.4134 | 0
6462 | 861.9735 | 0
6463 | 861.226 | 0
6464 | 860.9694 | 0
6465 | 860.8 | 0
6466 | 860.8 | 0
6467 | 860.713 | 0
6468 | 860.5921 | 0
6469 | 860.551 | 0
6470 | 859.624 | 0
6471 | 859.4179 | 0
6472 | 858.742 | 0
6473 | 858.4429 | 0
6474 | 858.4 | 0
6475 | 858.2665 | 0
6476 | 858.247 | 0
6477 | 857.2624 | 0
6478 | 857.0857 | 0
6479 | 856.951 | 0
6480 | 856.555 | 0
6481 | 856.2803 | 0
6482 | 856 | 0
6483 | 855.7574 | 0
6484 | 855.543 | 0
6485 | 855.4501 | 0
6486 | 855.4089 | 0
6487 | 855.2 | 0
6488 | 855.171 | 0
6489 | 854.4 | 0
6490 | 853.6 | 0
6491 | 853.2232 | 0
6492 | 852.8 | 0
6493 | 852.6441 | 0
6494 | 851.9365 | 0
6495 | 851.5291 | 0
6496 | 851.215 | 0
6497 | 851.2 | 0
6498 | 850.4 | 0
6499 | 850.341 | 0
6500 | 849.9704 | 0
6501 | 848.8505 | 0
6502 | 848.7901 | 0
6503 | 848.4842 | 0
6504 | 848.1616 | 0
6505 | 848.1598 | 0
6506 | 848 | 0
6507 | 847.2718 | 0
6508 | 846.3463 | 0
6509 | 846.0043 | 0
6510 | 845.6 | 0
6511 | 845.369 | 0
6512 | 845.333 | 0
6513 | 845.2702 | 0
6514 | 844.8066 | 0
6515 | 844.7064 | 0
6516 | 843.9182 | 0
6517 | 843.7136 | 0
6518 | 843.2 | 0
6519 | 842.753 | 0
6520 | 842.1704 | 0
6521 | 842.0808 | 0
6522 | 840.5623 | 0
6523 | 840 | 0
6524 | 840 | 0
6525 | 839.555 | 0
6526 | 839.44 | 0
6527 | 838.4 | 0
6528 | 838.4 | 0
6529 | 837.4805 | 0
6530 | 837.0277 | 0
6531 | 836.8 | 0
6532 | 836.64 | 0
6533 | 836 | 0
6534 | 835.9855 | 0
6535 | 835.7275 | 0
6536 | 835.519 | 0
6537 | 833.8618 | 0
6538 | 833.363 | 0
6539 | 832.2691 | 0
6540 | 831.2 | 0
6541 | 831.19 | 0
6542 | 831.1376 | 0
6543 | 830.0973 | 0
6544 | 829.986 | 0
6545 | 829.6 | 0
6546 | 829.113 | 0
6547 | 828.8 | 0
6548 | 828.8 | 0
6549 | 828.8 | 0
6550 | 828.4586 | 0
6551 | 828.43 | 0
6552 | 828.2161 | 0
6553 | 827.5326 | 0
6554 | 827.2 | 0
6555 | 826.7486 | 0
6556 | 826.6632 | 0
6557 | 826.5843 | 0
6558 | 826.4 | 0
6559 | 825.915 | 0
6560 | 825.6 | 0
6561 | 824.194 | 0
6562 | 823.7824 | 0
6563 | 823.5547 | 0
6564 | 823.2952 | 0
6565 | 823.2952 | 0
6566 | 822.6911 | 0
6567 | 822.307 | 0
6568 | 822.233 | 0
6569 | 821.2232 | 0
6570 | 820.8 | 0
6571 | 820.686 | 0
6572 | 820.5325 | 0
6573 | 820.5103 | 0
6574 | 820 | 0
6575 | 819.4309 | 0
6576 | 819.3456 | 0
6577 | 818.6338 | 0
6578 | 818.4 | 0
6579 | 817.356 | 0
6580 | 817.3512 | 0
6581 | 816.4272 | 0
6582 | 816 | 0
6583 | 815.6977 | 0
6584 | 815.3764 | 0
6585 | 815.3764 | 0
6586 | 814.7659 | 0
6587 | 813.6256 | 0
6588 | 813.6256 | 0
6589 | 813.6014 | 0
6590 | 813.6 | 0
6591 | 812.644 | 0
6592 | 812.402 | 0
6593 | 812.063 | 0
6594 | 812 | 0
6595 | 811.981 | 0
6596 | 811.5093 | 0
6597 | 810.397 | 0
6598 | 809.4815 | 0
6599 | 809.242 | 0
6600 | 808.8 | 0
6601 | 807.601 | 0
6602 | 806.8654 | 0
6603 | 806.512 | 0
6604 | 806.1299 | 0
6605 | 806.027 | 0
6606 | 805.6 | 0
6607 | 804.961 | 0
6608 | 804.6468 | 0
6609 | 803.82 | 0
6610 | 803.013 | 0
6611 | 802.622 | 0
6612 | 802.2911 | 0
6613 | 802.242 | 0
6614 | 802.2369 | 0
6615 | 801.8299 | 0
6616 | 800.5026 | 0
6617 | 799.5406 | 0
6618 | 799.2 | 0
6619 | 799.112 | 0
6620 | 799.087 | 0
6621 | 798.5303 | 0
6622 | 798.4 | 0
6623 | 797.7399 | 0
6624 | 797.6 | 0
6625 | 797.6 | 0
6626 | 797.587 | 0
6627 | 796.5663 | 0
6628 | 795.2945 | 0
6629 | 793.1348 | 0
6630 | 792 | 0
6631 | 791.3395 | 0
6632 | 791.2837 | 0
6633 | 790.3815 | 0
6634 | 789.213 | 0
6635 | 788.801 | 0
6636 | 787.8808 | 0
6637 | 785.5354 | 0
6638 | 785.1463 | 0
6639 | 784.8 | 0
6640 | 784.8 | 0
6641 | 784.747 | 0
6642 | 784.7098 | 0
6643 | 782.7914 | 0
6644 | 782.6071 | 0
6645 | 782.5933 | 0
6646 | 782.5449 | 0
6647 | 781.83 | 0
6648 | 781.8035 | 0
6649 | 780.4728 | 0
6650 | 780.334 | 0
6651 | 780 | 0
6652 | 779.6512 | 0
6653 | 779.2 | 0
6654 | 779.2 | 0
6655 | 778.4 | 0
6656 | 777.6212 | 0
6657 | 777.272 | 0
6658 | 776.4017 | 0
6659 | 776.1206 | 0
6660 | 774.9473 | 0
6661 | 774.4 | 0
6662 | 773.4902 | 0
6663 | 772.296 | 0
6664 | 771.604 | 0
6665 | 771.2136 | 0
6666 | 770.837 | 0
6667 | 770.8032 | 0
6668 | 770.8032 | 0
6669 | 769.6 | 0
6670 | 768.029 | 0
6671 | 768 | 0
6672 | 767.602 | 0
6673 | 764 | 0
6674 | 762.515 | 0
6675 | 761.9789 | 0
6676 | 761.6585 | 0
6677 | 760 | 0
6678 | 759.7922 | 0
6679 | 759.475 | 0
6680 | 759.2 | 0
6681 | 758.1283 | 0
6682 | 758.1283 | 0
6683 | 756.9896 | 0
6684 | 756.9896 | 0
6685 | 756.627 | 0
6686 | 756.271 | 0
6687 | 755.2 | 0
6688 | 754.857 | 0
6689 | 754.4 | 0
6690 | 753.773 | 0
6691 | 752.979 | 0
6692 | 752.8 | 0
6693 | 752.1548 | 0
6694 | 750.2304 | 0
6695 | 750.082 | 0
6696 | 747.1449 | 0
6697 | 746.5353 | 0
6698 | 745.043 | 0
6699 | 743.1759 | 0
6700 | 741.7717 | 0
6701 | 741.6 | 0
6702 | 741.6 | 0
6703 | 740.535 | 0
6704 | 740.237 | 0
6705 | 739.3182 | 0
6706 | 739.0318 | 0
6707 | 738.4 | 0
6708 | 738.0913 | 0
6709 | 736.9597 | 0
6710 | 734.6806 | 0
6711 | 734.4698 | 0
6712 | 734.4 | 0
6713 | 733.5934 | 0
6714 | 730.0529 | 0
6715 | 729.6 | 0
6716 | 729.5043 | 0
6717 | 728.8 | 0
6718 | 728.4592 | 0
6719 | 727.5949 | 0
6720 | 727.2 | 0
6721 | 726.714 | 0
6722 | 725.6 | 0
6723 | 724.5973 | 0
6724 | 723.729 | 0
6725 | 723.2 | 0
6726 | 721.6 | 0
6727 | 720.8 | 0
6728 | 720.5879 | 0
6729 | 720.376 | 0
6730 | 717.6 | 0
6731 | 716.923 | 0
6732 | 716.419 | 0
6733 | 716.3965 | 0
6734 | 716.2392 | 0
6735 | 715.847 | 0
6736 | 715.8188 | 0
6737 | 715.661 | 0
6738 | 715.5485 | 0
6739 | 714.1672 | 0
6740 | 714.13 | 0
6741 | 713.6 | 0
6742 | 713.0577 | 0
6743 | 712.7858 | 0
6744 | 711.9834 | 0
6745 | 709.9428 | 0
6746 | 709.607 | 0
6747 | 708.8 | 0
6748 | 708.5433 | 0
6749 | 707.951 | 0
6750 | 706.4 | 0
6751 | 706.0992 | 0
6752 | 705.6 | 0
6753 | 704.9694 | 0
6754 | 704.9694 | 0
6755 | 704.878 | 0
6756 | 704 | 0
6757 | 700.8 | 0
6758 | 700.377 | 0
6759 | 699.2 | 0
6760 | 697.6 | 0
6761 | 697.26 | 0
6762 | 692.7019 | 0
6763 | 691.8841 | 0
6764 | 691.327 | 0
6765 | 690.747 | 0
6766 | 689.9172 | 0
6767 | 689.6 | 0
6768 | 689.6 | 0
6769 | 688.6006 | 0
6770 | 686.5273 | 0
6771 | 686.4 | 0
6772 | 686.4 | 0
6773 | 683.53 | 0
6774 | 682.6487 | 0
6775 | 680.187 | 0
6776 | 680.172 | 0
6777 | 679.439 | 0
6778 | 679.251 | 0
6779 | 678.563 | 0
6780 | 677.6 | 0
6781 | 676.8 | 0
6782 | 675.2074 | 0
6783 | 674.8497 | 0
6784 | 674.256 | 0
6785 | 673.7052 | 0
6786 | 672.9677 | 0
6787 | 672.0078 | 0
6788 | 671.56 | 0
6789 | 671.4383 | 0
6790 | 671.3979 | 0
6791 | 668.8 | 0
6792 | 668.5877 | 0
6793 | 667.766 | 0
6794 | 666.613 | 0
6795 | 664.4379 | 0
6796 | 663.439 | 0
6797 | 662.3137 | 0
6798 | 662.126 | 0
6799 | 660.137 | 0
6800 | 658.296 | 0
6801 | 657.357 | 0
6802 | 657.248 | 0
6803 | 656.8 | 0
6804 | 652.0056 | 0
6805 | 650.269 | 0
6806 | 649.4642 | 0
6807 | 646.748 | 0
6808 | 644.2323 | 0
6809 | 642.919 | 0
6810 | 641.0608 | 0
6811 | 639.7638 | 0
6812 | 639.3445 | 0
6813 | 638.4 | 0
6814 | 637.627 | 0
6815 | 636.197 | 0
6816 | 635.2 | 0
6817 | 632.529 | 0
6818 | 631.5235 | 0
6819 | 627.109 | 0
6820 | 626.4 | 0
6821 | 625.816 | 0
6822 | 624.6762 | 0
6823 | 624.5034 | 0
6824 | 622.722 | 0
6825 | 622.3062 | 0
6826 | 621.669 | 0
6827 | 619.025 | 0
6828 | 618.959 | 0
6829 | 618.406 | 0
6830 | 617.579 | 0
6831 | 615.896 | 0
6832 | 615.8259 | 0
6833 | 615.277 | 0
6834 | 612.699 | 0
6835 | 609.2833 | 0
6836 | 609.1832 | 0
6837 | 607.8018 | 0
6838 | 606.677 | 0
6839 | 606.4 | 0
6840 | 606.0119 | 0
6841 | 603.316 | 0
6842 | 602.4 | 0
6843 | 602.2764 | 0
6844 | 601.179 | 0
6845 | 596.8 | 0
6846 | 596.201 | 0
6847 | 596 | 0
6848 | 594.4 | 0
6849 | 594.4 | 0
6850 | 593.7445 | 0
6851 | 593.572 | 0
6852 | 593.521 | 0
6853 | 592.8 | 0
6854 | 592.386 | 0
6855 | 592.271 | 0
6856 | 592.193 | 0
6857 | 587.2298 | 0
6858 | 586.4 | 0
6859 | 585.8407 | 0
6860 | 584.9195 | 0
6861 | 583.859 | 0
6862 | 583.145 | 0
6863 | 580.8 | 0
6864 | 576.8 | 0
6865 | 574.5564 | 0
6866 | 571.13 | 0
6867 | 567.8021 | 0
6868 | 565.025 | 0
6869 | 563.4848 | 0
6870 | 561.581 | 0
6871 | 559.198 | 0
6872 | 558.473 | 0
6873 | 557.6649 | 0
6874 | 556.7111 | 0
6875 | 552.934 | 0
6876 | 551.2 | 0
6877 | 551.1658 | 0
6878 | 550.7832 | 0
6879 | 546.3104 | 0
6880 | 545.507 | 0
6881 | 544.574 | 0
6882 | 537.6301 | 0
6883 | 536.721 | 0
6884 | 534.4 | 0
6885 | 533.643 | 0
6886 | 532.414 | 0
6887 | 531.2024 | 0
6888 | 526.4 | 0
6889 | 524.3525 | 0
6890 | 520.8758 | 0
6891 | 520.632 | 0
6892 | 516.8685 | 0
6893 | 512.7793 | 0
6894 | 511.4393 | 0
6895 | 511.2727 | 0
6896 | 506.2713 | 0
6897 | 505.6 | 0
6898 | 505.6 | 0
6899 | 505.286 | 0
6900 | 504 | 0
6901 | 504 | 0
6902 | 503.248 | 0
6903 | 503.2 | 0
6904 | 502.0396 | 0
6905 | 502.0396 | 0
6906 | 501.6 | 0
6907 | 500.197 | 0
6908 | 498.735 | 0
6909 | 498.4 | 0
6910 | 498.4 | 0
6911 | 498.4 | 0
6912 | 497.6 | 0
6913 | 496.7951 | 0
6914 | 496.4614 | 0
6915 | 496.4614 | 0
6916 | 496.4614 | 0
6917 | 495.6645 | 0
6918 | 495.6049 | 0
6919 | 490.41 | 0
6920 | 489.888 | 0
6921 | 487.2 | 0
6922 | 485.7777 | 0
6923 | 485.6 | 0
6924 | 485.3049 | 0
6925 | 484.8 | 0
6926 | 483.7112 | 0
6927 | 482.5196 | 0
6928 | 481.147 | 0
6929 | 480.8 | 0
6930 | 479.2755 | 0
6931 | 478.9298 | 0
6932 | 478.6691 | 0
6933 | 477.6 | 0
6934 | 475.7423 | 0
6935 | 472 | 0
6936 | 472 | 0
6937 | 470.5752 | 0
6938 | 470.1641 | 0
6939 | 469.188 | 0
6940 | 467.2 | 0
6941 | 465.3827 | 0
6942 | 460.316 | 0
6943 | 458.959 | 0
6944 | 457.786 | 0
6945 | 455.687 | 0
6946 | 453.9145 | 0
6947 | 452.8416 | 0
6948 | 451.698 | 0
6949 | 451.248 | 0
6950 | 450.4 | 0
6951 | 448.6481 | 0
6952 | 445.515 | 0
6953 | 442.969 | 0
6954 | 442.7905 | 0
6955 | 440.8103 | 0
6956 | 437.884 | 0
6957 | 436.2411 | 0
6958 | 433.4498 | 0
6959 | 433.137 | 0
6960 | 432.662 | 0
6961 | 431.2 | 0
6962 | 426.0894 | 0
6963 | 424 | 0
6964 | 423.3979 | 0
6965 | 423.123 | 0
6966 | 422.9472 | 0
6967 | 421.6 | 0
6968 | 419.9601 | 0
6969 | 416.8 | 0
6970 | 415.99 | 0
6971 | 414.3719 | 0
6972 | 413.609 | 0
6973 | 413.157 | 0
6974 | 412.0002 | 0
6975 | 410.829 | 0
6976 | 410.4 | 0
6977 | 408.8037 | 0
6978 | 408.03 | 0
6979 | 407.546 | 0
6980 | 406.4615 | 0
6981 | 406.4429 | 0
6982 | 403.1901 | 0
6983 | 402.4 | 0
6984 | 400.8348 | 0
6985 | 399.101 | 0
6986 | 397.7894 | 0
6987 | 397.6 | 0
6988 | 396.46 | 0
6989 | 395.2318 | 0
6990 | 394.4 | 0
6991 | 393.167 | 0
6992 | 392.5583 | 0
6993 | 390.9227 | 0
6994 | 390.4 | 0
6995 | 390.1049 | 0
6996 | 389.912 | 0
6997 | 389.328 | 0
6998 | 388.4692 | 0
6999 | 387.2 | 0
7000 | 386.8335 | 0
7001 | 385.6939 | 0
7002 | 385.522 | 0
7003 | 384.0224 | 0
7004 | 384 | 0
7005 | 382.4 | 0
7006 | 382.4 | 0
7007 | 381.8331 | 0
7008 | 381.6 | 0
7009 | 380.8 | 0
7010 | 380 | 0
7011 | 378.6719 | 0
7012 | 378.4 | 0
7013 | 378.4 | 0
7014 | 378.0493 | 0
7015 | 376.9281 | 0
7016 | 375.588 | 0
7017 | 375.3839 | 0
7018 | 375.337 | 0
7019 | 371.3765 | 0
7020 | 369.6591 | 0
7021 | 369.6 | 0
7022 | 368.8 | 0
7023 | 368.1624 | 0
7024 | 367.3655 | 0
7025 | 367.2 | 0
7026 | 365.57 | 0
7027 | 364.7608 | 0
7028 | 364.693 | 0
7029 | 364.5171 | 0
7030 | 364.5053 | 0
7031 | 362.2986 | 0
7032 | 361.6 | 0
7033 | 357.9482 | 0
7034 | 357.6 | 0
7035 | 355.547 | 0
7036 | 354.6912 | 0
7037 | 354.4 | 0
7038 | 354.4 | 0
7039 | 353.747 | 0
7040 | 352 | 0
7041 | 348.83 | 0
7042 | 345.786 | 0
7043 | 345.2975 | 0
7044 | 344.9167 | 0
7045 | 344.1836 | 0
7046 | 343.658 | 0
7047 | 342.4 | 0
7048 | 341.8528 | 0
7049 | 341.456 | 0
7050 | 341.0682 | 0
7051 | 339.258 | 0
7052 | 338.7742 | 0
7053 | 337.397 | 0
7054 | 335.666 | 0
7055 | 335.2 | 0
7056 | 334.3604 | 0
7057 | 333.8962 | 0
7058 | 333.853 | 0
7059 | 333.7513 | 0
7060 | 332.224 | 0
7061 | 332.0389 | 0
7062 | 331.6128 | 0
7063 | 331.2 | 0
7064 | 330.448 | 0
7065 | 329.9117 | 0
7066 | 329.489 | 0
7067 | 329.02 | 0
7068 | 328.2074 | 0
7069 | 325.6 | 0
7070 | 324.8 | 0
7071 | 324.56 | 0
7072 | 324.3335 | 0
7073 | 324.2289 | 0
7074 | 323.0428 | 0
7075 | 322.859 | 0
7076 | 322.6469 | 0
7077 | 320.018 | 0
7078 | 318.7732 | 0
7079 | 318.4 | 0
7080 | 318.4 | 0
7081 | 317.159 | 0
7082 | 316 | 0
7083 | 315.607 | 0
7084 | 315.351 | 0
7085 | 315.114 | 0
7086 | 314.692 | 0
7087 | 313.792 | 0
7088 | 313.222 | 0
7089 | 311.517 | 0
7090 | 311.492 | 0
7091 | 309.6 | 0
7092 | 309.2214 | 0
7093 | 308.8 | 0
7094 | 308.0162 | 0
7095 | 307.5989 | 0
7096 | 307.348 | 0
7097 | 307.065 | 0
7098 | 306.2691 | 0
7099 | 306.2603 | 0
7100 | 305.8684 | 0
7101 | 305.6 | 0
7102 | 305.6 | 0
7103 | 304.539 | 0
7104 | 304.4113 | 0
7105 | 304.1927 | 0
7106 | 303.9311 | 0
7107 | 303.4149 | 0
7108 | 303.4149 | 0
7109 | 303.3544 | 0
7110 | 302.7034 | 0
7111 | 302.5368 | 0
7112 | 302.4 | 0
7113 | 302.112 | 0
7114 | 301.357 | 0
7115 | 301.2237 | 0
7116 | 300.6751 | 0
7117 | 299.716 | 0
7118 | 299.592 | 0
7119 | 299.2 | 0
7120 | 298.518 | 0
7121 | 298.5079 | 0
7122 | 298.4 | 0
7123 | 298.368 | 0
7124 | 298.2132 | 0
7125 | 297.305 | 0
7126 | 296.8 | 0
7127 | 296.8 | 0
7128 | 296.8 | 0
7129 | 296.7904 | 0
7130 | 296.104 | 0
7131 | 296 | 0
7132 | 296 | 0
7133 | 295.6455 | 0
7134 | 295.44 | 0
7135 | 294.906 | 0
7136 | 293.6009 | 0
7137 | 293.6 | 0
7138 | 293.458 | 0
7139 | 292.8 | 0
7140 | 292.731 | 0
7141 | 292.6697 | 0
7142 | 292 | 0
7143 | 292 | 0
7144 | 291.2 | 0
7145 | 291.2 | 0
7146 | 291.076 | 0
7147 | 290.153 | 0
7148 | 289.9125 | 0
7149 | 289.7979 | 0
7150 | 288.999 | 0
7151 | 288.8 | 0
7152 | 288.152 | 0
7153 | 287.755 | 0
7154 | 287.6502 | 0
7155 | 287.4671 | 0
7156 | 287.4345 | 0
7157 | 287.2 | 0
7158 | 287.2 | 0
7159 | 287.073 | 0
7160 | 286.4047 | 0
7161 | 286.349 | 0
7162 | 285.6 | 0
7163 | 285.1363 | 0
7164 | 285.122 | 0
7165 | 284.8 | 0
7166 | 284.3594 | 0
7167 | 284.243 | 0
7168 | 284.013 | 0
7169 | 283.6922 | 0
7170 | 283.5824 | 0
7171 | 283.379 | 0
7172 | 282.8055 | 0
7173 | 282.4089 | 0
7174 | 282.4 | 0
7175 | 282.1513 | 0
7176 | 281.969 | 0
7177 | 281.7887 | 0
7178 | 281.691 | 0
7179 | 281.379 | 0
7180 | 281.28 | 0
7181 | 281.168 | 0
7182 | 280.8 | 0
7183 | 280.4747 | 0
7184 | 280.4042 | 0
7185 | 280.1859 | 0
7186 | 279.8454 | 0
7187 | 279.7078 | 0
7188 | 279.4598 | 0
7189 | 279.2 | 0
7190 | 279.2 | 0
7191 | 278.9208 | 0
7192 | 278.114 | 0
7193 | 276.424 | 0
7194 | 276.33 | 0
7195 | 276.252 | 0
7196 | 276.049 | 0
7197 | 276 | 0
7198 | 275.21 | 0
7199 | 275.2 | 0
7200 | 274.8922 | 0
7201 | 274.4 | 0
7202 | 274.291 | 0
7203 | 273.5706 | 0
7204 | 273.494 | 0
7205 | 273.0489 | 0
7206 | 272.738 | 0
7207 | 272 | 0
7208 | 272 | 0
7209 | 271.406 | 0
7210 | 270.4 | 0
7211 | 270.3306 | 0
7212 | 269.8053 | 0
7213 | 269.6 | 0
7214 | 269.3482 | 0
7215 | 269.159 | 0
7216 | 269.004 | 0
7217 | 268.4554 | 0
7218 | 268.3642 | 0
7219 | 268 | 0
7220 | 268 | 0
7221 | 267.984 | 0
7222 | 267.282 | 0
7223 | 267.096 | 0
7224 | 266.4 | 0
7225 | 265.6099 | 0
7226 | 264.8 | 0
7227 | 264.437 | 0
7228 | 264 | 0
7229 | 263.906 | 0
7230 | 262.5234 | 0
7231 | 261.8282 | 0
7232 | 261.6 | 0
7233 | 261.3999 | 0
7234 | 261.2493 | 0
7235 | 260.8 | 0
7236 | 260.5825 | 0
7237 | 260.2743 | 0
7238 | 259.577 | 0
7239 | 259.2 | 0
7240 | 258.885 | 0
7241 | 258.7204 | 0
7242 | 258.151 | 0
7243 | 257.376 | 0
7244 | 257.187 | 0
7245 | 256.8 | 0
7246 | 256.165 | 0
7247 | 256.129 | 0
7248 | 255.553 | 0
7249 | 255.342 | 0
7250 | 255.2 | 0
7251 | 254.785 | 0
7252 | 254.4 | 0
7253 | 251.848 | 0
7254 | 251.672 | 0
7255 | 251.6319 | 0
7256 | 251.4089 | 0
7257 | 250.683 | 0
7258 | 249.9566 | 0
7259 | 248.7805 | 0
7260 | 248.715 | 0
7261 | 247.8433 | 0
7262 | 247.4402 | 0
7263 | 246.5742 | 0
7264 | 246.4 | 0
7265 | 246.146 | 0
7266 | 245.6 | 0
7267 | 244.5879 | 0
7268 | 244.417 | 0
7269 | 243.992 | 0
7270 | 243.8114 | 0
7271 | 243.7133 | 0
7272 | 243.4565 | 0
7273 | 243.2 | 0
7274 | 243.2 | 0
7275 | 242.4 | 0
7276 | 241.5452 | 0
7277 | 241.0487 | 0
7278 | 240.544 | 0
7279 | 239.297 | 0
7280 | 239.2 | 0
7281 | 238.4 | 0
7282 | 237.6 | 0
7283 | 237.6 | 0
7284 | 237.6 | 0
7285 | 237.5953 | 0
7286 | 236.4577 | 0
7287 | 236.2455 | 0
7288 | 236.1892 | 0
7289 | 236.1892 | 0
7290 | 236.032 | 0
7291 | 236 | 0
7292 | 235.767 | 0
7293 | 235.761 | 0
7294 | 235.535 | 0
7295 | 235.4123 | 0
7296 | 235.207 | 0
7297 | 235.0545 | 0
7298 | 234.947 | 0
7299 | 234.8325 | 0
7300 | 234.8325 | 0
7301 | 234.813 | 0
7302 | 234.455 | 0
7303 | 234.4 | 0
7304 | 234.4 | 0
7305 | 234.3197 | 0
7306 | 233.76 | 0
7307 | 233.4883 | 0
7308 | 233.438 | 0
7309 | 233.034 | 0
7310 | 232.2637 | 0
7311 | 231.2 | 0
7312 | 231.095 | 0
7313 | 230.7506 | 0
7314 | 230.7506 | 0
7315 | 230.684 | 0
7316 | 230.659 | 0
7317 | 230.4 | 0
7318 | 230.4 | 0
7319 | 229.93 | 0
7320 | 229.1968 | 0
7321 | 228.8 | 0
7322 | 228.6164 | 0
7323 | 228.4266 | 0
7324 | 228.211 | 0
7325 | 227.9257 | 0
7326 | 227.8445 | 0
7327 | 227.812 | 0
7328 | 227.6429 | 0
7329 | 227.2 | 0
7330 | 227.0213 | 0
7331 | 226.7086 | 0
7332 | 226.4 | 0
7333 | 226.3163 | 0
7334 | 226.1197 | 0
7335 | 225.957 | 0
7336 | 225.678 | 0
7337 | 225.6 | 0
7338 | 225.1445 | 0
7339 | 224.739 | 0
7340 | 224.5351 | 0
7341 | 224.458 | 0
7342 | 224.034 | 0
7343 | 224.0097 | 0
7344 | 224 | 0
7345 | 223.7816 | 0
7346 | 223.7582 | 0
7347 | 223.5096 | 0
7348 | 223.2 | 0
7349 | 223.2 | 0
7350 | 222.3318 | 0
7351 | 222.2043 | 0
7352 | 221.6323 | 0
7353 | 221.6 | 0
7354 | 221.19 | 0
7355 | 220.4508 | 0
7356 | 220.236 | 0
7357 | 220 | 0
7358 | 219.8735 | 0
7359 | 219.6375 | 0
7360 | 218.574 | 0
7361 | 218.4 | 0
7362 | 217.414 | 0
7363 | 216.663 | 0
7364 | 216.305 | 0
7365 | 216.0103 | 0
7366 | 215.288 | 0
7367 | 215.2119 | 0
7368 | 213.658 | 0
7369 | 212.04 | 0
7370 | 211.973 | 0
7371 | 211.252 | 0
7372 | 211.1465 | 0
7373 | 210.894 | 0
7374 | 210.6517 | 0
7375 | 210.4 | 0
7376 | 210.344 | 0
7377 | 210.0695 | 0
7378 | 209.928 | 0
7379 | 209.7018 | 0
7380 | 209.6 | 0
7381 | 209.471 | 0
7382 | 209.159 | 0
7383 | 207.884 | 0
7384 | 207.7449 | 0
7385 | 207.6748 | 0
7386 | 207.2309 | 0
7387 | 207.2 | 0
7388 | 207.0754 | 0
7389 | 206.5145 | 0
7390 | 206.4 | 0
7391 | 206.3667 | 0
7392 | 205.8624 | 0
7393 | 205.306 | 0
7394 | 205.1622 | 0
7395 | 205.1331 | 0
7396 | 205.13 | 0
7397 | 204.826 | 0
7398 | 204.693 | 0
7399 | 204.599 | 0
7400 | 204 | 0
7401 | 204 | 0
7402 | 203.7794 | 0
7403 | 203.767 | 0
7404 | 203.5578 | 0
7405 | 203.5454 | 0
7406 | 203.2065 | 0
7407 | 203.2 | 0
7408 | 203.03 | 0
7409 | 202.7269 | 0
7410 | 202.713 | 0
7411 | 202.4179 | 0
7412 | 201.4499 | 0
7413 | 200.9569 | 0
7414 | 200.8 | 0
7415 | 200 | 0
7416 | 199.8194 | 0
7417 | 199.5505 | 0
7418 | 199.3876 | 0
7419 | 199.2 | 0
7420 | 199.2 | 0
7421 | 199.0353 | 0
7422 | 198.9214 | 0
7423 | 198.7923 | 0
7424 | 198.151 | 0
7425 | 198.1192 | 0
7426 | 197.9358 | 0
7427 | 197.6 | 0
7428 | 197.3423 | 0
7429 | 197.097 | 0
7430 | 197.082 | 0
7431 | 197.058 | 0
7432 | 196.406 | 0
7433 | 195.7169 | 0
7434 | 195.463 | 0
7435 | 195.2 | 0
7436 | 195.0115 | 0
7437 | 194.8402 | 0
7438 | 194.696 | 0
7439 | 194.577 | 0
7440 | 193.991 | 0
7441 | 193.831 | 0
7442 | 193.6 | 0
7443 | 193.3915 | 0
7444 | 193.0078 | 0
7445 | 192.8 | 0
7446 | 192.7008 | 0
7447 | 192.296 | 0
7448 | 192 | 0
7449 | 191.45 | 0
7450 | 191.3722 | 0
7451 | 191.2 | 0
7452 | 189.7642 | 0
7453 | 189.5525 | 0
7454 | 188.5567 | 0
7455 | 187.2 | 0
7456 | 186.914 | 0
7457 | 186.6658 | 0
7458 | 186.4652 | 0
7459 | 186.389 | 0
7460 | 186.0829 | 0
7461 | 185.868 | 0
7462 | 185.6882 | 0
7463 | 185.42 | 0
7464 | 185.3969 | 0
7465 | 185.2027 | 0
7466 | 184.122 | 0
7467 | 183.582 | 0
7468 | 183.44 | 0
7469 | 183.1445 | 0
7470 | 183.063 | 0
7471 | 182.8679 | 0
7472 | 182.0764 | 0
7473 | 182.026 | 0
7474 | 182.01 | 0
7475 | 181.7586 | 0
7476 | 181.6734 | 0
7477 | 181.6499 | 0
7478 | 181.636 | 0
7479 | 181.6015 | 0
7480 | 181.355 | 0
7481 | 181.302 | 0
7482 | 181.165 | 0
7483 | 181.0159 | 0
7484 | 180.5099 | 0
7485 | 180 | 0
7486 | 180 | 0
7487 | 178.8941 | 0
7488 | 178.8871 | 0
7489 | 178.704 | 0
7490 | 177.796 | 0
7491 | 176.7969 | 0
7492 | 176.3999 | 0
7493 | 175.9232 | 0
7494 | 174.4073 | 0
7495 | 173.99 | 0
7496 | 173.6 | 0
7497 | 173.54 | 0
7498 | 172.671 | 0
7499 | 171.9803 | 0
7500 | 171.8487 | 0
7501 | 171.2 | 0
7502 | 170.769 | 0
7503 | 170.644 | 0
7504 | 170.605 | 0
7505 | 169.6 | 0
7506 | 169.2818 | 0
7507 | 168.6547 | 0
7508 | 168.473 | 0
7509 | 168.345 | 0
7510 | 168.3081 | 0
7511 | 168 | 0
7512 | 167.4831 | 0
7513 | 167.046 | 0
7514 | 164.8 | 0
7515 | 164.7109 | 0
7516 | 163.4921 | 0
7517 | 163.2 | 0
7518 | 163.157 | 0
7519 | 162.5652 | 0
7520 | 160.8 | 0
7521 | 160.732 | 0
7522 | 160.3938 | 0
7523 | 160.064 | 0
7524 | 159.9664 | 0
7525 | 159.6078 | 0
7526 | 159.508 | 0
7527 | 158.4 | 0
7528 | 158.372 | 0
7529 | 157.4013 | 0
7530 | 156.96 | 0
7531 | 156.897 | 0
7532 | 156.1646 | 0
7533 | 155.6841 | 0
7534 | 155.4039 | 0
7535 | 155.4039 | 0
7536 | 154.285 | 0
7537 | 153.6 | 0
7538 | 152.6909 | 0
7539 | 152.29 | 0
7540 | 152.1164 | 0
7541 | 151.282 | 0
7542 | 151.211 | 0
7543 | 150.5308 | 0
7544 | 150.4 | 0
7545 | 149.6 | 0
7546 | 149.362 | 0
7547 | 148.8 | 0
7548 | 148.8 | 0
7549 | 148 | 0
7550 | 147.3263 | 0
7551 | 147.249 | 0
7552 | 147.1628 | 0
7553 | 145.633 | 0
7554 | 145.6072 | 0
7555 | 144.5105 | 0
7556 | 144.11 | 0
7557 | 142.4 | 0
7558 | 142.371 | 0
7559 | 141.4846 | 0
7560 | 141.382 | 0
7561 | 140.8 | 0
7562 | 140 | 0
7563 | 139.948 | 0
7564 | 139.8489 | 0
7565 | 139.2 | 0
7566 | 138.7688 | 0
7567 | 138.494 | 0
7568 | 138.479 | 0
7569 | 138.4 | 0
7570 | 138.295 | 0
7571 | 138.2778 | 0
7572 | 138.2668 | 0
7573 | 137.6387 | 0
7574 | 137.6 | 0
7575 | 137.552 | 0
7576 | 137.5422 | 0
7577 | 136.8 | 0
7578 | 136.8 | 0
7579 | 136.2679 | 0
7580 | 136.0712 | 0
7581 | 135.9137 | 0
7582 | 135.7598 | 0
7583 | 135.505 | 0
7584 | 135.46 | 0
7585 | 135.2 | 0
7586 | 135.1872 | 0
7587 | 134.638 | 0
7588 | 132.8 | 0
7589 | 132.6113 | 0
7590 | 132.4947 | 0
7591 | 132.424 | 0
7592 | 131.3026 | 0
7593 | 130.6101 | 0
7594 | 130.5488 | 0
7595 | 129.9866 | 0
7596 | 129.537 | 0
7597 | 128.8 | 0
7598 | 128.716 | 0
7599 | 127.2 | 0
7600 | 127.2 | 0
7601 | 127.2 | 0
7602 | 126.773 | 0
7603 | 126.647 | 0
7604 | 126.4653 | 0
7605 | 126.4 | 0
7606 | 125.6 | 0
7607 | 124.8 | 0
7608 | 124.5833 | 0
7609 | 124 | 0
7610 | 123.5332 | 0
7611 | 123.2 | 0
7612 | 123.1185 | 0
7613 | 122.7562 | 0
7614 | 122.6745 | 0
7615 | 122.023 | 0
7616 | 121.2024 | 0
7617 | 120.4254 | 0
7618 | 120 | 0
7619 | 120 | 0
7620 | 120 | 0
7621 | 119.9634 | 0
7622 | 119.641 | 0
7623 | 119.5695 | 0
7624 | 119.4032 | 0
7625 | 118.7976 | 0
7626 | 118.4 | 0
7627 | 118.4 | 0
7628 | 118.4 | 0
7629 | 117.6 | 0
7630 | 117.6 | 0
7631 | 117.348 | 0
7632 | 116.9497 | 0
7633 | 116.8 | 0
7634 | 116.5407 | 0
7635 | 116.1318 | 0
7636 | 116 | 0
7637 | 116 | 0
7638 | 116 | 0
7639 | 115.4766 | 0
7640 | 115.2 | 0
7641 | 115.2 | 0
7642 | 115.054 | 0
7643 | 114.9869 | 0
7644 | 114.9869 | 0
7645 | 114.4 | 0
7646 | 114.4 | 0
7647 | 113.6784 | 0
7648 | 113.6 | 0
7649 | 112.8605 | 0
7650 | 112.8605 | 0
7651 | 112.7164 | 0
7652 | 112.656 | 0
7653 | 112.5998 | 0
7654 | 111.8791 | 0
7655 | 111.2 | 0
7656 | 111.2 | 0
7657 | 110.407 | 0
7658 | 110.4 | 0
7659 | 110.4 | 0
7660 | 110.4 | 0
7661 | 110.4 | 0
7662 | 110.4 | 0
7663 | 110.328 | 0
7664 | 110.259 | 0
7665 | 110.145 | 0
7666 | 109.8187 | 0
7667 | 109.6 | 0
7668 | 109.6 | 0
7669 | 109.6 | 0
7670 | 108.8 | 0
7671 | 108.8 | 0
7672 | 108.8 | 0
7673 | 108.8 | 0
7674 | 108.4667 | 0
7675 | 108.3768 | 0
7676 | 108.1214 | 0
7677 | 108 | 0
7678 | 108 | 0
7679 | 108 | 0
7680 | 107.9944 | 0
7681 | 107.2175 | 0
7682 | 107.2175 | 0
7683 | 107.2175 | 0
7684 | 107.2 | 0
7685 | 107.2 | 0
7686 | 107.2 | 0
7687 | 107.1357 | 0
7688 | 106.6504 | 0
7689 | 106.6504 | 0
7690 | 106.4 | 0
7691 | 106.4 | 0
7692 | 106.3653 | 0
7693 | 106.186 | 0
7694 | 106.102 | 0
7695 | 105.9861 | 0
7696 | 105.9149 | 0
7697 | 105.6 | 0
7698 | 105.6 | 0
7699 | 105.6 | 0
7700 | 105.5001 | 0
7701 | 105.3492 | 0
7702 | 105.232 | 0
7703 | 105.1892 | 0
7704 | 105.1892 | 0
7705 | 105.1794 | 0
7706 | 104.8867 | 0
7707 | 104.8867 | 0
7708 | 104.8 | 0
7709 | 104.8 | 0
7710 | 104.8 | 0
7711 | 104.8 | 0
7712 | 104.269 | 0
7713 | 104.1097 | 0
7714 | 104.1097 | 0
7715 | 104 | 0
7716 | 104 | 0
7717 | 103.8644 | 0
7718 | 103.3328 | 0
7719 | 103.2926 | 0
7720 | 103.221 | 0
7721 | 103.2 | 0
7722 | 103.2 | 0
7723 | 103.2 | 0
7724 | 103.2 | 0
7725 | 102.491 | 0
7726 | 102.4 | 0
7727 | 102.4 | 0
7728 | 102.4 | 0
7729 | 102.2287 | 0
7730 | 102.2287 | 0
7731 | 102.2287 | 0
7732 | 102.2212 | 0
7733 | 102.069 | 0
7734 | 101.7789 | 0
7735 | 101.7789 | 0
7736 | 101.7789 | 0
7737 | 101.6 | 0
7738 | 101.6 | 0
7739 | 101.6 | 0
7740 | 101.6 | 0
7741 | 101.6 | 0
7742 | 101.6 | 0
7743 | 101.6 | 0
7744 | 101.6 | 0
7745 | 101.6 | 0
7746 | 101.4733 | 0
7747 | 101.2048 | 0
7748 | 101.182 | 0
7749 | 101.002 | 0
7750 | 100.984 | 0
7751 | 100.8 | 0
7752 | 100.8 | 0
7753 | 100.8 | 0
7754 | 100.7662 | 0
7755 | 100.7662 | 0
7756 | 100.7662 | 0
7757 | 100.5931 | 0
7758 | 100.5931 | 0
7759 | 100.5931 | 0
7760 | 100.5931 | 0
7761 | 100.2454 | 0
7762 | 100.225 | 0
7763 | 100.225 | 0
7764 | 100.0307 | 0
7765 | 100.0307 | 0
7766 | 100.012 | 0
7767 | 100 | 0
7768 | 100 | 0
7769 | 100 | 0
7770 | 100 | 0
7771 | 100 | 0
7772 | 100 | 0
7773 | 100 | 0
7774 | 99.7752 | 0
7775 | 99.5365 | 0
7776 | 99.4481 | 0
7777 | 99.261 | 0
7778 | 99.2 | 0
7779 | 99.2 | 0
7780 | 99.2 | 0
7781 | 99.2 | 0
7782 | 99.2 | 0
7783 | 99.2 | 0
7784 | 99.1266 | 0
7785 | 98.9574 | 0
7786 | 98.9574 | 0
7787 | 98.9574 | 0
7788 | 98.846 | 0
7789 | 98.6711 | 0
7790 | 98.6711 | 0
7791 | 98.6711 | 0
7792 | 98.6711 | 0
7793 | 98.6711 | 0
7794 | 98.5597 | 0
7795 | 98.4 | 0
7796 | 98.4 | 0
7797 | 98.4 | 0
7798 | 98.4 | 0
7799 | 98.4 | 0
7800 | 98.4 | 0
7801 | 98.4 | 0
7802 | 98.4 | 0
7803 | 98.247 | 0
7804 | 97.636 | 0
7805 | 97.6 | 0
7806 | 97.6 | 0
7807 | 97.3218 | 0
7808 | 97.2562 | 0
7809 | 97.2204 | 0
7810 | 97.1173 | 0
7811 | 96.821 | 0
7812 | 96.805 | 0
7813 | 96.8 | 0
7814 | 96.8 | 0
7815 | 96.8 | 0
7816 | 96.8 | 0
7817 | 96.8 | 0
7818 | 96.8 | 0
7819 | 96.8 | 0
7820 | 96.8 | 0
7821 | 96.5407 | 0
7822 | 96.5039 | 0
7823 | 96.4444 | 0
7824 | 96.4285 | 0
7825 | 96.4235 | 0
7826 | 96.3403 | 0
7827 | 96.007 | 0
7828 | 96 | 0
7829 | 96 | 0
7830 | 96 | 0
7831 | 96 | 0
7832 | 96 | 0
7833 | 95.6861 | 0
7834 | 95.6336 | 0
7835 | 95.6266 | 0
7836 | 95.6176 | 0
7837 | 95.4148 | 0
7838 | 95.362 | 0
7839 | 95.215 | 0
7840 | 95.2 | 0
7841 | 95.2 | 0
7842 | 95.2 | 0
7843 | 95.2 | 0
7844 | 95.06 | 0
7845 | 94.9911 | 0
7846 | 94.896 | 0
7847 | 94.8821 | 0
7848 | 94.8683 | 0
7849 | 94.8683 | 0
7850 | 94.8683 | 0
7851 | 94.8446 | 0
7852 | 94.8297 | 0
7853 | 94.8297 | 0
7854 | 94.791 | 0
7855 | 94.436 | 0
7856 | 94.4 | 0
7857 | 94.4 | 0
7858 | 94.4 | 0
7859 | 94.4 | 0
7860 | 94.4 | 0
7861 | 94.4 | 0
7862 | 94.4 | 0
7863 | 94.4 | 0
7864 | 94.4 | 0
7865 | 94.1466 | 0
7866 | 94.1466 | 0
7867 | 94.05 | 0
7868 | 94.0328 | 0
7869 | 94.0328 | 0
7870 | 94.0328 | 0
7871 | 94.0328 | 0
7872 | 94.0328 | 0
7873 | 94.0095 | 0
7874 | 93.6 | 0
7875 | 93.6 | 0
7876 | 93.6 | 0
7877 | 93.6 | 0
7878 | 93.6 | 0
7879 | 93.6 | 0
7880 | 93.6 | 0
7881 | 93.6 | 0
7882 | 93.6 | 0
7883 | 93.6 | 0
7884 | 93.6 | 0
7885 | 93.6 | 0
7886 | 93.6 | 0
7887 | 93.6 | 0
7888 | 93.6 | 0
7889 | 93.6 | 0
7890 | 93.6 | 0
7891 | 93.411 | 0
7892 | 93.411 | 0
7893 | 93.277 | 0
7894 | 93.2359 | 0
7895 | 93.2359 | 0
7896 | 93.2359 | 0
7897 | 93.2359 | 0
7898 | 93.2359 | 0
7899 | 93.2359 | 0
7900 | 93.2359 | 0
7901 | 93.2359 | 0
7902 | 93.2359 | 0
7903 | 93.2359 | 0
7904 | 93.2326 | 0
7905 | 93.2326 | 0
7906 | 93.2326 | 0
7907 | 92.8447 | 0
7908 | 92.8 | 0
7909 | 92.8 | 0
7910 | 92.8 | 0
7911 | 92.8 | 0
7912 | 92.8 | 0
7913 | 92.8 | 0
7914 | 92.8 | 0
7915 | 92.8 | 0
7916 | 92.8 | 0
7917 | 92.8 | 0
7918 | 92.8 | 0
7919 | 92.8 | 0
7920 | 92.708 | 0
7921 | 92.6755 | 0
7922 | 92.6755 | 0
7923 | 92.439 | 0
7924 | 92.439 | 0
7925 | 92.439 | 0
7926 | 92.439 | 0
7927 | 92.439 | 0
7928 | 92.439 | 0
7929 | 92.4148 | 0
7930 | 92.4148 | 0
7931 | 92.1604 | 0
7932 | 92.13 | 0
7933 | 92 | 0
7934 | 92 | 0
7935 | 92 | 0
7936 | 92 | 0
7937 | 92 | 0
7938 | 91.951 | 0
7939 | 91.94 | 0
7940 | 91.94 | 0
7941 | 91.689 | 0
7942 | 91.6762 | 0
7943 | 91.6421 | 0
7944 | 91.6421 | 0
7945 | 91.5969 | 0
7946 | 91.5969 | 0
7947 | 91.2045 | 0
7948 | 91.2045 | 0
7949 | 91.2 | 0
7950 | 91.2 | 0
7951 | 91.2 | 0
7952 | 91.2 | 0
7953 | 91.2 | 0
7954 | 91.2 | 0
7955 | 91.2 | 0
7956 | 91.2 | 0
7957 | 91.2 | 0
7958 | 91.2 | 0
7959 | 91.2 | 0
7960 | 91.2 | 0
7961 | 91.2 | 0
7962 | 91.2 | 0
7963 | 91.2 | 0
7964 | 91.2 | 0
7965 | 91.1703 | 0
7966 | 90.8526 | 0
7967 | 90.8453 | 0
7968 | 90.8453 | 0
7969 | 90.8453 | 0
7970 | 90.8453 | 0
7971 | 90.8453 | 0
7972 | 90.8453 | 0
7973 | 90.638 | 0
7974 | 90.469 | 0
7975 | 90.469 | 0
7976 | 90.455 | 0
7977 | 90.4 | 0
7978 | 90.4 | 0
7979 | 90.4 | 0
7980 | 90.4 | 0
7981 | 90.4 | 0
7982 | 90.093 | 0
7983 | 90.0484 | 0
7984 | 90.0484 | 0
7985 | 90.0355 | 0
7986 | 90.0212 | 0
7987 | 89.7711 | 0
7988 | 89.7426 | 0
7989 | 89.69 | 0
7990 | 89.626 | 0
7991 | 89.61 | 0
7992 | 89.6 | 0
7993 | 89.6 | 0
7994 | 89.6 | 0
7995 | 89.6 | 0
7996 | 89.6 | 0
7997 | 89.6 | 0
7998 | 89.6 | 0
7999 | 89.6 | 0
8000 | 89.6 | 0
8001 | 89.6 | 0
8002 | 89.6 | 0
8003 | 89.489 | 0
8004 | 89.4741 | 0
8005 | 89.332 | 0
8006 | 89.2515 | 0
8007 | 89.172 | 0
8008 | 89.1435 | 0
8009 | 89.1435 | 0
8010 | 89.121 | 0
8011 | 88.9979 | 0
8012 | 88.9979 | 0
8013 | 88.9845 | 0
8014 | 88.8 | 0
8015 | 88.8 | 0
8016 | 88.8 | 0
8017 | 88.8 | 0
8018 | 88.8 | 0
8019 | 88.8 | 0
8020 | 88.6732 | 0
8021 | 88.652 | 0
8022 | 88.61 | 0
8023 | 88.4546 | 0
8024 | 88.4546 | 0
8025 | 88.4546 | 0
8026 | 88.4546 | 0
8027 | 88.4546 | 0
8028 | 88.3635 | 0
8029 | 88.3256 | 0
8030 | 88.3256 | 0
8031 | 88.3256 | 0
8032 | 88.3256 | 0
8033 | 88.3072 | 0
8034 | 88.307 | 0
8035 | 88.2653 | 0
8036 | 88.264 | 0
8037 | 88.2624 | 0
8038 | 88.2624 | 0
8039 | 88.262 | 0
8040 | 88.18 | 0
8041 | 88.082 | 0
8042 | 88.0252 | 0
8043 | 88 | 0
8044 | 88 | 0
8045 | 88 | 0
8046 | 88 | 0
8047 | 88 | 0
8048 | 88 | 0
8049 | 88 | 0
8050 | 88 | 0
8051 | 87.9635 | 0
8052 | 87.886 | 0
8053 | 87.8474 | 0
8054 | 87.814 | 0
8055 | 87.738 | 0
8056 | 87.682 | 0
8057 | 87.6577 | 0
8058 | 87.6577 | 0
8059 | 87.6577 | 0
8060 | 87.6577 | 0
8061 | 87.6577 | 0
8062 | 87.6577 | 0
8063 | 87.6577 | 0
8064 | 87.642 | 0
8065 | 87.5078 | 0
8066 | 87.356 | 0
8067 | 87.3011 | 0
8068 | 87.2 | 0
8069 | 87.2 | 0
8070 | 87.2 | 0
8071 | 87.2 | 0
8072 | 87.2 | 0
8073 | 87.2 | 0
8074 | 87.2 | 0
8075 | 87.2 | 0
8076 | 87.2 | 0
8077 | 87.2 | 0
8078 | 87.2 | 0
8079 | 87.2 | 0
8080 | 87.2 | 0
8081 | 87.2 | 0
8082 | 87.2 | 0
8083 | 87.2 | 0
8084 | 87.089 | 0
8085 | 87.0262 | 0
8086 | 86.9093 | 0
8087 | 86.8608 | 0
8088 | 86.8608 | 0
8089 | 86.8608 | 0
8090 | 86.8608 | 0
8091 | 86.8608 | 0
8092 | 86.8608 | 0
8093 | 86.8608 | 0
8094 | 86.8608 | 0
8095 | 86.8608 | 0
8096 | 86.8608 | 0
8097 | 86.8608 | 0
8098 | 86.8608 | 0
8099 | 86.801 | 0
8100 | 86.7914 | 0
8101 | 86.787 | 0
8102 | 86.785 | 0
8103 | 86.7502 | 0
8104 | 86.74 | 0
8105 | 86.69 | 0
8106 | 86.69 | 0
8107 | 86.655 | 0
8108 | 86.617 | 0
8109 | 86.5519 | 0
8110 | 86.4494 | 0
8111 | 86.437 | 0
8112 | 86.4 | 0
8113 | 86.4 | 0
8114 | 86.4 | 0
8115 | 86.4 | 0
8116 | 86.4 | 0
8117 | 86.4 | 0
8118 | 86.4 | 0
8119 | 86.4 | 0
8120 | 86.4 | 0
8121 | 86.4 | 0
8122 | 86.4 | 0
8123 | 86.3179 | 0
8124 | 86.2801 | 0
8125 | 86.0639 | 0
8126 | 86.0639 | 0
8127 | 86.0639 | 0
8128 | 86.0639 | 0
8129 | 86.0639 | 0
8130 | 86.0558 | 0
8131 | 86.0558 | 0
8132 | 86.0558 | 0
8133 | 86.02 | 0
8134 | 85.97 | 0
8135 | 85.8721 | 0
8136 | 85.749 | 0
8137 | 85.7196 | 0
8138 | 85.6854 | 0
8139 | 85.6448 | 0
8140 | 85.6448 | 0
8141 | 85.638 | 0
8142 | 85.6 | 0
8143 | 85.6 | 0
8144 | 85.6 | 0
8145 | 85.6 | 0
8146 | 85.6 | 0
8147 | 85.6 | 0
8148 | 85.6 | 0
8149 | 85.6 | 0
8150 | 85.5428 | 0
8151 | 85.467 | 0
8152 | 85.3392 | 0
8153 | 85.3203 | 0
8154 | 85.3203 | 0
8155 | 85.2782 | 0
8156 | 85.267 | 0
8157 | 85.267 | 0
8158 | 85.1346 | 0
8159 | 84.9541 | 0
8160 | 84.8 | 0
8161 | 84.8 | 0
8162 | 84.8 | 0
8163 | 84.8 | 0
8164 | 84.8 | 0
8165 | 84.741 | 0
8166 | 84.5848 | 0
8167 | 84.557 | 0
8168 | 84.507 | 0
8169 | 84.4702 | 0
8170 | 84.4702 | 0
8171 | 84.4702 | 0
8172 | 84.462 | 0
8173 | 84.446 | 0
8174 | 84.4114 | 0
8175 | 84.323 | 0
8176 | 84.2988 | 0
8177 | 84.2832 | 0
8178 | 84.2281 | 0
8179 | 84.1783 | 0
8180 | 84.042 | 0
8181 | 84 | 0
8182 | 84 | 0
8183 | 84 | 0
8184 | 83.995 | 0
8185 | 83.8493 | 0
8186 | 83.8493 | 0
8187 | 83.7151 | 0
8188 | 83.6733 | 0
8189 | 83.5728 | 0
8190 | 83.419 | 0
8191 | 83.4186 | 0
8192 | 83.4186 | 0
8193 | 83.4186 | 0
8194 | 83.396 | 0
8195 | 83.254 | 0
8196 | 83.2 | 0
8197 | 83.2 | 0
8198 | 83.0716 | 0
8199 | 82.933 | 0
8200 | 82.9302 | 0
8201 | 82.892 | 0
8202 | 82.8821 | 0
8203 | 82.8764 | 0
8204 | 82.775 | 0
8205 | 82.665 | 0
8206 | 82.654 | 0
8207 | 82.638 | 0
8208 | 82.6104 | 0
8209 | 82.6008 | 0
8210 | 82.453 | 0
8211 | 82.403 | 0
8212 | 82.4 | 0
8213 | 82.3874 | 0
8214 | 82.3782 | 0
8215 | 82.3782 | 0
8216 | 82.3782 | 0
8217 | 82.3782 | 0
8218 | 82.3435 | 0
8219 | 82.3325 | 0
8220 | 82.3166 | 0
8221 | 82.1914 | 0
8222 | 82.0825 | 0
8223 | 82.0795 | 0
8224 | 82.0705 | 0
8225 | 82.0117 | 0
8226 | 81.8383 | 0
8227 | 81.795 | 0
8228 | 81.783 | 0
8229 | 81.6427 | 0
8230 | 81.6 | 0
8231 | 81.6 | 0
8232 | 81.6 | 0
8233 | 81.6 | 0
8234 | 81.6 | 0
8235 | 81.6 | 0
8236 | 81.515 | 0
8237 | 81.5007 | 0
8238 | 81.5007 | 0
8239 | 81.435 | 0
8240 | 81.362 | 0
8241 | 81.2826 | 0
8242 | 81.253 | 0
8243 | 81.1985 | 0
8244 | 81.1979 | 0
8245 | 81.184 | 0
8246 | 81.1182 | 0
8247 | 81.102 | 0
8248 | 81.0455 | 0
8249 | 80.9652 | 0
8250 | 80.9652 | 0
8251 | 80.9369 | 0
8252 | 80.8682 | 0
8253 | 80.819 | 0
8254 | 80.81 | 0
8255 | 80.81 | 0
8256 | 80.81 | 0
8257 | 80.8 | 0
8258 | 80.7865 | 0
8259 | 80.774 | 0
8260 | 80.761 | 0
8261 | 80.6148 | 0
8262 | 80.579 | 0
8263 | 80.506 | 0
8264 | 80.485 | 0
8265 | 80.475 | 0
8266 | 80.4598 | 0
8267 | 80.4469 | 0
8268 | 80.2656 | 0
8269 | 80.1929 | 0
8270 | 80.162 | 0
8271 | 80.1193 | 0
8272 | 80.078 | 0
8273 | 80 | 0
8274 | 80 | 0
8275 | 80 | 0
8276 | 80 | 0
8277 | 79.923 | 0
8278 | 79.796 | 0
8279 | 79.7665 | 0
8280 | 79.6888 | 0
8281 | 79.6888 | 0
8282 | 79.6888 | 0
8283 | 79.66 | 0
8284 | 79.653 | 0
8285 | 79.4856 | 0
8286 | 79.4371 | 0
8287 | 79.4286 | 0
8288 | 79.4286 | 0
8289 | 79.3551 | 0
8290 | 79.3501 | 0
8291 | 79.3432 | 0
8292 | 79.281 | 0
8293 | 79.24 | 0
8294 | 79.2 | 0
8295 | 79.2 | 0
8296 | 79.067 | 0
8297 | 79.057 | 0
8298 | 78.9726 | 0
8299 | 78.9318 | 0
8300 | 78.901 | 0
8301 | 78.853 | 0
8302 | 78.8376 | 0
8303 | 78.7595 | 0
8304 | 78.738 | 0
8305 | 78.738 | 0
8306 | 78.738 | 0
8307 | 78.738 | 0
8308 | 78.7006 | 0
8309 | 78.5941 | 0
8310 | 78.5463 | 0
8311 | 78.5117 | 0
8312 | 78.42 | 0
8313 | 78.4 | 0
8314 | 78.4 | 0
8315 | 78.3215 | 0
8316 | 78.115 | 0
8317 | 78.0473 | 0
8318 | 77.6938 | 0
8319 | 77.625 | 0
8320 | 77.6 | 0
8321 | 77.379 | 0
8322 | 77.3566 | 0
8323 | 77.3566 | 0
8324 | 77.3566 | 0
8325 | 77.076 | 0
8326 | 76.9871 | 0
8327 | 76.876 | 0
8328 | 76.8 | 0
8329 | 76.8 | 0
8330 | 76.8 | 0
8331 | 76.8 | 0
8332 | 76.7762 | 0
8333 | 76.614 | 0
8334 | 76.5013 | 0
8335 | 76.2014 | 0
8336 | 76.02 | 0
8337 | 76 | 0
8338 | 76 | 0
8339 | 75.9752 | 0
8340 | 75.749 | 0
8341 | 75.7243 | 0
8342 | 75.611 | 0
8343 | 75.453 | 0
8344 | 75.3169 | 0
8345 | 75.2845 | 0
8346 | 75.2 | 0
8347 | 75.163 | 0
8348 | 75.1595 | 0
8349 | 74.961 | 0
8350 | 74.903 | 0
8351 | 74.8706 | 0
8352 | 74.6694 | 0
8353 | 74.649 | 0
8354 | 74.6116 | 0
8355 | 74.5939 | 0
8356 | 74.5939 | 0
8357 | 74.479 | 0
8358 | 74.454 | 0
8359 | 74.3586 | 0
8360 | 74.1644 | 0
8361 | 73.9979 | 0
8362 | 73.9032 | 0
8363 | 73.28 | 0
8364 | 73.0629 | 0
8365 | 73.0251 | 0
8366 | 72.995 | 0
8367 | 72.9207 | 0
8368 | 72.8 | 0
8369 | 72.8 | 0
8370 | 72.8 | 0
8371 | 72.771 | 0
8372 | 72.4879 | 0
8373 | 72 | 0
8374 | 71.8311 | 0
8375 | 71.5652 | 0
8376 | 71.47 | 0
8377 | 71.433 | 0
8378 | 70.538 | 0
8379 | 70.4498 | 0
8380 | 70.3334 | 0
8381 | 69.874 | 0
8382 | 69.845 | 0
8383 | 69.75 | 0
8384 | 69.556 | 0
8385 | 69.059 | 0
8386 | 68.887 | 0
8387 | 68.8 | 0
8388 | 68.6977 | 0
8389 | 68.404 | 0
8390 | 67.2 | 0
8391 | 66.9963 | 0
8392 | 66.9323 | 0
8393 | 66.865 | 0
8394 | 66.3057 | 0
8395 | 66.072 | 0
8396 | 65.492 | 0
8397 | 65.31 | 0
8398 | 64.271 | 0
8399 | 64.133 | 0
8400 | 63.569 | 0
8401 | 62.387 | 0
8402 | 62.252 | 0
8403 | 60.615 | 0
8404 | 60.338 | 0
8405 | 60.106 | 0
8406 | 59.935 | 0
8407 | 59.771 | 0
8408 | 59.139 | 0
8409 | 57.64 | 0
8410 | 57.444 | 0
8411 | 56.963 | 0
8412 | 44.716 | 0
8413 | 39.491 | 0
8414 | 37.99 | 0
8415 | 0 | 0
8416 | 0 | 0
8417 | 0 | 0
8418 | 0 | 0
8419 | 0 | 0
8420 | 0 | 0
8421 | 0 | 0
8422 | 0 | 0
8423 | 0 | 0
8424 | 0 | 0
8425 | 0 | 0
8426 | 0 | 0
8427 | 0 | 0
8428 | 0 | 0
8429 | 0 | 0
8430 | 0 | 0
8431 | 0 | 0
8432 | 0 | 0
8433 | 0 | 0
8434 | 0 | 0
8435 | 0 | 0
8436 | 0 | 0
8437 | 0 | 0
8438 | 0 | 0
8439 | 0 | 0
8440 | 0 | 0
8441 | 0 | 0
8442 | 0 | 0
8443 | 0 | 0
8444 | 0 | 0
8445 | 0 | 0
8446 | 0 | 0
8447 | 0 | 0
8448 | 0 | 0
8449 | 0 | 0
8450 | 0 | 0
8451 | 0 | 0
8452 | 0 | 0
8453 | 0 | 0
8454 | 0 | 0
8455 | 0 | 0
8456 | 0 | 0
8457 | 0 | 0
8458 | 0 | 0
8459 | 0 | 0
8460 | 0 | 0
8461 | 0 | 0
8462 | 0 | 0
8463 | 0 | 0
8464 | 0 | 0
8465 | 0 | 0
8466 | 0 | 0
8467 | 0 | 0
8468 | 0 | 0
8469 | 0 | 0
8470 | 0 | 0
8471 | 0 | 0
8472 | 0 | 0
8473 | 0 | 0
8474 | 0 | 0
8475 | 0 | 0
8476 | 0 | 0
8477 | 0 | 0
8478 | 0 | 0
8479 | 0 | 0
8480 | 0 | 0
8481 | 0 | 0
8482 | 0 | 0
8483 | 0 | 0
8484 | 0 | 0
8485 | 0 | 0
8486 | 0 | 0
8487 | 0 | 0
8488 | 0 | 0
8489 | 0 | 0
8490 | 0 | 0
8491 | 0 | 0
8492 | 0 | 0
8493 | 0 | 0
8494 | 0 | 0
8495 | 0 | 0
8496 | 0 | 0
8497 | 0 | 0
8498 | 0 | 0
8499 | 0 | 0
8500 | 0 | 0
8501 | 0 | 0
8502 | 0 | 0
8503 | 0 | 0
8504 | 0 | 0
8505 | 0 | 0
8506 | 0 | 0
8507 | 0 | 0
8508 | 0 | 0
8509 | 0 | 0
8510 | 0 | 0
8511 | 0 | 0
8512 | 0 | 0
8513 | 0 | 0
8514 | 0 | 0
8515 | 0 | 0
8516 | 0 | 0
8517 | 0 | 0
8518 | 0 | 0
8519 | 0 | 0
8520 | 0 | 0
8521 | 0 | 0
8522 | 0 | 0
8523 | 0 | 0
8524 | 0 | 0
8525 | 0 | 0
8526 | 0 | 0
8527 | 0 | 0
8528 | 0 | 0
8529 | 0 | 0
8530 | 0 | 0
8531 | 0 | 0
8532 | 0 | 0
8533 | 0 | 0
8534 | 0 | 0
8535 | 0 | 0
8536 | 0 | 0
8537 | 0 | 0
8538 | 0 | 0
8539 | 0 | 0
8540 | 0 | 0
8541 | 0 | 0
8542 | 0 | 0
8543 | 0 | 0
8544 | 0 | 0
8545 | 0 | 0
8546 | 0 | 0
8547 | 0 | 0
8548 | 0 | 0
8549 | 0 | 0
8550 | 0 | 0
8551 | 0 | 0
8552 | 0 | 0
8553 | 0 | 0
8554 | 0 | 0
8555 | 0 | 0
8556 | 0 | 0
8557 | 0 | 0
8558 | 0 | 0
8559 | 0 | 0
8560 | 0 | 0
8561 | 0 | 0
8562 | 0 | 0
8563 | 0 | 0
8564 | 0 | 0
8565 | 0 | 0
8566 | 0 | 0
8567 | 0 | 0
8568 | 0 | 0
8569 | 0 | 0
8570 | 0 | 0
8571 | 0 | 0
8572 | 0 | 0
8573 | 0 | 0
8574 | 0 | 0
8575 | 0 | 0
8576 | 0 | 0
8577 | 0 | 0
8578 | 0 | 0
8579 | 0 | 0
8580 | 0 | 0
8581 | 0 | 0
8582 | 0 | 0
8583 | 0 | 0
8584 | 0 | 0
8585 | 0 | 0
8586 | 0 | 0
8587 | 0 | 0
8588 | 0 | 0
8589 | 0 | 0
8590 | 0 | 0
8591 | 0 | 0
8592 | 0 | 0
8593 | 0 | 0
8594 | 0 | 0
8595 | 0 | 0
8596 | 0 | 0
8597 | 0 | 0
8598 | 0 | 0
8599 | 0 | 0
8600 | 0 | 0
8601 | 0 | 0
8602 | 0 | 0
8603 | 0 | 0
8604 | 0 | 0
8605 | 0 | 0
8606 | 0 | 0
8607 | 0 | 0
8608 | 0 | 0
8609 | 0 | 0
8610 | 0 | 0
8611 | 0 | 0
8612 | 0 | 0
8613 | 0 | 0
8614 | 0 | 0
8615 | 0 | 0
8616 | 0 | 0
8617 | 0 | 0
8618 | 0 | 0
8619 | 0 | 0
8620 | 0 | 0
8621 | 0 | 0
8622 | 0 | 0
8623 | 0 | 0
8624 | 0 | 0
8625 | 0 | 0
8626 | 0 | 0
8627 | 0 | 0
8628 | 0 | 0
8629 | 0 | 0
8630 | 0 | 0
8631 | 0 | 0
8632 | 0 | 0
8633 | 0 | 0
8634 | 0 | 0
8635 | 0 | 0
8636 | 0 | 0
8637 | 0 | 0
8638 | 0 | 0
8639 | 0 | 0
8640 | 0 | 0
8641 | 0 | 0
8642 | 0 | 0
8643 | 0 | 0
8644 | 0 | 0
8645 | 0 | 0
8646 | 0 | 0
8647 | 0 | 0
8648 | 0 | 0
8649 | 0 | 0
8650 | 0 | 0
8651 | 0 | 0
8652 | 0 | 0
8653 | 0 | 0
8654 | 0 | 0
8655 | 0 | 0
8656 | 0 | 0
8657 | 0 | 0
8658 | 0 | 0
8659 | 0 | 0
8660 | 0 | 0
8661 | 0 | 0
8662 | 0 | 0
8663 | 0 | 0
8664 | 0 | 0
8665 | 0 | 0
8666 | 0 | 0
8667 | 0 | 0
8668 | 0 | 0
8669 | 0 | 0
8670 | 0 | 0
8671 | 0 | 0
8672 | 0 | 0
8673 | 0 | 0
8674 | 0 | 0
8675 | 0 | 0
8676 | 0 | 0
8677 | 0 | 0
8678 | 0 | 0
8679 | 0 | 0
8680 | 0 | 0
8681 | 0 | 0
8682 | 0 | 0
8683 | 0 | 0
8684 | 0 | 0
8685 | 0 | 0
8686 | 0 | 0
8687 | 0 | 0
8688 | 0 | 0
8689 | 0 | 0
8690 | 0 | 0
8691 | 0 | 0
8692 | 0 | 0
8693 | 0 | 0
8694 | 0 | 0
8695 | 0 | 0
8696 | 0 | 0
8697 | 0 | 0
8698 | 0 | 0
8699 | 0 | 0
8700 | 0 | 0
8701 | 0 | 0
8702 | 0 | 0
8703 | 0 | 0
8704 | 0 | 0
8705 | 0 | 0
8706 | 0 | 0
8707 | 0 | 0
8708 | 0 | 0
8709 | 0 | 0
8710 | 0 | 0
8711 | 0 | 0
8712 | 0 | 0
8713 | 0 | 0
8714 | 0 | 0
8715 | 0 | 0
8716 | 0 | 0
8717 | 0 | 0
8718 | 0 | 0
8719 | 0 | 0
8720 | 0 | 0
8721 | 0 | 0
8722 | 0 | 0
8723 | 0 | 0
8724 | 0 | 0
8725 | 0 | 0
8726 | 0 | 0
8727 | 0 | 0
8728 | 0 | 0
8729 | 0 | 0
8730 | 0 | 0
8731 | 0 | 0
8732 | 0 | 0
8733 | 0 | 0
8734 | 0 | 0
8735 | 0 | 0
8736 | 0 | 0
8737 | 0 | 0
8738 | 0 | 0
8739 | 0 | 0
8740 | 0 | 0
8741 | 0 | 0
8742 | 0 | 0
8743 | 0 | 0
8744 | 0 | 0
8745 | 0 | 0
8746 | 0 | 0
8747 | 0 | 0
8748 | 0 | 0
8749 | 0 | 0
8750 | 0 | 0
8751 | 0 | 0
8752 | 0 | 0
8753 | 0 | 0
8754 | 0 | 0
8755 | 0 | 0
8756 | 0 | 0
8757 | 0 | 0
8758 | 0 | 0
8759 | 0 | 0
8760 | 0 | 0

## Cash Flow
Year | ESCO Energy Revenue (USD) | ESCO Demand Revenue (USD) | ESCO Grid Arbitrage Revenue (USD) | ESCO Revenue (USD) | O&M (USD) | Replacement Cost (USD) | Depreciation (USD) | CIT (USD) | Cash Available For Debt Service (USD) | Debt Service (USD) | Equity Cash Flow (USD) | Offtaker Savings (USD) | Offtaker Savings Fraction | DSCR | Generator Revenue (USD) | CfD Net (USD) | DPPA Offtaker Cost (USD)
1 | 567072.9561 | 0 | 0 | 567072.9561 | 49756.883 | 0 | 320369.6108 | 0 | 517316.0731 | 455126.4198 | 62189.6533 | -66910.5904 | -8.7% | 1.1366 | 567072.9561 | 135259.5544 | 835955.1204
2 | 587510.4447 | 0 | 0 | 587510.4447 | 49756.883 | 0 | 320369.6108 | 0 | 537753.5617 | 455126.4198 | 82627.1418 | -69942.4286 | -8.745% | 1.1815 | 587510.4447 | 140669.9365 | 869748.7398
3 | 608687.2918 | 0 | 0 | 608687.2918 | 49756.883 | 0 | 320369.6108 | 0 | 558930.4088 | 455126.4198 | 103803.989 | -73107.9089 | -8.789% | 1.2281 | 608687.2918 | 146296.734 | 904906.4725
4 | 630630.3526 | 0 | 0 | 630630.3526 | 49756.883 | 0 | 320369.6108 | 0 | 580873.4696 | 455126.4198 | 125747.0498 | -76412.8071 | -8.833% | 1.2763 | 630630.3526 | 152148.6033 | 941483.3133
5 | 653367.4616 | 0 | 0 | 653367.4616 | 49756.883 | 0 | 320369.6108 | 0 | 603610.5786 | 455126.4198 | 148484.1588 | -79863.1456 | -8.877% | 1.3262 | 653367.4616 | 158234.5475 | 979536.472
6 | 676927.4689 | 0 | 0 | 676927.4689 | 49756.883 | 0 | 320369.6108 | 0 | 627170.5859 | 455126.4198 | 172044.1661 | -83465.2027 | -8.92% | 1.378 | 676927.4689 | 164563.9294 | 1019125.4622
7 | 701340.2773 | 0 | 0 | 701340.2773 | 49756.883 | 0 | 320369.6108 | 20449.4884 | 631133.9059 | 455126.4198 | 176007.486 | -87225.5242 | -8.964% | 1.3867 | 701340.2773 | 171146.4866 | 1060312.1941
8 | 726636.8807 | 0 | 0 | 726636.8807 | 49756.883 | 0 | 320369.6108 | 25770.6127 | 651109.385 | 455126.4198 | 195982.9651 | -91150.9342 | -9.007% | 1.4306 | 726636.8807 | 177992.346 | 1103161.0709
9 | 752849.4043 | 0 | 0 | 752849.4043 | 49756.883 | 0 | 141925.3608 | 49265.0284 | 653827.4929 | 455126.4198 | 198701.073 | -95248.547 | -9.05% | 1.4366 | 752849.4043 | 185112.0399 | 1147739.0891
10 | 780011.1462 | 0 | 0 | 780011.1462 | 49756.883 | 0 | 141925.3608 | 55267.3837 | 674986.8795 | 455126.4198 | 219860.4596 | -99525.779 | -9.093% | 1.4831 | 780011.1462 | 192516.5214 | 1194115.9429
11 | 808156.62 | 0 | 0 | 808156.62 | 49756.883 | 1213575 | 141925.3608 | 0 | -455175.263 | 0 | -455175.263 | -103990.3621 | -9.135% |  | 808156.62 | 200217.1823 | 1242364.1325
12 | 837321.5997 | 0 | 0 | 837321.5997 | 49756.883 | 0 | 141925.3608 | 4853.8732 | 782710.8435 | 0 | 782710.8435 | -108650.3561 | -9.177% |  | 837321.5997 | 208225.8696 | 1292559.0773
13 | 867543.1659 | 0 | 0 | 867543.1659 | 49756.883 | 0 | 141925.3608 | 67586.0922 | 750200.1907 | 0 | 750200.1907 | -113514.163 | -9.219% |  | 867543.1659 | 216554.9044 | 1344779.2331
14 | 898859.7536 | 0 | 0 | 898859.7536 | 49756.883 | 0 | 141925.3608 | 70717.751 | 778385.1196 | 0 | 778385.1196 | -118590.5414 | -9.261% |  | 898859.7536 | 225217.1006 | 1399106.2143
15 | 931311.2019 | 0 | 0 | 931311.2019 | 49756.883 | 0 | 141925.3608 | 73962.8958 | 807591.4231 | 0 | 807591.4231 | -123888.6212 | -9.303% |  | 931311.2019 | 234225.7846 | 1455624.921
16 | 964938.8058 | 0 | 0 | 964938.8058 | 49756.883 | 0 | 141925.3608 | 154651.3124 | 760530.6104 | 0 | 760530.6104 | -129417.9194 | -9.344% |  | 964938.8058 | 243594.816 | 1514423.6711
17 | 999785.3693 | 0 | 0 | 999785.3693 | 49756.883 | 0 | 141925.3608 | 161620.6251 | 788407.8612 | 0 | 788407.8612 | -135188.356 | -9.385% |  | 999785.3693 | 253338.6086 | 1575594.3379
18 | 1035895.2609 | 0 | 0 | 1035895.2609 | 49756.883 | 0 | 141925.3608 | 168842.6034 | 817295.7745 | 0 | 817295.7745 | -141210.2716 | -9.426% |  | 1035895.2609 | 263472.1529 | 1639232.4927
19 | 1073314.4712 | 0 | 0 | 1073314.4712 | 49756.883 | 0 | 141925.3608 | 176326.4455 | 847231.1427 | 0 | 847231.1427 | -147494.4443 | -9.467% |  | 1073314.4712 | 274011.0391 | 1705437.5543
20 | 1112090.6722 | 0 | 0 | 1112090.6722 | 49756.883 | 0 | 141925.3608 | 184081.6857 | 878252.1035 | 0 | 878252.1035 | -154052.1084 | -9.508% |  | 1112090.6722 | 284971.4806 | 1774312.9428
21 | 1152273.2793 | 0 | 0 | 1152273.2793 | 49756.883 | 0 | 0 | 220503.2793 | 882013.117 | 0 | 882013.117 | -160894.9736 | -9.548% |  | 1152273.2793 | 296370.3399 | 1845966.2413
22 | 1193913.5152 | 0 | 0 | 1193913.5152 | 49756.883 | 0 | 0 | 228831.3264 | 915325.3057 | 0 | 915325.3057 | -168035.2445 | -9.588% |  | 1193913.5152 | 308225.1534 | 1920509.3629
23 | 1237064.4763 | 0 | 0 | 1237064.4763 | 49756.883 | 0 | 0 | 237461.5187 | 949846.0746 | 0 | 949846.0746 | -175485.6418 | -9.628% |  | 1237064.4763 | 320554.1596 | 1998058.725
24 | 1281781.2017 | 0 | 0 | 1281781.2017 | 49756.883 | 0 | 0 | 246404.8637 | 985619.455 | 0 | 985619.455 | -183259.4238 | -9.668% |  | 1281781.2017 | 333376.326 | 2078735.4303
25 | 1328120.7444 | 0 | 0 | 1328120.7444 | 49756.883 | 0 | 0 | 255672.7723 | 1022691.0891 | 0 | 1022691.0891 | -191370.4087 | -9.708% |  | 1328120.7444 | 346711.379 | 2162665.4555

## Tax Schedule
Year | Depreciation (USD) | CIT (USD)
1 | 320369.6108 | 0
2 | 320369.6108 | 0
3 | 320369.6108 | 0
4 | 320369.6108 | 0
5 | 320369.6108 | 0
6 | 320369.6108 | 0
7 | 320369.6108 | 20449.4884
8 | 320369.6108 | 25770.6127
9 | 141925.3608 | 49265.0284
10 | 141925.3608 | 55267.3837
11 | 141925.3608 | 0
12 | 141925.3608 | 4853.8732
13 | 141925.3608 | 67586.0922
14 | 141925.3608 | 70717.751
15 | 141925.3608 | 73962.8958
16 | 141925.3608 | 154651.3124
17 | 141925.3608 | 161620.6251
18 | 141925.3608 | 168842.6034
19 | 141925.3608 | 176326.4455
20 | 141925.3608 | 184081.6857
21 | 0 | 220503.2793
22 | 0 | 228831.3264
23 | 0 | 237461.5187
24 | 0 | 246404.8637
25 | 0 | 255672.7723

## Debt Service
Year | Interest (USD) | Principal (USD) | Debt Service (USD) | Ending Debt Balance (USD)
1 | 253830.6424 | 201295.7775 | 455126.4198 | 2784947.0737
2 | 236720.5013 | 218405.9186 | 455126.4198 | 2566541.1551
3 | 218155.9982 | 236970.4217 | 455126.4198 | 2329570.7335
4 | 198013.5123 | 257112.9075 | 455126.4198 | 2072457.8259
5 | 176158.9152 | 278967.5046 | 455126.4198 | 1793490.3213
6 | 152446.6773 | 302679.7425 | 455126.4198 | 1490810.5788
7 | 126718.8992 | 328407.5207 | 455126.4198 | 1162403.0581
8 | 98804.2599 | 356322.1599 | 455126.4198 | 806080.8982
9 | 68516.8763 | 386609.5435 | 455126.4198 | 419471.3547
10 | 35655.0651 | 419471.3547 | 455126.4198 | 0
11 | 0 | 0 | 0 | 0
12 | 0 | 0 | 0 | 0
13 | 0 | 0 | 0 | 0
14 | 0 | 0 | 0 | 0
15 | 0 | 0 | 0 | 0
16 | 0 | 0 | 0 | 0
17 | 0 | 0 | 0 | 0
18 | 0 | 0 | 0 | 0
19 | 0 | 0 | 0 | 0
20 | 0 | 0 | 0 | 0
21 | 0 | 0 | 0 | 0
22 | 0 | 0 | 0 | 0
23 | 0 | 0 | 0 | 0
24 | 0 | 0 | 0 | 0
25 | 0 | 0 | 0 | 0

## Developer Financials
Metric | Value
Project IRR | 13.46%
Equity IRR | 16.87%
NPV (USD) | 1524177.2686
Average DSCR | 1.3264
Simple Payback (Years) | 9.0647
ROI | 1015%

## Assumptions
Assumption | Value
case_name | Factory A Vietnam DPPA Grid CfD E2E
country | Vietnam
tariff_year | 2025
voltage_level | 22-110kV
tou_schedule | decision_963
exchange_rate_vnd_per_usd | 25000
evn_energy_escalation_rate | 0.04
evn_capacity_escalation_rate | 0.04
esco_energy_discount_fraction | 0.9
demand_savings_esco_share | 0.8
grid_charging_enabled | FALSE
owner_discount_rate_fraction | 0.1
debt_fraction | 0.7
debt_interest_rate_fraction | 0.085
debt_term_years | 10
battery_replacement_year | 11

## DPPA Configuration
Metric | Value
DPPA Type | grid_dppa_cfd
CfD Strike (VND/kWh) | 2000
CfD Strike Escalation Rate | 4%
Transmission Loss Factor k | 1.026
Distribution Loss Factor K_pp | 1.0273
Allocation Fraction delta | 1
System Service Fee (VND/kWh) | 360
Delta Settlement Adder (VND/kWh) | 163.3
Fee Escalation Rate | 4%
FMP Series Path | DPPA DOC/fmp_cfmp_vn.json

## Hourly Settlement
Hour | Load (kW) | Q_re_meter (kW) | Q_re_delivered (kW) | Q_adj (kW) | Q_Khc (kW) | FMP (VND/kWh) | C_DN (VND) | C_DPPA (VND) | C_CL (VND) | C_BL (VND) | CfD Payment (VND)
1 | 1020 | 0 | 0 | 0 | 0 | 1377.55 | 0 | 0 | 0 | 1213800 | 0
2 | 1078.4 | 0 | 0 | 0 | 0 | 1316 | 0 | 0 | 0 | 1283296 | 0
3 | 906.4 | 0 | 0 | 0 | 0 | 1367.3 | 0 | 0 | 0 | 1078616 | 0
4 | 860.8 | 492.665 | 492.665 | 479.5899 | 479.5899 | 1420.5 | 725338.9048 | 172652.3782 | 78317.0371 | 453639.972 | 277922.3699
5 | 996.8 | 996.8 | 996.8 | 970.3455 | 970.3455 | 1423.7 | 1471143.1361 | 349324.3697 | 158457.4155 | 31480.889 | 559210.0952
6 | 983.2 | 983.2 | 983.2 | 957.1064 | 957.1064 | 1433.15 | 1459075.2655 | 344558.3069 | 156295.4764 | 31051.3745 | 542535.7674
7 | 586.4 | 586.4 | 586.4 | 570.8373 | 570.8373 | 1460.05 | 883993.1223 | 205501.4149 | 93217.7252 | 28526.4957 | 308223.5805
8 | 104.269 | 104.269 | 104.269 | 101.5018 | 101.5018 | 1481.35 | 158762.876 | 36540.6327 | 16575.237 | 5072.3554 | 52643.8866
9 | 89.172 | 89.172 | 89.172 | 86.8054 | 86.8054 | 1273.8 | 116692.1609 | 31249.9525 | 14175.3257 | 4337.9343 | 63038.0987
10 | 105.232 | 424.17 | 105.232 | 412.9128 | 105.232 | 1251.7 | 139185.264 | 37883.52 | 17184.3856 | 0 | 78745.1056
11 | 89.626 | 681.462 | 89.625 | 663.3764 | 89.626 | 1237.2 | 117193.7334 | 32265.36 | 14635.9258 | 0 | 68366.7128
12 | 119.641 | 249.625 | 119.64 | 243.0001 | 119.641 | 1241.95 | 156736.6262 | 43070.76 | 19537.3753 | 0 | 90693.86
13 | 82.892 | 82.892 | 82.892 | 80.6921 | 80.6921 | 1235.6 | 105106.566 | 29049.1529 | 13177.0185 | 4032.4323 | 61681.0347
14 | 87.738 | 737.211 | 87.739 | 717.6458 | 87.738 | 1264.65 | 117158.1343 | 31585.68 | 14327.6154 | 0 | 64518.1383
15 | 106.186 | 977.149 | 106.186 | 951.216 | 106.186 | 1276.05 | 143198.56 | 38226.96 | 17340.1738 | 0 | 76873.3547
16 | 98.846 | 870.059 | 98.846 | 846.9681 | 98.846 | 1305.2 | 135970.4615 | 35584.56 | 16141.5518 | 0 | 68678.2008
17 | 88.262 | 504.814 | 88.262 | 491.4165 | 88.262 | 1500 | 139423.6023 | 31774.32 | 14413.1846 | 0 | 44131
18 | 94.791 | 94.791 | 94.791 | 92.2753 | 92.2753 | 1650.7 | 160550.6607 | 33219.1075 | 15068.5563 | 4611.2808 | 32231.7618
19 | 90.4 | 90.4 | 90.4 | 88.0008 | 88.0008 | 1716.9 | 159126.324 | 31680.3 | 14370.5361 | 8152.3685 | 24913.0359
20 | 96 | 96 | 96 | 93.4522 | 93.4522 | 1581.7 | 155934.3958 | 33642.7964 | 15260.7463 | 8657.3825 | 39091.0604
21 | 87.2 | 87.2 | 87.2 | 84.8858 | 84.8858 | 1571.05 | 140491.3341 | 30558.8734 | 13861.8445 | 7863.7891 | 36411.7466
22 | 92 | 92 | 92 | 89.5584 | 89.5584 | 1815.6 | 171486.7427 | 32241.0133 | 14624.8818 | 8296.6582 | 16514.5635
23 | 88 | 88 | 88 | 85.6645 | 85.6645 | 1675.85 | 152016.9233 | 30839.2301 | 13989.0174 | 7935.9339 | 27768.1567
24 | 91.2 | 91.2 | 91.2 | 88.7796 | 88.7796 | 1500.35 | 141227.9283 | 31960.6566 | 14497.709 | 4436.5901 | 44358.728
25 | 86.4 | 86.4 | 86.4 | 84.107 | 84.107 | 1506.4 | 134452.7883 | 30278.5168 | 13734.6716 | 2728.6806 | 41515.2108
26 | 93.6 | 93.6 | 93.6 | 91.1159 | 91.1159 | 1423.5 | 138701.2499 | 32801.7265 | 14879.2276 | 2956.0706 | 52528.3204
27 | 86.4 | 86.4 | 86.4 | 84.107 | 84.107 | 1421.05 | 128281.2201 | 30278.5168 | 13734.6716 | 2728.6806 | 48693.7425
28 | 89.6 | 89.6 | 89.6 | 87.2221 | 87.2221 | 1424.3 | 133421.2576 | 31399.9433 | 14243.3632 | 2829.7428 | 50213.7427
29 | 83.2 | 83.2 | 83.2 | 80.9919 | 80.9919 | 1433.8 | 124505.6218 | 29157.0902 | 13225.9801 | 2627.6183 | 45857.6236
30 | 92 | 92 | 92 | 89.5584 | 89.5584 | 1443.25 | 138159.1859 | 32241.0133 | 14624.8818 | 2905.5395 | 49861.6226
31 | 76.8 | 76.8 | 76.8 | 74.7618 | 74.7618 | 1505.8 | 119098.7663 | 26914.2372 | 12208.597 | 3736.0758 | 36947.2667
32 | 84.462 | 84.462 | 84.462 | 82.2204 | 82.2204 | 1754.3 | 151878.0344 | 29599.3528 | 13426.5953 | 4108.8078 | 20201.5583
33 | 178.704 | 178.704 | 178.704 | 173.9613 | 173.9613 | 1834.75 | 336189.0516 | 62626.0656 | 28407.8792 | 8693.3815 | 28747.1037
34 | 122.023 | 122.023 | 122.023 | 118.7846 | 118.7846 | 1841.6 | 230806.5027 | 42762.4474 | 19397.5213 | 5936.031 | 18815.4769
35 | 151.211 | 151.211 | 151.211 | 147.1979 | 147.1979 | 1651.9 | 256770.1124 | 52991.2593 | 24037.424 | 7355.9344 | 51239.6038
36 | 234.813 | 655.336 | 234.813 | 637.9437 | 234.813 | 1590.1 | 393094.9234 | 84532.68 | 38344.9629 | 0 | 96249.8487
37 | 410.829 | 1126.185 | 410.829 | 1096.2967 | 410.829 | 1500.55 | 648500.3296 | 147898.44 | 67088.3757 | 0 | 205188.544
38 | 797.587 | 820.794 | 797.587 | 799.0106 | 797.587 | 1617.15 | 1361281.607 | 287131.32 | 130245.9571 | 0 | 305356.1829
39 | 1144.168 | 543.785 | 543.785 | 529.3532 | 529.3532 | 1800.05 | 1006284.842 | 190567.1673 | 86443.3845 | 1126955.4504 | 105844.1808
40 | 1195.968 | 123.465 | 123.465 | 120.1883 | 120.1883 | 1764.6 | 223559.0411 | 43267.7902 | 19626.7504 | 1971904.1787 | 28292.3273
41 | 1539.811 | 142.139 | 142.139 | 138.3667 | 138.3667 | 1794.05 | 261460.9232 | 49812.015 | 22595.2835 | 2568847.3865 | 28496.6236
42 | 1385.46 | 0 | 0 | 0 | 0 | 1692.95 | 0 | 0 | 0 | 2539548.18 | 0
43 | 1622.4 | 1622.4 | 1622.4 | 1579.3424 | 1579.3424 | 1702.9 | 2834120.2218 | 568563.2598 | 257906.612 | 146309.764 | 469222.6236
44 | 953.6 | 953.6 | 953.6 | 928.292 | 928.292 | 1619.95 | 1585743.4778 | 334185.1113 | 151590.0797 | 85996.666 | 352797.3654
45 | 1364 | 1364 | 1364 | 1327.8002 | 1327.8002 | 1665.7 | 2327056.2306 | 478008.0661 | 216829.77 | 123006.9761 | 443883.6014
46 | 1566.4 | 1566.4 | 1566.4 | 1524.8286 | 1524.8286 | 1815.6 | 2906980.5486 | 548938.2953 | 249004.51 | 141259.6242 | 281178.3935
47 | 1546.4 | 1546.4 | 1546.4 | 1505.3594 | 1505.3594 | 1785 | 2837710.1813 | 541929.3793 | 245825.1879 | 139456.0029 | 323652.2682
48 | 1576 | 0 | 0 | 0 | 0 | 1633.1 | 0 | 0 | 0 | 2888808 | 0
49 | 1492 | 0 | 0 | 0 | 0 | 1449.35 | 0 | 0 | 0 | 1775480 | 0
50 | 1759.2 | 0 | 0 | 0 | 0 | 1474.1 | 0 | 0 | 0 | 2093448 | 0
51 | 1702.4 | 0 | 0 | 0 | 0 | 1424.85 | 0 | 0 | 0 | 2025856 | 0
52 | 1202.4 | 0 | 0 | 0 | 0 | 1313 | 0 | 0 | 0 | 1430856 | 0
53 | 1508.8 | 0 | 0 | 0 | 0 | 1387.75 | 0 | 0 | 0 | 1795472 | 0
54 | 1304 | 0 | 0 | 0 | 0 | 1436.95 | 0 | 0 | 0 | 1551760 | 0
55 | 1408 | 0 | 0 | 0 | 0 | 1460.05 | 0 | 0 | 0 | 2580864 | 0
56 | 1348.873 | 0 | 0 | 0 | 0 | 1485.15 | 0 | 0 | 0 | 2472484.209 | 0
57 | 1465.448 | 0 | 0 | 0 | 0 | 1514.75 | 0 | 0 | 0 | 2686166.184 | 0
58 | 1762.864 | 0 | 0 | 0 | 0 | 1521.6 | 0 | 0 | 0 | 3231329.712 | 0
59 | 1691.064 | 0 | 0 | 0 | 0 | 1512.05 | 0 | 0 | 0 | 3099720.312 | 0
60 | 1680.269 | 470.612 | 470.612 | 458.1222 | 458.1222 | 1504.25 | 723793.1492 | 164923.9971 | 74811.3576 | 2240195.0586 | 227114.0876
61 | 1623.593 | 1069.889 | 1069.889 | 1041.4947 | 1041.4947 | 1490.45 | 1625112.0948 | 374938.1025 | 170076.0893 | 1066986.1304 | 530693.6393
62 | 1593.084 | 1593.084 | 1593.084 | 1550.8044 | 1550.8044 | 1515.85 | 2476312.8343 | 558289.5909 | 253246.3616 | 77498.4718 | 750821.9595
63 | 1600.536 | 567.107 | 567.107 | 552.0563 | 552.0563 | 1538.5 | 894796.2964 | 198740.2642 | 90150.7921 | 1921863.3096 | 254773.9776
64 | 2071.826 | 854.22 | 854.22 | 831.5495 | 831.5495 | 1542.5 | 1351804.9319 | 299357.8081 | 135792.0279 | 2273426.8852 | 380433.8811
65 | 1766.78 | 722.387 | 722.387 | 703.2152 | 703.2152 | 1590.05 | 1177130.3678 | 253157.4874 | 114835.0492 | 1949514.1999 | 288283.0888
66 | 1972.144 | 43.484 | 43.484 | 42.33 | 42.33 | 1599.7 | 71373.9355 | 15238.785 | 6912.4822 | 3537349.1384 | 16944.6823
67 | 1702.4 | 1429.429 | 1429.429 | 1391.4927 | 1391.4927 | 1658.4 | 2431064.168 | 500937.3841 | 227230.7634 | 1056462.8912 | 475333.9178
68 | 1880.8 | 1796.003 | 1796.003 | 1748.3381 | 1748.3381 | 1576.2 | 2908030.2676 | 629401.7014 | 285503.6051 | 450105.6739 | 740945.6696
69 | 1820 | 1796.003 | 1796.003 | 1748.3381 | 1748.3381 | 1509.75 | 2779870.5647 | 629401.7014 | 285503.6051 | 243507.2739 | 857122.7337
70 | 1544 | 1544 | 1544 | 1503.0231 | 1503.0231 | 1570.6 | 2483755.9937 | 541088.3094 | 245443.6692 | 139239.5683 | 645398.1113
71 | 1548 | 1548 | 1548 | 1506.9169 | 1506.9169 | 1468.8 | 2338912.4619 | 542490.0926 | 246079.5337 | 139600.2926 | 800474.27
72 | 1748 | 0 | 0 | 0 | 0 | 1393.5 | 0 | 0 | 0 | 3204084 | 0
73 | 1668.8 | 0 | 0 | 0 | 0 | 1281.35 | 0 | 0 | 0 | 1985872 | 0
74 | 1640 | 0 | 0 | 0 | 0 | 1307.05 | 0 | 0 | 0 | 1951600 | 0
75 | 1404.8 | 0 | 0 | 0 | 0 | 1331.35 | 0 | 0 | 0 | 1671712 | 0
76 | 1329.6 | 0 | 0 | 0 | 0 | 1313 | 0 | 0 | 0 | 1582224 | 0
77 | 1424 | 0 | 0 | 0 | 0 | 1358.25 | 0 | 0 | 0 | 1694560 | 0
78 | 1144.8 | 0 | 0 | 0 | 0 | 1433.15 | 0 | 0 | 0 | 1362312 | 0
79 | 1503.2 | 121.369 | 121.369 | 118.1479 | 118.1479 | 1434.05 | 178580.2203 | 42533.2558 | 19293.5574 | 2538800.439 | 66865.8226
80 | 1213.663 | 905.491 | 905.491 | 881.4598 | 881.4598 | 1477.55 | 1371233.7892 | 317325.5145 | 143942.3792 | 608928.5343 | 460518.6529
81 | 1603.942 | 1603.942 | 1603.942 | 1561.3743 | 1561.3743 | 1507.15 | 2477274.7566 | 562094.7313 | 254972.4156 | 78026.6789 | 769523.3009
82 | 1563.398 | 1563.398 | 1563.398 | 1521.9063 | 1521.9063 | 1406.5 | 2248936.0396 | 547886.257 | 248527.2938 | 76054.3422 | 903251.3709
83 | 1507.155 | 1621.946 | 1507.155 | 1578.9004 | 1507.155 | 1297.65 | 2061085.8464 | 542575.8 | 246118.4115 | 0 | 1058550.3143
84 | 1580.699 | 1580.699 | 1580.699 | 1538.7481 | 1538.7481 | 1294.7 | 2094796.4806 | 553949.3197 | 251277.5664 | 76895.9809 | 1085279.0422
85 | 1729.469 | 1729.469 | 1729.469 | 1683.5698 | 1683.5698 | 1382.95 | 2438127.4438 | 606085.1408 | 274926.9541 | 84133.1684 | 1038846.767
86 | 1487.795 | 1618.644 | 1487.795 | 1575.6861 | 1487.795 | 1404.55 | 2197923.059 | 535606.2 | 242956.9235 | 0 | 885907.5328
87 | 1353.09 | 2138.239 | 1353.09 | 2081.4913 | 1353.09 | 1423.4 | 2024724.5927 | 487112.4 | 220959.597 | 0 | 780191.694
88 | 1713.845 | 2231.048 | 1713.845 | 2171.8372 | 1713.845 | 1485.8 | 2679954.7021 | 616984.2 | 279870.8885 | 0 | 881259.099
89 | 1749.959 | 1105.849 | 1105.849 | 1076.5004 | 1076.5004 | 1551.25 | 1755521.5827 | 387540.1333 | 175792.5105 | 1234449.6681 | 483079.5412
90 | 1614.836 | 81.688 | 81.688 | 79.52 | 79.52 | 1599.7 | 133714.6893 | 28627.2162 | 12985.6234 | 2814234.1455 | 31831.874
91 | 1603.201 | 1603.201 | 1603.201 | 1560.6529 | 1560.6529 | 1620.9 | 2664037.3366 | 561835.051 | 254854.6217 | 144578.3777 | 591643.5218
92 | 1192 | 1192 | 1192 | 1160.365 | 1160.365 | 1529.9 | 1869646.7004 | 417731.3891 | 189487.5996 | 107495.8325 | 545487.5723
93 | 1322.4 | 1322.4 | 1322.4 | 1287.3042 | 1287.3042 | 1477.8 | 1998307.2369 | 463429.521 | 210216.7799 | 119255.4437 | 672230.2663
94 | 1403.2 | 1403.2 | 1403.2 | 1365.9598 | 1365.9598 | 1581.6 | 2266102.3471 | 491745.5413 | 223061.2414 | 126542.074 | 571517.5958
95 | 1576.8 | 1576.8 | 1576.8 | 1534.9526 | 1534.9526 | 1547.6 | 2500049.4371 | 552582.9315 | 250657.7576 | 142197.5073 | 694412.5506
96 | 1240.8 | 0 | 0 | 0 | 0 | 1393.5 | 0 | 0 | 0 | 2274386.4 | 0
97 | 1476 | 0 | 0 | 0 | 0 | 1395.35 | 0 | 0 | 0 | 2705508 | 0
98 | 1014.4 | 0 | 0 | 0 | 0 | 1334.6 | 0 | 0 | 0 | 1859395.2 | 0
99 | 1200.8 | 0 | 0 | 0 | 0 | 1343.9 | 0 | 0 | 0 | 2201066.4 | 0
100 | 1056 | 0 | 0 | 0 | 0 | 1313 | 0 | 0 | 0 | 1935648 | 0
101 | 1512.8 | 0 | 0 | 0 | 0 | 1423.7 | 0 | 0 | 0 | 2772962.4 | 0
102 | 1194.4 | 0 | 0 | 0 | 0 | 1391.95 | 0 | 0 | 0 | 2189335.2 | 0
103 | 1352.8 | 1055.021 | 1055.021 | 1027.0213 | 1027.0213 | 1456.25 | 1572445.8928 | 369727.6744 | 167712.5812 | 597152.3244 | 558442.8416
104 | 1276.497 | 1276.497 | 1276.497 | 1242.6195 | 1242.6195 | 1436.35 | 1874491.8296 | 447343.0076 | 202919.7587 | 62097.5207 | 700402.4617
105 | 1178.106 | 1178.106 | 1178.106 | 1146.8397 | 1146.8397 | 1430 | 1724822.756 | 412862.2952 | 187278.9245 | 57311.1114 | 653698.6341
106 | 1381.448 | 1386.381 | 1381.447 | 1349.5872 | 1349.5872 | 1462.1 | 2075821.5557 | 485851.3935 | 220387.5904 | 58400.839 | 725942.9571
107 | 1214.49 | 1937.215 | 1214.489 | 1885.8024 | 1214.49 | 1481.95 | 1902806.8572 | 437216.4 | 198326.217 | 0 | 629166.5445
108 | 1201.671 | 2220.777 | 1201.67 | 2161.8388 | 1201.671 | 1360.7 | 1725800.1378 | 432601.56 | 196232.8743 | 0 | 768228.2703
109 | 1248.417 | 2206.065 | 1248.417 | 2147.5172 | 1248.417 | 1291.9 | 1699214.0921 | 449430.12 | 203866.4961 | 0 | 884004.0777
110 | 1246.649 | 3015.927 | 1246.65 | 2935.8859 | 1246.649 | 1409.7 | 1857130.2656 | 448793.64 | 203577.7817 | 0 | 735896.9047
111 | 987.594 | 3135.192 | 987.594 | 3051.9857 | 987.594 | 1429.45 | 1489070.8993 | 355533.84 | 161274.1002 | 0 | 563471.7567
112 | 489.888 | 2292.885 | 489.888 | 2232.0331 | 489.888 | 1484.35 | 766711.3022 | 176359.68 | 79998.7104 | 0 | 252610.7472
113 | 193.991 | 1153.154 | 193.991 | 1122.5499 | 193.991 | 1540.55 | 314871.1631 | 69836.76 | 31678.7303 | 0 | 89129.165
114 | 170.644 | 170.644 | 170.644 | 166.1152 | 166.1152 | 1564.7 | 273422.2094 | 59801.4725 | 27126.6124 | 8301.2881 | 72309.9471
115 | 118.4 | 118.4 | 118.4 | 115.2577 | 115.2577 | 1655.4 | 200970.8316 | 41492.7823 | 18821.5871 | 5759.7836 | 39717.8133
116 | 127.2 | 127.2 | 127.2 | 123.8242 | 123.8242 | 1529.9 | 199702.626 | 44576.7053 | 20220.4888 | 6187.8756 | 58209.7476
117 | 100.8 | 100.8 | 100.8 | 98.1248 | 98.1248 | 1499.05 | 154877.2978 | 35324.9363 | 16023.7836 | 4903.5995 | 49155.6301
118 | 94.4 | 94.4 | 94.4 | 91.8947 | 91.8947 | 1495.6 | 144430.8861 | 33082.0832 | 15006.4005 | 4592.2599 | 46351.6743
119 | 94.4 | 94.4 | 94.4 | 91.8947 | 91.8947 | 1472.6 | 142593.2419 | 33082.0832 | 15006.4005 | 4592.2599 | 48465.2518
120 | 99.2 | 99.2 | 99.2 | 96.5673 | 96.5673 | 1454.85 | 148221.5143 | 34764.223 | 15769.4378 | 4825.7646 | 52643.656
121 | 92.8 | 92.8 | 92.8 | 90.3371 | 90.3371 | 1425.85 | 135860.3697 | 32521.3699 | 14752.0547 | 2930.8051 | 51867.0681
122 | 91.2 | 91.2 | 91.2 | 88.7796 | 88.7796 | 1303.15 | 121690.3373 | 31960.6566 | 14497.709 | 2880.274 | 61866.0655
123 | 85.6 | 85.6 | 85.6 | 83.3282 | 83.3282 | 1312.6 | 115021.3592 | 29998.1602 | 13607.4988 | 2703.415 | 57279.8203
124 | 93.6 | 93.6 | 93.6 | 91.1159 | 91.1159 | 1311.9 | 125679.2016 | 32801.7265 | 14879.2276 | 2956.0706 | 62696.8556
125 | 89.6 | 89.6 | 89.6 | 87.2221 | 87.2221 | 1336.7 | 122683.6501 | 31399.9433 | 14243.3632 | 2829.7428 | 57854.3956
126 | 93.6 | 93.6 | 93.6 | 91.1159 | 91.1159 | 1321.1 | 126659.7472 | 32801.7265 | 14879.2276 | 2956.0706 | 61858.5893
127 | 81.6 | 81.6 | 81.6 | 79.4344 | 79.4344 | 1435.95 | 119997.3558 | 28596.377 | 12971.6343 | 3969.5806 | 44804.9623
128 | 95.06 | 95.06 | 95.06 | 92.5372 | 92.5372 | 1476.3 | 143420.3097 | 33313.3774 | 15111.3181 | 4624.3668 | 48461.7104
129 | 615.277 | 1671.733 | 615.277 | 1627.3661 | 615.277 | 1507 | 974245.4959 | 221499.72 | 100474.7341 | 0 | 303331.561
130 | 1487.855 | 1960.181 | 1487.855 | 1908.1589 | 1487.855 | 1577.65 | 2470376.7332 | 535627.8 | 242966.7215 | 0 | 628395.5592
131 | 1570.749 | 3677.738 | 1570.749 | 3580.1328 | 1570.749 | 1508.35 | 2499987.1987 | 565469.64 | 256503.3117 | 0 | 772258.7459
132 | 1374.539 | 3912.457 | 1374.539 | 3808.6225 | 1374.539 | 1443.6 | 2088100.4842 | 494834.04 | 224462.2187 | 0 | 764793.4996
133 | 1744.337 | 3243.263 | 1744.337 | 3157.1886 | 1744.337 | 1429.3 | 2619315.2512 | 627961.32 | 284850.2321 | 0 | 995493.1259
134 | 1288.096 | 1875.168 | 1288.096 | 1825.4021 | 1288.096 | 1503.95 | 2038293.6251 | 463714.56 | 210346.0768 | 0 | 638960.0208
135 | 1540.824 | 2940.672 | 1540.824 | 2862.6282 | 1540.824 | 1526.2 | 2475124.7751 | 554696.64 | 251616.5592 | 0 | 730042.4112
136 | 1378.996 | 1725.051 | 1378.996 | 1679.2691 | 1378.996 | 1546.6 | 2245177.6981 | 496438.56 | 225190.0468 | 0 | 625236.7864
137 | 1206.845 | 761.797 | 761.797 | 741.5793 | 741.5793 | 1625.3 | 1266852.7972 | 266968.5563 | 121099.9034 | 852831.9861 | 277869.7723
138 | 1353.643 | 84.027 | 84.027 | 81.797 | 81.797 | 1542.4 | 132628.0719 | 29446.9089 | 13357.4451 | 2331293.7744 | 37430.2931
139 | 1672.005 | 1672.005 | 1672.005 | 1627.6309 | 1627.6309 | 1545.2 | 2649900.4588 | 585947.1236 | 265792.1258 | 150783.1959 | 740246.5328
140 | 1202.4 | 1202.4 | 1202.4 | 1170.489 | 1170.489 | 1501.35 | 1852955.9252 | 421376.0254 | 191140.8471 | 108433.7156 | 583664.3197
141 | 1490.4 | 1490.4 | 1490.4 | 1450.8456 | 1450.8456 | 1449.05 | 2214386.715 | 522304.4147 | 236923.0859 | 134405.8631 | 799343.3814
142 | 825.6 | 825.6 | 825.6 | 803.689 | 803.689 | 1477.45 | 1250191.9845 | 289328.0494 | 131242.418 | 74453.4894 | 419967.7006
143 | 1327.2 | 1327.2 | 1327.2 | 1291.9768 | 1291.9768 | 1454.45 | 1984477.0214 | 465111.6608 | 210979.8172 | 119688.3129 | 704837.9626
144 | 1368.8 | 601.261 | 601.261 | 585.3039 | 585.3039 | 1438.95 | 888118.6975 | 210709.3899 | 95580.1205 | 1436148.4231 | 328384.7311
145 | 1056 | 0 | 0 | 0 | 0 | 1363.3 | 0 | 0 | 0 | 1256640 | 0
146 | 1168.8 | 0 | 0 | 0 | 0 | 1418.1 | 0 | 0 | 0 | 1390872 | 0
147 | 1128 | 0 | 0 | 0 | 0 | 1415.25 | 0 | 0 | 0 | 1342320 | 0
148 | 982.4 | 0 | 0 | 0 | 0 | 1414.15 | 0 | 0 | 0 | 1169056 | 0
149 | 904 | 0 | 0 | 0 | 0 | 1418.2 | 0 | 0 | 0 | 1075760 | 0
150 | 892.8 | 0 | 0 | 0 | 0 | 1425.1 | 0 | 0 | 0 | 1062432 | 0
151 | 1122.4 | 1122.4 | 1122.4 | 1092.6121 | 1092.6121 | 1430.05 | 1643215.7932 | 393340.3617 | 178423.5585 | 54601.1916 | 622734.2754
152 | 820.686 | 820.686 | 820.686 | 798.9054 | 798.9054 | 1439.1 | 1208284.2521 | 287605.9587 | 130461.2585 | 39923.7647 | 448106.0618
153 | 1276.219 | 1276.219 | 1276.219 | 1242.3488 | 1242.3488 | 1443.7 | 1886898.1724 | 447245.5837 | 202875.5661 | 62083.9969 | 691118.6616
154 | 1102.819 | 1461.387 | 1102.819 | 1422.6026 | 1102.819 | 1350.65 | 1571975.4881 | 397014.84 | 180090.3427 | 0 | 716115.5177
155 | 1394.158 | 1998.201 | 1394.157 | 1945.1698 | 1394.158 | 1329 | 1960508.1872 | 501896.88 | 227666.0014 | 0 | 935480.018
156 | 1343.063 | 2252.006 | 1343.063 | 2192.239 | 1343.063 | 1348.7 | 1918539.791 | 483502.68 | 219322.1879 | 0 | 874736.9319
157 | 1117.045 | 2230.114 | 1117.044 | 2170.928 | 1117.045 | 1251.05 | 1482364.2025 | 402136.2 | 182413.4485 | 0 | 836610.8527
158 | 1320.721 | 3479.849 | 1320.72 | 3387.4957 | 1320.721 | 1196.9 | 1678278.8608 | 475459.56 | 215673.7393 | 0 | 1060671.0351
159 | 965.839 | 3144.479 | 965.839 | 3061.0262 | 965.839 | 1169.15 | 1193134.8941 | 347702.04 | 157721.5087 | 0 | 802467.3331
160 | 1201.115 | 2328.249 | 1201.115 | 2266.4585 | 1201.115 | 1288.4 | 1630372.2428 | 432401.4 | 196142.0795 | 0 | 854713.434
161 | 1181.242 | 1198.334 | 1181.242 | 1166.5309 | 1166.5309 | 1407.4 | 1724549.8941 | 419951.1128 | 190494.4909 | 26965.5033 | 691286.1929
162 | 1081.511 | 115.295 | 115.295 | 112.2351 | 112.2351 | 1518.15 | 178697.2667 | 40404.6481 | 18327.9973 | 1776682.6632 | 54080.4991
163 | 1008 | 1008 | 1008 | 981.2482 | 981.2482 | 1609.65 | 1658856.6298 | 353249.3626 | 160237.8359 | 90902.5161 | 383030.2464
164 | 1229.6 | 1229.6 | 1229.6 | 1196.9671 | 1196.9671 | 1532.25 | 1930596.9544 | 430908.1511 | 195464.7252 | 110886.6407 | 559881.3546
165 | 845.6 | 845.6 | 845.6 | 823.1582 | 823.1582 | 1466.05 | 1270233.4756 | 296336.9653 | 134421.7401 | 76257.1107 | 439525.3406
166 | 1182.4 | 1182.4 | 1182.4 | 1151.0197 | 1151.0197 | 1416.65 | 1720966.8604 | 414367.1095 | 187961.5249 | 106630.0943 | 671447.3703
167 | 1105.6 | 1105.6 | 1105.6 | 1076.258 | 1076.258 | 1314.65 | 1493197.9566 | 387452.8723 | 175752.9279 | 99704.1883 | 737613.4057
168 | 876.8 | 0 | 0 | 0 | 0 | 1274.6 | 0 | 0 | 0 | 1607174.4 | 0
169 | 1152.8 | 0 | 0 | 0 | 0 | 1358.9 | 0 | 0 | 0 | 1371832 | 0
170 | 1130.4 | 0 | 0 | 0 | 0 | 1333.8 | 0 | 0 | 0 | 1345176 | 0
171 | 1128.8 | 0 | 0 | 0 | 0 | 1313.55 | 0 | 0 | 0 | 1343272 | 0
172 | 1064.8 | 0 | 0 | 0 | 0 | 1305.55 | 0 | 0 | 0 | 1267112 | 0
173 | 1179.2 | 0 | 0 | 0 | 0 | 1233.8 | 0 | 0 | 0 | 1403248 | 0
174 | 769.6 | 0 | 0 | 0 | 0 | 1283.2 | 0 | 0 | 0 | 915824 | 0
175 | 1032.8 | 0 | 0 | 0 | 0 | 1455.15 | 0 | 0 | 0 | 1893122.4 | 0
176 | 1022.571 | 506.745 | 506.745 | 493.2963 | 493.2963 | 1481.35 | 770355.0878 | 177586.655 | 80555.2799 | 970160.5912 | 255848.1073
177 | 1349.006 | 1045.421 | 1045.421 | 1017.6761 | 1017.6761 | 1514.75 | 1624234.6714 | 366363.3948 | 166186.5066 | 607327.713 | 493827.3259
178 | 1477.914 | 781.767 | 781.767 | 761.0193 | 761.0193 | 1514 | 1214095.1872 | 273966.9588 | 124274.4566 | 1314067.9301 | 369855.3944
179 | 1484.496 | 623.687 | 623.687 | 607.1347 | 607.1347 | 1452.1 | 930619.7501 | 218568.4873 | 99145.0944 | 1608203.2867 | 332649.095
180 | 1349.631 | 994.33 | 994.33 | 967.941 | 967.941 | 1343.3 | 1370015.4647 | 348458.7686 | 158064.7692 | 699637.7263 | 635646.8704
181 | 1462.071 | 1393.744 | 1393.744 | 1356.7548 | 1356.7548 | 1334.35 | 1903211.2026 | 488431.7259 | 221558.0579 | 193044.6055 | 903123.8287
182 | 1295.145 | 1295.145 | 1295.145 | 1260.7726 | 1260.7726 | 1505.85 | 2000008.4877 | 453878.1208 | 205884.1587 | 63004.6866 | 623010.7594
183 | 1332.189 | 1332.189 | 1332.189 | 1296.8334 | 1296.8334 | 1530.9 | 2089442.5635 | 466860.0349 | 211772.8992 | 64806.7595 | 608344.5621
184 | 1434.587 | 1056.939 | 1056.939 | 1028.8884 | 1028.8884 | 1542.5 | 1667332.7181 | 370399.8294 | 168017.4782 | 743645.5061 | 470716.4499
185 | 1105.581 | 656.346 | 656.346 | 638.9269 | 638.9269 | 1598.05 | 1073249.9182 | 230013.6966 | 104336.7685 | 855376.9012 | 256816.6815
186 | 1217.803 | 23.204 | 23.204 | 22.5882 | 22.5882 | 1647.7 | 39147.8709 | 8131.7443 | 3688.6495 | 2190828.7678 | 7957.8153
187 | 1003.211 | 1003.211 | 1003.211 | 976.5863 | 976.5863 | 1658.9 | 1704197.4872 | 351571.0777 | 159476.5472 | 90470.639 | 333113.5961
188 | 1195.2 | 1195.2 | 1195.2 | 1163.48 | 1163.48 | 1541.4 | 1886048.1773 | 418852.8157 | 189996.2911 | 107784.4119 | 533571.948
189 | 1054.4 | 1054.4 | 1054.4 | 1026.4168 | 1026.4168 | 1508.65 | 1626553.4794 | 369510.0476 | 167613.8632 | 95086.9176 | 504329.8941
190 | 1257.6 | 1257.6 | 1257.6 | 1224.224 | 1224.224 | 1581.6 | 2031991.6125 | 440720.6334 | 199915.7762 | 113411.7106 | 512215.3139
191 | 1286.4 | 1286.4 | 1286.4 | 1252.2596 | 1252.2596 | 1558.6 | 2053561.2577 | 450813.4723 | 204494.0001 | 116008.9253 | 552747.4074
192 | 1148 | 0 | 0 | 0 | 0 | 1451.05 | 0 | 0 | 0 | 2104284 | 0
193 | 1193.6 | 0 | 0 | 0 | 0 | 1431.3 | 0 | 0 | 0 | 1420384 | 0
194 | 937.6 | 0 | 0 | 0 | 0 | 1427.3 | 0 | 0 | 0 | 1115744 | 0
195 | 1222.4 | 0 | 0 | 0 | 0 | 1428.65 | 0 | 0 | 0 | 1454656 | 0
196 | 1073.6 | 0 | 0 | 0 | 0 | 1428.1 | 0 | 0 | 0 | 1277584 | 0
197 | 942.4 | 0 | 0 | 0 | 0 | 1431.3 | 0 | 0 | 0 | 1121456 | 0
198 | 1051.2 | 0 | 0 | 0 | 0 | 1480.75 | 0 | 0 | 0 | 1250928 | 0
199 | 951.2 | 105.783 | 105.783 | 102.9756 | 102.9756 | 1540.05 | 166809.1842 | 37071.2077 | 16815.9117 | 1554795.3676 | 47363.6166
200 | 1114.771 | 1053.124 | 1053.124 | 1025.1747 | 1025.1747 | 1565.15 | 1686590.9984 | 369062.8787 | 167411.0225 | 164230.0854 | 445797.2023
201 | 1167.854 | 1167.854 | 1167.854 | 1136.8598 | 1136.8598 | 1600.75 | 1918171.8874 | 409269.5249 | 185649.204 | 56812.3842 | 453891.2718
202 | 1664.173 | 1664.173 | 1664.173 | 1620.0068 | 1620.0068 | 1561.6 | 2666967.013 | 583202.4321 | 264547.1032 | 80956.7256 | 710210.9617
203 | 1338.632 | 1863.72 | 1338.632 | 1814.2579 | 1338.632 | 1512.05 | 2139123.9799 | 481907.52 | 218598.6056 | 0 | 653185.4844
204 | 1317.153 | 2121.672 | 1317.153 | 2065.364 | 1317.153 | 1503.15 | 2083772.1898 | 474175.08 | 215091.0849 | 0 | 654427.468
205 | 1355.422 | 2093.785 | 1355.422 | 2038.2171 | 1355.422 | 1489.35 | 2120019.3059 | 487951.92 | 221340.4126 | 0 | 692146.2443
206 | 1226.996 | 1837.689 | 1226.996 | 1788.9177 | 1226.996 | 1555.85 | 2008971.2172 | 441718.56 | 200368.4468 | 0 | 544970.2734
207 | 1258.144 | 2259.876 | 1258.144 | 2199.9001 | 1258.144 | 1621.5 | 2145784.5476 | 452931.84 | 205454.9152 | 0 | 476207.504
208 | 1216.588 | 1185.261 | 1185.261 | 1153.8048 | 1153.8048 | 1542.5 | 1871657.4633 | 415369.7349 | 188416.327 | 115081.5704 | 527865.7048
209 | 1274.12 | 948.941 | 948.941 | 923.7566 | 923.7566 | 1598.05 | 1551221.8268 | 332552.3843 | 150849.4566 | 642216.0697 | 371303.9747
210 | 1113.621 | 97.455 | 97.455 | 94.8686 | 94.8686 | 1651.2 | 164644.6258 | 34152.6951 | 15492.042 | 1867373.1539 | 33090.1668
211 | 1163.2 | 1163.2 | 1163.2 | 1132.3293 | 1132.3293 | 1746.15 | 2080683.4766 | 407638.5502 | 184909.3757 | 104898.6178 | 287441.7944
212 | 1064 | 1064 | 1064 | 1035.762 | 1035.762 | 1619.95 | 1766903.3859 | 372874.3272 | 169139.9379 | 95952.6559 | 393641.3557
213 | 1449.6 | 1449.6 | 1449.6 | 1411.1284 | 1411.1284 | 1556.55 | 2311051.332 | 508006.2263 | 230437.2687 | 130726.4755 | 625764.8918
214 | 1246.4 | 1246.4 | 1246.4 | 1213.3212 | 1213.3212 | 1605.6 | 2046791.426 | 436795.6405 | 198135.3558 | 112401.6826 | 478533.8905
215 | 1491.2 | 1491.2 | 1491.2 | 1451.6244 | 1451.6244 | 1558.85 | 2384232.4388 | 522584.7714 | 237050.2588 | 134478.0079 | 640384.0886
216 | 1336.8 | 301.517 | 301.517 | 293.5149 | 293.5149 | 1497.85 | 463445.4258 | 105665.3651 | 47930.9837 | 1912341.5824 | 147388.5086
217 | 1711.2 | 0 | 0 | 0 | 0 | 1439.15 | 0 | 0 | 0 | 2036328 | 0
218 | 1122.4 | 0 | 0 | 0 | 0 | 1436.1 | 0 | 0 | 0 | 1335656 | 0
219 | 1392 | 0 | 0 | 0 | 0 | 1433.65 | 0 | 0 | 0 | 1656480 | 0
220 | 1262.4 | 0 | 0 | 0 | 0 | 1428.1 | 0 | 0 | 0 | 1502256 | 0
221 | 1117.6 | 0 | 0 | 0 | 0 | 1431.3 | 0 | 0 | 0 | 1329944 | 0
222 | 1514.4 | 0 | 0 | 0 | 0 | 1440.75 | 0 | 0 | 0 | 1802136 | 0
223 | 1350.4 | 1350.4 | 1350.4 | 1314.5611 | 1314.5611 | 1460.05 | 2025713.5443 | 473242.0033 | 214667.8309 | 65692.6667 | 709797.2768
224 | 1353.11 | 1353.11 | 1353.11 | 1317.1992 | 1317.1992 | 1485.15 | 2062639.9863 | 474191.7114 | 215098.6291 | 65824.4996 | 678160.0072
225 | 1445.428 | 1445.428 | 1445.428 | 1407.0671 | 1407.0671 | 1554.75 | 2308727.3078 | 506544.1664 | 229774.0621 | 70315.4768 | 626496.6391
226 | 1336.752 | 1373.551 | 1336.752 | 1337.0977 | 1336.752 | 1521.6 | 2145603.727 | 481230.72 | 218291.6016 | 0 | 639502.1568
227 | 1366.848 | 1886.209 | 1366.848 | 1836.15 | 1366.848 | 1512.05 | 2186443.063 | 492065.28 | 223206.2784 | 0 | 666953.4816
228 | 1423.45 | 2163.578 | 1423.449 | 2106.1578 | 1423.45 | 1438.05 | 2165263.1159 | 512442 | 232449.385 | 0 | 799907.7275
229 | 1626.909 | 1626.909 | 1626.909 | 1583.7317 | 1583.7317 | 1458.15 | 2440699.4372 | 570143.4199 | 258623.3902 | 79143.9505 | 858145.0336
230 | 1552.301 | 1552.301 | 1552.301 | 1511.1038 | 1511.1038 | 1515.85 | 2422419.358 | 543997.36 | 246763.2469 | 75514.5085 | 731600.894
231 | 1372.937 | 2216.426 | 1372.938 | 2157.6033 | 1372.937 | 1533.6 | 2221304.335 | 494257.32 | 224200.6121 | 0 | 640337.8168
232 | 1588.328 | 2266.779 | 1588.328 | 2206.6199 | 1588.328 | 1473.9 | 2468112.6655 | 571798.08 | 259373.9624 | 0 | 835619.3608
233 | 1609.75 | 866.926 | 866.926 | 843.9183 | 843.9183 | 1555.05 | 1381804.4359 | 303810.5724 | 137811.8513 | 1403769.5857 | 375501.4283
234 | 1634.626 | 101.083 | 101.083 | 98.4003 | 98.4003 | 1564.7 | 162400.236 | 35424.1124 | 16068.771 | 2815901.6856 | 42833.6559
235 | 1760.002 | 1760.002 | 1760.002 | 1713.2925 | 1713.2925 | 1615.9 | 2919170.962 | 616785.3023 | 279780.6663 | 158718.8593 | 658075.6517
236 | 1500 | 1500 | 1500 | 1460.1908 | 1460.1908 | 1529.9 | 2357135.9925 | 525668.6944 | 238449.1605 | 135271.6013 | 686435.7034
237 | 1500 | 1500 | 1500 | 1460.1908 | 1460.1908 | 1496.05 | 2303576.799 | 525668.6944 | 238449.1605 | 135271.6013 | 735863.1626
238 | 1466.4 | 1466.4 | 1466.4 | 1427.4825 | 1427.4825 | 1535.6 | 2308250.1424 | 513893.7156 | 233107.8993 | 132241.5175 | 662922.8932
239 | 1682.4 | 1682.4 | 1682.4 | 1637.75 | 1637.75 | 1472.6 | 2550009.9939 | 589590.0076 | 267444.5785 | 151720.6281 | 863749.3612
240 | 1397.6 | 0 | 0 | 0 | 0 | 1446.15 | 0 | 0 | 0 | 2561800.8 | 0
241 | 1472.8 | 0 | 0 | 0 | 0 | 1434 | 0 | 0 | 0 | 1752632 | 0
242 | 1350.4 | 0 | 0 | 0 | 0 | 1423.5 | 0 | 0 | 0 | 1606976 | 0
243 | 1287.2 | 0 | 0 | 0 | 0 | 1406.25 | 0 | 0 | 0 | 1531768 | 0
244 | 1179.2 | 0 | 0 | 0 | 0 | 1348.6 | 0 | 0 | 0 | 1403248 | 0
245 | 1111.2 | 0 | 0 | 0 | 0 | 1321.55 | 0 | 0 | 0 | 1322328 | 0
246 | 1189.6 | 0 | 0 | 0 | 0 | 1365.85 | 0 | 0 | 0 | 1415624 | 0
247 | 1056 | 0 | 0 | 0 | 0 | 1415.4 | 0 | 0 | 0 | 1935648 | 0
248 | 1007.057 | 0 | 0 | 0 | 0 | 1390.95 | 0 | 0 | 0 | 1845935.481 | 0
249 | 1526.413 | 865.867 | 865.867 | 842.8874 | 842.8874 | 1504.95 | 1336285.0306 | 303439.4503 | 137643.5062 | 1252902.4947 | 417271.3885
250 | 1751.451 | 1751.451 | 1751.451 | 1704.9684 | 1704.9684 | 1499.2 | 2694090.0269 | 613788.6403 | 278421.3471 | 85202.5228 | 853848.1974
251 | 1601.404 | 1803.844 | 1601.403 | 1755.971 | 1601.404 | 1321.65 | 2244296.8514 | 576505.44 | 261509.2732 | 0 | 1086312.4034
252 | 1468.113 | 1524.277 | 1468.112 | 1483.8235 | 1468.113 | 1402.1 | 2182555.7835 | 528520.68 | 239742.8529 | 0 | 877784.7627
253 | 1613.967 | 1613.967 | 1613.967 | 1571.1332 | 1571.1332 | 1440.85 | 2395186.1863 | 565607.9504 | 256566.0509 | 78514.3633 | 878499.1264
254 | 1643.485 | 1474.61 | 1474.61 | 1435.4747 | 1435.4747 | 1444.9 | 2198396.5453 | 516770.8756 | 234413.0111 | 381282.9633 | 796831.9807
255 | 1670.927 | 1670.927 | 1670.927 | 1626.5815 | 1626.5815 | 1371.5 | 2356680.4352 | 585569.343 | 265620.7603 | 81285.2862 | 1022306.478
256 | 1625.599 | 849.83 | 849.83 | 827.276 | 827.276 | 1400.4 | 1222319.1326 | 297819.351 | 135094.1667 | 1463326.1047 | 496034.6747
257 | 1615.953 | 415.232 | 415.232 | 404.212 | 404.212 | 1551.25 | 660648.1373 | 145516.3089 | 66007.8146 | 2221121.3097 | 181390.1211
258 | 1849.735 | 44.07 | 44.07 | 42.9004 | 42.9004 | 1564.7 | 70736.7655 | 15444.1462 | 7005.6363 | 3311927.8104 | 18674.5468
259 | 1528.006 | 1528.006 | 1528.006 | 1487.4536 | 1487.4536 | 1572.9 | 2467086.4682 | 535483.2794 | 242901.1653 | 137797.2123 | 635291.4128
260 | 1338.4 | 1338.4 | 1338.4 | 1302.8796 | 1302.8796 | 1529.9 | 2101852.0071 | 469036.6537 | 212760.2376 | 120698.3408 | 612483.697
261 | 1358.4 | 1358.4 | 1358.4 | 1322.3488 | 1322.3488 | 1508.65 | 2100492.889 | 476045.5696 | 215939.5598 | 122501.9622 | 649736.0851
262 | 1418.4 | 1418.4 | 1418.4 | 1380.7564 | 1380.7564 | 1495.6 | 2173008.2803 | 497072.3174 | 225477.5262 | 127912.8262 | 696453.5469
263 | 1347.2 | 1347.2 | 1347.2 | 1311.446 | 1311.446 | 1472.6 | 2043023.6901 | 472120.5767 | 214159.1394 | 121491.9342 | 691656.6449
264 | 1475.2 | 0 | 0 | 0 | 0 | 1451.05 | 0 | 0 | 0 | 2704041.6 | 0
265 | 1247.2 | 0 | 0 | 0 | 0 | 1332.75 | 0 | 0 | 0 | 2286117.6 | 0
266 | 1436 | 0 | 0 | 0 | 0 | 1336.9 | 0 | 0 | 0 | 2632188 | 0
267 | 1268.8 | 0 | 0 | 0 | 0 | 1281.5 | 0 | 0 | 0 | 2325710.4 | 0
268 | 1268.8 | 0 | 0 | 0 | 0 | 1280.95 | 0 | 0 | 0 | 2325710.4 | 0
269 | 1345.6 | 0 | 0 | 0 | 0 | 1294.3 | 0 | 0 | 0 | 2466484.8 | 0
270 | 1118.4 | 0 | 0 | 0 | 0 | 1366 | 0 | 0 | 0 | 2050027.2 | 0
271 | 1312.8 | 28.394 | 28.394 | 27.6404 | 27.6404 | 1452.45 | 42317.1557 | 9950.5579 | 4513.6836 | 2355697.4758 | 15134.5222
272 | 1080.054 | 1080.054 | 1080.054 | 1051.39 | 1051.39 | 1477.55 | 1636959.6973 | 378500.384 | 171691.9798 | 52541.1933 | 549298.6823
273 | 1017.97 | 1017.97 | 1017.97 | 990.9536 | 990.9536 | 1514.75 | 1581976.5096 | 356743.3072 | 161822.728 | 49521.0041 | 480860.2495
274 | 1165.131 | 1165.131 | 1165.131 | 1134.2091 | 1134.2091 | 1517.8 | 1817531.0371 | 408315.261 | 185216.3392 | 56679.9189 | 546915.608
275 | 1340.908 | 1329.952 | 1329.952 | 1294.6558 | 1294.6558 | 1372.5 | 1885928.1517 | 466076.0876 | 211417.292 | 84780.2845 | 812396.5138
276 | 1421.717 | 1421.717 | 1421.717 | 1383.9854 | 1383.9854 | 1366.7 | 2006766.2599 | 498234.7461 | 226004.8168 | 69162.012 | 876477.9575
277 | 1076.722 | 1076.722 | 1076.722 | 1048.1464 | 1048.1464 | 1350.9 | 1499429.4173 | 377332.6986 | 171162.3047 | 52379.1021 | 680351.8186
278 | 1233.429 | 1233.429 | 1233.429 | 1200.6945 | 1200.6945 | 1369.35 | 1743579.6365 | 432250.008 | 196073.4064 | 60002.3994 | 757217.9655
279 | 966.192 | 857.059 | 857.059 | 834.3131 | 834.3131 | 1388.2 | 1225686.1722 | 300352.7237 | 136243.3327 | 241733.9845 | 510432.7677
280 | 1205.397 | 968.088 | 968.088 | 942.3955 | 942.3955 | 1383.8 | 1375313.1901 | 339262.37 | 153893.1806 | 482081.8004 | 580704.09
281 | 1237.532 | 15.254 | 15.254 | 14.8492 | 14.8492 | 1555.05 | 24338.4765 | 5345.7002 | 2424.869 | 2241177.6326 | 6607.1369
282 | 859.624 | 0.975 | 0.975 | 0.94912 | 0.94912 | 1564.7 | 1566.1138 | 341.6847 | 154.992 | 1573951.0477 | 413.1537
283 | 1175.2 | 0 | 0 | 0 | 0 | 1572.9 | 0 | 0 | 0 | 2154141.6 | 0
284 | 1189.6 | 1127.886 | 1127.886 | 1097.9525 | 1097.9525 | 1529.9 | 1772965.3382 | 395262.9074 | 179295.6466 | 167989.83 | 516147.4799
285 | 1346.4 | 1346.4 | 1346.4 | 1310.6673 | 1310.6673 | 1509.75 | 2085562.4612 | 471840.2201 | 214031.9665 | 65498.0794 | 642554.633
286 | 1161.6 | 1161.6 | 1161.6 | 1130.7718 | 1130.7718 | 1495.6 | 1779193.4244 | 407077.8369 | 184655.0299 | 56508.147 | 570361.2804
287 | 1086.4 | 1086.4 | 1086.4 | 1057.5675 | 1057.5675 | 1465 | 1635696.3477 | 380724.3131 | 172700.7787 | 52849.906 | 565798.6319
288 | 136.8 | 136.8 | 136.8 | 133.1694 | 133.1694 | 1344.7 | 189020.4693 | 47940.9849 | 21746.5634 | 6654.8851 | 87265.9095
289 | 106.4 | 0 | 0 | 0 | 0 | 1271.1 | 0 | 0 | 0 | 126616 | 0
290 | 88 | 0 | 0 | 0 | 0 | 1253.2 | 0 | 0 | 0 | 104720 | 0
291 | 92 | 0 | 0 | 0 | 0 | 1274.7 | 0 | 0 | 0 | 109480 | 0
292 | 88 | 0 | 0 | 0 | 0 | 1267 | 0 | 0 | 0 | 104720 | 0
293 | 92 | 0 | 0 | 0 | 0 | 1232.7 | 0 | 0 | 0 | 109480 | 0
294 | 84.8 | 0 | 0 | 0 | 0 | 1271.2 | 0 | 0 | 0 | 100912 | 0
295 | 82.4 | 82.4 | 82.4 | 80.2131 | 80.2131 | 1296.75 | 109625.8631 | 28876.7336 | 13098.8072 | 4008.498 | 56409.897
296 | 81.362 | 81.362 | 81.362 | 79.2027 | 79.2027 | 1472.5 | 122706.3451 | 28512.9709 | 12933.8004 | 3958.0026 | 41779.4226
297 | 804.961 | 804.961 | 804.961 | 783.5978 | 783.5978 | 1507 | 1242421.6486 | 282095.1986 | 127961.5165 | 39158.7935 | 386313.7025
298 | 971.201 | 1251.562 | 971.201 | 1218.3462 | 971.201 | 1508.85 | 1542705.6043 | 349632.36 | 158597.1233 | 0 | 477005.3712
299 | 1378.581 | 1733.228 | 1378.58 | 1687.2291 | 1378.581 | 1413.45 | 2063993.9578 | 496289.16 | 225122.2773 | 0 | 808606.6856
300 | 1301.865 | 1982.429 | 1301.864 | 1929.8164 | 1301.865 | 1326.9 | 1829995.4612 | 468671.4 | 212594.5545 | 0 | 876285.3315
301 | 1411.199 | 2567.973 | 1411.199 | 2499.8204 | 1411.199 | 1319.75 | 1967083.9697 | 508031.64 | 230448.7967 | 0 | 959968.1197
302 | 1430.445 | 2659.606 | 1430.445 | 2589.0215 | 1430.445 | 1358.55 | 2059792.9314 | 514960.2 | 233591.6685 | 0 | 917558.9453
303 | 1147.683 | 1630.132 | 1147.683 | 1586.8692 | 1147.683 | 1348.45 | 1634234.2969 | 413165.88 | 187416.6339 | 0 | 747772.8587
304 | 1193.172 | 944.236 | 944.236 | 919.1765 | 919.1765 | 1370.1 | 1329151.0699 | 330903.5369 | 150101.521 | 502233.7674 | 578989.2719
305 | 1254.203 | 601.824 | 601.824 | 585.8519 | 585.8519 | 1521.8 | 939569.0948 | 210906.6909 | 95669.6184 | 1225087.5312 | 280154.3877
306 | 1409.776 | 77.541 | 77.541 | 75.4831 | 75.4831 | 1542.4 | 122824.2092 | 27173.9175 | 12326.3909 | 2445758.8781 | 34541.0685
307 | 1164.8 | 1164.8 | 1164.8 | 1133.8868 | 1133.8868 | 1545.2 | 1849553.4803 | 408199.2635 | 185163.7215 | 105042.9075 | 515691.7362
308 | 1167.2 | 1167.2 | 1167.2 | 1136.2231 | 1136.2231 | 1470.15 | 1761716.922 | 409040.3334 | 185545.2401 | 105259.3421 | 602027.8351
309 | 1375.2 | 1375.2 | 1375.2 | 1338.7029 | 1338.7029 | 1416.1 | 1996856.8524 | 481933.059 | 218610.1904 | 124017.0041 | 781668.6477
310 | 1362.4 | 1362.4 | 1362.4 | 1326.2426 | 1326.2426 | 1477.45 | 2063809.6686 | 477447.3528 | 216575.4242 | 122862.6864 | 693028.095
311 | 1214.4 | 1214.4 | 1214.4 | 1182.1705 | 1182.1705 | 1436.05 | 1792033.9966 | 425581.375 | 193048.4404 | 109515.8884 | 666685.0456
312 | 949.6 | 0 | 0 | 0 | 0 | 1282.6 | 0 | 0 | 0 | 1740616.8 | 0
313 | 1832.8 | 0 | 0 | 0 | 0 | 1338.7 | 0 | 0 | 0 | 2181032 | 0
314 | 1784.8 | 0 | 0 | 0 | 0 | 1298.2 | 0 | 0 | 0 | 2123912 | 0
315 | 1888 | 0 | 0 | 0 | 0 | 1288.85 | 0 | 0 | 0 | 2246720 | 0
316 | 2028.8 | 0 | 0 | 0 | 0 | 1287.75 | 0 | 0 | 0 | 2414272 | 0
317 | 2156.8 | 0 | 0 | 0 | 0 | 1294.5 | 0 | 0 | 0 | 2566592 | 0
318 | 2129.6 | 0 | 0 | 0 | 0 | 1281.1 | 0 | 0 | 0 | 2534224 | 0
319 | 1976.8 | 0 | 0 | 0 | 0 | 1278.05 | 0 | 0 | 0 | 3623474.4 | 0
320 | 1127.549 | 0 | 0 | 0 | 0 | 1339.4 | 0 | 0 | 0 | 2066797.317 | 0
321 | 1638.403 | 1519.478 | 1519.478 | 1479.1519 | 1479.1519 | 1431.5 | 2226141.1624 | 532494.6776 | 241545.5024 | 291907.2989 | 840897.8451
322 | 1940.862 | 1940.862 | 1940.862 | 1889.3526 | 1889.3526 | 1408.55 | 2808964.7406 | 680166.929 | 308531.2764 | 94416.7658 | 1117457.5838
323 | 2188.553 | 2188.553 | 2188.553 | 2130.47 | 2130.47 | 1408 | 3179655.2528 | 766969.1987 | 347905.7504 | 106466.1454 | 1261238.2379
324 | 2025.649 | 2025.649 | 2025.649 | 1971.8894 | 1971.8894 | 1447.75 | 3030414.3359 | 709880.1767 | 322009.5357 | 98541.3838 | 1088975.91
325 | 1943.684 | 1943.684 | 1943.684 | 1892.0997 | 1892.0997 | 1307.8 | 2627906.8722 | 681155.8871 | 308979.8788 | 94554.0471 | 1309711.4028
326 | 2335.268 | 2335.268 | 2335.268 | 2273.2913 | 2273.2913 | 1291.9 | 3117316.0504 | 818384.8537 | 371228.4628 | 113603.3637 | 1609717.5415
327 | 2168.745 | 1781.106 | 1781.106 | 1733.8364 | 1733.8364 | 1268.65 | 2328718.2589 | 624181.1104 | 283135.487 | 797187.4313 | 1268041.2641
328 | 1973.613 | 1973.613 | 1973.613 | 1921.2344 | 1921.2344 | 1411.95 | 2856644.122 | 691644.3793 | 313737.5754 | 96009.9978 | 1129781.8812
329 | 2279.797 | 1243.21 | 1243.21 | 1210.2159 | 1210.2159 | 1480.4 | 1883142.8829 | 435677.7184 | 197628.2539 | 1960542.185 | 628828.1735
330 | 1609.172 | 167.304 | 167.304 | 162.8638 | 162.8638 | 1518.15 | 259842.2149 | 58630.9835 | 26595.6656 | 2651082.8517 | 78475.9428
331 | 2156.812 | 1058.226 | 1058.226 | 1030.1413 | 1030.1413 | 1529.15 | 1656164.0539 | 370850.8532 | 168222.0676 | 3828427.1784 | 485042.0117
332 | 2172.8 | 1796.003 | 1796.003 | 1748.3381 | 1748.3381 | 1492.25 | 2751885.2819 | 629401.7014 | 285503.6051 | 1442321.6739 | 887718.6497
333 | 2000 | 1796.003 | 1796.003 | 1748.3381 | 1748.3381 | 1473.65 | 2716271.0991 | 629401.7014 | 285503.6051 | 855147.2739 | 920237.7376
334 | 1667.2 | 1667.2 | 1667.2 | 1622.9534 | 1622.9534 | 1460.2 | 2500259.7622 | 584263.2315 | 265028.2936 | 150349.8758 | 876070.2566
335 | 2352 | 1796.003 | 1796.003 | 1748.3381 | 1748.3381 | 1434.6 | 2648602.6774 | 629401.7014 | 285503.6051 | 2051243.2739 | 988510.3388
336 | 2075.2 | 0 | 0 | 0 | 0 | 1401.15 | 0 | 0 | 0 | 3803841.6 | 0
337 | 1518.4 | 0 | 0 | 0 | 0 | 1381.7 | 0 | 0 | 0 | 1806896 | 0
338 | 1494.4 | 0 | 0 | 0 | 0 | 1336.2 | 0 | 0 | 0 | 1778336 | 0
339 | 1260 | 0 | 0 | 0 | 0 | 1333.75 | 0 | 0 | 0 | 1499400 | 0
340 | 1234.4 | 0 | 0 | 0 | 0 | 1340.9 | 0 | 0 | 0 | 1468936 | 0
341 | 1272 | 0 | 0 | 0 | 0 | 1344.1 | 0 | 0 | 0 | 1513680 | 0
342 | 1414.4 | 0 | 0 | 0 | 0 | 1240.75 | 0 | 0 | 0 | 1683136 | 0
343 | 1373.6 | 0 | 0 | 0 | 0 | 1408.8 | 0 | 0 | 0 | 2517808.8 | 0
344 | 996.612 | 0 | 0 | 0 | 0 | 1485.15 | 0 | 0 | 0 | 1826789.796 | 0
345 | 1176.84 | 0 | 0 | 0 | 0 | 1596.25 | 0 | 0 | 0 | 2157147.72 | 0
346 | 1297.88 | 221.8 | 221.8 | 215.9135 | 215.9135 | 1551.6 | 353299.1438 | 77728.8776 | 35258.6825 | 1983244.5048 | 96815.6353
347 | 1357.844 | 1357.844 | 1357.844 | 1321.8076 | 1321.8076 | 1501.35 | 2095173.9747 | 475850.7218 | 215851.1746 | 66054.7936 | 659119.34
348 | 1435.047 | 1435.047 | 1435.047 | 1396.9616 | 1396.9616 | 1460.6 | 2152373.1394 | 502906.1886 | 228123.835 | 69810.4741 | 753521.1059
349 | 1435.033 | 1435.033 | 1435.033 | 1396.948 | 1396.948 | 1428.4 | 2106958.8173 | 502901.2823 | 228121.6095 | 69809.7931 | 798495.4805
350 | 1087.883 | 1087.883 | 1087.883 | 1059.0112 | 1059.0112 | 1501.35 | 1678665.165 | 381244.0242 | 172936.5254 | 52922.0493 | 528075.924
351 | 1211.392 | 1211.392 | 1211.392 | 1179.2423 | 1179.2423 | 1530.9 | 1901721.2249 | 424527.234 | 192570.2703 | 58930.3695 | 553182.5708
352 | 1440.601 | 463.793 | 463.793 | 451.4842 | 451.4842 | 1546.3 | 735643.5625 | 162534.3072 | 73727.3677 | 1813051.1189 | 204838.3755
353 | 1275.894 | 80.657 | 80.657 | 78.5164 | 78.5164 | 1555.05 | 128563.0644 | 28265.9066 | 12821.7293 | 2194793.1276 | 34935.8754
354 | 1244.187 | 0 | 0 | 0 | 0 | 1564.7 | 0 | 0 | 0 | 2280594.771 | 0
355 | 798.4 | 798.4 | 798.4 | 777.2109 | 777.2109 | 1647.9 | 1352270.234 | 279795.9237 | 126918.5398 | 72000.5643 | 273655.9576
356 | 1210.4 | 1210.4 | 1210.4 | 1178.2766 | 1178.2766 | 1533.7 | 1909658.5851 | 424179.5918 | 192412.5759 | 109155.1642 | 549430.399
357 | 1458.4 | 1458.4 | 1458.4 | 1419.6949 | 1419.6949 | 1491.35 | 2233207.9657 | 511090.1493 | 231836.1705 | 131520.0689 | 722127.7901
358 | 1131.2 | 1131.2 | 1131.2 | 1101.1786 | 1101.1786 | 1495.6 | 1735563.8994 | 396424.2847 | 179822.4603 | 102012.8236 | 555434.47
359 | 1050.4 | 1050.4 | 1050.4 | 1022.523 | 1022.523 | 1472.6 | 1592228.8068 | 368108.2644 | 166977.9988 | 94726.1934 | 539278.6073
360 | 949.6 | 0 | 0 | 0 | 0 | 1428.85 | 0 | 0 | 0 | 1740616.8 | 0
361 | 1194.4 | 0 | 0 | 0 | 0 | 1257.1 | 0 | 0 | 0 | 1421336 | 0
362 | 1084.8 | 0 | 0 | 0 | 0 | 1378.4 | 0 | 0 | 0 | 1290912 | 0
363 | 1221.6 | 0 | 0 | 0 | 0 | 1309.2 | 0 | 0 | 0 | 1453704 | 0
364 | 1077.6 | 0 | 0 | 0 | 0 | 1247.6 | 0 | 0 | 0 | 1282344 | 0
365 | 1200.8 | 0 | 0 | 0 | 0 | 1241.3 | 0 | 0 | 0 | 1428952 | 0
366 | 1140 | 0 | 0 | 0 | 0 | 1250.25 | 0 | 0 | 0 | 1356600 | 0
367 | 1037.6 | 10.622 | 10.622 | 10.3401 | 10.3401 | 1373.05 | 14965.2183 | 3722.4352 | 1688.538 | 1882967.4005 | 6482.7244
368 | 866.892 | 536.014 | 536.014 | 521.7885 | 521.7885 | 1481.35 | 813983.182 | 187843.853 | 85208.0589 | 632574.751 | 270625.5955
369 | 1066.826 | 1066.826 | 1066.826 | 1038.513 | 1038.513 | 1514.75 | 1660282.0625 | 373864.687 | 169589.1761 | 51897.6932 | 503938.4427
370 | 1366.055 | 1366.055 | 1366.055 | 1329.8006 | 1329.8006 | 1472.3 | 2068557.2615 | 478728.2322 | 217156.4453 | 66454.2327 | 701735.8004
371 | 1574.613 | 1574.613 | 1574.613 | 1532.8236 | 1532.8236 | 1139.65 | 1852029.4064 | 551816.5066 | 250310.0987 | 76599.9163 | 1318764.8095
372 | 1515.751 | 1515.751 | 1515.751 | 1475.5238 | 1475.5238 | 1241.85 | 1942290.8844 | 531188.5661 | 240953.0357 | 73736.4672 | 1118668.365
373 | 1570.042 | 1570.042 | 1570.042 | 1528.3739 | 1528.3739 | 1292.05 | 2087532.4874 | 550214.6188 | 249583.4646 | 76377.5517 | 1082012.3317
374 | 1584.014 | 1584.014 | 1584.014 | 1541.9751 | 1541.9751 | 1361.2 | 2221116.436 | 555111.0475 | 251804.5391 | 77057.2451 | 985013.7143
375 | 1443.606 | 1443.606 | 1443.606 | 1405.2935 | 1405.2935 | 1530.9 | 2269732.3497 | 505905.6542 | 229484.4259 | 70226.8423 | 659223.1732
376 | 1857.159 | 1851.519 | 1851.519 | 1802.3807 | 1802.3807 | 1520.3 | 2890605.9528 | 648857.0502 | 294328.7675 | 100408.6329 | 864602.0194
377 | 2051.354 | 602.01 | 602.01 | 586.033 | 586.033 | 1547.45 | 956008.9939 | 210971.8738 | 95699.1861 | 2685933.4245 | 265209.2264
378 | 1864.668 | 67.179 | 67.179 | 65.3961 | 65.3961 | 1560.9 | 107703.8178 | 23542.5981 | 10679.1841 | 3298065.3818 | 28715.4301
379 | 1687.2 | 1687.2 | 1687.2 | 1642.4226 | 1642.4226 | 1572.9 | 2727405.6046 | 591272.1474 | 268207.6158 | 152153.4972 | 701478.706
380 | 1437.6 | 1437.6 | 1437.6 | 1399.4469 | 1399.4469 | 1529.9 | 2260996.5241 | 503800.8767 | 228529.6755 | 129644.3027 | 657879.9782
381 | 1798.4 | 1796.003 | 1796.003 | 1748.3381 | 1748.3381 | 1549.75 | 2851299.0534 | 629401.7014 | 285503.6051 | 170110.4739 | 787189.2113
382 | 1439.2 | 1439.2 | 1439.2 | 1401.0044 | 1401.0044 | 1537.1 | 2263996.2789 | 504361.59 | 228784.0212 | 129788.5924 | 648524.9444
383 | 1318.4 | 1318.4 | 1318.4 | 1283.4104 | 1283.4104 | 1446.6 | 1957638.1109 | 462027.7378 | 209580.9155 | 118894.7195 | 710239.3058
384 | 1333.6 | 0 | 0 | 0 | 0 | 1224.85 | 0 | 0 | 0 | 2444488.8 | 0
385 | 1427.2 | 0 | 0 | 0 | 0 | 1242.4 | 0 | 0 | 0 | 1698368 | 0
386 | 1464.8 | 0 | 0 | 0 | 0 | 1219.95 | 0 | 0 | 0 | 1743112 | 0
387 | 1109.6 | 0 | 0 | 0 | 0 | 1218.65 | 0 | 0 | 0 | 1320424 | 0
388 | 1159.2 | 0 | 0 | 0 | 0 | 1228.1 | 0 | 0 | 0 | 1379448 | 0
389 | 1433.6 | 0 | 0 | 0 | 0 | 1241.3 | 0 | 0 | 0 | 1705984 | 0
390 | 1189.6 | 0 | 0 | 0 | 0 | 1250.25 | 0 | 0 | 0 | 1415624 | 0
391 | 1440 | 61.054 | 61.054 | 59.4337 | 59.4337 | 1381.7 | 86526.3166 | 21396.1176 | 9705.5167 | 2530578.101 | 36747.8321
392 | 1042.494 | 941.7 | 941.7 | 916.7078 | 916.7078 | 1477.55 | 1426623.278 | 330014.8063 | 149698.383 | 230566.1131 | 478933.9877
393 | 1260.412 | 1260.412 | 1260.412 | 1226.9614 | 1226.9614 | 1514.75 | 1956402.1907 | 441706.087 | 200362.7889 | 61315.0366 | 595382.9964
394 | 1528.29 | 1528.29 | 1528.29 | 1487.73 | 1487.73 | 1517.8 | 2379043.5596 | 535582.806 | 242946.3117 | 74346.4496 | 717383.414
395 | 1634.053 | 1710.847 | 1634.053 | 1665.4421 | 1634.053 | 1329.15 | 2295759.2626 | 588259.08 | 266840.8549 | 0 | 1096204.455
396 | 1747.764 | 2135.128 | 1747.764 | 2078.4629 | 1747.764 | 1300.7 | 2401984.4684 | 629195.04 | 285409.8612 | 0 | 1222211.3652
397 | 1461.828 | 1461.828 | 1461.828 | 1423.0319 | 1423.0319 | 1317.55 | 1974068.1888 | 512291.4775 | 232381.1063 | 71113.2846 | 971148.1077
398 | 1421.187 | 1421.187 | 1421.187 | 1383.4695 | 1383.4695 | 1309.65 | 1908460.0253 | 498049.0098 | 225920.5647 | 69136.2292 | 955078.1499
399 | 1580.373 | 1580.373 | 1580.373 | 1538.4308 | 1538.4308 | 1327.35 | 2147263.0233 | 553835.0744 | 251225.7435 | 76880.122 | 1034825.4521
400 | 1462.36 | 344.058 | 344.058 | 334.9269 | 334.9269 | 1346.3 | 474677.3534 | 120573.6798 | 54693.5609 | 2066584.8938 | 218941.7068
401 | 1717.244 | 110.263 | 110.263 | 107.3367 | 107.3367 | 1540.55 | 174087.7844 | 38641.2048 | 17528.0799 | 2950960.1174 | 49315.8377
402 | 1611.558 | 27.318 | 27.318 | 26.593 | 26.593 | 1564.7 | 43869.0532 | 9573.4783 | 4342.6361 | 2905240.8538 | 11575.9308
403 | 1616.357 | 1616.357 | 1616.357 | 1573.4598 | 1573.4598 | 1655.9 | 2748945.2841 | 566445.5159 | 256945.9799 | 145764.7998 | 541427.5056
404 | 1480.8 | 1480.8 | 1480.8 | 1441.5004 | 1441.5004 | 1571.4 | 2390112.5163 | 518940.1351 | 235397.0113 | 133540.1248 | 617827.0608
405 | 1845.6 | 1796.003 | 1796.003 | 1748.3381 | 1748.3381 | 1531.35 | 2818000.8704 | 629401.7014 | 285503.6051 | 330496.0739 | 819358.6316
406 | 1497.6 | 1497.6 | 1497.6 | 1457.8545 | 1457.8545 | 1580.1 | 2421781.7944 | 524827.6245 | 238067.6419 | 135055.1668 | 612153.1098
407 | 1532 | 1532 | 1532 | 1491.3416 | 1491.3416 | 1468.8 | 2306635.0154 | 536882.9599 | 243536.076 | 138157.3955 | 792200.6341
408 | 1503.2 | 0 | 0 | 0 | 0 | 1303.2 | 0 | 0 | 0 | 2755365.6 | 0
409 | 1740.8 | 0 | 0 | 0 | 0 | 1395.35 | 0 | 0 | 0 | 2071552 | 0
410 | 1453.6 | 0 | 0 | 0 | 0 | 1318.8 | 0 | 0 | 0 | 1729784 | 0
411 | 1256 | 0 | 0 | 0 | 0 | 1343.4 | 0 | 0 | 0 | 1494640 | 0
412 | 1274.4 | 0 | 0 | 0 | 0 | 1383.1 | 0 | 0 | 0 | 1516536 | 0
413 | 1436.8 | 0 | 0 | 0 | 0 | 1402.3 | 0 | 0 | 0 | 1709792 | 0
414 | 1512.8 | 0 | 0 | 0 | 0 | 1433.15 | 0 | 0 | 0 | 1800232 | 0
415 | 1361.6 | 55.481 | 55.481 | 54.0086 | 54.0086 | 1456.25 | 82617.8071 | 19443.0832 | 8819.5986 | 2396815.1013 | 29367.157
416 | 1307.476 | 1304.348 | 1304.348 | 1269.7313 | 1269.7313 | 1485.15 | 1982647.0117 | 457103.2735 | 207347.1238 | 69186.0073 | 653721.1676
417 | 1117.404 | 1117.404 | 1117.404 | 1087.7487 | 1087.7487 | 1549.75 | 1775944.7467 | 391589.5345 | 177629.3639 | 54358.1521 | 489758.8553
418 | 1558.331 | 1558.331 | 1558.331 | 1516.9737 | 1516.9737 | 1521.6 | 2431431.3915 | 546110.5481 | 247721.8125 | 75807.8488 | 725720.2395
419 | 1635.582 | 1889.094 | 1635.582 | 1838.9585 | 1635.582 | 1475.25 | 2552330.3101 | 588809.52 | 267090.5406 | 0 | 858271.6545
420 | 1614.236 | 2175.665 | 1614.236 | 2117.924 | 1614.236 | 1433.5 | 2443183.6025 | 581124.96 | 263604.7388 | 0 | 914464.694
421 | 1599.883 | 1774.858 | 1599.882 | 1727.7542 | 1599.883 | 1385.75 | 2331679.2063 | 575957.88 | 261260.8939 | 0 | 982728.1327
422 | 1534.321 | 2500.305 | 1534.32 | 2433.9483 | 1534.321 | 1484.15 | 2402907.8905 | 552355.56 | 250554.6193 | 0 | 791479.4879
423 | 1869.297 | 2950.708 | 1869.297 | 2872.3978 | 1869.297 | 1512.5 | 2979139.7478 | 672946.92 | 305256.2001 | 0 | 911282.2875
424 | 1731.41 | 2366.842 | 1731.41 | 2304.0273 | 1731.41 | 1538.7 | 2803887.0877 | 623307.6 | 282739.253 | 0 | 798699.433
425 | 1852.086 | 1260.723 | 1260.723 | 1227.2641 | 1227.2641 | 1555.05 | 2005742.4976 | 441815.0756 | 200412.2273 | 1145298.5448 | 546071.1608
426 | 1824.781 | 119.476 | 119.476 | 116.3052 | 116.3052 | 1604.7 | 196507.3122 | 41869.862 | 18992.6346 | 3131636.1926 | 45975.4345
427 | 1772.851 | 1383.031 | 1383.031 | 1346.3261 | 1346.3261 | 1655.9 | 2350937.723 | 484677.4 | 219855.054 | 1449331.572 | 463270.8149
428 | 1725.6 | 1725.6 | 1725.6 | 1679.8035 | 1679.8035 | 1576.2 | 2792944.631 | 604729.266 | 274311.9143 | 155616.4502 | 711900.7304
429 | 1548.8 | 1548.8 | 1548.8 | 1507.6957 | 1507.6957 | 1513.55 | 2399910.9504 | 542770.4492 | 246206.7066 | 139672.4374 | 733418.5695
430 | 1660 | 1660 | 1660 | 1615.9445 | 1615.9445 | 1578.6 | 2676499.2354 | 581740.0218 | 263883.7377 | 149700.5721 | 680959.0144
431 | 1914.4 | 1796.003 | 1796.003 | 1748.3381 | 1748.3381 | 1554.1 | 2860260.9557 | 629401.7014 | 285503.6051 | 564278.4739 | 779583.9407
432 | 1842.4 | 0 | 0 | 0 | 0 | 1454.85 | 0 | 0 | 0 | 3377119.2 | 0
433 | 1708 | 0 | 0 | 0 | 0 | 1481.9 | 0 | 0 | 0 | 3130764 | 0
434 | 1356.8 | 0 | 0 | 0 | 0 | 1431.1 | 0 | 0 | 0 | 2487014.4 | 0
435 | 1073.6 | 0 | 0 | 0 | 0 | 1421.05 | 0 | 0 | 0 | 1967908.8 | 0
436 | 1288.8 | 0 | 0 | 0 | 0 | 1424.3 | 0 | 0 | 0 | 2362370.4 | 0
437 | 1396.8 | 0 | 0 | 0 | 0 | 1431.3 | 0 | 0 | 0 | 2560334.4 | 0
438 | 1372 | 0 | 0 | 0 | 0 | 1440.75 | 0 | 0 | 0 | 2514876 | 0
439 | 1415.2 | 86.405 | 86.405 | 84.1119 | 84.1119 | 1460.05 | 129130.7074 | 30280.269 | 13735.4665 | 2439884.5635 | 45416.1979
440 | 1131.076 | 1131.076 | 1131.076 | 1101.0579 | 1101.0579 | 1485.15 | 1718983.6475 | 396380.8294 | 179802.7485 | 55023.2514 | 566879.639
441 | 1241.663 | 1241.663 | 1241.663 | 1208.7099 | 1208.7099 | 1514.75 | 1926017.1695 | 435135.5787 | 197382.3333 | 60402.9574 | 586526.4988
442 | 856.555 | 1366.242 | 856.554 | 1329.9827 | 856.555 | 1521.6 | 1371944.2753 | 308359.8 | 139875.4315 | 0 | 409775.912
443 | 1284.095 | 1884.727 | 1284.095 | 1834.7074 | 1284.095 | 1493.65 | 2027610.4021 | 462274.2 | 209692.7135 | 0 | 650201.5032
444 | 1493.401 | 2113.349 | 1493.4 | 2057.2619 | 1493.401 | 1485.85 | 2349097.1363 | 537624.36 | 243872.3833 | 0 | 767832.1242
445 | 1383.033 | 2031.486 | 1383.032 | 1977.5715 | 1383.033 | 1479.75 | 2163126.3183 | 497891.88 | 225849.2889 | 0 | 719522.9183
446 | 1395.108 | 2291.543 | 1395.108 | 2230.7267 | 1395.108 | 1515.85 | 2237539.9152 | 502238.88 | 227821.1364 | 0 | 675441.5382
447 | 1147.015 | 2215 | 1147.015 | 2156.2151 | 1147.015 | 1538.5 | 1861355.8974 | 412925.4 | 187307.5495 | 0 | 529347.4225
448 | 1254.993 | 1422.026 | 1254.993 | 1384.2862 | 1254.993 | 1542.5 | 2040106.5441 | 451797.48 | 204940.3569 | 0 | 574159.2975
449 | 1593.632 | 432.57 | 432.57 | 421.0898 | 421.0898 | 1595.05 | 706211.4059 | 151592.3381 | 68763.9689 | 2149269.8012 | 170520.3259
450 | 1540.045 | 59.16 | 59.16 | 57.5899 | 57.5899 | 1564.7 | 94923.4842 | 20732.3733 | 9404.4349 | 2717340.1509 | 25068.8947
451 | 1594.407 | 0 | 0 | 0 | 0 | 1657.4 | 0 | 0 | 0 | 2922548.031 | 0
452 | 1601.6 | 0 | 0 | 0 | 0 | 1575.2 | 0 | 0 | 0 | 2935732.8 | 0
453 | 1628.8 | 85.08 | 85.08 | 82.822 | 82.822 | 1555.05 | 135446.5814 | 29815.9283 | 13524.8364 | 2833777.6315 | 36851.6592
454 | 1475.2 | 1475.2 | 1475.2 | 1436.049 | 1436.049 | 1581.6 | 2383324.7158 | 516977.6386 | 234506.8011 | 71763.7899 | 600842.9
455 | 1756 | 1756 | 1756 | 1709.3967 | 1709.3967 | 1558.85 | 2802312.175 | 615382.8182 | 279144.4839 | 85423.8172 | 754100.3618
456 | 1347.2 | 1347.2 | 1347.2 | 1311.446 | 1311.446 | 1571.35 | 2170102.4781 | 472120.5767 | 214159.1394 | 65536.9969 | 562151.3478
457 | 1464 | 0 | 0 | 0 | 0 | 1426.35 | 0 | 0 | 0 | 1742160 | 0
458 | 1484 | 0 | 0 | 0 | 0 | 1516.95 | 0 | 0 | 0 | 1765960 | 0
459 | 1376.8 | 0 | 0 | 0 | 0 | 1510.2 | 0 | 0 | 0 | 1638392 | 0
460 | 1298.4 | 0 | 0 | 0 | 0 | 1497 | 0 | 0 | 0 | 1545096 | 0
461 | 1472 | 0 | 0 | 0 | 0 | 1510.75 | 0 | 0 | 0 | 1751680 | 0
462 | 1540.8 | 0 | 0 | 0 | 0 | 1520.7 | 0 | 0 | 0 | 1833552 | 0
463 | 1121.6 | 1121.6 | 1121.6 | 1091.8333 | 1091.8333 | 1485.95 | 1712362.3349 | 393060.0051 | 178296.3856 | 54562.2741 | 561256.9323
464 | 1325.723 | 1325.723 | 1325.723 | 1290.539 | 1290.539 | 1468.7 | 1997746.2482 | 464594.0524 | 210745.0243 | 64492.2091 | 685663.3889
465 | 1431.814 | 1431.814 | 1431.814 | 1393.8144 | 1393.8144 | 1498.2 | 2200801.9632 | 501773.1973 | 227609.8976 | 69653.199 | 699416.0845
466 | 1750.511 | 1750.511 | 1750.511 | 1704.0534 | 1704.0534 | 1340.6 | 2408773.6588 | 613459.2213 | 278271.919 | 85156.7948 | 1123652.8069
467 | 1780.377 | 1780.377 | 1780.377 | 1733.1268 | 1733.1268 | 1302.15 | 2392591.9115 | 623925.6354 | 283019.6007 | 86609.6807 | 1209462.513
468 | 1557.127 | 1557.127 | 1557.127 | 1515.8017 | 1515.8017 | 1254.95 | 2019958.4293 | 545688.6114 | 247530.4173 | 75749.278 | 1129348.0553
469 | 1473.887 | 1473.887 | 1473.887 | 1434.7708 | 1434.7708 | 302.25 | 459574.2825 | 516517.5033 | 234298.0786 | 71699.9167 | 2435882.1979
470 | 1373.544 | 1373.544 | 1373.544 | 1337.0909 | 1337.0909 | 812.05 | 1150372.2322 | 481352.7208 | 218346.9425 | 66818.5487 | 1588397.124
471 | 1430.954 | 1430.954 | 1430.954 | 1392.9773 | 1392.9773 | 1348.45 | 1982937.7399 | 501471.8139 | 227473.1867 | 69611.3627 | 907594.3344
472 | 1796.545 | 1675.847 | 1675.847 | 1631.3709 | 1631.3709 | 1344.1 | 2308799.15 | 587293.5363 | 266402.8736 | 302764.0626 | 1070016.1958
473 | 1678.349 | 1077.697 | 1077.697 | 1049.0955 | 1049.0955 | 1366.25 | 1506322.6663 | 377674.3833 | 171317.2966 | 1153421.6488 | 664864.2789
474 | 1629.66 | 144.928 | 144.928 | 141.0817 | 141.0817 | 1364.65 | 202421.6264 | 50789.4084 | 23038.64 | 2728564.0424 | 89636.2517
475 | 1404.8 | 1404.8 | 1404.8 | 1367.5174 | 1367.5174 | 1455.9 | 2095545.147 | 492306.2546 | 223315.5871 | 126686.3637 | 744066.2031
476 | 1388.8 | 1388.8 | 1388.8 | 1351.942 | 1351.942 | 1295.95 | 1846345.1014 | 486699.1218 | 220772.1294 | 125243.4666 | 951834.7687
477 | 1344.8 | 1344.8 | 1344.8 | 1309.1097 | 1309.1097 | 811.55 | 1116562.7744 | 471279.5068 | 213777.6207 | 121275.4996 | 1555811.4718
478 | 1680.8 | 1680.8 | 1680.8 | 1636.1925 | 1636.1925 | 1517.45 | 2608234.4746 | 589029.2943 | 267190.2327 | 151576.3383 | 789544.6833
479 | 1447.2 | 1447.2 | 1447.2 | 1408.7921 | 1408.7921 | 1454.45 | 2154908.9495 | 507165.1563 | 230055.7501 | 130510.041 | 768566.5307
480 | 1506.4 | 0 | 0 | 0 | 0 | 1361.3 | 0 | 0 | 0 | 2761231.2 | 0
481 | 1360.8 | 0 | 0 | 0 | 0 | 784.65 | 0 | 0 | 0 | 1619352 | 0
482 | 1408 | 0 | 0 | 0 | 0 | 1347.15 | 0 | 0 | 0 | 1675520 | 0
483 | 1103.2 | 0 | 0 | 0 | 0 | 1317.35 | 0 | 0 | 0 | 1312808 | 0
484 | 1368 | 0 | 0 | 0 | 0 | 1271.8 | 0 | 0 | 0 | 1627920 | 0
485 | 1242.4 | 0 | 0 | 0 | 0 | 1218.5 | 0 | 0 | 0 | 1478456 | 0
486 | 1268.8 | 0 | 0 | 0 | 0 | 1215.6 | 0 | 0 | 0 | 1509872 | 0
487 | 1385.6 | 5.736 | 5.736 | 5.5838 | 5.5838 | 1239.55 | 7275.7715 | 2010.1571 | 911.8296 | 2529569.7502 | 4246.1777
488 | 1391.679 | 1329.692 | 1329.692 | 1294.4027 | 1294.4027 | 1275.9 | 1739049.8276 | 465984.9717 | 211375.9608 | 178307.4593 | 937276.9945
489 | 1424.117 | 1424.117 | 1424.117 | 1386.3217 | 1386.3217 | 1251.5 | 1831254.2787 | 499075.816 | 226386.3354 | 69278.7644 | 1037661.8008
490 | 1612.774 | 1612.774 | 1612.774 | 1569.9719 | 1569.9719 | 276.75 | 460144.1214 | 565189.8686 | 256376.4043 | 78456.3277 | 2705454.003
491 | 1401.019 | 1656.076 | 1401.019 | 1612.1246 | 1401.019 | 1219.55 | 1819791.427 | 504366.84 | 228786.4027 | 0 | 1093425.2785
492 | 1755.972 | 2052.577 | 1755.971 | 1998.1027 | 1755.972 | 1264.25 | 2364569.8791 | 632149.92 | 286750.2276 | 0 | 1291956.399
493 | 1074.33 | 2102.186 | 1074.329 | 2046.3951 | 1074.33 | 1170.55 | 1337262.2294 | 386758.8 | 175438.089 | 0 | 891103.0185
494 | 1159.81 | 1858.575 | 1159.809 | 1809.2494 | 1159.81 | 280.9 | 346319.5844 | 417531.6 | 189396.973 | 0 | 1993829.371
495 | 1567.968 | 2031.697 | 1567.968 | 1977.7769 | 1567.968 | 295.65 | 492511.37 | 564468.48 | 256049.1744 | 0 | 2672366.2608
496 | 1342.539 | 1954.608 | 1342.539 | 1902.7338 | 1342.539 | 308.9 | 438157.319 | 483314.04 | 219236.6187 | 0 | 2270367.7029
497 | 1562.161 | 1216.653 | 1216.653 | 1184.3637 | 1184.3637 | 719.4 | 895493.2718 | 426370.9294 | 193406.591 | 692502.4644 | 1516696.1448
498 | 1560.409 | 181.679 | 181.679 | 176.8573 | 176.8573 | 1415.85 | 262613.0401 | 63668.6418 | 28880.8034 | 2536050.1957 | 103311.2142
499 | 918.411 | 918.411 | 918.411 | 894.0369 | 894.0369 | 1516.55 | 1422830.1279 | 321853.2742 | 145996.2213 | 82823.2844 | 432222.1261
500 | 1270.4 | 1270.4 | 1270.4 | 1236.6843 | 1236.6843 | 1393.45 | 1811436.5101 | 445206.3396 | 201950.5424 | 114566.0282 | 750110.848
501 | 1204 | 1204 | 1204 | 1172.0465 | 1172.0465 | 1183.65 | 1459444.907 | 421936.7387 | 191395.1929 | 108578.0053 | 956800.1573
502 | 1369.6 | 1369.6 | 1369.6 | 1333.2516 | 1333.2516 | 1384.4 | 1939657.569 | 479970.5626 | 217719.9802 | 123511.9901 | 820749.662
503 | 1345.6 | 1345.6 | 1345.6 | 1309.8885 | 1309.8885 | 1363.65 | 1876938.758 | 471559.8634 | 213904.7936 | 121347.6445 | 833547.5531
504 | 1280 | 0 | 0 | 0 | 0 | 1183.65 | 0 | 0 | 0 | 2346240 | 0
505 | 2330.4 | 0 | 0 | 0 | 0 | 741.4 | 0 | 0 | 0 | 2773176 | 0
506 | 2057.6 | 0 | 0 | 0 | 0 | 1217.1 | 0 | 0 | 0 | 2448544 | 0
507 | 2428 | 0 | 0 | 0 | 0 | 1253.2 | 0 | 0 | 0 | 2889320 | 0
508 | 2208.8 | 0 | 0 | 0 | 0 | 1243.15 | 0 | 0 | 0 | 2628472 | 0
509 | 2004 | 0 | 0 | 0 | 0 | 1217.3 | 0 | 0 | 0 | 2384760 | 0
510 | 2379.2 | 0 | 0 | 0 | 0 | 1250.75 | 0 | 0 | 0 | 2831248 | 0
511 | 2040.8 | 0 | 0 | 0 | 0 | 1331.9 | 0 | 0 | 0 | 3740786.4 | 0
512 | 1723.786 | 838.167 | 838.167 | 815.9225 | 815.9225 | 1477.55 | 1271433.3015 | 293732.1017 | 133240.145 | 1664113.7868 | 426278.7126
513 | 1825.298 | 1825.298 | 1825.298 | 1776.8556 | 1776.8556 | 1515.95 | 2843341.634 | 639668.011 | 290160.5172 | 88794.9446 | 860086.9465
514 | 2095.805 | 2095.805 | 2095.805 | 2040.1835 | 2040.1835 | 1512.8 | 3260022.6949 | 734466.052 | 333161.9619 | 101954.2501 | 993977.3904
515 | 2297.304 | 2297.304 | 2297.304 | 2236.3348 | 2236.3348 | 1309.65 | 3107160.1737 | 805080.5295 | 365193.4735 | 111756.5358 | 1543853.7321
516 | 2286.452 | 2286.452 | 2286.452 | 2225.7708 | 2225.7708 | 1311.85 | 3099495.9344 | 801277.4917 | 363468.3733 | 111228.6205 | 1531664.1832
517 | 2261.298 | 2261.298 | 2261.298 | 2201.2844 | 2201.2844 | 1369.9 | 3192728.5457 | 792462.3782 | 359469.7399 | 110004.9584 | 1387029.2903
518 | 2390.381 | 2390.381 | 2390.381 | 2326.9416 | 2326.9416 | 1331.15 | 3282117.0304 | 837698.9729 | 379989.5619 | 116284.436 | 1556374.8834
519 | 2181.431 | 2133.498 | 2133.498 | 2076.8761 | 2076.8761 | 1371.5 | 3004854.6457 | 747675.4054 | 339153.8714 | 191649.0837 | 1305316.6453
520 | 1853.049 | 1853.049 | 1853.049 | 1803.8701 | 1803.8701 | 816.8 | 1550088.0679 | 649393.2323 | 294571.9857 | 90144.9425 | 2134339.0902
521 | 2387.844 | 989.028 | 989.028 | 962.7797 | 962.7797 | 1456.25 | 1474280.8288 | 346600.705 | 157221.9309 | 2612142.7958 | 523511.4815
522 | 2256.255 | 162.864 | 162.864 | 158.5417 | 158.5417 | 1557.1 | 259859.3294 | 57075.0042 | 25889.8561 | 3845108.5188 | 70218.1093
523 | 2414.4 | 929.424 | 929.424 | 904.7576 | 904.7576 | 1607.9 | 1533931.413 | 325712.7337 | 147746.9151 | 5129764.8965 | 354755.4525
524 | 1896.8 | 1796.003 | 1796.003 | 1748.3381 | 1748.3381 | 1434.9 | 2647451.6784 | 629401.7014 | 285503.6051 | 504473.6739 | 987985.8374
525 | 2389.6 | 1796.003 | 1796.003 | 1748.3381 | 1748.3381 | 1364.25 | 2513698.0978 | 629401.7014 | 285503.6051 | 2179008.0739 | 1111505.9213
526 | 2215.2 | 1796.003 | 1796.003 | 1748.3381 | 1748.3381 | 1496.8 | 2754961.3303 | 629401.7014 | 285503.6051 | 1586396.8739 | 879763.7115
527 | 2295.2 | 1796.003 | 1796.003 | 1748.3381 | 1748.3381 | 1347.6 | 2484054.296 | 629401.7014 | 285503.6051 | 1858236.8739 | 1140615.75
528 | 1956 | 0 | 0 | 0 | 0 | 1208.85 | 0 | 0 | 0 | 3585348 | 0
529 | 1812 | 0 | 0 | 0 | 0 | 1232.9 | 0 | 0 | 0 | 2156280 | 0
530 | 1850.4 | 0 | 0 | 0 | 0 | 1218.8 | 0 | 0 | 0 | 2201976 | 0
531 | 1248.8 | 0 | 0 | 0 | 0 | 1216.35 | 0 | 0 | 0 | 1486072 | 0
532 | 1303.2 | 0 | 0 | 0 | 0 | 1210.95 | 0 | 0 | 0 | 1550808 | 0
533 | 1569.6 | 0 | 0 | 0 | 0 | 1214.15 | 0 | 0 | 0 | 1867824 | 0
534 | 1165.6 | 0 | 0 | 0 | 0 | 1228.45 | 0 | 0 | 0 | 1387064 | 0
535 | 1127.2 | 49.046 | 49.046 | 47.7443 | 47.7443 | 1248.9 | 62821.1669 | 17187.9645 | 7796.6517 | 1978642.214 | 35860.7782
536 | 845.369 | 845.369 | 845.369 | 822.9334 | 822.9334 | 1441.6 | 1249835.1809 | 296256.0123 | 134385.0189 | 41124.5142 | 459525.9925
537 | 1178.36 | 1178.36 | 1178.36 | 1147.087 | 1147.087 | 1515.95 | 1833192.0375 | 412951.3085 | 187319.3019 | 57323.4677 | 555247.4469
538 | 1572.128 | 1572.128 | 1572.128 | 1530.4046 | 1530.4046 | 1514 | 2442559.1848 | 550945.6488 | 249915.0679 | 76479.029 | 743776.6258
539 | 1408.437 | 1854.017 | 1408.437 | 1804.8124 | 1408.437 | 1394.15 | 2076134.6913 | 507037.32 | 229997.7621 | 0 | 853301.5565
540 | 1438.896 | 2121.153 | 1438.895 | 2064.8588 | 1438.896 | 1344.85 | 2041520.4845 | 518002.56 | 234971.7168 | 0 | 942692.7144
541 | 1516.32 | 2118.905 | 1516.319 | 2062.6704 | 1516.32 | 1367.05 | 2180370.7659 | 545875.2 | 247615.056 | 0 | 959754.744
542 | 1377.594 | 1377.594 | 1377.594 | 1341.0334 | 1341.0334 | 1411.65 | 2000692.2334 | 482772.0262 | 218990.7552 | 67015.5684 | 788997.0046
543 | 1550.943 | 1751.371 | 1550.943 | 1704.8906 | 1550.943 | 1421.3 | 2330380.3085 | 558339.48 | 253268.9919 | 0 | 897530.7141
544 | 1543.534 | 2230.242 | 1543.534 | 2171.0526 | 1543.534 | 1338.3 | 2178171.8223 | 555672.24 | 252059.1022 | 0 | 1021356.4478
545 | 1201.14 | 1214.956 | 1201.14 | 1182.7117 | 1182.7117 | 1437.85 | 1793070.5862 | 425776.2228 | 193136.8255 | 33779.0187 | 664861.3991
546 | 1293.095 | 197.941 | 197.941 | 192.6878 | 192.6878 | 1557.1 | 315836.4143 | 69367.5914 | 31465.9102 | 2017046.4823 | 85341.4061
547 | 1413.61 | 1413.61 | 1413.61 | 1376.0936 | 1376.0936 | 1640.4 | 2379306.3541 | 495393.682 | 224716.0786 | 127480.8589 | 494843.2446
548 | 1265.6 | 1265.6 | 1265.6 | 1232.0117 | 1232.0117 | 1498.95 | 1949321.8678 | 443524.1997 | 201187.505 | 114133.1591 | 617299.4452
549 | 1180.8 | 1180.8 | 1180.8 | 1149.4622 | 1149.4622 | 1385.2 | 1677836.4017 | 413806.3962 | 187707.1792 | 106485.8046 | 706689.3678
550 | 1695.2 | 1695.2 | 1695.2 | 1650.2103 | 1650.2103 | 1555.6 | 2702009.8936 | 594075.7138 | 269479.3446 | 152874.9457 | 733353.4645
551 | 1346.4 | 1346.4 | 1346.4 | 1310.6673 | 1310.6673 | 1465 | 2025224.582 | 471840.2201 | 214031.9665 | 121419.7894 | 701206.9937
552 | 1211.2 | 18.42 | 18.42 | 17.9311 | 17.9311 | 1337.65 | 25275.7657 | 6455.2116 | 2928.1557 | 2187261.8144 | 11876.6927
553 | 1408 | 0 | 0 | 0 | 0 | 1404.6 | 0 | 0 | 0 | 1675520 | 0
554 | 1139.2 | 0 | 0 | 0 | 0 | 1290.6 | 0 | 0 | 0 | 1355648 | 0
555 | 1446.4 | 0 | 0 | 0 | 0 | 1218.65 | 0 | 0 | 0 | 1721216 | 0
556 | 1142.4 | 0 | 0 | 0 | 0 | 1215.8 | 0 | 0 | 0 | 1359456 | 0
557 | 880 | 0 | 0 | 0 | 0 | 1239.65 | 0 | 0 | 0 | 1047200 | 0
558 | 1145.6 | 0 | 0 | 0 | 0 | 1296.75 | 0 | 0 | 0 | 1363264 | 0
559 | 943.2 | 943.2 | 943.2 | 918.168 | 918.168 | 1433.75 | 1387991.4321 | 330540.475 | 149936.8321 | 45883.6813 | 519912.6222
560 | 1274.438 | 1274.438 | 1274.438 | 1240.6151 | 1240.6151 | 1477.55 | 1930266.6049 | 446621.4397 | 202592.4475 | 61997.3569 | 648159.3643
561 | 1429.443 | 1429.443 | 1429.443 | 1391.5064 | 1391.5064 | 1507.15 | 2209269.4435 | 500942.2903 | 227232.9889 | 69537.8574 | 685803.9105
562 | 1547.522 | 1547.522 | 1547.522 | 1506.4516 | 1506.4516 | 1517.8 | 2410035.1354 | 542322.5795 | 246003.5479 | 75282.0253 | 726410.9662
563 | 1405.725 | 1926.729 | 1405.725 | 1875.5947 | 1405.725 | 1475.25 | 2189766.6917 | 506061 | 229554.8925 | 0 | 737654.1938
564 | 1431.852 | 2190.642 | 1431.851 | 2132.5036 | 1431.852 | 1504.25 | 2275040.7307 | 515466.72 | 233821.4316 | 0 | 709840.629
565 | 1367.56 | 2189.82 | 1367.56 | 2131.7034 | 1367.56 | 1490.45 | 2149154.1246 | 492321.6 | 223322.548 | 0 | 696840.198
566 | 1673.787 | 2769.519 | 1673.787 | 2696.0175 | 1673.787 | 1510.85 | 2668408.4403 | 602563.32 | 273329.4171 | 0 | 818732.9111
567 | 1642.84 | 3237.408 | 1642.84 | 3151.489 | 1642.84 | 1530.9 | 2652603.9674 | 591422.4 | 268275.772 | 0 | 770656.244
568 | 1902.457 | 2458.577 | 1902.457 | 2393.3277 | 1902.457 | 1538.7 | 3085689.9157 | 684884.52 | 310671.2281 | 0 | 877603.4141
569 | 1899.267 | 1366.889 | 1366.889 | 1330.6125 | 1330.6125 | 1555.05 | 2179788.4571 | 479020.504 | 217289.0231 | 1042343.6781 | 592056.0368
570 | 1621.58 | 218.249 | 218.249 | 212.4568 | 212.4568 | 1564.7 | 350138.1226 | 76484.4446 | 34694.1939 | 2582922.843 | 92482.4409
571 | 1806.403 | 1796.003 | 1796.003 | 1748.3381 | 1748.3381 | 1612.9 | 2978487.5749 | 629401.7014 | 285503.6051 | 197304.6679 | 676781.6628
572 | 1360.8 | 1360.8 | 1360.8 | 1324.6851 | 1324.6851 | 1571.2 | 2197877.4036 | 476886.6395 | 216321.0784 | 122718.3967 | 568024.9751
573 | 1477.6 | 1477.6 | 1477.6 | 1438.3853 | 1438.3853 | 1555.05 | 2357481.4888 | 517818.7085 | 234888.3197 | 133251.5454 | 640009.5399
574 | 1830.4 | 1796.003 | 1796.003 | 1748.3381 | 1748.3381 | 1578.6 | 2908369.599 | 629401.7014 | 285503.6051 | 278846.4739 | 736749.6583
575 | 1500.8 | 1500.8 | 1500.8 | 1460.9696 | 1460.9696 | 1554.1 | 2394121.1405 | 525949.051 | 238576.3334 | 135343.7462 | 651446.3385
576 | 1522.4 | 0 | 0 | 0 | 0 | 1484.85 | 0 | 0 | 0 | 2790559.2 | 0
577 | 1083.2 | 0 | 0 | 0 | 0 | 1416.7 | 0 | 0 | 0 | 1289008 | 0
578 | 1204 | 0 | 0 | 0 | 0 | 1431.1 | 0 | 0 | 0 | 1432760 | 0
579 | 1488.8 | 0 | 0 | 0 | 0 | 1428.65 | 0 | 0 | 0 | 1771672 | 0
580 | 1076 | 0 | 0 | 0 | 0 | 1424.3 | 0 | 0 | 0 | 1280440 | 0
581 | 1073.6 | 0 | 0 | 0 | 0 | 1423.7 | 0 | 0 | 0 | 1277584 | 0
582 | 912 | 0 | 0 | 0 | 0 | 1433.15 | 0 | 0 | 0 | 1085280 | 0
583 | 964.8 | 131.206 | 131.206 | 127.7239 | 127.7239 | 1460.05 | 196485.9085 | 45980.5911 | 20857.307 | 1534360.5568 | 68964.5005
584 | 1236.892 | 1236.892 | 1236.892 | 1204.0656 | 1204.0656 | 1490.15 | 1889496.6217 | 433463.6018 | 196623.906 | 60170.8634 | 613892.8261
585 | 902.102 | 902.102 | 902.102 | 878.1607 | 878.1607 | 1514.75 | 1402260.4776 | 316137.8537 | 143403.6431 | 43884.3943 | 426127.482
586 | 1643.977 | 1643.977 | 1643.977 | 1600.3467 | 1600.3467 | 1514 | 2553819.0752 | 576124.8288 | 261336.6237 | 79974.2544 | 777768.5189
587 | 1404.929 | 1797.775 | 1404.928 | 1750.063 | 1404.929 | 1402.15 | 2083457.916 | 505774.44 | 229424.9057 | 0 | 839936.8026
588 | 1257.977 | 2063.791 | 1257.977 | 2009.0191 | 1257.977 | 1466.85 | 1949916.3795 | 452871.72 | 205427.6441 | 0 | 670690.4375
589 | 1143.986 | 2035.498 | 1143.985 | 1981.477 | 1143.986 | 1453.65 | 1751689.567 | 411834.96 | 186812.9138 | 0 | 625016.7511
590 | 1063.922 | 2735.84 | 1063.922 | 2663.2323 | 1063.922 | 1474.65 | 1657838.25 | 383011.92 | 173738.4626 | 0 | 558931.4227
591 | 1565.032 | 3059.116 | 1565.032 | 2977.9287 | 1565.032 | 1493.5 | 2467102.843 | 563411.52 | 255569.7256 | 0 | 792688.708
592 | 1529.519 | 2306.262 | 1529.519 | 2245.0551 | 1529.519 | 1493.3 | 2409109.1577 | 550626.84 | 249770.4527 | 0 | 775007.2773
593 | 1548.768 | 1151.018 | 1151.018 | 1120.4706 | 1120.4706 | 1532.85 | 1809430.5471 | 403369.4195 | 182972.8506 | 785069.1163 | 523427.8454
594 | 954.794 | 172.404 | 172.404 | 167.8285 | 167.8285 | 1564.7 | 276626.1993 | 60418.2571 | 27406.3927 | 1442507.7765 | 73055.7425
595 | 979.933 | 979.933 | 979.933 | 953.9261 | 953.9261 | 1602.9 | 1614011.3339 | 343413.4005 | 155776.1342 | 88371.4041 | 378804.0592
596 | 1248.8 | 1248.8 | 1248.8 | 1215.6575 | 1215.6575 | 1563.7 | 2005078.9683 | 437636.7104 | 198516.8745 | 112618.1172 | 530391.3798
597 | 1226.4 | 1226.4 | 1226.4 | 1193.852 | 1193.852 | 1555.05 | 1955832.8768 | 429786.7245 | 194956.0337 | 110598.0612 | 531204.453
598 | 1332 | 1332 | 1332 | 1296.6494 | 1296.6494 | 1577.1 | 2153596.0948 | 466793.8006 | 211742.8546 | 120121.182 | 548353.0508
599 | 1236.8 | 1236.8 | 1236.8 | 1203.976 | 1203.976 | 1532.6 | 1943780.5881 | 433431.3608 | 196609.2812 | 111535.9444 | 562738.3835
600 | 1285.6 | 0 | 0 | 0 | 0 | 1451.05 | 0 | 0 | 0 | 2356504.8 | 0
601 | 1532.8 | 0 | 0 | 0 | 0 | 1250.4 | 0 | 0 | 0 | 2809622.4 | 0
602 | 1344.8 | 0 | 0 | 0 | 0 | 1405.1 | 0 | 0 | 0 | 2465018.4 | 0
603 | 1204.8 | 0 | 0 | 0 | 0 | 1402.35 | 0 | 0 | 0 | 2208398.4 | 0
604 | 1120.8 | 0 | 0 | 0 | 0 | 1228.1 | 0 | 0 | 0 | 2054426.4 | 0
605 | 1085.6 | 0 | 0 | 0 | 0 | 1313.8 | 0 | 0 | 0 | 1989904.8 | 0
606 | 1070.4 | 752.489 | 752.489 | 732.5184 | 732.5184 | 1414.75 | 1089938.6248 | 263706.6068 | 119620.2469 | 619337.0605 | 428706.3656
607 | 1341.6 | 1341.6 | 1341.6 | 1305.9947 | 1305.9947 | 1398.1 | 1918431.4234 | 470158.0803 | 213268.9292 | 65264.5747 | 786078.1903
608 | 915.255 | 915.255 | 915.255 | 890.9646 | 890.9646 | 1481.35 | 1387666.4603 | 320747.2673 | 145494.5243 | 44524.2459 | 462098.806
609 | 1043.557 | 1043.557 | 1043.557 | 1015.8616 | 1015.8616 | 1544.75 | 1652129.8523 | 365710.1638 | 165890.1937 | 50765.7303 | 462470.978
610 | 1135.797 | 1135.797 | 1135.797 | 1105.6536 | 1105.6536 | 1512.8 | 1761365.3212 | 398035.2841 | 180553.2275 | 55252.913 | 538674.4177
611 | 1052.302 | 1457.538 | 1052.302 | 1418.8557 | 1052.302 | 1362.15 | 1514020.7512 | 378828.72 | 171840.9166 | 0 | 671210.8307
612 | 1010.911 | 1464.294 | 1010.91 | 1425.4324 | 1010.911 | 1417.35 | 1511232.6951 | 363927.96 | 165081.7663 | 0 | 589007.2942
613 | 907.915 | 1526.334 | 907.915 | 1485.8259 | 907.915 | 1453.05 | 1386879.5213 | 326849.4 | 148262.5195 | 0 | 496584.1092
614 | 1041.693 | 1074.87 | 1041.692 | 1046.3435 | 1041.693 | 1474.95 | 1620138.5612 | 375009.48 | 170108.4669 | 0 | 546940.9097
615 | 1029.977 | 1728.693 | 1029.977 | 1682.8144 | 1029.977 | 1493.5 | 1619986.1279 | 370791.72 | 168195.2441 | 0 | 521683.3505
616 | 1033.486 | 1292.498 | 1033.486 | 1258.1958 | 1033.486 | 1501.3 | 1633553.9731 | 372054.96 | 168768.2638 | 0 | 515399.4682
617 | 1376.376 | 1376.376 | 1376.376 | 1339.8477 | 1339.8477 | 1551.25 | 2187583.4876 | 482345.1833 | 218797.1345 | 66956.3165 | 601256.6694
618 | 1168.446 | 1168.446 | 1168.446 | 1137.4361 | 1137.4361 | 1564.7 | 1874319.8063 | 409476.9889 | 185743.3119 | 56841.1831 | 495125.9257
619 | 1198.4 | 1198.4 | 1198.4 | 1166.5951 | 1166.5951 | 1572.9 | 1933641.3709 | 419974.2422 | 190504.9827 | 58298.35 | 498252.7746
620 | 1109.6 | 1109.6 | 1109.6 | 1080.1518 | 1080.1518 | 1533.7 | 1746045.2867 | 388854.6555 | 176388.7924 | 53978.5123 | 503674.7941
621 | 1098.4 | 1098.4 | 1098.4 | 1069.2491 | 1069.2491 | 1539.75 | 1732838.8606 | 384929.6626 | 174608.372 | 53433.6679 | 492121.8812
622 | 1179.2 | 1179.2 | 1179.2 | 1147.9047 | 1147.9047 | 1495.6 | 1805242.1937 | 413245.6829 | 187452.8334 | 57364.331 | 579003.118
623 | 1169.6 | 1169.6 | 1169.6 | 1138.5595 | 1138.5595 | 1472.6 | 1764816.5687 | 409881.4033 | 185926.7588 | 56897.3215 | 600476.2558
624 | 497.6 | 497.6 | 497.6 | 484.394 | 484.394 | 1428.85 | 727352.5094 | 174381.8282 | 79101.5349 | 24206.658 | 276661.6144
625 | 369.6 | 0 | 0 | 0 | 0 | 1395.25 | 0 | 0 | 0 | 439824 | 0
626 | 342.4 | 0 | 0 | 0 | 0 | 1386.3 | 0 | 0 | 0 | 407456 | 0
627 | 378.4 | 0 | 0 | 0 | 0 | 1311.7 | 0 | 0 | 0 | 450296 | 0
628 | 387.2 | 0 | 0 | 0 | 0 | 1374.3 | 0 | 0 | 0 | 460768 | 0
629 | 368.8 | 83.061 | 83.061 | 80.8566 | 80.8566 | 1384.85 | 117904.2847 | 29108.3783 | 13203.8838 | 342652.6385 | 49738.9414
630 | 325.6 | 325.6 | 325.6 | 316.9588 | 316.9588 | 1383.5 | 461503.9488 | 114105.1513 | 51759.3644 | 10283.0833 | 195405.0715
631 | 335.2 | 335.2 | 335.2 | 326.304 | 326.304 | 1316.75 | 451894.8336 | 117469.4309 | 53285.4391 | 16306.4143 | 222947.1907
632 | 281.28 | 281.28 | 281.28 | 273.815 | 273.815 | 1472.5 | 423503.0843 | 98573.3936 | 44713.9866 | 13683.3777 | 144437.4031
633 | 812.402 | 812.402 | 812.402 | 790.8413 | 790.8413 | 1537 | 1276689.6 | 284702.8658 | 129144.3833 | 39520.7745 | 366159.519
634 | 1193.029 | 1322.736 | 1193.029 | 1287.6313 | 1193.029 | 1508.85 | 1891082.5368 | 429490.44 | 194821.6357 | 0 | 585956.1934
635 | 997.388 | 1388.934 | 997.388 | 1352.0724 | 997.388 | 1409.65 | 1485153.2185 | 359059.68 | 162873.4604 | 0 | 588808.0058
636 | 1238.61 | 2044.007 | 1238.61 | 1989.7602 | 1238.61 | 1459.95 | 1909154.6486 | 445899.6 | 202265.013 | 0 | 668911.3305
637 | 1158.511 | 2478.187 | 1158.511 | 2412.4173 | 1158.511 | 1464.05 | 1785327.9357 | 417063.96 | 189184.8463 | 0 | 620903.9705
638 | 1234.863 | 3623.282 | 1234.863 | 3527.1221 | 1234.863 | 1503.95 | 1958992.0141 | 444550.68 | 201653.1279 | 0 | 612553.7911
639 | 1047.104 | 2253.971 | 1047.104 | 2194.1518 | 1047.104 | 1522.4 | 1680485.7777 | 376957.44 | 170992.0832 | 0 | 500096.8704
640 | 1281.661 | 1962.593 | 1281.661 | 1910.5069 | 1281.661 | 1532.8 | 2069553.1109 | 461397.96 | 209295.2413 | 0 | 598792.0192
641 | 1055.169 | 1178.803 | 1055.169 | 1147.5182 | 1055.169 | 1544 | 1713848.9747 | 379860.84 | 172309.0977 | 0 | 481157.064
642 | 1044.091 | 1044.091 | 1044.091 | 1016.3814 | 1016.3814 | 1546.2 | 1655065.8964 | 365897.3019 | 165975.0816 | 50791.7077 | 461233.8766
643 | 1088.323 | 1088.323 | 1088.323 | 1059.4395 | 1059.4395 | 1605.2 | 1794403.9596 | 381398.2203 | 173006.4705 | 98146.13 | 418266.715
644 | 898.4 | 898.4 | 898.4 | 874.557 | 874.557 | 1508.95 | 1393698.9479 | 314840.5034 | 142815.1506 | 81018.6711 | 429451.1921
645 | 270.4 | 270.4 | 270.4 | 263.2237 | 263.2237 | 1492.6 | 413801.8628 | 94760.5433 | 42984.4353 | 24384.9607 | 133559.7213
646 | 91.2 | 91.2 | 91.2 | 88.7796 | 88.7796 | 1481.25 | 138322.7597 | 31960.6566 | 14497.709 | 8224.5134 | 46054.4184
647 | 94.4 | 94.4 | 94.4 | 91.8947 | 91.8947 | 1462.05 | 141554.3613 | 33082.0832 | 15006.4005 | 8513.0928 | 49434.7407
648 | 91.2 | 91.2 | 91.2 | 88.7796 | 88.7796 | 1438.95 | 134226.568 | 31960.6566 | 14497.709 | 4436.5901 | 49809.7955
649 | 96 | 96 | 96 | 93.4522 | 93.4522 | 1420.85 | 139944.8011 | 33642.7964 | 15260.7463 | 3031.8673 | 54122.8488
650 | 88 | 88 | 88 | 85.6645 | 85.6645 | 1425.7 | 128624.1485 | 30839.2301 | 13989.0174 | 2779.2117 | 49197.1384
651 | 94.4 | 94.4 | 94.4 | 91.8947 | 91.8947 | 1422.85 | 137884.1007 | 33082.0832 | 15006.4005 | 2981.3362 | 53037.0119
652 | 85.6 | 85.6 | 85.6 | 83.3282 | 83.3282 | 1414.15 | 124221.5705 | 29998.1602 | 13607.4988 | 2703.415 | 48817.8392
653 | 95.2 | 95.2 | 95.2 | 92.6734 | 92.6734 | 1414.4 | 138270.3671 | 33362.4398 | 15133.5734 | 3006.6018 | 54269.5687
654 | 88 | 88 | 88 | 85.6645 | 85.6645 | 1425.1 | 128742.2051 | 30839.2301 | 13989.0174 | 2779.2117 | 49248.5371
655 | 93.6 | 93.6 | 93.6 | 91.1159 | 91.1159 | 1426.25 | 137003.0604 | 32801.7265 | 14879.2276 | 4553.3424 | 52277.7517
656 | 77.076 | 77.076 | 77.076 | 75.0304 | 75.0304 | 1472.9 | 116272.991 | 27010.9602 | 12252.4717 | 3749.5024 | 39548.5475
657 | 83.396 | 83.396 | 83.396 | 81.1827 | 81.1827 | 1453.7 | 124176.3508 | 29225.7776 | 13257.1375 | 4056.9503 | 44350.1175
658 | 78.901 | 1234.703 | 78.901 | 1201.9347 | 78.901 | 1458.15 | 121243.1973 | 28404.36 | 12884.5333 | 0 | 42752.5069
659 | 86.02 | 3455.353 | 86.019 | 3363.6498 | 86.02 | 1475.55 | 133688.1758 | 30967.2 | 14047.066 | 0 | 45113.189
660 | 80.475 | 3768.323 | 80.475 | 3668.3138 | 80.475 | 1473.75 | 125050.3458 | 28971 | 13141.5675 | 0 | 42349.9688
661 | 88.61 | 3774.319 | 88.61 | 3674.1506 | 88.61 | 1456.75 | 136216.3372 | 31899.6 | 14470.013 | 0 | 48137.3825
662 | 80.761 | 3538.422 | 80.761 | 3444.5142 | 80.761 | 1462.3 | 124774.4591 | 29073.96 | 13188.2713 | 0 | 43425.1897
663 | 95.362 | 3094.954 | 95.362 | 3012.8156 | 95.362 | 1462.85 | 147331.3181 | 34330.32 | 15572.6146 | 0 | 51223.6983
664 | 84.557 | 1764.325 | 84.557 | 1717.5008 | 84.557 | 1229.9 | 109728.8264 | 30440.52 | 13808.1581 | 0 | 65117.3457
665 | 90.093 | 1310.8 | 90.093 | 1276.0121 | 90.093 | 1462 | 138521.4297 | 32433.48 | 14712.1869 | 0 | 48470.034
666 | 80.774 | 221.444 | 80.774 | 215.567 | 80.774 | 1514.35 | 128861.2528 | 29078.64 | 13190.3942 | 0 | 39227.8931
667 | 96.805 | 96.805 | 96.805 | 94.2358 | 94.2358 | 1606.65 | 159544.4609 | 33924.9053 | 15388.714 | 8729.9782 | 37067.6708
668 | 86.4 | 86.4 | 86.4 | 84.107 | 84.107 | 1563.75 | 138898.8008 | 30278.5168 | 13734.6716 | 7791.6442 | 36691.6749
669 | 93.6 | 93.6 | 93.6 | 91.1159 | 91.1159 | 1545.15 | 148693.811 | 32801.7265 | 14879.2276 | 8440.9479 | 41444.0703
670 | 87.2 | 87.2 | 87.2 | 84.8858 | 84.8858 | 1490.2 | 133732.0666 | 30558.8734 | 13861.8445 | 7863.7891 | 43274.7602
671 | 92.8 | 92.8 | 92.8 | 90.3371 | 90.3371 | 1513.7 | 144568.1422 | 32521.3699 | 14752.0547 | 8368.8031 | 43930.9505
672 | 87.2 | 87.2 | 87.2 | 84.8858 | 84.8858 | 1427.15 | 127862.5348 | 30558.8734 | 13861.8445 | 4242.0028 | 48626.8074
673 | 93.6 | 93.6 | 93.6 | 91.1159 | 91.1159 | 1481.4 | 142298.6483 | 32801.7265 | 14879.2276 | 2956.0706 | 47252.7094
674 | 88 | 88 | 88 | 85.6645 | 85.6645 | 1431.1 | 129583.68 | 30839.2301 | 13989.0174 | 2779.2117 | 48734.55
675 | 92.8 | 92.8 | 92.8 | 90.3371 | 90.3371 | 1421.05 | 135556.5424 | 32521.3699 | 14752.0547 | 2930.8051 | 52300.6864
676 | 87.2 | 87.2 | 87.2 | 84.8858 | 84.8858 | 1420.5 | 127180.6028 | 30558.8734 | 13861.8445 | 2753.9462 | 49191.2977
677 | 93.6 | 93.6 | 93.6 | 91.1159 | 91.1159 | 1423.7 | 136909.8733 | 32801.7265 | 14879.2276 | 2956.0706 | 52510.0972
678 | 83.2 | 83.2 | 83.2 | 80.9919 | 80.9919 | 1433.15 | 122563.3034 | 29157.0902 | 13225.9801 | 2627.6183 | 45910.2684
679 | 84.8 | 84.8 | 84.8 | 82.5495 | 82.5495 | 1460.05 | 127003.2278 | 29717.8035 | 13480.3259 | 4125.2504 | 44572.5778
680 | 79.796 | 79.796 | 79.796 | 77.6783 | 77.6783 | 1485.15 | 121386.3201 | 27964.1728 | 12684.8595 | 3881.8217 | 39992.651
681 | 84.042 | 1991.735 | 84.042 | 1938.8754 | 84.042 | 1514.75 | 133954.6395 | 30255.12 | 13724.0586 | 0 | 40781.3805
682 | 80.506 | 2975.721 | 80.506 | 2896.747 | 80.506 | 1517.8 | 128756.77 | 28982.16 | 13146.6298 | 0 | 38819.9932
683 | 81.184 | 3382.083 | 81.184 | 3292.3244 | 81.184 | 1512.05 | 129620.6501 | 29226.24 | 13257.3472 | 0 | 39613.7328
684 | 80.078 | 3666.045 | 80.078 | 3568.7502 | 80.078 | 1504.25 | 127065.2404 | 28828.08 | 13076.7374 | 0 | 39698.6685
685 | 81.515 | 3531.232 | 81.515 | 3437.515 | 81.515 | 1494.25 | 128193.494 | 29345.4 | 13311.3995 | 0 | 41226.2112
686 | 74.649 | 2341.474 | 74.649 | 2279.3326 | 74.649 | 1512.05 | 119180.171 | 26873.64 | 12190.1817 | 0 | 36424.9795
687 | 88.307 | 2003.772 | 88.307 | 1950.593 | 88.307 | 1538.5 | 143263.0536 | 31790.52 | 14420.5331 | 0 | 40753.6805
688 | 79.067 | 1100.552 | 79.067 | 1071.3439 | 79.067 | 1542.5 | 128599.9931 | 28464.12 | 12911.6411 | 0 | 36173.1525
689 | 84.323 | 235.841 | 84.323 | 229.5819 | 84.323 | 1555.05 | 138174.6147 | 30356.28 | 13769.9459 | 0 | 37519.5189
690 | 79.24 | 166.07 | 79.24 | 161.6626 | 79.24 | 1564.7 | 130579.196 | 28526.4 | 12939.892 | 0 | 34493.172
691 | 95.215 | 95.215 | 95.215 | 92.688 | 92.688 | 1572.9 | 153752.4155 | 33367.6965 | 15135.9579 | 8586.5903 | 39587.0644
692 | 89.6 | 89.6 | 89.6 | 87.2221 | 87.2221 | 1533.7 | 141169.1191 | 31399.9433 | 14243.3632 | 8080.2237 | 40671.6488
693 | 93.6 | 93.6 | 93.6 | 91.1159 | 91.1159 | 1513.55 | 145172.3967 | 32801.7265 | 14879.2276 | 8440.9479 | 44323.333
694 | 87.2 | 87.2 | 87.2 | 84.8858 | 84.8858 | 1495.6 | 133638.8522 | 30558.8734 | 13861.8445 | 7863.7891 | 42816.3771
695 | 96.8 | 96.8 | 96.8 | 94.231 | 94.231 | 1515.1 | 150468.61 | 33923.1531 | 15387.9192 | 8729.5273 | 45692.6026
696 | 87.2 | 87.2 | 87.2 | 84.8858 | 84.8858 | 1541.35 | 137682.7506 | 30558.8734 | 13861.8445 | 4242.0028 | 38932.8536
697 | 93.6 | 93.6 | 93.6 | 91.1159 | 91.1159 | 1523.9 | 146224.2785 | 32801.7265 | 14879.2276 | 2956.0706 | 43380.2833
698 | 88.8 | 88.8 | 88.8 | 86.4433 | 86.4433 | 1503.6 | 136844.5783 | 31119.5867 | 14116.1903 | 2804.4773 | 42910.4523
699 | 87.2 | 87.2 | 87.2 | 84.8858 | 84.8858 | 1463.65 | 130977.3288 | 30558.8734 | 13861.8445 | 2753.9462 | 45528.4771
700 | 87.2 | 87.2 | 87.2 | 84.8858 | 84.8858 | 1428.1 | 127811.8277 | 30558.8734 | 13861.8445 | 2753.9462 | 48546.1659
701 | 93.6 | 93.6 | 93.6 | 91.1159 | 91.1159 | 1431.3 | 137411.593 | 32801.7265 | 14879.2276 | 2956.0706 | 51817.6163
702 | 84 | 84 | 84 | 81.7707 | 81.7707 | 1445.75 | 124421.5617 | 29437.4469 | 13353.153 | 2652.8839 | 45321.4026
703 | 87.2 | 87.2 | 87.2 | 84.8858 | 84.8858 | 1531.55 | 136610.9501 | 30558.8734 | 13861.8445 | 4242.0028 | 39764.7341
704 | 76.02 | 76.02 | 76.02 | 74.0025 | 74.0025 | 1485.15 | 115500.6863 | 26640.8894 | 12084.6035 | 3698.1313 | 38100.172
705 | 84.507 | 853.638 | 84.507 | 830.9829 | 84.507 | 1556.25 | 138322.5596 | 30422.52 | 13799.9931 | 0 | 37499.9812
706 | 72.771 | 2698.605 | 72.771 | 2626.9855 | 72.771 | 1594.1 | 122164.7269 | 26197.56 | 11883.5043 | 0 | 29537.7489
707 | 81.102 | 3685.142 | 81.102 | 3587.3403 | 81.102 | 1519.65 | 129310.9644 | 29196.72 | 13243.9566 | 0 | 38957.3457
708 | 75.163 | 3820.017 | 75.163 | 3718.6358 | 75.163 | 1541.85 | 122424.1616 | 27058.68 | 12274.1179 | 0 | 34435.9285
709 | 86.617 | 4005.719 | 86.617 | 3899.4094 | 86.617 | 1498.05 | 136638.5045 | 31182.12 | 14144.5561 | 0 | 43477.4031
710 | 78.42 | 3389.566 | 78.42 | 3299.6088 | 78.42 | 1562.9 | 129081.4842 | 28231.2 | 12805.986 | 0 | 34277.382
711 | 78.853 | 2784.401 | 78.853 | 2710.5045 | 78.853 | 1625 | 134858.9635 | 28387.08 | 12876.6949 | 0 | 29569.875
712 | 79.653 | 2316.743 | 79.653 | 2255.2579 | 79.653 | 1588.8 | 133190.3811 | 28675.08 | 13007.3349 | 0 | 32753.3136
713 | 88.652 | 984.035 | 88.652 | 957.9192 | 88.652 | 1555.05 | 145116.1975 | 31914.72 | 14476.8716 | 0 | 39445.7074
714 | 82.665 | 229.293 | 82.665 | 223.2077 | 82.665 | 1564.7 | 136127.8729 | 29759.4 | 13499.1945 | 0 | 35984.0745
715 | 97.636 | 97.636 | 97.636 | 95.0448 | 95.0448 | 1614.4 | 161878.3529 | 34216.1258 | 15520.8148 | 8804.9187 | 36649.2725
716 | 88.8 | 88.8 | 88.8 | 86.4433 | 86.4433 | 1575.2 | 143664.0874 | 31119.5867 | 14116.1903 | 8008.0788 | 36721.1123
717 | 94.4 | 94.4 | 94.4 | 91.8947 | 91.8947 | 1555.05 | 150396.4168 | 33082.0832 | 15006.4005 | 8513.0928 | 40888.5358
718 | 87.2 | 87.2 | 87.2 | 84.8858 | 84.8858 | 1568.1 | 140086.7368 | 30558.8734 | 13861.8445 | 7863.7891 | 36662.1595
719 | 91.2 | 91.2 | 91.2 | 88.7796 | 88.7796 | 1624.25 | 151894.1589 | 31960.6566 | 14497.709 | 8224.5134 | 33358.9353
720 | 84.8 | 84.8 | 84.8 | 82.5495 | 82.5495 | 1541.35 | 133959.4651 | 29717.8035 | 13480.3259 | 4125.2504 | 37861.3072
721 | 93.6 | 93.6 | 93.6 | 91.1159 | 91.1159 | 1482.15 | 142484.4472 | 32801.7265 | 14879.2276 | 2956.0706 | 47184.3725
722 | 81.6 | 81.6 | 81.6 | 79.4344 | 79.4344 | 1431.1 | 119925.038 | 28596.377 | 12971.6343 | 2577.0872 | 45190.2191
723 | 92.8 | 92.8 | 92.8 | 90.3371 | 90.3371 | 1428.65 | 136147.0094 | 32521.3699 | 14752.0547 | 2930.8051 | 51614.1241
724 | 80 | 80 | 80 | 77.8768 | 77.8768 | 1428.1 | 117421.0035 | 28035.6637 | 12717.2886 | 2526.5561 | 44537.7669
725 | 90.4 | 90.4 | 90.4 | 88.0008 | 88.0008 | 1431.3 | 132973.8625 | 31680.3 | 14370.5361 | 2855.0084 | 50046.0739
726 | 80 | 80 | 80 | 77.8768 | 77.8768 | 1483.25 | 121881.3569 | 28035.6637 | 12717.2886 | 2526.5561 | 40242.8589
727 | 86.4 | 86.4 | 86.4 | 84.107 | 84.107 | 1546.55 | 137048.4991 | 30278.5168 | 13734.6716 | 4203.0853 | 38138.3151
728 | 75.453 | 75.453 | 75.453 | 73.4505 | 73.4505 | 1570.65 | 121410.1528 | 26442.1867 | 11994.4697 | 3670.5486 | 31535.9801
729 | 85.467 | 878.554 | 85.466 | 855.2377 | 85.467 | 1599.75 | 144020.4513 | 30768.12 | 13956.7611 | 0 | 34208.1667
730 | 74.454 | 2531.825 | 74.454 | 2464.6317 | 74.454 | 1605.6 | 126040.968 | 26803.44 | 12158.3382 | 0 | 29364.6576
731 | 80.579 | 3517.483 | 80.579 | 3424.1309 | 80.579 | 1519.65 | 129659.5614 | 29008.44 | 13158.5507 | 0 | 38706.1226
732 | 73.28 | 3217.343 | 73.28 | 3131.9565 | 73.28 | 1511.85 | 117635.9831 | 26380.8 | 11966.624 | 0 | 35771.632
733 | 82.654 | 3383.058 | 82.654 | 3293.2735 | 82.654 | 1498.05 | 131055.7399 | 29755.44 | 13497.3982 | 0 | 41488.1753
734 | 74.961 | 2023.015 | 74.961 | 1969.3253 | 74.961 | 1561.15 | 123895.3192 | 26985.96 | 12241.1313 | 0 | 32896.6349
735 | 86.787 | 1548.725 | 86.787 | 1507.6227 | 86.787 | 1624 | 149365.6563 | 31243.32 | 14172.3171 | 0 | 32631.912
736 | 81.253 | 1507.112 | 81.253 | 1467.1141 | 81.253 | 1632.05 | 140137.4019 | 29251.08 | 13268.6149 | 0 | 29897.0414
737 | 87.089 | 648.66 | 87.089 | 631.4449 | 87.089 | 1555.05 | 142592.4133 | 31352.04 | 14221.6337 | 0 | 38750.2505
738 | 79.66 | 213.606 | 79.66 | 207.937 | 79.66 | 1606.2 | 134631.4288 | 28677.6 | 13008.478 | 0 | 31370.108
739 | 96.821 | 96.821 | 96.821 | 94.2514 | 94.2514 | 1658.4 | 164705.9693 | 33930.5124 | 15391.2574 | 8731.4211 | 32196.2862
740 | 88 | 88 | 88 | 85.6645 | 85.6645 | 1618.2 | 146056.2743 | 30839.2301 | 13989.0174 | 7935.9339 | 32706.7168
741 | 91.2 | 91.2 | 91.2 | 88.7796 | 88.7796 | 1556.55 | 145355.8926 | 31960.6566 | 14497.709 | 8224.5134 | 39369.3144
742 | 86.4 | 86.4 | 86.4 | 84.107 | 84.107 | 1582.1 | 139986.8126 | 30278.5168 | 13734.6716 | 7791.6442 | 35148.3116
743 | 92.8 | 92.8 | 92.8 | 90.3371 | 90.3371 | 1588.85 | 151251.5397 | 32521.3699 | 14752.0547 | 8368.8031 | 37142.1145
744 | 88 | 88 | 88 | 85.6645 | 85.6645 | 1650.1 | 149084.651 | 30839.2301 | 13989.0174 | 4280.9202 | 29974.0183
745 | 94.4 | 94.4 | 94.4 | 91.8947 | 91.8947 | 1648.85 | 160139.5907 | 33082.0832 | 15006.4005 | 2981.3362 | 32268.8153
746 | 87.2 | 87.2 | 87.2 | 84.8858 | 84.8858 | 1496.6 | 134426.7049 | 30558.8734 | 13861.8445 | 2753.9462 | 42731.4914
747 | 93.6 | 93.6 | 93.6 | 91.1159 | 91.1159 | 1448.95 | 139731.6646 | 32801.7265 | 14879.2276 | 2956.0706 | 50209.4206
748 | 80 | 80 | 80 | 77.8768 | 77.8768 | 1447.7 | 119307.6189 | 28035.6637 | 12717.2886 | 2526.5561 | 43011.3807
749 | 88.8 | 88.8 | 88.8 | 86.4433 | 86.4433 | 1471.45 | 134655.6355 | 31119.5867 | 14116.1903 | 2804.4773 | 45689.6043
750 | 86.4 | 86.4 | 86.4 | 84.107 | 84.107 | 1519.5 | 135196.2812 | 30278.5168 | 13734.6716 | 2728.6806 | 40413.4092
751 | 88.8 | 88.8 | 88.8 | 86.4433 | 86.4433 | 1552.95 | 141754.3726 | 31119.5867 | 14116.1903 | 4319.8377 | 38644.4757
752 | 79.281 | 79.281 | 79.281 | 77.1769 | 77.1769 | 1540.95 | 125394.729 | 27783.6932 | 12602.9919 | 3856.7686 | 35428.0676
753 | 84.741 | 1866.149 | 84.741 | 1816.6224 | 84.741 | 1572.5 | 140718.1427 | 30506.76 | 13838.2053 | 0 | 36226.7775
754 | 75.611 | 2970.627 | 75.611 | 2891.7882 | 75.611 | 1555.75 | 124590.5176 | 27219.96 | 12347.2763 | 0 | 33590.1867
755 | 86.655 | 3500.184 | 86.655 | 3407.291 | 86.655 | 1532.9 | 140901.7466 | 31195.8 | 14150.7615 | 0 | 40476.5505
756 | 74.903 | 3702.773 | 74.903 | 3604.5034 | 74.903 | 1526.95 | 121293.2508 | 26965.08 | 12231.6599 | 0 | 35432.8641
757 | 87.642 | 3683.446 | 87.642 | 3585.6894 | 87.642 | 1515.1 | 140573.8518 | 31551.12 | 14311.9386 | 0 | 42497.6058
758 | 82.638 | 3026.339 | 82.638 | 2946.0216 | 82.638 | 1526.6 | 133663.2753 | 29749.68 | 13494.7854 | 0 | 39120.8292
759 | 89.332 | 3002.261 | 89.332 | 2922.5826 | 89.332 | 1541.65 | 145770.0364 | 32159.52 | 14587.9156 | 0 | 40945.3222
760 | 81.435 | 2328.029 | 81.435 | 2266.2444 | 81.435 | 1554.8 | 134007.0746 | 29316.6 | 13298.3355 | 0 | 36254.862
761 | 83.254 | 1316.355 | 83.254 | 1281.4197 | 83.254 | 1602.35 | 140826.0267 | 29971.44 | 13595.3782 | 0 | 33105.9531
762 | 82.933 | 226.143 | 82.933 | 220.1413 | 82.933 | 1645.65 | 144258.775 | 29855.88 | 13542.9589 | 0 | 29387.3085
763 | 96.007 | 96.007 | 96.007 | 93.459 | 93.459 | 1782.4 | 176133.0225 | 33645.2496 | 15261.859 | 8658.0138 | 20336.6842
764 | 91.2 | 91.2 | 91.2 | 88.7796 | 88.7796 | 1634.05 | 153265.9277 | 31960.6566 | 14497.709 | 8224.5134 | 32488.8952
765 | 93.6 | 93.6 | 93.6 | 91.1159 | 91.1159 | 1731.75 | 166253.5391 | 32801.7265 | 14879.2276 | 8440.9479 | 24441.8421
766 | 88.8 | 88.8 | 88.8 | 86.4433 | 86.4433 | 1836.55 | 167196.7909 | 31119.5867 | 14116.1903 | 8008.0788 | 14129.1568
767 | 97.6 | 97.6 | 97.6 | 95.0097 | 95.0097 | 1812.5 | 181857.605 | 34203.5097 | 15515.092 | 8801.6722 | 17814.328
768 | 90.4 | 90.4 | 90.4 | 88.0008 | 88.0008 | 1798.7 | 166985.195 | 31680.3 | 14370.5361 | 4397.6726 | 17714.5677
769 | 92.8 | 92.8 | 92.8 | 90.3371 | 90.3371 | 1773.85 | 169243.4748 | 32521.3699 | 14752.0547 | 4514.425 | 20429.7439
770 | 86.4 | 86.4 | 86.4 | 84.107 | 84.107 | 1540.4 | 136835.0064 | 30278.5168 | 13734.6716 | 4203.0853 | 38655.5731
771 | 91.2 | 91.2 | 91.2 | 88.7796 | 88.7796 | 1531.45 | 143724.281 | 31960.6566 | 14497.709 | 4436.5901 | 41597.6824
772 | 87.2 | 87.2 | 87.2 | 84.8858 | 84.8858 | 1529.7 | 137353.0505 | 30558.8734 | 13861.8445 | 4242.0028 | 39921.7727
773 | 92.8 | 92.8 | 92.8 | 90.3371 | 90.3371 | 1530.6 | 146181.8232 | 32521.3699 | 14752.0547 | 4514.425 | 42404.2529
774 | 85.6 | 85.6 | 85.6 | 83.3282 | 83.3282 | 1539.15 | 135658.6044 | 29998.1602 | 13607.4988 | 4164.1679 | 38401.8114
775 | 76.8 | 76.8 | 76.8 | 74.7618 | 74.7618 | 1782.95 | 141189.141 | 26914.2372 | 12208.597 | 3736.0758 | 16227.0421
776 | 82.775 | 82.775 | 82.775 | 80.5782 | 80.5782 | 1765.2 | 150454.4575 | 29008.1508 | 13158.4195 | 4026.7406 | 18919.7606
777 | 646.748 | 1670.139 | 646.748 | 1625.8144 | 646.748 | 1609.4 | 1102607.1728 | 232829.28 | 105613.9484 | 0 | 252619.7688
778 | 552.934 | 3090.559 | 552.934 | 3008.5372 | 552.934 | 1595.75 | 937750.1824 | 199056.24 | 90294.1222 | 0 | 223523.5695
779 | 876.383 | 2869.448 | 876.383 | 2793.2944 | 876.383 | 1555.95 | 1459628.3995 | 315497.88 | 143113.3439 | 0 | 389157.8711
780 | 949.841 | 3198.336 | 949.841 | 3113.4539 | 949.841 | 1548.8 | 1570142.1137 | 341942.76 | 155109.0353 | 0 | 428568.2592
781 | 1244.374 | 3157.89 | 1244.374 | 3074.0813 | 1244.374 | 1515.1 | 2005592.92 | 447974.64 | 203206.2742 | 0 | 603396.9526
782 | 1169.848 | 3020.715 | 1169.848 | 2940.5469 | 1169.848 | 1548.45 | 1927341.9883 | 421145.28 | 191036.1784 | 0 | 528244.8644
783 | 1381.741 | 2976.746 | 1381.741 | 2897.7448 | 1381.741 | 1588.7 | 2330296.4715 | 497426.76 | 225638.3053 | 0 | 568310.0733
784 | 889.368 | 1959.404 | 889.368 | 1907.4025 | 889.368 | 1556.7 | 1466648.3352 | 320172.48 | 145233.7944 | 0 | 394256.8344
785 | 1360.953 | 1360.953 | 1360.953 | 1324.834 | 1324.834 | 1593.2 | 2233322.9789 | 476940.2578 | 216345.4003 | 66206.0366 | 538942.4913
786 | 1095.157 | 1095.157 | 1095.157 | 1066.0921 | 1066.0921 | 1626.5 | 1835870.6511 | 383793.1669 | 174092.8449 | 53275.9062 | 398185.4106
787 | 1127.015 | 1127.015 | 1127.015 | 1097.1046 | 1097.1046 | 1782.4 | 2068517.8672 | 394957.6691 | 179157.1871 | 54825.6967 | 238729.9689
788 | 1211.2 | 1211.2 | 1211.2 | 1179.0554 | 1179.0554 | 1749.55 | 2181477.0298 | 424459.9484 | 192539.7488 | 58921.0293 | 295294.428
789 | 1118.4 | 1118.4 | 1118.4 | 1088.7183 | 1088.7183 | 1729.6 | 1983149.4982 | 391938.5785 | 177787.6941 | 54406.6043 | 294389.4212
790 | 1337.6 | 1337.6 | 1337.6 | 1302.1008 | 1302.1008 | 1835.55 | 2515299.7353 | 468756.2971 | 212633.0648 | 65069.9874 | 214130.4807
791 | 1112 | 1112 | 1112 | 1082.4881 | 1082.4881 | 1810.35 | 2069102.5077 | 389695.7254 | 176770.311 | 54095.2646 | 205293.8731
792 | 163.2 | 163.2 | 163.2 | 158.8688 | 158.8688 | 1790.85 | 301027.2319 | 57192.7539 | 25943.2687 | 7939.1611 | 33227.4014
793 | 108.8 | 108.8 | 108.8 | 105.9125 | 105.9125 | 1766.5 | 198258.146 | 38128.5026 | 17295.5124 | 3436.1163 | 24730.5705
794 | 94.4 | 94.4 | 94.4 | 91.8947 | 91.8947 | 1602.6 | 155878.9541 | 33082.0832 | 15006.4005 | 2981.3362 | 36518.944
795 | 105.6 | 105.6 | 105.6 | 102.7974 | 102.7974 | 1506.8 | 164003.6314 | 37007.0761 | 16786.8209 | 3335.0541 | 50699.6942
796 | 101.6 | 101.6 | 101.6 | 98.9036 | 98.9036 | 1484.75 | 155453.1257 | 35605.2929 | 16150.9565 | 3208.7262 | 50960.0755
797 | 105.6 | 105.6 | 105.6 | 102.7974 | 102.7974 | 1484.7 | 161713.3306 | 37007.0761 | 16786.8209 | 3335.0541 | 52971.5175
798 | 95.2 | 95.2 | 95.2 | 92.6734 | 92.6734 | 1491.45 | 146600.5662 | 33362.4398 | 15133.5734 | 3006.6018 | 47129.0799
799 | 87.2 | 87.2 | 87.2 | 84.8858 | 84.8858 | 1519.5 | 136756.6192 | 30558.8734 | 13861.8445 | 4242.0028 | 40787.6075
800 | 82.403 | 82.403 | 82.403 | 80.2161 | 80.2161 | 1519.9 | 129213.0487 | 28877.7849 | 13099.2841 | 4008.644 | 38511.7349
801 | 835.519 | 835.519 | 835.519 | 813.3448 | 813.3448 | 1504.85 | 1300304.7662 | 292804.1212 | 132819.2028 | 40645.343 | 402727.6684
802 | 1039.674 | 1259.845 | 1039.673 | 1226.4094 | 1039.674 | 1502 | 1663899.9595 | 374282.64 | 169778.7642 | 0 | 517757.652
803 | 891.524 | 1748.025 | 891.523 | 1701.6334 | 891.524 | 1338 | 1278682.3551 | 320948.64 | 145585.8692 | 0 | 590188.888
804 | 1352.422 | 1887.42 | 1352.421 | 1837.3289 | 1352.422 | 1403.55 | 2032589.6376 | 486871.92 | 220850.5126 | 0 | 806652.1019
805 | 1341.667 | 2647.769 | 1341.668 | 2577.4987 | 1341.667 | 1484.65 | 2127858.908 | 483000.12 | 219094.2211 | 0 | 691428.0884
806 | 1194.461 | 3388.89 | 1194.461 | 3298.9507 | 1194.461 | 1494.45 | 1911344.4468 | 430005.96 | 195055.4813 | 0 | 603859.7585
807 | 1481.371 | 2558.038 | 1481.371 | 2490.1491 | 1481.371 | 1508.55 | 2382070.9909 | 533293.56 | 241907.8843 | 0 | 728019.778
808 | 1646.336 | 678.953 | 678.953 | 660.934 | 660.934 | 1516.9 | 1064679.5726 | 237936.2247 | 107930.5153 | 1806241.9439 | 319297.1949
809 | 1713.488 | 679.461 | 679.461 | 661.4285 | 661.4285 | 1528 | 1070139.9318 | 238114.2512 | 108011.27 | 1928425.1085 | 312194.2404
810 | 1434.101 | 116.162 | 116.162 | 113.0791 | 113.0791 | 1536.9 | 183751.0854 | 40708.4846 | 18465.8209 | 2421433.099 | 52366.9423
811 | 1539.509 | 1539.509 | 1539.509 | 1498.6513 | 1498.6513 | 1585.95 | 2511778.7056 | 539514.4573 | 244729.7525 | 138834.5651 | 620516.5585
812 | 1661.6 | 1661.6 | 1661.6 | 1617.502 | 1617.502 | 1559.35 | 2664572.9399 | 582300.7351 | 264138.0834 | 149844.8618 | 712752.2747
813 | 1616 | 1616 | 1616 | 1573.1122 | 1573.1122 | 1539.25 | 2549118.9584 | 566320.4068 | 256889.229 | 145732.6052 | 724811.465
814 | 1728.8 | 1728.8 | 1728.8 | 1682.9186 | 1682.9186 | 1800.55 | 3196331.8257 | 605850.6926 | 274820.6058 | 155905.0296 | 335658.1129
815 | 1469.6 | 1469.6 | 1469.6 | 1430.5976 | 1430.5976 | 1783.85 | 2702312.9113 | 515015.1422 | 233616.5909 | 132530.0969 | 309223.6749
816 | 1761.6 | 0 | 0 | 0 | 0 | 1771.1 | 0 | 0 | 0 | 3229012.8 | 0
817 | 1354.4 | 0 | 0 | 0 | 0 | 1598.25 | 0 | 0 | 0 | 1611736 | 0
818 | 1331.2 | 0 | 0 | 0 | 0 | 1752.1 | 0 | 0 | 0 | 1584128 | 0
819 | 1416.8 | 0 | 0 | 0 | 0 | 1747.8 | 0 | 0 | 0 | 1685992 | 0
820 | 1299.2 | 0 | 0 | 0 | 0 | 1746.6 | 0 | 0 | 0 | 1546048 | 0
821 | 1488 | 0 | 0 | 0 | 0 | 1747.3 | 0 | 0 | 0 | 1770720 | 0
822 | 1488.8 | 0 | 0 | 0 | 0 | 1748.75 | 0 | 0 | 0 | 1771672 | 0
823 | 1292.8 | 62.952 | 62.952 | 61.2813 | 61.2813 | 1750.75 | 113720.7864 | 22061.2638 | 10007.2344 | 2257373.7987 | 15274.3611
824 | 1289.506 | 1175.003 | 1175.003 | 1143.8191 | 1143.8191 | 1594.2 | 1937728.3534 | 411774.8619 | 186785.6527 | 267044.1593 | 464161.7749
825 | 1526.73 | 1526.73 | 1526.73 | 1486.2114 | 1486.2114 | 1516.9 | 2399418.3658 | 535036.1105 | 242698.3246 | 74270.5606 | 717988.7361
826 | 1083.978 | 1083.978 | 1083.978 | 1055.2098 | 1055.2098 | 1466.35 | 1655538.0423 | 379875.5333 | 172315.7628 | 52732.0834 | 563112.7177
827 | 1402.913 | 1402.913 | 1402.913 | 1365.6805 | 1365.6805 | 1465.5 | 2151306.1149 | 491644.9634 | 223015.6181 | 68247.2572 | 729956.2025
828 | 1305.329 | 1567.141 | 1305.328 | 1525.5499 | 1305.329 | 1467.95 | 2053872.679 | 469918.44 | 213160.2257 | 0 | 694500.2944
829 | 1517.919 | 1517.919 | 1517.919 | 1477.6343 | 1477.6343 | 1461.4 | 2312199.2638 | 531948.3326 | 241297.6742 | 73841.9335 | 795853.811
830 | 1335.878 | 1335.878 | 1335.878 | 1300.4245 | 1300.4245 | 1467.95 | 2042470.0502 | 468152.8294 | 212359.3251 | 64986.2176 | 691890.8691
831 | 1360.865 | 1360.865 | 1360.865 | 1324.7484 | 1324.7484 | 1460.4 | 2062978.7699 | 476909.4185 | 216331.4112 | 66201.7557 | 714834.2284
832 | 1604.627 | 1918.076 | 1604.627 | 1867.1713 | 1604.627 | 1490.55 | 2535586.5198 | 577665.72 | 262035.5891 | 0 | 817477.2252
833 | 1501.802 | 1139.371 | 1139.371 | 1109.1327 | 1109.1327 | 1508.4 | 1769709.6596 | 399287.7773 | 181121.3723 | 719762.7998 | 545249.6426
834 | 1303.802 | 190.007 | 190.007 | 184.9643 | 184.9643 | 1588.3 | 310669.6702 | 66587.1544 | 30204.6731 | 2050829.4715 | 76149.8096
835 | 1407.738 | 1407.738 | 1407.738 | 1370.3774 | 1370.3774 | 1847.5 | 2675192.7953 | 493335.8643 | 223782.6296 | 126951.3157 | 208982.5536
836 | 1397.6 | 1397.6 | 1397.6 | 1360.5085 | 1360.5085 | 1825.6 | 2624427.7577 | 489783.0448 | 222171.0312 | 126037.06 | 237272.6751
837 | 1207.2 | 1207.2 | 1207.2 | 1175.1616 | 1175.1616 | 1799.75 | 2233090.9942 | 423058.1652 | 191903.8844 | 108866.5848 | 235326.1044
838 | 1357.6 | 1357.6 | 1357.6 | 1321.57 | 1321.57 | 1793.35 | 2503469.3366 | 475765.213 | 215812.3869 | 122429.8173 | 273102.448
839 | 1300.8 | 1300.8 | 1300.8 | 1266.2775 | 1266.2775 | 1657.4 | 2221031.1943 | 455859.8918 | 206783.112 | 117307.5327 | 433826.6637
840 | 1248.8 | 0 | 0 | 0 | 0 | 1506.9 | 0 | 0 | 0 | 2289050.4 | 0
841 | 1178.4 | 0 | 0 | 0 | 0 | 1460.9 | 0 | 0 | 0 | 1402296 | 0
842 | 1225.6 | 0 | 0 | 0 | 0 | 1458.9 | 0 | 0 | 0 | 1458464 | 0
843 | 1224.8 | 0 | 0 | 0 | 0 | 1448.95 | 0 | 0 | 0 | 1457512 | 0
844 | 903.2 | 0 | 0 | 0 | 0 | 1447.7 | 0 | 0 | 0 | 1074808 | 0
845 | 1121.6 | 0 | 0 | 0 | 0 | 1449.6 | 0 | 0 | 0 | 1334704 | 0
846 | 1310.4 | 0 | 0 | 0 | 0 | 1462.65 | 0 | 0 | 0 | 1559376 | 0
847 | 1152 | 0 | 0 | 0 | 0 | 1476.95 | 0 | 0 | 0 | 2111616 | 0
848 | 933.17 | 219.826 | 219.826 | 213.9919 | 213.9919 | 1516.7 | 343378.0587 | 77037.0976 | 34944.8834 | 1318253.388 | 103422.3035
849 | 1215.698 | 1092.449 | 1092.449 | 1063.456 | 1063.456 | 1580.45 | 1787075.0637 | 382844.1597 | 173662.3647 | 279059.5877 | 446172.9644
850 | 1139.46 | 1139.46 | 1139.46 | 1109.2194 | 1109.2194 | 1578.8 | 1865325.7519 | 399318.967 | 181135.5203 | 55431.1063 | 467203.1914
851 | 1551.141 | 1551.141 | 1551.141 | 1509.9746 | 1509.9746 | 1527.95 | 2452534.9345 | 543590.8429 | 246578.8462 | 75458.0781 | 712783.4927
852 | 1338.153 | 1338.153 | 1338.153 | 1302.6391 | 1302.6391 | 1483.7 | 2060873.4243 | 468950.0936 | 212720.973 | 65096.8891 | 672552.5926
853 | 1140.835 | 1895.016 | 1140.835 | 1844.7233 | 1140.835 | 1474.9 | 1796609.9473 | 410700.6 | 186298.3555 | 0 | 599052.4585
854 | 1315.264 | 1315.264 | 1315.264 | 1280.3576 | 1280.3576 | 1503.6 | 2058708.4557 | 460928.7398 | 209082.3978 | 63983.412 | 635569.5178
855 | 1361.037 | 1361.037 | 1361.037 | 1324.9158 | 1324.9158 | 1540.7 | 2176016.0649 | 476969.6952 | 216358.7534 | 66210.1229 | 608533.8361
856 | 1270.539 | 1270.539 | 1270.539 | 1236.8196 | 1236.8196 | 1551.75 | 2033254.6357 | 445255.0515 | 201972.6387 | 61807.683 | 554404.3801
857 | 1377.713 | 1024.014 | 1024.014 | 996.8372 | 996.8372 | 1566.4 | 1647559.5602 | 358861.4016 | 162783.5191 | 698145.2925 | 432228.6215
858 | 1430.203 | 220.818 | 220.818 | 214.9576 | 214.9576 | 1580.65 | 358377.421 | 77384.7398 | 35102.5778 | 2227544.7987 | 90142.474
859 | 1135.9 | 1135.9 | 1135.9 | 1105.7538 | 1105.7538 | 1584.45 | 1851396.6628 | 398071.38 | 180569.601 | 102436.6746 | 459496.0054
860 | 1324 | 1324 | 1324 | 1288.8618 | 1288.8618 | 1547.1 | 2104474.8353 | 463990.2342 | 210471.1257 | 119399.7334 | 583725.4919
861 | 1216.8 | 1216.8 | 1216.8 | 1184.5068 | 1184.5068 | 1512.65 | 1887923.4081 | 426422.4449 | 193429.959 | 109732.323 | 577269.3848
862 | 1368.8 | 1368.8 | 1368.8 | 1332.4728 | 1332.4728 | 1514.55 | 2127674.2973 | 479690.2059 | 217592.8073 | 123439.8453 | 646848.9179
863 | 1304 | 1304 | 1304 | 1269.3926 | 1269.3926 | 1494.35 | 2003819.164 | 456981.3183 | 207291.8036 | 117596.1121 | 641868.3434
864 | 504 | 476.034 | 476.034 | 463.4003 | 463.4003 | 1475.75 | 721888.46 | 166824.1142 | 75673.2718 | 74419.2187 | 242937.6163
865 | 308.8 | 0 | 0 | 0 | 0 | 1459.95 | 0 | 0 | 0 | 367472 | 0
866 | 223.2 | 0 | 0 | 0 | 0 | 1414.9 | 0 | 0 | 0 | 265608 | 0
867 | 305.6 | 0 | 0 | 0 | 0 | 1390.7 | 0 | 0 | 0 | 363664 | 0
868 | 234.4 | 0 | 0 | 0 | 0 | 1407.5 | 0 | 0 | 0 | 278936 | 0
869 | 284.8 | 0 | 0 | 0 | 0 | 1396.6 | 0 | 0 | 0 | 338912 | 0
870 | 280.8 | 0 | 0 | 0 | 0 | 1454.75 | 0 | 0 | 0 | 334152 | 0
871 | 279.2 | 279.2 | 279.2 | 271.7902 | 271.7902 | 1469.05 | 419397.2504 | 97844.4663 | 44383.3371 | 13582.1923 | 144306.9983
872 | 207.884 | 207.884 | 207.884 | 202.3669 | 202.3669 | 1492.95 | 317270.6707 | 72852.0739 | 33046.5102 | 10112.8957 | 102610.1224
873 | 1383.408 | 1383.408 | 1383.408 | 1346.6931 | 1346.6931 | 1453.4 | 2059284.4139 | 484809.5181 | 219914.9842 | 67298.401 | 736102.4517
874 | 1305.53 | 1305.53 | 1305.53 | 1270.8819 | 1270.8819 | 1358.75 | 1826628.2367 | 457517.5004 | 207535.0217 | 63509.8839 | 814953.0476
875 | 1615.041 | 1615.041 | 1615.041 | 1572.1787 | 1572.1787 | 345.9 | 581630.4972 | 565984.3292 | 256736.7805 | 78566.61 | 2600540.775
876 | 1779.002 | 1779.002 | 1779.002 | 1731.7883 | 1731.7883 | 1228.95 | 2274974.8794 | 623443.7724 | 282801.0223 | 86542.7914 | 1335295.3354
877 | 1624.258 | 1624.258 | 1624.258 | 1581.1511 | 1581.1511 | 1307.1 | 2210095.1399 | 569214.3881 | 258201.9711 | 79014.9877 | 1095579.5821
878 | 1539.01 | 2347.693 | 1539.01 | 2285.3865 | 1539.01 | 1228.6 | 2027673.4823 | 554043.6 | 251320.333 | 0 | 1187192.314
879 | 1787.689 | 2203.308 | 1787.689 | 2144.8334 | 1787.689 | 1344.6 | 2558976.7377 | 643568.04 | 291929.6137 | 0 | 1171651.3706
880 | 1354.304 | 1710.631 | 1354.304 | 1665.2318 | 1354.304 | 859.2 | 1230057.8538 | 487549.44 | 221157.8432 | 0 | 1544990.0032
881 | 1620.241 | 706.75 | 706.75 | 687.9932 | 687.9932 | 1368.35 | 989874.6818 | 247677.5665 | 112349.2961 | 1708810.1435 | 434570.9302
882 | 1300.99 | 358.236 | 358.236 | 348.7286 | 348.7286 | 1393.6 | 510252.2053 | 125542.3003 | 56947.3823 | 1745495.1245 | 211469.0302
883 | 1394.069 | 1394.069 | 1394.069 | 1357.0712 | 1357.0712 | 1516.7 | 2158536.565 | 488545.6207 | 221609.7219 | 125718.6307 | 655872.4958
884 | 1272 | 1272 | 1272 | 1238.2418 | 1238.2418 | 1419.05 | 1841985.9882 | 445767.0528 | 202204.8881 | 114710.3179 | 719356.5815
885 | 1471.2 | 1471.2 | 1471.2 | 1432.1552 | 1432.1552 | 1409.6 | 2113116.9014 | 515575.8555 | 233870.9367 | 132674.3866 | 845544.4029
886 | 1444 | 1444 | 1444 | 1405.677 | 1405.677 | 1535.45 | 2257922.4336 | 506043.7298 | 229547.0585 | 130221.4615 | 653007.263
887 | 1357.6 | 1357.6 | 1357.6 | 1321.57 | 1321.57 | 1515.25 | 2099440.5035 | 475765.213 | 215812.3869 | 122429.8173 | 640631.075
888 | 576.8 | 576.8 | 576.8 | 561.492 | 561.492 | 1481.75 | 873039.6441 | 202137.1353 | 91691.6505 | 28059.4862 | 290993.251
889 | 498.4 | 0 | 0 | 0 | 0 | 1459.95 | 0 | 0 | 0 | 593096 | 0
890 | 498.4 | 0 | 0 | 0 | 0 | 1451 | 0 | 0 | 0 | 593096 | 0
891 | 504 | 0 | 0 | 0 | 0 | 1454 | 0 | 0 | 0 | 599760 | 0
892 | 421.6 | 0 | 0 | 0 | 0 | 1445.8 | 0 | 0 | 0 | 501704 | 0
893 | 485.6 | 0 | 0 | 0 | 0 | 1470.5 | 0 | 0 | 0 | 577864 | 0
894 | 467.2 | 0 | 0 | 0 | 0 | 1454.75 | 0 | 0 | 0 | 555968 | 0
895 | 472 | 472 | 472 | 459.4734 | 459.4734 | 1469.05 | 715723.816 | 165410.4158 | 75032.0025 | 22961.2994 | 243957.3897
896 | 385.522 | 385.522 | 385.522 | 375.2905 | 375.2905 | 1641.85 | 654366.8092 | 135104.5643 | 61284.9315 | 18754.4196 | 134410.2769
897 | 1044.814 | 1044.814 | 1044.814 | 1017.0852 | 1017.0852 | 1556.45 | 1682243.6695 | 366150.6742 | 166090.0141 | 50826.8794 | 451128.1431
898 | 1692.649 | 1692.649 | 1692.649 | 1647.727 | 1647.727 | 1438.45 | 2532414.2515 | 593181.7266 | 269073.8221 | 82341.9925 | 925281.1071
899 | 1873.143 | 1891.889 | 1873.143 | 1841.6793 | 1841.6793 | 1282 | 2525087.3272 | 663004.547 | 300746.2293 | 57672.967 | 1322325.7355
900 | 1814.753 | 2203.631 | 1814.753 | 2145.1478 | 1814.753 | 1281.9 | 2495452.3622 | 653311.08 | 296349.1649 | 0 | 1303174.1293
901 | 1605.764 | 2081.563 | 1605.764 | 2026.3195 | 1605.764 | 1317.1 | 2267043.3585 | 578075.04 | 262221.2612 | 0 | 1096576.2356
902 | 1656.929 | 3491.907 | 1656.929 | 3399.2337 | 1656.929 | 1306 | 2318809.3365 | 596494.44 | 270576.5057 | 0 | 1149908.726
903 | 1959.966 | 3253.586 | 1959.966 | 3167.2376 | 1959.966 | 1344.6 | 2808061.2013 | 705587.76 | 320062.4478 | 0 | 1284561.7164
904 | 1925.128 | 2435.548 | 1925.128 | 2370.9099 | 1925.128 | 1513.45 | 3088053.0329 | 693046.08 | 314373.4024 | 0 | 936671.0284
905 | 1644.797 | 1333.784 | 1333.784 | 1298.3861 | 1298.3861 | 1569.45 | 2155644.623 | 467418.9959 | 212026.4501 | 634971.1801 | 559020.1353
906 | 1796.832 | 223.112 | 223.112 | 217.1907 | 217.1907 | 1582.25 | 363184.2196 | 78188.6625 | 35467.2461 | 2895482.4495 | 90731.4271
907 | 1564.005 | 1564.005 | 1564.005 | 1522.4972 | 1522.4972 | 1615.45 | 2601846.6809 | 548098.9776 | 248623.7862 | 141043.6406 | 585476.2829
908 | 1423.2 | 1423.2 | 1423.2 | 1385.429 | 1385.429 | 1464.6 | 2149720.483 | 498754.4572 | 226240.5635 | 128345.6953 | 741758.7122
909 | 1762.4 | 1762.4 | 1762.4 | 1715.6269 | 1715.6269 | 1459.95 | 2653552.0314 | 617625.6713 | 280161.867 | 158935.1135 | 926524.2883
910 | 1525.6 | 1525.6 | 1525.6 | 1485.1114 | 1485.1114 | 1826.55 | 2873967.8442 | 534640.1068 | 242518.6929 | 137580.2367 | 257592.5737
911 | 1706.4 | 1706.4 | 1706.4 | 1661.1131 | 1661.1131 | 1547.2 | 2730631.6069 | 598000.7067 | 271259.765 | 153884.9737 | 752152
912 | 526.4 | 0 | 0 | 0 | 0 | 1481.75 | 0 | 0 | 0 | 964891.2 | 0
913 | 477.6 | 0 | 0 | 0 | 0 | 1459.95 | 0 | 0 | 0 | 568344 | 0
914 | 487.2 | 0 | 0 | 0 | 0 | 1332.75 | 0 | 0 | 0 | 579768 | 0
915 | 450.4 | 0 | 0 | 0 | 0 | 1165.95 | 0 | 0 | 0 | 535976 | 0
916 | 410.4 | 0 | 0 | 0 | 0 | 1159.7 | 0 | 0 | 0 | 488376 | 0
917 | 498.4 | 0 | 0 | 0 | 0 | 1166.6 | 0 | 0 | 0 | 593096 | 0
918 | 480.8 | 0 | 0 | 0 | 0 | 1192.2 | 0 | 0 | 0 | 572152 | 0
919 | 402.4 | 147.122 | 147.122 | 143.2175 | 143.2175 | 1124 | 171549.1394 | 51558.2864 | 23387.4116 | 475081.5916 | 125458.497
920 | 183.582 | 183.582 | 183.582 | 178.7098 | 178.7098 | 1211.85 | 230372.1926 | 64335.5402 | 29183.3159 | 8930.6806 | 140850.1555
921 | 1361.436 | 1361.436 | 1361.436 | 1325.3042 | 1325.3042 | 1319.7 | 1868547.5981 | 477109.5231 | 216422.1809 | 66229.533 | 901604.4682
922 | 1498.899 | 1498.899 | 1498.899 | 1459.119 | 1459.119 | 1364.45 | 2132520.5147 | 525282.8536 | 238274.1389 | 72916.6709 | 927343.1044
923 | 1608.087 | 1770.942 | 1608.086 | 1723.9422 | 1608.087 | 345.9 | 597638.1649 | 578911.32 | 262600.6071 | 0 | 2659936.7067
924 | 1399.808 | 2042.277 | 1399.808 | 1988.0761 | 1399.808 | 339.95 | 512008.6902 | 503930.88 | 228588.6464 | 0 | 2323751.2704
925 | 1724.006 | 2080.199 | 1724.005 | 2024.9917 | 1724.006 | 328.1 | 608433.9322 | 620642.16 | 281530.1798 | 0 | 2882365.6314
926 | 1255.265 | 3472.292 | 1255.265 | 3380.1393 | 1255.265 | 339.6 | 459634.8508 | 451895.4 | 204984.7745 | 0 | 2084242.006
927 | 1125.5 | 3232.123 | 1125.5 | 3146.3442 | 1125.5 | 355.6 | 428469.9781 | 405180 | 183794.15 | 0 | 1850772.2
928 | 1614.058 | 2495.948 | 1614.058 | 2429.7069 | 1614.058 | 1350 | 2318071.0324 | 581060.88 | 263575.6714 | 0 | 1049137.7
929 | 1453.859 | 1427.621 | 1427.621 | 1389.7327 | 1389.7327 | 1369.35 | 2019952.9806 | 500303.7781 | 226943.3527 | 117543.4769 | 876434.9379
930 | 1370.109 | 218.187 | 218.187 | 212.3964 | 212.3964 | 1568.6 | 353261.8957 | 76462.7169 | 34684.338 | 2122087.1299 | 91627.8225
931 | 1452.169 | 1452.169 | 1452.169 | 1413.6292 | 1413.6292 | 1615.45 | 2419035.8557 | 508906.5215 | 230845.6527 | 130958.1507 | 543611.119
932 | 1032 | 1032 | 1032 | 1004.6113 | 1004.6113 | 1535.85 | 1637919.3406 | 361660.0617 | 164053.0224 | 93066.8617 | 466290.3268
933 | 1212.8 | 1212.8 | 1212.8 | 1180.6129 | 1180.6129 | 1475.9 | 1851170.035 | 425020.6617 | 192794.0946 | 109371.5987 | 618759.2467
934 | 1396.8 | 1396.8 | 1396.8 | 1359.7297 | 1359.7297 | 1776.55 | 2572192.4163 | 489502.6882 | 222043.8583 | 125964.9152 | 303831.5991
935 | 964 | 964 | 964 | 938.416 | 938.416 | 1681.35 | 1680299.2861 | 337829.7476 | 153243.3272 | 86934.5491 | 299026.2474
936 | 1384.8 | 0 | 0 | 0 | 0 | 1538.7 | 0 | 0 | 0 | 2538338.4 | 0
937 | 1120 | 0 | 0 | 0 | 0 | 1616.9 | 0 | 0 | 0 | 2052960 | 0
938 | 1568.8 | 0 | 0 | 0 | 0 | 1264.75 | 0 | 0 | 0 | 2875610.4 | 0
939 | 1411.2 | 0 | 0 | 0 | 0 | 261.95 | 0 | 0 | 0 | 2586729.6 | 0
940 | 1482.4 | 0 | 0 | 0 | 0 | 260.7 | 0 | 0 | 0 | 2717239.2 | 0
941 | 1182.4 | 0 | 0 | 0 | 0 | 262.6 | 0 | 0 | 0 | 2167339.2 | 0
942 | 1132 | 951.502 | 951.502 | 926.2497 | 926.2497 | 269.65 | 267223.0558 | 333449.876 | 151256.5688 | 377140.3812 | 1602736.0916
943 | 1137.6 | 1137.6 | 1137.6 | 1107.4087 | 1107.4087 | 283.95 | 335801.8821 | 398667.1378 | 180839.8434 | 55340.6233 | 1900368.7274
944 | 182.01 | 182.01 | 182.01 | 177.1796 | 177.1796 | 1275.4 | 240143.6318 | 63784.6394 | 28933.4211 | 8854.2078 | 128384.3047
945 | 481.147 | 481.147 | 481.147 | 468.3776 | 468.3776 | 1369.7 | 683439.0763 | 168615.9435 | 76486.0655 | 23406.2719 | 295218.4145
946 | 455.687 | 641.585 | 455.687 | 624.5577 | 455.687 | 1387.2 | 676353.9268 | 164047.32 | 74413.6871 | 0 | 279244.9936
947 | 498.735 | 1229.372 | 498.735 | 1196.7451 | 498.735 | 345.9 | 185173.1603 | 179544.6 | 81443.4255 | 0 | 824957.5635
948 | 415.99 | 1671.042 | 415.989 | 1626.6935 | 415.99 | 339.95 | 152330.1096 | 149756.4 | 67931.167 | 0 | 690564.1995
949 | 320.018 | 1772.429 | 320.018 | 1725.3897 | 320.018 | 1168.15 | 402586.71 | 115206.48 | 52258.9394 | 0 | 266206.9733
950 | 335.666 | 3061.359 | 335.666 | 2980.1122 | 335.666 | 1275.7 | 460491.9998 | 120839.76 | 54814.2578 | 0 | 243122.8838
951 | 408.03 | 2133.988 | 408.03 | 2077.3531 | 408.03 | 1291.7 | 564949.4956 | 146890.8 | 66631.299 | 0 | 289007.649
952 | 329.489 | 1937.219 | 329.489 | 1885.8063 | 329.489 | 769.2 | 271156.0089 | 118616.04 | 53805.5537 | 0 | 405535.0612
953 | 413.609 | 1136.226 | 413.609 | 1106.0712 | 413.609 | 384.35 | 169125.3097 | 148899.24 | 67542.3497 | 0 | 668247.3808
954 | 285.122 | 285.122 | 285.122 | 277.555 | 277.555 | 766.6 | 225453.4018 | 99919.8063 | 45324.7344 | 13870.2788 | 342336.3587
955 | 304.539 | 304.539 | 304.539 | 296.4567 | 296.4567 | 1459 | 458517.6487 | 106724.4123 | 48411.3793 | 14814.8541 | 160383.0752
956 | 261.6 | 261.6 | 261.6 | 254.6573 | 254.6573 | 1414.05 | 382521.1194 | 91676.6203 | 41585.5336 | 12726.0083 | 149216.4324
957 | 204 | 204 | 204 | 198.586 | 198.586 | 1487.65 | 313742.8749 | 71490.9424 | 32429.0858 | 9923.9514 | 101745.5121
958 | 331.2 | 331.2 | 331.2 | 322.4101 | 322.4101 | 1536.65 | 526857.4787 | 116067.6477 | 52649.5746 | 16111.827 | 149388.7349
959 | 296.8 | 296.8 | 296.8 | 288.9231 | 288.9231 | 1806.35 | 556282.773 | 104012.3123 | 47181.1406 | 14438.3764 | 55949.9563
960 | 302.4 | 302.4 | 302.4 | 294.3745 | 294.3745 | 1798.7 | 564185.0984 | 105974.8088 | 48071.3508 | 14710.7986 | 59257.5806
961 | 324.8 | 324.8 | 324.8 | 316.18 | 316.18 | 897.55 | 302427.3888 | 113824.7946 | 51632.1916 | 10257.8178 | 348572.6245
962 | 296.8 | 296.8 | 296.8 | 288.9231 | 288.9231 | 731.45 | 224984.7697 | 104012.3123 | 47181.1406 | 9373.5231 | 366513.3856
963 | 296.8 | 296.8 | 296.8 | 288.9231 | 288.9231 | 255.75 | 79130.901 | 104012.3123 | 47181.1406 | 9373.5231 | 503954.0994
964 | 316 | 316 | 316 | 307.6135 | 307.6135 | 254.05 | 83823.6335 | 110740.8716 | 50233.2898 | 9979.8966 | 537077.8467
965 | 227.2 | 227.2 | 227.2 | 221.1702 | 221.1702 | 254 | 60358.8611 | 79621.2849 | 36117.0995 | 7175.4193 | 386163.2318
966 | 276 | 276 | 276 | 268.6751 | 268.6751 | 258.35 | 74565.848 | 96723.0398 | 43874.6455 | 8716.6185 | 467938.0061
967 | 256.8 | 256.8 | 256.8 | 249.9847 | 249.9847 | 268.45 | 71818.2185 | 89994.4805 | 40822.4963 | 12492.5036 | 432860.9519
968 | 246.146 | 246.146 | 246.146 | 239.6134 | 239.6134 | 288 | 73329.4611 | 86260.831 | 39128.8714 | 11974.2203 | 410218.1739
969 | 460.316 | 460.316 | 460.316 | 448.0995 | 448.0995 | 311.85 | 148905.0545 | 161315.8071 | 73174.6425 | 22392.9099 | 756459.1107
970 | 1172.832 | 1568.915 | 1172.831 | 1527.2769 | 1172.832 | 316.9 | 398471.1422 | 422219.52 | 191523.4656 | 0 | 1973993.5392
971 | 1566.318 | 3485.775 | 1566.318 | 3393.2644 | 1566.318 | 317.5 | 534163.7748 | 563874.48 | 255779.7294 | 0 | 2635330.035
972 | 1214.229 | 3751.345 | 1214.229 | 3651.7863 | 1214.229 | 314.55 | 411583.2856 | 437122.44 | 198283.5957 | 0 | 2046522.2681
973 | 1567.117 | 3719.114 | 1567.117 | 3620.4107 | 1567.117 | 305.65 | 517750.2449 | 564162.12 | 255910.2061 | 0 | 2655244.6889
974 | 1509.312 | 3240.113 | 1509.312 | 3154.1222 | 1509.312 | 312.4 | 509499.7492 | 543352.32 | 246470.6496 | 0 | 2547114.9312
975 | 1604.899 | 2688.028 | 1604.899 | 2616.6892 | 1604.899 | 322.5 | 560053.4721 | 577763.64 | 262080.0067 | 0 | 2692218.0725
976 | 1215.644 | 2021.24 | 1215.644 | 1967.5974 | 1215.644 | 334.85 | 440055.4538 | 437631.84 | 198514.6652 | 0 | 2024229.6066
977 | 1300.307 | 1005.633 | 1005.633 | 978.944 | 978.944 | 345.95 | 364291.1712 | 352419.8574 | 159861.5631 | 589058.2903 | 1619222.4033
978 | 1151.05 | 204.133 | 204.133 | 198.7154 | 198.7154 | 349.9 | 74296.6696 | 71537.5517 | 32450.2283 | 1745629.2825 | 327900.317
979 | 1456.677 | 1456.677 | 1456.677 | 1418.0176 | 1418.0176 | 354.05 | 535186.3083 | 510486.3312 | 231562.2719 | 131364.6869 | 2333986.0466
980 | 1494.4 | 1494.4 | 1494.4 | 1454.7394 | 1454.7394 | 327.45 | 508090.0358 | 523706.1979 | 237558.9503 | 134766.5874 | 2433124.4482
981 | 1808.8 | 1796.003 | 1796.003 | 1748.3381 | 1748.3381 | 311.25 | 580719.7277 | 629401.7014 | 285503.6051 | 205449.6739 | 2952505.898
982 | 1650.4 | 1650.4 | 1650.4 | 1606.5993 | 1606.5993 | 1423.35 | 2447025.6247 | 578375.7421 | 262357.663 | 148834.8339 | 926445.477
983 | 1209.6 | 1209.6 | 1209.6 | 1177.4979 | 1177.4979 | 1335.6 | 1684858.2775 | 423899.2352 | 192285.4031 | 109083.0193 | 782329.5884
984 | 1028 | 0 | 0 | 0 | 0 | 1218.95 | 0 | 0 | 0 | 1884324 | 0
985 | 1335.2 | 0 | 0 | 0 | 0 | 652.6 | 0 | 0 | 0 | 1588888 | 0
986 | 1325.6 | 0 | 0 | 0 | 0 | 253.1 | 0 | 0 | 0 | 1577464 | 0
987 | 1358.4 | 0 | 0 | 0 | 0 | 248.8 | 0 | 0 | 0 | 1616496 | 0
988 | 1510.4 | 0 | 0 | 0 | 0 | 247.6 | 0 | 0 | 0 | 1797376 | 0
989 | 1220.8 | 0 | 0 | 0 | 0 | 248.3 | 0 | 0 | 0 | 1452752 | 0
990 | 1460.8 | 0 | 0 | 0 | 0 | 249.75 | 0 | 0 | 0 | 1738352 | 0
991 | 1494.4 | 356.523 | 356.523 | 347.0611 | 347.0611 | 251.8 | 93711.9449 | 124941.9866 | 56675.0734 | 2103072.2515 | 606732.1695
992 | 1213.91 | 1213.91 | 1213.91 | 1181.6935 | 1181.6935 | 1310.35 | 1651003.2717 | 425409.6565 | 192970.547 | 59052.8621 | 814954.9156
993 | 1285.355 | 1285.355 | 1285.355 | 1251.2424 | 1251.2424 | 1275.05 | 1707833.173 | 450447.2564 | 204327.8805 | 62528.4343 | 907088.1627
994 | 1854.487 | 1854.487 | 1854.487 | 1805.2699 | 1805.2699 | 1278.8 | 2484344.4844 | 649897.1734 | 294800.5789 | 90214.8966 | 1301960.6706
995 | 1700.494 | 1700.494 | 1700.494 | 1655.3638 | 1655.3638 | 1260.05 | 2244688.258 | 595930.9739 | 270320.9112 | 82723.6268 | 1224886.4559
996 | 1593.166 | 1645.618 | 1593.166 | 1601.9442 | 1593.166 | 738.5 | 1263713.0229 | 573539.76 | 260164.0078 | 0 | 2009778.909
997 | 1302.813 | 1302.813 | 1302.813 | 1268.2371 | 1268.2371 | 282.5 | 386457.9755 | 456565.3392 | 207103.1108 | 63377.7105 | 2178197.1389
998 | 1470.149 | 1470.149 | 1470.149 | 1431.132 | 1431.132 | 289.05 | 446022.182 | 515207.5369 | 233703.8633 | 71518.0748 | 2448595.3758
999 | 1044.668 | 1638.174 | 1044.668 | 1594.6978 | 1044.668 | 298.65 | 335031.5053 | 376080.48 | 170594.2844 | 0 | 1777345.9018
1000 | 1161.083 | 2062.206 | 1161.083 | 2007.4762 | 1161.083 | 308.5 | 384754.8802 | 417989.88 | 189604.8539 | 0 | 1963971.8945
1001 | 1434.037 | 1115.761 | 1115.761 | 1086.1493 | 1086.1493 | 320.4 | 372187.2074 | 391013.7521 | 177368.1825 | 637678.1333 | 1824296.3833
1002 | 1519.101 | 151.149 | 151.149 | 147.1376 | 147.1376 | 833.75 | 130394.6953 | 52969.5317 | 24027.5681 | 2514808.9343 | 171599.2119
1003 | 1470.4 | 1470.4 | 1470.4 | 1431.3764 | 1431.3764 | 1512.15 | 2293064.3017 | 515295.4988 | 233743.7638 | 132602.2417 | 698296.9697
1004 | 1118.4 | 1118.4 | 1118.4 | 1088.7183 | 1088.7183 | 1743.45 | 2019071.4739 | 391938.5785 | 177787.6941 | 100858.506 | 279310.6731
1005 | 1686.4 | 1686.4 | 1686.4 | 1641.6439 | 1641.6439 | 1509.85 | 2644278.4581 | 590991.7908 | 268080.4429 | 152081.3523 | 804651.7396
1006 | 1632 | 1632 | 1632 | 1588.6876 | 1588.6876 | 1388.35 | 2347748.4187 | 571927.5395 | 259432.6867 | 147175.5023 | 971720.7765
1007 | 1343.2 | 1343.2 | 1343.2 | 1307.5522 | 1307.5522 | 1266.9 | 1764973.2501 | 470718.7935 | 213523.275 | 121131.2099 | 958566.5209
1008 | 1206.4 | 0 | 0 | 0 | 0 | 956.05 | 0 | 0 | 0 | 2211331.2 | 0
1009 | 1653.6 | 0 | 0 | 0 | 0 | 1123.85 | 0 | 0 | 0 | 1967784 | 0
1010 | 1780 | 0 | 0 | 0 | 0 | 1064.9 | 0 | 0 | 0 | 2118200 | 0
1011 | 1225.6 | 0 | 0 | 0 | 0 | 1159.95 | 0 | 0 | 0 | 1458464 | 0
1012 | 1333.6 | 0 | 0 | 0 | 0 | 1158.7 | 0 | 0 | 0 | 1586984 | 0
1013 | 1466.4 | 0 | 0 | 0 | 0 | 1111.1 | 0 | 0 | 0 | 1745016 | 0
1014 | 1376 | 0 | 0 | 0 | 0 | 1118.15 | 0 | 0 | 0 | 1637440 | 0
1015 | 1212 | 640.772 | 640.772 | 623.7663 | 623.7663 | 1181.95 | 785931.4451 | 224555.8538 | 101861.0303 | 1078232.4446 | 510271.9894
1016 | 1119.408 | 1119.408 | 1119.408 | 1089.6995 | 1089.6995 | 1153.9 | 1333564.6389 | 392291.8279 | 177947.9319 | 54455.6403 | 921994.7655
1017 | 1135.205 | 1135.205 | 1135.205 | 1105.0773 | 1105.0773 | 1234.95 | 1454861.8486 | 397827.8201 | 180459.1195 | 55224.1141 | 845439.3717
1018 | 1502.098 | 1502.098 | 1502.098 | 1462.2331 | 1462.2331 | 1263.95 | 1986369.4924 | 526403.9297 | 238782.6714 | 73072.2921 | 1076276.7012
1019 | 1740.14 | 1740.14 | 1740.14 | 1693.9576 | 1693.9576 | 1144.9 | 2072486.0045 | 609824.7479 | 276623.2815 | 84652.2786 | 1448503.172
1020 | 1403.041 | 1403.041 | 1403.041 | 1365.8051 | 1365.8051 | 1138.95 | 1667038.7337 | 491689.8204 | 223035.9658 | 68253.484 | 1176026.4441
1021 | 1200.195 | 1296.9 | 1200.195 | 1262.481 | 1200.195 | 1174.15 | 1533180.5988 | 432070.2 | 195991.8435 | 0 | 991181.0407
1022 | 1044.046 | 1169.259 | 1044.045 | 1138.2275 | 1044.046 | 1138.6 | 1289013.7414 | 375856.56 | 170492.7118 | 0 | 899341.2244
1023 | 1298.188 | 1807.469 | 1298.189 | 1759.4998 | 1298.188 | 755.1 | 1060155.6081 | 467347.68 | 211994.1004 | 0 | 1616114.2412
1024 | 1559.024 | 1940.803 | 1559.024 | 1889.2951 | 1559.024 | 369.7 | 619964.2995 | 561248.64 | 254588.6192 | 0 | 2541676.8272
1025 | 1238.191 | 1238.191 | 1238.191 | 1205.3301 | 1205.3301 | 384.35 | 495106.2924 | 433918.8309 | 196830.403 | 60234.0556 | 1947391.5532
1026 | 1380.315 | 1380.315 | 1380.315 | 1343.6822 | 1343.6822 | 1190.65 | 1695630.1488 | 483725.5893 | 219423.302 | 67147.9364 | 1087509.1824
1027 | 886.366 | 886.366 | 886.366 | 862.8423 | 862.8423 | 1274.4 | 1165550.2042 | 310623.2386 | 140902.1524 | 79933.4321 | 626078.3943
1028 | 1113.6 | 1113.6 | 1113.6 | 1084.0457 | 1084.0457 | 1325.6 | 1527025.99 | 390256.4387 | 177024.6568 | 100425.6368 | 731080.3952
1029 | 1129.6 | 1129.6 | 1129.6 | 1099.621 | 1099.621 | 1262.6 | 1477933.6145 | 395863.5715 | 179568.1145 | 101868.5339 | 810860.5489
1030 | 1440.8 | 1440.8 | 1440.8 | 1402.562 | 1402.562 | 1312.55 | 1961412.442 | 504922.3032 | 229038.367 | 129932.8821 | 964191.2149
1031 | 1332.8 | 1332.8 | 1332.8 | 1297.4282 | 1297.4282 | 1224.9 | 1695135.5038 | 467074.1573 | 211870.0274 | 120193.3268 | 1005636.6091
1032 | 138.4 | 138.4 | 138.4 | 134.7269 | 134.7269 | 1250.25 | 179956.4594 | 48501.6982 | 22000.9092 | 6732.72 | 101011.5229
1033 | 97.6 | 97.6 | 97.6 | 95.0097 | 95.0097 | 1336.45 | 136303.4343 | 34203.5097 | 15515.092 | 3082.3984 | 63043.7191
1034 | 94.4 | 94.4 | 94.4 | 91.8947 | 91.8947 | 1283.4 | 126448.955 | 33082.0832 | 15006.4005 | 2981.3362 | 65851.7244
1035 | 103.2 | 103.2 | 103.2 | 100.4611 | 100.4611 | 1278.95 | 137918.8175 | 36166.0062 | 16405.3022 | 3259.2574 | 72437.4965
1036 | 92.8 | 92.8 | 92.8 | 90.3371 | 90.3371 | 1278.2 | 124144.9213 | 32521.3699 | 14752.0547 | 2930.8051 | 65205.3466
1037 | 98.4 | 98.4 | 98.4 | 95.7885 | 95.7885 | 1311.6 | 134793.4667 | 34483.8664 | 15642.2649 | 3107.664 | 65940.8155
1038 | 89.6 | 89.6 | 89.6 | 87.2221 | 87.2221 | 1324.95 | 123978.4766 | 31399.9433 | 14243.3632 | 2829.7428 | 58879.2549
1039 | 84.8 | 84.8 | 84.8 | 82.5495 | 82.5495 | 1332.95 | 117880.6172 | 29717.8035 | 13480.3259 | 4125.2504 | 55064.6134
1040 | 86.437 | 86.437 | 86.437 | 84.143 | 84.143 | 1369.45 | 123168.5269 | 30291.4833 | 13740.5534 | 4204.8852 | 53056.3744
1041 | 660.137 | 660.137 | 660.137 | 642.6173 | 642.6173 | 1356.4 | 936282.0963 | 231342.2366 | 104939.409 | 32113.5663 | 413588.5097
1042 | 1046.053 | 1046.053 | 1046.053 | 1018.2913 | 1018.2913 | 1314.4 | 1456816.296 | 366584.8765 | 166286.9732 | 50887.1528 | 698140.5315
1043 | 1011.485 | 1308.919 | 1011.485 | 1274.181 | 1011.485 | 1288.45 | 1394616.8017 | 364134.6 | 165175.5005 | 0 | 719722.1517
1044 | 1077.866 | 1608.473 | 1077.866 | 1565.785 | 1077.866 | 1324.95 | 1531706.0714 | 388031.76 | 176015.5178 | 0 | 727613.4433
1045 | 1280.894 | 1649.412 | 1280.894 | 1605.6375 | 1280.894 | 1313.1 | 1831974.0539 | 461121.84 | 209169.9902 | 0 | 879846.0886
1046 | 1305.495 | 3204.828 | 1305.495 | 3119.7736 | 1305.495 | 1300.15 | 1846608.7595 | 469978.2 | 213187.3335 | 0 | 913650.6757
1047 | 1222.683 | 2651.74 | 1222.683 | 2581.3643 | 1222.683 | 823.7 | 1089807.5841 | 440165.88 | 199664.1339 | 0 | 1438242.0129
1048 | 1378.71 | 2192.359 | 1378.71 | 2134.175 | 1378.71 | 837.8 | 1241933.9757 | 496335.6 | 225143.343 | 0 | 1602336.762
1049 | 1442.884 | 1236.532 | 1236.532 | 1203.7151 | 1203.7151 | 1426.35 | 1832576.3106 | 433337.4413 | 196566.6783 | 438396.5665 | 690511.1756
1050 | 1317.715 | 397.575 | 397.575 | 387.0236 | 387.0236 | 1627.65 | 668646.2838 | 139328.4874 | 63200.95 | 1705957.3798 | 144108.2286
1051 | 1407.2 | 1407.2 | 1407.2 | 1369.8537 | 1369.8537 | 1540.45 | 2240697.8707 | 493147.3245 | 223697.1058 | 126902.7983 | 629516.2583
1052 | 1616.8 | 1616.8 | 1616.8 | 1573.891 | 1573.891 | 1363.9 | 2280935.0152 | 566600.7634 | 257016.4018 | 145804.75 | 1001152.0711
1053 | 1705.6 | 1705.6 | 1705.6 | 1660.3343 | 1660.3343 | 1363.15 | 2404658.0603 | 597720.3501 | 271132.5921 | 153812.8288 | 1057383.9027
1054 | 1624 | 1624 | 1624 | 1580.8999 | 1580.8999 | 1476.55 | 2481509.0597 | 569123.9731 | 258160.9578 | 146454.0537 | 827522.0659
1055 | 1382.4 | 1382.4 | 1382.4 | 1345.7119 | 1345.7119 | 1516.4 | 2175003.1955 | 484456.2687 | 219754.7464 | 124666.3078 | 650786.2543
1056 | 136.8 | 136.8 | 136.8 | 133.1694 | 133.1694 | 1431.75 | 203735.6363 | 47940.9849 | 21746.5634 | 6654.8851 | 75673.513
1057 | 104.8 | 0 | 0 | 0 | 0 | 1507.9 | 0 | 0 | 0 | 124712 | 0
1058 | 96.8 | 0 | 0 | 0 | 0 | 1434.9 | 0 | 0 | 0 | 115192 | 0
1059 | 100 | 0 | 0 | 0 | 0 | 1430.95 | 0 | 0 | 0 | 119000 | 0
1060 | 98.4 | 0 | 0 | 0 | 0 | 1429.7 | 0 | 0 | 0 | 117096 | 0
1061 | 101.6 | 0 | 0 | 0 | 0 | 1431.6 | 0 | 0 | 0 | 120904 | 0
1062 | 95.2 | 0 | 0 | 0 | 0 | 1438.65 | 0 | 0 | 0 | 113288 | 0
1063 | 92.8 | 92.8 | 92.8 | 90.3371 | 90.3371 | 1440.75 | 139291.6541 | 32521.3699 | 14752.0547 | 4514.425 | 50521.0448
1064 | 85.97 | 85.97 | 85.97 | 83.6884 | 83.6884 | 1476.85 | 132024.4797 | 30127.8251 | 13666.3162 | 4182.1672 | 43781.5881
1065 | 932.616 | 932.616 | 932.616 | 907.8649 | 907.8649 | 1401 | 1365882.6676 | 326831.3567 | 148254.3349 | 45368.8034 | 543811.063
1066 | 1383.414 | 1383.414 | 1383.414 | 1346.6989 | 1346.6989 | 1331.9 | 1940047.3249 | 484811.6208 | 219915.938 | 67298.6928 | 899729.5662
1067 | 1261.111 | 1721.835 | 1261.111 | 1676.1384 | 1261.111 | 1330.9 | 1802713.6312 | 453999.96 | 205939.4263 | 0 | 843809.3701
1068 | 1457.305 | 2012.891 | 1457.304 | 1959.47 | 1457.305 | 1325.45 | 2075040.225 | 524629.8 | 237977.9065 | 0 | 983025.0877
1069 | 1348.064 | 2029.615 | 1348.063 | 1975.7501 | 1348.064 | 1389.7 | 2027191.123 | 485303.04 | 220138.8512 | 0 | 822723.4592
1070 | 1417.335 | 3314.005 | 1417.335 | 3226.0531 | 1417.335 | 1325.1 | 2031980.5653 | 510240.6 | 231450.8055 | 0 | 956559.3915
1071 | 1553.989 | 3028.908 | 1553.989 | 2948.5224 | 1553.989 | 1340.6 | 2250569.1164 | 559436.04 | 253766.4037 | 0 | 1024700.3466
1072 | 1478.554 | 2265.832 | 1478.554 | 2205.6981 | 1478.554 | 1450 | 2298741.8435 | 532279.44 | 241447.8682 | 0 | 813204.7
1073 | 1282.839 | 1243.035 | 1243.035 | 1210.0455 | 1210.0455 | 1518.35 | 1952603.2534 | 435616.3903 | 197600.4348 | 133430.4328 | 582818.4289
1074 | 1716.587 | 208.816 | 208.816 | 203.2741 | 203.2741 | 1572.6 | 338309.2546 | 73178.6894 | 33194.6666 | 2773902.4775 | 86879.3662
1075 | 1229.933 | 1229.933 | 1229.933 | 1197.2912 | 1197.2912 | 1630.3 | 2066819.5238 | 431024.8495 | 195517.6609 | 110916.671 | 442638.5746
1076 | 828.8 | 828.8 | 828.8 | 806.8041 | 806.8041 | 1581.1 | 1351219.6887 | 290449.4759 | 131751.1095 | 74742.0688 | 337970.2374
1077 | 1254.4 | 1254.4 | 1254.4 | 1221.1089 | 1221.1089 | 1555.65 | 2013319.4035 | 439599.2068 | 199407.0847 | 113123.1311 | 542599.7432
1078 | 1271.2 | 1271.2 | 1271.2 | 1237.463 | 1237.463 | 1712.05 | 2245812.3339 | 445486.6962 | 202077.7152 | 114638.1731 | 356327.4838
1079 | 1333.6 | 1333.6 | 1333.6 | 1298.207 | 1298.207 | 1764.7 | 2434491.5756 | 467354.5139 | 211997.2003 | 120265.4717 | 305468.1031
1080 | 1302.4 | 1199.515 | 1199.515 | 1167.6805 | 1167.6805 | 1622.05 | 2016744.4328 | 420364.9893 | 190682.2299 | 246940.7962 | 441324.8547
1081 | 1362.4 | 0 | 0 | 0 | 0 | 1384.4 | 0 | 0 | 0 | 1621256 | 0
1082 | 933.6 | 0 | 0 | 0 | 0 | 1499 | 0 | 0 | 0 | 1110984 | 0
1083 | 1361.6 | 0 | 0 | 0 | 0 | 1495.05 | 0 | 0 | 0 | 1620304 | 0
1084 | 1337.6 | 0 | 0 | 0 | 0 | 1493.75 | 0 | 0 | 0 | 1591744 | 0
1085 | 996 | 0 | 0 | 0 | 0 | 1494.45 | 0 | 0 | 0 | 1185240 | 0
1086 | 1271.2 | 0 | 0 | 0 | 0 | 1478.5 | 0 | 0 | 0 | 1512728 | 0
1087 | 1043.2 | 1043.2 | 1043.2 | 1015.514 | 1015.514 | 1492.8 | 1607490.8423 | 365585.0547 | 165833.4428 | 50748.3634 | 515068.7214
1088 | 860.551 | 860.551 | 860.551 | 837.7124 | 837.7124 | 1539.7 | 1369401.3895 | 301576.4804 | 136798.4424 | 41863.0702 | 385599.0387
1089 | 1094.398 | 1094.398 | 1094.398 | 1065.3533 | 1065.3533 | 1571.25 | 1779489.6366 | 383527.1785 | 173972.1896 | 53238.9833 | 456770.2161
1090 | 1122.775 | 1181.836 | 1122.774 | 1150.4707 | 1122.775 | 1471.2 | 1763163.2411 | 404199 | 183349.1575 | 0 | 593723.42
1091 | 1142.288 | 1702.8 | 1142.287 | 1657.6086 | 1142.288 | 1369.2 | 1669775.7408 | 411223.68 | 186535.6304 | 0 | 720555.2704
1092 | 987.833 | 1992.144 | 987.833 | 1939.2736 | 987.833 | 1401.55 | 1477074.5218 | 355619.88 | 161313.1289 | 0 | 591168.6589
1093 | 1098.997 | 2026.077 | 1098.997 | 1972.306 | 1098.997 | 1451.45 | 1703939.4028 | 395638.92 | 179466.2101 | 0 | 602854.8043
1094 | 1323.29 | 2933.51 | 1323.29 | 2855.6562 | 1323.29 | 1359.95 | 1925548.9754 | 476384.4 | 216093.257 | 0 | 846971.7645
1095 | 1200.589 | 3077.745 | 1200.589 | 2996.0633 | 1200.589 | 1244.65 | 1592352.2412 | 432212.04 | 196056.1837 | 0 | 906864.9012
1096 | 1175.229 | 1894.518 | 1175.229 | 1844.2385 | 1175.229 | 1393 | 1740407.9777 | 423082.44 | 191914.8957 | 0 | 713364.003
1097 | 1183.22 | 1241.547 | 1183.22 | 1208.597 | 1183.22 | 1445.95 | 1815356.3699 | 425959.2 | 193219.826 | 0 | 655563.041
1098 | 1286.45 | 197.839 | 197.839 | 192.5885 | 192.5885 | 1518.9 | 309305.6266 | 69331.8459 | 31449.6956 | 2005048.2014 | 92654.3085
1099 | 1205.541 | 1205.541 | 1205.541 | 1173.5466 | 1173.5466 | 1608.45 | 1995309.1007 | 422476.7757 | 191640.1596 | 108716.9744 | 459502.1709
1100 | 1044 | 1044 | 1044 | 1016.2928 | 1016.2928 | 1574.1 | 1695050.6117 | 365865.4113 | 165960.6157 | 94149.0345 | 432839.1074
1101 | 1465.6 | 1465.6 | 1465.6 | 1426.7038 | 1426.7038 | 1431.6 | 2160881.5501 | 513613.359 | 232980.7265 | 132169.3726 | 810938.4257
1102 | 1054.4 | 1054.4 | 1054.4 | 1026.4168 | 1026.4168 | 1537.55 | 1669029.5606 | 369510.0476 | 167613.8632 | 95086.9176 | 474666.4486
1103 | 1262.4 | 1262.4 | 1262.4 | 1228.8966 | 1228.8966 | 1494.35 | 1943404.0849 | 442402.7732 | 200678.8135 | 113844.5797 | 621391.5618
1104 | 936 | 0 | 0 | 0 | 0 | 1351.3 | 0 | 0 | 0 | 1715688 | 0
1105 | 1169.6 | 0 | 0 | 0 | 0 | 1360.4 | 0 | 0 | 0 | 2143876.8 | 0
1106 | 1276 | 0 | 0 | 0 | 0 | 1247.95 | 0 | 0 | 0 | 2338908 | 0
1107 | 1006.4 | 0 | 0 | 0 | 0 | 1246.95 | 0 | 0 | 0 | 1844731.2 | 0
1108 | 1429.6 | 0 | 0 | 0 | 0 | 1245.7 | 0 | 0 | 0 | 2620456.8 | 0
1109 | 1362.4 | 0 | 0 | 0 | 0 | 1247.6 | 0 | 0 | 0 | 2497279.2 | 0
1110 | 1094.4 | 896.817 | 896.817 | 873.016 | 873.016 | 1254.65 | 1158843.1528 | 314285.7477 | 142563.5072 | 405796.9348 | 650702.4501
1111 | 1244 | 1244 | 1244 | 1210.9849 | 1210.9849 | 1268.95 | 1628936.3886 | 435954.5705 | 197753.8371 | 60516.645 | 885290.5244
1112 | 182.026 | 182.026 | 182.026 | 177.1951 | 177.1951 | 1369.45 | 257174.0389 | 63790.2465 | 28935.9646 | 8854.9862 | 111730.3887
1113 | 152.29 | 382.731 | 152.289 | 372.5735 | 152.29 | 1363.2 | 220502.0202 | 54824.4 | 24868.957 | 0 | 96978.272
1114 | 181.165 | 1195.264 | 181.164 | 1163.5423 | 181.165 | 1370.2 | 265328.5094 | 65219.4 | 29584.2445 | 0 | 114097.717
1115 | 170.605 | 1702.276 | 170.604 | 1657.0985 | 170.605 | 1287.9 | 234478.1776 | 61417.8 | 27859.7965 | 0 | 121487.8205
1116 | 185.42 | 1974.157 | 185.419 | 1921.7639 | 185.42 | 1324.95 | 262038.2763 | 66751.2 | 30279.086 | 0 | 125167.771
1117 | 195.463 | 2810.731 | 195.463 | 2736.1357 | 195.463 | 1313.1 | 272784.2699 | 70366.68 | 31919.1079 | 0 | 134263.5347
1118 | 197.058 | 3592.606 | 197.058 | 3497.2602 | 197.058 | 1318.7 | 276782.8142 | 70940.88 | 32179.5714 | 0 | 134255.6154
1119 | 129.537 | 2821.974 | 129.537 | 2747.0803 | 129.537 | 1266.65 | 174999.1795 | 46633.32 | 21153.3921 | 0 | 94995.9589
1120 | 177.796 | 2138.597 | 177.796 | 2081.8398 | 177.796 | 1115.75 | 210415.3647 | 64006.56 | 29034.0868 | 0 | 157216.113
1121 | 117.348 | 1304.612 | 117.348 | 1269.9883 | 117.348 | 1310.45 | 162422.1249 | 42245.28 | 19162.9284 | 0 | 80917.3134
1122 | 99.261 | 245.324 | 99.261 | 238.8132 | 99.261 | 1323.65 | 138783.1808 | 35733.96 | 16209.3213 | 0 | 67135.1773
1123 | 110.145 | 110.145 | 110.145 | 107.2218 | 107.2218 | 1484.4 | 167643.0382 | 38599.8522 | 17509.3219 | 5358.2041 | 55283.5661
1124 | 108 | 108 | 108 | 105.1337 | 105.1337 | 1450.6 | 160723.1137 | 37848.146 | 17168.3396 | 5253.8566 | 57760.4761
1125 | 100 | 100 | 100 | 97.3461 | 97.3461 | 1368.9 | 140205.6479 | 35044.5796 | 15896.6107 | 4864.6821 | 61435.095
1126 | 91.2 | 91.2 | 91.2 | 88.7796 | 88.7796 | 1350.85 | 125996.5272 | 31960.6566 | 14497.709 | 4436.5901 | 57631.2785
1127 | 100 | 100 | 100 | 97.3461 | 97.3461 | 1292.85 | 132708.1864 | 35044.5796 | 15896.6107 | 4864.6821 | 68838.2625
1128 | 93.6 | 93.6 | 93.6 | 91.1159 | 91.1159 | 1313.5 | 126394.1375 | 32801.7265 | 14879.2276 | 4553.3424 | 62551.0702
1129 | 98.4 | 98.4 | 98.4 | 95.7885 | 95.7885 | 1472.55 | 149441.6653 | 34483.8664 | 15642.2649 | 3107.664 | 50523.6536
1130 | 90.4 | 90.4 | 90.4 | 88.0008 | 88.0008 | 1446.75 | 134860.1177 | 31680.3 | 14370.5361 | 2855.0084 | 48686.461
1131 | 96.8 | 96.8 | 96.8 | 94.231 | 94.231 | 1380.05 | 137802.8783 | 33923.1531 | 15387.9192 | 3057.1329 | 58418.4965
1132 | 91.2 | 91.2 | 91.2 | 88.7796 | 88.7796 | 1441.05 | 135618.0817 | 31960.6566 | 14497.709 | 2880.274 | 49623.3584
1133 | 96.8 | 96.8 | 96.8 | 94.231 | 94.231 | 1441 | 143981.6418 | 33923.1531 | 15387.9192 | 3057.1329 | 52675.1183
1134 | 89.6 | 89.6 | 89.6 | 87.2221 | 87.2221 | 1445.35 | 133453.3912 | 31399.9433 | 14243.3632 | 2829.7428 | 48377.7183
1135 | 92.8 | 92.8 | 92.8 | 90.3371 | 90.3371 | 1455.45 | 138934.5245 | 32521.3699 | 14752.0547 | 4514.425 | 49193.0888
1136 | 86.74 | 86.74 | 86.74 | 84.438 | 84.438 | 1474.05 | 131473.6663 | 30397.6684 | 13788.7201 | 4219.6252 | 44410.1491
1137 | 858.247 | 2310.791 | 858.247 | 2249.4639 | 858.247 | 1498.85 | 1361154.0265 | 308968.92 | 140151.7351 | 0 | 430110.4841
1138 | 1207.142 | 3243.359 | 1207.142 | 3157.282 | 1207.142 | 1503.9 | 1932647.5302 | 434571.12 | 197126.2886 | 0 | 598863.1462
1139 | 1636.944 | 3754.586 | 1636.944 | 3654.9413 | 1636.944 | 1379.1 | 2410203.3032 | 589299.84 | 267312.9552 | 0 | 1016378.5296
1140 | 1392.639 | 4047.89 | 1392.639 | 3940.4612 | 1392.639 | 1376.15 | 2043284.2514 | 501350.04 | 227417.9487 | 0 | 868797.8402
1141 | 1733.618 | 4067.973 | 1733.618 | 3960.0112 | 1733.618 | 1492.65 | 2747205.5991 | 624102.48 | 283099.8194 | 0 | 879551.0923
1142 | 1461.298 | 2756.672 | 1461.298 | 2683.5114 | 1461.298 | 1374 | 2141787.7862 | 526067.28 | 238629.9634 | 0 | 914772.548
1143 | 1523.695 | 1642.985 | 1523.695 | 1599.3811 | 1523.695 | 1384.1 | 2241874.1487 | 548530.2 | 248819.3935 | 0 | 938443.7505
1144 | 1550.416 | 2208.751 | 1550.416 | 2150.132 | 1550.416 | 1426.9 | 2340589.004 | 558149.76 | 253182.9328 | 0 | 888543.4096
1145 | 1733.837 | 1403.098 | 1403.098 | 1365.8605 | 1365.8605 | 1493.3 | 2149333.5077 | 491709.7958 | 223045.0268 | 674500.8439 | 692081.5376
1146 | 1717.427 | 283.365 | 283.365 | 275.8446 | 275.8446 | 1607.4 | 468272.2144 | 99304.0731 | 45045.4309 | 2642420.4524 | 108296.6086
1147 | 1575.959 | 1575.959 | 1575.959 | 1534.1339 | 1534.1339 | 1622.05 | 2624777.1556 | 552288.2066 | 250524.0671 | 142121.665 | 579825.9103
1148 | 1707.2 | 1707.2 | 1707.2 | 1661.8918 | 1661.8918 | 1577.5 | 2767310.1215 | 598281.0634 | 271386.9379 | 153957.1185 | 702149.3035
1149 | 1400 | 1400 | 1400 | 1362.8448 | 1362.8448 | 1521.3 | 2182449.2648 | 490624.1148 | 222552.5498 | 126253.4946 | 652393.7882
1150 | 1287.2 | 1287.2 | 1287.2 | 1253.0384 | 1253.0384 | 1550.55 | 2040835.8441 | 451093.8289 | 204621.173 | 116081.0702 | 563178.115
1151 | 1057.6 | 1057.6 | 1057.6 | 1029.5319 | 1029.5319 | 1517.95 | 1647885.064 | 370631.4741 | 168122.5548 | 95375.497 | 496285.8392
1152 | 1536.8 | 0 | 0 | 0 | 0 | 1503.05 | 0 | 0 | 0 | 2816954.4 | 0
1153 | 997.6 | 0 | 0 | 0 | 0 | 1639.6 | 0 | 0 | 0 | 1187144 | 0
1154 | 1274.4 | 0 | 0 | 0 | 0 | 1517.1 | 0 | 0 | 0 | 1516536 | 0
1155 | 1188.8 | 0 | 0 | 0 | 0 | 1512.8 | 0 | 0 | 0 | 1414672 | 0
1156 | 1111.2 | 0 | 0 | 0 | 0 | 1511.6 | 0 | 0 | 0 | 1322328 | 0
1157 | 1072.8 | 0 | 0 | 0 | 0 | 1481.4 | 0 | 0 | 0 | 1276632 | 0
1158 | 1068.8 | 0 | 0 | 0 | 0 | 1482.85 | 0 | 0 | 0 | 1271872 | 0
1159 | 1287.2 | 1190.773 | 1190.773 | 1159.1705 | 1159.1705 | 1483.65 | 1826065.4588 | 417301.3921 | 189292.5482 | 234678.0117 | 598537.7051
1160 | 1071.05 | 1071.05 | 1071.05 | 1042.6249 | 1042.6249 | 1494.95 | 1654118.3054 | 375344.9701 | 170260.6489 | 52103.1773 | 526577.7143
1161 | 1356.959 | 1356.959 | 1356.959 | 1320.946 | 1320.946 | 1464.05 | 2060255.8404 | 475540.5772 | 215710.4896 | 66011.7412 | 707961.0344
1162 | 1375.012 | 1385.902 | 1375.011 | 1349.1209 | 1349.1209 | 1467.3 | 2111321.5004 | 485683.5299 | 220311.4457 | 47458.3561 | 718676.7122
1163 | 1335.484 | 1929.631 | 1335.484 | 1878.4196 | 1335.484 | 1473.5 | 2100922.3773 | 480774.24 | 218084.5372 | 0 | 703132.326
1164 | 1194.744 | 1979.409 | 1194.744 | 1926.8766 | 1194.744 | 1475.95 | 1879385.5388 | 430107.84 | 195101.6952 | 0 | 626105.5932
1165 | 1239.472 | 1239.472 | 1239.472 | 1206.5771 | 1206.5771 | 1469.4 | 1890442.5444 | 434367.752 | 197034.0386 | 60296.3722 | 640209.8033
1166 | 1494.782 | 1494.782 | 1494.782 | 1455.1113 | 1455.1113 | 1413.25 | 2194210.5877 | 523840.0682 | 237619.6754 | 72716.392 | 853786.5556
1167 | 1663.536 | 2067.041 | 1663.536 | 2012.1829 | 1663.536 | 1328.9 | 2349319.8334 | 598872.96 | 271655.4288 | 0 | 1116399.0096
1168 | 1380.276 | 1760.691 | 1380.276 | 1713.9632 | 1380.276 | 1495.5 | 2182984.9054 | 496899.36 | 225399.0708 | 0 | 696349.242
1169 | 1448.549 | 1447.884 | 1447.884 | 1409.4579 | 1409.4579 | 1568.95 | 2328374.9782 | 507404.8613 | 230164.4829 | 71653.8984 | 607546.8485
1170 | 1689.979 | 764.848 | 764.848 | 744.5494 | 744.5494 | 1840.75 | 1442256.4664 | 268037.7664 | 121584.909 | 1732972.5465 | 118569.4842
1171 | 1823.205 | 1796.003 | 1796.003 | 1748.3381 | 1748.3381 | 1855.35 | 3417312.8094 | 629401.7014 | 285503.6051 | 254397.8639 | 252897.1003
1172 | 855.2 | 855.2 | 855.2 | 832.5035 | 832.5035 | 1828.45 | 1612498.842 | 299701.245 | 135947.8147 | 77122.849 | 142815.9683
1173 | 1082.4 | 1082.4 | 1082.4 | 1053.6737 | 1053.6737 | 1809.75 | 2022006.4723 | 379322.5299 | 172064.9142 | 97611.9875 | 200461.4203
1174 | 1165.6 | 1165.6 | 1165.6 | 1134.6656 | 1134.6656 | 1798.35 | 2165701.5951 | 408479.6201 | 185290.8943 | 105115.0523 | 228805.3205
1175 | 1396.8 | 1396.8 | 1396.8 | 1359.7297 | 1359.7297 | 1781.9 | 2571123.448 | 489502.6882 | 222043.8583 | 125964.9152 | 296557.0453
1176 | 754.4 | 754.4 | 754.4 | 734.3786 | 734.3786 | 1766.05 | 1377086.8198 | 264376.3087 | 119924.0311 | 36699.1616 | 171807.8817
1177 | 602.4 | 0 | 0 | 0 | 0 | 1773.85 | 0 | 0 | 0 | 716856 | 0
1178 | 580.8 | 0 | 0 | 0 | 0 | 1532.9 | 0 | 0 | 0 | 691152 | 0
1179 | 700.8 | 0 | 0 | 0 | 0 | 1528.95 | 0 | 0 | 0 | 833952 | 0
1180 | 725.6 | 0 | 0 | 0 | 0 | 1524.7 | 0 | 0 | 0 | 863464 | 0
1181 | 505.6 | 0 | 0 | 0 | 0 | 1526.6 | 0 | 0 | 0 | 601664 | 0
1182 | 723.2 | 0 | 0 | 0 | 0 | 1535.15 | 0 | 0 | 0 | 860608 | 0
1183 | 676.8 | 676.8 | 676.8 | 658.8381 | 658.8381 | 1623.8 | 1127617.5595 | 237181.7149 | 107588.2612 | 32924.1683 | 247854.8921
1184 | 771.604 | 771.604 | 771.604 | 751.1261 | 751.1261 | 1765.2 | 1393255.0018 | 270405.3782 | 122658.884 | 37536.0815 | 176364.3967
1185 | 658.296 | 658.296 | 658.296 | 640.8252 | 640.8252 | 1813.4 | 1222851.1196 | 230697.0659 | 104646.7524 | 32024.0075 | 119577.9792
1186 | 829.986 | 1303.989 | 829.986 | 1269.3818 | 829.986 | 1595.45 | 1397114.0742 | 298794.96 | 135536.7138 | 0 | 335770.8363
1187 | 571.13 | 1838.143 | 571.129 | 1789.3597 | 571.13 | 1532.9 | 928285.0155 | 205606.8 | 93265.529 | 0 | 266774.823
1188 | 704.878 | 2103.381 | 704.877 | 2047.5584 | 704.878 | 1526.95 | 1135011.8059 | 253756.08 | 115106.5774 | 0 | 333442.5379
1189 | 802.622 | 2218.935 | 802.622 | 2160.0457 | 802.622 | 1515.1 | 1280103.4921 | 288943.92 | 131068.1726 | 0 | 389191.4078
1190 | 845.333 | 3651.423 | 845.333 | 3554.5162 | 845.333 | 1557.6 | 1388290.3613 | 304319.88 | 138042.8789 | 0 | 373975.3192
1191 | 810.397 | 3175.713 | 810.397 | 3091.4313 | 810.397 | 1762.95 | 1503828.5445 | 291742.92 | 132337.8301 | 0 | 192104.6088
1192 | 948.631 | 2413.6 | 948.631 | 2349.5444 | 948.631 | 1793.7 | 1788698.485 | 341507.16 | 154911.4423 | 0 | 195702.5753
1193 | 863.605 | 1228.114 | 863.605 | 1195.5205 | 863.605 | 1888.35 | 1711838.1596 | 310897.8 | 141026.6965 | 0 | 96421.4982
1194 | 870.304 | 870.304 | 870.304 | 847.2066 | 847.2066 | 1898.6 | 1693447.6605 | 304994.3783 | 138348.8388 | 42337.5227 | 85906.7499
1195 | 797.6 | 797.6 | 797.6 | 776.4321 | 776.4321 | 1902.4 | 1551977.8223 | 279515.5671 | 126791.367 | 71928.4195 | 75779.776
1196 | 838.4 | 838.4 | 838.4 | 816.1493 | 816.1493 | 1853.95 | 1591047.4595 | 293813.7556 | 133277.1841 | 75607.807 | 119198.6083
1197 | 759.2 | 759.2 | 759.2 | 739.0512 | 739.0512 | 1735.1 | 1344918.1347 | 266058.4485 | 120687.0685 | 68465.4665 | 195774.675
1198 | 689.6 | 689.6 | 689.6 | 671.2984 | 671.2984 | 1836.55 | 1293384.3506 | 241667.4211 | 109623.0274 | 62188.8642 | 109723.7222
1199 | 551.2 | 551.2 | 551.2 | 536.5715 | 536.5715 | 1816.35 | 1024840.2434 | 193165.7229 | 87622.1182 | 49707.8044 | 98541.3472
1200 | 689.6 | 689.6 | 689.6 | 671.2984 | 671.2984 | 1798.7 | 1269062.6662 | 241667.4211 | 109623.0274 | 33546.8476 | 135132.3663
1201 | 1026.4 | 0 | 0 | 0 | 0 | 1723.85 | 0 | 0 | 0 | 1221416 | 0
1202 | 1103.2 | 0 | 0 | 0 | 0 | 1759.85 | 0 | 0 | 0 | 1312808 | 0
1203 | 797.6 | 94.744 | 94.744 | 92.2295 | 92.2295 | 1755.9 | 170710.3794 | 33202.6365 | 15061.0848 | 839390.8404 | 22513.2322
1204 | 818.4 | 818.4 | 818.4 | 796.6801 | 796.6801 | 1754.65 | 1473528.6189 | 286804.8397 | 130097.862 | 25846.6689 | 195465.465
1205 | 779.2 | 779.2 | 779.2 | 758.5205 | 758.5205 | 1642.05 | 1313806.5868 | 273067.3644 | 123866.3906 | 24608.6564 | 271512.3975
1206 | 741.6 | 741.6 | 741.6 | 721.9183 | 721.9183 | 1604.15 | 1220618.7787 | 259890.6025 | 117889.265 | 23421.1751 | 285771.375
1207 | 836.8 | 836.8 | 836.8 | 814.5918 | 814.5918 | 1772.85 | 1519794.1316 | 293253.0423 | 133022.8384 | 40707.6596 | 185034.5238
1208 | 625.816 | 625.816 | 625.816 | 609.2072 | 609.2072 | 1806.85 | 1159788.829 | 219314.5864 | 99483.5332 | 30443.9588 | 117668.3677
1209 | 296.104 | 505.351 | 296.103 | 491.9393 | 296.104 | 1838.4 | 573917.473 | 106597.44 | 48353.7832 | 0 | 47850.4064
1210 | 281.168 | 1339.539 | 281.168 | 1303.9884 | 281.168 | 1840.85 | 547918.5652 | 101220.48 | 45914.7344 | 0 | 44747.8872
1211 | 221.19 | 1890.824 | 221.19 | 1840.6426 | 221.19 | 1494.9 | 351192.5119 | 79628.4 | 36120.327 | 0 | 111723.069
1212 | 299.592 | 2188.462 | 299.592 | 2130.3814 | 299.592 | 1341.45 | 425716.1149 | 107853.12 | 48923.3736 | 0 | 197296.3116
1213 | 888.252 | 2677.218 | 888.252 | 2606.1661 | 888.252 | 1452.4 | 1362308.0209 | 319770.72 | 145051.5516 | 0 | 486406.7952
1214 | 1121.586 | 3775.017 | 1121.586 | 3674.8301 | 1121.586 | 1565.1 | 1857939.246 | 403770.96 | 183154.9938 | 0 | 487777.7514
1215 | 839.555 | 3294.444 | 839.555 | 3207.0113 | 839.555 | 1622.6 | 1441298.9191 | 302239.8 | 137099.3315 | 0 | 316848.057
1216 | 1363.969 | 2505.921 | 1363.969 | 2439.4152 | 1363.969 | 1747.65 | 2519787.3784 | 491028.84 | 222736.1377 | 0 | 344197.5771
1217 | 1384.49 | 1411.477 | 1384.49 | 1374.0172 | 1374.0172 | 1718.85 | 2489933.4576 | 494646.1812 | 224377.0038 | 19196.6976 | 386304.9273
1218 | 1247.034 | 557.799 | 557.799 | 542.9953 | 542.9953 | 1843.6 | 1055712.6503 | 195478.3147 | 88671.1355 | 1290502.903 | 84924.4678
1219 | 1191.158 | 1191.158 | 1191.158 | 1159.5453 | 1159.5453 | 1907.4 | 2332892.2019 | 417436.3138 | 189353.7501 | 107419.9001 | 107373.8963
1220 | 1089.6 | 1089.6 | 1089.6 | 1060.6826 | 1060.6826 | 1869.05 | 2093379.9126 | 381845.7396 | 173209.4702 | 98261.2912 | 138896.3878
1221 | 1178.4 | 1178.4 | 1178.4 | 1147.1259 | 1147.1259 | 1735.1 | 2096000.0519 | 412965.3263 | 187325.6605 | 106269.37 | 303873.6526
1222 | 1048 | 1048 | 1048 | 1020.1867 | 1020.1867 | 1836.55 | 1973469.9591 | 367267.1945 | 166596.4802 | 94509.7588 | 166749.5082
1223 | 1239.2 | 1239.2 | 1239.2 | 1206.3123 | 1206.3123 | 1811.35 | 2307578.865 | 434272.4307 | 196990.7998 | 111752.3789 | 227570.8168
1224 | 1102.4 | 1102.4 | 1102.4 | 1073.1429 | 1073.1429 | 1783.65 | 2021271.3236 | 386331.4458 | 175244.2364 | 53628.2552 | 232174.4675
1225 | 1004 | 0 | 0 | 0 | 0 | 1768.8 | 0 | 0 | 0 | 1194760 | 0
1226 | 894.4 | 0 | 0 | 0 | 0 | 1718.2 | 0 | 0 | 0 | 1064336 | 0
1227 | 741.6 | 0 | 0 | 0 | 0 | 1750.85 | 0 | 0 | 0 | 882504 | 0
1228 | 812 | 0 | 0 | 0 | 0 | 1603.55 | 0 | 0 | 0 | 966280 | 0
1229 | 906.4 | 0 | 0 | 0 | 0 | 1528.1 | 0 | 0 | 0 | 1078616 | 0
1230 | 1295.2 | 0 | 0 | 0 | 0 | 1535.15 | 0 | 0 | 0 | 1541288 | 0
1231 | 1083.2 | 1083.2 | 1083.2 | 1054.4525 | 1054.4525 | 1663.4 | 1849393.9755 | 379602.8865 | 172192.0871 | 52694.2362 | 354928.6989
1232 | 928.89 | 928.89 | 928.89 | 904.2378 | 904.2378 | 1801.8 | 1716612.1475 | 325525.5957 | 147662.0272 | 45187.5453 | 179219.9252
1233 | 1047.146 | 1047.146 | 1047.146 | 1019.3553 | 1019.3553 | 1848.4 | 1986418.4684 | 366967.9138 | 166460.7231 | 50940.3237 | 154534.2659
1234 | 1458.486 | 1458.486 | 1458.486 | 1419.7786 | 1419.7786 | 1820.9 | 2733022.6774 | 511120.2876 | 231849.8416 | 70950.707 | 254282.3431
1235 | 1341.872 | 1995.722 | 1341.872 | 1942.7566 | 1341.872 | 1470.2 | 2095322.9932 | 483073.92 | 219127.6976 | 0 | 710923.7856
1236 | 1455.678 | 2280.856 | 1455.677 | 2220.3233 | 1455.678 | 1401.55 | 2164604.5902 | 524044.08 | 237712.2174 | 0 | 871150.4991
1237 | 1622.4 | 2303.976 | 1622.4 | 2242.8297 | 1622.4 | 1306.1 | 2245923.0598 | 584064 | 264937.92 | 0 | 1125783.36
1238 | 1434.147 | 3524.49 | 1434.147 | 3430.952 | 1434.147 | 1362.9 | 2078657.9152 | 516292.92 | 234196.2051 | 0 | 913695.0537
1239 | 1627.379 | 3203.413 | 1627.379 | 3118.3962 | 1627.379 | 1542.6 | 2663102.4026 | 585856.44 | 265750.9907 | 0 | 744363.1546
1240 | 1212.806 | 2527.199 | 1212.806 | 2460.1285 | 1212.806 | 1617.05 | 2076806.1631 | 436610.16 | 198051.2198 | 0 | 464444.0577
1241 | 1458.823 | 1427.711 | 1427.711 | 1389.8203 | 1389.8203 | 1767.35 | 2594110.657 | 500335.3182 | 226957.6596 | 126481.8971 | 323341.6994
1242 | 1503.121 | 275.476 | 275.476 | 268.165 | 268.165 | 1782.1 | 504582.1996 | 96539.4062 | 43791.3473 | 2263674.3166 | 58433.1572
1243 | 1519.235 | 1519.235 | 1519.235 | 1478.9153 | 1478.9153 | 1897.4 | 2962886.2676 | 532409.5193 | 241506.8736 | 137006.2342 | 151736.713
1244 | 1223.2 | 1223.2 | 1223.2 | 1190.7369 | 1190.7369 | 1769.05 | 2225099.944 | 428665.298 | 194447.3421 | 110309.4818 | 275000.696
1245 | 1371.2 | 1371.2 | 1371.2 | 1334.8091 | 1334.8091 | 1735.1 | 2439759.9456 | 480531.2758 | 217974.326 | 123656.2798 | 353590.9305
1246 | 1432.8 | 1432.8 | 1432.8 | 1394.7743 | 1394.7743 | 1836.55 | 2695652.2106 | 502118.7369 | 227766.6381 | 129211.4336 | 227975.8543
1247 | 1228 | 1228 | 1228 | 1195.4095 | 1195.4095 | 1806.35 | 2279634.4767 | 430347.4378 | 195210.3794 | 110742.351 | 231491.0593
1248 | 1250.4 | 8.455 | 8.455 | 8.2306 | 8.2306 | 1788.7 | 15562.209 | 2963.0192 | 1344.0584 | 2276896.4939 | 1739.1277
1249 | 1195.2 | 0 | 0 | 0 | 0 | 1773.85 | 0 | 0 | 0 | 1422288 | 0
1250 | 1082.4 | 0 | 0 | 0 | 0 | 1764.9 | 0 | 0 | 0 | 1288056 | 0
1251 | 1088.8 | 0 | 0 | 0 | 0 | 1760.95 | 0 | 0 | 0 | 1295672 | 0
1252 | 1428 | 0 | 0 | 0 | 0 | 1759.7 | 0 | 0 | 0 | 1699320 | 0
1253 | 942.4 | 0 | 0 | 0 | 0 | 1756.55 | 0 | 0 | 0 | 1121456 | 0
1254 | 957.6 | 0 | 0 | 0 | 0 | 1763.6 | 0 | 0 | 0 | 1139544 | 0
1255 | 1361.6 | 1361.6 | 1361.6 | 1325.4639 | 1325.4639 | 1661.9 | 2325554.9306 | 477166.9962 | 216448.2513 | 66237.5111 | 448139.3372
1256 | 1216.436 | 1216.436 | 1216.436 | 1184.1525 | 1184.1525 | 1571 | 1959638.2767 | 426294.8826 | 193372.0954 | 59175.744 | 508001.4018
1257 | 1066.076 | 1066.076 | 1066.076 | 1037.7829 | 1037.7829 | 1587.1 | 1737200.2071 | 373601.8527 | 169469.9515 | 51861.2081 | 428500.5694
1258 | 1100.807 | 1334.434 | 1100.807 | 1299.0188 | 1100.807 | 1539.9 | 1793854.1497 | 396290.52 | 179761.7831 | 0 | 506481.3007
1259 | 1411.611 | 1880.782 | 1411.61 | 1830.8671 | 1411.611 | 1342.45 | 2010091.3176 | 508179.96 | 230516.0763 | 0 | 928204.813
1260 | 1365.056 | 2108.869 | 1365.055 | 2052.9008 | 1365.056 | 1336.5 | 1929046.5475 | 491420.16 | 222913.6448 | 0 | 905714.656
1261 | 1239.767 | 2059.136 | 1239.766 | 2004.4877 | 1239.767 | 1307.2 | 1709459.7317 | 446316.12 | 202453.9511 | 0 | 858910.5776
1262 | 1146.147 | 2807.937 | 1146.147 | 2733.4159 | 1146.147 | 1336.65 | 1622272.6193 | 412612.92 | 187165.8051 | 0 | 760296.6124
1263 | 1181.115 | 2429.834 | 1181.115 | 2365.3475 | 1181.115 | 1370.1 | 1710716.6351 | 425201.4 | 192876.0795 | 0 | 743984.3385
1264 | 1267.883 | 1901.331 | 1267.883 | 1850.8707 | 1267.883 | 1408 | 1882221.2461 | 456437.88 | 207045.2939 | 0 | 750586.736
1265 | 1187.464 | 1353.359 | 1187.464 | 1317.4416 | 1187.464 | 1594.4 | 1994555.4286 | 427487.04 | 193912.8712 | 0 | 481635.3984
1266 | 1008.407 | 257.433 | 257.433 | 250.6009 | 250.6009 | 1641.1 | 434055.3645 | 90216.3127 | 40923.1218 | 1389058.639 | 89940.6517
1267 | 1409.602 | 1409.602 | 1409.602 | 1372.1919 | 1372.1919 | 1664.55 | 2410395.4018 | 493989.0953 | 224078.9424 | 127119.4132 | 460301.7834
1268 | 946.4 | 946.4 | 946.4 | 921.2831 | 921.2831 | 1633.55 | 1588651.5641 | 331661.9016 | 150445.5237 | 85347.3623 | 337604.1773
1269 | 1150.4 | 1150.4 | 1150.4 | 1119.869 | 1119.869 | 1727.1 | 2036509.7787 | 403152.844 | 182874.6095 | 103744.3001 | 305612.2531
1270 | 1396 | 1396 | 1396 | 1358.9509 | 1358.9509 | 1831.55 | 2615393.1387 | 489222.3316 | 221916.6854 | 125892.7703 | 228915.2826
1271 | 1171.2 | 1171.2 | 1171.2 | 1140.117 | 1140.117 | 1806.35 | 2170693.4658 | 410442.1166 | 186181.1045 | 105620.0663 | 220783.6552
1272 | 1109.6 | 0 | 0 | 0 | 0 | 1793.7 | 0 | 0 | 0 | 2033896.8 | 0
1273 | 1380.8 | 0 | 0 | 0 | 0 | 1658.5 | 0 | 0 | 0 | 2531006.4 | 0
1274 | 1206.4 | 0 | 0 | 0 | 0 | 1762 | 0 | 0 | 0 | 2211331.2 | 0
1275 | 1380.8 | 0 | 0 | 0 | 0 | 1765.25 | 0 | 0 | 0 | 2531006.4 | 0
1276 | 1010.4 | 0 | 0 | 0 | 0 | 1764 | 0 | 0 | 0 | 1852063.2 | 0
1277 | 960 | 116.452 | 116.452 | 113.3614 | 113.3614 | 1756.55 | 211073.7992 | 40810.1139 | 18511.9211 | 1551888.5036 | 27597.8395
1278 | 1000 | 1000 | 1000 | 973.4605 | 973.4605 | 1758.55 | 1813779.715 | 350445.7963 | 158966.107 | 48646.8207 | 235042.0486
1279 | 1016 | 1016 | 1016 | 989.0359 | 989.0359 | 1785.1 | 1866886.1621 | 356052.929 | 161509.5647 | 49425.1699 | 212543.8179
1280 | 231.095 | 231.095 | 231.095 | 224.9619 | 224.9619 | 1801.8 | 428151.1363 | 80986.2713 | 36736.2725 | 11242.037 | 44587.4416
1281 | 181.355 | 448.76 | 181.354 | 436.8502 | 181.355 | 1753.35 | 336052.8715 | 65287.8 | 29615.2715 | 0 | 44731.2108
1282 | 156.897 | 1281.72 | 156.897 | 1247.7038 | 156.897 | 1611.55 | 268287.7104 | 56482.92 | 25621.2801 | 0 | 60946.6397
1283 | 202.713 | 1836.143 | 202.713 | 1787.4128 | 202.713 | 1560.75 | 337224.633 | 72976.68 | 33103.0329 | 0 | 89041.6853
1284 | 193.831 | 2141.929 | 193.831 | 2085.0834 | 193.831 | 1532.95 | 315743.0581 | 69779.16 | 31652.6023 | 0 | 90528.7686
1285 | 194.696 | 1753.116 | 194.697 | 1706.5893 | 194.696 | 1514.15 | 311329.2599 | 70090.56 | 31793.8568 | 0 | 94593.0516
1286 | 147.249 | 2740.483 | 147.249 | 2667.7521 | 147.249 | 1525.65 | 237770.2693 | 53009.64 | 24045.7617 | 0 | 69847.5632
1287 | 149.362 | 3038.893 | 149.362 | 2958.2424 | 149.362 | 1542.6 | 243846.2094 | 53770.32 | 24390.8146 | 0 | 68318.1788
1288 | 167.046 | 2121.862 | 167.046 | 2065.5489 | 167.046 | 1556.7 | 274577.6823 | 60136.56 | 27278.6118 | 0 | 74051.4918
1289 | 135.46 | 1393.936 | 135.46 | 1356.9417 | 135.46 | 1633.2 | 233328.5534 | 48765.6 | 22120.618 | 0 | 49686.728
1290 | 134.638 | 272.095 | 134.638 | 264.8737 | 134.638 | 1774.05 | 252449.584 | 48469.68 | 21986.3854 | 0 | 30421.4561
1291 | 106.102 | 106.102 | 106.102 | 103.2861 | 103.2861 | 1894.5 | 206979.2562 | 37182.9999 | 16866.6219 | 5161.525 | 10896.6847
1292 | 0 | 0 | 0 | 0 | 0 | 1861.15 | 0 | 0 | 0 | 0 | 0
1293 | 0 | 0 | 0 | 0 | 0 | 1841.7 | 0 | 0 | 0 | 0 | 0
1294 | 85.6 | 85.6 | 85.6 | 83.3282 | 83.3282 | 1836.55 | 161649.2825 | 29998.1602 | 13607.4988 | 4164.1679 | 13619.998
1295 | 87.2 | 87.2 | 87.2 | 84.8858 | 84.8858 | 1801.3 | 161983.9009 | 30558.8734 | 13861.8445 | 4242.0028 | 16866.8004
1296 | 90.4 | 90.4 | 90.4 | 88.0008 | 88.0008 | 1667.65 | 155401.6141 | 31680.3 | 14370.5361 | 4397.6726 | 29247.0769
1297 | 84.8 | 84.8 | 84.8 | 82.5495 | 82.5495 | 1492.35 | 130468.2961 | 29717.8035 | 13480.3259 | 2678.1495 | 41906.2304
1298 | 87.2 | 87.2 | 87.2 | 84.8858 | 84.8858 | 1515.45 | 136082.0492 | 30558.8734 | 13861.8445 | 2753.9462 | 41131.3948
1299 | 80.8 | 80.8 | 80.8 | 78.6556 | 78.6556 | 1470.15 | 122322.4052 | 28316.0203 | 12844.4614 | 2551.8217 | 41675.676
1300 | 86.4 | 86.4 | 86.4 | 84.107 | 84.107 | 1449.75 | 129006.2709 | 30278.5168 | 13734.6716 | 2728.6806 | 46279.8719
1301 | 81.6 | 81.6 | 81.6 | 79.4344 | 79.4344 | 1467.2 | 123452.0402 | 28596.377 | 12971.6343 | 2577.0872 | 42322.6379
1302 | 86.4 | 86.4 | 86.4 | 84.107 | 84.107 | 1471.55 | 131190.0079 | 30278.5168 | 13734.6716 | 2728.6806 | 44446.3394
1303 | 68.8 | 68.8 | 68.8 | 66.9741 | 66.9741 | 1508.35 | 107048.9761 | 24110.6708 | 10936.8682 | 3346.9013 | 32927.8091
1304 | 94.436 | 251.137 | 94.437 | 244.472 | 94.436 | 1502.4 | 150056.1924 | 33996.96 | 15421.3988 | 0 | 46991.3536
1305 | 767.602 | 2331.213 | 767.602 | 2269.3439 | 767.602 | 1544.95 | 1255895.137 | 276336.72 | 125349.4066 | 0 | 349297.2901
1306 | 1311.495 | 3160.639 | 1311.495 | 3076.7574 | 1311.495 | 1525.75 | 2125553.7982 | 472138.2 | 214167.1335 | 0 | 621976.5038
1307 | 1454.312 | 3715.581 | 1454.312 | 3616.9715 | 1454.312 | 1503.55 | 2331778.5641 | 523552.32 | 237489.1496 | 0 | 721993.1924
1308 | 1278.237 | 4003.685 | 1278.237 | 3897.4294 | 1278.237 | 1437.9 | 1950150.7593 | 460165.32 | 208736.1021 | 0 | 718497.0177
1309 | 1477.846 | 4018.606 | 1477.846 | 3911.9544 | 1477.846 | 1491.7 | 2327185.7563 | 532024.56 | 241332.2518 | 0 | 751189.1218
1310 | 1606.507 | 3780.985 | 1606.507 | 3680.6397 | 1606.507 | 1436.7 | 2448713.8192 | 578342.52 | 262342.5931 | 0 | 904945.3931
1311 | 1514.242 | 3127.292 | 1514.242 | 3044.2954 | 1514.242 | 1513.85 | 2431951.4618 | 545127.12 | 247275.7186 | 0 | 736148.7483
1312 | 1656.625 | 2381.527 | 1656.625 | 2318.3226 | 1656.625 | 1530.55 | 2684289.9498 | 596385 | 270526.8625 | 0 | 777702.6063
1313 | 1550.847 | 1371.199 | 1371.199 | 1334.8081 | 1334.8081 | 1474.6 | 2080901.0617 | 480530.9254 | 217974.167 | 395999.2559 | 701308.1894
1314 | 1602.881 | 261.941 | 261.941 | 254.9892 | 254.9892 | 1545.6 | 417414.3305 | 91796.1223 | 41639.741 | 2470685.6169 | 115867.1055
1315 | 1592.239 | 1592.239 | 1592.239 | 1549.9818 | 1549.9818 | 1670.1 | 2736062.3764 | 557993.4642 | 253112.0353 | 143589.8128 | 511339.0107
1316 | 1521.6 | 1521.6 | 1521.6 | 1481.2176 | 1481.2176 | 1544.85 | 2418523.3616 | 533238.3236 | 241882.8284 | 137219.5124 | 674176.1749
1317 | 1444 | 1444 | 1444 | 1405.677 | 1405.677 | 1523.35 | 2256775.7951 | 506043.7298 | 229547.0585 | 130221.4615 | 670015.955
1318 | 1625.6 | 1625.6 | 1625.6 | 1582.4575 | 1582.4575 | 1537.65 | 2563676.6185 | 569684.6864 | 258415.3036 | 146598.3434 | 731649.2077
1319 | 1578.4 | 1578.4 | 1578.4 | 1536.5101 | 1536.5101 | 1528.95 | 2486458.6972 | 553143.6448 | 250912.1033 | 142341.797 | 723773.0941
1320 | 1232.8 | 0 | 0 | 0 | 0 | 1501.85 | 0 | 0 | 0 | 2259722.4 | 0
1321 | 1146.4 | 0 | 0 | 0 | 0 | 1462.2 | 0 | 0 | 0 | 1364216 | 0
1322 | 1488 | 0 | 0 | 0 | 0 | 1485 | 0 | 0 | 0 | 1770720 | 0
1323 | 1347.2 | 0 | 0 | 0 | 0 | 1444.5 | 0 | 0 | 0 | 1603168 | 0
1324 | 1243.2 | 0 | 0 | 0 | 0 | 1443.3 | 0 | 0 | 0 | 1479408 | 0
1325 | 1531.2 | 0 | 0 | 0 | 0 | 1435.3 | 0 | 0 | 0 | 1822128 | 0
1326 | 1331.2 | 0 | 0 | 0 | 0 | 1445.45 | 0 | 0 | 0 | 1584128 | 0
1327 | 1144.8 | 0 | 0 | 0 | 0 | 1447.45 | 0 | 0 | 0 | 2098418.4 | 0
1328 | 1010.871 | 0 | 0 | 0 | 0 | 1453.2 | 0 | 0 | 0 | 1852926.543 | 0
1329 | 1203.916 | 667.246 | 667.246 | 649.5377 | 649.5377 | 1410.05 | 976827.4334 | 233833.5558 | 106069.499 | 1016175.5065 | 383194.7395
1330 | 1503.542 | 1525.184 | 1503.541 | 1484.7064 | 1484.7064 | 1350.6 | 2135073.3334 | 534494.3213 | 242452.563 | 34525.5666 | 964168.3674
1331 | 1515.135 | 1312.779 | 1312.779 | 1277.9386 | 1277.9386 | 1454.5 | 1975438.2734 | 460057.882 | 208687.367 | 434781.0727 | 697115.485
1332 | 1556.164 | 0 | 0 | 0 | 0 | 1475.95 | 0 | 0 | 0 | 2852448.612 | 0
1333 | 1211.064 | 376.115 | 376.115 | 366.1331 | 366.1331 | 1326.7 | 517709.6397 | 131807.9207 | 59789.5373 | 1548758.316 | 246517.4249
1334 | 1410.099 | 1098.76 | 1098.76 | 1069.5995 | 1069.5995 | 1264 | 1442180.5925 | 385055.8231 | 174665.5998 | 624135.5677 | 787225.2383
1335 | 1317.507 | 749.671 | 749.671 | 729.7751 | 729.7751 | 1273.65 | 989900.6123 | 262719.0505 | 119172.2804 | 1077312.4987 | 530072.1732
1336 | 1520.142 | 443.242 | 443.242 | 431.4786 | 431.4786 | 1223.1 | 560375.7952 | 155332.2956 | 70460.4552 | 1995520.0141 | 335215.7235
1337 | 1602.996 | 128.632 | 128.632 | 125.2182 | 125.2182 | 1364.7 | 181029.3998 | 45078.5437 | 20448.1283 | 2708766.7498 | 79551.1077
1338 | 1509.998 | 0 | 0 | 0 | 0 | 1465.4 | 0 | 0 | 0 | 2767826.334 | 0
1339 | 1268.157 | 1268.157 | 1268.157 | 1234.5008 | 1234.5008 | 1586.25 | 2071265.089 | 444420.2896 | 201593.9814 | 114363.7521 | 510774.7079
1340 | 1219.2 | 1219.2 | 1219.2 | 1186.8431 | 1186.8431 | 1582.6 | 1997570.7848 | 427263.5148 | 193811.4777 | 109948.7576 | 495388.3085
1341 | 1537.6 | 1537.6 | 1537.6 | 1496.7929 | 1496.7929 | 1549.85 | 2469581.7808 | 538845.4563 | 244426.2862 | 138662.4095 | 673781.3393
1342 | 1788 | 1788 | 1788 | 1740.5475 | 1740.5475 | 1538.45 | 2848141.2908 | 626597.0837 | 284231.3994 | 161243.7488 | 803349.6777
1343 | 1920 | 1796.003 | 1796.003 | 1748.3381 | 1748.3381 | 1468.6 | 2725838.5652 | 629401.7014 | 285503.6051 | 583307.2739 | 929066.8448
1344 | 1416 | 0 | 0 | 0 | 0 | 1444.05 | 0 | 0 | 0 | 2595528 | 0
1345 | 1318.4 | 0 | 0 | 0 | 0 | 1413.5 | 0 | 0 | 0 | 1568896 | 0
1346 | 1386.4 | 0 | 0 | 0 | 0 | 1280.4 | 0 | 0 | 0 | 1649816 | 0
1347 | 1447.2 | 0 | 0 | 0 | 0 | 1362 | 0 | 0 | 0 | 1722168 | 0
1348 | 1560.8 | 0 | 0 | 0 | 0 | 1275.2 | 0 | 0 | 0 | 1857352 | 0
1349 | 1575.2 | 0 | 0 | 0 | 0 | 1276.6 | 0 | 0 | 0 | 1874488 | 0
1350 | 1132 | 0 | 0 | 0 | 0 | 1266.2 | 0 | 0 | 0 | 1347080 | 0
1351 | 1085.6 | 147.103 | 147.103 | 143.199 | 143.199 | 1384.45 | 209492.9766 | 51551.628 | 23384.3912 | 1727421.0943 | 88146.1239
1352 | 972.737 | 972.737 | 972.737 | 946.9211 | 946.9211 | 1500.85 | 1501034.2953 | 340891.5925 | 154632.214 | 47320.5625 | 472655.6622
1353 | 1002.649 | 1002.649 | 1002.649 | 976.0392 | 976.0392 | 1580.85 | 1632227.2385 | 351374.1272 | 159387.2082 | 48775.6862 | 409106.8483
1354 | 1224.946 | 1466.447 | 1224.946 | 1427.5283 | 1224.946 | 1560.1 | 2027729.6104 | 440980.56 | 200033.6818 | 0 | 538853.7454
1355 | 1629.851 | 2045.427 | 1629.851 | 1991.1425 | 1629.851 | 1532.9 | 2651669.7385 | 586746.36 | 266154.6683 | 0 | 761303.4021
1356 | 1267.651 | 1578.912 | 1267.65 | 1537.0085 | 1267.651 | 1526.95 | 2047672.8597 | 456354.36 | 207007.4083 | 0 | 599662.3055
1357 | 1387.724 | 1387.724 | 1387.724 | 1350.8946 | 1350.8946 | 1519.45 | 2166125.7547 | 486322.0422 | 220601.0819 | 67508.3606 | 649172.3816
1358 | 1508.577 | 1508.577 | 1508.577 | 1468.5402 | 1468.5402 | 1530.95 | 2375634.6554 | 528674.468 | 239812.6128 | 73387.4749 | 688818.7756
1359 | 1492.205 | 1492.205 | 1492.205 | 1452.6027 | 1452.6027 | 1588.7 | 2440951.8622 | 522936.9694 | 237210.0197 | 72591.0291 | 597455.4875
1360 | 1115.506 | 782.651 | 782.651 | 761.8799 | 761.8799 | 1567.05 | 1260718.4765 | 274276.7529 | 124414.9826 | 648196.6979 | 329855.8893
1361 | 1715.058 | 1305.807 | 1305.807 | 1271.1516 | 1271.1516 | 1608.75 | 2158612.8152 | 457614.5739 | 207579.0553 | 813680.442 | 497338.0612
1362 | 1580.662 | 163.895 | 163.895 | 159.5453 | 159.5453 | 1623.65 | 273484.873 | 57436.3138 | 26053.7501 | 2604906.8817 | 60044.8797
1363 | 1152.8 | 1152.8 | 1152.8 | 1122.2053 | 1122.2053 | 1643.3 | 1945945.7728 | 403993.9139 | 183256.1282 | 103960.7347 | 400290.6364
1364 | 1612 | 1612 | 1612 | 1569.2184 | 1569.2184 | 1611.15 | 2673498.0554 | 564918.6236 | 256253.3645 | 145371.8809 | 610190.5744
1365 | 1400.8 | 1400.8 | 1400.8 | 1363.6235 | 1363.6235 | 1593.3 | 2295410.9393 | 490904.4714 | 222679.7227 | 126325.6394 | 554585.6903
1366 | 1607.2 | 1607.2 | 1607.2 | 1564.5458 | 1564.5458 | 1591.55 | 2632958.3444 | 563236.4837 | 255490.3272 | 144939.0118 | 639038.7272
1367 | 1369.6 | 1369.6 | 1369.6 | 1333.2516 | 1333.2516 | 1665.35 | 2359209.6338 | 479970.5626 | 217719.9802 | 123511.9901 | 446172.6354
1368 | 1172 | 133.446 | 133.446 | 129.9044 | 129.9044 | 1552.85 | 214383.792 | 46765.5897 | 21213.3911 | 1910161.2056 | 58086.7596
1369 | 1296.8 | 0 | 0 | 0 | 0 | 1411.4 | 0 | 0 | 0 | 1543192 | 0
1370 | 1394.4 | 0 | 0 | 0 | 0 | 1499 | 0 | 0 | 0 | 1659336 | 0
1371 | 1192 | 0 | 0 | 0 | 0 | 1472 | 0 | 0 | 0 | 1418480 | 0
1372 | 1368.8 | 0 | 0 | 0 | 0 | 1447.7 | 0 | 0 | 0 | 1628872 | 0
1373 | 1286.4 | 0 | 0 | 0 | 0 | 1448.65 | 0 | 0 | 0 | 1530816 | 0
1374 | 717.6 | 0 | 0 | 0 | 0 | 1456.65 | 0 | 0 | 0 | 853944 | 0
1375 | 961.6 | 961.6 | 961.6 | 936.0797 | 936.0797 | 1482.95 | 1471488.6981 | 336988.6777 | 152861.8085 | 46778.7828 | 483999.9883
1376 | 858.742 | 858.742 | 858.742 | 835.9515 | 835.9515 | 1539.75 | 1362300.9322 | 300942.524 | 136510.8727 | 41775.0681 | 384746.6574
1377 | 924.647 | 924.647 | 924.647 | 900.1074 | 900.1074 | 1598.5 | 1524553.7554 | 324038.6542 | 146987.534 | 44981.1368 | 361393.1101
1378 | 1261.322 | 1420.466 | 1261.321 | 1382.7676 | 1261.322 | 1606 | 2150033.7937 | 454075.92 | 205973.8826 | 0 | 496960.868
1379 | 921.625 | 1925.771 | 921.625 | 1874.6621 | 921.625 | 1605 | 1578782.0424 | 331785 | 150501.3625 | 0 | 364041.875
1380 | 1166.42 | 2168.204 | 1166.419 | 2110.661 | 1166.42 | 1584.85 | 1963962.7473 | 419911.2 | 190476.386 | 0 | 484239.263
1381 | 1425.732 | 2119.746 | 1425.732 | 2063.4891 | 1425.732 | 1428.15 | 2154769.3213 | 513263.52 | 232822.0356 | 0 | 815304.8442
1382 | 1270.075 | 2555.429 | 1270.075 | 2487.6093 | 1270.075 | 1564.25 | 2108110.9048 | 457227 | 207403.2475 | 0 | 553435.1812
1383 | 1409.846 | 1617.583 | 1409.846 | 1574.6532 | 1409.846 | 1614.7 | 2415054.0471 | 507544.56 | 230227.8518 | 0 | 543213.6638
1384 | 1503.303 | 808.166 | 808.166 | 786.7177 | 786.7177 | 1584.55 | 1320579.2187 | 283218.3774 | 128471.0028 | 1313500.8275 | 326841.8747
1385 | 1426.651 | 616.649 | 616.649 | 600.2835 | 600.2835 | 1638.8 | 1041103.5338 | 216102.0498 | 98026.2909 | 1514731.6794 | 216822.39
1386 | 1530.718 | 236.934 | 236.934 | 230.6459 | 230.6459 | 1640.7 | 401107.3586 | 83032.5243 | 37664.4756 | 2383032.1578 | 82871.0722
1387 | 1079.591 | 1079.591 | 1079.591 | 1050.9392 | 1050.9392 | 1644.5 | 1829299.7298 | 378338.1276 | 171618.3784 | 97358.6689 | 373608.901
1388 | 1292 | 1292 | 1292 | 1257.711 | 1257.711 | 1611.15 | 2144250.4226 | 452775.9688 | 205384.2103 | 116513.9393 | 489060.9318
1389 | 1392.8 | 1392.8 | 1392.8 | 1355.8358 | 1355.8358 | 1590.5 | 2277548.0975 | 488100.905 | 221407.9939 | 125604.1909 | 555214.7795
1390 | 1493.6 | 1493.6 | 1493.6 | 1453.9607 | 1453.9607 | 1593.05 | 2449112.9397 | 523425.8413 | 237431.7775 | 134694.4425 | 591689.2948
1391 | 1524 | 1524 | 1524 | 1483.5539 | 1483.5539 | 1566.45 | 2466035.2528 | 534079.3935 | 242264.3471 | 137435.947 | 643194.7807
1392 | 1385.6 | 0 | 0 | 0 | 0 | 1497.6 | 0 | 0 | 0 | 2539804.8 | 0
1393 | 1531.2 | 0 | 0 | 0 | 0 | 1483.7 | 0 | 0 | 0 | 1822128 | 0
1394 | 1497.6 | 0 | 0 | 0 | 0 | 1451.95 | 0 | 0 | 0 | 1782144 | 0
1395 | 1485.6 | 0 | 0 | 0 | 0 | 1259 | 0 | 0 | 0 | 1767864 | 0
1396 | 1413.6 | 0 | 0 | 0 | 0 | 1159.7 | 0 | 0 | 0 | 1682184 | 0
1397 | 1488.8 | 0 | 0 | 0 | 0 | 1148.65 | 0 | 0 | 0 | 1771672 | 0
1398 | 1299.2 | 0 | 0 | 0 | 0 | 1227.25 | 0 | 0 | 0 | 1546048 | 0
1399 | 1104 | 308.637 | 308.637 | 300.4459 | 300.4459 | 1384.95 | 442019.6236 | 108160.5392 | 49062.8224 | 1472914.5878 | 184789.2768
1400 | 1358.071 | 1358.071 | 1358.071 | 1322.0285 | 1322.0285 | 1449.9 | 2036667.3895 | 475930.273 | 215887.2599 | 66065.8365 | 727247.8977
1401 | 1671.657 | 1671.657 | 1671.657 | 1627.2921 | 1627.2921 | 1482.4 | 2560718.0882 | 585825.1684 | 265736.8056 | 81320.7984 | 842286.4088
1402 | 1400.192 | 1400.192 | 1400.192 | 1363.0317 | 1363.0317 | 1343.45 | 1942172.9846 | 490691.4004 | 222583.0713 | 68114.8892 | 894898.4414
1403 | 1499.733 | 1828.649 | 1499.733 | 1780.1177 | 1499.733 | 1263.45 | 2015090.4532 | 539903.88 | 244906.3989 | 0 | 1104628.3411
1404 | 1335.797 | 1335.797 | 1335.797 | 1300.3457 | 1300.3457 | 1338.95 | 1845618.0057 | 468124.4433 | 212346.4489 | 64982.2772 | 859593.509
1405 | 1593.236 | 1593.236 | 1593.236 | 1550.9524 | 1550.9524 | 1307.2 | 2141237.7401 | 558342.8586 | 253270.5245 | 77505.8661 | 1074499.8124
1406 | 1620.676 | 1620.676 | 1620.676 | 1577.6641 | 1577.6641 | 1318.7 | 2206347.8462 | 567959.0913 | 257632.5545 | 78840.7348 | 1074862.5803
1407 | 1525.559 | 1525.559 | 1525.559 | 1485.0715 | 1485.0715 | 1313.2 | 2065550.8354 | 534625.7385 | 242512.1753 | 74213.5952 | 1019947.1033
1408 | 1514.83 | 1313.707 | 1313.707 | 1278.8419 | 1278.8419 | 1366.25 | 1850337.7928 | 460383.0957 | 208834.8876 | 432566.1279 | 810466.0747
1409 | 1822.304 | 952.035 | 952.035 | 926.7685 | 926.7685 | 1527.35 | 1497393.0391 | 333636.6636 | 151341.2977 | 1641516.553 | 438037.1363
1410 | 1605.867 | 261.057 | 261.057 | 254.1287 | 254.1287 | 1581.6 | 424676.2053 | 91486.3282 | 41499.215 | 2477736.3231 | 106327.4437
1411 | 1954.45 | 1704.634 | 1704.634 | 1659.3939 | 1659.3939 | 1643.3 | 2877588.3597 | 597381.8195 | 270979.0309 | 1002600.4819 | 591905.8194
1412 | 1688.8 | 1688.8 | 1688.8 | 1643.9802 | 1643.9802 | 1611.15 | 2796706.7217 | 591832.8607 | 268461.9615 | 152297.7869 | 639261.6886
1413 | 1488.8 | 1488.8 | 1488.8 | 1449.2881 | 1449.2881 | 1570.25 | 2399483.7072 | 521743.7015 | 236668.7401 | 134261.5734 | 622831.5436
1414 | 1700 | 1700 | 1700 | 1654.8829 | 1654.8829 | 1593.05 | 2788188.4297 | 595757.8536 | 270242.3819 | 153307.8148 | 673454.607
1415 | 1531.2 | 1531.2 | 1531.2 | 1490.5628 | 1490.5628 | 1568.05 | 2480079.5886 | 536602.6032 | 243408.9031 | 138085.2506 | 643848.5957
1416 | 1661.6 | 0 | 0 | 0 | 0 | 1535.8 | 0 | 0 | 0 | 3045712.8 | 0
1417 | 677.6 | 0 | 0 | 0 | 0 | 1518.9 | 0 | 0 | 0 | 806344 | 0
1418 | 501.6 | 0 | 0 | 0 | 0 | 1520.9 | 0 | 0 | 0 | 596904 | 0
1419 | 592.8 | 0 | 0 | 0 | 0 | 1493.85 | 0 | 0 | 0 | 705432 | 0
1420 | 738.4 | 0 | 0 | 0 | 0 | 1469.55 | 0 | 0 | 0 | 878696 | 0
1421 | 784.8 | 0 | 0 | 0 | 0 | 1493.3 | 0 | 0 | 0 | 933912 | 0
1422 | 656.8 | 0 | 0 | 0 | 0 | 1511.1 | 0 | 0 | 0 | 781592 | 0
1423 | 596 | 143.66 | 143.66 | 139.8473 | 139.8473 | 1541 | 229154.4745 | 50345.0431 | 22837.0709 | 836127.8223 | 64189.9299
1424 | 458.959 | 458.959 | 458.959 | 446.7785 | 446.7785 | 1562.85 | 739372.8712 | 160840.2522 | 72958.9255 | 22326.8962 | 195309.2118
1425 | 545.507 | 545.507 | 545.507 | 531.0295 | 531.0295 | 1596.45 | 898653.0787 | 191170.635 | 86717.1241 | 26537.1812 | 214296.9715
1426 | 657.357 | 1109.226 | 657.357 | 1079.7877 | 657.357 | 1555.95 | 1085188.9891 | 236648.52 | 107346.3981 | 0 | 291899.3759
1427 | 784.747 | 1781.739 | 784.747 | 1734.4526 | 784.747 | 1316.9 | 1102327.0799 | 282508.92 | 128149.1851 | 0 | 536060.6757
1428 | 756.627 | 1936.804 | 756.627 | 1885.4023 | 756.627 | 1353.95 | 1089047.1359 | 272385.72 | 123557.1891 | 0 | 488818.8734
1429 | 915.603 | 1990.688 | 915.603 | 1937.8562 | 915.603 | 1342.1 | 1301124.9911 | 329617.08 | 149517.9699 | 0 | 602375.2137
1430 | 833.363 | 2840.315 | 833.363 | 2764.9346 | 833.363 | 1439.1 | 1273133.2866 | 300010.68 | 136088.1779 | 0 | 467433.3067
1431 | 642.919 | 2118.346 | 642.919 | 2062.1263 | 642.919 | 1540.6 | 1051079.2601 | 231450.84 | 104988.6727 | 0 | 295356.9886
1432 | 667.766 | 1873.523 | 667.766 | 1823.8007 | 667.766 | 1555.75 | 1101021.7071 | 240395.76 | 109046.1878 | 0 | 296655.0455
1433 | 671.56 | 1081.202 | 671.56 | 1052.5075 | 671.56 | 1602.75 | 1138936.2884 | 241761.6 | 109665.748 | 0 | 266777.21
1434 | 759.475 | 204.404 | 204.404 | 198.9792 | 198.9792 | 1626.5 | 342199.7981 | 71632.5225 | 32493.3081 | 1027388.7477 | 74318.7421
1435 | 768.029 | 768.029 | 768.029 | 747.6459 | 747.6459 | 1642.45 | 1297867.22 | 269152.5345 | 122090.5802 | 69261.6751 | 267320.8019
1436 | 534.4 | 534.4 | 534.4 | 520.2173 | 520.2173 | 1611.15 | 884847.3138 | 187278.2335 | 84951.4876 | 48192.7625 | 202286.5031
1437 | 708.8 | 708.8 | 708.8 | 689.9888 | 689.9888 | 1588.45 | 1154969.0342 | 248395.9804 | 112675.1767 | 63920.3407 | 283964.9048
1438 | 805.6 | 805.6 | 805.6 | 784.2198 | 784.2198 | 1589.85 | 1316460.8606 | 282319.1335 | 128063.0958 | 72649.868 | 321647.7572
1439 | 713.6 | 713.6 | 713.6 | 694.6614 | 694.6614 | 1564.4 | 1152598.6356 | 250078.1202 | 113438.214 | 64353.2098 | 302594.5255
1440 | 728.8 | 0 | 0 | 0 | 0 | 1544.7 | 0 | 0 | 0 | 1335890.4 | 0
1441 | 1704 | 0 | 0 | 0 | 0 | 1379.75 | 0 | 0 | 0 | 3123432 | 0
1442 | 1666.4 | 0 | 0 | 0 | 0 | 1464.25 | 0 | 0 | 0 | 3054511.2 | 0
1443 | 1551.2 | 0 | 0 | 0 | 0 | 1368.25 | 0 | 0 | 0 | 2843349.6 | 0
1444 | 1624 | 153.199 | 153.199 | 149.1332 | 149.1332 | 1227.35 | 194176.5898 | 53687.9455 | 24353.4486 | 2703430.8773 | 115227.7531
1445 | 1580.8 | 1580.8 | 1580.8 | 1538.8464 | 1538.8464 | 1367.25 | 2232650.3034 | 553984.7147 | 251293.622 | 76900.8942 | 973705.0784
1446 | 1460 | 1460 | 1460 | 1421.2524 | 1421.2524 | 1373.85 | 2069280.2621 | 511650.8625 | 232090.5163 | 71024.3583 | 889917.1877
1447 | 1464 | 1464 | 1464 | 1425.1462 | 1425.1462 | 1569.25 | 2369209.5088 | 513052.6457 | 232726.3807 | 71218.9455 | 613881.7421
1448 | 110.259 | 110.259 | 110.259 | 107.3328 | 107.3328 | 1496.4 | 169935.3329 | 38639.803 | 17527.444 | 5363.7498 | 54052.7912
1449 | 89.69 | 102.556 | 89.69 | 99.8342 | 89.69 | 1562 | 148519.7361 | 32288.4 | 14646.377 | 0 | 39284.22
1450 | 0 | 721.306 | -0.001 | 702.1629 | 0 | 1396.3 | 0 | 0 | 0 | 0 | 0
1451 | 0 | 1467.055 | -0.001 | 1428.1202 | 0 | 346.75 | 0 | 0 | 0 | 0 | 0
1452 | 0 | 1428.434 | 0 | 1390.5241 | 0 | 337.7 | 0 | 0 | 0 | 0 | 0
1453 | 0 | 1307.678 | 0 | 1272.9729 | 0 | 760.6 | 0 | 0 | 0 | 0 | 0
1454 | 87.814 | 2611.158 | 87.814 | 2541.8593 | 87.814 | 1218.9 | 113724.6497 | 31613.04 | 14340.0262 | 0 | 68591.5154
1455 | 71.433 | 1968.56 | 71.433 | 1916.3155 | 71.433 | 1240.35 | 93856.5416 | 25715.88 | 11665.0089 | 0 | 54264.0785
1456 | 76.614 | 2326.891 | 76.614 | 2265.1366 | 76.614 | 1375.2 | 111384.587 | 27581.04 | 12511.0662 | 0 | 47868.4272
1457 | 71.47 | 1304.46 | 71.47 | 1269.8403 | 71.47 | 1579.55 | 118966.8599 | 25729.2 | 11671.051 | 0 | 30049.5615
1458 | 83.419 | 257.817 | 83.419 | 250.9747 | 83.419 | 1412.4 | 124027.9648 | 30030.84 | 13622.3227 | 0 | 49017.0044
1459 | 77.625 | 77.625 | 77.625 | 75.5649 | 75.5649 | 1409.9 | 112141.5318 | 27203.3549 | 12339.7441 | 3776.2095 | 44590.8326
1460 | 86.4 | 86.4 | 86.4 | 84.107 | 84.107 | 1422.85 | 126094.9097 | 30278.5168 | 13734.6716 | 4203.0853 | 48542.3499
1461 | 79.2 | 79.2 | 79.2 | 77.0981 | 77.0981 | 1614.45 | 131216.4208 | 27755.3071 | 12590.1157 | 3852.8282 | 29725.1629
1462 | 86.4 | 86.4 | 86.4 | 84.107 | 84.107 | 1726.3 | 153201.5891 | 30278.5168 | 13734.6716 | 4203.0853 | 23020.0835
1463 | 79.2 | 79.2 | 79.2 | 77.0981 | 77.0981 | 1701.05 | 138767.0048 | 27755.3071 | 12590.1157 | 3852.8282 | 23048.4696
1464 | 84 | 84 | 84 | 81.7707 | 81.7707 | 1487.7 | 128738.6232 | 29437.4469 | 13353.153 | 4086.3329 | 41891.1223
1465 | 75.2 | 75.2 | 75.2 | 73.2042 | 73.2042 | 1422.25 | 110073.8935 | 26353.5239 | 11954.2512 | 2374.9627 | 42293.7456
1466 | 81.6 | 81.6 | 81.6 | 79.4344 | 79.4344 | 1464.7 | 123104.6109 | 28596.377 | 12971.6343 | 2577.0872 | 42521.2239
1467 | 76 | 76 | 76 | 73.983 | 73.983 | 1461.15 | 114582.1485 | 26633.8805 | 12081.4241 | 2400.2283 | 39865.7403
1468 | 80 | 80 | 80 | 77.8768 | 77.8768 | 1459.25 | 120545.955 | 28035.6637 | 12717.2886 | 2526.5561 | 42111.9032
1469 | 76.8 | 76.8 | 76.8 | 74.7618 | 74.7618 | 1458.9 | 115601.4998 | 26914.2372 | 12208.597 | 2425.4939 | 40453.5937
1470 | 81.6 | 81.6 | 81.6 | 79.4344 | 79.4344 | 1462.3 | 122995.2871 | 28596.377 | 12971.6343 | 2577.0872 | 42711.8664
1471 | 67.2 | 67.2 | 67.2 | 65.4165 | 65.4165 | 1469.9 | 102063.4996 | 23549.9575 | 10682.5224 | 3269.0664 | 34677.3124
1472 | 79.057 | 79.057 | 79.057 | 76.9589 | 76.9589 | 1490.1 | 121596.8063 | 27705.1933 | 12567.3835 | 3845.8717 | 39241.328
1473 | 544.574 | 687.678 | 544.574 | 669.4274 | 544.574 | 1531.45 | 884655.2349 | 196046.64 | 88928.9342 | 0 | 255160.1477
1474 | 1505.096 | 1896.879 | 1505.096 | 1846.5369 | 1505.096 | 1542.2 | 2464355.8312 | 541834.56 | 245782.1768 | 0 | 689032.9488
1475 | 1673.221 | 2884.955 | 1673.221 | 2808.3899 | 1673.221 | 1450.45 | 2577336.4145 | 602359.56 | 273236.9893 | 0 | 919518.6006
1476 | 1557.38 | 3785.859 | 1557.38 | 3685.3844 | 1557.38 | 1495.5 | 2471166.8835 | 560656.8 | 254320.154 | 0 | 785698.21
1477 | 1552.097 | 3836.973 | 1552.097 | 3735.1418 | 1552.097 | 1396.35 | 2298103.2342 | 558754.92 | 253457.4401 | 0 | 936923.3541
1478 | 1601.467 | 3576.795 | 1601.467 | 3481.8688 | 1601.467 | 1419.05 | 2414229.9348 | 576528.12 | 261519.5611 | 0 | 930372.2536
1479 | 1699.22 | 3077.441 | 1699.22 | 2995.7674 | 1699.22 | 1324.65 | 2383227.7665 | 611719.2 | 277482.626 | 0 | 1147568.227
1480 | 1209.033 | 1725.383 | 1209.033 | 1679.5923 | 1209.033 | 1563.25 | 1998733.5084 | 435251.88 | 197435.0889 | 0 | 528045.1628
1481 | 1602.265 | 1288.531 | 1288.531 | 1254.3341 | 1254.3341 | 1563.2 | 2070980.4199 | 451560.2723 | 204832.7568 | 637757.3586 | 547893.1304
1482 | 1255.783 | 245.865 | 245.865 | 239.3399 | 239.3399 | 1548.4 | 390277.2501 | 86162.3557 | 39084.2019 | 1863140.2446 | 108085.8884
1483 | 1313.251 | 1313.251 | 1313.251 | 1278.398 | 1278.398 | 1543.05 | 2073936.7455 | 460223.2924 | 208762.399 | 118430.3771 | 584163.9818
1484 | 1345.6 | 1345.6 | 1345.6 | 1309.8885 | 1309.8885 | 1525.2 | 2101580.9875 | 471559.8634 | 213904.7936 | 121347.6445 | 621935.0643
1485 | 1182.4 | 1182.4 | 1182.4 | 1151.0197 | 1151.0197 | 1430.9 | 1731708.0019 | 414367.1095 | 187961.5249 | 106630.0943 | 655045.3389
1486 | 1305.6 | 1305.6 | 1305.6 | 1270.9501 | 1270.9501 | 1512.9 | 2023907.0935 | 457542.0316 | 207546.1493 | 117740.4018 | 619079.7877
1487 | 1395.2 | 1395.2 | 1395.2 | 1358.1722 | 1358.1722 | 1497.15 | 2147035.0599 | 488941.9749 | 221789.5125 | 125820.6255 | 682956.8669
1488 | 1414.4 | 0 | 0 | 0 | 0 | 1432.95 | 0 | 0 | 0 | 2592595.2 | 0
1489 | 1534.4 | 0 | 0 | 0 | 0 | 860.2 | 0 | 0 | 0 | 1825936 | 0
1490 | 1493.6 | 0 | 0 | 0 | 0 | 1367.55 | 0 | 0 | 0 | 1777384 | 0
1491 | 1685.6 | 0 | 0 | 0 | 0 | 1363.3 | 0 | 0 | 0 | 2005864 | 0
1492 | 1434.4 | 0 | 0 | 0 | 0 | 1274.6 | 0 | 0 | 0 | 1706936 | 0
1493 | 1459.2 | 0 | 0 | 0 | 0 | 1058.8 | 0 | 0 | 0 | 1736448 | 0
1494 | 1717.6 | 0 | 0 | 0 | 0 | 1307.6 | 0 | 0 | 0 | 2043944 | 0
1495 | 1190.4 | 108.048 | 108.048 | 105.1805 | 105.1805 | 1355.75 | 151060.906 | 37864.9674 | 17175.9699 | 1989207.4077 | 67762.5146
1496 | 1580.043 | 1002.174 | 1002.174 | 975.5768 | 975.5768 | 1453.9 | 1505401.8631 | 351207.6654 | 159311.6993 | 1107986.4559 | 532762.5169
1497 | 1502.036 | 1502.036 | 1502.036 | 1462.1728 | 1462.1728 | 1302.25 | 2024537.8343 | 526382.202 | 238772.8155 | 73069.276 | 1020231.0596
1498 | 1441.807 | 1441.807 | 1441.807 | 1403.5422 | 1403.5422 | 1245.55 | 1861598.0573 | 505275.2022 | 229198.4459 | 70139.3267 | 1058902.4341
1499 | 1867.076 | 1867.076 | 1867.076 | 1817.5248 | 1817.5248 | 1315.8 | 2543052.8729 | 654308.9355 | 296801.8032 | 90827.3115 | 1243550.4824
1500 | 1969.563 | 2030.342 | 1969.562 | 1976.4578 | 1969.563 | 1282.35 | 2691434.3665 | 709042.68 | 321629.6379 | 0 | 1413456.8869
1501 | 1991.36 | 1991.36 | 1991.36 | 1938.5104 | 1938.5104 | 724.25 | 1495415.7578 | 697863.7408 | 316558.7469 | 96873.3329 | 2473054.6316
1502 | 1801.825 | 1275.294 | 1275.294 | 1241.4484 | 1241.4484 | 282 | 372340.5317 | 446921.4213 | 202728.5225 | 1027170.3216 | 2132808.3383
1503 | 1593.282 | 1593.282 | 1593.282 | 1550.9972 | 1550.9972 | 295.55 | 487749.8716 | 558358.9792 | 253277.8369 | 77508.1038 | 2643597.1167
1504 | 1359.178 | 1359.178 | 1359.178 | 1323.1062 | 1323.1062 | 301.3 | 423154.7787 | 476318.2165 | 216063.2354 | 66119.6885 | 2247560.4286
1505 | 1889.839 | 1313.042 | 1313.042 | 1278.1946 | 1278.1946 | 310.05 | 418114.6683 | 460150.0492 | 208729.1751 | 1121144.2198 | 2160084.9324
1506 | 1338.014 | 254.706 | 254.706 | 247.9462 | 247.9462 | 1368 | 357792.5303 | 89260.647 | 40489.6213 | 1998094.2011 | 156702.0247
1507 | 1353.885 | 1353.885 | 1353.885 | 1317.9536 | 1317.9536 | 1517 | 2109024.9096 | 474463.3069 | 215221.8278 | 122094.7946 | 636571.6034
1508 | 1158.4 | 1158.4 | 1158.4 | 1127.6567 | 1127.6567 | 1503.75 | 1793629.0452 | 405956.4104 | 184146.3384 | 104465.7487 | 559599.6351
1509 | 1659.2 | 1659.2 | 1659.2 | 1615.1657 | 1615.1657 | 1487.05 | 2538515.7113 | 581459.6651 | 263756.5648 | 149628.4273 | 828499.2646
1510 | 1568 | 1568 | 1568 | 1526.3861 | 1526.3861 | 1480.15 | 2388581.0872 | 549499.0085 | 249258.8558 | 141403.9139 | 793491.8322
1511 | 1603.2 | 1603.2 | 1603.2 | 1560.6519 | 1560.6519 | 1467.85 | 2426305.732 | 561834.7006 | 254854.4628 | 144578.2875 | 830500.9331
1512 | 1517.6 | 0 | 0 | 0 | 0 | 633.75 | 0 | 0 | 0 | 2781760.8 | 0
1513 | 1664 | 0 | 0 | 0 | 0 | 1476.7 | 0 | 0 | 0 | 1980160 | 0
1514 | 1617.6 | 0 | 0 | 0 | 0 | 1065.4 | 0 | 0 | 0 | 1924944 | 0
1515 | 1648 | 0 | 0 | 0 | 0 | 911.7 | 0 | 0 | 0 | 1961120 | 0
1516 | 1176.8 | 0 | 0 | 0 | 0 | 260.85 | 0 | 0 | 0 | 1400392 | 0
1517 | 1515.2 | 0 | 0 | 0 | 0 | 510.7 | 0 | 0 | 0 | 1803088 | 0
1518 | 1512.8 | 0 | 0 | 0 | 0 | 1235.05 | 0 | 0 | 0 | 1800232 | 0
1519 | 1321.6 | 0 | 0 | 0 | 0 | 1535.9 | 0 | 0 | 0 | 2422492.8 | 0
1520 | 1341.317 | 1026.004 | 1026.004 | 998.7744 | 998.7744 | 1673.3 | 1765838.0218 | 359558.7887 | 163099.8617 | 627880.5617 | 326299.6008
1521 | 1629.663 | 1629.663 | 1629.663 | 1586.4126 | 1586.4126 | 1790.65 | 3003858.0383 | 571108.5477 | 259061.1829 | 79277.9238 | 332115.4846
1522 | 1448.199 | 1448.199 | 1448.199 | 1409.7646 | 1409.7646 | 1748.25 | 2615423.1468 | 507515.2517 | 230214.5572 | 70450.2771 | 354908.235
1523 | 1859.743 | 1859.743 | 1859.743 | 1810.3864 | 1810.3864 | 1540.15 | 2958572.7615 | 651739.1165 | 295636.1048 | 90470.5843 | 832506.202
1524 | 1762.66 | 1988.622 | 1762.66 | 1935.8451 | 1762.66 | 1531.1 | 2857381.9557 | 634557.6 | 287842.378 | 0 | 826511.274
1525 | 1573.75 | 1573.75 | 1573.75 | 1531.9835 | 1531.9835 | 1517.5 | 2458450.4095 | 551514.0719 | 250172.9109 | 76557.9341 | 739182.0546
1526 | 1726.047 | 1726.047 | 1726.047 | 1680.2387 | 1680.2387 | 1541.65 | 2738741.5432 | 604885.9153 | 274382.9721 | 83966.699 | 770137.3869
1527 | 1828.904 | 1828.904 | 1828.904 | 1780.3659 | 1780.3659 | 1716.35 | 3227628.5657 | 640931.7186 | 290733.749 | 88970.365 | 505000.7832
1528 | 1697.557 | 1697.557 | 1697.557 | 1652.5048 | 1652.5048 | 1775.2 | 3089455.6823 | 594901.7146 | 269854.0277 | 82580.7511 | 371483.0706
1529 | 1829.581 | 1339.43 | 1339.43 | 1303.8823 | 1303.8823 | 1890.7 | 2591598.2197 | 469397.6129 | 212923.9727 | 963605.7941 | 142514.3308
1530 | 1704.422 | 271.475 | 271.475 | 264.2702 | 264.2702 | 1886.35 | 523565.5649 | 95137.2725 | 43155.3239 | 2639798.2467 | 30034.3084
1531 | 1675.433 | 1675.433 | 1675.433 | 1630.9679 | 1630.9679 | 1883.85 | 3226304.5363 | 587148.4518 | 266337.0616 | 151092.3366 | 189436.9241
1532 | 1698.4 | 1698.4 | 1698.4 | 1653.3254 | 1653.3254 | 1865.55 | 3241237.997 | 595197.1404 | 269988.0362 | 153163.5251 | 222289.5987
1533 | 1537.6 | 1537.6 | 1537.6 | 1496.7929 | 1496.7929 | 1850.4 | 2908486.6795 | 538845.4563 | 244426.2862 | 138662.4095 | 223920.223
1534 | 1532 | 1532 | 1532 | 1491.3416 | 1491.3416 | 1836.3 | 2879667.7761 | 536882.9599 | 243536.076 | 138157.3955 | 244132.6126
1535 | 1324 | 1324 | 1324 | 1288.8618 | 1288.8618 | 1816.05 | 2464441.637 | 463990.2342 | 210471.1257 | 119399.7334 | 237086.1211
1536 | 382.4 | 0 | 0 | 0 | 0 | 1798.85 | 0 | 0 | 0 | 700939.2 | 0
1537 | 394.4 | 0 | 0 | 0 | 0 | 1783.2 | 0 | 0 | 0 | 469336 | 0
1538 | 378.4 | 0 | 0 | 0 | 0 | 1770.4 | 0 | 0 | 0 | 450296 | 0
1539 | 357.6 | 0 | 0 | 0 | 0 | 1690.2 | 0 | 0 | 0 | 425544 | 0
1540 | 367.2 | 0 | 0 | 0 | 0 | 1633.85 | 0 | 0 | 0 | 436968 | 0
1541 | 380 | 0 | 0 | 0 | 0 | 1667.2 | 0 | 0 | 0 | 452200 | 0
1542 | 397.6 | 0 | 0 | 0 | 0 | 1673.05 | 0 | 0 | 0 | 473144 | 0
1543 | 354.4 | 0 | 0 | 0 | 0 | 1685.7 | 0 | 0 | 0 | 649615.2 | 0
1544 | 442.969 | 0 | 0 | 0 | 0 | 1726.8 | 0 | 0 | 0 | 811962.177 | 0
1545 | 1680.912 | 0 | 0 | 0 | 0 | 1838.15 | 0 | 0 | 0 | 3081111.696 | 0
1546 | 1829.403 | 0 | 0 | 0 | 0 | 1848.25 | 0 | 0 | 0 | 3353295.699 | 0
1547 | 1851.263 | 484.497 | 484.497 | 471.6387 | 471.6387 | 1748.25 | 870687.674 | 169789.9369 | 77018.602 | 2528851.3167 | 118735.0462
1548 | 1924.839 | 1620.606 | 1620.606 | 1577.596 | 1577.596 | 1611.5 | 2682468.0768 | 567934.5601 | 257621.4268 | 636496.4186 | 612896.0461
1549 | 1677.954 | 1677.954 | 1677.954 | 1633.422 | 1633.422 | 1517.5 | 2610706.6105 | 588031.9256 | 266737.8151 | 81627.1274 | 788126.1225
1550 | 1718.738 | 678.666 | 678.666 | 660.6546 | 660.6546 | 1653.55 | 1153621.0304 | 237835.6468 | 107884.892 | 1939466.9192 | 228883.7773
1551 | 1907.596 | 1769.577 | 1769.577 | 1722.6134 | 1722.6134 | 1773.35 | 3223576.1796 | 620140.8208 | 281302.7668 | 339073.1221 | 390430.3251
1552 | 1688.519 | 1688.519 | 1688.519 | 1643.7066 | 1643.7066 | 1876.2 | 3247663.7468 | 591734.3854 | 268417.2921 | 82141.0811 | 203490.8803
1553 | 2091.005 | 1255.319 | 1255.319 | 1222.0035 | 1222.0035 | 1890.7 | 2431506.539 | 439921.2665 | 199553.1745 | 1592879.7163 | 133564.9845
1554 | 1608.296 | 219.99 | 219.99 | 214.1516 | 214.1516 | 1886.35 | 424691.3935 | 77094.5707 | 34970.9539 | 2555466.7121 | 24338.3277
1555 | 1773.255 | 1773.255 | 1773.255 | 1726.1938 | 1726.1938 | 1883.85 | 3421306.0183 | 621429.7604 | 281887.4441 | 159914.0289 | 200497.4074
1556 | 1601.6 | 1601.6 | 1601.6 | 1559.0944 | 1559.0944 | 1865.55 | 3065560.6774 | 561273.9873 | 254600.117 | 144433.9978 | 209620.2433
1557 | 1201.6 | 1201.6 | 1201.6 | 1169.7102 | 1169.7102 | 1850.4 | 2277483.0866 | 421095.6688 | 191013.6742 | 108361.5708 | 174988.6446
1558 | 1380.8 | 1380.8 | 1380.8 | 1344.1543 | 1344.1543 | 1836.3 | 2596922.2792 | 483895.5555 | 219500.4006 | 124522.0181 | 220038.0623
1559 | 1320.8 | 1320.8 | 1320.8 | 1285.7467 | 1285.7467 | 1816.05 | 2460817.0506 | 462868.8077 | 209962.4342 | 119111.154 | 236513.1033
1560 | 361.6 | 0 | 0 | 0 | 0 | 1798.85 | 0 | 0 | 0 | 662812.8 | 0
1561 | 110.4 | 0 | 0 | 0 | 0 | 1783.2 | 0 | 0 | 0 | 131376 | 0
1562 | 116.8 | 0 | 0 | 0 | 0 | 1709 | 0 | 0 | 0 | 138992 | 0
1563 | 111.2 | 0 | 0 | 0 | 0 | 1668.7 | 0 | 0 | 0 | 132328 | 0
1564 | 113.6 | 0 | 0 | 0 | 0 | 1659.85 | 0 | 0 | 0 | 135184 | 0
1565 | 110.4 | 0 | 0 | 0 | 0 | 1635.2 | 0 | 0 | 0 | 131376 | 0
1566 | 114.4 | 0 | 0 | 0 | 0 | 1667.05 | 0 | 0 | 0 | 136136 | 0
1567 | 98.4 | 98.4 | 98.4 | 95.7885 | 95.7885 | 1773.8 | 178846.5402 | 34483.8664 | 15642.2649 | 4786.8472 | 21667.3627
1568 | 220.236 | 220.236 | 220.236 | 214.3911 | 214.3911 | 1788.4 | 404362.2774 | 77180.7804 | 35010.0595 | 10713.7812 | 45365.1476
1569 | 1212.985 | 1212.985 | 1212.985 | 1180.793 | 1180.793 | 1847.15 | 2299694.4733 | 425085.4942 | 192823.5033 | 59007.8638 | 180484.2161
1570 | 1238.812 | 1238.812 | 1238.812 | 1205.9346 | 1205.9346 | 1857.25 | 2362893.2526 | 434136.4578 | 196929.121 | 60264.2653 | 172147.1648
1571 | 1664.717 | 1664.717 | 1664.717 | 1620.5363 | 1620.5363 | 1799.25 | 3079604.7658 | 583393.0746 | 264633.5808 | 80983.1895 | 325322.6659
1572 | 1556.917 | 1556.917 | 1556.917 | 1515.5973 | 1515.5973 | 1711.7 | 2744902.1181 | 545615.0178 | 247497.0344 | 75739.0622 | 436946.6934
1573 | 1408.483 | 1423.396 | 1408.482 | 1385.6198 | 1385.6198 | 1555.95 | 2272336.0446 | 498823.1446 | 226271.7209 | 41908.161 | 615284.4927
1574 | 1587.586 | 2325.65 | 1587.586 | 2263.9285 | 1587.586 | 1578.35 | 2650432.1926 | 571530.96 | 259252.7938 | 0 | 669405.6369
1575 | 1726.378 | 2526.269 | 1726.378 | 2459.2232 | 1726.378 | 1716.35 | 3131888.8056 | 621496.08 | 281917.5274 | 0 | 489687.1197
1576 | 1711.478 | 1906.295 | 1711.478 | 1855.703 | 1711.478 | 1753.7 | 3167070.5381 | 616132.08 | 279484.3574 | 0 | 421537.0314
1577 | 1544.327 | 961.507 | 961.507 | 935.9891 | 935.9891 | 1890.7 | 1861649.0195 | 336956.0862 | 152847.0247 | 1115083.3187 | 102303.6117
1578 | 1402.659 | 342.732 | 342.732 | 333.6361 | 333.6361 | 1886.35 | 661553.7006 | 120108.9886 | 54482.7718 | 1959519.0132 | 37917.7404
1579 | 1439.865 | 1439.865 | 1439.865 | 1401.6518 | 1401.6518 | 1883.85 | 2772905.0982 | 504594.6364 | 228889.7337 | 129848.5628 | 162801.8528
1580 | 1459.2 | 1459.2 | 1459.2 | 1420.4736 | 1420.4736 | 1865.55 | 2786113.9301 | 511370.5059 | 231963.3434 | 131592.2138 | 190982.6792
1581 | 1510.4 | 1510.4 | 1510.4 | 1470.3148 | 1470.3148 | 1850.4 | 2856385.2222 | 529313.3307 | 240102.408 | 136209.4844 | 219959.0952
1582 | 1384 | 1384 | 1384 | 1347.2694 | 1347.2694 | 1836.3 | 2595638.2247 | 485016.982 | 220009.0921 | 124810.5975 | 220547.9999
1583 | 1400 | 1400 | 1400 | 1362.8448 | 1362.8448 | 1816.05 | 2603108.9042 | 490624.1148 | 222552.5498 | 126253.4946 | 250695.2942
1584 | 472 | 472 | 472 | 459.4734 | 459.4734 | 1798.85 | 870066.2027 | 165410.4158 | 75032.0025 | 22961.2994 | 92423.0698
1585 | 416.8 | 0 | 0 | 0 | 0 | 1661.85 | 0 | 0 | 0 | 495992 | 0
1586 | 390.4 | 0 | 0 | 0 | 0 | 1760.4 | 0 | 0 | 0 | 464576 | 0
1587 | 431.2 | 0 | 0 | 0 | 0 | 1668.7 | 0 | 0 | 0 | 513128 | 0
1588 | 381.6 | 0 | 0 | 0 | 0 | 1663.35 | 0 | 0 | 0 | 454104 | 0
1589 | 384 | 0 | 0 | 0 | 0 | 1660.2 | 0 | 0 | 0 | 456960 | 0
1590 | 484.8 | 0 | 0 | 0 | 0 | 1662.55 | 0 | 0 | 0 | 576912 | 0
1591 | 424 | 424 | 424 | 412.7473 | 412.7473 | 1685.7 | 731986.308 | 148589.0176 | 67401.6294 | 20626.252 | 129726.4673
1592 | 433.137 | 433.137 | 433.137 | 421.6418 | 421.6418 | 1705.3 | 758462.127 | 151791.0409 | 68854.1027 | 21070.738 | 124257.8326
1593 | 1644.823 | 1644.823 | 1644.823 | 1601.1703 | 1601.1703 | 1847.15 | 3120271.3418 | 576421.3059 | 261471.1091 | 80015.4096 | 244738.8795
1594 | 1786.904 | 1786.904 | 1786.904 | 1739.4805 | 1739.4805 | 1805.75 | 3322125.8899 | 626212.9951 | 284057.1725 | 86927.1985 | 337894.0953
1595 | 1792.2 | 1792.2 | 1792.2 | 1744.636 | 1744.636 | 1718.25 | 3178587.0875 | 628068.9561 | 284899.057 | 87184.8321 | 491551.1899
1596 | 1606.691 | 1723.903 | 1606.691 | 1678.1516 | 1606.691 | 1611.5 | 2745784.8534 | 578408.76 | 262372.6403 | 0 | 624199.4535
1597 | 1894.24 | 1894.24 | 1894.24 | 1843.9679 | 1843.9679 | 1517.5 | 2965998.4689 | 663828.4451 | 301119.9586 | 92148.7537 | 889714.5132
1598 | 1829.242 | 1829.242 | 1829.242 | 1780.6949 | 1780.6949 | 1541.9 | 2915761.7658 | 641050.1692 | 290787.4795 | 88986.8076 | 815736.3404
1599 | 1903.518 | 2291.452 | 1903.518 | 2230.6381 | 1903.518 | 1716.35 | 3464934.0142 | 685266.48 | 310844.4894 | 0 | 539932.8807
1600 | 1476.616 | 2173.454 | 1476.616 | 2115.7717 | 1476.616 | 1776.2 | 2774103.1115 | 531581.76 | 241131.3928 | 0 | 330466.6608
1601 | 1535.769 | 1188.732 | 1188.732 | 1157.1837 | 1157.1837 | 1886.2 | 2304049.8743 | 416586.1323 | 188968.0983 | 693946.8535 | 131687.5051
1602 | 1485.795 | 206.911 | 206.911 | 201.4197 | 201.4197 | 1886.35 | 400867.2868 | 72511.0901 | 32891.8362 | 2354259.9343 | 22891.3483
1603 | 1357.077 | 1357.077 | 1357.077 | 1321.0609 | 1321.0609 | 1883.85 | 2624359.955 | 475581.9298 | 215729.2476 | 122382.6526 | 153441.2254
1604 | 1589.6 | 1589.6 | 1589.6 | 1547.4129 | 1547.4129 | 1865.55 | 3047690.8596 | 557068.6377 | 252692.5237 | 143351.825 | 208049.6621
1605 | 1525.6 | 1525.6 | 1525.6 | 1485.1114 | 1485.1114 | 1798.9 | 2818421.0244 | 534640.1068 | 242518.6929 | 137580.2367 | 298655.9041
1606 | 1258.4 | 1258.4 | 1258.4 | 1225.0028 | 1225.0028 | 1836.3 | 2376658.5445 | 441000.99 | 200042.9491 | 113483.8554 | 200532.9502
1607 | 1140 | 1140 | 1140 | 1109.745 | 1109.745 | 1796.6 | 2106126.5297 | 399508.2077 | 181221.362 | 102806.417 | 225722.1374
1608 | 1290.4 | 0 | 0 | 0 | 0 | 1667.35 | 0 | 0 | 0 | 2365303.2 | 0
1609 | 1470.4 | 0 | 0 | 0 | 0 | 1504.05 | 0 | 0 | 0 | 2695243.2 | 0
1610 | 904.8 | 0 | 0 | 0 | 0 | 1532.45 | 0 | 0 | 0 | 1658498.4 | 0
1611 | 1167.2 | 0 | 0 | 0 | 0 | 1495 | 0 | 0 | 0 | 2139477.6 | 0
1612 | 1140.8 | 0 | 0 | 0 | 0 | 1454.25 | 0 | 0 | 0 | 2091086.4 | 0
1613 | 1201.6 | 0 | 0 | 0 | 0 | 1454.6 | 0 | 0 | 0 | 2202532.8 | 0
1614 | 1211.2 | 345.325 | 345.325 | 336.1603 | 336.1603 | 1533.1 | 543682.6087 | 121017.6946 | 54894.9709 | 1603947.8384 | 156953.2267
1615 | 1014.4 | 1014.4 | 1014.4 | 987.4784 | 987.4784 | 1587.35 | 1659806.9564 | 355492.2157 | 161255.219 | 49347.3349 | 407482.9523
1616 | 337.397 | 337.397 | 337.397 | 328.4427 | 328.4427 | 1648.3 | 573817.2826 | 118239.3603 | 53634.6876 | 16413.2914 | 115513.2862
1617 | 274.291 | 308.622 | 274.291 | 300.4313 | 274.291 | 1734.65 | 505385.6312 | 98744.76 | 44791.7203 | 0 | 72783.1168
1618 | 264.437 | 1071.98 | 264.437 | 1043.5302 | 264.437 | 1655.8 | 465971.8187 | 95197.32 | 43182.5621 | 0 | 91019.2154
1619 | 281.379 | 1559.506 | 281.378 | 1518.1176 | 281.379 | 1540.15 | 459916.2867 | 101296.44 | 45949.1907 | 0 | 129392.1331
1620 | 297.305 | 1825.634 | 297.304 | 1777.1827 | 297.305 | 1531.1 | 482547.7612 | 107029.8 | 48549.9065 | 0 | 139406.3145
1621 | 288.999 | 2268.911 | 288.999 | 2208.6953 | 288.999 | 1517.5 | 465207.8587 | 104039.64 | 47193.5367 | 0 | 139442.0175
1622 | 276.252 | 2634.508 | 276.252 | 2564.5896 | 276.252 | 1539.3 | 451671.6345 | 99450.72 | 45111.9516 | 0 | 127269.2964
1623 | 267.096 | 1274.196 | 267.096 | 1240.3795 | 267.096 | 1560.75 | 442367.1557 | 96154.56 | 43616.7768 | 0 | 117321.918
1624 | 204.599 | 1237.4 | 204.599 | 1204.5601 | 204.599 | 1608.55 | 348955.9378 | 73655.64 | 33411.0167 | 0 | 80090.2786
1625 | 286.349 | 882.281 | 286.349 | 858.8657 | 286.349 | 1759.2 | 533733.3267 | 103085.64 | 46760.7917 | 0 | 68952.8392
1626 | 229.93 | 229.93 | 229.93 | 223.8278 | 223.8278 | 1754.85 | 415940.5862 | 80578.0019 | 36551.077 | 11185.3635 | 54871.381
1627 | 205.13 | 205.13 | 205.13 | 199.686 | 199.686 | 1752.35 | 369923.8577 | 71886.9462 | 32608.7175 | 9978.9223 | 49452.2284
1628 | 299.2 | 299.2 | 299.2 | 291.2594 | 291.2594 | 1718.55 | 528993.8528 | 104853.3822 | 47562.6592 | 14555.1288 | 81974.9568
1629 | 287.2 | 287.2 | 287.2 | 279.5779 | 279.5779 | 1677.45 | 495305.3946 | 100648.0327 | 45655.0659 | 13971.3669 | 90177.8415
1630 | 292 | 292 | 292 | 284.2505 | 284.2505 | 1733.3 | 520592.4108 | 102330.1725 | 46418.1033 | 14204.8717 | 75809.6028
1631 | 230.4 | 230.4 | 230.4 | 224.2853 | 224.2853 | 1709.55 | 404841.047 | 80742.7115 | 36625.7911 | 11208.2275 | 65143.6682
1632 | 164.8 | 164.8 | 164.8 | 160.4263 | 160.4263 | 1597.4 | 270286.7572 | 57753.4672 | 26197.6144 | 8016.9961 | 64587.6275
1633 | 195.2 | 195.2 | 195.2 | 190.0195 | 190.0195 | 1505.35 | 301710.7871 | 68407.0194 | 31030.1841 | 6164.7969 | 93993.1449
1634 | 238.4 | 238.4 | 238.4 | 232.073 | 232.073 | 1536.4 | 376997.4069 | 83546.2778 | 37897.5199 | 7529.1372 | 107589.04
1635 | 187.2 | 187.2 | 187.2 | 182.2318 | 182.2318 | 1466.35 | 282610.8614 | 65603.4531 | 29758.4552 | 5912.1413 | 97248.0076
1636 | 148.8 | 148.8 | 148.8 | 144.8509 | 144.8509 | 1459.25 | 223477.8736 | 52146.3345 | 23654.1567 | 4699.3943 | 78328.1399
1637 | 132.8 | 132.8 | 132.8 | 129.2756 | 129.2756 | 1458.9 | 199305.5051 | 46539.2017 | 21110.699 | 4194.0831 | 69951.0057
1638 | 192.8 | 192.8 | 192.8 | 187.6832 | 187.6832 | 1462.3 | 289842.0932 | 67565.9495 | 30648.6654 | 6089.0002 | 100917.2529
1639 | 120 | 120 | 120 | 116.8153 | 116.8153 | 1469.9 | 181294.6949 | 42053.4956 | 19075.9328 | 5837.6185 | 61923.7722
1640 | 191.45 | 191.45 | 191.45 | 186.369 | 186.369 | 1528.8 | 301702.2635 | 67092.8477 | 30434.0612 | 9313.4338 | 87817.0829
1641 | 866.164 | 866.164 | 866.164 | 843.1765 | 843.1765 | 1684.95 | 1509092.3145 | 303543.5327 | 137690.7191 | 42136.1248 | 265642.7499
1642 | 1455.515 | 2153.642 | 1455.514 | 2096.4855 | 1455.515 | 1612.4 | 2494418.5972 | 523985.4 | 237685.5995 | 0 | 564157.614
1643 | 1743.462 | 3388.986 | 1743.462 | 3299.0442 | 1743.462 | 1536.15 | 2839336.8279 | 627646.32 | 284707.3446 | 0 | 808704.8487
1644 | 1648.641 | 3629.661 | 1648.641 | 3533.3318 | 1648.641 | 1442.5 | 2521308.4694 | 593510.76 | 269223.0753 | 0 | 919117.3575
1645 | 1680.833 | 3633.786 | 1680.833 | 3537.3473 | 1680.833 | 1428.05 | 2541929.9041 | 605099.88 | 274480.0289 | 0 | 961352.4343
1646 | 1635.438 | 3412.021 | 1635.438 | 3321.4678 | 1635.438 | 1429.3 | 2476783.5205 | 588757.68 | 267067.0254 | 0 | 933344.4666
1647 | 1660.537 | 2929.752 | 1660.537 | 2851.998 | 1660.537 | 1555.55 | 2738356.3656 | 597793.32 | 271165.6921 | 0 | 738025.6697
1648 | 1717.571 | 2209.861 | 1717.571 | 2151.2125 | 1717.571 | 1565.85 | 2837888.2256 | 618325.56 | 280479.3443 | 0 | 745683.4497
1649 | 1588.152 | 1213.176 | 1213.176 | 1180.979 | 1180.979 | 1676.9 | 2089225.7169 | 425152.4293 | 192853.8659 | 746348.1634 | 381574.3053
1650 | 1863.569 | 214.254 | 214.254 | 208.5678 | 208.5678 | 1652.55 | 363420.3331 | 75084.4136 | 34059.1243 | 3033617.1709 | 72466.8875
1651 | 1540.524 | 1540.524 | 1540.524 | 1499.6393 | 1499.6393 | 1615.4 | 2550066.5362 | 539870.1598 | 244891.1031 | 138926.0989 | 576761.2874
1652 | 1230.4 | 1230.4 | 1230.4 | 1197.7459 | 1197.7459 | 1561.65 | 1968039.4455 | 431188.5077 | 195591.8981 | 110958.7855 | 525031.8954
1653 | 1436 | 1436 | 1436 | 1397.8893 | 1397.8893 | 1518.7 | 2230937.8199 | 503240.1634 | 228275.3297 | 129500.013 | 672804.1407
1654 | 1564.8 | 1564.8 | 1564.8 | 1523.2711 | 1523.2711 | 1581.1 | 2534702.6482 | 548377.582 | 248750.1643 | 141115.3345 | 638098.2475
1655 | 1647.2 | 1647.2 | 1647.2 | 1603.4842 | 1603.4842 | 1567.95 | 2650412.3303 | 577254.3156 | 261848.9715 | 148546.2545 | 692785.3529
1656 | 1421.6 | 0 | 0 | 0 | 0 | 1552.5 | 0 | 0 | 0 | 2605792.8 | 0
1657 | 1376.8 | 0 | 0 | 0 | 0 | 1534.7 | 0 | 0 | 0 | 1638392 | 0
1658 | 1502.4 | 0 | 0 | 0 | 0 | 1534.85 | 0 | 0 | 0 | 1787856 | 0
1659 | 1624 | 0 | 0 | 0 | 0 | 1457.7 | 0 | 0 | 0 | 1932560 | 0
1660 | 1292.8 | 0 | 0 | 0 | 0 | 1289.6 | 0 | 0 | 0 | 1538432 | 0
1661 | 1245.6 | 0 | 0 | 0 | 0 | 1453.2 | 0 | 0 | 0 | 1482264 | 0
1662 | 1281.6 | 0 | 0 | 0 | 0 | 1452 | 0 | 0 | 0 | 1525104 | 0
1663 | 1044.8 | 565.552 | 565.552 | 550.5426 | 550.5426 | 1450.15 | 841581.7587 | 198195.321 | 89903.5998 | 905973.8908 | 302715.8256
1664 | 1268.07 | 1268.07 | 1268.07 | 1234.4161 | 1234.4161 | 1453.9 | 1896945.8991 | 444389.8009 | 201580.1513 | 61687.574 | 674114.6396
1665 | 1664.469 | 1664.469 | 1664.469 | 1620.2949 | 1620.2949 | 1467.65 | 2515716.8392 | 583306.164 | 264594.1572 | 80971.125 | 862563.9901
1666 | 1354.034 | 1354.034 | 1354.034 | 1318.0987 | 1318.0987 | 1475.95 | 2065784.4987 | 474515.5233 | 215245.5138 | 65869.4493 | 690749.6111
1667 | 1675.929 | 1675.929 | 1675.929 | 1631.4508 | 1631.4508 | 1482.2 | 2573187.382 | 587322.2729 | 266415.9088 | 81528.6176 | 844765.2025
1668 | 1404.339 | 1988.977 | 1404.339 | 1936.1906 | 1404.339 | 1476.75 | 2206472.9633 | 505562.04 | 229328.5587 | 0 | 734820.3818
1669 | 1405.495 | 2064.36 | 1405.495 | 2009.573 | 1405.495 | 1361 | 2028506.831 | 505978.2 | 229517.3335 | 0 | 898111.305
1670 | 1385.337 | 1525.86 | 1385.336 | 1485.3645 | 1385.337 | 1221.05 | 1796403.1757 | 498721.32 | 226225.5321 | 0 | 1079108.2562
1671 | 1426.323 | 1426.323 | 1426.323 | 1388.4692 | 1388.4692 | 1084.6 | 1599298.5461 | 499848.8995 | 226737.0147 | 69386.0793 | 1271004.6738
1672 | 1546.268 | 1891.986 | 1546.268 | 1841.7737 | 1546.268 | 1231.3 | 2015951.8613 | 556656.48 | 252505.5644 | 0 | 1188616.2116
1673 | 1512.557 | 1342.659 | 1342.659 | 1307.0256 | 1307.0256 | 1503.45 | 2075653.5236 | 470529.2024 | 213437.2743 | 376739.1257 | 649003.5429
1674 | 1715.266 | 265.621 | 265.621 | 258.5716 | 258.5716 | 1517.8 | 412453.0583 | 93085.7628 | 42224.7363 | 2670120.9022 | 124683.2079
1675 | 1546.02 | 1546.02 | 1546.02 | 1504.9895 | 1504.9895 | 1631.25 | 2579563.7135 | 541796.2099 | 245764.7808 | 139421.7341 | 554964.8678
1676 | 1220 | 1220 | 1220 | 1187.6219 | 1187.6219 | 1605.9 | 2008676.2273 | 427543.8714 | 193938.6506 | 110020.9024 | 468041.777
1677 | 1550.4 | 1550.4 | 1550.4 | 1509.2532 | 1509.2532 | 1559.95 | 2482282.9403 | 543331.1625 | 246461.0523 | 139816.7271 | 664146.8835
1678 | 1778.4 | 1778.4 | 1778.4 | 1731.2022 | 1731.2022 | 1553.05 | 2836087.6078 | 623232.8041 | 282705.3247 | 160378.0105 | 773760.8383
1679 | 1676.8 | 1676.8 | 1676.8 | 1632.2986 | 1632.2986 | 1540.75 | 2649901.1168 | 587627.5112 | 266554.3683 | 151215.6141 | 749633.1514
1680 | 1480.8 | 0 | 0 | 0 | 0 | 1480.5 | 0 | 0 | 0 | 2714306.4 | 0
1681 | 1334.4 | 0 | 0 | 0 | 0 | 1504.05 | 0 | 0 | 0 | 1587936 | 0
1682 | 1472 | 0 | 0 | 0 | 0 | 1280.9 | 0 | 0 | 0 | 1751680 | 0
1683 | 1444.8 | 0 | 0 | 0 | 0 | 1277.7 | 0 | 0 | 0 | 1719312 | 0
1684 | 230.4 | 0 | 0 | 0 | 0 | 1199.9 | 0 | 0 | 0 | 274176 | 0
1685 | 354.4 | 0 | 0 | 0 | 0 | 1195.25 | 0 | 0 | 0 | 421736 | 0
1686 | 880.8 | 0 | 0 | 0 | 0 | 1156.05 | 0 | 0 | 0 | 1048152 | 0
1687 | 1391.249 | 384.801 | 384.801 | 374.5886 | 374.5886 | 1383.4 | 546478.3051 | 134851.8928 | 61170.3169 | 1863538.5293 | 230971.3254
1688 | 1367.166 | 1367.166 | 1367.166 | 1330.8822 | 1330.8822 | 1606.95 | 2257362.3377 | 479117.5775 | 217333.0567 | 66508.2793 | 523103.2329
1689 | 1114.978 | 1114.978 | 1114.978 | 1085.3871 | 1085.3871 | 1738.15 | 1993461.0101 | 390739.353 | 177243.7121 | 54240.1349 | 284208.61
1690 | 991.078 | 1396.124 | 991.078 | 1359.0716 | 991.078 | 1697.25 | 1778350.4047 | 356788.08 | 161843.0374 | 0 | 300048.8645
1691 | 1722.516 | 1949.324 | 1722.515 | 1897.59 | 1722.516 | 1540.15 | 2804027.9633 | 620105.76 | 281286.8628 | 0 | 792098.9826
1692 | 1259.699 | 2218.016 | 1259.698 | 2159.1511 | 1259.699 | 1531.1 | 2039593.1679 | 453491.64 | 205708.8467 | 0 | 590672.8611
1693 | 1018.275 | 2224.237 | 1018.274 | 2165.207 | 1018.275 | 1517.5 | 1633890.7867 | 366579 | 166284.3075 | 0 | 491317.6875
1694 | 905.101 | 3051.951 | 905.101 | 2970.9539 | 905.101 | 1575.75 | 1507100.0264 | 325836.36 | 147802.9933 | 0 | 383989.0993
1695 | 1153.41 | 3280.707 | 1153.41 | 3193.6388 | 1153.41 | 1706.85 | 2075917.2481 | 415227.6 | 188351.853 | 0 | 338122.1415
1696 | 1638.025 | 2493.609 | 1638.025 | 2427.43 | 1638.025 | 1753.7 | 3031490.0054 | 589689 | 267489.4825 | 0 | 403445.5575
1697 | 1603.774 | 1415.715 | 1415.715 | 1378.1427 | 1378.1427 | 1783.2 | 2592194.8769 | 496131.3704 | 225050.7022 | 413582.1808 | 298781.3364
1698 | 1509.175 | 283.737 | 283.737 | 276.2068 | 276.2068 | 1751.35 | 509494.2706 | 99434.4389 | 45104.5663 | 2260030.757 | 68678.8145
1699 | 994.822 | 994.822 | 994.822 | 968.42 | 968.42 | 1774.85 | 1806310.9854 | 348631.1879 | 158142.9805 | 89714.11 | 218039.7554
1700 | 1233.6 | 1233.6 | 1233.6 | 1200.8609 | 1200.8609 | 1762.55 | 2227668.5548 | 432309.9343 | 196100.5896 | 111247.3649 | 285144.4275
1701 | 1465.6 | 1465.6 | 1465.6 | 1426.7038 | 1426.7038 | 1764.4 | 2649007.4345 | 513613.359 | 232980.7265 | 132169.3726 | 336131.4094
1702 | 1463.2 | 1463.2 | 1463.2 | 1424.3675 | 1424.3675 | 1836.3 | 2757518.6412 | 512772.2891 | 232599.2078 | 131952.938 | 233168.9548
1703 | 1261.6 | 1261.6 | 1261.6 | 1228.1178 | 1228.1178 | 1806 | 2339063.9719 | 442122.4166 | 200551.6406 | 113772.4348 | 238254.8578
1704 | 1423.2 | 618.964 | 618.964 | 602.537 | 602.537 | 1667.35 | 1058380.7977 | 216913.3318 | 98394.2975 | 1504275.2187 | 200433.944
1705 | 1556.8 | 0 | 0 | 0 | 0 | 1623.2 | 0 | 0 | 0 | 1852592 | 0
1706 | 1232.8 | 0 | 0 | 0 | 0 | 1580.4 | 0 | 0 | 0 | 1467032 | 0
1707 | 1564 | 0 | 0 | 0 | 0 | 1534.7 | 0 | 0 | 0 | 1861160 | 0
1708 | 1275.2 | 0 | 0 | 0 | 0 | 1532.85 | 0 | 0 | 0 | 1517488 | 0
1709 | 1312.8 | 0 | 0 | 0 | 0 | 1533.2 | 0 | 0 | 0 | 1562232 | 0
1710 | 1168 | 0 | 0 | 0 | 0 | 1539.05 | 0 | 0 | 0 | 1389920 | 0
1711 | 1272.8 | 1272.8 | 1272.8 | 1239.0206 | 1239.0206 | 1651.2 | 2155642.1771 | 446047.4095 | 202332.061 | 61917.6734 | 432170.379
1712 | 922.415 | 922.415 | 922.415 | 897.9346 | 897.9346 | 1648.3 | 1562435.9269 | 323256.4592 | 146632.7216 | 44872.5571 | 315803.6019
1713 | 1110.192 | 1110.192 | 1110.192 | 1080.7281 | 1080.7281 | 1740.65 | 1988023.1547 | 389062.1194 | 176482.9003 | 54007.3112 | 280286.8352
1714 | 1567.16 | 1567.16 | 1567.16 | 1525.5684 | 1525.5684 | 1719.75 | 2777364.4235 | 549204.6341 | 249125.3243 | 76237.3516 | 427540.5519
1715 | 1212.443 | 1851.104 | 1212.443 | 1801.9767 | 1212.443 | 1579.45 | 2026709.8578 | 436479.48 | 197991.9419 | 0 | 509892.9036
1716 | 1091.61 | 2098.62 | 1091.61 | 2042.9238 | 1091.61 | 1531.1 | 1766444.0677 | 392979.6 | 178259.913 | 0 | 511855.929
1717 | 971.536 | 2118.274 | 971.536 | 2062.0562 | 971.536 | 1590.4 | 1631767.9344 | 349752.96 | 158651.8288 | 0 | 397941.1456
1718 | 1055.456 | 2854.104 | 1055.456 | 2778.3576 | 1055.456 | 1578.6 | 1759744.091 | 379964.16 | 172355.9648 | 0 | 444769.1584
1719 | 957.674 | 3189.4 | 957.674 | 3104.7551 | 957.674 | 1639.35 | 1656678.8231 | 344762.64 | 156388.1642 | 0 | 345385.1281
1720 | 997.558 | 2409.999 | 997.558 | 2346.0389 | 997.558 | 1645.35 | 1731032.8588 | 359120.88 | 162901.2214 | 0 | 353783.9447
1721 | 1166.299 | 1354.554 | 1166.299 | 1318.6049 | 1166.299 | 1692.2 | 2079344.8033 | 419867.64 | 190456.6267 | 0 | 358986.8322
1722 | 1040.947 | 1040.947 | 1040.947 | 1013.3208 | 1013.3208 | 1726.35 | 1842376.1706 | 364795.5003 | 165475.2922 | 50638.7621 | 277295.2463
1723 | 1287.915 | 1287.915 | 1287.915 | 1253.7344 | 1253.7344 | 1780.85 | 2347681.9419 | 451344.3977 | 204734.8337 | 116145.5496 | 274755.9021
1724 | 1227.2 | 1227.2 | 1227.2 | 1194.6308 | 1194.6308 | 1865.45 | 2349294.7171 | 430067.0812 | 195083.2065 | 110670.2061 | 160737.5716
1725 | 1147.2 | 1147.2 | 1147.2 | 1116.7539 | 1116.7539 | 1820.4 | 2140600.468 | 402031.4175 | 182365.918 | 103455.7207 | 200569.0072
1726 | 1378.4 | 1378.4 | 1378.4 | 1341.818 | 1341.818 | 1836.3 | 2598962.2583 | 483054.4856 | 219118.8819 | 124305.5835 | 219655.6091
1727 | 1175.2 | 1175.2 | 1175.2 | 1144.0108 | 1144.0108 | 1806.6 | 2179720.7928 | 411843.8998 | 186816.969 | 105980.7906 | 221251.695
1728 | 160.8 | 160.8 | 160.8 | 156.5325 | 156.5325 | 1691.35 | 278941.3722 | 56351.684 | 25561.75 | 7822.4088 | 48313.7424
1729 | 104.8 | 104.8 | 104.8 | 102.0187 | 102.0187 | 1768.25 | 190357.1401 | 36726.7194 | 16659.648 | 3309.7885 | 23642.8256
1730 | 106.4 | 106.4 | 106.4 | 103.5762 | 103.5762 | 1667.9 | 182273.1479 | 37287.4327 | 16913.9938 | 3360.3196 | 34397.6567
1731 | 102.4 | 102.4 | 102.4 | 99.6824 | 99.6824 | 1611.7 | 169542.0313 | 35885.6495 | 16278.1294 | 3233.9918 | 38706.6603
1732 | 108 | 108 | 108 | 105.1337 | 105.1337 | 1559 | 173015.0697 | 37848.146 | 17168.3396 | 3410.8507 | 46363.9788
1733 | 101.6 | 101.6 | 101.6 | 98.9036 | 98.9036 | 1527.5 | 159424.1015 | 35605.2929 | 16150.9565 | 3208.7262 | 46731.9469
1734 | 104 | 104 | 104 | 101.2399 | 101.2399 | 1574.7 | 168099.8716 | 36446.3628 | 16532.4751 | 3284.5229 | 43057.3281
1735 | 86.785 | 86.785 | 86.785 | 84.4818 | 84.4818 | 1722.3 | 153446.8085 | 30413.4384 | 13795.8736 | 4221.8143 | 23460.5885
1736 | 102.491 | 102.491 | 102.491 | 99.7709 | 99.7709 | 1741.9 | 183511.7805 | 35917.5401 | 16292.5953 | 4985.8613 | 25750.8808
1737 | 1053.719 | 1053.719 | 1053.719 | 1025.7539 | 1025.7539 | 1837.15 | 1991826.0345 | 369271.394 | 167505.6073 | 51260.0793 | 167044.0181
1738 | 1351.25 | 1484.467 | 1351.25 | 1445.0701 | 1351.25 | 1754.25 | 2510353.1984 | 486450 | 220659.125 | 0 | 332069.6875
1739 | 1014.359 | 2018.115 | 1014.359 | 1964.5553 | 1014.359 | 1613.05 | 1731675.2307 | 365169.24 | 165644.8247 | 0 | 392506.215
1740 | 1130.671 | 1130.671 | 1130.671 | 1100.6636 | 1100.6636 | 1645.35 | 1917238.4633 | 396238.8989 | 179738.3672 | 55003.5494 | 390350.3486
1741 | 1327.615 | 1764.362 | 1327.615 | 1717.5368 | 1327.615 | 1673.1 | 2351998.651 | 477941.4 | 216799.5295 | 0 | 433997.3435
1742 | 1312.509 | 3846.067 | 1312.509 | 3743.9945 | 1312.509 | 1782.5 | 2480676.9519 | 472503.24 | 214332.7197 | 0 | 285470.7075
1743 | 1182.509 | 3336.26 | 1182.509 | 3247.7175 | 1182.509 | 1773.35 | 2216686.8874 | 425703.24 | 193103.7197 | 0 | 268015.6649
1744 | 1270.68 | 2534.304 | 1270.68 | 2467.045 | 1270.68 | 1782.2 | 2390060.0577 | 457444.8 | 207502.044 | 0 | 276754.104
1745 | 1403.753 | 1437.6 | 1403.753 | 1399.4469 | 1399.4469 | 1809.2 | 2667980.6859 | 503800.8767 | 228529.6755 | 7893.1185 | 267014.4647
1746 | 1739.825 | 286.819 | 286.819 | 279.207 | 279.207 | 1856.3 | 545323.0878 | 100514.5128 | 45594.4999 | 2677312.8305 | 40122.043
1747 | 1588.775 | 1588.775 | 1588.775 | 1546.6098 | 1546.6098 | 1883.35 | 3062342.855 | 556779.5199 | 252561.3767 | 143277.4256 | 180412.0306
1748 | 1500.8 | 1500.8 | 1500.8 | 1460.9696 | 1460.9696 | 1865.55 | 2868650.6055 | 525949.051 | 238576.3334 | 135343.7462 | 196427.3609
1749 | 1536 | 1536 | 1536 | 1495.2354 | 1495.2354 | 1850.4 | 2906858.8155 | 538284.7431 | 244171.9404 | 138518.1198 | 223687.2154
1750 | 1589.6 | 1589.6 | 1589.6 | 1547.4129 | 1547.4129 | 1836.3 | 2988908.3164 | 557068.6377 | 252692.5237 | 143351.825 | 253311.4889
1751 | 1916 | 1796.003 | 1796.003 | 1748.3381 | 1748.3381 | 1816.05 | 3348011.3882 | 629401.7014 | 285503.6051 | 569715.2739 | 321606.786
1752 | 192 | 102.256 | 102.256 | 99.5422 | 99.5422 | 1798.85 | 188974.5418 | 35835.1853 | 16255.2382 | 169475.1813 | 20022.9098
1753 | 107.2 | 0 | 0 | 0 | 0 | 1783.05 | 0 | 0 | 0 | 127568 | 0
1754 | 116 | 0 | 0 | 0 | 0 | 1765.4 | 0 | 0 | 0 | 138040 | 0
1755 | 110.4 | 0 | 0 | 0 | 0 | 1690.2 | 0 | 0 | 0 | 131376 | 0
1756 | 110.4 | 0 | 0 | 0 | 0 | 1666.85 | 0 | 0 | 0 | 131376 | 0
1757 | 108 | 0 | 0 | 0 | 0 | 1667.2 | 0 | 0 | 0 | 128520 | 0
1758 | 110.4 | 0 | 0 | 0 | 0 | 1673.05 | 0 | 0 | 0 | 131376 | 0
1759 | 103.221 | 103.221 | 103.221 | 100.4816 | 100.4816 | 1783.65 | 189009.1862 | 36173.3655 | 16408.6405 | 5021.3735 | 21739.1879
1760 | 126.773 | 126.773 | 126.773 | 123.4085 | 123.4085 | 1726.8 | 225018.4792 | 44427.0649 | 20152.6103 | 6167.1034 | 33715.2059
1761 | 999.966 | 999.966 | 999.966 | 973.4274 | 973.4274 | 1832.7 | 1883502.8797 | 350433.8811 | 158960.7022 | 48645.1667 | 162854.412
1762 | 1972.895 | 1972.895 | 1972.895 | 1920.5354 | 1920.5354 | 1796.3 | 3651043.709 | 691392.7592 | 313623.4377 | 95975.0694 | 391213.0696
1763 | 1497.263 | 2085.981 | 1497.263 | 2030.6202 | 1497.263 | 1686.25 | 2668672.8375 | 539014.68 | 244503.0479 | 0 | 469766.2663
1764 | 1447.357 | 2124.422 | 1447.357 | 2068.041 | 1447.357 | 1667.7 | 2545173.8163 | 521048.52 | 236353.3981 | 0 | 480956.7311
1765 | 1492.397 | 2955.949 | 1492.397 | 2877.4997 | 1492.397 | 1673.1 | 2631286.8641 | 537262.92 | 243708.4301 | 0 | 487864.5793
1766 | 1665.983 | 3825.787 | 1665.983 | 3724.2527 | 1665.983 | 1624.9 | 2858014.4876 | 599753.88 | 272055.0239 | 0 | 624910.2233
1767 | 1335.156 | 3223.011 | 1335.156 | 3137.474 | 1335.156 | 1716.35 | 2416460.0696 | 480656.16 | 218030.9748 | 0 | 378716.9994
1768 | 1587.901 | 2424.177 | 1587.901 | 2359.8407 | 1587.901 | 1747.7 | 2920624.9363 | 571644.36 | 259304.2333 | 0 | 400627.4223
1769 | 1409.122 | 1323.095 | 1323.095 | 1287.9808 | 1287.9808 | 1781.7 | 2412483.2491 | 463673.0808 | 210327.2614 | 222051.8563 | 281166.2043
1770 | 1956.792 | 252.075 | 252.075 | 245.3851 | 245.3851 | 1804.85 | 466040.178 | 88338.6241 | 40071.3814 | 3137008.9083 | 47886.8958
1771 | 1705.486 | 1635.834 | 1635.834 | 1592.4199 | 1592.4199 | 1868.9 | 3131553.9153 | 573271.1487 | 260042.1627 | 384198.7525 | 208766.2433
1772 | 1647.2 | 1647.2 | 1647.2 | 1603.4842 | 1603.4842 | 1814 | 3062100.6583 | 577254.3156 | 261848.9715 | 148546.2545 | 298248.0631
1773 | 1580.8 | 1580.8 | 1580.8 | 1538.8464 | 1538.8464 | 1789.45 | 2896354.5171 | 553984.7147 | 251293.622 | 142558.2316 | 324004.1158
1774 | 1783.2 | 1783.2 | 1783.2 | 1735.8748 | 1735.8748 | 1836.25 | 3357391.0246 | 624914.9439 | 283468.362 | 160810.8797 | 284249.5057
1775 | 1466.4 | 1466.4 | 1466.4 | 1427.4825 | 1427.4825 | 1816 | 2734735.5765 | 513893.7156 | 233107.8993 | 132241.5175 | 262656.788
1776 | 1642.4 | 0 | 0 | 0 | 0 | 1798.85 | 0 | 0 | 0 | 3010519.2 | 0
1777 | 1504 | 0 | 0 | 0 | 0 | 1778.15 | 0 | 0 | 0 | 2756832 | 0
1778 | 1396 | 0 | 0 | 0 | 0 | 1755.5 | 0 | 0 | 0 | 2558868 | 0
1779 | 1258.4 | 0 | 0 | 0 | 0 | 1668.7 | 0 | 0 | 0 | 2306647.2 | 0
1780 | 1348.8 | 0 | 0 | 0 | 0 | 1666.85 | 0 | 0 | 0 | 2472350.4 | 0
1781 | 1135.2 | 0 | 0 | 0 | 0 | 1667.2 | 0 | 0 | 0 | 2080821.6 | 0
1782 | 1196.8 | 0 | 0 | 0 | 0 | 1673.05 | 0 | 0 | 0 | 2193734.4 | 0
1783 | 1208.997 | 191.066 | 191.066 | 185.9952 | 185.9952 | 1783.65 | 349573.2441 | 66958.2765 | 30373.0182 | 1875162.2764 | 40240.0642
1784 | 230.659 | 230.659 | 230.659 | 224.5374 | 224.5374 | 1741.9 | 412480.9021 | 80833.4769 | 36666.9633 | 11220.827 | 57953.1122
1785 | 288.152 | 478.794 | 288.151 | 466.0871 | 288.152 | 1838.15 | 560205.9718 | 103734.72 | 47055.2216 | 0 | 46637.4012
1786 | 332.224 | 1360.63 | 332.224 | 1324.5196 | 332.224 | 1749.75 | 615201.8946 | 119600.64 | 54252.1792 | 0 | 83139.056
1787 | 287.755 | 1906.263 | 287.755 | 1855.6718 | 287.755 | 1695.75 | 515177.2212 | 103591.8 | 46990.3915 | 0 | 87549.4587
1788 | 233.034 | 2194.079 | 233.033 | 2135.8493 | 233.034 | 1642.25 | 404026.7812 | 83892.24 | 38054.4522 | 0 | 83367.9135
1789 | 257.376 | 3170.162 | 257.376 | 3086.0276 | 257.376 | 1638.15 | 445022.4743 | 92655.36 | 42029.5008 | 0 | 93131.5056
1790 | 254.785 | 3707.94 | 254.785 | 3609.5333 | 254.785 | 1625 | 437648.0476 | 91722.6 | 41606.3905 | 0 | 95544.375
1791 | 276.33 | 3177.409 | 276.33 | 3093.0823 | 276.33 | 1744.85 | 509984.4516 | 99478.8 | 45124.689 | 0 | 70505.5995
1792 | 204.693 | 2356.683 | 204.693 | 2294.1379 | 204.693 | 1828.7 | 393975.7451 | 73689.48 | 33426.3669 | 0 | 35063.9109
1793 | 301.357 | 1206.679 | 301.357 | 1174.6544 | 301.357 | 1885.7 | 597201.1858 | 108488.52 | 49211.5981 | 0 | 34445.1051
1794 | 228.211 | 237.627 | 228.211 | 231.3205 | 228.211 | 1886.25 | 452289.7892 | 82155.96 | 37266.8563 | 0 | 25959.0012
1795 | 216.305 | 216.305 | 216.305 | 210.5644 | 210.5644 | 1883.85 | 416841.3534 | 75803.178 | 34385.1638 | 10522.5506 | 24457.0531
1796 | 242.4 | 242.4 | 242.4 | 235.9668 | 235.9668 | 1865.55 | 462952.7786 | 84948.061 | 38533.3843 | 11791.9893 | 31725.7411
1797 | 200.8 | 200.8 | 200.8 | 195.4709 | 195.4709 | 1850.35 | 380014.8942 | 70369.5159 | 31920.3943 | 9768.2816 | 29252.2168
1798 | 296 | 296 | 296 | 288.1443 | 288.1443 | 1836.3 | 556305.7895 | 103731.9557 | 47053.9677 | 14399.4589 | 47169.2254
1799 | 268 | 268 | 268 | 260.8874 | 260.8874 | 1816.05 | 499508.1268 | 93919.4734 | 42602.9167 | 13037.348 | 47990.242
1800 | 291.2 | 291.2 | 291.2 | 283.4717 | 283.4717 | 1798.8 | 537989.0236 | 102049.8159 | 46290.9304 | 14165.9542 | 57034.5082
1801 | 237.6 | 237.6 | 237.6 | 231.2942 | 231.2942 | 1769.65 | 432099.7632 | 83265.9212 | 37770.347 | 7503.8716 | 53278.6249
1802 | 191.2 | 191.2 | 191.2 | 186.1257 | 186.1257 | 1769.35 | 348144.3451 | 67005.2362 | 30394.3197 | 6038.4691 | 42929.8826
1803 | 243.2 | 243.2 | 243.2 | 236.7456 | 236.7456 | 1752.4 | 438709.6736 | 85228.4176 | 38660.5572 | 7680.7305 | 58618.2117
1804 | 204 | 204 | 204 | 198.586 | 198.586 | 1671.85 | 350834.6651 | 71490.9424 | 32429.0858 | 6442.7181 | 65165.9799
1805 | 236 | 236 | 236 | 229.7367 | 229.7367 | 1708.1 | 414463.1174 | 82705.2079 | 37516.0013 | 7453.3405 | 67060.1394
1806 | 293.6 | 293.6 | 293.6 | 285.808 | 285.808 | 1748.1 | 527069.0098 | 102890.8858 | 46672.449 | 9272.4609 | 71995.0392
1807 | 169.6 | 169.6 | 169.6 | 165.0989 | 165.0989 | 1784.9 | 310854.3222 | 59435.607 | 26960.6518 | 8250.5008 | 35512.7752
1808 | 205.306 | 205.306 | 205.306 | 199.8573 | 199.8573 | 1791.75 | 377849.9655 | 71948.6246 | 32636.6956 | 9987.4842 | 41620.2808
1809 | 1200.592 | 1200.592 | 1200.592 | 1168.7289 | 1168.7289 | 1835.45 | 2268346.5812 | 420742.4194 | 190853.4364 | 58404.9838 | 192314.3475
1810 | 1832.064 | 1832.064 | 1832.064 | 1783.442 | 1783.442 | 1724.2 | 3258616.8803 | 642039.1273 | 291236.0819 | 89124.089 | 491873.3092
1811 | 1718.381 | 3707.257 | 1718.381 | 3608.8684 | 1718.381 | 1621.85 | 2949230.8695 | 618617.16 | 280611.6173 | 0 | 649805.7752
1812 | 1345.557 | 4019.891 | 1345.557 | 3913.2053 | 1345.557 | 1664.3 | 2367722.13 | 484400.52 | 219729.4581 | 0 | 451703.4849
1813 | 1408.003 | 3969.335 | 1408.003 | 3863.991 | 1408.003 | 1659.85 | 2473762.6795 | 506881.08 | 229926.8899 | 0 | 478932.2205
1814 | 1247.32 | 3116.676 | 1247.32 | 3033.9611 | 1247.32 | 1632.1 | 2154103.1652 | 449035.2 | 203687.356 | 0 | 458889.028
1815 | 1222.285 | 2699.822 | 1222.285 | 2628.1702 | 1222.285 | 1651.2 | 2129992.6908 | 440022.6 | 199599.1405 | 0 | 426333.008
1816 | 1327.605 | 2257.549 | 1327.605 | 2197.6349 | 1327.605 | 1683.9 | 2357404.3524 | 477937.8 | 216797.8965 | 0 | 419655.9405
1817 | 1517.328 | 1317.167 | 1317.167 | 1282.2101 | 1282.2101 | 1817.85 | 2453811.7092 | 461595.6381 | 209384.9103 | 430971.0999 | 233554.5708
1818 | 1493.831 | 253.416 | 253.416 | 246.6905 | 246.6905 | 1803.05 | 468475.7654 | 88808.5719 | 40284.555 | 2286008.5777 | 48585.6895
1819 | 1418.435 | 1418.435 | 1418.435 | 1380.7905 | 1380.7905 | 1839.75 | 2671284.9123 | 497084.583 | 225483.09 | 127915.9826 | 221271.679
1820 | 1030.4 | 1030.4 | 1030.4 | 1003.0537 | 1003.0537 | 1779.85 | 1877619.1387 | 361099.3485 | 163798.6767 | 92922.572 | 220822.2821
1821 | 1524 | 1524 | 1524 | 1483.5539 | 1483.5539 | 1742.25 | 2717929.1341 | 534079.3935 | 242264.3471 | 137435.947 | 382386.0102
1822 | 1386.4 | 1386.4 | 1386.4 | 1349.6057 | 1349.6057 | 1823.8 | 2592122.3778 | 485858.0519 | 220390.6108 | 125027.0321 | 237800.5243
1823 | 1324 | 1324 | 1324 | 1288.8618 | 1288.8618 | 1810.65 | 2458845.2757 | 463990.2342 | 210471.1257 | 119399.7334 | 244045.9746
1824 | 1220 | 555.832 | 555.832 | 541.0805 | 541.0805 | 1795.75 | 1023932.3186 | 194788.9878 | 88358.4492 | 1244459.4037 | 110515.6966
1825 | 1348.8 | 0 | 0 | 0 | 0 | 1720.9 | 0 | 0 | 0 | 1605072 | 0
1826 | 1544.8 | 0 | 0 | 0 | 0 | 1757.65 | 0 | 0 | 0 | 1838312 | 0
1827 | 1356 | 0 | 0 | 0 | 0 | 1706.9 | 0 | 0 | 0 | 1613640 | 0
1828 | 1223.2 | 0 | 0 | 0 | 0 | 1667.6 | 0 | 0 | 0 | 1455608 | 0
1829 | 995.2 | 0 | 0 | 0 | 0 | 1665.8 | 0 | 0 | 0 | 1184288 | 0
1830 | 1268 | 0 | 0 | 0 | 0 | 1636.1 | 0 | 0 | 0 | 1508920 | 0
1831 | 1071.282 | 1071.282 | 1071.282 | 1042.8508 | 1042.8508 | 1658.25 | 1827286.3866 | 375426.2735 | 170297.5291 | 52114.4634 | 356394.2471
1832 | 1080.559 | 1080.559 | 1080.559 | 1051.8816 | 1051.8816 | 1666.5 | 1852981.2529 | 378677.3592 | 171772.2576 | 52565.76 | 350802.498
1833 | 1433.37 | 1433.37 | 1433.37 | 1395.3291 | 1395.3291 | 1651.75 | 2443258.5379 | 502318.491 | 227857.2488 | 69728.8934 | 485923.3736
1834 | 1536.183 | 1536.183 | 1536.183 | 1495.4135 | 1495.4135 | 1565.2 | 2483585.4868 | 538348.8746 | 244201.0312 | 74730.419 | 650205.8075
1835 | 1523.623 | 1787.695 | 1523.623 | 1740.2505 | 1523.623 | 1555.1 | 2516238.3336 | 548504.28 | 248807.6359 | 0 | 677859.8727
1836 | 1417.562 | 1982.587 | 1417.562 | 1929.9702 | 1417.562 | 1549.65 | 2333774.1407 | 510322.32 | 231487.8746 | 0 | 638399.0467
1837 | 1857.995 | 2030.455 | 1857.995 | 1976.5678 | 1857.995 | 1395.95 | 2754375.316 | 668878.2 | 303410.5835 | 0 | 1122321.8798
1838 | 1821.112 | 1821.112 | 1821.112 | 1772.7807 | 1772.7807 | 731.5 | 1377114.1526 | 638201.0449 | 289495.0851 | 88591.309 | 2248772.293
1839 | 2055.08 | 2483.257 | 2055.081 | 2417.3527 | 2055.08 | 1416.75 | 3082765.5213 | 739828.8 | 335594.564 | 0 | 1198625.41
1840 | 1685.353 | 2242.408 | 1685.353 | 2182.8957 | 1685.353 | 1350.3 | 2403769.8486 | 606727.08 | 275218.1449 | 0 | 1094973.8441
1841 | 1935.979 | 1257.759 | 1257.759 | 1224.3788 | 1224.3788 | 1576.35 | 2035313.0409 | 440776.3543 | 199941.0518 | 1304363.2366 | 518708.0624
1842 | 1652.92 | 235.829 | 235.829 | 229.5702 | 229.5702 | 1588.1 | 383448.6003 | 82645.2817 | 37488.8181 | 2609000.1341 | 94559.9765
1843 | 1211.742 | 1211.742 | 1211.742 | 1179.583 | 1179.583 | 1767.15 | 2194070.6478 | 424649.89 | 192625.9085 | 109276.1872 | 274665.908
1844 | 1214.4 | 1214.4 | 1214.4 | 1182.1705 | 1182.1705 | 1811.25 | 2259516.4204 | 425581.375 | 193048.4404 | 109515.8884 | 223134.6792
1845 | 1048 | 1048 | 1048 | 1020.1867 | 1020.1867 | 1792.65 | 1930597.8123 | 367267.1945 | 166596.4802 | 94509.7588 | 211535.7022
1846 | 1320.8 | 1320.8 | 1320.8 | 1285.7467 | 1285.7467 | 1776.85 | 2408817.4743 | 462868.8077 | 209962.4342 | 119111.154 | 286914.3734
1847 | 1692 | 1692 | 1692 | 1647.0952 | 1647.0952 | 1769 | 3072949.0176 | 592954.2873 | 268970.6531 | 152586.3663 | 380479.001
1848 | 1456.8 | 772.861 | 772.861 | 752.3497 | 752.3497 | 1704.35 | 1353573.673 | 270845.8885 | 122858.7044 | 1291257.4175 | 222432.186
1849 | 1660.8 | 0 | 0 | 0 | 0 | 1680.2 | 0 | 0 | 0 | 1976352 | 0
1850 | 1558.4 | 0 | 0 | 0 | 0 | 1639.4 | 0 | 0 | 0 | 1854496 | 0
1851 | 1351.2 | 0 | 0 | 0 | 0 | 1570.35 | 0 | 0 | 0 | 1607928 | 0
1852 | 954.4 | 0 | 0 | 0 | 0 | 1527.15 | 0 | 0 | 0 | 1135736 | 0
1853 | 1149.6 | 0 | 0 | 0 | 0 | 1491.05 | 0 | 0 | 0 | 1368024 | 0
1854 | 950.4 | 0 | 0 | 0 | 0 | 1533.35 | 0 | 0 | 0 | 1130976 | 0
1855 | 1003.501 | 1003.501 | 1003.501 | 976.8686 | 976.8686 | 1657.2 | 1709079.3537 | 351672.707 | 159522.6474 | 48817.1332 | 334870.5665
1856 | 1142.233 | 1142.233 | 1142.233 | 1111.9188 | 1111.9188 | 1705.3 | 2003515.7704 | 400290.7532 | 181576.3333 | 55566.004 | 327682.4582
1857 | 1496.27 | 1496.27 | 1496.27 | 1456.5598 | 1456.5598 | 1786.2 | 2743675.6589 | 524361.5316 | 237856.217 | 72788.7784 | 311412.4874
1858 | 1685.004 | 1685.004 | 1685.004 | 1640.2849 | 1640.2849 | 1725.75 | 2988290.3162 | 590502.5685 | 267858.5262 | 81970.0875 | 449848.1372
1859 | 1751.14 | 2061.807 | 1751.139 | 2007.0878 | 1751.14 | 1613.05 | 2980502.079 | 630410.4 | 285961.162 | 0 | 677603.623
1860 | 1623.245 | 2343.16 | 1623.244 | 2280.9738 | 1623.245 | 1667.7 | 2853565.2947 | 584368.2 | 265075.9085 | 0 | 539404.3135
1861 | 1835.131 | 2360.764 | 1835.131 | 2298.1106 | 1835.131 | 1590.4 | 3080817.8998 | 660647.16 | 299676.8923 | 0 | 751669.6576
1862 | 1759.08 | 1975.936 | 1759.081 | 1923.4957 | 1759.08 | 1685.4 | 3126620.4496 | 633268.8 | 287257.764 | 0 | 553406.568
1863 | 1738.997 | 3355.74 | 1738.997 | 3266.6805 | 1738.997 | 1706.85 | 3124110.6465 | 626038.92 | 283978.2101 | 0 | 509786.9706
1864 | 1558.583 | 2536.676 | 1558.583 | 2469.354 | 1558.583 | 1747.7 | 2863479.4216 | 561089.88 | 254516.6039 | 0 | 393230.4909
1865 | 1589.517 | 1421.428 | 1421.428 | 1383.7041 | 1383.7041 | 1829.75 | 2659208.0056 | 498133.4673 | 225958.8756 | 377255.0901 | 235575.6189
1866 | 1636.574 | 280.666 | 280.666 | 273.2173 | 273.2173 | 1871.9 | 536936.747 | 98358.2199 | 44616.3814 | 2499032.8726 | 34999.1332
1867 | 1446.081 | 1446.081 | 1446.081 | 1407.7028 | 1407.7028 | 1883.75 | 2786544.4012 | 506773.0075 | 229877.867 | 130409.1284 | 163645.4503
1868 | 1508 | 1508 | 1508 | 1467.9785 | 1467.9785 | 1860.45 | 2872893.0695 | 528472.2608 | 239720.8894 | 135993.0499 | 204856.4
1869 | 1304 | 1304 | 1304 | 1269.3926 | 1269.3926 | 1840.95 | 2455795.5643 | 456981.3183 | 207291.8036 | 117596.1121 | 201896.8852
1870 | 1274.4 | 1274.4 | 1274.4 | 1240.5781 | 1240.5781 | 1836.3 | 2394405.2701 | 446608.1227 | 202586.4068 | 114926.7525 | 203082.638
1871 | 1512.8 | 1512.8 | 1512.8 | 1472.6511 | 1472.6511 | 1816.05 | 2818743.7036 | 530154.4006 | 240483.9267 | 136425.919 | 270894.1722
1872 | 1444 | 44.044 | 44.044 | 42.8751 | 42.8751 | 1793.75 | 81056.9739 | 15435.0347 | 7001.5032 | 2568261.9486 | 8842.9886
1873 | 1532 | 0 | 0 | 0 | 0 | 1638.25 | 0 | 0 | 0 | 1823080 | 0
1874 | 1208.8 | 0 | 0 | 0 | 0 | 1709 | 0 | 0 | 0 | 1438472 | 0
1875 | 1256.8 | 0 | 0 | 0 | 0 | 1665.2 | 0 | 0 | 0 | 1495592 | 0
1876 | 1124 | 0 | 0 | 0 | 0 | 1654.85 | 0 | 0 | 0 | 1337560 | 0
1877 | 1070.4 | 0 | 0 | 0 | 0 | 1610.2 | 0 | 0 | 0 | 1273776 | 0
1878 | 1064 | 0 | 0 | 0 | 0 | 1638.55 | 0 | 0 | 0 | 1266160 | 0
1879 | 1158.633 | 1158.633 | 1158.633 | 1127.8835 | 1127.8835 | 1685.7 | 2010960.7497 | 406038.0643 | 184183.3775 | 56363.8118 | 354493.7878
1880 | 1337.607 | 1337.607 | 1337.607 | 1302.1076 | 1302.1076 | 1693.3 | 2330034.297 | 468758.7502 | 212634.1775 | 65070.3279 | 399356.413
1881 | 1602.436 | 1602.436 | 1602.436 | 1559.9082 | 1559.9082 | 1734.65 | 2854161.4165 | 561566.96 | 254733.0127 | 77953.4168 | 413921.6467
1882 | 1659.929 | 1659.929 | 1659.929 | 1615.8754 | 1615.8754 | 1687.75 | 2880795.7891 | 581715.1401 | 263872.4511 | 80750.2685 | 504557.0903
1883 | 0 | 1537.068 | -0.001 | 1496.2751 | 0 | 1625.85 | 0 | 0 | 0 | 0 | 0
1884 | 1537.528 | 2452.144 | 1537.528 | 2387.0654 | 1537.528 | 1573.95 | 2558338.5988 | 553510.08 | 251078.3224 | 0 | 655063.8044
1885 | 1283.8 | 2400.625 | 1283.8 | 2336.9137 | 1283.8 | 1517.5 | 2059853.1361 | 462168 | 209644.54 | 0 | 619433.5
1886 | 1608.326 | 1986.171 | 1608.326 | 1933.4591 | 1608.326 | 1539.3 | 2620002.3475 | 578997.36 | 262639.6358 | 0 | 740955.7882
1887 | 1597.92 | 2839.979 | 1597.919 | 2764.6075 | 1597.92 | 1560.75 | 2627620.5648 | 575251.2 | 260940.336 | 0 | 701886.36
1888 | 1735.168 | 2597.29 | 1735.168 | 2528.3593 | 1735.168 | 1612.45 | 2940443.2822 | 624660.48 | 283352.9344 | 0 | 672464.3584
1889 | 1535.971 | 1463.047 | 1463.047 | 1424.2185 | 1424.2185 | 1759.2 | 2634018.7555 | 512718.6709 | 232574.886 | 204842.2771 | 342951.8221
1890 | 1401.399 | 281.567 | 281.567 | 274.0944 | 274.0944 | 1777.35 | 512495.7479 | 98673.9715 | 44759.6099 | 2066349.3954 | 61027.1104
1891 | 1316.835 | 1316.835 | 1316.835 | 1281.8869 | 1281.8869 | 1777.35 | 2397859.9728 | 461479.2901 | 209332.1335 | 118753.5861 | 285412.1221
1892 | 1148 | 1148 | 1148 | 1117.5327 | 1117.5327 | 1758.05 | 2072110.0682 | 402311.7741 | 182493.0909 | 103527.8656 | 270387.0382
1893 | 1382.4 | 1382.4 | 1382.4 | 1345.7119 | 1345.7119 | 1718.9 | 2437577.2219 | 484456.2687 | 219754.7464 | 124666.3078 | 378279.6032
1894 | 1640.8 | 1640.8 | 1640.8 | 1597.2541 | 1597.2541 | 1821.85 | 3067278.3447 | 575011.4625 | 260831.5884 | 147969.0956 | 284550.8112
1895 | 1377.6 | 1377.6 | 1377.6 | 1341.0392 | 1341.0392 | 1797.15 | 2547405.6235 | 482774.1289 | 218991.709 | 124233.4387 | 272029.8113
1896 | 1239.2 | 623.489 | 623.489 | 606.9419 | 606.9419 | 1713.85 | 1100188.6324 | 218499.0991 | 99113.6191 | 1158929.0206 | 173676.4367
1897 | 950.4 | 0 | 0 | 0 | 0 | 1472.8 | 0 | 0 | 0 | 1130976 | 0
1898 | 1244.8 | 0 | 0 | 0 | 0 | 1459.8 | 0 | 0 | 0 | 1481312 | 0
1899 | 963.2 | 0 | 0 | 0 | 0 | 1366.4 | 0 | 0 | 0 | 1146208 | 0
1900 | 860.8 | 0 | 0 | 0 | 0 | 1149.85 | 0 | 0 | 0 | 1024352 | 0
1901 | 976.8 | 0 | 0 | 0 | 0 | 1150.2 | 0 | 0 | 0 | 1162392 | 0
1902 | 1053.6 | 0 | 0 | 0 | 0 | 1162.55 | 0 | 0 | 0 | 1253784 | 0
1903 | 880.938 | 880.938 | 880.938 | 857.5584 | 857.5584 | 1473.1 | 1334818.5146 | 308721.0189 | 140039.2844 | 42854.833 | 451847.5134
1904 | 756.271 | 756.271 | 756.271 | 736.2 | 736.2 | 1330.8 | 1033502.7661 | 265031.9928 | 120221.4567 | 36790.1798 | 492665.0266
1905 | 1395.164 | 1395.164 | 1395.164 | 1358.1371 | 1358.1371 | 1536.95 | 2202448.987 | 488929.3589 | 221783.7897 | 67870.293 | 628885.3879
1906 | 1631.193 | 1631.193 | 1631.193 | 1587.902 | 1587.902 | 1614.55 | 2704010.9735 | 571644.7297 | 259304.401 | 79352.3534 | 612056.8363
1907 | 1633.019 | 2099.194 | 1633.018 | 2043.4825 | 1633.019 | 1540.15 | 2657008.4993 | 587886.84 | 266672.0027 | 0 | 750943.7871
1908 | 1231.998 | 2365.407 | 1231.998 | 2302.6304 | 1231.998 | 1531.1 | 1993988.0007 | 443519.28 | 201185.2734 | 0 | 577683.8622
1909 | 1467.239 | 2371.971 | 1467.238 | 2309.0202 | 1467.239 | 1517.5 | 2356475.3723 | 528206.04 | 239600.1287 | 0 | 707942.8175
1910 | 1286.247 | 3448.237 | 1286.247 | 3356.7227 | 1286.247 | 1539.3 | 2092836.3657 | 463048.92 | 210044.1351 | 0 | 592573.9929
1911 | 1439.505 | 3368.79 | 1439.505 | 3279.3841 | 1439.505 | 1560.75 | 2372674.9754 | 518221.8 | 235071.1665 | 0 | 632302.5713
1912 | 1449.081 | 2559.396 | 1449.081 | 2491.471 | 1449.081 | 1569.6 | 2400791.8988 | 521669.16 | 236634.9273 | 0 | 623684.4624
1913 | 1125.488 | 1437.014 | 1125.488 | 1398.8764 | 1125.488 | 1652.9 | 1963626.9922 | 405175.68 | 183792.1904 | 0 | 390656.8848
1914 | 1313.406 | 1232.262 | 1232.262 | 1199.5584 | 1199.5584 | 1675.5 | 2119919.8948 | 431841.0378 | 195887.893 | 208682.5806 | 389256.7132
1915 | 1105.904 | 1105.904 | 1105.904 | 1076.5539 | 1076.5539 | 1688.9 | 1913828.3193 | 387559.4079 | 175801.2536 | 99731.6033 | 334915.9216
1916 | 1031.2 | 1031.2 | 1031.2 | 1003.8325 | 1003.8325 | 1728.05 | 1827624.25 | 361379.7051 | 163925.8496 | 92994.7169 | 272992.2522
1917 | 1051.2 | 1051.2 | 1051.2 | 1023.3017 | 1023.3017 | 1655.45 | 1785624.3773 | 368388.621 | 167105.1717 | 94798.3382 | 352578.6094
1918 | 1335.2 | 1335.2 | 1335.2 | 1299.7645 | 1299.7645 | 1775.35 | 2434101.8331 | 467915.2272 | 212251.5461 | 120409.7614 | 291992.0994
1919 | 1077.6 | 1077.6 | 1077.6 | 1049.0011 | 1049.0011 | 1707.05 | 1892641.1867 | 377640.39 | 171301.8769 | 97179.1184 | 307304.8674
1920 | 1121.6 | 1121.6 | 1121.6 | 1091.8333 | 1091.8333 | 1603.9 | 1852389.7409 | 393060.0051 | 178296.3856 | 54562.2741 | 432475.1889
1921 | 1212 | 0 | 0 | 0 | 0 | 1604.35 | 0 | 0 | 0 | 1442280 | 0
1922 | 1262.4 | 0 | 0 | 0 | 0 | 1498.85 | 0 | 0 | 0 | 1502256 | 0
1923 | 1207.2 | 0 | 0 | 0 | 0 | 1456.1 | 0 | 0 | 0 | 1436568 | 0
1924 | 970.4 | 0 | 0 | 0 | 0 | 1324.55 | 0 | 0 | 0 | 1154776 | 0
1925 | 967.2 | 0 | 0 | 0 | 0 | 1195.2 | 0 | 0 | 0 | 1150968 | 0
1926 | 1076.8 | 0 | 0 | 0 | 0 | 1330.75 | 0 | 0 | 0 | 1281392 | 0
1927 | 691.327 | 691.327 | 691.327 | 672.9796 | 672.9796 | 1501.05 | 1065669.9655 | 242272.641 | 109897.5619 | 33630.8606 | 335783.1506
1928 | 897.95 | 897.95 | 897.95 | 874.1189 | 874.1189 | 1495.3 | 1378432.108 | 314682.8027 | 142743.6158 | 43682.4127 | 441167.8071
1929 | 500.197 | 694.051 | 500.197 | 675.6313 | 500.197 | 1645.8 | 868186.3639 | 180070.92 | 81682.1701 | 0 | 177169.7774
1930 | 375.337 | 1459.065 | 375.337 | 1420.3422 | 375.337 | 1609.8 | 637519.0753 | 135121.32 | 61292.5321 | 0 | 146456.4974
1931 | 375.588 | 1910.117 | 375.587 | 1859.4235 | 375.588 | 1542.75 | 611998.6001 | 135211.68 | 61333.5204 | 0 | 171737.613
1932 | 389.912 | 2136.756 | 389.911 | 2080.0477 | 389.912 | 1536.3 | 632126.5778 | 140368.32 | 63672.6296 | 0 | 180802.1944
1933 | 750.082 | 1777.83 | 750.082 | 1730.6474 | 750.082 | 1520.1 | 1203638.119 | 270029.52 | 122488.3906 | 0 | 359964.3518
1934 | 1316.533 | 3658.692 | 1316.533 | 3561.5923 | 1316.533 | 1539.3 | 2140737.4523 | 473951.88 | 214989.8389 | 0 | 606526.7531
1935 | 1499.779 | 3134.071 | 1499.779 | 3050.8945 | 1499.779 | 1560.75 | 2469547.3735 | 539920.44 | 244913.9107 | 0 | 658777.9257
1936 | 1507.149 | 2348.839 | 1507.149 | 2286.5021 | 1507.149 | 1606.05 | 2550967.778 | 542573.64 | 246117.4317 | 0 | 593741.3486
1937 | 1397.369 | 1298.578 | 1298.578 | 1264.1144 | 1264.1144 | 1721.2 | 2289089.5831 | 455081.2012 | 206429.8893 | 244255.5942 | 352435.108
1938 | 997.74 | 246.676 | 246.676 | 240.1294 | 240.1294 | 1754.85 | 443668.7772 | 86446.5672 | 39213.1234 | 1388700.3151 | 58867.711
1939 | 884.928 | 884.928 | 884.928 | 861.4425 | 861.4425 | 1780.85 | 1614805.1466 | 310119.2976 | 140673.5592 | 79803.7517 | 188785.1224
1940 | 686.4 | 686.4 | 686.4 | 668.1833 | 668.1833 | 1804.6 | 1271655.6083 | 240545.9946 | 109114.3359 | 61900.2848 | 130563.0204
1941 | 1051.2 | 1051.2 | 1051.2 | 1023.3017 | 1023.3017 | 1747.4 | 1883886.5861 | 368388.621 | 167105.1717 | 94798.3382 | 258486.0158
1942 | 1072.8 | 1072.8 | 1072.8 | 1044.3285 | 1044.3285 | 1836.25 | 2022781.5573 | 375958.2502 | 170538.8396 | 96746.2493 | 171008.7874
1943 | 1167.2 | 1167.2 | 1167.2 | 1136.2231 | 1136.2231 | 1764.05 | 2119648.9555 | 409040.3334 | 185545.2401 | 105259.3421 | 268091.8518
1944 | 1155.2 | 0 | 0 | 0 | 0 | 1695.85 | 0 | 0 | 0 | 2117481.6 | 0
1945 | 943.2 | 0 | 0 | 0 | 0 | 1656.7 | 0 | 0 | 0 | 1728885.6 | 0
1946 | 1432.8 | 0 | 0 | 0 | 0 | 1615.4 | 0 | 0 | 0 | 2626322.4 | 0
1947 | 1044 | 0 | 0 | 0 | 0 | 1611.7 | 0 | 0 | 0 | 1913652 | 0
1948 | 1157.6 | 534.535 | 534.535 | 520.3487 | 520.3487 | 1482.2 | 816117.8893 | 187325.5437 | 84972.948 | 1168081.5733 | 269436.5737
1949 | 960.8 | 960.8 | 960.8 | 935.3009 | 935.3009 | 1457.2 | 1442024.1521 | 336708.321 | 152734.6356 | 46739.8654 | 507681.3241
1950 | 852.8 | 852.8 | 852.8 | 830.1672 | 830.1672 | 1463.05 | 1283664.431 | 298860.175 | 135566.2961 | 41486.0087 | 445758.2528
1951 | 1154.806 | 1154.806 | 1154.806 | 1124.1581 | 1124.1581 | 1576.25 | 1872378.2056 | 404696.9082 | 183575.0142 | 56177.6405 | 476361.9857
1952 | 248.715 | 248.715 | 248.715 | 242.1142 | 242.1142 | 1543.4 | 394579.4355 | 87161.1262 | 39537.2553 | 12099.194 | 110549.3618
1953 | 294.906 | 590.246 | 294.906 | 574.5812 | 294.906 | 1559.5 | 485875.168 | 106166.16 | 48158.1498 | 0 | 129906.093
1954 | 233.76 | 1351.085 | 233.76 | 1315.2279 | 233.76 | 1541.65 | 380790.4803 | 84153.6 | 38173.008 | 0 | 107143.896
1955 | 233.438 | 1796.812 | 233.438 | 1749.1256 | 233.438 | 1280.75 | 315757.7298 | 84037.68 | 38120.4254 | 0 | 167900.2815
1956 | 273.494 | 2063.808 | 273.494 | 2009.0357 | 273.494 | 1335.7 | 386217.7016 | 98457.84 | 44661.5702 | 0 | 181682.0642
1957 | 185.868 | 3066.299 | 185.868 | 2984.9211 | 185.868 | 1264.6 | 248484.4973 | 66912.48 | 30352.2444 | 0 | 136687.3272
1958 | 251.672 | 3571.791 | 251.672 | 3476.9976 | 251.672 | 812.9 | 216218.6507 | 90601.92 | 41098.0376 | 0 | 298759.8312
1959 | 290.153 | 3066.904 | 290.153 | 2985.51 | 290.153 | 1140.35 | 349437.5347 | 104455.08 | 47381.9849 | 0 | 249430.0265
1960 | 251.848 | 2290.637 | 251.848 | 2229.8447 | 251.848 | 1310.2 | 348364.8073 | 90665.28 | 41126.7784 | 0 | 173724.7504
1961 | 267.282 | 1270.809 | 267.282 | 1237.0824 | 267.282 | 1678 | 472418.0217 | 96221.52 | 43647.1506 | 0 | 86064.804
1962 | 269.159 | 269.159 | 269.159 | 262.0157 | 262.0157 | 1759.85 | 484909.4644 | 94325.6401 | 42787.1584 | 13093.7296 | 62923.0624
1963 | 186.389 | 186.389 | 186.389 | 181.4423 | 181.4423 | 1822.9 | 347765.053 | 65319.2415 | 29629.5337 | 9067.2323 | 32133.438
1964 | 352 | 352 | 352 | 342.6581 | 342.6581 | 1856.1 | 669523.4888 | 123356.9203 | 55956.0697 | 17123.6809 | 49308.5023
1965 | 209.6 | 209.6 | 209.6 | 204.0373 | 204.0373 | 1798.9 | 386463.2773 | 73453.4389 | 33319.296 | 10196.3736 | 41031.9071
1966 | 269.6 | 269.6 | 269.6 | 262.445 | 262.445 | 1836.3 | 507790.0757 | 94480.1867 | 42857.2625 | 13115.1829 | 42962.2404
1967 | 288.8 | 288.8 | 288.8 | 281.1354 | 281.1354 | 1816.05 | 539709.319 | 101208.746 | 45909.4117 | 14049.2018 | 51714.8578
1968 | 246.4 | 246.4 | 246.4 | 239.8607 | 239.8607 | 1779.95 | 451647.5735 | 86349.8442 | 39169.2488 | 11986.5766 | 52781.3423
1969 | 255.2 | 255.2 | 255.2 | 248.4271 | 248.4271 | 1682.05 | 442019.3621 | 89433.7672 | 40568.1505 | 8059.714 | 78987.4063
1970 | 220 | 220 | 220 | 214.1613 | 214.1613 | 1677.3 | 380097.6461 | 77098.0752 | 34972.5435 | 6948.0293 | 69109.8579
1971 | 287.2 | 287.2 | 287.2 | 279.5779 | 279.5779 | 1670.25 | 493380.0916 | 100648.0327 | 45655.0659 | 9070.3364 | 92190.8022
1972 | 292.8 | 292.8 | 292.8 | 285.0292 | 285.0292 | 1664.85 | 501002.1355 | 102610.5291 | 46545.2761 | 9247.1953 | 95527.5523
1973 | 234.4 | 234.4 | 234.4 | 228.1792 | 228.1792 | 1639.5 | 394986.7851 | 82144.4946 | 37261.6555 | 7402.8094 | 82258.5842
1974 | 231.2 | 231.2 | 231.2 | 225.0641 | 225.0641 | 1642.9 | 389983.9535 | 81023.0681 | 36752.9639 | 7301.7471 | 80370.3823
1975 | 217.414 | 217.414 | 217.414 | 211.644 | 211.644 | 1682.5 | 375712.03 | 76191.8223 | 34561.4572 | 10576.4999 | 67196.9544
1976 | 235.207 | 235.207 | 235.207 | 228.9647 | 228.9647 | 1702.7 | 411561.7504 | 82427.3044 | 37389.9411 | 11442.0728 | 68071.2156
1977 | 822.233 | 822.233 | 822.233 | 800.4114 | 800.4114 | 1826.05 | 1540475.7866 | 288148.0984 | 130707.1791 | 39999.0213 | 139231.5603
1978 | 1224.436 | 1224.436 | 1224.436 | 1191.9401 | 1191.9401 | 1746.7 | 2199690.4458 | 429098.449 | 194643.8242 | 59564.9186 | 301918.4365
1979 | 1183.914 | 3262.827 | 1183.914 | 3176.2334 | 1183.914 | 1672.75 | 2093771.1514 | 426209.04 | 193333.1562 | 0 | 387435.8565
1980 | 1080.396 | 3924.696 | 1080.396 | 3820.5367 | 1080.396 | 1683.3 | 1921755.9114 | 388942.56 | 176428.6668 | 0 | 342161.4132
1981 | 1034.163 | 3937.769 | 1034.163 | 3833.2628 | 1034.163 | 1669.35 | 1823898.8251 | 372298.68 | 168878.8179 | 0 | 341945.996
1982 | 1287.314 | 3674.289 | 1287.314 | 3576.7754 | 1287.314 | 1692.05 | 2304811.5968 | 463433.04 | 210218.3762 | 0 | 396428.3463
1983 | 930.64 | 3159.873 | 930.64 | 3076.0117 | 930.64 | 1736.15 | 1704350.7699 | 335030.4 | 151973.512 | 0 | 245549.364
1984 | 1303.577 | 2360.937 | 1303.577 | 2298.279 | 1303.577 | 1775.85 | 2437962.8441 | 469287.72 | 212874.1241 | 0 | 292196.7845
1985 | 1377.861 | 1302.945 | 1302.945 | 1268.3656 | 1268.3656 | 1874.3 | 2497299.6282 | 456611.598 | 207124.0943 | 200705.1598 | 159433.5496
1986 | 1489.129 | 242.349 | 242.349 | 235.9172 | 235.9172 | 1854.55 | 459416.5796 | 84930.1883 | 38525.2771 | 2297137.2484 | 34314.1552
1987 | 1582.537 | 1582.537 | 1582.537 | 1540.5373 | 1540.5373 | 1849.15 | 2988277.3595 | 554593.4391 | 251569.7461 | 142714.8761 | 232390.0563
1988 | 1236.8 | 1236.8 | 1236.8 | 1203.976 | 1203.976 | 1789.25 | 2262524.8983 | 433431.3608 | 196609.2812 | 111535.9444 | 253737.9425
1989 | 1488.8 | 1488.8 | 1488.8 | 1449.2881 | 1449.2881 | 1780.2 | 2710426.6069 | 521743.7015 | 236668.7401 | 134261.5734 | 318553.5155
1990 | 1436.8 | 1436.8 | 1436.8 | 1398.6681 | 1398.6681 | 1823.8 | 2681294.823 | 503520.5201 | 228402.5026 | 129572.1579 | 246445.3212
1991 | 1529.6 | 1529.6 | 1529.6 | 1489.0052 | 1489.0052 | 1810.65 | 2843319.3273 | 536041.89 | 243154.5573 | 137940.9609 | 281943.1441
1992 | 1294.4 | 0 | 0 | 0 | 0 | 1786.3 | 0 | 0 | 0 | 2372635.2 | 0
1993 | 1304 | 0 | 0 | 0 | 0 | 1713 | 0 | 0 | 0 | 1551760 | 0
1994 | 1234.4 | 0 | 0 | 0 | 0 | 1763.1 | 0 | 0 | 0 | 1468936 | 0
1995 | 1701.6 | 0 | 0 | 0 | 0 | 1712.35 | 0 | 0 | 0 | 2024904 | 0
1996 | 1300 | 0 | 0 | 0 | 0 | 1667.6 | 0 | 0 | 0 | 1547000 | 0
1997 | 1364.8 | 0 | 0 | 0 | 0 | 1665.8 | 0 | 0 | 0 | 1624112 | 0
1998 | 1507.2 | 0 | 0 | 0 | 0 | 1664.6 | 0 | 0 | 0 | 1793568 | 0
1999 | 1696 | 993.132 | 993.132 | 966.7748 | 966.7748 | 1741.4 | 1777658.2819 | 348038.9345 | 157874.3278 | 1336669.7584 | 250007.968
2000 | 1387.644 | 1387.644 | 1387.644 | 1350.8167 | 1350.8167 | 1663 | 2374616.9961 | 486294.0065 | 220588.3646 | 67504.4689 | 455225.2228
2001 | 1583.009 | 1583.009 | 1583.009 | 1540.9968 | 1540.9968 | 1529.45 | 2500100.4362 | 554758.8495 | 251644.7781 | 77008.355 | 725116.0462
2002 | 2116.262 | 2116.262 | 2116.262 | 2060.0976 | 2060.0976 | 1503.9 | 3292299.6951 | 741635.1217 | 336413.9316 | 102949.4181 | 1022014.3996
2003 | 2008.054 | 2008.054 | 2008.054 | 1954.7613 | 1954.7613 | 1562.6 | 3248026.4032 | 703714.083 | 319212.5271 | 97685.4429 | 855012.6108
2004 | 1681.412 | 2126.005 | 1681.412 | 2069.582 | 1681.412 | 1549.65 | 2775776.7927 | 605308.32 | 274574.5796 | 0 | 757223.8942
2005 | 1625.792 | 1625.792 | 1625.792 | 1582.6444 | 1582.6444 | 1468.15 | 2477012.9688 | 569751.972 | 258445.8251 | 79089.612 | 841729.4064
2006 | 1544.619 | 1768.04 | 1544.618 | 1721.1172 | 1544.619 | 1475.4 | 2422039.5455 | 556062.84 | 252236.2827 | 0 | 810307.1274
2007 | 1606.752 | 2206.671 | 1606.752 | 2148.1072 | 1606.752 | 1550.75 | 2651601.3276 | 578430.72 | 262382.6016 | 0 | 721833.336
2008 | 1395.182 | 2331.224 | 1395.182 | 2269.3546 | 1395.182 | 1583.95 | 2342100.902 | 502265.52 | 227833.2206 | 0 | 580465.4711
2009 | 1443.602 | 1291.771 | 1291.771 | 1257.4881 | 1257.4881 | 1709.05 | 2267339.4372 | 452695.7167 | 205347.807 | 341146.7753 | 365866.1632
2010 | 1556.4 | 244.175 | 244.175 | 237.6947 | 237.6947 | 1821.35 | 456139.7328 | 85570.1023 | 38815.5492 | 2417186.7625 | 42464.1633
2011 | 1556.11 | 1556.11 | 1556.11 | 1514.8117 | 1514.8117 | 1832.6 | 2923207.9765 | 545332.208 | 247368.7488 | 140331.661 | 253579.4767
2012 | 1073.6 | 1073.6 | 1073.6 | 1045.1072 | 1045.1072 | 1816.75 | 2002653.5472 | 376238.6069 | 170666.0125 | 96818.3941 | 191515.902
2013 | 1459.2 | 1459.2 | 1459.2 | 1420.4736 | 1420.4736 | 1802.65 | 2706520.9571 | 511370.5059 | 231963.3434 | 131592.2138 | 280330.4704
2014 | 1785.6 | 1785.6 | 1785.6 | 1738.2111 | 1738.2111 | 1795.75 | 3299383.2492 | 625756.0138 | 283849.8807 | 161027.3142 | 355029.6273
2015 | 1840 | 1796.003 | 1796.003 | 1748.3381 | 1748.3381 | 1731.9 | 3203049.4109 | 629401.7014 | 285503.6051 | 311467.2739 | 468729.4337
2016 | 1543.2 | 0 | 0 | 0 | 0 | 1667.75 | 0 | 0 | 0 | 2828685.6 | 0
2017 | 1344.8 | 0 | 0 | 0 | 0 | 1698.75 | 0 | 0 | 0 | 1600312 | 0
2018 | 1585.6 | 0 | 0 | 0 | 0 | 1615.4 | 0 | 0 | 0 | 1886864 | 0
2019 | 1395.2 | 0 | 0 | 0 | 0 | 1560.85 | 0 | 0 | 0 | 1660288 | 0
2020 | 1634.4 | 0 | 0 | 0 | 0 | 1504.95 | 0 | 0 | 0 | 1944936 | 0
2021 | 1428 | 0 | 0 | 0 | 0 | 1482.55 | 0 | 0 | 0 | 1699320 | 0
2022 | 1732.8 | 0 | 0 | 0 | 0 | 1541.05 | 0 | 0 | 0 | 2062032 | 0
2023 | 1353.618 | 429.047 | 429.047 | 417.6603 | 417.6603 | 1682.2 | 741276.8696 | 150357.7175 | 68203.9313 | 1715610.4155 | 132732.4518
2024 | 1535.856 | 1535.856 | 1535.856 | 1495.0952 | 1495.0952 | 1698.3 | 2680157.8549 | 538234.2789 | 244149.0493 | 74714.5115 | 451070.2276
2025 | 1275.614 | 1275.614 | 1275.614 | 1241.7599 | 1241.7599 | 1740.65 | 2279329.1015 | 447033.5639 | 202779.3916 | 62054.5656 | 322050.43
2026 | 1988.333 | 1988.333 | 1988.333 | 1935.5637 | 1935.5637 | 1754.25 | 3591746.1654 | 696802.9414 | 316077.5565 | 96726.079 | 475664.7857
2027 | 1904.751 | 1904.751 | 1904.751 | 1854.1999 | 1854.1999 | 1643.3 | 3226161.4692 | 667511.9809 | 302790.8513 | 92660.0804 | 661393.121
2028 | 1672.28 | 2143.546 | 1672.279 | 2086.6575 | 1672.28 | 1559.05 | 2755232.7301 | 602020.8 | 273083.324 | 0 | 737391.866
2029 | 1859.284 | 1859.284 | 1859.284 | 1809.9396 | 1809.9396 | 1517.5 | 2898006.6968 | 651578.2618 | 295563.1393 | 90448.2554 | 873295.8648
2030 | 1626.32 | 1626.32 | 1626.32 | 1583.1584 | 1583.1584 | 1619.7 | 2711229.4086 | 569937.0074 | 258529.7592 | 79115.2975 | 602075.122
2031 | 1494.969 | 1494.969 | 1494.969 | 1455.2933 | 1455.2933 | 1763.85 | 2711726.0018 | 523905.6016 | 237649.4021 | 72725.4889 | 343667.5217
2032 | 1162.25 | 2039.07 | 1162.25 | 1984.9542 | 1162.25 | 1772.7 | 2174235.6436 | 418410 | 189795.425 | 0 | 264179.425
2033 | 1264.538 | 1291.793 | 1264.538 | 1257.5095 | 1257.5095 | 1839.2 | 2434286.9349 | 452703.4265 | 205351.3043 | 12883.2075 | 202207.5305
2034 | 1476.872 | 249.269 | 249.269 | 242.6535 | 242.6535 | 1886.35 | 481707.5558 | 87355.2732 | 39625.3225 | 2262322.4434 | 27577.5744
2035 | 1536.546 | 1536.546 | 1536.546 | 1495.7669 | 1495.7669 | 1883.85 | 2960861.5554 | 538476.0865 | 244258.7359 | 138567.3586 | 173733.3262
2036 | 1277.6 | 1277.6 | 1277.6 | 1243.6932 | 1243.6932 | 1865.55 | 2442998.1605 | 447729.5493 | 203095.0983 | 115215.3319 | 167214.5497
2037 | 1460.8 | 1460.8 | 1460.8 | 1422.0312 | 1422.0312 | 1850.4 | 2771355.7705 | 511931.2192 | 232217.6891 | 131736.5035 | 212735.8622
2038 | 1661.6 | 1661.6 | 1661.6 | 1617.502 | 1617.502 | 1836.3 | 3130471.8302 | 582300.7351 | 264138.0834 | 149844.8618 | 264785.0842
2039 | 1407.2 | 1407.2 | 1407.2 | 1369.8537 | 1369.8537 | 1816.05 | 2628050.4677 | 493147.3245 | 223697.1058 | 126902.7983 | 251984.5843
2040 | 1428 | 0 | 0 | 0 | 0 | 1798.85 | 0 | 0 | 0 | 2617524 | 0
2041 | 1554.4 | 0 | 0 | 0 | 0 | 1726.7 | 0 | 0 | 0 | 1849736 | 0
2042 | 1313.6 | 0 | 0 | 0 | 0 | 1672.4 | 0 | 0 | 0 | 1563184 | 0
2043 | 1546.4 | 0 | 0 | 0 | 0 | 1668.7 | 0 | 0 | 0 | 1840216 | 0
2044 | 1344.8 | 0 | 0 | 0 | 0 | 1659.85 | 0 | 0 | 0 | 1600312 | 0
2045 | 1362.4 | 0 | 0 | 0 | 0 | 1659.2 | 0 | 0 | 0 | 1621256 | 0
2046 | 1128.8 | 0 | 0 | 0 | 0 | 1668.55 | 0 | 0 | 0 | 1343272 | 0
2047 | 1486.419 | 489.209 | 489.209 | 476.2257 | 476.2257 | 1685.7 | 847844.9899 | 171441.2375 | 77767.6503 | 1851684.3925 | 149677.7249
2048 | 1323.308 | 1323.308 | 1323.308 | 1288.1881 | 1288.1881 | 1670.8 | 2273180.4091 | 463747.7258 | 210361.1212 | 64374.727 | 424071.5314
2049 | 1226.957 | 1226.957 | 1226.957 | 1194.3942 | 1194.3942 | 1732.15 | 2182162.1356 | 429981.9228 | 195044.5778 | 59687.5572 | 319918.4945
2050 | 1796.019 | 1796.019 | 1796.019 | 1748.3536 | 1748.3536 | 1655.9 | 3055929.4931 | 629407.3085 | 285506.1486 | 87370.6143 | 601608.4858
2051 | 1668.541 | 1671.014 | 1668.541 | 1626.6662 | 1626.6662 | 1540.15 | 2647135.3292 | 585599.8318 | 265634.5904 | 76756.5095 | 748022.4518
2052 | 1931.97 | 1931.97 | 1931.97 | 1880.6966 | 1880.6966 | 1531.1 | 3037893.3193 | 677050.765 | 307117.7498 | 93984.1982 | 881858.6214
2053 | 1668.96 | 1668.96 | 1668.96 | 1624.6667 | 1624.6667 | 1517.5 | 2602360.4642 | 584880.0161 | 265308.074 | 81189.5979 | 783901.6883
2054 | 1763.69 | 1763.69 | 1763.69 | 1716.8826 | 1716.8826 | 1567.25 | 2847490.4117 | 618077.7464 | 280366.9333 | 85797.9112 | 742980.9577
2055 | 1579.999 | 1579.999 | 1579.999 | 1538.0667 | 1538.0667 | 1563.35 | 2538212.9071 | 553704.0076 | 251166.2901 | 76861.9281 | 671596.8193
2056 | 1714.12 | 1742.511 | 1714.12 | 1696.2657 | 1696.2657 | 1594.95 | 2851603.9331 | 610655.6549 | 277000.1901 | 32726.9172 | 687072.425
2057 | 1622.297 | 1141.72 | 1141.72 | 1111.4194 | 1111.4194 | 1759.2 | 2059074.1646 | 400110.9745 | 181494.7837 | 936438.6892 | 267629.7852
2058 | 1842.205 | 183.183 | 183.183 | 178.3214 | 178.3214 | 1867.45 | 350943.0692 | 64195.7123 | 29119.8884 | 3049898.5966 | 23636.5046
2059 | 1704.336 | 1270.231 | 1270.231 | 1236.5198 | 1236.5198 | 1864.95 | 2425974.6103 | 445147.1142 | 201923.6771 | 1589639.5776 | 166991.9938
2060 | 1539.2 | 1539.2 | 1539.2 | 1498.3505 | 1498.3505 | 1846.65 | 2915508.7805 | 539406.1696 | 244680.6319 | 138806.6992 | 229772.0447
2061 | 1760 | 1760 | 1760 | 1713.2906 | 1713.2906 | 1840.95 | 3324539.3878 | 616784.6014 | 279780.3484 | 158718.6789 | 272498.8635
2062 | 1748 | 1748 | 1748 | 1701.609 | 1701.609 | 1836.3 | 3295307.7378 | 612579.2519 | 277872.7551 | 157636.5061 | 278553.3987
2063 | 1951.2 | 1796.003 | 1796.003 | 1748.3381 | 1748.3381 | 1816.05 | 3357215.7204 | 629401.7014 | 285503.6051 | 689324.8739 | 321606.786
2064 | 1534.4 | 0 | 0 | 0 | 0 | 1789.4 | 0 | 0 | 0 | 2812555.2 | 0
2065 | 1479.2 | 0 | 0 | 0 | 0 | 1722.25 | 0 | 0 | 0 | 1760248 | 0
2066 | 1765.6 | 0 | 0 | 0 | 0 | 1668.9 | 0 | 0 | 0 | 2101064 | 0
2067 | 1462.4 | 0 | 0 | 0 | 0 | 1661.7 | 0 | 0 | 0 | 1740256 | 0
2068 | 1915.2 | 0 | 0 | 0 | 0 | 1659.85 | 0 | 0 | 0 | 2279088 | 0
2069 | 1624.8 | 0 | 0 | 0 | 0 | 1657.7 | 0 | 0 | 0 | 1933512 | 0
2070 | 1568 | 0 | 0 | 0 | 0 | 1667.05 | 0 | 0 | 0 | 1865920 | 0
2071 | 1421.665 | 210.816 | 210.816 | 205.2211 | 205.2211 | 1727.75 | 375090.4007 | 73879.581 | 33512.5988 | 2229741.7452 | 55871.4331
2072 | 1488.271 | 1205.546 | 1205.546 | 1173.5515 | 1173.5515 | 1695.8 | 2101983.4884 | 422478.5279 | 191640.9545 | 576880.9051 | 356994.3561
2073 | 1486.483 | 1486.483 | 1486.483 | 1447.0326 | 1447.0326 | 1734.65 | 2650217.4323 | 520931.7186 | 236300.4157 | 72312.672 | 383970.0876
2074 | 1803.338 | 1803.338 | 1803.338 | 1755.4784 | 1755.4784 | 1744.75 | 3235990.0243 | 631972.2213 | 286669.6215 | 87726.6604 | 448085.8597
2075 | 2033.628 | 2033.628 | 2033.628 | 1979.6566 | 1979.6566 | 1740.75 | 3642598.4764 | 712676.3837 | 323277.9263 | 98929.5367 | 513225.9791
2076 | 1696.775 | 1696.775 | 1696.775 | 1651.7435 | 1651.7435 | 1709.2 | 2978235.4176 | 594627.6659 | 269729.7162 | 82542.7092 | 480327.0146
2077 | 1592.548 | 1788.269 | 1592.547 | 1740.8093 | 1592.548 | 1673.1 | 2811410.7215 | 573317.28 | 260063.0884 | 0 | 520603.9412
2078 | 1457.42 | 1457.42 | 1457.42 | 1418.7409 | 1418.7409 | 1748.4 | 2626847.0281 | 510746.7124 | 231680.3837 | 70898.8495 | 356955.2023
2079 | 1641.988 | 2110.886 | 1641.988 | 2054.8642 | 1641.988 | 1769.85 | 3072985.4939 | 591115.68 | 268136.6404 | 0 | 377903.5382
2080 | 1955.911 | 2199.459 | 1955.911 | 2141.0866 | 1955.911 | 1706.2 | 3526718.0809 | 704127.96 | 319400.2663 | 0 | 574646.6518
2081 | 1702.841 | 1187.537 | 1187.537 | 1156.0204 | 1156.0204 | 1826.25 | 2228037.3096 | 416167.3495 | 188778.1338 | 1002322.1315 | 200858.5472
2082 | 1466.806 | 208.81 | 208.81 | 203.2683 | 203.2683 | 1886.35 | 404062.9619 | 73176.5867 | 33193.7128 | 2316064.6106 | 23101.4419
2083 | 1663.509 | 1663.509 | 1663.509 | 1619.3604 | 1619.3604 | 1883.85 | 3210702.5229 | 582969.7361 | 264441.5497 | 150017.0175 | 188088.7079
2084 | 1294.4 | 1294.4 | 1294.4 | 1260.0473 | 1260.0473 | 1865.55 | 2478257.4401 | 453617.0387 | 205765.7289 | 116730.3738 | 169413.3635
2085 | 1368 | 1368 | 1368 | 1331.694 | 1331.694 | 1850.4 | 2597626.5825 | 479409.8493 | 217465.6344 | 123367.7004 | 199221.4263
2086 | 1146.4 | 1146.4 | 1146.4 | 1115.9752 | 1115.9752 | 1836.3 | 2160409.0954 | 401751.0608 | 182238.7451 | 103383.5758 | 182685.1352
2087 | 1459.2 | 1459.2 | 1459.2 | 1420.4736 | 1420.4736 | 1816.05 | 2725846.8003 | 511370.5059 | 231963.3434 | 131592.2138 | 261296.1238
2088 | 1268.8 | 369.168 | 369.168 | 359.3705 | 359.3705 | 1798.85 | 683785.1233 | 129373.3737 | 58685.1998 | 1666984.3055 | 72287.3726
2089 | 923.2 | 0 | 0 | 0 | 0 | 1778.2 | 0 | 0 | 0 | 1098608 | 0
2090 | 1351.2 | 0 | 0 | 0 | 0 | 1718.9 | 0 | 0 | 0 | 1607928 | 0
2091 | 1026.4 | 0 | 0 | 0 | 0 | 1668.7 | 0 | 0 | 0 | 1221416 | 0
2092 | 1252.8 | 0 | 0 | 0 | 0 | 1666.85 | 0 | 0 | 0 | 1490832 | 0
2093 | 1265.6 | 0 | 0 | 0 | 0 | 1663.7 | 0 | 0 | 0 | 1506064 | 0
2094 | 918.4 | 0 | 0 | 0 | 0 | 1669.55 | 0 | 0 | 0 | 1092896 | 0
2095 | 1050.829 | 1050.829 | 1050.829 | 1022.9406 | 1022.9406 | 1779.7 | 1922119.5864 | 368258.6056 | 167046.1953 | 51119.49 | 225353.8078
2096 | 806.027 | 806.027 | 806.027 | 784.6355 | 784.6355 | 1701.8 | 1408919.119 | 282468.7738 | 128130.9743 | 39210.651 | 233978.301
2097 | 1095.822 | 1095.822 | 1095.822 | 1066.7395 | 1066.7395 | 1786.2 | 2010748.5775 | 384026.2133 | 174198.5573 | 53308.2564 | 228068.9011
2098 | 1270.332 | 1416.77 | 1270.332 | 1379.1697 | 1270.332 | 1754.25 | 2355628.6959 | 457319.52 | 207445.2156 | 0 | 312184.089
2099 | 1318.43 | 1986.503 | 1318.429 | 1933.7823 | 1318.43 | 1752.75 | 2438005.3444 | 474634.8 | 215299.619 | 0 | 325981.8175
2100 | 1137.052 | 2272.843 | 1137.051 | 2212.523 | 1137.052 | 1743.7 | 2088301.7672 | 409338.72 | 185680.5916 | 0 | 291426.4276
2101 | 1338.908 | 2289.111 | 1338.907 | 2228.3592 | 1338.908 | 1726.6 | 2430505.2635 | 482006.88 | 218643.6764 | 0 | 366057.4472
2102 | 1124.637 | 3284.04 | 1124.638 | 3196.8834 | 1124.637 | 1850.4 | 2189704.91 | 404869.32 | 183653.2221 | 0 | 168245.6952
2103 | 1168.045 | 3251.67 | 1168.045 | 3165.3725 | 1168.045 | 1876.35 | 2304725.2768 | 420496.2 | 190741.7485 | 0 | 144428.7643
2104 | 1479.406 | 2433.052 | 1479.406 | 2368.4801 | 1479.406 | 1885.2 | 2929278.4152 | 532586.16 | 241586.9998 | 0 | 169835.8088
2105 | 1301.431 | 1338.422 | 1301.431 | 1302.901 | 1301.431 | 1890.7 | 2585142.1346 | 468515.16 | 212523.6823 | 0 | 142246.4083
2106 | 1478.389 | 242.619 | 242.619 | 236.18 | 236.18 | 1886.35 | 469069.4581 | 85024.8086 | 38568.1979 | 2276969.053 | 26841.8597
2107 | 1147.38 | 1147.38 | 1147.38 | 1116.9292 | 1116.9292 | 1883.85 | 2215535.622 | 402094.4977 | 182394.5319 | 103471.9533 | 129731.322
2108 | 1016 | 1016 | 1016 | 989.0359 | 989.0359 | 1865.55 | 1944813.0959 | 356052.929 | 161509.5647 | 91623.9646 | 132975.8786
2109 | 1436 | 1436 | 1436 | 1397.8893 | 1397.8893 | 1850.4 | 2730775.9108 | 503240.1634 | 228275.3297 | 129500.013 | 209124.2457
2110 | 1550.4 | 1550.4 | 1550.4 | 1509.2532 | 1509.2532 | 1836.3 | 2927691.6679 | 543331.1625 | 246461.0523 | 139816.7271 | 247064.7536
2111 | 1441.6 | 1441.6 | 1441.6 | 1403.3407 | 1403.3407 | 1816.05 | 2695437.9041 | 505202.6599 | 229165.5399 | 130005.027 | 258144.5258
2112 | 1428 | 0 | 0 | 0 | 0 | 1798.85 | 0 | 0 | 0 | 2617524 | 0
2113 | 1300 | 0 | 0 | 0 | 0 | 1731.7 | 0 | 0 | 0 | 2382900 | 0
2114 | 1284 | 0 | 0 | 0 | 0 | 1775.4 | 0 | 0 | 0 | 2353572 | 0
2115 | 1629.6 | 0 | 0 | 0 | 0 | 1761.75 | 0 | 0 | 0 | 2987056.8 | 0
2116 | 1440 | 0 | 0 | 0 | 0 | 1666.85 | 0 | 0 | 0 | 2639520 | 0
2117 | 1583.2 | 0 | 0 | 0 | 0 | 1709.25 | 0 | 0 | 0 | 2902005.6 | 0
2118 | 1600 | 672.591 | 672.591 | 654.7408 | 654.7408 | 1766.6 | 1222923.9663 | 235706.6886 | 106919.1729 | 1732660.1108 | 152816.5031
2119 | 1140.384 | 1140.384 | 1140.384 | 1110.1188 | 1110.1188 | 1788.2 | 2095329.64 | 399642.7789 | 181282.405 | 55476.056 | 235123.1683
2120 | 204.826 | 204.826 | 204.826 | 199.39 | 199.39 | 1789.4 | 376552.3763 | 71780.4107 | 32560.3918 | 9964.1337 | 41991.5402
2121 | 307.065 | 614.656 | 307.065 | 598.3434 | 307.065 | 1842.15 | 596960.9293 | 110543.4 | 50143.7145 | 0 | 48470.2102
2122 | 313.222 | 1367.634 | 313.221 | 1331.3377 | 313.222 | 1843.3 | 611463.249 | 112759.92 | 51149.1526 | 0 | 49081.8874
2123 | 355.547 | 1850.799 | 355.546 | 1801.6798 | 355.547 | 1752.75 | 660211.6854 | 127996.92 | 58060.8251 | 0 | 87908.9958
2124 | 311.517 | 2110.064 | 311.517 | 2054.0641 | 311.517 | 1740.2 | 572443.0581 | 112146.12 | 50870.7261 | 0 | 80932.1166
2125 | 299.716 | 1985.462 | 299.716 | 1932.7689 | 299.716 | 1726.6 | 546331.3235 | 107897.76 | 48943.6228 | 0 | 81942.3544
2126 | 315.351 | 3644.312 | 315.351 | 3547.5939 | 315.351 | 1751.9 | 583959.2859 | 113526.36 | 51496.8183 | 0 | 78238.5831
2127 | 283.379 | 3117.24 | 283.379 | 3034.5101 | 283.379 | 1857.45 | 555656.0695 | 102016.44 | 46275.7907 | 0 | 40395.6764
2128 | 230.684 | 2320.513 | 230.684 | 2258.9279 | 230.684 | 1778.7 | 432853.6365 | 83046.24 | 37670.6972 | 0 | 51050.3692
2129 | 250.683 | 1263.827 | 250.683 | 1230.2857 | 250.683 | 1881.25 | 496797.4715 | 90245.88 | 40936.5339 | 0 | 29768.6063
2130 | 298.518 | 298.518 | 298.518 | 290.5955 | 290.5955 | 1886.35 | 577074.942 | 104614.3782 | 47454.2443 | 14521.9516 | 33026.178
2131 | 256.165 | 256.165 | 256.165 | 249.3665 | 249.3665 | 1883.85 | 494141.5201 | 89771.9474 | 40721.5528 | 12461.6128 | 28963.9214
2132 | 318.4 | 318.4 | 318.4 | 309.9498 | 309.9498 | 1865.55 | 609489.212 | 111581.9415 | 50614.8085 | 15489.1477 | 41672.7557
2133 | 298.4 | 298.4 | 298.4 | 290.4806 | 290.4806 | 1850.4 | 567112.8658 | 104573.0256 | 47435.4863 | 14516.2113 | 43455.9018
2134 | 237.6 | 237.6 | 237.6 | 231.2942 | 231.2942 | 1836.3 | 447958.245 | 83265.9212 | 37770.347 | 11558.4846 | 37862.8647
2135 | 305.6 | 305.6 | 305.6 | 297.4895 | 297.4895 | 1816.05 | 570850.3246 | 107096.2353 | 48580.0423 | 14866.4684 | 54723.2014
2136 | 168 | 168 | 168 | 163.5414 | 163.5414 | 1789.4 | 309279.7994 | 58874.8938 | 26706.306 | 8172.6659 | 34441.8129
2137 | 228.8 | 228.8 | 228.8 | 222.7278 | 222.7278 | 1720.6 | 405448.9518 | 80181.9982 | 36371.4453 | 7225.9504 | 62230.1397
2138 | 226.4 | 226.4 | 226.4 | 220.3915 | 220.3915 | 1677.3 | 391409.4487 | 79340.9283 | 35989.9266 | 7150.1538 | 71120.3265
2139 | 221.6 | 221.6 | 221.6 | 215.7189 | 215.7189 | 1673.75 | 382251.3308 | 77658.7885 | 35226.8893 | 6998.5604 | 70378.277
2140 | 135.2 | 135.2 | 135.2 | 131.6119 | 131.6119 | 1671.85 | 232952.5979 | 47380.2717 | 21492.2177 | 4269.8798 | 43188.4337
2141 | 148.8 | 148.8 | 148.8 | 144.8509 | 144.8509 | 1664.5 | 255487.342 | 52146.3345 | 23654.1567 | 4699.3943 | 48597.4867
2142 | 203.2 | 203.2 | 203.2 | 197.8072 | 197.8072 | 1671.4 | 349749.6987 | 71210.5858 | 32301.9129 | 6417.4525 | 64999.4403
2143 | 139.948 | 139.948 | 139.948 | 136.2339 | 136.2339 | 1724.55 | 248276.1419 | 49044.1883 | 22246.9887 | 6808.0253 | 37525.6157
2144 | 168.345 | 168.345 | 168.345 | 163.8772 | 163.8772 | 1695.7 | 293459.6351 | 58995.7976 | 26761.1493 | 8189.449 | 49867.8367
2145 | 999.188 | 999.188 | 999.188 | 972.6701 | 972.6701 | 1734.95 | 1784552.4468 | 350161.2343 | 158837.0265 | 48607.3195 | 257806.2087
2146 | 1188.218 | 2316.742 | 1188.217 | 2255.2569 | 1188.218 | 1695.7 | 2130743.6559 | 427758.48 | 194035.9994 | 0 | 361574.7374
2147 | 1369.757 | 2110.136 | 1369.757 | 2054.1341 | 1369.757 | 1586.85 | 2290999.4897 | 493112.52 | 223681.3181 | 0 | 565915.1045
2148 | 1382.264 | 2377.244 | 1382.264 | 2314.1532 | 1382.264 | 1555.65 | 2259417.7211 | 497615.04 | 225723.7112 | 0 | 614209.0084
2149 | 1401.945 | 3059.336 | 1401.945 | 2978.1429 | 1401.945 | 1518.95 | 2239444.4118 | 504700.2 | 228937.6185 | 0 | 674405.6423
2150 | 1395.96 | 2542.537 | 1395.96 | 2475.0595 | 1395.96 | 1598.25 | 2348517.3729 | 502545.6 | 227960.268 | 0 | 560826.93
2151 | 1436.28 | 2246.223 | 1436.28 | 2186.6095 | 1436.28 | 1658.7 | 2512102.5902 | 517060.8 | 234544.524 | 0 | 490202.364
2152 | 1584.287 | 1822.776 | 1584.287 | 1774.4005 | 1584.287 | 1591.2 | 2656117.2161 | 570343.32 | 258714.0671 | 0 | 647656.5256
2153 | 1458.461 | 1207.135 | 1207.135 | 1175.0983 | 1175.0983 | 1771.3 | 2189119.7186 | 423035.3863 | 191893.5516 | 519403.8379 | 268744.9801
2154 | 1392.377 | 222.03 | 222.03 | 216.1374 | 216.1374 | 1803.05 | 409405.1586 | 77809.4801 | 35295.2447 | 2156047.1046 | 42568.2698
2155 | 1600.335 | 1600.335 | 1600.335 | 1557.863 | 1557.863 | 1755.65 | 2877759.552 | 560830.6734 | 254399.0249 | 144319.9187 | 380663.8195
2156 | 1251.2 | 1251.2 | 1251.2 | 1217.9938 | 1217.9938 | 1734.3 | 2225149.6574 | 438477.7803 | 198898.3931 | 112834.5517 | 323620.9617
2157 | 921.6 | 921.6 | 921.6 | 897.1412 | 897.1412 | 1722.7 | 1626820.7192 | 322970.8458 | 146503.1642 | 83110.8719 | 248777.2654
2158 | 1216 | 1216 | 1216 | 1183.728 | 1183.728 | 1823.8 | 2274359.2557 | 426142.0882 | 193302.7861 | 109660.1781 | 208572.8776
2159 | 1305.6 | 1305.6 | 1305.6 | 1270.9501 | 1270.9501 | 1810.65 | 2430214.1715 | 457542.0316 | 207546.1493 | 117740.4018 | 240654.3991
2160 | 875.2 | 436.42 | 436.42 | 424.8377 | 424.8377 | 1734.8 | 779459.1092 | 152941.5544 | 69375.9884 | 825514.1855 | 112666.9451
2161 | 1137.6 | 0 | 0 | 0 | 0 | 1721 | 0 | 0 | 0 | 1353744 | 0
2162 | 760 | 0 | 0 | 0 | 0 | 1758.65 | 0 | 0 | 0 | 904400 | 0
2163 | 1196.8 | 0 | 0 | 0 | 0 | 1670.3 | 0 | 0 | 0 | 1424192 | 0
2164 | 1156 | 0 | 0 | 0 | 0 | 1667.6 | 0 | 0 | 0 | 1375640 | 0
2165 | 1220 | 0 | 0 | 0 | 0 | 1665.8 | 0 | 0 | 0 | 1451800 | 0
2166 | 1054.4 | 0 | 0 | 0 | 0 | 1706.65 | 0 | 0 | 0 | 1254736 | 0
2167 | 1293.304 | 1293.304 | 1293.304 | 1258.9804 | 1258.9804 | 1746.85 | 2322494.1583 | 453232.9501 | 205591.5021 | 62915.1278 | 318710.8925
2168 | 1393.785 | 1393.785 | 1393.785 | 1356.7947 | 1356.7947 | 1666.5 | 2386142.0573 | 488446.0941 | 221564.5755 | 67803.209 | 452491.0344
2169 | 1579.901 | 1579.901 | 1579.901 | 1537.9713 | 1537.9713 | 1670.75 | 2705980.8931 | 553669.664 | 251150.7115 | 76857.1607 | 506377.0468
2170 | 1649.699 | 1649.699 | 1649.699 | 1605.9169 | 1605.9169 | 1537.75 | 2609463.9939 | 578130.0796 | 262246.2278 | 80252.6115 | 742335.0814
2171 | 1676.943 | 1754.41 | 1676.943 | 1707.8489 | 1676.943 | 1596.45 | 2840542.5754 | 603699.48 | 273844.7919 | 0 | 676730.3476
2172 | 1684.745 | 2007.634 | 1684.745 | 1954.3525 | 1684.745 | 1622.85 | 2904537.4583 | 606508.2 | 275118.8585 | 0 | 635401.5768
2173 | 1931.871 | 2023.011 | 1931.87 | 1969.3214 | 1931.871 | 1493.5 | 3065450.6717 | 695473.56 | 315474.5343 | 0 | 978492.6615
2174 | 1728.951 | 1728.951 | 1728.951 | 1683.0656 | 1683.0656 | 1475.4 | 2632205.1679 | 605903.6099 | 274844.6097 | 84107.9693 | 882936.2048
2175 | 1653.202 | 1653.202 | 1653.202 | 1609.3269 | 1609.3269 | 1488.95 | 2528781.6519 | 579357.6913 | 262803.0861 | 80423.0213 | 822446.5226
2176 | 1470.106 | 1591.934 | 1470.107 | 1549.6849 | 1470.106 | 1522.65 | 2353032.583 | 529238.16 | 240068.3098 | 0 | 701755.0991
2177 | 1634.306 | 1156.349 | 1156.349 | 1125.6601 | 1125.6601 | 1684.05 | 1993608.3756 | 405237.6461 | 183820.2989 | 932347.8835 | 355652.3174
2178 | 1538.105 | 197.146 | 197.146 | 191.9139 | 191.9139 | 1779.3 | 358969.3017 | 69088.9869 | 31339.5321 | 2467568.3731 | 42355.3873
2179 | 1470.4 | 1470.4 | 1470.4 | 1431.3764 | 1431.3764 | 1832.6 | 2759497.1509 | 515295.4988 | 233743.7638 | 132602.2417 | 239612.4069
2180 | 1250.4 | 1250.4 | 1250.4 | 1217.2151 | 1217.2151 | 1816.75 | 2327838.1849 | 438197.4236 | 198771.2202 | 112762.4069 | 223054.6608
2181 | 1324.8 | 1324.8 | 1324.8 | 1289.6405 | 1289.6405 | 1802.65 | 2450562.354 | 464270.5909 | 210598.2986 | 119471.8783 | 254510.5586
2182 | 1529.6 | 1529.6 | 1529.6 | 1489.0052 | 1489.0052 | 1790.75 | 2812690.2116 | 536041.89 | 243154.5573 | 137940.9609 | 311574.3485
2183 | 1635.2 | 1635.2 | 1635.2 | 1591.8027 | 1591.8027 | 1722.5 | 2894466.5879 | 573048.966 | 259941.3782 | 147464.0817 | 441725.2447
2184 | 1508 | 0 | 0 | 0 | 0 | 1751.85 | 0 | 0 | 0 | 2764164 | 0
2185 | 972 | 0 | 0 | 0 | 0 | 1740.9 | 0 | 0 | 0 | 1156680 | 0
2186 | 1086.4 | 0 | 0 | 0 | 0 | 1686.4 | 0 | 0 | 0 | 1292816 | 0
2187 | 1562.4 | 0 | 0 | 0 | 0 | 1682.05 | 0 | 0 | 0 | 1859256 | 0
2188 | 1220 | 0 | 0 | 0 | 0 | 1674.3 | 0 | 0 | 0 | 1451800 | 0
2189 | 1601.6 | 0 | 0 | 0 | 0 | 1667.9 | 0 | 0 | 0 | 1905904 | 0
2190 | 1461.6 | 0 | 0 | 0 | 0 | 1662.8 | 0 | 0 | 0 | 1739304 | 0
2191 | 1554.491 | 622.576 | 622.576 | 606.0532 | 606.0532 | 1714.05 | 1089625.7796 | 218179.1421 | 98968.483 | 1738486.5381 | 173300.9046
2192 | 1258.89 | 1258.89 | 1258.89 | 1225.4797 | 1225.4797 | 1716.4 | 2204428.7547 | 441172.7084 | 200120.8425 | 61240.9961 | 347546.0559
2193 | 1130.656 | 1130.656 | 1130.656 | 1100.649 | 1100.649 | 1775.45 | 2046669.8569 | 396233.6422 | 179735.9827 | 55002.8197 | 247150.7343
2194 | 1493.053 | 1493.053 | 1493.053 | 1453.4282 | 1453.4282 | 1807.65 | 2759125.1462 | 523234.1474 | 237344.823 | 72632.2816 | 279566.9118
2195 | 1407.71 | 1407.71 | 1407.71 | 1370.3501 | 1370.3501 | 1775 | 2557533.3714 | 493326.0518 | 223778.1785 | 68480.616 | 308328.7824
2196 | 1593.023 | 1593.023 | 1593.023 | 1550.745 | 1550.745 | 1758.65 | 2866693.7593 | 558268.2137 | 253236.6647 | 77495.5043 | 374272.3149
2197 | 1931.914 | 1931.914 | 1931.914 | 1880.6421 | 1880.6421 | 1741 | 3448162.1285 | 677031.14 | 307108.8477 | 93981.474 | 487086.2924
2198 | 1327.845 | 1327.845 | 1327.845 | 1292.6047 | 1292.6047 | 1774 | 2416689.0327 | 465337.6983 | 211082.3504 | 64595.4377 | 292128.6662
2199 | 1348.658 | 1355.604 | 1348.658 | 1319.627 | 1319.627 | 1793.05 | 2494988.7946 | 475065.7232 | 215495.0905 | 53213.8068 | 273096.8095
2200 | 1472.454 | 1472.454 | 1472.454 | 1433.3759 | 1433.3759 | 1799.45 | 2715891.3484 | 516015.3145 | 234070.2802 | 71630.2058 | 287463.5314
2201 | 1419.53 | 1289.748 | 1289.748 | 1255.5188 | 1255.5188 | 1898.8 | 2506362.15 | 451986.7648 | 205026.2186 | 300632.5457 | 127058.5017
2202 | 938.571 | 134.425 | 134.425 | 130.8574 | 130.8574 | 1893.5 | 260692.4138 | 47108.6762 | 21369.0189 | 1480538.9669 | 13936.3167
2203 | 1347.852 | 1347.852 | 1347.852 | 1312.0807 | 1312.0807 | 1894.45 | 2616615.3509 | 472349.0674 | 214262.7853 | 121550.7323 | 138490.1224
2204 | 1007.2 | 1007.2 | 1007.2 | 980.4695 | 980.4695 | 1886 | 1947158.7509 | 352969.006 | 160110.663 | 90830.3712 | 111773.5186
2205 | 1144 | 1144 | 1144 | 1113.6389 | 1113.6389 | 1871.55 | 2194029.1939 | 400909.9909 | 181857.2264 | 103167.1413 | 143046.912
2206 | 1352 | 1352 | 1352 | 1316.1187 | 1316.1187 | 1857.7 | 2583955.9984 | 473802.7165 | 214922.1767 | 121924.8033 | 187283.6849
2207 | 1520.8 | 1520.8 | 1520.8 | 1480.4388 | 1480.4388 | 1835.65 | 2867905.8566 | 532957.9669 | 241755.6556 | 137147.3675 | 243310.1163
2208 | 1532.8 | 815.817 | 815.817 | 794.1657 | 794.1657 | 1816.15 | 1520915.4546 | 285899.6382 | 129687.2525 | 1353916.7423 | 146007.3569
2209 | 1087.2 | 0 | 0 | 0 | 0 | 1797.8 | 0 | 0 | 0 | 1293768 | 0
2210 | 1328.8 | 0 | 0 | 0 | 0 | 1788.4 | 0 | 0 | 0 | 1581272 | 0
2211 | 1067.2 | 0 | 0 | 0 | 0 | 1784.05 | 0 | 0 | 0 | 1269968 | 0
2212 | 1069.6 | 0 | 0 | 0 | 0 | 1776.2 | 0 | 0 | 0 | 1272824 | 0
2213 | 964.8 | 0 | 0 | 0 | 0 | 1782.9 | 0 | 0 | 0 | 1148112 | 0
2214 | 1233.6 | 0 | 0 | 0 | 0 | 1788.2 | 0 | 0 | 0 | 1467984 | 0
2215 | 1241.187 | 1241.187 | 1241.187 | 1208.2466 | 1208.2466 | 1793.55 | 2277579.1293 | 434968.7665 | 197306.6655 | 60379.8015 | 249442.5051
2216 | 1139.749 | 1139.749 | 1139.749 | 1109.5007 | 1109.5007 | 1806.6 | 2109065.5786 | 399420.2458 | 181181.4615 | 55445.1653 | 214577.4321
2217 | 1485.342 | 1485.342 | 1485.342 | 1445.9218 | 1445.9218 | 1854.05 | 2818249.9054 | 520531.8599 | 236119.0353 | 72257.166 | 211032.2915
2218 | 1788.565 | 1788.565 | 1788.565 | 1741.0975 | 1741.0975 | 1874.65 | 3434140.8835 | 626795.0856 | 284321.2152 | 87008.0009 | 218246.5666
2219 | 1486.331 | 1956.599 | 1486.33 | 1904.6719 | 1486.331 | 1839 | 2873419.4414 | 535079.16 | 242717.8523 | 0 | 239299.291
2220 | 1635.414 | 2220.05 | 1635.413 | 2161.1311 | 1635.414 | 1764.45 | 3038050.0637 | 588749.04 | 267063.1062 | 0 | 385221.7677
2221 | 1839.255 | 1839.255 | 1839.255 | 1790.4422 | 1790.4422 | 1754 | 3308213.2176 | 644559.183 | 292379.2072 | 89473.9083 | 440448.775
2222 | 1431.431 | 1978.805 | 1431.431 | 1926.2886 | 1431.431 | 1776.9 | 2689403.2612 | 515315.16 | 233752.6823 | 0 | 319352.2561
2223 | 1727.174 | 3175.036 | 1727.174 | 3090.7723 | 1727.174 | 1795.95 | 3275202.2896 | 621782.64 | 282047.5142 | 0 | 352429.8547
2224 | 1726.438 | 2380.022 | 1726.438 | 2316.8575 | 1726.438 | 1819.85 | 3306248.4728 | 621517.68 | 281927.3254 | 0 | 311017.8057
2225 | 1599.501 | 1295.433 | 1295.433 | 1261.0529 | 1261.0529 | 1904.7 | 2525845.2551 | 453979.0492 | 205929.9409 | 620375.3409 | 120178.3427
2226 | 1633.042 | 229.586 | 229.586 | 223.4929 | 223.4929 | 1893.5 | 444425.6058 | 80457.4486 | 36496.3926 | 2583703.477 | 23801.9952
2227 | 1619.476 | 1619.476 | 1619.476 | 1576.496 | 1576.496 | 1894.45 | 3132754.9245 | 567538.5563 | 257441.7951 | 146046.0746 | 166399.1517
2228 | 1533.6 | 1533.6 | 1533.6 | 1492.8991 | 1492.8991 | 1886 | 2956584.4317 | 537443.6731 | 243790.4217 | 138301.6852 | 170190.4965
2229 | 1748.8 | 1748.8 | 1748.8 | 1702.3878 | 1702.3878 | 1871.55 | 3349350.4256 | 612859.6085 | 277999.928 | 157708.6509 | 218671.7131
2230 | 1145.6 | 1145.6 | 1145.6 | 1115.1964 | 1115.1964 | 1857.7 | 2187635.5857 | 401470.7042 | 182111.5722 | 103311.431 | 158692.4478
2231 | 1203.2 | 1203.2 | 1203.2 | 1171.2677 | 1171.2677 | 1835.65 | 2267642.9357 | 421656.3821 | 191268.02 | 108505.8605 | 192497.8511
2232 | 382.4 | 0 | 0 | 0 | 0 | 1816.15 | 0 | 0 | 0 | 700939.2 | 0
2233 | 120 | 0 | 0 | 0 | 0 | 1797.8 | 0 | 0 | 0 | 142800 | 0
2234 | 126.4 | 0 | 0 | 0 | 0 | 1788.4 | 0 | 0 | 0 | 150416 | 0
2235 | 118.4 | 0 | 0 | 0 | 0 | 1784.05 | 0 | 0 | 0 | 140896 | 0
2236 | 124.8 | 0 | 0 | 0 | 0 | 1782.1 | 0 | 0 | 0 | 148512 | 0
2237 | 127.2 | 0 | 0 | 0 | 0 | 1782.9 | 0 | 0 | 0 | 151368 | 0
2238 | 104.8 | 0 | 0 | 0 | 0 | 1788.2 | 0 | 0 | 0 | 124712 | 0
2239 | 90.455 | 0 | 0 | 0 | 0 | 1792.65 | 0 | 0 | 0 | 165804.015 | 0
2240 | 181.636 | 0 | 0 | 0 | 0 | 1713.5 | 0 | 0 | 0 | 332938.788 | 0
2241 | 1303.888 | 0 | 0 | 0 | 0 | 1804.45 | 0 | 0 | 0 | 2390026.704 | 0
2242 | 1593.999 | 1210.515 | 1210.515 | 1178.3886 | 1178.3886 | 1812.3 | 2250207.217 | 424219.8931 | 192430.857 | 761813.8782 | 221183.5387
2243 | 1722.687 | 1722.687 | 1722.687 | 1676.9678 | 1676.9678 | 1730.5 | 3061889.305 | 603708.4174 | 273848.846 | 83803.2457 | 451942.8291
2244 | 1824.597 | 1824.597 | 1824.597 | 1776.1732 | 1776.1732 | 1681.3 | 3149917.6192 | 639422.3485 | 290049.082 | 88760.8432 | 566066.3958
2245 | 1538.349 | 1538.349 | 1538.349 | 1497.5221 | 1497.5221 | 1538.5 | 2433713.0286 | 539107.9402 | 244545.3518 | 74835.788 | 691106.4289
2246 | 1462.819 | 1462.819 | 1462.819 | 1423.9966 | 1423.9966 | 1732.4 | 2606624.9419 | 512638.7692 | 232538.6417 | 71161.4936 | 381061.4851
2247 | 1763.062 | 1763.062 | 1763.062 | 1716.2713 | 1716.2713 | 1751.45 | 3164516.4224 | 617857.6664 | 280267.1026 | 85767.361 | 426579.2305
2248 | 1727.078 | 1727.078 | 1727.078 | 1681.2423 | 1681.2423 | 1792.25 | 3171239.5757 | 605247.2249 | 274546.8662 | 84016.8538 | 349278.086
2249 | 1726.744 | 269.593 | 269.593 | 262.4381 | 262.4381 | 1898.8 | 523094.6163 | 94477.7336 | 42856.1497 | 2684072.6253 | 26558.7407
2250 | 1440.062 | 52.077 | 52.077 | 50.6949 | 50.6949 | 1893.5 | 100669.2563 | 18250.1657 | 8278.478 | 2546709.8855 | 5399.0074
2251 | 1485.876 | 1485.876 | 1485.876 | 1446.4417 | 1446.4417 | 1894.45 | 2871516.6297 | 520718.998 | 236203.9232 | 133997.8839 | 152671.9173
2252 | 1420 | 1420 | 1420 | 1382.314 | 1382.314 | 1886 | 2735765.3317 | 497633.0307 | 225731.872 | 128057.1159 | 157583.7931
2253 | 1555.2 | 1555.2 | 1555.2 | 1513.9258 | 1513.9258 | 1871.55 | 2980598.837 | 545013.3023 | 247224.0896 | 140249.5963 | 194463.7741
2254 | 1828.8 | 1796.003 | 1796.003 | 1748.3381 | 1748.3381 | 1857.7 | 3429930.1795 | 629401.7014 | 285503.6051 | 273409.6739 | 248788.5059
2255 | 1337.6 | 1337.6 | 1337.6 | 1302.1008 | 1302.1008 | 1835.65 | 2521257.1462 | 468756.2971 | 212633.0648 | 120626.196 | 214000.2706
2256 | 1448.8 | 0 | 0 | 0 | 0 | 1816.15 | 0 | 0 | 0 | 2655650.4 | 0
2257 | 1088.8 | 0 | 0 | 0 | 0 | 1797.8 | 0 | 0 | 0 | 1295672 | 0
2258 | 1398.4 | 0 | 0 | 0 | 0 | 1778.4 | 0 | 0 | 0 | 1664096 | 0
2259 | 1239.2 | 0 | 0 | 0 | 0 | 1773.15 | 0 | 0 | 0 | 1474648 | 0
2260 | 1181.6 | 0 | 0 | 0 | 0 | 1680.1 | 0 | 0 | 0 | 1406104 | 0
2261 | 1463.2 | 0 | 0 | 0 | 0 | 1680.9 | 0 | 0 | 0 | 1741208 | 0
2262 | 1187.2 | 0 | 0 | 0 | 0 | 1686.2 | 0 | 0 | 0 | 1412768 | 0
2263 | 1184.8 | 306.738 | 306.738 | 298.5973 | 298.5973 | 1718.7 | 539764.4829 | 107495.0427 | 48760.9457 | 1624409.4745 | 83995.4319
2264 | 1603.456 | 1197.781 | 1197.781 | 1165.9925 | 1165.9925 | 1807.5 | 2215973.6891 | 419757.3163 | 190406.5826 | 801870.5126 | 224453.565
2265 | 1609.349 | 1609.349 | 1609.349 | 1566.6378 | 1566.6378 | 1849.05 | 3041316.4738 | 563989.5918 | 255831.9454 | 78289.7123 | 236483.9691
2266 | 1528.207 | 1528.207 | 1528.207 | 1487.6492 | 1487.6492 | 1812.3 | 2832924.711 | 535553.719 | 242933.1175 | 74342.412 | 279231.7585
2267 | 1584.409 | 1584.409 | 1584.409 | 1542.3596 | 1542.3596 | 1754.5 | 2859207.0117 | 555249.4736 | 251867.3307 | 77076.4606 | 378649.2938
2268 | 1411.614 | 1411.614 | 1411.614 | 1374.1505 | 1374.1505 | 1716.45 | 2487077.5392 | 494694.1922 | 224398.7822 | 68670.5332 | 389640.3839
2269 | 1807.633 | 1807.633 | 1807.633 | 1759.6594 | 1759.6594 | 1441.3 | 2673002.7043 | 633477.386 | 287352.3809 | 87935.5985 | 983121.7099
2270 | 1580.825 | 1580.825 | 1580.825 | 1538.8708 | 1538.8708 | 1742.8 | 2829570.8916 | 553993.4759 | 251297.5961 | 76902.1104 | 395797.5611
2271 | 1109.428 | 1109.428 | 1109.428 | 1079.9844 | 1079.9844 | 1782.95 | 2030065.1908 | 388794.3788 | 176361.4502 | 53970.145 | 234410.6109
2272 | 1562.899 | 1562.899 | 1562.899 | 1521.4205 | 1521.4205 | 1802.35 | 2887076.0852 | 547711.3845 | 248447.9697 | 76030.0675 | 300708.7643
2273 | 1288.141 | 1018.706 | 1018.706 | 991.6701 | 991.6701 | 1853.7 | 1928980.4597 | 357001.2353 | 161939.727 | 543431.1632 | 145081.3354
2274 | 1690.754 | 206.934 | 206.934 | 201.4421 | 201.4421 | 1887.6 | 399199.8052 | 72519.1504 | 32895.4924 | 2729908.7412 | 22642.0903
2275 | 1651.22 | 1651.22 | 1651.22 | 1607.3975 | 1607.3975 | 1843.45 | 3124908.9232 | 578663.1077 | 262488.0152 | 148908.7824 | 251638.082
2276 | 1392.8 | 1392.8 | 1392.8 | 1355.8358 | 1355.8358 | 1886 | 2689518.5305 | 488100.905 | 221407.9939 | 125604.1909 | 154565.2866
2277 | 1446.4 | 1446.4 | 1446.4 | 1408.0133 | 1408.0133 | 1871.55 | 2774295.3704 | 506884.7997 | 229928.5772 | 130437.8961 | 180859.3126
2278 | 1270.4 | 1270.4 | 1270.4 | 1236.6843 | 1236.6843 | 1857.7 | 2422513.6645 | 445206.3396 | 201950.5424 | 114566.0282 | 175980.1726
2279 | 1509.6 | 1509.6 | 1509.6 | 1469.536 | 1469.536 | 1835.65 | 2844135.4635 | 529032.974 | 239975.2352 | 136137.3396 | 241518.248
2280 | 1620 | 0 | 0 | 0 | 0 | 1816.15 | 0 | 0 | 0 | 2969460 | 0
2281 | 1519.2 | 0 | 0 | 0 | 0 | 1791.9 | 0 | 0 | 0 | 2784693.6 | 0
2282 | 1356.8 | 0 | 0 | 0 | 0 | 1788.4 | 0 | 0 | 0 | 2487014.4 | 0
2283 | 1847.2 | 0 | 0 | 0 | 0 | 1784.05 | 0 | 0 | 0 | 3385917.6 | 0
2284 | 1688 | 0 | 0 | 0 | 0 | 1782.1 | 0 | 0 | 0 | 3094104 | 0
2285 | 1469.6 | 0 | 0 | 0 | 0 | 1782.9 | 0 | 0 | 0 | 2693776.8 | 0
2286 | 1407.2 | 0 | 0 | 0 | 0 | 1788.2 | 0 | 0 | 0 | 2579397.6 | 0
2287 | 1298.407 | 201.27 | 201.27 | 195.9284 | 195.9284 | 1798.55 | 370887.5538 | 70534.2254 | 31995.1084 | 2020843.2666 | 39469.777
2288 | 341.456 | 341.456 | 341.456 | 332.3939 | 332.3939 | 1818.4 | 635894.3686 | 119661.8198 | 54279.931 | 16610.7488 | 60362.7402
2289 | 276.424 | 276.424 | 276.424 | 269.0879 | 269.0879 | 1859.95 | 525258.6742 | 96871.6288 | 43942.0472 | 13447.1488 | 37685.7545
2290 | 284.243 | 638.424 | 284.243 | 621.4806 | 284.243 | 1874.65 | 560685.1743 | 102327.48 | 46416.8819 | 0 | 35629.8601
2291 | 269.004 | 1783.604 | 269.004 | 1736.2681 | 269.004 | 1792.5 | 509547.415 | 96841.44 | 43928.3532 | 0 | 55818.33
2292 | 333.853 | 1501.698 | 333.852 | 1461.8438 | 333.853 | 1754.35 | 618049.3078 | 120187.08 | 54518.1949 | 0 | 82010.9894
2293 | 211.973 | 1095.37 | 211.973 | 1066.2995 | 211.973 | 1676 | 373631.9878 | 76310.28 | 34615.1909 | 0 | 68679.252
2294 | 211.252 | 2617.372 | 211.252 | 2547.9084 | 211.252 | 1669.9 | 370352.4916 | 76050.72 | 34497.4516 | 0 | 69734.2852
2295 | 343.658 | 2425.304 | 343.658 | 2360.9378 | 343.658 | 1771.95 | 641737.1075 | 123716.88 | 56119.3514 | 0 | 78371.2069
2296 | 393.167 | 1290.441 | 393.167 | 1256.1934 | 393.167 | 1819.85 | 753113.4365 | 141540.12 | 64204.1711 | 0 | 70829.0351
2297 | 317.159 | 1053.744 | 317.159 | 1025.7782 | 317.159 | 1904.7 | 633508.3952 | 114177.24 | 51792.0647 | 0 | 30225.2527
2298 | 348.83 | 348.83 | 348.83 | 339.5722 | 339.5722 | 1893.5 | 675405.3458 | 122246.0071 | 55452.1471 | 16969.4705 | 36164.4438
2299 | 281.691 | 281.691 | 281.691 | 274.2151 | 274.2151 | 1894.45 | 544632.789 | 98717.4268 | 44779.3217 | 13703.3716 | 28943.4011
2300 | 266.4 | 266.4 | 266.4 | 259.3299 | 259.3299 | 1880.1 | 511242.5705 | 93358.7601 | 42348.5709 | 12959.513 | 31093.6537
2301 | 309.6 | 309.6 | 309.6 | 301.3834 | 301.3834 | 1787.05 | 564335.9648 | 108498.0185 | 49215.9067 | 15061.0557 | 64179.5918
2302 | 292 | 292 | 292 | 284.2505 | 284.2505 | 1857.7 | 553447.3897 | 102330.1725 | 46418.1033 | 14204.8717 | 40448.8432
2303 | 243.2 | 243.2 | 243.2 | 236.7456 | 236.7456 | 1835.65 | 457042.8589 | 85228.4176 | 38660.5572 | 11830.9068 | 38909.1401
2304 | 139.2 | 139.2 | 139.2 | 135.5057 | 135.5057 | 1816.15 | 258774.984 | 48782.0548 | 22128.0821 | 6771.6374 | 24912.7244
2305 | 142.4 | 142.4 | 142.4 | 138.6208 | 138.6208 | 1798.2 | 262628.4583 | 49903.4814 | 22636.7736 | 4497.2699 | 27973.6737
2306 | 124 | 124 | 124 | 120.7091 | 120.7091 | 1796.5 | 228203.6783 | 43455.2787 | 19711.7973 | 3916.162 | 24564.3034
2307 | 118.4 | 118.4 | 118.4 | 115.2577 | 115.2577 | 1792.9 | 217412.5854 | 41492.7823 | 18821.5871 | 3739.303 | 23869.8756
2308 | 115.2 | 115.2 | 115.2 | 112.1427 | 112.1427 | 1790.7 | 211420.8923 | 40371.3557 | 18312.8955 | 3638.2408 | 23471.4577
2309 | 101.6 | 101.6 | 101.6 | 98.9036 | 98.9036 | 1777.9 | 185197.1144 | 35605.2929 | 16150.9565 | 3208.7262 | 21966.4876
2310 | 99.2 | 99.2 | 99.2 | 96.5673 | 96.5673 | 1785.55 | 181639.6478 | 34764.223 | 15769.4378 | 3132.9296 | 20708.8545
2311 | 81.795 | 81.795 | 81.795 | 79.6242 | 79.6242 | 1762.2 | 147646.9778 | 28664.7139 | 13002.6327 | 3979.0667 | 18934.636
2312 | 89.489 | 89.489 | 89.489 | 87.114 | 87.114 | 1695.65 | 155576.9148 | 31361.0439 | 14225.718 | 4353.3553 | 26513.1492
2313 | 89.121 | 987.917 | 89.121 | 961.6982 | 89.121 | 1740.35 | 163579.1353 | 32083.56 | 14553.4593 | 0 | 23140.2677
2314 | 88.082 | 3130.938 | 88.082 | 3047.8446 | 88.082 | 1709.25 | 159216.2168 | 31709.52 | 14383.7906 | 0 | 25609.8415
2315 | 84.446 | 3612.886 | 84.446 | 3517.002 | 84.446 | 1445.85 | 129324.5636 | 30400.56 | 13790.0318 | 0 | 46795.7509
2316 | 92.13 | 2380.625 | 92.13 | 2317.4445 | 92.13 | 1578.35 | 153561.1071 | 33166.8 | 15044.829 | 0 | 38846.6145
2317 | 88.264 | 777.501 | 88.264 | 756.8665 | 88.264 | 1429.15 | 132646.467 | 31775.04 | 14413.5112 | 0 | 50385.5044
2318 | 92.708 | 958.058 | 92.708 | 932.6317 | 92.708 | 1591.15 | 155604.534 | 33374.88 | 15139.2164 | 0 | 37903.6658
2319 | 86.801 | 925.551 | 86.801 | 900.9874 | 86.801 | 1540.75 | 141250.3563 | 31248.36 | 14174.6033 | 0 | 39863.3593
2320 | 98.247 | 162.684 | 98.247 | 158.3665 | 98.247 | 1740.3 | 180153.3617 | 35368.92 | 16043.7351 | 0 | 25514.7459
2321 | 88.18 | 452.793 | 88.18 | 440.7761 | 88.18 | 1828.1 | 169476.6603 | 31744.8 | 14399.794 | 0 | 15158.142
2322 | 94.896 | 94.896 | 94.896 | 92.3775 | 92.3775 | 1813.6 | 176001.6937 | 33255.9043 | 15085.2477 | 4616.3887 | 17219.1682
2323 | 102.069 | 102.069 | 102.069 | 99.3601 | 99.3601 | 1869 | 195027.2764 | 35769.652 | 16225.5116 | 9204.6914 | 13016.1789
2324 | 104.8 | 104.8 | 104.8 | 102.0187 | 102.0187 | 1852.2 | 198492.1084 | 36726.7194 | 16659.648 | 9450.9759 | 15078.3587
2325 | 103.2 | 103.2 | 103.2 | 100.4611 | 100.4611 | 1797.2 | 189116.6619 | 36166.0062 | 16405.3022 | 9306.6862 | 20373.5168
2326 | 111.2 | 111.2 | 111.2 | 108.2488 | 108.2488 | 1842.65 | 208777.7177 | 38969.5725 | 17677.0311 | 10028.1347 | 17032.9507
2327 | 101.6 | 101.6 | 101.6 | 98.9036 | 98.9036 | 1827.2 | 189875.1515 | 35605.2929 | 16150.9565 | 9162.3965 | 17090.5406
2328 | 107.2 | 107.2 | 107.2 | 104.355 | 104.355 | 1809.75 | 198833.3978 | 37567.7894 | 17041.1667 | 5214.9392 | 19853.5331
2329 | 96.8 | 96.8 | 96.8 | 94.231 | 94.231 | 1778.3 | 176802.1737 | 33923.1531 | 15387.9192 | 3057.1329 | 20891.0084
2330 | 103.2 | 103.2 | 103.2 | 100.4611 | 100.4611 | 1780.5 | 188803.9875 | 36166.0062 | 16405.3022 | 3259.2574 | 22051.2177
2331 | 100 | 100 | 100 | 97.3461 | 97.3461 | 1776.15 | 182467.7018 | 35044.5796 | 15896.6107 | 3158.1951 | 21790.9143
2332 | 101.6 | 101.6 | 101.6 | 98.9036 | 98.9036 | 1773.9 | 185244.9684 | 35605.2929 | 16150.9565 | 3208.7262 | 22362.102
2333 | 96 | 96 | 96 | 93.4522 | 93.4522 | 1737.85 | 171551.598 | 33642.7964 | 15260.7463 | 3031.8673 | 24498.4975
2334 | 101.6 | 101.6 | 101.6 | 98.9036 | 98.9036 | 1709.25 | 178487.0234 | 35605.2929 | 16150.9565 | 3208.7262 | 28756.2192
2335 | 90.638 | 90.638 | 90.638 | 88.2325 | 88.2325 | 1713.25 | 159464.6876 | 31763.7061 | 14408.37 | 4409.2505 | 25300.6742
2336 | 142.371 | 142.371 | 142.371 | 138.5926 | 138.5926 | 1493.3 | 218157.136 | 49893.3185 | 22632.1636 | 6925.8965 | 70224.8457
2337 | 876.805 | 1898.694 | 876.805 | 1848.3037 | 876.805 | 1376.85 | 1273610.8949 | 315649.8 | 143182.2565 | 0 | 546381.0358
2338 | 1186.13 | 2291.065 | 1186.13 | 2230.2614 | 1186.13 | 1248.4 | 1562416.1004 | 427006.8 | 193695.029 | 0 | 891495.308
2339 | 1409.196 | 2454.892 | 1409.196 | 2389.7405 | 1409.196 | 1330.55 | 1982823.5095 | 507310.56 | 230121.7068 | 0 | 943386.2622
2340 | 1645.065 | 3908.343 | 1645.065 | 3804.6177 | 1645.065 | 1397.2 | 2435031.1515 | 592223.4 | 268639.1145 | 0 | 991645.182
2341 | 1551.507 | 2055.579 | 1551.507 | 2001.0251 | 1551.507 | 742.65 | 1219554.5227 | 558542.52 | 253361.0931 | 0 | 1950787.3265
2342 | 1454.836 | 2598.716 | 1454.836 | 2529.7475 | 1454.836 | 301.3 | 463632.3836 | 523740.96 | 237574.7188 | 0 | 2471329.9132
2343 | 1456.702 | 1659.782 | 1456.702 | 1615.7323 | 1456.702 | 1239.25 | 1903526.92 | 524412.72 | 237879.4366 | 0 | 1108186.0465
2344 | 1631.387 | 794.687 | 794.687 | 773.5964 | 773.5964 | 1096.15 | 892752.1927 | 278494.7185 | 126328.2987 | 1572330.096 | 699215.1425
2345 | 1631.553 | 914 | 914 | 889.7429 | 889.7429 | 1559.75 | 1457652.7681 | 320307.4578 | 145295.0218 | 1359737.8431 | 391709.3286
2346 | 1765.931 | 180.011 | 180.011 | 175.2336 | 175.2336 | 1715.7 | 315800.413 | 63084.0982 | 28615.6479 | 2915748.3228 | 49818.9142
2347 | 1730.86 | 1241.429 | 1241.429 | 1208.4822 | 1208.4822 | 1844.05 | 2340256.2339 | 435053.5744 | 197345.1353 | 1775039.9305 | 188462.7915
2348 | 1846.4 | 1796.003 | 1796.003 | 1748.3381 | 1748.3381 | 1844.15 | 3392616.2595 | 629401.7014 | 285503.6051 | 333214.4739 | 272478.4866
2349 | 1725.6 | 1725.6 | 1725.6 | 1679.8035 | 1679.8035 | 1828.65 | 3227842.7294 | 604729.266 | 274311.9143 | 155616.4502 | 287834.3326
2350 | 1554.4 | 1554.4 | 1554.4 | 1513.1471 | 1513.1471 | 1821.45 | 2896863.5631 | 544732.9457 | 247096.9168 | 140177.4514 | 270172.4096
2351 | 1998.4 | 1796.003 | 1796.003 | 1748.3381 | 1748.3381 | 1806 | 3319962.2125 | 629401.7014 | 285503.6051 | 849710.4739 | 339177.5835
2352 | 1700.8 | 0 | 0 | 0 | 0 | 1789.85 | 0 | 0 | 0 | 3117566.4 | 0
2353 | 1940.8 | 0 | 0 | 0 | 0 | 1791.9 | 0 | 0 | 0 | 2309552 | 0
2354 | 1621.6 | 0 | 0 | 0 | 0 | 1703.9 | 0 | 0 | 0 | 1929704 | 0
2355 | 1272.8 | 0 | 0 | 0 | 0 | 1682.05 | 0 | 0 | 0 | 1514632 | 0
2356 | 1277.6 | 0 | 0 | 0 | 0 | 1697.6 | 0 | 0 | 0 | 1520344 | 0
2357 | 1742.4 | 0 | 0 | 0 | 0 | 1680.9 | 0 | 0 | 0 | 2073456 | 0
2358 | 1696 | 0 | 0 | 0 | 0 | 1731.3 | 0 | 0 | 0 | 2018240 | 0
2359 | 1093.028 | 353.389 | 353.389 | 344.0102 | 344.0102 | 1798.55 | 651371.5385 | 123843.6895 | 56176.8736 | 1372949.5383 | 69300.8646
2360 | 1153.367 | 1153.367 | 1153.367 | 1122.7573 | 1122.7573 | 1716.4 | 2026417.9093 | 404192.6167 | 183346.262 | 56107.6377 | 318413.9614
2361 | 1724.16 | 1724.16 | 1724.16 | 1678.4017 | 1678.4017 | 1826.45 | 3224035.8447 | 604224.6241 | 274083.0031 | 83874.9024 | 291286.6209
2362 | 2138.256 | 2138.256 | 2138.256 | 2081.5079 | 2081.5079 | 1868.75 | 4111941.9609 | 749342.8265 | 339910.2321 | 104019.3563 | 273197.9055
2363 | 1900.048 | 1900.048 | 1900.048 | 1849.6218 | 1849.6218 | 1727 | 3378637.8485 | 665863.8343 | 302043.2337 | 92431.2944 | 504946.741
2364 | 2133.191 | 2133.191 | 2133.191 | 2076.5773 | 2076.5773 | 1719.95 | 3771773.0947 | 747567.8186 | 339105.0688 | 103772.9602 | 581545.4655
2365 | 1700.026 | 1990.318 | 1700.026 | 1937.496 | 1700.026 | 1706 | 3051639.3927 | 612009.36 | 277614.2458 | 0 | 499807.644
2366 | 1540.681 | 1768.001 | 1540.681 | 1721.0792 | 1540.681 | 1742.8 | 2829473.142 | 554645.16 | 251593.2073 | 0 | 396263.1532
2367 | 1354.534 | 2731.614 | 1354.535 | 2659.1185 | 1354.534 | 1858.55 | 2654092.3451 | 487632.24 | 221195.4022 | 0 | 191598.8343
2368 | 1652.807 | 2286.884 | 1652.807 | 2226.1913 | 1652.807 | 1904.35 | 3306583.2645 | 595010.52 | 269903.3831 | 0 | 158090.9896
2369 | 1811.042 | 1230.092 | 1230.092 | 1197.446 | 1197.446 | 1904.7 | 2387460.7014 | 431080.5704 | 195542.9365 | 1124721.415 | 114116.6066
2370 | 1517.038 | 222.024 | 222.024 | 216.1316 | 216.1316 | 1893.5 | 428529.0506 | 77807.3775 | 35294.2909 | 2384561.4237 | 23018.0158
2371 | 1866.297 | 1233.431 | 1233.431 | 1200.6964 | 1200.6964 | 1894.45 | 2383028.0656 | 432250.7089 | 196073.7244 | 2261710.7923 | 126733.5065
2372 | 1745.6 | 1745.6 | 1745.6 | 1699.2727 | 1699.2727 | 1886 | 3364274.6415 | 611738.1819 | 277491.2364 | 157420.0715 | 193717.0909
2373 | 2057.6 | 1796.003 | 1796.003 | 1748.3381 | 1748.3381 | 1871.55 | 3433401.7366 | 629401.7014 | 285503.6051 | 1050872.0739 | 224574.0237
2374 | 1675.2 | 1675.2 | 1675.2 | 1630.7411 | 1630.7411 | 1857.7 | 3179574.2742 | 587066.7979 | 266300.0225 | 151071.3244 | 232054.4593
2375 | 1663.2 | 1663.2 | 1663.2 | 1619.0596 | 1619.0596 | 1835.65 | 3122966.1294 | 582861.4483 | 264392.4292 | 149989.1516 | 266092.4418
2376 | 1429.6 | 0 | 0 | 0 | 0 | 1816.15 | 0 | 0 | 0 | 2620456.8 | 0
2377 | 1479.2 | 0 | 0 | 0 | 0 | 1797.3 | 0 | 0 | 0 | 1760248 | 0
2378 | 1613.6 | 0 | 0 | 0 | 0 | 1788.4 | 0 | 0 | 0 | 1920184 | 0
2379 | 1020.8 | 0 | 0 | 0 | 0 | 1784.05 | 0 | 0 | 0 | 1214752 | 0
2380 | 1254.4 | 0 | 0 | 0 | 0 | 1782.1 | 0 | 0 | 0 | 1492736 | 0
2381 | 1267.2 | 0 | 0 | 0 | 0 | 1782.9 | 0 | 0 | 0 | 1507968 | 0
2382 | 1392 | 0 | 0 | 0 | 0 | 1788.2 | 0 | 0 | 0 | 1656480 | 0
2383 | 1293.522 | 364.867 | 364.867 | 355.1836 | 355.1836 | 1798.55 | 671317.0927 | 127866.1063 | 58001.4866 | 1719974.2345 | 71551.742
2384 | 650.269 | 650.269 | 650.269 | 633.0112 | 633.0112 | 1806.6 | 1206196.0605 | 227884.0375 | 103370.7314 | 31633.5195 | 122424.369
2385 | 1468.701 | 1468.701 | 1468.701 | 1429.7225 | 1429.7225 | 1855.45 | 2795922.5981 | 514700.0914 | 233473.6804 | 71447.6342 | 206666.3839
2386 | 1476.864 | 1476.864 | 1476.864 | 1437.6688 | 1437.6688 | 1772.65 | 2695464.1062 | 517560.7804 | 234771.3207 | 71844.7382 | 326854.0095
2387 | 1368.496 | 1856.288 | 1368.496 | 1807.0231 | 1368.496 | 1664.5 | 2417151.8318 | 492658.56 | 223475.3968 | 0 | 459130.408
2388 | 1103.419 | 2111.523 | 1103.418 | 2055.4843 | 1103.419 | 1521.6 | 1774667.606 | 397230.84 | 180188.3227 | 0 | 527875.6496
2389 | 1738.664 | 2099.69 | 1738.663 | 2043.9654 | 1738.664 | 1441.3 | 2644049.225 | 625919.04 | 283923.8312 | 0 | 971391.5768
2390 | 1353.651 | 3503.564 | 1353.651 | 3410.5813 | 1353.651 | 1464.2 | 2097572.7375 | 487314.36 | 221051.2083 | 0 | 725286.2058
2391 | 1671.773 | 3047.362 | 1671.773 | 2966.4867 | 1671.773 | 1622.95 | 2876100.0397 | 601838.28 | 273000.5309 | 0 | 630342.0096
2392 | 1643.7 | 2249.53 | 1643.7 | 2189.8287 | 1643.7 | 1757.85 | 3050163.5095 | 591732 | 268416.21 | 0 | 398021.955
2393 | 1554.145 | 1209.586 | 1209.586 | 1177.4842 | 1177.4842 | 1848.7 | 2292626.5956 | 423894.3289 | 192283.1775 | 690419.1603 | 178153.3666
2394 | 1624.376 | 219.905 | 219.905 | 214.0688 | 214.0688 | 1860 | 418827.165 | 77064.7828 | 34957.4418 | 2585093.0221 | 29969.6378
2395 | 1597.412 | 1597.412 | 1597.412 | 1555.0176 | 1555.0176 | 1894.45 | 3099319.6166 | 559806.3203 | 253934.367 | 144056.3195 | 164132.1031
2396 | 1305.6 | 1305.6 | 1305.6 | 1270.9501 | 1270.9501 | 1886 | 2521181.8868 | 457542.0316 | 207546.1493 | 117740.4018 | 144888.31
2397 | 1634.4 | 1634.4 | 1634.4 | 1591.0239 | 1591.0239 | 1865.65 | 3113794.7772 | 572768.6094 | 259814.2053 | 147391.9368 | 213754.063
2398 | 1851.2 | 1796.003 | 1796.003 | 1748.3381 | 1748.3381 | 1857.7 | 3405928.3595 | 629401.7014 | 285503.6051 | 349524.8739 | 248788.5059
2399 | 1613.6 | 1613.6 | 1613.6 | 1570.7759 | 1570.7759 | 1835.65 | 3033416.6621 | 565479.3368 | 256507.7103 | 145516.1706 | 258157.025
2400 | 1363.2 | 0 | 0 | 0 | 0 | 1816.15 | 0 | 0 | 0 | 2498745.6 | 0
2401 | 1245.6 | 0 | 0 | 0 | 0 | 1786 | 0 | 0 | 0 | 1482264 | 0
2402 | 1235.2 | 0 | 0 | 0 | 0 | 1686.4 | 0 | 0 | 0 | 1469888 | 0
2403 | 1324 | 0 | 0 | 0 | 0 | 1682.05 | 0 | 0 | 0 | 1575560 | 0
2404 | 1393.6 | 0 | 0 | 0 | 0 | 1674.3 | 0 | 0 | 0 | 1658384 | 0
2405 | 1192 | 0 | 0 | 0 | 0 | 1680.9 | 0 | 0 | 0 | 1418480 | 0
2406 | 1108 | 0 | 0 | 0 | 0 | 1686.2 | 0 | 0 | 0 | 1318520 | 0
2407 | 1071.458 | 0 | 0 | 0 | 0 | 1696.55 | 0 | 0 | 0 | 1963982.514 | 0
2408 | 700.377 | 0 | 0 | 0 | 0 | 1685.8 | 0 | 0 | 0 | 1283791.041 | 0
2409 | 1179.725 | 0 | 0 | 0 | 0 | 1752.15 | 0 | 0 | 0 | 2162435.925 | 0
2410 | 1627.857 | 581.474 | 581.474 | 566.042 | 566.042 | 1724.65 | 1033920.098 | 203775.1189 | 92434.6581 | 1946306.9004 | 155859.6639
2411 | 1504.309 | 1504.309 | 1504.309 | 1464.3855 | 1464.3855 | 1727 | 2682572.044 | 527178.7653 | 239134.1455 | 73179.8502 | 399777.2304
2412 | 1607.655 | 1607.655 | 1607.655 | 1564.9887 | 1564.9887 | 1623.95 | 2683920.61 | 563395.9366 | 255562.6568 | 78207.3046 | 588514.0054
2413 | 1708.11 | 1939.649 | 1708.109 | 1888.1718 | 1708.11 | 1441.3 | 2596595.512 | 614919.6 | 278934.363 | 0 | 954321.057
2414 | 1747.615 | 1747.615 | 1747.615 | 1701.2343 | 1701.2343 | 1464.2 | 2631106.6079 | 612444.3302 | 277811.5531 | 85015.9136 | 911521.3115
2415 | 1656.806 | 1656.806 | 1656.806 | 1612.8353 | 1612.8353 | 1580.45 | 2694230.9889 | 580620.6979 | 263375.9999 | 80598.3445 | 676665.0384
2416 | 1940.668 | 1123.334 | 1123.334 | 1093.5213 | 1093.5213 | 1684.05 | 1940022.5325 | 393667.6781 | 178572.0329 | 1552819.8497 | 345498.0636
2417 | 1471.768 | 1161.409 | 1161.409 | 1130.5858 | 1130.5858 | 1847.8 | 2198594.9674 | 407010.9018 | 184624.6674 | 625386.9024 | 172075.1646
2418 | 1831.384 | 205.148 | 205.148 | 199.7035 | 199.7035 | 1860 | 391302.6574 | 71893.2542 | 32611.5789 | 2990870.386 | 27958.4877
2419 | 1741.725 | 1392.626 | 1392.626 | 1355.6665 | 1355.6665 | 1894.45 | 2702061.6295 | 488039.9275 | 221380.3338 | 1311826.9014 | 143090.5954
2420 | 1332.8 | 1332.8 | 1332.8 | 1297.4282 | 1297.4282 | 1880.1 | 2563662.3127 | 467074.1573 | 211870.0274 | 120193.3268 | 155561.6429
2421 | 1913.6 | 1796.003 | 1796.003 | 1748.3381 | 1748.3381 | 1838.05 | 3375853.0895 | 629401.7014 | 285503.6051 | 561560.0739 | 283143.3487
2422 | 1916 | 1796.003 | 1796.003 | 1748.3381 | 1748.3381 | 1857.7 | 3409268.8281 | 629401.7014 | 285503.6051 | 569715.2739 | 248788.5059
2423 | 1797.6 | 1796.003 | 1796.003 | 1748.3381 | 1748.3381 | 1835.65 | 3376978.8709 | 629401.7014 | 285503.6051 | 167392.0739 | 287339.3601
2424 | 1308 | 0 | 0 | 0 | 0 | 1816.15 | 0 | 0 | 0 | 2397564 | 0
2425 | 1379.2 | 0 | 0 | 0 | 0 | 1786 | 0 | 0 | 0 | 1641248 | 0
2426 | 1590.4 | 0 | 0 | 0 | 0 | 1686.4 | 0 | 0 | 0 | 1892576 | 0
2427 | 1549.6 | 0 | 0 | 0 | 0 | 1676.25 | 0 | 0 | 0 | 1844024 | 0
2428 | 934.4 | 0 | 0 | 0 | 0 | 1667.1 | 0 | 0 | 0 | 1111936 | 0
2429 | 1459.2 | 0 | 0 | 0 | 0 | 1675.1 | 0 | 0 | 0 | 1736448 | 0
2430 | 1591.2 | 0 | 0 | 0 | 0 | 1683.3 | 0 | 0 | 0 | 1893528 | 0
2431 | 966.93 | 351.823 | 351.823 | 342.4858 | 342.4858 | 1714.05 | 619024.9751 | 123294.8914 | 55927.9327 | 1144606.2014 | 97933.8172
2432 | 1477.577 | 1351.77 | 1351.77 | 1315.8948 | 1315.8948 | 1689.5 | 2352077.1154 | 473722.114 | 214885.6145 | 296363.5439 | 408585.3233
2433 | 1354.983 | 1354.983 | 1354.983 | 1319.0225 | 1319.0225 | 1713.45 | 2390123.0176 | 474848.0963 | 215396.3726 | 65915.6151 | 377965.8945
2434 | 1698.036 | 1698.036 | 1698.036 | 1652.9711 | 1652.9711 | 1719.65 | 3011241.4198 | 595069.5781 | 269930.1725 | 82604.0529 | 463410.4339
2435 | 1687.35 | 1687.35 | 1687.35 | 1642.5687 | 1642.5687 | 1629.35 | 2835340.0979 | 591324.7143 | 268231.4607 | 82084.213 | 608818.0704
2436 | 1799.841 | 1875.925 | 1799.841 | 1826.139 | 1799.841 | 1591.45 | 3029360.4263 | 647942.76 | 293914.0353 | 0 | 735325.0406
2437 | 1492.56 | 1876.562 | 1492.56 | 1826.7591 | 1492.56 | 1441.3 | 2271435.0449 | 537321.6 | 243735.048 | 0 | 833893.272
2438 | 1614.825 | 1969.748 | 1614.825 | 1917.472 | 1614.825 | 1464.2 | 2494857.7902 | 581337 | 263700.9225 | 0 | 865223.235
2439 | 1802.673 | 2927.368 | 1802.673 | 2849.6772 | 1802.673 | 1483.25 | 2827774.2306 | 648962.28 | 294376.5009 | 0 | 931531.2728
2440 | 1703.159 | 1661.292 | 1661.292 | 1617.2022 | 1617.2022 | 1691.85 | 2885149.3281 | 582192.7978 | 264089.1219 | 157558.7851 | 498340.8629
2441 | 1953.342 | 653.546 | 653.546 | 636.2012 | 636.2012 | 1837.7 | 1229343.6772 | 229032.4484 | 103891.6634 | 2414319.0031 | 103255.4621
2442 | 1610.257 | 114.872 | 114.872 | 111.8234 | 111.8234 | 1837.5 | 216221.4067 | 40256.4095 | 18260.7546 | 2746628.8626 | 18171.296
2443 | 1843.247 | 1179.029 | 1179.029 | 1147.7382 | 1147.7382 | 1888.55 | 2283147.1675 | 413185.7567 | 187425.6502 | 2363338.8579 | 127915.4238
2444 | 1636 | 1636 | 1636 | 1592.5815 | 1592.5815 | 1829.1 | 3064567.1935 | 573329.3227 | 260068.5511 | 147536.2265 | 272172.1701
2445 | 1706.4 | 1706.4 | 1706.4 | 1661.1131 | 1661.1131 | 1820.5 | 3180957.2099 | 598000.7067 | 271259.765 | 153884.9737 | 298169.7968
2446 | 2003.2 | 1796.003 | 1796.003 | 1748.3381 | 1748.3381 | 1857.7 | 3415208.1777 | 629401.7014 | 285503.6051 | 866020.8739 | 248788.5059
2447 | 1822.4 | 1796.003 | 1796.003 | 1748.3381 | 1748.3381 | 1835.65 | 3384174.16 | 629401.7014 | 285503.6051 | 251662.4739 | 287339.3601
2448 | 1698.4 | 0 | 0 | 0 | 0 | 1815.15 | 0 | 0 | 0 | 3113167.2 | 0
2449 | 1377.6 | 0 | 0 | 0 | 0 | 1791.9 | 0 | 0 | 0 | 2525140.8 | 0
2450 | 1225.6 | 0 | 0 | 0 | 0 | 1686.4 | 0 | 0 | 0 | 2246524.8 | 0
2451 | 1188 | 0 | 0 | 0 | 0 | 1682.05 | 0 | 0 | 0 | 2177604 | 0
2452 | 1199.2 | 0 | 0 | 0 | 0 | 1677.2 | 0 | 0 | 0 | 2198133.6 | 0
2453 | 1212 | 0 | 0 | 0 | 0 | 1632.9 | 0 | 0 | 0 | 2221596 | 0
2454 | 1070.4 | 0 | 0 | 0 | 0 | 1641.7 | 0 | 0 | 0 | 1962043.2 | 0
2455 | 974.019 | 220.931 | 220.931 | 215.0676 | 215.0676 | 1693.65 | 384130.6636 | 77424.3402 | 35120.541 | 1391157.8947 | 65885.9628
2456 | 196.406 | 196.406 | 196.406 | 191.1935 | 191.1935 | 1633.25 | 329316.823 | 68829.6571 | 31221.8972 | 9554.5275 | 70120.2131
2457 | 173.54 | 442.123 | 173.54 | 430.3893 | 173.54 | 1709.95 | 313205.0763 | 62474.4 | 28339.082 | 0 | 50335.277
2458 | 0 | 1145.232 | -0.001 | 1114.8382 | 0 | 1529.8 | 0 | 0 | 0 | 0 | 0
2459 | 0 | 1620.96 | 0 | 1577.9406 | 0 | 1462.3 | 0 | 0 | 0 | 0 | 0
2460 | 0 | 997.735 | 0 | 971.2557 | 0 | 1451.75 | 0 | 0 | 0 | 0 | 0
2461 | 0 | 1907.68 | 0 | 1857.0512 | 0 | 1441.3 | 0 | 0 | 0 | 0 | 0
2462 | 267.984 | 2139.409 | 267.984 | 2082.6303 | 267.984 | 1464.2 | 414633.7979 | 96474.24 | 43761.7872 | 0 | 143585.8272
2463 | 256.129 | 2958.827 | 256.129 | 2880.3013 | 256.129 | 1553.1 | 419804.8061 | 92206.44 | 41825.8657 | 0 | 114464.0501
2464 | 126.647 | 2172.051 | 126.647 | 2114.406 | 126.647 | 1629.35 | 217577.3506 | 45592.92 | 20681.4551 | 0 | 46941.7105
2465 | 227.812 | 1156.94 | 227.812 | 1126.2354 | 227.812 | 1778.7 | 426119.8839 | 82012.32 | 37201.6996 | 0 | 50414.7956
2466 | 353.747 | 353.747 | 353.747 | 344.3587 | 344.3587 | 1833.7 | 664769.7218 | 123969.1491 | 56233.7835 | 17208.6669 | 57266.8597
2467 | 216.663 | 216.663 | 216.663 | 210.9129 | 210.9129 | 1837.55 | 407343.3692 | 75928.6376 | 34442.0736 | 10539.9661 | 34262.7977
2468 | 193.6 | 193.6 | 193.6 | 188.462 | 188.462 | 1784 | 353497.3028 | 67846.3062 | 30775.8383 | 9418.0245 | 40707.7837
2469 | 127.2 | 127.2 | 127.2 | 123.8242 | 123.8242 | 1814.65 | 235914.1875 | 44576.7053 | 20220.4888 | 6187.8756 | 22950.812
2470 | 117.6 | 117.6 | 117.6 | 114.479 | 114.479 | 1857.7 | 223170.6921 | 41212.4256 | 18694.4142 | 5720.8661 | 16290.356
2471 | 128.8 | 128.8 | 128.8 | 125.3817 | 125.3817 | 1835.65 | 242098.8488 | 45137.4186 | 20474.8346 | 6265.7105 | 20606.4854
2472 | 140.8 | 140.8 | 140.8 | 137.0632 | 137.0632 | 1816.15 | 261984.1353 | 49342.7681 | 22382.4279 | 6849.4724 | 25199.0775
2473 | 108.8 | 108.8 | 108.8 | 105.9125 | 105.9125 | 1792.3 | 199864.0043 | 38128.5026 | 17295.5124 | 3436.1163 | 21998.0278
2474 | 100 | 100 | 100 | 97.3461 | 97.3461 | 1694.5 | 174093.5994 | 35044.5796 | 15896.6107 | 3158.1951 | 29739.2197
2475 | 89.6 | 89.6 | 89.6 | 87.2221 | 87.2221 | 1685.1 | 155267.718 | 31399.9433 | 14243.3632 | 2829.7428 | 27466.2282
2476 | 99.2 | 99.2 | 99.2 | 96.5673 | 96.5673 | 1682.9 | 171543.0628 | 34764.223 | 15769.4378 | 3132.9296 | 30621.4864
2477 | 91.2 | 91.2 | 91.2 | 88.7796 | 88.7796 | 1681.9 | 157467.4284 | 31960.6566 | 14497.709 | 2880.274 | 28240.7913
2478 | 98.4 | 98.4 | 98.4 | 95.7885 | 95.7885 | 1686.55 | 170369.9929 | 34483.8664 | 15642.2649 | 3107.664 | 30024.9109
2479 | 64.271 | 64.271 | 64.271 | 62.5653 | 62.5653 | 1738.8 | 114692.8897 | 22523.5018 | 10216.9107 | 3126.5798 | 16342.0518
2480 | 44.716 | 44.716 | 44.716 | 43.5293 | 43.5293 | 1660.65 | 76258.2106 | 15670.5342 | 7108.3284 | 2175.2912 | 14771.655
2481 | 503.248 | 1677.232 | 503.248 | 1632.7192 | 503.248 | 1695.25 | 898841.1659 | 181169.28 | 82180.3984 | 0 | 153364.828
2482 | 593.572 | 2510.063 | 593.572 | 2443.4473 | 593.572 | 1638.95 | 1027347.2935 | 213685.92 | 96930.3076 | 0 | 214309.1706
2483 | 451.248 | 1888.765 | 451.248 | 1838.6382 | 451.248 | 1445.85 | 690104.5884 | 162449.28 | 73688.7984 | 0 | 250059.0792
2484 | 445.515 | 3852.682 | 445.515 | 3750.4339 | 445.515 | 1438.65 | 677164.8164 | 160385.4 | 72752.5995 | 0 | 250089.8453
2485 | 1718.709 | 2618.827 | 1718.709 | 2549.3248 | 1718.709 | 1429.15 | 2590734.7216 | 618735.24 | 280665.1797 | 0 | 981125.0326
2486 | 1825.482 | 2730.707 | 1825.482 | 2658.2355 | 1825.482 | 1553.8 | 2999539.6798 | 657173.52 | 298101.2106 | 0 | 814530.0684
2487 | 1311.2 | 2065.378 | 1311.2 | 2010.564 | 1311.2 | 1730.6 | 2396216.0654 | 472032 | 214118.96 | 0 | 353237.28
2488 | 1571.2 | 1868.44 | 1571.2 | 1818.8526 | 1571.2 | 1743.8 | 2887540.0603 | 565632 | 256576.96 | 0 | 402541.44
2489 | 1255.2 | 1144.014 | 1144.014 | 1113.6525 | 1113.6525 | 1828.1 | 2138359.2453 | 400914.8972 | 181859.452 | 259456.582 | 191436.8634
2490 | 1663.487 | 197.36 | 197.36 | 192.1222 | 192.1222 | 1813.6 | 366178.4528 | 69163.9823 | 31373.5509 | 2697011.7275 | 35811.5731
2491 | 1610.935 | 1610.935 | 1610.935 | 1568.1817 | 1568.1817 | 1829.6 | 3009541.5081 | 564545.3988 | 256084.0656 | 145275.8381 | 267218.1554
2492 | 1180.8 | 1180.8 | 1180.8 | 1149.4622 | 1149.4622 | 1753.2 | 2115085.7608 | 413806.3962 | 187707.1792 | 106485.8046 | 283687.2739
2493 | 1295.2 | 1295.2 | 1295.2 | 1260.8261 | 1260.8261 | 1771.7 | 2344733.4166 | 453897.3953 | 205892.9018 | 116802.5187 | 287846.5982
2494 | 1408 | 1408 | 1408 | 1370.6324 | 1370.6324 | 1842.65 | 2648050.3864 | 493427.6811 | 223824.2787 | 126974.9431 | 215669.0156
2495 | 1508 | 1508 | 1508 | 1467.9785 | 1467.9785 | 1827.2 | 2818268.7282 | 528472.2608 | 239720.8894 | 135993.0499 | 253666.6852
2496 | 1367.2 | 0 | 0 | 0 | 0 | 1809.75 | 0 | 0 | 0 | 2506077.6 | 0
2497 | 1770.4 | 0 | 0 | 0 | 0 | 1728.2 | 0 | 0 | 0 | 2106776 | 0
2498 | 1622.4 | 0 | 0 | 0 | 0 | 1768.7 | 0 | 0 | 0 | 1930656 | 0
2499 | 1314.4 | 0 | 0 | 0 | 0 | 1674.15 | 0 | 0 | 0 | 1564136 | 0
2500 | 1200.8 | 0 | 0 | 0 | 0 | 1666.1 | 0 | 0 | 0 | 1428952 | 0
2501 | 1348 | 0 | 0 | 0 | 0 | 1667.7 | 0 | 0 | 0 | 1604120 | 0
2502 | 1156 | 0 | 0 | 0 | 0 | 1669.6 | 0 | 0 | 0 | 1375640 | 0
2503 | 1375.182 | 378.864 | 378.864 | 368.8092 | 368.8092 | 1685.65 | 657446.4852 | 132771.2962 | 60226.5352 | 1844681.4231 | 115935.1582
2504 | 1228.928 | 1228.928 | 1228.928 | 1196.3129 | 1196.3129 | 1605.65 | 2033433.3485 | 430672.6515 | 195357.9 | 59783.4401 | 471766.0003
2505 | 1763.437 | 1763.437 | 1763.437 | 1716.6363 | 1716.6363 | 1499.05 | 2729091.6202 | 617989.0836 | 280326.7149 | 85785.6036 | 859948.9762
2506 | 1786.454 | 434.08 | 434.08 | 422.5598 | 422.5598 | 1510.4 | 677801.759 | 152121.5112 | 69004.0077 | 2500018.1539 | 206885.2553
2507 | 1601.327 | 1800.829 | 1601.326 | 1753.036 | 1601.327 | 1539.9 | 2620210.4527 | 576477.72 | 261496.6991 | 0 | 736770.5527
2508 | 1886.909 | 2024.234 | 1886.908 | 1970.5119 | 1886.909 | 1536.9 | 3082053.3509 | 679287.24 | 308132.2397 | 0 | 873827.5579
2509 | 1830.371 | 1812.317 | 1812.317 | 1764.2191 | 1764.2191 | 1457.3 | 2734697.6473 | 635118.8741 | 288096.9782 | 121256.4422 | 957441.7028
2510 | 1393.734 | 1751.84 | 1393.733 | 1705.3471 | 1393.734 | 1395.6 | 2060908.0558 | 501744.24 | 227596.7622 | 0 | 842372.8296
2511 | 1534.199 | 1534.199 | 1534.199 | 1493.4822 | 1493.4822 | 1572.3 | 2484723.4402 | 537653.5902 | 243885.6424 | 74633.9037 | 638762.3348
2512 | 1641.378 | 1641.378 | 1641.378 | 1597.8167 | 1597.8167 | 1638.15 | 2762734.0738 | 575214.0202 | 260923.4708 | 79847.8213 | 578169.9811
2513 | 1522.665 | 966.939 | 966.939 | 941.277 | 941.277 | 1726.25 | 1712208.5648 | 338859.7078 | 153710.5286 | 1065684.2662 | 257674.5695
2514 | 1554.326 | 213.082 | 213.082 | 207.4269 | 207.4269 | 1830.8 | 397959.6374 | 74673.6912 | 33872.816 | 2468866.0139 | 35096.6348
2515 | 1267.674 | 1267.674 | 1267.674 | 1234.0306 | 1234.0306 | 1849.95 | 2397595.3352 | 444251.0243 | 201517.2008 | 114320.1946 | 185166.295
2516 | 1214.4 | 1214.4 | 1214.4 | 1182.1705 | 1182.1705 | 1844.15 | 2295099.6666 | 425581.375 | 193048.4404 | 109515.8884 | 184241.2702
2517 | 1422.4 | 1422.4 | 1422.4 | 1384.6503 | 1384.6503 | 1828.65 | 2664118.9572 | 498474.1006 | 226113.3906 | 128273.5505 | 237259.8254
2518 | 1226.4 | 1226.4 | 1226.4 | 1193.852 | 1193.852 | 1815.55 | 2277699.2818 | 429786.7245 | 194956.0337 | 110598.0612 | 220206.0037
2519 | 1222.4 | 1222.4 | 1222.4 | 1189.9582 | 1189.9582 | 1800.1 | 2251792.7361 | 428384.9413 | 194320.1692 | 110237.337 | 237872.6383
2520 | 1440.8 | 28.655 | 28.655 | 27.8945 | 27.8945 | 1750.45 | 51360.674 | 10042.0243 | 4555.1738 | 2589855.7596 | 6961.0755
2521 | 1159.2 | 0 | 0 | 0 | 0 | 1746.8 | 0 | 0 | 0 | 1379448 | 0
2522 | 1145.6 | 0 | 0 | 0 | 0 | 1683.5 | 0 | 0 | 0 | 1363264 | 0
2523 | 1368.8 | 0 | 0 | 0 | 0 | 1655.05 | 0 | 0 | 0 | 1628872 | 0
2524 | 864.8 | 0 | 0 | 0 | 0 | 1632.1 | 0 | 0 | 0 | 1029112 | 0
2525 | 943.2 | 0 | 0 | 0 | 0 | 1636.4 | 0 | 0 | 0 | 1122408 | 0
2526 | 1092 | 0 | 0 | 0 | 0 | 1676.1 | 0 | 0 | 0 | 1299480 | 0
2527 | 1156.517 | 1156.517 | 1156.517 | 1125.8237 | 1125.8237 | 1696.55 | 2010826.3226 | 405296.5209 | 183847.0052 | 56260.8752 | 341631.1925
2528 | 715.847 | 715.847 | 715.847 | 696.8488 | 696.8488 | 1713.5 | 1257840.1784 | 250865.5719 | 113795.4108 | 34823.6807 | 199647.1843
2529 | 1374.694 | 1374.694 | 1374.694 | 1338.2104 | 1338.2104 | 1757.95 | 2474374.8827 | 481755.7334 | 218529.7535 | 66874.4926 | 323913.8202
2530 | 1474.584 | 1474.584 | 1474.584 | 1435.4493 | 1435.4493 | 1748.65 | 2649103.9684 | 516761.764 | 234408.878 | 71733.8235 | 360800.1927
2531 | 1171.084 | 1751.818 | 1171.084 | 1705.3257 | 1171.084 | 1629.35 | 2017924.7757 | 421590.24 | 191238.0172 | 0 | 434062.2846
2532 | 1452.682 | 1959.078 | 1452.681 | 1907.0851 | 1452.682 | 1591.45 | 2434544.8189 | 522965.52 | 237222.9706 | 0 | 593493.2311
2533 | 1536.423 | 1536.423 | 1536.423 | 1495.6472 | 1495.6472 | 1441.3 | 2262668.4701 | 538432.9816 | 244239.1831 | 74742.0942 | 835618.0745
2534 | 1489.362 | 1489.362 | 1489.362 | 1449.8351 | 1449.8351 | 1723.9 | 2629022.3877 | 521940.652 | 236758.0791 | 72452.7262 | 400299.4834
2535 | 1094.152 | 2398.946 | 1094.152 | 2335.2793 | 1094.152 | 1772.55 | 2042932.3731 | 393894.72 | 178675.0216 | 0 | 248864.8724
2536 | 1400.201 | 1749.861 | 1400.201 | 1703.4206 | 1400.201 | 1799.45 | 2650958.7108 | 504072.36 | 228652.8233 | 0 | 280810.3106
2537 | 1681.075 | 930.267 | 930.267 | 905.5782 | 905.5782 | 1853.2 | 1760028.0324 | 326008.1595 | 147880.9235 | 1421485.596 | 132938.8828
2538 | 1647.588 | 183.42 | 183.42 | 178.5521 | 178.5521 | 1893.5 | 354395.1148 | 64278.7679 | 29157.5634 | 2692742.7439 | 19015.8022
2539 | 1122.777 | 1122.777 | 1122.777 | 1092.9791 | 1092.9791 | 1894.45 | 2169377.3014 | 393472.4798 | 178483.4887 | 101253.2285 | 115363.9451
2540 | 1656 | 1656 | 1656 | 1612.0507 | 1612.0507 | 1886 | 3186635.4644 | 580338.2386 | 263247.8732 | 149339.8479 | 183773.7756
2541 | 1400.8 | 1400.8 | 1400.8 | 1363.6235 | 1363.6235 | 1871.55 | 2671343.8566 | 490904.4714 | 222679.7227 | 126325.6394 | 175157.4426
2542 | 1624.8 | 1624.8 | 1624.8 | 1581.6787 | 1581.6787 | 1857.7 | 3077346.0952 | 569404.3298 | 258288.1307 | 146526.1986 | 225072.8781
2543 | 1046.4 | 1046.4 | 1046.4 | 1018.6291 | 1018.6291 | 1835.65 | 1965442.1778 | 366706.4812 | 166342.1344 | 94365.4691 | 167411.695
2544 | 1645.6 | 0 | 0 | 0 | 0 | 1816.15 | 0 | 0 | 0 | 3016384.8 | 0
2545 | 1430.4 | 0 | 0 | 0 | 0 | 1797.3 | 0 | 0 | 0 | 1702176 | 0
2546 | 1149.6 | 0 | 0 | 0 | 0 | 1782 | 0 | 0 | 0 | 1368024 | 0
2547 | 1410.4 | 0 | 0 | 0 | 0 | 1699.55 | 0 | 0 | 0 | 1678376 | 0
2548 | 1274.4 | 0 | 0 | 0 | 0 | 1680.1 | 0 | 0 | 0 | 1516536 | 0
2549 | 1276.8 | 0 | 0 | 0 | 0 | 1701.9 | 0 | 0 | 0 | 1519392 | 0
2550 | 1566.4 | 0 | 0 | 0 | 0 | 1782.3 | 0 | 0 | 0 | 1864016 | 0
2551 | 1491.966 | 405.631 | 405.631 | 394.8658 | 394.8658 | 1798.05 | 747236.872 | 142151.6788 | 64481.581 | 2010984.7135 | 79743.1431
2552 | 1493.014 | 1493.014 | 1493.014 | 1453.3902 | 1453.3902 | 1716.4 | 2633181.1124 | 523220.4801 | 237338.6233 | 72630.3844 | 412181.4671
2553 | 1539.824 | 1539.824 | 1539.824 | 1498.9579 | 1498.9579 | 1757.95 | 2782014.1872 | 539624.8478 | 244779.8268 | 74907.5421 | 362822.7622
2554 | 1782.499 | 1782.499 | 1782.499 | 1735.1924 | 1735.1924 | 1738.55 | 3186115.467 | 624669.2814 | 283356.9268 | 86712.9093 | 453666.0656
2555 | 1835.337 | 1835.337 | 1835.337 | 1786.6282 | 1786.6282 | 1656.7 | 3128922.9225 | 643186.1364 | 291756.378 | 89283.31 | 613349.4461
2556 | 1632.697 | 2009.189 | 1632.697 | 1955.8662 | 1632.697 | 1646.15 | 2831734.5592 | 587770.92 | 266619.4201 | 0 | 577729.8334
2557 | 1766.248 | 1971.717 | 1766.247 | 1919.3887 | 1766.248 | 1635.7 | 3037659.0851 | 635849.28 | 288428.2984 | 0 | 643444.1464
2558 | 1904.871 | 1904.871 | 1904.871 | 1854.3168 | 1854.3168 | 1732.4 | 3386687.3062 | 667554.0344 | 302809.9273 | 92665.918 | 496215.1655
2559 | 1996.523 | 2377.921 | 1996.523 | 2314.8123 | 1996.523 | 1765.35 | 3713492.3024 | 718748.28 | 326032.2059 | 0 | 468484.122
2560 | 1909.872 | 1860.636 | 1860.636 | 1811.2557 | 1811.2557 | 1775.35 | 3387643.7888 | 652052.0646 | 295778.0615 | 180763.6139 | 406898.6008
2561 | 1550.773 | 244.62 | 244.62 | 238.1279 | 238.1279 | 1892.9 | 474326.4005 | 85726.0507 | 38886.2891 | 2406078.4343 | 25503.5001
2562 | 1749.963 | 43.89 | 43.89 | 42.7252 | 42.7252 | 1893 | 84987.6166 | 15381.066 | 6977.0224 | 3129366.918 | 4571.5946
2563 | 2041.861 | 1575.034 | 1575.034 | 1533.2335 | 1533.2335 | 1894.45 | 3049903.1867 | 551964.0443 | 250377.0234 | 1728316.3936 | 161832.7913
2564 | 1636 | 1636 | 1636 | 1592.5815 | 1592.5815 | 1881.5 | 3138520.8115 | 573329.3227 | 260068.5511 | 147536.2265 | 188720.902
2565 | 1492.8 | 1492.8 | 1492.8 | 1453.1819 | 1453.1819 | 1871.55 | 2847676.2118 | 523145.4847 | 237304.6046 | 134622.2976 | 186661.2153
2566 | 1684 | 1684 | 1684 | 1639.3076 | 1639.3076 | 1857.7 | 3190751.262 | 590150.7209 | 267698.9242 | 151864.9178 | 233273.4655
2567 | 1725.6 | 1725.6 | 1725.6 | 1679.8035 | 1679.8035 | 1835.65 | 3238400.6784 | 604729.266 | 274311.9143 | 155616.4502 | 276075.708
2568 | 1603.2 | 0 | 0 | 0 | 0 | 1816.15 | 0 | 0 | 0 | 2938665.6 | 0
2569 | 792 | 0 | 0 | 0 | 0 | 1746.8 | 0 | 0 | 0 | 942480 | 0
2570 | 863.2 | 0 | 0 | 0 | 0 | 1749 | 0 | 0 | 0 | 1027208 | 0
2571 | 843.2 | 0 | 0 | 0 | 0 | 1682.05 | 0 | 0 | 0 | 1003408 | 0
2572 | 594.4 | 0 | 0 | 0 | 0 | 1680.1 | 0 | 0 | 0 | 707336 | 0
2573 | 836 | 0 | 0 | 0 | 0 | 1698.4 | 0 | 0 | 0 | 994840 | 0
2574 | 635.2 | 0 | 0 | 0 | 0 | 1748.8 | 0 | 0 | 0 | 755888 | 0
2575 | 612.699 | 126.451 | 126.451 | 123.0951 | 123.0951 | 1792.15 | 232670.9037 | 44314.2214 | 20101.4232 | 897444.0231 | 25585.3081
2576 | 532.414 | 503.834 | 503.834 | 490.4625 | 490.4625 | 1713.5 | 888192.1431 | 176566.5073 | 80092.5296 | 76897.0623 | 140517.5121
2577 | 903.735 | 903.735 | 903.735 | 879.7504 | 879.7504 | 1775.45 | 1646134.0647 | 316710.1317 | 143663.2347 | 43963.8345 | 197547.9446
2578 | 888.082 | 888.082 | 888.082 | 864.5128 | 864.5128 | 1772.65 | 1621013.5258 | 311224.6036 | 141174.9383 | 43202.3658 | 196546.9823
2579 | 1104.242 | 1824.355 | 1104.242 | 1775.9376 | 1104.242 | 1768.1 | 2063521.1839 | 397527.12 | 180322.7186 | 0 | 256073.7198
2580 | 873.013 | 2047.861 | 873.013 | 1993.5119 | 873.013 | 1719.95 | 1582726.0411 | 314284.68 | 142563.0229 | 0 | 244487.2906
2581 | 777.272 | 2025.367 | 777.272 | 1971.6149 | 777.272 | 1706 | 1395064.5633 | 279817.92 | 126928.5176 | 0 | 228517.968
2582 | 991.14 | 2188.893 | 991.14 | 2130.801 | 991.14 | 1732.4 | 1807321.0472 | 356810.4 | 161853.162 | 0 | 265229.064
2583 | 976.907 | 3021.431 | 976.907 | 2941.2439 | 976.907 | 1795.95 | 1850414.6726 | 351686.52 | 159528.9131 | 0 | 199337.8733
2584 | 874.205 | 2216.978 | 874.205 | 2158.1406 | 874.205 | 1847.45 | 1698533.0358 | 314713.8 | 142757.6765 | 0 | 133359.9727
2585 | 861.226 | 1174.352 | 861.226 | 1143.1853 | 861.226 | 1898.3 | 1715180.6309 | 310041.36 | 140638.2058 | 0 | 87586.6842
2586 | 364.693 | 364.693 | 364.693 | 355.0142 | 355.0142 | 1893.5 | 706375.6711 | 127805.1288 | 57973.8265 | 17741.155 | 37809.0173
2587 | 407.546 | 407.546 | 407.546 | 396.73 | 396.73 | 1894.45 | 788416.1683 | 142822.7825 | 64786.0011 | 36752.9334 | 41874.8464
2588 | 380.8 | 380.8 | 380.8 | 370.6938 | 370.6938 | 1848 | 717842.0557 | 133449.7592 | 60534.2936 | 34340.9505 | 56345.4539
2589 | 503.2 | 503.2 | 503.2 | 489.8453 | 489.8453 | 1814.65 | 930254.2578 | 176344.3247 | 79991.7451 | 45379.1132 | 90792.8349
2590 | 686.4 | 686.4 | 686.4 | 668.1833 | 668.1833 | 1857.7 | 1299430.1576 | 240545.9946 | 109114.3359 | 61900.2848 | 95082.4862
2591 | 699.2 | 699.2 | 699.2 | 680.6436 | 680.6436 | 1829.75 | 1306271.5181 | 245031.7007 | 111149.102 | 63054.6024 | 115879.5751
2592 | 0 | 0 | 0 | 0 | 0 | 1759.25 | 0 | 0 | 0 | 0 | 0
2593 | 0 | 0 | 0 | 0 | 0 | 1730.8 | 0 | 0 | 0 | 0 | 0
2594 | 0 | 0 | 0 | 0 | 0 | 1731.5 | 0 | 0 | 0 | 0 | 0
2595 | 0 | 0 | 0 | 0 | 0 | 1676.25 | 0 | 0 | 0 | 0 | 0
2596 | 0 | 0 | 0 | 0 | 0 | 1639.1 | 0 | 0 | 0 | 0 | 0
2597 | 0 | 0 | 0 | 0 | 0 | 1632.9 | 0 | 0 | 0 | 0 | 0
2598 | 0 | 0 | 0 | 0 | 0 | 1641.7 | 0 | 0 | 0 | 0 | 0
2599 | 1576.944 | 1576.944 | 1576.944 | 1535.0928 | 1535.0928 | 1605.55 | 2595225.5646 | 552633.3957 | 250680.6487 | 76713.3121 | 605517.3415
2600 | 1498.248 | 1498.248 | 1498.248 | 1458.4853 | 1458.4853 | 1403.7 | 2157216.8548 | 525054.7133 | 238170.6519 | 72885.0019 | 869694.7933
2601 | 1510.044 | 1510.044 | 1510.044 | 1469.9683 | 1469.9683 | 1445.25 | 2237231.0554 | 529188.572 | 240045.8161 | 73458.8398 | 815464.8897
2602 | 1902.362 | 1902.362 | 1902.362 | 1851.8743 | 1851.8743 | 1459.95 | 2853080.7241 | 666674.7659 | 302411.0813 | 92543.8632 | 1000104.7425
2603 | 1884.636 | 1891.911 | 1884.635 | 1841.7007 | 1841.7007 | 1462.3 | 2841117.5409 | 663012.2568 | 300749.7265 | 78700.3802 | 990282.4736
2604 | 1594.663 | 3367.044 | 1594.664 | 3277.6845 | 1594.663 | 1451.75 | 2438173.4388 | 574078.68 | 260408.4679 | 0 | 874273.9898
2605 | 1945.081 | 3900.15 | 1945.081 | 3796.6421 | 1945.081 | 1441.3 | 2952022.5963 | 700229.16 | 317631.7273 | 0 | 1086716.7547
2606 | 1916.271 | 3559.378 | 1916.271 | 3464.914 | 1916.271 | 1464.2 | 2960456.9534 | 689857.56 | 312927.0543 | 0 | 1026738.0018
2607 | 2098.686 | 3007.507 | 2098.686 | 2927.6894 | 2098.686 | 1483.25 | 3292503.9614 | 755526.96 | 342715.4238 | 0 | 1084495.9905
2608 | 1693.969 | 1918.207 | 1693.969 | 1867.2988 | 1693.969 | 1489.65 | 2665085.8143 | 609828.84 | 276625.1377 | 0 | 864517.0791
2609 | 2117.631 | 780.014 | 780.014 | 759.3129 | 759.3129 | 1622.35 | 1296160.535 | 273352.6273 | 123995.789 | 2489797.1622 | 286754.4992
2610 | 2089.833 | 156.102 | 156.102 | 151.9591 | 151.9591 | 1708.35 | 273452.6279 | 54705.2897 | 24814.9272 | 3552122.789 | 44318.8826
2611 | 1694.447 | 1694.447 | 1694.447 | 1649.4773 | 1649.4773 | 1734.45 | 3005058.8985 | 593811.8281 | 269359.6431 | 152807.0394 | 438018.6971
2612 | 1517.6 | 1517.6 | 1517.6 | 1477.3237 | 1477.3237 | 1753.4 | 2728046.4741 | 531836.5404 | 241246.964 | 136858.7881 | 364308.0302
2613 | 1688.8 | 1688.8 | 1688.8 | 1643.9802 | 1643.9802 | 1766.55 | 3054781.3473 | 591832.8607 | 268461.9615 | 152297.7869 | 383787.1704
2614 | 1653.6 | 1653.6 | 1653.6 | 1609.7144 | 1609.7144 | 1857.7 | 3144531.788 | 579497.1687 | 262866.3546 | 149123.4133 | 229062.3531
2615 | 1461.6 | 1461.6 | 1461.6 | 1422.8099 | 1422.8099 | 1829.75 | 2741520.5593 | 512211.5758 | 232344.862 | 131808.6483 | 242233.3911
2616 | 0 | 0 | 0 | 0 | 0 | 1776.75 | 0 | 0 | 0 | 0 | 0
2617 | 0 | 0 | 0 | 0 | 0 | 1763.8 | 0 | 0 | 0 | 0 | 0
2618 | 0 | 0 | 0 | 0 | 0 | 1686.4 | 0 | 0 | 0 | 0 | 0
2619 | 0 | 0 | 0 | 0 | 0 | 1682.05 | 0 | 0 | 0 | 0 | 0
2620 | 0 | 0 | 0 | 0 | 0 | 1680.1 | 0 | 0 | 0 | 0 | 0
2621 | 0 | 0 | 0 | 0 | 0 | 1680.9 | 0 | 0 | 0 | 0 | 0
2622 | 0 | 0 | 0 | 0 | 0 | 1703.7 | 0 | 0 | 0 | 0 | 0
2623 | 601.179 | 506.995 | 506.995 | 493.5396 | 493.5396 | 1786.75 | 928099.8772 | 177674.2665 | 80595.0214 | 197302.9669 | 105247.3259
2624 | 322.859 | 322.859 | 322.859 | 314.2905 | 314.2905 | 1761.5 | 584863.7115 | 113144.5793 | 51323.6383 | 15706.0639 | 74958.2838
2625 | 345.786 | 644.391 | 345.786 | 627.2892 | 345.786 | 1848.15 | 672912.7295 | 124482.96 | 56466.8538 | 0 | 52507.6041
2626 | 329.02 | 1362.692 | 329.019 | 1326.5269 | 329.02 | 1835.25 | 637109.72 | 118447.2 | 53728.966 | 0 | 54206.045
2627 | 281.969 | 1825.938 | 281.968 | 1777.4786 | 281.969 | 1751.6 | 520877.4697 | 101508.84 | 46045.5377 | 0 | 70041.0996
2628 | 315.114 | 2060.072 | 315.114 | 2005.3988 | 315.114 | 1711.45 | 567710.6448 | 113441.04 | 51458.1162 | 0 | 90926.1447
2629 | 313.792 | 3126.828 | 313.793 | 3043.8437 | 313.792 | 1721 | 568312.439 | 112965.12 | 51242.2336 | 0 | 87547.968
2630 | 298.368 | 3452.31 | 298.368 | 3360.6876 | 298.368 | 1776.9 | 558514.6676 | 107412.48 | 48723.4944 | 0 | 66565.9008
2631 | 287.073 | 2928.478 | 287.073 | 2850.7578 | 287.073 | 1858.55 | 562371.6746 | 103346.28 | 46879.0209 | 0 | 40606.4759
2632 | 258.151 | 2157.063 | 258.151 | 2099.8157 | 258.151 | 1864.95 | 506445.8254 | 92934.36 | 42156.0583 | 0 | 34863.2925
2633 | 315.607 | 1141.061 | 315.607 | 1110.7779 | 315.607 | 1892.9 | 626452.5354 | 113618.52 | 51538.6231 | 0 | 33801.5097
2634 | 311.492 | 311.492 | 311.492 | 303.2252 | 303.2252 | 1881.7 | 598991.2144 | 109161.062 | 49516.6706 | 15153.0955 | 35871.5379
2635 | 272.738 | 272.738 | 272.738 | 265.4997 | 265.4997 | 1855.05 | 516487.3222 | 95579.8856 | 43356.0981 | 13267.8366 | 38484.1789
2636 | 274.4 | 274.4 | 274.4 | 267.1176 | 267.1176 | 1874.2 | 525418.8145 | 96162.3265 | 43620.2998 | 13348.6876 | 33603.3908
2637 | 260.8 | 260.8 | 260.8 | 253.8785 | 253.8785 | 1865.65 | 496455.8944 | 91396.2637 | 41458.3607 | 12687.0908 | 34108.5778
2638 | 225.6 | 225.6 | 225.6 | 219.6127 | 219.6127 | 1857.7 | 427951.3122 | 79060.5716 | 35862.7537 | 10974.7228 | 31250.8871
2639 | 268 | 268 | 268 | 260.8874 | 260.8874 | 1835.65 | 502796.9437 | 93919.4734 | 42602.9167 | 13037.348 | 42876.8485
2640 | 0 | 0 | 0 | 0 | 0 | 1816.15 | 0 | 0 | 0 | 0 | 0
2641 | 0 | 0 | 0 | 0 | 0 | 1792.3 | 0 | 0 | 0 | 0 | 0
2642 | 0 | 0 | 0 | 0 | 0 | 1784.7 | 0 | 0 | 0 | 0 | 0
2643 | 0 | 0 | 0 | 0 | 0 | 1781.1 | 0 | 0 | 0 | 0 | 0
2644 | 0 | 0 | 0 | 0 | 0 | 1778.9 | 0 | 0 | 0 | 0 | 0
2645 | 0 | 0 | 0 | 0 | 0 | 1777.9 | 0 | 0 | 0 | 0 | 0
2646 | 0 | 0 | 0 | 0 | 0 | 1779.65 | 0 | 0 | 0 | 0 | 0
2647 | 39.491 | 39.491 | 39.491 | 38.4429 | 38.4429 | 1756.3 | 70910.8128 | 13839.4549 | 6277.7305 | 1921.1116 | 9368.5421
2648 | 37.99 | 136.37 | 37.991 | 132.7508 | 37.99 | 1708.65 | 68367.9585 | 13676.4 | 6203.767 | 0 | 11068.3865
2649 | 302.112 | 2320.248 | 302.112 | 2258.6699 | 302.112 | 1740.35 | 553462.457 | 108760.32 | 49334.8896 | 0 | 78443.3808
2650 | 565.025 | 3002.655 | 565.025 | 2922.9662 | 565.025 | 1754.35 | 1045620.7091 | 203409 | 92268.5825 | 0 | 138798.3913
2651 | 324.56 | 1850.956 | 324.56 | 1801.8326 | 324.56 | 1738.35 | 596794.2237 | 116841.6 | 53000.648 | 0 | 84921.124
2652 | 314.692 | 3743.361 | 314.692 | 3644.0142 | 314.692 | 1710.35 | 567804.0011 | 113289.12 | 51389.2036 | 0 | 91150.5378
2653 | 593.521 | 1716.04 | 593.521 | 1670.4972 | 593.521 | 1700.85 | 1061541.0084 | 213667.56 | 96921.9793 | 0 | 177551.8072
2654 | 606.677 | 3421.025 | 606.677 | 3330.2329 | 606.677 | 1740.75 | 1112839.8187 | 218403.72 | 99070.3541 | 0 | 157281.0122
2655 | 413.157 | 1554.213 | 413.157 | 1512.965 | 413.157 | 1783.6 | 777216.8599 | 148736.52 | 67468.5381 | 0 | 89407.1748
2656 | 615.896 | 2106.456 | 615.896 | 2050.5518 | 615.896 | 1788.3 | 1157823.0759 | 221722.56 | 100575.8168 | 0 | 130385.1832
2657 | 592.271 | 1109.36 | 592.271 | 1079.9182 | 592.271 | 1882 | 1171280.3461 | 213217.56 | 96717.8543 | 0 | 69887.978
2658 | 583.145 | 583.145 | 583.145 | 567.6686 | 567.6686 | 1864.6 | 1112135.0354 | 204360.7139 | 92700.2905 | 28368.1503 | 76862.3352
2659 | 752.979 | 752.979 | 752.979 | 732.9953 | 732.9953 | 1829.6 | 1406650.8458 | 263878.3252 | 119698.1403 | 67904.4501 | 124902.4073
2660 | 606.4 | 606.4 | 606.4 | 590.3065 | 590.3065 | 1858.1 | 1151843.8873 | 212510.3309 | 96397.0473 | 54685.7994 | 83764.4887
2661 | 505.6 | 505.6 | 505.6 | 492.1817 | 492.1817 | 1848.2 | 954023.362 | 177185.3946 | 80373.2637 | 45595.5478 | 74713.1747
2662 | 594.4 | 594.4 | 594.4 | 578.6249 | 578.6249 | 1842.65 | 1119395.5949 | 208304.9813 | 94489.454 | 53603.6266 | 91046.6356
2663 | 668.8 | 668.8 | 668.8 | 651.0504 | 651.0504 | 1827.2 | 1252242.1562 | 234378.1485 | 106316.5324 | 60313.098 | 112501.5113
2664 | 0 | 0 | 0 | 0 | 0 | 1809.75 | 0 | 0 | 0 | 0 | 0
2665 | 0 | 0 | 0 | 0 | 0 | 1778.3 | 0 | 0 | 0 | 0 | 0
2666 | 0 | 0 | 0 | 0 | 0 | 1768.7 | 0 | 0 | 0 | 0 | 0
2667 | 0 | 0 | 0 | 0 | 0 | 1764.35 | 0 | 0 | 0 | 0 | 0
2668 | 0 | 0 | 0 | 0 | 0 | 1762.1 | 0 | 0 | 0 | 0 | 0
2669 | 0 | 0 | 0 | 0 | 0 | 1705.6 | 0 | 0 | 0 | 0 | 0
2670 | 0 | 0 | 0 | 0 | 0 | 1714.7 | 0 | 0 | 0 | 0 | 0
2671 | 1652.413 | 1652.413 | 1652.413 | 1608.5589 | 1608.5589 | 1703.15 | 2878877.4928 | 579081.1895 | 262677.6618 | 80384.639 | 477500.6975
2672 | 1082.942 | 1082.942 | 1082.942 | 1054.2013 | 1054.2013 | 1670.75 | 1858613.2446 | 379512.4715 | 172151.0739 | 52681.6853 | 347095.7812
2673 | 1038.061 | 1038.061 | 1038.061 | 1010.5114 | 1010.5114 | 1609.9 | 1715968.3824 | 363784.1137 | 165016.516 | 50498.3674 | 394200.5077
2674 | 1455.5 | 1455.5 | 1455.5 | 1416.8718 | 1416.8718 | 1612.9 | 2410262.1037 | 510073.8565 | 231375.1688 | 70805.4476 | 548471.0829
2675 | 1822.657 | 1822.657 | 1822.657 | 1774.2847 | 1774.2847 | 1648.4 | 3081733.5681 | 638742.4837 | 289740.6877 | 88666.4683 | 623838.4924
2676 | 1569.698 | 3703.724 | 1569.698 | 3605.4292 | 1569.698 | 1661.9 | 2757899.258 | 565091.28 | 256331.6834 | 0 | 530714.8938
2677 | 1627.187 | 3774.33 | 1627.187 | 3674.1613 | 1627.187 | 1632.15 | 2805603.5263 | 585787.32 | 265719.6371 | 0 | 598560.7379
2678 | 1849.064 | 3497.569 | 1849.064 | 3404.7454 | 1849.064 | 1623.8 | 3174277.1958 | 665663.04 | 301952.1512 | 0 | 695617.8768
2679 | 1544.646 | 2963.566 | 1544.646 | 2884.9146 | 1544.646 | 1577.9 | 2571962.8929 | 556072.56 | 252240.6918 | 0 | 651995.0766
2680 | 1277.5 | 2183.687 | 1277.5 | 2125.7331 | 1277.5 | 1553.15 | 2090190.0305 | 459900 | 208615.75 | 0 | 570850.875
2681 | 1415.472 | 1147.626 | 1147.626 | 1117.1686 | 1117.1686 | 1592.7 | 1871375.9972 | 402180.7074 | 182433.6375 | 546790.0743 | 455022.7836
2682 | 1528.819 | 153.921 | 153.921 | 149.836 | 149.836 | 1695.2 | 266328.3303 | 53940.9674 | 24468.2222 | 2527675.8013 | 45670.0191
2683 | 1597.596 | 1381.429 | 1381.429 | 1344.7666 | 1344.7666 | 1765.45 | 2487797.8383 | 484115.9859 | 219600.3903 | 859114.208 | 315415.0125
2684 | 1565.6 | 1565.6 | 1565.6 | 1524.0498 | 1524.0498 | 1787.25 | 2858940.178 | 548657.9386 | 248877.3372 | 141187.4794 | 324241.6012
2685 | 1574.4 | 1574.4 | 1574.4 | 1532.6163 | 1532.6163 | 1771.75 | 2848266.4933 | 551741.8616 | 250276.2389 | 141981.0728 | 349819.6664
2686 | 2055.2 | 1796.003 | 1796.003 | 1748.3381 | 1748.3381 | 1809.65 | 3320315.5995 | 629401.7014 | 285503.6051 | 1042716.8739 | 332796.1496
2687 | 2027.2 | 1796.003 | 1796.003 | 1748.3381 | 1748.3381 | 1800.1 | 3304234.0611 | 629401.7014 | 285503.6051 | 947572.8739 | 349492.7781
2688 | 0 | 0 | 0 | 0 | 0 | 1789.85 | 0 | 0 | 0 | 0 | 0
2689 | 0 | 0 | 0 | 0 | 0 | 1791.9 | 0 | 0 | 0 | 0 | 0
2690 | 0 | 0 | 0 | 0 | 0 | 1776.6 | 0 | 0 | 0 | 0 | 0
2691 | 0 | 0 | 0 | 0 | 0 | 1682.05 | 0 | 0 | 0 | 0 | 0
2692 | 0 | 0 | 0 | 0 | 0 | 1680.1 | 0 | 0 | 0 | 0 | 0
2693 | 0 | 0 | 0 | 0 | 0 | 1680.9 | 0 | 0 | 0 | 0 | 0
2694 | 0 | 0 | 0 | 0 | 0 | 1703.7 | 0 | 0 | 0 | 0 | 0
2695 | 1539.86 | 300.782 | 300.782 | 292.7994 | 292.7994 | 1696.55 | 522240.8906 | 105407.7875 | 47814.1436 | 2285862.062 | 88849.9809
2696 | 753.773 | 753.773 | 753.773 | 733.7683 | 733.7683 | 1693 | 1304884.3525 | 264156.5792 | 119824.3594 | 36668.66 | 225266.8606
2697 | 1086.631 | 1086.631 | 1086.631 | 1057.7924 | 1057.7924 | 1747.85 | 1939240.6318 | 380805.266 | 172737.4998 | 52861.1435 | 266722.3551
2698 | 1522.957 | 1522.957 | 1522.957 | 1482.5386 | 1482.5386 | 1769.75 | 2758558.2562 | 533713.8785 | 242098.5455 | 74087.0162 | 341354.5015
2699 | 1186.075 | 1801.376 | 1186.074 | 1753.5685 | 1186.075 | 1769.2 | 2209947.5927 | 426987 | 193686.0475 | 0 | 273746.11
2700 | 1273.679 | 2016.323 | 1273.679 | 1962.8109 | 1273.679 | 1751.35 | 2339870.9669 | 458524.44 | 207991.7807 | 0 | 316700.2834
2701 | 1087.344 | 2034.734 | 1087.344 | 1980.7333 | 1087.344 | 1713 | 1952426.5694 | 391443.84 | 177563.2752 | 0 | 312067.728
2702 | 1231.626 | 3535.807 | 1231.626 | 3441.9686 | 1231.626 | 1753.5 | 2271633.1045 | 443385.36 | 201124.5258 | 0 | 303595.809
2703 | 1034.934 | 3017.266 | 1034.934 | 2937.1894 | 1034.934 | 1793.05 | 1951300.1453 | 372576.24 | 169004.7222 | 0 | 214179.5913
2704 | 806.512 | 2239.489 | 806.512 | 2180.0542 | 806.512 | 1847.45 | 1564001.627 | 290344.32 | 131703.4096 | 0 | 123033.4056
2705 | 1209.862 | 809.253 | 809.253 | 787.7759 | 787.7759 | 1865.3 | 1540687.3575 | 283599.312 | 128643.799 | 773683.8826 | 106113.4092
2706 | 1026.622 | 966.646 | 966.646 | 940.9917 | 940.9917 | 1881.7 | 1858336.594 | 338757.0272 | 153663.9515 | 156960.2627 | 111319.3231
2707 | 1116.444 | 1116.444 | 1116.444 | 1086.8142 | 1086.8142 | 1882.65 | 2151066.0979 | 391253.1066 | 177476.7564 | 100682.1118 | 127537.6446
2708 | 1189.6 | 1189.6 | 1189.6 | 1158.0287 | 1158.0287 | 1874.2 | 2277049.8022 | 416890.3192 | 189106.0809 | 107279.398 | 145680.006
2709 | 1585.6 | 1585.6 | 1585.6 | 1543.519 | 1543.519 | 1859.75 | 3010510.3315 | 555666.8545 | 252056.6593 | 142991.1007 | 216478.5454
2710 | 1313.6 | 1313.6 | 1313.6 | 1278.7378 | 1278.7378 | 1857.7 | 2493628.9616 | 460345.598 | 208817.8782 | 118461.8503 | 181964.385
2711 | 1244.8 | 1244.8 | 1244.8 | 1211.7637 | 1211.7637 | 1835.65 | 2340099.3445 | 436234.9272 | 197881.01 | 112257.3929 | 199153.3619
2712 | 0 | 0 | 0 | 0 | 0 | 1816.15 | 0 | 0 | 0 | 0 | 0
2713 | 0 | 0 | 0 | 0 | 0 | 1797.8 | 0 | 0 | 0 | 0 | 0
2714 | 0 | 0 | 0 | 0 | 0 | 1788.4 | 0 | 0 | 0 | 0 | 0
2715 | 0 | 0 | 0 | 0 | 0 | 1772.25 | 0 | 0 | 0 | 0 | 0
2716 | 0 | 0 | 0 | 0 | 0 | 1770.3 | 0 | 0 | 0 | 0 | 0
2717 | 0 | 0 | 0 | 0 | 0 | 1771.1 | 0 | 0 | 0 | 0 | 0
2718 | 0 | 0 | 0 | 0 | 0 | 1776.4 | 0 | 0 | 0 | 0 | 0
2719 | 726.714 | 726.714 | 726.714 | 707.4274 | 707.4274 | 1786.75 | 1328743.65 | 254673.8664 | 115522.8955 | 35352.3257 | 150858.8945
2720 | 674.256 | 674.256 | 674.256 | 656.3616 | 656.3616 | 1689.5 | 1164962.6469 | 236290.1808 | 107183.8515 | 32800.4108 | 203800.2809
2721 | 632.529 | 712.093 | 632.528 | 693.1944 | 632.529 | 1765.35 | 1173302.055 | 227710.44 | 103291.9857 | 0 | 148422.9298
2722 | 561.581 | 1445.372 | 561.58 | 1407.0126 | 561.581 | 1769.75 | 1045696.084 | 202169.16 | 91706.1773 | 0 | 129304.0252
2723 | 451.698 | 1867.8 | 451.698 | 1818.2296 | 451.698 | 1730.5 | 822824.6947 | 162611.28 | 73762.2834 | 0 | 121732.611
2724 | 423.123 | 2094.208 | 423.123 | 2038.6289 | 423.123 | 1661.3 | 738051.712 | 152324.28 | 69095.9859 | 0 | 143311.7601
2725 | 1088.675 | 2063.081 | 1088.675 | 2008.328 | 1088.675 | 1650.85 | 1883859.0231 | 391923 | 177780.6275 | 0 | 380110.8763
2726 | 1337.162 | 3538.14 | 1337.162 | 3444.2397 | 1337.162 | 1732.9 | 2435641.9291 | 481378.32 | 218358.5546 | 0 | 357155.9702
2727 | 1171.09 | 3038.008 | 1171.09 | 2957.3809 | 1171.09 | 1795.95 | 2211346.2207 | 421592.4 | 191238.997 | 0 | 238960.9145
2728 | 1325.832 | 2237.427 | 1325.832 | 2178.0469 | 1325.832 | 1837.35 | 2559115.0396 | 477299.52 | 216508.3656 | 0 | 215646.5748
2729 | 1450.922 | 1180.663 | 1180.663 | 1149.3288 | 1149.3288 | 1865.3 | 2250233.7902 | 413758.3851 | 187685.4008 | 552820.2483 | 154814.5958
2730 | 1693.945 | 201.429 | 201.429 | 196.0832 | 196.0832 | 1887.6 | 388526.775 | 70589.9463 | 32020.384 | 2745580.7085 | 22039.7499
2731 | 1224.801 | 1224.801 | 1224.801 | 1192.2954 | 1192.2954 | 1888.55 | 2359272.3677 | 429226.3617 | 194701.8468 | 110453.8617 | 132881.3278
2732 | 1521.6 | 1521.6 | 1521.6 | 1481.2176 | 1481.2176 | 1880.1 | 2918478.9154 | 533238.3236 | 241882.8284 | 137219.5124 | 177597.9861
2733 | 1564 | 1564 | 1564 | 1522.4923 | 1522.4923 | 1865.65 | 2977603.2169 | 548097.2253 | 248622.9914 | 141043.1897 | 204546.8395
2734 | 1750.4 | 1750.4 | 1750.4 | 1703.9453 | 1703.9453 | 1857.7 | 3320664.9882 | 613420.3218 | 278254.2737 | 157852.9406 | 242471.4216
2735 | 1775.2 | 1775.2 | 1775.2 | 1728.0872 | 1728.0872 | 1835.65 | 3331249.2682 | 622111.3775 | 282196.6332 | 160089.4311 | 284011.1247
2736 | 0 | 0 | 0 | 0 | 0 | 1816.15 | 0 | 0 | 0 | 0 | 0
2737 | 0 | 0 | 0 | 0 | 0 | 1797.8 | 0 | 0 | 0 | 0 | 0
2738 | 0 | 0 | 0 | 0 | 0 | 1776.6 | 0 | 0 | 0 | 0 | 0
2739 | 0 | 0 | 0 | 0 | 0 | 1682.05 | 0 | 0 | 0 | 0 | 0
2740 | 0 | 0 | 0 | 0 | 0 | 1680.1 | 0 | 0 | 0 | 0 | 0
2741 | 0 | 0 | 0 | 0 | 0 | 1680.9 | 0 | 0 | 0 | 0 | 0
2742 | 0 | 0 | 0 | 0 | 0 | 1703.7 | 0 | 0 | 0 | 0 | 0
2743 | 1263.257 | 701.275 | 701.275 | 682.6635 | 682.6635 | 1731.55 | 1243357.2657 | 245758.8758 | 111478.9567 | 1064227.8052 | 183261.0283
2744 | 953.993 | 953.993 | 953.993 | 928.6745 | 928.6745 | 1716.4 | 1678467.3513 | 334322.8365 | 151652.5533 | 46408.7264 | 263372.1012
2745 | 1386.66 | 1386.66 | 1386.66 | 1349.8588 | 1349.8588 | 1757.95 | 2501244.5174 | 485949.1678 | 220431.942 | 67456.6004 | 326733.3224
2746 | 1396.16 | 1396.16 | 1396.16 | 1359.1067 | 1359.1067 | 1766.85 | 2536322.1199 | 489278.4029 | 221942.12 | 67918.7452 | 316875.7212
2747 | 1632.597 | 1814.207 | 1632.597 | 1766.0589 | 1632.597 | 1670.1 | 2875615.325 | 587734.92 | 266603.0901 | 0 | 538593.7503
2748 | 1604.417 | 2052.634 | 1604.417 | 1998.1582 | 1604.417 | 1521.6 | 2569672.0692 | 577590.12 | 262001.2961 | 0 | 767553.0928
2749 | 1737.845 | 2038.569 | 1737.844 | 1984.4665 | 1737.845 | 1441.3 | 2631607.2893 | 625624.2 | 283790.0885 | 0 | 970934.0015
2750 | 1592.395 | 3062.445 | 1592.395 | 2981.1694 | 1592.395 | 1697.25 | 2850189.6409 | 573262.2 | 260038.1035 | 0 | 482097.5863
2751 | 1657.388 | 2984.815 | 1657.388 | 2905.5996 | 1657.388 | 1790.15 | 3131051.5473 | 596659.68 | 270651.4604 | 0 | 347802.8718
2752 | 1478.101 | 2191.79 | 1478.101 | 2133.6211 | 1478.101 | 1792.25 | 2786632.819 | 532116.36 | 241373.8933 | 0 | 307075.4828
2753 | 1658.613 | 931.828 | 931.828 | 907.0978 | 907.0978 | 1865.3 | 1776705.1874 | 326555.2054 | 148129.0696 | 1377527.3747 | 122186.0727
2754 | 1608.759 | 183.504 | 183.504 | 178.6339 | 178.6339 | 1887.6 | 354247.4592 | 64308.2054 | 29170.9165 | 2621419.3012 | 20078.4508
2755 | 1122.711 | 1122.711 | 1122.711 | 1092.9149 | 1092.9149 | 1882.65 | 2166119.3545 | 393449.3504 | 178472.997 | 101247.2765 | 128253.5591
2756 | 1280.8 | 1280.8 | 1280.8 | 1246.8083 | 1246.8083 | 1880.1 | 2470967.0954 | 448850.9758 | 203603.7899 | 115503.9113 | 149492.3111
2757 | 1492 | 1492 | 1492 | 1452.4031 | 1452.4031 | 1865.65 | 2855525.6271 | 522865.128 | 237177.4317 | 134550.1528 | 195130.361
2758 | 1771.2 | 1771.2 | 1771.2 | 1724.1933 | 1724.1933 | 1857.7 | 3377349.141 | 620709.5943 | 281560.7688 | 159728.7069 | 245352.7091
2759 | 1771.2 | 1771.2 | 1771.2 | 1724.1933 | 1724.1933 | 1835.65 | 3336879.1357 | 620709.5943 | 281560.7688 | 159728.7069 | 283371.1717
2760 | 0 | 0 | 0 | 0 | 0 | 1816.15 | 0 | 0 | 0 | 0 | 0
2761 | 0 | 0 | 0 | 0 | 0 | 1797.8 | 0 | 0 | 0 | 0 | 0
2762 | 0 | 0 | 0 | 0 | 0 | 1776.6 | 0 | 0 | 0 | 0 | 0
2763 | 0 | 0 | 0 | 0 | 0 | 1772.25 | 0 | 0 | 0 | 0 | 0
2764 | 0 | 0 | 0 | 0 | 0 | 1715.1 | 0 | 0 | 0 | 0 | 0
2765 | 0 | 0 | 0 | 0 | 0 | 1698.4 | 0 | 0 | 0 | 0 | 0
2766 | 0 | 0 | 0 | 0 | 0 | 1748.8 | 0 | 0 | 0 | 0 | 0
2767 | 1162.556 | 1047.389 | 1047.389 | 1019.5919 | 1019.5919 | 1741.65 | 1868715.8939 | 367053.0721 | 166499.3519 | 262053.2559 | 263411.5588
2768 | 970.887 | 970.887 | 970.887 | 945.1202 | 945.1202 | 1716.4 | 1709568.4048 | 340243.2678 | 154338.1268 | 47230.5658 | 268036.0854
2769 | 1196.422 | 1196.422 | 1196.422 | 1164.6696 | 1164.6696 | 1775.45 | 2174459.5765 | 419281.0604 | 190190.5477 | 58202.1265 | 261526.5615
2770 | 1332.16 | 1332.16 | 1332.16 | 1296.8052 | 1296.8052 | 1769.75 | 2418434.4046 | 466849.8719 | 211768.2891 | 64805.3487 | 298589.3973
2771 | 1301.099 | 1700.405 | 1301.098 | 1655.2772 | 1301.099 | 1727 | 2370070.6577 | 468395.64 | 212469.4667 | 0 | 355200.027
2772 | 1262.025 | 1924.092 | 1262.025 | 1873.0276 | 1262.025 | 1716.45 | 2280708.1882 | 454329 | 206088.6825 | 0 | 357847.1887
2773 | 1431.18 | 1915.617 | 1431.18 | 1864.7776 | 1431.18 | 1670.85 | 2517869.837 | 515224.8 | 233711.694 | 0 | 471072.897
2774 | 1472.893 | 2260.285 | 1472.893 | 2200.2983 | 1472.893 | 1763.9 | 2735790.6332 | 530241.48 | 240523.4269 | 0 | 347750.0373
2775 | 1483.656 | 2200.8 | 1483.656 | 2142.392 | 1483.656 | 1790.15 | 2794965.7739 | 534116.16 | 242281.0248 | 0 | 311345.2116
2776 | 1473.083 | 1387.467 | 1387.467 | 1350.6444 | 1350.6444 | 1819.85 | 2581763.6724 | 486231.9776 | 220560.2276 | 224429.9864 | 243318.5855
2777 | 1294.28 | 400.801 | 400.801 | 390.164 | 390.164 | 1847.8 | 757578.1929 | 140459.0256 | 63713.7747 | 1657244.7014 | 59382.9547
2778 | 1058.51 | 926.634 | 926.634 | 902.0416 | 902.0416 | 1842.5 | 1747223.9587 | 324734.99 | 147303.3996 | 286806.5061 | 142071.5581
2779 | 1464.006 | 1464.006 | 1464.006 | 1425.1521 | 1425.1521 | 1882.65 | 2819508.5598 | 513054.7484 | 232727.3345 | 132025.624 | 167241.5965
2780 | 1241.6 | 1241.6 | 1241.6 | 1208.6486 | 1208.6486 | 1874.2 | 2384116.0203 | 435113.5006 | 197372.3185 | 111968.8135 | 152047.9955
2781 | 1408.8 | 1408.8 | 1408.8 | 1371.4112 | 1371.4112 | 1865.65 | 2694706.73 | 493708.0378 | 223951.4516 | 127047.088 | 184249.0969
2782 | 1203.2 | 1203.2 | 1203.2 | 1171.2677 | 1171.2677 | 1857.7 | 2289018.4815 | 421656.3821 | 191268.02 | 108505.8605 | 166671.3977
2783 | 1300 | 1300 | 1300 | 1265.4987 | 1265.4987 | 1835.65 | 2446674.2157 | 455579.5351 | 206655.9391 | 117235.3878 | 207984.7128
2784 | 0 | 0 | 0 | 0 | 0 | 1816.15 | 0 | 0 | 0 | 0 | 0
2785 | 0 | 0 | 0 | 0 | 0 | 1797.8 | 0 | 0 | 0 | 0 | 0
2786 | 0 | 0 | 0 | 0 | 0 | 1788.4 | 0 | 0 | 0 | 0 | 0
2787 | 0 | 0 | 0 | 0 | 0 | 1772.25 | 0 | 0 | 0 | 0 | 0
2788 | 0 | 0 | 0 | 0 | 0 | 1770.3 | 0 | 0 | 0 | 0 | 0
2789 | 0 | 0 | 0 | 0 | 0 | 1771.1 | 0 | 0 | 0 | 0 | 0
2790 | 0 | 0 | 0 | 0 | 0 | 1776.4 | 0 | 0 | 0 | 0 | 0
2791 | 1083.813 | 1083.813 | 1083.813 | 1055.0492 | 1055.0492 | 1759.15 | 1950737.6896 | 379817.7098 | 172289.5334 | 52724.0567 | 254108.5983
2792 | 1008.77 | 1008.77 | 1008.77 | 981.9978 | 981.9978 | 1713.5 | 1772772.1824 | 353519.2059 | 160360.2398 | 49073.4533 | 281342.368
2793 | 934.389 | 934.389 | 934.389 | 909.5908 | 909.5908 | 1775.45 | 1698178.5804 | 327452.6971 | 148536.1818 | 45455.0542 | 204248.6198
2794 | 1123.825 | 1365.42 | 1123.825 | 1329.1825 | 1123.825 | 1769.75 | 2093237.2215 | 404577 | 183520.6225 | 0 | 258760.7062
2795 | 930.985 | 1843.553 | 930.985 | 1794.6261 | 930.985 | 1727 | 1692040.4563 | 335154.6 | 152029.8505 | 0 | 254158.905
2796 | 972.383 | 2061.216 | 972.383 | 2006.5125 | 972.383 | 1716.45 | 1754164.7972 | 350057.88 | 158790.1439 | 0 | 275719.1996
2797 | 958.182 | 2202.308 | 958.182 | 2143.8599 | 958.182 | 1723.4 | 1733048.3209 | 344945.52 | 156471.1206 | 0 | 265033.1412
2798 | 1202.344 | 3518.942 | 1202.344 | 3425.5512 | 1202.344 | 1822 | 2305720.7188 | 432843.84 | 196342.7752 | 0 | 214017.232
2799 | 871.996 | 2977.18 | 871.996 | 2898.1673 | 871.996 | 1886.15 | 1733828.7938 | 313918.56 | 142396.9468 | 0 | 99276.7446
2800 | 905.877 | 2189.17 | 905.877 | 2131.0706 | 905.877 | 1904.35 | 1816884.2054 | 326115.72 | 147929.7141 | 0 | 86647.1351
2801 | 1065.211 | 1146.938 | 1065.211 | 1116.4989 | 1065.211 | 1904.7 | 2130629.0813 | 383475.96 | 173948.9563 | 0 | 101514.6083
2802 | 1003.197 | 1003.197 | 1003.197 | 976.5727 | 976.5727 | 1887.6 | 1935751.5538 | 351566.1715 | 159474.3217 | 48802.3446 | 109766.7713
2803 | 1253.158 | 1253.158 | 1253.158 | 1219.8999 | 1219.8999 | 1882.65 | 2410227.2356 | 439163.9531 | 199209.6487 | 60962.1526 | 143155.2497
2804 | 1226.4 | 1226.4 | 1226.4 | 1193.852 | 1193.852 | 1874.2 | 2348908.8794 | 429786.7245 | 194956.0337 | 59660.4609 | 150186.5832
2805 | 1049.6 | 1049.6 | 1049.6 | 1021.7442 | 1021.7442 | 1865.65 | 2000954.4381 | 367827.9078 | 166850.8259 | 51059.703 | 137271.3317
2806 | 1300 | 1300 | 1300 | 1265.4987 | 1265.4987 | 1857.7 | 2469902.0541 | 455579.5351 | 206655.9391 | 63240.8669 | 180080.4662
2807 | 1016.8 | 1016.8 | 1016.8 | 989.8147 | 989.8147 | 1835.65 | 1908293.5589 | 356333.2856 | 161636.7376 | 49464.0873 | 162676.043
2808 | 0 | 0 | 0 | 0 | 0 | 1816.15 | 0 | 0 | 0 | 0 | 0
2809 | 0 | 0 | 0 | 0 | 0 | 1798.2 | 0 | 0 | 0 | 0 | 0
2810 | 0 | 0 | 0 | 0 | 0 | 1796.5 | 0 | 0 | 0 | 0 | 0
2811 | 0 | 0 | 0 | 0 | 0 | 1792.9 | 0 | 0 | 0 | 0 | 0
2812 | 0 | 0 | 0 | 0 | 0 | 1790.7 | 0 | 0 | 0 | 0 | 0
2813 | 0 | 0 | 0 | 0 | 0 | 1777.9 | 0 | 0 | 0 | 0 | 0
2814 | 0 | 0 | 0 | 0 | 0 | 1779.65 | 0 | 0 | 0 | 0 | 0
2815 | 976.828 | 976.828 | 976.828 | 950.9035 | 950.9035 | 1728.7 | 1725149.9384 | 342325.2663 | 155282.5444 | 47519.5766 | 257980.1243
2816 | 949.208 | 949.208 | 949.208 | 924.0165 | 924.0165 | 1702.75 | 1653584.0155 | 332645.9534 | 150891.9005 | 46175.9514 | 274663.9157
2817 | 1320.769 | 1320.769 | 1320.769 | 1285.7165 | 1285.7165 | 1740.25 | 2351387.8155 | 462857.9439 | 209957.5062 | 64251.2128 | 333964.8637
2818 | 1344.335 | 1344.335 | 1344.335 | 1308.6571 | 1308.6571 | 1733.75 | 2389651.1469 | 471116.5495 | 213703.7015 | 65397.6237 | 348429.9481
2819 | 1328.345 | 1708.553 | 1328.344 | 1663.2089 | 1328.345 | 1710.55 | 2396261.5678 | 478204.2 | 216918.7385 | 0 | 384489.4603
2820 | 1413.067 | 1426.749 | 1413.066 | 1388.8839 | 1388.8839 | 1703.35 | 2493767.7013 | 499998.1894 | 226804.7342 | 44327.6968 | 412012.3969
2821 | 1334.168 | 1334.168 | 1334.168 | 1298.7599 | 1298.7599 | 1697.35 | 2322326.7017 | 467553.5671 | 212087.4931 | 64903.0315 | 393069.6863
2822 | 1503.829 | 2372.707 | 1503.829 | 2309.7366 | 1503.829 | 1778.75 | 2821605.2561 | 541378.44 | 245575.2757 | 0 | 332722.1663
2823 | 1371.782 | 1262.723 | 1262.723 | 1229.211 | 1229.211 | 1874.7 | 2431805.9108 | 442515.9672 | 200730.1596 | 261332.6064 | 154020.1408
2824 | 1502.032 | 720.612 | 720.612 | 701.4874 | 701.4874 | 1851.8 | 1370073.4165 | 252535.4461 | 114552.8843 | 1467398.3428 | 103960.4253
2825 | 1377.423 | 650.097 | 650.097 | 632.8438 | 632.8438 | 1887.9 | 1257612.4456 | 227823.7608 | 103343.3893 | 1364813.7102 | 70941.7877
2826 | 1514.373 | 1246.807 | 1246.807 | 1213.7174 | 1213.7174 | 1837 | 2344504.9658 | 436938.2719 | 198200.055 | 551101.6746 | 197835.9398
2827 | 1132.464 | 1132.464 | 1132.464 | 1102.409 | 1102.409 | 1858.1 | 2145900.6283 | 396867.2482 | 180023.3934 | 102126.8125 | 156431.8403
2828 | 1019.2 | 1019.2 | 1019.2 | 992.151 | 992.151 | 1858.1 | 1931374.0445 | 357174.3555 | 162018.2563 | 91912.5441 | 140786.2251
2829 | 1064.8 | 1064.8 | 1064.8 | 1036.5408 | 1036.5408 | 1848.2 | 2008210.3233 | 373154.6839 | 169267.1108 | 96024.8007 | 157346.8917
2830 | 1386.4 | 1386.4 | 1386.4 | 1349.6057 | 1349.6057 | 1842.65 | 2609031.2934 | 485858.0519 | 220390.6108 | 125027.0321 | 212360.4569
2831 | 1148 | 1148 | 1148 | 1117.5327 | 1117.5327 | 1827.2 | 2144694.717 | 402311.7741 | 182493.0909 | 103527.8656 | 193109.6516
2832 | 0 | 0 | 0 | 0 | 0 | 1809.75 | 0 | 0 | 0 | 0 | 0
2833 | 0 | 0 | 0 | 0 | 0 | 1784.2 | 0 | 0 | 0 | 0 | 0
2834 | 0 | 0 | 0 | 0 | 0 | 1780.5 | 0 | 0 | 0 | 0 | 0
2835 | 0 | 0 | 0 | 0 | 0 | 1776.15 | 0 | 0 | 0 | 0 | 0
2836 | 0 | 0 | 0 | 0 | 0 | 1773.9 | 0 | 0 | 0 | 0 | 0
2837 | 0 | 0 | 0 | 0 | 0 | 1772.6 | 0 | 0 | 0 | 0 | 0
2838 | 0 | 0 | 0 | 0 | 0 | 1765.7 | 0 | 0 | 0 | 0 | 0
2839 | 989.561 | 989.561 | 989.561 | 963.2986 | 963.2986 | 1758.35 | 1785790.1107 | 346787.4926 | 157306.6598 | 48138.9966 | 232781.1044
2840 | 970.741 | 970.741 | 970.741 | 944.9781 | 944.9781 | 1669.65 | 1669479.0497 | 340192.1027 | 154314.9177 | 47223.4634 | 312173.5031
2841 | 1081.276 | 1081.276 | 1081.276 | 1052.5795 | 1052.5795 | 1658.95 | 1844712.4866 | 378928.6288 | 171886.2363 | 52600.6397 | 358982.2468
2842 | 1571.813 | 1571.813 | 1571.813 | 1530.0979 | 1530.0979 | 1652.9 | 2672461.3989 | 550835.2584 | 249864.9936 | 76463.7052 | 531096.9949
2843 | 1519.172 | 1519.172 | 1519.172 | 1478.854 | 1478.854 | 1664.9 | 2601643.1876 | 532387.4412 | 241496.8587 | 73902.8879 | 495563.9765
2844 | 1461.244 | 1562.848 | 1461.244 | 1521.3709 | 1461.244 | 1661.9 | 2572726.7013 | 526047.84 | 238621.1452 | 0 | 494046.5964
2845 | 1711.452 | 2029.474 | 1711.451 | 1975.6129 | 1711.452 | 1652.15 | 2994096.2366 | 616122.72 | 279480.1116 | 0 | 595328.5782
2846 | 1173.122 | 1749.237 | 1173.122 | 1702.8132 | 1173.122 | 1663.8 | 2064099.6724 | 422323.92 | 191570.8226 | 0 | 394403.6164
2847 | 1493.09 | 189.398 | 189.398 | 184.3715 | 184.3715 | 1673.45 | 326675.6879 | 66373.7329 | 30107.8627 | 2398881.0466 | 60206.5069
2848 | 1648.072 | 685.022 | 685.022 | 666.8419 | 666.8419 | 1678.15 | 1182770.5203 | 240063.0802 | 108895.2806 | 1798594.7924 | 214623.0622
2849 | 1134.203 | 84.123 | 84.123 | 81.8904 | 81.8904 | 1717.15 | 148365.5021 | 29480.5517 | 13372.7058 | 1928888.9565 | 23162.7057
2850 | 1182.912 | 428.083 | 428.083 | 416.7219 | 416.7219 | 1757.2 | 774216.2785 | 150019.8878 | 68050.688 | 1404426.434 | 101180.0799
2851 | 1420.356 | 1420.356 | 1420.356 | 1382.6605 | 1382.6605 | 1839.05 | 2681833.6637 | 497757.7894 | 225788.4639 | 128089.2204 | 222539.2117
2852 | 1311.2 | 1311.2 | 1311.2 | 1276.4015 | 1276.4015 | 1839.15 | 2474221.5463 | 459504.5281 | 208436.3595 | 118245.4158 | 205309.1759
2853 | 1405.6 | 1405.6 | 1405.6 | 1368.2961 | 1368.2961 | 1828.65 | 2635189.2795 | 492586.6112 | 223442.76 | 126758.5086 | 234457.544
2854 | 1212 | 1212 | 1212 | 1179.8342 | 1179.8342 | 1821.45 | 2263115.9082 | 424740.3051 | 192666.9217 | 109299.4539 | 210659.393
2855 | 1395.2 | 1395.2 | 1395.2 | 1358.1722 | 1358.1722 | 1806 | 2583285.8917 | 488941.9749 | 221789.5125 | 125820.6255 | 263485.3976
2856 | 0 | 0 | 0 | 0 | 0 | 1789.85 | 0 | 0 | 0 | 0 | 0
2857 | 0 | 0 | 0 | 0 | 0 | 1797.8 | 0 | 0 | 0 | 0 | 0
2858 | 0 | 0 | 0 | 0 | 0 | 1788.4 | 0 | 0 | 0 | 0 | 0
2859 | 0 | 0 | 0 | 0 | 0 | 1784.05 | 0 | 0 | 0 | 0 | 0
2860 | 0 | 0 | 0 | 0 | 0 | 1782.1 | 0 | 0 | 0 | 0 | 0
2861 | 0 | 0 | 0 | 0 | 0 | 1782.9 | 0 | 0 | 0 | 0 | 0
2862 | 0 | 0 | 0 | 0 | 0 | 1783.2 | 0 | 0 | 0 | 0 | 0
2863 | 1384.773 | 1384.773 | 1384.773 | 1348.0219 | 1348.0219 | 1741.65 | 2481930.5963 | 485287.8766 | 220131.9729 | 67364.8039 | 348261.4526
2864 | 330.448 | 330.448 | 330.448 | 321.6781 | 321.6781 | 1693 | 575269.158 | 115804.1125 | 52530.0321 | 16075.2446 | 98755.1737
2865 | 66.072 | 131.152 | 66.071 | 127.6713 | 66.072 | 1709.95 | 119276.7749 | 23785.92 | 10789.5576 | 0 | 19164.1836
2866 | 69.845 | 252.245 | 69.844 | 245.5506 | 69.845 | 1724.65 | 127071.3621 | 25144.2 | 11405.6885 | 0 | 19231.8207
2867 | 66.865 | 66.865 | 66.865 | 65.0904 | 65.0904 | 1690 | 116607.7979 | 23432.5582 | 10629.2687 | 3252.7697 | 20178.0362
2868 | 69.874 | 69.874 | 69.874 | 68.0196 | 68.0196 | 1716.45 | 123678.508 | 24487.0496 | 11107.5978 | 3399.148 | 19286.9525
2869 | 62.387 | 62.387 | 62.387 | 60.7313 | 60.7313 | 1706 | 109462.2306 | 21863.2619 | 9917.4185 | 3034.9292 | 17854.9972
2870 | 65.31 | 65.31 | 65.31 | 63.5767 | 63.5767 | 1732.4 | 115941.867 | 22887.615 | 10382.0764 | 3177.1239 | 17013.1271
2871 | 60.338 | 60.338 | 60.338 | 58.7367 | 58.7367 | 1751.45 | 107897.3552 | 21145.1985 | 9591.697 | 2935.2519 | 14598.9974
2872 | 69.75 | 69.75 | 69.75 | 67.8989 | 67.8989 | 1777.85 | 126750.894 | 24443.5943 | 11087.886 | 3393.1157 | 15083.7346
2873 | 62.252 | 217.304 | 62.252 | 211.5369 | 62.252 | 1816.2 | 119031.3532 | 22410.72 | 10165.7516 | 0 | 11441.9176
2874 | 69.556 | 115.368 | 69.556 | 112.3062 | 69.556 | 1854.1 | 136538.2002 | 25040.16 | 11358.4948 | 0 | 10148.2204
2875 | 70.538 | 70.538 | 70.538 | 68.666 | 68.666 | 1792.45 | 129805.2536 | 24719.7456 | 11213.1513 | 6361.1921 | 14251.62
2876 | 76.8 | 76.8 | 76.8 | 74.7618 | 74.7618 | 1819 | 143243.0653 | 26914.2372 | 12208.597 | 6925.906 | 13531.8803
2877 | 72.8 | 72.8 | 72.8 | 70.8679 | 70.8679 | 1833.05 | 136476.1638 | 25512.454 | 11572.7326 | 6565.1817 | 11831.4005
2878 | 78.4 | 78.4 | 78.4 | 76.3193 | 76.3193 | 1857.7 | 148788.9831 | 27474.9504 | 12462.9428 | 7070.1957 | 10860.2373
2879 | 72 | 72 | 72 | 70.0892 | 70.0892 | 1835.65 | 135404.1901 | 25232.0973 | 11445.5597 | 6493.0369 | 11519.1533
2880 | 0 | 0 | 0 | 0 | 0 | 1816.15 | 0 | 0 | 0 | 0 | 0
2881 | 0 | 0 | 0 | 0 | 0 | 1793.3 | 0 | 0 | 0 | 0 | 0
2882 | 0 | 0 | 0 | 0 | 0 | 1788.4 | 0 | 0 | 0 | 0 | 0
2883 | 0 | 0 | 0 | 0 | 0 | 1784.05 | 0 | 0 | 0 | 0 | 0
2884 | 0 | 0 | 0 | 0 | 0 | 1782.1 | 0 | 0 | 0 | 0 | 0
2885 | 0 | 0 | 0 | 0 | 0 | 1782.9 | 0 | 0 | 0 | 0 | 0
2886 | 0 | 0 | 0 | 0 | 0 | 1776.4 | 0 | 0 | 0 | 0 | 0
2887 | 59.935 | 59.935 | 59.935 | 58.3444 | 58.3444 | 1738.75 | 107071.3658 | 21003.9688 | 9527.6336 | 2915.6472 | 15242.4635
2888 | 60.615 | 1406.471 | 60.615 | 1369.144 | 60.615 | 1668.4 | 106874.4366 | 21821.4 | 9898.4295 | 0 | 20099.934
2889 | 57.444 | 2469.92 | 57.444 | 2404.3697 | 57.444 | 1617.9 | 98367.5509 | 20679.84 | 9380.6052 | 0 | 21949.3524
2890 | 63.569 | 3120.84 | 63.569 | 3038.0146 | 63.569 | 1637.75 | 110129.8006 | 22884.84 | 10380.8177 | 0 | 23027.8702
2891 | 57.64 | 3541.521 | 57.64 | 3447.531 | 57.64 | 1613.2 | 98575.9454 | 20750.4 | 9412.612 | 0 | 22295.152
2892 | 64.133 | 3749.385 | 64.133 | 3649.8784 | 64.133 | 1662.8 | 112720.2265 | 23087.88 | 10472.9189 | 0 | 21625.6476
2893 | 56.963 | 927.591 | 56.963 | 902.9732 | 56.963 | 1669 | 100247.4336 | 20506.68 | 9302.0579 | 0 | 18854.753
2894 | 68.404 | 1438.108 | 68.404 | 1399.9414 | 68.404 | 1710.4 | 123831.4567 | 24625.44 | 11170.3732 | 0 | 19809.7984
2895 | 60.106 | 682.785 | 60.106 | 664.6643 | 60.106 | 1691.05 | 107353.2741 | 21638.16 | 9815.3098 | 0 | 18569.7487
2896 | 68.887 | 230.752 | 68.887 | 224.628 | 68.887 | 1719.2 | 124755.7256 | 24799.32 | 11249.2471 | 0 | 19343.4696
2897 | 59.771 | 106.69 | 59.771 | 103.8585 | 59.771 | 1684.4 | 106286.8717 | 21517.56 | 9760.6043 | 0 | 18863.7276
2898 | 69.059 | 69.059 | 69.059 | 67.2262 | 67.2262 | 1681 | 119206.1545 | 24201.4362 | 10978.0404 | 3359.5008 | 21445.1616
2899 | 74.479 | 74.479 | 74.479 | 72.5024 | 72.5024 | 1681.95 | 128303.2671 | 26100.8525 | 11839.6367 | 6716.5957 | 23059.3781
2900 | 85.6 | 85.6 | 85.6 | 83.3282 | 83.3282 | 1771 | 155188.5928 | 29998.1602 | 13607.4988 | 7719.4994 | 19082.163
2901 | 76 | 76 | 76 | 73.983 | 73.983 | 1766.65 | 137295.6278 | 26633.8805 | 12081.4241 | 6853.7611 | 17263.9334
2902 | 78.4 | 78.4 | 78.4 | 76.3193 | 76.3193 | 1818.3 | 145971.6319 | 27474.9504 | 12462.9428 | 7070.1957 | 13867.218
2903 | 72.8 | 72.8 | 72.8 | 70.8679 | 70.8679 | 1830.65 | 136895.967 | 25512.454 | 11572.7326 | 6565.1817 | 12001.4836
2904 | 0 | 0 | 0 | 0 | 0 | 1816.15 | 0 | 0 | 0 | 0 | 0
2905 | 0 | 0 | 0 | 0 | 0 | 1777.05 | 0 | 0 | 0 | 0 | 0
2906 | 0 | 0 | 0 | 0 | 0 | 1749.7 | 0 | 0 | 0 | 0 | 0
2907 | 0 | 0 | 0 | 0 | 0 | 1705.25 | 0 | 0 | 0 | 0 | 0
2908 | 0 | 0 | 0 | 0 | 0 | 1699.1 | 0 | 0 | 0 | 0 | 0
2909 | 0 | 0 | 0 | 0 | 0 | 1645.35 | 0 | 0 | 0 | 0 | 0
2910 | 0 | 0 | 0 | 0 | 0 | 1591 | 0 | 0 | 0 | 0 | 0
2911 | 59.139 | 59.139 | 59.139 | 57.5695 | 57.5695 | 1471.7 | 89139.8503 | 20725.0139 | 9401.0966 | 2876.9243 | 30413.958
2912 | 159.508 | 1392.032 | 159.508 | 1355.0882 | 159.508 | 841.6 | 140892.9826 | 57422.88 | 26047.6564 | 0 | 184774.0672
2913 | 1257.452 | 2449.776 | 1257.452 | 2384.7603 | 1257.452 | 363.7 | 481410.8619 | 452682.72 | 205341.9116 | 0 | 2057568.7076
2914 | 1452.636 | 3131.225 | 1452.636 | 3048.124 | 1452.636 | 1353.45 | 2081338.3186 | 522948.96 | 237215.4588 | 0 | 939201.8058
2915 | 1793.298 | 3539.813 | 1793.298 | 3445.8683 | 1793.298 | 1432.8 | 2714500.196 | 645587.28 | 292845.5634 | 0 | 1017158.6256
2916 | 1328.98 | 3731.173 | 1328.98 | 3632.1497 | 1328.98 | 1429.15 | 2009421.7392 | 478432.8 | 217022.434 | 0 | 758648.233
2917 | 1338.234 | 3691.385 | 1338.234 | 3593.4177 | 1338.234 | 1427.9 | 2020297.2145 | 481764.24 | 218533.6122 | 0 | 765603.6714
2918 | 1057.156 | 2593.368 | 1057.156 | 2524.5414 | 1057.156 | 1449.05 | 1625562.7837 | 380576.16 | 172633.5748 | 0 | 582440.0982
2919 | 1280.998 | 1280.998 | 1280.998 | 1247.001 | 1247.001 | 412.85 | 545877.1073 | 448920.3641 | 203635.2652 | 62316.4801 | 1979177.6553
2920 | 1089.986 | 1798.206 | 1089.986 | 1750.4826 | 1089.986 | 411.15 | 472892.8441 | 392394.96 | 177994.7138 | 0 | 1731824.2561
2921 | 1851.164 | 912.067 | 912.067 | 887.8612 | 887.8612 | 398.4 | 372168.2854 | 319630.0461 | 144987.7403 | 1765733.9608 | 1421998.5604
2922 | 1796.006 | 188.474 | 188.474 | 183.472 | 183.472 | 1461.15 | 281978.6862 | 66049.921 | 29960.9781 | 2955774.8169 | 98863.8887
2923 | 1783.629 | 1783.629 | 1783.629 | 1736.2925 | 1736.2925 | 1458.3 | 2655762.0886 | 625065.2851 | 283536.5585 | 160849.5673 | 940549.6249
2924 | 1345.6 | 1345.6 | 1345.6 | 1309.8885 | 1309.8885 | 1590 | 2187880.839 | 471559.8634 | 213904.7936 | 121347.6445 | 537054.2889
2925 | 1422.4 | 1422.4 | 1422.4 | 1384.6503 | 1384.6503 | 1660.65 | 2412426.3768 | 498474.1006 | 226113.3906 | 128273.5505 | 469881.0723
2926 | 1416.8 | 1416.8 | 1416.8 | 1379.1989 | 1379.1989 | 1784 | 2581278.0785 | 496511.6041 | 225223.1804 | 127768.5365 | 297906.9625
2927 | 1570.4 | 1570.4 | 1570.4 | 1528.7224 | 1528.7224 | 1773.25 | 2850978.2782 | 550340.0784 | 249640.3745 | 141620.3485 | 346637.8133
2928 | 0 | 0 | 0 | 0 | 0 | 1748.7 | 0 | 0 | 0 | 0 | 0
2929 | 0 | 0 | 0 | 0 | 0 | 1775.5 | 0 | 0 | 0 | 0 | 0
2930 | 0 | 0 | 0 | 0 | 0 | 1661.75 | 0 | 0 | 0 | 0 | 0
2931 | 0 | 0 | 0 | 0 | 0 | 1520.55 | 0 | 0 | 0 | 0 | 0
2932 | 0 | 0 | 0 | 0 | 0 | 1382.8 | 0 | 0 | 0 | 0 | 0
2933 | 0 | 0 | 0 | 0 | 0 | 1379.45 | 0 | 0 | 0 | 0 | 0
2934 | 0 | 0 | 0 | 0 | 0 | 1561.85 | 0 | 0 | 0 | 0 | 0
2935 | 1555.098 | 0 | 0 | 0 | 0 | 1700.6 | 0 | 0 | 0 | 2850494.634 | 0
2936 | 1292.903 | 820.298 | 820.298 | 798.5277 | 798.5277 | 1726.4 | 1448427.004 | 287469.9858 | 130399.5797 | 906189.8547 | 218477.1892
2937 | 1616.041 | 1616.041 | 1616.041 | 1573.1522 | 1573.1522 | 1788.7 | 2949609.52 | 566334.775 | 256895.7466 | 78615.2568 | 332407.0499
2938 | 1859.685 | 1859.685 | 1859.685 | 1810.33 | 1810.33 | 1797.4 | 3428158.2083 | 651718.7906 | 295626.8847 | 90467.7628 | 366772.8527
2939 | 1608.786 | 1608.786 | 1608.786 | 1566.0897 | 1566.0897 | 1794.45 | 2969641.8753 | 563792.2908 | 255742.4475 | 78262.3241 | 321909.7371
2940 | 1823.532 | 2003.267 | 1823.532 | 1950.1014 | 1823.532 | 1778.3 | 3421588.56 | 656471.52 | 297782.7756 | 0 | 404277.0444
2941 | 1798.158 | 1798.158 | 1798.158 | 1750.4359 | 1750.4359 | 1711.6 | 3156145.2017 | 630156.9121 | 285846.1771 | 87474.6699 | 504825.704
2942 | 1525.044 | 1147.744 | 1147.744 | 1117.2835 | 1117.2835 | 1788.4 | 2104743.9988 | 402222.06 | 182452.3955 | 747424.9966 | 236417.1886
2943 | 1520.027 | 1520.027 | 1520.027 | 1479.6863 | 1479.6863 | 1821.15 | 2840225.6736 | 532687.0723 | 241632.7748 | 73944.481 | 264641.8969
2944 | 1553.305 | 476.544 | 476.544 | 463.8968 | 463.8968 | 1836.15 | 895477.2477 | 167002.8415 | 75754.3445 | 1996885.2635 | 76009.4877
2945 | 1531.346 | 30.8 | 30.8 | 29.9826 | 29.9826 | 1906.2 | 59977.419 | 10793.7305 | 4896.1561 | 2751999.1401 | 2812.3665
2946 | 1537.263 | 0 | 0 | 0 | 0 | 1876.95 | 0 | 0 | 0 | 2817803.079 | 0
2947 | 1394.4 | 1394.4 | 1394.4 | 1357.3934 | 1357.3934 | 1868.9 | 2672667.5382 | 488661.6183 | 221662.3396 | 125748.4806 | 177954.2727
2948 | 1347.2 | 1347.2 | 1347.2 | 1311.446 | 1311.446 | 1874.7 | 2591298.9982 | 472120.5767 | 214159.1394 | 121491.9342 | 164324.1896
2949 | 1466.4 | 1466.4 | 1466.4 | 1427.4825 | 1427.4825 | 1874.25 | 2813330.515 | 513893.7156 | 233107.8993 | 132241.5175 | 179505.9298
2950 | 1319.2 | 1319.2 | 1319.2 | 1284.1892 | 1284.1892 | 1876 | 2535222.2072 | 462308.0944 | 209708.0884 | 118966.8643 | 159239.4547
2951 | 1240 | 1240 | 1240 | 1207.0911 | 1207.0911 | 1865.25 | 2372692.7982 | 434552.7874 | 197117.9727 | 111824.5238 | 162655.5225
2952 | 0 | 0 | 0 | 0 | 0 | 1847.5 | 0 | 0 | 0 | 0 | 0
2953 | 0 | 0 | 0 | 0 | 0 | 1827.05 | 0 | 0 | 0 | 0 | 0
2954 | 0 | 0 | 0 | 0 | 0 | 1790.5 | 0 | 0 | 0 | 0 | 0
2955 | 0 | 0 | 0 | 0 | 0 | 1733.25 | 0 | 0 | 0 | 0 | 0
2956 | 0 | 0 | 0 | 0 | 0 | 1715.8 | 0 | 0 | 0 | 0 | 0
2957 | 0 | 0 | 0 | 0 | 0 | 1712.45 | 0 | 0 | 0 | 0 | 0
2958 | 0 | 0 | 0 | 0 | 0 | 1745.6 | 0 | 0 | 0 | 0 | 0
2959 | 1206.214 | 443.8 | 443.8 | 432.0218 | 432.0218 | 1758.1 | 798246.7495 | 155527.8444 | 70549.1583 | 1419094.321 | 104506.071
2960 | 1033.754 | 1033.754 | 1033.754 | 1006.3187 | 1006.3187 | 1727.1 | 1825927.5085 | 362274.7437 | 164331.849 | 50288.8455 | 274624.3821
2961 | 1422.494 | 1422.494 | 1422.494 | 1384.7418 | 1384.7418 | 1809.55 | 2636552.9172 | 498507.0425 | 226128.3334 | 69199.8106 | 263724.0729
2962 | 1530.86 | 1530.86 | 1530.86 | 1490.2318 | 1490.2318 | 1797.4 | 2829588.9088 | 536483.4517 | 243354.8546 | 74471.472 | 301920.9647
2963 | 1656.662 | 1878.263 | 1656.661 | 1828.4149 | 1656.662 | 1770.8 | 3101645.3775 | 596398.32 | 270532.9046 | 0 | 379706.9304
2964 | 1345.486 | 1452.917 | 1345.485 | 1414.3574 | 1345.486 | 1707.55 | 2420916.895 | 484374.96 | 219717.8638 | 0 | 393487.3807
2965 | 1497.656 | 871.225 | 871.225 | 848.1032 | 848.1032 | 1560.7 | 1392464.3924 | 305317.1388 | 138495.2466 | 1190630.3494 | 372571.7197
2966 | 1691.038 | 276.006 | 276.006 | 268.681 | 268.681 | 1797.7 | 509481.2413 | 96725.1424 | 43875.5993 | 2607180.4704 | 54354.1564
2967 | 1889.882 | 526.153 | 526.153 | 512.1892 | 512.1892 | 1841.85 | 994817.1094 | 184388.107 | 83640.4941 | 2525310.9277 | 81002.7198
2968 | 1787.216 | 1065.323 | 1065.323 | 1037.0499 | 1037.0499 | 1918.95 | 2094323.8741 | 373337.967 | 169350.25 | 1375054.446 | 84052.8951
2969 | 1100.388 | 627.023 | 627.023 | 610.3822 | 610.3822 | 1907.4 | 1223370.5112 | 219737.5745 | 99675.4053 | 898180.7205 | 56521.3872
2970 | 1874.444 | 131.85 | 131.85 | 128.3508 | 128.3508 | 1836.15 | 247646.4901 | 46206.2782 | 20959.6812 | 3200588.8853 | 21030.2741
2971 | 1314.638 | 0 | 0 | 0 | 0 | 1846.55 | 0 | 0 | 0 | 2409731.454 | 0
2972 | 1416 | 907.115 | 907.115 | 883.0407 | 883.0407 | 1874.7 | 1740217.9157 | 317894.6385 | 144200.5402 | 976914.4658 | 110644.995
2973 | 988.8 | 988.8 | 988.8 | 962.5578 | 962.5578 | 1873.05 | 1891029.6671 | 346520.8033 | 157185.6866 | 48101.9763 | 122196.7111
2974 | 963.2 | 963.2 | 963.2 | 937.6372 | 937.6372 | 1876 | 1845598.8578 | 337549.391 | 153116.1543 | 46856.6177 | 116267.0124
2975 | 1384 | 1384 | 1384 | 1347.2694 | 1347.2694 | 1864.05 | 2639671.404 | 485016.982 | 220009.0921 | 67327.1999 | 183161.2742
2976 | 0 | 0 | 0 | 0 | 0 | 1848.7 | 0 | 0 | 0 | 0 | 0
2977 | 0 | 0 | 0 | 0 | 0 | 1821 | 0 | 0 | 0 | 0 | 0
2978 | 0 | 0 | 0 | 0 | 0 | 1813.8 | 0 | 0 | 0 | 0 | 0
2979 | 0 | 0 | 0 | 0 | 0 | 1806.2 | 0 | 0 | 0 | 0 | 0
2980 | 0 | 0 | 0 | 0 | 0 | 1802.05 | 0 | 0 | 0 | 0 | 0
2981 | 0 | 0 | 0 | 0 | 0 | 1799.8 | 0 | 0 | 0 | 0 | 0
2982 | 0 | 0 | 0 | 0 | 0 | 1800.35 | 0 | 0 | 0 | 0 | 0
2983 | 1212.52 | 1212.52 | 1212.52 | 1180.3404 | 1180.3404 | 1801.75 | 2237559.019 | 424922.5369 | 192749.5841 | 58985.2431 | 234002.4804
2984 | 1002.061 | 1002.061 | 1002.061 | 975.4668 | 975.4668 | 1799.55 | 1849451.4015 | 351168.065 | 159293.7362 | 48747.0818 | 195532.3295
2985 | 965.107 | 965.107 | 965.107 | 939.4936 | 939.4936 | 1840.1 | 1821828.2596 | 338217.6911 | 153419.3027 | 46949.3872 | 150225.0245
2986 | 1411.917 | 1475.344 | 1411.916 | 1436.1892 | 1411.917 | 1852.75 | 2768360.301 | 508290.12 | 230566.0461 | 0 | 207904.7783
2987 | 1427.898 | 1427.898 | 1427.898 | 1390.0024 | 1390.0024 | 1792.6 | 2640523.7772 | 500400.8516 | 226987.3863 | 69462.698 | 288286.4906
2988 | 1337.421 | 1337.421 | 1337.421 | 1301.9266 | 1301.9266 | 1775.35 | 2445430.2706 | 468693.5673 | 212604.6098 | 65061.2796 | 292477.8052
2989 | 1072.122 | 1072.122 | 1072.122 | 1043.6685 | 1043.6685 | 1756.45 | 1928076.5505 | 375720.648 | 170431.0606 | 52155.3267 | 254185.455
2990 | 1193.708 | 1193.708 | 1193.708 | 1162.0276 | 1162.0276 | 1832.95 | 2244983.5242 | 418329.9506 | 189759.1137 | 58070.0991 | 194116.7173
2991 | 980.197 | 980.197 | 980.197 | 954.1831 | 954.1831 | 1911.15 | 1923858.2331 | 343505.9182 | 155818.1012 | 47683.4677 | 84779.169
2992 | 1206.253 | 1206.253 | 1206.253 | 1174.2397 | 1174.2397 | 1908 | 2355914.1797 | 422726.2931 | 191753.3435 | 58680.3734 | 108030.0527
2993 | 1386.057 | 655.017 | 655.017 | 637.6332 | 637.6332 | 1888 | 1265155.2306 | 229547.9541 | 104125.5025 | 1371860.8146 | 71414.9191
2994 | 1219.223 | 257.252 | 257.252 | 250.4247 | 250.4247 | 1810.35 | 478361.7288 | 90152.882 | 40894.349 | 1775807.3349 | 47493.0391
2995 | 1409.584 | 1409.584 | 1409.584 | 1372.1744 | 1372.1744 | 1763.25 | 2545476.5075 | 493982.7873 | 224076.081 | 127117.7899 | 324862.2914
2996 | 1578.4 | 1578.4 | 1578.4 | 1536.5101 | 1536.5101 | 1810.7 | 2923475.6291 | 553143.6448 | 250912.1033 | 142341.797 | 290861.3666
2997 | 1444.8 | 1444.8 | 1444.8 | 1406.4558 | 1406.4558 | 1833.95 | 2708431.3484 | 506324.0864 | 229674.2314 | 130293.6064 | 233541.9849
2998 | 1684 | 1684 | 1684 | 1639.3076 | 1639.3076 | 1862.2 | 3200896.4964 | 590150.7209 | 267698.9242 | 151864.9178 | 225896.5815
2999 | 1376.8 | 1376.8 | 1376.8 | 1340.2605 | 1340.2605 | 1854.3 | 2614825.0103 | 482493.7723 | 218864.5362 | 124161.2938 | 195275.9517
3000 | 0 | 0 | 0 | 0 | 0 | 1837.05 | 0 | 0 | 0 | 0 | 0
3001 | 0 | 0 | 0 | 0 | 0 | 1762.4 | 0 | 0 | 0 | 0 | 0
3002 | 0 | 0 | 0 | 0 | 0 | 1808.65 | 0 | 0 | 0 | 0 | 0
3003 | 0 | 0 | 0 | 0 | 0 | 1801.25 | 0 | 0 | 0 | 0 | 0
3004 | 0 | 0 | 0 | 0 | 0 | 1794.35 | 0 | 0 | 0 | 0 | 0
3005 | 0 | 0 | 0 | 0 | 0 | 1749.2 | 0 | 0 | 0 | 0 | 0
3006 | 0 | 0 | 0 | 0 | 0 | 1761.1 | 0 | 0 | 0 | 0 | 0
3007 | 781.83 | 781.83 | 781.83 | 761.0807 | 761.0807 | 1716.25 | 1374546.3703 | 273989.0369 | 124284.4715 | 38033.5438 | 215956.6367
3008 | 709.607 | 709.607 | 709.607 | 690.7744 | 690.7744 | 1683.1 | 1226265.913 | 248678.7901 | 112803.4623 | 34520.1245 | 218906.4128
3009 | 1534.229 | 1534.229 | 1534.229 | 1493.5114 | 1493.5114 | 1569.25 | 2483415.681 | 537664.1035 | 243890.4114 | 74635.3631 | 643330.035
3010 | 1020.516 | 1402.418 | 1020.516 | 1365.1986 | 1020.516 | 1571.95 | 1699984.6407 | 367385.76 | 166650.2628 | 0 | 436831.8738
3011 | 1287.992 | 1287.992 | 1287.992 | 1253.8094 | 1253.8094 | 1541.35 | 2039901.2853 | 451371.382 | 204747.0741 | 62656.7159 | 575059.6788
3012 | 1475.707 | 2038.282 | 1475.707 | 1984.1871 | 1475.707 | 1501.65 | 2346657.7656 | 531254.52 | 240982.9531 | 0 | 735418.5834
3013 | 1238.1 | 2001.543 | 1238.1 | 1948.4231 | 1238.1 | 1419.85 | 1859255.4051 | 445716 | 202181.73 | 0 | 718283.715
3014 | 1241.662 | 1804.699 | 1241.662 | 1756.8033 | 1241.662 | 1477.15 | 1942546.8649 | 446998.32 | 202763.4046 | 0 | 649202.9767
3015 | 1191.082 | 1814.425 | 1191.082 | 1766.2711 | 1191.082 | 1641.7 | 2074298.1723 | 428789.52 | 194503.6906 | 0 | 426764.6806
3016 | 1159.838 | 1532.722 | 1159.838 | 1492.0444 | 1159.838 | 1751.5 | 2158270.8984 | 417541.68 | 189401.5454 | 0 | 288219.743
3017 | 1030.094 | 774.089 | 774.089 | 753.5451 | 753.5451 | 1770.8 | 1413330.4275 | 271276.236 | 123053.9148 | 506914.1338 | 172712.5369
3018 | 1147.534 | 1147.534 | 1147.534 | 1117.0791 | 1117.0791 | 1773.7 | 2095083.2644 | 402148.4664 | 182419.0127 | 55823.8808 | 252794.9943
3019 | 1455.483 | 1455.483 | 1455.483 | 1416.8553 | 1416.8553 | 1821.2 | 2723615.4772 | 510067.8989 | 231372.4663 | 131257.0107 | 253333.7231
3020 | 1283.2 | 1283.2 | 1283.2 | 1249.1446 | 1249.1446 | 1814.5 | 2390982.9812 | 449692.0458 | 203985.3085 | 115720.3459 | 231716.318
3021 | 1238.4 | 1238.4 | 1238.4 | 1205.5335 | 1205.5335 | 1796.55 | 2283109.7458 | 433992.0741 | 196863.6269 | 111680.2341 | 245265.7985
3022 | 1134.4 | 1134.4 | 1134.4 | 1104.2936 | 1104.2936 | 1842 | 2144180.6105 | 397545.7113 | 180331.1518 | 102301.403 | 174478.3955
3023 | 1165.6 | 1165.6 | 1165.6 | 1134.6656 | 1134.6656 | 1817.3 | 2174268.93 | 408479.6201 | 185290.8943 | 105115.0523 | 207303.4072
3024 | 0 | 0 | 0 | 0 | 0 | 1731.5 | 0 | 0 | 0 | 0 | 0
3025 | 0 | 0 | 0 | 0 | 0 | 1755.9 | 0 | 0 | 0 | 0 | 0
3026 | 0 | 0 | 0 | 0 | 0 | 1720.85 | 0 | 0 | 0 | 0 | 0
3027 | 0 | 0 | 0 | 0 | 0 | 1704.9 | 0 | 0 | 0 | 0 | 0
3028 | 0 | 0 | 0 | 0 | 0 | 1699.1 | 0 | 0 | 0 | 0 | 0
3029 | 0 | 0 | 0 | 0 | 0 | 1696.45 | 0 | 0 | 0 | 0 | 0
3030 | 0 | 0 | 0 | 0 | 0 | 1704.75 | 0 | 0 | 0 | 0 | 0
3031 | 1273.643 | 1273.643 | 1273.643 | 1239.8412 | 1239.8412 | 1738.15 | 2267409.5062 | 446342.8353 | 202466.0694 | 61958.6827 | 324652.4206
3032 | 802.242 | 802.242 | 802.242 | 780.9509 | 780.9509 | 1755.95 | 1446286.2787 | 281142.3365 | 127529.2876 | 39026.5228 | 190591.0756
3033 | 1200.115 | 1200.115 | 1200.115 | 1168.2646 | 1168.2646 | 1847.05 | 2281714.7014 | 420575.2568 | 190777.6095 | 58381.7793 | 178686.0709
3034 | 1471.92 | 1471.92 | 1471.92 | 1432.856 | 1432.856 | 1826.25 | 2773024.6599 | 515828.1764 | 233985.3923 | 71604.2284 | 248958.7379
3035 | 1380.935 | 1710.971 | 1380.935 | 1665.5628 | 1380.935 | 1770.8 | 2584394.2566 | 497136.6 | 225506.6855 | 0 | 316510.302
3036 | 1423.39 | 1872.505 | 1423.39 | 1822.8097 | 1423.39 | 1668.8 | 2510971.3608 | 512420.4 | 232439.587 | 0 | 471426.768
3037 | 1393.065 | 1393.065 | 1393.065 | 1356.0938 | 1356.0938 | 1635.85 | 2335755.0959 | 488193.7732 | 221450.1199 | 67768.1833 | 493821.5625
3038 | 1542.057 | 1993.546 | 1542.056 | 1940.6384 | 1542.057 | 1758.95 | 2861762.6511 | 555140.52 | 251817.9081 | 0 | 371712.8399
3039 | 1458.87 | 2453.81 | 1458.87 | 2388.6872 | 1458.87 | 1821.15 | 2805277.3978 | 525193.2 | 238233.471 | 0 | 260918.8995
3040 | 2088.377 | 301.25 | 301.25 | 293.255 | 293.255 | 1819.45 | 562941.9262 | 105571.7961 | 47888.5397 | 3290458.6457 | 52947.1883
3041 | 1746.298 | 303.842 | 303.842 | 295.7782 | 295.7782 | 1836.25 | 572050.3266 | 106480.1516 | 48300.5799 | 2658802.7953 | 48433.6801
3042 | 1528.475 | 60.203 | 60.203 | 58.6052 | 58.6052 | 1826.95 | 112914.4611 | 21097.8883 | 9570.2365 | 2694271.2605 | 10141.6377
3043 | 1628.348 | 1014.229 | 1014.229 | 987.3119 | 987.3119 | 1805.75 | 1874359.5905 | 355432.2895 | 161228.0358 | 2178240.616 | 191785.3395
3044 | 1763.2 | 1763.2 | 1763.2 | 1716.4056 | 1716.4056 | 1852.35 | 3337585.0215 | 617906.028 | 280289.0399 | 159007.2583 | 253427.2917
3045 | 1925.6 | 1796.003 | 1796.003 | 1748.3381 | 1748.3381 | 1824.25 | 3343792.6705 | 629401.7014 | 285503.6051 | 602336.0739 | 307270.414
3046 | 2003.2 | 1796.003 | 1796.003 | 1748.3381 | 1748.3381 | 1876 | 3441333.0295 | 629401.7014 | 285503.6051 | 866020.8739 | 216793.9194
3047 | 1744 | 1744 | 1744 | 1697.7152 | 1697.7152 | 1865.25 | 3329691.602 | 611177.4687 | 277236.8907 | 157275.7818 | 228767.122
3048 | 0 | 0 | 0 | 0 | 0 | 1847.5 | 0 | 0 | 0 | 0 | 0
3049 | 0 | 0 | 0 | 0 | 0 | 1827.05 | 0 | 0 | 0 | 0 | 0
3050 | 0 | 0 | 0 | 0 | 0 | 1791.7 | 0 | 0 | 0 | 0 | 0
3051 | 0 | 0 | 0 | 0 | 0 | 1742.1 | 0 | 0 | 0 | 0 | 0
3052 | 0 | 0 | 0 | 0 | 0 | 1715.8 | 0 | 0 | 0 | 0 | 0
3053 | 0 | 0 | 0 | 0 | 0 | 1754.15 | 0 | 0 | 0 | 0 | 0
3054 | 0 | 0 | 0 | 0 | 0 | 1795.55 | 0 | 0 | 0 | 0 | 0
3055 | 1371.414 | 0 | 0 | 0 | 0 | 1780.15 | 0 | 0 | 0 | 2513801.862 | 0
3056 | 1360.451 | 0 | 0 | 0 | 0 | 1763.95 | 0 | 0 | 0 | 2493706.683 | 0
3057 | 1498.823 | 0 | 0 | 0 | 0 | 1870.3 | 0 | 0 | 0 | 2747342.559 | 0
3058 | 2067.103 | 1611.292 | 1611.292 | 1568.5292 | 1568.5292 | 1818.25 | 3017133.194 | 564670.5079 | 256140.8165 | 913885.7961 | 285080.1801
3059 | 1900.996 | 1900.996 | 1900.996 | 1850.5446 | 1850.5446 | 1743.7 | 3425761.7907 | 666196.0569 | 302193.9336 | 92477.4116 | 474294.5816
3060 | 2047.677 | 2047.677 | 2047.677 | 1993.3328 | 1993.3328 | 1658.95 | 3506144.0738 | 717599.7967 | 325511.2411 | 99612.9759 | 679826.1408
3061 | 1737.954 | 1737.954 | 1737.954 | 1691.8296 | 1691.8296 | 1666.05 | 2966734.8651 | 609058.6734 | 276275.7816 | 84545.9367 | 564986.511
3062 | 1834.925 | 1834.925 | 1834.925 | 1786.2271 | 1786.2271 | 1817.7 | 3433257.1082 | 643041.7527 | 291690.8839 | 89263.2675 | 325629.1987
3063 | 1799.821 | 1003.154 | 1003.154 | 976.5308 | 976.5308 | 1850.7 | 1910221.815 | 351551.1023 | 159467.4861 | 1509090.8638 | 145796.0544
3064 | 1674.824 | 182.203 | 182.203 | 177.3674 | 177.3674 | 1828.15 | 342479.4268 | 63852.2754 | 28964.1016 | 2744837.8897 | 30480.5931
3065 | 1838.59 | 315.54 | 315.54 | 307.1657 | 307.1657 | 1885.05 | 609116.306 | 110579.6666 | 50160.1654 | 2807100.6678 | 35308.7019
3066 | 1892.738 | 64.536 | 64.536 | 62.8232 | 62.8232 | 1836.15 | 121423.0891 | 22616.3699 | 10259.0367 | 3354233.7372 | 10293.5895
3067 | 1857.119 | 1031.826 | 1031.826 | 1004.4419 | 1004.4419 | 1846.55 | 1955105.3442 | 361599.0842 | 164025.3623 | 2897396.7842 | 154131.6096
3068 | 1924 | 1796.003 | 1796.003 | 1748.3381 | 1748.3381 | 1873.5 | 3441398.4938 | 629401.7014 | 285503.6051 | 596899.2739 | 221164.7645
3069 | 1824.8 | 1796.003 | 1796.003 | 1748.3381 | 1748.3381 | 1832.25 | 3361949.3054 | 629401.7014 | 285503.6051 | 259817.6739 | 293283.7095
3070 | 2112.8 | 1796.003 | 1796.003 | 1748.3381 | 1748.3381 | 1876 | 3440833.491 | 629401.7014 | 285503.6051 | 1238441.6739 | 216793.9194
3071 | 1693.6 | 1693.6 | 1693.6 | 1648.6528 | 1648.6528 | 1865.25 | 3238319.5193 | 593515.0005 | 269224.9989 | 152730.656 | 222155.962
3072 | 0 | 0 | 0 | 0 | 0 | 1848.7 | 0 | 0 | 0 | 0 | 0
3073 | 0 | 0 | 0 | 0 | 0 | 1827.05 | 0 | 0 | 0 | 0 | 0
3074 | 0 | 0 | 0 | 0 | 0 | 1812.85 | 0 | 0 | 0 | 0 | 0
3075 | 0 | 0 | 0 | 0 | 0 | 1805.25 | 0 | 0 | 0 | 0 | 0
3076 | 0 | 0 | 0 | 0 | 0 | 1777.45 | 0 | 0 | 0 | 0 | 0
3077 | 0 | 0 | 0 | 0 | 0 | 1754.15 | 0 | 0 | 0 | 0 | 0
3078 | 0 | 0 | 0 | 0 | 0 | 1774.4 | 0 | 0 | 0 | 0 | 0
3079 | 1151.437 | 455.678 | 455.678 | 443.5846 | 443.5846 | 1770.1 | 826847.728 | 159690.4395 | 72437.3577 | 1297493.533 | 101980.089
3080 | 1016.173 | 1016.173 | 1016.173 | 989.2043 | 989.2043 | 1743.1 | 1817595.0809 | 356113.5561 | 161537.0659 | 49433.5858 | 254126.5905
3081 | 1393.713 | 1393.713 | 1393.713 | 1356.7246 | 1356.7246 | 1809.55 | 2589060.8426 | 488420.862 | 221553.1299 | 67799.7065 | 258388.2033
3082 | 1742.288 | 1742.288 | 1742.288 | 1696.0486 | 1696.0486 | 1789.05 | 3202973.5291 | 610577.5055 | 276964.7407 | 84756.772 | 357781.4577
3083 | 1918.198 | 1918.198 | 1918.198 | 1867.2901 | 1867.2901 | 1732.05 | 3423118.5644 | 672224.4255 | 304928.4686 | 93314.2342 | 500340.3745
3084 | 1389.518 | 2006.924 | 1389.518 | 1953.6613 | 1389.518 | 1605.95 | 2355262.9411 | 500226.48 | 226908.2894 | 0 | 547539.5679
3085 | 1454.847 | 1953.522 | 1454.846 | 1901.6766 | 1454.847 | 1603.2 | 2460174.6012 | 523744.92 | 237576.5151 | 0 | 577283.2896
3086 | 1572.945 | 1650.216 | 1572.945 | 1606.4202 | 1572.945 | 1552.95 | 2579636.0241 | 566260.2 | 256861.9185 | 0 | 703185.0622
3087 | 1407.007 | 1146.662 | 1146.662 | 1116.2302 | 1116.2302 | 1592.25 | 1875702.1007 | 401842.8776 | 182280.3942 | 532993.8457 | 455142.8704
3088 | 1270.866 | 256.707 | 256.707 | 249.8941 | 249.8941 | 1769.4 | 466717.182 | 89961.889 | 40807.7124 | 1871441.4264 | 57625.5878
3089 | 1921.03 | 116.641 | 116.641 | 113.5454 | 113.5454 | 1815.4 | 217021.0903 | 40876.3481 | 18541.9657 | 3313119.2508 | 20960.483
3090 | 1338.785 | 17.654 | 17.654 | 17.1855 | 17.1855 | 1807 | 32728.8791 | 6186.7701 | 2806.3877 | 2422491.934 | 3316.7962
3091 | 1455.323 | 1455.323 | 1455.323 | 1416.6995 | 1416.6995 | 1788.9 | 2668046.8576 | 510011.8275 | 231347.0318 | 131242.5818 | 299065.2689
3092 | 1472 | 1472 | 1472 | 1432.9339 | 1432.9339 | 1852.35 | 2792749.2518 | 515856.2121 | 233998.1095 | 132746.5314 | 211572.6937
3093 | 1682.4 | 1682.4 | 1682.4 | 1637.75 | 1637.75 | 1873.05 | 3221368.1253 | 589590.0076 | 267444.5785 | 151720.6281 | 207912.3652
3094 | 1751.2 | 1751.2 | 1751.2 | 1704.7241 | 1704.7241 | 1876 | 3357317.0797 | 613700.6784 | 278381.4466 | 157925.0855 | 211385.7892
3095 | 1388 | 1388 | 1388 | 1351.1632 | 1351.1632 | 1865.25 | 2652605.7784 | 486418.7652 | 220644.9565 | 125171.3218 | 182069.2461
3096 | 0 | 0 | 0 | 0 | 0 | 1848.7 | 0 | 0 | 0 | 0 | 0
3097 | 0 | 0 | 0 | 0 | 0 | 1777.05 | 0 | 0 | 0 | 0 | 0
3098 | 0 | 0 | 0 | 0 | 0 | 1812.85 | 0 | 0 | 0 | 0 | 0
3099 | 0 | 0 | 0 | 0 | 0 | 1804.05 | 0 | 0 | 0 | 0 | 0
3100 | 0 | 0 | 0 | 0 | 0 | 1764.3 | 0 | 0 | 0 | 0 | 0
3101 | 0 | 0 | 0 | 0 | 0 | 1712.45 | 0 | 0 | 0 | 0 | 0
3102 | 0 | 0 | 0 | 0 | 0 | 1724.75 | 0 | 0 | 0 | 0 | 0
3103 | 596.8 | 542.222 | 542.222 | 527.8317 | 527.8317 | 1721.3 | 957234.7926 | 190019.4205 | 86194.9205 | 126418.8504 | 147106.7014
3104 | 559.198 | 559.198 | 559.198 | 544.3572 | 544.3572 | 1726.4 | 991568.0779 | 195968.5884 | 88893.5291 | 27203.2049 | 148936.1272
3105 | 533.643 | 533.643 | 533.643 | 519.4804 | 519.4804 | 1772 | 971796.9835 | 187012.9461 | 84831.1503 | 25960.0354 | 118441.5325
3106 | 918.03 | 918.03 | 918.03 | 893.666 | 893.666 | 1726.65 | 1631928.2152 | 321719.7543 | 145935.6552 | 44659.2408 | 244283.5968
3107 | 967.693 | 967.693 | 967.693 | 942.011 | 942.011 | 1522.7 | 1520611.5674 | 339123.9439 | 153830.389 | 47075.1879 | 449621.829
3108 | 627.109 | 1354.73 | 627.108 | 1318.7762 | 627.109 | 1480.05 | 980709.8251 | 225759.24 | 102406.8997 | 0 | 326065.3246
3109 | 812.063 | 1297.08 | 812.062 | 1262.6562 | 812.063 | 1477.3 | 1261070.2197 | 292342.68 | 132609.8879 | 0 | 424465.3301
3110 | 905.477 | 1552.582 | 905.477 | 1511.3773 | 905.477 | 1678.35 | 1606076.3656 | 325971.72 | 147864.3941 | 0 | 291246.6771
3111 | 596.201 | 2120.267 | 596.201 | 2063.9963 | 596.201 | 1700 | 1071427.7376 | 214632.36 | 97359.6233 | 0 | 178860.3
3112 | 817.356 | 817.356 | 817.356 | 795.6638 | 795.6638 | 1658.25 | 1392835.2759 | 286438.9742 | 129931.9014 | 39761.7708 | 271918.1096
3113 | 855.171 | 855.171 | 855.171 | 832.4752 | 832.4752 | 1827.05 | 1600700.5535 | 299691.082 | 135943.2047 | 41601.3503 | 143976.5907
3114 | 864.861 | 864.861 | 864.861 | 841.9081 | 841.9081 | 1822.65 | 1615647.8001 | 303086.9018 | 137483.5863 | 42072.738 | 149312.3945
3115 | 824.194 | 824.194 | 824.194 | 802.3203 | 802.3203 | 1826.9 | 1541693.5548 | 288835.3226 | 131018.9116 | 74326.6948 | 138881.651
3116 | 626.4 | 626.4 | 626.4 | 609.7757 | 609.7757 | 1873.5 | 1200308.6779 | 219519.2468 | 99576.3694 | 56489.4207 | 77136.6242
3117 | 780 | 780 | 780 | 759.2992 | 759.2992 | 1832.25 | 1459546.2383 | 273347.7211 | 123993.5635 | 70341.2327 | 127372.445
3118 | 831.2 | 831.2 | 831.2 | 809.1404 | 809.1404 | 1876 | 1596243.871 | 291290.5458 | 132132.6282 | 74958.5034 | 100333.4102
3119 | 764 | 764 | 764 | 743.7239 | 743.7239 | 1865.25 | 1463325.1172 | 267740.5883 | 121450.1058 | 68898.3356 | 100216.7897
3120 | 0 | 0 | 0 | 0 | 0 | 1847.5 | 0 | 0 | 0 | 0 | 0
3121 | 0 | 0 | 0 | 0 | 0 | 1777.05 | 0 | 0 | 0 | 0 | 0
3122 | 0 | 0 | 0 | 0 | 0 | 1712.15 | 0 | 0 | 0 | 0 | 0
3123 | 0 | 0 | 0 | 0 | 0 | 1704.55 | 0 | 0 | 0 | 0 | 0
3124 | 0 | 0 | 0 | 0 | 0 | 1699.1 | 0 | 0 | 0 | 0 | 0
3125 | 0 | 0 | 0 | 0 | 0 | 1674.8 | 0 | 0 | 0 | 0 | 0
3126 | 0 | 0 | 0 | 0 | 0 | 1646 | 0 | 0 | 0 | 0 | 0
3127 | 1606.824 | 1606.824 | 1606.824 | 1564.1798 | 1564.1798 | 1680 | 2767170.5246 | 563104.7161 | 255430.556 | 78166.8791 | 500537.5254
3128 | 1031.203 | 1031.203 | 1031.203 | 1003.8354 | 1003.8354 | 1575.05 | 1666419.5148 | 361380.7564 | 163926.3265 | 50164.7475 | 426579.8679
3129 | 1251.649 | 1251.649 | 1251.649 | 1218.4309 | 1218.4309 | 1721.6 | 2216906.8881 | 438635.1304 | 198969.7689 | 60888.7445 | 339211.1675
3130 | 1182.361 | 1182.361 | 1182.361 | 1150.9818 | 1150.9818 | 1696.45 | 2068740.4394 | 414353.4421 | 187955.3253 | 57518.1036 | 349380.5204
3131 | 1327.158 | 1327.158 | 1327.158 | 1291.936 | 1291.936 | 1305.6 | 1792816.8432 | 465096.9421 | 210973.1407 | 64562.0173 | 897120.3238
3132 | 662.126 | 1327.491 | 662.125 | 1292.2601 | 662.126 | 1300.95 | 912322.3005 | 238365.36 | 108125.1758 | 0 | 462859.1803
3133 | 803.013 | 1412.623 | 803.013 | 1375.1328 | 803.013 | 1522.2 | 1288658.3849 | 289084.68 | 131132.0229 | 0 | 383679.6114
3134 | 839.44 | 1837.737 | 839.439 | 1788.9645 | 839.44 | 1615.5 | 1433071.8856 | 302198.4 | 137080.552 | 0 | 322764.68
3135 | 881.612 | 2547.58 | 881.612 | 2479.9686 | 881.612 | 1770.75 | 1651228.7737 | 317380.32 | 143967.2396 | 0 | 202109.551
3136 | 723.729 | 1664.172 | 723.729 | 1620.0058 | 723.729 | 1819.45 | 1390918.8188 | 260542.44 | 118184.9457 | 0 | 130669.2709
3137 | 1037.81 | 737.685 | 737.685 | 718.1072 | 718.1072 | 1851.55 | 1400682.6049 | 258518.6072 | 117266.9127 | 586015.1549 | 106603.0201
3138 | 1280.783 | 159.968 | 159.968 | 155.7225 | 155.7225 | 1826.95 | 300236.7915 | 56060.1131 | 25429.4902 | 2062235.8296 | 26947.7849
3139 | 1299.258 | 384.434 | 384.434 | 374.2313 | 374.2313 | 1822.4 | 718414.6773 | 134723.2792 | 61111.9764 | 1695573.8839 | 66463.4844
3140 | 1091.2 | 1091.2 | 1091.2 | 1062.2401 | 1062.2401 | 1870.2 | 2091891.7724 | 382406.4529 | 173463.816 | 53083.4108 | 137878.7711
3141 | 1475.2 | 1475.2 | 1475.2 | 1436.049 | 1436.049 | 1824.25 | 2752034.4011 | 516977.6386 | 234506.8011 | 71763.7899 | 252385.6111
3142 | 901.6 | 901.6 | 901.6 | 877.672 | 877.672 | 1876 | 1728281.4587 | 315961.9299 | 143323.8421 | 43859.9736 | 108831.3314
3143 | 1424.8 | 1424.8 | 1424.8 | 1386.9866 | 1386.9866 | 1865.25 | 2722036.5646 | 499315.1705 | 226494.9093 | 69311.9902 | 186896.4423
3144 | 0 | 0 | 0 | 0 | 0 | 1848.7 | 0 | 0 | 0 | 0 | 0
3145 | 0 | 0 | 0 | 0 | 0 | 1821 | 0 | 0 | 0 | 0 | 0
3146 | 0 | 0 | 0 | 0 | 0 | 1813.8 | 0 | 0 | 0 | 0 | 0
3147 | 0 | 0 | 0 | 0 | 0 | 1806.2 | 0 | 0 | 0 | 0 | 0
3148 | 0 | 0 | 0 | 0 | 0 | 1802.05 | 0 | 0 | 0 | 0 | 0
3149 | 0 | 0 | 0 | 0 | 0 | 1799.8 | 0 | 0 | 0 | 0 | 0
3150 | 0 | 0 | 0 | 0 | 0 | 1800.35 | 0 | 0 | 0 | 0 | 0
3151 | 1360.959 | 1360.959 | 1360.959 | 1324.8399 | 1324.8399 | 1751.75 | 2447634.6905 | 476942.3604 | 216346.354 | 66206.3285 | 328891.5027
3152 | 1089.279 | 1089.279 | 1089.279 | 1060.3701 | 1060.3701 | 1721.2 | 1928143.228 | 381733.2465 | 173158.4421 | 52989.9602 | 295631.192
3153 | 1352.296 | 1352.296 | 1352.296 | 1316.4068 | 1316.4068 | 1761.75 | 2451811.682 | 473906.4485 | 214969.2307 | 65784.9011 | 313633.9204
3154 | 1592.847 | 1592.847 | 1592.847 | 1550.5737 | 1550.5737 | 1766.05 | 2902560.8663 | 558206.5352 | 253208.6867 | 77486.9425 | 362756.7192
3155 | 1626.609 | 1626.609 | 1626.609 | 1583.4397 | 1583.4397 | 1622.7 | 2724615.189 | 570038.2862 | 258575.7004 | 79129.3564 | 597431.7927
3156 | 1541.713 | 1541.713 | 1541.713 | 1500.7968 | 1500.7968 | 1448.25 | 2301063.9009 | 540286.8399 | 245080.1138 | 74999.4359 | 828064.622
3157 | 1622.298 | 1622.298 | 1622.298 | 1579.2431 | 1579.2431 | 1514.75 | 2527189.4296 | 568527.5144 | 257890.3975 | 78919.64 | 766327.7121
3158 | 1448.694 | 1448.694 | 1448.694 | 1410.2465 | 1410.2465 | 1721 | 2566590.9246 | 507688.7224 | 230293.2454 | 70474.3573 | 393458.7598
3159 | 1620.387 | 1615.205 | 1615.205 | 1572.3383 | 1572.3383 | 1812 | 3016602.8138 | 566041.8023 | 256762.8509 | 88073.1941 | 295599.6079
3160 | 1509.994 | 1063.221 | 1063.221 | 1035.0037 | 1035.0037 | 1807.65 | 1975474.4337 | 372601.3299 | 169016.1033 | 870657.2304 | 199082.9606
3161 | 1315.27 | 802.599 | 802.599 | 781.2985 | 781.2985 | 1836.8 | 1510971.6583 | 281267.4456 | 127586.0385 | 978769.8327 | 127507.9087
3162 | 1693.54 | 174.212 | 174.212 | 169.5885 | 169.5885 | 1800.8 | 322200.2446 | 61051.8631 | 27693.8034 | 2793403.0839 | 33782.0309
3163 | 1887.87 | 1745.434 | 1745.434 | 1699.1111 | 1699.1111 | 1755.25 | 3139603.34 | 611680.0079 | 277464.848 | 641402.6295 | 415857.4498
3164 | 1574.4 | 1574.4 | 1574.4 | 1532.6163 | 1532.6163 | 1850.6 | 2981897.76 | 551741.8616 | 250276.2389 | 141981.0728 | 228972.8726
3165 | 1738.4 | 1738.4 | 1738.4 | 1692.2638 | 1692.2638 | 1813.1 | 3224434.817 | 609214.9722 | 276346.6805 | 156770.7678 | 316284.1064
3166 | 1488 | 1488 | 1488 | 1448.5093 | 1448.5093 | 1862.2 | 2833130.1547 | 521463.3448 | 236541.5673 | 134189.4285 | 199604.5803
3167 | 1567.2 | 1567.2 | 1567.2 | 1525.6074 | 1525.6074 | 1854.3 | 2975950.7123 | 549218.6519 | 249131.6829 | 141331.7691 | 222280.9933
3168 | 0 | 0 | 0 | 0 | 0 | 1837.05 | 0 | 0 | 0 | 0 | 0
3169 | 0 | 0 | 0 | 0 | 0 | 1770.75 | 0 | 0 | 0 | 0 | 0
3170 | 0 | 0 | 0 | 0 | 0 | 1808.65 | 0 | 0 | 0 | 0 | 0
3171 | 0 | 0 | 0 | 0 | 0 | 1801.25 | 0 | 0 | 0 | 0 | 0
3172 | 0 | 0 | 0 | 0 | 0 | 1795.55 | 0 | 0 | 0 | 0 | 0
3173 | 0 | 0 | 0 | 0 | 0 | 1791.5 | 0 | 0 | 0 | 0 | 0
3174 | 0 | 0 | 0 | 0 | 0 | 1787.25 | 0 | 0 | 0 | 0 | 0
3175 | 1222.398 | 429.967 | 429.967 | 418.5559 | 418.5559 | 1779.4 | 786012.8179 | 150680.1277 | 68350.1801 | 1473442.5506 | 92333.4338
3176 | 1224.246 | 1224.246 | 1224.246 | 1191.7552 | 1191.7552 | 1691.45 | 2135676.5613 | 429031.8643 | 194613.6207 | 59555.6757 | 367716.0603
3177 | 1405.356 | 1405.356 | 1405.356 | 1368.0586 | 1368.0586 | 1598.7 | 2312444.2472 | 492501.1024 | 223403.9723 | 68366.1014 | 549001.9234
3178 | 1702.904 | 1702.904 | 1702.904 | 1657.7099 | 1657.7099 | 1552.25 | 2720751.5912 | 596775.5482 | 270704.0195 | 82840.8656 | 742239.5881
3179 | 1163.639 | 1253.185 | 1163.639 | 1219.9262 | 1163.639 | 1498.85 | 1841256.8736 | 418910.04 | 190022.2487 | 0 | 583157.6849
3180 | 1654.093 | 1654.093 | 1654.093 | 1610.1943 | 1610.1943 | 1463.15 | 2496095.8569 | 579669.9385 | 262944.7249 | 80466.3656 | 864432.7957
3181 | 1527.881 | 1527.881 | 1527.881 | 1487.3319 | 1487.3319 | 1426.25 | 2252740.3361 | 535439.4736 | 242881.2946 | 74326.5531 | 853356.6611
3182 | 1582.693 | 1838.104 | 1582.693 | 1789.3217 | 1582.693 | 1524.25 | 2561794.5296 | 569769.48 | 258453.7669 | 0 | 752966.1948
3183 | 1693.198 | 2492.347 | 1693.198 | 2426.2015 | 1693.198 | 1347 | 2415881.658 | 609551.28 | 276499.2334 | 0 | 1105658.294
3184 | 1547.887 | 1303.773 | 1303.773 | 1269.1716 | 1269.1716 | 1477.8 | 1987891.0124 | 456901.7671 | 207255.7183 | 510885.3734 | 662761.3966
3185 | 1494.49 | 819.577 | 819.577 | 797.8259 | 797.8259 | 1662.5 | 1406047.5124 | 287217.3144 | 130284.9651 | 1276985.3444 | 269266.2322
3186 | 1557.6 | 180.332 | 180.332 | 175.5461 | 175.5461 | 1761.7 | 326948.1692 | 63196.5913 | 28666.676 | 2533304.8225 | 41832.6325
3187 | 1736.8 | 1736.8 | 1736.8 | 1690.7063 | 1690.7063 | 1826.2 | 3259644.2471 | 608654.2589 | 276092.3347 | 156626.4781 | 293844.7506
3188 | 1518.4 | 1518.4 | 1518.4 | 1478.1025 | 1478.1025 | 1836.85 | 2864684.8488 | 532116.897 | 241374.1369 | 136930.933 | 241152.4215
3189 | 1556 | 1556 | 1556 | 1514.7046 | 1514.7046 | 1838.85 | 2940179.5091 | 545293.659 | 247351.2625 | 140321.7411 | 244094.6476
3190 | 1313.6 | 1313.6 | 1313.6 | 1278.7378 | 1278.7378 | 1844.4 | 2485670.6999 | 460345.598 | 208817.8782 | 118461.8503 | 198971.5973
3191 | 1468.8 | 1468.8 | 1468.8 | 1429.8188 | 1429.8188 | 1839.65 | 2771092.621 | 514734.7855 | 233489.418 | 132457.952 | 229271.4524
3192 | 0 | 0 | 0 | 0 | 0 | 1822.3 | 0 | 0 | 0 | 0 | 0
3193 | 0 | 0 | 0 | 0 | 0 | 1785.05 | 0 | 0 | 0 | 0 | 0
3194 | 0 | 0 | 0 | 0 | 0 | 1712.5 | 0 | 0 | 0 | 0 | 0
3195 | 0 | 0 | 0 | 0 | 0 | 1704.55 | 0 | 0 | 0 | 0 | 0
3196 | 0 | 0 | 0 | 0 | 0 | 1678.15 | 0 | 0 | 0 | 0 | 0
3197 | 0 | 0 | 0 | 0 | 0 | 1695.75 | 0 | 0 | 0 | 0 | 0
3198 | 0 | 0 | 0 | 0 | 0 | 1696.4 | 0 | 0 | 0 | 0 | 0
3199 | 1067.464 | 987.171 | 987.171 | 960.972 | 960.972 | 1700.95 | 1717213.8283 | 345949.9271 | 156926.7308 | 195199.7997 | 287378.6825
3200 | 1283.562 | 1283.562 | 1283.562 | 1249.497 | 1249.497 | 1676 | 2203081.6088 | 449818.9071 | 204042.8543 | 62441.2105 | 404837.0164
3201 | 1599.831 | 1599.831 | 1599.831 | 1557.3724 | 1557.3724 | 1780.7 | 2925317.1999 | 560654.0487 | 254318.906 | 77826.6918 | 341531.758
3202 | 1734.369 | 1734.369 | 1734.369 | 1688.3398 | 1688.3398 | 1789.05 | 3194061.5432 | 607802.3252 | 275705.8881 | 84371.5378 | 356155.2792
3203 | 1623.038 | 1813.254 | 1623.037 | 1765.1312 | 1623.038 | 1794.1 | 3088427.9656 | 584293.68 | 265042.1054 | 0 | 334183.5242
3204 | 1636.443 | 2028.64 | 1636.442 | 1974.801 | 1636.443 | 1707.55 | 2954987.3034 | 589119.48 | 267231.1419 | 0 | 478577.7554
3205 | 1725.917 | 1988.537 | 1725.916 | 1935.7623 | 1725.917 | 1686.4 | 3071357.4109 | 621330.12 | 281842.2461 | 0 | 541247.5712
3206 | 2012.075 | 2012.075 | 2012.075 | 1958.6756 | 1958.6756 | 1758.95 | 3636244.6161 | 705123.2255 | 319851.7298 | 97881.0518 | 472138.7597
3207 | 1948.007 | 2426.457 | 1948.007 | 2362.0602 | 1948.007 | 1829.85 | 3758638.682 | 701282.52 | 318109.5431 | 0 | 331453.3911
3208 | 1556.628 | 2152.081 | 1556.628 | 2094.9659 | 1556.628 | 1876.95 | 3075927.3307 | 560386.08 | 254197.3524 | 0 | 191543.0754
3209 | 1721.903 | 1111.597 | 1111.597 | 1082.0958 | 1082.0958 | 1907.4 | 2168715.5826 | 389554.4958 | 176706.2477 | 1172766.558 | 100202.0731
3210 | 1737.852 | 184.524 | 184.524 | 179.6268 | 179.6268 | 1876.95 | 354479.4006 | 64665.6601 | 29333.0619 | 2856226.7299 | 22103.0819
3211 | 1568.995 | 1568.995 | 1568.995 | 1527.3547 | 1527.3547 | 1867.7 | 3005667.1153 | 549847.7021 | 249417.0271 | 141493.6441 | 202069.0305
3212 | 1459.2 | 1459.2 | 1459.2 | 1420.4736 | 1420.4736 | 1873.5 | 2798934.2702 | 511370.5059 | 231963.3434 | 131592.2138 | 179689.9139
3213 | 1577.6 | 1577.6 | 1577.6 | 1535.7314 | 1535.7314 | 1873.05 | 3017874.6134 | 552863.2882 | 250784.9304 | 142269.6522 | 194961.0956
3214 | 1764.8 | 1764.8 | 1764.8 | 1717.9632 | 1717.9632 | 1876 | 3377580.9363 | 618466.7412 | 280543.3857 | 159151.548 | 213027.4331
3215 | 1724 | 1724 | 1724 | 1678.246 | 1678.246 | 1865.25 | 3285852.4522 | 604168.5527 | 274057.5685 | 155472.1605 | 226143.6458
3216 | 0 | 0 | 0 | 0 | 0 | 1848.7 | 0 | 0 | 0 | 0 | 0
3217 | 0 | 0 | 0 | 0 | 0 | 1827.05 | 0 | 0 | 0 | 0 | 0
3218 | 0 | 0 | 0 | 0 | 0 | 1812.85 | 0 | 0 | 0 | 0 | 0
3219 | 0 | 0 | 0 | 0 | 0 | 1805.25 | 0 | 0 | 0 | 0 | 0
3220 | 0 | 0 | 0 | 0 | 0 | 1799.8 | 0 | 0 | 0 | 0 | 0
3221 | 0 | 0 | 0 | 0 | 0 | 1796.45 | 0 | 0 | 0 | 0 | 0
3222 | 0 | 0 | 0 | 0 | 0 | 1796.75 | 0 | 0 | 0 | 0 | 0
3223 | 1482.886 | 0 | 0 | 0 | 0 | 1801.3 | 0 | 0 | 0 | 2718130.038 | 0
3224 | 905.259 | 0 | 0 | 0 | 0 | 1827.1 | 0 | 0 | 0 | 1659339.747 | 0
3225 | 1293.998 | 0 | 0 | 0 | 0 | 1872.7 | 0 | 0 | 0 | 2371898.334 | 0
3226 | 1538.464 | 7.637 | 7.637 | 7.4343 | 7.4343 | 1868.25 | 14635.0528 | 2676.3545 | 1214.0242 | 2806377.4068 | 979.4714
3227 | 1566.084 | 661.549 | 661.549 | 643.9919 | 643.9919 | 1794.8 | 1221554.6106 | 231837.0661 | 105163.8691 | 1690194.9106 | 132147.1277
3228 | 1519.876 | 963.627 | 963.627 | 938.0529 | 938.0529 | 1789.95 | 1769625.6617 | 337699.0313 | 153184.0328 | 1066481.8069 | 197038.0042
3229 | 2001.861 | 446.289 | 446.289 | 434.4447 | 434.4447 | 1754.6 | 800419.0778 | 156400.104 | 70944.8249 | 2873074.017 | 106612.7375
3230 | 1474.906 | 479.497 | 479.497 | 466.7714 | 466.7714 | 1809.7 | 889609.8774 | 168037.708 | 76223.7714 | 1847910.7016 | 88826.5995
3231 | 1790.369 | 1790.369 | 1790.369 | 1742.8536 | 1742.8536 | 1837.85 | 3370694.7771 | 627427.2898 | 284607.9901 | 87095.7598 | 282603.7084
3232 | 1829.06 | 954.289 | 954.289 | 928.9627 | 928.9627 | 1857 | 1813112.0135 | 334426.5685 | 151699.6073 | 1649878.3689 | 132841.6647
3233 | 1677.484 | 88.326 | 88.326 | 85.9819 | 85.9819 | 1901.9 | 171508.973 | 30953.4754 | 14040.8404 | 2917223.3931 | 8434.822
3234 | 2026.099 | 14.155 | 14.155 | 13.7793 | 13.7793 | 1857 | 26888.5525 | 4960.5602 | 2250.1652 | 3688581.9477 | 1970.4448
3235 | 1587.2 | 1587.2 | 1587.2 | 1545.0766 | 1545.0766 | 1847.75 | 2999520.028 | 556227.5678 | 252311.0051 | 143135.3904 | 235237.9089
3236 | 1344 | 1344 | 1344 | 1308.331 | 1308.331 | 1874.7 | 2575428.0384 | 470999.1502 | 213650.4478 | 121203.3548 | 163933.8709
3237 | 1775.2 | 1775.2 | 1775.2 | 1728.0872 | 1728.0872 | 1874.25 | 3400006.5489 | 622111.3775 | 282196.6332 | 160089.4311 | 217306.9603
3238 | 1706.4 | 1706.4 | 1706.4 | 1661.1131 | 1661.1131 | 1876 | 3267915.6167 | 598000.7067 | 271259.765 | 153884.9737 | 205978.0212
3239 | 1422.4 | 1422.4 | 1422.4 | 1384.6503 | 1384.6503 | 1865.25 | 2715055.2406 | 498474.1006 | 226113.3906 | 128273.5505 | 186581.6252
3240 | 0 | 0 | 0 | 0 | 0 | 1848.7 | 0 | 0 | 0 | 0 | 0
3241 | 0 | 0 | 0 | 0 | 0 | 1785.05 | 0 | 0 | 0 | 0 | 0
3242 | 0 | 0 | 0 | 0 | 0 | 1812.85 | 0 | 0 | 0 | 0 | 0
3243 | 0 | 0 | 0 | 0 | 0 | 1805.25 | 0 | 0 | 0 | 0 | 0
3244 | 0 | 0 | 0 | 0 | 0 | 1799.8 | 0 | 0 | 0 | 0 | 0
3245 | 0 | 0 | 0 | 0 | 0 | 1796.45 | 0 | 0 | 0 | 0 | 0
3246 | 0 | 0 | 0 | 0 | 0 | 1796.75 | 0 | 0 | 0 | 0 | 0
3247 | 1055.099 | 0 | 0 | 0 | 0 | 1800.1 | 0 | 0 | 0 | 1933996.467 | 0
3248 | 1425.043 | 317.227 | 317.227 | 308.808 | 308.808 | 1726.75 | 562042.5437 | 111170.8686 | 50428.3412 | 2046058.813 | 84381.7774
3249 | 1508.333 | 1508.333 | 1508.333 | 1468.3027 | 1468.3027 | 1830.7 | 2832619.3763 | 528588.9592 | 239773.8251 | 73375.605 | 248583.6411
3250 | 1700.252 | 1700.252 | 1700.252 | 1655.1282 | 1655.1282 | 1846.2 | 3231062.8825 | 595846.166 | 270282.4414 | 82711.8542 | 254558.7231
3251 | 1839.549 | 1839.549 | 1839.549 | 1790.7284 | 1790.7284 | 1711.7 | 3251322.7672 | 644662.2141 | 292425.9432 | 89488.2104 | 516266.9898
3252 | 1816.85 | 1816.85 | 1816.85 | 1768.6318 | 1768.6318 | 1604.7 | 3000740.6626 | 636707.4449 | 288817.5715 | 88383.9762 | 699140.1472
3253 | 1707.886 | 1707.886 | 1707.886 | 1662.5596 | 1662.5596 | 1483.7 | 2602346.8772 | 598521.4692 | 271495.9887 | 83083.2241 | 858379.5404
3254 | 1728.169 | 1728.169 | 1728.169 | 1682.3043 | 1682.3043 | 1767.45 | 3141607.3837 | 605629.5613 | 274720.2982 | 84069.9275 | 391219.8735
3255 | 1703.789 | 1703.789 | 1703.789 | 1658.5714 | 1658.5714 | 1821.15 | 3186123.6341 | 597085.6928 | 270844.7045 | 82883.918 | 296635.4893
3256 | 1569.14 | 1569.14 | 1569.14 | 1527.4959 | 1527.4959 | 1820.15 | 2927696.6795 | 549898.5167 | 249440.0772 | 76333.6723 | 274720.134
3257 | 1690.426 | 913.194 | 913.194 | 888.9583 | 888.9583 | 1864.2 | 1742587.9481 | 320024.9985 | 145166.8951 | 1469090.2408 | 120720.5411
3258 | 1602.301 | 197.738 | 197.738 | 192.4901 | 192.4901 | 1785.8 | 362039.3545 | 69296.4509 | 31433.6401 | 2584183.304 | 41231.3883
3259 | 1476.806 | 1476.806 | 1476.806 | 1437.6124 | 1437.6124 | 1768.2 | 2672461.3643 | 517540.4546 | 234762.1006 | 133179.9417 | 333238.5483
3260 | 1332.8 | 1332.8 | 1332.8 | 1297.4282 | 1297.4282 | 1774.35 | 2420408.5292 | 467074.1573 | 211870.0274 | 120193.3268 | 292764.6766
3261 | 1378.4 | 1378.4 | 1378.4 | 1341.818 | 1341.818 | 1772.3 | 2496580.5727 | 483054.4856 | 219118.8819 | 124305.5835 | 305531.9621
3262 | 1814.4 | 1796.003 | 1796.003 | 1748.3381 | 1748.3381 | 1876 | 3441509.6484 | 629401.7014 | 285503.6051 | 224478.4739 | 216793.9194
3263 | 1490.4 | 1490.4 | 1490.4 | 1450.8456 | 1450.8456 | 1865.25 | 2847682.7167 | 522304.4147 | 236923.0859 | 134405.8631 | 195501.4441
3264 | 0 | 0 | 0 | 0 | 0 | 1848.7 | 0 | 0 | 0 | 0 | 0
3265 | 0 | 0 | 0 | 0 | 0 | 1726.35 | 0 | 0 | 0 | 0 | 0
3266 | 0 | 0 | 0 | 0 | 0 | 1707.5 | 0 | 0 | 0 | 0 | 0
3267 | 0 | 0 | 0 | 0 | 0 | 1704.55 | 0 | 0 | 0 | 0 | 0
3268 | 0 | 0 | 0 | 0 | 0 | 1598.3 | 0 | 0 | 0 | 0 | 0
3269 | 0 | 0 | 0 | 0 | 0 | 1594.95 | 0 | 0 | 0 | 0 | 0
3270 | 0 | 0 | 0 | 0 | 0 | 1675.1 | 0 | 0 | 0 | 0 | 0
3271 | 1106.227 | 351.755 | 351.755 | 342.4196 | 342.4196 | 1680 | 605214.1346 | 123271.0611 | 55917.123 | 1400058.9384 | 109574.2765
3272 | 998.236 | 998.236 | 998.236 | 971.7434 | 971.7434 | 1625.6 | 1663654.7661 | 349827.6099 | 158685.6908 | 48561.0077 | 363820.7143
3273 | 1435.791 | 1435.791 | 1435.791 | 1397.6859 | 1397.6859 | 1772 | 2612869.1486 | 503166.9203 | 228242.1058 | 69846.6674 | 318672.3828
3274 | 1831.647 | 1831.647 | 1831.647 | 1783.0361 | 1783.0361 | 1722.4 | 3247587.6939 | 641892.9914 | 291169.793 | 89103.8032 | 494970.8178
3275 | 1511.408 | 1511.408 | 1511.408 | 1471.2961 | 1471.2961 | 1065.9 | 1661652.8645 | 529666.58 | 240262.6459 | 73525.194 | 1374337.6456
3276 | 1131.45 | 1131.45 | 1131.45 | 1101.4219 | 1101.4219 | 381.65 | 444467.2122 | 396511.8962 | 179862.2018 | 55041.4453 | 1782486.1866
3277 | 1343.015 | 1219.126 | 1219.126 | 1186.7711 | 1186.7711 | 718.95 | 898904.1656 | 427237.5818 | 193799.7142 | 286395.141 | 1520313.0672
3278 | 1463.195 | 1463.195 | 1463.195 | 1424.3626 | 1424.3626 | 1580.45 | 2375511.0355 | 512770.5369 | 232598.413 | 71179.7849 | 597591.3298
3279 | 1538.188 | 1538.188 | 1538.188 | 1497.3653 | 1497.3653 | 1695.75 | 2682452.0368 | 539051.5185 | 244519.7582 | 74827.9559 | 455573.4014
3280 | 1937.529 | 542.855 | 542.855 | 528.4479 | 528.4479 | 1819.45 | 1013270.925 | 190241.2527 | 86295.546 | 2582845.6119 | 95411.2727
3281 | 1784.662 | 538.556 | 538.556 | 524.263 | 524.263 | 1807.05 | 994929.6281 | 188734.6862 | 85612.1507 | 2310311.3352 | 101156.5492
3282 | 1641.186 | 149.819 | 149.819 | 145.8429 | 145.8429 | 1735.4 | 266328.1362 | 52503.4387 | 23816.1432 | 2740963.929 | 38590.0275
3283 | 1082.752 | 1082.752 | 1082.752 | 1054.0164 | 1054.0164 | 1717.8 | 1902360.3041 | 379445.8868 | 172120.8703 | 97643.7313 | 297443.4146
3284 | 1290.4 | 1290.4 | 1290.4 | 1256.1535 | 1256.1535 | 1774.35 | 2345563.8312 | 452215.2555 | 205129.8645 | 116369.6496 | 283451.0344
3285 | 1324.8 | 1324.8 | 1324.8 | 1289.6405 | 1289.6405 | 1773.9 | 2407400.9066 | 464270.5909 | 210598.2986 | 119471.8783 | 291587.7239
3286 | 1139.2 | 1139.2 | 1139.2 | 1108.9663 | 1108.9663 | 1873.6 | 2181080.411 | 399227.8511 | 181094.1891 | 102734.2722 | 140173.3344
3287 | 1259.2 | 1259.2 | 1259.2 | 1225.7815 | 1225.7815 | 1822.05 | 2349521.4929 | 441281.3466 | 200170.122 | 113556.0003 | 218127.8212
3288 | 0 | 0 | 0 | 0 | 0 | 1748.7 | 0 | 0 | 0 | 0 | 0
3289 | 0 | 0 | 0 | 0 | 0 | 1734.7 | 0 | 0 | 0 | 0 | 0
3290 | 0 | 0 | 0 | 0 | 0 | 1712.15 | 0 | 0 | 0 | 0 | 0
3291 | 0 | 0 | 0 | 0 | 0 | 1704.55 | 0 | 0 | 0 | 0 | 0
3292 | 0 | 0 | 0 | 0 | 0 | 1657.2 | 0 | 0 | 0 | 0 | 0
3293 | 0 | 0 | 0 | 0 | 0 | 1653.85 | 0 | 0 | 0 | 0 | 0
3294 | 0 | 0 | 0 | 0 | 0 | 1675.1 | 0 | 0 | 0 | 0 | 0
3295 | 1182.657 | 636.534 | 636.534 | 619.6407 | 619.6407 | 1700.6 | 1106104.9854 | 223070.6645 | 101187.332 | 1032008.8144 | 185520.436
3296 | 936.672 | 936.672 | 936.672 | 911.8132 | 911.8132 | 1655.05 | 1584715.3459 | 328252.7649 | 148899.1014 | 45566.1149 | 314529.9757
3297 | 1006.925 | 1006.925 | 1006.925 | 980.2018 | 980.2018 | 1772.35 | 1824365.1578 | 352872.6334 | 160066.9473 | 48983.7 | 223142.9305
3298 | 980.994 | 980.994 | 980.994 | 954.959 | 954.959 | 1789.4 | 1802265.236 | 343785.2235 | 155944.7972 | 47722.2393 | 201114.3557
3299 | 1100.227 | 1100.227 | 1100.227 | 1071.0276 | 1071.0276 | 1770.8 | 2010541.2639 | 385569.9271 | 174898.803 | 53522.5456 | 245479.5202
3300 | 1192.407 | 1290.228 | 1192.406 | 1255.9861 | 1192.407 | 1605.9 | 2024786.7647 | 429266.52 | 194720.0631 | 0 | 469927.5987
3301 | 1178.5 | 1297.261 | 1178.5 | 1262.8324 | 1178.5 | 1582.8 | 1965593.4238 | 424260 | 192449.05 | 0 | 491670.2
3302 | 1218.473 | 1595.479 | 1218.473 | 1553.1359 | 1218.473 | 1817.7 | 2333433.3178 | 438650.28 | 198976.6409 | 0 | 222127.6279
3303 | 1017.622 | 1164.527 | 1017.623 | 1133.6211 | 1017.622 | 1919.45 | 2054266.9984 | 366343.92 | 166177.6726 | 0 | 81969.4521
3304 | 339.258 | 2137.239 | 339.258 | 2080.5178 | 339.258 | 1920.15 | 683567.6277 | 122132.88 | 55400.8314 | 0 | 27089.7513
3305 | 224.739 | 1113.011 | 224.739 | 1083.4723 | 224.739 | 1907.4 | 449513.6627 | 80906.04 | 36699.8787 | 0 | 20810.8314
3306 | 209.471 | 228.341 | 209.471 | 222.281 | 209.471 | 1836.15 | 404088.191 | 75409.56 | 34206.6143 | 0 | 34321.8233
3307 | 115.054 | 115.054 | 115.054 | 112.0005 | 112.0005 | 1768.55 | 208345.2798 | 40320.1906 | 18289.6865 | 5597.0113 | 25922.5226
3308 | 0 | 0 | 0 | 0 | 0 | 1774.35 | 0 | 0 | 0 | 0 | 0
3309 | 0 | 0 | 0 | 0 | 0 | 1701.3 | 0 | 0 | 0 | 0 | 0
3310 | 0 | 0 | 0 | 0 | 0 | 1876 | 0 | 0 | 0 | 0 | 0
3311 | 0 | 0 | 0 | 0 | 0 | 1864.05 | 0 | 0 | 0 | 0 | 0
3312 | 0 | 0 | 0 | 0 | 0 | 1805.5 | 0 | 0 | 0 | 0 | 0
3313 | 0 | 0 | 0 | 0 | 0 | 1728.65 | 0 | 0 | 0 | 0 | 0
3314 | 0 | 0 | 0 | 0 | 0 | 1713.8 | 0 | 0 | 0 | 0 | 0
3315 | 0 | 0 | 0 | 0 | 0 | 1705.5 | 0 | 0 | 0 | 0 | 0
3316 | 0 | 0 | 0 | 0 | 0 | 1701.35 | 0 | 0 | 0 | 0 | 0
3317 | 0 | 0 | 0 | 0 | 0 | 1648.7 | 0 | 0 | 0 | 0 | 0
3318 | 0 | 0 | 0 | 0 | 0 | 1598.85 | 0 | 0 | 0 | 0 | 0
3319 | 79.923 | 185.795 | 79.922 | 180.8641 | 79.923 | 1629.7 | 135580.0855 | 28772.28 | 13051.4259 | 0 | 29595.4869
3320 | 156.96 | 1501.612 | 156.96 | 1461.76 | 156.96 | 1505.95 | 246067.5457 | 56505.6 | 25631.568 | 0 | 77546.088
3321 | 637.627 | 2459.958 | 637.627 | 2394.6721 | 637.627 | 1761.75 | 1172578.0818 | 229545.72 | 104124.4891 | 0 | 151914.6328
3322 | 1024.991 | 3160.301 | 1024.991 | 3076.4283 | 1024.991 | 1754.4 | 1885621.426 | 368996.76 | 167381.0303 | 0 | 251737.7896
3323 | 1410.943 | 2643.383 | 1410.943 | 2573.2291 | 1410.943 | 1491.1 | 2212474.0466 | 507939.48 | 230406.9919 | 0 | 718028.8927
3324 | 1071.439 | 2799.423 | 1071.439 | 2725.1278 | 1071.439 | 1105.45 | 1247445.6781 | 385718.04 | 174965.9887 | 0 | 958455.7574
3325 | 1560.347 | 3777.705 | 1560.347 | 3677.4468 | 1560.347 | 716.05 | 1173031.4474 | 561724.92 | 254804.6651 | 0 | 2003407.5307
3326 | 1408.139 | 2771.582 | 1408.139 | 2698.0257 | 1408.139 | 1721 | 2533731.3064 | 506930.04 | 229949.0987 | 0 | 392870.781
3327 | 996.949 | 219.652 | 219.652 | 213.8226 | 213.8226 | 1807 | 402606.3672 | 76976.12 | 34917.2233 | 1435470.7725 | 41267.7532
3328 | 1328.349 | 534.127 | 534.127 | 519.9516 | 519.9516 | 1807.65 | 979240.8408 | 187182.5618 | 84908.0898 | 1481792.5064 | 100012.6827
3329 | 1340.192 | 1062.968 | 1062.968 | 1034.7574 | 1034.7574 | 1788 | 1926943.6963 | 372512.6672 | 168975.8849 | 559861.6057 | 219368.5707
3330 | 1479.054 | 192.362 | 192.362 | 187.2568 | 187.2568 | 1701.6 | 332894.258 | 67412.4543 | 30579.0383 | 2367864.2357 | 55877.4343
3331 | 1458.236 | 1458.236 | 1458.236 | 1419.5352 | 1419.5352 | 1654.85 | 2457591.8326 | 511032.6762 | 231810.1 | 131505.2792 | 489952.5783
3332 | 1057.6 | 1057.6 | 1057.6 | 1029.5319 | 1029.5319 | 1752.65 | 1891510.7055 | 370631.4741 | 168122.5548 | 95375.497 | 254654.7087
3333 | 1518.4 | 1518.4 | 1518.4 | 1478.1025 | 1478.1025 | 1754.75 | 2712841.2836 | 532116.897 | 241374.1369 | 136930.933 | 362504.6361
3334 | 1292 | 1292 | 1292 | 1257.711 | 1257.711 | 1839.85 | 2417425.7992 | 452775.9688 | 205384.2103 | 116513.9393 | 201422.4205
3335 | 1396.8 | 1396.8 | 1396.8 | 1359.7297 | 1359.7297 | 1831.95 | 2603085.6388 | 489502.6882 | 222043.8583 | 125964.9152 | 228502.5743
3336 | 0 | 0 | 0 | 0 | 0 | 1745.05 | 0 | 0 | 0 | 0 | 0
3337 | 0 | 0 | 0 | 0 | 0 | 1641.3 | 0 | 0 | 0 | 0 | 0
3338 | 0 | 0 | 0 | 0 | 0 | 1707.95 | 0 | 0 | 0 | 0 | 0
3339 | 0 | 0 | 0 | 0 | 0 | 1700.55 | 0 | 0 | 0 | 0 | 0
3340 | 0 | 0 | 0 | 0 | 0 | 1694.85 | 0 | 0 | 0 | 0 | 0
3341 | 0 | 0 | 0 | 0 | 0 | 1690.8 | 0 | 0 | 0 | 0 | 0
3342 | 0 | 0 | 0 | 0 | 0 | 1636.15 | 0 | 0 | 0 | 0 | 0
3343 | 1413.981 | 1235.357 | 1235.357 | 1202.5713 | 1202.5713 | 1678.7 | 2109720.1875 | 432925.6675 | 196379.8931 | 387513.9825 | 386386.1583
3344 | 1218.646 | 1218.646 | 1218.646 | 1186.3038 | 1186.3038 | 1231.2 | 1526584.2965 | 427069.3678 | 193723.4105 | 59283.2535 | 912030.3611
3345 | 1283.48 | 1283.48 | 1283.48 | 1249.4171 | 1249.4171 | 669.2 | 874171.1355 | 449790.1706 | 204029.819 | 62437.2215 | 1662724.3306
3346 | 1235.312 | 1376.408 | 1235.312 | 1339.8789 | 1235.312 | 1059.65 | 1367415.9127 | 444712.32 | 201726.4496 | 0 | 1161625.6392
3347 | 1227.421 | 1227.421 | 1227.421 | 1194.8459 | 1194.8459 | 694.3 | 864959.9419 | 430144.5297 | 195118.338 | 59710.1293 | 1560110.3123
3348 | 1268.221 | 2013.376 | 1268.221 | 1959.9421 | 1268.221 | 1074.35 | 1424575.1718 | 456559.56 | 207100.4893 | 0 | 1173928.7686
3349 | 1361.861 | 1361.861 | 1361.861 | 1325.718 | 1325.718 | 1075.95 | 1492029.5551 | 477258.4625 | 216489.7415 | 66250.2079 | 1225029.6731
3350 | 1362.378 | 1362.378 | 1362.378 | 1326.2212 | 1326.2212 | 1088.35 | 1510955.0265 | 477439.643 | 216571.927 | 66275.3583 | 1209049.5849
3351 | 1092.7 | 541.627 | 541.627 | 527.2525 | 527.2525 | 1092.55 | 599708.7667 | 189810.9053 | 86100.3356 | 1036465.2406 | 478455.2945
3352 | 1161.964 | 126.423 | 126.423 | 123.0678 | 123.0678 | 1365.5 | 175514.7576 | 44304.4089 | 20096.9721 | 1904296.73 | 78086.5207
3353 | 1302.91 | 902.505 | 902.505 | 878.553 | 878.553 | 1226.7 | 1125724.8513 | 316279.0834 | 143467.7064 | 777846.3639 | 679385.0421
3354 | 1031.53 | 1031.53 | 1031.53 | 1004.1538 | 1004.1538 | 1371.4 | 1435928.4465 | 361495.3522 | 163978.3084 | 50180.655 | 631211.0511
3355 | 1155.338 | 1155.338 | 1155.338 | 1124.676 | 1124.676 | 1706.1 | 2001170.5507 | 404883.3454 | 183659.5842 | 104189.6142 | 330542.2644
3356 | 992.8 | 992.8 | 992.8 | 966.4516 | 966.4516 | 1736.85 | 1752439.4159 | 347922.5865 | 157821.5511 | 89531.7639 | 254321.7462
3357 | 1484 | 1484 | 1484 | 1444.6154 | 1444.6154 | 1738.5 | 2620042.8055 | 520061.5616 | 235905.7028 | 133828.7043 | 377766.9399
3358 | 1380 | 1380 | 1380 | 1343.3756 | 1343.3756 | 1760.4 | 2468999.0495 | 483615.1988 | 219373.2277 | 124449.8732 | 321872.7823
3359 | 799.2 | 799.2 | 799.2 | 777.9897 | 777.9897 | 1747.65 | 1420288.1925 | 280076.2804 | 127045.7127 | 72072.7092 | 196325.6926
3360 | 0 | 0 | 0 | 0 | 0 | 1672.4 | 0 | 0 | 0 | 0 | 0
3361 | 0 | 0 | 0 | 0 | 0 | 1592.7 | 0 | 0 | 0 | 0 | 0
3362 | 0 | 0 | 0 | 0 | 0 | 1712.15 | 0 | 0 | 0 | 0 | 0
3363 | 0 | 0 | 0 | 0 | 0 | 1583.4 | 0 | 0 | 0 | 0 | 0
3364 | 0 | 0 | 0 | 0 | 0 | 1547.75 | 0 | 0 | 0 | 0 | 0
3365 | 0 | 0 | 0 | 0 | 0 | 1012.45 | 0 | 0 | 0 | 0 | 0
3366 | 0 | 0 | 0 | 0 | 0 | 1012.75 | 0 | 0 | 0 | 0 | 0
3367 | 1303.011 | 1303.011 | 1303.011 | 1268.4298 | 1268.4298 | 1062.2 | 1393961.9887 | 456634.7274 | 207134.5861 | 63387.3425 | 1189533.4649
3368 | 993.966 | 993.966 | 993.966 | 967.5867 | 967.5867 | 998.2 | 1002060.3383 | 348331.2063 | 158006.9055 | 48353.2858 | 969328.3403
3369 | 1093.9 | 1093.9 | 1093.9 | 1064.8685 | 1064.8685 | 1772.35 | 1959944.0255 | 383352.6565 | 173893.0245 | 53214.7572 | 242417.3118
3370 | 1363.693 | 1370.784 | 1363.693 | 1334.4041 | 1334.4041 | 1777.05 | 2468776.6434 | 480385.4904 | 217908.1961 | 53686.4805 | 297505.403
3371 | 1239.039 | 1846.607 | 1239.039 | 1797.5991 | 1239.039 | 1471.2 | 1911007.8792 | 446054.04 | 202335.0687 | 0 | 655203.8232
3372 | 1503.503 | 2064.394 | 1503.503 | 2009.6061 | 1503.503 | 1106.65 | 1751045.2782 | 541261.08 | 245522.0399 | 0 | 1343154.405
3373 | 1361.769 | 2066.696 | 1361.769 | 2011.847 | 1361.769 | 1059 | 1512243.3101 | 490236.84 | 222376.8777 | 0 | 1281424.629
3374 | 1532.198 | 3496.352 | 1532.198 | 3403.5607 | 1532.198 | 1311.6 | 2098385.0114 | 551591.28 | 250207.9334 | 0 | 1054765.1032
3375 | 1256.603 | 2939.179 | 1256.603 | 2861.1748 | 1256.603 | 1750.75 | 2297836.1193 | 452377.08 | 205203.2699 | 0 | 313208.2977
3376 | 1138.22 | 2155.299 | 1138.22 | 2098.0985 | 1138.22 | 1836.15 | 2183483.3422 | 409759.2 | 185871.326 | 0 | 186497.347
3377 | 1339.573 | 522.175 | 522.175 | 508.3168 | 508.3168 | 1844.25 | 979696.0016 | 182994.0337 | 83008.1269 | 1523692.6876 | 79170.3354
3378 | 1110.796 | 53.266 | 53.266 | 51.8523 | 51.8523 | 1786.15 | 96974.7795 | 18666.8458 | 8467.4887 | 1941043.7116 | 11088.6249
3379 | 989.602 | 989.602 | 989.602 | 963.3385 | 963.3385 | 1813.9 | 1829305.7718 | 346801.8609 | 157313.1774 | 89243.3648 | 179277.2953
3380 | 1045.6 | 1045.6 | 1045.6 | 1017.8503 | 1017.8503 | 1819.2 | 1941707.2325 | 366426.1246 | 166214.9615 | 94293.3242 | 184027.3426
3381 | 1416.8 | 1416.8 | 1416.8 | 1379.1989 | 1379.1989 | 1760.95 | 2544307.6473 | 496511.6041 | 225223.1804 | 127768.5365 | 329697.4971
3382 | 1268 | 1268 | 1268 | 1234.348 | 1234.348 | 1832.8 | 2359559.2189 | 444365.2697 | 201569.0237 | 114349.5937 | 206382.9808
3383 | 1352.8 | 1352.8 | 1352.8 | 1316.8974 | 1316.8974 | 1773.25 | 2436677.7497 | 474083.0732 | 215049.3496 | 121996.9482 | 298606.4912
3384 | 0 | 0 | 0 | 0 | 0 | 1677.6 | 0 | 0 | 0 | 0 | 0
3385 | 0 | 0 | 0 | 0 | 0 | 1503.4 | 0 | 0 | 0 | 0 | 0
3386 | 0 | 0 | 0 | 0 | 0 | 1398.85 | 0 | 0 | 0 | 0 | 0
3387 | 0 | 0 | 0 | 0 | 0 | 1437.75 | 0 | 0 | 0 | 0 | 0
3388 | 0 | 0 | 0 | 0 | 0 | 1432.8 | 0 | 0 | 0 | 0 | 0
3389 | 0 | 0 | 0 | 0 | 0 | 1428.95 | 0 | 0 | 0 | 0 | 0
3390 | 0 | 0 | 0 | 0 | 0 | 1508.25 | 0 | 0 | 0 | 0 | 0
3391 | 1304.669 | 888.581 | 888.581 | 864.9985 | 864.9985 | 1595.55 | 1438140.4151 | 311399.4761 | 141254.2623 | 805915.9446 | 349848.6614
3392 | 935.942 | 935.942 | 935.942 | 911.1026 | 911.1026 | 1676 | 1589751.6041 | 327996.9394 | 148783.0561 | 45530.6027 | 295197.2455
3393 | 898.574 | 898.574 | 898.574 | 874.7263 | 874.7263 | 1780.7 | 1626479.0501 | 314901.4809 | 142842.8107 | 43712.7683 | 191827.4855
3394 | 1261.705 | 1261.705 | 1261.705 | 1228.22 | 1228.22 | 1797.05 | 2315999.385 | 442159.2134 | 200568.3321 | 61377.9369 | 249267.2565
3395 | 1281.246 | 1281.246 | 1281.246 | 1247.2424 | 1247.2424 | 1418.7 | 1863763.6752 | 449007.2747 | 203674.6888 | 62328.5445 | 725022.0244
3396 | 1130.342 | 1130.342 | 1130.342 | 1100.3433 | 1100.3433 | 1106.65 | 1284569.2806 | 396123.6022 | 179686.0673 | 54987.5446 | 982991.7224
3397 | 1247.462 | 1247.462 | 1247.462 | 1214.355 | 1214.355 | 1059 | 1346712.004 | 437167.8139 | 198304.1778 | 60685.0603 | 1142708.0913
3398 | 1339.387 | 1339.387 | 1339.387 | 1303.8404 | 1303.8404 | 1357 | 1851029.6757 | 469382.5437 | 212917.1372 | 65156.9193 | 838369.3767
3399 | 1391.303 | 1391.303 | 1391.303 | 1354.3786 | 1354.3786 | 1679.65 | 2380269.1445 | 487576.2877 | 221170.0216 | 67682.4676 | 433875.1771
3400 | 1345.155 | 1345.155 | 1345.155 | 1309.4553 | 1309.4553 | 1827.8 | 2499283.2834 | 471403.9151 | 213834.0537 | 65437.5141 | 225488.206
3401 | 1198.38 | 938.105 | 938.105 | 913.2082 | 913.2082 | 1844.25 | 1756364.2335 | 328754.9537 | 149126.8998 | 522719.9008 | 142232.1779
3402 | 1181.647 | 1129.482 | 1129.482 | 1099.5062 | 1099.5062 | 1822.65 | 2097051.4756 | 395822.2188 | 179549.3565 | 150564.1534 | 194997.4181
3403 | 1283.014 | 1283.014 | 1283.014 | 1248.9635 | 1248.9635 | 1776.55 | 2324976.1418 | 449626.8628 | 203955.7408 | 115703.5722 | 279080.8958
3404 | 1180.8 | 1180.8 | 1180.8 | 1149.4622 | 1149.4622 | 1790.7 | 2157818.6223 | 413806.3962 | 187707.1792 | 106485.8046 | 240582.4409
3405 | 1619.2 | 1619.2 | 1619.2 | 1576.2273 | 1576.2273 | 1824.25 | 3009454.8546 | 567441.8333 | 257397.9205 | 146021.1846 | 277021.9506
3406 | 1483.2 | 1483.2 | 1483.2 | 1443.8367 | 1443.8367 | 1876 | 2823601.2595 | 519781.205 | 235778.5299 | 133756.5594 | 179035.7484
3407 | 1326.4 | 1326.4 | 1326.4 | 1291.1981 | 1291.1981 | 1865.25 | 2510143.6997 | 464831.3042 | 210852.6444 | 119616.168 | 173988.9395
3408 | 0 | 0 | 0 | 0 | 0 | 1847.5 | 0 | 0 | 0 | 0 | 0
3409 | 0 | 0 | 0 | 0 | 0 | 1654.1 | 0 | 0 | 0 | 0 | 0
3410 | 0 | 0 | 0 | 0 | 0 | 1700.5 | 0 | 0 | 0 | 0 | 0
3411 | 0 | 0 | 0 | 0 | 0 | 1704.55 | 0 | 0 | 0 | 0 | 0
3412 | 0 | 0 | 0 | 0 | 0 | 1675.8 | 0 | 0 | 0 | 0 | 0
3413 | 0 | 0 | 0 | 0 | 0 | 1672.45 | 0 | 0 | 0 | 0 | 0
3414 | 0 | 0 | 0 | 0 | 0 | 1696.05 | 0 | 0 | 0 | 0 | 0
3415 | 619.025 | 619.025 | 619.025 | 602.5964 | 602.5964 | 1608.35 | 1009309.2432 | 216934.709 | 98403.9944 | 30113.5982 | 236006.8855
3416 | 887.264 | 887.264 | 887.264 | 863.7165 | 863.7165 | 1273.55 | 1145148.0659 | 310937.939 | 141044.904 | 43162.5727 | 627446.8493
3417 | 690.747 | 690.747 | 690.747 | 672.415 | 672.415 | 1705.7 | 1196475.5572 | 242069.3824 | 109805.3615 | 33602.6455 | 197891.7201
3418 | 307.348 | 1351.834 | 307.348 | 1315.9571 | 307.348 | 1726.65 | 556308.3457 | 110645.28 | 50189.9284 | 0 | 84013.5758
3419 | 235.767 | 1805.895 | 235.766 | 1757.9675 | 235.767 | 1296.35 | 321343.4436 | 84876.12 | 38500.7511 | 0 | 165897.4495
3420 | 197.082 | 1997.852 | 197.082 | 1944.8301 | 197.082 | 721.7 | 149434.7177 | 70949.52 | 32183.4906 | 0 | 251929.9206
3421 | 683.53 | 1392.439 | 683.53 | 1355.4844 | 683.53 | 378.9 | 270197.325 | 246070.8 | 111620.449 | 0 | 1108070.483
3422 | 1150.936 | 2947.39 | 1150.937 | 2869.1679 | 1150.936 | 1081.15 | 1297667.0666 | 414336.96 | 187947.8488 | 0 | 1057537.5436
3423 | 1786.232 | 342.131 | 342.131 | 333.051 | 333.051 | 1595.55 | 554124.6801 | 119898.3707 | 54387.2332 | 2663680.7184 | 134702.489
3424 | 1729.544 | 281.883 | 281.883 | 274.402 | 274.402 | 1836.15 | 525336.0827 | 98784.7124 | 44809.8431 | 2667275.3248 | 44960.7642
3425 | 1610.063 | 987.179 | 987.179 | 960.9798 | 960.9798 | 1864.2 | 1868175.6487 | 345952.7307 | 156928.0026 | 1189769.4918 | 130501.0579
3426 | 1527.327 | 188.925 | 188.925 | 183.911 | 183.911 | 1826.6 | 351275.5133 | 66207.9721 | 30032.6718 | 2462481.4666 | 31890.1732
3427 | 1637.6 | 1637.6 | 1637.6 | 1594.139 | 1594.139 | 1768.2 | 2947661.3985 | 573890.0359 | 260322.8969 | 147680.5162 | 369521.4176
3428 | 1442.4 | 1442.4 | 1442.4 | 1404.1195 | 1404.1195 | 1790.7 | 2631317.9594 | 505483.0165 | 229292.7128 | 130077.1718 | 293882.2093
3429 | 1472.8 | 1472.8 | 1472.8 | 1433.7127 | 1433.7127 | 1822.7 | 2731760.0456 | 516136.5687 | 234125.2824 | 132818.6763 | 254197.2601
3430 | 1553.6 | 1553.6 | 1553.6 | 1512.3683 | 1512.3683 | 1873.6 | 2953728.2315 | 544452.5891 | 246969.7439 | 140105.3066 | 191163.3535
3431 | 1444 | 1444 | 1444 | 1405.677 | 1405.677 | 1781.25 | 2610008.5898 | 506043.7298 | 229547.0585 | 130221.4615 | 307491.8497
3432 | 0 | 0 | 0 | 0 | 0 | 1697.6 | 0 | 0 | 0 | 0 | 0
3433 | 0 | 0 | 0 | 0 | 0 | 1475.95 | 0 | 0 | 0 | 0 | 0
3434 | 0 | 0 | 0 | 0 | 0 | 1570.65 | 0 | 0 | 0 | 0 | 0
3435 | 0 | 0 | 0 | 0 | 0 | 1583.4 | 0 | 0 | 0 | 0 | 0
3436 | 0 | 0 | 0 | 0 | 0 | 1598.3 | 0 | 0 | 0 | 0 | 0
3437 | 0 | 0 | 0 | 0 | 0 | 1594.95 | 0 | 0 | 0 | 0 | 0
3438 | 0 | 0 | 0 | 0 | 0 | 1574.9 | 0 | 0 | 0 | 0 | 0
3439 | 1362.282 | 1007.009 | 1007.009 | 980.2835 | 980.2835 | 1579.45 | 1625055.2282 | 352902.0708 | 160080.3005 | 700203.1953 | 412258.2386
3440 | 1064.339 | 1064.339 | 1064.339 | 1036.092 | 1036.092 | 1227.55 | 1337559.0446 | 372993.1283 | 169193.8274 | 51776.7085 | 800329.2833
3441 | 1658.966 | 1658.966 | 1658.966 | 1614.9379 | 1614.9379 | 1511.75 | 2560361.2178 | 581377.6608 | 263719.3667 | 80703.4216 | 788493.4525
3442 | 1820.422 | 1820.422 | 1820.422 | 1772.109 | 1772.109 | 1584.8 | 2951291.8428 | 637959.2373 | 289385.3985 | 88557.7427 | 735779.6537
3443 | 1766.438 | 1798.423 | 1766.437 | 1750.6938 | 1750.6938 | 1085.35 | 2007123.7414 | 630249.7802 | 285888.3031 | 28859.0563 | 1601272.1153
3444 | 1632.862 | 2003.999 | 1632.861 | 1950.814 | 1632.862 | 381.65 | 656025.3364 | 587830.32 | 266646.3646 | 0 | 2642542.2177
3445 | 1633.953 | 1633.953 | 1633.953 | 1590.5888 | 1590.5888 | 378.9 | 632483.5515 | 572611.9601 | 259743.1475 | 79486.6187 | 2578503.4682
3446 | 1730.896 | 1730.896 | 1730.896 | 1684.959 | 1684.959 | 1311.6 | 2328768.7528 | 606585.227 | 275153.7988 | 84202.5874 | 1159925.7507
3447 | 1836.767 | 1858.167 | 1836.767 | 1808.8523 | 1808.8523 | 1690.15 | 3222133.5634 | 651186.8139 | 295385.5742 | 51167.7169 | 560472.873
3448 | 1998.015 | 1517.914 | 1517.914 | 1477.6294 | 1477.6294 | 1807.8 | 2810879.2958 | 531946.5804 | 241296.8794 | 953866.8232 | 284000.3687
3449 | 1627.268 | 118.394 | 118.394 | 115.2519 | 115.2519 | 1906.2 | 230883.2951 | 41490.6796 | 18820.6333 | 2771525.5337 | 10810.6271
3450 | 1652.685 | 225.292 | 225.292 | 219.3129 | 219.3129 | 1826.6 | 421087.8078 | 78952.6343 | 35813.7922 | 2627371.1085 | 38028.8522
3451 | 1494.002 | 1494.002 | 1494.002 | 1454.352 | 1454.352 | 1776.55 | 2713783.6604 | 523566.7205 | 237495.6818 | 134730.6953 | 324974.9547
3452 | 1398.4 | 1398.4 | 1398.4 | 1361.2872 | 1361.2872 | 1832.7 | 2620376.3206 | 490063.4015 | 222298.2041 | 126109.2049 | 227743.353
3453 | 1210.4 | 1210.4 | 1210.4 | 1178.2766 | 1178.2766 | 1752.6 | 2165948.094 | 424179.5918 | 192412.5759 | 109155.1642 | 291505.6417
3454 | 1628 | 1628 | 1628 | 1584.7938 | 1584.7938 | 1832.8 | 3041713.4467 | 570525.7563 | 258796.8222 | 146814.778 | 264977.5179
3455 | 1786.4 | 1786.4 | 1786.4 | 1738.9899 | 1738.9899 | 1772.9 | 3232257.171 | 626036.3704 | 283977.0536 | 161099.4591 | 394924.6103
3456 | 0 | 0 | 0 | 0 | 0 | 1697.6 | 0 | 0 | 0 | 0 | 0
3457 | 0 | 0 | 0 | 0 | 0 | 1624.8 | 0 | 0 | 0 | 0 | 0
3458 | 0 | 0 | 0 | 0 | 0 | 1560.8 | 0 | 0 | 0 | 0 | 0
3459 | 0 | 0 | 0 | 0 | 0 | 1391.25 | 0 | 0 | 0 | 0 | 0
3460 | 0 | 0 | 0 | 0 | 0 | 1537.9 | 0 | 0 | 0 | 0 | 0
3461 | 0 | 0 | 0 | 0 | 0 | 1554.25 | 0 | 0 | 0 | 0 | 0
3462 | 0 | 0 | 0 | 0 | 0 | 1554.55 | 0 | 0 | 0 | 0 | 0
3463 | 1177.554 | 864.217 | 864.217 | 841.2812 | 841.2812 | 1310.65 | 1155641.8918 | 302861.2147 | 137381.2121 | 616388.1305 | 579937.1621
3464 | 1356.489 | 1356.489 | 1356.489 | 1320.4885 | 1320.4885 | 318.1 | 439797.2248 | 475375.8677 | 215635.7756 | 65988.8772 | 2220929.6442
3465 | 1166.426 | 1166.426 | 1166.426 | 1135.4697 | 1135.4697 | 363.7 | 433572.6902 | 408769.0883 | 185422.2004 | 56742.9165 | 1857969.0535
3466 | 975.268 | 975.268 | 975.268 | 949.3849 | 949.3849 | 380.4 | 379714.2775 | 341778.5708 | 155034.5573 | 47443.6876 | 1537623.8147
3467 | 1314.143 | 1314.143 | 1314.143 | 1279.2664 | 1279.2664 | 385.8 | 519872.9385 | 460535.89 | 208904.1968 | 63928.8789 | 2064991.7602
3468 | 1169.049 | 1376.841 | 1169.048 | 1340.3004 | 1169.049 | 381.65 | 468857.9882 | 420857.64 | 190905.7017 | 0 | 1891930.4492
3469 | 1078.088 | 1935.091 | 1078.088 | 1883.7347 | 1078.088 | 378.9 | 428416.4437 | 388111.68 | 176051.7704 | 0 | 1747688.4568
3470 | 944.397 | 1053.462 | 944.396 | 1025.5037 | 944.397 | 401.05 | 398871.3527 | 339982.92 | 154220.0301 | 0 | 1510043.5832
3471 | 1126.43 | 2264.328 | 1126.43 | 2204.234 | 1126.43 | 412.85 | 489194.9286 | 405514.8 | 183946.019 | 0 | 1787813.3745
3472 | 898.155 | 898.155 | 898.155 | 874.3185 | 874.3185 | 863.15 | 792149.6705 | 314754.6441 | 142776.2039 | 43692.3853 | 993968.9366
3473 | 1152.652 | 1152.652 | 1152.652 | 1122.0612 | 1122.0612 | 1724.3 | 2029226.0537 | 403942.0479 | 183232.6012 | 56072.8552 | 309352.2851
3474 | 869.487 | 869.487 | 869.487 | 846.4113 | 846.4113 | 1765.8 | 1570751.6043 | 304708.064 | 138218.9635 | 42297.7782 | 198229.5239
3475 | 1185.808 | 1185.808 | 1185.808 | 1154.3373 | 1154.3373 | 1706.15 | 2065232.6955 | 415561.4288 | 188503.2814 | 57685.7892 | 339202.0162
3476 | 980.8 | 980.8 | 980.8 | 954.7701 | 954.7701 | 1774 | 1776804.0166 | 343717.237 | 155913.9578 | 47712.8018 | 215778.0432
3477 | 808.8 | 808.8 | 808.8 | 787.3349 | 787.3349 | 1773.55 | 1467375.4566 | 283440.56 | 128571.7874 | 39345.5486 | 178291.9856
3478 | 850.4 | 850.4 | 850.4 | 827.8308 | 827.8308 | 1874.8 | 1631255.0542 | 298019.1051 | 135184.7774 | 41369.2563 | 103644.4221
3479 | 840 | 840 | 840 | 817.7069 | 817.7069 | 1813.7 | 1558867.2431 | 294374.4689 | 133531.5299 | 40863.3294 | 152338.7876
3480 | 0 | 0 | 0 | 0 | 0 | 1748 | 0 | 0 | 0 | 0 | 0
3481 | 0 | 0 | 0 | 0 | 0 | 1611 | 0 | 0 | 0 | 0 | 0
3482 | 0 | 0 | 0 | 0 | 0 | 1591.95 | 0 | 0 | 0 | 0 | 0
3483 | 0 | 0 | 0 | 0 | 0 | 1554.15 | 0 | 0 | 0 | 0 | 0
3484 | 0 | 0 | 0 | 0 | 0 | 1516.1 | 0 | 0 | 0 | 0 | 0
3485 | 0 | 0 | 0 | 0 | 0 | 1513.85 | 0 | 0 | 0 | 0 | 0
3486 | 0 | 0 | 0 | 0 | 0 | 1538.45 | 0 | 0 | 0 | 0 | 0
3487 | 1097.92 | 1097.92 | 1097.92 | 1068.7818 | 1068.7818 | 1236.85 | 1383708.6474 | 384761.4486 | 174532.0682 | 53410.3174 | 815640.832
3488 | 961.001 | 961.001 | 961.001 | 935.4966 | 935.4966 | 312.9 | 306879.218 | 336778.7606 | 152766.5878 | 46749.6434 | 1578276.2419
3489 | 988.449 | 988.449 | 988.449 | 962.2161 | 962.2161 | 353.45 | 355990.7436 | 346397.7969 | 157129.8895 | 48084.9013 | 1584336.9234
3490 | 1114.766 | 1295.632 | 1114.765 | 1261.2466 | 1114.766 | 369.4 | 432587.0528 | 401315.76 | 182041.2878 | 0 | 1817737.4396
3491 | 1334.239 | 1738.908 | 1334.238 | 1692.7583 | 1334.239 | 375.6 | 528921.4842 | 480326.04 | 217881.2287 | 0 | 2167337.8316
3492 | 1375.817 | 1951.883 | 1375.817 | 1900.0811 | 1375.817 | 371.35 | 538506.8106 | 495294.12 | 224670.9161 | 0 | 2240724.3571
3493 | 1313.727 | 3239.153 | 1313.726 | 3153.1876 | 1313.727 | 371.45 | 512105.5047 | 472941.72 | 214531.6191 | 0 | 2139470.1058
3494 | 1220.12 | 2885.22 | 1220.12 | 2808.6478 | 1220.12 | 395.1 | 505597.7648 | 439243.2 | 199245.596 | 0 | 1958170.588
3495 | 1436.12 | 2911.726 | 1436.12 | 2834.4504 | 1436.12 | 403.35 | 608056.805 | 517003.2 | 234518.396 | 0 | 2292980.998
3496 | 1317.272 | 1795.841 | 1317.272 | 1748.1804 | 1317.272 | 399 | 551394.5568 | 474217.92 | 215110.5176 | 0 | 2108952.472
3497 | 1561.218 | 1561.218 | 1561.218 | 1519.7841 | 1519.7841 | 1347.15 | 2145572.8767 | 547122.2851 | 248180.7477 | 75948.2922 | 992191.0663
3498 | 1522.874 | 1522.874 | 1522.874 | 1482.4578 | 1482.4578 | 732.85 | 1140911.3683 | 533684.7915 | 242085.3513 | 74082.9785 | 1878496.3433
3499 | 1531.013 | 1531.013 | 1531.013 | 1490.3807 | 1490.3807 | 907.25 | 1419318.2145 | 536537.0699 | 243379.1764 | 138068.3868 | 1628613.5642
3500 | 820.8 | 820.8 | 820.8 | 799.0164 | 799.0164 | 1366.9 | 1151340.7992 | 287645.9096 | 130479.3806 | 74020.6202 | 505857.2926
3501 | 1276 | 1276 | 1276 | 1242.1357 | 1242.1357 | 1389.35 | 1818977.2051 | 447168.836 | 202840.7526 | 115071.0422 | 758510.1381
3502 | 1128 | 1128 | 1128 | 1098.0635 | 1098.0635 | 1761.5 | 2036491.4515 | 395302.8582 | 179313.7687 | 101724.2442 | 261888.1435
3503 | 905.6 | 905.6 | 905.6 | 881.5659 | 881.5659 | 1753.6 | 1629473.517 | 317363.7131 | 143959.7065 | 81667.9748 | 217217.8303
3504 | 0 | 0 | 0 | 0 | 0 | 1660.95 | 0 | 0 | 0 | 0 | 0
3505 | 0 | 0 | 0 | 0 | 0 | 1325.4 | 0 | 0 | 0 | 0 | 0
3506 | 0 | 0 | 0 | 0 | 0 | 1502.7 | 0 | 0 | 0 | 0 | 0
3507 | 0 | 0 | 0 | 0 | 0 | 791.75 | 0 | 0 | 0 | 0 | 0
3508 | 0 | 0 | 0 | 0 | 0 | 286.55 | 0 | 0 | 0 | 0 | 0
3509 | 0 | 0 | 0 | 0 | 0 | 282.5 | 0 | 0 | 0 | 0 | 0
3510 | 0 | 0 | 0 | 0 | 0 | 278.25 | 0 | 0 | 0 | 0 | 0
3511 | 803.82 | 803.82 | 803.82 | 782.4871 | 782.4871 | 270.4 | 221868.8675 | 281695.3399 | 127780.1361 | 39103.2874 | 1353389.611
3512 | 740.237 | 740.237 | 740.237 | 720.5915 | 720.5915 | 274.45 | 207199.085 | 259412.9449 | 117672.5942 | 36010.1766 | 1243416.6862
3513 | 558.473 | 678.684 | 558.472 | 660.6721 | 558.473 | 291.95 | 171085.9343 | 201050.28 | 91198.6409 | 0 | 953899.8077
3514 | 1199.225 | 1363.481 | 1199.224 | 1327.295 | 1199.225 | 305.15 | 385282.3379 | 431721 | 195833.4425 | 0 | 2032506.4912
3515 | 1228.803 | 1822.918 | 1228.802 | 1774.5388 | 1228.803 | 317.05 | 409279.0906 | 442369.08 | 200663.5299 | 0 | 2068014.0089
3516 | 1419.01 | 2014.717 | 1419.01 | 1961.2475 | 1419.01 | 319.85 | 477768.6089 | 510843.6 | 231724.333 | 0 | 2384149.6515
3517 | 1282.017 | 3056.595 | 1282.017 | 2975.4746 | 1282.017 | 321.45 | 434085.3037 | 461526.12 | 209353.3761 | 0 | 2151929.6354
3518 | 1153.519 | 3449.521 | 1153.519 | 3357.9726 | 1153.519 | 333.85 | 404796.7759 | 415266.84 | 188369.6527 | 0 | 1921935.6819
3519 | 1350.247 | 2908.418 | 1350.247 | 2831.2302 | 1350.247 | 338.05 | 477680.3571 | 486088.92 | 220495.3351 | 0 | 2244043.0016
3520 | 1241.158 | 2144.035 | 1241.158 | 2087.1335 | 1241.158 | 334.5 | 434123.0927 | 446816.88 | 202681.1014 | 0 | 2067148.649
3521 | 1171.973 | 759.639 | 759.639 | 739.4786 | 739.4786 | 324.95 | 252050.7213 | 266212.2942 | 120756.8546 | 792762.2442 | 1238663.6207
3522 | 1371.137 | 522.69 | 522.69 | 508.8181 | 508.8181 | 315.85 | 168203.0235 | 183174.5132 | 83089.9945 | 1580630.5577 | 856925.9902
3523 | 1506.995 | 1506.995 | 1506.995 | 1467.0002 | 1467.0002 | 318.4 | 489055.3755 | 528120.0627 | 239561.1285 | 135902.4179 | 2466907.493
3524 | 1457.6 | 1457.6 | 1457.6 | 1418.9161 | 1418.9161 | 1431.35 | 2129742.693 | 510809.7926 | 231708.9976 | 131447.9241 | 806866.6349
3525 | 1496 | 1496 | 1496 | 1456.297 | 1456.297 | 1433.35 | 2193776.9821 | 524266.9112 | 237813.2961 | 134910.8771 | 825210.6812
3526 | 1008.8 | 1008.8 | 1008.8 | 982.027 | 982.027 | 1688.65 | 1741889.5579 | 353529.7193 | 160365.0088 | 90974.6609 | 305754.1058
3527 | 940.8 | 940.8 | 940.8 | 915.8317 | 915.8317 | 1738.95 | 1670679.1974 | 329699.4051 | 149555.3135 | 84842.3484 | 239077.8603
3528 | 0 | 0 | 0 | 0 | 0 | 1672.4 | 0 | 0 | 0 | 0 | 0
3529 | 0 | 0 | 0 | 0 | 0 | 1411.4 | 0 | 0 | 0 | 0 | 0
3530 | 0 | 0 | 0 | 0 | 0 | 303.85 | 0 | 0 | 0 | 0 | 0
3531 | 0 | 0 | 0 | 0 | 0 | 296.25 | 0 | 0 | 0 | 0 | 0
3532 | 0 | 0 | 0 | 0 | 0 | 290.8 | 0 | 0 | 0 | 0 | 0
3533 | 0 | 0 | 0 | 0 | 0 | 287.45 | 0 | 0 | 0 | 0 | 0
3534 | 0 | 0 | 0 | 0 | 0 | 287.75 | 0 | 0 | 0 | 0 | 0
3535 | 1415.654 | 1415.654 | 1415.654 | 1378.0833 | 1378.0833 | 292.3 | 422491.7903 | 496109.9933 | 225041.0053 | 68867.0663 | 2353352.8763
3536 | 996.848 | 996.848 | 996.848 | 970.3922 | 970.3922 | 318.1 | 322227.1874 | 349341.1911 | 158465.0459 | 48493.4859 | 1632102.637
3537 | 1420.083 | 1420.083 | 1420.083 | 1382.3948 | 1382.3948 | 363.7 | 526656.2338 | 497662.1177 | 225745.0662 | 69082.5231 | 2262012.5644
3538 | 1718.45 | 1718.45 | 1718.45 | 1672.8433 | 1672.8433 | 380.4 | 669132.4359 | 602223.5786 | 273175.3066 | 83597.1291 | 2709336.9663
3539 | 1514.737 | 1514.737 | 1514.737 | 1474.5367 | 1474.5367 | 385.8 | 598582.807 | 530833.2141 | 240791.8441 | 73687.1393 | 2380197.1505
3540 | 1481.469 | 1481.469 | 1481.469 | 1442.1516 | 1442.1516 | 381.65 | 578970.3925 | 519174.5833 | 235503.3596 | 72068.7569 | 2333906.0748
3541 | 1629.559 | 1629.559 | 1629.559 | 1586.3114 | 1586.3114 | 378.9 | 630204.6498 | 571072.1013 | 259044.6504 | 79272.8645 | 2571569.3984
3542 | 1581.445 | 1581.445 | 1581.445 | 1539.4743 | 1539.4743 | 1054.8 | 1703197.9202 | 554210.7523 | 251396.1551 | 76932.2714 | 1455111.1195
3543 | 1376.542 | 1376.542 | 1376.542 | 1340.0093 | 1340.0093 | 1666.1 | 2340413.1388 | 482403.3573 | 218823.5229 | 66964.3919 | 447429.1139
3544 | 1606.679 | 934.747 | 934.747 | 909.9393 | 909.9393 | 1798.5 | 1718301.3471 | 327578.1567 | 148593.0916 | 1277123.8257 | 183352.7738
3545 | 1530.064 | 355.153 | 355.153 | 345.7274 | 345.7274 | 1864.2 | 676710.1883 | 124461.8759 | 56457.2898 | 2170888.9273 | 46949.7854
3546 | 1776.413 | 93.792 | 93.792 | 91.3028 | 91.3028 | 1821.95 | 174989.8076 | 32869.0121 | 14909.7491 | 3088806.9756 | 16256.4656
3547 | 1785.434 | 1785.434 | 1785.434 | 1738.0496 | 1738.0496 | 1584.65 | 2895759.2049 | 625697.8398 | 283823.4923 | 161012.3442 | 721898.8827
3548 | 1460 | 1460 | 1460 | 1421.2524 | 1421.2524 | 1672.45 | 2499581.339 | 511650.8625 | 232090.5163 | 131664.3586 | 465531.2223
3549 | 1711.2 | 1711.2 | 1711.2 | 1665.7857 | 1665.7857 | 1823.9 | 3186116.9615 | 599682.8466 | 272022.8023 | 154317.8428 | 293344.8591
3550 | 1587.2 | 1587.2 | 1587.2 | 1545.0766 | 1545.0766 | 1876 | 3038612.3846 | 556227.5678 | 252311.0051 | 143135.3904 | 191589.4956
3551 | 1569.6 | 1569.6 | 1569.6 | 1527.9437 | 1527.9437 | 1865.25 | 2992572.6124 | 550059.7218 | 249513.2016 | 141548.2036 | 205890.4098
3552 | 0 | 0 | 0 | 0 | 0 | 1848.7 | 0 | 0 | 0 | 0 | 0
3553 | 0 | 0 | 0 | 0 | 0 | 1824.65 | 0 | 0 | 0 | 0 | 0
3554 | 0 | 0 | 0 | 0 | 0 | 1769.65 | 0 | 0 | 0 | 0 | 0
3555 | 0 | 0 | 0 | 0 | 0 | 1699.9 | 0 | 0 | 0 | 0 | 0
3556 | 0 | 0 | 0 | 0 | 0 | 1689.8 | 0 | 0 | 0 | 0 | 0
3557 | 0 | 0 | 0 | 0 | 0 | 1640.7 | 0 | 0 | 0 | 0 | 0
3558 | 0 | 0 | 0 | 0 | 0 | 1670.45 | 0 | 0 | 0 | 0 | 0
3559 | 1421.245 | 0 | 0 | 0 | 0 | 1562.3 | 0 | 0 | 0 | 2605142.085 | 0
3560 | 1472.409 | 0 | 0 | 0 | 0 | 1060.1 | 0 | 0 | 0 | 2698925.697 | 0
3561 | 1472.679 | 459.635 | 459.635 | 447.4365 | 447.4365 | 1402.95 | 657267.6535 | 161077.1536 | 73066.3866 | 1879269.4334 | 267141.9848
3562 | 1255.664 | 1255.664 | 1255.664 | 1222.3394 | 1222.3394 | 1679.4 | 2157350.6328 | 440042.1703 | 199608.0178 | 61084.0615 | 391881.9994
3563 | 1306.374 | 1306.374 | 1306.374 | 1271.7035 | 1271.7035 | 1326 | 1780625.5894 | 457813.2766 | 207669.1891 | 63550.9418 | 857128.1902
3564 | 1147.369 | 1148.377 | 1147.369 | 1117.8997 | 1117.8997 | 752.65 | 887133.2663 | 402443.8922 | 182553.0211 | 54017.226 | 1394412.1914
3565 | 1451.78 | 1451.78 | 1451.78 | 1413.2506 | 1413.2506 | 378.9 | 562002.3043 | 508770.1981 | 230783.8149 | 70624.4814 | 2291020.467
3566 | 1625.359 | 590.002 | 590.002 | 574.3437 | 574.3437 | 1387.25 | 838785.8736 | 206763.7207 | 93790.3211 | 1926511.1025 | 351929.0829
3567 | 1496.668 | 234.753 | 234.753 | 228.5228 | 228.5228 | 1583.35 | 379708.9442 | 82268.202 | 37317.7705 | 2324510.1821 | 95214.0177
3568 | 1406.455 | 85.627 | 85.627 | 83.3545 | 83.3545 | 1777.4 | 155018.1618 | 30007.6222 | 13611.7908 | 2425243.2053 | 18554.7131
3569 | 1189.61 | 399.651 | 399.651 | 389.0445 | 389.0445 | 1864.2 | 757908.4426 | 140056.0129 | 63530.9636 | 1467436.5976 | 52832.2404
3570 | 1307.693 | 188.807 | 188.807 | 183.7962 | 183.7962 | 1764.85 | 339815.2115 | 66166.6195 | 30013.9138 | 2060102.8983 | 43219.6682
3571 | 1408 | 1408 | 1408 | 1370.6324 | 1370.6324 | 1797.4 | 2572908.3185 | 493427.6811 | 223824.2787 | 126974.9431 | 277690.1339
3572 | 1389.6 | 1389.6 | 1389.6 | 1352.7208 | 1352.7208 | 1872.3 | 2639651.7545 | 486979.4785 | 220899.3023 | 125315.6115 | 172742.4428
3573 | 1545.6 | 1545.6 | 1545.6 | 1504.5806 | 1504.5806 | 1832.25 | 2868707.8213 | 541649.0227 | 245698.015 | 139383.858 | 252393.3988
3574 | 1364 | 1364 | 1364 | 1327.8002 | 1327.8002 | 1876 | 2586944.6066 | 478008.0661 | 216829.77 | 123006.9761 | 164647.2228
3575 | 1421.6 | 1421.6 | 1421.6 | 1383.8715 | 1383.8715 | 1865.25 | 2688907.7486 | 498193.744 | 225986.2177 | 128201.4056 | 186476.6861
3576 | 0 | 0 | 0 | 0 | 0 | 1848.7 | 0 | 0 | 0 | 0 | 0
3577 | 0 | 0 | 0 | 0 | 0 | 1813.85 | 0 | 0 | 0 | 0 | 0
3578 | 0 | 0 | 0 | 0 | 0 | 1707.5 | 0 | 0 | 0 | 0 | 0
3579 | 0 | 0 | 0 | 0 | 0 | 1649.5 | 0 | 0 | 0 | 0 | 0
3580 | 0 | 0 | 0 | 0 | 0 | 1511.3 | 0 | 0 | 0 | 0 | 0
3581 | 0 | 0 | 0 | 0 | 0 | 1594.95 | 0 | 0 | 0 | 0 | 0
3582 | 0 | 0 | 0 | 0 | 0 | 1586.75 | 0 | 0 | 0 | 0 | 0
3583 | 1709.965 | 0 | 0 | 0 | 0 | 1595.55 | 0 | 0 | 0 | 3134365.845 | 0
3584 | 1408.436 | 0 | 0 | 0 | 0 | 1339.6 | 0 | 0 | 0 | 2581663.188 | 0
3585 | 1450.739 | 7.727 | 7.727 | 7.5219 | 7.5219 | 1751.05 | 13753.1696 | 2707.8947 | 1228.3311 | 2645416.89 | 1872.5844
3586 | 1655.173 | 707.367 | 707.367 | 688.5939 | 688.5939 | 1788.7 | 1290785.2736 | 247893.7916 | 112447.3782 | 1771739.5536 | 145499.8838
3587 | 1645.765 | 1645.765 | 1645.765 | 1602.0873 | 1602.0873 | 1784.8 | 3015383.4222 | 576751.4259 | 261620.8551 | 80061.2349 | 344769.1857
3588 | 1950.329 | 1950.329 | 1950.329 | 1898.5683 | 1898.5683 | 1564.35 | 3130836.0361 | 683484.5994 | 310036.2085 | 94877.3052 | 827111.2937
3589 | 1604.172 | 1604.172 | 1604.172 | 1561.5981 | 1561.5981 | 1166.6 | 1918268.2423 | 562175.3339 | 255008.9778 | 78037.8677 | 1301435.8979
3590 | 1638.537 | 285.653 | 285.653 | 278.0719 | 278.0719 | 1853.85 | 539465.3984 | 100105.893 | 45409.1454 | 2493732.4823 | 40640.2119
3591 | 1750.351 | 746.425 | 746.425 | 726.6153 | 726.6153 | 1920.65 | 1464722.0398 | 261581.5035 | 118656.2764 | 1876507.5612 | 57656.9231
3592 | 1625.121 | 1625.121 | 1625.121 | 1581.9912 | 1581.9912 | 1920.15 | 3184388.7103 | 569516.8229 | 258339.1588 | 79056.9699 | 126321.9953
3593 | 1456.088 | 911.013 | 911.013 | 886.8352 | 886.8352 | 1907.4 | 1775098.1908 | 319260.6762 | 144820.1901 | 1043440.3611 | 82120.9406
3594 | 1657.048 | 224.633 | 224.633 | 218.6714 | 218.6714 | 1826.6 | 419187.666 | 78721.6906 | 35709.0335 | 2636544.3763 | 37917.6143
3595 | 1497.593 | 1497.593 | 1497.593 | 1457.8477 | 1457.8477 | 1776.55 | 2710666.7149 | 524825.1714 | 238066.5291 | 135054.5355 | 325756.0682
3596 | 1270.4 | 1270.4 | 1270.4 | 1236.6843 | 1236.6843 | 1861.5 | 2406136.1937 | 445206.3396 | 201950.5424 | 114566.0282 | 171280.7723
3597 | 1587.2 | 1587.2 | 1587.2 | 1545.0766 | 1545.0766 | 1873.05 | 3021691.8898 | 556227.5678 | 252311.0051 | 143135.3904 | 196147.4715
3598 | 1514.4 | 1514.4 | 1514.4 | 1474.2086 | 1474.2086 | 1876 | 2890331.5826 | 530715.1139 | 240738.2725 | 136570.2087 | 182801.8725
3599 | 1600.8 | 1600.8 | 1600.8 | 1558.3156 | 1558.3156 | 1865.25 | 3049677.9633 | 560993.6306 | 254472.9441 | 144361.8529 | 209983.0326
3600 | 0 | 0 | 0 | 0 | 0 | 1848.7 | 0 | 0 | 0 | 0 | 0
3601 | 0 | 0 | 0 | 0 | 0 | 1710.55 | 0 | 0 | 0 | 0 | 0
3602 | 0 | 0 | 0 | 0 | 0 | 1720.5 | 0 | 0 | 0 | 0 | 0
3603 | 0 | 0 | 0 | 0 | 0 | 1704.55 | 0 | 0 | 0 | 0 | 0
3604 | 0 | 0 | 0 | 0 | 0 | 1699.1 | 0 | 0 | 0 | 0 | 0
3605 | 0 | 0 | 0 | 0 | 0 | 1695.75 | 0 | 0 | 0 | 0 | 0
3606 | 0 | 0 | 0 | 0 | 0 | 1696.05 | 0 | 0 | 0 | 0 | 0
3607 | 1586.458 | 433.539 | 433.539 | 422.0331 | 422.0331 | 1361.75 | 602283.467 | 151931.9201 | 68918.0071 | 2134390.821 | 269362.6333
3608 | 1339.324 | 1339.324 | 1339.324 | 1303.7791 | 1303.7791 | 1062.1 | 1447517.7294 | 469360.4656 | 212907.1223 | 65153.8545 | 1222814.3909
3609 | 1167.329 | 1167.329 | 1167.329 | 1136.3487 | 1136.3487 | 1541.95 | 1833378.1095 | 409085.5409 | 185565.7467 | 56786.8446 | 520504.5334
3610 | 1838.145 | 1838.145 | 1838.145 | 1789.3616 | 1789.3616 | 1738.3 | 3270191.2169 | 644170.1882 | 292202.7548 | 89419.9103 | 468275.9396
3611 | 1601.039 | 1601.039 | 1601.039 | 1558.5483 | 1558.5483 | 1527.8 | 2513875.8784 | 561077.3872 | 254510.937 | 77885.4572 | 735946.5062
3612 | 1499.82 | 1808.318 | 1499.819 | 1760.3262 | 1499.82 | 1278.15 | 2017490.0045 | 539935.2 | 244920.606 | 0 | 1082645.067
3613 | 1916.994 | 1916.994 | 1916.994 | 1866.118 | 1866.118 | 1166.6 | 2286680.3061 | 671802.4887 | 304737.0734 | 93255.6635 | 1555222.7615
3614 | 1203.199 | 1307.246 | 1203.199 | 1272.5524 | 1203.199 | 1754.7 | 2223003.2393 | 433151.64 | 196482.3967 | 0 | 295144.7147
3615 | 1339.569 | 728.371 | 728.371 | 709.0404 | 709.0404 | 1821.15 | 1365823.988 | 255254.5551 | 115786.3023 | 1155758.8675 | 126811.881
3616 | 1487.923 | 94.446 | 94.446 | 91.9395 | 91.9395 | 1819.45 | 176788.7079 | 33098.2037 | 15013.7129 | 2558837.8386 | 16599.6685
3617 | 1570.841 | 444.854 | 444.854 | 433.0478 | 433.0478 | 1874.75 | 854902.0087 | 155897.2142 | 70716.7086 | 2085574.9038 | 54239.2391
3618 | 1493.196 | 158.328 | 158.328 | 154.1261 | 154.1261 | 1727.05 | 279956.9027 | 55485.382 | 25168.7858 | 2454515.1978 | 42068.7084
3619 | 1175.793 | 1175.793 | 1175.793 | 1144.5881 | 1144.5881 | 1713.55 | 2054714.624 | 412051.7141 | 186911.2359 | 106034.268 | 327867.2597
3620 | 1504 | 1504 | 1504 | 1464.0847 | 1464.0847 | 1790.7 | 2740335.7279 | 527070.4776 | 239085.025 | 135632.3256 | 306432.9193
3621 | 1400 | 1400 | 1400 | 1362.8448 | 1362.8448 | 1822.7 | 2594404.3132 | 490624.1148 | 222552.5498 | 126253.4946 | 241632.3765
3622 | 1072 | 1072 | 1072 | 1043.5497 | 1043.5497 | 1874.8 | 2043950.8628 | 375677.8936 | 170411.6667 | 96674.1044 | 130652.423
3623 | 1568.8 | 1568.8 | 1568.8 | 1527.1649 | 1527.1649 | 1859.05 | 2979298.9417 | 549779.3652 | 249386.0287 | 141476.0588 | 215253.8931
3624 | 0 | 0 | 0 | 0 | 0 | 1756.35 | 0 | 0 | 0 | 0 | 0
3625 | 1048.116 | 0 | 0 | 0 | 0 | 1017.55 | 0 | 0 | 0 | 1921196.6445 | 0
3626 | 1148.1467 | 0 | 0 | 0 | 0 | 1524.35 | 0 | 0 | 0 | 2104552.9561 | 0
3627 | 1165.0637 | 0 | 0 | 0 | 0 | 1437.25 | 0 | 0 | 0 | 2135561.7438 | 0
3628 | 1257.0037 | 0 | 0 | 0 | 0 | 1231 | 0 | 0 | 0 | 2304087.7656 | 0
3629 | 1164.3282 | 0 | 0 | 0 | 0 | 1227.65 | 0 | 0 | 0 | 2134213.5356 | 0
3630 | 1084.892 | 0 | 0 | 0 | 0 | 1075.45 | 0 | 0 | 0 | 1988607.0525 | 0
3631 | 1136.1375 | 1052.39 | 1052.39 | 1024.4601 | 1024.4601 | 1023.8 | 1094969.9193 | 368805.6515 | 167294.3414 | 204704.6447 | 1000077.9917
3632 | 857.2624 | 857.262 | 857.262 | 834.5107 | 834.5107 | 318.2 | 277307.14 | 300423.8642 | 136275.6028 | 41703.728 | 1403480.1522
3633 | 1126.9766 | 1126.977 | 1126.977 | 1097.0676 | 1097.0676 | 1106.7 | 1268517.3581 | 394944.3521 | 179151.1464 | 54823.1607 | 980010.5271
3634 | 1088.1963 | 1088.196 | 1088.196 | 1059.3159 | 1059.3159 | 1076.9 | 1201426.5187 | 381353.7137 | 172986.2818 | 52937.8861 | 977854.4809
3635 | 1073.6523 | 1073.652 | 1073.652 | 1045.1579 | 1045.1579 | 385.8 | 425929.9123 | 376256.83 | 170674.2787 | 52230.3869 | 1687093.8196
3636 | 1056.4835 | 1056.483 | 1056.483 | 1028.4445 | 1028.4445 | 381.65 | 412721.3684 | 370240.0262 | 167944.9896 | 51395.3988 | 1664383.1843
3637 | 976.002 | 976.002 | 976.002 | 950.0994 | 950.0994 | 378.9 | 376984.6423 | 342035.798 | 155151.2384 | 47479.3029 | 1540206.2006
3638 | 1109.748 | 1109.748 | 1109.748 | 1080.2959 | 1080.2959 | 401.05 | 454769.4574 | 388906.5215 | 176412.3193 | 53985.6918 | 1727339.1182
3639 | 1130.2855 | 1130.285 | 1130.285 | 1100.2879 | 1100.2879 | 412.85 | 477727.1341 | 396103.6268 | 179677.0063 | 54985.7726 | 1746321.8648
3640 | 1121.2717 | 1121.272 | 1121.272 | 1091.5141 | 1091.5141 | 411.15 | 472120.5127 | 392945.0589 | 178244.2448 | 54545.8561 | 1734252.1021
3641 | 781.8035 | 781.804 | 781.804 | 761.0553 | 761.0553 | 969.15 | 772509.1537 | 273979.9253 | 124280.3383 | 38031.4032 | 784533.9055
3642 | 946.9489 | 946.949 | 946.949 | 921.8175 | 921.8175 | 940.4 | 909565.6788 | 331854.2963 | 150532.7961 | 46065.8931 | 976757.8122
3643 | 1087.8341 | 1087.834 | 1087.834 | 1058.9635 | 1058.9635 | 359.9 | 397865.1273 | 381226.8523 | 172928.7361 | 52919.8287 | 1736806.0014
3644 | 1190.0714 | 1190.071 | 1190.071 | 1158.4872 | 1158.4872 | 365.8 | 441697.9244 | 417055.3792 | 189180.954 | 57893.8488 | 1893199.7241
3645 | 939.259 | 939.259 | 939.259 | 914.3316 | 914.3316 | 365.25 | 348815.1518 | 329159.3681 | 149310.3467 | 45692.0525 | 1494703.5474
3646 | 1095.1893 | 1095.189 | 1095.189 | 1066.1233 | 1066.1233 | 367 | 409855.8935 | 383804.3812 | 174097.9318 | 53277.9945 | 1740979.3179
3647 | 1081.2144 | 1081.214 | 1081.214 | 1052.5192 | 1052.5192 | 356.25 | 395291.0729 | 378906.9012 | 171876.3804 | 52598.3733 | 1730078.3855
3648 | 159.6078 | 159.608 | 159.608 | 155.3721 | 155.3721 | 339.7 | 55399.6237 | 55933.9526 | 25372.2624 | 7764.131 | 257964.2822
3649 | 82.3782 | 0 | 0 | 0 | 0 | 1072.9 | 0 | 0 | 0 | 98030.1065 | 0
3650 | 157.4013 | 0 | 0 | 0 | 0 | 349.15 | 0 | 0 | 0 | 187307.5249 | 0
3651 | 100.7662 | 0 | 0 | 0 | 0 | 337.6 | 0 | 0 | 0 | 119911.8267 | 0
3652 | 105.1794 | 0 | 0 | 0 | 0 | 327.35 | 0 | 0 | 0 | 125163.4395 | 0
3653 | 78.7006 | 0 | 0 | 0 | 0 | 320.65 | 0 | 0 | 0 | 93653.7624 | 0
3654 | 81.6427 | 0 | 0 | 0 | 0 | 315.7 | 0 | 0 | 0 | 97154.8376 | 0
3655 | 78.8376 | 78.837 | 78.837 | 76.7447 | 76.7447 | 314.55 | 25228.7284 | 27628.0952 | 12532.411 | 3836.3266 | 129349.3698
3656 | 193.0078 | 193.008 | 193.008 | 187.8857 | 187.8857 | 339.6 | 66605.3332 | 67638.8422 | 30681.7304 | 9388.868 | 311965.3713
3657 | 787.8808 | 787.881 | 787.881 | 766.9711 | 766.9711 | 384.4 | 307799.8126 | 276109.5844 | 125246.3754 | 38327.4591 | 1239118.4571
3658 | 1235.6617 | 1235.661 | 1235.661 | 1202.8672 | 1202.8672 | 401.7 | 506197.8443 | 433032.203 | 196428.2188 | 60112.1871 | 1922542.6948
3659 | 1134.1783 | 1134.178 | 1134.178 | 1104.0775 | 1104.0775 | 408.5 | 475355.0377 | 397467.9123 | 180295.8613 | 55174.6781 | 1757139.3957
3660 | 928.5379 | 1968.286 | 928.538 | 1916.0488 | 928.5379 | 407.55 | 398206.9479 | 334273.6529 | 151630.2431 | 0 | 1478650.2182
3661 | 1150.8718 | 1355.671 | 1150.871 | 1319.6922 | 1150.8718 | 412.3 | 497510.7891 | 414313.8595 | 187937.3702 | 0 | 1827239.2077
3662 | 1024.287 | 1024.287 | 1024.287 | 997.103 | 997.103 | 440.25 | 461245.4616 | 358957.0733 | 162826.9169 | 49828.3061 | 1555231.3753
3663 | 1039.8662 | 1483.581 | 1039.867 | 1444.2076 | 1039.8662 | 451.75 | 494659.9459 | 374351.8439 | 169810.1558 | 0 | 1609972.8952
3664 | 1200.7723 | 799.584 | 799.584 | 778.3635 | 778.3635 | 442.4 | 361657.1644 | 280210.8516 | 127106.7557 | 774275.3129 | 1212378.9511
3665 | 1211.6653 | 596.792 | 596.792 | 580.9535 | 580.9535 | 1408 | 854731.9639 | 209143.2476 | 94869.7009 | 1156094.8253 | 343924.4517
3666 | 1362.6896 | 223.067 | 223.067 | 217.1469 | 217.1469 | 1756.7 | 400663.3975 | 78172.8924 | 35460.0926 | 2099779.8013 | 52831.8465
3667 | 1236.4091 | 1236.409 | 1236.409 | 1203.5954 | 1203.5954 | 1770.65 | 2231111.7753 | 433294.3365 | 196547.1254 | 111501.1287 | 276044.6002
3668 | 1330.5557 | 1330.556 | 1330.556 | 1295.2438 | 1295.2438 | 1800.95 | 2442968.9791 | 466287.7569 | 211513.3075 | 119989.9139 | 257818.2722
3669 | 1363.6541 | 1363.654 | 1363.654 | 1327.4634 | 1327.4634 | 1844.25 | 2560389.5912 | 477886.8118 | 216774.7677 | 122976.0861 | 206752.4193
3670 | 988.5389 | 988.539 | 988.539 | 962.3037 | 962.3037 | 1903.6 | 1915522.3497 | 346429.337 | 157144.1965 | 89147.1238 | 92766.078
3671 | 1133.4363 | 1133.436 | 1133.436 | 1103.3552 | 1103.3552 | 1902.5 | 2204983.3942 | 397207.8815 | 180177.9085 | 102215.5898 | 107577.1346
3672 | 1025.3149 | 1025.315 | 1025.315 | 998.1037 | 998.1037 | 1835.3 | 1922550.3929 | 359317.3316 | 162990.334 | 49878.1115 | 164387.6792
3673 | 1040.0253 | 0 | 0 | 0 | 0 | 1692.8 | 0 | 0 | 0 | 1237630.0939 | 0
3674 | 1289.3666 | 0 | 0 | 0 | 0 | 1658.85 | 0 | 0 | 0 | 1534346.2195 | 0
3675 | 807.601 | 0 | 0 | 0 | 0 | 1379.95 | 0 | 0 | 0 | 961045.1507 | 0
3676 | 906.1606 | 0 | 0 | 0 | 0 | 1078.35 | 0 | 0 | 0 | 1078331.171 | 0
3677 | 1054.7357 | 0 | 0 | 0 | 0 | 1069.6 | 0 | 0 | 0 | 1255135.4699 | 0
3678 | 1198.1621 | 0 | 0 | 0 | 0 | 1005.55 | 0 | 0 | 0 | 1425812.8871 | 0
3679 | 1087.0664 | 1087.066 | 1087.066 | 1058.2159 | 1058.2159 | 293.2 | 325274.1958 | 380957.71 | 172806.6501 | 52883.0197 | 1806162.8315
3680 | 1228.1419 | 1228.141 | 1228.141 | 1195.5468 | 1195.5468 | 299.9 | 376705.4052 | 430396.8507 | 195232.7936 | 59746.7791 | 2032549.1272
3681 | 1131.3953 | 1131.396 | 1131.396 | 1101.3694 | 1101.3694 | 318.8 | 369395.6535 | 396492.9721 | 179853.6176 | 55037.4656 | 1851622.1797
3682 | 1253.8934 | 1287.27 | 1253.893 | 1253.1066 | 1253.1066 | 332.85 | 439404.9469 | 451118.3601 | 204632.3006 | 1442.2136 | 2089116.5948
3683 | 1272.5121 | 1718.623 | 1272.512 | 1673.0117 | 1272.5121 | 345.9 | 463999.8273 | 458104.3668 | 207801.2308 | 0 | 2104862.3142
3684 | 1338.8744 | 1930.019 | 1338.873 | 1878.7973 | 1338.8744 | 348.15 | 492596.7422 | 481994.7923 | 218638.1933 | 0 | 2211619.7156
3685 | 1355.3308 | 1355.331 | 1355.331 | 1319.3613 | 1319.3613 | 355.15 | 495427.9052 | 474970.0515 | 215451.6928 | 65932.1116 | 2170151.3589
3686 | 1295.2535 | 988.408 | 988.408 | 962.1762 | 962.1762 | 371.1 | 377369.7196 | 346383.4286 | 157123.3719 | 610530.69 | 1567288.7967
3687 | 1302.0681 | 1074.136 | 1074.136 | 1045.629 | 1045.629 | 375.7 | 415663.8957 | 376426.4458 | 170751.2183 | 470052.8077 | 1698415.2109
3688 | 1469.4209 | 784.274 | 784.274 | 763.4598 | 763.4598 | 366.25 | 295356.2496 | 274845.5264 | 124672.9846 | 1294026.7942 | 1247302.441
3689 | 1487.386 | 476.911 | 476.911 | 464.254 | 464.254 | 348.95 | 170302.4014 | 167131.4551 | 75812.6851 | 1875400.9266 | 766506.6361
3690 | 1238.9154 | 174.782 | 174.782 | 170.1434 | 170.1434 | 334.85 | 59684.2982 | 61251.6172 | 27784.4141 | 1959059.1383 | 283314.2509
3691 | 1209.1949 | 1209.195 | 1209.195 | 1177.1036 | 1177.1036 | 1291.45 | 1584079.2168 | 423757.3046 | 192221.0218 | 109046.1256 | 834036.7727
3692 | 1137.1139 | 1137.114 | 1137.114 | 1106.9356 | 1106.9356 | 1675.35 | 1934067.9292 | 398496.8212 | 180762.5858 | 102545.9166 | 359366.6472
3693 | 1054.7357 | 1054.736 | 1054.736 | 1026.7439 | 1026.7439 | 1766.25 | 1893496.3873 | 369627.7974 | 167667.2759 | 95116.1617 | 240001.3823
3694 | 1102.5445 | 1102.544 | 1102.544 | 1073.2831 | 1073.2831 | 1787.75 | 2005957.4466 | 386381.91 | 175267.1275 | 99430.26 | 227804.3344
3695 | 1087.8341 | 1087.834 | 1087.834 | 1058.9635 | 1058.9635 | 1795.15 | 1987787.6133 | 381226.8523 | 172928.7361 | 98102.3339 | 216928.6686
3696 | 1305.548 | 145.136 | 145.136 | 141.2842 | 141.2842 | 1773.9 | 262107.0736 | 50862.3011 | 23071.7049 | 2134095.6211 | 31944.3508
3697 | 1315.1098 | 0 | 0 | 0 | 0 | 1637.5 | 0 | 0 | 0 | 1564980.6275 | 0
3698 | 1071.6526 | 0 | 0 | 0 | 0 | 1103 | 0 | 0 | 0 | 1275266.6523 | 0
3699 | 1255.5327 | 0 | 0 | 0 | 0 | 1038.05 | 0 | 0 | 0 | 1494083.8547 | 0
3700 | 806.1299 | 0 | 0 | 0 | 0 | 968.4 | 0 | 0 | 0 | 959294.6131 | 0
3701 | 750.2304 | 0 | 0 | 0 | 0 | 977.5 | 0 | 0 | 0 | 892774.1837 | 0
3702 | 706.0992 | 0 | 0 | 0 | 0 | 990.4 | 0 | 0 | 0 | 840258.0554 | 0
3703 | 1144.1924 | 1144.193 | 1144.193 | 1113.8267 | 1113.8267 | 668.95 | 782600.3729 | 400977.627 | 181887.9069 | 55660.2355 | 1482559.0843
3704 | 1174.6209 | 1174.621 | 1174.621 | 1143.4472 | 1143.4472 | 344.9 | 413332.7087 | 411640.9916 | 186724.9276 | 57141.3078 | 1892519.4591
3705 | 1421.8944 | 1421.894 | 1421.894 | 1384.1577 | 1384.1577 | 399.9 | 580331.0593 | 498296.775 | 226032.9538 | 69171.3649 | 2214790.7492
3706 | 1445.488 | 1445.488 | 1445.488 | 1407.1255 | 1407.1255 | 421.4 | 624196.1051 | 506565.1931 | 229783.6001 | 70318.4836 | 2221288.3719
3707 | 1314.3991 | 1314.4 | 1314.4 | 1279.5165 | 1279.5165 | 427.1 | 577362.7295 | 460625.9546 | 208945.0511 | 63939.6856 | 2012551.5666
3708 | 1630.578 | 1630.578 | 1630.578 | 1587.3033 | 1587.3033 | 420.5 | 704709.5862 | 571429.2056 | 259206.6369 | 79322.399 | 2507145.6394
3709 | 1339.1925 | 1974.422 | 1339.192 | 1922.0219 | 1339.1925 | 422.45 | 595155.3077 | 482109.3126 | 218690.141 | 0 | 2112643.1836
3710 | 1441.9686 | 1685.958 | 1441.969 | 1641.2136 | 1441.9686 | 811.15 | 1231773.0132 | 519108.6906 | 235473.4699 | 0 | 1714284.3523
3711 | 1484.2371 | 1484.237 | 1484.237 | 1444.8462 | 1444.8462 | 1692.6 | 2571178.5263 | 520144.6173 | 235943.3778 | 72203.5597 | 444145.7093
3712 | 1687.8042 | 1687.805 | 1687.805 | 1643.0116 | 1643.0116 | 1872.1 | 3230802.7902 | 591484.1672 | 268303.7903 | 82104.8717 | 210141.1805
3713 | 1368.332 | 1150.021 | 1150.021 | 1119.5001 | 1119.5001 | 1904.75 | 2234447.0654 | 403020.0251 | 182814.3614 | 456108.9266 | 106632.3816
3714 | 1435.4445 | 647.567 | 647.567 | 630.3809 | 630.3809 | 1814.05 | 1200389.7227 | 226937.1329 | 102941.205 | 1475681.5736 | 117219.333
3715 | 1408.5208 | 1408.521 | 1408.521 | 1371.1396 | 1371.1396 | 1707.3 | 2458371.2208 | 493610.2634 | 223907.1 | 127021.2886 | 401332.5669
3716 | 1324.6715 | 1324.672 | 1324.672 | 1289.5159 | 1289.5159 | 1775.5 | 2396926.8947 | 464225.7338 | 210577.9509 | 119458.7449 | 289496.3257
3717 | 1376.1579 | 1376.158 | 1376.158 | 1339.6355 | 1339.6355 | 1797.4 | 2520533.7251 | 482268.7861 | 218762.4799 | 124103.1665 | 271410.1557
3718 | 889.2437 | 889.244 | 889.244 | 865.6439 | 865.6439 | 1874.55 | 1701700.1248 | 311631.8216 | 141359.6569 | 80191.9124 | 108595.0334
3719 | 1277.5983 | 1277.598 | 1277.598 | 1243.6912 | 1243.6912 | 1819.75 | 2381672.5719 | 447728.8484 | 203094.7804 | 115216.0044 | 224175.347
3720 | 914.2514 | 914.251 | 914.251 | 889.9873 | 889.9873 | 1821.85 | 1703689.6045 | 320395.4197 | 145334.9223 | 44476.079 | 158551.2334
3721 | 1040.0253 | 0 | 0 | 0 | 0 | 1684.55 | 0 | 0 | 0 | 1237630.0939 | 0
3722 | 1225.3763 | 0 | 0 | 0 | 0 | 1314 | 0 | 0 | 0 | 1458197.8339 | 0
3723 | 1041.4963 | 0 | 0 | 0 | 0 | 1042.1 | 0 | 0 | 0 | 1239380.6315 | 0
3724 | 1069.4461 | 0 | 0 | 0 | 0 | 319.7 | 0 | 0 | 0 | 1272640.8459 | 0
3725 | 1206.9883 | 0 | 0 | 0 | 0 | 313.5 | 0 | 0 | 0 | 1436316.1139 | 0
3726 | 1139.3205 | 0 | 0 | 0 | 0 | 310.6 | 0 | 0 | 0 | 1355791.3831 | 0
3727 | 968.3737 | 968.374 | 968.374 | 942.6739 | 942.6739 | 313.5 | 307601.4954 | 339362.5975 | 153938.6449 | 47107.7448 | 1589819.5019
3728 | 1216.8397 | 1216.839 | 1216.839 | 1184.5448 | 1184.5448 | 344.9 | 426761.7119 | 426436.1123 | 193436.1587 | 59196.6355 | 1960540.0262
3729 | 1270.5584 | 1270.559 | 1270.559 | 1236.8391 | 1236.8391 | 399.75 | 518617.8431 | 445262.0604 | 201975.818 | 61807.5653 | 1979251.7006
3730 | 1288.7009 | 1288.701 | 1288.701 | 1254.4996 | 1254.4996 | 421.4 | 557168.597 | 451619.8481 | 204859.7811 | 62691.0709 | 1980353.0338
3731 | 1265.5835 | 1265.584 | 1265.584 | 1231.9961 | 1231.9961 | 427.1 | 557117.4792 | 443518.5926 | 201184.9616 | 61565.7801 | 1937806.6509
3732 | 1527.2199 | 1527.22 | 1527.22 | 1486.6884 | 1486.6884 | 420.5 | 661560.37 | 535207.829 | 242776.218 | 74294.3059 | 2348224.3496
3733 | 1609.8915 | 1609.891 | 1609.891 | 1567.1654 | 1567.1654 | 422.45 | 698016.2242 | 564179.5334 | 255918.105 | 78316.9587 | 2472281.7302
3734 | 1684.8217 | 1684.822 | 1684.822 | 1640.1077 | 1640.1077 | 776.2 | 1342162.0331 | 590438.7873 | 267829.5944 | 81960.6124 | 2007163.8554
3735 | 1461.4939 | 2084.689 | 1461.494 | 2029.3625 | 1461.4939 | 463.9 | 714705.3908 | 526137.7979 | 238661.9511 | 0 | 2245000.7537
3736 | 1490.238 | 2131.159 | 1490.238 | 2074.5992 | 1490.238 | 862.6 | 1351321.7118 | 536485.6814 | 243355.8661 | 0 | 1694996.7057
3737 | 1239.2694 | 1083.073 | 1083.073 | 1054.3288 | 1054.3288 | 1860.8 | 2046553.7595 | 379558.3799 | 172171.8984 | 338996.0299 | 146762.5736
3738 | 1422.6934 | 198.082 | 198.082 | 192.825 | 192.825 | 1737.85 | 349233.0674 | 69417.0042 | 31488.3244 | 2254348.6879 | 50549.0768
3739 | 1531.3527 | 1531.353 | 1531.353 | 1490.7117 | 1490.7117 | 1718.85 | 2669056.2707 | 536656.2214 | 243433.2249 | 138097.8692 | 419113.6018
3740 | 1093.7182 | 1093.718 | 1093.718 | 1064.6913 | 1064.6913 | 1804.65 | 2003291.0686 | 383288.8754 | 173864.0926 | 98633.5063 | 207987.4495
3741 | 818.6338 | 818.634 | 818.634 | 796.9079 | 796.9079 | 1847.9 | 1537395.2709 | 286886.844 | 130135.0601 | 73824.4967 | 121209.6916
3742 | 913.5158 | 913.516 | 913.516 | 889.2718 | 889.2718 | 1913.55 | 1778498.0542 | 320137.842 | 145218.0822 | 82381.3316 | 76877.5457
3743 | 1149.6178 | 1149.618 | 1149.618 | 1119.1078 | 1119.1078 | 1824.7 | 2147296.9991 | 402878.7954 | 182750.298 | 103672.997 | 196179.5912
3744 | 1036.3477 | 0 | 0 | 0 | 0 | 1722 | 0 | 0 | 0 | 1899625.3139 | 0
3745 | 967.2088 | 0 | 0 | 0 | 0 | 1121.35 | 0 | 0 | 0 | 1150978.482 | 0
3746 | 1274.6562 | 0 | 0 | 0 | 0 | 1053.05 | 0 | 0 | 0 | 1516840.8435 | 0
3747 | 962.0602 | 0 | 0 | 0 | 0 | 651.8 | 0 | 0 | 0 | 1144851.6004 | 0
3748 | 1158.444 | 0 | 0 | 0 | 0 | 319.7 | 0 | 0 | 0 | 1378548.3719 | 0
3749 | 1215.0791 | 0 | 0 | 0 | 0 | 313.8 | 0 | 0 | 0 | 1445944.0707 | 0
3750 | 663.439 | 0 | 0 | 0 | 0 | 310.75 | 0 | 0 | 0 | 789492.4645 | 0
3751 | 831.19 | 405.061 | 405.061 | 394.3109 | 394.3109 | 313.65 | 129556.0984 | 141951.9247 | 64390.9703 | 800799.4109 | 664946.1894
3752 | 900.2029 | 900.203 | 900.203 | 876.3121 | 876.3121 | 344.9 | 316368.7228 | 315472.3571 | 143101.7664 | 43791.8965 | 1450384.1619
3753 | 1016.1898 | 1016.189 | 1016.189 | 989.2199 | 989.2199 | 399.75 | 415356.3678 | 356119.1633 | 161539.6093 | 49435.9112 | 1582999.1417
3754 | 1501.8804 | 1501.88 | 1501.88 | 1462.0209 | 1462.0209 | 421.25 | 646628.8222 | 526327.5325 | 238748.0168 | 73062.3598 | 2308165.5331
3755 | 1433.3713 | 1695.306 | 1433.371 | 1650.3135 | 1433.3713 | 427.1 | 644454.7096 | 516013.659 | 234069.5292 | 0 | 2254549.6784
3756 | 1371.731 | 1371.731 | 1371.731 | 1335.326 | 1335.326 | 420.5 | 589999.0907 | 480717.3625 | 218058.737 | 66730.3905 | 2109147.4282
3757 | 1529.9046 | 1033.334 | 1033.334 | 1005.9099 | 1005.9099 | 422.45 | 444642.2913 | 362127.5564 | 164265.0832 | 960482.32 | 1586873.1296
3758 | 1387.7571 | 338.541 | 338.541 | 329.5563 | 329.5563 | 451.55 | 156665.8134 | 118640.2703 | 53816.5448 | 1939682.0235 | 510301.4627
3759 | 1085.9861 | 577.583 | 577.583 | 562.2543 | 562.2543 | 463.6 | 274789.1192 | 202411.5343 | 91816.121 | 960000.4498 | 863847.4482
3760 | 1513.4915 | 482.089 | 482.089 | 469.2946 | 469.2946 | 816.55 | 404177.6844 | 168946.0635 | 76635.8116 | 1914012.8228 | 555386.7189
3761 | 1215.0892 | 310.125 | 310.125 | 301.8945 | 301.8945 | 1243.75 | 395080.9139 | 108682.0026 | 49299.3639 | 1673885.9079 | 228307.679
3762 | 1339.0123 | 54.489 | 54.489 | 53.0429 | 53.0429 | 1111.8 | 62066.4637 | 19095.441 | 8661.9042 | 2357181.986 | 47112.6964
3763 | 1233.4671 | 1233.467 | 1233.467 | 1200.7315 | 1200.7315 | 1100 | 1391886.0957 | 432263.325 | 196079.4471 | 111235.5442 | 1080658.3124
3764 | 1164.3282 | 1164.328 | 1164.328 | 1133.4274 | 1133.4274 | 1108.6 | 1324861.3589 | 408033.8531 | 185088.6895 | 105000.9197 | 1010337.1573
3765 | 1034.1411 | 1034.141 | 1034.141 | 1006.6955 | 1006.6955 | 1386.75 | 1474373.6737 | 362410.3662 | 164393.3689 | 93260.3777 | 617355.9918
3766 | 1329.8202 | 1329.82 | 1329.82 | 1294.5273 | 1294.5273 | 1819.6 | 2484173.9998 | 466029.8288 | 211396.3084 | 119925.1717 | 233532.7253
3767 | 1057.6778 | 1057.678 | 1057.678 | 1029.6078 | 1029.6078 | 1752.65 | 1907263.8558 | 370658.8089 | 168134.9541 | 95381.7462 | 254673.4899
3768 | 1348.9437 | 0 | 0 | 0 | 0 | 1313.5 | 0 | 0 | 0 | 2472613.7874 | 0
3769 | 972.3574 | 0 | 0 | 0 | 0 | 1075.45 | 0 | 0 | 0 | 1157105.3637 | 0
3770 | 1018.6952 | 0 | 0 | 0 | 0 | 1037.1 | 0 | 0 | 0 | 1212247.2987 | 0
3771 | 1329.8202 | 0 | 0 | 0 | 0 | 991.15 | 0 | 0 | 0 | 1582486.0047 | 0
3772 | 1226.8474 | 0 | 0 | 0 | 0 | 968.4 | 0 | 0 | 0 | 1459948.3715 | 0
3773 | 759.7922 | 0 | 0 | 0 | 0 | 993.45 | 0 | 0 | 0 | 904152.6783 | 0
3774 | 961.3246 | 0 | 0 | 0 | 0 | 1029.45 | 0 | 0 | 0 | 1143976.3316 | 0
3775 | 883.3154 | 729.563 | 729.563 | 710.2008 | 710.2008 | 993.45 | 742326.952 | 255672.2865 | 115975.7899 | 317319.0633 | 714852.6109
3776 | 819.4309 | 819.431 | 819.431 | 797.6837 | 797.6837 | 345.2 | 288863.7942 | 287166.1493 | 130261.756 | 39862.5056 | 1320007.0662
3777 | 938.7295 | 938.729 | 938.729 | 913.8156 | 913.8156 | 399.9 | 383678.9845 | 328973.6319 | 149226.0947 | 45667.0498 | 1462196.4121
3778 | 1175.0134 | 1175.013 | 1175.013 | 1143.8288 | 1143.8288 | 421.25 | 506245.7729 | 411778.3664 | 186787.2423 | 57161.4478 | 1805819.711
3779 | 1296.981 | 1296.981 | 1296.981 | 1262.5598 | 1262.5598 | 427.1 | 567798.8809 | 454521.5393 | 206176.0205 | 63094.0792 | 1985880.3587
3780 | 1264.4646 | 1711.281 | 1264.465 | 1665.8645 | 1264.4646 | 420.5 | 558432.0439 | 455207.2639 | 206487.0728 | 0 | 1997221.8704
3781 | 1379.1589 | 1724.669 | 1379.158 | 1678.8972 | 1379.1589 | 422.45 | 609794.624 | 496497.1874 | 225216.6409 | 0 | 2175692.0501
3782 | 1238.6166 | 1238.617 | 1238.617 | 1205.7448 | 1205.7448 | 451.55 | 575116.46 | 434068.1208 | 196898.1226 | 60254.0643 | 1867035.5047
3783 | 1071.4449 | 1597.642 | 1071.444 | 1555.2415 | 1071.4449 | 463.6 | 525935.8287 | 385720.1514 | 174966.9465 | 0 | 1646167.8906
3784 | 1163.5669 | 1975.547 | 1163.566 | 1923.1171 | 1163.5669 | 457.05 | 562818.6389 | 418884.0865 | 190010.4759 | 0 | 1795325.5592
3785 | 930.6139 | 831.748 | 831.748 | 809.6739 | 809.6739 | 1153.75 | 987327.8108 | 291482.5901 | 132219.7416 | 221683.1454 | 685186.5053
3786 | 930.0798 | 219.612 | 219.612 | 213.7836 | 213.7836 | 752.45 | 170213.8836 | 76962.1022 | 34910.8647 | 1312970.8269 | 266705.7517
3787 | 892.9213 | 892.921 | 892.921 | 869.2234 | 869.2234 | 1369.8 | 1257645.7359 | 312920.4108 | 141944.1753 | 80525.547 | 547784.5636
3788 | 1206.2528 | 1206.253 | 1206.253 | 1174.2397 | 1174.2397 | 1727.45 | 2144571.1319 | 422726.2931 | 191753.3435 | 108780.5411 | 320039.031
3789 | 1006.9269 | 1006.927 | 1006.927 | 980.2037 | 980.2037 | 1722 | 1786172.6259 | 352873.3343 | 160067.2652 | 90805.3746 | 272496.6304
3790 | 984.8613 | 984.861 | 984.861 | 958.7233 | 958.7233 | 1819.6 | 1840290.6731 | 345140.3973 | 156559.5191 | 88816.797 | 172953.688
3791 | 1077.5368 | 1077.537 | 1077.537 | 1048.9398 | 1048.9398 | 1742.75 | 1938327.6771 | 377618.312 | 171291.8621 | 97172.788 | 269839.7521
3792 | 956.176 | 0 | 0 | 0 | 0 | 1515.85 | 0 | 0 | 0 | 1752670.6232 | 0
3793 | 959.8536 | 0 | 0 | 0 | 0 | 880.95 | 0 | 0 | 0 | 1759411.6642 | 0
3794 | 1045.1739 | 0 | 0 | 0 | 0 | 687.7 | 0 | 0 | 0 | 1915803.8119 | 0
3795 | 993.6875 | 0 | 0 | 0 | 0 | 327.25 | 0 | 0 | 0 | 1821429.2401 | 0
3796 | 951.0274 | 583.671 | 583.671 | 568.1807 | 568.1807 | 319.4 | 191080.2024 | 204545.0483 | 92783.9067 | 701757.9616 | 954884.4674
3797 | 970.1509 | 970.151 | 970.151 | 944.4037 | 944.4037 | 313.5 | 311490.4378 | 339985.3397 | 154221.1277 | 47194.5574 | 1592736.876
3798 | 989.2744 | 989.274 | 989.274 | 963.0192 | 963.0192 | 310.45 | 315121.0404 | 346686.9146 | 157261.0366 | 48125.7839 | 1627069.1018
3799 | 814.7659 | 814.766 | 814.766 | 793.1426 | 793.1426 | 313.5 | 261818.0691 | 285531.3196 | 129520.1792 | 39635.503 | 1337634.9182
3800 | 269.8053 | 269.805 | 269.805 | 262.6445 | 262.6445 | 344.9 | 95146.6984 | 94552.0281 | 42889.8505 | 13125.6826 | 434702.949
3801 | 129.9866 | 539.2 | 129.987 | 524.8899 | 129.9866 | 399.75 | 54566.5356 | 46795.1803 | 21226.8137 | 0 | 208011.0757
3802 | 207.7449 | 1202.161 | 207.744 | 1170.2563 | 207.7449 | 421.25 | 91922.9441 | 74788.1523 | 33924.7369 | 0 | 327977.2097
3803 | 159.9664 | 836.246 | 159.966 | 814.0525 | 159.9664 | 427.1 | 72016.4171 | 57587.9067 | 26122.5143 | 0 | 251611.1622
3804 | 171.8487 | 1279.353 | 171.848 | 1245.3997 | 171.8487 | 420.5 | 76009.0715 | 61865.5439 | 28062.8981 | 0 | 271435.0739
3805 | 132.4947 | 2095.242 | 132.495 | 2039.6354 | 132.4947 | 422.45 | 58623.6964 | 47698.1047 | 21636.3903 | 0 | 209017.0695
3806 | 124.5833 | 3202.985 | 124.583 | 3117.9795 | 124.5833 | 451.55 | 59240.3606 | 44849.9873 | 20344.4526 | 0 | 192911.0079
3807 | 178.8941 | 2396.966 | 178.894 | 2333.3518 | 178.8941 | 463.6 | 87459.9796 | 64401.8743 | 29213.4058 | 0 | 274852.8882
3808 | 197.9358 | 1840.013 | 197.936 | 1791.1801 | 197.9358 | 1605.15 | 335552.8059 | 71256.884 | 32322.9143 | 0 | 78154.9462
3809 | 169.2818 | 672.642 | 169.281 | 654.7904 | 169.2818 | 1647.35 | 292832.8938 | 60941.4366 | 27643.7128 | 0 | 59697.2156
3810 | 186.6658 | 199.772 | 186.666 | 194.4702 | 186.6658 | 952.4 | 186964.3358 | 67199.6821 | 30482.5225 | 0 | 195551.0749
3811 | 128.716 | 128.716 | 128.716 | 125.2999 | 125.2999 | 880.6 | 115908.6774 | 45107.9811 | 20461.4814 | 6261.6262 | 140260.7613
3812 | 181.6734 | 181.673 | 181.673 | 176.8515 | 176.8515 | 1398.1 | 259695.1177 | 63666.5391 | 28879.8496 | 8838.6233 | 106446.9164
3813 | 183.1445 | 183.144 | 183.144 | 178.2835 | 178.2835 | 1611.4 | 301415.9629 | 64182.0449 | 29113.6887 | 8910.2561 | 69280.9518
3814 | 100.0307 | 100.031 | 100.031 | 97.3762 | 97.3762 | 1753.55 | 179568.1057 | 35055.4434 | 15901.5387 | 4865.6785 | 23998.3723
3815 | 90.469 | 90.469 | 90.469 | 88.068 | 88.068 | 966.75 | 89946.4833 | 31704.4807 | 14381.5047 | 4400.9574 | 90996.2631
3816 | 94.1466 | 94.147 | 94.147 | 91.6484 | 91.6484 | 383.2 | 37091.1986 | 32993.4204 | 14966.1821 | 4579.1472 | 148177.1169
3817 | 85.3203 | 85.32 | 85.32 | 83.0557 | 83.0557 | 721.75 | 63144.317 | 29900.0353 | 13562.9883 | 2694.9538 | 106165.8894
3818 | 91.2045 | 91.204 | 91.204 | 88.7835 | 88.7835 | 998.15 | 93323.8009 | 31962.0584 | 14498.3448 | 2880.9724 | 88947.745
3819 | 86.7914 | 86.791 | 86.791 | 84.4876 | 84.4876 | 986.6 | 87958.093 | 30415.5411 | 13796.8274 | 2741.4584 | 85619.7482
3820 | 90.469 | 90.469 | 90.469 | 88.068 | 88.068 | 976.35 | 90660.8862 | 31704.4807 | 14381.5047 | 2857.1409 | 90150.8103
3821 | 85.3203 | 85.32 | 85.32 | 83.0557 | 83.0557 | 969.65 | 84944.5987 | 29900.0353 | 13562.9883 | 2694.9538 | 85576.3928
3822 | 86.0558 | 86.056 | 86.056 | 83.7721 | 83.7721 | 964.7 | 85168.4462 | 30157.9634 | 13679.9873 | 2717.6269 | 86729.2765
3823 | 73.9979 | 73.997 | 73.997 | 72.0332 | 72.0332 | 978.55 | 74017.9245 | 25931.9376 | 11763.015 | 3601.3862 | 73578.2712
3824 | 92.8447 | 92.845 | 92.845 | 90.3809 | 90.3809 | 1013.6 | 96200.0408 | 32537.14 | 14759.2082 | 4516.0466 | 89151.7635
3825 | 624.5034 | 624.503 | 624.503 | 607.929 | 607.929 | 1103.1 | 705236.983 | 218854.4511 | 99274.8107 | 30380.7725 | 545251.5478
3826 | 1169.1854 | 1169.186 | 1169.186 | 1138.1564 | 1138.1564 | 726.2 | 869534.0287 | 409736.3187 | 185860.9468 | 56876.0086 | 1449783.6745
3827 | 1182.7428 | 1982.797 | 1182.743 | 1930.1746 | 1182.7428 | 408.5 | 510004.703 | 425787.4199 | 193141.9046 | 0 | 1882335.2187
3828 | 1218.137 | 2736.33 | 1218.137 | 2663.7093 | 1218.137 | 407.55 | 523162.1746 | 438529.311 | 198921.768 | 0 | 1939822.2258
3829 | 1041.8558 | 2721.544 | 1041.856 | 2649.3157 | 1041.8558 | 412.3 | 450643.2604 | 375068.093 | 170135.0544 | 0 | 1654154.4759
3830 | 1119.2978 | 1389.045 | 1119.298 | 1352.1805 | 1119.2978 | 440.25 | 520307.8128 | 402947.2069 | 182781.3303 | 0 | 1745824.7389
3831 | 1117.0011 | 2100.314 | 1117.001 | 2044.5728 | 1117.0011 | 1508.45 | 1784230.9381 | 402120.4086 | 182406.2853 | 0 | 549061.9079
3832 | 1182.9589 | 1539.901 | 1182.959 | 1499.0329 | 1182.9589 | 1576.8 | 1967799.1533 | 425865.2011 | 193177.1871 | 0 | 500628.2031
3833 | 1307.3767 | 938.844 | 938.844 | 913.9276 | 913.9276 | 1549.2 | 1492450.7792 | 329013.9331 | 149244.3758 | 721192.2112 | 411998.5585
3834 | 1228.2872 | 1228.287 | 1228.287 | 1195.6889 | 1195.6889 | 1504.8 | 1901582.5836 | 430448.0157 | 195256.0027 | 59752.5343 | 592105.1594
3835 | 1151.8243 | 1151.824 | 1151.824 | 1121.2552 | 1121.2552 | 1494.6 | 1773199.8236 | 403651.8788 | 183100.9773 | 103873.8393 | 566682.3877
3836 | 1090.7762 | 1090.776 | 1090.776 | 1061.8274 | 1061.8274 | 1504.35 | 1691105.7381 | 382257.8639 | 173396.4144 | 98367.9218 | 526294.7506
3837 | 1351.8858 | 1351.886 | 1351.886 | 1316.0077 | 1316.0077 | 1570 | 2182868.9455 | 473762.7657 | 214904.0546 | 121913.7479 | 565883.3035
3838 | 1092.9827 | 1092.983 | 1092.983 | 1063.9758 | 1063.9758 | 1532.3 | 1721389.0203 | 383031.2977 | 173747.2526 | 98565.4563 | 497621.4943
3839 | 716.3965 | 716.396 | 716.396 | 697.3832 | 697.3832 | 1284 | 950396.4394 | 251057.9667 | 113882.6832 | 64607.0085 | 499326.4003
3840 | 1042.2318 | 1042.232 | 1042.232 | 1014.5717 | 1014.5717 | 718.05 | 773412.0753 | 365245.8231 | 165679.5637 | 50700.9965 | 1300630.2304
3841 | 806.8654 | 0 | 0 | 0 | 0 | 726.65 | 0 | 0 | 0 | 960169.8819 | 0
3842 | 816.4272 | 0 | 0 | 0 | 0 | 591.9 | 0 | 0 | 0 | 971548.3764 | 0
3843 | 912.0448 | 0 | 0 | 0 | 0 | 331 | 0 | 0 | 0 | 1085333.3215 | 0
3844 | 945.1432 | 0 | 0 | 0 | 0 | 571.95 | 0 | 0 | 0 | 1124720.4178 | 0
3845 | 937.788 | 0 | 0 | 0 | 0 | 313.8 | 0 | 0 | 0 | 1115967.7298 | 0
3846 | 909.1027 | 0 | 0 | 0 | 0 | 303.2 | 0 | 0 | 0 | 1081832.2462 | 0
3847 | 944.3424 | 944.343 | 944.343 | 919.2807 | 919.2807 | 292.7 | 283804.7083 | 330941.0346 | 150118.5304 | 45938.2046 | 1569487.8565
3848 | 881.4527 | 881.452 | 881.452 | 858.0587 | 858.0587 | 299.9 | 270756.6584 | 308901.148 | 140120.993 | 42881.106 | 1458785.6714
3849 | 933.853 | 933.853 | 933.853 | 909.0691 | 909.0691 | 318.8 | 305072.0678 | 327264.8582 | 148450.9759 | 45428.9357 | 1528326.8877
3850 | 994.1031 | 994.103 | 994.103 | 967.72 | 967.72 | 332.85 | 338046.5672 | 348379.2174 | 158028.6839 | 48360.1291 | 1613334.4786
3851 | 1339.2413 | 1339.241 | 1339.241 | 1303.6983 | 1303.6983 | 345.9 | 473884.3651 | 469331.3786 | 212893.9281 | 65150.2989 | 2156447.315
3852 | 1246.3699 | 1300.822 | 1246.37 | 1266.2989 | 1246.3699 | 348.15 | 457088.5182 | 448693.1676 | 203532.2063 | 0 | 2058816.1358
3853 | 1003.5325 | 1258.363 | 1003.532 | 1224.9667 | 1003.5325 | 355.15 | 377406.5713 | 361271.687 | 163876.8514 | 0 | 1650660.3734
3854 | 1101.4945 | 1848.959 | 1101.495 | 1799.8886 | 1101.4945 | 371.1 | 432071.822 | 396538.0326 | 179874.0576 | 0 | 1794224.4481
3855 | 1463.9441 | 2277.181 | 1463.944 | 2216.7459 | 1463.9441 | 375.7 | 581996.8488 | 527019.8702 | 239062.0689 | 0 | 2377884.3756
3856 | 1017.2747 | 1554.833 | 1017.274 | 1513.5686 | 1017.2747 | 366.25 | 394655.8156 | 366218.905 | 166120.9644 | 0 | 1661972.5999
3857 | 1145.9282 | 225.495 | 225.495 | 219.5105 | 219.5105 | 348.95 | 80910.1721 | 79023.7748 | 35846.0623 | 1698123.7034 | 362422.7873
3858 | 1215.9093 | 784.827 | 784.827 | 763.9981 | 763.9981 | 334.35 | 270262.0329 | 275039.3229 | 124760.8929 | 828353.1374 | 1272553.4674
3859 | 1031.199 | 1031.199 | 1031.199 | 1003.8315 | 1003.8315 | 334.5 | 355886.9333 | 361379.3547 | 163925.6906 | 92994.7932 | 1671881.431
3860 | 1098.8669 | 1098.867 | 1098.867 | 1069.7037 | 1069.7037 | 598.65 | 680084.8408 | 385093.3208 | 174682.6091 | 99096.6254 | 1499029.2364
3861 | 1268.772 | 1268.772 | 1268.772 | 1235.0995 | 1235.0995 | 357.25 | 468751.9161 | 444635.8138 | 201691.7455 | 114419.2508 | 2028959.6754
3862 | 1276.1272 | 1276.127 | 1276.127 | 1242.2593 | 1242.2593 | 372.75 | 491343.7416 | 447213.3426 | 202860.9413 | 115083.2122 | 2021466.4217
3863 | 1315.8453 | 1315.845 | 1315.845 | 1280.9232 | 1280.9232 | 374.15 | 508838.255 | 461132.3488 | 209174.7571 | 118665.2957 | 2082588.9702
3864 | 1015.0176 | 1015.018 | 1015.018 | 988.08 | 988.08 | 359 | 376832.9335 | 355708.7912 | 161353.46 | 49376.682 | 1621439.24
3865 | 1181.9806 | 0 | 0 | 0 | 0 | 356.45 | 0 | 0 | 0 | 1406556.9735 | 0
3866 | 934.1104 | 0 | 0 | 0 | 0 | 338.1 | 0 | 0 | 0 | 1111591.3856 | 0
3867 | 1097.3959 | 0 | 0 | 0 | 0 | 327.15 | 0 | 0 | 0 | 1305901.0615 | 0
3868 | 1369.5383 | 0 | 0 | 0 | 0 | 319.4 | 0 | 0 | 0 | 1629750.5199 | 0
3869 | 1001.0427 | 0 | 0 | 0 | 0 | 313.5 | 0 | 0 | 0 | 1191240.8475 | 0
3870 | 1035.6122 | 0 | 0 | 0 | 0 | 310.45 | 0 | 0 | 0 | 1232378.4811 | 0
3871 | 734.6806 | 734.68 | 734.68 | 715.182 | 715.182 | 313.5 | 237269.9217 | 257465.5176 | 116789.2195 | 35740.9354 | 1206154.4317
3872 | 858.4429 | 858.443 | 858.443 | 835.6604 | 835.6604 | 344.9 | 304261.303 | 300837.7407 | 136463.3418 | 41760.281 | 1383101.5128
3873 | 945.9468 | 945.947 | 945.947 | 920.8421 | 920.8421 | 399.75 | 389263.3117 | 331503.1496 | 150373.512 | 46016.8814 | 1473577.5422
3874 | 1313.9909 | 1313.991 | 1313.991 | 1279.1184 | 1279.1184 | 421.25 | 569646.3498 | 460482.6223 | 208880.0339 | 63921.2317 | 2019408.1664
3875 | 1203.8265 | 1203.826 | 1203.826 | 1171.8771 | 1171.8771 | 427.1 | 530766.7498 | 421875.7611 | 191367.5328 | 58563.2498 | 1843245.513
3876 | 1170.5985 | 1270.732 | 1170.598 | 1237.0075 | 1170.5985 | 420.5 | 522399.1744 | 421415.4521 | 191158.7315 | 0 | 1848960.296
3877 | 1180.2871 | 1208.703 | 1180.286 | 1176.6247 | 1176.6247 | 422.45 | 523734.9859 | 423584.8853 | 192142.8105 | 6713.2409 | 1856184.266
3878 | 935.0749 | 968.541 | 935.075 | 942.8364 | 935.0749 | 451.55 | 445232.2207 | 336626.9492 | 152697.7244 | 0 | 1447916.6651
3879 | 1443.3311 | 2209.025 | 1443.332 | 2150.3987 | 1443.3311 | 463.6 | 708064.2459 | 519599.2086 | 235695.9743 | 0 | 2217533.9558
3880 | 1115.1485 | 634.455 | 634.455 | 617.6169 | 617.6169 | 457.15 | 299246.2211 | 222342.0877 | 100856.8414 | 911975.4848 | 952890.2499
3881 | 1294.3433 | 362.529 | 362.529 | 352.9077 | 352.9077 | 1289.7 | 481019.994 | 127046.7641 | 57629.8238 | 1725651.464 | 250670.3237
3882 | 1231.2495 | 201.333 | 201.333 | 195.9897 | 195.9897 | 717.4 | 148529.9248 | 70556.3035 | 32005.1232 | 1897631.0779 | 251376.4302
3883 | 1327.6136 | 1327.614 | 1327.614 | 1292.3798 | 1292.3798 | 1439.5 | 1964118.5809 | 465256.7454 | 211045.6292 | 119724.3294 | 724378.9049
3884 | 1377.629 | 1377.629 | 1377.629 | 1341.0675 | 1341.0675 | 1378.4 | 1948441.8036 | 482784.2919 | 218996.3191 | 124235.9588 | 833607.5439
3885 | 1547.5341 | 1547.534 | 1547.534 | 1506.4633 | 1506.4633 | 1395.35 | 2222207.9333 | 542326.7849 | 246005.4555 | 139558.5876 | 910883.0291
3886 | 1445.2968 | 1445.297 | 1445.297 | 1406.9396 | 1406.9396 | 1700.05 | 2529079.098 | 506498.258 | 229753.2376 | 130337.791 | 422011.5347
3887 | 1164.3282 | 1164.328 | 1164.328 | 1133.4274 | 1133.4274 | 1604.15 | 1926090.4533 | 408033.8531 | 185088.6895 | 105000.9197 | 448667.2243
3888 | 1151.8243 | 0 | 0 | 0 | 0 | 383.1 | 0 | 0 | 0 | 2111293.9969 | 0
3889 | 1028.257 | 0 | 0 | 0 | 0 | 881.05 | 0 | 0 | 0 | 1223625.7931 | 0
3890 | 1179.7741 | 0 | 0 | 0 | 0 | 338.2 | 0 | 0 | 0 | 1403931.1671 | 0
3891 | 1259.2103 | 0 | 0 | 0 | 0 | 327.25 | 0 | 0 | 0 | 1498460.1987 | 0
3892 | 1282.0114 | 0 | 0 | 0 | 0 | 319.5 | 0 | 0 | 0 | 1525593.5315 | 0
3893 | 1181.9806 | 0 | 0 | 0 | 0 | 313.6 | 0 | 0 | 0 | 1406556.9735 | 0
3894 | 970.8864 | 0 | 0 | 0 | 0 | 310.6 | 0 | 0 | 0 | 1155354.8261 | 0
3895 | 956.4739 | 0 | 0 | 0 | 0 | 313.7 | 0 | 0 | 0 | 1753216.6475 | 0
3896 | 799.5406 | 0 | 0 | 0 | 0 | 345.1 | 0 | 0 | 0 | 1465557.8963 | 0
3897 | 1009.7099 | 0 | 0 | 0 | 0 | 649.35 | 0 | 0 | 0 | 1850798.2705 | 0
3898 | 1208.6635 | 467.817 | 467.817 | 455.4014 | 455.4014 | 670.85 | 321016.7765 | 163944.5011 | 74367.0473 | 1380729.4021 | 605296.76
3899 | 1010.5833 | 496.885 | 496.885 | 483.6979 | 483.6979 | 427.1 | 217674.0196 | 174131.2595 | 78987.8741 | 965780.9382 | 760808.4945
3900 | 1237.7156 | 1237.716 | 1237.716 | 1204.8677 | 1204.8677 | 420.5 | 532668.4142 | 433752.3692 | 196754.8941 | 60210.2115 | 1903088.5197
3901 | 1291.5998 | 1291.599 | 1291.599 | 1257.3207 | 1257.3207 | 422.45 | 556436.8993 | 452635.44 | 205320.4649 | 62833.6404 | 1983486.2177
3902 | 1072.2006 | 259.479 | 259.479 | 252.5926 | 252.5926 | 451.55 | 119967.1834 | 90933.3248 | 41248.3665 | 1502341.5432 | 391126.9632
3903 | 1315.8048 | 184.338 | 184.338 | 179.4458 | 179.4458 | 463.8 | 87688.3625 | 64600.4772 | 29303.4942 | 2082946.1717 | 275664.5918
3904 | 1295.1505 | 224.486 | 224.486 | 218.5283 | 218.5283 | 956.65 | 219743.6891 | 78670.175 | 35685.6655 | 1973448.5899 | 228001.4642
3905 | 1370.3069 | 114.5 | 114.5 | 111.4612 | 111.4612 | 1561.75 | 182663.9141 | 40126.0437 | 18201.6193 | 2307464.0537 | 48847.8851
3906 | 1281.582 | 75.405 | 75.405 | 73.4038 | 73.4038 | 1488.7 | 114919.3972 | 26425.3653 | 11986.8393 | 2214590.6747 | 37531.3591
3907 | 1545.3275 | 1545.328 | 1545.328 | 1504.3158 | 1504.3158 | 1496.95 | 2373503.5753 | 541553.7014 | 245654.7762 | 139357.7419 | 756746.082
3908 | 1218.0211 | 1218.021 | 1218.021 | 1185.6954 | 1185.6954 | 1555.55 | 1944312.8006 | 426850.3392 | 193624.0566 | 109842.8792 | 526982.3146
3909 | 1410.7274 | 1410.727 | 1410.727 | 1373.2871 | 1373.2871 | 1637.85 | 2369714.2165 | 494383.3468 | 224257.7793 | 127222.1309 | 497335.914
3910 | 1444.5613 | 1444.561 | 1444.561 | 1406.2231 | 1406.2231 | 1825.65 | 2705864.7387 | 506240.3299 | 229636.2385 | 130273.0487 | 245175.0042
3911 | 1081.9499 | 1081.95 | 1081.95 | 1053.2356 | 1053.2356 | 1813.7 | 2016903.8429 | 379164.8293 | 171993.3795 | 97571.1648 | 196217.7991
3912 | 1302.6059 | 0 | 0 | 0 | 0 | 1630.45 | 0 | 0 | 0 | 2387676.6715 | 0
3913 | 1140.056 | 0 | 0 | 0 | 0 | 1340.45 | 0 | 0 | 0 | 1356666.6519 | 0
3914 | 1240.0867 | 0 | 0 | 0 | 0 | 338.15 | 0 | 0 | 0 | 1475703.2099 | 0
3915 | 1393.0749 | 0 | 0 | 0 | 0 | 327.2 | 0 | 0 | 0 | 1657759.1215 | 0
3916 | 1256.2682 | 0 | 0 | 0 | 0 | 319.4 | 0 | 0 | 0 | 1494959.1235 | 0
3917 | 1270.2431 | 0 | 0 | 0 | 0 | 313.5 | 0 | 0 | 0 | 1511589.2307 | 0
3918 | 1252.5906 | 0 | 0 | 0 | 0 | 310.55 | 0 | 0 | 0 | 1490582.7795 | 0
3919 | 624.6762 | 222.295 | 222.295 | 216.3954 | 216.3954 | 313.65 | 71284.6161 | 77902.3483 | 35337.3708 | 748378.7251 | 364918.4028
3920 | 1045.7035 | 679.331 | 679.331 | 661.3019 | 661.3019 | 344.9 | 238823.6635 | 238068.6932 | 107990.6045 | 704608.0932 | 1094520.8171
3921 | 811.5093 | 811.509 | 811.509 | 789.972 | 789.972 | 674.25 | 558888.2182 | 284389.9177 | 129002.4265 | 39477.9496 | 1047305.3704
3922 | 397.7894 | 397.79 | 397.79 | 387.2329 | 387.2329 | 1010.25 | 410450.6199 | 139403.8333 | 63235.1277 | 19350.2039 | 383263.7333
3923 | 357.9482 | 357.948 | 357.948 | 348.4483 | 348.4483 | 427.25 | 157370.6514 | 125441.3719 | 56901.6001 | 17413.337 | 548021.9934
3924 | 364.5053 | 725.69 | 364.505 | 706.4306 | 364.5053 | 420.55 | 161500.837 | 131221.9178 | 59523.7199 | 0 | 575717.939
3925 | 782.6071 | 817.386 | 782.607 | 795.693 | 782.6071 | 422.45 | 347292.9093 | 281738.548 | 127799.7358 | 0 | 1234601.7956
3926 | 1248.8063 | 1018.419 | 1018.419 | 991.3907 | 991.3907 | 451.75 | 471889.3585 | 356900.6574 | 161894.1037 | 471842.8041 | 1534920.6744
3927 | 1519.8933 | 753.874 | 753.874 | 733.8666 | 733.8666 | 463.8 | 358086.4624 | 264191.9742 | 119840.415 | 1440786.8622 | 1127365.8633
3928 | 1361.4245 | 324.719 | 324.719 | 316.1011 | 316.1011 | 851.4 | 283197.5218 | 113796.4085 | 51619.3153 | 1916077.8146 | 363073.7634
3929 | 1399.7203 | 668.923 | 668.923 | 651.1701 | 651.1701 | 1223.25 | 837743.8589 | 234421.2534 | 106336.0852 | 1372092.4557 | 505796.4127
3930 | 1546.8023 | 280.728 | 280.728 | 273.2776 | 273.2776 | 787.1 | 226598.0225 | 98379.9475 | 44626.2373 | 2334370.6268 | 331458.4398
3931 | 1616.673 | 1616.673 | 1616.673 | 1573.7674 | 1573.7674 | 775.35 | 1284250.0124 | 566556.2568 | 256996.2131 | 145793.2087 | 1927314.2218
3932 | 1468.8335 | 1468.833 | 1468.833 | 1429.851 | 1429.851 | 1488.6 | 2239092.3565 | 514746.3503 | 233494.6639 | 132462.4673 | 731225.7876
3933 | 1634.3255 | 1634.325 | 1634.325 | 1590.9509 | 1590.9509 | 1749.05 | 2924714.6797 | 572742.326 | 259802.2829 | 147386.7159 | 399249.1297
3934 | 1700.5223 | 1700.522 | 1700.522 | 1655.3911 | 1655.3911 | 1825.65 | 3172709.7177 | 595940.7863 | 270325.3622 | 153355.7559 | 288617.4336
3935 | 1246.7064 | 1246.706 | 1246.706 | 1213.6191 | 1213.6191 | 1819.75 | 2326699.9192 | 436902.8769 | 198183.9994 | 112430.6746 | 218754.8432
3936 | 1177.5675 | 0 | 0 | 0 | 0 | 1798.05 | 0 | 0 | 0 | 2158481.2825 | 0
3937 | 1148.1467 | 0 | 0 | 0 | 0 | 1755.55 | 0 | 0 | 0 | 1366294.6087 | 0
3938 | 1455.5941 | 0 | 0 | 0 | 0 | 1176.6 | 0 | 0 | 0 | 1732156.9707 | 0
3939 | 1526.204 | 0 | 0 | 0 | 0 | 1115.65 | 0 | 0 | 0 | 1816182.7755 | 0
3940 | 902.483 | 0 | 0 | 0 | 0 | 569 | 0 | 0 | 0 | 1073954.827 | 0
3941 | 1237.1447 | 0 | 0 | 0 | 0 | 563.1 | 0 | 0 | 0 | 1472202.1347 | 0
3942 | 1238.6157 | 0 | 0 | 0 | 0 | 1098.95 | 0 | 0 | 0 | 1473952.6723 | 0
3943 | 993.8319 | 0 | 0 | 0 | 0 | 982.25 | 0 | 0 | 0 | 1821693.826 | 0
3944 | 1094.5292 | 0 | 0 | 0 | 0 | 345.1 | 0 | 0 | 0 | 2006271.9503 | 0
3945 | 975.5698 | 0 | 0 | 0 | 0 | 794.1 | 0 | 0 | 0 | 1788219.5022 | 0
3946 | 1525.9328 | 1191.224 | 1191.224 | 1159.6096 | 1159.6096 | 1065 | 1297887.1726 | 417459.4432 | 189364.2419 | 671470.4724 | 1084234.9428
3947 | 1595.194 | 1595.194 | 1595.194 | 1552.8584 | 1552.8584 | 1016.1 | 1664791.0429 | 559029.0315 | 253581.7801 | 77601.0267 | 1527857.4003
3948 | 1689.2072 | 1689.207 | 1689.207 | 1644.3764 | 1644.3764 | 420.6 | 729229.7075 | 591975.4922 | 268526.6607 | 82174.9149 | 2597128.0342
3949 | 1412.9376 | 1412.937 | 1412.937 | 1375.4384 | 1375.4384 | 422.55 | 611669.5648 | 495157.832 | 224609.0944 | 68736.0111 | 2169685.3392
3950 | 1322.0172 | 1322.017 | 1322.017 | 1286.9314 | 1286.9314 | 1245.3 | 1688640.017 | 463295.3002 | 210155.8959 | 64312.3346 | 971247.1197
3951 | 1567.5485 | 1567.549 | 1567.549 | 1525.9471 | 1525.9471 | 1302.1 | 2090454.7668 | 549340.9575 | 249187.1621 | 76255.3807 | 1064958.484
3952 | 1329.2253 | 1329.225 | 1329.225 | 1293.9481 | 1293.9481 | 1584.55 | 2157126.2448 | 465821.3135 | 211301.7236 | 64663.1568 | 537570.7353
3953 | 1391.3492 | 605.655 | 605.655 | 589.5812 | 589.5812 | 1849.8 | 1145823.9329 | 212249.2487 | 96278.6175 | 1469640.6185 | 88555.1032
3954 | 1660.1588 | 191.201 | 191.201 | 186.1266 | 186.1266 | 1813.9 | 355389.8776 | 67005.5867 | 30394.4786 | 2701900.8875 | 34638.1658
3955 | 1308.4901 | 1308.49 | 1308.49 | 1273.7634 | 1273.7634 | 1820.05 | 2437165.1321 | 458554.8199 | 208005.5614 | 118001.3343 | 229213.7218
3956 | 1471.04 | 1471.04 | 1471.04 | 1431.9994 | 1431.9994 | 1898.6 | 2856773.7696 | 515519.7841 | 233845.5021 | 132660.0018 | 145204.7392
3957 | 1597.5495 | 1597.549 | 1597.549 | 1555.1509 | 1555.1509 | 1902.9 | 3105083.7709 | 559854.3314 | 253956.1453 | 144070.217 | 151005.1544
3958 | 1294.5152 | 1294.515 | 1294.515 | 1260.1593 | 1260.1593 | 1913.55 | 2536297.3748 | 453657.3399 | 205784.01 | 116741.4616 | 108940.7695
3959 | 1450.4455 | 1450.445 | 1450.445 | 1411.951 | 1411.951 | 1907.65 | 2838855.7205 | 508302.353 | 230571.5951 | 130804.2178 | 130393.673
3960 | 1306.2835 | 0 | 0 | 0 | 0 | 1892 | 0 | 0 | 0 | 2394417.7123 | 0
3961 | 956.176 | 0 | 0 | 0 | 0 | 1826.45 | 0 | 0 | 0 | 1752670.6232 | 0
3962 | 976.035 | 0 | 0 | 0 | 0 | 1847.1 | 0 | 0 | 0 | 1789072.2439 | 0
3963 | 779.6512 | 0 | 0 | 0 | 0 | 1783.95 | 0 | 0 | 0 | 1429100.6621 | 0
3964 | 1012.811 | 0 | 0 | 0 | 0 | 1745.45 | 0 | 0 | 0 | 1856482.6528 | 0
3965 | 668.5877 | 0 | 0 | 0 | 0 | 1728.55 | 0 | 0 | 0 | 1225521.2281 | 0
3966 | 831.1376 | 0 | 0 | 0 | 0 | 1725.5 | 0 | 0 | 0 | 1523475.2342 | 0
3967 | 843.9182 | 214.406 | 214.406 | 208.7158 | 208.7158 | 1407.25 | 309896.7678 | 75137.6814 | 34083.2871 | 1164326.0086 | 123716.2796
3968 | 837.4805 | 654.329 | 654.329 | 636.9635 | 636.9635 | 1024.85 | 684978.3743 | 229306.8474 | 104016.1338 | 367547.8129 | 621134.9229
3969 | 846.0043 | 846.004 | 846.004 | 823.5515 | 823.5515 | 1404.7 | 1213784.6337 | 296478.5454 | 134485.9624 | 41155.9647 | 490260.2169
3970 | 975.8383 | 975.839 | 975.839 | 949.9408 | 949.9408 | 1565.35 | 1562854.5455 | 341978.6754 | 155125.3269 | 47470.1761 | 412891.7535
3971 | 936.9532 | 936.953 | 936.953 | 912.0868 | 912.0868 | 1138 | 1093988.5659 | 328351.2401 | 148943.7709 | 45580.1384 | 786218.8028
3972 | 911.1879 | 911.188 | 911.188 | 887.0056 | 887.0056 | 1309 | 1228620.6474 | 319322.0042 | 144848.0091 | 44326.2657 | 612920.8469
3973 | 1051.1298 | 1051.13 | 1051.13 | 1023.2336 | 1023.2336 | 1501.2 | 1614019.2766 | 368364.0898 | 167094.0441 | 51133.7697 | 510388.9111
3974 | 1012.9324 | 1012.932 | 1012.932 | 986.0493 | 986.0493 | 1861.6 | 1934758.7596 | 354977.7613 | 161021.8567 | 49276.6729 | 136469.2282
3975 | 1027.0912 | 1027.091 | 1027.091 | 999.8326 | 999.8326 | 1889.65 | 1994271.2202 | 359939.7233 | 163272.6578 | 49965.0234 | 110331.5235
3976 | 478.6691 | 478.669 | 478.669 | 465.9654 | 465.9654 | 1913.65 | 940382.3287 | 167747.5388 | 76092.1475 | 23285.8442 | 40236.1111
3977 | 176.7969 | 176.797 | 176.797 | 172.1049 | 172.1049 | 1943.75 | 350704.9717 | 61957.7654 | 28104.7308 | 8600.5091 | 9680.9009
3978 | 236.4577 | 236.458 | 236.458 | 230.1825 | 230.1825 | 1857.85 | 450054.0897 | 82865.7121 | 37588.8077 | 11502.4348 | 32720.4471
3979 | 138.2778 | 138.278 | 138.278 | 134.6082 | 134.6082 | 1802.1 | 255032.495 | 48458.9438 | 21981.5153 | 6726.3474 | 26638.9583
3980 | 145.633 | 145.633 | 145.633 | 141.768 | 141.768 | 1820.6 | 270955.664 | 51036.4726 | 23150.7111 | 7084.5115 | 25433.1755
3981 | 115.4766 | 115.477 | 115.477 | 112.4123 | 112.4123 | 1863.9 | 219658.102 | 40468.4292 | 18356.9291 | 5616.9309 | 15299.3145
3982 | 110.328 | 110.328 | 110.328 | 107.4 | 107.4 | 1913.55 | 215449.8383 | 38663.9838 | 17538.4127 | 5367.1083 | 9284.7261
3983 | 105.9149 | 105.915 | 105.915 | 103.1041 | 103.1041 | 1907.65 | 207299.8533 | 37117.4665 | 16836.8952 | 5152.2097 | 9521.6612
3984 | 106.6504 | 106.65 | 106.65 | 103.8196 | 103.8196 | 1865.8 | 204527.632 | 37375.0442 | 16953.7353 | 5188.9183 | 13932.5859
3985 | 98.5597 | 98.56 | 98.56 | 95.9443 | 95.9443 | 1827.4 | 185113.7009 | 34539.9377 | 15667.6995 | 3112.3373 | 16559.9812
3986 | 108.1214 | 108.121 | 108.121 | 105.2515 | 105.2515 | 1806.15 | 200473.0489 | 37890.5499 | 17187.5745 | 3415.1968 | 20403.0086
3987 | 88.9979 | 88.998 | 88.998 | 86.636 | 86.636 | 1794.6 | 164206.6703 | 31188.975 | 14147.6656 | 2810.6362 | 17795.0429
3988 | 94.8821 | 94.882 | 94.882 | 92.3639 | 92.3639 | 1771.35 | 173296.1134 | 33250.998 | 15083.0222 | 2996.6549 | 21119.0019
3989 | 88.9979 | 88.998 | 88.998 | 86.636 | 86.636 | 1746.7 | 160272.8508 | 31188.975 | 14147.6656 | 2810.6362 | 21944.9093
3990 | 93.411 | 93.411 | 93.411 | 90.9319 | 90.9319 | 1736.8 | 167416.7385 | 32735.4923 | 14849.183 | 2950.1502 | 23933.2821
3991 | 80.6148 | 80.615 | 80.615 | 78.4755 | 78.4755 | 1637.65 | 136191.763 | 28251.1879 | 12815.0527 | 3921.3546 | 28435.6053
3992 | 145.6072 | 145.608 | 145.608 | 141.7436 | 141.7436 | 1228.4 | 184010.5077 | 51027.7115 | 23146.7369 | 7081.933 | 109369.395
3993 | 662.3137 | 662.313 | 662.313 | 644.7356 | 644.7356 | 1665.4 | 1131801.2125 | 232104.8067 | 105285.3192 | 32220.7052 | 215728.5231
3994 | 881.3451 | 881.345 | 881.345 | 857.9546 | 857.9546 | 1695.8 | 1534779.1793 | 308863.6503 | 140103.9836 | 42874.8564 | 260989.7845
3995 | 1021.1849 | 1292.689 | 1021.184 | 1258.3817 | 1021.1849 | 1663.6 | 1796280.2576 | 367626.5798 | 166759.5014 | 0 | 343526.6152
3996 | 1073.9732 | 2682.906 | 1073.973 | 2611.7031 | 1073.9732 | 1531.55 | 1736916.5414 | 386630.3574 | 175379.826 | 0 | 503102.7526
3997 | 1076.9171 | 1600.143 | 1076.917 | 1557.6761 | 1076.9171 | 1230.9 | 1397131.2671 | 387690.1682 | 175860.568 | 0 | 828256.9678
3998 | 1076.9383 | 246.389 | 246.389 | 239.85 | 239.85 | 1763.35 | 446897.5318 | 86345.9893 | 39167.5001 | 1534382.8718 | 56760.4955
3999 | 1164.3879 | 165.788 | 165.788 | 161.3881 | 161.3881 | 1732.75 | 295480.3107 | 58099.7077 | 26354.673 | 1838498.7326 | 43130.9635
4000 | 1132.1777 | 96.745 | 96.745 | 94.1774 | 94.1774 | 1796.4 | 178516.8766 | 33903.8786 | 15379.176 | 1902654.4226 | 19174.5269
4001 | 1128.9285 | 442.059 | 442.059 | 430.327 | 430.327 | 1824.2 | 826884.7229 | 154917.7182 | 70272.3983 | 1280536.5804 | 75651.4857
4002 | 1028.4225 | 191.962 | 191.962 | 186.8674 | 186.8674 | 1779.8 | 351748.7626 | 67272.2759 | 30515.4518 | 1542570.366 | 41148.2088
4003 | 1248.913 | 1248.913 | 1248.913 | 1215.7675 | 1215.7675 | 1769.6 | 2272130.4432 | 437676.3107 | 198534.8376 | 112628.2091 | 280112.8389
4004 | 980.4482 | 980.448 | 980.448 | 954.4274 | 954.4274 | 1791.05 | 1804464.7216 | 343593.88 | 155858.0017 | 88418.4202 | 199427.6145
4005 | 989.2744 | 989.274 | 989.274 | 963.0192 | 963.0192 | 1805.25 | 1836312.8563 | 346686.9146 | 157261.0366 | 89215.1738 | 187547.9906
4006 | 925.2842 | 925.284 | 925.284 | 900.7275 | 900.7275 | 1851.6 | 1761754.8808 | 324261.8881 | 147088.7954 | 83443.6701 | 133667.9561
4007 | 992.2165 | 992.216 | 992.216 | 965.8831 | 965.8831 | 1876 | 1923058.8841 | 347717.9262 | 157728.7148 | 89480.7587 | 119769.5079
4008 | 1404.8432 | 0 | 0 | 0 | 0 | 1809.5 | 0 | 0 | 0 | 2575077.6076 | 0
4009 | 1122.4035 | 0 | 0 | 0 | 0 | 1781.9 | 0 | 0 | 0 | 1335660.2007 | 0
4010 | 848.7901 | 0 | 0 | 0 | 0 | 1757.35 | 0 | 0 | 0 | 1010060.204 | 0
4011 | 1120.197 | 0 | 0 | 0 | 0 | 1685.45 | 0 | 0 | 0 | 1333034.3943 | 0
4012 | 1104.0155 | 0 | 0 | 0 | 0 | 1569.55 | 0 | 0 | 0 | 1313778.4807 | 0
4013 | 823.7824 | 0 | 0 | 0 | 0 | 1485.15 | 0 | 0 | 0 | 980301.0646 | 0
4014 | 1180.5096 | 0 | 0 | 0 | 0 | 1450.5 | 0 | 0 | 0 | 1404806.4359 | 0
4015 | 1004.4362 | 192.504 | 192.504 | 187.395 | 187.395 | 1048.1 | 206641.2056 | 67462.2176 | 30601.6115 | 1497636.4925 | 178381.3469
4016 | 1200.8854 | 1200.885 | 1200.885 | 1169.0142 | 1169.0142 | 300 | 368410.6058 | 420845.1 | 190900.0134 | 58419.8844 | 1987324.0835
4017 | 1296.0874 | 1296.087 | 1296.087 | 1261.6896 | 1261.6896 | 318.8 | 420719.1325 | 454208.2407 | 206033.9048 | 63051.2176 | 2121152.4842
4018 | 905.5732 | 905.573 | 905.573 | 881.5396 | 881.5396 | 332.85 | 307439.3064 | 317354.2511 | 143955.4144 | 44053.5247 | 1469658.7212
4019 | 1261.7184 | 1261.719 | 1261.719 | 1228.2337 | 1228.2337 | 345.9 | 445631.3584 | 442164.1196 | 200570.5576 | 61377.4705 | 2031621.3062
4020 | 1336.4693 | 1336.469 | 1336.469 | 1300.9998 | 1300.9998 | 348.15 | 476980.8585 | 468359.9429 | 212453.2741 | 65015.4664 | 2149056.5879
4021 | 1087.4829 | 1124.305 | 1087.483 | 1094.4666 | 1087.4829 | 355.15 | 409013.0224 | 391493.8364 | 177585.9541 | 0 | 1788746.2135
4022 | 1175.372 | 1175.372 | 1175.372 | 1144.1783 | 1144.1783 | 371.1 | 449360.167 | 411904.1764 | 186844.3111 | 57178.1165 | 1863751.9806
4023 | 1147.4094 | 589.128 | 589.128 | 573.4929 | 573.4929 | 375.7 | 227382.7211 | 206457.4311 | 93651.3847 | 1051988.9572 | 931524.4591
4024 | 998.7939 | 326.055 | 326.055 | 317.4017 | 317.4017 | 366.25 | 122242.2977 | 114264.6041 | 51831.694 | 1248991.8994 | 518554.9915
4025 | 1349.1184 | 262.741 | 262.741 | 255.768 | 255.768 | 348.95 | 93939.9039 | 92076.479 | 41766.9139 | 2004111.2482 | 422285.7516
4026 | 1296.8027 | 63.736 | 63.736 | 62.0445 | 62.0445 | 1089.75 | 71577.9929 | 22336.0133 | 10131.8638 | 2263311.7764 | 56475.9891
4027 | 1050.3226 | 1050.323 | 1050.323 | 1022.448 | 1022.448 | 1506 | 1628359.1389 | 368081.2801 | 166965.7584 | 94717.7849 | 505089.3121
4028 | 905.4251 | 905.425 | 905.425 | 881.3955 | 881.3955 | 1649.05 | 1537602.1342 | 317302.3851 | 143931.8875 | 81652.6277 | 309325.7557
4029 | 1113.5773 | 1113.577 | 1113.577 | 1084.0233 | 1084.0233 | 1662.25 | 1914475.9703 | 390248.3785 | 177021.0006 | 100424.5481 | 366128.8606
4030 | 1034.8766 | 1034.877 | 1034.877 | 1007.4119 | 1007.4119 | 1787.75 | 1905978.5076 | 362668.2943 | 164510.3679 | 93325.12 | 213823.1818
4031 | 1276.8627 | 1276.863 | 1276.863 | 1242.9758 | 1242.9758 | 1800.1 | 2363289.3264 | 447471.2707 | 202977.9403 | 115147.9544 | 248470.8528
4032 | 906.1606 | 816.048 | 816.048 | 794.3905 | 794.3905 | 1773.9 | 1490575.389 | 285980.5911 | 129723.9737 | 204874.6244 | 179611.699
4033 | 1189.3358 | 0 | 0 | 0 | 0 | 1700.35 | 0 | 0 | 0 | 1415309.6615 | 0
4034 | 1040.0253 | 0 | 0 | 0 | 0 | 1747.1 | 0 | 0 | 0 | 1237630.0939 | 0
4035 | 1162.8571 | 0 | 0 | 0 | 0 | 1595.35 | 0 | 0 | 0 | 1383799.9847 | 0
4036 | 711.9834 | 0 | 0 | 0 | 0 | 1368.4 | 0 | 0 | 0 | 847260.2058 | 0
4037 | 1019.4307 | 0 | 0 | 0 | 0 | 1243.4 | 0 | 0 | 0 | 1213122.5675 | 0
4038 | 675.2074 | 0 | 0 | 0 | 0 | 1557.65 | 0 | 0 | 0 | 803496.7654 | 0
4039 | 747.1449 | 747.145 | 747.145 | 727.3162 | 727.3162 | 1292.55 | 989430.79 | 261833.8244 | 118770.732 | 36346.0458 | 514539.8308
4040 | 1067.6514 | 1067.651 | 1067.651 | 1039.3161 | 1039.3161 | 594.5 | 648694.2643 | 374153.8048 | 169720.3231 | 51938.5985 | 1460758.813
4041 | 1143.193 | 1143.193 | 1143.193 | 1112.8533 | 1112.8533 | 1110.65 | 1299992.9746 | 400627.1812 | 181728.9408 | 55612.7104 | 989716.0655
4042 | 1219.8369 | 1219.837 | 1219.837 | 1187.4632 | 1187.4632 | 670.75 | 836847.8365 | 427486.7488 | 193912.7391 | 59341.0929 | 1578435.4467
4043 | 1490.4715 | 1490.471 | 1490.471 | 1450.9147 | 1450.9147 | 427.1 | 653837.8635 | 522329.2964 | 236934.3725 | 72507.6507 | 2282143.7508
4044 | 1150.4507 | 1150.451 | 1150.451 | 1119.9187 | 1119.9187 | 420.5 | 496039.2887 | 403170.7167 | 182882.7168 | 55965.318 | 1768911.5197
4045 | 1240.471 | 1240.471 | 1240.471 | 1207.5496 | 1207.5496 | 672 | 850994.1035 | 434717.8473 | 197192.8457 | 60345.0437 | 1603625.8368
4046 | 1223.9724 | 1223.972 | 1223.972 | 1191.4885 | 1191.4885 | 1035.55 | 1300261.0389 | 428935.8421 | 194570.0639 | 59543.0925 | 1149131.036
4047 | 1179.3466 | 1179.346 | 1179.346 | 1148.0468 | 1148.0468 | 1174.5 | 1417002.0943 | 413296.848 | 187476.0425 | 57372.4764 | 947712.6335
4048 | 1321.3359 | 1321.336 | 1321.336 | 1286.2685 | 1286.2685 | 1167.95 | 1580453.2322 | 463056.6466 | 210047.64 | 64278.7002 | 1070239.6746
4049 | 1489.5089 | 293.998 | 293.998 | 286.1955 | 286.1955 | 1783.85 | 535076.7507 | 103030.3632 | 46735.7175 | 2205673.5844 | 61861.1472
4050 | 1368.6657 | 295.862 | 295.862 | 288.01 | 288.01 | 1720.9 | 522159.7691 | 103683.5942 | 47032.0304 | 1980842.0029 | 80383.5865
4051 | 1199.6331 | 1199.633 | 1199.633 | 1167.7954 | 1167.7954 | 1628.2 | 2001900.8331 | 420406.3419 | 190700.9879 | 108184.6264 | 434186.3276
4052 | 1119.4615 | 1119.461 | 1119.461 | 1089.7511 | 1089.7511 | 1738.7 | 1990014.2081 | 392310.4015 | 177956.3571 | 100955.7172 | 284751.9664
4053 | 1075.3302 | 1075.33 | 1075.33 | 1046.7913 | 1046.7913 | 1813.9 | 1999307.1068 | 376844.8781 | 170941.0239 | 96975.2535 | 194807.8661
4054 | 1176.832 | 1176.832 | 1176.832 | 1145.5995 | 1145.5995 | 1843.6 | 2224194.7063 | 412415.8273 | 187076.4017 | 106128.0001 | 179171.765
4055 | 1138.585 | 1138.585 | 1138.585 | 1108.3676 | 1108.3676 | 1802.15 | 2105641.4388 | 399012.3269 | 180996.425 | 102678.7089 | 219290.5247
4056 | 1338.6464 | 1338.646 | 1338.646 | 1303.1191 | 1303.1191 | 1660.95 | 2283614.7476 | 469122.8634 | 212799.3433 | 65121.6272 | 441822.519
4057 | 1243.0288 | 0 | 0 | 0 | 0 | 1694.3 | 0 | 0 | 0 | 1479204.2851 | 0
4058 | 1127.5522 | 0 | 0 | 0 | 0 | 1589.2 | 0 | 0 | 0 | 1341787.0823 | 0
4059 | 1088.5696 | 0 | 0 | 0 | 0 | 1577.75 | 0 | 0 | 0 | 1295397.8347 | 0
4060 | 1187.8648 | 0 | 0 | 0 | 0 | 1452.9 | 0 | 0 | 0 | 1413559.1239 | 0
4061 | 1379.1 | 0 | 0 | 0 | 0 | 1312.5 | 0 | 0 | 0 | 1641129.0143 | 0
4062 | 1313.6387 | 0 | 0 | 0 | 0 | 1121.25 | 0 | 0 | 0 | 1563230.0899 | 0
4063 | 1192.7735 | 1192.774 | 1192.774 | 1161.1184 | 1161.1184 | 1143.45 | 1396115.5721 | 418002.6342 | 189610.6393 | 58023.7226 | 994555.9898
4064 | 1204.4444 | 1204.444 | 1204.444 | 1172.4787 | 1172.4787 | 933.9 | 1150370.4131 | 422092.3366 | 191465.7738 | 58593.0147 | 1249979.5558
4065 | 914.0068 | 914.007 | 914.007 | 889.7498 | 889.7498 | 755.4 | 705626.2028 | 320309.9109 | 145296.1346 | 44463.182 | 1107382.542
4066 | 1054.7081 | 1227.991 | 1054.707 | 1195.4008 | 1054.7081 | 776.9 | 860094.7481 | 379694.9185 | 172233.8339 | 0 | 1290013.4857
4067 | 1164.4744 | 1164.474 | 1164.474 | 1133.5695 | 1133.5695 | 926.1 | 1103660.0353 | 408085.0182 | 185111.8985 | 56648.6086 | 1217340.2805
4068 | 1401.6253 | 1401.625 | 1401.625 | 1364.4266 | 1364.4266 | 670.1 | 959873.5158 | 491193.5892 | 222810.8698 | 68185.172 | 1814550.984
4069 | 1428.7283 | 1428.728 | 1428.728 | 1390.8103 | 1390.8103 | 672.05 | 979716.3244 | 500691.7216 | 227119.3282 | 69503.6339 | 1846926.588
4070 | 1276.9675 | 1278.746 | 1276.968 | 1244.8088 | 1244.8088 | 1162.45 | 1521478.8918 | 448131.1602 | 203277.2735 | 58947.0157 | 1042589.5922
4071 | 1519.5135 | 2545.444 | 1519.513 | 2477.8893 | 1519.5135 | 464 | 741591.8643 | 547024.874 | 248136.5609 | 0 | 2333972.7959
4072 | 1443.7099 | 2174.863 | 1443.71 | 2117.1433 | 1443.7099 | 1167.95 | 1775917.1088 | 519735.5741 | 235757.8312 | 0 | 1201238.8456
4073 | 1342.0133 | 1058.821 | 1058.821 | 1030.7205 | 1030.7205 | 1702.95 | 1842351.7842 | 371059.3684 | 168316.6524 | 570599.6788 | 306175.515
4074 | 1332.7466 | 251.996 | 251.996 | 245.3082 | 245.3082 | 1516.9 | 390488.2333 | 88310.9389 | 40058.8231 | 1993274.6944 | 118508.3738
4075 | 1262.1523 | 1262.152 | 1262.152 | 1228.6552 | 1228.6552 | 1307.5 | 1692660.1678 | 442315.8626 | 200639.3899 | 113823.3395 | 850843.708
4076 | 1451.9165 | 1451.916 | 1451.916 | 1413.3829 | 1413.3829 | 1646.6 | 2445796.6519 | 508817.8587 | 230805.4342 | 130937.0101 | 499489.5313
4077 | 1443.0903 | 1443.09 | 1443.09 | 1404.7912 | 1404.7912 | 1737.8 | 2565157.5324 | 505724.8241 | 229402.3994 | 130140.2565 | 368336.2469
4078 | 1423.9667 | 1423.967 | 1423.967 | 1386.1757 | 1386.1757 | 1861.15 | 2711964.6542 | 499023.2492 | 226362.4905 | 128413.9536 | 192470.4948
4079 | 1318.0519 | 1318.052 | 1318.052 | 1283.0716 | 1283.0716 | 1842.45 | 2495634.9872 | 461905.7826 | 209525.5953 | 118862.8302 | 202147.9335
4080 | 1204.7818 | 0 | 0 | 0 | 0 | 1804.1 | 0 | 0 | 0 | 2208364.9862 | 0
4081 | 1000.3072 | 0 | 0 | 0 | 0 | 1628.55 | 0 | 0 | 0 | 1190365.5787 | 0
4082 | 1279.8048 | 0 | 0 | 0 | 0 | 1598.95 | 0 | 0 | 0 | 1522967.7251 | 0
4083 | 1320.9939 | 0 | 0 | 0 | 0 | 1574.35 | 0 | 0 | 0 | 1571982.7791 | 0
4084 | 1414.405 | 0 | 0 | 0 | 0 | 1403.4 | 0 | 0 | 0 | 1683141.9167 | 0
4085 | 1349.6792 | 0 | 0 | 0 | 0 | 1124.3 | 0 | 0 | 0 | 1606118.2623 | 0
4086 | 1217.2856 | 0 | 0 | 0 | 0 | 1021.35 | 0 | 0 | 0 | 1448569.8771 | 0
4087 | 842.1704 | 291.795 | 291.795 | 284.0509 | 284.0509 | 1018.45 | 303868.0826 | 102258.3311 | 46385.5152 | 1023033.0206 | 278810.1803
4088 | 1414.8031 | 889.928 | 889.928 | 866.3098 | 866.3098 | 594.4 | 539610.162 | 311871.5266 | 141468.3897 | 1005388.1767 | 1217685.0493
4089 | 1229.2948 | 1229.294 | 1229.294 | 1196.6692 | 1196.6692 | 1204.7 | 1508956.7881 | 430800.9147 | 195416.0816 | 59802.7369 | 951711.0206
4090 | 1233.0561 | 1286.098 | 1233.056 | 1251.9657 | 1233.0561 | 1132.15 | 1462162.7822 | 443900.1884 | 201358.0577 | 0 | 1070107.7182
4091 | 1290.0993 | 1290.099 | 1290.099 | 1255.8605 | 1255.8605 | 926.1 | 1221798.7284 | 452109.7713 | 205082.0157 | 62759.8252 | 1348668.565
4092 | 1374.5232 | 1374.524 | 1374.524 | 1338.0449 | 1338.0449 | 1131.4 | 1591946.0895 | 481696.1577 | 218502.7293 | 66864.8277 | 1162225.7848
4093 | 1301.6783 | 1301.678 | 1301.678 | 1267.1322 | 1267.1322 | 1401.5 | 1862969.033 | 456167.5832 | 206922.6843 | 63322.9674 | 758378.607
4094 | 1473.8341 | 586.057 | 586.057 | 570.5034 | 570.5034 | 1634.65 | 979555.1357 | 205381.212 | 93163.1998 | 1655805.1773 | 208433.405
4095 | 1200.2556 | 1191.42 | 1191.42 | 1159.8004 | 1159.8004 | 1707.7 | 2084955.5588 | 417528.1306 | 189395.3992 | 74154.384 | 339009.646
4096 | 1652.6215 | 158.604 | 158.604 | 154.3947 | 154.3947 | 1878.15 | 305773.1977 | 55582.1051 | 25212.6604 | 2746249.6835 | 18812.9986
4097 | 1554.1529 | 123.403 | 123.403 | 120.128 | 120.128 | 1865.75 | 235975.4324 | 43246.0626 | 19616.8945 | 2628567.646 | 16127.1775
4098 | 1601.1342 | 31.104 | 31.104 | 30.2785 | 30.2785 | 1747.95 | 55941.213 | 10900.266 | 4944.4818 | 2879378.4581 | 7631.7002
4099 | 1579.897 | 1579.897 | 1579.897 | 1537.9674 | 1537.9674 | 1641.85 | 2671352.2804 | 553668.2622 | 251150.0756 | 142476.7097 | 550823.0225
4100 | 1123.8746 | 1123.875 | 1123.875 | 1094.048 | 1094.048 | 1804.65 | 2088588.3847 | 393857.2693 | 178658.0335 | 101350.7862 | 213722.271
4101 | 1184.1872 | 1184.187 | 1184.187 | 1152.7593 | 1152.7593 | 1837.7 | 2237184.5679 | 414993.3561 | 188245.5974 | 106791.9614 | 187092.8381
4102 | 1214.3435 | 1214.344 | 1214.344 | 1182.116 | 1182.116 | 1861.15 | 2317712.9695 | 425561.75 | 193039.5383 | 109509.2446 | 164136.8027
4103 | 1265.0944 | 1265.094 | 1265.094 | 1231.5191 | 1231.5191 | 1819.75 | 2368682.3882 | 443346.8742 | 201107.0682 | 114088.9241 | 221981.3169
4104 | 1221.6987 | 0 | 0 | 0 | 0 | 1720.85 | 0 | 0 | 0 | 2239373.7739 | 0
4105 | 1285.689 | 0 | 0 | 0 | 0 | 1603.65 | 0 | 0 | 0 | 1529969.8755 | 0
4106 | 1382.7776 | 0 | 0 | 0 | 0 | 1268 | 0 | 0 | 0 | 1645505.3583 | 0
4107 | 1180.5096 | 0 | 0 | 0 | 0 | 1038.05 | 0 | 0 | 0 | 1404806.4359 | 0
4108 | 1251.1195 | 0 | 0 | 0 | 0 | 1030.3 | 0 | 0 | 0 | 1488832.2419 | 0
4109 | 1314.3743 | 0 | 0 | 0 | 0 | 858.45 | 0 | 0 | 0 | 1564105.3587 | 0
4110 | 1123.8746 | 0 | 0 | 0 | 0 | 1071.3 | 0 | 0 | 0 | 1337410.7383 | 0
4111 | 1094.6009 | 382.363 | 382.363 | 372.2153 | 372.2153 | 1227.95 | 480237.8183 | 133997.506 | 60782.7576 | 1324132.7674 | 287368.8181
4112 | 1132.8406 | 978.389 | 978.389 | 952.4231 | 952.4231 | 1055.8 | 1056982.8132 | 342872.3122 | 155530.6905 | 330705.2219 | 899277.8809
4113 | 1145.5301 | 1145.53 | 1145.53 | 1115.1283 | 1115.1283 | 1603.35 | 1878685.2626 | 401446.173 | 182100.4446 | 55726.6088 | 442315.6237
4114 | 1243.3736 | 1243.374 | 1243.374 | 1210.3755 | 1210.3755 | 1710.45 | 2174806.9663 | 435735.1915 | 197654.3244 | 60485.4332 | 350464.2353
4115 | 952.8174 | 952.817 | 952.817 | 927.5298 | 927.5298 | 1684.05 | 1644179.2125 | 333910.7123 | 151465.6092 | 46352.3245 | 293053.0265
4116 | 1336.7828 | 1336.783 | 1336.783 | 1301.3055 | 1301.3055 | 1769.6 | 2419761.0631 | 468469.9829 | 212503.1894 | 65029.8544 | 299820.789
4117 | 1269.4781 | 1269.478 | 1269.478 | 1235.7867 | 1235.7867 | 1677.45 | 2172211.9152 | 444883.2285 | 201803.9756 | 61756.2703 | 398603.0149
4118 | 1515.3156 | 1515.315 | 1515.315 | 1475.0994 | 1475.0994 | 1723.65 | 2677606.8569 | 531035.7718 | 240883.7265 | 73716.2818 | 407643.7098
4119 | 1178.0217 | 1178.022 | 1178.022 | 1146.7579 | 1146.7579 | 1744.1 | 2109132.8153 | 412832.8578 | 187265.5713 | 57306.5008 | 293455.3564
4120 | 1291.1281 | 795.352 | 795.352 | 774.2438 | 774.2438 | 1866.05 | 1529667.6679 | 278727.7649 | 126434.0112 | 947449.0144 | 103709.9559
4121 | 1202.7821 | 906.066 | 906.066 | 882.0195 | 882.0195 | 1860.8 | 1728520.2585 | 317527.0208 | 144033.7847 | 587957.7957 | 122777.1147
4122 | 1153.1952 | 117.723 | 117.723 | 114.5987 | 114.5987 | 1730.65 | 209525.1717 | 41255.5305 | 18713.967 | 1903747.3098 | 30867.1587
4123 | 1228.3184 | 1228.318 | 1228.318 | 1195.7191 | 1195.7191 | 1647.7 | 2078144.0335 | 430458.8796 | 195260.9306 | 110772.4251 | 421251.8424
4124 | 785.5354 | 785.535 | 785.535 | 764.6873 | 764.6873 | 1650.45 | 1329101.8503 | 275287.4386 | 124873.4409 | 70841.6316 | 267296.456
4125 | 1207.7239 | 1207.724 | 1207.724 | 1175.6717 | 1175.6717 | 1657.9 | 2049377.6721 | 423241.7988 | 191987.1826 | 108913.3333 | 402197.2761
4126 | 1132.7008 | 1132.701 | 1132.701 | 1102.6397 | 1102.6397 | 1825.65 | 2114802.7406 | 396950.3039 | 180061.0684 | 102147.5398 | 192245.2374
4127 | 1078.2723 | 1078.272 | 1078.272 | 1049.6552 | 1049.6552 | 1813.7 | 2009671.8829 | 377875.8896 | 171408.7022 | 97240.838 | 195550.7729
4128 | 1233.4671 | 0 | 0 | 0 | 0 | 1649.7 | 0 | 0 | 0 | 2260945.1045 | 0
4129 | 1003.9848 | 0 | 0 | 0 | 0 | 1229.55 | 0 | 0 | 0 | 1840304.1549 | 0
4130 | 1147.4112 | 0 | 0 | 0 | 0 | 1243 | 0 | 0 | 0 | 2103204.7479 | 0
4131 | 1050.3226 | 0 | 0 | 0 | 0 | 1038.05 | 0 | 0 | 0 | 1925241.269 | 0
4132 | 1001.0427 | 0 | 0 | 0 | 0 | 1030.3 | 0 | 0 | 0 | 1834911.3223 | 0
4133 | 899.541 | 0 | 0 | 0 | 0 | 1074.35 | 0 | 0 | 0 | 1648858.594 | 0
4134 | 956.9115 | 402.235 | 402.235 | 391.5599 | 391.5599 | 1021.35 | 422228.2737 | 140961.5649 | 63941.7321 | 1036289.5303 | 383200.0985
4135 | 789.213 | 789.213 | 789.213 | 768.2677 | 768.2677 | 1024.4 | 831075.0863 | 276576.3782 | 125458.1182 | 38392.6427 | 749521.9849
4136 | 1053.7961 | 1053.796 | 1053.796 | 1025.8288 | 1025.8288 | 949.85 | 1026725.5146 | 369298.3783 | 167517.8477 | 51263.9387 | 1077274.1444
4137 | 1095.8283 | 1095.828 | 1095.828 | 1066.7453 | 1066.7453 | 1703.75 | 1910324.0787 | 384028.316 | 174199.5111 | 53309.0487 | 316023.3017
4138 | 1072.8488 | 1072.849 | 1072.849 | 1044.3762 | 1044.3762 | 1842.35 | 2025866.8948 | 375975.4221 | 170546.629 | 52190.3062 | 164645.9036
4139 | 1035.489 | 1035.489 | 1035.489 | 1008.0077 | 1008.0077 | 1836.1 | 1948980.684 | 362882.7671 | 164607.6552 | 50373.1909 | 165212.4598
4140 | 1331.4199 | 1331.42 | 1331.42 | 1296.0848 | 1296.0848 | 1693.6 | 2306911.6498 | 466590.5421 | 211650.6542 | 64769.2181 | 397120.3947
4141 | 846.3463 | 846.347 | 846.347 | 823.8854 | 823.8854 | 1471.45 | 1274441.1995 | 296598.7483 | 134540.4878 | 41170.8484 | 435464.6345
4142 | 916.9976 | 916.998 | 916.998 | 892.6614 | 892.6614 | 1684.4 | 1583616.4709 | 321358.0943 | 145771.6022 | 44608.3331 | 281723.9293
4143 | 791.3395 | 791.34 | 791.34 | 770.3383 | 770.3383 | 1562.6 | 1267283.9688 | 277321.7764 | 125796.2391 | 38495.3303 | 336945.9583
4144 | 216.0103 | 216.01 | 216.01 | 210.2772 | 210.2772 | 1262 | 279941.6701 | 75699.7964 | 34338.2688 | 10508.7014 | 155184.5827
4145 | 168.3081 | 168.308 | 168.308 | 163.8412 | 163.8412 | 1691.7 | 291482.1516 | 58982.8311 | 26755.2675 | 8187.8758 | 50512.2412
4146 | 126.4653 | 126.465 | 126.465 | 123.1087 | 123.1087 | 1272.75 | 165335.7546 | 44319.1276 | 20103.6487 | 6152.6882 | 89530.7932
4147 | 136.0712 | 136.071 | 136.071 | 132.4597 | 132.4597 | 1091.9 | 152583.5009 | 47685.5099 | 21630.6771 | 6619.7903 | 120286.6988
4148 | 92.6755 | 92.676 | 92.676 | 90.2164 | 90.2164 | 1100.5 | 104790.7331 | 32477.9146 | 14732.3429 | 4507.5144 | 81149.6783
4149 | 88.2624 | 88.262 | 88.262 | 85.9196 | 85.9196 | 1372.95 | 124129.18 | 30931.0469 | 14030.6665 | 4294.4003 | 53875.8693
4150 | 94.1466 | 94.147 | 94.147 | 91.6484 | 91.6484 | 1512.65 | 145894.4858 | 32993.4204 | 14966.1821 | 4579.1472 | 44664.8428
4151 | 83.8493 | 83.849 | 83.849 | 81.6237 | 81.6237 | 1457.65 | 125479.3478 | 29384.5296 | 13329.1491 | 4079.5018 | 44268.61
4152 | 91.94 | 91.94 | 91.94 | 89.5 | 89.5 | 1143.85 | 107751.9564 | 32219.9865 | 14615.3439 | 4472.5902 | 76625.3929
4153 | 82.3782 | 0 | 0 | 0 | 0 | 771.65 | 0 | 0 | 0 | 98030.1065 | 0
4154 | 88.2624 | 0 | 0 | 0 | 0 | 1067.85 | 0 | 0 | 0 | 105032.2569 | 0
4155 | 82.3782 | 0 | 0 | 0 | 0 | 696.95 | 0 | 0 | 0 | 98030.1065 | 0
4156 | 82.3782 | 0 | 0 | 0 | 0 | 327.35 | 0 | 0 | 0 | 98030.1065 | 0
4157 | 83.8493 | 0 | 0 | 0 | 0 | 320.65 | 0 | 0 | 0 | 99780.6441 | 0
4158 | 84.5848 | 0 | 0 | 0 | 0 | 315.7 | 0 | 0 | 0 | 100655.9129 | 0
4159 | 66.9323 | 66.932 | 66.932 | 65.1557 | 65.1557 | 314.55 | 21541.758 | 23456.038 | 10639.9195 | 3256.6166 | 109816.6092
4160 | 82.3874 | 82.387 | 82.387 | 80.2005 | 80.2005 | 339.6 | 28623.9658 | 28872.1778 | 13096.7407 | 4008.6625 | 133164.9001
4161 | 584.9195 | 584.92 | 584.92 | 569.3965 | 569.3965 | 1103.1 | 661224.9285 | 204982.7551 | 92982.4553 | 28453.6312 | 510691.7586
4162 | 1157.201 | 1157.201 | 1157.201 | 1126.4895 | 1126.4895 | 1110.55 | 1320027.2672 | 405536.2259 | 183955.738 | 56294.1148 | 1001956.1003
4163 | 1150.5013 | 1150.501 | 1150.501 | 1119.9673 | 1119.9673 | 1097.5 | 1299226.1849 | 403188.239 | 182890.6651 | 55968.7896 | 1010770.5159
4164 | 990.4614 | 990.461 | 990.461 | 964.1747 | 964.1747 | 407.55 | 415210.3268 | 347102.8938 | 157449.7293 | 48183.4276 | 1535400.009
4165 | 1247.0319 | 1383.761 | 1247.031 | 1347.0367 | 1247.0319 | 661.8 | 868851.2731 | 448931.4761 | 203640.3057 | 0 | 1668778.0591
4166 | 1015.0755 | 1645.026 | 1015.075 | 1601.3679 | 1015.0755 | 1139.25 | 1224926.8863 | 365427.1912 | 165761.8342 | 0 | 873726.2633
4167 | 1035.2371 | 1442.073 | 1035.238 | 1403.8012 | 1035.2371 | 980.75 | 1076282.3232 | 372685.3394 | 169054.2109 | 0 | 1055165.3673
4168 | 965.4739 | 1745.561 | 965.473 | 1699.2348 | 965.4739 | 631.9 | 647717.6099 | 347570.6042 | 157661.888 | 0 | 1320864.8434
4169 | 874.7245 | 775.518 | 775.518 | 754.9362 | 754.9362 | 1183.85 | 944358.0091 | 271777.023 | 123281.0774 | 219572.0414 | 616141.1593
4170 | 1044.9992 | 171.198 | 171.198 | 166.6545 | 166.6545 | 730.15 | 128778.6173 | 59995.6194 | 27214.6796 | 1610005.9168 | 211626.2148
4171 | 962.7957 | 962.796 | 962.796 | 937.2439 | 937.2439 | 360.6 | 357370.3184 | 337407.8109 | 153051.932 | 86824.9123 | 1536517.6809
4172 | 1037.8187 | 1037.819 | 1037.819 | 1010.2758 | 1010.2758 | 369.95 | 394285.4759 | 363699.3058 | 164978.0462 | 93590.7045 | 1646800.1485
4173 | 715.661 | 715.661 | 715.661 | 696.6677 | 696.6677 | 738.55 | 541722.862 | 250800.389 | 113765.8431 | 64538.9581 | 878811.5297
4174 | 1001.7782 | 1001.778 | 1001.778 | 975.1914 | 975.1914 | 753.95 | 774968.3311 | 351068.8889 | 159248.7488 | 90342.2556 | 1215137.1916
4175 | 876.0043 | 876.004 | 876.004 | 852.7553 | 852.7553 | 393.5 | 354616.1402 | 306991.9193 | 139254.9456 | 79000.0891 | 1369951.4399
4176 | 918.6645 | 0 | 0 | 0 | 0 | 378.5 | 0 | 0 | 0 | 1683912.0065 | 0
4177 | 882.624 | 0 | 0 | 0 | 0 | 726.55 | 0 | 0 | 0 | 1050322.5692 | 0
4178 | 1200.3686 | 0 | 0 | 0 | 0 | 1097.6 | 0 | 0 | 0 | 1428438.6935 | 0
4179 | 1074.5947 | 0 | 0 | 0 | 0 | 1086.25 | 0 | 0 | 0 | 1278767.7275 | 0
4180 | 1248.913 | 0 | 0 | 0 | 0 | 1059 | 0 | 0 | 0 | 1486206.4355 | 0
4181 | 1179.0386 | 0 | 0 | 0 | 0 | 313.6 | 0 | 0 | 0 | 1403055.8983 | 0
4182 | 1068.7106 | 0 | 0 | 0 | 0 | 303.05 | 0 | 0 | 0 | 1271765.5771 | 0
4183 | 955.4405 | 307.567 | 307.567 | 299.4043 | 299.4043 | 292.7 | 91924.1579 | 107785.5622 | 48892.7286 | 1202514.2608 | 511173.0288
4184 | 993.9174 | 944.817 | 944.817 | 919.7421 | 919.7421 | 299.9 | 289175.1449 | 331107.1459 | 150193.8803 | 135963.3374 | 1563653.4964
4185 | 746.5353 | 746.536 | 746.536 | 726.7233 | 726.7233 | 318.8 | 242469.1068 | 261620.403 | 118673.9217 | 36315.3893 | 1221767.2818
4186 | 1054.2475 | 308.874 | 308.874 | 300.6767 | 300.6767 | 332.85 | 104760.0043 | 108243.5949 | 49100.4973 | 1381295.3416 | 501273.0811
4187 | 1269.1333 | 1269.134 | 1269.134 | 1235.4519 | 1235.4519 | 345.9 | 450379.5364 | 444762.6752 | 201749.2913 | 61738.1152 | 2043560.9473
4188 | 1079.2074 | 1079.207 | 1079.207 | 1050.5654 | 1050.5654 | 348.15 | 387427.3619 | 378203.5564 | 171557.3355 | 52500.6475 | 1735376.5131
4189 | 1049.5751 | 1049.575 | 1049.575 | 1021.7199 | 1021.7199 | 355.15 | 384602.1298 | 367819.1466 | 166846.8518 | 51058.6647 | 1680575.898
4190 | 1119.0192 | 858.953 | 858.953 | 836.1569 | 836.1569 | 371.1 | 327889.4622 | 301016.468 | 136544.4145 | 518486.7102 | 1362015.9022
4191 | 1490.9597 | 870.313 | 870.313 | 847.2154 | 847.2154 | 375.7 | 335707.4301 | 304997.5323 | 138350.2695 | 1179983.4221 | 1376131.9213
4192 | 567.8021 | 567.803 | 567.803 | 552.7338 | 552.7338 | 366.25 | 212621.0777 | 198984.1745 | 90261.4325 | 27620.23 | 903028.875
4193 | 1329.9719 | 1029.401 | 1029.401 | 1002.0813 | 1002.0813 | 348.95 | 367562.5523 | 360749.2531 | 163639.8695 | 601023.4961 | 1654486.2621
4194 | 1208.3058 | 250.204 | 250.204 | 243.5637 | 243.5637 | 334.35 | 85851.554 | 87682.94 | 39773.9558 | 1768372.2854 | 405691.9139
4195 | 1031.9346 | 1031.935 | 1031.935 | 1004.548 | 1004.548 | 673.95 | 713080.2484 | 361637.2828 | 164042.6897 | 93059.5354 | 1332080.8856
4196 | 898.0699 | 898.07 | 898.07 | 874.2357 | 874.2357 | 1085.7 | 998304.6695 | 314724.8562 | 142762.6917 | 80988.666 | 799313.7113
4197 | 1109.1642 | 1109.164 | 1109.164 | 1079.7274 | 1079.7274 | 1093.9 | 1244625.0436 | 388701.8612 | 176319.4831 | 100026.1713 | 978340.99
4198 | 1198.8976 | 1198.898 | 1198.898 | 1167.0799 | 1167.0799 | 1109.35 | 1365234.0029 | 420148.7642 | 190584.1478 | 108116.5763 | 1039459.7135
4199 | 1042.9674 | 1042.967 | 1042.967 | 1015.2872 | 1015.2872 | 912.55 | 978028.025 | 365503.4008 | 165796.4037 | 94057.1313 | 1104074.0922
4200 | 873.0622 | 0 | 0 | 0 | 0 | 358.85 | 0 | 0 | 0 | 1600323.0999 | 0
4201 | 1123.8746 | 0 | 0 | 0 | 0 | 356.45 | 0 | 0 | 0 | 1337410.7383 | 0
4202 | 782.5933 | 0 | 0 | 0 | 0 | 338.1 | 0 | 0 | 0 | 931286.0113 | 0
4203 | 1155.5019 | 0 | 0 | 0 | 0 | 327.15 | 0 | 0 | 0 | 1375047.2967 | 0
4204 | 1004.7203 | 0 | 0 | 0 | 0 | 319.4 | 0 | 0 | 0 | 1195617.1915 | 0
4205 | 945.8787 | 0 | 0 | 0 | 0 | 313.5 | 0 | 0 | 0 | 1125595.6867 | 0
4206 | 1001.0427 | 0 | 0 | 0 | 0 | 310.45 | 0 | 0 | 0 | 1191240.8475 | 0
4207 | 1244.4999 | 750.877 | 750.877 | 730.9491 | 730.9491 | 313.5 | 241561.4886 | 263141.6882 | 119363.9935 | 941338.4647 | 1232745.7141
4208 | 641.0608 | 641.061 | 641.061 | 624.0476 | 624.0476 | 344.9 | 227211.4926 | 224657.1326 | 101906.9715 | 31185.3039 | 1032861.1671
4209 | 822.6911 | 822.691 | 822.691 | 800.8572 | 800.8572 | 1314.2 | 1110423.9729 | 288308.6026 | 130779.9856 | 40021.4471 | 549227.8879
4210 | 1162.7946 | 1167.749 | 1162.794 | 1136.7576 | 1136.7576 | 1226.2 | 1470285.5328 | 409232.7281 | 185632.5125 | 47725.8812 | 879623.014
4211 | 1141.8157 | 1141.816 | 1141.816 | 1111.5128 | 1111.5128 | 956.1 | 1123369.3231 | 400144.6173 | 181510.0445 | 55545.2453 | 1160308.2389
4212 | 1203.114 | 1203.114 | 1203.114 | 1171.184 | 1171.184 | 420.5 | 518726.1124 | 421626.2437 | 191254.3489 | 58527.6326 | 1849885.1443
4213 | 999.0366 | 999.036 | 999.036 | 972.5221 | 972.5221 | 422.45 | 430964.7761 | 350107.9665 | 158812.8637 | 48601.0211 | 1534202.2849
4214 | 1206.6721 | 1947.88 | 1206.672 | 1896.1843 | 1206.6721 | 451.55 | 575262.2081 | 434401.9405 | 197049.5469 | 0 | 1868471.3467
4215 | 1353.2033 | 2006.703 | 1353.204 | 1953.4462 | 1353.2033 | 463.6 | 663617.282 | 487153.1779 | 220978.0943 | 0 | 2079061.5071
4216 | 1525.3618 | 2052.142 | 1525.362 | 1997.6793 | 1525.3618 | 812.5 | 1311063.9627 | 549130.2635 | 249091.589 | 0 | 1811367.1886
4217 | 1270.7349 | 799.803 | 799.803 | 778.5767 | 778.5767 | 1239.7 | 1017039.9378 | 280287.5992 | 127141.5693 | 902126.1008 | 591951.8379
4218 | 1248.3052 | 1248.305 | 1248.305 | 1215.1757 | 1215.1757 | 1103.7 | 1413839.2146 | 437463.2397 | 198438.1862 | 60726.5223 | 1089161.9493
4219 | 1187.8648 | 1187.865 | 1187.865 | 1156.3397 | 1156.3397 | 1091.9 | 1328417.8539 | 416282.2958 | 188830.2747 | 107122.2882 | 1050072.0911
4220 | 1119.4615 | 1119.461 | 1119.461 | 1089.7511 | 1089.7511 | 1200.4 | 1376790.7444 | 392310.4015 | 177956.3571 | 100955.7172 | 871364.9918
4221 | 1184.1872 | 1184.187 | 1184.187 | 1152.7593 | 1152.7593 | 1248.85 | 1516218.461 | 414993.3561 | 188245.5974 | 106791.9614 | 865895.1652
4222 | 1246.7064 | 1246.706 | 1246.706 | 1213.6191 | 1213.6191 | 1284.5 | 1642513.2903 | 436902.8769 | 198183.9994 | 112430.6746 | 868344.4678
4223 | 890.7147 | 890.715 | 890.715 | 867.0759 | 867.0759 | 754.1 | 692989.8338 | 312147.3274 | 141593.496 | 80324.7047 | 1080289.8756
4224 | 1162.1216 | 1162.122 | 1162.122 | 1131.2799 | 1131.2799 | 738.45 | 887919.2688 | 407260.7696 | 184738.0102 | 56532.8257 | 1427166.1776
4225 | 1210.6659 | 0 | 0 | 0 | 0 | 1067.35 | 0 | 0 | 0 | 1440692.4579 | 0
4226 | 1075.3302 | 0 | 0 | 0 | 0 | 338.4 | 0 | 0 | 0 | 1279642.9963 | 0
4227 | 1067.2395 | 0 | 0 | 0 | 0 | 327.35 | 0 | 0 | 0 | 1270015.0395 | 0
4228 | 1099.6024 | 0 | 0 | 0 | 0 | 319.6 | 0 | 0 | 0 | 1308526.8679 | 0
4229 | 772.296 | 0 | 0 | 0 | 0 | 643.2 | 0 | 0 | 0 | 919032.248 | 0
4230 | 1059.8843 | 0 | 0 | 0 | 0 | 1021.35 | 0 | 0 | 0 | 1261262.3515 | 0
4231 | 649.4642 | 649.465 | 649.465 | 632.2286 | 632.2286 | 669.15 | 449588.5476 | 227602.2791 | 103242.9227 | 31592.8782 | 841401.3697
4232 | 882.1064 | 882.107 | 882.107 | 858.6964 | 858.6964 | 345 | 313782.3395 | 309130.69 | 140225.1158 | 42910.5747 | 1421142.4776
4233 | 827.5326 | 827.532 | 827.532 | 805.5698 | 805.5698 | 1179.7 | 1005861.0092 | 290005.1107 | 131549.5405 | 40257.9736 | 660808.8674
4234 | 1054.0186 | 1179.058 | 1054.018 | 1147.7664 | 1054.0186 | 1026.2 | 1144948.7689 | 379446.6805 | 172121.2304 | 0 | 1026403.2708
4235 | 1307.932 | 1649.309 | 1307.932 | 1605.5372 | 1307.932 | 427.1 | 592562.4613 | 470855.5258 | 213585.2982 | 0 | 2057246.268
4236 | 1422.7357 | 1860.255 | 1422.736 | 1810.8848 | 1422.7357 | 420.5 | 633576.6082 | 512184.8362 | 232332.7326 | 0 | 2247210.9687
4237 | 1374.2539 | 1846.796 | 1374.254 | 1797.783 | 1374.2539 | 422.45 | 613845.2388 | 494731.3878 | 224415.6545 | 0 | 2167954.169
4238 | 1156.3257 | 3307.404 | 1156.325 | 3219.6273 | 1156.3257 | 451.55 | 556111.9391 | 416277.2563 | 188827.9888 | 0 | 1790512.5487
4239 | 1129.0885 | 2790.132 | 1129.089 | 2716.0834 | 1129.0885 | 798.1 | 960092.9088 | 406471.8553 | 184380.1499 | 0 | 1357051.4525
4240 | 1626.5602 | 2077.003 | 1626.56 | 2021.8805 | 1626.5602 | 1425.3 | 2465865.2187 | 585561.6727 | 265617.281 | 0 | 934784.1481
4241 | 1795.9293 | 1125.565 | 1125.565 | 1095.6931 | 1095.6931 | 1712.7 | 1985129.9903 | 394449.5227 | 178926.6863 | 1283532.9445 | 314792.6329
4242 | 1420.2091 | 169.998 | 169.998 | 165.4863 | 165.4863 | 1571.9 | 274892.3739 | 59575.0845 | 27023.9203 | 2299906.891 | 70844.7046
4243 | 1461.4783 | 1461.478 | 1461.478 | 1422.6912 | 1422.6912 | 1658.95 | 2499049.1544 | 512168.8214 | 232325.4682 | 131798.5059 | 485208.8237
4244 | 1213.608 | 1213.608 | 1213.608 | 1181.3995 | 1181.3995 | 1646.55 | 2059718.8991 | 425303.8219 | 192922.5392 | 109444.5024 | 417565.6551
4245 | 1603.4336 | 1603.434 | 1603.434 | 1560.8797 | 1560.8797 | 1551.25 | 2568199.1847 | 561916.7049 | 254891.6609 | 144598.0782 | 700444.7814
4246 | 1394.5459 | 1394.546 | 1394.546 | 1357.5355 | 1357.5355 | 1555.15 | 2236965.5218 | 488712.7834 | 221685.5487 | 125761.416 | 603899.6714
4247 | 1470.3045 | 1470.304 | 1470.304 | 1431.2829 | 1431.2829 | 1446.65 | 2198796.0889 | 515261.856 | 233728.503 | 132595.2596 | 792000.4112
4248 | 1418.0826 | 453.152 | 453.152 | 441.1256 | 441.1256 | 1261.95 | 591378.6765 | 158805.2135 | 72035.8093 | 1790762.1426 | 325572.7439
4249 | 1318.7874 | 0 | 0 | 0 | 0 | 1236.7 | 0 | 0 | 0 | 1569356.9727 | 0
4250 | 1217.2856 | 0 | 0 | 0 | 0 | 1127.1 | 0 | 0 | 0 | 1448569.8771 | 0
4251 | 1218.7567 | 0 | 0 | 0 | 0 | 1038.65 | 0 | 0 | 0 | 1450320.4147 | 0
4252 | 1394.5459 | 0 | 0 | 0 | 0 | 1030.9 | 0 | 0 | 0 | 1659509.6591 | 0
4253 | 1187.1293 | 0 | 0 | 0 | 0 | 1024.4 | 0 | 0 | 0 | 1412683.8551 | 0
4254 | 1418.0826 | 0 | 0 | 0 | 0 | 1021.35 | 0 | 0 | 0 | 1687518.2607 | 0
4255 | 920.1355 | 920.136 | 920.136 | 895.7161 | 895.7161 | 1024.7 | 971445.4812 | 322457.7932 | 146270.4379 | 44760.8259 | 873591.9047
4256 | 761.6585 | 761.659 | 761.659 | 741.445 | 741.445 | 345.2 | 271377.6736 | 266920.1947 | 121077.9661 | 37051.4614 | 1226943.1618
4257 | 976.5554 | 976.556 | 976.556 | 950.6387 | 950.6387 | 1043.75 | 1050786.0987 | 342229.945 | 155239.3056 | 47505.2978 | 909048.2914
4258 | 1245.0055 | 1245.006 | 1245.006 | 1211.9642 | 1211.9642 | 1132.45 | 1456760.4613 | 436307.119 | 197913.757 | 60564.7057 | 1051439.5586
4259 | 1420.1043 | 1652.368 | 1420.104 | 1608.5151 | 1420.1043 | 926.1 | 1399959.3903 | 511237.5599 | 231903.0376 | 0 | 1525050.0432
4260 | 1490.1332 | 1893.725 | 1490.132 | 1843.4666 | 1490.1332 | 420.5 | 666033.1415 | 536447.9495 | 243338.7504 | 0 | 2353665.3783
4261 | 860.9694 | 1877.903 | 860.969 | 1828.0645 | 860.9694 | 422.45 | 385732.1678 | 309948.9765 | 140596.2996 | 0 | 1358222.2443
4262 | 1268.3941 | 3348.764 | 1268.394 | 3259.8896 | 1268.3941 | 451.55 | 611182.7903 | 456621.8897 | 207128.7627 | 0 | 1964044.903
4263 | 1179.3631 | 2875.347 | 1179.363 | 2799.0369 | 1179.3631 | 463.6 | 582137.1187 | 424570.7225 | 192589.9972 | 0 | 1811973.4945
4264 | 1177.8001 | 2129.762 | 1177.8 | 2073.2393 | 1177.8001 | 812.5 | 1017049.3019 | 424008.0497 | 192334.7625 | 0 | 1398637.6639
4265 | 933.8677 | 1147.31 | 933.867 | 1116.861 | 933.8677 | 1602.6 | 1585524.2414 | 336192.3671 | 152500.5932 | 0 | 371119.0186
4266 | 1077.5727 | 538.706 | 538.706 | 524.409 | 524.409 | 1540.4 | 857141.5574 | 188787.2531 | 85635.9957 | 1013948.933 | 241018.3931
4267 | 1109.8997 | 1109.9 | 1109.9 | 1080.4439 | 1080.4439 | 1571.35 | 1797234.4391 | 388959.7893 | 176436.4822 | 100090.9135 | 463132.2602
4268 | 1127.5522 | 1127.552 | 1127.552 | 1097.6274 | 1097.6274 | 1678.8 | 1950692.5332 | 395145.8585 | 179242.5519 | 101684.4207 | 352557.9159
4269 | 1183.4517 | 1183.452 | 1183.452 | 1152.0438 | 1152.0438 | 1743 | 2131788.0574 | 414735.7785 | 188128.7573 | 106723.9114 | 296075.2641
4270 | 1332.0267 | 1332.027 | 1332.027 | 1296.6757 | 1296.6757 | 1753.65 | 2415011.6186 | 466803.2627 | 211747.1466 | 120122.7062 | 319436.066
4271 | 1148.1467 | 1148.147 | 1148.147 | 1117.6758 | 1117.6758 | 1556 | 1848489.8068 | 402363.2896 | 182516.4589 | 103540.2047 | 496248.0572
4272 | 1170.2123 | 1170.212 | 1170.212 | 1139.1552 | 1139.1552 | 1431 | 1733115.5888 | 410095.8761 | 186024.046 | 56927.6983 | 648179.3153
4273 | 1298.1928 | 0 | 0 | 0 | 0 | 711.9 | 0 | 0 | 0 | 1544849.4451 | 0
4274 | 1256.2682 | 0 | 0 | 0 | 0 | 338.2 | 0 | 0 | 0 | 1494959.1235 | 0
4275 | 1237.1447 | 0 | 0 | 0 | 0 | 327.25 | 0 | 0 | 0 | 1472202.1347 | 0
4276 | 1329.0847 | 0 | 0 | 0 | 0 | 319.4 | 0 | 0 | 0 | 1581610.7359 | 0
4277 | 1320.2584 | 0 | 0 | 0 | 0 | 313.5 | 0 | 0 | 0 | 1571107.5103 | 0
4278 | 1256.2682 | 0 | 0 | 0 | 0 | 310.55 | 0 | 0 | 0 | 1494959.1235 | 0
4279 | 957.647 | 957.647 | 957.647 | 932.2316 | 932.2316 | 313.5 | 308961.9043 | 335603.3654 | 152233.4155 | 46586.5706 | 1572208.544
4280 | 1212.8063 | 1212.806 | 1212.806 | 1180.6188 | 1180.6188 | 344.9 | 430762.5292 | 425022.7644 | 192795.0484 | 58999.695 | 1954042.1592
4281 | 817.3512 | 817.351 | 817.351 | 795.659 | 795.659 | 739.25 | 623040.2015 | 286437.222 | 129931.1065 | 39761.9017 | 1003127.0213
4282 | 1350.9121 | 1350.912 | 1350.912 | 1315.0595 | 1315.0595 | 670.75 | 938079.4205 | 473421.4315 | 214749.2216 | 65717.8067 | 1748042.8829
4283 | 1576.5504 | 1700.726 | 1576.549 | 1655.5897 | 1576.5504 | 427.1 | 717789.5371 | 567558.1289 | 257450.6735 | 0 | 2479756.0581
4284 | 1514.752 | 1925.996 | 1514.751 | 1874.8811 | 1514.752 | 420.5 | 678214.0296 | 545310.7081 | 247358.9962 | 0 | 2392550.7319
4285 | 1347.5913 | 1348.571 | 1347.59 | 1312.7807 | 1312.7807 | 422.45 | 588449.6261 | 472601.0379 | 214377.0819 | 63807.8173 | 2070977.1315
4286 | 1384.7626 | 2713.732 | 1384.763 | 2641.711 | 1384.7626 | 451.55 | 667008.3283 | 498514.5349 | 226131.7321 | 0 | 2144235.6433
4287 | 1490.5497 | 2499.464 | 1490.55 | 2433.1296 | 1490.5497 | 463.6 | 733483.9162 | 536597.8852 | 243406.7629 | 0 | 2290080.5299
4288 | 1528.8197 | 1368.647 | 1368.647 | 1332.3239 | 1332.3239 | 812.9 | 1147958.7953 | 479636.5877 | 217568.4855 | 360176.8953 | 1581601.648
4289 | 1453.0225 | 174.922 | 174.922 | 170.2797 | 170.2797 | 1592.6 | 286878.8542 | 61300.6796 | 27806.6694 | 2351267.6725 | 69371.9357
4290 | 1062.5736 | 0 | 0 | 0 | 0 | 1381.9 | 0 | 0 | 0 | 1947697.3611 | 0
4291 | 1421.0247 | 1421.025 | 1421.025 | 1383.3118 | 1383.3118 | 1428.5 | 2092852.2316 | 497992.2376 | 225894.8122 | 128148.369 | 790562.6772
4292 | 1195.22 | 1195.22 | 1195.22 | 1163.4995 | 1163.4995 | 1537.7 | 1886845.5211 | 418859.8246 | 189999.4704 | 107786.2495 | 537885.8248
4293 | 1395.2815 | 1395.281 | 1395.281 | 1358.251 | 1358.251 | 1551.25 | 2225138.7308 | 488970.361 | 221802.3888 | 125829.466 | 609515.1376
4294 | 1417.3471 | 1417.347 | 1417.347 | 1379.7314 | 1379.7314 | 1372.8 | 2004389.8708 | 496703.298 | 225310.1349 | 127818.0423 | 865367.5236
4295 | 1162.8571 | 1162.857 | 1162.857 | 1131.9954 | 1131.9954 | 1109.55 | 1334301.5206 | 407518.3473 | 184854.8503 | 104868.1274 | 1007985.3121
4296 | 1393.0749 | 0 | 0 | 0 | 0 | 657.5 | 0 | 0 | 0 | 2553506.277 | 0
4297 | 1050.3226 | 0 | 0 | 0 | 0 | 712.2 | 0 | 0 | 0 | 1925241.269 | 0
4298 | 1021.6373 | 0 | 0 | 0 | 0 | 338.1 | 0 | 0 | 0 | 1872661.1507 | 0
4299 | 1457.0651 | 0 | 0 | 0 | 0 | 327.25 | 0 | 0 | 0 | 2670800.3888 | 0
4300 | 1272.4496 | 0 | 0 | 0 | 0 | 319.7 | 0 | 0 | 0 | 2332400.137 | 0
4301 | 1186.3938 | 0 | 0 | 0 | 0 | 313.5 | 0 | 0 | 0 | 2174659.7804 | 0
4302 | 1309.2256 | 575.234 | 575.234 | 559.9676 | 559.9676 | 310.45 | 183961.2808 | 201588.3372 | 91442.7096 | 1373389.9282 | 946093.264
4303 | 1074.5947 | 1074.595 | 1074.595 | 1046.0758 | 1046.0758 | 313.5 | 346982.3213 | 376587.3004 | 170824.1838 | 52275.1336 | 1764206.8949
4304 | 998.1356 | 998.135 | 998.135 | 971.645 | 971.645 | 344.9 | 353784.3234 | 349792.2148 | 158669.6352 | 48557.1684 | 1608169.7078
4305 | 975.2784 | 975.278 | 975.278 | 949.3947 | 949.3947 | 399.75 | 400729.7845 | 341782.0753 | 155036.1469 | 47444.8748 | 1519268.7944
4306 | 1046.5245 | 1242.704 | 1046.524 | 1209.7233 | 1046.5245 | 670.85 | 744467.2581 | 376748.8301 | 170897.4554 | 0 | 1390988.0764
4307 | 950.4987 | 1710.948 | 950.498 | 1665.5404 | 950.4987 | 782.55 | 789572.3756 | 342179.5368 | 155216.4399 | 0 | 1157184.6585
4308 | 1002.5404 | 1940.883 | 1002.539 | 1889.373 | 1002.5404 | 420.6 | 446802.6448 | 360914.5552 | 163714.8524 | 0 | 1583412.3567
4309 | 1043.7397 | 1931.316 | 1043.74 | 1880.0599 | 1043.7397 | 422.45 | 466301.5931 | 375746.2794 | 170442.6873 | 0 | 1646551.5085
4310 | 1077.3961 | 3322.715 | 1077.397 | 3234.532 | 1077.3961 | 451.55 | 517434.9242 | 387862.6108 | 175938.7898 | 0 | 1668294.0545
4311 | 1015.4608 | 2952.849 | 1015.461 | 2874.482 | 1015.4608 | 463.6 | 502157.465 | 365565.8736 | 165824.7421 | 0 | 1560153.9117
4312 | 206.3667 | 2209.106 | 206.367 | 2150.4775 | 206.3667 | 457.05 | 100345.7815 | 74292.0073 | 33699.68 | 0 | 318413.4797
4313 | 168.6547 | 1018.447 | 168.655 | 991.418 | 168.6547 | 1145.95 | 204271.1268 | 60715.7055 | 27541.3186 | 0 | 144039.5786
4314 | 147.1628 | 147.163 | 147.163 | 143.2574 | 143.2574 | 877.4 | 133191.0732 | 51572.6547 | 23393.9292 | 7158.7241 | 160820.7283
4315 | 189.7642 | 189.764 | 189.764 | 184.7278 | 184.7278 | 1092.2 | 213857.2963 | 66501.9961 | 30166.0443 | 9231.7117 | 167695.8668
4316 | 137.5422 | 137.542 | 137.542 | 133.8917 | 133.8917 | 1437.6 | 203498.1635 | 48201.0157 | 21864.5163 | 6691.4231 | 75300.6979
4317 | 106.6504 | 106.65 | 106.65 | 103.8196 | 103.8196 | 1562.5 | 171485.996 | 37375.0442 | 16953.7353 | 5188.9183 | 45421.0606
4318 | 100.7662 | 100.766 | 100.766 | 98.0917 | 98.0917 | 1742.1 | 180633.2809 | 35313.0211 | 16018.3787 | 4902.3871 | 25297.856
4319 | 91.2045 | 91.204 | 91.204 | 88.7835 | 88.7835 | 1589 | 149656.4077 | 31962.0584 | 14498.3448 | 4437.6659 | 36490.0167
4320 | 100.0307 | 100.031 | 100.031 | 97.3762 | 97.3762 | 1430.5 | 147618.6707 | 35055.4434 | 15901.5387 | 4865.6785 | 55455.764
4321 | 92.6755 | 92.676 | 92.676 | 90.2164 | 90.2164 | 1621.15 | 155193.3719 | 32477.9146 | 14732.3429 | 2926.3187 | 34178.4943
4322 | 100.7662 | 100.766 | 100.766 | 98.0917 | 98.0917 | 1499.65 | 156105.7124 | 35313.0211 | 16018.3787 | 3182.6736 | 49080.1948
4323 | 91.94 | 91.94 | 91.94 | 89.5 | 89.5 | 1489.6 | 141607.2582 | 32219.9865 | 14615.3439 | 2903.6456 | 45680.7809
4324 | 95.6176 | 95.618 | 95.618 | 93.0804 | 93.0804 | 1590.1 | 157060.0537 | 33508.9261 | 15200.0212 | 3019.328 | 38153.6356
4325 | 86.0558 | 86.056 | 86.056 | 83.7721 | 83.7721 | 1729.65 | 153592.7337 | 30157.9634 | 13679.9873 | 2717.6269 | 22647.7928
4326 | 93.411 | 93.411 | 93.411 | 90.9319 | 90.9319 | 1719.2 | 165252.8144 | 32735.4923 | 14849.183 | 2950.1502 | 25533.684
4327 | 86.0558 | 86.056 | 86.056 | 83.7721 | 83.7721 | 1505.65 | 133346.226 | 30157.9634 | 13679.9873 | 4186.0589 | 41412.7479
4328 | 91.951 | 91.951 | 91.951 | 89.5107 | 89.5107 | 1192.25 | 113102.9522 | 32223.8414 | 14617.0925 | 4473.1854 | 72302.2442
4329 | 200.9569 | 2238.607 | 200.957 | 2179.1956 | 200.9569 | 1431.4 | 304268.4505 | 72344.4975 | 32816.2679 | 0 | 114264.1146
4330 | 878.5446 | 3032.779 | 878.545 | 2952.2907 | 878.5446 | 1367.35 | 1268391.8394 | 316276.0668 | 143466.3381 | 0 | 555811.2601
4331 | 1068.5028 | 3512.811 | 1068.502 | 3419.5829 | 1068.5028 | 1294.8 | 1466866.5654 | 384661.0026 | 174486.5048 | 0 | 753508.164
4332 | 1462.838 | 3740.921 | 1462.838 | 3641.639 | 1462.838 | 1066.55 | 1652886.8574 | 526621.6962 | 238881.4527 | 0 | 1365486.1731
4333 | 1268.6028 | 3727.206 | 1268.603 | 3628.288 | 1268.6028 | 412.3 | 552351.8685 | 456697.0228 | 207162.8439 | 0 | 2014160.7307
4334 | 1480.9778 | 3422.135 | 1480.977 | 3331.3134 | 1480.9778 | 799.75 | 1256277.687 | 533152.0109 | 241843.676 | 0 | 1777543.6141
4335 | 1662.323 | 2259.228 | 1662.323 | 2199.2693 | 1662.323 | 1304.4 | 2299237.511 | 598436.2883 | 271457.3497 | 0 | 1156311.8948
4336 | 1889.88 | 1797.481 | 1797.481 | 1749.7768 | 1749.7768 | 1295.05 | 2402255.5489 | 629919.6603 | 285738.557 | 256809.18 | 1233505.1792
4337 | 1479.2732 | 39.337 | 39.337 | 38.293 | 38.293 | 1588.7 | 64342.9615 | 13785.4863 | 6253.2498 | 2641316.7479 | 15749.9181
4338 | 1404.2291 | 100.311 | 100.311 | 97.6488 | 97.6488 | 1338.45 | 138568.8525 | 35153.5683 | 15946.0492 | 2394961.6024 | 64599.5641
4339 | 1635.7965 | 1635.796 | 1635.796 | 1592.3829 | 1592.3829 | 1512.5 | 2546118.2946 | 573257.8317 | 260036.122 | 147519.5082 | 776286.6471
4340 | 1688.7539 | 1688.754 | 1688.754 | 1643.9354 | 1643.9354 | 1707.5 | 2956616.0983 | 591816.7402 | 268454.6491 | 152293.4177 | 480851.1014
4341 | 1451.9165 | 1451.916 | 1451.916 | 1413.3829 | 1413.3829 | 1789.25 | 2666176.1052 | 508817.8587 | 230805.4342 | 130937.0101 | 297870.4548
4342 | 1428.3799 | 1428.38 | 1428.38 | 1390.4716 | 1390.4716 | 1825.6 | 2674128.6673 | 500569.7665 | 227064.008 | 128812.3304 | 242498.2424
4343 | 1283.4824 | 1283.482 | 1283.482 | 1249.4191 | 1249.4191 | 1837.3 | 2420678.1508 | 449790.8715 | 204030.137 | 115747.1735 | 203280.4855
4344 | 1275.3917 | 0 | 0 | 0 | 0 | 1727.6 | 0 | 0 | 0 | 2337792.9696 | 0
4345 | 1141.0098 | 0 | 0 | 0 | 0 | 1540 | 0 | 0 | 0 | 1357801.6775 | 0
4346 | 1317.8249 | 0 | 0 | 0 | 0 | 1522.15 | 0 | 0 | 0 | 1568211.6227 | 0
4347 | 1357.1939 | 0 | 0 | 0 | 0 | 1409.95 | 0 | 0 | 0 | 1615060.7112 | 0
4348 | 1237.7056 | 0 | 0 | 0 | 0 | 1306.8 | 0 | 0 | 0 | 1472869.6152 | 0
4349 | 1136.175 | 0 | 0 | 0 | 0 | 1378.1 | 0 | 0 | 0 | 1352048.2797 | 0
4350 | 1195.5738 | 0 | 0 | 0 | 0 | 1563.9 | 0 | 0 | 0 | 1422732.8708 | 0
4351 | 1022.9029 | 328.156 | 328.156 | 319.4469 | 319.4469 | 1458.05 | 492940.1284 | 115000.8907 | 52165.6818 | 1289434.7496 | 173124.2576
4352 | 1129.8233 | 962.91 | 962.91 | 937.3549 | 937.3549 | 499.4 | 494686.4007 | 337447.7617 | 153070.0541 | 352794.6312 | 1406594.7532
4353 | 1224.9167 | 1224.917 | 1224.917 | 1192.4084 | 1192.4084 | 318.8 | 400553.9523 | 429267.0134 | 194720.2869 | 59587.7385 | 2004676.9526
4354 | 1366.0648 | 1366.065 | 1366.065 | 1329.8104 | 1329.8104 | 332.85 | 467065.7489 | 478731.7367 | 217158.035 | 66454.4387 | 2216993.3744
4355 | 1337.9229 | 1770.458 | 1337.923 | 1723.471 | 1337.9229 | 345.9 | 490232.0777 | 481652.2552 | 218482.8146 | 0 | 2213058.3202
4356 | 1315.4265 | 1997.164 | 1315.426 | 1944.1604 | 1315.4265 | 348.15 | 486274.7931 | 473553.5375 | 214809.1463 | 0 | 2172887.2525
4357 | 1307.2764 | 1307.277 | 1307.277 | 1272.5826 | 1272.5826 | 355.15 | 481126.5647 | 458129.7292 | 207812.7355 | 63593.8122 | 2093207.4585
4358 | 1149.254 | 1149.254 | 1149.254 | 1118.7534 | 1118.7534 | 371.1 | 440587.9051 | 402751.2331 | 182692.4344 | 55907.5313 | 1822337.4546
4359 | 1075.5123 | 1075.512 | 1075.512 | 1046.9685 | 1046.9685 | 375.7 | 417274.0241 | 376908.6592 | 170969.9557 | 52320.7124 | 1700590.931
4360 | 1067.8206 | 1067.82 | 1067.82 | 1039.4806 | 1039.4806 | 366.25 | 403230.198 | 374213.0302 | 169747.1884 | 51947.2011 | 1698251.4945
4361 | 1122.6445 | 40.086 | 40.086 | 39.0221 | 39.0221 | 348.95 | 14421.779 | 14047.9702 | 6372.3154 | 1986279.8383 | 64427.5033
4362 | 1180.3883 | 168.076 | 168.076 | 163.6154 | 163.6154 | 334.45 | 57955.2706 | 58901.5277 | 26718.3874 | 1863744.7943 | 272509.5538
4363 | 1047.7675 | 1047.767 | 1047.767 | 1019.9598 | 1019.9598 | 1412.95 | 1522915.8005 | 367185.5406 | 166559.4411 | 94490.3946 | 598767.4211
4364 | 988.3687 | 988.369 | 988.369 | 962.1382 | 962.1382 | 1513.55 | 1545425.8117 | 346369.7612 | 157117.1722 | 89131.0482 | 468032.1398
4365 | 1236.3242 | 1236.324 | 1236.324 | 1203.5126 | 1203.5126 | 1523.1 | 1944799.4633 | 433264.5486 | 196533.6133 | 111493.6706 | 573955.1756
4366 | 1285.3627 | 1285.363 | 1285.363 | 1251.2502 | 1251.2502 | 1765.15 | 2337620.3903 | 450450.06 | 204329.1522 | 115914.5546 | 293856.1017
4367 | 1237.0149 | 1237.015 | 1237.015 | 1204.1853 | 1204.1853 | 1778.1 | 2264909.0294 | 433506.7067 | 196643.4589 | 111554.9119 | 267208.7172
4368 | 955.9065 | 698.692 | 698.692 | 680.1491 | 680.1491 | 1703 | 1224017.1069 | 244853.6743 | 111068.3472 | 505463.3703 | 202004.2813
4369 | 1144.4632 | 0 | 0 | 0 | 0 | 1728.9 | 0 | 0 | 0 | 1361911.2461 | 0
4370 | 1100.2595 | 0 | 0 | 0 | 0 | 1548.85 | 0 | 0 | 0 | 1309308.7598 | 0
4371 | 1259.8074 | 0 | 0 | 0 | 0 | 1458.85 | 0 | 0 | 0 | 1499170.8584 | 0
4372 | 1195.5738 | 0 | 0 | 0 | 0 | 1411.55 | 0 | 0 | 0 | 1422732.8708 | 0
4373 | 1084.3737 | 0 | 0 | 0 | 0 | 1406.85 | 0 | 0 | 0 | 1290404.7411 | 0
4374 | 1230.7987 | 0 | 0 | 0 | 0 | 1194.45 | 0 | 0 | 0 | 1464650.4768 | 0
4375 | 855.7574 | 855.758 | 855.758 | 833.0466 | 833.0466 | 1306.6 | 1143136.5361 | 299896.7937 | 136036.5178 | 41628.7318 | 577634.5466
4376 | 848.1616 | 848.162 | 848.162 | 825.6522 | 825.6522 | 1336.3 | 1158077.8011 | 297234.8074 | 134829.0113 | 41259.5841 | 547985.3936
4377 | 955.36 | 955.36 | 955.36 | 930.0053 | 930.0053 | 1531.65 | 1499977.9165 | 334801.8959 | 151869.86 | 46475.2673 | 435567.9665
4378 | 1003.5499 | 1003.55 | 1003.55 | 976.9163 | 976.9163 | 1590 | 1638288.6904 | 351689.8788 | 159530.4367 | 48819.3373 | 400535.6953
4379 | 826.6632 | 826.663 | 826.663 | 804.7238 | 804.7238 | 1593.35 | 1362501.7092 | 289700.5733 | 131411.3989 | 40214.8261 | 327240.9392
4380 | 1123.7505 | 1251.393 | 1123.75 | 1218.1817 | 1123.7505 | 1549.4 | 1855164.1667 | 404550.1746 | 183508.4542 | 0 | 506361.9685
4381 | 1103.3684 | 1399.972 | 1103.368 | 1362.8175 | 1103.3684 | 1203.8 | 1409973.0377 | 397212.6251 | 180180.0602 | 0 | 878501.9225
4382 | 1414.2487 | 1414.249 | 1414.249 | 1376.7156 | 1376.7156 | 1340.65 | 1953851.0969 | 495617.6169 | 224817.6579 | 68798.1365 | 907737.4325
4383 | 1156.956 | 1156.956 | 1156.956 | 1126.251 | 1126.251 | 1674.15 | 1995478.0102 | 405450.3667 | 183916.7913 | 56282.189 | 366988.8944
4384 | 1089.7222 | 1089.722 | 1089.722 | 1060.8014 | 1060.8014 | 1866.75 | 2087586.0812 | 381888.494 | 173228.8641 | 53011.9067 | 141351.7828
4385 | 1137.5314 | 171.547 | 171.547 | 166.9942 | 166.9942 | 1905.4 | 335404.4695 | 60117.925 | 27270.1588 | 1778994.5407 | 15797.6547
4386 | 926.8434 | 12.152 | 12.152 | 11.8295 | 11.8295 | 1865.05 | 23295.3231 | 4258.6173 | 1931.7561 | 1677220.5114 | 1596.39
4387 | 835.7275 | 835.728 | 835.728 | 813.5482 | 813.5482 | 1851.7 | 1588640.1723 | 292877.3644 | 132852.4267 | 75365.2333 | 120649.2032
4388 | 1471.8474 | 1471.847 | 1471.847 | 1432.785 | 1432.785 | 1868.7 | 2821844.4776 | 515802.5939 | 233973.7877 | 132734.1065 | 188124.6683
4389 | 1105.0942 | 1105.094 | 1105.094 | 1075.7654 | 1075.7654 | 1871.3 | 2116999.2753 | 387275.5468 | 175672.4911 | 99659.4028 | 138451.008
4390 | 823.2952 | 823.295 | 823.295 | 801.4452 | 801.4452 | 1887.2 | 1587720.6813 | 288520.2718 | 130876.0011 | 74246.3556 | 90403.0185
4391 | 927.5885 | 927.588 | 927.588 | 902.9703 | 902.9703 | 1882 | 1787183.8302 | 325069.3153 | 147455.0533 | 83652.5265 | 106550.4978
4392 | 973.8643 | 973.864 | 973.864 | 948.0182 | 948.0182 | 1862.45 | 1856852.0367 | 341286.5449 | 154811.3689 | 47375.9509 | 130399.9007
4393 | 1145.1539 | 0 | 0 | 0 | 0 | 1641.4 | 0 | 0 | 0 | 1362733.16 | 0
4394 | 1047.7675 | 0 | 0 | 0 | 0 | 1813.95 | 0 | 0 | 0 | 1246843.3072 | 0
4395 | 804.6468 | 0 | 0 | 0 | 0 | 1804.45 | 0 | 0 | 0 | 957529.633 | 0
4396 | 1138.2471 | 0 | 0 | 0 | 0 | 1797.55 | 0 | 0 | 0 | 1354514.0216 | 0
4397 | 993.2035 | 0 | 0 | 0 | 0 | 1792.85 | 0 | 0 | 0 | 1181912.1135 | 0
4398 | 968.3388 | 0 | 0 | 0 | 0 | 1791.35 | 0 | 0 | 0 | 1152323.215 | 0
4399 | 1081.611 | 1081.611 | 1081.611 | 1052.9056 | 1052.9056 | 1781.35 | 1982160.4149 | 379046.0281 | 171939.49 | 52616.9309 | 230217.8168
4400 | 1051.0551 | 1051.056 | 1051.056 | 1023.1615 | 1023.1615 | 1610.75 | 1738133.1098 | 368338.1568 | 167082.2806 | 51128.9583 | 398265.6321
4401 | 1124.1761 | 1124.176 | 1124.176 | 1094.341 | 1094.341 | 1678.25 | 1933262.2028 | 393962.7535 | 178705.8823 | 54687.8065 | 352104.2109
4402 | 1099.9253 | 1099.925 | 1099.925 | 1070.7336 | 1070.7336 | 1676.3 | 1893123.5242 | 385464.0924 | 174850.7953 | 53508.4848 | 346596.4631
4403 | 1173.32 | 1173.32 | 1173.32 | 1142.1807 | 1142.1807 | 1636.35 | 1980153.3114 | 411185.0617 | 186518.1127 | 57078.2987 | 415354.0213
4404 | 1174.9733 | 1483.661 | 1174.973 | 1444.2854 | 1174.9733 | 1431.9 | 1779587.9698 | 422990.3988 | 191873.1448 | 0 | 667502.3488
4405 | 1130.4682 | 1130.468 | 1130.468 | 1100.466 | 1100.466 | 1104.5 | 1280780.3814 | 396167.7584 | 179706.0971 | 54994.1306 | 985467.299
4406 | 1162.7327 | 1677.207 | 1162.733 | 1632.6948 | 1162.7327 | 1644.9 | 2016819.8808 | 418583.7666 | 189874.2475 | 0 | 412886.3764
4407 | 1439.1789 | 1439.179 | 1439.179 | 1400.984 | 1400.984 | 1742.85 | 2568609.4433 | 504354.2306 | 228780.6829 | 70011.3325 | 360263.0289
4408 | 1406.8437 | 985.562 | 985.562 | 959.4057 | 959.4057 | 1903.45 | 1923787.9066 | 345386.0599 | 156670.9544 | 820153.792 | 92630.6224
4409 | 1304.5051 | 426.512 | 426.512 | 415.1926 | 415.1926 | 1915.4 | 839684.4542 | 149469.3375 | 67800.9522 | 1630109.719 | 35125.2943
4410 | 1480.7011 | 0 | 0 | 0 | 0 | 1875.05 | 0 | 0 | 0 | 2714125.131 | 0
4411 | 1355.1218 | 1355.122 | 1355.122 | 1319.1578 | 1319.1578 | 1861.7 | 2587399.6851 | 474896.8083 | 215418.4689 | 122205.7472 | 182439.5239
4412 | 982.8432 | 982.843 | 982.843 | 956.7589 | 956.7589 | 1868.7 | 1881959.0594 | 344433.1977 | 156238.7255 | 88634.5041 | 125622.4413
4413 | 1227.3453 | 1227.345 | 1227.345 | 1194.7719 | 1194.7719 | 1861.3 | 2339721.4482 | 430117.8958 | 195106.2566 | 110684.3052 | 165714.8671
4414 | 1230.108 | 1230.108 | 1230.108 | 1197.4616 | 1197.4616 | 1877.2 | 2367726.5339 | 431086.1775 | 195545.48 | 110932.575 | 147048.285
4415 | 1073.3228 | 1073.323 | 1073.323 | 1044.8376 | 1044.8376 | 1848.6 | 2039470.5876 | 376141.5334 | 170621.9789 | 96792.7004 | 158188.4115
4416 | 1058.8184 | 0 | 0 | 0 | 0 | 1644.35 | 0 | 0 | 0 | 1940814.1785 | 0
4417 | 752.1548 | 0 | 0 | 0 | 0 | 1337.2 | 0 | 0 | 0 | 895064.1806 | 0
4418 | 1158.2769 | 0 | 0 | 0 | 0 | 1594.05 | 0 | 0 | 0 | 1378349.5229 | 0
4419 | 1156.8955 | 0 | 0 | 0 | 0 | 1580.45 | 0 | 0 | 0 | 1376705.695 | 0
4420 | 1170.7092 | 0 | 0 | 0 | 0 | 1573.55 | 0 | 0 | 0 | 1393143.973 | 0
4421 | 1391.7281 | 0 | 0 | 0 | 0 | 1664.15 | 0 | 0 | 0 | 1656156.4033 | 0
4422 | 1459.4151 | 0 | 0 | 0 | 0 | 1766.15 | 0 | 0 | 0 | 1736703.9607 | 0
4423 | 1333.7106 | 299.159 | 299.159 | 291.2195 | 291.2195 | 1716.35 | 524163.8354 | 104839.014 | 47556.1416 | 1910886.2574 | 82604.4064
4424 | 1049.1048 | 986.002 | 986.002 | 959.834 | 959.834 | 1639.75 | 1650536.6311 | 345540.256 | 156740.8995 | 163633.3353 | 345780.2145
4425 | 1288.2412 | 1288.241 | 1288.241 | 1254.0518 | 1254.0518 | 1838.75 | 2423015.9057 | 451458.643 | 204786.6567 | 62669.1479 | 202215.8505
4426 | 1625.402 | 1625.402 | 1625.402 | 1582.2647 | 1582.2647 | 1814.5 | 3015847.6954 | 569615.2981 | 258383.8283 | 79070.5957 | 293510.105
4427 | 1252.525 | 1252.525 | 1252.525 | 1219.2837 | 1219.2837 | 1636.35 | 2107591.0226 | 438942.121 | 199109.0232 | 60931.4434 | 443392.5063
4428 | 1499.6906 | 1499.69 | 1499.69 | 1459.889 | 1459.889 | 1304.5 | 2008601.8651 | 525560.0562 | 238399.881 | 72956.2467 | 1015352.8308
4429 | 1174.5986 | 1174.598 | 1174.598 | 1143.4248 | 1143.4248 | 1104.25 | 1325220.4509 | 411632.9314 | 186721.2714 | 57141.6205 | 1024222.773
4430 | 1162.5522 | 1241.464 | 1162.551 | 1208.5162 | 1162.5522 | 1402.45 | 1716886.6565 | 418518.8078 | 189844.7814 | 0 | 694683.0934
4431 | 1383.5979 | 1383.598 | 1383.598 | 1346.8781 | 1346.8781 | 1559.75 | 2214749.9038 | 484876.1028 | 219945.1877 | 67307.3836 | 592963.0674
4432 | 1184.4607 | 96.023 | 96.023 | 93.4746 | 93.4746 | 1680.95 | 166034.6831 | 33650.8567 | 15264.4025 | 1999777.5856 | 29823.0717
4433 | 1396.2434 | 783.057 | 783.057 | 762.2751 | 762.2751 | 1901.9 | 1530528.2542 | 274419.0339 | 124479.5229 | 1162063.934 | 74779.1867
4434 | 1222.7384 | 88.822 | 88.822 | 86.4647 | 86.4647 | 1617.55 | 147692.9839 | 31127.2965 | 14119.6876 | 2082789.7406 | 33068.4293
4435 | 1330.2572 | 1330.257 | 1330.257 | 1294.9527 | 1294.9527 | 1715 | 2349209.2443 | 466182.9736 | 211465.7766 | 119964.6862 | 369061.5208
4436 | 1078.8483 | 1078.848 | 1078.848 | 1050.216 | 1050.216 | 1787 | 1983132.4286 | 378077.7464 | 171500.2666 | 97292.5512 | 223696
4437 | 1160.349 | 1160.349 | 1160.349 | 1129.554 | 1129.554 | 1525.7 | 1822923.9135 | 406639.4292 | 184456.1633 | 104641.3824 | 535747.448
4438 | 1320.5876 | 1320.588 | 1320.588 | 1285.5403 | 1285.5403 | 1219.7 | 1655397.7651 | 462794.5132 | 209928.7333 | 119090.7716 | 1003107.1073
4439 | 1039.4793 | 1039.479 | 1039.479 | 1011.8918 | 1011.8918 | 1246.25 | 1332635.6066 | 364281.0458 | 165241.93 | 93742.2706 | 762713.4397
4440 | 1082.9924 | 467.521 | 467.521 | 455.1132 | 455.1132 | 1231.1 | 593085.9472 | 163840.7691 | 74319.9933 | 1150902.4205 | 349936.576
4441 | 1015.996 | 0 | 0 | 0 | 0 | 703.55 | 0 | 0 | 0 | 1209035.2709 | 0
4442 | 1259.1168 | 0 | 0 | 0 | 0 | 1040.6 | 0 | 0 | 0 | 1498348.9456 | 0
4443 | 955.2158 | 0 | 0 | 0 | 0 | 1194.55 | 0 | 0 | 0 | 1136706.8519 | 0
4444 | 1254.9727 | 0 | 0 | 0 | 0 | 1232.7 | 0 | 0 | 0 | 1493417.4618 | 0
4445 | 1275.6932 | 0 | 0 | 0 | 0 | 1228.4 | 0 | 0 | 0 | 1518074.8771 | 0
4446 | 932.4233 | 0 | 0 | 0 | 0 | 1301.45 | 0 | 0 | 0 | 1109583.6949 | 0
4447 | 1058.1277 | 1058.128 | 1058.128 | 1030.0459 | 1030.0459 | 1233.2 | 1342543.9403 | 370816.5095 | 168206.4889 | 51474.0939 | 789839.1652
4448 | 793.1348 | 793.134 | 793.134 | 772.0847 | 772.0847 | 1141.9 | 933244.1366 | 277950.4762 | 126081.4243 | 38584.8707 | 662525.8433
4449 | 1186.5863 | 1186.587 | 1186.587 | 1155.0956 | 1155.0956 | 1379.3 | 1688170.1163 | 415834.426 | 188627.116 | 57722.4331 | 716967.8562
4450 | 1347.1392 | 1347.139 | 1347.139 | 1311.3867 | 1311.3867 | 1281.25 | 1777457.9359 | 472099.1995 | 214149.4425 | 65534.4767 | 942559.1657
4451 | 1551.5661 | 1775.118 | 1551.566 | 1728.0073 | 1551.5661 | 1123.95 | 1843246.262 | 558563.8104 | 253370.7507 | 0 | 1359249.5169
4452 | 1023.2024 | 2022.882 | 1023.202 | 1969.1958 | 1023.2024 | 742.75 | 803629.6271 | 368352.8816 | 167088.9599 | 0 | 1286421.279
4453 | 1250.4936 | 1250.494 | 1250.494 | 1217.3066 | 1217.3066 | 390.75 | 503370.3071 | 438230.3655 | 198786.163 | 60831.7729 | 1958950.5993
4454 | 1279.245 | 2372.825 | 1279.246 | 2309.8515 | 1279.245 | 779.15 | 1053599.6741 | 460528.2058 | 208900.7111 | 0 | 1561766.2778
4455 | 790.3815 | 2239.613 | 790.381 | 2180.1749 | 790.3815 | 1149.25 | 960504.5712 | 284537.3536 | 129069.3051 | 0 | 672417.0932
4456 | 1057.9646 | 1809.686 | 1057.965 | 1761.6579 | 1057.9646 | 1235.75 | 1385163.4006 | 380867.2452 | 172765.6143 | 0 | 808549.4226
4457 | 1309.8432 | 539.277 | 539.277 | 524.9649 | 524.9649 | 1530.4 | 850008.3276 | 188987.3577 | 85726.7653 | 1438681.914 | 246523.5088
4458 | 1349.9434 | 214.558 | 214.558 | 208.8637 | 208.8637 | 1377.6 | 304104.5361 | 75190.9492 | 34107.45 | 2091599.0413 | 129996.7965
4459 | 1201.79 | 1201.79 | 1201.79 | 1169.8951 | 1169.8951 | 1251.8 | 1548907.8381 | 421162.2535 | 191043.8778 | 108378.6916 | 875315.5502
4460 | 1417.2834 | 1417.283 | 1417.283 | 1379.6691 | 1379.6691 | 1482.7 | 2163658.339 | 496680.8695 | 225299.9611 | 127813.3682 | 713702.816
4461 | 1335.092 | 1335.092 | 1335.092 | 1299.6594 | 1299.6594 | 1261.4 | 1736405.7556 | 467877.379 | 212234.3778 | 120399.9879 | 959928.4226
4462 | 1290.1975 | 1290.198 | 1290.198 | 1255.9568 | 1255.9568 | 1113.6 | 1481188.7503 | 452144.4654 | 205097.7534 | 116349.8563 | 1113280.1505
4463 | 1175.544 | 1175.544 | 1175.544 | 1144.3457 | 1144.3457 | 697.5 | 845161.696 | 411964.4531 | 186871.6533 | 106011.8401 | 1490510.2783
4464 | 1105.7849 | 0 | 0 | 0 | 0 | 353.45 | 0 | 0 | 0 | 2026903.7822 | 0
4465 | 1215.6037 | 0 | 0 | 0 | 0 | 1038.65 | 0 | 0 | 0 | 2228201.5344 | 0
4466 | 895.1263 | 0 | 0 | 0 | 0 | 1018.7 | 0 | 0 | 0 | 1640766.5851 | 0
4467 | 966.2668 | 0 | 0 | 0 | 0 | 1133.05 | 0 | 0 | 0 | 1771167.0158 | 0
4468 | 1008.3985 | 0 | 0 | 0 | 0 | 1126.15 | 0 | 0 | 0 | 1848394.456 | 0
4469 | 1040.17 | 0 | 0 | 0 | 0 | 1121.45 | 0 | 0 | 0 | 1906631.5403 | 0
4470 | 973.1736 | 945.773 | 945.773 | 920.6727 | 920.6727 | 1119.95 | 1090929.8542 | 331442.1721 | 150345.8519 | 96234.1925 | 810238.0098
4471 | 1027.7377 | 1027.738 | 1027.738 | 1000.4624 | 1000.4624 | 1187.35 | 1254566.3572 | 360166.4618 | 163375.5089 | 49995.5484 | 813025.7643
4472 | 181.6015 | 181.601 | 181.601 | 176.7814 | 176.7814 | 1032.25 | 192510.7444 | 63641.307 | 28868.404 | 8835.2634 | 171080.208
4473 | 87.356 | 87.356 | 87.356 | 85.0376 | 85.0376 | 1144.05 | 102836.9154 | 30613.543 | 13886.6432 | 4249.5435 | 72787.9503
4474 | 0 | 18.737 | -0.001 | 18.2397 | 0 | 993.7 | 0 | 0 | 0 | 0 | 0
4475 | 0 | 729.652 | 0 | 710.2874 | 0 | 392.45 | 0 | 0 | 0 | 0 | 0
4476 | 0 | 1200.076 | -0.001 | 1168.2266 | 0 | 386 | 0 | 0 | 0 | 0 | 0
4477 | 0 | 1644.454 | 0.001 | 1600.8111 | 0 | 390.75 | 0 | 0 | 0 | 0 | 0
4478 | 0 | 2920.792 | 0 | 2843.2758 | 0 | 422.4 | 0 | 0 | 0 | 0 | 0
4479 | 0 | 1901.782 | 0 | 1851.3097 | 0 | 435.75 | 0 | 0 | 0 | 0 | 0
4480 | 0 | 1684.373 | 0 | 1639.6707 | 0 | 1032.75 | 0 | 0 | 0 | 0 | 0
4481 | 0 | 1207.282 | 0 | 1175.2414 | 0 | 1492.9 | 0 | 0 | 0 | 0 | 0
4482 | 0 | 328.962 | 0 | 320.2315 | 0 | 1141.6 | 0 | 0 | 0 | 0 | 0
4483 | 0 | 0 | 0 | 0 | 0 | 1128.25 | 0 | 0 | 0 | 0 | 0
4484 | 0 | 0 | 0 | 0 | 0 | 1483.7 | 0 | 0 | 0 | 0 | 0
4485 | 118.7976 | 118.798 | 118.798 | 115.6452 | 115.6452 | 1525.7 | 186821.7289 | 41632.2597 | 18884.8556 | 5778.4701 | 54850.5022
4486 | 193.3915 | 193.391 | 193.391 | 188.2585 | 188.2585 | 1541.6 | 307197.6109 | 67773.063 | 30742.6144 | 9408.7623 | 86297.7002
4487 | 241.0487 | 241.049 | 241.049 | 234.6517 | 234.6517 | 1497 | 371201.1904 | 84474.6087 | 38318.6211 | 11725.6868 | 118029.8005
4488 | 237.5953 | 237.595 | 237.595 | 231.2894 | 231.2894 | 1129 | 276468.2734 | 83264.169 | 37769.5522 | 11558.7245 | 201453.031
4489 | 234.8325 | 234.833 | 234.833 | 228.6007 | 228.6007 | 1462.45 | 353866.8834 | 82296.2377 | 37330.4878 | 7415.9227 | 122884.2849
4490 | 251.4089 | 251.409 | 251.409 | 244.7367 | 244.7367 | 1299.15 | 336675.8095 | 88105.2272 | 39965.51 | 7939.9175 | 171523.7458
4491 | 171.9803 | 171.98 | 171.98 | 167.4157 | 167.4157 | 1313.7 | 232438.1412 | 60269.668 | 27338.9911 | 5431.8122 | 114897.4255
4492 | 178.8871 | 178.887 | 178.887 | 174.1394 | 174.1394 | 1421.25 | 261591.6743 | 62690.1972 | 28436.97 | 5649.7571 | 100783.1989
4493 | 246.5742 | 246.574 | 246.574 | 240.0301 | 240.0301 | 1412.65 | 358076.1959 | 86410.8218 | 39196.9089 | 7787.4718 | 140981.656
4494 | 227.9257 | 227.926 | 227.926 | 221.877 | 221.877 | 1360.8 | 318778.2825 | 79875.7086 | 36232.5089 | 7197.9777 | 141823.7581
4495 | 274.8922 | 274.892 | 274.892 | 267.5965 | 267.5965 | 1108.4 | 313212.4663 | 96334.7458 | 43698.5111 | 13372.9785 | 238589.0538
4496 | 119.5695 | 119.57 | 119.57 | 116.3967 | 116.3967 | 1029.4 | 126551.8748 | 41902.8039 | 19007.5774 | 5815.7309 | 112974.6151
4497 | 639.3445 | 661.017 | 639.345 | 643.474 | 639.3445 | 962.3 | 649236.2554 | 230164.0228 | 104404.9581 | 0 | 663447.7957
4498 | 1147.0671 | 3032.261 | 1147.067 | 2951.7864 | 1147.0671 | 372.95 | 450943.3254 | 412944.1596 | 187316.0591 | 0 | 1866335.5413
4499 | 1141.3284 | 3472.415 | 1141.328 | 3380.259 | 1141.3284 | 382.75 | 459980.0494 | 410878.2208 | 186378.9263 | 0 | 1845813.3403
4500 | 1174.7929 | 2726.216 | 1174.793 | 2653.8637 | 1174.7929 | 385.35 | 477256.4137 | 422925.44 | 191843.6788 | 0 | 1896879.3382
4501 | 1161.3384 | 3690.613 | 1161.338 | 3592.6661 | 1161.3384 | 393.3 | 481427.3549 | 418081.8121 | 189646.5553 | 0 | 1865922.3543
4502 | 906.2351 | 1952.766 | 906.235 | 1900.9407 | 906.2351 | 778 | 745345.1771 | 326244.6466 | 147988.1966 | 0 | 1107419.3281
4503 | 844.8066 | 844.806 | 844.806 | 822.3853 | 822.3853 | 1228.9 | 1065901.949 | 296058.7114 | 134295.521 | 41098.1637 | 634141.312
4504 | 961.5296 | 1386.585 | 961.53 | 1349.7858 | 961.5296 | 1128.55 | 1143768.0453 | 346150.6402 | 157017.7765 | 0 | 837924.9318
4505 | 1098.1261 | 35.9 | 35.9 | 34.9472 | 34.9472 | 1365.75 | 50352.249 | 12581.0041 | 5706.8832 | 1948806.8842 | 22165.2829
4506 | 934.1267 | 43.608 | 43.608 | 42.4507 | 42.4507 | 1262.05 | 56695.0105 | 15282.2403 | 6932.194 | 1634442.1167 | 31326.47
4507 | 1015.996 | 1015.996 | 1015.996 | 989.032 | 989.032 | 1113.5 | 1168404.422 | 356051.5272 | 161508.9289 | 91623.6923 | 876776.8858
4508 | 813.6256 | 813.626 | 813.626 | 792.0328 | 792.0328 | 1518.35 | 1273521.441 | 285131.8114 | 129338.9578 | 73372.4421 | 381482.6027
4509 | 770.8032 | 770.803 | 770.803 | 750.3463 | 750.3463 | 1667.95 | 1325361.9796 | 270124.6711 | 122531.5522 | 69512.6495 | 249152.4918
4510 | 861.9735 | 861.974 | 861.974 | 839.0977 | 839.0977 | 1900 | 1686357.3001 | 302075.1648 | 137024.6511 | 77732.0861 | 83909.768
4511 | 1115.4545 | 1115.455 | 1115.455 | 1085.8514 | 1085.8514 | 1897 | 2175213.0229 | 390906.5157 | 177319.5389 | 100591.2509 | 111842.6975
4512 | 933.114 | 284.711 | 284.711 | 277.1549 | 277.1549 | 1874.35 | 548952.4589 | 99775.7731 | 45259.3993 | 1202372.905 | 34824.5164
4513 | 1098.8781 | 0 | 0 | 0 | 0 | 1809.85 | 0 | 0 | 0 | 1307664.9319 | 0
4514 | 1076.0855 | 0 | 0 | 0 | 0 | 1777.2 | 0 | 0 | 0 | 1280541.7748 | 0
4515 | 1114.0731 | 0 | 0 | 0 | 0 | 1612.4 | 0 | 0 | 0 | 1325747.0366 | 0
4516 | 739.0318 | 0 | 0 | 0 | 0 | 1510.85 | 0 | 0 | 0 | 879447.8174 | 0
4517 | 871.6431 | 0 | 0 | 0 | 0 | 1545.35 | 0 | 0 | 0 | 1037255.2763 | 0
4518 | 1126.5055 | 0 | 0 | 0 | 0 | 1580.15 | 0 | 0 | 0 | 1340541.4867 | 0
4519 | 891.6729 | 891.673 | 891.673 | 868.0085 | 868.0085 | 1363.4 | 1251615.7349 | 312483.0545 | 141745.7855 | 43376.9147 | 552574.2013
4520 | 1175.0536 | 1175.053 | 1175.053 | 1143.8677 | 1143.8677 | 534.65 | 645889.1593 | 411792.3842 | 186793.601 | 57163.7328 | 1676166.584
4521 | 977.329 | 977.329 | 977.329 | 951.3912 | 951.3912 | 302.05 | 303392.242 | 342500.8396 | 155362.1864 | 47543.8579 | 1615414.7239
4522 | 1380.4794 | 1380.479 | 1380.479 | 1343.8418 | 1343.8418 | 312.45 | 442010.622 | 483783.0624 | 219449.3725 | 67156.6843 | 2267800.297
4523 | 1327.1344 | 1327.134 | 1327.134 | 1291.9126 | 1291.9126 | 324.8 | 441351.4508 | 465088.5314 | 210969.3255 | 64561.671 | 2164211.966
4524 | 1231.0111 | 1231.011 | 1231.011 | 1198.3406 | 1198.3406 | 327.55 | 413044.8945 | 431402.6301 | 195689.0264 | 59884.9657 | 2004164.802
4525 | 1202.3589 | 1391.058 | 1202.358 | 1354.1401 | 1202.3589 | 331.8 | 420239.0155 | 432849.2209 | 196345.216 | 0 | 2005775.1954
4526 | 1118.7189 | 1118.719 | 1118.719 | 1089.0288 | 1089.0288 | 342.7 | 393944.6912 | 392050.3707 | 177838.4043 | 54421.8532 | 1804847.4429
4527 | 1397.5799 | 1397.58 | 1397.58 | 1360.489 | 1360.489 | 342.4 | 491908.6155 | 489776.0359 | 222167.8519 | 67987.6221 | 2255146.5477
4528 | 1387.754 | 1346.062 | 1346.062 | 1310.3382 | 1310.3382 | 327.9 | 453345.9512 | 471721.7694 | 213978.236 | 141903.1608 | 2191016.585
4529 | 1404.902 | 52.291 | 52.291 | 50.9032 | 50.9032 | 318.5 | 17152.4584 | 18325.1611 | 8312.4967 | 2481879.7594 | 85593.7735
4530 | 1178.5865 | 135.062 | 135.062 | 131.4775 | 131.4775 | 610.15 | 84856.8705 | 47331.9101 | 21470.2803 | 1919350.6904 | 182734.0425
4531 | 1232.8708 | 1232.871 | 1232.871 | 1200.1513 | 1200.1513 | 1126.45 | 1435227.2386 | 432054.4593 | 195984.7033 | 111180.8482 | 1048392.1469
4532 | 1013.2333 | 1013.233 | 1013.233 | 986.3423 | 986.3423 | 1447.8 | 1512856.6765 | 355083.2455 | 161069.7055 | 91375.419 | 544658.2449
4533 | 1301.9392 | 1301.939 | 1301.939 | 1267.3862 | 1267.3862 | 1574 | 2111764.1614 | 456259.0495 | 206964.1744 | 117410.8028 | 539906.5419
4534 | 1252.9006 | 1252.901 | 1252.901 | 1219.6497 | 1219.6497 | 1709.55 | 2206242.7363 | 439073.8886 | 199168.7945 | 112986.6075 | 354247.2526
4535 | 1488.4238 | 1488.424 | 1488.424 | 1448.922 | 1448.922 | 1812.35 | 2777290.3207 | 521611.9338 | 236608.9689 | 134227.0435 | 271890.2205
4536 | 1379.9864 | 0 | 0 | 0 | 0 | 1780.3 | 0 | 0 | 0 | 2529515.1519 | 0
4537 | 1263.2609 | 0 | 0 | 0 | 0 | 1451.4 | 0 | 0 | 0 | 1503280.4282 | 0
4538 | 1365.4821 | 0 | 0 | 0 | 0 | 1552.95 | 0 | 0 | 0 | 1624923.6776 | 0
4539 | 1331.6386 | 0 | 0 | 0 | 0 | 1494.45 | 0 | 0 | 0 | 1584649.8995 | 0
4540 | 1141.0098 | 0 | 0 | 0 | 0 | 1412.05 | 0 | 0 | 0 | 1357801.6775 | 0
4541 | 1093.3526 | 0 | 0 | 0 | 0 | 1407.85 | 0 | 0 | 0 | 1301089.6214 | 0
4542 | 949.6904 | 0 | 0 | 0 | 0 | 1485.15 | 0 | 0 | 0 | 1130131.5411 | 0
4543 | 966.9575 | 321.913 | 321.913 | 313.3696 | 313.3696 | 1522.45 | 505093.4487 | 112813.0576 | 51173.2564 | 1198026.5544 | 149649.6546
4544 | 843.7136 | 843.713 | 843.713 | 821.3213 | 821.3213 | 1521.55 | 1325075.5308 | 295675.6741 | 134121.7711 | 41044.9793 | 392961.1841
4545 | 1005.3405 | 1005.34 | 1005.34 | 978.6588 | 978.6588 | 1874.75 | 1941685.9166 | 352317.1768 | 159814.986 | 48907.5112 | 122577.0178
4546 | 1563.6281 | 1563.628 | 1563.628 | 1522.1302 | 1522.1302 | 1879.5 | 3023721.6792 | 547966.8595 | 248563.856 | 76065.6611 | 183416.6849
4547 | 1371.9495 | 1718.623 | 1371.949 | 1673.0117 | 1371.9495 | 1640.85 | 2382248.4456 | 493901.8103 | 224039.3489 | 0 | 492735.6532
4548 | 1263.6571 | 1263.657 | 1263.657 | 1230.1202 | 1230.1202 | 1451.8 | 1887447.7241 | 442843.2836 | 200878.6339 | 61473.1595 | 674351.9112
4549 | 1241.5078 | 829.68 | 829.68 | 807.6607 | 807.6607 | 1107.25 | 943418.0435 | 290757.8682 | 131890.9997 | 795241.604 | 721039.1302
4550 | 1242.3884 | 373.483 | 373.483 | 363.571 | 363.571 | 1718.3 | 659714.9344 | 130885.5473 | 59371.1385 | 1610872.3514 | 102417.9408
4551 | 1546.4283 | 375.574 | 375.574 | 365.6065 | 365.6065 | 1802.25 | 694877.4872 | 131618.3295 | 59703.5367 | 2164446.4404 | 72298.6796
4552 | 1391.9206 | 202.877 | 202.877 | 197.4928 | 197.4928 | 1848.45 | 385540.4538 | 71097.3918 | 32250.5669 | 2189386.238 | 29930.027
4553 | 1102.5551 | 122.761 | 122.761 | 119.503 | 119.503 | 1898.7 | 239704.0861 | 43021.0764 | 19514.8383 | 1801934.5598 | 12105.6529
4554 | 1208.6278 | 113.598 | 113.598 | 110.5832 | 110.5832 | 1705.25 | 199065.7735 | 39809.9416 | 18058.2318 | 2012715.7445 | 32594.3897
4555 | 1185.9043 | 1185.904 | 1185.904 | 1154.4308 | 1154.4308 | 1678.6 | 2052740.0758 | 415595.0716 | 188518.5422 | 106946.9926 | 371034.0444
4556 | 1010.4706 | 1010.471 | 1010.471 | 983.6537 | 983.6537 | 1863.7 | 1939950.7708 | 354115.3142 | 160630.6411 | 91123.838 | 134071.9926
4557 | 1031.1911 | 1031.191 | 1031.191 | 1003.8238 | 1003.8238 | 1786.3 | 1897609.6091 | 361376.5511 | 163924.4189 | 92994.1499 | 214517.136
4558 | 1206.6248 | 1206.625 | 1206.625 | 1174.6018 | 1174.6018 | 1887.2 | 2341775.0517 | 422856.6589 | 191812.4789 | 108813.9967 | 132495.0865
4559 | 1274.3118 | 1274.312 | 1274.312 | 1240.4925 | 1240.4925 | 1882 | 2463294.4603 | 446577.2835 | 202572.4178 | 114918.1573 | 146378.1096
4560 | 1225.2732 | 786.686 | 786.686 | 765.8078 | 765.8078 | 1802.45 | 1456780.1213 | 275690.8017 | 125056.4109 | 842200.2002 | 151285.3274
4561 | 1292.9603 | 0 | 0 | 0 | 0 | 1283.9 | 0 | 0 | 0 | 1538622.7237 | 0
4562 | 1131.3402 | 0 | 0 | 0 | 0 | 1248.25 | 0 | 0 | 0 | 1346294.8832 | 0
4563 | 1158.2769 | 0 | 0 | 0 | 0 | 1354.35 | 0 | 0 | 0 | 1378349.5229 | 0
4564 | 1222.5105 | 0 | 0 | 0 | 0 | 1302.55 | 0 | 0 | 0 | 1454787.5105 | 0
4565 | 826.7486 | 0 | 0 | 0 | 0 | 1332.75 | 0 | 0 | 0 | 983830.8761 | 0
4566 | 1008.3985 | 0 | 0 | 0 | 0 | 1406.35 | 0 | 0 | 0 | 1199994.2186 | 0
4567 | 964.1947 | 964.194 | 964.194 | 938.6048 | 938.6048 | 1375.55 | 1367271.5963 | 337897.7341 | 153274.1666 | 46906.3157 | 586111.7779
4568 | 949.7888 | 949.788 | 949.788 | 924.5811 | 924.5811 | 1237.05 | 1209406.2157 | 332849.2119 | 150984.1009 | 46205.6203 | 705409.184
4569 | 1299.4648 | 1299.465 | 1299.465 | 1264.9779 | 1264.9779 | 1567.25 | 2094960.8528 | 455392.0466 | 206570.8923 | 63214.4523 | 547419.1894
4570 | 1185.0608 | 1185.061 | 1185.061 | 1153.6101 | 1153.6101 | 1483.6 | 1806399.7499 | 415299.6458 | 188384.5338 | 57649.0266 | 595724.2696
4571 | 1494.3067 | 1494.307 | 1494.307 | 1454.6489 | 1454.6489 | 1230.05 | 1892850.2339 | 523673.6065 | 237544.1665 | 72692.766 | 1120006.9258
4572 | 1253.3755 | 1277.493 | 1253.374 | 1243.589 | 1243.589 | 1304.3 | 1714729.033 | 447692.0516 | 203078.089 | 17938.5056 | 865164.8897
4573 | 1225.6264 | 1225.626 | 1225.626 | 1193.0986 | 1193.0986 | 1309.05 | 1649333.9325 | 429515.4795 | 194832.9939 | 59623.47 | 824371.446
4574 | 1352.7545 | 1352.755 | 1352.755 | 1316.8536 | 1316.8536 | 1670.8 | 2324211.0368 | 474067.3031 | 215042.1961 | 65806.3208 | 433508.2116
4575 | 1293.0716 | 1293.072 | 1293.072 | 1258.7546 | 1258.7546 | 1597.15 | 2123251.0695 | 453151.6467 | 205554.6219 | 62903.1911 | 507089.2802
4576 | 998.7617 | 998.762 | 998.762 | 972.2554 | 972.2554 | 1525.35 | 1565026.2369 | 350011.9444 | 158769.307 | 48586.1111 | 461481.0261
4577 | 1126.9881 | 682.199 | 682.199 | 664.0938 | 664.0938 | 1807.9 | 1268635.5986 | 239073.7718 | 108446.5192 | 848485.1704 | 127572.421
4578 | 1225.8163 | 122.383 | 122.383 | 119.135 | 119.135 | 1666.95 | 209777.7366 | 42888.6079 | 19454.7491 | 2028546.7809 | 39677.919
4579 | 1032.5724 | 1032.572 | 1032.572 | 1005.1681 | 1005.1681 | 1628.6 | 1732674.7007 | 361860.5167 | 164143.9511 | 93119.937 | 373319.4331
4580 | 1021.5215 | 1021.521 | 1021.521 | 994.4104 | 994.4104 | 1833.7 | 1928332.612 | 357987.7402 | 162387.2166 | 92123.5431 | 165370.4478
4581 | 1216.2944 | 1216.294 | 1216.294 | 1184.0142 | 1184.0142 | 1791.3 | 2240247.0215 | 426245.1193 | 193349.5222 | 109687.9079 | 247103.7678
4582 | 1219.0571 | 1219.057 | 1219.057 | 1186.7039 | 1186.7039 | 1887.2 | 2362890.9541 | 427213.401 | 193788.7455 | 109936.1811 | 133860.199
4583 | 1163.1117 | 1163.112 | 1163.112 | 1132.2436 | 1132.2436 | 1882 | 2247427.6912 | 407607.711 | 184895.3867 | 104889.6557 | 133604.7497
4584 | 1101.6408 | 0 | 0 | 0 | 0 | 1754.55 | 0 | 0 | 0 | 2019307.6414 | 0
4585 | 1022.2122 | 0 | 0 | 0 | 0 | 1305.2 | 0 | 0 | 0 | 1216432.4954 | 0
4586 | 1254.9727 | 0 | 0 | 0 | 0 | 1243.95 | 0 | 0 | 0 | 1493417.4618 | 0
4587 | 1133.4123 | 0 | 0 | 0 | 0 | 1123.75 | 0 | 0 | 0 | 1348760.6251 | 0
4588 | 973.1736 | 0 | 0 | 0 | 0 | 1002.05 | 0 | 0 | 0 | 1158076.612 | 0
4589 | 1258.4261 | 0 | 0 | 0 | 0 | 1114.6 | 0 | 0 | 0 | 1497527.0316 | 0
4590 | 1203.862 | 0 | 0 | 0 | 0 | 1351.15 | 0 | 0 | 0 | 1432595.8371 | 0
4591 | 1112.6918 | 199.051 | 199.051 | 193.7683 | 193.7683 | 1322.95 | 272006.3833 | 69756.5862 | 31642.3626 | 1684386.7334 | 131190.8241
4592 | 1002.4448 | 416.387 | 416.387 | 405.3363 | 405.3363 | 1237.05 | 530881.6204 | 145921.0738 | 66191.4204 | 1094499.864 | 309251.3423
4593 | 715.8188 | 715.819 | 715.819 | 696.8216 | 696.8216 | 1614.75 | 1188561.5433 | 250855.7594 | 113790.9598 | 34821.8724 | 268450.5037
4594 | 888.077 | 888.077 | 888.077 | 864.5079 | 864.5079 | 1633.7 | 1491959.3372 | 311222.8514 | 141174.1434 | 43202.2133 | 316669.2513
4595 | 1386.1353 | 1386.135 | 1386.135 | 1349.3477 | 1349.3477 | 1591.45 | 2273005.3573 | 485765.1838 | 220348.4848 | 67431.5338 | 551276.0162
4596 | 1199.0566 | 1199.057 | 1199.057 | 1167.2347 | 1167.2347 | 1339.2 | 1655040.703 | 420204.4851 | 190609.4234 | 58329.6052 | 771308.6771
4597 | 1228.0489 | 1228.049 | 1228.049 | 1195.4572 | 1195.4572 | 1166.3 | 1475671.075 | 430364.6096 | 195218.1688 | 59740.5604 | 996652.7085
4598 | 1402.9448 | 1402.945 | 1402.945 | 1365.7116 | 1365.7116 | 1573.3 | 2272319.0703 | 491656.1776 | 223020.705 | 68248.4051 | 582749.1417
4599 | 1345.1535 | 1345.153 | 1345.153 | 1309.4534 | 1309.4534 | 1167 | 1613215.4423 | 471403.2142 | 213833.7358 | 65438.3847 | 1090774.6595
4600 | 1550.7356 | 108.217 | 108.217 | 105.345 | 105.345 | 1142.95 | 126832.8586 | 37924.1927 | 17202.8352 | 2649400.994 | 90285.915
4601 | 1497.0151 | 43.957 | 43.957 | 42.7904 | 42.7904 | 1630.3 | 73666.0747 | 15404.5459 | 6987.6732 | 2665593.7959 | 15819.6128
4602 | 1191.2752 | 15.383 | 15.383 | 14.9747 | 14.9747 | 1622.05 | 25641.8654 | 5390.9077 | 2445.3756 | 2156158.7311 | 5659.7043
4603 | 1230.7987 | 1230.799 | 1230.799 | 1198.1343 | 1198.1343 | 1600.7 | 2030186.2966 | 431328.3356 | 195655.3256 | 110993.8163 | 478415.0122
4604 | 1251.5192 | 1251.519 | 1251.519 | 1218.3044 | 1218.3044 | 1743.7 | 2246333.5288 | 438589.5725 | 198949.1033 | 112864.1282 | 312251.4095
4605 | 1339.2361 | 1339.236 | 1339.236 | 1303.6934 | 1303.6934 | 1663.2 | 2293663.2186 | 469329.6264 | 212893.1333 | 120774.0516 | 439083.9394
4606 | 1237.0149 | 1237.015 | 1237.015 | 1204.1853 | 1204.1853 | 1879.7 | 2392104.5772 | 433506.7067 | 196643.4589 | 111554.9119 | 144863.4911
4607 | 1361.338 | 1361.338 | 1361.338 | 1325.2088 | 1325.2088 | 1882 | 2631713.9065 | 477075.1794 | 216406.6022 | 122766.8428 | 156374.6421
4608 | 1507.763 | 607.774 | 607.774 | 591.644 | 591.644 | 1489.25 | 932778.1362 | 212991.8434 | 96615.4667 | 1679246.0493 | 302182.1778
4609 | 607.8018 | 0 | 0 | 0 | 0 | 1216.05 | 0 | 0 | 0 | 723284.1863 | 0
4610 | 762.515 | 0 | 0 | 0 | 0 | 1388.85 | 0 | 0 | 0 | 907392.8882 | 0
4611 | 928.2792 | 0 | 0 | 0 | 0 | 1391.85 | 0 | 0 | 0 | 1104652.2118 | 0
4612 | 756.9896 | 0 | 0 | 0 | 0 | 1450.05 | 0 | 0 | 0 | 900817.5775 | 0
4613 | 800.5026 | 0 | 0 | 0 | 0 | 1482.85 | 0 | 0 | 0 | 952598.1499 | 0
4614 | 622.3062 | 0 | 0 | 0 | 0 | 1471.35 | 0 | 0 | 0 | 740544.377 | 0
4615 | 551.1658 | 551.166 | 551.166 | 536.5384 | 536.5384 | 1445.05 | 820669.0427 | 193153.8077 | 87616.7133 | 26812.028 | 297751.96
4616 | 537.6301 | 537.63 | 537.63 | 523.3616 | 523.3616 | 1297.75 | 720398.5357 | 188410.1734 | 85464.9481 | 26154.1352 | 367530.6786
4617 | 520.8758 | 548.48 | 520.875 | 533.9236 | 520.8758 | 1524.25 | 841576.0508 | 187515.2931 | 85059.0205 | 0 | 247806.6686
4618 | 948.3591 | 1282.864 | 948.359 | 1248.8175 | 948.3591 | 1421.1 | 1427390.8041 | 341409.2679 | 154867.0373 | 0 | 549005.0699
4619 | 845.2702 | 1782.77 | 845.27 | 1735.4563 | 845.2702 | 1230.05 | 1100901.6967 | 304297.2676 | 138032.6217 | 0 | 650815.781
4620 | 618.959 | 2033.188 | 618.959 | 1979.2283 | 618.959 | 1217.25 | 798156.7064 | 222825.2301 | 101076.0002 | 0 | 484490.1356
4621 | 587.2298 | 1145.567 | 587.23 | 1115.1643 | 587.2298 | 1166.3 | 724701.7555 | 211402.7342 | 95894.6291 | 0 | 489573.4985
4622 | 673.7052 | 3561.282 | 673.705 | 3466.7675 | 673.7052 | 1456.3 | 1036433.0003 | 242533.8608 | 110016.0541 | 0 | 366293.5003
4623 | 761.9789 | 2046.383 | 761.979 | 1992.0731 | 761.9789 | 1344.05 | 1083143.5873 | 274312.4 | 124431.1525 | 0 | 499820.0521
4624 | 727.5949 | 96.035 | 96.035 | 93.4863 | 93.4863 | 1329.15 | 131433.9334 | 33655.062 | 15266.3101 | 1162321.1257 | 62715.2733
4625 | 423.3979 | 64.761 | 64.761 | 63.0423 | 63.0423 | 1755.4 | 116859.537 | 22695.2202 | 10294.8041 | 660531.7956 | 15420.1413
4626 | 585.8407 | 19.418 | 19.418 | 18.9027 | 18.9027 | 1721.95 | 34310.8597 | 6804.9565 | 3086.8039 | 1039197.3948 | 5255.8837
4627 | 736.9597 | 736.96 | 736.96 | 717.4015 | 717.4015 | 1600.7 | 1213545.4119 | 258264.534 | 117151.6622 | 66458.9139 | 286458.4123
4628 | 609.1832 | 609.183 | 609.183 | 593.0156 | 593.0156 | 1744.1 | 1094538.3426 | 213485.6215 | 96839.45 | 54937.4699 | 151752.696
4629 | 715.5485 | 715.549 | 715.549 | 696.5587 | 696.5587 | 1485.8 | 1096363.5732 | 250761.1391 | 113748.0389 | 64527.3638 | 358170.4936
4630 | 707.951 | 707.951 | 707.951 | 689.1624 | 689.1624 | 1734.1 | 1262172.6265 | 248098.4519 | 112540.2144 | 63843.7892 | 183248.2732
4631 | 652.0056 | 652.006 | 652.006 | 634.7021 | 634.7021 | 1865.3 | 1250071.3793 | 228492.7618 | 103646.8556 | 58797.2624 | 85494.3751
4632 | 602.2764 | 0 | 0 | 0 | 0 | 1404.95 | 0 | 0 | 0 | 1103972.5789 | 0
4633 | 1192.8111 | 0 | 0 | 0 | 0 | 1751.4 | 0 | 0 | 0 | 2186422.7573 | 0
4634 | 1270.8584 | 0 | 0 | 0 | 0 | 1653.95 | 0 | 0 | 0 | 2329483.4234 | 0
4635 | 1317.8249 | 254.86 | 254.86 | 248.0962 | 248.0962 | 1614.45 | 424278.8474 | 89314.6156 | 40514.102 | 1960812.7776 | 95653.4724
4636 | 1299.8671 | 1299.867 | 1299.867 | 1265.3692 | 1265.3692 | 1582.55 | 2121888.9367 | 455532.9258 | 206634.7966 | 63234.6004 | 528228.3886
4637 | 1154.1328 | 1154.133 | 1154.133 | 1123.5029 | 1123.5029 | 1484.75 | 1771441.2728 | 404461.0582 | 183468.03 | 56144.5474 | 578884.8895
4638 | 1298.4857 | 1298.486 | 1298.486 | 1264.0249 | 1264.0249 | 1528.45 | 2048730.287 | 455048.9602 | 206415.2644 | 63166.7446 | 596050.9366
4639 | 998.7289 | 998.729 | 998.729 | 972.2233 | 972.2233 | 1537.45 | 1582052.3295 | 350000.3796 | 158764.0611 | 48584.8586 | 449701.8767
4640 | 130.6101 | 130.61 | 130.61 | 127.1437 | 127.1437 | 1354.75 | 181959.7358 | 45771.7254 | 20762.5632 | 6353.859 | 82039.4607
4641 | 175.9232 | 529.226 | 175.923 | 515.1806 | 175.9232 | 1614.75 | 300807.5705 | 63332.3643 | 28728.2642 | 0 | 67774.426
4642 | 234.3197 | 1255.512 | 234.319 | 1222.1914 | 234.3197 | 1588.1 | 393265.2152 | 84355.0903 | 38264.4062 | 0 | 96516.2825
4643 | 194.8402 | 316.212 | 194.84 | 307.8199 | 194.8402 | 1461.25 | 300806.2176 | 70142.4732 | 31817.4052 | 0 | 104970.1595
4644 | 182.0764 | 182.076 | 182.076 | 177.2438 | 177.2438 | 1240 | 232423.346 | 63807.7688 | 28943.9129 | 8858.0868 | 134705.2897
4645 | 203.5454 | 700.384 | 203.546 | 681.7962 | 203.5454 | 1082 | 232777.5234 | 73276.3477 | 33238.9655 | 0 | 186854.6867
4646 | 203.7794 | 2451.044 | 203.78 | 2385.9946 | 203.7794 | 1543.4 | 332197.7346 | 73360.5767 | 33277.1727 | 0 | 93045.6647
4647 | 223.5096 | 2494.849 | 223.51 | 2428.6371 | 223.5096 | 1558.65 | 368239.2599 | 80463.4663 | 36499.1224 | 0 | 98645.9746
4648 | 227.8445 | 1939.006 | 227.845 | 1887.5458 | 227.8445 | 1450.95 | 349505.2382 | 82024.0321 | 37207.0123 | 0 | 125098.0412
4649 | 436.2411 | 436.242 | 436.242 | 424.6644 | 424.6644 | 1682.3 | 754868.5505 | 152879.1751 | 69347.6925 | 21220.201 | 134915.872
4650 | 395.2318 | 395.232 | 395.232 | 384.7428 | 384.7428 | 1667.55 | 677757.2379 | 138507.3929 | 62828.4924 | 19226.3737 | 127907.73
4651 | 255.553 | 255.553 | 255.553 | 248.7708 | 248.7708 | 1628.6 | 428380.7265 | 89557.4746 | 40624.2655 | 12431.9238 | 92393.4613
4652 | 228.6164 | 228.616 | 228.616 | 222.5487 | 222.5487 | 1848.7 | 434430.1712 | 80117.5162 | 36342.1955 | 11122.1251 | 33671.6117
4653 | 206.5145 | 206.514 | 206.514 | 201.0332 | 201.0332 | 1791.3 | 380619.2601 | 72371.9632 | 32828.7266 | 10047.1439 | 41955.6353
4654 | 243.8114 | 243.811 | 243.811 | 237.3404 | 237.3404 | 1887.2 | 472906.6691 | 85442.54 | 38757.6855 | 11861.3977 | 26771.9959
4655 | 205.1331 | 205.133 | 205.133 | 199.6889 | 199.6889 | 1882 | 396573.8352 | 71887.9975 | 32609.1944 | 9979.2884 | 23563.2881
4656 | 192.7008 | 192.701 | 192.701 | 187.5868 | 187.5868 | 1862.45 | 368520.3287 | 67531.2554 | 30632.9278 | 9373.9424 | 25802.5672
4657 | 223.7816 | 223.782 | 223.782 | 217.8429 | 217.8429 | 1850.45 | 425999.6741 | 78423.4612 | 35573.7534 | 7066.979 | 32578.4128
4658 | 188.5567 | 188.557 | 188.557 | 183.5528 | 183.5528 | 1641.5 | 318654.0328 | 66079.008 | 29974.1722 | 5954.6485 | 65803.6788
4659 | 172.671 | 172.671 | 172.671 | 168.0884 | 168.0884 | 1508.2 | 268645.6662 | 60511.8261 | 27448.8367 | 5453.2591 | 82665.878
4660 | 181.6499 | 181.65 | 181.65 | 176.8291 | 176.8291 | 1449.3 | 271403.9734 | 63658.4789 | 28876.1933 | 5736.7035 | 97379.7898
4661 | 106.3653 | 106.365 | 106.365 | 103.5421 | 103.5421 | 1491.15 | 163307.3327 | 37275.1671 | 16908.43 | 3359.5968 | 52687.4133
4662 | 155.4039 | 155.404 | 155.404 | 151.2797 | 151.2797 | 1487.2 | 238144.8313 | 54460.6785 | 24703.9689 | 4907.8173 | 77576.211
4663 | 132.6113 | 132.612 | 132.612 | 129.0925 | 129.0925 | 1344.3 | 183560.7659 | 46473.3179 | 21080.8134 | 6449.8872 | 84645.9849
4664 | 210.6517 | 210.652 | 210.652 | 205.0614 | 205.0614 | 1327.4 | 287355.3412 | 73822.1079 | 33486.5284 | 10246.9718 | 137924.3049
4665 | 378.0493 | 496.662 | 378.049 | 483.4809 | 378.0493 | 1411.1 | 563760.3665 | 136097.7441 | 61735.4489 | 0 | 222633.2265
4666 | 837.0277 | 2897.928 | 837.028 | 2821.0186 | 837.0277 | 1273.7 | 1125403.3234 | 301329.9859 | 136686.6297 | 0 | 607933.2465
4667 | 1269.6825 | 2338.657 | 1269.683 | 2276.5903 | 1269.6825 | 1048.75 | 1407364.7464 | 457085.6993 | 207339.1519 | 0 | 1207785.4762
4668 | 1312.5904 | 3184.678 | 1312.591 | 3100.1584 | 1312.5904 | 804.1 | 1117684.7805 | 472532.5339 | 214346.0077 | 0 | 1569726.8259
4669 | 1239.8562 | 3107.914 | 1239.856 | 3025.4317 | 1239.8562 | 750 | 982445.682 | 446348.2234 | 202468.5135 | 0 | 1549820.22
4670 | 1427.338 | 3461.365 | 1427.338 | 3369.5023 | 1427.338 | 1667.8 | 2514823.011 | 513841.6822 | 233084.2964 | 0 | 474161.6856
4671 | 1379.6333 | 2965.24 | 1379.633 | 2886.5441 | 1379.6333 | 1748.9 | 2547028.909 | 496667.9995 | 225294.1231 | 0 | 346425.9297
4672 | 1408.1145 | 1885.587 | 1408.114 | 1835.5445 | 1408.1145 | 1690.75 | 2515394.5209 | 506921.2366 | 229945.1054 | 0 | 435459.4234
4673 | 1482.0911 | 1255.482 | 1255.482 | 1222.1622 | 1222.1622 | 1735.5 | 2246914.811 | 439978.3892 | 199579.086 | 476449.7046 | 323261.8998
4674 | 1357.8284 | 306.93 | 306.93 | 298.7842 | 298.7842 | 1284.6 | 406801.3658 | 107562.3282 | 48791.4672 | 1941228.011 | 213750.249
4675 | 1372.3889 | 1372.389 | 1372.389 | 1335.9665 | 1335.9665 | 1613.95 | 2293289.8058 | 480947.9559 | 218163.3367 | 123763.2367 | 515749.8844
4676 | 1344.7616 | 1344.762 | 1344.762 | 1309.0727 | 1309.0727 | 1848.75 | 2564860.8954 | 471266.1899 | 213771.58 | 121270.5946 | 197997.2534
4677 | 1383.4399 | 1383.44 | 1383.44 | 1346.7243 | 1346.7243 | 1798.65 | 2569869.6013 | 484820.7324 | 219920.0711 | 124759.634 | 271162.9291
4678 | 1246.6844 | 1246.684 | 1246.684 | 1213.5977 | 1213.5977 | 1900 | 2438684.9802 | 436895.1671 | 198180.5022 | 112428.8231 | 121359.7686
4679 | 1187.2856 | 1187.286 | 1187.286 | 1155.7761 | 1155.7761 | 1897 | 2315619.8746 | 416079.3877 | 188738.2333 | 107069.4753 | 119044.9359
4680 | 944.1649 | 902.436 | 902.436 | 878.4858 | 878.4858 | 1879.35 | 1744966.6848 | 316254.9026 | 143456.7378 | 120389.7149 | 105989.3167
4681 | 1060.1998 | 0 | 0 | 0 | 0 | 1007.05 | 0 | 0 | 0 | 1261637.7572 | 0
4682 | 1112.0011 | 0 | 0 | 0 | 0 | 1654.3 | 0 | 0 | 0 | 1323281.2959 | 0
4683 | 985.6059 | 0 | 0 | 0 | 0 | 1519.3 | 0 | 0 | 0 | 1172871.0612 | 0
4684 | 1117.5266 | 0 | 0 | 0 | 0 | 1327.55 | 0 | 0 | 0 | 1329856.6064 | 0
4685 | 919.991 | 0 | 0 | 0 | 0 | 1341.4 | 0 | 0 | 0 | 1094789.2456 | 0
4686 | 716.2392 | 0 | 0 | 0 | 0 | 1305.15 | 0 | 0 | 0 | 852324.6604 | 0
4687 | 888.9102 | 888.91 | 888.91 | 865.3188 | 865.3188 | 829.25 | 759084.1172 | 311514.7728 | 141306.5622 | 43242.988 | 1013072.0005
4688 | 709.9428 | 709.943 | 709.943 | 691.1015 | 691.1015 | 285.05 | 208973.6794 | 248796.5399 | 112856.8749 | 34536.036 | 1185204.5171
4689 | 511.2727 | 532.173 | 511.272 | 518.0494 | 511.2727 | 302.05 | 163586.4779 | 184058.1784 | 83490.8348 | 0 | 868115.5114
4690 | 207.6748 | 1263.395 | 207.674 | 1229.8652 | 207.6748 | 312.45 | 68586.1694 | 74762.9412 | 33913.3008 | 0 | 350461.6708
4691 | 138.7688 | 1740.711 | 138.768 | 1694.5135 | 138.7688 | 324.8 | 47615.8642 | 49956.7525 | 22660.938 | 0 | 232465.4217
4692 | 202.4179 | 1986.762 | 202.417 | 1934.0344 | 202.4179 | 327.55 | 70141.6042 | 72870.4328 | 33054.838 | 0 | 338533.765
4693 | 689.9172 | 2390.998 | 689.918 | 2327.5422 | 689.9172 | 331.8 | 242369.1921 | 248370.2088 | 112663.4864 | 0 | 1150919.9511
4694 | 1105.1745 | 2675.682 | 1105.174 | 2604.6709 | 1105.1745 | 342.7 | 400740.5855 | 397862.8348 | 180475.0025 | 0 | 1831605.7668
4695 | 1065.5889 | 2108.873 | 1065.588 | 2052.9047 | 1065.5889 | 342.4 | 388395.8831 | 383611.9885 | 174010.6603 | 0 | 1766320.0894
4696 | 1205.8909 | 1437.099 | 1205.891 | 1398.9592 | 1205.8909 | 327.9 | 419878.5966 | 434120.7355 | 196921.9892 | 0 | 2016370.2274
4697 | 1007.9081 | 1007.908 | 1007.908 | 981.1587 | 981.1587 | 318.5 | 332754.7989 | 353217.1216 | 160223.211 | 49031.7342 | 1649818.3055
4698 | 1302.5098 | 1302.51 | 1302.51 | 1267.9421 | 1267.9421 | 310.55 | 419369.9138 | 456459.1541 | 207054.9441 | 63362.6772 | 2142124.7718
4699 | 973.1736 | 973.174 | 973.174 | 947.3465 | 947.3465 | 804.1 | 810374.0469 | 341044.7373 | 154701.6822 | 87760.5909 | 1132931.6705
4700 | 879.9313 | 879.931 | 879.931 | 856.5781 | 856.5781 | 1417.8 | 1290901.1862 | 308368.1199 | 139879.2055 | 79354.1234 | 498699.7762
4701 | 879.2406 | 879.241 | 879.241 | 855.9064 | 855.9064 | 1338.5 | 1218856.342 | 308126.3123 | 139769.5189 | 79289.5743 | 566182.0989
4702 | 925.5164 | 925.516 | 925.516 | 900.9533 | 900.9533 | 1197.05 | 1145505.228 | 324343.1916 | 147125.6755 | 83465.4953 | 723420.4602
4703 | 1076.0855 | 1076.086 | 1076.086 | 1047.5273 | 1047.5273 | 1109 | 1234829.9086 | 377109.8151 | 171061.2022 | 97040.9702 | 933346.7924
4704 | 1077.4669 | 1077.467 | 1077.467 | 1048.8716 | 1048.8716 | 1121.55 | 1252556.8162 | 377593.7808 | 171280.7344 | 52415.1479 | 921381.2686
4705 | 1165.8744 | 0 | 0 | 0 | 0 | 1162.5 | 0 | 0 | 0 | 1387390.5753 | 0
4706 | 1019.4494 | 0 | 0 | 0 | 0 | 1018.45 | 0 | 0 | 0 | 1213144.8395 | 0
4707 | 1090.5899 | 0 | 0 | 0 | 0 | 469.95 | 0 | 0 | 0 | 1297801.9655 | 0
4708 | 797.7399 | 0 | 0 | 0 | 0 | 288.55 | 0 | 0 | 0 | 949310.4944 | 0
4709 | 1000.1103 | 0 | 0 | 0 | 0 | 283.85 | 0 | 0 | 0 | 1190131.2522 | 0
4710 | 815.6977 | 22.522 | 22.522 | 21.9243 | 21.9243 | 282.35 | 6584.4917 | 7892.7402 | 3580.2347 | 944590.3633 | 37658.2368
4711 | 1003.5637 | 1003.563 | 1003.563 | 976.929 | 976.929 | 638.05 | 662106.8762 | 351694.4346 | 159532.5033 | 48821.4599 | 1330528.4312
4712 | 951.6977 | 951.698 | 951.698 | 926.4405 | 926.4405 | 675.5 | 665236.0145 | 333518.5634 | 151287.7261 | 46296.4786 | 1227070.3812
4713 | 1121.6603 | 1121.66 | 1121.66 | 1091.8918 | 1091.8918 | 1417.3 | 1635634.1554 | 393081.0318 | 178305.9236 | 54565.7483 | 636245.3257
4714 | 1083.6407 | 1083.64 | 1083.64 | 1054.8808 | 1054.8808 | 1403.2 | 1565159.6721 | 379757.0827 | 172262.0322 | 52717.0046 | 629552.8526
4715 | 1503.6577 | 1503.657 | 1503.657 | 1463.7508 | 1463.7508 | 1381.45 | 2139929.5693 | 526950.2747 | 239030.4996 | 73149.4413 | 905403.0344
4716 | 1480.6329 | 1480.633 | 1480.633 | 1441.3378 | 1441.3378 | 1299.3 | 1980184.7406 | 518881.6106 | 235370.4639 | 72027.9103 | 1009945.4016
4717 | 1652.4707 | 1652.47 | 1652.47 | 1608.6143 | 1608.6143 | 937 | 1597007.0059 | 579101.1649 | 262686.7229 | 80388.7719 | 1709957.0509
4718 | 1615.0866 | 1615.086 | 1615.086 | 1572.2225 | 1572.2225 | 1290.7 | 2148544.5903 | 566000.0993 | 256743.9339 | 78569.9209 | 1115177.4179
4719 | 1540.0611 | 1609.247 | 1540.062 | 1566.5385 | 1540.0611 | 854.55 | 1392126.1726 | 554421.9863 | 251491.9732 | 0 | 1764062.9561
4720 | 1743.6635 | 1520.331 | 1520.331 | 1479.9822 | 1479.9822 | 903.45 | 1416222.426 | 532793.6079 | 241681.1005 | 483327.6779 | 1622874.5297
4721 | 1217.598 | 576.822 | 576.822 | 561.5135 | 561.5135 | 1657.9 | 985399.2966 | 202144.8451 | 91695.1478 | 1202603.0084 | 192093.7542
4722 | 1425.4723 | 84.032 | 84.032 | 81.8018 | 81.8018 | 1855.05 | 160343.7847 | 29448.6612 | 13358.2399 | 2462947.9522 | 11857.1762
4723 | 1408.9952 | 1408.995 | 1408.995 | 1371.601 | 1371.601 | 1861.7 | 2701101.0049 | 493776.3747 | 223982.45 | 127065.2441 | 189692.4239
4724 | 1178.3067 | 1178.307 | 1178.307 | 1147.0354 | 1147.0354 | 1868.7 | 2264969.7461 | 412932.7348 | 187310.8767 | 106260.1133 | 150605.7447
4725 | 1460.1058 | 1460.106 | 1460.106 | 1421.3556 | 1421.3556 | 1871.3 | 2809851.4576 | 511688.0098 | 232107.3667 | 131673.1601 | 182928.4635
4726 | 1165.1837 | 1165.184 | 1165.184 | 1134.2607 | 1134.2607 | 1887.2 | 2258182.3705 | 408333.8347 | 185224.7644 | 105076.6841 | 127944.6015
4727 | 1237.7056 | 1237.706 | 1237.706 | 1204.858 | 1204.858 | 1882 | 2391986.7775 | 433748.8647 | 196753.3045 | 111616.1499 | 142173.239
4728 | 1343.3802 | 0 | 0 | 0 | 0 | 1632.5 | 0 | 0 | 0 | 2462415.9011 | 0
4729 | 1258.4261 | 0 | 0 | 0 | 0 | 926.3 | 0 | 0 | 0 | 1497527.0316 | 0
4730 | 1290.1975 | 0 | 0 | 0 | 0 | 1273.95 | 0 | 0 | 0 | 1535335.0678 | 0
4731 | 1518.8139 | 0 | 0 | 0 | 0 | 1163.75 | 0 | 0 | 0 | 1807388.5517 | 0
4732 | 1493.2586 | 0 | 0 | 0 | 0 | 707.35 | 0 | 0 | 0 | 1776977.74 | 0
4733 | 1221.1291 | 0 | 0 | 0 | 0 | 283.85 | 0 | 0 | 0 | 1453143.6837 | 0
4734 | 1216.2944 | 0 | 0 | 0 | 0 | 1119.95 | 0 | 0 | 0 | 1447390.286 | 0
4735 | 1270.1677 | 1106.347 | 1106.347 | 1076.9852 | 1076.9852 | 1126.65 | 1284805.4886 | 387714.6554 | 175871.6756 | 354103.6128 | 940584.984
4736 | 1420.868 | 1420.868 | 1420.868 | 1383.1589 | 1383.1589 | 1259.05 | 1844842.1026 | 497937.2176 | 225869.8546 | 69120.7549 | 1024851.615
4737 | 1032.7373 | 1032.737 | 1032.737 | 1005.3287 | 1005.3287 | 1569.15 | 1669344.6234 | 361918.3403 | 164170.1805 | 50239.9949 | 433145.8803
4738 | 983.6487 | 983.649 | 983.649 | 957.5435 | 957.5435 | 1376.2 | 1393398.4029 | 344715.657 | 156366.8522 | 47850.8617 | 597315.6302
4739 | 1036.9712 | 1036.971 | 1036.971 | 1009.4504 | 1009.4504 | 1381.45 | 1475859.4201 | 363402.1278 | 164843.243 | 50445.7676 | 624395.5171
4740 | 1264.5447 | 1264.544 | 1264.544 | 1230.9837 | 1230.9837 | 1223.6 | 1592924.7098 | 443154.129 | 201019.6368 | 61517.2789 | 955735.7382
4741 | 1287.5099 | 1287.509 | 1287.509 | 1253.3392 | 1253.3392 | 740.25 | 980688.9186 | 451202.1167 | 204670.2935 | 62634.893 | 1578894.0736
4742 | 1054.9635 | 1054.964 | 1054.964 | 1026.9658 | 1026.9658 | 1363.2 | 1482033.7173 | 369707.699 | 167703.5201 | 51319.8161 | 653971.8409
4743 | 1243.8855 | 986.39 | 986.39 | 960.2117 | 960.2117 | 1273.35 | 1294860.1099 | 345676.229 | 156802.5783 | 519973.9047 | 697737.8661
4744 | 986.9251 | 808.808 | 808.808 | 787.3427 | 787.3427 | 1473.45 | 1226881.8945 | 283443.3636 | 128573.0591 | 365834.6554 | 414575.2864
4745 | 1104.938 | 1003.667 | 1003.667 | 977.0302 | 977.0302 | 1798.2 | 1860218.0669 | 351730.881 | 159549.0357 | 234454.9186 | 197164.6994
4746 | 1034.1178 | 494.525 | 494.525 | 481.4006 | 481.4006 | 1875.05 | 955477.5162 | 173304.2074 | 78612.7141 | 1013130.7539 | 60151.002
4747 | 840.5623 | 840.562 | 840.562 | 818.2539 | 818.2539 | 1861.7 | 1612145.412 | 294571.4194 | 133620.8689 | 75803.8438 | 113164.5203
4748 | 1201.79 | 1201.79 | 1201.79 | 1169.8951 | 1169.8951 | 1868.7 | 2313456.3798 | 421162.2535 | 191043.8778 | 108378.6916 | 153607.233
4749 | 714.1672 | 714.167 | 714.167 | 695.2134 | 695.2134 | 1871.3 | 1377606.076 | 250276.823 | 113528.3478 | 64404.8817 | 89473.9642
4750 | 1128.5775 | 1128.578 | 1128.578 | 1098.6262 | 1098.6262 | 1824.7 | 2124411.237 | 395505.4158 | 179405.6511 | 101774.6767 | 192589.165
4751 | 844.7064 | 844.706 | 844.706 | 822.288 | 822.288 | 1495.9 | 1303793.0685 | 296023.6668 | 134279.6244 | 76177.9058 | 414515.3623
4752 | 1005.6358 | 1005.636 | 1005.636 | 978.947 | 978.947 | 827.95 | 861090.7466 | 352420.9088 | 159862.04 | 48920.5671 | 1147374.7948
4753 | 1029.119 | 0 | 0 | 0 | 0 | 324.9 | 0 | 0 | 0 | 1224651.6338 | 0
4754 | 1085.7551 | 0 | 0 | 0 | 0 | 304.95 | 0 | 0 | 0 | 1292048.569 | 0
4755 | 1188.667 | 0 | 0 | 0 | 0 | 644.95 | 0 | 0 | 0 | 1414513.7324 | 0
4756 | 1035.3352 | 0 | 0 | 0 | 0 | 288.55 | 0 | 0 | 0 | 1232048.8583 | 0
4757 | 943.4742 | 0 | 0 | 0 | 0 | 283.85 | 0 | 0 | 0 | 1122734.3164 | 0
4758 | 1012.5426 | 0 | 0 | 0 | 0 | 282.35 | 0 | 0 | 0 | 1204925.7011 | 0
4759 | 1096.806 | 1096.806 | 1096.806 | 1067.6974 | 1067.6974 | 289.05 | 326027.9422 | 384371.052 | 174354.98 | 53356.2037 | 1826776.8095
4760 | 934.3477 | 934.348 | 934.348 | 909.5509 | 909.5509 | 318.75 | 306458.6669 | 327438.3288 | 148529.6642 | 45452.4933 | 1529182.4732
4761 | 1094.2419 | 1094.242 | 1094.242 | 1065.2014 | 1065.2014 | 1281.55 | 1438083.9928 | 383472.509 | 173947.3909 | 53231.1726 | 765293.9558
4762 | 1260.8348 | 1260.835 | 1260.835 | 1227.3731 | 1227.3731 | 387.2 | 500680.7558 | 441854.3255 | 200430.0315 | 61335.3154 | 1979507.3783
4763 | 1083.1262 | 1083.126 | 1083.126 | 1054.3804 | 1054.3804 | 392.45 | 435895.3758 | 379576.9535 | 172180.3236 | 52690.9755 | 1694969.2545
4764 | 1249.8858 | 1249.886 | 1249.886 | 1216.7147 | 1216.7147 | 386 | 494645.6886 | 438017.2945 | 198689.5116 | 60802.5586 | 1963777.537
4765 | 1115.5132 | 1208.732 | 1115.513 | 1176.6529 | 1115.5132 | 390.75 | 458794.8227 | 401584.7578 | 182163.3082 | 0 | 1795139.6428
4766 | 1150.3401 | 1150.34 | 1150.34 | 1119.8106 | 1119.8106 | 422.4 | 498590.2178 | 403131.8173 | 182865.0716 | 55960.5469 | 1766613.2081
4767 | 1467.4236 | 1557.185 | 1467.423 | 1515.8582 | 1467.4236 | 435.75 | 676269.3279 | 528272.4863 | 239630.2695 | 0 | 2295417.3241
4768 | 1501.2835 | 2085.647 | 1501.284 | 2030.2951 | 1501.2835 | 429.45 | 680712.8422 | 540462.0557 | 245159.5936 | 0 | 2357840.7821
4769 | 1430.4064 | 1168.238 | 1168.238 | 1137.2336 | 1137.2336 | 1682.3 | 2017229.9615 | 409404.0961 | 185710.2469 | 537385.6849 | 361299.1148
4770 | 1592.421 | 333.323 | 333.323 | 324.4768 | 324.4768 | 1489.45 | 510102.6107 | 116811.6441 | 52987.0597 | 2324141.6576 | 165661.6248
4771 | 1372.3889 | 1372.389 | 1372.389 | 1335.9665 | 1335.9665 | 1520.8 | 2143859.3073 | 480947.9559 | 218163.3367 | 123763.2367 | 640195.1679
4772 | 1328.8758 | 1328.876 | 1328.876 | 1293.6084 | 1293.6084 | 1708.7 | 2331337.1118 | 465699.0079 | 211246.2444 | 119838.8957 | 376828.1139
4773 | 1486.3518 | 1486.352 | 1486.352 | 1446.905 | 1446.905 | 1513.25 | 2310999.0673 | 520885.8102 | 236279.5911 | 134040.015 | 704281.0225
4774 | 1364.1007 | 1364.101 | 1364.101 | 1327.8985 | 1327.8985 | 1546.3 | 2164394.1782 | 478043.4611 | 216845.8256 | 123015.1126 | 602467.5509
4775 | 1410.3765 | 1410.377 | 1410.377 | 1372.9464 | 1372.9464 | 722.5 | 1045018.7084 | 494260.6908 | 224202.1411 | 127187.7268 | 1753938.9791
4776 | 1210.7689 | 337.272 | 337.272 | 328.321 | 328.321 | 353.45 | 122261.5922 | 118195.5546 | 53614.8168 | 1617527.0044 | 540596.9178
4777 | 1007.0171 | 0 | 0 | 0 | 0 | 780.95 | 0 | 0 | 0 | 1198350.3906 | 0
4778 | 820.5325 | 0 | 0 | 0 | 0 | 761 | 0 | 0 | 0 | 976433.6514 | 0
4779 | 1060.8905 | 0 | 0 | 0 | 0 | 295.45 | 0 | 0 | 0 | 1262459.6712 | 0
4780 | 1237.7056 | 0 | 0 | 0 | 0 | 288.55 | 0 | 0 | 0 | 1472869.6152 | 0
4781 | 960.7413 | 0 | 0 | 0 | 0 | 283.85 | 0 | 0 | 0 | 1143282.1626 | 0
4782 | 1200.4086 | 0 | 0 | 0 | 0 | 1087.9 | 0 | 0 | 0 | 1428486.2685 | 0
4783 | 1122.3613 | 1122.361 | 1122.361 | 1092.5742 | 1092.5742 | 1119.1 | 1295004.7105 | 393326.6943 | 178417.3588 | 54599.9304 | 962448.5695
4784 | 1070.4651 | 1070.466 | 1070.466 | 1042.0564 | 1042.0564 | 318.75 | 351245.9299 | 375140.3097 | 170167.8127 | 52073.0904 | 1751957.3493
4785 | 1185.2757 | 1185.276 | 1185.276 | 1153.8194 | 1153.8194 | 1191.75 | 1451341.3765 | 415374.9916 | 188418.7115 | 57659.4398 | 932574.5471
4786 | 1241.5501 | 1241.55 | 1241.55 | 1208.5999 | 1208.5999 | 387.2 | 493847.0422 | 435095.9783 | 197364.3702 | 60397.6051 | 1949229.983
4787 | 1273.3423 | 1273.342 | 1273.342 | 1239.5482 | 1239.5482 | 392.45 | 514191.2247 | 446237.3511 | 202418.2207 | 61944.5147 | 1992635.7049
4788 | 1429.0673 | 2077.844 | 1429.067 | 2022.6992 | 1429.0673 | 386 | 583125.3094 | 514464.2302 | 233366.6911 | 0 | 2306514.6319
4789 | 1265.5332 | 1265.533 | 1265.533 | 1231.9464 | 1231.9464 | 390.75 | 507562.8504 | 443500.7199 | 201176.8543 | 61564.5492 | 1982509.8152
4790 | 1185.2801 | 1185.28 | 1185.28 | 1153.8233 | 1153.8233 | 422.4 | 515276.0223 | 415376.3934 | 188419.3473 | 57660.2155 | 1820271.6617
4791 | 1296.2238 | 2571.597 | 1296.225 | 2503.3482 | 1296.2238 | 435.75 | 597260.7565 | 466640.5511 | 211673.3389 | 0 | 2027618.0056
4792 | 1491.7106 | 1651.268 | 1491.711 | 1607.4442 | 1491.7106 | 429.45 | 676029.0213 | 537015.8192 | 243596.3424 | 0 | 2342806.097
4793 | 1623.4698 | 706.823 | 706.823 | 688.0643 | 688.0643 | 1551.95 | 1126615.4244 | 247703.149 | 112360.9007 | 1714598.2542 | 308287.2109
4794 | 1365.0331 | 15.372 | 15.372 | 14.964 | 14.964 | 1461.95 | 23061.9337 | 5387.0528 | 2443.627 | 2474676.663 | 8051.3993
4795 | 1483.589 | 1483.589 | 1483.589 | 1444.2154 | 1444.2154 | 1424.25 | 2175473.9875 | 519917.5284 | 235840.3678 | 133791.7418 | 831506.9916
4796 | 1207.3155 | 1207.315 | 1207.315 | 1175.2735 | 1175.2735 | 1381.2 | 1716162.1231 | 423098.4665 | 191922.1655 | 108878.5458 | 727259.253
4797 | 1394.4908 | 1394.491 | 1394.491 | 1357.482 | 1357.482 | 1351.3 | 1941915.8551 | 488693.5089 | 221676.8056 | 125756.0279 | 880598.5533
4798 | 1198.3366 | 1198.337 | 1198.337 | 1166.5338 | 1166.5338 | 834.25 | 1029309.4619 | 419952.1641 | 190494.9678 | 108065.8726 | 1359886.7649
4799 | 1087.8272 | 1087.827 | 1087.827 | 1058.9567 | 1058.9567 | 373 | 418262.3383 | 381224.3992 | 172927.6233 | 98101.9167 | 1722922.4931
4800 | 982.8432 | 0 | 0 | 0 | 0 | 353.45 | 0 | 0 | 0 | 1801551.5821 | 0
4801 | 1308.846 | 0 | 0 | 0 | 0 | 324.9 | 0 | 0 | 0 | 2399114.7217 | 0
4802 | 1232.1801 | 0 | 0 | 0 | 0 | 304.95 | 0 | 0 | 0 | 2258586.1013 | 0
4803 | 1165.8744 | 0 | 0 | 0 | 0 | 295.45 | 0 | 0 | 0 | 2137047.8357 | 0
4804 | 1230.108 | 0 | 0 | 0 | 0 | 288.55 | 0 | 0 | 0 | 2254788.03 | 0
4805 | 1178.9974 | 0 | 0 | 0 | 0 | 283.85 | 0 | 0 | 0 | 2161102.2837 | 0
4806 | 1110.6197 | 953.102 | 953.102 | 927.8072 | 927.8072 | 282.35 | 276655.3039 | 334010.5893 | 151510.9145 | 335095.3647 | 1593648.0242
4807 | 929.6605 | 929.661 | 929.661 | 904.9883 | 904.9883 | 289.05 | 275834.3526 | 325795.7894 | 147784.59 | 45224.2041 | 1548389.7385
4808 | 777.6212 | 777.622 | 777.622 | 756.9843 | 756.9843 | 318.75 | 254483.5384 | 272514.361 | 123615.5421 | 37827.2846 | 1272679.915
4809 | 947.273 | 947.273 | 947.273 | 922.1329 | 922.1329 | 368.25 | 358677.3376 | 331967.8408 | 150584.3011 | 46081.7777 | 1504690.3449
4810 | 1179.9083 | 1179.908 | 1179.908 | 1148.5939 | 1148.5939 | 387.2 | 470117.2133 | 413493.7986 | 187565.3814 | 57399.2624 | 1852452.2176
4811 | 1059.5877 | 1059.587 | 1059.587 | 1031.4661 | 1031.4661 | 392.45 | 428789.5194 | 371327.8099 | 168438.4204 | 51546.7798 | 1658133.3912
4812 | 1194.5136 | 1194.513 | 1194.513 | 1162.8113 | 1162.8113 | 386 | 475911.4836 | 418612.0594 | 189887.0814 | 58110.4347 | 1876777.3998
4813 | 1267.6269 | 1267.627 | 1267.627 | 1233.9849 | 1233.9849 | 390.75 | 511468.3838 | 444234.5534 | 201509.7293 | 61665.7485 | 1985790.1528
4814 | 887.0799 | 955.338 | 887.079 | 929.9839 | 887.0799 | 422.4 | 398063.1713 | 319348.7549 | 144860.1435 | 0 | 1399457.2102
4815 | 1241.5596 | 1241.559 | 1241.559 | 1208.6087 | 1208.6087 | 435.75 | 559387.5064 | 435099.1324 | 197365.8009 | 60398.9539 | 1890566.1605
4816 | 536.721 | 1454.598 | 536.721 | 1415.9938 | 536.721 | 429.45 | 244668.1142 | 193219.5479 | 87646.5338 | 0 | 842947.1138
4817 | 511.4393 | 833.917 | 511.439 | 811.7853 | 511.4393 | 1357.3 | 734632.8554 | 184118.1643 | 83518.0451 | 0 | 328702.0673
4818 | 220.4508 | 223.698 | 220.451 | 217.7612 | 217.7612 | 1747.15 | 402679.0888 | 78394.0237 | 35560.4002 | 4930.01 | 55060.9136
4819 | 219.6375 | 219.637 | 219.637 | 213.808 | 213.808 | 1786.7 | 404648.0269 | 76970.8634 | 34914.8388 | 10685.5255 | 45605.2365
4820 | 234.8325 | 234.833 | 234.833 | 228.6007 | 228.6007 | 1863.7 | 450982.7751 | 82296.2377 | 37330.4878 | 11423.0137 | 31158.27
4821 | 155.4039 | 155.404 | 155.404 | 151.2797 | 151.2797 | 1743.4 | 279160.8095 | 54460.6785 | 24703.9689 | 7559.6884 | 38818.3614
4822 | 212.04 | 212.04 | 212.04 | 206.4126 | 206.4126 | 1356.25 | 296537.8897 | 74308.5266 | 33707.1733 | 10314.9969 | 132878.0945
4823 | 91.1703 | 91.17 | 91.17 | 88.7504 | 88.7504 | 373 | 35094.7405 | 31950.1432 | 14492.94 | 4435.6358 | 144396.8974
4824 | 85.6448 | 85.645 | 85.645 | 83.372 | 83.372 | 353.45 | 31331.2008 | 30013.9302 | 13614.6522 | 4165.9983 | 137276.2133
4825 | 78.738 | 78.738 | 78.738 | 76.6483 | 76.6483 | 796.15 | 65101.7745 | 27593.4011 | 12516.6733 | 2486.6584 | 92273.0998
4826 | 84.9541 | 84.954 | 84.954 | 82.6994 | 82.6994 | 719.9 | 63558.558 | 29771.7722 | 13504.8067 | 2683.1564 | 105863.4599
4827 | 77.3566 | 77.357 | 77.357 | 75.304 | 75.304 | 1218.6 | 97804.647 | 27109.4355 | 12297.1411 | 2442.606 | 58842.5357
4828 | 82.1914 | 82.191 | 82.191 | 80.0097 | 80.0097 | 1209.65 | 103089.012 | 28803.4904 | 13065.5833 | 2596.2101 | 63235.663
4829 | 78.738 | 78.738 | 78.738 | 76.6483 | 76.6483 | 1201.55 | 97897.7207 | 27593.4011 | 12516.6733 | 2486.6584 | 61199.8642
4830 | 83.5728 | 83.573 | 83.573 | 81.355 | 81.355 | 1215.3 | 104955.7066 | 29287.8065 | 13285.2745 | 2639.104 | 63839.2827
4831 | 66.9963 | 66.997 | 66.997 | 65.2189 | 65.2189 | 1198.8 | 82797.7571 | 23478.817 | 10650.2523 | 3257.9792 | 52253.4116
4832 | 81.1985 | 81.198 | 81.198 | 79.043 | 79.043 | 1225.4 | 102718.7014 | 28455.4978 | 12907.73 | 3950.99 | 61226.746
4833 | 713.0577 | 883.59 | 713.058 | 860.14 | 713.0577 | 1558.9 | 1175118.6793 | 256700.7892 | 116442.3302 | 0 | 314529.7725
4834 | 1109.9109 | 2527.024 | 1109.911 | 2459.9582 | 1109.9109 | 1331.95 | 1563016.8671 | 399567.9262 | 181248.4509 | 0 | 741475.9808
4835 | 1211.7488 | 3109.802 | 1211.749 | 3027.2696 | 1211.7488 | 1236.95 | 1586381.1195 | 436229.5662 | 197878.5782 | 0 | 924624.918
4836 | 1105.1884 | 3877.267 | 1105.188 | 3774.3664 | 1105.1884 | 684.85 | 801965.871 | 397867.8078 | 180477.2584 | 0 | 1453488.4651
4837 | 969.134 | 3045.655 | 969.134 | 2964.825 | 969.134 | 393.3 | 403062.1804 | 348888.235 | 158259.5799 | 0 | 1557107.5753
4838 | 1192.262 | 2196.811 | 1192.262 | 2138.5088 | 1192.262 | 421.3 | 532453.6669 | 429214.3243 | 194696.3866 | 0 | 1882224.0383
4839 | 1204.9136 | 2303.005 | 1204.914 | 2241.8845 | 1204.9136 | 427.4 | 545911.4208 | 433768.901 | 196762.3932 | 0 | 1894847.1494
4840 | 1193.8661 | 1847.31 | 1193.866 | 1798.2834 | 1193.8661 | 864.7 | 1092392.0895 | 429791.805 | 194958.3382 | 0 | 1355396.2117
4841 | 893.7415 | 688.696 | 688.696 | 670.4184 | 670.4184 | 1315.5 | 932365.728 | 241350.6181 | 109479.322 | 409351.3107 | 458901.3836
4842 | 898.8077 | 80.584 | 80.584 | 78.4453 | 78.4453 | 1274.35 | 105732.4656 | 28240.324 | 12810.1248 | 1503724.1742 | 56923.8643
4843 | 882.694 | 882.694 | 882.694 | 859.2678 | 859.2678 | 1433.95 | 1303480.2153 | 309336.4017 | 140318.4289 | 79602.3953 | 486388.5283
4844 | 1020.8308 | 1020.831 | 1020.831 | 993.7387 | 993.7387 | 1540.45 | 1617120.4809 | 357745.9326 | 162277.53 | 92058.9939 | 456672.6204
4845 | 1455.9617 | 1455.962 | 1455.962 | 1417.3216 | 1417.3216 | 1279.05 | 1923364.749 | 510235.7624 | 231448.6111 | 131299.0997 | 1021817.9803
4846 | 774.9473 | 774.947 | 774.947 | 754.3803 | 754.3803 | 845.7 | 676683.7177 | 271576.9185 | 123190.3077 | 69886.7116 | 870781.2139
4847 | 1051.2209 | 1051.221 | 1051.221 | 1023.3222 | 1023.3222 | 388 | 420894.2433 | 368395.9804 | 167108.51 | 94799.9092 | 1649595.3344
4848 | 1114.0731 | 0 | 0 | 0 | 0 | 370.35 | 0 | 0 | 0 | 2042096.0656 | 0
4849 | 966.9575 | 0 | 0 | 0 | 0 | 717.05 | 0 | 0 | 0 | 1150679.3873 | 0
4850 | 895.1263 | 0 | 0 | 0 | 0 | 333.2 | 0 | 0 | 0 | 1065200.3471 | 0
4851 | 941.4022 | 0 | 0 | 0 | 0 | 318.4 | 0 | 0 | 0 | 1120268.5749 | 0
4852 | 939.3301 | 0 | 0 | 0 | 0 | 308.05 | 0 | 0 | 0 | 1117802.8334 | 0
4853 | 1111.3104 | 0 | 0 | 0 | 0 | 297.35 | 0 | 0 | 0 | 1322459.382 | 0
4854 | 1126.5055 | 0 | 0 | 0 | 0 | 286.15 | 0 | 0 | 0 | 1340541.4867 | 0
4855 | 1100.2595 | 595.887 | 595.887 | 580.0725 | 580.0725 | 277.35 | 171375.6249 | 208826.0942 | 94725.8366 | 953502.7309 | 999261.8643
4856 | 882.8235 | 882.824 | 882.824 | 859.3943 | 859.3943 | 285.05 | 260250.3469 | 309381.9596 | 140339.0945 | 42945.7285 | 1473818.3102
4857 | 886.201 | 886.201 | 886.201 | 862.6817 | 862.6817 | 302.05 | 275955.0143 | 310565.4151 | 140875.923 | 43110.8232 | 1464790.4071
4858 | 1103.5739 | 1103.574 | 1103.574 | 1074.2857 | 1074.2857 | 312.45 | 355113.2859 | 386742.8692 | 175430.8626 | 53685.1502 | 1812910.9135
4859 | 1112.4017 | 1112.401 | 1112.401 | 1082.8785 | 1082.8785 | 324.8 | 372266.0937 | 389836.2542 | 176834.0564 | 54116.0276 | 1814038.0362
4860 | 1166.9312 | 1166.932 | 1166.932 | 1135.9623 | 1135.9623 | 327.55 | 393939.2632 | 408946.4139 | 185502.6372 | 56766.0287 | 1899840.0832
4861 | 990.0065 | 1316.408 | 990.006 | 1281.4712 | 990.0065 | 331.8 | 347612.6468 | 356402.3233 | 161668.0539 | 0 | 1651528.7659
4862 | 1284.0444 | 1284.044 | 1284.044 | 1249.9662 | 1249.9662 | 342.7 | 453736.0533 | 449987.822 | 204119.4759 | 62465.4025 | 2071568.9373
4863 | 1002.3878 | 1002.388 | 1002.388 | 975.7852 | 975.7852 | 342.4 | 354265.9346 | 351282.6608 | 159345.7181 | 48762.6704 | 1617461.496
4864 | 1384.9171 | 864.492 | 864.492 | 841.5489 | 841.5489 | 327.9 | 293437.4281 | 302957.5873 | 137424.9278 | 995993.9297 | 1407153.8381
4865 | 1471.9052 | 513.175 | 513.175 | 499.5556 | 499.5556 | 318.5 | 170070.9113 | 179840.0215 | 81577.432 | 1782316.8768 | 840002.7671
4866 | 1181.0885 | 1181.088 | 1181.088 | 1149.7426 | 1149.7426 | 310.55 | 381352.1596 | 413907.3246 | 187752.9614 | 57457.0432 | 1942432.5821
4867 | 1185.2136 | 1185.214 | 1185.214 | 1153.7591 | 1153.7591 | 942.85 | 1161468.4823 | 415353.264 | 188408.8556 | 106882.4468 | 1219696.3972
4868 | 1040.17 | 1040.17 | 1040.17 | 1012.5645 | 1012.5645 | 1241.55 | 1339413.9069 | 364523.2039 | 165351.7755 | 93803.5119 | 767979.5111
4869 | 1251.5192 | 1251.519 | 1251.519 | 1218.3044 | 1218.3044 | 569 | 738947.2939 | 438589.5725 | 198949.1033 | 112864.1282 | 1743393.5506
4870 | 1156.8955 | 1156.896 | 1156.896 | 1126.1926 | 1126.1926 | 789.65 | 944187.9642 | 405429.3399 | 183907.2534 | 104328.56 | 1363087.2265
4871 | 1042.9327 | 1042.933 | 1042.933 | 1015.2541 | 1015.2541 | 1134.05 | 1224817.4521 | 365491.4856 | 165790.9989 | 94051.7851 | 879159.3111
4872 | 1049.8395 | 1049.84 | 1049.84 | 1021.9778 | 1021.9778 | 304.7 | 332656.2823 | 367912.0147 | 166888.9778 | 51070.5296 | 1732558.9961
4873 | 880.622 | 0 | 0 | 0 | 0 | 324.9 | 0 | 0 | 0 | 1047940.1563 | 0
4874 | 931.0419 | 0 | 0 | 0 | 0 | 304.95 | 0 | 0 | 0 | 1107939.8672 | 0
4875 | 782.5449 | 0 | 0 | 0 | 0 | 295.45 | 0 | 0 | 0 | 931228.3898 | 0
4876 | 743.1759 | 0 | 0 | 0 | 0 | 288.55 | 0 | 0 | 0 | 884379.3005 | 0
4877 | 860.5921 | 0 | 0 | 0 | 0 | 283.85 | 0 | 0 | 0 | 1024104.6547 | 0
4878 | 848.8505 | 0 | 0 | 0 | 0 | 282.35 | 0 | 0 | 0 | 1010132.1193 | 0
4879 | 506.2713 | 506.271 | 506.271 | 492.8348 | 492.8348 | 289.05 | 151508.3894 | 177420.5437 | 80479.93 | 24629.03 | 843215.7758
4880 | 90.0212 | 90.021 | 90.021 | 87.6319 | 87.6319 | 675.4 | 62917.0315 | 31547.481 | 14310.2879 | 4379.5108 | 116077.2038
4881 | 76.9871 | 112.518 | 76.987 | 109.5318 | 76.9871 | 1462.25 | 119680.4774 | 27715.3494 | 12571.9904 | 0 | 41399.8031
4882 | 90.8526 | 640.469 | 90.852 | 623.4713 | 90.8526 | 1458.75 | 140825.284 | 32706.922 | 14836.2232 | 0 | 49173.9486
4883 | 77.379 | 1093.984 | 77.379 | 1064.9503 | 77.379 | 1406.5 | 115508.4305 | 27856.4561 | 12635.998 | 0 | 45924.463
4884 | 103.2926 | 1332.495 | 103.292 | 1297.1313 | 103.2926 | 1200 | 131775.4117 | 37185.3509 | 16867.6884 | 0 | 82634.1132
4885 | 71.5652 | 1869.621 | 71.565 | 1820.0023 | 71.5652 | 390.75 | 29692.2708 | 25763.4766 | 11686.5993 | 0 | 115166.3189
4886 | 75.749 | 2727.021 | 75.749 | 2654.6473 | 75.749 | 1342.95 | 107900.1973 | 27269.651 | 12369.8167 | 0 | 49770.9006
4887 | 91.6762 | 2548.459 | 91.676 | 2480.8243 | 91.6762 | 1529.75 | 148785.8346 | 33003.4326 | 14970.7237 | 0 | 43110.7338
4888 | 85.3392 | 1713.144 | 85.339 | 1667.6781 | 85.3392 | 1820.55 | 164702.7888 | 30722.1036 | 13935.8876 | 0 | 15314.1153
4889 | 76.2014 | 1148.55 | 76.202 | 1118.0681 | 76.2014 | 1915.3 | 154727.143 | 27432.5143 | 12443.6933 | 0 | 6454.261
4890 | 81.8383 | 331.284 | 81.839 | 322.4919 | 81.8383 | 1874.95 | 162421.5929 | 29461.7782 | 13364.1899 | 0 | 10233.876
4891 | 78.0473 | 78.047 | 78.047 | 75.9757 | 75.9757 | 1858.95 | 149415.1149 | 27351.2431 | 12406.8278 | 7039.3179 | 10716.369
4892 | 82.8821 | 82.882 | 82.882 | 80.6824 | 80.6824 | 1849.5 | 157784.5945 | 29045.6485 | 13175.4289 | 7474.6207 | 12142.6947
4893 | 75.2845 | 75.285 | 75.285 | 73.287 | 73.287 | 1383.95 | 107418.6275 | 26383.3118 | 11967.7634 | 6787.7381 | 45148.4423
4894 | 79.4286 | 79.429 | 79.429 | 77.321 | 77.321 | 1337.2 | 109469.1055 | 27835.5592 | 12626.5189 | 7161.7999 | 51248.3572
4895 | 75.9752 | 75.975 | 75.975 | 73.9587 | 73.9587 | 1293.55 | 101285.7494 | 26625.1194 | 12077.45 | 6852.287 | 52248.0988
4896 | 78.738 | 78.738 | 78.738 | 76.6483 | 76.6483 | 353.45 | 28746.925 | 27593.4011 | 12516.6733 | 3830.2897 | 126205.3183
4897 | 74.5939 | 74.594 | 74.594 | 72.6143 | 72.6143 | 324.9 | 25109.6192 | 26141.1537 | 11857.9178 | 2355.6597 | 121636.2406
4898 | 80.81 | 80.81 | 80.81 | 78.6653 | 78.6653 | 304.95 | 25612.3925 | 28319.5248 | 12846.0511 | 2552.1577 | 133341.6958
4899 | 74.5939 | 74.594 | 74.594 | 72.6143 | 72.6143 | 295.45 | 22931.298 | 26141.1537 | 11857.9178 | 2355.6597 | 123774.7322
4900 | 77.3566 | 77.357 | 77.357 | 75.304 | 75.304 | 288.55 | 23235.4615 | 27109.4355 | 12297.1411 | 2442.606 | 128879.0092
4901 | 71.8311 | 71.831 | 71.831 | 69.9246 | 69.9246 | 283.85 | 21208.2083 | 25172.872 | 11418.6944 | 2268.7133 | 120001.1785
4902 | 79.4286 | 79.429 | 79.429 | 77.321 | 77.321 | 282.35 | 23343.1103 | 27835.5592 | 12626.5189 | 2508.1053 | 132810.4116
4903 | 66.3057 | 66.306 | 66.306 | 64.5463 | 64.5463 | 289.05 | 19914.5866 | 23236.659 | 10540.4067 | 3224.9437 | 110435.4491
4904 | 72.9207 | 72.92 | 72.92 | 70.9847 | 70.9847 | 318.75 | 24095.7151 | 25554.5075 | 11591.8085 | 3548.5728 | 119343.0991
4905 | 154.285 | 1081.764 | 154.285 | 1053.0546 | 154.285 | 368.25 | 60399.9554 | 55542.5895 | 25194.7357 | 0 | 251754.5013
4906 | 105.3492 | 2447.663 | 105.349 | 2382.7034 | 105.3492 | 387.2 | 43314.4036 | 37925.695 | 17203.5167 | 0 | 169907.1136
4907 | 130.5488 | 2788.407 | 130.548 | 2714.4042 | 130.5488 | 392.45 | 54344.0859 | 46997.5518 | 21318.6117 | 0 | 209863.6513
4908 | 202.7269 | 2620.641 | 202.727 | 2551.0906 | 202.7269 | 386 | 83084.4403 | 72981.702 | 33105.3109 | 0 | 327201.2973
4909 | 354.6912 | 1955.38 | 354.691 | 1903.4853 | 354.6912 | 390.75 | 146989.3049 | 127688.8403 | 57921.0767 | 0 | 570786.8506
4910 | 688.6006 | 2322.902 | 688.601 | 2261.2534 | 688.6006 | 422.4 | 309339.2356 | 247896.227 | 112448.483 | 0 | 1086336.3548
4911 | 987.823 | 1953.307 | 987.823 | 1901.4673 | 987.823 | 435.75 | 457986.1891 | 355616.2905 | 161311.5007 | 0 | 1545202.1733
4912 | 1032.5448 | 1782.994 | 1032.545 | 1735.6743 | 1032.5448 | 429.45 | 470829.5636 | 371716.1323 | 168614.5678 | 0 | 1621663.2545
4913 | 1329.4033 | 818.478 | 818.478 | 796.756 | 796.756 | 1365.4 | 1154594.6224 | 286832.1744 | 130110.2613 | 976342.5099 | 505621.383
4914 | 1196.1437 | 51.948 | 51.948 | 50.5693 | 50.5693 | 1409.55 | 75614.8007 | 18204.9582 | 8257.9713 | 2099837.7407 | 29858.66
4915 | 1400.707 | 1400.707 | 1400.707 | 1363.533 | 1363.533 | 1503.65 | 2175420.2919 | 490871.8799 | 222664.9389 | 126317.1201 | 676789.6045
4916 | 823.2952 | 823.295 | 823.295 | 801.4452 | 801.4452 | 1690.6 | 1437810.9338 | 288520.2718 | 130876.0011 | 74246.3556 | 247967.1447
4917 | 1177.6161 | 1177.616 | 1177.616 | 1146.3627 | 1146.3627 | 1406.3 | 1712283.513 | 412690.5768 | 187201.0311 | 106198.8719 | 680595.5429
4918 | 1352.3591 | 1352.359 | 1352.359 | 1316.4681 | 1316.4681 | 1421.7 | 1986829.4886 | 473928.5266 | 214979.2455 | 121957.4774 | 761313.5192
4919 | 1335.092 | 1335.092 | 1335.092 | 1299.6594 | 1299.6594 | 1302 | 1801215.742 | 467877.379 | 212234.3778 | 120399.9879 | 907162.2515
4920 | 1360.6473 | 0 | 0 | 0 | 0 | 353.45 | 0 | 0 | 0 | 2494066.4917 | 0
4921 | 1288.1255 | 0 | 0 | 0 | 0 | 324.9 | 0 | 0 | 0 | 1532869.3272 | 0
4922 | 1518.8139 | 0 | 0 | 0 | 0 | 304.95 | 0 | 0 | 0 | 1807388.5517 | 0
4923 | 1469.7754 | 0 | 0 | 0 | 0 | 295.45 | 0 | 0 | 0 | 1749032.6689 | 0
4924 | 1038.0979 | 0 | 0 | 0 | 0 | 288.55 | 0 | 0 | 0 | 1235336.5141 | 0
4925 | 1302.6298 | 0 | 0 | 0 | 0 | 283.85 | 0 | 0 | 0 | 1550129.5179 | 0
4926 | 1125.8148 | 0 | 0 | 0 | 0 | 478.9 | 0 | 0 | 0 | 1339719.5727 | 0
4927 | 1215.6037 | 223.81 | 223.81 | 217.8702 | 217.8702 | 888.05 | 204970.0329 | 78433.2737 | 35578.2044 | 1828845.4494 | 242260.774
4928 | 1164.5561 | 1164.556 | 1164.556 | 1133.6493 | 1133.6493 | 318.75 | 383434.5856 | 408113.7547 | 185124.9337 | 56652.1119 | 1905947.9169
4929 | 1265.2017 | 1265.201 | 1265.201 | 1231.6233 | 1231.6233 | 368.25 | 481857.9067 | 443384.3719 | 201124.0776 | 61549.2637 | 2009701.2467
4930 | 1521.9772 | 1521.978 | 1521.978 | 1481.5855 | 1481.5855 | 387.2 | 608700.3136 | 533370.7921 | 241942.9176 | 74037.9997 | 2389501.1486
4931 | 1459.9884 | 1459.989 | 1459.989 | 1421.2417 | 1421.2417 | 392.45 | 591348.2119 | 511647.0076 | 232088.7676 | 71022.6519 | 2284717.0753
4932 | 1450.6684 | 1562.47 | 1450.668 | 1521.0029 | 1450.6684 | 386 | 594189.2368 | 522240.6402 | 236894.1571 | 0 | 2341378.8702
4933 | 1401.7369 | 1401.737 | 1401.737 | 1364.5357 | 1364.5357 | 390.75 | 566032.1673 | 491232.8391 | 222828.674 | 68189.9459 | 2195879.0176
4934 | 1375.3968 | 1781.209 | 1375.396 | 1733.9367 | 1375.3968 | 422.4 | 617787.3466 | 495142.8656 | 224602.3054 | 0 | 2169826.069
4935 | 1381.8306 | 1576.8 | 1381.83 | 1534.9526 | 1381.8306 | 435.75 | 641462.2615 | 497459.0052 | 225652.9321 | 0 | 2161528.4691
4936 | 1788.7211 | 1873.247 | 1788.721 | 1823.532 | 1788.7211 | 429.45 | 816725.3142 | 643939.5935 | 292098.1545 | 0 | 2809275.9126
4937 | 1525.3581 | 1281.825 | 1281.825 | 1247.8061 | 1247.8061 | 655.9 | 869495.0167 | 449210.1828 | 203766.7301 | 508752.9548 | 1677176.1297
4938 | 1702.6602 | 320.792 | 320.792 | 312.2784 | 312.2784 | 366.05 | 121143.5513 | 112420.2079 | 50995.0554 | 2548569.8317 | 510247.2185
4939 | 1469.7754 | 1469.775 | 1469.775 | 1430.768 | 1430.768 | 1378.7 | 2093473.9404 | 515076.4702 | 233644.41 | 132547.0747 | 888936.1415
4940 | 1623.7979 | 1623.798 | 1623.798 | 1580.7033 | 1580.7033 | 1522.6 | 2550422.9858 | 569053.1831 | 258128.8467 | 146435.3716 | 754627.7489
4941 | 1571.3059 | 1571.306 | 1571.306 | 1529.6044 | 1529.6044 | 1291.3 | 2094966.6404 | 550657.5823 | 249784.3978 | 141701.6652 | 1084030.635
4942 | 1333.0199 | 1333.02 | 1333.02 | 1297.6424 | 1297.6424 | 1307.2 | 1797469.786 | 467151.2553 | 211905 | 120212.956 | 899006.638
4943 | 1336.4734 | 1336.473 | 1336.473 | 1301.0037 | 1301.0037 | 1302 | 1798836.609 | 468361.3447 | 212453.91 | 120525.7784 | 908100.6071
4944 | 1509.1443 | 0 | 0 | 0 | 0 | 817.95 | 0 | 0 | 0 | 2766261.5642 | 0
4945 | 1440.7666 | 0 | 0 | 0 | 0 | 324.9 | 0 | 0 | 0 | 1714512.2873 | 0
4946 | 1415.902 | 0 | 0 | 0 | 0 | 304.95 | 0 | 0 | 0 | 1684923.3883 | 0
4947 | 1212.8409 | 0 | 0 | 0 | 0 | 295.45 | 0 | 0 | 0 | 1443280.7174 | 0
4948 | 1147.9167 | 0 | 0 | 0 | 0 | 288.55 | 0 | 0 | 0 | 1366020.8159 | 0
4949 | 1229.4174 | 0 | 0 | 0 | 0 | 283.85 | 0 | 0 | 0 | 1463006.6501 | 0
4950 | 988.3687 | 0 | 0 | 0 | 0 | 282.35 | 0 | 0 | 0 | 1176158.7166 | 0
4951 | 1297.7951 | 1087.124 | 1087.124 | 1058.2723 | 1058.2723 | 289.05 | 323750.2056 | 380978.0358 | 172815.8701 | 439045.1775 | 1810651.0288
4952 | 1047.8219 | 1047.822 | 1047.822 | 1020.0134 | 1020.0134 | 318.75 | 344596.8093 | 367204.8151 | 166568.1842 | 50972.9835 | 1714897.4873
4953 | 1384.7712 | 1384.771 | 1384.771 | 1348.0199 | 1348.0199 | 844.3 | 1205097.3512 | 485287.1757 | 220131.655 | 67364.9944 | 1557906.6361
4954 | 1349.7673 | 1349.767 | 1349.767 | 1313.9449 | 1313.9449 | 387.2 | 538765.0422 | 473020.1711 | 214567.2054 | 65662.4158 | 2119130.3664
4955 | 1301.2096 | 1802.007 | 1301.209 | 1754.1827 | 1301.2096 | 392.45 | 540343.728 | 468435.4661 | 212487.5323 | 0 | 2091759.5375
4956 | 1364.7042 | 2060.303 | 1364.704 | 2005.6237 | 1364.7042 | 386 | 558167.9105 | 491293.5116 | 222856.1957 | 0 | 2202632.5772
4957 | 1493.1455 | 2062.957 | 1493.145 | 2008.2072 | 1493.1455 | 390.75 | 620240.0491 | 537532.3818 | 243830.661 | 0 | 2402844.4039
4958 | 1284.4951 | 2935.052 | 1284.495 | 2857.1573 | 1284.4951 | 422.4 | 576697.0788 | 462418.2277 | 209758.0461 | 0 | 2026419.4335
4959 | 1168.1969 | 3024.755 | 1168.197 | 2944.4797 | 1168.1969 | 435.75 | 540261.0035 | 420550.8689 | 190766.5469 | 0 | 1827351.9351
4960 | 1479.6564 | 2270.261 | 1479.656 | 2210.0095 | 1479.6564 | 885.5 | 1391651.4438 | 532676.3213 | 241627.898 | 0 | 1649077.1113
4961 | 1510.8356 | 797.494 | 797.494 | 776.3289 | 776.3289 | 1450.45 | 1191783.4081 | 279478.4198 | 126774.5166 | 1346350.7866 | 426631.5712
4962 | 1394.1765 | 337.803 | 337.803 | 328.8379 | 328.8379 | 830.55 | 288900.2116 | 118381.6413 | 53699.2279 | 1952765.75 | 384559.4734
4963 | 1384.1314 | 1384.131 | 1384.131 | 1347.3969 | 1347.3969 | 352.7 | 502966.3775 | 485062.8904 | 220029.9167 | 124823.8078 | 2219566.9427
4964 | 1029.119 | 1029.119 | 1029.119 | 1001.8067 | 1001.8067 | 1288.7 | 1364613.4159 | 360650.4274 | 163595.0411 | 92807.118 | 712585.1361
4965 | 1141.7005 | 1141.7 | 1141.7 | 1111.3999 | 1111.3999 | 1176.3 | 1382370.8464 | 400103.9656 | 181491.6044 | 102961.4102 | 915460.1013
4966 | 1211.4596 | 1211.46 | 1211.46 | 1179.3085 | 1179.3085 | 1307.2 | 1630180.5542 | 424551.0643 | 192581.08 | 109249.2984 | 817024.9371
4967 | 1361.338 | 1361.338 | 1361.338 | 1325.2088 | 1325.2088 | 1285.1 | 1802050.8105 | 477075.1794 | 216406.6022 | 122766.8428 | 947391.7937
4968 | 1071.2507 | 0 | 0 | 0 | 0 | 353.45 | 0 | 0 | 0 | 1963602.6028 | 0
4969 | 1274.3118 | 0 | 0 | 0 | 0 | 824.55 | 0 | 0 | 0 | 2335813.5404 | 0
4970 | 875.7872 | 0 | 0 | 0 | 0 | 304.95 | 0 | 0 | 0 | 1605317.9242 | 0
4971 | 1036.7165 | 0 | 0 | 0 | 0 | 295.45 | 0 | 0 | 0 | 1900301.4233 | 0
4972 | 911.7028 | 0 | 0 | 0 | 0 | 288.55 | 0 | 0 | 0 | 1671151.1514 | 0
4973 | 1306.0833 | 0 | 0 | 0 | 0 | 283.85 | 0 | 0 | 0 | 2394050.6266 | 0
4974 | 1031.1911 | 279.88 | 279.88 | 272.4521 | 272.4521 | 282.35 | 81536.4773 | 98082.7695 | 44491.434 | 1390768.4672 | 467977.4138
4975 | 1167.9465 | 1167.947 | 1167.947 | 1136.9503 | 1136.9503 | 289.05 | 347959.8911 | 409302.1164 | 185663.9878 | 56815.9643 | 1945265.1557
4976 | 1102.0699 | 1102.07 | 1102.07 | 1072.8217 | 1072.8217 | 318.75 | 362803.7242 | 386215.7987 | 175191.7776 | 53612.0496 | 1803681.4209
4977 | 1017.1236 | 1017.123 | 1017.123 | 990.1291 | 990.1291 | 1307.25 | 1370589.4768 | 356446.4796 | 161688.0837 | 49480.8395 | 685911.941
4978 | 1192.6799 | 1192.68 | 1192.68 | 1161.0269 | 1161.0269 | 1316.2 | 1618539.7198 | 417969.6923 | 189595.6965 | 58019.8629 | 793910.2099
4979 | 1048.5359 | 1054.235 | 1048.535 | 1026.2562 | 1026.2562 | 1308 | 1420966.1863 | 369452.224 | 167587.6338 | 40838.6776 | 710169.2751
4980 | 1037.4685 | 1293.761 | 1037.468 | 1259.4253 | 1037.4685 | 735.5 | 807605.9166 | 373488.669 | 169418.6101 | 0 | 1311878.9499
4981 | 1077.8269 | 1166.543 | 1077.826 | 1135.5836 | 1077.8269 | 390.75 | 444843.3132 | 388017.6883 | 176009.1347 | 0 | 1734492.9581
4982 | 1076.3005 | 1171.333 | 1076.3 | 1140.2465 | 1076.3005 | 881.9 | 1005617.1519 | 387468.1804 | 175759.8718 | 0 | 1203411.5902
4983 | 852.6441 | 852.645 | 852.645 | 830.0163 | 830.0163 | 1356.3 | 1195607.577 | 298805.8559 | 135541.6563 | 41476.8219 | 534281.4708
4984 | 422.9472 | 422.947 | 422.947 | 411.7222 | 411.7222 | 1273.45 | 556867.6917 | 148219.9982 | 67234.2381 | 20575.3873 | 299136.7769
4985 | 167.4831 | 167.483 | 167.483 | 163.0381 | 163.0381 | 1791.4 | 309514.9666 | 58693.7133 | 26624.1205 | 8147.6566 | 34009.7461
4986 | 147.3263 | 191.208 | 147.326 | 186.1334 | 147.3263 | 1673.15 | 260760.2218 | 53037.479 | 24058.3898 | 0 | 48153.6112
4987 | 102.2212 | 102.221 | 102.221 | 99.5081 | 99.5081 | 1659.8 | 174585.3535 | 35822.9197 | 16249.6744 | 4973.1264 | 33852.6592
4988 | 109.8187 | 109.819 | 109.819 | 106.9045 | 106.9045 | 1773.7 | 200261.4537 | 38485.6069 | 17457.4989 | 5341.8705 | 24192.4801
4989 | 87.0262 | 87.026 | 87.026 | 84.7164 | 84.7164 | 1747.3 | 156329.2186 | 30497.8959 | 13834.1844 | 4233.8538 | 21407.8286
4990 | 81.5007 | 81.501 | 81.501 | 79.338 | 79.338 | 1872.2 | 157143.4408 | 28561.6828 | 12955.8967 | 3964.2163 | 10139.3974
4991 | 81.5007 | 81.501 | 81.501 | 79.338 | 79.338 | 1849.5 | 155598.877 | 28561.6828 | 12955.8967 | 3964.2163 | 11940.3702
4992 | 85.6448 | 85.645 | 85.645 | 83.372 | 83.372 | 1751.75 | 154812.3175 | 30013.9302 | 13614.6522 | 4165.9983 | 20697.106
4993 | 80.1193 | 80.119 | 80.119 | 77.9927 | 77.9927 | 1544.25 | 127370.424 | 28077.3668 | 12736.2055 | 2530.7107 | 35545.1664
4994 | 78.738 | 78.738 | 78.738 | 76.6483 | 76.6483 | 1279.4 | 103810.9272 | 27593.4011 | 12516.6733 | 2486.6584 | 55232.7912
4995 | 73.9032 | 73.903 | 73.903 | 71.9417 | 71.9417 | 1238.2 | 94430.5134 | 25898.9957 | 11748.0722 | 2334.2127 | 54805.1525
4996 | 80.81 | 80.81 | 80.81 | 78.6653 | 78.6653 | 1224.25 | 102112.9564 | 28319.5248 | 12846.0511 | 2552.1577 | 61024.6427
4997 | 77.3566 | 77.357 | 77.357 | 75.304 | 75.304 | 1201.55 | 96057.6598 | 27109.4355 | 12297.1411 | 2442.606 | 60126.4687
4998 | 80.81 | 80.81 | 80.81 | 78.6653 | 78.6653 | 635.8 | 53095.2455 | 28319.5248 | 12846.0511 | 2552.1577 | 107315.2659
4999 | 70.4498 | 70.45 | 70.45 | 68.5803 | 68.5803 | 638.9 | 46554.3902 | 24688.9063 | 11199.1622 | 3426.7257 | 93344.6401
5000 | 82.0705 | 82.071 | 82.071 | 79.8929 | 79.8929 | 1235.2 | 104696.7008 | 28761.4369 | 13046.5074 | 3991.6044 | 61102.0749
5001 | 531.2024 | 903.759 | 531.203 | 879.7737 | 531.2024 | 1350.1 | 758570.2943 | 191232.8647 | 86745.3522 | 0 | 345228.4411
5002 | 1284.5469 | 2150.887 | 1284.547 | 2093.8036 | 1284.5469 | 1311.95 | 1783474.9473 | 462436.8764 | 209766.5053 | 0 | 883832.4801
5003 | 1356.1138 | 1542.065 | 1356.114 | 1501.1394 | 1356.1138 | 1311.75 | 1882029.6786 | 488200.9745 | 221453.3865 | 0 | 933345.3352
5004 | 1186.715 | 2598.412 | 1186.715 | 2529.4516 | 1186.715 | 1189.55 | 1496940.7746 | 427217.3845 | 193790.5525 | 0 | 961773.1369
5005 | 1505.9819 | 1920.997 | 1505.982 | 1870.0148 | 1505.9819 | 1197.5 | 1914569.9829 | 542153.4718 | 245926.8387 | 0 | 1208550.4475
5006 | 1112.084 | 476.837 | 476.837 | 464.182 | 464.182 | 1435.35 | 709677.3187 | 167105.5221 | 75800.9216 | 1187604.3019 | 262100.3697
5007 | 1330.2779 | 307.403 | 307.403 | 299.2447 | 299.2447 | 1547.9 | 493532.5869 | 107728.0891 | 48866.6582 | 1889883.9125 | 135288.5252
5008 | 1190.5629 | 953.387 | 953.387 | 928.0846 | 928.0846 | 1773.45 | 1750484.8763 | 334110.4664 | 151556.2199 | 481122.7243 | 210257.5726
5009 | 1041.9355 | 353.372 | 353.372 | 343.9937 | 343.9937 | 1870.5 | 681499.7648 | 123837.7319 | 56174.1712 | 1279327.362 | 44547.1841
5010 | 1168.6743 | 656.682 | 656.682 | 639.254 | 639.254 | 1681.45 | 1137073.5472 | 230131.4464 | 104390.1811 | 970427.3646 | 203634.3673
5011 | 1443.5337 | 1443.534 | 1443.534 | 1405.2234 | 1405.2234 | 1656.25 | 2459111.0983 | 505880.4221 | 229472.9803 | 130178.3498 | 483045.5419
5012 | 1038.0979 | 1038.098 | 1038.098 | 1010.5474 | 1010.5474 | 1728.75 | 1842853.9282 | 363797.0802 | 165022.3978 | 93616.4834 | 274110.9945
5013 | 1286.7441 | 1286.744 | 1286.744 | 1252.5945 | 1252.5945 | 1806.15 | 2383406.226 | 450934.0257 | 204548.6844 | 116040.3452 | 242815.4469
5014 | 712.7858 | 712.786 | 712.786 | 693.869 | 693.869 | 1900 | 1389008.744 | 249792.8573 | 113308.8156 | 64279.0919 | 69386.9048
5015 | 1145.8446 | 1145.845 | 1145.845 | 1115.4349 | 1115.4349 | 1897 | 2234318.0118 | 401556.5634 | 182150.5189 | 103332.1662 | 114889.7945
5016 | 1181.7602 | 1181.76 | 1181.76 | 1150.3967 | 1150.3967 | 1814.35 | 2204406.4344 | 414142.8242 | 187859.7866 | 57489.1656 | 213571.1536
5017 | 911.7028 | 0 | 0 | 0 | 0 | 1564.05 | 0 | 0 | 0 | 1084926.2794 | 0
5018 | 1009.0892 | 0 | 0 | 0 | 0 | 1622.2 | 0 | 0 | 0 | 1200816.1325 | 0
5019 | 973.8643 | 0 | 0 | 0 | 0 | 1607.4 | 0 | 0 | 0 | 1158898.5258 | 0
5020 | 848.1598 | 0 | 0 | 0 | 0 | 1597.05 | 0 | 0 | 0 | 1009310.2054 | 0
5021 | 780.4728 | 0 | 0 | 0 | 0 | 1543.25 | 0 | 0 | 0 | 928762.6483 | 0
5022 | 770.8032 | 0 | 0 | 0 | 0 | 1487.05 | 0 | 0 | 0 | 917255.8544 | 0
5023 | 969.0295 | 969.03 | 969.03 | 943.3125 | 943.3125 | 1230.6 | 1235898.8726 | 339592.4899 | 154042.9267 | 47139.3488 | 725784.616
5024 | 708.5433 | 708.544 | 708.544 | 689.7396 | 689.7396 | 285.05 | 208443.6423 | 248306.2663 | 112634.4813 | 34467.0657 | 1182868.9759
5025 | 1101.8299 | 1101.83 | 1101.83 | 1072.588 | 1072.588 | 302.05 | 342449.1755 | 386131.6917 | 175153.6257 | 53600.3523 | 1821200.8497
5026 | 952.1242 | 952.124 | 952.124 | 926.8551 | 926.8551 | 312.45 | 305308.9702 | 333667.8533 | 151355.4457 | 46318.1137 | 1564114.4052
5027 | 1203.6531 | 1236.258 | 1203.653 | 1203.4484 | 1203.4484 | 324.8 | 411294.9923 | 433241.4192 | 196523.1215 | 375.2689 | 2016016.7373
5028 | 1159.54 | 1325.271 | 1159.539 | 1290.099 | 1159.54 | 327.55 | 400104.9133 | 417434.3993 | 189352.8817 | 0 | 1939272.6697
5029 | 964.4063 | 1031.775 | 964.406 | 1004.3923 | 964.4063 | 331.8 | 337709.9612 | 347186.2517 | 157487.5414 | 0 | 1608822.5139
5030 | 1140.2509 | 1140.251 | 1140.251 | 1109.9894 | 1109.9894 | 342.7 | 401715.3355 | 399596.1696 | 181261.2625 | 55469.4467 | 1839585.3665
5031 | 833.8618 | 833.862 | 833.862 | 811.7318 | 811.7318 | 342.4 | 293466.924 | 292223.4326 | 132555.7959 | 40564.3985 | 1345526.5606
5032 | 1036.9885 | 2265.37 | 1036.989 | 2205.2483 | 1036.9885 | 327.9 | 359289.8157 | 373315.86 | 169340.2221 | 0 | 1733948.4708
5033 | 1019.831 | 1019.831 | 1019.831 | 992.7652 | 992.7652 | 318.5 | 336516.9995 | 357395.4868 | 162118.5639 | 49611.6238 | 1669334.7531
5034 | 933.7278 | 933.728 | 933.728 | 908.9474 | 908.9474 | 310.55 | 299344.3329 | 327221.0524 | 148431.1052 | 45422.5361 | 1535621.1307
5035 | 870.2617 | 870.262 | 870.262 | 847.1657 | 847.1657 | 1238.6 | 1113904.5571 | 304979.6595 | 138342.1622 | 78480.2099 | 645031.9799
5036 | 1061.5812 | 1061.581 | 1061.581 | 1033.4072 | 1033.4072 | 1562.3 | 1709685.1613 | 372026.5988 | 168755.3989 | 95735.0618 | 452322.3398
5037 | 730.0529 | 730.053 | 730.053 | 710.6778 | 710.6778 | 1611 | 1212185.6796 | 255844.0049 | 116053.6833 | 65836.5804 | 276453.6608
5038 | 1020.8308 | 1020.831 | 1020.831 | 993.7387 | 993.7387 | 1661.15 | 1747133.4793 | 357745.9326 | 162277.53 | 92058.9939 | 336728.3591
5039 | 954.5252 | 954.525 | 954.525 | 929.1924 | 929.1924 | 1646.45 | 1618029.0975 | 334509.2737 | 151737.1233 | 86080.6204 | 328515.9825
5040 | 756.9896 | 756.99 | 756.99 | 736.8999 | 736.8999 | 1596.2 | 1247747.8093 | 265283.9633 | 120335.7534 | 36824.352 | 297560.1788
5041 | 995.2755 | 0 | 0 | 0 | 0 | 1330.5 | 0 | 0 | 0 | 1184377.855 | 0
5042 | 975.9364 | 0 | 0 | 0 | 0 | 1225.5 | 0 | 0 | 0 | 1161364.2673 | 0
5043 | 974.555 | 0 | 0 | 0 | 0 | 841.5 | 0 | 0 | 0 | 1159720.4396 | 0
5044 | 919.3003 | 0 | 0 | 0 | 0 | 288.55 | 0 | 0 | 0 | 1093967.3318 | 0
5045 | 1018.0681 | 716.739 | 716.739 | 697.7171 | 697.7171 | 283.85 | 210544.7206 | 251178.1696 | 113937.2086 | 381217.6178 | 1197387.2658
5046 | 664.4379 | 664.438 | 664.438 | 646.8042 | 646.8042 | 282.35 | 194283.6047 | 232849.504 | 105623.1222 | 20984.1504 | 1110983.1958
5047 | 891.6729 | 891.673 | 891.673 | 868.0085 | 868.0085 | 485.6 | 447672.2875 | 312483.0545 | 141745.7855 | 43376.9147 | 1314512.0492
5048 | 882.8417 | 882.841 | 882.841 | 859.4109 | 859.4109 | 774.8 | 705918.6995 | 309387.9172 | 140341.7969 | 42948.6277 | 1052950.2116
5049 | 1164.6709 | 1164.671 | 1164.671 | 1133.7613 | 1133.7613 | 1479.3 | 1772700.5387 | 408154.056 | 185143.2148 | 56657.3892 | 590349.4915
5050 | 1275.9643 | 1389.007 | 1275.964 | 1352.1435 | 1275.9643 | 1498.75 | 2027455.3564 | 459347.1365 | 208364.965 | 0 | 639577.0893
5051 | 1281.6469 | 1281.647 | 1281.647 | 1247.6328 | 1247.6328 | 1313 | 1737509.5017 | 449147.8034 | 203738.4342 | 62347.8136 | 857123.7249
5052 | 1165.2105 | 2157.414 | 1165.21 | 2100.1574 | 1165.2105 | 386 | 476524.1233 | 419475.7847 | 190278.8768 | 0 | 1880649.768
5053 | 1262.2861 | 1262.286 | 1262.286 | 1228.7856 | 1228.7856 | 390.75 | 507374.1871 | 442362.8224 | 200660.6914 | 61406.45 | 1977423.2553
5054 | 1118.1698 | 1118.17 | 1118.17 | 1088.4944 | 1088.4944 | 422.4 | 487613.7428 | 391857.976 | 177751.1319 | 54394.9738 | 1717208.7304
5055 | 1150.1519 | 1150.152 | 1150.152 | 1119.6276 | 1119.6276 | 1399.9 | 1662244.3872 | 403065.9335 | 182835.1859 | 55951.0127 | 671888.5185
5056 | 1238.5577 | 1477.858 | 1238.557 | 1438.6365 | 1238.5577 | 1718.45 | 2250098.5257 | 445880.7688 | 202256.4709 | 0 | 348715.9179
5057 | 954.5088 | 537.468 | 537.468 | 523.2039 | 523.2039 | 1700.4 | 941213.9197 | 188353.4012 | 85439.1956 | 790581.8121 | 156751.8861
5058 | 1051.3962 | 360.236 | 360.236 | 350.6755 | 350.6755 | 1687.05 | 625146.6112 | 126243.1919 | 57265.3145 | 1284420.9204 | 109743.908
5059 | 866.1271 | 866.127 | 866.127 | 843.1405 | 843.1405 | 1839.2 | 1638870.8164 | 303530.5662 | 137684.8374 | 78108.6479 | 135576.9862
5060 | 1031.8818 | 1031.882 | 1031.882 | 1004.4964 | 1004.4964 | 1868.7 | 1990135.133 | 361618.7091 | 164034.2644 | 93055.3878 | 131890.3792
5061 | 910.3214 | 910.321 | 910.321 | 886.1616 | 886.1616 | 1760.6 | 1655400.6022 | 319018.1677 | 144710.1855 | 82095.038 | 212147.0815
5062 | 1085.7551 | 1085.755 | 1085.755 | 1056.9397 | 1056.9397 | 1699.2 | 1901404.2162 | 380498.2755 | 172598.2455 | 97914.8848 | 317927.448
5063 | 1110.6197 | 1110.62 | 1110.62 | 1081.1448 | 1081.1448 | 1694 | 1942607.7921 | 389212.1102 | 176550.9378 | 100155.9492 | 330830.2937
5064 | 991.1314 | 991.131 | 991.131 | 964.8269 | 964.8269 | 1559.45 | 1601422.4634 | 347337.6925 | 157556.2366 | 48216.1144 | 425054.5012
5065 | 1030.5004 | 0 | 0 | 0 | 0 | 780.95 | 0 | 0 | 0 | 1226295.4617 | 0
5066 | 809.4815 | 0 | 0 | 0 | 0 | 1003.95 | 0 | 0 | 0 | 963283.0299 | 0
5067 | 1055.365 | 0 | 0 | 0 | 0 | 1044.45 | 0 | 0 | 0 | 1255884.3595 | 0
5068 | 926.8978 | 0 | 0 | 0 | 0 | 1200.65 | 0 | 0 | 0 | 1103008.3841 | 0
5069 | 813.6256 | 0 | 0 | 0 | 0 | 1195.95 | 0 | 0 | 0 | 968214.513 | 0
5070 | 907.5587 | 0 | 0 | 0 | 0 | 1194.45 | 0 | 0 | 0 | 1079994.7964 | 0
5071 | 821.2232 | 821.223 | 821.223 | 799.4282 | 799.4282 | 938.05 | 796824.9069 | 287794.1481 | 130546.6233 | 39950.1889 | 848952.7656
5072 | 962.443 | 962.443 | 962.443 | 936.9003 | 936.9003 | 318.75 | 317013.1557 | 337284.1035 | 152995.8169 | 46819.7657 | 1575163.6083
5073 | 1008.2725 | 1008.272 | 1008.272 | 981.513 | 981.513 | 1288.8 | 1339346.3871 | 353344.6839 | 160281.0747 | 49050.0576 | 698052.0533
5074 | 1436.7719 | 1436.772 | 1436.772 | 1398.6409 | 1398.6409 | 387.2 | 573115.6167 | 503510.7076 | 228398.0515 | 69894.1791 | 2255727.97
5075 | 1155.7145 | 1865.777 | 1155.714 | 1816.2603 | 1155.7145 | 392.45 | 479444.2637 | 416057.2103 | 188728.1734 | 0 | 1857868.8011
5076 | 1137.1705 | 1137.17 | 1137.17 | 1106.9901 | 1106.9901 | 386 | 453080.7662 | 398516.4461 | 180771.4879 | 55320.5721 | 1786682.0668
5077 | 1170.2102 | 1170.21 | 1170.21 | 1139.1533 | 1139.1533 | 390.75 | 471101.6375 | 410095.1752 | 186023.7281 | 56927.3645 | 1833182.391
5078 | 1059.333 | 1267.097 | 1059.332 | 1233.4689 | 1059.333 | 422.4 | 474211.4884 | 381359.8753 | 172989.0768 | 0 | 1671203.7203
5079 | 1086.2248 | 1086.225 | 1086.225 | 1057.3972 | 1057.3972 | 891.8 | 999903.9696 | 380662.985 | 172672.9596 | 52840.9621 | 1171807.5556
5080 | 1050.3472 | 260.206 | 260.206 | 253.3003 | 253.3003 | 1388.45 | 372350.1538 | 91188.0989 | 41363.9348 | 1460986.9959 | 154905.7829
5081 | 1100.0177 | 476.031 | 476.031 | 463.3974 | 463.3974 | 1731.4 | 849282.5381 | 166823.0628 | 75672.7949 | 1166925.058 | 124468.5408
5082 | 961.4501 | 257.152 | 257.152 | 250.3273 | 250.3273 | 1828.05 | 483194.8437 | 90117.8374 | 40878.4524 | 1303488.095 | 43043.7837
5083 | 1004.2544 | 1004.254 | 1004.254 | 977.6016 | 977.6016 | 1841.7 | 1906384.7088 | 351936.5927 | 159642.3488 | 90566.0536 | 154754.3406
5084 | 918.6096 | 918.61 | 918.61 | 894.2306 | 894.2306 | 1866.2 | 1770821.5418 | 321923.0129 | 146027.8556 | 82839.8539 | 119648.0531
5085 | 1251.5192 | 1251.519 | 1251.519 | 1218.3044 | 1218.3044 | 1828.8 | 2363042.5052 | 438589.5725 | 198949.1033 | 112864.1282 | 208573.7078
5086 | 1076.0855 | 1076.086 | 1076.086 | 1047.5273 | 1047.5273 | 1772.2 | 1969952.89 | 377109.8151 | 171061.2022 | 97040.9702 | 238626.7108
5087 | 1287.4348 | 1287.435 | 1287.435 | 1253.2672 | 1253.2672 | 1698 | 2262411.9034 | 451176.1837 | 204658.53 | 116101.5865 | 378486.6874
5088 | 1154.1328 | 18.001 | 18.001 | 17.5233 | 17.5233 | 1419.35 | 26465.2268 | 6308.3748 | 2861.5489 | 2083405.2937 | 10174.8828
5089 | 1704.5439 | 0 | 0 | 0 | 0 | 324.9 | 0 | 0 | 0 | 2028407.2636 | 0
5090 | 1118.0342 | 0 | 0 | 0 | 0 | 304.95 | 0 | 0 | 0 | 1330460.6778 | 0
5091 | 1386.5855 | 0 | 0 | 0 | 0 | 295.45 | 0 | 0 | 0 | 1650036.764 | 0
5092 | 1257.4896 | 0 | 0 | 0 | 0 | 288.55 | 0 | 0 | 0 | 1496412.6514 | 0
5093 | 1113.2529 | 0 | 0 | 0 | 0 | 283.85 | 0 | 0 | 0 | 1324770.8963 | 0
5094 | 1508.5094 | 0 | 0 | 0 | 0 | 282.35 | 0 | 0 | 0 | 1795126.2038 | 0
5095 | 1345.1473 | 1345.147 | 1345.147 | 1309.4475 | 1309.4475 | 289.05 | 400867.2077 | 471401.1115 | 213832.782 | 65437.7262 | 2240399.2548
5096 | 1347.8468 | 1347.847 | 1347.847 | 1312.0759 | 1312.0759 | 318.75 | 443221.1195 | 472347.3151 | 214261.9905 | 65568.0809 | 2205927.5655
5097 | 1439.8057 | 1439.806 | 1439.806 | 1401.5943 | 1401.5943 | 368.25 | 547516.5912 | 504573.9601 | 228880.3547 | 70041.4271 | 2287051.554
5098 | 1331.5524 | 1331.552 | 1331.552 | 1296.2133 | 1296.2133 | 387.2 | 531689.8807 | 466636.8009 | 211671.6377 | 64776.5321 | 2090532.868
5099 | 1361.5313 | 1361.531 | 1361.531 | 1325.3967 | 1325.3967 | 392.45 | 550110.61 | 477142.8154 | 216437.2827 | 66234.796 | 2130641.4804
5100 | 1417.9132 | 1417.913 | 1417.913 | 1380.2824 | 1380.2824 | 386 | 564161.8135 | 496901.6503 | 225400.1097 | 68977.2968 | 2227775.7322
5101 | 1620.5808 | 1620.581 | 1620.581 | 1577.5717 | 1577.5717 | 390.75 | 653058.9448 | 567925.7989 | 257617.4527 | 78835.723 | 2538707.1999
5102 | 1546.263 | 1546.263 | 1546.263 | 1505.226 | 1505.226 | 422.4 | 675109.5458 | 541881.3683 | 245803.4095 | 75220.7625 | 2374644.5738
5103 | 1367.5967 | 1367.597 | 1367.597 | 1331.3017 | 1331.3017 | 435.75 | 614445.3449 | 479268.6196 | 217401.5711 | 66528.6339 | 2082488.7173
5104 | 1582.1499 | 1469.589 | 1469.589 | 1430.5869 | 1430.5869 | 429.45 | 650421.6128 | 515011.2873 | 233614.8423 | 277814.8817 | 2246808.2701
5105 | 1603.4885 | 559.743 | 559.743 | 544.8877 | 544.8877 | 1535.4 | 885455.8497 | 196159.5813 | 88980.1656 | 1940415.2739 | 253154.8375
5106 | 1628.2678 | 238.033 | 238.033 | 231.7157 | 231.7157 | 1695.05 | 416372.0985 | 83417.6642 | 37839.1794 | 2559879.8821 | 70661.7131
5107 | 1753.1561 | 1753.156 | 1753.156 | 1706.6282 | 1706.6282 | 1824.2 | 3295058.0046 | 614386.1504 | 278692.3843 | 158101.7957 | 300025.2368
5108 | 1494.1654 | 1494.165 | 1494.165 | 1454.5107 | 1454.5107 | 1848.7 | 2842098.1319 | 523623.8432 | 237521.5933 | 134746.8457 | 220067.4652
5109 | 1494.1654 | 1494.165 | 1494.165 | 1454.5107 | 1454.5107 | 1756.3 | 2707525.8355 | 523623.8432 | 237521.5933 | 134746.8457 | 354464.2516
5110 | 1460.6961 | 1460.696 | 1460.696 | 1421.9299 | 1421.9299 | 1839.7 | 2771110.2727 | 511894.7728 | 232201.1567 | 131727.5358 | 227935.3669
5111 | 1675.8559 | 1675.856 | 1675.856 | 1631.3797 | 1631.3797 | 1770 | 3061306.4079 | 587296.6903 | 266404.3043 | 151130.2861 | 375217.3299
5112 | 1392.1637 | 0 | 0 | 0 | 0 | 1371.5 | 0 | 0 | 0 | 2551836.1226 | 0
5113 | 1467.0712 | 0 | 0 | 0 | 0 | 1228.85 | 0 | 0 | 0 | 1745814.7601 | 0
5114 | 1345.1473 | 0 | 0 | 0 | 0 | 852.4 | 0 | 0 | 0 | 1600725.3203 | 0
5115 | 1282.1932 | 0 | 0 | 0 | 0 | 296.55 | 0 | 0 | 0 | 1525809.858 | 0
5116 | 1174.6132 | 0 | 0 | 0 | 0 | 289.2 | 0 | 0 | 0 | 1397789.7639 | 0
5117 | 1106.8777 | 0 | 0 | 0 | 0 | 283.7 | 0 | 0 | 0 | 1317184.5201 | 0
5118 | 1184.9728 | 0 | 0 | 0 | 0 | 280.8 | 0 | 0 | 0 | 1410117.6249 | 0
5119 | 1051.8925 | 0 | 0 | 0 | 0 | 283.6 | 0 | 0 | 0 | 1928118.8792 | 0
5120 | 1003.1398 | 0 | 0 | 0 | 0 | 298.65 | 0 | 0 | 0 | 1838755.3176 | 0
5121 | 1520.4757 | 245.606 | 245.606 | 239.0878 | 239.0878 | 919.35 | 233008.7969 | 86071.5902 | 39043.0297 | 2348784.0892 | 258370.1777
5122 | 1744.6384 | 1744.638 | 1744.638 | 1698.3363 | 1698.3363 | 836.15 | 1506455.5575 | 611401.0531 | 277338.311 | 84871.7409 | 1976608.6546
5123 | 1595.175 | 1595.175 | 1595.175 | 1552.8399 | 1552.8399 | 351.95 | 580132.6538 | 559022.373 | 253578.7598 | 77600.1813 | 2559157.8386
5124 | 1462.4025 | 1462.402 | 1462.402 | 1423.5906 | 1423.5906 | 359.3 | 543735.5048 | 512492.6333 | 232472.3528 | 71142.0474 | 2335685.1764
5125 | 1607.6891 | 1607.689 | 1607.689 | 1565.0218 | 1565.0218 | 377.2 | 627524.5553 | 563407.8517 | 255568.0616 | 78209.1914 | 2539717.3939
5126 | 1637.0923 | 1637.092 | 1637.092 | 1593.6445 | 1593.6445 | 405.85 | 686493.9577 | 573712.0095 | 260242.1421 | 79639.8911 | 2540508.3331
5127 | 1664.4276 | 1664.428 | 1664.428 | 1620.255 | 1620.255 | 411.6 | 707044.3365 | 583291.7958 | 264587.6396 | 80968.3405 | 2573613.0233
5128 | 1619.2759 | 659.367 | 659.367 | 641.8678 | 641.8678 | 865.1 | 588953.2999 | 231072.3933 | 104817.0051 | 1791589.0889 | 728455.72
5129 | 1609.6674 | 697.999 | 697.999 | 679.4745 | 679.4745 | 1766.6 | 1271755.336 | 244610.8153 | 110958.1837 | 1705043.6131 | 158589.3453
5130 | 1842.5401 | 248.609 | 248.609 | 242.0111 | 242.0111 | 1809.2 | 462692.0065 | 87123.979 | 39520.4049 | 2933769.6649 | 46175.7088
5131 | 1522.0625 | 1522.062 | 1522.062 | 1481.6673 | 1481.6673 | 1837.65 | 2883996.1614 | 533400.2295 | 241956.2708 | 137262.8445 | 240548.6869
5132 | 1333.194 | 1333.194 | 1333.194 | 1297.8118 | 1297.8118 | 1844.9 | 2538188.3676 | 467212.2329 | 211932.6601 | 120228.8752 | 201290.6037
5133 | 1353.1162 | 1353.116 | 1353.116 | 1317.205 | 1317.205 | 1753.25 | 2450899.3991 | 474193.814 | 215099.5829 | 122026.159 | 325020.3434
5134 | 1412.8828 | 1412.883 | 1412.883 | 1375.3859 | 1375.3859 | 1823.35 | 2655984.7286 | 495138.908 | 224600.5102 | 127414.7094 | 242961.9114
5135 | 1341.9598 | 1341.96 | 1341.96 | 1306.3451 | 1306.3451 | 1719.3 | 2378756.6427 | 470284.2407 | 213326.157 | 121018.6209 | 366691.0733
5136 | 1469.4619 | 0 | 0 | 0 | 0 | 1523.05 | 0 | 0 | 0 | 2693523.648 | 0
5137 | 1242.3487 | 0 | 0 | 0 | 0 | 1228.85 | 0 | 0 | 0 | 2277225.2533 | 0
5138 | 1430.4144 | 0 | 0 | 0 | 0 | 1198.05 | 0 | 0 | 0 | 2621949.5365 | 0
5139 | 1263.8647 | 0 | 0 | 0 | 0 | 1085.8 | 0 | 0 | 0 | 2316664.0483 | 0
5140 | 1263.8647 | 0 | 0 | 0 | 0 | 964.6 | 0 | 0 | 0 | 2316664.0483 | 0
5141 | 1340.366 | 0 | 0 | 0 | 0 | 959.1 | 0 | 0 | 0 | 2456890.8762 | 0
5142 | 1114.0497 | 0 | 0 | 0 | 0 | 956.2 | 0 | 0 | 0 | 2042053.1771 | 0
5143 | 1307.6936 | 178.388 | 178.388 | 173.6537 | 173.6537 | 770.3 | 142074.8503 | 62515.3247 | 28357.6459 | 2078695.139 | 213541.93
5144 | 1075.8529 | 654.38 | 654.38 | 637.0131 | 637.0131 | 298.65 | 202003.7261 | 229324.7202 | 104024.2411 | 804393.3267 | 1083782.2573
5145 | 1014.0104 | 1014.01 | 1014.01 | 987.0987 | 987.0987 | 1036 | 1084325.4993 | 355355.5419 | 161193.2222 | 49329.0702 | 951563.1732
5146 | 1160.599 | 1160.599 | 1160.599 | 1129.7973 | 1129.7973 | 677.85 | 811927.9053 | 406727.0407 | 184495.9048 | 56459.4002 | 1493761.5468
5147 | 1335.6922 | 1335.693 | 1335.693 | 1300.2444 | 1300.2444 | 351.95 | 485555.3475 | 468087.9969 | 212329.9164 | 64975.8413 | 2142867.8427
5148 | 1416.1869 | 1416.187 | 1416.187 | 1378.6022 | 1378.6022 | 359.3 | 525501.0022 | 496296.7809 | 225125.7342 | 68892.8576 | 2261872.5788
5149 | 1072.5339 | 1072.534 | 1072.534 | 1044.0695 | 1044.0695 | 377.2 | 418823.7172 | 375865.0316 | 170496.5546 | 52175.1089 | 1694316.0371
5150 | 1228.6313 | 529.112 | 529.112 | 515.0697 | 515.0697 | 405.85 | 222586.8877 | 185425.0761 | 84110.8748 | 1307958.5155 | 821098.2921
5151 | 962.4338 | 190.334 | 190.334 | 185.2826 | 185.2826 | 411.6 | 80975.1585 | 66701.7502 | 30256.655 | 1424518.0552 | 294302.9444
5152 | 1200.7083 | 302.332 | 302.332 | 294.3083 | 294.3083 | 738.3 | 230381.9555 | 105950.9785 | 48060.5411 | 1661431.3365 | 371328.7487
5153 | 1232.7184 | 580.141 | 580.141 | 564.7444 | 564.7444 | 1633.75 | 977966.7727 | 203307.9747 | 92222.7563 | 1224396.3014 | 206837.627
5154 | 856.2803 | 168.555 | 168.555 | 164.0816 | 164.0816 | 1674.2 | 291161.8999 | 59069.3912 | 26794.5322 | 1268800.1528 | 53457.799
5155 | 1170.6288 | 375.293 | 375.293 | 365.3329 | 365.3329 | 1675.15 | 647331.0327 | 131519.8542 | 59658.8672 | 1476107.3437 | 118678.4018
5156 | 1184.9728 | 1184.973 | 1184.973 | 1153.5245 | 1153.5245 | 1822.4 | 2226447.1502 | 415268.8065 | 188370.5447 | 57644.7915 | 204865.9446
5157 | 1341.1629 | 1341.163 | 1341.163 | 1305.5693 | 1305.5693 | 1700.3 | 2356284.4425 | 470004.9354 | 213199.461 | 65243.1089 | 391279.1088
5158 | 1157.0817 | 1157.082 | 1157.082 | 1126.3737 | 1126.3737 | 1798.3 | 2149090.5268 | 405494.5228 | 183936.821 | 56287.8217 | 227189.5701
5159 | 1082.1742 | 1082.174 | 1082.174 | 1053.4537 | 1053.4537 | 1699.3 | 1898970.5822 | 379243.3291 | 172028.9879 | 52644.715 | 316773.5252
5160 | 136.2679 | 136.268 | 136.268 | 132.6515 | 132.6515 | 1394.6 | 196724.4896 | 47754.5478 | 21661.9935 | 6628.7977 | 80307.2312
5161 | 105.9861 | 0 | 0 | 0 | 0 | 1319.6 | 0 | 0 | 0 | 126123.4998 | 0
5162 | 87.6577 | 0 | 0 | 0 | 0 | 1120.65 | 0 | 0 | 0 | 104312.669 | 0
5163 | 91.6421 | 0 | 0 | 0 | 0 | 1223.5 | 0 | 0 | 0 | 109054.1539 | 0
5164 | 87.6577 | 0 | 0 | 0 | 0 | 1183 | 0 | 0 | 0 | 104312.669 | 0
5165 | 91.6421 | 0 | 0 | 0 | 0 | 1173.65 | 0 | 0 | 0 | 109054.1539 | 0
5166 | 84.4702 | 0 | 0 | 0 | 0 | 1164.55 | 0 | 0 | 0 | 100519.481 | 0
5167 | 82.0795 | 82.079 | 82.079 | 79.9007 | 79.9007 | 1176.2 | 99591.2277 | 28764.2405 | 13047.7791 | 3993.7759 | 65822.1704
5168 | 81.0455 | 81.045 | 81.045 | 78.8941 | 78.8941 | 817.65 | 68352.4294 | 28401.8796 | 12883.4081 | 3943.5438 | 93280.4508
5169 | 801.8299 | 801.83 | 801.83 | 780.5499 | 780.5499 | 1029 | 852700.2072 | 280997.9528 | 127463.7936 | 39006.3531 | 757913.9227
5170 | 967.4233 | 967.424 | 967.424 | 941.7491 | 941.7491 | 665.1 | 664410.6153 | 339029.674 | 153787.6271 | 47060.8267 | 1257140.8662
5171 | 1373.2187 | 1373.219 | 1373.219 | 1336.7745 | 1336.7745 | 335.3 | 474637.1706 | 481238.8259 | 218295.2785 | 66802.2106 | 2225328.5374
5172 | 1296.8011 | 1296.801 | 1296.801 | 1262.3846 | 1262.3846 | 343.8 | 461015.4204 | 454458.459 | 206147.4066 | 63085.4566 | 2090761.3885
5173 | 1405.7098 | 1405.71 | 1405.71 | 1368.4032 | 1368.4032 | 354.95 | 518087.4416 | 492625.1603 | 223460.2463 | 68383.0236 | 2251091.7219
5174 | 1424.881 | 1424.881 | 1424.881 | 1387.0654 | 1387.0654 | 371.45 | 548039.3767 | 499343.5566 | 226507.7855 | 69315.8866 | 2258905.4142
5175 | 1143.2188 | 1631.713 | 1143.219 | 1588.4082 | 1143.2188 | 360.8 | 437902.9282 | 411558.7824 | 186687.6366 | 0 | 1873964.3225
5176 | 1188.5309 | 2278.753 | 1188.531 | 2218.2761 | 1188.5309 | 1129.6 | 1424830.0305 | 427871.124 | 194087.096 | 0 | 1034497.2954
5177 | 1249.3245 | 1283.003 | 1249.325 | 1248.9528 | 1248.9528 | 1560.15 | 2068823.3349 | 449623.0079 | 203953.9922 | 681.3393 | 549351.889
5178 | 1404.2924 | 0 | 0 | 0 | 0 | 1651.65 | 0 | 0 | 0 | 2574067.9179 | 0
5179 | 1160.2693 | 1160.269 | 1160.269 | 1129.4761 | 1129.4761 | 1648.65 | 1978612.8995 | 406611.3936 | 184443.446 | 104635.1772 | 396841.4254
5180 | 1162.6599 | 1162.66 | 1162.66 | 1131.8036 | 1131.8036 | 1655.5 | 1986134.1846 | 407449.3095 | 184823.534 | 104849.6618 | 389906.3531
5181 | 1369.8509 | 1369.851 | 1369.851 | 1333.4959 | 1333.4959 | 1658.05 | 2352661.6848 | 480058.5244 | 217759.8807 | 123534.16 | 455988.9234
5182 | 1357.1007 | 1357.101 | 1357.101 | 1321.0843 | 1321.0843 | 1666.9 | 2340597.3521 | 475590.3405 | 215733.0628 | 122383.6311 | 440053.1734
5183 | 1209.6763 | 1209.676 | 1209.676 | 1177.5719 | 1177.5719 | 1517.85 | 1898678.1621 | 423925.869 | 192297.4845 | 109090.991 | 567766.2715
5184 | 945.9063 | 0 | 0 | 0 | 0 | 1502.85 | 0 | 0 | 0 | 1733846.2957 | 0
5185 | 1825.6709 | 0 | 0 | 0 | 0 | 1115.95 | 0 | 0 | 0 | 2172548.4055 | 0
5186 | 1777.8576 | 0 | 0 | 0 | 0 | 1077.2 | 0 | 0 | 0 | 2115650.5868 | 0
5187 | 1880.6562 | 0 | 0 | 0 | 0 | 1163.85 | 0 | 0 | 0 | 2237980.8982 | 0
5188 | 2020.9085 | 0 | 0 | 0 | 0 | 1071.6 | 0 | 0 | 0 | 2404881.1686 | 0
5189 | 2148.4107 | 0 | 0 | 0 | 0 | 1179.3 | 0 | 0 | 0 | 2556608.6866 | 0
5190 | 2121.3165 | 0 | 0 | 0 | 0 | 1198.5 | 0 | 0 | 0 | 2524366.5898 | 0
5191 | 1969.1108 | 0 | 0 | 0 | 0 | 1091.65 | 0 | 0 | 0 | 3609380.1147 | 0
5192 | 1123.1632 | 0 | 0 | 0 | 0 | 555.25 | 0 | 0 | 0 | 2058758.0631 | 0
5193 | 1632.0301 | 152.063 | 152.063 | 148.0273 | 148.0273 | 294.25 | 46042.7819 | 53289.8391 | 24172.8631 | 2720177.0355 | 252497.6196
5194 | 1933.3126 | 1933.313 | 1933.313 | 1882.0039 | 1882.0039 | 302.75 | 602545.97 | 677521.4137 | 307331.2413 | 94048.7959 | 3194231.165
5195 | 2180.0402 | 2180.04 | 2180.04 | 2122.1829 | 2122.1829 | 312.45 | 701987.5909 | 763985.8537 | 346552.472 | 106052.2918 | 3581289.7982
5196 | 2017.7698 | 2017.77 | 2017.77 | 1964.2195 | 1964.2195 | 313.95 | 654211.5267 | 707119.0143 | 320757.0418 | 98157.7307 | 3311772.2613
5197 | 1936.1236 | 1936.124 | 1936.124 | 1884.7403 | 1884.7403 | 315.8 | 631699.7399 | 678506.5168 | 307778.095 | 94185.5843 | 3174279.6546
5198 | 2326.1845 | 2326.184 | 2326.184 | 2264.4483 | 2264.4483 | 330.6 | 795519.6072 | 815201.4041 | 369784.4147 | 113162.3212 | 3780270.0668
5199 | 2160.3092 | 2160.309 | 2160.309 | 2102.9756 | 2102.9756 | 342.5 | 765064.7792 | 757071.2077 | 343415.9117 | 105092.5294 | 3485682.0186
5200 | 1965.9362 | 246.789 | 246.789 | 240.2394 | 240.2394 | 349.25 | 89314.3409 | 86486.1676 | 39231.0866 | 3163202.3307 | 396575.1144
5201 | 2270.9292 | 355.953 | 355.953 | 346.5062 | 346.5062 | 340.55 | 125430.7407 | 124742.2325 | 56584.4627 | 3527467.426 | 575009.716
5202 | 1602.9128 | 88.304 | 88.304 | 85.9605 | 85.9605 | 321.7 | 29420.621 | 30945.7656 | 14037.3431 | 2780573.6008 | 144267.44
5203 | 2148.4226 | 1064.711 | 1064.711 | 1036.4542 | 1036.4542 | 1137.1 | 1252625.3846 | 373123.4942 | 169252.9628 | 3778468.8424 | 894356.2865
5204 | 2164.3484 | 1796.003 | 1796.003 | 1748.3381 | 1748.3381 | 1358.95 | 2522398.5021 | 629401.7014 | 285503.6051 | 1413603.2254 | 1120772.113
5205 | 1992.2206 | 1796.003 | 1796.003 | 1748.3381 | 1748.3381 | 1249.4 | 2323040.2312 | 629401.7014 | 285503.6051 | 828712.7673 | 1312302.5474
5206 | 1660.7151 | 1660.715 | 1660.715 | 1616.6405 | 1616.6405 | 1254.25 | 2153169.051 | 581990.5905 | 263997.3984 | 149765.2759 | 1205609.6747
5207 | 2342.8514 | 1796.003 | 1796.003 | 1748.3381 | 1748.3381 | 1246.1 | 2312326.4106 | 629401.7014 | 285503.6051 | 2020156.2937 | 1318072.063
5208 | 2067.1281 | 0 | 0 | 0 | 0 | 1062.75 | 0 | 0 | 0 | 3789045.7376 | 0
5209 | 1512.4939 | 0 | 0 | 0 | 0 | 1351.75 | 0 | 0 | 0 | 1799867.6886 | 0
5210 | 1488.5872 | 0 | 0 | 0 | 0 | 306.35 | 0 | 0 | 0 | 1771418.7787 | 0
5211 | 1255.099 | 0 | 0 | 0 | 0 | 296.55 | 0 | 0 | 0 | 1493567.76 | 0
5212 | 1229.5985 | 0 | 0 | 0 | 0 | 289.2 | 0 | 0 | 0 | 1463222.2567 | 0
5213 | 1267.0523 | 0 | 0 | 0 | 0 | 283.7 | 0 | 0 | 0 | 1507792.2156 | 0
5214 | 1408.8984 | 0 | 0 | 0 | 0 | 578.8 | 0 | 0 | 0 | 1676589.0793 | 0
5215 | 1368.2571 | 0 | 0 | 0 | 0 | 1061 | 0 | 0 | 0 | 2508015.2405 | 0
5216 | 992.7355 | 36.379 | 36.379 | 35.4135 | 35.4135 | 973.95 | 36454.633 | 12748.8676 | 5783.028 | 1754771.1188 | 36336.0434
5217 | 1172.2624 | 478.714 | 478.714 | 466.0092 | 466.0092 | 1072.8 | 529650.0337 | 167763.3089 | 76099.301 | 1294562.1808 | 432083.7223
5218 | 1292.8316 | 1167.613 | 1167.613 | 1136.6252 | 1136.6252 | 1113.65 | 1341046.4041 | 409185.0675 | 185610.8931 | 286326.3834 | 1007447.735
5219 | 1352.5624 | 1352.562 | 1352.562 | 1316.6657 | 1316.6657 | 989.1 | 1377512.1878 | 473999.6671 | 215011.5156 | 65798.5248 | 1331017.3985
5220 | 1429.4651 | 1429.465 | 1429.465 | 1391.5278 | 1391.5278 | 359.3 | 529915.5871 | 500950.0001 | 227236.4862 | 69539.0651 | 2283079.6257
5221 | 1429.4511 | 1476.454 | 1429.451 | 1437.2697 | 1429.4511 | 377.2 | 571677.26 | 514602.4068 | 233429.3695 | 0 | 2319713.2938
5222 | 1083.6514 | 1083.651 | 1083.651 | 1054.8915 | 1054.8915 | 1195.45 | 1337958.2191 | 379760.9376 | 172263.7808 | 52716.9916 | 848712.9509
5223 | 1206.68 | 1206.68 | 1206.68 | 1174.6554 | 1174.6554 | 1302.25 | 1619677.8769 | 422875.9334 | 191821.222 | 58701.2006 | 819615.7849
5224 | 1434.9975 | 727.768 | 727.768 | 708.4534 | 708.4534 | 1462.1 | 1097463.7537 | 255043.2363 | 115690.4458 | 1331755.2216 | 381077.1022
5225 | 1270.9311 | 660.065 | 660.065 | 642.5472 | 642.5472 | 1731.1 | 1177809.4329 | 231317.0045 | 104927.9634 | 1151827.6892 | 172780.9514
5226 | 1239.3475 | 264.804 | 264.804 | 257.7762 | 257.7762 | 1668.75 | 455577.4493 | 92799.4486 | 42094.861 | 1799220.0459 | 85388.3816
5227 | 795.2945 | 795.294 | 795.294 | 774.1873 | 774.1873 | 1750.15 | 1433608.326 | 278707.4391 | 126424.7911 | 71721.9948 | 193430.7046
5228 | 1205.6919 | 1205.692 | 1205.692 | 1173.6936 | 1173.6936 | 1784.9 | 2217565.0515 | 422529.693 | 191664.1635 | 108730.2111 | 252461.4916
5229 | 1452.7272 | 1452.727 | 1452.727 | 1414.1724 | 1414.1724 | 1780.3 | 2671267.4432 | 509102.0703 | 230934.3558 | 131009.2838 | 310693.6801
5230 | 1126.8 | 1126.8 | 1126.8 | 1096.8953 | 1096.8953 | 1878.35 | 2180703.3338 | 394882.3232 | 179123.0094 | 101615.8706 | 133437.3184
5231 | 1046.3142 | 1046.314 | 1046.314 | 1018.5454 | 1018.5454 | 1879.2 | 2025208.9907 | 366676.3429 | 166328.4633 | 94358.5392 | 123040.2839
5232 | 945.9063 | 0 | 0 | 0 | 0 | 1859.5 | 0 | 0 | 0 | 1733846.2957 | 0
5233 | 1189.7541 | 0 | 0 | 0 | 0 | 1705.1 | 0 | 0 | 0 | 1415807.4076 | 0
5234 | 1080.5804 | 0 | 0 | 0 | 0 | 1495.75 | 0 | 0 | 0 | 1285890.72 | 0
5235 | 1216.8483 | 0 | 0 | 0 | 0 | 1225.55 | 0 | 0 | 0 | 1448049.5044 | 0
5236 | 1073.4084 | 0 | 0 | 0 | 0 | 1205.65 | 0 | 0 | 0 | 1277356.046 | 0
5237 | 1196.1292 | 0 | 0 | 0 | 0 | 1163.2 | 0 | 0 | 0 | 1423393.7825 | 0
5238 | 1135.5657 | 0 | 0 | 0 | 0 | 1196.2 | 0 | 0 | 0 | 1351323.2116 | 0
5239 | 1033.564 | 842.619 | 842.619 | 820.2564 | 820.2564 | 1212.6 | 1054115.6401 | 295292.2864 | 133947.8621 | 390992.9773 | 645869.8509
5240 | 863.52 | 863.52 | 863.52 | 840.6026 | 840.6026 | 1178.15 | 1050400.5296 | 302616.954 | 137270.4127 | 42007.5699 | 690849.2879
5241 | 1062.6763 | 1062.676 | 1062.676 | 1034.4732 | 1034.4732 | 1252.8 | 1374748.9345 | 372410.337 | 168929.4667 | 51696.4504 | 772958.3439
5242 | 1360.7414 | 1360.741 | 1360.741 | 1324.6277 | 1324.6277 | 1256.6 | 1765249.5384 | 476865.9632 | 216311.6994 | 66196.5208 | 984728.2141
5243 | 1568.4882 | 1842.319 | 1568.488 | 1793.4249 | 1568.4882 | 1280.95 | 2126857.6075 | 564655.7531 | 256134.1235 | 0 | 1127821.4424
5244 | 1509.8552 | 1509.856 | 1509.856 | 1469.7852 | 1469.7852 | 1249.95 | 1949672.2922 | 529122.6882 | 240015.9305 | 73448.1544 | 1102412.4229
5245 | 1563.935 | 1563.935 | 1563.935 | 1522.429 | 1522.429 | 1089.35 | 1762797.1424 | 548074.4464 | 248612.6586 | 76080.4344 | 1386399.985
5246 | 1577.8526 | 2706.22 | 1577.852 | 2634.3984 | 1577.8526 | 1437.25 | 2401948.7231 | 568026.949 | 257663.3355 | 0 | 887936.5709
5247 | 1437.9908 | 904.646 | 904.646 | 880.6372 | 880.6372 | 1798.1 | 1675649.2706 | 317029.3878 | 143808.0529 | 1021629.139 | 177800.6483
5248 | 1849.9352 | 116.388 | 116.388 | 113.2991 | 113.2991 | 1818.65 | 218232.9982 | 40787.6853 | 18501.7473 | 3183253.8871 | 20546.7965
5249 | 2043.3748 | 43.929 | 43.929 | 42.7631 | 42.7631 | 1848.15 | 83650.2846 | 15394.7334 | 6983.2221 | 3667121.1869 | 6493.5841
5250 | 1857.415 | 167.287 | 167.287 | 162.8473 | 162.8473 | 1763.25 | 304598.8889 | 58625.0259 | 26592.9631 | 3106142.5534 | 38554.0969
5251 | 1680.6373 | 1680.637 | 1680.637 | 1636.0338 | 1636.0338 | 1769.65 | 3071200.6823 | 588972.1717 | 267164.3212 | 151562.5631 | 376860.3882
5252 | 1432.0081 | 1432.008 | 1432.008 | 1394.0033 | 1394.0033 | 1785.5 | 2639286.8976 | 501841.1838 | 227640.737 | 129140.5029 | 299013.7054
5253 | 1791.4047 | 1791.405 | 1791.405 | 1743.8621 | 1743.8621 | 1793.4 | 3317767.6712 | 627790.3516 | 284772.679 | 161549.9149 | 360281.9074
5254 | 1433.6019 | 1433.602 | 1433.602 | 1395.555 | 1395.555 | 1870.85 | 2762910.577 | 502399.7944 | 227894.129 | 129283.4904 | 180235.9262
5255 | 1313.2718 | 1313.272 | 1313.272 | 1278.4185 | 1278.4185 | 1844.3 | 2493790.559 | 460230.6517 | 208765.7373 | 118431.588 | 199049.7569
5256 | 1328.4127 | 0 | 0 | 0 | 0 | 1769.05 | 0 | 0 | 0 | 2434980.4333 | 0
5257 | 1421.6486 | 0 | 0 | 0 | 0 | 1728.6 | 0 | 0 | 0 | 1691761.8316 | 0
5258 | 1459.1023 | 0 | 0 | 0 | 0 | 1705.35 | 0 | 0 | 0 | 1736331.7906 | 0
5259 | 1105.284 | 0 | 0 | 0 | 0 | 1695.55 | 0 | 0 | 0 | 1315287.9267 | 0
5260 | 1154.691 | 0 | 0 | 0 | 0 | 1636.7 | 0 | 0 | 0 | 1374082.34 | 0
5261 | 1428.0237 | 0 | 0 | 0 | 0 | 1579.7 | 0 | 0 | 0 | 1699348.2078 | 0
5262 | 1184.9728 | 0 | 0 | 0 | 0 | 1576.8 | 0 | 0 | 0 | 1410117.6249 | 0
5263 | 1434.3988 | 0 | 0 | 0 | 0 | 1523.25 | 0 | 0 | 0 | 2629253.0187 | 0
5264 | 1038.439 | 0 | 0 | 0 | 0 | 1334.15 | 0 | 0 | 0 | 1903458.6778 | 0
5265 | 1255.5094 | 0 | 0 | 0 | 0 | 1671.3 | 0 | 0 | 0 | 2301348.6495 | 0
5266 | 1522.3454 | 1092.221 | 1092.221 | 1063.2341 | 1063.2341 | 1529.55 | 1723831 | 382764.258 | 173626.1204 | 841551.0806 | 500198.4589
5267 | 1627.697 | 1627.697 | 1627.697 | 1584.4988 | 1584.4988 | 1222.45 | 2055665.3197 | 570419.5712 | 258748.6555 | 79182.2823 | 1232027.0489
5268 | 1740.9657 | 1740.965 | 1740.965 | 1694.7607 | 1694.7607 | 1233.3 | 2219060.2706 | 610113.8657 | 276754.4285 | 84693.6862 | 1299373.0578
5269 | 1456.1419 | 1456.142 | 1456.142 | 1417.4968 | 1417.4968 | 1146.2 | 1721385.3858 | 510298.8427 | 231477.225 | 70836.5047 | 1210258.7552
5270 | 1415.659 | 1415.659 | 1415.659 | 1378.0882 | 1378.0882 | 1589.15 | 2318580.7485 | 496111.7455 | 225041.8001 | 68867.2858 | 566187.5295
5271 | 1574.2258 | 1130.299 | 1130.299 | 1100.3015 | 1100.3015 | 1564.75 | 1820651.0172 | 396108.5331 | 179679.2318 | 868703.2736 | 478906.2195
5272 | 1456.6718 | 103.783 | 103.783 | 101.0287 | 101.0287 | 1804.6 | 192775.6249 | 36370.3161 | 16497.9795 | 2484893.9476 | 19740.9993
5273 | 1710.5644 | 602.105 | 602.105 | 586.1255 | 586.1255 | 1786.6 | 1108600.6988 | 211005.1662 | 95714.2879 | 2061096.5907 | 125079.1735
5274 | 1605.2895 | 146.354 | 146.354 | 142.4698 | 142.4698 | 1754.2 | 264471.0449 | 51289.1441 | 23265.3256 | 2681348.4246 | 35019.0878
5275 | 1610.0698 | 1610.07 | 1610.07 | 1567.3396 | 1567.3396 | 1761.7 | 2930532.6791 | 564242.2632 | 255946.5599 | 145197.2572 | 373497.0314
5276 | 1475.0401 | 1475.04 | 1475.04 | 1435.8932 | 1435.8932 | 1796.8 | 2735826.1521 | 516921.5673 | 234481.3665 | 133021.0523 | 291773.5069
5277 | 1838.4211 | 1796.003 | 1796.003 | 1748.3381 | 1748.3381 | 1827.5 | 3386399.0431 | 629401.7014 | 285503.6051 | 306102.311 | 301588.3153
5278 | 1491.7748 | 1491.775 | 1491.775 | 1452.1841 | 1452.1841 | 1873.35 | 2878065.2695 | 522786.2777 | 237141.6643 | 134529.0533 | 183919.1169
5279 | 1526.041 | 1526.041 | 1526.041 | 1485.5407 | 1485.5407 | 1879.25 | 2953700.3953 | 534794.6534 | 242588.7969 | 137619.857 | 179379.04
5280 | 1497.353 | 0 | 0 | 0 | 0 | 1829.55 | 0 | 0 | 0 | 2744648.0105 | 0
5281 | 1734.0288 | 0 | 0 | 0 | 0 | 1748.6 | 0 | 0 | 0 | 2063494.2518 | 0
5282 | 1447.9459 | 0 | 0 | 0 | 0 | 1748.45 | 0 | 0 | 0 | 1723055.6317 | 0
5283 | 1251.1145 | 0 | 0 | 0 | 0 | 1643.05 | 0 | 0 | 0 | 1488826.2752 | 0
5284 | 1269.4429 | 0 | 0 | 0 | 0 | 1442.85 | 0 | 0 | 0 | 1510637.1057 | 0
5285 | 1431.2113 | 0 | 0 | 0 | 0 | 1406.7 | 0 | 0 | 0 | 1703141.3958 | 0
5286 | 1506.9156 | 0 | 0 | 0 | 0 | 1519.45 | 0 | 0 | 0 | 1793229.6092 | 0
5287 | 1356.3038 | 0 | 0 | 0 | 0 | 1436.75 | 0 | 0 | 0 | 2486104.7976 | 0
5288 | 1302.3903 | 0 | 0 | 0 | 0 | 1087.65 | 0 | 0 | 0 | 2387281.4016 | 0
5289 | 1113.0576 | 303.734 | 303.734 | 295.6731 | 295.6731 | 1562.45 | 488621.0312 | 106442.3035 | 48283.4116 | 1498265.8816 | 129371.7497
5290 | 1552.2695 | 1552.269 | 1552.269 | 1511.0726 | 1511.0726 | 1578.8 | 2523539.8988 | 543986.1457 | 246758.16 | 75513.9343 | 636463.7905
5291 | 1629.2201 | 1629.22 | 1629.22 | 1585.9814 | 1585.9814 | 1410.95 | 2369556.3399 | 570953.3002 | 258990.7609 | 79256.4667 | 934222.3374
5292 | 1607.9571 | 2055.35 | 1607.957 | 2000.8021 | 1607.9571 | 1313.3 | 2238104.8552 | 578864.5492 | 262579.3913 | 0 | 1104184.1275
5293 | 1593.6599 | 1593.66 | 1593.66 | 1551.3651 | 1551.3651 | 1146.2 | 1884342.1561 | 558491.4477 | 253337.9261 | 77526.3273 | 1324555.55
5294 | 1528.3529 | 1528.353 | 1528.353 | 1487.7913 | 1487.7913 | 1614.85 | 2540470.1204 | 535604.884 | 242956.3266 | 74349.3824 | 573022.8364
5295 | 1862.026 | 1862.026 | 1862.026 | 1812.6088 | 1812.6088 | 1810.6 | 3471342.4398 | 652539.1842 | 295999.0244 | 90581.5827 | 343308.1153
5296 | 1724.6753 | 1021.546 | 1021.546 | 994.4347 | 994.4347 | 1842.7 | 1937710.2963 | 357996.5014 | 162391.1908 | 1338530.9849 | 156424.5824
5297 | 1844.8819 | 877.322 | 877.322 | 854.0384 | 854.0384 | 1821.15 | 1642642.5968 | 307453.8069 | 139464.4629 | 1816216.2447 | 152744.7593
5298 | 1817.6831 | 0 | 0 | 0 | 0 | 1790.2 | 0 | 0 | 0 | 3331813.1608 | 0
5299 | 1765.9551 | 1402.225 | 1402.225 | 1365.0107 | 1365.0107 | 1787.35 | 2582886.3712 | 491403.8567 | 222906.2494 | 1362409.0748 | 290269.5281
5300 | 1718.8879 | 1718.888 | 1718.888 | 1673.2696 | 1673.2696 | 1819.6 | 3225481.4614 | 602377.0738 | 273244.9338 | 155010.8388 | 301857.8448
5301 | 1542.7756 | 1542.776 | 1542.776 | 1501.8316 | 1501.8316 | 1830.3 | 2910554.1624 | 540659.3638 | 245249.0947 | 139127.8547 | 254860.8168
5302 | 1653.5431 | 1653.543 | 1653.543 | 1609.6589 | 1609.6589 | 1878.3 | 3195661.5601 | 579477.1933 | 262857.2935 | 149118.5176 | 195895.4845
5303 | 1906.9535 | 1796.003 | 1796.003 | 1748.3381 | 1748.3381 | 1879.3 | 3472357.8965 | 629401.7014 | 285503.6051 | 538975.362 | 211024.4038
5304 | 1835.2336 | 0 | 0 | 0 | 0 | 1854.95 | 0 | 0 | 0 | 3363983.1668 | 0
5305 | 1701.3564 | 0 | 0 | 0 | 0 | 1823.6 | 0 | 0 | 0 | 3118586.2189 | 0
5306 | 1351.5224 | 0 | 0 | 0 | 0 | 1759.75 | 0 | 0 | 0 | 2477340.6215 | 0
5307 | 1069.424 | 0 | 0 | 0 | 0 | 1738.65 | 0 | 0 | 0 | 1960254.1938 | 0
5308 | 1283.7869 | 0 | 0 | 0 | 0 | 1731.3 | 0 | 0 | 0 | 2353181.4519 | 0
5309 | 1391.3668 | 0 | 0 | 0 | 0 | 1586.1 | 0 | 0 | 0 | 2550375.4269 | 0
5310 | 1366.6633 | 0 | 0 | 0 | 0 | 1522.8 | 0 | 0 | 0 | 2505093.8472 | 0
5311 | 1409.6953 | 195.011 | 195.011 | 189.8355 | 189.8355 | 1529.1 | 308546.9138 | 68340.7852 | 31000.1395 | 2236002.9394 | 89393.5437
5312 | 1126.6764 | 722.285 | 722.285 | 703.1159 | 703.1159 | 1420.15 | 1061380.2177 | 253121.7419 | 114818.8346 | 776386.3711 | 407701.7835
5313 | 1236.8333 | 1236.833 | 1236.833 | 1204.0081 | 1204.0081 | 1719.35 | 2190796.4105 | 433442.9255 | 196614.527 | 60168.5138 | 337904.8807
5314 | 853.2232 | 853.223 | 853.223 | 830.5789 | 830.5789 | 1633.65 | 1436570.8595 | 299008.4136 | 135633.5387 | 41507.0347 | 304282.5898
5315 | 1279.1002 | 1279.1 | 1279.1 | 1245.1534 | 1245.1534 | 1534.95 | 2025239.699 | 448255.218 | 203333.5475 | 62224.581 | 579058.5809
5316 | 1487.5921 | 1487.592 | 1487.592 | 1448.1121 | 1448.1121 | 1361.9 | 2091031.096 | 521320.3629 | 236476.7091 | 72366.7955 | 924040.3433
5317 | 1377.6534 | 1377.653 | 1377.653 | 1341.0908 | 1341.0908 | 1191.45 | 1691466.7281 | 482792.7026 | 219000.1342 | 67019.1625 | 1084338.999
5318 | 1389.6814 | 1389.682 | 1389.682 | 1352.8006 | 1352.8006 | 1747.9 | 2503592.6037 | 487008.215 | 220912.3375 | 67602.5608 | 341041.0306
5319 | 1142.5534 | 1142.554 | 1142.554 | 1112.2312 | 1112.2312 | 1853.7 | 2180924.1198 | 400403.2463 | 181627.3614 | 55580.5895 | 162719.4304
5320 | 1250.1114 | 1042.361 | 1042.361 | 1014.6973 | 1014.6973 | 1842.7 | 1978644.1993 | 365291.0306 | 165700.0703 | 431514.0942 | 159611.8864
5321 | 1587.4332 | 264.336 | 264.336 | 257.3207 | 257.3207 | 1853.8 | 504335.6558 | 92635.44 | 42020.4649 | 2438096.3194 | 37620.2815
5322 | 1534.0547 | 155.403 | 155.403 | 151.2787 | 151.2787 | 1821.4 | 291060.9949 | 54460.3281 | 24703.8099 | 2534628.3602 | 27018.3739
5323 | 1588.2052 | 0 | 0 | 0 | 0 | 1812.35 | 0 | 0 | 0 | 2911180.1499 | 0
5324 | 1595.3702 | 0 | 0 | 0 | 0 | 1842.4 | 0 | 0 | 0 | 2924313.6334 | 0
5325 | 1622.4644 | 0 | 0 | 0 | 0 | 1855.3 | 0 | 0 | 0 | 2973977.302 | 0
5326 | 1469.4619 | 0 | 0 | 0 | 0 | 1878.35 | 0 | 0 | 0 | 2693523.648 | 0
5327 | 1749.1697 | 1698.13 | 1698.13 | 1653.0626 | 1653.0626 | 1879.3 | 3273648.4032 | 595102.52 | 269945.1153 | 176164.3206 | 199524.6505
5328 | 1341.9598 | 1341.96 | 1341.96 | 1306.3451 | 1306.3451 | 1857.5 | 2557096.0586 | 470284.2407 | 213326.157 | 65281.6751 | 186154.1786
5329 | 1458.3055 | 0 | 0 | 0 | 0 | 1777.2 | 0 | 0 | 0 | 1735383.4926 | 0
5330 | 1478.2277 | 0 | 0 | 0 | 0 | 1784.05 | 0 | 0 | 0 | 1759090.9178 | 0
5331 | 1371.4446 | 0 | 0 | 0 | 0 | 1763.8 | 0 | 0 | 0 | 1632019.1216 | 0
5332 | 1293.3496 | 0 | 0 | 0 | 0 | 1752.9 | 0 | 0 | 0 | 1539086.0157 | 0
5333 | 1466.2743 | 0 | 0 | 0 | 0 | 1743.55 | 0 | 0 | 0 | 1744866.4634 | 0
5334 | 1534.8067 | 0 | 0 | 0 | 0 | 1734.45 | 0 | 0 | 0 | 1826420.0039 | 0
5335 | 1117.2373 | 1117.237 | 1117.237 | 1087.5861 | 1087.5861 | 1600.15 | 1846318.333 | 391531.0101 | 177602.8165 | 54350.5688 | 434871.3177
5336 | 1320.5663 | 1320.567 | 1320.567 | 1285.5199 | 1285.5199 | 1415.35 | 1927037.4647 | 462787.1538 | 209925.3951 | 64240.1305 | 751579.193
5337 | 1426.2447 | 1426.244 | 1426.244 | 1388.3923 | 1388.3923 | 1461.1 | 2142178.5917 | 499821.2142 | 226724.4563 | 69383.4295 | 748204.5899
5338 | 1743.702 | 1743.702 | 1743.702 | 1697.4251 | 1697.4251 | 1429.55 | 2560731.4171 | 611073.0358 | 277189.5188 | 84825.5769 | 968296.148
5339 | 1773.4518 | 1773.452 | 1773.452 | 1726.3856 | 1726.3856 | 1207.5 | 2206618.6885 | 621498.7983 | 281918.7604 | 86272.5082 | 1368160.549
5340 | 1551.0702 | 1551.071 | 1551.071 | 1509.9064 | 1509.9064 | 1124.45 | 1798152.7605 | 543566.3116 | 246567.7186 | 75453.2413 | 1321998.5671
5341 | 1468.154 | 1468.154 | 1468.154 | 1429.19 | 1429.19 | 1165.05 | 1761401.1728 | 514508.3976 | 233386.7259 | 71421.0226 | 1193302.1848
5342 | 1368.2013 | 1368.201 | 1368.201 | 1331.8897 | 1331.8897 | 1691 | 2386965.1954 | 479480.2889 | 217497.5866 | 66559.186 | 411553.9146
5343 | 1425.388 | 462.666 | 462.666 | 450.3871 | 450.3871 | 1802.9 | 859539.0881 | 162139.3548 | 73548.2129 | 1787176.6486 | 88771.2967
5344 | 1789.557 | 1161.724 | 1161.724 | 1130.8925 | 1130.8925 | 1791.05 | 2138624.8527 | 407121.2922 | 184674.7417 | 1207331.9783 | 236299.9834
5345 | 1671.8207 | 40.047 | 40.047 | 38.9842 | 38.9842 | 1787.15 | 73531.0545 | 14034.3028 | 6366.1157 | 2992989.3513 | 8297.7815
5346 | 1623.3211 | 0 | 0 | 0 | 0 | 1771.65 | 0 | 0 | 0 | 2975547.5506 | 0
5347 | 1399.3357 | 1399.336 | 1399.336 | 1362.1984 | 1362.1984 | 1769.15 | 2545598.9065 | 490391.4188 | 222446.9963 | 126192.6901 | 314463.4973
5348 | 1383.398 | 1383.398 | 1383.398 | 1346.6834 | 1346.6834 | 1825.5 | 2594672.1572 | 484806.0136 | 219913.3945 | 124756.1828 | 234996.2483
5349 | 1339.5691 | 1339.569 | 1339.569 | 1304.0176 | 1304.0176 | 1836.05 | 2524605.0589 | 469446.3248 | 212946.069 | 120804.1363 | 213793.6804
5350 | 1674.2622 | 1674.262 | 1674.262 | 1629.828 | 1629.828 | 1847.4 | 3169769.812 | 586738.0797 | 266150.9123 | 150987.2986 | 248711.7527
5351 | 1441.5708 | 1441.571 | 1441.571 | 1403.3125 | 1403.3125 | 1843.55 | 2724279.5842 | 505192.497 | 229160.9299 | 130001.7457 | 219548.2393
5352 | 1500.5405 | 0 | 0 | 0 | 0 | 1823.55 | 0 | 0 | 0 | 2750490.7952 | 0
5353 | 1355.5069 | 0 | 0 | 0 | 0 | 1736.5 | 0 | 0 | 0 | 1613053.1812 | 0
5354 | 1402.5233 | 0 | 0 | 0 | 0 | 1725.3 | 0 | 0 | 0 | 1669002.7032 | 0
5355 | 1098.9089 | 0 | 0 | 0 | 0 | 1721.75 | 0 | 0 | 0 | 1307701.5505 | 0
5356 | 1362.6789 | 0 | 0 | 0 | 0 | 1712.8 | 0 | 0 | 0 | 1621587.8541 | 0
5357 | 1237.5674 | 0 | 0 | 0 | 0 | 1563.25 | 0 | 0 | 0 | 1472705.2262 | 0
5358 | 1263.8647 | 0 | 0 | 0 | 0 | 1543.5 | 0 | 0 | 0 | 1503999.0275 | 0
5359 | 1380.2104 | 0 | 0 | 0 | 0 | 1422.95 | 0 | 0 | 0 | 2529925.6815 | 0
5360 | 1386.2658 | 0 | 0 | 0 | 0 | 1081.65 | 0 | 0 | 0 | 2541025.1454 | 0
5361 | 1418.5776 | 0 | 0 | 0 | 0 | 443.25 | 0 | 0 | 0 | 2600252.7225 | 0
5362 | 1606.5008 | 345.586 | 345.586 | 336.4143 | 336.4143 | 600.75 | 213999.6068 | 121109.1609 | 54936.4611 | 2328068.4299 | 470727.7596
5363 | 1395.5694 | 0 | 0 | 0 | 0 | 610.45 | 0 | 0 | 0 | 2558078.7744 | 0
5364 | 1749.1418 | 921.969 | 921.969 | 897.5004 | 897.5004 | 611.95 | 580536.8273 | 323100.1603 | 146561.8227 | 1561058.5444 | 1245775.4932
5365 | 1070.1512 | 0 | 0 | 0 | 0 | 613.8 | 0 | 0 | 0 | 1961587.0799 | 0
5366 | 1155.2987 | 290.455 | 290.455 | 282.7465 | 282.7465 | 479.6 | 143707.0109 | 101788.7338 | 46172.5006 | 1599388.1576 | 429887.7522
5367 | 1561.8691 | 228.087 | 228.087 | 222.0337 | 222.0337 | 342.5 | 80462.5547 | 79932.1303 | 36258.1025 | 2455918.205 | 368020.8501
5368 | 1337.3169 | 1337.317 | 1337.317 | 1301.8253 | 1301.8253 | 349.25 | 481664.4842 | 468657.1209 | 212588.0773 | 65056.0462 | 2148988.1732
5369 | 1556.0846 | 959.4 | 959.4 | 933.938 | 933.938 | 695.9 | 690270.8524 | 336217.6969 | 152512.0831 | 1140394.7013 | 1217948.6071
5370 | 1554.3395 | 174.866 | 174.866 | 170.2252 | 170.2252 | 1167.1 | 210800.5662 | 61281.0546 | 27797.7673 | 2537081.5143 | 141780.5288
5371 | 914.8386 | 914.839 | 914.839 | 890.5597 | 890.5597 | 1433.75 | 1356898.9387 | 320601.4818 | 145428.3944 | 82499.9425 | 504279.4141
5372 | 1265.4585 | 1265.459 | 1265.459 | 1231.8744 | 1231.8744 | 1662.65 | 2179838.2182 | 443474.7869 | 201165.0908 | 114118.7616 | 415572.8315
5373 | 1199.3168 | 1199.317 | 1199.317 | 1167.4878 | 1167.4878 | 1753.9 | 2180022.4649 | 420295.601 | 190650.7546 | 108154.9466 | 287318.7428
5374 | 1364.2726 | 1364.273 | 1364.273 | 1328.0659 | 1328.0659 | 1770.8 | 2498843.5323 | 478103.7378 | 216873.1677 | 123030.3893 | 304392.7131
5375 | 1340.366 | 1340.366 | 1340.366 | 1304.7934 | 1304.7934 | 1766.1 | 2447755.6296 | 469725.6301 | 213072.765 | 120875.6334 | 305191.1803
5376 | 1275.0212 | 0 | 0 | 0 | 0 | 1747.45 | 0 | 0 | 0 | 2337113.7936 | 0
5377 | 2321.3354 | 0 | 0 | 0 | 0 | 1696.6 | 0 | 0 | 0 | 2762389.1343 | 0
5378 | 2049.5965 | 0 | 0 | 0 | 0 | 1653.35 | 0 | 0 | 0 | 2439019.86 | 0
5379 | 2418.5558 | 0 | 0 | 0 | 0 | 1407.55 | 0 | 0 | 0 | 2878081.3663 | 0
5380 | 2200.2084 | 0 | 0 | 0 | 0 | 1218.1 | 0 | 0 | 0 | 2618247.9912 | 0
5381 | 1996.205 | 0 | 0 | 0 | 0 | 1189.25 | 0 | 0 | 0 | 2375483.9619 | 0
5382 | 2369.9456 | 0 | 0 | 0 | 0 | 1304.75 | 0 | 0 | 0 | 2820235.2509 | 0
5383 | 2032.8619 | 0 | 0 | 0 | 0 | 1628.6 | 0 | 0 | 0 | 3726235.804 | 0
5384 | 1717.081 | 0 | 0 | 0 | 0 | 1599.05 | 0 | 0 | 0 | 3147409.4052 | 0
5385 | 1818.1981 | 0 | 0 | 0 | 0 | 1670.8 | 0 | 0 | 0 | 3332757.1356 | 0
5386 | 2087.6529 | 350.1 | 350.1 | 340.8085 | 340.8085 | 1576.15 | 570746.5143 | 122691.0733 | 55654.0341 | 3201965.7451 | 144451.6983
5387 | 2288.3681 | 1934.215 | 1934.215 | 1882.882 | 1882.882 | 1232.8 | 2466839.3455 | 677837.5158 | 307474.6287 | 743256.1178 | 1444547.0615
5388 | 2277.5584 | 2277.558 | 2277.558 | 2217.1129 | 2217.1129 | 1048.55 | 2472358.8727 | 798160.6268 | 362054.5288 | 110796.6009 | 2109472.0233
5389 | 2252.5022 | 2252.502 | 2252.502 | 2192.7218 | 2192.7218 | 775.7 | 1806170.1624 | 789379.857 | 358071.474 | 109577.4166 | 2684549.3302
5390 | 2381.0831 | 2381.083 | 2381.083 | 2317.8904 | 2317.8904 | 1405.1 | 3456540.5035 | 834440.5279 | 378511.495 | 115832.2975 | 1378912.9723
5391 | 2172.9459 | 1127.881 | 1127.881 | 1097.9477 | 1097.9477 | 1086.9 | 1269516.7195 | 395261.1551 | 179294.8518 | 1970471.7022 | 1002536.0021
5392 | 1845.8412 | 151.25 | 151.25 | 147.2359 | 147.2359 | 1511.6 | 236556.4469 | 53004.9267 | 24043.6237 | 3113543.4389 | 71910.0172
5393 | 2378.556 | 36.249 | 36.249 | 35.287 | 35.287 | 1764.55 | 66022.7119 | 12703.3097 | 5762.3624 | 4295212.0673 | 8308.3174
5394 | 2247.4788 | 19.311 | 19.311 | 18.7985 | 18.7985 | 1764.2 | 35119.4169 | 6767.4588 | 3069.7945 | 4085171.0145 | 4432.6855
5395 | 2405.0087 | 929.424 | 929.424 | 904.7576 | 904.7576 | 1768.1 | 1696302.8723 | 325712.7337 | 147746.9151 | 5097853.1606 | 209813.286
5396 | 1889.422 | 1796.003 | 1796.003 | 1748.3381 | 1748.3381 | 1785.5 | 3308010.8668 | 629401.7014 | 285503.6051 | 479403.1857 | 375018.5138
5397 | 2380.3051 | 1796.003 | 1796.003 | 1748.3381 | 1748.3381 | 1791.85 | 3319159.3705 | 629401.7014 | 285503.6051 | 2147424.126 | 363916.5671
5398 | 2206.5835 | 1796.003 | 1796.003 | 1748.3381 | 1748.3381 | 1811.45 | 3346399.321 | 629401.7014 | 285503.6051 | 1557118.0137 | 329649.1411
5399 | 2286.2723 | 1796.003 | 1796.003 | 1748.3381 | 1748.3381 | 1812.4 | 3347078.5442 | 629401.7014 | 285503.6051 | 1827900.6342 | 327988.22
5400 | 1948.3917 | 0 | 0 | 0 | 0 | 1770 | 0 | 0 | 0 | 3571402.0154 | 0
5401 | 1804.9518 | 0 | 0 | 0 | 0 | 1652 | 0 | 0 | 0 | 2147892.6837 | 0
5402 | 1843.2025 | 0 | 0 | 0 | 0 | 1412.35 | 0 | 0 | 0 | 2193410.9393 | 0
5403 | 1243.9425 | 0 | 0 | 0 | 0 | 1388.55 | 0 | 0 | 0 | 1480291.6024 | 0
5404 | 1298.1309 | 0 | 0 | 0 | 0 | 1410.75 | 0 | 0 | 0 | 1544775.7984 | 0
5405 | 1563.4947 | 0 | 0 | 0 | 0 | 1418.75 | 0 | 0 | 0 | 1860558.6954 | 0
5406 | 1161.0661 | 0 | 0 | 0 | 0 | 1386.8 | 0 | 0 | 0 | 1381668.7149 | 0
5407 | 1122.8155 | 262.308 | 262.308 | 255.3465 | 255.3465 | 1389.6 | 375233.0039 | 91924.7359 | 41698.0816 | 1590070.7216 | 155863.4967
5408 | 842.0808 | 842.081 | 842.081 | 819.7326 | 819.7326 | 1179.5 | 1023804.8679 | 295103.7466 | 133862.3384 | 40964.1144 | 672590.6224
5409 | 1173.7765 | 1173.776 | 1173.776 | 1142.6246 | 1142.6246 | 1264.4 | 1531244.3408 | 411344.8649 | 186590.6012 | 57101.4146 | 840514.674
5410 | 1566.0129 | 1566.012 | 1566.012 | 1524.4509 | 1524.4509 | 1036.15 | 1673104.498 | 548802.3223 | 248942.8312 | 76183.0979 | 1469341.9954
5411 | 1402.9586 | 1402.959 | 1402.959 | 1365.7252 | 1365.7252 | 939.1 | 1360979.8207 | 491661.0839 | 223022.9305 | 68248.7269 | 1448897.8997
5412 | 1433.2991 | 1433.299 | 1433.299 | 1395.26 | 1395.26 | 845.95 | 1252774.414 | 502293.6093 | 227845.9622 | 69725.6301 | 1610199.8329
5413 | 1510.4219 | 1510.422 | 1510.422 | 1470.3362 | 1470.3362 | 675.2 | 1051847.5737 | 529321.0405 | 240105.9053 | 73477.1293 | 1947901.4289
5414 | 1372.2356 | 1372.235 | 1372.235 | 1335.8166 | 1335.8166 | 1183.25 | 1677424.2397 | 480893.9872 | 218138.8559 | 66755.88 | 1091028.2335
5415 | 1544.9103 | 1544.911 | 1544.911 | 1503.9099 | 1503.9099 | 1562.75 | 2496476.1863 | 541407.5655 | 245588.4874 | 75153.6759 | 657584.6056
5416 | 1537.5301 | 1537.53 | 1537.53 | 1496.7248 | 1496.7248 | 1772.6 | 2817514.875 | 538820.9251 | 244415.1585 | 74796.1149 | 340355.2177
5417 | 1196.4679 | 1283.158 | 1196.467 | 1249.1037 | 1196.4679 | 1796.6 | 2276859.9115 | 430728.4465 | 195383.2092 | 0 | 243361.5723
5418 | 1288.0652 | 314.396 | 314.396 | 306.0521 | 306.0521 | 1784.2 | 576984.2963 | 110178.7566 | 49978.3082 | 1800030.0608 | 66046.0435
5419 | 1408.1115 | 1408.111 | 1408.111 | 1370.7405 | 1370.7405 | 1775.15 | 2576924.8399 | 493466.5806 | 223841.9239 | 126986.5129 | 308211.0018
5420 | 1260.6772 | 1260.677 | 1260.677 | 1227.2193 | 1227.2193 | 1787.4 | 2325640.7526 | 441798.9551 | 200404.9149 | 113689.7958 | 260906.8274
5421 | 1176.207 | 1176.207 | 1176.207 | 1144.9911 | 1144.9911 | 1790.3 | 2173580.3966 | 412196.7987 | 186977.0478 | 106071.6845 | 240104.6352
5422 | 1688.6062 | 1688.606 | 1688.606 | 1643.7913 | 1643.7913 | 1835.85 | 3199052.6909 | 591764.8742 | 268431.1221 | 152280.8151 | 269828.3447
5423 | 1341.1629 | 1341.163 | 1341.163 | 1305.5693 | 1305.5693 | 1869.3 | 2586480.7411 | 470004.9354 | 213199.461 | 120947.1271 | 170637.903
5424 | 1206.4888 | 20.229 | 20.229 | 19.6921 | 19.6921 | 1795 | 37548.8054 | 7089.168 | 3215.7254 | 2175398.2459 | 4036.8873
5425 | 1402.5233 | 0 | 0 | 0 | 0 | 1738.6 | 0 | 0 | 0 | 1669002.7032 | 0
5426 | 1134.7688 | 0 | 0 | 0 | 0 | 1705.35 | 0 | 0 | 0 | 1350374.9148 | 0
5427 | 1440.7739 | 0 | 0 | 0 | 0 | 1695.55 | 0 | 0 | 0 | 1714520.9589 | 0
5428 | 1137.9564 | 0 | 0 | 0 | 0 | 1680.05 | 0 | 0 | 0 | 1354168.1029 | 0
5429 | 876.5771 | 0 | 0 | 0 | 0 | 1655.7 | 0 | 0 | 0 | 1043126.6899 | 0
5430 | 1141.1439 | 0 | 0 | 0 | 0 | 1679.8 | 0 | 0 | 0 | 1357961.291 | 0
5431 | 939.5312 | 939.532 | 939.532 | 914.5973 | 914.5973 | 1682.6 | 1628085.3249 | 329255.0398 | 149353.7445 | 45703.8154 | 290293.1935
5432 | 1269.4808 | 1269.481 | 1269.481 | 1235.7897 | 1235.7897 | 1540.65 | 2019320.2707 | 444884.2799 | 201804.4525 | 61755.8462 | 567659.9832
5433 | 1423.8829 | 1423.882 | 1423.882 | 1386.0929 | 1386.0929 | 1722.8 | 2533384.4454 | 498993.4613 | 226348.9784 | 69268.9326 | 384224.9652
5434 | 1541.5026 | 1541.502 | 1541.502 | 1500.5914 | 1500.5914 | 1685.15 | 2679274.0191 | 540212.8958 | 245046.5719 | 74990.2346 | 472461.1951
5435 | 1400.2571 | 1829.173 | 1400.257 | 1780.6277 | 1400.2571 | 1551.05 | 2308716.0275 | 504092.5668 | 228661.9893 | 0 | 628645.4385
5436 | 1426.2825 | 1426.282 | 1426.282 | 1388.4293 | 1388.4293 | 1256.45 | 1855514.4008 | 499834.5312 | 226730.4971 | 69385.0068 | 1032366.5713
5437 | 1362.2406 | 1362.241 | 1362.241 | 1326.0879 | 1326.0879 | 675.2 | 950406.5259 | 477391.6319 | 216550.1486 | 66267.9257 | 1756801.2055
5438 | 1667.2764 | 1667.276 | 1667.276 | 1623.0274 | 1623.0274 | 892.5 | 1536631.9423 | 584289.8654 | 265040.3751 | 81108.4924 | 1797502.8498
5439 | 1636.4498 | 1636.45 | 1636.45 | 1593.0195 | 1593.0195 | 1452.25 | 2455063.4114 | 573487.0233 | 260140.0858 | 79607.7598 | 872576.4361
5440 | 1895.057 | 1691.084 | 1691.084 | 1646.2036 | 1646.2036 | 1799.6 | 3141178.2212 | 592633.2789 | 268825.0401 | 456148.338 | 329899.1919
5441 | 1891.8794 | 350.876 | 350.876 | 341.5639 | 341.5639 | 1816.6 | 656893.4315 | 122963.0192 | 55777.3918 | 2841728.2176 | 62642.827
5442 | 1615.2725 | 46.938 | 46.938 | 45.6923 | 45.6923 | 1784.2 | 86154.2468 | 16449.2248 | 7461.5511 | 2877040.5505 | 9860.3964
5443 | 1799.3766 | 1796.003 | 1796.003 | 1748.3381 | 1748.3381 | 1775.15 | 3280514.3177 | 629401.7014 | 285503.6051 | 173428.9811 | 393113.8127
5444 | 1355.5069 | 1355.507 | 1355.507 | 1319.5326 | 1319.5326 | 1824.9 | 2551220.8665 | 475031.7299 | 215479.6708 | 122240.6436 | 231050.1553
5445 | 1471.8526 | 1471.853 | 1471.853 | 1432.7908 | 1432.7908 | 1797.5 | 2734289.1361 | 515804.6966 | 233974.7415 | 132731.7661 | 290140.1418
5446 | 1823.2803 | 1796.003 | 1796.003 | 1748.3381 | 1748.3381 | 1865.85 | 3457849.1934 | 629401.7014 | 285503.6051 | 254653.6143 | 234539.5507
5447 | 1494.9623 | 1494.962 | 1494.962 | 1455.2865 | 1455.2865 | 1849.3 | 2852134.6905 | 523903.1485 | 237648.2893 | 134818.3395 | 219311.6791
5448 | 1516.4783 | 0 | 0 | 0 | 0 | 1790 | 0 | 0 | 0 | 2779704.7184 | 0
5449 | 1078.9867 | 0 | 0 | 0 | 0 | 1768.6 | 0 | 0 | 0 | 1283994.1254 | 0
5450 | 1199.3168 | 0 | 0 | 0 | 0 | 1745.35 | 0 | 0 | 0 | 1427186.9706 | 0
5451 | 1483.009 | 0 | 0 | 0 | 0 | 1723.5 | 0 | 0 | 0 | 1764780.6993 | 0
5452 | 1071.8147 | 0 | 0 | 0 | 0 | 1688.2 | 0 | 0 | 0 | 1275459.4525 | 0
5453 | 1069.424 | 0 | 0 | 0 | 0 | 1682.7 | 0 | 0 | 0 | 1272614.5612 | 0
5454 | 908.4526 | 0 | 0 | 0 | 0 | 1679.8 | 0 | 0 | 0 | 1081058.5695 | 0
5455 | 961.0472 | 381.485 | 381.485 | 371.3606 | 371.3606 | 1682.6 | 663059.4337 | 133689.8146 | 60643.1853 | 1080895.5494 | 117869.8532
5456 | 1232.0808 | 1232.081 | 1232.081 | 1199.3822 | 1199.3822 | 1597.7 | 2035229.4913 | 431777.6071 | 195859.1201 | 59936.5339 | 482511.4759
5457 | 898.5931 | 898.593 | 898.593 | 874.7448 | 874.7448 | 1722.8 | 1598510.1905 | 314908.1394 | 142845.831 | 43713.8389 | 242479.2673
5458 | 1637.5824 | 1637.582 | 1637.582 | 1594.1215 | 1594.1215 | 1572.15 | 2656690.9256 | 573883.7279 | 260320.0355 | 79663.8857 | 682044.8694
5459 | 1399.4642 | 1399.465 | 1399.465 | 1362.324 | 1362.324 | 1231.45 | 1781204.7441 | 490436.6263 | 222467.503 | 68078.1042 | 1047014.0809
5460 | 1253.0838 | 2208.629 | 1253.084 | 2150.0132 | 1253.0838 | 845.95 | 1126965.6585 | 451110.1777 | 204628.5889 | 0 | 1446121.3905
5461 | 1139.5362 | 1337.104 | 1139.535 | 1301.618 | 1139.5362 | 675.2 | 816992.0319 | 410233.0392 | 186086.2647 | 0 | 1509657.5843
5462 | 1059.7836 | 1904.336 | 1059.783 | 1853.796 | 1059.7836 | 1546.45 | 1740636.9284 | 381522.1126 | 173062.6694 | 0 | 480664.8726
5463 | 1558.9445 | 2597.39 | 1558.945 | 2528.4567 | 1558.9445 | 1810.6 | 2997345.379 | 561220.0096 | 254575.6321 | 0 | 295264.0828
5464 | 1523.5696 | 1971.659 | 1523.569 | 1919.3322 | 1523.5696 | 1834.6 | 2968406.1316 | 548485.0582 | 248798.9167 | 0 | 251998.4128
5465 | 1542.7437 | 1287.381 | 1287.381 | 1253.2146 | 1253.2146 | 1831.6 | 2433923.0348 | 451157.2596 | 204649.9458 | 530706.8823 | 211041.3403
5466 | 951.0801 | 260.724 | 260.724 | 253.8045 | 253.8045 | 1844.2 | 497320.6511 | 91369.6298 | 41446.2793 | 1278106.167 | 39542.7453
5467 | 976.1213 | 976.121 | 976.121 | 950.2153 | 950.2153 | 1835.15 | 1853179.0289 | 342077.5011 | 155170.1554 | 88028.7868 | 156642.989
5468 | 1243.9425 | 1243.943 | 1243.943 | 1210.9294 | 1210.9294 | 1852.4 | 2383384.258 | 435934.5951 | 197744.7761 | 112178.4869 | 178733.184
5469 | 1221.6297 | 1221.63 | 1221.63 | 1189.2086 | 1189.2086 | 1860.3 | 2351645.8848 | 428115.0981 | 194197.7653 | 110166.7185 | 166132.4422
5470 | 1326.8189 | 1326.819 | 1326.819 | 1291.6059 | 1291.6059 | 1878.35 | 2576547.7476 | 464978.1409 | 210919.2512 | 119653.6107 | 157123.8635
5471 | 1231.9892 | 1231.989 | 1231.989 | 1199.2927 | 1199.2927 | 1879.3 | 2394494.2639 | 431745.3661 | 195844.4952 | 111102.7628 | 144754.6269
5472 | 1280.5994 | 0 | 0 | 0 | 0 | 1852.45 | 0 | 0 | 0 | 2347338.6672 | 0
5473 | 1526.8378 | 0 | 0 | 0 | 0 | 1768.6 | 0 | 0 | 0 | 2798693.7681 | 0
5474 | 1339.5691 | 0 | 0 | 0 | 0 | 1745.35 | 0 | 0 | 0 | 2455430.1786 | 0
5475 | 1200.1137 | 0 | 0 | 0 | 0 | 1735.55 | 0 | 0 | 0 | 2199808.3589 | 0
5476 | 1116.4404 | 0 | 0 | 0 | 0 | 1728.2 | 0 | 0 | 0 | 2046435.266 | 0
5477 | 1081.3773 | 0 | 0 | 0 | 0 | 1722.7 | 0 | 0 | 0 | 1982164.6367 | 0
5478 | 1066.2364 | 950.352 | 950.352 | 925.1302 | 925.1302 | 1719.8 | 1692701.0736 | 333046.8634 | 151073.7577 | 258647.7966 | 259221.4753
5479 | 1336.3816 | 1336.381 | 1336.381 | 1300.9142 | 1300.9142 | 1715.55 | 2371466.7343 | 468329.1036 | 212439.2851 | 65011.7097 | 370045.0376
5480 | 911.6949 | 911.695 | 911.695 | 887.4991 | 887.4991 | 1557.7 | 1468469.6984 | 319499.6802 | 144928.6049 | 44350.9135 | 392540.8571
5481 | 1039.4979 | 1039.498 | 1039.498 | 1011.9103 | 1011.9103 | 1722.8 | 1851100.3753 | 364287.7043 | 165244.9503 | 50568.0162 | 280501.5323
5482 | 1131.3791 | 1131.379 | 1131.379 | 1101.3528 | 1101.3528 | 1523.45 | 1782140.1352 | 396487.0145 | 179850.9152 | 55038.1252 | 524849.6855
5483 | 1048.2088 | 1895.478 | 1048.208 | 1845.173 | 1048.2088 | 1471 | 1639184.7902 | 377355.1838 | 171172.5042 | 0 | 554502.4785
5484 | 1006.9788 | 2152.956 | 1006.978 | 2095.8177 | 1006.9788 | 1358.55 | 1456028.7981 | 362512.3838 | 164439.6452 | 0 | 645926.5795
5485 | 904.3835 | 2152.449 | 904.383 | 2095.3242 | 904.3835 | 1154.6 | 1109131.3983 | 325578.0488 | 147685.8205 | 0 | 764565.7845
5486 | 1037.6411 | 3204.902 | 1037.641 | 3119.8456 | 1037.6411 | 1670 | 1841026.524 | 373550.7996 | 169446.7933 | 0 | 342421.5663
5487 | 1025.9707 | 3104.139 | 1025.971 | 3021.7568 | 1025.9707 | 1530.7 | 1667517.059 | 369349.4455 | 167541.0124 | 0 | 481488.0411
5488 | 1029.466 | 2310.421 | 1029.467 | 2249.1037 | 1029.466 | 1743 | 1903032.7795 | 370607.7719 | 168111.8032 | 0 | 264572.7705
5489 | 1371.0223 | 1371.022 | 1371.022 | 1334.6358 | 1334.6358 | 1851.6 | 2618777.6769 | 480468.8965 | 217946.03 | 66696.3912 | 198059.9562
5490 | 1163.9011 | 1163.901 | 1163.901 | 1133.0117 | 1133.0117 | 1819.2 | 2191977.2266 | 407884.2127 | 185020.8109 | 56620.2244 | 204848.5157
5491 | 1193.7386 | 1193.739 | 1193.739 | 1162.0578 | 1162.0578 | 1807.65 | 2235940.1671 | 418340.8144 | 189764.0416 | 58070.8098 | 223521.8212
5492 | 1105.284 | 1105.284 | 1105.284 | 1075.9504 | 1075.9504 | 1852.4 | 2116206.7604 | 387342.1315 | 175702.6946 | 53768.5013 | 158810.2739
5493 | 1094.1275 | 1094.128 | 1094.128 | 1065.0904 | 1065.0904 | 1860.25 | 2104846.1027 | 383432.5582 | 173929.2687 | 53224.9982 | 148846.3889
5494 | 1174.6132 | 1174.613 | 1174.613 | 1143.4394 | 1143.4394 | 1878.35 | 2275854.4356 | 411638.1881 | 186723.6559 | 57141.6408 | 139099.4044
5495 | 1165.0506 | 1165.051 | 1165.051 | 1134.1312 | 1134.1312 | 1879.3 | 2255682.4718 | 408287.2254 | 185203.622 | 56675.2738 | 136889.6336
5496 | 495.6645 | 495.664 | 495.664 | 482.5093 | 482.5093 | 1825 | 933729.6975 | 173703.3652 | 78793.7765 | 24113.353 | 84439.1358
5497 | 368.1624 | 0 | 0 | 0 | 0 | 1777.2 | 0 | 0 | 0 | 438113.2097 | 0
5498 | 341.0682 | 0 | 0 | 0 | 0 | 1784.05 | 0 | 0 | 0 | 405871.1121 | 0
5499 | 376.9281 | 0 | 0 | 0 | 0 | 1746.6 | 0 | 0 | 0 | 448544.4766 | 0
5500 | 385.6939 | 14.298 | 14.298 | 13.9185 | 13.9185 | 1709.8 | 25309.7041 | 5010.674 | 2272.8974 | 442412.6822 | 4039.16
5501 | 367.3655 | 367.365 | 367.365 | 357.6153 | 357.6153 | 1700.45 | 645604.7162 | 128741.5199 | 58398.5839 | 11602.6663 | 107123.6731
5502 | 324.3335 | 324.334 | 324.334 | 315.7264 | 315.7264 | 1691.35 | 566356.78 | 113661.4869 | 51558.1134 | 10242.5158 | 97448.9387
5503 | 333.8962 | 333.896 | 333.896 | 325.0346 | 325.0346 | 1688.2 | 580894.4431 | 117012.4496 | 53078.1473 | 16243.2855 | 101345.7827
5504 | 280.1859 | 280.186 | 280.186 | 272.75 | 272.75 | 1447.5 | 419217.1102 | 98190.0059 | 44540.0777 | 13629.9763 | 150694.384
5505 | 809.242 | 809.242 | 809.242 | 787.7652 | 787.7652 | 1428.95 | 1195531.1301 | 283595.4571 | 128642.0504 | 39367.0272 | 449853.2938
5506 | 1188.3885 | 1434.407 | 1188.388 | 1396.3386 | 1188.3885 | 1113.1 | 1403501.1134 | 427819.8442 | 194063.8349 | 0 | 1053981.7216
5507 | 993.5084 | 1999.846 | 993.508 | 1946.7712 | 993.5084 | 733.8 | 774700.0569 | 357663.0399 | 162239.929 | 0 | 1257980.3922
5508 | 1233.7922 | 1640.101 | 1233.791 | 1596.5736 | 1233.7922 | 641.8 | 841384.8286 | 444165.1772 | 201478.2596 | 0 | 1675736.5104
5509 | 1154.0047 | 1624.006 | 1154.004 | 1580.9058 | 1154.0047 | 949 | 1163892.6415 | 415441.6999 | 188448.9711 | 0 | 1212858.9628
5510 | 1230.0597 | 2875.432 | 1230.06 | 2799.1196 | 1230.0597 | 1399.2 | 1828876.6154 | 442821.5042 | 200868.7546 | 0 | 739019.8882
5511 | 1043.0311 | 2470.692 | 1043.031 | 2405.1212 | 1043.0311 | 1759.8 | 1948097.9568 | 375491.1827 | 170326.9726 | 0 | 250536.0613
5512 | 1276.6757 | 1870.091 | 1276.675 | 1820.4598 | 1276.6757 | 1747.95 | 2367950.6588 | 459603.2531 | 208481.1423 | 0 | 321786.1109
5513 | 1051.0647 | 1295.292 | 1051.064 | 1260.9157 | 1051.0647 | 1787.15 | 1991515.6459 | 378383.2895 | 171638.8644 | 0 | 223719.1199
5514 | 1040.0298 | 1040.029 | 1040.029 | 1012.4272 | 1012.4272 | 1759.6 | 1894925.4808 | 364473.791 | 165329.3613 | 50595.5396 | 243387.4982
5515 | 1084.0897 | 1084.09 | 1084.09 | 1055.3188 | 1055.3188 | 1769.15 | 1987167.5229 | 379914.7833 | 172333.567 | 97763.4863 | 243620.3548
5516 | 894.9055 | 894.905 | 894.905 | 871.1547 | 871.1547 | 1782.7 | 1651484.6335 | 313615.6953 | 142259.564 | 80705.1176 | 189301.9183
5517 | 269.3482 | 269.348 | 269.348 | 262.1997 | 262.1997 | 1803.55 | 502890.2557 | 94391.8743 | 42817.203 | 24290.8408 | 51509.1214
5518 | 90.8453 | 90.845 | 90.845 | 88.434 | 88.434 | 1847.4 | 173139.3634 | 31836.2484 | 14441.276 | 8193.3756 | 13495.0319
5519 | 94.0328 | 94.033 | 94.033 | 91.5374 | 91.5374 | 1843.55 | 178745.7874 | 32953.4696 | 14948.0599 | 8479.3536 | 14321.0286
5520 | 90.8453 | 90.845 | 90.845 | 88.434 | 88.434 | 1816.05 | 170096.5761 | 31836.2484 | 14441.276 | 4419.7932 | 16267.4386
5521 | 95.6266 | 95.627 | 95.627 | 93.0891 | 93.0891 | 1774.95 | 175393.4362 | 33512.0802 | 15201.4519 | 3019.5961 | 20949.7046
5522 | 87.6577 | 87.658 | 87.658 | 85.3316 | 85.3316 | 1755.3 | 159077.2373 | 30719.3776 | 13934.651 | 2768.0597 | 20880.6436
5523 | 94.0328 | 94.033 | 94.033 | 91.5374 | 91.5374 | 1723.95 | 167580.9189 | 32953.4696 | 14948.0599 | 2969.5205 | 25268.9035
5524 | 85.267 | 85.267 | 85.267 | 83.0041 | 83.0041 | 1719.7 | 152011.5109 | 29881.4617 | 13554.563 | 2692.9462 | 23266.0381
5525 | 94.8297 | 94.83 | 94.83 | 92.3133 | 92.3133 | 1718.25 | 168935.0489 | 33232.7749 | 15074.7559 | 2994.5583 | 26009.262
5526 | 87.6577 | 87.658 | 87.658 | 85.3316 | 85.3316 | 1718.5 | 155828.7596 | 30719.3776 | 13934.651 | 2768.0597 | 24020.8467
5527 | 93.2359 | 93.236 | 93.236 | 90.7616 | 90.7616 | 1708.75 | 164294.8989 | 32674.1643 | 14821.364 | 4535.4931 | 26434.3065
5528 | 76.7762 | 76.776 | 76.776 | 74.7384 | 74.7384 | 1195.6 | 94388.3584 | 26905.8265 | 12204.7818 | 3735.2681 | 60119.5744
5529 | 83.0716 | 663.904 | 83.071 | 646.2843 | 83.0716 | 443.3 | 38861.9499 | 29905.7808 | 13565.5944 | 0 | 129317.5804
5530 | 78.5941 | 2334.985 | 78.594 | 2273.0158 | 78.5941 | 600.75 | 49969.7782 | 28293.8751 | 12834.4161 | 0 | 109972.791
5531 | 85.6854 | 3753.12 | 85.685 | 3653.5142 | 85.6854 | 610.45 | 55524.6126 | 30846.7464 | 13992.4269 | 0 | 119064.1568
5532 | 80.162 | 3994.365 | 80.162 | 3888.3567 | 80.162 | 611.95 | 52137.9781 | 28858.3111 | 13090.4505 | 0 | 111268.8296
5533 | 88.2653 | 3967.509 | 88.265 | 3862.2135 | 88.2653 | 613.8 | 57677.121 | 31775.5196 | 14413.7288 | 0 | 122353.4036
5534 | 80.4469 | 3689.159 | 80.447 | 3591.2507 | 80.4469 | 628.6 | 53872.9572 | 28960.8706 | 13136.9727 | 0 | 110324.8275
5535 | 94.9911 | 2516.323 | 94.991 | 2449.5412 | 94.9911 | 640.5 | 64705.7197 | 34196.7848 | 15512.0416 | 0 | 129140.3582
5536 | 84.2281 | 2330.047 | 84.228 | 2268.2088 | 84.2281 | 1059.95 | 94906.5945 | 30322.115 | 13754.4483 | 0 | 79178.6229
5537 | 89.7426 | 1275.892 | 89.743 | 1242.0305 | 89.7426 | 1141.45 | 108726.1693 | 32307.323 | 14654.9607 | 0 | 77048.4782
5538 | 80.4598 | 264.736 | 80.46 | 257.7101 | 80.4598 | 1585.85 | 135366.5137 | 28965.5324 | 13139.0873 | 0 | 33322.4312
5539 | 96.4285 | 96.428 | 96.428 | 93.8689 | 93.8689 | 1754.2 | 175225.9895 | 33792.7872 | 15328.7838 | 8697.5297 | 23072.9642
5540 | 86.0639 | 86.064 | 86.064 | 83.7799 | 83.7799 | 1801.3 | 160234.0241 | 30160.767 | 13681.259 | 7761.1007 | 16647.0678
5541 | 93.2359 | 93.236 | 93.236 | 90.7616 | 90.7616 | 1799.4 | 173556.4604 | 32674.1643 | 14821.364 | 8407.8591 | 18206.7704
5542 | 86.8608 | 86.861 | 86.861 | 84.5558 | 84.5558 | 1819.25 | 163106.7114 | 30440.0723 | 13807.955 | 7832.5952 | 15283.453
5543 | 92.439 | 92.439 | 92.439 | 89.9857 | 89.9857 | 1816.1 | 172920.9463 | 32394.859 | 14694.668 | 8336.3646 | 16548.3738
5544 | 86.8608 | 86.861 | 86.861 | 84.5558 | 84.5558 | 1790.9 | 160466.0695 | 30440.0723 | 13807.955 | 4225.1757 | 17680.6087
5545 | 93.2359 | 93.236 | 93.236 | 90.7616 | 90.7616 | 1788.6 | 172430.0385 | 32674.1643 | 14821.364 | 2944.4827 | 19186.9953
5546 | 87.6577 | 87.658 | 87.658 | 85.3316 | 85.3316 | 1743.3 | 158223.8707 | 30719.3776 | 13934.651 | 2768.0597 | 21904.6229
5547 | 92.439 | 92.439 | 92.439 | 89.9857 | 89.9857 | 1285.8 | 123211.6225 | 32394.859 | 14694.668 | 2919.4449 | 64267.8007
5548 | 86.8608 | 86.861 | 86.861 | 84.5558 | 84.5558 | 964.5 | 86546.6975 | 30440.0723 | 13807.955 | 2743.0219 | 87557.4858
5549 | 93.2359 | 93.236 | 93.236 | 90.7616 | 90.7616 | 959 | 92399.1594 | 32674.1643 | 14821.364 | 2944.4827 | 94482.7917
5550 | 82.8764 | 82.876 | 82.876 | 80.6765 | 80.6765 | 1058.2 | 90591.612 | 29043.5458 | 13174.4751 | 2617.8328 | 75981.1429
5551 | 84.4702 | 84.47 | 84.47 | 82.2282 | 82.2282 | 1163.1 | 101345.3815 | 29602.1564 | 13427.8671 | 4109.4758 | 68816.7908
5552 | 79.4856 | 459.216 | 79.485 | 447.0287 | 79.4856 | 844.15 | 71267.7382 | 28614.8219 | 12980.0011 | 0 | 91873.4495
5553 | 83.7151 | 2437.283 | 83.715 | 2372.5988 | 83.7151 | 1627.9 | 144233.0526 | 30137.4362 | 13670.6759 | 0 | 31150.3889
5554 | 80.1929 | 3223.44 | 80.193 | 3137.8917 | 80.1929 | 1725.1 | 146572.2133 | 28869.4276 | 13095.4931 | 0 | 22045.0157
5555 | 80.8682 | 3811.548 | 80.868 | 3710.3916 | 80.8682 | 1460.95 | 125498.8386 | 29112.5582 | 13205.7799 | 0 | 43592.0126
5556 | 79.7665 | 4050.375 | 79.766 | 3942.8803 | 79.7665 | 1358.55 | 115014.649 | 28715.947 | 13025.8726 | 0 | 51166.2338
5557 | 81.1979 | 4019.564 | 81.198 | 3912.887 | 81.1979 | 1052.5 | 90606.0175 | 29231.2547 | 13259.6219 | 0 | 76935.0385
5558 | 74.3586 | 3698.186 | 74.358 | 3600.0382 | 74.3586 | 1654.85 | 130591.8337 | 26769.1092 | 12142.7654 | 0 | 25664.8834
5559 | 87.9635 | 2379.087 | 87.964 | 2315.9473 | 87.9635 | 1810.6 | 168947.7221 | 31666.8639 | 14364.4413 | 0 | 16660.289
5560 | 78.7595 | 2016.654 | 78.76 | 1963.1331 | 78.7595 | 1824.6 | 152273.733 | 28353.4027 | 12861.4185 | 0 | 13814.4079
5561 | 83.995 | 1163.285 | 83.995 | 1132.4121 | 83.995 | 1864.1 | 165832.3091 | 30238.2027 | 13716.3847 | 0 | 11414.9215
5562 | 78.9318 | 266.917 | 78.932 | 259.8332 | 78.9318 | 1844.2 | 153846.8986 | 28415.4404 | 12889.5595 | 0 | 12297.5712
5563 | 94.8446 | 94.845 | 94.845 | 92.3279 | 92.3279 | 1845.15 | 180160.4181 | 33238.0315 | 15077.1404 | 8552.0026 | 14296.97
5564 | 89.2515 | 89.251 | 89.251 | 86.8823 | 86.8823 | 1852.4 | 170508.5867 | 31277.6378 | 14187.884 | 8050.3865 | 12823.8315
5565 | 93.2359 | 93.236 | 93.236 | 90.7616 | 90.7616 | 1860.3 | 178911.3624 | 32674.1643 | 14821.364 | 8407.8591 | 12679.391
5566 | 86.8608 | 86.861 | 86.861 | 84.5558 | 84.5558 | 1878.35 | 167935.7817 | 30440.0723 | 13807.955 | 7832.5952 | 10286.2078
5567 | 96.4235 | 96.423 | 96.423 | 93.864 | 93.864 | 1879.3 | 186431.9017 | 33791.035 | 15327.9889 | 8697.1449 | 11329.3831
5568 | 86.8608 | 86.861 | 86.861 | 84.5558 | 84.5558 | 1855 | 166269.938 | 30440.0723 | 13807.955 | 4225.1757 | 12260.5847
5569 | 93.2359 | 93.236 | 93.236 | 90.7616 | 90.7616 | 1823.6 | 175391.0508 | 32674.1643 | 14821.364 | 2944.4827 | 16010.3405
5570 | 88.4546 | 88.455 | 88.455 | 86.1075 | 86.1075 | 1743.3 | 159414.9887 | 30998.6829 | 14061.347 | 2793.0975 | 22103.7831
5571 | 86.8608 | 86.861 | 86.861 | 84.5558 | 84.5558 | 1553.1 | 139508.4873 | 30440.0723 | 13807.955 | 2743.0219 | 37787.9675
5572 | 86.8608 | 86.861 | 86.861 | 84.5558 | 84.5558 | 1276.3 | 114388.4629 | 30440.0723 | 13807.955 | 2743.0219 | 61193.0009
5573 | 93.2359 | 93.236 | 93.236 | 90.7616 | 90.7616 | 1280.6 | 123290.1011 | 32674.1643 | 14821.364 | 2944.4827 | 65293.8716
5574 | 83.6733 | 83.673 | 83.673 | 81.4524 | 81.4524 | 1386.3 | 119833.3228 | 29322.8511 | 13301.1711 | 2642.8706 | 49987.3159
5575 | 86.8608 | 86.861 | 86.861 | 84.5558 | 84.5558 | 1402.6 | 125641.3946 | 30440.0723 | 13807.955 | 4225.1757 | 50513.6089
5576 | 75.7243 | 474.222 | 75.724 | 461.6364 | 75.7243 | 1295.45 | 103953.2816 | 27260.7494 | 12365.7788 | 0 | 53351.5583
5577 | 84.1783 | 2464.088 | 84.178 | 2398.6924 | 84.1783 | 1442.8 | 128754.564 | 30304.185 | 13746.3151 | 0 | 46904.1442
5578 | 72.4879 | 3255.327 | 72.488 | 3168.9324 | 72.4879 | 1336.95 | 102755.6412 | 26095.6589 | 11837.2808 | 0 | 48063.1296
5579 | 80.7865 | 3140.326 | 80.787 | 3056.9835 | 80.7865 | 1027.25 | 87900.8135 | 29083.1531 | 13192.4414 | 0 | 78585.1032
5580 | 74.8706 | 3438.51 | 74.87 | 3347.2538 | 74.8706 | 946.45 | 75075.0275 | 26953.4294 | 12226.3751 | 0 | 78879.9599
5581 | 86.2801 | 4015.597 | 86.28 | 3909.0252 | 86.2801 | 964.35 | 88122.1045 | 31060.8304 | 14089.5378 | 0 | 89355.9695
5582 | 78.115 | 2340.308 | 78.115 | 2278.1975 | 78.115 | 1554.55 | 128671.5422 | 28121.3887 | 12756.1744 | 0 | 34796.3127
5583 | 78.5463 | 2569.184 | 78.547 | 2500.9993 | 78.5463 | 1562.75 | 130136.6371 | 28276.6623 | 12826.6082 | 0 | 34344.3628
5584 | 79.3432 | 2317.926 | 79.343 | 2256.4095 | 79.3432 | 1672.55 | 140671.8664 | 28563.5421 | 12956.7401 | 0 | 25980.9218
5585 | 88.3072 | 1257.522 | 88.307 | 1224.1481 | 88.3072 | 1866.6 | 174380.2424 | 31790.5808 | 14420.5607 | 0 | 11780.1763
5586 | 82.3435 | 258.583 | 82.344 | 251.7203 | 82.3435 | 1849.2 | 160953.746 | 29643.6444 | 13446.6865 | 0 | 12417.3933
5587 | 97.2562 | 97.256 | 97.256 | 94.6749 | 94.6749 | 1840.15 | 184479.6599 | 34082.9564 | 15460.4077 | 8771.4101 | 15133.7794
5588 | 88.4546 | 88.455 | 88.455 | 86.1075 | 86.1075 | 1852.4 | 169093.483 | 30998.6829 | 14061.347 | 7975.5842 | 12709.46
5589 | 94.0328 | 94.033 | 94.033 | 91.5374 | 91.5374 | 1860.3 | 180586.0184 | 32953.4696 | 14948.0599 | 8479.3536 | 12787.7769
5590 | 86.8608 | 86.861 | 86.861 | 84.5558 | 84.5558 | 1878.35 | 168068.7574 | 30440.0723 | 13807.955 | 7832.5952 | 10286.2078
5591 | 90.8453 | 90.845 | 90.845 | 88.434 | 88.434 | 1879.3 | 175728.3579 | 31836.2484 | 14441.276 | 8193.3756 | 10673.9866
5592 | 84.4702 | 84.47 | 84.47 | 82.2282 | 82.2282 | 1860 | 161929.6729 | 29602.1564 | 13427.8671 | 4109.4758 | 11511.9497
5593 | 93.2359 | 93.236 | 93.236 | 90.7616 | 90.7616 | 1828.6 | 176192.3123 | 32674.1643 | 14821.364 | 2944.4827 | 15556.5327
5594 | 81.2826 | 81.283 | 81.283 | 79.1258 | 79.1258 | 1807.8 | 151656.7722 | 28485.2857 | 12921.2421 | 2566.5988 | 15207.9775
5595 | 92.439 | 92.439 | 92.439 | 89.9857 | 89.9857 | 1708.5 | 163782.5344 | 32394.859 | 14694.668 | 2919.4449 | 26230.8372
5596 | 79.6888 | 79.689 | 79.689 | 77.5741 | 77.5741 | 1516.65 | 125353.1316 | 27926.6751 | 12667.8501 | 2516.5232 | 37495.44
5597 | 90.0484 | 90.048 | 90.048 | 87.6582 | 87.6582 | 1682.7 | 157302.2934 | 31556.9431 | 14314.58 | 2844.3315 | 27813.939
5598 | 79.6888 | 79.689 | 79.689 | 77.5741 | 77.5741 | 1679.8 | 139002.2686 | 27926.6751 | 12667.8501 | 2516.5232 | 24839.226
5599 | 86.0639 | 86.064 | 86.064 | 83.7799 | 83.7799 | 1708.5 | 152471.9488 | 30160.767 | 13681.259 | 4186.609 | 24421.8433
5600 | 75.1595 | 155.537 | 75.16 | 151.4091 | 75.1595 | 1449.8 | 116179.0699 | 27057.4233 | 12273.5479 | 0 | 41352.762
5601 | 85.1346 | 1972.116 | 85.135 | 1919.7771 | 85.1346 | 1622.8 | 146877.0784 | 30648.4408 | 13902.4733 | 0 | 32112.7552
5602 | 74.1644 | 2548.352 | 74.165 | 2480.7201 | 74.1644 | 1612.2 | 127166.4457 | 26699.1822 | 12111.0457 | 0 | 28760.9524
5603 | 80.2656 | 3080.54 | 80.266 | 2998.7841 | 80.2656 | 1535.25 | 131108.5847 | 28895.6054 | 13107.3677 | 0 | 37303.4239
5604 | 72.995 | 3098.819 | 72.994 | 3016.578 | 72.995 | 1136.7 | 88238.5618 | 26278.1862 | 11920.0772 | 0 | 63016.5504
5605 | 82.3325 | 3266.772 | 82.333 | 3180.0737 | 82.3325 | 1111.35 | 97241.1692 | 29639.6998 | 13444.8972 | 0 | 73164.7756
5606 | 74.6694 | 2803.633 | 74.67 | 2729.2261 | 74.6694 | 1758.25 | 139672.0977 | 26880.9923 | 12193.5168 | 0 | 18051.333
5607 | 86.4494 | 2579.653 | 86.449 | 2511.1904 | 86.4494 | 1905.6 | 175107.0548 | 31121.7924 | 14117.1908 | 0 | 8160.8256
5608 | 80.9369 | 1973.153 | 80.937 | 1920.7866 | 80.9369 | 1899.6 | 163284.1622 | 29137.3016 | 13217.0038 | 0 | 8126.0697
5609 | 86.7502 | 1155.12 | 86.75 | 1124.4637 | 86.7502 | 1881.6 | 173390.3795 | 31230.0895 | 14166.3156 | 0 | 10271.2294
5610 | 79.3501 | 256.661 | 79.35 | 249.8494 | 79.3501 | 1854.15 | 156237.812 | 28566.0523 | 12957.8787 | 0 | 11573.2187
5611 | 96.4444 | 96.444 | 96.444 | 93.8844 | 93.8844 | 1845.15 | 184204.8972 | 33798.3944 | 15331.3272 | 8698.7611 | 14538.0038
5612 | 87.6577 | 87.658 | 87.658 | 85.3316 | 85.3316 | 1852.4 | 168302.5802 | 30719.3776 | 13934.651 | 7904.0897 | 12594.9448
5613 | 90.8453 | 90.845 | 90.845 | 88.434 | 88.434 | 1860.3 | 175382.0716 | 31836.2484 | 14441.276 | 8193.3756 | 12354.233
5614 | 86.0639 | 86.064 | 86.064 | 83.7799 | 83.7799 | 1878.35 | 167343.3612 | 30160.767 | 13681.259 | 7761.1007 | 10191.8259
5615 | 92.439 | 92.439 | 92.439 | 89.9857 | 89.9857 | 1879.3 | 179618.783 | 32394.859 | 14694.668 | 8336.3646 | 10861.2763
5616 | 87.6577 | 87.658 | 87.658 | 85.3316 | 85.3316 | 1855 | 168470.5187 | 30719.3776 | 13934.651 | 4263.7423 | 12373.0826
5617 | 94.0328 | 94.033 | 94.033 | 91.5374 | 91.5374 | 1821.1 | 177929.9476 | 32953.4696 | 14948.0599 | 2969.5205 | 16376.0436
5618 | 86.8608 | 86.861 | 86.861 | 84.5558 | 84.5558 | 1800.35 | 162458.2265 | 30440.0723 | 13807.955 | 2743.0219 | 16881.5568
5619 | 93.2359 | 93.236 | 93.236 | 90.7616 | 90.7616 | 1790.55 | 173372.0372 | 32674.1643 | 14821.364 | 2944.4827 | 19010.0103
5620 | 79.6888 | 79.689 | 79.689 | 77.5741 | 77.5741 | 1778.2 | 147262.5662 | 27926.6751 | 12667.8501 | 2516.5232 | 17205.9348
5621 | 88.4546 | 88.455 | 88.455 | 86.1075 | 86.1075 | 1777.7 | 163388.5138 | 30998.6829 | 14061.347 | 2793.0975 | 19141.6867
5622 | 86.0639 | 86.064 | 86.064 | 83.7799 | 83.7799 | 1774.8 | 158642.0159 | 30160.767 | 13681.259 | 2717.9841 | 18867.2354
5623 | 88.4546 | 88.455 | 88.455 | 86.1075 | 86.1075 | 1755.1 | 161250.0194 | 30998.6829 | 14061.347 | 4302.309 | 21087.7151
5624 | 78.9726 | 309.2 | 78.973 | 300.994 | 78.9726 | 1526.1 | 128475.6227 | 28430.143 | 12896.2288 | 0 | 37425.1244
5625 | 84.4114 | 1944.539 | 84.411 | 1892.932 | 84.4114 | 1677.8 | 150571.3876 | 30388.0974 | 13784.3786 | 0 | 27197.3472
5626 | 75.3169 | 2611.022 | 75.316 | 2541.7269 | 75.3169 | 1685.15 | 135169.99 | 27114.0821 | 12299.2489 | 0 | 23713.5243
5627 | 86.3179 | 3001.399 | 86.318 | 2921.7435 | 86.3179 | 1604.35 | 147309.3699 | 31074.4572 | 14095.7191 | 0 | 34151.6917
5628 | 74.6116 | 3234.523 | 74.611 | 3148.6805 | 74.6116 | 1550.5 | 123121.7475 | 26860.1935 | 12184.0822 | 0 | 33537.9361
5629 | 87.3011 | 3054.389 | 87.301 | 2973.3272 | 87.3011 | 1528.35 | 141827.4662 | 31428.3951 | 14256.2692 | 0 | 41175.5627
5630 | 82.3166 | 1156.732 | 82.317 | 1126.033 | 82.3166 | 1802.85 | 157875.555 | 29633.9622 | 13442.2945 | 0 | 16228.7101
5631 | 88.9845 | 1715.618 | 88.985 | 1670.0864 | 88.9845 | 1905.6 | 180446.7176 | 32034.4286 | 14531.1728 | 0 | 8400.1391
5632 | 81.1182 | 1486.212 | 81.118 | 1446.7687 | 81.1182 | 1897.1 | 163511.1478 | 29202.5668 | 13246.6088 | 0 | 8347.067
5633 | 82.9302 | 520.333 | 82.931 | 506.5236 | 82.9302 | 1876.6 | 165398.2713 | 29854.8596 | 13542.496 | 0 | 10233.5824
5634 | 82.6104 | 148.613 | 82.61 | 144.6689 | 82.6104 | 1854.2 | 162760.8768 | 29739.7491 | 13490.2806 | 0 | 12044.5984
5635 | 95.6336 | 95.634 | 95.634 | 93.0959 | 93.0959 | 1845.15 | 182523.0445 | 33514.5333 | 15202.5647 | 8622.8813 | 14415.9041
5636 | 90.8453 | 90.845 | 90.845 | 88.434 | 88.434 | 1852.4 | 174254.5503 | 31836.2484 | 14441.276 | 8193.3756 | 13052.8618
5637 | 93.2359 | 93.236 | 93.236 | 90.7616 | 90.7616 | 1860.3 | 179650.6644 | 32674.1643 | 14821.364 | 8407.8591 | 12679.391
5638 | 88.4546 | 88.455 | 88.455 | 86.1075 | 86.1075 | 1878.35 | 171725.2196 | 30998.6829 | 14061.347 | 7975.5842 | 10474.9716
5639 | 97.2204 | 97.22 | 97.22 | 94.6398 | 94.6398 | 1879.3 | 188959.6552 | 34070.3403 | 15454.6849 | 8768.6394 | 11423.028
5640 | 90.0484 | 90.048 | 90.048 | 87.6582 | 87.6582 | 1855 | 173478.3518 | 31556.9431 | 14314.58 | 4381.2266 | 12710.4354
5641 | 92.439 | 92.439 | 92.439 | 89.9857 | 89.9857 | 1818.6 | 174675.322 | 32394.859 | 14694.668 | 4496.9265 | 16323.4095
5642 | 86.0639 | 86.064 | 86.064 | 83.7799 | 83.7799 | 1777.85 | 158982.7881 | 30160.767 | 13681.259 | 4186.609 | 18611.7066
5643 | 90.8453 | 90.845 | 90.845 | 88.434 | 88.434 | 1721.45 | 162243.5977 | 31836.2484 | 14441.276 | 4419.7932 | 24633.2972
5644 | 86.8608 | 86.861 | 86.861 | 84.5558 | 84.5558 | 1693 | 152819.9644 | 30440.0723 | 13807.955 | 4225.1757 | 25958.6172
5645 | 92.439 | 92.439 | 92.439 | 89.9857 | 89.9857 | 1666.4 | 159951.4107 | 32394.859 | 14694.668 | 4496.9265 | 30019.236
5646 | 85.267 | 85.267 | 85.267 | 83.0041 | 83.0041 | 1663.5 | 147222.5596 | 29881.4617 | 13554.563 | 4148.0424 | 27930.8663
5647 | 76.5013 | 76.501 | 76.501 | 74.4707 | 74.4707 | 1708.5 | 135451.361 | 26809.4539 | 12161.0662 | 3722.025 | 21708.2106
5648 | 82.453 | 82.453 | 82.453 | 80.2647 | 80.2647 | 1477 | 125927.9938 | 28895.3072 | 13107.2324 | 4011.1291 | 41978.4602
5649 | 644.2323 | 2004.818 | 644.232 | 1951.6112 | 644.2323 | 1643.05 | 1128391.0177 | 231923.6403 | 105203.1402 | 0 | 229958.7317
5650 | 550.7832 | 2574.644 | 550.783 | 2506.3144 | 550.7832 | 1640.55 | 960886.9522 | 198281.9678 | 89942.9037 | 0 | 197979.0371
5651 | 872.9741 | 2807.859 | 872.974 | 2733.34 | 872.9741 | 1459.55 | 1352988.3668 | 314270.683 | 142556.6737 | 0 | 471798.8628
5652 | 946.1464 | 2015.769 | 946.146 | 1962.2716 | 946.1464 | 1466.9 | 1472817.537 | 340612.6999 | 154505.7053 | 0 | 504390.6398
5653 | 1239.5337 | 1080.728 | 1080.728 | 1052.0461 | 1052.0461 | 1484.8 | 1654696.4547 | 378736.5845 | 171799.1229 | 343664.9009 | 542014.1343
5654 | 1165.2976 | 1165.297 | 1165.297 | 1134.3707 | 1134.3707 | 1513.45 | 1824429.102 | 408373.435 | 185242.7276 | 56689.138 | 551928.0412
5655 | 1376.3664 | 184.349 | 184.349 | 179.4565 | 179.4565 | 1557.05 | 297806.2027 | 64604.3321 | 29305.2429 | 2193935.9236 | 79490.2469
5656 | 885.9086 | 103.878 | 103.878 | 101.1211 | 101.1211 | 1546.05 | 166198.2157 | 36403.6084 | 16513.0813 | 1438515.4451 | 45903.939
5657 | 1355.6593 | 1067.045 | 1067.045 | 1038.7262 | 1038.7262 | 1814.55 | 2003546.9987 | 373941.4347 | 169623.9897 | 580938.3221 | 192631.7752
5658 | 1090.8972 | 1090.897 | 1090.897 | 1061.9452 | 1061.9452 | 1816.7 | 2051075.0743 | 382300.2678 | 173415.6493 | 53068.9476 | 194654.553
5659 | 1122.6312 | 1122.631 | 1122.631 | 1092.837 | 1092.837 | 1835.15 | 2132903.5774 | 393421.3147 | 178460.2797 | 54612.8543 | 180154.177
5660 | 1206.4888 | 1206.489 | 1206.489 | 1174.4694 | 1174.4694 | 1851.9 | 2314657.0454 | 422808.9983 | 191790.8595 | 58691.4435 | 173938.924
5661 | 1114.0497 | 1114.05 | 1114.05 | 1084.4837 | 1084.4837 | 1850.3 | 2135333.5545 | 390414.1393 | 177096.1915 | 54194.5177 | 162347.2129
5662 | 1332.3971 | 1332.397 | 1332.397 | 1297.0359 | 1297.0359 | 1873.3 | 2585151.8267 | 466932.9276 | 211805.9641 | 64817.0906 | 164334.4498
5663 | 1107.6746 | 1107.675 | 1107.675 | 1078.2779 | 1078.2779 | 1869.3 | 2148009.1908 | 388180.0474 | 176082.7826 | 53884.1999 | 140930.9228
5664 | 162.5652 | 162.565 | 162.565 | 158.2506 | 158.2506 | 1847.5 | 311769.5044 | 56970.2209 | 25842.3252 | 7908.6341 | 24133.2186
5665 | 108.3768 | 0 | 0 | 0 | 0 | 1820 | 0 | 0 | 0 | 128968.3907 | 0
5666 | 94.0328 | 0 | 0 | 0 | 0 | 1772 | 0 | 0 | 0 | 111899.0449 | 0
5667 | 105.1892 | 0 | 0 | 0 | 0 | 1625.8 | 0 | 0 | 0 | 125175.2027 | 0
5668 | 101.2048 | 0 | 0 | 0 | 0 | 1494.1 | 0 | 0 | 0 | 120433.7178 | 0
5669 | 105.1892 | 0 | 0 | 0 | 0 | 1484.75 | 0 | 0 | 0 | 125175.2027 | 0
5670 | 94.8297 | 0 | 0 | 0 | 0 | 1475.65 | 0 | 0 | 0 | 112847.3419 | 0
5671 | 86.8608 | 86.861 | 86.861 | 84.5558 | 84.5558 | 1714.1 | 154021.3858 | 30440.0723 | 13807.955 | 4225.1757 | 24174.4908
5672 | 82.0825 | 82.082 | 82.082 | 79.9036 | 79.9036 | 1451.7 | 123362.9045 | 28765.2918 | 13048.256 | 3993.9004 | 43811.1376
5673 | 832.2691 | 832.269 | 832.269 | 810.181 | 810.181 | 1465.3 | 1263229.8895 | 291665.1724 | 132302.5629 | 40487.3668 | 433203.7991
5674 | 1035.63 | 1491.195 | 1035.63 | 1451.6195 | 1035.63 | 1466 | 1614956.2805 | 372826.787 | 169118.3731 | 0 | 553026.4008
5675 | 888.0562 | 1984.328 | 888.056 | 1931.665 | 888.0562 | 1442.9 | 1359953.1544 | 319700.2411 | 145019.5816 | 0 | 494736.1231
5676 | 1347.1615 | 2240.832 | 1347.161 | 2181.3615 | 1347.1615 | 1428.8 | 2044497.4627 | 484978.1267 | 219991.4669 | 0 | 769498.6277
5677 | 1336.4483 | 3465.841 | 1336.448 | 3373.8595 | 1336.4483 | 1451.25 | 2067126.8381 | 481121.3869 | 218242.0069 | 0 | 733376.003
5678 | 1189.8149 | 3709.039 | 1189.815 | 3610.6031 | 1189.8149 | 1467.75 | 1858049.7219 | 428333.359 | 194296.7709 | 0 | 633278.9731
5679 | 1475.6089 | 2274.515 | 1475.609 | 2214.1506 | 1475.6089 | 1468.4 | 2302197.9437 | 531219.1997 | 240966.9314 | 0 | 784433.6849
5680 | 1639.9322 | 2316.275 | 1639.932 | 2254.8023 | 1639.9322 | 1476.35 | 2575873.4327 | 590375.5996 | 267800.9317 | 0 | 858750.5075
5681 | 1706.823 | 939.762 | 939.762 | 914.8212 | 914.8212 | 1721.65 | 1674778.4741 | 329335.6424 | 149390.3067 | 1451739.2814 | 254640.489
5682 | 1428.5228 | 115.847 | 115.847 | 112.7725 | 112.7725 | 1816.65 | 217583.6556 | 40598.0942 | 18415.7466 | 2411770.2472 | 20676.8349
5683 | 1533.5207 | 1533.521 | 1533.521 | 1492.8222 | 1492.8222 | 1819.15 | 2885691.487 | 537415.9879 | 243777.8634 | 138293.7046 | 269976.8928
5684 | 1655.1368 | 1655.137 | 1655.137 | 1611.2106 | 1611.2106 | 1825.5 | 3135057.6999 | 580035.8039 | 263110.6855 | 149261.5085 | 281156.2438
5685 | 1609.7142 | 1609.714 | 1609.714 | 1566.9931 | 1566.9931 | 1826.05 | 3051846.963 | 564117.5045 | 255889.968 | 145166.4745 | 272578.4442
5686 | 1722.0755 | 1722.075 | 1722.075 | 1676.3721 | 1676.3721 | 1837.4 | 3276477.1678 | 603493.9446 | 273751.5588 | 155300.125 | 272578.0983
5687 | 1463.8837 | 1463.884 | 1463.884 | 1425.0333 | 1425.0333 | 1833.55 | 2783453.3805 | 513011.994 | 232707.9406 | 132013.5141 | 237196.7956
5688 | 1754.7479 | 0 | 0 | 0 | 0 | 1816.05 | 0 | 0 | 0 | 3216452.8585 | 0
5689 | 1349.1318 | 0 | 0 | 0 | 0 | 1632.1 | 0 | 0 | 0 | 1605466.8051 | 0
5690 | 1326.022 | 0 | 0 | 0 | 0 | 1772.8 | 0 | 0 | 0 | 1577966.1931 | 0
5691 | 1411.2891 | 0 | 0 | 0 | 0 | 1766.75 | 0 | 0 | 0 | 1679433.9707 | 0
5692 | 1294.1465 | 0 | 0 | 0 | 0 | 1769.7 | 0 | 0 | 0 | 1540034.3124 | 0
5693 | 1482.2121 | 0 | 0 | 0 | 0 | 1763.25 | 0 | 0 | 0 | 1763832.4026 | 0
5694 | 1483.009 | 0 | 0 | 0 | 0 | 1763.5 | 0 | 0 | 0 | 1764780.6993 | 0
5695 | 1287.7714 | 295.824 | 295.824 | 287.973 | 287.973 | 1745.5 | 533572.4719 | 103670.2772 | 47025.9896 | 1832630.4373 | 73289.1265
5696 | 1284.4902 | 1073.268 | 1073.268 | 1044.7841 | 1044.7841 | 1227.75 | 1358606.6033 | 376122.2589 | 170613.2358 | 439381.3466 | 806834.4845
5697 | 1520.7915 | 1520.791 | 1520.791 | 1480.43 | 1480.43 | 294.25 | 459390.9012 | 532954.8129 | 241754.2249 | 73982.4793 | 2525243.5338
5698 | 1079.7616 | 1079.762 | 1079.762 | 1051.1057 | 1051.1057 | 658.15 | 731844.0275 | 378398.0539 | 171645.5617 | 52526.3176 | 1410426.1905
5699 | 1397.4561 | 1397.456 | 1397.456 | 1360.3683 | 1360.3683 | 1023.15 | 1471371.8806 | 489732.5807 | 222148.1401 | 67981.9143 | 1328875.7539
5700 | 1300.2516 | 1558.914 | 1300.251 | 1517.5413 | 1300.2516 | 1024.65 | 1409222.8467 | 468090.5908 | 212331.093 | 0 | 1268200.438
5701 | 1512.0147 | 1512.014 | 1512.014 | 1471.886 | 1471.886 | 1026.5 | 1602668.4006 | 529878.9502 | 240358.9793 | 73556.0066 | 1432880.9944
5702 | 1330.6818 | 1330.682 | 1330.682 | 1295.3664 | 1295.3664 | 1041.3 | 1433196.1312 | 466331.9131 | 211533.3372 | 64733.1078 | 1241867.7918
5703 | 1355.5716 | 1355.572 | 1355.572 | 1319.5959 | 1319.5959 | 894.35 | 1253717.0873 | 475054.5089 | 215490.0036 | 65943.5752 | 1459011.1605
5704 | 1598.3855 | 1083.214 | 1083.214 | 1054.4661 | 1054.4661 | 704.6 | 790701.1231 | 379607.7927 | 172194.3127 | 997004.1979 | 1365955.3742
5705 | 1495.9604 | 519.82 | 519.82 | 506.0243 | 506.0243 | 1329.95 | 717146.0481 | 182168.7338 | 82633.7618 | 1814552.9747 | 339061.5558
5706 | 1298.7306 | 160.745 | 160.745 | 156.4789 | 156.4789 | 1770.7 | 295155.4344 | 56332.4095 | 25553.0069 | 2093747.3032 | 35880.6153
5707 | 1402.2623 | 1402.262 | 1402.262 | 1365.0467 | 1365.0467 | 1766.25 | 2558866.9577 | 491416.8232 | 222912.1312 | 126458.5036 | 319079.6734
5708 | 1392.1637 | 1392.164 | 1392.164 | 1355.2167 | 1355.2167 | 1816.3 | 2611778.3756 | 487878.0215 | 221306.8914 | 125545.9285 | 248953.3126
5709 | 1202.5043 | 1202.504 | 1202.504 | 1170.5902 | 1170.5902 | 1771.6 | 2207369.439 | 421412.4718 | 191157.3796 | 108444.2328 | 267362.8015
5710 | 1352.3193 | 1352.319 | 1352.319 | 1316.4292 | 1316.4292 | 1774.25 | 2488727.4774 | 473914.5087 | 214972.8869 | 121954.6653 | 297183.8899
5711 | 1295.7403 | 1295.74 | 1295.74 | 1261.3518 | 1261.3518 | 1742 | 2341230.545 | 454086.636 | 205978.7435 | 116852.0932 | 325428.7558
5712 | 1243.9425 | 556.919 | 556.919 | 542.1387 | 542.1387 | 1673.35 | 967226.576 | 195169.9224 | 88531.2454 | 1286406.4564 | 177089.5976
5713 | 1173.8164 | 0 | 0 | 0 | 0 | 1795.1 | 0 | 0 | 0 | 1396841.4672 | 0
5714 | 1220.8328 | 0 | 0 | 0 | 0 | 1731.25 | 0 | 0 | 0 | 1452790.9904 | 0
5715 | 1220.0359 | 0 | 0 | 0 | 0 | 1721.45 | 0 | 0 | 0 | 1451842.6924 | 0
5716 | 899.6868 | 0 | 0 | 0 | 0 | 1667.2 | 0 | 0 | 0 | 1070627.3026 | 0
5717 | 1117.2373 | 0 | 0 | 0 | 0 | 1596.75 | 0 | 0 | 0 | 1329512.381 | 0
5718 | 1305.3029 | 0 | 0 | 0 | 0 | 1716.5 | 0 | 0 | 0 | 1553310.4712 | 0
5719 | 1147.519 | 1147.519 | 1147.519 | 1117.0645 | 1117.0645 | 1782.6 | 2118297.9636 | 402143.2097 | 182416.6282 | 55823.2391 | 242849.8161
5720 | 929.5402 | 929.541 | 929.541 | 904.8715 | 904.8715 | 1602.75 | 1540754.2084 | 325753.7359 | 147765.5141 | 45217.8105 | 359460.1988
5721 | 1210.9693 | 1210.969 | 1210.969 | 1178.8305 | 1178.8305 | 1783.25 | 2233892.8629 | 424378.9954 | 192503.0277 | 58910.3069 | 255511.5202
5722 | 1135.0278 | 1135.028 | 1135.028 | 1104.905 | 1104.905 | 1773.6 | 2081741.4297 | 397765.7912 | 180430.9825 | 55215.1829 | 250150.4865
5723 | 1545.1075 | 2037.566 | 1545.107 | 1983.4901 | 1545.1075 | 1696.95 | 2785130.4619 | 556238.7011 | 252316.0552 | 0 | 468244.8288
5724 | 1332.948 | 1332.948 | 1332.948 | 1297.5723 | 1297.5723 | 1623.45 | 2239497.3368 | 467126.0232 | 211893.5544 | 64843.6182 | 488600.8446
5725 | 1136.3975 | 2247.396 | 1136.397 | 2187.7513 | 1136.3975 | 1487.4 | 1792857.1669 | 409103.0914 | 185573.7078 | 0 | 582517.3462
5726 | 1310.148 | 1310.148 | 1310.148 | 1275.3774 | 1275.3774 | 1790.8 | 2423782.6828 | 459135.8591 | 208269.1272 | 63734.5294 | 266808.9492
5727 | 1355.743 | 1355.742 | 1355.742 | 1319.7613 | 1319.7613 | 1873.55 | 2621440.0591 | 475114.0847 | 215517.0279 | 65954.2849 | 166883.8223
5728 | 1265.597 | 1893.879 | 1265.597 | 1843.6165 | 1265.597 | 1904.6 | 2555838.9575 | 455614.9074 | 206671.9844 | 0 | 120737.9505
5729 | 1372.3541 | 125.088 | 125.088 | 121.7682 | 121.7682 | 1886.6 | 242862.2045 | 43836.5638 | 19884.7524 | 2292323.8728 | 13808.5176
5730 | 1424.6399 | 1424.64 | 1424.64 | 1386.8308 | 1386.8308 | 1854.2 | 2722942.7994 | 499259.0992 | 226469.4747 | 69304.0545 | 202199.9352
5731 | 1131.4817 | 1131.482 | 1131.482 | 1101.4531 | 1101.4531 | 1845.15 | 2151868.9024 | 396523.1104 | 179867.2887 | 102037.1401 | 170560.0101
5732 | 1318.85 | 1318.85 | 1318.85 | 1283.8484 | 1283.8484 | 1852.4 | 2519307.9222 | 462185.4384 | 209652.4502 | 118935.3587 | 189496.0297
5733 | 1212.067 | 1212.067 | 1212.067 | 1179.8994 | 1179.8994 | 1860.3 | 2329153.5209 | 424763.7849 | 192677.5724 | 109305.4756 | 164831.9465
5734 | 1363.4758 | 1363.476 | 1363.476 | 1327.2901 | 1327.2901 | 1878.35 | 2638787.4821 | 477824.4325 | 216746.4717 | 122958.8956 | 161464.8395
5735 | 1298.9278 | 1298.928 | 1298.928 | 1264.4552 | 1264.4552 | 1879.25 | 2511964.5951 | 455203.8572 | 206485.5275 | 117138.0715 | 152682.9604
5736 | 502.0396 | 502.04 | 502.04 | 488.7161 | 488.7161 | 1854.95 | 960466.2756 | 175937.8076 | 79807.3444 | 24421.8861 | 70888.275
5737 | 307.5989 | 0 | 0 | 0 | 0 | 1821.1 | 0 | 0 | 0 | 366042.6384 | 0
5738 | 222.3318 | 0 | 0 | 0 | 0 | 1745.5 | 0 | 0 | 0 | 264574.8604 | 0
5739 | 304.4113 | 0 | 0 | 0 | 0 | 1735.7 | 0 | 0 | 0 | 362249.4505 | 0
5740 | 233.4883 | 0 | 0 | 0 | 0 | 1762.9 | 0 | 0 | 0 | 277851.0183 | 0
5741 | 283.6922 | 0 | 0 | 0 | 0 | 1757.4 | 0 | 0 | 0 | 337593.7287 | 0
5742 | 279.7078 | 0 | 0 | 0 | 0 | 1779.8 | 0 | 0 | 0 | 332852.2438 | 0
5743 | 278.114 | 278.114 | 278.114 | 270.733 | 270.733 | 1782.6 | 513680.8006 | 97463.8822 | 44210.6999 | 13529.3461 | 58857.3555
5744 | 207.0754 | 207.075 | 207.075 | 201.5793 | 201.5793 | 1797.65 | 384743.4861 | 72568.5633 | 32917.9066 | 10074.256 | 40789.5799
5745 | 1378.0269 | 1378.027 | 1378.027 | 1341.4549 | 1341.4549 | 1822.8 | 2598258.7906 | 482923.7693 | 219059.5876 | 67036.5151 | 237705.8109
5746 | 1300.4519 | 1442.566 | 1300.451 | 1404.2811 | 1300.4519 | 1810.65 | 2497251.3026 | 468162.6696 | 212363.7887 | 0 | 246240.5597
5747 | 1608.7589 | 1948.772 | 1608.758 | 1897.0527 | 1608.7589 | 1696.95 | 2895884.1594 | 579153.222 | 262710.3365 | 0 | 487534.3998
5748 | 1772.0822 | 2185.244 | 1772.082 | 2127.2488 | 1772.0822 | 1623.45 | 3062516.4164 | 637949.5877 | 289381.0213 | 0 | 667277.5479
5749 | 1617.9401 | 1617.94 | 1617.94 | 1575.0008 | 1575.0008 | 1568.4 | 2624185.8028 | 567000.2716 | 257197.6232 | 78707.8168 | 679770.3256
5750 | 1533.0237 | 1890.104 | 1533.024 | 1839.9417 | 1533.0237 | 1882.05 | 3064249.9726 | 551888.528 | 250342.7684 | 0 | 180820.1441
5751 | 1780.7354 | 2419.263 | 1780.735 | 2355.0571 | 1780.7354 | 1910.6 | 3620190.4693 | 641064.7433 | 290794.0905 | 0 | 159197.7446
5752 | 1349.0361 | 283.252 | 283.252 | 275.7346 | 275.7346 | 1909.6 | 558669.2539 | 99264.4727 | 45027.4677 | 1967361.6434 | 24926.412
5753 | 1613.9387 | 362.157 | 362.157 | 352.5456 | 352.5456 | 1886.55 | 705629.8793 | 126916.3982 | 57570.6884 | 2312133.6849 | 39996.2927
5754 | 1295.9295 | 69.833 | 69.833 | 67.9797 | 67.9797 | 1854.2 | 133675.8753 | 24472.6813 | 11101.0802 | 2250832.0728 | 9911.4359
5755 | 1388.6465 | 1388.646 | 1388.646 | 1351.7921 | 1351.7921 | 1845.15 | 2646225.2361 | 486645.1532 | 220747.6487 | 125231.169 | 209325.0055
5756 | 1267.0523 | 1267.052 | 1267.052 | 1233.4251 | 1233.4251 | 1852.4 | 2422807.1343 | 444033.047 | 201418.3238 | 114265.0602 | 182053.5493
5757 | 1465.4775 | 1465.477 | 1465.477 | 1426.584 | 1426.584 | 1860.3 | 2817270.1434 | 513570.2542 | 232961.1736 | 132159.8094 | 199293.7903
5758 | 1438.3833 | 1438.383 | 1438.383 | 1400.2091 | 1400.2091 | 1878.35 | 2786099.9455 | 504075.2758 | 228654.1459 | 129715.7674 | 170335.4369
5759 | 1352.3193 | 1352.319 | 1352.319 | 1316.4292 | 1316.4292 | 1879.3 | 2622286.625 | 473914.5087 | 214972.8869 | 121954.6653 | 158893.0033
5760 | 574.5564 | 0 | 0 | 0 | 0 | 1859.95 | 0 | 0 | 0 | 1053161.9032 | 0
5761 | 496.4614 | 0 | 0 | 0 | 0 | 1828.55 | 0 | 0 | 0 | 590789.0252 | 0
5762 | 496.4614 | 0 | 0 | 0 | 0 | 1805.35 | 0 | 0 | 0 | 590789.0252 | 0
5763 | 502.0396 | 0 | 0 | 0 | 0 | 1795.55 | 0 | 0 | 0 | 597427.1041 | 0
5764 | 419.9601 | 0 | 0 | 0 | 0 | 1785.7 | 0 | 0 | 0 | 499752.5141 | 0
5765 | 483.7112 | 0 | 0 | 0 | 0 | 1777.7 | 0 | 0 | 0 | 575616.2734 | 0
5766 | 465.3827 | 0 | 0 | 0 | 0 | 1777.3 | 0 | 0 | 0 | 553805.4426 | 0
5767 | 470.1641 | 0 | 0 | 0 | 0 | 1782.6 | 0 | 0 | 0 | 861810.7113 | 0
5768 | 384.0224 | 0 | 0 | 0 | 0 | 1526.65 | 0 | 0 | 0 | 703913.1125 | 0
5769 | 1040.75 | 237.474 | 237.474 | 231.1716 | 231.1716 | 1783.25 | 437135.1404 | 83221.765 | 37750.3173 | 1483957.2099 | 50106.4377
5770 | 1686.0651 | 1686.065 | 1686.065 | 1641.3178 | 1641.3178 | 1604.3 | 2790519.4587 | 590874.3915 | 268027.1892 | 82021.8429 | 649469.4353
5771 | 1865.857 | 1865.857 | 1865.857 | 1816.3382 | 1816.3382 | 1490.1 | 2868693.2041 | 653881.7421 | 296608.0236 | 90768.022 | 926150.8341
5772 | 1807.6941 | 1807.694 | 1807.694 | 1759.7188 | 1759.7188 | 1575.5 | 2940536.5667 | 633498.7632 | 287362.0779 | 87938.7987 | 747000.625
5773 | 1599.518 | 2267.563 | 1599.517 | 2207.3831 | 1599.518 | 1593.4 | 2701511.845 | 575826.4926 | 261201.2951 | 0 | 650364.033
5774 | 1650.484 | 1650.484 | 1650.484 | 1606.6811 | 1606.6811 | 1882.05 | 3208896.1693 | 578405.1796 | 262371.0162 | 80290.8304 | 189508.0304
5775 | 1952.3423 | 1952.343 | 1952.343 | 1900.5289 | 1900.5289 | 1910.6 | 3860806.56 | 684190.3972 | 310356.3663 | 94973.9785 | 169907.282
5776 | 1917.6398 | 782.747 | 782.747 | 761.9733 | 761.9733 | 1909.55 | 1545885.5294 | 274310.3957 | 124430.2434 | 2118336.6554 | 68920.4869
5777 | 1638.3992 | 110.837 | 110.837 | 107.8954 | 107.8954 | 1886.6 | 215760.7593 | 38842.3607 | 17619.3264 | 2805413.3931 | 12235.3436
5778 | 1789.8428 | 114.844 | 114.844 | 111.7961 | 111.7961 | 1854.2 | 219617.1422 | 40246.597 | 18256.3036 | 3075859.66 | 16299.8718
5779 | 1557.9215 | 1557.921 | 1557.921 | 1516.5746 | 1516.5746 | 1845.15 | 2963185.4263 | 545966.8653 | 247656.6364 | 140496.559 | 234841.5808
5780 | 1417.6642 | 1417.664 | 1417.664 | 1380.04 | 1380.04 | 1852.4 | 2700796.2073 | 496814.3893 | 225360.5271 | 127846.9864 | 203693.8996
5781 | 1755.5448 | 1755.545 | 1755.545 | 1708.9538 | 1708.9538 | 1860.3 | 3355021.7616 | 615223.3654 | 279072.1544 | 158316.1237 | 238740.8448
5782 | 1519.6659 | 1519.666 | 1519.666 | 1479.3349 | 1479.3349 | 1878.35 | 2932213.6873 | 532560.5614 | 241575.388 | 137044.5925 | 179961.0897
5783 | 1699.7626 | 1699.763 | 1699.763 | 1654.6522 | 1654.6522 | 1879.3 | 3286159.4738 | 595674.798 | 270204.707 | 153285.0454 | 199716.5225
5784 | 524.3525 | 0 | 0 | 0 | 0 | 1860 | 0 | 0 | 0 | 961138.0476 | 0
5785 | 475.7423 | 0 | 0 | 0 | 0 | 1831.1 | 0 | 0 | 0 | 566133.3034 | 0
5786 | 485.3049 | 0 | 0 | 0 | 0 | 1807.85 | 0 | 0 | 0 | 577512.8674 | 0
5787 | 448.6481 | 0 | 0 | 0 | 0 | 1695.05 | 0 | 0 | 0 | 533891.2058 | 0
5788 | 408.8037 | 0 | 0 | 0 | 0 | 1533.25 | 0 | 0 | 0 | 486476.3562 | 0
5789 | 496.4614 | 0 | 0 | 0 | 0 | 1467 | 0 | 0 | 0 | 590789.0252 | 0
5790 | 478.9298 | 0 | 0 | 0 | 0 | 1418.95 | 0 | 0 | 0 | 569926.4914 | 0
5791 | 400.8348 | 248.519 | 248.519 | 241.9234 | 241.9234 | 1527.65 | 392698.6061 | 87092.4388 | 39506.098 | 291284.481 | 114272.5375
5792 | 182.8679 | 182.867 | 182.867 | 178.0138 | 178.0138 | 1481.95 | 280707.1627 | 64084.9714 | 29069.6551 | 8897.5812 | 92220.054
5793 | 1356.1404 | 1356.141 | 1356.141 | 1320.1498 | 1320.1498 | 1701.2 | 2385960.7577 | 475253.9126 | 215580.4553 | 65970.8501 | 394460.7474
5794 | 1493.0687 | 1493.069 | 1493.069 | 1453.4438 | 1453.4438 | 1802.1 | 2777874.8428 | 523239.7546 | 237347.3664 | 72632.5266 | 287636.5206
5795 | 1601.832 | 1601.832 | 1601.832 | 1559.3203 | 1559.3203 | 1658.5 | 2741111.0081 | 561355.2907 | 254636.9971 | 77924.0323 | 532507.866
5796 | 1394.3631 | 1394.363 | 1394.363 | 1357.3574 | 1357.3574 | 1704.3 | 2453827.8026 | 488648.6518 | 221656.4579 | 67831.5927 | 401370.5732
5797 | 1717.3001 | 1717.3 | 1717.3 | 1671.7238 | 1671.7238 | 1762.15 | 3121215.2638 | 601820.5659 | 272992.4956 | 83541.3814 | 397619.5045
5798 | 1250.3824 | 1250.383 | 1250.383 | 1217.1985 | 1217.1985 | 1790.8 | 2307523.9663 | 438191.4661 | 198768.5178 | 60826.0138 | 254637.9297
5799 | 1121.1221 | 1184.317 | 1121.123 | 1152.8859 | 1121.1221 | 1873.55 | 2216739.4116 | 403603.965 | 183079.243 | 0 | 141765.8927
5800 | 1607.7798 | 1083.586 | 1083.586 | 1054.8282 | 1054.8282 | 1876.8 | 2090565.0162 | 379738.1586 | 172253.448 | 1013560.1998 | 129954.8365
5801 | 1448.2039 | 274.789 | 274.789 | 267.4962 | 267.4962 | 1876.6 | 530647.0601 | 96298.6499 | 43682.1376 | 2164237.1266 | 33009.0372
5802 | 1364.7797 | 49.632 | 49.632 | 48.3148 | 48.3148 | 1844.2 | 94055.6131 | 17393.3258 | 7889.8058 | 2413080.1108 | 7527.4449
5803 | 1446.5205 | 1446.52 | 1446.52 | 1408.1301 | 1408.1301 | 1842.65 | 2739610.4501 | 506926.8532 | 229947.6531 | 130450.3353 | 221569.2788
5804 | 1027.9858 | 1027.986 | 1027.986 | 1000.7038 | 1000.7038 | 1852.4 | 1956980.1792 | 360253.3723 | 163414.9325 | 92704.2395 | 147703.8826
5805 | 1208.0826 | 1208.083 | 1208.083 | 1176.0211 | 1176.0211 | 1860.3 | 2310228.6641 | 423367.6089 | 192044.2515 | 108944.6957 | 164290.1527
5806 | 1391.3668 | 1391.367 | 1391.367 | 1354.4409 | 1354.4409 | 1878.35 | 2684492.7971 | 487598.7162 | 221180.1954 | 125474.4347 | 164767.7328
5807 | 960.2503 | 960.25 | 960.25 | 934.7655 | 934.7655 | 1879.3 | 1852235.0401 | 336515.5759 | 152647.2043 | 86597.4374 | 112826.1945
5808 | 1379.4135 | 0 | 0 | 0 | 0 | 1860 | 0 | 0 | 0 | 2528464.9858 | 0
5809 | 1115.6435 | 0 | 0 | 0 | 0 | 1718.1 | 0 | 0 | 0 | 2044974.5703 | 0
5810 | 1562.6978 | 0 | 0 | 0 | 0 | 1805.35 | 0 | 0 | 0 | 2864425.0931 | 0
5811 | 1405.7108 | 0 | 0 | 0 | 0 | 1795.55 | 0 | 0 | 0 | 2576667.9569 | 0
5812 | 1476.6339 | 0 | 0 | 0 | 0 | 1629.55 | 0 | 0 | 0 | 2706669.913 | 0
5813 | 1177.8008 | 134.734 | 134.734 | 131.1582 | 131.1582 | 1536.15 | 213514.7657 | 47216.9639 | 21418.1395 | 1918495.8251 | 60837.7464
5814 | 1127.5968 | 1127.597 | 1127.597 | 1097.6712 | 1097.6712 | 1509.3 | 1757918.2587 | 395161.6285 | 179249.7054 | 54853.7195 | 538627.2531
5815 | 1133.1751 | 1133.175 | 1133.175 | 1103.1012 | 1103.1012 | 1536.05 | 1798642.4394 | 397116.4152 | 180136.4183 | 55125.4711 | 511783.7801
5816 | 181.302 | 181.302 | 181.302 | 176.4903 | 176.4903 | 1279.9 | 239537.5575 | 63536.5238 | 28820.8731 | 8819.8262 | 127090.6965
5817 | 479.2755 | 479.275 | 479.275 | 466.5553 | 466.5553 | 1489.85 | 737457.4681 | 167959.909 | 76188.4809 | 23316.0757 | 238013.1877
5818 | 453.9145 | 1455.498 | 453.914 | 1416.8699 | 453.9145 | 1520.8 | 731994.7324 | 163409.2226 | 74124.239 | 0 | 217515.8319
5819 | 496.7951 | 1923.866 | 496.794 | 1872.8076 | 496.7951 | 1442.45 | 760285.1254 | 178846.2226 | 81126.6337 | 0 | 276988.0872
5820 | 414.3719 | 2151.694 | 414.371 | 2094.5892 | 414.3719 | 1457.3 | 640290.8623 | 149173.8902 | 67666.9341 | 0 | 224879.6395
5821 | 318.7732 | 2767.298 | 318.773 | 2693.8554 | 318.7732 | 1475.2 | 497832.1122 | 114758.3596 | 52055.667 | 0 | 167292.1864
5822 | 334.3604 | 3622.054 | 334.36 | 3525.9267 | 334.3604 | 1539 | 546140.0918 | 120369.7277 | 54601.0459 | 0 | 154140.1235
5823 | 406.4429 | 3086.164 | 406.443 | 3004.2589 | 406.4429 | 1748.6 | 752650.0034 | 146319.4365 | 66372.1222 | 0 | 102179.7399
5824 | 328.2074 | 2292.068 | 328.208 | 2231.2378 | 328.2074 | 1825.5 | 634064.5965 | 118154.6573 | 53596.2654 | 0 | 57272.1881
5825 | 412.0002 | 1223.882 | 412 | 1191.4008 | 412.0002 | 1876.6 | 817971.4675 | 148320.0643 | 67279.6292 | 0 | 50840.822
5826 | 284.013 | 284.013 | 284.013 | 276.4754 | 276.4754 | 1784.35 | 523025.6914 | 99531.1619 | 45148.441 | 13816.2498 | 59621.9308
5827 | 303.3544 | 303.354 | 303.354 | 295.3032 | 295.3032 | 1840.15 | 576506.3867 | 106309.1341 | 48223.0044 | 14757.9957 | 47204.2086
5828 | 260.5825 | 260.582 | 260.582 | 253.6663 | 253.6663 | 1852.4 | 497817.5919 | 91319.8665 | 41423.7061 | 12677.3114 | 37441.1453
5829 | 203.2065 | 203.206 | 203.206 | 197.813 | 197.813 | 1859.8 | 390490.9721 | 71212.6885 | 32302.8667 | 9886.2387 | 27733.3859
5830 | 329.9117 | 329.912 | 329.912 | 321.1563 | 321.1563 | 1877.85 | 639972.8317 | 115616.2735 | 52444.8263 | 16048.668 | 39229.2439
5831 | 295.6455 | 295.646 | 295.646 | 287.7997 | 287.7997 | 1869.3 | 570298.0247 | 103607.8979 | 46997.6937 | 14381.3808 | 37615.4229
5832 | 301.2237 | 301.224 | 301.224 | 293.2297 | 293.2297 | 1812.95 | 564146.0752 | 105562.6845 | 47884.4066 | 14653.1317 | 54848.6115
5833 | 332.0389 | 332.039 | 332.039 | 323.2269 | 323.2269 | 1562.9 | 537885.219 | 116361.6717 | 52782.9472 | 10486.3631 | 141282.4631
5834 | 303.4149 | 303.415 | 303.415 | 295.3625 | 295.3625 | 1590.85 | 500510.9697 | 106330.5113 | 48232.7014 | 9582.3064 | 120847.5797
5835 | 303.4149 | 303.415 | 303.415 | 295.3625 | 295.3625 | 1577.5 | 495934.6696 | 106330.5113 | 48232.7014 | 9582.3064 | 124790.6695
5836 | 323.0428 | 323.043 | 323.043 | 314.4696 | 314.4696 | 1566.6 | 522894.1841 | 113209.0614 | 51352.8881 | 10202.0986 | 136291.1311
5837 | 232.2637 | 232.264 | 232.264 | 226.0998 | 226.0998 | 1554.45 | 373104.4603 | 81395.9424 | 36922.1039 | 7334.9804 | 100738.7837
5838 | 282.1513 | 282.151 | 282.151 | 274.6629 | 274.6629 | 1543.35 | 450937.5499 | 98878.6319 | 44852.4461 | 8911.2509 | 125424.7979
5839 | 262.5234 | 262.523 | 262.523 | 255.5558 | 255.5558 | 1507.35 | 408902.0922 | 92000.0818 | 41732.2593 | 12771.6334 | 125899.5563
5840 | 251.6319 | 251.632 | 251.632 | 244.9538 | 244.9538 | 1269.95 | 329924.2329 | 88183.3766 | 40000.9594 | 12240.9969 | 178828.5391
5841 | 470.5752 | 470.575 | 470.575 | 458.0862 | 458.0862 | 1283.55 | 623988.4559 | 164911.0306 | 74805.4758 | 22892.3996 | 328195.8552
5842 | 1198.9713 | 1198.972 | 1198.972 | 1167.1519 | 1167.1519 | 1366.55 | 1685826.2202 | 420174.6972 | 190595.9113 | 58324.9552 | 739332.3943
5843 | 1601.2271 | 1601.227 | 1601.227 | 1558.7313 | 1558.7313 | 1207.5 | 1985420.2072 | 561143.271 | 254540.8227 | 77894.7843 | 1235294.5619
5844 | 1241.291 | 2616.84 | 1241.292 | 2547.3905 | 1241.291 | 1216 | 1598839.1937 | 446864.747 | 202702.8144 | 0 | 973172.1158
5845 | 1602.0439 | 3150.53 | 1602.043 | 3066.9167 | 1602.0439 | 1300.05 | 2205479.0533 | 576735.8065 | 261613.77 | 0 | 1121350.6327
5846 | 1542.9506 | 3055.55 | 1542.951 | 2974.4574 | 1542.9506 | 1444 | 2363597.417 | 555462.211 | 251963.8307 | 0 | 857880.5258
5847 | 1640.668 | 2159.221 | 1640.668 | 2101.9165 | 1640.668 | 1586.95 | 2758619.9276 | 590640.4685 | 267921.0792 | 0 | 677677.9042
5848 | 1242.7375 | 1930.3 | 1242.738 | 1879.0709 | 1242.7375 | 1607.95 | 2115638.6702 | 447385.5 | 202939.0338 | 0 | 487215.2369
5849 | 1329.2874 | 1069.814 | 1069.814 | 1041.4217 | 1041.4217 | 1600.55 | 1765000.3602 | 374911.8191 | 170064.1668 | 527657.8196 | 415995.9059
5850 | 1176.7039 | 205.12 | 205.12 | 199.6762 | 199.6762 | 1581.65 | 334537.485 | 71883.4417 | 32607.1279 | 1790891.6696 | 83534.5496
5851 | 1489.1425 | 1489.142 | 1489.142 | 1449.621 | 1449.621 | 1579.15 | 2425151.2402 | 521863.5539 | 236723.1065 | 134294.0803 | 610072.9908
5852 | 1527.7062 | 1527.706 | 1527.706 | 1487.1615 | 1487.1615 | 1605 | 2527885.6984 | 535378.1456 | 242853.4755 | 137770.9633 | 587428.7987
5853 | 1849.1134 | 1796.003 | 1796.003 | 1748.3381 | 1748.3381 | 1629.95 | 3022674.3296 | 629401.7014 | 285503.6051 | 342434.5527 | 646972.4989
5854 | 1687.1831 | 1687.183 | 1687.183 | 1642.4061 | 1642.4061 | 1645.4 | 2864165.4612 | 591266.1899 | 268204.9133 | 152152.185 | 582397.197
5855 | 1236.5588 | 1236.559 | 1236.559 | 1203.7414 | 1203.7414 | 1590.35 | 2027154.0663 | 433346.9034 | 196570.9703 | 111513.5141 | 493112.6638
5856 | 1050.9114 | 0 | 0 | 0 | 0 | 1571.95 | 0 | 0 | 0 | 1926320.6145 | 0
5857 | 1364.9581 | 0 | 0 | 0 | 0 | 1335.65 | 0 | 0 | 0 | 1624300.1247 | 0
5858 | 1355.1441 | 0 | 0 | 0 | 0 | 1528.85 | 0 | 0 | 0 | 1612621.5147 | 0
5859 | 1388.6752 | 0 | 0 | 0 | 0 | 1510.15 | 0 | 0 | 0 | 1652523.4345 | 0
5860 | 1544.0628 | 0 | 0 | 0 | 0 | 1515.45 | 0 | 0 | 0 | 1837434.7725 | 0
5861 | 1248.0084 | 0 | 0 | 0 | 0 | 1519.4 | 0 | 0 | 0 | 1485130.0127 | 0
5862 | 1493.3574 | 0 | 0 | 0 | 0 | 1540.05 | 0 | 0 | 0 | 1777095.2834 | 0
5863 | 1527.7062 | 754.516 | 754.516 | 734.4916 | 734.4916 | 1521.6 | 1193663.184 | 264416.9604 | 119942.4712 | 1453962.509 | 351380.7607
5864 | 1240.9649 | 1240.964 | 1240.964 | 1208.0295 | 1208.0295 | 1407.45 | 1812459.9054 | 434890.6171 | 197271.216 | 60370.5186 | 715817.8755
5865 | 1314.0022 | 1314.002 | 1314.002 | 1279.1291 | 1279.1291 | 1037.5 | 1409935.5016 | 460486.4772 | 208881.7826 | 63922.3405 | 1231161.7619
5866 | 1895.8186 | 1895.818 | 1895.818 | 1845.504 | 1845.504 | 927.2 | 1820052.1711 | 664381.4486 | 301370.8071 | 92226.6677 | 1979856.7167
5867 | 1738.3935 | 1738.394 | 1738.394 | 1692.258 | 1692.258 | 1063.45 | 1911752.1361 | 609212.8695 | 276345.7267 | 84566.4779 | 1584884.2027
5868 | 1628.6735 | 1643.189 | 1628.673 | 1599.5797 | 1599.5797 | 1064.45 | 1810157.4913 | 575848.6775 | 261211.3584 | 53328.9542 | 1496486.7507
5869 | 1331.8493 | 2288.514 | 1331.849 | 2227.7781 | 1331.8493 | 1058.5 | 1501479.6052 | 479465.7361 | 217490.9853 | 0 | 1253936.0849
5870 | 1502.9147 | 1924.374 | 1502.914 | 1873.3022 | 1502.9147 | 1068.5 | 1707003.4308 | 541049.3086 | 245425.978 | 0 | 1399965.0859
5871 | 1067.9509 | 3101.13 | 1067.951 | 3018.8277 | 1067.9509 | 332.25 | 377271.3781 | 384462.3226 | 174396.3813 | 0 | 1781075.1068
5872 | 1186.9605 | 2256.788 | 1186.96 | 2196.8941 | 1186.9605 | 327.55 | 416841.458 | 427305.7724 | 193830.6462 | 0 | 1985132.0531
5873 | 1465.9979 | 1186.489 | 1186.489 | 1155.0002 | 1155.0002 | 1068.1 | 1324274.8618 | 415800.0824 | 188611.5374 | 570058.7387 | 1076344.7132
5874 | 1552.9578 | 201.293 | 201.293 | 195.9508 | 195.9508 | 1274.6 | 266533.4949 | 70542.2857 | 31998.7646 | 2487393.7641 | 142142.7056
5875 | 1503.1713 | 1503.171 | 1503.171 | 1463.2777 | 1463.2777 | 1414 | 2206792.9695 | 526779.958 | 238953.2421 | 135558.7208 | 857480.7094
5876 | 1143.3262 | 1143.326 | 1143.326 | 1112.9828 | 1112.9828 | 1347.45 | 1596847.175 | 400673.7905 | 181750.0833 | 103106.9981 | 726276.8943
5877 | 1723.9854 | 1723.985 | 1723.985 | 1678.2314 | 1678.2314 | 1409 | 2517244.9488 | 604163.2961 | 274055.184 | 155472.2009 | 991834.7444
5878 | 1668.373 | 1668.373 | 1668.373 | 1624.0953 | 1624.0953 | 1412.6 | 2440611.0454 | 584674.3044 | 265214.7609 | 150455.5835 | 953993.5734
5879 | 1373.1364 | 1373.136 | 1373.136 | 1336.6937 | 1336.6937 | 1339.1 | 1905860.6506 | 481209.7389 | 218282.0843 | 123832.1854 | 883420.879
5880 | 1233.2875 | 0 | 0 | 0 | 0 | 1208.65 | 0 | 0 | 0 | 2260615.9435 | 0
5881 | 1690.4544 | 0 | 0 | 0 | 0 | 567.5 | 0 | 0 | 0 | 2011640.7182 | 0
5882 | 1819.6715 | 0 | 0 | 0 | 0 | 301.8 | 0 | 0 | 0 | 2165409.0945 | 0
5883 | 1252.9154 | 0 | 0 | 0 | 0 | 292.85 | 0 | 0 | 0 | 1490969.3177 | 0
5884 | 1363.3224 | 0 | 0 | 0 | 0 | 535.45 | 0 | 0 | 0 | 1622353.6893 | 0
5885 | 1499.0822 | 0 | 0 | 0 | 0 | 879.8 | 0 | 0 | 0 | 1783907.8061 | 0
5886 | 1406.6674 | 0 | 0 | 0 | 0 | 626.8 | 0 | 0 | 0 | 1673934.2215 | 0
5887 | 1239.0123 | 1085.614 | 1085.614 | 1056.8024 | 1056.8024 | 629.45 | 708026.9339 | 380448.8627 | 172575.8313 | 333990.726 | 1448400.5242
5888 | 1144.3567 | 1144.357 | 1144.357 | 1113.9864 | 1113.9864 | 297.55 | 351609.9576 | 401035.1001 | 181913.9773 | 55668.6938 | 1896506.1281
5889 | 1160.5057 | 1160.506 | 1160.506 | 1129.7068 | 1129.7068 | 325.05 | 389813.9735 | 406694.4492 | 184481.121 | 56454.4269 | 1892202.4104
5890 | 1535.5758 | 1535.576 | 1535.576 | 1494.8227 | 1494.8227 | 339.05 | 540343.3123 | 538136.154 | 244104.5388 | 74700.5329 | 2482825.6807
5891 | 1778.9231 | 2027.694 | 1778.923 | 1973.8801 | 1778.9231 | 346.25 | 655479.5298 | 640412.3279 | 290498.1476 | 0 | 2941894.1312
5892 | 1434.3111 | 2255.392 | 1434.31 | 2195.5351 | 1434.3111 | 349.85 | 533730.2411 | 516351.9906 | 234223.0002 | 0 | 2366828.4369
5893 | 1226.9442 | 2217.132 | 1226.944 | 2158.2905 | 1226.9442 | 361.05 | 471132.4412 | 441699.9059 | 200359.9851 | 0 | 2010900.1687
5894 | 1067.315 | 3588.587 | 1067.315 | 3493.3479 | 1067.315 | 385.3 | 437848.9983 | 384233.4119 | 174292.5449 | 0 | 1723393.5838
5895 | 1327.1212 | 3114.603 | 1327.122 | 3031.9431 | 1327.1212 | 390.7 | 551650.4242 | 477763.6277 | 216718.89 | 0 | 2135736.1278
5896 | 1593.7705 | 2287.887 | 1593.771 | 2227.1677 | 1593.7705 | 380.95 | 648823.33 | 573757.3926 | 260262.7284 | 0 | 2580394.1847
5897 | 1265.787 | 1265.787 | 1265.787 | 1232.1937 | 1232.1937 | 367.55 | 483545.2811 | 443589.7331 | 201217.2317 | 61576.5371 | 2011494.6106
5898 | 1411.0786 | 1411.078 | 1411.078 | 1373.6288 | 1373.6288 | 342.55 | 501631.6661 | 494506.3533 | 224313.5764 | 68645.5271 | 2276720.9868
5899 | 906.1208 | 906.121 | 906.121 | 882.073 | 882.073 | 692.4 | 649700.2289 | 317546.2953 | 144042.5279 | 81714.149 | 1153398.7106
5900 | 1138.4192 | 1138.419 | 1138.419 | 1108.206 | 1108.206 | 1129.35 | 1328782.1488 | 398954.1529 | 180970.0366 | 102664.5475 | 964859.5368
5901 | 1154.7758 | 1154.776 | 1154.776 | 1124.1289 | 1124.1289 | 1134.45 | 1354561.3003 | 404686.3948 | 183570.2452 | 104138.2733 | 972989.7473
5902 | 1472.9116 | 1472.912 | 1472.912 | 1433.8217 | 1433.8217 | 1108.2 | 1691176.0878 | 516175.8187 | 234143.0866 | 132827.5329 | 1278682.2085
5903 | 1362.5046 | 1362.505 | 1362.505 | 1326.3449 | 1326.3449 | 1108.6 | 1563679.1112 | 477484.1496 | 216592.1157 | 122870.7929 | 1182303.8083
5904 | 141.4846 | 141.485 | 141.485 | 137.7301 | 137.7301 | 988.8 | 145027.1108 | 49582.8235 | 22491.3197 | 6882.0094 | 139272.642
5905 | 99.7752 | 0 | 0 | 0 | 0 | 946.05 | 0 | 0 | 0 | 118732.5436 | 0
5906 | 96.5039 | 0 | 0 | 0 | 0 | 301.8 | 0 | 0 | 0 | 114839.6733 | 0
5907 | 105.5001 | 0 | 0 | 0 | 0 | 292.85 | 0 | 0 | 0 | 125545.0666 | 0
5908 | 94.8683 | 31.269 | 31.269 | 30.4391 | 30.4391 | 285.95 | 9241.4396 | 10958.0896 | 4970.7112 | 76670.6642 | 52174.2041
5909 | 100.5931 | 100.593 | 100.593 | 97.9233 | 97.9233 | 280.8 | 29167.0529 | 35252.394 | 15990.8776 | 3177.0144 | 168349.7659
5910 | 91.5969 | 91.597 | 91.597 | 89.1661 | 89.1661 | 277.3 | 26227.7546 | 32099.7836 | 14560.8185 | 2892.7499 | 153606.3811
5911 | 86.69 | 86.69 | 86.69 | 84.3893 | 84.3893 | 279.95 | 24985.0019 | 30380.1461 | 13780.7718 | 4217.1351 | 145153.8063
5912 | 88.3635 | 88.363 | 88.363 | 86.0179 | 86.0179 | 297.55 | 27081.7753 | 30966.4419 | 14046.7221 | 4299.4091 | 146441.1639
5913 | 674.8497 | 728.795 | 674.849 | 709.4532 | 674.8497 | 325.05 | 231499.2395 | 242945.8969 | 110202.9582 | 0 | 1130339.5276
5914 | 1069.3668 | 1069.367 | 1069.367 | 1040.9866 | 1040.9866 | 339.05 | 375428.3943 | 374755.1698 | 169993.109 | 52020.8722 | 1729026.6647
5915 | 1034.0283 | 2026.646 | 1034.028 | 1972.8599 | 1034.0283 | 346.25 | 383075.0385 | 372250.2002 | 168856.8269 | 0 | 1710024.3574
5916 | 1101.8888 | 2255.973 | 1101.889 | 2196.1007 | 1101.8888 | 349.85 | 411638.1455 | 396679.9651 | 179938.4397 | 0 | 1818281.7901
5917 | 1309.4418 | 3072.786 | 1309.442 | 2991.2359 | 1309.4418 | 361.05 | 502896.8666 | 471399.0304 | 213831.8379 | 0 | 2146109.5578
5918 | 1334.591 | 3586.988 | 1334.591 | 3491.7913 | 1334.591 | 385.3 | 546764.111 | 480452.7751 | 217938.7172 | 0 | 2154964.1555
5919 | 1249.9334 | 2618.534 | 1249.934 | 2549.0395 | 1249.9334 | 847.7 | 1126811.8177 | 449976.0172 | 204114.1211 | 0 | 1440298.2349
5920 | 1409.4378 | 2167.713 | 1409.438 | 2110.1831 | 1409.4378 | 380.95 | 571084.9178 | 507397.612 | 230161.1945 | 0 | 2281950.2879
5921 | 1475.0421 | 1131.589 | 1131.589 | 1101.5572 | 1101.5572 | 617.05 | 726615.6871 | 396560.6081 | 179884.2981 | 684597.7047 | 1523398.5917
5922 | 1347.0834 | 152.129 | 152.129 | 148.0916 | 148.0916 | 1112 | 175716.5645 | 53312.9685 | 24183.3549 | 2197751.9964 | 131505.3224
5923 | 1438.5628 | 1438.563 | 1438.563 | 1400.3843 | 1400.3843 | 1685.9 | 2508015.4487 | 504138.356 | 228682.7598 | 129730.3927 | 439860.7156
5924 | 1652.8342 | 1652.834 | 1652.834 | 1608.9687 | 1608.9687 | 1816.95 | 3099279.9638 | 579228.7272 | 262744.5865 | 149055.0482 | 294521.7181
5925 | 1743.6133 | 1743.613 | 1743.613 | 1697.3385 | 1697.3385 | 1806.2 | 3253579.1153 | 611041.8461 | 277175.3708 | 157241.9963 | 328944.1938
5926 | 1660.1947 | 1660.195 | 1660.195 | 1616.1343 | 1616.1343 | 1865.25 | 3192795.617 | 581808.3587 | 263914.7361 | 149717.0667 | 217774.1009
5927 | 1413.2101 | 1413.21 | 1413.21 | 1375.7042 | 1375.7042 | 1865.65 | 2719325.8142 | 495253.5037 | 224652.4921 | 127444.9632 | 184825.8562
5928 | 139.8489 | 121.837 | 121.837 | 118.6035 | 118.6035 | 1819.3 | 228982.3648 | 42697.2645 | 19367.9536 | 38942.8163 | 21431.6547
5929 | 107.1357 | 0 | 0 | 0 | 0 | 1429 | 0 | 0 | 0 | 127491.5017 | 0
5930 | 98.9574 | 0 | 0 | 0 | 0 | 900.8 | 0 | 0 | 0 | 117759.326 | 0
5931 | 102.2287 | 0 | 0 | 0 | 0 | 292.85 | 0 | 0 | 0 | 121652.1963 | 0
5932 | 100.5931 | 0 | 0 | 0 | 0 | 285.95 | 0 | 0 | 0 | 119705.7612 | 0
5933 | 103.8644 | 0 | 0 | 0 | 0 | 280.8 | 0 | 0 | 0 | 123598.6315 | 0
5934 | 97.3218 | 0 | 0 | 0 | 0 | 626.8 | 0 | 0 | 0 | 115812.8909 | 0
5935 | 94.8683 | 94.869 | 94.869 | 92.3512 | 92.3512 | 1070.85 | 104621.0727 | 33246.4422 | 15080.9556 | 4613.7323 | 85808.1439
5936 | 87.886 | 87.886 | 87.886 | 85.5536 | 85.5536 | 505.05 | 45644.3858 | 30799.2792 | 13970.8953 | 4275.4564 | 127898.2848
5937 | 953.4016 | 953.402 | 953.402 | 928.0992 | 928.0992 | 1300.5 | 1278044.0617 | 334115.723 | 151558.6044 | 46379.1554 | 649205.4119
5938 | 1414.2467 | 1491.679 | 1414.246 | 1452.0907 | 1414.2467 | 1360.55 | 2037389.162 | 509128.7944 | 230946.4781 | 0 | 904340.021
5939 | 1289.2178 | 1996.978 | 1289.217 | 1943.9793 | 1289.2178 | 1261.25 | 1722014.3793 | 464118.4224 | 210529.2733 | 0 | 952409.6793
5940 | 1489.7845 | 1489.784 | 1489.784 | 1450.2459 | 1450.2459 | 1513.85 | 2335771.6413 | 522088.5401 | 236825.1628 | 72474.1478 | 705037.0661
5941 | 1378.1088 | 1378.108 | 1378.108 | 1341.5338 | 1341.5338 | 1530.1 | 2182745.6585 | 482952.1554 | 219072.4638 | 67042.0264 | 630386.7162
5942 | 1448.9237 | 2349.083 | 1448.923 | 2286.7396 | 1448.9237 | 1894.3 | 2915822.9892 | 521612.518 | 236609.2338 | 0 | 153151.231
5943 | 1588.6233 | 2201.465 | 1588.623 | 2143.0393 | 1588.6233 | 1899.7 | 3202706.85 | 571904.3945 | 259422.1878 | 0 | 159338.9188
5944 | 1511.5071 | 824.473 | 824.473 | 802.5919 | 802.5919 | 1889.95 | 1607844.2343 | 288933.097 | 131063.2632 | 1299441.4424 | 88325.2426
5945 | 1311.4301 | 437.523 | 437.523 | 425.9114 | 425.9114 | 1876.55 | 846251.161 | 153328.0961 | 69551.328 | 1623155.8172 | 52578.7596
5946 | 1754.8452 | 72.746 | 72.746 | 70.8154 | 70.8154 | 1851.55 | 138896.0552 | 25493.5299 | 11564.1484 | 3086826.6934 | 10512.5403
5947 | 1257.345 | 1257.345 | 1257.345 | 1223.9757 | 1223.9757 | 1845.85 | 2392376.2177 | 440631.2697 | 199875.2398 | 113388.5921 | 188675.8617
5948 | 847.2718 | 847.272 | 847.272 | 824.7859 | 824.7859 | 1847.45 | 1611438.2498 | 296922.9107 | 134687.5314 | 76407.1024 | 125821.0834
5949 | 1282.3573 | 1282.357 | 1282.357 | 1248.3239 | 1248.3239 | 1852.55 | 2447540.9989 | 449396.62 | 203851.3001 | 115645.2373 | 184065.3656
5950 | 1299.5317 | 1299.532 | 1299.532 | 1265.0431 | 1265.0431 | 1865.25 | 2492252.3006 | 455415.5265 | 206581.543 | 117192.1535 | 170464.5617
5951 | 1363.3224 | 1363.322 | 1363.322 | 1327.1402 | 1327.1402 | 1865.65 | 2615697.7622 | 477770.4638 | 216721.991 | 122947.2877 | 178301.2828
5952 | 1331.4271 | 1299.093 | 1299.093 | 1264.6158 | 1264.6158 | 1849.3 | 2475946.8374 | 455261.6808 | 206511.7569 | 122465.0818 | 190577.598
5953 | 1392.7643 | 0 | 0 | 0 | 0 | 1782.4 | 0 | 0 | 0 | 1657389.5229 | 0
5954 | 954.4075 | 0 | 0 | 0 | 0 | 1635.25 | 0 | 0 | 0 | 1135744.9047 | 0
5955 | 1391.9465 | 0 | 0 | 0 | 0 | 1229.35 | 0 | 0 | 0 | 1656416.3052 | 0
5956 | 1367.4116 | 0 | 0 | 0 | 0 | 285.95 | 0 | 0 | 0 | 1627219.7778 | 0
5957 | 1018.1982 | 0 | 0 | 0 | 0 | 280.8 | 0 | 0 | 0 | 1211655.8747 | 0
5958 | 1299.5317 | 0 | 0 | 0 | 0 | 526.8 | 0 | 0 | 0 | 1546442.7194 | 0
5959 | 1066.4502 | 1066.45 | 1066.45 | 1038.147 | 1038.147 | 1351.95 | 1495673.5845 | 373732.9194 | 169529.4048 | 51879.7282 | 672771.1623
5960 | 879.7304 | 879.731 | 879.731 | 856.3834 | 856.3834 | 1009.6 | 918412.1105 | 308298.0308 | 139847.4123 | 42795.0408 | 848162.138
5961 | 1118.7892 | 1118.789 | 1118.789 | 1089.0969 | 1089.0969 | 1564.6 | 1805563.5908 | 392074.9019 | 177849.5319 | 54425.9788 | 474192.812
5962 | 1147.7987 | 1536.375 | 1147.798 | 1495.6004 | 1147.7987 | 1466.55 | 1782426.8792 | 413207.5302 | 187435.5269 | 0 | 612293.2138
5963 | 1167.7466 | 2011.088 | 1167.746 | 1957.7148 | 1167.7466 | 1246.25 | 1545243.4162 | 420388.7717 | 190693.0178 | 0 | 880188.9907
5964 | 1009.8492 | 2245.492 | 1009.849 | 2185.8979 | 1009.8492 | 1517.9 | 1621670.9254 | 363545.7098 | 164908.3734 | 0 | 486848.2964
5965 | 1123.4907 | 2449.584 | 1123.491 | 2384.5734 | 1123.4907 | 1433.55 | 1702968.9415 | 404456.6686 | 183466.0388 | 0 | 636401.3331
5966 | 1352.7826 | 2493.564 | 1352.782 | 2427.3862 | 1352.7826 | 1759.35 | 2520010.0465 | 487001.7526 | 220909.4061 | 0 | 325547.1438
5967 | 1227.347 | 445.113 | 445.113 | 433.2999 | 433.2999 | 1899.65 | 873081.5625 | 155987.9797 | 70757.8808 | 1455488.1883 | 43481.6493
5968 | 1201.4218 | 124.851 | 124.851 | 121.5375 | 121.5375 | 1889.95 | 243310.2836 | 43753.5081 | 19847.0774 | 1979427.8 | 13375.2044
5969 | 1209.5909 | 31.775 | 31.775 | 30.9317 | 30.9317 | 1876.55 | 61450.5219 | 11135.4152 | 5051.1481 | 2160482.2149 | 3818.5195
5970 | 1315.1216 | 0 | 0 | 0 | 0 | 1851.55 | 0 | 0 | 0 | 2410617.8543 | 0
5971 | 1232.4093 | 1232.409 | 1232.409 | 1199.7015 | 1199.7015 | 1845.85 | 2341310.5139 | 431892.5533 | 195911.261 | 111141.084 | 184933.9919
5972 | 1067.268 | 1067.268 | 1067.268 | 1038.9433 | 1038.9433 | 1847.45 | 2027646.4651 | 374019.5841 | 169659.4391 | 96247.3948 | 158490.7988
5973 | 1498.2644 | 1498.264 | 1498.264 | 1458.5009 | 1458.5009 | 1852.55 | 2857397.6348 | 525060.3205 | 238173.1954 | 135116.2737 | 215055.9563
5974 | 1077.8998 | 1077.9 | 1077.9 | 1049.2931 | 1049.2931 | 1865.25 | 2065794.395 | 377745.5238 | 171349.5668 | 97205.4795 | 141392.2481
5975 | 1290.5356 | 1290.536 | 1290.536 | 1256.2859 | 1256.2859 | 1865.65 | 2477348.2005 | 452262.9161 | 205151.4839 | 116380.4463 | 168782.0077
5976 | 956.861 | 0 | 0 | 0 | 0 | 1848.8 | 0 | 0 | 0 | 1753926.1628 | 0
5977 | 1195.6673 | 0 | 0 | 0 | 0 | 1023.4 | 0 | 0 | 0 | 2191658.1627 | 0
5978 | 1304.4387 | 0 | 0 | 0 | 0 | 1571.35 | 0 | 0 | 0 | 2391036.0931 | 0
5979 | 1028.83 | 0 | 0 | 0 | 0 | 1178.35 | 0 | 0 | 0 | 1885845.3955 | 0
5980 | 1461.462 | 0 | 0 | 0 | 0 | 998.95 | 0 | 0 | 0 | 2678859.8735 | 0
5981 | 1392.7643 | 0 | 0 | 0 | 0 | 991.9 | 0 | 0 | 0 | 2552936.9711 | 0
5982 | 1118.7913 | 832.961 | 832.961 | 810.8547 | 810.8547 | 988.4 | 850953.6898 | 291907.6809 | 132412.5675 | 564447.8278 | 820260.5833
5983 | 1271.7255 | 1271.725 | 1271.725 | 1237.9741 | 1237.9741 | 1081.4 | 1421060.1822 | 445670.6802 | 202161.1725 | 61866.2598 | 1137203.0191
5984 | 186.0829 | 186.083 | 186.083 | 181.1445 | 181.1445 | 1009.6 | 193757.7566 | 65212.0051 | 29580.8901 | 9052.1258 | 179405.4718
5985 | 155.6841 | 155.684 | 155.684 | 151.5522 | 151.5522 | 1448.55 | 232573.3998 | 54558.8033 | 24748.4794 | 7573.793 | 83573.4781
5986 | 185.2027 | 334.536 | 185.202 | 325.6576 | 185.2027 | 1425.55 | 279563.0371 | 66672.9685 | 30243.5993 | 0 | 106389.6854
5987 | 174.4073 | 1044.966 | 174.407 | 1017.2332 | 174.4073 | 1186.65 | 219269.7768 | 62786.6409 | 28480.7179 | 0 | 141854.2065
5988 | 189.5525 | 436.02 | 189.552 | 424.4483 | 189.5525 | 1101.8 | 221891.259 | 68238.9083 | 30953.927 | 0 | 170256.0762
5989 | 199.8194 | 199.82 | 199.82 | 194.5169 | 194.5169 | 361.05 | 74725.2606 | 70026.079 | 31764.6075 | 9719.4254 | 318803.4505
5990 | 201.4499 | 1516.966 | 201.449 | 1476.7065 | 201.4499 | 1408.8 | 301294.3605 | 72521.9652 | 32896.7692 | 0 | 119097.1829
5991 | 132.424 | 1690.712 | 132.424 | 1645.8414 | 132.424 | 1756.9 | 246535.4141 | 47672.6538 | 21624.8455 | 0 | 32192.2837
5992 | 181.7586 | 208.517 | 181.758 | 202.9831 | 181.7586 | 1743.65 | 335376.9145 | 65433.0975 | 29681.18 | 0 | 46593.8182
5993 | 119.9634 | 607.289 | 119.963 | 591.1719 | 119.9634 | 1827.4 | 231973.4006 | 43186.8159 | 19590.0196 | 0 | 20705.679
5994 | 101.4733 | 101.474 | 101.474 | 98.7809 | 98.7809 | 1844 | 192594.2438 | 35561.1367 | 16130.9267 | 4935.0421 | 15409.8259
5995 | 112.5998 | 112.6 | 112.6 | 109.6117 | 109.6117 | 1838.35 | 213332.3686 | 39460.1967 | 17899.5837 | 5477.3418 | 17718.7244
5996 | 110.407 | 110.407 | 110.407 | 107.4769 | 107.4769 | 1847.4 | 209924.873 | 38691.669 | 17550.971 | 5371.0142 | 16400.9686
5997 | 102.2287 | 102.229 | 102.229 | 99.5159 | 99.5159 | 1819.85 | 191949.3556 | 35825.7233 | 16250.9462 | 4972.6327 | 17927.789
5998 | 93.2326 | 93.233 | 93.233 | 90.7586 | 90.7586 | 1857.7 | 178187.2292 | 32673.1129 | 14820.8871 | 4534.7697 | 12914.9555
5999 | 102.2287 | 102.229 | 102.229 | 99.5159 | 99.5159 | 1719.35 | 180764.5743 | 35825.7233 | 16250.9462 | 4972.6327 | 27929.1368
6000 | 95.6861 | 95.686 | 95.686 | 93.1465 | 93.1465 | 1239.8 | 122104.4386 | 33532.7565 | 15210.8309 | 4654.998 | 70810.0041
6001 | 100.5931 | 100.593 | 100.593 | 97.9233 | 97.9233 | 326.05 | 33911.3634 | 35252.394 | 15990.8776 | 3177.0144 | 163918.7359
6002 | 92.4148 | 92.415 | 92.415 | 89.9624 | 89.9624 | 336 | 32014.999 | 32386.4483 | 14690.8528 | 2918.3815 | 149697.3609
6003 | 98.9574 | 98.957 | 98.957 | 96.3307 | 96.3307 | 325.8 | 33298.8073 | 34679.0647 | 15730.8091 | 3125.7512 | 161276.9168
6004 | 93.2326 | 93.233 | 93.233 | 90.7586 | 90.7586 | 316.55 | 30563.8502 | 32673.1129 | 14820.8871 | 2944.0131 | 152787.6443
6005 | 98.9574 | 98.957 | 98.957 | 96.3307 | 96.3307 | 308.3 | 31652.0726 | 34679.0647 | 15730.8091 | 3125.7512 | 162962.7047
6006 | 91.5969 | 91.597 | 91.597 | 89.1661 | 89.1661 | 648.05 | 61736.8195 | 32099.7836 | 14560.8185 | 2892.7499 | 120548.0623
6007 | 94.8683 | 94.868 | 94.868 | 92.3503 | 92.3503 | 1009 | 99372.7697 | 33246.0918 | 15080.7966 | 4615.5167 | 91519.1027
6008 | 88.6732 | 88.673 | 88.673 | 86.3197 | 86.3197 | 548.75 | 50436.7316 | 31075.0801 | 14096.0016 | 4314.037 | 125271.4166
6009 | 877.3751 | 2609.631 | 877.375 | 2540.3728 | 877.3751 | 1109.7 | 1034814.5799 | 315855.0228 | 143275.3478 | 0 | 781127.0188
6010 | 1234.046 | 1424.567 | 1234.046 | 1386.7598 | 1234.046 | 1083.6 | 1419248.5584 | 444256.5647 | 201519.7139 | 0 | 1130879.7663
6011 | 1673.4272 | 2737.981 | 1673.427 | 2665.3165 | 1673.4272 | 950.65 | 1688971.4624 | 602433.7801 | 273270.6564 | 0 | 1756010.7977
6012 | 1423.6773 | 1977.576 | 1423.677 | 1925.0922 | 1423.6773 | 348 | 525662.0965 | 512523.8107 | 232486.4953 | 0 | 2351914.8203
6013 | 1772.2558 | 788.557 | 788.557 | 767.6291 | 767.6291 | 354.75 | 289572.5653 | 276346.4858 | 125353.8365 | 1841480.6456 | 1262941.8214
6014 | 1493.8665 | 614.654 | 614.654 | 598.3414 | 598.3414 | 365.6 | 232513.3379 | 215402.9105 | 97709.1535 | 1641497.4388 | 977929.2135
6015 | 1557.6541 | 173.688 | 173.688 | 169.0784 | 169.0784 | 359.45 | 64528.427 | 60868.2295 | 27610.5052 | 2545259.3128 | 277381.594
6016 | 1584.9707 | 205.441 | 205.441 | 199.9887 | 199.9887 | 346.2 | 73705.1226 | 71995.9348 | 32658.156 | 2538671.9659 | 330741.3251
6017 | 1772.4797 | 183.025 | 183.025 | 178.1676 | 178.1676 | 1326.95 | 251797.879 | 64140.3419 | 29094.7717 | 2922373.9688 | 119915.7141
6018 | 1755.7039 | 25.368 | 25.368 | 24.6947 | 24.6947 | 1590.95 | 41759.3648 | 8890.109 | 4032.6522 | 3172939.8139 | 10101.3863
6019 | 1611.083 | 1611.083 | 1611.083 | 1568.3257 | 1568.3257 | 1830.4 | 3049166.4124 | 564597.2648 | 256107.5926 | 145289.0897 | 265988.0447
6020 | 1745.249 | 1745.249 | 1745.249 | 1698.931 | 1698.931 | 1817.15 | 3279844.669 | 611615.1755 | 277435.4393 | 157388.3772 | 310649.5412
6021 | 1431.2023 | 1431.202 | 1431.202 | 1393.2187 | 1393.2187 | 1671.1 | 2474450.9749 | 501558.7245 | 227512.6103 | 129068.3742 | 458229.6236
6022 | 1315.8883 | 1315.888 | 1315.888 | 1280.965 | 1280.965 | 1712.65 | 2331250.6628 | 461147.4179 | 209181.5926 | 118669.187 | 368085.3071
6023 | 1081.1711 | 1081.171 | 1081.171 | 1052.4773 | 1052.4773 | 1369.85 | 1534421.1457 | 378891.832 | 171869.5449 | 97501.5492 | 663218.5776
6024 | 1571.0512 | 0 | 0 | 0 | 0 | 679.85 | 0 | 0 | 0 | 2879736.8881 | 0
6025 | 1019.8339 | 0 | 0 | 0 | 0 | 1010.05 | 0 | 0 | 0 | 1213602.3101 | 0
6026 | 1302.803 | 0 | 0 | 0 | 0 | 276.3 | 0 | 0 | 0 | 1550335.5902 | 0
6027 | 1215.2952 | 0 | 0 | 0 | 0 | 270.65 | 0 | 0 | 0 | 1446201.3094 | 0
6028 | 1135.9657 | 0 | 0 | 0 | 0 | 266.45 | 0 | 0 | 0 | 1351799.2056 | 0
6029 | 1096.7099 | 0 | 0 | 0 | 0 | 263.3 | 0 | 0 | 0 | 1305084.762 | 0
6030 | 1092.6207 | 0 | 0 | 0 | 0 | 262.05 | 0 | 0 | 0 | 1300218.6746 | 0
6031 | 1315.8883 | 1008.188 | 1008.188 | 981.4312 | 981.4312 | 265.5 | 277533.4946 | 353315.2464 | 160267.7215 | 613059.7816 | 1702292.486
6032 | 1094.9209 | 1094.921 | 1094.921 | 1065.8624 | 1065.8624 | 276.45 | 312556.3014 | 383710.4617 | 174055.3289 | 53264.2075 | 1837067.1284
6033 | 1387.202 | 1387.202 | 1387.202 | 1350.3864 | 1350.3864 | 294.1 | 420819.0914 | 486139.1095 | 220518.1016 | 67483.0385 | 2303624.1856
6034 | 1405.6574 | 1628.877 | 1405.657 | 1585.6475 | 1405.6574 | 306.3 | 456447.3801 | 506036.6615 | 229543.8523 | 0 | 2380761.9265
6035 | 1365.2484 | 1416.522 | 1365.248 | 1378.9283 | 1365.2484 | 320.05 | 464033.5812 | 491489.4305 | 222945.0667 | 0 | 2293549.0798
6036 | 1221.3717 | 2317.606 | 1221.371 | 2256.098 | 1221.3717 | 320.45 | 415951.111 | 439693.8098 | 199449.9976 | 0 | 2051354.8287
6037 | 1267.0966 | 2286.902 | 1267.096 | 2226.2089 | 1267.0966 | 314.5 | 423859.2406 | 456154.7627 | 206916.8687 | 0 | 2135691.2569
6038 | 1528.0967 | 1977.386 | 1528.096 | 1924.9073 | 1528.0967 | 325.1 | 527110.2262 | 550114.83 | 249538.1993 | 0 | 2559409.2466
6039 | 1700.6118 | 3137.306 | 1700.612 | 3054.0436 | 1700.6118 | 332.25 | 600418.947 | 612220.2595 | 277709.9122 | 0 | 2836195.3828
6040 | 1411.0387 | 1664.825 | 1411.038 | 1620.6415 | 1411.0387 | 327.55 | 491749.0085 | 507973.9367 | 230422.6218 | 0 | 2359891.6956
6041 | 1480.8333 | 305.121 | 305.121 | 297.0233 | 297.0233 | 322.7 | 102179.2863 | 106928.3718 | 48503.8975 | 2169923.884 | 498197.1056
6042 | 1727.6442 | 472.546 | 472.546 | 460.0049 | 460.0049 | 1364.65 | 669520.1627 | 165601.7592 | 75118.798 | 2323582.819 | 292264.1048
6043 | 1863.8394 | 1796.003 | 1796.003 | 1748.3381 | 1748.3381 | 1829.45 | 3397100.5019 | 629401.7014 | 285503.6051 | 392473.6672 | 298179.056
6044 | 874.2602 | 874.26 | 874.26 | 851.0576 | 851.0576 | 1826.9 | 1649801.4284 | 306380.7418 | 138977.7087 | 78842.2221 | 147318.0734
6045 | 1106.5238 | 1106.524 | 1106.524 | 1077.1575 | 1077.1575 | 1791.8 | 2054244.6991 | 387776.6843 | 175899.8126 | 99786.9821 | 224264.1824
6046 | 1191.5782 | 1191.578 | 1191.578 | 1159.9542 | 1159.9542 | 1823.05 | 2245643.8605 | 417583.501 | 189420.5159 | 107458.2892 | 205253.8903
6047 | 1427.931 | 1427.931 | 1427.931 | 1390.0345 | 1390.0345 | 1788.4 | 2635430.2439 | 500412.4163 | 226992.6322 | 128772.308 | 294131.298
6048 | 771.2136 | 771.214 | 771.214 | 750.7464 | 750.7464 | 1306.35 | 1043365.0362 | 270268.7043 | 122596.8873 | 37516.3527 | 520755.241
6049 | 615.8259 | 0 | 0 | 0 | 0 | 1421.95 | 0 | 0 | 0 | 732832.8305 | 0
6050 | 593.7445 | 0 | 0 | 0 | 0 | 900.8 | 0 | 0 | 0 | 706555.9561 | 0
6051 | 716.419 | 0 | 0 | 0 | 0 | 642.4 | 0 | 0 | 0 | 852538.5917 | 0
6052 | 741.7717 | 0 | 0 | 0 | 0 | 285.95 | 0 | 0 | 0 | 882708.3363 | 0
6053 | 516.8685 | 0 | 0 | 0 | 0 | 280.8 | 0 | 0 | 0 | 615073.5045 | 0
6054 | 739.3182 | 0 | 0 | 0 | 0 | 632.85 | 0 | 0 | 0 | 879788.6837 | 0
6055 | 691.8841 | 691.884 | 691.884 | 673.5218 | 673.5218 | 1081.4 | 775814.2562 | 242467.8393 | 109986.106 | 33658.118 | 618697.1033
6056 | 788.801 | 788.801 | 788.801 | 767.8667 | 767.8667 | 996.55 | 812289.45 | 276431.9945 | 125392.6242 | 38372.6958 | 770515.7914
6057 | 672.9677 | 672.968 | 672.968 | 655.1078 | 655.1078 | 1225.05 | 850717.202 | 235838.8066 | 106979.1031 | 32737.1717 | 507675.7866
6058 | 848.4842 | 848.485 | 848.485 | 825.9667 | 825.9667 | 1320.1 | 1158906.8781 | 297348.0014 | 134880.3573 | 41274.6313 | 561574.7394
6059 | 583.859 | 867.525 | 583.859 | 844.5014 | 583.859 | 595.75 | 371837.7417 | 210189.2336 | 95344.1718 | 0 | 819883.9756
6060 | 720.5879 | 720.588 | 720.588 | 701.464 | 701.464 | 349.85 | 262940.1465 | 252527.0354 | 114549.0691 | 35054.0815 | 1157520.7987
6061 | 820.5103 | 1385.632 | 820.51 | 1348.8581 | 820.5103 | 361.05 | 316060.7615 | 295383.7183 | 133989.3367 | 0 | 1344775.4031
6062 | 864.1732 | 964.365 | 864.172 | 938.7713 | 864.1732 | 1284.35 | 1182329.6312 | 311102.3679 | 141119.4908 | 0 | 618445.5822
6063 | 828.4586 | 2167.973 | 828.459 | 2110.4362 | 828.4586 | 1674.75 | 1478580.6371 | 298245.1006 | 135287.2915 | 0 | 269456.1638
6064 | 969.7735 | 1703.176 | 969.773 | 1657.9746 | 969.7735 | 1889.85 | 1946060.7131 | 349118.4543 | 158364.01 | 0 | 106820.5493
6065 | 882.8525 | 1166.626 | 882.852 | 1135.6644 | 882.8525 | 1876.55 | 1757722.67 | 317826.8924 | 144169.8098 | 0 | 108988.1385
6066 | 889.7008 | 889.701 | 889.701 | 866.0888 | 866.0888 | 1851.55 | 1698483.6086 | 311791.9754 | 141432.3044 | 43280.7253 | 128570.8854
6067 | 815.3764 | 815.376 | 815.376 | 793.7364 | 793.7364 | 1845.85 | 1551830.0838 | 285745.0916 | 129617.1485 | 73532.8421 | 122354.4607
6068 | 857.0857 | 857.086 | 857.086 | 834.3394 | 834.3394 | 1847.45 | 1640390.4605 | 300362.1857 | 136247.6248 | 77291.9991 | 127278.4762
6069 | 776.1206 | 776.121 | 776.121 | 755.5232 | 755.5232 | 1852.55 | 1493335.4903 | 271988.3418 | 123376.9339 | 69989.948 | 111401.8917
6070 | 704.9694 | 704.969 | 704.969 | 686.2595 | 686.2595 | 1865.25 | 1361552.4132 | 247053.4225 | 112066.1775 | 63576.101 | 92473.4686
6071 | 563.4848 | 563.485 | 563.485 | 548.5304 | 548.5304 | 1865.65 | 1089172.7898 | 197470.9495 | 89575.0168 | 50814.9823 | 73695.0613
6072 | 704.9694 | 704.969 | 704.969 | 686.2595 | 686.2595 | 1849.25 | 1352359.4208 | 247053.4225 | 112066.1775 | 34295.1716 | 103453.6207
6073 | 1049.2758 | 0 | 0 | 0 | 0 | 1556 | 0 | 0 | 0 | 1248638.1425 | 0
6074 | 1127.7874 | 0 | 0 | 0 | 0 | 1434.8 | 0 | 0 | 0 | 1342067.0298 | 0
6075 | 815.3764 | 0 | 0 | 0 | 0 | 1093.35 | 0 | 0 | 0 | 970297.9177 | 0
6076 | 836.64 | 751.423 | 751.423 | 731.4806 | 731.4806 | 997.05 | 779709.2503 | 263333.0316 | 119450.789 | 125139.6091 | 733638.5111
6077 | 796.5663 | 796.566 | 796.566 | 775.4256 | 775.4256 | 985.85 | 817201.0526 | 279153.2061 | 126626.996 | 25157.4821 | 786397.8445
6078 | 758.1283 | 758.128 | 758.128 | 738.0077 | 738.0077 | 882.35 | 693981.2092 | 265682.7706 | 120516.6568 | 23943.5294 | 824834.3016
6079 | 855.4501 | 855.45 | 855.45 | 832.7468 | 832.7468 | 1081.4 | 960079.9766 | 299788.8564 | 135987.5563 | 41615.044 | 764961.2319
6080 | 639.7638 | 639.764 | 639.764 | 622.785 | 622.785 | 447.05 | 297559.1639 | 224202.6044 | 101700.7925 | 31122.0977 | 967153.9847
6081 | 302.7034 | 302.704 | 302.704 | 294.6704 | 294.6704 | 1313.5 | 412670.482 | 106081.3443 | 48119.6765 | 14724.4464 | 202291.2302
6082 | 287.4345 | 287.434 | 287.434 | 279.8057 | 279.8057 | 784 | 232645.6357 | 100730.037 | 45692.264 | 13983.6549 | 340243.6805
6083 | 226.1197 | 955.468 | 226.119 | 930.1104 | 226.1197 | 346.25 | 82834.1107 | 81403.1071 | 36925.3539 | 0 | 373945.5233
6084 | 306.2691 | 765.219 | 306.269 | 744.9105 | 306.2691 | 349.85 | 113941.7533 | 110256.8817 | 50013.7466 | 0 | 505389.9816
6085 | 908.0488 | 1302.873 | 908.048 | 1268.2955 | 908.0488 | 361.05 | 348210.2358 | 326897.5664 | 148284.3683 | 0 | 1488246.5734
6086 | 1146.5832 | 2237.097 | 1146.583 | 2177.7257 | 1146.5832 | 385.3 | 471180.7798 | 412769.9502 | 187237.0357 | 0 | 1851387.885
6087 | 858.2665 | 174.066 | 174.066 | 169.4464 | 169.4464 | 995.7 | 180032.7649 | 61000.698 | 27670.5944 | 1262607.215 | 170175.0027
6088 | 1394.3683 | 88.692 | 88.692 | 86.3382 | 86.3382 | 1889.85 | 173793.0649 | 31081.7386 | 14099.022 | 2397619.1922 | 9510.1486
6089 | 1415.3466 | 36.339 | 36.339 | 35.3746 | 35.3746 | 1876.55 | 70597.0298 | 12734.8498 | 5776.6694 | 2529488.7663 | 4366.9922
6090 | 1274.8271 | 0 | 0 | 0 | 0 | 1851.55 | 0 | 0 | 0 | 2336758.0761 | 0
6091 | 1217.7058 | 1217.706 | 1217.706 | 1185.3887 | 1185.3887 | 1845.85 | 2320129.558 | 426739.9488 | 193573.9823 | 109813.2523 | 182727.6753
6092 | 1113.8843 | 1113.884 | 1113.884 | 1084.3221 | 1084.3221 | 1847.45 | 2129280.7504 | 390355.9653 | 177069.8032 | 100452.3084 | 165413.3403
6093 | 1204.6634 | 1204.663 | 1204.663 | 1172.6919 | 1172.6919 | 1852.55 | 2312655.6552 | 422169.0843 | 191500.5874 | 108639.2565 | 172913.4208
6094 | 1071.3572 | 1071.357 | 1071.357 | 1042.9238 | 1042.9238 | 1865.25 | 2068164.0121 | 375452.5569 | 170309.4515 | 96616.6515 | 140533.9779
6095 | 1266.8185 | 1266.819 | 1266.819 | 1233.1983 | 1233.1983 | 1865.6 | 2460954.8755 | 443951.3932 | 201381.2847 | 114241.3942 | 165741.8534
6096 | 1126.9696 | 0 | 0 | 0 | 0 | 1658.45 | 0 | 0 | 0 | 2065735.2585 | 0
6097 | 1026.3765 | 0 | 0 | 0 | 0 | 1190.5 | 0 | 0 | 0 | 1221388.0505 | 0
6098 | 914.3338 | 0 | 0 | 0 | 0 | 1486.8 | 0 | 0 | 0 | 1088057.2438 | 0
6099 | 758.1283 | 0 | 0 | 0 | 0 | 1094.3 | 0 | 0 | 0 | 902172.6878 | 0
6100 | 830.0973 | 0 | 0 | 0 | 0 | 998 | 0 | 0 | 0 | 987815.834 | 0
6101 | 926.6013 | 0 | 0 | 0 | 0 | 993.8 | 0 | 0 | 0 | 1102655.5073 | 0
6102 | 1324.0666 | 0 | 0 | 0 | 0 | 1302.25 | 0 | 0 | 0 | 1575639.2469 | 0
6103 | 1107.3417 | 100.105 | 100.105 | 97.4483 | 97.4483 | 1382.95 | 143733.9009 | 35081.3764 | 15913.3021 | 1851134.6116 | 60130.4537
6104 | 949.5925 | 949.593 | 949.593 | 924.3913 | 924.3913 | 297.55 | 294057.0049 | 332780.875 | 150953.1025 | 46193.7812 | 1573730.0018
6105 | 1070.4841 | 1070.485 | 1070.485 | 1042.0749 | 1042.0749 | 1395.05 | 1549829.7193 | 375146.9682 | 170170.8331 | 52074.0862 | 630403.2178
6106 | 1490.9918 | 1490.992 | 1490.992 | 1451.4219 | 1451.4219 | 1442.05 | 2226647.9016 | 522511.8787 | 237017.1938 | 72531.6686 | 809820.8408
6107 | 1371.7788 | 1371.779 | 1371.779 | 1335.3727 | 1335.3727 | 952.25 | 1352304.4647 | 480734.1839 | 218066.3673 | 66732.3022 | 1399136.7812
6108 | 1488.1212 | 1664.776 | 1488.121 | 1620.5938 | 1488.1212 | 349.85 | 555466.5593 | 535723.641 | 243010.196 | 0 | 2455623.2394
6109 | 1658.559 | 1658.559 | 1658.559 | 1614.5417 | 1614.5417 | 361.05 | 623586.547 | 581235.0294 | 263654.6675 | 80683.6572 | 2646153.1984
6110 | 1466.1104 | 746.183 | 746.183 | 726.3797 | 726.3797 | 385.3 | 299049.8532 | 261496.6956 | 118617.8066 | 1355926.2742 | 1172885.3177
6111 | 1663.649 | 1663.649 | 1663.649 | 1619.4967 | 1619.4967 | 390.7 | 677197.6261 | 583018.7985 | 264463.805 | 80931.2127 | 2606255.9789
6112 | 1239.8362 | 1100.654 | 1100.654 | 1071.4432 | 1071.4432 | 737.45 | 846068.0548 | 385719.5674 | 174966.6816 | 308664.3802 | 1352750.6663
6113 | 1491.3363 | 829.488 | 829.488 | 807.4738 | 807.4738 | 1876.5 | 1621542.7809 | 290690.5826 | 131860.4782 | 1253519.9228 | 99723.0193
6114 | 1536.6216 | 123.679 | 123.679 | 120.3966 | 120.3966 | 1851.55 | 237563.3778 | 43342.7856 | 19660.7692 | 2595940.3851 | 17872.8792
6115 | 1553.0947 | 1553.095 | 1553.095 | 1511.8767 | 1511.8767 | 1845.85 | 2965229.6161 | 544275.6139 | 246889.466 | 140058.8918 | 233055.7941
6116 | 1250.4619 | 1250.462 | 1250.462 | 1217.2754 | 1217.2754 | 1847.45 | 2398844.8717 | 438219.1513 | 198781.0761 | 112767.6719 | 185695.3654
6117 | 1401.7604 | 1401.76 | 1401.76 | 1364.5581 | 1364.5581 | 1852 | 2700640.1055 | 491240.8994 | 222832.3302 | 126413.6846 | 201954.592
6118 | 1464.7333 | 1464.733 | 1464.733 | 1425.8598 | 1425.8598 | 1865.15 | 2844016.374 | 513309.5225 | 232842.9028 | 132092.324 | 192277.192
6119 | 1255.3689 | 1255.369 | 1255.369 | 1222.0522 | 1222.0522 | 1844.3 | 2411619.7769 | 439938.7888 | 199561.1228 | 113210.119 | 190273.5262
6120 | 1278.2681 | 0 | 0 | 0 | 0 | 1239.8 | 0 | 0 | 0 | 2343065.464 | 0
6121 | 1221.8379 | 0 | 0 | 0 | 0 | 941 | 0 | 0 | 0 | 1453987.0498 | 0
6122 | 1106.5238 | 0 | 0 | 0 | 0 | 1449.8 | 0 | 0 | 0 | 1316763.3732 | 0
6123 | 1113.0665 | 0 | 0 | 0 | 0 | 1452.85 | 0 | 0 | 0 | 1324549.1136 | 0
6124 | 1459.8264 | 0 | 0 | 0 | 0 | 1175.85 | 0 | 0 | 0 | 1737193.3636 | 0
6125 | 963.4036 | 0 | 0 | 0 | 0 | 1121.2 | 0 | 0 | 0 | 1146450.2979 | 0
6126 | 978.9424 | 0 | 0 | 0 | 0 | 1117.7 | 0 | 0 | 0 | 1164941.4318 | 0
6127 | 1391.9465 | 423.661 | 423.661 | 412.4173 | 412.4173 | 1366.95 | 600075.3121 | 148470.2165 | 67347.7399 | 1795477.0364 | 261080.7515
6128 | 1243.5472 | 1243.547 | 1243.547 | 1210.5439 | 1210.5439 | 1048.55 | 1354025.8929 | 435795.8186 | 197681.8255 | 60494.8866 | 1151772.0322
6129 | 1089.836 | 1089.836 | 1089.836 | 1060.9123 | 1060.9123 | 325.1 | 368600.5627 | 381928.4448 | 173246.9862 | 53017.1005 | 1776922.0895
6130 | 1125.3411 | 1125.341 | 1125.341 | 1095.4751 | 1095.4751 | 339.05 | 397174.979 | 394371.0228 | 178891.0778 | 54744.4195 | 1819529.3065
6131 | 1443.0721 | 1443.072 | 1443.072 | 1404.7737 | 1404.7737 | 346.25 | 518913.7568 | 505718.5161 | 229399.538 | 70201.0262 | 2323144.4333
6132 | 1395.4795 | 2173.191 | 1395.479 | 2115.5157 | 1395.4795 | 349.85 | 520217.1579 | 502372.62 | 227881.8024 | 0 | 2302750.4969
6133 | 1267.3981 | 2129.408 | 1267.397 | 2072.8947 | 1267.3981 | 361.05 | 485889.4955 | 456263.3297 | 206966.1159 | 0 | 2077202.1783
6134 | 1171.6916 | 3253.376 | 1171.692 | 3167.0332 | 1171.6916 | 385.3 | 483002.4463 | 421808.9742 | 191337.2375 | 0 | 1891930.4184
6135 | 1207.4389 | 2963.837 | 1207.439 | 2885.1784 | 1207.4389 | 390.7 | 503451.9253 | 434678.0184 | 197174.7789 | 0 | 1943131.4861
6136 | 1296.1408 | 2133.408 | 1296.141 | 2076.7885 | 1296.1408 | 736.5 | 1014832.2858 | 466610.6772 | 211659.7877 | 0 | 1637673.8629
6137 | 1213.9294 | 1063.993 | 1063.993 | 1035.7552 | 1035.7552 | 1860.2 | 2040963.832 | 372871.8741 | 169138.8251 | 326593.3749 | 144798.5778
6138 | 1030.8817 | 133.98 | 133.98 | 130.4242 | 130.4242 | 1851.55 | 255479.3899 | 46952.7278 | 21298.279 | 1650538.5795 | 19361.479
6139 | 1441.0183 | 1441.018 | 1441.018 | 1402.7742 | 1402.7742 | 1845.85 | 2739657.4788 | 504998.7004 | 229073.0216 | 129953.6052 | 216237.638
6140 | 967.4928 | 967.493 | 967.493 | 941.8163 | 941.8163 | 1847.45 | 1843674.0271 | 339053.8548 | 153798.5958 | 87248.7401 | 143674.071
6141 | 1176.0394 | 1176.039 | 1176.039 | 1144.8276 | 1144.8276 | 1852.45 | 2250557.8187 | 412137.9238 | 186950.3415 | 106057.7539 | 168919.3074
6142 | 1427.1132 | 1427.113 | 1427.113 | 1389.2382 | 1389.2382 | 1865.15 | 2746468.2566 | 500125.7516 | 226862.5979 | 128699.1175 | 187338.7711
6143 | 1197.303 | 1197.303 | 1197.303 | 1165.5272 | 1165.5272 | 1638.3 | 2030013.1873 | 419589.8032 | 190330.5968 | 107973.9302 | 421571.1995
6144 | 1134.3301 | 0 | 0 | 0 | 0 | 1091.3 | 0 | 0 | 0 | 2079226.9981 | 0
6145 | 1411.5744 | 0 | 0 | 0 | 0 | 318 | 0 | 0 | 0 | 2587415.8605 | 0
6146 | 1233.2875 | 0 | 0 | 0 | 0 | 301.8 | 0 | 0 | 0 | 2260615.9435 | 0
6147 | 1411.5744 | 0 | 0 | 0 | 0 | 292.85 | 0 | 0 | 0 | 2587415.8605 | 0
6148 | 1032.9192 | 0 | 0 | 0 | 0 | 285.95 | 0 | 0 | 0 | 1893340.8056 | 0
6149 | 981.3959 | 253.155 | 253.155 | 246.4364 | 246.4364 | 280.8 | 74053.4439 | 88717.1056 | 40243.0648 | 1347180.6993 | 423673.4663
6150 | 1022.2874 | 1022.287 | 1022.287 | 995.1561 | 995.1561 | 277.3 | 295054.4117 | 358256.1817 | 162508.9847 | 49731.6796 | 1714355.3451
6151 | 1038.644 | 1038.644 | 1038.644 | 1011.079 | 1011.079 | 279.95 | 302129.9042 | 363988.4236 | 165109.1933 | 50526.6588 | 1739106.3556
6152 | 236.2455 | 236.245 | 236.245 | 229.9752 | 229.9752 | 297.55 | 72921.8274 | 82791.0671 | 37554.948 | 11493.4817 | 391521.2562
6153 | 185.3969 | 185.397 | 185.397 | 180.4767 | 180.4767 | 325.05 | 62386.7573 | 64971.5993 | 29471.8393 | 9018.837 | 302289.3895
6154 | 160.3938 | 576.209 | 160.393 | 560.9167 | 160.3938 | 339.05 | 57790.3932 | 57741.7754 | 26192.3109 | 0 | 266406.1162
6155 | 207.2309 | 1089.402 | 207.23 | 1060.4899 | 207.2309 | 346.25 | 76208.3147 | 74603.1378 | 33840.8122 | 0 | 342708.1644
6156 | 198.151 | 1566.764 | 198.151 | 1525.1829 | 198.151 | 349.85 | 73656.338 | 71334.3535 | 32358.0554 | 0 | 326978.8429
6157 | 199.0353 | 2147.388 | 199.036 | 2090.3975 | 199.0353 | 361.05 | 76275.3421 | 71652.6938 | 32502.4581 | 0 | 326208.8404
6158 | 150.5308 | 3105.238 | 150.531 | 3022.8267 | 150.5308 | 385.3 | 61658.857 | 54191.0851 | 24581.6783 | 0 | 243062.0698
6159 | 152.6909 | 1839.714 | 152.691 | 1790.889 | 152.6909 | 390.7 | 63438.0862 | 54968.7187 | 24934.4216 | 0 | 245725.4416
6160 | 170.769 | 1603.259 | 170.769 | 1560.7094 | 170.769 | 1093.95 | 198294.7074 | 61476.8454 | 27886.5801 | 0 | 154725.266
6161 | 138.479 | 496.734 | 138.479 | 483.551 | 138.479 | 1860.2 | 273530.5494 | 49852.4567 | 22613.6283 | 0 | 19359.3707
6162 | 137.6387 | 137.638 | 137.638 | 133.9852 | 133.9852 | 1481.7 | 210838.9218 | 48234.6585 | 21879.777 | 6696.9821 | 69444.5097
6163 | 108.4667 | 108.467 | 108.467 | 105.5883 | 105.5883 | 1470.45 | 164733.0463 | 38011.8042 | 17242.5767 | 5276.0869 | 55914.3081
6164 | 0 | 0 | 0 | 0 | 0 | 1439.3 | 0 | 0 | 0 | 0 | 0
6165 | 0 | 0 | 0 | 0 | 0 | 1404.5 | 0 | 0 | 0 | 0 | 0
6166 | 87.5078 | 87.508 | 87.508 | 85.1856 | 85.1856 | 1799.8 | 162462.412 | 30666.8107 | 13910.8061 | 4256.6164 | 17054.1542
6167 | 89.1435 | 89.143 | 89.143 | 86.7772 | 86.7772 | 1107.65 | 101893.3927 | 31239.7896 | 14170.7157 | 4337.3633 | 77435.6285
6168 | 92.4148 | 92.415 | 92.415 | 89.9624 | 89.9624 | 340.3 | 32557.5334 | 32386.4483 | 14690.8528 | 4495.2885 | 149310.5227
6169 | 86.69 | 86.69 | 86.69 | 84.3893 | 84.3893 | 326.05 | 29445.7015 | 30380.1461 | 13780.7718 | 2737.8018 | 141263.4598
6170 | 89.1435 | 89.143 | 89.143 | 86.7772 | 86.7772 | 336 | 31254.9637 | 31239.7896 | 14170.7157 | 2815.8551 | 144397.2498
6171 | 82.6008 | 82.601 | 82.601 | 80.4088 | 80.4088 | 325.8 | 28072.57 | 28947.1732 | 13130.7594 | 2608.4854 | 134620.4372
6172 | 88.3256 | 88.326 | 88.326 | 85.9819 | 85.9819 | 316.55 | 29209.8822 | 30953.4754 | 14040.8404 | 2789.065 | 144746.1893
6173 | 83.4186 | 83.419 | 83.419 | 81.2051 | 81.2051 | 308.3 | 26792.3805 | 29233.8379 | 13260.7937 | 2634.117 | 137374.6765
6174 | 88.3256 | 88.326 | 88.326 | 85.9819 | 85.9819 | 298.55 | 27449.3651 | 30953.4754 | 14040.8404 | 2789.065 | 146293.8631
6175 | 70.3334 | 70.333 | 70.333 | 68.4664 | 68.4664 | 292.6 | 21385.3007 | 24647.9042 | 11180.5632 | 3422.1562 | 116899.5323
6176 | 96.5407 | 551.209 | 96.54 | 536.5802 | 96.5407 | 299.25 | 30880.9663 | 34754.6626 | 15765.1011 | 0 | 164191.6457
6177 | 784.7098 | 1909.873 | 784.709 | 1859.186 | 784.7098 | 314 | 262777.2432 | 282495.537 | 128143.1144 | 0 | 1323020.7651
6178 | 1340.7248 | 2443.769 | 1340.725 | 2378.9127 | 1340.7248 | 327.25 | 467001.656 | 482660.9158 | 218940.3543 | 0 | 2242697.3523
6179 | 1486.7248 | 2964.524 | 1486.724 | 2885.8471 | 1486.7248 | 342.65 | 542789.9105 | 535220.9212 | 242782.1567 | 0 | 2464023.3158
6180 | 1306.7255 | 3017.052 | 1306.725 | 2936.9811 | 1306.7255 | 347.95 | 485640.2748 | 470421.1919 | 213388.2795 | 0 | 2158775.9168
6181 | 1510.7833 | 3215.906 | 1510.783 | 3130.5576 | 1510.7833 | 354.75 | 572049.1372 | 543881.9851 | 246710.9116 | 0 | 2485616.2112
6182 | 1642.3118 | 2939.438 | 1642.312 | 2861.4269 | 1642.3118 | 365.6 | 639092.9817 | 591232.2502 | 268189.5179 | 0 | 2684194.4157
6183 | 1547.9905 | 2420.001 | 1547.99 | 2355.7755 | 1547.9905 | 359.45 | 592537.0508 | 557276.5663 | 252786.8424 | 0 | 2539555.7524
6184 | 1693.5468 | 1838.255 | 1693.547 | 1789.4687 | 1693.5468 | 346.2 | 624034.4326 | 609676.8494 | 276556.1931 | 0 | 2800787.7045
6185 | 1585.4113 | 975.926 | 975.926 | 950.0255 | 950.0255 | 1517.35 | 1529306.0849 | 342009.1642 | 155139.157 | 1164662.2356 | 458529.7863
6186 | 1638.605 | 134.847 | 134.847 | 131.2682 | 131.2682 | 1794.15 | 249584.385 | 47256.5643 | 21436.1026 | 2762948.2772 | 27021.566
6187 | 1627.7258 | 1627.726 | 1627.726 | 1584.527 | 1584.527 | 1813.6 | 3044073.6346 | 570429.7342 | 258753.2655 | 146789.4227 | 295355.8401
6188 | 1555.5125 | 1555.512 | 1555.512 | 1514.2296 | 1514.2296 | 1062.7 | 1705118.3831 | 545122.6414 | 247273.6871 | 140279.272 | 1419287.3661
6189 | 1476.183 | 1476.183 | 1476.183 | 1437.0059 | 1437.0059 | 687.65 | 1051943.1773 | 517322.1269 | 234663.0648 | 133123.5991 | 1885854.7033
6190 | 1661.8303 | 1661.83 | 1661.83 | 1617.7259 | 1617.7259 | 1488.45 | 2561055.5658 | 582381.3376 | 264174.6456 | 149866.7554 | 827547.7035
6191 | 1613.5784 | 1613.578 | 1613.578 | 1570.7545 | 1570.7545 | 1318.25 | 2200975.3392 | 565471.627 | 256504.213 | 145515.4609 | 1070861.8937
6192 | 1260.2759 | 0 | 0 | 0 | 0 | 521.45 | 0 | 0 | 0 | 2310085.655 | 0
6193 | 1171.9502 | 0 | 0 | 0 | 0 | 289.15 | 0 | 0 | 0 | 1394620.7785 | 0
6194 | 1521.1636 | 0 | 0 | 0 | 0 | 276.3 | 0 | 0 | 0 | 1810184.6804 | 0
6195 | 1377.2255 | 0 | 0 | 0 | 0 | 270.65 | 0 | 0 | 0 | 1638898.389 | 0
6196 | 1270.9077 | 0 | 0 | 0 | 0 | 266.45 | 0 | 0 | 0 | 1512380.1047 | 0
6197 | 1565.3264 | 0 | 0 | 0 | 0 | 263.3 | 0 | 0 | 0 | 1862738.4303 | 0
6198 | 1360.8689 | 0 | 0 | 0 | 0 | 262.05 | 0 | 0 | 0 | 1619434.0374 | 0
6199 | 1170.3146 | 464.871 | 464.871 | 452.5336 | 452.5336 | 265.5 | 127982.5314 | 162912.0878 | 73898.7331 | 1315692.5673 | 784919.4895
6200 | 1033.4007 | 1033.4 | 1033.4 | 1005.9741 | 1005.9741 | 276.45 | 294978.6243 | 362150.6859 | 164275.575 | 50272.816 | 1733846.7072
6201 | 1230.7481 | 1230.748 | 1230.748 | 1198.0846 | 1198.0846 | 294.1 | 372356.0654 | 431310.4629 | 195647.2183 | 59872.1863 | 2043812.5516
6202 | 1537.052 | 1537.052 | 1537.052 | 1496.2595 | 1496.2595 | 306.3 | 487059.7751 | 538653.412 | 244339.1727 | 74772.6711 | 2534214.6776
6203 | 1548.9034 | 1548.903 | 1548.903 | 1507.796 | 1507.796 | 320.05 | 513686.9794 | 542806.5452 | 246223.0801 | 75349.8756 | 2533021.8209
6204 | 1590.8468 | 1590.847 | 1590.847 | 1548.6268 | 1548.6268 | 320.45 | 528912.4115 | 557505.6436 | 252890.7545 | 77389.2694 | 2600996.1216
6205 | 1238.0554 | 1438.605 | 1238.055 | 1400.4252 | 1238.0554 | 314.5 | 414330.6678 | 445699.9526 | 202174.4507 | 0 | 2086742.4172
6206 | 1441.5264 | 1441.526 | 1441.526 | 1403.2687 | 1403.2687 | 325.1 | 484372.4128 | 505176.7269 | 229153.7764 | 70126.3718 | 2350334.7219
6207 | 1346.8708 | 1613.938 | 1346.871 | 1571.105 | 1346.8708 | 332.25 | 476011.7255 | 484873.4729 | 219943.9948 | 0 | 2246243.7067
6208 | 1554.022 | 1684.102 | 1554.022 | 1639.4069 | 1554.022 | 327.55 | 542281.6921 | 559447.9049 | 253771.7857 | 0 | 2599024.0237
6209 | 1638.7226 | 591.32 | 591.32 | 575.6267 | 575.6267 | 322.7 | 198122.925 | 207225.6082 | 93999.8384 | 1948654.7213 | 965498.6464
6210 | 1543.6519 | 74.357 | 74.357 | 72.3836 | 72.3836 | 688.75 | 53200.1945 | 26058.0981 | 11820.2428 | 2696834.7375 | 94913.003
6211 | 1296.4209 | 1296.421 | 1296.421 | 1262.0147 | 1262.0147 | 1356.4 | 1822911.0211 | 454325.2896 | 206086.9994 | 116912.2118 | 812232.6567
6212 | 1246.3728 | 1246.373 | 1246.373 | 1213.2949 | 1213.2949 | 1419.45 | 1835500.8148 | 436786.1784 | 198131.0637 | 112398.4118 | 704378.3774
6213 | 1571.8691 | 1571.869 | 1571.869 | 1530.1525 | 1530.1525 | 1576.6 | 2572118.9162 | 550854.8833 | 249873.8957 | 141752.9978 | 647866.5489
6214 | 1827.8498 | 1796.003 | 1796.003 | 1748.3381 | 1748.3381 | 1661.05 | 3089684.3671 | 629401.7014 | 285503.6051 | 270180.9181 | 592599.1853
6215 | 1962.7917 | 1796.003 | 1796.003 | 1748.3381 | 1748.3381 | 1654.05 | 3072947.6666 | 629401.7014 | 285503.6051 | 728713.603 | 604837.5517
6216 | 1447.5589 | 0 | 0 | 0 | 0 | 722.3 | 0 | 0 | 0 | 2653375.4765 | 0
6217 | 1347.7837 | 0 | 0 | 0 | 0 | 713.45 | 0 | 0 | 0 | 1603862.5566 | 0
6218 | 1417.2992 | 0 | 0 | 0 | 0 | 301.8 | 0 | 0 | 0 | 1686586.0492 | 0
6219 | 1479.4543 | 0 | 0 | 0 | 0 | 292.85 | 0 | 0 | 0 | 1760550.5849 | 0
6220 | 1595.5861 | 0 | 0 | 0 | 0 | 285.95 | 0 | 0 | 0 | 1898747.4804 | 0
6221 | 1610.3071 | 0 | 0 | 0 | 0 | 280.8 | 0 | 0 | 0 | 1916265.3966 | 0
6222 | 1157.2293 | 0 | 0 | 0 | 0 | 277.3 | 0 | 0 | 0 | 1377102.8622 | 0
6223 | 1109.7952 | 441.215 | 441.215 | 429.5054 | 429.5054 | 279.95 | 128921.3762 | 154621.942 | 70138.2309 | 1246971.144 | 738770.7537
6224 | 994.4167 | 994.417 | 994.417 | 968.0257 | 968.0257 | 297.55 | 308498.5721 | 348489.2574 | 158078.5992 | 48374.7554 | 1648015.3784
6225 | 1024.9954 | 1024.995 | 1024.995 | 997.7922 | 997.7922 | 325.05 | 345547.3143 | 359205.1889 | 162939.4649 | 49863.4867 | 1671252.0311
6226 | 1252.2468 | 1252.246 | 1252.246 | 1219.0121 | 1219.0121 | 339.05 | 439013.6894 | 438844.3466 | 199064.6717 | 60919.2842 | 2024718.104
6227 | 1666.1761 | 1666.176 | 1666.176 | 1621.9566 | 1621.9566 | 346.25 | 597205.965 | 583904.375 | 264865.5123 | 81054.3155 | 2682310.7228
6228 | 1295.9036 | 1625.028 | 1295.903 | 1581.9006 | 1295.9036 | 349.85 | 482748.4674 | 466525.2956 | 211621.0577 | 0 | 2138435.3239
6229 | 1418.6527 | 1418.653 | 1418.653 | 1381.0027 | 1381.0027 | 361.05 | 529543.7717 | 497160.9802 | 225517.7446 | 69012.4266 | 2263394.4125
6230 | 1542.1992 | 1542.199 | 1542.199 | 1501.2699 | 1501.2699 | 385.3 | 616179.2466 | 540457.1565 | 245157.3713 | 75023.454 | 2424100.4741
6231 | 1525.4623 | 1791.178 | 1525.462 | 1743.6411 | 1525.4623 | 1329.65 | 2154697.1461 | 549166.4338 | 249107.9962 | 0 | 1022593.6635
6232 | 1140.3677 | 1990.181 | 1140.368 | 1937.3627 | 1140.3677 | 1561 | 1891965.3306 | 410532.3677 | 186222.0435 | 0 | 500621.415
6233 | 1753.2821 | 1104.514 | 1104.514 | 1075.2008 | 1075.2008 | 1640.65 | 1875235.2606 | 387072.2882 | 175580.2907 | 1242923.0622 | 386373.4077
6234 | 1615.8908 | 114.224 | 114.224 | 111.1926 | 111.1926 | 1615.65 | 190619.3707 | 40029.3206 | 18157.7446 | 2758111.8587 | 42736.8594
6235 | 1178.4929 | 1178.493 | 1178.493 | 1147.2164 | 1147.2164 | 1796.75 | 2184831.6636 | 412997.9178 | 187340.4444 | 106277.3253 | 233171.7411
6236 | 1647.9272 | 1647.927 | 1647.927 | 1604.1919 | 1604.1919 | 1798.35 | 3063861.4077 | 577509.0897 | 261964.5399 | 148612.6011 | 323485.2998
6237 | 1432.0201 | 1432.02 | 1432.02 | 1394.015 | 1394.015 | 1718.25 | 2545529.7837 | 501845.3892 | 227642.6446 | 129141.5647 | 392763.7178
6238 | 1643.0203 | 1643.02 | 1643.02 | 1599.4151 | 1599.4151 | 1805.35 | 3057084.3875 | 575789.4522 | 261184.4932 | 148170.1505 | 311326.158
6239 | 1400.1248 | 1400.125 | 1400.125 | 1362.9664 | 1362.9664 | 1698.6 | 2454097.3875 | 490667.9205 | 222572.4206 | 126263.9993 | 410798.0868
6240 | 1198.1208 | 0 | 0 | 0 | 0 | 1279.25 | 0 | 0 | 0 | 2196155.4081 | 0
6241 | 1325.7023 | 0 | 0 | 0 | 0 | 667.5 | 0 | 0 | 0 | 1577585.6811 | 0
6242 | 1425.4775 | 0 | 0 | 0 | 0 | 301.8 | 0 | 0 | 0 | 1696318.225 | 0
6243 | 1218.5665 | 0 | 0 | 0 | 0 | 292.85 | 0 | 0 | 0 | 1450094.1802 | 0
6244 | 1399.3069 | 0 | 0 | 0 | 0 | 285.95 | 0 | 0 | 0 | 1665175.2634 | 0
6245 | 1315.0705 | 0 | 0 | 0 | 0 | 280.8 | 0 | 0 | 0 | 1564933.8533 | 0
6246 | 733.5934 | 0 | 0 | 0 | 0 | 277.3 | 0 | 0 | 0 | 872976.1606 | 0
6247 | 983.0315 | 664.778 | 664.778 | 647.1352 | 647.1352 | 629.45 | 435234.4098 | 232968.6555 | 105677.1707 | 615698.055 | 886931.0857
6248 | 877.8811 | 877.881 | 877.881 | 854.5825 | 854.5825 | 653.1 | 595396.5962 | 307649.7061 | 139553.325 | 42706.2945 | 1151037.1919
6249 | 945.2549 | 945.255 | 945.255 | 920.1684 | 920.1684 | 1115.95 | 1092176.2928 | 331260.6411 | 150263.5075 | 45983.5482 | 813474.9161
6250 | 1289.4335 | 1289.433 | 1289.433 | 1255.2122 | 1255.2122 | 1179.45 | 1574572.8122 | 451876.3744 | 204976.1443 | 62727.8095 | 1029964.3306
6251 | 942.1656 | 1009.326 | 942.165 | 982.539 | 942.1656 | 701.8 | 702824.3959 | 339179.613 | 153855.6411 | 0 | 1223119.3711
6252 | 1192.4164 | 2331.102 | 1192.416 | 2269.2358 | 1192.4164 | 349.85 | 444302.0243 | 429269.9137 | 194721.6025 | 0 | 1967665.967
6253 | 1457.5078 | 1457.507 | 1457.507 | 1418.8256 | 1418.8256 | 361.05 | 545562.7566 | 510777.2012 | 231694.2138 | 70904.5628 | 2325384.1496
6254 | 1298.3816 | 1298.381 | 1298.381 | 1263.9227 | 1263.9227 | 385.3 | 519801.5976 | 455012.1634 | 206398.573 | 63163.2515 | 2040855.9451
6255 | 1441.2678 | 736.891 | 736.891 | 717.3343 | 717.3343 | 1141.7 | 872862.002 | 258240.3532 | 117140.6936 | 1326969.989 | 615688.0422
6256 | 1536.8077 | 92.068 | 92.068 | 89.6246 | 89.6246 | 1161.95 | 110673.466 | 32264.8436 | 14635.6915 | 2652686.6141 | 75109.8671
6257 | 1458.4473 | 19.705 | 19.705 | 19.182 | 19.182 | 1356 | 27626.2153 | 6905.5344 | 3132.4271 | 2638173.2032 | 12353.2338
6258 | 1564.8337 | 0 | 0 | 0 | 0 | 1534.1 | 0 | 0 | 0 | 2868340.1153 | 0
6259 | 1103.6522 | 1103.652 | 1103.652 | 1074.3617 | 1074.3617 | 1609.95 | 1832127.1772 | 386770.2039 | 175443.2619 | 99529.3209 | 419054.7723
6260 | 1320.7953 | 1320.795 | 1320.795 | 1285.7418 | 1285.7418 | 1358.45 | 1850434.528 | 462867.0555 | 209961.6393 | 119111.6342 | 824867.6651
6261 | 1423.8418 | 1423.842 | 1423.842 | 1386.054 | 1386.054 | 739 | 1088078.5407 | 498979.4434 | 226342.6198 | 128403.0479 | 1747814.106
6262 | 1526.8884 | 1526.888 | 1526.888 | 1486.3652 | 1486.3652 | 1196.65 | 1888815.2316 | 535091.481 | 242723.4412 | 137697.7729 | 1194071.5034
6263 | 1557.9659 | 1557.966 | 1557.966 | 1516.6184 | 1516.6184 | 752.1 | 1210249.8486 | 545982.6354 | 247663.7899 | 140498.8434 | 1892588.1409
6264 | 1416.4814 | 0 | 0 | 0 | 0 | 340.3 | 0 | 0 | 0 | 2596410.353 | 0
6265 | 1565.3264 | 0 | 0 | 0 | 0 | 318 | 0 | 0 | 0 | 1862738.4303 | 0
6266 | 1530.9776 | 0 | 0 | 0 | 0 | 301.8 | 0 | 0 | 0 | 1821863.2916 | 0
6267 | 1518.7101 | 0 | 0 | 0 | 0 | 292.85 | 0 | 0 | 0 | 1807265.0285 | 0
6268 | 1445.1054 | 0 | 0 | 0 | 0 | 285.95 | 0 | 0 | 0 | 1719675.4474 | 0
6269 | 1521.9814 | 0 | 0 | 0 | 0 | 280.8 | 0 | 0 | 0 | 1811157.8981 | 0
6270 | 1328.1557 | 0 | 0 | 0 | 0 | 277.3 | 0 | 0 | 0 | 1580505.3342 | 0
6271 | 1128.6053 | 0 | 0 | 0 | 0 | 279.95 | 0 | 0 | 0 | 2068733.4232 | 0
6272 | 1388.3388 | 0 | 0 | 0 | 0 | 297.55 | 0 | 0 | 0 | 2544825.0626 | 0
6273 | 1708.9138 | 0 | 0 | 0 | 0 | 680.6 | 0 | 0 | 0 | 3132439.0467 | 0
6274 | 1431.3986 | 775.807 | 775.807 | 755.2175 | 755.2175 | 695.55 | 558665.5933 | 271878.3019 | 123327.0186 | 1239439.9267 | 985143.4746
6275 | 1533.1581 | 1533.158 | 1533.158 | 1492.4688 | 1492.4688 | 545.75 | 867740.7717 | 537288.7761 | 243720.1587 | 74583.4365 | 2170422.7851
6276 | 1365.5684 | 1365.568 | 1365.568 | 1329.3266 | 1329.3266 | 599.35 | 849097.4055 | 478557.5651 | 217079.0288 | 66431.2639 | 1861921.2599
6277 | 1628.745 | 1628.745 | 1628.745 | 1585.519 | 1585.519 | 361.05 | 608802.5452 | 570786.8384 | 258915.252 | 79233.321 | 2598586.3579
6278 | 1656.7966 | 254.233 | 254.233 | 247.4858 | 247.4858 | 385.3 | 101461.421 | 89094.8861 | 40414.4303 | 2583266.6986 | 399615.3128
6279 | 1559.5597 | 161.1 | 161.1 | 156.8245 | 156.8245 | 390.7 | 65197.8408 | 56456.8178 | 25609.4398 | 2571213.6128 | 252377.6579
6280 | 1548.5916 | 71.951 | 71.951 | 70.0415 | 70.0415 | 776.4 | 57752.9903 | 25214.9255 | 11437.7704 | 2710182.3467 | 85702.7301
6281 | 1862.9184 | 132.965 | 132.965 | 129.4362 | 129.4362 | 1389.05 | 190941.6046 | 46597.0253 | 21136.9284 | 3177472.8187 | 79079.035
6282 | 1641.6575 | 9.202 | 9.202 | 8.9578 | 8.9578 | 1672.5 | 15870.2957 | 3224.8022 | 1462.8061 | 2992738.6565 | 2933.6742
6283 | 1998.0095 | 1561.799 | 1561.799 | 1520.3497 | 1520.3497 | 1835.8 | 2949544.8691 | 547325.8941 | 248273.107 | 1623088.1093 | 249641.4217
6284 | 1726.4389 | 1726.439 | 1726.439 | 1680.6203 | 1680.6203 | 1417.5 | 2519444.894 | 605023.29 | 274445.2868 | 155691.7723 | 978961.2957
6285 | 1521.9814 | 1521.981 | 1521.981 | 1481.5885 | 1481.5885 | 1252.55 | 1964663.2963 | 533371.8434 | 241943.3945 | 137255.3223 | 1107413.2899
6286 | 1737.8885 | 1737.889 | 1737.889 | 1691.7664 | 1691.7664 | 1353.75 | 2425431.063 | 609035.8944 | 276265.4488 | 156723.0509 | 1093304.0188
6287 | 1565.3264 | 1565.326 | 1565.326 | 1523.7831 | 1523.7831 | 713.15 | 1153009.4493 | 548561.9165 | 248833.7804 | 141164.1697 | 1960880.2839
6288 | 1698.6327 | 0 | 0 | 0 | 0 | 340.3 | 0 | 0 | 0 | 3113593.7098 | 0
6289 | 692.7019 | 0 | 0 | 0 | 0 | 318 | 0 | 0 | 0 | 824315.2822 | 0
6290 | 512.7793 | 0 | 0 | 0 | 0 | 301.8 | 0 | 0 | 0 | 610207.4166 | 0
6291 | 606.0119 | 0 | 0 | 0 | 0 | 292.85 | 0 | 0 | 0 | 721154.2197 | 0
6292 | 754.857 | 0 | 0 | 0 | 0 | 285.95 | 0 | 0 | 0 | 898279.8175 | 0
6293 | 802.2911 | 0 | 0 | 0 | 0 | 280.8 | 0 | 0 | 0 | 954726.4366 | 0
6294 | 671.4383 | 0 | 0 | 0 | 0 | 277.3 | 0 | 0 | 0 | 799011.6253 | 0
6295 | 609.2833 | 388.505 | 388.505 | 378.1943 | 378.1943 | 279.95 | 112606.4899 | 136149.9441 | 61759.1274 | 423586.1 | 650513.087
6296 | 469.188 | 335.369 | 335.369 | 326.4685 | 326.4685 | 297.55 | 103124.1837 | 117528.6562 | 53312.3043 | 261604.8373 | 555796.2801
6297 | 557.6649 | 557.665 | 557.665 | 542.8649 | 542.8649 | 325.05 | 186911.4485 | 195431.355 | 88649.8341 | 27128.4698 | 909271.5222
6298 | 672.0078 | 672.007 | 672.007 | 654.1723 | 654.1723 | 339.05 | 235466.6737 | 235502.0282 | 106826.3367 | 32692.3874 | 1086547.4826
6299 | 802.2369 | 2137.23 | 802.237 | 2080.5091 | 802.2369 | 346.25 | 295791.6702 | 288805.2991 | 131005.2926 | 0 | 1326699.3427
6300 | 773.4902 | 2346.558 | 773.489 | 2284.2816 | 773.4902 | 349.85 | 288635.9014 | 278456.4797 | 126310.9531 | 0 | 1276374.8887
6301 | 936.0094 | 2282.434 | 936.009 | 2221.8594 | 936.0094 | 361.05 | 359858.1457 | 336963.3758 | 152850.3313 | 0 | 1534072.5688
6302 | 851.9365 | 2615.491 | 851.936 | 2546.0773 | 851.9365 | 385.3 | 349066.535 | 306697.1272 | 139121.2246 | 0 | 1375621.8091
6303 | 657.248 | 2562.309 | 657.248 | 2494.3067 | 657.248 | 390.7 | 272784.8785 | 236609.2691 | 107328.5935 | 0 | 1057709.1576
6304 | 682.6487 | 728.112 | 682.649 | 708.7883 | 682.6487 | 380.95 | 276248.6752 | 245753.5478 | 111476.5399 | 0 | 1105242.4486
6305 | 686.5273 | 250.069 | 250.069 | 243.4323 | 243.4323 | 1306.5 | 337034.7049 | 87635.6298 | 39752.4954 | 812193.1296 | 168820.3036
6306 | 776.4017 | 23.672 | 23.672 | 23.0438 | 23.0438 | 1476.55 | 36020.1572 | 8295.7529 | 3763.0457 | 1380905.0998 | 12062.2551
6307 | 785.1463 | 785.146 | 785.146 | 764.3087 | 764.3087 | 1791.75 | 1448472.4706 | 275151.1151 | 124811.6031 | 70806.4659 | 159167.277
6308 | 546.3104 | 546.31 | 546.31 | 531.8112 | 531.8112 | 1448.55 | 815274.2625 | 191452.043 | 86844.7739 | 49268.0671 | 293267.303
6309 | 724.5973 | 724.597 | 724.597 | 705.3666 | 705.3666 | 1396.1 | 1041591.5341 | 253931.9726 | 115186.3643 | 65345.8943 | 425970.8841
6310 | 823.5547 | 823.555 | 823.555 | 801.6983 | 801.6983 | 1466.25 | 1243280.444 | 288611.3877 | 130917.3323 | 74268.0507 | 427906.4672
6311 | 729.5043 | 729.504 | 729.504 | 710.1434 | 710.1434 | 1237.65 | 929177.9135 | 255651.6102 | 115966.4109 | 65788.3428 | 541377.7917
6312 | 745.043 | 0 | 0 | 0 | 0 | 735.75 | 0 | 0 | 0 | 1365663.8755 | 0
6313 | 1741.9777 | 0 | 0 | 0 | 0 | 1069.95 | 0 | 0 | 0 | 3193045.0654 | 0
6314 | 1703.5397 | 0 | 0 | 0 | 0 | 1092.7 | 0 | 0 | 0 | 3122588.2023 | 0
6315 | 1585.7722 | 0 | 0 | 0 | 0 | 649.35 | 0 | 0 | 0 | 2906720.3674 | 0
6316 | 1660.1947 | 225.897 | 225.897 | 219.9018 | 219.9018 | 285.95 | 66751.2719 | 79164.654 | 35909.9667 | 2640056.8165 | 376922.709
6317 | 1616.0319 | 1616.032 | 1616.032 | 1573.1434 | 1573.1434 | 280.8 | 468224.4704 | 566331.621 | 256894.3159 | 78614.5715 | 2704548.119
6318 | 1492.5396 | 1492.54 | 1492.54 | 1452.9288 | 1452.9288 | 1028.3 | 1582596.9143 | 523054.3687 | 237263.2734 | 72606.5028 | 1411810.917
6319 | 1496.6287 | 1496.629 | 1496.629 | 1456.9093 | 1456.9093 | 1267.9 | 1954229.2075 | 524487.3416 | 237913.2858 | 72805.6946 | 1066603.2855
6320 | 112.7164 | 112.717 | 112.717 | 109.7256 | 109.7256 | 1137.95 | 132147.716 | 39501.1988 | 17918.1827 | 5482.1918 | 94588.9123
6321 | 91.689 | 91.689 | 91.689 | 89.2556 | 89.2556 | 1412.55 | 133600.7886 | 32132.0246 | 14575.4434 | 4460.2934 | 52433.2163
6322 | 0 | 41.671 | -0.001 | 40.5651 | 0 | 1140.5 | 0 | 0 | 0 | 0 | 0
6323 | 0 | 665.916 | 0 | 648.243 | 0 | 346.25 | 0 | 0 | 0 | 0 | 0
6324 | 0 | 737.501 | 0 | 717.9281 | 0 | 349.85 | 0 | 0 | 0 | 0 | 0
6325 | 0 | 0 | 0 | 0 | 0 | 361.05 | 0 | 0 | 0 | 0 | 0
6326 | 89.7711 | 145.353 | 89.771 | 141.4954 | 89.7711 | 1226.4 | 117041.7795 | 32317.6113 | 14659.6276 | 0 | 69446.9559
6327 | 73.0251 | 583.46 | 73.025 | 567.9753 | 73.0251 | 1505.7 | 116813.8995 | 26289.0192 | 11924.9912 | 0 | 36096.2838
6328 | 78.3215 | 446.341 | 78.321 | 434.4954 | 78.3215 | 1410 | 117128.8389 | 28195.7487 | 12789.9049 | 0 | 46209.6992
6329 | 73.0629 | 346.672 | 73.062 | 337.4715 | 73.0629 | 1822.45 | 140826.8932 | 26302.636 | 11931.168 | 0 | 12972.314
6330 | 85.2782 | 85.279 | 85.279 | 83.0157 | 83.0157 | 1846.5 | 161857.2275 | 29885.6671 | 13556.4706 | 4147.0668 | 12742.9164
6331 | 79.3551 | 79.355 | 79.355 | 77.249 | 77.249 | 1845.85 | 150386.3919 | 27809.6262 | 12614.7554 | 3860.4722 | 11907.9274
6332 | 88.3256 | 88.326 | 88.326 | 85.9819 | 85.9819 | 1668.4 | 151389.1871 | 30953.4754 | 14040.8404 | 4296.0977 | 28511.5901
6333 | 80.9652 | 80.965 | 80.965 | 78.8162 | 78.8162 | 1592.65 | 132413.5092 | 28373.8439 | 12870.6909 | 3938.9817 | 32105.7925
6334 | 88.3256 | 88.326 | 88.326 | 85.9819 | 85.9819 | 1761.15 | 159812.5388 | 30953.4754 | 14040.8404 | 4296.0977 | 20536.7711
6335 | 80.9652 | 80.965 | 80.965 | 78.8162 | 78.8162 | 1548.2 | 128948.3345 | 28373.8439 | 12870.6909 | 3938.9817 | 35609.1741
6336 | 85.8721 | 85.872 | 85.872 | 83.593 | 83.593 | 1369.35 | 121019.8645 | 30093.4814 | 13650.7375 | 4177.6538 | 52717.9279
6337 | 76.876 | 76.876 | 76.876 | 74.8358 | 74.8358 | 723.9 | 57353.7092 | 26940.871 | 12220.6784 | 2427.9057 | 95497.9042
6338 | 83.4186 | 83.419 | 83.419 | 81.2051 | 81.2051 | 336 | 28905.7372 | 29233.8379 | 13260.7937 | 2634.117 | 135125.2951
6339 | 77.6938 | 77.694 | 77.694 | 75.632 | 75.632 | 325.8 | 26114.8803 | 27227.5357 | 12350.7127 | 2453.5373 | 126623.1674
6340 | 81.783 | 81.783 | 81.783 | 79.6125 | 79.6125 | 316.55 | 26672.2424 | 28660.5086 | 13000.7251 | 2582.8538 | 134023.7031
6341 | 78.5117 | 78.512 | 78.512 | 76.4283 | 76.4283 | 308.3 | 24941.813 | 27514.2004 | 12480.747 | 2479.1689 | 129293.8132
6342 | 83.4186 | 83.419 | 83.419 | 81.2051 | 81.2051 | 298.55 | 25653.2656 | 29233.8379 | 13260.7937 | 2634.117 | 138166.4263
6343 | 68.6977 | 68.698 | 68.698 | 66.8748 | 66.8748 | 690.45 | 48767.585 | 24074.9253 | 10920.6536 | 3341.4093 | 87575.8846
6344 | 80.819 | 311.914 | 80.819 | 303.636 | 80.819 | 657.15 | 56084.9024 | 29094.83 | 13197.7381 | 0 | 108527.7567
6345 | 556.7111 | 1842.571 | 556.711 | 1793.6702 | 556.7111 | 1029.8 | 607021.6457 | 200416.0028 | 90910.9257 | 0 | 540121.1276
6346 | 1538.6406 | 1830.197 | 1538.641 | 1781.6246 | 1538.6406 | 685.15 | 1118620.2178 | 553910.6239 | 251260.0136 | 0 | 2023081.6218
6347 | 1710.5127 | 2175.652 | 1710.513 | 2117.9114 | 1710.5127 | 342.65 | 622094.8039 | 615784.5666 | 279326.7215 | 0 | 2834918.1985
6348 | 1592.0899 | 2928.873 | 1592.09 | 2851.1423 | 1592.0899 | 347.95 | 588718.7763 | 573152.3622 | 259988.2799 | 0 | 2630212.111
6349 | 1586.6892 | 2939.556 | 1586.689 | 2861.5418 | 1586.6892 | 354.75 | 598314.9766 | 571208.0944 | 259106.3384 | 0 | 2610500.3257
6350 | 1637.1595 | 3109.148 | 1637.159 | 3026.6329 | 1637.1595 | 1285.1 | 2236580.9831 | 589377.4121 | 267348.1428 | 0 | 1170405.3108
6351 | 1737.0911 | 1737.092 | 1737.092 | 1690.9905 | 1690.9905 | 1487.45 | 2672699.1923 | 608756.5891 | 276138.7528 | 84502.4157 | 866717.1937
6352 | 1235.9792 | 1361.622 | 1235.98 | 1325.4853 | 1235.9792 | 1483.75 | 1949298.6774 | 444952.4969 | 201835.3965 | 0 | 638074.2403
6353 | 1637.9753 | 691.502 | 691.502 | 673.1499 | 673.1499 | 1780.9 | 1272224.5387 | 242333.969 | 109925.3809 | 1768524.8649 | 147487.1461
6354 | 1283.7711 | 56.365 | 56.365 | 54.8691 | 54.8691 | 1755.5 | 101967.1149 | 19752.8773 | 8960.1246 | 2252577.3465 | 13415.4958
6355 | 1342.5199 | 1342.52 | 1342.52 | 1306.8903 | 1306.8903 | 1830.45 | 2529508.7425 | 470480.4904 | 213415.178 | 121069.5572 | 221583.2421
6356 | 1375.5899 | 1375.59 | 1375.59 | 1339.0826 | 1339.0826 | 1509.6 | 2138532.516 | 482069.7329 | 218672.1872 | 124051.7568 | 656686.1028
6357 | 1208.7526 | 1208.753 | 1208.753 | 1176.6734 | 1176.6734 | 1466.2 | 1822652.7838 | 423602.4076 | 192150.7588 | 109005.2054 | 628108.2365
6358 | 1334.6984 | 1334.698 | 1334.698 | 1299.2758 | 1299.2758 | 1390.5 | 1908929.9081 | 467739.3034 | 212171.7451 | 120365.7885 | 791908.6261
6359 | 1426.2953 | 1426.295 | 1426.295 | 1388.4419 | 1388.4419 | 1268.3 | 1864814.1502 | 499839.087 | 226732.5636 | 128625.9271 | 1015922.9443
6360 | 1445.9232 | 0 | 0 | 0 | 0 | 1077.7 | 0 | 0 | 0 | 2650377.3118 | 0
6361 | 1568.5977 | 0 | 0 | 0 | 0 | 700.5 | 0 | 0 | 0 | 1866631.2999 | 0
6362 | 1526.8884 | 0 | 0 | 0 | 0 | 1099 | 0 | 0 | 0 | 1816997.2043 | 0
6363 | 1723.1676 | 0 | 0 | 0 | 0 | 270.65 | 0 | 0 | 0 | 2050569.4214 | 0
6364 | 1466.369 | 0 | 0 | 0 | 0 | 266.45 | 0 | 0 | 0 | 1744979.104 | 0
6365 | 1491.7217 | 0 | 0 | 0 | 0 | 263.3 | 0 | 0 | 0 | 1775148.848 | 0
6366 | 1755.8808 | 0 | 0 | 0 | 0 | 262.05 | 0 | 0 | 0 | 2089498.1234 | 0
6367 | 1216.9309 | 0 | 0 | 0 | 0 | 265.5 | 0 | 0 | 0 | 2230634.2994 | 0
6368 | 1615.258 | 0 | 0 | 0 | 0 | 276.45 | 0 | 0 | 0 | 2960767.9012 | 0
6369 | 1535.5124 | 0 | 0 | 0 | 0 | 294.1 | 0 | 0 | 0 | 2814594.2714 | 0
6370 | 1473.9411 | 0 | 0 | 0 | 0 | 306.3 | 0 | 0 | 0 | 2701733.9941 | 0
6371 | 1908.6882 | 215.078 | 215.078 | 209.3699 | 209.3699 | 320.05 | 70834.414 | 75373.181 | 34190.1124 | 3114850.3612 | 351731.0427
6372 | 2013.4594 | 431.94 | 431.94 | 420.4765 | 420.4765 | 320.45 | 142484.745 | 151371.5572 | 68663.8203 | 2919937.5075 | 706211.386
6373 | 2035.7422 | 161.188 | 161.188 | 156.9102 | 156.9102 | 314.5 | 52334.7054 | 56487.657 | 25623.4289 | 3443899.0682 | 264472.0719
6374 | 1841.9829 | 1841.983 | 1841.983 | 1793.0978 | 1793.0978 | 325.1 | 620909.0273 | 645515.1991 | 292812.8667 | 89606.4866 | 3003259.4639
6375 | 1628.7921 | 1180.02 | 1180.02 | 1148.7029 | 1148.7029 | 332.25 | 406655.7111 | 413533.0485 | 187583.1856 | 880003.4 | 1915749.2823
6376 | 1389.4705 | 1295.709 | 1295.709 | 1261.3216 | 1261.3216 | 327.55 | 440827.6579 | 454075.7722 | 205973.8156 | 234896.9438 | 2109497.2924
6377 | 1931.9585 | 547.115 | 547.115 | 532.5949 | 532.5949 | 322.7 | 182053.6034 | 191734.1518 | 86972.7416 | 2565033.594 | 893321.369
6378 | 1367.8348 | 49.271 | 49.271 | 47.9634 | 47.9634 | 1352.55 | 68445.2087 | 17266.8148 | 7832.4191 | 2419324.3321 | 31053.8868
6379 | 1384.0595 | 1384.06 | 1384.06 | 1347.3278 | 1347.3278 | 1775.4 | 2526762.2678 | 485038.0088 | 220018.6301 | 124814.4045 | 302609.8244
6380 | 1184.2177 | 1184.218 | 1184.218 | 1152.7895 | 1152.7895 | 1304.3 | 1589913.9618 | 415004.22 | 188250.5253 | 106792.9629 | 801995.6551
6381 | 1696.1792 | 1696.179 | 1696.179 | 1651.1633 | 1651.1633 | 315.5 | 551524.191 | 594418.8002 | 269634.9724 | 152963.8922 | 2781384.6362
6382 | 1602.9466 | 1602.947 | 1602.947 | 1560.4057 | 1560.4057 | 319.1 | 529424.7759 | 561746.0378 | 254814.2444 | 144554.0683 | 2622885.8747
6383 | 1638.9311 | 1638.931 | 1638.931 | 1595.4347 | 1595.4347 | 312.1 | 530426.3527 | 574356.4793 | 260534.4808 | 147800.8938 | 2692934.1706
6384 | 1551.4233 | 0 | 0 | 0 | 0 | 297.8 | 0 | 0 | 0 | 2843758.9144 | 0
6385 | 1701.0862 | 0 | 0 | 0 | 0 | 318 | 0 | 0 | 0 | 2024292.5471 | 0
6386 | 1653.652 | 0 | 0 | 0 | 0 | 301.8 | 0 | 0 | 0 | 1967845.9276 | 0
6387 | 1684.7296 | 0 | 0 | 0 | 0 | 292.85 | 0 | 0 | 0 | 2004828.1954 | 0
6388 | 1203.0278 | 0 | 0 | 0 | 0 | 285.95 | 0 | 0 | 0 | 1431603.0463 | 0
6389 | 1548.9698 | 0 | 0 | 0 | 0 | 280.8 | 0 | 0 | 0 | 1843274.0787 | 0
6390 | 1546.5163 | 0 | 0 | 0 | 0 | 277.3 | 0 | 0 | 0 | 1840354.4256 | 0
6391 | 1351.055 | 0 | 0 | 0 | 0 | 279.95 | 0 | 0 | 0 | 2476483.7783 | 0
6392 | 1371.2114 | 0 | 0 | 0 | 0 | 297.55 | 0 | 0 | 0 | 2513430.5329 | 0
6393 | 1665.9839 | 0 | 0 | 0 | 0 | 1115.95 | 0 | 0 | 0 | 3053748.474 | 0
6394 | 1480.4755 | 0 | 0 | 0 | 0 | 339.05 | 0 | 0 | 0 | 2713711.6612 | 0
6395 | 1901.1918 | 165.976 | 165.976 | 161.5711 | 161.5711 | 346.25 | 59244.6046 | 58165.5915 | 26384.5586 | 3188724.7093 | 267198.1859
6396 | 1801.945 | 384.664 | 384.664 | 374.4552 | 374.4552 | 349.85 | 138894.9187 | 134803.8818 | 61148.5386 | 2616588.8361 | 617907.2931
6397 | 1608.8247 | 136.325 | 136.325 | 132.707 | 132.707 | 361.05 | 50742.7487 | 47774.5232 | 21671.0545 | 2705723.7994 | 217500.1521
6398 | 1764.516 | 842.292 | 842.292 | 819.938 | 819.938 | 385.3 | 334827.6088 | 295177.6906 | 133895.8802 | 1731411.4896 | 1323953.9362
6399 | 1869.6654 | 894.976 | 894.976 | 871.2238 | 871.2238 | 390.7 | 360824.3348 | 313640.577 | 142270.8506 | 1830143.497 | 1402060.5014
6400 | 1735.3911 | 1023.997 | 1023.997 | 996.8207 | 996.8207 | 776.4 | 818832.2399 | 358855.444 | 162780.8167 | 1353799.5306 | 1219709.7814
6401 | 1870.3575 | 351.051 | 351.051 | 341.7343 | 341.7343 | 1446.6 | 523185.1592 | 123024.3472 | 55805.2108 | 2801966.3992 | 189115.7604
6402 | 1742.4091 | 26.281 | 26.281 | 25.5835 | 25.5835 | 1755.2 | 47454.0667 | 9210.066 | 4177.7883 | 3146941.2449 | 6262.8449
6403 | 1712.774 | 1712.774 | 1712.774 | 1667.3179 | 1667.3179 | 1845.85 | 3248557.3837 | 600234.4482 | 272273.015 | 154459.7368 | 257017.0561
6404 | 1736.2529 | 1736.253 | 1736.253 | 1690.1738 | 1690.1738 | 1557.95 | 2779946.5524 | 608462.5651 | 276005.3802 | 156576.67 | 747141.3247
6405 | 1571.8691 | 1571.869 | 1571.869 | 1530.1525 | 1530.1525 | 1252.55 | 2020134.614 | 550854.8833 | 249873.8957 | 141752.9978 | 1143712.4515
6406 | 1566.1442 | 1566.144 | 1566.144 | 1524.5794 | 1524.5794 | 1265.25 | 2033391.6483 | 548848.5811 | 248963.8147 | 141237.3568 | 1120184.7083
6407 | 1353.5085 | 1353.508 | 1353.508 | 1317.5866 | 1317.5866 | 752.1 | 1047090.487 | 474331.1888 | 215161.8976 | 122062.3934 | 1644216.3625
6408 | 390.9227 | 0 | 0 | 0 | 0 | 340.3 | 0 | 0 | 0 | 716561.2871 | 0
6409 | 403.1901 | 0 | 0 | 0 | 0 | 318 | 0 | 0 | 0 | 479796.2622 | 0
6410 | 386.8335 | 0 | 0 | 0 | 0 | 301.8 | 0 | 0 | 0 | 460331.9108 | 0
6411 | 365.57 | 0 | 0 | 0 | 0 | 292.85 | 0 | 0 | 0 | 435028.2539 | 0
6412 | 375.3839 | 0 | 0 | 0 | 0 | 285.95 | 0 | 0 | 0 | 446706.8648 | 0
6413 | 388.4692 | 0 | 0 | 0 | 0 | 280.8 | 0 | 0 | 0 | 462278.346 | 0
6414 | 406.4615 | 0 | 0 | 0 | 0 | 277.3 | 0 | 0 | 0 | 483689.1325 | 0
6415 | 362.2986 | 0 | 0 | 0 | 0 | 635.5 | 0 | 0 | 0 | 664093.4104 | 0
6416 | 452.8416 | 0 | 0 | 0 | 0 | 693 | 0 | 0 | 0 | 830058.6735 | 0
6417 | 1718.3751 | 0 | 0 | 0 | 0 | 1077 | 0 | 0 | 0 | 3149781.5528 | 0
6418 | 1870.1756 | 694.823 | 694.823 | 676.3828 | 676.3828 | 339.05 | 242851.0285 | 243497.7995 | 110453.3074 | 2188222.1907 | 1123437.9724
6419 | 1892.5228 | 749.537 | 749.537 | 729.6447 | 729.6447 | 346.25 | 267465.2351 | 262672.0908 | 119150.979 | 2131555.5121 | 1206649.9171
6420 | 1967.7386 | 1521.852 | 1521.852 | 1481.4629 | 1481.4629 | 349.85 | 549034.3282 | 533326.6359 | 241922.8879 | 891343.3754 | 2444635.9674
6421 | 1715.3512 | 1715.351 | 1715.351 | 1669.8265 | 1669.8265 | 361.05 | 637799.0891 | 601137.5471 | 272682.6707 | 83446.686 | 2736762.1743
6422 | 1757.0441 | 1757.044 | 1757.044 | 1710.413 | 1710.413 | 385.3 | 700384.8962 | 615748.6836 | 279310.4446 | 85474.8593 | 2761803.8874
6423 | 1950.1113 | 1048.126 | 1048.126 | 1020.3093 | 1020.3093 | 390.7 | 423261.9828 | 367311.3506 | 166616.5099 | 1704327.0269 | 1641983.7683
6424 | 1726.1516 | 1446.509 | 1446.509 | 1408.1194 | 1408.1194 | 1346.4 | 2012291.9983 | 506922.9983 | 229945.9045 | 582953.0176 | 920346.8658
6425 | 2137.608 | 987.748 | 987.748 | 961.5337 | 961.5337 | 1577.8 | 1607879.1161 | 346152.1344 | 157018.4543 | 2155744.1597 | 405959.5309
6426 | 1644.1407 | 71.038 | 71.038 | 69.1527 | 69.1527 | 1552.8 | 113315.7563 | 24894.9685 | 11292.6343 | 2886952.9816 | 30925.0831
6427 | 1812.7762 | 1796.003 | 1796.003 | 1748.3381 | 1748.3381 | 1845.85 | 3399736.5763 | 629401.7014 | 285503.6051 | 218960.7301 | 269506.3119
6428 | 1637.2954 | 1637.295 | 1637.295 | 1593.8421 | 1593.8421 | 1762.45 | 2964229.9217 | 573783.15 | 260274.4122 | 147654.5129 | 378617.1869
6429 | 1228.3805 | 1228.38 | 1228.38 | 1195.7795 | 1195.7795 | 1570.1 | 1982591.2379 | 430480.6072 | 195270.7865 | 110778.3052 | 514065.5918
6430 | 1411.5744 | 1411.574 | 1411.574 | 1374.1116 | 1374.1116 | 1566.5 | 2273231.9486 | 494680.1744 | 224392.4236 | 127298.5823 | 595677.3767
6431 | 1350.2371 | 1350.237 | 1350.237 | 1314.4024 | 1314.4024 | 1378.15 | 1914570.9117 | 473184.8806 | 214641.9195 | 121766.3238 | 817361.1611
6432 | 369.6591 | 0 | 0 | 0 | 0 | 1092.25 | 0 | 0 | 0 | 677585.1501 | 0
6433 | 112.8605 | 0 | 0 | 0 | 0 | 1196.2 | 0 | 0 | 0 | 134304.0248 | 0
6434 | 119.4032 | 0 | 0 | 0 | 0 | 1210.8 | 0 | 0 | 0 | 142089.7653 | 0
6435 | 113.6784 | 0 | 0 | 0 | 0 | 1196.85 | 0 | 0 | 0 | 135277.2423 | 0
6436 | 116.1318 | 0 | 0 | 0 | 0 | 1175.85 | 0 | 0 | 0 | 138196.895 | 0
6437 | 112.8605 | 0 | 0 | 0 | 0 | 1180.25 | 0 | 0 | 0 | 134304.0248 | 0
6438 | 116.9497 | 0 | 0 | 0 | 0 | 1251.8 | 0 | 0 | 0 | 139170.1125 | 0
6439 | 100.5931 | 100.593 | 100.593 | 97.9233 | 97.9233 | 1254.95 | 130016.3913 | 35252.394 | 15990.8776 | 4893.67 | 72957.767
6440 | 225.1445 | 225.144 | 225.144 | 219.1688 | 219.1688 | 995.75 | 230805.5046 | 78900.7684 | 35790.2652 | 10953.4195 | 220100.2684
6441 | 1240.0192 | 1240.019 | 1240.019 | 1207.1096 | 1207.1096 | 681.55 | 870946.7627 | 434559.4458 | 197120.9931 | 60323.4182 | 1591513.6149
6442 | 1266.4219 | 1558.931 | 1266.421 | 1517.5578 | 1266.4219 | 339.05 | 453598.3452 | 455911.8674 | 206806.6888 | 0 | 2103463.3784
6443 | 1701.8192 | 2038.355 | 1701.819 | 1984.2582 | 1701.8192 | 346.25 | 622014.1844 | 612654.8954 | 277907.0678 | 0 | 2814383.4259
6444 | 1591.6166 | 2255.189 | 1591.616 | 2195.3375 | 1591.6166 | 349.85 | 589657.7767 | 572981.9674 | 259910.9869 | 0 | 2626406.0929
6445 | 1439.8744 | 2499.791 | 1439.874 | 2433.4479 | 1439.8744 | 361.05 | 550848.4483 | 518354.7743 | 235131.4851 | 0 | 2359882.1036
6446 | 1622.9691 | 3596.962 | 1622.969 | 3501.5006 | 1622.9691 | 385.3 | 662018.3412 | 584268.8785 | 265030.8552 | 0 | 2620608.2171
6447 | 1764.8544 | 2986.19 | 1764.854 | 2906.9381 | 1764.8544 | 390.7 | 729969.4568 | 635347.5894 | 288200.726 | 0 | 2840180.2101
6448 | 1749.6223 | 2111.257 | 1749.622 | 2055.2254 | 1749.6223 | 737.45 | 1364213.2469 | 629864.0399 | 285713.327 | 0 | 2208985.6765
6449 | 1578.746 | 872.167 | 872.167 | 849.0202 | 849.0202 | 1383.6 | 1240829.0369 | 305647.2588 | 138644.9927 | 1337587.4184 | 523336.0287
6450 | 1433.9206 | 47.214 | 47.214 | 45.961 | 45.961 | 1552.8 | 75211.5421 | 16545.9478 | 7505.4258 | 2544129.9575 | 20553.7441
6451 | 1471.9558 | 1471.956 | 1471.956 | 1432.8911 | 1432.8911 | 1796.7 | 2712510.955 | 515840.7925 | 233991.115 | 132741.8669 | 291306.7586
6452 | 1491.7217 | 1491.722 | 1491.722 | 1452.1325 | 1452.1325 | 1687.5 | 2581825.6035 | 522767.7041 | 237133.2391 | 134524.1344 | 453791.4098
6453 | 1544.0628 | 1544.063 | 1544.063 | 1503.0844 | 1503.0844 | 1531.25 | 2424268.0472 | 541110.3875 | 245453.6841 | 139244.6856 | 704570.8171
6454 | 1414.8457 | 1414.846 | 1414.846 | 1377.2968 | 1377.2968 | 1377.75 | 2001106.5292 | 495826.8331 | 224912.5607 | 127591.3441 | 857022.908
6455 | 1431.2023 | 1431.202 | 1431.202 | 1393.2187 | 1393.2187 | 1256.1 | 1850685.8235 | 501558.7245 | 227512.6103 | 129068.3742 | 1036415.3754
6456 | 482.5196 | 0 | 0 | 0 | 0 | 1230.2 | 0 | 0 | 0 | 884458.4924 | 0
6457 | 426.0894 | 0 | 0 | 0 | 0 | 1118.5 | 0 | 0 | 0 | 507046.3542 | 0
6458 | 399.101 | 0 | 0 | 0 | 0 | 1170.45 | 0 | 0 | 0 | 474930.1744 | 0
6459 | 440.8103 | 0 | 0 | 0 | 0 | 923.85 | 0 | 0 | 0 | 524564.2704 | 0
6460 | 390.1049 | 0 | 0 | 0 | 0 | 997.05 | 0 | 0 | 0 | 464224.7811 | 0
6461 | 392.5583 | 0 | 0 | 0 | 0 | 992.85 | 0 | 0 | 0 | 467144.4338 | 0
6462 | 495.6049 | 0 | 0 | 0 | 0 | 1176.75 | 0 | 0 | 0 | 589769.8477 | 0
6463 | 433.4498 | 0 | 0 | 0 | 0 | 1188.95 | 0 | 0 | 0 | 794513.5609 | 0
6464 | 442.7905 | 0 | 0 | 0 | 0 | 572.05 | 0 | 0 | 0 | 811634.9533 | 0
6465 | 1681.4818 | 877.747 | 877.747 | 854.4521 | 854.4521 | 1224.5 | 1106959.5747 | 307602.7463 | 139532.0235 | 1515945.4325 | 662627.5827
6466 | 1826.7294 | 130.606 | 130.606 | 127.1398 | 127.1398 | 1248.05 | 167624.7425 | 45770.3237 | 20761.9274 | 3115347.7222 | 95602.7636
6467 | 1832.1434 | 939.578 | 939.578 | 914.6421 | 914.6421 | 1059.25 | 1024396.117 | 329271.1604 | 149361.0569 | 1681779.8864 | 860449.567
6468 | 1642.4999 | 1642.5 | 1642.5 | 1598.9089 | 1598.9089 | 794.8 | 1345743.9791 | 575607.2204 | 261101.8308 | 79902.2326 | 1927005.061
6469 | 1936.4576 | 984.39 | 984.39 | 958.2648 | 958.2648 | 361.05 | 366339.7265 | 344975.3374 | 156484.6461 | 1793027.384 | 1570548.1367
6470 | 1870.011 | 1870.011 | 1870.011 | 1820.3819 | 1820.3819 | 741.8 | 1427621.2467 | 655337.4939 | 297268.3688 | 90970.0569 | 2290404.5412
6471 | 1945.9424 | 1945.943 | 1945.943 | 1894.2987 | 1894.2987 | 1119.7 | 2240832.6811 | 681947.5441 | 309338.9832 | 94662.8368 | 1667551.1752
6472 | 1509.5259 | 1354.565 | 1354.565 | 1318.6156 | 1318.6156 | 1549.95 | 2162702.1797 | 474701.61 | 215329.9248 | 349938.5701 | 593442.9433
6473 | 1569.9972 | 530.768 | 530.768 | 516.6817 | 516.6817 | 1821.5 | 994534.5127 | 186005.4144 | 84374.1227 | 1930727.3782 | 92227.6846
6474 | 1518.9095 | 36.057 | 36.057 | 35.1001 | 35.1001 | 1851.5 | 68473.8474 | 12636.0241 | 5731.8409 | 2719822.6066 | 5212.3599
6475 | 1387.3227 | 1387.323 | 1387.323 | 1350.5042 | 1350.5042 | 1845.85 | 2627593.6201 | 486181.5134 | 220537.3365 | 125109.1444 | 208180.223
6476 | 1625.028 | 1625.028 | 1625.028 | 1581.9006 | 1581.9006 | 1629.55 | 2719295.5541 | 569484.2314 | 258324.375 | 146546.7395 | 586015.0931
6477 | 1559.6016 | 1559.602 | 1559.602 | 1518.211 | 1518.211 | 1431.05 | 2296842.9649 | 546555.9647 | 247923.8584 | 140645.2209 | 863786.1559
6478 | 1286.4464 | 1286.446 | 1286.446 | 1252.3044 | 1252.3044 | 1462.4 | 1931172.7627 | 450829.5928 | 204501.3125 | 116014.4974 | 673238.8586
6479 | 1165.4076 | 1165.408 | 1165.408 | 1134.4787 | 1134.4787 | 1265.65 | 1519020.9726 | 408412.3345 | 185260.3729 | 105096.3614 | 833104.4385
6480 | 1319.1596 | 0 | 0 | 0 | 0 | 1239.75 | 0 | 0 | 0 | 2418019.5725 | 0
6481 | 1503.1713 | 0 | 0 | 0 | 0 | 1150 | 0 | 0 | 0 | 2755313.0662 | 0
6482 | 924.9656 | 0 | 0 | 0 | 0 | 1020.8 | 0 | 0 | 0 | 1695461.9573 | 0
6483 | 1193.2138 | 0 | 0 | 0 | 0 | 1181.85 | 0 | 0 | 0 | 2187160.9156 | 0
6484 | 1166.2254 | 0 | 0 | 0 | 0 | 834.95 | 0 | 0 | 0 | 2137691.204 | 0
6485 | 1228.3805 | 0 | 0 | 0 | 0 | 1169.8 | 0 | 0 | 0 | 2251621.4492 | 0
6486 | 1238.1945 | 0 | 0 | 0 | 0 | 1166.3 | 0 | 0 | 0 | 2269610.436 | 0
6487 | 1037.0083 | 98.773 | 98.773 | 96.1516 | 96.1516 | 1168.95 | 118923.0183 | 34614.5826 | 15701.5593 | 1724590.301 | 79906.8025
6488 | 344.9167 | 344.916 | 344.916 | 335.7621 | 335.7621 | 572.05 | 203095.8856 | 120874.3623 | 54829.9538 | 16780.331 | 479451.5155
6489 | 280.4042 | 280.404 | 280.404 | 272.9622 | 272.9622 | 1224.5 | 354572.6461 | 98266.4031 | 44574.7323 | 13641.1724 | 211682.2099
6490 | 270.3306 | 270.33 | 270.33 | 263.1556 | 263.1556 | 1313.55 | 366114.6335 | 94736.0121 | 42973.3077 | 13151.8014 | 180643.1542
6491 | 287.6502 | 287.65 | 287.65 | 280.0159 | 280.0159 | 790.75 | 234977.5581 | 100805.7333 | 45726.6007 | 13993.6176 | 338609.2583
6492 | 303.9311 | 477.137 | 303.93 | 464.474 | 303.9311 | 349.85 | 113062.6489 | 109415.2121 | 49631.9559 | 0 | 501531.9784
6493 | 295.44 | 295.44 | 295.44 | 287.5992 | 287.5992 | 635.55 | 194298.5045 | 103535.706 | 46964.9467 | 14372.2642 | 392414.7059
6494 | 282.4089 | 801.597 | 282.408 | 780.3231 | 282.4089 | 740.85 | 222226.5353 | 101667.2144 | 46117.3781 | 0 | 355595.2027
6495 | 273.0489 | 929.078 | 273.049 | 904.4208 | 273.0489 | 390.7 | 113468.9066 | 98297.5917 | 44588.8798 | 0 | 439417.5396
6496 | 209.159 | 828.147 | 209.159 | 806.1684 | 209.159 | 1259.95 | 280043.7689 | 75297.2301 | 34155.6602 | 0 | 154788.0975
6497 | 292.731 | 292.731 | 292.731 | 284.9621 | 284.9621 | 1538.9 | 464706.4307 | 102586.3484 | 46534.3075 | 14240.3672 | 131396.0146
6498 | 235.0545 | 235.054 | 235.054 | 228.8158 | 228.8158 | 1644.05 | 397474.4359 | 82373.6862 | 37365.6193 | 11435.6079 | 81446.9822
6499 | 209.7018 | 209.702 | 209.702 | 204.1366 | 204.1366 | 1829.5 | 393516.5301 | 73489.1844 | 33335.5106 | 10200.9818 | 34805.2943
6500 | 305.8684 | 305.868 | 305.868 | 297.7504 | 297.7504 | 1691 | 531287.0382 | 107190.1548 | 48622.6452 | 14880.201 | 92004.8829
6501 | 293.6009 | 293.601 | 293.601 | 285.809 | 285.809 | 1596.1 | 480850.9697 | 102891.2362 | 46672.608 | 14282.6286 | 115438.2509
6502 | 298.5079 | 298.508 | 298.508 | 290.5858 | 290.5858 | 1586.3 | 486379.1012 | 104610.8737 | 47452.6547 | 14521.3007 | 120215.3291
6503 | 235.535 | 235.535 | 235.535 | 229.284 | 229.284 | 1528.05 | 369845.8064 | 82542.2506 | 37442.082 | 11458.0447 | 108210.5977
6504 | 168.473 | 168.473 | 168.473 | 164.0018 | 164.0018 | 1492.95 | 258471.2249 | 59040.6546 | 26781.4969 | 8195.5981 | 83157.122
6505 | 199.5505 | 199.55 | 199.55 | 194.2541 | 194.2541 | 1635.05 | 334940.8424 | 69931.4586 | 31721.6867 | 6302.7655 | 70893.0162
6506 | 243.7133 | 243.713 | 243.713 | 237.245 | 237.245 | 1399.5 | 350484.6026 | 85408.1963 | 38742.1068 | 7697.2981 | 142465.6164
6507 | 191.3722 | 191.372 | 191.372 | 186.2931 | 186.2931 | 1279.8 | 251462.3275 | 67065.5129 | 30421.6618 | 6044.1326 | 134168.2845
6508 | 152.1164 | 152.116 | 152.116 | 148.0789 | 148.0789 | 1225.55 | 191377.2843 | 53308.4127 | 24181.2883 | 4804.5481 | 114679.7229
6509 | 135.7598 | 135.76 | 135.76 | 132.157 | 132.157 | 1275.3 | 177748.2718 | 47576.5213 | 21581.2387 | 4287.2824 | 95774.1805
6510 | 197.097 | 197.097 | 197.097 | 191.8662 | 191.8662 | 1324.55 | 267867.8176 | 69071.8151 | 31331.7428 | 6224.7124 | 129595.9931
6511 | 122.6745 | 122.674 | 122.674 | 119.4183 | 119.4183 | 1260.1 | 158382.519 | 42990.5876 | 19501.0082 | 5968.5867 | 88357.5994
6512 | 195.7169 | 195.717 | 195.717 | 190.5228 | 190.5228 | 1198.25 | 240214.7237 | 68588.1999 | 31112.3696 | 9520.8555 | 152751.6369
6513 | 885.4685 | 885.469 | 885.469 | 861.9691 | 861.9691 | 758.5 | 690150.2628 | 310308.8888 | 140759.5598 | 43074.3577 | 1070134.6817
6514 | 1487.9546 | 1487.954 | 1487.954 | 1448.4645 | 1448.4645 | 327.25 | 501800.167 | 521447.2243 | 236534.2548 | 72385.3166 | 2422919.0125
6515 | 1782.3192 | 1782.319 | 1782.319 | 1735.0172 | 1735.0172 | 342.65 | 630603.8057 | 624606.2011 | 283328.3129 | 86704.4681 | 2875530.7985
6516 | 1685.3849 | 2105.12 | 1685.386 | 2049.2513 | 1685.3849 | 347.95 | 622969.831 | 606738.5503 | 275223.348 | 0 | 2784340.0613
6517 | 1718.2943 | 3179.646 | 1718.295 | 3095.2599 | 1718.2943 | 629.25 | 1146870.471 | 618585.9613 | 280597.4652 | 0 | 2355351.9624
6518 | 1671.8876 | 2859.502 | 1671.888 | 2783.6124 | 1671.8876 | 914.6 | 1622166.854 | 601879.5367 | 273019.2454 | 0 | 1814666.8032
6519 | 1697.546 | 2032.538 | 1697.546 | 1978.5955 | 1697.546 | 1088.45 | 1962160.4204 | 611116.5571 | 277209.2605 | 0 | 1547398.049
6520 | 1755.8511 | 1016.672 | 1016.672 | 989.6901 | 989.6901 | 1385.2 | 1454448.0891 | 356288.4286 | 161616.39 | 1404373.2058 | 608461.4608
6521 | 1623.5477 | 230.189 | 230.189 | 224.0799 | 224.0799 | 1710.5 | 405295.3661 | 80668.7674 | 36592.2492 | 2565224.5004 | 64871.1338
6522 | 1905.103 | 10.616 | 10.616 | 10.3343 | 10.3343 | 1826.85 | 19882.7825 | 3720.3326 | 1687.5842 | 3473111.179 | 1789.3766
6523 | 1574.8582 | 1574.858 | 1574.858 | 1533.0621 | 1533.0621 | 1830.45 | 2952309.1151 | 551902.3658 | 250349.0454 | 142023.1198 | 259930.6837
6524 | 1257.8224 | 1257.822 | 1257.822 | 1224.4401 | 1224.4401 | 1833.55 | 2362461.6533 | 440798.4323 | 199951.0667 | 113432.9982 | 203808.053
6525 | 1468.0047 | 1468.005 | 1468.005 | 1429.0449 | 1429.0449 | 1807.7 | 2721456.7005 | 514456.1811 | 233363.0399 | 132385.0858 | 274805.3434
6526 | 1599.6753 | 1599.675 | 1599.675 | 1557.2205 | 1557.2205 | 1846.8 | 3032305.1331 | 560599.3791 | 254294.1073 | 144261.3065 | 238566.1802
6527 | 1683.9117 | 1683.912 | 1683.912 | 1639.2219 | 1639.2219 | 1844.45 | 3186199.1814 | 590119.8817 | 267684.9352 | 151856.1187 | 254980.9655
6528 | 1453.2837 | 0 | 0 | 0 | 0 | 1830.45 | 0 | 0 | 0 | 2663869.0533 | 0
6529 | 1407.4852 | 0 | 0 | 0 | 0 | 1565.65 | 0 | 0 | 0 | 1674907.4392 | 0
6530 | 1535.8845 | 0 | 0 | 0 | 0 | 1464 | 0 | 0 | 0 | 1827702.5978 | 0
6531 | 1660.1947 | 0 | 0 | 0 | 0 | 1442 | 0 | 0 | 0 | 1975631.668 | 0
6532 | 1321.6131 | 0 | 0 | 0 | 0 | 1436.6 | 0 | 0 | 0 | 1572719.5938 | 0
6533 | 1273.3611 | 0 | 0 | 0 | 0 | 1411.8 | 0 | 0 | 0 | 1515299.7566 | 0
6534 | 1310.1635 | 0 | 0 | 0 | 0 | 1429.2 | 0 | 0 | 0 | 1559094.5483 | 0
6535 | 1068.0858 | 0 | 0 | 0 | 0 | 1375 | 0 | 0 | 0 | 1957801.3411 | 0
6536 | 1296.3319 | 0 | 0 | 0 | 0 | 1005.45 | 0 | 0 | 0 | 2376176.4424 | 0
6537 | 1701.5656 | 0 | 0 | 0 | 0 | 294.1 | 0 | 0 | 0 | 3118969.7925 | 0
6538 | 1384.2118 | 569.239 | 569.239 | 554.1317 | 554.1317 | 306.3 | 179300.4616 | 199487.4146 | 90489.7078 | 1521536.898 | 938532.8726
6539 | 1713.281 | 1238.196 | 1238.196 | 1205.335 | 1205.335 | 320.05 | 406743.0851 | 433920.5831 | 196831.1979 | 931065.1753 | 2024902.4546
6540 | 1435.638 | 1337.132 | 1337.132 | 1301.6452 | 1301.6452 | 320.45 | 440455.3417 | 468592.2884 | 212558.6686 | 245608.7444 | 2186178.2724
6541 | 1436.8198 | 1436.819 | 1436.819 | 1398.6866 | 1398.6866 | 314.5 | 464334.6044 | 503527.1785 | 228405.5229 | 69898.1042 | 2357486.2762
6542 | 1416.2125 | 1416.212 | 1416.212 | 1378.6265 | 1378.6265 | 696.5 | 1013577.8428 | 496305.542 | 225129.7084 | 68895.1461 | 1797039.65
6543 | 1458.112 | 1458.112 | 1458.112 | 1419.4145 | 1419.4145 | 978.75 | 1467372.4008 | 510989.2209 | 231790.3882 | 70932.4764 | 1449577.0606
6544 | 1580.7302 | 1580.73 | 1580.73 | 1538.7783 | 1538.7783 | 782.05 | 1265552.0952 | 553960.1835 | 251282.4944 | 76897.9252 | 1874155.0153
6545 | 1546.2679 | 455.633 | 455.633 | 443.5407 | 443.5407 | 1417.7 | 661816.4643 | 159674.6695 | 72430.2042 | 2021298.8832 | 258273.7779
6546 | 1753.4948 | 23.593 | 23.593 | 22.9669 | 22.9669 | 1607.85 | 38877.5527 | 8268.0677 | 3750.4874 | 3172057.6469 | 9006.452
6547 | 1580.4767 | 1580.477 | 1580.477 | 1538.532 | 1538.532 | 1829.05 | 2960702.1778 | 553871.5207 | 251242.2759 | 142528.1177 | 263012.0457
6548 | 1247.1906 | 1247.191 | 1247.191 | 1214.0912 | 1214.0912 | 1826.5 | 2335659.7777 | 437072.8431 | 198261.098 | 112471.6023 | 210644.8285
6549 | 1584.9543 | 1584.954 | 1584.954 | 1542.8902 | 1542.8902 | 1808.15 | 2944125.4463 | 555440.4666 | 251953.9672 | 142933.9617 | 296003.482
6550 | 1818.0358 | 1796.003 | 1796.003 | 1748.3381 | 1748.3381 | 1828.1 | 3369983.0675 | 629401.7014 | 285503.6051 | 236833.0854 | 300539.3124
6551 | 1714.1715 | 1714.171 | 1714.171 | 1668.6778 | 1668.6778 | 1821.1 | 3201491.6645 | 600724.021 | 272495.0906 | 154587.3066 | 298526.4649
6552 | 1513.8031 | 0 | 0 | 0 | 0 | 1751.35 | 0 | 0 | 0 | 2774801.1336 | 0
6553 | 1295.9329 | 0 | 0 | 0 | 0 | 1584.5 | 0 | 0 | 0 | 1542160.1343 | 0
6554 | 1429.5663 | 0 | 0 | 0 | 0 | 1379.8 | 0 | 0 | 0 | 1701183.8411 | 0
6555 | 1403.1504 | 0 | 0 | 0 | 0 | 1267.35 | 0 | 0 | 0 | 1669748.9224 | 0
6556 | 223.7582 | 0 | 0 | 0 | 0 | 1185.4 | 0 | 0 | 0 | 266272.2534 | 0
6557 | 344.1836 | 0 | 0 | 0 | 0 | 1170.25 | 0 | 0 | 0 | 409578.5008 | 0
6558 | 855.4089 | 0 | 0 | 0 | 0 | 1176.75 | 0 | 0 | 0 | 1017936.6353 | 0
6559 | 1351.1431 | 334.98 | 334.98 | 326.0898 | 326.0898 | 1284.95 | 444296.4952 | 117392.3328 | 53250.4665 | 1878922.645 | 233170.5211
6560 | 1327.7543 | 1327.754 | 1327.754 | 1292.5161 | 1292.5161 | 1272.05 | 1738873.1191 | 465305.8078 | 211067.8845 | 64591.6175 | 940887.1188
6561 | 1082.8362 | 1082.836 | 1082.836 | 1054.0981 | 1054.0981 | 1300.05 | 1455784.7011 | 379475.3242 | 172134.2235 | 52676.9394 | 737815.9811
6562 | 962.5079 | 1105.558 | 962.508 | 1076.2171 | 962.5079 | 1238.05 | 1269292.7999 | 346502.8523 | 157177.5438 | 0 | 733382.912
6563 | 1672.8606 | 1726.224 | 1672.86 | 1680.411 | 1672.8606 | 620.75 | 1105205.511 | 602229.8016 | 273178.1294 | 0 | 2307292.9274
6564 | 1223.3853 | 1223.385 | 1223.385 | 1190.917 | 1190.917 | 823.85 | 1045148.1168 | 428730.1305 | 194476.7508 | 59514.3627 | 1400697.0637
6565 | 988.9209 | 1700 | 988.921 | 1654.8829 | 988.9209 | 760.05 | 798677.7608 | 356011.5268 | 161490.7842 | 0 | 1226212.4795
6566 | 879.0094 | 1753.191 | 879.009 | 1706.6623 | 879.0094 | 1098.3 | 1023870.2306 | 316443.386 | 143542.2359 | 0 | 792602.781
6567 | 1120.1603 | 2688.744 | 1120.16 | 2617.3862 | 1120.1603 | 1279.7 | 1522572.3542 | 403257.7202 | 182922.1825 | 0 | 806851.4886
6568 | 1590.8052 | 1713.015 | 1590.806 | 1667.5525 | 1590.8052 | 1437.45 | 2430117.4371 | 572689.8738 | 259778.49 | 0 | 894907.4681
6569 | 1557.5416 | 576.467 | 576.467 | 561.1679 | 561.1679 | 1766.55 | 1052340.9599 | 202020.4368 | 91638.7148 | 1826352.9699 | 131004.6416
6570 | 1465.6696 | 21.998 | 21.998 | 21.4142 | 21.4142 | 1802 | 40913.8974 | 7709.1066 | 3496.9364 | 2647320.1737 | 4240.0086
6571 | 966.144 | 966.144 | 966.144 | 940.5031 | 940.5031 | 1845.85 | 1831985.2206 | 338581.1034 | 153584.1505 | 87127.8759 | 144978.5475
6572 | 1198.0387 | 1198.039 | 1198.039 | 1166.2437 | 1166.2437 | 1847.45 | 2273695.5235 | 419847.7313 | 190447.5959 | 108039.3316 | 177910.4761
6573 | 1423.3507 | 1423.351 | 1423.351 | 1385.576 | 1385.576 | 1852.55 | 2709373.345 | 498807.3745 | 226264.5674 | 128358.453 | 204303.1872
6574 | 1421.0199 | 1421.02 | 1421.02 | 1383.3069 | 1383.3069 | 1865.25 | 2719642.7429 | 497990.4854 | 225894.0174 | 128148.873 | 186400.6053
6575 | 1225.2315 | 1225.232 | 1225.232 | 1192.715 | 1192.715 | 1865.55 | 2341688.5524 | 429377.4038 | 194770.3612 | 110491.0681 | 160360.5332
6576 | 1382.173 | 0 | 0 | 0 | 0 | 1818.85 | 0 | 0 | 0 | 2533523.153 | 0
6577 | 1511.9217 | 0 | 0 | 0 | 0 | 1599.95 | 0 | 0 | 0 | 1799186.823 | 0
6578 | 1197.2617 | 0 | 0 | 0 | 0 | 1679.1 | 0 | 0 | 0 | 1424741.467 | 0
6579 | 1518.9141 | 0 | 0 | 0 | 0 | 1480.45 | 0 | 0 | 0 | 1807507.8314 | 0
6580 | 1238.4395 | 0 | 0 | 0 | 0 | 1414.65 | 0 | 0 | 0 | 1473742.9574 | 0
6581 | 1274.9556 | 0 | 0 | 0 | 0 | 1415.4 | 0 | 0 | 0 | 1517197.1105 | 0
6582 | 1134.3297 | 0 | 0 | 0 | 0 | 1421.25 | 0 | 0 | 0 | 1349852.3954 | 0
6583 | 1236.1086 | 374.136 | 374.136 | 364.2066 | 364.2066 | 1498.5 | 574019.6108 | 131114.3884 | 59474.9434 | 1598196.387 | 182649.6272
6584 | 895.8243 | 895.824 | 895.824 | 872.0493 | 872.0493 | 1437.05 | 1317188.477 | 313937.755 | 142405.6539 | 43579.5215 | 490920.1644
6585 | 1078.1882 | 1078.189 | 1078.189 | 1049.5745 | 1049.5745 | 1421.4 | 1574114.047 | 377846.8026 | 171395.508 | 52448.9841 | 607283.7778
6586 | 1521.983 | 1521.983 | 1521.983 | 1481.5904 | 1481.5904 | 1261.9 | 1978584.8448 | 533372.5443 | 241943.7125 | 74039.724 | 1093561.8749
6587 | 1177.4916 | 1177.492 | 1177.492 | 1146.242 | 1146.242 | 1162.9 | 1411906.7906 | 412647.1215 | 187181.3193 | 57280.4614 | 959519.1817
6588 | 1060.1419 | 1060.142 | 1060.142 | 1032.0064 | 1032.0064 | 1030.7 | 1127452.5009 | 371522.3073 | 168526.6466 | 51572.2812 | 1000323.8125
6589 | 943.5293 | 943.529 | 943.529 | 918.4883 | 918.4883 | 983.75 | 956989.0639 | 330655.7717 | 149989.132 | 45900.173 | 933413.6889
6590 | 1025.0301 | 1025.03 | 1025.03 | 997.8263 | 997.8263 | 1258.25 | 1329267.0622 | 359217.4545 | 162945.0287 | 49864.5991 | 740137.6303
6591 | 930.0669 | 930.067 | 930.067 | 905.3835 | 905.3835 | 1478.8 | 1415006.8589 | 325938.0704 | 147849.1303 | 45244.563 | 471885.8952
6592 | 968.8011 | 968.801 | 968.801 | 943.0895 | 943.0895 | 1539.25 | 1531925.6841 | 339512.2379 | 154006.5235 | 47129.3127 | 434528.51
6593 | 1132.6778 | 84.923 | 84.923 | 82.6692 | 82.6692 | 1843.95 | 160948.0005 | 29760.9084 | 13499.8787 | 1924665.7439 | 12900.5271
6594 | 1010.9393 | 0 | 0 | 0 | 0 | 1908.65 | 0 | 0 | 0 | 1853051.8029 | 0
6595 | 1250.7879 | 1250.788 | 1250.788 | 1217.5928 | 1217.5928 | 1910.95 | 2449602.0325 | 438333.3966 | 198832.8991 | 112797.1321 | 108426.636
6596 | 1191.8232 | 1191.823 | 1191.823 | 1160.1927 | 1160.1927 | 1863.8 | 2282267.8551 | 417669.3602 | 189459.4626 | 107480.4447 | 158018.2413
6597 | 1114.1294 | 1114.129 | 1114.129 | 1084.5606 | 1084.5606 | 1845.45 | 2113323.2524 | 390441.8245 | 177108.7499 | 100474.5353 | 167618.8444
6598 | 1338.6645 | 1338.664 | 1338.664 | 1303.1366 | 1303.1366 | 1838.25 | 2532932.8564 | 469129.1714 | 212802.2047 | 120723.8 | 210782.343
6599 | 1141.3222 | 1141.322 | 1141.322 | 1111.0319 | 1111.0319 | 1805.7 | 2126257.5041 | 399971.4971 | 181431.5152 | 102926.2752 | 215873.5052
6600 | 156.1646 | 0 | 0 | 0 | 0 | 1607.6 | 0 | 0 | 0 | 286249.6649 | 0
6601 | 101.7789 | 0 | 0 | 0 | 0 | 1444.45 | 0 | 0 | 0 | 121116.893 | 0
6602 | 103.3328 | 0 | 0 | 0 | 0 | 1269.6 | 0 | 0 | 0 | 122966.0059 | 0
6603 | 99.4481 | 0 | 0 | 0 | 0 | 1180.45 | 0 | 0 | 0 | 118343.2237 | 0
6604 | 104.8867 | 0 | 0 | 0 | 0 | 1160.35 | 0 | 0 | 0 | 124815.1187 | 0
6605 | 98.6711 | 0 | 0 | 0 | 0 | 1179.7 | 0 | 0 | 0 | 117418.6673 | 0
6606 | 101.002 | 0 | 0 | 0 | 0 | 1185.55 | 0 | 0 | 0 | 120192.3366 | 0
6607 | 84.2832 | 0 | 0 | 0 | 0 | 1284 | 0 | 0 | 0 | 154491.1515 | 0
6608 | 99.5365 | 0 | 0 | 0 | 0 | 908.6 | 0 | 0 | 0 | 182450.3383 | 0
6609 | 1023.3432 | 0 | 0 | 0 | 0 | 1250.1 | 0 | 0 | 0 | 1875788.0013 | 0
6610 | 1312.2971 | 0 | 0 | 0 | 0 | 1128.5 | 0 | 0 | 0 | 2405440.6686 | 0
6611 | 985.1178 | 0 | 0 | 0 | 0 | 1009.7 | 0 | 0 | 0 | 1805720.9188 | 0
6612 | 1098.0768 | 134.032 | 134.032 | 130.4749 | 130.4749 | 984.8 | 135674.9341 | 46970.951 | 21306.5453 | 1773614.4169 | 132458.0817
6613 | 1289.3435 | 536.72 | 536.72 | 522.4757 | 522.4757 | 891.95 | 491844.1254 | 188091.2678 | 85320.289 | 1405668.5586 | 578929.2479
6614 | 1274.6729 | 544.055 | 544.055 | 529.6161 | 529.6161 | 1134.15 | 636767.6857 | 190661.7877 | 86486.3054 | 1365689.2374 | 458568.0802
6615 | 1148.4205 | 430 | 430 | 418.588 | 418.588 | 1408.8 | 625081.8277 | 150691.6924 | 68355.426 | 1337782.8892 | 247469.2459
6616 | 1234.0498 | 239.723 | 239.723 | 233.3609 | 233.3609 | 1682.25 | 416107.4938 | 84009.9176 | 38107.8321 | 1834262.7129 | 74150.4203
6617 | 1363.2866 | 144.877 | 144.877 | 141.032 | 141.032 | 1897.95 | 282910.3739 | 50771.5356 | 23030.5327 | 2240392.6536 | 14392.32
6618 | 1689.6706 | 0 | 0 | 0 | 0 | 1892.65 | 0 | 0 | 0 | 3097166.1878 | 0
6619 | 1542.9749 | 1542.975 | 1542.975 | 1502.0253 | 1502.0253 | 1910.95 | 3023446.8678 | 540729.1025 | 245280.729 | 139146.956 | 133755.3516
6620 | 1457.536 | 1457.536 | 1457.536 | 1418.8538 | 1418.8538 | 1863.3 | 2789426.9369 | 510787.3641 | 231698.8238 | 131442.2442 | 193957.313
6621 | 1491.7213 | 1491.721 | 1491.721 | 1452.1315 | 1452.1315 | 1789.95 | 2740831.9245 | 522767.3536 | 237133.0801 | 134526.0355 | 305020.2295
6622 | 1543.7762 | 1543.776 | 1543.776 | 1502.805 | 1502.805 | 1760.6 | 2791358.919 | 541009.8096 | 245408.0608 | 139219.9284 | 359771.5234
6623 | 1860.7669 | 1796.003 | 1796.003 | 1748.3381 | 1748.3381 | 1591.2 | 2941139.2596 | 629401.7014 | 285503.6051 | 382033.3462 | 714720.5987
6624 | 186.4652 | 0 | 0 | 0 | 0 | 1474.55 | 0 | 0 | 0 | 341790.6445 | 0
6625 | 104.1097 | 0 | 0 | 0 | 0 | 1208 | 0 | 0 | 0 | 123890.5623 | 0
6626 | 112.656 | 0 | 0 | 0 | 0 | 1419.8 | 0 | 0 | 0 | 134060.6831 | 0
6627 | 107.2175 | 0 | 0 | 0 | 0 | 1405.45 | 0 | 0 | 0 | 127588.7881 | 0
6628 | 107.2175 | 0 | 0 | 0 | 0 | 1373.45 | 0 | 0 | 0 | 127588.7881 | 0
6629 | 104.8867 | 0 | 0 | 0 | 0 | 1315.2 | 0 | 0 | 0 | 124815.1187 | 0
6630 | 107.2175 | 0 | 0 | 0 | 0 | 1380.05 | 0 | 0 | 0 | 127588.7881 | 0
6631 | 100.2454 | 100.246 | 100.246 | 97.5855 | 97.5855 | 1396.5 | 144911.0055 | 35130.7893 | 15935.7164 | 4875.5861 | 58892.8648
6632 | 123.1185 | 123.119 | 123.119 | 119.8515 | 119.8515 | 1079.3 | 137097.0912 | 43146.536 | 19571.7481 | 5988.3948 | 110347.2658
6633 | 971.1397 | 971.14 | 971.14 | 945.3665 | 945.3665 | 1433.9 | 1438067.5634 | 340331.9306 | 154378.3452 | 47242.3349 | 535171.9608
6634 | 1916.0218 | 1916.022 | 1916.022 | 1865.1718 | 1865.1718 | 1422.9 | 2812012.6439 | 671461.8554 | 304582.5583 | 93208.0396 | 1076390.6577
6635 | 1454.101 | 1454.101 | 1454.101 | 1415.51 | 1415.51 | 963.8 | 1443333.5282 | 509583.5828 | 231152.7752 | 70737.3705 | 1466751.4124
6636 | 1405.6336 | 1405.633 | 1405.633 | 1368.3283 | 1368.3283 | 360.8 | 522779.0994 | 492598.1759 | 223448.0059 | 68380.7552 | 2242963.6944
6637 | 1449.3753 | 1622.78 | 1449.375 | 1579.7123 | 1449.3753 | 342.95 | 525506.9737 | 521775.0947 | 236682.9804 | 0 | 2401687.2796
6638 | 1617.9573 | 1617.957 | 1617.957 | 1575.0173 | 1575.0173 | 359.25 | 600560.0229 | 567006.2292 | 257200.3256 | 78708.926 | 2584209.6403
6639 | 1296.6671 | 1296.667 | 1296.667 | 1262.2542 | 1262.2542 | 1217.2 | 1628377.8014 | 454411.4993 | 206126.1051 | 63078.8957 | 988092.5601
6640 | 1542.1261 | 618.852 | 618.852 | 602.428 | 602.428 | 1490.75 | 952675.4888 | 216874.0819 | 98376.4933 | 1722466.6864 | 306786.4617
6641 | 1368.5009 | 488.839 | 488.839 | 475.8655 | 475.8655 | 1722.45 | 866964.6409 | 171311.5726 | 77708.8328 | 1636200.6416 | 132076.4638
6642 | 1900.383 | 10.605 | 10.605 | 10.3235 | 10.3235 | 1851.15 | 20143.7881 | 3716.4777 | 1685.8356 | 3464479.012 | 1536.6603
6643 | 1656.3215 | 1656.321 | 1656.321 | 1612.3631 | 1612.3631 | 1909.95 | 3244384.9884 | 580450.7317 | 263298.9014 | 149370.4542 | 145193.3011
6644 | 1599.7157 | 1599.716 | 1599.716 | 1557.2604 | 1557.2604 | 1832.8 | 3007581.5731 | 560613.7474 | 254300.6249 | 144263.1248 | 260373.9405
6645 | 1535.2298 | 1535.23 | 1535.23 | 1494.4858 | 1494.4858 | 1601.45 | 2520446.38 | 538014.8998 | 244049.5365 | 138448.1537 | 595627.3286
6646 | 1731.7952 | 1731.795 | 1731.795 | 1685.8341 | 1685.8341 | 1507.55 | 2679952.4819 | 606900.2777 | 275296.7093 | 156175.8185 | 830189.0049
6647 | 1424.1277 | 1424.128 | 1424.128 | 1386.3324 | 1386.3324 | 1173.1 | 1716903.8473 | 499079.6709 | 226388.0841 | 128428.3164 | 1146358.2775
6648 | 1595.0541 | 0 | 0 | 0 | 0 | 618.1 | 0 | 0 | 0 | 2923734.1378 | 0
6649 | 1460.6438 | 0 | 0 | 0 | 0 | 803.1 | 0 | 0 | 0 | 2677360.0487 | 0
6650 | 1355.7571 | 0 | 0 | 0 | 0 | 275.1 | 0 | 0 | 0 | 2485102.812 | 0
6651 | 1222.1238 | 0 | 0 | 0 | 0 | 271.45 | 0 | 0 | 0 | 2240152.8502 | 0
6652 | 1309.9178 | 0 | 0 | 0 | 0 | 269.95 | 0 | 0 | 0 | 2401079.2779 | 0
6653 | 1102.4753 | 0 | 0 | 0 | 0 | 270.7 | 0 | 0 | 0 | 2020837.1864 | 0
6654 | 1162.2995 | 0 | 0 | 0 | 0 | 276.55 | 0 | 0 | 0 | 2130495.0183 | 0
6655 | 1174.1449 | 459.459 | 459.459 | 447.2652 | 447.2652 | 838.5 | 397741.0857 | 161015.4751 | 73038.4086 | 1332370.4963 | 519498.5398
6656 | 224.0097 | 224.01 | 224.01 | 218.0649 | 218.0649 | 313.7 | 72192.6957 | 78503.3628 | 35609.9976 | 10896.879 | 367722.8353
6657 | 279.8454 | 279.846 | 279.846 | 272.419 | 272.419 | 350.4 | 100992.7249 | 98070.8543 | 44486.0292 | 13612.4513 | 449382.4479
6658 | 322.6469 | 930.291 | 322.646 | 905.6016 | 322.6469 | 362.9 | 123639.5845 | 116152.8796 | 52688.2368 | 0 | 528205.22
6659 | 279.4598 | 733.985 | 279.46 | 714.5054 | 279.4598 | 368.9 | 108846.7565 | 100605.5308 | 45635.7866 | 0 | 455826.8925
6660 | 226.3163 | 994.546 | 226.316 | 968.1513 | 226.3163 | 360.8 | 86244.5432 | 81473.8554 | 36957.4461 | 0 | 370977.6218
6661 | 249.9566 | 2131.694 | 249.956 | 2075.12 | 249.9566 | 342.95 | 90490.2374 | 89984.3586 | 40817.9049 | 0 | 414190.5038
6662 | 247.4402 | 3314.702 | 247.441 | 3226.7316 | 247.4402 | 359.25 | 93979.8482 | 89078.4875 | 40406.9917 | 0 | 405987.5787
6663 | 268.3642 | 1346.44 | 268.364 | 1310.7062 | 268.3642 | 376.8 | 106724.7324 | 96611.0974 | 43823.8672 | 0 | 435608.7035
6664 | 198.7923 | 1197.145 | 198.792 | 1165.3734 | 198.7923 | 1261.65 | 265001.1765 | 71565.2132 | 32462.7759 | 0 | 146778.2643
6665 | 292.6697 | 292.67 | 292.67 | 284.9027 | 284.9027 | 1694.95 | 510189.9616 | 102564.9712 | 46524.6105 | 14236.9137 | 86909.5679
6666 | 221.6323 | 221.632 | 221.632 | 215.75 | 215.75 | 1807.05 | 411513.9955 | 77670.0027 | 35231.9762 | 10782.2402 | 41628.964
6667 | 210.0695 | 210.07 | 210.07 | 204.4949 | 204.4949 | 1910.95 | 412149.8939 | 73618.1484 | 33394.0101 | 10218.3514 | 18210.267
6668 | 235.4123 | 235.412 | 235.412 | 229.1643 | 229.1643 | 1666.3 | 403277.1703 | 82499.1458 | 37422.5292 | 11452.5381 | 76472.1249
6669 | 195.0115 | 195.011 | 195.011 | 189.8355 | 189.8355 | 1547.45 | 310280.7148 | 68340.7852 | 31000.1395 | 9487.5512 | 85910.062
6670 | 287.4671 | 287.467 | 287.467 | 279.8378 | 279.8378 | 1507.55 | 445623.9891 | 100741.6017 | 45697.5099 | 13984.5882 | 137806.116
6671 | 260.2743 | 260.274 | 260.274 | 253.3665 | 253.3665 | 1446.7 | 387458.6269 | 91211.9292 | 41374.7445 | 12662.0353 | 140187.6678
6672 | 282.8055 | 282.805 | 282.805 | 275.2995 | 275.2995 | 1381.2 | 402639.4264 | 99107.8234 | 44956.4099 | 13758.4766 | 170355.3365
6673 | 230.7506 | 230.751 | 230.751 | 224.627 | 224.627 | 1410.7 | 336820.3057 | 80865.7179 | 36681.5882 | 7287.1381 | 132372.6877
6674 | 185.6882 | 185.688 | 185.688 | 180.7599 | 180.7599 | 1406.35 | 270674.7566 | 65073.579 | 29518.0985 | 5864.6574 | 107308.1394
6675 | 236.1892 | 236.189 | 236.189 | 229.9207 | 229.9207 | 1282.4 | 313662.9302 | 82771.4422 | 37546.0459 | 7459.5558 | 164991.0747
6676 | 198.1192 | 198.119 | 198.119 | 192.861 | 192.861 | 925.85 | 190139.1224 | 69429.9707 | 31494.2062 | 6257.2656 | 207161.6751
6677 | 229.1968 | 229.197 | 229.197 | 223.1142 | 223.1142 | 926.25 | 220232.7565 | 80321.1252 | 36434.5548 | 7238.2069 | 239568.9115
6678 | 285.1363 | 285.136 | 285.136 | 277.5686 | 277.5686 | 1053.85 | 311438.6033 | 99924.7126 | 45326.9599 | 9005.523 | 262621.5744
6679 | 164.7109 | 164.711 | 164.711 | 160.3397 | 160.3397 | 1417.95 | 240723.2336 | 57722.2775 | 26183.4665 | 8012.4729 | 93325.699
6680 | 199.3876 | 199.388 | 199.388 | 194.0964 | 194.0964 | 635.4 | 130423.7 | 69874.6864 | 31695.9341 | 9698.8365 | 264863.8808
6681 | 1165.9822 | 1165.982 | 1165.982 | 1135.0375 | 1135.0375 | 341.9 | 410175.0309 | 408613.4904 | 185351.6194 | 56721.6949 | 1882005.6346
6682 | 1779.2506 | 1779.25 | 1779.25 | 1732.0297 | 1732.0297 | 348.35 | 637071.7768 | 623530.683 | 282840.4459 | 86555.9354 | 2860706.8127
6683 | 1668.8448 | 2863.071 | 1668.844 | 2787.0867 | 1668.8448 | 356.1 | 626990.1805 | 600784.1136 | 272522.3493 | 0 | 2743413.901
6684 | 1306.7683 | 3152.339 | 1306.768 | 3068.6776 | 1306.7683 | 349.85 | 483173.0247 | 470436.5736 | 213395.2569 | 0 | 2156363.6442
6685 | 1367.4141 | 2925.565 | 1367.414 | 2847.9221 | 1367.4141 | 334.65 | 483567.485 | 492269.0803 | 223298.7245 | 0 | 2277223.0914
6686 | 1211.3632 | 1335.615 | 1211.363 | 1300.1685 | 1211.3632 | 352 | 451634.5384 | 436090.7394 | 197815.6048 | 0 | 1996326.4959
6687 | 1187.0499 | 160.644 | 160.644 | 156.3806 | 156.3806 | 689.6 | 113976.5023 | 56297.0145 | 25536.9513 | 1889216.7539 | 204921.1328
6688 | 1289.3338 | 278.846 | 278.846 | 271.4456 | 271.4456 | 1495.95 | 428996.1404 | 97720.4085 | 44327.0631 | 1865789.0483 | 136822.1442
6689 | 1473.5876 | 175.052 | 175.052 | 170.4062 | 170.4062 | 1673 | 301355.2491 | 61346.2375 | 27827.335 | 2388731.4231 | 55722.8324
6690 | 1450.7679 | 1.02 | 1.02 | 0.99293 | 0.99293 | 1770.3 | 1855.0198 | 357.4547 | 162.1454 | 2657437.5663 | 228.076
6691 | 1377.5454 | 1377.545 | 1377.545 | 1340.9857 | 1340.9857 | 1880.55 | 2659888.0538 | 482754.8544 | 218982.9659 | 124229.7903 | 160180.7427
6692 | 1000.6964 | 1000.696 | 1000.696 | 974.1381 | 974.1381 | 1729.4 | 1781898.9161 | 350689.7065 | 159076.7474 | 90245.1146 | 263601.7627
6693 | 1480.0672 | 1480.067 | 1480.067 | 1440.7868 | 1440.7868 | 1530.45 | 2331693.0524 | 518683.2583 | 235280.4891 | 133474.8206 | 676521.4554
6694 | 1346.4339 | 1346.434 | 1346.434 | 1310.7004 | 1310.7004 | 1493.05 | 2071866.6261 | 471852.1352 | 214037.3713 | 121422.4036 | 664459.5554
6695 | 1285.8327 | 1285.833 | 1285.833 | 1251.7077 | 1251.7077 | 1446.55 | 1916675.5294 | 450614.7695 | 204403.8663 | 115956.7359 | 692757.6228
6696 | 1184.8307 | 0 | 0 | 0 | 0 | 1412.8 | 0 | 0 | 0 | 2171794.7208 | 0
6697 | 1309.9178 | 0 | 0 | 0 | 0 | 1110.65 | 0 | 0 | 0 | 1558802.1499 | 0
6698 | 1500.2676 | 0 | 0 | 0 | 0 | 1404.75 | 0 | 0 | 0 | 1785318.4761 | 0
6699 | 1316.9102 | 0 | 0 | 0 | 0 | 1406.4 | 0 | 0 | 0 | 1567123.1582 | 0
6700 | 1187.9385 | 0 | 0 | 0 | 0 | 1404.55 | 0 | 0 | 0 | 1413646.79 | 0
6701 | 966.5111 | 0 | 0 | 0 | 0 | 1403.55 | 0 | 0 | 0 | 1150148.2054 | 0
6702 | 1231.447 | 0 | 0 | 0 | 0 | 1392.45 | 0 | 0 | 0 | 1465421.9502 | 0
6703 | 1040.3999 | 1011.071 | 1011.071 | 984.2377 | 984.2377 | 1125 | 1178328.4383 | 354325.5817 | 160726.0208 | 102945.1901 | 861208.011
6704 | 1049.4094 | 1049.41 | 1049.41 | 1021.5592 | 1021.5592 | 266.95 | 288694.1481 | 367761.323 | 166820.6224 | 51049.4153 | 1770413.2248
6705 | 1392.0499 | 1392.05 | 1392.05 | 1355.1058 | 1355.1058 | 275.1 | 393687.4778 | 487838.0707 | 221288.7693 | 67718.5318 | 2337421.9114
6706 | 1491.899 | 1491.899 | 1491.899 | 1452.3048 | 1452.3048 | 284.7 | 436325.3609 | 522829.733 | 237161.3761 | 72576.2019 | 2491138.4472
6707 | 1479.7011 | 1479.701 | 1479.701 | 1440.4305 | 1440.4305 | 300.8 | 456674.0566 | 518554.9952 | 235222.3075 | 71982.9362 | 2447579.5772
6708 | 1376.6976 | 1465.697 | 1376.697 | 1426.7982 | 1376.6976 | 295.55 | 429694.6584 | 495611.1187 | 224814.7102 | 0 | 2346512.1425
6709 | 1804.4341 | 1804.434 | 1804.434 | 1756.5453 | 1756.5453 | 283.35 | 524959.5014 | 632356.3099 | 286843.8484 | 87780.1038 | 3015373.4984
6710 | 1768.6143 | 1768.614 | 1768.614 | 1721.6759 | 1721.6759 | 285 | 519168.635 | 619803.3415 | 281149.6824 | 86038.0091 | 2952674.2519
6711 | 1995.8376 | 1995.837 | 1995.837 | 1942.8686 | 1942.8686 | 289.5 | 597240.7424 | 699432.6867 | 317270.4381 | 97092.3089 | 3323276.6959
6712 | 1636.7689 | 1636.769 | 1636.769 | 1593.33 | 1593.33 | 295.8 | 500182.9549 | 573598.8155 | 260190.796 | 79623.3643 | 2715353.0593
6713 | 1880.17 | 264.398 | 264.398 | 257.381 | 257.381 | 879.9 | 240511.6971 | 92657.1676 | 42030.3208 | 2974572.2036 | 288292.4819
6714 | 1605.2708 | 0 | 0 | 0 | 0 | 1638.15 | 0 | 0 | 0 | 2942461.4167 | 0
6715 | 1176.8108 | 1176.811 | 1176.811 | 1145.5791 | 1145.5791 | 1850.05 | 2237651.1453 | 412408.4679 | 187073.0634 | 106125.3281 | 171779.5827
6716 | 1179.3922 | 1179.392 | 1179.392 | 1148.0916 | 1148.0916 | 1662.4 | 2018559.8056 | 413312.9685 | 187483.3549 | 106359.3699 | 387595.7172
6717 | 1017.789 | 1017.789 | 1017.789 | 990.7774 | 990.7774 | 1447.05 | 1522477.9053 | 356679.8765 | 161793.9551 | 91785.3563 | 547850.3826
6718 | 1282.7249 | 1282.725 | 1282.725 | 1248.6822 | 1248.6822 | 1432.05 | 1899256.6069 | 449525.584 | 203909.7996 | 115677.2958 | 709189.0429
6719 | 1643.2243 | 1643.224 | 1643.224 | 1599.6137 | 1599.6137 | 1414.2 | 2409587.2088 | 575860.9431 | 261216.9222 | 148188.5542 | 937053.7235
6720 | 1414.8044 | 0 | 0 | 0 | 0 | 861.25 | 0 | 0 | 0 | 2593336.5147 | 0
6721 | 1612.9237 | 0 | 0 | 0 | 0 | 850.1 | 0 | 0 | 0 | 1919379.1602 | 0
6722 | 1513.4756 | 0 | 0 | 0 | 0 | 275.1 | 0 | 0 | 0 | 1801035.9354 | 0
6723 | 1312.2486 | 0 | 0 | 0 | 0 | 271.45 | 0 | 0 | 0 | 1561575.8197 | 0
6724 | 926.8872 | 0 | 0 | 0 | 0 | 269.95 | 0 | 0 | 0 | 1102995.8273 | 0
6725 | 1116.4602 | 0 | 0 | 0 | 0 | 270.7 | 0 | 0 | 0 | 1328587.5975 | 0
6726 | 923.0026 | 0 | 0 | 0 | 0 | 276.55 | 0 | 0 | 0 | 1098373.0451 | 0
6727 | 974.5728 | 0 | 0 | 0 | 0 | 289.5 | 0 | 0 | 0 | 1786391.9457 | 0
6728 | 1109.3055 | 0 | 0 | 0 | 0 | 313.7 | 0 | 0 | 0 | 2033357.0475 | 0
6729 | 1453.1366 | 0 | 0 | 0 | 0 | 907.9 | 0 | 0 | 0 | 2663599.4153 | 0
6730 | 1636.4299 | 0 | 0 | 0 | 0 | 809.5 | 0 | 0 | 0 | 2999576.058 | 0
6731 | 1700.6594 | 0 | 0 | 0 | 0 | 368.9 | 0 | 0 | 0 | 3117308.6949 | 0
6732 | 1576.4513 | 0 | 0 | 0 | 0 | 360.8 | 0 | 0 | 0 | 2889635.1816 | 0
6733 | 1782.2292 | 0 | 0 | 0 | 0 | 342.95 | 0 | 0 | 0 | 3266826.0796 | 0
6734 | 1708.3705 | 780.788 | 780.788 | 760.0663 | 760.0663 | 359.25 | 289136.4534 | 273623.8724 | 124118.8288 | 1738241.6112 | 1247078.8016
6735 | 1688.8665 | 1363.174 | 1363.174 | 1326.9961 | 1326.9961 | 935.8 | 1315126.2394 | 477718.5979 | 216698.464 | 663308.3549 | 1412189.2551
6736 | 1513.6533 | 1513.654 | 1513.654 | 1473.4824 | 1473.4824 | 1687.75 | 2630620.4671 | 530453.6813 | 240619.6838 | 73633.1735 | 460094.8944
6737 | 1543.6956 | 807.005 | 807.005 | 785.5875 | 785.5875 | 1898.7 | 1574877.1647 | 282811.5098 | 128286.4432 | 1389612.0204 | 79580.0165
6738 | 1589.396 | 32.107 | 32.107 | 31.2549 | 31.2549 | 1908.65 | 62881.6355 | 11251.7632 | 5103.9248 | 2856072.701 | 2855.1349
6739 | 1404.3944 | 1404.394 | 1404.394 | 1367.1221 | 1367.1221 | 1910.95 | 2751562.7027 | 492163.9736 | 223251.0469 | 126651.2011 | 121742.2274
6740 | 1464.5285 | 1464.528 | 1464.528 | 1425.6602 | 1425.6602 | 1863.8 | 2803226.1766 | 513237.6811 | 232810.3148 | 132074.299 | 194174.9227
6741 | 1266.4092 | 1266.409 | 1266.409 | 1232.7992 | 1232.7992 | 1812.45 | 2357817.1296 | 443807.7104 | 201316.1086 | 114206.9141 | 231211.4891
6742 | 1237.6625 | 1237.663 | 1237.663 | 1204.8161 | 1204.8161 | 1837.7 | 2333685.0504 | 433733.7955 | 196746.4689 | 111612.1464 | 195541.6528
6743 | 1469.1901 | 1469.19 | 1469.19 | 1430.1985 | 1430.1985 | 1621.2 | 2451014.1432 | 514871.4594 | 233551.4148 | 132493.4624 | 541759.1912
6744 | 1402.3734 | 0 | 0 | 0 | 0 | 1474.55 | 0 | 0 | 0 | 2570550.4734 | 0
6745 | 1487.8366 | 0 | 0 | 0 | 0 | 1296.6 | 0 | 0 | 0 | 1770525.573 | 0
6746 | 1173.9536 | 0 | 0 | 0 | 0 | 1184.1 | 0 | 0 | 0 | 1397004.7733 | 0
6747 | 1220.5699 | 0 | 0 | 0 | 0 | 1180.45 | 0 | 0 | 0 | 1452478.1596 | 0
6748 | 1091.5981 | 0 | 0 | 0 | 0 | 818.95 | 0 | 0 | 0 | 1299001.7914 | 0
6749 | 1039.5433 | 0 | 0 | 0 | 0 | 991.8 | 0 | 0 | 0 | 1237056.5103 | 0
6750 | 1033.3278 | 0 | 0 | 0 | 0 | 1005.55 | 0 | 0 | 0 | 1229660.0594 | 0
6751 | 1125.2328 | 0 | 0 | 0 | 0 | 1198.5 | 0 | 0 | 0 | 2062551.6656 | 0
6752 | 1299.0474 | 0 | 0 | 0 | 0 | 1222.7 | 0 | 0 | 0 | 2381153.952 | 0
6753 | 1556.2421 | 622.169 | 622.169 | 605.657 | 605.657 | 1527.25 | 974078.311 | 218036.5106 | 98903.7838 | 1742422.6076 | 286324.3344
6754 | 1612.0778 | 738.463 | 738.463 | 718.8646 | 718.8646 | 1514.75 | 1149211.0745 | 258791.254 | 117390.5883 | 1637259.7543 | 348829.0445
6755 | 0 | 60.492 | 0 | 58.8866 | 0 | 1277.9 | 0 | 0 | 0 | 0 | 0
6756 | 1493.2053 | 1493.205 | 1493.205 | 1453.5762 | 1453.5762 | 1089.8 | 1671069.677 | 523287.4152 | 237368.9858 | 72640.1507 | 1323045.0148
6757 | 1246.7915 | 1246.792 | 1246.792 | 1213.7028 | 1213.7028 | 891.95 | 1141366.4391 | 436933.0152 | 198197.6705 | 60651.6347 | 1344843.4097
6758 | 1561.9623 | 1561.962 | 1561.962 | 1520.5084 | 1520.5084 | 1386.1 | 2225338.4154 | 547383.0168 | 248299.0185 | 75985.1196 | 933440.0945
6759 | 1551.8563 | 1370.935 | 1370.935 | 1334.5511 | 1334.5511 | 1725.8 | 2429687.0841 | 480438.4077 | 217932.1999 | 398320.4142 | 365933.9205
6760 | 1685.1478 | 1396.365 | 1396.365 | 1359.3062 | 1359.3062 | 1891.25 | 2714195.6383 | 489350.2443 | 221974.708 | 597267.658 | 147824.553
6761 | 1491.6931 | 668.084 | 668.084 | 650.3534 | 650.3534 | 1899.95 | 1304543.543 | 234127.2293 | 106202.7126 | 1542175.7217 | 65067.8592
6762 | 1361.0005 | 18.392 | 18.392 | 17.9039 | 17.9039 | 1908.65 | 36004.7049 | 6445.3991 | 2923.7046 | 2461896.069 | 1635.52
6763 | 1278.8742 | 1278.874 | 1278.874 | 1244.9334 | 1244.9334 | 1910.95 | 2506464.7804 | 448176.0172 | 203297.6212 | 115331.0279 | 110861.3176
6764 | 1114.9063 | 1114.906 | 1114.906 | 1085.317 | 1085.317 | 1862.8 | 2133816.2733 | 390714.1209 | 177232.2665 | 100544.3987 | 148905.4928
6765 | 1342.5492 | 1342.549 | 1342.549 | 1306.9185 | 1306.9185 | 1845.95 | 2545309.4728 | 470490.6533 | 213419.788 | 121073.1035 | 201330.7921
6766 | 1593.5002 | 1593.5 | 1593.5 | 1551.2094 | 1551.2094 | 1837.7 | 3007295.9966 | 558435.3763 | 253312.4915 | 143704.2413 | 251761.2822
6767 | 1337.8875 | 1337.888 | 1337.888 | 1302.3812 | 1302.3812 | 1759.2 | 2416624.9284 | 468857.2255 | 212678.847 | 120650.6322 | 313613.3886
6768 | 1203.4772 | 0 | 0 | 0 | 0 | 1576.7 | 0 | 0 | 0 | 2205973.7846 | 0
6769 | 923.0026 | 0 | 0 | 0 | 0 | 1466.1 | 0 | 0 | 0 | 1098373.0451 | 0
6770 | 1208.9158 | 0 | 0 | 0 | 0 | 1198.1 | 0 | 0 | 0 | 1438609.8127 | 0
6771 | 935.4336 | 0 | 0 | 0 | 0 | 1180.45 | 0 | 0 | 0 | 1113165.9481 | 0
6772 | 835.9855 | 0 | 0 | 0 | 0 | 1178.95 | 0 | 0 | 0 | 994822.7243 | 0
6773 | 948.6415 | 0 | 0 | 0 | 0 | 1179.7 | 0 | 0 | 0 | 1128883.4075 | 0
6774 | 1023.2276 | 0 | 0 | 0 | 0 | 1290.05 | 0 | 0 | 0 | 1217640.825 | 0
6775 | 855.543 | 0 | 0 | 0 | 0 | 1434.2 | 0 | 0 | 0 | 1568210.2438 | 0
6776 | 734.4698 | 406.034 | 406.034 | 395.2581 | 395.2581 | 1222.7 | 507327.5809 | 142292.9084 | 64545.6443 | 621775.0274 | 307234.1048
6777 | 1354.9452 | 1354.945 | 1354.945 | 1318.9855 | 1318.9855 | 1358.9 | 1889571.2541 | 474834.7794 | 215390.3319 | 65914.1789 | 845601.603
6778 | 1584.1702 | 1584.17 | 1584.17 | 1542.127 | 1542.127 | 1091.9 | 1776918.0804 | 555165.7171 | 251829.3378 | 77065.1144 | 1400405.5213
6779 | 1585.9435 | 1585.944 | 1585.944 | 1543.8539 | 1543.8539 | 368.9 | 601004.7787 | 555787.4079 | 252111.3436 | 77150.2426 | 2518180.114
6780 | 1196.4829 | 1196.483 | 1196.483 | 1164.729 | 1164.729 | 909.8 | 1116552.2128 | 419302.4376 | 190200.2446 | 58204.8301 | 1269787.5487
6781 | 1424.9425 | 1424.942 | 1424.942 | 1387.1248 | 1387.1248 | 617.45 | 899573.3235 | 499364.9338 | 226517.4825 | 69319.8145 | 1917769.4146
6782 | 1249.168 | 1249.168 | 1249.168 | 1216.0158 | 1216.0158 | 813.75 | 1043015.3722 | 437765.6744 | 198575.374 | 60768.0609 | 1442498.698
6783 | 1398.008 | 1398.008 | 1398.008 | 1360.9056 | 1360.9056 | 1498.3 | 2147957.8636 | 489926.0267 | 222235.8893 | 68008.6354 | 682766.3545
6784 | 1407.3079 | 1407.308 | 1407.308 | 1369.9588 | 1369.9588 | 1687.75 | 2437936.7246 | 493185.1726 | 223714.2741 | 68460.9592 | 427769.6393
6785 | 1093.0432 | 616.305 | 616.305 | 599.9486 | 599.9486 | 1827.45 | 1155878.814 | 215981.4965 | 97971.6066 | 903842.4893 | 103521.1312
6786 | 1275.5441 | 15.316 | 15.316 | 14.9095 | 14.9095 | 1902.65 | 29899.7676 | 5367.4278 | 2434.7249 | 2310743.1563 | 1451.4419
6787 | 1074.0238 | 1074.024 | 1074.024 | 1045.52 | 1045.52 | 1910.95 | 2105857.0293 | 376387.1959 | 170733.4141 | 96855.9615 | 93103.555
6788 | 1001.4733 | 1001.473 | 1001.473 | 974.8945 | 974.8945 | 1827.8 | 1880263.1149 | 350962.0029 | 159200.2641 | 90314.9746 | 167876.8247
6789 | 1020.8968 | 1020.897 | 1020.897 | 993.803 | 993.803 | 1801.45 | 1886010.8563 | 357769.0621 | 162288.0218 | 92064.7998 | 197319.5758
6790 | 1296.7098 | 1296.71 | 1296.71 | 1262.296 | 1262.296 | 1799.7 | 2392613.2166 | 454426.5685 | 206132.9406 | 116938.0941 | 252837.8935
6791 | 1046.5357 | 1046.536 | 1046.536 | 1018.7615 | 1018.7615 | 1729.2 | 1859927.1745 | 366754.1418 | 166363.7538 | 94376.8163 | 275880.6156
6792 | 1089.2673 | 0 | 0 | 0 | 0 | 1706.7 | 0 | 0 | 0 | 1996627.0159 | 0
6793 | 1177.0613 | 0 | 0 | 0 | 0 | 1582.1 | 0 | 0 | 0 | 1400702.9994 | 0
6794 | 1226.0084 | 0 | 0 | 0 | 0 | 1419.8 | 0 | 0 | 0 | 1458950.0543 | 0
6795 | 1172.3997 | 0 | 0 | 0 | 0 | 1416.15 | 0 | 0 | 0 | 1395155.6609 | 0
6796 | 942.426 | 0 | 0 | 0 | 0 | 1414.65 | 0 | 0 | 0 | 1121486.9559 | 0
6797 | 939.3183 | 0 | 0 | 0 | 0 | 1415.4 | 0 | 0 | 0 | 1117788.7302 | 0
6798 | 1045.7588 | 0 | 0 | 0 | 0 | 1421.25 | 0 | 0 | 0 | 1244452.9613 | 0
6799 | 671.3979 | 258.566 | 258.566 | 251.7038 | 251.7038 | 1434.2 | 380077.47 | 90613.3678 | 41103.2304 | 769299.3364 | 142414.0097
6800 | 872.0645 | 752.646 | 752.646 | 732.6712 | 732.6712 | 1458.4 | 1122357.619 | 263761.6268 | 119645.2046 | 255508.0361 | 396814.7141
6801 | 485.7777 | 485.778 | 485.778 | 472.8857 | 472.8857 | 1495.1 | 745254.412 | 170238.858 | 77222.2375 | 23630.9762 | 238759.9984
6802 | 364.5171 | 364.517 | 364.517 | 354.8429 | 354.8429 | 1389.75 | 521748.5301 | 127743.4503 | 57945.8484 | 17732.6985 | 216542.8904
6803 | 364.7608 | 796.024 | 364.76 | 774.898 | 364.7608 | 368.9 | 142403.8276 | 131313.8959 | 59565.4422 | 0 | 594961.3766
6804 | 378.6719 | 378.672 | 378.672 | 368.6223 | 368.6223 | 909.8 | 353701.0528 | 132704.0106 | 60196.0137 | 18421.0056 | 401871.9786
6805 | 728.4592 | 728.459 | 728.459 | 709.1261 | 709.1261 | 891.95 | 664818.9296 | 255285.3943 | 115800.2914 | 35437.5458 | 785747.1699
6806 | 1278.5809 | 1278.581 | 1278.581 | 1244.6482 | 1244.6482 | 1088.25 | 1428090.8617 | 448073.3366 | 203251.0441 | 62198.7962 | 1134807.9574
6807 | 1456.5445 | 214.986 | 214.986 | 209.2804 | 209.2804 | 1548.15 | 343114.8427 | 75340.94 | 34175.4875 | 2286235.0426 | 94563.3437
6808 | 1463.702 | 210.974 | 210.974 | 205.3749 | 205.3749 | 1693.65 | 368260.0129 | 73934.9514 | 33537.7155 | 2306513.6439 | 62916.5899
6809 | 1357.0867 | 27.769 | 27.769 | 27.032 | 27.032 | 1863.95 | 53221.8925 | 9731.5293 | 4414.3298 | 2437990.1462 | 3677.7071
6810 | 968.9779 | 0 | 0 | 0 | 0 | 1908.65 | 0 | 0 | 0 | 1776136.4463 | 0
6811 | 859.4179 | 859.418 | 859.418 | 836.6095 | 836.6095 | 1910.95 | 1687240.4065 | 301179.4253 | 136618.3338 | 77503.0227 | 74500.0773
6812 | 666.613 | 666.613 | 666.613 | 648.9215 | 648.9215 | 1818.3 | 1246088.2458 | 233611.7236 | 105968.8735 | 60115.7333 | 117909.0283
6813 | 1020.8968 | 1020.897 | 1020.897 | 993.803 | 993.803 | 1797.45 | 1881007.5258 | 357769.0621 | 162288.0218 | 92064.7998 | 201294.7876
6814 | 1041.8741 | 1041.874 | 1041.874 | 1014.2232 | 1014.2232 | 1789.7 | 1911160.0362 | 365120.3635 | 165622.6538 | 93957.6528 | 213291.1457
6815 | 1133.5528 | 1133.553 | 1133.553 | 1103.4691 | 1103.4691 | 1725.1 | 2009827.1914 | 397248.8837 | 180196.5075 | 102224.3605 | 303343.6615
6816 | 1121.8987 | 0 | 0 | 0 | 0 | 1696.7 | 0 | 0 | 0 | 2056440.3776 | 0
6817 | 916.0101 | 0 | 0 | 0 | 0 | 1587.1 | 0 | 0 | 0 | 1679046.5413 | 0
6818 | 1391.4963 | 0 | 0 | 0 | 0 | 1478.6 | 0 | 0 | 0 | 2550612.6849 | 0
6819 | 1013.9043 | 0 | 0 | 0 | 0 | 1427.3 | 0 | 0 | 0 | 1858486.6296 | 0
6820 | 1124.2295 | 0 | 0 | 0 | 0 | 1414.65 | 0 | 0 | 0 | 2060712.7615 | 0
6821 | 933.1028 | 0 | 0 | 0 | 0 | 1429.7 | 0 | 0 | 0 | 1710377.3505 | 0
6822 | 828.2161 | 0 | 0 | 0 | 0 | 1444.05 | 0 | 0 | 0 | 1518120.1128 | 0
6823 | 1121.5161 | 1076.606 | 1076.606 | 1048.0335 | 1048.0335 | 1445.35 | 1601661.3998 | 377292.0469 | 171143.8646 | 134693.6559 | 581291.7606
6824 | 241.5452 | 241.545 | 241.545 | 235.1345 | 235.1345 | 1458.4 | 362454.3258 | 84648.4299 | 38397.4683 | 11750.808 | 127348.86
6825 | 286.4047 | 286.405 | 286.405 | 278.804 | 278.804 | 1538.4 | 454943.0332 | 100369.4283 | 45528.6879 | 13932.0768 | 128695.9114
6826 | 227.0213 | 227.021 | 227.021 | 220.996 | 220.996 | 1518.75 | 356888.2545 | 79558.5551 | 36088.6446 | 11044.4667 | 106354.3185
6827 | 226.7086 | 824.621 | 226.708 | 802.736 | 226.7086 | 1382.9 | 334216.9634 | 81615.1028 | 37021.5175 | 0 | 139901.8887
6828 | 265.6099 | 862.155 | 265.61 | 839.2739 | 265.6099 | 1269.8 | 358151.9125 | 95619.5689 | 43374.0989 | 0 | 193948.3589
6829 | 180.5099 | 777.615 | 180.509 | 756.9775 | 180.5099 | 1251.95 | 239055.9344 | 64983.5756 | 29477.2719 | 0 | 135030.4549
6830 | 244.417 | 729.544 | 244.418 | 710.1823 | 244.417 | 1490.6 | 384987.2939 | 87990.1136 | 39913.2932 | 0 | 124506.0108
6831 | 281.7887 | 281.789 | 281.789 | 274.3105 | 274.3105 | 1569.8 | 456208.7072 | 98751.7705 | 44794.9003 | 13707.5524 | 118008.3657
6832 | 244.5879 | 244.588 | 244.588 | 238.0968 | 238.0968 | 1808.65 | 455575.159 | 85714.8364 | 38881.2022 | 11898.2612 | 45559.8165
6833 | 259.577 | 259.577 | 259.577 | 252.688 | 252.688 | 1898.95 | 506962.3674 | 90967.6685 | 41263.9452 | 12627.5749 | 25534.1192
6834 | 261.3999 | 261.4 | 261.4 | 254.4626 | 254.4626 | 1908.65 | 513250.4782 | 91606.5311 | 41553.7404 | 12716.0586 | 23245.1573
6835 | 181.0159 | 181.016 | 181.016 | 176.2119 | 176.2119 | 1910.95 | 355783.0333 | 63436.2963 | 28775.4088 | 8805.6938 | 15691.6727
6836 | 341.8528 | 341.853 | 341.853 | 332.7804 | 332.7804 | 1862.8 | 654602.1524 | 119800.9468 | 54343.0406 | 16629.6943 | 45657.4719
6837 | 203.5578 | 203.558 | 203.558 | 198.1557 | 198.1557 | 1845.45 | 385340.0345 | 71336.0454 | 32358.8228 | 9902.0892 | 30624.9606
6838 | 261.8282 | 261.828 | 261.828 | 254.8792 | 254.8792 | 1837.7 | 493856.7866 | 91756.5219 | 41621.7779 | 12737.4059 | 41366.8986
6839 | 280.4747 | 280.475 | 280.475 | 273.0313 | 273.0313 | 1739.2 | 502763.9946 | 98291.2847 | 44586.0189 | 13643.6365 | 71206.5751
6840 | 239.297 | 239.297 | 239.297 | 232.9462 | 232.9462 | 1702.6 | 419849.807 | 83860.6277 | 38040.1125 | 11640.9644 | 69278.1963
6841 | 247.8433 | 247.843 | 247.843 | 241.2654 | 241.2654 | 1626.85 | 414904.9116 | 86855.5375 | 39398.6369 | 7827.6984 | 90028.1773
6842 | 213.658 | 213.658 | 213.658 | 207.9876 | 207.9876 | 1690.85 | 371587.4097 | 74875.5479 | 33964.3805 | 6747.7362 | 64299.3768
6843 | 278.9208 | 278.921 | 278.921 | 271.5186 | 271.5186 | 1581.15 | 454201.4048 | 97746.6919 | 44338.9855 | 8808.6396 | 113725.5609
6844 | 284.3594 | 284.359 | 284.359 | 276.8123 | 276.8123 | 1674.95 | 490732.8997 | 99652.4162 | 45203.4432 | 8981.0574 | 89977.8274
6845 | 227.6429 | 227.643 | 227.643 | 221.6015 | 221.6015 | 1675.35 | 393053.3134 | 79776.5324 | 36187.5215 | 7189.2757 | 71942.9201
6846 | 224.5351 | 224.535 | 224.535 | 218.576 | 218.576 | 1678.15 | 387853.1315 | 78687.3469 | 35693.4548 | 7091.4132 | 70348.6739
6847 | 211.1465 | 211.147 | 211.147 | 205.5433 | 205.5433 | 1703 | 369561.7787 | 73995.5785 | 33565.2166 | 10270.8001 | 61046.3523
6848 | 228.4266 | 228.426 | 228.426 | 222.3637 | 222.3637 | 1541.8 | 362116.5979 | 80050.9315 | 36311.992 | 11113.3414 | 101887.0466
6849 | 798.5303 | 798.53 | 798.53 | 777.3374 | 777.3374 | 1534.9 | 1262542.4987 | 279841.4817 | 126939.2054 | 38846.4299 | 361539.6476
6850 | 1189.1388 | 1189.139 | 1189.139 | 1157.5799 | 1157.5799 | 1493.05 | 1833411.3816 | 416728.7637 | 189032.7975 | 57847.5531 | 586835.1299
6851 | 1149.785 | 1149.785 | 1149.785 | 1119.2703 | 1119.2703 | 1500.8 | 1785998.4315 | 402937.3198 | 182776.8454 | 55933.3609 | 558739.7502
6852 | 1049.2511 | 1404.753 | 1049.251 | 1367.4716 | 1049.2511 | 1431.2 | 1592334.902 | 377730.4064 | 171342.7094 | 0 | 596814.0422
6853 | 1004.3509 | 2625.47 | 1004.351 | 2555.7915 | 1004.3509 | 1243.65 | 1316490.604 | 361566.324 | 164010.502 | 0 | 759640.8032
6854 | 1250.2042 | 2767.124 | 1250.204 | 2693.686 | 1250.2042 | 1496.7 | 1977422.3598 | 450073.5289 | 204158.3535 | 0 | 629227.7975
6855 | 903.8122 | 1865.291 | 903.813 | 1815.7872 | 903.8122 | 1668.65 | 1598857.2625 | 325372.3869 | 147592.5299 | 0 | 299478.1678
6856 | 1265.9984 | 880.32 | 880.32 | 856.9568 | 856.9568 | 1827.1 | 1659428.7108 | 308504.4434 | 139941.0433 | 749773.3296 | 148167.8285
6857 | 1338.141 | 15.535 | 15.535 | 15.1227 | 15.1227 | 1880.5 | 30107.0612 | 5444.1754 | 2469.5385 | 2425092.5704 | 1807.1638
6858 | 1446.2015 | 0 | 0 | 0 | 0 | 1880.8 | 0 | 0 | 0 | 2650887.2945 | 0
6859 | 1536.9168 | 1536.917 | 1536.917 | 1496.1281 | 1496.1281 | 1882.05 | 2970593.3572 | 538606.1018 | 244317.7123 | 138600.0411 | 176468.3048
6860 | 1201.1464 | 1201.146 | 1201.146 | 1169.2682 | 1169.2682 | 1841.9 | 2268615.4503 | 420936.5664 | 190941.5036 | 108322.0829 | 184861.3087
6861 | 1445.882 | 1445.882 | 1445.882 | 1407.5091 | 1407.5091 | 1824.45 | 2702274.6863 | 506703.2688 | 229846.2328 | 130391.0294 | 247088.219
6862 | 1395.381 | 1395.381 | 1395.381 | 1358.3483 | 1358.3483 | 1815.2 | 2595713.1866 | 489005.4056 | 221818.2854 | 125836.8565 | 251022.7749
6863 | 1485.5058 | 1485.506 | 1485.506 | 1446.0815 | 1446.0815 | 1808.85 | 2757806.9261 | 520589.333 | 236145.1058 | 133963.8441 | 276418.475
6864 | 1257.086 | 0 | 0 | 0 | 0 | 1713.2 | 0 | 0 | 0 | 2304238.5958 | 0
6865 | 1266.4092 | 0 | 0 | 0 | 0 | 1463 | 0 | 0 | 0 | 1507026.9896 | 0
6866 | 1198.8156 | 0 | 0 | 0 | 0 | 1477.9 | 0 | 0 | 0 | 1426590.5795 | 0
6867 | 1652.5475 | 0 | 0 | 0 | 0 | 1470.7 | 0 | 0 | 0 | 1966531.5381 | 0
6868 | 1262.5245 | 0 | 0 | 0 | 0 | 1468.85 | 0 | 0 | 0 | 1502404.2074 | 0
6869 | 1325.4565 | 0 | 0 | 0 | 0 | 1467.85 | 0 | 0 | 0 | 1577293.279 | 0
6870 | 1463.7515 | 0 | 0 | 0 | 0 | 1474.45 | 0 | 0 | 0 | 1741864.3243 | 0
6871 | 1647.1089 | 0 | 0 | 0 | 0 | 1468.5 | 0 | 0 | 0 | 3019150.6944 | 0
6872 | 1347.642 | 0 | 0 | 0 | 0 | 1287.95 | 0 | 0 | 0 | 2470227.797 | 0
6873 | 1537.3752 | 0 | 0 | 0 | 0 | 619.7 | 0 | 0 | 0 | 2818008.6793 | 0
6874 | 2055.2559 | 1343.935 | 1343.935 | 1308.2677 | 1308.2677 | 284.7 | 393956.8134 | 470976.3712 | 213640.115 | 1369229.4407 | 2244071.582
6875 | 1950.1673 | 1950.167 | 1950.167 | 1898.4106 | 1898.4106 | 300.8 | 606024.3333 | 683427.8271 | 310010.456 | 94869.9322 | 3225779.3441
6876 | 1632.9415 | 1632.941 | 1632.941 | 1589.6036 | 1589.6036 | 295.55 | 498888.275 | 572257.309 | 259582.2738 | 79438.2606 | 2709399.9175
6877 | 1578.9248 | 1578.925 | 1578.925 | 1537.0212 | 1537.0212 | 283.35 | 461976.9308 | 553327.6289 | 250995.5605 | 76809.4046 | 2638527.428
6878 | 1500.0918 | 1500.092 | 1500.092 | 1460.2804 | 1460.2804 | 285 | 439638.3993 | 525700.9354 | 238463.7854 | 72974.4225 | 2504380.845
6879 | 1560.4337 | 1560.434 | 1560.434 | 1519.0209 | 1519.0209 | 1088.6 | 1748295.1408 | 546847.5356 | 248056.1182 | 75909.6398 | 1384435.6777
6880 | 1354.9627 | 1006.501 | 1006.501 | 979.789 | 979.789 | 1204.8 | 1242377.6768 | 352724.0444 | 159999.5457 | 687693.3808 | 779128.2225
6881 | 1401.9869 | 550.462 | 550.462 | 535.853 | 535.853 | 1584.75 | 893948.5403 | 192907.0939 | 87504.8012 | 1587623.3496 | 222512.9743
6882 | 1511.5332 | 0 | 0 | 0 | 0 | 1797.65 | 0 | 0 | 0 | 2770640.4124 | 0
6883 | 1511.2516 | 1511.252 | 1511.252 | 1471.1442 | 1471.1442 | 1851.05 | 2864054.422 | 529611.9105 | 240237.8472 | 136284.9289 | 219126.928
6884 | 1042.651 | 1042.651 | 1042.651 | 1014.9796 | 1014.9796 | 1816.4 | 1940900.8745 | 365392.6599 | 165746.1705 | 94027.5128 | 186350.2566
6885 | 1417.1352 | 1417.135 | 1417.135 | 1379.525 | 1379.525 | 1724.2 | 2500322.5652 | 496629.0035 | 225276.4341 | 127799.5695 | 380472.9977
6886 | 1734.126 | 1734.126 | 1734.126 | 1688.1032 | 1688.1032 | 1716.35 | 3044082.4688 | 607717.1669 | 275667.2593 | 156385.4019 | 478830.4844
6887 | 1786.9578 | 1786.958 | 1786.958 | 1739.5331 | 1739.5331 | 1679.75 | 3070120.1891 | 626231.9192 | 284065.7567 | 161149.1549 | 557085.4781
6888 | 1498.7138 | 0 | 0 | 0 | 0 | 1493.6 | 0 | 0 | 0 | 2747142.3056 | 0
6889 | 1306.0331 | 0 | 0 | 0 | 0 | 1584.95 | 0 | 0 | 0 | 1554179.3676 | 0
6890 | 1539.8915 | 0 | 0 | 0 | 0 | 1419.8 | 0 | 0 | 0 | 1832470.8553 | 0
6891 | 1354.9802 | 0 | 0 | 0 | 0 | 1416.15 | 0 | 0 | 0 | 1612426.4225 | 0
6892 | 1587.2847 | 0 | 0 | 0 | 0 | 1401.8 | 0 | 0 | 0 | 1888868.7978 | 0
6893 | 1386.8347 | 0 | 0 | 0 | 0 | 1415.4 | 0 | 0 | 0 | 1650333.2371 | 0
6894 | 1682.8481 | 0 | 0 | 0 | 0 | 1432.4 | 0 | 0 | 0 | 2002589.239 | 0
6895 | 1314.5969 | 0 | 0 | 0 | 0 | 1457.5 | 0 | 0 | 0 | 2409656.0865 | 0
6896 | 1491.5815 | 0 | 0 | 0 | 0 | 1481.7 | 0 | 0 | 0 | 2734068.8125 | 0
6897 | 1238.8415 | 0 | 0 | 0 | 0 | 1749.4 | 0 | 0 | 0 | 2270796.5172 | 0
6898 | 1931.0148 | 1853.851 | 1853.851 | 1804.6508 | 1804.6508 | 1640.9 | 3132165.6166 | 649674.2898 | 294699.4765 | 231625.166 | 648050.1041
6899 | 1849.8422 | 1849.842 | 1849.842 | 1800.7482 | 1800.7482 | 1513.6 | 2879664.1306 | 648269.3526 | 294062.1813 | 89989.3372 | 875883.9253
6900 | 1624.0727 | 1686.144 | 1624.073 | 1641.3947 | 1624.0727 | 1457.65 | 2495005.8004 | 584666.1814 | 265211.0762 | 0 | 880815.8429
6901 | 1805.6859 | 1805.686 | 1805.686 | 1757.7641 | 1757.7641 | 788.15 | 1459132.8211 | 632795.0681 | 287042.8739 | 87840.72 | 2130146.3979
6902 | 1579.4376 | 1579.437 | 1579.437 | 1537.5196 | 1537.5196 | 1456.1 | 2362038.5758 | 553507.0571 | 251076.9512 | 76835.7397 | 836256.9121
6903 | 1451.8731 | 1451.873 | 1451.873 | 1413.3411 | 1413.3411 | 1785.8 | 2661664.3532 | 508802.7895 | 230798.5987 | 70629.2237 | 302737.6598
6904 | 1128.7455 | 626.132 | 626.132 | 609.5148 | 609.5148 | 1891.75 | 1214547.507 | 219425.3273 | 99533.7665 | 951749.8785 | 65979.9769
6905 | 1228.0848 | 98.305 | 98.305 | 95.696 | 95.696 | 1899.95 | 191098.9353 | 34450.574 | 15627.1632 | 2075668.6303 | 9574.3887
6906 | 1434.2978 | 0 | 0 | 0 | 0 | 1908.65 | 0 | 0 | 0 | 2629067.8784 | 0
6907 | 1492.2516 | 1492.252 | 1492.252 | 1452.6484 | 1452.6484 | 1910.95 | 2924100.7608 | 522953.4404 | 237217.4911 | 134571.4105 | 129358.3441
6908 | 1240.7703 | 1240.77 | 1240.77 | 1207.8406 | 1207.8406 | 1863.8 | 2369988.0644 | 434822.6306 | 197240.3766 | 111894.8976 | 164507.8953
6909 | 1418.6891 | 1418.689 | 1418.689 | 1381.0378 | 1381.0378 | 1847.45 | 2686296.0457 | 497173.5962 | 225523.4674 | 127939.2895 | 210677.3114
6910 | 1613.7006 | 1613.701 | 1613.701 | 1570.8743 | 1570.8743 | 1839.7 | 3044003.7469 | 565514.7319 | 256523.7659 | 145523.9265 | 251811.1431
6911 | 1366.6343 | 1366.634 | 1366.634 | 1330.3643 | 1330.3643 | 1821.7 | 2553754.5139 | 478931.1403 | 217248.4867 | 123245.3966 | 237203.9509
6912 | 1386.8347 | 0 | 0 | 0 | 0 | 1805.7 | 0 | 0 | 0 | 2542067.9189 | 0
6913 | 1509.5909 | 0 | 0 | 0 | 0 | 1719.6 | 0 | 0 | 0 | 1796413.1531 | 0
6914 | 1275.7325 | 0 | 0 | 0 | 0 | 1690 | 0 | 0 | 0 | 1518121.6667 | 0
6915 | 1501.8215 | 0 | 0 | 0 | 0 | 1682.25 | 0 | 0 | 0 | 1787167.5898 | 0
6916 | 1306.0331 | 0 | 0 | 0 | 0 | 1668.95 | 0 | 0 | 0 | 1554179.3676 | 0
6917 | 1323.1257 | 0 | 0 | 0 | 0 | 1669.7 | 0 | 0 | 0 | 1574519.6092 | 0
6918 | 1096.2598 | 0 | 0 | 0 | 0 | 1675.55 | 0 | 0 | 0 | 1304549.1299 | 0
6919 | 1443.5696 | 0 | 0 | 0 | 0 | 1688.5 | 0 | 0 | 0 | 2646063.0621 | 0
6920 | 1285.1606 | 0 | 0 | 0 | 0 | 1507.2 | 0 | 0 | 0 | 2355699.4495 | 0
6921 | 1191.5872 | 0 | 0 | 0 | 0 | 1759.4 | 0 | 0 | 0 | 2184179.2918 | 0
6922 | 1744.2447 | 308.361 | 308.361 | 300.1773 | 300.1773 | 1839.4 | 582718.9764 | 108063.8162 | 49018.9477 | 2646975.5457 | 48208.4691
6923 | 1620.4415 | 1620.442 | 1620.442 | 1577.4364 | 1577.4364 | 1787.9 | 2975797.5104 | 567877.087 | 257595.3564 | 78828.457 | 334574.2504
6924 | 1876.2766 | 1876.276 | 1876.276 | 1826.4807 | 1826.4807 | 1705.45 | 3288241.6769 | 657533.0368 | 298264.2914 | 91275.9107 | 537989.8778
6925 | 1620.8484 | 1620.849 | 1620.849 | 1577.8326 | 1577.8326 | 1498.8 | 2493278.3864 | 568019.7184 | 257660.0556 | 78848.1114 | 790809.6746
6926 | 1712.8476 | 1712.848 | 1712.848 | 1667.3899 | 1667.3899 | 1673.25 | 2950178.0175 | 600260.3812 | 272284.7785 | 83323.9222 | 544819.6655
6927 | 1534.4519 | 1534.452 | 1534.452 | 1493.7285 | 1493.7285 | 1879.8 | 2964351.9709 | 537742.253 | 243925.8609 | 74646.094 | 179546.1633
6928 | 1664.7066 | 286.554 | 286.554 | 278.949 | 278.949 | 1892.75 | 556744.8708 | 100421.6447 | 45552.3738 | 2540093.644 | 29917.2817
6929 | 1575.5306 | 64.987 | 64.987 | 63.2623 | 63.2623 | 1899.95 | 126751.5991 | 22774.421 | 10330.7304 | 2771987.8297 | 6329.3912
6930 | 1789.0993 | 0 | 0 | 0 | 0 | 1908.65 | 0 | 0 | 0 | 3279418.9289 | 0
6931 | 1655.2046 | 1415.728 | 1415.728 | 1378.1554 | 1378.1554 | 1910.95 | 2777875.2199 | 496135.9262 | 225052.7688 | 941413.4817 | 122724.734
6932 | 1494.8291 | 1494.829 | 1494.829 | 1455.1571 | 1455.1571 | 1863.8 | 2859432.8295 | 523856.5392 | 237627.1468 | 134805.4789 | 198192.3907
6933 | 1709.264 | 1709.264 | 1709.264 | 1663.9011 | 1663.9011 | 1847.45 | 3239156.3419 | 599004.3835 | 271715.044 | 154143.2455 | 253828.1075
6934 | 1697.6099 | 1697.61 | 1697.61 | 1652.5564 | 1652.5564 | 1839.7 | 3202543.7028 | 594920.2882 | 269862.4529 | 153092.0272 | 264904.7839
6935 | 1894.9522 | 1796.003 | 1796.003 | 1748.3381 | 1748.3381 | 1821.7 | 3354578.4839 | 629401.7014 | 285503.6051 | 498194.9276 | 311728.676
6936 | 1490.1674 | 0 | 0 | 0 | 0 | 1775.7 | 0 | 0 | 0 | 2731476.901 | 0
6937 | 1436.5587 | 0 | 0 | 0 | 0 | 1597.1 | 0 | 0 | 0 | 1709504.8482 | 0
6938 | 1714.7026 | 0 | 0 | 0 | 0 | 1674.1 | 0 | 0 | 0 | 2040496.0524 | 0
6939 | 1420.243 | 0 | 0 | 0 | 0 | 1580.45 | 0 | 0 | 0 | 1690089.1641 | 0
6940 | 1859.99 | 0 | 0 | 0 | 0 | 1501.3 | 0 | 0 | 0 | 2213388.106 | 0
6941 | 1577.9614 | 0 | 0 | 0 | 0 | 1524.4 | 0 | 0 | 0 | 1877774.1195 | 0
6942 | 1522.7988 | 0 | 0 | 0 | 0 | 1675.55 | 0 | 0 | 0 | 1812130.6136 | 0
6943 | 1380.6823 | 0 | 0 | 0 | 0 | 1788.5 | 0 | 0 | 0 | 2530790.6082 | 0
6944 | 1445.3682 | 514.476 | 514.476 | 500.8221 | 500.8221 | 1816.7 | 958297.0122 | 180295.9515 | 81784.2469 | 1731353.0317 | 91800.6886
6945 | 1443.6317 | 1443.631 | 1443.631 | 1405.3178 | 1405.3178 | 1769.4 | 2625928.551 | 505914.4153 | 229488.4 | 70229.4277 | 324066.2894
6946 | 1751.3527 | 1751.352 | 1751.352 | 1704.8721 | 1704.8721 | 1524.75 | 2750533.3973 | 613753.9462 | 278405.6095 | 85198.9569 | 810240.4525
6947 | 1975.004 | 1975.004 | 1975.004 | 1922.5885 | 1922.5885 | 1477.9 | 3008214.274 | 692131.8494 | 313958.6972 | 96077.7553 | 1003783.4405
6948 | 1647.8616 | 1647.862 | 1647.862 | 1604.1286 | 1604.1286 | 1492.65 | 2532586.9894 | 577486.3107 | 261954.2071 | 80162.5178 | 813854.6659
6949 | 1546.6392 | 1546.64 | 1546.64 | 1505.593 | 1505.593 | 1464.8 | 2332820.044 | 542013.4863 | 245863.3398 | 75237.6212 | 805793.383
6950 | 1415.4066 | 1415.406 | 1415.406 | 1377.8419 | 1377.8419 | 1531.1 | 2233786.1442 | 496023.0827 | 225001.5817 | 68856.0193 | 646070.0652
6951 | 1594.654 | 1594.654 | 1594.654 | 1552.3328 | 1552.3328 | 1858.8 | 3054361.2217 | 558839.7908 | 253495.9384 | 77574.7776 | 219189.3846
6952 | 1899.5274 | 778.831 | 778.831 | 758.1612 | 758.1612 | 1892.25 | 1515835.5509 | 272938.0499 | 123807.7321 | 2092124.1862 | 81691.8747
6953 | 1653.7527 | 216.153 | 216.153 | 210.4164 | 210.4164 | 1899.95 | 421993.5868 | 75749.9102 | 34361.0009 | 2645635.4723 | 21052.1625
6954 | 1424.522 | 0 | 0 | 0 | 0 | 1908.65 | 0 | 0 | 0 | 2611148.793 | 0
6955 | 1615.5546 | 1615.555 | 1615.555 | 1572.6791 | 1572.6791 | 1910.95 | 3169737.4049 | 566164.4584 | 256818.489 | 145691.0135 | 140047.0695
6956 | 1257.086 | 1257.086 | 1257.086 | 1223.7236 | 1223.7236 | 1863.8 | 2400943.4066 | 440540.5042 | 199834.0676 | 113365.2793 | 166671.1574
6957 | 1328.5643 | 1328.564 | 1328.564 | 1293.3046 | 1293.3046 | 1847.45 | 2513115.1379 | 465589.6689 | 211196.647 | 119812.3019 | 197293.6222
6958 | 1113.3524 | 1113.352 | 1113.352 | 1083.8042 | 1083.8042 | 1839.7 | 2094615.077 | 390169.5282 | 176985.2332 | 100404.6753 | 173733.8205
6959 | 1417.1352 | 1417.135 | 1417.135 | 1379.525 | 1379.525 | 1776.7 | 2579814.1087 | 496629.0035 | 225276.4341 | 127799.5695 | 308047.9347
6960 | 1232.224 | 0 | 0 | 0 | 0 | 1624.05 | 0 | 0 | 0 | 2258666.5095 | 0
6961 | 896.5867 | 0 | 0 | 0 | 0 | 1581.6 | 0 | 0 | 0 | 1066938.1264 | 0
6962 | 1312.2486 | 0 | 0 | 0 | 0 | 1479.1 | 0 | 0 | 0 | 1561575.8197 | 0
6963 | 996.8117 | 0 | 0 | 0 | 0 | 1439.8 | 0 | 0 | 0 | 1186205.9065 | 0
6964 | 1216.6852 | 0 | 0 | 0 | 0 | 1414.65 | 0 | 0 | 0 | 1447855.3773 | 0
6965 | 1229.1162 | 0 | 0 | 0 | 0 | 1445.2 | 0 | 0 | 0 | 1462648.2804 | 0
6966 | 891.925 | 0 | 0 | 0 | 0 | 1472.05 | 0 | 0 | 0 | 1061390.7877 | 0
6967 | 1020.5365 | 0 | 0 | 0 | 0 | 1503.5 | 0 | 0 | 0 | 1870643.3403 | 0
6968 | 782.7914 | 606.663 | 606.663 | 590.5625 | 590.5625 | 1511.7 | 941417.1749 | 212602.4981 | 96438.8554 | 352355.6547 | 288371.6662
6969 | 1064.2324 | 853.712 | 853.712 | 831.0549 | 831.0549 | 1558.9 | 1367539.5685 | 299179.7816 | 135711.2732 | 427414.3393 | 366578.338
6970 | 1233.7118 | 1233.712 | 1233.712 | 1200.97 | 1200.97 | 1537.4 | 1951138.575 | 432349.1842 | 196118.3938 | 60015.7852 | 555568.7017
6971 | 1280.4233 | 1280.423 | 1280.423 | 1246.4413 | 1246.4413 | 1519.75 | 2002746.7453 | 448718.8578 | 203543.8597 | 62288.9792 | 598603.4207
6972 | 1104.2739 | 1104.274 | 1104.274 | 1074.9672 | 1074.9672 | 1505.5 | 1711746.095 | 386988.1812 | 175542.1389 | 53719.2195 | 531571.2656
6973 | 1300.3109 | 1300.311 | 1300.311 | 1265.8015 | 1265.8015 | 1487.65 | 1989360.7213 | 455688.5238 | 206705.3776 | 63255.8715 | 648533.3754
6974 | 1092.2168 | 1092.217 | 1092.217 | 1063.2302 | 1063.2302 | 1654.75 | 1861250.12 | 382762.8563 | 173625.4845 | 53132.4832 | 367080.2114
6975 | 1134.3734 | 1134.373 | 1134.373 | 1104.2674 | 1104.2674 | 1810.8 | 2113432.0593 | 397536.2492 | 180326.8597 | 55184.4593 | 208927.3843
6976 | 1436.7588 | 889.804 | 889.804 | 866.1891 | 866.1891 | 1832.75 | 1674691.9124 | 311828.0713 | 141448.6779 | 1045854.2071 | 144870.1248
6977 | 1263.9143 | 424.444 | 424.444 | 413.1795 | 413.1795 | 1898.3 | 826873.7833 | 148744.6155 | 67472.2103 | 1559396.8964 | 42020.3539
6978 | 1435.7711 | 0 | 0 | 0 | 0 | 1907.5 | 0 | 0 | 0 | 2631768.3805 | 0
6979 | 1114.3042 | 1114.304 | 1114.304 | 1084.731 | 1084.731 | 1910.95 | 2184458.9724 | 390503.1526 | 177136.5689 | 100489.6748 | 96595.2937
6980 | 986.7115 | 986.711 | 986.711 | 960.5242 | 960.5242 | 1817.8 | 1841491.7485 | 345788.7221 | 156853.6064 | 88984.3153 | 175007.5143
6981 | 1394.604 | 1394.604 | 1394.604 | 1357.592 | 1357.592 | 1787.45 | 2556055.395 | 488733.1092 | 221694.7687 | 125766.9965 | 288556.1732
6982 | 1505.7062 | 1505.706 | 1505.706 | 1465.7454 | 1465.7454 | 1789.7 | 2762738.3482 | 527668.3381 | 239356.2211 | 135786.8371 | 308246.2542
6983 | 1400.0426 | 1400.043 | 1400.043 | 1362.8866 | 1362.8866 | 1717.6 | 2468028.1414 | 490639.1839 | 222559.3854 | 126256.02 | 384879.1821
6984 | 1386.8347 | 0 | 0 | 0 | 0 | 1624.05 | 0 | 0 | 0 | 2542067.9189 | 0
6985 | 1262.5245 | 0 | 0 | 0 | 0 | 1587.1 | 0 | 0 | 0 | 2314207.4892 | 0
6986 | 1246.9858 | 0 | 0 | 0 | 0 | 1479.1 | 0 | 0 | 0 | 2285724.9347 | 0
6987 | 1582.6231 | 0 | 0 | 0 | 0 | 1465.45 | 0 | 0 | 0 | 2900948.0946 | 0
6988 | 1398.4887 | 0 | 0 | 0 | 0 | 1463.95 | 0 | 0 | 0 | 2563429.8348 | 0
6989 | 1537.5607 | 0 | 0 | 0 | 0 | 1467.2 | 0 | 0 | 0 | 2818348.6898 | 0
6990 | 1553.8764 | 0 | 0 | 0 | 0 | 1480.55 | 0 | 0 | 0 | 2848255.3715 | 0
6991 | 1107.5098 | 402.311 | 402.311 | 391.6339 | 391.6339 | 1584.65 | 653245.0387 | 140988.1987 | 63953.8135 | 1312200.6211 | 162665.1343
6992 | 198.9214 | 198.921 | 198.921 | 193.6417 | 193.6417 | 1507.7 | 307235.5073 | 69711.0282 | 31621.697 | 9677.6529 | 95329.8311
6993 | 298.2132 | 555.022 | 298.212 | 540.292 | 298.2132 | 1544.4 | 485402.9492 | 107356.7351 | 48698.2079 | 0 | 135865.9126
6994 | 304.1927 | 304.193 | 304.193 | 296.1199 | 296.1199 | 1507.6 | 471490.5839 | 106603.1581 | 48356.377 | 14797.4057 | 145809.4307
6995 | 345.2975 | 345.297 | 345.297 | 336.133 | 336.133 | 1513.6 | 537904.7584 | 121007.8821 | 54890.5199 | 16798.6081 | 163495.0941
6996 | 302.5368 | 1203.902 | 302.536 | 1171.9511 | 302.5368 | 1505.5 | 482350.302 | 108913.2531 | 49404.2617 | 0 | 149604.4546
6997 | 291.076 | 339.644 | 291.075 | 330.63 | 291.076 | 1328.65 | 409396.3918 | 104787.3617 | 47532.7116 | 0 | 195413.8758
6998 | 306.2603 | 2250.438 | 306.261 | 2190.7126 | 306.2603 | 1417.8 | 458633.0857 | 110253.7045 | 50012.3054 | 0 | 178304.7411
6999 | 275.21 | 2372.342 | 275.21 | 2309.3813 | 275.21 | 1673.3 | 486250.1248 | 99075.5842 | 44941.7858 | 0 | 89911.0926
7000 | 224.034 | 1687.692 | 224.034 | 1642.9016 | 224.034 | 1782.75 | 421135.7783 | 80652.2433 | 36584.7537 | 0 | 48671.3885
7001 | 243.4565 | 254.092 | 243.457 | 247.3485 | 243.4565 | 1812.45 | 465025.1763 | 87644.3373 | 39756.4452 | 0 | 45660.2652
7002 | 289.9125 | 289.913 | 289.913 | 282.2189 | 282.2189 | 1907.15 | 566419.7152 | 101598.7921 | 46086.341 | 14102.5024 | 26204.0218
7003 | 248.7805 | 248.78 | 248.78 | 242.1775 | 242.1775 | 1910.95 | 486889.3947 | 87183.9052 | 39547.5881 | 12103.2018 | 21565.9077
7004 | 309.2214 | 309.221 | 309.221 | 301.0144 | 301.0144 | 1862.3 | 590042.626 | 108365.1996 | 49155.6586 | 15043.3444 | 41449.6888
7005 | 289.7979 | 289.798 | 289.798 | 282.1069 | 282.1069 | 1841.45 | 547143.2837 | 101558.4909 | 46068.0599 | 14097.6441 | 44728.052
7006 | 230.7506 | 230.751 | 230.751 | 224.627 | 224.627 | 1837.7 | 434711.4496 | 80865.7179 | 36681.5882 | 11224.6421 | 36456.9612
7007 | 296.7904 | 296.79 | 296.79 | 288.9134 | 288.9134 | 1730.1 | 526784.0161 | 104008.8079 | 47179.5509 | 14438.5958 | 77977.7146
7008 | 163.157 | 163.157 | 163.157 | 158.8269 | 158.8269 | 1696.7 | 284574.9881 | 57177.6848 | 25936.4331 | 7937.1023 | 48172.1994
7009 | 222.2043 | 222.204 | 222.204 | 216.3068 | 216.3068 | 1681.2 | 383922.2547 | 77870.4577 | 35322.9048 | 7018.0163 | 68958.6164
7010 | 219.8735 | 219.874 | 219.874 | 214.0387 | 214.0387 | 1580.85 | 356861.051 | 77053.919 | 34952.5138 | 6943.4611 | 89714.306
7011 | 215.2119 | 215.212 | 215.212 | 209.5004 | 209.5004 | 1446 | 319592.2132 | 75420.1407 | 34211.4138 | 6796.6675 | 116063.2165
7012 | 131.3026 | 131.303 | 131.303 | 127.8183 | 127.8183 | 1444.8 | 195130.4406 | 46014.5844 | 20872.7268 | 4146.2725 | 70964.7146
7013 | 144.5105 | 144.511 | 144.511 | 140.6758 | 140.6758 | 1451.35 | 216002.9618 | 50643.2725 | 22972.3511 | 4563.3463 | 77181.754
7014 | 197.3423 | 197.342 | 197.342 | 192.1047 | 192.1047 | 1450.5 | 294920.8342 | 69157.6743 | 31370.6895 | 6232.7999 | 105561.5057
7015 | 135.9137 | 135.914 | 135.914 | 132.3069 | 132.3069 | 1494.1 | 208493.2135 | 47630.49 | 21605.7195 | 6611.1987 | 66934.0691
7016 | 163.4921 | 163.492 | 163.492 | 159.153 | 159.153 | 1352.15 | 226290.0746 | 57295.0841 | 25989.6868 | 7953.4991 | 103107.2785
7017 | 970.3841 | 970.384 | 970.384 | 944.6305 | 944.6305 | 1515.75 | 1510301.3151 | 340066.9936 | 154258.1668 | 47206.3419 | 457437.3379
7018 | 1153.9649 | 1153.965 | 1153.965 | 1123.3394 | 1123.3394 | 1557.35 | 1846730.5517 | 404402.1833 | 183441.3237 | 56136.5708 | 497246.1845
7019 | 1330.2706 | 2486.726 | 1330.271 | 2420.7296 | 1330.2706 | 1483.95 | 2083468.234 | 478897.4304 | 217233.1955 | 0 | 686486.1638
7020 | 1342.4171 | 3428.931 | 1342.417 | 3337.929 | 1342.4171 | 1494.55 | 2118185.3981 | 483270.1549 | 219216.7119 | 0 | 678524.7217
7021 | 1361.5307 | 2593.137 | 1361.53 | 2524.3166 | 1361.5307 | 1468.65 | 2109554.919 | 490151.0693 | 222337.9711 | 0 | 723449.3629
7022 | 1355.7183 | 1115.372 | 1115.372 | 1085.7706 | 1085.7706 | 1496.7 | 1717100.5904 | 390877.4287 | 177306.3447 | 494814.0311 | 546468.3607
7023 | 1394.876 | 832.024 | 832.024 | 809.9425 | 809.9425 | 1536.5 | 1313580.4354 | 291579.3132 | 132263.6162 | 1072182.9705 | 375408.3657
7024 | 1538.6163 | 450.714 | 450.714 | 438.7523 | 438.7523 | 1639.95 | 758768.6073 | 157950.8266 | 71648.25 | 2016050.7649 | 157972.7642
7025 | 1416.4175 | 140.82 | 140.82 | 137.0827 | 137.0827 | 1845.5 | 266716.9104 | 49349.777 | 22385.6072 | 2345020.7453 | 21179.2793
7026 | 1352.2386 | 0 | 0 | 0 | 0 | 1849.8 | 0 | 0 | 0 | 2478653.2933 | 0
7027 | 1554.2017 | 1554.202 | 1554.202 | 1512.9543 | 1512.9543 | 1881.55 | 2995069.5106 | 544663.5574 | 247065.4415 | 140158.5931 | 179209.4399
7028 | 1215.1313 | 1215.131 | 1215.131 | 1182.8821 | 1182.8821 | 1810.9 | 2258083.4297 | 425837.5509 | 193164.6446 | 109582.8812 | 223683.0024
7029 | 895.0328 | 895.033 | 895.033 | 871.2793 | 871.2793 | 1782.95 | 1636740.5192 | 313660.5524 | 142279.9117 | 80714.2988 | 189111.1747
7030 | 1180.946 | 1180.946 | 1180.946 | 1149.6043 | 1149.6043 | 1823.2 | 2210782.915 | 413857.5613 | 187730.3882 | 106499.0899 | 203250.0468
7031 | 1267.9631 | 1267.963 | 1267.963 | 1234.312 | 1234.312 | 1738.35 | 2266333.1055 | 444352.3032 | 201563.142 | 114346.6341 | 322957.7226
7032 | 849.9704 | 0 | 0 | 0 | 0 | 1712.3 | 0 | 0 | 0 | 1557995.688 | 0
7033 | 1104.8061 | 0 | 0 | 0 | 0 | 1573.7 | 0 | 0 | 0 | 1314719.2507 | 0
7034 | 738.0913 | 0 | 0 | 0 | 0 | 1670.3 | 0 | 0 | 0 | 878328.6136 | 0
7035 | 1162.2995 | 0 | 0 | 0 | 0 | 1660.7 | 0 | 0 | 0 | 1383136.4276 | 0
7036 | 1122.6757 | 0 | 0 | 0 | 0 | 1658.85 | 0 | 0 | 0 | 1335984.0485 | 0
7037 | 1184.8307 | 0 | 0 | 0 | 0 | 1583.75 | 0 | 0 | 0 | 1409948.5639 | 0
7038 | 1024.0045 | 0 | 0 | 0 | 0 | 1657.45 | 0 | 0 | 0 | 1218565.3812 | 0
7039 | 1256.0216 | 203.446 | 203.446 | 198.0467 | 198.0467 | 1496.5 | 312710.4242 | 71296.7955 | 32341.0186 | 1939268.0227 | 99716.4903
7040 | 1353.606 | 1216.26 | 1216.26 | 1183.9811 | 1183.9811 | 1492.45 | 1859999.5569 | 426233.2042 | 193344.1173 | 310922.3599 | 600929.6188
7041 | 1534.3568 | 1534.357 | 1534.357 | 1493.636 | 1493.636 | 1490.6 | 2352826.618 | 537708.9606 | 243910.7591 | 74641.1518 | 760858.1793
7042 | 1602.1427 | 1602.143 | 1602.143 | 1559.623 | 1559.623 | 1462.7 | 2414942.7459 | 561464.2794 | 254686.4356 | 77938.5676 | 837985.4369
7043 | 1628.6013 | 1628.601 | 1628.601 | 1585.3788 | 1585.3788 | 1445.5 | 2430809.3086 | 570736.3742 | 258892.3609 | 79226.8199 | 879092.5542
7044 | 1636.1784 | 1730.445 | 1636.178 | 1684.5199 | 1636.1784 | 1433.9 | 2485602.044 | 589024.2218 | 267187.9317 | 0 | 926240.5888
7045 | 1876.1804 | 1876.18 | 1876.18 | 1826.3872 | 1826.3872 | 1421.7 | 2755726.6061 | 657499.394 | 298249.0307 | 91270.973 | 1056199.721
7046 | 1679.1101 | 1679.11 | 1679.11 | 1634.5473 | 1634.5473 | 1423.35 | 2463181.9332 | 588437.041 | 266921.58 | 81683.4658 | 942561.7213
7047 | 1605.5447 | 1605.545 | 1605.545 | 1562.9347 | 1562.9347 | 1341.7 | 2216590.403 | 562656.496 | 255227.2383 | 78104.0971 | 1028879.9202
7048 | 1427.7269 | 1092.731 | 1092.731 | 1063.7305 | 1063.7305 | 1324 | 1486798.3112 | 382942.9854 | 173707.1931 | 667205.2858 | 719081.8281
7049 | 1587.1934 | 672.851 | 672.851 | 654.9939 | 654.9939 | 1370.3 | 948840.2158 | 235797.8045 | 106960.5041 | 1708721.705 | 412449.6596
7050 | 1493.7656 | 0 | 0 | 0 | 0 | 1733.65 | 0 | 0 | 0 | 2738072.3925 | 0
7051 | 1428.0124 | 1428.012 | 1428.012 | 1390.1133 | 1390.1133 | 1752.85 | 2577692.1746 | 500440.8024 | 227005.5084 | 128780.9243 | 343566.512
7052 | 1214.3544 | 1214.354 | 1214.354 | 1182.1257 | 1182.1257 | 1707.4 | 2135166.9071 | 425565.2545 | 193041.1279 | 109513.0212 | 345889.9818
7053 | 1286.6096 | 1286.61 | 1286.61 | 1252.4641 | 1252.4641 | 1477.05 | 1956583.0608 | 450887.0659 | 204527.383 | 116026.5993 | 654976.0865
7054 | 1485.5058 | 1485.506 | 1485.506 | 1446.0815 | 1446.0815 | 1486.35 | 2273159.7959 | 520589.333 | 236145.1058 | 133963.8441 | 742779.7525
7055 | 1588.0616 | 1588.062 | 1588.062 | 1545.9157 | 1545.9157 | 1446.7 | 2365413.1926 | 556529.6521 | 252448.0339 | 143211.91 | 855355.157
7056 | 1464.5285 | 0 | 0 | 0 | 0 | 1494.25 | 0 | 0 | 0 | 2684480.6873 | 0
7057 | 943.9799 | 0 | 0 | 0 | 0 | 1582.1 | 0 | 0 | 0 | 1123336.0689 | 0
7058 | 1055.082 | 0 | 0 | 0 | 0 | 1584.1 | 0 | 0 | 0 | 1255547.6395 | 0
7059 | 1517.3603 | 0 | 0 | 0 | 0 | 1480.45 | 0 | 0 | 0 | 1805658.7177 | 0
7060 | 1184.8307 | 0 | 0 | 0 | 0 | 1473.45 | 0 | 0 | 0 | 1409948.5639 | 0
7061 | 1555.4302 | 0 | 0 | 0 | 0 | 1479.7 | 0 | 0 | 0 | 1850961.9832 | 0
7062 | 1419.4661 | 0 | 0 | 0 | 0 | 1580.55 | 0 | 0 | 0 | 1689164.6066 | 0
7063 | 1509.6793 | 458.18 | 458.18 | 446.0202 | 446.0202 | 1688.5 | 798218.7149 | 160567.2549 | 72835.0909 | 1949687.1476 | 138935.2775
7064 | 1222.5996 | 1222.6 | 1222.6 | 1190.1529 | 1190.1529 | 1610.2 | 2027955.8719 | 428455.0305 | 194351.9624 | 59474.9303 | 463921.5858
7065 | 1098.0623 | 1098.062 | 1098.062 | 1068.92 | 1068.92 | 1654.4 | 1873333.0541 | 384811.2119 | 174554.6414 | 53417.7202 | 369418.7635
7066 | 1450.0124 | 1450.012 | 1450.012 | 1411.5295 | 1411.5295 | 1671.9 | 2497949.9637 | 508150.6099 | 230502.7628 | 70539.119 | 463122.8198
7067 | 1367.1296 | 1367.129 | 1367.129 | 1330.8461 | 1330.8461 | 1562.9 | 2208047.8837 | 479104.611 | 217327.1749 | 66507.5022 | 581712.8485
7068 | 1547.1005 | 1547.1 | 1547.1 | 1506.0408 | 1506.0408 | 1554.8 | 2490030.2179 | 542174.6914 | 245936.4642 | 75262.3945 | 670489.3684
7069 | 1876.2222 | 1876.222 | 1876.222 | 1826.4281 | 1826.4281 | 1531.45 | 2971552.3509 | 657514.1127 | 298255.7073 | 91272.5762 | 855772.882
7070 | 1289.5668 | 1289.566 | 1289.566 | 1255.3416 | 1255.3416 | 1510.1 | 2004443.9119 | 451922.9837 | 204997.2868 | 62734.8422 | 614991.8603
7071 | 1309.7799 | 376.419 | 376.419 | 366.429 | 366.429 | 1422.5 | 549772.1139 | 131914.4562 | 59837.863 | 1729162.055 | 211612.7735
7072 | 1430.0072 | 156.282 | 156.282 | 152.1344 | 152.1344 | 1569.45 | 252149.486 | 54768.3699 | 24843.5411 | 2342340.8499 | 65501.4491
7073 | 1378.6088 | 40.12 | 40.12 | 39.0552 | 39.0552 | 1868.95 | 77053.979 | 14059.8853 | 6377.7202 | 2455401.7175 | 5118.1888
7074 | 911.5146 | 0 | 0 | 0 | 0 | 1907.15 | 0 | 0 | 0 | 1670806.1824 | 0
7075 | 1308.9971 | 1308.997 | 1308.997 | 1274.2569 | 1274.2569 | 1910.95 | 2568681.1783 | 458732.496 | 208086.1572 | 118047.0901 | 113472.5799
7076 | 978.1652 | 978.165 | 978.165 | 952.205 | 952.205 | 1862.15 | 1871801.6563 | 342793.8123 | 155495.0821 | 88212.5406 | 131261.464
7077 | 1111.0216 | 1111.022 | 1111.022 | 1081.5361 | 1081.5361 | 1845.45 | 2108001.1403 | 389352.9894 | 176614.8422 | 100191.7874 | 167151.4014
7078 | 1313.0255 | 1313.026 | 1313.026 | 1278.179 | 1278.179 | 1811.2 | 2445110.6727 | 460144.4421 | 208726.6316 | 118408.4758 | 241320.1963
7079 | 1476.9595 | 1476.959 | 1476.959 | 1437.7613 | 1437.7613 | 1734.2 | 2635760.224 | 517594.0728 | 234786.4225 | 133195.3772 | 382156.9571
7080 | 1488.6136 | 0 | 0 | 0 | 0 | 1702.6 | 0 | 0 | 0 | 2728628.6463 | 0
7081 | 1055.859 | 0 | 0 | 0 | 0 | 1682.1 | 0 | 0 | 0 | 1256472.1957 | 0
7082 | 1290.4943 | 0 | 0 | 0 | 0 | 1660.25 | 0 | 0 | 0 | 1535688.2384 | 0
7083 | 1036.4355 | 0 | 0 | 0 | 0 | 1670.45 | 0 | 0 | 0 | 1233358.2843 | 0
7084 | 1038.7663 | 0 | 0 | 0 | 0 | 1668.95 | 0 | 0 | 0 | 1236131.9541 | 0
7085 | 936.9874 | 0 | 0 | 0 | 0 | 1669.7 | 0 | 0 | 0 | 1115015.061 | 0
7086 | 1198.0387 | 0 | 0 | 0 | 0 | 1675.55 | 0 | 0 | 0 | 1425666.0233 | 0
7087 | 1205.407 | 1140.036 | 1140.036 | 1109.7801 | 1109.7801 | 1708.5 | 2006708.5373 | 399520.8238 | 181227.0848 | 175284.1003 | 323500.8893
7088 | 1106.8931 | 1106.894 | 1106.894 | 1077.5176 | 1077.5176 | 1738.7 | 1975997.3535 | 387906.3492 | 175958.6301 | 53845.3031 | 281555.3585
7089 | 1442.5236 | 1442.524 | 1442.524 | 1404.2402 | 1404.2402 | 1858.4 | 2755189.3612 | 505526.4718 | 229312.4246 | 70173.5447 | 198840.4122
7090 | 1737.0055 | 1737.006 | 1737.006 | 1690.9068 | 1690.9068 | 1871.9 | 3340773.4818 | 608726.4508 | 276125.0817 | 84498.9891 | 216605.1621
7091 | 1443.4841 | 1443.484 | 1443.484 | 1405.1747 | 1405.1747 | 1872.4 | 2773498.0468 | 505862.8998 | 229465.032 | 70221.1438 | 179300.2945
7092 | 1588.2695 | 1588.269 | 1588.269 | 1546.1172 | 1546.1172 | 1769.8 | 2886741.4218 | 556602.1944 | 252480.9398 | 77265.1043 | 355916.181
7093 | 1786.2343 | 1786.234 | 1786.234 | 1738.8283 | 1738.8283 | 1539.95 | 2826261.6873 | 625978.1964 | 283950.6652 | 86895.1404 | 799947.9702
7094 | 1390.1667 | 1431.302 | 1390.166 | 1393.316 | 1390.1667 | 1567.25 | 2301524.5581 | 500460.0289 | 227014.2298 | 0 | 601594.6598
7095 | 1677.3843 | 1677.385 | 1677.385 | 1632.8681 | 1632.8681 | 1801.8 | 3098902.7656 | 587832.522 | 266647.3634 | 81598.1313 | 323634.4607
7096 | 1676.6695 | 1553.487 | 1553.487 | 1512.2583 | 1512.2583 | 1838.75 | 2928107.5916 | 544412.9887 | 246951.7807 | 301365.7243 | 243851.6512
7097 | 1553.3917 | 484.168 | 484.168 | 471.3184 | 471.3184 | 1871.95 | 929565.7414 | 169674.6403 | 76966.3021 | 1983440.3621 | 60352.3269
7098 | 1585.9659 | 0 | 0 | 0 | 0 | 1908.15 | 0 | 0 | 0 | 2907075.4049 | 0
7099 | 1572.7909 | 1572.791 | 1572.791 | 1531.05 | 1531.05 | 1910.95 | 3089290.9545 | 551177.9943 | 250020.4624 | 141835.7064 | 136340.0011
7100 | 1489.3905 | 1489.39 | 1489.39 | 1449.8624 | 1449.8624 | 1862.8 | 2849660.8251 | 521950.4645 | 236762.5301 | 134316.4554 | 198921.1215
7101 | 1698.3869 | 1698.387 | 1698.387 | 1653.3127 | 1653.3127 | 1845.45 | 3217583.0691 | 595192.5846 | 269985.9696 | 153161.8873 | 255519.4832
7102 | 1112.5755 | 1112.575 | 1112.575 | 1083.0479 | 1083.0479 | 1838.05 | 2097135.5262 | 389897.2318 | 176861.7165 | 100334.8153 | 175399.6019
7103 | 1168.515 | 1168.515 | 1168.515 | 1137.5032 | 1137.5032 | 1762.7 | 2111321.1149 | 409501.1696 | 185754.2805 | 105378.0117 | 269929.521
7104 | 371.3765 | 0 | 0 | 0 | 0 | 1706.7 | 0 | 0 | 0 | 680733.0338 | 0
7105 | 116.5407 | 0 | 0 | 0 | 0 | 1561.1 | 0 | 0 | 0 | 138683.4652 | 0
7106 | 122.7562 | 0 | 0 | 0 | 0 | 1426.1 | 0 | 0 | 0 | 146079.9168 | 0
7107 | 114.9869 | 0 | 0 | 0 | 0 | 1243.85 | 0 | 0 | 0 | 136834.3525 | 0
7108 | 121.2024 | 0 | 0 | 0 | 0 | 1242.35 | 0 | 0 | 0 | 144230.8039 | 0
7109 | 123.5332 | 0 | 0 | 0 | 0 | 1447.55 | 0 | 0 | 0 | 147004.4733 | 0
7110 | 101.7789 | 0 | 0 | 0 | 0 | 1615.3 | 0 | 0 | 0 | 121116.893 | 0
7111 | 87.8474 | 0 | 0 | 0 | 0 | 1714.5 | 0 | 0 | 0 | 161024.3372 | 0
7112 | 176.3999 | 0 | 0 | 0 | 0 | 1712.7 | 0 | 0 | 0 | 323341.0704 | 0
7113 | 1266.3005 | 0 | 0 | 0 | 0 | 1829.4 | 0 | 0 | 0 | 2321128.7505 | 0
7114 | 1548.0484 | 0 | 0 | 0 | 0 | 1824.4 | 0 | 0 | 0 | 2837572.6329 | 0
7115 | 1673.0266 | 0 | 0 | 0 | 0 | 1777.9 | 0 | 0 | 0 | 3066657.8128 | 0
7116 | 1771.9988 | 492.149 | 492.149 | 479.0876 | 479.0876 | 1669.8 | 844020.209 | 172471.5482 | 78235.0106 | 2369906.2464 | 158194.7367
7117 | 1494.0026 | 1275.189 | 1275.189 | 1241.3462 | 1241.3462 | 1315.35 | 1722620.1689 | 446884.6245 | 202711.8311 | 463119.2048 | 849887.6615
7118 | 1420.6499 | 1320.574 | 1320.574 | 1285.5267 | 1285.5267 | 1331.65 | 1807116.2891 | 462789.6069 | 209926.5078 | 247680.8807 | 859181.7606
7119 | 1712.2377 | 1712.237 | 1712.237 | 1666.7952 | 1666.7952 | 1562.5 | 2752425.0989 | 600046.2588 | 272187.6502 | 83296.2226 | 729222.884
7120 | 1677.291 | 1061.418 | 1061.418 | 1033.2485 | 1033.2485 | 1834.75 | 2001011.8318 | 371969.4762 | 168729.4874 | 1180529.91 | 170744.322
7121 | 1676.9667 | 11.794 | 11.794 | 11.481 | 11.481 | 1871.95 | 22662.007 | 4133.1577 | 1874.8463 | 3052835.2594 | 1470.1412
7122 | 1398.5489 | 0 | 0 | 0 | 0 | 1908.15 | 0 | 0 | 0 | 2563540.2034 | 0
7123 | 1443.0422 | 1443.042 | 1443.042 | 1404.7445 | 1404.7445 | 1910.95 | 2829843.3515 | 505708.0027 | 229394.769 | 130135.904 | 125092.4935
7124 | 1379.0653 | 1379.065 | 1379.065 | 1342.4654 | 1342.4654 | 1862.3 | 2637754.1757 | 483287.532 | 219224.5944 | 124366.4748 | 184857.481
7125 | 1510.3678 | 1510.368 | 1510.368 | 1470.2837 | 1470.2837 | 1793.45 | 2785186.7942 | 529302.1164 | 240097.3211 | 136206.0006 | 303687.0893
7126 | 1776.0807 | 1776.081 | 1776.081 | 1728.9448 | 1728.9448 | 1754.7 | 3203316.9027 | 622420.1203 | 282336.6823 | 160167.8001 | 424110.1542
7127 | 1299.0406 | 1299.041 | 1299.041 | 1264.5652 | 1264.5652 | 1734.2 | 2318253.2763 | 455243.4576 | 206503.4906 | 117147.6741 | 336121.4195
7128 | 1407.035 | 0 | 0 | 0 | 0 | 1602.1 | 0 | 0 | 0 | 2579095.2393 | 0
7129 | 1057.4129 | 0 | 0 | 0 | 0 | 1717.1 | 0 | 0 | 0 | 1258321.3082 | 0
7130 | 1358.0879 | 0 | 0 | 0 | 0 | 1722.6 | 0 | 0 | 0 | 1616124.6486 | 0
7131 | 1203.4772 | 0 | 0 | 0 | 0 | 1686.35 | 0 | 0 | 0 | 1432137.918 | 0
7132 | 1147.5377 | 0 | 0 | 0 | 0 | 1674.85 | 0 | 0 | 0 | 1365569.8547 | 0
7133 | 1421.0199 | 0 | 0 | 0 | 0 | 1685.6 | 0 | 0 | 0 | 1691013.7203 | 0
7134 | 1152.9763 | 0 | 0 | 0 | 0 | 1675.55 | 0 | 0 | 0 | 1372041.7494 | 0
7135 | 1150.6454 | 0 | 0 | 0 | 0 | 1708.5 | 0 | 0 | 0 | 2109133.1025 | 0
7136 | 1557.2327 | 0 | 0 | 0 | 0 | 1722.7 | 0 | 0 | 0 | 2854407.6033 | 0
7137 | 1562.9559 | 0 | 0 | 0 | 0 | 1604.1 | 0 | 0 | 0 | 2864898.084 | 0
7138 | 1484.153 | 0 | 0 | 0 | 0 | 1421.45 | 0 | 0 | 0 | 2720452.372 | 0
7139 | 1538.7348 | 1018.713 | 1018.713 | 991.6769 | 991.6769 | 766.8 | 804811.5933 | 357003.6884 | 161940.8398 | 1002757.1227 | 1222935.9683
7140 | 1370.921 | 936.045 | 936.045 | 911.2029 | 911.2029 | 360.8 | 347862.1951 | 328033.0354 | 148799.4296 | 842663.3525 | 1493643.7543
7141 | 1755.5239 | 0 | 0 | 0 | 0 | 342.95 | 0 | 0 | 0 | 3217875.25 | 0
7142 | 1535.2541 | 0 | 0 | 0 | 0 | 757.15 | 0 | 0 | 0 | 2814120.8111 | 0
7143 | 1077.4462 | 0 | 0 | 0 | 0 | 1576 | 0 | 0 | 0 | 1974958.9121 | 0
7144 | 1517.8449 | 210.477 | 210.477 | 204.8911 | 204.8911 | 1710.1 | 369841.6197 | 73760.7799 | 33458.7093 | 2406644.3646 | 59397.9169
7145 | 1251.0074 | 397.983 | 397.983 | 387.4207 | 387.4207 | 1857.95 | 758395.0835 | 139471.4693 | 63265.8082 | 1582954.3457 | 55033.1173
7146 | 1642.0142 | 0 | 0 | 0 | 0 | 1907.65 | 0 | 0 | 0 | 3009811.9754 | 0
7147 | 1603.6198 | 1603.62 | 1603.62 | 1561.0608 | 1561.0608 | 1910.95 | 3137326.3021 | 561981.8878 | 254921.2285 | 144615.5825 | 139012.4642
7148 | 1352.6494 | 1352.649 | 1352.649 | 1316.7504 | 1316.7504 | 1862.8 | 2578889.4855 | 474030.1559 | 215025.3457 | 121984.5983 | 180658.1594
7149 | 1404.7042 | 1404.704 | 1404.704 | 1367.4239 | 1367.4239 | 1791.45 | 2571949.2181 | 492272.6118 | 223300.3264 | 126678.4913 | 285176.2589
7150 | 1233.7778 | 1233.778 | 1233.778 | 1201.0342 | 1201.0342 | 1783.7 | 2251319.5472 | 432372.3136 | 196128.8856 | 111262.8429 | 259783.6984
7151 | 1466.0823 | 1466.082 | 1466.082 | 1427.173 | 1427.173 | 1760.2 | 2639143.2047 | 513782.2739 | 233057.3481 | 132214.019 | 342236.0813
7152 | 1573.2998 | 0 | 0 | 0 | 0 | 1721.7 | 0 | 0 | 0 | 2883858.5627 | 0
7153 | 1475.4056 | 0 | 0 | 0 | 0 | 1722.6 | 0 | 0 | 0 | 2704418.4758 | 0
7154 | 1317.6872 | 0 | 0 | 0 | 0 | 1719.1 | 0 | 0 | 0 | 2415320.5551 | 0
7155 | 1793.9503 | 0 | 0 | 0 | 0 | 1692.95 | 0 | 0 | 0 | 3288310.8266 | 0
7156 | 1639.3396 | 0 | 0 | 0 | 0 | 1684.85 | 0 | 0 | 0 | 3004909.4171 | 0
7157 | 1427.2354 | 0 | 0 | 0 | 0 | 1685.6 | 0 | 0 | 0 | 2616122.5579 | 0
7158 | 1366.6343 | 0 | 0 | 0 | 0 | 1695.55 | 0 | 0 | 0 | 2505040.5986 | 0
7159 | 1260.9775 | 282.001 | 282.001 | 274.5168 | 274.5168 | 1737 | 499733.1523 | 98826.065 | 44828.6011 | 1808182.3143 | 72197.9308
7160 | 331.6128 | 331.612 | 331.612 | 322.8112 | 322.8112 | 1747.7 | 590533.5026 | 116212.0314 | 52715.0687 | 16133.2523 | 81445.2653
7161 | 268.4554 | 268.455 | 268.455 | 261.3304 | 261.3304 | 1761.9 | 483476.5345 | 94078.9262 | 42675.2463 | 13060.3064 | 62222.7565
7162 | 276.049 | 276.049 | 276.049 | 268.7228 | 268.7228 | 1562.1 | 441112.4554 | 96740.2116 | 43882.4349 | 13428.9964 | 117673.7185
7163 | 261.2493 | 1041.518 | 261.249 | 1013.8767 | 261.2493 | 1341.3 | 368807.6823 | 94049.7653 | 42662.0185 | 0 | 172084.9455
7164 | 324.2289 | 1635.52 | 324.228 | 1592.1142 | 324.2289 | 847 | 288608.5431 | 116722.4141 | 52946.584 | 0 | 373835.9541
7165 | 205.8624 | 2598.299 | 205.863 | 2529.3416 | 205.8624 | 342.95 | 74244.6561 | 74110.4627 | 33617.3293 | 0 | 341124.2838
7166 | 205.1622 | 2485.484 | 205.162 | 2419.5206 | 205.1622 | 1225.65 | 264415.4096 | 73858.3851 | 33502.9841 | 0 | 158867.3346
7167 | 333.7513 | 2457.146 | 333.751 | 2391.9347 | 333.7513 | 1500.65 | 527663.2692 | 120150.4596 | 54501.5835 | 0 | 166658.7
7168 | 381.8331 | 1260.463 | 381.833 | 1227.011 | 381.8331 | 1720.1 | 691130.4572 | 137459.9042 | 62353.3399 | 0 | 106875.0755
7169 | 308.0162 | 655.372 | 308.017 | 637.9788 | 308.0162 | 1898.35 | 613581.5753 | 110885.8214 | 50299.0407 | 0 | 31309.8437
7170 | 338.7742 | 338.774 | 338.774 | 329.7831 | 329.7831 | 1908.65 | 659360.41 | 118721.9242 | 53853.5839 | 16480.6118 | 30125.6883
7171 | 273.5706 | 273.571 | 273.571 | 266.3106 | 266.3106 | 1910.95 | 533633.3701 | 95871.8069 | 43488.5169 | 13307.6563 | 23714.9567
7172 | 258.7204 | 258.72 | 258.72 | 251.8537 | 251.8537 | 1863.3 | 491757.4358 | 90667.3364 | 41127.7112 | 12586.6647 | 34428.4025
7173 | 300.6751 | 300.675 | 300.675 | 292.6952 | 292.6952 | 1845.45 | 566262.2714 | 105370.2898 | 47797.1342 | 14627.0221 | 45236.0508
7174 | 283.5824 | 283.582 | 283.582 | 276.0559 | 276.0559 | 1838.05 | 531607.4024 | 99380.1198 | 45079.9266 | 13796.1619 | 44707.2511
7175 | 236.1892 | 236.189 | 236.189 | 229.9207 | 229.9207 | 1789.7 | 431758.2082 | 82771.4422 | 37546.0459 | 11490.2234 | 48352.3175
7176 | 135.1872 | 135.187 | 135.187 | 131.5992 | 131.5992 | 1734.2 | 239516.7625 | 47375.7159 | 21490.1511 | 6576.8641 | 34979.0702
7177 | 138.295 | 138.295 | 138.295 | 134.6247 | 134.6247 | 1759.2 | 249315.774 | 48464.9014 | 21984.2178 | 4367.6214 | 32417.634
7178 | 120.4254 | 120.425 | 120.425 | 117.229 | 117.229 | 1760.85 | 216608.6369 | 42202.435 | 19143.4934 | 3803.7539 | 28035.312
7179 | 114.9869 | 114.987 | 114.987 | 111.9353 | 111.9353 | 1736.15 | 204251.7489 | 40296.7108 | 18279.0357 | 3631.3363 | 29534.1309
7180 | 111.8791 | 111.879 | 111.879 | 108.9098 | 108.9098 | 1730.95 | 198100.8991 | 39207.5252 | 17784.9691 | 3533.4737 | 29302.1796
7181 | 98.6711 | 98.671 | 98.671 | 96.0523 | 96.0523 | 1731.35 | 174789.6972 | 34578.8372 | 15685.3447 | 3116.4 | 25804.4572
7182 | 96.3403 | 96.34 | 96.34 | 93.7832 | 93.7832 | 1736.15 | 171279.8289 | 33761.948 | 15314.7948 | 3043.0032 | 24744.6944
7183 | 79.4371 | 79.437 | 79.437 | 77.3288 | 77.3288 | 1787.1 | 145342.8701 | 27838.3627 | 12627.7906 | 3864.4915 | 16463.2984
7184 | 86.9093 | 86.909 | 86.909 | 84.6025 | 84.6025 | 1769.45 | 156969.5371 | 30456.8937 | 13815.5854 | 4228.3526 | 19505.1023
7185 | 86.5519 | 1931.648 | 86.552 | 1880.3831 | 86.5519 | 1844.9 | 167609.2261 | 31158.6784 | 14133.9227 | 0 | 13424.1973
7186 | 85.5428 | 3471.209 | 85.543 | 3379.085 | 85.5428 | 1827.35 | 164084.1551 | 30795.421 | 13969.1451 | 0 | 14768.9706
7187 | 82.0117 | 2216.944 | 82.012 | 2158.1075 | 82.0117 | 1777.6 | 153056.8875 | 29524.1947 | 13392.5028 | 0 | 18239.3914
7188 | 89.4741 | 2326.564 | 89.474 | 2264.8183 | 89.4741 | 1603.55 | 150813.6484 | 32210.6916 | 14611.1276 | 0 | 35472.0241
7189 | 85.7196 | 2704.933 | 85.72 | 2633.1456 | 85.7196 | 1482.15 | 133871.8961 | 30859.0522 | 13998.009 | 0 | 44389.8894
7190 | 90.0355 | 3091.291 | 90.035 | 3009.2498 | 90.0355 | 1523.85 | 144491.8325 | 32412.7732 | 14702.7941 | 0 | 42870.3943
7191 | 84.2988 | 467.004 | 84.298 | 454.61 | 84.2988 | 1618.35 | 143687.383 | 30347.555 | 13765.9881 | 0 | 32172.6232
7192 | 95.4148 | 1004.439 | 95.415 | 977.7817 | 95.4148 | 1797.1 | 180282.8357 | 34349.3305 | 15581.238 | 0 | 19359.6643
7193 | 85.638 | 102.34 | 85.638 | 99.624 | 85.638 | 1880 | 169202.82 | 30829.684 | 13984.6872 | 0 | 10276.5613
7194 | 92.1604 | 92.16 | 92.16 | 89.7141 | 89.7141 | 1880.8 | 177274.8095 | 32297.0846 | 14650.3164 | 4484.0371 | 10693.9236
7195 | 99.1266 | 99.127 | 99.127 | 96.4962 | 96.4962 | 1882.05 | 190943.2433 | 34738.6404 | 15757.8333 | 8938.118 | 11381.7296
7196 | 101.7789 | 101.779 | 101.779 | 99.0778 | 99.0778 | 1841.9 | 191871.8794 | 35668.0227 | 16179.4114 | 9178.2049 | 15664.2066
7197 | 100.225 | 100.225 | 100.225 | 97.5651 | 97.5651 | 1829.45 | 187756.2632 | 35123.4299 | 15932.3781 | 9038.4835 | 16639.7249
7198 | 107.9944 | 107.994 | 107.994 | 105.1279 | 105.1279 | 1824.2 | 202088.0967 | 37846.0433 | 17167.3858 | 9740.3975 | 18481.4845
7199 | 98.6711 | 98.671 | 98.671 | 96.0523 | 96.0523 | 1804.85 | 183180.5797 | 34578.8372 | 15685.3447 | 8898.7623 | 18744.6113
7200 | 104.1097 | 104.11 | 104.11 | 101.347 | 101.347 | 1747.3 | 187288.8027 | 36484.9118 | 16549.9614 | 5064.1003 | 25610.3812
7201 | 94.0095 | 94.01 | 94.01 | 91.515 | 91.515 | 1499.5 | 144938.5302 | 32945.4093 | 14944.4037 | 2968.4479 | 45803.2704
7202 | 100.225 | 100.225 | 100.225 | 97.5651 | 97.5651 | 1724.4 | 177893.8336 | 35123.4299 | 15932.3781 | 3165.3312 | 26888.9369
7203 | 97.1173 | 97.117 | 97.117 | 94.5396 | 94.5396 | 1711.2 | 171167.702 | 34034.2444 | 15438.3114 | 3067.4688 | 27303.0272
7204 | 98.6711 | 98.671 | 98.671 | 96.0523 | 96.0523 | 1645 | 167113.2054 | 34578.8372 | 15685.3447 | 3116.4 | 34098.5755
7205 | 93.2326 | 93.233 | 93.233 | 90.7586 | 90.7586 | 1495.2 | 143689.6099 | 32673.1129 | 14820.8871 | 2943.9823 | 45814.965
7206 | 98.6711 | 98.671 | 98.671 | 96.0523 | 96.0523 | 1494.8 | 152209.5315 | 34578.8372 | 15685.3447 | 3116.4 | 48525.6348
7207 | 88.0252 | 88.025 | 88.025 | 85.6889 | 85.6889 | 1231.9 | 111731.0353 | 30847.9912 | 13992.9916 | 4282.4179 | 65817.6168
7208 | 138.2668 | 334.255 | 138.266 | 325.3841 | 138.2668 | 1239.35 | 180258.6724 | 49776.0596 | 22578.9737 | 0 | 105172.6659
7209 | 851.5291 | 2392.937 | 851.529 | 2329.4298 | 851.5291 | 1183.15 | 1055665.937 | 306550.4768 | 139054.7024 | 0 | 695571.5471
7210 | 1151.9371 | 3336.615 | 1151.937 | 3248.0631 | 1151.9371 | 1270.4 | 1528725.956 | 414697.3582 | 188111.3294 | 0 | 840453.3125
7211 | 1368.5727 | 3762.074 | 1368.573 | 3662.2306 | 1368.5727 | 1372.15 | 1964839.8938 | 492686.1796 | 223487.9253 | 0 | 859258.3829
7212 | 1597.6423 | 3187.01 | 1597.642 | 3102.4285 | 1597.6423 | 1440.25 | 2405876.3546 | 575151.214 | 260894.9812 | 0 | 894280.2556
7213 | 1506.7813 | 2807.256 | 1506.781 | 2732.753 | 1506.7813 | 1341.9 | 2109319.9293 | 542441.2619 | 246057.3835 | 0 | 991612.7623
7214 | 1412.897 | 2506.823 | 1412.897 | 2440.2933 | 1412.897 | 1129.2 | 1665418.3961 | 508642.9358 | 230726.0873 | 0 | 1230350.7459
7215 | 1414.7093 | 1681.995 | 1414.709 | 1637.3558 | 1414.7093 | 1261.9 | 1867635.3807 | 509295.3307 | 231022.0209 | 0 | 1044196.8989
7216 | 1584.3586 | 957.117 | 957.117 | 931.7156 | 931.7156 | 1226.25 | 1197621.8546 | 335417.6292 | 152149.1635 | 1196294.4786 | 720914.9738
7217 | 1584.5198 | 335.329 | 335.329 | 326.4296 | 326.4296 | 1371.45 | 469756.6848 | 117514.6384 | 53305.9457 | 2306079.3803 | 205177.2944
7218 | 1715.024 | 0 | 0 | 0 | 0 | 1759.65 | 0 | 0 | 0 | 3143639.0342 | 0
7219 | 1680.964 | 1338.812 | 1338.812 | 1303.2807 | 1303.2807 | 1799.05 | 2464545.4672 | 469181.0374 | 212825.7317 | 1283368.0764 | 261894.2485
7220 | 1793.1733 | 1793.173 | 1793.173 | 1745.5832 | 1745.5832 | 1729.9 | 3179410.2123 | 628409.9398 | 285053.731 | 161711.3496 | 471482.0132
7221 | 1675.8557 | 1675.856 | 1675.856 | 1631.3797 | 1631.3797 | 1548.9 | 2663951.0728 | 587296.6903 | 266404.3043 | 151129.3142 | 735915.3806
7222 | 1509.5909 | 1509.591 | 1509.591 | 1469.5273 | 1469.5273 | 1438.2 | 2230943.8935 | 529029.82 | 239973.8045 | 136136.1372 | 825580.4247
7223 | 1940.7916 | 1796.003 | 1796.003 | 1748.3381 | 1748.3381 | 1446.2 | 2669932.7382 | 629401.7014 | 285503.6051 | 653957.0491 | 968229.6173
7224 | 1651.7706 | 0 | 0 | 0 | 0 | 1307.45 | 0 | 0 | 0 | 3027695.4603 | 0
7225 | 1884.852 | 0 | 0 | 0 | 0 | 1368.8 | 0 | 0 | 0 | 2242973.9121 | 0
7226 | 1574.8537 | 0 | 0 | 0 | 0 | 1312.8 | 0 | 0 | 0 | 1874075.8947 | 0
7227 | 1236.1086 | 0 | 0 | 0 | 0 | 1243.85 | 0 | 0 | 0 | 1470969.2887 | 0
7228 | 1240.7703 | 0 | 0 | 0 | 0 | 1154.05 | 0 | 0 | 0 | 1476516.6272 | 0
7229 | 1692.1714 | 0 | 0 | 0 | 0 | 1066.5 | 0 | 0 | 0 | 2013683.916 | 0
7230 | 1647.1089 | 0 | 0 | 0 | 0 | 1248.95 | 0 | 0 | 0 | 1960059.6434 | 0
7231 | 1061.519 | 0 | 0 | 0 | 0 | 1261.9 | 0 | 0 | 0 | 1945764.294 | 0
7232 | 1120.1186 | 638.327 | 638.327 | 621.3861 | 621.3861 | 1426.75 | 930767.7789 | 223699.0138 | 101472.3582 | 914176.5343 | 356209.6101
7233 | 1674.4572 | 1674.457 | 1674.457 | 1630.0178 | 1630.0178 | 1809.3 | 3101328.3476 | 586806.4167 | 266181.9107 | 81457.3156 | 310844.399
7234 | 2076.6159 | 2076.616 | 2076.616 | 2021.5037 | 2021.5037 | 1869.9 | 3971286.3424 | 727741.3476 | 330111.5613 | 101020.5995 | 262997.637
7235 | 1845.2748 | 1884.518 | 1845.274 | 1834.5039 | 1834.5039 | 1876.9 | 3617120.2437 | 660421.4111 | 299574.4901 | 19743.0164 | 225827.4325
7236 | 2071.6969 | 2071.697 | 2071.697 | 2016.7153 | 2016.7153 | 1864.3 | 3952342.2891 | 726017.5048 | 329329.607 | 100781.3241 | 273668.265
7237 | 1651.0189 | 1651.019 | 1651.019 | 1607.2019 | 1607.2019 | 1641.45 | 2770009.5495 | 578592.6681 | 262456.0631 | 80316.6145 | 576262.2254
7238 | 1496.2674 | 1496.267 | 1496.267 | 1456.5569 | 1456.5569 | 1531.1 | 2338723.6709 | 524360.4802 | 237855.7401 | 72789.3052 | 682979.5255
7239 | 1315.4865 | 220.92 | 220.92 | 215.0569 | 215.0569 | 1827.8 | 412277.9898 | 77420.4853 | 35118.7924 | 2017087.408 | 37032.7988
7240 | 1605.1611 | 1074.198 | 1074.198 | 1045.6894 | 1045.6894 | 1862.75 | 2042216.5163 | 376448.1734 | 170761.0742 | 1025511.6432 | 143520.8661
7241 | 1758.8346 | 522.119 | 522.119 | 508.2622 | 508.2622 | 1899.95 | 1012393.5053 | 182974.4087 | 82999.2248 | 2292299.1169 | 50851.6378
7242 | 1473.3059 | 0 | 0 | 0 | 0 | 1908.65 | 0 | 0 | 0 | 2700569.7697 | 0
7243 | 1812.4967 | 1379.989 | 1379.989 | 1343.3648 | 1343.3648 | 1910.95 | 2695200.2248 | 483611.3439 | 219371.4791 | 1594110.1987 | 119626.6394
7244 | 1695.2791 | 1695.279 | 1695.279 | 1650.2872 | 1650.2872 | 1863.8 | 3230900.7213 | 594103.399 | 269491.9029 | 152882.4472 | 224769.1193
7245 | 1998.285 | 1796.003 | 1796.003 | 1748.3381 | 1748.3381 | 1846.95 | 3394552.1766 | 629401.7014 | 285503.6051 | 849319.7073 | 267583.14
7246 | 1626.9086 | 1626.909 | 1626.909 | 1583.7317 | 1583.7317 | 1838.7 | 3062138.1098 | 570143.4199 | 258623.3902 | 146714.8647 | 255455.9268
7247 | 1615.2545 | 1615.254 | 1615.254 | 1572.386 | 1572.386 | 1810.7 | 2996419.212 | 566058.9742 | 256770.6402 | 145666.9543 | 297652.6773
7248 | 1388.3885 | 0 | 0 | 0 | 0 | 1534.85 | 0 | 0 | 0 | 2544916.1737 | 0
7249 | 1436.5587 | 0 | 0 | 0 | 0 | 1255.5 | 0 | 0 | 0 | 1709504.8482 | 0
7250 | 1567.0843 | 0 | 0 | 0 | 0 | 1247.5 | 0 | 0 | 0 | 1864830.3301 | 0
7251 | 991.3731 | 0 | 0 | 0 | 0 | 1309.15 | 0 | 0 | 0 | 1179734.0114 | 0
7252 | 1218.2391 | 0 | 0 | 0 | 0 | 1242.35 | 0 | 0 | 0 | 1449704.4909 | 0
7253 | 1230.6701 | 0 | 0 | 0 | 0 | 1469.9 | 0 | 0 | 0 | 1464497.394 | 0
7254 | 1351.8724 | 0 | 0 | 0 | 0 | 1728.95 | 0 | 0 | 0 | 1608728.1976 | 0
7255 | 1256.2333 | 0 | 0 | 0 | 0 | 1786 | 0 | 0 | 0 | 2302675.6151 | 0
7256 | 631.5235 | 0 | 0 | 0 | 0 | 1816.7 | 0 | 0 | 0 | 1157582.6074 | 0
7257 | 1426.3624 | 0 | 0 | 0 | 0 | 1846.9 | 0 | 0 | 0 | 2614522.1949 | 0
7258 | 1434.29 | 796.999 | 796.999 | 775.8471 | 775.8471 | 1562.1 | 1276720.0536 | 279304.9492 | 126695.8283 | 1206925.9383 | 339743.4368
7259 | 1329.046 | 697.386 | 697.386 | 678.8778 | 678.8778 | 1519.75 | 1084645.2415 | 244395.9921 | 110860.7375 | 1191758.3752 | 326031.0422
7260 | 1071.6104 | 637.37 | 637.37 | 620.4545 | 620.4545 | 1432.15 | 932551.4758 | 223363.6372 | 101320.2276 | 826968.747 | 352325.1149
7261 | 1688.5431 | 249.107 | 249.107 | 242.4958 | 242.4958 | 1328.15 | 338232.3801 | 87298.501 | 39599.57 | 2650604.5561 | 162920.8274
7262 | 1314.6289 | 526.984 | 526.984 | 512.9981 | 512.9981 | 1558.45 | 840481.595 | 184679.3275 | 83772.5949 | 1469389.2565 | 226514.3252
7263 | 1623.5803 | 793.696 | 793.696 | 772.6317 | 772.6317 | 1848.3 | 1497905.396 | 278147.4267 | 126170.7633 | 1559788.7859 | 117208.2351
7264 | 1596.3166 | 324.792 | 324.792 | 316.1722 | 316.1722 | 1884.25 | 625128.7156 | 113821.9911 | 51630.9198 | 2346504.7083 | 36596.9318
7265 | 1509.3432 | 245.662 | 245.662 | 239.1423 | 239.1423 | 1898.45 | 476683.7886 | 86091.2152 | 39051.9318 | 2328278.3809 | 24284.897
7266 | 1577.5497 | 0 | 0 | 0 | 0 | 1908.65 | 0 | 0 | 0 | 2891648.5414 | 0
7267 | 1551.363 | 1551.363 | 1551.363 | 1510.1907 | 1510.1907 | 1910.95 | 3035005.9737 | 543668.6418 | 246614.1367 | 139903.4594 | 134482.4793
7268 | 1267.9631 | 1267.963 | 1267.963 | 1234.312 | 1234.312 | 1863.8 | 2420103.9058 | 444352.3032 | 201563.142 | 114346.6341 | 168113.288
7269 | 1587.2847 | 1587.285 | 1587.285 | 1545.1593 | 1545.1593 | 1846.95 | 3000688.4647 | 556257.3557 | 252324.5172 | 143142.05 | 236486.6341
7270 | 1797.835 | 1796.003 | 1796.003 | 1748.3381 | 1748.3381 | 1838.2 | 3381269.4826 | 629401.7014 | 285503.6051 | 168190.4374 | 282881.098
7271 | 1567.0843 | 1567.084 | 1567.084 | 1525.4944 | 1525.4944 | 1790.7 | 2879413.4883 | 549178.0002 | 249113.2429 | 141322.3648 | 319285.9873
7272 | 1323.9027 | 0 | 0 | 0 | 0 | 1410.75 | 0 | 0 | 0 | 2426713.5758 | 0
7273 | 1209.6927 | 0 | 0 | 0 | 0 | 1634.6 | 0 | 0 | 0 | 1439534.3701 | 0
7274 | 1199.5926 | 0 | 0 | 0 | 0 | 1428.1 | 0 | 0 | 0 | 1427515.1357 | 0
7275 | 1285.8327 | 0 | 0 | 0 | 0 | 1330.45 | 0 | 0 | 0 | 1530140.8999 | 0
7276 | 1353.4263 | 0 | 0 | 0 | 0 | 1507.1 | 0 | 0 | 0 | 1610577.3101 | 0
7277 | 1157.6379 | 0 | 0 | 0 | 0 | 1681.5 | 0 | 0 | 0 | 1377589.0891 | 0
7278 | 1076.0594 | 0 | 0 | 0 | 0 | 1706.45 | 0 | 0 | 0 | 1280510.6634 | 0
7279 | 1040.5708 | 0 | 0 | 0 | 0 | 1786 | 0 | 0 | 0 | 1907366.2526 | 0
7280 | 680.187 | 0 | 0 | 0 | 0 | 1765.7 | 0 | 0 | 0 | 1246782.8451 | 0
7281 | 1145.7167 | 758.387 | 758.387 | 738.2598 | 738.2598 | 1803.4 | 1402070.1208 | 265773.5361 | 120557.829 | 746868.5372 | 145141.8811
7282 | 1580.9303 | 1580.93 | 1580.93 | 1538.973 | 1538.973 | 1753.95 | 2840058.505 | 554030.2727 | 251314.2876 | 76907.8049 | 378664.3016
7283 | 1460.9439 | 1460.944 | 1460.944 | 1422.1713 | 1422.1713 | 1622.6 | 2426161.5338 | 511981.6834 | 232240.5803 | 71070.0462 | 536727.4647
7284 | 1561.3107 | 1561.311 | 1561.311 | 1519.8747 | 1519.8747 | 1587.15 | 2542451.0419 | 547154.8766 | 248195.5315 | 75952.2463 | 627480.2522
7285 | 1658.8698 | 1658.87 | 1658.87 | 1614.8445 | 1614.8445 | 1380.65 | 2345135.2426 | 581344.018 | 263704.106 | 80698.4674 | 1000153.9377
7286 | 1697.236 | 1404.901 | 1404.901 | 1367.6157 | 1367.6157 | 1331.65 | 1910101.0942 | 492341.6496 | 223331.6427 | 604194.0661 | 914045.9487
7287 | 1609.0448 | 1609.045 | 1609.045 | 1566.3418 | 1566.3418 | 1435.35 | 2360685.0888 | 563883.0562 | 255783.6197 | 78274.5571 | 884434.9103
7288 | 1884.7238 | 198.059 | 198.059 | 192.8026 | 192.8026 | 1737.75 | 352236.0739 | 69408.944 | 31484.6682 | 3101291.5777 | 50562.4876
7289 | 1429.3409 | 379.642 | 379.642 | 369.5665 | 369.5665 | 1894.45 | 736804.6891 | 133043.943 | 60350.2108 | 1942566.5352 | 39007.7449
7290 | 1778.5902 | 0 | 0 | 0 | 0 | 1908.65 | 0 | 0 | 0 | 3260155.8219 | 0
7291 | 1691.5158 | 1481.27 | 1481.27 | 1441.9579 | 1441.9579 | 1910.95 | 2897339.4554 | 519104.8446 | 235471.7254 | 847997.7927 | 128406.3511
7292 | 1294.379 | 1294.379 | 1294.379 | 1260.0269 | 1260.0269 | 1863.8 | 2468130.0085 | 453609.6793 | 205762.3906 | 116728.5106 | 171615.662
7293 | 1858.4361 | 1796.003 | 1796.003 | 1748.3381 | 1748.3381 | 1847.45 | 3395062.3995 | 629401.7014 | 285503.6051 | 374113.2402 | 266708.971
7294 | 1860.7669 | 1796.003 | 1796.003 | 1748.3381 | 1748.3381 | 1839.7 | 3379764.7015 | 629401.7014 | 285503.6051 | 382033.3462 | 280258.5909
7295 | 1745.7801 | 1745.78 | 1745.78 | 1699.448 | 1699.448 | 1821.2 | 3249689.7437 | 611801.2622 | 277519.8503 | 157436.6167 | 303861.2936
7296 | 1270.2939 | 0 | 0 | 0 | 0 | 1798.2 | 0 | 0 | 0 | 2328448.7664 | 0
7297 | 979.2 | 0 | 0 | 0 | 0 | 1761.45 | 0 | 0 | 0 | 1165248 | 0
7298 | 1126.4 | 0 | 0 | 0 | 0 | 1685.9 | 0 | 0 | 0 | 1340416 | 0
7299 | 942.4 | 0 | 0 | 0 | 0 | 1682.25 | 0 | 0 | 0 | 1121456 | 0
7300 | 1153.6 | 0 | 0 | 0 | 0 | 1697.35 | 0 | 0 | 0 | 1372784 | 0
7301 | 813.6 | 0 | 0 | 0 | 0 | 1717.2 | 0 | 0 | 0 | 968184 | 0
7302 | 752.8 | 0 | 0 | 0 | 0 | 1726.55 | 0 | 0 | 0 | 895832 | 0
7303 | 972.165 | 319.203 | 319.203 | 310.7315 | 310.7315 | 1764 | 575424.132 | 111863.3495 | 50742.4583 | 1212407.5571 | 73332.6402
7304 | 714.13 | 494.153 | 494.153 | 481.0384 | 481.0384 | 1768.7 | 892634.4539 | 173173.8416 | 78553.5787 | 427256.8134 | 111264.1932
7305 | 999.303 | 999.303 | 999.303 | 972.782 | 972.782 | 1801.4 | 1840663.9114 | 350201.5355 | 158855.3076 | 48612.9139 | 193194.5138
7306 | 1215.461 | 1215.461 | 1215.461 | 1183.2033 | 1183.2033 | 1711.75 | 2129384.0163 | 425953.198 | 193217.1034 | 59128.3134 | 341058.3592
7307 | 1450.762 | 1928.898 | 1450.761 | 1877.7061 | 1450.762 | 1701.15 | 2593928.431 | 522274.32 | 236909.4346 | 0 | 433560.2237
7308 | 1203.09 | 1514.63 | 1203.089 | 1474.4325 | 1203.09 | 1685.7 | 2131833.3621 | 433112.4 | 196464.597 | 0 | 378131.187
7309 | 1458.605 | 1458.605 | 1458.605 | 1419.8944 | 1419.8944 | 1596.65 | 2385386.0983 | 511161.9906 | 231868.7585 | 70956.4959 | 572714.4137
7310 | 1394.271 | 1394.271 | 1394.271 | 1357.2678 | 1357.2678 | 1558.45 | 2218203.2225 | 488616.4108 | 221641.833 | 67826.8514 | 599301.6005
7311 | 1158.39 | 1158.39 | 1158.39 | 1127.647 | 1127.647 | 1806.7 | 2137742.6785 | 405952.9059 | 184144.7487 | 56351.9907 | 217974.1575
7312 | 1214.189 | 1283.519 | 1214.189 | 1249.4551 | 1214.189 | 1860.75 | 2369596.618 | 437108.04 | 198277.0637 | 0 | 169075.8183
7313 | 1159.956 | 608.462 | 608.462 | 592.3138 | 592.3138 | 1899.45 | 1179688.2193 | 213232.9501 | 96724.8354 | 1040488.2438 | 59557.1476
7314 | 1375.523 | 0 | 0 | 0 | 0 | 1908.65 | 0 | 0 | 0 | 2521333.659 | 0
7315 | 1310.4 | 1310.4 | 1310.4 | 1275.6227 | 1275.6227 | 1910.95 | 2560601.0142 | 459224.1714 | 208309.1866 | 118173.2709 | 113594.2013
7316 | 1376 | 1376 | 1376 | 1339.4817 | 1339.4817 | 1863.8 | 2617664.8091 | 482213.4156 | 218737.3633 | 124089.149 | 182437.4089
7317 | 1444 | 1444 | 1444 | 1405.677 | 1405.677 | 1847.45 | 2721760.4689 | 506043.7298 | 229547.0585 | 130221.4615 | 214436.0305
7318 | 890.4 | 890.4 | 890.4 | 866.7693 | 866.7693 | 1839.7 | 1671884.8865 | 312036.937 | 141543.4217 | 80297.2226 | 138943.1139
7319 | 1152 | 1152 | 1152 | 1121.4265 | 1121.4265 | 1821.7 | 2145391.6124 | 403713.5573 | 183128.9553 | 103888.5898 | 199950.3535
7320 | 1338.4 | 0 | 0 | 0 | 0 | 1806.65 | 0 | 0 | 0 | 2453287.2 | 0
7321 | 1149.6 | 0 | 0 | 0 | 0 | 1788.85 | 0 | 0 | 0 | 2107216.8 | 0
7322 | 1115.2 | 0 | 0 | 0 | 0 | 1631.35 | 0 | 0 | 0 | 2044161.6 | 0
7323 | 995.2 | 0 | 0 | 0 | 0 | 1563.95 | 0 | 0 | 0 | 1824201.6 | 0
7324 | 1403.2 | 0 | 0 | 0 | 0 | 1563.1 | 0 | 0 | 0 | 2572065.6 | 0
7325 | 927.2 | 97.827 | 97.827 | 95.2307 | 95.2307 | 1564.5 | 156192.1602 | 34283.0609 | 15551.1774 | 1524999.6815 | 41472.9806
7326 | 899.2 | 899.2 | 899.2 | 875.3357 | 875.3357 | 1738.2 | 1595453.5211 | 315120.86 | 142942.3234 | 43743.2212 | 229162.8921
7327 | 729.6 | 729.6 | 729.6 | 710.2368 | 710.2368 | 1775.2 | 1322836.786 | 255685.2529 | 115981.6717 | 35492.7204 | 159661.2357
7328 | 1140.583 | 1140.583 | 1140.583 | 1110.3125 | 1110.3125 | 1696.35 | 1976488.9774 | 399712.5176 | 181314.0392 | 55485.7367 | 337146.4055
7329 | 1125.237 | 1125.237 | 1125.237 | 1095.3738 | 1095.3738 | 1704.8 | 1959644.9108 | 394334.5764 | 178874.5454 | 54739.2026 | 323354.3527
7330 | 1053.168 | 1053.168 | 1053.168 | 1025.2175 | 1025.2175 | 1650.75 | 1774940.2678 | 369078.2984 | 167418.017 | 51233.2749 | 358057.2103
7331 | 1214.887 | 1214.887 | 1214.887 | 1182.6446 | 1182.6446 | 1545.7 | 1917260.0438 | 425752.0421 | 193125.8569 | 59100.3901 | 537275.4242
7332 | 1367.312 | 1490.761 | 1367.312 | 1451.197 | 1367.312 | 1487 | 2131363.9458 | 492232.32 | 223282.0496 | 0 | 701431.056
7333 | 1412.702 | 1412.702 | 1412.702 | 1375.2097 | 1375.2097 | 1448.5 | 2088563.304 | 495075.4773 | 224571.7373 | 68723.4609 | 758428.127
7334 | 992.147 | 992.147 | 992.147 | 965.816 | 965.816 | 1600.55 | 1624706.6188 | 347693.7454 | 157717.7462 | 48264.7972 | 385795.185
7335 | 979.152 | 979.152 | 979.152 | 953.1658 | 953.1658 | 1622.6 | 1627211.8968 | 343139.7023 | 155651.9816 | 47632.6318 | 359724.7879
7336 | 1263.475 | 1176.809 | 1176.809 | 1145.5771 | 1145.5771 | 1884.75 | 2266131.9207 | 412407.767 | 187072.7454 | 216106.7945 | 132027.7643
7337 | 1350.183 | 675.899 | 675.899 | 657.961 | 657.961 | 1900.75 | 1311960.1946 | 236865.9632 | 107445.0328 | 1268842.9095 | 65302.6301
7338 | 1374.738 | 1037.866 | 1037.866 | 1010.3216 | 1010.3216 | 1913.4 | 2028399.7744 | 363715.7768 | 164985.5176 | 667975.2572 | 87493.8507
7339 | 1219.2 | 1219.2 | 1219.2 | 1186.8431 | 1186.8431 | 1913.15 | 2387565.4219 | 427263.5148 | 193811.4777 | 59310.2038 | 103077.3229
7340 | 1216 | 1216 | 1216 | 1183.728 | 1183.728 | 1864.5 | 2321967.9503 | 426142.0882 | 193302.7861 | 59154.534 | 160395.1471
7341 | 1084.8 | 1084.8 | 1084.8 | 1056.01 | 1056.01 | 1845 | 2047957.6638 | 380163.5998 | 172446.4329 | 52772.0711 | 163681.5499
7342 | 1232 | 1232 | 1232 | 1199.3034 | 1199.3034 | 1837.85 | 2313153.1451 | 431749.221 | 195846.2439 | 59932.8831 | 194467.045
7343 | 838.4 | 838.4 | 838.4 | 816.1493 | 816.1493 | 1821.1 | 1562570.5295 | 293813.7556 | 133277.1841 | 40785.4945 | 146009.1135
7344 | 932 | 932 | 932 | 907.2652 | 907.2652 | 1807.2 | 1726820.8194 | 326615.4821 | 148156.4117 | 45338.8369 | 174920.736
7345 | 870.547 | 0 | 0 | 0 | 0 | 1439.25 | 0 | 0 | 0 | 1035950.93 | 0
7346 | 870.2682 | 0 | 0 | 0 | 0 | 1791.1 | 0 | 0 | 0 | 1035619.158 | 0
7347 | 862.4134 | 0 | 0 | 0 | 0 | 1694.7 | 0 | 0 | 0 | 1026271.946 | 0
7348 | 826.5843 | 0 | 0 | 0 | 0 | 1528.75 | 0 | 0 | 0 | 983635.317 | 0
7349 | 819.3456 | 0 | 0 | 0 | 0 | 1365.05 | 0 | 0 | 0 | 975021.264 | 0
7350 | 813.6014 | 0 | 0 | 0 | 0 | 1296.25 | 0 | 0 | 0 | 968185.666 | 0
7351 | 903.9083 | 903.909 | 903.909 | 879.9197 | 879.9197 | 1032.25 | 956885.4505 | 316771.1092 | 143690.8948 | 43971.016 | 851542.336
7352 | 791.2837 | 791.283 | 791.283 | 770.2828 | 770.2828 | 717.85 | 582809.0677 | 277301.801 | 125787.1781 | 38494.6853 | 987618.0671
7353 | 1005.2559 | 1005.256 | 1005.256 | 978.5771 | 978.5771 | 1517.55 | 1563886.1141 | 352287.7394 | 159801.6329 | 48902.3251 | 472114.4996
7354 | 1195.4363 | 1195.436 | 1195.436 | 1163.7098 | 1163.7098 | 359.6 | 440075.2378 | 418935.5209 | 190033.8071 | 58154.7107 | 1908949.5235
7355 | 1226.7781 | 1864.334 | 1226.777 | 1814.8556 | 1226.7781 | 364.85 | 471198.4527 | 441640.116 | 200332.8637 | 0 | 2005966.2102
7356 | 1217.1598 | 1656.194 | 1217.159 | 1612.2395 | 1217.1598 | 356.05 | 456514.7414 | 438177.528 | 198762.1953 | 0 | 2000949.8532
7357 | 1234.1608 | 1241.34 | 1234.16 | 1208.3955 | 1208.3955 | 341 | 432584.1369 | 435022.3847 | 197330.9873 | 47227.7708 | 2004728.1563
7358 | 1231.0896 | 2288.923 | 1231.089 | 2228.1762 | 1231.0896 | 1030.55 | 1337632.6015 | 443192.256 | 201036.9317 | 0 | 1193479.8127
7359 | 1249.2235 | 1982.985 | 1249.223 | 1930.3577 | 1249.2235 | 768.3 | 1012967.6454 | 449720.46 | 203998.1976 | 0 | 1538668.585
7360 | 1250.9173 | 1497.431 | 1250.917 | 1457.69 | 1250.9173 | 1536.45 | 2027182.2631 | 450330.228 | 204274.7951 | 0 | 579862.7144
7361 | 1257.5245 | 712.269 | 712.269 | 693.3658 | 693.3658 | 1884.2 | 1378328.3071 | 249611.6769 | 113226.6301 | 1034102.9539 | 80291.7561
7362 | 1230.4932 | 1230.493 | 1230.493 | 1197.8364 | 1197.8364 | 1860.9 | 2349149.9871 | 431221.0992 | 195606.6819 | 59859.939 | 166619.0414
7363 | 1196.9072 | 1196.907 | 1196.907 | 1165.1417 | 1165.1417 | 1860.75 | 2285159.7951 | 419451.0267 | 190267.6463 | 107939.0306 | 162245.9874
7364 | 1113.5542 | 1113.554 | 1113.554 | 1084.0009 | 1084.0009 | 736.85 | 840899.2263 | 390240.3182 | 177017.3443 | 100422.1681 | 1369255.7165
7365 | 1185.424 | 1185.424 | 1185.424 | 1153.9635 | 1153.9635 | 949.5 | 1152855.4536 | 415426.8576 | 188442.2385 | 106902.8018 | 1212238.6497
7366 | 1185.7689 | 1185.769 | 1185.769 | 1154.2993 | 1154.2993 | 1644.2 | 1999303.8833 | 415547.7614 | 188497.0818 | 106933.5745 | 410699.7042
7367 | 1162.3773 | 1162.377 | 1162.377 | 1131.5281 | 1131.5281 | 1503.7 | 1797924.9496 | 407350.1333 | 184778.5466 | 104825.4182 | 561577.4199
7368 | 889.2698 | 889.27 | 889.27 | 865.6693 | 865.6693 | 1303.85 | 1199096.0743 | 311640.9332 | 141363.79 | 43259.7917 | 602635.6546
7369 | 85.6 | 0 | 0 | 0 | 0 | 835.85 | 0 | 0 | 0 | 101864 | 0
7370 | 91.2 | 0 | 0 | 0 | 0 | 828.85 | 0 | 0 | 0 | 108528 | 0
7371 | 84 | 0 | 0 | 0 | 0 | 551.3 | 0 | 0 | 0 | 99960 | 0
7372 | 87.2 | 0 | 0 | 0 | 0 | 550.65 | 0 | 0 | 0 | 103768 | 0
7373 | 81.6 | 0 | 0 | 0 | 0 | 550.3 | 0 | 0 | 0 | 97104 | 0
7374 | 85.6 | 0 | 0 | 0 | 0 | 275.1 | 0 | 0 | 0 | 101864 | 0
7375 | 65.492 | 65.492 | 65.492 | 63.7539 | 63.7539 | 274.35 | 18362.1779 | 22951.3961 | 10411.0083 | 3185.9776 | 110016.8796
7376 | 93.277 | 93.277 | 93.277 | 90.8015 | 90.8015 | 280.75 | 26736.8684 | 32688.5325 | 14827.8816 | 4537.6295 | 156110.4432
7377 | 618.406 | 618.406 | 618.406 | 601.9938 | 601.9938 | 291.5 | 184622.7416 | 216717.7831 | 98305.5944 | 30083.4858 | 1028506.4789
7378 | 770.837 | 770.837 | 770.837 | 750.3794 | 750.3794 | 303.85 | 240138.651 | 270136.5862 | 122536.957 | 37498.7693 | 1272756.0299
7379 | 1352.587 | 1352.587 | 1352.587 | 1316.6901 | 1316.6901 | 314.3 | 436069.592 | 474008.4282 | 215015.4898 | 65799.0573 | 2219544.4651
7380 | 1093.259 | 1368.575 | 1093.258 | 1332.2538 | 1093.259 | 309.1 | 355935.0699 | 393573.24 | 178529.1947 | 0 | 1848591.6431
7381 | 1179.255 | 1315.117 | 1179.254 | 1280.2145 | 1179.255 | 297.25 | 368421.6163 | 424531.8 | 192572.3415 | 0 | 2007976.4512
7382 | 1555.276 | 1555.276 | 1555.276 | 1513.9998 | 1513.9998 | 299.95 | 477849.2147 | 545039.9362 | 247236.1711 | 75659.2328 | 2573875.3988
7383 | 1278.067 | 1800.99 | 1278.066 | 1753.1927 | 1278.067 | 307.7 | 413483.2285 | 460104.12 | 208708.3411 | 0 | 2162872.7841
7384 | 1480.787 | 1272.06 | 1272.06 | 1238.3002 | 1238.3002 | 312.95 | 406844.7962 | 445788.0796 | 202214.4261 | 444478.2658 | 2089074.388
7385 | 1756.931 | 603.638 | 603.638 | 587.6178 | 587.6178 | 321.8 | 198779.75 | 211542.3996 | 95957.9829 | 2143351.1386 | 986140.1526
7386 | 1617.657 | 0 | 0 | 0 | 0 | 1432.05 | 0 | 0 | 0 | 2965165.281 | 0
7387 | 1474.4 | 1474.4 | 1474.4 | 1435.2702 | 1435.2702 | 1855.8 | 2803596.2446 | 516697.282 | 234379.6282 | 132962.966 | 206965.9668
7388 | 1431.2 | 1431.2 | 1431.2 | 1393.2167 | 1393.2167 | 1355.9 | 1987772.7959 | 501558.0236 | 227512.2924 | 129067.1439 | 897370.8972
7389 | 1365.6 | 1365.6 | 1365.6 | 1329.3577 | 1329.3577 | 605.4 | 847568.2706 | 478568.7794 | 217084.1158 | 123151.2659 | 1853922.277
7390 | 1100.8 | 1100.8 | 1100.8 | 1071.5854 | 1071.5854 | 301.15 | 339681.6271 | 385770.7325 | 174989.8906 | 99271.3192 | 1820462.8026
7391 | 1292.8 | 1292.8 | 1292.8 | 1258.4898 | 1258.4898 | 288.95 | 382692.8784 | 453056.3254 | 205511.3832 | 116586.0841 | 2153338.9599
7392 | 1215.2 | 680.51 | 680.51 | 662.4496 | 662.4496 | 276.85 | 192856.1458 | 238481.8688 | 108178.0255 | 1013191.418 | 1141500.0896
7393 | 949.6 | 0 | 0 | 0 | 0 | 1535.75 | 0 | 0 | 0 | 1130024 | 0
7394 | 1412.8 | 0 | 0 | 0 | 0 | 1272.85 | 0 | 0 | 0 | 1681232 | 0
7395 | 1319.2 | 0 | 0 | 0 | 0 | 1264.3 | 0 | 0 | 0 | 1569848 | 0
7396 | 1212.8 | 0 | 0 | 0 | 0 | 1274.45 | 0 | 0 | 0 | 1443232 | 0
7397 | 1012 | 0 | 0 | 0 | 0 | 1320.35 | 0 | 0 | 0 | 1204280 | 0
7398 | 1101.6 | 0 | 0 | 0 | 0 | 1399.2 | 0 | 0 | 0 | 1310904 | 0
7399 | 1240.205 | 1240.205 | 1240.205 | 1207.2906 | 1207.2906 | 1445.4 | 1832350.8969 | 434624.6287 | 197150.5608 | 60332.0303 | 669563.3864
7400 | 972.841 | 972.841 | 972.841 | 947.0223 | 947.0223 | 1470.9 | 1456875.3603 | 340928.0389 | 154648.7465 | 47325.6217 | 501069.5149
7401 | 1091.276 | 1091.276 | 1091.276 | 1062.3141 | 1062.3141 | 1577.4 | 1757868.834 | 382433.0868 | 173475.8974 | 53087.1079 | 448933.9513
7402 | 1317.246 | 1317.246 | 1317.246 | 1282.287 | 1282.287 | 1511.65 | 2041949.6809 | 461623.3233 | 209397.4686 | 64079.83 | 626204.861
7403 | 1461.008 | 1461.008 | 1461.008 | 1422.2336 | 1422.2336 | 1482.75 | 2219745.4668 | 512004.1119 | 232250.7541 | 71073.3943 | 735650.3524
7404 | 1485.364 | 1485.364 | 1485.364 | 1445.9432 | 1445.9432 | 1459.95 | 2233821.6968 | 520539.5697 | 236122.5326 | 72258.2362 | 780881.6517
7405 | 1859.342 | 1859.342 | 1859.342 | 1809.9961 | 1809.9961 | 1485.7 | 2858501.0153 | 651598.5877 | 295572.3594 | 90451.0769 | 930880.9824
7406 | 1111.595 | 2072.567 | 1111.596 | 2017.5622 | 1111.595 | 1506.35 | 1769167.4544 | 400174.2 | 181523.4635 | 0 | 548738.8718
7407 | 1623.432 | 2493.451 | 1623.432 | 2427.2762 | 1623.432 | 1547.15 | 2653057.1336 | 584435.52 | 265106.4456 | 0 | 735171.1812
7408 | 1529.712 | 1002.9 | 1002.9 | 976.2836 | 976.2836 | 1794.4 | 1846996.1254 | 351462.0891 | 159427.1087 | 1014434.2925 | 200723.9042
7409 | 1351.591 | 453.791 | 453.791 | 441.7476 | 441.7476 | 1900.25 | 882291.9194 | 159029.1483 | 72137.3887 | 1667742.8894 | 44064.3265
7410 | 1119.86 | 0 | 0 | 0 | 0 | 1913.4 | 0 | 0 | 0 | 2052703.38 | 0
7411 | 915.2 | 915.2 | 915.2 | 890.9111 | 890.9111 | 1913.15 | 1794558.2878 | 320727.9927 | 145485.7811 | 82533.713 | 77375.6282
7412 | 1072.8 | 1072.8 | 1072.8 | 1044.3285 | 1044.3285 | 1860.9 | 2045493.5947 | 375958.2502 | 170538.8396 | 96746.2493 | 145266.0906
7413 | 1204 | 1204 | 1204 | 1172.0465 | 1172.0465 | 1757.25 | 2163433.4509 | 421936.7387 | 191395.1929 | 108578.0053 | 284514.287
7414 | 921.6 | 921.6 | 921.6 | 897.1412 | 897.1412 | 1837.85 | 1729231.5193 | 322970.8458 | 146503.1642 | 83110.8719 | 145471.4518
7415 | 1499.2 | 1499.2 | 1499.2 | 1459.412 | 1459.412 | 1821.1 | 2789395.537 | 525388.3377 | 238321.9877 | 135199.4565 | 261088.8156
7416 | 1340 | 0 | 0 | 0 | 0 | 1806.25 | 0 | 0 | 0 | 2456220 | 0
7417 | 1268 | 0 | 0 | 0 | 0 | 1632.35 | 0 | 0 | 0 | 1508920 | 0
7418 | 1223.2 | 0 | 0 | 0 | 0 | 1740.85 | 0 | 0 | 0 | 1455608 | 0
7419 | 1244.8 | 0 | 0 | 0 | 0 | 1574.8 | 0 | 0 | 0 | 1481312 | 0
7420 | 1196 | 0 | 0 | 0 | 0 | 1573.45 | 0 | 0 | 0 | 1423240 | 0
7421 | 920 | 0 | 0 | 0 | 0 | 1522.95 | 0 | 0 | 0 | 1094800 | 0
7422 | 1409.6 | 0 | 0 | 0 | 0 | 1585.85 | 0 | 0 | 0 | 1677424 | 0
7423 | 1301.174 | 0 | 0 | 0 | 0 | 1712.85 | 0 | 0 | 0 | 2385051.942 | 0
7424 | 900.704 | 0 | 0 | 0 | 0 | 1565.85 | 0 | 0 | 0 | 1650990.432 | 0
7425 | 1025.232 | 0 | 0 | 0 | 0 | 1576.3 | 0 | 0 | 0 | 1879250.256 | 0
7426 | 1161.734 | 1055.186 | 1055.186 | 1027.1819 | 1027.1819 | 1571.6 | 1697984.083 | 369785.498 | 167738.8106 | 246633.9282 | 440044.7426
7427 | 1161.093 | 1161.093 | 1161.093 | 1130.2782 | 1130.2782 | 1515.3 | 1806508.7221 | 406900.1609 | 184574.4341 | 56483.483 | 547845.8555
7428 | 1382.406 | 1382.406 | 1382.406 | 1345.7177 | 1345.7177 | 1505.5 | 2133169.2755 | 484458.3714 | 219755.7001 | 67249.6569 | 665457.4019
7429 | 1308.312 | 1308.312 | 1308.312 | 1273.5901 | 1273.5901 | 1522.7 | 2042158.7518 | 458492.4406 | 207977.2654 | 63645.2193 | 607884.5608
7430 | 1078.045 | 1078.045 | 1078.045 | 1049.4343 | 1049.4343 | 1603.45 | 1769142.7642 | 377796.3384 | 171372.6168 | 52443.4619 | 416153.1611
7431 | 1313.362 | 1313.362 | 1313.362 | 1278.5061 | 1278.5061 | 1589.2 | 2133647.1765 | 460262.1919 | 208780.0443 | 63890.8858 | 525210.3012
7432 | 1419.024 | 580.642 | 580.642 | 565.2321 | 565.2321 | 1860.75 | 1104396.7979 | 203483.548 | 92302.3983 | 1565000.5933 | 78708.5668
7433 | 1209.14 | 314.064 | 314.064 | 305.7289 | 305.7289 | 1899.25 | 610139.7542 | 110062.4086 | 49925.5314 | 1655952.5231 | 30802.1879
7434 | 1214.131 | 0 | 0 | 0 | 0 | 1911.9 | 0 | 0 | 0 | 2225502.123 | 0
7435 | 1495.2 | 1495.2 | 1495.2 | 1455.5182 | 1455.5182 | 1911.65 | 2926940.442 | 523986.5546 | 237686.1232 | 134838.7322 | 128595.0336
7436 | 1044.8 | 1044.8 | 1044.8 | 1017.0716 | 1017.0716 | 1726.55 | 1849746.1134 | 366145.7679 | 166087.7886 | 94221.1794 | 278118.2229
7437 | 1540.8 | 1540.8 | 1540.8 | 1499.908 | 1499.908 | 1696.2 | 2675249.5339 | 539966.8829 | 244934.9777 | 138950.9889 | 455672.0528
7438 | 1288 | 1288 | 1288 | 1253.8172 | 1253.8172 | 1829.65 | 2408710.7192 | 451374.1856 | 204748.3458 | 116153.215 | 213587.757
7439 | 1128.8 | 1128.8 | 1128.8 | 1098.8423 | 1098.8423 | 1812.9 | 2090962.6846 | 395583.2148 | 179440.9416 | 101796.3891 | 205593.3875
7440 | 1216 | 0 | 0 | 0 | 0 | 1680.25 | 0 | 0 | 0 | 2228928 | 0
7441 | 784.8 | 0 | 0 | 0 | 0 | 1484.85 | 0 | 0 | 0 | 933912 | 0
7442 | 1167.2 | 0 | 0 | 0 | 0 | 1478.35 | 0 | 0 | 0 | 1388968 | 0
7443 | 1024 | 0 | 0 | 0 | 0 | 1369.8 | 0 | 0 | 0 | 1218560 | 0
7444 | 1230.4 | 0 | 0 | 0 | 0 | 1333.95 | 0 | 0 | 0 | 1464176 | 0
7445 | 1207.2 | 0 | 0 | 0 | 0 | 1070.85 | 0 | 0 | 0 | 1436568 | 0
7446 | 961.6 | 0 | 0 | 0 | 0 | 1426.7 | 0 | 0 | 0 | 1144304 | 0
7447 | 1106.751 | 396.158 | 396.158 | 385.6442 | 385.6442 | 1543.4 | 624823.656 | 138831.9058 | 62975.695 | 1321788.7962 | 176085.1338
7448 | 981.304 | 981.304 | 981.304 | 955.2607 | 955.2607 | 1530.85 | 1533833.9274 | 343893.8616 | 155994.0767 | 47737.3198 | 448160.57
7449 | 1087.115 | 1087.115 | 1087.115 | 1058.2636 | 1058.2636 | 1551.8 | 1725742.0309 | 380974.8818 | 172814.4394 | 52884.6885 | 474313.7278
7450 | 1162.094 | 1492.778 | 1162.093 | 1453.1605 | 1162.094 | 1584.2 | 1935627.9612 | 418353.84 | 189769.9502 | 0 | 483198.6852
7451 | 1710.031 | 1710.031 | 1710.031 | 1664.6477 | 1664.6477 | 1462.25 | 2565575.3459 | 599273.1754 | 271836.971 | 83187.5715 | 895164.3058
7452 | 1447.547 | 1447.547 | 1447.547 | 1409.1299 | 1409.1299 | 1419.4 | 2112528.6334 | 507286.761 | 230110.9113 | 70418.5594 | 818140.8152
7453 | 1355.19 | 1355.19 | 1355.19 | 1319.224 | 1319.224 | 1396.6 | 1941257.9149 | 474920.6386 | 215429.2786 | 65925.685 | 796019.7593
7454 | 1224.544 | 1445.192 | 1224.544 | 1406.8374 | 1224.544 | 1556.35 | 2003696.8892 | 440835.84 | 199968.0352 | 0 | 543268.9456
7455 | 1435.996 | 1536.385 | 1435.996 | 1495.6102 | 1435.996 | 1472.6 | 2222980.3154 | 516958.56 | 234498.1468 | 0 | 757344.2904
7456 | 1576.816 | 1467.752 | 1467.752 | 1428.7987 | 1428.7987 | 1734.45 | 2599245.5893 | 514367.5183 | 233322.8215 | 271315.7804 | 379417.4847
7457 | 1545.343 | 642.355 | 642.355 | 625.3072 | 625.3072 | 1899.25 | 1245955.2088 | 225110.6095 | 102112.6737 | 1686425.5325 | 62999.7053
7458 | 1644.762 | 0 | 0 | 0 | 0 | 1911.4 | 0 | 0 | 0 | 3014848.746 | 0
7459 | 1521.6 | 1521.6 | 1521.6 | 1481.2176 | 1481.2176 | 1911.65 | 2982490.8776 | 533238.3236 | 241882.8284 | 137219.5124 | 130865.5719
7460 | 1470.4 | 1470.4 | 1470.4 | 1431.3764 | 1431.3764 | 1715 | 2581621.5631 | 515295.4988 | 233743.7638 | 132602.2417 | 407942.2699
7461 | 1567.2 | 1567.2 | 1567.2 | 1525.6074 | 1525.6074 | 1712.6 | 2742138.2841 | 549218.6519 | 249131.6829 | 141331.7691 | 438459.5571
7462 | 1155.2 | 1155.2 | 1155.2 | 1124.5416 | 1124.5416 | 1835.85 | 2165067.2303 | 404834.9838 | 183637.6468 | 104177.1692 | 184593.5072
7463 | 1411.2 | 1411.2 | 1411.2 | 1373.7475 | 1373.7475 | 1712 | 2463899.5592 | 494549.1077 | 224332.9702 | 127263.5225 | 395639.2861
7464 | 1588.8 | 0 | 0 | 0 | 0 | 1527.25 | 0 | 0 | 0 | 2912270.4 | 0
7465 | 1478.4 | 0 | 0 | 0 | 0 | 1484.85 | 0 | 0 | 0 | 1759296 | 0
7466 | 1609.6 | 0 | 0 | 0 | 0 | 1251.3 | 0 | 0 | 0 | 1915424 | 0
7467 | 1016 | 0 | 0 | 0 | 0 | 1202.2 | 0 | 0 | 0 | 1209040 | 0
7468 | 1200 | 0 | 0 | 0 | 0 | 1201.35 | 0 | 0 | 0 | 1428000 | 0
7469 | 1240 | 0 | 0 | 0 | 0 | 1186.35 | 0 | 0 | 0 | 1475600 | 0
7470 | 1102.4 | 0 | 0 | 0 | 0 | 1482.2 | 0 | 0 | 0 | 1311856 | 0
7471 | 1127.493 | 0 | 0 | 0 | 0 | 1655.8 | 0 | 0 | 0 | 2066694.669 | 0
7472 | 1108.431 | 340.567 | 340.567 | 331.5285 | 331.5285 | 1803.35 | 627211.8576 | 119350.2735 | 54138.6102 | 1424062.2138 | 65195.0869
7473 | 1506.879 | 956.605 | 956.605 | 931.2172 | 931.2172 | 1747.95 | 1709721.5067 | 335238.2009 | 152067.7728 | 1055188.0339 | 234713.3015
7474 | 1545.101 | 1316.181 | 1316.181 | 1281.2503 | 1281.2503 | 1606.3 | 2161945.6422 | 461250.0986 | 209228.1697 | 483638.3812 | 504428.2328
7475 | 1717.536 | 1717.536 | 1717.536 | 1671.9535 | 1671.9535 | 1329.2 | 2338541.7988 | 601903.2711 | 273030.0116 | 83552.6659 | 1121546.4285
7476 | 1743.337 | 1743.337 | 1743.337 | 1697.0698 | 1697.0698 | 1157.7 | 2069772.8628 | 610945.1231 | 277131.4961 | 84807.8025 | 1429441.8811
7477 | 1659.288 | 1683.101 | 1659.288 | 1638.4324 | 1638.4324 | 1133.65 | 1959994.0249 | 589835.6701 | 267556.0137 | 38228.2836 | 1419455.9245
7478 | 1711.846 | 1711.846 | 1711.846 | 1666.4145 | 1666.4145 | 1517.1 | 2664545.9317 | 599909.2345 | 272125.4944 | 83275.8655 | 804711.5816
7479 | 1778.711 | 1258.908 | 1258.908 | 1225.4973 | 1225.4973 | 1567.1 | 2022102.916 | 441179.0165 | 200123.7039 | 1014040.7708 | 530517.7673
7480 | 1671.964 | 1333.209 | 1333.209 | 1297.8264 | 1297.8264 | 1612.35 | 2196409.1364 | 467217.4896 | 211935.0446 | 685794.2942 | 503102.3884
7481 | 1740.399 | 7.41 | 7.41 | 7.2133 | 7.2133 | 1874.15 | 14183.3004 | 2596.8034 | 1177.9389 | 3176929.3099 | 907.7992
7482 | 1561.823 | 0 | 0 | 0 | 0 | 1905.2 | 0 | 0 | 0 | 2862821.559 | 0
7483 | 1636 | 1636 | 1636 | 1592.5815 | 1592.5815 | 1911.15 | 3205161.0466 | 573329.3227 | 260068.5511 | 147536.2265 | 141500.862
7484 | 1423.2 | 1423.2 | 1423.2 | 1385.429 | 1385.429 | 1706.25 | 2490038.5647 | 498754.4572 | 226240.5635 | 128345.6953 | 406969.7828
7485 | 1198.4 | 1198.4 | 1198.4 | 1166.5951 | 1166.5951 | 1672.1 | 2054256.6734 | 419974.2422 | 190504.9827 | 108072.9914 | 382526.539
7486 | 1556.8 | 1556.8 | 1556.8 | 1515.4834 | 1515.4834 | 1829.65 | 2918138.526 | 545574.0156 | 247478.4354 | 140393.886 | 258162.5932
7487 | 1191.2 | 1191.2 | 1191.2 | 1159.5862 | 1159.5862 | 1778.1 | 2167415.476 | 417451.0325 | 189360.4267 | 107423.6877 | 257312.1781
7488 | 1529.6 | 0 | 0 | 0 | 0 | 1652.35 | 0 | 0 | 0 | 2803756.8 | 0
7489 | 1598.4 | 0 | 0 | 0 | 0 | 1458.95 | 0 | 0 | 0 | 2929867.2 | 0
7490 | 1415.2 | 0 | 0 | 0 | 0 | 1286.3 | 0 | 0 | 0 | 2594061.6 | 0
7491 | 1582.4 | 0 | 0 | 0 | 0 | 1329.3 | 0 | 0 | 0 | 2900539.2 | 0
7492 | 1364.8 | 0 | 0 | 0 | 0 | 1268.95 | 0 | 0 | 0 | 2501678.4 | 0
7493 | 1329.6 | 0 | 0 | 0 | 0 | 1335.35 | 0 | 0 | 0 | 2437156.8 | 0
7494 | 1695.2 | 0 | 0 | 0 | 0 | 1476.7 | 0 | 0 | 0 | 3107301.6 | 0
7495 | 1435.98 | 198.848 | 198.848 | 193.5707 | 193.5707 | 1534.65 | 310458.1032 | 69685.4457 | 31610.0924 | 2277336.279 | 90078.1171
7496 | 1870.081 | 1232.047 | 1232.047 | 1199.3491 | 1199.3491 | 1521.35 | 1911232.5155 | 431765.6919 | 195853.7153 | 1229451.4915 | 574068.4679
7497 | 1222.75 | 1222.75 | 1222.75 | 1190.2989 | 1190.2989 | 1551.8 | 1937174.6113 | 428507.5974 | 194375.8074 | 59482.9 | 533491.9587
7498 | 1723.893 | 1723.893 | 1723.893 | 1678.1418 | 1678.1418 | 1408.6 | 2482177.5042 | 604131.055 | 274040.5591 | 83861.9137 | 992453.0721
7499 | 1512.119 | 1512.119 | 1512.119 | 1471.9882 | 1471.9882 | 1165.75 | 1799132.8406 | 529915.747 | 240375.6708 | 73559.7819 | 1228006.1442
7500 | 1701.586 | 1701.586 | 1701.586 | 1656.4268 | 1656.4268 | 1150.95 | 2006452.4236 | 596313.6607 | 270494.5022 | 82776.7491 | 1406389.2044
7501 | 1506.384 | 1506.384 | 1506.384 | 1466.4054 | 1466.4054 | 1023.15 | 1577719.438 | 527905.9403 | 239464.0002 | 73280.7924 | 1432458.1051
7502 | 1400.986 | 1400.986 | 1400.986 | 1363.8046 | 1363.8046 | 1415.85 | 2019946.8727 | 490969.6543 | 222709.2904 | 68153.5148 | 796666.4544
7503 | 1718.665 | 1718.665 | 1718.665 | 1673.0526 | 1673.0526 | 1644.7 | 2887574.2227 | 602298.9244 | 273209.4843 | 83607.5881 | 594435.5774
7504 | 1537.608 | 168.549 | 168.549 | 164.0758 | 164.0758 | 1865.25 | 321508.0127 | 59067.2885 | 26793.5784 | 2517684.52 | 22109.2142
7505 | 1343.34 | 139.62 | 139.62 | 135.9146 | 135.9146 | 1899.25 | 270985.6236 | 48929.2421 | 22194.8479 | 2213210.8291 | 13693.3921
7506 | 1522.828 | 0 | 0 | 0 | 0 | 1911.9 | 0 | 0 | 0 | 2791343.724 | 0
7507 | 1356.8 | 0 | 0 | 0 | 0 | 1911.65 | 0 | 0 | 0 | 2487014.4 | 0
7508 | 1599.2 | 0 | 0 | 0 | 0 | 1722.65 | 0 | 0 | 0 | 2931333.6 | 0
7509 | 1412.8 | 156.064 | 156.064 | 151.9221 | 151.9221 | 1355.85 | 216775.5496 | 54691.9727 | 24808.8865 | 2311189.1054 | 97860.6507
7510 | 1264.8 | 1264.8 | 1264.8 | 1231.2329 | 1231.2329 | 1801.9 | 2333527.5584 | 443243.8431 | 201060.3322 | 61528.4989 | 243907.237
7511 | 1524 | 1524 | 1524 | 1483.5539 | 1483.5539 | 1693.6 | 2639684.3178 | 534079.3935 | 242264.3471 | 74137.7548 | 454560.906
7512 | 828.8 | 828.8 | 828.8 | 806.8041 | 806.8041 | 1587.75 | 1343631.4238 | 290449.4759 | 131751.1095 | 40318.485 | 332604.9902
7513 | 1140 | 0 | 0 | 0 | 0 | 1739.8 | 0 | 0 | 0 | 1356600 | 0
7514 | 1248.8 | 0 | 0 | 0 | 0 | 1499.35 | 0 | 0 | 0 | 1486072 | 0
7515 | 1267.2 | 0 | 0 | 0 | 0 | 1546.4 | 0 | 0 | 0 | 1507968 | 0
7516 | 1367.2 | 0 | 0 | 0 | 0 | 1633.25 | 0 | 0 | 0 | 1626968 | 0
7517 | 1266.4 | 0 | 0 | 0 | 0 | 1779.9 | 0 | 0 | 0 | 1507016 | 0
7518 | 1180 | 0 | 0 | 0 | 0 | 1785.6 | 0 | 0 | 0 | 1404200 | 0
7519 | 1235.738 | 1235.738 | 1235.738 | 1202.9422 | 1202.9422 | 1779.2 | 2253611.3646 | 433059.1874 | 196440.4592 | 60114.725 | 265609.6349
7520 | 932.415 | 932.415 | 932.415 | 907.6692 | 907.6692 | 1589.05 | 1516065.8626 | 326760.9171 | 148222.3827 | 45359.0253 | 373006.6636
7521 | 1225.774 | 1225.774 | 1225.774 | 1193.2426 | 1193.2426 | 1546.45 | 1940187.0529 | 429567.3455 | 194856.5209 | 59630.008 | 541195.1931
7522 | 1183.594 | 1183.594 | 1183.594 | 1152.1821 | 1152.1821 | 1362.55 | 1654001.1034 | 414785.5418 | 188151.3305 | 57578.0851 | 734458.4545
7523 | 1167.775 | 1386.922 | 1167.774 | 1350.1138 | 1167.775 | 1109.35 | 1362848.7281 | 420399 | 190697.6575 | 0 | 1040078.8037
7524 | 1149.101 | 1149.101 | 1149.101 | 1118.6045 | 1118.6045 | 1045.35 | 1231173.1212 | 402697.6149 | 182668.1125 | 55900.1103 | 1067875.7725
7525 | 1061.564 | 1061.564 | 1061.564 | 1033.3907 | 1033.3907 | 1035.05 | 1126459.2513 | 372020.6413 | 168752.6964 | 51641.7136 | 997170.3272
7526 | 1207.035 | 1207.035 | 1207.035 | 1175.0009 | 1175.0009 | 1304.55 | 1615045.1918 | 423000.3417 | 191877.655 | 58718.4153 | 817154.4101
7527 | 1229.373 | 1104.643 | 1104.643 | 1075.3264 | 1075.3264 | 1608.65 | 1825369.1458 | 387117.4957 | 175600.7974 | 282367.46 | 420828.9776
7528 | 1219.569 | 680.368 | 680.368 | 662.3114 | 662.3114 | 1773.7 | 1239050.8578 | 238432.1055 | 108155.4523 | 1021453.1731 | 149881.0708
7529 | 850.341 | 234.421 | 234.421 | 228.1996 | 228.1996 | 1883.7 | 453077.8017 | 82151.854 | 37264.9938 | 1140385.1964 | 26539.6128
7530 | 1029.964 | 0 | 0 | 0 | 0 | 1860.3 | 0 | 0 | 0 | 1887924.012 | 0
7531 | 1183.2 | 1183.2 | 1183.2 | 1151.7985 | 1151.7985 | 1880.55 | 2285819.9187 | 414647.4661 | 188088.6978 | 106702.2391 | 137582.3329
7532 | 1294.4 | 1294.4 | 1294.4 | 1260.0473 | 1260.0473 | 1819.35 | 2422395.9435 | 453617.0387 | 205765.7289 | 116730.3738 | 227627.5501
7533 | 1021.6 | 1021.6 | 1021.6 | 994.4873 | 994.4873 | 1738.5 | 1825225.1248 | 358015.4255 | 162399.7749 | 92128.9786 | 260058.4271
7534 | 1191.2 | 1191.2 | 1191.2 | 1159.5862 | 1159.5862 | 1824.9 | 2230435.4546 | 417451.0325 | 189360.4267 | 107423.6877 | 203043.5439
7535 | 1176 | 1176 | 1176 | 1144.7896 | 1144.7896 | 1812.7 | 2187854.3422 | 412124.2564 | 186944.1419 | 106052.9354 | 214419.0923
7536 | 173.6 | 0 | 0 | 0 | 0 | 1796.3 | 0 | 0 | 0 | 318208.8 | 0
7537 | 89.6 | 0 | 0 | 0 | 0 | 1648.85 | 0 | 0 | 0 | 106624 | 0
7538 | 171.2 | 0 | 0 | 0 | 0 | 1777.85 | 0 | 0 | 0 | 203728 | 0
7539 | 109.6 | 0 | 0 | 0 | 0 | 1740.75 | 0 | 0 | 0 | 130424 | 0
7540 | 114.4 | 0 | 0 | 0 | 0 | 1752.6 | 0 | 0 | 0 | 136136 | 0
7541 | 85.6 | 0 | 0 | 0 | 0 | 1775.15 | 0 | 0 | 0 | 101864 | 0
7542 | 88.8 | 0 | 0 | 0 | 0 | 1775.85 | 0 | 0 | 0 | 105672 | 0
7543 | 85.749 | 0 | 0 | 0 | 0 | 1678.55 | 0 | 0 | 0 | 157177.917 | 0
7544 | 209.928 | 0 | 0 | 0 | 0 | 1518.05 | 0 | 0 | 0 | 384798.024 | 0
7545 | 856.951 | 277.883 | 277.883 | 270.5081 | 270.5081 | 1496.45 | 423148.6091 | 97382.9292 | 44173.9787 | 1074949.7685 | 136214.3722
7546 | 1343.987 | 660.685 | 660.685 | 643.1508 | 643.1508 | 1256.85 | 845395.3455 | 231534.2809 | 105026.5224 | 1284632.7908 | 477957.5024
7547 | 1233.607 | 1063.684 | 1063.684 | 1035.4544 | 1035.4544 | 1188.25 | 1291651.1317 | 372763.5863 | 169089.7046 | 363213.7039 | 840530.1145
7548 | 1009.939 | 1009.939 | 1009.939 | 983.1358 | 983.1358 | 1183.05 | 1224062.8582 | 353928.877 | 160546.0712 | 49130.3215 | 803172.7669
7549 | 1251.764 | 1251.764 | 1251.764 | 1218.5429 | 1218.5429 | 1016.65 | 1303547.8506 | 438675.4317 | 198988.05 | 60894.3389 | 1198254.1271
7550 | 1114.082 | 1114.082 | 1114.082 | 1084.5149 | 1084.5149 | 1019.35 | 1161923.3972 | 390425.3536 | 177101.2784 | 54196.5473 | 1063529.5083
7551 | 1131.027 | 1131.027 | 1131.027 | 1101.0102 | 1101.0102 | 1027.1 | 1186992.1659 | 396363.6576 | 179794.9591 | 55020.8677 | 1071172.7847
7552 | 1306.039 | 1306.039 | 1306.039 | 1271.3774 | 1271.3774 | 1355.45 | 1804449.3433 | 457695.8773 | 207615.9355 | 63534.6451 | 819466.327
7553 | 1317.887 | 747.687 | 747.687 | 727.8438 | 727.8438 | 1542.9 | 1176222.5726 | 262023.7661 | 118856.8917 | 1081549.1954 | 332697.3985
7554 | 1482.151 | 0 | 0 | 0 | 0 | 1846.5 | 0 | 0 | 0 | 2716782.783 | 0
7555 | 1344.8 | 1344.8 | 1344.8 | 1309.1097 | 1309.1097 | 1859.4 | 2559034.8392 | 471279.5068 | 213777.6207 | 121275.4996 | 184060.8296
7556 | 1447.2 | 1447.2 | 1447.2 | 1408.7921 | 1408.7921 | 1826.35 | 2708315.7533 | 507165.1563 | 230055.7501 | 130510.041 | 244636.7483
7557 | 1483.2 | 1483.2 | 1483.2 | 1443.8367 | 1443.8367 | 1815.35 | 2761006.068 | 519781.205 | 235778.5299 | 133756.5594 | 266604.4431
7558 | 1075.2 | 1075.2 | 1075.2 | 1046.6648 | 1046.6648 | 1808.05 | 1993821.1668 | 376799.3201 | 170920.3583 | 96962.6838 | 200907.3042
7559 | 1232.8 | 1232.8 | 1232.8 | 1200.0822 | 1200.0822 | 1795.95 | 2269929.7214 | 432029.5776 | 195973.4167 | 111175.2201 | 244876.7648
7560 | 1115.2 | 0 | 0 | 0 | 0 | 1759.25 | 0 | 0 | 0 | 2044161.6 | 0
7561 | 1131.2 | 0 | 0 | 0 | 0 | 1661.95 | 0 | 0 | 0 | 1346128 | 0
7562 | 1402.4 | 0 | 0 | 0 | 0 | 1454.1 | 0 | 0 | 0 | 1668856 | 0
7563 | 878.4 | 0 | 0 | 0 | 0 | 1394.3 | 0 | 0 | 0 | 1045296 | 0
7564 | 985.6 | 0 | 0 | 0 | 0 | 1490.7 | 0 | 0 | 0 | 1172864 | 0
7565 | 1147.2 | 0 | 0 | 0 | 0 | 1508.35 | 0 | 0 | 0 | 1365168 | 0
7566 | 1303.2 | 0 | 0 | 0 | 0 | 1538.45 | 0 | 0 | 0 | 1550808 | 0
7567 | 1182.365 | 478.026 | 478.026 | 465.3395 | 465.3395 | 1779.7 | 868138.1088 | 167522.2022 | 75989.9323 | 1314307.8321 | 102514.281
7568 | 1335.808 | 1335.808 | 1335.808 | 1300.3564 | 1300.3564 | 1804.75 | 2463326.9317 | 468128.2982 | 212348.1975 | 64982.8123 | 253894.584
7569 | 1230.58 | 1230.58 | 1230.58 | 1197.9211 | 1197.9211 | 1734.3 | 2183514.9419 | 431251.588 | 195620.512 | 59863.8046 | 318287.6303
7570 | 1363.817 | 1596.55 | 1363.817 | 1554.1784 | 1363.817 | 1600.45 | 2298557.2597 | 490974.12 | 222711.3161 | 0 | 544913.0823
7571 | 1384.068 | 2015.928 | 1384.067 | 1962.4264 | 1384.068 | 1284.75 | 1876433.2373 | 498264.48 | 226018.3044 | 0 | 989954.637
7572 | 1456.248 | 2167.968 | 1456.248 | 2110.4313 | 1456.248 | 1153 | 1771721.166 | 524249.28 | 237805.2984 | 0 | 1233442.056
7573 | 1474.147 | 1873.339 | 1474.147 | 1823.6216 | 1474.147 | 1148.15 | 1782696.2763 | 530692.92 | 240728.2051 | 0 | 1255752.122
7574 | 1408.803 | 1386.774 | 1386.774 | 1349.9698 | 1349.9698 | 1578.45 | 2242978.1803 | 485989.1187 | 220450.0641 | 107841.3032 | 569079.7583
7575 | 1416.215 | 308.046 | 308.046 | 299.8706 | 299.8706 | 1672.6 | 527024.1621 | 107953.4258 | 48968.8734 | 2046259.2355 | 98177.6433
7576 | 1598.239 | 723.7 | 723.7 | 704.4934 | 704.4934 | 1885.25 | 1395677.6177 | 253617.6228 | 115043.7717 | 1638235.6912 | 80840.6173
7577 | 1617.779 | 529.658 | 529.658 | 515.6012 | 515.6012 | 1900.75 | 1029098.0265 | 185616.4196 | 84197.6703 | 2020291.9708 | 51173.4157
7578 | 1347.526 | 0 | 0 | 0 | 0 | 1913.4 | 0 | 0 | 0 | 2470015.158 | 0
7579 | 1315.2 | 1315.2 | 1315.2 | 1280.2953 | 1280.2953 | 1913.15 | 2575720.9283 | 460906.3112 | 209072.224 | 118606.14 | 111193.6476
7580 | 1236.8 | 1236.8 | 1236.8 | 1203.976 | 1203.976 | 1865.5 | 2362312.2561 | 433431.3608 | 196609.2812 | 111535.9444 | 161934.7723
7581 | 1147.2 | 1147.2 | 1147.2 | 1116.7539 | 1116.7539 | 1849.6 | 2169818.0333 | 402031.4175 | 182365.918 | 103455.7207 | 167959.7922
7582 | 1199.2 | 1199.2 | 1199.2 | 1167.3739 | 1167.3739 | 1837.85 | 2254402.1266 | 420254.5989 | 190632.1555 | 108145.1362 | 189289.6756
7583 | 1183.2 | 1183.2 | 1183.2 | 1151.7985 | 1151.7985 | 1821.1 | 2204262.5059 | 414647.4661 | 188088.6978 | 106702.2391 | 206056.7547
7584 | 1420 | 0 | 0 | 0 | 0 | 1807.75 | 0 | 0 | 0 | 2602860 | 0
7585 | 1430.4 | 0 | 0 | 0 | 0 | 1794.85 | 0 | 0 | 0 | 1702176 | 0
7586 | 1165.6 | 0 | 0 | 0 | 0 | 1788.35 | 0 | 0 | 0 | 1387064 | 0
7587 | 1365.6 | 0 | 0 | 0 | 0 | 1785.3 | 0 | 0 | 0 | 1625064 | 0
7588 | 876.8 | 0 | 0 | 0 | 0 | 1783.55 | 0 | 0 | 0 | 1043392 | 0
7589 | 816 | 0 | 0 | 0 | 0 | 1784.95 | 0 | 0 | 0 | 971040 | 0
7590 | 768 | 0 | 0 | 0 | 0 | 1792.2 | 0 | 0 | 0 | 913920 | 0
7591 | 1244.499 | 361.83 | 361.83 | 352.2272 | 352.2272 | 1806.3 | 667530.3668 | 126801.8025 | 57518.7065 | 1635534.1561 | 68226.4143
7592 | 1277.595 | 1277.595 | 1277.595 | 1243.6883 | 1243.6883 | 1829.9 | 2388011.1022 | 447727.7971 | 203094.3035 | 62150.9349 | 211551.3841
7593 | 1546.546 | 1546.546 | 1546.546 | 1505.5015 | 1505.5015 | 1856.7 | 2940917.769 | 541980.5444 | 245848.397 | 75234.546 | 215738.3667
7594 | 1572.208 | 1572.208 | 1572.208 | 1530.4825 | 1530.4825 | 1870.1 | 3012618.6712 | 550973.6844 | 249927.7852 | 76482.9207 | 198809.6711
7595 | 1429.627 | 1792.721 | 1429.627 | 1745.1432 | 1429.627 | 1849.15 | 2783831.0709 | 514665.72 | 233458.0891 | 0 | 215659.233
7596 | 1773.524 | 1759.012 | 1759.012 | 1712.3288 | 1712.3288 | 1689.95 | 3049702.6627 | 616438.361 | 279623.2898 | 112170.8374 | 530907.5384
7597 | 1456.594 | 968.782 | 968.782 | 943.0711 | 943.0711 | 1573.15 | 1563640.6568 | 339505.5794 | 154003.5031 | 941287.5603 | 402549.8793
7598 | 1568.38 | 1506.109 | 1506.109 | 1466.1377 | 1466.1377 | 1839.75 | 2842308.4157 | 527809.5678 | 239420.2845 | 187410.1575 | 234948.5645
7599 | 1614.354 | 1614.354 | 1614.354 | 1571.5099 | 1571.5099 | 1882.15 | 3111457.5093 | 565743.573 | 256627.5707 | 78533.1896 | 185202.4447
7600 | 1835.767 | 1621.014 | 1621.014 | 1577.9932 | 1577.9932 | 1889.85 | 3132559.6894 | 568077.542 | 257686.285 | 472499.4265 | 173815.9479
7601 | 1488.288 | 280.671 | 280.671 | 273.2221 | 273.2221 | 1900.75 | 546008.2096 | 98359.9721 | 44617.1762 | 2227215.7128 | 27117.2979
7602 | 1561.284 | 0 | 0 | 0 | 0 | 1913.4 | 0 | 0 | 0 | 2861833.572 | 0
7603 | 1532 | 1532 | 1532 | 1491.3416 | 1491.3416 | 1913.15 | 3007431.8269 | 536882.9599 | 243536.076 | 138157.3955 | 129523.0141
7604 | 1440.8 | 1440.8 | 1440.8 | 1402.562 | 1402.562 | 1865.5 | 2758192.012 | 504922.3032 | 229038.367 | 129932.8821 | 188644.5827
7605 | 1496.8 | 1496.8 | 1496.8 | 1457.0757 | 1457.0757 | 1849.6 | 2834870.6765 | 524547.2678 | 237940.469 | 134983.0219 | 219144.1919
7606 | 967.2 | 967.2 | 967.2 | 941.531 | 941.531 | 1837.85 | 1818801.2232 | 338951.1741 | 153752.0187 | 87223.1285 | 152669.258
7607 | 1389.6 | 1389.6 | 1389.6 | 1352.7208 | 1352.7208 | 1821.1 | 2597934.912 | 486979.4785 | 220899.3023 | 125315.6115 | 242001.7464
7608 | 994.4 | 0 | 0 | 0 | 0 | 1807.75 | 0 | 0 | 0 | 1822735.2 | 0
7609 | 1131.2 | 0 | 0 | 0 | 0 | 1794.85 | 0 | 0 | 0 | 1346128 | 0
7610 | 1332.8 | 0 | 0 | 0 | 0 | 1788.35 | 0 | 0 | 0 | 1586032 | 0
7611 | 1132.8 | 0 | 0 | 0 | 0 | 1785.3 | 0 | 0 | 0 | 1348032 | 0
7612 | 1163.2 | 0 | 0 | 0 | 0 | 1784.45 | 0 | 0 | 0 | 1384208 | 0
7613 | 1312.8 | 0 | 0 | 0 | 0 | 1785.85 | 0 | 0 | 0 | 1562232 | 0
7614 | 1239.2 | 0 | 0 | 0 | 0 | 1792.2 | 0 | 0 | 0 | 1474648 | 0
7615 | 1053.267 | 362.811 | 362.811 | 353.1822 | 353.1822 | 1806.3 | 670668.2514 | 127145.5898 | 57674.6523 | 1283255.4497 | 68411.3909
7616 | 1323.515 | 1287.02 | 1287.02 | 1252.8632 | 1252.8632 | 1826.75 | 2402014.0612 | 451030.7487 | 204592.5591 | 129504.7662 | 217058.5478
7617 | 1381.943 | 1381.943 | 1381.943 | 1345.267 | 1345.267 | 1860.8 | 2629393.7871 | 484296.115 | 219682.0988 | 67227.1334 | 187261.1645
7618 | 1401.676 | 1505.519 | 1401.676 | 1465.5633 | 1401.676 | 1871.1 | 2756757.3181 | 504603.36 | 228893.6908 | 0 | 180676.0364
7619 | 1376.532 | 1893.28 | 1376.531 | 1843.0334 | 1376.532 | 1858.2 | 2694313.3297 | 495551.52 | 224787.6756 | 0 | 195192.2376
7620 | 1661.105 | 2037.555 | 1661.105 | 1983.4794 | 1661.105 | 1830 | 3200201.7161 | 597997.8 | 271258.4465 | 0 | 282387.85
7621 | 1751.024 | 1948.383 | 1751.023 | 1896.674 | 1751.024 | 1840.45 | 3396407.3791 | 630368.64 | 285942.2192 | 0 | 279375.8792
7622 | 1832.523 | 2470.342 | 1832.523 | 2404.7805 | 1832.523 | 1857.65 | 3584365.4009 | 659708.28 | 299251.0059 | 0 | 260859.6491
7623 | 1589.617 | 2221.677 | 1589.617 | 2162.7149 | 1589.617 | 1873.9 | 3130241.4745 | 572262.12 | 259584.4561 | 0 | 200450.7037
7624 | 1620.881 | 1479.811 | 1479.811 | 1440.5376 | 1440.5376 | 1889.85 | 2857621.2382 | 518593.5442 | 235239.7938 | 330569.4104 | 158675.2192
7625 | 1347.911 | 524.84 | 524.84 | 510.911 | 510.911 | 1900.75 | 1018728.7424 | 183927.9717 | 83431.7716 | 1534220.9404 | 50707.92
7626 | 1547.415 | 0 | 0 | 0 | 0 | 1913.4 | 0 | 0 | 0 | 2836411.695 | 0
7627 | 1665.6 | 1665.6 | 1665.6 | 1621.3959 | 1621.3959 | 1913.15 | 3263030.3982 | 583702.5182 | 264773.9479 | 150205.5861 | 140818.2325
7628 | 1189.6 | 1189.6 | 1189.6 | 1158.0287 | 1158.0287 | 1865.5 | 2271369.6942 | 416890.3192 | 189106.0809 | 107279.398 | 155754.8554
7629 | 890.4 | 890.4 | 890.4 | 866.7693 | 866.7693 | 1849.6 | 1684440.2442 | 312036.937 | 141543.4217 | 80297.2226 | 130362.0981
7630 | 993.6 | 993.6 | 993.6 | 967.2304 | 967.2304 | 1837.85 | 1868129 | 348202.9432 | 157948.7239 | 89603.9087 | 156836.409
7631 | 1250.4 | 1250.4 | 1250.4 | 1217.2151 | 1217.2151 | 1821.1 | 2330951.7972 | 438197.4236 | 198771.2202 | 112762.4069 | 217759.7752
7632 | 1127.2 | 79.302 | 79.302 | 77.1974 | 77.1974 | 1807.75 | 146927.5143 | 27791.0525 | 12606.3302 | 1924654.8242 | 14841.194
7633 | 1052 | 0 | 0 | 0 | 0 | 1794.85 | 0 | 0 | 0 | 1251880 | 0
7634 | 1386.4 | 0 | 0 | 0 | 0 | 1788.35 | 0 | 0 | 0 | 1649816 | 0
7635 | 1046.4 | 0 | 0 | 0 | 0 | 1785.3 | 0 | 0 | 0 | 1245216 | 0
7636 | 1260 | 0 | 0 | 0 | 0 | 1784.45 | 0 | 0 | 0 | 1499400 | 0
7637 | 1321.6 | 0 | 0 | 0 | 0 | 1785.85 | 0 | 0 | 0 | 1572704 | 0
7638 | 721.6 | 0 | 0 | 0 | 0 | 1792.2 | 0 | 0 | 0 | 858704 | 0
7639 | 904.057 | 904.057 | 904.057 | 880.0638 | 880.0638 | 1806.3 | 1673709.5192 | 316822.9752 | 143714.4218 | 43979.4988 | 170468.3619
7640 | 979.12 | 979.12 | 979.12 | 953.1347 | 953.1347 | 1826.25 | 1830763.7908 | 343128.488 | 155646.8947 | 47631.0751 | 165607.1522
7641 | 1105.275 | 1105.275 | 1105.275 | 1075.9416 | 1075.9416 | 1853.6 | 2096562.9804 | 387338.9775 | 175701.2639 | 53768.1148 | 157517.8508
7642 | 1633.544 | 1633.544 | 1633.544 | 1590.1906 | 1590.1906 | 1826 | 3055792.8015 | 572468.6278 | 259678.1303 | 79466.7221 | 276693.1701
7643 | 1559.029 | 1674.012 | 1559.029 | 1629.5846 | 1559.029 | 1625.25 | 2670995.1835 | 561250.44 | 254589.4357 | 0 | 584246.1178
7644 | 1491.985 | 1491.985 | 1491.985 | 1452.3885 | 1452.3885 | 1359.95 | 2082545.3792 | 522859.8713 | 237175.0472 | 72580.3268 | 929601.2796
7645 | 1664.025 | 1664.025 | 1664.025 | 1619.8627 | 1619.8627 | 1414.4 | 2413662.5333 | 583150.5661 | 264523.5762 | 80949.5259 | 948591.5875
7646 | 1509.416 | 1509.416 | 1509.416 | 1469.3569 | 1469.3569 | 1530.45 | 2367372.8257 | 528968.492 | 239945.9854 | 73428.2896 | 689936.5428
7647 | 1181.19 | 1181.19 | 1181.19 | 1149.8419 | 1149.8419 | 1644.7 | 1992234.0144 | 413943.0701 | 187769.176 | 57461.1382 | 408538.8133
7648 | 1646.173 | 1646.173 | 1646.173 | 1602.4845 | 1602.4845 | 1863.25 | 3137986.0105 | 576894.4078 | 261685.7133 | 80081.0828 | 219139.7507
7649 | 1321.611 | 721.434 | 721.434 | 702.2875 | 702.2875 | 1900.75 | 1401381.655 | 252823.5126 | 114683.5545 | 1135219.9115 | 69702.0378
7650 | 1456.398 | 0 | 0 | 0 | 0 | 1913.4 | 0 | 0 | 0 | 2669577.534 | 0
7651 | 1341.6 | 1341.6 | 1341.6 | 1305.9947 | 1305.9947 | 1913.15 | 2625014.9073 | 470158.0803 | 213268.9292 | 120986.9202 | 113425.6369
7652 | 1266.4 | 1266.4 | 1266.4 | 1232.7904 | 1232.7904 | 1865.5 | 2413042.7434 | 443804.5564 | 201314.6779 | 114205.304 | 165810.3134
7653 | 1124.8 | 1124.8 | 1124.8 | 1094.9484 | 1094.9484 | 1849.6 | 2123686.499 | 394181.4316 | 178805.0772 | 101435.6648 | 164680.2425
7654 | 1446.4 | 1446.4 | 1446.4 | 1408.0133 | 1408.0133 | 1837.85 | 2712120.3275 | 506884.7997 | 229928.5772 | 130437.8961 | 228309.3619
7655 | 1150.4 | 1150.4 | 1150.4 | 1119.869 | 1119.869 | 1821.1 | 2139830.4031 | 403152.844 | 182874.6095 | 103744.3001 | 200344.5661
7656 | 1467.2 | 0 | 0 | 0 | 0 | 1807.75 | 0 | 0 | 0 | 2689377.6 | 0
7657 | 1057.6 | 0 | 0 | 0 | 0 | 1794.85 | 0 | 0 | 0 | 1938580.8 | 0
7658 | 1108 | 0 | 0 | 0 | 0 | 1788.35 | 0 | 0 | 0 | 2030964 | 0
7659 | 1446.4 | 0 | 0 | 0 | 0 | 1785.3 | 0 | 0 | 0 | 2651251.2 | 0
7660 | 1334.4 | 0 | 0 | 0 | 0 | 1784.45 | 0 | 0 | 0 | 2445955.2 | 0
7661 | 826.4 | 252.736 | 252.736 | 246.0285 | 246.0285 | 1785.85 | 461440.8767 | 88570.2688 | 40176.458 | 1063820.9149 | 52687.0085
7662 | 1045.6 | 1045.6 | 1045.6 | 1017.8503 | 1017.8503 | 1792.2 | 1915141.0021 | 366426.1246 | 166214.9615 | 50865.1158 | 211509.3019
7663 | 960.752 | 960.752 | 960.752 | 935.2542 | 935.2542 | 1806.3 | 1777582.5386 | 336691.4996 | 152727.0053 | 46737.5303 | 181158.7319
7664 | 891.267 | 891.267 | 891.267 | 867.6133 | 867.6133 | 1829.85 | 1668109.9598 | 312340.7735 | 141681.2453 | 43357.306 | 147624.3961
7665 | 1021.024 | 1021.024 | 1021.024 | 993.9266 | 993.9266 | 1859.8 | 1943232.6234 | 357813.5687 | 162308.2105 | 49669.5715 | 139348.5065
7666 | 1278.022 | 1589.799 | 1278.022 | 1547.6066 | 1278.022 | 1863.9 | 2509692.124 | 460087.92 | 208700.9926 | 0 | 173938.7942
7667 | 1410.682 | 2051.772 | 1410.682 | 1997.3191 | 1410.682 | 1665.75 | 2478964.939 | 507845.52 | 230364.3706 | 0 | 471520.4585
7668 | 1375.315 | 1705.234 | 1375.314 | 1659.978 | 1375.315 | 1738.45 | 2515071.2316 | 495113.4 | 224588.9395 | 0 | 359713.6382
7669 | 1500.064 | 2335.945 | 1500.064 | 2273.9503 | 1500.064 | 1582.85 | 2506374.2344 | 540023.04 | 244960.4512 | 0 | 625751.6976
7670 | 1347.201 | 2217.378 | 1347.201 | 2158.53 | 1347.201 | 1740.85 | 2475521.3076 | 484992.36 | 219997.9233 | 0 | 349127.1392
7671 | 1165.374 | 2761.383 | 1165.374 | 2688.0974 | 1165.374 | 1877.5 | 2305090.9058 | 419534.64 | 190305.5742 | 0 | 142758.315
7672 | 1265.572 | 1628.695 | 1265.572 | 1585.4703 | 1265.572 | 1889.85 | 2518233.3185 | 455605.92 | 206667.9076 | 0 | 139402.7558
7673 | 1012.197 | 262.601 | 262.601 | 255.6317 | 255.6317 | 1900.75 | 511084.7005 | 92027.4165 | 41744.6587 | 1386784.1718 | 25371.4475
7674 | 1011.616 | 1011.616 | 1011.616 | 984.7683 | 984.7683 | 1913.4 | 1979186.1261 | 354516.5746 | 160812.6573 | 49211.9022 | 85280.9316
7675 | 971.2 | 971.2 | 971.2 | 945.4249 | 945.4249 | 1913.15 | 1902026.7518 | 340352.9573 | 154387.8831 | 47245.7923 | 82110.151
7676 | 1312 | 1312 | 1312 | 1277.1802 | 1277.1802 | 1865.5 | 2504244.4619 | 459784.8847 | 208563.5324 | 63824.6288 | 171780.7416
7677 | 1095.2 | 1095.2 | 1095.2 | 1066.134 | 1066.134 | 1849.6 | 2069654.9195 | 383808.2361 | 174099.6804 | 53277.9981 | 160346.552
7678 | 1071.2 | 1071.2 | 1071.2 | 1042.7709 | 1042.7709 | 1837.85 | 2009906.0721 | 375397.537 | 170284.4938 | 52110.4744 | 169085.3073
7679 | 1172 | 1172 | 1172 | 1140.8958 | 1140.8958 | 1821.1 | 2181596.696 | 410722.4732 | 186308.2774 | 57014.0739 | 204106.2513
7680 | 1040 | 1040 | 1040 | 1012.399 | 1012.399 | 1807.75 | 1925668.5188 | 364463.6281 | 165324.7513 | 50592.6936 | 194633.7014
7681 | 1044 | 0 | 0 | 0 | 0 | 1794.4 | 0 | 0 | 0 | 1242360 | 0
7682 | 1136.8 | 0 | 0 | 0 | 0 | 1793.1 | 0 | 0 | 0 | 1352792 | 0
7683 | 1080.8 | 0 | 0 | 0 | 0 | 1790.15 | 0 | 0 | 0 | 1286152 | 0
7684 | 1034.4 | 0 | 0 | 0 | 0 | 1788.75 | 0 | 0 | 0 | 1230936 | 0
7685 | 1055.2 | 0 | 0 | 0 | 0 | 1789.5 | 0 | 0 | 0 | 1255688 | 0
7686 | 1076 | 0 | 0 | 0 | 0 | 1793.8 | 0 | 0 | 0 | 1280440 | 0
7687 | 886.193 | 886.193 | 886.193 | 862.6739 | 862.6739 | 1803.8 | 1636852.0157 | 310562.6115 | 140874.6513 | 43110.472 | 169256.6233
7688 | 293.458 | 293.458 | 293.458 | 285.6698 | 285.6698 | 1826.45 | 548199.0164 | 102841.1225 | 46649.8758 | 14275.7987 | 49577.9911
7689 | 141.382 | 857.951 | 141.381 | 835.1814 | 141.382 | 1855.45 | 275276.1689 | 50897.52 | 23087.6806 | 0 | 20436.7681
7690 | 225.957 | 1503.744 | 225.957 | 1463.8355 | 225.957 | 1845.05 | 437546.6164 | 81344.52 | 36898.7781 | 0 | 35012.0372
7691 | 173.99 | 1896.74 | 173.989 | 1846.4016 | 173.99 | 1596.35 | 291472.1676 | 62636.4 | 28412.567 | 0 | 70231.0635
7692 | 186.914 | 752.253 | 186.914 | 732.2886 | 186.914 | 1274.4 | 251024.4008 | 67289.04 | 30523.0562 | 0 | 135624.7984
7693 | 144.11 | 2826.178 | 144.109 | 2751.1728 | 144.11 | 1305.95 | 198078.3597 | 51879.6 | 23533.163 | 0 | 100019.5455
7694 | 135.505 | 3102.555 | 135.505 | 3020.2149 | 135.505 | 1718.2 | 244827.5782 | 48781.8 | 22127.9665 | 0 | 38185.309
7695 | 194.577 | 2804.129 | 194.577 | 2729.7089 | 194.577 | 1869.2 | 383098.4999 | 70047.72 | 31774.4241 | 0 | 25450.6716
7696 | 215.288 | 1259.68 | 215.288 | 1226.2488 | 215.288 | 1881.3 | 426683.6189 | 77503.68 | 35156.5304 | 0 | 25554.6856
7697 | 184.122 | 747.822 | 184.122 | 727.9752 | 184.122 | 1885.7 | 365673.3811 | 66283.92 | 30067.1226 | 0 | 21045.1446
7698 | 203.03 | 203.03 | 203.03 | 197.6417 | 197.6417 | 1886.9 | 392523.6839 | 71151.01 | 32274.8887 | 9876.764 | 22353.2756
7699 | 140 | 140 | 140 | 136.2845 | 136.2845 | 1888.75 | 270803.8999 | 49062.4115 | 22255.255 | 12625.3495 | 15161.648
7700 | 197.6 | 197.6 | 197.6 | 192.3558 | 192.3558 | 1844.45 | 373045.5239 | 69248.0893 | 31411.7027 | 17819.7789 | 29920.9453
7701 | 199.2 | 199.2 | 199.2 | 193.9133 | 193.9133 | 1829.35 | 372635.6124 | 69808.8026 | 31666.0485 | 17964.0687 | 33091.3116
7702 | 108.8 | 108.8 | 108.8 | 105.9125 | 105.9125 | 1826.9 | 203369.8695 | 38128.5026 | 17295.5124 | 9811.7002 | 18333.455
7703 | 98.4 | 98.4 | 98.4 | 95.7885 | 95.7885 | 1813.7 | 182712.23 | 34483.8664 | 15642.2649 | 8873.817 | 17845.4008
7704 | 102.4 | 102.4 | 102.4 | 99.6824 | 99.6824 | 1801.4 | 188868.9413 | 35885.6495 | 16278.1294 | 4981.4344 | 19796.9167
7705 | 92.8 | 92.8 | 92.8 | 90.3371 | 90.3371 | 1781.75 | 169423.2924 | 32521.3699 | 14752.0547 | 2930.8051 | 19716.0805
7706 | 99.2 | 99.2 | 99.2 | 96.5673 | 96.5673 | 1787.85 | 181678.6405 | 34764.223 | 15769.4378 | 3132.9296 | 20486.7497
7707 | 94.4 | 94.4 | 94.4 | 91.8947 | 91.8947 | 1784.25 | 172418.8694 | 33082.0832 | 15006.4005 | 2981.3362 | 19826.2762
7708 | 98.4 | 98.4 | 98.4 | 95.7885 | 95.7885 | 1783.1 | 179498.0748 | 34483.8664 | 15642.2649 | 3107.664 | 20776.5295
7709 | 92.8 | 92.8 | 92.8 | 90.3371 | 90.3371 | 1783.25 | 169429.2935 | 32521.3699 | 14752.0547 | 2930.8051 | 19580.5748
7710 | 93.6 | 93.6 | 93.6 | 91.1159 | 91.1159 | 1782.55 | 170994.3148 | 32801.7265 | 14879.2276 | 2956.0706 | 19813.154
7711 | 80.485 | 80.485 | 80.485 | 78.349 | 78.349 | 1778.25 | 146516.3069 | 28205.6299 | 12794.3871 | 3915.3394 | 17373.8845
7712 | 100.984 | 187.539 | 100.983 | 182.5618 | 100.984 | 1439.75 | 153148.0581 | 36354.24 | 16490.6872 | 0 | 56576.286
7713 | 679.251 | 2601.9 | 679.251 | 2532.847 | 679.251 | 1066.15 | 764717.0912 | 244530.36 | 110921.6883 | 0 | 634318.5463
7714 | 1271.683 | 3261.216 | 1271.683 | 3174.6651 | 1271.683 | 1043.05 | 1407882.8012 | 457805.88 | 207665.8339 | 0 | 1216937.0469
7715 | 1286.429 | 3537.858 | 1286.429 | 3443.9652 | 1286.429 | 1160.35 | 1586622.4742 | 463114.44 | 210073.8557 | 0 | 1080150.1098
7716 | 1324.926 | 2533.335 | 1324.926 | 2466.1017 | 1324.926 | 1171.3 | 1650617.5708 | 476973.36 | 216360.4158 | 0 | 1097966.1762
7717 | 1133.191 | 1601.721 | 1133.191 | 1559.2122 | 1133.191 | 1176.35 | 1414104.4178 | 407948.76 | 185050.0903 | 0 | 933352.7671
7718 | 1217.422 | 1733.537 | 1217.422 | 1687.5299 | 1217.422 | 1146 | 1480524.8218 | 438271.92 | 198805.0126 | 0 | 1039678.388
7719 | 1214.924 | 506.753 | 506.753 | 493.3041 | 493.3041 | 1098.5 | 574687.728 | 177589.4586 | 80556.5516 | 1322729.3653 | 444713.6026
7720 | 1286.664 | 209.594 | 209.594 | 204.0315 | 204.0315 | 1349.5 | 290849.0435 | 73451.3362 | 33318.3422 | 1984465.3917 | 132722.4839
7721 | 1421.989 | 7.263 | 7.263 | 7.0702 | 7.0702 | 1735.35 | 12913.0539 | 2545.2878 | 1154.5708 | 2593546.0799 | 1871.1401
7722 | 1335.966 | 64.454 | 64.454 | 62.7434 | 62.7434 | 1846.5 | 121801.9975 | 22587.6334 | 10246.0015 | 2333816.9782 | 9631.1159
7723 | 1252.8 | 1252.8 | 1252.8 | 1219.5514 | 1219.5514 | 1859.9 | 2385313.5894 | 439038.4936 | 199152.7389 | 112978.8414 | 170859.1471
7724 | 1186.4 | 1186.4 | 1186.4 | 1154.9136 | 1154.9136 | 1826.35 | 2220526.7049 | 415768.8927 | 188597.3894 | 106990.8185 | 200550.745
7725 | 1470.4 | 1470.4 | 1470.4 | 1431.3764 | 1431.3764 | 1815.85 | 2735694.2481 | 515295.4988 | 233743.7638 | 132602.2417 | 263587.9614
7726 | 1188.8 | 1188.8 | 1188.8 | 1157.2499 | 1157.2499 | 1809.05 | 2202499.5783 | 416609.9626 | 188978.908 | 107207.2531 | 220976.8677
7727 | 779.2 | 779.2 | 779.2 | 758.5205 | 758.5205 | 1796.95 | 1436068.9669 | 273067.3644 | 123866.3906 | 70269.0878 | 154017.5788
7728 | 1133.6 | 1133.6 | 1133.6 | 1103.5149 | 1103.5149 | 1777.65 | 2067639.5846 | 397265.3546 | 180203.9789 | 55146.036 | 245366.5322
7729 | 877.6 | 0 | 0 | 0 | 0 | 1660.75 | 0 | 0 | 0 | 1044344 | 0
7730 | 888 | 0 | 0 | 0 | 0 | 1347.35 | 0 | 0 | 0 | 1056720 | 0
7731 | 992 | 0 | 0 | 0 | 0 | 1022.8 | 0 | 0 | 0 | 1180480 | 0
7732 | 1028 | 0 | 0 | 0 | 0 | 1166.45 | 0 | 0 | 0 | 1223320 | 0
7733 | 1020 | 0 | 0 | 0 | 0 | 1120.4 | 0 | 0 | 0 | 1213800 | 0
7734 | 988.8 | 0 | 0 | 0 | 0 | 1520.55 | 0 | 0 | 0 | 1176672 | 0
7735 | 1027.129 | 1027.129 | 1027.129 | 999.8696 | 999.8696 | 1697.2 | 1785746.3261 | 359953.0403 | 163278.6985 | 49966.5603 | 302760.5016
7736 | 958.726 | 958.726 | 958.726 | 933.2819 | 933.2819 | 1587.6 | 1557848.2832 | 335981.4965 | 152404.9399 | 46638.9718 | 384885.4698
7737 | 1015.72 | 1015.72 | 1015.72 | 988.7633 | 988.7633 | 1665.45 | 1731034.4678 | 355954.8042 | 161465.0542 | 49411.5487 | 330790.777
7738 | 1081.252 | 1325.181 | 1081.251 | 1290.0114 | 1081.252 | 1441.8 | 1640841.5798 | 389250.72 | 176568.4516 | 0 | 603554.8664
7739 | 1456.647 | 1693.638 | 1456.647 | 1648.6898 | 1456.647 | 1050.25 | 1613358.1695 | 524392.92 | 237870.4551 | 0 | 1383450.4882
7740 | 1355.634 | 1355.634 | 1355.634 | 1319.6562 | 1319.6562 | 698.7 | 974034.2753 | 475076.2366 | 215499.8595 | 65947.2842 | 1717268.6296
7741 | 1091.508 | 1091.508 | 1091.508 | 1062.54 | 1062.54 | 339.7 | 381765.4773 | 382514.3902 | 173512.7775 | 53098.394 | 1764135.1167
7742 | 1198.058 | 1198.058 | 1198.058 | 1166.2622 | 1166.2622 | 1056.35 | 1301646.6305 | 419854.3898 | 190450.6162 | 58281.7127 | 1100543.3192
7743 | 1592.282 | 485.853 | 485.853 | 472.9587 | 472.9587 | 1064.85 | 530973.0132 | 170265.1414 | 77234.16 | 2051719.5608 | 442287.3528
7744 | 1106.455 | 142.731 | 142.731 | 138.943 | 138.943 | 1427.35 | 208849.5417 | 50019.4789 | 22689.3914 | 1773449.5014 | 79565.7073
7745 | 1246.387 | 19.254 | 19.254 | 18.743 | 18.743 | 1896.65 | 37387.098 | 6747.4834 | 3060.7334 | 2250271.4349 | 1937.09
7746 | 1322.503 | 0 | 0 | 0 | 0 | 1913.4 | 0 | 0 | 0 | 2424147.999 | 0
7747 | 1121.6 | 1121.6 | 1121.6 | 1091.8333 | 1091.8333 | 1913.15 | 2194448.6443 | 393060.0051 | 178296.3856 | 101147.0854 | 94825.7262
7748 | 1195.2 | 1195.2 | 1195.2 | 1163.48 | 1163.48 | 1857.3 | 2273232.5098 | 418852.8157 | 189996.2911 | 107784.4119 | 166028.6022
7749 | 1380 | 1380 | 1380 | 1343.3756 | 1343.3756 | 1827.1 | 2582934.5501 | 483615.1988 | 219373.2277 | 124449.8732 | 232269.633
7750 | 1388 | 1388 | 1388 | 1351.1632 | 1351.1632 | 1837.85 | 2610540.9172 | 486418.7652 | 220644.9565 | 125171.3218 | 219091.1188
7751 | 1431.2 | 1431.2 | 1431.2 | 1393.2167 | 1393.2167 | 1821.1 | 2668247.4426 | 501558.0236 | 227512.2924 | 129067.1439 | 249246.4734
7752 | 1104 | 0 | 0 | 0 | 0 | 1807.25 | 0 | 0 | 0 | 2023632 | 0
7753 | 1285.6 | 0 | 0 | 0 | 0 | 1793.85 | 0 | 0 | 0 | 1529864 | 0
7754 | 1016 | 0 | 0 | 0 | 0 | 1787.35 | 0 | 0 | 0 | 1209040 | 0
7755 | 1193.6 | 0 | 0 | 0 | 0 | 1777.1 | 0 | 0 | 0 | 1420384 | 0
7756 | 1489.6 | 0 | 0 | 0 | 0 | 1776.25 | 0 | 0 | 0 | 1772624 | 0
7757 | 1088.8 | 0 | 0 | 0 | 0 | 1777.65 | 0 | 0 | 0 | 1295672 | 0
7758 | 1126.4 | 0 | 0 | 0 | 0 | 1791.2 | 0 | 0 | 0 | 1340416 | 0
7759 | 799.087 | 227.157 | 227.157 | 221.1284 | 221.1284 | 1805.3 | 419715.5217 | 79606.2157 | 36110.264 | 1059398.1559 | 43053.695
7760 | 933.699 | 933.699 | 933.699 | 908.9191 | 908.9191 | 1826.75 | 1746124.8247 | 327210.8895 | 148426.4952 | 45421.4879 | 157470.2406
7761 | 1028.874 | 1028.874 | 1028.874 | 1001.5682 | 1001.5682 | 1857.2 | 1956463.7122 | 360564.5682 | 163556.0944 | 50051.449 | 143023.9454
7762 | 1429.183 | 1429.183 | 1429.183 | 1391.2533 | 1391.2533 | 1654.1 | 2419555.7943 | 500851.1744 | 227191.6577 | 69525.2092 | 481234.5034
7763 | 1309.361 | 1309.361 | 1309.361 | 1274.6113 | 1274.6113 | 1050.25 | 1406951.771 | 458860.0582 | 208144.0209 | 63696.2498 | 1210562.0564
7764 | 1273.22 | 1273.22 | 1273.22 | 1239.4294 | 1239.4294 | 1040.45 | 1357635.6255 | 446194.5967 | 202398.8268 | 61938.1051 | 1189294.5146
7765 | 1283.758 | 1283.758 | 1283.758 | 1249.6878 | 1249.6878 | 1023.15 | 1350409.1671 | 449887.5945 | 204074.0116 | 62450.7453 | 1220757.4908
7766 | 1017.049 | 1017.049 | 1017.049 | 990.0571 | 990.0571 | 1217.3 | 1272025.7025 | 356420.5466 | 161676.3202 | 49476.2004 | 774917.6718
7767 | 1569.862 | 1499.595 | 1499.595 | 1459.7966 | 1459.7966 | 1619.7 | 2493040.6372 | 525526.7638 | 238384.7793 | 201749.9401 | 555160.6341
7768 | 1212.909 | 109.423 | 109.423 | 106.519 | 106.519 | 1885.25 | 211696.7995 | 38346.8304 | 17394.5483 | 2028012.9191 | 12223.0522
7769 | 1407.813 | 371.392 | 371.392 | 361.5355 | 361.5355 | 1900.75 | 723323.6575 | 130152.7652 | 59038.7404 | 1917826.733 | 35882.3943
7770 | 1339.188 | 0 | 0 | 0 | 0 | 1913.4 | 0 | 0 | 0 | 2454731.604 | 0
7771 | 1444 | 1444 | 1444 | 1405.677 | 1405.677 | 1913.15 | 2834560.5534 | 506043.7298 | 229547.0585 | 130221.4615 | 122083.0498
7772 | 1498.4 | 1498.4 | 1498.4 | 1458.6333 | 1458.6333 | 1865.5 | 2868515.7576 | 525107.9811 | 238194.8148 | 135127.3116 | 196186.1763
7773 | 1683.2 | 1683.2 | 1683.2 | 1638.5288 | 1638.5288 | 1849.6 | 3191503.7258 | 589870.3643 | 267571.7513 | 151792.7729 | 246434.73
7774 | 1572 | 1572 | 1572 | 1530.28 | 1530.28 | 1837.85 | 2961105.9508 | 550900.7917 | 249894.7202 | 141764.6382 | 248134.8983
7775 | 1266.4 | 1266.4 | 1266.4 | 1232.7904 | 1232.7904 | 1821.1 | 2365378.5425 | 443804.5564 | 201314.6779 | 114205.304 | 220546.2087
7776 | 1252.8 | 0 | 0 | 0 | 0 | 1807.25 | 0 | 0 | 0 | 2296382.4 | 0
7777 | 1118.4 | 0 | 0 | 0 | 0 | 1655.6 | 0 | 0 | 0 | 1330896 | 0
7778 | 1283.2 | 0 | 0 | 0 | 0 | 1780.15 | 0 | 0 | 0 | 1527008 | 0
7779 | 1369.6 | 0 | 0 | 0 | 0 | 1777.1 | 0 | 0 | 0 | 1629824 | 0
7780 | 1394.4 | 0 | 0 | 0 | 0 | 1776.25 | 0 | 0 | 0 | 1659336 | 0
7781 | 1285.6 | 0 | 0 | 0 | 0 | 1777.65 | 0 | 0 | 0 | 1529864 | 0
7782 | 1056 | 0 | 0 | 0 | 0 | 1790.7 | 0 | 0 | 0 | 1256640 | 0
7783 | 1040.324 | 281.314 | 281.314 | 273.8481 | 273.8481 | 1801.7 | 519101.0471 | 98585.3087 | 44719.3914 | 1404950.3617 | 54304.0742
7784 | 869.633 | 869.633 | 869.633 | 846.5534 | 846.5534 | 1823.15 | 1625248.6113 | 304759.2291 | 138242.1725 | 42304.8806 | 149712.9713
7785 | 1098.227 | 1098.227 | 1098.227 | 1069.0807 | 1069.0807 | 1853.6 | 2087888.2494 | 384869.0355 | 174580.8708 | 53425.252 | 156513.4078
7786 | 1314.622 | 1427.933 | 1314.622 | 1390.0364 | 1314.622 | 1763 | 2441825.0379 | 473263.92 | 214677.7726 | 0 | 311565.414
7787 | 1099.177 | 1488.614 | 1099.176 | 1449.107 | 1099.177 | 1292.65 | 1496806.9577 | 395703.72 | 179495.6041 | 0 | 777502.851
7788 | 1346.221 | 1346.221 | 1346.221 | 1310.493 | 1310.493 | 1216.9 | 1683083.4617 | 471777.4903 | 214003.5116 | 65489.3716 | 1026247.0907
7789 | 1404.829 | 1404.829 | 1404.829 | 1367.5456 | 1367.5456 | 1398.55 | 2014336.3535 | 492316.4175 | 223320.1972 | 68340.4645 | 822510.3036
7790 | 1166.196 | 1166.196 | 1166.196 | 1135.2458 | 1135.2458 | 1578.45 | 1888709.0979 | 408688.4858 | 185385.6381 | 56731.7277 | 478562.8644
7791 | 1431.156 | 1431.156 | 1431.156 | 1393.1739 | 1393.1739 | 1755.1 | 2576971.3483 | 501542.604 | 227505.2979 | 69621.1894 | 341188.2881
7792 | 1408.691 | 494.841 | 494.841 | 481.7082 | 481.7082 | 1885.25 | 956350.6964 | 173414.9483 | 78662.9474 | 1699159.4914 | 55276.0148
7793 | 1490.436 | 190.83 | 190.83 | 185.7655 | 185.7655 | 1900.75 | 371243.5389 | 66875.5713 | 30335.5022 | 2391461.0708 | 18437.2235
7794 | 1393.933 | 0 | 0 | 0 | 0 | 1913.4 | 0 | 0 | 0 | 2555079.189 | 0
7795 | 1680.8 | 1680.8 | 1680.8 | 1636.1925 | 1636.1925 | 1913.15 | 3301242.6132 | 589029.2943 | 267190.2327 | 151576.3383 | 142103.3173
7796 | 1324.8 | 1324.8 | 1324.8 | 1289.6405 | 1289.6405 | 1861.4 | 2530667.3545 | 464270.5909 | 210598.2986 | 119471.8783 | 178744.1775
7797 | 1534.4 | 1534.4 | 1534.4 | 1493.6779 | 1493.6779 | 1722.1 | 2711240.8471 | 537724.0298 | 243917.5946 | 138373.8301 | 415093.0774
7798 | 1571.2 | 1571.2 | 1571.2 | 1529.5012 | 1529.5012 | 1627.85 | 2622857.7646 | 550620.4351 | 249767.5474 | 141692.4933 | 569203.8748
7799 | 1176.8 | 1176.8 | 1176.8 | 1145.5684 | 1145.5684 | 1774.75 | 2141997.3349 | 412404.613 | 187071.3147 | 106125.0803 | 258039.2752
7800 | 1416.8 | 400.335 | 400.335 | 389.7103 | 389.7103 | 1693.9 | 696301.0457 | 140295.7178 | 63639.6965 | 1882655.37 | 119290.3312
7801 | 1240 | 0 | 0 | 0 | 0 | 1531.3 | 0 | 0 | 0 | 1475600 | 0
7802 | 1348.8 | 0 | 0 | 0 | 0 | 1417.35 | 0 | 0 | 0 | 1605072 | 0
7803 | 1515.2 | 0 | 0 | 0 | 0 | 1468.2 | 0 | 0 | 0 | 1803088 | 0
7804 | 1366.4 | 0 | 0 | 0 | 0 | 1378.45 | 0 | 0 | 0 | 1626016 | 0
7805 | 1381.6 | 0 | 0 | 0 | 0 | 1319.35 | 0 | 0 | 0 | 1644104 | 0
7806 | 1362.4 | 0 | 0 | 0 | 0 | 1514.7 | 0 | 0 | 0 | 1621256 | 0
7807 | 679.439 | 679.439 | 679.439 | 661.4071 | 661.4071 | 1540.5 | 1071751.5201 | 238106.5414 | 108007.7728 | 33052.5472 | 303916.5438
7808 | 1137.376 | 1137.376 | 1137.376 | 1107.1907 | 1107.1907 | 1565.55 | 1824396.5661 | 398588.638 | 180804.2349 | 55329.7264 | 481018.9827
7809 | 882.651 | 882.651 | 882.651 | 859.2259 | 859.2259 | 1623.9 | 1469129.6953 | 309321.3325 | 140311.5933 | 42938.165 | 323154.8699
7810 | 432.662 | 846.941 | 432.662 | 824.4636 | 432.662 | 1422 | 648091.9155 | 155758.32 | 70653.7046 | 0 | 250078.636
7811 | 389.328 | 1464.829 | 389.327 | 1425.9532 | 389.328 | 1058 | 433595.7182 | 140158.08 | 63577.2624 | 0 | 366746.976
7812 | 396.46 | 2013.06 | 396.459 | 1959.6345 | 396.46 | 706.5 | 295351.3954 | 142725.6 | 64741.918 | 0 | 512821.01
7813 | 851.215 | 1161.071 | 851.215 | 1130.2568 | 851.215 | 681.4 | 610531.4338 | 306437.4 | 139003.4095 | 0 | 1122412.099
7814 | 1358.284 | 2902.366 | 1358.284 | 2825.3388 | 1358.284 | 1169.8 | 1670459.6002 | 488982.24 | 221807.7772 | 0 | 1127647.3768
7815 | 1653.136 | 2363.461 | 1653.136 | 2300.736 | 1653.136 | 1598.35 | 2768902.9792 | 595128.96 | 269957.1088 | 0 | 663982.0744
7816 | 1480.775 | 1448.256 | 1448.256 | 1409.8201 | 1409.8201 | 1780.75 | 2637361.3914 | 507535.2271 | 230223.6183 | 130060.377 | 309103.0515
7817 | 1522.428 | 654.436 | 654.436 | 637.0676 | 637.0676 | 1900.25 | 1271964.462 | 229344.3451 | 104033.1432 | 1622865.5668 | 63547.4956
7818 | 1682.404 | 0 | 0 | 0 | 0 | 1913.4 | 0 | 0 | 0 | 3083846.532 | 0
7819 | 1758.4 | 1586.231 | 1586.231 | 1544.1333 | 1544.1333 | 1913.15 | 3114600.4903 | 555887.9858 | 252156.9669 | 728078.267 | 134107.9766
7820 | 1597.6 | 1597.6 | 1597.6 | 1555.2006 | 1555.2006 | 1865 | 3057826.6815 | 559872.2041 | 253964.2526 | 144073.2735 | 209952.0765
7821 | 1777.6 | 1777.6 | 1777.6 | 1730.4235 | 1730.4235 | 1824.1 | 3326101.4206 | 622952.4474 | 282578.1518 | 160305.8657 | 304381.4875
7822 | 1849.6 | 1796.003 | 1796.003 | 1748.3381 | 1748.3381 | 1837.85 | 3380857.6286 | 629401.7014 | 285503.6051 | 344088.0739 | 283493.0163
7823 | 1356 | 1356 | 1356 | 1320.0125 | 1320.0125 | 1820.6 | 2533858.5076 | 475204.4997 | 215558.0411 | 122285.5276 | 236810.2424
7824 | 1280.8 | 0 | 0 | 0 | 0 | 1793.8 | 0 | 0 | 0 | 2347706.4 | 0
7825 | 1248.8 | 0 | 0 | 0 | 0 | 1615.8 | 0 | 0 | 0 | 2289050.4 | 0
7826 | 1583.2 | 0 | 0 | 0 | 0 | 1553.35 | 0 | 0 | 0 | 2902005.6 | 0
7827 | 1660 | 0 | 0 | 0 | 0 | 1544.8 | 0 | 0 | 0 | 3042780 | 0
7828 | 981.6 | 0 | 0 | 0 | 0 | 1518.65 | 0 | 0 | 0 | 1799272.8 | 0
7829 | 1345.6 | 0 | 0 | 0 | 0 | 1522.95 | 0 | 0 | 0 | 2466484.8 | 0
7830 | 1347.2 | 0 | 0 | 0 | 0 | 1582.2 | 0 | 0 | 0 | 2469417.6 | 0
7831 | 1080.957 | 381.417 | 381.417 | 371.2944 | 371.2944 | 1596.3 | 622055.3604 | 133665.9843 | 60632.3756 | 1300811.5444 | 149891.5496
7832 | 1190.482 | 1190.482 | 1190.482 | 1158.8873 | 1158.8873 | 1593.45 | 1942743.921 | 417199.4124 | 189246.289 | 57913.1644 | 471145.6142
7833 | 1061.094 | 1061.094 | 1061.094 | 1032.9331 | 1032.9331 | 1596 | 1734408.441 | 371855.9317 | 168677.9824 | 51618.8496 | 417304.9901
7834 | 1659.705 | 1659.705 | 1659.705 | 1615.6573 | 1615.6573 | 1422 | 2421915.6335 | 581636.6403 | 263836.8427 | 80739.3716 | 933849.9391
7835 | 1735.038 | 1827.263 | 1735.038 | 1778.7684 | 1735.038 | 1065.75 | 1950957.0431 | 624613.68 | 283331.7054 | 0 | 1620959.2515
7836 | 1837.293 | 1837.293 | 1837.293 | 1788.5322 | 1788.5322 | 698.75 | 1316708.3567 | 643871.6083 | 292067.3157 | 89378.4632 | 2327327.5843
7837 | 1536.804 | 1536.804 | 1536.804 | 1496.0181 | 1496.0181 | 681.45 | 1071149.9998 | 538566.5015 | 244299.7491 | 74760.6287 | 1972574.6125
7838 | 1437.913 | 985.551 | 985.551 | 959.395 | 959.395 | 1096.1 | 1107377.0031 | 345382.2049 | 156669.2057 | 877123.4688 | 867197.1529
7839 | 1704.969 | 1641.875 | 1641.875 | 1598.3005 | 1598.3005 | 1490.05 | 2511544.6947 | 575388.1917 | 261002.477 | 195523.3008 | 815053.3566
7840 | 1445.753 | 737.466 | 737.466 | 717.8941 | 717.8941 | 1651.95 | 1248893.5441 | 258441.8596 | 117232.0991 | 1334165.4473 | 249863.0256
7841 | 1513.323 | 380.042 | 380.042 | 369.9559 | 369.9559 | 1808.9 | 704008.7406 | 133184.1213 | 60413.7972 | 2095791.908 | 70698.5711
7842 | 1805.698 | 0 | 0 | 0 | 0 | 1913.4 | 0 | 0 | 0 | 3309844.434 | 0
7843 | 1423.2 | 0 | 0 | 0 | 0 | 1912.65 | 0 | 0 | 0 | 2608725.6 | 0
7844 | 1600 | 316.501 | 316.501 | 308.1012 | 308.1012 | 1627.6 | 527845.0109 | 110916.445 | 50312.9318 | 2368050.4344 | 114736.9003
7845 | 1737.6 | 1737.6 | 1737.6 | 1691.485 | 1691.485 | 1577.95 | 2806708.5558 | 608934.6156 | 276219.5076 | 84528.7157 | 713891.2625
7846 | 1408 | 1408 | 1408 | 1370.6324 | 1370.6324 | 1724 | 2478722.2423 | 493427.6811 | 223824.2787 | 68494.7236 | 378294.5555
7847 | 1577.6 | 1577.6 | 1577.6 | 1535.7314 | 1535.7314 | 1577.35 | 2546954.094 | 552863.2882 | 250784.9304 | 76745.2244 | 649076.8576
7848 | 1420.8 | 1420.8 | 1420.8 | 1383.0927 | 1383.0927 | 1490.65 | 2172189.7149 | 497913.3873 | 225859.0449 | 69117.4029 | 704478.2884
7849 | 1040 | 0 | 0 | 0 | 0 | 1626.4 | 0 | 0 | 0 | 1237600 | 0
7850 | 1061.6 | 0 | 0 | 0 | 0 | 1596.75 | 0 | 0 | 0 | 1263304 | 0
7851 | 848 | 0 | 0 | 0 | 0 | 1570.15 | 0 | 0 | 0 | 1009120 | 0
7852 | 1101.6 | 0 | 0 | 0 | 0 | 1550.85 | 0 | 0 | 0 | 1310904 | 0
7853 | 727.2 | 0 | 0 | 0 | 0 | 1551.6 | 0 | 0 | 0 | 865368 | 0
7854 | 904 | 0 | 0 | 0 | 0 | 1558.8 | 0 | 0 | 0 | 1075760 | 0
7855 | 917.901 | 917.901 | 917.901 | 893.5404 | 893.5404 | 1568.8 | 1469361.2922 | 321674.5468 | 145915.1486 | 44652.9654 | 385294.6239
7856 | 910.899 | 910.899 | 910.899 | 886.7242 | 886.7242 | 1561.15 | 1449253.8422 | 319220.7254 | 144802.0679 | 44312.3404 | 389138.9315
7857 | 920.17 | 920.17 | 920.17 | 895.7492 | 895.7492 | 1590.65 | 1493716.4726 | 322469.7083 | 146275.8427 | 44763.345 | 366674.9309
7858 | 1061.386 | 1061.386 | 1061.386 | 1033.2174 | 1033.2174 | 1577.1 | 1709730.0708 | 371958.2619 | 168724.4005 | 51633.0545 | 436947.636
7859 | 1019.092 | 1505.806 | 1019.091 | 1465.8427 | 1019.092 | 1330.85 | 1426676.8486 | 366873.12 | 166417.7236 | 0 | 681925.4118
7860 | 991.068 | 991.068 | 991.068 | 964.7656 | 964.7656 | 1218.85 | 1236030.6968 | 347315.6144 | 157546.2218 | 48212.3073 | 753626.645
7861 | 1143.278 | 1143.278 | 1143.278 | 1112.936 | 1112.936 | 1306.9 | 1525767.0546 | 400656.9691 | 181742.4529 | 55616.8399 | 771375.959
7862 | 1101.732 | 1101.732 | 1101.732 | 1072.4926 | 1072.4926 | 1561.15 | 1763530.6911 | 386097.348 | 175138.047 | 53595.7591 | 470663.3921
7863 | 1117.132 | 1349.57 | 1117.132 | 1313.7531 | 1117.132 | 1599.9 | 1887252.3105 | 402167.52 | 182427.6556 | 0 | 446964.5132
7864 | 520.632 | 991.079 | 520.632 | 964.7763 | 520.632 | 1644.9 | 903319.8765 | 187427.52 | 85019.2056 | 0 | 184876.4232
7865 | 192.296 | 467.359 | 192.296 | 454.9555 | 192.296 | 1675.7 | 339288.6406 | 69226.56 | 31401.9368 | 0 | 62361.5928
7866 | 257.187 | 257.187 | 257.187 | 250.3614 | 250.3614 | 1589.6 | 419933.9776 | 90130.103 | 40884.0162 | 12511.3299 | 102748.3174
7867 | 150.4 | 150.4 | 150.4 | 146.4085 | 146.4085 | 1571.65 | 243001.5701 | 52707.0478 | 23908.5025 | 13563.2326 | 62714.0664
7868 | 158.4 | 158.4 | 158.4 | 154.1962 | 154.1962 | 1528.85 | 249409.5312 | 55510.6141 | 25180.2314 | 14284.6811 | 72649.5162
7869 | 125.6 | 125.6 | 125.6 | 122.2666 | 122.2666 | 1542.5 | 199172.9091 | 44015.992 | 19966.143 | 11326.7421 | 55936.9898
7870 | 120 | 120 | 120 | 116.8153 | 116.8153 | 1616.9 | 198712.5091 | 42053.4956 | 19075.9328 | 10821.7281 | 44751.9282
7871 | 115.2 | 115.2 | 115.2 | 112.1427 | 112.1427 | 1603.7 | 189533.6728 | 40371.3557 | 18312.8955 | 10388.859 | 44442.1341
7872 | 116 | 116 | 116 | 112.9214 | 112.9214 | 1553.5 | 185159.316 | 40651.7124 | 18440.0684 | 5643.0312 | 50419.4155
7873 | 107.2 | 107.2 | 107.2 | 104.355 | 104.355 | 1350.35 | 149183.5665 | 37567.7894 | 17041.1667 | 3385.5852 | 67794.2065
7874 | 117.6 | 117.6 | 117.6 | 114.479 | 114.479 | 1471.75 | 178078.2528 | 41212.4256 | 18694.4142 | 3714.0375 | 60473.5107
7875 | 96.8 | 96.8 | 96.8 | 94.231 | 94.231 | 1344.25 | 133942.3071 | 33923.1531 | 15387.9192 | 3057.1329 | 61791.9656
7876 | 103.2 | 103.2 | 103.2 | 100.4611 | 100.4611 | 1323.1 | 140447.0252 | 36166.0062 | 16405.3022 | 3259.2574 | 68002.1377
7877 | 96.8 | 96.8 | 96.8 | 94.231 | 94.231 | 1201.65 | 119701.2507 | 33923.1531 | 15387.9192 | 3057.1329 | 75229.3035
7878 | 101.6 | 101.6 | 101.6 | 98.9036 | 98.9036 | 1200.95 | 125453.6014 | 35605.2929 | 16150.9565 | 3208.7262 | 79028.9147
7879 | 87.682 | 87.682 | 87.682 | 85.355 | 85.355 | 1200.25 | 108068.6013 | 30727.7883 | 13938.4662 | 4265.4505 | 68262.6353
7880 | 158.372 | 158.372 | 158.372 | 154.1689 | 154.1689 | 1206.6 | 195213.5306 | 55500.8016 | 25175.7803 | 7704.2943 | 122317.6001
7881 | 720.376 | 1452.053 | 720.375 | 1413.5163 | 720.376 | 1277.95 | 966909.675 | 259335.36 | 117637.4008 | 0 | 520147.4908
7882 | 958.609 | 3214.723 | 958.609 | 3129.406 | 958.609 | 1149.9 | 1160765.954 | 345099.24 | 156540.8497 | 0 | 814913.5109
7883 | 1110.708 | 3453.054 | 1110.708 | 3361.4118 | 1110.708 | 1088.95 | 1275418.9622 | 399854.88 | 181378.6164 | 0 | 1011910.5234
7884 | 1168.124 | 3205.076 | 1168.124 | 3120.015 | 1168.124 | 1139 | 1408487.1805 | 420524.64 | 190754.6492 | 0 | 1005754.764
7885 | 1171.326 | 3056.327 | 1171.326 | 2975.2137 | 1171.326 | 1016.65 | 1257019.8243 | 421677.36 | 191277.5358 | 0 | 1151823.4221
7886 | 1171.349 | 2744.117 | 1171.349 | 2671.2896 | 1171.349 | 1019.35 | 1257070.4703 | 421685.64 | 191281.2917 | 0 | 1148683.3968
7887 | 1266.465 | 2308.922 | 1266.465 | 2247.6445 | 1266.465 | 1027.1 | 1366695.6737 | 455927.4 | 206813.7345 | 0 | 1232143.7985
7888 | 1231.431 | 1697.541 | 1231.431 | 1652.4892 | 1231.431 | 1032.35 | 1330805.7485 | 443315.16 | 201092.6823 | 0 | 1191594.2071
7889 | 1227.897 | 562.233 | 562.233 | 547.3116 | 547.3116 | 1112.6 | 639562.1102 | 197032.1914 | 89375.9913 | 1247512.96 | 485684.3517
7890 | 1118.58 | 0 | 0 | 0 | 0 | 1461.55 | 0 | 0 | 0 | 2050357.14 | 0
7891 | 1358.4 | 1358.4 | 1358.4 | 1322.3488 | 1322.3488 | 1650.9 | 2299939.9703 | 476045.5696 | 215939.5598 | 122501.9622 | 461631.9677
7892 | 1066.4 | 1066.4 | 1066.4 | 1038.0983 | 1038.0983 | 1555.45 | 1702177.6452 | 373715.3971 | 169521.4565 | 96169.0904 | 461486.6105
7893 | 1076 | 1076 | 1076 | 1047.4435 | 1047.4435 | 1500.25 | 1653916.8487 | 377079.6768 | 171047.5312 | 97034.8287 | 523459.9124
7894 | 1006.4 | 1006.4 | 1006.4 | 979.6907 | 979.6907 | 1530.05 | 1577669.0968 | 352688.6494 | 159983.4901 | 90758.2264 | 460405.641
7895 | 1079.2 | 1079.2 | 1079.2 | 1050.5586 | 1050.5586 | 1484.4 | 1643902.247 | 378201.1033 | 171556.2227 | 97323.4081 | 541668.0246
7896 | 1528 | 95.364 | 95.364 | 92.8331 | 92.8331 | 1394.35 | 137048.3377 | 33419.9129 | 15159.6438 | 2630660.9434 | 56224.3618
7897 | 1220.8 | 0 | 0 | 0 | 0 | 1538.85 | 0 | 0 | 0 | 1452752 | 0
7898 | 923.2 | 0 | 0 | 0 | 0 | 1367.35 | 0 | 0 | 0 | 1098608 | 0
7899 | 1218.4 | 0 | 0 | 0 | 0 | 1468.2 | 0 | 0 | 0 | 1449896 | 0
7900 | 1200.8 | 0 | 0 | 0 | 0 | 1340.45 | 0 | 0 | 0 | 1428952 | 0
7901 | 896 | 0 | 0 | 0 | 0 | 1087 | 0 | 0 | 0 | 1066240 | 0
7902 | 1284 | 0 | 0 | 0 | 0 | 1400.15 | 0 | 0 | 0 | 1527960 | 0
7903 | 1092.491 | 1092.491 | 1092.491 | 1063.4969 | 1063.4969 | 1527.55 | 1709723.5969 | 382858.8784 | 173669.0412 | 53146.2138 | 502449.1031
7904 | 1306.162 | 1306.162 | 1306.162 | 1271.4972 | 1271.4972 | 1593.45 | 2128851.0302 | 457738.9821 | 207635.4883 | 63540.6287 | 516927.1755
7905 | 1409.71 | 1409.71 | 1409.71 | 1372.2971 | 1372.2971 | 1836.35 | 2653624.0943 | 494026.9434 | 224096.1107 | 68577.9096 | 224576.4147
7906 | 984.961 | 984.961 | 984.961 | 958.8207 | 958.8207 | 1763 | 1780587.9122 | 345175.4419 | 156575.4157 | 47915.2212 | 227240.4993
7907 | 1372.328 | 1372.328 | 1372.328 | 1335.9072 | 1335.9072 | 1558.65 | 2203659.0214 | 480926.5787 | 218153.6397 | 66759.3942 | 589602.6264
7908 | 1453.632 | 1453.632 | 1453.632 | 1415.0534 | 1415.0534 | 1496.9 | 2240012.2371 | 509419.2237 | 231078.2201 | 70714.5753 | 711913.3651
7909 | 1182.818 | 1182.818 | 1182.818 | 1151.4267 | 1151.4267 | 1381.65 | 1674503.5423 | 414513.5958 | 188027.9728 | 57540.3352 | 711984.6722
7910 | 1278.412 | 1278.412 | 1278.412 | 1244.4836 | 1244.4836 | 1474.3 | 1931246.3807 | 448014.1113 | 203224.1788 | 62190.6794 | 654225.0508
7911 | 1247.998 | 1247.998 | 1247.998 | 1214.8768 | 1214.8768 | 1638.85 | 2096019.5499 | 437355.6528 | 198389.3836 | 60711.135 | 438752.7612
7912 | 1086.354 | 387.705 | 387.705 | 377.4155 | 377.4155 | 1764.35 | 700622.0994 | 135869.5874 | 61631.9545 | 1299484.2326 | 88937.9674
7913 | 1467.39 | 396.62 | 396.62 | 386.0939 | 386.0939 | 1896.65 | 770253.3076 | 138993.8117 | 63049.1374 | 1982015.712 | 39902.8068
7914 | 1410.488 | 665.848 | 665.848 | 648.1768 | 648.1768 | 1912.9 | 1304207.8982 | 233343.6325 | 105847.2644 | 1397316.5083 | 56456.1955
7915 | 1142.4 | 1142.4 | 1142.4 | 1112.0813 | 1112.0813 | 1913.15 | 2240181.7299 | 400349.2776 | 181602.8807 | 103022.8516 | 96584.2632
7916 | 984.8 | 984.8 | 984.8 | 958.6639 | 958.6639 | 1860.9 | 1878329.5938 | 345119.0202 | 156549.8222 | 88810.3153 | 133350.1547
7917 | 1211.2 | 1211.2 | 1211.2 | 1179.0554 | 1179.0554 | 1828.6 | 2263486.7859 | 424459.9484 | 192539.7488 | 109227.309 | 202090.0977
7918 | 1125.6 | 1125.6 | 1125.6 | 1095.7272 | 1095.7272 | 1837.85 | 2111488.8475 | 394461.7883 | 178932.2501 | 101507.8096 | 177672.1638
7919 | 1388.8 | 1388.8 | 1388.8 | 1351.942 | 1351.942 | 1821.1 | 2590177.3708 | 486699.1218 | 220772.1294 | 125243.4666 | 241862.4247
7920 | 985.6 | 985.6 | 985.6 | 959.4427 | 959.4427 | 1803.15 | 1822544.3845 | 345399.3768 | 156676.9951 | 47946.3065 | 188866.2981
7921 | 1293.6 | 0 | 0 | 0 | 0 | 1768.25 | 0 | 0 | 0 | 1539384 | 0
7922 | 1131.2 | 0 | 0 | 0 | 0 | 1658.35 | 0 | 0 | 0 | 1346128 | 0
7923 | 1264.8 | 0 | 0 | 0 | 0 | 1575.3 | 0 | 0 | 0 | 1505112 | 0
7924 | 774.4 | 0 | 0 | 0 | 0 | 1601.75 | 0 | 0 | 0 | 921536 | 0
7925 | 1108.8 | 0 | 0 | 0 | 0 | 1740.85 | 0 | 0 | 0 | 1319472 | 0
7926 | 734.4 | 0 | 0 | 0 | 0 | 1678.35 | 0 | 0 | 0 | 873936 | 0
7927 | 812.644 | 812.644 | 812.644 | 791.0769 | 791.0769 | 1762.45 | 1460998.8481 | 284787.6737 | 129182.8531 | 39532.547 | 187920.3108
7928 | 1161.248 | 1161.248 | 1161.248 | 1130.4291 | 1130.4291 | 1635 | 1935588.1015 | 406954.48 | 184599.0738 | 56491.0233 | 412606.6256
7929 | 1243.412 | 1243.412 | 1243.412 | 1210.4125 | 1210.4125 | 1766.35 | 2241110.1131 | 435748.5084 | 197660.3651 | 60488.0407 | 282812.8861
7930 | 1326.775 | 1326.775 | 1326.775 | 1291.5631 | 1291.5631 | 1846.1 | 2513393.3539 | 464962.7213 | 210912.2566 | 64543.3856 | 198771.5634
7931 | 1621.135 | 1621.135 | 1621.135 | 1578.111 | 1578.111 | 1625.25 | 2705637.5233 | 568119.9459 | 257705.5199 | 78863.0637 | 591397.0826
7932 | 1251.306 | 1282.88 | 1251.305 | 1248.8331 | 1248.8331 | 1399.45 | 1842536.8272 | 449579.9031 | 203934.4394 | 4532.8914 | 749986.6967
7933 | 1349.218 | 1349.218 | 1349.218 | 1313.4105 | 1313.4105 | 1149.8 | 1589839.5714 | 472827.7763 | 214479.933 | 65635.1662 | 1116661.5984
7934 | 1331.273 | 1331.273 | 1331.273 | 1295.9417 | 1295.9417 | 1399.85 | 1903003.405 | 466539.0265 | 211627.2862 | 64762.199 | 777759.4355
7935 | 1282.735 | 1282.735 | 1282.735 | 1248.6919 | 1248.6919 | 1607.1 | 2107698.5327 | 449529.0885 | 203911.3893 | 62400.9796 | 490611.0524
7936 | 1437.172 | 681.591 | 681.591 | 663.5019 | 663.5019 | 1651.95 | 1149448.4182 | 238860.7007 | 108349.8679 | 1418137.2082 | 230931.8525
7937 | 1620.088 | 117.695 | 117.695 | 114.5714 | 114.5714 | 1795.25 | 215407.4128 | 41245.718 | 18709.516 | 2759611.8566 | 23458.5021
7938 | 1488.651 | 0 | 0 | 0 | 0 | 1912.9 | 0 | 0 | 0 | 2728697.283 | 0
7939 | 1304.8 | 1304.8 | 1304.8 | 1270.1713 | 1270.1713 | 1913.15 | 2554408.912 | 457261.675 | 207418.9764 | 117668.2569 | 110314.3791
7940 | 1217.6 | 1217.6 | 1217.6 | 1185.2856 | 1185.2856 | 1851.55 | 2309998.551 | 426702.8015 | 193557.1319 | 109804.4679 | 175955.6413
7941 | 1169.6 | 1169.6 | 1169.6 | 1138.5595 | 1138.5595 | 1826.6 | 2182321.3719 | 409881.4033 | 185926.7588 | 105475.7766 | 197426.2093
7942 | 1280 | 1280 | 1280 | 1246.0295 | 1246.0295 | 1837.35 | 2396496.4902 | 448570.6192 | 203476.617 | 115431.7665 | 202666.6978
7943 | 1238.4 | 1238.4 | 1238.4 | 1205.5335 | 1205.5335 | 1821.1 | 2304840.2392 | 433992.0741 | 196863.6269 | 111680.2341 | 215669.9501
7944 | 1456 | 0 | 0 | 0 | 0 | 1803.15 | 0 | 0 | 0 | 2668848 | 0
7945 | 1352 | 0 | 0 | 0 | 0 | 1717.35 | 0 | 0 | 0 | 1608880 | 0
7946 | 1226.4 | 0 | 0 | 0 | 0 | 1592 | 0 | 0 | 0 | 1459416 | 0
7947 | 1184 | 0 | 0 | 0 | 0 | 1507.8 | 0 | 0 | 0 | 1408960 | 0
7948 | 1292 | 0 | 0 | 0 | 0 | 1506.95 | 0 | 0 | 0 | 1537480 | 0
7949 | 1500 | 0 | 0 | 0 | 0 | 1508.35 | 0 | 0 | 0 | 1785000 | 0
7950 | 1428.8 | 0 | 0 | 0 | 0 | 1520.55 | 0 | 0 | 0 | 1700272 | 0
7951 | 1297.339 | 1050.827 | 1050.827 | 1022.9386 | 1022.9386 | 1540.5 | 1647780.6582 | 368257.9047 | 167045.8773 | 502975.8887 | 470040.2979
7952 | 1310.033 | 1310.033 | 1310.033 | 1275.2654 | 1275.2654 | 1646.35 | 2194213.0002 | 459095.5578 | 208250.8461 | 63728.9405 | 450997.6223
7953 | 994.134 | 994.134 | 994.134 | 967.7502 | 967.7502 | 1835.2 | 1856711.6988 | 348390.0812 | 158033.6118 | 48361.4585 | 159485.2372
7954 | 1147.17 | 1147.17 | 1147.17 | 1116.7247 | 1116.7247 | 1816.6 | 2127667.5961 | 402020.9041 | 182361.149 | 55806.1733 | 204807.3161
7955 | 1266.559 | 1266.559 | 1266.559 | 1232.9452 | 1232.9452 | 1229.5 | 1594378.9247 | 443860.2773 | 201339.9535 | 61614.0686 | 949984.2879
7956 | 1524.5 | 1524.5 | 1524.5 | 1484.0406 | 1484.0406 | 356.45 | 555745.1929 | 534254.6164 | 242343.8302 | 74162.0782 | 2439094.9299
7957 | 1553.979 | 1553.979 | 1553.979 | 1512.7372 | 1512.7372 | 338.65 | 537232.4141 | 544585.408 | 247029.992 | 75596.1378 | 2513186.0212
7958 | 1388.914 | 1388.914 | 1388.914 | 1352.053 | 1352.053 | 753.85 | 1069964.5161 | 486739.0727 | 220790.2516 | 67566.2504 | 1684860.8205
7959 | 1652.723 | 1158.231 | 1158.231 | 1127.4922 | 1127.4922 | 1585.3 | 1878293.9596 | 405897.185 | 184119.4731 | 962748.0918 | 467571.0073
7960 | 1570.274 | 1225.178 | 1225.178 | 1192.6624 | 1192.6624 | 1763.5 | 2207416.9001 | 429358.4798 | 194761.7771 | 692161.9825 | 282064.668
7961 | 1459.662 | 655.281 | 655.281 | 637.8902 | 637.8902 | 1875.3 | 1254908.138 | 229640.4718 | 104167.4696 | 1506307.7103 | 79544.9079
7962 | 1449.583 | 0 | 0 | 0 | 0 | 1912.4 | 0 | 0 | 0 | 2657085.639 | 0
7963 | 1372.8 | 1372.8 | 1372.8 | 1336.3666 | 1336.3666 | 1913.15 | 2688884.0021 | 481091.9891 | 218228.6717 | 123800.5695 | 116063.4424
7964 | 1579.2 | 1579.2 | 1579.2 | 1537.2889 | 1537.2889 | 1843.65 | 2984836.0484 | 553424.0014 | 251039.2762 | 142413.9419 | 240355.1184
7965 | 1569.6 | 1569.6 | 1569.6 | 1527.9437 | 1527.9437 | 1621.7 | 2606212.9402 | 550059.7218 | 249513.2016 | 141548.2036 | 578021.091
7966 | 1548.8 | 1548.8 | 1548.8 | 1507.6957 | 1507.6957 | 1726 | 2732923.2025 | 542770.4492 | 246206.7066 | 139672.4374 | 413108.6197
7967 | 1433.6 | 1433.6 | 1433.6 | 1395.553 | 1395.553 | 1787.15 | 2626719.7057 | 502399.0935 | 227893.811 | 129283.5784 | 297043.464
7968 | 1310.4 | 0 | 0 | 0 | 0 | 1762.75 | 0 | 0 | 0 | 2401963.2 | 0
7969 | 1088 | 0 | 0 | 0 | 0 | 1613.8 | 0 | 0 | 0 | 1294720 | 0
7970 | 1392 | 0 | 0 | 0 | 0 | 1672 | 0 | 0 | 0 | 1656480 | 0
7971 | 1436.8 | 0 | 0 | 0 | 0 | 1557.4 | 0 | 0 | 0 | 1709792 | 0
7972 | 1538.4 | 0 | 0 | 0 | 0 | 1505.7 | 0 | 0 | 0 | 1830696 | 0
7973 | 1468 | 0 | 0 | 0 | 0 | 1505.85 | 0 | 0 | 0 | 1746920 | 0
7974 | 1324 | 0 | 0 | 0 | 0 | 1513.45 | 0 | 0 | 0 | 1575560 | 0
7975 | 916 | 0 | 0 | 0 | 0 | 1528.8 | 0 | 0 | 0 | 1679028 | 0
7976 | 1538.833 | 0 | 0 | 0 | 0 | 1577.6 | 0 | 0 | 0 | 2820680.889 | 0
7977 | 1337.062 | 0 | 0 | 0 | 0 | 1608.05 | 0 | 0 | 0 | 2450834.646 | 0
7978 | 1341.153 | 0 | 0 | 0 | 0 | 1573.55 | 0 | 0 | 0 | 2458333.449 | 0
7979 | 1403.197 | 0 | 0 | 0 | 0 | 1050.25 | 0 | 0 | 0 | 2572060.101 | 0
7980 | 1495.022 | 824.348 | 824.348 | 802.4703 | 802.4703 | 1040.45 | 878661.9601 | 288889.2913 | 131043.3924 | 1269447.3514 | 770010.3317
7981 | 1415.791 | 1415.791 | 1415.791 | 1378.2167 | 1378.2167 | 1023.15 | 1477861.6107 | 496158.0043 | 225062.7836 | 68873.731 | 1346310.9626
7982 | 1603.039 | 1603.039 | 1603.039 | 1560.4952 | 1560.4952 | 1412.3 | 2303123.9342 | 561778.2788 | 254828.8692 | 77982.7509 | 917103.0401
7983 | 1305.477 | 1305.477 | 1305.477 | 1270.8304 | 1270.8304 | 1584.05 | 2105970.7707 | 457498.9268 | 207526.5965 | 63507.3056 | 528601.885
7984 | 1797.5 | 430.778 | 430.778 | 419.3454 | 419.3454 | 1618.2 | 710488.9169 | 150964.3392 | 68479.1017 | 2526157.4061 | 160106.0687
7985 | 1690.399 | 11.749 | 11.749 | 11.4372 | 11.4372 | 1857.75 | 22268.723 | 4117.3877 | 1867.6928 | 3077537.0015 | 1626.94
7986 | 1741.499 | 0 | 0 | 0 | 0 | 1692.05 | 0 | 0 | 0 | 3192167.667 | 0
7987 | 1718.4 | 1718.4 | 1718.4 | 1672.7946 | 1672.7946 | 1886.55 | 3315060.416 | 602206.0563 | 273167.3583 | 154967.1465 | 189778.5475
7988 | 1222.4 | 1222.4 | 1222.4 | 1189.9582 | 1189.9582 | 1566.95 | 1958209.5747 | 428384.9413 | 194320.1692 | 110237.337 | 515311.3857
7989 | 1288 | 1288 | 1288 | 1253.8172 | 1253.8172 | 1401.65 | 1841771.7862 | 451374.1856 | 204748.3458 | 116153.215 | 750221.5109
7990 | 1320.8 | 1320.8 | 1320.8 | 1285.7467 | 1285.7467 | 1691.5 | 2274836.1576 | 462868.8077 | 209962.4342 | 119111.154 | 396652.8533
7991 | 1376 | 1376 | 1376 | 1339.4817 | 1339.4817 | 1551.1 | 2177840.5392 | 482213.4156 | 218737.3633 | 124089.149 | 601293.3397
7992 | 1328.8 | 0 | 0 | 0 | 0 | 1503.7 | 0 | 0 | 0 | 2435690.4 | 0
7993 | 1398.4 | 0 | 0 | 0 | 0 | 1364.35 | 0 | 0 | 0 | 2563267.2 | 0
7994 | 1504 | 0 | 0 | 0 | 0 | 1416.1 | 0 | 0 | 0 | 2756832 | 0
7995 | 1284 | 0 | 0 | 0 | 0 | 1486.05 | 0 | 0 | 0 | 2353572 | 0
7996 | 1360.8 | 0 | 0 | 0 | 0 | 1317.45 | 0 | 0 | 0 | 2494346.4 | 0
7997 | 1429.6 | 0 | 0 | 0 | 0 | 1239.1 | 0 | 0 | 0 | 2620456.8 | 0
7998 | 1222.4 | 0 | 0 | 0 | 0 | 1174.35 | 0 | 0 | 0 | 2240659.2 | 0
7999 | 1190.56 | 140.127 | 140.127 | 136.4081 | 136.4081 | 1372.05 | 195958.0198 | 49106.9181 | 22275.4437 | 1932260.422 | 85657.47
8000 | 1232.152 | 1010.964 | 1010.964 | 984.1336 | 984.1336 | 1610 | 1657761.7567 | 354288.084 | 160709.0114 | 454617.7885 | 383812.091
8001 | 1245.954 | 1245.954 | 1245.954 | 1212.8871 | 1212.8871 | 1816.8 | 2312752.536 | 436639.3416 | 198064.4569 | 60611.7009 | 222200.9094
8002 | 1352.375 | 1352.375 | 1352.375 | 1316.4837 | 1316.4837 | 1719.6 | 2376410.5955 | 473934.1337 | 214981.789 | 65788.7442 | 369142.0308
8003 | 1036.347 | 1227.186 | 1036.347 | 1194.6172 | 1036.347 | 1255.95 | 1368978.3437 | 373084.92 | 169235.4651 | 0 | 771093.9853
8004 | 1453.973 | 1453.973 | 1453.973 | 1415.3853 | 1415.3853 | 1143.25 | 1699760.065 | 509538.7257 | 231132.4275 | 70731.1639 | 1212631.3979
8005 | 1380.768 | 1380.768 | 1380.768 | 1344.1232 | 1344.1232 | 1023.15 | 1435338.1205 | 483884.3412 | 219495.3137 | 67169.9734 | 1313006.7186
8006 | 1648.157 | 1648.157 | 1648.157 | 1604.4158 | 1604.4158 | 1310.9 | 2200836.1964 | 577589.6922 | 262001.1021 | 80177.5981 | 1105602.9359
8007 | 1281.294 | 1281.294 | 1281.294 | 1247.2892 | 1247.2892 | 1619.7 | 2113994.1846 | 449024.0961 | 203682.3191 | 62330.8795 | 474344.0659
8008 | 1404.316 | 614.277 | 614.277 | 597.9744 | 597.9744 | 1784.35 | 1116352.7671 | 215270.7924 | 97649.2233 | 1478024.1101 | 128953.1844
8009 | 1308.225 | 247.961 | 247.961 | 241.3803 | 241.3803 | 1900.25 | 480108.4038 | 86896.8901 | 39417.3949 | 1955526.4263 | 24077.68
8010 | 1254.291 | 0 | 0 | 0 | 0 | 1912.4 | 0 | 0 | 0 | 2299115.403 | 0
8011 | 1336 | 0 | 0 | 0 | 0 | 1913.15 | 0 | 0 | 0 | 2448888 | 0
8012 | 854.4 | 0 | 0 | 0 | 0 | 1635.4 | 0 | 0 | 0 | 1566115.2 | 0
8013 | 1313.6 | 969.68 | 969.68 | 943.9452 | 943.9452 | 1306.2 | 1294374.1558 | 339820.2797 | 154146.2547 | 677577.2091 | 654909.1946
8014 | 1232 | 1232 | 1232 | 1199.3034 | 1199.3034 | 1370.85 | 1722359.5213 | 431749.221 | 195846.2439 | 59932.8831 | 754541.7288
8015 | 1172.8 | 1172.8 | 1172.8 | 1141.6745 | 1141.6745 | 1221.4 | 1461979.8762 | 411002.8298 | 186435.4503 | 57052.9913 | 888907.787
8016 | 1341.6 | 1341.6 | 1341.6 | 1305.9947 | 1305.9947 | 1208.05 | 1654031.5933 | 470158.0803 | 213268.9292 | 65264.5747 | 1034282.4768
8017 | 1092 | 0 | 0 | 0 | 0 | 1634.4 | 0 | 0 | 0 | 1299480 | 0
8018 | 1248 | 0 | 0 | 0 | 0 | 1543.1 | 0 | 0 | 0 | 1485120 | 0
8019 | 1142.4 | 0 | 0 | 0 | 0 | 1580.15 | 0 | 0 | 0 | 1359456 | 0
8020 | 1088.8 | 0 | 0 | 0 | 0 | 1578.75 | 0 | 0 | 0 | 1295672 | 0
8021 | 978.4 | 0 | 0 | 0 | 0 | 1579.5 | 0 | 0 | 0 | 1164296 | 0
8022 | 1040.8 | 0 | 0 | 0 | 0 | 1583.8 | 0 | 0 | 0 | 1238552 | 0
8023 | 858.4 | 858.4 | 858.4 | 835.6185 | 835.6185 | 1728.3 | 1517251.3135 | 300822.6715 | 136456.5063 | 41758.4309 | 227037.5551
8024 | 1146.178 | 1146.178 | 1146.178 | 1115.7591 | 1115.7591 | 1801.5 | 2111965.6466 | 401673.2619 | 182203.4546 | 55757.9157 | 221478.1736
8025 | 1191.895 | 1191.895 | 1191.895 | 1160.2628 | 1160.2628 | 1848.25 | 2256452.3613 | 417694.5923 | 189470.9081 | 57981.9024 | 176069.8733
8026 | 1166.901 | 1166.901 | 1166.901 | 1135.9321 | 1135.9321 | 1808.05 | 2163403.2907 | 408935.5501 | 185497.7093 | 56766.0238 | 218042.1634
8027 | 1126.266 | 1126.266 | 1126.266 | 1096.3755 | 1096.3755 | 1620.1 | 1869300.1509 | 394695.1852 | 179038.1215 | 54789.2602 | 416513.0579
8028 | 1448.14 | 1448.14 | 1448.14 | 1409.7072 | 1409.7072 | 1546 | 2284620.0631 | 507494.5754 | 230205.1782 | 70447.407 | 640007.0479
8029 | 920.542 | 920.542 | 920.542 | 896.1113 | 896.1113 | 1377.9 | 1290307.5438 | 322600.0742 | 146334.9781 | 44781.4416 | 557470.8504
8030 | 997.387 | 997.387 | 997.387 | 970.9169 | 970.9169 | 1601.65 | 1626445.2116 | 349530.0814 | 158550.7286 | 48519.7066 | 386764.7442
8031 | 860.713 | 860.713 | 860.713 | 837.8701 | 837.8701 | 1694.7 | 1485774.6851 | 301633.2526 | 136824.1949 | 41870.951 | 255801.7556
8032 | 234.947 | 234.947 | 234.947 | 228.7116 | 228.7116 | 1837.8 | 439735.3199 | 82336.1885 | 37348.6099 | 11429.4246 | 37097.0271
8033 | 183.063 | 183.063 | 183.063 | 178.2046 | 178.2046 | 1861.1 | 347051.3749 | 64153.6588 | 29100.8125 | 8905.4329 | 24752.62
8034 | 137.552 | 137.552 | 137.552 | 133.9014 | 133.9014 | 1759.4 | 246508.4843 | 48204.5202 | 21866.106 | 6691.4675 | 32216.6876
8035 | 148 | 148 | 148 | 144.0722 | 144.0722 | 1843.75 | 278421.858 | 51865.9778 | 23526.9838 | 13346.798 | 22511.2751
8036 | 100.8 | 100.8 | 100.8 | 98.1248 | 98.1248 | 1649.6 | 169783.8554 | 35324.9363 | 16023.7836 | 9090.2516 | 34382.938
8037 | 96 | 96 | 96 | 93.4522 | 93.4522 | 1673.95 | 163656.1518 | 33642.7964 | 15260.7463 | 8657.3825 | 30470.0938
8038 | 102.4 | 102.4 | 102.4 | 99.6824 | 99.6824 | 1783.9 | 185906.1365 | 35885.6495 | 16278.1294 | 9234.5413 | 21541.358
8039 | 91.2 | 91.2 | 91.2 | 88.7796 | 88.7796 | 1789.1 | 166520.1682 | 31960.6566 | 14497.709 | 8224.5134 | 18723.618
8040 | 100 | 100 | 100 | 97.3461 | 97.3461 | 1773.4 | 180995.9538 | 35044.5796 | 15896.6107 | 4864.6821 | 22058.616
8041 | 89.6 | 89.6 | 89.6 | 87.2221 | 87.2221 | 1566.4 | 143405.1611 | 31399.9433 | 14243.3632 | 2829.7428 | 37819.4873
8042 | 96 | 96 | 96 | 93.4522 | 93.4522 | 1531.2 | 149861.8167 | 33642.7964 | 15260.7463 | 3031.8673 | 43810.3971
8043 | 89.6 | 89.6 | 89.6 | 87.2221 | 87.2221 | 1527.5 | 139384.1535 | 31399.9433 | 14243.3632 | 2829.7428 | 41212.4256
8044 | 89.6 | 89.6 | 89.6 | 87.2221 | 87.2221 | 1537.55 | 140349.2428 | 31399.9433 | 14243.3632 | 2829.7428 | 40335.8439
8045 | 91.2 | 91.2 | 91.2 | 88.7796 | 88.7796 | 1566.6 | 145644.0862 | 31960.6566 | 14497.709 | 2880.274 | 38477.0794
8046 | 92 | 92 | 92 | 89.5584 | 89.5584 | 1567.5 | 146770.0945 | 32241.0133 | 14624.8818 | 2905.5395 | 38733.9951
8047 | 72.8 | 72.8 | 72.8 | 70.8679 | 70.8679 | 1568.9 | 116149.7171 | 25512.454 | 11572.7326 | 3541.4885 | 30551.1636
8048 | 89.61 | 89.61 | 89.61 | 87.2318 | 87.2318 | 1578.15 | 143911.6034 | 31403.4478 | 14244.9529 | 4359.2416 | 36798.7346
8049 | 636.197 | 636.197 | 636.197 | 619.3127 | 619.3127 | 1547.05 | 1004681.4372 | 222952.5642 | 101133.7604 | 30948.9614 | 280517.6777
8050 | 1258.648 | 2971.104 | 1258.648 | 2892.2525 | 1258.648 | 1417.4 | 1875785.2532 | 453113.28 | 205537.2184 | 0 | 733288.3248
8051 | 1251.361 | 3741.885 | 1251.361 | 3642.5774 | 1251.361 | 1213.3 | 1599796.3221 | 450489.96 | 204347.2513 | 0 | 984445.6987
8052 | 1077.291 | 3917.878 | 1077.291 | 3813.8997 | 1077.291 | 1145.6 | 1299142.4711 | 387824.76 | 175921.6203 | 0 | 920437.4304
8053 | 1356.354 | 3263.041 | 1356.354 | 3176.4417 | 1356.354 | 1049.25 | 1498304.2373 | 488287.44 | 221492.6082 | 0 | 1289553.5655
8054 | 1104.063 | 3329.555 | 1104.063 | 3241.1904 | 1104.063 | 1020.35 | 1181595.07 | 397462.68 | 180293.4879 | 0 | 1081595.318
8055 | 1125.992 | 2346.484 | 1125.992 | 2284.2096 | 1125.992 | 1153.6 | 1355916.644 | 405357.12 | 183874.4936 | 0 | 953039.6288
8056 | 1050.113 | 573.063 | 573.063 | 557.8542 | 557.8542 | 1433.15 | 833854.0797 | 200827.5193 | 91097.5942 | 902310.343 | 316219.6648
8057 | 951.408 | 658.726 | 658.726 | 641.2438 | 641.2438 | 1601.7 | 1071036.1659 | 230847.7576 | 104715.1078 | 568531.0316 | 255407.394
8058 | 1136.61 | 1136.61 | 1136.61 | 1106.445 | 1106.445 | 1654.95 | 1910412.0637 | 398320.1965 | 180682.4669 | 55292.4629 | 381778.8439
8059 | 1047.2 | 1047.2 | 1047.2 | 1019.4079 | 1019.4079 | 1779.3 | 1898384.1165 | 366986.8378 | 166469.3073 | 94437.6139 | 224983.3198
8060 | 1128.8 | 1128.8 | 1128.8 | 1098.8423 | 1098.8423 | 1719.05 | 1977378.976 | 395583.2148 | 179440.9416 | 101796.3891 | 308719.7339
8061 | 778.4 | 778.4 | 778.4 | 757.7417 | 757.7417 | 1698.45 | 1347305.6686 | 272787.0078 | 123739.2177 | 70196.943 | 228497.0061
8062 | 1089.6 | 1089.6 | 1089.6 | 1060.6826 | 1060.6826 | 1703.25 | 1892619.3594 | 381845.7396 | 173209.4702 | 98261.2912 | 314757.5645
8063 | 952.8 | 952.8 | 952.8 | 927.5132 | 927.5132 | 1675.6 | 1631367.1344 | 333904.7547 | 151462.9068 | 85924.5212 | 300885.2845
8064 | 999.2 | 999.2 | 999.2 | 972.6818 | 972.6818 | 1566.1 | 1600156.9705 | 350165.4396 | 158838.9341 | 48607.9033 | 422046.6229
8065 | 960 | 0 | 0 | 0 | 0 | 1643.35 | 0 | 0 | 0 | 1142400 | 0
8066 | 1305.6 | 0 | 0 | 0 | 0 | 1566.8 | 0 | 0 | 0 | 1553664 | 0
8067 | 1168.8 | 0 | 0 | 0 | 0 | 1573.1 | 0 | 0 | 0 | 1390872 | 0
8068 | 1358.4 | 0 | 0 | 0 | 0 | 1572.15 | 0 | 0 | 0 | 1616496 | 0
8069 | 1282.4 | 0 | 0 | 0 | 0 | 1553.65 | 0 | 0 | 0 | 1526056 | 0
8070 | 1162.4 | 0 | 0 | 0 | 0 | 1580.7 | 0 | 0 | 0 | 1383256 | 0
8071 | 1039.2 | 1039.2 | 1039.2 | 1011.6202 | 1011.6202 | 1660.7 | 1747111.1697 | 364183.2715 | 165197.5784 | 50553.7761 | 343242.7334
8072 | 1081.05 | 1081.05 | 1081.05 | 1052.3595 | 1052.3595 | 1735.6 | 1900196.1667 | 378849.428 | 171850.31 | 52589.6455 | 278243.8577
8073 | 811.981 | 811.981 | 811.981 | 790.4315 | 790.4315 | 1757.45 | 1448444.075 | 284555.3281 | 129077.4585 | 39500.2941 | 191719.1523
8074 | 1146.669 | 1501.991 | 1146.668 | 1462.129 | 1146.669 | 1762.75 | 2108756.8378 | 412800.84 | 187251.0477 | 0 | 272047.2202
8075 | 1380.393 | 1940.799 | 1380.393 | 1889.2913 | 1380.393 | 1650.9 | 2381530.7323 | 496941.48 | 225418.1769 | 0 | 481895.1963
8076 | 1173.817 | 2115.18 | 1173.816 | 2059.0443 | 1173.817 | 1616.55 | 1984495.4457 | 422574.12 | 191684.3161 | 0 | 450100.1287
8077 | 1141.587 | 2470.387 | 1141.588 | 2404.8243 | 1141.587 | 1594.2 | 1902568.9803 | 410971.32 | 186421.1571 | 0 | 463256.0046
8078 | 1217.119 | 3470.015 | 1217.119 | 3377.9227 | 1217.119 | 1639.2 | 2078594.5491 | 438162.84 | 198755.5327 | 0 | 439136.5352
8079 | 1621.666 | 2862.027 | 1621.666 | 2786.0704 | 1621.666 | 1775.15 | 3000208.7574 | 583799.76 | 264818.0578 | 0 | 364631.6001
8080 | 617.579 | 1989.764 | 617.579 | 1936.9567 | 617.579 | 1888.2 | 1214920.1815 | 222328.44 | 100850.6507 | 0 | 69045.3322
8081 | 1446.565 | 820.951 | 820.951 | 799.1634 | 799.1634 | 1908.65 | 1588747.9759 | 287698.8269 | 130503.3845 | 1186687.1181 | 73003.5773
8082 | 1314.233 | 419.843 | 419.843 | 408.7006 | 408.7006 | 1927.95 | 822161.2498 | 147132.2144 | 66740.8073 | 1659840.8972 | 29446.8779
8083 | 1122.4 | 1122.4 | 1122.4 | 1092.6121 | 1092.6121 | 1933.9 | 2214844.9174 | 393340.3617 | 178423.5585 | 101219.2302 | 72221.6609
8084 | 976.8 | 976.8 | 976.8 | 950.8763 | 950.8763 | 1876.3 | 1872833.2656 | 342315.4538 | 155278.0933 | 88088.8668 | 117623.3934
8085 | 1206.4 | 1206.4 | 1206.4 | 1174.3828 | 1174.3828 | 1861.9 | 2286711.9507 | 422777.8086 | 191776.7115 | 108794.4399 | 162182.2649
8086 | 1304 | 1304 | 1304 | 1269.3926 | 1269.3926 | 1844.05 | 2439551.1069 | 456981.3183 | 207291.8036 | 117596.1121 | 197961.7683
8087 | 1134.4 | 1134.4 | 1134.4 | 1104.2936 | 1104.2936 | 1823.1 | 2099159.461 | 397545.7113 | 180331.1518 | 102301.403 | 195349.5453
8088 | 949.6 | 949.6 | 949.6 | 924.3981 | 924.3981 | 1797.35 | 1731079.047 | 332783.3281 | 150954.2152 | 46195.021 | 187329.2818
8089 | 1222.4 | 0 | 0 | 0 | 0 | 1742.65 | 0 | 0 | 0 | 1454656 | 0
8090 | 851.2 | 0 | 0 | 0 | 0 | 1696.05 | 0 | 0 | 0 | 1012928 | 0
8091 | 1256.8 | 0 | 0 | 0 | 0 | 1693.4 | 0 | 0 | 0 | 1495592 | 0
8092 | 1092.8 | 0 | 0 | 0 | 0 | 1692.45 | 0 | 0 | 0 | 1300432 | 0
8093 | 1028.8 | 0 | 0 | 0 | 0 | 1693.95 | 0 | 0 | 0 | 1224272 | 0
8094 | 1088.8 | 0 | 0 | 0 | 0 | 1701 | 0 | 0 | 0 | 1295672 | 0
8095 | 1353.6 | 1353.6 | 1353.6 | 1317.6762 | 1317.6762 | 1716.95 | 2355634.5466 | 474363.4298 | 215176.5225 | 65848.3365 | 372968.2467
8096 | 697.26 | 697.26 | 697.26 | 678.7551 | 678.7551 | 1785.4 | 1262412.9243 | 244351.8359 | 110840.7078 | 33919.4822 | 145660.8444
8097 | 894.813 | 894.813 | 894.813 | 871.0652 | 871.0652 | 1861.75 | 1691721.649 | 313583.4543 | 142244.9391 | 43529.8076 | 120424.7571
8098 | 1264.732 | 1524.733 | 1264.731 | 1484.2674 | 1264.732 | 1875.95 | 2475504.235 | 455303.52 | 206530.7356 | 0 | 156890.0046
8099 | 1241.914 | 1924.137 | 1241.914 | 1873.0715 | 1241.914 | 1880.9 | 2450869.8409 | 447089.04 | 202804.5562 | 0 | 147911.9574
8100 | 1308.586 | 2055.057 | 1308.586 | 2000.5169 | 1308.586 | 1865.85 | 2556884.3729 | 471090.96 | 213692.0938 | 0 | 175546.8119
8101 | 1086.618 | 2427.117 | 1086.617 | 2362.7026 | 1086.618 | 1788.5 | 2034770.2998 | 391182.48 | 177444.7194 | 0 | 229819.707
8102 | 1312.456 | 3396.942 | 1312.456 | 3306.789 | 1312.456 | 1857.8 | 2551675.0287 | 472484.16 | 214324.0648 | 0 | 186631.2432
8103 | 1471.833 | 2835.368 | 1471.833 | 2760.1189 | 1471.833 | 1888.35 | 2902649.0852 | 529859.88 | 240350.3289 | 0 | 164330.1544
8104 | 1659.084 | 1915.694 | 1659.084 | 1864.8525 | 1659.084 | 1899.6 | 3285689.6256 | 597270.24 | 270928.4172 | 0 | 166572.0336
8105 | 1382.135 | 687.434 | 687.434 | 669.1899 | 669.1899 | 1914.35 | 1334547.7267 | 240908.3555 | 109278.7068 | 1306828.4116 | 57316.1129
8106 | 1357.739 | 353.873 | 353.873 | 344.4814 | 344.4814 | 1922.25 | 690415.9644 | 124013.3053 | 56253.8132 | 1857301.1744 | 26783.4291
8107 | 1292 | 1292 | 1292 | 1257.711 | 1257.711 | 1928.2 | 2535796.9451 | 452775.9688 | 205384.2103 | 116513.9393 | 90303.6515
8108 | 1217.6 | 1217.6 | 1217.6 | 1185.2856 | 1185.2856 | 1830.75 | 2270118.178 | 426702.8015 | 193557.1319 | 109804.4679 | 200609.581
8109 | 1288 | 1288 | 1288 | 1253.8172 | 1253.8172 | 1798.2 | 2352660.6918 | 451374.1856 | 204748.3458 | 116153.215 | 253020.3074
8110 | 1356 | 1356 | 1356 | 1320.0125 | 1320.0125 | 1844.05 | 2537175.6443 | 475204.4997 | 215558.0411 | 122285.5276 | 205855.9493
8111 | 968.8 | 968.8 | 968.8 | 943.0886 | 943.0886 | 1817.4 | 1785799.1087 | 339511.8874 | 154006.3645 | 87367.4182 | 172207.974
8112 | 1264 | 1264 | 1264 | 1230.4541 | 1230.4541 | 1796.65 | 2303274.6838 | 442963.4865 | 200933.1593 | 61489.5814 | 250212.8471
8113 | 1316.8 | 0 | 0 | 0 | 0 | 1742.65 | 0 | 0 | 0 | 1566992 | 0
8114 | 1169.6 | 0 | 0 | 0 | 0 | 1696.05 | 0 | 0 | 0 | 1391824 | 0
8115 | 1160.8 | 0 | 0 | 0 | 0 | 1667.1 | 0 | 0 | 0 | 1381352 | 0
8116 | 1196 | 0 | 0 | 0 | 0 | 1666.15 | 0 | 0 | 0 | 1423240 | 0
8117 | 840 | 0 | 0 | 0 | 0 | 1680.8 | 0 | 0 | 0 | 999600 | 0
8118 | 1152.8 | 0 | 0 | 0 | 0 | 1701 | 0 | 0 | 0 | 1371832 | 0
8119 | 706.4 | 706.4 | 706.4 | 687.6525 | 687.6525 | 1716.95 | 1228770.1215 | 247554.9105 | 112293.658 | 34364.1142 | 194640.0484
8120 | 959.437 | 959.437 | 959.437 | 933.9741 | 933.9741 | 1785.4 | 1735416.4965 | 336230.6634 | 152517.9648 | 46673.5597 | 200430.8344
8121 | 900.079 | 900.079 | 900.079 | 876.1914 | 876.1914 | 1856.05 | 1696135.2939 | 315428.9018 | 143082.0546 | 43785.9818 | 126127.7512
8122 | 1146.42 | 1434.677 | 1146.419 | 1396.6015 | 1146.42 | 1812.25 | 2175024.3008 | 412711.2 | 187210.386 | 0 | 215240.355
8123 | 1422.593 | 1842.922 | 1422.593 | 1794.0119 | 1422.593 | 1660.9 | 2474250.2821 | 512133.48 | 232309.4369 | 0 | 482401.2863
8124 | 1547.461 | 2022.132 | 1547.46 | 1968.4657 | 1547.461 | 1750.75 | 2837147.6464 | 557085.96 | 252700.3813 | 0 | 385704.6543
8125 | 1494.729 | 2203.266 | 1494.729 | 2144.7925 | 1494.729 | 1748.85 | 2733620.4463 | 538102.44 | 244089.2457 | 0 | 375401.1884
8126 | 1257.696 | 3410.601 | 1257.696 | 3320.0855 | 1257.696 | 1863.5 | 2453033.3813 | 452770.56 | 205381.7568 | 0 | 171675.504
8127 | 1228.071 | 2355.804 | 1228.071 | 2293.2822 | 1228.071 | 1888.35 | 2424941.2009 | 442105.56 | 200543.9943 | 0 | 137114.1272
8128 | 1769.154 | 1834.4 | 1769.154 | 1785.716 | 1769.154 | 1899.6 | 3507166.1976 | 636895.44 | 288902.8482 | 0 | 177623.0616
8129 | 1953.371 | 720.702 | 720.702 | 701.575 | 701.575 | 1914.35 | 1400804.7238 | 252566.9863 | 114567.1913 | 2294542.138 | 60089.8955
8130 | 1544.713 | 0 | 0 | 0 | 0 | 1927.95 | 0 | 0 | 0 | 2831458.929 | 0
8131 | 1589.6 | 1589.6 | 1589.6 | 1547.4129 | 1547.4129 | 1933.9 | 3130477.1402 | 557068.6377 | 252692.5237 | 143351.825 | 102283.9915
8132 | 1320 | 1320 | 1320 | 1284.9679 | 1284.9679 | 1881.3 | 2532827.1778 | 462588.4511 | 209835.2613 | 119039.0092 | 152525.6921
8133 | 1744 | 1744 | 1744 | 1697.7152 | 1697.7152 | 1856.2 | 3291050.0538 | 611177.4687 | 277236.8907 | 157275.7818 | 244131.4444
8134 | 1516.8 | 1516.8 | 1516.8 | 1476.545 | 1476.545 | 1844.05 | 2842796.2493 | 531556.1838 | 241119.7911 | 136786.6433 | 230267.1857
8135 | 1599.2 | 1599.2 | 1599.2 | 1556.7581 | 1556.7581 | 1823.1 | 2962902.7611 | 560432.9174 | 254218.5984 | 144217.5632 | 275390.5086
8136 | 1542.4 | 0 | 0 | 0 | 0 | 1802.35 | 0 | 0 | 0 | 2827219.2 | 0
8137 | 1434.4 | 0 | 0 | 0 | 0 | 1766.15 | 0 | 0 | 0 | 1706936 | 0
8138 | 1324 | 0 | 0 | 0 | 0 | 1696.05 | 0 | 0 | 0 | 1575560 | 0
8139 | 1325.6 | 0 | 0 | 0 | 0 | 1680.25 | 0 | 0 | 0 | 1577464 | 0
8140 | 1516.8 | 0 | 0 | 0 | 0 | 1666.45 | 0 | 0 | 0 | 1804992 | 0
8141 | 1291.2 | 0 | 0 | 0 | 0 | 1667.65 | 0 | 0 | 0 | 1536528 | 0
8142 | 1542.4 | 0 | 0 | 0 | 0 | 1730 | 0 | 0 | 0 | 1835456 | 0
8143 | 1000.8 | 680.499 | 680.499 | 662.4389 | 662.4389 | 1795.25 | 1237314.0866 | 238478.0139 | 108176.2769 | 620215.8459 | 135634.3704
8144 | 828.43 | 828.43 | 828.43 | 806.4439 | 806.4439 | 1824.55 | 1533929.7826 | 290319.811 | 131692.292 | 40300.4857 | 141490.5857
8145 | 1062.166 | 1062.166 | 1062.166 | 1033.9767 | 1033.9767 | 1856.05 | 2001712.636 | 372231.6096 | 168848.394 | 51670.999 | 148840.945
8146 | 1354.15 | 1459.375 | 1354.15 | 1420.644 | 1354.15 | 1870.25 | 2649087.0815 | 487494 | 221132.695 | 0 | 175700.9625
8147 | 1544.599 | 1852.721 | 1544.599 | 1803.5508 | 1544.599 | 1791.2 | 2891739.9939 | 556055.64 | 252233.0167 | 0 | 322512.2712
8148 | 1620.767 | 2016.368 | 1620.767 | 1962.8547 | 1620.767 | 1696.7 | 2878390.4694 | 583476.12 | 264671.2511 | 0 | 491578.6311
8149 | 936.447 | 2194.1 | 936.447 | 2135.8698 | 936.447 | 1418.7 | 1387777.821 | 337120.92 | 152921.7951 | 0 | 544356.6411
8150 | 1379.589 | 2317.047 | 1379.589 | 2255.5538 | 1379.589 | 1719.35 | 2475870.9504 | 496652.04 | 225286.8837 | 0 | 387181.6529
8151 | 1282.753 | 2222.585 | 1282.753 | 2163.5988 | 1282.753 | 1870.6 | 2509039.2484 | 461791.08 | 209473.5649 | 0 | 165988.2382
8152 | 1281.053 | 1509.191 | 1281.053 | 1469.1379 | 1281.053 | 1893.9 | 2539446.5487 | 461179.08 | 209195.9549 | 0 | 135919.7233
8153 | 1015.736 | 691.468 | 691.468 | 673.1168 | 673.1168 | 1914.35 | 1345279.0994 | 242322.0538 | 109919.9761 | 628020.9638 | 57652.4553
8154 | 1172.039 | 0 | 0 | 0 | 0 | 1927.95 | 0 | 0 | 0 | 2148347.487 | 0
8155 | 1207.2 | 1207.2 | 1207.2 | 1175.1616 | 1175.1616 | 1933.9 | 2381503.9811 | 423058.1652 | 191903.8844 | 108866.5848 | 77678.1798
8156 | 1226.4 | 1226.4 | 1226.4 | 1193.852 | 1193.852 | 1881.3 | 2355332.2892 | 429786.7245 | 194956.0337 | 110598.0612 | 141710.2339
8157 | 1287.2 | 1287.2 | 1287.2 | 1253.0384 | 1253.0384 | 1856.2 | 2433417.8638 | 451093.8289 | 204621.173 | 116081.0702 | 180186.9239
8158 | 1448.8 | 1448.8 | 1448.8 | 1410.3496 | 1410.3496 | 1844.05 | 2716998.435 | 507725.8696 | 230310.0959 | 130654.3307 | 219944.026
8159 | 1248.8 | 1248.8 | 1248.8 | 1215.6575 | 1215.6575 | 1823.1 | 2315355.2418 | 437636.7104 | 198516.8745 | 112618.1172 | 215049.8168
8160 | 1272.8 | 0 | 0 | 0 | 0 | 1796.65 | 0 | 0 | 0 | 2333042.4 | 0
8161 | 1412 | 0 | 0 | 0 | 0 | 1781.8 | 0 | 0 | 0 | 2588196 | 0
8162 | 1366.4 | 0 | 0 | 0 | 0 | 1761.65 | 0 | 0 | 0 | 2504611.2 | 0
8163 | 1345.6 | 0 | 0 | 0 | 0 | 1759 | 0 | 0 | 0 | 2466484.8 | 0
8164 | 1445.6 | 0 | 0 | 0 | 0 | 1758.05 | 0 | 0 | 0 | 2649784.8 | 0
8165 | 1436 | 0 | 0 | 0 | 0 | 1733.1 | 0 | 0 | 0 | 2632188 | 0
8166 | 1366.4 | 0 | 0 | 0 | 0 | 1779.3 | 0 | 0 | 0 | 2504611.2 | 0
8167 | 1041.6 | 125.37 | 125.37 | 122.0427 | 122.0427 | 1795.25 | 228402.0048 | 43935.3895 | 19929.5808 | 1685548.4419 | 24988.2528
8168 | 1319.128 | 966.268 | 966.268 | 940.6238 | 940.6238 | 1824.55 | 1790096.2523 | 338624.5587 | 153603.8623 | 693798.2462 | 165032.4412
8169 | 889.005 | 889.005 | 889.005 | 865.4113 | 865.4113 | 1867.45 | 1679454.7155 | 311548.0651 | 141321.664 | 43247.2669 | 114710.2667
8170 | 1469.341 | 1469.341 | 1469.341 | 1430.3455 | 1430.3455 | 1870.25 | 2764058.2614 | 514924.3767 | 233575.4187 | 71478.7682 | 185587.3274
8171 | 1714.76 | 1714.76 | 1714.76 | 1669.2512 | 1669.2512 | 1791.2 | 3115942.3807 | 600930.4336 | 272588.7217 | 83417.6223 | 348539.6515
8172 | 1647.544 | 1647.544 | 1647.544 | 1603.8191 | 1603.8191 | 1734.2 | 2893127.5547 | 577374.8689 | 261903.6558 | 80147.7776 | 426295.1116
8173 | 1465.729 | 1465.729 | 1465.729 | 1426.8294 | 1426.8294 | 1733.2 | 2575368.397 | 513658.5665 | 233001.2331 | 71303.0559 | 380678.071
8174 | 1506.159 | 1257.933 | 1257.933 | 1224.5481 | 1224.5481 | 1768.85 | 2262234.0525 | 440837.3318 | 199968.7119 | 516192.6991 | 283054.3035
8175 | 1621.22 | 1075.269 | 1075.269 | 1046.7319 | 1046.7319 | 1876.95 | 2053374.0071 | 376823.5009 | 170931.3269 | 1053036.6013 | 128800.3661
8176 | 1662.845 | 1425.745 | 1425.745 | 1387.9065 | 1387.9065 | 1893.9 | 2746228.5555 | 499646.3418 | 226645.1323 | 503962.2614 | 147256.8802
8177 | 1580.403 | 338.513 | 338.513 | 329.529 | 329.529 | 1914.35 | 658225.3732 | 118630.4578 | 53812.0938 | 2292851.9512 | 28224.1631
8178 | 1155.725 | 0 | 0 | 0 | 0 | 1922.25 | 0 | 0 | 0 | 2118443.925 | 0
8179 | 1545.6 | 0 | 0 | 0 | 0 | 1933.9 | 0 | 0 | 0 | 2833084.8 | 0
8180 | 1300 | 0 | 0 | 0 | 0 | 1875.6 | 0 | 0 | 0 | 2382900 | 0
8181 | 1517.6 | 0 | 0 | 0 | 0 | 1856.2 | 0 | 0 | 0 | 2781760.8 | 0
8182 | 1541.6 | 1455.416 | 1455.416 | 1416.7901 | 1416.7901 | 1844.05 | 2735704.5798 | 510044.419 | 231361.8156 | 228776.6332 | 220948.4087
8183 | 1264.8 | 1264.8 | 1264.8 | 1231.2329 | 1231.2329 | 1811.7 | 2337390.7851 | 443243.8431 | 201060.3322 | 61528.4989 | 231841.1546
8184 | 1515.2 | 1515.2 | 1515.2 | 1474.9874 | 1474.9874 | 1796.65 | 2770737.5077 | 530995.4705 | 240865.4454 | 73709.6628 | 299938.6915
8185 | 1142.4 | 0 | 0 | 0 | 0 | 1686.1 | 0 | 0 | 0 | 1359456 | 0
8186 | 1111.2 | 0 | 0 | 0 | 0 | 1778.35 | 0 | 0 | 0 | 1322328 | 0
8187 | 1584.8 | 0 | 0 | 0 | 0 | 1762.75 | 0 | 0 | 0 | 1885912 | 0
8188 | 1384 | 0 | 0 | 0 | 0 | 1695.35 | 0 | 0 | 0 | 1646960 | 0
8189 | 1290.4 | 0 | 0 | 0 | 0 | 1696.65 | 0 | 0 | 0 | 1535576 | 0
8190 | 1424 | 0 | 0 | 0 | 0 | 1735 | 0 | 0 | 0 | 1694560 | 0
8191 | 1168.8 | 1168.8 | 1168.8 | 1137.7807 | 1137.7807 | 1688.95 | 2009738.2067 | 409601.0467 | 185799.5859 | 56858.4041 | 353906.6821
8192 | 1085.638 | 1085.638 | 1085.638 | 1056.8258 | 1056.8258 | 1769.9 | 1950865.9355 | 380457.2734 | 172579.6465 | 52812.8372 | 243175.6072
8193 | 1060.777 | 1060.777 | 1060.777 | 1032.6246 | 1032.6246 | 1845.4 | 1989806.3728 | 371744.8404 | 168627.5901 | 51603.4285 | 159643.7565
8194 | 1138.269 | 1138.269 | 1138.269 | 1108.06 | 1108.06 | 1853.05 | 2151253.2956 | 398901.5861 | 180946.1917 | 55373.168 | 162829.4113
8195 | 1033.825 | 1329.593 | 1033.824 | 1294.3063 | 1033.825 | 1716.4 | 1860230.0113 | 372177 | 168823.6225 | 0 | 293192.77
8196 | 1090.429 | 1516.591 | 1090.428 | 1476.3415 | 1090.429 | 1670.7 | 1912010.4103 | 392554.44 | 178067.0557 | 0 | 359078.2697
8197 | 1135.24 | 1158.683 | 1135.24 | 1127.9322 | 1127.9322 | 1616.85 | 1912242.675 | 406055.5865 | 184191.3258 | 13395.2252 | 432167.2166
8198 | 1171.847 | 1171.847 | 1171.847 | 1140.7468 | 1140.7468 | 1658.35 | 1975849.0318 | 410668.855 | 186283.9556 | 57006.6309 | 389736.1509
8199 | 1104.482 | 1104.482 | 1104.482 | 1075.1696 | 1075.1696 | 1768.55 | 1990027.5342 | 387061.0739 | 175575.2038 | 53729.5378 | 248848.0155
8200 | 224.458 | 680.76 | 224.458 | 662.693 | 224.458 | 1870.15 | 439849.3856 | 80804.88 | 36653.9914 | 0 | 29145.8713
8201 | 183.44 | 342.97 | 183.44 | 333.8678 | 183.44 | 1880.05 | 360807.7248 | 66038.4 | 29955.752 | 0 | 22003.628
8202 | 160.064 | 160.064 | 160.064 | 155.816 | 155.816 | 1880.15 | 306616.054 | 56093.7559 | 25444.751 | 7786.6047 | 18674.5462
8203 | 206.4 | 206.4 | 206.4 | 200.9223 | 200.9223 | 1889.15 | 398207.5186 | 72332.0123 | 32810.6045 | 18613.3723 | 22272.2321
8204 | 149.6 | 149.6 | 149.6 | 145.6297 | 145.6297 | 1690.35 | 258567.6532 | 52426.6911 | 23781.3296 | 13491.0877 | 45094.2358
8205 | 116 | 116 | 116 | 112.9214 | 112.9214 | 1621 | 191710.5895 | 40651.7124 | 18440.0684 | 10461.0038 | 42797.2194
8206 | 109.6 | 109.6 | 109.6 | 106.6913 | 106.6913 | 1644.45 | 183360.8468 | 38408.8593 | 17422.6853 | 9883.845 | 37934.0831
8207 | 99.2 | 99.2 | 99.2 | 96.5673 | 96.5673 | 1603.45 | 161938.2264 | 34764.223 | 15769.4378 | 8945.9619 | 38293.7573
8208 | 108.8 | 108.8 | 108.8 | 105.9125 | 105.9125 | 1590.2 | 176040.8491 | 38128.5026 | 17295.5124 | 5292.7741 | 43402.9455
8209 | 100.8 | 100.8 | 100.8 | 98.1248 | 98.1248 | 1415.9 | 144949.4745 | 35324.9363 | 16023.7836 | 3183.4607 | 57314.7091
8210 | 109.6 | 109.6 | 109.6 | 106.6913 | 106.6913 | 1566.2 | 174455.1089 | 38408.8593 | 17422.6853 | 3461.3819 | 46282.6754
8211 | 100 | 100 | 100 | 97.3461 | 97.3461 | 1553.55 | 157713.5488 | 35044.5796 | 15896.6107 | 3158.1951 | 43460.146
8212 | 104 | 104 | 104 | 101.2399 | 101.2399 | 1561.5 | 164888.162 | 36446.3628 | 16532.4751 | 3284.5229 | 44393.6947
8213 | 93.6 | 93.6 | 93.6 | 91.1159 | 91.1159 | 1519.9 | 144310.9947 | 32801.7265 | 14879.2276 | 2956.0706 | 43744.747
8214 | 101.6 | 101.6 | 101.6 | 98.9036 | 98.9036 | 1380.3 | 142283.1506 | 35605.2929 | 16150.9565 | 3208.7262 | 61290.5556
8215 | 93.6 | 93.6 | 93.6 | 91.1159 | 91.1159 | 1327.9 | 126026.8277 | 32801.7265 | 14879.2276 | 4553.3424 | 61239.0011
8216 | 100.012 | 100.012 | 100.012 | 97.3577 | 97.3577 | 1484.75 | 151068.0572 | 35048.785 | 15898.5183 | 4865.2658 | 50163.5735
8217 | 218.574 | 265.653 | 218.574 | 258.6027 | 218.574 | 1243.4 | 284360.868 | 78686.64 | 35693.1342 | 0 | 165373.0884
8218 | 955.563 | 2486.042 | 955.563 | 2420.0638 | 955.563 | 663.8 | 665108.0549 | 344002.68 | 156043.4379 | 0 | 1276823.2806
8219 | 1162.174 | 2091.794 | 1162.174 | 2036.2789 | 1162.174 | 303.5 | 369137.4452 | 418382.64 | 189783.0142 | 0 | 1971628.191
8220 | 1591.079 | 2081.066 | 1591.079 | 2025.8356 | 1591.079 | 297.8 | 497852.531 | 572788.44 | 259823.2007 | 0 | 2708334.6738
8221 | 1379.816 | 2530.968 | 1379.816 | 2463.7975 | 1379.816 | 281.3 | 407989.7015 | 496733.76 | 225323.9528 | 0 | 2371489.7592
8222 | 1610.809 | 2490.617 | 1610.809 | 2424.5174 | 1610.809 | 652.4 | 1098459.2063 | 579891.24 | 263045.1097 | 0 | 2170726.2084
8223 | 1808.052 | 1241.153 | 1241.153 | 1208.2135 | 1208.2135 | 1255.05 | 1581074.2036 | 434956.8514 | 197301.2606 | 1099504.0145 | 900058.6289
8224 | 2055.558 | 1240.184 | 1240.184 | 1207.2702 | 1207.2702 | 1468.6 | 1850881.0432 | 434617.2694 | 197147.2225 | 1554911.5507 | 641543.3804
8225 | 1608.955 | 429.938 | 429.938 | 418.5277 | 418.5277 | 1691.2 | 738659.3039 | 150669.9648 | 68345.5701 | 2182053.2778 | 129241.3475
8226 | 1527.332 | 0 | 0 | 0 | 0 | 1775.25 | 0 | 0 | 0 | 2799599.556 | 0
8227 | 1779.2 | 1779.2 | 1779.2 | 1731.981 | 1731.981 | 1857.6 | 3369247.5741 | 623513.1607 | 282832.4976 | 160450.1554 | 246634.0947
8228 | 1836.8 | 1796.003 | 1796.003 | 1748.3381 | 1748.3381 | 1781.2 | 3264778.6554 | 629401.7014 | 285503.6051 | 300593.6739 | 382536.3674
8229 | 1579.2 | 1579.2 | 1579.2 | 1537.2889 | 1537.2889 | 1724.45 | 2773508.3872 | 553424.0014 | 251039.2762 | 142413.9419 | 423599.9544
8230 | 1553.6 | 1553.6 | 1553.6 | 1512.3683 | 1512.3683 | 1700.75 | 2694205.3686 | 544452.5891 | 246969.7439 | 140105.3066 | 452576.2147
8231 | 1396 | 1396 | 1396 | 1358.9509 | 1358.9509 | 1578.8 | 2247488.9687 | 489222.3316 | 221916.6854 | 125892.7703 | 572390.1279
8232 | 1387.2 | 0 | 0 | 0 | 0 | 1277.05 | 0 | 0 | 0 | 2542737.6 | 0
8233 | 1321.6 | 0 | 0 | 0 | 0 | 1481.9 | 0 | 0 | 0 | 1572704 | 0
8234 | 1526.4 | 0 | 0 | 0 | 0 | 1435.25 | 0 | 0 | 0 | 1816416 | 0
8235 | 1572 | 0 | 0 | 0 | 0 | 1405.9 | 0 | 0 | 0 | 1870680 | 0
8236 | 1433.6 | 0 | 0 | 0 | 0 | 1478.75 | 0 | 0 | 0 | 1705984 | 0
8237 | 1316 | 0 | 0 | 0 | 0 | 1564.7 | 0 | 0 | 0 | 1566040 | 0
8238 | 1384.8 | 0 | 0 | 0 | 0 | 1593.2 | 0 | 0 | 0 | 1647912 | 0
8239 | 1184.8 | 0 | 0 | 0 | 0 | 1686.15 | 0 | 0 | 0 | 2171738.4 | 0
8240 | 1308.643 | 0 | 0 | 0 | 0 | 1785.4 | 0 | 0 | 0 | 2398742.619 | 0
8241 | 1418.787 | 234.202 | 234.202 | 227.9864 | 227.9864 | 1856.05 | 442113.3512 | 82075.1064 | 37230.1802 | 2182737.4877 | 32818.6432
8242 | 1582.275 | 1288.645 | 1288.645 | 1254.4451 | 1254.4451 | 1773.4 | 2326382.9255 | 451600.2231 | 204850.879 | 600912.2723 | 284257.2516
8243 | 1549.679 | 1776.464 | 1549.678 | 1729.3176 | 1549.679 | 1670.9 | 2713933.34 | 557884.44 | 253062.5807 | 0 | 509999.3589
8244 | 1523.622 | 695.009 | 695.009 | 676.5638 | 676.5638 | 1513 | 1076484.7254 | 243562.9824 | 110482.8751 | 1552657.6072 | 329486.5901
8245 | 1514.182 | 447.199 | 447.199 | 435.3306 | 435.3306 | 1468.7 | 671731.3191 | 156719.0096 | 71089.4841 | 1977534.6486 | 231291.1384
8246 | 1331.149 | 918.986 | 918.986 | 894.5966 | 894.5966 | 1625 | 1519461.5245 | 322054.7805 | 146087.6268 | 800200.5262 | 335473.7297
8247 | 1245.736 | 136.662 | 136.662 | 133.0351 | 133.0351 | 1818.6 | 253032.3125 | 47892.6234 | 21724.6261 | 2039580.8138 | 24132.5608
8248 | 1236.827 | 189.781 | 189.781 | 184.7443 | 184.7443 | 1893.9 | 366146.0687 | 66507.9537 | 30168.7468 | 1928467.5603 | 19601.3719
8249 | 1300.328 | 258.008 | 258.008 | 251.1606 | 251.1606 | 1908.65 | 501580.4529 | 90417.819 | 41014.5273 | 1923123.8289 | 22943.5216
8250 | 1367.211 | 0 | 0 | 0 | 0 | 1927.95 | 0 | 0 | 0 | 2506097.763 | 0
8251 | 1213.6 | 1213.6 | 1213.6 | 1181.3917 | 1181.3917 | 1933.9 | 2402897.4185 | 425301.0183 | 192921.2675 | 109443.7436 | 78089.9925
8252 | 1144.8 | 1144.8 | 1144.8 | 1114.4176 | 1114.4176 | 1869.9 | 2192770.808 | 401190.3476 | 181984.3993 | 103239.2861 | 144985.7339
8253 | 1432 | 1432 | 1432 | 1393.9955 | 1393.9955 | 1856.2 | 2709742.948 | 501838.3802 | 227639.4653 | 129139.2887 | 200456.553
8254 | 1488.8 | 1488.8 | 1488.8 | 1449.2881 | 1449.2881 | 1844.05 | 2793387.8594 | 521743.7015 | 236668.7401 | 134261.5734 | 226016.4729
8255 | 1432.8 | 1432.8 | 1432.8 | 1394.7743 | 1394.7743 | 1823.1 | 2658533.3731 | 502118.7369 | 227766.6381 | 129211.4336 | 246735.5682
8256 | 1107.2 | 0 | 0 | 0 | 0 | 1796.65 | 0 | 0 | 0 | 2029497.6 | 0
8257 | 1325.6 | 0 | 0 | 0 | 0 | 1690.65 | 0 | 0 | 0 | 1577464 | 0
8258 | 1274.4 | 0 | 0 | 0 | 0 | 1673.05 | 0 | 0 | 0 | 1516536 | 0
8259 | 1459.2 | 0 | 0 | 0 | 0 | 1667.7 | 0 | 0 | 0 | 1736448 | 0
8260 | 1384.8 | 0 | 0 | 0 | 0 | 1715.1 | 0 | 0 | 0 | 1647912 | 0
8261 | 1256 | 0 | 0 | 0 | 0 | 1726.75 | 0 | 0 | 0 | 1494640 | 0
8262 | 1425.6 | 0 | 0 | 0 | 0 | 1779.3 | 0 | 0 | 0 | 1696464 | 0
8263 | 991.2 | 0 | 0 | 0 | 0 | 1795.25 | 0 | 0 | 0 | 1816869.6 | 0
8264 | 982.402 | 0 | 0 | 0 | 0 | 1824.55 | 0 | 0 | 0 | 1800742.866 | 0
8265 | 1106.567 | 487.404 | 487.404 | 474.4686 | 474.4686 | 1867.45 | 923878.7749 | 170808.6829 | 77480.7164 | 1158636.434 | 62890.8081
8266 | 1162.384 | 802.083 | 802.083 | 780.7962 | 780.7962 | 1875.95 | 1529949.8383 | 281086.6156 | 127504.012 | 699450.5209 | 96857.763
8267 | 957.501 | 957.501 | 957.501 | 932.0894 | 932.0894 | 1869.5 | 1820823.5105 | 335552.2004 | 152210.2064 | 46579.3795 | 121637.6726
8268 | 1301.609 | 1301.609 | 1301.609 | 1267.065 | 1267.065 | 1853.8 | 2456114.8574 | 456143.4024 | 206911.7156 | 63319.1397 | 185244.904
8269 | 1278.001 | 1278.001 | 1278.001 | 1244.0836 | 1244.0836 | 1837.8 | 2388621.0716 | 447870.0781 | 203158.8437 | 62170.6855 | 201790.3518
8270 | 1638.085 | 1638.085 | 1638.085 | 1594.6111 | 1594.6111 | 1863.5 | 3099002.7203 | 574060.0022 | 260399.9954 | 79687.6273 | 217664.4175
8271 | 1340.07 | 116.517 | 116.517 | 113.4247 | 113.4247 | 1888.35 | 224132.7522 | 40832.8928 | 18522.2539 | 2248440.8306 | 12663.868
8272 | 1262.195 | 390.027 | 390.027 | 379.6759 | 379.6759 | 1899.6 | 755228.0931 | 136683.3226 | 62001.0738 | 1617657.5175 | 38119.46
8273 | 1317.571 | 11.63 | 11.63 | 11.3213 | 11.3213 | 1914.35 | 22681.536 | 4075.6846 | 1848.7758 | 2394355.6155 | 969.6733
8274 | 1073.537 | 0 | 0 | 0 | 0 | 1927.45 | 0 | 0 | 0 | 1967793.321 | 0
8275 | 968 | 968 | 968 | 942.3098 | 942.3098 | 1933.9 | 1915054.1972 | 339231.5308 | 153879.1916 | 87295.2734 | 62286.6783
8276 | 1704.8 | 1704.8 | 1704.8 | 1659.5555 | 1659.5555 | 1820.6 | 3177478.7792 | 597439.9935 | 271005.4193 | 153740.684 | 297724.2634
8277 | 1280 | 1280 | 1280 | 1246.0295 | 1246.0295 | 1798.2 | 2347693.9136 | 448570.6192 | 203476.617 | 115431.7665 | 251448.7527
8278 | 953.6 | 953.6 | 953.6 | 928.292 | 928.292 | 1844.05 | 1788827.7067 | 334185.1113 | 151590.0797 | 85996.666 | 144767.1336
8279 | 1074.4 | 1074.4 | 1074.4 | 1045.886 | 1045.886 | 1823.1 | 1992972.4986 | 376518.9635 | 170793.1854 | 96890.539 | 185017.2351
8280 | 1128 | 0 | 0 | 0 | 0 | 1796.65 | 0 | 0 | 0 | 2067624 | 0
8281 | 1326.4 | 0 | 0 | 0 | 0 | 1723.45 | 0 | 0 | 0 | 1578416 | 0
8282 | 1213.6 | 0 | 0 | 0 | 0 | 1774.35 | 0 | 0 | 0 | 1444184 | 0
8283 | 932 | 0 | 0 | 0 | 0 | 1765.35 | 0 | 0 | 0 | 1109080 | 0
8284 | 1318.4 | 0 | 0 | 0 | 0 | 1682.3 | 0 | 0 | 0 | 1568896 | 0
8285 | 1150.4 | 0 | 0 | 0 | 0 | 1765.9 | 0 | 0 | 0 | 1368976 | 0
8286 | 1121.6 | 0 | 0 | 0 | 0 | 1779.3 | 0 | 0 | 0 | 1334704 | 0
8287 | 1252.8 | 0 | 0 | 0 | 0 | 1795.25 | 0 | 0 | 0 | 2296382.4 | 0
8288 | 1217.408 | 0 | 0 | 0 | 0 | 1824.55 | 0 | 0 | 0 | 2231508.864 | 0
8289 | 1302.102 | 395.201 | 395.201 | 384.7126 | 384.7126 | 1866.95 | 750302.5085 | 138496.5291 | 62823.5645 | 1681574.8052 | 51186.0089
8290 | 1274.013 | 1078.81 | 1078.81 | 1050.179 | 1050.179 | 1875.95 | 2061103.2212 | 378064.4295 | 171494.2259 | 410287.7757 | 130274.7013
8291 | 1359.024 | 1359.024 | 1359.024 | 1322.9562 | 1322.9562 | 1869.5 | 2588022.2671 | 476264.2478 | 216038.7546 | 66112.1969 | 172645.7898
8292 | 1360.939 | 1360.939 | 1360.939 | 1324.8204 | 1324.8204 | 1810.85 | 2509892.8677 | 476935.3515 | 216343.1747 | 66205.3556 | 250589.7826
8293 | 1309.39 | 1309.39 | 1309.39 | 1274.6395 | 1274.6395 | 1780.7 | 2374944.2171 | 458870.2212 | 208148.6309 | 63697.6606 | 279528.4431
8294 | 1346.761 | 1346.761 | 1346.761 | 1311.0187 | 1311.0187 | 1863.5 | 2555874.7419 | 471966.731 | 214089.3533 | 65515.6409 | 178954.0522
8295 | 1666.961 | 1104.598 | 1104.598 | 1075.2826 | 1075.2826 | 1888.35 | 2125166.0842 | 387101.7257 | 175593.6439 | 1084546.5599 | 120055.2991
8296 | 1629.508 | 387.367 | 387.367 | 377.0865 | 377.0865 | 1899.6 | 749424.1534 | 135751.1368 | 61578.224 | 2295688.626 | 37859.4837
8297 | 1510.972 | 15.558 | 15.558 | 15.1451 | 15.1451 | 1914.35 | 30316.9152 | 5452.2357 | 2473.1947 | 2741850.7092 | 1297.1777
8298 | 1715.055 | 0 | 0 | 0 | 0 | 1927.95 | 0 | 0 | 0 | 3143695.815 | 0
8299 | 1569.6 | 1569.6 | 1569.6 | 1527.9437 | 1527.9437 | 1933.9 | 3104285.984 | 550059.7218 | 249513.2016 | 141548.2036 | 100997.0767
8300 | 1138.4 | 1138.4 | 1138.4 | 1108.1875 | 1108.1875 | 1820.1 | 2120634.5703 | 398947.4945 | 180967.0162 | 102662.1273 | 199362.9285
8301 | 1421.6 | 1421.6 | 1421.6 | 1383.8715 | 1383.8715 | 1798.5 | 2605478.8866 | 498193.744 | 225986.2177 | 128201.4056 | 278850.1095
8302 | 1424.8 | 1424.8 | 1424.8 | 1386.9866 | 1386.9866 | 1844.05 | 2676170.9489 | 499315.1705 | 226494.9093 | 128489.9851 | 216300.5579
8303 | 1243.2 | 1243.2 | 1243.2 | 1210.2061 | 1210.2061 | 1823.1 | 2308348.5007 | 435674.2139 | 197626.6643 | 112113.1032 | 214085.4679
8304 | 1226.4 | 0 | 0 | 0 | 0 | 1796.65 | 0 | 0 | 0 | 2247991.2 | 0
8305 | 871.2 | 0 | 0 | 0 | 0 | 980.5 | 0 | 0 | 0 | 1036728 | 0
8306 | 1341.6 | 0 | 0 | 0 | 0 | 1604.85 | 0 | 0 | 0 | 1596504 | 0
8307 | 1340 | 0 | 0 | 0 | 0 | 1602.2 | 0 | 0 | 0 | 1594600 | 0
8308 | 1356 | 0 | 0 | 0 | 0 | 1601.25 | 0 | 0 | 0 | 1613640 | 0
8309 | 1612 | 0 | 0 | 0 | 0 | 1378.35 | 0 | 0 | 0 | 1918280 | 0
8310 | 1690.4 | 0 | 0 | 0 | 0 | 1385.45 | 0 | 0 | 0 | 2011576 | 0
8311 | 1544.8 | 0 | 0 | 0 | 0 | 1625.75 | 0 | 0 | 0 | 2831618.4 | 0
8312 | 1215.149 | 0 | 0 | 0 | 0 | 1655.05 | 0 | 0 | 0 | 2227368.117 | 0
8313 | 1492.134 | 1464.417 | 1464.417 | 1425.5522 | 1425.5522 | 1804.05 | 2691358.6096 | 513198.7816 | 232792.6696 | 122044.4923 | 279336.9479
8314 | 1882.658 | 1882.658 | 1882.658 | 1832.6933 | 1832.6933 | 1864.55 | 3584198.6901 | 659769.5819 | 299278.8131 | 91585.3262 | 248238.3052
8315 | 1450.765 | 1450.765 | 1450.765 | 1412.2625 | 1412.2625 | 1676.5 | 2481027.1575 | 508414.4956 | 230622.4643 | 70575.1049 | 456866.9148
8316 | 1737.05 | 1737.05 | 1737.05 | 1690.9496 | 1690.9496 | 1527.5 | 2712655.3222 | 608741.8704 | 276132.0762 | 84501.9599 | 798973.7049
8317 | 1360.505 | 1360.505 | 1360.505 | 1324.3979 | 1324.3979 | 1171.25 | 1625266.8728 | 476783.258 | 216274.1834 | 66184.2428 | 1097594.7919
8318 | 1346.552 | 1346.552 | 1346.552 | 1310.8152 | 1310.8152 | 1525.15 | 2090611.6065 | 471893.4878 | 214056.1293 | 65505.4737 | 622440.6186
8319 | 1602.583 | 832.086 | 832.086 | 810.0029 | 810.0029 | 1818.6 | 1544141.6017 | 291601.0408 | 132273.4721 | 1452799.3395 | 146934.5245
8320 | 1371.928 | 512.945 | 512.945 | 499.3317 | 499.3317 | 1888.2 | 988992.6725 | 179759.419 | 81540.8698 | 1599468.9825 | 55825.2862
8321 | 1617.23 | 226.126 | 226.126 | 220.1247 | 220.1247 | 1896.6 | 437346.6564 | 79244.9061 | 35946.3699 | 2560893.943 | 22760.898
8322 | 1416.264 | 0 | 0 | 0 | 0 | 1864.55 | 0 | 0 | 0 | 2596011.912 | 0
8323 | 1540.8 | 1540.8 | 1540.8 | 1499.908 | 1499.908 | 1844.2 | 2905367.2404 | 539966.8829 | 244934.9777 | 138950.9889 | 233685.6676
8324 | 1249.6 | 1249.6 | 1249.6 | 1216.4363 | 1216.4363 | 1733.15 | 2220017.3096 | 437917.067 | 198644.0473 | 112690.262 | 324606.0259
8325 | 1344 | 1344 | 1344 | 1308.331 | 1308.331 | 1647.4 | 2264369.9447 | 470999.1502 | 213650.4478 | 121203.3548 | 461317.501
8326 | 1529.6 | 1529.6 | 1529.6 | 1489.0052 | 1489.0052 | 1695.9 | 2644765.4878 | 536041.89 | 243154.5573 | 137940.9609 | 452806.4965
8327 | 1204 | 1204 | 1204 | 1172.0465 | 1172.0465 | 1613.1 | 1980377.8484 | 421936.7387 | 191395.1929 | 108578.0053 | 453464.7894
8328 | 1254.4 | 0 | 0 | 0 | 0 | 1440.55 | 0 | 0 | 0 | 2299315.2 | 0
8329 | 1176.8 | 0 | 0 | 0 | 0 | 1076.15 | 0 | 0 | 0 | 2157074.4 | 0
8330 | 1458.4 | 0 | 0 | 0 | 0 | 1380.5 | 0 | 0 | 0 | 2673247.2 | 0
8331 | 1106.4 | 0 | 0 | 0 | 0 | 1555.2 | 0 | 0 | 0 | 2028031.2 | 0
8332 | 1453.6 | 0 | 0 | 0 | 0 | 1478.75 | 0 | 0 | 0 | 2664448.8 | 0
8333 | 1477.6 | 0 | 0 | 0 | 0 | 1480.25 | 0 | 0 | 0 | 2708440.8 | 0
8334 | 1080 | 0 | 0 | 0 | 0 | 1548.55 | 0 | 0 | 0 | 1979640 | 0
8335 | 1225.6 | 205.289 | 205.289 | 199.8407 | 199.8407 | 1658.5 | 345855.473 | 71942.6671 | 32633.9931 | 1880216.7202 | 68245.6133
8336 | 918.666 | 918.666 | 918.666 | 894.2851 | 894.2851 | 1746.25 | 1634347.7194 | 321942.6379 | 146036.7577 | 44690.1802 | 226924.8454
8337 | 1374.39 | 1374.39 | 1374.39 | 1337.9144 | 1337.9144 | 1856.05 | 2590769.2858 | 481649.1979 | 218481.4278 | 66859.7039 | 192592.7834
8338 | 1560.354 | 1560.354 | 1560.354 | 1518.9431 | 1518.9431 | 1825.4 | 2895694.2975 | 546819.5 | 248043.401 | 75906.2613 | 265207.4575
8339 | 1797.136 | 1797.136 | 1797.136 | 1749.441 | 1749.441 | 1700 | 3110429.1071 | 629798.7565 | 285683.7137 | 87424.9528 | 524832.2971
8340 | 1185.147 | 1185.147 | 1185.147 | 1153.6938 | 1153.6938 | 1718.3 | 2077702.1058 | 415329.7841 | 188398.2048 | 57653.6336 | 324995.5561
8341 | 1448.412 | 1448.412 | 1448.412 | 1409.9719 | 1409.9719 | 1342.1 | 1979068.6859 | 507589.8966 | 230248.417 | 70460.6389 | 927620.5361
8342 | 1481.714 | 1481.714 | 1481.714 | 1442.3901 | 1442.3901 | 1463.95 | 2211415.5013 | 519260.4426 | 235542.3063 | 72080.6753 | 773193.2229
8343 | 915.477 | 915.477 | 915.477 | 891.1807 | 891.1807 | 1683.95 | 1574529.491 | 320825.0662 | 145529.8148 | 44535.0455 | 281657.6727
8344 | 1225.411 | 1225.411 | 1225.411 | 1192.8893 | 1192.8893 | 1754.15 | 2192865.6161 | 429440.1336 | 194798.8162 | 59612.3492 | 293271.8246
8345 | 1517.155 | 401.122 | 401.122 | 390.4764 | 390.4764 | 1896.6 | 775295.1034 | 140571.5187 | 63764.8028 | 2065201.799 | 40375.264
8346 | 1563.602 | 0 | 0 | 0 | 0 | 1877.4 | 0 | 0 | 0 | 2866082.466 | 0
8347 | 1392 | 0 | 0 | 0 | 0 | 1818.2 | 0 | 0 | 0 | 2551536 | 0
8348 | 1641.6 | 611.488 | 611.488 | 595.2594 | 595.2594 | 1728.05 | 1084818.4852 | 214293.3991 | 97205.8669 | 1917942.2431 | 161880.8052
8349 | 1546.4 | 1546.4 | 1546.4 | 1505.3594 | 1505.3594 | 1666.45 | 2635217.1147 | 541929.3793 | 245825.1879 | 75227.4436 | 502112.6235
8350 | 1494.4 | 1494.4 | 1494.4 | 1454.7394 | 1454.7394 | 1658.6 | 2524153.3766 | 523706.1979 | 237558.9503 | 72697.8089 | 496648.0444
8351 | 1361.6 | 1361.6 | 1361.6 | 1325.4639 | 1325.4639 | 1519.7 | 2110106.9842 | 477166.9962 | 216448.2513 | 66237.5111 | 636620.3007
8352 | 1280.8 | 1280.8 | 1280.8 | 1246.8083 | 1246.8083 | 1230.1 | 1606356.1212 | 448850.9758 | 203603.7899 | 62306.848 | 959917.6842
8353 | 1408 | 0 | 0 | 0 | 0 | 1133.65 | 0 | 0 | 0 | 1675520 | 0
8354 | 1036.8 | 0 | 0 | 0 | 0 | 1282.6 | 0 | 0 | 0 | 1233792 | 0
8355 | 1119.2 | 0 | 0 | 0 | 0 | 1227.35 | 0 | 0 | 0 | 1331848 | 0
8356 | 1168 | 0 | 0 | 0 | 0 | 1160.9 | 0 | 0 | 0 | 1389920 | 0
8357 | 1204.8 | 0 | 0 | 0 | 0 | 1152.45 | 0 | 0 | 0 | 1433712 | 0
8358 | 1127.2 | 0 | 0 | 0 | 0 | 1158 | 0 | 0 | 0 | 1341368 | 0
8359 | 1190.4 | 1190.4 | 1190.4 | 1158.8074 | 1158.8074 | 1199.25 | 1451280.3871 | 417170.6759 | 189233.2538 | 57909.1754 | 927915.0519
8360 | 210.344 | 210.344 | 210.344 | 204.7616 | 204.7616 | 1327.3 | 283541.1706 | 73714.1706 | 33437.5668 | 10232.5669 | 137743.1182
8361 | 101.182 | 608.694 | 101.181 | 592.5396 | 101.182 | 1646.8 | 174249.606 | 36425.52 | 16523.0206 | 0 | 35737.4824
8362 | 0 | 447.414 | 0 | 435.5399 | 0 | 1654.45 | 0 | 0 | 0 | 0 | 0
8363 | 0 | 0 | 0 | 0 | 0 | 1374.85 | 0 | 0 | 0 | 0 | 0
8364 | 0 | 88.919 | -0.001 | 86.5591 | 0 | 1283.75 | 0 | 0 | 0 | 0 | 0
8365 | 0 | 806.057 | 0.001 | 784.6647 | 0 | 1115 | 0 | 0 | 0 | 0 | 0
8366 | 0 | 2877.844 | 0 | 2801.4676 | 0 | 1253.8 | 0 | 0 | 0 | 0 | 0
8367 | 0 | 2117.72 | 0 | 2061.5169 | 0 | 1614.7 | 0 | 0 | 0 | 0 | 0
8368 | 0 | 1141.219 | 0 | 1110.9317 | 0 | 1430.55 | 0 | 0 | 0 | 0 | 0
8369 | 0 | 390.32 | 0 | 379.9611 | 0 | 1625.8 | 0 | 0 | 0 | 0 | 0
8370 | 0 | 0 | 0 | 0 | 0 | 1641.2 | 0 | 0 | 0 | 0 | 0
8371 | 0 | 0 | 0 | 0 | 0 | 1690.55 | 0 | 0 | 0 | 0 | 0
8372 | 0 | 0 | 0 | 0 | 0 | 1496.15 | 0 | 0 | 0 | 0 | 0
8373 | 137.6 | 137.6 | 137.6 | 133.9482 | 133.9482 | 1332.8 | 187421.0963 | 48221.3416 | 21873.7363 | 12408.9149 | 89370.2197
8374 | 224 | 224 | 224 | 218.0552 | 218.0552 | 1432.25 | 326803.1337 | 78499.8584 | 35608.408 | 20200.5591 | 123800.8183
8375 | 279.2 | 279.2 | 279.2 | 271.7902 | 271.7902 | 1162.95 | 330896.0888 | 97844.4663 | 44383.3371 | 25178.5541 | 227501.9737
8376 | 275.2 | 275.2 | 275.2 | 267.8963 | 267.8963 | 992.5 | 278562.1968 | 96442.6831 | 43747.4727 | 13387.6051 | 269905.5646
8377 | 272 | 272 | 272 | 264.7813 | 264.7813 | 1033.85 | 285902.9637 | 95321.2566 | 43238.7811 | 8590.2907 | 255818.4224
8378 | 291.2 | 291.2 | 291.2 | 283.4717 | 283.4717 | 1007.1 | 298534.6542 | 102049.8159 | 46290.9304 | 9196.6642 | 281459.0616
8379 | 199.2 | 199.2 | 199.2 | 193.9133 | 193.9133 | 1003.4 | 203364.4619 | 69808.8026 | 31666.0485 | 6291.1247 | 193254.0352
8380 | 207.2 | 207.2 | 207.2 | 201.701 | 201.701 | 1002.4 | 211104.2458 | 72612.369 | 32937.7774 | 6543.7803 | 201216.9425
8381 | 285.6 | 285.6 | 285.6 | 278.0203 | 278.0203 | 1002.5 | 290944.4177 | 100087.3194 | 45400.7202 | 9019.8053 | 277325.2809
8382 | 264 | 264 | 264 | 256.9936 | 256.9936 | 1003.4 | 269133.1891 | 92517.6902 | 41967.0523 | 8337.6351 | 256119.8057
8383 | 318.4 | 318.4 | 318.4 | 309.9498 | 309.9498 | 1004.8 | 324655.2361 | 111581.9415 | 50614.8085 | 15489.1477 | 308462.0784
8384 | 138.494 | 138.494 | 138.494 | 134.8184 | 134.8184 | 1111.65 | 156376.8324 | 48534.6401 | 22015.852 | 6737.2928 | 119765.9654
8385 | 740.535 | 783.974 | 740.535 | 763.1678 | 740.535 | 1155.05 | 893937.5692 | 266592.6 | 120929.3655 | 0 | 625715.0483
8386 | 1328.616 | 2719.369 | 1328.616 | 2647.1984 | 1328.616 | 1163.35 | 1617315.7585 | 478301.76 | 216962.9928 | 0 | 1111586.5764
8387 | 1321.969 | 3472.81 | 1321.969 | 3380.6435 | 1321.969 | 1103 | 1526864.6622 | 475908.84 | 215877.5377 | 0 | 1185806.193
8388 | 1360.73 | 3415.892 | 1360.73 | 3325.2361 | 1360.73 | 1165.8 | 1663582.6178 | 489862.8 | 222207.209 | 0 | 1135120.966
8389 | 1345.146 | 2726.999 | 1345.146 | 2654.6259 | 1345.146 | 1115.3 | 1574051.6365 | 484252.56 | 219662.3418 | 0 | 1190050.6662
8390 | 1049.667 | 2256.461 | 1049.667 | 2196.5758 | 1049.667 | 1083.45 | 1190710.932 | 377880.12 | 171410.6211 | 0 | 962072.2889
8391 | 978.516 | 2040.551 | 978.516 | 1986.3959 | 978.516 | 1034.6 | 1061983.7861 | 352265.76 | 159791.6628 | 0 | 944659.3464
8392 | 1113.713 | 632.134 | 632.134 | 615.3575 | 615.3575 | 1046.5 | 674534.1744 | 221528.703 | 100487.8811 | 913485.6164 | 586743.3841
8393 | 1271.929 | 114.303 | 114.303 | 111.2695 | 111.2695 | 1099.15 | 128112.6285 | 40057.0058 | 18170.3029 | 2127488.9355 | 100237.0937
8394 | 1081.973 | 241.694 | 241.694 | 235.2796 | 235.2796 | 1248.45 | 307492.8865 | 84700.6463 | 38421.1543 | 1551989.0517 | 176824.3631
8395 | 1176.8 | 1176.8 | 1176.8 | 1145.5684 | 1145.5684 | 1367.95 | 1643663.3346 | 412404.613 | 187071.3147 | 106125.0803 | 724056.488
8396 | 942.4 | 942.4 | 942.4 | 917.3892 | 917.3892 | 1281.25 | 1235348.2724 | 330260.1184 | 149809.6593 | 84986.6381 | 659373.5003
8397 | 892.8 | 892.8 | 892.8 | 869.1056 | 869.1056 | 1211.45 | 1104700.3946 | 312878.0069 | 141924.9404 | 80513.6571 | 685333.2009
8398 | 998.4 | 998.4 | 998.4 | 971.903 | 971.903 | 1175.4 | 1199283.5572 | 349885.083 | 158711.7613 | 90036.7778 | 801431.2206
8399 | 1292 | 1292 | 1292 | 1257.711 | 1257.711 | 1078.3 | 1422613.0875 | 452775.9688 | 205384.2103 | 116513.9393 | 1159232.2511
8400 | 1080.8 | 1080.8 | 1080.8 | 1052.1162 | 1052.1162 | 1033.55 | 1140410.9566 | 378761.8166 | 171810.5685 | 52577.4838 | 1016817.6601
8401 | 1272.8 | 0 | 0 | 0 | 0 | 1162.85 | 0 | 0 | 0 | 1514632 | 0
8402 | 1246.4 | 0 | 0 | 0 | 0 | 962.75 | 0 | 0 | 0 | 1483216 | 0
8403 | 1290.4 | 0 | 0 | 0 | 0 | 618.75 | 0 | 0 | 0 | 1535576 | 0
8404 | 856 | 0 | 0 | 0 | 0 | 962.45 | 0 | 0 | 0 | 1018640 | 0
8405 | 1009.6 | 0 | 0 | 0 | 0 | 963.95 | 0 | 0 | 0 | 1201424 | 0
8406 | 1304.8 | 0 | 0 | 0 | 0 | 971 | 0 | 0 | 0 | 1552712 | 0
8407 | 1032.8 | 1032.8 | 1032.8 | 1005.3901 | 1005.3901 | 1265.65 | 1322937.734 | 361940.4184 | 164180.1953 | 50242.4364 | 738308.184
8408 | 1361.032 | 1361.032 | 1361.032 | 1324.911 | 1324.911 | 1615.95 | 2227680.0701 | 476967.943 | 216357.9586 | 66209.8797 | 508832.0514
8409 | 1132.013 | 1132.013 | 1132.013 | 1101.97 | 1101.97 | 1672 | 1921815.2631 | 396709.1972 | 179951.6997 | 55068.8335 | 361446.1574
8410 | 1598.971 | 1598.971 | 1598.971 | 1556.5352 | 1556.5352 | 1572.55 | 2560936.9775 | 560352.6653 | 254182.1951 | 77784.8556 | 665340.9633
8411 | 1537.183 | 1780.217 | 1537.182 | 1732.971 | 1537.183 | 1331.8 | 2141045.1745 | 553385.88 | 251021.9839 | 0 | 1027145.6806
8412 | 1425.846 | 2079.033 | 1425.846 | 2023.8566 | 1425.846 | 1209.35 | 1804756.6752 | 513304.56 | 232840.6518 | 0 | 1127345.1399
8413 | 1392.659 | 1888.209 | 1392.659 | 1838.097 | 1392.659 | 1198.7 | 1748695.503 | 501357.24 | 227421.2147 | 0 | 1115937.6567
8414 | 1295.781 | 1295.781 | 1295.781 | 1261.3917 | 1261.3917 | 1320.15 | 1737093.6744 | 454101.0043 | 205985.2611 | 63035.626 | 857557.1327
8415 | 1618.778 | 1618.778 | 1618.778 | 1575.8165 | 1575.8165 | 1631.65 | 2680470.0402 | 567293.9452 | 257330.8368 | 78748.4032 | 580452.0131
8416 | 1607.397 | 1510.684 | 1510.684 | 1470.5913 | 1470.5913 | 1782.6 | 2724932.6423 | 529412.8573 | 240147.5544 | 250764.9027 | 319706.5421
8417 | 1627.259 | 169.304 | 169.304 | 164.8108 | 164.8108 | 1811.8 | 310090.2687 | 59331.8751 | 26913.5978 | 2680667.6163 | 31017.3858
8418 | 1365.124 | 0 | 0 | 0 | 0 | 1910.2 | 0 | 0 | 0 | 2502272.292 | 0
8419 | 1428 | 1428 | 1428 | 1390.1017 | 1390.1017 | 1922.5 | 2790769.8468 | 500436.5971 | 227003.6008 | 128778.5645 | 107732.8785
8420 | 1173.6 | 1173.6 | 1173.6 | 1142.4533 | 1142.4533 | 1817.9 | 2173826.783 | 411283.1865 | 186562.6232 | 105836.5009 | 208040.7452
8421 | 1508 | 1508 | 1508 | 1467.9785 | 1467.9785 | 1713.75 | 2626201.69 | 528472.2608 | 239720.8894 | 135993.0499 | 420208.8462
8422 | 1451.2 | 1451.2 | 1451.2 | 1412.6859 | 1412.6859 | 1793.5 | 2640094.2214 | 508566.9395 | 230691.6145 | 130870.7652 | 291719.6473
8423 | 1724 | 1724 | 1724 | 1678.246 | 1678.246 | 1706.1 | 2976799.6042 | 604168.5527 | 274057.5685 | 155472.1605 | 493236.4935
8424 | 1598.4 | 0 | 0 | 0 | 0 | 1612.6 | 0 | 0 | 0 | 2929867.2 | 0
8425 | 1463.2 | 0 | 0 | 0 | 0 | 1304.15 | 0 | 0 | 0 | 1741208 | 0
8426 | 1581.6 | 0 | 0 | 0 | 0 | 1278.55 | 0 | 0 | 0 | 1882104 | 0
8427 | 1542.4 | 0 | 0 | 0 | 0 | 1275.95 | 0 | 0 | 0 | 1835456 | 0
8428 | 1321.6 | 0 | 0 | 0 | 0 | 1333.1 | 0 | 0 | 0 | 1572704 | 0
8429 | 1266.4 | 0 | 0 | 0 | 0 | 1386.45 | 0 | 0 | 0 | 1507016 | 0
8430 | 1100 | 0 | 0 | 0 | 0 | 1301.65 | 0 | 0 | 0 | 1309000 | 0
8431 | 1120 | 0 | 0 | 0 | 0 | 1564.5 | 0 | 0 | 0 | 2052960 | 0
8432 | 977.25 | 0 | 0 | 0 | 0 | 1720.55 | 0 | 0 | 0 | 1791299.25 | 0
8433 | 1164.458 | 722.741 | 722.741 | 703.5598 | 703.5598 | 1777.75 | 1303327.8962 | 253281.5452 | 114891.3232 | 844826.3129 | 156366.1762
8434 | 1811.107 | 1811.107 | 1811.107 | 1763.0412 | 1763.0412 | 1711.95 | 3155599.266 | 634694.8347 | 287904.6292 | 88104.5975 | 507844.0198
8435 | 1589.091 | 1589.091 | 1589.091 | 1546.9174 | 1546.9174 | 1218.7 | 1973746.4898 | 556890.2608 | 252611.61 | 77304.225 | 1208606.5577
8436 | 1463.659 | 1463.659 | 1463.659 | 1424.8143 | 1424.8143 | 1051.85 | 1574354.2685 | 512933.1437 | 232672.1732 | 71202.357 | 1350937.6672
8437 | 1438.004 | 1438.004 | 1438.004 | 1399.8402 | 1399.8402 | 1209.9 | 1777823.9696 | 503942.4568 | 228593.8978 | 69954.3228 | 1106013.7087
8438 | 1439.024 | 1439.024 | 1439.024 | 1400.8331 | 1400.8331 | 1229.9 | 1807323.3272 | 504299.9115 | 228756.0432 | 70003.9425 | 1078781.5607
8439 | 1791.185 | 995.66 | 995.66 | 969.2357 | 969.2357 | 1364.75 | 1381495.675 | 348924.8615 | 158276.1941 | 1506633.0185 | 615706.9952
8440 | 1612.223 | 593.343 | 593.343 | 577.596 | 577.596 | 1679.6 | 1009597.0565 | 207934.5601 | 94321.4268 | 1896471.2906 | 185061.7585
8441 | 1277.059 | 76.792 | 76.792 | 74.754 | 74.754 | 1765.9 | 137312.1158 | 26911.4336 | 12207.3253 | 2203825.0977 | 17499.9072
8442 | 1399.92 | 0 | 0 | 0 | 0 | 1814.75 | 0 | 0 | 0 | 2566053.36 | 0
8443 | 1373.6 | 1373.6 | 1373.6 | 1337.1454 | 1337.1454 | 1898.2 | 2664812.961 | 481372.3457 | 218355.8446 | 123872.7144 | 136121.4022
8444 | 1170.4 | 1170.4 | 1170.4 | 1139.3382 | 1139.3382 | 1793.6 | 2147718.9458 | 410161.7599 | 186053.9317 | 105547.9215 | 235159.409
8445 | 1194.4 | 1194.4 | 1194.4 | 1162.7013 | 1162.7013 | 1712.45 | 2085649.0147 | 418572.459 | 189869.1182 | 107712.2671 | 334334.7517
8446 | 1397.6 | 1397.6 | 1397.6 | 1360.5085 | 1360.5085 | 1728.35 | 2456492.2605 | 489783.0448 | 222171.0312 | 126037.06 | 369582.1226
8447 | 1476 | 1476 | 1476 | 1436.8278 | 1436.8278 | 1642.2 | 2465645.7138 | 517257.9953 | 234633.974 | 133107.2557 | 514096.9742
8448 | 1419.2 | 0 | 0 | 0 | 0 | 1551.35 | 0 | 0 | 0 | 2601393.6 | 0
8449 | 1497.6 | 0 | 0 | 0 | 0 | 1476.85 | 0 | 0 | 0 | 1782144 | 0
8450 | 1310.4 | 0 | 0 | 0 | 0 | 1278.65 | 0 | 0 | 0 | 1559376 | 0
8451 | 1341.6 | 0 | 0 | 0 | 0 | 1276 | 0 | 0 | 0 | 1596504 | 0
8452 | 1416 | 0 | 0 | 0 | 0 | 1275.05 | 0 | 0 | 0 | 1685040 | 0
8453 | 957.6 | 0 | 0 | 0 | 0 | 1290.15 | 0 | 0 | 0 | 1139544 | 0
8454 | 1168 | 0 | 0 | 0 | 0 | 1575.7 | 0 | 0 | 0 | 1389920 | 0
8455 | 1116.8 | 0 | 0 | 0 | 0 | 1658.5 | 0 | 0 | 0 | 2047094.4 | 0
8456 | 1100.114 | 784.926 | 784.926 | 764.0945 | 764.0945 | 1722.75 | 1381619.8598 | 275074.0171 | 124776.6305 | 615923.7584 | 211845.1979
8457 | 1505.134 | 1505.134 | 1505.134 | 1465.1886 | 1465.1886 | 1719 | 2649491.5509 | 527467.8831 | 239265.2925 | 73219.9839 | 411717.9865
8458 | 1372.623 | 1372.623 | 1372.623 | 1336.1943 | 1336.1943 | 1619.25 | 2283956.8763 | 481029.9602 | 218200.5347 | 66773.745 | 508755.9926
8459 | 1730.814 | 1730.814 | 1730.814 | 1684.8791 | 1684.8791 | 1331.8 | 2358125.2206 | 606556.4904 | 275140.7636 | 84198.5984 | 1125836.2414
8460 | 1451.75 | 1451.75 | 1451.75 | 1413.2213 | 1413.2213 | 1268.85 | 1885879.408 | 508759.6847 | 230779.0459 | 70623.022 | 1033276.7874
8461 | 1419.609 | 1419.609 | 1419.609 | 1381.9334 | 1381.9334 | 1342 | 1948856.7219 | 497496.0064 | 225669.7162 | 69059.4645 | 909312.145
8462 | 1566.858 | 1566.858 | 1566.858 | 1525.2744 | 1525.2744 | 1333.7 | 2133822.971 | 549098.7994 | 249077.3165 | 76222.6602 | 1016290.3613
8463 | 1497.729 | 1497.729 | 1497.729 | 1457.9801 | 1457.9801 | 1381.2 | 2110087.473 | 524872.832 | 238088.1485 | 72859.7542 | 902198.079
8464 | 1156.838 | 1156.838 | 1156.838 | 1126.1362 | 1126.1362 | 1549.1 | 1820274.2659 | 405409.014 | 183898.0333 | 56276.4908 | 507774.7901
8465 | 1305.359 | 415.44 | 415.44 | 404.4144 | 404.4144 | 1765.9 | 744618.8149 | 145589.2016 | 66040.8795 | 1651431.3622 | 94673.4225
8466 | 1419.829 | 0 | 0 | 0 | 0 | 1842.45 | 0 | 0 | 0 | 2602546.557 | 0
8467 | 1196 | 1196 | 1196 | 1164.2588 | 1164.2588 | 1922.5 | 2340127.4348 | 419133.1723 | 190123.464 | 107856.5568 | 90230.0579
8468 | 1183.2 | 1183.2 | 1183.2 | 1151.7985 | 1151.7985 | 1820.1 | 2195094.5742 | 414647.4661 | 188088.6978 | 106702.2391 | 207208.5532
8469 | 1408.8 | 1408.8 | 1408.8 | 1371.4112 | 1371.4112 | 1798.2 | 2573762.5137 | 493708.0378 | 223951.4516 | 127047.088 | 276750.7834
8470 | 1412 | 1412 | 1412 | 1374.5263 | 1374.5263 | 1832.65 | 2634331.7148 | 494829.4643 | 224460.1431 | 127335.6674 | 230026.9746
8471 | 1347.2 | 1347.2 | 1347.2 | 1311.446 | 1311.446 | 1722.75 | 2362479.518 | 472120.5767 | 214159.1394 | 121491.9342 | 363598.4164
8472 | 1276 | 0 | 0 | 0 | 0 | 1705.5 | 0 | 0 | 0 | 2338908 | 0
8473 | 1184 | 0 | 0 | 0 | 0 | 1597.75 | 0 | 0 | 0 | 1408960 | 0
8474 | 1453.6 | 0 | 0 | 0 | 0 | 1529.05 | 0 | 0 | 0 | 1729784 | 0
8475 | 1312.8 | 0 | 0 | 0 | 0 | 1352.1 | 0 | 0 | 0 | 1562232 | 0
8476 | 1127.2 | 0 | 0 | 0 | 0 | 1308.1 | 0 | 0 | 0 | 1341368 | 0
8477 | 1457.6 | 0 | 0 | 0 | 0 | 1284.6 | 0 | 0 | 0 | 1734544 | 0
8478 | 1394.4 | 0 | 0 | 0 | 0 | 1529.25 | 0 | 0 | 0 | 1659336 | 0
8479 | 1288.8 | 65.291 | 65.291 | 63.5582 | 63.5582 | 1638.85 | 108663.5591 | 22880.9565 | 10379.0561 | 2245868.1966 | 22954.0484
8480 | 1161.104 | 554.609 | 554.609 | 539.89 | 539.89 | 1686.5 | 951068.3469 | 194360.3926 | 88164.0337 | 1138685.2996 | 169255.5086
8481 | 829.113 | 829.113 | 829.113 | 807.1088 | 807.1088 | 1686.55 | 1423478.2638 | 290559.1655 | 131800.8659 | 40333.7115 | 252988.2512
8482 | 1028.635 | 1028.635 | 1028.635 | 1001.3356 | 1001.3356 | 1680.5 | 1760762.9391 | 360480.8116 | 163518.1015 | 50039.8224 | 319926.7203
8483 | 1605.522 | 1605.522 | 1605.522 | 1562.9123 | 1562.9123 | 1267.1 | 2071055.9015 | 562648.4357 | 255223.5821 | 78103.5409 | 1145458.4403
8484 | 1388.834 | 1388.834 | 1388.834 | 1351.9751 | 1351.9751 | 1051.85 | 1489823.9032 | 486711.037 | 220777.5343 | 67562.3586 | 1281875.1937
8485 | 1422.415 | 1422.415 | 1422.415 | 1384.6649 | 1384.6649 | 1161.6 | 1679348.3562 | 498479.3573 | 226115.7751 | 69195.9675 | 1160903.0365
8486 | 1624.992 | 1624.992 | 1624.992 | 1581.8656 | 1581.8656 | 1278.2 | 2112717.081 | 569471.6154 | 258318.6522 | 79050.6945 | 1141790.5888
8487 | 1558.054 | 1558.054 | 1558.054 | 1516.7041 | 1516.7041 | 1364.75 | 2159841.0974 | 546013.4746 | 247677.7789 | 75794.3736 | 963486.2771
8488 | 1796.174 | 267.097 | 267.097 | 260.0084 | 260.0084 | 1494.35 | 405694.5943 | 93603.0208 | 42459.3703 | 2815791.5609 | 131473.243
8489 | 1733.951 | 203.998 | 203.998 | 198.584 | 198.584 | 1751.65 | 363485.2459 | 71490.2415 | 32428.7679 | 2814327.7031 | 49318.3375
8490 | 1379.821 | 0 | 0 | 0 | 0 | 1812.55 | 0 | 0 | 0 | 2529211.893 | 0
8491 | 1425.6 | 1425.6 | 1425.6 | 1387.7654 | 1387.7654 | 1922.5 | 2801496.8908 | 499595.5271 | 226622.0822 | 128562.1299 | 107551.8149
8492 | 1449.6 | 1449.6 | 1449.6 | 1411.1284 | 1411.1284 | 1778.75 | 2633022.8505 | 508006.2263 | 230437.2687 | 130726.4755 | 312212.1599
8493 | 1551.2 | 1551.2 | 1551.2 | 1510.032 | 1510.032 | 1772.2 | 2803451.7463 | 543611.5192 | 246588.2252 | 139888.872 | 343985.2891
8494 | 1432.8 | 1432.8 | 1432.8 | 1394.7743 | 1394.7743 | 1741.5 | 2536290.3488 | 502118.7369 | 227766.6381 | 129211.4336 | 360549.1486
8495 | 1576.8 | 1576.8 | 1576.8 | 1534.9526 | 1534.9526 | 1705.1 | 2731549.852 | 552582.9315 | 250657.7576 | 142197.5073 | 452657.5181
8496 | 1746.4 | 0 | 0 | 0 | 0 | 1690.05 | 0 | 0 | 0 | 3201151.2 | 0
8497 | 704 | 0 | 0 | 0 | 0 | 1630.5 | 0 | 0 | 0 | 1290432 | 0
8498 | 883.2 | 0 | 0 | 0 | 0 | 1575.75 | 0 | 0 | 0 | 1618905.6 | 0
8499 | 1075.2 | 0 | 0 | 0 | 0 | 1395.9 | 0 | 0 | 0 | 1970841.6 | 0
8500 | 876.8 | 0 | 0 | 0 | 0 | 1293.1 | 0 | 0 | 0 | 1607174.4 | 0
8501 | 927.2 | 0 | 0 | 0 | 0 | 1284.6 | 0 | 0 | 0 | 1699557.6 | 0
8502 | 720.8 | 0 | 0 | 0 | 0 | 1443.5 | 0 | 0 | 0 | 1321226.4 | 0
8503 | 638.4 | 150.101 | 150.101 | 146.1174 | 146.1174 | 1643.95 | 250658.9142 | 52602.2645 | 23860.9716 | 902354.0034 | 52025.1007
8504 | 622.722 | 622.722 | 622.722 | 606.1953 | 606.1953 | 1687.8 | 1067283.3037 | 218230.3071 | 98991.6921 | 30293.4455 | 189254.1719
8505 | 603.316 | 680.144 | 603.316 | 662.0933 | 603.316 | 1541.95 | 969038.4496 | 217193.76 | 98521.5028 | 0 | 276348.8938
8506 | 1098.458 | 1459.42 | 1098.458 | 1420.6878 | 1098.458 | 1326.85 | 1519081.1147 | 395444.88 | 179378.1914 | 0 | 739427.0027
8507 | 979.053 | 1484.698 | 979.053 | 1445.2949 | 979.053 | 1127.25 | 1155785.5117 | 352459.08 | 159879.3549 | 0 | 854468.5058
8508 | 716.923 | 1590.74 | 716.923 | 1548.5226 | 716.923 | 1051.85 | 793756.0417 | 258092.28 | 117073.5259 | 0 | 679750.5425
8509 | 680.172 | 1885.495 | 680.172 | 1835.455 | 680.172 | 1095.55 | 781569.1301 | 244861.92 | 111072.0876 | 0 | 615181.5654
8510 | 780.334 | 2894.455 | 780.334 | 2817.6377 | 780.334 | 1104.35 | 901687.352 | 280920.24 | 127428.5422 | 0 | 698906.1471
8511 | 882.579 | 2174.001 | 882.579 | 2116.3042 | 882.579 | 1294.9 | 1191246.6832 | 317728.44 | 144125.1507 | 0 | 622306.4529
8512 | 842.753 | 2004.753 | 842.753 | 1951.5479 | 842.753 | 1392.4 | 1218303.2572 | 303391.08 | 137621.5649 | 0 | 512056.7228
8513 | 490.41 | 855.752 | 490.41 | 833.0408 | 490.41 | 1751.65 | 896433.5396 | 176547.6 | 80083.953 | 0 | 121793.3235
8514 | 678.563 | 678.563 | 678.563 | 660.5543 | 660.5543 | 1877.4 | 1292085.1183 | 237799.5508 | 107868.5185 | 33009.9326 | 80983.9581
8515 | 853.6 | 853.6 | 853.6 | 830.9459 | 830.9459 | 1922.5 | 1665741.132 | 299140.5317 | 135693.469 | 41524.9262 | 64398.3089
8516 | 705.6 | 705.6 | 705.6 | 686.8738 | 686.8738 | 1830.75 | 1312625.9485 | 247274.5538 | 112166.4851 | 34325.1967 | 116253.384
8517 | 828.8 | 828.8 | 828.8 | 806.8041 | 806.8041 | 1798.5 | 1509301.2471 | 290449.4759 | 131751.1095 | 40318.485 | 162571.0261
8518 | 820 | 820 | 820 | 798.2376 | 798.2376 | 1832.65 | 1518840.9976 | 287365.5529 | 130352.2078 | 39890.393 | 133585.0702
8519 | 755.2 | 755.2 | 755.2 | 735.1574 | 735.1574 | 1772.55 | 1352300.3217 | 264656.6653 | 120051.204 | 36738.079 | 167211.5515
8520 | 697.6 | 697.6 | 697.6 | 679.0861 | 679.0861 | 1705.5 | 1201488.5862 | 244470.9875 | 110894.7563 | 33936.0221 | 199990.8495
8521 | 1381.6 | 0 | 0 | 0 | 0 | 1669.3 | 0 | 0 | 0 | 1644104 | 0
8522 | 1472 | 0 | 0 | 0 | 0 | 1608.85 | 0 | 0 | 0 | 1751680 | 0
8523 | 1526.4 | 0 | 0 | 0 | 0 | 1665.05 | 0 | 0 | 0 | 1816416 | 0
8524 | 1505.6 | 0 | 0 | 0 | 0 | 1667.05 | 0 | 0 | 0 | 1791664 | 0
8525 | 1336.8 | 150.427 | 150.427 | 146.4347 | 146.4347 | 1669.35 | 254918.2216 | 52716.5098 | 23912.7946 | 1416534.6482 | 48418.6499
8526 | 1504 | 1504 | 1504 | 1464.0847 | 1464.0847 | 1676.2 | 2560862.2468 | 527070.4776 | 239085.025 | 47499.2547 | 474070.6129
8527 | 1156.8 | 1156.8 | 1156.8 | 1126.0992 | 1126.0992 | 1686.55 | 1985784.1547 | 405395.6971 | 183891.9926 | 56274.6422 | 352975.7813
8528 | 151.282 | 151.282 | 151.282 | 147.2671 | 147.2671 | 1763.4 | 271571.9258 | 53016.1409 | 24048.7106 | 7359.3883 | 34843.386
8529 | 203.767 | 203.767 | 203.767 | 198.3591 | 198.3591 | 1845.4 | 382809.8901 | 71409.2886 | 32392.0467 | 9912.6167 | 30666.3223
8530 | 271.406 | 271.406 | 271.406 | 264.203 | 264.203 | 1753.75 | 485877.2456 | 95113.0918 | 43144.3552 | 13203.039 | 65059.9968
8531 | 225.678 | 989.728 | 225.678 | 963.4612 | 225.678 | 1345.8 | 318594.9479 | 81244.08 | 36853.2174 | 0 | 147638.5476
8532 | 210.894 | 998.327 | 210.894 | 971.8319 | 210.894 | 1243.25 | 275586.7908 | 75921.84 | 34438.9902 | 0 | 159594.0345
8533 | 235.761 | 440.719 | 235.76 | 429.0226 | 235.761 | 1201.9 | 297667.593 | 84873.96 | 38499.7713 | 0 | 188160.8541
8534 | 236.032 | 793.856 | 236.032 | 772.7875 | 236.032 | 1312.8 | 323893.3694 | 84971.52 | 38544.0256 | 0 | 162201.1904
8535 | 258.885 | 1098.653 | 258.885 | 1069.4953 | 258.885 | 1707.4 | 461888.8912 | 93198.6 | 42275.9205 | 0 | 75749.751
8536 | 263.906 | 537.316 | 263.906 | 523.0559 | 263.906 | 1826.7 | 500119.2511 | 95006.16 | 43095.8498 | 0 | 45734.9098
8537 | 505.286 | 505.286 | 505.286 | 491.876 | 491.876 | 1840.9 | 940075.9616 | 177075.3546 | 80323.3484 | 24580.5575 | 78257.4692
8538 | 457.786 | 457.786 | 457.786 | 445.6366 | 445.6366 | 1886.5 | 874358.285 | 160429.1793 | 72772.4583 | 22269.8335 | 50579.7551
8539 | 296 | 296 | 296 | 288.1443 | 288.1443 | 1889.15 | 567206.2272 | 103731.9557 | 47053.9677 | 26693.596 | 31940.798
8540 | 264.8 | 264.8 | 264.8 | 257.7724 | 257.7724 | 1785.65 | 480664.8292 | 92798.0468 | 42094.2251 | 23879.9467 | 55253.5037
8541 | 239.2 | 239.2 | 239.2 | 232.8518 | 232.8518 | 1770.95 | 428756.9513 | 83826.6345 | 38024.6928 | 21571.3114 | 53334.6962
8542 | 282.4 | 282.4 | 282.4 | 274.9053 | 274.9053 | 1818.05 | 518615.254 | 98965.8929 | 44892.0286 | 25467.1335 | 50019.0117
8543 | 237.6 | 237.6 | 237.6 | 231.2942 | 231.2942 | 1762.9 | 423167.9007 | 83265.9212 | 37770.347 | 21427.0217 | 54839.8609
8544 | 223.2 | 223.2 | 223.2 | 217.2764 | 217.2764 | 1683.5 | 379758.2669 | 78219.5017 | 35481.2351 | 10857.9704 | 68767.9786
8545 | 259.2 | 259.2 | 259.2 | 252.321 | 252.321 | 1421.9 | 373866.6837 | 90835.5504 | 41204.0149 | 8186.0418 | 145866.7547
8546 | 218.4 | 218.4 | 218.4 | 212.6038 | 212.6038 | 1585.75 | 350449.7997 | 76537.3619 | 34718.1978 | 6897.4982 | 88071.1171
8547 | 200 | 200 | 200 | 194.6921 | 194.6921 | 1582.05 | 321399.3658 | 70089.1593 | 31793.2214 | 6316.3903 | 81371.567
8548 | 210.4 | 210.4 | 210.4 | 204.8161 | 204.8161 | 1566.5 | 335619.6635 | 73733.7955 | 33446.4689 | 6644.8425 | 88787.7788
8549 | 123.2 | 123.2 | 123.2 | 119.9303 | 119.9303 | 1519.9 | 190530.7712 | 43174.9221 | 19584.6244 | 3890.8964 | 57578.5558
8550 | 180 | 180 | 180 | 175.2229 | 175.2229 | 1582.05 | 290508.883 | 63080.2433 | 28613.8993 | 5684.7512 | 73234.4103
8551 | 153.6 | 153.6 | 153.6 | 149.5235 | 149.5235 | 1598 | 250446.246 | 53828.4743 | 24417.194 | 7472.1517 | 60108.463
8552 | 243.992 | 243.992 | 243.992 | 237.5166 | 237.5166 | 1592.7 | 396009.8436 | 85505.9707 | 38786.4584 | 11869.4351 | 96740.5052
8553 | 437.884 | 437.884 | 437.884 | 426.2628 | 426.2628 | 1409.85 | 629037.8691 | 153454.607 | 69608.7148 | 21301.6644 | 251558.9899
8554 | 969.506 | 969.506 | 969.506 | 943.7758 | 943.7758 | 1304.25 | 1286153.1514 | 339759.3021 | 154118.5946 | 47163.3846 | 656632.0402
8555 | 1470.638 | 1470.638 | 1470.638 | 1431.6081 | 1431.6081 | 1306.4 | 1952529.9243 | 515378.9049 | 233781.5977 | 71541.8631 | 992963.3568
8556 | 1520.337 | 2184.347 | 1520.337 | 2126.3756 | 1520.337 | 1300.7 | 2066124.9501 | 547321.32 | 248271.0321 | 0 | 1063171.6641
8557 | 1436.091 | 2774.484 | 1436.091 | 2700.8507 | 1436.091 | 1188.6 | 1785141.7975 | 516992.76 | 234513.6603 | 0 | 1165244.2374
8558 | 1653.246 | 2170.395 | 1653.246 | 2112.7939 | 1653.246 | 1187.15 | 2046739.6854 | 595168.56 | 269975.0718 | 0 | 1343841.0111
8559 | 1597.991 | 1846.803 | 1597.991 | 1797.7899 | 1597.991 | 1259.6 | 2097440.9242 | 575276.76 | 260951.9303 | 0 | 1183152.5364
8560 | 1630.98 | 293.282 | 293.282 | 285.4985 | 285.4985 | 1313.5 | 390901.3712 | 102779.444 | 46621.8978 | 2466267.6709 | 195994.6898
8561 | 1716.665 | 568.437 | 568.437 | 553.351 | 553.351 | 1560 | 897445.8908 | 199206.3571 | 90362.217 | 2132354.5768 | 243474.4364
8562 | 1572.735 | 0 | 0 | 0 | 0 | 1707.15 | 0 | 0 | 0 | 2882823.255 | 0
8563 | 1589.6 | 1589.6 | 1589.6 | 1547.4129 | 1547.4129 | 1818.45 | 2934389.8544 | 557068.6377 | 252692.5237 | 143351.825 | 280932.8088
8564 | 1557.6 | 1557.6 | 1557.6 | 1516.2621 | 1516.2621 | 1716.35 | 2719445.1524 | 545854.3722 | 247605.6083 | 140466.0308 | 430087.7575
8565 | 1602.4 | 1602.4 | 1602.4 | 1559.8732 | 1559.8732 | 1711.6 | 2790227.9293 | 561554.3439 | 254727.2899 | 144506.1427 | 449867.4244
8566 | 1444 | 1444 | 1444 | 1405.677 | 1405.677 | 1655.15 | 2431755.4047 | 506043.7298 | 229547.0585 | 130221.4615 | 484747.7228
8567 | 1375.2 | 1375.2 | 1375.2 | 1338.7029 | 1338.7029 | 1485.4 | 2078548.9623 | 481933.059 | 218610.1904 | 124017.0041 | 688896.5338
8568 | 1093.6 | 0 | 0 | 0 | 0 | 1275.55 | 0 | 0 | 0 | 2004568.8 | 0
8569 | 1228 | 0 | 0 | 0 | 0 | 1463.7 | 0 | 0 | 0 | 1461320 | 0
8570 | 1288 | 0 | 0 | 0 | 0 | 1254.75 | 0 | 0 | 0 | 1532720 | 0
8571 | 1141.6 | 0 | 0 | 0 | 0 | 1242.6 | 0 | 0 | 0 | 1358504 | 0
8572 | 1294.4 | 0 | 0 | 0 | 0 | 1241.15 | 0 | 0 | 0 | 1540336 | 0
8573 | 1065.6 | 0 | 0 | 0 | 0 | 1259.55 | 0 | 0 | 0 | 1268064 | 0
8574 | 829.6 | 0 | 0 | 0 | 0 | 1432.15 | 0 | 0 | 0 | 987224 | 0
8575 | 1029.6 | 749.337 | 749.337 | 729.45 | 729.45 | 1658.5 | 1263918.5005 | 262602.0016 | 119119.1857 | 550174.9417 | 249107.1765
8576 | 822.307 | 822.307 | 822.307 | 800.4834 | 800.4834 | 1785.4 | 1493038.3497 | 288174.0314 | 130718.9426 | 40002.6212 | 171783.742
8577 | 592.193 | 616.38 | 592.193 | 600.0216 | 592.193 | 1831.75 | 1134483.3576 | 213189.48 | 96705.1169 | 0 | 99636.4723
8578 | 240.544 | 1364.14 | 240.543 | 1327.9365 | 240.544 | 1717.15 | 433273.5218 | 86595.84 | 39280.8352 | 0 | 68037.8704
8579 | 160.732 | 930.996 | 160.732 | 906.2879 | 160.732 | 1229.9 | 207533.3461 | 57863.52 | 26247.5356 | 0 | 123779.7132
8580 | 234.455 | 797.766 | 234.455 | 776.5937 | 234.455 | 1197.75 | 295079.4421 | 84403.8 | 38286.5015 | 0 | 188091.5237
8581 | 799.112 | 2026.057 | 799.112 | 1972.2866 | 799.112 | 1196.25 | 1001690.525 | 287680.32 | 130494.9896 | 0 | 642286.27
8582 | 1280.093 | 2722.829 | 1280.093 | 2650.5666 | 1280.093 | 1345.15 | 1793425.2645 | 460833.48 | 209039.1869 | 0 | 838268.901
8583 | 1234.242 | 1869.336 | 1234.242 | 1819.7248 | 1234.242 | 1738.5 | 2234385.5877 | 444327.12 | 201551.7186 | 0 | 322754.283
8584 | 1396.75 | 891.06 | 891.06 | 867.4118 | 867.4118 | 1849.05 | 1671752.8397 | 312268.2312 | 141648.3393 | 970277.0061 | 130935.8042
8585 | 1167.432 | 439.681 | 439.681 | 428.0121 | 428.0121 | 1902.95 | 849156.1778 | 154084.3581 | 69894.3769 | 1355356.6658 | 41538.5749
8586 | 1508.661 | 4.795 | 4.795 | 4.6677 | 4.6677 | 1916.55 | 9345.1188 | 1680.3876 | 762.2425 | 2756819.6395 | 389.5232
8587 | 1127.2 | 1127.2 | 1127.2 | 1097.2847 | 1097.2847 | 1928.2 | 2218234.0134 | 395022.5015 | 179186.5958 | 101652.0993 | 78785.0434
8588 | 1019.2 | 1019.2 | 1019.2 | 992.151 | 992.151 | 1869.9 | 1950775.3522 | 357174.3555 | 162018.2563 | 91912.5441 | 129078.8435
8589 | 1018.4 | 1018.4 | 1018.4 | 991.3722 | 991.3722 | 1811.35 | 1881374.9877 | 356893.9989 | 161891.0834 | 91840.3992 | 187022.3691
8590 | 1072 | 1072 | 1072 | 1043.5497 | 1043.5497 | 1832.65 | 1999142.65 | 375677.8936 | 170411.6667 | 96674.1044 | 174638.043
8591 | 1246.4 | 1246.4 | 1246.4 | 1213.3212 | 1213.3212 | 1772.55 | 2247297.8945 | 436795.6405 | 198135.3558 | 112401.6826 | 275969.9123
8592 | 1248 | 0 | 0 | 0 | 0 | 1705.5 | 0 | 0 | 0 | 2287584 | 0
8593 | 1350.4 | 0 | 0 | 0 | 0 | 1680 | 0 | 0 | 0 | 1606976 | 0
8594 | 1180.8 | 0 | 0 | 0 | 0 | 1669.05 | 0 | 0 | 0 | 1405152 | 0
8595 | 1263.2 | 0 | 0 | 0 | 0 | 1667.7 | 0 | 0 | 0 | 1503208 | 0
8596 | 924 | 0 | 0 | 0 | 0 | 1666.75 | 0 | 0 | 0 | 1099560 | 0
8597 | 1158.4 | 0 | 0 | 0 | 0 | 1666.95 | 0 | 0 | 0 | 1378496 | 0
8598 | 944.8 | 0 | 0 | 0 | 0 | 1675 | 0 | 0 | 0 | 1124312 | 0
8599 | 1162.4 | 858.43 | 858.43 | 835.6477 | 835.6477 | 1716.95 | 1489188.8101 | 300833.1849 | 136461.2753 | 598936.9003 | 236530.0916
8600 | 1102.325 | 1102.325 | 1102.325 | 1073.0699 | 1073.0699 | 1775.95 | 1976130.1205 | 386305.1624 | 175232.3139 | 53624.6067 | 240421.3101
8601 | 1299.188 | 1299.188 | 1299.188 | 1264.7083 | 1264.7083 | 1856.05 | 2439114.9961 | 455294.9731 | 206526.8587 | 63201.3657 | 182054.7538
8602 | 1255.151 | 1255.151 | 1255.151 | 1221.84 | 1221.84 | 1825.4 | 2320977.3715 | 439862.3916 | 199526.4682 | 61059.1057 | 213333.2599
8603 | 1741.645 | 1741.645 | 1741.645 | 1695.4227 | 1695.4227 | 1645.9 | 2918602.8074 | 610352.1688 | 276862.5255 | 84725.4921 | 600349.1749
8604 | 1714.976 | 1714.976 | 1714.976 | 1669.4615 | 1669.4615 | 1348 | 2354483.7797 | 601006.1299 | 272623.0584 | 83428.13 | 1088488.8797
8605 | 1914.011 | 2080.256 | 1914.011 | 2025.0471 | 1914.011 | 1298.7 | 2589375.0556 | 689043.96 | 312557.9963 | 0 | 1342295.9143
8606 | 1870.71 | 1870.71 | 1870.71 | 1821.0624 | 1821.0624 | 1493.7 | 2828508.6954 | 655582.4555 | 297379.4861 | 91004.094 | 922003.8812
8607 | 1783.81 | 1783.81 | 1783.81 | 1736.4687 | 1736.4687 | 1827.15 | 3302892.0234 | 625128.7158 | 283565.3314 | 86776.6853 | 300148.607
8608 | 2019.637 | 1440.542 | 1440.542 | 1402.3108 | 1402.3108 | 1849.05 | 2685585.9449 | 504831.8882 | 228997.3537 | 1131558.9234 | 211678.8154
8609 | 1410.31 | 264.268 | 264.268 | 257.2545 | 257.2545 | 1902.95 | 510359.3785 | 92611.6097 | 42009.6552 | 2113550.784 | 24966.5464
8610 | 1651.085 | 0 | 0 | 0 | 0 | 1922.25 | 0 | 0 | 0 | 3026438.805 | 0
8611 | 1632 | 1632 | 1632 | 1588.6876 | 1588.6876 | 1933.9 | 3201615.5956 | 571927.5395 | 259432.6867 | 147175.5023 | 105012.251
8612 | 1364.8 | 1364.8 | 1364.8 | 1328.579 | 1328.579 | 1875.6 | 2604222.7367 | 478288.4227 | 216956.9429 | 123079.121 | 165275.2216
8613 | 1691.2 | 1691.2 | 1691.2 | 1646.3165 | 1646.3165 | 1811.35 | 3103771.3905 | 592673.9306 | 268843.4802 | 152514.2214 | 310577.6028
8614 | 1349.6 | 1349.6 | 1349.6 | 1313.7824 | 1313.7824 | 1832.65 | 2500350.82 | 472961.6466 | 214540.658 | 121708.3688 | 219861.4766
8615 | 1433.6 | 1433.6 | 1433.6 | 1395.553 | 1395.553 | 1811.7 | 2634996.2813 | 502399.0935 | 227893.811 | 129283.5784 | 262782.637
8616 | 1556 | 0 | 0 | 0 | 0 | 1757.5 | 0 | 0 | 0 | 2852148 | 0
8617 | 1457.6 | 0 | 0 | 0 | 0 | 1677.8 | 0 | 0 | 0 | 1734544 | 0
8618 | 1494.4 | 0 | 0 | 0 | 0 | 1669.05 | 0 | 0 | 0 | 1778336 | 0
8619 | 1759.2 | 0 | 0 | 0 | 0 | 1633.65 | 0 | 0 | 0 | 2093448 | 0
8620 | 1729.6 | 0 | 0 | 0 | 0 | 1632.7 | 0 | 0 | 0 | 2058224 | 0
8621 | 1414.4 | 0 | 0 | 0 | 0 | 1668.25 | 0 | 0 | 0 | 1683136 | 0
8622 | 1408.8 | 0 | 0 | 0 | 0 | 1688.15 | 0 | 0 | 0 | 1676472 | 0
8623 | 1471.2 | 153.504 | 153.504 | 149.4301 | 149.4301 | 1756.1 | 273650.2016 | 53794.8315 | 24401.9333 | 2422804.2496 | 36445.9983
8624 | 1645.752 | 1053.191 | 1053.191 | 1025.2399 | 1025.2399 | 1824.55 | 1948510.4522 | 369086.3586 | 167421.6732 | 1137398.7068 | 179878.3378
8625 | 1196.191 | 1196.191 | 1196.191 | 1164.4447 | 1164.4447 | 1856.05 | 2252360.6029 | 419200.1075 | 190153.8265 | 58190.8891 | 167621.8208
8626 | 1139.333 | 1139.333 | 1139.333 | 1109.0957 | 1109.0957 | 1864.55 | 2160441.5902 | 399274.4604 | 181115.3316 | 55424.9282 | 150227.0157
8627 | 1201.095 | 1201.095 | 1201.095 | 1169.2186 | 1169.2186 | 1569.95 | 1922521.4118 | 420918.6937 | 190933.3963 | 58429.4531 | 502822.4561
8628 | 1464.687 | 1464.687 | 1464.687 | 1425.815 | 1425.815 | 1322.45 | 1979071.5715 | 513293.402 | 232835.5904 | 71252.3659 | 966060.957
8629 | 1491.287 | 1491.287 | 1491.287 | 1451.7091 | 1451.7091 | 1029.5 | 1563957.4155 | 522615.2602 | 237064.0888 | 72546.3713 | 1408883.6389
8630 | 1221.935 | 1221.935 | 1221.935 | 1189.5055 | 1189.5055 | 1471.55 | 1822184.7444 | 428221.984 | 194246.25 | 59443.2529 | 628594.1874
8631 | 1440.758 | 1374.868 | 1374.868 | 1338.3798 | 1338.3798 | 1837.8 | 2564462.5527 | 481816.711 | 218557.4136 | 187659.3271 | 217085.1959
8632 | 1143.128 | 1143.128 | 1143.128 | 1112.79 | 1112.79 | 1888.2 | 2188090.5975 | 400604.4022 | 181718.608 | 55609.5429 | 124409.9227
8633 | 1279.819 | 655.327 | 655.327 | 637.935 | 637.935 | 1908.65 | 1268434.1701 | 229656.5923 | 104174.782 | 1176573.4111 | 58275.3603
8634 | 1197.79 | 313.466 | 313.466 | 305.1468 | 305.1468 | 1922.25 | 612101.3117 | 109852.842 | 49830.4697 | 1636215.0163 | 23725.1624
8635 | 973.6 | 973.6 | 973.6 | 947.7612 | 947.7612 | 1922.5 | 1909946.3117 | 341194.0272 | 154769.4018 | 87800.2874 | 73451.492
8636 | 1392 | 1392 | 1392 | 1355.0571 | 1355.0571 | 1869.9 | 2660590.5028 | 487820.5484 | 221280.821 | 125532.046 | 176292.926
8637 | 827.2 | 827.2 | 827.2 | 805.2466 | 805.2466 | 1850.5 | 1560285.3961 | 289888.7627 | 131496.7637 | 74597.7791 | 120384.3612
8638 | 1307.2 | 1307.2 | 1307.2 | 1272.5076 | 1272.5076 | 1844.05 | 2451036.9702 | 458102.7449 | 207800.4951 | 117884.6915 | 198447.5641
8639 | 978.4 | 978.4 | 978.4 | 952.4338 | 952.4338 | 1823.1 | 1815672.3445 | 342876.1671 | 155532.4391 | 88233.1565 | 168485.5388
8640 | 1164.8 | 1164.8 | 1164.8 | 1133.8868 | 1133.8868 | 1796.65 | 2129488.1998 | 408199.2635 | 185163.7215 | 56663.8168 | 230575.8895
8641 | 1192 | 0 | 0 | 0 | 0 | 1677.8 | 0 | 0 | 0 | 1418480 | 0
8642 | 1257.6 | 0 | 0 | 0 | 0 | 1670.35 | 0 | 0 | 0 | 1496544 | 0
8643 | 1376.8 | 0 | 0 | 0 | 0 | 1667.4 | 0 | 0 | 0 | 1638392 | 0
8644 | 1199.2 | 0 | 0 | 0 | 0 | 1665.45 | 0 | 0 | 0 | 1427048 | 0
8645 | 1092.8 | 0 | 0 | 0 | 0 | 1668.25 | 0 | 0 | 0 | 1300432 | 0
8646 | 1172.8 | 0 | 0 | 0 | 0 | 1701 | 0 | 0 | 0 | 1395632 | 0
8647 | 1270.4 | 1270.4 | 1270.4 | 1236.6843 | 1236.6843 | 1795.25 | 2310029.66 | 445206.3396 | 201950.5424 | 61800.9211 | 253211.1056
8648 | 1082.229 | 1082.229 | 1082.229 | 1053.5072 | 1053.5072 | 1824.55 | 2000664.0835 | 379262.6036 | 172037.731 | 52647.0001 | 184837.8439
8649 | 1267.43 | 1267.43 | 1267.43 | 1233.7931 | 1233.7931 | 1856.05 | 2384195.7518 | 444165.5155 | 201478.413 | 61656.44 | 177604.5166
8650 | 1460.39 | 1460.39 | 1460.39 | 1421.632 | 1421.632 | 1864.55 | 2774920.1869 | 511787.5364 | 232152.513 | 71043.3305 | 192560.0606
8651 | 1254.555 | 1254.555 | 1254.555 | 1221.2598 | 1221.2598 | 1760.4 | 2255784.3743 | 439653.5259 | 199431.7244 | 61030.1122 | 292613.8467
8652 | 1447.708 | 1797.043 | 1447.708 | 1749.3505 | 1447.708 | 1504.05 | 2288282.15 | 521174.88 | 236410.7164 | 0 | 717990.7826
8653 | 1292.068 | 1292.068 | 1292.068 | 1257.7772 | 1257.7772 | 1203.3 | 1593505.4346 | 452799.7991 | 205395.02 | 62855.0004 | 1002071.1109
8654 | 1332.407 | 1376.627 | 1332.407 | 1340.0921 | 1332.407 | 1543.7 | 2157907.7777 | 479666.52 | 217582.0631 | 0 | 607977.3141
8655 | 1699.676 | 2085.354 | 1699.676 | 2030.0098 | 1699.676 | 1876.95 | 3317870.4775 | 611883.36 | 277557.0908 | 0 | 209145.1318
8656 | 1738.895 | 1645.526 | 1645.526 | 1601.8546 | 1601.8546 | 1893.9 | 3175570.1685 | 576667.6693 | 261582.8622 | 251194.9853 | 169956.777
8657 | 1656.8 | 649.556 | 649.556 | 632.3171 | 632.3171 | 1902.95 | 1260094.2545 | 227634.1696 | 103257.3886 | 1877877.0863 | 61366.3782
8658 | 1844.457 | 10.222 | 10.222 | 9.9507 | 9.9507 | 1916.55 | 20014.7374 | 3582.2569 | 1624.9515 | 3362650.0228 | 830.3871
8659 | 1589.6 | 1589.6 | 1589.6 | 1547.4129 | 1547.4129 | 1922.5 | 3128856.8228 | 557068.6377 | 252692.5237 | 143351.825 | 119924.4984
8660 | 1539.2 | 1539.2 | 1539.2 | 1498.3505 | 1498.3505 | 1869.9 | 2951926.4387 | 539406.1696 | 244680.6319 | 138806.6992 | 194935.3963
8661 | 1721.6 | 1721.6 | 1721.6 | 1675.9097 | 1675.9097 | 1811.35 | 3190125.2149 | 603327.4828 | 273676.0499 | 155255.7259 | 316160.3601
8662 | 1580 | 1580 | 1580 | 1538.0677 | 1538.0677 | 1832.65 | 2955880.195 | 553704.3581 | 251166.4491 | 142486.0867 | 257395.6231
8663 | 1633.6 | 1633.6 | 1633.6 | 1590.2451 | 1590.2451 | 1811.7 | 3027272.936 | 572488.2528 | 259687.0324 | 147319.792 | 299443.1611
8664 | 1402.4 | 0 | 0 | 0 | 0 | 1796.65 | 0 | 0 | 0 | 2570599.2 | 0
8665 | 1166.4 | 0 | 0 | 0 | 0 | 1527.55 | 0 | 0 | 0 | 2138011.2 | 0
8666 | 950.4 | 0 | 0 | 0 | 0 | 1451.3 | 0 | 0 | 0 | 1742083.2 | 0
8667 | 1228.8 | 0 | 0 | 0 | 0 | 1239.5 | 0 | 0 | 0 | 2252390.4 | 0
8668 | 1433.6 | 0 | 0 | 0 | 0 | 1238.55 | 0 | 0 | 0 | 2627788.8 | 0
8669 | 1112.8 | 0 | 0 | 0 | 0 | 1276.55 | 0 | 0 | 0 | 2039762.4 | 0
8670 | 1390.4 | 0 | 0 | 0 | 0 | 1385.45 | 0 | 0 | 0 | 2548603.2 | 0
8671 | 1300 | 126.282 | 126.282 | 122.9305 | 122.9305 | 1602.25 | 207077.6477 | 44254.996 | 20074.5579 | 2157568.3118 | 48895.6241
8672 | 1239.89 | 1023.388 | 1023.388 | 996.2278 | 996.2278 | 1715.45 | 1794813.3643 | 358642.0225 | 162684.0063 | 446632.7386 | 283476.632
8673 | 1372.872 | 1372.872 | 1372.872 | 1336.4367 | 1336.4367 | 1816.9 | 2556678.5371 | 481117.2212 | 218240.1173 | 66785.8581 | 244701.5644
8674 | 1438.053 | 1438.053 | 1438.053 | 1399.8879 | 1399.8879 | 1825.4 | 2689911.3483 | 503959.6286 | 228601.6871 | 69956.7065 | 244420.4199
8675 | 1474.877 | 1474.877 | 1474.877 | 1435.7346 | 1435.7346 | 1475.65 | 2231176.4837 | 516864.4446 | 234455.455 | 71748.077 | 752827.421
8676 | 1655.249 | 1655.249 | 1655.249 | 1611.3196 | 1611.3196 | 1466.3 | 2483729.3134 | 580075.0538 | 263128.4897 | 80522.6014 | 859961.2673
8677 | 1465.832 | 1892.007 | 1465.832 | 1841.7942 | 1465.832 | 1308.7 | 2016461.1404 | 527699.52 | 239370.3656 | 0 | 1013329.6616
8678 | 1372.877 | 1645.792 | 1372.876 | 1602.1136 | 1372.877 | 1591 | 2303860.6015 | 494235.72 | 224190.8141 | 0 | 561506.693
8679 | 1501.38 | 2485.777 | 1501.38 | 2419.8058 | 1501.38 | 1876.95 | 2972445.7375 | 540496.8 | 245175.354 | 0 | 184744.809
8680 | 1727.807 | 1400.867 | 1400.867 | 1363.6888 | 1363.6888 | 1899.6 | 2730671.3161 | 490927.9513 | 222690.3734 | 667428.7458 | 136914.3509
8681 | 1880.42 | 804.267 | 804.267 | 782.9222 | 782.9222 | 1908.65 | 1574966.7763 | 281851.9892 | 127851.194 | 2011713.4816 | 71519.9423
8682 | 1581.08 | 12.955 | 12.955 | 12.6112 | 12.6112 | 1922.25 | 25604.2831 | 4540.0253 | 2059.4059 | 2875003.3446 | 980.5194
8683 | 1718.4 | 291.46 | 291.46 | 283.7248 | 283.7248 | 1933.9 | 579203.3315 | 102140.9318 | 46332.2616 | 2629759.6224 | 18754.21
8684 | 1398.4 | 1398.4 | 1398.4 | 1361.2872 | 1361.2872 | 1830.75 | 2633256.9396 | 490063.4015 | 222298.2041 | 68027.7141 | 230397.8631
8685 | 1615.2 | 1615.2 | 1615.2 | 1572.3335 | 1572.3335 | 1745.2 | 2887408.116 | 566040.0501 | 256762.0561 | 78574.3448 | 400630.5688
8686 | 1388 | 1388 | 1388 | 1351.1632 | 1351.1632 | 1832.65 | 2606635.199 | 486418.7652 | 220644.9565 | 67521.7872 | 226117.1677
8687 | 1260 | 1260 | 1260 | 1226.5603 | 1226.5603 | 1811.7 | 2347173.0211 | 441561.7033 | 200297.2949 | 61294.9941 | 230961.302
8688 | 1138.4 | 1138.4 | 1138.4 | 1108.1875 | 1108.1875 | 1739.55 | 2037279.1578 | 398947.4945 | 180967.0162 | 55379.5407 | 288627.4304
8689 | 1516 | 0 | 0 | 0 | 0 | 1361.3 | 0 | 0 | 0 | 1804040 | 0
8690 | 1427.2 | 0 | 0 | 0 | 0 | 1439.25 | 0 | 0 | 0 | 1698368 | 0
8691 | 1350.4 | 0 | 0 | 0 | 0 | 1279.7 | 0 | 0 | 0 | 1606976 | 0
8692 | 1424.8 | 0 | 0 | 0 | 0 | 1267.45 | 0 | 0 | 0 | 1695512 | 0
8693 | 1365.6 | 0 | 0 | 0 | 0 | 1206.35 | 0 | 0 | 0 | 1625064 | 0
8694 | 1286.4 | 0 | 0 | 0 | 0 | 1274.3 | 0 | 0 | 0 | 1530816 | 0
8695 | 1076.8 | 1076.8 | 1076.8 | 1048.2223 | 1048.2223 | 1294.8 | 1434396.1595 | 377360.0334 | 171174.704 | 52382.8966 | 739206.3766
8696 | 900.697 | 900.697 | 900.697 | 876.793 | 876.793 | 1319.65 | 1221493.7209 | 315645.4774 | 143180.2957 | 43816.0455 | 596526.1125
8697 | 1097.2 | 1097.2 | 1097.2 | 1068.0809 | 1068.0809 | 1397.75 | 1578879.5633 | 384509.1277 | 174417.6126 | 53375.2917 | 643251.7281
8698 | 1366.655 | 1366.655 | 1366.655 | 1330.3847 | 1330.3847 | 1320.9 | 1859456.2245 | 478938.4997 | 217251.825 | 66483.4208 | 903464.2643
8699 | 1227.291 | 1444.837 | 1227.29 | 1406.4918 | 1227.291 | 705.55 | 916822.5502 | 441824.76 | 200416.6203 | 0 | 1588666.835
8700 | 1383.572 | 2001.092 | 1383.572 | 1947.9841 | 1383.572 | 697.35 | 1017707.0708 | 498085.92 | 225937.3076 | 0 | 1802310.0658
8701 | 1468.257 | 1468.257 | 1468.257 | 1429.2903 | 1429.2903 | 325.8 | 489235.0416 | 514544.4935 | 233403.0994 | 71426.0351 | 2392917.7527
8702 | 1027.48 | 1335.221 | 1027.48 | 1299.785 | 1027.48 | 694.95 | 753253.2845 | 369892.8 | 167787.484 | 0 | 1340912.774
8703 | 1438.064 | 1438.064 | 1438.064 | 1399.8986 | 1399.8986 | 1237.5 | 1829300.8445 | 503963.4835 | 228603.4357 | 69957.2416 | 1067422.6561
8704 | 621.669 | 786.848 | 621.669 | 765.9655 | 621.669 | 1287.55 | 844508.8231 | 223800.84 | 101518.5477 | 0 | 442908.0791
8705 | 592.386 | 592.386 | 592.386 | 576.6644 | 576.6644 | 1496.15 | 908528.5416 | 207599.1835 | 94169.2963 | 28817.6955 | 290552.3572
8706 | 255.342 | 255.342 | 255.342 | 248.5654 | 248.5654 | 1646.4 | 431763.4546 | 89483.5305 | 40590.7237 | 12421.5765 | 87892.7122
8707 | 254.4 | 254.4 | 254.4 | 247.6484 | 247.6484 | 1700.95 | 444179.7423 | 89153.4106 | 40440.9776 | 22942.0636 | 74059.2429
8708 | 272 | 272 | 272 | 264.7813 | 264.7813 | 1282.15 | 358501.5126 | 95321.2566 | 43238.7811 | 24529.2504 | 190073.2334
8709 | 180 | 180 | 180 | 175.2229 | 175.2229 | 1244.45 | 229501.9586 | 63080.2433 | 28613.8993 | 16232.5922 | 132389.6607
8710 | 245.6 | 245.6 | 245.6 | 239.0819 | 239.0819 | 1413.25 | 354744.5098 | 86069.4876 | 39042.0759 | 22148.4702 | 140281.3106
8711 | 105.6 | 105.6 | 105.6 | 102.7974 | 102.7974 | 1179.55 | 127944.7372 | 37007.0761 | 16786.8209 | 9523.1207 | 84340.1544
8712 | 99.2 | 99.2 | 99.2 | 96.5673 | 96.5673 | 1166.3 | 118875.9252 | 34764.223 | 15769.4378 | 4825.7646 | 80508.1464
8713 | 91.2 | 91.2 | 91.2 | 88.7796 | 88.7796 | 1232.8 | 115468.516 | 31960.6566 | 14497.709 | 2880.274 | 68111.7104
8714 | 98.4 | 98.4 | 98.4 | 95.7885 | 95.7885 | 1181 | 119183.2878 | 34483.8664 | 15642.2649 | 3107.664 | 78450.796
8715 | 89.6 | 89.6 | 89.6 | 87.2221 | 87.2221 | 1163.1 | 106750.5294 | 31399.9433 | 14243.3632 | 2829.7428 | 72996.1461
8716 | 95.2 | 95.2 | 95.2 | 92.6734 | 92.6734 | 1116.5 | 108957.3704 | 33362.4398 | 15133.5734 | 3006.6018 | 81876.9877
8717 | 91.2 | 91.2 | 91.2 | 88.7796 | 88.7796 | 1003.6 | 93755.0325 | 31960.6566 | 14497.709 | 2880.274 | 88459.9952
8718 | 96.8 | 96.8 | 96.8 | 94.231 | 94.231 | 1004.5 | 99661.2978 | 33923.1531 | 15387.9192 | 3057.1329 | 93806.9414
8719 | 77.6 | 77.6 | 77.6 | 75.5405 | 75.5405 | 1005.9 | 79778.9018 | 27194.5938 | 12335.7699 | 3774.9933 | 75094.8491
8720 | 94.05 | 94.05 | 94.05 | 91.554 | 91.554 | 1222.55 | 117092.4829 | 32959.4271 | 14950.7624 | 4575.2335 | 71178.6295
8721 | 825.915 | 825.915 | 825.915 | 803.9957 | 803.9957 | 1259.55 | 1066252.1057 | 289438.4398 | 131292.4923 | 40178.1389 | 595318.591
8722 | 1285.579 | 1285.579 | 1285.579 | 1251.4604 | 1251.4604 | 1225.35 | 1618445.4497 | 450525.7563 | 204363.4889 | 62539.3311 | 969443.8253
8723 | 1403.535 | 1403.535 | 1403.535 | 1366.2859 | 1366.2859 | 1213.3 | 1747596.6604 | 491862.9406 | 223114.495 | 68277.5155 | 1074857.1539
8724 | 1280.109 | 1280.109 | 1280.109 | 1246.1356 | 1246.1356 | 1222.3 | 1611427.6511 | 448608.8178 | 203493.9443 | 62273.233 | 969119.66
8725 | 1122.521 | 1637.723 | 1122.521 | 1594.2587 | 1122.521 | 1191.1 | 1413141.7327 | 404107.56 | 183307.6793 | 0 | 908007.2369
8726 | 1380.964 | 1291.94 | 1291.94 | 1257.6526 | 1257.6526 | 1187.15 | 1571394.4072 | 452754.942 | 205374.6723 | 226029.7656 | 1022282.9295
8727 | 1395.618 | 1257.145 | 1257.145 | 1223.7811 | 1223.7811 | 1194.3 | 1540743.1312 | 440561.1805 | 199843.4466 | 314977.1164 | 986000.3977
8728 | 1382.822 | 518.958 | 518.958 | 505.1851 | 505.1851 | 1160.6 | 617223.8079 | 181866.6495 | 82496.733 | 1608708.3688 | 424052.4045
8729 | 1035.196 | 236.945 | 236.945 | 230.6566 | 230.6566 | 1294.6 | 313104.8329 | 83036.3792 | 37666.2242 | 1474720.7039 | 162705.1719
8730 | 1041.064 | 0 | 0 | 0 | 0 | 1651.2 | 0 | 0 | 0 | 1908270.312 | 0
8731 | 1022.4 | 1022.4 | 1022.4 | 995.2661 | 995.2661 | 1747.2 | 1820681.841 | 358295.7821 | 162526.9478 | 92201.1235 | 251603.2603
8732 | 1182.4 | 1182.4 | 1182.4 | 1151.0197 | 1151.0197 | 1632.15 | 1972928.2979 | 414367.1095 | 187961.5249 | 106630.0943 | 423402.6145
8733 | 1686.4 | 1686.4 | 1686.4 | 1641.6439 | 1641.6439 | 1609.35 | 2774712.8958 | 590991.7908 | 268080.4429 | 152081.3523 | 641308.1752
8734 | 897.6 | 897.6 | 897.6 | 873.7782 | 873.7782 | 1598.8 | 1468124.6903 | 314560.1467 | 142687.9777 | 80946.5262 | 350559.808
8735 | 1217.6 | 1217.6 | 1217.6 | 1185.2856 | 1185.2856 | 1578.8 | 1964107.7023 | 426702.8015 | 193557.1319 | 109804.4679 | 499242.2778
8736 | 1290.4 | 0 | 0 | 0 | 0 | 1370.85 | 0 | 0 | 0 | 2365303.2 | 0
8737 | 1120 | 0 | 0 | 0 | 0 | 1422.9 | 0 | 0 | 0 | 1332800 | 0
8738 | 1036.8 | 0 | 0 | 0 | 0 | 1205.75 | 0 | 0 | 0 | 1233792 | 0
8739 | 1090.4 | 0 | 0 | 0 | 0 | 1203.1 | 0 | 0 | 0 | 1297576 | 0
8740 | 1088 | 0 | 0 | 0 | 0 | 1221.65 | 0 | 0 | 0 | 1294720 | 0
8741 | 1287.2 | 0 | 0 | 0 | 0 | 1264.6 | 0 | 0 | 0 | 1531768 | 0
8742 | 1304.8 | 0 | 0 | 0 | 0 | 1534 | 0 | 0 | 0 | 1552712 | 0
8743 | 1274.4 | 75.203 | 75.203 | 73.2072 | 73.2072 | 1607.05 | 123272.2403 | 26354.5752 | 11954.7281 | 2201786.4879 | 28766.7509
8744 | 1022.55 | 745.152 | 745.152 | 725.3761 | 725.3761 | 1636.35 | 1245054.0753 | 261135.386 | 118453.9126 | 544719.8098 | 263783.0086
8745 | 1026.462 | 1026.462 | 1026.462 | 999.2203 | 999.2203 | 1610.75 | 1692710.5614 | 359719.2929 | 163172.6681 | 49934.1129 | 388946.4855
8746 | 1278.239 | 1278.239 | 1278.239 | 1244.3152 | 1244.3152 | 1283 | 1679102.5656 | 447953.4842 | 203196.6777 | 62182.2635 | 892174.0226
8747 | 1288.464 | 1288.464 | 1288.464 | 1254.2689 | 1254.2689 | 1066.55 | 1410003.339 | 451536.7924 | 204822.1061 | 62679.6772 | 1170797.2747
8748 | 1351.624 | 1351.624 | 1351.624 | 1315.7526 | 1315.7526 | 1221.55 | 1692755.3601 | 473670.9489 | 214862.4054 | 65752.2104 | 1024247.6394
8749 | 1146.697 | 1146.697 | 1146.697 | 1116.2643 | 1116.2643 | 1219.05 | 1427264.9967 | 401855.1432 | 182285.958 | 55783.1634 | 871746.5947
8750 | 1487.273 | 1487.273 | 1487.273 | 1447.8016 | 1447.8016 | 1256.25 | 1913289.4755 | 521208.5707 | 236425.9989 | 72351.103 | 1076802.4291
8751 | 1161.038 | 1161.038 | 1161.038 | 1130.2247 | 1130.2247 | 1483.05 | 1761333.7625 | 406880.8864 | 184565.691 | 56480.8074 | 584269.6506
8752 | 1604.111 | 1604.111 | 1604.111 | 1561.5388 | 1561.5388 | 1694.8 | 2776092.4097 | 562153.9567 | 254999.2809 | 78034.9002 | 476581.6322
8753 | 1704.867 | 255.055 | 255.055 | 248.286 | 248.286 | 1849.65 | 480411.5771 | 89382.9526 | 40545.1004 | 2669913.0109 | 37329.797
8754 | 1368.022 | 0 | 0 | 0 | 0 | 1916.55 | 0 | 0 | 0 | 2507584.326 | 0
8755 | 1372.8 | 1372.8 | 1372.8 | 1336.3666 | 1336.3666 | 1922.5 | 2694832.2883 | 481091.9891 | 218228.6717 | 123800.5695 | 103568.4143
8756 | 1204.8 | 1204.8 | 1204.8 | 1172.8253 | 1172.8253 | 1830.75 | 2257301.0694 | 422217.0953 | 191522.3657 | 108650.1502 | 198500.6761
8757 | 1449.6 | 1449.6 | 1449.6 | 1411.1284 | 1411.1284 | 1754.25 | 2592760.5454 | 508006.2263 | 230437.2687 | 130726.4755 | 346784.8058
8758 | 1340 | 1340 | 1340 | 1304.4371 | 1304.4371 | 1793.5 | 2449232.1961 | 469597.367 | 213014.5834 | 120842.6305 | 269366.2675
8759 | 1208 | 1208 | 1208 | 1175.9403 | 1175.9403 | 1733.4 | 2141102.6397 | 423338.5219 | 192031.0573 | 108938.7296 | 313505.6943
8760 | 1216 | 1156.278 | 1156.278 | 1125.591 | 1125.591 | 1658.6 | 1964729.1292 | 405212.7644 | 183809.0123 | 165719.6746 | 384276.7716

## Monthly Settlement
Month | C_DN (VND) | C_DPPA (VND) | C_CL (VND) | C_BL (VND) | CfD Net (VND) | Generator Revenue (VND) | Customer Total (VND)
1 | 757505970.2643 | 178679786.1013 | 81051136.3065 | 529161410.9503 | 274291199.9886 | 1248976530.6592 | 1820689503.6111
2 | 724110672.1287 | 174384079.4451 | 79102556.0372 | 310190134.174 | 286445618.3744 | 1257735892.1048 | 1574233060.1594
3 | 1003162569.7418 | 206814567.1056 | 93813385.5787 | 388368337.5739 | 198754113.702 | 1499849676.6299 | 1890912973.7019
4 | 954203957.0904 | 188121863.0115 | 85334167.3049 | 332807631.8118 | 138975747.402 | 1339009881.6508 | 1699443366.6205
5 | 897101278.9685 | 198356995.5391 | 89976937.1431 | 258601830.3854 | 249017278.7397 | 1243902135.816 | 1693054320.7758
6 | 520924114.5531 | 172827398.8577 | 78396428.4263 | 410577308.7845 | 465906719.2609 | 1025210944.7848 | 1648631969.8825
7 | 572788424.3269 | 172344936.8163 | 78177578.2836 | 365422126.1886 | 415978319.2046 | 1071338870.9297 | 1604711384.8199
8 | 717323631.9676 | 168004238.2935 | 76208589.2037 | 538169796.0628 | 256919315.9715 | 1189490939.3357 | 1756625571.4991
9 | 534235308.6473 | 171122982.3208 | 77623286.1472 | 499291470.748 | 446919522.4052 | 1038136637.2718 | 1729192570.2685
10 | 707040905.7374 | 161037636.7592 | 73048461.341 | 629933022.055 | 224387388.2624 | 1001143309.494 | 1795447414.1549
11 | 830749498.2903 | 183784242.6146 | 83366574.4971 | 524937577.7365 | 231228788.5897 | 1120982720.5399 | 1854066681.7282
12 | 849646882.7709 | 180823026.0647 | 82023333.7677 | 526711103.131 | 192664846.8507 | 1141046364.1585 | 1831869192.5849

## DPPA Annual Summary
Year | C_DN (USD) | C_DPPA (USD) | C_CL (USD) | C_BL (USD) | CfD Net (USD) | Generator Revenue (USD) | DPPA Offtaker Cost (USD)
1 | 362751.7286 | 86252.0701 | 39124.8974 | 212566.87 | 135259.5544 | 567072.9561 | 835955.1204
2 | 375375.4887 | 89253.6422 | 40486.4438 | 223963.2286 | 140669.9365 | 587510.4447 | 869748.7398
3 | 388438.5557 | 92359.6689 | 41895.372 | 235916.1418 | 146296.734 | 608687.2918 | 904906.4725
4 | 401956.2175 | 95573.7854 | 43353.331 | 248451.3761 | 152148.6033 | 630630.3526 | 941483.3133
5 | 415944.2939 | 98899.7531 | 44862.0269 | 261595.8507 | 158234.5475 | 653367.4616 | 979536.472
6 | 430419.1553 | 102341.4645 | 46423.2254 | 275377.6876 | 164563.9294 | 676927.4689 | 1019125.4622
7 | 445397.7419 | 105902.9475 | 48038.7537 | 289826.2645 | 171146.4866 | 701340.2773 | 1060312.1941
8 | 460897.5833 | 109588.3701 | 49710.5023 | 304972.2692 | 177992.346 | 726636.8807 | 1103161.0709
9 | 476936.8192 | 113402.0453 | 51440.4278 | 320847.7569 | 185112.0399 | 752849.4043 | 1147739.0891
10 | 493534.2205 | 117348.4365 | 53230.5547 | 337486.2097 | 192516.5214 | 780011.1462 | 1194115.9429
11 | 510709.2114 | 121432.1621 | 55082.978 | 354922.5987 | 200217.1823 | 808156.62 | 1242364.1325
12 | 528481.8919 | 125658.0013 | 56999.8656 | 373193.4488 | 208225.8696 | 837321.5997 | 1292559.0773
13 | 546873.0618 | 130030.8998 | 58983.4609 | 392336.9062 | 216554.9044 | 867543.1659 | 1344779.2331
14 | 565904.2443 | 134555.9751 | 61036.0854 | 412392.8089 | 225217.1006 | 898859.7536 | 1399106.2143
15 | 585597.712 | 139238.523 | 63160.1411 | 433402.7602 | 234225.7846 | 931311.2019 | 1455624.921
16 | 605976.5124 | 144084.0236 | 65358.1141 | 455410.205 | 243594.816 | 964938.8058 | 1514423.6711
17 | 627064.495 | 149098.1477 | 67632.5764 | 478460.5101 | 253338.6086 | 999785.3693 | 1575594.3379
18 | 648886.3395 | 154286.7632 | 69986.1901 | 502601.047 | 263472.1529 | 1035895.2609 | 1639232.4927
19 | 671467.5841 | 159655.9426 | 72421.7095 | 527881.2791 | 274011.0391 | 1073314.4712 | 1705437.5543
20 | 694834.656 | 165211.9694 | 74941.985 | 554352.8518 | 284971.4806 | 1112090.6722 | 1774312.9428
21 | 719014.902 | 170961.3459 | 77549.9661 | 582069.6874 | 296370.3399 | 1152273.2793 | 1845966.2413
22 | 744036.6206 | 176910.8007 | 80248.7049 | 611088.0832 | 308225.1534 | 1193913.5152 | 1920509.3629
23 | 769929.095 | 183067.2966 | 83041.3598 | 641466.8139 | 320554.1596 | 1237064.4763 | 1998058.725
24 | 796722.6275 | 189438.0385 | 85931.1991 | 673267.2391 | 333376.326 | 1281781.2017 | 2078735.4303
25 | 824448.575 | 196030.4823 | 88921.6049 | 706553.4144 | 346711.379 | 1328120.7444 | 2162665.4555

## Year 1 BAU vs DPPA
Line Item | Year 1 (USD) | Side
Buyer (Factory) — Year 1 Outflow (USD)
BAU EVN energy + demand bill | 769044.53 | bau
C_DN spot energy (Q_Khc × CFMP × K_pp) | 362751.7286 | dppa
C_DPPA system service fee | 86252.0701 | dppa
C_CL settlement adder | 39124.8974 | dppa
C_BL retail shortfall (P_evn × shortfall) | 212566.87 | dppa
CfD payment to ESCO (positive = pay) | 135259.5544 | dppa
Optimized demand charge (kept by EVN) | 0 | dppa
ESCO demand savings share charged back | 0 | dppa
Total buyer outflow | 835955.1204 | both
Buyer savings vs BAU | -66910.5904 | delta
Buyer savings as % of BAU | -0.087005 | delta_fraction
Seller (ESCO / Generator) — Year 1 Revenue (USD)
Discount-to-EVN energy revenue (Phase 2) | 0 | bau_esco
FMP market revenue (Q_re_meter × FMP) | 431813.4018 | dppa
CfD net (from buyer) | 135259.5544 | dppa
Demand savings share (80%) | 0 | both_esco
ESCO grid arbitrage revenue | 0 | both_esco
Total ESCO / generator revenue | 567072.9561 | both_esco
System Energy Flows (kWh / yr)
PV → load | 3700514.614 | flow
PV → storage | 2683919.628 | flow
PV → grid (export at FMP) | 1549663.508 | flow
Storage → load | 2414705.117 | flow
Q_re_meter (total generator injection) | 7664883.239 | flow
Q_adj (loss-adjusted customer-side) | 7461461.4164 | flow
Q_Khc (matched consumption, settled) | 5989727.0915 | flow
EVN retail shortfall | 3350364.5347 | flow