## Executive Summary
Investment & PPA Negotiation Summary — Factory A Vietnam DPPA Grid CfD Minimum BESS
Grid-connected DPPA with CfD (ND57/2025) · prepared 2026-06-11 · REopt dispatch + proforma_vietnam financial model
Project & System
PV Size (kW) | 5914
Battery Power (kW) | 592
Battery Energy (kWh) | 1184
Total Investment (USD) | 3028160
Contract Terms
CfD Strike Price (VND/kWh) | 2000
CfD Strike Escalation (per year) | 4%
Annual Contract Volume (kWh) | 7896846.067
Transmission Loss Factor k | 1.026
Distribution Loss Factor K_pp | 1.0273
DPPA Service Fee (VND/kWh) | 360
Settlement Adder C_CL (VND/kWh) | 163.3
Analysis Period (Years) | 25
Developer (Seller) Returns
Equity IRR | 26.91%
Project IRR | 18.24%
NPV (USD) | 2538195.7047 | At owner discount rate
Minimum DSCR (debt years) | 1.4967 | Lender covenant view
Average DSCR | 1.7128
Simple Payback (Years) | 4.7143
Equity Investment (USD) | 908448
Debt Principal (USD) | 2119712
Buyer (Offtaker) Outcome
Year 1 BAU Cost (USD) | 769044.53
Year 1 Cost With Project (USD) | 879609.1673
Year 1 Buyer Savings (USD) | -110564.6373
Year 1 Savings (% of BAU) | -14.38%
First 10 Years Buyer Savings (USD) | -1327958.1604 | Cumulative, years 1-10
First 10 Years Savings (% of BAU) | -14.38%
Lifetime Buyer Savings (USD) | -4609538.0559 | Sum over analysis period
Lifetime Savings (% of BAU) | -14.39%
Model Basis & Conventions
• Buyer settlement quantity Q_Khc = min(hourly load, loss-adjusted generation Q_adj); excess generation is sold by the generator at FMP and never billed to the buyer.
• PV degradation, O&M escalation and battery replacement (REopt schedule) are applied across the analysis period.
• PV straight-line depreciation over 20 years (Circular 45/2013/TT-BTC permits 7-20 years for generating equipment).
• Vietnam CIT: 4-year exemption + 9-year 50% reduction from first profitable year; 5-year tax-loss carryforward.
• All USD figures at the fixed contract exchange rate; FX drift between VND revenue and USD reporting is not modelled.

## Buyer Analysis
Buyer Analysis — Cost vs Business-As-Usual
Annual electricity cost with the project compared against the EVN-only baseline (USD)
Year 1 Snapshot
| Year 1 BAU Cost (USD) | 769044.53
| Year 1 Cost With Project (USD) | 879609.1673
| Year 1 Savings (USD) | -110564.6373
| Year 1 Savings (% of BAU) | -14.38%
| of which C_DN spot energy (USD) | 232547.5105
| of which C_DPPA + C_CL fees (USD) | 87056.2113
| of which C_BL retail shortfall (USD) | 447664.3169
| of which CfD payment, net (USD) | 112341.1286 | Positive = buyer pays generator
| First 10 Years Savings (USD) | -1327958.1604 | Cumulative, years 1-10
| First 10 Years Savings (% of BAU) | -14.38%
| Lifetime Savings (USD) | -4609538.0559 | Cumulative over analysis period
| Lifetime Savings (% of BAU) | -14.39%
Year | BAU Cost (USD) | Cost With Project (USD) | Savings (USD) | Savings (% of BAU) | Cumulative Savings (USD)
1 | 769044.53 | 879609.1673 | -110564.6373 | -14.38% | -110564.6373
2 | 799806.3112 | 914802.7718 | -114996.4606 | -14.38% | -225561.0979
3 | 831798.5636 | 951404.4419 | -119605.8782 | -14.38% | -345166.9761
4 | 865070.5062 | 989470.5115 | -124400.0053 | -14.38% | -469566.9814
5 | 899673.3264 | 1029059.5681 | -129386.2416 | -14.38% | -598953.223
6 | 935660.2595 | 1070232.5432 | -134572.2837 | -14.38% | -733525.5067
7 | 973086.6699 | 1113052.8059 | -139966.136 | -14.38% | -873491.6427
8 | 1012010.1367 | 1157586.2606 | -145576.1239 | -14.38% | -1019067.7666
9 | 1052490.5421 | 1203901.4481 | -151410.906 | -14.39% | -1170478.6726
10 | 1094590.1638 | 1252069.6516 | -157479.4878 | -14.39% | -1327958.1604
11 | 1138373.7704 | 1302165.006 | -163791.2356 | -14.39% | -1491749.396
12 | 1183908.7212 | 1354264.6119 | -170355.8907 | -14.39% | -1662105.2867
13 | 1231265.07 | 1408448.6546 | -177183.5845 | -14.39% | -1839288.8712
14 | 1280515.6728 | 1464800.5273 | -184284.8545 | -14.39% | -2023573.7257
15 | 1331736.2998 | 1523406.9596 | -191670.6599 | -14.39% | -2215244.3855
16 | 1385005.7517 | 1584358.1508 | -199352.399 | -14.39% | -2414596.7846
17 | 1440405.9818 | 1647747.9085 | -207341.9267 | -14.39% | -2621938.7112
18 | 1498022.2211 | 1713673.7936 | -215651.5725 | -14.4% | -2837590.2837
19 | 1557943.1099 | 1782237.2697 | -224294.1598 | -14.4% | -3061884.4435
20 | 1620260.8343 | 1853543.86 | -233283.0257 | -14.4% | -3295167.4692
21 | 1685071.2677 | 1927703.309 | -242632.0413 | -14.4% | -3537799.5104
22 | 1752474.1184 | 2004829.7516 | -252355.6332 | -14.4% | -3790155.1437
23 | 1822573.0832 | 2085041.8892 | -262468.8061 | -14.4% | -4052623.9497
24 | 1895476.0065 | 2168463.1717 | -272987.1652 | -14.4% | -4325611.1149
25 | 1971295.0467 | 2255221.9878 | -283926.941 | -14.4% | -4609538.0559

## Developer Returns
Developer Returns — Financing & Cash Flow
Seller/ESCO investment case: sources & uses, return metrics and annual equity cash flow (USD)
Sources & Uses
| Total Investment (USD) | 3028160
| Debt Principal (USD) | 2119712
| Equity Investment (USD) | 908448
Return Metrics
| Equity IRR | 26.91%
| Project IRR | 18.24%
| NPV (USD) | 2538195.7047 | At owner discount rate
| Minimum DSCR (debt years) | 1.4967
| Average DSCR | 1.7128
| Simple Payback (Years) | 4.7143
| ROI (cumulative equity CF / equity) | 1508%
Year | Revenue (USD) | O&M + Replacement (USD) | CIT (USD) | CFADS (USD) | Debt Service (USD) | DSCR | Equity Cash Flow (USD) | Cumulative Equity CF (USD)
1 | 520897.6679 | 37378.4 | 0 | 483519.2679 | 323060.4414 | 1.4967 | 160458.8265 | -747989.1735
2 | 539609.0806 | 37378.4 | 0 | 502230.6806 | 323060.4414 | 1.5546 | 179170.2392 | -568818.9344
3 | 558995.0174 | 37378.4 | 0 | 521616.6174 | 323060.4414 | 1.6146 | 198556.176 | -370262.7583
4 | 579079.8865 | 37378.4 | 0 | 541701.4865 | 323060.4414 | 1.6768 | 218641.0451 | -151621.7133
5 | 599888.9827 | 37378.4 | 27185.2453 | 535325.3374 | 323060.4414 | 1.657 | 212264.896 | 60643.1827
6 | 621448.5201 | 37378.4 | 31024.3547 | 553045.7654 | 323060.4414 | 1.7119 | 229985.324 | 290628.5067
7 | 643785.6654 | 37378.4 | 35084.2931 | 571322.9723 | 323060.4414 | 1.7685 | 248262.5309 | 538891.0377
8 | 666928.5729 | 37378.4 | 39380.0367 | 590170.1361 | 323060.4414 | 1.8268 | 267109.6947 | 806000.7324
9 | 690906.4202 | 37378.4 | 46295.6979 | 607232.3223 | 323060.4414 | 1.8796 | 284171.8809 | 1090172.6133
10 | 715749.4459 | 37378.4 | 51112.6163 | 627258.4295 | 323060.4414 | 1.9416 | 304197.9881 | 1394370.6014
11 | 741488.9882 | 203138.4 | 39641.4588 | 498709.1293 | 0 |  | 498709.1293 | 1893079.7308
12 | 768157.525 | 37378.4 | 58884.3125 | 671894.8125 | 0 |  | 671894.8125 | 2564974.5432
13 | 795788.7157 | 37378.4 | 61647.4316 | 696762.8841 | 0 |  | 696762.8841 | 3261737.4274
14 | 824417.4442 | 37378.4 | 129020.6088 | 658018.4353 | 0 |  | 658018.4353 | 3919755.8627
15 | 854079.8637 | 37378.4 | 134953.0927 | 681748.3709 | 0 |  | 681748.3709 | 4601504.2336
16 | 884813.443 | 37378.4 | 141099.8086 | 706335.2344 | 0 |  | 706335.2344 | 5307839.4681
17 | 916657.015 | 37378.4 | 147468.523 | 731810.092 | 0 |  | 731810.092 | 6039649.5601
18 | 949650.8258 | 37378.4 | 154067.2852 | 758205.1407 | 0 |  | 758205.1407 | 6797854.7007
19 | 983836.5871 | 37378.4 | 160904.4374 | 785553.7497 | 0 |  | 785553.7497 | 7583408.4504
20 | 1019257.5294 | 37378.4 | 167988.6259 | 813890.5035 | 0 |  | 813890.5035 | 8397298.954
21 | 1055958.4577 | 37378.4 | 203716.0115 | 814864.0462 | 0 |  | 814864.0462 | 9212163.0001
22 | 1093985.8089 | 37378.4 | 211321.4818 | 845285.9271 | 0 |  | 845285.9271 | 10057448.9273
23 | 1133387.7118 | 37378.4 | 219201.8624 | 876807.4495 | 0 |  | 876807.4495 | 10934256.3767
24 | 1174214.0488 | 37378.4 | 227367.1298 | 909468.5191 | 0 |  | 909468.5191 | 11843724.8958
25 | 1216516.5201 | 37378.4 | 235827.624 | 943310.4961 | 0 |  | 943310.4961 | 12787035.3919

## Summary
Total Capex (USD) | 3028160
Debt Principal (USD) | 2119712
Equity Investment (USD) | 908448
Project IRR | 18.24%
Equity IRR | 26.91%
NPV (USD) | 2538195.7047
Average DSCR | 1.7128
Simple Payback (Years) | 4.7143
ROI | 1508%

## System Sizing
Metric | Value
PV Size (kW) | 5914
Battery Power (kW) | 592
Battery Energy (kWh) | 1184

## Results Comparison
Metric | Value
BAU Utility Bill (USD) | 769044.53
Optimized Utility Bill (USD) | 444641.36
Utility Bill Savings (USD) | 324403.17
BAU Demand Charge (USD) | 0
Optimized Demand Charge (USD) | 0
Demand Charge Savings (USD) | 0

## Annual Production
Metric | Value
PV to Load (kWh) | 3855551.004
PV to Storage (kWh) | 376412.526
Storage to Load (kWh) | 338566.077
Grid to Load (kWh) | 5145974.614
PV Curtailed (kWh) | 3702728.986
Grid to Storage (kWh) | 0

## Dispatch Profile
Hour | Load (kW) | Grid to Load (kW) | PV to Load (kW) | Storage to Load (kW) | Storage Charge (kW)
1 | 1020 | 1020 | 0 | 0 | 0
2 | 1078.4 | 1078.4 | 0 | 0 | 0
3 | 906.4 | 906.4 | 0 | 0 | 0
4 | 860.8 | 860.8 | 0 | 0 | 0
5 | 996.8 | 996.8 | 0 | 0 | 0
6 | 983.2 | 983.2 | 0 | 0 | 0
7 | 586.4 | 233.169 | 16.528 | 336.703 | 0
8 | 104.269 | 0 | 104.269 | 0 | 407.154
9 | 89.172 | 0 | 89.172 | 0 | 592
10 | 105.232 | 0 | 105.232 | 0 | 0.082
11 | 89.626 | 0 | 89.626 | 0 | 0
12 | 119.641 | 0 | 119.641 | 0 | 0
13 | 82.892 | 0 | 82.892 | 0 | 0
14 | 87.738 | 0 | 87.738 | 0 | 0
15 | 106.186 | 0 | 106.186 | 0 | 0
16 | 98.846 | 0 | 98.846 | 0 | 0
17 | 88.262 | 0 | 88.262 | 0 | 0
18 | 94.791 | 0 | 8.436 | 86.355 | 0
19 | 90.4 | 0 | 0 | 90.4 | 0
20 | 96 | 0 | 0 | 96 | 0
21 | 87.2 | 0 | 0 | 87.2 | 0
22 | 92 | 0 | 0 | 92 | 0
23 | 88 | 0 | 0 | 88 | 0
24 | 91.2 | 0 | 0 | 91.2 | 0
25 | 86.4 | 86.4 | 0 | 0 | 0
26 | 93.6 | 93.6 | 0 | 0 | 0
27 | 86.4 | 86.4 | 0 | 0 | 0
28 | 89.6 | 48.041 | 0 | 41.559 | 0
29 | 83.2 | 0 | 0 | 83.2 | 0
30 | 92 | 0 | 0 | 92 | 0
31 | 76.8 | 0 | 26.841 | 49.959 | 0
32 | 84.462 | 0 | 84.462 | 0 | 13.146
33 | 178.704 | 0 | 178.704 | 0 | 257.398
34 | 122.023 | 0 | 122.023 | 0 | 381.308
35 | 151.211 | 0 | 151.212 | 0 | 347.384
36 | 234.813 | 0 | 234.813 | 0 | 0
37 | 410.829 | 0 | 410.829 | 0 | 0
38 | 797.587 | 0 | 797.587 | 0 | 0
39 | 1144.168 | 600.342 | 543.826 | 0 | 0
40 | 1195.968 | 1072.494 | 123.474 | 0 | 0
41 | 1539.811 | 1397.661 | 142.15 | 0 | 0
42 | 1385.46 | 1385.46 | 0 | 0 | 0
43 | 1622.4 | 1622.4 | 0 | 0 | 0
44 | 953.6 | 953.6 | 0 | 0 | 0
45 | 1364 | 1364 | 0 | 0 | 0
46 | 1566.4 | 1260.526 | 0 | 305.874 | 0
47 | 1546.4 | 954.4 | 0 | 592 | 0
48 | 1576 | 1576 | 0 | 0 | 0
49 | 1492 | 1492 | 0 | 0 | 0
50 | 1759.2 | 1759.2 | 0 | 0 | 0
51 | 1702.4 | 1702.4 | 0 | 0 | 0
52 | 1202.4 | 1202.4 | 0 | 0 | 0
53 | 1508.8 | 1508.8 | 0 | 0 | 0
54 | 1304 | 1304 | 0 | 0 | 0
55 | 1408 | 1331.699 | 76.301 | 0 | 0
56 | 1348.873 | 793.304 | 555.569 | 0 | 0
57 | 1465.448 | 244.94 | 1220.508 | 0 | 0
58 | 1762.864 | 109.472 | 1653.392 | 0 | 0
59 | 1691.064 | 516.32 | 1174.744 | 0 | 0
60 | 1680.269 | 0 | 1680.269 | 0 | 586.516
61 | 1623.593 | 0 | 1623.593 | 0 | 286.655
62 | 1593.084 | 0 | 1593.084 | 0 | 126.065
63 | 1600.536 | 1033.386 | 567.15 | 0 | 0
64 | 2071.826 | 1217.542 | 854.284 | 0 | 0
65 | 1766.78 | 1044.339 | 722.441 | 0 | 0
66 | 1972.144 | 1928.657 | 43.487 | 0 | 0
67 | 1702.4 | 1702.4 | 0 | 0 | 0
68 | 1880.8 | 1880.8 | 0 | 0 | 0
69 | 1820 | 1820 | 0 | 0 | 0
70 | 1544 | 1238.126 | 0 | 305.874 | 0
71 | 1548 | 956 | 0 | 592 | 0
72 | 1748 | 1748 | 0 | 0 | 0
73 | 1668.8 | 1668.8 | 0 | 0 | 0
74 | 1640 | 1640 | 0 | 0 | 0
75 | 1404.8 | 1404.8 | 0 | 0 | 0
76 | 1329.6 | 1329.6 | 0 | 0 | 0
77 | 1424 | 1424 | 0 | 0 | 0
78 | 1144.8 | 1144.8 | 0 | 0 | 0
79 | 1503.2 | 1381.822 | 121.378 | 0 | 0
80 | 1213.663 | 308.104 | 905.559 | 0 | 0
81 | 1603.942 | 0 | 1603.942 | 0 | 582.642
82 | 1563.398 | 0 | 1563.398 | 0 | 416.594
83 | 1507.155 | 0 | 1507.155 | 0 | 0
84 | 1580.699 | 0 | 1580.699 | 0 | 0
85 | 1729.469 | 0 | 1729.469 | 0 | 0
86 | 1487.795 | 0 | 1487.795 | 0 | 0
87 | 1353.09 | 0 | 1353.09 | 0 | 0
88 | 1713.845 | 0 | 1713.845 | 0 | 0
89 | 1749.959 | 644.027 | 1105.932 | 0 | 0
90 | 1614.836 | 1533.142 | 81.694 | 0 | 0
91 | 1603.201 | 1603.201 | 0 | 0 | 0
92 | 1192 | 1192 | 0 | 0 | 0
93 | 1322.4 | 1322.4 | 0 | 0 | 0
94 | 1403.2 | 1097.326 | 0 | 305.874 | 0
95 | 1576.8 | 984.8 | 0 | 592 | 0
96 | 1240.8 | 1240.8 | 0 | 0 | 0
97 | 1476 | 1476 | 0 | 0 | 0
98 | 1014.4 | 1014.4 | 0 | 0 | 0
99 | 1200.8 | 1200.8 | 0 | 0 | 0
100 | 1056 | 1056 | 0 | 0 | 0
101 | 1512.8 | 1512.8 | 0 | 0 | 0
102 | 1194.4 | 1194.4 | 0 | 0 | 0
103 | 1352.8 | 1234.358 | 118.442 | 0 | 0
104 | 1276.497 | 79.155 | 1197.342 | 0 | 0
105 | 1178.106 | 0 | 1178.106 | 0 | 592
106 | 1381.448 | 0 | 1381.448 | 0 | 407.236
107 | 1214.49 | 0 | 1214.49 | 0 | 0
108 | 1201.671 | 0 | 1201.671 | 0 | 0
109 | 1248.417 | 0 | 1248.417 | 0 | 0
110 | 1246.649 | 0 | 1246.649 | 0 | 0
111 | 987.594 | 0 | 987.594 | 0 | 0
112 | 489.888 | 0 | 489.888 | 0 | 0
113 | 193.991 | 0 | 193.991 | 0 | 0
114 | 170.644 | 0 | 89.251 | 81.393 | 0
115 | 118.4 | 0 | 0 | 118.4 | 0
116 | 127.2 | 0 | 0 | 127.2 | 0
117 | 100.8 | 0 | 0 | 100.8 | 0
118 | 94.4 | 0 | 0 | 94.4 | 0
119 | 94.4 | 0 | 0 | 94.4 | 0
120 | 99.2 | 0 | 0 | 99.2 | 0
121 | 92.8 | 92.8 | 0 | 0 | 0
122 | 91.2 | 91.2 | 0 | 0 | 0
123 | 85.6 | 85.6 | 0 | 0 | 0
124 | 93.6 | 93.6 | 0 | 0 | 0
125 | 89.6 | 1.119 | 0 | 88.481 | 0
126 | 93.6 | 0 | 0 | 93.6 | 0
127 | 81.6 | 0 | 81.6 | 0 | 57.287
128 | 95.06 | 0 | 95.06 | 0 | 592
129 | 615.277 | 0 | 615.277 | 0 | 349.949
130 | 1487.855 | 0 | 1487.855 | 0 | 0
131 | 1570.749 | 0 | 1570.749 | 0 | 0
132 | 1374.539 | 0 | 1374.539 | 0 | 0
133 | 1744.337 | 0 | 1744.337 | 0 | 0
134 | 1288.096 | 0 | 1288.096 | 0 | 0
135 | 1540.824 | 0 | 1540.824 | 0 | 0
136 | 1378.996 | 0 | 1378.996 | 0 | 0
137 | 1206.845 | 444.991 | 761.854 | 0 | 0
138 | 1353.643 | 1269.61 | 84.033 | 0 | 0
139 | 1672.005 | 1672.005 | 0 | 0 | 0
140 | 1202.4 | 1202.4 | 0 | 0 | 0
141 | 1490.4 | 1490.4 | 0 | 0 | 0
142 | 825.6 | 519.726 | 0 | 305.874 | 0
143 | 1327.2 | 735.2 | 0 | 592 | 0
144 | 1368.8 | 1368.8 | 0 | 0 | 0
145 | 1056 | 1056 | 0 | 0 | 0
146 | 1168.8 | 1168.8 | 0 | 0 | 0
147 | 1128 | 1128 | 0 | 0 | 0
148 | 982.4 | 982.4 | 0 | 0 | 0
149 | 904 | 904 | 0 | 0 | 0
150 | 892.8 | 892.8 | 0 | 0 | 0
151 | 1122.4 | 994.558 | 127.842 | 0 | 0
152 | 820.686 | 0 | 820.686 | 0 | 456.676
153 | 1276.219 | 0 | 1276.219 | 0 | 542.56
154 | 1102.819 | 0 | 1102.819 | 0 | 0
155 | 1394.158 | 0 | 1394.158 | 0 | 0
156 | 1343.063 | 0 | 1343.063 | 0 | 0
157 | 1117.045 | 0 | 1117.045 | 0 | 0
158 | 1320.721 | 0 | 1320.721 | 0 | 0
159 | 965.839 | 0 | 965.839 | 0 | 0
160 | 1201.115 | 0 | 1201.115 | 0 | 0
161 | 1181.242 | 0 | 1181.242 | 0 | 0
162 | 1081.511 | 966.208 | 115.303 | 0 | 0
163 | 1008 | 1008 | 0 | 0 | 0
164 | 1229.6 | 1229.6 | 0 | 0 | 0
165 | 845.6 | 845.6 | 0 | 0 | 0
166 | 1182.4 | 876.526 | 0 | 305.874 | 0
167 | 1105.6 | 513.6 | 0 | 592 | 0
168 | 876.8 | 876.8 | 0 | 0 | 0
169 | 1152.8 | 1152.8 | 0 | 0 | 0
170 | 1130.4 | 1130.4 | 0 | 0 | 0
171 | 1128.8 | 1128.8 | 0 | 0 | 0
172 | 1064.8 | 1064.8 | 0 | 0 | 0
173 | 1179.2 | 1179.2 | 0 | 0 | 0
174 | 769.6 | 769.6 | 0 | 0 | 0
175 | 1032.8 | 916.55 | 116.25 | 0 | 0
176 | 1022.571 | 89.275 | 933.296 | 0 | 0
177 | 1349.006 | 303.507 | 1045.499 | 0 | 0
178 | 1477.914 | 696.089 | 781.825 | 0 | 0
179 | 1484.496 | 860.762 | 623.734 | 0 | 0
180 | 1349.631 | 355.227 | 994.404 | 0 | 0
181 | 1462.071 | 68.222 | 1393.849 | 0 | 0
182 | 1295.145 | 0 | 1295.145 | 0 | 592
183 | 1332.189 | 0 | 1332.19 | 0 | 407.236
184 | 1434.587 | 377.569 | 1057.018 | 0 | 0
185 | 1105.581 | 449.185 | 656.396 | 0 | 0
186 | 1217.803 | 1194.597 | 23.206 | 0 | 0
187 | 1003.211 | 1003.211 | 0 | 0 | 0
188 | 1195.2 | 1195.2 | 0 | 0 | 0
189 | 1054.4 | 1054.4 | 0 | 0 | 0
190 | 1257.6 | 951.726 | 0 | 305.874 | 0
191 | 1286.4 | 694.4 | 0 | 592 | 0
192 | 1148 | 1148 | 0 | 0 | 0
193 | 1193.6 | 1193.6 | 0 | 0 | 0
194 | 937.6 | 937.6 | 0 | 0 | 0
195 | 1222.4 | 1222.4 | 0 | 0 | 0
196 | 1073.6 | 1073.6 | 0 | 0 | 0
197 | 942.4 | 942.4 | 0 | 0 | 0
198 | 1051.2 | 1051.2 | 0 | 0 | 0
199 | 951.2 | 845.409 | 105.791 | 0 | 0
200 | 1114.771 | 61.568 | 1053.203 | 0 | 0
201 | 1167.854 | 0 | 1167.854 | 0 | 592
202 | 1664.173 | 0 | 1664.173 | 0 | 407.236
203 | 1338.632 | 0 | 1338.632 | 0 | 0
204 | 1317.153 | 0 | 1317.153 | 0 | 0
205 | 1355.422 | 0 | 1355.422 | 0 | 0
206 | 1226.996 | 0 | 1226.996 | 0 | 0
207 | 1258.144 | 0 | 1258.144 | 0 | 0
208 | 1216.588 | 31.238 | 1185.35 | 0 | 0
209 | 1274.12 | 325.108 | 949.012 | 0 | 0
210 | 1113.621 | 1016.159 | 97.462 | 0 | 0
211 | 1163.2 | 1163.2 | 0 | 0 | 0
212 | 1064 | 1064 | 0 | 0 | 0
213 | 1449.6 | 1449.6 | 0 | 0 | 0
214 | 1246.4 | 940.526 | 0 | 305.874 | 0
215 | 1491.2 | 899.2 | 0 | 592 | 0
216 | 1336.8 | 1336.8 | 0 | 0 | 0
217 | 1711.2 | 1711.2 | 0 | 0 | 0
218 | 1122.4 | 1122.4 | 0 | 0 | 0
219 | 1392 | 1392 | 0 | 0 | 0
220 | 1262.4 | 1262.4 | 0 | 0 | 0
221 | 1117.6 | 1117.6 | 0 | 0 | 0
222 | 1514.4 | 1514.4 | 0 | 0 | 0
223 | 1350.4 | 1256.347 | 94.053 | 0 | 0
224 | 1353.11 | 141.072 | 1212.038 | 0 | 0
225 | 1445.428 | 0 | 1445.428 | 0 | 592
226 | 1336.752 | 0 | 1336.752 | 0 | 407.236
227 | 1366.848 | 0 | 1366.848 | 0 | 0
228 | 1423.45 | 0 | 1423.45 | 0 | 0
229 | 1626.909 | 0 | 1626.909 | 0 | 0
230 | 1552.301 | 0 | 1552.301 | 0 | 0
231 | 1372.937 | 0 | 1372.937 | 0 | 0
232 | 1588.328 | 0 | 1588.328 | 0 | 0
233 | 1609.75 | 742.759 | 866.991 | 0 | 0
234 | 1634.626 | 1533.535 | 101.091 | 0 | 0
235 | 1760.002 | 1760.002 | 0 | 0 | 0
236 | 1500 | 1500 | 0 | 0 | 0
237 | 1500 | 1500 | 0 | 0 | 0
238 | 1466.4 | 1160.526 | 0 | 305.874 | 0
239 | 1682.4 | 1090.4 | 0 | 592 | 0
240 | 1397.6 | 1397.6 | 0 | 0 | 0
241 | 1472.8 | 1472.8 | 0 | 0 | 0
242 | 1350.4 | 1350.4 | 0 | 0 | 0
243 | 1287.2 | 1287.2 | 0 | 0 | 0
244 | 1179.2 | 1179.2 | 0 | 0 | 0
245 | 1111.2 | 1111.2 | 0 | 0 | 0
246 | 1189.6 | 1189.6 | 0 | 0 | 0
247 | 1056 | 982.217 | 73.783 | 0 | 0
248 | 1007.057 | 85.274 | 921.783 | 0 | 0
249 | 1526.413 | 531.434 | 994.979 | 0 | 0
250 | 1751.451 | 0 | 1751.451 | 0 | 592
251 | 1601.404 | 0 | 1601.404 | 0 | 407.236
252 | 1468.113 | 0 | 1468.113 | 0 | 0
253 | 1613.967 | 0 | 1613.967 | 0 | 0
254 | 1643.485 | 0 | 1474.721 | 168.764 | 0
255 | 1670.927 | 0 | 1670.927 | 0 | 187.817
256 | 1625.599 | 775.705 | 849.894 | 0 | 0
257 | 1615.953 | 1200.69 | 415.263 | 0 | 0
258 | 1849.735 | 1805.662 | 44.073 | 0 | 0
259 | 1528.006 | 1528.006 | 0 | 0 | 0
260 | 1338.4 | 1338.4 | 0 | 0 | 0
261 | 1358.4 | 1358.4 | 0 | 0 | 0
262 | 1418.4 | 1112.526 | 0 | 305.874 | 0
263 | 1347.2 | 755.2 | 0 | 592 | 0
264 | 1475.2 | 1475.2 | 0 | 0 | 0
265 | 1247.2 | 1247.2 | 0 | 0 | 0
266 | 1436 | 1436 | 0 | 0 | 0
267 | 1268.8 | 1268.8 | 0 | 0 | 0
268 | 1268.8 | 1268.8 | 0 | 0 | 0
269 | 1345.6 | 1345.6 | 0 | 0 | 0
270 | 1118.4 | 1118.4 | 0 | 0 | 0
271 | 1312.8 | 1284.404 | 28.396 | 0 | 0
272 | 1080.054 | 0 | 1080.054 | 0 | 64.603
273 | 1017.97 | 0 | 1017.97 | 0 | 592
274 | 1165.131 | 0 | 1165.131 | 0 | 74.007
275 | 1340.908 | 0 | 1330.052 | 10.856 | 0
276 | 1421.717 | 0 | 1421.717 | 0 | 280.707
277 | 1076.722 | 0 | 1076.722 | 0 | 0
278 | 1233.429 | 0 | 1233.429 | 0 | 0
279 | 966.192 | 109.068 | 857.124 | 0 | 0
280 | 1205.397 | 237.236 | 968.161 | 0 | 0
281 | 1237.532 | 1222.277 | 15.255 | 0 | 0
282 | 859.624 | 858.649 | 0.975 | 0 | 0
283 | 1175.2 | 1175.2 | 0 | 0 | 0
284 | 1189.6 | 1189.6 | 0 | 0 | 0
285 | 1346.4 | 1346.4 | 0 | 0 | 0
286 | 1161.6 | 992.526 | 0 | 169.074 | 0
287 | 1086.4 | 494.4 | 0 | 592 | 0
288 | 136.8 | 0 | 0 | 136.8 | 0
289 | 106.4 | 106.4 | 0 | 0 | 0
290 | 88 | 88 | 0 | 0 | 0
291 | 92 | 92 | 0 | 0 | 0
292 | 88 | 88 | 0 | 0 | 0
293 | 92 | 92 | 0 | 0 | 0
294 | 84.8 | 84.8 | 0 | 0 | 0
295 | 82.4 | 0 | 82.4 | 0 | 12.036
296 | 81.362 | 0 | 81.362 | 0 | 592
297 | 804.961 | 0 | 804.961 | 0 | 395.2
298 | 971.201 | 0 | 971.201 | 0 | 0
299 | 1378.581 | 0 | 1378.581 | 0 | 0
300 | 1301.865 | 0 | 1301.865 | 0 | 0
301 | 1411.199 | 0 | 1411.199 | 0 | 0
302 | 1430.445 | 0 | 1430.445 | 0 | 0
303 | 1147.683 | 0 | 1147.683 | 0 | 0
304 | 1193.172 | 248.865 | 944.307 | 0 | 0
305 | 1254.203 | 652.334 | 601.869 | 0 | 0
306 | 1409.776 | 1332.229 | 77.547 | 0 | 0
307 | 1164.8 | 1164.8 | 0 | 0 | 0
308 | 1167.2 | 1167.2 | 0 | 0 | 0
309 | 1375.2 | 1375.2 | 0 | 0 | 0
310 | 1362.4 | 1056.526 | 0 | 305.874 | 0
311 | 1214.4 | 622.4 | 0 | 592 | 0
312 | 949.6 | 949.6 | 0 | 0 | 0
313 | 1832.8 | 1832.8 | 0 | 0 | 0
314 | 1784.8 | 1784.8 | 0 | 0 | 0
315 | 1888 | 1888 | 0 | 0 | 0
316 | 2028.8 | 2028.8 | 0 | 0 | 0
317 | 2156.8 | 2156.8 | 0 | 0 | 0
318 | 2129.6 | 2129.6 | 0 | 0 | 0
319 | 1976.8 | 1876.898 | 99.902 | 0 | 0
320 | 1127.549 | 0 | 1127.549 | 0 | 99.361
321 | 1638.403 | 0 | 1638.403 | 0 | 592
322 | 1940.862 | 0 | 1940.863 | 0 | 307.875
323 | 2188.553 | 0 | 2188.553 | 0 | 0
324 | 2025.649 | 0 | 2025.649 | 0 | 0
325 | 1943.684 | 0 | 1943.684 | 0 | 0
326 | 2335.268 | 0 | 2335.268 | 0 | 0
327 | 2168.745 | 224.236 | 1781.24 | 163.269 | 0
328 | 1973.613 | 0 | 1973.613 | 0 | 181.701
329 | 2279.797 | 1036.494 | 1243.303 | 0 | 0
330 | 1609.172 | 1441.855 | 167.317 | 0 | 0
331 | 2156.812 | 2156.812 | 0 | 0 | 0
332 | 2172.8 | 2172.8 | 0 | 0 | 0
333 | 2000 | 2000 | 0 | 0 | 0
334 | 1667.2 | 1361.326 | 0 | 305.874 | 0
335 | 2352 | 1760 | 0 | 592 | 0
336 | 2075.2 | 2075.2 | 0 | 0 | 0
337 | 1518.4 | 1518.4 | 0 | 0 | 0
338 | 1494.4 | 1494.4 | 0 | 0 | 0
339 | 1260 | 1260 | 0 | 0 | 0
340 | 1234.4 | 1234.4 | 0 | 0 | 0
341 | 1272 | 1272 | 0 | 0 | 0
342 | 1414.4 | 1414.4 | 0 | 0 | 0
343 | 1373.6 | 1308.648 | 64.952 | 0 | 0
344 | 996.612 | 11.286 | 985.326 | 0 | 0
345 | 1176.84 | 242.575 | 934.265 | 0 | 0
346 | 1297.88 | 0 | 1297.88 | 0 | 354.12
347 | 1357.844 | 0 | 1357.844 | 0 | 592
348 | 1435.047 | 0 | 1435.047 | 0 | 53.116
349 | 1435.033 | 0 | 1435.033 | 0 | 0
350 | 1087.883 | 0 | 1087.883 | 0 | 0
351 | 1211.392 | 0 | 1211.392 | 0 | 0
352 | 1440.601 | 976.774 | 463.827 | 0 | 0
353 | 1275.894 | 1195.231 | 80.663 | 0 | 0
354 | 1244.187 | 1244.187 | 0 | 0 | 0
355 | 798.4 | 798.4 | 0 | 0 | 0
356 | 1210.4 | 1210.4 | 0 | 0 | 0
357 | 1458.4 | 1458.4 | 0 | 0 | 0
358 | 1131.2 | 825.326 | 0 | 305.874 | 0
359 | 1050.4 | 458.4 | 0 | 592 | 0
360 | 949.6 | 949.6 | 0 | 0 | 0
361 | 1194.4 | 1194.4 | 0 | 0 | 0
362 | 1084.8 | 1084.8 | 0 | 0 | 0
363 | 1221.6 | 1221.6 | 0 | 0 | 0
364 | 1077.6 | 1077.6 | 0 | 0 | 0
365 | 1200.8 | 1200.8 | 0 | 0 | 0
366 | 1140 | 1140 | 0 | 0 | 0
367 | 1037.6 | 1026.978 | 10.622 | 0 | 0
368 | 866.892 | 330.837 | 536.055 | 0 | 0
369 | 1066.826 | 0 | 1066.826 | 0 | 407.196
370 | 1366.055 | 0 | 1366.055 | 0 | 592
371 | 1574.613 | 0 | 1574.614 | 0 | 0.04
372 | 1515.751 | 0 | 1515.751 | 0 | 0
373 | 1570.042 | 0 | 1570.042 | 0 | 0
374 | 1584.014 | 0 | 1584.014 | 0 | 0
375 | 1443.606 | 0 | 1443.606 | 0 | 0
376 | 1857.159 | 5.501 | 1851.658 | 0 | 0
377 | 2051.354 | 1449.299 | 602.055 | 0 | 0
378 | 1864.668 | 1797.484 | 67.184 | 0 | 0
379 | 1687.2 | 1687.2 | 0 | 0 | 0
380 | 1437.6 | 1437.6 | 0 | 0 | 0
381 | 1798.4 | 1798.4 | 0 | 0 | 0
382 | 1439.2 | 1133.326 | 0 | 305.874 | 0
383 | 1318.4 | 726.4 | 0 | 592 | 0
384 | 1333.6 | 1333.6 | 0 | 0 | 0
385 | 1427.2 | 1427.2 | 0 | 0 | 0
386 | 1464.8 | 1464.8 | 0 | 0 | 0
387 | 1109.6 | 1109.6 | 0 | 0 | 0
388 | 1159.2 | 1159.2 | 0 | 0 | 0
389 | 1433.6 | 1433.6 | 0 | 0 | 0
390 | 1189.6 | 1189.6 | 0 | 0 | 0
391 | 1440 | 1378.942 | 61.058 | 0 | 0
392 | 1042.494 | 100.723 | 941.771 | 0 | 0
393 | 1260.412 | 0 | 1260.412 | 0 | 592
394 | 1528.29 | 0 | 1528.291 | 0 | 407.236
395 | 1634.053 | 0 | 1634.053 | 0 | 0
396 | 1747.764 | 0 | 1747.764 | 0 | 0
397 | 1461.828 | 0 | 1461.828 | 0 | 0
398 | 1421.187 | 0 | 1421.187 | 0 | 0
399 | 1580.373 | 0 | 1580.373 | 0 | 0
400 | 1462.36 | 1118.276 | 344.084 | 0 | 0
401 | 1717.244 | 1606.973 | 110.271 | 0 | 0
402 | 1611.558 | 1584.238 | 27.32 | 0 | 0
403 | 1616.357 | 1616.357 | 0 | 0 | 0
404 | 1480.8 | 1480.8 | 0 | 0 | 0
405 | 1845.6 | 1845.6 | 0 | 0 | 0
406 | 1497.6 | 1191.726 | 0 | 305.874 | 0
407 | 1532 | 940 | 0 | 592 | 0
408 | 1503.2 | 1503.2 | 0 | 0 | 0
409 | 1740.8 | 1740.8 | 0 | 0 | 0
410 | 1453.6 | 1453.6 | 0 | 0 | 0
411 | 1256 | 1256 | 0 | 0 | 0
412 | 1274.4 | 1274.4 | 0 | 0 | 0
413 | 1436.8 | 1436.8 | 0 | 0 | 0
414 | 1512.8 | 1512.8 | 0 | 0 | 0
415 | 1361.6 | 1306.115 | 55.485 | 0 | 0
416 | 1307.476 | 130.72 | 1176.756 | 0 | 0
417 | 1117.404 | 0 | 1117.404 | 0 | 592
418 | 1558.331 | 0 | 1558.331 | 0 | 407.236
419 | 1635.582 | 0 | 1635.582 | 0 | 0
420 | 1614.236 | 0 | 1614.236 | 0 | 0
421 | 1599.883 | 0 | 1599.883 | 0 | 0
422 | 1534.321 | 0 | 1534.321 | 0 | 0
423 | 1869.297 | 0 | 1869.297 | 0 | 0
424 | 1731.41 | 0 | 1731.41 | 0 | 0
425 | 1852.086 | 591.269 | 1260.817 | 0 | 0
426 | 1824.781 | 1705.296 | 119.485 | 0 | 0
427 | 1772.851 | 1772.851 | 0 | 0 | 0
428 | 1725.6 | 1725.6 | 0 | 0 | 0
429 | 1548.8 | 1548.8 | 0 | 0 | 0
430 | 1660 | 1354.126 | 0 | 305.874 | 0
431 | 1914.4 | 1322.4 | 0 | 592 | 0
432 | 1842.4 | 1842.4 | 0 | 0 | 0
433 | 1708 | 1708 | 0 | 0 | 0
434 | 1356.8 | 1356.8 | 0 | 0 | 0
435 | 1073.6 | 1073.6 | 0 | 0 | 0
436 | 1288.8 | 1288.8 | 0 | 0 | 0
437 | 1396.8 | 1396.8 | 0 | 0 | 0
438 | 1372 | 1372 | 0 | 0 | 0
439 | 1415.2 | 1328.789 | 86.411 | 0 | 0
440 | 1131.076 | 0 | 1131.076 | 0 | 70.041
441 | 1241.663 | 0 | 1241.663 | 0 | 592
442 | 856.555 | 0 | 856.555 | 0 | 337.195
443 | 1284.095 | 0 | 1284.095 | 0 | 0
444 | 1493.401 | 0 | 1493.401 | 0 | 0
445 | 1383.033 | 0 | 1383.033 | 0 | 0
446 | 1395.108 | 0 | 1395.108 | 0 | 0
447 | 1147.015 | 0 | 1147.015 | 0 | 0
448 | 1254.993 | 0 | 1254.993 | 0 | 0
449 | 1593.632 | 1161.03 | 432.602 | 0 | 0
450 | 1540.045 | 1480.88 | 59.165 | 0 | 0
451 | 1594.407 | 1594.407 | 0 | 0 | 0
452 | 1601.6 | 1601.6 | 0 | 0 | 0
453 | 1628.8 | 1628.8 | 0 | 0 | 0
454 | 1475.2 | 1475.2 | 0 | 0 | 0
455 | 1756 | 1756 | 0 | 0 | 0
456 | 1347.2 | 1220.318 | 0 | 126.882 | 0
457 | 1464 | 1464 | 0 | 0 | 0
458 | 1484 | 1484 | 0 | 0 | 0
459 | 1376.8 | 1376.8 | 0 | 0 | 0
460 | 1298.4 | 1298.4 | 0 | 0 | 0
461 | 1472 | 1472 | 0 | 0 | 0
462 | 1540.8 | 1540.8 | 0 | 0 | 0
463 | 1121.6 | 458.336 | 71.264 | 592 | 0
464 | 1325.723 | 0 | 1146.731 | 178.992 | 0
465 | 1431.814 | 0 | 1431.814 | 0 | 592
466 | 1750.511 | 0 | 1750.511 | 0 | 407.236
467 | 1780.377 | 0 | 1780.377 | 0 | 0
468 | 1557.127 | 0 | 1557.127 | 0 | 0
469 | 1473.887 | 0 | 1473.887 | 0 | 0
470 | 1373.544 | 0 | 1373.544 | 0 | 0
471 | 1430.954 | 0 | 1430.954 | 0 | 0
472 | 1796.545 | 120.572 | 1675.973 | 0 | 0
473 | 1678.349 | 600.571 | 1077.778 | 0 | 0
474 | 1629.66 | 1484.721 | 144.939 | 0 | 0
475 | 1404.8 | 1404.8 | 0 | 0 | 0
476 | 1388.8 | 1388.8 | 0 | 0 | 0
477 | 1344.8 | 1344.8 | 0 | 0 | 0
478 | 1680.8 | 1374.926 | 0 | 305.874 | 0
479 | 1447.2 | 855.2 | 0 | 592 | 0
480 | 1506.4 | 1506.4 | 0 | 0 | 0
481 | 1360.8 | 1360.8 | 0 | 0 | 0
482 | 1408 | 1408 | 0 | 0 | 0
483 | 1103.2 | 1103.2 | 0 | 0 | 0
484 | 1368 | 1368 | 0 | 0 | 0
485 | 1242.4 | 1242.4 | 0 | 0 | 0
486 | 1268.8 | 1268.8 | 0 | 0 | 0
487 | 1385.6 | 1379.863 | 5.737 | 0 | 0
488 | 1391.679 | 908.985 | 482.694 | 0 | 0
489 | 1424.117 | 0 | 1424.117 | 0 | 332.288
490 | 1612.774 | 0 | 1612.774 | 0 | 592
491 | 1401.019 | 0 | 1401.02 | 0 | 74.948
492 | 1755.972 | 0 | 1755.972 | 0 | 0
493 | 1074.33 | 0 | 1074.33 | 0 | 0
494 | 1159.81 | 0 | 1159.81 | 0 | 0
495 | 1567.968 | 0 | 1567.968 | 0 | 0
496 | 1342.539 | 0 | 1342.539 | 0 | 0
497 | 1562.161 | 345.417 | 1216.744 | 0 | 0
498 | 1560.409 | 1378.717 | 181.692 | 0 | 0
499 | 918.411 | 918.411 | 0 | 0 | 0
500 | 1270.4 | 1270.4 | 0 | 0 | 0
501 | 1204 | 1204 | 0 | 0 | 0
502 | 1369.6 | 1063.726 | 0 | 305.874 | 0
503 | 1345.6 | 753.6 | 0 | 592 | 0
504 | 1280 | 1280 | 0 | 0 | 0
505 | 2330.4 | 2330.4 | 0 | 0 | 0
506 | 2057.6 | 2057.6 | 0 | 0 | 0
507 | 2428 | 2428 | 0 | 0 | 0
508 | 2208.8 | 2208.8 | 0 | 0 | 0
509 | 2004 | 2004 | 0 | 0 | 0
510 | 2379.2 | 2379.2 | 0 | 0 | 0
511 | 2040.8 | 1970.083 | 70.717 | 0 | 0
512 | 1723.786 | 712.38 | 1011.406 | 0 | 0
513 | 1825.298 | 0 | 1825.298 | 0 | 256.617
514 | 2095.805 | 0 | 2095.805 | 0 | 592
515 | 2297.304 | 0 | 2297.305 | 0 | 150.619
516 | 2286.452 | 0 | 2286.452 | 0 | 0
517 | 2261.298 | 0 | 2261.298 | 0 | 0
518 | 2390.381 | 0 | 2390.381 | 0 | 0
519 | 2181.431 | 0 | 2133.658 | 47.773 | 0
520 | 1853.049 | 0 | 1853.048 | 0 | 53.167
521 | 2387.844 | 1398.742 | 989.102 | 0 | 0
522 | 2256.255 | 2093.379 | 162.876 | 0 | 0
523 | 2414.4 | 2414.4 | 0 | 0 | 0
524 | 1896.8 | 1896.8 | 0 | 0 | 0
525 | 2389.6 | 2389.6 | 0 | 0 | 0
526 | 2215.2 | 1909.326 | 0 | 305.874 | 0
527 | 2295.2 | 1703.2 | 0 | 592 | 0
528 | 1956 | 1956 | 0 | 0 | 0
529 | 1812 | 1812 | 0 | 0 | 0
530 | 1850.4 | 1850.4 | 0 | 0 | 0
531 | 1248.8 | 1248.8 | 0 | 0 | 0
532 | 1303.2 | 1303.2 | 0 | 0 | 0
533 | 1569.6 | 1569.6 | 0 | 0 | 0
534 | 1165.6 | 1165.6 | 0 | 0 | 0
535 | 1127.2 | 1078.151 | 49.049 | 0 | 0
536 | 845.369 | 0 | 845.369 | 0 | 92.745
537 | 1178.36 | 0 | 1178.36 | 0 | 592
538 | 1572.128 | 0 | 1572.129 | 0 | 314.491
539 | 1408.437 | 0 | 1408.437 | 0 | 0
540 | 1438.896 | 0 | 1438.896 | 0 | 0
541 | 1516.32 | 0 | 1516.32 | 0 | 0
542 | 1377.594 | 0 | 1377.594 | 0 | 0
543 | 1550.943 | 0 | 1550.943 | 0 | 0
544 | 1543.534 | 0 | 1543.534 | 0 | 0
545 | 1201.14 | 0 | 1201.14 | 0 | 0
546 | 1293.095 | 1095.139 | 197.956 | 0 | 0
547 | 1413.61 | 1413.61 | 0 | 0 | 0
548 | 1265.6 | 1265.6 | 0 | 0 | 0
549 | 1180.8 | 1180.8 | 0 | 0 | 0
550 | 1695.2 | 1389.326 | 0 | 305.874 | 0
551 | 1346.4 | 754.4 | 0 | 592 | 0
552 | 1211.2 | 1211.2 | 0 | 0 | 0
553 | 1408 | 1408 | 0 | 0 | 0
554 | 1139.2 | 1139.2 | 0 | 0 | 0
555 | 1446.4 | 1446.4 | 0 | 0 | 0
556 | 1142.4 | 1142.4 | 0 | 0 | 0
557 | 880 | 880 | 0 | 0 | 0
558 | 1145.6 | 1145.6 | 0 | 0 | 0
559 | 943.2 | 920.033 | 23.167 | 0 | 0
560 | 1274.438 | 273.294 | 1001.144 | 0 | 0
561 | 1429.443 | 0 | 1429.443 | 0 | 592
562 | 1547.522 | 0 | 1547.522 | 0 | 407.236
563 | 1405.725 | 0 | 1405.725 | 0 | 0
564 | 1431.852 | 0 | 1431.852 | 0 | 0
565 | 1367.56 | 0 | 1367.56 | 0 | 0
566 | 1673.787 | 0 | 1673.787 | 0 | 0
567 | 1642.84 | 0 | 1642.84 | 0 | 0
568 | 1902.457 | 0 | 1902.457 | 0 | 0
569 | 1899.267 | 532.276 | 1366.991 | 0 | 0
570 | 1621.58 | 1403.315 | 218.265 | 0 | 0
571 | 1806.403 | 1806.403 | 0 | 0 | 0
572 | 1360.8 | 1360.8 | 0 | 0 | 0
573 | 1477.6 | 1477.6 | 0 | 0 | 0
574 | 1830.4 | 1524.526 | 0 | 305.874 | 0
575 | 1500.8 | 908.8 | 0 | 592 | 0
576 | 1522.4 | 1522.4 | 0 | 0 | 0
577 | 1083.2 | 1083.2 | 0 | 0 | 0
578 | 1204 | 1204 | 0 | 0 | 0
579 | 1488.8 | 1488.8 | 0 | 0 | 0
580 | 1076 | 1076 | 0 | 0 | 0
581 | 1073.6 | 1073.6 | 0 | 0 | 0
582 | 912 | 912 | 0 | 0 | 0
583 | 964.8 | 909.772 | 55.028 | 0 | 0
584 | 1236.892 | 105.962 | 1130.93 | 0 | 0
585 | 902.102 | 0 | 902.102 | 0 | 592
586 | 1643.977 | 0 | 1643.977 | 0 | 407.236
587 | 1404.929 | 0 | 1404.929 | 0 | 0
588 | 1257.977 | 0 | 1257.977 | 0 | 0
589 | 1143.986 | 0 | 1143.986 | 0 | 0
590 | 1063.922 | 0 | 1063.922 | 0 | 0
591 | 1565.032 | 0 | 1565.032 | 0 | 0
592 | 1529.519 | 0 | 1529.519 | 0 | 0
593 | 1548.768 | 397.664 | 1151.104 | 0 | 0
594 | 954.794 | 782.377 | 172.417 | 0 | 0
595 | 979.933 | 979.933 | 0 | 0 | 0
596 | 1248.8 | 1248.8 | 0 | 0 | 0
597 | 1226.4 | 1226.4 | 0 | 0 | 0
598 | 1332 | 1026.126 | 0 | 305.874 | 0
599 | 1236.8 | 644.8 | 0 | 592 | 0
600 | 1285.6 | 1285.6 | 0 | 0 | 0
601 | 1532.8 | 1532.8 | 0 | 0 | 0
602 | 1344.8 | 1344.8 | 0 | 0 | 0
603 | 1204.8 | 1204.8 | 0 | 0 | 0
604 | 1120.8 | 1120.8 | 0 | 0 | 0
605 | 1085.6 | 1085.6 | 0 | 0 | 0
606 | 1070.4 | 1070.4 | 0 | 0 | 0
607 | 1341.6 | 1305.095 | 36.505 | 0 | 0
608 | 915.255 | 31.848 | 883.407 | 0 | 0
609 | 1043.557 | 0 | 1043.557 | 0 | 188.971
610 | 1135.797 | 0 | 1135.797 | 0 | 592
611 | 1052.302 | 0 | 1052.302 | 0 | 218.265
612 | 1010.911 | 0 | 1010.911 | 0 | 0
613 | 907.915 | 0 | 907.915 | 0 | 0
614 | 1041.693 | 0 | 1041.693 | 0 | 0
615 | 1029.977 | 0 | 1029.977 | 0 | 0
616 | 1033.486 | 0 | 1033.486 | 0 | 0
617 | 1376.376 | 223.074 | 1153.302 | 0 | 0
618 | 1168.446 | 955.191 | 213.255 | 0 | 0
619 | 1198.4 | 1198.4 | 0 | 0 | 0
620 | 1109.6 | 1109.6 | 0 | 0 | 0
621 | 1098.4 | 1098.4 | 0 | 0 | 0
622 | 1179.2 | 1179.2 | 0 | 0 | 0
623 | 1169.6 | 1042.927 | 0 | 126.673 | 0
624 | 497.6 | 0 | 0 | 497.6 | 0
625 | 369.6 | 369.6 | 0 | 0 | 0
626 | 342.4 | 342.4 | 0 | 0 | 0
627 | 378.4 | 378.4 | 0 | 0 | 0
628 | 387.2 | 387.2 | 0 | 0 | 0
629 | 368.8 | 368.8 | 0 | 0 | 0
630 | 325.6 | 325.6 | 0 | 0 | 0
631 | 335.2 | 0 | 61.599 | 273.601 | 0
632 | 281.28 | 0 | 281.28 | 0 | 592
633 | 812.402 | 0 | 812.403 | 0 | 407.236
634 | 1193.029 | 0 | 1193.029 | 0 | 0
635 | 997.388 | 0 | 997.388 | 0 | 0
636 | 1238.61 | 0 | 1238.61 | 0 | 0
637 | 1158.511 | 0 | 1158.511 | 0 | 0
638 | 1234.863 | 0 | 1234.863 | 0 | 0
639 | 1047.104 | 0 | 1047.104 | 0 | 0
640 | 1281.661 | 0 | 1281.661 | 0 | 0
641 | 1055.169 | 0 | 1055.169 | 0 | 0
642 | 1044.091 | 852.171 | 191.92 | 0 | 0
643 | 1088.323 | 1088.323 | 0 | 0 | 0
644 | 898.4 | 456.526 | 0 | 441.874 | 0
645 | 270.4 | 0 | 0 | 270.4 | 0
646 | 91.2 | 0 | 0 | 91.2 | 0
647 | 94.4 | 0 | 0 | 94.4 | 0
648 | 91.2 | 91.2 | 0 | 0 | 0
649 | 96 | 96 | 0 | 0 | 0
650 | 88 | 88 | 0 | 0 | 0
651 | 94.4 | 94.4 | 0 | 0 | 0
652 | 85.6 | 85.6 | 0 | 0 | 0
653 | 95.2 | 95.2 | 0 | 0 | 0
654 | 88 | 88 | 0 | 0 | 0
655 | 93.6 | 39 | 54.6 | 0 | 0
656 | 77.076 | 0 | 77.076 | 0 | 592
657 | 83.396 | 0 | 83.396 | 0 | 407.236
658 | 78.901 | 0 | 78.901 | 0 | 0
659 | 86.02 | 0 | 86.02 | 0 | 0
660 | 80.475 | 0 | 80.475 | 0 | 0
661 | 88.61 | 0 | 88.61 | 0 | 0
662 | 80.761 | 0 | 80.761 | 0 | 0
663 | 95.362 | 0 | 95.362 | 0 | 0
664 | 84.557 | 0 | 84.557 | 0 | 0
665 | 90.093 | 0 | 90.093 | 0 | 0
666 | 80.774 | 0 | 80.774 | 0 | 0
667 | 96.805 | 0 | 0 | 96.805 | 0
668 | 86.4 | 0 | 0 | 86.4 | 0
669 | 93.6 | 0 | 0 | 93.6 | 0
670 | 87.2 | 0 | 0 | 87.2 | 0
671 | 92.8 | 0 | 0 | 92.8 | 0
672 | 87.2 | 0 | 0 | 87.2 | 0
673 | 93.6 | 93.6 | 0 | 0 | 0
674 | 88 | 88 | 0 | 0 | 0
675 | 92.8 | 36.417 | 0 | 56.383 | 0
676 | 87.2 | 0 | 0 | 87.2 | 0
677 | 93.6 | 0 | 0 | 93.6 | 0
678 | 83.2 | 0 | 0 | 83.2 | 0
679 | 84.8 | 0 | 51.315 | 33.485 | 0
680 | 79.796 | 0 | 79.796 | 0 | 592
681 | 84.042 | 0 | 84.042 | 0 | 407.236
682 | 80.506 | 0 | 80.506 | 0 | 0
683 | 81.184 | 0 | 81.184 | 0 | 0
684 | 80.078 | 0 | 80.078 | 0 | 0
685 | 81.515 | 0 | 81.515 | 0 | 0
686 | 74.649 | 0 | 74.649 | 0 | 0
687 | 88.307 | 0 | 88.307 | 0 | 0
688 | 79.067 | 0 | 79.067 | 0 | 0
689 | 84.323 | 0 | 84.323 | 0 | 0
690 | 79.24 | 0 | 79.24 | 0 | 0
691 | 95.215 | 0 | 0 | 95.215 | 0
692 | 89.6 | 0 | 0 | 89.6 | 0
693 | 93.6 | 0 | 0 | 93.6 | 0
694 | 87.2 | 0 | 0 | 87.2 | 0
695 | 96.8 | 0 | 0 | 96.8 | 0
696 | 87.2 | 0 | 0 | 87.2 | 0
697 | 93.6 | 93.6 | 0 | 0 | 0
698 | 88.8 | 88.8 | 0 | 0 | 0
699 | 87.2 | 87.2 | 0 | 0 | 0
700 | 87.2 | 3.741 | 0 | 83.459 | 0
701 | 93.6 | 0 | 0 | 93.6 | 0
702 | 84 | 0 | 0 | 84 | 0
703 | 87.2 | 0 | 0 | 87.2 | 0
704 | 76.02 | 0 | 76.02 | 0 | 163.377
705 | 84.507 | 0 | 84.507 | 0 | 592
706 | 72.771 | 0 | 72.771 | 0 | 243.859
707 | 81.102 | 0 | 81.102 | 0 | 0
708 | 75.163 | 0 | 75.163 | 0 | 0
709 | 86.617 | 0 | 86.617 | 0 | 0
710 | 78.42 | 0 | 78.42 | 0 | 0
711 | 78.853 | 0 | 78.853 | 0 | 0
712 | 79.653 | 0 | 79.653 | 0 | 0
713 | 88.652 | 0 | 88.652 | 0 | 0
714 | 82.665 | 0 | 82.665 | 0 | 0
715 | 97.636 | 0 | 0 | 97.636 | 0
716 | 88.8 | 0 | 0 | 88.8 | 0
717 | 94.4 | 0 | 0 | 94.4 | 0
718 | 87.2 | 0 | 0 | 87.2 | 0
719 | 91.2 | 0 | 0 | 91.2 | 0
720 | 84.8 | 0 | 0 | 84.8 | 0
721 | 93.6 | 93.6 | 0 | 0 | 0
722 | 81.6 | 81.6 | 0 | 0 | 0
723 | 92.8 | 63.015 | 0 | 29.785 | 0
724 | 80 | 0 | 0 | 80 | 0
725 | 90.4 | 0 | 0 | 90.4 | 0
726 | 80 | 0 | 0 | 80 | 0
727 | 86.4 | 0 | 12.747 | 73.653 | 0
728 | 75.453 | 0 | 75.453 | 0 | 502.376
729 | 85.467 | 0 | 85.467 | 0 | 496.86
730 | 74.454 | 0 | 74.454 | 0 | 0
731 | 80.579 | 0 | 80.579 | 0 | 0
732 | 73.28 | 0 | 73.28 | 0 | 0
733 | 82.654 | 0 | 82.654 | 0 | 0
734 | 74.961 | 0 | 74.961 | 0 | 0
735 | 86.787 | 0 | 86.787 | 0 | 0
736 | 81.253 | 0 | 81.253 | 0 | 0
737 | 87.089 | 0 | 87.089 | 0 | 0
738 | 79.66 | 0 | 79.66 | 0 | 0
739 | 96.821 | 0 | 0 | 96.821 | 0
740 | 88 | 0 | 0 | 88 | 0
741 | 91.2 | 0 | 0 | 91.2 | 0
742 | 86.4 | 0 | 0 | 86.4 | 0
743 | 92.8 | 0 | 0 | 92.8 | 0
744 | 88 | 0 | 0 | 88 | 0
745 | 94.4 | 94.4 | 0 | 0 | 0
746 | 87.2 | 87.2 | 0 | 0 | 0
747 | 93.6 | 29.965 | 0 | 63.635 | 0
748 | 80 | 0 | 0 | 80 | 0
749 | 88.8 | 0 | 0 | 88.8 | 0
750 | 86.4 | 0 | 0 | 86.4 | 0
751 | 88.8 | 0 | 52.983 | 35.817 | 0
752 | 79.281 | 0 | 79.281 | 0 | 592
753 | 84.741 | 0 | 84.741 | 0 | 407.236
754 | 75.611 | 0 | 75.611 | 0 | 0
755 | 86.655 | 0 | 86.655 | 0 | 0
756 | 74.903 | 0 | 74.903 | 0 | 0
757 | 87.642 | 0 | 87.642 | 0 | 0
758 | 82.638 | 0 | 82.638 | 0 | 0
759 | 89.332 | 0 | 89.332 | 0 | 0
760 | 81.435 | 0 | 81.435 | 0 | 0
761 | 83.254 | 0 | 83.254 | 0 | 0
762 | 82.933 | 0 | 82.933 | 0 | 0
763 | 96.007 | 0 | 0 | 96.007 | 0
764 | 91.2 | 0 | 0 | 91.2 | 0
765 | 93.6 | 0 | 0 | 93.6 | 0
766 | 88.8 | 0 | 0 | 88.8 | 0
767 | 97.6 | 0 | 0 | 97.6 | 0
768 | 90.4 | 90.4 | 0 | 0 | 0
769 | 92.8 | 92.8 | 0 | 0 | 0
770 | 86.4 | 28.912 | 0 | 57.488 | 0
771 | 91.2 | 0 | 0 | 91.2 | 0
772 | 87.2 | 0 | 0 | 87.2 | 0
773 | 92.8 | 0 | 0 | 92.8 | 0
774 | 85.6 | 0 | 0 | 85.6 | 0
775 | 76.8 | 0 | 60.421 | 16.379 | 0
776 | 82.775 | 0 | 82.775 | 0 | 592
777 | 646.748 | 0 | 646.748 | 0 | 407.236
778 | 552.934 | 0 | 552.934 | 0 | 0
779 | 876.383 | 0 | 876.383 | 0 | 0
780 | 949.841 | 0 | 949.841 | 0 | 0
781 | 1244.374 | 0 | 1244.374 | 0 | 0
782 | 1169.848 | 0 | 1169.848 | 0 | 0
783 | 1381.741 | 0 | 1381.741 | 0 | 0
784 | 889.368 | 0 | 889.368 | 0 | 0
785 | 1360.953 | 420.078 | 940.875 | 0 | 0
786 | 1095.157 | 895.646 | 199.511 | 0 | 0
787 | 1127.015 | 1127.015 | 0 | 0 | 0
788 | 1211.2 | 1211.2 | 0 | 0 | 0
789 | 1118.4 | 1118.4 | 0 | 0 | 0
790 | 1337.6 | 1217.777 | 0 | 119.823 | 0
791 | 1112 | 520 | 0 | 592 | 0
792 | 163.2 | 0 | 0 | 163.2 | 0
793 | 108.8 | 108.8 | 0 | 0 | 0
794 | 94.4 | 94.4 | 0 | 0 | 0
795 | 105.6 | 105.6 | 0 | 0 | 0
796 | 101.6 | 101.6 | 0 | 0 | 0
797 | 105.6 | 105.6 | 0 | 0 | 0
798 | 95.2 | 95.2 | 0 | 0 | 0
799 | 87.2 | 0 | 64.349 | 22.851 | 0
800 | 82.403 | 0 | 82.403 | 0 | 592
801 | 835.519 | 0 | 835.519 | 0 | 407.236
802 | 1039.674 | 0 | 1039.674 | 0 | 0
803 | 891.524 | 0 | 891.524 | 0 | 0
804 | 1352.422 | 0 | 1352.422 | 0 | 0
805 | 1341.667 | 0 | 1341.667 | 0 | 0
806 | 1194.461 | 0 | 1194.461 | 0 | 0
807 | 1481.371 | 0 | 1481.371 | 0 | 0
808 | 1646.336 | 967.332 | 679.004 | 0 | 0
809 | 1713.488 | 1033.977 | 679.511 | 0 | 0
810 | 1434.101 | 1317.93 | 116.171 | 0 | 0
811 | 1539.509 | 1539.509 | 0 | 0 | 0
812 | 1661.6 | 1661.6 | 0 | 0 | 0
813 | 1616 | 1616 | 0 | 0 | 0
814 | 1728.8 | 1422.926 | 0 | 305.874 | 0
815 | 1469.6 | 877.6 | 0 | 592 | 0
816 | 1761.6 | 1761.6 | 0 | 0 | 0
817 | 1354.4 | 1354.4 | 0 | 0 | 0
818 | 1331.2 | 1331.2 | 0 | 0 | 0
819 | 1416.8 | 1416.8 | 0 | 0 | 0
820 | 1299.2 | 1299.2 | 0 | 0 | 0
821 | 1488 | 1488 | 0 | 0 | 0
822 | 1488.8 | 1488.8 | 0 | 0 | 0
823 | 1292.8 | 1229.843 | 62.957 | 0 | 0
824 | 1289.506 | 212.348 | 1077.158 | 0 | 0
825 | 1526.73 | 0 | 1526.73 | 0 | 529.561
826 | 1083.978 | 0 | 1083.978 | 0 | 469.675
827 | 1402.913 | 0 | 1402.913 | 0 | 0
828 | 1305.329 | 0 | 1305.329 | 0 | 0
829 | 1517.919 | 0 | 1517.919 | 0 | 0
830 | 1335.878 | 0 | 1335.878 | 0 | 0
831 | 1360.865 | 0 | 1360.865 | 0 | 0
832 | 1604.627 | 0 | 1604.627 | 0 | 0
833 | 1501.802 | 362.346 | 1139.456 | 0 | 0
834 | 1303.802 | 1113.781 | 190.021 | 0 | 0
835 | 1407.738 | 1407.738 | 0 | 0 | 0
836 | 1397.6 | 1397.6 | 0 | 0 | 0
837 | 1207.2 | 1207.2 | 0 | 0 | 0
838 | 1357.6 | 1051.726 | 0 | 305.874 | 0
839 | 1300.8 | 708.8 | 0 | 592 | 0
840 | 1248.8 | 1248.8 | 0 | 0 | 0
841 | 1178.4 | 1178.4 | 0 | 0 | 0
842 | 1225.6 | 1225.6 | 0 | 0 | 0
843 | 1224.8 | 1224.8 | 0 | 0 | 0
844 | 903.2 | 903.2 | 0 | 0 | 0
845 | 1121.6 | 1121.6 | 0 | 0 | 0
846 | 1310.4 | 1310.4 | 0 | 0 | 0
847 | 1152 | 1152 | 0 | 0 | 0
848 | 933.17 | 713.327 | 219.843 | 0 | 0
849 | 1215.698 | 123.167 | 1092.531 | 0 | 0
850 | 1139.46 | 0 | 1139.46 | 0 | 385.922
851 | 1551.141 | 0 | 1551.141 | 0 | 393.093
852 | 1338.153 | 0 | 1338.153 | 0 | 220.222
853 | 1140.835 | 0 | 1140.835 | 0 | 0
854 | 1315.264 | 0 | 1315.264 | 0 | 0
855 | 1361.037 | 0 | 1361.037 | 0 | 0
856 | 1270.539 | 0 | 1270.539 | 0 | 0
857 | 1377.713 | 353.622 | 1024.091 | 0 | 0
858 | 1430.203 | 1209.368 | 220.835 | 0 | 0
859 | 1135.9 | 1135.9 | 0 | 0 | 0
860 | 1324 | 1324 | 0 | 0 | 0
861 | 1216.8 | 1216.8 | 0 | 0 | 0
862 | 1368.8 | 1062.926 | 0 | 305.874 | 0
863 | 1304 | 712 | 0 | 592 | 0
864 | 504 | 504 | 0 | 0 | 0
865 | 308.8 | 308.8 | 0 | 0 | 0
866 | 223.2 | 223.2 | 0 | 0 | 0
867 | 305.6 | 305.6 | 0 | 0 | 0
868 | 234.4 | 234.4 | 0 | 0 | 0
869 | 284.8 | 284.8 | 0 | 0 | 0
870 | 280.8 | 280.8 | 0 | 0 | 0
871 | 279.2 | 221.36 | 57.84 | 0 | 0
872 | 207.884 | 0 | 207.884 | 0 | 592
873 | 1383.408 | 0 | 1383.408 | 0 | 407.236
874 | 1305.53 | 0 | 1305.53 | 0 | 0
875 | 1615.041 | 0 | 1615.041 | 0 | 0
876 | 1779.002 | 0 | 1779.002 | 0 | 0
877 | 1624.258 | 0 | 1624.258 | 0 | 0
878 | 1539.01 | 0 | 1539.01 | 0 | 0
879 | 1787.689 | 0 | 1787.689 | 0 | 0
880 | 1354.304 | 0 | 1354.304 | 0 | 0
881 | 1620.241 | 913.438 | 706.803 | 0 | 0
882 | 1300.99 | 1126.579 | 174.411 | 0 | 0
883 | 1394.069 | 1394.069 | 0 | 0 | 0
884 | 1272 | 1272 | 0 | 0 | 0
885 | 1471.2 | 1471.2 | 0 | 0 | 0
886 | 1444 | 1138.126 | 0 | 305.874 | 0
887 | 1357.6 | 765.6 | 0 | 592 | 0
888 | 576.8 | 576.8 | 0 | 0 | 0
889 | 498.4 | 498.4 | 0 | 0 | 0
890 | 498.4 | 498.4 | 0 | 0 | 0
891 | 504 | 504 | 0 | 0 | 0
892 | 421.6 | 421.6 | 0 | 0 | 0
893 | 485.6 | 485.6 | 0 | 0 | 0
894 | 467.2 | 467.2 | 0 | 0 | 0
895 | 472 | 413.923 | 58.077 | 0 | 0
896 | 385.522 | 0 | 385.522 | 0 | 592
897 | 1044.814 | 0 | 1044.814 | 0 | 407.236
898 | 1692.649 | 0 | 1692.649 | 0 | 0
899 | 1873.143 | 0 | 1873.143 | 0 | 0
900 | 1814.753 | 0 | 1814.753 | 0 | 0
901 | 1605.764 | 0 | 1605.764 | 0 | 0
902 | 1656.929 | 0 | 1656.929 | 0 | 0
903 | 1959.966 | 0 | 1959.966 | 0 | 0
904 | 1925.128 | 0 | 1925.128 | 0 | 0
905 | 1644.797 | 310.913 | 1333.884 | 0 | 0
906 | 1796.832 | 1573.704 | 223.128 | 0 | 0
907 | 1564.005 | 1564.005 | 0 | 0 | 0
908 | 1423.2 | 1423.2 | 0 | 0 | 0
909 | 1762.4 | 1762.4 | 0 | 0 | 0
910 | 1525.6 | 1219.726 | 0 | 305.874 | 0
911 | 1706.4 | 1114.4 | 0 | 592 | 0
912 | 526.4 | 526.4 | 0 | 0 | 0
913 | 477.6 | 477.6 | 0 | 0 | 0
914 | 487.2 | 487.2 | 0 | 0 | 0
915 | 450.4 | 450.4 | 0 | 0 | 0
916 | 410.4 | 410.4 | 0 | 0 | 0
917 | 498.4 | 498.4 | 0 | 0 | 0
918 | 480.8 | 480.8 | 0 | 0 | 0
919 | 402.4 | 387.106 | 15.294 | 0 | 0
920 | 183.582 | 0 | 183.582 | 0 | 592
921 | 1361.436 | 0 | 1361.436 | 0 | 407.236
922 | 1498.899 | 0 | 1498.899 | 0 | 0
923 | 1608.087 | 0 | 1608.087 | 0 | 0
924 | 1399.808 | 0 | 1399.808 | 0 | 0
925 | 1724.006 | 0 | 1724.006 | 0 | 0
926 | 1255.265 | 0 | 1255.265 | 0 | 0
927 | 1125.5 | 0 | 1125.5 | 0 | 0
928 | 1614.058 | 0 | 1614.058 | 0 | 0
929 | 1453.859 | 26.131 | 1427.728 | 0 | 0
930 | 1370.109 | 1151.906 | 218.203 | 0 | 0
931 | 1452.169 | 1452.169 | 0 | 0 | 0
932 | 1032 | 1032 | 0 | 0 | 0
933 | 1212.8 | 1212.8 | 0 | 0 | 0
934 | 1396.8 | 1090.926 | 0 | 305.874 | 0
935 | 964 | 372 | 0 | 592 | 0
936 | 1384.8 | 1384.8 | 0 | 0 | 0
937 | 1120 | 1120 | 0 | 0 | 0
938 | 1568.8 | 1568.8 | 0 | 0 | 0
939 | 1411.2 | 1411.2 | 0 | 0 | 0
940 | 1482.4 | 1482.4 | 0 | 0 | 0
941 | 1182.4 | 1182.4 | 0 | 0 | 0
942 | 1132 | 1132 | 0 | 0 | 0
943 | 1137.6 | 1104.16 | 33.44 | 0 | 0
944 | 182.01 | 0 | 182.01 | 0 | 592
945 | 481.147 | 0 | 481.147 | 0 | 407.236
946 | 455.687 | 0 | 455.687 | 0 | 0
947 | 498.735 | 0 | 498.735 | 0 | 0
948 | 415.99 | 0 | 415.99 | 0 | 0
949 | 320.018 | 0 | 320.018 | 0 | 0
950 | 335.666 | 0 | 335.666 | 0 | 0
951 | 408.03 | 0 | 408.03 | 0 | 0
952 | 329.489 | 0 | 329.489 | 0 | 0
953 | 413.609 | 0 | 413.609 | 0 | 0
954 | 285.122 | 21.764 | 263.358 | 0 | 0
955 | 304.539 | 304.539 | 0 | 0 | 0
956 | 261.6 | 261.6 | 0 | 0 | 0
957 | 204 | 204 | 0 | 0 | 0
958 | 331.2 | 231.244 | 0 | 99.956 | 0
959 | 296.8 | 0 | 0 | 296.8 | 0
960 | 302.4 | 0 | 0 | 302.4 | 0
961 | 324.8 | 324.8 | 0 | 0 | 0
962 | 296.8 | 296.8 | 0 | 0 | 0
963 | 296.8 | 296.8 | 0 | 0 | 0
964 | 316 | 316 | 0 | 0 | 0
965 | 227.2 | 227.2 | 0 | 0 | 0
966 | 276 | 276 | 0 | 0 | 0
967 | 256.8 | 0 | 58.083 | 198.717 | 0
968 | 246.146 | 0 | 246.146 | 0 | 592
969 | 460.316 | 0 | 460.317 | 0 | 407.236
970 | 1172.832 | 0 | 1172.832 | 0 | 0
971 | 1566.318 | 0 | 1566.318 | 0 | 0
972 | 1214.229 | 0 | 1214.229 | 0 | 0
973 | 1567.117 | 0 | 1567.117 | 0 | 0
974 | 1509.312 | 0 | 1509.312 | 0 | 0
975 | 1604.899 | 0 | 1604.899 | 0 | 0
976 | 1215.644 | 0 | 1215.644 | 0 | 0
977 | 1300.307 | 294.598 | 1005.709 | 0 | 0
978 | 1151.05 | 946.901 | 204.149 | 0 | 0
979 | 1456.677 | 1456.677 | 0 | 0 | 0
980 | 1494.4 | 1494.4 | 0 | 0 | 0
981 | 1808.8 | 1808.8 | 0 | 0 | 0
982 | 1650.4 | 1344.526 | 0 | 305.874 | 0
983 | 1209.6 | 617.6 | 0 | 592 | 0
984 | 1028 | 1028 | 0 | 0 | 0
985 | 1335.2 | 1335.2 | 0 | 0 | 0
986 | 1325.6 | 1325.6 | 0 | 0 | 0
987 | 1358.4 | 1358.4 | 0 | 0 | 0
988 | 1510.4 | 1510.4 | 0 | 0 | 0
989 | 1220.8 | 1220.8 | 0 | 0 | 0
990 | 1460.8 | 1460.8 | 0 | 0 | 0
991 | 1494.4 | 1448.439 | 45.961 | 0 | 0
992 | 1213.91 | 195.713 | 1018.197 | 0 | 0
993 | 1285.355 | 0 | 1285.355 | 0 | 592
994 | 1854.487 | 0 | 1854.487 | 0 | 407.236
995 | 1700.494 | 0 | 1700.494 | 0 | 0
996 | 1593.166 | 0 | 1593.166 | 0 | 0
997 | 1302.813 | 0 | 1302.813 | 0 | 0
998 | 1470.149 | 0 | 1470.149 | 0 | 0
999 | 1044.668 | 0 | 1044.668 | 0 | 0
1000 | 1161.083 | 0 | 1161.083 | 0 | 0
1001 | 1434.037 | 318.193 | 1115.844 | 0 | 0
1002 | 1519.101 | 1367.941 | 151.16 | 0 | 0
1003 | 1470.4 | 1470.4 | 0 | 0 | 0
1004 | 1118.4 | 1118.4 | 0 | 0 | 0
1005 | 1686.4 | 1686.4 | 0 | 0 | 0
1006 | 1632 | 1326.126 | 0 | 305.874 | 0
1007 | 1343.2 | 751.2 | 0 | 592 | 0
1008 | 1206.4 | 1206.4 | 0 | 0 | 0
1009 | 1653.6 | 1653.6 | 0 | 0 | 0
1010 | 1780 | 1780 | 0 | 0 | 0
1011 | 1225.6 | 1225.6 | 0 | 0 | 0
1012 | 1333.6 | 1333.6 | 0 | 0 | 0
1013 | 1466.4 | 1466.4 | 0 | 0 | 0
1014 | 1376 | 1376 | 0 | 0 | 0
1015 | 1212 | 1182.347 | 29.653 | 0 | 0
1016 | 1119.408 | 251.848 | 867.56 | 0 | 0
1017 | 1135.205 | 0 | 1135.205 | 0 | 592
1018 | 1502.098 | 0 | 1502.098 | 0 | 407.236
1019 | 1740.14 | 0 | 1740.14 | 0 | 0
1020 | 1403.041 | 0 | 1403.041 | 0 | 0
1021 | 1200.195 | 0 | 1200.195 | 0 | 0
1022 | 1044.046 | 0 | 1044.046 | 0 | 0
1023 | 1298.188 | 0 | 1298.188 | 0 | 0
1024 | 1559.024 | 0 | 1559.024 | 0 | 0
1025 | 1238.191 | 208.341 | 1029.85 | 0 | 0
1026 | 1380.315 | 1194.729 | 185.586 | 0 | 0
1027 | 886.366 | 886.366 | 0 | 0 | 0
1028 | 1113.6 | 1113.6 | 0 | 0 | 0
1029 | 1129.6 | 1129.6 | 0 | 0 | 0
1030 | 1440.8 | 1134.926 | 0 | 305.874 | 0
1031 | 1332.8 | 740.8 | 0 | 592 | 0
1032 | 138.4 | 138.4 | 0 | 0 | 0
1033 | 97.6 | 97.6 | 0 | 0 | 0
1034 | 94.4 | 94.4 | 0 | 0 | 0
1035 | 103.2 | 103.2 | 0 | 0 | 0
1036 | 92.8 | 92.8 | 0 | 0 | 0
1037 | 98.4 | 98.4 | 0 | 0 | 0
1038 | 89.6 | 89.6 | 0 | 0 | 0
1039 | 84.8 | 44.395 | 40.405 | 0 | 0
1040 | 86.437 | 0 | 86.437 | 0 | 592
1041 | 660.137 | 0 | 660.137 | 0 | 407.236
1042 | 1046.053 | 0 | 1046.053 | 0 | 0
1043 | 1011.485 | 0 | 1011.485 | 0 | 0
1044 | 1077.866 | 0 | 1077.866 | 0 | 0
1045 | 1280.894 | 0 | 1280.894 | 0 | 0
1046 | 1305.495 | 0 | 1305.495 | 0 | 0
1047 | 1222.683 | 0 | 1222.683 | 0 | 0
1048 | 1378.71 | 0 | 1378.71 | 0 | 0
1049 | 1442.884 | 206.259 | 1236.625 | 0 | 0
1050 | 1317.715 | 1105.187 | 212.528 | 0 | 0
1051 | 1407.2 | 1407.2 | 0 | 0 | 0
1052 | 1616.8 | 1616.8 | 0 | 0 | 0
1053 | 1705.6 | 1705.6 | 0 | 0 | 0
1054 | 1624 | 1318.126 | 0 | 305.874 | 0
1055 | 1382.4 | 790.4 | 0 | 592 | 0
1056 | 136.8 | 136.8 | 0 | 0 | 0
1057 | 104.8 | 104.8 | 0 | 0 | 0
1058 | 96.8 | 96.8 | 0 | 0 | 0
1059 | 100 | 100 | 0 | 0 | 0
1060 | 98.4 | 98.4 | 0 | 0 | 0
1061 | 101.6 | 101.6 | 0 | 0 | 0
1062 | 95.2 | 95.2 | 0 | 0 | 0
1063 | 92.8 | 55.568 | 37.232 | 0 | 0
1064 | 85.97 | 0 | 85.97 | 0 | 592
1065 | 932.616 | 0 | 932.616 | 0 | 407.236
1066 | 1383.414 | 0 | 1383.414 | 0 | 0
1067 | 1261.111 | 0 | 1261.111 | 0 | 0
1068 | 1457.305 | 0 | 1457.305 | 0 | 0
1069 | 1348.064 | 0 | 1348.064 | 0 | 0
1070 | 1417.335 | 0 | 1417.335 | 0 | 0
1071 | 1553.989 | 0 | 1553.989 | 0 | 0
1072 | 1478.554 | 0 | 1478.554 | 0 | 0
1073 | 1282.839 | 39.711 | 1243.128 | 0 | 0
1074 | 1716.587 | 1507.755 | 208.832 | 0 | 0
1075 | 1229.933 | 1229.933 | 0 | 0 | 0
1076 | 828.8 | 828.8 | 0 | 0 | 0
1077 | 1254.4 | 1254.4 | 0 | 0 | 0
1078 | 1271.2 | 965.326 | 0 | 305.874 | 0
1079 | 1333.6 | 741.6 | 0 | 592 | 0
1080 | 1302.4 | 1302.4 | 0 | 0 | 0
1081 | 1362.4 | 1362.4 | 0 | 0 | 0
1082 | 933.6 | 933.6 | 0 | 0 | 0
1083 | 1361.6 | 1361.6 | 0 | 0 | 0
1084 | 1337.6 | 1337.6 | 0 | 0 | 0
1085 | 996 | 996 | 0 | 0 | 0
1086 | 1271.2 | 1271.2 | 0 | 0 | 0
1087 | 1043.2 | 995.982 | 47.218 | 0 | 0
1088 | 860.551 | 0 | 860.551 | 0 | 148.308
1089 | 1094.398 | 0 | 1094.398 | 0 | 592
1090 | 1122.775 | 0 | 1122.776 | 0 | 258.928
1091 | 1142.288 | 0 | 1142.288 | 0 | 0
1092 | 987.833 | 0 | 987.833 | 0 | 0
1093 | 1098.997 | 0 | 1098.997 | 0 | 0
1094 | 1323.29 | 0 | 1323.29 | 0 | 0
1095 | 1200.589 | 0 | 1200.589 | 0 | 0
1096 | 1175.229 | 0 | 1175.229 | 0 | 0
1097 | 1183.22 | 0 | 1183.22 | 0 | 0
1098 | 1286.45 | 1088.596 | 197.854 | 0 | 0
1099 | 1205.541 | 1205.541 | 0 | 0 | 0
1100 | 1044 | 1044 | 0 | 0 | 0
1101 | 1465.6 | 1465.6 | 0 | 0 | 0
1102 | 1054.4 | 748.526 | 0 | 305.874 | 0
1103 | 1262.4 | 670.4 | 0 | 592 | 0
1104 | 936 | 936 | 0 | 0 | 0
1105 | 1169.6 | 1169.6 | 0 | 0 | 0
1106 | 1276 | 1276 | 0 | 0 | 0
1107 | 1006.4 | 1006.4 | 0 | 0 | 0
1108 | 1429.6 | 1429.6 | 0 | 0 | 0
1109 | 1362.4 | 1362.4 | 0 | 0 | 0
1110 | 1094.4 | 1094.4 | 0 | 0 | 0
1111 | 1244 | 1184.672 | 59.328 | 0 | 0
1112 | 182.026 | 0 | 182.026 | 0 | 592
1113 | 152.29 | 0 | 152.291 | 0 | 407.236
1114 | 181.165 | 0 | 181.165 | 0 | 0
1115 | 170.605 | 0 | 170.605 | 0 | 0
1116 | 185.42 | 0 | 185.42 | 0 | 0
1117 | 195.463 | 0 | 195.463 | 0 | 0
1118 | 197.058 | 0 | 197.058 | 0 | 0
1119 | 129.537 | 0 | 129.537 | 0 | 0
1120 | 177.796 | 0 | 177.796 | 0 | 0
1121 | 117.348 | 0 | 117.348 | 0 | 0
1122 | 99.261 | 0 | 99.261 | 0 | 0
1123 | 110.145 | 0 | 0 | 110.145 | 0
1124 | 108 | 0 | 0 | 108 | 0
1125 | 100 | 0 | 0 | 100 | 0
1126 | 91.2 | 0 | 0 | 91.2 | 0
1127 | 100 | 0 | 0 | 100 | 0
1128 | 93.6 | 0 | 0 | 93.6 | 0
1129 | 98.4 | 98.4 | 0 | 0 | 0
1130 | 90.4 | 90.4 | 0 | 0 | 0
1131 | 96.8 | 79.471 | 0 | 17.329 | 0
1132 | 91.2 | 0 | 0 | 91.2 | 0
1133 | 96.8 | 0 | 0 | 96.8 | 0
1134 | 89.6 | 0 | 0 | 89.6 | 0
1135 | 92.8 | 0 | 92.8 | 0 | 25.264
1136 | 86.74 | 0 | 86.74 | 0 | 592
1137 | 858.247 | 0 | 858.247 | 0 | 381.972
1138 | 1207.142 | 0 | 1207.142 | 0 | 0
1139 | 1636.944 | 0 | 1636.944 | 0 | 0
1140 | 1392.639 | 0 | 1392.639 | 0 | 0
1141 | 1733.618 | 0 | 1733.618 | 0 | 0
1142 | 1461.298 | 0 | 1461.298 | 0 | 0
1143 | 1523.695 | 0 | 1523.695 | 0 | 0
1144 | 1550.416 | 0 | 1550.416 | 0 | 0
1145 | 1733.837 | 330.634 | 1403.203 | 0 | 0
1146 | 1717.427 | 1434.041 | 283.386 | 0 | 0
1147 | 1575.959 | 1575.959 | 0 | 0 | 0
1148 | 1707.2 | 1707.2 | 0 | 0 | 0
1149 | 1400 | 1400 | 0 | 0 | 0
1150 | 1287.2 | 981.326 | 0 | 305.874 | 0
1151 | 1057.6 | 465.6 | 0 | 592 | 0
1152 | 1536.8 | 1536.8 | 0 | 0 | 0
1153 | 997.6 | 997.6 | 0 | 0 | 0
1154 | 1274.4 | 1274.4 | 0 | 0 | 0
1155 | 1188.8 | 1188.8 | 0 | 0 | 0
1156 | 1111.2 | 1111.2 | 0 | 0 | 0
1157 | 1072.8 | 1072.8 | 0 | 0 | 0
1158 | 1068.8 | 1068.8 | 0 | 0 | 0
1159 | 1287.2 | 1181.894 | 105.306 | 0 | 0
1160 | 1071.05 | 0 | 1071.05 | 0 | 101.418
1161 | 1356.959 | 0 | 1356.959 | 0 | 592
1162 | 1375.012 | 0 | 1375.012 | 0 | 305.819
1163 | 1335.484 | 0 | 1335.484 | 0 | 0
1164 | 1194.744 | 0 | 1194.744 | 0 | 0
1165 | 1239.472 | 0 | 1239.472 | 0 | 0
1166 | 1494.782 | 0 | 1494.782 | 0 | 0
1167 | 1663.536 | 0 | 1663.536 | 0 | 0
1168 | 1380.276 | 0 | 1380.276 | 0 | 0
1169 | 1448.549 | 0.556 | 1447.993 | 0 | 0
1170 | 1689.979 | 1403.274 | 286.705 | 0 | 0
1171 | 1823.205 | 1823.205 | 0 | 0 | 0
1172 | 855.2 | 855.2 | 0 | 0 | 0
1173 | 1082.4 | 1082.4 | 0 | 0 | 0
1174 | 1165.6 | 859.726 | 0 | 305.874 | 0
1175 | 1396.8 | 804.8 | 0 | 592 | 0
1176 | 754.4 | 754.4 | 0 | 0 | 0
1177 | 602.4 | 602.4 | 0 | 0 | 0
1178 | 580.8 | 580.8 | 0 | 0 | 0
1179 | 700.8 | 700.8 | 0 | 0 | 0
1180 | 725.6 | 725.6 | 0 | 0 | 0
1181 | 505.6 | 505.6 | 0 | 0 | 0
1182 | 723.2 | 723.2 | 0 | 0 | 0
1183 | 676.8 | 584.861 | 91.939 | 0 | 0
1184 | 771.604 | 0 | 771.604 | 0 | 342.786
1185 | 658.296 | 0 | 658.296 | 0 | 592
1186 | 829.986 | 0 | 829.986 | 0 | 64.45
1187 | 571.13 | 0 | 571.13 | 0 | 0
1188 | 704.878 | 0 | 704.878 | 0 | 0
1189 | 802.622 | 0 | 802.622 | 0 | 0
1190 | 845.333 | 0 | 845.333 | 0 | 0
1191 | 810.397 | 0 | 810.397 | 0 | 0
1192 | 948.631 | 0 | 948.631 | 0 | 0
1193 | 863.605 | 0 | 863.605 | 0 | 0
1194 | 870.304 | 619.264 | 251.04 | 0 | 0
1195 | 797.6 | 797.6 | 0 | 0 | 0
1196 | 838.4 | 838.4 | 0 | 0 | 0
1197 | 759.2 | 759.2 | 0 | 0 | 0
1198 | 689.6 | 342.926 | 0 | 346.674 | 0
1199 | 551.2 | 0 | 0 | 551.2 | 0
1200 | 689.6 | 689.6 | 0 | 0 | 0
1201 | 1026.4 | 1026.4 | 0 | 0 | 0
1202 | 1103.2 | 1103.2 | 0 | 0 | 0
1203 | 797.6 | 797.6 | 0 | 0 | 0
1204 | 818.4 | 818.4 | 0 | 0 | 0
1205 | 779.2 | 779.2 | 0 | 0 | 0
1206 | 741.6 | 741.6 | 0 | 0 | 0
1207 | 836.8 | 734.599 | 102.201 | 0 | 0
1208 | 625.816 | 0 | 625.816 | 0 | 511.375
1209 | 296.104 | 0 | 296.105 | 0 | 487.861
1210 | 281.168 | 0 | 281.168 | 0 | 0
1211 | 221.19 | 0 | 221.19 | 0 | 0
1212 | 299.592 | 0 | 299.592 | 0 | 0
1213 | 888.252 | 0 | 888.252 | 0 | 0
1214 | 1121.586 | 0 | 1121.586 | 0 | 0
1215 | 839.555 | 0 | 839.555 | 0 | 0
1216 | 1363.969 | 0 | 1363.969 | 0 | 0
1217 | 1384.49 | 0 | 1384.49 | 0 | 0
1218 | 1247.034 | 977.026 | 270.008 | 0 | 0
1219 | 1191.158 | 1191.158 | 0 | 0 | 0
1220 | 1089.6 | 1089.6 | 0 | 0 | 0
1221 | 1178.4 | 1178.4 | 0 | 0 | 0
1222 | 1048 | 742.126 | 0 | 305.874 | 0
1223 | 1239.2 | 647.2 | 0 | 592 | 0
1224 | 1102.4 | 1102.4 | 0 | 0 | 0
1225 | 1004 | 1004 | 0 | 0 | 0
1226 | 894.4 | 894.4 | 0 | 0 | 0
1227 | 741.6 | 741.6 | 0 | 0 | 0
1228 | 812 | 812 | 0 | 0 | 0
1229 | 906.4 | 906.4 | 0 | 0 | 0
1230 | 1295.2 | 1295.2 | 0 | 0 | 0
1231 | 1083.2 | 976.857 | 106.343 | 0 | 0
1232 | 928.89 | 0 | 928.89 | 0 | 247.477
1233 | 1047.146 | 0 | 1047.146 | 0 | 592
1234 | 1458.486 | 0 | 1458.486 | 0 | 159.759
1235 | 1341.872 | 0 | 1341.872 | 0 | 0
1236 | 1455.678 | 0 | 1455.678 | 0 | 0
1237 | 1622.4 | 0 | 1622.4 | 0 | 0
1238 | 1434.147 | 0 | 1434.147 | 0 | 0
1239 | 1627.379 | 0 | 1627.379 | 0 | 0
1240 | 1212.806 | 0 | 1212.806 | 0 | 0
1241 | 1458.823 | 31.005 | 1427.818 | 0 | 0
1242 | 1503.121 | 1227.624 | 275.497 | 0 | 0
1243 | 1519.235 | 1519.235 | 0 | 0 | 0
1244 | 1223.2 | 1223.2 | 0 | 0 | 0
1245 | 1371.2 | 1371.2 | 0 | 0 | 0
1246 | 1432.8 | 1126.926 | 0 | 305.874 | 0
1247 | 1228 | 636 | 0 | 592 | 0
1248 | 1250.4 | 1250.4 | 0 | 0 | 0
1249 | 1195.2 | 1195.2 | 0 | 0 | 0
1250 | 1082.4 | 1082.4 | 0 | 0 | 0
1251 | 1088.8 | 1088.8 | 0 | 0 | 0
1252 | 1428 | 1428 | 0 | 0 | 0
1253 | 942.4 | 942.4 | 0 | 0 | 0
1254 | 957.6 | 957.6 | 0 | 0 | 0
1255 | 1361.6 | 1259.128 | 102.472 | 0 | 0
1256 | 1216.436 | 71.322 | 1145.114 | 0 | 0
1257 | 1066.076 | 0 | 1066.076 | 0 | 592
1258 | 1100.807 | 0 | 1100.807 | 0 | 407.236
1259 | 1411.611 | 0 | 1411.611 | 0 | 0
1260 | 1365.056 | 0 | 1365.056 | 0 | 0
1261 | 1239.767 | 0 | 1239.767 | 0 | 0
1262 | 1146.147 | 0 | 1146.147 | 0 | 0
1263 | 1181.115 | 0 | 1181.115 | 0 | 0
1264 | 1267.883 | 0 | 1267.883 | 0 | 0
1265 | 1187.464 | 0 | 1187.464 | 0 | 0
1266 | 1008.407 | 750.954 | 257.453 | 0 | 0
1267 | 1409.602 | 1409.602 | 0 | 0 | 0
1268 | 946.4 | 946.4 | 0 | 0 | 0
1269 | 1150.4 | 1150.4 | 0 | 0 | 0
1270 | 1396 | 1090.126 | 0 | 305.874 | 0
1271 | 1171.2 | 579.2 | 0 | 592 | 0
1272 | 1109.6 | 1109.6 | 0 | 0 | 0
1273 | 1380.8 | 1380.8 | 0 | 0 | 0
1274 | 1206.4 | 1206.4 | 0 | 0 | 0
1275 | 1380.8 | 1380.8 | 0 | 0 | 0
1276 | 1010.4 | 1010.4 | 0 | 0 | 0
1277 | 960 | 960 | 0 | 0 | 0
1278 | 1000 | 1000 | 0 | 0 | 0
1279 | 1016 | 923.373 | 92.627 | 0 | 0
1280 | 231.095 | 0 | 231.095 | 0 | 592
1281 | 181.355 | 0 | 181.356 | 0 | 407.236
1282 | 156.897 | 0 | 156.897 | 0 | 0
1283 | 202.713 | 0 | 202.713 | 0 | 0
1284 | 193.831 | 0 | 193.831 | 0 | 0
1285 | 194.696 | 0 | 194.696 | 0 | 0
1286 | 147.249 | 0 | 147.249 | 0 | 0
1287 | 149.362 | 0 | 149.362 | 0 | 0
1288 | 167.046 | 0 | 167.046 | 0 | 0
1289 | 135.46 | 0 | 135.46 | 0 | 0
1290 | 134.638 | 0 | 134.638 | 0 | 0
1291 | 106.102 | 0 | 0 | 106.102 | 0
1292 | 0 | 0 | 0 | 0 | 0
1293 | 0 | 0 | 0 | 0 | 0
1294 | 85.6 | 0 | 0 | 85.6 | 0
1295 | 87.2 | 0 | 0 | 87.2 | 0
1296 | 90.4 | 0 | 0 | 90.4 | 0
1297 | 84.8 | 0 | 0 | 84.8 | 0
1298 | 87.2 | 0 | 0 | 87.2 | 0
1299 | 80.8 | 0 | 0 | 80.8 | 0
1300 | 86.4 | 0 | 0 | 86.4 | 0
1301 | 81.6 | 0 | 0 | 81.6 | 0
1302 | 86.4 | 0 | 0 | 86.4 | 0
1303 | 68.8 | 0 | 68.8 | 0 | 54.573
1304 | 94.436 | 0 | 94.436 | 0 | 592
1305 | 767.602 | 0 | 767.602 | 0 | 328.879
1306 | 1311.495 | 0 | 1311.495 | 0 | 0
1307 | 1454.312 | 0 | 1454.312 | 0 | 0
1308 | 1278.237 | 0 | 1278.237 | 0 | 0
1309 | 1477.846 | 0 | 1477.846 | 0 | 0
1310 | 1606.507 | 0 | 1606.507 | 0 | 0
1311 | 1514.242 | 0 | 1514.242 | 0 | 0
1312 | 1656.625 | 0 | 1656.625 | 0 | 0
1313 | 1550.847 | 179.545 | 1371.302 | 0 | 0
1314 | 1602.881 | 1340.92 | 261.961 | 0 | 0
1315 | 1592.239 | 1592.239 | 0 | 0 | 0
1316 | 1521.6 | 1521.6 | 0 | 0 | 0
1317 | 1444 | 1444 | 0 | 0 | 0
1318 | 1625.6 | 1319.726 | 0 | 305.874 | 0
1319 | 1578.4 | 986.4 | 0 | 592 | 0
1320 | 1232.8 | 1232.8 | 0 | 0 | 0
1321 | 1146.4 | 1146.4 | 0 | 0 | 0
1322 | 1488 | 1488 | 0 | 0 | 0
1323 | 1347.2 | 1347.2 | 0 | 0 | 0
1324 | 1243.2 | 1243.2 | 0 | 0 | 0
1325 | 1531.2 | 1531.2 | 0 | 0 | 0
1326 | 1331.2 | 1331.2 | 0 | 0 | 0
1327 | 1144.8 | 992.715 | 152.085 | 0 | 0
1328 | 1010.871 | 0 | 1010.871 | 0 | 262.969
1329 | 1203.916 | 0 | 1203.916 | 0 | 592
1330 | 1503.542 | 0 | 1503.542 | 0 | 144.267
1331 | 1515.135 | 0 | 1515.135 | 0 | 0
1332 | 1556.164 | 1128.474 | 424.86 | 2.83 | 0
1333 | 1211.064 | 0 | 1211.064 | 0 | 3.15
1334 | 1410.099 | 311.256 | 1098.843 | 0 | 0
1335 | 1317.507 | 567.78 | 749.727 | 0 | 0
1336 | 1520.142 | 1076.866 | 443.276 | 0 | 0
1337 | 1602.996 | 1474.354 | 128.642 | 0 | 0
1338 | 1509.998 | 1509.998 | 0 | 0 | 0
1339 | 1268.157 | 1268.157 | 0 | 0 | 0
1340 | 1219.2 | 1219.2 | 0 | 0 | 0
1341 | 1537.6 | 1537.6 | 0 | 0 | 0
1342 | 1788 | 1482.126 | 0 | 305.874 | 0
1343 | 1920 | 1328 | 0 | 592 | 0
1344 | 1416 | 1416 | 0 | 0 | 0
1345 | 1318.4 | 1318.4 | 0 | 0 | 0
1346 | 1386.4 | 1386.4 | 0 | 0 | 0
1347 | 1447.2 | 1447.2 | 0 | 0 | 0
1348 | 1560.8 | 1560.8 | 0 | 0 | 0
1349 | 1575.2 | 1575.2 | 0 | 0 | 0
1350 | 1132 | 1132 | 0 | 0 | 0
1351 | 1085.6 | 938.486 | 147.114 | 0 | 0
1352 | 972.737 | 0 | 972.737 | 0 | 276.939
1353 | 1002.649 | 0 | 1002.649 | 0 | 592
1354 | 1224.946 | 0 | 1224.946 | 0 | 130.297
1355 | 1629.851 | 0 | 1629.851 | 0 | 0
1356 | 1267.651 | 0 | 1267.651 | 0 | 0
1357 | 1387.724 | 0 | 1387.724 | 0 | 0
1358 | 1508.577 | 0 | 1508.577 | 0 | 0
1359 | 1492.205 | 0 | 1492.205 | 0 | 0
1360 | 1115.506 | 332.796 | 782.71 | 0 | 0
1361 | 1715.058 | 409.153 | 1305.905 | 0 | 0
1362 | 1580.662 | 1416.755 | 163.907 | 0 | 0
1363 | 1152.8 | 1152.8 | 0 | 0 | 0
1364 | 1612 | 1612 | 0 | 0 | 0
1365 | 1400.8 | 1400.8 | 0 | 0 | 0
1366 | 1607.2 | 1301.326 | 0 | 305.874 | 0
1367 | 1369.6 | 777.6 | 0 | 592 | 0
1368 | 1172 | 1172 | 0 | 0 | 0
1369 | 1296.8 | 1296.8 | 0 | 0 | 0
1370 | 1394.4 | 1394.4 | 0 | 0 | 0
1371 | 1192 | 1192 | 0 | 0 | 0
1372 | 1368.8 | 1368.8 | 0 | 0 | 0
1373 | 1286.4 | 1286.4 | 0 | 0 | 0
1374 | 717.6 | 717.6 | 0 | 0 | 0
1375 | 961.6 | 808.687 | 152.913 | 0 | 0
1376 | 858.742 | 0 | 858.742 | 0 | 397.116
1377 | 924.647 | 0 | 924.647 | 0 | 592
1378 | 1261.322 | 0 | 1261.322 | 0 | 10.12
1379 | 921.625 | 0 | 921.625 | 0 | 0
1380 | 1166.42 | 0 | 1166.42 | 0 | 0
1381 | 1425.732 | 0 | 1425.732 | 0 | 0
1382 | 1270.075 | 0 | 1270.075 | 0 | 0
1383 | 1409.846 | 0 | 1409.846 | 0 | 0
1384 | 1503.303 | 695.076 | 808.227 | 0 | 0
1385 | 1426.651 | 809.956 | 616.695 | 0 | 0
1386 | 1530.718 | 1293.766 | 236.952 | 0 | 0
1387 | 1079.591 | 1079.591 | 0 | 0 | 0
1388 | 1292 | 1292 | 0 | 0 | 0
1389 | 1392.8 | 1392.8 | 0 | 0 | 0
1390 | 1493.6 | 1187.726 | 0 | 305.874 | 0
1391 | 1524 | 932 | 0 | 592 | 0
1392 | 1385.6 | 1385.6 | 0 | 0 | 0
1393 | 1531.2 | 1531.2 | 0 | 0 | 0
1394 | 1497.6 | 1497.6 | 0 | 0 | 0
1395 | 1485.6 | 1485.6 | 0 | 0 | 0
1396 | 1413.6 | 1413.6 | 0 | 0 | 0
1397 | 1488.8 | 1488.8 | 0 | 0 | 0
1398 | 1299.2 | 1299.2 | 0 | 0 | 0
1399 | 1104 | 1047.918 | 56.082 | 0 | 0
1400 | 1358.071 | 145.604 | 1212.467 | 0 | 0
1401 | 1671.657 | 532.398 | 1139.259 | 0 | 0
1402 | 1400.192 | 0 | 1400.192 | 0 | 592
1403 | 1499.733 | 0 | 1499.733 | 0 | 407.236
1404 | 1335.797 | 0 | 1335.797 | 0 | 0
1405 | 1593.236 | 0 | 1593.236 | 0 | 0
1406 | 1620.676 | 0 | 1620.676 | 0 | 0
1407 | 1525.559 | 0 | 1525.559 | 0 | 0
1408 | 1514.83 | 201.024 | 1313.806 | 0 | 0
1409 | 1822.304 | 870.198 | 952.106 | 0 | 0
1410 | 1605.867 | 1344.791 | 261.076 | 0 | 0
1411 | 1954.45 | 1954.45 | 0 | 0 | 0
1412 | 1688.8 | 1688.8 | 0 | 0 | 0
1413 | 1488.8 | 1488.8 | 0 | 0 | 0
1414 | 1700 | 1394.126 | 0 | 305.874 | 0
1415 | 1531.2 | 939.2 | 0 | 592 | 0
1416 | 1661.6 | 1661.6 | 0 | 0 | 0
1417 | 677.6 | 677.6 | 0 | 0 | 0
1418 | 501.6 | 501.6 | 0 | 0 | 0
1419 | 592.8 | 592.8 | 0 | 0 | 0
1420 | 738.4 | 738.4 | 0 | 0 | 0
1421 | 784.8 | 784.8 | 0 | 0 | 0
1422 | 656.8 | 656.8 | 0 | 0 | 0
1423 | 596 | 452.329 | 143.671 | 0 | 0
1424 | 458.959 | 0 | 458.959 | 0 | 592
1425 | 545.507 | 0 | 545.507 | 0 | 407.236
1426 | 657.357 | 0 | 657.357 | 0 | 0
1427 | 784.747 | 0 | 784.747 | 0 | 0
1428 | 756.627 | 0 | 756.627 | 0 | 0
1429 | 915.603 | 0 | 915.603 | 0 | 0
1430 | 833.363 | 0 | 833.363 | 0 | 0
1431 | 642.919 | 0 | 642.919 | 0 | 0
1432 | 667.766 | 0 | 667.766 | 0 | 0
1433 | 671.56 | 0 | 671.56 | 0 | 0
1434 | 759.475 | 555.056 | 204.419 | 0 | 0
1435 | 768.029 | 768.029 | 0 | 0 | 0
1436 | 534.4 | 534.4 | 0 | 0 | 0
1437 | 708.8 | 708.8 | 0 | 0 | 0
1438 | 805.6 | 499.726 | 0 | 305.874 | 0
1439 | 713.6 | 121.6 | 0 | 592 | 0
1440 | 728.8 | 728.8 | 0 | 0 | 0
1441 | 1704 | 1704 | 0 | 0 | 0
1442 | 1666.4 | 1666.4 | 0 | 0 | 0
1443 | 1551.2 | 1551.2 | 0 | 0 | 0
1444 | 1624 | 1624 | 0 | 0 | 0
1445 | 1580.8 | 1580.8 | 0 | 0 | 0
1446 | 1460 | 1460 | 0 | 0 | 0
1447 | 1464 | 1389 | 75 | 0 | 0
1448 | 110.259 | 0 | 110.259 | 0 | 592
1449 | 89.69 | 0 | 89.69 | 0 | 407.236
1450 | 0 | 0 | 0 | 0 | 0
1451 | 0 | 0 | 0 | 0 | 0
1452 | 0 | 0 | 0 | 0 | 0
1453 | 0 | 0 | 0 | 0 | 0
1454 | 87.814 | 0 | 87.814 | 0 | 0
1455 | 71.433 | 0 | 71.433 | 0 | 0
1456 | 76.614 | 0 | 76.614 | 0 | 0
1457 | 71.47 | 0 | 71.47 | 0 | 0
1458 | 83.419 | 0 | 83.419 | 0 | 0
1459 | 77.625 | 0 | 0 | 77.625 | 0
1460 | 86.4 | 0 | 0 | 86.4 | 0
1461 | 79.2 | 0 | 0 | 79.2 | 0
1462 | 86.4 | 0 | 0 | 86.4 | 0
1463 | 79.2 | 0 | 0 | 79.2 | 0
1464 | 84 | 0 | 0 | 84 | 0
1465 | 75.2 | 68.647 | 0 | 6.553 | 0
1466 | 81.6 | 0 | 0 | 81.6 | 0
1467 | 76 | 0 | 0 | 76 | 0
1468 | 80 | 0 | 0 | 80 | 0
1469 | 76.8 | 0 | 0 | 76.8 | 0
1470 | 81.6 | 0 | 0 | 81.6 | 0
1471 | 67.2 | 0 | 64.704 | 2.496 | 0
1472 | 79.057 | 0 | 79.057 | 0 | 429.103
1473 | 544.574 | 0 | 544.574 | 0 | 570.133
1474 | 1505.096 | 0 | 1505.096 | 0 | 0
1475 | 1673.221 | 0 | 1673.221 | 0 | 0
1476 | 1557.38 | 0 | 1557.38 | 0 | 0
1477 | 1552.097 | 0 | 1552.097 | 0 | 0
1478 | 1601.467 | 0 | 1601.467 | 0 | 0
1479 | 1699.22 | 0 | 1699.22 | 0 | 0
1480 | 1209.033 | 0 | 1209.033 | 0 | 0
1481 | 1602.265 | 313.638 | 1288.627 | 0 | 0
1482 | 1255.783 | 1009.9 | 245.883 | 0 | 0
1483 | 1313.251 | 1313.251 | 0 | 0 | 0
1484 | 1345.6 | 1345.6 | 0 | 0 | 0
1485 | 1182.4 | 1182.4 | 0 | 0 | 0
1486 | 1305.6 | 999.726 | 0 | 305.874 | 0
1487 | 1395.2 | 803.2 | 0 | 592 | 0
1488 | 1414.4 | 1414.4 | 0 | 0 | 0
1489 | 1534.4 | 1534.4 | 0 | 0 | 0
1490 | 1493.6 | 1493.6 | 0 | 0 | 0
1491 | 1685.6 | 1685.6 | 0 | 0 | 0
1492 | 1434.4 | 1434.4 | 0 | 0 | 0
1493 | 1459.2 | 1459.2 | 0 | 0 | 0
1494 | 1717.6 | 1717.6 | 0 | 0 | 0
1495 | 1190.4 | 1082.344 | 108.056 | 0 | 0
1496 | 1580.043 | 577.794 | 1002.249 | 0 | 0
1497 | 1502.036 | 0 | 1502.036 | 0 | 382.025
1498 | 1441.807 | 0 | 1441.807 | 0 | 592
1499 | 1867.076 | 0 | 1867.075 | 0 | 25.212
1500 | 1969.563 | 0 | 1969.563 | 0 | 0
1501 | 1991.36 | 0 | 1991.36 | 0 | 0
1502 | 1801.825 | 148.626 | 1061.199 | 592 | 0
1503 | 1593.282 | 0 | 1593.282 | 0 | 592
1504 | 1359.178 | 0 | 1359.178 | 0 | 66.832
1505 | 1889.839 | 576.698 | 1313.141 | 0 | 0
1506 | 1338.014 | 1083.289 | 254.725 | 0 | 0
1507 | 1353.885 | 1353.885 | 0 | 0 | 0
1508 | 1158.4 | 1158.4 | 0 | 0 | 0
1509 | 1659.2 | 1659.2 | 0 | 0 | 0
1510 | 1568 | 1262.126 | 0 | 305.874 | 0
1511 | 1603.2 | 1011.2 | 0 | 592 | 0
1512 | 1517.6 | 1517.6 | 0 | 0 | 0
1513 | 1664 | 1664 | 0 | 0 | 0
1514 | 1617.6 | 1617.6 | 0 | 0 | 0
1515 | 1648 | 1648 | 0 | 0 | 0
1516 | 1176.8 | 1176.8 | 0 | 0 | 0
1517 | 1515.2 | 1515.2 | 0 | 0 | 0
1518 | 1512.8 | 1512.8 | 0 | 0 | 0
1519 | 1321.6 | 1207.655 | 113.945 | 0 | 0
1520 | 1341.317 | 249.913 | 1091.404 | 0 | 0
1521 | 1629.663 | 0 | 1629.663 | 0 | 481.504
1522 | 1448.199 | 0 | 1448.198 | 0 | 517.732
1523 | 1859.743 | 0 | 1859.743 | 0 | 0
1524 | 1762.66 | 0 | 1762.66 | 0 | 0
1525 | 1573.75 | 0 | 1573.75 | 0 | 0
1526 | 1726.047 | 0 | 1726.047 | 0 | 0
1527 | 1828.904 | 0 | 1828.904 | 0 | 0
1528 | 1697.557 | 0 | 1697.557 | 0 | 0
1529 | 1829.581 | 490.05 | 1339.531 | 0 | 0
1530 | 1704.422 | 1432.926 | 271.496 | 0 | 0
1531 | 1675.433 | 1675.433 | 0 | 0 | 0
1532 | 1698.4 | 1698.4 | 0 | 0 | 0
1533 | 1537.6 | 1537.6 | 0 | 0 | 0
1534 | 1532 | 1226.126 | 0 | 305.874 | 0
1535 | 1324 | 732 | 0 | 592 | 0
1536 | 382.4 | 382.4 | 0 | 0 | 0
1537 | 394.4 | 394.4 | 0 | 0 | 0
1538 | 378.4 | 378.4 | 0 | 0 | 0
1539 | 357.6 | 357.6 | 0 | 0 | 0
1540 | 367.2 | 367.2 | 0 | 0 | 0
1541 | 380 | 380 | 0 | 0 | 0
1542 | 397.6 | 397.6 | 0 | 0 | 0
1543 | 354.4 | 210.622 | 143.778 | 0 | 0
1544 | 442.969 | 0 | 442.969 | 0 | 592
1545 | 1680.912 | 0 | 1254.5 | 426.412 | 0
1546 | 1829.403 | 0 | 1745.94 | 83.463 | 0
1547 | 1851.263 | 0 | 1851.263 | 0 | 429.407
1548 | 1924.839 | 0 | 1924.839 | 0 | 545.264
1549 | 1677.954 | 0 | 1677.954 | 0 | 0
1550 | 1718.738 | 1040.021 | 678.717 | 0 | 0
1551 | 1907.596 | 9.743 | 1769.71 | 128.143 | 0
1552 | 1688.519 | 0 | 1688.519 | 0 | 142.61
1553 | 2091.005 | 835.592 | 1255.413 | 0 | 0
1554 | 1608.296 | 1388.29 | 220.006 | 0 | 0
1555 | 1773.255 | 1773.255 | 0 | 0 | 0
1556 | 1601.6 | 1601.6 | 0 | 0 | 0
1557 | 1201.6 | 1201.6 | 0 | 0 | 0
1558 | 1380.8 | 1074.926 | 0 | 305.874 | 0
1559 | 1320.8 | 728.8 | 0 | 592 | 0
1560 | 361.6 | 361.6 | 0 | 0 | 0
1561 | 110.4 | 110.4 | 0 | 0 | 0
1562 | 116.8 | 116.8 | 0 | 0 | 0
1563 | 111.2 | 111.2 | 0 | 0 | 0
1564 | 113.6 | 113.6 | 0 | 0 | 0
1565 | 110.4 | 110.4 | 0 | 0 | 0
1566 | 114.4 | 114.4 | 0 | 0 | 0
1567 | 98.4 | 0 | 98.4 | 0 | 33.398
1568 | 220.236 | 0 | 220.236 | 0 | 592
1569 | 1212.985 | 0 | 1212.984 | 0 | 373.839
1570 | 1238.812 | 0 | 1238.812 | 0 | 0
1571 | 1664.717 | 0 | 1664.717 | 0 | 0
1572 | 1556.917 | 0 | 1556.917 | 0 | 0
1573 | 1408.483 | 0 | 1408.483 | 0 | 0
1574 | 1587.586 | 0 | 1587.586 | 0 | 0
1575 | 1726.378 | 0 | 1726.378 | 0 | 0
1576 | 1711.478 | 0 | 1711.478 | 0 | 0
1577 | 1544.327 | 582.748 | 961.579 | 0 | 0
1578 | 1402.659 | 1207.904 | 194.755 | 0 | 0
1579 | 1439.865 | 1439.865 | 0 | 0 | 0
1580 | 1459.2 | 1459.2 | 0 | 0 | 0
1581 | 1510.4 | 1510.4 | 0 | 0 | 0
1582 | 1384 | 1078.126 | 0 | 305.874 | 0
1583 | 1400 | 808 | 0 | 592 | 0
1584 | 472 | 472 | 0 | 0 | 0
1585 | 416.8 | 416.8 | 0 | 0 | 0
1586 | 390.4 | 390.4 | 0 | 0 | 0
1587 | 431.2 | 431.2 | 0 | 0 | 0
1588 | 381.6 | 381.6 | 0 | 0 | 0
1589 | 384 | 384 | 0 | 0 | 0
1590 | 484.8 | 484.8 | 0 | 0 | 0
1591 | 424 | 299.968 | 124.032 | 0 | 0
1592 | 433.137 | 0 | 433.137 | 0 | 592
1593 | 1644.823 | 0 | 1644.823 | 0 | 407.236
1594 | 1786.904 | 0 | 1786.904 | 0 | 0
1595 | 1792.2 | 0 | 1792.2 | 0 | 0
1596 | 1606.691 | 0 | 1606.691 | 0 | 0
1597 | 1894.24 | 0 | 1894.24 | 0 | 0
1598 | 1829.242 | 0 | 1829.242 | 0 | 0
1599 | 1903.518 | 0 | 1903.518 | 0 | 0
1600 | 1476.616 | 0 | 1476.616 | 0 | 0
1601 | 1535.769 | 346.948 | 1188.821 | 0 | 0
1602 | 1485.795 | 1278.868 | 206.927 | 0 | 0
1603 | 1357.077 | 1357.077 | 0 | 0 | 0
1604 | 1589.6 | 1589.6 | 0 | 0 | 0
1605 | 1525.6 | 1525.6 | 0 | 0 | 0
1606 | 1258.4 | 952.526 | 0 | 305.874 | 0
1607 | 1140 | 548 | 0 | 592 | 0
1608 | 1290.4 | 1290.4 | 0 | 0 | 0
1609 | 1470.4 | 1470.4 | 0 | 0 | 0
1610 | 904.8 | 904.8 | 0 | 0 | 0
1611 | 1167.2 | 1167.2 | 0 | 0 | 0
1612 | 1140.8 | 1140.8 | 0 | 0 | 0
1613 | 1201.6 | 1201.6 | 0 | 0 | 0
1614 | 1211.2 | 1211.2 | 0 | 0 | 0
1615 | 1014.4 | 897.423 | 116.977 | 0 | 0
1616 | 337.397 | 0 | 337.397 | 0 | 592
1617 | 274.291 | 0 | 274.292 | 0 | 407.236
1618 | 264.437 | 0 | 264.437 | 0 | 0
1619 | 281.379 | 0 | 281.379 | 0 | 0
1620 | 297.305 | 0 | 297.305 | 0 | 0
1621 | 288.999 | 0 | 288.999 | 0 | 0
1622 | 276.252 | 0 | 276.252 | 0 | 0
1623 | 267.096 | 0 | 267.096 | 0 | 0
1624 | 204.599 | 0 | 204.599 | 0 | 0
1625 | 286.349 | 0 | 286.349 | 0 | 0
1626 | 229.93 | 58.838 | 171.092 | 0 | 0
1627 | 205.13 | 205.13 | 0 | 0 | 0
1628 | 299.2 | 299.2 | 0 | 0 | 0
1629 | 287.2 | 76.526 | 0 | 210.674 | 0
1630 | 292 | 0 | 0 | 292 | 0
1631 | 230.4 | 0 | 0 | 230.4 | 0
1632 | 164.8 | 0 | 0 | 164.8 | 0
1633 | 195.2 | 195.2 | 0 | 0 | 0
1634 | 238.4 | 238.4 | 0 | 0 | 0
1635 | 187.2 | 187.2 | 0 | 0 | 0
1636 | 148.8 | 148.8 | 0 | 0 | 0
1637 | 132.8 | 132.8 | 0 | 0 | 0
1638 | 192.8 | 192.8 | 0 | 0 | 0
1639 | 120 | 0 | 120 | 0 | 7.024
1640 | 191.45 | 0 | 191.45 | 0 | 592
1641 | 866.164 | 0 | 866.163 | 0 | 400.212
1642 | 1455.515 | 0 | 1455.515 | 0 | 0
1643 | 1743.462 | 0 | 1743.462 | 0 | 0
1644 | 1648.641 | 0 | 1648.641 | 0 | 0
1645 | 1680.833 | 0 | 1680.833 | 0 | 0
1646 | 1635.438 | 0 | 1635.438 | 0 | 0
1647 | 1660.537 | 0 | 1660.537 | 0 | 0
1648 | 1717.571 | 0 | 1717.571 | 0 | 0
1649 | 1588.152 | 374.885 | 1213.267 | 0 | 0
1650 | 1863.569 | 1649.299 | 214.27 | 0 | 0
1651 | 1540.524 | 1540.524 | 0 | 0 | 0
1652 | 1230.4 | 1230.4 | 0 | 0 | 0
1653 | 1436 | 1436 | 0 | 0 | 0
1654 | 1564.8 | 1258.926 | 0 | 305.874 | 0
1655 | 1647.2 | 1055.2 | 0 | 592 | 0
1656 | 1421.6 | 1421.6 | 0 | 0 | 0
1657 | 1376.8 | 1376.8 | 0 | 0 | 0
1658 | 1502.4 | 1502.4 | 0 | 0 | 0
1659 | 1624 | 1624 | 0 | 0 | 0
1660 | 1292.8 | 1292.8 | 0 | 0 | 0
1661 | 1245.6 | 1245.6 | 0 | 0 | 0
1662 | 1281.6 | 1281.6 | 0 | 0 | 0
1663 | 1044.8 | 963.1 | 81.7 | 0 | 0
1664 | 1268.07 | 210.573 | 1057.497 | 0 | 0
1665 | 1664.469 | 0 | 1664.469 | 0 | 203.08
1666 | 1354.034 | 0 | 1354.034 | 0 | 592
1667 | 1675.929 | 0 | 1338.883 | 337.046 | 0
1668 | 1404.339 | 0 | 1404.34 | 0 | 579.252
1669 | 1405.495 | 0 | 1405.495 | 0 | 0
1670 | 1385.337 | 0 | 1385.337 | 0 | 0
1671 | 1426.323 | 0 | 1426.323 | 0 | 0
1672 | 1546.268 | 0 | 1546.268 | 0 | 0
1673 | 1512.557 | 169.797 | 1342.76 | 0 | 0
1674 | 1715.266 | 1449.625 | 265.641 | 0 | 0
1675 | 1546.02 | 1546.02 | 0 | 0 | 0
1676 | 1220 | 1220 | 0 | 0 | 0
1677 | 1550.4 | 1550.4 | 0 | 0 | 0
1678 | 1778.4 | 1472.526 | 0 | 305.874 | 0
1679 | 1676.8 | 1084.8 | 0 | 592 | 0
1680 | 1480.8 | 1480.8 | 0 | 0 | 0
1681 | 1334.4 | 1334.4 | 0 | 0 | 0
1682 | 1472 | 1472 | 0 | 0 | 0
1683 | 1444.8 | 1444.8 | 0 | 0 | 0
1684 | 230.4 | 230.4 | 0 | 0 | 0
1685 | 354.4 | 354.4 | 0 | 0 | 0
1686 | 880.8 | 880.8 | 0 | 0 | 0
1687 | 1391.249 | 1211.709 | 179.54 | 0 | 0
1688 | 1367.166 | 136.447 | 1230.719 | 0 | 0
1689 | 1114.978 | 0 | 1114.978 | 0 | 592
1690 | 991.078 | 0 | 991.078 | 0 | 407.236
1691 | 1722.516 | 0 | 1722.516 | 0 | 0
1692 | 1259.699 | 0 | 1259.699 | 0 | 0
1693 | 1018.275 | 0 | 1018.275 | 0 | 0
1694 | 905.101 | 0 | 905.101 | 0 | 0
1695 | 1153.41 | 0 | 1153.41 | 0 | 0
1696 | 1638.025 | 0 | 1638.025 | 0 | 0
1697 | 1603.774 | 187.953 | 1415.821 | 0 | 0
1698 | 1509.175 | 1225.417 | 283.758 | 0 | 0
1699 | 994.822 | 994.822 | 0 | 0 | 0
1700 | 1233.6 | 1233.6 | 0 | 0 | 0
1701 | 1465.6 | 1465.6 | 0 | 0 | 0
1702 | 1463.2 | 1157.326 | 0 | 305.874 | 0
1703 | 1261.6 | 669.6 | 0 | 592 | 0
1704 | 1423.2 | 1423.2 | 0 | 0 | 0
1705 | 1556.8 | 1556.8 | 0 | 0 | 0
1706 | 1232.8 | 1232.8 | 0 | 0 | 0
1707 | 1564 | 1564 | 0 | 0 | 0
1708 | 1275.2 | 1275.2 | 0 | 0 | 0
1709 | 1312.8 | 1312.8 | 0 | 0 | 0
1710 | 1168 | 1168 | 0 | 0 | 0
1711 | 1272.8 | 1075.633 | 197.167 | 0 | 0
1712 | 922.415 | 0 | 922.415 | 0 | 360.363
1713 | 1110.192 | 0 | 1110.192 | 0 | 592
1714 | 1567.16 | 0 | 1567.16 | 0 | 46.873
1715 | 1212.443 | 0 | 1212.443 | 0 | 0
1716 | 1091.61 | 0 | 1091.61 | 0 | 0
1717 | 971.536 | 0 | 971.536 | 0 | 0
1718 | 1055.456 | 0 | 1055.456 | 0 | 0
1719 | 957.674 | 0 | 957.674 | 0 | 0
1720 | 997.558 | 0 | 997.558 | 0 | 0
1721 | 1166.299 | 0 | 1166.299 | 0 | 0
1722 | 1040.947 | 771.779 | 269.168 | 0 | 0
1723 | 1287.915 | 1287.915 | 0 | 0 | 0
1724 | 1227.2 | 1227.2 | 0 | 0 | 0
1725 | 1147.2 | 1147.2 | 0 | 0 | 0
1726 | 1378.4 | 1072.526 | 0 | 305.874 | 0
1727 | 1175.2 | 583.2 | 0 | 592 | 0
1728 | 160.8 | 160.8 | 0 | 0 | 0
1729 | 104.8 | 104.8 | 0 | 0 | 0
1730 | 106.4 | 106.4 | 0 | 0 | 0
1731 | 102.4 | 102.4 | 0 | 0 | 0
1732 | 108 | 108 | 0 | 0 | 0
1733 | 101.6 | 101.6 | 0 | 0 | 0
1734 | 104 | 104 | 0 | 0 | 0
1735 | 86.785 | 0 | 86.785 | 0 | 122.3
1736 | 102.491 | 0 | 102.491 | 0 | 592
1737 | 1053.719 | 0 | 1053.719 | 0 | 284.936
1738 | 1351.25 | 0 | 1351.25 | 0 | 0
1739 | 1014.359 | 0 | 1014.359 | 0 | 0
1740 | 1130.671 | 0 | 1130.671 | 0 | 0
1741 | 1327.615 | 0 | 1327.615 | 0 | 0
1742 | 1312.509 | 0 | 1312.509 | 0 | 0
1743 | 1182.509 | 0 | 1182.509 | 0 | 0
1744 | 1270.68 | 0 | 1270.68 | 0 | 0
1745 | 1403.753 | 0 | 1403.753 | 0 | 0
1746 | 1739.825 | 1452.984 | 286.841 | 0 | 0
1747 | 1588.775 | 1588.775 | 0 | 0 | 0
1748 | 1500.8 | 1500.8 | 0 | 0 | 0
1749 | 1536 | 1536 | 0 | 0 | 0
1750 | 1589.6 | 1283.726 | 0 | 305.874 | 0
1751 | 1916 | 1324 | 0 | 592 | 0
1752 | 192 | 192 | 0 | 0 | 0
1753 | 107.2 | 107.2 | 0 | 0 | 0
1754 | 116 | 116 | 0 | 0 | 0
1755 | 110.4 | 110.4 | 0 | 0 | 0
1756 | 110.4 | 110.4 | 0 | 0 | 0
1757 | 108 | 108 | 0 | 0 | 0
1758 | 110.4 | 110.4 | 0 | 0 | 0
1759 | 103.221 | 0 | 103.221 | 0 | 116.188
1760 | 126.773 | 0 | 126.773 | 0 | 592
1761 | 999.966 | 0 | 999.966 | 0 | 291.048
1762 | 1972.895 | 0 | 1972.895 | 0 | 0
1763 | 1497.263 | 0 | 1497.263 | 0 | 0
1764 | 1447.357 | 0 | 1447.357 | 0 | 0
1765 | 1492.397 | 0 | 1492.397 | 0 | 0
1766 | 1665.983 | 0 | 1665.983 | 0 | 0
1767 | 1335.156 | 0 | 1335.156 | 0 | 0
1768 | 1587.901 | 0 | 1587.901 | 0 | 0
1769 | 1409.122 | 85.928 | 1323.194 | 0 | 0
1770 | 1956.792 | 1704.698 | 252.094 | 0 | 0
1771 | 1705.486 | 1705.486 | 0 | 0 | 0
1772 | 1647.2 | 1647.2 | 0 | 0 | 0
1773 | 1580.8 | 1580.8 | 0 | 0 | 0
1774 | 1783.2 | 1477.326 | 0 | 305.874 | 0
1775 | 1466.4 | 874.4 | 0 | 592 | 0
1776 | 1642.4 | 1642.4 | 0 | 0 | 0
1777 | 1504 | 1504 | 0 | 0 | 0
1778 | 1396 | 1396 | 0 | 0 | 0
1779 | 1258.4 | 1258.4 | 0 | 0 | 0
1780 | 1348.8 | 1348.8 | 0 | 0 | 0
1781 | 1135.2 | 1135.2 | 0 | 0 | 0
1782 | 1196.8 | 1196.8 | 0 | 0 | 0
1783 | 1208.997 | 1017.916 | 191.081 | 0 | 0
1784 | 230.659 | 0 | 230.659 | 0 | 592
1785 | 288.152 | 0 | 288.153 | 0 | 407.236
1786 | 332.224 | 0 | 332.224 | 0 | 0
1787 | 287.755 | 0 | 287.755 | 0 | 0
1788 | 233.034 | 0 | 233.034 | 0 | 0
1789 | 257.376 | 0 | 257.376 | 0 | 0
1790 | 254.785 | 0 | 254.785 | 0 | 0
1791 | 276.33 | 0 | 276.33 | 0 | 0
1792 | 204.693 | 0 | 204.693 | 0 | 0
1793 | 301.357 | 0 | 301.357 | 0 | 0
1794 | 228.211 | 0 | 228.211 | 0 | 0
1795 | 216.305 | 216.305 | 0 | 0 | 0
1796 | 242.4 | 242.4 | 0 | 0 | 0
1797 | 200.8 | 158.126 | 0 | 42.674 | 0
1798 | 296 | 0 | 0 | 296 | 0
1799 | 268 | 0 | 0 | 268 | 0
1800 | 291.2 | 0 | 0 | 291.2 | 0
1801 | 237.6 | 237.6 | 0 | 0 | 0
1802 | 191.2 | 191.2 | 0 | 0 | 0
1803 | 243.2 | 243.2 | 0 | 0 | 0
1804 | 204 | 204 | 0 | 0 | 0
1805 | 236 | 236 | 0 | 0 | 0
1806 | 293.6 | 293.6 | 0 | 0 | 0
1807 | 169.6 | 0 | 169.6 | 0 | 28.981
1808 | 205.306 | 0 | 205.306 | 0 | 592
1809 | 1200.592 | 0 | 1200.592 | 0 | 378.255
1810 | 1832.064 | 0 | 1832.064 | 0 | 0
1811 | 1718.381 | 0 | 1718.381 | 0 | 0
1812 | 1345.557 | 0 | 1345.557 | 0 | 0
1813 | 1408.003 | 0 | 1408.003 | 0 | 0
1814 | 1247.32 | 0 | 1247.32 | 0 | 0
1815 | 1222.285 | 0 | 1222.285 | 0 | 0
1816 | 1327.605 | 0 | 1327.605 | 0 | 0
1817 | 1517.328 | 200.062 | 1317.266 | 0 | 0
1818 | 1493.831 | 1240.396 | 253.435 | 0 | 0
1819 | 1418.435 | 1418.435 | 0 | 0 | 0
1820 | 1030.4 | 1030.4 | 0 | 0 | 0
1821 | 1524 | 1524 | 0 | 0 | 0
1822 | 1386.4 | 1080.526 | 0 | 305.874 | 0
1823 | 1324 | 732 | 0 | 592 | 0
1824 | 1220 | 1220 | 0 | 0 | 0
1825 | 1348.8 | 1348.8 | 0 | 0 | 0
1826 | 1544.8 | 1544.8 | 0 | 0 | 0
1827 | 1356 | 1356 | 0 | 0 | 0
1828 | 1223.2 | 1223.2 | 0 | 0 | 0
1829 | 995.2 | 995.2 | 0 | 0 | 0
1830 | 1268 | 1268 | 0 | 0 | 0
1831 | 1071.282 | 874.352 | 196.93 | 0 | 0
1832 | 1080.559 | 0 | 1080.559 | 0 | 121.246
1833 | 1433.37 | 0 | 1433.37 | 0 | 592
1834 | 1536.183 | 0 | 1536.184 | 0 | 285.99
1835 | 1523.623 | 0 | 1523.623 | 0 | 0
1836 | 1417.562 | 0 | 1417.562 | 0 | 0
1837 | 1857.995 | 0 | 1857.995 | 0 | 0
1838 | 1821.112 | 0 | 1821.112 | 0 | 0
1839 | 2055.08 | 0 | 2055.08 | 0 | 0
1840 | 1685.353 | 0 | 1685.353 | 0 | 0
1841 | 1935.979 | 678.126 | 1257.853 | 0 | 0
1842 | 1652.92 | 1417.073 | 235.847 | 0 | 0
1843 | 1211.742 | 1211.742 | 0 | 0 | 0
1844 | 1214.4 | 1214.4 | 0 | 0 | 0
1845 | 1048 | 1048 | 0 | 0 | 0
1846 | 1320.8 | 1014.926 | 0 | 305.874 | 0
1847 | 1692 | 1100 | 0 | 592 | 0
1848 | 1456.8 | 1456.8 | 0 | 0 | 0
1849 | 1660.8 | 1660.8 | 0 | 0 | 0
1850 | 1558.4 | 1558.4 | 0 | 0 | 0
1851 | 1351.2 | 1351.2 | 0 | 0 | 0
1852 | 954.4 | 954.4 | 0 | 0 | 0
1853 | 1149.6 | 1149.6 | 0 | 0 | 0
1854 | 950.4 | 950.4 | 0 | 0 | 0
1855 | 1003.501 | 853.62 | 149.881 | 0 | 0
1856 | 1142.233 | 0 | 1142.233 | 0 | 123.087
1857 | 1496.27 | 0 | 1496.27 | 0 | 592
1858 | 1685.004 | 0 | 1685.004 | 0 | 284.149
1859 | 1751.14 | 0 | 1751.14 | 0 | 0
1860 | 1623.245 | 0 | 1623.245 | 0 | 0
1861 | 1835.131 | 0 | 1835.131 | 0 | 0
1862 | 1759.08 | 0 | 1759.08 | 0 | 0
1863 | 1738.997 | 0 | 1738.997 | 0 | 0
1864 | 1558.583 | 0 | 1558.583 | 0 | 0
1865 | 1589.517 | 167.982 | 1421.535 | 0 | 0
1866 | 1636.574 | 1355.887 | 280.687 | 0 | 0
1867 | 1446.081 | 1446.081 | 0 | 0 | 0
1868 | 1508 | 1508 | 0 | 0 | 0
1869 | 1304 | 1304 | 0 | 0 | 0
1870 | 1274.4 | 968.526 | 0 | 305.874 | 0
1871 | 1512.8 | 920.8 | 0 | 592 | 0
1872 | 1444 | 1444 | 0 | 0 | 0
1873 | 1532 | 1532 | 0 | 0 | 0
1874 | 1208.8 | 1208.8 | 0 | 0 | 0
1875 | 1256.8 | 1256.8 | 0 | 0 | 0
1876 | 1124 | 1124 | 0 | 0 | 0
1877 | 1070.4 | 1070.4 | 0 | 0 | 0
1878 | 1064 | 1064 | 0 | 0 | 0
1879 | 1158.633 | 920.053 | 238.58 | 0 | 0
1880 | 1337.607 | 103.946 | 1233.661 | 0 | 0
1881 | 1602.436 | 0 | 1602.436 | 0 | 455.225
1882 | 1659.929 | 0 | 1659.928 | 0 | 544.012
1883 | 0 | 0 | 0 | 0 | 0
1884 | 1537.528 | 0 | 1537.528 | 0 | 0
1885 | 1283.8 | 0 | 1283.8 | 0 | 0
1886 | 1608.326 | 0 | 1608.326 | 0 | 0
1887 | 1597.92 | 0 | 1597.92 | 0 | 0
1888 | 1735.168 | 0 | 1735.168 | 0 | 0
1889 | 1535.971 | 72.814 | 1463.157 | 0 | 0
1890 | 1401.399 | 1119.81 | 281.589 | 0 | 0
1891 | 1316.835 | 1316.835 | 0 | 0 | 0
1892 | 1148 | 1148 | 0 | 0 | 0
1893 | 1382.4 | 1382.4 | 0 | 0 | 0
1894 | 1640.8 | 1334.926 | 0 | 305.874 | 0
1895 | 1377.6 | 785.6 | 0 | 592 | 0
1896 | 1239.2 | 1239.2 | 0 | 0 | 0
1897 | 950.4 | 950.4 | 0 | 0 | 0
1898 | 1244.8 | 1244.8 | 0 | 0 | 0
1899 | 963.2 | 963.2 | 0 | 0 | 0
1900 | 860.8 | 860.8 | 0 | 0 | 0
1901 | 976.8 | 976.8 | 0 | 0 | 0
1902 | 1053.6 | 1053.6 | 0 | 0 | 0
1903 | 880.938 | 624.291 | 256.647 | 0 | 0
1904 | 756.271 | 0 | 756.271 | 0 | 592
1905 | 1395.164 | 0 | 1395.164 | 0 | 407.236
1906 | 1631.193 | 0 | 1631.193 | 0 | 0
1907 | 1633.019 | 0 | 1633.019 | 0 | 0
1908 | 1231.998 | 0 | 1231.998 | 0 | 0
1909 | 1467.239 | 0 | 1467.239 | 0 | 0
1910 | 1286.247 | 0 | 1286.247 | 0 | 0
1911 | 1439.505 | 0 | 1439.505 | 0 | 0
1912 | 1449.081 | 0 | 1449.081 | 0 | 0
1913 | 1125.488 | 0 | 1125.488 | 0 | 0
1914 | 1313.406 | 1036.754 | 276.652 | 0 | 0
1915 | 1105.904 | 1105.904 | 0 | 0 | 0
1916 | 1031.2 | 1031.2 | 0 | 0 | 0
1917 | 1051.2 | 1051.2 | 0 | 0 | 0
1918 | 1335.2 | 1029.326 | 0 | 305.874 | 0
1919 | 1077.6 | 485.6 | 0 | 592 | 0
1920 | 1121.6 | 1121.6 | 0 | 0 | 0
1921 | 1212 | 1212 | 0 | 0 | 0
1922 | 1262.4 | 1262.4 | 0 | 0 | 0
1923 | 1207.2 | 1207.2 | 0 | 0 | 0
1924 | 970.4 | 970.4 | 0 | 0 | 0
1925 | 967.2 | 967.2 | 0 | 0 | 0
1926 | 1076.8 | 1076.8 | 0 | 0 | 0
1927 | 691.327 | 435.08 | 256.247 | 0 | 0
1928 | 897.95 | 0 | 897.95 | 0 | 483.8
1929 | 500.197 | 0 | 500.197 | 0 | 515.436
1930 | 375.337 | 0 | 375.337 | 0 | 0
1931 | 375.588 | 0 | 375.588 | 0 | 0
1932 | 389.912 | 0 | 389.912 | 0 | 0
1933 | 750.082 | 0 | 750.082 | 0 | 0
1934 | 1316.533 | 0 | 1316.533 | 0 | 0
1935 | 1499.779 | 0 | 1499.779 | 0 | 0
1936 | 1507.149 | 0 | 1507.149 | 0 | 0
1937 | 1397.369 | 98.694 | 1298.675 | 0 | 0
1938 | 997.74 | 751.045 | 246.695 | 0 | 0
1939 | 884.928 | 884.928 | 0 | 0 | 0
1940 | 686.4 | 686.4 | 0 | 0 | 0
1941 | 1051.2 | 1051.2 | 0 | 0 | 0
1942 | 1072.8 | 766.926 | 0 | 305.874 | 0
1943 | 1167.2 | 575.2 | 0 | 592 | 0
1944 | 1155.2 | 1155.2 | 0 | 0 | 0
1945 | 943.2 | 943.2 | 0 | 0 | 0
1946 | 1432.8 | 1432.8 | 0 | 0 | 0
1947 | 1044 | 1044 | 0 | 0 | 0
1948 | 1157.6 | 1157.6 | 0 | 0 | 0
1949 | 960.8 | 960.8 | 0 | 0 | 0
1950 | 852.8 | 852.8 | 0 | 0 | 0
1951 | 1154.806 | 902.752 | 252.054 | 0 | 0
1952 | 248.715 | 0 | 248.715 | 0 | 592
1953 | 294.906 | 0 | 294.906 | 0 | 407.236
1954 | 233.76 | 0 | 233.76 | 0 | 0
1955 | 233.438 | 0 | 233.438 | 0 | 0
1956 | 273.494 | 0 | 273.494 | 0 | 0
1957 | 185.868 | 0 | 185.868 | 0 | 0
1958 | 251.672 | 0 | 251.672 | 0 | 0
1959 | 290.153 | 0 | 290.153 | 0 | 0
1960 | 251.848 | 0 | 251.848 | 0 | 0
1961 | 267.282 | 0 | 267.282 | 0 | 0
1962 | 269.159 | 29.553 | 239.606 | 0 | 0
1963 | 186.389 | 186.389 | 0 | 0 | 0
1964 | 352 | 352 | 0 | 0 | 0
1965 | 209.6 | 116.526 | 0 | 93.074 | 0
1966 | 269.6 | 0 | 0 | 269.6 | 0
1967 | 288.8 | 0 | 0 | 288.8 | 0
1968 | 246.4 | 0 | 0 | 246.4 | 0
1969 | 255.2 | 255.2 | 0 | 0 | 0
1970 | 220 | 220 | 0 | 0 | 0
1971 | 287.2 | 287.2 | 0 | 0 | 0
1972 | 292.8 | 292.8 | 0 | 0 | 0
1973 | 234.4 | 234.4 | 0 | 0 | 0
1974 | 231.2 | 231.2 | 0 | 0 | 0
1975 | 217.414 | 0 | 217.414 | 0 | 15.182
1976 | 235.207 | 0 | 235.207 | 0 | 592
1977 | 822.233 | 0 | 822.232 | 0 | 392.055
1978 | 1224.436 | 0 | 1224.436 | 0 | 0
1979 | 1183.914 | 0 | 1183.914 | 0 | 0
1980 | 1080.396 | 0 | 1080.396 | 0 | 0
1981 | 1034.163 | 0 | 1034.163 | 0 | 0
1982 | 1287.314 | 0 | 1287.314 | 0 | 0
1983 | 930.64 | 0 | 930.64 | 0 | 0
1984 | 1303.577 | 0 | 1303.577 | 0 | 0
1985 | 1377.861 | 74.819 | 1303.042 | 0 | 0
1986 | 1489.129 | 1246.762 | 242.367 | 0 | 0
1987 | 1582.537 | 1582.537 | 0 | 0 | 0
1988 | 1236.8 | 1236.8 | 0 | 0 | 0
1989 | 1488.8 | 1488.8 | 0 | 0 | 0
1990 | 1436.8 | 1130.926 | 0 | 305.874 | 0
1991 | 1529.6 | 937.6 | 0 | 592 | 0
1992 | 1294.4 | 1294.4 | 0 | 0 | 0
1993 | 1304 | 1304 | 0 | 0 | 0
1994 | 1234.4 | 1234.4 | 0 | 0 | 0
1995 | 1701.6 | 1701.6 | 0 | 0 | 0
1996 | 1300 | 1300 | 0 | 0 | 0
1997 | 1364.8 | 1364.8 | 0 | 0 | 0
1998 | 1507.2 | 1507.2 | 0 | 0 | 0
1999 | 1696 | 1449.254 | 246.746 | 0 | 0
2000 | 1387.644 | 92.395 | 1295.249 | 0 | 0
2001 | 1583.009 | 0 | 1583.009 | 0 | 592
2002 | 2116.262 | 0 | 2116.262 | 0 | 407.236
2003 | 2008.054 | 0 | 2008.054 | 0 | 0
2004 | 1681.412 | 0 | 1681.412 | 0 | 0
2005 | 1625.792 | 0 | 1625.792 | 0 | 0
2006 | 1544.619 | 0 | 1544.619 | 0 | 0
2007 | 1606.752 | 0 | 1606.752 | 0 | 0
2008 | 1395.182 | 0 | 1395.182 | 0 | 0
2009 | 1443.602 | 151.735 | 1291.867 | 0 | 0
2010 | 1556.4 | 1312.207 | 244.193 | 0 | 0
2011 | 1556.11 | 1556.11 | 0 | 0 | 0
2012 | 1073.6 | 1073.6 | 0 | 0 | 0
2013 | 1459.2 | 1459.2 | 0 | 0 | 0
2014 | 1785.6 | 1479.726 | 0 | 305.874 | 0
2015 | 1840 | 1248 | 0 | 592 | 0
2016 | 1543.2 | 1543.2 | 0 | 0 | 0
2017 | 1344.8 | 1344.8 | 0 | 0 | 0
2018 | 1585.6 | 1585.6 | 0 | 0 | 0
2019 | 1395.2 | 1395.2 | 0 | 0 | 0
2020 | 1634.4 | 1634.4 | 0 | 0 | 0
2021 | 1428 | 1428 | 0 | 0 | 0
2022 | 1732.8 | 1732.8 | 0 | 0 | 0
2023 | 1353.618 | 1105.993 | 247.625 | 0 | 0
2024 | 1535.856 | 261.385 | 1274.471 | 0 | 0
2025 | 1275.614 | 0 | 1275.614 | 0 | 592
2026 | 1988.333 | 0 | 1988.333 | 0 | 407.236
2027 | 1904.751 | 0 | 1904.751 | 0 | 0
2028 | 1672.28 | 0 | 1672.28 | 0 | 0
2029 | 1859.284 | 0 | 1859.284 | 0 | 0
2030 | 1626.32 | 0 | 1626.32 | 0 | 0
2031 | 1494.969 | 0 | 1494.969 | 0 | 0
2032 | 1162.25 | 0 | 1162.25 | 0 | 0
2033 | 1264.538 | 0 | 1264.538 | 0 | 0
2034 | 1476.872 | 1227.585 | 249.287 | 0 | 0
2035 | 1536.546 | 1536.546 | 0 | 0 | 0
2036 | 1277.6 | 1277.6 | 0 | 0 | 0
2037 | 1460.8 | 1460.8 | 0 | 0 | 0
2038 | 1661.6 | 1355.726 | 0 | 305.874 | 0
2039 | 1407.2 | 815.2 | 0 | 592 | 0
2040 | 1428 | 1428 | 0 | 0 | 0
2041 | 1554.4 | 1554.4 | 0 | 0 | 0
2042 | 1313.6 | 1313.6 | 0 | 0 | 0
2043 | 1546.4 | 1546.4 | 0 | 0 | 0
2044 | 1344.8 | 1344.8 | 0 | 0 | 0
2045 | 1362.4 | 1362.4 | 0 | 0 | 0
2046 | 1128.8 | 1128.8 | 0 | 0 | 0
2047 | 1486.419 | 1229.738 | 256.681 | 0 | 0
2048 | 1323.308 | 537.082 | 786.226 | 0 | 0
2049 | 1226.957 | 0 | 1226.957 | 0 | 592
2050 | 1796.019 | 0 | 1796.019 | 0 | 407.236
2051 | 1668.541 | 0 | 1668.541 | 0 | 0
2052 | 1931.97 | 0 | 1931.97 | 0 | 0
2053 | 1668.96 | 0 | 1668.96 | 0 | 0
2054 | 1763.69 | 0 | 1763.69 | 0 | 0
2055 | 1579.999 | 0 | 1579.999 | 0 | 0
2056 | 1714.12 | 0 | 1714.12 | 0 | 0
2057 | 1622.297 | 480.491 | 1141.806 | 0 | 0
2058 | 1842.205 | 1659.008 | 183.197 | 0 | 0
2059 | 1704.336 | 1704.336 | 0 | 0 | 0
2060 | 1539.2 | 1539.2 | 0 | 0 | 0
2061 | 1760 | 1760 | 0 | 0 | 0
2062 | 1748 | 1442.126 | 0 | 305.874 | 0
2063 | 1951.2 | 1359.2 | 0 | 592 | 0
2064 | 1534.4 | 1534.4 | 0 | 0 | 0
2065 | 1479.2 | 1479.2 | 0 | 0 | 0
2066 | 1765.6 | 1765.6 | 0 | 0 | 0
2067 | 1462.4 | 1462.4 | 0 | 0 | 0
2068 | 1915.2 | 1915.2 | 0 | 0 | 0
2069 | 1624.8 | 1624.8 | 0 | 0 | 0
2070 | 1568 | 1568 | 0 | 0 | 0
2071 | 1421.665 | 1210.833 | 210.832 | 0 | 0
2072 | 1488.271 | 282.634 | 1205.637 | 0 | 0
2073 | 1486.483 | 0 | 1486.483 | 0 | 592
2074 | 1803.338 | 0 | 1803.338 | 0 | 407.236
2075 | 2033.628 | 0 | 2033.628 | 0 | 0
2076 | 1696.775 | 0 | 1696.775 | 0 | 0
2077 | 1592.548 | 0 | 1592.548 | 0 | 0
2078 | 1457.42 | 0 | 1457.42 | 0 | 0
2079 | 1641.988 | 0 | 1641.988 | 0 | 0
2080 | 1955.911 | 0 | 1955.911 | 0 | 0
2081 | 1702.841 | 515.215 | 1187.626 | 0 | 0
2082 | 1466.806 | 1257.98 | 208.826 | 0 | 0
2083 | 1663.509 | 1663.509 | 0 | 0 | 0
2084 | 1294.4 | 1294.4 | 0 | 0 | 0
2085 | 1368 | 1368 | 0 | 0 | 0
2086 | 1146.4 | 840.526 | 0 | 305.874 | 0
2087 | 1459.2 | 867.2 | 0 | 592 | 0
2088 | 1268.8 | 1268.8 | 0 | 0 | 0
2089 | 923.2 | 923.2 | 0 | 0 | 0
2090 | 1351.2 | 1351.2 | 0 | 0 | 0
2091 | 1026.4 | 1026.4 | 0 | 0 | 0
2092 | 1252.8 | 1252.8 | 0 | 0 | 0
2093 | 1265.6 | 1265.6 | 0 | 0 | 0
2094 | 918.4 | 918.4 | 0 | 0 | 0
2095 | 1050.829 | 812.739 | 238.09 | 0 | 0
2096 | 806.027 | 0 | 806.027 | 0 | 487.418
2097 | 1095.822 | 0 | 1095.822 | 0 | 511.818
2098 | 1270.332 | 0 | 1270.332 | 0 | 0
2099 | 1318.43 | 0 | 1318.43 | 0 | 0
2100 | 1137.052 | 0 | 1137.052 | 0 | 0
2101 | 1338.908 | 0 | 1338.908 | 0 | 0
2102 | 1124.637 | 0 | 1124.637 | 0 | 0
2103 | 1168.045 | 0 | 1168.045 | 0 | 0
2104 | 1479.406 | 0 | 1479.406 | 0 | 0
2105 | 1301.431 | 0 | 1301.431 | 0 | 0
2106 | 1478.389 | 1235.751 | 242.638 | 0 | 0
2107 | 1147.38 | 1147.38 | 0 | 0 | 0
2108 | 1016 | 1016 | 0 | 0 | 0
2109 | 1436 | 1436 | 0 | 0 | 0
2110 | 1550.4 | 1244.526 | 0 | 305.874 | 0
2111 | 1441.6 | 849.6 | 0 | 592 | 0
2112 | 1428 | 1428 | 0 | 0 | 0
2113 | 1300 | 1300 | 0 | 0 | 0
2114 | 1284 | 1284 | 0 | 0 | 0
2115 | 1629.6 | 1629.6 | 0 | 0 | 0
2116 | 1440 | 1440 | 0 | 0 | 0
2117 | 1583.2 | 1583.2 | 0 | 0 | 0
2118 | 1600 | 1600 | 0 | 0 | 0
2119 | 1140.384 | 849.441 | 290.943 | 0 | 0
2120 | 204.826 | 0 | 204.826 | 0 | 592
2121 | 307.065 | 0 | 307.065 | 0 | 407.236
2122 | 313.222 | 0 | 313.222 | 0 | 0
2123 | 355.547 | 0 | 355.547 | 0 | 0
2124 | 311.517 | 0 | 311.517 | 0 | 0
2125 | 299.716 | 0 | 299.716 | 0 | 0
2126 | 315.351 | 0 | 315.351 | 0 | 0
2127 | 283.379 | 0 | 283.379 | 0 | 0
2128 | 230.684 | 0 | 230.684 | 0 | 0
2129 | 250.683 | 0 | 250.683 | 0 | 0
2130 | 298.518 | 67.123 | 231.395 | 0 | 0
2131 | 256.165 | 256.165 | 0 | 0 | 0
2132 | 318.4 | 318.4 | 0 | 0 | 0
2133 | 298.4 | 111.726 | 0 | 186.674 | 0
2134 | 237.6 | 0 | 0 | 237.6 | 0
2135 | 305.6 | 0 | 0 | 305.6 | 0
2136 | 168 | 0 | 0 | 168 | 0
2137 | 228.8 | 228.8 | 0 | 0 | 0
2138 | 226.4 | 226.4 | 0 | 0 | 0
2139 | 221.6 | 221.6 | 0 | 0 | 0
2140 | 135.2 | 135.2 | 0 | 0 | 0
2141 | 148.8 | 148.8 | 0 | 0 | 0
2142 | 203.2 | 203.2 | 0 | 0 | 0
2143 | 139.948 | 0 | 139.948 | 0 | 154.557
2144 | 168.345 | 0 | 168.345 | 0 | 592
2145 | 999.188 | 0 | 999.188 | 0 | 252.68
2146 | 1188.218 | 0 | 1188.218 | 0 | 0
2147 | 1369.757 | 0 | 1369.757 | 0 | 0
2148 | 1382.264 | 0 | 1382.264 | 0 | 0
2149 | 1401.945 | 0 | 1401.945 | 0 | 0
2150 | 1395.96 | 0 | 1395.96 | 0 | 0
2151 | 1436.28 | 0 | 1436.28 | 0 | 0
2152 | 1584.287 | 0 | 1584.287 | 0 | 0
2153 | 1458.461 | 251.235 | 1207.226 | 0 | 0
2154 | 1392.377 | 1170.331 | 222.046 | 0 | 0
2155 | 1600.335 | 1600.335 | 0 | 0 | 0
2156 | 1251.2 | 1251.2 | 0 | 0 | 0
2157 | 921.6 | 921.6 | 0 | 0 | 0
2158 | 1216 | 910.126 | 0 | 305.874 | 0
2159 | 1305.6 | 713.6 | 0 | 592 | 0
2160 | 875.2 | 875.2 | 0 | 0 | 0
2161 | 1137.6 | 1137.6 | 0 | 0 | 0
2162 | 760 | 760 | 0 | 0 | 0
2163 | 1196.8 | 1196.8 | 0 | 0 | 0
2164 | 1156 | 1156 | 0 | 0 | 0
2165 | 1220 | 1220 | 0 | 0 | 0
2166 | 1054.4 | 1054.4 | 0 | 0 | 0
2167 | 1293.304 | 1023.149 | 270.155 | 0 | 0
2168 | 1393.785 | 359.032 | 1034.753 | 0 | 0
2169 | 1579.901 | 0 | 1579.901 | 0 | 592
2170 | 1649.699 | 0 | 1649.699 | 0 | 407.236
2171 | 1676.943 | 0 | 1676.943 | 0 | 0
2172 | 1684.745 | 0 | 1684.745 | 0 | 0
2173 | 1931.871 | 0 | 1931.871 | 0 | 0
2174 | 1728.951 | 0 | 1728.951 | 0 | 0
2175 | 1653.202 | 0 | 1653.202 | 0 | 0
2176 | 1470.106 | 0 | 1470.106 | 0 | 0
2177 | 1634.306 | 477.871 | 1156.435 | 0 | 0
2178 | 1538.105 | 1340.944 | 197.161 | 0 | 0
2179 | 1470.4 | 1470.4 | 0 | 0 | 0
2180 | 1250.4 | 1250.4 | 0 | 0 | 0
2181 | 1324.8 | 1324.8 | 0 | 0 | 0
2182 | 1529.6 | 1223.726 | 0 | 305.874 | 0
2183 | 1635.2 | 1043.2 | 0 | 592 | 0
2184 | 1508 | 1508 | 0 | 0 | 0
2185 | 972 | 972 | 0 | 0 | 0
2186 | 1086.4 | 1086.4 | 0 | 0 | 0
2187 | 1562.4 | 1562.4 | 0 | 0 | 0
2188 | 1220 | 1220 | 0 | 0 | 0
2189 | 1601.6 | 1601.6 | 0 | 0 | 0
2190 | 1461.6 | 1461.6 | 0 | 0 | 0
2191 | 1554.491 | 1360.356 | 194.135 | 0 | 0
2192 | 1258.89 | 439.658 | 819.232 | 0 | 0
2193 | 1130.656 | 0 | 1130.656 | 0 | 592
2194 | 1493.053 | 0 | 1493.053 | 0 | 407.236
2195 | 1407.71 | 0 | 1407.71 | 0 | 0
2196 | 1593.023 | 0 | 1593.023 | 0 | 0
2197 | 1931.914 | 0 | 1931.914 | 0 | 0
2198 | 1327.845 | 0 | 1327.845 | 0 | 0
2199 | 1348.658 | 0 | 1348.658 | 0 | 0
2200 | 1472.454 | 0 | 1472.454 | 0 | 0
2201 | 1419.53 | 129.686 | 1289.844 | 0 | 0
2202 | 938.571 | 804.136 | 134.435 | 0 | 0
2203 | 1347.852 | 1347.852 | 0 | 0 | 0
2204 | 1007.2 | 1007.2 | 0 | 0 | 0
2205 | 1144 | 1144 | 0 | 0 | 0
2206 | 1352 | 1046.126 | 0 | 305.874 | 0
2207 | 1520.8 | 928.8 | 0 | 592 | 0
2208 | 1532.8 | 1532.8 | 0 | 0 | 0
2209 | 1087.2 | 1087.2 | 0 | 0 | 0
2210 | 1328.8 | 1328.8 | 0 | 0 | 0
2211 | 1067.2 | 1067.2 | 0 | 0 | 0
2212 | 1069.6 | 1069.6 | 0 | 0 | 0
2213 | 964.8 | 964.8 | 0 | 0 | 0
2214 | 1233.6 | 1233.6 | 0 | 0 | 0
2215 | 1241.187 | 925.742 | 315.445 | 0 | 0
2216 | 1139.749 | 0 | 1139.749 | 0 | 267.675
2217 | 1485.342 | 0 | 1485.342 | 0 | 592
2218 | 1788.565 | 0 | 1788.565 | 0 | 139.561
2219 | 1486.331 | 0 | 1486.331 | 0 | 0
2220 | 1635.414 | 0 | 1635.414 | 0 | 0
2221 | 1839.255 | 0 | 1839.255 | 0 | 0
2222 | 1431.431 | 0 | 1431.431 | 0 | 0
2223 | 1727.174 | 0 | 1727.174 | 0 | 0
2224 | 1726.438 | 0 | 1726.438 | 0 | 0
2225 | 1599.501 | 303.971 | 1295.53 | 0 | 0
2226 | 1633.042 | 1403.439 | 229.603 | 0 | 0
2227 | 1619.476 | 1619.476 | 0 | 0 | 0
2228 | 1533.6 | 1533.6 | 0 | 0 | 0
2229 | 1748.8 | 1748.8 | 0 | 0 | 0
2230 | 1145.6 | 839.726 | 0 | 305.874 | 0
2231 | 1203.2 | 611.2 | 0 | 592 | 0
2232 | 382.4 | 382.4 | 0 | 0 | 0
2233 | 120 | 120 | 0 | 0 | 0
2234 | 126.4 | 126.4 | 0 | 0 | 0
2235 | 118.4 | 118.4 | 0 | 0 | 0
2236 | 124.8 | 124.8 | 0 | 0 | 0
2237 | 127.2 | 127.2 | 0 | 0 | 0
2238 | 104.8 | 104.8 | 0 | 0 | 0
2239 | 90.455 | 0 | 90.455 | 0 | 93.024
2240 | 181.636 | 0 | 181.636 | 0 | 592
2241 | 1303.888 | 0 | 879.868 | 424.02 | 0
2242 | 1593.999 | 0 | 1593.999 | 0 | 527.943
2243 | 1722.687 | 0 | 1722.688 | 0 | 258.158
2244 | 1824.597 | 0 | 1824.597 | 0 | 0
2245 | 1538.349 | 0 | 1538.349 | 0 | 0
2246 | 1462.819 | 0 | 1462.819 | 0 | 0
2247 | 1763.062 | 0 | 1763.062 | 0 | 0
2248 | 1727.078 | 0 | 1727.078 | 0 | 0
2249 | 1726.744 | 1457.13 | 269.614 | 0 | 0
2250 | 1440.062 | 1387.981 | 52.081 | 0 | 0
2251 | 1485.876 | 1485.876 | 0 | 0 | 0
2252 | 1420 | 1420 | 0 | 0 | 0
2253 | 1555.2 | 1555.2 | 0 | 0 | 0
2254 | 1828.8 | 1522.926 | 0 | 305.874 | 0
2255 | 1337.6 | 745.6 | 0 | 592 | 0
2256 | 1448.8 | 1448.8 | 0 | 0 | 0
2257 | 1088.8 | 1088.8 | 0 | 0 | 0
2258 | 1398.4 | 1398.4 | 0 | 0 | 0
2259 | 1239.2 | 1239.2 | 0 | 0 | 0
2260 | 1181.6 | 1181.6 | 0 | 0 | 0
2261 | 1463.2 | 1463.2 | 0 | 0 | 0
2262 | 1187.2 | 1187.2 | 0 | 0 | 0
2263 | 1184.8 | 878.039 | 306.761 | 0 | 0
2264 | 1603.456 | 405.585 | 1197.871 | 0 | 0
2265 | 1609.349 | 0 | 1609.349 | 0 | 263.125
2266 | 1528.207 | 0 | 1528.207 | 0 | 592
2267 | 1584.409 | 0 | 1584.409 | 0 | 144.111
2268 | 1411.614 | 0 | 1411.614 | 0 | 0
2269 | 1807.633 | 0 | 1807.633 | 0 | 0
2270 | 1580.825 | 0 | 1580.825 | 0 | 0
2271 | 1109.428 | 0 | 1109.428 | 0 | 0
2272 | 1562.899 | 0 | 1562.899 | 0 | 0
2273 | 1288.141 | 269.358 | 1018.783 | 0 | 0
2274 | 1690.754 | 1483.805 | 206.949 | 0 | 0
2275 | 1651.22 | 1651.22 | 0 | 0 | 0
2276 | 1392.8 | 1392.8 | 0 | 0 | 0
2277 | 1446.4 | 1446.4 | 0 | 0 | 0
2278 | 1270.4 | 964.526 | 0 | 305.874 | 0
2279 | 1509.6 | 917.6 | 0 | 592 | 0
2280 | 1620 | 1620 | 0 | 0 | 0
2281 | 1519.2 | 1519.2 | 0 | 0 | 0
2282 | 1356.8 | 1356.8 | 0 | 0 | 0
2283 | 1847.2 | 1847.2 | 0 | 0 | 0
2284 | 1688 | 1688 | 0 | 0 | 0
2285 | 1469.6 | 1469.6 | 0 | 0 | 0
2286 | 1407.2 | 1407.2 | 0 | 0 | 0
2287 | 1298.407 | 1181.25 | 117.157 | 0 | 0
2288 | 341.456 | 0 | 341.456 | 0 | 143.582
2289 | 276.424 | 0 | 276.424 | 0 | 592
2290 | 284.243 | 0 | 284.243 | 0 | 263.654
2291 | 269.004 | 0 | 269.004 | 0 | 0
2292 | 333.853 | 0 | 333.853 | 0 | 0
2293 | 211.973 | 0 | 211.973 | 0 | 0
2294 | 211.252 | 0 | 211.252 | 0 | 0
2295 | 343.658 | 0 | 343.658 | 0 | 0
2296 | 393.167 | 0 | 393.167 | 0 | 0
2297 | 317.159 | 0 | 317.159 | 0 | 0
2298 | 348.83 | 139.08 | 209.75 | 0 | 0
2299 | 281.691 | 281.691 | 0 | 0 | 0
2300 | 266.4 | 266.4 | 0 | 0 | 0
2301 | 309.6 | 86.126 | 0 | 223.474 | 0
2302 | 292 | 0 | 0 | 292 | 0
2303 | 243.2 | 0 | 0 | 243.2 | 0
2304 | 139.2 | 0 | 0 | 139.2 | 0
2305 | 142.4 | 142.4 | 0 | 0 | 0
2306 | 124 | 124 | 0 | 0 | 0
2307 | 118.4 | 118.4 | 0 | 0 | 0
2308 | 115.2 | 115.2 | 0 | 0 | 0
2309 | 101.6 | 101.6 | 0 | 0 | 0
2310 | 99.2 | 99.2 | 0 | 0 | 0
2311 | 81.795 | 0 | 81.795 | 0 | 212.98
2312 | 89.489 | 0 | 89.489 | 0 | 592
2313 | 89.121 | 0 | 89.121 | 0 | 194.256
2314 | 88.082 | 0 | 88.082 | 0 | 0
2315 | 84.446 | 0 | 84.446 | 0 | 0
2316 | 92.13 | 0 | 92.13 | 0 | 0
2317 | 88.264 | 0 | 88.264 | 0 | 0
2318 | 92.708 | 0 | 92.708 | 0 | 0
2319 | 86.801 | 0 | 86.801 | 0 | 0
2320 | 98.247 | 0 | 98.247 | 0 | 0
2321 | 88.18 | 0 | 88.18 | 0 | 0
2322 | 94.896 | 0 | 87.978 | 6.918 | 0
2323 | 102.069 | 0 | 0 | 102.069 | 0
2324 | 104.8 | 0 | 0 | 104.8 | 0
2325 | 103.2 | 0 | 0 | 103.2 | 0
2326 | 111.2 | 0 | 0 | 111.2 | 0
2327 | 101.6 | 0 | 0 | 101.6 | 0
2328 | 107.2 | 0 | 0 | 107.2 | 0
2329 | 96.8 | 96.8 | 0 | 0 | 0
2330 | 103.2 | 103.2 | 0 | 0 | 0
2331 | 100 | 100 | 0 | 0 | 0
2332 | 101.6 | 38.314 | 0 | 63.286 | 0
2333 | 96 | 0 | 0 | 96 | 0
2334 | 101.6 | 0 | 0 | 101.6 | 0
2335 | 90.638 | 0 | 90.638 | 0 | 206.972
2336 | 142.371 | 0 | 142.371 | 0 | 592
2337 | 876.805 | 0 | 876.804 | 0 | 200.265
2338 | 1186.13 | 0 | 1186.13 | 0 | 0
2339 | 1409.196 | 0 | 1409.196 | 0 | 0
2340 | 1645.065 | 0 | 1645.065 | 0 | 0
2341 | 1551.507 | 0 | 1551.507 | 0 | 0
2342 | 1454.836 | 0 | 1454.836 | 0 | 0
2343 | 1456.702 | 0 | 1456.702 | 0 | 0
2344 | 1631.387 | 836.64 | 794.747 | 0 | 0
2345 | 1631.553 | 717.485 | 914.068 | 0 | 0
2346 | 1765.931 | 1585.907 | 180.024 | 0 | 0
2347 | 1730.86 | 1730.86 | 0 | 0 | 0
2348 | 1846.4 | 1846.4 | 0 | 0 | 0
2349 | 1725.6 | 1725.6 | 0 | 0 | 0
2350 | 1554.4 | 1248.526 | 0 | 305.874 | 0
2351 | 1998.4 | 1406.4 | 0 | 592 | 0
2352 | 1700.8 | 1700.8 | 0 | 0 | 0
2353 | 1940.8 | 1940.8 | 0 | 0 | 0
2354 | 1621.6 | 1621.6 | 0 | 0 | 0
2355 | 1272.8 | 1272.8 | 0 | 0 | 0
2356 | 1277.6 | 1277.6 | 0 | 0 | 0
2357 | 1742.4 | 1742.4 | 0 | 0 | 0
2358 | 1696 | 1696 | 0 | 0 | 0
2359 | 1093.028 | 739.612 | 353.416 | 0 | 0
2360 | 1153.367 | 0 | 1153.367 | 0 | 247.391
2361 | 1724.16 | 0 | 1724.16 | 0 | 592
2362 | 2138.256 | 0 | 2138.256 | 0 | 159.845
2363 | 1900.048 | 0 | 1900.048 | 0 | 0
2364 | 2133.191 | 0 | 2133.191 | 0 | 0
2365 | 1700.026 | 0 | 1700.026 | 0 | 0
2366 | 1540.681 | 0 | 1540.681 | 0 | 0
2367 | 1354.534 | 0 | 1354.534 | 0 | 0
2368 | 1652.807 | 0 | 1652.807 | 0 | 0
2369 | 1811.042 | 580.858 | 1230.184 | 0 | 0
2370 | 1517.038 | 1294.997 | 222.041 | 0 | 0
2371 | 1866.297 | 1866.297 | 0 | 0 | 0
2372 | 1745.6 | 1745.6 | 0 | 0 | 0
2373 | 2057.6 | 2057.6 | 0 | 0 | 0
2374 | 1675.2 | 1369.326 | 0 | 305.874 | 0
2375 | 1663.2 | 1071.2 | 0 | 592 | 0
2376 | 1429.6 | 1429.6 | 0 | 0 | 0
2377 | 1479.2 | 1479.2 | 0 | 0 | 0
2378 | 1613.6 | 1613.6 | 0 | 0 | 0
2379 | 1020.8 | 1020.8 | 0 | 0 | 0
2380 | 1254.4 | 1254.4 | 0 | 0 | 0
2381 | 1267.2 | 1267.2 | 0 | 0 | 0
2382 | 1392 | 1392 | 0 | 0 | 0
2383 | 1293.522 | 928.627 | 364.895 | 0 | 0
2384 | 650.269 | 0 | 650.269 | 0 | 592
2385 | 1468.701 | 0 | 1468.701 | 0 | 407.236
2386 | 1476.864 | 0 | 1476.864 | 0 | 0
2387 | 1368.496 | 0 | 1368.496 | 0 | 0
2388 | 1103.419 | 0 | 1103.419 | 0 | 0
2389 | 1738.664 | 0 | 1738.664 | 0 | 0
2390 | 1353.651 | 0 | 1353.651 | 0 | 0
2391 | 1671.773 | 0 | 1671.773 | 0 | 0
2392 | 1643.7 | 0 | 1643.7 | 0 | 0
2393 | 1554.145 | 344.468 | 1209.677 | 0 | 0
2394 | 1624.376 | 1404.454 | 219.922 | 0 | 0
2395 | 1597.412 | 1597.412 | 0 | 0 | 0
2396 | 1305.6 | 1305.6 | 0 | 0 | 0
2397 | 1634.4 | 1634.4 | 0 | 0 | 0
2398 | 1851.2 | 1545.326 | 0 | 305.874 | 0
2399 | 1613.6 | 1021.6 | 0 | 592 | 0
2400 | 1363.2 | 1363.2 | 0 | 0 | 0
2401 | 1245.6 | 1245.6 | 0 | 0 | 0
2402 | 1235.2 | 1235.2 | 0 | 0 | 0
2403 | 1324 | 1324 | 0 | 0 | 0
2404 | 1393.6 | 1393.6 | 0 | 0 | 0
2405 | 1192 | 1192 | 0 | 0 | 0
2406 | 1108 | 1108 | 0 | 0 | 0
2407 | 1071.458 | 711.415 | 360.043 | 0 | 0
2408 | 700.377 | 0 | 700.377 | 0 | 592
2409 | 1179.725 | 0 | 1179.725 | 0 | 407.236
2410 | 1627.857 | 0 | 1501.832 | 126.025 | 0
2411 | 1504.309 | 0 | 1504.309 | 0 | 140.252
2412 | 1607.655 | 0 | 1607.655 | 0 | 0
2413 | 1708.11 | 0 | 1708.11 | 0 | 0
2414 | 1747.615 | 0 | 1747.615 | 0 | 0
2415 | 1656.806 | 0 | 1656.806 | 0 | 0
2416 | 1940.668 | 817.25 | 1123.418 | 0 | 0
2417 | 1471.768 | 310.272 | 1161.496 | 0 | 0
2418 | 1831.384 | 1626.221 | 205.163 | 0 | 0
2419 | 1741.725 | 1741.725 | 0 | 0 | 0
2420 | 1332.8 | 1332.8 | 0 | 0 | 0
2421 | 1913.6 | 1913.6 | 0 | 0 | 0
2422 | 1916 | 1610.126 | 0 | 305.874 | 0
2423 | 1797.6 | 1205.6 | 0 | 592 | 0
2424 | 1308 | 1308 | 0 | 0 | 0
2425 | 1379.2 | 1379.2 | 0 | 0 | 0
2426 | 1590.4 | 1590.4 | 0 | 0 | 0
2427 | 1549.6 | 1549.6 | 0 | 0 | 0
2428 | 934.4 | 934.4 | 0 | 0 | 0
2429 | 1459.2 | 1459.2 | 0 | 0 | 0
2430 | 1591.2 | 1591.2 | 0 | 0 | 0
2431 | 966.93 | 615.081 | 351.849 | 0 | 0
2432 | 1477.577 | 125.705 | 1351.872 | 0 | 0
2433 | 1354.983 | 0 | 1354.983 | 0 | 592
2434 | 1698.036 | 0 | 1698.036 | 0 | 407.236
2435 | 1687.35 | 0 | 1687.35 | 0 | 0
2436 | 1799.841 | 0 | 1799.841 | 0 | 0
2437 | 1492.56 | 0 | 1492.56 | 0 | 0
2438 | 1614.825 | 0 | 1614.825 | 0 | 0
2439 | 1802.673 | 0 | 1802.673 | 0 | 0
2440 | 1703.159 | 41.742 | 1661.417 | 0 | 0
2441 | 1953.342 | 1299.747 | 653.595 | 0 | 0
2442 | 1610.257 | 1495.376 | 114.881 | 0 | 0
2443 | 1843.247 | 1843.247 | 0 | 0 | 0
2444 | 1636 | 1636 | 0 | 0 | 0
2445 | 1706.4 | 1706.4 | 0 | 0 | 0
2446 | 2003.2 | 1697.326 | 0 | 305.874 | 0
2447 | 1822.4 | 1230.4 | 0 | 592 | 0
2448 | 1698.4 | 1698.4 | 0 | 0 | 0
2449 | 1377.6 | 1377.6 | 0 | 0 | 0
2450 | 1225.6 | 1225.6 | 0 | 0 | 0
2451 | 1188 | 1188 | 0 | 0 | 0
2452 | 1199.2 | 1199.2 | 0 | 0 | 0
2453 | 1212 | 1212 | 0 | 0 | 0
2454 | 1070.4 | 1070.4 | 0 | 0 | 0
2455 | 974.019 | 753.072 | 220.947 | 0 | 0
2456 | 196.406 | 0 | 196.406 | 0 | 592
2457 | 173.54 | 0 | 173.54 | 0 | 407.236
2458 | 0 | 0 | 0 | 0 | 0
2459 | 0 | 0 | 0 | 0 | 0
2460 | 0 | 0 | 0 | 0 | 0
2461 | 0 | 0 | 0 | 0 | 0
2462 | 267.984 | 0 | 267.984 | 0 | 0
2463 | 256.129 | 0 | 256.129 | 0 | 0
2464 | 126.647 | 0 | 126.647 | 0 | 0
2465 | 227.812 | 0 | 227.812 | 0 | 0
2466 | 353.747 | 148.747 | 205 | 0 | 0
2467 | 216.663 | 26.789 | 0 | 189.874 | 0
2468 | 193.6 | 0 | 0 | 193.6 | 0
2469 | 127.2 | 0 | 0 | 127.2 | 0
2470 | 117.6 | 0 | 0 | 117.6 | 0
2471 | 128.8 | 0 | 0 | 128.8 | 0
2472 | 140.8 | 0 | 0 | 140.8 | 0
2473 | 108.8 | 108.8 | 0 | 0 | 0
2474 | 100 | 100 | 0 | 0 | 0
2475 | 89.6 | 89.6 | 0 | 0 | 0
2476 | 99.2 | 99.2 | 0 | 0 | 0
2477 | 91.2 | 91.2 | 0 | 0 | 0
2478 | 98.4 | 98.4 | 0 | 0 | 0
2479 | 64.271 | 0 | 64.271 | 0 | 282.287
2480 | 44.716 | 0 | 44.716 | 0 | 592
2481 | 503.248 | 0 | 503.247 | 0 | 124.95
2482 | 593.572 | 0 | 593.572 | 0 | 0
2483 | 451.248 | 0 | 451.248 | 0 | 0
2484 | 445.515 | 0 | 445.515 | 0 | 0
2485 | 1718.709 | 0 | 1718.709 | 0 | 0
2486 | 1825.482 | 0 | 1825.482 | 0 | 0
2487 | 1311.2 | 0 | 1311.2 | 0 | 0
2488 | 1571.2 | 0 | 1571.2 | 0 | 0
2489 | 1255.2 | 111.1 | 1144.1 | 0 | 0
2490 | 1663.487 | 1466.112 | 197.375 | 0 | 0
2491 | 1610.935 | 1610.935 | 0 | 0 | 0
2492 | 1180.8 | 1180.8 | 0 | 0 | 0
2493 | 1295.2 | 1295.2 | 0 | 0 | 0
2494 | 1408 | 1102.126 | 0 | 305.874 | 0
2495 | 1508 | 916 | 0 | 592 | 0
2496 | 1367.2 | 1367.2 | 0 | 0 | 0
2497 | 1770.4 | 1770.4 | 0 | 0 | 0
2498 | 1622.4 | 1622.4 | 0 | 0 | 0
2499 | 1314.4 | 1314.4 | 0 | 0 | 0
2500 | 1200.8 | 1200.8 | 0 | 0 | 0
2501 | 1348 | 1348 | 0 | 0 | 0
2502 | 1156 | 1156 | 0 | 0 | 0
2503 | 1375.182 | 996.289 | 378.893 | 0 | 0
2504 | 1228.928 | 0 | 1228.928 | 0 | 177.025
2505 | 1763.437 | 0 | 1763.437 | 0 | 592
2506 | 1786.454 | 760.341 | 434.113 | 592 | 0
2507 | 1601.327 | 0 | 1601.327 | 0 | 592
2508 | 1886.909 | 0 | 1886.908 | 0 | 297.043
2509 | 1830.371 | 0 | 1812.453 | 17.918 | 0
2510 | 1393.734 | 0 | 1393.733 | 0 | 19.941
2511 | 1534.199 | 0 | 1534.199 | 0 | 0
2512 | 1641.378 | 0 | 1641.378 | 0 | 0
2513 | 1522.665 | 555.654 | 967.011 | 0 | 0
2514 | 1554.326 | 1341.228 | 213.098 | 0 | 0
2515 | 1267.674 | 1267.674 | 0 | 0 | 0
2516 | 1214.4 | 1214.4 | 0 | 0 | 0
2517 | 1422.4 | 1422.4 | 0 | 0 | 0
2518 | 1226.4 | 920.526 | 0 | 305.874 | 0
2519 | 1222.4 | 630.4 | 0 | 592 | 0
2520 | 1440.8 | 1440.8 | 0 | 0 | 0
2521 | 1159.2 | 1159.2 | 0 | 0 | 0
2522 | 1145.6 | 1145.6 | 0 | 0 | 0
2523 | 1368.8 | 1368.8 | 0 | 0 | 0
2524 | 864.8 | 864.8 | 0 | 0 | 0
2525 | 943.2 | 943.2 | 0 | 0 | 0
2526 | 1092 | 1092 | 0 | 0 | 0
2527 | 1156.517 | 808.235 | 348.282 | 0 | 0
2528 | 715.847 | 0 | 715.847 | 0 | 592
2529 | 1374.694 | 0 | 1374.694 | 0 | 407.236
2530 | 1474.584 | 0 | 1474.584 | 0 | 0
2531 | 1171.084 | 0 | 1171.084 | 0 | 0
2532 | 1452.682 | 0 | 1452.682 | 0 | 0
2533 | 1536.423 | 0 | 1536.423 | 0 | 0
2534 | 1489.362 | 0 | 1489.362 | 0 | 0
2535 | 1094.152 | 0 | 1094.152 | 0 | 0
2536 | 1400.201 | 0 | 1400.201 | 0 | 0
2537 | 1681.075 | 750.738 | 930.337 | 0 | 0
2538 | 1647.588 | 1464.155 | 183.433 | 0 | 0
2539 | 1122.777 | 1122.777 | 0 | 0 | 0
2540 | 1656 | 1656 | 0 | 0 | 0
2541 | 1400.8 | 1400.8 | 0 | 0 | 0
2542 | 1624.8 | 1318.926 | 0 | 305.874 | 0
2543 | 1046.4 | 454.4 | 0 | 592 | 0
2544 | 1645.6 | 1645.6 | 0 | 0 | 0
2545 | 1430.4 | 1430.4 | 0 | 0 | 0
2546 | 1149.6 | 1149.6 | 0 | 0 | 0
2547 | 1410.4 | 1410.4 | 0 | 0 | 0
2548 | 1274.4 | 1274.4 | 0 | 0 | 0
2549 | 1276.8 | 1276.8 | 0 | 0 | 0
2550 | 1566.4 | 1566.4 | 0 | 0 | 0
2551 | 1491.966 | 1365.646 | 126.32 | 0 | 0
2552 | 1493.014 | 983.299 | 509.715 | 0 | 0
2553 | 1539.824 | 0 | 1539.824 | 0 | 244.797
2554 | 1782.499 | 0 | 1782.499 | 0 | 592
2555 | 1835.337 | 0 | 1835.337 | 0 | 162.44
2556 | 1632.697 | 0 | 1632.697 | 0 | 0
2557 | 1766.248 | 0 | 1766.248 | 0 | 0
2558 | 1904.871 | 0 | 1904.871 | 0 | 0
2559 | 1996.523 | 0 | 1996.523 | 0 | 0
2560 | 1909.872 | 49.096 | 1860.776 | 0 | 0
2561 | 1550.773 | 1306.135 | 244.638 | 0 | 0
2562 | 1749.963 | 1706.07 | 43.893 | 0 | 0
2563 | 2041.861 | 2041.861 | 0 | 0 | 0
2564 | 1636 | 1636 | 0 | 0 | 0
2565 | 1492.8 | 1492.8 | 0 | 0 | 0
2566 | 1684 | 1378.126 | 0 | 305.874 | 0
2567 | 1725.6 | 1133.6 | 0 | 592 | 0
2568 | 1603.2 | 1603.2 | 0 | 0 | 0
2569 | 792 | 792 | 0 | 0 | 0
2570 | 863.2 | 863.2 | 0 | 0 | 0
2571 | 843.2 | 843.2 | 0 | 0 | 0
2572 | 594.4 | 594.4 | 0 | 0 | 0
2573 | 836 | 836 | 0 | 0 | 0
2574 | 635.2 | 635.2 | 0 | 0 | 0
2575 | 612.699 | 486.238 | 126.461 | 0 | 0
2576 | 532.414 | 28.542 | 503.872 | 0 | 0
2577 | 903.735 | 0 | 903.735 | 0 | 592
2578 | 888.082 | 0 | 888.082 | 0 | 407.236
2579 | 1104.242 | 0 | 1104.242 | 0 | 0
2580 | 873.013 | 0 | 873.013 | 0 | 0
2581 | 777.272 | 0 | 777.272 | 0 | 0
2582 | 991.14 | 0 | 991.14 | 0 | 0
2583 | 976.907 | 0 | 976.907 | 0 | 0
2584 | 874.205 | 0 | 874.205 | 0 | 0
2585 | 861.226 | 0 | 861.226 | 0 | 0
2586 | 364.693 | 152.244 | 212.449 | 0 | 0
2587 | 407.546 | 407.546 | 0 | 0 | 0
2588 | 380.8 | 380.8 | 0 | 0 | 0
2589 | 503.2 | 503.2 | 0 | 0 | 0
2590 | 686.4 | 380.526 | 0 | 305.874 | 0
2591 | 699.2 | 107.2 | 0 | 592 | 0
2592 | 0 | 0 | 0 | 0 | 0
2593 | 0 | 0 | 0 | 0 | 0
2594 | 0 | 0 | 0 | 0 | 0
2595 | 0 | 0 | 0 | 0 | 0
2596 | 0 | 0 | 0 | 0 | 0
2597 | 0 | 0 | 0 | 0 | 0
2598 | 0 | 0 | 0 | 0 | 0
2599 | 1576.944 | 1179.241 | 397.703 | 0 | 0
2600 | 1498.248 | 51.377 | 1446.871 | 0 | 0
2601 | 1510.044 | 0 | 1510.044 | 0 | 592
2602 | 1902.362 | 0 | 1902.362 | 0 | 407.236
2603 | 1884.636 | 0 | 1884.636 | 0 | 0
2604 | 1594.663 | 0 | 1594.663 | 0 | 0
2605 | 1945.081 | 0 | 1945.081 | 0 | 0
2606 | 1916.271 | 0 | 1916.271 | 0 | 0
2607 | 2098.686 | 0 | 2098.686 | 0 | 0
2608 | 1693.969 | 0 | 1693.969 | 0 | 0
2609 | 2117.631 | 1337.558 | 780.073 | 0 | 0
2610 | 2089.833 | 1933.719 | 156.114 | 0 | 0
2611 | 1694.447 | 1694.447 | 0 | 0 | 0
2612 | 1517.6 | 1517.6 | 0 | 0 | 0
2613 | 1688.8 | 1688.8 | 0 | 0 | 0
2614 | 1653.6 | 1347.726 | 0 | 305.874 | 0
2615 | 1461.6 | 869.6 | 0 | 592 | 0
2616 | 0 | 0 | 0 | 0 | 0
2617 | 0 | 0 | 0 | 0 | 0
2618 | 0 | 0 | 0 | 0 | 0
2619 | 0 | 0 | 0 | 0 | 0
2620 | 0 | 0 | 0 | 0 | 0
2621 | 0 | 0 | 0 | 0 | 0
2622 | 0 | 0 | 0 | 0 | 0
2623 | 601.179 | 191.54 | 409.639 | 0 | 0
2624 | 322.859 | 0 | 322.859 | 0 | 592
2625 | 345.786 | 0 | 345.786 | 0 | 407.236
2626 | 329.02 | 0 | 329.02 | 0 | 0
2627 | 281.969 | 0 | 281.969 | 0 | 0
2628 | 315.114 | 0 | 315.114 | 0 | 0
2629 | 313.792 | 0 | 313.792 | 0 | 0
2630 | 298.368 | 0 | 298.368 | 0 | 0
2631 | 287.073 | 0 | 287.073 | 0 | 0
2632 | 258.151 | 0 | 258.151 | 0 | 0
2633 | 315.607 | 0 | 315.607 | 0 | 0
2634 | 311.492 | 111.429 | 200.063 | 0 | 0
2635 | 272.738 | 272.738 | 0 | 0 | 0
2636 | 274.4 | 130.926 | 0 | 143.474 | 0
2637 | 260.8 | 0 | 0 | 260.8 | 0
2638 | 225.6 | 0 | 0 | 225.6 | 0
2639 | 268 | 0 | 0 | 268 | 0
2640 | 0 | 0 | 0 | 0 | 0
2641 | 0 | 0 | 0 | 0 | 0
2642 | 0 | 0 | 0 | 0 | 0
2643 | 0 | 0 | 0 | 0 | 0
2644 | 0 | 0 | 0 | 0 | 0
2645 | 0 | 0 | 0 | 0 | 0
2646 | 0 | 0 | 0 | 0 | 0
2647 | 39.491 | 0 | 39.491 | 0 | 337.745
2648 | 37.99 | 0 | 37.99 | 0 | 592
2649 | 302.112 | 0 | 302.113 | 0 | 69.491
2650 | 565.025 | 0 | 565.025 | 0 | 0
2651 | 324.56 | 0 | 324.56 | 0 | 0
2652 | 314.692 | 0 | 314.692 | 0 | 0
2653 | 593.521 | 0 | 593.521 | 0 | 0
2654 | 606.677 | 0 | 606.677 | 0 | 0
2655 | 413.157 | 0 | 413.157 | 0 | 0
2656 | 615.896 | 0 | 615.896 | 0 | 0
2657 | 592.271 | 0 | 592.271 | 0 | 0
2658 | 583.145 | 395.57 | 187.575 | 0 | 0
2659 | 752.979 | 752.979 | 0 | 0 | 0
2660 | 606.4 | 606.4 | 0 | 0 | 0
2661 | 505.6 | 505.6 | 0 | 0 | 0
2662 | 594.4 | 288.526 | 0 | 305.874 | 0
2663 | 668.8 | 76.8 | 0 | 592 | 0
2664 | 0 | 0 | 0 | 0 | 0
2665 | 0 | 0 | 0 | 0 | 0
2666 | 0 | 0 | 0 | 0 | 0
2667 | 0 | 0 | 0 | 0 | 0
2668 | 0 | 0 | 0 | 0 | 0
2669 | 0 | 0 | 0 | 0 | 0
2670 | 0 | 0 | 0 | 0 | 0
2671 | 1652.413 | 1242.487 | 409.926 | 0 | 0
2672 | 1082.942 | 0 | 1082.942 | 0 | 371.599
2673 | 1038.061 | 0 | 1038.061 | 0 | 592
2674 | 1455.5 | 0 | 1455.501 | 0 | 35.637
2675 | 1822.657 | 0 | 1822.657 | 0 | 0
2676 | 1569.698 | 0 | 1569.698 | 0 | 0
2677 | 1627.187 | 0 | 1627.187 | 0 | 0
2678 | 1849.064 | 0 | 1849.064 | 0 | 0
2679 | 1544.646 | 0 | 1544.646 | 0 | 0
2680 | 1277.5 | 0 | 1277.5 | 0 | 0
2681 | 1415.472 | 267.76 | 1147.712 | 0 | 0
2682 | 1528.819 | 1374.886 | 153.933 | 0 | 0
2683 | 1597.596 | 1597.596 | 0 | 0 | 0
2684 | 1565.6 | 1565.6 | 0 | 0 | 0
2685 | 1574.4 | 1574.4 | 0 | 0 | 0
2686 | 2055.2 | 1749.326 | 0 | 305.874 | 0
2687 | 2027.2 | 1435.2 | 0 | 592 | 0
2688 | 0 | 0 | 0 | 0 | 0
2689 | 0 | 0 | 0 | 0 | 0
2690 | 0 | 0 | 0 | 0 | 0
2691 | 0 | 0 | 0 | 0 | 0
2692 | 0 | 0 | 0 | 0 | 0
2693 | 0 | 0 | 0 | 0 | 0
2694 | 0 | 0 | 0 | 0 | 0
2695 | 1539.86 | 1239.055 | 300.805 | 0 | 0
2696 | 753.773 | 0 | 753.773 | 0 | 592
2697 | 1086.631 | 0 | 1086.631 | 0 | 407.236
2698 | 1522.957 | 0 | 1522.957 | 0 | 0
2699 | 1186.075 | 0 | 1186.075 | 0 | 0
2700 | 1273.679 | 0 | 1273.679 | 0 | 0
2701 | 1087.344 | 0 | 1087.344 | 0 | 0
2702 | 1231.626 | 0 | 1231.626 | 0 | 0
2703 | 1034.934 | 0 | 1034.934 | 0 | 0
2704 | 806.512 | 0 | 806.512 | 0 | 0
2705 | 1209.862 | 400.548 | 809.314 | 0 | 0
2706 | 1026.622 | 842.631 | 183.991 | 0 | 0
2707 | 1116.444 | 1116.444 | 0 | 0 | 0
2708 | 1189.6 | 1189.6 | 0 | 0 | 0
2709 | 1585.6 | 1585.6 | 0 | 0 | 0
2710 | 1313.6 | 1007.726 | 0 | 305.874 | 0
2711 | 1244.8 | 652.8 | 0 | 592 | 0
2712 | 0 | 0 | 0 | 0 | 0
2713 | 0 | 0 | 0 | 0 | 0
2714 | 0 | 0 | 0 | 0 | 0
2715 | 0 | 0 | 0 | 0 | 0
2716 | 0 | 0 | 0 | 0 | 0
2717 | 0 | 0 | 0 | 0 | 0
2718 | 0 | 0 | 0 | 0 | 0
2719 | 726.714 | 301.798 | 424.916 | 0 | 0
2720 | 674.256 | 578.885 | 95.371 | 0 | 0
2721 | 632.529 | 0 | 632.529 | 0 | 592
2722 | 561.581 | 0 | 561.581 | 0 | 407.236
2723 | 451.698 | 0 | 451.698 | 0 | 0
2724 | 423.123 | 0 | 423.123 | 0 | 0
2725 | 1088.675 | 0 | 1088.675 | 0 | 0
2726 | 1337.162 | 0 | 1337.162 | 0 | 0
2727 | 1171.09 | 0 | 1171.09 | 0 | 0
2728 | 1325.832 | 0 | 1325.832 | 0 | 0
2729 | 1450.922 | 270.171 | 1180.751 | 0 | 0
2730 | 1693.945 | 1492.501 | 201.444 | 0 | 0
2731 | 1224.801 | 1224.801 | 0 | 0 | 0
2732 | 1521.6 | 1521.6 | 0 | 0 | 0
2733 | 1564 | 1564 | 0 | 0 | 0
2734 | 1750.4 | 1444.526 | 0 | 305.874 | 0
2735 | 1775.2 | 1183.2 | 0 | 592 | 0
2736 | 0 | 0 | 0 | 0 | 0
2737 | 0 | 0 | 0 | 0 | 0
2738 | 0 | 0 | 0 | 0 | 0
2739 | 0 | 0 | 0 | 0 | 0
2740 | 0 | 0 | 0 | 0 | 0
2741 | 0 | 0 | 0 | 0 | 0
2742 | 0 | 0 | 0 | 0 | 0
2743 | 1263.257 | 839.384 | 423.873 | 0 | 0
2744 | 953.993 | 0 | 953.993 | 0 | 484.78
2745 | 1386.66 | 0 | 1386.66 | 0 | 514.456
2746 | 1396.16 | 0 | 1396.16 | 0 | 0
2747 | 1632.597 | 0 | 1632.597 | 0 | 0
2748 | 1604.417 | 0 | 1604.417 | 0 | 0
2749 | 1737.845 | 0 | 1737.845 | 0 | 0
2750 | 1592.395 | 0 | 1592.395 | 0 | 0
2751 | 1657.388 | 0 | 1657.388 | 0 | 0
2752 | 1478.101 | 0 | 1478.101 | 0 | 0
2753 | 1658.613 | 726.715 | 931.898 | 0 | 0
2754 | 1608.759 | 1425.241 | 183.518 | 0 | 0
2755 | 1122.711 | 1122.711 | 0 | 0 | 0
2756 | 1280.8 | 1280.8 | 0 | 0 | 0
2757 | 1492 | 1492 | 0 | 0 | 0
2758 | 1771.2 | 1465.326 | 0 | 305.874 | 0
2759 | 1771.2 | 1179.2 | 0 | 592 | 0
2760 | 0 | 0 | 0 | 0 | 0
2761 | 0 | 0 | 0 | 0 | 0
2762 | 0 | 0 | 0 | 0 | 0
2763 | 0 | 0 | 0 | 0 | 0
2764 | 0 | 0 | 0 | 0 | 0
2765 | 0 | 0 | 0 | 0 | 0
2766 | 0 | 0 | 0 | 0 | 0
2767 | 1162.556 | 790.662 | 371.894 | 0 | 0
2768 | 970.887 | 0 | 970.887 | 0 | 363.183
2769 | 1196.422 | 0 | 1196.422 | 0 | 592
2770 | 1332.16 | 0 | 1332.16 | 0 | 44.053
2771 | 1301.099 | 0 | 1301.099 | 0 | 0
2772 | 1262.025 | 0 | 1262.025 | 0 | 0
2773 | 1431.18 | 0 | 1431.18 | 0 | 0
2774 | 1472.893 | 0 | 1472.893 | 0 | 0
2775 | 1483.656 | 0 | 1483.656 | 0 | 0
2776 | 1473.083 | 85.512 | 1387.571 | 0 | 0
2777 | 1294.28 | 893.449 | 400.831 | 0 | 0
2778 | 1058.51 | 979.577 | 78.933 | 0 | 0
2779 | 1464.006 | 1464.006 | 0 | 0 | 0
2780 | 1241.6 | 1241.6 | 0 | 0 | 0
2781 | 1408.8 | 1408.8 | 0 | 0 | 0
2782 | 1203.2 | 897.326 | 0 | 305.874 | 0
2783 | 1300 | 708 | 0 | 592 | 0
2784 | 0 | 0 | 0 | 0 | 0
2785 | 0 | 0 | 0 | 0 | 0
2786 | 0 | 0 | 0 | 0 | 0
2787 | 0 | 0 | 0 | 0 | 0
2788 | 0 | 0 | 0 | 0 | 0
2789 | 0 | 0 | 0 | 0 | 0
2790 | 0 | 0 | 0 | 0 | 0
2791 | 1083.813 | 648.089 | 435.724 | 0 | 0
2792 | 1008.77 | 0 | 1008.77 | 0 | 484.513
2793 | 934.389 | 0 | 934.389 | 0 | 514.723
2794 | 1123.825 | 0 | 1123.825 | 0 | 0
2795 | 930.985 | 0 | 930.985 | 0 | 0
2796 | 972.383 | 0 | 972.383 | 0 | 0
2797 | 958.182 | 0 | 958.182 | 0 | 0
2798 | 1202.344 | 0 | 1202.344 | 0 | 0
2799 | 871.996 | 0 | 871.996 | 0 | 0
2800 | 905.877 | 0 | 905.877 | 0 | 0
2801 | 1065.211 | 0 | 1065.211 | 0 | 0
2802 | 1003.197 | 801.776 | 201.421 | 0 | 0
2803 | 1253.158 | 1253.158 | 0 | 0 | 0
2804 | 1226.4 | 1226.4 | 0 | 0 | 0
2805 | 1049.6 | 1049.6 | 0 | 0 | 0
2806 | 1300 | 1300 | 0 | 0 | 0
2807 | 1016.8 | 710.926 | 0 | 305.874 | 0
2808 | 0 | 0 | 0 | 0 | 0
2809 | 0 | 0 | 0 | 0 | 0
2810 | 0 | 0 | 0 | 0 | 0
2811 | 0 | 0 | 0 | 0 | 0
2812 | 0 | 0 | 0 | 0 | 0
2813 | 0 | 0 | 0 | 0 | 0
2814 | 0 | 0 | 0 | 0 | 0
2815 | 976.828 | 90.583 | 294.245 | 592 | 0
2816 | 949.208 | 0 | 949.208 | 0 | 417.749
2817 | 1320.769 | 0 | 1320.768 | 0 | 581.487
2818 | 1344.335 | 0 | 1344.335 | 0 | 0
2819 | 1328.345 | 0 | 1328.345 | 0 | 0
2820 | 1413.067 | 0 | 1413.067 | 0 | 0
2821 | 1334.168 | 0 | 1334.168 | 0 | 0
2822 | 1503.829 | 0 | 1503.829 | 0 | 0
2823 | 1371.782 | 108.964 | 1262.818 | 0 | 0
2824 | 1502.032 | 781.366 | 720.666 | 0 | 0
2825 | 1377.423 | 727.277 | 650.146 | 0 | 0
2826 | 1514.373 | 1383.911 | 130.462 | 0 | 0
2827 | 1132.464 | 1132.464 | 0 | 0 | 0
2828 | 1019.2 | 1019.2 | 0 | 0 | 0
2829 | 1064.8 | 1064.8 | 0 | 0 | 0
2830 | 1386.4 | 1080.526 | 0 | 305.874 | 0
2831 | 1148 | 556 | 0 | 592 | 0
2832 | 0 | 0 | 0 | 0 | 0
2833 | 0 | 0 | 0 | 0 | 0
2834 | 0 | 0 | 0 | 0 | 0
2835 | 0 | 0 | 0 | 0 | 0
2836 | 0 | 0 | 0 | 0 | 0
2837 | 0 | 0 | 0 | 0 | 0
2838 | 0 | 0 | 0 | 0 | 0
2839 | 989.561 | 602.678 | 386.883 | 0 | 0
2840 | 970.741 | 0 | 970.741 | 0 | 240.813
2841 | 1081.276 | 0 | 1081.276 | 0 | 592
2842 | 1571.813 | 0 | 1540.664 | 31.149 | 0
2843 | 1519.172 | 0 | 1519.173 | 0 | 201.088
2844 | 1461.244 | 0 | 1461.244 | 0 | 0
2845 | 1711.452 | 0 | 1711.452 | 0 | 0
2846 | 1173.122 | 0 | 1173.122 | 0 | 0
2847 | 1493.09 | 1303.677 | 189.413 | 0 | 0
2848 | 1648.072 | 962.999 | 685.073 | 0 | 0
2849 | 1134.203 | 1050.074 | 84.129 | 0 | 0
2850 | 1182.912 | 1172.707 | 10.205 | 0 | 0
2851 | 1420.356 | 1420.356 | 0 | 0 | 0
2852 | 1311.2 | 1311.2 | 0 | 0 | 0
2853 | 1405.6 | 1405.6 | 0 | 0 | 0
2854 | 1212 | 906.126 | 0 | 305.874 | 0
2855 | 1395.2 | 803.2 | 0 | 592 | 0
2856 | 0 | 0 | 0 | 0 | 0
2857 | 0 | 0 | 0 | 0 | 0
2858 | 0 | 0 | 0 | 0 | 0
2859 | 0 | 0 | 0 | 0 | 0
2860 | 0 | 0 | 0 | 0 | 0
2861 | 0 | 0 | 0 | 0 | 0
2862 | 0 | 0 | 0 | 0 | 0
2863 | 1384.773 | 951.168 | 433.605 | 0 | 0
2864 | 330.448 | 0 | 330.448 | 0 | 85.671
2865 | 66.072 | 0 | 66.072 | 0 | 592
2866 | 69.845 | 0 | 69.845 | 0 | 321.565
2867 | 66.865 | 0 | 66.865 | 0 | 0
2868 | 69.874 | 0 | 69.874 | 0 | 0
2869 | 62.387 | 0 | 62.387 | 0 | 0
2870 | 65.31 | 0 | 65.31 | 0 | 0
2871 | 60.338 | 0 | 60.338 | 0 | 0
2872 | 69.75 | 0 | 69.75 | 0 | 0
2873 | 62.252 | 0 | 62.252 | 0 | 0
2874 | 69.556 | 0 | 69.556 | 0 | 0
2875 | 70.538 | 0 | 0 | 70.538 | 0
2876 | 76.8 | 0 | 0 | 76.8 | 0
2877 | 72.8 | 0 | 0 | 72.8 | 0
2878 | 78.4 | 0 | 0 | 78.4 | 0
2879 | 72 | 0 | 0 | 72 | 0
2880 | 0 | 0 | 0 | 0 | 0
2881 | 0 | 0 | 0 | 0 | 0
2882 | 0 | 0 | 0 | 0 | 0
2883 | 0 | 0 | 0 | 0 | 0
2884 | 0 | 0 | 0 | 0 | 0
2885 | 0 | 0 | 0 | 0 | 0
2886 | 0 | 0 | 0 | 0 | 0
2887 | 59.935 | 0 | 59.935 | 0 | 294.568
2888 | 60.615 | 0 | 60.615 | 0 | 117.8
2889 | 57.444 | 0 | 57.444 | 0 | 0
2890 | 63.569 | 0 | 63.569 | 0 | 0
2891 | 57.64 | 0 | 57.64 | 0 | 0
2892 | 64.133 | 0 | 64.133 | 0 | 0
2893 | 56.963 | 0 | 56.963 | 0 | 0
2894 | 68.404 | 0 | 68.404 | 0 | 0
2895 | 60.106 | 0 | 60.106 | 0 | 0
2896 | 68.887 | 0 | 68.887 | 0 | 0
2897 | 59.771 | 0 | 59.771 | 0 | 0
2898 | 69.059 | 0 | 17.171 | 51.888 | 0
2899 | 74.479 | 0 | 0 | 74.479 | 0
2900 | 85.6 | 0 | 0 | 85.6 | 0
2901 | 76 | 0 | 0 | 76 | 0
2902 | 78.4 | 0 | 0 | 78.4 | 0
2903 | 72.8 | 0 | 0 | 72.8 | 0
2904 | 0 | 0 | 0 | 0 | 0
2905 | 0 | 0 | 0 | 0 | 0
2906 | 0 | 0 | 0 | 0 | 0
2907 | 0 | 0 | 0 | 0 | 0
2908 | 0 | 0 | 0 | 0 | 0
2909 | 0 | 0 | 0 | 0 | 0
2910 | 0 | 0 | 0 | 0 | 0
2911 | 59.139 | 0 | 59.139 | 0 | 380.22
2912 | 159.508 | 0 | 159.508 | 0 | 108.526
2913 | 1257.452 | 0 | 1257.452 | 0 | 0
2914 | 1452.636 | 0 | 1452.636 | 0 | 0
2915 | 1793.298 | 0 | 1793.298 | 0 | 0
2916 | 1328.98 | 0 | 1328.98 | 0 | 0
2917 | 1338.234 | 0 | 1338.234 | 0 | 0
2918 | 1057.156 | 0 | 1057.156 | 0 | 0
2919 | 1280.998 | 0 | 1194.879 | 86.119 | 0
2920 | 1089.986 | 0 | 1089.987 | 0 | 95.841
2921 | 1851.164 | 939.029 | 912.135 | 0 | 0
2922 | 1796.006 | 1607.518 | 188.488 | 0 | 0
2923 | 1783.629 | 1783.629 | 0 | 0 | 0
2924 | 1345.6 | 1345.6 | 0 | 0 | 0
2925 | 1422.4 | 1422.4 | 0 | 0 | 0
2926 | 1416.8 | 1110.926 | 0 | 305.874 | 0
2927 | 1570.4 | 978.4 | 0 | 592 | 0
2928 | 0 | 0 | 0 | 0 | 0
2929 | 0 | 0 | 0 | 0 | 0
2930 | 0 | 0 | 0 | 0 | 0
2931 | 0 | 0 | 0 | 0 | 0
2932 | 0 | 0 | 0 | 0 | 0
2933 | 0 | 0 | 0 | 0 | 0
2934 | 0 | 0 | 0 | 0 | 0
2935 | 1555.098 | 1114.713 | 440.385 | 0 | 0
2936 | 1292.903 | 0 | 1292.903 | 0 | 221.18
2937 | 1616.041 | 0 | 1616.041 | 0 | 592
2938 | 1859.685 | 0 | 1859.685 | 0 | 186.056
2939 | 1608.786 | 0 | 1608.786 | 0 | 0
2940 | 1823.532 | 0 | 1823.532 | 0 | 0
2941 | 1798.158 | 0 | 1798.158 | 0 | 0
2942 | 1525.044 | 105.21 | 1147.83 | 272.004 | 0
2943 | 1520.027 | 0 | 1520.027 | 0 | 302.711
2944 | 1553.305 | 1076.725 | 476.58 | 0 | 0
2945 | 1531.346 | 1500.544 | 30.802 | 0 | 0
2946 | 1537.263 | 1537.263 | 0 | 0 | 0
2947 | 1394.4 | 1394.4 | 0 | 0 | 0
2948 | 1347.2 | 1347.2 | 0 | 0 | 0
2949 | 1466.4 | 1466.4 | 0 | 0 | 0
2950 | 1319.2 | 1013.326 | 0 | 305.874 | 0
2951 | 1240 | 648 | 0 | 592 | 0
2952 | 0 | 0 | 0 | 0 | 0
2953 | 0 | 0 | 0 | 0 | 0
2954 | 0 | 0 | 0 | 0 | 0
2955 | 0 | 0 | 0 | 0 | 0
2956 | 0 | 0 | 0 | 0 | 0
2957 | 0 | 0 | 0 | 0 | 0
2958 | 0 | 0 | 0 | 0 | 0
2959 | 1206.214 | 762.381 | 443.833 | 0 | 0
2960 | 1033.754 | 0 | 1033.754 | 0 | 218.526
2961 | 1422.494 | 0 | 1422.494 | 0 | 592
2962 | 1530.86 | 0 | 1530.86 | 0 | 188.71
2963 | 1656.662 | 0 | 1656.662 | 0 | 0
2964 | 1345.486 | 0 | 1345.486 | 0 | 0
2965 | 1497.656 | 626.365 | 871.291 | 0 | 0
2966 | 1691.038 | 1415.011 | 276.027 | 0 | 0
2967 | 1889.882 | 1363.689 | 526.193 | 0 | 0
2968 | 1787.216 | 721.813 | 1065.403 | 0 | 0
2969 | 1100.388 | 473.318 | 627.07 | 0 | 0
2970 | 1874.444 | 1742.584 | 131.86 | 0 | 0
2971 | 1314.638 | 1314.638 | 0 | 0 | 0
2972 | 1416 | 1416 | 0 | 0 | 0
2973 | 988.8 | 988.8 | 0 | 0 | 0
2974 | 963.2 | 963.2 | 0 | 0 | 0
2975 | 1384 | 1078.126 | 0 | 305.874 | 0
2976 | 0 | 0 | 0 | 0 | 0
2977 | 0 | 0 | 0 | 0 | 0
2978 | 0 | 0 | 0 | 0 | 0
2979 | 0 | 0 | 0 | 0 | 0
2980 | 0 | 0 | 0 | 0 | 0
2981 | 0 | 0 | 0 | 0 | 0
2982 | 0 | 0 | 0 | 0 | 0
2983 | 1212.52 | 175.616 | 444.904 | 592 | 0
2984 | 1002.061 | 0 | 1002.061 | 0 | 561.984
2985 | 965.107 | 0 | 965.107 | 0 | 130.033
2986 | 1411.917 | 0 | 1411.916 | 0 | 307.219
2987 | 1427.898 | 0 | 1427.898 | 0 | 0
2988 | 1337.421 | 0 | 1337.421 | 0 | 0
2989 | 1072.122 | 0 | 1072.122 | 0 | 0
2990 | 1193.708 | 0 | 1193.708 | 0 | 0
2991 | 980.197 | 0 | 980.197 | 0 | 0
2992 | 1206.253 | 0 | 1206.253 | 0 | 0
2993 | 1386.057 | 730.991 | 655.066 | 0 | 0
2994 | 1219.223 | 1080.246 | 138.977 | 0 | 0
2995 | 1409.584 | 1409.584 | 0 | 0 | 0
2996 | 1578.4 | 1578.4 | 0 | 0 | 0
2997 | 1444.8 | 1444.8 | 0 | 0 | 0
2998 | 1684 | 1378.126 | 0 | 305.874 | 0
2999 | 1376.8 | 784.8 | 0 | 592 | 0
3000 | 0 | 0 | 0 | 0 | 0
3001 | 0 | 0 | 0 | 0 | 0
3002 | 0 | 0 | 0 | 0 | 0
3003 | 0 | 0 | 0 | 0 | 0
3004 | 0 | 0 | 0 | 0 | 0
3005 | 0 | 0 | 0 | 0 | 0
3006 | 0 | 0 | 0 | 0 | 0
3007 | 781.83 | 501.543 | 280.287 | 0 | 0
3008 | 709.607 | 0 | 709.607 | 0 | 592
3009 | 1534.229 | 0 | 1534.229 | 0 | 407.236
3010 | 1020.516 | 0 | 1020.516 | 0 | 0
3011 | 1287.992 | 0 | 1287.992 | 0 | 0
3012 | 1475.707 | 0 | 1475.707 | 0 | 0
3013 | 1238.1 | 0 | 1238.1 | 0 | 0
3014 | 1241.662 | 0 | 1241.662 | 0 | 0
3015 | 1191.082 | 0 | 1191.082 | 0 | 0
3016 | 1159.838 | 0 | 1159.838 | 0 | 0
3017 | 1030.094 | 283.664 | 746.43 | 0 | 0
3018 | 1147.534 | 987.43 | 160.104 | 0 | 0
3019 | 1455.483 | 1455.483 | 0 | 0 | 0
3020 | 1283.2 | 1283.2 | 0 | 0 | 0
3021 | 1238.4 | 1238.4 | 0 | 0 | 0
3022 | 1134.4 | 828.526 | 0 | 305.874 | 0
3023 | 1165.6 | 573.6 | 0 | 592 | 0
3024 | 0 | 0 | 0 | 0 | 0
3025 | 0 | 0 | 0 | 0 | 0
3026 | 0 | 0 | 0 | 0 | 0
3027 | 0 | 0 | 0 | 0 | 0
3028 | 0 | 0 | 0 | 0 | 0
3029 | 0 | 0 | 0 | 0 | 0
3030 | 0 | 0 | 0 | 0 | 0
3031 | 1273.643 | 821.159 | 452.484 | 0 | 0
3032 | 802.242 | 0 | 802.242 | 0 | 592
3033 | 1200.115 | 0 | 1200.115 | 0 | 407.236
3034 | 1471.92 | 0 | 1471.92 | 0 | 0
3035 | 1380.935 | 0 | 1380.935 | 0 | 0
3036 | 1423.39 | 0 | 1423.39 | 0 | 0
3037 | 1393.065 | 0 | 1393.065 | 0 | 0
3038 | 1542.057 | 0 | 1542.057 | 0 | 0
3039 | 1458.87 | 0 | 1458.87 | 0 | 0
3040 | 2088.377 | 1787.104 | 301.273 | 0 | 0
3041 | 1746.298 | 1442.433 | 303.865 | 0 | 0
3042 | 1528.475 | 1468.268 | 60.207 | 0 | 0
3043 | 1628.348 | 1628.348 | 0 | 0 | 0
3044 | 1763.2 | 1763.2 | 0 | 0 | 0
3045 | 1925.6 | 1925.6 | 0 | 0 | 0
3046 | 2003.2 | 1697.326 | 0 | 305.874 | 0
3047 | 1744 | 1152 | 0 | 592 | 0
3048 | 0 | 0 | 0 | 0 | 0
3049 | 0 | 0 | 0 | 0 | 0
3050 | 0 | 0 | 0 | 0 | 0
3051 | 0 | 0 | 0 | 0 | 0
3052 | 0 | 0 | 0 | 0 | 0
3053 | 0 | 0 | 0 | 0 | 0
3054 | 0 | 0 | 0 | 0 | 0
3055 | 1371.414 | 1078.2 | 293.214 | 0 | 0
3056 | 1360.451 | 469.065 | 891.386 | 0 | 0
3057 | 1498.823 | 93.101 | 1405.722 | 0 | 0
3058 | 2067.103 | 0 | 2067.103 | 0 | 316.236
3059 | 1900.996 | 0 | 1900.996 | 0 | 592
3060 | 2047.677 | 0 | 2047.677 | 0 | 91
3061 | 1737.954 | 0 | 1737.954 | 0 | 0
3062 | 1834.925 | 0 | 1834.925 | 0 | 0
3063 | 1799.821 | 796.592 | 1003.229 | 0 | 0
3064 | 1674.824 | 1492.608 | 182.216 | 0 | 0
3065 | 1838.59 | 1523.026 | 315.564 | 0 | 0
3066 | 1892.738 | 1828.197 | 64.541 | 0 | 0
3067 | 1857.119 | 1857.119 | 0 | 0 | 0
3068 | 1924 | 1924 | 0 | 0 | 0
3069 | 1824.8 | 1824.8 | 0 | 0 | 0
3070 | 2112.8 | 1806.926 | 0 | 305.874 | 0
3071 | 1693.6 | 1101.6 | 0 | 592 | 0
3072 | 0 | 0 | 0 | 0 | 0
3073 | 0 | 0 | 0 | 0 | 0
3074 | 0 | 0 | 0 | 0 | 0
3075 | 0 | 0 | 0 | 0 | 0
3076 | 0 | 0 | 0 | 0 | 0
3077 | 0 | 0 | 0 | 0 | 0
3078 | 0 | 0 | 0 | 0 | 0
3079 | 1151.437 | 695.724 | 455.713 | 0 | 0
3080 | 1016.173 | 0 | 1016.173 | 0 | 484.729
3081 | 1393.713 | 0 | 1393.713 | 0 | 514.507
3082 | 1742.288 | 0 | 1742.288 | 0 | 0
3083 | 1918.198 | 0 | 1918.198 | 0 | 0
3084 | 1389.518 | 0 | 1389.518 | 0 | 0
3085 | 1454.847 | 0 | 1454.847 | 0 | 0
3086 | 1572.945 | 0 | 1572.945 | 0 | 0
3087 | 1407.007 | 260.259 | 1146.748 | 0 | 0
3088 | 1270.866 | 1014.14 | 256.726 | 0 | 0
3089 | 1921.03 | 1804.38 | 116.65 | 0 | 0
3090 | 1338.785 | 1321.13 | 17.655 | 0 | 0
3091 | 1455.323 | 1455.323 | 0 | 0 | 0
3092 | 1472 | 1472 | 0 | 0 | 0
3093 | 1682.4 | 1682.4 | 0 | 0 | 0
3094 | 1751.2 | 1445.326 | 0 | 305.874 | 0
3095 | 1388 | 796 | 0 | 592 | 0
3096 | 0 | 0 | 0 | 0 | 0
3097 | 0 | 0 | 0 | 0 | 0
3098 | 0 | 0 | 0 | 0 | 0
3099 | 0 | 0 | 0 | 0 | 0
3100 | 0 | 0 | 0 | 0 | 0
3101 | 0 | 0 | 0 | 0 | 0
3102 | 0 | 0 | 0 | 0 | 0
3103 | 596.8 | 144.204 | 452.596 | 0 | 0
3104 | 559.198 | 0 | 559.198 | 0 | 332.459
3105 | 533.643 | 0 | 533.643 | 0 | 592
3106 | 918.03 | 0 | 918.029 | 0 | 74.778
3107 | 967.693 | 0 | 967.693 | 0 | 0
3108 | 627.109 | 0 | 627.109 | 0 | 0
3109 | 812.063 | 0 | 812.063 | 0 | 0
3110 | 905.477 | 0 | 905.477 | 0 | 0
3111 | 596.201 | 0 | 596.201 | 0 | 0
3112 | 817.356 | 715.831 | 101.525 | 0 | 0
3113 | 855.171 | 820.559 | 34.612 | 0 | 0
3114 | 864.861 | 864.861 | 0 | 0 | 0
3115 | 824.194 | 824.194 | 0 | 0 | 0
3116 | 626.4 | 626.4 | 0 | 0 | 0
3117 | 780 | 780 | 0 | 0 | 0
3118 | 831.2 | 525.326 | 0 | 305.874 | 0
3119 | 764 | 172 | 0 | 592 | 0
3120 | 0 | 0 | 0 | 0 | 0
3121 | 0 | 0 | 0 | 0 | 0
3122 | 0 | 0 | 0 | 0 | 0
3123 | 0 | 0 | 0 | 0 | 0
3124 | 0 | 0 | 0 | 0 | 0
3125 | 0 | 0 | 0 | 0 | 0
3126 | 0 | 0 | 0 | 0 | 0
3127 | 1606.824 | 1269.452 | 337.372 | 0 | 0
3128 | 1031.203 | 0 | 1031.203 | 0 | 216.45
3129 | 1251.649 | 0 | 1251.649 | 0 | 545.612
3130 | 1182.361 | 0 | 1182.362 | 0 | 237.174
3131 | 1327.158 | 0 | 1327.158 | 0 | 0
3132 | 662.126 | 0 | 662.126 | 0 | 0
3133 | 803.013 | 0 | 803.013 | 0 | 0
3134 | 839.44 | 0 | 839.44 | 0 | 0
3135 | 881.612 | 0 | 881.612 | 0 | 0
3136 | 723.729 | 0 | 723.729 | 0 | 0
3137 | 1037.81 | 300.069 | 737.741 | 0 | 0
3138 | 1280.783 | 1120.803 | 159.98 | 0 | 0
3139 | 1299.258 | 1299.258 | 0 | 0 | 0
3140 | 1091.2 | 1091.2 | 0 | 0 | 0
3141 | 1475.2 | 1475.2 | 0 | 0 | 0
3142 | 901.6 | 901.6 | 0 | 0 | 0
3143 | 1424.8 | 1118.926 | 0 | 305.874 | 0
3144 | 0 | 0 | 0 | 0 | 0
3145 | 0 | 0 | 0 | 0 | 0
3146 | 0 | 0 | 0 | 0 | 0
3147 | 0 | 0 | 0 | 0 | 0
3148 | 0 | 0 | 0 | 0 | 0
3149 | 0 | 0 | 0 | 0 | 0
3150 | 0 | 0 | 0 | 0 | 0
3151 | 1360.959 | 342.956 | 426.003 | 592 | 0
3152 | 1089.279 | 0 | 1089.279 | 0 | 173.24
3153 | 1352.296 | 0 | 1352.296 | 0 | 592
3154 | 1592.847 | 0 | 1592.847 | 0 | 233.996
3155 | 1626.609 | 0 | 1626.609 | 0 | 0
3156 | 1541.713 | 0 | 1541.713 | 0 | 0
3157 | 1622.298 | 0 | 1622.298 | 0 | 0
3158 | 1448.694 | 0 | 1448.694 | 0 | 0
3159 | 1620.387 | 5.061 | 1615.326 | 0 | 0
3160 | 1509.994 | 446.693 | 1063.301 | 0 | 0
3161 | 1315.27 | 512.611 | 802.659 | 0 | 0
3162 | 1693.54 | 1519.315 | 174.225 | 0 | 0
3163 | 1887.87 | 1887.87 | 0 | 0 | 0
3164 | 1574.4 | 1574.4 | 0 | 0 | 0
3165 | 1738.4 | 1738.4 | 0 | 0 | 0
3166 | 1488 | 1182.126 | 0 | 305.874 | 0
3167 | 1567.2 | 975.2 | 0 | 592 | 0
3168 | 0 | 0 | 0 | 0 | 0
3169 | 0 | 0 | 0 | 0 | 0
3170 | 0 | 0 | 0 | 0 | 0
3171 | 0 | 0 | 0 | 0 | 0
3172 | 0 | 0 | 0 | 0 | 0
3173 | 0 | 0 | 0 | 0 | 0
3174 | 0 | 0 | 0 | 0 | 0
3175 | 1222.398 | 792.399 | 429.999 | 0 | 0
3176 | 1224.246 | 0 | 1224.246 | 0 | 6.8
3177 | 1405.356 | 0 | 1405.356 | 0 | 592
3178 | 1702.904 | 0 | 1702.904 | 0 | 400.436
3179 | 1163.639 | 0 | 1163.639 | 0 | 0
3180 | 1654.093 | 0 | 1654.093 | 0 | 0
3181 | 1527.881 | 0 | 1527.881 | 0 | 0
3182 | 1582.693 | 0 | 1582.693 | 0 | 0
3183 | 1693.198 | 0 | 1693.198 | 0 | 0
3184 | 1547.887 | 244.016 | 1303.871 | 0 | 0
3185 | 1494.49 | 674.852 | 819.638 | 0 | 0
3186 | 1557.6 | 1377.255 | 180.345 | 0 | 0
3187 | 1736.8 | 1736.8 | 0 | 0 | 0
3188 | 1518.4 | 1518.4 | 0 | 0 | 0
3189 | 1556 | 1556 | 0 | 0 | 0
3190 | 1313.6 | 1007.726 | 0 | 305.874 | 0
3191 | 1468.8 | 876.8 | 0 | 592 | 0
3192 | 0 | 0 | 0 | 0 | 0
3193 | 0 | 0 | 0 | 0 | 0
3194 | 0 | 0 | 0 | 0 | 0
3195 | 0 | 0 | 0 | 0 | 0
3196 | 0 | 0 | 0 | 0 | 0
3197 | 0 | 0 | 0 | 0 | 0
3198 | 0 | 0 | 0 | 0 | 0
3199 | 1067.464 | 600.092 | 467.372 | 0 | 0
3200 | 1283.562 | 0 | 1283.562 | 0 | 32.802
3201 | 1599.831 | 0 | 1599.831 | 0 | 279.304
3202 | 1734.369 | 0 | 1734.369 | 0 | 592
3203 | 1623.038 | 0 | 1623.038 | 0 | 95.13
3204 | 1636.443 | 0 | 1636.443 | 0 | 0
3205 | 1725.917 | 0 | 1725.917 | 0 | 0
3206 | 2012.075 | 0 | 2012.075 | 0 | 0
3207 | 1948.007 | 0 | 1948.007 | 0 | 0
3208 | 1556.628 | 0 | 1556.628 | 0 | 0
3209 | 1721.903 | 610.223 | 1111.68 | 0 | 0
3210 | 1737.852 | 1553.314 | 184.538 | 0 | 0
3211 | 1568.995 | 1568.995 | 0 | 0 | 0
3212 | 1459.2 | 1459.2 | 0 | 0 | 0
3213 | 1577.6 | 1577.6 | 0 | 0 | 0
3214 | 1764.8 | 1458.926 | 0 | 305.874 | 0
3215 | 1724 | 1132 | 0 | 592 | 0
3216 | 0 | 0 | 0 | 0 | 0
3217 | 0 | 0 | 0 | 0 | 0
3218 | 0 | 0 | 0 | 0 | 0
3219 | 0 | 0 | 0 | 0 | 0
3220 | 0 | 0 | 0 | 0 | 0
3221 | 0 | 0 | 0 | 0 | 0
3222 | 0 | 0 | 0 | 0 | 0
3223 | 1482.886 | 1325.578 | 157.308 | 0 | 0
3224 | 905.259 | 411.982 | 493.277 | 0 | 0
3225 | 1293.998 | 81.779 | 1212.219 | 0 | 0
3226 | 1538.464 | 0 | 1538.464 | 0 | 265.311
3227 | 1566.084 | 0 | 1566.084 | 0 | 592
3228 | 1519.876 | 0 | 1519.876 | 0 | 141.925
3229 | 2001.861 | 0 | 2001.861 | 0 | 0
3230 | 1474.906 | 879.224 | 479.533 | 116.149 | 0
3231 | 1790.369 | 0 | 1790.369 | 0 | 129.261
3232 | 1829.06 | 874.7 | 954.36 | 0 | 0
3233 | 1677.484 | 1589.151 | 88.333 | 0 | 0
3234 | 2026.099 | 2011.943 | 14.156 | 0 | 0
3235 | 1587.2 | 1587.2 | 0 | 0 | 0
3236 | 1344 | 1344 | 0 | 0 | 0
3237 | 1775.2 | 1775.2 | 0 | 0 | 0
3238 | 1706.4 | 1400.526 | 0 | 305.874 | 0
3239 | 1422.4 | 830.4 | 0 | 592 | 0
3240 | 0 | 0 | 0 | 0 | 0
3241 | 0 | 0 | 0 | 0 | 0
3242 | 0 | 0 | 0 | 0 | 0
3243 | 0 | 0 | 0 | 0 | 0
3244 | 0 | 0 | 0 | 0 | 0
3245 | 0 | 0 | 0 | 0 | 0
3246 | 0 | 0 | 0 | 0 | 0
3247 | 1055.099 | 742.578 | 312.521 | 0 | 0
3248 | 1425.043 | 481.965 | 943.078 | 0 | 0
3249 | 1508.333 | 0 | 1508.333 | 0 | 385.916
3250 | 1700.252 | 0 | 1700.252 | 0 | 592
3251 | 1839.549 | 0 | 1839.549 | 0 | 21.32
3252 | 1816.85 | 0 | 1816.85 | 0 | 0
3253 | 1707.886 | 0 | 1707.886 | 0 | 0
3254 | 1728.169 | 0 | 1728.169 | 0 | 0
3255 | 1703.789 | 0 | 1703.789 | 0 | 0
3256 | 1569.14 | 0 | 1569.14 | 0 | 0
3257 | 1690.426 | 777.164 | 913.262 | 0 | 0
3258 | 1602.301 | 1404.548 | 197.753 | 0 | 0
3259 | 1476.806 | 1476.806 | 0 | 0 | 0
3260 | 1332.8 | 1332.8 | 0 | 0 | 0
3261 | 1378.4 | 1378.4 | 0 | 0 | 0
3262 | 1814.4 | 1508.526 | 0 | 305.874 | 0
3263 | 1490.4 | 898.4 | 0 | 592 | 0
3264 | 0 | 0 | 0 | 0 | 0
3265 | 0 | 0 | 0 | 0 | 0
3266 | 0 | 0 | 0 | 0 | 0
3267 | 0 | 0 | 0 | 0 | 0
3268 | 0 | 0 | 0 | 0 | 0
3269 | 0 | 0 | 0 | 0 | 0
3270 | 0 | 0 | 0 | 0 | 0
3271 | 1106.227 | 754.446 | 351.781 | 0 | 0
3272 | 998.236 | 0 | 998.236 | 0 | 37.785
3273 | 1435.791 | 0 | 1435.791 | 0 | 592
3274 | 1831.647 | 0 | 1831.648 | 0 | 369.451
3275 | 1511.408 | 0 | 1511.408 | 0 | 0
3276 | 1131.45 | 0 | 1131.45 | 0 | 0
3277 | 1343.015 | 0 | 1219.218 | 123.797 | 0
3278 | 1463.195 | 0 | 1463.195 | 0 | 137.773
3279 | 1538.188 | 0 | 1538.188 | 0 | 0
3280 | 1937.529 | 1394.633 | 542.896 | 0 | 0
3281 | 1784.662 | 1246.066 | 538.596 | 0 | 0
3282 | 1641.186 | 1491.356 | 149.83 | 0 | 0
3283 | 1082.752 | 1082.752 | 0 | 0 | 0
3284 | 1290.4 | 1290.4 | 0 | 0 | 0
3285 | 1324.8 | 1324.8 | 0 | 0 | 0
3286 | 1139.2 | 833.326 | 0 | 305.874 | 0
3287 | 1259.2 | 667.2 | 0 | 592 | 0
3288 | 0 | 0 | 0 | 0 | 0
3289 | 0 | 0 | 0 | 0 | 0
3290 | 0 | 0 | 0 | 0 | 0
3291 | 0 | 0 | 0 | 0 | 0
3292 | 0 | 0 | 0 | 0 | 0
3293 | 0 | 0 | 0 | 0 | 0
3294 | 0 | 0 | 0 | 0 | 0
3295 | 1182.657 | 712.236 | 470.421 | 0 | 0
3296 | 936.672 | 0 | 936.672 | 0 | 382.076
3297 | 1006.925 | 0 | 1006.925 | 0 | 386.625
3298 | 980.994 | 0 | 980.995 | 0 | 230.535
3299 | 1100.227 | 0 | 1100.227 | 0 | 0
3300 | 1192.407 | 0 | 1192.407 | 0 | 0
3301 | 1178.5 | 0 | 1178.5 | 0 | 0
3302 | 1218.473 | 0 | 1218.473 | 0 | 0
3303 | 1017.622 | 0 | 1017.622 | 0 | 0
3304 | 339.258 | 0 | 339.258 | 0 | 0
3305 | 224.739 | 0 | 224.739 | 0 | 0
3306 | 209.471 | 0 | 209.471 | 0 | 0
3307 | 115.054 | 0 | 0 | 115.054 | 0
3308 | 0 | 0 | 0 | 0 | 0
3309 | 0 | 0 | 0 | 0 | 0
3310 | 0 | 0 | 0 | 0 | 0
3311 | 0 | 0 | 0 | 0 | 0
3312 | 0 | 0 | 0 | 0 | 0
3313 | 0 | 0 | 0 | 0 | 0
3314 | 0 | 0 | 0 | 0 | 0
3315 | 0 | 0 | 0 | 0 | 0
3316 | 0 | 0 | 0 | 0 | 0
3317 | 0 | 0 | 0 | 0 | 0
3318 | 0 | 0 | 0 | 0 | 0
3319 | 79.923 | 0 | 79.923 | 0 | 128.043
3320 | 156.96 | 0 | 156.96 | 0 | 0
3321 | 637.627 | 0 | 637.627 | 0 | 0
3322 | 1024.991 | 0 | 1024.991 | 0 | 0
3323 | 1410.943 | 0 | 1410.943 | 0 | 0
3324 | 1071.439 | 0 | 1071.439 | 0 | 0
3325 | 1560.347 | 0 | 1560.347 | 0 | 0
3326 | 1408.139 | 0 | 1408.139 | 0 | 0
3327 | 996.949 | 777.281 | 219.668 | 0 | 0
3328 | 1328.349 | 794.182 | 534.167 | 0 | 0
3329 | 1340.192 | 277.144 | 1063.048 | 0 | 0
3330 | 1479.054 | 1286.677 | 192.377 | 0 | 0
3331 | 1458.236 | 1458.236 | 0 | 0 | 0
3332 | 1057.6 | 1057.6 | 0 | 0 | 0
3333 | 1518.4 | 1518.4 | 0 | 0 | 0
3334 | 1292 | 986.126 | 0 | 305.874 | 0
3335 | 1396.8 | 804.8 | 0 | 592 | 0
3336 | 0 | 0 | 0 | 0 | 0
3337 | 0 | 0 | 0 | 0 | 0
3338 | 0 | 0 | 0 | 0 | 0
3339 | 0 | 0 | 0 | 0 | 0
3340 | 0 | 0 | 0 | 0 | 0
3341 | 0 | 0 | 0 | 0 | 0
3342 | 0 | 0 | 0 | 0 | 0
3343 | 1413.981 | 967.24 | 446.741 | 0 | 0
3344 | 1218.646 | 0 | 1218.646 | 0 | 301.219
3345 | 1283.48 | 0 | 1283.48 | 0 | 592
3346 | 1235.312 | 0 | 1235.311 | 0 | 106.018
3347 | 1227.421 | 0 | 1227.421 | 0 | 0
3348 | 1268.221 | 0 | 1268.221 | 0 | 0
3349 | 1361.861 | 0 | 1361.861 | 0 | 0
3350 | 1362.378 | 0 | 1362.378 | 0 | 0
3351 | 1092.7 | 551.033 | 541.667 | 0 | 0
3352 | 1161.964 | 1035.531 | 126.433 | 0 | 0
3353 | 1302.91 | 937.514 | 365.396 | 0 | 0
3354 | 1031.53 | 913.792 | 117.738 | 0 | 0
3355 | 1155.338 | 1155.338 | 0 | 0 | 0
3356 | 992.8 | 992.8 | 0 | 0 | 0
3357 | 1484 | 1484 | 0 | 0 | 0
3358 | 1380 | 1074.126 | 0 | 305.874 | 0
3359 | 799.2 | 207.2 | 0 | 592 | 0
3360 | 0 | 0 | 0 | 0 | 0
3361 | 0 | 0 | 0 | 0 | 0
3362 | 0 | 0 | 0 | 0 | 0
3363 | 0 | 0 | 0 | 0 | 0
3364 | 0 | 0 | 0 | 0 | 0
3365 | 0 | 0 | 0 | 0 | 0
3366 | 0 | 0 | 0 | 0 | 0
3367 | 1303.011 | 851.125 | 451.886 | 0 | 0
3368 | 993.966 | 0 | 993.966 | 0 | 513.163
3369 | 1093.9 | 0 | 1093.9 | 0 | 486.073
3370 | 1363.693 | 0 | 1363.693 | 0 | 0
3371 | 1239.039 | 0 | 1239.039 | 0 | 0
3372 | 1503.503 | 0 | 1503.503 | 0 | 0
3373 | 1361.769 | 0 | 1361.769 | 0 | 0
3374 | 1532.198 | 0 | 1532.198 | 0 | 0
3375 | 1256.603 | 0 | 1256.603 | 0 | 0
3376 | 1138.22 | 0 | 1138.22 | 0 | 0
3377 | 1339.573 | 817.359 | 522.214 | 0 | 0
3378 | 1110.796 | 1057.526 | 53.27 | 0 | 0
3379 | 989.602 | 989.602 | 0 | 0 | 0
3380 | 1045.6 | 1045.6 | 0 | 0 | 0
3381 | 1416.8 | 1416.8 | 0 | 0 | 0
3382 | 1268 | 962.126 | 0 | 305.874 | 0
3383 | 1352.8 | 760.8 | 0 | 592 | 0
3384 | 0 | 0 | 0 | 0 | 0
3385 | 0 | 0 | 0 | 0 | 0
3386 | 0 | 0 | 0 | 0 | 0
3387 | 0 | 0 | 0 | 0 | 0
3388 | 0 | 0 | 0 | 0 | 0
3389 | 0 | 0 | 0 | 0 | 0
3390 | 0 | 0 | 0 | 0 | 0
3391 | 1304.669 | 871.667 | 433.002 | 0 | 0
3392 | 935.942 | 0 | 935.942 | 0 | 290.049
3393 | 898.574 | 0 | 898.574 | 0 | 592
3394 | 1261.705 | 0 | 1261.705 | 0 | 117.187
3395 | 1281.246 | 0 | 1281.246 | 0 | 0
3396 | 1130.342 | 0 | 1130.342 | 0 | 0
3397 | 1247.462 | 0 | 1247.462 | 0 | 0
3398 | 1339.387 | 0 | 1339.387 | 0 | 0
3399 | 1391.303 | 0 | 1391.303 | 0 | 0
3400 | 1345.155 | 0 | 1345.155 | 0 | 0
3401 | 1198.38 | 260.204 | 938.176 | 0 | 0
3402 | 1181.647 | 958.271 | 223.376 | 0 | 0
3403 | 1283.014 | 1283.014 | 0 | 0 | 0
3404 | 1180.8 | 1180.8 | 0 | 0 | 0
3405 | 1619.2 | 1619.2 | 0 | 0 | 0
3406 | 1483.2 | 1177.326 | 0 | 305.874 | 0
3407 | 1326.4 | 734.4 | 0 | 592 | 0
3408 | 0 | 0 | 0 | 0 | 0
3409 | 0 | 0 | 0 | 0 | 0
3410 | 0 | 0 | 0 | 0 | 0
3411 | 0 | 0 | 0 | 0 | 0
3412 | 0 | 0 | 0 | 0 | 0
3413 | 0 | 0 | 0 | 0 | 0
3414 | 0 | 0 | 0 | 0 | 0
3415 | 619.025 | 314.676 | 304.349 | 0 | 0
3416 | 887.264 | 0 | 887.264 | 0 | 12.259
3417 | 690.747 | 0 | 690.747 | 0 | 592
3418 | 307.348 | 0 | 307.348 | 0 | 394.977
3419 | 235.767 | 0 | 235.767 | 0 | 0
3420 | 197.082 | 0 | 197.082 | 0 | 0
3421 | 683.53 | 0 | 683.53 | 0 | 0
3422 | 1150.936 | 0 | 1150.936 | 0 | 0
3423 | 1786.232 | 1444.076 | 342.156 | 0 | 0
3424 | 1729.544 | 1447.64 | 281.904 | 0 | 0
3425 | 1610.063 | 622.81 | 987.253 | 0 | 0
3426 | 1527.327 | 1338.388 | 188.939 | 0 | 0
3427 | 1637.6 | 1637.6 | 0 | 0 | 0
3428 | 1442.4 | 1442.4 | 0 | 0 | 0
3429 | 1472.8 | 1472.8 | 0 | 0 | 0
3430 | 1553.6 | 1247.726 | 0 | 305.874 | 0
3431 | 1444 | 852 | 0 | 592 | 0
3432 | 0 | 0 | 0 | 0 | 0
3433 | 0 | 0 | 0 | 0 | 0
3434 | 0 | 0 | 0 | 0 | 0
3435 | 0 | 0 | 0 | 0 | 0
3436 | 0 | 0 | 0 | 0 | 0
3437 | 0 | 0 | 0 | 0 | 0
3438 | 0 | 0 | 0 | 0 | 0
3439 | 1362.282 | 918.274 | 444.008 | 0 | 0
3440 | 1064.339 | 0 | 1064.339 | 0 | 432.827
3441 | 1658.966 | 0 | 1658.967 | 0 | 566.409
3442 | 1820.422 | 0 | 1820.422 | 0 | 0
3443 | 1766.438 | 0 | 1766.438 | 0 | 0
3444 | 1632.862 | 0 | 1632.862 | 0 | 0
3445 | 1633.953 | 0 | 1633.953 | 0 | 0
3446 | 1730.896 | 0 | 1730.896 | 0 | 0
3447 | 1836.767 | 0 | 1836.767 | 0 | 0
3448 | 1998.015 | 479.987 | 1518.028 | 0 | 0
3449 | 1627.268 | 1508.865 | 118.403 | 0 | 0
3450 | 1652.685 | 1427.376 | 225.309 | 0 | 0
3451 | 1494.002 | 1494.002 | 0 | 0 | 0
3452 | 1398.4 | 1398.4 | 0 | 0 | 0
3453 | 1210.4 | 1210.4 | 0 | 0 | 0
3454 | 1628 | 1322.126 | 0 | 305.874 | 0
3455 | 1786.4 | 1194.4 | 0 | 592 | 0
3456 | 0 | 0 | 0 | 0 | 0
3457 | 0 | 0 | 0 | 0 | 0
3458 | 0 | 0 | 0 | 0 | 0
3459 | 0 | 0 | 0 | 0 | 0
3460 | 0 | 0 | 0 | 0 | 0
3461 | 0 | 0 | 0 | 0 | 0
3462 | 0 | 0 | 0 | 0 | 0
3463 | 1177.554 | 759.214 | 418.34 | 0 | 0
3464 | 1356.489 | 150.232 | 1206.257 | 0 | 0
3465 | 1166.426 | 0 | 1166.426 | 0 | 592
3466 | 975.268 | 0 | 975.268 | 0 | 407.236
3467 | 1314.143 | 0 | 1314.143 | 0 | 0
3468 | 1169.049 | 0 | 1169.049 | 0 | 0
3469 | 1078.088 | 0 | 1078.088 | 0 | 0
3470 | 944.397 | 0 | 944.397 | 0 | 0
3471 | 1126.43 | 0 | 1126.43 | 0 | 0
3472 | 898.155 | 15.892 | 882.263 | 0 | 0
3473 | 1152.652 | 816.441 | 336.211 | 0 | 0
3474 | 869.487 | 847.29 | 22.197 | 0 | 0
3475 | 1185.808 | 1185.808 | 0 | 0 | 0
3476 | 980.8 | 980.8 | 0 | 0 | 0
3477 | 808.8 | 808.8 | 0 | 0 | 0
3478 | 850.4 | 850.4 | 0 | 0 | 0
3479 | 840 | 534.126 | 0 | 305.874 | 0
3480 | 0 | 0 | 0 | 0 | 0
3481 | 0 | 0 | 0 | 0 | 0
3482 | 0 | 0 | 0 | 0 | 0
3483 | 0 | 0 | 0 | 0 | 0
3484 | 0 | 0 | 0 | 0 | 0
3485 | 0 | 0 | 0 | 0 | 0
3486 | 0 | 0 | 0 | 0 | 0
3487 | 1097.92 | 58.649 | 447.271 | 592 | 0
3488 | 961.001 | 0 | 961.001 | 0 | 509.662
3489 | 988.449 | 0 | 988.449 | 0 | 489.574
3490 | 1114.766 | 0 | 1114.766 | 0 | 0
3491 | 1334.239 | 0 | 1334.239 | 0 | 0
3492 | 1375.817 | 0 | 1375.817 | 0 | 0
3493 | 1313.727 | 0 | 1313.727 | 0 | 0
3494 | 1220.12 | 0 | 1220.12 | 0 | 0
3495 | 1436.12 | 0 | 1436.12 | 0 | 0
3496 | 1317.272 | 0 | 1317.272 | 0 | 0
3497 | 1561.218 | 439.626 | 1121.592 | 0 | 0
3498 | 1522.874 | 1314.561 | 208.313 | 0 | 0
3499 | 1531.013 | 1531.013 | 0 | 0 | 0
3500 | 820.8 | 820.8 | 0 | 0 | 0
3501 | 1276 | 1276 | 0 | 0 | 0
3502 | 1128 | 822.126 | 0 | 305.874 | 0
3503 | 905.6 | 313.6 | 0 | 592 | 0
3504 | 0 | 0 | 0 | 0 | 0
3505 | 0 | 0 | 0 | 0 | 0
3506 | 0 | 0 | 0 | 0 | 0
3507 | 0 | 0 | 0 | 0 | 0
3508 | 0 | 0 | 0 | 0 | 0
3509 | 0 | 0 | 0 | 0 | 0
3510 | 0 | 0 | 0 | 0 | 0
3511 | 803.82 | 364.1 | 439.72 | 0 | 0
3512 | 740.237 | 0 | 740.237 | 0 | 592
3513 | 558.473 | 0 | 558.473 | 0 | 407.236
3514 | 1199.225 | 0 | 1199.225 | 0 | 0
3515 | 1228.803 | 0 | 1228.803 | 0 | 0
3516 | 1419.01 | 0 | 1419.01 | 0 | 0
3517 | 1282.017 | 0 | 1282.017 | 0 | 0
3518 | 1153.519 | 0 | 1153.519 | 0 | 0
3519 | 1350.247 | 0 | 1350.247 | 0 | 0
3520 | 1241.158 | 0 | 1241.158 | 0 | 0
3521 | 1171.973 | 412.277 | 759.696 | 0 | 0
3522 | 1371.137 | 1185.906 | 185.231 | 0 | 0
3523 | 1506.995 | 1506.995 | 0 | 0 | 0
3524 | 1457.6 | 1457.6 | 0 | 0 | 0
3525 | 1496 | 1496 | 0 | 0 | 0
3526 | 1008.8 | 702.926 | 0 | 305.874 | 0
3527 | 940.8 | 348.8 | 0 | 592 | 0
3528 | 0 | 0 | 0 | 0 | 0
3529 | 0 | 0 | 0 | 0 | 0
3530 | 0 | 0 | 0 | 0 | 0
3531 | 0 | 0 | 0 | 0 | 0
3532 | 0 | 0 | 0 | 0 | 0
3533 | 0 | 0 | 0 | 0 | 0
3534 | 0 | 0 | 0 | 0 | 0
3535 | 1415.654 | 976.301 | 439.353 | 0 | 0
3536 | 996.848 | 0 | 996.848 | 0 | 475.089
3537 | 1420.083 | 0 | 1420.083 | 0 | 524.147
3538 | 1718.45 | 0 | 1718.45 | 0 | 0
3539 | 1514.737 | 0 | 1514.737 | 0 | 0
3540 | 1481.469 | 0 | 1481.469 | 0 | 0
3541 | 1629.559 | 0 | 1629.559 | 0 | 0
3542 | 1581.445 | 0 | 1581.445 | 0 | 0
3543 | 1376.542 | 0 | 1376.542 | 0 | 0
3544 | 1606.679 | 671.862 | 934.817 | 0 | 0
3545 | 1530.064 | 1174.885 | 355.179 | 0 | 0
3546 | 1776.413 | 1682.614 | 93.799 | 0 | 0
3547 | 1785.434 | 1785.434 | 0 | 0 | 0
3548 | 1460 | 1460 | 0 | 0 | 0
3549 | 1711.2 | 1711.2 | 0 | 0 | 0
3550 | 1587.2 | 1281.326 | 0 | 305.874 | 0
3551 | 1569.6 | 977.6 | 0 | 592 | 0
3552 | 0 | 0 | 0 | 0 | 0
3553 | 0 | 0 | 0 | 0 | 0
3554 | 0 | 0 | 0 | 0 | 0
3555 | 0 | 0 | 0 | 0 | 0
3556 | 0 | 0 | 0 | 0 | 0
3557 | 0 | 0 | 0 | 0 | 0
3558 | 0 | 0 | 0 | 0 | 0
3559 | 1421.245 | 1070.968 | 350.277 | 0 | 0
3560 | 1472.409 | 166.143 | 1306.266 | 0 | 0
3561 | 1472.679 | 0 | 1472.679 | 0 | 559.279
3562 | 1255.664 | 0 | 1255.664 | 0 | 439.957
3563 | 1306.374 | 0 | 1306.374 | 0 | 0
3564 | 1147.369 | 0 | 1147.369 | 0 | 0
3565 | 1451.78 | 0 | 1451.78 | 0 | 0
3566 | 1625.359 | 1035.313 | 590.046 | 0 | 0
3567 | 1496.668 | 1261.897 | 234.771 | 0 | 0
3568 | 1406.455 | 1320.822 | 85.633 | 0 | 0
3569 | 1189.61 | 789.929 | 399.681 | 0 | 0
3570 | 1307.693 | 1118.872 | 188.821 | 0 | 0
3571 | 1408 | 1408 | 0 | 0 | 0
3572 | 1389.6 | 1389.6 | 0 | 0 | 0
3573 | 1545.6 | 1545.6 | 0 | 0 | 0
3574 | 1364 | 1058.126 | 0 | 305.874 | 0
3575 | 1421.6 | 829.6 | 0 | 592 | 0
3576 | 0 | 0 | 0 | 0 | 0
3577 | 0 | 0 | 0 | 0 | 0
3578 | 0 | 0 | 0 | 0 | 0
3579 | 0 | 0 | 0 | 0 | 0
3580 | 0 | 0 | 0 | 0 | 0
3581 | 0 | 0 | 0 | 0 | 0
3582 | 0 | 0 | 0 | 0 | 0
3583 | 1709.965 | 1325.978 | 383.987 | 0 | 0
3584 | 1408.436 | 305.829 | 1102.607 | 0 | 0
3585 | 1450.739 | 0 | 1450.739 | 0 | 353.126
3586 | 1655.173 | 0 | 1655.173 | 0 | 592
3587 | 1645.765 | 0 | 1645.765 | 0 | 54.11
3588 | 1950.329 | 0 | 1950.329 | 0 | 0
3589 | 1604.172 | 0 | 1604.172 | 0 | 0
3590 | 1638.537 | 1352.863 | 285.674 | 0 | 0
3591 | 1750.351 | 941.127 | 746.481 | 62.743 | 0
3592 | 1625.121 | 0 | 1625.121 | 0 | 69.826
3593 | 1456.088 | 545.007 | 911.081 | 0 | 0
3594 | 1657.048 | 1432.398 | 224.65 | 0 | 0
3595 | 1497.593 | 1497.593 | 0 | 0 | 0
3596 | 1270.4 | 1270.4 | 0 | 0 | 0
3597 | 1587.2 | 1587.2 | 0 | 0 | 0
3598 | 1514.4 | 1208.526 | 0 | 305.874 | 0
3599 | 1600.8 | 1008.8 | 0 | 592 | 0
3600 | 0 | 0 | 0 | 0 | 0
3601 | 0 | 0 | 0 | 0 | 0
3602 | 0 | 0 | 0 | 0 | 0
3603 | 0 | 0 | 0 | 0 | 0
3604 | 0 | 0 | 0 | 0 | 0
3605 | 0 | 0 | 0 | 0 | 0
3606 | 0 | 0 | 0 | 0 | 0
3607 | 1586.458 | 1152.886 | 433.572 | 0 | 0
3608 | 1339.324 | 0 | 1339.324 | 0 | 117.15
3609 | 1167.329 | 0 | 1167.329 | 0 | 592
3610 | 1838.145 | 0 | 1838.145 | 0 | 290.087
3611 | 1601.039 | 0 | 1601.039 | 0 | 0
3612 | 1499.82 | 0 | 1499.82 | 0 | 0
3613 | 1916.994 | 0 | 1916.994 | 0 | 0
3614 | 1203.199 | 0 | 1203.199 | 0 | 0
3615 | 1339.569 | 611.143 | 728.426 | 0 | 0
3616 | 1487.923 | 1393.47 | 94.453 | 0 | 0
3617 | 1570.841 | 1125.954 | 444.887 | 0 | 0
3618 | 1493.196 | 1334.856 | 158.34 | 0 | 0
3619 | 1175.793 | 1175.793 | 0 | 0 | 0
3620 | 1504 | 1504 | 0 | 0 | 0
3621 | 1400 | 1400 | 0 | 0 | 0
3622 | 1072 | 766.126 | 0 | 305.874 | 0
3623 | 1568.8 | 976.8 | 0 | 592 | 0
3624 | 0 | 0 | 0 | 0 | 0
3625 | 1048.116 | 1048.116 | 0 | 0 | 0
3626 | 1148.1467 | 1148.147 | 0 | 0 | 0
3627 | 1165.0637 | 1165.064 | 0 | 0 | 0
3628 | 1257.0037 | 1257.004 | 0 | 0 | 0
3629 | 1164.3282 | 1164.328 | 0 | 0 | 0
3630 | 1084.892 | 1084.892 | 0 | 0 | 0
3631 | 1136.1375 | 700.447 | 435.69 | 0 | 0
3632 | 857.2624 | 0 | 857.262 | 0 | 592
3633 | 1126.9766 | 0 | 1126.976 | 0 | 407.236
3634 | 1088.1963 | 0 | 1088.196 | 0 | 0
3635 | 1073.6523 | 0 | 1073.652 | 0 | 0
3636 | 1056.4835 | 0 | 1056.483 | 0 | 0
3637 | 976.002 | 0 | 976.002 | 0 | 0
3638 | 1109.748 | 17.385 | 560.416 | 531.948 | 0
3639 | 1130.2855 | 0 | 1130.286 | 0 | 592
3640 | 1121.2717 | 58.455 | 1062.817 | 0 | 0
3641 | 781.8035 | 444.646 | 337.158 | 0 | 0
3642 | 946.9489 | 839.71 | 107.239 | 0 | 0
3643 | 1087.8341 | 1087.834 | 0 | 0 | 0
3644 | 1190.0714 | 1190.071 | 0 | 0 | 0
3645 | 939.259 | 939.259 | 0 | 0 | 0
3646 | 1095.1893 | 948.923 | 0 | 146.266 | 0
3647 | 1081.2144 | 489.214 | 0 | 592 | 0
3648 | 159.6078 | 0 | 0 | 159.608 | 0
3649 | 82.3782 | 82.378 | 0 | 0 | 0
3650 | 157.4013 | 157.401 | 0 | 0 | 0
3651 | 100.7662 | 100.766 | 0 | 0 | 0
3652 | 105.1794 | 105.179 | 0 | 0 | 0
3653 | 78.7006 | 78.701 | 0 | 0 | 0
3654 | 81.6427 | 81.643 | 0 | 0 | 0
3655 | 78.8376 | 0 | 78.837 | 0 | 79.322
3656 | 193.0078 | 0 | 193.008 | 0 | 592
3657 | 787.8808 | 0 | 787.881 | 0 | 118.935
3658 | 1235.6617 | 0 | 1235.661 | 0 | 208.98
3659 | 1134.1783 | 0 | 1134.179 | 0 | 0
3660 | 928.5379 | 0 | 928.538 | 0 | 0
3661 | 1150.8718 | 0 | 1150.872 | 0 | 0
3662 | 1024.287 | 0 | 1024.287 | 0 | 0
3663 | 1039.8662 | 0 | 1039.866 | 0 | 0
3664 | 1200.7723 | 401.128 | 799.644 | 0 | 0
3665 | 1211.6653 | 614.829 | 596.837 | 0 | 0
3666 | 1362.6896 | 1182.102 | 180.588 | 0 | 0
3667 | 1236.4091 | 1236.409 | 0 | 0 | 0
3668 | 1330.5557 | 1330.556 | 0 | 0 | 0
3669 | 1363.6541 | 1363.654 | 0 | 0 | 0
3670 | 988.5389 | 682.665 | 0 | 305.874 | 0
3671 | 1133.4363 | 541.436 | 0 | 592 | 0
3672 | 1025.3149 | 1025.315 | 0 | 0 | 0
3673 | 1040.0253 | 1040.025 | 0 | 0 | 0
3674 | 1289.3666 | 1289.367 | 0 | 0 | 0
3675 | 807.601 | 807.601 | 0 | 0 | 0
3676 | 906.1606 | 906.161 | 0 | 0 | 0
3677 | 1054.7357 | 1054.736 | 0 | 0 | 0
3678 | 1198.1621 | 1198.162 | 0 | 0 | 0
3679 | 1087.0664 | 660.984 | 426.082 | 0 | 0
3680 | 1228.1419 | 0 | 1228.141 | 0 | 226.388
3681 | 1131.3953 | 0 | 1131.395 | 0 | 592
3682 | 1253.8934 | 0 | 1253.893 | 0 | 180.849
3683 | 1272.5121 | 0 | 1272.512 | 0 | 0
3684 | 1338.8744 | 0 | 1338.875 | 0 | 0
3685 | 1355.3308 | 0 | 1355.33 | 0 | 0
3686 | 1295.2535 | 306.772 | 988.482 | 0 | 0
3687 | 1302.0681 | 227.851 | 1074.217 | 0 | 0
3688 | 1469.4209 | 685.088 | 784.333 | 0 | 0
3689 | 1487.386 | 1010.44 | 476.946 | 0 | 0
3690 | 1238.9154 | 1064.121 | 174.795 | 0 | 0
3691 | 1209.1949 | 1209.195 | 0 | 0 | 0
3692 | 1137.1139 | 1137.114 | 0 | 0 | 0
3693 | 1054.7357 | 1054.736 | 0 | 0 | 0
3694 | 1102.5445 | 796.671 | 0 | 305.874 | 0
3695 | 1087.8341 | 495.834 | 0 | 592 | 0
3696 | 1305.548 | 1305.548 | 0 | 0 | 0
3697 | 1315.1098 | 1315.11 | 0 | 0 | 0
3698 | 1071.6526 | 1071.653 | 0 | 0 | 0
3699 | 1255.5327 | 1255.533 | 0 | 0 | 0
3700 | 806.1299 | 806.13 | 0 | 0 | 0
3701 | 750.2304 | 750.23 | 0 | 0 | 0
3702 | 706.0992 | 706.099 | 0 | 0 | 0
3703 | 1144.1924 | 1024.601 | 119.592 | 0 | 0
3704 | 1174.6209 | 797.419 | 377.202 | 0 | 0
3705 | 1421.8944 | 430.071 | 991.823 | 0 | 0
3706 | 1445.488 | 0 | 1445.488 | 0 | 592
3707 | 1314.3991 | 0 | 1314.399 | 0 | 407.236
3708 | 1630.578 | 0 | 1630.578 | 0 | 0
3709 | 1339.1925 | 0 | 1339.193 | 0 | 0
3710 | 1441.9686 | 0 | 1441.969 | 0 | 0
3711 | 1484.2371 | 0 | 1484.237 | 0 | 0
3712 | 1687.8042 | 0 | 1687.804 | 0 | 0
3713 | 1368.332 | 218.225 | 1150.107 | 0 | 0
3714 | 1435.4445 | 1169.702 | 265.742 | 0 | 0
3715 | 1408.5208 | 1408.521 | 0 | 0 | 0
3716 | 1324.6715 | 1324.672 | 0 | 0 | 0
3717 | 1376.1579 | 1376.158 | 0 | 0 | 0
3718 | 889.2437 | 583.37 | 0 | 305.874 | 0
3719 | 1277.5983 | 685.598 | 0 | 592 | 0
3720 | 914.2514 | 914.251 | 0 | 0 | 0
3721 | 1040.0253 | 1040.025 | 0 | 0 | 0
3722 | 1225.3763 | 1225.376 | 0 | 0 | 0
3723 | 1041.4963 | 1041.496 | 0 | 0 | 0
3724 | 1069.4461 | 1069.446 | 0 | 0 | 0
3725 | 1206.9883 | 1206.988 | 0 | 0 | 0
3726 | 1139.3205 | 1139.32 | 0 | 0 | 0
3727 | 968.3737 | 541.114 | 427.26 | 0 | 0
3728 | 1216.8397 | 0 | 1216.839 | 0 | 25.111
3729 | 1270.5584 | 0 | 1270.559 | 0 | 592
3730 | 1288.7009 | 0 | 1288.7 | 0 | 382.126
3731 | 1265.5835 | 0 | 1265.583 | 0 | 0
3732 | 1527.2199 | 0 | 1527.22 | 0 | 0
3733 | 1609.8915 | 0 | 1609.892 | 0 | 0
3734 | 1684.8217 | 0 | 1684.822 | 0 | 0
3735 | 1461.4939 | 0 | 1461.494 | 0 | 0
3736 | 1490.238 | 0 | 1490.238 | 0 | 0
3737 | 1239.2694 | 156.115 | 1083.154 | 0 | 0
3738 | 1422.6934 | 1224.597 | 198.096 | 0 | 0
3739 | 1531.3527 | 1531.353 | 0 | 0 | 0
3740 | 1093.7182 | 1093.718 | 0 | 0 | 0
3741 | 818.6338 | 818.634 | 0 | 0 | 0
3742 | 913.5158 | 607.642 | 0 | 305.874 | 0
3743 | 1149.6178 | 557.618 | 0 | 592 | 0
3744 | 1036.3477 | 1036.348 | 0 | 0 | 0
3745 | 967.2088 | 967.209 | 0 | 0 | 0
3746 | 1274.6562 | 1274.656 | 0 | 0 | 0
3747 | 962.0602 | 962.06 | 0 | 0 | 0
3748 | 1158.444 | 1158.444 | 0 | 0 | 0
3749 | 1215.0791 | 1215.079 | 0 | 0 | 0
3750 | 663.439 | 663.439 | 0 | 0 | 0
3751 | 831.19 | 426.099 | 405.091 | 0 | 0
3752 | 900.2029 | 0 | 900.203 | 0 | 275.443
3753 | 1016.1898 | 0 | 1016.19 | 0 | 592
3754 | 1501.8804 | 0 | 1501.88 | 0 | 131.793
3755 | 1433.3713 | 0 | 1433.371 | 0 | 0
3756 | 1371.731 | 0 | 1371.731 | 0 | 0
3757 | 1529.9046 | 496.493 | 1033.412 | 0 | 0
3758 | 1387.7571 | 1049.19 | 338.567 | 0 | 0
3759 | 1085.9861 | 508.36 | 577.626 | 0 | 0
3760 | 1513.4915 | 1031.366 | 482.125 | 0 | 0
3761 | 1215.0892 | 904.941 | 310.148 | 0 | 0
3762 | 1339.0123 | 1284.519 | 54.493 | 0 | 0
3763 | 1233.4671 | 1233.467 | 0 | 0 | 0
3764 | 1164.3282 | 1164.328 | 0 | 0 | 0
3765 | 1034.1411 | 1034.141 | 0 | 0 | 0
3766 | 1329.8202 | 1023.947 | 0 | 305.874 | 0
3767 | 1057.6778 | 465.678 | 0 | 592 | 0
3768 | 1348.9437 | 1348.944 | 0 | 0 | 0
3769 | 972.3574 | 972.357 | 0 | 0 | 0
3770 | 1018.6952 | 1018.695 | 0 | 0 | 0
3771 | 1329.8202 | 1329.82 | 0 | 0 | 0
3772 | 1226.8474 | 1226.847 | 0 | 0 | 0
3773 | 759.7922 | 759.792 | 0 | 0 | 0
3774 | 961.3246 | 961.325 | 0 | 0 | 0
3775 | 883.3154 | 670.071 | 213.244 | 0 | 0
3776 | 819.4309 | 0 | 819.431 | 0 | 592
3777 | 938.7295 | 0 | 938.73 | 0 | 407.236
3778 | 1175.0134 | 0 | 1175.013 | 0 | 0
3779 | 1296.981 | 0 | 1296.981 | 0 | 0
3780 | 1264.4646 | 0 | 1264.464 | 0 | 0
3781 | 1379.1589 | 0 | 1379.159 | 0 | 0
3782 | 1238.6166 | 0 | 1238.617 | 0 | 0
3783 | 1071.4449 | 0 | 1071.445 | 0 | 0
3784 | 1163.5669 | 0 | 1163.567 | 0 | 0
3785 | 930.6139 | 98.804 | 831.81 | 0 | 0
3786 | 930.0798 | 710.451 | 219.629 | 0 | 0
3787 | 892.9213 | 892.921 | 0 | 0 | 0
3788 | 1206.2528 | 1206.253 | 0 | 0 | 0
3789 | 1006.9269 | 1006.927 | 0 | 0 | 0
3790 | 984.8613 | 678.988 | 0 | 305.874 | 0
3791 | 1077.5368 | 485.537 | 0 | 592 | 0
3792 | 956.176 | 956.176 | 0 | 0 | 0
3793 | 959.8536 | 959.854 | 0 | 0 | 0
3794 | 1045.1739 | 1045.174 | 0 | 0 | 0
3795 | 993.6875 | 993.688 | 0 | 0 | 0
3796 | 951.0274 | 951.027 | 0 | 0 | 0
3797 | 970.1509 | 970.151 | 0 | 0 | 0
3798 | 989.2744 | 989.274 | 0 | 0 | 0
3799 | 814.7659 | 401.808 | 412.958 | 0 | 0
3800 | 269.8053 | 0 | 269.805 | 0 | 592
3801 | 129.9866 | 0 | 129.987 | 0 | 407.236
3802 | 207.7449 | 0 | 207.745 | 0 | 0
3803 | 159.9664 | 0 | 159.966 | 0 | 0
3804 | 171.8487 | 0 | 171.849 | 0 | 0
3805 | 132.4947 | 0 | 132.495 | 0 | 0
3806 | 124.5833 | 0 | 124.583 | 0 | 0
3807 | 178.8941 | 0 | 178.894 | 0 | 0
3808 | 197.9358 | 0 | 197.936 | 0 | 0
3809 | 169.2818 | 0 | 169.282 | 0 | 0
3810 | 186.6658 | 0 | 186.666 | 0 | 0
3811 | 128.716 | 0 | 0 | 128.716 | 0
3812 | 181.6734 | 0 | 0 | 181.673 | 0
3813 | 183.1445 | 0 | 0 | 183.144 | 0
3814 | 100.0307 | 0 | 0 | 100.031 | 0
3815 | 90.469 | 0 | 0 | 90.469 | 0
3816 | 94.1466 | 0 | 0 | 94.147 | 0
3817 | 85.3203 | 85.32 | 0 | 0 | 0
3818 | 91.2045 | 91.204 | 0 | 0 | 0
3819 | 86.7914 | 86.791 | 0 | 0 | 0
3820 | 90.469 | 90.469 | 0 | 0 | 0
3821 | 85.3203 | 51.683 | 0 | 33.638 | 0
3822 | 86.0558 | 0 | 0 | 86.056 | 0
3823 | 73.9979 | 0 | 73.997 | 0 | 32.988
3824 | 92.8447 | 0 | 92.845 | 0 | 251.177
3825 | 624.5034 | 0 | 624.503 | 0 | 273.166
3826 | 1169.1854 | 0 | 1169.185 | 0 | 242.871
3827 | 1182.7428 | 0 | 1182.743 | 0 | 199.034
3828 | 1218.137 | 0 | 1218.137 | 0 | 0
3829 | 1041.8558 | 0 | 1041.856 | 0 | 0
3830 | 1119.2978 | 0 | 1119.298 | 0 | 0
3831 | 1117.0011 | 0 | 1117.002 | 0 | 0
3832 | 1182.9589 | 0 | 1182.959 | 0 | 0
3833 | 1307.3767 | 493.104 | 814.273 | 0 | 0
3834 | 1228.2872 | 1003.434 | 224.853 | 0 | 0
3835 | 1151.8243 | 1151.824 | 0 | 0 | 0
3836 | 1090.7762 | 1090.776 | 0 | 0 | 0
3837 | 1351.8858 | 1351.886 | 0 | 0 | 0
3838 | 1092.9827 | 787.109 | 0 | 305.874 | 0
3839 | 716.3965 | 124.396 | 0 | 592 | 0
3840 | 1042.2318 | 1042.232 | 0 | 0 | 0
3841 | 806.8654 | 806.865 | 0 | 0 | 0
3842 | 816.4272 | 816.427 | 0 | 0 | 0
3843 | 912.0448 | 912.045 | 0 | 0 | 0
3844 | 945.1432 | 945.143 | 0 | 0 | 0
3845 | 937.788 | 937.788 | 0 | 0 | 0
3846 | 909.1027 | 909.103 | 0 | 0 | 0
3847 | 944.3424 | 539.223 | 405.119 | 0 | 0
3848 | 881.4527 | 0 | 881.452 | 0 | 361.377
3849 | 933.853 | 0 | 933.853 | 0 | 592
3850 | 994.1031 | 0 | 994.103 | 0 | 45.859
3851 | 1339.2413 | 0 | 1339.241 | 0 | 0
3852 | 1246.3699 | 0 | 1246.37 | 0 | 0
3853 | 1003.5325 | 0 | 1003.532 | 0 | 0
3854 | 1101.4945 | 0 | 1101.495 | 0 | 0
3855 | 1463.9441 | 0 | 1463.944 | 0 | 0
3856 | 1017.2747 | 0 | 1017.275 | 0 | 0
3857 | 1145.9282 | 920.416 | 225.512 | 0 | 0
3858 | 1215.9093 | 1189.519 | 26.39 | 0 | 0
3859 | 1031.199 | 1031.199 | 0 | 0 | 0
3860 | 1098.8669 | 1098.867 | 0 | 0 | 0
3861 | 1268.772 | 1268.772 | 0 | 0 | 0
3862 | 1276.1272 | 970.254 | 0 | 305.874 | 0
3863 | 1315.8453 | 723.845 | 0 | 592 | 0
3864 | 1015.0176 | 1015.018 | 0 | 0 | 0
3865 | 1181.9806 | 1181.981 | 0 | 0 | 0
3866 | 934.1104 | 934.11 | 0 | 0 | 0
3867 | 1097.3959 | 1097.396 | 0 | 0 | 0
3868 | 1369.5383 | 1369.538 | 0 | 0 | 0
3869 | 1001.0427 | 1001.043 | 0 | 0 | 0
3870 | 1035.6122 | 1035.612 | 0 | 0 | 0
3871 | 734.6806 | 349.138 | 385.542 | 0 | 0
3872 | 858.4429 | 0 | 858.443 | 0 | 262.569
3873 | 945.9468 | 0 | 945.947 | 0 | 592
3874 | 1313.9909 | 0 | 1313.991 | 0 | 144.667
3875 | 1203.8265 | 0 | 1203.826 | 0 | 0
3876 | 1170.5985 | 0 | 1170.599 | 0 | 0
3877 | 1180.2871 | 0 | 1180.288 | 0 | 0
3878 | 935.0749 | 0 | 935.075 | 0 | 0
3879 | 1443.3311 | 0 | 1443.331 | 0 | 0
3880 | 1115.1485 | 480.646 | 634.503 | 0 | 0
3881 | 1294.3433 | 931.787 | 362.556 | 0 | 0
3882 | 1231.2495 | 1029.901 | 201.348 | 0 | 0
3883 | 1327.6136 | 1327.614 | 0 | 0 | 0
3884 | 1377.629 | 1377.629 | 0 | 0 | 0
3885 | 1547.5341 | 1547.534 | 0 | 0 | 0
3886 | 1445.2968 | 1139.423 | 0 | 305.874 | 0
3887 | 1164.3282 | 572.328 | 0 | 592 | 0
3888 | 1151.8243 | 1151.824 | 0 | 0 | 0
3889 | 1028.257 | 1028.257 | 0 | 0 | 0
3890 | 1179.7741 | 1179.774 | 0 | 0 | 0
3891 | 1259.2103 | 1259.21 | 0 | 0 | 0
3892 | 1282.0114 | 1282.011 | 0 | 0 | 0
3893 | 1181.9806 | 1181.981 | 0 | 0 | 0
3894 | 970.8864 | 970.886 | 0 | 0 | 0
3895 | 956.4739 | 540.687 | 415.787 | 0 | 0
3896 | 799.5406 | 0 | 799.541 | 0 | 400.714
3897 | 1009.7099 | 0 | 1009.71 | 0 | 368.473
3898 | 1208.6635 | 0 | 1208.663 | 0 | 230.049
3899 | 1010.5833 | 0 | 1010.584 | 0 | 0
3900 | 1237.7156 | 0 | 1237.716 | 0 | 0
3901 | 1291.5998 | 0 | 1291.6 | 0 | 0
3902 | 1072.2006 | 812.702 | 259.498 | 0 | 0
3903 | 1315.8048 | 1131.453 | 184.352 | 0 | 0
3904 | 1295.1505 | 1070.647 | 224.503 | 0 | 0
3905 | 1370.3069 | 1255.798 | 114.509 | 0 | 0
3906 | 1281.582 | 1206.171 | 75.411 | 0 | 0
3907 | 1545.3275 | 1545.328 | 0 | 0 | 0
3908 | 1218.0211 | 1218.021 | 0 | 0 | 0
3909 | 1410.7274 | 1410.727 | 0 | 0 | 0
3910 | 1444.5613 | 1138.688 | 0 | 305.874 | 0
3911 | 1081.9499 | 489.95 | 0 | 592 | 0
3912 | 1302.6059 | 1302.606 | 0 | 0 | 0
3913 | 1140.056 | 1140.056 | 0 | 0 | 0
3914 | 1240.0867 | 1240.087 | 0 | 0 | 0
3915 | 1393.0749 | 1393.075 | 0 | 0 | 0
3916 | 1256.2682 | 1256.268 | 0 | 0 | 0
3917 | 1270.2431 | 1270.243 | 0 | 0 | 0
3918 | 1252.5906 | 1252.591 | 0 | 0 | 0
3919 | 624.6762 | 402.365 | 222.311 | 0 | 0
3920 | 1045.7035 | 366.322 | 679.382 | 0 | 0
3921 | 811.5093 | 0 | 811.51 | 0 | 592
3922 | 397.7894 | 0 | 397.789 | 0 | 407.236
3923 | 357.9482 | 0 | 357.948 | 0 | 0
3924 | 364.5053 | 0 | 364.505 | 0 | 0
3925 | 782.6071 | 0 | 782.607 | 0 | 0
3926 | 1248.8063 | 230.311 | 1018.495 | 0 | 0
3927 | 1519.8933 | 765.962 | 753.931 | 0 | 0
3928 | 1361.4245 | 1036.681 | 324.743 | 0 | 0
3929 | 1399.7203 | 730.747 | 668.974 | 0 | 0
3930 | 1546.8023 | 1266.053 | 280.749 | 0 | 0
3931 | 1616.673 | 1616.673 | 0 | 0 | 0
3932 | 1468.8335 | 1468.833 | 0 | 0 | 0
3933 | 1634.3255 | 1634.325 | 0 | 0 | 0
3934 | 1700.5223 | 1394.649 | 0 | 305.874 | 0
3935 | 1246.7064 | 654.706 | 0 | 592 | 0
3936 | 1177.5675 | 1177.568 | 0 | 0 | 0
3937 | 1148.1467 | 1148.147 | 0 | 0 | 0
3938 | 1455.5941 | 1455.594 | 0 | 0 | 0
3939 | 1526.204 | 1526.204 | 0 | 0 | 0
3940 | 902.483 | 902.483 | 0 | 0 | 0
3941 | 1237.1447 | 1237.145 | 0 | 0 | 0
3942 | 1238.6157 | 1238.616 | 0 | 0 | 0
3943 | 993.8319 | 743.806 | 250.025 | 0 | 0
3944 | 1094.5292 | 328.105 | 766.424 | 0 | 0
3945 | 975.5698 | 0 | 975.57 | 0 | 293.948
3946 | 1525.9328 | 0 | 1525.933 | 0 | 377.479
3947 | 1595.194 | 0 | 1595.194 | 0 | 327.809
3948 | 1689.2072 | 0 | 1689.207 | 0 | 0
3949 | 1412.9376 | 0 | 1412.938 | 0 | 0
3950 | 1322.0172 | 0 | 1322.017 | 0 | 0
3951 | 1567.5485 | 0 | 1567.549 | 0 | 0
3952 | 1329.2253 | 0 | 1329.226 | 0 | 0
3953 | 1391.3492 | 785.648 | 605.701 | 0 | 0
3954 | 1660.1588 | 1468.943 | 191.216 | 0 | 0
3955 | 1308.4901 | 1308.49 | 0 | 0 | 0
3956 | 1471.04 | 1471.04 | 0 | 0 | 0
3957 | 1597.5495 | 1597.549 | 0 | 0 | 0
3958 | 1294.5152 | 988.642 | 0 | 305.874 | 0
3959 | 1450.4455 | 858.445 | 0 | 592 | 0
3960 | 1306.2835 | 1306.284 | 0 | 0 | 0
3961 | 956.176 | 956.176 | 0 | 0 | 0
3962 | 976.035 | 976.035 | 0 | 0 | 0
3963 | 779.6512 | 779.651 | 0 | 0 | 0
3964 | 1012.811 | 1012.811 | 0 | 0 | 0
3965 | 668.5877 | 668.588 | 0 | 0 | 0
3966 | 831.1376 | 831.138 | 0 | 0 | 0
3967 | 843.9182 | 629.496 | 214.422 | 0 | 0
3968 | 837.4805 | 183.102 | 654.378 | 0 | 0
3969 | 846.0043 | 0 | 846.004 | 0 | 379.277
3970 | 975.8383 | 0 | 975.839 | 0 | 592
3971 | 936.9532 | 0 | 936.953 | 0 | 27.959
3972 | 911.1879 | 0 | 911.188 | 0 | 0
3973 | 1051.1298 | 0 | 1051.129 | 0 | 0
3974 | 1012.9324 | 0 | 1012.932 | 0 | 0
3975 | 1027.0912 | 0 | 1027.091 | 0 | 0
3976 | 478.6691 | 0 | 478.669 | 0 | 0
3977 | 176.7969 | 0 | 176.797 | 0 | 0
3978 | 236.4577 | 0 | 146.241 | 90.217 | 0
3979 | 138.2778 | 0 | 0 | 138.278 | 0
3980 | 145.633 | 0 | 0 | 145.633 | 0
3981 | 115.4766 | 0 | 0 | 115.477 | 0
3982 | 110.328 | 0 | 0 | 110.328 | 0
3983 | 105.9149 | 0 | 0 | 105.915 | 0
3984 | 106.6504 | 0 | 0 | 106.65 | 0
3985 | 98.5597 | 98.56 | 0 | 0 | 0
3986 | 108.1214 | 108.121 | 0 | 0 | 0
3987 | 88.9979 | 88.998 | 0 | 0 | 0
3988 | 94.8821 | 94.882 | 0 | 0 | 0
3989 | 88.9979 | 88.998 | 0 | 0 | 0
3990 | 93.411 | 8.035 | 0 | 85.376 | 0
3991 | 80.6148 | 0 | 80.615 | 0 | 39.568
3992 | 145.6072 | 0 | 145.607 | 0 | 232.632
3993 | 662.3137 | 0 | 662.314 | 0 | 461.916
3994 | 881.3451 | 0 | 881.345 | 0 | 265.12
3995 | 1021.1849 | 0 | 1021.185 | 0 | 0
3996 | 1073.9732 | 0 | 1073.973 | 0 | 0
3997 | 1076.9171 | 0 | 1076.917 | 0 | 0
3998 | 1076.9383 | 830.531 | 246.408 | 0 | 0
3999 | 1164.3879 | 998.587 | 165.801 | 0 | 0
4000 | 1132.1777 | 1035.426 | 96.752 | 0 | 0
4001 | 1128.9285 | 686.836 | 442.092 | 0 | 0
4002 | 1028.4225 | 836.446 | 191.977 | 0 | 0
4003 | 1248.913 | 1248.913 | 0 | 0 | 0
4004 | 980.4482 | 980.448 | 0 | 0 | 0
4005 | 989.2744 | 989.274 | 0 | 0 | 0
4006 | 925.2842 | 619.411 | 0 | 305.874 | 0
4007 | 992.2165 | 400.216 | 0 | 592 | 0
4008 | 1404.8432 | 1404.843 | 0 | 0 | 0
4009 | 1122.4035 | 1122.404 | 0 | 0 | 0
4010 | 848.7901 | 848.79 | 0 | 0 | 0
4011 | 1120.197 | 1120.197 | 0 | 0 | 0
4012 | 1104.0155 | 1104.016 | 0 | 0 | 0
4013 | 823.7824 | 823.782 | 0 | 0 | 0
4014 | 1180.5096 | 1180.51 | 0 | 0 | 0
4015 | 1004.4362 | 841.312 | 163.124 | 0 | 0
4016 | 1200.8854 | 688.876 | 512.009 | 0 | 0
4017 | 1296.0874 | 20.185 | 1275.903 | 0 | 0
4018 | 905.5732 | 0 | 905.573 | 0 | 592
4019 | 1261.7184 | 0 | 1261.719 | 0 | 407.236
4020 | 1336.4693 | 0 | 1336.469 | 0 | 0
4021 | 1087.4829 | 0 | 1087.483 | 0 | 0
4022 | 1175.372 | 0 | 1175.372 | 0 | 0
4023 | 1147.4094 | 558.237 | 589.173 | 0 | 0
4024 | 998.7939 | 672.715 | 326.079 | 0 | 0
4025 | 1349.1184 | 1086.357 | 262.761 | 0 | 0
4026 | 1296.8027 | 1233.062 | 63.74 | 0 | 0
4027 | 1050.3226 | 1050.323 | 0 | 0 | 0
4028 | 905.4251 | 905.425 | 0 | 0 | 0
4029 | 1113.5773 | 1113.577 | 0 | 0 | 0
4030 | 1034.8766 | 729.003 | 0 | 305.874 | 0
4031 | 1276.8627 | 684.863 | 0 | 592 | 0
4032 | 906.1606 | 906.161 | 0 | 0 | 0
4033 | 1189.3358 | 1189.336 | 0 | 0 | 0
4034 | 1040.0253 | 1040.025 | 0 | 0 | 0
4035 | 1162.8571 | 1162.857 | 0 | 0 | 0
4036 | 711.9834 | 711.983 | 0 | 0 | 0
4037 | 1019.4307 | 1019.431 | 0 | 0 | 0
4038 | 675.2074 | 675.207 | 0 | 0 | 0
4039 | 747.1449 | 501.814 | 245.331 | 0 | 0
4040 | 1067.6514 | 306.265 | 761.386 | 0 | 0
4041 | 1143.193 | 0 | 1143.193 | 0 | 561.215
4042 | 1219.8369 | 0 | 1219.837 | 0 | 438.021
4043 | 1490.4715 | 0 | 1490.471 | 0 | 0
4044 | 1150.4507 | 0 | 1150.451 | 0 | 0
4045 | 1240.471 | 0 | 1240.472 | 0 | 0
4046 | 1223.9724 | 0 | 1223.972 | 0 | 0
4047 | 1179.3466 | 0 | 1179.347 | 0 | 0
4048 | 1321.3359 | 0 | 1321.336 | 0 | 0
4049 | 1489.5089 | 1195.489 | 294.02 | 0 | 0
4050 | 1368.6657 | 1317.531 | 51.134 | 0 | 0
4051 | 1199.6331 | 1199.633 | 0 | 0 | 0
4052 | 1119.4615 | 1119.461 | 0 | 0 | 0
4053 | 1075.3302 | 1075.33 | 0 | 0 | 0
4054 | 1176.832 | 870.958 | 0 | 305.874 | 0
4055 | 1138.585 | 546.585 | 0 | 592 | 0
4056 | 1338.6464 | 1338.646 | 0 | 0 | 0
4057 | 1243.0288 | 1243.029 | 0 | 0 | 0
4058 | 1127.5522 | 1127.552 | 0 | 0 | 0
4059 | 1088.5696 | 1088.57 | 0 | 0 | 0
4060 | 1187.8648 | 1187.865 | 0 | 0 | 0
4061 | 1379.1 | 1379.1 | 0 | 0 | 0
4062 | 1313.6387 | 1313.639 | 0 | 0 | 0
4063 | 1192.7735 | 820.187 | 372.587 | 0 | 0
4064 | 1204.4444 | 0 | 1204.444 | 0 | 58.464
4065 | 914.0068 | 0 | 914.006 | 0 | 483.821
4066 | 1054.7081 | 0 | 1054.708 | 0 | 456.952
4067 | 1164.4744 | 0 | 1164.475 | 0 | 0
4068 | 1401.6253 | 0 | 1401.625 | 0 | 0
4069 | 1428.7283 | 0 | 1428.728 | 0 | 0
4070 | 1276.9675 | 0 | 1276.967 | 0 | 0
4071 | 1519.5135 | 0 | 1519.514 | 0 | 0
4072 | 1443.7099 | 0 | 1443.71 | 0 | 0
4073 | 1342.0133 | 283.113 | 1058.9 | 0 | 0
4074 | 1332.7466 | 1080.732 | 252.015 | 0 | 0
4075 | 1262.1523 | 1262.152 | 0 | 0 | 0
4076 | 1451.9165 | 1451.916 | 0 | 0 | 0
4077 | 1443.0903 | 1443.09 | 0 | 0 | 0
4078 | 1423.9667 | 1118.093 | 0 | 305.874 | 0
4079 | 1318.0519 | 726.052 | 0 | 592 | 0
4080 | 1204.7818 | 1204.782 | 0 | 0 | 0
4081 | 1000.3072 | 1000.307 | 0 | 0 | 0
4082 | 1279.8048 | 1279.805 | 0 | 0 | 0
4083 | 1320.9939 | 1320.994 | 0 | 0 | 0
4084 | 1414.405 | 1414.405 | 0 | 0 | 0
4085 | 1349.6792 | 1349.679 | 0 | 0 | 0
4086 | 1217.2856 | 1217.286 | 0 | 0 | 0
4087 | 842.1704 | 550.354 | 291.817 | 0 | 0
4088 | 1414.8031 | 524.809 | 889.994 | 0 | 0
4089 | 1229.2948 | 0 | 1229.295 | 0 | 592
4090 | 1233.0561 | 0 | 1233.056 | 0 | 407.236
4091 | 1290.0993 | 0 | 1290.099 | 0 | 0
4092 | 1374.5232 | 0 | 1374.523 | 0 | 0
4093 | 1301.6783 | 0 | 1301.679 | 0 | 0
4094 | 1473.8341 | 887.733 | 586.101 | 0 | 0
4095 | 1200.2556 | 8.746 | 1191.509 | 0 | 0
4096 | 1652.6215 | 1494.006 | 158.616 | 0 | 0
4097 | 1554.1529 | 1430.741 | 123.412 | 0 | 0
4098 | 1601.1342 | 1570.028 | 31.107 | 0 | 0
4099 | 1579.897 | 1579.897 | 0 | 0 | 0
4100 | 1123.8746 | 1123.875 | 0 | 0 | 0
4101 | 1184.1872 | 1184.187 | 0 | 0 | 0
4102 | 1214.3435 | 908.47 | 0 | 305.874 | 0
4103 | 1265.0944 | 673.094 | 0 | 592 | 0
4104 | 1221.6987 | 1221.699 | 0 | 0 | 0
4105 | 1285.689 | 1285.689 | 0 | 0 | 0
4106 | 1382.7776 | 1382.778 | 0 | 0 | 0
4107 | 1180.5096 | 1180.51 | 0 | 0 | 0
4108 | 1251.1195 | 1251.12 | 0 | 0 | 0
4109 | 1314.3743 | 1314.374 | 0 | 0 | 0
4110 | 1123.8746 | 1123.875 | 0 | 0 | 0
4111 | 1094.6009 | 712.209 | 382.392 | 0 | 0
4112 | 1132.8406 | 154.378 | 978.462 | 0 | 0
4113 | 1145.5301 | 0 | 1145.53 | 0 | 94.713
4114 | 1243.3736 | 0 | 1243.374 | 0 | 592
4115 | 952.8174 | 0 | 952.817 | 0 | 312.523
4116 | 1336.7828 | 0 | 1336.783 | 0 | 0
4117 | 1269.4781 | 0 | 1269.478 | 0 | 0
4118 | 1515.3156 | 0 | 1515.315 | 0 | 0
4119 | 1178.0217 | 0 | 1178.022 | 0 | 0
4120 | 1291.1281 | 495.716 | 795.412 | 0 | 0
4121 | 1202.7821 | 296.648 | 906.134 | 0 | 0
4122 | 1153.1952 | 1035.463 | 117.732 | 0 | 0
4123 | 1228.3184 | 1228.318 | 0 | 0 | 0
4124 | 785.5354 | 785.535 | 0 | 0 | 0
4125 | 1207.7239 | 1207.724 | 0 | 0 | 0
4126 | 1132.7008 | 826.827 | 0 | 305.874 | 0
4127 | 1078.2723 | 486.272 | 0 | 592 | 0
4128 | 1233.4671 | 1233.467 | 0 | 0 | 0
4129 | 1003.9848 | 1003.985 | 0 | 0 | 0
4130 | 1147.4112 | 1147.411 | 0 | 0 | 0
4131 | 1050.3226 | 1050.323 | 0 | 0 | 0
4132 | 1001.0427 | 1001.043 | 0 | 0 | 0
4133 | 899.541 | 899.541 | 0 | 0 | 0
4134 | 956.9115 | 956.912 | 0 | 0 | 0
4135 | 789.213 | 613.325 | 175.888 | 0 | 0
4136 | 1053.7961 | 497.178 | 556.618 | 0 | 0
4137 | 1095.8283 | 0 | 1095.828 | 0 | 347.408
4138 | 1072.8488 | 0 | 1072.849 | 0 | 592
4139 | 1035.489 | 0 | 1035.489 | 0 | 59.828
4140 | 1331.4199 | 813.201 | 518.219 | 0 | 0
4141 | 846.3463 | 41.913 | 572.053 | 232.381 | 0
4142 | 916.9976 | 0 | 916.998 | 0 | 258.614
4143 | 791.3395 | 554.76 | 180.796 | 55.783 | 0
4144 | 216.0103 | 0 | 95.805 | 120.205 | 0
4145 | 168.3081 | 0 | 144.607 | 23.702 | 0
4146 | 126.4653 | 0 | 15.226 | 111.239 | 0
4147 | 136.0712 | 0 | 0 | 136.071 | 0
4148 | 92.6755 | 0 | 0 | 92.676 | 0
4149 | 88.2624 | 0 | 0 | 88.262 | 0
4150 | 94.1466 | 0 | 0 | 94.147 | 0
4151 | 83.8493 | 0 | 0 | 83.849 | 0
4152 | 91.94 | 0 | 0 | 91.94 | 0
4153 | 82.3782 | 82.378 | 0 | 0 | 0
4154 | 88.2624 | 88.262 | 0 | 0 | 0
4155 | 82.3782 | 82.378 | 0 | 0 | 0
4156 | 82.3782 | 82.378 | 0 | 0 | 0
4157 | 83.8493 | 83.849 | 0 | 0 | 0
4158 | 84.5848 | 84.585 | 0 | 0 | 0
4159 | 66.9323 | 0 | 66.932 | 0 | 53.251
4160 | 82.3874 | 0 | 82.387 | 0 | 561.56
4161 | 584.9195 | 0 | 584.92 | 0 | 384.425
4162 | 1157.201 | 0 | 1157.201 | 0 | 0
4163 | 1150.5013 | 0 | 1150.501 | 0 | 0
4164 | 990.4614 | 0 | 990.461 | 0 | 0
4165 | 1247.0319 | 0 | 1247.032 | 0 | 0
4166 | 1015.0755 | 0 | 1015.076 | 0 | 0
4167 | 1035.2371 | 0 | 1035.237 | 0 | 0
4168 | 965.4739 | 0 | 965.474 | 0 | 0
4169 | 874.7245 | 99.149 | 775.576 | 0 | 0
4170 | 1044.9992 | 873.789 | 171.211 | 0 | 0
4171 | 962.7957 | 962.796 | 0 | 0 | 0
4172 | 1037.8187 | 1037.819 | 0 | 0 | 0
4173 | 715.661 | 715.661 | 0 | 0 | 0
4174 | 1001.7782 | 695.905 | 0 | 305.874 | 0
4175 | 876.0043 | 284.004 | 0 | 592 | 0
4176 | 918.6645 | 918.664 | 0 | 0 | 0
4177 | 882.624 | 882.624 | 0 | 0 | 0
4178 | 1200.3686 | 1200.369 | 0 | 0 | 0
4179 | 1074.5947 | 1074.595 | 0 | 0 | 0
4180 | 1248.913 | 1248.913 | 0 | 0 | 0
4181 | 1179.0386 | 1179.039 | 0 | 0 | 0
4182 | 1068.7106 | 1068.711 | 0 | 0 | 0
4183 | 955.4405 | 647.851 | 307.59 | 0 | 0
4184 | 993.9174 | 49.03 | 944.887 | 0 | 0
4185 | 746.5353 | 0 | 746.535 | 0 | 422.089
4186 | 1054.2475 | 366.078 | 308.897 | 379.272 | 0
4187 | 1269.1333 | 0 | 1269.133 | 0 | 591.169
4188 | 1079.2074 | 0 | 1079.208 | 0 | 408.067
4189 | 1049.5751 | 0 | 1049.575 | 0 | 0
4190 | 1119.0192 | 260.002 | 859.017 | 0 | 0
4191 | 1490.9597 | 231.314 | 870.378 | 389.267 | 0
4192 | 567.8021 | 0 | 567.803 | 0 | 433.212
4193 | 1329.9719 | 300.494 | 1029.478 | 0 | 0
4194 | 1208.3058 | 958.083 | 250.223 | 0 | 0
4195 | 1031.9346 | 1031.935 | 0 | 0 | 0
4196 | 898.0699 | 898.07 | 0 | 0 | 0
4197 | 1109.1642 | 1109.164 | 0 | 0 | 0
4198 | 1198.8976 | 893.024 | 0 | 305.874 | 0
4199 | 1042.9674 | 450.967 | 0 | 592 | 0
4200 | 873.0622 | 873.062 | 0 | 0 | 0
4201 | 1123.8746 | 1123.875 | 0 | 0 | 0
4202 | 782.5933 | 782.593 | 0 | 0 | 0
4203 | 1155.5019 | 1155.502 | 0 | 0 | 0
4204 | 1004.7203 | 1004.72 | 0 | 0 | 0
4205 | 945.8787 | 945.879 | 0 | 0 | 0
4206 | 1001.0427 | 1001.043 | 0 | 0 | 0
4207 | 1244.4999 | 887.9 | 356.6 | 0 | 0
4208 | 641.0608 | 0 | 641.061 | 0 | 363.312
4209 | 822.6911 | 0 | 822.691 | 0 | 592
4210 | 1162.7946 | 0 | 1162.794 | 0 | 43.924
4211 | 1141.8157 | 0 | 1141.815 | 0 | 0
4212 | 1203.114 | 0 | 1203.114 | 0 | 0
4213 | 999.0366 | 0 | 999.037 | 0 | 0
4214 | 1206.6721 | 0 | 1206.672 | 0 | 0
4215 | 1353.2033 | 0 | 1353.203 | 0 | 0
4216 | 1525.3618 | 0 | 1525.362 | 0 | 0
4217 | 1270.7349 | 520.304 | 750.431 | 0 | 0
4218 | 1248.3052 | 1012.312 | 235.994 | 0 | 0
4219 | 1187.8648 | 1187.865 | 0 | 0 | 0
4220 | 1119.4615 | 1119.461 | 0 | 0 | 0
4221 | 1184.1872 | 1184.187 | 0 | 0 | 0
4222 | 1246.7064 | 940.833 | 0 | 305.874 | 0
4223 | 890.7147 | 298.715 | 0 | 592 | 0
4224 | 1162.1216 | 1162.122 | 0 | 0 | 0
4225 | 1210.6659 | 1210.666 | 0 | 0 | 0
4226 | 1075.3302 | 1075.33 | 0 | 0 | 0
4227 | 1067.2395 | 1067.24 | 0 | 0 | 0
4228 | 1099.6024 | 1099.602 | 0 | 0 | 0
4229 | 772.296 | 772.296 | 0 | 0 | 0
4230 | 1059.8843 | 1059.884 | 0 | 0 | 0
4231 | 649.4642 | 260.591 | 388.873 | 0 | 0
4232 | 882.1064 | 0 | 882.107 | 0 | 434.821
4233 | 827.5326 | 0 | 827.532 | 0 | 564.415
4234 | 1054.0186 | 0 | 1054.018 | 0 | 0
4235 | 1307.932 | 0 | 1307.932 | 0 | 0
4236 | 1422.7357 | 0 | 1422.736 | 0 | 0
4237 | 1374.2539 | 0 | 1374.254 | 0 | 0
4238 | 1156.3257 | 0 | 1156.325 | 0 | 0
4239 | 1129.0885 | 0 | 1129.089 | 0 | 0
4240 | 1626.5602 | 0 | 1626.561 | 0 | 0
4241 | 1795.9293 | 670.28 | 1125.65 | 0 | 0
4242 | 1420.2091 | 1250.199 | 170.01 | 0 | 0
4243 | 1461.4783 | 1461.478 | 0 | 0 | 0
4244 | 1213.608 | 1213.608 | 0 | 0 | 0
4245 | 1603.4336 | 1603.434 | 0 | 0 | 0
4246 | 1394.5459 | 1088.672 | 0 | 305.874 | 0
4247 | 1470.3045 | 878.304 | 0 | 592 | 0
4248 | 1418.0826 | 1418.083 | 0 | 0 | 0
4249 | 1318.7874 | 1318.787 | 0 | 0 | 0
4250 | 1217.2856 | 1217.286 | 0 | 0 | 0
4251 | 1218.7567 | 1218.757 | 0 | 0 | 0
4252 | 1394.5459 | 1394.546 | 0 | 0 | 0
4253 | 1187.1293 | 1187.129 | 0 | 0 | 0
4254 | 1418.0826 | 1418.083 | 0 | 0 | 0
4255 | 920.1355 | 516.882 | 403.254 | 0 | 0
4256 | 761.6585 | 0 | 761.659 | 0 | 562.014
4257 | 976.5554 | 0 | 976.555 | 0 | 437.222
4258 | 1245.0055 | 0 | 1245.006 | 0 | 0
4259 | 1420.1043 | 0 | 1420.105 | 0 | 0
4260 | 1490.1332 | 0 | 1490.133 | 0 | 0
4261 | 860.9694 | 0 | 860.969 | 0 | 0
4262 | 1268.3941 | 0 | 1268.394 | 0 | 0
4263 | 1179.3631 | 0 | 1179.363 | 0 | 0
4264 | 1177.8001 | 0 | 1177.801 | 0 | 0
4265 | 933.8677 | 0 | 933.867 | 0 | 0
4266 | 1077.5727 | 981.193 | 96.38 | 0 | 0
4267 | 1109.8997 | 1109.9 | 0 | 0 | 0
4268 | 1127.5522 | 1127.552 | 0 | 0 | 0
4269 | 1183.4517 | 1183.452 | 0 | 0 | 0
4270 | 1332.0267 | 1026.153 | 0 | 305.874 | 0
4271 | 1148.1467 | 556.147 | 0 | 592 | 0
4272 | 1170.2123 | 1170.212 | 0 | 0 | 0
4273 | 1298.1928 | 1298.193 | 0 | 0 | 0
4274 | 1256.2682 | 1256.268 | 0 | 0 | 0
4275 | 1237.1447 | 1237.145 | 0 | 0 | 0
4276 | 1329.0847 | 1329.085 | 0 | 0 | 0
4277 | 1320.2584 | 1320.258 | 0 | 0 | 0
4278 | 1256.2682 | 1256.268 | 0 | 0 | 0
4279 | 957.647 | 599.785 | 357.862 | 0 | 0
4280 | 1212.8063 | 0 | 1212.807 | 0 | 110.731
4281 | 817.3512 | 0 | 817.351 | 0 | 592
4282 | 1350.9121 | 0 | 1350.912 | 0 | 296.505
4283 | 1576.5504 | 0 | 1576.551 | 0 | 0
4284 | 1514.752 | 0 | 1514.752 | 0 | 0
4285 | 1347.5913 | 0 | 1347.591 | 0 | 0
4286 | 1384.7626 | 0 | 1384.763 | 0 | 0
4287 | 1490.5497 | 0 | 1490.549 | 0 | 0
4288 | 1528.8197 | 160.07 | 1368.749 | 0 | 0
4289 | 1453.0225 | 1278.087 | 174.936 | 0 | 0
4290 | 1062.5736 | 1062.574 | 0 | 0 | 0
4291 | 1421.0247 | 1421.025 | 0 | 0 | 0
4292 | 1195.22 | 1195.22 | 0 | 0 | 0
4293 | 1395.2815 | 1395.281 | 0 | 0 | 0
4294 | 1417.3471 | 1111.473 | 0 | 305.874 | 0
4295 | 1162.8571 | 570.857 | 0 | 592 | 0
4296 | 1393.0749 | 1393.075 | 0 | 0 | 0
4297 | 1050.3226 | 1050.323 | 0 | 0 | 0
4298 | 1021.6373 | 1021.637 | 0 | 0 | 0
4299 | 1457.0651 | 1457.065 | 0 | 0 | 0
4300 | 1272.4496 | 1272.45 | 0 | 0 | 0
4301 | 1186.3938 | 1186.394 | 0 | 0 | 0
4302 | 1309.2256 | 1309.226 | 0 | 0 | 0
4303 | 1074.5947 | 946.46 | 128.135 | 0 | 0
4304 | 998.1356 | 0 | 998.136 | 0 | 353.798
4305 | 975.2784 | 0 | 975.278 | 0 | 592
4306 | 1046.5245 | 0 | 1046.525 | 0 | 53.438
4307 | 950.4987 | 0 | 950.499 | 0 | 0
4308 | 1002.5404 | 0 | 1002.541 | 0 | 0
4309 | 1043.7397 | 0 | 1043.74 | 0 | 0
4310 | 1077.3961 | 0 | 1077.397 | 0 | 0
4311 | 1015.4608 | 0 | 1015.461 | 0 | 0
4312 | 206.3667 | 0 | 206.367 | 0 | 0
4313 | 168.6547 | 0 | 168.654 | 0 | 0
4314 | 147.1628 | 0 | 0 | 147.163 | 0
4315 | 189.7642 | 0 | 0 | 189.764 | 0
4316 | 137.5422 | 0 | 0 | 137.542 | 0
4317 | 106.6504 | 0 | 0 | 106.65 | 0
4318 | 100.7662 | 0 | 0 | 100.766 | 0
4319 | 91.2045 | 0 | 0 | 91.204 | 0
4320 | 100.0307 | 0 | 0 | 100.031 | 0
4321 | 92.6755 | 92.676 | 0 | 0 | 0
4322 | 100.7662 | 100.766 | 0 | 0 | 0
4323 | 91.94 | 91.94 | 0 | 0 | 0
4324 | 95.6176 | 95.618 | 0 | 0 | 0
4325 | 86.0558 | 86.056 | 0 | 0 | 0
4326 | 93.411 | 68.658 | 0 | 24.753 | 0
4327 | 86.0558 | 0 | 86.056 | 0 | 264.942
4328 | 91.951 | 0 | 91.951 | 0 | 592
4329 | 200.9569 | 0 | 200.957 | 0 | 142.294
4330 | 878.5446 | 0 | 878.544 | 0 | 0
4331 | 1068.5028 | 0 | 1068.503 | 0 | 0
4332 | 1462.838 | 0 | 1462.838 | 0 | 0
4333 | 1268.6028 | 0 | 1268.603 | 0 | 0
4334 | 1480.9778 | 0 | 1480.978 | 0 | 0
4335 | 1662.323 | 0 | 1662.323 | 0 | 0
4336 | 1889.88 | 92.264 | 1797.616 | 0 | 0
4337 | 1479.2732 | 1439.933 | 39.34 | 0 | 0
4338 | 1404.2291 | 1303.91 | 100.319 | 0 | 0
4339 | 1635.7965 | 1635.796 | 0 | 0 | 0
4340 | 1688.7539 | 1688.754 | 0 | 0 | 0
4341 | 1451.9165 | 1451.916 | 0 | 0 | 0
4342 | 1428.3799 | 1122.506 | 0 | 305.874 | 0
4343 | 1283.4824 | 691.482 | 0 | 592 | 0
4344 | 1275.3917 | 1275.392 | 0 | 0 | 0
4345 | 1141.0098 | 1141.01 | 0 | 0 | 0
4346 | 1317.8249 | 1317.825 | 0 | 0 | 0
4347 | 1357.1939 | 1357.194 | 0 | 0 | 0
4348 | 1237.7056 | 1237.706 | 0 | 0 | 0
4349 | 1136.175 | 1136.175 | 0 | 0 | 0
4350 | 1195.5738 | 1195.574 | 0 | 0 | 0
4351 | 1022.9029 | 694.722 | 328.181 | 0 | 0
4352 | 1129.8233 | 166.841 | 962.982 | 0 | 0
4353 | 1224.9167 | 0 | 1224.917 | 0 | 385.98
4354 | 1366.0648 | 0 | 1366.065 | 0 | 592
4355 | 1337.9229 | 0 | 1337.923 | 0 | 21.256
4356 | 1315.4265 | 0 | 1315.427 | 0 | 0
4357 | 1307.2764 | 0 | 1307.276 | 0 | 0
4358 | 1149.254 | 0 | 1149.254 | 0 | 0
4359 | 1075.5123 | 0 | 1075.513 | 0 | 0
4360 | 1067.8206 | 0 | 1067.82 | 0 | 0
4361 | 1122.6445 | 1082.555 | 40.089 | 0 | 0
4362 | 1180.3883 | 1012.3 | 168.089 | 0 | 0
4363 | 1047.7675 | 1047.767 | 0 | 0 | 0
4364 | 988.3687 | 988.369 | 0 | 0 | 0
4365 | 1236.3242 | 1236.324 | 0 | 0 | 0
4366 | 1285.3627 | 979.489 | 0 | 305.874 | 0
4367 | 1237.0149 | 645.015 | 0 | 592 | 0
4368 | 955.9065 | 955.907 | 0 | 0 | 0
4369 | 1144.4632 | 1144.463 | 0 | 0 | 0
4370 | 1100.2595 | 1100.259 | 0 | 0 | 0
4371 | 1259.8074 | 1259.807 | 0 | 0 | 0
4372 | 1195.5738 | 1195.574 | 0 | 0 | 0
4373 | 1084.3737 | 1084.374 | 0 | 0 | 0
4374 | 1230.7987 | 1230.799 | 0 | 0 | 0
4375 | 855.7574 | 642.029 | 213.729 | 0 | 0
4376 | 848.1616 | 4.579 | 843.582 | 0 | 0
4377 | 955.36 | 0 | 955.36 | 0 | 404.097
4378 | 1003.5499 | 0 | 691.323 | 312.227 | 0
4379 | 826.6632 | 0 | 826.663 | 0 | 592
4380 | 1123.7505 | 0 | 1123.75 | 0 | 350.614
4381 | 1103.3684 | 0 | 1103.368 | 0 | 0
4382 | 1414.2487 | 0 | 1414.249 | 0 | 0
4383 | 1156.956 | 0 | 1156.956 | 0 | 0
4384 | 1089.7222 | 0 | 1089.722 | 0 | 0
4385 | 1137.5314 | 965.971 | 171.56 | 0 | 0
4386 | 926.8434 | 926.843 | 0 | 0 | 0
4387 | 835.7275 | 835.728 | 0 | 0 | 0
4388 | 1471.8474 | 1471.847 | 0 | 0 | 0
4389 | 1105.0942 | 1105.094 | 0 | 0 | 0
4390 | 823.2952 | 517.422 | 0 | 305.874 | 0
4391 | 927.5885 | 335.588 | 0 | 592 | 0
4392 | 973.8643 | 973.864 | 0 | 0 | 0
4393 | 1145.1539 | 1145.154 | 0 | 0 | 0
4394 | 1047.7675 | 1047.767 | 0 | 0 | 0
4395 | 804.6468 | 804.647 | 0 | 0 | 0
4396 | 1138.2471 | 1138.247 | 0 | 0 | 0
4397 | 993.2035 | 993.203 | 0 | 0 | 0
4398 | 968.3388 | 968.339 | 0 | 0 | 0
4399 | 1081.611 | 744.002 | 337.609 | 0 | 0
4400 | 1051.0551 | 0 | 1051.056 | 0 | 296.139
4401 | 1124.1761 | 0 | 1124.176 | 0 | 36.649
4402 | 1099.9253 | 0 | 1099.925 | 0 | 592
4403 | 1173.32 | 0 | 1173.32 | 0 | 74.448
4404 | 1174.9733 | 0 | 1174.973 | 0 | 0
4405 | 1130.4682 | 0 | 1130.469 | 0 | 0
4406 | 1162.7327 | 0 | 1162.733 | 0 | 0
4407 | 1439.1789 | 0 | 1439.179 | 0 | 0
4408 | 1406.8437 | 421.208 | 985.636 | 0 | 0
4409 | 1304.5051 | 877.961 | 426.544 | 0 | 0
4410 | 1480.7011 | 1480.701 | 0 | 0 | 0
4411 | 1355.1218 | 1355.122 | 0 | 0 | 0
4412 | 982.8432 | 982.843 | 0 | 0 | 0
4413 | 1227.3453 | 1227.345 | 0 | 0 | 0
4414 | 1230.108 | 924.234 | 0 | 305.874 | 0
4415 | 1073.3228 | 481.323 | 0 | 592 | 0
4416 | 1058.8184 | 1058.818 | 0 | 0 | 0
4417 | 752.1548 | 752.155 | 0 | 0 | 0
4418 | 1158.2769 | 1158.277 | 0 | 0 | 0
4419 | 1156.8955 | 1156.896 | 0 | 0 | 0
4420 | 1170.7092 | 1170.709 | 0 | 0 | 0
4421 | 1391.7281 | 1391.728 | 0 | 0 | 0
4422 | 1459.4151 | 1459.415 | 0 | 0 | 0
4423 | 1333.7106 | 1034.529 | 299.182 | 0 | 0
4424 | 1049.1048 | 63.029 | 986.076 | 0 | 0
4425 | 1288.2412 | 0 | 1288.241 | 0 | 592
4426 | 1625.402 | 0 | 1625.402 | 0 | 144.009
4427 | 1252.525 | 0 | 1252.525 | 0 | 112.933
4428 | 1499.6906 | 0 | 1499.691 | 0 | 150.294
4429 | 1174.5986 | 0 | 1174.598 | 0 | 0
4430 | 1162.5522 | 0 | 1162.552 | 0 | 0
4431 | 1383.5979 | 0 | 1383.598 | 0 | 0
4432 | 1184.4607 | 1088.43 | 96.031 | 0 | 0
4433 | 1396.2434 | 613.128 | 783.116 | 0 | 0
4434 | 1222.7384 | 1133.91 | 88.829 | 0 | 0
4435 | 1330.2572 | 1330.257 | 0 | 0 | 0
4436 | 1078.8483 | 1078.848 | 0 | 0 | 0
4437 | 1160.349 | 1160.349 | 0 | 0 | 0
4438 | 1320.5876 | 1014.714 | 0 | 305.874 | 0
4439 | 1039.4793 | 447.479 | 0 | 592 | 0
4440 | 1082.9924 | 1082.992 | 0 | 0 | 0
4441 | 1015.996 | 1015.996 | 0 | 0 | 0
4442 | 1259.1168 | 1259.117 | 0 | 0 | 0
4443 | 955.2158 | 955.216 | 0 | 0 | 0
4444 | 1254.9727 | 1254.973 | 0 | 0 | 0
4445 | 1275.6932 | 1275.693 | 0 | 0 | 0
4446 | 932.4233 | 932.423 | 0 | 0 | 0
4447 | 1058.1277 | 685.851 | 372.277 | 0 | 0
4448 | 793.1348 | 0 | 793.135 | 0 | 548.554
4449 | 1186.5863 | 0 | 1186.586 | 0 | 450.682
4450 | 1347.1392 | 0 | 1347.139 | 0 | 0
4451 | 1551.5661 | 0 | 1551.566 | 0 | 0
4452 | 1023.2024 | 0 | 1023.202 | 0 | 0
4453 | 1250.4936 | 0 | 1250.493 | 0 | 0
4454 | 1279.245 | 0 | 1279.245 | 0 | 0
4455 | 790.3815 | 0 | 790.382 | 0 | 0
4456 | 1057.9646 | 0 | 1057.965 | 0 | 0
4457 | 1309.8432 | 770.526 | 539.317 | 0 | 0
4458 | 1349.9434 | 1135.369 | 214.574 | 0 | 0
4459 | 1201.79 | 1201.79 | 0 | 0 | 0
4460 | 1417.2834 | 1417.283 | 0 | 0 | 0
4461 | 1335.092 | 1335.092 | 0 | 0 | 0
4462 | 1290.1975 | 984.324 | 0 | 305.874 | 0
4463 | 1175.544 | 583.544 | 0 | 592 | 0
4464 | 1105.7849 | 1105.785 | 0 | 0 | 0
4465 | 1215.6037 | 1215.604 | 0 | 0 | 0
4466 | 895.1263 | 895.126 | 0 | 0 | 0
4467 | 966.2668 | 966.267 | 0 | 0 | 0
4468 | 1008.3985 | 1008.399 | 0 | 0 | 0
4469 | 1040.17 | 1040.17 | 0 | 0 | 0
4470 | 973.1736 | 973.174 | 0 | 0 | 0
4471 | 1027.7377 | 747.733 | 280.005 | 0 | 0
4472 | 181.6015 | 0 | 181.601 | 0 | 592
4473 | 87.356 | 0 | 87.356 | 0 | 407.236
4474 | 0 | 0 | 0 | 0 | 0
4475 | 0 | 0 | 0 | 0 | 0
4476 | 0 | 0 | 0 | 0 | 0
4477 | 0 | 0 | 0 | 0 | 0
4478 | 0 | 0 | 0 | 0 | 0
4479 | 0 | 0 | 0 | 0 | 0
4480 | 0 | 0 | 0 | 0 | 0
4481 | 0 | 0 | 0 | 0 | 0
4482 | 0 | 0 | 0 | 0 | 0
4483 | 0 | 0 | 0 | 0 | 0
4484 | 0 | 0 | 0 | 0 | 0
4485 | 118.7976 | 0 | 0 | 118.798 | 0
4486 | 193.3915 | 0 | 0 | 193.391 | 0
4487 | 241.0487 | 0 | 0 | 241.049 | 0
4488 | 237.5953 | 0 | 0 | 237.595 | 0
4489 | 234.8325 | 234.833 | 0 | 0 | 0
4490 | 251.4089 | 251.409 | 0 | 0 | 0
4491 | 171.9803 | 171.98 | 0 | 0 | 0
4492 | 178.8871 | 178.887 | 0 | 0 | 0
4493 | 246.5742 | 246.574 | 0 | 0 | 0
4494 | 227.9257 | 120.885 | 0 | 107.041 | 0
4495 | 274.8922 | 0 | 274.892 | 0 | 40.108
4496 | 119.5695 | 0 | 119.569 | 0 | 592
4497 | 639.3445 | 0 | 639.345 | 0 | 367.128
4498 | 1147.0671 | 0 | 1147.067 | 0 | 0
4499 | 1141.3284 | 0 | 1141.328 | 0 | 0
4500 | 1174.7929 | 0 | 1174.793 | 0 | 0
4501 | 1161.3384 | 0 | 1161.339 | 0 | 0
4502 | 906.2351 | 0 | 906.235 | 0 | 0
4503 | 844.8066 | 0 | 604.81 | 239.996 | 0
4504 | 961.5296 | 0 | 961.53 | 0 | 267.09
4505 | 1098.1261 | 1062.224 | 35.902 | 0 | 0
4506 | 934.1267 | 890.515 | 43.611 | 0 | 0
4507 | 1015.996 | 1015.996 | 0 | 0 | 0
4508 | 813.6256 | 813.626 | 0 | 0 | 0
4509 | 770.8032 | 770.803 | 0 | 0 | 0
4510 | 861.9735 | 556.1 | 0 | 305.874 | 0
4511 | 1115.4545 | 523.455 | 0 | 592 | 0
4512 | 933.114 | 933.114 | 0 | 0 | 0
4513 | 1098.8781 | 1098.878 | 0 | 0 | 0
4514 | 1076.0855 | 1076.086 | 0 | 0 | 0
4515 | 1114.0731 | 1114.073 | 0 | 0 | 0
4516 | 739.0318 | 739.032 | 0 | 0 | 0
4517 | 871.6431 | 871.643 | 0 | 0 | 0
4518 | 1126.5055 | 1126.505 | 0 | 0 | 0
4519 | 891.6729 | 596.379 | 295.293 | 0 | 0
4520 | 1175.0536 | 212.511 | 962.543 | 0 | 0
4521 | 977.329 | 0 | 977.329 | 0 | 560.89
4522 | 1380.4794 | 0 | 1380.479 | 0 | 245.796
4523 | 1327.1344 | 0 | 1327.135 | 0 | 192.55
4524 | 1231.0111 | 0 | 1122.99 | 108.021 | 0
4525 | 1202.3589 | 0 | 1202.359 | 0 | 120.216
4526 | 1118.7189 | 0 | 1118.718 | 0 | 0
4527 | 1397.5799 | 0 | 1397.58 | 0 | 0
4528 | 1387.754 | 41.591 | 1346.163 | 0 | 0
4529 | 1404.902 | 1352.607 | 52.295 | 0 | 0
4530 | 1178.5865 | 1043.515 | 135.072 | 0 | 0
4531 | 1232.8708 | 1232.871 | 0 | 0 | 0
4532 | 1013.2333 | 1013.233 | 0 | 0 | 0
4533 | 1301.9392 | 1301.939 | 0 | 0 | 0
4534 | 1252.9006 | 947.027 | 0 | 305.874 | 0
4535 | 1488.4238 | 896.424 | 0 | 592 | 0
4536 | 1379.9864 | 1379.986 | 0 | 0 | 0
4537 | 1263.2609 | 1263.261 | 0 | 0 | 0
4538 | 1365.4821 | 1365.482 | 0 | 0 | 0
4539 | 1331.6386 | 1331.639 | 0 | 0 | 0
4540 | 1141.0098 | 1141.01 | 0 | 0 | 0
4541 | 1093.3526 | 1093.353 | 0 | 0 | 0
4542 | 949.6904 | 949.69 | 0 | 0 | 0
4543 | 966.9575 | 645.02 | 321.937 | 0 | 0
4544 | 843.7136 | 0 | 843.714 | 0 | 243.847
4545 | 1005.3405 | 0 | 1005.34 | 0 | 592
4546 | 1563.6281 | 0 | 1563.628 | 0 | 163.389
4547 | 1371.9495 | 0 | 1371.949 | 0 | 0
4548 | 1263.6571 | 0 | 1263.657 | 0 | 0
4549 | 1241.5078 | 411.766 | 829.742 | 0 | 0
4550 | 1242.3884 | 868.877 | 373.511 | 0 | 0
4551 | 1546.4283 | 1170.827 | 375.602 | 0 | 0
4552 | 1391.9206 | 1189.029 | 202.892 | 0 | 0
4553 | 1102.5551 | 979.785 | 122.77 | 0 | 0
4554 | 1208.6278 | 1095.021 | 113.607 | 0 | 0
4555 | 1185.9043 | 1185.904 | 0 | 0 | 0
4556 | 1010.4706 | 1010.471 | 0 | 0 | 0
4557 | 1031.1911 | 1031.191 | 0 | 0 | 0
4558 | 1206.6248 | 900.751 | 0 | 305.874 | 0
4559 | 1274.3118 | 682.312 | 0 | 592 | 0
4560 | 1225.2732 | 1225.273 | 0 | 0 | 0
4561 | 1292.9603 | 1292.96 | 0 | 0 | 0
4562 | 1131.3402 | 1131.34 | 0 | 0 | 0
4563 | 1158.2769 | 1158.277 | 0 | 0 | 0
4564 | 1222.5105 | 1222.511 | 0 | 0 | 0
4565 | 826.7486 | 826.749 | 0 | 0 | 0
4566 | 1008.3985 | 1008.399 | 0 | 0 | 0
4567 | 964.1947 | 604.146 | 360.048 | 0 | 0
4568 | 949.7888 | 0 | 949.789 | 0 | 202.02
4569 | 1299.4648 | 0 | 1299.465 | 0 | 465.438
4570 | 1185.0608 | 0 | 1185.061 | 0 | 331.778
4571 | 1494.3067 | 0 | 1494.306 | 0 | 0
4572 | 1253.3755 | 0 | 1253.376 | 0 | 0
4573 | 1225.6264 | 0 | 1225.626 | 0 | 0
4574 | 1352.7545 | 0 | 1352.754 | 0 | 0
4575 | 1293.0716 | 0 | 1293.072 | 0 | 0
4576 | 998.7617 | 0 | 998.762 | 0 | 0
4577 | 1126.9881 | 444.738 | 682.25 | 0 | 0
4578 | 1225.8163 | 1103.424 | 122.392 | 0 | 0
4579 | 1032.5724 | 1032.572 | 0 | 0 | 0
4580 | 1021.5215 | 1021.521 | 0 | 0 | 0
4581 | 1216.2944 | 1216.294 | 0 | 0 | 0
4582 | 1219.0571 | 913.183 | 0 | 305.874 | 0
4583 | 1163.1117 | 571.112 | 0 | 592 | 0
4584 | 1101.6408 | 1101.641 | 0 | 0 | 0
4585 | 1022.2122 | 1022.212 | 0 | 0 | 0
4586 | 1254.9727 | 1254.973 | 0 | 0 | 0
4587 | 1133.4123 | 1133.412 | 0 | 0 | 0
4588 | 973.1736 | 973.174 | 0 | 0 | 0
4589 | 1258.4261 | 1258.426 | 0 | 0 | 0
4590 | 1203.862 | 1203.862 | 0 | 0 | 0
4591 | 1112.6918 | 913.626 | 199.066 | 0 | 0
4592 | 1002.4448 | 586.027 | 416.418 | 0 | 0
4593 | 715.8188 | 0 | 715.818 | 0 | 155.726
4594 | 888.077 | 0 | 888.077 | 0 | 592
4595 | 1386.1353 | 0 | 1386.135 | 0 | 251.511
4596 | 1199.0566 | 0 | 1199.057 | 0 | 0
4597 | 1228.0489 | 0 | 1228.049 | 0 | 0
4598 | 1402.9448 | 0 | 1402.945 | 0 | 0
4599 | 1345.1535 | 0 | 1345.154 | 0 | 0
4600 | 1550.7356 | 1442.51 | 108.225 | 0 | 0
4601 | 1497.0151 | 1453.054 | 43.961 | 0 | 0
4602 | 1191.2752 | 1175.891 | 15.384 | 0 | 0
4603 | 1230.7987 | 1230.799 | 0 | 0 | 0
4604 | 1251.5192 | 1251.519 | 0 | 0 | 0
4605 | 1339.2361 | 1339.236 | 0 | 0 | 0
4606 | 1237.0149 | 931.141 | 0 | 305.874 | 0
4607 | 1361.338 | 769.338 | 0 | 592 | 0
4608 | 1507.763 | 1507.763 | 0 | 0 | 0
4609 | 607.8018 | 607.802 | 0 | 0 | 0
4610 | 762.515 | 762.515 | 0 | 0 | 0
4611 | 928.2792 | 928.279 | 0 | 0 | 0
4612 | 756.9896 | 756.99 | 0 | 0 | 0
4613 | 800.5026 | 800.503 | 0 | 0 | 0
4614 | 622.3062 | 622.306 | 0 | 0 | 0
4615 | 551.1658 | 376.788 | 174.378 | 0 | 0
4616 | 537.6301 | 0 | 537.63 | 0 | 592
4617 | 520.8758 | 0 | 520.876 | 0 | 407.236
4618 | 948.3591 | 0 | 948.359 | 0 | 0
4619 | 845.2702 | 0 | 845.27 | 0 | 0
4620 | 618.959 | 0 | 618.959 | 0 | 0
4621 | 587.2298 | 0 | 587.229 | 0 | 0
4622 | 673.7052 | 0 | 673.705 | 0 | 0
4623 | 761.9789 | 0 | 761.978 | 0 | 0
4624 | 727.5949 | 631.553 | 96.042 | 0 | 0
4625 | 423.3979 | 358.632 | 64.766 | 0 | 0
4626 | 585.8407 | 566.422 | 19.419 | 0 | 0
4627 | 736.9597 | 736.96 | 0 | 0 | 0
4628 | 609.1832 | 609.183 | 0 | 0 | 0
4629 | 715.5485 | 715.549 | 0 | 0 | 0
4630 | 707.951 | 402.077 | 0 | 305.874 | 0
4631 | 652.0056 | 60.006 | 0 | 592 | 0
4632 | 602.2764 | 602.276 | 0 | 0 | 0
4633 | 1192.8111 | 1192.811 | 0 | 0 | 0
4634 | 1270.8584 | 1270.858 | 0 | 0 | 0
4635 | 1317.8249 | 1317.825 | 0 | 0 | 0
4636 | 1299.8671 | 1299.867 | 0 | 0 | 0
4637 | 1154.1328 | 1154.133 | 0 | 0 | 0
4638 | 1298.4857 | 1298.486 | 0 | 0 | 0
4639 | 998.7289 | 684.416 | 314.313 | 0 | 0
4640 | 130.6101 | 0 | 130.61 | 0 | 592
4641 | 175.9232 | 0 | 175.923 | 0 | 407.236
4642 | 234.3197 | 0 | 234.32 | 0 | 0
4643 | 194.8402 | 0 | 194.84 | 0 | 0
4644 | 182.0764 | 0 | 182.076 | 0 | 0
4645 | 203.5454 | 0 | 203.545 | 0 | 0
4646 | 203.7794 | 0 | 203.779 | 0 | 0
4647 | 223.5096 | 0 | 223.51 | 0 | 0
4648 | 227.8445 | 0 | 227.845 | 0 | 0
4649 | 436.2411 | 375.955 | 60.286 | 0 | 0
4650 | 395.2318 | 137.943 | 257.289 | 0 | 0
4651 | 255.553 | 255.553 | 0 | 0 | 0
4652 | 228.6164 | 178.903 | 0 | 49.714 | 0
4653 | 206.5145 | 0 | 0 | 206.514 | 0
4654 | 243.8114 | 0 | 0 | 243.811 | 0
4655 | 205.1331 | 0 | 0 | 205.133 | 0
4656 | 192.7008 | 0 | 0 | 192.701 | 0
4657 | 223.7816 | 223.782 | 0 | 0 | 0
4658 | 188.5567 | 188.557 | 0 | 0 | 0
4659 | 172.671 | 172.671 | 0 | 0 | 0
4660 | 181.6499 | 181.65 | 0 | 0 | 0
4661 | 106.3653 | 106.365 | 0 | 0 | 0
4662 | 155.4039 | 155.404 | 0 | 0 | 0
4663 | 132.6113 | 0 | 132.611 | 0 | 189.822
4664 | 210.6517 | 0 | 210.651 | 0 | 592
4665 | 378.0493 | 0 | 378.049 | 0 | 217.415
4666 | 837.0277 | 0 | 837.027 | 0 | 0
4667 | 1269.6825 | 0 | 1269.682 | 0 | 0
4668 | 1312.5904 | 0 | 1312.59 | 0 | 0
4669 | 1239.8562 | 0 | 1239.856 | 0 | 0
4670 | 1427.338 | 0 | 1427.338 | 0 | 0
4671 | 1379.6333 | 0 | 1379.633 | 0 | 0
4672 | 1408.1145 | 0 | 1408.115 | 0 | 0
4673 | 1482.0911 | 226.515 | 1255.576 | 0 | 0
4674 | 1357.8284 | 1050.876 | 306.953 | 0 | 0
4675 | 1372.3889 | 1372.389 | 0 | 0 | 0
4676 | 1344.7616 | 1344.762 | 0 | 0 | 0
4677 | 1383.4399 | 1383.44 | 0 | 0 | 0
4678 | 1246.6844 | 940.811 | 0 | 305.874 | 0
4679 | 1187.2856 | 595.286 | 0 | 592 | 0
4680 | 944.1649 | 944.165 | 0 | 0 | 0
4681 | 1060.1998 | 1060.2 | 0 | 0 | 0
4682 | 1112.0011 | 1112.001 | 0 | 0 | 0
4683 | 985.6059 | 985.606 | 0 | 0 | 0
4684 | 1117.5266 | 1117.527 | 0 | 0 | 0
4685 | 919.991 | 919.991 | 0 | 0 | 0
4686 | 716.2392 | 716.239 | 0 | 0 | 0
4687 | 888.9102 | 676.421 | 212.489 | 0 | 0
4688 | 709.9428 | 0 | 709.943 | 0 | 457.47
4689 | 511.2727 | 0 | 511.273 | 0 | 541.766
4690 | 207.6748 | 0 | 207.674 | 0 | 0
4691 | 138.7688 | 0 | 138.768 | 0 | 0
4692 | 202.4179 | 0 | 202.418 | 0 | 0
4693 | 689.9172 | 0 | 689.917 | 0 | 0
4694 | 1105.1745 | 0 | 1105.175 | 0 | 0
4695 | 1065.5889 | 0 | 1065.589 | 0 | 0
4696 | 1205.8909 | 0 | 1205.891 | 0 | 0
4697 | 1007.9081 | 434.774 | 573.135 | 0 | 0
4698 | 1302.5098 | 1159.199 | 143.31 | 0 | 0
4699 | 973.1736 | 973.174 | 0 | 0 | 0
4700 | 879.9313 | 879.931 | 0 | 0 | 0
4701 | 879.2406 | 879.241 | 0 | 0 | 0
4702 | 925.5164 | 619.643 | 0 | 305.874 | 0
4703 | 1076.0855 | 484.086 | 0 | 592 | 0
4704 | 1077.4669 | 1077.467 | 0 | 0 | 0
4705 | 1165.8744 | 1165.874 | 0 | 0 | 0
4706 | 1019.4494 | 1019.449 | 0 | 0 | 0
4707 | 1090.5899 | 1090.59 | 0 | 0 | 0
4708 | 797.7399 | 797.74 | 0 | 0 | 0
4709 | 1000.1103 | 1000.11 | 0 | 0 | 0
4710 | 815.6977 | 815.698 | 0 | 0 | 0
4711 | 1003.5637 | 685.447 | 318.116 | 0 | 0
4712 | 951.6977 | 0 | 951.698 | 0 | 357.047
4713 | 1121.6603 | 0 | 1121.66 | 0 | 592
4714 | 1083.6407 | 0 | 1083.641 | 0 | 50.189
4715 | 1503.6577 | 0 | 1503.658 | 0 | 0
4716 | 1480.6329 | 0 | 1480.633 | 0 | 0
4717 | 1652.4707 | 0 | 1652.471 | 0 | 0
4718 | 1615.0866 | 0 | 1615.087 | 0 | 0
4719 | 1540.0611 | 0 | 1540.061 | 0 | 0
4720 | 1743.6635 | 223.218 | 1520.445 | 0 | 0
4721 | 1217.598 | 640.733 | 576.865 | 0 | 0
4722 | 1425.4723 | 1341.434 | 84.039 | 0 | 0
4723 | 1408.9952 | 1408.995 | 0 | 0 | 0
4724 | 1178.3067 | 1178.307 | 0 | 0 | 0
4725 | 1460.1058 | 1460.106 | 0 | 0 | 0
4726 | 1165.1837 | 859.31 | 0 | 305.874 | 0
4727 | 1237.7056 | 645.706 | 0 | 592 | 0
4728 | 1343.3802 | 1343.38 | 0 | 0 | 0
4729 | 1258.4261 | 1258.426 | 0 | 0 | 0
4730 | 1290.1975 | 1290.198 | 0 | 0 | 0
4731 | 1518.8139 | 1518.814 | 0 | 0 | 0
4732 | 1493.2586 | 1493.259 | 0 | 0 | 0
4733 | 1221.1291 | 1221.129 | 0 | 0 | 0
4734 | 1216.2944 | 1216.294 | 0 | 0 | 0
4735 | 1270.1677 | 955.551 | 314.617 | 0 | 0
4736 | 1420.868 | 366.256 | 1054.612 | 0 | 0
4737 | 1032.7373 | 0 | 1032.738 | 0 | 592
4738 | 983.6487 | 0 | 983.648 | 0 | 407.236
4739 | 1036.9712 | 0 | 1036.971 | 0 | 0
4740 | 1264.5447 | 0 | 1264.544 | 0 | 0
4741 | 1287.5099 | 0 | 1287.51 | 0 | 0
4742 | 1054.9635 | 0 | 1054.964 | 0 | 0
4743 | 1243.8855 | 257.421 | 986.464 | 0 | 0
4744 | 986.9251 | 178.056 | 808.869 | 0 | 0
4745 | 1104.938 | 101.196 | 1003.742 | 0 | 0
4746 | 1034.1178 | 1034.118 | 0 | 0 | 0
4747 | 840.5623 | 840.562 | 0 | 0 | 0
4748 | 1201.79 | 1201.79 | 0 | 0 | 0
4749 | 714.1672 | 714.167 | 0 | 0 | 0
4750 | 1128.5775 | 822.704 | 0 | 305.874 | 0
4751 | 844.7064 | 252.706 | 0 | 592 | 0
4752 | 1005.6358 | 1005.636 | 0 | 0 | 0
4753 | 1029.119 | 1029.119 | 0 | 0 | 0
4754 | 1085.7551 | 1085.755 | 0 | 0 | 0
4755 | 1188.667 | 1188.667 | 0 | 0 | 0
4756 | 1035.3352 | 1035.335 | 0 | 0 | 0
4757 | 943.4742 | 943.474 | 0 | 0 | 0
4758 | 1012.5426 | 1012.543 | 0 | 0 | 0
4759 | 1096.806 | 1068.979 | 27.827 | 0 | 0
4760 | 934.3477 | 814.48 | 119.868 | 0 | 0
4761 | 1094.2419 | 0 | 1094.242 | 0 | 592
4762 | 1260.8348 | 0 | 1260.835 | 0 | 407.236
4763 | 1083.1262 | 0 | 1083.126 | 0 | 0
4764 | 1249.8858 | 0 | 1249.885 | 0 | 0
4765 | 1115.5132 | 0 | 1115.513 | 0 | 0
4766 | 1150.3401 | 0 | 1150.34 | 0 | 0
4767 | 1467.4236 | 0 | 1467.424 | 0 | 0
4768 | 1501.2835 | 0 | 1501.283 | 0 | 0
4769 | 1430.4064 | 262.081 | 1168.326 | 0 | 0
4770 | 1592.421 | 1259.073 | 333.348 | 0 | 0
4771 | 1372.3889 | 1372.389 | 0 | 0 | 0
4772 | 1328.8758 | 1328.876 | 0 | 0 | 0
4773 | 1486.3518 | 1486.352 | 0 | 0 | 0
4774 | 1364.1007 | 1058.227 | 0 | 305.874 | 0
4775 | 1410.3765 | 818.377 | 0 | 592 | 0
4776 | 1210.7689 | 1210.769 | 0 | 0 | 0
4777 | 1007.0171 | 1007.017 | 0 | 0 | 0
4778 | 820.5325 | 820.532 | 0 | 0 | 0
4779 | 1060.8905 | 1060.89 | 0 | 0 | 0
4780 | 1237.7056 | 1237.706 | 0 | 0 | 0
4781 | 960.7413 | 960.741 | 0 | 0 | 0
4782 | 1200.4086 | 1200.409 | 0 | 0 | 0
4783 | 1122.3613 | 814.045 | 308.317 | 0 | 0
4784 | 1070.4651 | 0 | 1070.465 | 0 | 278.505
4785 | 1185.2757 | 0 | 1185.276 | 0 | 592
4786 | 1241.5501 | 0 | 1241.55 | 0 | 128.732
4787 | 1273.3423 | 0 | 1273.342 | 0 | 0
4788 | 1429.0673 | 0 | 1429.067 | 0 | 0
4789 | 1265.5332 | 0 | 1265.533 | 0 | 0
4790 | 1185.2801 | 0 | 1185.28 | 0 | 0
4791 | 1296.2238 | 0 | 1296.224 | 0 | 0
4792 | 1491.7106 | 0 | 1491.711 | 0 | 0
4793 | 1623.4698 | 916.593 | 706.876 | 0 | 0
4794 | 1365.0331 | 1349.66 | 15.373 | 0 | 0
4795 | 1483.589 | 1483.589 | 0 | 0 | 0
4796 | 1207.3155 | 1207.315 | 0 | 0 | 0
4797 | 1394.4908 | 1394.491 | 0 | 0 | 0
4798 | 1198.3366 | 892.463 | 0 | 305.874 | 0
4799 | 1087.8272 | 495.827 | 0 | 592 | 0
4800 | 982.8432 | 982.843 | 0 | 0 | 0
4801 | 1308.846 | 1308.846 | 0 | 0 | 0
4802 | 1232.1801 | 1232.18 | 0 | 0 | 0
4803 | 1165.8744 | 1165.874 | 0 | 0 | 0
4804 | 1230.108 | 1230.108 | 0 | 0 | 0
4805 | 1178.9974 | 1178.997 | 0 | 0 | 0
4806 | 1110.6197 | 1110.62 | 0 | 0 | 0
4807 | 929.6605 | 788.762 | 140.899 | 0 | 0
4808 | 777.6212 | 0 | 777.621 | 0 | 542.783
4809 | 947.273 | 0 | 947.273 | 0 | 456.453
4810 | 1179.9083 | 0 | 1179.909 | 0 | 0
4811 | 1059.5877 | 0 | 1059.588 | 0 | 0
4812 | 1194.5136 | 0 | 1194.513 | 0 | 0
4813 | 1267.6269 | 0 | 1267.627 | 0 | 0
4814 | 887.0799 | 0 | 887.08 | 0 | 0
4815 | 1241.5596 | 0 | 1241.559 | 0 | 0
4816 | 536.721 | 0 | 536.721 | 0 | 0
4817 | 511.4393 | 0 | 511.44 | 0 | 0
4818 | 220.4508 | 0 | 220.45 | 0 | 0
4819 | 219.6375 | 100.855 | 0 | 118.782 | 0
4820 | 234.8325 | 0 | 0 | 234.833 | 0
4821 | 155.4039 | 0 | 0 | 155.404 | 0
4822 | 212.04 | 0 | 0 | 212.04 | 0
4823 | 91.1703 | 0 | 0 | 91.17 | 0
4824 | 85.6448 | 0 | 0 | 85.645 | 0
4825 | 78.738 | 78.738 | 0 | 0 | 0
4826 | 84.9541 | 84.954 | 0 | 0 | 0
4827 | 77.3566 | 77.357 | 0 | 0 | 0
4828 | 82.1914 | 82.191 | 0 | 0 | 0
4829 | 78.738 | 78.738 | 0 | 0 | 0
4830 | 83.5728 | 83.573 | 0 | 0 | 0
4831 | 66.9963 | 0 | 66.997 | 0 | 210.512
4832 | 81.1985 | 0 | 81.199 | 0 | 592
4833 | 713.0577 | 0 | 713.057 | 0 | 196.724
4834 | 1109.9109 | 0 | 1109.911 | 0 | 0
4835 | 1211.7488 | 0 | 1211.749 | 0 | 0
4836 | 1105.1884 | 0 | 1105.188 | 0 | 0
4837 | 969.134 | 0 | 969.134 | 0 | 0
4838 | 1192.262 | 0 | 1192.262 | 0 | 0
4839 | 1204.9136 | 0 | 1204.914 | 0 | 0
4840 | 1193.8661 | 0 | 1193.866 | 0 | 0
4841 | 893.7415 | 204.994 | 688.748 | 0 | 0
4842 | 898.8077 | 818.218 | 80.59 | 0 | 0
4843 | 882.694 | 882.694 | 0 | 0 | 0
4844 | 1020.8308 | 1020.831 | 0 | 0 | 0
4845 | 1455.9617 | 1455.962 | 0 | 0 | 0
4846 | 774.9473 | 469.074 | 0 | 305.874 | 0
4847 | 1051.2209 | 459.221 | 0 | 592 | 0
4848 | 1114.0731 | 1114.073 | 0 | 0 | 0
4849 | 966.9575 | 966.957 | 0 | 0 | 0
4850 | 895.1263 | 895.126 | 0 | 0 | 0
4851 | 941.4022 | 941.402 | 0 | 0 | 0
4852 | 939.3301 | 939.33 | 0 | 0 | 0
4853 | 1111.3104 | 1111.31 | 0 | 0 | 0
4854 | 1126.5055 | 1126.505 | 0 | 0 | 0
4855 | 1100.2595 | 782.391 | 317.868 | 0 | 0
4856 | 882.8235 | 24.612 | 858.211 | 0 | 0
4857 | 886.201 | 0 | 886.201 | 0 | 592
4858 | 1103.5739 | 0 | 1103.574 | 0 | 407.236
4859 | 1112.4017 | 0 | 1112.402 | 0 | 0
4860 | 1166.9312 | 0 | 1166.931 | 0 | 0
4861 | 990.0065 | 0 | 990.006 | 0 | 0
4862 | 1284.0444 | 0 | 1284.044 | 0 | 0
4863 | 1002.3878 | 0 | 1002.388 | 0 | 0
4864 | 1384.9171 | 520.36 | 864.557 | 0 | 0
4865 | 1471.9052 | 1156.015 | 315.89 | 0 | 0
4866 | 1181.0885 | 961.246 | 219.843 | 0 | 0
4867 | 1185.2136 | 1185.214 | 0 | 0 | 0
4868 | 1040.17 | 1040.17 | 0 | 0 | 0
4869 | 1251.5192 | 1251.519 | 0 | 0 | 0
4870 | 1156.8955 | 851.022 | 0 | 305.874 | 0
4871 | 1042.9327 | 450.933 | 0 | 592 | 0
4872 | 1049.8395 | 1049.84 | 0 | 0 | 0
4873 | 880.622 | 880.622 | 0 | 0 | 0
4874 | 931.0419 | 931.042 | 0 | 0 | 0
4875 | 782.5449 | 782.545 | 0 | 0 | 0
4876 | 743.1759 | 743.176 | 0 | 0 | 0
4877 | 860.5921 | 860.592 | 0 | 0 | 0
4878 | 848.8505 | 848.851 | 0 | 0 | 0
4879 | 506.2713 | 228.272 | 277.999 | 0 | 0
4880 | 90.0212 | 0 | 90.021 | 0 | 592
4881 | 76.9871 | 0 | 76.987 | 0 | 407.236
4882 | 90.8526 | 0 | 90.853 | 0 | 0
4883 | 77.379 | 0 | 77.379 | 0 | 0
4884 | 103.2926 | 0 | 103.293 | 0 | 0
4885 | 71.5652 | 0 | 71.565 | 0 | 0
4886 | 75.749 | 0 | 75.749 | 0 | 0
4887 | 91.6762 | 0 | 91.676 | 0 | 0
4888 | 85.3392 | 0 | 85.34 | 0 | 0
4889 | 76.2014 | 0 | 76.201 | 0 | 0
4890 | 81.8383 | 0 | 81.838 | 0 | 0
4891 | 78.0473 | 0 | 0 | 78.047 | 0
4892 | 82.8821 | 0 | 0 | 82.882 | 0
4893 | 75.2845 | 0 | 0 | 75.285 | 0
4894 | 79.4286 | 0 | 0 | 79.429 | 0
4895 | 75.9752 | 0 | 0 | 75.975 | 0
4896 | 78.738 | 0 | 0 | 78.738 | 0
4897 | 74.5939 | 31.096 | 0 | 43.498 | 0
4898 | 80.81 | 0 | 0 | 80.81 | 0
4899 | 74.5939 | 0 | 0 | 74.594 | 0
4900 | 77.3566 | 0 | 0 | 77.357 | 0
4901 | 71.8311 | 0 | 0 | 71.831 | 0
4902 | 79.4286 | 0 | 0 | 79.429 | 0
4903 | 66.3057 | 0 | 66.305 | 0 | 86.94
4904 | 72.9207 | 0 | 72.921 | 0 | 469.8
4905 | 154.285 | 0 | 154.285 | 0 | 442.496
4906 | 105.3492 | 0 | 105.349 | 0 | 0
4907 | 130.5488 | 0 | 130.548 | 0 | 0
4908 | 202.7269 | 0 | 202.727 | 0 | 0
4909 | 354.6912 | 0 | 354.691 | 0 | 0
4910 | 688.6006 | 0 | 688.601 | 0 | 0
4911 | 987.823 | 0 | 987.823 | 0 | 0
4912 | 1032.5448 | 0 | 1032.544 | 0 | 0
4913 | 1329.4033 | 510.864 | 818.539 | 0 | 0
4914 | 1196.1437 | 1144.192 | 51.952 | 0 | 0
4915 | 1400.707 | 1400.707 | 0 | 0 | 0
4916 | 823.2952 | 823.295 | 0 | 0 | 0
4917 | 1177.6161 | 1177.616 | 0 | 0 | 0
4918 | 1352.3591 | 1046.485 | 0 | 305.874 | 0
4919 | 1335.092 | 743.092 | 0 | 592 | 0
4920 | 1360.6473 | 1360.647 | 0 | 0 | 0
4921 | 1288.1255 | 1288.125 | 0 | 0 | 0
4922 | 1518.8139 | 1518.814 | 0 | 0 | 0
4923 | 1469.7754 | 1469.775 | 0 | 0 | 0
4924 | 1038.0979 | 1038.098 | 0 | 0 | 0
4925 | 1302.6298 | 1302.63 | 0 | 0 | 0
4926 | 1125.8148 | 1125.815 | 0 | 0 | 0
4927 | 1215.6037 | 1211.715 | 3.888 | 0 | 0
4928 | 1164.5561 | 1115.896 | 48.661 | 0 | 0
4929 | 1265.2017 | 688.5 | 576.702 | 0 | 0
4930 | 1521.9772 | 0 | 1521.977 | 0 | 543.116
4931 | 1459.9884 | 0 | 1459.988 | 0 | 456.12
4932 | 1450.6684 | 0 | 1450.669 | 0 | 0
4933 | 1401.7369 | 0 | 1401.737 | 0 | 0
4934 | 1375.3968 | 0 | 1375.397 | 0 | 0
4935 | 1381.8306 | 0 | 1381.83 | 0 | 0
4936 | 1788.7211 | 0 | 1788.721 | 0 | 0
4937 | 1525.3581 | 243.437 | 1281.921 | 0 | 0
4938 | 1702.6602 | 1381.845 | 320.816 | 0 | 0
4939 | 1469.7754 | 1469.775 | 0 | 0 | 0
4940 | 1623.7979 | 1623.798 | 0 | 0 | 0
4941 | 1571.3059 | 1571.306 | 0 | 0 | 0
4942 | 1333.0199 | 1027.146 | 0 | 305.874 | 0
4943 | 1336.4734 | 744.473 | 0 | 592 | 0
4944 | 1509.1443 | 1509.144 | 0 | 0 | 0
4945 | 1440.7666 | 1440.767 | 0 | 0 | 0
4946 | 1415.902 | 1415.902 | 0 | 0 | 0
4947 | 1212.8409 | 1212.841 | 0 | 0 | 0
4948 | 1147.9167 | 1147.917 | 0 | 0 | 0
4949 | 1229.4174 | 1229.417 | 0 | 0 | 0
4950 | 988.3687 | 988.369 | 0 | 0 | 0
4951 | 1297.7951 | 989.71 | 308.086 | 0 | 0
4952 | 1047.8219 | 0 | 1047.822 | 0 | 299.051
4953 | 1384.7712 | 0 | 1384.771 | 0 | 592
4954 | 1349.7673 | 0 | 1349.767 | 0 | 108.185
4955 | 1301.2096 | 0 | 1301.21 | 0 | 0
4956 | 1364.7042 | 0 | 1364.704 | 0 | 0
4957 | 1493.1455 | 0 | 1493.146 | 0 | 0
4958 | 1284.4951 | 0 | 1284.495 | 0 | 0
4959 | 1168.1969 | 0 | 1168.197 | 0 | 0
4960 | 1479.6564 | 0 | 1479.656 | 0 | 0
4961 | 1510.8356 | 713.282 | 797.553 | 0 | 0
4962 | 1394.1765 | 1056.348 | 337.828 | 0 | 0
4963 | 1384.1314 | 1384.131 | 0 | 0 | 0
4964 | 1029.119 | 1029.119 | 0 | 0 | 0
4965 | 1141.7005 | 1141.7 | 0 | 0 | 0
4966 | 1211.4596 | 905.586 | 0 | 305.874 | 0
4967 | 1361.338 | 769.338 | 0 | 592 | 0
4968 | 1071.2507 | 1071.251 | 0 | 0 | 0
4969 | 1274.3118 | 1274.312 | 0 | 0 | 0
4970 | 875.7872 | 875.787 | 0 | 0 | 0
4971 | 1036.7165 | 1036.717 | 0 | 0 | 0
4972 | 911.7028 | 911.703 | 0 | 0 | 0
4973 | 1306.0833 | 1306.083 | 0 | 0 | 0
4974 | 1031.1911 | 1031.191 | 0 | 0 | 0
4975 | 1167.9465 | 1048.524 | 119.423 | 0 | 0
4976 | 1102.0699 | 657.239 | 444.831 | 0 | 0
4977 | 1017.1236 | 0 | 1017.124 | 0 | 176.91
4978 | 1192.6799 | 0 | 1192.679 | 0 | 212.44
4979 | 1048.5359 | 0 | 1048.536 | 0 | 592
4980 | 1037.4685 | 0 | 1037.468 | 0 | 17.887
4981 | 1077.8269 | 0 | 1077.827 | 0 | 0
4982 | 1076.3005 | 0 | 1076.301 | 0 | 0
4983 | 852.6441 | 0 | 852.645 | 0 | 0
4984 | 422.9472 | 0 | 422.948 | 0 | 0
4985 | 167.4831 | 0 | 167.483 | 0 | 0
4986 | 147.3263 | 0 | 147.326 | 0 | 0
4987 | 102.2212 | 0 | 0 | 102.221 | 0
4988 | 109.8187 | 0 | 0 | 109.819 | 0
4989 | 87.0262 | 0 | 0 | 87.026 | 0
4990 | 81.5007 | 0 | 0 | 81.501 | 0
4991 | 81.5007 | 0 | 0 | 81.501 | 0
4992 | 85.6448 | 0 | 0 | 85.645 | 0
4993 | 80.1193 | 80.119 | 0 | 0 | 0
4994 | 78.738 | 41.456 | 0 | 37.282 | 0
4995 | 73.9032 | 0 | 0 | 73.903 | 0
4996 | 80.81 | 0 | 0 | 80.81 | 0
4997 | 77.3566 | 0 | 0 | 77.357 | 0
4998 | 80.81 | 0 | 0 | 80.81 | 0
4999 | 70.4498 | 0 | 70.45 | 0 | 62.221
5000 | 82.0705 | 0 | 82.071 | 0 | 400.15
5001 | 531.2024 | 0 | 531.202 | 0 | 536.865
5002 | 1284.5469 | 0 | 1284.547 | 0 | 0
5003 | 1356.1138 | 0 | 1356.114 | 0 | 0
5004 | 1186.715 | 0 | 1186.714 | 0 | 0
5005 | 1505.9819 | 0 | 1505.982 | 0 | 0
5006 | 1112.084 | 635.211 | 476.873 | 0 | 0
5007 | 1330.2779 | 1022.852 | 307.426 | 0 | 0
5008 | 1190.5629 | 237.104 | 953.459 | 0 | 0
5009 | 1041.9355 | 688.537 | 353.399 | 0 | 0
5010 | 1168.6743 | 988.081 | 180.593 | 0 | 0
5011 | 1443.5337 | 1443.534 | 0 | 0 | 0
5012 | 1038.0979 | 1038.098 | 0 | 0 | 0
5013 | 1286.7441 | 1286.744 | 0 | 0 | 0
5014 | 712.7858 | 406.912 | 0 | 305.874 | 0
5015 | 1145.8446 | 553.845 | 0 | 592 | 0
5016 | 1181.7602 | 1181.76 | 0 | 0 | 0
5017 | 911.7028 | 911.703 | 0 | 0 | 0
5018 | 1009.0892 | 1009.089 | 0 | 0 | 0
5019 | 973.8643 | 973.864 | 0 | 0 | 0
5020 | 848.1598 | 848.16 | 0 | 0 | 0
5021 | 780.4728 | 780.473 | 0 | 0 | 0
5022 | 770.8032 | 770.803 | 0 | 0 | 0
5023 | 969.0295 | 794.393 | 174.637 | 0 | 0
5024 | 708.5433 | 34.109 | 674.434 | 0 | 0
5025 | 1101.8299 | 0 | 1101.83 | 0 | 592
5026 | 952.1242 | 0 | 952.125 | 0 | 407.236
5027 | 1203.6531 | 0 | 1203.653 | 0 | 0
5028 | 1159.54 | 0 | 1159.54 | 0 | 0
5029 | 964.4063 | 0 | 964.406 | 0 | 0
5030 | 1140.2509 | 0 | 1018.647 | 121.604 | 0
5031 | 833.8618 | 0 | 833.862 | 0 | 135.332
5032 | 1036.9885 | 0 | 1036.988 | 0 | 0
5033 | 1019.831 | 18.028 | 1001.804 | 0 | 0
5034 | 933.7278 | 609.306 | 324.422 | 0 | 0
5035 | 870.2617 | 870.262 | 0 | 0 | 0
5036 | 1061.5812 | 1061.581 | 0 | 0 | 0
5037 | 730.0529 | 730.053 | 0 | 0 | 0
5038 | 1020.8308 | 714.957 | 0 | 305.874 | 0
5039 | 954.5252 | 362.525 | 0 | 592 | 0
5040 | 756.9896 | 756.99 | 0 | 0 | 0
5041 | 995.2755 | 995.276 | 0 | 0 | 0
5042 | 975.9364 | 975.936 | 0 | 0 | 0
5043 | 974.555 | 974.555 | 0 | 0 | 0
5044 | 919.3003 | 919.3 | 0 | 0 | 0
5045 | 1018.0681 | 1018.068 | 0 | 0 | 0
5046 | 664.4379 | 664.438 | 0 | 0 | 0
5047 | 891.6729 | 668.415 | 223.258 | 0 | 0
5048 | 882.8417 | 42.088 | 840.753 | 0 | 0
5049 | 1164.6709 | 0 | 1164.671 | 0 | 592
5050 | 1275.9643 | 0 | 1275.965 | 0 | 407.236
5051 | 1281.6469 | 0 | 1281.647 | 0 | 0
5052 | 1165.2105 | 0 | 1165.211 | 0 | 0
5053 | 1262.2861 | 0 | 1262.286 | 0 | 0
5054 | 1118.1698 | 0 | 1118.17 | 0 | 0
5055 | 1150.1519 | 0 | 1150.152 | 0 | 0
5056 | 1238.5577 | 0 | 1238.557 | 0 | 0
5057 | 954.5088 | 417 | 537.508 | 0 | 0
5058 | 1051.3962 | 899.396 | 152 | 0 | 0
5059 | 866.1271 | 866.127 | 0 | 0 | 0
5060 | 1031.8818 | 1031.882 | 0 | 0 | 0
5061 | 910.3214 | 910.321 | 0 | 0 | 0
5062 | 1085.7551 | 779.881 | 0 | 305.874 | 0
5063 | 1110.6197 | 518.62 | 0 | 592 | 0
5064 | 991.1314 | 991.131 | 0 | 0 | 0
5065 | 1030.5004 | 1030.5 | 0 | 0 | 0
5066 | 809.4815 | 809.482 | 0 | 0 | 0
5067 | 1055.365 | 1055.365 | 0 | 0 | 0
5068 | 926.8978 | 926.898 | 0 | 0 | 0
5069 | 813.6256 | 813.626 | 0 | 0 | 0
5070 | 907.5587 | 907.559 | 0 | 0 | 0
5071 | 821.2232 | 516.665 | 304.558 | 0 | 0
5072 | 962.443 | 0 | 962.443 | 0 | 145.816
5073 | 1008.2725 | 0 | 1008.272 | 0 | 592
5074 | 1436.7719 | 0 | 1436.772 | 0 | 261.42
5075 | 1155.7145 | 0 | 1155.714 | 0 | 0
5076 | 1137.1705 | 258.319 | 286.852 | 592 | 0
5077 | 1170.2102 | 0 | 1170.211 | 0 | 358.71
5078 | 1059.333 | 0 | 1059.333 | 0 | 300.122
5079 | 1086.2248 | 0 | 1086.225 | 0 | 0
5080 | 1050.3472 | 790.122 | 260.225 | 0 | 0
5081 | 1100.0177 | 623.951 | 476.067 | 0 | 0
5082 | 961.4501 | 704.279 | 257.171 | 0 | 0
5083 | 1004.2544 | 1004.254 | 0 | 0 | 0
5084 | 918.6096 | 918.61 | 0 | 0 | 0
5085 | 1251.5192 | 1251.519 | 0 | 0 | 0
5086 | 1076.0855 | 770.212 | 0 | 305.874 | 0
5087 | 1287.4348 | 695.435 | 0 | 592 | 0
5088 | 1154.1328 | 1154.133 | 0 | 0 | 0
5089 | 1704.5439 | 1704.544 | 0 | 0 | 0
5090 | 1118.0342 | 1118.034 | 0 | 0 | 0
5091 | 1386.5855 | 1386.586 | 0 | 0 | 0
5092 | 1257.4896 | 1257.49 | 0 | 0 | 0
5093 | 1113.2529 | 1113.253 | 0 | 0 | 0
5094 | 1508.5094 | 1508.509 | 0 | 0 | 0
5095 | 1345.1473 | 1195.824 | 149.323 | 0 | 0
5096 | 1347.8468 | 449.896 | 897.951 | 0 | 0
5097 | 1439.8057 | 0 | 1439.805 | 0 | 271.478
5098 | 1331.5524 | 0 | 1331.552 | 0 | 592
5099 | 1361.5313 | 0 | 1361.531 | 0 | 135.759
5100 | 1417.9132 | 0 | 1417.913 | 0 | 0
5101 | 1620.5808 | 0 | 1620.581 | 0 | 0
5102 | 1546.263 | 0 | 1546.263 | 0 | 0
5103 | 1367.5967 | 0 | 1367.597 | 0 | 0
5104 | 1582.1499 | 112.45 | 1469.7 | 0 | 0
5105 | 1603.4885 | 1043.704 | 559.785 | 0 | 0
5106 | 1628.2678 | 1390.217 | 238.05 | 0 | 0
5107 | 1753.1561 | 1753.156 | 0 | 0 | 0
5108 | 1494.1654 | 1494.165 | 0 | 0 | 0
5109 | 1494.1654 | 1494.165 | 0 | 0 | 0
5110 | 1460.6961 | 1154.822 | 0 | 305.874 | 0
5111 | 1675.8559 | 1083.856 | 0 | 592 | 0
5112 | 1392.1637 | 1392.164 | 0 | 0 | 0
5113 | 1467.0712 | 1467.071 | 0 | 0 | 0
5114 | 1345.1473 | 1345.147 | 0 | 0 | 0
5115 | 1282.1932 | 1282.193 | 0 | 0 | 0
5116 | 1174.6132 | 1174.613 | 0 | 0 | 0
5117 | 1106.8777 | 1106.878 | 0 | 0 | 0
5118 | 1184.9728 | 1184.973 | 0 | 0 | 0
5119 | 1051.8925 | 765.024 | 286.869 | 0 | 0
5120 | 1003.1398 | 0 | 1003.14 | 0 | 21.131
5121 | 1520.4757 | 339.953 | 1161.535 | 18.988 | 0
5122 | 1744.6384 | 0 | 1744.638 | 0 | 186.736
5123 | 1595.175 | 0 | 1595.175 | 0 | 592
5124 | 1462.4025 | 0 | 1462.403 | 0 | 220.5
5125 | 1607.6891 | 0 | 1607.689 | 0 | 0
5126 | 1637.0923 | 0 | 1637.092 | 0 | 0
5127 | 1664.4276 | 0 | 1664.427 | 0 | 0
5128 | 1619.2759 | 959.86 | 659.416 | 0 | 0
5129 | 1609.6674 | 911.616 | 698.051 | 0 | 0
5130 | 1842.5401 | 1593.912 | 248.628 | 0 | 0
5131 | 1522.0625 | 1522.062 | 0 | 0 | 0
5132 | 1333.194 | 1333.194 | 0 | 0 | 0
5133 | 1353.1162 | 1353.116 | 0 | 0 | 0
5134 | 1412.8828 | 1107.009 | 0 | 305.874 | 0
5135 | 1341.9598 | 749.96 | 0 | 592 | 0
5136 | 1469.4619 | 1469.462 | 0 | 0 | 0
5137 | 1242.3487 | 1242.349 | 0 | 0 | 0
5138 | 1430.4144 | 1430.414 | 0 | 0 | 0
5139 | 1263.8647 | 1263.865 | 0 | 0 | 0
5140 | 1263.8647 | 1263.865 | 0 | 0 | 0
5141 | 1340.366 | 1340.366 | 0 | 0 | 0
5142 | 1114.0497 | 1114.05 | 0 | 0 | 0
5143 | 1307.6936 | 1129.292 | 178.401 | 0 | 0
5144 | 1075.8529 | 421.424 | 654.429 | 0 | 0
5145 | 1014.0104 | 0 | 1014.01 | 0 | 423.45
5146 | 1160.599 | 0 | 1160.599 | 0 | 575.786
5147 | 1335.6922 | 0 | 1335.692 | 0 | 0
5148 | 1416.1869 | 0 | 1416.187 | 0 | 0
5149 | 1072.5339 | 0 | 1072.534 | 0 | 0
5150 | 1228.6313 | 699.48 | 529.151 | 0 | 0
5151 | 962.4338 | 772.086 | 190.348 | 0 | 0
5152 | 1200.7083 | 898.354 | 302.354 | 0 | 0
5153 | 1232.7184 | 652.534 | 580.184 | 0 | 0
5154 | 856.2803 | 687.713 | 168.568 | 0 | 0
5155 | 1170.6288 | 1170.629 | 0 | 0 | 0
5156 | 1184.9728 | 1184.973 | 0 | 0 | 0
5157 | 1341.1629 | 1341.163 | 0 | 0 | 0
5158 | 1157.0817 | 987.476 | 0 | 169.606 | 0
5159 | 1082.1742 | 490.174 | 0 | 592 | 0
5160 | 136.2679 | 0 | 0 | 136.268 | 0
5161 | 105.9861 | 105.986 | 0 | 0 | 0
5162 | 87.6577 | 87.658 | 0 | 0 | 0
5163 | 91.6421 | 91.642 | 0 | 0 | 0
5164 | 87.6577 | 87.658 | 0 | 0 | 0
5165 | 91.6421 | 91.642 | 0 | 0 | 0
5166 | 84.4702 | 84.47 | 0 | 0 | 0
5167 | 82.0795 | 0 | 82.079 | 0 | 223.352
5168 | 81.0455 | 0 | 81.045 | 0 | 592
5169 | 801.8299 | 0 | 801.831 | 0 | 183.884
5170 | 967.4233 | 0 | 967.423 | 0 | 0
5171 | 1373.2187 | 0 | 1373.219 | 0 | 0
5172 | 1296.8011 | 0 | 1296.802 | 0 | 0
5173 | 1405.7098 | 0 | 1405.71 | 0 | 0
5174 | 1424.881 | 0 | 1424.881 | 0 | 0
5175 | 1143.2188 | 0 | 1143.219 | 0 | 0
5176 | 1188.5309 | 0 | 1188.531 | 0 | 0
5177 | 1249.3245 | 0 | 1249.324 | 0 | 0
5178 | 1404.2924 | 1404.292 | 0 | 0 | 0
5179 | 1160.2693 | 1160.269 | 0 | 0 | 0
5180 | 1162.6599 | 1162.66 | 0 | 0 | 0
5181 | 1369.8509 | 1369.851 | 0 | 0 | 0
5182 | 1357.1007 | 1051.227 | 0 | 305.874 | 0
5183 | 1209.6763 | 617.676 | 0 | 592 | 0
5184 | 945.9063 | 945.906 | 0 | 0 | 0
5185 | 1825.6709 | 1825.671 | 0 | 0 | 0
5186 | 1777.8576 | 1777.858 | 0 | 0 | 0
5187 | 1880.6562 | 1880.656 | 0 | 0 | 0
5188 | 2020.9085 | 2020.909 | 0 | 0 | 0
5189 | 2148.4107 | 2148.411 | 0 | 0 | 0
5190 | 2121.3165 | 2121.316 | 0 | 0 | 0
5191 | 1969.1108 | 1662.096 | 307.015 | 0 | 0
5192 | 1123.1632 | 6.603 | 1116.56 | 0 | 0
5193 | 1632.0301 | 39.6 | 1592.43 | 0 | 0
5194 | 1933.3126 | 0 | 1933.313 | 0 | 267.906
5195 | 2180.0402 | 0 | 2180.041 | 0 | 570.177
5196 | 2017.7698 | 0 | 2017.77 | 0 | 161.152
5197 | 1936.1236 | 0 | 1936.123 | 0 | 0
5198 | 2326.1845 | 0 | 2326.184 | 0 | 0
5199 | 2160.3092 | 0 | 2160.309 | 0 | 0
5200 | 1965.9362 | 1719.129 | 246.808 | 0 | 0
5201 | 2270.9292 | 1914.95 | 355.98 | 0 | 0
5202 | 1602.9128 | 1514.603 | 88.31 | 0 | 0
5203 | 2148.4226 | 2148.423 | 0 | 0 | 0
5204 | 2164.3484 | 2164.348 | 0 | 0 | 0
5205 | 1992.2206 | 1992.221 | 0 | 0 | 0
5206 | 1660.7151 | 1354.841 | 0 | 305.874 | 0
5207 | 2342.8514 | 1750.851 | 0 | 592 | 0
5208 | 2067.1281 | 2067.128 | 0 | 0 | 0
5209 | 1512.4939 | 1512.494 | 0 | 0 | 0
5210 | 1488.5872 | 1488.587 | 0 | 0 | 0
5211 | 1255.099 | 1255.099 | 0 | 0 | 0
5212 | 1229.5985 | 1229.599 | 0 | 0 | 0
5213 | 1267.0523 | 1267.052 | 0 | 0 | 0
5214 | 1408.8984 | 1408.898 | 0 | 0 | 0
5215 | 1368.2571 | 1368.257 | 0 | 0 | 0
5216 | 992.7355 | 956.354 | 36.381 | 0 | 0
5217 | 1172.2624 | 693.513 | 478.75 | 0 | 0
5218 | 1292.8316 | 125.132 | 1167.7 | 0 | 0
5219 | 1352.5624 | 0 | 1352.562 | 0 | 592
5220 | 1429.4651 | 0 | 1429.465 | 0 | 407.236
5221 | 1429.4511 | 0 | 1429.451 | 0 | 0
5222 | 1083.6514 | 0 | 1083.652 | 0 | 0
5223 | 1206.68 | 0 | 1206.68 | 0 | 0
5224 | 1434.9975 | 707.175 | 727.823 | 0 | 0
5225 | 1270.9311 | 610.816 | 660.115 | 0 | 0
5226 | 1239.3475 | 974.524 | 264.824 | 0 | 0
5227 | 795.2945 | 795.294 | 0 | 0 | 0
5228 | 1205.6919 | 1205.692 | 0 | 0 | 0
5229 | 1452.7272 | 1452.727 | 0 | 0 | 0
5230 | 1126.8 | 820.926 | 0 | 305.874 | 0
5231 | 1046.3142 | 454.314 | 0 | 592 | 0
5232 | 945.9063 | 945.906 | 0 | 0 | 0
5233 | 1189.7541 | 1189.754 | 0 | 0 | 0
5234 | 1080.5804 | 1080.58 | 0 | 0 | 0
5235 | 1216.8483 | 1216.848 | 0 | 0 | 0
5236 | 1073.4084 | 1073.408 | 0 | 0 | 0
5237 | 1196.1292 | 1196.129 | 0 | 0 | 0
5238 | 1135.5657 | 1135.566 | 0 | 0 | 0
5239 | 1033.564 | 884.725 | 148.839 | 0 | 0
5240 | 863.52 | 0 | 863.52 | 0 | 493.063
5241 | 1062.6763 | 0 | 1062.676 | 0 | 506.173
5242 | 1360.7414 | 0 | 1360.741 | 0 | 0
5243 | 1568.4882 | 0 | 1568.489 | 0 | 0
5244 | 1509.8552 | 0 | 1509.855 | 0 | 0
5245 | 1563.935 | 0 | 1563.935 | 0 | 0
5246 | 1577.8526 | 0 | 1577.852 | 0 | 0
5247 | 1437.9908 | 533.277 | 904.714 | 0 | 0
5248 | 1849.9352 | 1733.539 | 116.396 | 0 | 0
5249 | 2043.3748 | 1999.442 | 43.933 | 0 | 0
5250 | 1857.415 | 1690.115 | 167.3 | 0 | 0
5251 | 1680.6373 | 1680.637 | 0 | 0 | 0
5252 | 1432.0081 | 1432.008 | 0 | 0 | 0
5253 | 1791.4047 | 1791.405 | 0 | 0 | 0
5254 | 1433.6019 | 1127.728 | 0 | 305.874 | 0
5255 | 1313.2718 | 721.272 | 0 | 592 | 0
5256 | 1328.4127 | 1328.413 | 0 | 0 | 0
5257 | 1421.6486 | 1421.649 | 0 | 0 | 0
5258 | 1459.1023 | 1459.102 | 0 | 0 | 0
5259 | 1105.284 | 1105.284 | 0 | 0 | 0
5260 | 1154.691 | 1154.691 | 0 | 0 | 0
5261 | 1428.0237 | 1428.024 | 0 | 0 | 0
5262 | 1184.9728 | 1184.973 | 0 | 0 | 0
5263 | 1434.3988 | 1118.773 | 315.626 | 0 | 0
5264 | 1038.439 | 0 | 1038.439 | 0 | 81.564
5265 | 1255.5094 | 0 | 1255.51 | 0 | 386.398
5266 | 1522.3454 | 0 | 1522.345 | 0 | 531.274
5267 | 1627.697 | 0 | 1627.697 | 0 | 0
5268 | 1740.9657 | 0 | 1740.965 | 0 | 0
5269 | 1456.1419 | 0 | 1456.142 | 0 | 0
5270 | 1415.659 | 0 | 1415.659 | 0 | 0
5271 | 1574.2258 | 443.842 | 1130.383 | 0 | 0
5272 | 1456.6718 | 1352.882 | 103.79 | 0 | 0
5273 | 1710.5644 | 1108.414 | 602.151 | 0 | 0
5274 | 1605.2895 | 1458.925 | 146.365 | 0 | 0
5275 | 1610.0698 | 1610.07 | 0 | 0 | 0
5276 | 1475.0401 | 1475.04 | 0 | 0 | 0
5277 | 1838.4211 | 1838.421 | 0 | 0 | 0
5278 | 1491.7748 | 1185.901 | 0 | 305.874 | 0
5279 | 1526.041 | 934.041 | 0 | 592 | 0
5280 | 1497.353 | 1497.353 | 0 | 0 | 0
5281 | 1734.0288 | 1734.029 | 0 | 0 | 0
5282 | 1447.9459 | 1447.946 | 0 | 0 | 0
5283 | 1251.1145 | 1251.115 | 0 | 0 | 0
5284 | 1269.4429 | 1269.443 | 0 | 0 | 0
5285 | 1431.2113 | 1431.211 | 0 | 0 | 0
5286 | 1506.9156 | 1506.916 | 0 | 0 | 0
5287 | 1356.3038 | 1053.769 | 302.535 | 0 | 0
5288 | 1302.3903 | 217.292 | 1085.098 | 0 | 0
5289 | 1113.0576 | 0 | 1113.058 | 0 | 592
5290 | 1552.2695 | 0 | 1552.27 | 0 | 407.236
5291 | 1629.2201 | 0 | 1629.22 | 0 | 0
5292 | 1607.9571 | 0 | 1607.957 | 0 | 0
5293 | 1593.6599 | 0 | 1593.66 | 0 | 0
5294 | 1528.3529 | 0 | 1528.353 | 0 | 0
5295 | 1862.026 | 0 | 1862.026 | 0 | 0
5296 | 1724.6753 | 703.053 | 1021.623 | 0 | 0
5297 | 1844.8819 | 967.494 | 877.388 | 0 | 0
5298 | 1817.6831 | 1817.683 | 0 | 0 | 0
5299 | 1765.9551 | 1765.955 | 0 | 0 | 0
5300 | 1718.8879 | 1718.888 | 0 | 0 | 0
5301 | 1542.7756 | 1542.776 | 0 | 0 | 0
5302 | 1653.5431 | 1347.669 | 0 | 305.874 | 0
5303 | 1906.9535 | 1314.954 | 0 | 592 | 0
5304 | 1835.2336 | 1835.234 | 0 | 0 | 0
5305 | 1701.3564 | 1701.356 | 0 | 0 | 0
5306 | 1351.5224 | 1351.522 | 0 | 0 | 0
5307 | 1069.424 | 1069.424 | 0 | 0 | 0
5308 | 1283.7869 | 1283.787 | 0 | 0 | 0
5309 | 1391.3668 | 1391.367 | 0 | 0 | 0
5310 | 1366.6633 | 1366.663 | 0 | 0 | 0
5311 | 1409.6953 | 1214.67 | 195.025 | 0 | 0
5312 | 1126.6764 | 404.337 | 722.339 | 0 | 0
5313 | 1236.8333 | 0 | 1236.834 | 0 | 185.017
5314 | 853.2232 | 0 | 853.224 | 0 | 592
5315 | 1279.1002 | 0 | 1279.1 | 0 | 222.219
5316 | 1487.5921 | 0 | 1487.593 | 0 | 0
5317 | 1377.6534 | 0 | 1377.653 | 0 | 0
5318 | 1389.6814 | 0 | 1389.681 | 0 | 0
5319 | 1142.5534 | 0 | 1142.553 | 0 | 0
5320 | 1250.1114 | 207.672 | 1042.439 | 0 | 0
5321 | 1587.4332 | 1323.077 | 264.356 | 0 | 0
5322 | 1534.0547 | 1378.64 | 155.415 | 0 | 0
5323 | 1588.2052 | 1588.205 | 0 | 0 | 0
5324 | 1595.3702 | 1595.37 | 0 | 0 | 0
5325 | 1622.4644 | 1622.464 | 0 | 0 | 0
5326 | 1469.4619 | 1469.462 | 0 | 0 | 0
5327 | 1749.1697 | 1749.17 | 0 | 0 | 0
5328 | 1341.9598 | 1036.086 | 0 | 305.874 | 0
5329 | 1458.3055 | 1458.305 | 0 | 0 | 0
5330 | 1478.2277 | 1478.228 | 0 | 0 | 0
5331 | 1371.4446 | 1371.445 | 0 | 0 | 0
5332 | 1293.3496 | 1293.35 | 0 | 0 | 0
5333 | 1466.2743 | 1466.274 | 0 | 0 | 0
5334 | 1534.8067 | 1534.807 | 0 | 0 | 0
5335 | 1117.2373 | 233.263 | 291.974 | 592 | 0
5336 | 1320.5663 | 0 | 1320.566 | 0 | 79.453
5337 | 1426.2447 | 0 | 1426.245 | 0 | 358.556
5338 | 1743.702 | 0 | 1743.702 | 0 | 102.191
5339 | 1773.4518 | 0 | 1773.452 | 0 | 459.036
5340 | 1551.0702 | 0 | 1551.07 | 0 | 0
5341 | 1468.154 | 0 | 1468.154 | 0 | 0
5342 | 1368.2013 | 0 | 1368.201 | 0 | 0
5343 | 1425.388 | 962.688 | 462.7 | 0 | 0
5344 | 1789.557 | 627.746 | 1161.811 | 0 | 0
5345 | 1671.8207 | 1631.771 | 40.05 | 0 | 0
5346 | 1623.3211 | 1623.321 | 0 | 0 | 0
5347 | 1399.3357 | 1399.336 | 0 | 0 | 0
5348 | 1383.398 | 1383.398 | 0 | 0 | 0
5349 | 1339.5691 | 1339.569 | 0 | 0 | 0
5350 | 1674.2622 | 1368.389 | 0 | 305.874 | 0
5351 | 1441.5708 | 849.571 | 0 | 592 | 0
5352 | 1500.5405 | 1500.541 | 0 | 0 | 0
5353 | 1355.5069 | 1355.507 | 0 | 0 | 0
5354 | 1402.5233 | 1402.523 | 0 | 0 | 0
5355 | 1098.9089 | 1098.909 | 0 | 0 | 0
5356 | 1362.6789 | 1362.679 | 0 | 0 | 0
5357 | 1237.5674 | 1237.567 | 0 | 0 | 0
5358 | 1263.8647 | 1263.865 | 0 | 0 | 0
5359 | 1380.2104 | 1156.676 | 223.534 | 0 | 0
5360 | 1386.2658 | 1299.736 | 86.529 | 0 | 0
5361 | 1418.5776 | 906.309 | 512.268 | 0 | 0
5362 | 1606.5008 | 0 | 1606.501 | 0 | 535.249
5363 | 1395.5694 | 0 | 973.176 | 422.393 | 0
5364 | 1749.1418 | 0 | 1749.142 | 0 | 592
5365 | 1070.1512 | 0 | 1070.151 | 0 | 342.065
5366 | 1155.2987 | 232.789 | 922.51 | 0 | 0
5367 | 1561.8691 | 971.271 | 228.104 | 362.494 | 0
5368 | 1337.3169 | 0 | 1337.317 | 0 | 403.416
5369 | 1556.0846 | 596.613 | 959.471 | 0 | 0
5370 | 1554.3395 | 1379.46 | 174.879 | 0 | 0
5371 | 914.8386 | 914.839 | 0 | 0 | 0
5372 | 1265.4585 | 1265.459 | 0 | 0 | 0
5373 | 1199.3168 | 1199.317 | 0 | 0 | 0
5374 | 1364.2726 | 1058.399 | 0 | 305.874 | 0
5375 | 1340.366 | 748.366 | 0 | 592 | 0
5376 | 1275.0212 | 1275.021 | 0 | 0 | 0
5377 | 2321.3354 | 2321.335 | 0 | 0 | 0
5378 | 2049.5965 | 2049.597 | 0 | 0 | 0
5379 | 2418.5558 | 2418.556 | 0 | 0 | 0
5380 | 2200.2084 | 2200.208 | 0 | 0 | 0
5381 | 1996.205 | 1996.205 | 0 | 0 | 0
5382 | 2369.9456 | 2369.946 | 0 | 0 | 0
5383 | 2032.8619 | 1896.325 | 136.537 | 0 | 0
5384 | 1717.081 | 1190.753 | 526.328 | 0 | 0
5385 | 1818.1981 | 268.365 | 1549.833 | 0 | 0
5386 | 2087.6529 | 0 | 2087.653 | 0 | 58.611
5387 | 2288.3681 | 0 | 2288.368 | 0 | 592
5388 | 2277.5584 | 0 | 2277.559 | 0 | 348.625
5389 | 2252.5022 | 0 | 2252.502 | 0 | 0
5390 | 2381.0831 | 0 | 2381.083 | 0 | 0
5391 | 2172.9459 | 1044.98 | 1127.966 | 0 | 0
5392 | 1845.8412 | 1694.579 | 151.262 | 0 | 0
5393 | 2378.556 | 2342.304 | 36.252 | 0 | 0
5394 | 2247.4788 | 2228.167 | 19.312 | 0 | 0
5395 | 2405.0087 | 2405.009 | 0 | 0 | 0
5396 | 1889.422 | 1889.422 | 0 | 0 | 0
5397 | 2380.3051 | 2380.305 | 0 | 0 | 0
5398 | 2206.5835 | 1900.71 | 0 | 305.874 | 0
5399 | 2286.2723 | 1694.272 | 0 | 592 | 0
5400 | 1948.3917 | 1948.392 | 0 | 0 | 0
5401 | 1804.9518 | 1804.952 | 0 | 0 | 0
5402 | 1843.2025 | 1843.202 | 0 | 0 | 0
5403 | 1243.9425 | 1243.943 | 0 | 0 | 0
5404 | 1298.1309 | 1298.131 | 0 | 0 | 0
5405 | 1563.4947 | 1563.495 | 0 | 0 | 0
5406 | 1161.0661 | 1161.066 | 0 | 0 | 0
5407 | 1122.8155 | 860.488 | 262.327 | 0 | 0
5408 | 842.0808 | 0 | 842.081 | 0 | 552.822
5409 | 1173.7765 | 0 | 1173.776 | 0 | 446.414
5410 | 1566.0129 | 0 | 1566.013 | 0 | 0
5411 | 1402.9586 | 0 | 1402.959 | 0 | 0
5412 | 1433.2991 | 0 | 1433.299 | 0 | 0
5413 | 1510.4219 | 0 | 1510.422 | 0 | 0
5414 | 1372.2356 | 0 | 1372.235 | 0 | 0
5415 | 1544.9103 | 0 | 1544.91 | 0 | 0
5416 | 1537.5301 | 0 | 1537.53 | 0 | 0
5417 | 1196.4679 | 0 | 1196.468 | 0 | 0
5418 | 1288.0652 | 973.646 | 314.42 | 0 | 0
5419 | 1408.1115 | 1408.111 | 0 | 0 | 0
5420 | 1260.6772 | 1260.677 | 0 | 0 | 0
5421 | 1176.207 | 1176.207 | 0 | 0 | 0
5422 | 1688.6062 | 1382.732 | 0 | 305.874 | 0
5423 | 1341.1629 | 749.163 | 0 | 592 | 0
5424 | 1206.4888 | 1206.489 | 0 | 0 | 0
5425 | 1402.5233 | 1402.523 | 0 | 0 | 0
5426 | 1134.7688 | 1134.769 | 0 | 0 | 0
5427 | 1440.7739 | 1440.774 | 0 | 0 | 0
5428 | 1137.9564 | 1137.956 | 0 | 0 | 0
5429 | 876.5771 | 876.577 | 0 | 0 | 0
5430 | 1141.1439 | 1141.144 | 0 | 0 | 0
5431 | 939.5312 | 633.424 | 306.108 | 0 | 0
5432 | 1269.4808 | 162.478 | 1107.003 | 0 | 0
5433 | 1423.8829 | 0 | 1423.882 | 0 | 496.813
5434 | 1541.5026 | 0 | 1541.502 | 0 | 502.424
5435 | 1400.2571 | 0 | 1400.257 | 0 | 0
5436 | 1426.2825 | 0 | 1426.283 | 0 | 0
5437 | 1362.2406 | 0 | 1362.241 | 0 | 0
5438 | 1667.2764 | 0 | 1667.277 | 0 | 0
5439 | 1636.4498 | 0 | 1636.45 | 0 | 0
5440 | 1895.057 | 203.846 | 1691.211 | 0 | 0
5441 | 1891.8794 | 1540.977 | 350.902 | 0 | 0
5442 | 1615.2725 | 1568.331 | 46.942 | 0 | 0
5443 | 1799.3766 | 1799.377 | 0 | 0 | 0
5444 | 1355.5069 | 1355.507 | 0 | 0 | 0
5445 | 1471.8526 | 1471.853 | 0 | 0 | 0
5446 | 1823.2803 | 1517.407 | 0 | 305.874 | 0
5447 | 1494.9623 | 902.962 | 0 | 592 | 0
5448 | 1516.4783 | 1516.478 | 0 | 0 | 0
5449 | 1078.9867 | 1078.987 | 0 | 0 | 0
5450 | 1199.3168 | 1199.317 | 0 | 0 | 0
5451 | 1483.009 | 1483.009 | 0 | 0 | 0
5452 | 1071.8147 | 1071.815 | 0 | 0 | 0
5453 | 1069.424 | 1069.424 | 0 | 0 | 0
5454 | 908.4526 | 908.453 | 0 | 0 | 0
5455 | 961.0472 | 655.097 | 305.95 | 0 | 0
5456 | 1232.0808 | 123.467 | 1108.614 | 0 | 0
5457 | 898.5931 | 0 | 898.593 | 0 | 592
5458 | 1637.5824 | 0 | 1637.582 | 0 | 407.236
5459 | 1399.4642 | 0 | 1399.464 | 0 | 0
5460 | 1253.0838 | 0 | 1253.084 | 0 | 0
5461 | 1139.5362 | 0 | 1139.536 | 0 | 0
5462 | 1059.7836 | 0 | 1059.783 | 0 | 0
5463 | 1558.9445 | 0 | 1558.945 | 0 | 0
5464 | 1523.5696 | 0 | 1523.569 | 0 | 0
5465 | 1542.7437 | 255.266 | 1287.478 | 0 | 0
5466 | 951.0801 | 690.336 | 260.744 | 0 | 0
5467 | 976.1213 | 976.121 | 0 | 0 | 0
5468 | 1243.9425 | 1243.943 | 0 | 0 | 0
5469 | 1221.6297 | 1221.63 | 0 | 0 | 0
5470 | 1326.8189 | 1020.945 | 0 | 305.874 | 0
5471 | 1231.9892 | 639.989 | 0 | 592 | 0
5472 | 1280.5994 | 1280.599 | 0 | 0 | 0
5473 | 1526.8378 | 1526.838 | 0 | 0 | 0
5474 | 1339.5691 | 1339.569 | 0 | 0 | 0
5475 | 1200.1137 | 1200.114 | 0 | 0 | 0
5476 | 1116.4404 | 1116.44 | 0 | 0 | 0
5477 | 1081.3773 | 1081.377 | 0 | 0 | 0
5478 | 1066.2364 | 1066.236 | 0 | 0 | 0
5479 | 1336.3816 | 1162.567 | 173.814 | 0 | 0
5480 | 911.6949 | 0 | 911.695 | 0 | 208.365
5481 | 1039.4979 | 0 | 1039.498 | 0 | 592
5482 | 1131.3791 | 0 | 1131.379 | 0 | 198.872
5483 | 1048.2088 | 0 | 1048.209 | 0 | 0
5484 | 1006.9788 | 0 | 1006.978 | 0 | 0
5485 | 904.3835 | 0 | 904.383 | 0 | 0
5486 | 1037.6411 | 0 | 1037.641 | 0 | 0
5487 | 1025.9707 | 0 | 1025.97 | 0 | 0
5488 | 1029.466 | 0 | 1029.466 | 0 | 0
5489 | 1371.0223 | 94.105 | 1276.917 | 0 | 0
5490 | 1163.9011 | 891.228 | 272.674 | 0 | 0
5491 | 1193.7386 | 1193.739 | 0 | 0 | 0
5492 | 1105.284 | 1105.284 | 0 | 0 | 0
5493 | 1094.1275 | 1094.128 | 0 | 0 | 0
5494 | 1174.6132 | 1174.613 | 0 | 0 | 0
5495 | 1165.0506 | 956.341 | 0 | 208.71 | 0
5496 | 495.6645 | 0 | 0 | 495.664 | 0
5497 | 368.1624 | 368.162 | 0 | 0 | 0
5498 | 341.0682 | 341.068 | 0 | 0 | 0
5499 | 376.9281 | 376.928 | 0 | 0 | 0
5500 | 385.6939 | 385.694 | 0 | 0 | 0
5501 | 367.3655 | 367.365 | 0 | 0 | 0
5502 | 324.3335 | 324.334 | 0 | 0 | 0
5503 | 333.8962 | 0 | 140.397 | 193.499 | 0
5504 | 280.1859 | 0 | 280.186 | 0 | 592
5505 | 809.242 | 0 | 809.242 | 0 | 407.236
5506 | 1188.3885 | 0 | 1188.388 | 0 | 0
5507 | 993.5084 | 0 | 993.508 | 0 | 0
5508 | 1233.7922 | 0 | 1233.792 | 0 | 0
5509 | 1154.0047 | 0 | 1154.005 | 0 | 0
5510 | 1230.0597 | 0 | 1230.059 | 0 | 0
5511 | 1043.0311 | 0 | 1043.032 | 0 | 0
5512 | 1276.6757 | 0 | 1276.676 | 0 | 0
5513 | 1051.0647 | 0 | 1051.065 | 0 | 0
5514 | 1040.0298 | 775.432 | 264.598 | 0 | 0
5515 | 1084.0897 | 1084.09 | 0 | 0 | 0
5516 | 894.9055 | 451.258 | 0 | 443.647 | 0
5517 | 269.3482 | 0 | 0 | 269.348 | 0
5518 | 90.8453 | 0 | 0 | 90.845 | 0
5519 | 94.0328 | 0 | 0 | 94.033 | 0
5520 | 90.8453 | 90.845 | 0 | 0 | 0
5521 | 95.6266 | 95.627 | 0 | 0 | 0
5522 | 87.6577 | 87.658 | 0 | 0 | 0
5523 | 94.0328 | 94.033 | 0 | 0 | 0
5524 | 85.267 | 85.267 | 0 | 0 | 0
5525 | 94.8297 | 94.83 | 0 | 0 | 0
5526 | 87.6577 | 87.658 | 0 | 0 | 0
5527 | 93.2359 | 0 | 93.236 | 0 | 245.646
5528 | 76.7762 | 0 | 76.776 | 0 | 592
5529 | 83.0716 | 0 | 83.072 | 0 | 161.59
5530 | 78.5941 | 0 | 78.594 | 0 | 0
5531 | 85.6854 | 0 | 85.686 | 0 | 0
5532 | 80.162 | 0 | 80.162 | 0 | 0
5533 | 88.2653 | 0 | 88.266 | 0 | 0
5534 | 80.4469 | 0 | 80.447 | 0 | 0
5535 | 94.9911 | 0 | 94.991 | 0 | 0
5536 | 84.2281 | 0 | 84.228 | 0 | 0
5537 | 89.7426 | 0 | 89.742 | 0 | 0
5538 | 80.4598 | 0 | 80.46 | 0 | 0
5539 | 96.4285 | 0 | 0 | 96.428 | 0
5540 | 86.0639 | 0 | 0 | 86.064 | 0
5541 | 93.2359 | 0 | 0 | 93.236 | 0
5542 | 86.8608 | 0 | 0 | 86.861 | 0
5543 | 92.439 | 0 | 0 | 92.439 | 0
5544 | 86.8608 | 0 | 0 | 86.861 | 0
5545 | 93.2359 | 93.236 | 0 | 0 | 0
5546 | 87.6577 | 87.085 | 0 | 0.573 | 0
5547 | 92.439 | 0 | 0 | 92.439 | 0
5548 | 86.8608 | 0 | 0 | 86.861 | 0
5549 | 93.2359 | 0 | 0 | 93.236 | 0
5550 | 82.8764 | 0 | 0 | 82.876 | 0
5551 | 84.4702 | 0 | 84.47 | 0 | 261.163
5552 | 79.4856 | 0 | 79.486 | 0 | 592
5553 | 83.7151 | 0 | 83.715 | 0 | 146.073
5554 | 80.1929 | 0 | 80.193 | 0 | 0
5555 | 80.8682 | 0 | 80.868 | 0 | 0
5556 | 79.7665 | 0 | 79.767 | 0 | 0
5557 | 81.1979 | 0 | 81.198 | 0 | 0
5558 | 74.3586 | 0 | 74.359 | 0 | 0
5559 | 87.9635 | 0 | 87.963 | 0 | 0
5560 | 78.7595 | 0 | 78.76 | 0 | 0
5561 | 83.995 | 0 | 83.995 | 0 | 0
5562 | 78.9318 | 0 | 78.932 | 0 | 0
5563 | 94.8446 | 0 | 0 | 94.845 | 0
5564 | 89.2515 | 0 | 0 | 89.251 | 0
5565 | 93.2359 | 0 | 0 | 93.236 | 0
5566 | 86.8608 | 0 | 0 | 86.861 | 0
5567 | 96.4235 | 0 | 0 | 96.423 | 0
5568 | 86.8608 | 0 | 0 | 86.861 | 0
5569 | 93.2359 | 93.236 | 0 | 0 | 0
5570 | 88.4546 | 88.455 | 0 | 0 | 0
5571 | 86.8608 | 0.234 | 0 | 86.627 | 0
5572 | 86.8608 | 0 | 0 | 86.861 | 0
5573 | 93.2359 | 0 | 0 | 93.236 | 0
5574 | 83.6733 | 0 | 0 | 83.673 | 0
5575 | 86.8608 | 0 | 86.861 | 0 | 254.963
5576 | 75.7243 | 0 | 75.725 | 0 | 592
5577 | 84.1783 | 0 | 84.178 | 0 | 152.273
5578 | 72.4879 | 0 | 72.488 | 0 | 0
5579 | 80.7865 | 0 | 80.786 | 0 | 0
5580 | 74.8706 | 0 | 74.871 | 0 | 0
5581 | 86.2801 | 0 | 86.28 | 0 | 0
5582 | 78.115 | 0 | 78.115 | 0 | 0
5583 | 78.5463 | 0 | 78.546 | 0 | 0
5584 | 79.3432 | 0 | 79.343 | 0 | 0
5585 | 88.3072 | 0 | 88.307 | 0 | 0
5586 | 82.3435 | 0 | 82.343 | 0 | 0
5587 | 97.2562 | 0 | 0 | 97.256 | 0
5588 | 88.4546 | 0 | 0 | 88.455 | 0
5589 | 94.0328 | 0 | 0 | 94.033 | 0
5590 | 86.8608 | 0 | 0 | 86.861 | 0
5591 | 90.8453 | 0 | 0 | 90.845 | 0
5592 | 84.4702 | 0 | 0 | 84.47 | 0
5593 | 93.2359 | 93.236 | 0 | 0 | 0
5594 | 81.2826 | 67.194 | 0 | 14.089 | 0
5595 | 92.439 | 0 | 0 | 92.439 | 0
5596 | 79.6888 | 0 | 0 | 79.689 | 0
5597 | 90.0484 | 0 | 0 | 90.048 | 0
5598 | 79.6888 | 0 | 0 | 79.689 | 0
5599 | 86.0639 | 0 | 86.064 | 0 | 221.785
5600 | 75.1595 | 0 | 75.16 | 0 | 592
5601 | 85.1346 | 0 | 85.135 | 0 | 185.451
5602 | 74.1644 | 0 | 74.165 | 0 | 0
5603 | 80.2656 | 0 | 80.266 | 0 | 0
5604 | 72.995 | 0 | 72.995 | 0 | 0
5605 | 82.3325 | 0 | 82.332 | 0 | 0
5606 | 74.6694 | 0 | 74.67 | 0 | 0
5607 | 86.4494 | 0 | 86.45 | 0 | 0
5608 | 80.9369 | 0 | 80.937 | 0 | 0
5609 | 86.7502 | 0 | 86.751 | 0 | 0
5610 | 79.3501 | 0 | 79.35 | 0 | 0
5611 | 96.4444 | 0 | 0 | 96.444 | 0
5612 | 87.6577 | 0 | 0 | 87.658 | 0
5613 | 90.8453 | 0 | 0 | 90.845 | 0
5614 | 86.0639 | 0 | 0 | 86.064 | 0
5615 | 92.439 | 0 | 0 | 92.439 | 0
5616 | 87.6577 | 0 | 0 | 87.658 | 0
5617 | 94.0328 | 94.033 | 0 | 0 | 0
5618 | 86.8608 | 77.538 | 0 | 9.322 | 0
5619 | 93.2359 | 0 | 0 | 93.236 | 0
5620 | 79.6888 | 0 | 0 | 79.689 | 0
5621 | 88.4546 | 0 | 0 | 88.455 | 0
5622 | 86.0639 | 0 | 0 | 86.064 | 0
5623 | 88.4546 | 0 | 88.454 | 0 | 264.933
5624 | 78.9726 | 0 | 78.972 | 0 | 592
5625 | 84.4114 | 0 | 84.412 | 0 | 142.303
5626 | 75.3169 | 0 | 75.317 | 0 | 0
5627 | 86.3179 | 0 | 86.318 | 0 | 0
5628 | 74.6116 | 0 | 74.612 | 0 | 0
5629 | 87.3011 | 0 | 87.301 | 0 | 0
5630 | 82.3166 | 0 | 82.316 | 0 | 0
5631 | 88.9845 | 0 | 88.984 | 0 | 0
5632 | 81.1182 | 0 | 81.119 | 0 | 0
5633 | 82.9302 | 0 | 82.931 | 0 | 0
5634 | 82.6104 | 0 | 82.61 | 0 | 0
5635 | 95.6336 | 0 | 0 | 95.634 | 0
5636 | 90.8453 | 0 | 0 | 90.845 | 0
5637 | 93.2359 | 0 | 0 | 93.236 | 0
5638 | 88.4546 | 0 | 0 | 88.455 | 0
5639 | 97.2204 | 0 | 0 | 97.22 | 0
5640 | 90.0484 | 90.048 | 0 | 0 | 0
5641 | 92.439 | 92.439 | 0 | 0 | 0
5642 | 86.0639 | 8.992 | 0 | 77.072 | 0
5643 | 90.8453 | 0 | 0 | 90.845 | 0
5644 | 86.8608 | 0 | 0 | 86.861 | 0
5645 | 92.439 | 0 | 0 | 92.439 | 0
5646 | 85.267 | 0 | 0 | 85.267 | 0
5647 | 76.5013 | 0 | 76.501 | 0 | 193.242
5648 | 82.453 | 0 | 82.453 | 0 | 592
5649 | 644.2323 | 0 | 644.232 | 0 | 213.994
5650 | 550.7832 | 0 | 550.783 | 0 | 0
5651 | 872.9741 | 0 | 872.974 | 0 | 0
5652 | 946.1464 | 0 | 946.146 | 0 | 0
5653 | 1239.5337 | 158.646 | 1013.469 | 67.419 | 0
5654 | 1165.2976 | 0 | 1165.297 | 0 | 75.03
5655 | 1376.3664 | 1192.003 | 184.363 | 0 | 0
5656 | 885.9086 | 782.023 | 103.886 | 0 | 0
5657 | 1355.6593 | 1328.007 | 27.652 | 0 | 0
5658 | 1090.8972 | 1028.227 | 62.67 | 0 | 0
5659 | 1122.6312 | 1122.631 | 0 | 0 | 0
5660 | 1206.4888 | 1206.489 | 0 | 0 | 0
5661 | 1114.0497 | 1114.05 | 0 | 0 | 0
5662 | 1332.3971 | 1189.089 | 0 | 143.308 | 0
5663 | 1107.6746 | 515.675 | 0 | 592 | 0
5664 | 162.5652 | 0 | 0 | 162.565 | 0
5665 | 108.3768 | 108.377 | 0 | 0 | 0
5666 | 94.0328 | 94.033 | 0 | 0 | 0
5667 | 105.1892 | 105.189 | 0 | 0 | 0
5668 | 101.2048 | 101.205 | 0 | 0 | 0
5669 | 105.1892 | 105.189 | 0 | 0 | 0
5670 | 94.8297 | 94.83 | 0 | 0 | 0
5671 | 86.8608 | 0 | 86.861 | 0 | 62.017
5672 | 82.0825 | 0 | 82.082 | 0 | 592
5673 | 832.2691 | 0 | 832.269 | 0 | 345.219
5674 | 1035.63 | 0 | 1035.63 | 0 | 0
5675 | 888.0562 | 0 | 888.056 | 0 | 0
5676 | 1347.1615 | 0 | 1347.161 | 0 | 0
5677 | 1336.4483 | 0 | 1336.449 | 0 | 0
5678 | 1189.8149 | 0 | 1189.815 | 0 | 0
5679 | 1475.6089 | 0 | 1475.609 | 0 | 0
5680 | 1639.9322 | 0 | 1639.932 | 0 | 0
5681 | 1706.823 | 766.99 | 939.833 | 0 | 0
5682 | 1428.5228 | 1312.667 | 115.855 | 0 | 0
5683 | 1533.5207 | 1533.521 | 0 | 0 | 0
5684 | 1655.1368 | 1655.137 | 0 | 0 | 0
5685 | 1609.7142 | 1609.714 | 0 | 0 | 0
5686 | 1722.0755 | 1416.202 | 0 | 305.874 | 0
5687 | 1463.8837 | 871.884 | 0 | 592 | 0
5688 | 1754.7479 | 1754.748 | 0 | 0 | 0
5689 | 1349.1318 | 1349.132 | 0 | 0 | 0
5690 | 1326.022 | 1326.022 | 0 | 0 | 0
5691 | 1411.2891 | 1411.289 | 0 | 0 | 0
5692 | 1294.1465 | 1294.146 | 0 | 0 | 0
5693 | 1482.2121 | 1482.212 | 0 | 0 | 0
5694 | 1483.009 | 1483.009 | 0 | 0 | 0
5695 | 1287.7714 | 991.926 | 295.846 | 0 | 0
5696 | 1284.4902 | 211.141 | 1073.349 | 0 | 0
5697 | 1520.7915 | 0 | 1520.792 | 0 | 252.423
5698 | 1079.7616 | 0 | 1079.762 | 0 | 592
5699 | 1397.4561 | 0 | 1397.455 | 0 | 154.813
5700 | 1300.2516 | 0 | 1300.252 | 0 | 0
5701 | 1512.0147 | 0 | 1512.014 | 0 | 0
5702 | 1330.6818 | 0 | 1330.681 | 0 | 0
5703 | 1355.5716 | 0 | 1355.572 | 0 | 0
5704 | 1598.3855 | 515.09 | 1083.295 | 0 | 0
5705 | 1495.9604 | 976.102 | 519.859 | 0 | 0
5706 | 1298.7306 | 1137.973 | 160.757 | 0 | 0
5707 | 1402.2623 | 1402.262 | 0 | 0 | 0
5708 | 1392.1637 | 1392.164 | 0 | 0 | 0
5709 | 1202.5043 | 1202.504 | 0 | 0 | 0
5710 | 1352.3193 | 1046.446 | 0 | 305.874 | 0
5711 | 1295.7403 | 703.74 | 0 | 592 | 0
5712 | 1243.9425 | 1243.943 | 0 | 0 | 0
5713 | 1173.8164 | 1173.816 | 0 | 0 | 0
5714 | 1220.8328 | 1220.833 | 0 | 0 | 0
5715 | 1220.0359 | 1220.036 | 0 | 0 | 0
5716 | 899.6868 | 899.687 | 0 | 0 | 0
5717 | 1117.2373 | 1117.237 | 0 | 0 | 0
5718 | 1305.3029 | 1305.303 | 0 | 0 | 0
5719 | 1147.519 | 783.188 | 364.331 | 0 | 0
5720 | 929.5402 | 0 | 929.54 | 0 | 362.699
5721 | 1210.9693 | 0 | 1210.969 | 0 | 481.718
5722 | 1135.0278 | 0 | 1135.028 | 0 | 154.819
5723 | 1545.1075 | 0 | 1545.107 | 0 | 0
5724 | 1332.948 | 0 | 1332.948 | 0 | 0
5725 | 1136.3975 | 0 | 1136.397 | 0 | 0
5726 | 1310.148 | 0 | 1310.148 | 0 | 0
5727 | 1355.743 | 0 | 1355.743 | 0 | 0
5728 | 1265.597 | 0 | 1265.597 | 0 | 0
5729 | 1372.3541 | 1312.209 | 60.145 | 0 | 0
5730 | 1424.6399 | 1221.63 | 203.01 | 0 | 0
5731 | 1131.4817 | 1131.482 | 0 | 0 | 0
5732 | 1318.85 | 1318.85 | 0 | 0 | 0
5733 | 1212.067 | 1212.067 | 0 | 0 | 0
5734 | 1363.4758 | 1057.602 | 0 | 305.874 | 0
5735 | 1298.9278 | 706.928 | 0 | 592 | 0
5736 | 502.0396 | 502.04 | 0 | 0 | 0
5737 | 307.5989 | 307.599 | 0 | 0 | 0
5738 | 222.3318 | 222.332 | 0 | 0 | 0
5739 | 304.4113 | 304.411 | 0 | 0 | 0
5740 | 233.4883 | 233.488 | 0 | 0 | 0
5741 | 283.6922 | 283.692 | 0 | 0 | 0
5742 | 279.7078 | 279.708 | 0 | 0 | 0
5743 | 278.114 | 0 | 278.114 | 0 | 82.064
5744 | 207.0754 | 0 | 207.075 | 0 | 592
5745 | 1378.0269 | 0 | 1378.026 | 0 | 172.325
5746 | 1300.4519 | 0 | 1300.452 | 0 | 152.848
5747 | 1608.7589 | 0 | 1608.759 | 0 | 0
5748 | 1772.0822 | 0 | 1772.082 | 0 | 0
5749 | 1617.9401 | 0 | 1617.94 | 0 | 0
5750 | 1533.0237 | 0 | 1533.024 | 0 | 0
5751 | 1780.7354 | 0 | 1780.735 | 0 | 0
5752 | 1349.0361 | 1065.763 | 283.273 | 0 | 0
5753 | 1613.9387 | 1251.755 | 362.184 | 0 | 0
5754 | 1295.9295 | 1226.092 | 69.838 | 0 | 0
5755 | 1388.6465 | 1388.646 | 0 | 0 | 0
5756 | 1267.0523 | 1267.052 | 0 | 0 | 0
5757 | 1465.4775 | 1465.477 | 0 | 0 | 0
5758 | 1438.3833 | 1132.51 | 0 | 305.874 | 0
5759 | 1352.3193 | 760.319 | 0 | 592 | 0
5760 | 574.5564 | 574.556 | 0 | 0 | 0
5761 | 496.4614 | 496.461 | 0 | 0 | 0
5762 | 496.4614 | 496.461 | 0 | 0 | 0
5763 | 502.0396 | 502.04 | 0 | 0 | 0
5764 | 419.9601 | 419.96 | 0 | 0 | 0
5765 | 483.7112 | 483.711 | 0 | 0 | 0
5766 | 465.3827 | 465.383 | 0 | 0 | 0
5767 | 470.1641 | 169.545 | 300.619 | 0 | 0
5768 | 384.0224 | 0 | 384.023 | 0 | 592
5769 | 1040.75 | 0 | 1040.75 | 0 | 407.236
5770 | 1686.0651 | 0 | 1686.065 | 0 | 0
5771 | 1865.857 | 0 | 1865.857 | 0 | 0
5772 | 1807.6941 | 0 | 1807.694 | 0 | 0
5773 | 1599.518 | 0 | 1599.518 | 0 | 0
5774 | 1650.484 | 0 | 1650.484 | 0 | 0
5775 | 1952.3423 | 0 | 1952.342 | 0 | 0
5776 | 1917.6398 | 1134.834 | 782.806 | 0 | 0
5777 | 1638.3992 | 1527.554 | 110.846 | 0 | 0
5778 | 1789.8428 | 1674.991 | 114.852 | 0 | 0
5779 | 1557.9215 | 1557.921 | 0 | 0 | 0
5780 | 1417.6642 | 1417.664 | 0 | 0 | 0
5781 | 1755.5448 | 1755.545 | 0 | 0 | 0
5782 | 1519.6659 | 1213.792 | 0 | 305.874 | 0
5783 | 1699.7626 | 1107.763 | 0 | 592 | 0
5784 | 524.3525 | 524.352 | 0 | 0 | 0
5785 | 475.7423 | 475.742 | 0 | 0 | 0
5786 | 485.3049 | 485.305 | 0 | 0 | 0
5787 | 448.6481 | 448.648 | 0 | 0 | 0
5788 | 408.8037 | 408.804 | 0 | 0 | 0
5789 | 496.4614 | 496.461 | 0 | 0 | 0
5790 | 478.9298 | 478.93 | 0 | 0 | 0
5791 | 400.8348 | 152.297 | 248.538 | 0 | 0
5792 | 182.8679 | 0 | 182.867 | 0 | 592
5793 | 1356.1404 | 0 | 1356.141 | 0 | 298.463
5794 | 1493.0687 | 0 | 1493.069 | 0 | 108.773
5795 | 1601.832 | 0 | 1601.832 | 0 | 0
5796 | 1394.3631 | 0 | 1394.363 | 0 | 0
5797 | 1717.3001 | 0 | 1717.301 | 0 | 0
5798 | 1250.3824 | 0 | 1250.383 | 0 | 0
5799 | 1121.1221 | 0 | 1121.122 | 0 | 0
5800 | 1607.7798 | 524.113 | 1083.667 | 0 | 0
5801 | 1448.2039 | 1173.395 | 274.809 | 0 | 0
5802 | 1364.7797 | 1315.144 | 49.635 | 0 | 0
5803 | 1446.5205 | 1446.52 | 0 | 0 | 0
5804 | 1027.9858 | 1027.986 | 0 | 0 | 0
5805 | 1208.0826 | 1208.083 | 0 | 0 | 0
5806 | 1391.3668 | 1085.493 | 0 | 305.874 | 0
5807 | 960.2503 | 368.25 | 0 | 592 | 0
5808 | 1379.4135 | 1379.414 | 0 | 0 | 0
5809 | 1115.6435 | 1115.644 | 0 | 0 | 0
5810 | 1562.6978 | 1562.698 | 0 | 0 | 0
5811 | 1405.7108 | 1405.711 | 0 | 0 | 0
5812 | 1476.6339 | 1476.634 | 0 | 0 | 0
5813 | 1177.8008 | 1177.801 | 0 | 0 | 0
5814 | 1127.5968 | 1127.597 | 0 | 0 | 0
5815 | 1133.1751 | 816.873 | 316.302 | 0 | 0
5816 | 181.302 | 0 | 181.302 | 0 | 592
5817 | 479.2755 | 0 | 479.275 | 0 | 407.236
5818 | 453.9145 | 0 | 453.915 | 0 | 0
5819 | 496.7951 | 0 | 496.795 | 0 | 0
5820 | 414.3719 | 0 | 414.372 | 0 | 0
5821 | 318.7732 | 0 | 318.773 | 0 | 0
5822 | 334.3604 | 0 | 334.361 | 0 | 0
5823 | 406.4429 | 0 | 406.443 | 0 | 0
5824 | 328.2074 | 0 | 328.208 | 0 | 0
5825 | 412.0002 | 0 | 412 | 0 | 0
5826 | 284.013 | 82.434 | 201.579 | 0 | 0
5827 | 303.3544 | 303.354 | 0 | 0 | 0
5828 | 260.5825 | 260.582 | 0 | 0 | 0
5829 | 203.2065 | 203.206 | 0 | 0 | 0
5830 | 329.9117 | 53.544 | 0 | 276.368 | 0
5831 | 295.6455 | 0 | 0 | 295.646 | 0
5832 | 301.2237 | 0 | 0 | 301.224 | 0
5833 | 332.0389 | 332.039 | 0 | 0 | 0
5834 | 303.4149 | 303.415 | 0 | 0 | 0
5835 | 303.4149 | 303.415 | 0 | 0 | 0
5836 | 323.0428 | 323.043 | 0 | 0 | 0
5837 | 232.2637 | 232.264 | 0 | 0 | 0
5838 | 282.1513 | 282.151 | 0 | 0 | 0
5839 | 262.5234 | 0 | 237.887 | 24.636 | 0
5840 | 251.6319 | 0 | 251.632 | 0 | 592
5841 | 470.5752 | 0 | 470.575 | 0 | 407.236
5842 | 1198.9713 | 0 | 1198.971 | 0 | 0
5843 | 1601.2271 | 0 | 1601.227 | 0 | 0
5844 | 1241.291 | 0 | 1241.291 | 0 | 0
5845 | 1602.0439 | 0 | 1602.044 | 0 | 0
5846 | 1542.9506 | 0 | 1542.951 | 0 | 0
5847 | 1640.668 | 0 | 1640.668 | 0 | 0
5848 | 1242.7375 | 0 | 1242.737 | 0 | 0
5849 | 1329.2874 | 259.393 | 1069.894 | 0 | 0
5850 | 1176.7039 | 971.569 | 205.135 | 0 | 0
5851 | 1489.1425 | 1489.142 | 0 | 0 | 0
5852 | 1527.7062 | 1527.706 | 0 | 0 | 0
5853 | 1849.1134 | 1849.113 | 0 | 0 | 0
5854 | 1687.1831 | 1381.309 | 0 | 305.874 | 0
5855 | 1236.5588 | 644.559 | 0 | 592 | 0
5856 | 1050.9114 | 1050.911 | 0 | 0 | 0
5857 | 1364.9581 | 1364.958 | 0 | 0 | 0
5858 | 1355.1441 | 1355.144 | 0 | 0 | 0
5859 | 1388.6752 | 1388.675 | 0 | 0 | 0
5860 | 1544.0628 | 1544.063 | 0 | 0 | 0
5861 | 1248.0084 | 1248.008 | 0 | 0 | 0
5862 | 1493.3574 | 1493.357 | 0 | 0 | 0
5863 | 1527.7062 | 1150.003 | 377.704 | 0 | 0
5864 | 1240.9649 | 0 | 1240.965 | 0 | 250.695
5865 | 1314.0022 | 0 | 1314.002 | 0 | 592
5866 | 1895.8186 | 0 | 1895.818 | 0 | 156.541
5867 | 1738.3935 | 0 | 1738.394 | 0 | 0
5868 | 1628.6735 | 0 | 1628.674 | 0 | 0
5869 | 1331.8493 | 0 | 1331.849 | 0 | 0
5870 | 1502.9147 | 0 | 1502.915 | 0 | 0
5871 | 1067.9509 | 0 | 1067.951 | 0 | 0
5872 | 1186.9605 | 0 | 1186.96 | 0 | 0
5873 | 1465.9979 | 279.42 | 1186.578 | 0 | 0
5874 | 1552.9578 | 1351.649 | 201.309 | 0 | 0
5875 | 1503.1713 | 1503.171 | 0 | 0 | 0
5876 | 1143.3262 | 1143.326 | 0 | 0 | 0
5877 | 1723.9854 | 1723.985 | 0 | 0 | 0
5878 | 1668.373 | 1362.499 | 0 | 305.874 | 0
5879 | 1373.1364 | 781.136 | 0 | 592 | 0
5880 | 1233.2875 | 1233.287 | 0 | 0 | 0
5881 | 1690.4544 | 1690.454 | 0 | 0 | 0
5882 | 1819.6715 | 1819.672 | 0 | 0 | 0
5883 | 1252.9154 | 1252.915 | 0 | 0 | 0
5884 | 1363.3224 | 1363.322 | 0 | 0 | 0
5885 | 1499.0822 | 1499.082 | 0 | 0 | 0
5886 | 1406.6674 | 1406.667 | 0 | 0 | 0
5887 | 1239.0123 | 854.811 | 384.201 | 0 | 0
5888 | 1144.3567 | 0 | 1144.356 | 0 | 357.622
5889 | 1160.5057 | 0 | 1160.506 | 0 | 592
5890 | 1535.5758 | 0 | 1535.576 | 0 | 49.614
5891 | 1778.9231 | 0 | 1778.923 | 0 | 0
5892 | 1434.3111 | 0 | 1434.311 | 0 | 0
5893 | 1226.9442 | 0 | 1226.944 | 0 | 0
5894 | 1067.315 | 0 | 1067.315 | 0 | 0
5895 | 1327.1212 | 0 | 1327.121 | 0 | 0
5896 | 1593.7705 | 0 | 1593.77 | 0 | 0
5897 | 1265.787 | 454.455 | 811.332 | 0 | 0
5898 | 1411.0786 | 1259.231 | 151.848 | 0 | 0
5899 | 906.1208 | 906.121 | 0 | 0 | 0
5900 | 1138.4192 | 1138.419 | 0 | 0 | 0
5901 | 1154.7758 | 1154.776 | 0 | 0 | 0
5902 | 1472.9116 | 1167.038 | 0 | 305.874 | 0
5903 | 1362.5046 | 770.505 | 0 | 592 | 0
5904 | 141.4846 | 141.485 | 0 | 0 | 0
5905 | 99.7752 | 99.775 | 0 | 0 | 0
5906 | 96.5039 | 96.504 | 0 | 0 | 0
5907 | 105.5001 | 105.5 | 0 | 0 | 0
5908 | 94.8683 | 94.868 | 0 | 0 | 0
5909 | 100.5931 | 100.593 | 0 | 0 | 0
5910 | 91.5969 | 91.597 | 0 | 0 | 0
5911 | 86.69 | 0 | 86.69 | 0 | 296.125
5912 | 88.3635 | 0 | 88.363 | 0 | 592
5913 | 674.8497 | 0 | 674.85 | 0 | 111.111
5914 | 1069.3668 | 0 | 1069.367 | 0 | 0
5915 | 1034.0283 | 0 | 1034.028 | 0 | 0
5916 | 1101.8888 | 0 | 1101.888 | 0 | 0
5917 | 1309.4418 | 0 | 1309.442 | 0 | 0
5918 | 1334.591 | 0 | 1334.591 | 0 | 0
5919 | 1249.9334 | 0 | 1249.933 | 0 | 0
5920 | 1409.4378 | 0 | 1409.438 | 0 | 0
5921 | 1475.0421 | 343.368 | 1131.674 | 0 | 0
5922 | 1347.0834 | 1194.943 | 152.141 | 0 | 0
5923 | 1438.5628 | 1438.563 | 0 | 0 | 0
5924 | 1652.8342 | 1652.834 | 0 | 0 | 0
5925 | 1743.6133 | 1743.613 | 0 | 0 | 0
5926 | 1660.1947 | 1354.321 | 0 | 305.874 | 0
5927 | 1413.2101 | 821.21 | 0 | 592 | 0
5928 | 139.8489 | 139.849 | 0 | 0 | 0
5929 | 107.1357 | 107.136 | 0 | 0 | 0
5930 | 98.9574 | 98.957 | 0 | 0 | 0
5931 | 102.2287 | 102.229 | 0 | 0 | 0
5932 | 100.5931 | 100.593 | 0 | 0 | 0
5933 | 103.8644 | 103.864 | 0 | 0 | 0
5934 | 97.3218 | 97.322 | 0 | 0 | 0
5935 | 94.8683 | 83.181 | 11.688 | 0 | 0
5936 | 87.886 | 0 | 87.886 | 0 | 592
5937 | 953.4016 | 0 | 953.401 | 0 | 81.019
5938 | 1414.2467 | 0 | 1414.247 | 0 | 326.217
5939 | 1289.2178 | 0 | 1289.218 | 0 | 0
5940 | 1489.7845 | 0 | 1489.784 | 0 | 0
5941 | 1378.1088 | 0 | 1378.109 | 0 | 0
5942 | 1448.9237 | 0 | 1448.924 | 0 | 0
5943 | 1588.6233 | 0 | 1588.623 | 0 | 0
5944 | 1511.5071 | 686.972 | 824.535 | 0 | 0
5945 | 1311.4301 | 873.874 | 437.556 | 0 | 0
5946 | 1754.8452 | 1682.094 | 72.751 | 0 | 0
5947 | 1257.345 | 1257.345 | 0 | 0 | 0
5948 | 847.2718 | 847.272 | 0 | 0 | 0
5949 | 1282.3573 | 1282.357 | 0 | 0 | 0
5950 | 1299.5317 | 993.658 | 0 | 305.874 | 0
5951 | 1363.3224 | 771.322 | 0 | 592 | 0
5952 | 1331.4271 | 1331.427 | 0 | 0 | 0
5953 | 1392.7643 | 1392.764 | 0 | 0 | 0
5954 | 954.4075 | 954.407 | 0 | 0 | 0
5955 | 1391.9465 | 1391.946 | 0 | 0 | 0
5956 | 1367.4116 | 1367.412 | 0 | 0 | 0
5957 | 1018.1982 | 1018.198 | 0 | 0 | 0
5958 | 1299.5317 | 1299.532 | 0 | 0 | 0
5959 | 1066.4502 | 764.49 | 301.96 | 0 | 0
5960 | 879.7304 | 0 | 879.731 | 0 | 592
5961 | 1118.7892 | 0 | 1118.789 | 0 | 407.236
5962 | 1147.7987 | 0 | 1147.799 | 0 | 0
5963 | 1167.7466 | 0 | 1167.746 | 0 | 0
5964 | 1009.8492 | 0 | 1009.849 | 0 | 0
5965 | 1123.4907 | 0 | 1123.491 | 0 | 0
5966 | 1352.7826 | 0 | 1352.783 | 0 | 0
5967 | 1227.347 | 782.201 | 445.146 | 0 | 0
5968 | 1201.4218 | 1076.561 | 124.861 | 0 | 0
5969 | 1209.5909 | 1177.814 | 31.777 | 0 | 0
5970 | 1315.1216 | 1315.122 | 0 | 0 | 0
5971 | 1232.4093 | 1232.409 | 0 | 0 | 0
5972 | 1067.268 | 1067.268 | 0 | 0 | 0
5973 | 1498.2644 | 1498.264 | 0 | 0 | 0
5974 | 1077.8998 | 772.026 | 0 | 305.874 | 0
5975 | 1290.5356 | 698.536 | 0 | 592 | 0
5976 | 956.861 | 956.861 | 0 | 0 | 0
5977 | 1195.6673 | 1195.667 | 0 | 0 | 0
5978 | 1304.4387 | 1304.439 | 0 | 0 | 0
5979 | 1028.83 | 1028.83 | 0 | 0 | 0
5980 | 1461.462 | 1461.462 | 0 | 0 | 0
5981 | 1392.7643 | 1392.764 | 0 | 0 | 0
5982 | 1118.7913 | 1118.791 | 0 | 0 | 0
5983 | 1271.7255 | 1114.085 | 157.641 | 0 | 0
5984 | 186.0829 | 0 | 186.083 | 0 | 447.338
5985 | 155.6841 | 0 | 155.684 | 0 | 551.898
5986 | 185.2027 | 0 | 185.203 | 0 | 0
5987 | 174.4073 | 0 | 174.407 | 0 | 0
5988 | 189.5525 | 0 | 189.552 | 0 | 0
5989 | 199.8194 | 0 | 199.819 | 0 | 0
5990 | 201.4499 | 0 | 201.45 | 0 | 0
5991 | 132.424 | 0 | 132.424 | 0 | 0
5992 | 181.7586 | 0 | 181.759 | 0 | 0
5993 | 119.9634 | 0 | 119.963 | 0 | 0
5994 | 101.4733 | 0 | 100.471 | 1.002 | 0
5995 | 112.5998 | 0 | 0 | 112.6 | 0
5996 | 110.407 | 0 | 0 | 110.407 | 0
5997 | 102.2287 | 0 | 0 | 102.229 | 0
5998 | 93.2326 | 0 | 0 | 93.233 | 0
5999 | 102.2287 | 0 | 0 | 102.229 | 0
6000 | 95.6861 | 0 | 0 | 95.686 | 0
6001 | 100.5931 | 100.593 | 0 | 0 | 0
6002 | 92.4148 | 92.415 | 0 | 0 | 0
6003 | 98.9574 | 98.957 | 0 | 0 | 0
6004 | 93.2326 | 3.299 | 0 | 89.934 | 0
6005 | 98.9574 | 0 | 0 | 98.957 | 0
6006 | 91.5969 | 0 | 0 | 91.597 | 0
6007 | 94.8683 | 0 | 94.869 | 0 | 208.675
6008 | 88.6732 | 0 | 88.674 | 0 | 592
6009 | 877.3751 | 0 | 877.375 | 0 | 198.561
6010 | 1234.046 | 0 | 1234.046 | 0 | 0
6011 | 1673.4272 | 0 | 1673.427 | 0 | 0
6012 | 1423.6773 | 0 | 1423.677 | 0 | 0
6013 | 1772.2558 | 983.64 | 788.616 | 0 | 0
6014 | 1493.8665 | 879.166 | 614.7 | 0 | 0
6015 | 1557.6541 | 1383.953 | 173.701 | 0 | 0
6016 | 1584.9707 | 1379.515 | 205.456 | 0 | 0
6017 | 1772.4797 | 1589.441 | 183.039 | 0 | 0
6018 | 1755.7039 | 1730.334 | 25.37 | 0 | 0
6019 | 1611.083 | 1611.083 | 0 | 0 | 0
6020 | 1745.249 | 1745.249 | 0 | 0 | 0
6021 | 1431.2023 | 1431.202 | 0 | 0 | 0
6022 | 1315.8883 | 1010.015 | 0 | 305.874 | 0
6023 | 1081.1711 | 489.171 | 0 | 592 | 0
6024 | 1571.0512 | 1571.051 | 0 | 0 | 0
6025 | 1019.8339 | 1019.834 | 0 | 0 | 0
6026 | 1302.803 | 1302.803 | 0 | 0 | 0
6027 | 1215.2952 | 1215.295 | 0 | 0 | 0
6028 | 1135.9657 | 1135.966 | 0 | 0 | 0
6029 | 1096.7099 | 1096.71 | 0 | 0 | 0
6030 | 1092.6207 | 1092.621 | 0 | 0 | 0
6031 | 1315.8883 | 929.253 | 386.636 | 0 | 0
6032 | 1094.9209 | 267.354 | 827.567 | 0 | 0
6033 | 1387.202 | 39.743 | 1347.459 | 0 | 0
6034 | 1405.6574 | 0 | 1405.657 | 0 | 592
6035 | 1365.2484 | 0 | 1365.249 | 0 | 407.236
6036 | 1221.3717 | 0 | 1221.372 | 0 | 0
6037 | 1267.0966 | 0 | 1267.096 | 0 | 0
6038 | 1528.0967 | 0 | 1528.097 | 0 | 0
6039 | 1700.6118 | 0 | 1700.612 | 0 | 0
6040 | 1411.0387 | 0 | 1411.039 | 0 | 0
6041 | 1480.8333 | 1175.689 | 305.144 | 0 | 0
6042 | 1727.6442 | 1683.035 | 44.609 | 0 | 0
6043 | 1863.8394 | 1863.839 | 0 | 0 | 0
6044 | 874.2602 | 874.26 | 0 | 0 | 0
6045 | 1106.5238 | 1106.524 | 0 | 0 | 0
6046 | 1191.5782 | 885.704 | 0 | 305.874 | 0
6047 | 1427.931 | 835.931 | 0 | 592 | 0
6048 | 771.2136 | 771.214 | 0 | 0 | 0
6049 | 615.8259 | 615.826 | 0 | 0 | 0
6050 | 593.7445 | 593.745 | 0 | 0 | 0
6051 | 716.419 | 716.419 | 0 | 0 | 0
6052 | 741.7717 | 741.772 | 0 | 0 | 0
6053 | 516.8685 | 516.868 | 0 | 0 | 0
6054 | 739.3182 | 739.318 | 0 | 0 | 0
6055 | 691.8841 | 486.253 | 205.631 | 0 | 0
6056 | 788.801 | 31.658 | 757.143 | 0 | 0
6057 | 672.9677 | 0 | 672.968 | 0 | 397.721
6058 | 848.4842 | 0 | 848.484 | 0 | 555.131
6059 | 583.859 | 0 | 583.86 | 0 | 46.384
6060 | 720.5879 | 0 | 720.587 | 0 | 0
6061 | 820.5103 | 0 | 820.51 | 0 | 0
6062 | 864.1732 | 0 | 864.173 | 0 | 0
6063 | 828.4586 | 0 | 828.458 | 0 | 0
6064 | 969.7735 | 0 | 969.774 | 0 | 0
6065 | 882.8525 | 0 | 882.853 | 0 | 0
6066 | 889.7008 | 721.984 | 167.717 | 0 | 0
6067 | 815.3764 | 815.376 | 0 | 0 | 0
6068 | 857.0857 | 857.086 | 0 | 0 | 0
6069 | 776.1206 | 776.121 | 0 | 0 | 0
6070 | 704.9694 | 370.581 | 0 | 334.389 | 0
6071 | 563.4848 | 0 | 0 | 563.485 | 0
6072 | 704.9694 | 704.969 | 0 | 0 | 0
6073 | 1049.2758 | 1049.276 | 0 | 0 | 0
6074 | 1127.7874 | 1127.787 | 0 | 0 | 0
6075 | 815.3764 | 815.376 | 0 | 0 | 0
6076 | 836.64 | 836.64 | 0 | 0 | 0
6077 | 796.5663 | 796.566 | 0 | 0 | 0
6078 | 758.1283 | 758.128 | 0 | 0 | 0
6079 | 855.4501 | 663.299 | 192.151 | 0 | 0
6080 | 639.7638 | 0 | 639.764 | 0 | 78.355
6081 | 302.7034 | 0 | 302.703 | 0 | 592
6082 | 287.4345 | 0 | 287.435 | 0 | 328.881
6083 | 226.1197 | 0 | 226.12 | 0 | 0
6084 | 306.2691 | 0 | 306.269 | 0 | 0
6085 | 908.0488 | 0 | 908.049 | 0 | 0
6086 | 1146.5832 | 0 | 1146.584 | 0 | 0
6087 | 858.2665 | 684.188 | 174.079 | 0 | 0
6088 | 1394.3683 | 1305.669 | 88.699 | 0 | 0
6089 | 1415.3466 | 1379.005 | 36.342 | 0 | 0
6090 | 1274.8271 | 1274.827 | 0 | 0 | 0
6091 | 1217.7058 | 1217.706 | 0 | 0 | 0
6092 | 1113.8843 | 1113.884 | 0 | 0 | 0
6093 | 1204.6634 | 1204.663 | 0 | 0 | 0
6094 | 1071.3572 | 765.483 | 0 | 305.874 | 0
6095 | 1266.8185 | 674.819 | 0 | 592 | 0
6096 | 1126.9696 | 1126.97 | 0 | 0 | 0
6097 | 1026.3765 | 1026.377 | 0 | 0 | 0
6098 | 914.3338 | 914.334 | 0 | 0 | 0
6099 | 758.1283 | 758.128 | 0 | 0 | 0
6100 | 830.0973 | 830.097 | 0 | 0 | 0
6101 | 926.6013 | 926.601 | 0 | 0 | 0
6102 | 1324.0666 | 1324.067 | 0 | 0 | 0
6103 | 1107.3417 | 796.123 | 311.219 | 0 | 0
6104 | 949.5925 | 0 | 949.593 | 0 | 145.39
6105 | 1070.4841 | 0 | 1070.484 | 0 | 592
6106 | 1490.9918 | 0 | 1490.992 | 0 | 261.846
6107 | 1371.7788 | 0 | 1371.779 | 0 | 0
6108 | 1488.1212 | 0 | 1488.122 | 0 | 0
6109 | 1658.559 | 0 | 1658.559 | 0 | 0
6110 | 1466.1104 | 578.227 | 746.239 | 141.644 | 0
6111 | 1663.649 | 0 | 1663.649 | 0 | 157.635
6112 | 1239.8362 | 139.1 | 1100.736 | 0 | 0
6113 | 1491.3363 | 661.786 | 829.55 | 0 | 0
6114 | 1536.6216 | 1412.933 | 123.688 | 0 | 0
6115 | 1553.0947 | 1553.095 | 0 | 0 | 0
6116 | 1250.4619 | 1250.462 | 0 | 0 | 0
6117 | 1401.7604 | 1401.76 | 0 | 0 | 0
6118 | 1464.7333 | 1158.86 | 0 | 305.874 | 0
6119 | 1255.3689 | 663.369 | 0 | 592 | 0
6120 | 1278.2681 | 1278.268 | 0 | 0 | 0
6121 | 1221.8379 | 1221.838 | 0 | 0 | 0
6122 | 1106.5238 | 1106.524 | 0 | 0 | 0
6123 | 1113.0665 | 1113.066 | 0 | 0 | 0
6124 | 1459.8264 | 1459.826 | 0 | 0 | 0
6125 | 963.4036 | 963.404 | 0 | 0 | 0
6126 | 978.9424 | 978.942 | 0 | 0 | 0
6127 | 1391.9465 | 968.253 | 423.693 | 0 | 0
6128 | 1243.5472 | 0 | 1243.547 | 0 | 338.514
6129 | 1089.836 | 0 | 1089.836 | 0 | 592
6130 | 1125.3411 | 0 | 1125.341 | 0 | 68.722
6131 | 1443.0721 | 0 | 1443.072 | 0 | 0
6132 | 1395.4795 | 0 | 1395.48 | 0 | 0
6133 | 1267.3981 | 0 | 1267.399 | 0 | 0
6134 | 1171.6916 | 0 | 1171.691 | 0 | 0
6135 | 1207.4389 | 0 | 1207.439 | 0 | 0
6136 | 1296.1408 | 0 | 1296.141 | 0 | 0
6137 | 1213.9294 | 149.856 | 1064.073 | 0 | 0
6138 | 1030.8817 | 896.892 | 133.99 | 0 | 0
6139 | 1441.0183 | 1441.018 | 0 | 0 | 0
6140 | 967.4928 | 967.493 | 0 | 0 | 0
6141 | 1176.0394 | 1176.039 | 0 | 0 | 0
6142 | 1427.1132 | 1121.24 | 0 | 305.874 | 0
6143 | 1197.303 | 605.303 | 0 | 592 | 0
6144 | 1134.3301 | 1134.33 | 0 | 0 | 0
6145 | 1411.5744 | 1411.574 | 0 | 0 | 0
6146 | 1233.2875 | 1233.287 | 0 | 0 | 0
6147 | 1411.5744 | 1411.574 | 0 | 0 | 0
6148 | 1032.9192 | 1032.919 | 0 | 0 | 0
6149 | 981.3959 | 981.396 | 0 | 0 | 0
6150 | 1022.2874 | 1022.287 | 0 | 0 | 0
6151 | 1038.644 | 628.994 | 409.65 | 0 | 0
6152 | 236.2455 | 0 | 236.246 | 0 | 592
6153 | 185.3969 | 0 | 185.398 | 0 | 407.236
6154 | 160.3938 | 0 | 160.394 | 0 | 0
6155 | 207.2309 | 0 | 207.231 | 0 | 0
6156 | 198.151 | 0 | 198.151 | 0 | 0
6157 | 199.0353 | 0 | 199.036 | 0 | 0
6158 | 150.5308 | 0 | 150.53 | 0 | 0
6159 | 152.6909 | 0 | 152.691 | 0 | 0
6160 | 170.769 | 0 | 170.769 | 0 | 0
6161 | 138.479 | 0 | 138.479 | 0 | 0
6162 | 137.6387 | 0 | 66.71 | 70.928 | 0
6163 | 108.4667 | 0 | 0 | 108.467 | 0
6164 | 0 | 0 | 0 | 0 | 0
6165 | 0 | 0 | 0 | 0 | 0
6166 | 87.5078 | 0 | 0 | 87.508 | 0
6167 | 89.1435 | 0 | 0 | 89.143 | 0
6168 | 92.4148 | 0 | 0 | 92.415 | 0
6169 | 86.69 | 69.092 | 0 | 17.598 | 0
6170 | 89.1435 | 0 | 0 | 89.143 | 0
6171 | 82.6008 | 0 | 0 | 82.601 | 0
6172 | 88.3256 | 0 | 0 | 88.326 | 0
6173 | 83.4186 | 0 | 0 | 83.419 | 0
6174 | 88.3256 | 0 | 0 | 88.326 | 0
6175 | 70.3334 | 0 | 70.334 | 0 | 324.056
6176 | 96.5407 | 0 | 96.541 | 0 | 592
6177 | 784.7098 | 0 | 784.71 | 0 | 83.18
6178 | 1340.7248 | 0 | 1340.725 | 0 | 0
6179 | 1486.7248 | 0 | 1486.725 | 0 | 0
6180 | 1306.7255 | 0 | 1306.725 | 0 | 0
6181 | 1510.7833 | 0 | 1510.783 | 0 | 0
6182 | 1642.3118 | 0 | 1642.311 | 0 | 0
6183 | 1547.9905 | 0 | 1547.991 | 0 | 0
6184 | 1693.5468 | 0 | 1693.546 | 0 | 0
6185 | 1585.4113 | 609.412 | 976 | 0 | 0
6186 | 1638.605 | 1503.747 | 134.858 | 0 | 0
6187 | 1627.7258 | 1627.726 | 0 | 0 | 0
6188 | 1555.5125 | 1555.512 | 0 | 0 | 0
6189 | 1476.183 | 1476.183 | 0 | 0 | 0
6190 | 1661.8303 | 1355.957 | 0 | 305.874 | 0
6191 | 1613.5784 | 1021.578 | 0 | 592 | 0
6192 | 1260.2759 | 1260.276 | 0 | 0 | 0
6193 | 1171.9502 | 1171.95 | 0 | 0 | 0
6194 | 1521.1636 | 1521.164 | 0 | 0 | 0
6195 | 1377.2255 | 1377.226 | 0 | 0 | 0
6196 | 1270.9077 | 1270.908 | 0 | 0 | 0
6197 | 1565.3264 | 1565.326 | 0 | 0 | 0
6198 | 1360.8689 | 1360.869 | 0 | 0 | 0
6199 | 1170.3146 | 884.026 | 286.288 | 0 | 0
6200 | 1033.4007 | 0 | 1033.401 | 0 | 29.376
6201 | 1230.7481 | 0 | 1230.748 | 0 | 592
6202 | 1537.052 | 0 | 1537.052 | 0 | 377.86
6203 | 1548.9034 | 0 | 1548.903 | 0 | 0
6204 | 1590.8468 | 0 | 1590.847 | 0 | 0
6205 | 1238.0554 | 0 | 1238.055 | 0 | 0
6206 | 1441.5264 | 0 | 1441.526 | 0 | 0
6207 | 1346.8708 | 0 | 1346.871 | 0 | 0
6208 | 1554.022 | 0 | 1554.022 | 0 | 0
6209 | 1638.7226 | 1047.358 | 591.365 | 0 | 0
6210 | 1543.6519 | 1469.289 | 74.363 | 0 | 0
6211 | 1296.4209 | 1296.421 | 0 | 0 | 0
6212 | 1246.3728 | 1246.373 | 0 | 0 | 0
6213 | 1571.8691 | 1571.869 | 0 | 0 | 0
6214 | 1827.8498 | 1521.976 | 0 | 305.874 | 0
6215 | 1962.7917 | 1370.792 | 0 | 592 | 0
6216 | 1447.5589 | 1447.559 | 0 | 0 | 0
6217 | 1347.7837 | 1347.784 | 0 | 0 | 0
6218 | 1417.2992 | 1417.299 | 0 | 0 | 0
6219 | 1479.4543 | 1479.454 | 0 | 0 | 0
6220 | 1595.5861 | 1595.586 | 0 | 0 | 0
6221 | 1610.3071 | 1610.307 | 0 | 0 | 0
6222 | 1157.2293 | 1157.229 | 0 | 0 | 0
6223 | 1109.7952 | 889.406 | 220.39 | 0 | 0
6224 | 994.4167 | 185.863 | 808.553 | 0 | 0
6225 | 1024.9954 | 0 | 1024.995 | 0 | 257.777
6226 | 1252.2468 | 0 | 1252.247 | 0 | 592
6227 | 1666.1761 | 0 | 1666.177 | 0 | 149.459
6228 | 1295.9036 | 0 | 1295.903 | 0 | 0
6229 | 1418.6527 | 0 | 1418.653 | 0 | 0
6230 | 1542.1992 | 0 | 1542.199 | 0 | 0
6231 | 1525.4623 | 0 | 1525.462 | 0 | 0
6232 | 1140.3677 | 0 | 1140.367 | 0 | 0
6233 | 1753.2821 | 648.686 | 1104.596 | 0 | 0
6234 | 1615.8908 | 1501.658 | 114.232 | 0 | 0
6235 | 1178.4929 | 1178.493 | 0 | 0 | 0
6236 | 1647.9272 | 1647.927 | 0 | 0 | 0
6237 | 1432.0201 | 1432.02 | 0 | 0 | 0
6238 | 1643.0203 | 1337.147 | 0 | 305.874 | 0
6239 | 1400.1248 | 808.125 | 0 | 592 | 0
6240 | 1198.1208 | 1198.121 | 0 | 0 | 0
6241 | 1325.7023 | 1325.702 | 0 | 0 | 0
6242 | 1425.4775 | 1425.478 | 0 | 0 | 0
6243 | 1218.5665 | 1218.567 | 0 | 0 | 0
6244 | 1399.3069 | 1399.307 | 0 | 0 | 0
6245 | 1315.0705 | 1315.07 | 0 | 0 | 0
6246 | 733.5934 | 733.593 | 0 | 0 | 0
6247 | 983.0315 | 541.644 | 441.388 | 0 | 0
6248 | 877.8811 | 0 | 877.881 | 0 | 592
6249 | 945.2549 | 0 | 945.256 | 0 | 407.236
6250 | 1289.4335 | 0 | 1289.433 | 0 | 0
6251 | 942.1656 | 0 | 942.166 | 0 | 0
6252 | 1192.4164 | 0 | 1192.416 | 0 | 0
6253 | 1457.5078 | 0 | 1457.508 | 0 | 0
6254 | 1298.3816 | 0 | 1298.382 | 0 | 0
6255 | 1441.2678 | 704.322 | 736.946 | 0 | 0
6256 | 1536.8077 | 1444.733 | 92.075 | 0 | 0
6257 | 1458.4473 | 1438.741 | 19.707 | 0 | 0
6258 | 1564.8337 | 1564.834 | 0 | 0 | 0
6259 | 1103.6522 | 1103.652 | 0 | 0 | 0
6260 | 1320.7953 | 1320.795 | 0 | 0 | 0
6261 | 1423.8418 | 1423.842 | 0 | 0 | 0
6262 | 1526.8884 | 1221.015 | 0 | 305.874 | 0
6263 | 1557.9659 | 965.966 | 0 | 592 | 0
6264 | 1416.4814 | 1416.481 | 0 | 0 | 0
6265 | 1565.3264 | 1565.326 | 0 | 0 | 0
6266 | 1530.9776 | 1530.978 | 0 | 0 | 0
6267 | 1518.7101 | 1518.71 | 0 | 0 | 0
6268 | 1445.1054 | 1445.105 | 0 | 0 | 0
6269 | 1521.9814 | 1521.981 | 0 | 0 | 0
6270 | 1328.1557 | 1328.156 | 0 | 0 | 0
6271 | 1128.6053 | 970.739 | 157.866 | 0 | 0
6272 | 1388.3388 | 797.504 | 590.835 | 0 | 0
6273 | 1708.9138 | 297.201 | 1411.713 | 0 | 0
6274 | 1431.3986 | 0 | 1431.398 | 0 | 592
6275 | 1533.1581 | 0 | 1533.158 | 0 | 407.236
6276 | 1365.5684 | 0 | 1365.568 | 0 | 0
6277 | 1628.745 | 0 | 1628.745 | 0 | 0
6278 | 1656.7966 | 1402.545 | 254.252 | 0 | 0
6279 | 1559.5597 | 1398.447 | 161.112 | 0 | 0
6280 | 1548.5916 | 1476.635 | 71.957 | 0 | 0
6281 | 1862.9184 | 1729.943 | 132.975 | 0 | 0
6282 | 1641.6575 | 1632.455 | 9.202 | 0 | 0
6283 | 1998.0095 | 1998.01 | 0 | 0 | 0
6284 | 1726.4389 | 1726.439 | 0 | 0 | 0
6285 | 1521.9814 | 1521.981 | 0 | 0 | 0
6286 | 1737.8885 | 1432.015 | 0 | 305.874 | 0
6287 | 1565.3264 | 973.326 | 0 | 592 | 0
6288 | 1698.6327 | 1698.633 | 0 | 0 | 0
6289 | 692.7019 | 692.702 | 0 | 0 | 0
6290 | 512.7793 | 512.779 | 0 | 0 | 0
6291 | 606.0119 | 606.012 | 0 | 0 | 0
6292 | 754.857 | 754.857 | 0 | 0 | 0
6293 | 802.2911 | 802.291 | 0 | 0 | 0
6294 | 671.4383 | 671.438 | 0 | 0 | 0
6295 | 609.2833 | 220.749 | 388.535 | 0 | 0
6296 | 469.188 | 133.794 | 335.394 | 0 | 0
6297 | 557.6649 | 0 | 557.665 | 0 | 592
6298 | 672.0078 | 0 | 672.008 | 0 | 407.236
6299 | 802.2369 | 0 | 802.237 | 0 | 0
6300 | 773.4902 | 0 | 773.49 | 0 | 0
6301 | 936.0094 | 0 | 936.01 | 0 | 0
6302 | 851.9365 | 0 | 851.936 | 0 | 0
6303 | 657.248 | 0 | 657.248 | 0 | 0
6304 | 682.6487 | 0 | 682.648 | 0 | 0
6305 | 686.5273 | 436.44 | 250.087 | 0 | 0
6306 | 776.4017 | 752.728 | 23.674 | 0 | 0
6307 | 785.1463 | 785.146 | 0 | 0 | 0
6308 | 546.3104 | 546.31 | 0 | 0 | 0
6309 | 724.5973 | 724.597 | 0 | 0 | 0
6310 | 823.5547 | 517.681 | 0 | 305.874 | 0
6311 | 729.5043 | 137.504 | 0 | 592 | 0
6312 | 745.043 | 745.043 | 0 | 0 | 0
6313 | 1741.9777 | 1741.978 | 0 | 0 | 0
6314 | 1703.5397 | 1703.54 | 0 | 0 | 0
6315 | 1585.7722 | 1585.772 | 0 | 0 | 0
6316 | 1660.1947 | 1660.195 | 0 | 0 | 0
6317 | 1616.0319 | 1616.032 | 0 | 0 | 0
6318 | 1492.5396 | 1492.54 | 0 | 0 | 0
6319 | 1496.6287 | 1169.828 | 326.8 | 0 | 0
6320 | 112.7164 | 0 | 112.716 | 0 | 592
6321 | 91.689 | 0 | 91.689 | 0 | 407.236
6322 | 0 | 0 | 0 | 0 | 0
6323 | 0 | 0 | 0 | 0 | 0
6324 | 0 | 0 | 0 | 0 | 0
6325 | 0 | 0 | 0 | 0 | 0
6326 | 89.7711 | 0 | 89.771 | 0 | 0
6327 | 73.0251 | 0 | 73.025 | 0 | 0
6328 | 78.3215 | 0 | 78.322 | 0 | 0
6329 | 73.0629 | 0 | 73.062 | 0 | 0
6330 | 85.2782 | 0 | 34.589 | 50.689 | 0
6331 | 79.3551 | 0 | 0 | 79.355 | 0
6332 | 88.3256 | 0 | 0 | 88.326 | 0
6333 | 80.9652 | 0 | 0 | 80.965 | 0
6334 | 88.3256 | 0 | 0 | 88.326 | 0
6335 | 80.9652 | 0 | 0 | 80.965 | 0
6336 | 85.8721 | 0 | 0 | 85.872 | 0
6337 | 76.876 | 76.876 | 0 | 0 | 0
6338 | 83.4186 | 61.45 | 0 | 21.969 | 0
6339 | 77.6938 | 0 | 0 | 77.694 | 0
6340 | 81.783 | 0 | 0 | 81.783 | 0
6341 | 78.5117 | 0 | 0 | 78.512 | 0
6342 | 83.4186 | 0 | 0 | 83.419 | 0
6343 | 68.6977 | 0 | 68.698 | 0 | 277.905
6344 | 80.819 | 0 | 80.819 | 0 | 592
6345 | 556.7111 | 0 | 556.711 | 0 | 129.331
6346 | 1538.6406 | 0 | 1538.641 | 0 | 0
6347 | 1710.5127 | 0 | 1710.513 | 0 | 0
6348 | 1592.0899 | 0 | 1592.09 | 0 | 0
6349 | 1586.6892 | 0 | 1586.69 | 0 | 0
6350 | 1637.1595 | 0 | 1637.159 | 0 | 0
6351 | 1737.0911 | 0 | 1561.814 | 175.278 | 0
6352 | 1235.9792 | 0 | 1235.979 | 0 | 195.065
6353 | 1637.9753 | 946.421 | 691.554 | 0 | 0
6354 | 1283.7711 | 1227.402 | 56.37 | 0 | 0
6355 | 1342.5199 | 1342.52 | 0 | 0 | 0
6356 | 1375.5899 | 1375.59 | 0 | 0 | 0
6357 | 1208.7526 | 1208.753 | 0 | 0 | 0
6358 | 1334.6984 | 1028.825 | 0 | 305.874 | 0
6359 | 1426.2953 | 834.295 | 0 | 592 | 0
6360 | 1445.9232 | 1445.923 | 0 | 0 | 0
6361 | 1568.5977 | 1568.598 | 0 | 0 | 0
6362 | 1526.8884 | 1526.888 | 0 | 0 | 0
6363 | 1723.1676 | 1723.168 | 0 | 0 | 0
6364 | 1466.369 | 1466.369 | 0 | 0 | 0
6365 | 1491.7217 | 1491.722 | 0 | 0 | 0
6366 | 1755.8808 | 1755.881 | 0 | 0 | 0
6367 | 1216.9309 | 1216.931 | 0 | 0 | 90.75
6368 | 1615.258 | 1300.89 | 314.368 | 0 | 42.953
6369 | 1535.5124 | 467.027 | 1068.486 | 0 | 0
6370 | 1473.9411 | 345.271 | 1128.67 | 0 | 0
6371 | 1908.6882 | 0 | 1908.689 | 0 | 102.543
6372 | 2013.4594 | 0 | 2013.459 | 0 | 214.651
6373 | 2035.7422 | 1216.826 | 818.917 | 0 | 0
6374 | 1841.9829 | 0 | 1841.982 | 0 | 548.339
6375 | 1628.7921 | 448.683 | 1180.109 | 0 | 0
6376 | 1389.4705 | 93.664 | 1295.807 | 0 | 0
6377 | 1931.9585 | 1384.803 | 547.156 | 0 | 0
6378 | 1367.8348 | 1318.56 | 49.275 | 0 | 0
6379 | 1384.0595 | 1384.06 | 0 | 0 | 0
6380 | 1184.2177 | 1184.218 | 0 | 0 | 0
6381 | 1696.1792 | 1696.179 | 0 | 0 | 0
6382 | 1602.9466 | 1297.073 | 0 | 305.874 | 0
6383 | 1638.9311 | 1046.931 | 0 | 592 | 0
6384 | 1551.4233 | 1551.423 | 0 | 0 | 0
6385 | 1701.0862 | 1701.086 | 0 | 0 | 0
6386 | 1653.652 | 1653.652 | 0 | 0 | 0
6387 | 1684.7296 | 1684.73 | 0 | 0 | 0
6388 | 1203.0278 | 1203.028 | 0 | 0 | 0
6389 | 1548.9698 | 1548.97 | 0 | 0 | 0
6390 | 1546.5163 | 1546.516 | 0 | 0 | 0
6391 | 1351.055 | 1351.055 | 0 | 0 | 57.018
6392 | 1371.2114 | 1322.28 | 48.931 | 0 | 178.751
6393 | 1665.9839 | 850.24 | 815.744 | 0 | 0
6394 | 1480.4755 | 16.98 | 1463.495 | 0 | 0
6395 | 1901.1918 | 0 | 1901.192 | 0 | 60.934
6396 | 1801.945 | 0 | 1801.945 | 0 | 378.885
6397 | 1608.8247 | 0 | 1608.825 | 0 | 323.648
6398 | 1764.516 | 520.148 | 1244.368 | 0 | 0
6399 | 1869.6654 | 974.622 | 895.043 | 0 | 0
6400 | 1735.3911 | 711.317 | 1024.074 | 0 | 0
6401 | 1870.3575 | 1519.281 | 351.077 | 0 | 0
6402 | 1742.4091 | 1716.126 | 26.283 | 0 | 0
6403 | 1712.774 | 1712.774 | 0 | 0 | 0
6404 | 1736.2529 | 1736.253 | 0 | 0 | 0
6405 | 1571.8691 | 1571.869 | 0 | 0 | 0
6406 | 1566.1442 | 1260.271 | 0 | 305.874 | 0
6407 | 1353.5085 | 761.508 | 0 | 592 | 0
6408 | 390.9227 | 390.923 | 0 | 0 | 0
6409 | 403.1901 | 403.19 | 0 | 0 | 0
6410 | 386.8335 | 386.834 | 0 | 0 | 0
6411 | 365.57 | 365.57 | 0 | 0 | 0
6412 | 375.3839 | 375.384 | 0 | 0 | 0
6413 | 388.4692 | 388.469 | 0 | 0 | 0
6414 | 406.4615 | 406.461 | 0 | 0 | 0
6415 | 362.2986 | 135.727 | 226.571 | 0 | 0
6416 | 452.8416 | 0 | 452.841 | 0 | 365.788
6417 | 1718.3751 | 0 | 1423.44 | 294.935 | 0
6418 | 1870.1756 | 0 | 1870.175 | 0 | 592
6419 | 1892.5228 | 0 | 1892.523 | 0 | 369.68
6420 | 1967.7386 | 0 | 1793.671 | 174.068 | 0
6421 | 1715.3512 | 0 | 1715.352 | 0 | 193.718
6422 | 1757.0441 | 0 | 1757.044 | 0 | 0
6423 | 1950.1113 | 901.907 | 1048.204 | 0 | 0
6424 | 1726.1516 | 279.534 | 1446.617 | 0 | 0
6425 | 2137.608 | 1149.786 | 987.822 | 0 | 0
6426 | 1644.1407 | 1573.097 | 71.044 | 0 | 0
6427 | 1812.7762 | 1812.776 | 0 | 0 | 0
6428 | 1637.2954 | 1637.295 | 0 | 0 | 0
6429 | 1228.3805 | 1228.38 | 0 | 0 | 0
6430 | 1411.5744 | 1105.701 | 0 | 305.874 | 0
6431 | 1350.2371 | 758.237 | 0 | 592 | 0
6432 | 369.6591 | 369.659 | 0 | 0 | 0
6433 | 112.8605 | 112.861 | 0 | 0 | 0
6434 | 119.4032 | 119.403 | 0 | 0 | 0
6435 | 113.6784 | 113.678 | 0 | 0 | 0
6436 | 116.1318 | 116.132 | 0 | 0 | 0
6437 | 112.8605 | 112.861 | 0 | 0 | 0
6438 | 116.9497 | 116.95 | 0 | 0 | 0
6439 | 100.5931 | 0 | 100.593 | 0 | 141.346
6440 | 225.1445 | 0 | 225.144 | 0 | 592
6441 | 1240.0192 | 0 | 1240.02 | 0 | 265.89
6442 | 1266.4219 | 0 | 1266.422 | 0 | 0
6443 | 1701.8192 | 0 | 1701.819 | 0 | 0
6444 | 1591.6166 | 0 | 1591.617 | 0 | 0
6445 | 1439.8744 | 0 | 1439.874 | 0 | 0
6446 | 1622.9691 | 0 | 1622.969 | 0 | 0
6447 | 1764.8544 | 0 | 1764.854 | 0 | 0
6448 | 1749.6223 | 0 | 1749.622 | 0 | 0
6449 | 1578.746 | 706.514 | 872.232 | 0 | 0
6450 | 1433.9206 | 1386.703 | 47.218 | 0 | 0
6451 | 1471.9558 | 1471.956 | 0 | 0 | 0
6452 | 1491.7217 | 1491.722 | 0 | 0 | 0
6453 | 1544.0628 | 1544.063 | 0 | 0 | 0
6454 | 1414.8457 | 1108.972 | 0 | 305.874 | 0
6455 | 1431.2023 | 839.202 | 0 | 592 | 0
6456 | 482.5196 | 482.52 | 0 | 0 | 0
6457 | 426.0894 | 426.089 | 0 | 0 | 0
6458 | 399.101 | 399.101 | 0 | 0 | 0
6459 | 440.8103 | 440.81 | 0 | 0 | 0
6460 | 390.1049 | 390.105 | 0 | 0 | 0
6461 | 392.5583 | 392.558 | 0 | 0 | 0
6462 | 495.6049 | 495.605 | 0 | 0 | 0
6463 | 433.4498 | 132.882 | 300.568 | 0 | 0
6464 | 442.7905 | 0 | 442.791 | 0 | 592
6465 | 1681.4818 | 0 | 1681.482 | 0 | 407.236
6466 | 1826.7294 | 0 | 1826.729 | 0 | 0
6467 | 1832.1434 | 0 | 1832.143 | 0 | 0
6468 | 1642.4999 | 0 | 1642.499 | 0 | 0
6469 | 1936.4576 | 359.994 | 984.464 | 592 | 0
6470 | 1870.011 | 0 | 1870.011 | 0 | 192.789
6471 | 1945.9424 | 0 | 1945.942 | 0 | 466.043
6472 | 1509.5259 | 154.859 | 1354.667 | 0 | 0
6473 | 1569.9972 | 1039.189 | 530.808 | 0 | 0
6474 | 1518.9095 | 1482.849 | 36.06 | 0 | 0
6475 | 1387.3227 | 1387.323 | 0 | 0 | 0
6476 | 1625.028 | 1625.028 | 0 | 0 | 0
6477 | 1559.6016 | 1559.602 | 0 | 0 | 0
6478 | 1286.4464 | 980.573 | 0 | 305.874 | 0
6479 | 1165.4076 | 573.408 | 0 | 592 | 0
6480 | 1319.1596 | 1319.16 | 0 | 0 | 0
6481 | 1503.1713 | 1503.171 | 0 | 0 | 0
6482 | 924.9656 | 924.966 | 0 | 0 | 0
6483 | 1193.2138 | 1193.214 | 0 | 0 | 0
6484 | 1166.2254 | 1166.225 | 0 | 0 | 0
6485 | 1228.3805 | 1228.38 | 0 | 0 | 0
6486 | 1238.1945 | 1238.194 | 0 | 0 | 0
6487 | 1037.0083 | 938.228 | 98.781 | 0 | 0
6488 | 344.9167 | 0 | 344.917 | 0 | 37.047
6489 | 280.4042 | 0 | 280.404 | 0 | 473.651
6490 | 270.3306 | 0 | 270.331 | 0 | 488.538
6491 | 287.6502 | 0 | 287.651 | 0 | 0
6492 | 303.9311 | 0 | 303.931 | 0 | 0
6493 | 295.44 | 0 | 295.44 | 0 | 0
6494 | 282.4089 | 0 | 282.409 | 0 | 0
6495 | 273.0489 | 0 | 273.049 | 0 | 0
6496 | 209.159 | 0 | 209.159 | 0 | 0
6497 | 292.731 | 36.625 | 256.106 | 0 | 0
6498 | 235.0545 | 221.248 | 13.806 | 0 | 0
6499 | 209.7018 | 209.702 | 0 | 0 | 0
6500 | 305.8684 | 305.868 | 0 | 0 | 0
6501 | 293.6009 | 98.243 | 0 | 195.358 | 0
6502 | 298.5079 | 0 | 0 | 298.508 | 0
6503 | 235.535 | 0 | 0 | 235.535 | 0
6504 | 168.473 | 0 | 0 | 168.473 | 0
6505 | 199.5505 | 199.55 | 0 | 0 | 0
6506 | 243.7133 | 243.713 | 0 | 0 | 0
6507 | 191.3722 | 191.372 | 0 | 0 | 0
6508 | 152.1164 | 152.116 | 0 | 0 | 0
6509 | 135.7598 | 135.76 | 0 | 0 | 0
6510 | 197.097 | 197.097 | 0 | 0 | 0
6511 | 122.6745 | 0 | 122.675 | 0 | 120.008
6512 | 195.7169 | 0 | 195.717 | 0 | 592
6513 | 885.4685 | 0 | 885.468 | 0 | 287.228
6514 | 1487.9546 | 0 | 1487.955 | 0 | 0
6515 | 1782.3192 | 13.851 | 1176.469 | 592 | 0
6516 | 1685.3849 | 0 | 1685.385 | 0 | 592
6517 | 1718.2943 | 0 | 1718.294 | 0 | 66.832
6518 | 1671.8876 | 0 | 1671.887 | 0 | 0
6519 | 1697.546 | 0 | 1697.546 | 0 | 0
6520 | 1755.8511 | 739.103 | 1016.748 | 0 | 0
6521 | 1623.5477 | 1393.342 | 230.206 | 0 | 0
6522 | 1905.103 | 1894.486 | 10.617 | 0 | 0
6523 | 1574.8582 | 1574.858 | 0 | 0 | 0
6524 | 1257.8224 | 1257.822 | 0 | 0 | 0
6525 | 1468.0047 | 1468.005 | 0 | 0 | 0
6526 | 1599.6753 | 1293.802 | 0 | 305.874 | 0
6527 | 1683.9117 | 1091.912 | 0 | 592 | 0
6528 | 1453.2837 | 1453.284 | 0 | 0 | 0
6529 | 1407.4852 | 1407.485 | 0 | 0 | 0
6530 | 1535.8845 | 1535.885 | 0 | 0 | 0
6531 | 1660.1947 | 1660.195 | 0 | 0 | 0
6532 | 1321.6131 | 1321.613 | 0 | 0 | 0
6533 | 1273.3611 | 1273.361 | 0 | 0 | 0
6534 | 1310.1635 | 1310.163 | 0 | 0 | 0
6535 | 1068.0858 | 1068.086 | 0 | 0 | 0
6536 | 1296.3319 | 1256.079 | 40.253 | 0 | 0
6537 | 1701.5656 | 1580.283 | 121.282 | 0 | 0
6538 | 1384.2118 | 0 | 1384.212 | 0 | 592
6539 | 1713.281 | 0 | 1713.282 | 0 | 407.236
6540 | 1435.638 | 0 | 1435.638 | 0 | 0
6541 | 1436.8198 | 0 | 1436.82 | 0 | 0
6542 | 1416.2125 | 0 | 1416.212 | 0 | 0
6543 | 1458.112 | 0 | 1458.112 | 0 | 0
6544 | 1580.7302 | 0 | 1580.73 | 0 | 0
6545 | 1546.2679 | 1090.6 | 455.667 | 0 | 0
6546 | 1753.4948 | 1729.9 | 23.595 | 0 | 0
6547 | 1580.4767 | 1580.477 | 0 | 0 | 0
6548 | 1247.1906 | 1247.191 | 0 | 0 | 0
6549 | 1584.9543 | 1584.954 | 0 | 0 | 0
6550 | 1818.0358 | 1512.162 | 0 | 305.874 | 0
6551 | 1714.1715 | 1122.171 | 0 | 592 | 0
6552 | 1513.8031 | 1513.803 | 0 | 0 | 0
6553 | 1295.9329 | 1295.933 | 0 | 0 | 0
6554 | 1429.5663 | 1429.566 | 0 | 0 | 0
6555 | 1403.1504 | 1403.15 | 0 | 0 | 0
6556 | 223.7582 | 223.758 | 0 | 0 | 0
6557 | 344.1836 | 344.184 | 0 | 0 | 0
6558 | 855.4089 | 855.409 | 0 | 0 | 0
6559 | 1351.1431 | 1016.138 | 335.005 | 0 | 0
6560 | 1327.7543 | 0 | 1327.755 | 0 | 181.544
6561 | 1082.8362 | 0 | 1082.837 | 0 | 354.894
6562 | 962.5079 | 0 | 962.508 | 0 | 462.797
6563 | 1672.8606 | 0 | 1672.86 | 0 | 0
6564 | 1223.3853 | 0 | 1223.385 | 0 | 0
6565 | 988.9209 | 0 | 988.921 | 0 | 0
6566 | 879.0094 | 0 | 879.01 | 0 | 0
6567 | 1120.1603 | 0 | 1120.16 | 0 | 0
6568 | 1590.8052 | 0 | 1590.805 | 0 | 0
6569 | 1557.5416 | 981.031 | 576.51 | 0 | 0
6570 | 1465.6696 | 1443.67 | 22 | 0 | 0
6571 | 966.144 | 966.144 | 0 | 0 | 0
6572 | 1198.0387 | 1198.039 | 0 | 0 | 0
6573 | 1423.3507 | 1423.351 | 0 | 0 | 0
6574 | 1421.0199 | 1115.146 | 0 | 305.874 | 0
6575 | 1225.2315 | 633.232 | 0 | 592 | 0
6576 | 1382.173 | 1382.173 | 0 | 0 | 0
6577 | 1511.9217 | 1511.922 | 0 | 0 | 0
6578 | 1197.2617 | 1197.262 | 0 | 0 | 0
6579 | 1518.9141 | 1518.914 | 0 | 0 | 0
6580 | 1238.4395 | 1238.439 | 0 | 0 | 0
6581 | 1274.9556 | 1274.956 | 0 | 0 | 0
6582 | 1134.3297 | 1134.33 | 0 | 0 | 0
6583 | 1236.1086 | 1039.551 | 196.558 | 0 | 0
6584 | 895.8243 | 101.911 | 793.913 | 0 | 0
6585 | 1078.1882 | 54.272 | 1023.916 | 0 | 0
6586 | 1521.983 | 0 | 1521.983 | 0 | 230.443
6587 | 1177.4916 | 0 | 1177.491 | 0 | 592
6588 | 1060.1419 | 0 | 1060.142 | 0 | 176.793
6589 | 943.5293 | 0 | 943.53 | 0 | 0
6590 | 1025.0301 | 0 | 1025.03 | 0 | 0
6591 | 930.0669 | 0 | 930.067 | 0 | 0
6592 | 968.8011 | 0 | 968.801 | 0 | 0
6593 | 1132.6778 | 1047.749 | 84.929 | 0 | 0
6594 | 1010.9393 | 1010.939 | 0 | 0 | 0
6595 | 1250.7879 | 1250.788 | 0 | 0 | 0
6596 | 1191.8232 | 1191.823 | 0 | 0 | 0
6597 | 1114.1294 | 1114.129 | 0 | 0 | 0
6598 | 1338.6645 | 1032.791 | 0 | 305.874 | 0
6599 | 1141.3222 | 549.322 | 0 | 592 | 0
6600 | 156.1646 | 156.165 | 0 | 0 | 0
6601 | 101.7789 | 101.779 | 0 | 0 | 0
6602 | 103.3328 | 103.333 | 0 | 0 | 0
6603 | 99.4481 | 99.448 | 0 | 0 | 0
6604 | 104.8867 | 104.887 | 0 | 0 | 0
6605 | 98.6711 | 98.671 | 0 | 0 | 0
6606 | 101.002 | 101.002 | 0 | 0 | 0
6607 | 84.2832 | 80.513 | 3.77 | 0 | 0
6608 | 99.5365 | 46.988 | 52.549 | 0 | 0
6609 | 1023.3432 | 872.893 | 150.45 | 0 | 0
6610 | 1312.2971 | 992.564 | 319.734 | 0 | 0
6611 | 985.1178 | 0 | 985.118 | 0 | 419.979
6612 | 1098.0768 | 0 | 1098.077 | 0 | 579.257
6613 | 1289.3435 | 0 | 1289.343 | 0 | 0
6614 | 1274.6729 | 0 | 1274.673 | 0 | 0
6615 | 1148.4205 | 718.388 | 430.033 | 0 | 0
6616 | 1234.0498 | 994.309 | 239.741 | 0 | 0
6617 | 1363.2866 | 1218.398 | 144.888 | 0 | 0
6618 | 1689.6706 | 1689.671 | 0 | 0 | 0
6619 | 1542.9749 | 1542.975 | 0 | 0 | 0
6620 | 1457.536 | 1457.536 | 0 | 0 | 0
6621 | 1491.7213 | 1491.721 | 0 | 0 | 0
6622 | 1543.7762 | 1237.903 | 0 | 305.874 | 0
6623 | 1860.7669 | 1268.767 | 0 | 592 | 0
6624 | 186.4652 | 186.465 | 0 | 0 | 0
6625 | 104.1097 | 104.11 | 0 | 0 | 0
6626 | 112.656 | 112.656 | 0 | 0 | 0
6627 | 107.2175 | 107.217 | 0 | 0 | 0
6628 | 107.2175 | 107.217 | 0 | 0 | 0
6629 | 104.8867 | 104.887 | 0 | 0 | 0
6630 | 107.2175 | 107.217 | 0 | 0 | 0
6631 | 100.2454 | 0 | 100.246 | 0 | 357.625
6632 | 123.1185 | 0 | 123.118 | 0 | 592
6633 | 971.1397 | 0 | 971.14 | 0 | 49.611
6634 | 1916.0218 | 0 | 1916.022 | 0 | 0
6635 | 1454.101 | 0 | 1454.101 | 0 | 0
6636 | 1405.6336 | 0 | 1405.633 | 0 | 0
6637 | 1449.3753 | 0 | 1449.375 | 0 | 0
6638 | 1617.9573 | 0 | 1617.957 | 0 | 0
6639 | 1296.6671 | 0 | 1296.667 | 0 | 0
6640 | 1542.1261 | 923.228 | 618.899 | 0 | 0
6641 | 1368.5009 | 879.625 | 488.876 | 0 | 0
6642 | 1900.383 | 1889.777 | 10.606 | 0 | 0
6643 | 1656.3215 | 1656.321 | 0 | 0 | 0
6644 | 1599.7157 | 1599.716 | 0 | 0 | 0
6645 | 1535.2298 | 1535.23 | 0 | 0 | 0
6646 | 1731.7952 | 1425.922 | 0 | 305.874 | 0
6647 | 1424.1277 | 832.128 | 0 | 592 | 0
6648 | 1595.0541 | 1595.054 | 0 | 0 | 0
6649 | 1460.6438 | 1460.644 | 0 | 0 | 0
6650 | 1355.7571 | 1355.757 | 0 | 0 | 0
6651 | 1222.1238 | 1222.124 | 0 | 0 | 0
6652 | 1309.9178 | 1309.918 | 0 | 0 | 0
6653 | 1102.4753 | 1102.475 | 0 | 0 | 0
6654 | 1162.2995 | 1162.3 | 0 | 0 | 0
6655 | 1174.1449 | 714.651 | 459.494 | 0 | 0
6656 | 224.0097 | 0 | 224.01 | 0 | 592
6657 | 279.8454 | 0 | 279.846 | 0 | 407.236
6658 | 322.6469 | 0 | 322.647 | 0 | 0
6659 | 279.4598 | 0 | 279.459 | 0 | 0
6660 | 226.3163 | 0 | 226.317 | 0 | 0
6661 | 249.9566 | 0 | 249.956 | 0 | 0
6662 | 247.4402 | 0 | 247.44 | 0 | 0
6663 | 268.3642 | 0 | 268.364 | 0 | 0
6664 | 198.7923 | 0 | 198.793 | 0 | 0
6665 | 292.6697 | 211.601 | 81.069 | 0 | 0
6666 | 221.6323 | 221.632 | 0 | 0 | 0
6667 | 210.0695 | 210.07 | 0 | 0 | 0
6668 | 235.4123 | 235.412 | 0 | 0 | 0
6669 | 195.0115 | 127.685 | 0 | 67.327 | 0
6670 | 287.4671 | 0 | 0 | 287.467 | 0
6671 | 260.2743 | 0 | 0 | 260.274 | 0
6672 | 282.8055 | 0 | 0 | 282.805 | 0
6673 | 230.7506 | 230.751 | 0 | 0 | 0
6674 | 185.6882 | 185.688 | 0 | 0 | 0
6675 | 236.1892 | 236.189 | 0 | 0 | 0
6676 | 198.1192 | 198.119 | 0 | 0 | 0
6677 | 229.1968 | 229.197 | 0 | 0 | 0
6678 | 285.1363 | 285.136 | 0 | 0 | 0
6679 | 164.7109 | 0 | 164.711 | 0 | 304.819
6680 | 199.3876 | 0 | 199.388 | 0 | 592
6681 | 1165.9822 | 0 | 1165.982 | 0 | 102.417
6682 | 1779.2506 | 0 | 1779.251 | 0 | 0
6683 | 1668.8448 | 0 | 1668.844 | 0 | 0
6684 | 1306.7683 | 0 | 1306.769 | 0 | 0
6685 | 1367.4141 | 0 | 1367.414 | 0 | 0
6686 | 1211.3632 | 0 | 1211.363 | 0 | 0
6687 | 1187.0499 | 1026.394 | 160.656 | 0 | 0
6688 | 1289.3338 | 1010.467 | 278.867 | 0 | 0
6689 | 1473.5876 | 1298.522 | 175.065 | 0 | 0
6690 | 1450.7679 | 1449.748 | 1.02 | 0 | 0
6691 | 1377.5454 | 1377.545 | 0 | 0 | 0
6692 | 1000.6964 | 1000.696 | 0 | 0 | 0
6693 | 1480.0672 | 1480.067 | 0 | 0 | 0
6694 | 1346.4339 | 1040.56 | 0 | 305.874 | 0
6695 | 1285.8327 | 693.833 | 0 | 592 | 0
6696 | 1184.8307 | 1184.831 | 0 | 0 | 0
6697 | 1309.9178 | 1309.918 | 0 | 0 | 0
6698 | 1500.2676 | 1500.268 | 0 | 0 | 0
6699 | 1316.9102 | 1316.91 | 0 | 0 | 0
6700 | 1187.9385 | 1187.938 | 0 | 0 | 0
6701 | 966.5111 | 966.511 | 0 | 0 | 0
6702 | 1231.447 | 1231.447 | 0 | 0 | 0
6703 | 1040.3999 | 633.179 | 407.221 | 0 | 0
6704 | 1049.4094 | 0 | 1049.41 | 0 | 203.321
6705 | 1392.0499 | 0 | 1392.05 | 0 | 592
6706 | 1491.899 | 0 | 1491.899 | 0 | 203.915
6707 | 1479.7011 | 0 | 1479.701 | 0 | 0
6708 | 1376.6976 | 0 | 1376.698 | 0 | 0
6709 | 1804.4341 | 0 | 1804.434 | 0 | 0
6710 | 1768.6143 | 0 | 1768.614 | 0 | 0
6711 | 1995.8376 | 0 | 1995.838 | 0 | 0
6712 | 1636.7689 | 0 | 1636.769 | 0 | 0
6713 | 1880.17 | 1615.752 | 264.418 | 0 | 0
6714 | 1605.2708 | 1605.271 | 0 | 0 | 0
6715 | 1176.8108 | 1176.811 | 0 | 0 | 0
6716 | 1179.3922 | 1179.392 | 0 | 0 | 0
6717 | 1017.789 | 1017.789 | 0 | 0 | 0
6718 | 1282.7249 | 976.851 | 0 | 305.874 | 0
6719 | 1643.2243 | 1051.224 | 0 | 592 | 0
6720 | 1414.8044 | 1414.804 | 0 | 0 | 0
6721 | 1612.9237 | 1612.924 | 0 | 0 | 0
6722 | 1513.4756 | 1513.476 | 0 | 0 | 0
6723 | 1312.2486 | 1312.249 | 0 | 0 | 0
6724 | 926.8872 | 926.887 | 0 | 0 | 0
6725 | 1116.4602 | 1116.46 | 0 | 0 | 0
6726 | 923.0026 | 923.003 | 0 | 0 | 0
6727 | 974.5728 | 974.573 | 0 | 0 | 0
6728 | 1109.3055 | 1008.288 | 101.018 | 0 | 0
6729 | 1453.1366 | 1041.554 | 411.583 | 0 | 0
6730 | 1636.4299 | 1234.884 | 401.546 | 0 | 0
6731 | 1700.6594 | 1307.431 | 393.229 | 0 | 0
6732 | 1576.4513 | 879.707 | 696.744 | 0 | 0
6733 | 1782.2292 | 183.91 | 1598.319 | 0 | 0
6734 | 1708.3705 | 0 | 1708.371 | 0 | 592
6735 | 1688.8665 | 0 | 1688.867 | 0 | 407.236
6736 | 1513.6533 | 0 | 1513.653 | 0 | 0
6737 | 1543.6956 | 736.63 | 807.066 | 0 | 0
6738 | 1589.396 | 1557.286 | 32.11 | 0 | 0
6739 | 1404.3944 | 1404.394 | 0 | 0 | 0
6740 | 1464.5285 | 1464.528 | 0 | 0 | 0
6741 | 1266.4092 | 1266.409 | 0 | 0 | 0
6742 | 1237.6625 | 931.789 | 0 | 305.874 | 0
6743 | 1469.1901 | 877.19 | 0 | 592 | 0
6744 | 1402.3734 | 1402.373 | 0 | 0 | 0
6745 | 1487.8366 | 1487.837 | 0 | 0 | 0
6746 | 1173.9536 | 1173.954 | 0 | 0 | 0
6747 | 1220.5699 | 1220.57 | 0 | 0 | 0
6748 | 1091.5981 | 1091.598 | 0 | 0 | 0
6749 | 1039.5433 | 1039.543 | 0 | 0 | 0
6750 | 1033.3278 | 1033.328 | 0 | 0 | 0
6751 | 1125.2328 | 796.195 | 329.037 | 0 | 0
6752 | 1299.0474 | 385.278 | 913.769 | 0 | 0
6753 | 1556.2421 | 178.516 | 1377.726 | 0 | 0
6754 | 1612.0778 | 873.559 | 738.518 | 0 | 0
6755 | 0 | 0 | 0 | 0 | 592
6756 | 1493.2053 | 0 | 1493.205 | 0 | 407.236
6757 | 1246.7915 | 0 | 1246.792 | 0 | 0
6758 | 1561.9623 | 0 | 1561.962 | 0 | 0
6759 | 1551.8563 | 180.819 | 1371.037 | 0 | 0
6760 | 1685.1478 | 288.679 | 1396.469 | 0 | 0
6761 | 1491.6931 | 823.559 | 668.134 | 0 | 0
6762 | 1361.0005 | 1342.607 | 18.394 | 0 | 0
6763 | 1278.8742 | 1278.874 | 0 | 0 | 0
6764 | 1114.9063 | 1114.906 | 0 | 0 | 0
6765 | 1342.5492 | 1342.549 | 0 | 0 | 0
6766 | 1593.5002 | 1287.627 | 0 | 305.874 | 0
6767 | 1337.8875 | 745.888 | 0 | 592 | 0
6768 | 1203.4772 | 1203.477 | 0 | 0 | 0
6769 | 923.0026 | 923.003 | 0 | 0 | 0
6770 | 1208.9158 | 1208.916 | 0 | 0 | 0
6771 | 935.4336 | 935.434 | 0 | 0 | 0
6772 | 835.9855 | 835.985 | 0 | 0 | 0
6773 | 948.6415 | 948.642 | 0 | 0 | 0
6774 | 1023.2276 | 1023.228 | 0 | 0 | 0
6775 | 855.543 | 847.71 | 7.833 | 0 | 0
6776 | 734.4698 | 211.968 | 522.502 | 0 | 0
6777 | 1354.9452 | 0 | 1354.946 | 0 | 592
6778 | 1584.1702 | 0 | 1584.17 | 0 | 407.236
6779 | 1585.9435 | 0 | 1585.943 | 0 | 0
6780 | 1196.4829 | 0 | 1196.483 | 0 | 0
6781 | 1424.9425 | 0 | 1424.942 | 0 | 0
6782 | 1249.168 | 0 | 1249.168 | 0 | 0
6783 | 1398.008 | 0 | 1398.008 | 0 | 0
6784 | 1407.3079 | 0 | 1407.308 | 0 | 0
6785 | 1093.0432 | 476.692 | 616.351 | 0 | 0
6786 | 1275.5441 | 1260.227 | 15.317 | 0 | 0
6787 | 1074.0238 | 1074.024 | 0 | 0 | 0
6788 | 1001.4733 | 1001.473 | 0 | 0 | 0
6789 | 1020.8968 | 1020.897 | 0 | 0 | 0
6790 | 1296.7098 | 990.836 | 0 | 305.874 | 0
6791 | 1046.5357 | 454.536 | 0 | 592 | 0
6792 | 1089.2673 | 1089.267 | 0 | 0 | 0
6793 | 1177.0613 | 1177.061 | 0 | 0 | 0
6794 | 1226.0084 | 1226.008 | 0 | 0 | 0
6795 | 1172.3997 | 1172.4 | 0 | 0 | 0
6796 | 942.426 | 942.426 | 0 | 0 | 0
6797 | 939.3183 | 939.318 | 0 | 0 | 0
6798 | 1045.7588 | 1045.759 | 0 | 0 | 0
6799 | 671.3979 | 412.813 | 258.585 | 0 | 0
6800 | 872.0645 | 119.362 | 752.702 | 0 | 0
6801 | 485.7777 | 0 | 485.778 | 0 | 592
6802 | 364.5171 | 0 | 364.518 | 0 | 407.236
6803 | 364.7608 | 0 | 364.761 | 0 | 0
6804 | 378.6719 | 0 | 378.672 | 0 | 0
6805 | 728.4592 | 0 | 728.459 | 0 | 0
6806 | 1278.5809 | 0 | 1278.581 | 0 | 0
6807 | 1456.5445 | 1241.542 | 215.002 | 0 | 0
6808 | 1463.702 | 1252.712 | 210.99 | 0 | 0
6809 | 1357.0867 | 1329.316 | 27.771 | 0 | 0
6810 | 968.9779 | 968.978 | 0 | 0 | 0
6811 | 859.4179 | 859.418 | 0 | 0 | 0
6812 | 666.613 | 666.613 | 0 | 0 | 0
6813 | 1020.8968 | 1020.897 | 0 | 0 | 0
6814 | 1041.8741 | 736 | 0 | 305.874 | 0
6815 | 1133.5528 | 541.553 | 0 | 592 | 0
6816 | 1121.8987 | 1121.899 | 0 | 0 | 0
6817 | 916.0101 | 916.01 | 0 | 0 | 0
6818 | 1391.4963 | 1391.496 | 0 | 0 | 0
6819 | 1013.9043 | 1013.904 | 0 | 0 | 0
6820 | 1124.2295 | 1124.23 | 0 | 0 | 0
6821 | 933.1028 | 933.103 | 0 | 0 | 0
6822 | 828.2161 | 828.216 | 0 | 0 | 0
6823 | 1121.5161 | 1023.322 | 98.194 | 0 | 0
6824 | 241.5452 | 0 | 241.545 | 0 | 274.301
6825 | 286.4047 | 0 | 286.405 | 0 | 592
6826 | 227.0213 | 0 | 227.021 | 0 | 132.935
6827 | 226.7086 | 0 | 226.709 | 0 | 0
6828 | 265.6099 | 0 | 265.61 | 0 | 0
6829 | 180.5099 | 0 | 180.51 | 0 | 0
6830 | 244.417 | 0 | 244.417 | 0 | 0
6831 | 281.7887 | 129.079 | 152.71 | 0 | 0
6832 | 244.5879 | 0.782 | 109.397 | 134.409 | 0
6833 | 259.577 | 0 | 259.577 | 0 | 149.583
6834 | 261.3999 | 259.501 | 1.899 | 0 | 0
6835 | 181.0159 | 181.016 | 0 | 0 | 0
6836 | 341.8528 | 341.853 | 0 | 0 | 0
6837 | 203.5578 | 87.284 | 0 | 116.274 | 0
6838 | 261.8282 | 0 | 0 | 261.828 | 0
6839 | 280.4747 | 0 | 0 | 280.475 | 0
6840 | 239.297 | 0 | 0 | 239.297 | 0
6841 | 247.8433 | 247.843 | 0 | 0 | 0
6842 | 213.658 | 213.658 | 0 | 0 | 0
6843 | 278.9208 | 278.921 | 0 | 0 | 0
6844 | 284.3594 | 284.359 | 0 | 0 | 0
6845 | 227.6429 | 227.643 | 0 | 0 | 0
6846 | 224.5351 | 224.535 | 0 | 0 | 0
6847 | 211.1465 | 0 | 211.146 | 0 | 22.424
6848 | 228.4266 | 0 | 228.427 | 0 | 592
6849 | 798.5303 | 0 | 798.531 | 0 | 384.812
6850 | 1189.1388 | 0 | 1189.139 | 0 | 0
6851 | 1149.785 | 0 | 1149.785 | 0 | 0
6852 | 1049.2511 | 0 | 1049.251 | 0 | 0
6853 | 1004.3509 | 0 | 1004.351 | 0 | 0
6854 | 1250.2042 | 0 | 1250.204 | 0 | 0
6855 | 903.8122 | 0 | 903.812 | 0 | 0
6856 | 1265.9984 | 385.612 | 880.386 | 0 | 0
6857 | 1338.141 | 1322.605 | 15.536 | 0 | 0
6858 | 1446.2015 | 1446.201 | 0 | 0 | 0
6859 | 1536.9168 | 1536.917 | 0 | 0 | 0
6860 | 1201.1464 | 1201.146 | 0 | 0 | 0
6861 | 1445.882 | 1445.882 | 0 | 0 | 0
6862 | 1395.381 | 1089.507 | 0 | 305.874 | 0
6863 | 1485.5058 | 893.506 | 0 | 592 | 0
6864 | 1257.086 | 1257.086 | 0 | 0 | 0
6865 | 1266.4092 | 1266.409 | 0 | 0 | 0
6866 | 1198.8156 | 1198.816 | 0 | 0 | 0
6867 | 1652.5475 | 1652.548 | 0 | 0 | 0
6868 | 1262.5245 | 1262.525 | 0 | 0 | 0
6869 | 1325.4565 | 1325.457 | 0 | 0 | 0
6870 | 1463.7515 | 1463.752 | 0 | 0 | 0
6871 | 1647.1089 | 1153.336 | 493.773 | 0 | 0
6872 | 1347.642 | 107.416 | 1240.226 | 0 | 0
6873 | 1537.3752 | 138.736 | 1398.639 | 0 | 0
6874 | 2055.2559 | 0 | 2055.256 | 0 | 330.512
6875 | 1950.1673 | 0 | 1950.167 | 0 | 513.165
6876 | 1632.9415 | 0 | 1632.942 | 0 | 155.559
6877 | 1578.9248 | 0 | 1578.925 | 0 | 0
6878 | 1500.0918 | 0 | 1500.092 | 0 | 0
6879 | 1560.4337 | 0 | 1560.434 | 0 | 0
6880 | 1354.9627 | 348.386 | 1006.577 | 0 | 0
6881 | 1401.9869 | 851.484 | 550.503 | 0 | 0
6882 | 1511.5332 | 1511.533 | 0 | 0 | 0
6883 | 1511.2516 | 1511.252 | 0 | 0 | 0
6884 | 1042.651 | 1042.651 | 0 | 0 | 0
6885 | 1417.1352 | 1417.135 | 0 | 0 | 0
6886 | 1734.126 | 1428.252 | 0 | 305.874 | 0
6887 | 1786.9578 | 1194.958 | 0 | 592 | 0
6888 | 1498.7138 | 1498.714 | 0 | 0 | 0
6889 | 1306.0331 | 1306.033 | 0 | 0 | 0
6890 | 1539.8915 | 1539.891 | 0 | 0 | 0
6891 | 1354.9802 | 1354.98 | 0 | 0 | 0
6892 | 1587.2847 | 1587.285 | 0 | 0 | 0
6893 | 1386.8347 | 1386.835 | 0 | 0 | 0
6894 | 1682.8481 | 1682.848 | 0 | 0 | 0
6895 | 1314.5969 | 999.456 | 315.141 | 0 | 0
6896 | 1491.5815 | 469.001 | 1022.581 | 0 | 0
6897 | 1238.8415 | 0 | 1238.841 | 0 | 314.993
6898 | 1931.0148 | 0 | 1931.015 | 0 | 470.932
6899 | 1849.8422 | 0 | 1849.842 | 0 | 213.311
6900 | 1624.0727 | 0 | 1624.073 | 0 | 0
6901 | 1805.6859 | 0 | 1805.686 | 0 | 0
6902 | 1579.4376 | 0 | 1579.438 | 0 | 0
6903 | 1451.8731 | 0 | 1451.873 | 0 | 0
6904 | 1128.7455 | 502.566 | 626.179 | 0 | 0
6905 | 1228.0848 | 1129.772 | 98.313 | 0 | 0
6906 | 1434.2978 | 1434.298 | 0 | 0 | 0
6907 | 1492.2516 | 1492.252 | 0 | 0 | 0
6908 | 1240.7703 | 1240.77 | 0 | 0 | 0
6909 | 1418.6891 | 1418.689 | 0 | 0 | 0
6910 | 1613.7006 | 1307.827 | 0 | 305.874 | 0
6911 | 1366.6343 | 774.634 | 0 | 592 | 0
6912 | 1386.8347 | 1386.835 | 0 | 0 | 0
6913 | 1509.5909 | 1509.591 | 0 | 0 | 0
6914 | 1275.7325 | 1275.732 | 0 | 0 | 0
6915 | 1501.8215 | 1501.822 | 0 | 0 | 0
6916 | 1306.0331 | 1306.033 | 0 | 0 | 0
6917 | 1323.1257 | 1323.126 | 0 | 0 | 0
6918 | 1096.2598 | 1096.26 | 0 | 0 | 0
6919 | 1443.5696 | 1246.758 | 196.812 | 0 | 0
6920 | 1285.1606 | 508.79 | 776.37 | 0 | 0
6921 | 1191.5872 | 0 | 1191.587 | 0 | 308.419
6922 | 1744.2447 | 0 | 1507.507 | 236.738 | 0
6923 | 1620.4415 | 0 | 1620.441 | 0 | 490.636
6924 | 1876.2766 | 0 | 1876.277 | 0 | 463.646
6925 | 1620.8484 | 0 | 1620.848 | 0 | 0
6926 | 1712.8476 | 0 | 1712.847 | 0 | 0
6927 | 1534.4519 | 0 | 1534.452 | 0 | 0
6928 | 1664.7066 | 1378.131 | 286.576 | 0 | 0
6929 | 1575.5306 | 1510.539 | 64.992 | 0 | 0
6930 | 1789.0993 | 1789.099 | 0 | 0 | 0
6931 | 1655.2046 | 1655.205 | 0 | 0 | 0
6932 | 1494.8291 | 1494.829 | 0 | 0 | 0
6933 | 1709.264 | 1709.264 | 0 | 0 | 0
6934 | 1697.6099 | 1391.736 | 0 | 305.874 | 0
6935 | 1894.9522 | 1302.952 | 0 | 592 | 0
6936 | 1490.1674 | 1490.167 | 0 | 0 | 0
6937 | 1436.5587 | 1436.559 | 0 | 0 | 0
6938 | 1714.7026 | 1714.703 | 0 | 0 | 0
6939 | 1420.243 | 1420.243 | 0 | 0 | 0
6940 | 1859.99 | 1859.99 | 0 | 0 | 0
6941 | 1577.9614 | 1577.961 | 0 | 0 | 0
6942 | 1522.7988 | 1522.799 | 0 | 0 | 0
6943 | 1380.6823 | 1018.138 | 362.545 | 0 | 0
6944 | 1445.3682 | 259.731 | 1185.637 | 0 | 0
6945 | 1443.6317 | 0 | 1443.631 | 0 | 592
6946 | 1751.3527 | 0 | 1751.353 | 0 | 407.236
6947 | 1975.004 | 0 | 1975.005 | 0 | 0
6948 | 1647.8616 | 0 | 1647.861 | 0 | 0
6949 | 1546.6392 | 0 | 1546.639 | 0 | 0
6950 | 1415.4066 | 0 | 1415.407 | 0 | 0
6951 | 1594.654 | 0 | 1594.654 | 0 | 0
6952 | 1899.5274 | 1120.638 | 778.889 | 0 | 0
6953 | 1653.7527 | 1437.584 | 216.169 | 0 | 0
6954 | 1424.522 | 1424.522 | 0 | 0 | 0
6955 | 1615.5546 | 1615.555 | 0 | 0 | 0
6956 | 1257.086 | 1257.086 | 0 | 0 | 0
6957 | 1328.5643 | 1328.564 | 0 | 0 | 0
6958 | 1113.3524 | 807.479 | 0 | 305.874 | 0
6959 | 1417.1352 | 825.135 | 0 | 592 | 0
6960 | 1232.224 | 1232.224 | 0 | 0 | 0
6961 | 896.5867 | 896.587 | 0 | 0 | 0
6962 | 1312.2486 | 1312.249 | 0 | 0 | 0
6963 | 996.8117 | 996.812 | 0 | 0 | 0
6964 | 1216.6852 | 1216.685 | 0 | 0 | 0
6965 | 1229.1162 | 1229.116 | 0 | 0 | 0
6966 | 891.925 | 891.925 | 0 | 0 | 0
6967 | 1020.5365 | 805.472 | 215.064 | 0 | 0
6968 | 782.7914 | 0 | 782.791 | 0 | 77.274
6969 | 1064.2324 | 141.021 | 853.776 | 69.435 | 0
6970 | 1233.7118 | 0 | 1233.712 | 0 | 592
6971 | 1280.4233 | 0 | 1280.423 | 0 | 407.236
6972 | 1104.2739 | 0 | 1104.274 | 0 | 0
6973 | 1300.3109 | 0 | 1300.311 | 0 | 0
6974 | 1092.2168 | 0 | 1092.217 | 0 | 0
6975 | 1134.3734 | 0 | 1134.373 | 0 | 0
6976 | 1436.7588 | 546.888 | 889.87 | 0 | 0
6977 | 1263.9143 | 839.438 | 424.476 | 0 | 0
6978 | 1435.7711 | 1435.771 | 0 | 0 | 0
6979 | 1114.3042 | 1114.304 | 0 | 0 | 0
6980 | 986.7115 | 986.711 | 0 | 0 | 0
6981 | 1394.604 | 1394.604 | 0 | 0 | 0
6982 | 1505.7062 | 1199.833 | 0 | 305.874 | 0
6983 | 1400.0426 | 808.043 | 0 | 592 | 0
6984 | 1386.8347 | 1386.835 | 0 | 0 | 0
6985 | 1262.5245 | 1262.525 | 0 | 0 | 0
6986 | 1246.9858 | 1246.986 | 0 | 0 | 0
6987 | 1582.6231 | 1582.623 | 0 | 0 | 0
6988 | 1398.4887 | 1398.489 | 0 | 0 | 0
6989 | 1537.5607 | 1537.561 | 0 | 0 | 0
6990 | 1553.8764 | 1553.876 | 0 | 0 | 0
6991 | 1107.5098 | 705.169 | 402.341 | 0 | 0
6992 | 198.9214 | 0 | 198.921 | 0 | 592
6993 | 298.2132 | 0 | 298.213 | 0 | 407.236
6994 | 304.1927 | 0 | 304.192 | 0 | 0
6995 | 345.2975 | 0 | 345.297 | 0 | 0
6996 | 302.5368 | 0 | 302.536 | 0 | 0
6997 | 291.076 | 0 | 291.076 | 0 | 0
6998 | 306.2603 | 0 | 306.26 | 0 | 0
6999 | 275.21 | 0 | 275.21 | 0 | 0
7000 | 224.034 | 0 | 224.034 | 0 | 0
7001 | 243.4565 | 0 | 243.457 | 0 | 0
7002 | 289.9125 | 289.913 | 0 | 0 | 0
7003 | 248.7805 | 248.78 | 0 | 0 | 0
7004 | 309.2214 | 309.221 | 0 | 0 | 0
7005 | 289.7979 | 82.622 | 0 | 207.176 | 0
7006 | 230.7506 | 0 | 0 | 230.751 | 0
7007 | 296.7904 | 0 | 0 | 296.79 | 0
7008 | 163.157 | 0 | 0 | 163.157 | 0
7009 | 222.2043 | 222.204 | 0 | 0 | 0
7010 | 219.8735 | 219.874 | 0 | 0 | 0
7011 | 215.2119 | 215.212 | 0 | 0 | 0
7012 | 131.3026 | 131.303 | 0 | 0 | 0
7013 | 144.5105 | 144.511 | 0 | 0 | 0
7014 | 197.3423 | 197.342 | 0 | 0 | 0
7015 | 135.9137 | 0 | 135.914 | 0 | 120.823
7016 | 163.4921 | 0 | 163.492 | 0 | 592
7017 | 970.3841 | 0 | 970.384 | 0 | 286.413
7018 | 1153.9649 | 0 | 1153.965 | 0 | 0
7019 | 1330.2706 | 0 | 1330.271 | 0 | 0
7020 | 1342.4171 | 0 | 1342.417 | 0 | 0
7021 | 1361.5307 | 0 | 1361.531 | 0 | 0
7022 | 1355.7183 | 240.263 | 1115.456 | 0 | 0
7023 | 1394.876 | 562.79 | 832.086 | 0 | 0
7024 | 1538.6163 | 1087.868 | 450.748 | 0 | 0
7025 | 1416.4175 | 1275.587 | 140.831 | 0 | 0
7026 | 1352.2386 | 1352.239 | 0 | 0 | 0
7027 | 1554.2017 | 1554.202 | 0 | 0 | 0
7028 | 1215.1313 | 1215.131 | 0 | 0 | 0
7029 | 895.0328 | 895.033 | 0 | 0 | 0
7030 | 1180.946 | 875.072 | 0 | 305.874 | 0
7031 | 1267.9631 | 675.963 | 0 | 592 | 0
7032 | 849.9704 | 849.97 | 0 | 0 | 0
7033 | 1104.8061 | 1104.806 | 0 | 0 | 0
7034 | 738.0913 | 738.091 | 0 | 0 | 0
7035 | 1162.2995 | 1162.3 | 0 | 0 | 0
7036 | 1122.6757 | 1122.676 | 0 | 0 | 0
7037 | 1184.8307 | 1184.831 | 0 | 0 | 0
7038 | 1024.0045 | 1024.005 | 0 | 0 | 0
7039 | 1256.0216 | 1052.56 | 203.461 | 0 | 0
7040 | 1353.606 | 225.77 | 1127.836 | 0 | 0
7041 | 1534.3568 | 638.953 | 895.404 | 0 | 0
7042 | 1602.1427 | 0 | 1602.143 | 0 | 545.051
7043 | 1628.6013 | 0 | 1628.601 | 0 | 454.185
7044 | 1636.1784 | 0 | 1636.178 | 0 | 0
7045 | 1876.1804 | 0 | 1876.18 | 0 | 0
7046 | 1679.1101 | 0 | 1679.11 | 0 | 0
7047 | 1605.5447 | 0 | 1605.544 | 0 | 0
7048 | 1427.7269 | 334.914 | 1092.813 | 0 | 0
7049 | 1587.1934 | 914.292 | 672.901 | 0 | 0
7050 | 1493.7656 | 1493.766 | 0 | 0 | 0
7051 | 1428.0124 | 1428.012 | 0 | 0 | 0
7052 | 1214.3544 | 1214.354 | 0 | 0 | 0
7053 | 1286.6096 | 1286.61 | 0 | 0 | 0
7054 | 1485.5058 | 1179.632 | 0 | 305.874 | 0
7055 | 1588.0616 | 996.062 | 0 | 592 | 0
7056 | 1464.5285 | 1464.528 | 0 | 0 | 0
7057 | 943.9799 | 943.98 | 0 | 0 | 0
7058 | 1055.082 | 1055.082 | 0 | 0 | 0
7059 | 1517.3603 | 1517.36 | 0 | 0 | 0
7060 | 1184.8307 | 1184.831 | 0 | 0 | 0
7061 | 1555.4302 | 1555.43 | 0 | 0 | 0
7062 | 1419.4661 | 1419.466 | 0 | 0 | 0
7063 | 1509.6793 | 1051.465 | 458.215 | 0 | 0
7064 | 1222.5996 | 0 | 1222.6 | 0 | 230.746
7065 | 1098.0623 | 0 | 1098.063 | 0 | 592
7066 | 1450.0124 | 0 | 1450.012 | 0 | 176.49
7067 | 1367.1296 | 0 | 1367.129 | 0 | 0
7068 | 1547.1005 | 0 | 1547.1 | 0 | 0
7069 | 1876.2222 | 0 | 1876.222 | 0 | 0
7070 | 1289.5668 | 0 | 1289.567 | 0 | 0
7071 | 1309.7799 | 933.333 | 376.447 | 0 | 0
7072 | 1430.0072 | 1273.713 | 156.294 | 0 | 0
7073 | 1378.6088 | 1338.486 | 40.123 | 0 | 0
7074 | 911.5146 | 911.515 | 0 | 0 | 0
7075 | 1308.9971 | 1308.997 | 0 | 0 | 0
7076 | 978.1652 | 978.165 | 0 | 0 | 0
7077 | 1111.0216 | 1111.022 | 0 | 0 | 0
7078 | 1313.0255 | 1007.152 | 0 | 305.874 | 0
7079 | 1476.9595 | 884.959 | 0 | 592 | 0
7080 | 1488.6136 | 1488.614 | 0 | 0 | 0
7081 | 1055.859 | 1055.859 | 0 | 0 | 0
7082 | 1290.4943 | 1290.494 | 0 | 0 | 0
7083 | 1036.4355 | 1036.436 | 0 | 0 | 0
7084 | 1038.7663 | 1038.766 | 0 | 0 | 0
7085 | 936.9874 | 936.987 | 0 | 0 | 0
7086 | 1198.0387 | 1198.039 | 0 | 0 | 0
7087 | 1205.407 | 732.4 | 473.007 | 0 | 0
7088 | 1106.8931 | 0 | 1106.893 | 0 | 237.94
7089 | 1442.5236 | 0 | 1442.524 | 0 | 592
7090 | 1737.0055 | 0 | 1737.005 | 0 | 169.296
7091 | 1443.4841 | 0 | 1443.485 | 0 | 0
7092 | 1588.2695 | 0 | 1588.27 | 0 | 0
7093 | 1786.2343 | 0 | 1786.234 | 0 | 0
7094 | 1390.1667 | 0 | 1390.167 | 0 | 0
7095 | 1677.3843 | 0 | 1677.385 | 0 | 0
7096 | 1676.6695 | 123.067 | 1553.603 | 0 | 0
7097 | 1553.3917 | 1069.187 | 484.204 | 0 | 0
7098 | 1585.9659 | 1585.966 | 0 | 0 | 0
7099 | 1572.7909 | 1572.791 | 0 | 0 | 0
7100 | 1489.3905 | 1489.39 | 0 | 0 | 0
7101 | 1698.3869 | 1698.387 | 0 | 0 | 0
7102 | 1112.5755 | 806.702 | 0 | 305.874 | 0
7103 | 1168.515 | 576.515 | 0 | 592 | 0
7104 | 371.3765 | 371.376 | 0 | 0 | 0
7105 | 116.5407 | 116.541 | 0 | 0 | 0
7106 | 122.7562 | 122.756 | 0 | 0 | 0
7107 | 114.9869 | 114.987 | 0 | 0 | 0
7108 | 121.2024 | 121.202 | 0 | 0 | 0
7109 | 123.5332 | 123.533 | 0 | 0 | 0
7110 | 101.7789 | 101.779 | 0 | 0 | 0
7111 | 87.8474 | 0 | 87.848 | 0 | 223.709
7112 | 176.3999 | 0 | 176.4 | 0 | 592
7113 | 1266.3005 | 621.13 | 645.17 | 0 | 0
7114 | 1548.0484 | 1237.7 | 169.385 | 140.964 | 0
7115 | 1673.0266 | 484.444 | 596.583 | 592 | 0
7116 | 1771.9988 | 0 | 1771.999 | 0 | 516.324
7117 | 1494.0026 | 0 | 1494.002 | 0 | 482.912
7118 | 1420.6499 | 0 | 1420.65 | 0 | 0
7119 | 1712.2377 | 0 | 1712.238 | 0 | 0
7120 | 1677.291 | 615.793 | 1061.498 | 0 | 0
7121 | 1676.9667 | 1665.172 | 11.795 | 0 | 0
7122 | 1398.5489 | 1398.549 | 0 | 0 | 0
7123 | 1443.0422 | 1443.042 | 0 | 0 | 0
7124 | 1379.0653 | 1379.065 | 0 | 0 | 0
7125 | 1510.3678 | 1510.368 | 0 | 0 | 0
7126 | 1776.0807 | 1470.207 | 0 | 305.874 | 0
7127 | 1299.0406 | 707.041 | 0 | 592 | 0
7128 | 1407.035 | 1407.035 | 0 | 0 | 0
7129 | 1057.4129 | 1057.413 | 0 | 0 | 0
7130 | 1358.0879 | 1358.088 | 0 | 0 | 0
7131 | 1203.4772 | 1203.477 | 0 | 0 | 0
7132 | 1147.5377 | 1147.538 | 0 | 0 | 0
7133 | 1421.0199 | 1421.02 | 0 | 0 | 0
7134 | 1152.9763 | 1152.976 | 0 | 0 | 0
7135 | 1150.6454 | 1043.908 | 106.738 | 0 | 0
7136 | 1557.2327 | 1185.001 | 372.232 | 0 | 0
7137 | 1562.9559 | 1445.517 | 117.439 | 0 | 0
7138 | 1484.153 | 673.903 | 810.25 | 0 | 0
7139 | 1538.7348 | 0 | 1538.734 | 0 | 592
7140 | 1370.921 | 0 | 1370.921 | 0 | 407.236
7141 | 1755.5239 | 1077.173 | 678.351 | 0 | 0
7142 | 1535.2541 | 444.797 | 1090.458 | 0 | 0
7143 | 1077.4462 | 864.738 | 212.709 | 0 | 0
7144 | 1517.8449 | 1214.848 | 302.997 | 0 | 0
7145 | 1251.0074 | 852.994 | 398.013 | 0 | 0
7146 | 1642.0142 | 1642.014 | 0 | 0 | 0
7147 | 1603.6198 | 1603.62 | 0 | 0 | 0
7148 | 1352.6494 | 1352.649 | 0 | 0 | 0
7149 | 1404.7042 | 1404.704 | 0 | 0 | 0
7150 | 1233.7778 | 927.904 | 0 | 305.874 | 0
7151 | 1466.0823 | 874.082 | 0 | 592 | 0
7152 | 1573.2998 | 1573.3 | 0 | 0 | 0
7153 | 1475.4056 | 1475.406 | 0 | 0 | 0
7154 | 1317.6872 | 1317.687 | 0 | 0 | 0
7155 | 1793.9503 | 1793.95 | 0 | 0 | 0
7156 | 1639.3396 | 1639.34 | 0 | 0 | 0
7157 | 1427.2354 | 1427.235 | 0 | 0 | 0
7158 | 1366.6343 | 1366.634 | 0 | 0 | 0
7159 | 1260.9775 | 978.955 | 282.022 | 0 | 0
7160 | 331.6128 | 0 | 331.612 | 0 | 592
7161 | 268.4554 | 0 | 268.456 | 0 | 407.236
7162 | 276.049 | 0 | 276.049 | 0 | 0
7163 | 261.2493 | 0 | 261.249 | 0 | 0
7164 | 324.2289 | 0 | 324.229 | 0 | 0
7165 | 205.8624 | 0 | 205.863 | 0 | 0
7166 | 205.1622 | 0 | 205.162 | 0 | 0
7167 | 333.7513 | 0 | 333.751 | 0 | 0
7168 | 381.8331 | 0 | 381.833 | 0 | 0
7169 | 308.0162 | 0 | 308.016 | 0 | 0
7170 | 338.7742 | 338.774 | 0 | 0 | 0
7171 | 273.5706 | 273.571 | 0 | 0 | 0
7172 | 258.7204 | 258.72 | 0 | 0 | 0
7173 | 300.6751 | 57.76 | 0 | 242.915 | 0
7174 | 283.5824 | 0 | 0 | 283.582 | 0
7175 | 236.1892 | 0 | 0 | 236.189 | 0
7176 | 135.1872 | 0 | 0 | 135.187 | 0
7177 | 138.295 | 138.295 | 0 | 0 | 0
7178 | 120.4254 | 120.425 | 0 | 0 | 0
7179 | 114.9869 | 114.987 | 0 | 0 | 0
7180 | 111.8791 | 111.879 | 0 | 0 | 0
7181 | 98.6711 | 98.671 | 0 | 0 | 0
7182 | 96.3403 | 96.34 | 0 | 0 | 0
7183 | 79.4371 | 0 | 79.438 | 0 | 436.285
7184 | 86.9093 | 0 | 86.909 | 0 | 562.951
7185 | 86.5519 | 0 | 86.552 | 0 | 0
7186 | 85.5428 | 0 | 85.542 | 0 | 0
7187 | 82.0117 | 0 | 82.011 | 0 | 0
7188 | 89.4741 | 0 | 89.474 | 0 | 0
7189 | 85.7196 | 0 | 85.72 | 0 | 0
7190 | 90.0355 | 0 | 90.035 | 0 | 0
7191 | 84.2988 | 0 | 84.298 | 0 | 0
7192 | 95.4148 | 0 | 95.415 | 0 | 0
7193 | 85.638 | 0 | 85.638 | 0 | 0
7194 | 92.1604 | 0 | 0 | 92.16 | 0
7195 | 99.1266 | 0 | 0 | 99.127 | 0
7196 | 101.7789 | 0 | 0 | 101.779 | 0
7197 | 100.225 | 0 | 0 | 100.225 | 0
7198 | 107.9944 | 0 | 0 | 107.994 | 0
7199 | 98.6711 | 0 | 0 | 98.671 | 0
7200 | 104.1097 | 0 | 0 | 104.11 | 0
7201 | 94.0095 | 94.01 | 0 | 0 | 0
7202 | 100.225 | 100.225 | 0 | 0 | 0
7203 | 97.1173 | 97.117 | 0 | 0 | 0
7204 | 98.6711 | 96.767 | 0 | 1.904 | 0
7205 | 93.2326 | 0 | 0 | 93.233 | 0
7206 | 98.6711 | 0 | 0 | 98.671 | 0
7207 | 88.0252 | 0 | 88.025 | 0 | 288.89
7208 | 138.2668 | 0 | 138.267 | 0 | 592
7209 | 851.5291 | 0 | 851.529 | 0 | 118.347
7210 | 1151.9371 | 0 | 1151.938 | 0 | 0
7211 | 1368.5727 | 0 | 1368.573 | 0 | 0
7212 | 1597.6423 | 0 | 1597.642 | 0 | 0
7213 | 1506.7813 | 0 | 1506.781 | 0 | 0
7214 | 1412.897 | 0 | 1412.897 | 0 | 0
7215 | 1414.7093 | 0 | 1414.709 | 0 | 0
7216 | 1584.3586 | 627.169 | 957.189 | 0 | 0
7217 | 1584.5198 | 1249.165 | 335.355 | 0 | 0
7218 | 1715.024 | 1715.024 | 0 | 0 | 0
7219 | 1680.964 | 1680.964 | 0 | 0 | 0
7220 | 1793.1733 | 1793.173 | 0 | 0 | 0
7221 | 1675.8557 | 1675.856 | 0 | 0 | 0
7222 | 1509.5909 | 1203.717 | 0 | 305.874 | 0
7223 | 1940.7916 | 1348.792 | 0 | 592 | 0
7224 | 1651.7706 | 1651.771 | 0 | 0 | 0
7225 | 1884.852 | 1884.852 | 0 | 0 | 0
7226 | 1574.8537 | 1574.854 | 0 | 0 | 0
7227 | 1236.1086 | 1236.109 | 0 | 0 | 0
7228 | 1240.7703 | 1240.77 | 0 | 0 | 0
7229 | 1692.1714 | 1692.171 | 0 | 0 | 0
7230 | 1647.1089 | 1647.109 | 0 | 0 | 0
7231 | 1061.519 | 556.413 | 505.106 | 0 | 0
7232 | 1120.1186 | 0 | 1120.118 | 0 | 547.441
7233 | 1674.4572 | 0 | 1674.458 | 0 | 451.795
7234 | 2076.6159 | 0 | 2076.616 | 0 | 0
7235 | 1845.2748 | 0 | 1845.275 | 0 | 0
7236 | 2071.6969 | 0 | 2071.697 | 0 | 0
7237 | 1651.0189 | 0 | 1651.019 | 0 | 0
7238 | 1496.2674 | 0 | 1496.267 | 0 | 0
7239 | 1315.4865 | 1094.55 | 220.936 | 0 | 0
7240 | 1605.1611 | 530.882 | 1074.279 | 0 | 0
7241 | 1758.8346 | 1236.677 | 522.158 | 0 | 0
7242 | 1473.3059 | 1473.306 | 0 | 0 | 0
7243 | 1812.4967 | 1812.497 | 0 | 0 | 0
7244 | 1695.2791 | 1695.279 | 0 | 0 | 0
7245 | 1998.285 | 1998.285 | 0 | 0 | 0
7246 | 1626.9086 | 1321.035 | 0 | 305.874 | 0
7247 | 1615.2545 | 1023.254 | 0 | 592 | 0
7248 | 1388.3885 | 1388.389 | 0 | 0 | 0
7249 | 1436.5587 | 1436.559 | 0 | 0 | 0
7250 | 1567.0843 | 1567.084 | 0 | 0 | 0
7251 | 991.3731 | 991.373 | 0 | 0 | 0
7252 | 1218.2391 | 1218.239 | 0 | 0 | 0
7253 | 1230.6701 | 1230.67 | 0 | 0 | 0
7254 | 1351.8724 | 1351.872 | 0 | 0 | 0
7255 | 1256.2333 | 1092.726 | 163.507 | 0 | 0
7256 | 631.5235 | 107.207 | 524.316 | 0 | 0
7257 | 1426.3624 | 557.213 | 869.149 | 0 | 0
7258 | 1434.29 | 0 | 1434.29 | 0 | 592
7259 | 1329.046 | 0 | 1329.046 | 0 | 407.236
7260 | 1071.6104 | 0 | 1071.61 | 0 | 0
7261 | 1688.5431 | 0 | 1688.543 | 0 | 0
7262 | 1314.6289 | 499.077 | 815.552 | 0 | 0
7263 | 1623.5803 | 829.825 | 793.755 | 0 | 0
7264 | 1596.3166 | 1271.5 | 324.817 | 0 | 0
7265 | 1509.3432 | 1263.663 | 245.681 | 0 | 0
7266 | 1577.5497 | 1577.55 | 0 | 0 | 0
7267 | 1551.363 | 1551.363 | 0 | 0 | 0
7268 | 1267.9631 | 1267.963 | 0 | 0 | 0
7269 | 1587.2847 | 1587.285 | 0 | 0 | 0
7270 | 1797.835 | 1491.961 | 0 | 305.874 | 0
7271 | 1567.0843 | 975.084 | 0 | 592 | 0
7272 | 1323.9027 | 1323.903 | 0 | 0 | 0
7273 | 1209.6927 | 1209.693 | 0 | 0 | 0
7274 | 1199.5926 | 1199.593 | 0 | 0 | 0
7275 | 1285.8327 | 1285.833 | 0 | 0 | 0
7276 | 1353.4263 | 1353.426 | 0 | 0 | 0
7277 | 1157.6379 | 1157.638 | 0 | 0 | 0
7278 | 1076.0594 | 1076.059 | 0 | 0 | 0
7279 | 1040.5708 | 585.151 | 455.42 | 0 | 0
7280 | 680.187 | 0 | 680.187 | 0 | 592
7281 | 1145.7167 | 0 | 1145.717 | 0 | 407.236
7282 | 1580.9303 | 0 | 1580.93 | 0 | 0
7283 | 1460.9439 | 0 | 1460.944 | 0 | 0
7284 | 1561.3107 | 0 | 1561.311 | 0 | 0
7285 | 1658.8698 | 0 | 1658.87 | 0 | 0
7286 | 1697.236 | 0 | 1405.007 | 292.229 | 0
7287 | 1609.0448 | 0 | 1609.045 | 0 | 325.22
7288 | 1884.7238 | 1686.65 | 198.074 | 0 | 0
7289 | 1429.3409 | 1049.671 | 379.67 | 0 | 0
7290 | 1778.5902 | 1778.59 | 0 | 0 | 0
7291 | 1691.5158 | 1691.516 | 0 | 0 | 0
7292 | 1294.379 | 1294.379 | 0 | 0 | 0
7293 | 1858.4361 | 1858.436 | 0 | 0 | 0
7294 | 1860.7669 | 1554.893 | 0 | 305.874 | 0
7295 | 1745.7801 | 1153.78 | 0 | 592 | 0
7296 | 1270.2939 | 1270.294 | 0 | 0 | 0
7297 | 979.2 | 979.2 | 0 | 0 | 0
7298 | 1126.4 | 1126.4 | 0 | 0 | 0
7299 | 942.4 | 942.4 | 0 | 0 | 0
7300 | 1153.6 | 1153.6 | 0 | 0 | 0
7301 | 813.6 | 813.6 | 0 | 0 | 0
7302 | 752.8 | 752.8 | 0 | 0 | 0
7303 | 972.165 | 652.939 | 319.226 | 0 | 0
7304 | 714.13 | 219.94 | 494.19 | 0 | 0
7305 | 999.303 | 0 | 999.303 | 0 | 547.724
7306 | 1215.461 | 0 | 1215.46 | 0 | 451.513
7307 | 1450.762 | 0 | 1450.762 | 0 | 0
7308 | 1203.09 | 0 | 1203.09 | 0 | 0
7309 | 1458.605 | 0 | 1458.605 | 0 | 0
7310 | 1394.271 | 0 | 1394.271 | 0 | 0
7311 | 1158.39 | 0 | 1158.39 | 0 | 0
7312 | 1214.189 | 0 | 1214.189 | 0 | 0
7313 | 1159.956 | 551.449 | 608.507 | 0 | 0
7314 | 1375.523 | 1375.523 | 0 | 0 | 0
7315 | 1310.4 | 1310.4 | 0 | 0 | 0
7316 | 1376 | 1376 | 0 | 0 | 0
7317 | 1444 | 1444 | 0 | 0 | 0
7318 | 890.4 | 584.526 | 0 | 305.874 | 0
7319 | 1152 | 560 | 0 | 592 | 0
7320 | 1338.4 | 1338.4 | 0 | 0 | 0
7321 | 1149.6 | 1149.6 | 0 | 0 | 0
7322 | 1115.2 | 1115.2 | 0 | 0 | 0
7323 | 995.2 | 995.2 | 0 | 0 | 0
7324 | 1403.2 | 1403.2 | 0 | 0 | 0
7325 | 927.2 | 927.2 | 0 | 0 | 0
7326 | 899.2 | 899.2 | 0 | 0 | 0
7327 | 729.6 | 421.379 | 308.221 | 0 | 0
7328 | 1140.583 | 0 | 1140.583 | 0 | 112.272
7329 | 1125.237 | 0 | 1125.237 | 0 | 592
7330 | 1053.168 | 0 | 1053.167 | 0 | 294.965
7331 | 1214.887 | 0 | 1214.887 | 0 | 0
7332 | 1367.312 | 0 | 1367.312 | 0 | 0
7333 | 1412.702 | 0 | 1412.702 | 0 | 0
7334 | 992.147 | 0 | 992.147 | 0 | 0
7335 | 979.152 | 0 | 979.152 | 0 | 0
7336 | 1263.475 | 86.578 | 1176.897 | 0 | 0
7337 | 1350.183 | 674.233 | 675.95 | 0 | 0
7338 | 1374.738 | 1374.738 | 0 | 0 | 0
7339 | 1219.2 | 1219.2 | 0 | 0 | 0
7340 | 1216 | 1216 | 0 | 0 | 0
7341 | 1084.8 | 1084.8 | 0 | 0 | 0
7342 | 1232 | 1232 | 0 | 0 | 0
7343 | 838.4 | 838.4 | 0 | 0 | 0
7344 | 932 | 587.268 | 0 | 344.732 | 0
7345 | 870.547 | 870.547 | 0 | 0 | 0
7346 | 870.2682 | 870.268 | 0 | 0 | 0
7347 | 862.4134 | 862.413 | 0 | 0 | 0
7348 | 826.5843 | 826.584 | 0 | 0 | 0
7349 | 819.3456 | 819.346 | 0 | 0 | 0
7350 | 813.6014 | 813.601 | 0 | 0 | 0
7351 | 903.9083 | 0 | 350.767 | 553.141 | 0
7352 | 791.2837 | 0 | 791.284 | 0 | 578.305
7353 | 1005.2559 | 0 | 1005.256 | 0 | 420.931
7354 | 1195.4363 | 0 | 1195.437 | 0 | 0
7355 | 1226.7781 | 0 | 1226.779 | 0 | 0
7356 | 1217.1598 | 0 | 1217.16 | 0 | 0
7357 | 1234.1608 | 0 | 1234.161 | 0 | 0
7358 | 1231.0896 | 0 | 1231.09 | 0 | 0
7359 | 1249.2235 | 0 | 1249.223 | 0 | 0
7360 | 1250.9173 | 0 | 1250.917 | 0 | 0
7361 | 1257.5245 | 685.511 | 572.013 | 0 | 0
7362 | 1230.4932 | 1230.493 | 0 | 0 | 0
7363 | 1196.9072 | 1196.907 | 0 | 0 | 0
7364 | 1113.5542 | 1113.554 | 0 | 0 | 0
7365 | 1185.424 | 1185.424 | 0 | 0 | 0
7366 | 1185.7689 | 879.895 | 0 | 305.874 | 0
7367 | 1162.3773 | 570.377 | 0 | 592 | 0
7368 | 889.2698 | 889.27 | 0 | 0 | 0
7369 | 85.6 | 85.6 | 0 | 0 | 0
7370 | 91.2 | 91.2 | 0 | 0 | 0
7371 | 84 | 84 | 0 | 0 | 0
7372 | 87.2 | 87.2 | 0 | 0 | 0
7373 | 81.6 | 81.6 | 0 | 0 | 0
7374 | 85.6 | 85.6 | 0 | 0 | 0
7375 | 65.492 | 9.337 | 56.155 | 0 | 0
7376 | 93.277 | 0 | 93.277 | 0 | 26.36
7377 | 618.406 | 0 | 618.406 | 0 | 592
7378 | 770.837 | 0 | 770.837 | 0 | 380.877
7379 | 1352.587 | 0 | 1352.587 | 0 | 0
7380 | 1093.259 | 0 | 1093.259 | 0 | 0
7381 | 1179.255 | 0 | 1179.255 | 0 | 0
7382 | 1555.276 | 0 | 1555.276 | 0 | 0
7383 | 1278.067 | 0 | 1278.067 | 0 | 0
7384 | 1480.787 | 208.632 | 1272.155 | 0 | 0
7385 | 1756.931 | 1153.248 | 603.683 | 0 | 0
7386 | 1617.657 | 1617.657 | 0 | 0 | 0
7387 | 1474.4 | 1474.4 | 0 | 0 | 0
7388 | 1431.2 | 1431.2 | 0 | 0 | 0
7389 | 1365.6 | 1365.6 | 0 | 0 | 0
7390 | 1100.8 | 794.926 | 0 | 305.874 | 0
7391 | 1292.8 | 700.8 | 0 | 592 | 0
7392 | 1215.2 | 1215.2 | 0 | 0 | 0
7393 | 949.6 | 949.6 | 0 | 0 | 0
7394 | 1412.8 | 1412.8 | 0 | 0 | 0
7395 | 1319.2 | 1319.2 | 0 | 0 | 0
7396 | 1212.8 | 1212.8 | 0 | 0 | 0
7397 | 1012 | 1012 | 0 | 0 | 0
7398 | 1101.6 | 1101.6 | 0 | 0 | 0
7399 | 1240.205 | 768.088 | 472.117 | 0 | 0
7400 | 972.841 | 0 | 972.841 | 0 | 492.666
7401 | 1091.276 | 0 | 1091.276 | 0 | 506.57
7402 | 1317.246 | 0 | 1317.246 | 0 | 0
7403 | 1461.008 | 0 | 1461.008 | 0 | 0
7404 | 1485.364 | 0 | 1485.364 | 0 | 0
7405 | 1859.342 | 0 | 1859.342 | 0 | 0
7406 | 1111.595 | 0 | 1111.595 | 0 | 0
7407 | 1623.432 | 0 | 1623.432 | 0 | 0
7408 | 1529.712 | 526.736 | 1002.976 | 0 | 0
7409 | 1351.591 | 897.766 | 453.825 | 0 | 0
7410 | 1119.86 | 1119.86 | 0 | 0 | 0
7411 | 915.2 | 915.2 | 0 | 0 | 0
7412 | 1072.8 | 1072.8 | 0 | 0 | 0
7413 | 1204 | 1204 | 0 | 0 | 0
7414 | 921.6 | 615.726 | 0 | 305.874 | 0
7415 | 1499.2 | 907.2 | 0 | 592 | 0
7416 | 1340 | 1340 | 0 | 0 | 0
7417 | 1268 | 1268 | 0 | 0 | 0
7418 | 1223.2 | 1223.2 | 0 | 0 | 0
7419 | 1244.8 | 1244.8 | 0 | 0 | 0
7420 | 1196 | 1196 | 0 | 0 | 0
7421 | 920 | 920 | 0 | 0 | 0
7422 | 1409.6 | 1409.6 | 0 | 0 | 0
7423 | 1301.174 | 1121.567 | 179.607 | 0 | 0
7424 | 900.704 | 286.934 | 613.77 | 0 | 0
7425 | 1025.232 | 739.71 | 285.522 | 0 | 0
7426 | 1161.734 | 0 | 1161.734 | 0 | 281.452
7427 | 1161.093 | 0 | 1161.093 | 0 | 592
7428 | 1382.406 | 0 | 1382.406 | 0 | 125.785
7429 | 1308.312 | 0 | 1308.312 | 0 | 0
7430 | 1078.045 | 0 | 1078.045 | 0 | 0
7431 | 1313.362 | 0 | 1313.362 | 0 | 0
7432 | 1419.024 | 838.338 | 580.686 | 0 | 0
7433 | 1209.14 | 895.053 | 314.087 | 0 | 0
7434 | 1214.131 | 1214.131 | 0 | 0 | 0
7435 | 1495.2 | 1495.2 | 0 | 0 | 0
7436 | 1044.8 | 1044.8 | 0 | 0 | 0
7437 | 1540.8 | 1540.8 | 0 | 0 | 0
7438 | 1288 | 982.126 | 0 | 305.874 | 0
7439 | 1128.8 | 536.8 | 0 | 592 | 0
7440 | 1216 | 1216 | 0 | 0 | 0
7441 | 784.8 | 784.8 | 0 | 0 | 0
7442 | 1167.2 | 1167.2 | 0 | 0 | 0
7443 | 1024 | 1024 | 0 | 0 | 0
7444 | 1230.4 | 1230.4 | 0 | 0 | 0
7445 | 1207.2 | 1207.2 | 0 | 0 | 0
7446 | 961.6 | 961.6 | 0 | 0 | 0
7447 | 1106.751 | 710.564 | 396.187 | 0 | 0
7448 | 981.304 | 0 | 981.304 | 0 | 541.435
7449 | 1087.115 | 0 | 1087.115 | 0 | 457.802
7450 | 1162.094 | 0 | 1162.094 | 0 | 0
7451 | 1710.031 | 0 | 1710.031 | 0 | 0
7452 | 1447.547 | 0 | 1447.547 | 0 | 0
7453 | 1355.19 | 0 | 1355.19 | 0 | 0
7454 | 1224.544 | 0 | 1224.544 | 0 | 0
7455 | 1435.996 | 0 | 1435.996 | 0 | 0
7456 | 1576.816 | 108.954 | 1467.862 | 0 | 0
7457 | 1545.343 | 902.94 | 642.403 | 0 | 0
7458 | 1644.762 | 1644.762 | 0 | 0 | 0
7459 | 1521.6 | 1521.6 | 0 | 0 | 0
7460 | 1470.4 | 1470.4 | 0 | 0 | 0
7461 | 1567.2 | 1567.2 | 0 | 0 | 0
7462 | 1155.2 | 849.326 | 0 | 305.874 | 0
7463 | 1411.2 | 819.2 | 0 | 592 | 0
7464 | 1588.8 | 1588.8 | 0 | 0 | 0
7465 | 1478.4 | 1478.4 | 0 | 0 | 0
7466 | 1609.6 | 1609.6 | 0 | 0 | 0
7467 | 1016 | 1016 | 0 | 0 | 0
7468 | 1200 | 1200 | 0 | 0 | 0
7469 | 1240 | 1240 | 0 | 0 | 0
7470 | 1102.4 | 1102.4 | 0 | 0 | 0
7471 | 1127.493 | 920.228 | 207.265 | 0 | 0
7472 | 1108.431 | 737.287 | 371.144 | 0 | 0
7473 | 1506.879 | 550.203 | 956.676 | 0 | 0
7474 | 1545.101 | 228.822 | 1316.279 | 0 | 0
7475 | 1717.536 | 0 | 1717.536 | 0 | 592
7476 | 1743.337 | 0 | 1743.337 | 0 | 407.236
7477 | 1659.288 | 0 | 1659.288 | 0 | 0
7478 | 1711.846 | 0 | 1711.846 | 0 | 0
7479 | 1778.711 | 519.708 | 1259.003 | 0 | 0
7480 | 1671.964 | 338.655 | 1333.309 | 0 | 0
7481 | 1740.399 | 1732.989 | 7.41 | 0 | 0
7482 | 1561.823 | 1561.823 | 0 | 0 | 0
7483 | 1636 | 1636 | 0 | 0 | 0
7484 | 1423.2 | 1423.2 | 0 | 0 | 0
7485 | 1198.4 | 1198.4 | 0 | 0 | 0
7486 | 1556.8 | 1250.926 | 0 | 305.874 | 0
7487 | 1191.2 | 599.2 | 0 | 592 | 0
7488 | 1529.6 | 1529.6 | 0 | 0 | 0
7489 | 1598.4 | 1598.4 | 0 | 0 | 0
7490 | 1415.2 | 1415.2 | 0 | 0 | 0
7491 | 1582.4 | 1582.4 | 0 | 0 | 0
7492 | 1364.8 | 1364.8 | 0 | 0 | 0
7493 | 1329.6 | 1329.6 | 0 | 0 | 0
7494 | 1695.2 | 1695.2 | 0 | 0 | 0
7495 | 1435.98 | 1237.117 | 198.863 | 0 | 0
7496 | 1870.081 | 637.942 | 1232.139 | 0 | 0
7497 | 1222.75 | 0 | 1222.75 | 0 | 592
7498 | 1723.893 | 0 | 1723.894 | 0 | 407.236
7499 | 1512.119 | 0 | 1512.119 | 0 | 0
7500 | 1701.586 | 0 | 1701.586 | 0 | 0
7501 | 1506.384 | 0 | 1506.384 | 0 | 0
7502 | 1400.986 | 0 | 1400.986 | 0 | 0
7503 | 1718.665 | 0 | 1718.665 | 0 | 0
7504 | 1537.608 | 1369.046 | 168.562 | 0 | 0
7505 | 1343.34 | 1203.709 | 139.631 | 0 | 0
7506 | 1522.828 | 1522.828 | 0 | 0 | 0
7507 | 1356.8 | 1356.8 | 0 | 0 | 0
7508 | 1599.2 | 1599.2 | 0 | 0 | 0
7509 | 1412.8 | 1412.8 | 0 | 0 | 0
7510 | 1264.8 | 1264.8 | 0 | 0 | 0
7511 | 1524 | 1524 | 0 | 0 | 0
7512 | 828.8 | 522.926 | 0 | 305.874 | 0
7513 | 1140 | 1140 | 0 | 0 | 0
7514 | 1248.8 | 1248.8 | 0 | 0 | 0
7515 | 1267.2 | 1267.2 | 0 | 0 | 0
7516 | 1367.2 | 1367.2 | 0 | 0 | 0
7517 | 1266.4 | 1266.4 | 0 | 0 | 0
7518 | 1180 | 1180 | 0 | 0 | 0
7519 | 1235.738 | 285.854 | 357.884 | 592 | 0
7520 | 932.415 | 0 | 932.415 | 0 | 289.147
7521 | 1225.774 | 0 | 1225.774 | 0 | 592
7522 | 1183.594 | 0 | 1183.594 | 0 | 118.089
7523 | 1167.775 | 0 | 1167.775 | 0 | 0
7524 | 1149.101 | 0 | 1149.101 | 0 | 0
7525 | 1061.564 | 0 | 1061.564 | 0 | 0
7526 | 1207.035 | 0 | 1207.035 | 0 | 0
7527 | 1229.373 | 124.647 | 1104.726 | 0 | 0
7528 | 1219.569 | 539.15 | 680.419 | 0 | 0
7529 | 850.341 | 615.903 | 234.438 | 0 | 0
7530 | 1029.964 | 1029.964 | 0 | 0 | 0
7531 | 1183.2 | 1183.2 | 0 | 0 | 0
7532 | 1294.4 | 1294.4 | 0 | 0 | 0
7533 | 1021.6 | 1021.6 | 0 | 0 | 0
7534 | 1191.2 | 885.326 | 0 | 305.874 | 0
7535 | 1176 | 584 | 0 | 592 | 0
7536 | 173.6 | 173.6 | 0 | 0 | 0
7537 | 89.6 | 89.6 | 0 | 0 | 0
7538 | 171.2 | 171.2 | 0 | 0 | 0
7539 | 109.6 | 109.6 | 0 | 0 | 0
7540 | 114.4 | 114.4 | 0 | 0 | 0
7541 | 85.6 | 85.6 | 0 | 0 | 0
7542 | 88.8 | 88.8 | 0 | 0 | 0
7543 | 85.749 | 0 | 85.749 | 0 | 112.319
7544 | 209.928 | 49.531 | 160.397 | 0 | 0
7545 | 856.951 | 317.042 | 539.909 | 0 | 0
7546 | 1343.987 | 683.252 | 660.735 | 0 | 0
7547 | 1233.607 | 68.918 | 1063.763 | 100.926 | 0
7548 | 1009.939 | 0 | 1009.939 | 0 | 592
7549 | 1251.764 | 0 | 1251.764 | 0 | 231.855
7550 | 1114.082 | 0 | 1114.081 | 0 | 175.382
7551 | 1131.027 | 0 | 1131.027 | 0 | 0
7552 | 1306.039 | 0 | 1306.039 | 0 | 0
7553 | 1317.887 | 570.144 | 747.743 | 0 | 0
7554 | 1482.151 | 1482.151 | 0 | 0 | 0
7555 | 1344.8 | 1344.8 | 0 | 0 | 0
7556 | 1447.2 | 1447.2 | 0 | 0 | 0
7557 | 1483.2 | 1483.2 | 0 | 0 | 0
7558 | 1075.2 | 769.326 | 0 | 305.874 | 0
7559 | 1232.8 | 640.8 | 0 | 592 | 0
7560 | 1115.2 | 1115.2 | 0 | 0 | 0
7561 | 1131.2 | 1131.2 | 0 | 0 | 0
7562 | 1402.4 | 1402.4 | 0 | 0 | 0
7563 | 878.4 | 878.4 | 0 | 0 | 0
7564 | 985.6 | 985.6 | 0 | 0 | 0
7565 | 1147.2 | 1147.2 | 0 | 0 | 0
7566 | 1303.2 | 1303.2 | 0 | 0 | 0
7567 | 1182.365 | 704.303 | 478.062 | 0 | 0
7568 | 1335.808 | 0 | 1335.808 | 0 | 347.26
7569 | 1230.58 | 0 | 1230.58 | 0 | 592
7570 | 1363.817 | 0 | 1363.817 | 0 | 59.977
7571 | 1384.068 | 0 | 1384.068 | 0 | 0
7572 | 1456.248 | 0 | 1456.248 | 0 | 0
7573 | 1474.147 | 0 | 1474.147 | 0 | 0
7574 | 1408.803 | 21.925 | 1386.878 | 0 | 0
7575 | 1416.215 | 1108.146 | 308.069 | 0 | 0
7576 | 1598.239 | 874.485 | 723.754 | 0 | 0
7577 | 1617.779 | 1088.081 | 529.698 | 0 | 0
7578 | 1347.526 | 1347.526 | 0 | 0 | 0
7579 | 1315.2 | 1315.2 | 0 | 0 | 0
7580 | 1236.8 | 1236.8 | 0 | 0 | 0
7581 | 1147.2 | 1147.2 | 0 | 0 | 0
7582 | 1199.2 | 893.326 | 0 | 305.874 | 0
7583 | 1183.2 | 591.2 | 0 | 592 | 0
7584 | 1420 | 1420 | 0 | 0 | 0
7585 | 1430.4 | 1430.4 | 0 | 0 | 0
7586 | 1165.6 | 1165.6 | 0 | 0 | 0
7587 | 1365.6 | 1365.6 | 0 | 0 | 0
7588 | 876.8 | 876.8 | 0 | 0 | 0
7589 | 816 | 816 | 0 | 0 | 0
7590 | 768 | 768 | 0 | 0 | 0
7591 | 1244.499 | 843.308 | 401.191 | 0 | 0
7592 | 1277.595 | 0 | 1277.595 | 0 | 409.986
7593 | 1546.546 | 0 | 1546.545 | 0 | 589.25
7594 | 1572.208 | 0 | 1572.208 | 0 | 0
7595 | 1429.627 | 0 | 1429.627 | 0 | 0
7596 | 1773.524 | 14.38 | 1759.144 | 0 | 0
7597 | 1456.594 | 17.951 | 968.854 | 469.789 | 0
7598 | 1568.38 | 0 | 1506.222 | 62.158 | 0
7599 | 1614.354 | 0 | 1614.354 | 0 | 592
7600 | 1835.767 | 214.631 | 1621.136 | 0 | 0
7601 | 1488.288 | 1207.595 | 280.693 | 0 | 0
7602 | 1561.284 | 1561.284 | 0 | 0 | 0
7603 | 1532 | 1532 | 0 | 0 | 0
7604 | 1440.8 | 1440.8 | 0 | 0 | 0
7605 | 1496.8 | 1496.8 | 0 | 0 | 0
7606 | 967.2 | 661.326 | 0 | 305.874 | 0
7607 | 1389.6 | 797.6 | 0 | 592 | 0
7608 | 994.4 | 994.4 | 0 | 0 | 0
7609 | 1131.2 | 1131.2 | 0 | 0 | 0
7610 | 1332.8 | 1332.8 | 0 | 0 | 0
7611 | 1132.8 | 1132.8 | 0 | 0 | 0
7612 | 1163.2 | 1163.2 | 0 | 0 | 0
7613 | 1312.8 | 1312.8 | 0 | 0 | 0
7614 | 1239.2 | 1239.2 | 0 | 0 | 0
7615 | 1053.267 | 690.429 | 362.838 | 0 | 0
7616 | 1323.515 | 36.398 | 1287.117 | 0 | 0
7617 | 1381.943 | 0 | 1381.943 | 0 | 592
7618 | 1401.676 | 0 | 1401.676 | 0 | 407.236
7619 | 1376.532 | 0 | 1376.532 | 0 | 0
7620 | 1661.105 | 0 | 1661.105 | 0 | 0
7621 | 1751.024 | 0 | 1751.024 | 0 | 0
7622 | 1832.523 | 0 | 1832.523 | 0 | 0
7623 | 1589.617 | 0 | 1589.617 | 0 | 0
7624 | 1620.881 | 140.959 | 1479.922 | 0 | 0
7625 | 1347.911 | 823.031 | 524.88 | 0 | 0
7626 | 1547.415 | 1547.415 | 0 | 0 | 0
7627 | 1665.6 | 1665.6 | 0 | 0 | 0
7628 | 1189.6 | 1189.6 | 0 | 0 | 0
7629 | 890.4 | 890.4 | 0 | 0 | 0
7630 | 993.6 | 687.726 | 0 | 305.874 | 0
7631 | 1250.4 | 658.4 | 0 | 592 | 0
7632 | 1127.2 | 1127.2 | 0 | 0 | 0
7633 | 1052 | 1052 | 0 | 0 | 0
7634 | 1386.4 | 1386.4 | 0 | 0 | 0
7635 | 1046.4 | 1046.4 | 0 | 0 | 0
7636 | 1260 | 1260 | 0 | 0 | 0
7637 | 1321.6 | 1321.6 | 0 | 0 | 0
7638 | 721.6 | 721.6 | 0 | 0 | 0
7639 | 904.057 | 670.701 | 233.356 | 0 | 0
7640 | 979.12 | 0 | 979.12 | 0 | 592
7641 | 1105.275 | 0 | 1105.275 | 0 | 407.236
7642 | 1633.544 | 0 | 1633.544 | 0 | 0
7643 | 1559.029 | 0 | 1559.029 | 0 | 0
7644 | 1491.985 | 0 | 1491.985 | 0 | 0
7645 | 1664.025 | 0 | 1664.025 | 0 | 0
7646 | 1509.416 | 0 | 1509.416 | 0 | 0
7647 | 1181.19 | 0 | 1181.19 | 0 | 0
7648 | 1646.173 | 0 | 1646.173 | 0 | 0
7649 | 1321.611 | 600.122 | 721.489 | 0 | 0
7650 | 1456.398 | 1456.398 | 0 | 0 | 0
7651 | 1341.6 | 1341.6 | 0 | 0 | 0
7652 | 1266.4 | 1266.4 | 0 | 0 | 0
7653 | 1124.8 | 1124.8 | 0 | 0 | 0
7654 | 1446.4 | 1140.526 | 0 | 305.874 | 0
7655 | 1150.4 | 558.4 | 0 | 592 | 0
7656 | 1467.2 | 1467.2 | 0 | 0 | 0
7657 | 1057.6 | 1057.6 | 0 | 0 | 0
7658 | 1108 | 1108 | 0 | 0 | 0
7659 | 1446.4 | 1446.4 | 0 | 0 | 0
7660 | 1334.4 | 1334.4 | 0 | 0 | 0
7661 | 826.4 | 826.4 | 0 | 0 | 0
7662 | 1045.6 | 1045.6 | 0 | 0 | 0
7663 | 960.752 | 485.463 | 475.289 | 0 | 0
7664 | 891.267 | 0 | 891.267 | 0 | 592
7665 | 1021.024 | 0 | 1021.024 | 0 | 407.236
7666 | 1278.022 | 0 | 1278.022 | 0 | 0
7667 | 1410.682 | 0 | 1410.682 | 0 | 0
7668 | 1375.315 | 0 | 1375.315 | 0 | 0
7669 | 1500.064 | 0 | 1500.064 | 0 | 0
7670 | 1347.201 | 0 | 1347.201 | 0 | 0
7671 | 1165.374 | 0 | 1165.374 | 0 | 0
7672 | 1265.572 | 0 | 1265.572 | 0 | 0
7673 | 1012.197 | 788.753 | 223.444 | 0 | 0
7674 | 1011.616 | 1011.616 | 0 | 0 | 0
7675 | 971.2 | 971.2 | 0 | 0 | 0
7676 | 1312 | 1312 | 0 | 0 | 0
7677 | 1095.2 | 1095.2 | 0 | 0 | 0
7678 | 1071.2 | 1071.2 | 0 | 0 | 0
7679 | 1172 | 1172 | 0 | 0 | 0
7680 | 1040 | 543.134 | 0 | 496.866 | 0
7681 | 1044 | 1044 | 0 | 0 | 0
7682 | 1136.8 | 1136.8 | 0 | 0 | 0
7683 | 1080.8 | 1080.8 | 0 | 0 | 0
7684 | 1034.4 | 1034.4 | 0 | 0 | 0
7685 | 1055.2 | 1055.2 | 0 | 0 | 0
7686 | 1076 | 1076 | 0 | 0 | 0
7687 | 886.193 | 0 | 485.185 | 401.008 | 0
7688 | 293.458 | 0 | 293.458 | 0 | 592
7689 | 141.382 | 0 | 141.382 | 0 | 407.236
7690 | 225.957 | 0 | 225.957 | 0 | 0
7691 | 173.99 | 0 | 173.99 | 0 | 0
7692 | 186.914 | 0 | 186.914 | 0 | 0
7693 | 144.11 | 0 | 144.11 | 0 | 0
7694 | 135.505 | 0 | 135.505 | 0 | 0
7695 | 194.577 | 0 | 194.577 | 0 | 0
7696 | 215.288 | 0 | 215.288 | 0 | 0
7697 | 184.122 | 0 | 184.122 | 0 | 0
7698 | 203.03 | 151.556 | 0 | 51.474 | 0
7699 | 140 | 0 | 0 | 140 | 0
7700 | 197.6 | 0 | 0 | 197.6 | 0
7701 | 199.2 | 0 | 0 | 199.2 | 0
7702 | 108.8 | 0 | 0 | 108.8 | 0
7703 | 98.4 | 0 | 0 | 98.4 | 0
7704 | 102.4 | 0 | 0 | 102.4 | 0
7705 | 92.8 | 92.8 | 0 | 0 | 0
7706 | 99.2 | 99.2 | 0 | 0 | 0
7707 | 94.4 | 94.4 | 0 | 0 | 0
7708 | 98.4 | 98.4 | 0 | 0 | 0
7709 | 92.8 | 92.8 | 0 | 0 | 0
7710 | 93.6 | 93.6 | 0 | 0 | 0
7711 | 80.485 | 0 | 80.485 | 0 | 364.571
7712 | 100.984 | 0 | 100.984 | 0 | 592
7713 | 679.251 | 0 | 679.251 | 0 | 42.665
7714 | 1271.683 | 0 | 1271.683 | 0 | 0
7715 | 1286.429 | 0 | 1286.429 | 0 | 0
7716 | 1324.926 | 0 | 1324.926 | 0 | 0
7717 | 1133.191 | 0 | 1133.191 | 0 | 0
7718 | 1217.422 | 0 | 1217.422 | 0 | 0
7719 | 1214.924 | 708.133 | 506.791 | 0 | 0
7720 | 1286.664 | 1077.055 | 209.609 | 0 | 0
7721 | 1421.989 | 1414.725 | 7.264 | 0 | 0
7722 | 1335.966 | 1335.966 | 0 | 0 | 0
7723 | 1252.8 | 1252.8 | 0 | 0 | 0
7724 | 1186.4 | 1186.4 | 0 | 0 | 0
7725 | 1470.4 | 1470.4 | 0 | 0 | 0
7726 | 1188.8 | 882.926 | 0 | 305.874 | 0
7727 | 779.2 | 187.2 | 0 | 592 | 0
7728 | 1133.6 | 1133.6 | 0 | 0 | 0
7729 | 877.6 | 877.6 | 0 | 0 | 0
7730 | 888 | 888 | 0 | 0 | 0
7731 | 992 | 992 | 0 | 0 | 0
7732 | 1028 | 1028 | 0 | 0 | 0
7733 | 1020 | 1020 | 0 | 0 | 0
7734 | 988.8 | 988.8 | 0 | 0 | 0
7735 | 1027.129 | 612.193 | 414.936 | 0 | 0
7736 | 958.726 | 0 | 958.726 | 0 | 592
7737 | 1015.72 | 0 | 1015.72 | 0 | 407.236
7738 | 1081.252 | 0 | 1081.252 | 0 | 0
7739 | 1456.647 | 0 | 1456.647 | 0 | 0
7740 | 1355.634 | 0 | 1355.634 | 0 | 0
7741 | 1091.508 | 0 | 1091.508 | 0 | 0
7742 | 1198.058 | 0 | 1198.058 | 0 | 0
7743 | 1592.282 | 1106.393 | 485.889 | 0 | 0
7744 | 1106.455 | 963.714 | 142.741 | 0 | 0
7745 | 1246.387 | 1227.131 | 19.256 | 0 | 0
7746 | 1322.503 | 1322.503 | 0 | 0 | 0
7747 | 1121.6 | 1121.6 | 0 | 0 | 0
7748 | 1195.2 | 1195.2 | 0 | 0 | 0
7749 | 1380 | 1380 | 0 | 0 | 0
7750 | 1388 | 1082.126 | 0 | 305.874 | 0
7751 | 1431.2 | 839.2 | 0 | 592 | 0
7752 | 1104 | 1104 | 0 | 0 | 0
7753 | 1285.6 | 1285.6 | 0 | 0 | 0
7754 | 1016 | 1016 | 0 | 0 | 0
7755 | 1193.6 | 1193.6 | 0 | 0 | 0
7756 | 1489.6 | 1489.6 | 0 | 0 | 0
7757 | 1088.8 | 1088.8 | 0 | 0 | 0
7758 | 1126.4 | 1126.4 | 0 | 0 | 0
7759 | 799.087 | 571.913 | 227.174 | 0 | 0
7760 | 933.699 | 0 | 933.699 | 0 | 408.954
7761 | 1028.874 | 0 | 1028.873 | 0 | 590.283
7762 | 1429.183 | 0 | 1429.183 | 0 | 0
7763 | 1309.361 | 0 | 1309.361 | 0 | 0
7764 | 1273.22 | 0 | 1273.22 | 0 | 0
7765 | 1283.758 | 0 | 1283.758 | 0 | 0
7766 | 1017.049 | 0 | 1017.049 | 0 | 0
7767 | 1569.862 | 70.155 | 1499.707 | 0 | 0
7768 | 1212.909 | 1103.478 | 109.431 | 0 | 0
7769 | 1407.813 | 1036.393 | 371.42 | 0 | 0
7770 | 1339.188 | 1339.188 | 0 | 0 | 0
7771 | 1444 | 1444 | 0 | 0 | 0
7772 | 1498.4 | 1498.4 | 0 | 0 | 0
7773 | 1683.2 | 1683.2 | 0 | 0 | 0
7774 | 1572 | 1266.126 | 0 | 305.874 | 0
7775 | 1266.4 | 674.4 | 0 | 592 | 0
7776 | 1252.8 | 1252.8 | 0 | 0 | 0
7777 | 1118.4 | 1118.4 | 0 | 0 | 0
7778 | 1283.2 | 1283.2 | 0 | 0 | 0
7779 | 1369.6 | 1369.6 | 0 | 0 | 0
7780 | 1394.4 | 1394.4 | 0 | 0 | 0
7781 | 1285.6 | 1285.6 | 0 | 0 | 0
7782 | 1056 | 1056 | 0 | 0 | 0
7783 | 1040.324 | 814.716 | 225.608 | 0 | 0
7784 | 869.633 | 0 | 869.633 | 0 | 592
7785 | 1098.227 | 0 | 1098.227 | 0 | 407.236
7786 | 1314.622 | 0 | 1314.622 | 0 | 0
7787 | 1099.177 | 0 | 1099.177 | 0 | 0
7788 | 1346.221 | 0 | 1346.221 | 0 | 0
7789 | 1404.829 | 0 | 1404.829 | 0 | 0
7790 | 1166.196 | 0 | 1166.196 | 0 | 0
7791 | 1431.156 | 0 | 1431.156 | 0 | 0
7792 | 1408.691 | 913.813 | 494.878 | 0 | 0
7793 | 1490.436 | 1299.592 | 190.844 | 0 | 0
7794 | 1393.933 | 1393.933 | 0 | 0 | 0
7795 | 1680.8 | 1680.8 | 0 | 0 | 0
7796 | 1324.8 | 1324.8 | 0 | 0 | 0
7797 | 1534.4 | 1534.4 | 0 | 0 | 0
7798 | 1571.2 | 1265.326 | 0 | 305.874 | 0
7799 | 1176.8 | 584.8 | 0 | 592 | 0
7800 | 1416.8 | 1416.8 | 0 | 0 | 0
7801 | 1240 | 1240 | 0 | 0 | 0
7802 | 1348.8 | 1348.8 | 0 | 0 | 0
7803 | 1515.2 | 1515.2 | 0 | 0 | 0
7804 | 1366.4 | 1366.4 | 0 | 0 | 0
7805 | 1381.6 | 1381.6 | 0 | 0 | 0
7806 | 1362.4 | 1362.4 | 0 | 0 | 0
7807 | 679.439 | 425.08 | 254.359 | 0 | 0
7808 | 1137.376 | 0 | 1137.376 | 0 | 500.857
7809 | 882.651 | 0 | 882.651 | 0 | 498.379
7810 | 432.662 | 0 | 432.662 | 0 | 0
7811 | 389.328 | 0 | 389.328 | 0 | 0
7812 | 396.46 | 0 | 396.46 | 0 | 0
7813 | 851.215 | 0 | 851.215 | 0 | 0
7814 | 1358.284 | 0 | 1358.284 | 0 | 0
7815 | 1653.136 | 0 | 1653.136 | 0 | 0
7816 | 1480.775 | 32.411 | 1448.364 | 0 | 0
7817 | 1522.428 | 867.943 | 654.485 | 0 | 0
7818 | 1682.404 | 1682.404 | 0 | 0 | 0
7819 | 1758.4 | 1758.4 | 0 | 0 | 0
7820 | 1597.6 | 1597.6 | 0 | 0 | 0
7821 | 1777.6 | 1777.6 | 0 | 0 | 0
7822 | 1849.6 | 1543.726 | 0 | 305.874 | 0
7823 | 1356 | 764 | 0 | 592 | 0
7824 | 1280.8 | 1280.8 | 0 | 0 | 0
7825 | 1248.8 | 1248.8 | 0 | 0 | 0
7826 | 1583.2 | 1583.2 | 0 | 0 | 0
7827 | 1660 | 1660 | 0 | 0 | 0
7828 | 981.6 | 981.6 | 0 | 0 | 0
7829 | 1345.6 | 1345.6 | 0 | 0 | 0
7830 | 1347.2 | 1347.2 | 0 | 0 | 0
7831 | 1080.957 | 699.512 | 381.445 | 0 | 0
7832 | 1190.482 | 0 | 1190.482 | 0 | 345.19
7833 | 1061.094 | 0 | 1061.094 | 0 | 592
7834 | 1659.705 | 0 | 1659.705 | 0 | 62.047
7835 | 1735.038 | 0 | 1735.038 | 0 | 0
7836 | 1837.293 | 0 | 1837.293 | 0 | 0
7837 | 1536.804 | 0 | 1536.804 | 0 | 0
7838 | 1437.913 | 452.288 | 985.625 | 0 | 0
7839 | 1704.969 | 62.971 | 1641.998 | 0 | 0
7840 | 1445.753 | 708.232 | 737.521 | 0 | 0
7841 | 1513.323 | 1133.253 | 380.07 | 0 | 0
7842 | 1805.698 | 1805.698 | 0 | 0 | 0
7843 | 1423.2 | 1423.2 | 0 | 0 | 0
7844 | 1600 | 1600 | 0 | 0 | 0
7845 | 1737.6 | 1737.6 | 0 | 0 | 0
7846 | 1408 | 1408 | 0 | 0 | 0
7847 | 1577.6 | 1577.6 | 0 | 0 | 0
7848 | 1420.8 | 1056.091 | 0 | 364.709 | 0
7849 | 1040 | 1040 | 0 | 0 | 0
7850 | 1061.6 | 1061.6 | 0 | 0 | 0
7851 | 848 | 848 | 0 | 0 | 0
7852 | 1101.6 | 1101.6 | 0 | 0 | 0
7853 | 727.2 | 727.2 | 0 | 0 | 0
7854 | 904 | 904 | 0 | 0 | 0
7855 | 917.901 | 0 | 384.736 | 533.165 | 0
7856 | 910.899 | 0 | 910.899 | 0 | 299.223
7857 | 920.17 | 0 | 920.17 | 0 | 592
7858 | 1061.386 | 0 | 1061.386 | 0 | 108.013
7859 | 1019.092 | 0 | 1019.092 | 0 | 0
7860 | 991.068 | 0 | 991.068 | 0 | 0
7861 | 1143.278 | 0 | 1143.278 | 0 | 0
7862 | 1101.732 | 0 | 1101.732 | 0 | 0
7863 | 1117.132 | 0 | 1117.132 | 0 | 0
7864 | 520.632 | 0 | 520.632 | 0 | 0
7865 | 192.296 | 0 | 192.296 | 0 | 0
7866 | 257.187 | 144.913 | 0 | 112.274 | 0
7867 | 150.4 | 0 | 0 | 150.4 | 0
7868 | 158.4 | 0 | 0 | 158.4 | 0
7869 | 125.6 | 0 | 0 | 125.6 | 0
7870 | 120 | 0 | 0 | 120 | 0
7871 | 115.2 | 0 | 0 | 115.2 | 0
7872 | 116 | 0 | 0 | 116 | 0
7873 | 107.2 | 107.2 | 0 | 0 | 0
7874 | 117.6 | 117.6 | 0 | 0 | 0
7875 | 96.8 | 96.8 | 0 | 0 | 0
7876 | 103.2 | 103.2 | 0 | 0 | 0
7877 | 96.8 | 96.8 | 0 | 0 | 0
7878 | 101.6 | 101.6 | 0 | 0 | 0
7879 | 87.682 | 0 | 87.682 | 0 | 149.805
7880 | 158.372 | 0 | 158.372 | 0 | 592
7881 | 720.376 | 0 | 720.376 | 0 | 257.431
7882 | 958.609 | 0 | 958.609 | 0 | 0
7883 | 1110.708 | 0 | 1110.708 | 0 | 0
7884 | 1168.124 | 0 | 1168.124 | 0 | 0
7885 | 1171.326 | 0 | 1171.326 | 0 | 0
7886 | 1171.349 | 0 | 1171.349 | 0 | 0
7887 | 1266.465 | 0 | 1266.465 | 0 | 0
7888 | 1231.431 | 0 | 1231.431 | 0 | 0
7889 | 1227.897 | 665.622 | 562.275 | 0 | 0
7890 | 1118.58 | 1118.58 | 0 | 0 | 0
7891 | 1358.4 | 1358.4 | 0 | 0 | 0
7892 | 1066.4 | 1066.4 | 0 | 0 | 0
7893 | 1076 | 1076 | 0 | 0 | 0
7894 | 1006.4 | 700.526 | 0 | 305.874 | 0
7895 | 1079.2 | 487.2 | 0 | 592 | 0
7896 | 1528 | 1528 | 0 | 0 | 0
7897 | 1220.8 | 1220.8 | 0 | 0 | 0
7898 | 923.2 | 923.2 | 0 | 0 | 0
7899 | 1218.4 | 1218.4 | 0 | 0 | 0
7900 | 1200.8 | 1200.8 | 0 | 0 | 0
7901 | 896 | 896 | 0 | 0 | 0
7902 | 1284 | 1284 | 0 | 0 | 0
7903 | 1092.491 | 789.415 | 303.076 | 0 | 0
7904 | 1306.162 | 0 | 1306.162 | 0 | 121.324
7905 | 1409.71 | 0 | 1409.71 | 0 | 592
7906 | 984.961 | 0 | 984.962 | 0 | 285.912
7907 | 1372.328 | 0 | 1372.328 | 0 | 0
7908 | 1453.632 | 0 | 1453.632 | 0 | 0
7909 | 1182.818 | 0 | 1182.818 | 0 | 0
7910 | 1278.412 | 0 | 1278.412 | 0 | 0
7911 | 1247.998 | 0 | 1247.998 | 0 | 0
7912 | 1086.354 | 698.62 | 387.734 | 0 | 0
7913 | 1467.39 | 1070.741 | 396.649 | 0 | 0
7914 | 1410.488 | 1410.488 | 0 | 0 | 0
7915 | 1142.4 | 1142.4 | 0 | 0 | 0
7916 | 984.8 | 984.8 | 0 | 0 | 0
7917 | 1211.2 | 1211.2 | 0 | 0 | 0
7918 | 1125.6 | 819.726 | 0 | 305.874 | 0
7919 | 1388.8 | 796.8 | 0 | 592 | 0
7920 | 985.6 | 985.6 | 0 | 0 | 0
7921 | 1293.6 | 1293.6 | 0 | 0 | 0
7922 | 1131.2 | 1131.2 | 0 | 0 | 0
7923 | 1264.8 | 1264.8 | 0 | 0 | 0
7924 | 774.4 | 774.4 | 0 | 0 | 0
7925 | 1108.8 | 1108.8 | 0 | 0 | 0
7926 | 734.4 | 734.4 | 0 | 0 | 0
7927 | 812.644 | 476.371 | 336.273 | 0 | 0
7928 | 1161.248 | 0 | 1161.248 | 0 | 109.262
7929 | 1243.412 | 0 | 1243.412 | 0 | 592
7930 | 1326.775 | 0 | 1326.776 | 0 | 297.974
7931 | 1621.135 | 0 | 1621.135 | 0 | 0
7932 | 1251.306 | 0 | 1251.306 | 0 | 0
7933 | 1349.218 | 0 | 1349.218 | 0 | 0
7934 | 1331.273 | 0 | 1331.273 | 0 | 0
7935 | 1282.735 | 0 | 1282.735 | 0 | 0
7936 | 1437.172 | 755.53 | 681.642 | 0 | 0
7937 | 1620.088 | 1502.384 | 117.704 | 0 | 0
7938 | 1488.651 | 1488.651 | 0 | 0 | 0
7939 | 1304.8 | 1304.8 | 0 | 0 | 0
7940 | 1217.6 | 1217.6 | 0 | 0 | 0
7941 | 1169.6 | 1169.6 | 0 | 0 | 0
7942 | 1280 | 974.126 | 0 | 305.874 | 0
7943 | 1238.4 | 646.4 | 0 | 592 | 0
7944 | 1456 | 1456 | 0 | 0 | 0
7945 | 1352 | 1352 | 0 | 0 | 0
7946 | 1226.4 | 1226.4 | 0 | 0 | 0
7947 | 1184 | 1184 | 0 | 0 | 0
7948 | 1292 | 1292 | 0 | 0 | 0
7949 | 1500 | 1500 | 0 | 0 | 0
7950 | 1428.8 | 1428.8 | 0 | 0 | 0
7951 | 1297.339 | 953.109 | 344.23 | 0 | 0
7952 | 1310.033 | 41.591 | 1268.442 | 0 | 0
7953 | 994.134 | 0 | 994.134 | 0 | 592
7954 | 1147.17 | 0 | 1147.17 | 0 | 407.236
7955 | 1266.559 | 0 | 1266.559 | 0 | 0
7956 | 1524.5 | 0 | 1524.5 | 0 | 0
7957 | 1553.979 | 0 | 1553.979 | 0 | 0
7958 | 1388.914 | 0 | 1388.914 | 0 | 0
7959 | 1652.723 | 494.406 | 1158.317 | 0 | 0
7960 | 1570.274 | 345.004 | 1225.27 | 0 | 0
7961 | 1459.662 | 804.331 | 655.331 | 0 | 0
7962 | 1449.583 | 1449.583 | 0 | 0 | 0
7963 | 1372.8 | 1372.8 | 0 | 0 | 0
7964 | 1579.2 | 1579.2 | 0 | 0 | 0
7965 | 1569.6 | 1569.6 | 0 | 0 | 0
7966 | 1548.8 | 1242.926 | 0 | 305.874 | 0
7967 | 1433.6 | 841.6 | 0 | 592 | 0
7968 | 1310.4 | 1310.4 | 0 | 0 | 0
7969 | 1088 | 1088 | 0 | 0 | 0
7970 | 1392 | 1392 | 0 | 0 | 0
7971 | 1436.8 | 1436.8 | 0 | 0 | 0
7972 | 1538.4 | 1538.4 | 0 | 0 | 0
7973 | 1468 | 1468 | 0 | 0 | 0
7974 | 1324 | 1324 | 0 | 0 | 0
7975 | 916 | 893.38 | 22.62 | 0 | 0
7976 | 1538.833 | 1162.251 | 376.582 | 0 | 0
7977 | 1337.062 | 387.475 | 949.587 | 0 | 0
7978 | 1341.153 | 0 | 1341.153 | 0 | 331.27
7979 | 1403.197 | 0 | 1403.197 | 0 | 368.457
7980 | 1495.022 | 0 | 1495.021 | 0 | 299.51
7981 | 1415.791 | 0 | 1415.791 | 0 | 0
7982 | 1603.039 | 0 | 1603.039 | 0 | 0
7983 | 1305.477 | 0 | 1305.477 | 0 | 0
7984 | 1797.5 | 1366.69 | 430.81 | 0 | 0
7985 | 1690.399 | 1678.649 | 11.75 | 0 | 0
7986 | 1741.499 | 1741.499 | 0 | 0 | 0
7987 | 1718.4 | 1718.4 | 0 | 0 | 0
7988 | 1222.4 | 1222.4 | 0 | 0 | 0
7989 | 1288 | 1288 | 0 | 0 | 0
7990 | 1320.8 | 1014.926 | 0 | 305.874 | 0
7991 | 1376 | 784 | 0 | 592 | 0
7992 | 1328.8 | 1328.8 | 0 | 0 | 0
7993 | 1398.4 | 1398.4 | 0 | 0 | 0
7994 | 1504 | 1504 | 0 | 0 | 0
7995 | 1284 | 1284 | 0 | 0 | 0
7996 | 1360.8 | 1360.8 | 0 | 0 | 0
7997 | 1429.6 | 1429.6 | 0 | 0 | 0
7998 | 1222.4 | 1222.4 | 0 | 0 | 0
7999 | 1190.56 | 1050.422 | 140.138 | 0 | 0
8000 | 1232.152 | 221.112 | 1011.04 | 0 | 0
8001 | 1245.954 | 0 | 1245.954 | 0 | 386.12
8002 | 1352.375 | 0 | 1352.375 | 0 | 592
8003 | 1036.347 | 0 | 1036.347 | 0 | 21.116
8004 | 1453.973 | 0 | 1453.973 | 0 | 0
8005 | 1380.768 | 0 | 1380.768 | 0 | 0
8006 | 1648.157 | 0 | 1648.157 | 0 | 0
8007 | 1281.294 | 0 | 1281.294 | 0 | 0
8008 | 1404.316 | 789.993 | 614.323 | 0 | 0
8009 | 1308.225 | 1060.245 | 247.98 | 0 | 0
8010 | 1254.291 | 1254.291 | 0 | 0 | 0
8011 | 1336 | 1336 | 0 | 0 | 0
8012 | 854.4 | 854.4 | 0 | 0 | 0
8013 | 1313.6 | 1313.6 | 0 | 0 | 0
8014 | 1232 | 1232 | 0 | 0 | 0
8015 | 1172.8 | 1172.8 | 0 | 0 | 0
8016 | 1341.6 | 1341.6 | 0 | 0 | 0
8017 | 1092 | 1092 | 0 | 0 | 0
8018 | 1248 | 1248 | 0 | 0 | 0
8019 | 1142.4 | 1142.4 | 0 | 0 | 0
8020 | 1088.8 | 1088.8 | 0 | 0 | 0
8021 | 978.4 | 978.4 | 0 | 0 | 0
8022 | 1040.8 | 1040.8 | 0 | 0 | 0
8023 | 858.4 | 751.386 | 107.014 | 0 | 0
8024 | 1146.178 | 119.186 | 493.756 | 533.235 | 0
8025 | 1191.895 | 0 | 827.257 | 364.638 | 0
8026 | 1166.901 | 0 | 1166.901 | 0 | 546.935
8027 | 1126.266 | 0 | 1126.266 | 0 | 452.301
8028 | 1448.14 | 0 | 1448.14 | 0 | 0
8029 | 920.542 | 0 | 920.542 | 0 | 0
8030 | 997.387 | 0 | 997.387 | 0 | 0
8031 | 860.713 | 0 | 860.713 | 0 | 0
8032 | 234.947 | 0 | 234.947 | 0 | 0
8033 | 183.063 | 0 | 183.063 | 0 | 0
8034 | 137.552 | 0 | 0 | 137.552 | 0
8035 | 148 | 0 | 0 | 148 | 0
8036 | 100.8 | 0 | 0 | 100.8 | 0
8037 | 96 | 0 | 0 | 96 | 0
8038 | 102.4 | 0 | 0 | 102.4 | 0
8039 | 91.2 | 0 | 0 | 91.2 | 0
8040 | 100 | 0 | 0 | 100 | 0
8041 | 89.6 | 89.6 | 0 | 0 | 0
8042 | 96 | 96 | 0 | 0 | 0
8043 | 89.6 | 89.6 | 0 | 0 | 0
8044 | 89.6 | 89.6 | 0 | 0 | 0
8045 | 91.2 | 61.278 | 0 | 29.922 | 0
8046 | 92 | 0 | 0 | 92 | 0
8047 | 72.8 | 0 | 72.8 | 0 | 103.742
8048 | 89.61 | 0 | 89.61 | 0 | 592
8049 | 636.197 | 0 | 636.196 | 0 | 303.495
8050 | 1258.648 | 0 | 1258.648 | 0 | 0
8051 | 1251.361 | 0 | 1251.361 | 0 | 0
8052 | 1077.291 | 0 | 1077.291 | 0 | 0
8053 | 1356.354 | 0 | 1356.354 | 0 | 0
8054 | 1104.063 | 0 | 1104.063 | 0 | 0
8055 | 1125.992 | 0 | 1125.992 | 0 | 0
8056 | 1050.113 | 477.007 | 573.106 | 0 | 0
8057 | 951.408 | 603.757 | 347.651 | 0 | 0
8058 | 1136.61 | 1136.61 | 0 | 0 | 0
8059 | 1047.2 | 1047.2 | 0 | 0 | 0
8060 | 1128.8 | 1128.8 | 0 | 0 | 0
8061 | 778.4 | 778.4 | 0 | 0 | 0
8062 | 1089.6 | 783.726 | 0 | 305.874 | 0
8063 | 952.8 | 360.8 | 0 | 592 | 0
8064 | 999.2 | 999.2 | 0 | 0 | 0
8065 | 960 | 960 | 0 | 0 | 0
8066 | 1305.6 | 1305.6 | 0 | 0 | 0
8067 | 1168.8 | 1168.8 | 0 | 0 | 0
8068 | 1358.4 | 1358.4 | 0 | 0 | 0
8069 | 1282.4 | 1282.4 | 0 | 0 | 0
8070 | 1162.4 | 1162.4 | 0 | 0 | 0
8071 | 1039.2 | 669.696 | 369.504 | 0 | 0
8072 | 1081.05 | 0 | 1081.05 | 0 | 499.287
8073 | 811.981 | 0 | 811.982 | 0 | 499.949
8074 | 1146.669 | 0 | 1146.669 | 0 | 0
8075 | 1380.393 | 0 | 1380.393 | 0 | 0
8076 | 1173.817 | 0 | 1173.817 | 0 | 0
8077 | 1141.587 | 0 | 1141.587 | 0 | 0
8078 | 1217.119 | 0 | 1217.119 | 0 | 0
8079 | 1621.666 | 0 | 1621.666 | 0 | 0
8080 | 617.579 | 0 | 617.579 | 0 | 0
8081 | 1446.565 | 625.552 | 821.013 | 0 | 0
8082 | 1314.233 | 1314.233 | 0 | 0 | 0
8083 | 1122.4 | 1122.4 | 0 | 0 | 0
8084 | 976.8 | 976.8 | 0 | 0 | 0
8085 | 1206.4 | 1206.4 | 0 | 0 | 0
8086 | 1304 | 998.126 | 0 | 305.874 | 0
8087 | 1134.4 | 542.4 | 0 | 592 | 0
8088 | 949.6 | 949.6 | 0 | 0 | 0
8089 | 1222.4 | 1222.4 | 0 | 0 | 0
8090 | 851.2 | 851.2 | 0 | 0 | 0
8091 | 1256.8 | 1256.8 | 0 | 0 | 0
8092 | 1092.8 | 1092.8 | 0 | 0 | 0
8093 | 1028.8 | 1028.8 | 0 | 0 | 0
8094 | 1088.8 | 1088.8 | 0 | 0 | 0
8095 | 1353.6 | 999.965 | 353.635 | 0 | 0
8096 | 697.26 | 0 | 697.26 | 0 | 592
8097 | 894.813 | 0 | 894.813 | 0 | 407.236
8098 | 1264.732 | 0 | 1264.732 | 0 | 0
8099 | 1241.914 | 0 | 1241.914 | 0 | 0
8100 | 1308.586 | 0 | 1308.586 | 0 | 0
8101 | 1086.618 | 0 | 1086.618 | 0 | 0
8102 | 1312.456 | 0 | 1312.456 | 0 | 0
8103 | 1471.833 | 0 | 1471.833 | 0 | 0
8104 | 1659.084 | 0 | 1659.084 | 0 | 0
8105 | 1382.135 | 694.65 | 687.485 | 0 | 0
8106 | 1357.739 | 1357.739 | 0 | 0 | 0
8107 | 1292 | 1292 | 0 | 0 | 0
8108 | 1217.6 | 1217.6 | 0 | 0 | 0
8109 | 1288 | 1288 | 0 | 0 | 0
8110 | 1356 | 1050.126 | 0 | 305.874 | 0
8111 | 968.8 | 376.8 | 0 | 592 | 0
8112 | 1264 | 1264 | 0 | 0 | 0
8113 | 1316.8 | 1316.8 | 0 | 0 | 0
8114 | 1169.6 | 1169.6 | 0 | 0 | 0
8115 | 1160.8 | 1160.8 | 0 | 0 | 0
8116 | 1196 | 1196 | 0 | 0 | 0
8117 | 840 | 840 | 0 | 0 | 0
8118 | 1152.8 | 1152.8 | 0 | 0 | 0
8119 | 706.4 | 373.136 | 333.264 | 0 | 0
8120 | 959.437 | 0 | 959.437 | 0 | 566.288
8121 | 900.079 | 0 | 900.079 | 0 | 432.948
8122 | 1146.42 | 0 | 1146.42 | 0 | 0
8123 | 1422.593 | 0 | 1422.593 | 0 | 0
8124 | 1547.461 | 0 | 1547.461 | 0 | 0
8125 | 1494.729 | 0 | 1494.729 | 0 | 0
8126 | 1257.696 | 0 | 1257.696 | 0 | 0
8127 | 1228.071 | 0 | 1228.071 | 0 | 0
8128 | 1769.154 | 0 | 1769.154 | 0 | 0
8129 | 1953.371 | 1232.615 | 720.756 | 0 | 0
8130 | 1544.713 | 1544.713 | 0 | 0 | 0
8131 | 1589.6 | 1589.6 | 0 | 0 | 0
8132 | 1320 | 1320 | 0 | 0 | 0
8133 | 1744 | 1744 | 0 | 0 | 0
8134 | 1516.8 | 1210.926 | 0 | 305.874 | 0
8135 | 1599.2 | 1007.2 | 0 | 592 | 0
8136 | 1542.4 | 1542.4 | 0 | 0 | 0
8137 | 1434.4 | 1434.4 | 0 | 0 | 0
8138 | 1324 | 1324 | 0 | 0 | 0
8139 | 1325.6 | 1325.6 | 0 | 0 | 0
8140 | 1516.8 | 1516.8 | 0 | 0 | 0
8141 | 1291.2 | 1291.2 | 0 | 0 | 0
8142 | 1542.4 | 1542.4 | 0 | 0 | 0
8143 | 1000.8 | 664.11 | 336.69 | 0 | 0
8144 | 828.43 | 0 | 828.43 | 0 | 592
8145 | 1062.166 | 0 | 1062.167 | 0 | 407.236
8146 | 1354.15 | 0 | 1354.15 | 0 | 0
8147 | 1544.599 | 0 | 1544.599 | 0 | 0
8148 | 1620.767 | 0 | 1620.767 | 0 | 0
8149 | 936.447 | 0 | 936.447 | 0 | 0
8150 | 1379.589 | 0 | 1379.589 | 0 | 0
8151 | 1282.753 | 0 | 1282.753 | 0 | 0
8152 | 1281.053 | 0 | 1281.053 | 0 | 0
8153 | 1015.736 | 324.216 | 691.52 | 0 | 0
8154 | 1172.039 | 1172.039 | 0 | 0 | 0
8155 | 1207.2 | 1207.2 | 0 | 0 | 0
8156 | 1226.4 | 1226.4 | 0 | 0 | 0
8157 | 1287.2 | 1287.2 | 0 | 0 | 0
8158 | 1448.8 | 1142.926 | 0 | 305.874 | 0
8159 | 1248.8 | 656.8 | 0 | 592 | 0
8160 | 1272.8 | 1272.8 | 0 | 0 | 0
8161 | 1412 | 1412 | 0 | 0 | 0
8162 | 1366.4 | 1366.4 | 0 | 0 | 0
8163 | 1345.6 | 1345.6 | 0 | 0 | 0
8164 | 1445.6 | 1445.6 | 0 | 0 | 0
8165 | 1436 | 1436 | 0 | 0 | 0
8166 | 1366.4 | 1366.4 | 0 | 0 | 0
8167 | 1041.6 | 916.221 | 125.379 | 0 | 0
8168 | 1319.128 | 352.787 | 966.341 | 0 | 0
8169 | 889.005 | 0 | 889.005 | 0 | 592
8170 | 1469.341 | 0 | 1469.342 | 0 | 407.236
8171 | 1714.76 | 0 | 1714.76 | 0 | 0
8172 | 1647.544 | 0 | 1647.544 | 0 | 0
8173 | 1465.729 | 0 | 1465.729 | 0 | 0
8174 | 1506.159 | 248.131 | 1258.028 | 0 | 0
8175 | 1621.22 | 545.871 | 1075.349 | 0 | 0
8176 | 1662.845 | 236.993 | 1425.852 | 0 | 0
8177 | 1580.403 | 1241.864 | 338.539 | 0 | 0
8178 | 1155.725 | 1155.725 | 0 | 0 | 0
8179 | 1545.6 | 1545.6 | 0 | 0 | 0
8180 | 1300 | 1300 | 0 | 0 | 0
8181 | 1517.6 | 1517.6 | 0 | 0 | 0
8182 | 1541.6 | 1541.6 | 0 | 0 | 0
8183 | 1264.8 | 1264.8 | 0 | 0 | 0
8184 | 1515.2 | 1236.983 | 0 | 278.217 | 0
8185 | 1142.4 | 1142.4 | 0 | 0 | 0
8186 | 1111.2 | 1111.2 | 0 | 0 | 0
8187 | 1584.8 | 1584.8 | 0 | 0 | 0
8188 | 1384 | 1384 | 0 | 0 | 0
8189 | 1290.4 | 1290.4 | 0 | 0 | 0
8190 | 1424 | 1424 | 0 | 0 | 0
8191 | 1168.8 | 304.391 | 272.409 | 592 | 0
8192 | 1085.638 | 0 | 1057.981 | 27.657 | 0
8193 | 1060.777 | 0 | 1060.777 | 0 | 592
8194 | 1138.269 | 0 | 1138.269 | 0 | 407.236
8195 | 1033.825 | 0 | 1033.825 | 0 | 0
8196 | 1090.429 | 0 | 1090.429 | 0 | 0
8197 | 1135.24 | 0 | 1135.24 | 0 | 0
8198 | 1171.847 | 0 | 1171.847 | 0 | 0
8199 | 1104.482 | 0 | 1079.328 | 25.154 | 0
8200 | 224.458 | 0 | 224.458 | 0 | 27.994
8201 | 183.44 | 0 | 183.44 | 0 | 0
8202 | 160.064 | 51.79 | 0 | 108.274 | 0
8203 | 206.4 | 0 | 0 | 206.4 | 0
8204 | 149.6 | 0 | 0 | 149.6 | 0
8205 | 116 | 0 | 0 | 116 | 0
8206 | 109.6 | 0 | 0 | 109.6 | 0
8207 | 99.2 | 0 | 0 | 99.2 | 0
8208 | 108.8 | 0 | 0 | 108.8 | 0
8209 | 100.8 | 100.8 | 0 | 0 | 0
8210 | 109.6 | 109.6 | 0 | 0 | 0
8211 | 100 | 100 | 0 | 0 | 0
8212 | 104 | 104 | 0 | 0 | 0
8213 | 93.6 | 93.6 | 0 | 0 | 0
8214 | 101.6 | 101.6 | 0 | 0 | 0
8215 | 93.6 | 0 | 93.6 | 0 | 104.333
8216 | 100.012 | 0 | 100.012 | 0 | 333.312
8217 | 218.574 | 0 | 218.575 | 0 | 561.591
8218 | 955.563 | 0 | 955.563 | 0 | 0
8219 | 1162.174 | 0 | 1162.174 | 0 | 0
8220 | 1591.079 | 0 | 1591.079 | 0 | 0
8221 | 1379.816 | 0 | 1379.816 | 0 | 0
8222 | 1610.809 | 0 | 1610.809 | 0 | 0
8223 | 1808.052 | 566.806 | 1241.246 | 0 | 0
8224 | 2055.558 | 815.281 | 1240.277 | 0 | 0
8225 | 1608.955 | 1178.984 | 429.971 | 0 | 0
8226 | 1527.332 | 1527.332 | 0 | 0 | 0
8227 | 1779.2 | 1779.2 | 0 | 0 | 0
8228 | 1836.8 | 1836.8 | 0 | 0 | 0
8229 | 1579.2 | 1579.2 | 0 | 0 | 0
8230 | 1553.6 | 1247.726 | 0 | 305.874 | 0
8231 | 1396 | 804 | 0 | 592 | 0
8232 | 1387.2 | 1387.2 | 0 | 0 | 0
8233 | 1321.6 | 1321.6 | 0 | 0 | 0
8234 | 1526.4 | 1526.4 | 0 | 0 | 0
8235 | 1572 | 1572 | 0 | 0 | 0
8236 | 1433.6 | 1433.6 | 0 | 0 | 0
8237 | 1316 | 1316 | 0 | 0 | 0
8238 | 1384.8 | 1384.8 | 0 | 0 | 0
8239 | 1184.8 | 1086.803 | 97.997 | 0 | 0
8240 | 1308.643 | 639.286 | 669.357 | 0 | 0
8241 | 1418.787 | 0 | 1418.787 | 0 | 592
8242 | 1582.275 | 0 | 1582.275 | 0 | 407.236
8243 | 1549.679 | 0 | 1549.679 | 0 | 0
8244 | 1523.622 | 0 | 1523.622 | 0 | 0
8245 | 1514.182 | 0 | 1514.182 | 0 | 0
8246 | 1331.149 | 412.094 | 919.055 | 0 | 0
8247 | 1245.736 | 1109.064 | 136.672 | 0 | 0
8248 | 1236.827 | 1047.031 | 189.796 | 0 | 0
8249 | 1300.328 | 1042.301 | 258.027 | 0 | 0
8250 | 1367.211 | 1367.211 | 0 | 0 | 0
8251 | 1213.6 | 1213.6 | 0 | 0 | 0
8252 | 1144.8 | 1144.8 | 0 | 0 | 0
8253 | 1432 | 1432 | 0 | 0 | 0
8254 | 1488.8 | 1182.926 | 0 | 305.874 | 0
8255 | 1432.8 | 840.8 | 0 | 592 | 0
8256 | 1107.2 | 1107.2 | 0 | 0 | 0
8257 | 1325.6 | 1325.6 | 0 | 0 | 0
8258 | 1274.4 | 1274.4 | 0 | 0 | 0
8259 | 1459.2 | 1459.2 | 0 | 0 | 0
8260 | 1384.8 | 1384.8 | 0 | 0 | 0
8261 | 1256 | 1256 | 0 | 0 | 0
8262 | 1425.6 | 1425.6 | 0 | 0 | 0
8263 | 991.2 | 806.284 | 184.916 | 0 | 0
8264 | 982.402 | 9.93 | 972.472 | 0 | 0
8265 | 1106.567 | 0 | 1106.567 | 0 | 592
8266 | 1162.384 | 0 | 1162.384 | 0 | 407.236
8267 | 957.501 | 0 | 957.501 | 0 | 0
8268 | 1301.609 | 0 | 1301.609 | 0 | 0
8269 | 1278.001 | 0 | 1278.001 | 0 | 0
8270 | 1638.085 | 0 | 1638.085 | 0 | 0
8271 | 1340.07 | 1223.544 | 116.526 | 0 | 0
8272 | 1262.195 | 872.139 | 390.056 | 0 | 0
8273 | 1317.571 | 1305.94 | 11.631 | 0 | 0
8274 | 1073.537 | 1073.537 | 0 | 0 | 0
8275 | 968 | 968 | 0 | 0 | 0
8276 | 1704.8 | 1704.8 | 0 | 0 | 0
8277 | 1280 | 1280 | 0 | 0 | 0
8278 | 953.6 | 647.726 | 0 | 305.874 | 0
8279 | 1074.4 | 482.4 | 0 | 592 | 0
8280 | 1128 | 1128 | 0 | 0 | 0
8281 | 1326.4 | 1326.4 | 0 | 0 | 0
8282 | 1213.6 | 1213.6 | 0 | 0 | 0
8283 | 932 | 932 | 0 | 0 | 0
8284 | 1318.4 | 1318.4 | 0 | 0 | 0
8285 | 1150.4 | 1150.4 | 0 | 0 | 0
8286 | 1121.6 | 1121.6 | 0 | 0 | 0
8287 | 1252.8 | 1036.592 | 216.208 | 0 | 0
8288 | 1217.408 | 225.218 | 992.19 | 0 | 0
8289 | 1302.102 | 0 | 1302.102 | 0 | 592
8290 | 1274.013 | 0 | 1274.013 | 0 | 407.236
8291 | 1359.024 | 0 | 1359.024 | 0 | 0
8292 | 1360.939 | 0 | 1360.939 | 0 | 0
8293 | 1309.39 | 0 | 1309.39 | 0 | 0
8294 | 1346.761 | 0 | 1346.761 | 0 | 0
8295 | 1666.961 | 562.28 | 1104.681 | 0 | 0
8296 | 1629.508 | 1242.112 | 387.396 | 0 | 0
8297 | 1510.972 | 1495.413 | 15.559 | 0 | 0
8298 | 1715.055 | 1715.055 | 0 | 0 | 0
8299 | 1569.6 | 1569.6 | 0 | 0 | 0
8300 | 1138.4 | 1138.4 | 0 | 0 | 0
8301 | 1421.6 | 1421.6 | 0 | 0 | 0
8302 | 1424.8 | 1118.926 | 0 | 305.874 | 0
8303 | 1243.2 | 651.2 | 0 | 592 | 0
8304 | 1226.4 | 1226.4 | 0 | 0 | 0
8305 | 871.2 | 871.2 | 0 | 0 | 0
8306 | 1341.6 | 1341.6 | 0 | 0 | 0
8307 | 1340 | 1340 | 0 | 0 | 0
8308 | 1356 | 1356 | 0 | 0 | 0
8309 | 1612 | 1612 | 0 | 0 | 0
8310 | 1690.4 | 1690.4 | 0 | 0 | 0
8311 | 1544.8 | 1313.151 | 231.649 | 0 | 0
8312 | 1215.149 | 0 | 1215.149 | 0 | 107.239
8313 | 1492.134 | 0 | 1492.134 | 0 | 592
8314 | 1882.658 | 0 | 1882.658 | 0 | 299.997
8315 | 1450.765 | 0 | 1450.765 | 0 | 0
8316 | 1737.05 | 0 | 1737.05 | 0 | 0
8317 | 1360.505 | 0 | 1360.505 | 0 | 0
8318 | 1346.552 | 0 | 1346.552 | 0 | 0
8319 | 1602.583 | 770.435 | 832.148 | 0 | 0
8320 | 1371.928 | 858.944 | 512.984 | 0 | 0
8321 | 1617.23 | 1391.087 | 226.143 | 0 | 0
8322 | 1416.264 | 1416.264 | 0 | 0 | 0
8323 | 1540.8 | 1540.8 | 0 | 0 | 0
8324 | 1249.6 | 1249.6 | 0 | 0 | 0
8325 | 1344 | 1344 | 0 | 0 | 0
8326 | 1529.6 | 1223.726 | 0 | 305.874 | 0
8327 | 1204 | 612 | 0 | 592 | 0
8328 | 1254.4 | 1254.4 | 0 | 0 | 0
8329 | 1176.8 | 1176.8 | 0 | 0 | 0
8330 | 1458.4 | 1458.4 | 0 | 0 | 0
8331 | 1106.4 | 1106.4 | 0 | 0 | 0
8332 | 1453.6 | 1453.6 | 0 | 0 | 0
8333 | 1477.6 | 1477.6 | 0 | 0 | 0
8334 | 1080 | 1080 | 0 | 0 | 0
8335 | 1225.6 | 1020.296 | 205.304 | 0 | 0
8336 | 918.666 | 0 | 918.666 | 0 | 105.357
8337 | 1374.39 | 0 | 1374.39 | 0 | 592
8338 | 1560.354 | 0 | 1560.354 | 0 | 301.879
8339 | 1797.136 | 0 | 1797.136 | 0 | 0
8340 | 1185.147 | 0 | 1185.147 | 0 | 0
8341 | 1448.412 | 0 | 1448.412 | 0 | 0
8342 | 1481.714 | 0 | 1481.714 | 0 | 0
8343 | 915.477 | 0 | 915.477 | 0 | 0
8344 | 1225.411 | 0 | 1225.411 | 0 | 0
8345 | 1517.155 | 1116.003 | 401.152 | 0 | 0
8346 | 1563.602 | 1563.602 | 0 | 0 | 0
8347 | 1392 | 1392 | 0 | 0 | 0
8348 | 1641.6 | 1641.6 | 0 | 0 | 0
8349 | 1546.4 | 1546.4 | 0 | 0 | 0
8350 | 1494.4 | 1494.4 | 0 | 0 | 0
8351 | 1361.6 | 1361.6 | 0 | 0 | 0
8352 | 1280.8 | 974.926 | 0 | 305.874 | 0
8353 | 1408 | 1408 | 0 | 0 | 0
8354 | 1036.8 | 1036.8 | 0 | 0 | 0
8355 | 1119.2 | 1119.2 | 0 | 0 | 0
8356 | 1168 | 1168 | 0 | 0 | 0
8357 | 1204.8 | 1204.8 | 0 | 0 | 0
8358 | 1127.2 | 1127.2 | 0 | 0 | 0
8359 | 1190.4 | 351.339 | 247.061 | 592 | 0
8360 | 210.344 | 0 | 210.344 | 0 | 592
8361 | 101.182 | 0 | 101.182 | 0 | 407.236
8362 | 0 | 0 | 0 | 0 | 0
8363 | 0 | 0 | 0 | 0 | 0
8364 | 0 | 0 | 0 | 0 | 0
8365 | 0 | 0 | 0 | 0 | 0
8366 | 0 | 0 | 0 | 0 | 0
8367 | 0 | 0 | 0 | 0 | 0
8368 | 0 | 0 | 0 | 0 | 0
8369 | 0 | 0 | 0 | 0 | 0
8370 | 0 | 0 | 0 | 0 | 0
8371 | 0 | 0 | 0 | 0 | 0
8372 | 0 | 0 | 0 | 0 | 0
8373 | 137.6 | 0 | 0 | 137.6 | 0
8374 | 224 | 0 | 0 | 224 | 0
8375 | 279.2 | 0 | 0 | 279.2 | 0
8376 | 275.2 | 172.196 | 0 | 103.004 | 0
8377 | 272 | 272 | 0 | 0 | 0
8378 | 291.2 | 291.2 | 0 | 0 | 0
8379 | 199.2 | 199.2 | 0 | 0 | 0
8380 | 207.2 | 207.2 | 0 | 0 | 0
8381 | 285.6 | 285.6 | 0 | 0 | 0
8382 | 264 | 264 | 0 | 0 | 0
8383 | 318.4 | 0 | 164.33 | 154.07 | 0
8384 | 138.494 | 0 | 138.494 | 0 | 592
8385 | 740.535 | 0 | 740.535 | 0 | 407.236
8386 | 1328.616 | 0 | 1328.616 | 0 | 0
8387 | 1321.969 | 0 | 1321.969 | 0 | 0
8388 | 1360.73 | 0 | 1360.73 | 0 | 0
8389 | 1345.146 | 0 | 1345.146 | 0 | 0
8390 | 1049.667 | 0 | 1049.667 | 0 | 0
8391 | 978.516 | 0 | 978.516 | 0 | 0
8392 | 1113.713 | 481.532 | 632.181 | 0 | 0
8393 | 1271.929 | 1157.618 | 114.311 | 0 | 0
8394 | 1081.973 | 1081.973 | 0 | 0 | 0
8395 | 1176.8 | 1176.8 | 0 | 0 | 0
8396 | 942.4 | 942.4 | 0 | 0 | 0
8397 | 892.8 | 892.8 | 0 | 0 | 0
8398 | 998.4 | 692.526 | 0 | 305.874 | 0
8399 | 1292 | 700 | 0 | 592 | 0
8400 | 1080.8 | 1080.8 | 0 | 0 | 0
8401 | 1272.8 | 1272.8 | 0 | 0 | 0
8402 | 1246.4 | 1246.4 | 0 | 0 | 0
8403 | 1290.4 | 1290.4 | 0 | 0 | 0
8404 | 856 | 856 | 0 | 0 | 0
8405 | 1009.6 | 1009.6 | 0 | 0 | 0
8406 | 1304.8 | 1304.8 | 0 | 0 | 0
8407 | 1032.8 | 845.078 | 187.722 | 0 | 0
8408 | 1361.032 | 180.557 | 1180.475 | 0 | 0
8409 | 1132.013 | 0 | 1132.013 | 0 | 592
8410 | 1598.971 | 0 | 1598.971 | 0 | 407.236
8411 | 1537.183 | 0 | 1537.183 | 0 | 0
8412 | 1425.846 | 0 | 1425.846 | 0 | 0
8413 | 1392.659 | 0 | 1392.659 | 0 | 0
8414 | 1295.781 | 0 | 1295.781 | 0 | 0
8415 | 1618.778 | 0 | 1618.778 | 0 | 0
8416 | 1607.397 | 96.599 | 1510.798 | 0 | 0
8417 | 1627.259 | 1457.942 | 169.317 | 0 | 0
8418 | 1365.124 | 1365.124 | 0 | 0 | 0
8419 | 1428 | 1428 | 0 | 0 | 0
8420 | 1173.6 | 1173.6 | 0 | 0 | 0
8421 | 1508 | 1508 | 0 | 0 | 0
8422 | 1451.2 | 1145.326 | 0 | 305.874 | 0
8423 | 1724 | 1132 | 0 | 592 | 0
8424 | 1598.4 | 1598.4 | 0 | 0 | 0
8425 | 1463.2 | 1463.2 | 0 | 0 | 0
8426 | 1581.6 | 1581.6 | 0 | 0 | 0
8427 | 1542.4 | 1542.4 | 0 | 0 | 0
8428 | 1321.6 | 1321.6 | 0 | 0 | 0
8429 | 1266.4 | 1266.4 | 0 | 0 | 0
8430 | 1100 | 1100 | 0 | 0 | 0
8431 | 1120 | 917.536 | 202.464 | 0 | 0
8432 | 977.25 | 0 | 977.25 | 0 | 117.783
8433 | 1164.458 | 0 | 1164.458 | 0 | 592
8434 | 1811.107 | 0 | 1811.106 | 0 | 289.453
8435 | 1589.091 | 0 | 1589.091 | 0 | 0
8436 | 1463.659 | 0 | 1463.659 | 0 | 0
8437 | 1438.004 | 0 | 1438.004 | 0 | 0
8438 | 1439.024 | 0 | 1439.024 | 0 | 0
8439 | 1791.185 | 795.451 | 995.734 | 0 | 0
8440 | 1612.223 | 1018.835 | 593.388 | 0 | 0
8441 | 1277.059 | 1200.262 | 76.797 | 0 | 0
8442 | 1399.92 | 1399.92 | 0 | 0 | 0
8443 | 1373.6 | 1373.6 | 0 | 0 | 0
8444 | 1170.4 | 1170.4 | 0 | 0 | 0
8445 | 1194.4 | 1194.4 | 0 | 0 | 0
8446 | 1397.6 | 1091.726 | 0 | 305.874 | 0
8447 | 1476 | 884 | 0 | 592 | 0
8448 | 1419.2 | 1419.2 | 0 | 0 | 0
8449 | 1497.6 | 1497.6 | 0 | 0 | 0
8450 | 1310.4 | 1310.4 | 0 | 0 | 0
8451 | 1341.6 | 1341.6 | 0 | 0 | 0
8452 | 1416 | 1416 | 0 | 0 | 0
8453 | 957.6 | 957.6 | 0 | 0 | 0
8454 | 1168 | 1168 | 0 | 0 | 0
8455 | 1116.8 | 900.349 | 216.451 | 0 | 0
8456 | 1100.114 | 0 | 1100.114 | 0 | 52.348
8457 | 1505.134 | 0 | 1505.134 | 0 | 472.156
8458 | 1372.623 | 0 | 1372.624 | 0 | 474.731
8459 | 1730.814 | 0 | 1730.814 | 0 | 0
8460 | 1451.75 | 0 | 1451.75 | 0 | 0
8461 | 1419.609 | 0 | 1419.609 | 0 | 0
8462 | 1566.858 | 0 | 1566.858 | 0 | 0
8463 | 1497.729 | 0 | 1497.729 | 0 | 0
8464 | 1156.838 | 0 | 1156.838 | 0 | 0
8465 | 1305.359 | 889.888 | 415.471 | 0 | 0
8466 | 1419.829 | 1419.829 | 0 | 0 | 0
8467 | 1196 | 1196 | 0 | 0 | 0
8468 | 1183.2 | 1183.2 | 0 | 0 | 0
8469 | 1408.8 | 1408.8 | 0 | 0 | 0
8470 | 1412 | 1106.126 | 0 | 305.874 | 0
8471 | 1347.2 | 755.2 | 0 | 592 | 0
8472 | 1276 | 1276 | 0 | 0 | 0
8473 | 1184 | 1184 | 0 | 0 | 0
8474 | 1453.6 | 1453.6 | 0 | 0 | 0
8475 | 1312.8 | 1312.8 | 0 | 0 | 0
8476 | 1127.2 | 1127.2 | 0 | 0 | 0
8477 | 1457.6 | 1457.6 | 0 | 0 | 0
8478 | 1394.4 | 1394.4 | 0 | 0 | 0
8479 | 1288.8 | 1223.504 | 65.296 | 0 | 0
8480 | 1161.104 | 606.453 | 554.651 | 0 | 0
8481 | 829.113 | 0 | 829.113 | 0 | 592
8482 | 1028.635 | 0 | 1028.635 | 0 | 407.236
8483 | 1605.522 | 0 | 1605.522 | 0 | 0
8484 | 1388.834 | 0 | 1388.834 | 0 | 0
8485 | 1422.415 | 0 | 1422.415 | 0 | 0
8486 | 1624.992 | 0 | 1624.992 | 0 | 0
8487 | 1558.054 | 0 | 1558.054 | 0 | 0
8488 | 1796.174 | 1529.057 | 267.117 | 0 | 0
8489 | 1733.951 | 1529.938 | 204.013 | 0 | 0
8490 | 1379.821 | 1379.821 | 0 | 0 | 0
8491 | 1425.6 | 1425.6 | 0 | 0 | 0
8492 | 1449.6 | 1449.6 | 0 | 0 | 0
8493 | 1551.2 | 1551.2 | 0 | 0 | 0
8494 | 1432.8 | 1126.926 | 0 | 305.874 | 0
8495 | 1576.8 | 984.8 | 0 | 592 | 0
8496 | 1746.4 | 1746.4 | 0 | 0 | 0
8497 | 704 | 704 | 0 | 0 | 0
8498 | 883.2 | 883.2 | 0 | 0 | 0
8499 | 1075.2 | 1075.2 | 0 | 0 | 0
8500 | 876.8 | 876.8 | 0 | 0 | 0
8501 | 927.2 | 927.2 | 0 | 0 | 0
8502 | 720.8 | 720.8 | 0 | 0 | 0
8503 | 638.4 | 488.288 | 150.112 | 0 | 0
8504 | 622.722 | 0 | 622.722 | 0 | 462.106
8505 | 603.316 | 0 | 603.316 | 0 | 537.13
8506 | 1098.458 | 0 | 1098.458 | 0 | 0
8507 | 979.053 | 0 | 979.053 | 0 | 0
8508 | 716.923 | 0 | 716.923 | 0 | 0
8509 | 680.172 | 0 | 680.172 | 0 | 0
8510 | 780.334 | 0 | 780.334 | 0 | 0
8511 | 882.579 | 0 | 882.579 | 0 | 0
8512 | 842.753 | 0 | 842.753 | 0 | 0
8513 | 490.41 | 0 | 490.41 | 0 | 0
8514 | 678.563 | 678.563 | 0 | 0 | 0
8515 | 853.6 | 853.6 | 0 | 0 | 0
8516 | 705.6 | 705.6 | 0 | 0 | 0
8517 | 828.8 | 828.8 | 0 | 0 | 0
8518 | 820 | 820 | 0 | 0 | 0
8519 | 755.2 | 755.2 | 0 | 0 | 0
8520 | 697.6 | 391.726 | 0 | 305.874 | 0
8521 | 1381.6 | 1381.6 | 0 | 0 | 0
8522 | 1472 | 1472 | 0 | 0 | 0
8523 | 1526.4 | 1526.4 | 0 | 0 | 0
8524 | 1505.6 | 1505.6 | 0 | 0 | 0
8525 | 1336.8 | 1336.8 | 0 | 0 | 0
8526 | 1504 | 1504 | 0 | 0 | 0
8527 | 1156.8 | 527.641 | 37.159 | 592 | 0
8528 | 151.282 | 0 | 151.282 | 0 | 238.047
8529 | 203.767 | 0 | 203.767 | 0 | 592
8530 | 271.406 | 0 | 271.406 | 0 | 169.189
8531 | 225.678 | 0 | 225.678 | 0 | 0
8532 | 210.894 | 0 | 210.894 | 0 | 0
8533 | 235.761 | 0 | 235.761 | 0 | 0
8534 | 236.032 | 0 | 236.032 | 0 | 0
8535 | 258.885 | 0 | 258.885 | 0 | 0
8536 | 263.906 | 0 | 263.906 | 0 | 0
8537 | 505.286 | 269.321 | 235.965 | 0 | 0
8538 | 457.786 | 457.786 | 0 | 0 | 0
8539 | 296 | 296 | 0 | 0 | 0
8540 | 264.8 | 126.126 | 0 | 138.674 | 0
8541 | 239.2 | 0 | 0 | 239.2 | 0
8542 | 282.4 | 0 | 0 | 282.4 | 0
8543 | 237.6 | 0 | 0 | 237.6 | 0
8544 | 223.2 | 223.2 | 0 | 0 | 0
8545 | 259.2 | 259.2 | 0 | 0 | 0
8546 | 218.4 | 218.4 | 0 | 0 | 0
8547 | 200 | 200 | 0 | 0 | 0
8548 | 210.4 | 210.4 | 0 | 0 | 0
8549 | 123.2 | 123.2 | 0 | 0 | 0
8550 | 180 | 180 | 0 | 0 | 0
8551 | 153.6 | 78.572 | 75.028 | 0 | 0
8552 | 243.992 | 0 | 243.992 | 0 | 562.493
8553 | 437.884 | 0 | 437.883 | 0 | 436.743
8554 | 969.506 | 0 | 969.506 | 0 | 0
8555 | 1470.638 | 0 | 1470.638 | 0 | 0
8556 | 1520.337 | 0 | 1520.337 | 0 | 0
8557 | 1436.091 | 0 | 1436.091 | 0 | 0
8558 | 1653.246 | 0 | 1653.246 | 0 | 0
8559 | 1597.991 | 0 | 1597.991 | 0 | 0
8560 | 1630.98 | 1337.676 | 293.304 | 0 | 0
8561 | 1716.665 | 1148.185 | 568.48 | 0 | 0
8562 | 1572.735 | 1572.735 | 0 | 0 | 0
8563 | 1589.6 | 1589.6 | 0 | 0 | 0
8564 | 1557.6 | 1557.6 | 0 | 0 | 0
8565 | 1602.4 | 1602.4 | 0 | 0 | 0
8566 | 1444 | 1138.126 | 0 | 305.874 | 0
8567 | 1375.2 | 783.2 | 0 | 592 | 0
8568 | 1093.6 | 1093.6 | 0 | 0 | 0
8569 | 1228 | 1228 | 0 | 0 | 0
8570 | 1288 | 1288 | 0 | 0 | 0
8571 | 1141.6 | 1141.6 | 0 | 0 | 0
8572 | 1294.4 | 1294.4 | 0 | 0 | 0
8573 | 1065.6 | 1065.6 | 0 | 0 | 0
8574 | 829.6 | 829.6 | 0 | 0 | 0
8575 | 1029.6 | 824.882 | 204.718 | 0 | 0
8576 | 822.307 | 0 | 822.307 | 0 | 495.009
8577 | 592.193 | 0 | 592.193 | 0 | 504.227
8578 | 240.544 | 0 | 240.544 | 0 | 0
8579 | 160.732 | 0 | 160.732 | 0 | 0
8580 | 234.455 | 0 | 234.455 | 0 | 0
8581 | 799.112 | 0 | 799.112 | 0 | 0
8582 | 1280.093 | 0 | 1280.093 | 0 | 0
8583 | 1234.242 | 0 | 1234.242 | 0 | 0
8584 | 1396.75 | 505.623 | 891.127 | 0 | 0
8585 | 1167.432 | 727.718 | 439.714 | 0 | 0
8586 | 1508.661 | 1503.865 | 4.796 | 0 | 0
8587 | 1127.2 | 1127.2 | 0 | 0 | 0
8588 | 1019.2 | 1019.2 | 0 | 0 | 0
8589 | 1018.4 | 1018.4 | 0 | 0 | 0
8590 | 1072 | 766.126 | 0 | 305.874 | 0
8591 | 1246.4 | 654.4 | 0 | 592 | 0
8592 | 1248 | 1248 | 0 | 0 | 0
8593 | 1350.4 | 1350.4 | 0 | 0 | 0
8594 | 1180.8 | 1180.8 | 0 | 0 | 0
8595 | 1263.2 | 1263.2 | 0 | 0 | 0
8596 | 924 | 924 | 0 | 0 | 0
8597 | 1158.4 | 1158.4 | 0 | 0 | 0
8598 | 944.8 | 944.8 | 0 | 0 | 0
8599 | 1162.4 | 980.505 | 181.895 | 0 | 0
8600 | 1102.325 | 0 | 1102.325 | 0 | 99.542
8601 | 1299.188 | 0 | 1299.188 | 0 | 487.433
8602 | 1255.151 | 0 | 1255.151 | 0 | 412.261
8603 | 1741.645 | 0 | 1741.645 | 0 | 0
8604 | 1714.976 | 0 | 1714.976 | 0 | 0
8605 | 1914.011 | 0 | 1914.011 | 0 | 0
8606 | 1870.71 | 0 | 1870.71 | 0 | 0
8607 | 1783.81 | 0 | 1783.81 | 0 | 0
8608 | 2019.637 | 578.987 | 1440.65 | 0 | 0
8609 | 1410.31 | 1146.022 | 264.288 | 0 | 0
8610 | 1651.085 | 1651.085 | 0 | 0 | 0
8611 | 1632 | 1632 | 0 | 0 | 0
8612 | 1364.8 | 1364.8 | 0 | 0 | 0
8613 | 1691.2 | 1691.2 | 0 | 0 | 0
8614 | 1349.6 | 1043.726 | 0 | 305.874 | 0
8615 | 1433.6 | 841.6 | 0 | 592 | 0
8616 | 1556 | 1556 | 0 | 0 | 0
8617 | 1457.6 | 1457.6 | 0 | 0 | 0
8618 | 1494.4 | 1494.4 | 0 | 0 | 0
8619 | 1759.2 | 1759.2 | 0 | 0 | 0
8620 | 1729.6 | 1729.6 | 0 | 0 | 0
8621 | 1414.4 | 1414.4 | 0 | 0 | 0
8622 | 1408.8 | 1408.8 | 0 | 0 | 0
8623 | 1471.2 | 1317.684 | 153.516 | 0 | 0
8624 | 1645.752 | 592.482 | 1053.27 | 0 | 0
8625 | 1196.191 | 0 | 1196.191 | 0 | 592
8626 | 1139.333 | 0 | 1139.333 | 0 | 407.236
8627 | 1201.095 | 0 | 1201.095 | 0 | 0
8628 | 1464.687 | 0 | 1464.687 | 0 | 0
8629 | 1491.287 | 0 | 1491.287 | 0 | 0
8630 | 1221.935 | 0 | 1221.935 | 0 | 0
8631 | 1440.758 | 0 | 1374.971 | 65.787 | 0
8632 | 1143.128 | 0 | 1143.129 | 0 | 73.214
8633 | 1279.819 | 624.443 | 655.376 | 0 | 0
8634 | 1197.79 | 1191.896 | 5.894 | 0 | 0
8635 | 973.6 | 973.6 | 0 | 0 | 0
8636 | 1392 | 1392 | 0 | 0 | 0
8637 | 827.2 | 827.2 | 0 | 0 | 0
8638 | 1307.2 | 1001.326 | 0 | 305.874 | 0
8639 | 978.4 | 386.4 | 0 | 592 | 0
8640 | 1164.8 | 1164.8 | 0 | 0 | 0
8641 | 1192 | 1192 | 0 | 0 | 0
8642 | 1257.6 | 1257.6 | 0 | 0 | 0
8643 | 1376.8 | 1376.8 | 0 | 0 | 0
8644 | 1199.2 | 1199.2 | 0 | 0 | 0
8645 | 1092.8 | 1092.8 | 0 | 0 | 0
8646 | 1172.8 | 1172.8 | 0 | 0 | 0
8647 | 1270.4 | 1118.84 | 151.56 | 0 | 0
8648 | 1082.229 | 0 | 1082.229 | 0 | 112.244
8649 | 1267.43 | 0 | 1267.43 | 0 | 592
8650 | 1460.39 | 0 | 1460.39 | 0 | 294.992
8651 | 1254.555 | 0 | 1254.555 | 0 | 0
8652 | 1447.708 | 0 | 1447.708 | 0 | 0
8653 | 1292.068 | 0 | 1292.068 | 0 | 0
8654 | 1332.407 | 0 | 1332.407 | 0 | 0
8655 | 1699.676 | 0 | 1699.676 | 0 | 0
8656 | 1738.895 | 93.246 | 1645.649 | 0 | 0
8657 | 1656.8 | 1007.195 | 649.605 | 0 | 0
8658 | 1844.457 | 1834.235 | 10.222 | 0 | 0
8659 | 1589.6 | 1589.6 | 0 | 0 | 0
8660 | 1539.2 | 1539.2 | 0 | 0 | 0
8661 | 1721.6 | 1721.6 | 0 | 0 | 0
8662 | 1580 | 1274.126 | 0 | 305.874 | 0
8663 | 1633.6 | 1041.6 | 0 | 592 | 0
8664 | 1402.4 | 1402.4 | 0 | 0 | 0
8665 | 1166.4 | 1166.4 | 0 | 0 | 0
8666 | 950.4 | 950.4 | 0 | 0 | 0
8667 | 1228.8 | 1228.8 | 0 | 0 | 0
8668 | 1433.6 | 1433.6 | 0 | 0 | 0
8669 | 1112.8 | 1112.8 | 0 | 0 | 0
8670 | 1390.4 | 1390.4 | 0 | 0 | 0
8671 | 1300 | 1173.708 | 126.292 | 0 | 0
8672 | 1239.89 | 265.863 | 974.027 | 0 | 0
8673 | 1372.872 | 0 | 1372.872 | 0 | 573.593
8674 | 1438.053 | 0 | 1438.053 | 0 | 425.643
8675 | 1474.877 | 0 | 1474.877 | 0 | 0
8676 | 1655.249 | 0 | 1655.249 | 0 | 0
8677 | 1465.832 | 0 | 1465.832 | 0 | 0
8678 | 1372.877 | 0 | 1372.877 | 0 | 0
8679 | 1501.38 | 0 | 1501.38 | 0 | 0
8680 | 1727.807 | 326.835 | 1400.972 | 0 | 0
8681 | 1880.42 | 1076.093 | 804.327 | 0 | 0
8682 | 1581.08 | 1568.125 | 12.955 | 0 | 0
8683 | 1718.4 | 1718.4 | 0 | 0 | 0
8684 | 1398.4 | 1398.4 | 0 | 0 | 0
8685 | 1615.2 | 1615.2 | 0 | 0 | 0
8686 | 1388 | 1388 | 0 | 0 | 0
8687 | 1260 | 1260 | 0 | 0 | 0
8688 | 1138.4 | 865.15 | 0 | 273.25 | 0
8689 | 1516 | 1516 | 0 | 0 | 0
8690 | 1427.2 | 1427.2 | 0 | 0 | 0
8691 | 1350.4 | 1350.4 | 0 | 0 | 0
8692 | 1424.8 | 1424.8 | 0 | 0 | 0
8693 | 1365.6 | 1365.6 | 0 | 0 | 0
8694 | 1286.4 | 1286.4 | 0 | 0 | 0
8695 | 1076.8 | 397.279 | 87.521 | 592 | 0
8696 | 900.697 | 0 | 868.073 | 32.624 | 0
8697 | 1097.2 | 0 | 1097.2 | 0 | 592
8698 | 1366.655 | 0 | 1366.655 | 0 | 407.236
8699 | 1227.291 | 0 | 1227.291 | 0 | 0
8700 | 1383.572 | 0 | 1383.572 | 0 | 0
8701 | 1468.257 | 0 | 1468.257 | 0 | 0
8702 | 1027.48 | 0 | 1027.48 | 0 | 0
8703 | 1438.064 | 0 | 1257.273 | 180.791 | 0
8704 | 621.669 | 0 | 621.669 | 0 | 201.201
8705 | 592.386 | 139.091 | 453.295 | 0 | 0
8706 | 255.342 | 255.342 | 0 | 0 | 0
8707 | 254.4 | 159.726 | 0 | 94.674 | 0
8708 | 272 | 0 | 0 | 272 | 0
8709 | 180 | 0 | 0 | 180 | 0
8710 | 245.6 | 0 | 0 | 245.6 | 0
8711 | 105.6 | 0 | 0 | 105.6 | 0
8712 | 99.2 | 99.2 | 0 | 0 | 0
8713 | 91.2 | 91.2 | 0 | 0 | 0
8714 | 98.4 | 98.4 | 0 | 0 | 0
8715 | 89.6 | 89.6 | 0 | 0 | 0
8716 | 95.2 | 95.2 | 0 | 0 | 0
8717 | 91.2 | 91.2 | 0 | 0 | 0
8718 | 96.8 | 96.8 | 0 | 0 | 0
8719 | 77.6 | 41.72 | 35.88 | 0 | 0
8720 | 94.05 | 0 | 94.05 | 0 | 592
8721 | 825.915 | 0 | 825.915 | 0 | 407.236
8722 | 1285.579 | 0 | 1285.579 | 0 | 0
8723 | 1403.535 | 0 | 1038.72 | 364.815 | 0
8724 | 1280.109 | 0 | 1280.109 | 0 | 124.644
8725 | 1122.521 | 0 | 1122.521 | 0 | 281.355
8726 | 1380.964 | 88.927 | 1292.037 | 0 | 0
8727 | 1395.618 | 138.379 | 1257.239 | 0 | 0
8728 | 1382.822 | 863.825 | 518.997 | 0 | 0
8729 | 1035.196 | 798.233 | 236.963 | 0 | 0
8730 | 1041.064 | 1041.064 | 0 | 0 | 0
8731 | 1022.4 | 1022.4 | 0 | 0 | 0
8732 | 1182.4 | 1182.4 | 0 | 0 | 0
8733 | 1686.4 | 1686.4 | 0 | 0 | 0
8734 | 897.6 | 591.726 | 0 | 305.874 | 0
8735 | 1217.6 | 625.6 | 0 | 592 | 0
8736 | 1290.4 | 1290.4 | 0 | 0 | 0
8737 | 1120 | 1120 | 0 | 0 | 0
8738 | 1036.8 | 1036.8 | 0 | 0 | 0
8739 | 1090.4 | 1090.4 | 0 | 0 | 0
8740 | 1088 | 1088 | 0 | 0 | 0
8741 | 1287.2 | 1287.2 | 0 | 0 | 0
8742 | 1304.8 | 1304.8 | 0 | 0 | 0
8743 | 1274.4 | 1199.192 | 75.208 | 0 | 0
8744 | 1022.55 | 277.343 | 745.207 | 0 | 0
8745 | 1026.462 | 0 | 1026.462 | 0 | 592
8746 | 1278.239 | 0 | 1278.239 | 0 | 407.236
8747 | 1288.464 | 0 | 1288.464 | 0 | 0
8748 | 1351.624 | 0 | 1351.624 | 0 | 0
8749 | 1146.697 | 0 | 1146.697 | 0 | 0
8750 | 1487.273 | 0 | 1487.273 | 0 | 0
8751 | 1161.038 | 0 | 1161.038 | 0 | 0
8752 | 1604.111 | 0 | 1604.111 | 0 | 0
8753 | 1704.867 | 1449.792 | 255.075 | 0 | 0
8754 | 1368.022 | 1368.022 | 0 | 0 | 0
8755 | 1372.8 | 1372.8 | 0 | 0 | 0
8756 | 1204.8 | 1204.8 | 0 | 0 | 0
8757 | 1449.6 | 1449.6 | 0 | 0 | 0
8758 | 1340 | 1034.126 | 0 | 305.874 | 0
8759 | 1208 | 616 | 0 | 592 | 0
8760 | 1216 | 1216 | 0 | 0 | 0

## Load Duration
Rank | Load (kW) | Net Load (kW)
1 | 2428 | 2428
2 | 2418.5558 | 2418.556
3 | 2414.4 | 2414.4
4 | 2405.0087 | 2405.009
5 | 2390.381 | 2389.6
6 | 2389.6 | 2380.305
7 | 2387.844 | 2379.2
8 | 2381.0831 | 2369.946
9 | 2380.3051 | 2342.304
10 | 2379.2 | 2330.4
11 | 2378.556 | 2321.335
12 | 2369.9456 | 2228.167
13 | 2352 | 2208.8
14 | 2342.8514 | 2200.208
15 | 2335.268 | 2172.8
16 | 2330.4 | 2164.348
17 | 2326.1845 | 2156.812
18 | 2321.3354 | 2156.8
19 | 2297.304 | 2148.423
20 | 2295.2 | 2148.411
21 | 2288.3681 | 2129.6
22 | 2286.452 | 2121.316
23 | 2286.2723 | 2093.379
24 | 2279.797 | 2075.2
25 | 2277.5584 | 2067.128
26 | 2270.9292 | 2057.6
27 | 2261.298 | 2057.6
28 | 2256.255 | 2049.597
29 | 2252.5022 | 2041.861
30 | 2247.4788 | 2028.8
31 | 2215.2 | 2020.909
32 | 2208.8 | 2011.943
33 | 2206.5835 | 2004
34 | 2200.2084 | 2000
35 | 2188.553 | 1999.442
36 | 2181.431 | 1998.285
37 | 2180.0402 | 1998.01
38 | 2172.9459 | 1996.205
39 | 2172.8 | 1992.221
40 | 2168.745 | 1970.083
41 | 2164.3484 | 1956
42 | 2160.3092 | 1954.45
43 | 2156.812 | 1948.392
44 | 2156.8 | 1940.8
45 | 2148.4226 | 1933.719
46 | 2148.4107 | 1928.657
47 | 2138.256 | 1925.6
48 | 2137.608 | 1924
49 | 2133.191 | 1915.2
50 | 2129.6 | 1914.95
51 | 2121.3165 | 1913.6
52 | 2117.631 | 1909.326
53 | 2116.262 | 1900.71
54 | 2112.8 | 1896.8
55 | 2098.686 | 1896.325
56 | 2095.805 | 1894.486
57 | 2091.005 | 1889.777
58 | 2089.833 | 1889.422
59 | 2088.377 | 1888
60 | 2087.6529 | 1887.87
61 | 2076.6159 | 1884.852
62 | 2075.2 | 1880.8
63 | 2071.826 | 1880.656
64 | 2071.6969 | 1876.898
65 | 2067.1281 | 1866.297
66 | 2067.103 | 1863.839
67 | 2057.6 | 1859.99
68 | 2057.6 | 1858.436
69 | 2055.558 | 1857.119
70 | 2055.2559 | 1850.4
71 | 2055.2 | 1849.113
72 | 2055.08 | 1847.2
73 | 2051.354 | 1846.4
74 | 2049.5965 | 1845.6
75 | 2047.677 | 1843.247
76 | 2043.3748 | 1843.202
77 | 2041.861 | 1842.4
78 | 2040.8 | 1838.421
79 | 2035.7422 | 1836.8
80 | 2033.628 | 1835.234
81 | 2032.8619 | 1834.235
82 | 2028.8 | 1832.8
83 | 2027.2 | 1828.197
84 | 2026.099 | 1825.671
85 | 2025.649 | 1824.8
86 | 2020.9085 | 1823.205
87 | 2019.637 | 1820
88 | 2017.7698 | 1819.672
89 | 2013.4594 | 1817.683
90 | 2012.075 | 1812.776
91 | 2008.054 | 1812.497
92 | 2004 | 1812
93 | 2003.2 | 1808.8
94 | 2003.2 | 1806.926
95 | 2001.861 | 1806.403
96 | 2000 | 1805.698
97 | 1998.4 | 1805.662
98 | 1998.285 | 1804.952
99 | 1998.015 | 1804.38
100 | 1998.0095 | 1799.377
101 | 1996.523 | 1798.4
102 | 1996.205 | 1797.484
103 | 1995.8376 | 1793.95
104 | 1992.2206 | 1793.173
105 | 1991.36 | 1791.405
106 | 1988.333 | 1789.099
107 | 1976.8 | 1787.104
108 | 1975.004 | 1785.434
109 | 1973.613 | 1784.8
110 | 1972.895 | 1783.629
111 | 1972.144 | 1780
112 | 1969.563 | 1779.2
113 | 1969.1108 | 1778.59
114 | 1967.7386 | 1777.858
115 | 1965.9362 | 1777.6
116 | 1962.7917 | 1775.2
117 | 1959.966 | 1773.255
118 | 1956.792 | 1772.851
119 | 1956 | 1770.4
120 | 1955.911 | 1765.955
121 | 1954.45 | 1765.6
122 | 1953.371 | 1763.2
123 | 1953.342 | 1762.4
124 | 1952.3423 | 1761.6
125 | 1951.2 | 1760.002
126 | 1950.329 | 1760
127 | 1950.1673 | 1760
128 | 1950.1113 | 1759.2
129 | 1948.3917 | 1759.2
130 | 1948.007 | 1758.4
131 | 1945.9424 | 1756
132 | 1945.081 | 1755.881
133 | 1943.684 | 1755.545
134 | 1940.862 | 1754.748
135 | 1940.8 | 1753.156
136 | 1940.7916 | 1750.851
137 | 1940.668 | 1749.326
138 | 1937.529 | 1749.17
139 | 1936.4576 | 1748.8
140 | 1936.1236 | 1748
141 | 1935.979 | 1746.4
142 | 1933.3126 | 1745.6
143 | 1931.97 | 1745.249
144 | 1931.9585 | 1744
145 | 1931.914 | 1743.613
146 | 1931.871 | 1742.584
147 | 1931.0148 | 1742.4
148 | 1925.6 | 1741.978
149 | 1925.128 | 1741.725
150 | 1924.839 | 1741.499
151 | 1924 | 1740.8
152 | 1921.03 | 1738.4
153 | 1920 | 1737.6
154 | 1918.198 | 1736.8
155 | 1917.6398 | 1736.253
156 | 1916.994 | 1734.029
157 | 1916.271 | 1733.539
158 | 1916.0218 | 1732.989
159 | 1916 | 1732.8
160 | 1916 | 1730.86
161 | 1915.2 | 1730.334
162 | 1914.4 | 1729.943
163 | 1914.011 | 1729.9
164 | 1913.6 | 1729.6
165 | 1909.872 | 1726.439
166 | 1908.6882 | 1725.6
167 | 1907.596 | 1725.6
168 | 1906.9535 | 1723.985
169 | 1905.103 | 1723.168
170 | 1904.871 | 1721.6
171 | 1904.751 | 1719.129
172 | 1903.518 | 1718.888
173 | 1902.457 | 1718.4
174 | 1902.362 | 1718.4
175 | 1901.1918 | 1717.6
176 | 1900.996 | 1716.126
177 | 1900.383 | 1715.055
178 | 1900.048 | 1715.024
179 | 1899.5274 | 1714.703
180 | 1899.267 | 1712.774
181 | 1896.8 | 1711.2
182 | 1895.8186 | 1711.2
183 | 1895.057 | 1709.264
184 | 1894.9522 | 1708
185 | 1894.24 | 1707.2
186 | 1892.738 | 1706.4
187 | 1892.5228 | 1706.07
188 | 1891.8794 | 1705.6
189 | 1889.882 | 1705.486
190 | 1889.88 | 1705.296
191 | 1889.839 | 1704.8
192 | 1889.422 | 1704.698
193 | 1888 | 1704.544
194 | 1887.87 | 1704.336
195 | 1886.909 | 1704
196 | 1884.852 | 1703.54
197 | 1884.7238 | 1703.2
198 | 1884.636 | 1702.4
199 | 1882.658 | 1702.4
200 | 1880.8 | 1701.6
201 | 1880.6562 | 1701.356
202 | 1880.42 | 1701.086
203 | 1880.17 | 1700.8
204 | 1876.2766 | 1698.633
205 | 1876.2222 | 1698.4
206 | 1876.1804 | 1698.4
207 | 1874.444 | 1698.387
208 | 1873.143 | 1697.326
209 | 1870.71 | 1697.326
210 | 1870.3575 | 1696.179
211 | 1870.1756 | 1696
212 | 1870.081 | 1695.279
213 | 1870.011 | 1695.2
214 | 1869.6654 | 1694.579
215 | 1869.297 | 1694.447
216 | 1867.076 | 1694.272
217 | 1866.297 | 1692.171
218 | 1865.857 | 1691.516
219 | 1864.668 | 1691.2
220 | 1863.8394 | 1690.454
221 | 1863.569 | 1690.4
222 | 1862.9184 | 1690.115
223 | 1862.026 | 1689.671
224 | 1860.7669 | 1688.8
225 | 1860.7669 | 1688.8
226 | 1859.99 | 1688.754
227 | 1859.743 | 1688
228 | 1859.685 | 1687.2
229 | 1859.342 | 1686.65
230 | 1859.284 | 1686.4
231 | 1858.4361 | 1686.4
232 | 1857.995 | 1685.6
233 | 1857.415 | 1684.73
234 | 1857.159 | 1683.2
235 | 1857.119 | 1683.035
236 | 1854.487 | 1682.848
237 | 1853.049 | 1682.614
238 | 1852.086 | 1682.404
239 | 1851.263 | 1682.4
240 | 1851.2 | 1682.094
241 | 1851.164 | 1680.964
242 | 1850.4 | 1680.8
243 | 1849.9352 | 1680.637
244 | 1849.8422 | 1678.649
245 | 1849.735 | 1675.856
246 | 1849.6 | 1675.433
247 | 1849.1134 | 1674.991
248 | 1849.064 | 1672.005
249 | 1847.2 | 1668.8
250 | 1846.4 | 1666.4
251 | 1845.8412 | 1665.6
252 | 1845.6 | 1665.172
253 | 1845.2748 | 1664
254 | 1844.8819 | 1663.509
255 | 1844.457 | 1662.096
256 | 1843.247 | 1661.6
257 | 1843.2025 | 1661.6
258 | 1842.5401 | 1660.8
259 | 1842.4 | 1660.195
260 | 1842.205 | 1660.195
261 | 1841.9829 | 1660
262 | 1840 | 1659.2
263 | 1839.549 | 1659.008
264 | 1839.255 | 1656.321
265 | 1838.59 | 1656
266 | 1838.4211 | 1655.205
267 | 1838.145 | 1655.137
268 | 1837.293 | 1653.652
269 | 1836.8 | 1653.6
270 | 1836.767 | 1652.834
271 | 1835.767 | 1652.548
272 | 1835.337 | 1651.771
273 | 1835.2336 | 1651.22
274 | 1835.131 | 1651.085
275 | 1834.925 | 1649.299
276 | 1832.8 | 1648
277 | 1832.523 | 1647.927
278 | 1832.1434 | 1647.2
279 | 1832.064 | 1647.109
280 | 1831.647 | 1645.6
281 | 1831.384 | 1644.762
282 | 1830.4 | 1642.4
283 | 1830.371 | 1642.014
284 | 1829.581 | 1641.6
285 | 1829.403 | 1640
286 | 1829.242 | 1639.34
287 | 1829.06 | 1637.6
288 | 1828.904 | 1637.295
289 | 1828.8 | 1636
290 | 1827.8498 | 1636
291 | 1826.7294 | 1636
292 | 1825.6709 | 1635.796
293 | 1825.482 | 1634.4
294 | 1825.298 | 1634.4
295 | 1824.8 | 1634.325
296 | 1824.781 | 1632.455
297 | 1824.597 | 1632
298 | 1823.532 | 1631.771
299 | 1823.2803 | 1629.6
300 | 1823.205 | 1628.8
301 | 1822.657 | 1628.348
302 | 1822.4 | 1627.726
303 | 1822.304 | 1626.221
304 | 1821.112 | 1625.028
305 | 1820.422 | 1624.8
306 | 1820 | 1624
307 | 1819.6715 | 1624
308 | 1818.1981 | 1623.798
309 | 1818.0358 | 1623.321
310 | 1817.6831 | 1622.464
311 | 1816.85 | 1622.4
312 | 1814.753 | 1622.4
313 | 1814.4 | 1621.6
314 | 1812.7762 | 1620
315 | 1812.4967 | 1619.476
316 | 1812 | 1619.2
317 | 1811.107 | 1617.657
318 | 1811.042 | 1617.6
319 | 1808.8 | 1616.8
320 | 1808.052 | 1616.673
321 | 1807.6941 | 1616.357
322 | 1807.633 | 1616.032
323 | 1806.403 | 1616
324 | 1805.698 | 1615.752
325 | 1805.6859 | 1615.555
326 | 1804.9518 | 1615.2
327 | 1804.4341 | 1613.6
328 | 1803.338 | 1612.924
329 | 1802.673 | 1612
330 | 1801.945 | 1612
331 | 1801.825 | 1611.083
332 | 1799.841 | 1610.935
333 | 1799.821 | 1610.307
334 | 1799.3766 | 1610.126
335 | 1798.4 | 1610.07
336 | 1798.158 | 1609.714
337 | 1797.835 | 1609.6
338 | 1797.6 | 1607.518
339 | 1797.5 | 1606.973
340 | 1797.136 | 1605.271
341 | 1796.832 | 1603.62
342 | 1796.545 | 1603.434
343 | 1796.174 | 1603.201
344 | 1796.019 | 1603.2
345 | 1796.006 | 1602.4
346 | 1795.9293 | 1601.6
347 | 1793.9503 | 1601.6
348 | 1793.298 | 1601.6
349 | 1793.1733 | 1600.335
350 | 1792.2 | 1600
351 | 1791.4047 | 1600
352 | 1791.185 | 1599.716
353 | 1790.369 | 1599.2
354 | 1789.8428 | 1598.4
355 | 1789.557 | 1598.4
356 | 1789.0993 | 1597.6
357 | 1788.7211 | 1597.596
358 | 1788.565 | 1597.549
359 | 1788 | 1597.412
360 | 1787.689 | 1595.586
361 | 1787.216 | 1595.37
362 | 1786.9578 | 1595.054
363 | 1786.904 | 1594.407
364 | 1786.454 | 1593.912
365 | 1786.4 | 1592.239
366 | 1786.2343 | 1591.2
367 | 1786.232 | 1590.4
368 | 1785.6 | 1589.6
369 | 1785.434 | 1589.6
370 | 1784.8 | 1589.6
371 | 1784.662 | 1589.6
372 | 1783.81 | 1589.441
373 | 1783.629 | 1589.151
374 | 1783.2 | 1588.8
375 | 1782.499 | 1588.775
376 | 1782.3192 | 1588.205
377 | 1782.2292 | 1587.285
378 | 1780.7354 | 1587.285
379 | 1780.377 | 1587.2
380 | 1780 | 1587.2
381 | 1779.2506 | 1585.966
382 | 1779.2 | 1585.907
383 | 1779.002 | 1585.772
384 | 1778.9231 | 1585.6
385 | 1778.711 | 1585.6
386 | 1778.5902 | 1584.954
387 | 1778.4 | 1584.8
388 | 1777.8576 | 1584.238
389 | 1777.6 | 1583.2
390 | 1776.413 | 1583.2
391 | 1776.0807 | 1582.623
392 | 1775.2 | 1582.537
393 | 1775.2 | 1582.4
394 | 1773.524 | 1581.6
395 | 1773.4518 | 1580.8
396 | 1773.255 | 1580.8
397 | 1772.851 | 1580.477
398 | 1772.4797 | 1580.283
399 | 1772.2558 | 1579.897
400 | 1772.0822 | 1579.2
401 | 1771.9988 | 1579.2
402 | 1771.2 | 1578.4
403 | 1771.2 | 1577.961
404 | 1770.4 | 1577.6
405 | 1769.154 | 1577.6
406 | 1768.6143 | 1577.55
407 | 1766.78 | 1576
408 | 1766.438 | 1575.959
409 | 1766.248 | 1575.2
410 | 1765.9551 | 1574.858
411 | 1765.931 | 1574.854
412 | 1765.6 | 1574.4
413 | 1764.8544 | 1574.4
414 | 1764.8 | 1573.704
415 | 1764.516 | 1573.3
416 | 1763.69 | 1573.097
417 | 1763.437 | 1572.791
418 | 1763.2 | 1572.735
419 | 1763.062 | 1572
420 | 1762.864 | 1571.869
421 | 1762.66 | 1571.869
422 | 1762.4 | 1571.306
423 | 1761.6 | 1571.051
424 | 1760.002 | 1570.028
425 | 1760 | 1569.6
426 | 1759.2 | 1569.6
427 | 1759.2 | 1569.6
428 | 1759.08 | 1568.995
429 | 1758.8346 | 1568.8
430 | 1758.4 | 1568.598
431 | 1757.0441 | 1568.331
432 | 1756.931 | 1568.125
433 | 1756 | 1568
434 | 1755.972 | 1567.2
435 | 1755.8808 | 1567.084
436 | 1755.8511 | 1566.4
437 | 1755.7039 | 1565.6
438 | 1755.5448 | 1565.326
439 | 1755.5239 | 1565.326
440 | 1754.8452 | 1564.834
441 | 1754.7479 | 1564.005
442 | 1753.4948 | 1564
443 | 1753.2821 | 1564
444 | 1753.1561 | 1563.602
445 | 1751.451 | 1563.495
446 | 1751.3527 | 1562.698
447 | 1751.2 | 1562.4
448 | 1751.14 | 1561.823
449 | 1751.024 | 1561.284
450 | 1750.511 | 1560.8
451 | 1750.4 | 1559.602
452 | 1750.351 | 1558.4
453 | 1749.963 | 1557.921
454 | 1749.959 | 1557.6
455 | 1749.6223 | 1557.286
456 | 1749.1697 | 1556.8
457 | 1749.1418 | 1556.11
458 | 1748.8 | 1556
459 | 1748 | 1556
460 | 1748 | 1555.512
461 | 1747.764 | 1555.43
462 | 1747.615 | 1555.2
463 | 1746.4 | 1554.893
464 | 1746.298 | 1554.4
465 | 1745.7801 | 1554.202
466 | 1745.6 | 1553.876
467 | 1745.249 | 1553.314
468 | 1744.6384 | 1553.095
469 | 1744.337 | 1551.423
470 | 1744.2447 | 1551.363
471 | 1744 | 1551.2
472 | 1744 | 1551.2
473 | 1743.702 | 1550.4
474 | 1743.6635 | 1549.6
475 | 1743.6133 | 1548.97
476 | 1743.462 | 1548.8
477 | 1743.337 | 1547.534
478 | 1742.4091 | 1547.415
479 | 1742.4 | 1546.516
480 | 1742.288 | 1546.4
481 | 1741.9777 | 1546.4
482 | 1741.725 | 1546.02
483 | 1741.645 | 1545.6
484 | 1741.499 | 1545.6
485 | 1740.9657 | 1545.328
486 | 1740.8 | 1545.326
487 | 1740.399 | 1544.8
488 | 1740.14 | 1544.713
489 | 1739.825 | 1544.063
490 | 1738.997 | 1544.063
491 | 1738.895 | 1543.726
492 | 1738.664 | 1543.2
493 | 1738.4 | 1542.975
494 | 1738.3935 | 1542.776
495 | 1737.954 | 1542.4
496 | 1737.8885 | 1542.4
497 | 1737.852 | 1542.4
498 | 1737.845 | 1541.6
499 | 1737.6 | 1540.977
500 | 1737.0911 | 1540.8
501 | 1737.05 | 1540.8
502 | 1737.0055 | 1540.8
503 | 1736.8 | 1540.524
504 | 1736.2529 | 1539.891
505 | 1735.3911 | 1539.509
506 | 1735.168 | 1539.2
507 | 1735.038 | 1539.2
508 | 1734.369 | 1538.4
509 | 1734.126 | 1537.6
510 | 1734.0288 | 1537.6
511 | 1733.951 | 1537.561
512 | 1733.837 | 1537.263
513 | 1733.618 | 1536.917
514 | 1732.8 | 1536.8
515 | 1731.7952 | 1536.546
516 | 1731.41 | 1536
517 | 1730.896 | 1535.885
518 | 1730.86 | 1535.23
519 | 1730.814 | 1534.807
520 | 1729.6 | 1534.4
521 | 1729.544 | 1534.4
522 | 1729.469 | 1534.4
523 | 1728.951 | 1533.6
524 | 1728.8 | 1533.535
525 | 1728.169 | 1533.521
526 | 1727.807 | 1533.142
527 | 1727.6442 | 1532.8
528 | 1727.174 | 1532.8
529 | 1727.078 | 1532
530 | 1726.744 | 1532
531 | 1726.4389 | 1531.353
532 | 1726.438 | 1531.2
533 | 1726.378 | 1531.2
534 | 1726.1516 | 1531.013
535 | 1726.047 | 1530.978
536 | 1725.917 | 1529.938
537 | 1725.6 | 1529.6
538 | 1725.6 | 1529.057
539 | 1725.6 | 1528.006
540 | 1724.6753 | 1528
541 | 1724.16 | 1527.706
542 | 1724.006 | 1527.554
543 | 1724 | 1527.332
544 | 1724 | 1526.888
545 | 1723.9854 | 1526.838
546 | 1723.893 | 1526.4
547 | 1723.786 | 1526.4
548 | 1723.1676 | 1526.204
549 | 1722.687 | 1525.6
550 | 1722.516 | 1524.526
551 | 1722.0755 | 1524
552 | 1721.903 | 1524
553 | 1721.6 | 1523.026
554 | 1718.8879 | 1522.926
555 | 1718.738 | 1522.828
556 | 1718.709 | 1522.799
557 | 1718.665 | 1522.4
558 | 1718.45 | 1522.062
559 | 1718.4 | 1521.981
560 | 1718.4 | 1521.981
561 | 1718.381 | 1521.976
562 | 1718.3751 | 1521.6
563 | 1718.2943 | 1521.6
564 | 1717.6 | 1521.6
565 | 1717.571 | 1521.164
566 | 1717.536 | 1519.315
567 | 1717.427 | 1519.281
568 | 1717.3001 | 1519.235
569 | 1717.244 | 1519.2
570 | 1717.081 | 1518.914
571 | 1716.665 | 1518.814
572 | 1716.587 | 1518.814
573 | 1715.3512 | 1518.71
574 | 1715.266 | 1518.4
575 | 1715.058 | 1518.4
576 | 1715.055 | 1518.4
577 | 1715.024 | 1517.6
578 | 1714.976 | 1517.6
579 | 1714.76 | 1517.6
580 | 1714.7026 | 1517.407
581 | 1714.1715 | 1517.36
582 | 1714.12 | 1516.8
583 | 1713.845 | 1516.478
584 | 1713.488 | 1516
585 | 1713.281 | 1515.2
586 | 1712.8476 | 1515.2
587 | 1712.774 | 1514.603
588 | 1712.2377 | 1514.4
589 | 1711.846 | 1513.803
590 | 1711.478 | 1513.476
591 | 1711.452 | 1512.8
592 | 1711.2 | 1512.8
593 | 1711.2 | 1512.8
594 | 1710.5644 | 1512.494
595 | 1710.5127 | 1512.162
596 | 1710.031 | 1511.922
597 | 1709.965 | 1511.533
598 | 1709.264 | 1511.252
599 | 1708.9138 | 1510.539
600 | 1708.3705 | 1510.4
601 | 1708.11 | 1510.4
602 | 1708 | 1510.368
603 | 1707.886 | 1509.998
604 | 1707.2 | 1509.591
605 | 1706.823 | 1509.144
606 | 1706.4 | 1508.865
607 | 1706.4 | 1508.8
608 | 1706.4 | 1508.526
609 | 1705.6 | 1508.509
610 | 1705.486 | 1508
611 | 1704.969 | 1508
612 | 1704.867 | 1508
613 | 1704.8 | 1507.763
614 | 1704.5439 | 1507.755
615 | 1704.422 | 1507.2
616 | 1704.336 | 1506.995
617 | 1704 | 1506.916
618 | 1703.789 | 1506.4
619 | 1703.5397 | 1505.6
620 | 1703.159 | 1504
621 | 1702.904 | 1504
622 | 1702.841 | 1504
623 | 1702.6602 | 1504
624 | 1702.4 | 1503.865
625 | 1702.4 | 1503.747
626 | 1701.8192 | 1503.2
627 | 1701.6 | 1503.171
628 | 1701.586 | 1503.171
629 | 1701.5656 | 1502.4
630 | 1701.3564 | 1502.384
631 | 1701.0862 | 1501.822
632 | 1700.8 | 1501.658
633 | 1700.6594 | 1500.8
634 | 1700.6118 | 1500.544
635 | 1700.5223 | 1500.541
636 | 1700.494 | 1500.268
637 | 1700.252 | 1500
638 | 1700.026 | 1500
639 | 1700 | 1500
640 | 1699.7626 | 1499.082
641 | 1699.676 | 1498.714
642 | 1699.22 | 1498.4
643 | 1698.6327 | 1498.264
644 | 1698.4 | 1497.6
645 | 1698.4 | 1497.6
646 | 1698.3869 | 1497.593
647 | 1698.036 | 1497.353
648 | 1697.6099 | 1496.8
649 | 1697.557 | 1496
650 | 1697.546 | 1495.413
651 | 1697.236 | 1495.376
652 | 1696.775 | 1495.2
653 | 1696.1792 | 1494.829
654 | 1696 | 1494.4
655 | 1696 | 1494.4
656 | 1695.2791 | 1494.4
657 | 1695.2 | 1494.4
658 | 1695.2 | 1494.165
659 | 1694.447 | 1494.165
660 | 1693.969 | 1494.006
661 | 1693.945 | 1494.002
662 | 1693.6 | 1493.766
663 | 1693.5468 | 1493.6
664 | 1693.54 | 1493.357
665 | 1693.198 | 1493.259
666 | 1692.649 | 1492.8
667 | 1692.1714 | 1492.608
668 | 1692 | 1492.54
669 | 1691.5158 | 1492.501
670 | 1691.2 | 1492.252
671 | 1691.064 | 1492
672 | 1691.038 | 1492
673 | 1690.754 | 1491.961
674 | 1690.4544 | 1491.722
675 | 1690.426 | 1491.722
676 | 1690.4 | 1491.721
677 | 1690.399 | 1491.356
678 | 1689.979 | 1490.4
679 | 1689.6706 | 1490.167
680 | 1689.2072 | 1489.6
681 | 1688.8665 | 1489.39
682 | 1688.8 | 1489.142
683 | 1688.8 | 1488.8
684 | 1688.7539 | 1488.8
685 | 1688.6062 | 1488.8
686 | 1688.5431 | 1488.8
687 | 1688.519 | 1488.8
688 | 1688 | 1488.651
689 | 1687.8042 | 1488.614
690 | 1687.35 | 1488.587
691 | 1687.2 | 1488
692 | 1687.1831 | 1488
693 | 1686.4 | 1487.837
694 | 1686.4 | 1486.352
695 | 1686.0651 | 1485.876
696 | 1685.6 | 1485.6
697 | 1685.3849 | 1484.721
698 | 1685.353 | 1484
699 | 1685.1478 | 1484
700 | 1685.004 | 1483.805
701 | 1684.8217 | 1483.589
702 | 1684.745 | 1483.2
703 | 1684.7296 | 1483.009
704 | 1684 | 1483.009
705 | 1684 | 1482.849
706 | 1683.9117 | 1482.4
707 | 1683.2 | 1482.212
708 | 1682.8481 | 1482.151
709 | 1682.404 | 1482.126
710 | 1682.4 | 1480.88
711 | 1682.4 | 1480.8
712 | 1681.4818 | 1480.8
713 | 1681.412 | 1480.701
714 | 1681.075 | 1480.067
715 | 1680.964 | 1479.726
716 | 1680.912 | 1479.454
717 | 1680.833 | 1479.2
718 | 1680.8 | 1479.2
719 | 1680.8 | 1478.4
720 | 1680.6373 | 1478.228
721 | 1680.269 | 1477.6
722 | 1679.1101 | 1477.6
723 | 1678.349 | 1477.326
724 | 1677.954 | 1476.806
725 | 1677.484 | 1476.635
726 | 1677.3843 | 1476.634
727 | 1677.291 | 1476.183
728 | 1676.9667 | 1476
729 | 1676.943 | 1475.406
730 | 1676.8 | 1475.2
731 | 1676.6695 | 1475.2
732 | 1675.929 | 1475.2
733 | 1675.8559 | 1475.04
734 | 1675.8557 | 1474.4
735 | 1675.433 | 1474.354
736 | 1675.2 | 1473.306
737 | 1674.824 | 1472.8
738 | 1674.4572 | 1472.8
739 | 1674.2622 | 1472.526
740 | 1673.787 | 1472
741 | 1673.4272 | 1472
742 | 1673.221 | 1472
743 | 1673.0266 | 1472
744 | 1672.8606 | 1471.956
745 | 1672.28 | 1471.853
746 | 1672.005 | 1471.847
747 | 1671.964 | 1471.2
748 | 1671.8876 | 1471.04
749 | 1671.8207 | 1470.4
750 | 1671.773 | 1470.4
751 | 1671.657 | 1470.4
752 | 1670.927 | 1470.4
753 | 1668.96 | 1470.4
754 | 1668.8448 | 1470.207
755 | 1668.8 | 1469.775
756 | 1668.541 | 1469.775
757 | 1668.373 | 1469.6
758 | 1667.2764 | 1469.462
759 | 1667.2 | 1469.462
760 | 1666.961 | 1469.289
761 | 1666.4 | 1468.943
762 | 1666.1761 | 1468.833
763 | 1665.9839 | 1468.268
764 | 1665.983 | 1468.005
765 | 1665.6 | 1468
766 | 1664.717 | 1467.2
767 | 1664.7066 | 1467.071
768 | 1664.469 | 1466.4
769 | 1664.4276 | 1466.4
770 | 1664.173 | 1466.369
771 | 1664.025 | 1466.274
772 | 1664 | 1466.112
773 | 1663.649 | 1465.6
774 | 1663.536 | 1465.6
775 | 1663.509 | 1465.477
776 | 1663.487 | 1465.326
777 | 1663.2 | 1464.8
778 | 1662.845 | 1464.528
779 | 1662.323 | 1464.528
780 | 1661.8303 | 1464.155
781 | 1661.6 | 1464.006
782 | 1661.6 | 1464
783 | 1661.6 | 1463.752
784 | 1661.105 | 1463.2
785 | 1660.8 | 1463.2
786 | 1660.7151 | 1462.4
787 | 1660.537 | 1461.6
788 | 1660.1947 | 1461.478
789 | 1660.1947 | 1461.462
790 | 1660.1947 | 1460.8
791 | 1660.1588 | 1460.8
792 | 1660 | 1460.644
793 | 1660 | 1460.106
794 | 1659.929 | 1460
795 | 1659.705 | 1460
796 | 1659.288 | 1459.826
797 | 1659.2 | 1459.415
798 | 1659.084 | 1459.2
799 | 1658.966 | 1459.2
800 | 1658.8698 | 1459.2
801 | 1658.613 | 1459.2
802 | 1658.559 | 1459.2
803 | 1657.388 | 1459.2
804 | 1657.048 | 1459.102
805 | 1656.929 | 1458.926
806 | 1656.806 | 1458.925
807 | 1656.8 | 1458.4
808 | 1656.7966 | 1458.4
809 | 1656.662 | 1458.305
810 | 1656.625 | 1458.236
811 | 1656.3215 | 1457.942
812 | 1656 | 1457.6
813 | 1655.249 | 1457.6
814 | 1655.2046 | 1457.6
815 | 1655.173 | 1457.536
816 | 1655.1368 | 1457.13
817 | 1654.093 | 1457.065
818 | 1653.7527 | 1456.8
819 | 1653.652 | 1456.677
820 | 1653.6 | 1456.398
821 | 1653.6 | 1456
822 | 1653.5431 | 1455.962
823 | 1653.246 | 1455.594
824 | 1653.202 | 1455.483
825 | 1653.136 | 1455.323
826 | 1652.92 | 1453.6
827 | 1652.8342 | 1453.6
828 | 1652.807 | 1453.6
829 | 1652.723 | 1453.284
830 | 1652.685 | 1453.054
831 | 1652.6215 | 1452.984
832 | 1652.5475 | 1452.727
833 | 1652.4707 | 1452.169
834 | 1652.413 | 1451.916
835 | 1651.7706 | 1451.916
836 | 1651.22 | 1449.792
837 | 1651.085 | 1449.748
838 | 1651.0189 | 1449.625
839 | 1650.484 | 1449.6
840 | 1650.4 | 1449.6
841 | 1649.699 | 1449.6
842 | 1648.641 | 1449.583
843 | 1648.157 | 1449.299
844 | 1648.072 | 1449.254
845 | 1648 | 1448.8
846 | 1647.9272 | 1448.439
847 | 1647.8616 | 1447.946
848 | 1647.588 | 1447.64
849 | 1647.544 | 1447.559
850 | 1647.2 | 1447.2
851 | 1647.2 | 1447.2
852 | 1647.1089 | 1446.52
853 | 1647.1089 | 1446.4
854 | 1646.336 | 1446.4
855 | 1646.173 | 1446.4
856 | 1645.765 | 1446.201
857 | 1645.752 | 1446.081
858 | 1645.6 | 1445.923
859 | 1645.065 | 1445.882
860 | 1644.823 | 1445.6
861 | 1644.797 | 1445.517
862 | 1644.762 | 1445.326
863 | 1644.1407 | 1445.105
864 | 1643.977 | 1444.8
865 | 1643.7 | 1444.8
866 | 1643.485 | 1444.733
867 | 1643.2243 | 1444.526
868 | 1643.0203 | 1444.076
869 | 1642.84 | 1444
870 | 1642.4999 | 1444
871 | 1642.4 | 1444
872 | 1642.3118 | 1444
873 | 1642.0142 | 1443.67
874 | 1641.988 | 1443.534
875 | 1641.6575 | 1443.09
876 | 1641.6 | 1443.042
877 | 1641.378 | 1442.51
878 | 1641.186 | 1442.433
879 | 1640.8 | 1442.4
880 | 1640.668 | 1442.126
881 | 1640 | 1441.855
882 | 1639.9322 | 1441.018
883 | 1639.3396 | 1440.8
884 | 1638.9311 | 1440.8
885 | 1638.7226 | 1440.774
886 | 1638.605 | 1440.767
887 | 1638.537 | 1440
888 | 1638.403 | 1439.933
889 | 1638.3992 | 1439.865
890 | 1638.085 | 1438.741
891 | 1638.025 | 1438.563
892 | 1637.9753 | 1437.6
893 | 1637.6 | 1437.584
894 | 1637.5824 | 1436.8
895 | 1637.2954 | 1436.8
896 | 1637.1595 | 1436.559
897 | 1637.0923 | 1436.559
898 | 1636.944 | 1436
899 | 1636.7689 | 1436
900 | 1636.574 | 1436
901 | 1636.4498 | 1436
902 | 1636.443 | 1435.771
903 | 1636.4299 | 1435.2
904 | 1636.1784 | 1434.4
905 | 1636 | 1434.4
906 | 1636 | 1434.298
907 | 1636 | 1434.041
908 | 1635.7965 | 1433.6
909 | 1635.582 | 1433.6
910 | 1635.438 | 1433.6
911 | 1635.414 | 1432.926
912 | 1635.2 | 1432.8
913 | 1634.626 | 1432.398
914 | 1634.4 | 1432.02
915 | 1634.4 | 1432.015
916 | 1634.3255 | 1432.008
917 | 1634.306 | 1432
918 | 1634.053 | 1431.211
919 | 1633.953 | 1431.202
920 | 1633.6 | 1431.2
921 | 1633.544 | 1430.741
922 | 1633.042 | 1430.414
923 | 1633.019 | 1430.4
924 | 1632.9415 | 1430.4
925 | 1632.862 | 1429.6
926 | 1632.697 | 1429.6
927 | 1632.597 | 1429.6
928 | 1632.0301 | 1429.566
929 | 1632 | 1428.8
930 | 1632 | 1428.252
931 | 1631.553 | 1428.024
932 | 1631.387 | 1428.012
933 | 1631.193 | 1428
934 | 1630.98 | 1428
935 | 1630.578 | 1428
936 | 1629.851 | 1428
937 | 1629.663 | 1428
938 | 1629.66 | 1427.376
939 | 1629.6 | 1427.235
940 | 1629.559 | 1427.2
941 | 1629.508 | 1427.2
942 | 1629.2201 | 1425.922
943 | 1628.8 | 1425.6
944 | 1628.7921 | 1425.6
945 | 1628.745 | 1425.478
946 | 1628.6735 | 1425.241
947 | 1628.6013 | 1424.8
948 | 1628.348 | 1424.522
949 | 1628.2678 | 1424
950 | 1628 | 1424
951 | 1627.857 | 1423.842
952 | 1627.7258 | 1423.351
953 | 1627.697 | 1423.2
954 | 1627.379 | 1423.2
955 | 1627.268 | 1423.2
956 | 1627.259 | 1423.2
957 | 1627.187 | 1422.926
958 | 1626.909 | 1422.4
959 | 1626.9086 | 1422.4
960 | 1626.609 | 1421.649
961 | 1626.5602 | 1421.6
962 | 1626.32 | 1421.6
963 | 1625.792 | 1421.025
964 | 1625.6 | 1421.02
965 | 1625.599 | 1420.356
966 | 1625.402 | 1420.243
967 | 1625.359 | 1420
968 | 1625.121 | 1420
969 | 1625.028 | 1419.829
970 | 1624.992 | 1419.466
971 | 1624.8 | 1419.2
972 | 1624.8 | 1418.689
973 | 1624.376 | 1418.435
974 | 1624.258 | 1418.083
975 | 1624.0727 | 1418.083
976 | 1624 | 1417.664
977 | 1624 | 1417.299
978 | 1624 | 1417.283
979 | 1623.7979 | 1417.135
980 | 1623.593 | 1417.073
981 | 1623.5803 | 1416.8
982 | 1623.5477 | 1416.8
983 | 1623.4698 | 1416.8
984 | 1623.432 | 1416.755
985 | 1623.3211 | 1416.481
986 | 1623.245 | 1416.264
987 | 1623.038 | 1416.202
988 | 1622.9691 | 1416
989 | 1622.4644 | 1416
990 | 1622.4 | 1416
991 | 1622.4 | 1415.902
992 | 1622.4 | 1415.2
993 | 1622.298 | 1415.011
994 | 1622.297 | 1414.804
995 | 1621.666 | 1414.725
996 | 1621.6 | 1414.405
997 | 1621.58 | 1414.4
998 | 1621.22 | 1414.4
999 | 1621.135 | 1414.4
1000 | 1620.881 | 1413.61
1001 | 1620.8484 | 1413.6
1002 | 1620.767 | 1412.933
1003 | 1620.676 | 1412.8
1004 | 1620.5808 | 1412.8
1005 | 1620.4415 | 1412
1006 | 1620.387 | 1411.574
1007 | 1620.241 | 1411.574
1008 | 1620.088 | 1411.289
1009 | 1620 | 1411.2
1010 | 1619.476 | 1410.727
1011 | 1619.2759 | 1410.488
1012 | 1619.2 | 1410.4
1013 | 1618.778 | 1409.602
1014 | 1617.9573 | 1409.6
1015 | 1617.9401 | 1409.584
1016 | 1617.779 | 1408.995
1017 | 1617.657 | 1408.898
1018 | 1617.6 | 1408.8
1019 | 1617.23 | 1408.8
1020 | 1616.8 | 1408.8
1021 | 1616.673 | 1408.521
1022 | 1616.357 | 1408.111
1023 | 1616.041 | 1408
1024 | 1616.0319 | 1408
1025 | 1616 | 1408
1026 | 1615.953 | 1408
1027 | 1615.8908 | 1408
1028 | 1615.5546 | 1407.738
1029 | 1615.2725 | 1407.485
1030 | 1615.258 | 1407.2
1031 | 1615.2545 | 1407.2
1032 | 1615.2 | 1407.035
1033 | 1615.0866 | 1406.667
1034 | 1615.041 | 1406.4
1035 | 1614.836 | 1405.711
1036 | 1614.825 | 1405.6
1037 | 1614.354 | 1404.843
1038 | 1614.236 | 1404.8
1039 | 1614.058 | 1404.8
1040 | 1613.967 | 1404.704
1041 | 1613.9387 | 1404.548
1042 | 1613.7006 | 1404.454
1043 | 1613.6 | 1404.394
1044 | 1613.6 | 1404.292
1045 | 1613.5784 | 1403.439
1046 | 1612.9237 | 1403.315
1047 | 1612.774 | 1403.274
1048 | 1612.223 | 1403.2
1049 | 1612.0778 | 1403.15
1050 | 1612 | 1402.545
1051 | 1612 | 1402.523
1052 | 1611.558 | 1402.523
1053 | 1611.083 | 1402.4
1054 | 1610.935 | 1402.4
1055 | 1610.809 | 1402.373
1056 | 1610.3071 | 1402.262
1057 | 1610.257 | 1401.76
1058 | 1610.0698 | 1400.8
1059 | 1610.063 | 1400.8
1060 | 1609.8915 | 1400.707
1061 | 1609.75 | 1400.526
1062 | 1609.7142 | 1400
1063 | 1609.6674 | 1400
1064 | 1609.6 | 1399.92
1065 | 1609.349 | 1399.336
1066 | 1609.172 | 1399.307
1067 | 1609.0448 | 1398.742
1068 | 1608.955 | 1398.549
1069 | 1608.8247 | 1398.489
1070 | 1608.786 | 1398.447
1071 | 1608.759 | 1398.4
1072 | 1608.7589 | 1398.4
1073 | 1608.326 | 1398.4
1074 | 1608.296 | 1398.4
1075 | 1608.087 | 1397.661
1076 | 1607.9571 | 1397.6
1077 | 1607.7798 | 1397.6
1078 | 1607.6891 | 1396.8
1079 | 1607.655 | 1396
1080 | 1607.397 | 1395.281
1081 | 1607.2 | 1395.2
1082 | 1606.824 | 1394.649
1083 | 1606.752 | 1394.633
1084 | 1606.691 | 1394.604
1085 | 1606.679 | 1394.546
1086 | 1606.507 | 1394.491
1087 | 1606.5008 | 1394.4
1088 | 1605.867 | 1394.4
1089 | 1605.764 | 1394.4
1090 | 1605.5447 | 1394.4
1091 | 1605.522 | 1394.126
1092 | 1605.2895 | 1394.069
1093 | 1605.2708 | 1393.933
1094 | 1605.1611 | 1393.6
1095 | 1604.899 | 1393.47
1096 | 1604.627 | 1393.342
1097 | 1604.417 | 1393.075
1098 | 1604.172 | 1393.075
1099 | 1604.111 | 1392.8
1100 | 1603.942 | 1392.8
1101 | 1603.774 | 1392.764
1102 | 1603.6198 | 1392.764
1103 | 1603.4885 | 1392.164
1104 | 1603.456 | 1392.164
1105 | 1603.4336 | 1392
1106 | 1603.201 | 1392
1107 | 1603.2 | 1392
1108 | 1603.2 | 1392
1109 | 1603.039 | 1392
1110 | 1602.996 | 1391.946
1111 | 1602.9466 | 1391.736
1112 | 1602.9128 | 1391.728
1113 | 1602.881 | 1391.496
1114 | 1602.583 | 1391.367
1115 | 1602.436 | 1391.087
1116 | 1602.4 | 1390.4
1117 | 1602.301 | 1390.217
1118 | 1602.265 | 1389.6
1119 | 1602.1427 | 1389.326
1120 | 1602.0439 | 1389
1121 | 1601.832 | 1388.8
1122 | 1601.6 | 1388.675
1123 | 1601.6 | 1388.646
1124 | 1601.6 | 1388.389
1125 | 1601.467 | 1388.29
1126 | 1601.404 | 1388
1127 | 1601.327 | 1387.981
1128 | 1601.2271 | 1387.323
1129 | 1601.1342 | 1387.2
1130 | 1601.039 | 1386.835
1131 | 1600.8 | 1386.835
1132 | 1600.536 | 1386.835
1133 | 1600.335 | 1386.703
1134 | 1600 | 1386.586
1135 | 1600 | 1386.4
1136 | 1599.883 | 1386.4
1137 | 1599.831 | 1385.6
1138 | 1599.7157 | 1385.46
1139 | 1599.6753 | 1384.803
1140 | 1599.518 | 1384.8
1141 | 1599.501 | 1384.8
1142 | 1599.2 | 1384.8
1143 | 1599.2 | 1384.131
1144 | 1598.971 | 1384.06
1145 | 1598.4 | 1384
1146 | 1598.4 | 1383.953
1147 | 1598.3855 | 1383.911
1148 | 1598.239 | 1383.44
1149 | 1597.991 | 1383.398
1150 | 1597.92 | 1382.778
1151 | 1597.6423 | 1382.732
1152 | 1597.6 | 1382.4
1153 | 1597.596 | 1382.173
1154 | 1597.5495 | 1381.845
1155 | 1597.412 | 1381.822
1156 | 1596.3166 | 1381.6
1157 | 1595.5861 | 1381.6
1158 | 1595.3702 | 1381.309
1159 | 1595.194 | 1380.8
1160 | 1595.175 | 1380.8
1161 | 1595.0541 | 1380
1162 | 1594.663 | 1379.986
1163 | 1594.654 | 1379.863
1164 | 1594.407 | 1379.821
1165 | 1593.999 | 1379.515
1166 | 1593.7705 | 1379.46
1167 | 1593.6599 | 1379.414
1168 | 1593.632 | 1379.2
1169 | 1593.5002 | 1379.1
1170 | 1593.282 | 1379.065
1171 | 1593.236 | 1379.005
1172 | 1593.166 | 1378.942
1173 | 1593.084 | 1378.717
1174 | 1593.023 | 1378.64
1175 | 1592.847 | 1378.4
1176 | 1592.548 | 1378.131
1177 | 1592.421 | 1378.126
1178 | 1592.395 | 1378.126
1179 | 1592.282 | 1377.629
1180 | 1592.239 | 1377.6
1181 | 1592.0899 | 1377.545
1182 | 1591.6166 | 1377.255
1183 | 1591.2 | 1377.226
1184 | 1591.079 | 1376.8
1185 | 1590.8468 | 1376.8
1186 | 1590.8052 | 1376.8
1187 | 1590.4 | 1376.158
1188 | 1589.617 | 1376
1189 | 1589.6 | 1376
1190 | 1589.6 | 1375.59
1191 | 1589.6 | 1375.523
1192 | 1589.6 | 1375.2
1193 | 1589.6 | 1374.926
1194 | 1589.517 | 1374.886
1195 | 1589.396 | 1374.738
1196 | 1589.091 | 1373.6
1197 | 1588.8 | 1372.8
1198 | 1588.775 | 1372.8
1199 | 1588.6233 | 1372.389
1200 | 1588.328 | 1372.389
1201 | 1588.2695 | 1372
1202 | 1588.2052 | 1371.445
1203 | 1588.152 | 1371.2
1204 | 1588.0616 | 1370.792
1205 | 1587.901 | 1369.851
1206 | 1587.586 | 1369.6
1207 | 1587.4332 | 1369.538
1208 | 1587.2847 | 1369.326
1209 | 1587.2847 | 1369.046
1210 | 1587.2 | 1368.8
1211 | 1587.2 | 1368.8
1212 | 1587.2 | 1368.8
1213 | 1587.1934 | 1368.389
1214 | 1586.6892 | 1368.257
1215 | 1586.458 | 1368.022
1216 | 1585.9659 | 1368
1217 | 1585.9435 | 1368
1218 | 1585.7722 | 1367.941
1219 | 1585.6 | 1367.412
1220 | 1585.6 | 1367.211
1221 | 1585.4113 | 1367.2
1222 | 1584.9707 | 1367.2
1223 | 1584.9543 | 1366.69
1224 | 1584.8 | 1366.663
1225 | 1584.5198 | 1366.634
1226 | 1584.409 | 1366.4
1227 | 1584.3586 | 1366.4
1228 | 1584.287 | 1366.4
1229 | 1584.1702 | 1365.646
1230 | 1584.014 | 1365.6
1231 | 1583.2 | 1365.6
1232 | 1583.2 | 1365.6
1233 | 1583.009 | 1365.482
1234 | 1582.693 | 1365.124
1235 | 1582.6231 | 1364.958
1236 | 1582.537 | 1364.8
1237 | 1582.4 | 1364.8
1238 | 1582.275 | 1364.8
1239 | 1582.1499 | 1364
1240 | 1581.6 | 1363.689
1241 | 1581.445 | 1363.654
1242 | 1581.08 | 1363.322
1243 | 1580.9303 | 1363.2
1244 | 1580.825 | 1362.679
1245 | 1580.8 | 1362.499
1246 | 1580.8 | 1362.4
1247 | 1580.7302 | 1362.4
1248 | 1580.699 | 1362.4
1249 | 1580.662 | 1362.4
1250 | 1580.4767 | 1361.6
1251 | 1580.403 | 1361.6
1252 | 1580.373 | 1361.326
1253 | 1580.043 | 1360.869
1254 | 1580 | 1360.8
1255 | 1579.999 | 1360.8
1256 | 1579.901 | 1360.8
1257 | 1579.897 | 1360.647
1258 | 1579.4376 | 1360.356
1259 | 1579.2 | 1359.2
1260 | 1579.2 | 1358.4
1261 | 1578.9248 | 1358.4
1262 | 1578.746 | 1358.4
1263 | 1578.4 | 1358.4
1264 | 1578.4 | 1358.088
1265 | 1577.9614 | 1357.739
1266 | 1577.8526 | 1357.194
1267 | 1577.6 | 1357.077
1268 | 1577.6 | 1356.8
1269 | 1577.5497 | 1356.8
1270 | 1576.944 | 1356.8
1271 | 1576.816 | 1356
1272 | 1576.8 | 1356
1273 | 1576.8 | 1355.957
1274 | 1576.5504 | 1355.887
1275 | 1576.4513 | 1355.757
1276 | 1576 | 1355.726
1277 | 1575.959 | 1355.507
1278 | 1575.5306 | 1355.507
1279 | 1575.2 | 1355.144
1280 | 1574.8582 | 1355.122
1281 | 1574.8537 | 1354.98
1282 | 1574.613 | 1354.841
1283 | 1574.4 | 1354.4
1284 | 1574.4 | 1354.321
1285 | 1574.2258 | 1354.126
1286 | 1573.75 | 1353.885
1287 | 1573.2998 | 1353.426
1288 | 1572.945 | 1353.116
1289 | 1572.7909 | 1352.882
1290 | 1572.735 | 1352.863
1291 | 1572.208 | 1352.649
1292 | 1572.128 | 1352.607
1293 | 1572 | 1352.239
1294 | 1572 | 1352
1295 | 1571.8691 | 1351.886
1296 | 1571.8691 | 1351.872
1297 | 1571.813 | 1351.649
1298 | 1571.3059 | 1351.522
1299 | 1571.2 | 1351.2
1300 | 1571.2 | 1351.2
1301 | 1571.0512 | 1351.055
1302 | 1570.841 | 1350.4
1303 | 1570.749 | 1350.4
1304 | 1570.4 | 1350.4
1305 | 1570.274 | 1349.679
1306 | 1570.042 | 1349.66
1307 | 1569.9972 | 1349.132
1308 | 1569.862 | 1348.944
1309 | 1569.698 | 1348.8
1310 | 1569.6 | 1348.8
1311 | 1569.6 | 1348.8
1312 | 1569.6 | 1348.792
1313 | 1569.6 | 1348
1314 | 1569.14 | 1347.852
1315 | 1568.995 | 1347.784
1316 | 1568.8 | 1347.726
1317 | 1568.8 | 1347.669
1318 | 1568.5977 | 1347.526
1319 | 1568.4882 | 1347.2
1320 | 1568.38 | 1347.2
1321 | 1568 | 1347.2
1322 | 1568 | 1346.4
1323 | 1567.968 | 1345.6
1324 | 1567.5485 | 1345.6
1325 | 1567.2 | 1345.6
1326 | 1567.2 | 1345.6
1327 | 1567.16 | 1345.6
1328 | 1567.117 | 1345.147
1329 | 1567.0843 | 1344.8
1330 | 1567.0843 | 1344.8
1331 | 1566.858 | 1344.8
1332 | 1566.4 | 1344.8
1333 | 1566.4 | 1344.8
1334 | 1566.318 | 1344.791
1335 | 1566.1442 | 1344.762
1336 | 1566.084 | 1344.526
1337 | 1566.0129 | 1344
1338 | 1565.6 | 1344
1339 | 1565.3264 | 1343.38
1340 | 1565.3264 | 1342.607
1341 | 1565.3264 | 1342.549
1342 | 1565.032 | 1342.52
1343 | 1564.8337 | 1341.6
1344 | 1564.8 | 1341.6
1345 | 1564.005 | 1341.6
1346 | 1564 | 1341.6
1347 | 1564 | 1341.434
1348 | 1563.935 | 1341.228
1349 | 1563.6281 | 1341.163
1350 | 1563.602 | 1340.944
1351 | 1563.4947 | 1340.92
1352 | 1563.398 | 1340.366
1353 | 1562.9559 | 1340
1354 | 1562.899 | 1340
1355 | 1562.6978 | 1339.569
1356 | 1562.4 | 1339.569
1357 | 1562.161 | 1339.236
1358 | 1561.9623 | 1339.188
1359 | 1561.8691 | 1338.646
1360 | 1561.823 | 1338.486
1361 | 1561.3107 | 1338.4
1362 | 1561.284 | 1338.4
1363 | 1561.218 | 1338.388
1364 | 1560.8 | 1337.676
1365 | 1560.4337 | 1337.6
1366 | 1560.409 | 1337.558
1367 | 1560.354 | 1337.147
1368 | 1560.347 | 1336.8
1369 | 1559.6016 | 1336.8
1370 | 1559.5597 | 1336
1371 | 1559.029 | 1335.966
1372 | 1559.024 | 1335.2
1373 | 1558.9445 | 1335.092
1374 | 1558.583 | 1334.926
1375 | 1558.4 | 1334.856
1376 | 1558.331 | 1334.4
1377 | 1558.054 | 1334.4
1378 | 1557.9659 | 1333.6
1379 | 1557.9215 | 1333.6
1380 | 1557.6541 | 1333.194
1381 | 1557.6 | 1332.8
1382 | 1557.6 | 1332.8
1383 | 1557.5416 | 1332.8
1384 | 1557.38 | 1332.229
1385 | 1557.2327 | 1331.699
1386 | 1557.127 | 1331.639
1387 | 1556.917 | 1331.427
1388 | 1556.8 | 1331.2
1389 | 1556.8 | 1331.2
1390 | 1556.628 | 1330.556
1391 | 1556.4 | 1330.257
1392 | 1556.2421 | 1329.82
1393 | 1556.164 | 1329.6
1394 | 1556.11 | 1329.6
1395 | 1556.0846 | 1329.316
1396 | 1556 | 1329.085
1397 | 1556 | 1328.876
1398 | 1555.5125 | 1328.8
1399 | 1555.4302 | 1328.8
1400 | 1555.276 | 1328.789
1401 | 1555.2 | 1328.564
1402 | 1555.098 | 1328.413
1403 | 1554.491 | 1328.156
1404 | 1554.4 | 1328.007
1405 | 1554.4 | 1328
1406 | 1554.3395 | 1327.614
1407 | 1554.326 | 1326.4
1408 | 1554.2017 | 1326.126
1409 | 1554.1529 | 1326.022
1410 | 1554.145 | 1325.978
1411 | 1554.022 | 1325.702
1412 | 1553.989 | 1325.6
1413 | 1553.979 | 1325.6
1414 | 1553.8764 | 1325.6
1415 | 1553.6 | 1325.578
1416 | 1553.6 | 1325.457
1417 | 1553.3917 | 1324.8
1418 | 1553.305 | 1324.8
1419 | 1553.0947 | 1324.8
1420 | 1552.9578 | 1324.672
1421 | 1552.301 | 1324.067
1422 | 1552.2695 | 1324
1423 | 1552.097 | 1324
1424 | 1551.8563 | 1324
1425 | 1551.5661 | 1324
1426 | 1551.507 | 1324
1427 | 1551.4233 | 1323.903
1428 | 1551.363 | 1323.126
1429 | 1551.2 | 1323.077
1430 | 1551.2 | 1322.605
1431 | 1551.141 | 1322.503
1432 | 1551.0702 | 1322.4
1433 | 1550.943 | 1322.4
1434 | 1550.847 | 1322.28
1435 | 1550.773 | 1322.126
1436 | 1550.7356 | 1321.613
1437 | 1550.416 | 1321.6
1438 | 1550.4 | 1321.6
1439 | 1550.4 | 1321.6
1440 | 1549.679 | 1321.13
1441 | 1549.6 | 1321.035
1442 | 1548.9698 | 1320.994
1443 | 1548.9034 | 1320.822
1444 | 1548.8 | 1320.795
1445 | 1548.8 | 1320.258
1446 | 1548.768 | 1320
1447 | 1548.5916 | 1319.726
1448 | 1548.0484 | 1319.2
1449 | 1548 | 1319.16
1450 | 1547.9905 | 1318.926
1451 | 1547.887 | 1318.85
1452 | 1547.5341 | 1318.787
1453 | 1547.522 | 1318.56
1454 | 1547.461 | 1318.4
1455 | 1547.415 | 1318.4
1456 | 1547.1005 | 1318.126
1457 | 1546.8023 | 1317.93
1458 | 1546.6392 | 1317.825
1459 | 1546.546 | 1317.825
1460 | 1546.5163 | 1317.687
1461 | 1546.4283 | 1317.684
1462 | 1546.4 | 1317.531
1463 | 1546.4 | 1316.91
1464 | 1546.4 | 1316.835
1465 | 1546.268 | 1316.8
1466 | 1546.2679 | 1316
1467 | 1546.263 | 1315.2
1468 | 1546.02 | 1315.144
1469 | 1545.6 | 1315.122
1470 | 1545.6 | 1315.11
1471 | 1545.343 | 1315.07
1472 | 1545.3275 | 1314.954
1473 | 1545.1075 | 1314.638
1474 | 1545.101 | 1314.561
1475 | 1544.9103 | 1314.4
1476 | 1544.8 | 1314.374
1477 | 1544.8 | 1314.233
1478 | 1544.713 | 1313.639
1479 | 1544.646 | 1313.6
1480 | 1544.619 | 1313.6
1481 | 1544.599 | 1313.251
1482 | 1544.327 | 1313.151
1483 | 1544.0628 | 1312.8
1484 | 1544.0628 | 1312.8
1485 | 1544 | 1312.8
1486 | 1543.7762 | 1312.667
1487 | 1543.6956 | 1312.249
1488 | 1543.6519 | 1312.249
1489 | 1543.534 | 1312.209
1490 | 1543.2 | 1312.207
1491 | 1542.9749 | 1312
1492 | 1542.9506 | 1311.2
1493 | 1542.7756 | 1310.4
1494 | 1542.7437 | 1310.4
1495 | 1542.4 | 1310.4
1496 | 1542.4 | 1310.4
1497 | 1542.4 | 1310.163
1498 | 1542.1992 | 1309.918
1499 | 1542.1261 | 1309.918
1500 | 1542.057 | 1309.226
1501 | 1541.713 | 1308.997
1502 | 1541.6 | 1308.846
1503 | 1541.5026 | 1308.648
1504 | 1540.824 | 1308.49
1505 | 1540.8 | 1308
1506 | 1540.8 | 1307.827
1507 | 1540.8 | 1307.431
1508 | 1540.681 | 1306.284
1509 | 1540.524 | 1306.135
1510 | 1540.0611 | 1306.115
1511 | 1540.045 | 1306.083
1512 | 1539.8915 | 1306.033
1513 | 1539.86 | 1306.033
1514 | 1539.824 | 1305.94
1515 | 1539.811 | 1305.669
1516 | 1539.509 | 1305.6
1517 | 1539.2 | 1305.6
1518 | 1539.2 | 1305.548
1519 | 1539.01 | 1305.303
1520 | 1538.833 | 1305.095
1521 | 1538.7348 | 1304.8
1522 | 1538.6406 | 1304.8
1523 | 1538.6163 | 1304.8
1524 | 1538.464 | 1304.439
1525 | 1538.4 | 1304
1526 | 1538.349 | 1304
1527 | 1538.188 | 1304
1528 | 1538.105 | 1303.91
1529 | 1537.608 | 1303.677
1530 | 1537.6 | 1303.2
1531 | 1537.6 | 1303.2
1532 | 1537.5607 | 1302.952
1533 | 1537.5301 | 1302.803
1534 | 1537.528 | 1302.63
1535 | 1537.3752 | 1302.606
1536 | 1537.263 | 1302.4
1537 | 1537.183 | 1301.939
1538 | 1537.052 | 1301.326
1539 | 1536.9168 | 1300.89
1540 | 1536.8077 | 1300
1541 | 1536.804 | 1300
1542 | 1536.8 | 1300
1543 | 1536.6216 | 1300
1544 | 1536.546 | 1299.867
1545 | 1536.423 | 1299.747
1546 | 1536.183 | 1299.736
1547 | 1536 | 1299.592
1548 | 1535.971 | 1299.532
1549 | 1535.8845 | 1299.258
1550 | 1535.856 | 1299.2
1551 | 1535.769 | 1299.2
1552 | 1535.5758 | 1298.522
1553 | 1535.5124 | 1298.486
1554 | 1535.2541 | 1298.4
1555 | 1535.2298 | 1298.193
1556 | 1534.8067 | 1298.131
1557 | 1534.4519 | 1297.073
1558 | 1534.4 | 1296.8
1559 | 1534.4 | 1296.421
1560 | 1534.4 | 1295.933
1561 | 1534.3568 | 1295.2
1562 | 1534.321 | 1295.2
1563 | 1534.229 | 1294.997
1564 | 1534.199 | 1294.4
1565 | 1534.0547 | 1294.4
1566 | 1533.6 | 1294.4
1567 | 1533.5207 | 1294.4
1568 | 1533.1581 | 1294.379
1569 | 1533.0237 | 1294.146
1570 | 1532.8 | 1293.802
1571 | 1532.8 | 1293.766
1572 | 1532.198 | 1293.6
1573 | 1532 | 1293.35
1574 | 1532 | 1292.96
1575 | 1532 | 1292.8
1576 | 1532 | 1292
1577 | 1531.3527 | 1292
1578 | 1531.346 | 1292
1579 | 1531.2 | 1291.2
1580 | 1531.2 | 1290.494
1581 | 1531.2 | 1290.4
1582 | 1531.013 | 1290.4
1583 | 1530.9776 | 1290.4
1584 | 1530.86 | 1290.4
1585 | 1530.718 | 1290.4
1586 | 1530.064 | 1290.198
1587 | 1529.9046 | 1289.367
1588 | 1529.712 | 1288.8
1589 | 1529.6 | 1288.125
1590 | 1529.6 | 1288
1591 | 1529.6 | 1288
1592 | 1529.6 | 1288
1593 | 1529.519 | 1287.915
1594 | 1528.8197 | 1287.627
1595 | 1528.819 | 1287.2
1596 | 1528.475 | 1287.2
1597 | 1528.3529 | 1287.2
1598 | 1528.29 | 1286.744
1599 | 1528.207 | 1286.677
1600 | 1528.0967 | 1286.61
1601 | 1528.006 | 1286.4
1602 | 1528 | 1286.4
1603 | 1527.881 | 1285.833
1604 | 1527.7062 | 1285.689
1605 | 1527.7062 | 1285.6
1606 | 1527.332 | 1285.6
1607 | 1527.327 | 1285.6
1608 | 1527.2199 | 1284.519
1609 | 1526.8884 | 1284.404
1610 | 1526.8884 | 1284
1611 | 1526.8378 | 1284
1612 | 1526.73 | 1284
1613 | 1526.413 | 1283.787
1614 | 1526.4 | 1283.726
1615 | 1526.4 | 1283.2
1616 | 1526.204 | 1283.2
1617 | 1526.041 | 1283.014
1618 | 1525.9328 | 1282.4
1619 | 1525.6 | 1282.357
1620 | 1525.6 | 1282.193
1621 | 1525.559 | 1282.011
1622 | 1525.4623 | 1281.6
1623 | 1525.3618 | 1281.326
1624 | 1525.3581 | 1280.8
1625 | 1525.044 | 1280.8
1626 | 1524.5 | 1280.599
1627 | 1524 | 1280
1628 | 1524 | 1280
1629 | 1524 | 1279.805
1630 | 1523.695 | 1278.874
1631 | 1523.623 | 1278.868
1632 | 1523.622 | 1278.268
1633 | 1523.5696 | 1278.087
1634 | 1522.957 | 1277.6
1635 | 1522.874 | 1277.6
1636 | 1522.828 | 1276.8
1637 | 1522.7988 | 1276
1638 | 1522.665 | 1276
1639 | 1522.428 | 1276
1640 | 1522.4 | 1275.732
1641 | 1522.3454 | 1275.693
1642 | 1522.0625 | 1275.587
1643 | 1521.983 | 1275.392
1644 | 1521.9814 | 1275.2
1645 | 1521.9814 | 1275.021
1646 | 1521.9772 | 1274.956
1647 | 1521.6 | 1274.827
1648 | 1521.6 | 1274.656
1649 | 1521.6 | 1274.4
1650 | 1521.1636 | 1274.4
1651 | 1520.8 | 1274.4
1652 | 1520.7915 | 1274.4
1653 | 1520.4757 | 1274.312
1654 | 1520.337 | 1274.126
1655 | 1520.142 | 1273.713
1656 | 1520.027 | 1273.361
1657 | 1519.8933 | 1272.8
1658 | 1519.876 | 1272.8
1659 | 1519.6659 | 1272.8
1660 | 1519.5135 | 1272.45
1661 | 1519.235 | 1272
1662 | 1519.2 | 1272
1663 | 1519.172 | 1271.5
1664 | 1519.101 | 1271.2
1665 | 1518.9141 | 1270.908
1666 | 1518.9095 | 1270.858
1667 | 1518.8139 | 1270.4
1668 | 1518.8139 | 1270.4
1669 | 1518.7101 | 1270.294
1670 | 1518.4 | 1270.243
1671 | 1518.4 | 1269.61
1672 | 1518.4 | 1269.452
1673 | 1517.919 | 1269.443
1674 | 1517.8449 | 1268.8
1675 | 1517.6 | 1268.8
1676 | 1517.6 | 1268.8
1677 | 1517.6 | 1268.8
1678 | 1517.3603 | 1268.772
1679 | 1517.328 | 1268.767
1680 | 1517.155 | 1268.157
1681 | 1517.038 | 1268
1682 | 1516.8 | 1268
1683 | 1516.8 | 1267.963
1684 | 1516.4783 | 1267.674
1685 | 1516.32 | 1267.2
1686 | 1516 | 1267.2
1687 | 1515.751 | 1267.052
1688 | 1515.3156 | 1267.052
1689 | 1515.2 | 1266.409
1690 | 1515.2 | 1266.409
1691 | 1515.2 | 1266.4
1692 | 1515.135 | 1266.4
1693 | 1514.83 | 1266.4
1694 | 1514.752 | 1266.126
1695 | 1514.737 | 1266.053
1696 | 1514.4 | 1265.6
1697 | 1514.4 | 1265.6
1698 | 1514.373 | 1265.459
1699 | 1514.242 | 1265.326
1700 | 1514.182 | 1264.8
1701 | 1513.8031 | 1264.8
1702 | 1513.6533 | 1264.8
1703 | 1513.4915 | 1264
1704 | 1513.4756 | 1263.865
1705 | 1513.323 | 1263.865
1706 | 1512.8 | 1263.865
1707 | 1512.8 | 1263.663
1708 | 1512.8 | 1263.261
1709 | 1512.8 | 1263.2
1710 | 1512.557 | 1262.525
1711 | 1512.4939 | 1262.525
1712 | 1512.119 | 1262.4
1713 | 1512.0147 | 1262.4
1714 | 1511.9217 | 1262.152
1715 | 1511.5332 | 1262.126
1716 | 1511.5071 | 1261.897
1717 | 1511.408 | 1260.677
1718 | 1511.2516 | 1260.526
1719 | 1510.972 | 1260.276
1720 | 1510.8356 | 1260.271
1721 | 1510.7833 | 1260.227
1722 | 1510.4219 | 1260
1723 | 1510.4 | 1260
1724 | 1510.4 | 1260
1725 | 1510.3678 | 1259.807
1726 | 1510.044 | 1259.231
1727 | 1509.998 | 1259.21
1728 | 1509.994 | 1259.128
1729 | 1509.8552 | 1259.117
1730 | 1509.6793 | 1259.073
1731 | 1509.6 | 1258.926
1732 | 1509.5909 | 1258.426
1733 | 1509.5909 | 1258.426
1734 | 1509.5259 | 1258.4
1735 | 1509.416 | 1257.98
1736 | 1509.3432 | 1257.822
1737 | 1509.312 | 1257.6
1738 | 1509.175 | 1257.49
1739 | 1509.1443 | 1257.345
1740 | 1508.8 | 1257.086
1741 | 1508.661 | 1257.086
1742 | 1508.577 | 1257.004
1743 | 1508.5094 | 1256.8
1744 | 1508.333 | 1256.8
1745 | 1508 | 1256.347
1746 | 1508 | 1256.268
1747 | 1508 | 1256.268
1748 | 1508 | 1256.268
1749 | 1507.763 | 1256.079
1750 | 1507.2 | 1256
1751 | 1507.155 | 1256
1752 | 1507.149 | 1255.798
1753 | 1506.995 | 1255.533
1754 | 1506.9156 | 1255.099
1755 | 1506.879 | 1254.973
1756 | 1506.7813 | 1254.973
1757 | 1506.4 | 1254.4
1758 | 1506.384 | 1254.4
1759 | 1506.159 | 1254.4
1760 | 1505.9819 | 1254.291
1761 | 1505.7062 | 1253.158
1762 | 1505.6 | 1252.915
1763 | 1505.134 | 1252.8
1764 | 1505.096 | 1252.8
1765 | 1504.309 | 1252.8
1766 | 1504 | 1252.712
1767 | 1504 | 1252.591
1768 | 1504 | 1251.755
1769 | 1504 | 1251.519
1770 | 1503.829 | 1251.519
1771 | 1503.6577 | 1251.519
1772 | 1503.542 | 1251.2
1773 | 1503.503 | 1251.12
1774 | 1503.303 | 1251.115
1775 | 1503.2 | 1250.926
1776 | 1503.2 | 1250.788
1777 | 1503.1713 | 1250.462
1778 | 1503.1713 | 1250.4
1779 | 1503.121 | 1250.4
1780 | 1502.9147 | 1250.199
1781 | 1502.4 | 1249.6
1782 | 1502.098 | 1249.165
1783 | 1502.036 | 1248.913
1784 | 1502.032 | 1248.913
1785 | 1501.8804 | 1248.8
1786 | 1501.8215 | 1248.8
1787 | 1501.802 | 1248.8
1788 | 1501.38 | 1248.8
1789 | 1501.2835 | 1248.8
1790 | 1500.8 | 1248.526
1791 | 1500.8 | 1248.008
1792 | 1500.5405 | 1248
1793 | 1500.2676 | 1248
1794 | 1500.0918 | 1248
1795 | 1500.064 | 1247.726
1796 | 1500 | 1247.726
1797 | 1500 | 1247.2
1798 | 1500 | 1247.191
1799 | 1499.82 | 1246.986
1800 | 1499.779 | 1246.762
1801 | 1499.733 | 1246.758
1802 | 1499.6906 | 1246.4
1803 | 1499.2 | 1246.373
1804 | 1499.0822 | 1246.066
1805 | 1498.899 | 1245.6
1806 | 1498.823 | 1245.6
1807 | 1498.7138 | 1244.8
1808 | 1498.4 | 1244.8
1809 | 1498.2644 | 1244.526
1810 | 1498.248 | 1244.187
1811 | 1497.729 | 1243.943
1812 | 1497.656 | 1243.943
1813 | 1497.6 | 1243.943
1814 | 1497.6 | 1243.2
1815 | 1497.6 | 1243.029
1816 | 1497.593 | 1242.926
1817 | 1497.353 | 1242.487
1818 | 1497.263 | 1242.4
1819 | 1497.0151 | 1242.349
1820 | 1496.8 | 1242.112
1821 | 1496.668 | 1241.864
1822 | 1496.6287 | 1241.6
1823 | 1496.27 | 1241.542
1824 | 1496.2674 | 1240.8
1825 | 1496 | 1240.77
1826 | 1495.9604 | 1240.77
1827 | 1495.2 | 1240.396
1828 | 1495.022 | 1240.087
1829 | 1494.969 | 1240
1830 | 1494.9623 | 1240
1831 | 1494.8291 | 1239.2
1832 | 1494.782 | 1239.2
1833 | 1494.729 | 1239.2
1834 | 1494.49 | 1239.055
1835 | 1494.4 | 1238.616
1836 | 1494.4 | 1238.439
1837 | 1494.4 | 1238.4
1838 | 1494.4 | 1238.194
1839 | 1494.4 | 1238.126
1840 | 1494.3067 | 1237.903
1841 | 1494.1654 | 1237.706
1842 | 1494.1654 | 1237.706
1843 | 1494.0026 | 1237.7
1844 | 1494.002 | 1237.567
1845 | 1493.8665 | 1237.145
1846 | 1493.831 | 1237.145
1847 | 1493.7656 | 1237.117
1848 | 1493.6 | 1236.983
1849 | 1493.6 | 1236.8
1850 | 1493.401 | 1236.8
1851 | 1493.3574 | 1236.677
1852 | 1493.2586 | 1236.409
1853 | 1493.2053 | 1236.324
1854 | 1493.196 | 1236.109
1855 | 1493.1455 | 1235.751
1856 | 1493.09 | 1235.2
1857 | 1493.0687 | 1234.884
1858 | 1493.053 | 1234.4
1859 | 1493.014 | 1234.4
1860 | 1492.8 | 1234.358
1861 | 1492.56 | 1233.6
1862 | 1492.5396 | 1233.6
1863 | 1492.397 | 1233.467
1864 | 1492.2516 | 1233.467
1865 | 1492.205 | 1233.287
1866 | 1492.134 | 1233.287
1867 | 1492 | 1233.062
1868 | 1492 | 1232.871
1869 | 1491.985 | 1232.8
1870 | 1491.966 | 1232.8
1871 | 1491.899 | 1232.615
1872 | 1491.7748 | 1232.409
1873 | 1491.7217 | 1232.224
1874 | 1491.7217 | 1232.18
1875 | 1491.7213 | 1232
1876 | 1491.7106 | 1232
1877 | 1491.6931 | 1231.447
1878 | 1491.5815 | 1230.799
1879 | 1491.3363 | 1230.799
1880 | 1491.287 | 1230.67
1881 | 1491.2 | 1230.493
1882 | 1490.9918 | 1230.4
1883 | 1490.9597 | 1230.4
1884 | 1490.5497 | 1230.4
1885 | 1490.4715 | 1230.108
1886 | 1490.436 | 1229.933
1887 | 1490.4 | 1229.843
1888 | 1490.4 | 1229.738
1889 | 1490.238 | 1229.6
1890 | 1490.1674 | 1229.599
1891 | 1490.1332 | 1229.417
1892 | 1489.7845 | 1229.116
1893 | 1489.6 | 1228.8
1894 | 1489.5089 | 1228.38
1895 | 1489.3905 | 1228.38
1896 | 1489.362 | 1228.318
1897 | 1489.1425 | 1228
1898 | 1489.129 | 1227.624
1899 | 1488.8 | 1227.585
1900 | 1488.8 | 1227.402
1901 | 1488.8 | 1227.345
1902 | 1488.8 | 1227.2
1903 | 1488.8 | 1227.131
1904 | 1488.8 | 1226.847
1905 | 1488.651 | 1226.4
1906 | 1488.6136 | 1226.4
1907 | 1488.5872 | 1226.4
1908 | 1488.4238 | 1226.4
1909 | 1488.288 | 1226.4
1910 | 1488.271 | 1226.126
1911 | 1488.1212 | 1226.092
1912 | 1488 | 1226.008
1913 | 1488 | 1225.6
1914 | 1488 | 1225.6
1915 | 1487.9546 | 1225.6
1916 | 1487.923 | 1225.417
1917 | 1487.855 | 1225.376
1918 | 1487.8366 | 1225.273
1919 | 1487.795 | 1224.801
1920 | 1487.5921 | 1224.8
1921 | 1487.386 | 1224.597
1922 | 1487.273 | 1223.726
1923 | 1486.7248 | 1223.726
1924 | 1486.483 | 1223.544
1925 | 1486.419 | 1223.504
1926 | 1486.3518 | 1223.2
1927 | 1486.331 | 1223.2
1928 | 1485.876 | 1223.2
1929 | 1485.795 | 1222.511
1930 | 1485.6 | 1222.4
1931 | 1485.5058 | 1222.4
1932 | 1485.5058 | 1222.4
1933 | 1485.364 | 1222.4
1934 | 1485.342 | 1222.277
1935 | 1484.496 | 1222.124
1936 | 1484.2371 | 1221.838
1937 | 1484.153 | 1221.699
1938 | 1484 | 1221.63
1939 | 1484 | 1221.63
1940 | 1483.656 | 1221.6
1941 | 1483.589 | 1221.129
1942 | 1483.2 | 1221.015
1943 | 1483.2 | 1220.833
1944 | 1483.009 | 1220.8
1945 | 1483.009 | 1220.8
1946 | 1482.886 | 1220.57
1947 | 1482.4 | 1220.318
1948 | 1482.2121 | 1220.036
1949 | 1482.151 | 1220
1950 | 1482.0911 | 1220
1951 | 1481.714 | 1220
1952 | 1481.469 | 1220
1953 | 1481.371 | 1219.726
1954 | 1480.9778 | 1219.2
1955 | 1480.8333 | 1219.2
1956 | 1480.8 | 1218.757
1957 | 1480.8 | 1218.567
1958 | 1480.787 | 1218.4
1959 | 1480.775 | 1218.398
1960 | 1480.7011 | 1218.239
1961 | 1480.6329 | 1218.021
1962 | 1480.4755 | 1217.777
1963 | 1480.0672 | 1217.706
1964 | 1479.7011 | 1217.6
1965 | 1479.6564 | 1217.6
1966 | 1479.4543 | 1217.542
1967 | 1479.406 | 1217.286
1968 | 1479.2732 | 1217.286
1969 | 1479.2 | 1216.931
1970 | 1479.2 | 1216.848
1971 | 1479.054 | 1216.826
1972 | 1478.554 | 1216.8
1973 | 1478.4 | 1216.685
1974 | 1478.389 | 1216.294
1975 | 1478.2277 | 1216.294
1976 | 1478.101 | 1216
1977 | 1477.914 | 1216
1978 | 1477.846 | 1216
1979 | 1477.6 | 1215.604
1980 | 1477.6 | 1215.295
1981 | 1477.577 | 1215.2
1982 | 1476.9595 | 1215.131
1983 | 1476.872 | 1215.079
1984 | 1476.864 | 1214.848
1985 | 1476.806 | 1214.67
1986 | 1476.6339 | 1214.4
1987 | 1476.616 | 1214.4
1988 | 1476.183 | 1214.354
1989 | 1476 | 1214.131
1990 | 1476 | 1213.792
1991 | 1475.707 | 1213.608
1992 | 1475.6089 | 1213.6
1993 | 1475.4056 | 1213.6
1994 | 1475.2 | 1212.841
1995 | 1475.2 | 1212.8
1996 | 1475.2 | 1212.8
1997 | 1475.0421 | 1212.067
1998 | 1475.0401 | 1212
1999 | 1474.906 | 1212
2000 | 1474.877 | 1211.742
2001 | 1474.584 | 1211.715
2002 | 1474.4 | 1211.709
2003 | 1474.147 | 1211.2
2004 | 1473.9411 | 1211.2
2005 | 1473.887 | 1211.2
2006 | 1473.8341 | 1211.2
2007 | 1473.5876 | 1210.926
2008 | 1473.3059 | 1210.833
2009 | 1473.083 | 1210.769
2010 | 1472.9116 | 1210.666
2011 | 1472.893 | 1210.4
2012 | 1472.8 | 1210.4
2013 | 1472.8 | 1209.693
2014 | 1472.679 | 1209.368
2015 | 1472.454 | 1209.195
2016 | 1472.409 | 1208.916
2017 | 1472 | 1208.8
2018 | 1472 | 1208.753
2019 | 1472 | 1208.526
2020 | 1472 | 1208.083
2021 | 1471.9558 | 1207.904
2022 | 1471.92 | 1207.724
2023 | 1471.9052 | 1207.655
2024 | 1471.8526 | 1207.595
2025 | 1471.8474 | 1207.315
2026 | 1471.833 | 1207.2
2027 | 1471.768 | 1207.2
2028 | 1471.2 | 1207.2
2029 | 1471.2 | 1207.2
2030 | 1471.04 | 1206.988
2031 | 1470.638 | 1206.489
2032 | 1470.4 | 1206.489
2033 | 1470.4 | 1206.4
2034 | 1470.4 | 1206.4
2035 | 1470.4 | 1206.4
2036 | 1470.4 | 1206.253
2037 | 1470.3045 | 1206.171
2038 | 1470.149 | 1205.692
2039 | 1470.106 | 1205.6
2040 | 1469.7754 | 1205.541
2041 | 1469.7754 | 1204.8
2042 | 1469.6 | 1204.8
2043 | 1469.6 | 1204.8
2044 | 1469.4619 | 1204.782
2045 | 1469.4619 | 1204.663
2046 | 1469.4209 | 1204
2047 | 1469.341 | 1204
2048 | 1469.1901 | 1204
2049 | 1468.8335 | 1203.862
2050 | 1468.8 | 1203.717
2051 | 1468.701 | 1203.709
2052 | 1468.257 | 1203.477
2053 | 1468.154 | 1203.477
2054 | 1468.113 | 1203.028
2055 | 1468.0047 | 1202.504
2056 | 1468 | 1202.4
2057 | 1467.4236 | 1202.4
2058 | 1467.39 | 1201.79
2059 | 1467.239 | 1201.79
2060 | 1467.2 | 1201.6
2061 | 1467.0712 | 1201.6
2062 | 1466.806 | 1201.146
2063 | 1466.4 | 1200.8
2064 | 1466.4 | 1200.8
2065 | 1466.4 | 1200.8
2066 | 1466.4 | 1200.8
2067 | 1466.369 | 1200.69
2068 | 1466.2743 | 1200.409
2069 | 1466.1104 | 1200.369
2070 | 1466.0823 | 1200.262
2071 | 1465.9979 | 1200.114
2072 | 1465.832 | 1200
2073 | 1465.729 | 1199.833
2074 | 1465.6696 | 1199.633
2075 | 1465.6 | 1199.593
2076 | 1465.6 | 1199.317
2077 | 1465.4775 | 1199.317
2078 | 1465.448 | 1199.2
2079 | 1464.8 | 1199.2
2080 | 1464.7333 | 1199.192
2081 | 1464.687 | 1198.816
2082 | 1464.5285 | 1198.4
2083 | 1464.5285 | 1198.4
2084 | 1464.006 | 1198.162
2085 | 1464 | 1198.121
2086 | 1464 | 1198.039
2087 | 1463.9441 | 1198.039
2088 | 1463.8837 | 1197.262
2089 | 1463.7515 | 1196.907
2090 | 1463.702 | 1196.8
2091 | 1463.659 | 1196.8
2092 | 1463.2 | 1196.129
2093 | 1463.2 | 1196
2094 | 1463.2 | 1196
2095 | 1463.195 | 1196
2096 | 1462.838 | 1195.824
2097 | 1462.819 | 1195.667
2098 | 1462.4025 | 1195.574
2099 | 1462.4 | 1195.574
2100 | 1462.36 | 1195.489
2101 | 1462.071 | 1195.231
2102 | 1461.828 | 1195.22
2103 | 1461.6 | 1195.2
2104 | 1461.6 | 1195.2
2105 | 1461.4939 | 1195.2
2106 | 1461.4783 | 1194.958
2107 | 1461.462 | 1194.943
2108 | 1461.298 | 1194.729
2109 | 1461.244 | 1194.597
2110 | 1461.008 | 1194.4
2111 | 1460.9439 | 1194.4
2112 | 1460.8 | 1194.4
2113 | 1460.8 | 1194.4
2114 | 1460.6961 | 1193.739
2115 | 1460.6438 | 1193.6
2116 | 1460.39 | 1193.6
2117 | 1460.1058 | 1193.214
2118 | 1460 | 1192.811
2119 | 1460 | 1192.003
2120 | 1459.9884 | 1192
2121 | 1459.8264 | 1192
2122 | 1459.662 | 1192
2123 | 1459.4151 | 1192
2124 | 1459.2 | 1191.896
2125 | 1459.2 | 1191.823
2126 | 1459.2 | 1191.726
2127 | 1459.2 | 1191.158
2128 | 1459.2 | 1190.753
2129 | 1459.2 | 1190.071
2130 | 1459.2 | 1189.754
2131 | 1459.1023 | 1189.6
2132 | 1458.87 | 1189.6
2133 | 1458.823 | 1189.6
2134 | 1458.605 | 1189.6
2135 | 1458.486 | 1189.6
2136 | 1458.461 | 1189.519
2137 | 1458.4473 | 1189.336
2138 | 1458.4 | 1189.089
2139 | 1458.4 | 1189.029
2140 | 1458.3055 | 1188.8
2141 | 1458.236 | 1188.667
2142 | 1458.112 | 1188
2143 | 1457.6 | 1187.938
2144 | 1457.6 | 1187.865
2145 | 1457.6 | 1187.865
2146 | 1457.536 | 1187.726
2147 | 1457.5078 | 1187.2
2148 | 1457.42 | 1187.129
2149 | 1457.305 | 1186.4
2150 | 1457.0651 | 1186.394
2151 | 1456.8 | 1185.906
2152 | 1456.702 | 1185.904
2153 | 1456.677 | 1185.901
2154 | 1456.6718 | 1185.808
2155 | 1456.647 | 1185.424
2156 | 1456.594 | 1185.214
2157 | 1456.5445 | 1185.001
2158 | 1456.398 | 1184.973
2159 | 1456.248 | 1184.973
2160 | 1456.1419 | 1184.973
2161 | 1456.088 | 1184.831
2162 | 1456 | 1184.831
2163 | 1455.9617 | 1184.831
2164 | 1455.678 | 1184.672
2165 | 1455.5941 | 1184.218
2166 | 1455.515 | 1184.187
2167 | 1455.5 | 1184.187
2168 | 1455.483 | 1184
2169 | 1455.323 | 1184
2170 | 1454.847 | 1183.452
2171 | 1454.836 | 1183.2
2172 | 1454.312 | 1183.2
2173 | 1454.101 | 1183.2
2174 | 1453.973 | 1182.926
2175 | 1453.859 | 1182.4
2176 | 1453.632 | 1182.4
2177 | 1453.6 | 1182.4
2178 | 1453.6 | 1182.347
2179 | 1453.6 | 1182.126
2180 | 1453.2837 | 1182.102
2181 | 1453.1366 | 1181.981
2182 | 1453.0225 | 1181.981
2183 | 1452.7272 | 1181.894
2184 | 1452.682 | 1181.76
2185 | 1452.636 | 1181.6
2186 | 1452.169 | 1181.25
2187 | 1451.9165 | 1180.8
2188 | 1451.9165 | 1180.8
2189 | 1451.8731 | 1180.8
2190 | 1451.78 | 1180.8
2191 | 1451.75 | 1180.51
2192 | 1451.2 | 1180.51
2193 | 1450.922 | 1180
2194 | 1450.7679 | 1179.774
2195 | 1450.765 | 1179.632
2196 | 1450.762 | 1179.392
2197 | 1450.739 | 1179.241
2198 | 1450.6684 | 1179.2
2199 | 1450.4455 | 1179.2
2200 | 1450.0124 | 1179.2
2201 | 1449.6 | 1179.2
2202 | 1449.6 | 1179.039
2203 | 1449.6 | 1178.997
2204 | 1449.583 | 1178.984
2205 | 1449.3753 | 1178.493
2206 | 1449.081 | 1178.4
2207 | 1448.9237 | 1178.4
2208 | 1448.8 | 1178.307
2209 | 1448.8 | 1177.814
2210 | 1448.694 | 1177.801
2211 | 1448.549 | 1177.616
2212 | 1448.412 | 1177.568
2213 | 1448.2039 | 1177.326
2214 | 1448.199 | 1177.061
2215 | 1448.14 | 1176.811
2216 | 1447.9459 | 1176.8
2217 | 1447.708 | 1176.8
2218 | 1447.5589 | 1176.8
2219 | 1447.547 | 1176.207
2220 | 1447.357 | 1176.039
2221 | 1447.2 | 1175.891
2222 | 1447.2 | 1175.793
2223 | 1447.2 | 1175.689
2224 | 1446.565 | 1175.2
2225 | 1446.5205 | 1174.885
2226 | 1446.4 | 1174.613
2227 | 1446.4 | 1174.613
2228 | 1446.4 | 1173.954
2229 | 1446.4 | 1173.816
2230 | 1446.2015 | 1173.708
2231 | 1446.081 | 1173.6
2232 | 1445.9232 | 1173.395
2233 | 1445.882 | 1172.8
2234 | 1445.753 | 1172.8
2235 | 1445.6 | 1172.707
2236 | 1445.488 | 1172.4
2237 | 1445.428 | 1172.039
2238 | 1445.3682 | 1172
2239 | 1445.2968 | 1172
2240 | 1445.1054 | 1171.95
2241 | 1444.8 | 1170.827
2242 | 1444.8 | 1170.709
2243 | 1444.5613 | 1170.629
2244 | 1444 | 1170.4
2245 | 1444 | 1170.331
2246 | 1444 | 1170.212
2247 | 1444 | 1169.828
2248 | 1444 | 1169.702
2249 | 1444 | 1169.6
2250 | 1444 | 1169.6
2251 | 1443.7099 | 1169.6
2252 | 1443.6317 | 1168.8
2253 | 1443.606 | 1168.8
2254 | 1443.602 | 1168
2255 | 1443.5696 | 1168
2256 | 1443.5337 | 1168
2257 | 1443.4841 | 1167.2
2258 | 1443.3311 | 1167.2
2259 | 1443.0903 | 1167.2
2260 | 1443.0721 | 1167.038
2261 | 1443.0422 | 1166.4
2262 | 1442.884 | 1166.225
2263 | 1442.5236 | 1165.874
2264 | 1442.4 | 1165.874
2265 | 1441.9686 | 1165.6
2266 | 1441.807 | 1165.6
2267 | 1441.6 | 1165.064
2268 | 1441.5708 | 1164.8
2269 | 1441.5264 | 1164.8
2270 | 1441.2678 | 1164.328
2271 | 1441.0183 | 1164.328
2272 | 1440.8 | 1163.2
2273 | 1440.8 | 1163.2
2274 | 1440.8 | 1162.857
2275 | 1440.7739 | 1162.66
2276 | 1440.7666 | 1162.567
2277 | 1440.758 | 1162.4
2278 | 1440.601 | 1162.3
2279 | 1440.062 | 1162.3
2280 | 1440 | 1162.251
2281 | 1440 | 1162.122
2282 | 1439.8744 | 1161.066
2283 | 1439.865 | 1161.03
2284 | 1439.8057 | 1160.8
2285 | 1439.505 | 1160.526
2286 | 1439.2 | 1160.349
2287 | 1439.1789 | 1160.269
2288 | 1439.024 | 1159.2
2289 | 1438.896 | 1159.2
2290 | 1438.5628 | 1159.199
2291 | 1438.3833 | 1158.86
2292 | 1438.064 | 1158.444
2293 | 1438.053 | 1158.4
2294 | 1438.004 | 1158.4
2295 | 1437.9908 | 1158.277
2296 | 1437.913 | 1158.277
2297 | 1437.6 | 1157.638
2298 | 1437.172 | 1157.618
2299 | 1436.8198 | 1157.6
2300 | 1436.8 | 1157.326
2301 | 1436.8 | 1157.229
2302 | 1436.8 | 1156.896
2303 | 1436.7719 | 1156.676
2304 | 1436.7588 | 1156.015
2305 | 1436.5587 | 1156
2306 | 1436.5587 | 1156
2307 | 1436.28 | 1155.725
2308 | 1436.12 | 1155.502
2309 | 1436.091 | 1155.338
2310 | 1436 | 1155.2
2311 | 1436 | 1154.822
2312 | 1436 | 1154.776
2313 | 1436 | 1154.691
2314 | 1435.996 | 1154.133
2315 | 1435.98 | 1154.133
2316 | 1435.791 | 1153.78
2317 | 1435.7711 | 1153.6
2318 | 1435.638 | 1153.336
2319 | 1435.4445 | 1153.248
2320 | 1435.047 | 1152.976
2321 | 1435.033 | 1152.886
2322 | 1434.9975 | 1152.8
2323 | 1434.587 | 1152.8
2324 | 1434.4 | 1152.8
2325 | 1434.4 | 1152
2326 | 1434.3988 | 1152
2327 | 1434.3111 | 1151.906
2328 | 1434.2978 | 1151.824
2329 | 1434.29 | 1151.824
2330 | 1434.147 | 1150.4
2331 | 1434.101 | 1150.4
2332 | 1434.037 | 1150.003
2333 | 1433.9206 | 1149.786
2334 | 1433.6019 | 1149.6
2335 | 1433.6 | 1149.6
2336 | 1433.6 | 1149.6
2337 | 1433.6 | 1148.185
2338 | 1433.6 | 1148.147
2339 | 1433.6 | 1148.147
2340 | 1433.3713 | 1148
2341 | 1433.37 | 1148
2342 | 1433.2991 | 1147.917
2343 | 1432.8 | 1147.538
2344 | 1432.8 | 1147.411
2345 | 1432.8 | 1147.38
2346 | 1432.8 | 1147.2
2347 | 1432.0201 | 1147.2
2348 | 1432.0081 | 1147.2
2349 | 1432 | 1146.4
2350 | 1431.852 | 1146.022
2351 | 1431.814 | 1145.6
2352 | 1431.431 | 1145.6
2353 | 1431.3986 | 1145.326
2354 | 1431.2113 | 1145.154
2355 | 1431.2023 | 1144.8
2356 | 1431.2023 | 1144.8
2357 | 1431.2 | 1144.463
2358 | 1431.2 | 1144.192
2359 | 1431.18 | 1144
2360 | 1431.156 | 1143.326
2361 | 1430.954 | 1142.926
2362 | 1430.445 | 1142.4
2363 | 1430.4144 | 1142.4
2364 | 1430.4064 | 1142.4
2365 | 1430.4 | 1142.4
2366 | 1430.4 | 1141.7
2367 | 1430.203 | 1141.6
2368 | 1430.0072 | 1141.144
2369 | 1429.627 | 1141.01
2370 | 1429.6 | 1141.01
2371 | 1429.6 | 1140.8
2372 | 1429.6 | 1140.526
2373 | 1429.5663 | 1140.056
2374 | 1429.4651 | 1140
2375 | 1429.4511 | 1140
2376 | 1429.443 | 1139.423
2377 | 1429.3409 | 1139.32
2378 | 1429.183 | 1139.2
2379 | 1429.0673 | 1138.688
2380 | 1428.8 | 1138.419
2381 | 1428.7283 | 1138.4
2382 | 1428.5228 | 1138.247
2383 | 1428.3799 | 1138.126
2384 | 1428.0237 | 1138.126
2385 | 1428.0124 | 1137.973
2386 | 1428 | 1137.956
2387 | 1428 | 1137.6
2388 | 1428 | 1137.114
2389 | 1428 | 1136.8
2390 | 1428 | 1136.61
2391 | 1427.931 | 1136.175
2392 | 1427.898 | 1135.966
2393 | 1427.7269 | 1135.9
2394 | 1427.338 | 1135.566
2395 | 1427.2354 | 1135.369
2396 | 1427.2 | 1135.2
2397 | 1427.2 | 1134.926
2398 | 1427.1132 | 1134.834
2399 | 1426.651 | 1134.769
2400 | 1426.3624 | 1134.33
2401 | 1426.323 | 1134.33
2402 | 1426.2953 | 1133.91
2403 | 1426.2825 | 1133.6
2404 | 1426.2447 | 1133.6
2405 | 1425.846 | 1133.412
2406 | 1425.732 | 1133.326
2407 | 1425.6 | 1133.253
2408 | 1425.6 | 1132.8
2409 | 1425.4775 | 1132.51
2410 | 1425.4723 | 1132.464
2411 | 1425.388 | 1132
2412 | 1425.043 | 1132
2413 | 1424.9425 | 1132
2414 | 1424.881 | 1132
2415 | 1424.8 | 1131.482
2416 | 1424.8 | 1131.453
2417 | 1424.8 | 1131.34
2418 | 1424.6399 | 1131.2
2419 | 1424.522 | 1131.2
2420 | 1424.1277 | 1131.2
2421 | 1424.117 | 1130.926
2422 | 1424 | 1130.4
2423 | 1424 | 1129.772
2424 | 1423.9667 | 1129.6
2425 | 1423.8829 | 1129.292
2426 | 1423.8418 | 1128.8
2427 | 1423.6773 | 1128.8
2428 | 1423.45 | 1128.8
2429 | 1423.39 | 1128.474
2430 | 1423.3507 | 1128
2431 | 1423.2 | 1128
2432 | 1423.2 | 1127.787
2433 | 1423.2 | 1127.728
2434 | 1423.2 | 1127.597
2435 | 1422.7357 | 1127.552
2436 | 1422.6934 | 1127.552
2437 | 1422.593 | 1127.2
2438 | 1422.494 | 1127.2
2439 | 1422.415 | 1127.2
2440 | 1422.4 | 1127.2
2441 | 1422.4 | 1127.015
2442 | 1422.4 | 1126.97
2443 | 1421.989 | 1126.926
2444 | 1421.8944 | 1126.926
2445 | 1421.717 | 1126.579
2446 | 1421.665 | 1126.505
2447 | 1421.6486 | 1126.505
2448 | 1421.6 | 1126.4
2449 | 1421.6 | 1126.4
2450 | 1421.6 | 1125.954
2451 | 1421.245 | 1125.815
2452 | 1421.187 | 1124.8
2453 | 1421.0247 | 1124.23
2454 | 1421.0199 | 1124
2455 | 1421.0199 | 1123.875
2456 | 1420.868 | 1123.875
2457 | 1420.8 | 1123.875
2458 | 1420.6499 | 1122.777
2459 | 1420.356 | 1122.711
2460 | 1420.243 | 1122.676
2461 | 1420.2091 | 1122.631
2462 | 1420.1043 | 1122.506
2463 | 1420.083 | 1122.404
2464 | 1420 | 1122.4
2465 | 1420 | 1122.4
2466 | 1419.829 | 1122.171
2467 | 1419.609 | 1121.899
2468 | 1419.53 | 1121.6
2469 | 1419.4661 | 1121.6
2470 | 1419.2 | 1121.6
2471 | 1419.024 | 1121.6
2472 | 1419.01 | 1121.567
2473 | 1418.787 | 1121.24
2474 | 1418.6891 | 1120.803
2475 | 1418.6527 | 1120.8
2476 | 1418.5776 | 1120.638
2477 | 1418.435 | 1120.197
2478 | 1418.4 | 1120
2479 | 1418.0826 | 1120
2480 | 1418.0826 | 1119.86
2481 | 1417.9132 | 1119.81
2482 | 1417.6642 | 1119.461
2483 | 1417.562 | 1119.461
2484 | 1417.3471 | 1119.2
2485 | 1417.335 | 1118.926
2486 | 1417.2992 | 1118.926
2487 | 1417.2834 | 1118.872
2488 | 1417.1352 | 1118.84
2489 | 1417.1352 | 1118.791
2490 | 1416.8 | 1118.773
2491 | 1416.8 | 1118.58
2492 | 1416.8 | 1118.4
2493 | 1416.8 | 1118.4
2494 | 1416.4814 | 1118.4
2495 | 1416.4175 | 1118.4
2496 | 1416.264 | 1118.276
2497 | 1416.215 | 1118.093
2498 | 1416.2125 | 1118.034
2499 | 1416.1869 | 1117.6
2500 | 1416 | 1117.527
2501 | 1416 | 1117.237
2502 | 1416 | 1116.46
2503 | 1415.902 | 1116.444
2504 | 1415.791 | 1116.44
2505 | 1415.659 | 1116.003
2506 | 1415.654 | 1115.896
2507 | 1415.472 | 1115.644
2508 | 1415.4066 | 1115.2
2509 | 1415.3466 | 1115.2
2510 | 1415.2 | 1115.146
2511 | 1415.2 | 1114.906
2512 | 1414.8457 | 1114.713
2513 | 1414.8044 | 1114.4
2514 | 1414.8031 | 1114.304
2515 | 1414.7093 | 1114.129
2516 | 1414.405 | 1114.085
2517 | 1414.4 | 1114.073
2518 | 1414.4 | 1114.073
2519 | 1414.4 | 1114.05
2520 | 1414.2487 | 1114.05
2521 | 1414.2467 | 1113.884
2522 | 1413.981 | 1113.781
2523 | 1413.61 | 1113.6
2524 | 1413.6 | 1113.577
2525 | 1413.2101 | 1113.554
2526 | 1413.067 | 1113.253
2527 | 1412.9376 | 1113.066
2528 | 1412.897 | 1112.8
2529 | 1412.8828 | 1112.526
2530 | 1412.8 | 1112.001
2531 | 1412.8 | 1111.473
2532 | 1412.702 | 1111.31
2533 | 1412 | 1111.2
2534 | 1412 | 1111.2
2535 | 1411.917 | 1111.2
2536 | 1411.614 | 1111.022
2537 | 1411.611 | 1110.926
2538 | 1411.5744 | 1110.62
2539 | 1411.5744 | 1109.9
2540 | 1411.5744 | 1109.6
2541 | 1411.2891 | 1109.6
2542 | 1411.2 | 1109.6
2543 | 1411.2 | 1109.164
2544 | 1411.199 | 1109.064
2545 | 1411.0786 | 1108.972
2546 | 1411.0387 | 1108.8
2547 | 1410.943 | 1108.414
2548 | 1410.7274 | 1108.146
2549 | 1410.682 | 1108
2550 | 1410.488 | 1108
2551 | 1410.4 | 1107.763
2552 | 1410.3765 | 1107.2
2553 | 1410.31 | 1107.009
2554 | 1410.099 | 1106.878
2555 | 1409.846 | 1106.524
2556 | 1409.776 | 1106.524
2557 | 1409.71 | 1106.4
2558 | 1409.6953 | 1106.393
2559 | 1409.602 | 1106.126
2560 | 1409.6 | 1105.993
2561 | 1409.584 | 1105.904
2562 | 1409.4378 | 1105.785
2563 | 1409.196 | 1105.701
2564 | 1409.122 | 1105.284
2565 | 1408.9952 | 1105.284
2566 | 1408.8984 | 1105.187
2567 | 1408.803 | 1105.094
2568 | 1408.8 | 1104.806
2569 | 1408.8 | 1104.16
2570 | 1408.8 | 1104.016
2571 | 1408.691 | 1104
2572 | 1408.5208 | 1103.652
2573 | 1408.483 | 1103.478
2574 | 1408.437 | 1103.424
2575 | 1408.436 | 1103.2
2576 | 1408.139 | 1103.2
2577 | 1408.1145 | 1102.475
2578 | 1408.1115 | 1102.4
2579 | 1408.003 | 1102.4
2580 | 1408 | 1102.126
2581 | 1408 | 1101.641
2582 | 1408 | 1101.6
2583 | 1408 | 1101.6
2584 | 1408 | 1101.6
2585 | 1408 | 1100.259
2586 | 1408 | 1100
2587 | 1407.813 | 1100
2588 | 1407.738 | 1099.602
2589 | 1407.71 | 1098.909
2590 | 1407.4852 | 1098.878
2591 | 1407.3079 | 1098.867
2592 | 1407.2 | 1098.4
2593 | 1407.2 | 1097.396
2594 | 1407.2 | 1097.326
2595 | 1407.035 | 1096.71
2596 | 1407.007 | 1096.26
2597 | 1406.8437 | 1095.2
2598 | 1406.6674 | 1095.139
2599 | 1406.455 | 1095.021
2600 | 1405.725 | 1094.55
2601 | 1405.7108 | 1094.4
2602 | 1405.7098 | 1094.128
2603 | 1405.6574 | 1093.718
2604 | 1405.6336 | 1093.6
2605 | 1405.6 | 1093.353
2606 | 1405.495 | 1092.8
2607 | 1405.356 | 1092.8
2608 | 1404.929 | 1092.726
2609 | 1404.902 | 1092.621
2610 | 1404.8432 | 1092
2611 | 1404.829 | 1092
2612 | 1404.8 | 1091.912
2613 | 1404.8 | 1091.726
2614 | 1404.7042 | 1091.598
2615 | 1404.3944 | 1091.2
2616 | 1404.339 | 1090.926
2617 | 1404.316 | 1090.776
2618 | 1404.2924 | 1090.6
2619 | 1404.2291 | 1090.59
2620 | 1403.753 | 1090.4
2621 | 1403.535 | 1090.4
2622 | 1403.2 | 1090.126
2623 | 1403.2 | 1089.6
2624 | 1403.197 | 1089.507
2625 | 1403.1504 | 1089.267
2626 | 1403.041 | 1088.8
2627 | 1402.9586 | 1088.8
2628 | 1402.9448 | 1088.8
2629 | 1402.913 | 1088.8
2630 | 1402.659 | 1088.8
2631 | 1402.5233 | 1088.672
2632 | 1402.5233 | 1088.596
2633 | 1402.4 | 1088.57
2634 | 1402.4 | 1088.43
2635 | 1402.3734 | 1088.323
2636 | 1402.2623 | 1088.081
2637 | 1401.9869 | 1088
2638 | 1401.945 | 1088
2639 | 1401.7604 | 1087.868
2640 | 1401.7369 | 1087.834
2641 | 1401.676 | 1087.2
2642 | 1401.6253 | 1086.803
2643 | 1401.399 | 1086.4
2644 | 1401.019 | 1086.357
2645 | 1400.986 | 1085.755
2646 | 1400.8 | 1085.6
2647 | 1400.8 | 1085.493
2648 | 1400.707 | 1084.892
2649 | 1400.2571 | 1084.8
2650 | 1400.201 | 1084.8
2651 | 1400.192 | 1084.8
2652 | 1400.1248 | 1084.374
2653 | 1400.0426 | 1084.09
2654 | 1400 | 1083.856
2655 | 1400 | 1083.289
2656 | 1400 | 1083.2
2657 | 1399.92 | 1082.992
2658 | 1399.808 | 1082.752
2659 | 1399.7203 | 1082.555
2660 | 1399.4642 | 1082.4
2661 | 1399.3357 | 1082.4
2662 | 1399.3069 | 1082.344
2663 | 1398.5489 | 1082.126
2664 | 1398.4887 | 1081.973
2665 | 1398.4 | 1081.377
2666 | 1398.4 | 1080.8
2667 | 1398.4 | 1080.8
2668 | 1398.4 | 1080.732
2669 | 1398.008 | 1080.58
2670 | 1397.6 | 1080.526
2671 | 1397.6 | 1080.526
2672 | 1397.6 | 1080.246
2673 | 1397.5799 | 1080
2674 | 1397.4561 | 1079.591
2675 | 1397.369 | 1078.987
2676 | 1396.8 | 1078.848
2677 | 1396.8 | 1078.4
2678 | 1396.8 | 1078.2
2679 | 1396.8 | 1078.151
2680 | 1396.75 | 1078.126
2681 | 1396.2434 | 1078.126
2682 | 1396.16 | 1077.6
2683 | 1396 | 1077.467
2684 | 1396 | 1077.173
2685 | 1396 | 1077.055
2686 | 1395.96 | 1076.866
2687 | 1395.618 | 1076.8
2688 | 1395.5694 | 1076.725
2689 | 1395.4795 | 1076.561
2690 | 1395.381 | 1076.093
2691 | 1395.2815 | 1076.086
2692 | 1395.2 | 1076.059
2693 | 1395.2 | 1076
2694 | 1395.2 | 1076
2695 | 1395.182 | 1076
2696 | 1395.164 | 1075.633
2697 | 1395.108 | 1075.33
2698 | 1394.876 | 1075.33
2699 | 1394.604 | 1075.2
2700 | 1394.5459 | 1074.926
2701 | 1394.5459 | 1074.595
2702 | 1394.4908 | 1074.126
2703 | 1394.4 | 1074.024
2704 | 1394.4 | 1073.6
2705 | 1394.4 | 1073.6
2706 | 1394.4 | 1073.6
2707 | 1394.3683 | 1073.6
2708 | 1394.3631 | 1073.537
2709 | 1394.271 | 1073.408
2710 | 1394.1765 | 1072.8
2711 | 1394.158 | 1072.8
2712 | 1394.069 | 1072.526
2713 | 1393.933 | 1072.494
2714 | 1393.785 | 1071.815
2715 | 1393.734 | 1071.653
2716 | 1393.713 | 1071.251
2717 | 1393.6 | 1071.2
2718 | 1393.0749 | 1071.2
2719 | 1393.0749 | 1070.968
2720 | 1393.065 | 1070.741
2721 | 1392.8 | 1070.647
2722 | 1392.8 | 1070.4
2723 | 1392.7643 | 1070.4
2724 | 1392.7643 | 1070.4
2725 | 1392.659 | 1069.6
2726 | 1392.639 | 1069.446
2727 | 1392.377 | 1069.424
2728 | 1392.1637 | 1069.424
2729 | 1392.1637 | 1069.187
2730 | 1392.0499 | 1068.979
2731 | 1392 | 1068.8
2732 | 1392 | 1068.711
2733 | 1392 | 1068.086
2734 | 1392 | 1067.268
2735 | 1392 | 1067.24
2736 | 1391.9465 | 1067.2
2737 | 1391.9465 | 1066.4
2738 | 1391.9206 | 1066.236
2739 | 1391.7281 | 1065.763
2740 | 1391.679 | 1065.6
2741 | 1391.4963 | 1064.8
2742 | 1391.3668 | 1064.8
2743 | 1391.3668 | 1064.121
2744 | 1391.3492 | 1064
2745 | 1391.303 | 1064
2746 | 1391.249 | 1063.726
2747 | 1390.4 | 1062.926
2748 | 1390.1667 | 1062.574
2749 | 1389.6814 | 1062.224
2750 | 1389.6 | 1061.6
2751 | 1389.6 | 1061.581
2752 | 1389.518 | 1060.89
2753 | 1389.4705 | 1060.245
2754 | 1388.914 | 1060.2
2755 | 1388.834 | 1059.884
2756 | 1388.8 | 1058.818
2757 | 1388.8 | 1058.399
2758 | 1388.6752 | 1058.227
2759 | 1388.6465 | 1058.126
2760 | 1388.3885 | 1057.602
2761 | 1388.3388 | 1057.6
2762 | 1388 | 1057.6
2763 | 1388 | 1057.526
2764 | 1388 | 1057.413
2765 | 1387.7571 | 1056.526
2766 | 1387.754 | 1056.348
2767 | 1387.724 | 1056.091
2768 | 1387.644 | 1056
2769 | 1387.3227 | 1056
2770 | 1387.202 | 1056
2771 | 1387.2 | 1055.859
2772 | 1386.8347 | 1055.365
2773 | 1386.8347 | 1055.2
2774 | 1386.8347 | 1055.2
2775 | 1386.66 | 1055.082
2776 | 1386.5855 | 1054.736
2777 | 1386.4 | 1054.736
2778 | 1386.4 | 1054.4
2779 | 1386.4 | 1054.4
2780 | 1386.4 | 1053.769
2781 | 1386.2658 | 1053.6
2782 | 1386.1353 | 1052.56
2783 | 1386.057 | 1052
2784 | 1385.6 | 1051.726
2785 | 1385.6 | 1051.465
2786 | 1385.46 | 1051.227
2787 | 1385.337 | 1051.224
2788 | 1384.9171 | 1051.2
2789 | 1384.8 | 1051.2
2790 | 1384.8 | 1051.2
2791 | 1384.8 | 1050.911
2792 | 1384.773 | 1050.876
2793 | 1384.7712 | 1050.422
2794 | 1384.7626 | 1050.323
2795 | 1384.49 | 1050.323
2796 | 1384.2118 | 1050.323
2797 | 1384.1314 | 1050.126
2798 | 1384.068 | 1050.074
2799 | 1384.0595 | 1049.84
2800 | 1384 | 1049.671
2801 | 1384 | 1049.6
2802 | 1384 | 1049.276
2803 | 1383.5979 | 1049.19
2804 | 1383.572 | 1048.524
2805 | 1383.4399 | 1048.116
2806 | 1383.414 | 1048
2807 | 1383.408 | 1047.918
2808 | 1383.398 | 1047.767
2809 | 1383.033 | 1047.767
2810 | 1382.822 | 1047.749
2811 | 1382.7776 | 1047.358
2812 | 1382.406 | 1047.2
2813 | 1382.4 | 1047.031
2814 | 1382.4 | 1046.931
2815 | 1382.264 | 1046.485
2816 | 1382.173 | 1046.446
2817 | 1382.135 | 1046.4
2818 | 1381.943 | 1046.126
2819 | 1381.8306 | 1045.759
2820 | 1381.741 | 1045.6
2821 | 1381.6 | 1045.6
2822 | 1381.6 | 1045.174
2823 | 1381.448 | 1044.98
2824 | 1380.964 | 1044.8
2825 | 1380.935 | 1044.339
2826 | 1380.8 | 1044
2827 | 1380.8 | 1044
2828 | 1380.8 | 1044
2829 | 1380.768 | 1043.908
2830 | 1380.6823 | 1043.726
2831 | 1380.4794 | 1043.704
2832 | 1380.393 | 1043.515
2833 | 1380.315 | 1043.2
2834 | 1380.276 | 1042.927
2835 | 1380.2104 | 1042.651
2836 | 1380 | 1042.301
2837 | 1380 | 1042.232
2838 | 1379.9864 | 1041.6
2839 | 1379.821 | 1041.554
2840 | 1379.816 | 1041.496
2841 | 1379.6333 | 1041.064
2842 | 1379.589 | 1040.8
2843 | 1379.4135 | 1040.56
2844 | 1379.2 | 1040.17
2845 | 1379.1589 | 1040.17
2846 | 1379.1 | 1040.025
2847 | 1379.0653 | 1040.025
2848 | 1378.996 | 1040.025
2849 | 1378.71 | 1040.021
2850 | 1378.6088 | 1040
2851 | 1378.581 | 1039.551
2852 | 1378.4 | 1039.543
2853 | 1378.4 | 1039.189
2854 | 1378.1088 | 1038.766
2855 | 1378.0269 | 1038.098
2856 | 1377.861 | 1038.098
2857 | 1377.713 | 1037.819
2858 | 1377.6534 | 1036.8
2859 | 1377.629 | 1036.8
2860 | 1377.6 | 1036.754
2861 | 1377.6 | 1036.717
2862 | 1377.594 | 1036.681
2863 | 1377.5454 | 1036.592
2864 | 1377.423 | 1036.494
2865 | 1377.2255 | 1036.436
2866 | 1376.8 | 1036.393
2867 | 1376.8 | 1036.348
2868 | 1376.8 | 1036.086
2869 | 1376.8 | 1035.612
2870 | 1376.6976 | 1035.531
2871 | 1376.542 | 1035.463
2872 | 1376.532 | 1035.426
2873 | 1376.376 | 1035.335
2874 | 1376.3664 | 1035.313
2875 | 1376.1579 | 1034.529
2876 | 1376 | 1034.4
2877 | 1376 | 1034.141
2878 | 1376 | 1034.126
2879 | 1375.817 | 1034.118
2880 | 1375.5899 | 1033.977
2881 | 1375.523 | 1033.386
2882 | 1375.3968 | 1033.328
2883 | 1375.315 | 1032.919
2884 | 1375.2 | 1032.791
2885 | 1375.2 | 1032.572
2886 | 1375.182 | 1032
2887 | 1375.012 | 1031.935
2888 | 1374.738 | 1031.882
2889 | 1374.694 | 1031.366
2890 | 1374.539 | 1031.2
2891 | 1374.5232 | 1031.199
2892 | 1374.39 | 1031.191
2893 | 1374.2539 | 1031.191
2894 | 1373.6 | 1030.5
2895 | 1373.6 | 1030.4
2896 | 1373.544 | 1029.964
2897 | 1373.2187 | 1029.901
2898 | 1373.1364 | 1029.326
2899 | 1372.937 | 1029.119
2900 | 1372.877 | 1029.119
2901 | 1372.872 | 1028.83
2902 | 1372.8 | 1028.825
2903 | 1372.8 | 1028.8
2904 | 1372.623 | 1028.257
2905 | 1372.3889 | 1028.227
2906 | 1372.3889 | 1028
2907 | 1372.3541 | 1028
2908 | 1372.328 | 1027.986
2909 | 1372.2356 | 1027.146
2910 | 1372 | 1026.978
2911 | 1371.9495 | 1026.4
2912 | 1371.928 | 1026.4
2913 | 1371.782 | 1026.394
2914 | 1371.7788 | 1026.377
2915 | 1371.731 | 1026.153
2916 | 1371.4446 | 1026.126
2917 | 1371.414 | 1025.315
2918 | 1371.2114 | 1024.601
2919 | 1371.2 | 1024.005
2920 | 1371.137 | 1024
2921 | 1371.0223 | 1023.947
2922 | 1370.921 | 1023.322
2923 | 1370.3069 | 1023.254
2924 | 1370.109 | 1023.228
2925 | 1369.8509 | 1023.149
2926 | 1369.757 | 1022.852
2927 | 1369.6 | 1022.4
2928 | 1369.6 | 1022.287
2929 | 1369.6 | 1022.212
2930 | 1369.5383 | 1021.637
2931 | 1368.8 | 1021.6
2932 | 1368.8 | 1021.6
2933 | 1368.8 | 1021.578
2934 | 1368.8 | 1021.521
2935 | 1368.6657 | 1020.945
2936 | 1368.5727 | 1020.897
2937 | 1368.5009 | 1020.897
2938 | 1368.496 | 1020.831
2939 | 1368.332 | 1020.8
2940 | 1368.2571 | 1020.296
2941 | 1368.2013 | 1020
2942 | 1368.022 | 1020
2943 | 1368 | 1019.834
2944 | 1368 | 1019.449
2945 | 1367.8348 | 1019.431
2946 | 1367.5967 | 1019.2
2947 | 1367.56 | 1019.2
2948 | 1367.4141 | 1018.835
2949 | 1367.4116 | 1018.695
2950 | 1367.312 | 1018.4
2951 | 1367.211 | 1018.198
2952 | 1367.2 | 1018.138
2953 | 1367.2 | 1018.068
2954 | 1367.166 | 1017.916
2955 | 1367.1296 | 1017.789
2956 | 1366.848 | 1016.159
2957 | 1366.6633 | 1016.138
2958 | 1366.655 | 1016
2959 | 1366.6343 | 1016
2960 | 1366.6343 | 1016
2961 | 1366.4 | 1015.996
2962 | 1366.4 | 1015.996
2963 | 1366.4 | 1015.018
2964 | 1366.0648 | 1014.926
2965 | 1366.055 | 1014.926
2966 | 1365.6 | 1014.714
2967 | 1365.6 | 1014.4
2968 | 1365.6 | 1014.14
2969 | 1365.5684 | 1013.904
2970 | 1365.4821 | 1013.326
2971 | 1365.2484 | 1013.233
2972 | 1365.124 | 1012.811
2973 | 1365.056 | 1012.543
2974 | 1365.0331 | 1012.312
2975 | 1364.9581 | 1012.3
2976 | 1364.8 | 1012
2977 | 1364.8 | 1011.616
2978 | 1364.8 | 1011.2
2979 | 1364.7797 | 1010.939
2980 | 1364.7042 | 1010.471
2981 | 1364.2726 | 1010.467
2982 | 1364.1007 | 1010.44
2983 | 1364 | 1010.4
2984 | 1364 | 1010.015
2985 | 1363.969 | 1009.9
2986 | 1363.817 | 1009.6
2987 | 1363.693 | 1009.089
2988 | 1363.6541 | 1008.8
2989 | 1363.4758 | 1008.399
2990 | 1363.3224 | 1008.399
2991 | 1363.3224 | 1008.288
2992 | 1363.2866 | 1008
2993 | 1363.2 | 1007.726
2994 | 1362.6896 | 1007.726
2995 | 1362.6789 | 1007.2
2996 | 1362.5046 | 1007.2
2997 | 1362.4 | 1007.195
2998 | 1362.4 | 1007.152
2999 | 1362.4 | 1007.017
3000 | 1362.4 | 1006.927
3001 | 1362.4 | 1006.4
3002 | 1362.378 | 1005.636
3003 | 1362.282 | 1004.72
3004 | 1362.2406 | 1004.254
3005 | 1361.861 | 1004
3006 | 1361.769 | 1003.985
3007 | 1361.6 | 1003.434
3008 | 1361.6 | 1003.211
3009 | 1361.6 | 1001.473
3010 | 1361.6 | 1001.326
3011 | 1361.5313 | 1001.043
3012 | 1361.5307 | 1001.043
3013 | 1361.436 | 1001.043
3014 | 1361.4245 | 1000.696
3015 | 1361.338 | 1000.307
3016 | 1361.338 | 1000.11
3017 | 1361.037 | 1000
3018 | 1361.032 | 999.965
3019 | 1361.0005 | 999.726
3020 | 1360.959 | 999.456
3021 | 1360.953 | 999.2
3022 | 1360.939 | 998.587
3023 | 1360.8689 | 998.126
3024 | 1360.865 | 997.6
3025 | 1360.8 | 996.812
3026 | 1360.8 | 996.8
3027 | 1360.8 | 996.289
3028 | 1360.7414 | 996.062
3029 | 1360.73 | 996
3030 | 1360.6473 | 995.982
3031 | 1360.505 | 995.276
3032 | 1360.451 | 995.2
3033 | 1359.178 | 995.2
3034 | 1359.024 | 994.822
3035 | 1358.4 | 994.558
3036 | 1358.4 | 994.4
3037 | 1358.4 | 994.309
3038 | 1358.4 | 993.688
3039 | 1358.284 | 993.658
3040 | 1358.0879 | 993.203
3041 | 1358.071 | 992.8
3042 | 1357.844 | 992.715
3043 | 1357.8284 | 992.564
3044 | 1357.739 | 992.526
3045 | 1357.6 | 992
3046 | 1357.6 | 991.926
3047 | 1357.1939 | 991.373
3048 | 1357.1007 | 991.131
3049 | 1357.0867 | 990.836
3050 | 1357.077 | 989.71
3051 | 1356.959 | 989.602
3052 | 1356.8 | 989.274
3053 | 1356.8 | 989.274
3054 | 1356.8 | 988.8
3055 | 1356.489 | 988.8
3056 | 1356.354 | 988.642
3057 | 1356.3038 | 988.369
3058 | 1356.1404 | 988.369
3059 | 1356.1138 | 988.081
3060 | 1356 | 987.476
3061 | 1356 | 987.43
3062 | 1356 | 986.711
3063 | 1356 | 986.4
3064 | 1355.7571 | 986.126
3065 | 1355.743 | 985.606
3066 | 1355.7183 | 985.6
3067 | 1355.6593 | 985.6
3068 | 1355.634 | 984.8
3069 | 1355.5716 | 984.8
3070 | 1355.5069 | 984.8
3071 | 1355.5069 | 984.324
3072 | 1355.422 | 983.64
3073 | 1355.3308 | 983.299
3074 | 1355.19 | 983.2
3075 | 1355.1441 | 982.843
3076 | 1355.1218 | 982.843
3077 | 1354.983 | 982.4
3078 | 1354.9802 | 982.217
3079 | 1354.9627 | 982.126
3080 | 1354.9452 | 981.6
3081 | 1354.534 | 981.396
3082 | 1354.4 | 981.326
3083 | 1354.304 | 981.193
3084 | 1354.15 | 981.031
3085 | 1354.034 | 980.8
3086 | 1353.885 | 980.573
3087 | 1353.651 | 980.505
3088 | 1353.643 | 980.448
3089 | 1353.618 | 979.933
3090 | 1353.606 | 979.785
3091 | 1353.6 | 979.577
3092 | 1353.5085 | 979.489
3093 | 1353.4263 | 979.2
3094 | 1353.2033 | 978.955
3095 | 1353.1162 | 978.942
3096 | 1353.11 | 978.4
3097 | 1353.09 | 978.4
3098 | 1352.8 | 978.165
3099 | 1352.8 | 977.6
3100 | 1352.7826 | 977.026
3101 | 1352.7545 | 976.857
3102 | 1352.6494 | 976.851
3103 | 1352.587 | 976.8
3104 | 1352.5624 | 976.8
3105 | 1352.422 | 976.8
3106 | 1352.375 | 976.774
3107 | 1352.3591 | 976.301
3108 | 1352.3193 | 976.121
3109 | 1352.3193 | 976.102
3110 | 1352.296 | 976.035
3111 | 1352.2386 | 975.936
3112 | 1352 | 975.2
3113 | 1352 | 975.084
3114 | 1351.8858 | 974.926
3115 | 1351.8724 | 974.622
3116 | 1351.624 | 974.573
3117 | 1351.591 | 974.555
3118 | 1351.5224 | 974.524
3119 | 1351.25 | 974.126
3120 | 1351.2 | 973.864
3121 | 1351.2 | 973.864
3122 | 1351.1431 | 973.646
3123 | 1351.055 | 973.6
3124 | 1350.9121 | 973.326
3125 | 1350.4 | 973.174
3126 | 1350.4 | 973.174
3127 | 1350.4 | 973.174
3128 | 1350.4 | 972.357
3129 | 1350.247 | 972
3130 | 1350.2371 | 971.569
3131 | 1350.183 | 971.271
3132 | 1349.9434 | 971.2
3133 | 1349.7673 | 970.886
3134 | 1349.6792 | 970.739
3135 | 1349.631 | 970.4
3136 | 1349.6 | 970.254
3137 | 1349.218 | 970.151
3138 | 1349.1318 | 968.978
3139 | 1349.1184 | 968.526
3140 | 1349.0361 | 968.339
3141 | 1349.006 | 968.253
3142 | 1348.9437 | 968
3143 | 1348.873 | 967.494
3144 | 1348.8 | 967.493
3145 | 1348.8 | 967.332
3146 | 1348.8 | 967.24
3147 | 1348.658 | 967.209
3148 | 1348.064 | 967.2
3149 | 1348 | 966.957
3150 | 1347.911 | 966.511
3151 | 1347.852 | 966.267
3152 | 1347.8468 | 966.208
3153 | 1347.7837 | 966.144
3154 | 1347.642 | 965.971
3155 | 1347.5913 | 965.966
3156 | 1347.526 | 965.326
3157 | 1347.201 | 964.8
3158 | 1347.2 | 964.526
3159 | 1347.2 | 963.714
3160 | 1347.2 | 963.404
3161 | 1347.2 | 963.2
3162 | 1347.2 | 963.2
3163 | 1347.2 | 963.1
3164 | 1347.1615 | 962.999
3165 | 1347.1392 | 962.796
3166 | 1347.0834 | 962.688
3167 | 1346.8708 | 962.126
3168 | 1346.761 | 962.06
3169 | 1346.552 | 961.6
3170 | 1346.4339 | 961.325
3171 | 1346.4 | 961.246
3172 | 1346.4 | 960.8
3173 | 1346.221 | 960.741
3174 | 1345.6 | 960
3175 | 1345.6 | 960
3176 | 1345.6 | 959.86
3177 | 1345.6 | 959.854
3178 | 1345.6 | 958.271
3179 | 1345.6 | 958.083
3180 | 1345.557 | 957.6
3181 | 1345.486 | 957.6
3182 | 1345.155 | 956.912
3183 | 1345.1535 | 956.861
3184 | 1345.1473 | 956.354
3185 | 1345.1473 | 956.341
3186 | 1345.146 | 956.176
3187 | 1344.8 | 956.176
3188 | 1344.8 | 956
3189 | 1344.8 | 955.907
3190 | 1344.8 | 955.551
3191 | 1344.8 | 955.216
3192 | 1344.7616 | 955.191
3193 | 1344.335 | 954.407
3194 | 1344 | 954.4
3195 | 1344 | 954.4
3196 | 1343.987 | 953.6
3197 | 1343.3802 | 953.109
3198 | 1343.34 | 952.526
3199 | 1343.2 | 951.726
3200 | 1343.063 | 951.168
3201 | 1343.015 | 951.027
3202 | 1342.5492 | 950.4
3203 | 1342.539 | 950.4
3204 | 1342.5199 | 950.4
3205 | 1342.4171 | 949.69
3206 | 1342.0133 | 949.6
3207 | 1341.9598 | 949.6
3208 | 1341.9598 | 949.6
3209 | 1341.872 | 949.6
3210 | 1341.667 | 948.923
3211 | 1341.6 | 948.642
3212 | 1341.6 | 947.027
3213 | 1341.6 | 946.901
3214 | 1341.6 | 946.46
3215 | 1341.6 | 946.421
3216 | 1341.317 | 946.4
3217 | 1341.1629 | 945.906
3218 | 1341.1629 | 945.906
3219 | 1341.153 | 945.879
3220 | 1340.908 | 945.143
3221 | 1340.7248 | 944.8
3222 | 1340.366 | 944.165
3223 | 1340.366 | 943.98
3224 | 1340.192 | 943.474
3225 | 1340.07 | 943.2
3226 | 1340 | 943.2
3227 | 1340 | 942.426
3228 | 1340 | 942.4
3229 | 1339.573 | 942.4
3230 | 1339.5691 | 942.4
3231 | 1339.5691 | 942.4
3232 | 1339.569 | 941.402
3233 | 1339.387 | 941.127
3234 | 1339.324 | 940.833
3235 | 1339.2413 | 940.811
3236 | 1339.2361 | 940.526
3237 | 1339.1925 | 940
3238 | 1339.188 | 939.33
3239 | 1339.0123 | 939.318
3240 | 1338.908 | 939.259
3241 | 1338.8744 | 939.2
3242 | 1338.785 | 939.029
3243 | 1338.6645 | 938.486
3244 | 1338.6464 | 938.228
3245 | 1338.632 | 937.788
3246 | 1338.4 | 937.6
3247 | 1338.4 | 937.6
3248 | 1338.234 | 937.514
3249 | 1338.153 | 936.987
3250 | 1338.141 | 936
3251 | 1338.014 | 935.434
3252 | 1337.9229 | 934.4
3253 | 1337.8875 | 934.11
3254 | 1337.607 | 934.041
3255 | 1337.6 | 933.6
3256 | 1337.6 | 933.333
3257 | 1337.6 | 933.114
3258 | 1337.421 | 933.103
3259 | 1337.3169 | 932.423
3260 | 1337.162 | 932
3261 | 1337.062 | 932
3262 | 1336.8 | 931.789
3263 | 1336.8 | 931.787
3264 | 1336.7828 | 931.141
3265 | 1336.752 | 931.042
3266 | 1336.4734 | 929.253
3267 | 1336.4693 | 928.8
3268 | 1336.4483 | 928.627
3269 | 1336.3816 | 928.279
3270 | 1336 | 927.904
3271 | 1335.966 | 927.2
3272 | 1335.878 | 927.2
3273 | 1335.808 | 926.898
3274 | 1335.797 | 926.887
3275 | 1335.6922 | 926.843
3276 | 1335.484 | 926.601
3277 | 1335.2 | 925.742
3278 | 1335.2 | 924.966
3279 | 1335.156 | 924.234
3280 | 1335.092 | 924
3281 | 1335.092 | 923.373
3282 | 1334.6984 | 923.228
3283 | 1334.591 | 923.2
3284 | 1334.4 | 923.2
3285 | 1334.4 | 923.003
3286 | 1334.239 | 923.003
3287 | 1334.168 | 921.6
3288 | 1333.7106 | 920.8
3289 | 1333.6 | 920.526
3290 | 1333.6 | 920.416
3291 | 1333.6 | 920.228
3292 | 1333.194 | 920.053
3293 | 1333.0199 | 920.033
3294 | 1332.948 | 920
3295 | 1332.8 | 919.991
3296 | 1332.8 | 919.3
3297 | 1332.8 | 918.664
3298 | 1332.8 | 918.61
3299 | 1332.7466 | 918.411
3300 | 1332.407 | 918.4
3301 | 1332.3971 | 918.274
3302 | 1332.189 | 917.6
3303 | 1332.16 | 917.536
3304 | 1332.0267 | 916.593
3305 | 1332 | 916.55
3306 | 1331.8493 | 916.221
3307 | 1331.6386 | 916.01
3308 | 1331.5524 | 916
3309 | 1331.4271 | 915.2
3310 | 1331.4199 | 914.839
3311 | 1331.273 | 914.334
3312 | 1331.2 | 914.292
3313 | 1331.2 | 914.251
3314 | 1331.149 | 913.813
3315 | 1330.6818 | 913.792
3316 | 1330.5557 | 913.626
3317 | 1330.2779 | 913.438
3318 | 1330.2706 | 913.183
3319 | 1330.2572 | 912.045
3320 | 1329.9719 | 912
3321 | 1329.8202 | 911.703
3322 | 1329.8202 | 911.703
3323 | 1329.6 | 911.616
3324 | 1329.6 | 911.515
3325 | 1329.4033 | 910.321
3326 | 1329.2874 | 910.126
3327 | 1329.2253 | 909.772
3328 | 1329.0847 | 909.103
3329 | 1329.046 | 908.985
3330 | 1328.98 | 908.8
3331 | 1328.8758 | 908.47
3332 | 1328.8 | 908.453
3333 | 1328.8 | 907.559
3334 | 1328.616 | 907.2
3335 | 1328.5643 | 906.4
3336 | 1328.4127 | 906.4
3337 | 1328.349 | 906.309
3338 | 1328.345 | 906.161
3339 | 1328.1557 | 906.161
3340 | 1327.845 | 906.126
3341 | 1327.7543 | 906.121
3342 | 1327.615 | 905.586
3343 | 1327.6136 | 905.425
3344 | 1327.605 | 904.941
3345 | 1327.2 | 904.8
3346 | 1327.158 | 904
3347 | 1327.1344 | 904
3348 | 1327.1212 | 903.2
3349 | 1326.8189 | 902.962
3350 | 1326.775 | 902.94
3351 | 1326.4 | 902.752
3352 | 1326.4 | 902.483
3353 | 1326.022 | 901.907
3354 | 1325.832 | 901.6
3355 | 1325.723 | 900.751
3356 | 1325.7023 | 900.349
3357 | 1325.6 | 899.687
3358 | 1325.6 | 899.541
3359 | 1325.6 | 899.396
3360 | 1325.4565 | 899.2
3361 | 1324.926 | 899.2
3362 | 1324.8 | 898.4
3363 | 1324.8 | 898.354
3364 | 1324.8 | 898.07
3365 | 1324.6715 | 897.766
3366 | 1324.0666 | 897.423
3367 | 1324 | 897.326
3368 | 1324 | 896.892
3369 | 1324 | 896.587
3370 | 1324 | 896.424
3371 | 1324 | 896
3372 | 1324 | 895.646
3373 | 1323.9027 | 895.126
3374 | 1323.515 | 895.126
3375 | 1323.308 | 895.053
3376 | 1323.29 | 895.033
3377 | 1323.1257 | 894.4
3378 | 1322.503 | 893.506
3379 | 1322.4 | 893.449
3380 | 1322.0172 | 893.38
3381 | 1321.969 | 893.326
3382 | 1321.6131 | 893.024
3383 | 1321.611 | 892.921
3384 | 1321.6 | 892.8
3385 | 1321.6 | 892.8
3386 | 1321.6 | 892.463
3387 | 1321.6 | 891.925
3388 | 1321.3359 | 891.228
3389 | 1320.9939 | 890.515
3390 | 1320.8 | 890.4
3391 | 1320.8 | 889.888
3392 | 1320.8 | 889.406
3393 | 1320.7953 | 889.27
3394 | 1320.769 | 888
3395 | 1320.721 | 887.9
3396 | 1320.5876 | 887.733
3397 | 1320.5663 | 886.366
3398 | 1320.2584 | 885.704
3399 | 1320 | 885.326
3400 | 1319.2 | 884.959
3401 | 1319.2 | 884.928
3402 | 1319.1596 | 884.725
3403 | 1319.128 | 884.026
3404 | 1318.85 | 884
3405 | 1318.7874 | 883.2
3406 | 1318.43 | 882.926
3407 | 1318.4 | 882.694
3408 | 1318.4 | 882.624
3409 | 1318.4 | 880.8
3410 | 1318.0519 | 880.622
3411 | 1317.887 | 880
3412 | 1317.8249 | 879.931
3413 | 1317.8249 | 879.895
3414 | 1317.715 | 879.707
3415 | 1317.6872 | 879.625
3416 | 1317.571 | 879.241
3417 | 1317.507 | 879.224
3418 | 1317.272 | 879.166
3419 | 1317.246 | 878.4
3420 | 1317.153 | 878.304
3421 | 1316.9102 | 878.039
3422 | 1316.835 | 877.961
3423 | 1316.8 | 877.6
3424 | 1316.533 | 877.6
3425 | 1316 | 877.19
3426 | 1315.8883 | 876.8
3427 | 1315.8883 | 876.8
3428 | 1315.8453 | 876.8
3429 | 1315.8048 | 876.8
3430 | 1315.4865 | 876.577
3431 | 1315.4265 | 876.526
3432 | 1315.27 | 875.787
3433 | 1315.264 | 875.2
3434 | 1315.2 | 875.072
3435 | 1315.1216 | 874.7
3436 | 1315.1098 | 874.485
3437 | 1315.0705 | 874.4
3438 | 1314.638 | 874.352
3439 | 1314.6289 | 874.26
3440 | 1314.622 | 874.082
3441 | 1314.5969 | 873.874
3442 | 1314.4 | 873.789
3443 | 1314.3991 | 873.559
3444 | 1314.3743 | 873.062
3445 | 1314.233 | 872.893
3446 | 1314.143 | 872.139
3447 | 1314.0022 | 871.884
3448 | 1313.9909 | 871.667
3449 | 1313.727 | 871.643
3450 | 1313.6387 | 871.2
3451 | 1313.6 | 870.958
3452 | 1313.6 | 870.547
3453 | 1313.6 | 870.268
3454 | 1313.6 | 870.262
3455 | 1313.406 | 870.198
3456 | 1313.362 | 869.6
3457 | 1313.2718 | 868.877
3458 | 1313.251 | 867.943
3459 | 1313.0255 | 867.2
3460 | 1312.8 | 866.127
3461 | 1312.8 | 865.15
3462 | 1312.8 | 864.861
3463 | 1312.8 | 864.8
3464 | 1312.5904 | 864.738
3465 | 1312.509 | 863.825
3466 | 1312.456 | 863.2
3467 | 1312.2971 | 862.413
3468 | 1312.2486 | 860.8
3469 | 1312.2486 | 860.8
3470 | 1312 | 860.762
3471 | 1311.495 | 860.592
3472 | 1311.4301 | 860.488
3473 | 1311.2 | 859.726
3474 | 1311.2 | 859.418
3475 | 1310.4 | 859.31
3476 | 1310.4 | 858.944
3477 | 1310.4 | 858.649
3478 | 1310.4 | 858.445
3479 | 1310.1635 | 857.086
3480 | 1310.148 | 856
3481 | 1310.033 | 855.409
3482 | 1309.9178 | 855.2
3483 | 1309.9178 | 855.2
3484 | 1309.8432 | 854.811
3485 | 1309.7799 | 854.4
3486 | 1309.4418 | 853.62
3487 | 1309.39 | 853.6
3488 | 1309.361 | 852.994
3489 | 1309.2256 | 852.8
3490 | 1308.9971 | 852.171
3491 | 1308.846 | 852
3492 | 1308.643 | 851.484
3493 | 1308.586 | 851.2
3494 | 1308.4901 | 851.125
3495 | 1308.312 | 851.022
3496 | 1308.225 | 850.4
3497 | 1308 | 850.24
3498 | 1307.932 | 849.97
3499 | 1307.6936 | 849.6
3500 | 1307.693 | 849.571
3501 | 1307.476 | 849.441
3502 | 1307.3767 | 849.326
3503 | 1307.2764 | 848.851
3504 | 1307.2 | 848.79
3505 | 1306.7683 | 848.16
3506 | 1306.7255 | 848
3507 | 1306.374 | 847.71
3508 | 1306.2835 | 847.29
3509 | 1306.162 | 847.272
3510 | 1306.0833 | 845.6
3511 | 1306.039 | 845.409
3512 | 1306.0331 | 845.078
3513 | 1306.0331 | 843.308
3514 | 1305.6 | 843.2
3515 | 1305.6 | 842.631
3516 | 1305.6 | 841.6
3517 | 1305.6 | 841.6
3518 | 1305.548 | 841.312
3519 | 1305.53 | 840.8
3520 | 1305.495 | 840.562
3521 | 1305.477 | 840.526
3522 | 1305.359 | 840
3523 | 1305.329 | 839.726
3524 | 1305.3029 | 839.71
3525 | 1304.8 | 839.438
3526 | 1304.8 | 839.384
3527 | 1304.8 | 839.202
3528 | 1304.669 | 839.2
3529 | 1304.5051 | 838.4
3530 | 1304.4387 | 838.4
3531 | 1304 | 838.338
3532 | 1304 | 836.64
3533 | 1304 | 836.64
3534 | 1304 | 836.446
3535 | 1304 | 836
3536 | 1303.888 | 835.985
3537 | 1303.802 | 835.931
3538 | 1303.577 | 835.728
3539 | 1303.2 | 835.592
3540 | 1303.2 | 834.295
3541 | 1303.011 | 833.326
3542 | 1302.91 | 832.128
3543 | 1302.813 | 831.138
3544 | 1302.803 | 830.531
3545 | 1302.6298 | 830.4
3546 | 1302.6059 | 830.097
3547 | 1302.5098 | 829.825
3548 | 1302.4 | 829.6
3549 | 1302.3903 | 829.6
3550 | 1302.102 | 828.8
3551 | 1302.0681 | 828.8
3552 | 1301.9392 | 828.526
3553 | 1301.865 | 828.216
3554 | 1301.6783 | 827.2
3555 | 1301.609 | 826.827
3556 | 1301.431 | 826.749
3557 | 1301.2096 | 826.584
3558 | 1301.174 | 826.4
3559 | 1301.099 | 825.326
3560 | 1300.99 | 825.135
3561 | 1300.8 | 824.882
3562 | 1300.4519 | 824.194
3563 | 1300.328 | 823.782
3564 | 1300.3109 | 823.559
3565 | 1300.307 | 823.295
3566 | 1300.2516 | 823.031
3567 | 1300 | 822.704
3568 | 1300 | 822.126
3569 | 1300 | 821.21
3570 | 1300 | 821.159
3571 | 1300 | 820.926
3572 | 1300 | 820.8
3573 | 1299.8671 | 820.559
3574 | 1299.5317 | 820.532
3575 | 1299.5317 | 820.187
3576 | 1299.4648 | 820
3577 | 1299.258 | 819.726
3578 | 1299.2 | 819.346
3579 | 1299.2 | 819.2
3580 | 1299.188 | 818.634
3581 | 1299.0474 | 818.4
3582 | 1299.0406 | 818.377
3583 | 1298.9278 | 818.218
3584 | 1298.7306 | 817.359
3585 | 1298.4857 | 817.25
3586 | 1298.407 | 816.873
3587 | 1298.4 | 816.441
3588 | 1298.3816 | 816.427
3589 | 1298.1928 | 816
3590 | 1298.188 | 815.698
3591 | 1298.1309 | 815.376
3592 | 1297.88 | 815.376
3593 | 1297.7951 | 815.281
3594 | 1297.339 | 815.2
3595 | 1296.981 | 814.716
3596 | 1296.8027 | 814.48
3597 | 1296.8011 | 814.045
3598 | 1296.8 | 813.626
3599 | 1296.7098 | 813.626
3600 | 1296.6671 | 813.601
3601 | 1296.4209 | 813.6
3602 | 1296.3319 | 813.201
3603 | 1296.2238 | 812.739
3604 | 1296.1408 | 812.702
3605 | 1296.0874 | 812
3606 | 1295.9329 | 809.956
3607 | 1295.9295 | 809.482
3608 | 1295.9036 | 808.8
3609 | 1295.781 | 808.687
3610 | 1295.7403 | 808.235
3611 | 1295.2535 | 808.125
3612 | 1295.2 | 808.043
3613 | 1295.2 | 808
3614 | 1295.1505 | 807.601
3615 | 1295.145 | 807.479
3616 | 1294.5152 | 806.865
3617 | 1294.4 | 806.702
3618 | 1294.4 | 806.284
3619 | 1294.4 | 806.13
3620 | 1294.4 | 805.472
3621 | 1294.379 | 804.8
3622 | 1294.3433 | 804.8
3623 | 1294.28 | 804.647
3624 | 1294.1465 | 804.331
3625 | 1293.998 | 804.136
3626 | 1293.6 | 804
3627 | 1293.522 | 803.2
3628 | 1293.3496 | 803.2
3629 | 1293.304 | 802.291
3630 | 1293.095 | 801.776
3631 | 1293.0716 | 800.503
3632 | 1292.9603 | 798.4
3633 | 1292.903 | 798.233
3634 | 1292.8316 | 797.74
3635 | 1292.8 | 797.6
3636 | 1292.8 | 797.6
3637 | 1292.8 | 797.6
3638 | 1292.068 | 797.504
3639 | 1292 | 797.419
3640 | 1292 | 796.8
3641 | 1292 | 796.671
3642 | 1292 | 796.592
3643 | 1292 | 796.566
3644 | 1291.5998 | 796.195
3645 | 1291.2 | 796.123
3646 | 1291.1281 | 796
3647 | 1290.5356 | 795.451
3648 | 1290.4943 | 795.294
3649 | 1290.4 | 794.926
3650 | 1290.4 | 794.393
3651 | 1290.4 | 794.182
3652 | 1290.4 | 793.304
3653 | 1290.4 | 792.399
3654 | 1290.1975 | 792
3655 | 1290.1975 | 790.662
3656 | 1290.0993 | 790.4
3657 | 1289.5668 | 790.122
3658 | 1289.506 | 789.993
3659 | 1289.4335 | 789.929
3660 | 1289.3666 | 789.415
3661 | 1289.3435 | 788.762
3662 | 1289.3338 | 788.753
3663 | 1289.2178 | 787.109
3664 | 1288.8 | 785.648
3665 | 1288.8 | 785.6
3666 | 1288.7009 | 785.535
3667 | 1288.464 | 785.146
3668 | 1288.2412 | 784.8
3669 | 1288.141 | 784.8
3670 | 1288.1255 | 784.8
3671 | 1288.096 | 784
3672 | 1288.0652 | 783.726
3673 | 1288 | 783.2
3674 | 1288 | 783.188
3675 | 1288 | 782.593
3676 | 1288 | 782.545
3677 | 1287.992 | 782.391
3678 | 1287.915 | 782.377
3679 | 1287.7714 | 782.201
3680 | 1287.5099 | 782.023
3681 | 1287.4348 | 781.366
3682 | 1287.314 | 781.136
3683 | 1287.2 | 780.473
3684 | 1287.2 | 780
3685 | 1287.2 | 779.881
3686 | 1287.2 | 779.651
3687 | 1287.2 | 779.2
3688 | 1286.7441 | 778.4
3689 | 1286.664 | 777.6
3690 | 1286.6096 | 777.281
3691 | 1286.45 | 777.164
3692 | 1286.4464 | 776.121
3693 | 1286.429 | 775.705
3694 | 1286.4 | 775.432
3695 | 1286.4 | 774.634
3696 | 1286.4 | 774.4
3697 | 1286.247 | 772.296
3698 | 1285.8327 | 772.086
3699 | 1285.8327 | 772.026
3700 | 1285.689 | 771.779
3701 | 1285.6 | 771.322
3702 | 1285.6 | 771.214
3703 | 1285.6 | 770.803
3704 | 1285.579 | 770.803
3705 | 1285.3627 | 770.526
3706 | 1285.355 | 770.505
3707 | 1285.1606 | 770.435
3708 | 1284.5469 | 770.212
3709 | 1284.4951 | 769.6
3710 | 1284.4902 | 769.338
3711 | 1284.095 | 769.338
3712 | 1284.0444 | 769.326
3713 | 1284 | 768.088
3714 | 1284 | 768.029
3715 | 1284 | 768
3716 | 1283.8 | 766.99
3717 | 1283.7869 | 766.926
3718 | 1283.7711 | 766.126
3719 | 1283.758 | 766.126
3720 | 1283.562 | 765.962
3721 | 1283.4824 | 765.6
3722 | 1283.48 | 765.483
3723 | 1283.2 | 765.024
3724 | 1283.2 | 764.49
3725 | 1283.014 | 764
3726 | 1282.839 | 762.515
3727 | 1282.753 | 762.381
3728 | 1282.735 | 761.508
3729 | 1282.7249 | 760.8
3730 | 1282.4 | 760.341
3731 | 1282.3573 | 760.319
3732 | 1282.1932 | 760
3733 | 1282.017 | 759.792
3734 | 1282.0114 | 759.214
3735 | 1281.661 | 759.2
3736 | 1281.6469 | 758.237
3737 | 1281.6 | 758.128
3738 | 1281.582 | 758.128
3739 | 1281.294 | 756.99
3740 | 1281.246 | 756.99
3741 | 1281.053 | 755.53
3742 | 1280.998 | 755.2
3743 | 1280.894 | 755.2
3744 | 1280.8 | 755.2
3745 | 1280.8 | 754.857
3746 | 1280.8 | 754.446
3747 | 1280.783 | 754.4
3748 | 1280.5994 | 754.4
3749 | 1280.4233 | 753.6
3750 | 1280.109 | 753.072
3751 | 1280.093 | 752.979
3752 | 1280 | 752.8
3753 | 1280 | 752.728
3754 | 1280 | 752.155
3755 | 1279.819 | 751.386
3756 | 1279.8048 | 751.2
3757 | 1279.245 | 751.045
3758 | 1279.1002 | 750.954
3759 | 1278.8742 | 750.738
3760 | 1278.5809 | 750.23
3761 | 1278.412 | 749.96
3762 | 1278.2681 | 749.163
3763 | 1278.239 | 748.526
3764 | 1278.237 | 748.366
3765 | 1278.067 | 747.733
3766 | 1278.022 | 745.888
3767 | 1278.001 | 745.6
3768 | 1277.6 | 745.043
3769 | 1277.6 | 744.473
3770 | 1277.5983 | 744.002
3771 | 1277.595 | 743.806
3772 | 1277.5 | 743.176
3773 | 1277.059 | 743.092
3774 | 1276.9675 | 742.759
3775 | 1276.8627 | 742.578
3776 | 1276.8 | 742.126
3777 | 1276.6757 | 741.772
3778 | 1276.497 | 741.6
3779 | 1276.219 | 741.6
3780 | 1276.1272 | 741.6
3781 | 1276 | 740.8
3782 | 1276 | 739.71
3783 | 1276 | 739.612
3784 | 1275.9643 | 739.318
3785 | 1275.894 | 739.103
3786 | 1275.7325 | 739.032
3787 | 1275.6932 | 738.4
3788 | 1275.614 | 738.091
3789 | 1275.5441 | 737.287
3790 | 1275.3917 | 736.96
3791 | 1275.2 | 736.63
3792 | 1275.0212 | 736
3793 | 1274.9556 | 735.2
3794 | 1274.8271 | 734.599
3795 | 1274.6729 | 734.4
3796 | 1274.6562 | 734.4
3797 | 1274.438 | 733.593
3798 | 1274.4 | 732.4
3799 | 1274.4 | 732
3800 | 1274.4 | 732
3801 | 1274.4 | 730.991
3802 | 1274.4 | 730.747
3803 | 1274.4 | 730.053
3804 | 1274.3118 | 729.003
3805 | 1274.3118 | 728.8
3806 | 1274.12 | 728.8
3807 | 1274.013 | 727.718
3808 | 1273.679 | 727.277
3809 | 1273.643 | 727.2
3810 | 1273.3611 | 726.715
3811 | 1273.3423 | 726.4
3812 | 1273.22 | 726.052
3813 | 1272.8 | 725.6
3814 | 1272.8 | 724.597
3815 | 1272.8 | 723.845
3816 | 1272.8 | 723.2
3817 | 1272.5121 | 721.984
3818 | 1272.4496 | 721.813
3819 | 1272 | 721.6
3820 | 1272 | 721.272
3821 | 1271.929 | 720.8
3822 | 1271.7255 | 718.388
3823 | 1271.683 | 717.6
3824 | 1271.2 | 717.485
3825 | 1271.2 | 716.419
3826 | 1270.9311 | 716.239
3827 | 1270.9077 | 715.831
3828 | 1270.866 | 715.661
3829 | 1270.8584 | 715.549
3830 | 1270.7349 | 714.957
3831 | 1270.68 | 714.651
3832 | 1270.5584 | 714.167
3833 | 1270.539 | 713.6
3834 | 1270.4 | 713.327
3835 | 1270.4 | 713.282
3836 | 1270.4 | 712.38
3837 | 1270.4 | 712.236
3838 | 1270.332 | 712.209
3839 | 1270.2939 | 712
3840 | 1270.2431 | 711.983
3841 | 1270.1677 | 711.415
3842 | 1270.075 | 711.317
3843 | 1269.6825 | 710.926
3844 | 1269.4808 | 710.564
3845 | 1269.4781 | 710.451
3846 | 1269.4429 | 708.8
3847 | 1269.1333 | 708.8
3848 | 1268.8 | 708.232
3849 | 1268.8 | 708.133
3850 | 1268.8 | 708
3851 | 1268.8 | 707.175
3852 | 1268.772 | 707.041
3853 | 1268.6028 | 706.928
3854 | 1268.3941 | 706.514
3855 | 1268.221 | 706.099
3856 | 1268.157 | 705.6
3857 | 1268.07 | 705.169
3858 | 1268 | 704.969
3859 | 1268 | 704.322
3860 | 1268 | 704.303
3861 | 1267.9631 | 704.279
3862 | 1267.9631 | 704
3863 | 1267.883 | 703.74
3864 | 1267.674 | 703.053
3865 | 1267.651 | 702.926
3866 | 1267.6269 | 700.8
3867 | 1267.43 | 700.8
3868 | 1267.3981 | 700.526
3869 | 1267.2 | 700.447
3870 | 1267.2 | 700
3871 | 1267.0966 | 699.512
3872 | 1267.0523 | 699.48
3873 | 1267.0523 | 698.62
3874 | 1266.8185 | 698.536
3875 | 1266.559 | 696.089
3876 | 1266.465 | 695.905
3877 | 1266.4219 | 695.724
3878 | 1266.4092 | 695.435
3879 | 1266.4092 | 695.076
3880 | 1266.4 | 694.722
3881 | 1266.4 | 694.65
3882 | 1266.4 | 694.4
3883 | 1266.4 | 693.833
3884 | 1266.3005 | 693.513
3885 | 1265.9984 | 692.702
3886 | 1265.787 | 692.526
3887 | 1265.6 | 691.482
3888 | 1265.6 | 690.429
3889 | 1265.597 | 690.336
3890 | 1265.5835 | 689.6
3891 | 1265.572 | 688.876
3892 | 1265.5332 | 688.537
3893 | 1265.4585 | 688.5
3894 | 1265.2017 | 687.726
3895 | 1265.0944 | 687.713
3896 | 1264.8 | 686.972
3897 | 1264.8 | 686.836
3898 | 1264.8 | 686.4
3899 | 1264.732 | 685.851
3900 | 1264.5447 | 685.598
3901 | 1264.538 | 685.511
3902 | 1264.4646 | 685.447
3903 | 1264 | 685.088
3904 | 1263.9143 | 684.863
3905 | 1263.8647 | 684.416
3906 | 1263.8647 | 684.188
3907 | 1263.8647 | 683.252
3908 | 1263.6571 | 682.665
3909 | 1263.475 | 682.312
3910 | 1263.2609 | 678.988
3911 | 1263.257 | 678.563
3912 | 1263.2 | 678.126
3913 | 1262.5245 | 677.6
3914 | 1262.5245 | 676.421
3915 | 1262.4 | 675.963
3916 | 1262.4 | 675.207
3917 | 1262.4 | 674.852
3918 | 1262.2861 | 674.819
3919 | 1262.195 | 674.4
3920 | 1262.1523 | 674.233
3921 | 1262.025 | 673.903
3922 | 1261.7184 | 673.094
3923 | 1261.705 | 672.715
3924 | 1261.6 | 671.862
3925 | 1261.322 | 671.438
3926 | 1261.111 | 670.701
3927 | 1260.9775 | 670.4
3928 | 1260.8348 | 670.28
3929 | 1260.6772 | 670.071
3930 | 1260.412 | 669.696
3931 | 1260.2759 | 669.6
3932 | 1260 | 668.588
3933 | 1260 | 668.415
3934 | 1260 | 667.2
3935 | 1259.8074 | 666.613
3936 | 1259.699 | 665.622
3937 | 1259.2103 | 664.438
3938 | 1259.2 | 664.11
3939 | 1259.1168 | 663.439
3940 | 1258.89 | 663.369
3941 | 1258.648 | 663.299
3942 | 1258.4261 | 661.786
3943 | 1258.4261 | 661.326
3944 | 1258.4 | 660.984
3945 | 1258.4 | 658.4
3946 | 1258.144 | 657.239
3947 | 1257.977 | 656.8
3948 | 1257.8224 | 656.8
3949 | 1257.696 | 655.097
3950 | 1257.6 | 654.706
3951 | 1257.6 | 654.4
3952 | 1257.5245 | 652.939
3953 | 1257.4896 | 652.8
3954 | 1257.452 | 652.534
3955 | 1257.345 | 652.334
3956 | 1257.086 | 651.2
3957 | 1257.086 | 648.686
3958 | 1257.0037 | 648.089
3959 | 1256.8 | 648
3960 | 1256.8 | 647.851
3961 | 1256.603 | 647.726
3962 | 1256.2682 | 647.2
3963 | 1256.2682 | 646.4
3964 | 1256.2682 | 645.706
3965 | 1256.2333 | 645.02
3966 | 1256.0216 | 645.015
3967 | 1256 | 644.8
3968 | 1256 | 644.559
3969 | 1255.783 | 644.027
3970 | 1255.664 | 642.029
3971 | 1255.5327 | 640.8
3972 | 1255.5094 | 640.733
3973 | 1255.3689 | 639.989
3974 | 1255.265 | 639.286
3975 | 1255.2 | 638.953
3976 | 1255.151 | 637.942
3977 | 1255.099 | 636
3978 | 1254.993 | 635.211
3979 | 1254.9727 | 635.2
3980 | 1254.9727 | 633.424
3981 | 1254.555 | 633.232
3982 | 1254.4 | 633.179
3983 | 1254.4 | 631.553
3984 | 1254.4 | 630.4
3985 | 1254.291 | 629.496
3986 | 1254.203 | 628.994
3987 | 1253.8934 | 627.746
3988 | 1253.3755 | 627.169
3989 | 1253.158 | 626.4
3990 | 1253.0838 | 626.365
3991 | 1252.9154 | 625.6
3992 | 1252.9006 | 625.552
3993 | 1252.8 | 624.443
3994 | 1252.8 | 624.291
3995 | 1252.8 | 623.951
3996 | 1252.8 | 622.81
3997 | 1252.5906 | 622.4
3998 | 1252.525 | 622.306
3999 | 1252.2468 | 621.13
4000 | 1251.764 | 619.643
4001 | 1251.649 | 619.411
4002 | 1251.5192 | 619.264
4003 | 1251.5192 | 617.676
4004 | 1251.5192 | 617.6
4005 | 1251.361 | 616
4006 | 1251.306 | 615.903
4007 | 1251.2 | 615.826
4008 | 1251.1195 | 615.793
4009 | 1251.1145 | 615.726
4010 | 1251.0074 | 615.081
4011 | 1250.9173 | 614.829
4012 | 1250.7879 | 613.325
4013 | 1250.4936 | 613.128
4014 | 1250.4619 | 612.193
4015 | 1250.4 | 612
4016 | 1250.4 | 611.2
4017 | 1250.4 | 611.143
4018 | 1250.3824 | 610.816
4019 | 1250.2042 | 610.223
4020 | 1250.1114 | 609.412
4021 | 1249.9334 | 609.306
4022 | 1249.8858 | 609.183
4023 | 1249.6 | 607.802
4024 | 1249.3245 | 607.642
4025 | 1249.2235 | 606.453
4026 | 1249.168 | 606.4
4027 | 1248.913 | 606.012
4028 | 1248.913 | 605.303
4029 | 1248.8063 | 604.146
4030 | 1248.8 | 603.757
4031 | 1248.8 | 602.678
4032 | 1248.8 | 602.4
4033 | 1248.8 | 602.276
4034 | 1248.8 | 600.571
4035 | 1248.8 | 600.342
4036 | 1248.417 | 600.122
4037 | 1248.3052 | 600.092
4038 | 1248.0084 | 599.785
4039 | 1248 | 599.2
4040 | 1248 | 596.613
4041 | 1247.998 | 596.379
4042 | 1247.462 | 595.286
4043 | 1247.32 | 594.4
4044 | 1247.2 | 593.745
4045 | 1247.1906 | 592.8
4046 | 1247.034 | 592.482
4047 | 1247.0319 | 591.726
4048 | 1246.9858 | 591.269
4049 | 1246.7915 | 591.2
4050 | 1246.7064 | 587.268
4051 | 1246.7064 | 586.027
4052 | 1246.6844 | 585.151
4053 | 1246.649 | 584.861
4054 | 1246.4 | 584.8
4055 | 1246.4 | 584.526
4056 | 1246.4 | 584
4057 | 1246.387 | 583.544
4058 | 1246.3728 | 583.37
4059 | 1246.3699 | 583.2
4060 | 1245.954 | 582.748
4061 | 1245.736 | 580.858
4062 | 1245.6 | 580.8
4063 | 1245.6 | 579.2
4064 | 1245.0055 | 578.987
4065 | 1244.8 | 578.885
4066 | 1244.8 | 578.227
4067 | 1244.8 | 577.794
4068 | 1244.4999 | 576.8
4069 | 1244.499 | 576.698
4070 | 1244.374 | 576.515
4071 | 1244.187 | 575.2
4072 | 1244 | 574.556
4073 | 1243.9425 | 573.6
4074 | 1243.9425 | 573.408
4075 | 1243.9425 | 572.328
4076 | 1243.8855 | 571.913
4077 | 1243.5472 | 571.112
4078 | 1243.412 | 570.857
4079 | 1243.3736 | 570.377
4080 | 1243.2 | 570.144
4081 | 1243.2 | 567.78
4082 | 1243.0288 | 566.806
4083 | 1242.7375 | 566.422
4084 | 1242.4 | 562.79
4085 | 1242.3884 | 562.28
4086 | 1242.3487 | 560
4087 | 1241.914 | 558.4
4088 | 1241.663 | 558.237
4089 | 1241.662 | 557.618
4090 | 1241.6 | 557.213
4091 | 1241.5596 | 556.413
4092 | 1241.5501 | 556.147
4093 | 1241.5078 | 556.1
4094 | 1241.291 | 556
4095 | 1241.187 | 555.654
4096 | 1241.158 | 555.056
4097 | 1240.9649 | 554.76
4098 | 1240.8 | 553.845
4099 | 1240.7703 | 551.449
4100 | 1240.7703 | 551.033
4101 | 1240.471 | 550.354
4102 | 1240.205 | 550.203
4103 | 1240.0867 | 549.322
4104 | 1240.0192 | 548
4105 | 1240 | 546.888
4106 | 1240 | 546.585
4107 | 1240 | 546.31
4108 | 1239.89 | 545.871
4109 | 1239.8562 | 545.007
4110 | 1239.8362 | 543.134
4111 | 1239.767 | 542.4
4112 | 1239.5337 | 541.644
4113 | 1239.472 | 541.553
4114 | 1239.3475 | 541.436
4115 | 1239.2694 | 541.114
4116 | 1239.2 | 540.687
4117 | 1239.2 | 539.223
4118 | 1239.2 | 539.15
4119 | 1239.2 | 537.082
4120 | 1239.039 | 536.8
4121 | 1239.0123 | 534.4
4122 | 1238.9154 | 534.126
4123 | 1238.8415 | 533.277
4124 | 1238.812 | 532.398
4125 | 1238.6166 | 532.276
4126 | 1238.6157 | 531.434
4127 | 1238.61 | 530.882
4128 | 1238.5577 | 527.641
4129 | 1238.4395 | 526.736
4130 | 1238.4 | 526.4
4131 | 1238.4 | 525.326
4132 | 1238.1945 | 524.809
4133 | 1238.191 | 524.352
4134 | 1238.1 | 524.113
4135 | 1238.0554 | 523.455
4136 | 1237.7156 | 522.926
4137 | 1237.7056 | 520.36
4138 | 1237.7056 | 520.304
4139 | 1237.7056 | 520.148
4140 | 1237.6625 | 520
4141 | 1237.5674 | 519.726
4142 | 1237.532 | 519.708
4143 | 1237.1447 | 518.62
4144 | 1237.1447 | 517.681
4145 | 1237.0149 | 517.422
4146 | 1237.0149 | 516.882
4147 | 1236.892 | 516.868
4148 | 1236.8333 | 516.665
4149 | 1236.827 | 516.32
4150 | 1236.8 | 515.675
4151 | 1236.8 | 515.215
4152 | 1236.8 | 515.09
4153 | 1236.5588 | 513.6
4154 | 1236.4091 | 512.779
4155 | 1236.3242 | 512.611
4156 | 1236.1086 | 510.864
4157 | 1236.1086 | 508.79
4158 | 1235.9792 | 508.36
4159 | 1235.738 | 505.623
4160 | 1235.6617 | 505.6
4161 | 1235.312 | 505.6
4162 | 1235.2 | 504
4163 | 1234.863 | 504
4164 | 1234.4 | 503.2
4165 | 1234.4 | 502.566
4166 | 1234.242 | 502.04
4167 | 1234.1608 | 502.04
4168 | 1234.0498 | 501.814
4169 | 1234.046 | 501.6
4170 | 1233.7922 | 501.543
4171 | 1233.7778 | 499.726
4172 | 1233.7118 | 499.077
4173 | 1233.607 | 498.4
4174 | 1233.6 | 498.4
4175 | 1233.6 | 498.4
4176 | 1233.4671 | 497.178
4177 | 1233.4671 | 496.493
4178 | 1233.429 | 496.461
4179 | 1233.2875 | 496.461
4180 | 1233.2875 | 496.461
4181 | 1233.0561 | 495.834
4182 | 1232.8708 | 495.827
4183 | 1232.8 | 495.716
4184 | 1232.8 | 495.605
4185 | 1232.8 | 494.406
4186 | 1232.7184 | 494.4
4187 | 1232.4093 | 493.104
4188 | 1232.224 | 490.174
4189 | 1232.1801 | 490.05
4190 | 1232.152 | 489.95
4191 | 1232.0808 | 489.214
4192 | 1232 | 489.171
4193 | 1232 | 488.288
4194 | 1231.998 | 487.2
4195 | 1231.9892 | 487.2
4196 | 1231.626 | 486.272
4197 | 1231.447 | 486.253
4198 | 1231.431 | 486.238
4199 | 1231.2495 | 485.6
4200 | 1231.0896 | 485.6
4201 | 1231.0111 | 485.537
4202 | 1230.7987 | 485.463
4203 | 1230.7987 | 485.305
4204 | 1230.7481 | 484.8
4205 | 1230.6701 | 484.444
4206 | 1230.58 | 484.086
4207 | 1230.4932 | 483.711
4208 | 1230.4 | 482.52
4209 | 1230.4 | 482.4
4210 | 1230.108 | 481.965
4211 | 1230.108 | 481.532
4212 | 1230.0597 | 481.323
4213 | 1229.933 | 480.8
4214 | 1229.6 | 480.646
4215 | 1229.5985 | 480.491
4216 | 1229.4174 | 479.987
4217 | 1229.373 | 478.93
4218 | 1229.2948 | 477.871
4219 | 1229.1162 | 477.6
4220 | 1228.928 | 477.007
4221 | 1228.803 | 476.692
4222 | 1228.8 | 476.371
4223 | 1228.6313 | 475.742
4224 | 1228.3805 | 473.318
4225 | 1228.3805 | 472
4226 | 1228.3184 | 469.074
4227 | 1228.2872 | 469.065
4228 | 1228.1419 | 469.001
4229 | 1228.0848 | 467.2
4230 | 1228.071 | 467.027
4231 | 1228.0489 | 465.678
4232 | 1228 | 465.6
4233 | 1228 | 465.383
4234 | 1227.897 | 459.221
4235 | 1227.421 | 458.4
4236 | 1227.347 | 458.336
4237 | 1227.3453 | 457.786
4238 | 1227.291 | 456.526
4239 | 1227.2 | 454.536
4240 | 1226.996 | 454.455
4241 | 1226.957 | 454.4
4242 | 1226.9442 | 454.314
4243 | 1226.8474 | 452.329
4244 | 1226.7781 | 452.288
4245 | 1226.4 | 451.258
4246 | 1226.4 | 450.967
4247 | 1226.4 | 450.933
4248 | 1226.4 | 450.4
4249 | 1226.4 | 449.896
4250 | 1226.4 | 449.185
4251 | 1226.0084 | 448.683
4252 | 1225.8163 | 448.648
4253 | 1225.774 | 447.479
4254 | 1225.6264 | 446.693
4255 | 1225.6 | 444.991
4256 | 1225.6 | 444.797
4257 | 1225.6 | 444.738
4258 | 1225.6 | 444.646
4259 | 1225.411 | 443.842
4260 | 1225.3763 | 440.81
4261 | 1225.2732 | 439.658
4262 | 1225.2315 | 439.626
4263 | 1224.946 | 436.44
4264 | 1224.9167 | 435.08
4265 | 1224.801 | 434.774
4266 | 1224.8 | 431.2
4267 | 1224.544 | 430.071
4268 | 1224.436 | 426.099
4269 | 1224.246 | 426.089
4270 | 1223.9724 | 425.08
4271 | 1223.3853 | 421.6
4272 | 1223.2 | 421.424
4273 | 1223.2 | 421.379
4274 | 1223.2 | 421.208
4275 | 1222.75 | 420.078
4276 | 1222.7384 | 419.96
4277 | 1222.683 | 417
4278 | 1222.5996 | 416.8
4279 | 1222.5105 | 413.923
4280 | 1222.4 | 412.813
4281 | 1222.4 | 412.277
4282 | 1222.4 | 412.094
4283 | 1222.4 | 411.982
4284 | 1222.4 | 411.766
4285 | 1222.398 | 410.4
4286 | 1222.285 | 409.153
4287 | 1222.1238 | 408.804
4288 | 1221.935 | 407.546
4289 | 1221.8379 | 406.912
4290 | 1221.6987 | 406.461
4291 | 1221.6297 | 405.585
4292 | 1221.6 | 404.337
4293 | 1221.3717 | 403.19
4294 | 1221.1291 | 402.365
4295 | 1220.8328 | 402.077
4296 | 1220.8 | 401.808
4297 | 1220.8 | 401.128
4298 | 1220.5699 | 400.548
4299 | 1220.12 | 400.216
4300 | 1220.0359 | 399.101
4301 | 1220 | 397.664
4302 | 1220 | 397.6
4303 | 1220 | 397.279
4304 | 1220 | 395.57
4305 | 1219.8369 | 394.4
4306 | 1219.569 | 392.558
4307 | 1219.223 | 391.726
4308 | 1219.2 | 390.923
4309 | 1219.2 | 390.4
4310 | 1219.0571 | 390.105
4311 | 1218.7567 | 388.469
4312 | 1218.646 | 387.475
4313 | 1218.5665 | 387.2
4314 | 1218.473 | 387.106
4315 | 1218.4 | 386.834
4316 | 1218.2391 | 386.4
4317 | 1218.137 | 385.694
4318 | 1218.0211 | 385.612
4319 | 1217.803 | 385.278
4320 | 1217.7058 | 384
4321 | 1217.6 | 382.4
4322 | 1217.6 | 382.4
4323 | 1217.6 | 381.6
4324 | 1217.598 | 380.8
4325 | 1217.422 | 380.526
4326 | 1217.408 | 380
4327 | 1217.2856 | 378.4
4328 | 1217.2856 | 378.4
4329 | 1217.1598 | 377.569
4330 | 1217.119 | 376.928
4331 | 1216.9309 | 376.8
4332 | 1216.8483 | 376.788
4333 | 1216.8397 | 375.955
4334 | 1216.8 | 375.384
4335 | 1216.6852 | 374.885
4336 | 1216.588 | 373.136
4337 | 1216.436 | 372
4338 | 1216.2944 | 371.376
4339 | 1216.2944 | 370.581
4340 | 1216 | 369.659
4341 | 1216 | 369.6
4342 | 1216 | 368.8
4343 | 1216 | 368.25
4344 | 1215.9093 | 368.162
4345 | 1215.698 | 367.365
4346 | 1215.644 | 367.2
4347 | 1215.6037 | 366.322
4348 | 1215.6037 | 366.256
4349 | 1215.461 | 366.078
4350 | 1215.2952 | 365.57
4351 | 1215.2 | 364.1
4352 | 1215.149 | 362.525
4353 | 1215.1313 | 362.346
4354 | 1215.0892 | 361.6
4355 | 1215.0791 | 360.8
4356 | 1214.924 | 359.994
4357 | 1214.887 | 359.032
4358 | 1214.49 | 358.632
4359 | 1214.4 | 357.6
4360 | 1214.4 | 355.227
4361 | 1214.4 | 354.4
4362 | 1214.3544 | 353.622
4363 | 1214.3435 | 352.787
4364 | 1214.229 | 352
4365 | 1214.189 | 351.339
4366 | 1214.131 | 349.138
4367 | 1213.9294 | 348.8
4368 | 1213.91 | 348.386
4369 | 1213.663 | 346.948
4370 | 1213.608 | 345.417
4371 | 1213.6 | 345.271
4372 | 1213.6 | 345.004
4373 | 1212.985 | 344.468
4374 | 1212.909 | 344.184
4375 | 1212.8409 | 343.368
4376 | 1212.8063 | 342.956
4377 | 1212.806 | 342.926
4378 | 1212.8 | 342.4
4379 | 1212.8 | 341.853
4380 | 1212.52 | 341.068
4381 | 1212.443 | 339.953
4382 | 1212.067 | 338.774
4383 | 1212 | 338.655
4384 | 1212 | 335.588
4385 | 1212 | 334.914
4386 | 1212 | 332.796
4387 | 1211.7488 | 332.039
4388 | 1211.742 | 330.837
4389 | 1211.6653 | 330.634
4390 | 1211.4596 | 328.105
4391 | 1211.392 | 326.835
4392 | 1211.3632 | 325.6
4393 | 1211.2 | 325.108
4394 | 1211.2 | 324.8
4395 | 1211.2 | 324.334
4396 | 1211.2 | 324.216
4397 | 1211.064 | 323.043
4398 | 1210.9693 | 318.4
4399 | 1210.7689 | 318.193
4400 | 1210.6659 | 317.042
4401 | 1210.4 | 316
4402 | 1210.4 | 314.676
4403 | 1209.862 | 313.638
4404 | 1209.6927 | 313.6
4405 | 1209.6763 | 311.256
4406 | 1209.6 | 310.913
4407 | 1209.5909 | 310.272
4408 | 1209.1949 | 309.221
4409 | 1209.14 | 308.8
4410 | 1209.033 | 308.104
4411 | 1208.997 | 307.599
4412 | 1208.9158 | 306.772
4413 | 1208.8 | 306.265
4414 | 1208.7526 | 305.868
4415 | 1208.6635 | 305.829
4416 | 1208.6278 | 305.6
4417 | 1208.3058 | 304.539
4418 | 1208.0826 | 304.411
4419 | 1208 | 304.391
4420 | 1207.7239 | 303.971
4421 | 1207.4389 | 303.507
4422 | 1207.3155 | 303.415
4423 | 1207.2 | 303.415
4424 | 1207.2 | 303.354
4425 | 1207.2 | 301.798
4426 | 1207.2 | 300.494
4427 | 1207.142 | 300.069
4428 | 1207.035 | 299.968
4429 | 1206.9883 | 299.2
4430 | 1206.845 | 298.715
4431 | 1206.68 | 297.201
4432 | 1206.6721 | 296.8
4433 | 1206.6248 | 296.8
4434 | 1206.4888 | 296.648
4435 | 1206.4888 | 296
4436 | 1206.4 | 294.598
4437 | 1206.4 | 293.6
4438 | 1206.4 | 292.8
4439 | 1206.253 | 291.2
4440 | 1206.2528 | 289.913
4441 | 1206.214 | 288.679
4442 | 1205.8909 | 288.526
4443 | 1205.6919 | 287.2
4444 | 1205.541 | 286.934
4445 | 1205.407 | 285.854
4446 | 1205.397 | 285.6
4447 | 1204.9136 | 285.136
4448 | 1204.8 | 284.8
4449 | 1204.8 | 284.359
4450 | 1204.8 | 284.004
4451 | 1204.7818 | 283.692
4452 | 1204.6634 | 283.664
4453 | 1204.4444 | 283.113
4454 | 1204 | 282.634
4455 | 1204 | 282.151
4456 | 1204 | 281.691
4457 | 1204 | 280.8
4458 | 1203.916 | 279.708
4459 | 1203.862 | 279.534
4460 | 1203.8265 | 279.42
4461 | 1203.6531 | 278.921
4462 | 1203.4772 | 277.343
4463 | 1203.4772 | 277.144
4464 | 1203.2 | 276
4465 | 1203.2 | 273.571
4466 | 1203.199 | 273.294
4467 | 1203.114 | 272.738
4468 | 1203.09 | 272
4469 | 1203.0278 | 270.171
4470 | 1202.7821 | 269.358
4471 | 1202.5043 | 269.321
4472 | 1202.4 | 268.365
4473 | 1202.4 | 267.76
4474 | 1202.3589 | 267.354
4475 | 1202.344 | 266.4
4476 | 1201.79 | 265.863
4477 | 1201.79 | 264
4478 | 1201.671 | 262.081
4479 | 1201.6 | 261.6
4480 | 1201.6 | 261.385
4481 | 1201.4218 | 260.591
4482 | 1201.1464 | 260.582
4483 | 1201.14 | 260.259
4484 | 1201.115 | 260.204
4485 | 1201.095 | 260.002
4486 | 1200.8854 | 259.731
4487 | 1200.8 | 259.501
4488 | 1200.8 | 259.393
4489 | 1200.8 | 259.2
4490 | 1200.8 | 258.72
4491 | 1200.7723 | 258.319
4492 | 1200.7083 | 257.421
4493 | 1200.592 | 256.165
4494 | 1200.589 | 255.553
4495 | 1200.4086 | 255.342
4496 | 1200.3686 | 255.266
4497 | 1200.2556 | 255.2
4498 | 1200.195 | 252.706
4499 | 1200.115 | 251.848
4500 | 1200.1137 | 251.409
4501 | 1200 | 251.235
4502 | 1199.6331 | 249.913
4503 | 1199.5926 | 248.865
4504 | 1199.3168 | 248.78
4505 | 1199.3168 | 248.131
4506 | 1199.225 | 247.843
4507 | 1199.2 | 246.574
4508 | 1199.2 | 244.94
4509 | 1199.2 | 244.016
4510 | 1199.0566 | 243.713
4511 | 1198.9713 | 243.437
4512 | 1198.8976 | 243.2
4513 | 1198.8156 | 242.575
4514 | 1198.4 | 242.4
4515 | 1198.4 | 240.263
4516 | 1198.38 | 238.4
4517 | 1198.3366 | 237.6
4518 | 1198.1621 | 237.236
4519 | 1198.1208 | 237.104
4520 | 1198.058 | 236.993
4521 | 1198.0387 | 236.189
4522 | 1198.0387 | 236
4523 | 1197.79 | 235.412
4524 | 1197.303 | 234.833
4525 | 1197.2617 | 234.4
4526 | 1196.9072 | 234.4
4527 | 1196.8 | 233.488
4528 | 1196.8 | 233.263
4529 | 1196.4829 | 233.169
4530 | 1196.4679 | 232.789
4531 | 1196.422 | 232.264
4532 | 1196.191 | 231.314
4533 | 1196.1437 | 231.244
4534 | 1196.1292 | 231.2
4535 | 1196 | 230.751
4536 | 1196 | 230.4
4537 | 1196 | 230.311
4538 | 1195.968 | 229.197
4539 | 1195.6673 | 228.822
4540 | 1195.5738 | 228.8
4541 | 1195.5738 | 228.272
4542 | 1195.4363 | 227.851
4543 | 1195.22 | 227.643
4544 | 1195.2 | 227.2
4545 | 1195.2 | 226.515
4546 | 1195.2 | 226.4
4547 | 1194.744 | 225.77
4548 | 1194.5136 | 225.218
4549 | 1194.461 | 224.535
4550 | 1194.4 | 224.236
4551 | 1194.4 | 223.782
4552 | 1194.4 | 223.758
4553 | 1193.8661 | 223.218
4554 | 1193.7386 | 223.2
4555 | 1193.708 | 223.2
4556 | 1193.6 | 223.074
4557 | 1193.6 | 222.332
4558 | 1193.2138 | 222.204
4559 | 1193.172 | 221.632
4560 | 1193.029 | 221.6
4561 | 1192.8111 | 221.36
4562 | 1192.7735 | 221.248
4563 | 1192.6799 | 221.112
4564 | 1192.4164 | 220.749
4565 | 1192.407 | 220
4566 | 1192.262 | 219.94
4567 | 1192 | 219.874
4568 | 1192 | 218.4
4569 | 1192 | 218.225
4570 | 1192 | 217.292
4571 | 1191.895 | 216.305
4572 | 1191.8232 | 215.212
4573 | 1191.5872 | 214.631
4574 | 1191.5782 | 213.658
4575 | 1191.2752 | 212.511
4576 | 1191.2 | 212.348
4577 | 1191.2 | 211.968
4578 | 1191.158 | 211.601
4579 | 1191.082 | 211.141
4580 | 1190.5629 | 210.622
4581 | 1190.56 | 210.573
4582 | 1190.482 | 210.4
4583 | 1190.4 | 210.07
4584 | 1190.4 | 209.702
4585 | 1190.0714 | 208.632
4586 | 1189.8149 | 208.341
4587 | 1189.7541 | 207.672
4588 | 1189.61 | 207.2
4589 | 1189.6 | 207.2
4590 | 1189.6 | 206.259
4591 | 1189.6 | 205.13
4592 | 1189.6 | 204.994
4593 | 1189.6 | 204
4594 | 1189.3358 | 204
4595 | 1189.1388 | 203.846
4596 | 1188.8 | 203.206
4597 | 1188.8 | 203.2
4598 | 1188.667 | 201.024
4599 | 1188.5309 | 200.062
4600 | 1188.3885 | 200
4601 | 1188.218 | 199.55
4602 | 1188 | 199.2
4603 | 1187.9385 | 198.119
4604 | 1187.8648 | 197.342
4605 | 1187.8648 | 197.097
4606 | 1187.464 | 195.713
4607 | 1187.2856 | 195.2
4608 | 1187.2 | 192.8
4609 | 1187.1293 | 192
4610 | 1187.0499 | 191.54
4611 | 1186.9605 | 191.372
4612 | 1186.715 | 191.2
4613 | 1186.5863 | 188.557
4614 | 1186.4 | 187.953
4615 | 1186.3938 | 187.2
4616 | 1186.13 | 187.2
4617 | 1186.075 | 186.465
4618 | 1185.9043 | 186.389
4619 | 1185.808 | 185.863
4620 | 1185.7689 | 185.688
4621 | 1185.424 | 183.91
4622 | 1185.2801 | 183.102
4623 | 1185.2757 | 181.65
4624 | 1185.2136 | 181.016
4625 | 1185.147 | 180.819
4626 | 1185.0608 | 180.557
4627 | 1184.9728 | 180
4628 | 1184.9728 | 179.545
4629 | 1184.9728 | 178.903
4630 | 1184.8307 | 178.887
4631 | 1184.8307 | 178.516
4632 | 1184.8307 | 178.056
4633 | 1184.8 | 175.616
4634 | 1184.8 | 173.6
4635 | 1184.4607 | 172.671
4636 | 1184.2177 | 172.196
4637 | 1184.1872 | 172
4638 | 1184.1872 | 171.98
4639 | 1184 | 171.2
4640 | 1184 | 169.797
4641 | 1183.914 | 169.545
4642 | 1183.594 | 167.982
4643 | 1183.4517 | 166.841
4644 | 1183.22 | 166.143
4645 | 1183.2 | 162.478
4646 | 1183.2 | 160.8
4647 | 1183.2 | 160.07
4648 | 1182.9589 | 159.726
4649 | 1182.912 | 158.646
4650 | 1182.818 | 158.126
4651 | 1182.7428 | 157.401
4652 | 1182.657 | 156.165
4653 | 1182.509 | 156.115
4654 | 1182.4 | 155.404
4655 | 1182.4 | 154.859
4656 | 1182.4 | 154.378
4657 | 1182.4 | 152.297
4658 | 1182.365 | 152.244
4659 | 1182.361 | 152.116
4660 | 1181.9806 | 151.735
4661 | 1181.9806 | 151.556
4662 | 1181.7602 | 150.232
4663 | 1181.647 | 149.856
4664 | 1181.6 | 148.8
4665 | 1181.242 | 148.8
4666 | 1181.19 | 148.747
4667 | 1181.115 | 148.626
4668 | 1181.0885 | 145.604
4669 | 1180.946 | 144.913
4670 | 1180.8 | 144.511
4671 | 1180.8 | 144.204
4672 | 1180.8 | 142.4
4673 | 1180.8 | 141.485
4674 | 1180.5096 | 141.072
4675 | 1180.5096 | 141.021
4676 | 1180.3883 | 140.959
4677 | 1180.2871 | 139.849
4678 | 1180 | 139.1
4679 | 1179.9083 | 139.091
4680 | 1179.7741 | 139.08
4681 | 1179.725 | 138.736
4682 | 1179.3922 | 138.4
4683 | 1179.3631 | 138.379
4684 | 1179.3466 | 138.295
4685 | 1179.255 | 137.943
4686 | 1179.2 | 137.504
4687 | 1179.2 | 136.8
4688 | 1179.2 | 136.447
4689 | 1179.0386 | 135.76
4690 | 1178.9974 | 135.727
4691 | 1178.5865 | 135.2
4692 | 1178.5 | 133.794
4693 | 1178.4929 | 132.882
4694 | 1178.4 | 132.8
4695 | 1178.4 | 131.303
4696 | 1178.36 | 130.926
4697 | 1178.3067 | 130.72
4698 | 1178.106 | 129.686
4699 | 1178.0217 | 129.079
4700 | 1177.8008 | 127.685
4701 | 1177.8001 | 127.2
4702 | 1177.6161 | 126.4
4703 | 1177.5675 | 126.126
4704 | 1177.554 | 125.705
4705 | 1177.4916 | 125.132
4706 | 1177.0613 | 124.8
4707 | 1176.84 | 124.647
4708 | 1176.832 | 124.396
4709 | 1176.8108 | 124
4710 | 1176.8 | 123.533
4711 | 1176.8 | 123.467
4712 | 1176.8 | 123.2
4713 | 1176.8 | 123.167
4714 | 1176.7039 | 123.067
4715 | 1176.207 | 122.756
4716 | 1176.0394 | 121.6
4717 | 1176 | 121.202
4718 | 1175.793 | 120.885
4719 | 1175.544 | 120.572
4720 | 1175.372 | 120.425
4721 | 1175.229 | 120
4722 | 1175.2 | 119.403
4723 | 1175.2 | 119.362
4724 | 1175.0536 | 119.186
4725 | 1175.0134 | 118.4
4726 | 1174.9733 | 118.4
4727 | 1174.7929 | 117.6
4728 | 1174.6209 | 116.95
4729 | 1174.6132 | 116.8
4730 | 1174.6132 | 116.541
4731 | 1174.5986 | 116.526
4732 | 1174.1449 | 116.132
4733 | 1173.9536 | 116
4734 | 1173.817 | 115.2
4735 | 1173.8164 | 114.987
4736 | 1173.7765 | 114.987
4737 | 1173.6 | 114.4
4738 | 1173.32 | 114.4
4739 | 1173.122 | 113.678
4740 | 1172.832 | 113.6
4741 | 1172.8 | 112.861
4742 | 1172.8 | 112.861
4743 | 1172.3997 | 112.656
4744 | 1172.2624 | 112.45
4745 | 1172.039 | 111.879
4746 | 1172 | 111.726
4747 | 1172 | 111.429
4748 | 1171.973 | 111.2
4749 | 1171.9502 | 111.1
4750 | 1171.847 | 110.4
4751 | 1171.6916 | 110.4
4752 | 1171.349 | 110.4
4753 | 1171.326 | 110.4
4754 | 1171.2 | 110.4
4755 | 1171.09 | 109.6
4756 | 1171.084 | 109.6
4757 | 1170.7092 | 109.472
4758 | 1170.6288 | 109.068
4759 | 1170.5985 | 108.964
4760 | 1170.4 | 108.954
4761 | 1170.3146 | 108.8
4762 | 1170.2123 | 108.8
4763 | 1170.2102 | 108.377
4764 | 1169.848 | 108.121
4765 | 1169.6 | 108
4766 | 1169.6 | 108
4767 | 1169.6 | 107.416
4768 | 1169.6 | 107.217
4769 | 1169.1854 | 107.217
4770 | 1169.049 | 107.217
4771 | 1168.8 | 107.207
4772 | 1168.8 | 107.2
4773 | 1168.8 | 107.2
4774 | 1168.6743 | 107.2
4775 | 1168.515 | 107.136
4776 | 1168.446 | 106.4
4777 | 1168.1969 | 106.4
4778 | 1168.124 | 106.365
4779 | 1168.045 | 105.986
4780 | 1168 | 105.962
4781 | 1168 | 105.6
4782 | 1168 | 105.6
4783 | 1167.9465 | 105.5
4784 | 1167.854 | 105.21
4785 | 1167.775 | 105.189
4786 | 1167.7466 | 105.189
4787 | 1167.432 | 105.179
4788 | 1167.329 | 104.887
4789 | 1167.2 | 104.887
4790 | 1167.2 | 104.8
4791 | 1167.2 | 104.8
4792 | 1167.2 | 104.8
4793 | 1166.9312 | 104.11
4794 | 1166.901 | 104
4795 | 1166.426 | 104
4796 | 1166.42 | 103.946
4797 | 1166.4 | 103.864
4798 | 1166.299 | 103.333
4799 | 1166.2254 | 103.2
4800 | 1166.196 | 103.2
4801 | 1165.9822 | 103.2
4802 | 1165.8744 | 102.4
4803 | 1165.8744 | 102.229
4804 | 1165.6 | 101.911
4805 | 1165.6 | 101.779
4806 | 1165.6 | 101.779
4807 | 1165.6 | 101.6
4808 | 1165.4076 | 101.6
4809 | 1165.374 | 101.6
4810 | 1165.2976 | 101.6
4811 | 1165.2105 | 101.6
4812 | 1165.1837 | 101.6
4813 | 1165.131 | 101.205
4814 | 1165.0637 | 101.196
4815 | 1165.0506 | 101.002
4816 | 1164.8 | 100.855
4817 | 1164.8 | 100.8
4818 | 1164.6709 | 100.766
4819 | 1164.5561 | 100.766
4820 | 1164.4744 | 100.723
4821 | 1164.458 | 100.593
4822 | 1164.3879 | 100.593
4823 | 1164.3282 | 100.593
4824 | 1164.3282 | 100.225
4825 | 1164.3282 | 100
4826 | 1163.9011 | 100
4827 | 1163.639 | 100
4828 | 1163.5669 | 100
4829 | 1163.2 | 99.775
4830 | 1163.2 | 99.448
4831 | 1163.1117 | 99.2
4832 | 1162.8571 | 99.2
4833 | 1162.8571 | 99.2
4834 | 1162.7946 | 99.2
4835 | 1162.7327 | 99.149
4836 | 1162.6599 | 98.957
4837 | 1162.556 | 98.957
4838 | 1162.5522 | 98.804
4839 | 1162.4 | 98.694
4840 | 1162.4 | 98.671
4841 | 1162.384 | 98.671
4842 | 1162.3773 | 98.56
4843 | 1162.2995 | 98.4
4844 | 1162.2995 | 98.4
4845 | 1162.25 | 98.4
4846 | 1162.174 | 98.4
4847 | 1162.1216 | 98.4
4848 | 1162.094 | 98.4
4849 | 1161.964 | 98.243
4850 | 1161.734 | 97.6
4851 | 1161.6 | 97.322
4852 | 1161.3384 | 97.117
4853 | 1161.248 | 96.8
4854 | 1161.104 | 96.8
4855 | 1161.093 | 96.8
4856 | 1161.083 | 96.8
4857 | 1161.0661 | 96.8
4858 | 1161.038 | 96.767
4859 | 1160.8 | 96.599
4860 | 1160.599 | 96.504
4861 | 1160.5057 | 96.34
4862 | 1160.349 | 96
4863 | 1160.2693 | 96
4864 | 1159.956 | 95.627
4865 | 1159.838 | 95.618
4866 | 1159.81 | 95.2
4867 | 1159.54 | 95.2
4868 | 1159.2 | 95.2
4869 | 1159.2 | 95.2
4870 | 1158.633 | 94.882
4871 | 1158.511 | 94.868
4872 | 1158.444 | 94.83
4873 | 1158.4 | 94.83
4874 | 1158.4 | 94.4
4875 | 1158.39 | 94.4
4876 | 1158.2769 | 94.4
4877 | 1158.2769 | 94.4
4878 | 1157.6379 | 94.4
4879 | 1157.6 | 94.105
4880 | 1157.2293 | 94.033
4881 | 1157.201 | 94.033
4882 | 1157.0817 | 94.033
4883 | 1156.956 | 94.01
4884 | 1156.8955 | 93.664
4885 | 1156.8955 | 93.6
4886 | 1156.838 | 93.6
4887 | 1156.8 | 93.6
4888 | 1156.517 | 93.6
4889 | 1156.3257 | 93.6
4890 | 1156 | 93.6
4891 | 1156 | 93.6
4892 | 1155.725 | 93.246
4893 | 1155.7145 | 93.236
4894 | 1155.5019 | 93.236
4895 | 1155.338 | 93.236
4896 | 1155.2987 | 93.101
4897 | 1155.2 | 92.8
4898 | 1155.2 | 92.8
4899 | 1154.806 | 92.8
4900 | 1154.7758 | 92.8
4901 | 1154.691 | 92.8
4902 | 1154.1328 | 92.676
4903 | 1154.1328 | 92.439
4904 | 1154.0047 | 92.415
4905 | 1153.9649 | 92.395
4906 | 1153.6 | 92.264
4907 | 1153.519 | 92
4908 | 1153.41 | 92
4909 | 1153.367 | 91.94
4910 | 1153.1952 | 91.642
4911 | 1152.9763 | 91.642
4912 | 1152.8 | 91.597
4913 | 1152.8 | 91.204
4914 | 1152.8 | 91.2
4915 | 1152.652 | 91.2
4916 | 1152 | 91.2
4917 | 1152 | 91.2
4918 | 1151.9371 | 91.2
4919 | 1151.8243 | 91.2
4920 | 1151.8243 | 90.845
4921 | 1151.437 | 90.583
4922 | 1151.05 | 90.469
4923 | 1150.936 | 90.4
4924 | 1150.8718 | 90.4
4925 | 1150.6454 | 90.048
4926 | 1150.5013 | 89.6
4927 | 1150.4507 | 89.6
4928 | 1150.4 | 89.6
4929 | 1150.4 | 89.6
4930 | 1150.4 | 89.6
4931 | 1150.3401 | 89.6
4932 | 1150.1519 | 89.6
4933 | 1149.785 | 89.275
4934 | 1149.6178 | 88.998
4935 | 1149.6 | 88.998
4936 | 1149.6 | 88.927
4937 | 1149.6 | 88.8
4938 | 1149.254 | 88.8
4939 | 1149.101 | 88.455
4940 | 1148.4205 | 88.262
4941 | 1148.1467 | 88
4942 | 1148.1467 | 88
4943 | 1148.1467 | 88
4944 | 1148 | 88
4945 | 1148 | 88
4946 | 1148 | 87.658
4947 | 1147.9167 | 87.658
4948 | 1147.7987 | 87.658
4949 | 1147.683 | 87.658
4950 | 1147.5377 | 87.284
4951 | 1147.534 | 87.2
4952 | 1147.519 | 87.2
4953 | 1147.4112 | 87.2
4954 | 1147.4094 | 87.085
4955 | 1147.38 | 86.791
4956 | 1147.369 | 86.578
4957 | 1147.2 | 86.4
4958 | 1147.2 | 86.4
4959 | 1147.2 | 86.126
4960 | 1147.17 | 86.056
4961 | 1147.0671 | 85.928
4962 | 1147.015 | 85.6
4963 | 1146.697 | 85.6
4964 | 1146.669 | 85.6
4965 | 1146.5832 | 85.6
4966 | 1146.42 | 85.6
4967 | 1146.4 | 85.512
4968 | 1146.4 | 85.32
4969 | 1146.178 | 85.274
4970 | 1146.147 | 85.267
4971 | 1145.9282 | 84.954
4972 | 1145.8446 | 84.8
4973 | 1145.7167 | 84.585
4974 | 1145.6 | 84.47
4975 | 1145.6 | 84
4976 | 1145.6 | 83.849
4977 | 1145.5301 | 83.573
4978 | 1145.1539 | 83.181
4979 | 1144.8 | 82.622
4980 | 1144.8 | 82.434
4981 | 1144.8 | 82.378
4982 | 1144.4632 | 82.378
4983 | 1144.3567 | 82.378
4984 | 1144.1924 | 82.378
4985 | 1144.168 | 82.191
4986 | 1144 | 81.779
4987 | 1143.986 | 81.643
4988 | 1143.3262 | 81.6
4989 | 1143.278 | 81.6
4990 | 1143.2188 | 80.513
4991 | 1143.193 | 80.119
4992 | 1143.128 | 79.471
4993 | 1142.5534 | 79.155
4994 | 1142.4 | 78.738
4995 | 1142.4 | 78.738
4996 | 1142.4 | 78.701
4997 | 1142.4 | 78.572
4998 | 1142.288 | 77.538
4999 | 1142.233 | 77.357
5000 | 1141.8157 | 76.876
5001 | 1141.7005 | 76.8
5002 | 1141.6 | 76.526
5003 | 1141.587 | 74.819
5004 | 1141.3284 | 72.814
5005 | 1141.3222 | 71.322
5006 | 1141.1439 | 70.155
5007 | 1141.0098 | 69.092
5008 | 1141.0098 | 68.918
5009 | 1140.835 | 68.658
5010 | 1140.8 | 68.647
5011 | 1140.583 | 68.222
5012 | 1140.384 | 67.194
5013 | 1140.3677 | 67.123
5014 | 1140.2509 | 63.029
5015 | 1140.056 | 63.015
5016 | 1140 | 62.971
5017 | 1140 | 61.568
5018 | 1140 | 61.45
5019 | 1139.749 | 61.278
5020 | 1139.5362 | 60.006
5021 | 1139.46 | 58.838
5022 | 1139.333 | 58.649
5023 | 1139.3205 | 58.455
5024 | 1139.2 | 57.76
5025 | 1139.2 | 55.568
5026 | 1138.585 | 54.272
5027 | 1138.4192 | 53.544
5028 | 1138.4 | 51.79
5029 | 1138.4 | 51.683
5030 | 1138.269 | 51.377
5031 | 1138.2471 | 49.531
5032 | 1138.22 | 49.096
5033 | 1137.9564 | 49.03
5034 | 1137.6 | 48.041
5035 | 1137.6 | 46.988
5036 | 1137.5314 | 44.395
5037 | 1137.376 | 42.088
5038 | 1137.1705 | 41.913
5039 | 1137.1139 | 41.742
5040 | 1137.052 | 41.72
5041 | 1136.8 | 41.591
5042 | 1136.61 | 41.591
5043 | 1136.3975 | 41.456
5044 | 1136.175 | 39.743
5045 | 1136.1375 | 39.711
5046 | 1135.9657 | 39.6
5047 | 1135.9 | 39
5048 | 1135.797 | 38.314
5049 | 1135.5657 | 36.625
5050 | 1135.24 | 36.417
5051 | 1135.205 | 36.398
5052 | 1135.2 | 34.109
5053 | 1135.0278 | 32.411
5054 | 1134.7688 | 31.848
5055 | 1134.4 | 31.658
5056 | 1134.4 | 31.238
5057 | 1134.3734 | 31.096
5058 | 1134.3301 | 31.005
5059 | 1134.3297 | 29.965
5060 | 1134.203 | 29.553
5061 | 1134.1783 | 28.912
5062 | 1133.6 | 28.542
5063 | 1133.5528 | 26.789
5064 | 1133.4363 | 26.131
5065 | 1133.4123 | 24.612
5066 | 1133.191 | 21.925
5067 | 1133.1751 | 21.764
5068 | 1132.8406 | 20.185
5069 | 1132.8 | 18.028
5070 | 1132.7008 | 17.951
5071 | 1132.6778 | 17.385
5072 | 1132.464 | 16.98
5073 | 1132.1777 | 15.892
5074 | 1132.013 | 14.38
5075 | 1132 | 13.851
5076 | 1132 | 11.286
5077 | 1131.4817 | 9.93
5078 | 1131.45 | 9.743
5079 | 1131.3953 | 9.337
5080 | 1131.3791 | 8.992
5081 | 1131.3402 | 8.746
5082 | 1131.2 | 8.035
5083 | 1131.2 | 6.603
5084 | 1131.2 | 5.501
5085 | 1131.2 | 5.061
5086 | 1131.076 | 4.579
5087 | 1131.027 | 3.741
5088 | 1130.671 | 3.299
5089 | 1130.656 | 1.119
5090 | 1130.4682 | 0.782
5091 | 1130.4 | 0.556
5092 | 1130.342 | 0.234
5093 | 1130.2855 | 0
5094 | 1129.8233 | 0
5095 | 1129.6 | 0
5096 | 1129.0885 | 0
5097 | 1128.9285 | 0
5098 | 1128.8 | 0
5099 | 1128.8 | 0
5100 | 1128.8 | 0
5101 | 1128.8 | 0
5102 | 1128.7455 | 0
5103 | 1128.6053 | 0
5104 | 1128.5775 | 0
5105 | 1128 | 0
5106 | 1128 | 0
5107 | 1128 | 0
5108 | 1127.7874 | 0
5109 | 1127.5968 | 0
5110 | 1127.5522 | 0
5111 | 1127.5522 | 0
5112 | 1127.549 | 0
5113 | 1127.493 | 0
5114 | 1127.2 | 0
5115 | 1127.2 | 0
5116 | 1127.2 | 0
5117 | 1127.2 | 0
5118 | 1127.2 | 0
5119 | 1127.015 | 0
5120 | 1126.9881 | 0
5121 | 1126.9766 | 0
5122 | 1126.9696 | 0
5123 | 1126.8 | 0
5124 | 1126.6764 | 0
5125 | 1126.5055 | 0
5126 | 1126.5055 | 0
5127 | 1126.43 | 0
5128 | 1126.4 | 0
5129 | 1126.4 | 0
5130 | 1126.266 | 0
5131 | 1125.992 | 0
5132 | 1125.8148 | 0
5133 | 1125.6 | 0
5134 | 1125.5 | 0
5135 | 1125.488 | 0
5136 | 1125.3411 | 0
5137 | 1125.237 | 0
5138 | 1125.2328 | 0
5139 | 1124.8 | 0
5140 | 1124.637 | 0
5141 | 1124.2295 | 0
5142 | 1124.1761 | 0
5143 | 1124 | 0
5144 | 1123.8746 | 0
5145 | 1123.8746 | 0
5146 | 1123.8746 | 0
5147 | 1123.825 | 0
5148 | 1123.7505 | 0
5149 | 1123.4907 | 0
5150 | 1123.1632 | 0
5151 | 1122.8155 | 0
5152 | 1122.777 | 0
5153 | 1122.775 | 0
5154 | 1122.711 | 0
5155 | 1122.6757 | 0
5156 | 1122.6445 | 0
5157 | 1122.6312 | 0
5158 | 1122.521 | 0
5159 | 1122.4035 | 0
5160 | 1122.4 | 0
5161 | 1122.4 | 0
5162 | 1122.4 | 0
5163 | 1122.3613 | 0
5164 | 1121.8987 | 0
5165 | 1121.6603 | 0
5166 | 1121.6 | 0
5167 | 1121.6 | 0
5168 | 1121.6 | 0
5169 | 1121.6 | 0
5170 | 1121.6 | 0
5171 | 1121.586 | 0
5172 | 1121.5161 | 0
5173 | 1121.2717 | 0
5174 | 1121.1221 | 0
5175 | 1120.8 | 0
5176 | 1120.197 | 0
5177 | 1120.1603 | 0
5178 | 1120.1186 | 0
5179 | 1120 | 0
5180 | 1120 | 0
5181 | 1120 | 0
5182 | 1119.86 | 0
5183 | 1119.4615 | 0
5184 | 1119.4615 | 0
5185 | 1119.408 | 0
5186 | 1119.2978 | 0
5187 | 1119.2 | 0
5188 | 1119.0192 | 0
5189 | 1118.7913 | 0
5190 | 1118.7892 | 0
5191 | 1118.7189 | 0
5192 | 1118.58 | 0
5193 | 1118.4 | 0
5194 | 1118.4 | 0
5195 | 1118.4 | 0
5196 | 1118.4 | 0
5197 | 1118.1698 | 0
5198 | 1118.0342 | 0
5199 | 1117.6 | 0
5200 | 1117.5266 | 0
5201 | 1117.404 | 0
5202 | 1117.2373 | 0
5203 | 1117.2373 | 0
5204 | 1117.132 | 0
5205 | 1117.045 | 0
5206 | 1117.0011 | 0
5207 | 1116.8 | 0
5208 | 1116.4602 | 0
5209 | 1116.444 | 0
5210 | 1116.4404 | 0
5211 | 1115.6435 | 0
5212 | 1115.5132 | 0
5213 | 1115.506 | 0
5214 | 1115.4545 | 0
5215 | 1115.2 | 0
5216 | 1115.2 | 0
5217 | 1115.1485 | 0
5218 | 1114.978 | 0
5219 | 1114.9063 | 0
5220 | 1114.771 | 0
5221 | 1114.766 | 0
5222 | 1114.3042 | 0
5223 | 1114.1294 | 0
5224 | 1114.082 | 0
5225 | 1114.0731 | 0
5226 | 1114.0731 | 0
5227 | 1114.0497 | 0
5228 | 1114.0497 | 0
5229 | 1113.8843 | 0
5230 | 1113.713 | 0
5231 | 1113.621 | 0
5232 | 1113.6 | 0
5233 | 1113.5773 | 0
5234 | 1113.5542 | 0
5235 | 1113.3524 | 0
5236 | 1113.2529 | 0
5237 | 1113.0665 | 0
5238 | 1113.0576 | 0
5239 | 1112.8 | 0
5240 | 1112.6918 | 0
5241 | 1112.5755 | 0
5242 | 1112.4017 | 0
5243 | 1112.084 | 0
5244 | 1112.0011 | 0
5245 | 1112 | 0
5246 | 1111.595 | 0
5247 | 1111.3104 | 0
5248 | 1111.2 | 0
5249 | 1111.2 | 0
5250 | 1111.2 | 0
5251 | 1111.0216 | 0
5252 | 1110.796 | 0
5253 | 1110.708 | 0
5254 | 1110.6197 | 0
5255 | 1110.6197 | 0
5256 | 1110.192 | 0
5257 | 1109.9109 | 0
5258 | 1109.8997 | 0
5259 | 1109.7952 | 0
5260 | 1109.748 | 0
5261 | 1109.6 | 0
5262 | 1109.6 | 0
5263 | 1109.6 | 0
5264 | 1109.428 | 0
5265 | 1109.3055 | 0
5266 | 1109.1642 | 0
5267 | 1108.8 | 0
5268 | 1108.431 | 0
5269 | 1108 | 0
5270 | 1108 | 0
5271 | 1107.6746 | 0
5272 | 1107.5098 | 0
5273 | 1107.3417 | 0
5274 | 1107.2 | 0
5275 | 1106.8931 | 0
5276 | 1106.8777 | 0
5277 | 1106.751 | 0
5278 | 1106.567 | 0
5279 | 1106.5238 | 0
5280 | 1106.5238 | 0
5281 | 1106.455 | 0
5282 | 1106.4 | 0
5283 | 1106.227 | 0
5284 | 1105.904 | 0
5285 | 1105.7849 | 0
5286 | 1105.6 | 0
5287 | 1105.581 | 0
5288 | 1105.284 | 0
5289 | 1105.284 | 0
5290 | 1105.275 | 0
5291 | 1105.1884 | 0
5292 | 1105.1745 | 0
5293 | 1105.0942 | 0
5294 | 1104.938 | 0
5295 | 1104.8061 | 0
5296 | 1104.482 | 0
5297 | 1104.2739 | 0
5298 | 1104.242 | 0
5299 | 1104.063 | 0
5300 | 1104.0155 | 0
5301 | 1104 | 0
5302 | 1104 | 0
5303 | 1103.6522 | 0
5304 | 1103.5739 | 0
5305 | 1103.419 | 0
5306 | 1103.3684 | 0
5307 | 1103.2 | 0
5308 | 1103.2 | 0
5309 | 1102.819 | 0
5310 | 1102.5551 | 0
5311 | 1102.5445 | 0
5312 | 1102.4753 | 0
5313 | 1102.4 | 0
5314 | 1102.4 | 0
5315 | 1102.325 | 0
5316 | 1102.0699 | 0
5317 | 1101.8888 | 0
5318 | 1101.8299 | 0
5319 | 1101.732 | 0
5320 | 1101.6408 | 0
5321 | 1101.6 | 0
5322 | 1101.6 | 0
5323 | 1101.4945 | 0
5324 | 1100.807 | 0
5325 | 1100.8 | 0
5326 | 1100.388 | 0
5327 | 1100.2595 | 0
5328 | 1100.2595 | 0
5329 | 1100.227 | 0
5330 | 1100.114 | 0
5331 | 1100.0177 | 0
5332 | 1100 | 0
5333 | 1099.9253 | 0
5334 | 1099.6024 | 0
5335 | 1099.177 | 0
5336 | 1098.997 | 0
5337 | 1098.9089 | 0
5338 | 1098.8781 | 0
5339 | 1098.8669 | 0
5340 | 1098.458 | 0
5341 | 1098.4 | 0
5342 | 1098.227 | 0
5343 | 1098.1261 | 0
5344 | 1098.0768 | 0
5345 | 1098.0623 | 0
5346 | 1097.92 | 0
5347 | 1097.3959 | 0
5348 | 1097.2 | 0
5349 | 1096.806 | 0
5350 | 1096.7099 | 0
5351 | 1096.2598 | 0
5352 | 1095.8283 | 0
5353 | 1095.822 | 0
5354 | 1095.2 | 0
5355 | 1095.1893 | 0
5356 | 1095.157 | 0
5357 | 1094.9209 | 0
5358 | 1094.6009 | 0
5359 | 1094.5292 | 0
5360 | 1094.4 | 0
5361 | 1094.398 | 0
5362 | 1094.2419 | 0
5363 | 1094.152 | 0
5364 | 1094.1275 | 0
5365 | 1093.9 | 0
5366 | 1093.7182 | 0
5367 | 1093.6 | 0
5368 | 1093.3526 | 0
5369 | 1093.259 | 0
5370 | 1093.0432 | 0
5371 | 1093.028 | 0
5372 | 1092.9827 | 0
5373 | 1092.8 | 0
5374 | 1092.8 | 0
5375 | 1092.7 | 0
5376 | 1092.6207 | 0
5377 | 1092.491 | 0
5378 | 1092.2168 | 0
5379 | 1092 | 0
5380 | 1092 | 0
5381 | 1091.61 | 0
5382 | 1091.5981 | 0
5383 | 1091.508 | 0
5384 | 1091.276 | 0
5385 | 1091.2 | 0
5386 | 1090.8972 | 0
5387 | 1090.7762 | 0
5388 | 1090.5899 | 0
5389 | 1090.429 | 0
5390 | 1090.4 | 0
5391 | 1089.986 | 0
5392 | 1089.836 | 0
5393 | 1089.7222 | 0
5394 | 1089.6 | 0
5395 | 1089.6 | 0
5396 | 1089.279 | 0
5397 | 1089.2673 | 0
5398 | 1088.8 | 0
5399 | 1088.8 | 0
5400 | 1088.8 | 0
5401 | 1088.8 | 0
5402 | 1088.8 | 0
5403 | 1088.675 | 0
5404 | 1088.5696 | 0
5405 | 1088.323 | 0
5406 | 1088.1963 | 0
5407 | 1088 | 0
5408 | 1088 | 0
5409 | 1087.883 | 0
5410 | 1087.8341 | 0
5411 | 1087.8341 | 0
5412 | 1087.8272 | 0
5413 | 1087.4829 | 0
5414 | 1087.344 | 0
5415 | 1087.2 | 0
5416 | 1087.115 | 0
5417 | 1087.0664 | 0
5418 | 1086.631 | 0
5419 | 1086.618 | 0
5420 | 1086.4 | 0
5421 | 1086.4 | 0
5422 | 1086.354 | 0
5423 | 1086.2248 | 0
5424 | 1085.9861 | 0
5425 | 1085.7551 | 0
5426 | 1085.7551 | 0
5427 | 1085.638 | 0
5428 | 1085.6 | 0
5429 | 1085.6 | 0
5430 | 1084.892 | 0
5431 | 1084.8 | 0
5432 | 1084.8 | 0
5433 | 1084.3737 | 0
5434 | 1084.0897 | 0
5435 | 1083.978 | 0
5436 | 1083.813 | 0
5437 | 1083.6514 | 0
5438 | 1083.6407 | 0
5439 | 1083.2 | 0
5440 | 1083.2 | 0
5441 | 1083.1262 | 0
5442 | 1082.9924 | 0
5443 | 1082.942 | 0
5444 | 1082.8362 | 0
5445 | 1082.752 | 0
5446 | 1082.4 | 0
5447 | 1082.4 | 0
5448 | 1082.229 | 0
5449 | 1082.1742 | 0
5450 | 1081.973 | 0
5451 | 1081.9499 | 0
5452 | 1081.611 | 0
5453 | 1081.511 | 0
5454 | 1081.3773 | 0
5455 | 1081.276 | 0
5456 | 1081.252 | 0
5457 | 1081.2144 | 0
5458 | 1081.1711 | 0
5459 | 1081.05 | 0
5460 | 1080.957 | 0
5461 | 1080.8 | 0
5462 | 1080.8 | 0
5463 | 1080.5804 | 0
5464 | 1080.559 | 0
5465 | 1080.396 | 0
5466 | 1080.054 | 0
5467 | 1080 | 0
5468 | 1079.7616 | 0
5469 | 1079.591 | 0
5470 | 1079.2074 | 0
5471 | 1079.2 | 0
5472 | 1078.9867 | 0
5473 | 1078.8483 | 0
5474 | 1078.4 | 0
5475 | 1078.2723 | 0
5476 | 1078.1882 | 0
5477 | 1078.088 | 0
5478 | 1078.045 | 0
5479 | 1077.8998 | 0
5480 | 1077.866 | 0
5481 | 1077.8269 | 0
5482 | 1077.6 | 0
5483 | 1077.6 | 0
5484 | 1077.5727 | 0
5485 | 1077.5368 | 0
5486 | 1077.4669 | 0
5487 | 1077.4462 | 0
5488 | 1077.3961 | 0
5489 | 1077.291 | 0
5490 | 1076.9383 | 0
5491 | 1076.9171 | 0
5492 | 1076.8 | 0
5493 | 1076.8 | 0
5494 | 1076.722 | 0
5495 | 1076.3005 | 0
5496 | 1076.0855 | 0
5497 | 1076.0855 | 0
5498 | 1076.0855 | 0
5499 | 1076.0594 | 0
5500 | 1076 | 0
5501 | 1076 | 0
5502 | 1076 | 0
5503 | 1075.8529 | 0
5504 | 1075.5123 | 0
5505 | 1075.3302 | 0
5506 | 1075.3302 | 0
5507 | 1075.2 | 0
5508 | 1075.2 | 0
5509 | 1074.5947 | 0
5510 | 1074.5947 | 0
5511 | 1074.4 | 0
5512 | 1074.33 | 0
5513 | 1074.0238 | 0
5514 | 1073.9732 | 0
5515 | 1073.6523 | 0
5516 | 1073.6 | 0
5517 | 1073.6 | 0
5518 | 1073.6 | 0
5519 | 1073.6 | 0
5520 | 1073.537 | 0
5521 | 1073.4084 | 0
5522 | 1073.3228 | 0
5523 | 1072.8488 | 0
5524 | 1072.8 | 0
5525 | 1072.8 | 0
5526 | 1072.8 | 0
5527 | 1072.5339 | 0
5528 | 1072.2006 | 0
5529 | 1072.122 | 0
5530 | 1072 | 0
5531 | 1072 | 0
5532 | 1071.8147 | 0
5533 | 1071.6526 | 0
5534 | 1071.6104 | 0
5535 | 1071.458 | 0
5536 | 1071.4449 | 0
5537 | 1071.439 | 0
5538 | 1071.3572 | 0
5539 | 1071.282 | 0
5540 | 1071.2507 | 0
5541 | 1071.2 | 0
5542 | 1071.05 | 0
5543 | 1070.4841 | 0
5544 | 1070.4651 | 0
5545 | 1070.4 | 0
5546 | 1070.4 | 0
5547 | 1070.4 | 0
5548 | 1070.1512 | 0
5549 | 1069.6 | 0
5550 | 1069.4461 | 0
5551 | 1069.424 | 0
5552 | 1069.424 | 0
5553 | 1069.3668 | 0
5554 | 1068.8 | 0
5555 | 1068.7106 | 0
5556 | 1068.5028 | 0
5557 | 1068.0858 | 0
5558 | 1067.9509 | 0
5559 | 1067.8206 | 0
5560 | 1067.6514 | 0
5561 | 1067.464 | 0
5562 | 1067.315 | 0
5563 | 1067.268 | 0
5564 | 1067.2395 | 0
5565 | 1067.2 | 0
5566 | 1066.826 | 0
5567 | 1066.4502 | 0
5568 | 1066.4 | 0
5569 | 1066.2364 | 0
5570 | 1066.076 | 0
5571 | 1065.6 | 0
5572 | 1065.5889 | 0
5573 | 1065.211 | 0
5574 | 1064.8 | 0
5575 | 1064.8 | 0
5576 | 1064.339 | 0
5577 | 1064.2324 | 0
5578 | 1064 | 0
5579 | 1064 | 0
5580 | 1063.922 | 0
5581 | 1062.6763 | 0
5582 | 1062.5736 | 0
5583 | 1062.166 | 0
5584 | 1061.6 | 0
5585 | 1061.5812 | 0
5586 | 1061.564 | 0
5587 | 1061.519 | 0
5588 | 1061.386 | 0
5589 | 1061.094 | 0
5590 | 1060.8905 | 0
5591 | 1060.777 | 0
5592 | 1060.1998 | 0
5593 | 1060.1419 | 0
5594 | 1059.8843 | 0
5595 | 1059.7836 | 0
5596 | 1059.5877 | 0
5597 | 1059.333 | 0
5598 | 1058.8184 | 0
5599 | 1058.51 | 0
5600 | 1058.1277 | 0
5601 | 1057.9646 | 0
5602 | 1057.6778 | 0
5603 | 1057.6 | 0
5604 | 1057.6 | 0
5605 | 1057.6 | 0
5606 | 1057.4129 | 0
5607 | 1057.156 | 0
5608 | 1056.4835 | 0
5609 | 1056 | 0
5610 | 1056 | 0
5611 | 1056 | 0
5612 | 1056 | 0
5613 | 1055.859 | 0
5614 | 1055.456 | 0
5615 | 1055.365 | 0
5616 | 1055.2 | 0
5617 | 1055.169 | 0
5618 | 1055.099 | 0
5619 | 1055.082 | 0
5620 | 1054.9635 | 0
5621 | 1054.7357 | 0
5622 | 1054.7357 | 0
5623 | 1054.7081 | 0
5624 | 1054.4 | 0
5625 | 1054.4 | 0
5626 | 1054.4 | 0
5627 | 1054.2475 | 0
5628 | 1054.0186 | 0
5629 | 1053.7961 | 0
5630 | 1053.719 | 0
5631 | 1053.6 | 0
5632 | 1053.267 | 0
5633 | 1053.168 | 0
5634 | 1052.302 | 0
5635 | 1052 | 0
5636 | 1051.8925 | 0
5637 | 1051.3962 | 0
5638 | 1051.2209 | 0
5639 | 1051.2 | 0
5640 | 1051.2 | 0
5641 | 1051.2 | 0
5642 | 1051.1298 | 0
5643 | 1051.0647 | 0
5644 | 1051.0551 | 0
5645 | 1050.9114 | 0
5646 | 1050.829 | 0
5647 | 1050.4 | 0
5648 | 1050.3472 | 0
5649 | 1050.3226 | 0
5650 | 1050.3226 | 0
5651 | 1050.3226 | 0
5652 | 1050.113 | 0
5653 | 1049.8395 | 0
5654 | 1049.667 | 0
5655 | 1049.6 | 0
5656 | 1049.5751 | 0
5657 | 1049.4094 | 0
5658 | 1049.2758 | 0
5659 | 1049.2511 | 0
5660 | 1049.1048 | 0
5661 | 1048.5359 | 0
5662 | 1048.2088 | 0
5663 | 1048.116 | 0
5664 | 1048 | 0
5665 | 1048 | 0
5666 | 1047.8219 | 0
5667 | 1047.7675 | 0
5668 | 1047.7675 | 0
5669 | 1047.2 | 0
5670 | 1047.146 | 0
5671 | 1047.104 | 0
5672 | 1046.5357 | 0
5673 | 1046.5245 | 0
5674 | 1046.4 | 0
5675 | 1046.4 | 0
5676 | 1046.3142 | 0
5677 | 1046.053 | 0
5678 | 1045.7588 | 0
5679 | 1045.7035 | 0
5680 | 1045.6 | 0
5681 | 1045.6 | 0
5682 | 1045.1739 | 0
5683 | 1044.9992 | 0
5684 | 1044.814 | 0
5685 | 1044.8 | 0
5686 | 1044.8 | 0
5687 | 1044.668 | 0
5688 | 1044.091 | 0
5689 | 1044.046 | 0
5690 | 1044 | 0
5691 | 1044 | 0
5692 | 1044 | 0
5693 | 1043.7397 | 0
5694 | 1043.557 | 0
5695 | 1043.2 | 0
5696 | 1043.0311 | 0
5697 | 1042.9674 | 0
5698 | 1042.9327 | 0
5699 | 1042.651 | 0
5700 | 1042.494 | 0
5701 | 1042.2318 | 0
5702 | 1041.9355 | 0
5703 | 1041.8741 | 0
5704 | 1041.8558 | 0
5705 | 1041.693 | 0
5706 | 1041.6 | 0
5707 | 1041.4963 | 0
5708 | 1041.064 | 0
5709 | 1040.947 | 0
5710 | 1040.8 | 0
5711 | 1040.75 | 0
5712 | 1040.5708 | 0
5713 | 1040.3999 | 0
5714 | 1040.324 | 0
5715 | 1040.17 | 0
5716 | 1040.17 | 0
5717 | 1040.0298 | 0
5718 | 1040.0253 | 0
5719 | 1040.0253 | 0
5720 | 1040.0253 | 0
5721 | 1040 | 0
5722 | 1040 | 0
5723 | 1039.8662 | 0
5724 | 1039.674 | 0
5725 | 1039.5433 | 0
5726 | 1039.4979 | 0
5727 | 1039.4793 | 0
5728 | 1039.2 | 0
5729 | 1038.7663 | 0
5730 | 1038.644 | 0
5731 | 1038.439 | 0
5732 | 1038.0979 | 0
5733 | 1038.0979 | 0
5734 | 1038.061 | 0
5735 | 1037.8187 | 0
5736 | 1037.81 | 0
5737 | 1037.6411 | 0
5738 | 1037.6 | 0
5739 | 1037.4685 | 0
5740 | 1037.0083 | 0
5741 | 1036.9885 | 0
5742 | 1036.9712 | 0
5743 | 1036.8 | 0
5744 | 1036.8 | 0
5745 | 1036.7165 | 0
5746 | 1036.4355 | 0
5747 | 1036.3477 | 0
5748 | 1036.347 | 0
5749 | 1035.63 | 0
5750 | 1035.6122 | 0
5751 | 1035.489 | 0
5752 | 1035.3352 | 0
5753 | 1035.2371 | 0
5754 | 1035.196 | 0
5755 | 1034.934 | 0
5756 | 1034.8766 | 0
5757 | 1034.4 | 0
5758 | 1034.163 | 0
5759 | 1034.1411 | 0
5760 | 1034.1178 | 0
5761 | 1034.0283 | 0
5762 | 1033.825 | 0
5763 | 1033.754 | 0
5764 | 1033.564 | 0
5765 | 1033.486 | 0
5766 | 1033.4007 | 0
5767 | 1033.3278 | 0
5768 | 1032.9192 | 0
5769 | 1032.8 | 0
5770 | 1032.8 | 0
5771 | 1032.7373 | 0
5772 | 1032.5724 | 0
5773 | 1032.5448 | 0
5774 | 1032 | 0
5775 | 1031.9346 | 0
5776 | 1031.8818 | 0
5777 | 1031.53 | 0
5778 | 1031.203 | 0
5779 | 1031.2 | 0
5780 | 1031.199 | 0
5781 | 1031.1911 | 0
5782 | 1031.1911 | 0
5783 | 1030.8817 | 0
5784 | 1030.5004 | 0
5785 | 1030.4 | 0
5786 | 1030.094 | 0
5787 | 1029.977 | 0
5788 | 1029.964 | 0
5789 | 1029.6 | 0
5790 | 1029.466 | 0
5791 | 1029.119 | 0
5792 | 1029.119 | 0
5793 | 1028.874 | 0
5794 | 1028.83 | 0
5795 | 1028.8 | 0
5796 | 1028.635 | 0
5797 | 1028.4225 | 0
5798 | 1028.257 | 0
5799 | 1028 | 0
5800 | 1028 | 0
5801 | 1027.9858 | 0
5802 | 1027.7377 | 0
5803 | 1027.48 | 0
5804 | 1027.129 | 0
5805 | 1027.0912 | 0
5806 | 1026.622 | 0
5807 | 1026.462 | 0
5808 | 1026.4 | 0
5809 | 1026.4 | 0
5810 | 1026.3765 | 0
5811 | 1025.9707 | 0
5812 | 1025.3149 | 0
5813 | 1025.232 | 0
5814 | 1025.0301 | 0
5815 | 1024.9954 | 0
5816 | 1024.991 | 0
5817 | 1024.287 | 0
5818 | 1024.0045 | 0
5819 | 1024 | 0
5820 | 1023.3432 | 0
5821 | 1023.2276 | 0
5822 | 1023.2024 | 0
5823 | 1022.9029 | 0
5824 | 1022.571 | 0
5825 | 1022.55 | 0
5826 | 1022.4 | 0
5827 | 1022.2874 | 0
5828 | 1022.2122 | 0
5829 | 1021.6373 | 0
5830 | 1021.6 | 0
5831 | 1021.5215 | 0
5832 | 1021.1849 | 0
5833 | 1021.024 | 0
5834 | 1020.8968 | 0
5835 | 1020.8968 | 0
5836 | 1020.8308 | 0
5837 | 1020.8308 | 0
5838 | 1020.8 | 0
5839 | 1020.5365 | 0
5840 | 1020.516 | 0
5841 | 1020 | 0
5842 | 1020 | 0
5843 | 1019.8339 | 0
5844 | 1019.831 | 0
5845 | 1019.4494 | 0
5846 | 1019.4307 | 0
5847 | 1019.2 | 0
5848 | 1019.2 | 0
5849 | 1019.092 | 0
5850 | 1018.6952 | 0
5851 | 1018.4 | 0
5852 | 1018.275 | 0
5853 | 1018.1982 | 0
5854 | 1018.0681 | 0
5855 | 1017.97 | 0
5856 | 1017.789 | 0
5857 | 1017.622 | 0
5858 | 1017.2747 | 0
5859 | 1017.1236 | 0
5860 | 1017.049 | 0
5861 | 1016.8 | 0
5862 | 1016.1898 | 0
5863 | 1016.173 | 0
5864 | 1016 | 0
5865 | 1016 | 0
5866 | 1016 | 0
5867 | 1016 | 0
5868 | 1015.996 | 0
5869 | 1015.996 | 0
5870 | 1015.736 | 0
5871 | 1015.72 | 0
5872 | 1015.4608 | 0
5873 | 1015.0755 | 0
5874 | 1015.0176 | 0
5875 | 1014.4 | 0
5876 | 1014.4 | 0
5877 | 1014.359 | 0
5878 | 1014.0104 | 0
5879 | 1013.9043 | 0
5880 | 1013.2333 | 0
5881 | 1012.9324 | 0
5882 | 1012.811 | 0
5883 | 1012.5426 | 0
5884 | 1012.197 | 0
5885 | 1012 | 0
5886 | 1011.616 | 0
5887 | 1011.485 | 0
5888 | 1010.9393 | 0
5889 | 1010.911 | 0
5890 | 1010.871 | 0
5891 | 1010.5833 | 0
5892 | 1010.4706 | 0
5893 | 1010.4 | 0
5894 | 1009.939 | 0
5895 | 1009.8492 | 0
5896 | 1009.7099 | 0
5897 | 1009.6 | 0
5898 | 1009.0892 | 0
5899 | 1008.8 | 0
5900 | 1008.77 | 0
5901 | 1008.407 | 0
5902 | 1008.3985 | 0
5903 | 1008.3985 | 0
5904 | 1008.2725 | 0
5905 | 1008 | 0
5906 | 1007.9081 | 0
5907 | 1007.2 | 0
5908 | 1007.057 | 0
5909 | 1007.0171 | 0
5910 | 1006.9788 | 0
5911 | 1006.9269 | 0
5912 | 1006.925 | 0
5913 | 1006.4 | 0
5914 | 1006.4 | 0
5915 | 1005.6358 | 0
5916 | 1005.3405 | 0
5917 | 1005.2559 | 0
5918 | 1004.7203 | 0
5919 | 1004.4362 | 0
5920 | 1004.3509 | 0
5921 | 1004.2544 | 0
5922 | 1004 | 0
5923 | 1003.9848 | 0
5924 | 1003.5637 | 0
5925 | 1003.5499 | 0
5926 | 1003.5325 | 0
5927 | 1003.501 | 0
5928 | 1003.211 | 0
5929 | 1003.197 | 0
5930 | 1003.1398 | 0
5931 | 1002.649 | 0
5932 | 1002.5404 | 0
5933 | 1002.4448 | 0
5934 | 1002.3878 | 0
5935 | 1002.061 | 0
5936 | 1001.7782 | 0
5937 | 1001.4733 | 0
5938 | 1001.0427 | 0
5939 | 1001.0427 | 0
5940 | 1001.0427 | 0
5941 | 1000.8 | 0
5942 | 1000.6964 | 0
5943 | 1000.3072 | 0
5944 | 1000.1103 | 0
5945 | 1000 | 0
5946 | 999.966 | 0
5947 | 999.303 | 0
5948 | 999.2 | 0
5949 | 999.188 | 0
5950 | 999.0366 | 0
5951 | 998.7939 | 0
5952 | 998.7617 | 0
5953 | 998.7289 | 0
5954 | 998.4 | 0
5955 | 998.236 | 0
5956 | 998.1356 | 0
5957 | 997.74 | 0
5958 | 997.6 | 0
5959 | 997.558 | 0
5960 | 997.388 | 0
5961 | 997.387 | 0
5962 | 996.949 | 0
5963 | 996.848 | 0
5964 | 996.8117 | 0
5965 | 996.8 | 0
5966 | 996.612 | 0
5967 | 996 | 0
5968 | 995.2755 | 0
5969 | 995.2 | 0
5970 | 995.2 | 0
5971 | 994.822 | 0
5972 | 994.4167 | 0
5973 | 994.4 | 0
5974 | 994.134 | 0
5975 | 994.1031 | 0
5976 | 993.966 | 0
5977 | 993.9174 | 0
5978 | 993.8319 | 0
5979 | 993.6875 | 0
5980 | 993.6 | 0
5981 | 993.5084 | 0
5982 | 993.2035 | 0
5983 | 992.8 | 0
5984 | 992.7355 | 0
5985 | 992.2165 | 0
5986 | 992.147 | 0
5987 | 992 | 0
5988 | 991.3731 | 0
5989 | 991.2 | 0
5990 | 991.14 | 0
5991 | 991.1314 | 0
5992 | 991.078 | 0
5993 | 991.068 | 0
5994 | 990.4614 | 0
5995 | 990.0065 | 0
5996 | 989.602 | 0
5997 | 989.561 | 0
5998 | 989.2744 | 0
5999 | 989.2744 | 0
6000 | 988.9209 | 0
6001 | 988.8 | 0
6002 | 988.8 | 0
6003 | 988.5389 | 0
6004 | 988.449 | 0
6005 | 988.3687 | 0
6006 | 988.3687 | 0
6007 | 987.833 | 0
6008 | 987.823 | 0
6009 | 987.594 | 0
6010 | 986.9251 | 0
6011 | 986.7115 | 0
6012 | 985.6059 | 0
6013 | 985.6 | 0
6014 | 985.6 | 0
6015 | 985.1178 | 0
6016 | 984.961 | 0
6017 | 984.8613 | 0
6018 | 984.8 | 0
6019 | 983.6487 | 0
6020 | 983.2 | 0
6021 | 983.0315 | 0
6022 | 982.8432 | 0
6023 | 982.8432 | 0
6024 | 982.402 | 0
6025 | 982.4 | 0
6026 | 981.6 | 0
6027 | 981.3959 | 0
6028 | 981.304 | 0
6029 | 980.994 | 0
6030 | 980.8 | 0
6031 | 980.4482 | 0
6032 | 980.197 | 0
6033 | 979.933 | 0
6034 | 979.2 | 0
6035 | 979.152 | 0
6036 | 979.12 | 0
6037 | 979.053 | 0
6038 | 978.9424 | 0
6039 | 978.516 | 0
6040 | 978.4 | 0
6041 | 978.4 | 0
6042 | 978.1652 | 0
6043 | 977.329 | 0
6044 | 977.25 | 0
6045 | 976.907 | 0
6046 | 976.828 | 0
6047 | 976.8 | 0
6048 | 976.8 | 0
6049 | 976.5554 | 0
6050 | 976.1213 | 0
6051 | 976.035 | 0
6052 | 976.002 | 0
6053 | 975.9364 | 0
6054 | 975.8383 | 0
6055 | 975.5698 | 0
6056 | 975.2784 | 0
6057 | 975.268 | 0
6058 | 974.5728 | 0
6059 | 974.555 | 0
6060 | 974.019 | 0
6061 | 973.8643 | 0
6062 | 973.8643 | 0
6063 | 973.6 | 0
6064 | 973.1736 | 0
6065 | 973.1736 | 0
6066 | 973.1736 | 0
6067 | 972.841 | 0
6068 | 972.737 | 0
6069 | 972.383 | 0
6070 | 972.3574 | 0
6071 | 972.165 | 0
6072 | 972 | 0
6073 | 971.536 | 0
6074 | 971.201 | 0
6075 | 971.2 | 0
6076 | 971.1397 | 0
6077 | 970.887 | 0
6078 | 970.8864 | 0
6079 | 970.741 | 0
6080 | 970.4 | 0
6081 | 970.3841 | 0
6082 | 970.1509 | 0
6083 | 969.7735 | 0
6084 | 969.506 | 0
6085 | 969.134 | 0
6086 | 969.0295 | 0
6087 | 968.9779 | 0
6088 | 968.8011 | 0
6089 | 968.8 | 0
6090 | 968.3737 | 0
6091 | 968.3388 | 0
6092 | 968 | 0
6093 | 967.693 | 0
6094 | 967.4928 | 0
6095 | 967.4233 | 0
6096 | 967.2088 | 0
6097 | 967.2 | 0
6098 | 967.2 | 0
6099 | 966.9575 | 0
6100 | 966.9575 | 0
6101 | 966.93 | 0
6102 | 966.5111 | 0
6103 | 966.2668 | 0
6104 | 966.192 | 0
6105 | 966.144 | 0
6106 | 965.839 | 0
6107 | 965.4739 | 0
6108 | 965.107 | 0
6109 | 964.8 | 0
6110 | 964.8 | 0
6111 | 964.4063 | 0
6112 | 964.1947 | 0
6113 | 964 | 0
6114 | 963.4036 | 0
6115 | 963.2 | 0
6116 | 963.2 | 0
6117 | 962.7957 | 0
6118 | 962.5079 | 0
6119 | 962.443 | 0
6120 | 962.4338 | 0
6121 | 962.0602 | 0
6122 | 961.6 | 0
6123 | 961.6 | 0
6124 | 961.5296 | 0
6125 | 961.4501 | 0
6126 | 961.3246 | 0
6127 | 961.0472 | 0
6128 | 961.001 | 0
6129 | 960.8 | 0
6130 | 960.752 | 0
6131 | 960.7413 | 0
6132 | 960.2503 | 0
6133 | 960 | 0
6134 | 960 | 0
6135 | 959.8536 | 0
6136 | 959.437 | 0
6137 | 958.726 | 0
6138 | 958.609 | 0
6139 | 958.182 | 0
6140 | 957.674 | 0
6141 | 957.647 | 0
6142 | 957.6 | 0
6143 | 957.6 | 0
6144 | 957.501 | 0
6145 | 956.9115 | 0
6146 | 956.861 | 0
6147 | 956.4739 | 0
6148 | 956.176 | 0
6149 | 956.176 | 0
6150 | 955.9065 | 0
6151 | 955.563 | 0
6152 | 955.4405 | 0
6153 | 955.36 | 0
6154 | 955.2158 | 0
6155 | 954.794 | 0
6156 | 954.5252 | 0
6157 | 954.5088 | 0
6158 | 954.4075 | 0
6159 | 954.4 | 0
6160 | 953.993 | 0
6161 | 953.6 | 0
6162 | 953.6 | 0
6163 | 953.4016 | 0
6164 | 952.8174 | 0
6165 | 952.8 | 0
6166 | 952.1242 | 0
6167 | 951.6977 | 0
6168 | 951.408 | 0
6169 | 951.2 | 0
6170 | 951.0801 | 0
6171 | 951.0274 | 0
6172 | 950.4987 | 0
6173 | 950.4 | 0
6174 | 950.4 | 0
6175 | 950.4 | 0
6176 | 949.841 | 0
6177 | 949.7888 | 0
6178 | 949.6904 | 0
6179 | 949.6 | 0
6180 | 949.6 | 0
6181 | 949.6 | 0
6182 | 949.6 | 0
6183 | 949.5925 | 0
6184 | 949.208 | 0
6185 | 948.6415 | 0
6186 | 948.631 | 0
6187 | 948.3591 | 0
6188 | 947.273 | 0
6189 | 946.9489 | 0
6190 | 946.4 | 0
6191 | 946.1464 | 0
6192 | 945.9468 | 0
6193 | 945.9063 | 0
6194 | 945.9063 | 0
6195 | 945.8787 | 0
6196 | 945.2549 | 0
6197 | 945.1432 | 0
6198 | 944.8 | 0
6199 | 944.397 | 0
6200 | 944.3424 | 0
6201 | 944.1649 | 0
6202 | 943.9799 | 0
6203 | 943.5293 | 0
6204 | 943.4742 | 0
6205 | 943.2 | 0
6206 | 943.2 | 0
6207 | 943.2 | 0
6208 | 942.426 | 0
6209 | 942.4 | 0
6210 | 942.4 | 0
6211 | 942.4 | 0
6212 | 942.4 | 0
6213 | 942.1656 | 0
6214 | 941.4022 | 0
6215 | 940.8 | 0
6216 | 939.5312 | 0
6217 | 939.3301 | 0
6218 | 939.3183 | 0
6219 | 939.259 | 0
6220 | 938.7295 | 0
6221 | 938.571 | 0
6222 | 937.788 | 0
6223 | 937.6 | 0
6224 | 936.9874 | 0
6225 | 936.9532 | 0
6226 | 936.672 | 0
6227 | 936.447 | 0
6228 | 936.0094 | 0
6229 | 936 | 0
6230 | 935.942 | 0
6231 | 935.4336 | 0
6232 | 935.0749 | 0
6233 | 934.4 | 0
6234 | 934.389 | 0
6235 | 934.3477 | 0
6236 | 934.1267 | 0
6237 | 934.1104 | 0
6238 | 933.8677 | 0
6239 | 933.853 | 0
6240 | 933.7278 | 0
6241 | 933.699 | 0
6242 | 933.6 | 0
6243 | 933.17 | 0
6244 | 933.114 | 0
6245 | 933.1028 | 0
6246 | 932.616 | 0
6247 | 932.4233 | 0
6248 | 932.415 | 0
6249 | 932 | 0
6250 | 932 | 0
6251 | 931.0419 | 0
6252 | 930.985 | 0
6253 | 930.64 | 0
6254 | 930.6139 | 0
6255 | 930.0798 | 0
6256 | 930.0669 | 0
6257 | 929.6605 | 0
6258 | 929.5402 | 0
6259 | 928.89 | 0
6260 | 928.5379 | 0
6261 | 928.2792 | 0
6262 | 927.5885 | 0
6263 | 927.2 | 0
6264 | 927.2 | 0
6265 | 926.8978 | 0
6266 | 926.8872 | 0
6267 | 926.8434 | 0
6268 | 926.6013 | 0
6269 | 925.5164 | 0
6270 | 925.2842 | 0
6271 | 924.9656 | 0
6272 | 924.647 | 0
6273 | 924 | 0
6274 | 923.2 | 0
6275 | 923.2 | 0
6276 | 923.0026 | 0
6277 | 923.0026 | 0
6278 | 922.415 | 0
6279 | 921.625 | 0
6280 | 921.6 | 0
6281 | 921.6 | 0
6282 | 920.542 | 0
6283 | 920.17 | 0
6284 | 920.1355 | 0
6285 | 920 | 0
6286 | 919.991 | 0
6287 | 919.3003 | 0
6288 | 918.666 | 0
6289 | 918.6645 | 0
6290 | 918.6096 | 0
6291 | 918.411 | 0
6292 | 918.4 | 0
6293 | 918.03 | 0
6294 | 917.901 | 0
6295 | 916.9976 | 0
6296 | 916.0101 | 0
6297 | 916 | 0
6298 | 915.603 | 0
6299 | 915.477 | 0
6300 | 915.255 | 0
6301 | 915.2 | 0
6302 | 914.8386 | 0
6303 | 914.3338 | 0
6304 | 914.2514 | 0
6305 | 914.0068 | 0
6306 | 913.5158 | 0
6307 | 912.0448 | 0
6308 | 912 | 0
6309 | 911.7028 | 0
6310 | 911.7028 | 0
6311 | 911.6949 | 0
6312 | 911.5146 | 0
6313 | 911.1879 | 0
6314 | 910.899 | 0
6315 | 910.3214 | 0
6316 | 909.1027 | 0
6317 | 908.4526 | 0
6318 | 908.0488 | 0
6319 | 907.915 | 0
6320 | 907.5587 | 0
6321 | 906.4 | 0
6322 | 906.4 | 0
6323 | 906.2351 | 0
6324 | 906.1606 | 0
6325 | 906.1606 | 0
6326 | 906.1208 | 0
6327 | 905.877 | 0
6328 | 905.6 | 0
6329 | 905.5732 | 0
6330 | 905.477 | 0
6331 | 905.4251 | 0
6332 | 905.259 | 0
6333 | 905.101 | 0
6334 | 904.8 | 0
6335 | 904.3835 | 0
6336 | 904.057 | 0
6337 | 904 | 0
6338 | 904 | 0
6339 | 903.9083 | 0
6340 | 903.8122 | 0
6341 | 903.735 | 0
6342 | 903.2 | 0
6343 | 902.483 | 0
6344 | 902.102 | 0
6345 | 901.6 | 0
6346 | 900.704 | 0
6347 | 900.697 | 0
6348 | 900.2029 | 0
6349 | 900.079 | 0
6350 | 899.6868 | 0
6351 | 899.541 | 0
6352 | 899.2 | 0
6353 | 898.8077 | 0
6354 | 898.5931 | 0
6355 | 898.574 | 0
6356 | 898.4 | 0
6357 | 898.155 | 0
6358 | 898.0699 | 0
6359 | 897.95 | 0
6360 | 897.6 | 0
6361 | 896.5867 | 0
6362 | 896 | 0
6363 | 895.8243 | 0
6364 | 895.1263 | 0
6365 | 895.1263 | 0
6366 | 895.0328 | 0
6367 | 894.9055 | 0
6368 | 894.813 | 0
6369 | 894.4 | 0
6370 | 893.7415 | 0
6371 | 892.9213 | 0
6372 | 892.8 | 0
6373 | 892.8 | 0
6374 | 891.925 | 0
6375 | 891.6729 | 0
6376 | 891.6729 | 0
6377 | 891.524 | 0
6378 | 891.267 | 0
6379 | 890.7147 | 0
6380 | 890.4 | 0
6381 | 890.4 | 0
6382 | 889.7008 | 0
6383 | 889.368 | 0
6384 | 889.2698 | 0
6385 | 889.2437 | 0
6386 | 889.005 | 0
6387 | 888.9102 | 0
6388 | 888.252 | 0
6389 | 888.082 | 0
6390 | 888.077 | 0
6391 | 888.0562 | 0
6392 | 888 | 0
6393 | 887.264 | 0
6394 | 887.0799 | 0
6395 | 886.366 | 0
6396 | 886.201 | 0
6397 | 886.193 | 0
6398 | 885.9086 | 0
6399 | 885.4685 | 0
6400 | 884.928 | 0
6401 | 883.3154 | 0
6402 | 883.2 | 0
6403 | 882.8525 | 0
6404 | 882.8417 | 0
6405 | 882.8235 | 0
6406 | 882.694 | 0
6407 | 882.651 | 0
6408 | 882.624 | 0
6409 | 882.579 | 0
6410 | 882.1064 | 0
6411 | 881.612 | 0
6412 | 881.4527 | 0
6413 | 881.3451 | 0
6414 | 880.938 | 0
6415 | 880.8 | 0
6416 | 880.622 | 0
6417 | 880 | 0
6418 | 879.9313 | 0
6419 | 879.7304 | 0
6420 | 879.2406 | 0
6421 | 879.0094 | 0
6422 | 878.5446 | 0
6423 | 878.4 | 0
6424 | 877.8811 | 0
6425 | 877.6 | 0
6426 | 877.3751 | 0
6427 | 876.805 | 0
6428 | 876.8 | 0
6429 | 876.8 | 0
6430 | 876.8 | 0
6431 | 876.5771 | 0
6432 | 876.383 | 0
6433 | 876.0043 | 0
6434 | 875.7872 | 0
6435 | 875.2 | 0
6436 | 874.7245 | 0
6437 | 874.2602 | 0
6438 | 874.205 | 0
6439 | 873.0622 | 0
6440 | 873.013 | 0
6441 | 872.9741 | 0
6442 | 872.0645 | 0
6443 | 871.996 | 0
6444 | 871.6431 | 0
6445 | 871.2 | 0
6446 | 870.547 | 0
6447 | 870.304 | 0
6448 | 870.2682 | 0
6449 | 870.2617 | 0
6450 | 869.633 | 0
6451 | 869.487 | 0
6452 | 866.892 | 0
6453 | 866.164 | 0
6454 | 866.1271 | 0
6455 | 864.861 | 0
6456 | 864.8 | 0
6457 | 864.1732 | 0
6458 | 863.605 | 0
6459 | 863.52 | 0
6460 | 863.2 | 0
6461 | 862.4134 | 0
6462 | 861.9735 | 0
6463 | 861.226 | 0
6464 | 860.9694 | 0
6465 | 860.8 | 0
6466 | 860.8 | 0
6467 | 860.713 | 0
6468 | 860.5921 | 0
6469 | 860.551 | 0
6470 | 859.624 | 0
6471 | 859.4179 | 0
6472 | 858.742 | 0
6473 | 858.4429 | 0
6474 | 858.4 | 0
6475 | 858.2665 | 0
6476 | 858.247 | 0
6477 | 857.2624 | 0
6478 | 857.0857 | 0
6479 | 856.951 | 0
6480 | 856.555 | 0
6481 | 856.2803 | 0
6482 | 856 | 0
6483 | 855.7574 | 0
6484 | 855.543 | 0
6485 | 855.4501 | 0
6486 | 855.4089 | 0
6487 | 855.2 | 0
6488 | 855.171 | 0
6489 | 854.4 | 0
6490 | 853.6 | 0
6491 | 853.2232 | 0
6492 | 852.8 | 0
6493 | 852.6441 | 0
6494 | 851.9365 | 0
6495 | 851.5291 | 0
6496 | 851.215 | 0
6497 | 851.2 | 0
6498 | 850.4 | 0
6499 | 850.341 | 0
6500 | 849.9704 | 0
6501 | 848.8505 | 0
6502 | 848.7901 | 0
6503 | 848.4842 | 0
6504 | 848.1616 | 0
6505 | 848.1598 | 0
6506 | 848 | 0
6507 | 847.2718 | 0
6508 | 846.3463 | 0
6509 | 846.0043 | 0
6510 | 845.6 | 0
6511 | 845.369 | 0
6512 | 845.333 | 0
6513 | 845.2702 | 0
6514 | 844.8066 | 0
6515 | 844.7064 | 0
6516 | 843.9182 | 0
6517 | 843.7136 | 0
6518 | 843.2 | 0
6519 | 842.753 | 0
6520 | 842.1704 | 0
6521 | 842.0808 | 0
6522 | 840.5623 | 0
6523 | 840 | 0
6524 | 840 | 0
6525 | 839.555 | 0
6526 | 839.44 | 0
6527 | 838.4 | 0
6528 | 838.4 | 0
6529 | 837.4805 | 0
6530 | 837.0277 | 0
6531 | 836.8 | 0
6532 | 836.64 | 0
6533 | 836 | 0
6534 | 835.9855 | 0
6535 | 835.7275 | 0
6536 | 835.519 | 0
6537 | 833.8618 | 0
6538 | 833.363 | 0
6539 | 832.2691 | 0
6540 | 831.2 | 0
6541 | 831.19 | 0
6542 | 831.1376 | 0
6543 | 830.0973 | 0
6544 | 829.986 | 0
6545 | 829.6 | 0
6546 | 829.113 | 0
6547 | 828.8 | 0
6548 | 828.8 | 0
6549 | 828.8 | 0
6550 | 828.4586 | 0
6551 | 828.43 | 0
6552 | 828.2161 | 0
6553 | 827.5326 | 0
6554 | 827.2 | 0
6555 | 826.7486 | 0
6556 | 826.6632 | 0
6557 | 826.5843 | 0
6558 | 826.4 | 0
6559 | 825.915 | 0
6560 | 825.6 | 0
6561 | 824.194 | 0
6562 | 823.7824 | 0
6563 | 823.5547 | 0
6564 | 823.2952 | 0
6565 | 823.2952 | 0
6566 | 822.6911 | 0
6567 | 822.307 | 0
6568 | 822.233 | 0
6569 | 821.2232 | 0
6570 | 820.8 | 0
6571 | 820.686 | 0
6572 | 820.5325 | 0
6573 | 820.5103 | 0
6574 | 820 | 0
6575 | 819.4309 | 0
6576 | 819.3456 | 0
6577 | 818.6338 | 0
6578 | 818.4 | 0
6579 | 817.356 | 0
6580 | 817.3512 | 0
6581 | 816.4272 | 0
6582 | 816 | 0
6583 | 815.6977 | 0
6584 | 815.3764 | 0
6585 | 815.3764 | 0
6586 | 814.7659 | 0
6587 | 813.6256 | 0
6588 | 813.6256 | 0
6589 | 813.6014 | 0
6590 | 813.6 | 0
6591 | 812.644 | 0
6592 | 812.402 | 0
6593 | 812.063 | 0
6594 | 812 | 0
6595 | 811.981 | 0
6596 | 811.5093 | 0
6597 | 810.397 | 0
6598 | 809.4815 | 0
6599 | 809.242 | 0
6600 | 808.8 | 0
6601 | 807.601 | 0
6602 | 806.8654 | 0
6603 | 806.512 | 0
6604 | 806.1299 | 0
6605 | 806.027 | 0
6606 | 805.6 | 0
6607 | 804.961 | 0
6608 | 804.6468 | 0
6609 | 803.82 | 0
6610 | 803.013 | 0
6611 | 802.622 | 0
6612 | 802.2911 | 0
6613 | 802.242 | 0
6614 | 802.2369 | 0
6615 | 801.8299 | 0
6616 | 800.5026 | 0
6617 | 799.5406 | 0
6618 | 799.2 | 0
6619 | 799.112 | 0
6620 | 799.087 | 0
6621 | 798.5303 | 0
6622 | 798.4 | 0
6623 | 797.7399 | 0
6624 | 797.6 | 0
6625 | 797.6 | 0
6626 | 797.587 | 0
6627 | 796.5663 | 0
6628 | 795.2945 | 0
6629 | 793.1348 | 0
6630 | 792 | 0
6631 | 791.3395 | 0
6632 | 791.2837 | 0
6633 | 790.3815 | 0
6634 | 789.213 | 0
6635 | 788.801 | 0
6636 | 787.8808 | 0
6637 | 785.5354 | 0
6638 | 785.1463 | 0
6639 | 784.8 | 0
6640 | 784.8 | 0
6641 | 784.747 | 0
6642 | 784.7098 | 0
6643 | 782.7914 | 0
6644 | 782.6071 | 0
6645 | 782.5933 | 0
6646 | 782.5449 | 0
6647 | 781.83 | 0
6648 | 781.8035 | 0
6649 | 780.4728 | 0
6650 | 780.334 | 0
6651 | 780 | 0
6652 | 779.6512 | 0
6653 | 779.2 | 0
6654 | 779.2 | 0
6655 | 778.4 | 0
6656 | 777.6212 | 0
6657 | 777.272 | 0
6658 | 776.4017 | 0
6659 | 776.1206 | 0
6660 | 774.9473 | 0
6661 | 774.4 | 0
6662 | 773.4902 | 0
6663 | 772.296 | 0
6664 | 771.604 | 0
6665 | 771.2136 | 0
6666 | 770.837 | 0
6667 | 770.8032 | 0
6668 | 770.8032 | 0
6669 | 769.6 | 0
6670 | 768.029 | 0
6671 | 768 | 0
6672 | 767.602 | 0
6673 | 764 | 0
6674 | 762.515 | 0
6675 | 761.9789 | 0
6676 | 761.6585 | 0
6677 | 760 | 0
6678 | 759.7922 | 0
6679 | 759.475 | 0
6680 | 759.2 | 0
6681 | 758.1283 | 0
6682 | 758.1283 | 0
6683 | 756.9896 | 0
6684 | 756.9896 | 0
6685 | 756.627 | 0
6686 | 756.271 | 0
6687 | 755.2 | 0
6688 | 754.857 | 0
6689 | 754.4 | 0
6690 | 753.773 | 0
6691 | 752.979 | 0
6692 | 752.8 | 0
6693 | 752.1548 | 0
6694 | 750.2304 | 0
6695 | 750.082 | 0
6696 | 747.1449 | 0
6697 | 746.5353 | 0
6698 | 745.043 | 0
6699 | 743.1759 | 0
6700 | 741.7717 | 0
6701 | 741.6 | 0
6702 | 741.6 | 0
6703 | 740.535 | 0
6704 | 740.237 | 0
6705 | 739.3182 | 0
6706 | 739.0318 | 0
6707 | 738.4 | 0
6708 | 738.0913 | 0
6709 | 736.9597 | 0
6710 | 734.6806 | 0
6711 | 734.4698 | 0
6712 | 734.4 | 0
6713 | 733.5934 | 0
6714 | 730.0529 | 0
6715 | 729.6 | 0
6716 | 729.5043 | 0
6717 | 728.8 | 0
6718 | 728.4592 | 0
6719 | 727.5949 | 0
6720 | 727.2 | 0
6721 | 726.714 | 0
6722 | 725.6 | 0
6723 | 724.5973 | 0
6724 | 723.729 | 0
6725 | 723.2 | 0
6726 | 721.6 | 0
6727 | 720.8 | 0
6728 | 720.5879 | 0
6729 | 720.376 | 0
6730 | 717.6 | 0
6731 | 716.923 | 0
6732 | 716.419 | 0
6733 | 716.3965 | 0
6734 | 716.2392 | 0
6735 | 715.847 | 0
6736 | 715.8188 | 0
6737 | 715.661 | 0
6738 | 715.5485 | 0
6739 | 714.1672 | 0
6740 | 714.13 | 0
6741 | 713.6 | 0
6742 | 713.0577 | 0
6743 | 712.7858 | 0
6744 | 711.9834 | 0
6745 | 709.9428 | 0
6746 | 709.607 | 0
6747 | 708.8 | 0
6748 | 708.5433 | 0
6749 | 707.951 | 0
6750 | 706.4 | 0
6751 | 706.0992 | 0
6752 | 705.6 | 0
6753 | 704.9694 | 0
6754 | 704.9694 | 0
6755 | 704.878 | 0
6756 | 704 | 0
6757 | 700.8 | 0
6758 | 700.377 | 0
6759 | 699.2 | 0
6760 | 697.6 | 0
6761 | 697.26 | 0
6762 | 692.7019 | 0
6763 | 691.8841 | 0
6764 | 691.327 | 0
6765 | 690.747 | 0
6766 | 689.9172 | 0
6767 | 689.6 | 0
6768 | 689.6 | 0
6769 | 688.6006 | 0
6770 | 686.5273 | 0
6771 | 686.4 | 0
6772 | 686.4 | 0
6773 | 683.53 | 0
6774 | 682.6487 | 0
6775 | 680.187 | 0
6776 | 680.172 | 0
6777 | 679.439 | 0
6778 | 679.251 | 0
6779 | 678.563 | 0
6780 | 677.6 | 0
6781 | 676.8 | 0
6782 | 675.2074 | 0
6783 | 674.8497 | 0
6784 | 674.256 | 0
6785 | 673.7052 | 0
6786 | 672.9677 | 0
6787 | 672.0078 | 0
6788 | 671.56 | 0
6789 | 671.4383 | 0
6790 | 671.3979 | 0
6791 | 668.8 | 0
6792 | 668.5877 | 0
6793 | 667.766 | 0
6794 | 666.613 | 0
6795 | 664.4379 | 0
6796 | 663.439 | 0
6797 | 662.3137 | 0
6798 | 662.126 | 0
6799 | 660.137 | 0
6800 | 658.296 | 0
6801 | 657.357 | 0
6802 | 657.248 | 0
6803 | 656.8 | 0
6804 | 652.0056 | 0
6805 | 650.269 | 0
6806 | 649.4642 | 0
6807 | 646.748 | 0
6808 | 644.2323 | 0
6809 | 642.919 | 0
6810 | 641.0608 | 0
6811 | 639.7638 | 0
6812 | 639.3445 | 0
6813 | 638.4 | 0
6814 | 637.627 | 0
6815 | 636.197 | 0
6816 | 635.2 | 0
6817 | 632.529 | 0
6818 | 631.5235 | 0
6819 | 627.109 | 0
6820 | 626.4 | 0
6821 | 625.816 | 0
6822 | 624.6762 | 0
6823 | 624.5034 | 0
6824 | 622.722 | 0
6825 | 622.3062 | 0
6826 | 621.669 | 0
6827 | 619.025 | 0
6828 | 618.959 | 0
6829 | 618.406 | 0
6830 | 617.579 | 0
6831 | 615.896 | 0
6832 | 615.8259 | 0
6833 | 615.277 | 0
6834 | 612.699 | 0
6835 | 609.2833 | 0
6836 | 609.1832 | 0
6837 | 607.8018 | 0
6838 | 606.677 | 0
6839 | 606.4 | 0
6840 | 606.0119 | 0
6841 | 603.316 | 0
6842 | 602.4 | 0
6843 | 602.2764 | 0
6844 | 601.179 | 0
6845 | 596.8 | 0
6846 | 596.201 | 0
6847 | 596 | 0
6848 | 594.4 | 0
6849 | 594.4 | 0
6850 | 593.7445 | 0
6851 | 593.572 | 0
6852 | 593.521 | 0
6853 | 592.8 | 0
6854 | 592.386 | 0
6855 | 592.271 | 0
6856 | 592.193 | 0
6857 | 587.2298 | 0
6858 | 586.4 | 0
6859 | 585.8407 | 0
6860 | 584.9195 | 0
6861 | 583.859 | 0
6862 | 583.145 | 0
6863 | 580.8 | 0
6864 | 576.8 | 0
6865 | 574.5564 | 0
6866 | 571.13 | 0
6867 | 567.8021 | 0
6868 | 565.025 | 0
6869 | 563.4848 | 0
6870 | 561.581 | 0
6871 | 559.198 | 0
6872 | 558.473 | 0
6873 | 557.6649 | 0
6874 | 556.7111 | 0
6875 | 552.934 | 0
6876 | 551.2 | 0
6877 | 551.1658 | 0
6878 | 550.7832 | 0
6879 | 546.3104 | 0
6880 | 545.507 | 0
6881 | 544.574 | 0
6882 | 537.6301 | 0
6883 | 536.721 | 0
6884 | 534.4 | 0
6885 | 533.643 | 0
6886 | 532.414 | 0
6887 | 531.2024 | 0
6888 | 526.4 | 0
6889 | 524.3525 | 0
6890 | 520.8758 | 0
6891 | 520.632 | 0
6892 | 516.8685 | 0
6893 | 512.7793 | 0
6894 | 511.4393 | 0
6895 | 511.2727 | 0
6896 | 506.2713 | 0
6897 | 505.6 | 0
6898 | 505.6 | 0
6899 | 505.286 | 0
6900 | 504 | 0
6901 | 504 | 0
6902 | 503.248 | 0
6903 | 503.2 | 0
6904 | 502.0396 | 0
6905 | 502.0396 | 0
6906 | 501.6 | 0
6907 | 500.197 | 0
6908 | 498.735 | 0
6909 | 498.4 | 0
6910 | 498.4 | 0
6911 | 498.4 | 0
6912 | 497.6 | 0
6913 | 496.7951 | 0
6914 | 496.4614 | 0
6915 | 496.4614 | 0
6916 | 496.4614 | 0
6917 | 495.6645 | 0
6918 | 495.6049 | 0
6919 | 490.41 | 0
6920 | 489.888 | 0
6921 | 487.2 | 0
6922 | 485.7777 | 0
6923 | 485.6 | 0
6924 | 485.3049 | 0
6925 | 484.8 | 0
6926 | 483.7112 | 0
6927 | 482.5196 | 0
6928 | 481.147 | 0
6929 | 480.8 | 0
6930 | 479.2755 | 0
6931 | 478.9298 | 0
6932 | 478.6691 | 0
6933 | 477.6 | 0
6934 | 475.7423 | 0
6935 | 472 | 0
6936 | 472 | 0
6937 | 470.5752 | 0
6938 | 470.1641 | 0
6939 | 469.188 | 0
6940 | 467.2 | 0
6941 | 465.3827 | 0
6942 | 460.316 | 0
6943 | 458.959 | 0
6944 | 457.786 | 0
6945 | 455.687 | 0
6946 | 453.9145 | 0
6947 | 452.8416 | 0
6948 | 451.698 | 0
6949 | 451.248 | 0
6950 | 450.4 | 0
6951 | 448.6481 | 0
6952 | 445.515 | 0
6953 | 442.969 | 0
6954 | 442.7905 | 0
6955 | 440.8103 | 0
6956 | 437.884 | 0
6957 | 436.2411 | 0
6958 | 433.4498 | 0
6959 | 433.137 | 0
6960 | 432.662 | 0
6961 | 431.2 | 0
6962 | 426.0894 | 0
6963 | 424 | 0
6964 | 423.3979 | 0
6965 | 423.123 | 0
6966 | 422.9472 | 0
6967 | 421.6 | 0
6968 | 419.9601 | 0
6969 | 416.8 | 0
6970 | 415.99 | 0
6971 | 414.3719 | 0
6972 | 413.609 | 0
6973 | 413.157 | 0
6974 | 412.0002 | 0
6975 | 410.829 | 0
6976 | 410.4 | 0
6977 | 408.8037 | 0
6978 | 408.03 | 0
6979 | 407.546 | 0
6980 | 406.4615 | 0
6981 | 406.4429 | 0
6982 | 403.1901 | 0
6983 | 402.4 | 0
6984 | 400.8348 | 0
6985 | 399.101 | 0
6986 | 397.7894 | 0
6987 | 397.6 | 0
6988 | 396.46 | 0
6989 | 395.2318 | 0
6990 | 394.4 | 0
6991 | 393.167 | 0
6992 | 392.5583 | 0
6993 | 390.9227 | 0
6994 | 390.4 | 0
6995 | 390.1049 | 0
6996 | 389.912 | 0
6997 | 389.328 | 0
6998 | 388.4692 | 0
6999 | 387.2 | 0
7000 | 386.8335 | 0
7001 | 385.6939 | 0
7002 | 385.522 | 0
7003 | 384.0224 | 0
7004 | 384 | 0
7005 | 382.4 | 0
7006 | 382.4 | 0
7007 | 381.8331 | 0
7008 | 381.6 | 0
7009 | 380.8 | 0
7010 | 380 | 0
7011 | 378.6719 | 0
7012 | 378.4 | 0
7013 | 378.4 | 0
7014 | 378.0493 | 0
7015 | 376.9281 | 0
7016 | 375.588 | 0
7017 | 375.3839 | 0
7018 | 375.337 | 0
7019 | 371.3765 | 0
7020 | 369.6591 | 0
7021 | 369.6 | 0
7022 | 368.8 | 0
7023 | 368.1624 | 0
7024 | 367.3655 | 0
7025 | 367.2 | 0
7026 | 365.57 | 0
7027 | 364.7608 | 0
7028 | 364.693 | 0
7029 | 364.5171 | 0
7030 | 364.5053 | 0
7031 | 362.2986 | 0
7032 | 361.6 | 0
7033 | 357.9482 | 0
7034 | 357.6 | 0
7035 | 355.547 | 0
7036 | 354.6912 | 0
7037 | 354.4 | 0
7038 | 354.4 | 0
7039 | 353.747 | 0
7040 | 352 | 0
7041 | 348.83 | 0
7042 | 345.786 | 0
7043 | 345.2975 | 0
7044 | 344.9167 | 0
7045 | 344.1836 | 0
7046 | 343.658 | 0
7047 | 342.4 | 0
7048 | 341.8528 | 0
7049 | 341.456 | 0
7050 | 341.0682 | 0
7051 | 339.258 | 0
7052 | 338.7742 | 0
7053 | 337.397 | 0
7054 | 335.666 | 0
7055 | 335.2 | 0
7056 | 334.3604 | 0
7057 | 333.8962 | 0
7058 | 333.853 | 0
7059 | 333.7513 | 0
7060 | 332.224 | 0
7061 | 332.0389 | 0
7062 | 331.6128 | 0
7063 | 331.2 | 0
7064 | 330.448 | 0
7065 | 329.9117 | 0
7066 | 329.489 | 0
7067 | 329.02 | 0
7068 | 328.2074 | 0
7069 | 325.6 | 0
7070 | 324.8 | 0
7071 | 324.56 | 0
7072 | 324.3335 | 0
7073 | 324.2289 | 0
7074 | 323.0428 | 0
7075 | 322.859 | 0
7076 | 322.6469 | 0
7077 | 320.018 | 0
7078 | 318.7732 | 0
7079 | 318.4 | 0
7080 | 318.4 | 0
7081 | 317.159 | 0
7082 | 316 | 0
7083 | 315.607 | 0
7084 | 315.351 | 0
7085 | 315.114 | 0
7086 | 314.692 | 0
7087 | 313.792 | 0
7088 | 313.222 | 0
7089 | 311.517 | 0
7090 | 311.492 | 0
7091 | 309.6 | 0
7092 | 309.2214 | 0
7093 | 308.8 | 0
7094 | 308.0162 | 0
7095 | 307.5989 | 0
7096 | 307.348 | 0
7097 | 307.065 | 0
7098 | 306.2691 | 0
7099 | 306.2603 | 0
7100 | 305.8684 | 0
7101 | 305.6 | 0
7102 | 305.6 | 0
7103 | 304.539 | 0
7104 | 304.4113 | 0
7105 | 304.1927 | 0
7106 | 303.9311 | 0
7107 | 303.4149 | 0
7108 | 303.4149 | 0
7109 | 303.3544 | 0
7110 | 302.7034 | 0
7111 | 302.5368 | 0
7112 | 302.4 | 0
7113 | 302.112 | 0
7114 | 301.357 | 0
7115 | 301.2237 | 0
7116 | 300.6751 | 0
7117 | 299.716 | 0
7118 | 299.592 | 0
7119 | 299.2 | 0
7120 | 298.518 | 0
7121 | 298.5079 | 0
7122 | 298.4 | 0
7123 | 298.368 | 0
7124 | 298.2132 | 0
7125 | 297.305 | 0
7126 | 296.8 | 0
7127 | 296.8 | 0
7128 | 296.8 | 0
7129 | 296.7904 | 0
7130 | 296.104 | 0
7131 | 296 | 0
7132 | 296 | 0
7133 | 295.6455 | 0
7134 | 295.44 | 0
7135 | 294.906 | 0
7136 | 293.6009 | 0
7137 | 293.6 | 0
7138 | 293.458 | 0
7139 | 292.8 | 0
7140 | 292.731 | 0
7141 | 292.6697 | 0
7142 | 292 | 0
7143 | 292 | 0
7144 | 291.2 | 0
7145 | 291.2 | 0
7146 | 291.076 | 0
7147 | 290.153 | 0
7148 | 289.9125 | 0
7149 | 289.7979 | 0
7150 | 288.999 | 0
7151 | 288.8 | 0
7152 | 288.152 | 0
7153 | 287.755 | 0
7154 | 287.6502 | 0
7155 | 287.4671 | 0
7156 | 287.4345 | 0
7157 | 287.2 | 0
7158 | 287.2 | 0
7159 | 287.073 | 0
7160 | 286.4047 | 0
7161 | 286.349 | 0
7162 | 285.6 | 0
7163 | 285.1363 | 0
7164 | 285.122 | 0
7165 | 284.8 | 0
7166 | 284.3594 | 0
7167 | 284.243 | 0
7168 | 284.013 | 0
7169 | 283.6922 | 0
7170 | 283.5824 | 0
7171 | 283.379 | 0
7172 | 282.8055 | 0
7173 | 282.4089 | 0
7174 | 282.4 | 0
7175 | 282.1513 | 0
7176 | 281.969 | 0
7177 | 281.7887 | 0
7178 | 281.691 | 0
7179 | 281.379 | 0
7180 | 281.28 | 0
7181 | 281.168 | 0
7182 | 280.8 | 0
7183 | 280.4747 | 0
7184 | 280.4042 | 0
7185 | 280.1859 | 0
7186 | 279.8454 | 0
7187 | 279.7078 | 0
7188 | 279.4598 | 0
7189 | 279.2 | 0
7190 | 279.2 | 0
7191 | 278.9208 | 0
7192 | 278.114 | 0
7193 | 276.424 | 0
7194 | 276.33 | 0
7195 | 276.252 | 0
7196 | 276.049 | 0
7197 | 276 | 0
7198 | 275.21 | 0
7199 | 275.2 | 0
7200 | 274.8922 | 0
7201 | 274.4 | 0
7202 | 274.291 | 0
7203 | 273.5706 | 0
7204 | 273.494 | 0
7205 | 273.0489 | 0
7206 | 272.738 | 0
7207 | 272 | 0
7208 | 272 | 0
7209 | 271.406 | 0
7210 | 270.4 | 0
7211 | 270.3306 | 0
7212 | 269.8053 | 0
7213 | 269.6 | 0
7214 | 269.3482 | 0
7215 | 269.159 | 0
7216 | 269.004 | 0
7217 | 268.4554 | 0
7218 | 268.3642 | 0
7219 | 268 | 0
7220 | 268 | 0
7221 | 267.984 | 0
7222 | 267.282 | 0
7223 | 267.096 | 0
7224 | 266.4 | 0
7225 | 265.6099 | 0
7226 | 264.8 | 0
7227 | 264.437 | 0
7228 | 264 | 0
7229 | 263.906 | 0
7230 | 262.5234 | 0
7231 | 261.8282 | 0
7232 | 261.6 | 0
7233 | 261.3999 | 0
7234 | 261.2493 | 0
7235 | 260.8 | 0
7236 | 260.5825 | 0
7237 | 260.2743 | 0
7238 | 259.577 | 0
7239 | 259.2 | 0
7240 | 258.885 | 0
7241 | 258.7204 | 0
7242 | 258.151 | 0
7243 | 257.376 | 0
7244 | 257.187 | 0
7245 | 256.8 | 0
7246 | 256.165 | 0
7247 | 256.129 | 0
7248 | 255.553 | 0
7249 | 255.342 | 0
7250 | 255.2 | 0
7251 | 254.785 | 0
7252 | 254.4 | 0
7253 | 251.848 | 0
7254 | 251.672 | 0
7255 | 251.6319 | 0
7256 | 251.4089 | 0
7257 | 250.683 | 0
7258 | 249.9566 | 0
7259 | 248.7805 | 0
7260 | 248.715 | 0
7261 | 247.8433 | 0
7262 | 247.4402 | 0
7263 | 246.5742 | 0
7264 | 246.4 | 0
7265 | 246.146 | 0
7266 | 245.6 | 0
7267 | 244.5879 | 0
7268 | 244.417 | 0
7269 | 243.992 | 0
7270 | 243.8114 | 0
7271 | 243.7133 | 0
7272 | 243.4565 | 0
7273 | 243.2 | 0
7274 | 243.2 | 0
7275 | 242.4 | 0
7276 | 241.5452 | 0
7277 | 241.0487 | 0
7278 | 240.544 | 0
7279 | 239.297 | 0
7280 | 239.2 | 0
7281 | 238.4 | 0
7282 | 237.6 | 0
7283 | 237.6 | 0
7284 | 237.6 | 0
7285 | 237.5953 | 0
7286 | 236.4577 | 0
7287 | 236.2455 | 0
7288 | 236.1892 | 0
7289 | 236.1892 | 0
7290 | 236.032 | 0
7291 | 236 | 0
7292 | 235.767 | 0
7293 | 235.761 | 0
7294 | 235.535 | 0
7295 | 235.4123 | 0
7296 | 235.207 | 0
7297 | 235.0545 | 0
7298 | 234.947 | 0
7299 | 234.8325 | 0
7300 | 234.8325 | 0
7301 | 234.813 | 0
7302 | 234.455 | 0
7303 | 234.4 | 0
7304 | 234.4 | 0
7305 | 234.3197 | 0
7306 | 233.76 | 0
7307 | 233.4883 | 0
7308 | 233.438 | 0
7309 | 233.034 | 0
7310 | 232.2637 | 0
7311 | 231.2 | 0
7312 | 231.095 | 0
7313 | 230.7506 | 0
7314 | 230.7506 | 0
7315 | 230.684 | 0
7316 | 230.659 | 0
7317 | 230.4 | 0
7318 | 230.4 | 0
7319 | 229.93 | 0
7320 | 229.1968 | 0
7321 | 228.8 | 0
7322 | 228.6164 | 0
7323 | 228.4266 | 0
7324 | 228.211 | 0
7325 | 227.9257 | 0
7326 | 227.8445 | 0
7327 | 227.812 | 0
7328 | 227.6429 | 0
7329 | 227.2 | 0
7330 | 227.0213 | 0
7331 | 226.7086 | 0
7332 | 226.4 | 0
7333 | 226.3163 | 0
7334 | 226.1197 | 0
7335 | 225.957 | 0
7336 | 225.678 | 0
7337 | 225.6 | 0
7338 | 225.1445 | 0
7339 | 224.739 | 0
7340 | 224.5351 | 0
7341 | 224.458 | 0
7342 | 224.034 | 0
7343 | 224.0097 | 0
7344 | 224 | 0
7345 | 223.7816 | 0
7346 | 223.7582 | 0
7347 | 223.5096 | 0
7348 | 223.2 | 0
7349 | 223.2 | 0
7350 | 222.3318 | 0
7351 | 222.2043 | 0
7352 | 221.6323 | 0
7353 | 221.6 | 0
7354 | 221.19 | 0
7355 | 220.4508 | 0
7356 | 220.236 | 0
7357 | 220 | 0
7358 | 219.8735 | 0
7359 | 219.6375 | 0
7360 | 218.574 | 0
7361 | 218.4 | 0
7362 | 217.414 | 0
7363 | 216.663 | 0
7364 | 216.305 | 0
7365 | 216.0103 | 0
7366 | 215.288 | 0
7367 | 215.2119 | 0
7368 | 213.658 | 0
7369 | 212.04 | 0
7370 | 211.973 | 0
7371 | 211.252 | 0
7372 | 211.1465 | 0
7373 | 210.894 | 0
7374 | 210.6517 | 0
7375 | 210.4 | 0
7376 | 210.344 | 0
7377 | 210.0695 | 0
7378 | 209.928 | 0
7379 | 209.7018 | 0
7380 | 209.6 | 0
7381 | 209.471 | 0
7382 | 209.159 | 0
7383 | 207.884 | 0
7384 | 207.7449 | 0
7385 | 207.6748 | 0
7386 | 207.2309 | 0
7387 | 207.2 | 0
7388 | 207.0754 | 0
7389 | 206.5145 | 0
7390 | 206.4 | 0
7391 | 206.3667 | 0
7392 | 205.8624 | 0
7393 | 205.306 | 0
7394 | 205.1622 | 0
7395 | 205.1331 | 0
7396 | 205.13 | 0
7397 | 204.826 | 0
7398 | 204.693 | 0
7399 | 204.599 | 0
7400 | 204 | 0
7401 | 204 | 0
7402 | 203.7794 | 0
7403 | 203.767 | 0
7404 | 203.5578 | 0
7405 | 203.5454 | 0
7406 | 203.2065 | 0
7407 | 203.2 | 0
7408 | 203.03 | 0
7409 | 202.7269 | 0
7410 | 202.713 | 0
7411 | 202.4179 | 0
7412 | 201.4499 | 0
7413 | 200.9569 | 0
7414 | 200.8 | 0
7415 | 200 | 0
7416 | 199.8194 | 0
7417 | 199.5505 | 0
7418 | 199.3876 | 0
7419 | 199.2 | 0
7420 | 199.2 | 0
7421 | 199.0353 | 0
7422 | 198.9214 | 0
7423 | 198.7923 | 0
7424 | 198.151 | 0
7425 | 198.1192 | 0
7426 | 197.9358 | 0
7427 | 197.6 | 0
7428 | 197.3423 | 0
7429 | 197.097 | 0
7430 | 197.082 | 0
7431 | 197.058 | 0
7432 | 196.406 | 0
7433 | 195.7169 | 0
7434 | 195.463 | 0
7435 | 195.2 | 0
7436 | 195.0115 | 0
7437 | 194.8402 | 0
7438 | 194.696 | 0
7439 | 194.577 | 0
7440 | 193.991 | 0
7441 | 193.831 | 0
7442 | 193.6 | 0
7443 | 193.3915 | 0
7444 | 193.0078 | 0
7445 | 192.8 | 0
7446 | 192.7008 | 0
7447 | 192.296 | 0
7448 | 192 | 0
7449 | 191.45 | 0
7450 | 191.3722 | 0
7451 | 191.2 | 0
7452 | 189.7642 | 0
7453 | 189.5525 | 0
7454 | 188.5567 | 0
7455 | 187.2 | 0
7456 | 186.914 | 0
7457 | 186.6658 | 0
7458 | 186.4652 | 0
7459 | 186.389 | 0
7460 | 186.0829 | 0
7461 | 185.868 | 0
7462 | 185.6882 | 0
7463 | 185.42 | 0
7464 | 185.3969 | 0
7465 | 185.2027 | 0
7466 | 184.122 | 0
7467 | 183.582 | 0
7468 | 183.44 | 0
7469 | 183.1445 | 0
7470 | 183.063 | 0
7471 | 182.8679 | 0
7472 | 182.0764 | 0
7473 | 182.026 | 0
7474 | 182.01 | 0
7475 | 181.7586 | 0
7476 | 181.6734 | 0
7477 | 181.6499 | 0
7478 | 181.636 | 0
7479 | 181.6015 | 0
7480 | 181.355 | 0
7481 | 181.302 | 0
7482 | 181.165 | 0
7483 | 181.0159 | 0
7484 | 180.5099 | 0
7485 | 180 | 0
7486 | 180 | 0
7487 | 178.8941 | 0
7488 | 178.8871 | 0
7489 | 178.704 | 0
7490 | 177.796 | 0
7491 | 176.7969 | 0
7492 | 176.3999 | 0
7493 | 175.9232 | 0
7494 | 174.4073 | 0
7495 | 173.99 | 0
7496 | 173.6 | 0
7497 | 173.54 | 0
7498 | 172.671 | 0
7499 | 171.9803 | 0
7500 | 171.8487 | 0
7501 | 171.2 | 0
7502 | 170.769 | 0
7503 | 170.644 | 0
7504 | 170.605 | 0
7505 | 169.6 | 0
7506 | 169.2818 | 0
7507 | 168.6547 | 0
7508 | 168.473 | 0
7509 | 168.345 | 0
7510 | 168.3081 | 0
7511 | 168 | 0
7512 | 167.4831 | 0
7513 | 167.046 | 0
7514 | 164.8 | 0
7515 | 164.7109 | 0
7516 | 163.4921 | 0
7517 | 163.2 | 0
7518 | 163.157 | 0
7519 | 162.5652 | 0
7520 | 160.8 | 0
7521 | 160.732 | 0
7522 | 160.3938 | 0
7523 | 160.064 | 0
7524 | 159.9664 | 0
7525 | 159.6078 | 0
7526 | 159.508 | 0
7527 | 158.4 | 0
7528 | 158.372 | 0
7529 | 157.4013 | 0
7530 | 156.96 | 0
7531 | 156.897 | 0
7532 | 156.1646 | 0
7533 | 155.6841 | 0
7534 | 155.4039 | 0
7535 | 155.4039 | 0
7536 | 154.285 | 0
7537 | 153.6 | 0
7538 | 152.6909 | 0
7539 | 152.29 | 0
7540 | 152.1164 | 0
7541 | 151.282 | 0
7542 | 151.211 | 0
7543 | 150.5308 | 0
7544 | 150.4 | 0
7545 | 149.6 | 0
7546 | 149.362 | 0
7547 | 148.8 | 0
7548 | 148.8 | 0
7549 | 148 | 0
7550 | 147.3263 | 0
7551 | 147.249 | 0
7552 | 147.1628 | 0
7553 | 145.633 | 0
7554 | 145.6072 | 0
7555 | 144.5105 | 0
7556 | 144.11 | 0
7557 | 142.4 | 0
7558 | 142.371 | 0
7559 | 141.4846 | 0
7560 | 141.382 | 0
7561 | 140.8 | 0
7562 | 140 | 0
7563 | 139.948 | 0
7564 | 139.8489 | 0
7565 | 139.2 | 0
7566 | 138.7688 | 0
7567 | 138.494 | 0
7568 | 138.479 | 0
7569 | 138.4 | 0
7570 | 138.295 | 0
7571 | 138.2778 | 0
7572 | 138.2668 | 0
7573 | 137.6387 | 0
7574 | 137.6 | 0
7575 | 137.552 | 0
7576 | 137.5422 | 0
7577 | 136.8 | 0
7578 | 136.8 | 0
7579 | 136.2679 | 0
7580 | 136.0712 | 0
7581 | 135.9137 | 0
7582 | 135.7598 | 0
7583 | 135.505 | 0
7584 | 135.46 | 0
7585 | 135.2 | 0
7586 | 135.1872 | 0
7587 | 134.638 | 0
7588 | 132.8 | 0
7589 | 132.6113 | 0
7590 | 132.4947 | 0
7591 | 132.424 | 0
7592 | 131.3026 | 0
7593 | 130.6101 | 0
7594 | 130.5488 | 0
7595 | 129.9866 | 0
7596 | 129.537 | 0
7597 | 128.8 | 0
7598 | 128.716 | 0
7599 | 127.2 | 0
7600 | 127.2 | 0
7601 | 127.2 | 0
7602 | 126.773 | 0
7603 | 126.647 | 0
7604 | 126.4653 | 0
7605 | 126.4 | 0
7606 | 125.6 | 0
7607 | 124.8 | 0
7608 | 124.5833 | 0
7609 | 124 | 0
7610 | 123.5332 | 0
7611 | 123.2 | 0
7612 | 123.1185 | 0
7613 | 122.7562 | 0
7614 | 122.6745 | 0
7615 | 122.023 | 0
7616 | 121.2024 | 0
7617 | 120.4254 | 0
7618 | 120 | 0
7619 | 120 | 0
7620 | 120 | 0
7621 | 119.9634 | 0
7622 | 119.641 | 0
7623 | 119.5695 | 0
7624 | 119.4032 | 0
7625 | 118.7976 | 0
7626 | 118.4 | 0
7627 | 118.4 | 0
7628 | 118.4 | 0
7629 | 117.6 | 0
7630 | 117.6 | 0
7631 | 117.348 | 0
7632 | 116.9497 | 0
7633 | 116.8 | 0
7634 | 116.5407 | 0
7635 | 116.1318 | 0
7636 | 116 | 0
7637 | 116 | 0
7638 | 116 | 0
7639 | 115.4766 | 0
7640 | 115.2 | 0
7641 | 115.2 | 0
7642 | 115.054 | 0
7643 | 114.9869 | 0
7644 | 114.9869 | 0
7645 | 114.4 | 0
7646 | 114.4 | 0
7647 | 113.6784 | 0
7648 | 113.6 | 0
7649 | 112.8605 | 0
7650 | 112.8605 | 0
7651 | 112.7164 | 0
7652 | 112.656 | 0
7653 | 112.5998 | 0
7654 | 111.8791 | 0
7655 | 111.2 | 0
7656 | 111.2 | 0
7657 | 110.407 | 0
7658 | 110.4 | 0
7659 | 110.4 | 0
7660 | 110.4 | 0
7661 | 110.4 | 0
7662 | 110.4 | 0
7663 | 110.328 | 0
7664 | 110.259 | 0
7665 | 110.145 | 0
7666 | 109.8187 | 0
7667 | 109.6 | 0
7668 | 109.6 | 0
7669 | 109.6 | 0
7670 | 108.8 | 0
7671 | 108.8 | 0
7672 | 108.8 | 0
7673 | 108.8 | 0
7674 | 108.4667 | 0
7675 | 108.3768 | 0
7676 | 108.1214 | 0
7677 | 108 | 0
7678 | 108 | 0
7679 | 108 | 0
7680 | 107.9944 | 0
7681 | 107.2175 | 0
7682 | 107.2175 | 0
7683 | 107.2175 | 0
7684 | 107.2 | 0
7685 | 107.2 | 0
7686 | 107.2 | 0
7687 | 107.1357 | 0
7688 | 106.6504 | 0
7689 | 106.6504 | 0
7690 | 106.4 | 0
7691 | 106.4 | 0
7692 | 106.3653 | 0
7693 | 106.186 | 0
7694 | 106.102 | 0
7695 | 105.9861 | 0
7696 | 105.9149 | 0
7697 | 105.6 | 0
7698 | 105.6 | 0
7699 | 105.6 | 0
7700 | 105.5001 | 0
7701 | 105.3492 | 0
7702 | 105.232 | 0
7703 | 105.1892 | 0
7704 | 105.1892 | 0
7705 | 105.1794 | 0
7706 | 104.8867 | 0
7707 | 104.8867 | 0
7708 | 104.8 | 0
7709 | 104.8 | 0
7710 | 104.8 | 0
7711 | 104.8 | 0
7712 | 104.269 | 0
7713 | 104.1097 | 0
7714 | 104.1097 | 0
7715 | 104 | 0
7716 | 104 | 0
7717 | 103.8644 | 0
7718 | 103.3328 | 0
7719 | 103.2926 | 0
7720 | 103.221 | 0
7721 | 103.2 | 0
7722 | 103.2 | 0
7723 | 103.2 | 0
7724 | 103.2 | 0
7725 | 102.491 | 0
7726 | 102.4 | 0
7727 | 102.4 | 0
7728 | 102.4 | 0
7729 | 102.2287 | 0
7730 | 102.2287 | 0
7731 | 102.2287 | 0
7732 | 102.2212 | 0
7733 | 102.069 | 0
7734 | 101.7789 | 0
7735 | 101.7789 | 0
7736 | 101.7789 | 0
7737 | 101.6 | 0
7738 | 101.6 | 0
7739 | 101.6 | 0
7740 | 101.6 | 0
7741 | 101.6 | 0
7742 | 101.6 | 0
7743 | 101.6 | 0
7744 | 101.6 | 0
7745 | 101.6 | 0
7746 | 101.4733 | 0
7747 | 101.2048 | 0
7748 | 101.182 | 0
7749 | 101.002 | 0
7750 | 100.984 | 0
7751 | 100.8 | 0
7752 | 100.8 | 0
7753 | 100.8 | 0
7754 | 100.7662 | 0
7755 | 100.7662 | 0
7756 | 100.7662 | 0
7757 | 100.5931 | 0
7758 | 100.5931 | 0
7759 | 100.5931 | 0
7760 | 100.5931 | 0
7761 | 100.2454 | 0
7762 | 100.225 | 0
7763 | 100.225 | 0
7764 | 100.0307 | 0
7765 | 100.0307 | 0
7766 | 100.012 | 0
7767 | 100 | 0
7768 | 100 | 0
7769 | 100 | 0
7770 | 100 | 0
7771 | 100 | 0
7772 | 100 | 0
7773 | 100 | 0
7774 | 99.7752 | 0
7775 | 99.5365 | 0
7776 | 99.4481 | 0
7777 | 99.261 | 0
7778 | 99.2 | 0
7779 | 99.2 | 0
7780 | 99.2 | 0
7781 | 99.2 | 0
7782 | 99.2 | 0
7783 | 99.2 | 0
7784 | 99.1266 | 0
7785 | 98.9574 | 0
7786 | 98.9574 | 0
7787 | 98.9574 | 0
7788 | 98.846 | 0
7789 | 98.6711 | 0
7790 | 98.6711 | 0
7791 | 98.6711 | 0
7792 | 98.6711 | 0
7793 | 98.6711 | 0
7794 | 98.5597 | 0
7795 | 98.4 | 0
7796 | 98.4 | 0
7797 | 98.4 | 0
7798 | 98.4 | 0
7799 | 98.4 | 0
7800 | 98.4 | 0
7801 | 98.4 | 0
7802 | 98.4 | 0
7803 | 98.247 | 0
7804 | 97.636 | 0
7805 | 97.6 | 0
7806 | 97.6 | 0
7807 | 97.3218 | 0
7808 | 97.2562 | 0
7809 | 97.2204 | 0
7810 | 97.1173 | 0
7811 | 96.821 | 0
7812 | 96.805 | 0
7813 | 96.8 | 0
7814 | 96.8 | 0
7815 | 96.8 | 0
7816 | 96.8 | 0
7817 | 96.8 | 0
7818 | 96.8 | 0
7819 | 96.8 | 0
7820 | 96.8 | 0
7821 | 96.5407 | 0
7822 | 96.5039 | 0
7823 | 96.4444 | 0
7824 | 96.4285 | 0
7825 | 96.4235 | 0
7826 | 96.3403 | 0
7827 | 96.007 | 0
7828 | 96 | 0
7829 | 96 | 0
7830 | 96 | 0
7831 | 96 | 0
7832 | 96 | 0
7833 | 95.6861 | 0
7834 | 95.6336 | 0
7835 | 95.6266 | 0
7836 | 95.6176 | 0
7837 | 95.4148 | 0
7838 | 95.362 | 0
7839 | 95.215 | 0
7840 | 95.2 | 0
7841 | 95.2 | 0
7842 | 95.2 | 0
7843 | 95.2 | 0
7844 | 95.06 | 0
7845 | 94.9911 | 0
7846 | 94.896 | 0
7847 | 94.8821 | 0
7848 | 94.8683 | 0
7849 | 94.8683 | 0
7850 | 94.8683 | 0
7851 | 94.8446 | 0
7852 | 94.8297 | 0
7853 | 94.8297 | 0
7854 | 94.791 | 0
7855 | 94.436 | 0
7856 | 94.4 | 0
7857 | 94.4 | 0
7858 | 94.4 | 0
7859 | 94.4 | 0
7860 | 94.4 | 0
7861 | 94.4 | 0
7862 | 94.4 | 0
7863 | 94.4 | 0
7864 | 94.4 | 0
7865 | 94.1466 | 0
7866 | 94.1466 | 0
7867 | 94.05 | 0
7868 | 94.0328 | 0
7869 | 94.0328 | 0
7870 | 94.0328 | 0
7871 | 94.0328 | 0
7872 | 94.0328 | 0
7873 | 94.0095 | 0
7874 | 93.6 | 0
7875 | 93.6 | 0
7876 | 93.6 | 0
7877 | 93.6 | 0
7878 | 93.6 | 0
7879 | 93.6 | 0
7880 | 93.6 | 0
7881 | 93.6 | 0
7882 | 93.6 | 0
7883 | 93.6 | 0
7884 | 93.6 | 0
7885 | 93.6 | 0
7886 | 93.6 | 0
7887 | 93.6 | 0
7888 | 93.6 | 0
7889 | 93.6 | 0
7890 | 93.6 | 0
7891 | 93.411 | 0
7892 | 93.411 | 0
7893 | 93.277 | 0
7894 | 93.2359 | 0
7895 | 93.2359 | 0
7896 | 93.2359 | 0
7897 | 93.2359 | 0
7898 | 93.2359 | 0
7899 | 93.2359 | 0
7900 | 93.2359 | 0
7901 | 93.2359 | 0
7902 | 93.2359 | 0
7903 | 93.2359 | 0
7904 | 93.2326 | 0
7905 | 93.2326 | 0
7906 | 93.2326 | 0
7907 | 92.8447 | 0
7908 | 92.8 | 0
7909 | 92.8 | 0
7910 | 92.8 | 0
7911 | 92.8 | 0
7912 | 92.8 | 0
7913 | 92.8 | 0
7914 | 92.8 | 0
7915 | 92.8 | 0
7916 | 92.8 | 0
7917 | 92.8 | 0
7918 | 92.8 | 0
7919 | 92.8 | 0
7920 | 92.708 | 0
7921 | 92.6755 | 0
7922 | 92.6755 | 0
7923 | 92.439 | 0
7924 | 92.439 | 0
7925 | 92.439 | 0
7926 | 92.439 | 0
7927 | 92.439 | 0
7928 | 92.439 | 0
7929 | 92.4148 | 0
7930 | 92.4148 | 0
7931 | 92.1604 | 0
7932 | 92.13 | 0
7933 | 92 | 0
7934 | 92 | 0
7935 | 92 | 0
7936 | 92 | 0
7937 | 92 | 0
7938 | 91.951 | 0
7939 | 91.94 | 0
7940 | 91.94 | 0
7941 | 91.689 | 0
7942 | 91.6762 | 0
7943 | 91.6421 | 0
7944 | 91.6421 | 0
7945 | 91.5969 | 0
7946 | 91.5969 | 0
7947 | 91.2045 | 0
7948 | 91.2045 | 0
7949 | 91.2 | 0
7950 | 91.2 | 0
7951 | 91.2 | 0
7952 | 91.2 | 0
7953 | 91.2 | 0
7954 | 91.2 | 0
7955 | 91.2 | 0
7956 | 91.2 | 0
7957 | 91.2 | 0
7958 | 91.2 | 0
7959 | 91.2 | 0
7960 | 91.2 | 0
7961 | 91.2 | 0
7962 | 91.2 | 0
7963 | 91.2 | 0
7964 | 91.2 | 0
7965 | 91.1703 | 0
7966 | 90.8526 | 0
7967 | 90.8453 | 0
7968 | 90.8453 | 0
7969 | 90.8453 | 0
7970 | 90.8453 | 0
7971 | 90.8453 | 0
7972 | 90.8453 | 0
7973 | 90.638 | 0
7974 | 90.469 | 0
7975 | 90.469 | 0
7976 | 90.455 | 0
7977 | 90.4 | 0
7978 | 90.4 | 0
7979 | 90.4 | 0
7980 | 90.4 | 0
7981 | 90.4 | 0
7982 | 90.093 | 0
7983 | 90.0484 | 0
7984 | 90.0484 | 0
7985 | 90.0355 | 0
7986 | 90.0212 | 0
7987 | 89.7711 | 0
7988 | 89.7426 | 0
7989 | 89.69 | 0
7990 | 89.626 | 0
7991 | 89.61 | 0
7992 | 89.6 | 0
7993 | 89.6 | 0
7994 | 89.6 | 0
7995 | 89.6 | 0
7996 | 89.6 | 0
7997 | 89.6 | 0
7998 | 89.6 | 0
7999 | 89.6 | 0
8000 | 89.6 | 0
8001 | 89.6 | 0
8002 | 89.6 | 0
8003 | 89.489 | 0
8004 | 89.4741 | 0
8005 | 89.332 | 0
8006 | 89.2515 | 0
8007 | 89.172 | 0
8008 | 89.1435 | 0
8009 | 89.1435 | 0
8010 | 89.121 | 0
8011 | 88.9979 | 0
8012 | 88.9979 | 0
8013 | 88.9845 | 0
8014 | 88.8 | 0
8015 | 88.8 | 0
8016 | 88.8 | 0
8017 | 88.8 | 0
8018 | 88.8 | 0
8019 | 88.8 | 0
8020 | 88.6732 | 0
8021 | 88.652 | 0
8022 | 88.61 | 0
8023 | 88.4546 | 0
8024 | 88.4546 | 0
8025 | 88.4546 | 0
8026 | 88.4546 | 0
8027 | 88.4546 | 0
8028 | 88.3635 | 0
8029 | 88.3256 | 0
8030 | 88.3256 | 0
8031 | 88.3256 | 0
8032 | 88.3256 | 0
8033 | 88.3072 | 0
8034 | 88.307 | 0
8035 | 88.2653 | 0
8036 | 88.264 | 0
8037 | 88.2624 | 0
8038 | 88.2624 | 0
8039 | 88.262 | 0
8040 | 88.18 | 0
8041 | 88.082 | 0
8042 | 88.0252 | 0
8043 | 88 | 0
8044 | 88 | 0
8045 | 88 | 0
8046 | 88 | 0
8047 | 88 | 0
8048 | 88 | 0
8049 | 88 | 0
8050 | 88 | 0
8051 | 87.9635 | 0
8052 | 87.886 | 0
8053 | 87.8474 | 0
8054 | 87.814 | 0
8055 | 87.738 | 0
8056 | 87.682 | 0
8057 | 87.6577 | 0
8058 | 87.6577 | 0
8059 | 87.6577 | 0
8060 | 87.6577 | 0
8061 | 87.6577 | 0
8062 | 87.6577 | 0
8063 | 87.6577 | 0
8064 | 87.642 | 0
8065 | 87.5078 | 0
8066 | 87.356 | 0
8067 | 87.3011 | 0
8068 | 87.2 | 0
8069 | 87.2 | 0
8070 | 87.2 | 0
8071 | 87.2 | 0
8072 | 87.2 | 0
8073 | 87.2 | 0
8074 | 87.2 | 0
8075 | 87.2 | 0
8076 | 87.2 | 0
8077 | 87.2 | 0
8078 | 87.2 | 0
8079 | 87.2 | 0
8080 | 87.2 | 0
8081 | 87.2 | 0
8082 | 87.2 | 0
8083 | 87.2 | 0
8084 | 87.089 | 0
8085 | 87.0262 | 0
8086 | 86.9093 | 0
8087 | 86.8608 | 0
8088 | 86.8608 | 0
8089 | 86.8608 | 0
8090 | 86.8608 | 0
8091 | 86.8608 | 0
8092 | 86.8608 | 0
8093 | 86.8608 | 0
8094 | 86.8608 | 0
8095 | 86.8608 | 0
8096 | 86.8608 | 0
8097 | 86.8608 | 0
8098 | 86.8608 | 0
8099 | 86.801 | 0
8100 | 86.7914 | 0
8101 | 86.787 | 0
8102 | 86.785 | 0
8103 | 86.7502 | 0
8104 | 86.74 | 0
8105 | 86.69 | 0
8106 | 86.69 | 0
8107 | 86.655 | 0
8108 | 86.617 | 0
8109 | 86.5519 | 0
8110 | 86.4494 | 0
8111 | 86.437 | 0
8112 | 86.4 | 0
8113 | 86.4 | 0
8114 | 86.4 | 0
8115 | 86.4 | 0
8116 | 86.4 | 0
8117 | 86.4 | 0
8118 | 86.4 | 0
8119 | 86.4 | 0
8120 | 86.4 | 0
8121 | 86.4 | 0
8122 | 86.4 | 0
8123 | 86.3179 | 0
8124 | 86.2801 | 0
8125 | 86.0639 | 0
8126 | 86.0639 | 0
8127 | 86.0639 | 0
8128 | 86.0639 | 0
8129 | 86.0639 | 0
8130 | 86.0558 | 0
8131 | 86.0558 | 0
8132 | 86.0558 | 0
8133 | 86.02 | 0
8134 | 85.97 | 0
8135 | 85.8721 | 0
8136 | 85.749 | 0
8137 | 85.7196 | 0
8138 | 85.6854 | 0
8139 | 85.6448 | 0
8140 | 85.6448 | 0
8141 | 85.638 | 0
8142 | 85.6 | 0
8143 | 85.6 | 0
8144 | 85.6 | 0
8145 | 85.6 | 0
8146 | 85.6 | 0
8147 | 85.6 | 0
8148 | 85.6 | 0
8149 | 85.6 | 0
8150 | 85.5428 | 0
8151 | 85.467 | 0
8152 | 85.3392 | 0
8153 | 85.3203 | 0
8154 | 85.3203 | 0
8155 | 85.2782 | 0
8156 | 85.267 | 0
8157 | 85.267 | 0
8158 | 85.1346 | 0
8159 | 84.9541 | 0
8160 | 84.8 | 0
8161 | 84.8 | 0
8162 | 84.8 | 0
8163 | 84.8 | 0
8164 | 84.8 | 0
8165 | 84.741 | 0
8166 | 84.5848 | 0
8167 | 84.557 | 0
8168 | 84.507 | 0
8169 | 84.4702 | 0
8170 | 84.4702 | 0
8171 | 84.4702 | 0
8172 | 84.462 | 0
8173 | 84.446 | 0
8174 | 84.4114 | 0
8175 | 84.323 | 0
8176 | 84.2988 | 0
8177 | 84.2832 | 0
8178 | 84.2281 | 0
8179 | 84.1783 | 0
8180 | 84.042 | 0
8181 | 84 | 0
8182 | 84 | 0
8183 | 84 | 0
8184 | 83.995 | 0
8185 | 83.8493 | 0
8186 | 83.8493 | 0
8187 | 83.7151 | 0
8188 | 83.6733 | 0
8189 | 83.5728 | 0
8190 | 83.419 | 0
8191 | 83.4186 | 0
8192 | 83.4186 | 0
8193 | 83.4186 | 0
8194 | 83.396 | 0
8195 | 83.254 | 0
8196 | 83.2 | 0
8197 | 83.2 | 0
8198 | 83.0716 | 0
8199 | 82.933 | 0
8200 | 82.9302 | 0
8201 | 82.892 | 0
8202 | 82.8821 | 0
8203 | 82.8764 | 0
8204 | 82.775 | 0
8205 | 82.665 | 0
8206 | 82.654 | 0
8207 | 82.638 | 0
8208 | 82.6104 | 0
8209 | 82.6008 | 0
8210 | 82.453 | 0
8211 | 82.403 | 0
8212 | 82.4 | 0
8213 | 82.3874 | 0
8214 | 82.3782 | 0
8215 | 82.3782 | 0
8216 | 82.3782 | 0
8217 | 82.3782 | 0
8218 | 82.3435 | 0
8219 | 82.3325 | 0
8220 | 82.3166 | 0
8221 | 82.1914 | 0
8222 | 82.0825 | 0
8223 | 82.0795 | 0
8224 | 82.0705 | 0
8225 | 82.0117 | 0
8226 | 81.8383 | 0
8227 | 81.795 | 0
8228 | 81.783 | 0
8229 | 81.6427 | 0
8230 | 81.6 | 0
8231 | 81.6 | 0
8232 | 81.6 | 0
8233 | 81.6 | 0
8234 | 81.6 | 0
8235 | 81.6 | 0
8236 | 81.515 | 0
8237 | 81.5007 | 0
8238 | 81.5007 | 0
8239 | 81.435 | 0
8240 | 81.362 | 0
8241 | 81.2826 | 0
8242 | 81.253 | 0
8243 | 81.1985 | 0
8244 | 81.1979 | 0
8245 | 81.184 | 0
8246 | 81.1182 | 0
8247 | 81.102 | 0
8248 | 81.0455 | 0
8249 | 80.9652 | 0
8250 | 80.9652 | 0
8251 | 80.9369 | 0
8252 | 80.8682 | 0
8253 | 80.819 | 0
8254 | 80.81 | 0
8255 | 80.81 | 0
8256 | 80.81 | 0
8257 | 80.8 | 0
8258 | 80.7865 | 0
8259 | 80.774 | 0
8260 | 80.761 | 0
8261 | 80.6148 | 0
8262 | 80.579 | 0
8263 | 80.506 | 0
8264 | 80.485 | 0
8265 | 80.475 | 0
8266 | 80.4598 | 0
8267 | 80.4469 | 0
8268 | 80.2656 | 0
8269 | 80.1929 | 0
8270 | 80.162 | 0
8271 | 80.1193 | 0
8272 | 80.078 | 0
8273 | 80 | 0
8274 | 80 | 0
8275 | 80 | 0
8276 | 80 | 0
8277 | 79.923 | 0
8278 | 79.796 | 0
8279 | 79.7665 | 0
8280 | 79.6888 | 0
8281 | 79.6888 | 0
8282 | 79.6888 | 0
8283 | 79.66 | 0
8284 | 79.653 | 0
8285 | 79.4856 | 0
8286 | 79.4371 | 0
8287 | 79.4286 | 0
8288 | 79.4286 | 0
8289 | 79.3551 | 0
8290 | 79.3501 | 0
8291 | 79.3432 | 0
8292 | 79.281 | 0
8293 | 79.24 | 0
8294 | 79.2 | 0
8295 | 79.2 | 0
8296 | 79.067 | 0
8297 | 79.057 | 0
8298 | 78.9726 | 0
8299 | 78.9318 | 0
8300 | 78.901 | 0
8301 | 78.853 | 0
8302 | 78.8376 | 0
8303 | 78.7595 | 0
8304 | 78.738 | 0
8305 | 78.738 | 0
8306 | 78.738 | 0
8307 | 78.738 | 0
8308 | 78.7006 | 0
8309 | 78.5941 | 0
8310 | 78.5463 | 0
8311 | 78.5117 | 0
8312 | 78.42 | 0
8313 | 78.4 | 0
8314 | 78.4 | 0
8315 | 78.3215 | 0
8316 | 78.115 | 0
8317 | 78.0473 | 0
8318 | 77.6938 | 0
8319 | 77.625 | 0
8320 | 77.6 | 0
8321 | 77.379 | 0
8322 | 77.3566 | 0
8323 | 77.3566 | 0
8324 | 77.3566 | 0
8325 | 77.076 | 0
8326 | 76.9871 | 0
8327 | 76.876 | 0
8328 | 76.8 | 0
8329 | 76.8 | 0
8330 | 76.8 | 0
8331 | 76.8 | 0
8332 | 76.7762 | 0
8333 | 76.614 | 0
8334 | 76.5013 | 0
8335 | 76.2014 | 0
8336 | 76.02 | 0
8337 | 76 | 0
8338 | 76 | 0
8339 | 75.9752 | 0
8340 | 75.749 | 0
8341 | 75.7243 | 0
8342 | 75.611 | 0
8343 | 75.453 | 0
8344 | 75.3169 | 0
8345 | 75.2845 | 0
8346 | 75.2 | 0
8347 | 75.163 | 0
8348 | 75.1595 | 0
8349 | 74.961 | 0
8350 | 74.903 | 0
8351 | 74.8706 | 0
8352 | 74.6694 | 0
8353 | 74.649 | 0
8354 | 74.6116 | 0
8355 | 74.5939 | 0
8356 | 74.5939 | 0
8357 | 74.479 | 0
8358 | 74.454 | 0
8359 | 74.3586 | 0
8360 | 74.1644 | 0
8361 | 73.9979 | 0
8362 | 73.9032 | 0
8363 | 73.28 | 0
8364 | 73.0629 | 0
8365 | 73.0251 | 0
8366 | 72.995 | 0
8367 | 72.9207 | 0
8368 | 72.8 | 0
8369 | 72.8 | 0
8370 | 72.8 | 0
8371 | 72.771 | 0
8372 | 72.4879 | 0
8373 | 72 | 0
8374 | 71.8311 | 0
8375 | 71.5652 | 0
8376 | 71.47 | 0
8377 | 71.433 | 0
8378 | 70.538 | 0
8379 | 70.4498 | 0
8380 | 70.3334 | 0
8381 | 69.874 | 0
8382 | 69.845 | 0
8383 | 69.75 | 0
8384 | 69.556 | 0
8385 | 69.059 | 0
8386 | 68.887 | 0
8387 | 68.8 | 0
8388 | 68.6977 | 0
8389 | 68.404 | 0
8390 | 67.2 | 0
8391 | 66.9963 | 0
8392 | 66.9323 | 0
8393 | 66.865 | 0
8394 | 66.3057 | 0
8395 | 66.072 | 0
8396 | 65.492 | 0
8397 | 65.31 | 0
8398 | 64.271 | 0
8399 | 64.133 | 0
8400 | 63.569 | 0
8401 | 62.387 | 0
8402 | 62.252 | 0
8403 | 60.615 | 0
8404 | 60.338 | 0
8405 | 60.106 | 0
8406 | 59.935 | 0
8407 | 59.771 | 0
8408 | 59.139 | 0
8409 | 57.64 | 0
8410 | 57.444 | 0
8411 | 56.963 | 0
8412 | 44.716 | 0
8413 | 39.491 | 0
8414 | 37.99 | 0
8415 | 0 | 0
8416 | 0 | 0
8417 | 0 | 0
8418 | 0 | 0
8419 | 0 | 0
8420 | 0 | 0
8421 | 0 | 0
8422 | 0 | 0
8423 | 0 | 0
8424 | 0 | 0
8425 | 0 | 0
8426 | 0 | 0
8427 | 0 | 0
8428 | 0 | 0
8429 | 0 | 0
8430 | 0 | 0
8431 | 0 | 0
8432 | 0 | 0
8433 | 0 | 0
8434 | 0 | 0
8435 | 0 | 0
8436 | 0 | 0
8437 | 0 | 0
8438 | 0 | 0
8439 | 0 | 0
8440 | 0 | 0
8441 | 0 | 0
8442 | 0 | 0
8443 | 0 | 0
8444 | 0 | 0
8445 | 0 | 0
8446 | 0 | 0
8447 | 0 | 0
8448 | 0 | 0
8449 | 0 | 0
8450 | 0 | 0
8451 | 0 | 0
8452 | 0 | 0
8453 | 0 | 0
8454 | 0 | 0
8455 | 0 | 0
8456 | 0 | 0
8457 | 0 | 0
8458 | 0 | 0
8459 | 0 | 0
8460 | 0 | 0
8461 | 0 | 0
8462 | 0 | 0
8463 | 0 | 0
8464 | 0 | 0
8465 | 0 | 0
8466 | 0 | 0
8467 | 0 | 0
8468 | 0 | 0
8469 | 0 | 0
8470 | 0 | 0
8471 | 0 | 0
8472 | 0 | 0
8473 | 0 | 0
8474 | 0 | 0
8475 | 0 | 0
8476 | 0 | 0
8477 | 0 | 0
8478 | 0 | 0
8479 | 0 | 0
8480 | 0 | 0
8481 | 0 | 0
8482 | 0 | 0
8483 | 0 | 0
8484 | 0 | 0
8485 | 0 | 0
8486 | 0 | 0
8487 | 0 | 0
8488 | 0 | 0
8489 | 0 | 0
8490 | 0 | 0
8491 | 0 | 0
8492 | 0 | 0
8493 | 0 | 0
8494 | 0 | 0
8495 | 0 | 0
8496 | 0 | 0
8497 | 0 | 0
8498 | 0 | 0
8499 | 0 | 0
8500 | 0 | 0
8501 | 0 | 0
8502 | 0 | 0
8503 | 0 | 0
8504 | 0 | 0
8505 | 0 | 0
8506 | 0 | 0
8507 | 0 | 0
8508 | 0 | 0
8509 | 0 | 0
8510 | 0 | 0
8511 | 0 | 0
8512 | 0 | 0
8513 | 0 | 0
8514 | 0 | 0
8515 | 0 | 0
8516 | 0 | 0
8517 | 0 | 0
8518 | 0 | 0
8519 | 0 | 0
8520 | 0 | 0
8521 | 0 | 0
8522 | 0 | 0
8523 | 0 | 0
8524 | 0 | 0
8525 | 0 | 0
8526 | 0 | 0
8527 | 0 | 0
8528 | 0 | 0
8529 | 0 | 0
8530 | 0 | 0
8531 | 0 | 0
8532 | 0 | 0
8533 | 0 | 0
8534 | 0 | 0
8535 | 0 | 0
8536 | 0 | 0
8537 | 0 | 0
8538 | 0 | 0
8539 | 0 | 0
8540 | 0 | 0
8541 | 0 | 0
8542 | 0 | 0
8543 | 0 | 0
8544 | 0 | 0
8545 | 0 | 0
8546 | 0 | 0
8547 | 0 | 0
8548 | 0 | 0
8549 | 0 | 0
8550 | 0 | 0
8551 | 0 | 0
8552 | 0 | 0
8553 | 0 | 0
8554 | 0 | 0
8555 | 0 | 0
8556 | 0 | 0
8557 | 0 | 0
8558 | 0 | 0
8559 | 0 | 0
8560 | 0 | 0
8561 | 0 | 0
8562 | 0 | 0
8563 | 0 | 0
8564 | 0 | 0
8565 | 0 | 0
8566 | 0 | 0
8567 | 0 | 0
8568 | 0 | 0
8569 | 0 | 0
8570 | 0 | 0
8571 | 0 | 0
8572 | 0 | 0
8573 | 0 | 0
8574 | 0 | 0
8575 | 0 | 0
8576 | 0 | 0
8577 | 0 | 0
8578 | 0 | 0
8579 | 0 | 0
8580 | 0 | 0
8581 | 0 | 0
8582 | 0 | 0
8583 | 0 | 0
8584 | 0 | 0
8585 | 0 | 0
8586 | 0 | 0
8587 | 0 | 0
8588 | 0 | 0
8589 | 0 | 0
8590 | 0 | 0
8591 | 0 | 0
8592 | 0 | 0
8593 | 0 | 0
8594 | 0 | 0
8595 | 0 | 0
8596 | 0 | 0
8597 | 0 | 0
8598 | 0 | 0
8599 | 0 | 0
8600 | 0 | 0
8601 | 0 | 0
8602 | 0 | 0
8603 | 0 | 0
8604 | 0 | 0
8605 | 0 | 0
8606 | 0 | 0
8607 | 0 | 0
8608 | 0 | 0
8609 | 0 | 0
8610 | 0 | 0
8611 | 0 | 0
8612 | 0 | 0
8613 | 0 | 0
8614 | 0 | 0
8615 | 0 | 0
8616 | 0 | 0
8617 | 0 | 0
8618 | 0 | 0
8619 | 0 | 0
8620 | 0 | 0
8621 | 0 | 0
8622 | 0 | 0
8623 | 0 | 0
8624 | 0 | 0
8625 | 0 | 0
8626 | 0 | 0
8627 | 0 | 0
8628 | 0 | 0
8629 | 0 | 0
8630 | 0 | 0
8631 | 0 | 0
8632 | 0 | 0
8633 | 0 | 0
8634 | 0 | 0
8635 | 0 | 0
8636 | 0 | 0
8637 | 0 | 0
8638 | 0 | 0
8639 | 0 | 0
8640 | 0 | 0
8641 | 0 | 0
8642 | 0 | 0
8643 | 0 | 0
8644 | 0 | 0
8645 | 0 | 0
8646 | 0 | 0
8647 | 0 | 0
8648 | 0 | 0
8649 | 0 | 0
8650 | 0 | 0
8651 | 0 | 0
8652 | 0 | 0
8653 | 0 | 0
8654 | 0 | 0
8655 | 0 | 0
8656 | 0 | 0
8657 | 0 | 0
8658 | 0 | 0
8659 | 0 | 0
8660 | 0 | 0
8661 | 0 | 0
8662 | 0 | 0
8663 | 0 | 0
8664 | 0 | 0
8665 | 0 | 0
8666 | 0 | 0
8667 | 0 | 0
8668 | 0 | 0
8669 | 0 | 0
8670 | 0 | 0
8671 | 0 | 0
8672 | 0 | 0
8673 | 0 | 0
8674 | 0 | 0
8675 | 0 | 0
8676 | 0 | 0
8677 | 0 | 0
8678 | 0 | 0
8679 | 0 | 0
8680 | 0 | 0
8681 | 0 | 0
8682 | 0 | 0
8683 | 0 | 0
8684 | 0 | 0
8685 | 0 | 0
8686 | 0 | 0
8687 | 0 | 0
8688 | 0 | 0
8689 | 0 | 0
8690 | 0 | 0
8691 | 0 | 0
8692 | 0 | 0
8693 | 0 | 0
8694 | 0 | 0
8695 | 0 | 0
8696 | 0 | 0
8697 | 0 | 0
8698 | 0 | 0
8699 | 0 | 0
8700 | 0 | 0
8701 | 0 | 0
8702 | 0 | 0
8703 | 0 | 0
8704 | 0 | 0
8705 | 0 | 0
8706 | 0 | 0
8707 | 0 | 0
8708 | 0 | 0
8709 | 0 | 0
8710 | 0 | 0
8711 | 0 | 0
8712 | 0 | 0
8713 | 0 | 0
8714 | 0 | 0
8715 | 0 | 0
8716 | 0 | 0
8717 | 0 | 0
8718 | 0 | 0
8719 | 0 | 0
8720 | 0 | 0
8721 | 0 | 0
8722 | 0 | 0
8723 | 0 | 0
8724 | 0 | 0
8725 | 0 | 0
8726 | 0 | 0
8727 | 0 | 0
8728 | 0 | 0
8729 | 0 | 0
8730 | 0 | 0
8731 | 0 | 0
8732 | 0 | 0
8733 | 0 | 0
8734 | 0 | 0
8735 | 0 | 0
8736 | 0 | 0
8737 | 0 | 0
8738 | 0 | 0
8739 | 0 | 0
8740 | 0 | 0
8741 | 0 | 0
8742 | 0 | 0
8743 | 0 | 0
8744 | 0 | 0
8745 | 0 | 0
8746 | 0 | 0
8747 | 0 | 0
8748 | 0 | 0
8749 | 0 | 0
8750 | 0 | 0
8751 | 0 | 0
8752 | 0 | 0
8753 | 0 | 0
8754 | 0 | 0
8755 | 0 | 0
8756 | 0 | 0
8757 | 0 | 0
8758 | 0 | 0
8759 | 0 | 0
8760 | 0 | 0

## Cash Flow
Year | ESCO Energy Revenue (USD) | ESCO Demand Revenue (USD) | ESCO Grid Arbitrage Revenue (USD) | ESCO Revenue (USD) | O&M (USD) | Replacement Cost (USD) | Depreciation (USD) | CIT (USD) | Cash Available For Debt Service (USD) | Debt Service (USD) | Equity Cash Flow (USD) | Offtaker Savings (USD) | Offtaker Savings Fraction | DSCR | Generator Revenue (USD) | CfD Net (USD) | DPPA Offtaker Cost (USD)
1 | 520897.6679 | 0 | 0 | 520897.6679 | 37378.4 | 0 | 165616 | 0 | 483519.2679 | 323060.4414 | 160458.8265 | -110564.6373 | -14.38% | 1.4967 | 520897.6679 | 112341.1286 | 879609.1673
2 | 539609.0806 | 0 | 0 | 539609.0806 | 37378.4 | 0 | 165616 | 0 | 502230.6806 | 323060.4414 | 179170.2392 | -114996.4606 | -14.38% | 1.5546 | 539609.0806 | 116834.7738 | 914802.7718
3 | 558995.0174 | 0 | 0 | 558995.0174 | 37378.4 | 0 | 165616 | 0 | 521616.6174 | 323060.4414 | 198556.176 | -119605.8782 | -14.38% | 1.6146 | 558995.0174 | 121508.1647 | 951404.4419
4 | 579079.8865 | 0 | 0 | 579079.8865 | 37378.4 | 0 | 165616 | 0 | 541701.4865 | 323060.4414 | 218641.0451 | -124400.0053 | -14.38% | 1.6768 | 579079.8865 | 126368.4913 | 989470.5115
5 | 599888.9827 | 0 | 0 | 599888.9827 | 37378.4 | 0 | 165616 | 27185.2453 | 535325.3374 | 323060.4414 | 212264.896 | -129386.2416 | -14.38% | 1.657 | 599888.9827 | 131423.231 | 1029059.5681
6 | 621448.5201 | 0 | 0 | 621448.5201 | 37378.4 | 0 | 165616 | 31024.3547 | 553045.7654 | 323060.4414 | 229985.324 | -134572.2837 | -14.38% | 1.7119 | 621448.5201 | 136680.1602 | 1070232.5432
7 | 643785.6654 | 0 | 0 | 643785.6654 | 37378.4 | 0 | 165616 | 35084.2931 | 571322.9723 | 323060.4414 | 248262.5309 | -139966.136 | -14.38% | 1.7685 | 643785.6654 | 142147.3666 | 1113052.8059
8 | 666928.5729 | 0 | 0 | 666928.5729 | 37378.4 | 0 | 165616 | 39380.0367 | 590170.1361 | 323060.4414 | 267109.6947 | -145576.1239 | -14.38% | 1.8268 | 666928.5729 | 147833.2613 | 1157586.2606
9 | 690906.4202 | 0 | 0 | 690906.4202 | 37378.4 | 0 | 141936 | 46295.6979 | 607232.3223 | 323060.4414 | 284171.8809 | -151410.906 | -14.39% | 1.8796 | 690906.4202 | 153746.5918 | 1203901.4481
10 | 715749.4459 | 0 | 0 | 715749.4459 | 37378.4 | 0 | 141936 | 51112.6163 | 627258.4295 | 323060.4414 | 304197.9881 | -157479.4878 | -14.39% | 1.9416 | 715749.4459 | 159896.4554 | 1252069.6516
11 | 741488.9882 | 0 | 0 | 741488.9882 | 37378.4 | 165760 | 141936 | 39641.4588 | 498709.1293 | 0 | 498709.1293 | -163791.2356 | -14.39% |  | 741488.9882 | 166292.3136 | 1302165.006
12 | 768157.525 | 0 | 0 | 768157.525 | 37378.4 | 0 | 141936 | 58884.3125 | 671894.8125 | 0 | 671894.8125 | -170355.8907 | -14.39% |  | 768157.525 | 172944.0062 | 1354264.6119
13 | 795788.7157 | 0 | 0 | 795788.7157 | 37378.4 | 0 | 141936 | 61647.4316 | 696762.8841 | 0 | 696762.8841 | -177183.5845 | -14.39% |  | 795788.7157 | 179861.7664 | 1408448.6546
14 | 824417.4442 | 0 | 0 | 824417.4442 | 37378.4 | 0 | 141936 | 129020.6088 | 658018.4353 | 0 | 658018.4353 | -184284.8545 | -14.39% |  | 824417.4442 | 187056.2371 | 1464800.5273
15 | 854079.8637 | 0 | 0 | 854079.8637 | 37378.4 | 0 | 141936 | 134953.0927 | 681748.3709 | 0 | 681748.3709 | -191670.6599 | -14.39% |  | 854079.8637 | 194538.4866 | 1523406.9596
16 | 884813.443 | 0 | 0 | 884813.443 | 37378.4 | 0 | 141936 | 141099.8086 | 706335.2344 | 0 | 706335.2344 | -199352.399 | -14.39% |  | 884813.443 | 202320.026 | 1584358.1508
17 | 916657.015 | 0 | 0 | 916657.015 | 37378.4 | 0 | 141936 | 147468.523 | 731810.092 | 0 | 731810.092 | -207341.9267 | -14.39% |  | 916657.015 | 210412.8271 | 1647747.9085
18 | 949650.8258 | 0 | 0 | 949650.8258 | 37378.4 | 0 | 141936 | 154067.2852 | 758205.1407 | 0 | 758205.1407 | -215651.5725 | -14.4% |  | 949650.8258 | 218829.3402 | 1713673.7936
19 | 983836.5871 | 0 | 0 | 983836.5871 | 37378.4 | 0 | 141936 | 160904.4374 | 785553.7497 | 0 | 785553.7497 | -224294.1598 | -14.4% |  | 983836.5871 | 227582.5138 | 1782237.2697
20 | 1019257.5294 | 0 | 0 | 1019257.5294 | 37378.4 | 0 | 141936 | 167988.6259 | 813890.5035 | 0 | 813890.5035 | -233283.0257 | -14.4% |  | 1019257.5294 | 236685.8143 | 1853543.86
21 | 1055958.4577 | 0 | 0 | 1055958.4577 | 37378.4 | 0 | 0 | 203716.0115 | 814864.0462 | 0 | 814864.0462 | -242632.0413 | -14.4% |  | 1055958.4577 | 246153.2469 | 1927703.309
22 | 1093985.8089 | 0 | 0 | 1093985.8089 | 37378.4 | 0 | 0 | 211321.4818 | 845285.9271 | 0 | 845285.9271 | -252355.6332 | -14.4% |  | 1093985.8089 | 255999.3768 | 2004829.7516
23 | 1133387.7118 | 0 | 0 | 1133387.7118 | 37378.4 | 0 | 0 | 219201.8624 | 876807.4495 | 0 | 876807.4495 | -262468.8061 | -14.4% |  | 1133387.7118 | 266239.3518 | 2085041.8892
24 | 1174214.0488 | 0 | 0 | 1174214.0488 | 37378.4 | 0 | 0 | 227367.1298 | 909468.5191 | 0 | 909468.5191 | -272987.1652 | -14.4% |  | 1174214.0488 | 276888.9259 | 2168463.1717
25 | 1216516.5201 | 0 | 0 | 1216516.5201 | 37378.4 | 0 | 0 | 235827.624 | 943310.4961 | 0 | 943310.4961 | -283926.941 | -14.4% |  | 1216516.5201 | 287964.4829 | 2255221.9878

## Tax Schedule
Year | Depreciation (USD) | CIT (USD)
1 | 165616 | 0
2 | 165616 | 0
3 | 165616 | 0
4 | 165616 | 0
5 | 165616 | 27185.2453
6 | 165616 | 31024.3547
7 | 165616 | 35084.2931
8 | 165616 | 39380.0367
9 | 141936 | 46295.6979
10 | 141936 | 51112.6163
11 | 141936 | 39641.4588
12 | 141936 | 58884.3125
13 | 141936 | 61647.4316
14 | 141936 | 129020.6088
15 | 141936 | 134953.0927
16 | 141936 | 141099.8086
17 | 141936 | 147468.523
18 | 141936 | 154067.2852
19 | 141936 | 160904.4374
20 | 141936 | 167988.6259
21 | 0 | 203716.0115
22 | 0 | 211321.4818
23 | 0 | 219201.8624
24 | 0 | 227367.1298
25 | 0 | 235827.624

## Debt Service
Year | Interest (USD) | Principal (USD) | Debt Service (USD) | Ending Debt Balance (USD)
1 | 180175.52 | 142884.9214 | 323060.4414 | 1976827.0786
2 | 168030.3017 | 155030.1397 | 323060.4414 | 1821796.9389
3 | 154852.7398 | 168207.7016 | 323060.4414 | 1653589.2372
4 | 140555.0852 | 182505.3562 | 323060.4414 | 1471083.881
5 | 125042.1299 | 198018.3115 | 323060.4414 | 1273065.5695
6 | 108210.5734 | 214849.868 | 323060.4414 | 1058215.7015
7 | 89948.3346 | 233112.1068 | 323060.4414 | 825103.5947
8 | 70133.8055 | 252926.6359 | 323060.4414 | 572176.9588
9 | 48635.0415 | 274425.3999 | 323060.4414 | 297751.5589
10 | 25308.8825 | 297751.5589 | 323060.4414 | 0
11 | 0 | 0 | 0 | 0
12 | 0 | 0 | 0 | 0
13 | 0 | 0 | 0 | 0
14 | 0 | 0 | 0 | 0
15 | 0 | 0 | 0 | 0
16 | 0 | 0 | 0 | 0
17 | 0 | 0 | 0 | 0
18 | 0 | 0 | 0 | 0
19 | 0 | 0 | 0 | 0
20 | 0 | 0 | 0 | 0
21 | 0 | 0 | 0 | 0
22 | 0 | 0 | 0 | 0
23 | 0 | 0 | 0 | 0
24 | 0 | 0 | 0 | 0
25 | 0 | 0 | 0 | 0

## Developer Financials
Metric | Value
Project IRR | 18.24%
Equity IRR | 26.91%
NPV (USD) | 2538195.7047
Average DSCR | 1.7128
Simple Payback (Years) | 4.7143
ROI | 1508%

## Assumptions
Assumption | Value
case_name | Factory A Vietnam DPPA Grid CfD Minimum BESS
country | Vietnam
tariff_year | 2025
voltage_level | 22-110kV
tou_schedule | decision_963
exchange_rate_vnd_per_usd | 25000
evn_energy_escalation_rate | 0.04
evn_capacity_escalation_rate | 0.04
esco_energy_discount_fraction | 0.9
demand_savings_esco_share | 0.8
grid_charging_enabled | FALSE
owner_discount_rate_fraction | 0.1
debt_fraction | 0.7
debt_interest_rate_fraction | 0.085
debt_term_years | 10
battery_replacement_year | 11

## DPPA Configuration
Metric | Value
DPPA Type | grid_dppa_cfd
CfD Strike (VND/kWh) | 2000
CfD Strike Escalation Rate | 4%
Transmission Loss Factor k | 1.026
Distribution Loss Factor K_pp | 1.0273
Allocation Fraction delta | 1
System Service Fee (VND/kWh) | 360
Delta Settlement Adder (VND/kWh) | 163.3
Fee Escalation Rate | 4%
FMP Series Path | DPPA DOC/fmp_cfmp_vn.json

## Hourly Settlement
Hour | Load (kW) | Q_re_meter (kW) | Q_re_delivered (kW) | Q_adj (kW) | Q_Khc (kW) | FMP (VND/kWh) | C_DN (VND) | C_DPPA (VND) | C_CL (VND) | C_BL (VND) | CfD Payment (VND)
1 | 1020 | 0 | 0 | 0 | 0 | 1377.55 | 0 | 0 | 0 | 1213800 | 0
2 | 1078.4 | 0 | 0 | 0 | 0 | 1316 | 0 | 0 | 0 | 1283296 | 0
3 | 906.4 | 0 | 0 | 0 | 0 | 1367.3 | 0 | 0 | 0 | 1078616 | 0
4 | 860.8 | 0 | 0 | 0 | 0 | 1420.5 | 0 | 0 | 0 | 1024352 | 0
5 | 996.8 | 0 | 0 | 0 | 0 | 1423.7 | 0 | 0 | 0 | 1186192 | 0
6 | 983.2 | 0 | 0 | 0 | 0 | 1433.15 | 0 | 0 | 0 | 1170008 | 0
7 | 586.4 | 353.231 | 353.231 | 343.8564 | 343.8564 | 1460.05 | 532492.7943 | 123788.3191 | 56151.757 | 444582.3421 | 185665.2858
8 | 104.269 | 104.269 | 104.269 | 101.5018 | 101.5018 | 1481.35 | 158762.876 | 36540.6327 | 16575.237 | 5072.3554 | 52643.8866
9 | 89.172 | 604.778 | 89.172 | 588.7275 | 89.172 | 1273.8 | 119873.5393 | 32101.92 | 14561.7876 | 0 | 64756.7064
10 | 105.232 | 2220.257 | 105.232 | 2161.3326 | 105.232 | 1251.7 | 139185.264 | 37883.52 | 17184.3856 | 0 | 78745.1056
11 | 89.626 | 2477.651 | 89.626 | 2411.8955 | 89.626 | 1237.2 | 117193.7334 | 32265.36 | 14635.9258 | 0 | 68366.7128
12 | 119.641 | 2045.781 | 119.641 | 1991.4871 | 119.641 | 1241.95 | 156736.6262 | 43070.76 | 19537.3753 | 0 | 90693.86
13 | 82.892 | 1526.807 | 82.892 | 1486.2864 | 82.892 | 1235.6 | 107972.0863 | 29841.12 | 13536.2636 | 0 | 63362.6448
14 | 87.738 | 1420.25 | 87.738 | 1382.5573 | 87.738 | 1264.65 | 117158.1343 | 31585.68 | 14327.6154 | 0 | 64518.1383
15 | 106.186 | 977.223 | 106.186 | 951.288 | 106.186 | 1276.05 | 143198.56 | 38226.96 | 17340.1738 | 0 | 76873.3547
16 | 98.846 | 870.124 | 98.846 | 847.0314 | 98.846 | 1305.2 | 135970.4615 | 35584.56 | 16141.5518 | 0 | 68678.2008
17 | 88.262 | 504.852 | 88.262 | 491.4535 | 88.262 | 1500 | 139423.6023 | 31774.32 | 14413.1846 | 0 | 44131
18 | 94.791 | 94.791 | 94.791 | 92.2753 | 92.2753 | 1650.7 | 160550.6607 | 33219.1075 | 15068.5563 | 4611.2808 | 32231.7618
19 | 90.4 | 90.4 | 90.4 | 88.0008 | 88.0008 | 1716.9 | 159126.324 | 31680.3 | 14370.5361 | 8152.3685 | 24913.0359
20 | 96 | 96 | 96 | 93.4522 | 93.4522 | 1581.7 | 155934.3958 | 33642.7964 | 15260.7463 | 8657.3825 | 39091.0604
21 | 87.2 | 87.2 | 87.2 | 84.8858 | 84.8858 | 1571.05 | 140491.3341 | 30558.8734 | 13861.8445 | 7863.7891 | 36411.7466
22 | 92 | 92 | 92 | 89.5584 | 89.5584 | 1815.6 | 171486.7427 | 32241.0133 | 14624.8818 | 8296.6582 | 16514.5635
23 | 88 | 88 | 88 | 85.6645 | 85.6645 | 1675.85 | 152016.9233 | 30839.2301 | 13989.0174 | 7935.9339 | 27768.1567
24 | 91.2 | 91.2 | 91.2 | 88.7796 | 88.7796 | 1500.35 | 141227.9283 | 31960.6566 | 14497.709 | 4436.5901 | 44358.728
25 | 86.4 | 0 | 0 | 0 | 0 | 1506.4 | 0 | 0 | 0 | 102816 | 0
26 | 93.6 | 0 | 0 | 0 | 0 | 1423.5 | 0 | 0 | 0 | 111384 | 0
27 | 86.4 | 0 | 0 | 0 | 0 | 1421.05 | 0 | 0 | 0 | 102816 | 0
28 | 89.6 | 41.559 | 41.559 | 40.456 | 40.456 | 1424.3 | 61884.5318 | 14564.1768 | 6606.4724 | 58481.3043 | 23290.5461
29 | 83.2 | 83.2 | 83.2 | 80.9919 | 80.9919 | 1433.8 | 124505.6218 | 29157.0902 | 13225.9801 | 2627.6183 | 45857.6236
30 | 92 | 92 | 92 | 89.5584 | 89.5584 | 1443.25 | 138159.1859 | 32241.0133 | 14624.8818 | 2905.5395 | 49861.6226
31 | 76.8 | 76.8 | 76.8 | 74.7618 | 74.7618 | 1505.8 | 119098.7663 | 26914.2372 | 12208.597 | 3736.0758 | 36947.2667
32 | 84.462 | 84.462 | 84.462 | 82.2204 | 82.2204 | 1754.3 | 151878.0344 | 29599.3528 | 13426.5953 | 4108.8078 | 20201.5583
33 | 178.704 | 178.704 | 178.704 | 173.9613 | 173.9613 | 1834.75 | 336189.0516 | 62626.0656 | 28407.8792 | 8693.3815 | 28747.1037
34 | 122.023 | 122.023 | 122.023 | 118.7846 | 118.7846 | 1841.6 | 230806.5027 | 42762.4474 | 19397.5213 | 5936.031 | 18815.4769
35 | 151.211 | 302.385 | 151.212 | 294.3599 | 151.211 | 1651.9 | 263770.436 | 54435.96 | 24692.7563 | 0 | 52636.5491
36 | 234.813 | 854.295 | 234.813 | 831.6225 | 234.813 | 1590.1 | 393094.9234 | 84532.68 | 38344.9629 | 0 | 96249.8487
37 | 410.829 | 1126.27 | 410.829 | 1096.3794 | 410.829 | 1500.55 | 648500.3296 | 147898.44 | 67088.3757 | 0 | 205188.544
38 | 797.587 | 820.855 | 797.587 | 799.07 | 797.587 | 1617.15 | 1361281.607 | 287131.32 | 130245.9571 | 0 | 305356.1829
39 | 1144.168 | 543.826 | 543.826 | 529.3932 | 529.3932 | 1800.05 | 1006360.7133 | 190581.5356 | 86449.9021 | 1126882.2919 | 105852.1612
40 | 1195.968 | 123.474 | 123.474 | 120.1971 | 120.1971 | 1764.6 | 223575.3375 | 43270.9442 | 19628.1811 | 1971888.1195 | 28294.3897
41 | 1539.811 | 142.15 | 142.15 | 138.3774 | 138.3774 | 1794.05 | 261481.1575 | 49815.8699 | 22597.0321 | 2568827.7586 | 28498.8289
42 | 1385.46 | 0 | 0 | 0 | 0 | 1692.95 | 0 | 0 | 0 | 2539548.18 | 0
43 | 1622.4 | 0 | 0 | 0 | 0 | 1702.9 | 0 | 0 | 0 | 5512915.2 | 0
44 | 953.6 | 0 | 0 | 0 | 0 | 1619.95 | 0 | 0 | 0 | 3240332.8 | 0
45 | 1364 | 0 | 0 | 0 | 0 | 1665.7 | 0 | 0 | 0 | 4634872 | 0
46 | 1566.4 | 305.874 | 305.874 | 297.7563 | 297.7563 | 1815.6 | 567651.7929 | 107192.2575 | 48623.599 | 4310851.3919 | 54906.2563
47 | 1546.4 | 592 | 592 | 576.2886 | 576.2886 | 1785 | 1086345.3358 | 207463.9114 | 94107.9354 | 3296438.392 | 123902.0582
48 | 1576 | 0 | 0 | 0 | 0 | 1633.1 | 0 | 0 | 0 | 2888808 | 0
49 | 1492 | 0 | 0 | 0 | 0 | 1449.35 | 0 | 0 | 0 | 1775480 | 0
50 | 1759.2 | 0 | 0 | 0 | 0 | 1474.1 | 0 | 0 | 0 | 2093448 | 0
51 | 1702.4 | 0 | 0 | 0 | 0 | 1424.85 | 0 | 0 | 0 | 2025856 | 0
52 | 1202.4 | 0 | 0 | 0 | 0 | 1313 | 0 | 0 | 0 | 1430856 | 0
53 | 1508.8 | 0 | 0 | 0 | 0 | 1387.75 | 0 | 0 | 0 | 1795472 | 0
54 | 1304 | 0 | 0 | 0 | 0 | 1436.95 | 0 | 0 | 0 | 1551760 | 0
55 | 1408 | 76.301 | 76.301 | 74.276 | 74.276 | 1460.05 | 114144.5101 | 26739.3647 | 12129.2729 | 2444716.0681 | 40105.3332
56 | 1348.873 | 555.569 | 555.569 | 540.8245 | 540.8245 | 1485.15 | 843853.7335 | 194696.8206 | 88316.6411 | 1481152.8975 | 278443.4947
57 | 1465.448 | 1220.508 | 1220.508 | 1188.1164 | 1188.1164 | 1514.75 | 1892600.2534 | 427721.8979 | 194019.4054 | 508348.8539 | 576533.4749
58 | 1762.864 | 1653.392 | 1653.392 | 1609.5119 | 1609.5119 | 1521.6 | 2577472.3192 | 579424.276 | 262833.2896 | 281094.4402 | 769990.4823
59 | 1691.064 | 1174.744 | 1174.744 | 1143.5669 | 1143.5669 | 1512.05 | 1825449.1768 | 411684.0965 | 186744.4804 | 1003562.1208 | 558003.4858
60 | 1680.269 | 1680.269 | 1680.269 | 1635.6756 | 1635.6756 | 1504.25 | 2584224.7777 | 588843.2076 | 267105.8217 | 81739.7448 | 810886.1672
61 | 1623.593 | 1623.593 | 1623.593 | 1580.5037 | 1580.5037 | 1490.45 | 2466162.9583 | 568981.3417 | 258096.2586 | 78982.6376 | 805345.674
62 | 1593.084 | 1999.799 | 1593.084 | 1946.7254 | 1593.084 | 1515.85 | 2543824.5511 | 573510.24 | 260150.6172 | 0 | 771291.6186
63 | 1600.536 | 567.15 | 567.15 | 552.0981 | 552.0981 | 1538.5 | 894864.1429 | 198755.3333 | 90157.6276 | 1921786.5824 | 254793.2954
64 | 2071.826 | 854.284 | 854.284 | 831.6118 | 831.6118 | 1542.5 | 1351906.212 | 299380.2366 | 135802.2018 | 2273312.6866 | 380462.384
65 | 1766.78 | 722.441 | 722.441 | 703.2678 | 703.2678 | 1590.05 | 1177218.3608 | 253176.4115 | 114843.6333 | 1949417.8448 | 288304.6386
66 | 1972.144 | 43.487 | 43.487 | 42.3329 | 42.3329 | 1599.7 | 71378.8597 | 15239.8363 | 6912.9591 | 3537343.7853 | 16945.8514
67 | 1702.4 | 0 | 0 | 0 | 0 | 1658.4 | 0 | 0 | 0 | 5784755.2 | 0
68 | 1880.8 | 0 | 0 | 0 | 0 | 1576.2 | 0 | 0 | 0 | 6390958.4 | 0
69 | 1820 | 0 | 0 | 0 | 0 | 1509.75 | 0 | 0 | 0 | 6184360 | 0
70 | 1544 | 305.874 | 305.874 | 297.7563 | 297.7563 | 1570.6 | 492044.2881 | 107192.2575 | 48623.599 | 4234736.1919 | 127856.5427
71 | 1548 | 592 | 592 | 576.2886 | 576.2886 | 1468.8 | 894467.8149 | 207463.9114 | 94107.9354 | 3301875.192 | 306124.527
72 | 1748 | 0 | 0 | 0 | 0 | 1393.5 | 0 | 0 | 0 | 3204084 | 0
73 | 1668.8 | 0 | 0 | 0 | 0 | 1281.35 | 0 | 0 | 0 | 1985872 | 0
74 | 1640 | 0 | 0 | 0 | 0 | 1307.05 | 0 | 0 | 0 | 1951600 | 0
75 | 1404.8 | 0 | 0 | 0 | 0 | 1331.35 | 0 | 0 | 0 | 1671712 | 0
76 | 1329.6 | 0 | 0 | 0 | 0 | 1313 | 0 | 0 | 0 | 1582224 | 0
77 | 1424 | 0 | 0 | 0 | 0 | 1358.25 | 0 | 0 | 0 | 1694560 | 0
78 | 1144.8 | 0 | 0 | 0 | 0 | 1433.15 | 0 | 0 | 0 | 1362312 | 0
79 | 1503.2 | 121.378 | 121.378 | 118.1567 | 118.1567 | 1434.05 | 178593.4628 | 42536.4099 | 19294.9881 | 2538784.3798 | 66870.781
80 | 1213.663 | 905.559 | 905.559 | 881.526 | 881.526 | 1477.55 | 1371336.7653 | 317349.3448 | 143953.1889 | 608807.1983 | 460553.2367
81 | 1603.942 | 1603.942 | 1603.942 | 1561.3743 | 1561.3743 | 1507.15 | 2477274.7566 | 562094.7313 | 254972.4156 | 78026.6789 | 769523.3009
82 | 1563.398 | 2350.219 | 1563.398 | 2287.8455 | 1563.398 | 1406.5 | 2310248.7828 | 562823.28 | 255302.8934 | 0 | 927876.713
83 | 1507.155 | 3418.205 | 1507.155 | 3327.4877 | 1507.155 | 1297.65 | 2061085.8464 | 542575.8 | 246118.4115 | 0 | 1058550.3143
84 | 1580.699 | 3348.423 | 1580.699 | 3259.5577 | 1580.699 | 1294.7 | 2151906.9171 | 569051.64 | 258128.1467 | 0 | 1114867.0047
85 | 1729.469 | 3253.458 | 1729.469 | 3167.113 | 1729.469 | 1382.95 | 2504598.1123 | 622608.84 | 282422.2877 | 0 | 1067168.8465
86 | 1487.795 | 3414.903 | 1487.795 | 3324.2733 | 1487.795 | 1404.55 | 2197923.059 | 535606.2 | 242956.9235 | 0 | 885907.5328
87 | 1353.09 | 2498.89 | 1353.09 | 2432.5708 | 1353.09 | 1423.4 | 2024724.5927 | 487112.4 | 220959.597 | 0 | 780191.694
88 | 1713.845 | 2231.215 | 1713.845 | 2171.9998 | 1713.845 | 1485.8 | 2679954.7021 | 616984.2 | 279870.8885 | 0 | 881259.099
89 | 1749.959 | 1105.932 | 1105.932 | 1076.5812 | 1076.5812 | 1551.25 | 1755653.3442 | 387569.2203 | 175805.7047 | 1234301.5667 | 483115.799
90 | 1614.836 | 81.694 | 81.694 | 79.5259 | 79.5259 | 1599.7 | 133724.5107 | 28629.3189 | 12986.5771 | 2814223.4394 | 31834.2121
91 | 1603.201 | 0 | 0 | 0 | 0 | 1620.9 | 0 | 0 | 0 | 5447676.998 | 0
92 | 1192 | 0 | 0 | 0 | 0 | 1529.9 | 0 | 0 | 0 | 4050416 | 0
93 | 1322.4 | 0 | 0 | 0 | 0 | 1477.8 | 0 | 0 | 0 | 4493515.2 | 0
94 | 1403.2 | 305.874 | 305.874 | 297.7563 | 297.7563 | 1581.6 | 493972.1988 | 107192.2575 | 48623.599 | 3756297.7919 | 124581.2237
95 | 1576.8 | 592 | 592 | 576.2886 | 576.2886 | 1547.6 | 938628.4036 | 207463.9114 | 94107.9354 | 3399737.592 | 260712.982
96 | 1240.8 | 0 | 0 | 0 | 0 | 1393.5 | 0 | 0 | 0 | 2274386.4 | 0
97 | 1476 | 0 | 0 | 0 | 0 | 1395.35 | 0 | 0 | 0 | 2705508 | 0
98 | 1014.4 | 0 | 0 | 0 | 0 | 1334.6 | 0 | 0 | 0 | 1859395.2 | 0
99 | 1200.8 | 0 | 0 | 0 | 0 | 1343.9 | 0 | 0 | 0 | 2201066.4 | 0
100 | 1056 | 0 | 0 | 0 | 0 | 1313 | 0 | 0 | 0 | 1935648 | 0
101 | 1512.8 | 0 | 0 | 0 | 0 | 1423.7 | 0 | 0 | 0 | 2772962.4 | 0
102 | 1194.4 | 0 | 0 | 0 | 0 | 1391.95 | 0 | 0 | 0 | 2189335.2 | 0
103 | 1352.8 | 118.442 | 118.442 | 115.2986 | 115.2986 | 1456.25 | 176530.7387 | 41507.501 | 18828.2636 | 2268340.0407 | 62693.6213
104 | 1276.497 | 1197.342 | 1197.342 | 1165.5652 | 1165.5652 | 1436.35 | 1758255.4415 | 419603.4706 | 190336.7965 | 203337.9966 | 656970.8228
105 | 1178.106 | 1748.833 | 1178.106 | 1702.4199 | 1178.106 | 1430 | 1771846.5988 | 424118.16 | 192384.7098 | 0 | 671520.42
106 | 1381.448 | 2775.387 | 1381.448 | 2701.7297 | 1381.448 | 1462.1 | 2124827.1529 | 497321.28 | 225590.4584 | 0 | 743080.8792
107 | 1214.49 | 3733.498 | 1214.49 | 3634.413 | 1214.49 | 1481.95 | 1902806.8572 | 437216.4 | 198326.217 | 0 | 629166.5445
108 | 1201.671 | 4017.081 | 1201.671 | 3910.4699 | 1201.671 | 1360.7 | 1725800.1378 | 432601.56 | 196232.8743 | 0 | 768228.2703
109 | 1248.417 | 4002.368 | 1248.417 | 3896.1473 | 1248.417 | 1291.9 | 1699214.0921 | 449430.12 | 203866.4961 | 0 | 884004.0777
110 | 1246.649 | 3699.016 | 1246.649 | 3600.8461 | 1246.649 | 1409.7 | 1857130.2656 | 448793.64 | 203577.7817 | 0 | 735896.9047
111 | 987.594 | 3135.427 | 987.594 | 3052.2145 | 987.594 | 1429.45 | 1489070.8993 | 355533.84 | 161274.1002 | 0 | 563471.7567
112 | 489.888 | 2293.057 | 489.888 | 2232.2005 | 489.888 | 1484.35 | 766711.3022 | 176359.68 | 79998.7104 | 0 | 252610.7472
113 | 193.991 | 1153.24 | 193.991 | 1122.6336 | 193.991 | 1540.55 | 314871.1631 | 69836.76 | 31678.7303 | 0 | 89129.165
114 | 170.644 | 170.644 | 170.644 | 166.1152 | 166.1152 | 1564.7 | 273422.2094 | 59801.4725 | 27126.6124 | 8301.2881 | 72309.9471
115 | 118.4 | 118.4 | 118.4 | 115.2577 | 115.2577 | 1655.4 | 200970.8316 | 41492.7823 | 18821.5871 | 5759.7836 | 39717.8133
116 | 127.2 | 127.2 | 127.2 | 123.8242 | 123.8242 | 1529.9 | 199702.626 | 44576.7053 | 20220.4888 | 6187.8756 | 58209.7476
117 | 100.8 | 100.8 | 100.8 | 98.1248 | 98.1248 | 1499.05 | 154877.2978 | 35324.9363 | 16023.7836 | 4903.5995 | 49155.6301
118 | 94.4 | 94.4 | 94.4 | 91.8947 | 91.8947 | 1495.6 | 144430.8861 | 33082.0832 | 15006.4005 | 4592.2599 | 46351.6743
119 | 94.4 | 94.4 | 94.4 | 91.8947 | 91.8947 | 1472.6 | 142593.2419 | 33082.0832 | 15006.4005 | 4592.2599 | 48465.2518
120 | 99.2 | 99.2 | 99.2 | 96.5673 | 96.5673 | 1454.85 | 148221.5143 | 34764.223 | 15769.4378 | 4825.7646 | 52643.656
121 | 92.8 | 0 | 0 | 0 | 0 | 1425.85 | 0 | 0 | 0 | 110432 | 0
122 | 91.2 | 0 | 0 | 0 | 0 | 1303.15 | 0 | 0 | 0 | 108528 | 0
123 | 85.6 | 0 | 0 | 0 | 0 | 1312.6 | 0 | 0 | 0 | 101864 | 0
124 | 93.6 | 0 | 0 | 0 | 0 | 1311.9 | 0 | 0 | 0 | 111384 | 0
125 | 89.6 | 88.481 | 88.481 | 86.1328 | 86.1328 | 1336.7 | 121151.4737 | 31007.7945 | 14065.4801 | 4126.0126 | 57131.8614
126 | 93.6 | 93.6 | 93.6 | 91.1159 | 91.1159 | 1321.1 | 126659.7472 | 32801.7265 | 14879.2276 | 2956.0706 | 61858.5893
127 | 81.6 | 81.6 | 81.6 | 79.4344 | 79.4344 | 1435.95 | 119997.3558 | 28596.377 | 12971.6343 | 3969.5806 | 44804.9623
128 | 95.06 | 382.044 | 95.06 | 371.9048 | 95.06 | 1476.3 | 147330.3776 | 34221.6 | 15523.298 | 0 | 49782.922
129 | 615.277 | 1790.448 | 615.277 | 1742.9305 | 615.277 | 1507 | 974245.4959 | 221499.72 | 100474.7341 | 0 | 303331.561
130 | 1487.855 | 1960.328 | 1487.855 | 1908.302 | 1487.855 | 1577.65 | 2470376.7332 | 535627.8 | 242966.7215 | 0 | 628395.5592
131 | 1570.749 | 3678.013 | 1570.749 | 3580.4005 | 1570.749 | 1508.35 | 2499987.1987 | 565469.64 | 256503.3117 | 0 | 772258.7459
132 | 1374.539 | 3912.75 | 1374.539 | 3808.9077 | 1374.539 | 1443.6 | 2088100.4842 | 494834.04 | 224462.2187 | 0 | 764793.4996
133 | 1744.337 | 3243.506 | 1744.337 | 3157.4251 | 1744.337 | 1429.3 | 2619315.2512 | 627961.32 | 284850.2321 | 0 | 995493.1259
134 | 1288.096 | 1875.309 | 1288.096 | 1825.5393 | 1288.096 | 1503.95 | 2038293.6251 | 463714.56 | 210346.0768 | 0 | 638960.0208
135 | 1540.824 | 2940.892 | 1540.824 | 2862.8423 | 1540.824 | 1526.2 | 2475124.7751 | 554696.64 | 251616.5592 | 0 | 730042.4112
136 | 1378.996 | 1725.18 | 1378.996 | 1679.3947 | 1378.996 | 1546.6 | 2245177.6981 | 496438.56 | 225190.0468 | 0 | 625236.7864
137 | 1206.845 | 761.854 | 761.854 | 741.6348 | 741.6348 | 1625.3 | 1266947.587 | 266988.5317 | 121108.9645 | 852730.278 | 277890.5634
138 | 1353.643 | 84.033 | 84.033 | 81.8028 | 81.8028 | 1542.4 | 132637.5423 | 29449.0116 | 13358.3989 | 2331283.0683 | 37432.9659
139 | 1672.005 | 0 | 0 | 0 | 0 | 1545.2 | 0 | 0 | 0 | 5681472.99 | 0
140 | 1202.4 | 0 | 0 | 0 | 0 | 1501.35 | 0 | 0 | 0 | 4085755.2 | 0
141 | 1490.4 | 0 | 0 | 0 | 0 | 1449.05 | 0 | 0 | 0 | 5064379.2 | 0
142 | 825.6 | 305.874 | 305.874 | 297.7563 | 297.7563 | 1477.45 | 463179.776 | 107192.2575 | 48623.599 | 1793612.9919 | 155592.5393
143 | 1327.2 | 592 | 592 | 576.2886 | 576.2886 | 1454.45 | 885179.6238 | 207463.9114 | 94107.9354 | 2551596.792 | 314394.269
144 | 1368.8 | 0 | 0 | 0 | 0 | 1438.95 | 0 | 0 | 0 | 2509010.4 | 0
145 | 1056 | 0 | 0 | 0 | 0 | 1363.3 | 0 | 0 | 0 | 1256640 | 0
146 | 1168.8 | 0 | 0 | 0 | 0 | 1418.1 | 0 | 0 | 0 | 1390872 | 0
147 | 1128 | 0 | 0 | 0 | 0 | 1415.25 | 0 | 0 | 0 | 1342320 | 0
148 | 982.4 | 0 | 0 | 0 | 0 | 1414.15 | 0 | 0 | 0 | 1169056 | 0
149 | 904 | 0 | 0 | 0 | 0 | 1418.2 | 0 | 0 | 0 | 1075760 | 0
150 | 892.8 | 0 | 0 | 0 | 0 | 1425.1 | 0 | 0 | 0 | 1062432 | 0
151 | 1122.4 | 127.842 | 127.842 | 124.4491 | 124.4491 | 1430.05 | 187163.2158 | 44801.6915 | 20322.5451 | 1829243.9209 | 70929.7891
152 | 820.686 | 820.686 | 820.686 | 798.9054 | 798.9054 | 1439.1 | 1208284.2521 | 287605.9587 | 130461.2585 | 39923.7647 | 448106.0618
153 | 1276.219 | 1891.666 | 1276.219 | 1841.4622 | 1276.219 | 1443.7 | 1938340.6773 | 459438.84 | 208406.5627 | 0 | 709960.6297
154 | 1102.819 | 3257.634 | 1102.819 | 3171.1782 | 1102.819 | 1350.65 | 1571975.4881 | 397014.84 | 180090.3427 | 0 | 716115.5177
155 | 1394.158 | 3794.488 | 1394.158 | 3693.7844 | 1394.158 | 1329 | 1960508.1872 | 501896.88 | 227666.0014 | 0 | 935480.018
156 | 1343.063 | 4048.312 | 1343.063 | 3940.872 | 1343.063 | 1348.7 | 1918539.791 | 483502.68 | 219322.1879 | 0 | 874736.9319
157 | 1117.045 | 4026.419 | 1117.045 | 3919.56 | 1117.045 | 1251.05 | 1482364.2025 | 402136.2 | 182413.4485 | 0 | 836610.8527
158 | 1320.721 | 3711.087 | 1320.721 | 3612.5968 | 1320.721 | 1196.9 | 1678278.8608 | 475459.56 | 215673.7393 | 0 | 1060671.0351
159 | 965.839 | 3144.714 | 965.839 | 3061.255 | 965.839 | 1169.15 | 1193134.8941 | 347702.04 | 157721.5087 | 0 | 802467.3331
160 | 1201.115 | 2328.424 | 1201.115 | 2266.6289 | 1201.115 | 1288.4 | 1630372.2428 | 432401.4 | 196142.0795 | 0 | 854713.434
161 | 1181.242 | 1198.424 | 1181.242 | 1166.6185 | 1166.6185 | 1407.4 | 1724679.4151 | 419982.6529 | 190508.7978 | 26804.9115 | 691338.1115
162 | 1081.511 | 115.303 | 115.303 | 112.2429 | 112.2429 | 1518.15 | 178709.666 | 40407.4516 | 18329.269 | 1776668.3884 | 54084.2516
163 | 1008 | 0 | 0 | 0 | 0 | 1609.65 | 0 | 0 | 0 | 3425184 | 0
164 | 1229.6 | 0 | 0 | 0 | 0 | 1532.25 | 0 | 0 | 0 | 4178180.8 | 0
165 | 845.6 | 0 | 0 | 0 | 0 | 1466.05 | 0 | 0 | 0 | 2873348.8 | 0
166 | 1182.4 | 305.874 | 305.874 | 297.7563 | 297.7563 | 1416.65 | 445195.3801 | 107192.2575 | 48623.599 | 3006019.3919 | 173696.1206
167 | 1105.6 | 592 | 592 | 576.2886 | 576.2886 | 1314.65 | 799541.5976 | 207463.9114 | 94107.9354 | 1798599.992 | 394959.4213
168 | 876.8 | 0 | 0 | 0 | 0 | 1274.6 | 0 | 0 | 0 | 1607174.4 | 0
169 | 1152.8 | 0 | 0 | 0 | 0 | 1358.9 | 0 | 0 | 0 | 1371832 | 0
170 | 1130.4 | 0 | 0 | 0 | 0 | 1333.8 | 0 | 0 | 0 | 1345176 | 0
171 | 1128.8 | 0 | 0 | 0 | 0 | 1313.55 | 0 | 0 | 0 | 1343272 | 0
172 | 1064.8 | 0 | 0 | 0 | 0 | 1305.55 | 0 | 0 | 0 | 1267112 | 0
173 | 1179.2 | 0 | 0 | 0 | 0 | 1233.8 | 0 | 0 | 0 | 1403248 | 0
174 | 769.6 | 0 | 0 | 0 | 0 | 1283.2 | 0 | 0 | 0 | 915824 | 0
175 | 1032.8 | 116.25 | 116.25 | 113.1648 | 113.1648 | 1455.15 | 173694.3636 | 40739.3238 | 18479.8099 | 1685691.3429 | 61657.8349
176 | 1022.571 | 933.296 | 933.296 | 908.5268 | 908.5268 | 1481.35 | 1418799.045 | 327069.6599 | 148362.4318 | 209042.9582 | 471207.4419
177 | 1349.006 | 1045.499 | 1045.499 | 1017.752 | 1017.752 | 1514.75 | 1624355.8573 | 366390.7295 | 166198.9059 | 607188.5334 | 493864.1709
178 | 1477.914 | 781.825 | 781.825 | 761.0758 | 761.0758 | 1514 | 1214185.262 | 273987.2847 | 124283.6766 | 1313964.4376 | 369882.8343
179 | 1484.496 | 623.734 | 623.734 | 607.1804 | 607.1804 | 1452.1 | 930689.88 | 218584.9583 | 99152.5658 | 1608119.4221 | 332674.1629
180 | 1349.631 | 994.404 | 994.404 | 968.0131 | 968.0131 | 1343.3 | 1370117.4239 | 348484.7016 | 158076.5327 | 699505.6841 | 635694.1765
181 | 1462.071 | 1393.849 | 1393.849 | 1356.857 | 1356.857 | 1334.35 | 1903354.5842 | 488468.5227 | 221574.7493 | 192857.2484 | 903191.867
182 | 1295.145 | 2129.951 | 1295.145 | 2073.4233 | 1295.145 | 1505.85 | 2054534.7191 | 466252.2 | 211497.1785 | 0 | 639995.9018
183 | 1332.189 | 2355.25 | 1332.19 | 2292.7429 | 1332.189 | 1530.9 | 2146407.0361 | 479588.04 | 217546.4637 | 0 | 624929.8599
184 | 1434.587 | 1057.018 | 1057.018 | 1028.9653 | 1028.9653 | 1542.5 | 1667457.3414 | 370427.5147 | 168030.0365 | 743504.5422 | 470751.6332
185 | 1105.581 | 656.396 | 656.396 | 638.9756 | 638.9756 | 1598.05 | 1073331.6777 | 230031.2189 | 104344.7168 | 855287.6835 | 256836.2456
186 | 1217.803 | 23.206 | 23.206 | 22.5901 | 22.5901 | 1647.7 | 39151.2451 | 8132.4451 | 3688.9675 | 2190825.1991 | 7958.5012
187 | 1003.211 | 0 | 0 | 0 | 0 | 1658.9 | 0 | 0 | 0 | 3408910.978 | 0
188 | 1195.2 | 0 | 0 | 0 | 0 | 1541.4 | 0 | 0 | 0 | 4061289.6 | 0
189 | 1054.4 | 0 | 0 | 0 | 0 | 1508.65 | 0 | 0 | 0 | 3582851.2 | 0
190 | 1257.6 | 305.874 | 305.874 | 297.7563 | 297.7563 | 1581.6 | 494221.8531 | 107192.2575 | 48623.599 | 3261548.9919 | 124581.2237
191 | 1286.4 | 592 | 592 | 576.2886 | 576.2886 | 1558.6 | 945046.8475 | 207463.9114 | 94107.9354 | 2412958.392 | 254373.8069
192 | 1148 | 0 | 0 | 0 | 0 | 1451.05 | 0 | 0 | 0 | 2104284 | 0
193 | 1193.6 | 0 | 0 | 0 | 0 | 1431.3 | 0 | 0 | 0 | 1420384 | 0
194 | 937.6 | 0 | 0 | 0 | 0 | 1427.3 | 0 | 0 | 0 | 1115744 | 0
195 | 1222.4 | 0 | 0 | 0 | 0 | 1428.65 | 0 | 0 | 0 | 1454656 | 0
196 | 1073.6 | 0 | 0 | 0 | 0 | 1428.1 | 0 | 0 | 0 | 1277584 | 0
197 | 942.4 | 0 | 0 | 0 | 0 | 1431.3 | 0 | 0 | 0 | 1121456 | 0
198 | 1051.2 | 0 | 0 | 0 | 0 | 1480.75 | 0 | 0 | 0 | 1250928 | 0
199 | 951.2 | 105.791 | 105.791 | 102.9834 | 102.9834 | 1540.05 | 166821.7994 | 37074.0112 | 16817.1834 | 1554781.0928 | 47367.1985
200 | 1114.771 | 1053.203 | 1053.203 | 1025.2516 | 1025.2516 | 1565.15 | 1686717.5178 | 369090.564 | 167423.5808 | 164089.1215 | 445830.6437
201 | 1167.854 | 1763.197 | 1167.854 | 1716.4027 | 1167.854 | 1600.75 | 1970467.0076 | 420427.44 | 190710.5582 | 0 | 466265.7095
202 | 1664.173 | 2738.504 | 1664.173 | 2665.8256 | 1664.173 | 1561.6 | 2739676.5347 | 599102.28 | 271759.4509 | 0 | 729573.4432
203 | 1338.632 | 3659.997 | 1338.632 | 3562.8627 | 1338.632 | 1512.05 | 2139123.9799 | 481907.52 | 218598.6056 | 0 | 653185.4844
204 | 1317.153 | 3917.968 | 1317.153 | 3813.9873 | 1317.153 | 1503.15 | 2083772.1898 | 474175.08 | 215091.0849 | 0 | 654427.468
205 | 1355.422 | 3890.079 | 1355.422 | 3786.8384 | 1355.422 | 1489.35 | 2120019.3059 | 487951.92 | 221340.4126 | 0 | 692146.2443
206 | 1226.996 | 2810.769 | 1226.996 | 2736.1727 | 1226.996 | 1555.85 | 2008971.2172 | 441718.56 | 200368.4468 | 0 | 544970.2734
207 | 1258.144 | 2260.045 | 1258.144 | 2200.0646 | 1258.144 | 1621.5 | 2145784.5476 | 452931.84 | 205454.9152 | 0 | 476207.504
208 | 1216.588 | 1185.35 | 1185.35 | 1153.8915 | 1153.8915 | 1542.5 | 1871798.0041 | 415400.9246 | 188430.475 | 114922.7629 | 527905.3417
209 | 1274.12 | 949.012 | 949.012 | 923.8257 | 923.8257 | 1598.05 | 1551337.8896 | 332577.266 | 150860.7432 | 642089.3806 | 371331.7557
210 | 1113.621 | 97.462 | 97.462 | 94.8754 | 94.8754 | 1651.2 | 164656.4519 | 34155.1482 | 15493.1547 | 1867360.6634 | 33092.5436
211 | 1163.2 | 0 | 0 | 0 | 0 | 1746.15 | 0 | 0 | 0 | 3952553.6 | 0
212 | 1064 | 0 | 0 | 0 | 0 | 1619.95 | 0 | 0 | 0 | 3615472 | 0
213 | 1449.6 | 0 | 0 | 0 | 0 | 1556.55 | 0 | 0 | 0 | 4925740.8 | 0
214 | 1246.4 | 305.874 | 305.874 | 297.7563 | 297.7563 | 1605.6 | 502294.8336 | 107192.2575 | 48623.599 | 3223491.3919 | 117435.0732
215 | 1491.2 | 592 | 592 | 576.2886 | 576.2886 | 1558.85 | 946530.0454 | 207463.9114 | 94107.9354 | 3108868.792 | 254229.7347
216 | 1336.8 | 0 | 0 | 0 | 0 | 1497.85 | 0 | 0 | 0 | 2450354.4 | 0
217 | 1711.2 | 0 | 0 | 0 | 0 | 1439.15 | 0 | 0 | 0 | 2036328 | 0
218 | 1122.4 | 0 | 0 | 0 | 0 | 1436.1 | 0 | 0 | 0 | 1335656 | 0
219 | 1392 | 0 | 0 | 0 | 0 | 1433.65 | 0 | 0 | 0 | 1656480 | 0
220 | 1262.4 | 0 | 0 | 0 | 0 | 1428.1 | 0 | 0 | 0 | 1502256 | 0
221 | 1117.6 | 0 | 0 | 0 | 0 | 1431.3 | 0 | 0 | 0 | 1329944 | 0
222 | 1514.4 | 0 | 0 | 0 | 0 | 1440.75 | 0 | 0 | 0 | 1802136 | 0
223 | 1350.4 | 94.053 | 94.053 | 91.5569 | 91.5569 | 1460.05 | 141087.4082 | 32960.4785 | 14951.2393 | 2307459.4304 | 49436.1399
224 | 1353.11 | 1212.038 | 1212.038 | 1179.8712 | 1179.8712 | 1485.15 | 1847594.0934 | 424753.622 | 192672.9624 | 317546.7713 | 607456.673
225 | 1445.428 | 1780.091 | 1445.428 | 1732.8484 | 1445.428 | 1554.75 | 2371670.1403 | 520354.08 | 236038.3924 | 0 | 643576.817
226 | 1336.752 | 2762.555 | 1336.752 | 2689.2383 | 1336.752 | 1521.6 | 2145603.727 | 481230.72 | 218291.6016 | 0 | 639502.1568
227 | 1366.848 | 3682.488 | 1366.848 | 3584.7568 | 1366.848 | 1512.05 | 2186443.063 | 492065.28 | 223206.2784 | 0 | 666953.4816
228 | 1423.45 | 3959.878 | 1423.45 | 3854.785 | 1423.45 | 1438.05 | 2165263.1159 | 512442 | 232449.385 | 0 | 799907.7275
229 | 1626.909 | 2274.99 | 1626.909 | 2214.613 | 1626.909 | 1458.15 | 2507240.2259 | 585687.24 | 265674.2397 | 0 | 881540.6416
230 | 1552.301 | 2806.452 | 1552.301 | 2731.9703 | 1552.301 | 1515.85 | 2488461.777 | 558828.36 | 253490.7533 | 0 | 751546.5292
231 | 1372.937 | 3029.682 | 1372.937 | 2949.2759 | 1372.937 | 1533.6 | 2221304.335 | 494257.32 | 224200.6121 | 0 | 640337.8168
232 | 1588.328 | 2266.949 | 1588.328 | 2206.7854 | 1588.328 | 1473.9 | 2468112.6655 | 571798.08 | 259373.9624 | 0 | 835619.3608
233 | 1609.75 | 866.991 | 866.991 | 843.9815 | 843.9815 | 1555.05 | 1381908.0402 | 303833.3513 | 137822.1841 | 1403653.6027 | 375529.5824
234 | 1634.626 | 101.091 | 101.091 | 98.4081 | 98.4081 | 1564.7 | 162413.0888 | 35426.916 | 16070.0427 | 2815887.4108 | 42837.0459
235 | 1760.002 | 0 | 0 | 0 | 0 | 1615.9 | 0 | 0 | 0 | 5980486.796 | 0
236 | 1500 | 0 | 0 | 0 | 0 | 1529.9 | 0 | 0 | 0 | 5097000 | 0
237 | 1500 | 0 | 0 | 0 | 0 | 1496.05 | 0 | 0 | 0 | 5097000 | 0
238 | 1466.4 | 305.874 | 305.874 | 297.7563 | 297.7563 | 1535.6 | 481474.1572 | 107192.2575 | 48623.599 | 3971051.3919 | 138278.0122
239 | 1682.4 | 592 | 592 | 576.2886 | 576.2886 | 1472.6 | 897293.1029 | 207463.9114 | 94107.9354 | 3758566.392 | 303934.6302
240 | 1397.6 | 0 | 0 | 0 | 0 | 1446.15 | 0 | 0 | 0 | 2561800.8 | 0
241 | 1472.8 | 0 | 0 | 0 | 0 | 1434 | 0 | 0 | 0 | 1752632 | 0
242 | 1350.4 | 0 | 0 | 0 | 0 | 1423.5 | 0 | 0 | 0 | 1606976 | 0
243 | 1287.2 | 0 | 0 | 0 | 0 | 1406.25 | 0 | 0 | 0 | 1531768 | 0
244 | 1179.2 | 0 | 0 | 0 | 0 | 1348.6 | 0 | 0 | 0 | 1403248 | 0
245 | 1111.2 | 0 | 0 | 0 | 0 | 1321.55 | 0 | 0 | 0 | 1322328 | 0
246 | 1189.6 | 0 | 0 | 0 | 0 | 1365.85 | 0 | 0 | 0 | 1415624 | 0
247 | 1056 | 73.783 | 73.783 | 71.8248 | 71.8248 | 1415.4 | 107214.1481 | 25856.9422 | 11728.9963 | 1803993.0694 | 41988.8011
248 | 1007.057 | 921.783 | 921.783 | 897.3194 | 897.3194 | 1390.95 | 1314694.9082 | 323034.9774 | 146532.255 | 201149.0543 | 546512.3694
249 | 1526.413 | 994.979 | 994.979 | 968.5728 | 968.5728 | 1504.95 | 1535542.4603 | 348686.2079 | 158167.9382 | 1022521.087 | 479491.9645
250 | 1751.451 | 1939.096 | 1751.451 | 1887.6334 | 1751.451 | 1499.2 | 2767539.0033 | 630522.36 | 286011.9483 | 0 | 877126.6608
251 | 1601.404 | 3192.881 | 1601.404 | 3108.1437 | 1601.404 | 1321.65 | 2244296.8514 | 576505.44 | 261509.2732 | 0 | 1086312.4034
252 | 1468.113 | 3320.529 | 1468.113 | 3232.404 | 1468.113 | 1402.1 | 2182555.7835 | 528520.68 | 239742.8529 | 0 | 877784.7627
253 | 1613.967 | 2617.716 | 1613.967 | 2548.2432 | 1613.967 | 1440.85 | 2460486.1473 | 581028.12 | 263560.8111 | 0 | 902449.648
254 | 1643.485 | 1643.485 | 1643.485 | 1599.8678 | 1599.8678 | 1444.9 | 2450160.8874 | 575952.4095 | 261258.4124 | 79950.3202 | 888086.618
255 | 1670.927 | 2535.605 | 1670.927 | 2468.3114 | 1670.927 | 1371.5 | 2420930.6139 | 601533.72 | 272862.3791 | 0 | 1050177.6195
256 | 1625.599 | 849.894 | 849.894 | 827.3383 | 827.3383 | 1400.4 | 1222411.1845 | 297841.7796 | 135104.3406 | 1463211.9061 | 496072.0306
257 | 1615.953 | 415.263 | 415.263 | 404.2421 | 404.2421 | 1551.25 | 660697.4593 | 145527.1727 | 66012.7425 | 2221065.9947 | 181403.6632
258 | 1849.735 | 44.073 | 44.073 | 42.9033 | 42.9033 | 1564.7 | 70741.5808 | 15445.1976 | 7006.1132 | 3311922.4573 | 18675.8181
259 | 1528.006 | 0 | 0 | 0 | 0 | 1572.9 | 0 | 0 | 0 | 5192164.388 | 0
260 | 1338.4 | 0 | 0 | 0 | 0 | 1529.9 | 0 | 0 | 0 | 4547883.2 | 0
261 | 1358.4 | 0 | 0 | 0 | 0 | 1508.65 | 0 | 0 | 0 | 4615843.2 | 0
262 | 1418.4 | 305.874 | 305.874 | 297.7563 | 297.7563 | 1495.6 | 468603.1689 | 107192.2575 | 48623.599 | 3807947.3919 | 150188.263
263 | 1347.2 | 592 | 592 | 576.2886 | 576.2886 | 1472.6 | 897765.7545 | 207463.9114 | 94107.9354 | 2619556.792 | 303934.6302
264 | 1475.2 | 0 | 0 | 0 | 0 | 1451.05 | 0 | 0 | 0 | 2704041.6 | 0
265 | 1247.2 | 0 | 0 | 0 | 0 | 1332.75 | 0 | 0 | 0 | 2286117.6 | 0
266 | 1436 | 0 | 0 | 0 | 0 | 1336.9 | 0 | 0 | 0 | 2632188 | 0
267 | 1268.8 | 0 | 0 | 0 | 0 | 1281.5 | 0 | 0 | 0 | 2325710.4 | 0
268 | 1268.8 | 0 | 0 | 0 | 0 | 1280.95 | 0 | 0 | 0 | 2325710.4 | 0
269 | 1345.6 | 0 | 0 | 0 | 0 | 1294.3 | 0 | 0 | 0 | 2466484.8 | 0
270 | 1118.4 | 0 | 0 | 0 | 0 | 1366 | 0 | 0 | 0 | 2050027.2 | 0
271 | 1312.8 | 28.396 | 28.396 | 27.6424 | 27.6424 | 1452.45 | 42320.1364 | 9951.2588 | 4514.0016 | 2355693.9071 | 15135.5883
272 | 1080.054 | 1080.054 | 1080.054 | 1051.39 | 1051.39 | 1477.55 | 1636959.6973 | 378500.384 | 171691.9798 | 52541.1933 | 549298.6823
273 | 1017.97 | 1323.071 | 1017.97 | 1287.9574 | 1017.97 | 1514.75 | 1625105.9352 | 366469.2 | 166234.501 | 0 | 493969.9425
274 | 1165.131 | 1165.131 | 1165.131 | 1134.2091 | 1134.2091 | 1517.8 | 1817531.0371 | 408315.261 | 185216.3392 | 56679.9189 | 546915.608
275 | 1340.908 | 1340.908 | 1340.908 | 1305.321 | 1305.321 | 1372.5 | 1901464.2228 | 469915.5718 | 213158.9246 | 65230.9111 | 819088.948
276 | 1421.717 | 2615.577 | 1421.717 | 2546.161 | 1421.717 | 1366.7 | 2061476.7285 | 511818.12 | 232166.3861 | 0 | 900373.3761
277 | 1076.722 | 2321.954 | 1076.722 | 2260.3306 | 1076.722 | 1350.9 | 1540308.3615 | 387619.92 | 175828.7026 | 0 | 698900.2502
278 | 1233.429 | 2886.484 | 1233.429 | 2809.8783 | 1233.429 | 1369.35 | 1791114.8481 | 444034.44 | 201418.9557 | 0 | 777861.9989
279 | 966.192 | 857.124 | 857.124 | 834.3764 | 834.3764 | 1388.2 | 1225779.1291 | 300375.5027 | 136253.6655 | 241618.0016 | 510471.4793
280 | 1205.397 | 968.161 | 968.161 | 942.4665 | 942.4665 | 1383.8 | 1375416.8974 | 339287.9525 | 153904.7851 | 481951.5426 | 580747.8788
281 | 1237.532 | 15.255 | 15.255 | 14.8501 | 14.8501 | 1555.05 | 24340.072 | 5346.0506 | 2425.028 | 2241175.8483 | 6607.5701
282 | 859.624 | 0.975 | 0.975 | 0.94912 | 0.94912 | 1564.7 | 1566.1138 | 341.6847 | 154.992 | 1573951.0477 | 413.1537
283 | 1175.2 | 0 | 0 | 0 | 0 | 1572.9 | 0 | 0 | 0 | 2154141.6 | 0
284 | 1189.6 | 0 | 0 | 0 | 0 | 1529.9 | 0 | 0 | 0 | 2180536.8 | 0
285 | 1346.4 | 0 | 0 | 0 | 0 | 1509.75 | 0 | 0 | 0 | 2467951.2 | 0
286 | 1161.6 | 169.074 | 169.074 | 164.5869 | 164.5869 | 1495.6 | 258966.3818 | 59251.2726 | 26877.0356 | 1827525.0706 | 83017.6163
287 | 1086.4 | 592 | 592 | 576.2886 | 576.2886 | 1465 | 891322.0157 | 207463.9114 | 94107.9354 | 935034.1179 | 308314.4239
288 | 136.8 | 136.8 | 136.8 | 133.1694 | 133.1694 | 1344.7 | 189020.4693 | 47940.9849 | 21746.5634 | 6654.8851 | 87265.9095
289 | 106.4 | 0 | 0 | 0 | 0 | 1271.1 | 0 | 0 | 0 | 126616 | 0
290 | 88 | 0 | 0 | 0 | 0 | 1253.2 | 0 | 0 | 0 | 104720 | 0
291 | 92 | 0 | 0 | 0 | 0 | 1274.7 | 0 | 0 | 0 | 109480 | 0
292 | 88 | 0 | 0 | 0 | 0 | 1267 | 0 | 0 | 0 | 104720 | 0
293 | 92 | 0 | 0 | 0 | 0 | 1232.7 | 0 | 0 | 0 | 109480 | 0
294 | 84.8 | 0 | 0 | 0 | 0 | 1271.2 | 0 | 0 | 0 | 100912 | 0
295 | 82.4 | 82.4 | 82.4 | 80.2131 | 80.2131 | 1296.75 | 109625.8631 | 28876.7336 | 13098.8072 | 4008.498 | 56409.897
296 | 81.362 | 569.096 | 81.362 | 553.9925 | 81.362 | 1472.5 | 126051.6882 | 29290.32 | 13286.4146 | 0 | 42918.455
297 | 804.961 | 1893.219 | 804.961 | 1842.974 | 804.961 | 1507 | 1276293.79 | 289785.96 | 131450.1313 | 0 | 396845.773
298 | 971.201 | 3047.793 | 971.201 | 2966.9062 | 971.201 | 1508.85 | 1542705.6043 | 349632.36 | 158597.1233 | 0 | 477005.3712
299 | 1378.581 | 3529.496 | 1378.581 | 3435.8251 | 1378.581 | 1413.45 | 2063993.9578 | 496289.16 | 225122.2773 | 0 | 808606.6856
300 | 1301.865 | 3778.715 | 1301.865 | 3678.43 | 1301.865 | 1326.9 | 1829995.4612 | 468671.4 | 212594.5545 | 0 | 876285.3315
301 | 1411.199 | 3634.65 | 1411.199 | 3538.1884 | 1411.199 | 1319.75 | 1967083.9697 | 508031.64 | 230448.7967 | 0 | 959968.1197
302 | 1430.445 | 2659.805 | 1430.445 | 2589.2152 | 1430.445 | 1358.55 | 2059792.9314 | 514960.2 | 233591.6685 | 0 | 917558.9453
303 | 1147.683 | 1630.254 | 1147.683 | 1586.9879 | 1147.683 | 1348.45 | 1634234.2969 | 413165.88 | 187416.6339 | 0 | 747772.8587
304 | 1193.172 | 944.307 | 944.307 | 919.2456 | 919.2456 | 1370.1 | 1329251.0129 | 330928.4185 | 150112.8076 | 502107.0783 | 579032.8079
305 | 1254.203 | 601.869 | 601.869 | 585.8957 | 585.8957 | 1521.8 | 939639.349 | 210922.4609 | 95676.7719 | 1225007.2353 | 280175.3356
306 | 1409.776 | 77.547 | 77.547 | 75.4889 | 75.4889 | 1542.4 | 122833.7132 | 27176.0202 | 12327.3447 | 2445748.172 | 34543.7412
307 | 1164.8 | 0 | 0 | 0 | 0 | 1545.2 | 0 | 0 | 0 | 3957990.4 | 0
308 | 1167.2 | 0 | 0 | 0 | 0 | 1470.15 | 0 | 0 | 0 | 3966145.6 | 0
309 | 1375.2 | 0 | 0 | 0 | 0 | 1416.1 | 0 | 0 | 0 | 4672929.6 | 0
310 | 1362.4 | 305.874 | 305.874 | 297.7563 | 297.7563 | 1477.45 | 463348.2961 | 107192.2575 | 48623.599 | 3617659.3919 | 155592.5393
311 | 1214.4 | 592 | 592 | 576.2886 | 576.2886 | 1436.05 | 873587.0603 | 207463.9114 | 94107.9354 | 2168302.392 | 324997.9801
312 | 949.6 | 0 | 0 | 0 | 0 | 1282.6 | 0 | 0 | 0 | 1740616.8 | 0
313 | 1832.8 | 0 | 0 | 0 | 0 | 1338.7 | 0 | 0 | 0 | 2181032 | 0
314 | 1784.8 | 0 | 0 | 0 | 0 | 1298.2 | 0 | 0 | 0 | 2123912 | 0
315 | 1888 | 0 | 0 | 0 | 0 | 1288.85 | 0 | 0 | 0 | 2246720 | 0
316 | 2028.8 | 0 | 0 | 0 | 0 | 1287.75 | 0 | 0 | 0 | 2414272 | 0
317 | 2156.8 | 0 | 0 | 0 | 0 | 1294.5 | 0 | 0 | 0 | 2566592 | 0
318 | 2129.6 | 0 | 0 | 0 | 0 | 1281.1 | 0 | 0 | 0 | 2534224 | 0
319 | 1976.8 | 99.902 | 99.902 | 97.2507 | 97.2507 | 1278.05 | 130972.5045 | 35010.2359 | 15881.032 | 3445213.9487 | 70210.1107
320 | 1127.549 | 1127.549 | 1127.549 | 1097.6245 | 1097.6245 | 1339.4 | 1548031.7835 | 395144.8071 | 179242.075 | 54851.6741 | 725090.7211
321 | 1638.403 | 1780.875 | 1638.403 | 1733.6115 | 1638.403 | 1431.5 | 2465815.9874 | 589825.08 | 267551.2099 | 0 | 931432.1055
322 | 1940.862 | 2718.606 | 1940.863 | 2646.4557 | 1940.862 | 1408.55 | 2885545.5464 | 698710.32 | 316942.7646 | 0 | 1147922.8299
323 | 2188.553 | 3558.078 | 2188.553 | 3463.6485 | 2188.553 | 1408 | 3266342.194 | 787879.08 | 357390.7049 | 0 | 1295623.376
324 | 2025.649 | 3117.676 | 2025.649 | 3034.9346 | 2025.649 | 1447.75 | 3113032.522 | 729233.64 | 330788.4817 | 0 | 1118664.6602
325 | 1943.684 | 2653.545 | 1943.684 | 2583.1214 | 1943.684 | 1307.8 | 2699551.4972 | 699726.24 | 317403.5972 | 0 | 1345418.0648
326 | 2335.268 | 2711.306 | 2335.268 | 2639.3494 | 2335.268 | 1291.9 | 3202303.4378 | 840696.48 | 381349.2644 | 0 | 1653603.2708
327 | 2168.745 | 1944.509 | 1944.509 | 1892.9028 | 1892.9028 | 1268.65 | 2542360.5405 | 681445.0048 | 309111.0258 | 505618.7687 | 1384374.4563
328 | 1973.613 | 1973.613 | 1973.613 | 1921.2344 | 1921.2344 | 1411.95 | 2856644.122 | 691644.3793 | 313737.5754 | 96009.9978 | 1129781.8812
329 | 2279.797 | 1243.303 | 1243.303 | 1210.3064 | 1210.3064 | 1480.4 | 1883283.754 | 435710.3098 | 197643.0378 | 1960376.2401 | 628875.2138
330 | 1609.172 | 167.317 | 167.317 | 162.8765 | 162.8765 | 1518.15 | 259862.4054 | 58635.5393 | 26597.7321 | 2651059.6551 | 78482.0406
331 | 2156.812 | 0 | 0 | 0 | 0 | 1529.15 | 0 | 0 | 0 | 7328847.176 | 0
332 | 2172.8 | 0 | 0 | 0 | 0 | 1492.25 | 0 | 0 | 0 | 7383174.4 | 0
333 | 2000 | 0 | 0 | 0 | 0 | 1473.65 | 0 | 0 | 0 | 6796000 | 0
334 | 1667.2 | 305.874 | 305.874 | 297.7563 | 297.7563 | 1460.2 | 458711.8849 | 107192.2575 | 48623.599 | 4653369.7919 | 160728.835
335 | 2352 | 592 | 592 | 576.2886 | 576.2886 | 1434.6 | 873034.6136 | 207463.9114 | 94107.9354 | 6033867.192 | 325833.5986
336 | 2075.2 | 0 | 0 | 0 | 0 | 1401.15 | 0 | 0 | 0 | 3803841.6 | 0
337 | 1518.4 | 0 | 0 | 0 | 0 | 1381.7 | 0 | 0 | 0 | 1806896 | 0
338 | 1494.4 | 0 | 0 | 0 | 0 | 1336.2 | 0 | 0 | 0 | 1778336 | 0
339 | 1260 | 0 | 0 | 0 | 0 | 1333.75 | 0 | 0 | 0 | 1499400 | 0
340 | 1234.4 | 0 | 0 | 0 | 0 | 1340.9 | 0 | 0 | 0 | 1468936 | 0
341 | 1272 | 0 | 0 | 0 | 0 | 1344.1 | 0 | 0 | 0 | 1513680 | 0
342 | 1414.4 | 0 | 0 | 0 | 0 | 1240.75 | 0 | 0 | 0 | 1683136 | 0
343 | 1373.6 | 64.952 | 64.952 | 63.2282 | 63.2282 | 1408.8 | 93994.169 | 22762.1554 | 10325.1666 | 2401911.4923 | 37380.5174
344 | 996.612 | 985.326 | 985.326 | 959.176 | 959.176 | 1485.15 | 1501693.8507 | 345303.3546 | 156633.4384 | 68620.2153 | 493831.7559
345 | 1176.84 | 934.265 | 934.265 | 909.4701 | 909.4701 | 1596.25 | 1528652.0941 | 327409.2418 | 148516.47 | 490088.997 | 367198.5594
346 | 1297.88 | 1297.88 | 1297.88 | 1263.435 | 1263.435 | 1551.6 | 2067357.4966 | 454836.59 | 206318.931 | 63137.7357 | 566524.2416
347 | 1357.844 | 1580.857 | 1357.844 | 1538.9019 | 1357.844 | 1501.35 | 2152294.7028 | 488823.84 | 221735.9252 | 0 | 677088.9106
348 | 1435.047 | 2582.768 | 1435.047 | 2514.2227 | 1435.047 | 1460.6 | 2211053.2883 | 516616.92 | 234343.1751 | 0 | 774064.3518
349 | 1435.033 | 2247.552 | 1435.033 | 2187.9032 | 1435.033 | 1428.4 | 2164400.8355 | 516611.88 | 234340.8889 | 0 | 820264.8628
350 | 1087.883 | 2473.808 | 1087.883 | 2408.1545 | 1087.883 | 1501.35 | 1724430.6134 | 391637.88 | 177651.2939 | 0 | 542472.858
351 | 1211.392 | 1660.16 | 1211.392 | 1616.1003 | 1211.392 | 1530.9 | 1953567.8507 | 436101.12 | 197820.3136 | 0 | 568263.9872
352 | 1440.601 | 463.827 | 463.827 | 451.5173 | 451.5173 | 1546.3 | 735697.4915 | 162546.2223 | 73732.7725 | 1812990.4509 | 204853.3919
353 | 1275.894 | 80.663 | 80.663 | 78.5222 | 78.5222 | 1555.05 | 128572.6281 | 28268.0093 | 12822.6831 | 2194782.4215 | 34938.4742
354 | 1244.187 | 0 | 0 | 0 | 0 | 1564.7 | 0 | 0 | 0 | 2280594.771 | 0
355 | 798.4 | 0 | 0 | 0 | 0 | 1647.9 | 0 | 0 | 0 | 2712963.2 | 0
356 | 1210.4 | 0 | 0 | 0 | 0 | 1533.7 | 0 | 0 | 0 | 4112939.2 | 0
357 | 1458.4 | 0 | 0 | 0 | 0 | 1491.35 | 0 | 0 | 0 | 4955643.2 | 0
358 | 1131.2 | 305.874 | 305.874 | 297.7563 | 297.7563 | 1495.6 | 469292.6734 | 107192.2575 | 48623.599 | 2832041.7919 | 150188.263
359 | 1050.4 | 592 | 592 | 576.2886 | 576.2886 | 1472.6 | 897371.9094 | 207463.9114 | 94107.9354 | 1611030.392 | 303934.6302
360 | 949.6 | 0 | 0 | 0 | 0 | 1428.85 | 0 | 0 | 0 | 1740616.8 | 0
361 | 1194.4 | 0 | 0 | 0 | 0 | 1257.1 | 0 | 0 | 0 | 1421336 | 0
362 | 1084.8 | 0 | 0 | 0 | 0 | 1378.4 | 0 | 0 | 0 | 1290912 | 0
363 | 1221.6 | 0 | 0 | 0 | 0 | 1309.2 | 0 | 0 | 0 | 1453704 | 0
364 | 1077.6 | 0 | 0 | 0 | 0 | 1247.6 | 0 | 0 | 0 | 1282344 | 0
365 | 1200.8 | 0 | 0 | 0 | 0 | 1241.3 | 0 | 0 | 0 | 1428952 | 0
366 | 1140 | 0 | 0 | 0 | 0 | 1250.25 | 0 | 0 | 0 | 1356600 | 0
367 | 1037.6 | 10.622 | 10.622 | 10.3401 | 10.3401 | 1373.05 | 14965.2183 | 3722.4352 | 1688.538 | 1882967.4005 | 6482.7244
368 | 866.892 | 536.055 | 536.055 | 521.8284 | 521.8284 | 1481.35 | 814045.444 | 187858.2213 | 85214.5765 | 632501.5925 | 270646.2958
369 | 1066.826 | 1066.826 | 1066.826 | 1038.513 | 1038.513 | 1514.75 | 1660282.0625 | 373864.687 | 169589.1761 | 51897.6932 | 503938.4427
370 | 1366.055 | 1789.638 | 1366.055 | 1742.142 | 1366.055 | 1472.3 | 2124952.3381 | 491779.8 | 223076.7815 | 0 | 720867.2235
371 | 1574.613 | 3168.185 | 1574.614 | 3084.1031 | 1574.613 | 1139.65 | 1902521.2841 | 566860.68 | 257134.3029 | 0 | 1354718.2945
372 | 1515.751 | 2853.501 | 1515.751 | 2777.7706 | 1515.751 | 1241.85 | 1995243.5608 | 545670.36 | 247522.1383 | 0 | 1149166.6206
373 | 1570.042 | 1740.767 | 1570.042 | 1694.568 | 1570.042 | 1292.05 | 2144444.8856 | 565215.12 | 256387.8586 | 0 | 1111511.2339
374 | 1584.014 | 3238.964 | 1584.014 | 3153.0037 | 1584.014 | 1361.2 | 2281670.7334 | 570245.04 | 258669.4862 | 0 | 1011868.1432
375 | 1443.606 | 2020.096 | 1443.606 | 1966.4838 | 1443.606 | 1530.9 | 2331612.0627 | 519698.16 | 235740.8598 | 0 | 677195.5746
376 | 1857.159 | 1851.658 | 1851.658 | 1802.516 | 1802.516 | 1520.3 | 2890822.9607 | 648905.7622 | 294350.8638 | 100160.6078 | 864666.9281
377 | 2051.354 | 602.055 | 602.055 | 586.0768 | 586.0768 | 1547.45 | 956080.4552 | 210987.6439 | 95706.3396 | 2685853.1287 | 265229.0506
378 | 1864.668 | 67.184 | 67.184 | 65.401 | 65.401 | 1560.9 | 107711.834 | 23544.3504 | 10679.9789 | 3298056.46 | 28717.5674
379 | 1687.2 | 0 | 0 | 0 | 0 | 1572.9 | 0 | 0 | 0 | 5733105.6 | 0
380 | 1437.6 | 0 | 0 | 0 | 0 | 1529.9 | 0 | 0 | 0 | 4884964.8 | 0
381 | 1798.4 | 0 | 0 | 0 | 0 | 1549.75 | 0 | 0 | 0 | 6110963.2 | 0
382 | 1439.2 | 305.874 | 305.874 | 297.7563 | 297.7563 | 1537.1 | 481168.4254 | 107192.2575 | 48623.599 | 3878625.7919 | 137831.3777
383 | 1318.4 | 592 | 592 | 576.2886 | 576.2886 | 1446.6 | 879036.5304 | 207463.9114 | 94107.9354 | 2521694.392 | 318918.1349
384 | 1333.6 | 0 | 0 | 0 | 0 | 1224.85 | 0 | 0 | 0 | 2444488.8 | 0
385 | 1427.2 | 0 | 0 | 0 | 0 | 1242.4 | 0 | 0 | 0 | 1698368 | 0
386 | 1464.8 | 0 | 0 | 0 | 0 | 1219.95 | 0 | 0 | 0 | 1743112 | 0
387 | 1109.6 | 0 | 0 | 0 | 0 | 1218.65 | 0 | 0 | 0 | 1320424 | 0
388 | 1159.2 | 0 | 0 | 0 | 0 | 1228.1 | 0 | 0 | 0 | 1379448 | 0
389 | 1433.6 | 0 | 0 | 0 | 0 | 1241.3 | 0 | 0 | 0 | 1705984 | 0
390 | 1189.6 | 0 | 0 | 0 | 0 | 1250.25 | 0 | 0 | 0 | 1415624 | 0
391 | 1440 | 61.058 | 61.058 | 59.4376 | 59.4376 | 1381.7 | 86531.9855 | 21397.5194 | 9706.1526 | 2530570.9636 | 36750.2396
392 | 1042.494 | 941.771 | 941.771 | 916.7769 | 916.7769 | 1477.55 | 1426730.8391 | 330039.688 | 149709.6696 | 230439.424 | 478970.0972
393 | 1260.412 | 1667.065 | 1260.412 | 1622.822 | 1260.412 | 1514.75 | 2009739.5836 | 453748.32 | 205825.2796 | 0 | 611614.923
394 | 1528.29 | 2561.867 | 1528.291 | 2493.8764 | 1528.29 | 1517.8 | 2443903.4241 | 550184.4 | 249569.757 | 0 | 736941.438
395 | 1634.053 | 3507.113 | 1634.053 | 3414.0361 | 1634.053 | 1329.15 | 2295759.2626 | 588259.08 | 266840.8549 | 0 | 1096204.455
396 | 1747.764 | 3931.425 | 1747.764 | 3827.0871 | 1747.764 | 1300.7 | 2401984.4684 | 629195.04 | 285409.8612 | 0 | 1222211.3652
397 | 1461.828 | 2228.787 | 1461.828 | 2169.6362 | 1461.828 | 1317.55 | 2027887.2099 | 526258.08 | 238716.5124 | 0 | 997624.5186
398 | 1421.187 | 2590.351 | 1421.187 | 2521.6045 | 1421.187 | 1309.65 | 1960490.371 | 511627.32 | 232079.8371 | 0 | 981116.4454
399 | 1580.373 | 2572.994 | 1580.373 | 2504.7081 | 1580.373 | 1327.35 | 2205803.8551 | 568934.28 | 258074.9109 | 0 | 1063037.8984
400 | 1462.36 | 344.084 | 344.084 | 334.9522 | 334.9522 | 1346.3 | 474713.2241 | 120582.7914 | 54697.694 | 2066538.5007 | 218958.252
401 | 1717.244 | 110.271 | 110.271 | 107.3445 | 107.3445 | 1540.55 | 174100.4152 | 38644.0084 | 17529.3516 | 2950945.8426 | 49319.4157
402 | 1611.558 | 27.32 | 27.32 | 26.5949 | 26.5949 | 1564.7 | 43872.2649 | 9574.1792 | 4342.954 | 2905237.2851 | 11576.7783
403 | 1616.357 | 0 | 0 | 0 | 0 | 1655.9 | 0 | 0 | 0 | 5492381.086 | 0
404 | 1480.8 | 0 | 0 | 0 | 0 | 1571.4 | 0 | 0 | 0 | 5031758.4 | 0
405 | 1845.6 | 0 | 0 | 0 | 0 | 1531.35 | 0 | 0 | 0 | 6271348.8 | 0
406 | 1497.6 | 305.874 | 305.874 | 297.7563 | 297.7563 | 1580.1 | 494631.4667 | 107192.2575 | 48623.599 | 4077068.9919 | 125027.8581
407 | 1532 | 592 | 592 | 576.2886 | 576.2886 | 1468.8 | 891336.7683 | 207463.9114 | 94107.9354 | 3247507.192 | 306124.527
408 | 1503.2 | 0 | 0 | 0 | 0 | 1303.2 | 0 | 0 | 0 | 2755365.6 | 0
409 | 1740.8 | 0 | 0 | 0 | 0 | 1395.35 | 0 | 0 | 0 | 2071552 | 0
410 | 1453.6 | 0 | 0 | 0 | 0 | 1318.8 | 0 | 0 | 0 | 1729784 | 0
411 | 1256 | 0 | 0 | 0 | 0 | 1343.4 | 0 | 0 | 0 | 1494640 | 0
412 | 1274.4 | 0 | 0 | 0 | 0 | 1383.1 | 0 | 0 | 0 | 1516536 | 0
413 | 1436.8 | 0 | 0 | 0 | 0 | 1402.3 | 0 | 0 | 0 | 1709792 | 0
414 | 1512.8 | 0 | 0 | 0 | 0 | 1433.15 | 0 | 0 | 0 | 1800232 | 0
415 | 1361.6 | 55.485 | 55.485 | 54.0125 | 54.0125 | 1456.25 | 82623.7636 | 19444.485 | 8820.2344 | 2396807.9638 | 29369.2742
416 | 1307.476 | 1176.756 | 1176.756 | 1145.5255 | 1145.5255 | 1485.15 | 1788703.4495 | 412389.1934 | 187064.3202 | 296855.1982 | 589773.8229
417 | 1117.404 | 1750.241 | 1117.404 | 1703.7906 | 1117.404 | 1549.75 | 1824362.3284 | 402265.44 | 182472.0732 | 0 | 503111.151
418 | 1558.331 | 2691.551 | 1558.331 | 2620.1187 | 1558.331 | 1521.6 | 2497719.5055 | 560999.16 | 254475.4523 | 0 | 745505.5504
419 | 1635.582 | 3685.373 | 1635.582 | 3587.5652 | 1635.582 | 1475.25 | 2552330.3101 | 588809.52 | 267090.5406 | 0 | 858271.6545
420 | 1614.236 | 3971.966 | 1614.236 | 3866.5522 | 1614.236 | 1433.5 | 2443183.6025 | 581124.96 | 263604.7388 | 0 | 914464.694
421 | 1599.883 | 3571.129 | 1599.883 | 3476.3532 | 1599.883 | 1385.75 | 2331679.2063 | 575957.88 | 261260.8939 | 0 | 982728.1327
422 | 1534.321 | 3377.039 | 1534.321 | 3287.4142 | 1534.321 | 1484.15 | 2402907.8905 | 552355.56 | 250554.6193 | 0 | 791479.4879
423 | 1869.297 | 2950.929 | 1869.297 | 2872.613 | 1869.297 | 1512.5 | 2979139.7478 | 672946.92 | 305256.2001 | 0 | 911282.2875
424 | 1731.41 | 2367.02 | 1731.41 | 2304.2006 | 1731.41 | 1538.7 | 2803887.0877 | 623307.6 | 282739.253 | 0 | 798699.433
425 | 1852.086 | 1260.817 | 1260.817 | 1227.3556 | 1227.3556 | 1555.05 | 2005892.0466 | 441848.0175 | 200427.1702 | 1145130.8156 | 546111.8761
426 | 1824.781 | 119.485 | 119.485 | 116.3139 | 116.3139 | 1604.7 | 196522.1148 | 41873.016 | 18994.0653 | 3131620.1334 | 45978.8978
427 | 1772.851 | 0 | 0 | 0 | 0 | 1655.9 | 0 | 0 | 0 | 6024147.698 | 0
428 | 1725.6 | 0 | 0 | 0 | 0 | 1576.2 | 0 | 0 | 0 | 5863588.8 | 0
429 | 1548.8 | 0 | 0 | 0 | 0 | 1513.55 | 0 | 0 | 0 | 5262822.4 | 0
430 | 1660 | 305.874 | 305.874 | 297.7563 | 297.7563 | 1578.6 | 493175.6188 | 107192.2575 | 48623.599 | 4628904.1919 | 125474.4925
431 | 1914.4 | 592 | 592 | 576.2886 | 576.2886 | 1554.1 | 942801.591 | 207463.9114 | 94107.9354 | 4546902.392 | 256967.1058
432 | 1842.4 | 0 | 0 | 0 | 0 | 1454.85 | 0 | 0 | 0 | 3377119.2 | 0
433 | 1708 | 0 | 0 | 0 | 0 | 1481.9 | 0 | 0 | 0 | 3130764 | 0
434 | 1356.8 | 0 | 0 | 0 | 0 | 1431.1 | 0 | 0 | 0 | 2487014.4 | 0
435 | 1073.6 | 0 | 0 | 0 | 0 | 1421.05 | 0 | 0 | 0 | 1967908.8 | 0
436 | 1288.8 | 0 | 0 | 0 | 0 | 1424.3 | 0 | 0 | 0 | 2362370.4 | 0
437 | 1396.8 | 0 | 0 | 0 | 0 | 1431.3 | 0 | 0 | 0 | 2560334.4 | 0
438 | 1372 | 0 | 0 | 0 | 0 | 1440.75 | 0 | 0 | 0 | 2514876 | 0
439 | 1415.2 | 86.411 | 86.411 | 84.1177 | 84.1177 | 1460.05 | 129139.6743 | 30282.3717 | 13736.4203 | 2439873.8574 | 45419.3517
440 | 1131.076 | 1131.076 | 1131.076 | 1101.0579 | 1101.0579 | 1485.15 | 1718983.6475 | 396380.8294 | 179802.7485 | 55023.2514 | 566879.639
441 | 1241.663 | 1769.424 | 1241.663 | 1722.4645 | 1241.663 | 1514.75 | 1978526.1756 | 446998.68 | 202763.5679 | 0 | 602516.9708
442 | 856.555 | 2825.287 | 856.555 | 2750.3054 | 856.555 | 1521.6 | 1371944.2753 | 308359.8 | 139875.4315 | 0 | 409775.912
443 | 1284.095 | 3681.006 | 1284.095 | 3583.3141 | 1284.095 | 1493.65 | 2027610.4021 | 462274.2 | 209692.7135 | 0 | 650201.5032
444 | 1493.401 | 3909.645 | 1493.401 | 3805.8852 | 1493.401 | 1485.85 | 2349097.1363 | 537624.36 | 243872.3833 | 0 | 767832.1242
445 | 1383.033 | 3827.776 | 1383.033 | 3726.1889 | 1383.033 | 1479.75 | 2163126.3183 | 497891.88 | 225849.2889 | 0 | 719522.9183
446 | 1395.108 | 2947.593 | 1395.108 | 2869.3655 | 1395.108 | 1515.85 | 2237539.9152 | 502238.88 | 227821.1364 | 0 | 675441.5382
447 | 1147.015 | 2215.166 | 1147.015 | 2156.3767 | 1147.015 | 1538.5 | 1861355.8974 | 412925.4 | 187307.5495 | 0 | 529347.4225
448 | 1254.993 | 1422.132 | 1254.993 | 1384.3894 | 1254.993 | 1542.5 | 2040106.5441 | 451797.48 | 204940.3569 | 0 | 574159.2975
449 | 1593.632 | 432.602 | 432.602 | 421.121 | 421.121 | 1595.05 | 706263.6489 | 151603.5524 | 68769.0558 | 2149212.7019 | 170532.9403
450 | 1540.045 | 59.165 | 59.165 | 57.5948 | 57.5948 | 1564.7 | 94931.5069 | 20734.1255 | 9405.2297 | 2717331.2291 | 25071.0135
451 | 1594.407 | 0 | 0 | 0 | 0 | 1657.4 | 0 | 0 | 0 | 2922548.031 | 0
452 | 1601.6 | 0 | 0 | 0 | 0 | 1575.2 | 0 | 0 | 0 | 2935732.8 | 0
453 | 1628.8 | 0 | 0 | 0 | 0 | 1555.05 | 0 | 0 | 0 | 2985590.4 | 0
454 | 1475.2 | 0 | 0 | 0 | 0 | 1581.6 | 0 | 0 | 0 | 2704041.6 | 0
455 | 1756 | 0 | 0 | 0 | 0 | 1558.85 | 0 | 0 | 0 | 3218748 | 0
456 | 1347.2 | 126.882 | 126.882 | 123.5146 | 123.5146 | 1571.35 | 204384.6071 | 44465.2635 | 20169.9376 | 2243015.2999 | 52944.5422
457 | 1464 | 0 | 0 | 0 | 0 | 1426.35 | 0 | 0 | 0 | 1742160 | 0
458 | 1484 | 0 | 0 | 0 | 0 | 1516.95 | 0 | 0 | 0 | 1765960 | 0
459 | 1376.8 | 0 | 0 | 0 | 0 | 1510.2 | 0 | 0 | 0 | 1638392 | 0
460 | 1298.4 | 0 | 0 | 0 | 0 | 1497 | 0 | 0 | 0 | 1545096 | 0
461 | 1472 | 0 | 0 | 0 | 0 | 1510.75 | 0 | 0 | 0 | 1751680 | 0
462 | 1540.8 | 0 | 0 | 0 | 0 | 1520.7 | 0 | 0 | 0 | 1833552 | 0
463 | 1121.6 | 663.264 | 663.264 | 645.6613 | 645.6613 | 1485.95 | 1012614.3828 | 232438.0806 | 105436.496 | 872395.5729 | 331902.2093
464 | 1325.723 | 1325.723 | 1325.723 | 1290.539 | 1290.539 | 1468.7 | 1997746.2482 | 464594.0524 | 210745.0243 | 64492.2091 | 685663.3889
465 | 1431.814 | 1699.569 | 1431.814 | 1654.4634 | 1431.814 | 1498.2 | 2260802.4271 | 515453.04 | 233815.2262 | 0 | 718484.2652
466 | 1750.511 | 2636.804 | 1750.511 | 2566.8247 | 1750.511 | 1340.6 | 2474444.0551 | 630183.96 | 285858.4463 | 0 | 1154286.9534
467 | 1780.377 | 2554.792 | 1780.377 | 2486.9892 | 1780.377 | 1302.15 | 2457821.1447 | 640935.72 | 290735.5641 | 0 | 1242436.0895
468 | 1557.127 | 2321.566 | 1557.127 | 2259.9529 | 1557.127 | 1254.95 | 2075028.5559 | 560565.72 | 254278.8391 | 0 | 1160137.4714
469 | 1473.887 | 2312.82 | 1473.887 | 2251.439 | 1473.887 | 302.25 | 472103.6562 | 530599.32 | 240685.7471 | 0 | 2502291.6543
470 | 1373.544 | 3036.974 | 1373.544 | 2956.3744 | 1373.544 | 812.05 | 1181734.8303 | 494475.84 | 224299.7352 | 0 | 1631701.5948
471 | 1430.954 | 1795.914 | 1430.954 | 1748.2514 | 1430.954 | 1348.45 | 2036998.5716 | 515143.44 | 233674.7882 | 0 | 932338.0787
472 | 1796.545 | 1675.973 | 1675.973 | 1631.4936 | 1631.4936 | 1344.1 | 2308972.739 | 587337.6925 | 266422.9033 | 302539.2341 | 1070096.6458
473 | 1678.349 | 1077.778 | 1077.778 | 1049.1744 | 1049.1744 | 1366.25 | 1506435.882 | 377702.7694 | 171330.1729 | 1153277.1161 | 664914.2503
474 | 1629.66 | 144.939 | 144.939 | 141.0924 | 141.0924 | 1364.65 | 202436.9902 | 50793.2633 | 23040.3886 | 2728544.4145 | 89643.055
475 | 1404.8 | 0 | 0 | 0 | 0 | 1455.9 | 0 | 0 | 0 | 4773510.4 | 0
476 | 1388.8 | 0 | 0 | 0 | 0 | 1295.95 | 0 | 0 | 0 | 4719142.4 | 0
477 | 1344.8 | 0 | 0 | 0 | 0 | 811.55 | 0 | 0 | 0 | 4569630.4 | 0
478 | 1680.8 | 305.874 | 305.874 | 297.7563 | 297.7563 | 1517.45 | 474649.6381 | 107192.2575 | 48623.599 | 4699582.5919 | 143682.2885
479 | 1447.2 | 592 | 592 | 576.2886 | 576.2886 | 1454.45 | 881499.515 | 207463.9114 | 94107.9354 | 2959356.792 | 314394.269
480 | 1506.4 | 0 | 0 | 0 | 0 | 1361.3 | 0 | 0 | 0 | 2761231.2 | 0
481 | 1360.8 | 0 | 0 | 0 | 0 | 784.65 | 0 | 0 | 0 | 1619352 | 0
482 | 1408 | 0 | 0 | 0 | 0 | 1347.15 | 0 | 0 | 0 | 1675520 | 0
483 | 1103.2 | 0 | 0 | 0 | 0 | 1317.35 | 0 | 0 | 0 | 1312808 | 0
484 | 1368 | 0 | 0 | 0 | 0 | 1271.8 | 0 | 0 | 0 | 1627920 | 0
485 | 1242.4 | 0 | 0 | 0 | 0 | 1218.5 | 0 | 0 | 0 | 1478456 | 0
486 | 1268.8 | 0 | 0 | 0 | 0 | 1215.6 | 0 | 0 | 0 | 1509872 | 0
487 | 1385.6 | 5.737 | 5.737 | 5.5847 | 5.5847 | 1239.55 | 7277.0399 | 2010.5075 | 911.9886 | 2529567.9658 | 4246.9179
488 | 1391.679 | 482.694 | 482.694 | 469.8836 | 469.8836 | 1275.9 | 631295.7568 | 169158.0832 | 76731.9861 | 1689651.0335 | 340242.689
489 | 1424.117 | 1424.117 | 1424.117 | 1386.3217 | 1386.3217 | 1251.5 | 1831254.2787 | 499075.816 | 226386.3354 | 69278.7644 | 1037661.8008
490 | 1612.774 | 2319.178 | 1612.774 | 2257.6283 | 1612.774 | 276.75 | 472689.0306 | 580598.64 | 263365.9942 | 0 | 2779212.7955
491 | 1401.019 | 3377.39 | 1401.02 | 3287.7559 | 1401.019 | 1219.55 | 1819791.427 | 504366.84 | 228786.4027 | 0 | 1093425.2785
492 | 1755.972 | 3848.869 | 1755.972 | 3746.7221 | 1755.972 | 1264.25 | 2364569.8791 | 632149.92 | 286750.2276 | 0 | 1291956.399
493 | 1074.33 | 3898.482 | 1074.33 | 3795.0184 | 1074.33 | 1170.55 | 1337262.2294 | 386758.8 | 175438.089 | 0 | 891103.0185
494 | 1159.81 | 3654.852 | 1159.81 | 3557.8542 | 1159.81 | 280.9 | 346319.5844 | 417531.6 | 189396.973 | 0 | 1993829.371
495 | 1567.968 | 2246.887 | 1567.968 | 2187.2558 | 1567.968 | 295.65 | 492511.37 | 564468.48 | 256049.1744 | 0 | 2672366.2608
496 | 1342.539 | 1954.755 | 1342.539 | 1902.8769 | 1342.539 | 308.9 | 438157.319 | 483314.04 | 219236.6187 | 0 | 2270367.7029
497 | 1562.161 | 1216.744 | 1216.744 | 1184.4523 | 1184.4523 | 719.4 | 895560.2506 | 426402.8199 | 193421.0569 | 692340.0882 | 1516809.5866
498 | 1560.409 | 181.692 | 181.692 | 176.87 | 176.87 | 1415.85 | 262631.8313 | 63673.1976 | 28882.8699 | 2536026.9992 | 103318.6066
499 | 918.411 | 0 | 0 | 0 | 0 | 1516.55 | 0 | 0 | 0 | 3120760.578 | 0
500 | 1270.4 | 0 | 0 | 0 | 0 | 1393.45 | 0 | 0 | 0 | 4316819.2 | 0
501 | 1204 | 0 | 0 | 0 | 0 | 1183.65 | 0 | 0 | 0 | 4091192 | 0
502 | 1369.6 | 305.874 | 305.874 | 297.7563 | 297.7563 | 1384.4 | 433185.4697 | 107192.2575 | 48623.599 | 3642124.9919 | 183298.7603
503 | 1345.6 | 592 | 592 | 576.2886 | 576.2886 | 1363.65 | 825763.7818 | 207463.9114 | 94107.9354 | 2614119.992 | 366721.2778
504 | 1280 | 0 | 0 | 0 | 0 | 1183.65 | 0 | 0 | 0 | 2346240 | 0
505 | 2330.4 | 0 | 0 | 0 | 0 | 741.4 | 0 | 0 | 0 | 2773176 | 0
506 | 2057.6 | 0 | 0 | 0 | 0 | 1217.1 | 0 | 0 | 0 | 2448544 | 0
507 | 2428 | 0 | 0 | 0 | 0 | 1253.2 | 0 | 0 | 0 | 2889320 | 0
508 | 2208.8 | 0 | 0 | 0 | 0 | 1243.15 | 0 | 0 | 0 | 2628472 | 0
509 | 2004 | 0 | 0 | 0 | 0 | 1217.3 | 0 | 0 | 0 | 2384760 | 0
510 | 2379.2 | 0 | 0 | 0 | 0 | 1250.75 | 0 | 0 | 0 | 2831248 | 0
511 | 2040.8 | 70.717 | 70.717 | 68.8402 | 68.8402 | 1331.9 | 96639.2824 | 24782.4754 | 11241.6062 | 3614602.2962 | 45992.1439
512 | 1723.786 | 1011.406 | 1011.406 | 984.5638 | 984.5638 | 1477.55 | 1534223.2153 | 354442.981 | 160779.2744 | 1354994.2264 | 514385.3762
513 | 1825.298 | 1825.298 | 1825.298 | 1776.8556 | 1776.8556 | 1515.95 | 2843341.634 | 639668.011 | 290160.5172 | 88794.9446 | 860086.9465
514 | 2095.805 | 2497.32 | 2095.805 | 2431.0425 | 2095.805 | 1512.8 | 3348900.6936 | 754489.8 | 342244.9565 | 0 | 1021076.196
515 | 2297.304 | 3430.124 | 2297.305 | 3339.0904 | 2297.304 | 1309.65 | 3191870.6815 | 827029.44 | 375149.7432 | 0 | 1585943.8164
516 | 2286.452 | 3809.608 | 2286.452 | 3708.5031 | 2286.452 | 1311.85 | 3183997.4921 | 823122.72 | 373377.6116 | 0 | 1573421.9438
517 | 2261.298 | 3762.999 | 2261.298 | 3663.1311 | 2261.298 | 1369.9 | 3279771.904 | 814067.28 | 369269.9634 | 0 | 1424843.8698
518 | 2390.381 | 3030.589 | 2390.381 | 2950.1588 | 2390.381 | 1331.15 | 3371597.3869 | 860537.16 | 390349.2173 | 0 | 1598806.3318
519 | 2181.431 | 2181.431 | 2181.431 | 2123.537 | 2123.537 | 1371.5 | 3072364.2931 | 764473.3238 | 346773.5938 | 106119.6828 | 1334643.0111
520 | 1853.049 | 2156.544 | 1853.048 | 2099.3105 | 1853.049 | 816.8 | 1592348.1189 | 667097.64 | 302602.9017 | 0 | 2192527.5768
521 | 2387.844 | 989.102 | 989.102 | 962.8518 | 962.8518 | 1456.25 | 1474391.1359 | 346626.638 | 157233.6944 | 2612010.7537 | 523550.6511
522 | 2256.255 | 162.876 | 162.876 | 158.5534 | 158.5534 | 1557.1 | 259878.4762 | 57079.2095 | 25891.7636 | 3845087.1066 | 70223.283
523 | 2414.4 | 0 | 0 | 0 | 0 | 1607.9 | 0 | 0 | 0 | 8204131.2 | 0
524 | 1896.8 | 0 | 0 | 0 | 0 | 1434.9 | 0 | 0 | 0 | 6445326.4 | 0
525 | 2389.6 | 0 | 0 | 0 | 0 | 1364.25 | 0 | 0 | 0 | 8119860.8 | 0
526 | 2215.2 | 305.874 | 305.874 | 297.7563 | 297.7563 | 1496.8 | 469192.4468 | 107192.2575 | 48623.599 | 6515473.7919 | 149830.9555
527 | 2295.2 | 592 | 592 | 576.2886 | 576.2886 | 1347.6 | 818796.0395 | 207463.9114 | 94107.9354 | 5840860.792 | 375970.7105
528 | 1956 | 0 | 0 | 0 | 0 | 1208.85 | 0 | 0 | 0 | 3585348 | 0
529 | 1812 | 0 | 0 | 0 | 0 | 1232.9 | 0 | 0 | 0 | 2156280 | 0
530 | 1850.4 | 0 | 0 | 0 | 0 | 1218.8 | 0 | 0 | 0 | 2201976 | 0
531 | 1248.8 | 0 | 0 | 0 | 0 | 1216.35 | 0 | 0 | 0 | 1486072 | 0
532 | 1303.2 | 0 | 0 | 0 | 0 | 1210.95 | 0 | 0 | 0 | 1550808 | 0
533 | 1569.6 | 0 | 0 | 0 | 0 | 1214.15 | 0 | 0 | 0 | 1867824 | 0
534 | 1165.6 | 0 | 0 | 0 | 0 | 1228.45 | 0 | 0 | 0 | 1387064 | 0
535 | 1127.2 | 49.049 | 49.049 | 47.7473 | 47.7473 | 1248.9 | 62825.0095 | 17189.0159 | 7797.1286 | 1978636.8609 | 35862.9717
536 | 845.369 | 845.369 | 845.369 | 822.9334 | 822.9334 | 1441.6 | 1249835.1809 | 296256.0123 | 134385.0189 | 41124.5142 | 459525.9925
537 | 1178.36 | 1251.177 | 1178.36 | 1217.9714 | 1178.36 | 1515.95 | 1883170.352 | 424209.6 | 192426.188 | 0 | 570385.158
538 | 1572.128 | 2446.727 | 1572.129 | 2381.7922 | 1572.128 | 1514 | 2509150.6758 | 565966.08 | 256728.5024 | 0 | 764054.208
539 | 1408.437 | 3650.293 | 1408.437 | 3553.4162 | 1408.437 | 1394.15 | 2076134.6913 | 507037.32 | 229997.7621 | 0 | 853301.5565
540 | 1438.896 | 3917.45 | 1438.896 | 3813.483 | 1438.896 | 1344.85 | 2041520.4845 | 518002.56 | 234971.7168 | 0 | 942692.7144
541 | 1516.32 | 3915.202 | 1516.32 | 3811.2947 | 1516.32 | 1367.05 | 2180370.7659 | 545875.2 | 247615.056 | 0 | 959754.744
542 | 1377.594 | 2244.334 | 1377.594 | 2184.7706 | 1377.594 | 1411.65 | 2055237.1058 | 495933.84 | 224961.1002 | 0 | 810507.4299
543 | 1550.943 | 2580.123 | 1550.943 | 2511.6479 | 1550.943 | 1421.3 | 2330380.3085 | 558339.48 | 253268.9919 | 0 | 897530.7141
544 | 1543.534 | 2230.41 | 1543.534 | 2171.2161 | 1543.534 | 1338.3 | 2178171.8223 | 555672.24 | 252059.1022 | 0 | 1021356.4478
545 | 1201.14 | 1215.048 | 1201.14 | 1182.8013 | 1182.8013 | 1437.85 | 1793206.3627 | 425808.4639 | 193151.4504 | 33614.8582 | 664911.7443
546 | 1293.095 | 197.956 | 197.956 | 192.7024 | 192.7024 | 1557.1 | 315860.3485 | 69372.848 | 31468.2947 | 2017019.717 | 85347.8733
547 | 1413.61 | 0 | 0 | 0 | 0 | 1640.4 | 0 | 0 | 0 | 4803446.78 | 0
548 | 1265.6 | 0 | 0 | 0 | 0 | 1498.95 | 0 | 0 | 0 | 4300508.8 | 0
549 | 1180.8 | 0 | 0 | 0 | 0 | 1385.2 | 0 | 0 | 0 | 4012358.4 | 0
550 | 1695.2 | 305.874 | 305.874 | 297.7563 | 297.7563 | 1555.6 | 487538.0924 | 107192.2575 | 48623.599 | 4748513.7919 | 132322.8867
551 | 1346.4 | 592 | 592 | 576.2886 | 576.2886 | 1465 | 890473.0782 | 207463.9114 | 94107.9354 | 2616838.392 | 308314.4239
552 | 1211.2 | 0 | 0 | 0 | 0 | 1337.65 | 0 | 0 | 0 | 2220129.6 | 0
553 | 1408 | 0 | 0 | 0 | 0 | 1404.6 | 0 | 0 | 0 | 1675520 | 0
554 | 1139.2 | 0 | 0 | 0 | 0 | 1290.6 | 0 | 0 | 0 | 1355648 | 0
555 | 1446.4 | 0 | 0 | 0 | 0 | 1218.65 | 0 | 0 | 0 | 1721216 | 0
556 | 1142.4 | 0 | 0 | 0 | 0 | 1215.8 | 0 | 0 | 0 | 1359456 | 0
557 | 880 | 0 | 0 | 0 | 0 | 1239.65 | 0 | 0 | 0 | 1047200 | 0
558 | 1145.6 | 0 | 0 | 0 | 0 | 1296.75 | 0 | 0 | 0 | 1363264 | 0
559 | 943.2 | 23.167 | 23.167 | 22.5522 | 22.5522 | 1433.75 | 34092.0245 | 8118.7778 | 3682.7678 | 1687547.4899 | 12770.1609
560 | 1274.438 | 1001.144 | 1001.144 | 974.5742 | 974.5742 | 1477.55 | 1516334.9099 | 350846.7062 | 159147.9643 | 549650.3747 | 509166.2824
561 | 1429.443 | 1819.127 | 1429.443 | 1770.8484 | 1429.443 | 1507.15 | 2269500.7563 | 514599.48 | 233428.0419 | 0 | 704500.9825
562 | 1547.522 | 2834.878 | 1547.522 | 2759.6419 | 1547.522 | 1517.8 | 2475739.9233 | 557107.92 | 252710.3426 | 0 | 746215.1084
563 | 1405.725 | 3723.011 | 1405.725 | 3624.2043 | 1405.725 | 1475.25 | 2189766.6917 | 506061 | 229554.8925 | 0 | 737654.1938
564 | 1431.852 | 3986.944 | 1431.852 | 3881.1327 | 1431.852 | 1504.25 | 2275040.7307 | 515466.72 | 233821.4316 | 0 | 709840.629
565 | 1367.56 | 3986.121 | 1367.56 | 3880.3315 | 1367.56 | 1490.45 | 2149154.1246 | 492321.6 | 223322.548 | 0 | 696840.198
566 | 1673.787 | 3735.313 | 1673.787 | 3636.1798 | 1673.787 | 1510.85 | 2668408.4403 | 602563.32 | 273329.4171 | 0 | 818732.9111
567 | 1642.84 | 3237.651 | 1642.84 | 3151.7255 | 1642.84 | 1530.9 | 2652603.9674 | 591422.4 | 268275.772 | 0 | 770656.244
568 | 1902.457 | 2458.762 | 1902.457 | 2393.5078 | 1902.457 | 1538.7 | 3085689.9157 | 684884.52 | 310671.2281 | 0 | 877603.4141
569 | 1899.267 | 1366.991 | 1366.991 | 1330.7118 | 1330.7118 | 1555.05 | 2179951.1173 | 479056.2495 | 217305.2376 | 1042161.6741 | 592100.2172
570 | 1621.58 | 218.265 | 218.265 | 212.4724 | 212.4724 | 1564.7 | 350163.7915 | 76490.0517 | 34696.7373 | 2582894.2933 | 92489.2209
571 | 1806.403 | 0 | 0 | 0 | 0 | 1612.9 | 0 | 0 | 0 | 6138157.394 | 0
572 | 1360.8 | 0 | 0 | 0 | 0 | 1571.2 | 0 | 0 | 0 | 4623998.4 | 0
573 | 1477.6 | 0 | 0 | 0 | 0 | 1555.05 | 0 | 0 | 0 | 5020884.8 | 0
574 | 1830.4 | 305.874 | 305.874 | 297.7563 | 297.7563 | 1578.6 | 495319.1296 | 107192.2575 | 48623.599 | 5207923.3919 | 125474.4925
575 | 1500.8 | 592 | 592 | 576.2886 | 576.2886 | 1554.1 | 944376.1428 | 207463.9114 | 94107.9354 | 3141489.592 | 256967.1058
576 | 1522.4 | 0 | 0 | 0 | 0 | 1484.85 | 0 | 0 | 0 | 2790559.2 | 0
577 | 1083.2 | 0 | 0 | 0 | 0 | 1416.7 | 0 | 0 | 0 | 1289008 | 0
578 | 1204 | 0 | 0 | 0 | 0 | 1431.1 | 0 | 0 | 0 | 1432760 | 0
579 | 1488.8 | 0 | 0 | 0 | 0 | 1428.65 | 0 | 0 | 0 | 1771672 | 0
580 | 1076 | 0 | 0 | 0 | 0 | 1424.3 | 0 | 0 | 0 | 1280440 | 0
581 | 1073.6 | 0 | 0 | 0 | 0 | 1423.7 | 0 | 0 | 0 | 1277584 | 0
582 | 912 | 0 | 0 | 0 | 0 | 1433.15 | 0 | 0 | 0 | 1085280 | 0
583 | 964.8 | 55.028 | 55.028 | 53.5676 | 53.5676 | 1460.05 | 82406.4949 | 19284.3313 | 8747.5869 | 1670289.0133 | 28923.8185
584 | 1236.892 | 1130.93 | 1130.93 | 1100.9157 | 1100.9157 | 1490.15 | 1727627.3227 | 396329.6644 | 179779.5394 | 249244.495 | 561301.8872
585 | 902.102 | 1698.087 | 902.102 | 1653.0207 | 902.102 | 1514.75 | 1440490.305 | 324756.72 | 147313.2566 | 0 | 437744.9955
586 | 1643.977 | 2682.923 | 1643.977 | 2611.7197 | 1643.977 | 1514 | 2623443.8447 | 591831.72 | 268461.4441 | 0 | 798972.822
587 | 1404.929 | 3594.048 | 1404.929 | 3498.6639 | 1404.929 | 1402.15 | 2083457.916 | 505774.44 | 229424.9057 | 0 | 839936.8026
588 | 1257.977 | 3860.083 | 1257.977 | 3757.6385 | 1257.977 | 1466.85 | 1949916.3795 | 452871.72 | 205427.6441 | 0 | 670690.4375
589 | 1143.986 | 3831.788 | 1143.986 | 3730.0944 | 1143.986 | 1453.65 | 1751689.567 | 411834.96 | 186812.9138 | 0 | 625016.7511
590 | 1063.922 | 3543.708 | 1063.922 | 3449.6599 | 1063.922 | 1474.65 | 1657838.25 | 383011.92 | 173738.4626 | 0 | 558931.4227
591 | 1565.032 | 3059.346 | 1565.032 | 2978.1526 | 1565.032 | 1493.5 | 2467102.843 | 563411.52 | 255569.7256 | 0 | 792688.708
592 | 1529.519 | 2306.435 | 1529.519 | 2245.2235 | 1529.519 | 1493.3 | 2409109.1577 | 550626.84 | 249770.4527 | 0 | 775007.2773
593 | 1548.768 | 1151.104 | 1151.104 | 1120.5543 | 1120.5543 | 1532.85 | 1809565.7413 | 403399.5579 | 182986.5217 | 784915.6619 | 523466.954
594 | 954.794 | 172.417 | 172.417 | 167.8411 | 167.8411 | 1564.7 | 276647.0581 | 60422.8129 | 27408.4593 | 1442484.5799 | 73061.2512
595 | 979.933 | 0 | 0 | 0 | 0 | 1602.9 | 0 | 0 | 0 | 3329812.334 | 0
596 | 1248.8 | 0 | 0 | 0 | 0 | 1563.7 | 0 | 0 | 0 | 4243422.4 | 0
597 | 1226.4 | 0 | 0 | 0 | 0 | 1555.05 | 0 | 0 | 0 | 4167307.2 | 0
598 | 1332 | 305.874 | 305.874 | 297.7563 | 297.7563 | 1577.1 | 494541.3303 | 107192.2575 | 48623.599 | 3514360.1919 | 125921.1269
599 | 1236.8 | 592 | 592 | 576.2886 | 576.2886 | 1532.6 | 930399.5053 | 207463.9114 | 94107.9354 | 2244417.592 | 269357.3116
600 | 1285.6 | 0 | 0 | 0 | 0 | 1451.05 | 0 | 0 | 0 | 2356504.8 | 0
601 | 1532.8 | 0 | 0 | 0 | 0 | 1250.4 | 0 | 0 | 0 | 2809622.4 | 0
602 | 1344.8 | 0 | 0 | 0 | 0 | 1405.1 | 0 | 0 | 0 | 2465018.4 | 0
603 | 1204.8 | 0 | 0 | 0 | 0 | 1402.35 | 0 | 0 | 0 | 2208398.4 | 0
604 | 1120.8 | 0 | 0 | 0 | 0 | 1228.1 | 0 | 0 | 0 | 2054426.4 | 0
605 | 1085.6 | 0 | 0 | 0 | 0 | 1313.8 | 0 | 0 | 0 | 1989904.8 | 0
606 | 1070.4 | 0 | 0 | 0 | 0 | 1414.75 | 0 | 0 | 0 | 1962043.2 | 0
607 | 1341.6 | 36.505 | 36.505 | 35.5362 | 35.5362 | 1398.1 | 52200.6105 | 12793.0238 | 5803.0577 | 2394014.9872 | 21389.2251
608 | 915.255 | 883.407 | 883.407 | 859.9619 | 859.9619 | 1481.35 | 1339380.0249 | 309586.2695 | 140431.7717 | 101352.326 | 446019.2186
609 | 1043.557 | 1043.557 | 1043.557 | 1015.8616 | 1015.8616 | 1544.75 | 1652129.8523 | 365710.1638 | 165890.1937 | 50765.7303 | 462470.978
610 | 1135.797 | 1665.053 | 1135.797 | 1620.8634 | 1135.797 | 1512.8 | 1809385.424 | 408886.92 | 185475.6501 | 0 | 553360.2984
611 | 1052.302 | 3035.52 | 1052.302 | 2954.959 | 1052.302 | 1362.15 | 1514020.7512 | 378828.72 | 171840.9166 | 0 | 671210.8307
612 | 1010.911 | 3260.542 | 1010.911 | 3174.009 | 1010.911 | 1417.35 | 1511232.6951 | 363927.96 | 165081.7663 | 0 | 589007.2942
613 | 907.915 | 3322.586 | 907.915 | 3234.4064 | 907.915 | 1453.05 | 1386879.5213 | 326849.4 | 148262.5195 | 0 | 496584.1092
614 | 1041.693 | 2871.088 | 1041.693 | 2794.8909 | 1041.693 | 1474.95 | 1620138.5612 | 375009.48 | 170108.4669 | 0 | 546940.9097
615 | 1029.977 | 2264.261 | 1029.977 | 2204.1687 | 1029.977 | 1493.5 | 1619986.1279 | 370791.72 | 168195.2441 | 0 | 521683.3505
616 | 1033.486 | 1292.594 | 1033.486 | 1258.2893 | 1033.486 | 1501.3 | 1633553.9731 | 372054.96 | 168768.2638 | 0 | 515399.4682
617 | 1376.376 | 1153.302 | 1153.302 | 1122.694 | 1122.694 | 1551.25 | 1833034.2955 | 404169.8377 | 183335.9292 | 464999.1176 | 503808.9297
618 | 1168.446 | 213.255 | 213.255 | 207.5953 | 207.5953 | 1564.7 | 342085.1886 | 74734.3183 | 33900.3172 | 1761239.2808 | 90366.2465
619 | 1198.4 | 0 | 0 | 0 | 0 | 1572.9 | 0 | 0 | 0 | 2196667.2 | 0
620 | 1109.6 | 0 | 0 | 0 | 0 | 1533.7 | 0 | 0 | 0 | 2033896.8 | 0
621 | 1098.4 | 0 | 0 | 0 | 0 | 1539.75 | 0 | 0 | 0 | 2013367.2 | 0
622 | 1179.2 | 0 | 0 | 0 | 0 | 1495.6 | 0 | 0 | 0 | 2161473.6 | 0
623 | 1169.6 | 126.673 | 126.673 | 123.3112 | 123.3112 | 1472.6 | 191137.6618 | 44392.0203 | 20136.7137 | 1917847.4297 | 65034.3098
624 | 497.6 | 497.6 | 497.6 | 484.394 | 484.394 | 1428.85 | 727352.5094 | 174381.8282 | 79101.5349 | 24206.658 | 276661.6144
625 | 369.6 | 0 | 0 | 0 | 0 | 1395.25 | 0 | 0 | 0 | 439824 | 0
626 | 342.4 | 0 | 0 | 0 | 0 | 1386.3 | 0 | 0 | 0 | 407456 | 0
627 | 378.4 | 0 | 0 | 0 | 0 | 1311.7 | 0 | 0 | 0 | 450296 | 0
628 | 387.2 | 0 | 0 | 0 | 0 | 1374.3 | 0 | 0 | 0 | 460768 | 0
629 | 368.8 | 0 | 0 | 0 | 0 | 1384.85 | 0 | 0 | 0 | 438872 | 0
630 | 325.6 | 0 | 0 | 0 | 0 | 1383.5 | 0 | 0 | 0 | 387464 | 0
631 | 335.2 | 335.2 | 335.2 | 326.304 | 326.304 | 1316.75 | 451894.8336 | 117469.4309 | 53285.4391 | 16306.4143 | 222947.1907
632 | 281.28 | 557.808 | 281.28 | 543.0041 | 281.28 | 1472.5 | 435049.0489 | 101260.8 | 45933.024 | 0 | 148375.2
633 | 812.402 | 1853.548 | 812.403 | 1804.3558 | 812.402 | 1537 | 1311495.9886 | 292464.72 | 132665.2466 | 0 | 376142.126
634 | 1193.029 | 3118.972 | 1193.029 | 3036.1962 | 1193.029 | 1508.85 | 1891082.5368 | 429490.44 | 194821.6357 | 0 | 585956.1934
635 | 997.388 | 3185.176 | 997.388 | 3100.6432 | 997.388 | 1409.65 | 1485153.2185 | 359059.68 | 162873.4604 | 0 | 588808.0058
636 | 1238.61 | 3840.298 | 1238.61 | 3738.3786 | 1238.61 | 1459.95 | 1909154.6486 | 445899.6 | 202265.013 | 0 | 668911.3305
637 | 1158.511 | 3803.184 | 1158.511 | 3702.2496 | 1158.511 | 1464.05 | 1785327.9357 | 417063.96 | 189184.8463 | 0 | 620903.9705
638 | 1234.863 | 3623.554 | 1234.863 | 3527.3869 | 1234.863 | 1503.95 | 1958992.0141 | 444550.68 | 201653.1279 | 0 | 612553.7911
639 | 1047.104 | 2254.14 | 1047.104 | 2194.3164 | 1047.104 | 1522.4 | 1680485.7777 | 376957.44 | 170992.0832 | 0 | 500096.8704
640 | 1281.661 | 1962.74 | 1281.661 | 1910.65 | 1281.661 | 1532.8 | 2069553.1109 | 461397.96 | 209295.2413 | 0 | 598792.0192
641 | 1055.169 | 1178.892 | 1055.169 | 1147.6048 | 1055.169 | 1544 | 1713848.9747 | 379860.84 | 172309.0977 | 0 | 481157.064
642 | 1044.091 | 191.92 | 191.92 | 186.8265 | 186.8265 | 1546.2 | 304226.5922 | 67257.5572 | 30508.7753 | 1571365.7408 | 84781.8874
643 | 1088.323 | 0 | 0 | 0 | 0 | 1605.2 | 0 | 0 | 0 | 3698121.554 | 0
644 | 898.4 | 441.874 | 441.874 | 430.1469 | 430.1469 | 1508.95 | 685484.5602 | 154852.8858 | 70242.9896 | 1591124.017 | 211223.6377
645 | 270.4 | 270.4 | 270.4 | 263.2237 | 263.2237 | 1492.6 | 413801.8628 | 94760.5433 | 42984.4353 | 24384.9607 | 133559.7213
646 | 91.2 | 91.2 | 91.2 | 88.7796 | 88.7796 | 1481.25 | 138322.7597 | 31960.6566 | 14497.709 | 8224.5134 | 46054.4184
647 | 94.4 | 94.4 | 94.4 | 91.8947 | 91.8947 | 1462.05 | 141554.3613 | 33082.0832 | 15006.4005 | 8513.0928 | 49434.7407
648 | 91.2 | 0 | 0 | 0 | 0 | 1438.95 | 0 | 0 | 0 | 167169.6 | 0
649 | 96 | 0 | 0 | 0 | 0 | 1420.85 | 0 | 0 | 0 | 114240 | 0
650 | 88 | 0 | 0 | 0 | 0 | 1425.7 | 0 | 0 | 0 | 104720 | 0
651 | 94.4 | 0 | 0 | 0 | 0 | 1422.85 | 0 | 0 | 0 | 112336 | 0
652 | 85.6 | 0 | 0 | 0 | 0 | 1414.15 | 0 | 0 | 0 | 101864 | 0
653 | 95.2 | 0 | 0 | 0 | 0 | 1414.4 | 0 | 0 | 0 | 113288 | 0
654 | 88 | 0 | 0 | 0 | 0 | 1425.1 | 0 | 0 | 0 | 104720 | 0
655 | 93.6 | 54.6 | 54.6 | 53.1509 | 53.1509 | 1426.25 | 79918.4519 | 19134.3405 | 8679.5494 | 74143.1164 | 30495.3551
656 | 77.076 | 522.25 | 77.076 | 508.3898 | 77.076 | 1472.9 | 119442.9416 | 27747.36 | 12586.5108 | 0 | 40626.7596
657 | 83.396 | 1209.093 | 83.396 | 1177.0043 | 83.396 | 1453.7 | 127561.7706 | 30022.56 | 13618.5668 | 0 | 45559.2348
658 | 78.901 | 3030.933 | 78.901 | 2950.4937 | 78.901 | 1458.15 | 121243.1973 | 28404.36 | 12884.5333 | 0 | 42752.5069
659 | 86.02 | 3510.466 | 86.02 | 3417.3001 | 86.02 | 1475.55 | 133688.1758 | 30967.2 | 14047.066 | 0 | 45113.189
660 | 80.475 | 3768.606 | 80.475 | 3668.5893 | 80.475 | 1473.75 | 125050.3458 | 28971 | 13141.5675 | 0 | 42349.9688
661 | 88.61 | 3774.602 | 88.61 | 3674.4261 | 88.61 | 1456.75 | 136216.3372 | 31899.6 | 14470.013 | 0 | 48137.3825
662 | 80.761 | 3538.687 | 80.761 | 3444.7722 | 80.761 | 1462.3 | 124774.4591 | 29073.96 | 13188.2713 | 0 | 43425.1897
663 | 95.362 | 3095.186 | 95.362 | 3013.0415 | 95.362 | 1462.85 | 147331.3181 | 34330.32 | 15572.6146 | 0 | 51223.6983
664 | 84.557 | 1764.458 | 84.557 | 1717.6302 | 84.557 | 1229.9 | 109728.8264 | 30440.52 | 13808.1581 | 0 | 65117.3457
665 | 90.093 | 1310.898 | 90.093 | 1276.1075 | 90.093 | 1462 | 138521.4297 | 32433.48 | 14712.1869 | 0 | 48470.034
666 | 80.774 | 221.46 | 80.774 | 215.5826 | 80.774 | 1514.35 | 128861.2528 | 29078.64 | 13190.3942 | 0 | 39227.8931
667 | 96.805 | 96.805 | 96.805 | 94.2358 | 94.2358 | 1606.65 | 159544.4609 | 33924.9053 | 15388.714 | 8729.9782 | 37067.6708
668 | 86.4 | 86.4 | 86.4 | 84.107 | 84.107 | 1563.75 | 138898.8008 | 30278.5168 | 13734.6716 | 7791.6442 | 36691.6749
669 | 93.6 | 93.6 | 93.6 | 91.1159 | 91.1159 | 1545.15 | 148693.811 | 32801.7265 | 14879.2276 | 8440.9479 | 41444.0703
670 | 87.2 | 87.2 | 87.2 | 84.8858 | 84.8858 | 1490.2 | 133732.0666 | 30558.8734 | 13861.8445 | 7863.7891 | 43274.7602
671 | 92.8 | 92.8 | 92.8 | 90.3371 | 90.3371 | 1513.7 | 144568.1422 | 32521.3699 | 14752.0547 | 8368.8031 | 43930.9505
672 | 87.2 | 87.2 | 87.2 | 84.8858 | 84.8858 | 1427.15 | 127862.5348 | 30558.8734 | 13861.8445 | 4242.0028 | 48626.8074
673 | 93.6 | 0 | 0 | 0 | 0 | 1481.4 | 0 | 0 | 0 | 111384 | 0
674 | 88 | 0 | 0 | 0 | 0 | 1431.1 | 0 | 0 | 0 | 104720 | 0
675 | 92.8 | 56.383 | 56.383 | 54.8866 | 54.8866 | 1421.05 | 82360.8247 | 19759.1853 | 8962.986 | 45116.9152 | 31776.6121
676 | 87.2 | 87.2 | 87.2 | 84.8858 | 84.8858 | 1420.5 | 127180.6028 | 30558.8734 | 13861.8445 | 2753.9462 | 49191.2977
677 | 93.6 | 93.6 | 93.6 | 91.1159 | 91.1159 | 1423.7 | 136909.8733 | 32801.7265 | 14879.2276 | 2956.0706 | 52510.0972
678 | 83.2 | 83.2 | 83.2 | 80.9919 | 80.9919 | 1433.15 | 122563.3034 | 29157.0902 | 13225.9801 | 2627.6183 | 45910.2684
679 | 84.8 | 84.8 | 84.8 | 82.5495 | 82.5495 | 1460.05 | 127003.2278 | 29717.8035 | 13480.3259 | 4125.2504 | 44572.5778
680 | 79.796 | 492.355 | 79.796 | 479.2882 | 79.796 | 1485.15 | 124695.6754 | 28726.56 | 13030.6868 | 0 | 41082.9706
681 | 84.042 | 1822.058 | 84.042 | 1773.7016 | 84.042 | 1514.75 | 133954.6395 | 30255.12 | 13724.0586 | 0 | 40781.3805
682 | 80.506 | 2975.944 | 80.506 | 2896.9641 | 80.506 | 1517.8 | 128756.77 | 28982.16 | 13146.6298 | 0 | 38819.9932
683 | 81.184 | 3382.337 | 81.184 | 3292.5716 | 81.184 | 1512.05 | 129620.6501 | 29226.24 | 13257.3472 | 0 | 39613.7328
684 | 80.078 | 3666.32 | 80.078 | 3569.0179 | 80.078 | 1504.25 | 127065.2404 | 28828.08 | 13076.7374 | 0 | 39698.6685
685 | 81.515 | 3531.496 | 81.515 | 3437.772 | 81.515 | 1494.25 | 128193.494 | 29345.4 | 13311.3995 | 0 | 41226.2112
686 | 74.649 | 2341.65 | 74.649 | 2279.5039 | 74.649 | 1512.05 | 119180.171 | 26873.64 | 12190.1817 | 0 | 36424.9795
687 | 88.307 | 2003.923 | 88.307 | 1950.74 | 88.307 | 1538.5 | 143263.0536 | 31790.52 | 14420.5331 | 0 | 40753.6805
688 | 79.067 | 1100.635 | 79.067 | 1071.4247 | 79.067 | 1542.5 | 128599.9931 | 28464.12 | 12911.6411 | 0 | 36173.1525
689 | 84.323 | 235.858 | 84.323 | 229.5985 | 84.323 | 1555.05 | 138174.6147 | 30356.28 | 13769.9459 | 0 | 37519.5189
690 | 79.24 | 166.083 | 79.24 | 161.6752 | 79.24 | 1564.7 | 130579.196 | 28526.4 | 12939.892 | 0 | 34493.172
691 | 95.215 | 95.215 | 95.215 | 92.688 | 92.688 | 1572.9 | 153752.4155 | 33367.6965 | 15135.9579 | 8586.5903 | 39587.0644
692 | 89.6 | 89.6 | 89.6 | 87.2221 | 87.2221 | 1533.7 | 141169.1191 | 31399.9433 | 14243.3632 | 8080.2237 | 40671.6488
693 | 93.6 | 93.6 | 93.6 | 91.1159 | 91.1159 | 1513.55 | 145172.3967 | 32801.7265 | 14879.2276 | 8440.9479 | 44323.333
694 | 87.2 | 87.2 | 87.2 | 84.8858 | 84.8858 | 1495.6 | 133638.8522 | 30558.8734 | 13861.8445 | 7863.7891 | 42816.3771
695 | 96.8 | 96.8 | 96.8 | 94.231 | 94.231 | 1515.1 | 150468.61 | 33923.1531 | 15387.9192 | 8729.5273 | 45692.6026
696 | 87.2 | 87.2 | 87.2 | 84.8858 | 84.8858 | 1541.35 | 137682.7506 | 30558.8734 | 13861.8445 | 4242.0028 | 38932.8536
697 | 93.6 | 0 | 0 | 0 | 0 | 1523.9 | 0 | 0 | 0 | 111384 | 0
698 | 88.8 | 0 | 0 | 0 | 0 | 1503.6 | 0 | 0 | 0 | 105672 | 0
699 | 87.2 | 0 | 0 | 0 | 0 | 1463.65 | 0 | 0 | 0 | 103768 | 0
700 | 87.2 | 83.459 | 83.459 | 81.244 | 81.244 | 1428.1 | 122328.5244 | 29247.8557 | 13267.1523 | 7087.5881 | 46463.4686
701 | 93.6 | 93.6 | 93.6 | 91.1159 | 91.1159 | 1431.3 | 137411.593 | 32801.7265 | 14879.2276 | 2956.0706 | 51817.6163
702 | 84 | 84 | 84 | 81.7707 | 81.7707 | 1445.75 | 124421.5617 | 29437.4469 | 13353.153 | 2652.8839 | 45321.4026
703 | 87.2 | 87.2 | 87.2 | 84.8858 | 84.8858 | 1531.55 | 136610.9501 | 30558.8734 | 13861.8445 | 4242.0028 | 39764.7341
704 | 76.02 | 76.02 | 76.02 | 74.0025 | 74.0025 | 1485.15 | 115500.6863 | 26640.8894 | 12084.6035 | 3698.1313 | 38100.172
705 | 84.507 | 1401.864 | 84.507 | 1364.6593 | 84.507 | 1556.25 | 138322.5596 | 30422.52 | 13799.9931 | 0 | 37499.9812
706 | 72.771 | 2454.948 | 72.771 | 2389.795 | 72.771 | 1594.1 | 122164.7269 | 26197.56 | 11883.5043 | 0 | 29537.7489
707 | 81.102 | 3685.418 | 81.102 | 3587.609 | 81.102 | 1519.65 | 129310.9644 | 29196.72 | 13243.9566 | 0 | 38957.3457
708 | 75.163 | 3820.304 | 75.163 | 3718.9152 | 75.163 | 1541.85 | 122424.1616 | 27058.68 | 12274.1179 | 0 | 34435.9285
709 | 86.617 | 4006.019 | 86.617 | 3899.7014 | 86.617 | 1498.05 | 136638.5045 | 31182.12 | 14144.5561 | 0 | 43477.4031
710 | 78.42 | 3389.82 | 78.42 | 3299.856 | 78.42 | 1562.9 | 129081.4842 | 28231.2 | 12805.986 | 0 | 34277.382
711 | 78.853 | 2784.61 | 78.853 | 2710.708 | 78.853 | 1625 | 134858.9635 | 28387.08 | 12876.6949 | 0 | 29569.875
712 | 79.653 | 2316.916 | 79.653 | 2255.4263 | 79.653 | 1588.8 | 133190.3811 | 28675.08 | 13007.3349 | 0 | 32753.3136
713 | 88.652 | 984.109 | 88.652 | 957.9913 | 88.652 | 1555.05 | 145116.1975 | 31914.72 | 14476.8716 | 0 | 39445.7074
714 | 82.665 | 229.31 | 82.665 | 223.2242 | 82.665 | 1564.7 | 136127.8729 | 29759.4 | 13499.1945 | 0 | 35984.0745
715 | 97.636 | 97.636 | 97.636 | 95.0448 | 95.0448 | 1614.4 | 161878.3529 | 34216.1258 | 15520.8148 | 8804.9187 | 36649.2725
716 | 88.8 | 88.8 | 88.8 | 86.4433 | 86.4433 | 1575.2 | 143664.0874 | 31119.5867 | 14116.1903 | 8008.0788 | 36721.1123
717 | 94.4 | 94.4 | 94.4 | 91.8947 | 91.8947 | 1555.05 | 150396.4168 | 33082.0832 | 15006.4005 | 8513.0928 | 40888.5358
718 | 87.2 | 87.2 | 87.2 | 84.8858 | 84.8858 | 1568.1 | 140086.7368 | 30558.8734 | 13861.8445 | 7863.7891 | 36662.1595
719 | 91.2 | 91.2 | 91.2 | 88.7796 | 88.7796 | 1624.25 | 151894.1589 | 31960.6566 | 14497.709 | 8224.5134 | 33358.9353
720 | 84.8 | 84.8 | 84.8 | 82.5495 | 82.5495 | 1541.35 | 133959.4651 | 29717.8035 | 13480.3259 | 4125.2504 | 37861.3072
721 | 93.6 | 0 | 0 | 0 | 0 | 1482.15 | 0 | 0 | 0 | 111384 | 0
722 | 81.6 | 0 | 0 | 0 | 0 | 1431.1 | 0 | 0 | 0 | 97104 | 0
723 | 92.8 | 29.785 | 29.785 | 28.9945 | 28.9945 | 1428.65 | 43697.615 | 10438.028 | 4734.8055 | 75928.5184 | 16566.0203
724 | 80 | 80 | 80 | 77.8768 | 77.8768 | 1428.1 | 117421.0035 | 28035.6637 | 12717.2886 | 2526.5561 | 44537.7669
725 | 90.4 | 90.4 | 90.4 | 88.0008 | 88.0008 | 1431.3 | 132973.8625 | 31680.3 | 14370.5361 | 2855.0084 | 50046.0739
726 | 80 | 80 | 80 | 77.8768 | 77.8768 | 1483.25 | 121881.3569 | 28035.6637 | 12717.2886 | 2526.5561 | 40242.8589
727 | 86.4 | 86.4 | 86.4 | 84.107 | 84.107 | 1546.55 | 137048.4991 | 30278.5168 | 13734.6716 | 4203.0853 | 38138.3151
728 | 75.453 | 75.453 | 75.453 | 73.4505 | 73.4505 | 1570.65 | 121410.1528 | 26442.1867 | 11994.4697 | 3670.5486 | 31535.9801
729 | 85.467 | 1143.83 | 85.467 | 1113.4734 | 85.467 | 1599.75 | 144020.4513 | 30768.12 | 13956.7611 | 0 | 34208.1667
730 | 74.454 | 2532.015 | 74.454 | 2464.8167 | 74.454 | 1605.6 | 126040.968 | 26803.44 | 12158.3382 | 0 | 29364.6576
731 | 80.579 | 3517.746 | 80.579 | 3424.3869 | 80.579 | 1519.65 | 129659.5614 | 29008.44 | 13158.5507 | 0 | 38706.1226
732 | 73.28 | 3217.584 | 73.28 | 3132.1911 | 73.28 | 1511.85 | 117635.9831 | 26380.8 | 11966.624 | 0 | 35771.632
733 | 82.654 | 3383.311 | 82.654 | 3293.5198 | 82.654 | 1498.05 | 131055.7399 | 29755.44 | 13497.3982 | 0 | 41488.1753
734 | 74.961 | 2023.167 | 74.961 | 1969.4733 | 74.961 | 1561.15 | 123895.3192 | 26985.96 | 12241.1313 | 0 | 32896.6349
735 | 86.787 | 1548.841 | 86.787 | 1507.7356 | 86.787 | 1624 | 149365.6563 | 31243.32 | 14172.3171 | 0 | 32631.912
736 | 81.253 | 1507.225 | 81.253 | 1467.2241 | 81.253 | 1632.05 | 140137.4019 | 29251.08 | 13268.6149 | 0 | 29897.0414
737 | 87.089 | 648.709 | 87.089 | 631.4926 | 87.089 | 1555.05 | 142592.4133 | 31352.04 | 14221.6337 | 0 | 38750.2505
738 | 79.66 | 213.622 | 79.66 | 207.9526 | 79.66 | 1606.2 | 134631.4288 | 28677.6 | 13008.478 | 0 | 31370.108
739 | 96.821 | 96.821 | 96.821 | 94.2514 | 94.2514 | 1658.4 | 164705.9693 | 33930.5124 | 15391.2574 | 8731.4211 | 32196.2862
740 | 88 | 88 | 88 | 85.6645 | 85.6645 | 1618.2 | 146056.2743 | 30839.2301 | 13989.0174 | 7935.9339 | 32706.7168
741 | 91.2 | 91.2 | 91.2 | 88.7796 | 88.7796 | 1556.55 | 145355.8926 | 31960.6566 | 14497.709 | 8224.5134 | 39369.3144
742 | 86.4 | 86.4 | 86.4 | 84.107 | 84.107 | 1582.1 | 139986.8126 | 30278.5168 | 13734.6716 | 7791.6442 | 35148.3116
743 | 92.8 | 92.8 | 92.8 | 90.3371 | 90.3371 | 1588.85 | 151251.5397 | 32521.3699 | 14752.0547 | 8368.8031 | 37142.1145
744 | 88 | 88 | 88 | 85.6645 | 85.6645 | 1650.1 | 149084.651 | 30839.2301 | 13989.0174 | 4280.9202 | 29974.0183
745 | 94.4 | 0 | 0 | 0 | 0 | 1648.85 | 0 | 0 | 0 | 112336 | 0
746 | 87.2 | 0 | 0 | 0 | 0 | 1496.6 | 0 | 0 | 0 | 103768 | 0
747 | 93.6 | 63.635 | 63.635 | 61.9462 | 61.9462 | 1448.95 | 94998.1248 | 22300.6182 | 10115.8082 | 37668.0675 | 34135.4325
748 | 80 | 80 | 80 | 77.8768 | 77.8768 | 1447.7 | 119307.6189 | 28035.6637 | 12717.2886 | 2526.5561 | 43011.3807
749 | 88.8 | 88.8 | 88.8 | 86.4433 | 86.4433 | 1471.45 | 134655.6355 | 31119.5867 | 14116.1903 | 2804.4773 | 45689.6043
750 | 86.4 | 86.4 | 86.4 | 84.107 | 84.107 | 1519.5 | 135196.2812 | 30278.5168 | 13734.6716 | 2728.6806 | 40413.4092
751 | 88.8 | 88.8 | 88.8 | 86.4433 | 86.4433 | 1552.95 | 141754.3726 | 31119.5867 | 14116.1903 | 4319.8377 | 38644.4757
752 | 79.281 | 431.172 | 79.281 | 419.7289 | 79.281 | 1540.95 | 128813.3655 | 28541.16 | 12946.5873 | 0 | 36393.943
753 | 84.741 | 1749.949 | 84.741 | 1703.5063 | 84.741 | 1572.5 | 140718.1427 | 30506.76 | 13838.2053 | 0 | 36226.7775
754 | 75.611 | 2970.849 | 75.611 | 2892.0043 | 75.611 | 1555.75 | 124590.5176 | 27219.96 | 12347.2763 | 0 | 33590.1867
755 | 86.655 | 3500.446 | 86.655 | 3407.5461 | 86.655 | 1532.9 | 140901.7466 | 31195.8 | 14150.7615 | 0 | 40476.5505
756 | 74.903 | 3703.051 | 74.903 | 3604.774 | 74.903 | 1526.95 | 121293.2508 | 26965.08 | 12231.6599 | 0 | 35432.8641
757 | 87.642 | 3683.722 | 87.642 | 3585.958 | 87.642 | 1515.1 | 140573.8518 | 31551.12 | 14311.9386 | 0 | 42497.6058
758 | 82.638 | 3026.565 | 82.638 | 2946.2416 | 82.638 | 1526.6 | 133663.2753 | 29749.68 | 13494.7854 | 0 | 39120.8292
759 | 89.332 | 3002.486 | 89.332 | 2922.8017 | 89.332 | 1541.65 | 145770.0364 | 32159.52 | 14587.9156 | 0 | 40945.3222
760 | 81.435 | 2328.204 | 81.435 | 2266.4147 | 81.435 | 1554.8 | 134007.0746 | 29316.6 | 13298.3355 | 0 | 36254.862
761 | 83.254 | 1316.454 | 83.254 | 1281.516 | 83.254 | 1602.35 | 140826.0267 | 29971.44 | 13595.3782 | 0 | 33105.9531
762 | 82.933 | 226.16 | 82.933 | 220.1578 | 82.933 | 1645.65 | 144258.775 | 29855.88 | 13542.9589 | 0 | 29387.3085
763 | 96.007 | 96.007 | 96.007 | 93.459 | 93.459 | 1782.4 | 176133.0225 | 33645.2496 | 15261.859 | 8658.0138 | 20336.6842
764 | 91.2 | 91.2 | 91.2 | 88.7796 | 88.7796 | 1634.05 | 153265.9277 | 31960.6566 | 14497.709 | 8224.5134 | 32488.8952
765 | 93.6 | 93.6 | 93.6 | 91.1159 | 91.1159 | 1731.75 | 166253.5391 | 32801.7265 | 14879.2276 | 8440.9479 | 24441.8421
766 | 88.8 | 88.8 | 88.8 | 86.4433 | 86.4433 | 1836.55 | 167196.7909 | 31119.5867 | 14116.1903 | 8008.0788 | 14129.1568
767 | 97.6 | 97.6 | 97.6 | 95.0097 | 95.0097 | 1812.5 | 181857.605 | 34203.5097 | 15515.092 | 8801.6722 | 17814.328
768 | 90.4 | 0 | 0 | 0 | 0 | 1798.7 | 0 | 0 | 0 | 165703.2 | 0
769 | 92.8 | 0 | 0 | 0 | 0 | 1773.85 | 0 | 0 | 0 | 170102.4 | 0
770 | 86.4 | 57.488 | 57.488 | 55.9623 | 55.9623 | 1540.4 | 91045.9589 | 20146.4279 | 9138.6436 | 55792.3044 | 25720.273
771 | 91.2 | 91.2 | 91.2 | 88.7796 | 88.7796 | 1531.45 | 143724.281 | 31960.6566 | 14497.709 | 4436.5901 | 41597.6824
772 | 87.2 | 87.2 | 87.2 | 84.8858 | 84.8858 | 1529.7 | 137353.0505 | 30558.8734 | 13861.8445 | 4242.0028 | 39921.7727
773 | 92.8 | 92.8 | 92.8 | 90.3371 | 90.3371 | 1530.6 | 146181.8232 | 32521.3699 | 14752.0547 | 4514.425 | 42404.2529
774 | 85.6 | 85.6 | 85.6 | 83.3282 | 83.3282 | 1539.15 | 135658.6044 | 29998.1602 | 13607.4988 | 4164.1679 | 38401.8114
775 | 76.8 | 76.8 | 76.8 | 74.7618 | 74.7618 | 1782.95 | 141189.141 | 26914.2372 | 12208.597 | 3736.0758 | 16227.0421
776 | 82.775 | 363.262 | 82.775 | 353.6212 | 82.775 | 1765.2 | 154556.2974 | 29799 | 13517.1575 | 0 | 19435.57
777 | 646.748 | 1625.939 | 646.748 | 1582.7875 | 646.748 | 1609.4 | 1102607.1728 | 232829.28 | 105613.9484 | 0 | 252619.7688
778 | 552.934 | 3090.79 | 552.934 | 3008.7621 | 552.934 | 1595.75 | 937750.1824 | 199056.24 | 90294.1222 | 0 | 223523.5695
779 | 876.383 | 2869.663 | 876.383 | 2793.5037 | 876.383 | 1555.95 | 1459628.3995 | 315497.88 | 143113.3439 | 0 | 389157.8711
780 | 949.841 | 3198.576 | 949.841 | 3113.6875 | 949.841 | 1548.8 | 1570142.1137 | 341942.76 | 155109.0353 | 0 | 428568.2592
781 | 1244.374 | 3158.126 | 1244.374 | 3074.3111 | 1244.374 | 1515.1 | 2005592.92 | 447974.64 | 203206.2742 | 0 | 603396.9526
782 | 1169.848 | 3020.941 | 1169.848 | 2940.7669 | 1169.848 | 1548.45 | 1927341.9883 | 421145.28 | 191036.1784 | 0 | 528244.8644
783 | 1381.741 | 2976.969 | 1381.741 | 2897.9619 | 1381.741 | 1588.7 | 2330296.4715 | 497426.76 | 225638.3053 | 0 | 568310.0733
784 | 889.368 | 1959.551 | 889.368 | 1907.5456 | 889.368 | 1556.7 | 1466648.3352 | 320172.48 | 145233.7944 | 0 | 394256.8344
785 | 1360.953 | 940.875 | 940.875 | 915.9047 | 915.9047 | 1593.2 | 1543975.2568 | 329725.6886 | 149567.2359 | 815773.5515 | 372590.0281
786 | 1095.157 | 199.511 | 199.511 | 194.2161 | 194.2161 | 1626.5 | 334451.0326 | 69917.7913 | 31715.487 | 1651424.6938 | 72539.7084
787 | 1127.015 | 0 | 0 | 0 | 0 | 1782.4 | 0 | 0 | 0 | 2065818.495 | 0
788 | 1211.2 | 0 | 0 | 0 | 0 | 1749.55 | 0 | 0 | 0 | 2220129.6 | 0
789 | 1118.4 | 0 | 0 | 0 | 0 | 1729.6 | 0 | 0 | 0 | 2050027.2 | 0
790 | 1337.6 | 119.823 | 119.823 | 116.643 | 116.643 | 1835.55 | 225322.0396 | 41991.4666 | 19047.7958 | 2238014.249 | 19181.9352
791 | 1112 | 592 | 592 | 576.2886 | 576.2886 | 1810.35 | 1101536.5868 | 207463.9114 | 94107.9354 | 981958.9179 | 109293.1411
792 | 163.2 | 163.2 | 163.2 | 158.8688 | 158.8688 | 1790.85 | 301027.2319 | 57192.7539 | 25943.2687 | 7939.1611 | 33227.4014
793 | 108.8 | 0 | 0 | 0 | 0 | 1766.5 | 0 | 0 | 0 | 129472 | 0
794 | 94.4 | 0 | 0 | 0 | 0 | 1602.6 | 0 | 0 | 0 | 112336 | 0
795 | 105.6 | 0 | 0 | 0 | 0 | 1506.8 | 0 | 0 | 0 | 125664 | 0
796 | 101.6 | 0 | 0 | 0 | 0 | 1484.75 | 0 | 0 | 0 | 120904 | 0
797 | 105.6 | 0 | 0 | 0 | 0 | 1484.7 | 0 | 0 | 0 | 125664 | 0
798 | 95.2 | 0 | 0 | 0 | 0 | 1491.45 | 0 | 0 | 0 | 113288 | 0
799 | 87.2 | 87.2 | 87.2 | 84.8858 | 84.8858 | 1519.5 | 136756.6192 | 30558.8734 | 13861.8445 | 4242.0028 | 40787.6075
800 | 82.403 | 521.015 | 82.403 | 507.1875 | 82.403 | 1519.9 | 132735.7841 | 29665.08 | 13456.4099 | 0 | 39561.6803
801 | 835.519 | 1825.067 | 835.519 | 1776.6307 | 835.519 | 1504.85 | 1335754.975 | 300786.84 | 136440.2527 | 0 | 413707.2328
802 | 1039.674 | 3056.077 | 1039.674 | 2974.9704 | 1039.674 | 1502 | 1663899.9595 | 374282.64 | 169778.7642 | 0 | 517757.652
803 | 891.524 | 3544.294 | 891.524 | 3450.2304 | 891.524 | 1338 | 1278682.3551 | 320948.64 | 145585.8692 | 0 | 590188.888
804 | 1352.422 | 3683.699 | 1352.422 | 3585.9356 | 1352.422 | 1403.55 | 2032589.6376 | 486871.92 | 220850.5126 | 0 | 806652.1019
805 | 1341.667 | 3757.487 | 1341.667 | 3657.7653 | 1341.667 | 1484.65 | 2127858.908 | 483000.12 | 219094.2211 | 0 | 691428.0884
806 | 1194.461 | 3389.144 | 1194.461 | 3299.198 | 1194.461 | 1494.45 | 1911344.4468 | 430005.96 | 195055.4813 | 0 | 603859.7585
807 | 1481.371 | 2558.23 | 1481.371 | 2490.336 | 1481.371 | 1508.55 | 2382070.9909 | 533293.56 | 241907.8843 | 0 | 728019.778
808 | 1646.336 | 679.004 | 679.004 | 660.9836 | 660.9836 | 1516.9 | 1064759.5467 | 237954.0974 | 107938.6225 | 1806150.9419 | 319321.1791
809 | 1713.488 | 679.511 | 679.511 | 661.4771 | 661.4771 | 1528 | 1070218.681 | 238131.7735 | 108019.2184 | 1928335.8908 | 312217.2141
810 | 1434.101 | 116.171 | 116.171 | 113.0879 | 113.0879 | 1536.9 | 183765.3221 | 40711.6386 | 18467.2516 | 2421417.0398 | 52370.9995
811 | 1539.509 | 0 | 0 | 0 | 0 | 1585.95 | 0 | 0 | 0 | 5231251.582 | 0
812 | 1661.6 | 0 | 0 | 0 | 0 | 1559.35 | 0 | 0 | 0 | 5646116.8 | 0
813 | 1616 | 0 | 0 | 0 | 0 | 1539.25 | 0 | 0 | 0 | 5491168 | 0
814 | 1728.8 | 305.874 | 305.874 | 297.7563 | 297.7563 | 1800.55 | 565522.2124 | 107192.2575 | 48623.599 | 4862686.5919 | 59387.4882
815 | 1469.6 | 592 | 592 | 576.2886 | 576.2886 | 1783.85 | 1088574.6077 | 207463.9114 | 94107.9354 | 3035471.992 | 124564.7901
816 | 1761.6 | 0 | 0 | 0 | 0 | 1771.1 | 0 | 0 | 0 | 3229012.8 | 0
817 | 1354.4 | 0 | 0 | 0 | 0 | 1598.25 | 0 | 0 | 0 | 1611736 | 0
818 | 1331.2 | 0 | 0 | 0 | 0 | 1752.1 | 0 | 0 | 0 | 1584128 | 0
819 | 1416.8 | 0 | 0 | 0 | 0 | 1747.8 | 0 | 0 | 0 | 1685992 | 0
820 | 1299.2 | 0 | 0 | 0 | 0 | 1746.6 | 0 | 0 | 0 | 1546048 | 0
821 | 1488 | 0 | 0 | 0 | 0 | 1747.3 | 0 | 0 | 0 | 1770720 | 0
822 | 1488.8 | 0 | 0 | 0 | 0 | 1748.75 | 0 | 0 | 0 | 1771672 | 0
823 | 1292.8 | 62.957 | 62.957 | 61.2862 | 61.2862 | 1750.75 | 113729.8188 | 22063.016 | 10008.0292 | 2257364.8769 | 15275.5743
824 | 1289.506 | 1077.158 | 1077.158 | 1048.5708 | 1048.5708 | 1594.2 | 1776369.5903 | 377485.493 | 171231.6139 | 441634.1961 | 425510.0363
825 | 1526.73 | 1526.73 | 1526.73 | 1486.2114 | 1486.2114 | 1516.9 | 2399418.3658 | 535036.1105 | 242698.3246 | 74270.5606 | 717988.7361
826 | 1083.978 | 1921.385 | 1083.978 | 1870.3925 | 1083.978 | 1466.35 | 1700672.976 | 390232.08 | 177013.6074 | 0 | 578464.8597
827 | 1402.913 | 2578.269 | 1402.913 | 2509.8431 | 1402.913 | 1465.5 | 2209957.1735 | 505048.68 | 229095.6929 | 0 | 749856.9985
828 | 1305.329 | 3363.396 | 1305.329 | 3274.1333 | 1305.329 | 1467.95 | 2053872.679 | 469918.44 | 213160.2257 | 0 | 694500.2944
829 | 1517.919 | 3112.317 | 1517.919 | 3029.7178 | 1517.919 | 1461.4 | 2375236.7524 | 546450.84 | 247876.1727 | 0 | 817551.1734
830 | 1335.878 | 2948.759 | 1335.878 | 2870.5005 | 1335.878 | 1467.95 | 2098153.9111 | 480916.08 | 218148.8774 | 0 | 710753.8899
831 | 1360.865 | 2308.881 | 1360.865 | 2247.6046 | 1360.865 | 1460.4 | 2119221.7601 | 489911.4 | 222229.2545 | 0 | 734322.754
832 | 1604.627 | 1985.456 | 1604.627 | 1932.7631 | 1604.627 | 1490.55 | 2535586.5198 | 577665.72 | 262035.5891 | 0 | 817477.2252
833 | 1501.802 | 1139.456 | 1139.456 | 1109.2155 | 1109.2155 | 1508.4 | 1769841.6845 | 399317.5652 | 181134.8844 | 719611.1298 | 545290.3196
834 | 1303.802 | 190.021 | 190.021 | 184.9779 | 184.9779 | 1588.3 | 310692.5608 | 66592.0607 | 30206.8986 | 2050804.4905 | 76155.4205
835 | 1407.738 | 0 | 0 | 0 | 0 | 1847.5 | 0 | 0 | 0 | 4783493.724 | 0
836 | 1397.6 | 0 | 0 | 0 | 0 | 1825.6 | 0 | 0 | 0 | 4749044.8 | 0
837 | 1207.2 | 0 | 0 | 0 | 0 | 1799.75 | 0 | 0 | 0 | 4102065.6 | 0
838 | 1357.6 | 305.874 | 305.874 | 297.7563 | 297.7563 | 1793.35 | 564044.0335 | 107192.2575 | 48623.599 | 3601348.9919 | 61531.3334
839 | 1300.8 | 592 | 592 | 576.2886 | 576.2886 | 1657.4 | 1010801.4046 | 207463.9114 | 94107.9354 | 2461889.592 | 197436.489
840 | 1248.8 | 0 | 0 | 0 | 0 | 1506.9 | 0 | 0 | 0 | 2289050.4 | 0
841 | 1178.4 | 0 | 0 | 0 | 0 | 1460.9 | 0 | 0 | 0 | 1402296 | 0
842 | 1225.6 | 0 | 0 | 0 | 0 | 1458.9 | 0 | 0 | 0 | 1458464 | 0
843 | 1224.8 | 0 | 0 | 0 | 0 | 1448.95 | 0 | 0 | 0 | 1457512 | 0
844 | 903.2 | 0 | 0 | 0 | 0 | 1447.7 | 0 | 0 | 0 | 1074808 | 0
845 | 1121.6 | 0 | 0 | 0 | 0 | 1449.6 | 0 | 0 | 0 | 1334704 | 0
846 | 1310.4 | 0 | 0 | 0 | 0 | 1462.65 | 0 | 0 | 0 | 1559376 | 0
847 | 1152 | 0 | 0 | 0 | 0 | 1476.95 | 0 | 0 | 0 | 2111616 | 0
848 | 933.17 | 219.843 | 219.843 | 214.0085 | 214.0085 | 1516.7 | 343404.6134 | 77043.0552 | 34947.5859 | 1318223.054 | 103430.3016
849 | 1215.698 | 1092.531 | 1092.531 | 1063.5358 | 1063.5358 | 1580.45 | 1787209.2028 | 382872.8962 | 173675.3999 | 278913.2707 | 446206.4545
850 | 1139.46 | 1139.46 | 1139.46 | 1109.2194 | 1109.2194 | 1578.8 | 1865325.7519 | 399318.967 | 181135.5203 | 55431.1063 | 467203.1914
851 | 1551.141 | 1551.141 | 1551.141 | 1509.9746 | 1509.9746 | 1527.95 | 2452534.9345 | 543590.8429 | 246578.8462 | 75458.0781 | 712783.4927
852 | 1338.153 | 2101.614 | 1338.153 | 2045.8383 | 1338.153 | 1483.7 | 2117059.0165 | 481735.08 | 218520.3849 | 0 | 690888.3939
853 | 1140.835 | 3691.296 | 1140.835 | 3593.331 | 1140.835 | 1474.9 | 1796609.9473 | 410700.6 | 186298.3555 | 0 | 599052.4585
854 | 1315.264 | 2806.17 | 1315.264 | 2731.6958 | 1315.264 | 1503.6 | 2114835.0243 | 473495.04 | 214782.6112 | 0 | 652897.0496
855 | 1361.037 | 2244.565 | 1361.037 | 2184.9955 | 1361.037 | 1540.7 | 2235340.7909 | 489973.32 | 222257.3421 | 0 | 625124.2941
856 | 1270.539 | 1575.428 | 1270.539 | 1533.617 | 1270.539 | 1551.75 | 2088687.2569 | 457394.04 | 207479.0187 | 0 | 569519.1068
857 | 1377.713 | 1024.091 | 1024.091 | 996.9122 | 996.9122 | 1566.4 | 1647683.4472 | 358888.3859 | 162795.7595 | 698007.8973 | 432261.1226
858 | 1430.203 | 220.835 | 220.835 | 214.9742 | 214.9742 | 1580.65 | 358405.0113 | 77390.6974 | 35105.2802 | 2227514.4647 | 90149.4138
859 | 1135.9 | 0 | 0 | 0 | 0 | 1584.45 | 0 | 0 | 0 | 3859788.2 | 0
860 | 1324 | 0 | 0 | 0 | 0 | 1547.1 | 0 | 0 | 0 | 4498952 | 0
861 | 1216.8 | 0 | 0 | 0 | 0 | 1512.65 | 0 | 0 | 0 | 4134686.4 | 0
862 | 1368.8 | 305.874 | 305.874 | 297.7563 | 297.7563 | 1514.55 | 475453.1327 | 107192.2575 | 48623.599 | 3639406.5919 | 144545.7817
863 | 1304 | 592 | 592 | 576.2886 | 576.2886 | 1494.35 | 909709.3137 | 207463.9114 | 94107.9354 | 2472763.192 | 291400.3522
864 | 504 | 0 | 0 | 0 | 0 | 1475.75 | 0 | 0 | 0 | 923832 | 0
865 | 308.8 | 0 | 0 | 0 | 0 | 1459.95 | 0 | 0 | 0 | 367472 | 0
866 | 223.2 | 0 | 0 | 0 | 0 | 1414.9 | 0 | 0 | 0 | 265608 | 0
867 | 305.6 | 0 | 0 | 0 | 0 | 1390.7 | 0 | 0 | 0 | 363664 | 0
868 | 234.4 | 0 | 0 | 0 | 0 | 1407.5 | 0 | 0 | 0 | 278936 | 0
869 | 284.8 | 0 | 0 | 0 | 0 | 1396.6 | 0 | 0 | 0 | 338912 | 0
870 | 280.8 | 0 | 0 | 0 | 0 | 1454.75 | 0 | 0 | 0 | 334152 | 0
871 | 279.2 | 57.84 | 57.84 | 56.305 | 56.305 | 1469.05 | 86883.7284 | 20269.7849 | 9194.5996 | 408566.6121 | 29895.1174
872 | 207.884 | 495.048 | 207.884 | 481.9097 | 207.884 | 1492.95 | 325920.421 | 74838.24 | 33947.4572 | 0 | 105407.5822
873 | 1383.408 | 1825.433 | 1383.408 | 1776.987 | 1383.408 | 1453.4 | 2115426.6848 | 498026.88 | 225910.5264 | 0 | 756170.8128
874 | 1305.53 | 3011.423 | 1305.53 | 2931.5015 | 1305.53 | 1358.75 | 1876427.6023 | 469990.8 | 213193.049 | 0 | 837171.1125
875 | 1615.041 | 3267.834 | 1615.041 | 3181.1075 | 1615.041 | 345.9 | 597487.4894 | 581414.76 | 263736.1953 | 0 | 2671439.3181
876 | 1779.002 | 3360.528 | 1779.002 | 3271.3414 | 1779.002 | 1228.95 | 2336997.5195 | 640440.72 | 290511.0266 | 0 | 1371699.4921
877 | 1624.258 | 3263.804 | 1624.258 | 3177.1844 | 1624.258 | 1307.1 | 2270348.9637 | 584732.88 | 265241.3314 | 0 | 1125448.3682
878 | 1539.01 | 3070.329 | 1539.01 | 2988.8441 | 1539.01 | 1228.6 | 2027673.4823 | 554043.6 | 251320.333 | 0 | 1187192.314
879 | 1787.689 | 2203.473 | 1787.689 | 2144.994 | 1787.689 | 1344.6 | 2558976.7377 | 643568.04 | 291929.6137 | 0 | 1171651.3706
880 | 1354.304 | 1710.759 | 1354.304 | 1665.3564 | 1354.304 | 859.2 | 1230057.8538 | 487549.44 | 221157.8432 | 0 | 1544990.0032
881 | 1620.241 | 706.803 | 706.803 | 688.0448 | 688.0448 | 1368.35 | 989948.9137 | 247696.1401 | 112357.7213 | 1708715.5728 | 434603.5192
882 | 1300.99 | 174.411 | 174.411 | 169.7822 | 169.7822 | 1393.6 | 248421.7035 | 61121.6018 | 27725.4377 | 2073503.8476 | 102955.9425
883 | 1394.069 | 0 | 0 | 0 | 0 | 1516.7 | 0 | 0 | 0 | 4737046.462 | 0
884 | 1272 | 0 | 0 | 0 | 0 | 1419.05 | 0 | 0 | 0 | 4322256 | 0
885 | 1471.2 | 0 | 0 | 0 | 0 | 1409.6 | 0 | 0 | 0 | 4999137.6 | 0
886 | 1444 | 305.874 | 305.874 | 297.7563 | 297.7563 | 1535.45 | 478282.3867 | 107192.2575 | 48623.599 | 3894936.1919 | 138322.6756
887 | 1357.6 | 592 | 592 | 576.2886 | 576.2886 | 1515.25 | 915489.6716 | 207463.9114 | 94107.9354 | 2654895.992 | 279355.9196
888 | 576.8 | 0 | 0 | 0 | 0 | 1481.75 | 0 | 0 | 0 | 1057274.4 | 0
889 | 498.4 | 0 | 0 | 0 | 0 | 1459.95 | 0 | 0 | 0 | 593096 | 0
890 | 498.4 | 0 | 0 | 0 | 0 | 1451 | 0 | 0 | 0 | 593096 | 0
891 | 504 | 0 | 0 | 0 | 0 | 1454 | 0 | 0 | 0 | 599760 | 0
892 | 421.6 | 0 | 0 | 0 | 0 | 1445.8 | 0 | 0 | 0 | 501704 | 0
893 | 485.6 | 0 | 0 | 0 | 0 | 1470.5 | 0 | 0 | 0 | 577864 | 0
894 | 467.2 | 0 | 0 | 0 | 0 | 1454.75 | 0 | 0 | 0 | 555968 | 0
895 | 472 | 58.077 | 58.077 | 56.5357 | 56.5357 | 1469.05 | 88065.873 | 20352.8405 | 9232.2746 | 761546.1204 | 30017.613
896 | 385.522 | 490.72 | 385.522 | 477.6966 | 385.522 | 1641.85 | 672206.8115 | 138787.92 | 62955.7426 | 0 | 138074.7043
897 | 1044.814 | 1855.892 | 1044.814 | 1806.6376 | 1044.814 | 1556.45 | 1728106.6787 | 376133.04 | 170618.1262 | 0 | 463427.2497
898 | 1692.649 | 3124.878 | 1692.649 | 3041.9454 | 1692.649 | 1438.45 | 2601455.4613 | 609353.64 | 276409.5817 | 0 | 950507.046
899 | 1873.143 | 3688.168 | 1873.143 | 3590.286 | 1873.143 | 1282 | 2568226.541 | 674331.48 | 305884.2519 | 0 | 1344916.674
900 | 1814.753 | 3999.933 | 1814.753 | 3893.777 | 1814.753 | 1281.9 | 2495452.3622 | 653311.08 | 296349.1649 | 0 | 1303174.1293
901 | 1605.764 | 3877.857 | 1605.764 | 3774.9408 | 1605.764 | 1317.1 | 2267043.3585 | 578075.04 | 262221.2612 | 0 | 1096576.2356
902 | 1656.929 | 3786.3 | 1656.929 | 3685.8137 | 1656.929 | 1306 | 2318809.3365 | 596494.44 | 270576.5057 | 0 | 1149908.726
903 | 1959.966 | 3253.83 | 1959.966 | 3167.4751 | 1959.966 | 1344.6 | 2808061.2013 | 705587.76 | 320062.4478 | 0 | 1284561.7164
904 | 1925.128 | 2435.73 | 1925.128 | 2371.0871 | 1925.128 | 1513.45 | 3088053.0329 | 693046.08 | 314373.4024 | 0 | 936671.0284
905 | 1644.797 | 1333.884 | 1333.884 | 1298.4834 | 1298.4834 | 1569.45 | 2155806.2417 | 467454.0405 | 212042.3467 | 634792.7448 | 559062.0476
906 | 1796.832 | 223.128 | 223.128 | 217.2063 | 217.2063 | 1582.25 | 363210.2646 | 78194.2696 | 35469.7895 | 2895453.8998 | 90737.9337
907 | 1564.005 | 0 | 0 | 0 | 0 | 1615.45 | 0 | 0 | 0 | 5314488.99 | 0
908 | 1423.2 | 0 | 0 | 0 | 0 | 1464.6 | 0 | 0 | 0 | 4836033.6 | 0
909 | 1762.4 | 0 | 0 | 0 | 0 | 1459.95 | 0 | 0 | 0 | 5988635.2 | 0
910 | 1525.6 | 305.874 | 305.874 | 297.7563 | 297.7563 | 1826.55 | 576213.9751 | 107192.2575 | 48623.599 | 4172212.9919 | 51645.8252
911 | 1706.4 | 592 | 592 | 576.2886 | 576.2886 | 1547.2 | 947335.8599 | 207463.9114 | 94107.9354 | 3840118.392 | 260943.4974
912 | 526.4 | 0 | 0 | 0 | 0 | 1481.75 | 0 | 0 | 0 | 964891.2 | 0
913 | 477.6 | 0 | 0 | 0 | 0 | 1459.95 | 0 | 0 | 0 | 568344 | 0
914 | 487.2 | 0 | 0 | 0 | 0 | 1332.75 | 0 | 0 | 0 | 579768 | 0
915 | 450.4 | 0 | 0 | 0 | 0 | 1165.95 | 0 | 0 | 0 | 535976 | 0
916 | 410.4 | 0 | 0 | 0 | 0 | 1159.7 | 0 | 0 | 0 | 488376 | 0
917 | 498.4 | 0 | 0 | 0 | 0 | 1166.6 | 0 | 0 | 0 | 593096 | 0
918 | 480.8 | 0 | 0 | 0 | 0 | 1192.2 | 0 | 0 | 0 | 572152 | 0
919 | 402.4 | 15.294 | 15.294 | 14.8881 | 14.8881 | 1124 | 17833.3121 | 5359.718 | 2431.2276 | 710309.3025 | 13041.9805
920 | 183.582 | 519.488 | 183.582 | 505.7011 | 183.582 | 1211.85 | 236652.8297 | 66089.52 | 29978.9406 | 0 | 144690.1533
921 | 1361.436 | 1880.152 | 1361.436 | 1830.2538 | 1361.436 | 1319.7 | 1919489.8113 | 490116.96 | 222322.4988 | 0 | 926184.9108
922 | 1498.899 | 3075.705 | 1498.899 | 2994.0775 | 1498.899 | 1364.45 | 2190659.4215 | 539603.64 | 244770.2067 | 0 | 952625.2595
923 | 1608.087 | 3567.213 | 1608.087 | 3472.5411 | 1608.087 | 345.9 | 597638.1649 | 578911.32 | 262600.6071 | 0 | 2659936.7067
924 | 1399.808 | 3838.568 | 1399.808 | 3736.6945 | 1399.808 | 339.95 | 512008.6902 | 503930.88 | 228588.6464 | 0 | 2323751.2704
925 | 1724.006 | 3876.493 | 1724.006 | 3773.613 | 1724.006 | 328.1 | 608433.9322 | 620642.16 | 281530.1798 | 0 | 2882365.6314
926 | 1255.265 | 3683.756 | 1255.265 | 3585.9911 | 1255.265 | 339.6 | 459634.8508 | 451895.4 | 204984.7745 | 0 | 2084242.006
927 | 1125.5 | 3232.365 | 1125.5 | 3146.5798 | 1125.5 | 355.6 | 428469.9781 | 405180 | 183794.15 | 0 | 1850772.2
928 | 1614.058 | 2496.135 | 1614.058 | 2429.8889 | 1614.058 | 1350 | 2318071.0324 | 581060.88 | 263575.6714 | 0 | 1049137.7
929 | 1453.859 | 1427.728 | 1427.728 | 1389.8369 | 1389.8369 | 1369.35 | 2020104.3758 | 500341.2758 | 226960.362 | 117352.5511 | 876500.6266
930 | 1370.109 | 218.203 | 218.203 | 212.412 | 212.412 | 1568.6 | 353287.801 | 76468.3241 | 34686.8815 | 2122058.5802 | 91634.5417
931 | 1452.169 | 0 | 0 | 0 | 0 | 1615.45 | 0 | 0 | 0 | 4934470.262 | 0
932 | 1032 | 0 | 0 | 0 | 0 | 1535.85 | 0 | 0 | 0 | 3506736 | 0
933 | 1212.8 | 0 | 0 | 0 | 0 | 1475.9 | 0 | 0 | 0 | 4121094.4 | 0
934 | 1396.8 | 305.874 | 305.874 | 297.7563 | 297.7563 | 1776.55 | 563263.7336 | 107192.2575 | 48623.599 | 3734550.5919 | 66533.6387
935 | 964 | 592 | 592 | 576.2886 | 576.2886 | 1681.35 | 1031885.0388 | 207463.9114 | 94107.9354 | 1317443.192 | 183634.376
936 | 1384.8 | 0 | 0 | 0 | 0 | 1538.7 | 0 | 0 | 0 | 2538338.4 | 0
937 | 1120 | 0 | 0 | 0 | 0 | 1616.9 | 0 | 0 | 0 | 2052960 | 0
938 | 1568.8 | 0 | 0 | 0 | 0 | 1264.75 | 0 | 0 | 0 | 2875610.4 | 0
939 | 1411.2 | 0 | 0 | 0 | 0 | 261.95 | 0 | 0 | 0 | 2586729.6 | 0
940 | 1482.4 | 0 | 0 | 0 | 0 | 260.7 | 0 | 0 | 0 | 2717239.2 | 0
941 | 1182.4 | 0 | 0 | 0 | 0 | 262.6 | 0 | 0 | 0 | 2167339.2 | 0
942 | 1132 | 0 | 0 | 0 | 0 | 269.65 | 0 | 0 | 0 | 2074956 | 0
943 | 1137.6 | 33.44 | 33.44 | 32.5525 | 32.5525 | 283.95 | 9870.9695 | 11718.9074 | 5315.8266 | 2025552.0297 | 55861.753
944 | 182.01 | 263.129 | 182.01 | 256.1457 | 182.01 | 1275.4 | 246690.6676 | 65523.6 | 29722.233 | 0 | 131884.446
945 | 481.147 | 1281.698 | 481.147 | 1247.6824 | 481.147 | 1369.7 | 702071.6758 | 173212.92 | 78571.3051 | 0 | 303266.9541
946 | 455.687 | 2437.77 | 455.687 | 2373.0729 | 455.687 | 1387.2 | 676353.9268 | 164047.32 | 74413.6871 | 0 | 279244.9936
947 | 498.735 | 3025.602 | 498.735 | 2945.3042 | 498.735 | 345.9 | 185173.1603 | 179544.6 | 81443.4255 | 0 | 824957.5635
948 | 415.99 | 3467.305 | 415.99 | 3375.2846 | 415.99 | 339.95 | 152330.1096 | 149756.4 | 67931.167 | 0 | 690564.1995
949 | 320.018 | 3533.345 | 320.018 | 3439.5719 | 320.018 | 1168.15 | 402586.71 | 115206.48 | 52258.9394 | 0 | 266206.9733
950 | 335.666 | 3061.589 | 335.666 | 2980.3361 | 335.666 | 1275.7 | 460491.9998 | 120839.76 | 54814.2578 | 0 | 243122.8838
951 | 408.03 | 2134.148 | 408.03 | 2077.5089 | 408.03 | 1291.7 | 564949.4956 | 146890.8 | 66631.299 | 0 | 289007.649
952 | 329.489 | 1937.365 | 329.489 | 1885.9484 | 329.489 | 769.2 | 271156.0089 | 118616.04 | 53805.5537 | 0 | 405535.0612
953 | 413.609 | 1136.312 | 413.609 | 1106.1549 | 413.609 | 384.35 | 169125.3097 | 148899.24 | 67542.3497 | 0 | 668247.3808
954 | 285.122 | 263.358 | 263.358 | 256.3686 | 256.3686 | 766.6 | 208244.0394 | 92292.704 | 41864.996 | 52704.9414 | 316205.0587
955 | 304.539 | 0 | 0 | 0 | 0 | 1459 | 0 | 0 | 0 | 558219.987 | 0
956 | 261.6 | 0 | 0 | 0 | 0 | 1414.05 | 0 | 0 | 0 | 479512.8 | 0
957 | 204 | 0 | 0 | 0 | 0 | 1487.65 | 0 | 0 | 0 | 373932 | 0
958 | 331.2 | 99.956 | 99.956 | 97.3032 | 97.3032 | 1536.65 | 159005.3326 | 35029.16 | 15889.6162 | 428732.7936 | 45085.448
959 | 296.8 | 296.8 | 296.8 | 288.9231 | 288.9231 | 1806.35 | 556282.773 | 104012.3123 | 47181.1406 | 14438.3764 | 55949.9563
960 | 302.4 | 302.4 | 302.4 | 294.3745 | 294.3745 | 1798.7 | 564185.0984 | 105974.8088 | 48071.3508 | 14710.7986 | 59257.5806
961 | 324.8 | 0 | 0 | 0 | 0 | 897.55 | 0 | 0 | 0 | 386512 | 0
962 | 296.8 | 0 | 0 | 0 | 0 | 731.45 | 0 | 0 | 0 | 353192 | 0
963 | 296.8 | 0 | 0 | 0 | 0 | 255.75 | 0 | 0 | 0 | 353192 | 0
964 | 316 | 0 | 0 | 0 | 0 | 254.05 | 0 | 0 | 0 | 376040 | 0
965 | 227.2 | 0 | 0 | 0 | 0 | 254 | 0 | 0 | 0 | 270368 | 0
966 | 276 | 0 | 0 | 0 | 0 | 258.35 | 0 | 0 | 0 | 328440 | 0
967 | 256.8 | 256.8 | 256.8 | 249.9847 | 249.9847 | 268.45 | 71818.2185 | 89994.4805 | 40822.4963 | 12492.5036 | 432860.9519
968 | 246.146 | 488.9 | 246.146 | 475.9249 | 246.146 | 288 | 75328.6422 | 88612.56 | 40195.6418 | 0 | 421401.952
969 | 460.316 | 1830.635 | 460.317 | 1782.0509 | 460.316 | 311.85 | 152964.653 | 165713.76 | 75169.6028 | 0 | 777082.4554
970 | 1172.832 | 3028.757 | 1172.832 | 2948.3754 | 1172.832 | 316.9 | 398471.1422 | 422219.52 | 191523.4656 | 0 | 1973993.5392
971 | 1566.318 | 3486.037 | 1566.318 | 3393.5195 | 1566.318 | 317.5 | 534163.7748 | 563874.48 | 255779.7294 | 0 | 2635330.035
972 | 1214.229 | 3751.627 | 1214.229 | 3652.0609 | 1214.229 | 314.55 | 411583.2856 | 437122.44 | 198283.5957 | 0 | 2046522.2681
973 | 1567.117 | 3719.393 | 1567.117 | 3620.6823 | 1567.117 | 305.65 | 517750.2449 | 564162.12 | 255910.2061 | 0 | 2655244.6889
974 | 1509.312 | 3240.356 | 1509.312 | 3154.3587 | 1509.312 | 312.4 | 509499.7492 | 543352.32 | 246470.6496 | 0 | 2547114.9312
975 | 1604.899 | 2688.23 | 1604.899 | 2616.8858 | 1604.899 | 322.5 | 560053.4721 | 577763.64 | 262080.0067 | 0 | 2692218.0725
976 | 1215.644 | 2021.392 | 1215.644 | 1967.7454 | 1215.644 | 334.85 | 440055.4538 | 437631.84 | 198514.6652 | 0 | 2024229.6066
977 | 1300.307 | 1005.709 | 1005.709 | 979.018 | 979.018 | 345.95 | 364318.7023 | 352446.4913 | 159873.6445 | 588922.6794 | 1619344.7749
978 | 1151.05 | 204.149 | 204.149 | 198.731 | 198.731 | 349.9 | 74302.493 | 71543.1589 | 32452.7718 | 1745600.7328 | 327926.0179
979 | 1456.677 | 0 | 0 | 0 | 0 | 354.05 | 0 | 0 | 0 | 4949788.446 | 0
980 | 1494.4 | 0 | 0 | 0 | 0 | 327.45 | 0 | 0 | 0 | 5077971.2 | 0
981 | 1808.8 | 0 | 0 | 0 | 0 | 311.25 | 0 | 0 | 0 | 6146302.4 | 0
982 | 1650.4 | 305.874 | 305.874 | 297.7563 | 297.7563 | 1423.35 | 453515.2181 | 107192.2575 | 48623.599 | 4596283.3919 | 171701.1536
983 | 1209.6 | 592 | 592 | 576.2886 | 576.2886 | 1335.6 | 824599.9506 | 207463.9114 | 94107.9354 | 2151991.992 | 382886.1742
984 | 1028 | 0 | 0 | 0 | 0 | 1218.95 | 0 | 0 | 0 | 1884324 | 0
985 | 1335.2 | 0 | 0 | 0 | 0 | 652.6 | 0 | 0 | 0 | 1588888 | 0
986 | 1325.6 | 0 | 0 | 0 | 0 | 253.1 | 0 | 0 | 0 | 1577464 | 0
987 | 1358.4 | 0 | 0 | 0 | 0 | 248.8 | 0 | 0 | 0 | 1616496 | 0
988 | 1510.4 | 0 | 0 | 0 | 0 | 247.6 | 0 | 0 | 0 | 1797376 | 0
989 | 1220.8 | 0 | 0 | 0 | 0 | 248.3 | 0 | 0 | 0 | 1452752 | 0
990 | 1460.8 | 0 | 0 | 0 | 0 | 249.75 | 0 | 0 | 0 | 1738352 | 0
991 | 1494.4 | 45.961 | 45.961 | 44.7412 | 44.7412 | 251.8 | 12080.8326 | 16106.8392 | 7306.2412 | 2657224.5435 | 78216.601
992 | 1213.91 | 1018.197 | 1018.197 | 991.1746 | 991.1746 | 1310.35 | 1384819.7793 | 356822.8584 | 161858.8133 | 408273.9759 | 683563.5675
993 | 1285.355 | 1549.051 | 1285.355 | 1507.94 | 1285.355 | 1275.05 | 1754393.8288 | 462727.8 | 209898.4715 | 0 | 931818.1073
994 | 1854.487 | 2542.261 | 1854.487 | 2474.7908 | 1854.487 | 1278.8 | 2552075.168 | 667615.32 | 302837.7271 | 0 | 1337456.0244
995 | 1700.494 | 3130.897 | 1700.494 | 3047.8047 | 1700.494 | 1260.05 | 2305885.194 | 612177.84 | 277690.6702 | 0 | 1258280.5353
996 | 1593.166 | 3441.879 | 1593.166 | 3350.5334 | 1593.166 | 738.5 | 1263713.0229 | 573539.76 | 260164.0078 | 0 | 2009778.909
997 | 1302.813 | 2652.88 | 1302.813 | 2582.474 | 1302.813 | 282.5 | 396993.9793 | 469012.68 | 212749.3629 | 0 | 2237581.3275
998 | 1470.149 | 2854.414 | 1470.149 | 2778.6594 | 1470.149 | 289.05 | 458182.0847 | 529253.64 | 240075.3317 | 0 | 2515351.4315
999 | 1044.668 | 2757.341 | 1044.668 | 2684.1627 | 1044.668 | 298.65 | 335031.5053 | 376080.48 | 170594.2844 | 0 | 1777345.9018
1000 | 1161.083 | 2062.36 | 1161.083 | 2007.6261 | 1161.083 | 308.5 | 384754.8802 | 417989.88 | 189604.8539 | 0 | 1963971.8945
1001 | 1434.037 | 1115.844 | 1115.844 | 1086.2301 | 1086.2301 | 320.4 | 372214.8939 | 391042.8391 | 177381.3767 | 637530.032 | 1824432.0903
1002 | 1519.101 | 151.16 | 151.16 | 147.1483 | 147.1483 | 833.75 | 130404.1849 | 52973.3866 | 24029.3167 | 2514789.3064 | 171611.7002
1003 | 1470.4 | 0 | 0 | 0 | 0 | 1512.15 | 0 | 0 | 0 | 4996419.2 | 0
1004 | 1118.4 | 0 | 0 | 0 | 0 | 1743.45 | 0 | 0 | 0 | 3800323.2 | 0
1005 | 1686.4 | 0 | 0 | 0 | 0 | 1509.85 | 0 | 0 | 0 | 5730387.2 | 0
1006 | 1632 | 305.874 | 305.874 | 297.7563 | 297.7563 | 1388.35 | 440021.5685 | 107192.2575 | 48623.599 | 4533760.1919 | 182122.623
1007 | 1343.2 | 592 | 592 | 576.2886 | 576.2886 | 1266.9 | 777891.7243 | 207463.9114 | 94107.9354 | 2605964.792 | 422477.204
1008 | 1206.4 | 0 | 0 | 0 | 0 | 956.05 | 0 | 0 | 0 | 2211331.2 | 0
1009 | 1653.6 | 0 | 0 | 0 | 0 | 1123.85 | 0 | 0 | 0 | 1967784 | 0
1010 | 1780 | 0 | 0 | 0 | 0 | 1064.9 | 0 | 0 | 0 | 2118200 | 0
1011 | 1225.6 | 0 | 0 | 0 | 0 | 1159.95 | 0 | 0 | 0 | 1458464 | 0
1012 | 1333.6 | 0 | 0 | 0 | 0 | 1158.7 | 0 | 0 | 0 | 1586984 | 0
1013 | 1466.4 | 0 | 0 | 0 | 0 | 1111.1 | 0 | 0 | 0 | 1745016 | 0
1014 | 1376 | 0 | 0 | 0 | 0 | 1118.15 | 0 | 0 | 0 | 1637440 | 0
1015 | 1212 | 29.653 | 29.653 | 28.866 | 28.866 | 1181.95 | 36370.5423 | 10391.7692 | 4713.822 | 2168684.5752 | 23613.8522
1016 | 1119.408 | 867.56 | 867.56 | 844.5354 | 844.5354 | 1153.9 | 1033534.9918 | 304032.755 | 137912.6358 | 503841.4198 | 714561.4278
1017 | 1135.205 | 1253.352 | 1135.205 | 1220.0887 | 1135.205 | 1234.95 | 1494525.7472 | 408673.8 | 185378.9765 | 0 | 868488.5853
1018 | 1502.098 | 2177.615 | 1502.098 | 2119.8223 | 1502.098 | 1263.95 | 2040523.8838 | 540755.28 | 245292.6034 | 0 | 1105619.2329
1019 | 1740.14 | 2797.035 | 1740.14 | 2722.8032 | 1740.14 | 1144.9 | 2128988.1904 | 626450.4 | 284164.862 | 0 | 1487993.714
1020 | 1403.041 | 3115.219 | 1403.041 | 3032.5428 | 1403.041 | 1138.95 | 1712487.2107 | 505094.76 | 229116.5953 | 0 | 1208088.453
1021 | 1200.195 | 3093.135 | 1200.195 | 3011.0449 | 1200.195 | 1174.15 | 1533180.5988 | 432070.2 | 195991.8435 | 0 | 991181.0407
1022 | 1044.046 | 2965.485 | 1044.046 | 2886.7826 | 1044.046 | 1138.6 | 1289013.7414 | 375856.56 | 170492.7118 | 0 | 899341.2244
1023 | 1298.188 | 2683.84 | 1298.188 | 2612.6123 | 1298.188 | 755.1 | 1060155.6081 | 467347.68 | 211994.1004 | 0 | 1616114.2412
1024 | 1559.024 | 1940.949 | 1559.024 | 1889.4373 | 1559.024 | 369.7 | 619964.2995 | 561248.64 | 254588.6192 | 0 | 2541676.8272
1025 | 1238.191 | 1029.85 | 1029.85 | 1002.5183 | 1002.5183 | 384.35 | 411798.5151 | 360906.6033 | 163711.2453 | 431987.9813 | 1619718.7599
1026 | 1380.315 | 185.586 | 185.586 | 180.6606 | 180.6606 | 1190.65 | 227980.7267 | 65037.8335 | 29501.8839 | 2198966.4259 | 146217.6961
1027 | 886.366 | 0 | 0 | 0 | 0 | 1274.4 | 0 | 0 | 0 | 3011871.668 | 0
1028 | 1113.6 | 0 | 0 | 0 | 0 | 1325.6 | 0 | 0 | 0 | 3784012.8 | 0
1029 | 1129.6 | 0 | 0 | 0 | 0 | 1262.6 | 0 | 0 | 0 | 3838380.8 | 0
1030 | 1440.8 | 305.874 | 305.874 | 297.7563 | 297.7563 | 1312.55 | 416397.1886 | 107192.2575 | 48623.599 | 3884062.5919 | 204692.5484
1031 | 1332.8 | 592 | 592 | 576.2886 | 576.2886 | 1224.9 | 752941.3402 | 207463.9114 | 94107.9354 | 2570625.592 | 446681.327
1032 | 138.4 | 0 | 0 | 0 | 0 | 1250.25 | 0 | 0 | 0 | 253687.2 | 0
1033 | 97.6 | 0 | 0 | 0 | 0 | 1336.45 | 0 | 0 | 0 | 116144 | 0
1034 | 94.4 | 0 | 0 | 0 | 0 | 1283.4 | 0 | 0 | 0 | 112336 | 0
1035 | 103.2 | 0 | 0 | 0 | 0 | 1278.95 | 0 | 0 | 0 | 122808 | 0
1036 | 92.8 | 0 | 0 | 0 | 0 | 1278.2 | 0 | 0 | 0 | 110432 | 0
1037 | 98.4 | 0 | 0 | 0 | 0 | 1311.6 | 0 | 0 | 0 | 117096 | 0
1038 | 89.6 | 0 | 0 | 0 | 0 | 1324.95 | 0 | 0 | 0 | 106624 | 0
1039 | 84.8 | 40.405 | 40.405 | 39.3327 | 39.3327 | 1332.95 | 56167.0559 | 14159.7624 | 6423.0256 | 83341.6098 | 26236.8597
1040 | 86.437 | 299.662 | 86.437 | 291.7091 | 86.437 | 1369.45 | 126526.4705 | 31117.32 | 14115.1621 | 0 | 54502.8503
1041 | 660.137 | 1504.663 | 660.137 | 1464.7301 | 660.137 | 1356.4 | 961807.9551 | 237649.32 | 107800.3721 | 0 | 424864.1732
1042 | 1046.053 | 2744.075 | 1046.053 | 2671.2487 | 1046.053 | 1314.4 | 1496533.4787 | 376579.08 | 170820.4549 | 0 | 717173.9368
1043 | 1011.485 | 3105.155 | 1011.485 | 3022.7459 | 1011.485 | 1288.45 | 1394616.8017 | 364134.6 | 165175.5005 | 0 | 719722.1517
1044 | 1077.866 | 3404.731 | 1077.866 | 3314.3713 | 1077.866 | 1324.95 | 1531706.0714 | 388031.76 | 176015.5178 | 0 | 727613.4433
1045 | 1280.894 | 3278.67 | 1280.894 | 3191.6559 | 1280.894 | 1313.1 | 1831974.0539 | 461121.84 | 209169.9902 | 0 | 879846.0886
1046 | 1305.495 | 3205.068 | 1305.495 | 3120.0072 | 1305.495 | 1300.15 | 1846608.7595 | 469978.2 | 213187.3335 | 0 | 913650.6757
1047 | 1222.683 | 2651.939 | 1222.683 | 2581.558 | 1222.683 | 823.7 | 1089807.5841 | 440165.88 | 199664.1339 | 0 | 1438242.0129
1048 | 1378.71 | 2192.524 | 1378.71 | 2134.3356 | 1378.71 | 837.8 | 1241933.9757 | 496335.6 | 225143.343 | 0 | 1602336.762
1049 | 1442.884 | 1236.625 | 1236.625 | 1203.8056 | 1203.8056 | 1426.35 | 1832714.1393 | 433370.0328 | 196581.4621 | 438230.6217 | 690563.1092
1050 | 1317.715 | 212.528 | 212.528 | 206.8876 | 206.8876 | 1627.65 | 357432.0755 | 74479.5442 | 33784.7488 | 2036146.5825 | 77034.6063
1051 | 1407.2 | 0 | 0 | 0 | 0 | 1540.45 | 0 | 0 | 0 | 4781665.6 | 0
1052 | 1616.8 | 0 | 0 | 0 | 0 | 1363.9 | 0 | 0 | 0 | 5493886.4 | 0
1053 | 1705.6 | 0 | 0 | 0 | 0 | 1363.15 | 0 | 0 | 0 | 5795628.8 | 0
1054 | 1624 | 305.874 | 305.874 | 297.7563 | 297.7563 | 1476.55 | 467382.452 | 107192.2575 | 48623.599 | 4506576.1919 | 155860.5199
1055 | 1382.4 | 592 | 592 | 576.2886 | 576.2886 | 1516.4 | 931424.9796 | 207463.9114 | 94107.9354 | 2739166.392 | 278693.1876
1056 | 136.8 | 0 | 0 | 0 | 0 | 1431.75 | 0 | 0 | 0 | 250754.4 | 0
1057 | 104.8 | 0 | 0 | 0 | 0 | 1507.9 | 0 | 0 | 0 | 124712 | 0
1058 | 96.8 | 0 | 0 | 0 | 0 | 1434.9 | 0 | 0 | 0 | 115192 | 0
1059 | 100 | 0 | 0 | 0 | 0 | 1430.95 | 0 | 0 | 0 | 119000 | 0
1060 | 98.4 | 0 | 0 | 0 | 0 | 1429.7 | 0 | 0 | 0 | 117096 | 0
1061 | 101.6 | 0 | 0 | 0 | 0 | 1431.6 | 0 | 0 | 0 | 120904 | 0
1062 | 95.2 | 0 | 0 | 0 | 0 | 1438.65 | 0 | 0 | 0 | 113288 | 0
1063 | 92.8 | 37.232 | 37.232 | 36.2439 | 36.2439 | 1440.75 | 55884.7723 | 13047.7979 | 5918.6261 | 103667.3624 | 20269.3916
1064 | 85.97 | 322.277 | 85.97 | 313.7239 | 85.97 | 1476.85 | 135623.8631 | 30949.2 | 14038.901 | 0 | 44975.2055
1065 | 932.616 | 1622.913 | 932.616 | 1579.8418 | 932.616 | 1401 | 1403120.7268 | 335741.76 | 152296.1928 | 0 | 558636.984
1066 | 1383.414 | 2888.18 | 1383.414 | 2811.5293 | 1383.414 | 1331.9 | 1992938.8351 | 498029.04 | 225911.5062 | 0 | 924258.8934
1067 | 1261.111 | 3518.101 | 1261.111 | 3424.7325 | 1261.111 | 1330.9 | 1802713.6312 | 453999.96 | 205939.4263 | 0 | 843809.3701
1068 | 1457.305 | 3809.18 | 1457.305 | 3708.0864 | 1457.305 | 1325.45 | 2075040.225 | 524629.8 | 237977.9065 | 0 | 983025.0877
1069 | 1348.064 | 3825.905 | 1348.064 | 3724.3676 | 1348.064 | 1389.7 | 2027191.123 | 485303.04 | 220138.8512 | 0 | 822723.4592
1070 | 1417.335 | 3525.467 | 1417.335 | 3431.903 | 1417.335 | 1325.1 | 2031980.5653 | 510240.6 | 231450.8055 | 0 | 956559.3915
1071 | 1553.989 | 3029.135 | 1553.989 | 2948.7434 | 1553.989 | 1340.6 | 2250569.1164 | 559436.04 | 253766.4037 | 0 | 1024700.3466
1072 | 1478.554 | 2266.002 | 1478.554 | 2205.8635 | 1478.554 | 1450 | 2298741.8435 | 532279.44 | 241447.8682 | 0 | 813204.7
1073 | 1282.839 | 1243.128 | 1243.128 | 1210.1361 | 1210.1361 | 1518.35 | 1952749.3411 | 435648.9818 | 197615.2187 | 133264.488 | 582862.0336
1074 | 1716.587 | 208.832 | 208.832 | 203.2897 | 203.2897 | 1572.6 | 338335.1767 | 73184.2965 | 33197.2101 | 2773873.9279 | 86886.0232
1075 | 1229.933 | 0 | 0 | 0 | 0 | 1630.3 | 0 | 0 | 0 | 4179312.334 | 0
1076 | 828.8 | 0 | 0 | 0 | 0 | 1581.1 | 0 | 0 | 0 | 2816262.4 | 0
1077 | 1254.4 | 0 | 0 | 0 | 0 | 1555.65 | 0 | 0 | 0 | 4262451.2 | 0
1078 | 1271.2 | 305.874 | 305.874 | 297.7563 | 297.7563 | 1712.05 | 540383.576 | 107192.2575 | 48623.599 | 3307761.7919 | 85738.9182
1079 | 1333.6 | 592 | 592 | 576.2886 | 576.2886 | 1764.7 | 1080698.12 | 207463.9114 | 94107.9354 | 2573343.992 | 135600.7176
1080 | 1302.4 | 0 | 0 | 0 | 0 | 1622.05 | 0 | 0 | 0 | 2387299.2 | 0
1081 | 1362.4 | 0 | 0 | 0 | 0 | 1384.4 | 0 | 0 | 0 | 1621256 | 0
1082 | 933.6 | 0 | 0 | 0 | 0 | 1499 | 0 | 0 | 0 | 1110984 | 0
1083 | 1361.6 | 0 | 0 | 0 | 0 | 1495.05 | 0 | 0 | 0 | 1620304 | 0
1084 | 1337.6 | 0 | 0 | 0 | 0 | 1493.75 | 0 | 0 | 0 | 1591744 | 0
1085 | 996 | 0 | 0 | 0 | 0 | 1494.45 | 0 | 0 | 0 | 1185240 | 0
1086 | 1271.2 | 0 | 0 | 0 | 0 | 1478.5 | 0 | 0 | 0 | 1512728 | 0
1087 | 1043.2 | 47.218 | 47.218 | 45.9649 | 45.9649 | 1492.8 | 72759.3008 | 16547.3496 | 7506.0616 | 1827932.0116 | 23313.377
1088 | 860.551 | 860.551 | 860.551 | 837.7124 | 837.7124 | 1539.7 | 1369401.3895 | 301576.4804 | 136798.4424 | 41863.0702 | 385599.0387
1089 | 1094.398 | 1545.8 | 1094.398 | 1504.7753 | 1094.398 | 1571.25 | 1828003.8626 | 393983.28 | 178715.1934 | 0 | 469223.1425
1090 | 1122.775 | 2719.135 | 1122.776 | 2646.9706 | 1122.775 | 1471.2 | 1763163.2411 | 404199 | 183349.1575 | 0 | 593723.42
1091 | 1142.288 | 3499.065 | 1142.288 | 3406.2017 | 1142.288 | 1369.2 | 1669775.7408 | 411223.68 | 186535.6304 | 0 | 720555.2704
1092 | 987.833 | 3788.431 | 987.833 | 3687.8881 | 987.833 | 1401.55 | 1477074.5218 | 355619.88 | 161313.1289 | 0 | 591168.6589
1093 | 1098.997 | 3822.366 | 1098.997 | 3720.9225 | 1098.997 | 1451.45 | 1703939.4028 | 395638.92 | 179466.2101 | 0 | 602854.8043
1094 | 1323.29 | 3587.669 | 1323.29 | 3492.4542 | 1323.29 | 1359.95 | 1925548.9754 | 476384.4 | 216093.257 | 0 | 846971.7645
1095 | 1200.589 | 3077.976 | 1200.589 | 2996.2882 | 1200.589 | 1244.65 | 1592352.2412 | 432212.04 | 196056.1837 | 0 | 906864.9012
1096 | 1175.229 | 1894.66 | 1175.229 | 1844.3768 | 1175.229 | 1393 | 1740407.9777 | 423082.44 | 191914.8957 | 0 | 713364.003
1097 | 1183.22 | 1241.64 | 1183.22 | 1208.6876 | 1183.22 | 1445.95 | 1815356.3699 | 425959.2 | 193219.826 | 0 | 655563.041
1098 | 1286.45 | 197.854 | 197.854 | 192.6031 | 192.6031 | 1518.9 | 309329.078 | 69337.1026 | 31452.0801 | 2005021.4361 | 92661.3335
1099 | 1205.541 | 0 | 0 | 0 | 0 | 1608.45 | 0 | 0 | 0 | 4096428.318 | 0
1100 | 1044 | 0 | 0 | 0 | 0 | 1574.1 | 0 | 0 | 0 | 3547512 | 0
1101 | 1465.6 | 0 | 0 | 0 | 0 | 1431.6 | 0 | 0 | 0 | 4980108.8 | 0
1102 | 1054.4 | 305.874 | 305.874 | 297.7563 | 297.7563 | 1537.55 | 484173.6986 | 107192.2575 | 48623.599 | 2571075.3919 | 137697.3874
1103 | 1262.4 | 592 | 592 | 576.2886 | 576.2886 | 1494.35 | 911355.5278 | 207463.9114 | 94107.9354 | 2331406.392 | 291400.3522
1104 | 936 | 0 | 0 | 0 | 0 | 1351.3 | 0 | 0 | 0 | 1715688 | 0
1105 | 1169.6 | 0 | 0 | 0 | 0 | 1360.4 | 0 | 0 | 0 | 2143876.8 | 0
1106 | 1276 | 0 | 0 | 0 | 0 | 1247.95 | 0 | 0 | 0 | 2338908 | 0
1107 | 1006.4 | 0 | 0 | 0 | 0 | 1246.95 | 0 | 0 | 0 | 1844731.2 | 0
1108 | 1429.6 | 0 | 0 | 0 | 0 | 1245.7 | 0 | 0 | 0 | 2620456.8 | 0
1109 | 1362.4 | 0 | 0 | 0 | 0 | 1247.6 | 0 | 0 | 0 | 2497279.2 | 0
1110 | 1094.4 | 0 | 0 | 0 | 0 | 1254.65 | 0 | 0 | 0 | 2006035.2 | 0
1111 | 1244 | 59.328 | 59.328 | 57.7535 | 57.7535 | 1268.95 | 77686.1238 | 20791.2482 | 9431.1412 | 2174389.8946 | 42220.6722
1112 | 182.026 | 447.639 | 182.026 | 435.7589 | 182.026 | 1369.45 | 264185.3747 | 65529.36 | 29724.8458 | 0 | 114776.4943
1113 | 152.29 | 1771.662 | 152.291 | 1724.6431 | 152.29 | 1363.2 | 220502.0202 | 54824.4 | 24868.957 | 0 | 96978.272
1114 | 181.165 | 2991.491 | 181.165 | 2912.0985 | 181.165 | 1370.2 | 265328.5094 | 65219.4 | 29584.2445 | 0 | 114097.717
1115 | 170.605 | 3498.541 | 170.605 | 3405.6916 | 170.605 | 1287.9 | 234478.1776 | 61417.8 | 27859.7965 | 0 | 121487.8205
1116 | 185.42 | 3770.443 | 185.42 | 3670.3775 | 185.42 | 1324.95 | 262038.2763 | 66751.2 | 30279.086 | 0 | 125167.771
1117 | 195.463 | 3798.845 | 195.463 | 3698.0257 | 195.463 | 1313.1 | 272784.2699 | 70366.68 | 31919.1079 | 0 | 134263.5347
1118 | 197.058 | 3592.876 | 197.058 | 3497.523 | 197.058 | 1318.7 | 276782.8142 | 70940.88 | 32179.5714 | 0 | 134255.6154
1119 | 129.537 | 2822.186 | 129.537 | 2747.2867 | 129.537 | 1266.65 | 174999.1795 | 46633.32 | 21153.3921 | 0 | 94995.9589
1120 | 177.796 | 2138.758 | 177.796 | 2081.9965 | 177.796 | 1115.75 | 210415.3647 | 64006.56 | 29034.0868 | 0 | 157216.113
1121 | 117.348 | 1304.71 | 117.348 | 1270.0837 | 117.348 | 1310.45 | 162422.1249 | 42245.28 | 19162.9284 | 0 | 80917.3134
1122 | 99.261 | 245.343 | 99.261 | 238.8317 | 99.261 | 1323.65 | 138783.1808 | 35733.96 | 16209.3213 | 0 | 67135.1773
1123 | 110.145 | 110.145 | 110.145 | 107.2218 | 107.2218 | 1484.4 | 167643.0382 | 38599.8522 | 17509.3219 | 5358.2041 | 55283.5661
1124 | 108 | 108 | 108 | 105.1337 | 105.1337 | 1450.6 | 160723.1137 | 37848.146 | 17168.3396 | 5253.8566 | 57760.4761
1125 | 100 | 100 | 100 | 97.3461 | 97.3461 | 1368.9 | 140205.6479 | 35044.5796 | 15896.6107 | 4864.6821 | 61435.095
1126 | 91.2 | 91.2 | 91.2 | 88.7796 | 88.7796 | 1350.85 | 125996.5272 | 31960.6566 | 14497.709 | 4436.5901 | 57631.2785
1127 | 100 | 100 | 100 | 97.3461 | 97.3461 | 1292.85 | 132708.1864 | 35044.5796 | 15896.6107 | 4864.6821 | 68838.2625
1128 | 93.6 | 93.6 | 93.6 | 91.1159 | 91.1159 | 1313.5 | 126394.1375 | 32801.7265 | 14879.2276 | 4553.3424 | 62551.0702
1129 | 98.4 | 0 | 0 | 0 | 0 | 1472.55 | 0 | 0 | 0 | 117096 | 0
1130 | 90.4 | 0 | 0 | 0 | 0 | 1446.75 | 0 | 0 | 0 | 107576 | 0
1131 | 96.8 | 17.329 | 17.329 | 16.8691 | 16.8691 | 1380.05 | 24669.2777 | 6072.8752 | 2754.7237 | 95117.7736 | 10457.9972
1132 | 91.2 | 91.2 | 91.2 | 88.7796 | 88.7796 | 1441.05 | 135618.0817 | 31960.6566 | 14497.709 | 2880.274 | 49623.3584
1133 | 96.8 | 96.8 | 96.8 | 94.231 | 94.231 | 1441 | 143981.6418 | 33923.1531 | 15387.9192 | 3057.1329 | 52675.1183
1134 | 89.6 | 89.6 | 89.6 | 87.2221 | 87.2221 | 1445.35 | 133453.3912 | 31399.9433 | 14243.3632 | 2829.7428 | 48377.7183
1135 | 92.8 | 92.8 | 92.8 | 90.3371 | 90.3371 | 1455.45 | 138934.5245 | 32521.3699 | 14752.0547 | 4514.425 | 49193.0888
1136 | 86.74 | 641.216 | 86.74 | 624.1985 | 86.74 | 1474.05 | 135058.0328 | 31226.4 | 14164.642 | 0 | 45620.903
1137 | 858.247 | 2055.156 | 858.247 | 2000.6133 | 858.247 | 1498.85 | 1361154.0265 | 308968.92 | 140151.7351 | 0 | 430110.4841
1138 | 1207.142 | 3243.602 | 1207.142 | 3157.5186 | 1207.142 | 1503.9 | 1932647.5302 | 434571.12 | 197126.2886 | 0 | 598863.1462
1139 | 1636.944 | 3754.867 | 1636.944 | 3655.2149 | 1636.944 | 1379.1 | 2410203.3032 | 589299.84 | 267312.9552 | 0 | 1016378.5296
1140 | 1392.639 | 4048.194 | 1392.639 | 3940.7571 | 1392.639 | 1376.15 | 2043284.2514 | 501350.04 | 227417.9487 | 0 | 868797.8402
1141 | 1733.618 | 4068.278 | 1733.618 | 3960.3081 | 1733.618 | 1492.65 | 2747205.5991 | 624102.48 | 283099.8194 | 0 | 879551.0923
1142 | 1461.298 | 2756.879 | 1461.298 | 2683.7129 | 1461.298 | 1374 | 2141787.7862 | 526067.28 | 238629.9634 | 0 | 914772.548
1143 | 1523.695 | 1643.108 | 1523.695 | 1599.5008 | 1523.695 | 1384.1 | 2241874.1487 | 548530.2 | 248819.3935 | 0 | 938443.7505
1144 | 1550.416 | 2208.917 | 1550.416 | 2150.2935 | 1550.416 | 1426.9 | 2340589.004 | 558149.76 | 253182.9328 | 0 | 888543.4096
1145 | 1733.837 | 1403.203 | 1403.203 | 1365.9628 | 1365.9628 | 1493.3 | 2149494.3518 | 491746.5926 | 223061.7183 | 674313.4868 | 692133.3291
1146 | 1717.427 | 283.386 | 283.386 | 275.8651 | 275.8651 | 1607.4 | 468306.9178 | 99311.4324 | 45048.7692 | 2642382.9809 | 108304.6344
1147 | 1575.959 | 0 | 0 | 0 | 0 | 1622.05 | 0 | 0 | 0 | 5355108.682 | 0
1148 | 1707.2 | 0 | 0 | 0 | 0 | 1577.5 | 0 | 0 | 0 | 5801065.6 | 0
1149 | 1400 | 0 | 0 | 0 | 0 | 1521.3 | 0 | 0 | 0 | 4757200 | 0
1150 | 1287.2 | 305.874 | 305.874 | 297.7563 | 297.7563 | 1550.55 | 484958.5324 | 107192.2575 | 48623.599 | 3362129.7919 | 133826.5559
1151 | 1057.6 | 592 | 592 | 576.2886 | 576.2886 | 1517.95 | 922416.7529 | 207463.9114 | 94107.9354 | 1635495.992 | 277799.9402
1152 | 1536.8 | 0 | 0 | 0 | 0 | 1503.05 | 0 | 0 | 0 | 2816954.4 | 0
1153 | 997.6 | 0 | 0 | 0 | 0 | 1639.6 | 0 | 0 | 0 | 1187144 | 0
1154 | 1274.4 | 0 | 0 | 0 | 0 | 1517.1 | 0 | 0 | 0 | 1516536 | 0
1155 | 1188.8 | 0 | 0 | 0 | 0 | 1512.8 | 0 | 0 | 0 | 1414672 | 0
1156 | 1111.2 | 0 | 0 | 0 | 0 | 1511.6 | 0 | 0 | 0 | 1322328 | 0
1157 | 1072.8 | 0 | 0 | 0 | 0 | 1481.4 | 0 | 0 | 0 | 1276632 | 0
1158 | 1068.8 | 0 | 0 | 0 | 0 | 1482.85 | 0 | 0 | 0 | 1271872 | 0
1159 | 1287.2 | 105.306 | 105.306 | 102.5112 | 102.5112 | 1483.65 | 161488.0831 | 36904.045 | 16740.0849 | 2171534.5041 | 52931.6768
1160 | 1071.05 | 1071.05 | 1071.05 | 1042.6249 | 1042.6249 | 1494.95 | 1654118.3054 | 375344.9701 | 170260.6489 | 52103.1773 | 526577.7143
1161 | 1356.959 | 1763.321 | 1356.959 | 1716.5234 | 1356.959 | 1464.05 | 2116424.5954 | 488505.24 | 221591.4047 | 0 | 727262.176
1162 | 1375.012 | 2876.325 | 1375.012 | 2799.9889 | 1375.012 | 1467.3 | 2151840.0342 | 495004.32 | 224539.4596 | 0 | 732468.8924
1163 | 1335.484 | 3725.913 | 1335.484 | 3627.0293 | 1335.484 | 1473.5 | 2100922.3773 | 480774.24 | 218084.5372 | 0 | 703132.326
1164 | 1194.744 | 3775.695 | 1194.744 | 3675.4901 | 1194.744 | 1475.95 | 1879385.5388 | 430107.84 | 195101.6952 | 0 | 626105.5932
1165 | 1239.472 | 2406.534 | 1239.472 | 2342.6659 | 1239.472 | 1469.4 | 1941981.6795 | 446209.92 | 202405.7776 | 0 | 657663.8432
1166 | 1494.782 | 2547.991 | 1494.782 | 2480.3687 | 1494.782 | 1413.25 | 2254031.3509 | 538121.52 | 244097.9006 | 0 | 877063.3385
1167 | 1663.536 | 2389.172 | 1663.536 | 2325.7647 | 1663.536 | 1328.9 | 2349319.8334 | 598872.96 | 271655.4288 | 0 | 1116399.0096
1168 | 1380.276 | 1760.823 | 1380.276 | 1714.0917 | 1380.276 | 1495.5 | 2182984.9054 | 496899.36 | 225399.0708 | 0 | 696349.242
1169 | 1448.549 | 1447.993 | 1447.993 | 1409.5641 | 1409.5641 | 1568.95 | 2328550.2636 | 507443.0599 | 230181.8102 | 71459.4039 | 607592.586
1170 | 1689.979 | 286.705 | 286.705 | 279.096 | 279.096 | 1840.75 | 540633.0934 | 100474.562 | 45576.3777 | 2586148.5287 | 44446.0389
1171 | 1823.205 | 0 | 0 | 0 | 0 | 1855.35 | 0 | 0 | 0 | 6195250.59 | 0
1172 | 855.2 | 0 | 0 | 0 | 0 | 1828.45 | 0 | 0 | 0 | 2905969.6 | 0
1173 | 1082.4 | 0 | 0 | 0 | 0 | 1809.75 | 0 | 0 | 0 | 3677995.2 | 0
1174 | 1165.6 | 305.874 | 305.874 | 297.7563 | 297.7563 | 1798.35 | 568318.2993 | 107192.2575 | 48623.599 | 2948932.9919 | 60042.552
1175 | 1396.8 | 592 | 592 | 576.2886 | 576.2886 | 1781.9 | 1089708.6779 | 207463.9114 | 94107.9354 | 2788097.592 | 125688.553
1176 | 754.4 | 0 | 0 | 0 | 0 | 1766.05 | 0 | 0 | 0 | 1382815.2 | 0
1177 | 602.4 | 0 | 0 | 0 | 0 | 1773.85 | 0 | 0 | 0 | 716856 | 0
1178 | 580.8 | 0 | 0 | 0 | 0 | 1532.9 | 0 | 0 | 0 | 691152 | 0
1179 | 700.8 | 0 | 0 | 0 | 0 | 1528.95 | 0 | 0 | 0 | 833952 | 0
1180 | 725.6 | 0 | 0 | 0 | 0 | 1524.7 | 0 | 0 | 0 | 863464 | 0
1181 | 505.6 | 0 | 0 | 0 | 0 | 1526.6 | 0 | 0 | 0 | 601664 | 0
1182 | 723.2 | 0 | 0 | 0 | 0 | 1535.15 | 0 | 0 | 0 | 860608 | 0
1183 | 676.8 | 91.939 | 91.939 | 89.499 | 89.499 | 1623.8 | 153179.7145 | 32219.6361 | 14615.1849 | 1076522.7531 | 33669.5197
1184 | 771.604 | 771.604 | 771.604 | 751.1261 | 751.1261 | 1765.2 | 1393255.0018 | 270405.3782 | 122658.884 | 37536.0815 | 176364.3967
1185 | 658.296 | 1678.133 | 658.296 | 1633.5963 | 658.296 | 1813.4 | 1256189.7097 | 236986.56 | 107499.7368 | 0 | 122838.0336
1186 | 829.986 | 3035.774 | 829.986 | 2955.2062 | 829.986 | 1595.45 | 1397114.0742 | 298794.96 | 135536.7138 | 0 | 335770.8363
1187 | 571.13 | 3634.419 | 571.13 | 3537.9635 | 571.13 | 1532.9 | 928285.0155 | 205606.8 | 93265.529 | 0 | 266774.823
1188 | 704.878 | 3899.676 | 704.878 | 3796.1807 | 704.878 | 1526.95 | 1135011.8059 | 253756.08 | 115106.5774 | 0 | 333442.5379
1189 | 802.622 | 3906.225 | 802.622 | 3802.5559 | 802.622 | 1515.1 | 1280103.4921 | 288943.92 | 131068.1726 | 0 | 389191.4078
1190 | 845.333 | 3651.697 | 845.333 | 3554.783 | 845.333 | 1557.6 | 1388290.3613 | 304319.88 | 138042.8789 | 0 | 373975.3192
1191 | 810.397 | 3175.951 | 810.397 | 3091.663 | 810.397 | 1762.95 | 1503828.5445 | 291742.92 | 132337.8301 | 0 | 192104.6088
1192 | 948.631 | 2413.781 | 948.631 | 2349.7206 | 948.631 | 1793.7 | 1788698.485 | 341507.16 | 154911.4423 | 0 | 195702.5753
1193 | 863.605 | 1228.206 | 863.605 | 1195.6101 | 863.605 | 1888.35 | 1711838.1596 | 310897.8 | 141026.6965 | 0 | 96421.4982
1194 | 870.304 | 251.04 | 251.04 | 244.3775 | 244.3775 | 1898.6 | 488476.5561 | 87975.9127 | 39906.8515 | 1147323.2099 | 24779.8821
1195 | 797.6 | 0 | 0 | 0 | 0 | 1902.4 | 0 | 0 | 0 | 2710244.8 | 0
1196 | 838.4 | 0 | 0 | 0 | 0 | 1853.95 | 0 | 0 | 0 | 2848883.2 | 0
1197 | 759.2 | 0 | 0 | 0 | 0 | 1735.1 | 0 | 0 | 0 | 2579761.6 | 0
1198 | 689.6 | 346.674 | 346.674 | 337.4735 | 337.4735 | 1836.55 | 650206.9698 | 121490.446 | 55109.4162 | 1196525.9794 | 55160.0372
1199 | 551.2 | 551.2 | 551.2 | 536.5715 | 536.5715 | 1816.35 | 1024840.2434 | 193165.7229 | 87622.1182 | 49707.8044 | 98541.3472
1200 | 689.6 | 0 | 0 | 0 | 0 | 1798.7 | 0 | 0 | 0 | 1264036.8 | 0
1201 | 1026.4 | 0 | 0 | 0 | 0 | 1723.85 | 0 | 0 | 0 | 1221416 | 0
1202 | 1103.2 | 0 | 0 | 0 | 0 | 1759.85 | 0 | 0 | 0 | 1312808 | 0
1203 | 797.6 | 0 | 0 | 0 | 0 | 1755.9 | 0 | 0 | 0 | 949144 | 0
1204 | 818.4 | 0 | 0 | 0 | 0 | 1754.65 | 0 | 0 | 0 | 973896 | 0
1205 | 779.2 | 0 | 0 | 0 | 0 | 1642.05 | 0 | 0 | 0 | 927248 | 0
1206 | 741.6 | 0 | 0 | 0 | 0 | 1604.15 | 0 | 0 | 0 | 882504 | 0
1207 | 836.8 | 102.201 | 102.201 | 99.4886 | 99.4886 | 1772.85 | 185617.2085 | 35815.9108 | 16246.4951 | 1351491.7207 | 22598.8448
1208 | 625.816 | 625.816 | 625.816 | 609.2072 | 609.2072 | 1806.85 | 1159788.829 | 219314.5864 | 99483.5332 | 30443.9588 | 117668.3677
1209 | 296.104 | 1813.666 | 296.105 | 1765.5323 | 296.104 | 1838.4 | 573917.473 | 106597.44 | 48353.7832 | 0 | 47850.4064
1210 | 281.168 | 3135.777 | 281.168 | 3052.5552 | 281.168 | 1840.85 | 547918.5652 | 101220.48 | 45914.7344 | 0 | 44747.8872
1211 | 221.19 | 3687.103 | 221.19 | 3589.2493 | 221.19 | 1494.9 | 351192.5119 | 79628.4 | 36120.327 | 0 | 111723.069
1212 | 299.592 | 3984.763 | 299.592 | 3879.0096 | 299.592 | 1341.45 | 425716.1149 | 107853.12 | 48923.3736 | 0 | 197296.3116
1213 | 888.252 | 4011.593 | 888.252 | 3905.1275 | 888.252 | 1452.4 | 1362308.0209 | 319770.72 | 145051.5516 | 0 | 486406.7952
1214 | 1121.586 | 3775.3 | 1121.586 | 3675.1056 | 1121.586 | 1565.1 | 1857939.246 | 403770.96 | 183154.9938 | 0 | 487777.7514
1215 | 839.555 | 3294.691 | 839.555 | 3207.2517 | 839.555 | 1622.6 | 1441298.9191 | 302239.8 | 137099.3315 | 0 | 316848.057
1216 | 1363.969 | 2506.109 | 1363.969 | 2439.5982 | 1363.969 | 1747.65 | 2519787.3784 | 491028.84 | 222736.1377 | 0 | 344197.5771
1217 | 1384.49 | 1411.583 | 1384.49 | 1374.1204 | 1374.1204 | 1718.85 | 2490120.4482 | 494683.3284 | 224393.8543 | 19007.5561 | 386333.9383
1218 | 1247.034 | 270.008 | 270.008 | 262.8421 | 262.8421 | 1843.6 | 511027.9174 | 94623.1686 | 42922.1206 | 1804023.6888 | 41108.5099
1219 | 1191.158 | 0 | 0 | 0 | 0 | 1907.4 | 0 | 0 | 0 | 4047554.884 | 0
1220 | 1089.6 | 0 | 0 | 0 | 0 | 1869.05 | 0 | 0 | 0 | 3702460.8 | 0
1221 | 1178.4 | 0 | 0 | 0 | 0 | 1735.1 | 0 | 0 | 0 | 4004203.2 | 0
1222 | 1048 | 305.874 | 305.874 | 297.7563 | 297.7563 | 1836.55 | 575985.8304 | 107192.2575 | 48623.599 | 2549328.1919 | 48668.2625
1223 | 1239.2 | 592 | 592 | 576.2886 | 576.2886 | 1811.35 | 1102394.0349 | 207463.9114 | 94107.9354 | 2252572.792 | 108716.8525
1224 | 1102.4 | 0 | 0 | 0 | 0 | 1783.65 | 0 | 0 | 0 | 2020699.2 | 0
1225 | 1004 | 0 | 0 | 0 | 0 | 1768.8 | 0 | 0 | 0 | 1194760 | 0
1226 | 894.4 | 0 | 0 | 0 | 0 | 1718.2 | 0 | 0 | 0 | 1064336 | 0
1227 | 741.6 | 0 | 0 | 0 | 0 | 1750.85 | 0 | 0 | 0 | 882504 | 0
1228 | 812 | 0 | 0 | 0 | 0 | 1603.55 | 0 | 0 | 0 | 966280 | 0
1229 | 906.4 | 0 | 0 | 0 | 0 | 1528.1 | 0 | 0 | 0 | 1078616 | 0
1230 | 1295.2 | 0 | 0 | 0 | 0 | 1535.15 | 0 | 0 | 0 | 1541288 | 0
1231 | 1083.2 | 106.343 | 106.343 | 103.5207 | 103.5207 | 1663.4 | 181563.9804 | 37267.4573 | 16904.9327 | 1795752.1299 | 34845.0726
1232 | 928.89 | 928.89 | 928.89 | 904.2378 | 904.2378 | 1801.8 | 1716612.1475 | 325525.5957 | 147662.0272 | 45187.5453 | 179219.9252
1233 | 1047.146 | 1767.057 | 1047.146 | 1720.1603 | 1047.146 | 1848.4 | 2040574.1951 | 376972.56 | 170998.9418 | 0 | 158747.3336
1234 | 1458.486 | 3058.039 | 1458.486 | 2976.8803 | 1458.486 | 1820.9 | 2807533.0747 | 525054.96 | 238170.7638 | 0 | 261214.8426
1235 | 1341.872 | 3792.009 | 1341.872 | 3691.3711 | 1341.872 | 1470.2 | 2095322.9932 | 483073.92 | 219127.6976 | 0 | 710923.7856
1236 | 1455.678 | 4077.165 | 1455.678 | 3968.9593 | 1455.678 | 1401.55 | 2164604.5902 | 524044.08 | 237712.2174 | 0 | 871150.4991
1237 | 1622.4 | 4100.286 | 1622.4 | 3991.4666 | 1622.4 | 1306.1 | 2245923.0598 | 584064 | 264937.92 | 0 | 1125783.36
1238 | 1434.147 | 3847.95 | 1434.147 | 3745.8275 | 1434.147 | 1362.9 | 2078657.9152 | 516292.92 | 234196.2051 | 0 | 913695.0537
1239 | 1627.379 | 3203.654 | 1627.379 | 3118.6308 | 1627.379 | 1542.6 | 2663102.4026 | 585856.44 | 265750.9907 | 0 | 744363.1546
1240 | 1212.806 | 2527.388 | 1212.806 | 2460.3125 | 1212.806 | 1617.05 | 2076806.1631 | 436610.16 | 198051.2198 | 0 | 464444.0577
1241 | 1458.823 | 1427.818 | 1427.818 | 1389.9245 | 1389.9245 | 1767.35 | 2594305.0729 | 500372.8159 | 226974.669 | 126290.9713 | 323365.9323
1242 | 1503.121 | 275.497 | 275.497 | 268.1855 | 268.1855 | 1782.1 | 504620.6647 | 96546.7655 | 43794.6856 | 2263636.8452 | 58437.6117
1243 | 1519.235 | 0 | 0 | 0 | 0 | 1897.4 | 0 | 0 | 0 | 5162360.53 | 0
1244 | 1223.2 | 0 | 0 | 0 | 0 | 1769.05 | 0 | 0 | 0 | 4156433.6 | 0
1245 | 1371.2 | 0 | 0 | 0 | 0 | 1735.1 | 0 | 0 | 0 | 4659337.6 | 0
1246 | 1432.8 | 305.874 | 305.874 | 297.7563 | 297.7563 | 1836.55 | 575467.563 | 107192.2575 | 48623.599 | 3856878.5919 | 48668.2625
1247 | 1228 | 592 | 592 | 576.2886 | 576.2886 | 1806.35 | 1098976.8813 | 207463.9114 | 94107.9354 | 2214515.192 | 111598.2957
1248 | 1250.4 | 0 | 0 | 0 | 0 | 1788.7 | 0 | 0 | 0 | 2291983.2 | 0
1249 | 1195.2 | 0 | 0 | 0 | 0 | 1773.85 | 0 | 0 | 0 | 1422288 | 0
1250 | 1082.4 | 0 | 0 | 0 | 0 | 1764.9 | 0 | 0 | 0 | 1288056 | 0
1251 | 1088.8 | 0 | 0 | 0 | 0 | 1760.95 | 0 | 0 | 0 | 1295672 | 0
1252 | 1428 | 0 | 0 | 0 | 0 | 1759.7 | 0 | 0 | 0 | 1699320 | 0
1253 | 942.4 | 0 | 0 | 0 | 0 | 1756.55 | 0 | 0 | 0 | 1121456 | 0
1254 | 957.6 | 0 | 0 | 0 | 0 | 1763.6 | 0 | 0 | 0 | 1139544 | 0
1255 | 1361.6 | 102.472 | 102.472 | 99.7524 | 99.7524 | 1661.9 | 175017.8208 | 35910.8816 | 16289.5749 | 2312966.561 | 33726.303
1256 | 1216.436 | 1145.114 | 1145.114 | 1114.7233 | 1114.7233 | 1571 | 1844740.887 | 401300.3875 | 182034.3147 | 186439.3815 | 478216.2951
1257 | 1066.076 | 1711.437 | 1066.076 | 1666.0164 | 1066.076 | 1587.1 | 1784561.4963 | 383787.36 | 174090.2108 | 0 | 440182.7804
1258 | 1100.807 | 2723.435 | 1100.807 | 2651.1565 | 1100.807 | 1539.9 | 1793854.1497 | 396290.52 | 179761.7831 | 0 | 506481.3007
1259 | 1411.611 | 3677.061 | 1411.611 | 3579.4738 | 1411.611 | 1342.45 | 2010091.3176 | 508179.96 | 230516.0763 | 0 | 928204.813
1260 | 1365.056 | 3905.165 | 1365.056 | 3801.524 | 1365.056 | 1336.5 | 1929046.5475 | 491420.16 | 222913.6448 | 0 | 905714.656
1261 | 1239.767 | 3855.428 | 1239.767 | 3753.107 | 1239.767 | 1307.2 | 1709459.7317 | 446316.12 | 202453.9511 | 0 | 858910.5776
1262 | 1146.147 | 3416.368 | 1146.147 | 3325.6995 | 1146.147 | 1336.65 | 1622272.6193 | 412612.92 | 187165.8051 | 0 | 760296.6124
1263 | 1181.115 | 2430.016 | 1181.115 | 2365.5247 | 1181.115 | 1370.1 | 1710716.6351 | 425201.4 | 192876.0795 | 0 | 743984.3385
1264 | 1267.883 | 1901.474 | 1267.883 | 1851.0099 | 1267.883 | 1408 | 1882221.2461 | 456437.88 | 207045.2939 | 0 | 750586.736
1265 | 1187.464 | 1353.461 | 1187.464 | 1317.5409 | 1187.464 | 1594.4 | 1994555.4286 | 427487.04 | 193912.8712 | 0 | 481635.3984
1266 | 1008.407 | 257.453 | 257.453 | 250.6203 | 250.6203 | 1641.1 | 434089.0863 | 90223.3216 | 40926.3012 | 1389022.9519 | 89947.6392
1267 | 1409.602 | 0 | 0 | 0 | 0 | 1664.55 | 0 | 0 | 0 | 4789827.596 | 0
1268 | 946.4 | 0 | 0 | 0 | 0 | 1633.55 | 0 | 0 | 0 | 3215867.2 | 0
1269 | 1150.4 | 0 | 0 | 0 | 0 | 1727.1 | 0 | 0 | 0 | 3909059.2 | 0
1270 | 1396 | 305.874 | 305.874 | 297.7563 | 297.7563 | 1831.55 | 573052.121 | 107192.2575 | 48623.599 | 3731832.1919 | 50157.0438
1271 | 1171.2 | 592 | 592 | 576.2886 | 576.2886 | 1806.35 | 1097208.4458 | 207463.9114 | 94107.9354 | 2021508.792 | 111598.2957
1272 | 1109.6 | 0 | 0 | 0 | 0 | 1793.7 | 0 | 0 | 0 | 2033896.8 | 0
1273 | 1380.8 | 0 | 0 | 0 | 0 | 1658.5 | 0 | 0 | 0 | 2531006.4 | 0
1274 | 1206.4 | 0 | 0 | 0 | 0 | 1762 | 0 | 0 | 0 | 2211331.2 | 0
1275 | 1380.8 | 0 | 0 | 0 | 0 | 1765.25 | 0 | 0 | 0 | 2531006.4 | 0
1276 | 1010.4 | 0 | 0 | 0 | 0 | 1764 | 0 | 0 | 0 | 1852063.2 | 0
1277 | 960 | 0 | 0 | 0 | 0 | 1756.55 | 0 | 0 | 0 | 1759680 | 0
1278 | 1000 | 0 | 0 | 0 | 0 | 1758.55 | 0 | 0 | 0 | 1833000 | 0
1279 | 1016 | 92.627 | 92.627 | 90.1687 | 90.1687 | 1785.1 | 170200.8509 | 32460.7428 | 14724.5536 | 1697048.7181 | 19377.2601
1280 | 231.095 | 513.678 | 231.095 | 500.0453 | 231.095 | 1801.8 | 439823.8207 | 83194.2 | 37737.8135 | 0 | 45803.029
1281 | 181.355 | 1837.696 | 181.356 | 1788.9245 | 181.355 | 1753.35 | 336052.8715 | 65287.8 | 29615.2715 | 0 | 44731.2108
1282 | 156.897 | 3077.953 | 156.897 | 2996.2658 | 156.897 | 1611.55 | 268287.7104 | 56482.92 | 25621.2801 | 0 | 60946.6397
1283 | 202.713 | 3632.418 | 202.713 | 3536.0156 | 202.713 | 1560.75 | 337224.633 | 72976.68 | 33103.0329 | 0 | 89041.6853
1284 | 193.831 | 3938.227 | 193.831 | 3833.7086 | 193.831 | 1532.95 | 315743.0581 | 69779.16 | 31652.6023 | 0 | 90528.7686
1285 | 194.696 | 2724.183 | 194.696 | 2651.8847 | 194.696 | 1514.15 | 311329.2599 | 70090.56 | 31793.8568 | 0 | 94593.0516
1286 | 147.249 | 2740.688 | 147.249 | 2667.9516 | 147.249 | 1525.65 | 237770.2693 | 53009.64 | 24045.7617 | 0 | 69847.5632
1287 | 149.362 | 3039.121 | 149.362 | 2958.4644 | 149.362 | 1542.6 | 243846.2094 | 53770.32 | 24390.8146 | 0 | 68318.1788
1288 | 167.046 | 2122.021 | 167.046 | 2065.7037 | 167.046 | 1556.7 | 274577.6823 | 60136.56 | 27278.6118 | 0 | 74051.4918
1289 | 135.46 | 1394.04 | 135.46 | 1357.0429 | 135.46 | 1633.2 | 233328.5534 | 48765.6 | 22120.618 | 0 | 49686.728
1290 | 134.638 | 272.116 | 134.638 | 264.8942 | 134.638 | 1774.05 | 252449.584 | 48469.68 | 21986.3854 | 0 | 30421.4561
1291 | 106.102 | 106.102 | 106.102 | 103.2861 | 103.2861 | 1894.5 | 206979.2562 | 37182.9999 | 16866.6219 | 5161.525 | 10896.6847
1292 | 0 | 0 | 0 | 0 | 0 | 1861.15 | 0 | 0 | 0 | 0 | 0
1293 | 0 | 0 | 0 | 0 | 0 | 1841.7 | 0 | 0 | 0 | 0 | 0
1294 | 85.6 | 85.6 | 85.6 | 83.3282 | 83.3282 | 1836.55 | 161649.2825 | 29998.1602 | 13607.4988 | 4164.1679 | 13619.998
1295 | 87.2 | 87.2 | 87.2 | 84.8858 | 84.8858 | 1801.3 | 161983.9009 | 30558.8734 | 13861.8445 | 4242.0028 | 16866.8004
1296 | 90.4 | 90.4 | 90.4 | 88.0008 | 88.0008 | 1667.65 | 155401.6141 | 31680.3 | 14370.5361 | 4397.6726 | 29247.0769
1297 | 84.8 | 84.8 | 84.8 | 82.5495 | 82.5495 | 1492.35 | 130468.2961 | 29717.8035 | 13480.3259 | 2678.1495 | 41906.2304
1298 | 87.2 | 87.2 | 87.2 | 84.8858 | 84.8858 | 1515.45 | 136082.0492 | 30558.8734 | 13861.8445 | 2753.9462 | 41131.3948
1299 | 80.8 | 80.8 | 80.8 | 78.6556 | 78.6556 | 1470.15 | 122322.4052 | 28316.0203 | 12844.4614 | 2551.8217 | 41675.676
1300 | 86.4 | 86.4 | 86.4 | 84.107 | 84.107 | 1449.75 | 129006.2709 | 30278.5168 | 13734.6716 | 2728.6806 | 46279.8719
1301 | 81.6 | 81.6 | 81.6 | 79.4344 | 79.4344 | 1467.2 | 123452.0402 | 28596.377 | 12971.6343 | 2577.0872 | 42322.6379
1302 | 86.4 | 86.4 | 86.4 | 84.107 | 84.107 | 1471.55 | 131190.0079 | 30278.5168 | 13734.6716 | 2728.6806 | 44446.3394
1303 | 68.8 | 68.8 | 68.8 | 66.9741 | 66.9741 | 1508.35 | 107048.9761 | 24110.6708 | 10936.8682 | 3346.9013 | 32927.8091
1304 | 94.436 | 580.112 | 94.436 | 564.7161 | 94.436 | 1502.4 | 150056.1924 | 33996.96 | 15421.3988 | 0 | 46991.3536
1305 | 767.602 | 2002.509 | 767.602 | 1949.3635 | 767.602 | 1544.95 | 1255895.137 | 276336.72 | 125349.4066 | 0 | 349297.2901
1306 | 1311.495 | 3160.876 | 1311.495 | 3076.9881 | 1311.495 | 1525.75 | 2125553.7982 | 472138.2 | 214167.1335 | 0 | 621976.5038
1307 | 1454.312 | 3715.86 | 1454.312 | 3617.2431 | 1454.312 | 1503.55 | 2331778.5641 | 523552.32 | 237489.1496 | 0 | 721993.1924
1308 | 1278.237 | 4003.985 | 1278.237 | 3897.7214 | 1278.237 | 1437.9 | 1950150.7593 | 460165.32 | 208736.1021 | 0 | 718497.0177
1309 | 1477.846 | 4018.907 | 1477.846 | 3912.2474 | 1477.846 | 1491.7 | 2327185.7563 | 532024.56 | 241332.2518 | 0 | 751189.1218
1310 | 1606.507 | 3781.268 | 1606.507 | 3680.9152 | 1606.507 | 1436.7 | 2448713.8192 | 578342.52 | 262342.5931 | 0 | 904945.3931
1311 | 1514.242 | 3127.527 | 1514.242 | 3044.5241 | 1514.242 | 1513.85 | 2431951.4618 | 545127.12 | 247275.7186 | 0 | 736148.7483
1312 | 1656.625 | 2381.705 | 1656.625 | 2318.4958 | 1656.625 | 1530.55 | 2684289.9498 | 596385 | 270526.8625 | 0 | 777702.6063
1313 | 1550.847 | 1371.302 | 1371.302 | 1334.9084 | 1334.9084 | 1474.6 | 2081057.3722 | 480567.0213 | 217990.5405 | 395815.4676 | 701360.8694
1314 | 1602.881 | 261.961 | 261.961 | 255.0087 | 255.0087 | 1545.6 | 417446.2014 | 91803.1312 | 41642.9204 | 2470649.9298 | 115875.9523
1315 | 1592.239 | 0 | 0 | 0 | 0 | 1670.1 | 0 | 0 | 0 | 5410428.122 | 0
1316 | 1521.6 | 0 | 0 | 0 | 0 | 1544.85 | 0 | 0 | 0 | 5170396.8 | 0
1317 | 1444 | 0 | 0 | 0 | 0 | 1523.35 | 0 | 0 | 0 | 4906712 | 0
1318 | 1625.6 | 305.874 | 305.874 | 297.7563 | 297.7563 | 1537.65 | 482383.1336 | 107192.2575 | 48623.599 | 4512012.9919 | 137667.6118
1319 | 1578.4 | 592 | 592 | 576.2886 | 576.2886 | 1528.95 | 932579.5418 | 207463.9114 | 94107.9354 | 3405174.392 | 271460.7652
1320 | 1232.8 | 0 | 0 | 0 | 0 | 1501.85 | 0 | 0 | 0 | 2259722.4 | 0
1321 | 1146.4 | 0 | 0 | 0 | 0 | 1462.2 | 0 | 0 | 0 | 1364216 | 0
1322 | 1488 | 0 | 0 | 0 | 0 | 1485 | 0 | 0 | 0 | 1770720 | 0
1323 | 1347.2 | 0 | 0 | 0 | 0 | 1444.5 | 0 | 0 | 0 | 1603168 | 0
1324 | 1243.2 | 0 | 0 | 0 | 0 | 1443.3 | 0 | 0 | 0 | 1479408 | 0
1325 | 1531.2 | 0 | 0 | 0 | 0 | 1435.3 | 0 | 0 | 0 | 1822128 | 0
1326 | 1331.2 | 0 | 0 | 0 | 0 | 1445.45 | 0 | 0 | 0 | 1584128 | 0
1327 | 1144.8 | 152.085 | 152.085 | 148.0487 | 148.0487 | 1447.45 | 226855.4862 | 53297.5489 | 24176.3604 | 1827045.0467 | 81804.3352
1328 | 1010.871 | 1010.871 | 1010.871 | 984.043 | 984.043 | 1453.2 | 1518009.2404 | 354255.4925 | 160694.2276 | 49175.6603 | 538074.7314
1329 | 1203.916 | 1871.433 | 1203.916 | 1821.7662 | 1203.916 | 1410.05 | 1810546.5747 | 433409.76 | 196599.4828 | 0 | 710250.2442
1330 | 1503.542 | 3177.169 | 1503.542 | 3092.8487 | 1503.542 | 1350.6 | 2162159.6875 | 541275.12 | 245528.4086 | 0 | 976400.1748
1331 | 1515.135 | 3109.015 | 1515.135 | 3026.5034 | 1515.135 | 1454.5 | 2342096.6858 | 545448.6 | 247421.5455 | 0 | 826506.1425
1332 | 1556.164 | 427.69 | 427.69 | 416.3393 | 416.3393 | 1475.95 | 654309.4083 | 149882.1626 | 67988.2143 | 2089298.6008 | 218182.6314
1333 | 1211.064 | 1211.064 | 1211.064 | 1178.923 | 1178.923 | 1326.7 | 1666988.8389 | 424412.2878 | 192518.1294 | 58914.4133 | 793768.8705
1334 | 1410.099 | 1098.843 | 1098.843 | 1069.6803 | 1069.6803 | 1264 | 1442289.5344 | 385084.9101 | 174678.7939 | 623987.4664 | 787284.7051
1335 | 1317.507 | 749.727 | 749.727 | 729.8297 | 729.8297 | 1273.65 | 989974.5573 | 262738.6755 | 119181.1825 | 1077212.575 | 530111.7693
1336 | 1520.142 | 443.276 | 443.276 | 431.5117 | 431.5117 | 1223.1 | 560418.7803 | 155344.2108 | 70465.8601 | 1995459.3461 | 335241.4371
1337 | 1602.996 | 128.642 | 128.642 | 125.2279 | 125.2279 | 1364.7 | 181043.4733 | 45082.0481 | 20449.7179 | 2708748.9063 | 79557.2921
1338 | 1509.998 | 0 | 0 | 0 | 0 | 1465.4 | 0 | 0 | 0 | 2767826.334 | 0
1339 | 1268.157 | 0 | 0 | 0 | 0 | 1586.25 | 0 | 0 | 0 | 4309197.486 | 0
1340 | 1219.2 | 0 | 0 | 0 | 0 | 1582.6 | 0 | 0 | 0 | 4142841.6 | 0
1341 | 1537.6 | 0 | 0 | 0 | 0 | 1549.85 | 0 | 0 | 0 | 5224764.8 | 0
1342 | 1788 | 305.874 | 305.874 | 297.7563 | 297.7563 | 1538.45 | 487232.8687 | 107192.2575 | 48623.599 | 5063848.1919 | 137429.4068
1343 | 1920 | 592 | 592 | 576.2886 | 576.2886 | 1468.6 | 898493.171 | 207463.9114 | 94107.9354 | 4565931.192 | 306239.7847
1344 | 1416 | 0 | 0 | 0 | 0 | 1444.05 | 0 | 0 | 0 | 2595528 | 0
1345 | 1318.4 | 0 | 0 | 0 | 0 | 1413.5 | 0 | 0 | 0 | 1568896 | 0
1346 | 1386.4 | 0 | 0 | 0 | 0 | 1280.4 | 0 | 0 | 0 | 1649816 | 0
1347 | 1447.2 | 0 | 0 | 0 | 0 | 1362 | 0 | 0 | 0 | 1722168 | 0
1348 | 1560.8 | 0 | 0 | 0 | 0 | 1275.2 | 0 | 0 | 0 | 1857352 | 0
1349 | 1575.2 | 0 | 0 | 0 | 0 | 1276.6 | 0 | 0 | 0 | 1874488 | 0
1350 | 1132 | 0 | 0 | 0 | 0 | 1266.2 | 0 | 0 | 0 | 1347080 | 0
1351 | 1085.6 | 147.114 | 147.114 | 143.2097 | 143.2097 | 1384.45 | 209508.642 | 51555.4829 | 23386.1399 | 1727401.4664 | 88152.7152
1352 | 972.737 | 972.737 | 972.737 | 946.9211 | 946.9211 | 1500.85 | 1501034.2953 | 340891.5925 | 154632.214 | 47320.5625 | 472655.6622
1353 | 1002.649 | 1762.188 | 1002.649 | 1715.4205 | 1002.649 | 1580.85 | 1676726.6498 | 360953.64 | 163732.5817 | 0 | 420260.3284
1354 | 1224.946 | 3132.397 | 1224.946 | 3049.2649 | 1224.946 | 1560.1 | 2027729.6104 | 440980.56 | 200033.6818 | 0 | 538853.7454
1355 | 1629.851 | 3841.718 | 1629.851 | 3739.7609 | 1629.851 | 1532.9 | 2651669.7385 | 586746.36 | 266154.6683 | 0 | 761303.4021
1356 | 1267.651 | 3375.168 | 1267.651 | 3285.5929 | 1267.651 | 1526.95 | 2047672.8597 | 456354.36 | 207007.4083 | 0 | 599662.3055
1357 | 1387.724 | 2581.148 | 1387.724 | 2512.6457 | 1387.724 | 1519.45 | 2225180.8412 | 499580.64 | 226615.3292 | 0 | 666870.7682
1358 | 1508.577 | 2212.427 | 1508.577 | 2153.7104 | 1508.577 | 1530.95 | 2440401.5831 | 543087.72 | 246350.6241 | 0 | 707598.0419
1359 | 1492.205 | 1576.415 | 1492.205 | 1534.5778 | 1492.205 | 1588.7 | 2507499.5328 | 537193.8 | 243677.0765 | 0 | 613743.9165
1360 | 1115.506 | 782.71 | 782.71 | 761.9373 | 761.9373 | 1567.05 | 1260813.5156 | 274297.4292 | 124424.3616 | 648091.4211 | 329880.7555
1361 | 1715.058 | 1305.905 | 1305.905 | 1271.247 | 1271.247 | 1608.75 | 2158774.8177 | 457648.9176 | 207594.634 | 813505.5754 | 497375.3861
1362 | 1580.662 | 163.907 | 163.907 | 159.557 | 159.557 | 1623.65 | 273504.8969 | 57440.5191 | 26055.6577 | 2604885.4694 | 60049.276
1363 | 1152.8 | 0 | 0 | 0 | 0 | 1643.3 | 0 | 0 | 0 | 3917214.4 | 0
1364 | 1612 | 0 | 0 | 0 | 0 | 1611.15 | 0 | 0 | 0 | 5477576 | 0
1365 | 1400.8 | 0 | 0 | 0 | 0 | 1593.3 | 0 | 0 | 0 | 4759918.4 | 0
1366 | 1607.2 | 305.874 | 305.874 | 297.7563 | 297.7563 | 1591.55 | 501091.0283 | 107192.2575 | 48623.599 | 4449489.7919 | 121618.5488
1367 | 1369.6 | 592 | 592 | 576.2886 | 576.2886 | 1665.35 | 1019751.8277 | 207463.9114 | 94107.9354 | 2695671.992 | 192854.9943
1368 | 1172 | 0 | 0 | 0 | 0 | 1552.85 | 0 | 0 | 0 | 2148276 | 0
1369 | 1296.8 | 0 | 0 | 0 | 0 | 1411.4 | 0 | 0 | 0 | 1543192 | 0
1370 | 1394.4 | 0 | 0 | 0 | 0 | 1499 | 0 | 0 | 0 | 1659336 | 0
1371 | 1192 | 0 | 0 | 0 | 0 | 1472 | 0 | 0 | 0 | 1418480 | 0
1372 | 1368.8 | 0 | 0 | 0 | 0 | 1447.7 | 0 | 0 | 0 | 1628872 | 0
1373 | 1286.4 | 0 | 0 | 0 | 0 | 1448.65 | 0 | 0 | 0 | 1530816 | 0
1374 | 717.6 | 0 | 0 | 0 | 0 | 1456.65 | 0 | 0 | 0 | 853944 | 0
1375 | 961.6 | 152.913 | 152.913 | 148.8548 | 148.8548 | 1482.95 | 233995.1657 | 53587.718 | 24307.9843 | 1489762.0023 | 76965.36
1376 | 858.742 | 858.742 | 858.742 | 835.9515 | 835.9515 | 1539.75 | 1362300.9322 | 300942.524 | 136510.8727 | 41775.0681 | 384746.6574
1377 | 924.647 | 1829.839 | 924.647 | 1781.2761 | 924.647 | 1598.5 | 1566117.6644 | 332872.92 | 150994.8551 | 0 | 371245.7705
1378 | 1261.322 | 3206.59 | 1261.322 | 3121.4888 | 1261.322 | 1606 | 2150033.7937 | 454075.92 | 205973.8826 | 0 | 496960.868
1379 | 921.625 | 3722.053 | 921.625 | 3623.2717 | 921.625 | 1605 | 1578782.0424 | 331785 | 150501.3625 | 0 | 364041.875
1380 | 1166.42 | 3964.504 | 1166.42 | 3859.2882 | 1166.42 | 1584.85 | 1963962.7473 | 419911.2 | 190476.386 | 0 | 484239.263
1381 | 1425.732 | 3867.369 | 1425.732 | 3764.7311 | 1425.732 | 1428.15 | 2154769.3213 | 513263.52 | 232822.0356 | 0 | 815304.8442
1382 | 1270.075 | 2555.621 | 1270.075 | 2487.7962 | 1270.075 | 1564.25 | 2108110.9048 | 457227 | 207403.2475 | 0 | 553435.1812
1383 | 1409.846 | 1617.704 | 1409.846 | 1574.771 | 1409.846 | 1614.7 | 2415054.0471 | 507544.56 | 230227.8518 | 0 | 543213.6638
1384 | 1503.303 | 808.227 | 808.227 | 786.7771 | 786.7771 | 1584.55 | 1320678.8954 | 283239.7546 | 128480.6998 | 1313391.982 | 326866.5445
1385 | 1426.651 | 616.695 | 616.695 | 600.3283 | 600.3283 | 1638.8 | 1041181.1967 | 216118.1703 | 98033.6034 | 1514649.5991 | 216838.5642
1386 | 1530.718 | 236.952 | 236.952 | 230.6634 | 230.6634 | 1640.7 | 401137.831 | 83038.8323 | 37667.337 | 2383000.0395 | 82877.3679
1387 | 1079.591 | 0 | 0 | 0 | 0 | 1644.5 | 0 | 0 | 0 | 3668450.218 | 0
1388 | 1292 | 0 | 0 | 0 | 0 | 1611.15 | 0 | 0 | 0 | 4390216 | 0
1389 | 1392.8 | 0 | 0 | 0 | 0 | 1590.5 | 0 | 0 | 0 | 4732734.4 | 0
1390 | 1493.6 | 305.874 | 305.874 | 297.7563 | 297.7563 | 1593.05 | 501553.2748 | 107192.2575 | 48623.599 | 4063476.9919 | 121171.9144
1391 | 1524 | 592 | 592 | 576.2886 | 576.2886 | 1566.45 | 957934.9539 | 207463.9114 | 94107.9354 | 3220323.192 | 249849.9411
1392 | 1385.6 | 0 | 0 | 0 | 0 | 1497.6 | 0 | 0 | 0 | 2539804.8 | 0
1393 | 1531.2 | 0 | 0 | 0 | 0 | 1483.7 | 0 | 0 | 0 | 1822128 | 0
1394 | 1497.6 | 0 | 0 | 0 | 0 | 1451.95 | 0 | 0 | 0 | 1782144 | 0
1395 | 1485.6 | 0 | 0 | 0 | 0 | 1259 | 0 | 0 | 0 | 1767864 | 0
1396 | 1413.6 | 0 | 0 | 0 | 0 | 1159.7 | 0 | 0 | 0 | 1682184 | 0
1397 | 1488.8 | 0 | 0 | 0 | 0 | 1148.65 | 0 | 0 | 0 | 1771672 | 0
1398 | 1299.2 | 0 | 0 | 0 | 0 | 1227.25 | 0 | 0 | 0 | 1546048 | 0
1399 | 1104 | 56.082 | 56.082 | 54.5936 | 54.5936 | 1384.95 | 80318.771 | 19653.7011 | 8915.1372 | 1923561.905 | 33577.8025
1400 | 1358.071 | 1212.467 | 1212.467 | 1180.2888 | 1180.2888 | 1449.9 | 1818308.4682 | 424903.9632 | 192741.1589 | 325874.7968 | 649276.8616
1401 | 1671.657 | 1139.259 | 1139.259 | 1109.0237 | 1109.0237 | 1482.4 | 1745167.2971 | 399248.5274 | 181103.5681 | 1031306.8623 | 574030.6605
1402 | 1400.192 | 2527.761 | 1400.192 | 2460.6756 | 1400.192 | 1343.45 | 1995122.4467 | 504069.12 | 228651.3536 | 0 | 919296.0576
1403 | 1499.733 | 3217.687 | 1499.733 | 3132.2913 | 1499.733 | 1263.45 | 2015090.4532 | 539903.88 | 244906.3989 | 0 | 1104628.3411
1404 | 1335.797 | 2991.514 | 1335.797 | 2912.1208 | 1335.797 | 1338.95 | 1895935.0894 | 480886.92 | 218135.6501 | 0 | 883028.6068
1405 | 1593.236 | 2721.297 | 1593.236 | 2649.0753 | 1593.236 | 1307.2 | 2199614.3046 | 573564.96 | 260175.4388 | 0 | 1103793.9008
1406 | 1620.676 | 3011.592 | 1620.676 | 2931.666 | 1620.676 | 1318.7 | 2266499.5076 | 583443.36 | 264656.3908 | 0 | 1104166.5588
1407 | 1525.559 | 2419.794 | 1525.559 | 2355.574 | 1525.559 | 1313.2 | 2121863.9479 | 549201.24 | 249123.7847 | 0 | 1047753.9212
1408 | 1514.83 | 1313.806 | 1313.806 | 1278.9383 | 1278.9383 | 1366.25 | 1850477.2329 | 460417.7898 | 208850.6252 | 432389.477 | 810527.1508
1409 | 1822.304 | 952.106 | 952.106 | 926.8376 | 926.8376 | 1527.35 | 1497504.7103 | 333661.5453 | 151352.5843 | 1641389.8639 | 438069.8038
1410 | 1605.867 | 261.076 | 261.076 | 254.1472 | 254.1472 | 1581.6 | 424707.1137 | 91492.9867 | 41502.2354 | 2477702.4204 | 106335.1823
1411 | 1954.45 | 0 | 0 | 0 | 0 | 1643.3 | 0 | 0 | 0 | 6641221.1 | 0
1412 | 1688.8 | 0 | 0 | 0 | 0 | 1611.15 | 0 | 0 | 0 | 5738542.4 | 0
1413 | 1488.8 | 0 | 0 | 0 | 0 | 1570.25 | 0 | 0 | 0 | 5058942.4 | 0
1414 | 1700 | 305.874 | 305.874 | 297.7563 | 297.7563 | 1593.05 | 501667.2634 | 107192.2575 | 48623.599 | 4764824.1919 | 121171.9144
1415 | 1531.2 | 592 | 592 | 576.2886 | 576.2886 | 1568.05 | 958860.447 | 207463.9114 | 94107.9354 | 3244788.792 | 248927.8792
1416 | 1661.6 | 0 | 0 | 0 | 0 | 1535.8 | 0 | 0 | 0 | 3045712.8 | 0
1417 | 677.6 | 0 | 0 | 0 | 0 | 1518.9 | 0 | 0 | 0 | 806344 | 0
1418 | 501.6 | 0 | 0 | 0 | 0 | 1520.9 | 0 | 0 | 0 | 596904 | 0
1419 | 592.8 | 0 | 0 | 0 | 0 | 1493.85 | 0 | 0 | 0 | 705432 | 0
1420 | 738.4 | 0 | 0 | 0 | 0 | 1469.55 | 0 | 0 | 0 | 878696 | 0
1421 | 784.8 | 0 | 0 | 0 | 0 | 1493.3 | 0 | 0 | 0 | 933912 | 0
1422 | 656.8 | 0 | 0 | 0 | 0 | 1511.1 | 0 | 0 | 0 | 781592 | 0
1423 | 596 | 143.671 | 143.671 | 139.858 | 139.858 | 1541 | 229172.0207 | 50348.898 | 22838.8196 | 836108.1944 | 64194.8449
1424 | 458.959 | 558.575 | 458.959 | 543.7507 | 458.959 | 1562.85 | 759530.3938 | 165225.24 | 74948.0047 | 0 | 200633.9268
1425 | 545.507 | 1876.528 | 545.507 | 1826.726 | 545.507 | 1596.45 | 923153.0576 | 196382.52 | 89081.2931 | 0 | 220139.3499
1426 | 657.357 | 2905.447 | 657.357 | 2828.338 | 657.357 | 1555.95 | 1085188.9891 | 236648.52 | 107346.3981 | 0 | 291899.3759
1427 | 784.747 | 3578.01 | 784.747 | 3483.0516 | 784.747 | 1316.9 | 1102327.0799 | 282508.92 | 128149.1851 | 0 | 536060.6757
1428 | 756.627 | 3733.087 | 756.627 | 3634.0129 | 756.627 | 1353.95 | 1089047.1359 | 272385.72 | 123557.1891 | 0 | 488818.8734
1429 | 915.603 | 3202.679 | 915.603 | 3117.6816 | 915.603 | 1342.1 | 1301124.9911 | 329617.08 | 149517.9699 | 0 | 602375.2137
1430 | 833.363 | 2840.528 | 833.363 | 2765.1419 | 833.363 | 1439.1 | 1273133.2866 | 300010.68 | 136088.1779 | 0 | 467433.3067
1431 | 642.919 | 2118.504 | 642.919 | 2062.2801 | 642.919 | 1540.6 | 1051079.2601 | 231450.84 | 104988.6727 | 0 | 295356.9886
1432 | 667.766 | 1873.663 | 667.766 | 1823.937 | 667.766 | 1555.75 | 1101021.7071 | 240395.76 | 109046.1878 | 0 | 296655.0455
1433 | 671.56 | 1081.283 | 671.56 | 1052.5863 | 671.56 | 1602.75 | 1138936.2884 | 241761.6 | 109665.748 | 0 | 266777.21
1434 | 759.475 | 204.419 | 204.419 | 198.9938 | 198.9938 | 1626.5 | 342224.9102 | 71637.7792 | 32495.6926 | 1027361.9824 | 74324.1959
1435 | 768.029 | 0 | 0 | 0 | 0 | 1642.45 | 0 | 0 | 0 | 2609762.542 | 0
1436 | 534.4 | 0 | 0 | 0 | 0 | 1611.15 | 0 | 0 | 0 | 1815891.2 | 0
1437 | 708.8 | 0 | 0 | 0 | 0 | 1588.45 | 0 | 0 | 0 | 2408502.4 | 0
1438 | 805.6 | 305.874 | 305.874 | 297.7563 | 297.7563 | 1589.85 | 499840.0562 | 107192.2575 | 48623.599 | 1725652.9919 | 122124.7345
1439 | 713.6 | 592 | 592 | 576.2886 | 576.2886 | 1564.4 | 956191.6932 | 207463.9114 | 94107.9354 | 466583.992 | 251031.3328
1440 | 728.8 | 0 | 0 | 0 | 0 | 1544.7 | 0 | 0 | 0 | 1335890.4 | 0
1441 | 1704 | 0 | 0 | 0 | 0 | 1379.75 | 0 | 0 | 0 | 3123432 | 0
1442 | 1666.4 | 0 | 0 | 0 | 0 | 1464.25 | 0 | 0 | 0 | 3054511.2 | 0
1443 | 1551.2 | 0 | 0 | 0 | 0 | 1368.25 | 0 | 0 | 0 | 2843349.6 | 0
1444 | 1624 | 0 | 0 | 0 | 0 | 1227.35 | 0 | 0 | 0 | 2976792 | 0
1445 | 1580.8 | 0 | 0 | 0 | 0 | 1367.25 | 0 | 0 | 0 | 2897606.4 | 0
1446 | 1460 | 0 | 0 | 0 | 0 | 1373.85 | 0 | 0 | 0 | 2676180 | 0
1447 | 1464 | 75 | 75 | 73.0095 | 73.0095 | 1569.25 | 121373.438 | 26283.4347 | 11922.458 | 2549685.5116 | 31448.8597
1448 | 110.259 | 185.278 | 110.259 | 180.3608 | 110.259 | 1496.4 | 174568.2798 | 39693.24 | 18005.2947 | 0 | 55526.4324
1449 | 89.69 | 1491.465 | 89.69 | 1451.8823 | 89.69 | 1562 | 148519.7361 | 32288.4 | 14646.377 | 0 | 39284.22
1450 | 0 | 2517.498 | 0 | 2450.685 | 0 | 1396.3 | 0 | 0 | 0 | 0 | 0
1451 | 0 | 3263.303 | 0 | 3176.6967 | 0 | 346.75 | 0 | 0 | 0 | 0 | 0
1452 | 0 | 3224.679 | 0 | 3139.0978 | 0 | 337.7 | 0 | 0 | 0 | 0 | 0
1453 | 0 | 2486.267 | 0 | 2420.2828 | 0 | 760.6 | 0 | 0 | 0 | 0 | 0
1454 | 87.814 | 2611.353 | 87.814 | 2542.0491 | 87.814 | 1218.9 | 113724.6497 | 31613.04 | 14340.0262 | 0 | 68591.5154
1455 | 71.433 | 1968.708 | 71.433 | 1916.4596 | 71.433 | 1240.35 | 93856.5416 | 25715.88 | 11665.0089 | 0 | 54264.0785
1456 | 76.614 | 2327.066 | 76.614 | 2265.3069 | 76.614 | 1375.2 | 111384.587 | 27581.04 | 12511.0662 | 0 | 47868.4272
1457 | 71.47 | 1304.558 | 71.47 | 1269.9357 | 71.47 | 1579.55 | 118966.8599 | 25729.2 | 11671.051 | 0 | 30049.5615
1458 | 83.419 | 257.836 | 83.419 | 250.9932 | 83.419 | 1412.4 | 124027.9648 | 30030.84 | 13622.3227 | 0 | 49017.0044
1459 | 77.625 | 77.625 | 77.625 | 75.5649 | 75.5649 | 1409.9 | 112141.5318 | 27203.3549 | 12339.7441 | 3776.2095 | 44590.8326
1460 | 86.4 | 86.4 | 86.4 | 84.107 | 84.107 | 1422.85 | 126094.9097 | 30278.5168 | 13734.6716 | 4203.0853 | 48542.3499
1461 | 79.2 | 79.2 | 79.2 | 77.0981 | 77.0981 | 1614.45 | 131216.4208 | 27755.3071 | 12590.1157 | 3852.8282 | 29725.1629
1462 | 86.4 | 86.4 | 86.4 | 84.107 | 84.107 | 1726.3 | 153201.5891 | 30278.5168 | 13734.6716 | 4203.0853 | 23020.0835
1463 | 79.2 | 79.2 | 79.2 | 77.0981 | 77.0981 | 1701.05 | 138767.0048 | 27755.3071 | 12590.1157 | 3852.8282 | 23048.4696
1464 | 84 | 84 | 84 | 81.7707 | 81.7707 | 1487.7 | 128738.6232 | 29437.4469 | 13353.153 | 4086.3329 | 41891.1223
1465 | 75.2 | 6.553 | 6.553 | 6.3791 | 6.3791 | 1422.25 | 9591.9445 | 2296.4713 | 1041.7049 | 81896.8865 | 3685.5175
1466 | 81.6 | 81.6 | 81.6 | 79.4344 | 79.4344 | 1464.7 | 123104.6109 | 28596.377 | 12971.6343 | 2577.0872 | 42521.2239
1467 | 76 | 76 | 76 | 73.983 | 73.983 | 1461.15 | 114582.1485 | 26633.8805 | 12081.4241 | 2400.2283 | 39865.7403
1468 | 80 | 80 | 80 | 77.8768 | 77.8768 | 1459.25 | 120545.955 | 28035.6637 | 12717.2886 | 2526.5561 | 42111.9032
1469 | 76.8 | 76.8 | 76.8 | 74.7618 | 74.7618 | 1458.9 | 115601.4998 | 26914.2372 | 12208.597 | 2425.4939 | 40453.5937
1470 | 81.6 | 81.6 | 81.6 | 79.4344 | 79.4344 | 1462.3 | 122995.2871 | 28596.377 | 12971.6343 | 2577.0872 | 42711.8664
1471 | 67.2 | 67.2 | 67.2 | 65.4165 | 65.4165 | 1469.9 | 102063.4996 | 23549.9575 | 10682.5224 | 3269.0664 | 34677.3124
1472 | 79.057 | 79.057 | 79.057 | 76.9589 | 76.9589 | 1490.1 | 121596.8063 | 27705.1933 | 12567.3835 | 3845.8717 | 39241.328
1473 | 544.574 | 764.219 | 544.574 | 743.937 | 544.574 | 1531.45 | 884655.2349 | 196046.64 | 88928.9342 | 0 | 255160.1477
1474 | 1505.096 | 1897.022 | 1505.096 | 1846.6761 | 1505.096 | 1542.2 | 2464355.8312 | 541834.56 | 245782.1768 | 0 | 689032.9488
1475 | 1673.221 | 2885.171 | 1673.221 | 2808.6001 | 1673.221 | 1450.45 | 2577336.4145 | 602359.56 | 273236.9893 | 0 | 919518.6006
1476 | 1557.38 | 3786.143 | 1557.38 | 3685.6608 | 1557.38 | 1495.5 | 2471166.8835 | 560656.8 | 254320.154 | 0 | 785698.21
1477 | 1552.097 | 3837.26 | 1552.097 | 3735.4212 | 1552.097 | 1396.35 | 2298103.2342 | 558754.92 | 253457.4401 | 0 | 936923.3541
1478 | 1601.467 | 3577.063 | 1601.467 | 3482.1297 | 1601.467 | 1419.05 | 2414229.9348 | 576528.12 | 261519.5611 | 0 | 930372.2536
1479 | 1699.22 | 3077.672 | 1699.22 | 2995.9923 | 1699.22 | 1324.65 | 2383227.7665 | 611719.2 | 277482.626 | 0 | 1147568.227
1480 | 1209.033 | 1725.512 | 1209.033 | 1679.7179 | 1209.033 | 1563.25 | 1998733.5084 | 435251.88 | 197435.0889 | 0 | 528045.1628
1481 | 1602.265 | 1288.627 | 1288.627 | 1254.4275 | 1254.4275 | 1563.2 | 2071134.7151 | 451593.9151 | 204848.0176 | 637586.0607 | 547933.9503
1482 | 1255.783 | 245.883 | 245.883 | 239.3574 | 239.3574 | 1548.4 | 390305.8227 | 86168.6637 | 39087.0633 | 1863108.1262 | 108093.8015
1483 | 1313.251 | 0 | 0 | 0 | 0 | 1543.05 | 0 | 0 | 0 | 4462426.898 | 0
1484 | 1345.6 | 0 | 0 | 0 | 0 | 1525.2 | 0 | 0 | 0 | 4572348.8 | 0
1485 | 1182.4 | 0 | 0 | 0 | 0 | 1430.9 | 0 | 0 | 0 | 4017795.2 | 0
1486 | 1305.6 | 305.874 | 305.874 | 297.7563 | 297.7563 | 1512.9 | 474157.9031 | 107192.2575 | 48623.599 | 3424652.9919 | 145037.0795
1487 | 1395.2 | 592 | 592 | 576.2886 | 576.2886 | 1497.15 | 911012.5828 | 207463.9114 | 94107.9354 | 2782660.792 | 289786.744
1488 | 1414.4 | 0 | 0 | 0 | 0 | 1432.95 | 0 | 0 | 0 | 2592595.2 | 0
1489 | 1534.4 | 0 | 0 | 0 | 0 | 860.2 | 0 | 0 | 0 | 1825936 | 0
1490 | 1493.6 | 0 | 0 | 0 | 0 | 1367.55 | 0 | 0 | 0 | 1777384 | 0
1491 | 1685.6 | 0 | 0 | 0 | 0 | 1363.3 | 0 | 0 | 0 | 2005864 | 0
1492 | 1434.4 | 0 | 0 | 0 | 0 | 1274.6 | 0 | 0 | 0 | 1706936 | 0
1493 | 1459.2 | 0 | 0 | 0 | 0 | 1058.8 | 0 | 0 | 0 | 1736448 | 0
1494 | 1717.6 | 0 | 0 | 0 | 0 | 1307.6 | 0 | 0 | 0 | 2043944 | 0
1495 | 1190.4 | 108.056 | 108.056 | 105.1883 | 105.1883 | 1355.75 | 151072.0907 | 37867.771 | 17177.2417 | 1989193.1329 | 67767.5318
1496 | 1580.043 | 1002.249 | 1002.249 | 975.6499 | 975.6499 | 1453.9 | 1505514.5234 | 351233.9489 | 159323.6218 | 1107852.6294 | 532802.3874
1497 | 1502.036 | 1502.036 | 1502.036 | 1462.1728 | 1462.1728 | 1302.25 | 2024537.8343 | 526382.202 | 238772.8155 | 73069.276 | 1020231.0596
1498 | 1441.807 | 1901.092 | 1441.807 | 1850.6381 | 1441.807 | 1245.55 | 1912350.8052 | 519050.52 | 235447.0831 | 0 | 1087771.2911
1499 | 1867.076 | 3384.844 | 1867.075 | 3295.0121 | 1867.076 | 1315.8 | 2612384.1234 | 672147.36 | 304893.5108 | 0 | 1277453.3992
1500 | 1969.563 | 3826.632 | 1969.563 | 3725.0753 | 1969.563 | 1282.35 | 2691434.3665 | 709042.68 | 321629.6379 | 0 | 1413456.8869
1501 | 1991.36 | 2417.788 | 1991.36 | 2353.6212 | 1991.36 | 724.25 | 1536185.2776 | 716889.6 | 325189.088 | 0 | 2540477.52
1502 | 1801.825 | 1653.199 | 1653.199 | 1609.324 | 1609.324 | 282 | 482675.3632 | 579356.6399 | 262802.6092 | 352854.3334 | 2764818.6316
1503 | 1593.282 | 2314.726 | 1593.282 | 2253.2944 | 1593.282 | 295.55 | 501047.3963 | 573581.52 | 260182.9506 | 0 | 2715669.5049
1504 | 1359.178 | 2300.289 | 1359.178 | 2239.2406 | 1359.178 | 301.3 | 434691.2474 | 489304.08 | 221953.7674 | 0 | 2308835.6686
1505 | 1889.839 | 1313.141 | 1313.141 | 1278.291 | 1278.291 | 310.05 | 418146.193 | 460184.7433 | 208744.9127 | 1120967.5688 | 2160247.7973
1506 | 1338.014 | 254.725 | 254.725 | 247.9647 | 247.9647 | 1368 | 357819.2201 | 89267.3055 | 40492.6416 | 1998060.2984 | 156713.714
1507 | 1353.885 | 0 | 0 | 0 | 0 | 1517 | 0 | 0 | 0 | 4600501.23 | 0
1508 | 1158.4 | 0 | 0 | 0 | 0 | 1503.75 | 0 | 0 | 0 | 3936243.2 | 0
1509 | 1659.2 | 0 | 0 | 0 | 0 | 1487.05 | 0 | 0 | 0 | 5637961.6 | 0
1510 | 1568 | 305.874 | 305.874 | 297.7563 | 297.7563 | 1480.15 | 465946.9716 | 107192.2575 | 48623.599 | 4316288.1919 | 154788.5974
1511 | 1603.2 | 592 | 592 | 576.2886 | 576.2886 | 1467.85 | 895941.2384 | 207463.9114 | 94107.9354 | 3489444.792 | 306672.0012
1512 | 1517.6 | 0 | 0 | 0 | 0 | 633.75 | 0 | 0 | 0 | 2781760.8 | 0
1513 | 1664 | 0 | 0 | 0 | 0 | 1476.7 | 0 | 0 | 0 | 1980160 | 0
1514 | 1617.6 | 0 | 0 | 0 | 0 | 1065.4 | 0 | 0 | 0 | 1924944 | 0
1515 | 1648 | 0 | 0 | 0 | 0 | 911.7 | 0 | 0 | 0 | 1961120 | 0
1516 | 1176.8 | 0 | 0 | 0 | 0 | 260.85 | 0 | 0 | 0 | 1400392 | 0
1517 | 1515.2 | 0 | 0 | 0 | 0 | 510.7 | 0 | 0 | 0 | 1803088 | 0
1518 | 1512.8 | 0 | 0 | 0 | 0 | 1235.05 | 0 | 0 | 0 | 1800232 | 0
1519 | 1321.6 | 113.945 | 113.945 | 110.921 | 110.921 | 1535.9 | 180279.3231 | 39931.5463 | 18113.3931 | 2219174.677 | 51478.4184
1520 | 1341.317 | 1091.404 | 1091.404 | 1062.4387 | 1062.4387 | 1673.3 | 1878396.8487 | 382477.9438 | 173496.2451 | 511183.8637 | 347098.734
1521 | 1629.663 | 1629.663 | 1629.663 | 1586.4126 | 1586.4126 | 1790.65 | 3003858.0383 | 571108.5477 | 259061.1829 | 79277.9238 | 332115.4846
1522 | 1448.199 | 2023.693 | 1448.198 | 1969.9853 | 1448.199 | 1748.25 | 2686727.4281 | 521351.64 | 236490.8967 | 0 | 364584.0982
1523 | 1859.743 | 3586.806 | 1859.743 | 3491.6141 | 1859.743 | 1540.15 | 3039232.3307 | 669507.48 | 303696.0319 | 0 | 855202.8185
1524 | 1762.66 | 3784.909 | 1762.66 | 3684.4596 | 1762.66 | 1531.1 | 2857381.9557 | 634557.6 | 287842.378 | 0 | 826511.274
1525 | 1573.75 | 2839.683 | 1573.75 | 2764.3194 | 1573.75 | 1517.5 | 2525475.143 | 566550 | 256993.375 | 0 | 759334.375
1526 | 1726.047 | 2710.14 | 1726.047 | 2638.2144 | 1726.047 | 1541.65 | 2813407.8539 | 621376.92 | 281863.4751 | 0 | 791133.6424
1527 | 1828.904 | 2138.803 | 1828.904 | 2082.0403 | 1828.904 | 1716.35 | 3315623.4033 | 658405.44 | 298660.0232 | 0 | 518768.6196
1528 | 1697.557 | 2033.542 | 1697.557 | 1979.5729 | 1697.557 | 1775.2 | 3173683.5126 | 611120.52 | 277211.0581 | 0 | 381610.8136
1529 | 1829.581 | 1339.531 | 1339.531 | 1303.9806 | 1303.9806 | 1890.7 | 2591793.6397 | 469433.0079 | 212940.0283 | 963425.5744 | 142525.0771
1530 | 1704.422 | 271.496 | 271.496 | 264.2906 | 264.2906 | 1886.35 | 523606.0654 | 95144.6319 | 43158.6622 | 2639760.7752 | 30036.6317
1531 | 1675.433 | 0 | 0 | 0 | 0 | 1883.85 | 0 | 0 | 0 | 5693121.334 | 0
1532 | 1698.4 | 0 | 0 | 0 | 0 | 1865.55 | 0 | 0 | 0 | 5771163.2 | 0
1533 | 1537.6 | 0 | 0 | 0 | 0 | 1850.4 | 0 | 0 | 0 | 5224764.8 | 0
1534 | 1532 | 305.874 | 305.874 | 297.7563 | 297.7563 | 1836.3 | 574944.8442 | 107192.2575 | 48623.599 | 4193960.1919 | 48742.7015
1535 | 1324 | 592 | 592 | 576.2886 | 576.2886 | 1816.05 | 1101925.5658 | 207463.9114 | 94107.9354 | 2540723.192 | 106008.2958
1536 | 382.4 | 0 | 0 | 0 | 0 | 1798.85 | 0 | 0 | 0 | 700939.2 | 0
1537 | 394.4 | 0 | 0 | 0 | 0 | 1783.2 | 0 | 0 | 0 | 469336 | 0
1538 | 378.4 | 0 | 0 | 0 | 0 | 1770.4 | 0 | 0 | 0 | 450296 | 0
1539 | 357.6 | 0 | 0 | 0 | 0 | 1690.2 | 0 | 0 | 0 | 425544 | 0
1540 | 367.2 | 0 | 0 | 0 | 0 | 1633.85 | 0 | 0 | 0 | 436968 | 0
1541 | 380 | 0 | 0 | 0 | 0 | 1667.2 | 0 | 0 | 0 | 452200 | 0
1542 | 397.6 | 0 | 0 | 0 | 0 | 1673.05 | 0 | 0 | 0 | 473144 | 0
1543 | 354.4 | 143.778 | 143.778 | 139.9622 | 139.9622 | 1685.7 | 248770.001 | 50386.3957 | 22855.8289 | 393064.4686 | 43990.1227
1544 | 442.969 | 581.634 | 442.969 | 566.1978 | 442.969 | 1726.8 | 807100.99 | 159468.84 | 72336.8377 | 0 | 121019.1308
1545 | 1680.912 | 1680.912 | 1680.912 | 1636.3015 | 1636.3015 | 1838.15 | 3171847.6317 | 589068.5443 | 267208.0369 | 81771.0247 | 264835.3997
1546 | 1829.403 | 1829.403 | 1829.403 | 1780.8516 | 1780.8516 | 1848.25 | 3472307.2313 | 641106.591 | 290813.0731 | 88994.6398 | 270244.2366
1547 | 1851.263 | 1851.263 | 1851.263 | 1802.1315 | 1802.1315 | 1748.25 | 3326897.5359 | 648767.3361 | 294288.0722 | 90058.0593 | 453686.6024
1548 | 1924.839 | 2446.819 | 1924.839 | 2381.8818 | 1924.839 | 1611.5 | 3272903.3097 | 692942.04 | 314326.2087 | 0 | 747799.9515
1549 | 1677.954 | 1765.455 | 1677.954 | 1718.6008 | 1677.954 | 1517.5 | 2681882.3048 | 604063.44 | 274009.8882 | 0 | 809612.805
1550 | 1718.738 | 678.717 | 678.717 | 660.7042 | 660.7042 | 1653.55 | 1153707.7221 | 237853.5195 | 107892.9993 | 1939375.9172 | 228900.9773
1551 | 1907.596 | 1897.853 | 1897.853 | 1847.485 | 1847.485 | 1773.35 | 3457252.0569 | 665094.6058 | 301694.3031 | 110183.4337 | 418732.4789
1552 | 1688.519 | 1688.519 | 1688.519 | 1643.7066 | 1643.7066 | 1876.2 | 3247663.7468 | 591734.3854 | 268417.2921 | 82141.0811 | 203490.8803
1553 | 2091.005 | 1255.413 | 1255.413 | 1222.095 | 1222.095 | 1890.7 | 2431688.6136 | 439954.2084 | 199568.1173 | 1592711.9871 | 133574.9861
1554 | 1608.296 | 220.006 | 220.006 | 214.1672 | 214.1672 | 1886.35 | 424722.2815 | 77100.1779 | 34973.4973 | 2555438.1624 | 24340.0978
1555 | 1773.255 | 0 | 0 | 0 | 0 | 1883.85 | 0 | 0 | 0 | 6025520.49 | 0
1556 | 1601.6 | 0 | 0 | 0 | 0 | 1865.55 | 0 | 0 | 0 | 5442236.8 | 0
1557 | 1201.6 | 0 | 0 | 0 | 0 | 1850.4 | 0 | 0 | 0 | 4083036.8 | 0
1558 | 1380.8 | 305.874 | 305.874 | 297.7563 | 297.7563 | 1836.3 | 575268.6886 | 107192.2575 | 48623.599 | 3680182.5919 | 48742.7015
1559 | 1320.8 | 592 | 592 | 576.2886 | 576.2886 | 1816.05 | 1102970.695 | 207463.9114 | 94107.9354 | 2529849.592 | 106008.2958
1560 | 361.6 | 0 | 0 | 0 | 0 | 1798.85 | 0 | 0 | 0 | 662812.8 | 0
1561 | 110.4 | 0 | 0 | 0 | 0 | 1783.2 | 0 | 0 | 0 | 131376 | 0
1562 | 116.8 | 0 | 0 | 0 | 0 | 1709 | 0 | 0 | 0 | 138992 | 0
1563 | 111.2 | 0 | 0 | 0 | 0 | 1668.7 | 0 | 0 | 0 | 132328 | 0
1564 | 113.6 | 0 | 0 | 0 | 0 | 1659.85 | 0 | 0 | 0 | 135184 | 0
1565 | 110.4 | 0 | 0 | 0 | 0 | 1635.2 | 0 | 0 | 0 | 131376 | 0
1566 | 114.4 | 0 | 0 | 0 | 0 | 1667.05 | 0 | 0 | 0 | 136136 | 0
1567 | 98.4 | 98.4 | 98.4 | 95.7885 | 95.7885 | 1773.8 | 178846.5402 | 34483.8664 | 15642.2649 | 4786.8472 | 21667.3627
1568 | 220.236 | 524.588 | 220.236 | 510.6657 | 220.236 | 1788.4 | 415386.4062 | 79284.96 | 35964.5388 | 0 | 46601.9376
1569 | 1212.985 | 1788.575 | 1212.984 | 1741.1072 | 1212.985 | 1847.15 | 2362391.0438 | 436674.6 | 198080.4505 | 0 | 185404.7573
1570 | 1238.812 | 2935.043 | 1238.812 | 2857.1486 | 1238.812 | 1857.25 | 2427312.8114 | 445972.32 | 202297.9996 | 0 | 176840.413
1571 | 1664.717 | 3067.725 | 1664.717 | 2986.3093 | 1664.717 | 1799.25 | 3163564.0306 | 599298.12 | 271848.2861 | 0 | 334191.9377
1572 | 1556.917 | 3272.533 | 1556.917 | 3185.6818 | 1556.917 | 1711.7 | 2819736.3846 | 560490.12 | 254244.5461 | 0 | 448859.1711
1573 | 1408.483 | 3219.641 | 1408.483 | 3134.1935 | 1408.483 | 1555.95 | 2309830.2886 | 507053.88 | 230005.2739 | 0 | 625436.8761
1574 | 1587.586 | 2866.152 | 1587.586 | 2790.0859 | 1587.586 | 1578.35 | 2650432.1926 | 571530.96 | 259252.7938 | 0 | 669405.6369
1575 | 1726.378 | 2526.458 | 1726.378 | 2459.4072 | 1726.378 | 1716.35 | 3131888.8056 | 621496.08 | 281917.5274 | 0 | 489687.1197
1576 | 1711.478 | 1906.438 | 1711.478 | 1855.8422 | 1711.478 | 1753.7 | 3167070.5381 | 616132.08 | 279484.3574 | 0 | 421537.0314
1577 | 1544.327 | 961.579 | 961.579 | 936.0592 | 936.0592 | 1890.7 | 1861788.4243 | 336981.3183 | 152858.4702 | 1114954.8452 | 102311.2725
1578 | 1402.659 | 194.755 | 194.755 | 189.5863 | 189.5863 | 1886.35 | 375923.1439 | 68251.071 | 30959.4442 | 2223562.2436 | 21546.484
1579 | 1439.865 | 0 | 0 | 0 | 0 | 1883.85 | 0 | 0 | 0 | 4892661.27 | 0
1580 | 1459.2 | 0 | 0 | 0 | 0 | 1865.55 | 0 | 0 | 0 | 4958361.6 | 0
1581 | 1510.4 | 0 | 0 | 0 | 0 | 1850.4 | 0 | 0 | 0 | 5132339.2 | 0
1582 | 1384 | 305.874 | 305.874 | 297.7563 | 297.7563 | 1836.3 | 573654.8023 | 107192.2575 | 48623.599 | 3691056.1919 | 48742.7015
1583 | 1400 | 592 | 592 | 576.2886 | 576.2886 | 1816.05 | 1100743.1938 | 207463.9114 | 94107.9354 | 2798971.192 | 106008.2958
1584 | 472 | 0 | 0 | 0 | 0 | 1798.85 | 0 | 0 | 0 | 865176 | 0
1585 | 416.8 | 0 | 0 | 0 | 0 | 1661.85 | 0 | 0 | 0 | 495992 | 0
1586 | 390.4 | 0 | 0 | 0 | 0 | 1760.4 | 0 | 0 | 0 | 464576 | 0
1587 | 431.2 | 0 | 0 | 0 | 0 | 1668.7 | 0 | 0 | 0 | 513128 | 0
1588 | 381.6 | 0 | 0 | 0 | 0 | 1663.35 | 0 | 0 | 0 | 454104 | 0
1589 | 384 | 0 | 0 | 0 | 0 | 1660.2 | 0 | 0 | 0 | 456960 | 0
1590 | 484.8 | 0 | 0 | 0 | 0 | 1662.55 | 0 | 0 | 0 | 576912 | 0
1591 | 424 | 124.032 | 124.032 | 120.7403 | 120.7403 | 1685.7 | 214126.7117 | 43466.493 | 19716.8842 | 555875.1065 | 37948.6632
1592 | 433.137 | 500.836 | 433.137 | 487.5441 | 433.137 | 1705.3 | 779140.08 | 155929.32 | 70731.2721 | 0 | 127645.4739
1593 | 1644.823 | 1706.659 | 1644.823 | 1661.3652 | 1644.823 | 1847.15 | 3205339.2993 | 592136.28 | 268599.5959 | 0 | 251411.1955
1594 | 1786.904 | 2823.296 | 1786.904 | 2748.3673 | 1786.904 | 1805.75 | 3412697.008 | 643285.44 | 291801.4232 | 0 | 347106.102
1595 | 1792.2 | 3240.317 | 1792.2 | 3154.3208 | 1792.2 | 1718.25 | 3265244.9072 | 645192 | 292666.26 | 0 | 504952.35
1596 | 1606.691 | 3520.169 | 1606.691 | 3426.7456 | 1606.691 | 1611.5 | 2745784.8534 | 578408.76 | 262372.6403 | 0 | 624199.4535
1597 | 1894.24 | 3555.897 | 1894.24 | 3461.5254 | 1894.24 | 1517.5 | 3046860.4851 | 681926.4 | 309329.392 | 0 | 913970.8
1598 | 1829.242 | 3177.45 | 1829.242 | 3093.1222 | 1829.242 | 1541.9 | 2995254.1788 | 658527.12 | 298715.2186 | 0 | 837975.7602
1599 | 1903.518 | 2903.097 | 1903.518 | 2826.0504 | 1903.518 | 1716.35 | 3464934.0142 | 685266.48 | 310844.4894 | 0 | 539932.8807
1600 | 1476.616 | 2173.617 | 1476.616 | 2115.9304 | 1476.616 | 1776.2 | 2774103.1115 | 531581.76 | 241131.3928 | 0 | 330466.6608
1601 | 1535.769 | 1188.821 | 1188.821 | 1157.2703 | 1157.2703 | 1886.2 | 2304222.3778 | 416617.322 | 188982.2463 | 693788.0461 | 131697.3646
1602 | 1485.795 | 206.927 | 206.927 | 201.4353 | 201.4353 | 1886.35 | 400898.285 | 72516.6973 | 32894.3796 | 2354231.3847 | 22893.1185
1603 | 1357.077 | 0 | 0 | 0 | 0 | 1883.85 | 0 | 0 | 0 | 4611347.646 | 0
1604 | 1589.6 | 0 | 0 | 0 | 0 | 1865.55 | 0 | 0 | 0 | 5401460.8 | 0
1605 | 1525.6 | 0 | 0 | 0 | 0 | 1798.9 | 0 | 0 | 0 | 5183988.8 | 0
1606 | 1258.4 | 305.874 | 305.874 | 297.7563 | 297.7563 | 1836.3 | 577684.4053 | 107192.2575 | 48623.599 | 3264267.3919 | 48742.7015
1607 | 1140 | 592 | 592 | 576.2886 | 576.2886 | 1796.6 | 1093707.8119 | 207463.9114 | 94107.9354 | 1915491.192 | 117217.1099
1608 | 1290.4 | 0 | 0 | 0 | 0 | 1667.35 | 0 | 0 | 0 | 2365303.2 | 0
1609 | 1470.4 | 0 | 0 | 0 | 0 | 1504.05 | 0 | 0 | 0 | 2695243.2 | 0
1610 | 904.8 | 0 | 0 | 0 | 0 | 1532.45 | 0 | 0 | 0 | 1658498.4 | 0
1611 | 1167.2 | 0 | 0 | 0 | 0 | 1495 | 0 | 0 | 0 | 2139477.6 | 0
1612 | 1140.8 | 0 | 0 | 0 | 0 | 1454.25 | 0 | 0 | 0 | 2091086.4 | 0
1613 | 1201.6 | 0 | 0 | 0 | 0 | 1454.6 | 0 | 0 | 0 | 2202532.8 | 0
1614 | 1211.2 | 0 | 0 | 0 | 0 | 1533.1 | 0 | 0 | 0 | 2220129.6 | 0
1615 | 1014.4 | 116.977 | 116.977 | 113.8725 | 113.8725 | 1587.35 | 191403.0346 | 40994.0979 | 18595.3783 | 1650666.9181 | 46989.4847
1616 | 337.397 | 481.095 | 337.397 | 468.327 | 337.397 | 1648.3 | 589461.2632 | 121462.92 | 55096.9301 | 0 | 118662.5249
1617 | 274.291 | 1697.547 | 274.292 | 1652.495 | 274.291 | 1734.65 | 505385.6312 | 98744.76 | 44791.7203 | 0 | 72783.1168
1618 | 264.437 | 2868.198 | 264.437 | 2792.0776 | 264.437 | 1655.8 | 465971.8187 | 95197.32 | 43182.5621 | 0 | 91019.2154
1619 | 281.379 | 3355.761 | 281.379 | 3266.7009 | 281.379 | 1540.15 | 459916.2867 | 101296.44 | 45949.1907 | 0 | 129392.1331
1620 | 297.305 | 3621.909 | 297.305 | 3525.7855 | 297.305 | 1531.1 | 482547.7612 | 107029.8 | 48549.9065 | 0 | 139406.3145
1621 | 288.999 | 3378.91 | 288.999 | 3289.2356 | 288.999 | 1517.5 | 465207.8587 | 104039.64 | 47193.5367 | 0 | 139442.0175
1622 | 276.252 | 2634.706 | 276.252 | 2564.7823 | 276.252 | 1539.3 | 451671.6345 | 99450.72 | 45111.9516 | 0 | 127269.2964
1623 | 267.096 | 1274.291 | 267.096 | 1240.472 | 267.096 | 1560.75 | 442367.1557 | 96154.56 | 43616.7768 | 0 | 117321.918
1624 | 204.599 | 1237.493 | 204.599 | 1204.6506 | 204.599 | 1608.55 | 348955.9378 | 73655.64 | 33411.0167 | 0 | 80090.2786
1625 | 286.349 | 882.347 | 286.349 | 858.93 | 286.349 | 1759.2 | 533733.3267 | 103085.64 | 46760.7917 | 0 | 68952.8392
1626 | 229.93 | 171.092 | 171.092 | 166.5513 | 166.5513 | 1754.85 | 309503.3566 | 59958.4722 | 27197.8292 | 116173.1359 | 40830.054
1627 | 205.13 | 0 | 0 | 0 | 0 | 1752.35 | 0 | 0 | 0 | 376003.29 | 0
1628 | 299.2 | 0 | 0 | 0 | 0 | 1718.55 | 0 | 0 | 0 | 548433.6 | 0
1629 | 287.2 | 210.674 | 210.674 | 205.0828 | 205.0828 | 1677.45 | 363328.5818 | 73829.8177 | 33490.0256 | 150520.7783 | 66149.4658
1630 | 292 | 292 | 292 | 284.2505 | 284.2505 | 1733.3 | 520592.4108 | 102330.1725 | 46418.1033 | 14204.8717 | 75809.6028
1631 | 230.4 | 230.4 | 230.4 | 224.2853 | 224.2853 | 1709.55 | 404841.047 | 80742.7115 | 36625.7911 | 11208.2275 | 65143.6682
1632 | 164.8 | 164.8 | 164.8 | 160.4263 | 160.4263 | 1597.4 | 270286.7572 | 57753.4672 | 26197.6144 | 8016.9961 | 64587.6275
1633 | 195.2 | 0 | 0 | 0 | 0 | 1505.35 | 0 | 0 | 0 | 232288 | 0
1634 | 238.4 | 0 | 0 | 0 | 0 | 1536.4 | 0 | 0 | 0 | 283696 | 0
1635 | 187.2 | 0 | 0 | 0 | 0 | 1466.35 | 0 | 0 | 0 | 222768 | 0
1636 | 148.8 | 0 | 0 | 0 | 0 | 1459.25 | 0 | 0 | 0 | 177072 | 0
1637 | 132.8 | 0 | 0 | 0 | 0 | 1458.9 | 0 | 0 | 0 | 158032 | 0
1638 | 192.8 | 0 | 0 | 0 | 0 | 1462.3 | 0 | 0 | 0 | 229432 | 0
1639 | 120 | 120 | 120 | 116.8153 | 116.8153 | 1469.9 | 181294.6949 | 42053.4956 | 19075.9328 | 5837.6185 | 61923.7722
1640 | 191.45 | 511.791 | 191.45 | 498.2083 | 191.45 | 1528.8 | 309927.5723 | 68922 | 31263.785 | 0 | 90211.24
1641 | 866.164 | 1736.804 | 866.163 | 1690.7102 | 866.164 | 1684.95 | 1550234.6983 | 311819.04 | 141444.5812 | 0 | 272884.9682
1642 | 1455.515 | 2893.894 | 1455.515 | 2817.0916 | 1455.515 | 1612.4 | 2494418.5972 | 523985.4 | 237685.5995 | 0 | 564157.614
1643 | 1743.462 | 3389.24 | 1743.462 | 3299.2914 | 1743.462 | 1536.15 | 2839336.8279 | 627646.32 | 284707.3446 | 0 | 808704.8487
1644 | 1648.641 | 3629.933 | 1648.641 | 3533.5966 | 1648.641 | 1442.5 | 2521308.4694 | 593510.76 | 269223.0753 | 0 | 919117.3575
1645 | 1680.833 | 3634.058 | 1680.833 | 3537.6121 | 1680.833 | 1428.05 | 2541929.9041 | 605099.88 | 274480.0289 | 0 | 961352.4343
1646 | 1635.438 | 3412.277 | 1635.438 | 3321.717 | 1635.438 | 1429.3 | 2476783.5205 | 588757.68 | 267067.0254 | 0 | 933344.4666
1647 | 1660.537 | 2929.971 | 1660.537 | 2852.2112 | 1660.537 | 1555.55 | 2738356.3656 | 597793.32 | 271165.6921 | 0 | 738025.6697
1648 | 1717.571 | 2210.027 | 1717.571 | 2151.3741 | 1717.571 | 1565.85 | 2837888.2256 | 618325.56 | 280479.3443 | 0 | 745683.4497
1649 | 1588.152 | 1213.267 | 1213.267 | 1181.0676 | 1181.0676 | 1676.9 | 2089382.4291 | 425184.3199 | 192868.3318 | 746185.7872 | 381602.9271
1650 | 1863.569 | 214.27 | 214.27 | 208.5834 | 208.5834 | 1652.55 | 363447.4725 | 75090.0208 | 34061.6678 | 3033588.6213 | 72472.2992
1651 | 1540.524 | 0 | 0 | 0 | 0 | 1615.4 | 0 | 0 | 0 | 5234700.552 | 0
1652 | 1230.4 | 0 | 0 | 0 | 0 | 1561.65 | 0 | 0 | 0 | 4180899.2 | 0
1653 | 1436 | 0 | 0 | 0 | 0 | 1518.7 | 0 | 0 | 0 | 4879528 | 0
1654 | 1564.8 | 305.874 | 305.874 | 297.7563 | 297.7563 | 1581.1 | 495462.4475 | 107192.2575 | 48623.599 | 4305414.5919 | 124730.1018
1655 | 1647.2 | 592 | 592 | 576.2886 | 576.2886 | 1567.95 | 952552.2702 | 207463.9114 | 94107.9354 | 3638956.792 | 248985.5081
1656 | 1421.6 | 0 | 0 | 0 | 0 | 1552.5 | 0 | 0 | 0 | 2605792.8 | 0
1657 | 1376.8 | 0 | 0 | 0 | 0 | 1534.7 | 0 | 0 | 0 | 1638392 | 0
1658 | 1502.4 | 0 | 0 | 0 | 0 | 1534.85 | 0 | 0 | 0 | 1787856 | 0
1659 | 1624 | 0 | 0 | 0 | 0 | 1457.7 | 0 | 0 | 0 | 1932560 | 0
1660 | 1292.8 | 0 | 0 | 0 | 0 | 1289.6 | 0 | 0 | 0 | 1538432 | 0
1661 | 1245.6 | 0 | 0 | 0 | 0 | 1453.2 | 0 | 0 | 0 | 1482264 | 0
1662 | 1281.6 | 0 | 0 | 0 | 0 | 1452 | 0 | 0 | 0 | 1525104 | 0
1663 | 1044.8 | 81.7 | 81.7 | 79.5317 | 79.5317 | 1450.15 | 121575.4337 | 28631.4216 | 12987.5309 | 1769336.7453 | 43730.5198
1664 | 1268.07 | 1057.497 | 1057.497 | 1029.4316 | 1029.4316 | 1453.9 | 1581943.1084 | 370595.3782 | 168106.1813 | 437424.176 | 562172.6001
1665 | 1664.469 | 1664.469 | 1664.469 | 1620.2949 | 1620.2949 | 1467.65 | 2515716.8392 | 583306.164 | 264594.1572 | 80971.125 | 862563.9901
1666 | 1354.034 | 2340.485 | 1354.034 | 2278.3698 | 1354.034 | 1475.95 | 2122103.9815 | 487452.24 | 221113.7522 | 0 | 709581.5177
1667 | 1675.929 | 1675.929 | 1675.929 | 1631.4508 | 1631.4508 | 1482.2 | 2573187.382 | 587322.2729 | 266415.9088 | 81528.6176 | 844765.2025
1668 | 1404.339 | 3206.012 | 1404.34 | 3120.9262 | 1404.339 | 1476.75 | 2206472.9633 | 505562.04 | 229328.5587 | 0 | 734820.3818
1669 | 1405.495 | 3860.652 | 1405.495 | 3758.1924 | 1405.495 | 1361 | 2028506.831 | 505978.2 | 229517.3335 | 0 | 898111.305
1670 | 1385.337 | 3322.112 | 1385.337 | 3233.945 | 1385.337 | 1221.05 | 1796403.1757 | 498721.32 | 226225.5321 | 0 | 1079108.2562
1671 | 1426.323 | 3168.659 | 1426.323 | 3084.5645 | 1426.323 | 1084.6 | 1642900.2223 | 513476.28 | 232918.5459 | 0 | 1305656.0742
1672 | 1546.268 | 2385.469 | 1546.268 | 2322.16 | 1546.268 | 1231.3 | 2015951.8613 | 556656.48 | 252505.5644 | 0 | 1188616.2116
1673 | 1512.557 | 1342.76 | 1342.76 | 1307.1239 | 1307.1239 | 1503.45 | 2075809.6623 | 470564.5974 | 213453.3299 | 376558.906 | 649052.3634
1674 | 1715.266 | 265.641 | 265.641 | 258.591 | 258.591 | 1517.8 | 412484.1141 | 93092.7718 | 42227.9156 | 2670085.2151 | 124692.596
1675 | 1546.02 | 0 | 0 | 0 | 0 | 1631.25 | 0 | 0 | 0 | 5253375.96 | 0
1676 | 1220 | 0 | 0 | 0 | 0 | 1605.9 | 0 | 0 | 0 | 4145560 | 0
1677 | 1550.4 | 0 | 0 | 0 | 0 | 1559.95 | 0 | 0 | 0 | 5268259.2 | 0
1678 | 1778.4 | 305.874 | 305.874 | 297.7563 | 297.7563 | 1553.05 | 487789.8453 | 107192.2575 | 48623.599 | 5031227.3919 | 133082.1652
1679 | 1676.8 | 592 | 592 | 576.2886 | 576.2886 | 1540.75 | 935556.692 | 207463.9114 | 94107.9354 | 3739537.592 | 264660.5592
1680 | 1480.8 | 0 | 0 | 0 | 0 | 1480.5 | 0 | 0 | 0 | 2714306.4 | 0
1681 | 1334.4 | 0 | 0 | 0 | 0 | 1504.05 | 0 | 0 | 0 | 1587936 | 0
1682 | 1472 | 0 | 0 | 0 | 0 | 1280.9 | 0 | 0 | 0 | 1751680 | 0
1683 | 1444.8 | 0 | 0 | 0 | 0 | 1277.7 | 0 | 0 | 0 | 1719312 | 0
1684 | 230.4 | 0 | 0 | 0 | 0 | 1199.9 | 0 | 0 | 0 | 274176 | 0
1685 | 354.4 | 0 | 0 | 0 | 0 | 1195.25 | 0 | 0 | 0 | 421736 | 0
1686 | 880.8 | 0 | 0 | 0 | 0 | 1156.05 | 0 | 0 | 0 | 1048152 | 0
1687 | 1391.249 | 179.54 | 179.54 | 174.7751 | 174.7751 | 1383.4 | 254975.2077 | 62919.0383 | 28540.7749 | 2229796.6472 | 107766.3305
1688 | 1367.166 | 1230.719 | 1230.719 | 1198.0564 | 1198.0564 | 1606.95 | 2032071.2473 | 431300.2999 | 195642.6083 | 309977.9176 | 470896.0636
1689 | 1114.978 | 1754.614 | 1114.978 | 1708.0475 | 1114.978 | 1738.15 | 2047808.7377 | 401392.08 | 182075.9074 | 0 | 291956.9893
1690 | 991.078 | 2785.13 | 991.078 | 2711.2142 | 991.078 | 1697.25 | 1778350.4047 | 356788.08 | 161843.0374 | 0 | 300048.8645
1691 | 1722.516 | 3745.608 | 1722.516 | 3646.2016 | 1722.516 | 1540.15 | 2804027.9633 | 620105.76 | 281286.8628 | 0 | 792098.9826
1692 | 1259.699 | 4014.32 | 1259.699 | 3907.7821 | 1259.699 | 1531.1 | 2039593.1679 | 453491.64 | 205708.8467 | 0 | 590672.8611
1693 | 1018.275 | 4020.542 | 1018.275 | 3913.839 | 1018.275 | 1517.5 | 1633890.7867 | 366579 | 166284.3075 | 0 | 491317.6875
1694 | 905.101 | 3666.128 | 905.101 | 3568.831 | 905.101 | 1575.75 | 1507100.0264 | 325836.36 | 147802.9933 | 0 | 383989.0993
1695 | 1153.41 | 3280.952 | 1153.41 | 3193.8773 | 1153.41 | 1706.85 | 2075917.2481 | 415227.6 | 188351.853 | 0 | 338122.1415
1696 | 1638.025 | 2493.796 | 1638.025 | 2427.612 | 1638.025 | 1753.7 | 3031490.0054 | 589689 | 267489.4825 | 0 | 403445.5575
1697 | 1603.774 | 1415.821 | 1415.821 | 1378.2459 | 1378.2459 | 1783.2 | 2592388.9645 | 496168.5177 | 225067.5526 | 413393.0394 | 298803.7073
1698 | 1509.175 | 283.758 | 283.758 | 276.2272 | 276.2272 | 1751.35 | 509531.9794 | 99441.7983 | 45107.9046 | 2259993.2856 | 68683.8976
1699 | 994.822 | 0 | 0 | 0 | 0 | 1774.85 | 0 | 0 | 0 | 3380405.156 | 0
1700 | 1233.6 | 0 | 0 | 0 | 0 | 1762.55 | 0 | 0 | 0 | 4191772.8 | 0
1701 | 1465.6 | 0 | 0 | 0 | 0 | 1764.4 | 0 | 0 | 0 | 4980108.8 | 0
1702 | 1463.2 | 305.874 | 305.874 | 297.7563 | 297.7563 | 1836.3 | 576444.2707 | 107192.2575 | 48623.599 | 3960177.7919 | 48742.7015
1703 | 1261.6 | 592 | 592 | 576.2886 | 576.2886 | 1806 | 1097595.0153 | 207463.9114 | 94107.9354 | 2328687.992 | 111799.9967
1704 | 1423.2 | 0 | 0 | 0 | 0 | 1667.35 | 0 | 0 | 0 | 2608725.6 | 0
1705 | 1556.8 | 0 | 0 | 0 | 0 | 1623.2 | 0 | 0 | 0 | 1852592 | 0
1706 | 1232.8 | 0 | 0 | 0 | 0 | 1580.4 | 0 | 0 | 0 | 1467032 | 0
1707 | 1564 | 0 | 0 | 0 | 0 | 1534.7 | 0 | 0 | 0 | 1861160 | 0
1708 | 1275.2 | 0 | 0 | 0 | 0 | 1532.85 | 0 | 0 | 0 | 1517488 | 0
1709 | 1312.8 | 0 | 0 | 0 | 0 | 1533.2 | 0 | 0 | 0 | 1562232 | 0
1710 | 1168 | 0 | 0 | 0 | 0 | 1539.05 | 0 | 0 | 0 | 1389920 | 0
1711 | 1272.8 | 197.167 | 197.167 | 191.9343 | 191.9343 | 1651.2 | 333926.3837 | 69096.3463 | 31342.8704 | 1981226.8367 | 66946.6822
1712 | 922.415 | 922.415 | 922.415 | 897.9346 | 897.9346 | 1648.3 | 1562435.9269 | 323256.4592 | 146632.7216 | 44872.5571 | 315803.6019
1713 | 1110.192 | 1805.732 | 1110.192 | 1757.8089 | 1110.192 | 1740.65 | 2042222.63 | 399669.12 | 181294.3536 | 0 | 287928.2952
1714 | 1567.16 | 3127.522 | 1567.16 | 3044.5193 | 1567.16 | 1719.75 | 2853083.7097 | 564177.6 | 255917.228 | 0 | 439196.59
1715 | 1212.443 | 3647.38 | 1212.443 | 3550.5805 | 1212.443 | 1579.45 | 2026709.8578 | 436479.48 | 197991.9419 | 0 | 509892.9036
1716 | 1091.61 | 3894.915 | 1091.61 | 3791.5461 | 1091.61 | 1531.1 | 1766444.0677 | 392979.6 | 178259.913 | 0 | 511855.929
1717 | 971.536 | 3914.57 | 971.536 | 3810.6794 | 971.536 | 1590.4 | 1631767.9344 | 349752.96 | 158651.8288 | 0 | 397941.1456
1718 | 1055.456 | 3241.089 | 1055.456 | 3155.0723 | 1055.456 | 1578.6 | 1759744.091 | 379964.16 | 172355.9648 | 0 | 444769.1584
1719 | 957.674 | 3189.639 | 957.674 | 3104.9877 | 957.674 | 1639.35 | 1656678.8231 | 344762.64 | 156388.1642 | 0 | 345385.1281
1720 | 997.558 | 2410.18 | 997.558 | 2346.2151 | 997.558 | 1645.35 | 1731032.8588 | 359120.88 | 162901.2214 | 0 | 353783.9447
1721 | 1166.299 | 1354.656 | 1166.299 | 1318.7042 | 1166.299 | 1692.2 | 2079344.8033 | 419867.64 | 190456.6267 | 0 | 358986.8322
1722 | 1040.947 | 269.168 | 269.168 | 262.0244 | 262.0244 | 1726.35 | 476401.497 | 94328.7941 | 42788.5891 | 1427765.0744 | 71702.9847
1723 | 1287.915 | 0 | 0 | 0 | 0 | 1780.85 | 0 | 0 | 0 | 4376335.17 | 0
1724 | 1227.2 | 0 | 0 | 0 | 0 | 1865.45 | 0 | 0 | 0 | 4170025.6 | 0
1725 | 1147.2 | 0 | 0 | 0 | 0 | 1820.4 | 0 | 0 | 0 | 3898185.6 | 0
1726 | 1378.4 | 305.874 | 305.874 | 297.7563 | 297.7563 | 1836.3 | 576722.999 | 107192.2575 | 48623.599 | 3672027.3919 | 48742.7015
1727 | 1175.2 | 592 | 592 | 576.2886 | 576.2886 | 1806.6 | 1098021.366 | 207463.9114 | 94107.9354 | 2035100.792 | 111454.2235
1728 | 160.8 | 0 | 0 | 0 | 0 | 1691.35 | 0 | 0 | 0 | 294746.4 | 0
1729 | 104.8 | 0 | 0 | 0 | 0 | 1768.25 | 0 | 0 | 0 | 124712 | 0
1730 | 106.4 | 0 | 0 | 0 | 0 | 1667.9 | 0 | 0 | 0 | 126616 | 0
1731 | 102.4 | 0 | 0 | 0 | 0 | 1611.7 | 0 | 0 | 0 | 121856 | 0
1732 | 108 | 0 | 0 | 0 | 0 | 1559 | 0 | 0 | 0 | 128520 | 0
1733 | 101.6 | 0 | 0 | 0 | 0 | 1527.5 | 0 | 0 | 0 | 120904 | 0
1734 | 104 | 0 | 0 | 0 | 0 | 1574.7 | 0 | 0 | 0 | 123760 | 0
1735 | 86.785 | 86.785 | 86.785 | 84.4818 | 84.4818 | 1722.3 | 153446.8085 | 30413.4384 | 13795.8736 | 4221.8143 | 23460.5885
1736 | 102.491 | 730.247 | 102.491 | 710.8666 | 102.491 | 1741.9 | 188514.8622 | 36896.76 | 16736.7803 | 0 | 26452.9271
1737 | 1053.719 | 2168.839 | 1053.719 | 2111.2792 | 1053.719 | 1837.15 | 2046129.1877 | 379338.84 | 172072.3127 | 0 | 171598.1391
1738 | 1351.25 | 3280.716 | 1351.25 | 3193.6476 | 1351.25 | 1754.25 | 2510353.1984 | 486450 | 220659.125 | 0 | 332069.6875
1739 | 1014.359 | 3814.404 | 1014.359 | 3713.1718 | 1014.359 | 1613.05 | 1731675.2307 | 365169.24 | 165644.8247 | 0 | 392506.215
1740 | 1130.671 | 2362.466 | 1130.671 | 2299.7674 | 1130.671 | 1645.35 | 1969508.1355 | 407041.56 | 184638.5743 | 0 | 400992.4702
1741 | 1327.615 | 2852.667 | 1327.615 | 2776.9588 | 1327.615 | 1673.1 | 2351998.651 | 477941.4 | 216799.5295 | 0 | 433997.3435
1742 | 1312.509 | 3846.355 | 1312.509 | 3744.2748 | 1312.509 | 1782.5 | 2480676.9519 | 472503.24 | 214332.7197 | 0 | 285470.7075
1743 | 1182.509 | 3336.511 | 1182.509 | 3247.9618 | 1182.509 | 1773.35 | 2216686.8874 | 425703.24 | 193103.7197 | 0 | 268015.6649
1744 | 1270.68 | 2534.494 | 1270.68 | 2467.2299 | 1270.68 | 1782.2 | 2390060.0577 | 457444.8 | 207502.044 | 0 | 276754.104
1745 | 1403.753 | 1437.708 | 1403.753 | 1399.552 | 1399.552 | 1809.2 | 2668181.1185 | 503838.7248 | 228546.8438 | 7700.4083 | 267034.5242
1746 | 1739.825 | 286.841 | 286.841 | 279.2284 | 279.2284 | 1856.3 | 545364.9159 | 100522.2226 | 45597.9971 | 2677273.5747 | 40125.1205
1747 | 1588.775 | 0 | 0 | 0 | 0 | 1883.35 | 0 | 0 | 0 | 5398657.45 | 0
1748 | 1500.8 | 0 | 0 | 0 | 0 | 1865.55 | 0 | 0 | 0 | 5099718.4 | 0
1749 | 1536 | 0 | 0 | 0 | 0 | 1850.4 | 0 | 0 | 0 | 5219328 | 0
1750 | 1589.6 | 305.874 | 305.874 | 297.7563 | 297.7563 | 1836.3 | 575131.695 | 107192.2575 | 48623.599 | 4389684.9919 | 48742.7015
1751 | 1916 | 592 | 592 | 576.2886 | 576.2886 | 1816.05 | 1103574.2935 | 207463.9114 | 94107.9354 | 4552339.192 | 106008.2958
1752 | 192 | 0 | 0 | 0 | 0 | 1798.85 | 0 | 0 | 0 | 351936 | 0
1753 | 107.2 | 0 | 0 | 0 | 0 | 1783.05 | 0 | 0 | 0 | 127568 | 0
1754 | 116 | 0 | 0 | 0 | 0 | 1765.4 | 0 | 0 | 0 | 138040 | 0
1755 | 110.4 | 0 | 0 | 0 | 0 | 1690.2 | 0 | 0 | 0 | 131376 | 0
1756 | 110.4 | 0 | 0 | 0 | 0 | 1666.85 | 0 | 0 | 0 | 131376 | 0
1757 | 108 | 0 | 0 | 0 | 0 | 1667.2 | 0 | 0 | 0 | 128520 | 0
1758 | 110.4 | 0 | 0 | 0 | 0 | 1673.05 | 0 | 0 | 0 | 131376 | 0
1759 | 103.221 | 103.221 | 103.221 | 100.4816 | 100.4816 | 1783.65 | 189009.1862 | 36173.3655 | 16408.6405 | 5021.3735 | 21739.1879
1760 | 126.773 | 785.478 | 126.773 | 764.6318 | 126.773 | 1726.8 | 231153.158 | 45638.28 | 20702.0309 | 0 | 34634.3836
1761 | 999.966 | 2204.923 | 999.966 | 2146.4055 | 999.966 | 1832.7 | 1934852.8187 | 359987.76 | 163294.4478 | 0 | 167294.3118
1762 | 1972.895 | 3359.102 | 1972.895 | 3269.9533 | 1972.895 | 1796.3 | 3750582.1136 | 710242.2 | 322173.7535 | 0 | 401878.7115
1763 | 1497.263 | 3882.275 | 1497.263 | 3779.2415 | 1497.263 | 1686.25 | 2668672.8375 | 539014.68 | 244503.0479 | 0 | 469766.2663
1764 | 1447.357 | 3920.718 | 1447.357 | 3816.6643 | 1447.357 | 1667.7 | 2545173.8163 | 521048.52 | 236353.3981 | 0 | 480956.7311
1765 | 1492.397 | 4145.081 | 1492.397 | 4035.0728 | 1492.397 | 1673.1 | 2631286.8641 | 537262.92 | 243708.4301 | 0 | 487864.5793
1766 | 1665.983 | 3826.074 | 1665.983 | 3724.5321 | 1665.983 | 1624.9 | 2858014.4876 | 599753.88 | 272055.0239 | 0 | 624910.2233
1767 | 1335.156 | 3223.253 | 1335.156 | 3137.7096 | 1335.156 | 1716.35 | 2416460.0696 | 480656.16 | 218030.9748 | 0 | 378716.9994
1768 | 1587.901 | 2424.358 | 1587.901 | 2360.0169 | 1587.901 | 1747.7 | 2920624.9363 | 571644.36 | 259304.2333 | 0 | 400627.4223
1769 | 1409.122 | 1323.194 | 1323.194 | 1288.0772 | 1288.0772 | 1781.7 | 2412663.7621 | 463707.7749 | 210342.999 | 221875.2053 | 281187.2424
1770 | 1956.792 | 252.094 | 252.094 | 245.4036 | 245.4036 | 1804.85 | 466075.3055 | 88345.2826 | 40074.4018 | 3136975.0056 | 47890.5053
1771 | 1705.486 | 0 | 0 | 0 | 0 | 1868.9 | 0 | 0 | 0 | 5795241.428 | 0
1772 | 1647.2 | 0 | 0 | 0 | 0 | 1814 | 0 | 0 | 0 | 5597185.6 | 0
1773 | 1580.8 | 0 | 0 | 0 | 0 | 1789.45 | 0 | 0 | 0 | 5371558.4 | 0
1774 | 1783.2 | 305.874 | 305.874 | 297.7563 | 297.7563 | 1836.25 | 575896.4907 | 107192.2575 | 48623.599 | 5047537.7919 | 48757.5893
1775 | 1466.4 | 592 | 592 | 576.2886 | 576.2886 | 1816 | 1104039.4581 | 207463.9114 | 94107.9354 | 3024598.392 | 106037.1103
1776 | 1642.4 | 0 | 0 | 0 | 0 | 1798.85 | 0 | 0 | 0 | 3010519.2 | 0
1777 | 1504 | 0 | 0 | 0 | 0 | 1778.15 | 0 | 0 | 0 | 2756832 | 0
1778 | 1396 | 0 | 0 | 0 | 0 | 1755.5 | 0 | 0 | 0 | 2558868 | 0
1779 | 1258.4 | 0 | 0 | 0 | 0 | 1668.7 | 0 | 0 | 0 | 2306647.2 | 0
1780 | 1348.8 | 0 | 0 | 0 | 0 | 1666.85 | 0 | 0 | 0 | 2472350.4 | 0
1781 | 1135.2 | 0 | 0 | 0 | 0 | 1667.2 | 0 | 0 | 0 | 2080821.6 | 0
1782 | 1196.8 | 0 | 0 | 0 | 0 | 1673.05 | 0 | 0 | 0 | 2193734.4 | 0
1783 | 1208.997 | 191.081 | 191.081 | 186.0098 | 186.0098 | 1783.65 | 349600.688 | 66963.5332 | 30375.4027 | 1875135.5112 | 40243.2234
1784 | 230.659 | 662.297 | 230.659 | 644.72 | 230.659 | 1741.9 | 423726.3689 | 83037.24 | 37666.6147 | 0 | 59533.0879
1785 | 288.152 | 1867.732 | 288.153 | 1818.1634 | 288.152 | 1838.15 | 560205.9718 | 103734.72 | 47055.2216 | 0 | 46637.4012
1786 | 332.224 | 3156.87 | 332.224 | 3073.0884 | 332.224 | 1749.75 | 615201.8946 | 119600.64 | 54252.1792 | 0 | 83139.056
1787 | 287.755 | 3702.544 | 287.755 | 3604.2805 | 287.755 | 1695.75 | 515177.2212 | 103591.8 | 46990.3915 | 0 | 87549.4587
1788 | 233.034 | 3990.382 | 233.034 | 3884.4794 | 233.034 | 1642.25 | 404026.7812 | 83892.24 | 38054.4522 | 0 | 83367.9135
1789 | 257.376 | 3992.281 | 257.376 | 3886.328 | 257.376 | 1638.15 | 445022.4743 | 92655.36 | 42029.5008 | 0 | 93131.5056
1790 | 254.785 | 3708.218 | 254.785 | 3609.8039 | 254.785 | 1625 | 437648.0476 | 91722.6 | 41606.3905 | 0 | 95544.375
1791 | 276.33 | 3177.647 | 276.33 | 3093.314 | 276.33 | 1744.85 | 509984.4516 | 99478.8 | 45124.689 | 0 | 70505.5995
1792 | 204.693 | 2356.859 | 204.693 | 2294.3092 | 204.693 | 1828.7 | 393975.7451 | 73689.48 | 33426.3669 | 0 | 35063.9109
1793 | 301.357 | 1206.769 | 301.357 | 1174.742 | 301.357 | 1885.7 | 597201.1858 | 108488.52 | 49211.5981 | 0 | 34445.1051
1794 | 228.211 | 237.645 | 228.211 | 231.338 | 228.211 | 1886.25 | 452289.7892 | 82155.96 | 37266.8563 | 0 | 25959.0012
1795 | 216.305 | 0 | 0 | 0 | 0 | 1883.85 | 0 | 0 | 0 | 396487.065 | 0
1796 | 242.4 | 0 | 0 | 0 | 0 | 1865.55 | 0 | 0 | 0 | 444319.2 | 0
1797 | 200.8 | 42.674 | 42.674 | 41.5415 | 41.5415 | 1850.35 | 80760.735 | 14954.9239 | 6783.7197 | 291920.9124 | 6216.6788
1798 | 296 | 296 | 296 | 288.1443 | 288.1443 | 1836.3 | 556305.7895 | 103731.9557 | 47053.9677 | 14399.4589 | 47169.2254
1799 | 268 | 268 | 268 | 260.8874 | 260.8874 | 1816.05 | 499508.1268 | 93919.4734 | 42602.9167 | 13037.348 | 47990.242
1800 | 291.2 | 291.2 | 291.2 | 283.4717 | 283.4717 | 1798.8 | 537989.0236 | 102049.8159 | 46290.9304 | 14165.9542 | 57034.5082
1801 | 237.6 | 0 | 0 | 0 | 0 | 1769.65 | 0 | 0 | 0 | 282744 | 0
1802 | 191.2 | 0 | 0 | 0 | 0 | 1769.35 | 0 | 0 | 0 | 227528 | 0
1803 | 243.2 | 0 | 0 | 0 | 0 | 1752.4 | 0 | 0 | 0 | 289408 | 0
1804 | 204 | 0 | 0 | 0 | 0 | 1671.85 | 0 | 0 | 0 | 242760 | 0
1805 | 236 | 0 | 0 | 0 | 0 | 1708.1 | 0 | 0 | 0 | 280840 | 0
1806 | 293.6 | 0 | 0 | 0 | 0 | 1748.1 | 0 | 0 | 0 | 349384 | 0
1807 | 169.6 | 169.6 | 169.6 | 165.0989 | 165.0989 | 1784.9 | 310854.3222 | 59435.607 | 26960.6518 | 8250.5008 | 35512.7752
1808 | 205.306 | 716.384 | 205.306 | 697.3716 | 205.306 | 1791.75 | 388151.2891 | 73910.16 | 33526.4698 | 0 | 42754.9745
1809 | 1200.592 | 2069.631 | 1200.592 | 2014.7041 | 1200.592 | 1835.45 | 2330188.514 | 432213.12 | 196056.6736 | 0 | 197557.4136
1810 | 1832.064 | 2656.295 | 1832.064 | 2585.7984 | 1832.064 | 1724.2 | 3347456.5524 | 659543.04 | 299176.0512 | 0 | 505283.2512
1811 | 1718.381 | 3754.433 | 1718.381 | 3654.7924 | 1718.381 | 1621.85 | 2949230.8695 | 618617.16 | 280611.6173 | 0 | 649805.7752
1812 | 1345.557 | 4020.192 | 1345.557 | 3913.4983 | 1345.557 | 1664.3 | 2367722.13 | 484400.52 | 219729.4581 | 0 | 451703.4849
1813 | 1408.003 | 3969.633 | 1408.003 | 3864.2811 | 1408.003 | 1659.85 | 2473762.6795 | 506881.08 | 229926.8899 | 0 | 478932.2205
1814 | 1247.32 | 3116.91 | 1247.32 | 3034.1889 | 1247.32 | 1632.1 | 2154103.1652 | 449035.2 | 203687.356 | 0 | 458889.028
1815 | 1222.285 | 2700.024 | 1222.285 | 2628.3668 | 1222.285 | 1651.2 | 2129992.6908 | 440022.6 | 199599.1405 | 0 | 426333.008
1816 | 1327.605 | 2257.718 | 1327.605 | 2197.7994 | 1327.605 | 1683.9 | 2357404.3524 | 477937.8 | 216797.8965 | 0 | 419655.9405
1817 | 1517.328 | 1317.266 | 1317.266 | 1282.3065 | 1282.3065 | 1817.85 | 2453996.1409 | 461630.3323 | 209400.6479 | 430794.449 | 233572.1251
1818 | 1493.831 | 253.435 | 253.435 | 246.709 | 246.709 | 1803.05 | 468510.8896 | 88815.2304 | 40287.5753 | 2285974.675 | 48589.3323
1819 | 1418.435 | 0 | 0 | 0 | 0 | 1839.75 | 0 | 0 | 0 | 4819842.13 | 0
1820 | 1030.4 | 0 | 0 | 0 | 0 | 1779.85 | 0 | 0 | 0 | 3501299.2 | 0
1821 | 1524 | 0 | 0 | 0 | 0 | 1742.25 | 0 | 0 | 0 | 5178552 | 0
1822 | 1386.4 | 305.874 | 305.874 | 297.7563 | 297.7563 | 1823.8 | 571886.0648 | 107192.2575 | 48623.599 | 3699211.3919 | 52464.6549
1823 | 1324 | 592 | 592 | 576.2886 | 576.2886 | 1810.65 | 1099423.2652 | 207463.9114 | 94107.9354 | 2540723.192 | 109120.2545
1824 | 1220 | 0 | 0 | 0 | 0 | 1795.75 | 0 | 0 | 0 | 2236260 | 0
1825 | 1348.8 | 0 | 0 | 0 | 0 | 1720.9 | 0 | 0 | 0 | 1605072 | 0
1826 | 1544.8 | 0 | 0 | 0 | 0 | 1757.65 | 0 | 0 | 0 | 1838312 | 0
1827 | 1356 | 0 | 0 | 0 | 0 | 1706.9 | 0 | 0 | 0 | 1613640 | 0
1828 | 1223.2 | 0 | 0 | 0 | 0 | 1667.6 | 0 | 0 | 0 | 1455608 | 0
1829 | 995.2 | 0 | 0 | 0 | 0 | 1665.8 | 0 | 0 | 0 | 1184288 | 0
1830 | 1268 | 0 | 0 | 0 | 0 | 1636.1 | 0 | 0 | 0 | 1508920 | 0
1831 | 1071.282 | 196.93 | 196.93 | 191.7036 | 191.7036 | 1658.25 | 335903.6259 | 69013.2907 | 31305.1955 | 1612267.2344 | 65514.7002
1832 | 1080.559 | 1080.559 | 1080.559 | 1051.8816 | 1051.8816 | 1666.5 | 1852981.2529 | 378677.3592 | 171772.2576 | 52565.76 | 350802.498
1833 | 1433.37 | 1702.505 | 1433.37 | 1657.3214 | 1433.37 | 1651.75 | 2509869.0954 | 516013.2 | 234069.321 | 0 | 499171.1025
1834 | 1536.183 | 2824.079 | 1536.184 | 2749.1295 | 1536.183 | 1565.2 | 2551295.4779 | 553025.88 | 250858.6839 | 0 | 667932.3684
1835 | 1523.623 | 3583.966 | 1523.623 | 3488.8495 | 1523.623 | 1555.1 | 2516238.3336 | 548504.28 | 248807.6359 | 0 | 677859.8727
1836 | 1417.562 | 3778.873 | 1417.562 | 3678.5838 | 1417.562 | 1549.65 | 2333774.1407 | 510322.32 | 231487.8746 | 0 | 638399.0467
1837 | 1857.995 | 3826.745 | 1857.995 | 3725.1853 | 1857.995 | 1395.95 | 2754375.316 | 668878.2 | 303410.5835 | 0 | 1122321.8798
1838 | 1821.112 | 2615.817 | 1821.112 | 2546.3946 | 1821.112 | 731.5 | 1414658.4157 | 655600.32 | 297387.5896 | 0 | 2310080.572
1839 | 2055.08 | 2774.551 | 2055.08 | 2700.9159 | 2055.08 | 1416.75 | 3082765.5213 | 739828.8 | 335594.564 | 0 | 1198625.41
1840 | 1685.353 | 2242.576 | 1685.353 | 2183.0593 | 1685.353 | 1350.3 | 2403769.8486 | 606727.08 | 275218.1449 | 0 | 1094973.8441
1841 | 1935.979 | 1257.853 | 1257.853 | 1224.4703 | 1224.4703 | 1576.35 | 2035465.1522 | 440809.2962 | 199955.9946 | 1304195.5074 | 518746.8287
1842 | 1652.92 | 235.847 | 235.847 | 229.5877 | 229.5877 | 1588.1 | 383477.8676 | 82651.5897 | 37491.6794 | 2608968.0157 | 94567.1939
1843 | 1211.742 | 0 | 0 | 0 | 0 | 1767.15 | 0 | 0 | 0 | 4117499.316 | 0
1844 | 1214.4 | 0 | 0 | 0 | 0 | 1811.25 | 0 | 0 | 0 | 4126531.2 | 0
1845 | 1048 | 0 | 0 | 0 | 0 | 1792.65 | 0 | 0 | 0 | 3561104 | 0
1846 | 1320.8 | 305.874 | 305.874 | 297.7563 | 297.7563 | 1776.85 | 557839.67 | 107192.2575 | 48623.599 | 3476302.5919 | 66444.3118
1847 | 1692 | 592 | 592 | 576.2886 | 576.2886 | 1769 | 1075168.9234 | 207463.9114 | 94107.9354 | 3791187.192 | 133122.6765
1848 | 1456.8 | 0 | 0 | 0 | 0 | 1704.35 | 0 | 0 | 0 | 2670314.4 | 0
1849 | 1660.8 | 0 | 0 | 0 | 0 | 1680.2 | 0 | 0 | 0 | 1976352 | 0
1850 | 1558.4 | 0 | 0 | 0 | 0 | 1639.4 | 0 | 0 | 0 | 1854496 | 0
1851 | 1351.2 | 0 | 0 | 0 | 0 | 1570.35 | 0 | 0 | 0 | 1607928 | 0
1852 | 954.4 | 0 | 0 | 0 | 0 | 1527.15 | 0 | 0 | 0 | 1135736 | 0
1853 | 1149.6 | 0 | 0 | 0 | 0 | 1491.05 | 0 | 0 | 0 | 1368024 | 0
1854 | 950.4 | 0 | 0 | 0 | 0 | 1533.35 | 0 | 0 | 0 | 1130976 | 0
1855 | 1003.501 | 149.881 | 149.881 | 145.9032 | 145.9032 | 1657.2 | 255264.8404 | 52525.1664 | 23825.9991 | 1571976.6941 | 50015.6307
1856 | 1142.233 | 1142.233 | 1142.233 | 1111.9188 | 1111.9188 | 1705.3 | 2003515.7704 | 400290.7532 | 181576.3333 | 55566.004 | 327682.4582
1857 | 1496.27 | 1653.23 | 1496.27 | 1609.3542 | 1496.27 | 1786.2 | 2818476.4883 | 538657.2 | 244340.891 | 0 | 319902.526
1858 | 1685.004 | 2600.943 | 1685.004 | 2531.9154 | 1685.004 | 1725.75 | 3069760.075 | 606601.44 | 275161.1532 | 0 | 462112.347
1859 | 1751.14 | 3858.099 | 1751.14 | 3755.7072 | 1751.14 | 1613.05 | 2980502.079 | 630410.4 | 285961.162 | 0 | 677603.623
1860 | 1623.245 | 4139.474 | 1623.245 | 4029.6146 | 1623.245 | 1667.7 | 2853565.2947 | 584368.2 | 265075.9085 | 0 | 539404.3135
1861 | 1835.131 | 4157.078 | 1835.131 | 4046.7514 | 1835.131 | 1590.4 | 3080817.8998 | 660647.16 | 299676.8923 | 0 | 751669.6576
1862 | 1759.08 | 3545.911 | 1759.08 | 3451.8045 | 1759.08 | 1685.4 | 3126620.4496 | 633268.8 | 287257.764 | 0 | 553406.568
1863 | 1738.997 | 3355.992 | 1738.997 | 3266.9258 | 1738.997 | 1706.85 | 3124110.6465 | 626038.92 | 283978.2101 | 0 | 509786.9706
1864 | 1558.583 | 2536.867 | 1558.583 | 2469.5399 | 1558.583 | 1747.7 | 2863479.4216 | 561089.88 | 254516.6039 | 0 | 393230.4909
1865 | 1589.517 | 1421.535 | 1421.535 | 1383.8082 | 1383.8082 | 1829.75 | 2659408.1812 | 498170.965 | 225975.8849 | 377064.1643 | 235593.3522
1866 | 1636.574 | 280.687 | 280.687 | 273.2377 | 273.2377 | 1871.9 | 536976.9217 | 98365.5792 | 44619.7197 | 2498995.4012 | 35001.7519
1867 | 1446.081 | 0 | 0 | 0 | 0 | 1883.75 | 0 | 0 | 0 | 4913783.238 | 0
1868 | 1508 | 0 | 0 | 0 | 0 | 1860.45 | 0 | 0 | 0 | 5124184 | 0
1869 | 1304 | 0 | 0 | 0 | 0 | 1840.95 | 0 | 0 | 0 | 4430992 | 0
1870 | 1274.4 | 305.874 | 305.874 | 297.7563 | 297.7563 | 1836.3 | 574691.0841 | 107192.2575 | 48623.599 | 3318635.3919 | 48742.7015
1871 | 1512.8 | 592 | 592 | 576.2886 | 576.2886 | 1816.05 | 1103051.4758 | 207463.9114 | 94107.9354 | 3182265.592 | 106008.2958
1872 | 1444 | 0 | 0 | 0 | 0 | 1793.75 | 0 | 0 | 0 | 2646852 | 0
1873 | 1532 | 0 | 0 | 0 | 0 | 1638.25 | 0 | 0 | 0 | 1823080 | 0
1874 | 1208.8 | 0 | 0 | 0 | 0 | 1709 | 0 | 0 | 0 | 1438472 | 0
1875 | 1256.8 | 0 | 0 | 0 | 0 | 1665.2 | 0 | 0 | 0 | 1495592 | 0
1876 | 1124 | 0 | 0 | 0 | 0 | 1654.85 | 0 | 0 | 0 | 1337560 | 0
1877 | 1070.4 | 0 | 0 | 0 | 0 | 1610.2 | 0 | 0 | 0 | 1273776 | 0
1878 | 1064 | 0 | 0 | 0 | 0 | 1638.55 | 0 | 0 | 0 | 1266160 | 0
1879 | 1158.633 | 238.58 | 238.58 | 232.2482 | 232.2482 | 1685.7 | 414087.1317 | 83609.3581 | 37926.1338 | 1698063.3075 | 72995.6146
1880 | 1337.607 | 1233.661 | 1233.661 | 1200.9203 | 1200.9203 | 1693.3 | 2148966.3562 | 432331.3115 | 196110.2866 | 250546.7035 | 368322.259
1881 | 1602.436 | 1602.436 | 1602.436 | 1559.9082 | 1559.9082 | 1734.65 | 2854161.4165 | 561566.96 | 254733.0127 | 77953.4168 | 413921.6467
1882 | 1659.929 | 2358.442 | 1659.928 | 2295.8502 | 1659.929 | 1687.75 | 2959334.9247 | 597574.44 | 271066.4057 | 0 | 518312.8302
1883 | 0 | 3333.321 | 0 | 3244.8565 | 0 | 1625.85 | 0 | 0 | 0 | 0 | 0
1884 | 1537.528 | 4248.465 | 1537.528 | 4135.7131 | 1537.528 | 1573.95 | 2558338.5988 | 553510.08 | 251078.3224 | 0 | 655063.8044
1885 | 1283.8 | 4196.942 | 1283.8 | 4085.5574 | 1283.8 | 1517.5 | 2059853.1361 | 462168 | 209644.54 | 0 | 619433.5
1886 | 1608.326 | 3782.457 | 1608.326 | 3682.0727 | 1608.326 | 1539.3 | 2620002.3475 | 578997.36 | 262639.6358 | 0 | 740955.7882
1887 | 1597.92 | 2988.189 | 1597.92 | 2908.8841 | 1597.92 | 1560.75 | 2627620.5648 | 575251.2 | 260940.336 | 0 | 701886.36
1888 | 1735.168 | 2597.485 | 1735.168 | 2528.5492 | 1735.168 | 1612.45 | 2940443.2822 | 624660.48 | 283352.9344 | 0 | 672464.3584
1889 | 1535.971 | 1463.157 | 1463.157 | 1424.3256 | 1424.3256 | 1759.2 | 2634216.7957 | 512757.2199 | 232592.3723 | 204645.9983 | 342977.6071
1890 | 1401.399 | 281.589 | 281.589 | 274.1158 | 274.1158 | 1777.35 | 512535.7913 | 98681.6813 | 44763.1071 | 2066310.1396 | 61031.8787
1891 | 1316.835 | 0 | 0 | 0 | 0 | 1777.35 | 0 | 0 | 0 | 4474605.33 | 0
1892 | 1148 | 0 | 0 | 0 | 0 | 1758.05 | 0 | 0 | 0 | 3900904 | 0
1893 | 1382.4 | 0 | 0 | 0 | 0 | 1718.9 | 0 | 0 | 0 | 4697395.2 | 0
1894 | 1640.8 | 305.874 | 305.874 | 297.7563 | 297.7563 | 1821.85 | 571794.6711 | 107192.2575 | 48623.599 | 4563662.5919 | 53045.2796
1895 | 1377.6 | 592 | 592 | 576.2886 | 576.2886 | 1797.15 | 1094703.9265 | 207463.9114 | 94107.9354 | 2722855.992 | 116900.1512
1896 | 1239.2 | 0 | 0 | 0 | 0 | 1713.85 | 0 | 0 | 0 | 2271453.6 | 0
1897 | 950.4 | 0 | 0 | 0 | 0 | 1472.8 | 0 | 0 | 0 | 1130976 | 0
1898 | 1244.8 | 0 | 0 | 0 | 0 | 1459.8 | 0 | 0 | 0 | 1481312 | 0
1899 | 963.2 | 0 | 0 | 0 | 0 | 1366.4 | 0 | 0 | 0 | 1146208 | 0
1900 | 860.8 | 0 | 0 | 0 | 0 | 1149.85 | 0 | 0 | 0 | 1024352 | 0
1901 | 976.8 | 0 | 0 | 0 | 0 | 1150.2 | 0 | 0 | 0 | 1162392 | 0
1902 | 1053.6 | 0 | 0 | 0 | 0 | 1162.55 | 0 | 0 | 0 | 1253784 | 0
1903 | 880.938 | 256.647 | 256.647 | 249.8357 | 249.8357 | 1473.1 | 388877.7273 | 89940.8623 | 40798.1745 | 1156810.4636 | 131638.4454
1904 | 756.271 | 796.377 | 756.271 | 775.2416 | 756.271 | 1330.8 | 1061679.152 | 272257.56 | 123499.0543 | 0 | 506096.5532
1905 | 1395.164 | 2116.021 | 1395.164 | 2059.863 | 1395.164 | 1536.95 | 2262494.3537 | 502259.04 | 227830.2812 | 0 | 646030.6902
1906 | 1631.193 | 3349.083 | 1631.193 | 3260.2002 | 1631.193 | 1614.55 | 2777730.4247 | 587229.48 | 266373.8169 | 0 | 628743.3418
1907 | 1633.019 | 3895.489 | 1633.019 | 3792.1048 | 1633.019 | 1540.15 | 2657008.4993 | 587886.84 | 266672.0027 | 0 | 750943.7871
1908 | 1231.998 | 4161.722 | 1231.998 | 4051.2722 | 1231.998 | 1531.1 | 1993988.0007 | 443519.28 | 201185.2734 | 0 | 577683.8622
1909 | 1467.239 | 4168.287 | 1467.239 | 4057.6629 | 1467.239 | 1517.5 | 2356475.3723 | 528206.04 | 239600.1287 | 0 | 707942.8175
1910 | 1286.247 | 3612.329 | 1286.247 | 3516.4598 | 1286.247 | 1539.3 | 2092836.3657 | 463048.92 | 210044.1351 | 0 | 592573.9929
1911 | 1439.505 | 3369.043 | 1439.505 | 3279.6304 | 1439.505 | 1560.75 | 2372674.9754 | 518221.8 | 235071.1665 | 0 | 632302.5713
1912 | 1449.081 | 2559.588 | 1449.081 | 2491.6579 | 1449.081 | 1569.6 | 2400791.8988 | 521669.16 | 236634.9273 | 0 | 623684.4624
1913 | 1125.488 | 1437.122 | 1125.488 | 1398.9816 | 1125.488 | 1652.9 | 1963626.9922 | 405175.68 | 183792.1904 | 0 | 390656.8848
1914 | 1313.406 | 276.652 | 276.652 | 269.3098 | 269.3098 | 1675.5 | 475937.8109 | 96951.5304 | 43978.2914 | 1913828.3222 | 87391.0323
1915 | 1105.904 | 0 | 0 | 0 | 0 | 1688.9 | 0 | 0 | 0 | 3757861.792 | 0
1916 | 1031.2 | 0 | 0 | 0 | 0 | 1728.05 | 0 | 0 | 0 | 3504017.6 | 0
1917 | 1051.2 | 0 | 0 | 0 | 0 | 1655.45 | 0 | 0 | 0 | 3571977.6 | 0
1918 | 1335.2 | 305.874 | 305.874 | 297.7563 | 297.7563 | 1775.35 | 557615.6861 | 107192.2575 | 48623.599 | 3525233.7919 | 66890.9462
1919 | 1077.6 | 592 | 592 | 576.2886 | 576.2886 | 1707.05 | 1039758.3357 | 207463.9114 | 94107.9354 | 1703455.992 | 168823.7579
1920 | 1121.6 | 0 | 0 | 0 | 0 | 1603.9 | 0 | 0 | 0 | 2055892.8 | 0
1921 | 1212 | 0 | 0 | 0 | 0 | 1604.35 | 0 | 0 | 0 | 1442280 | 0
1922 | 1262.4 | 0 | 0 | 0 | 0 | 1498.85 | 0 | 0 | 0 | 1502256 | 0
1923 | 1207.2 | 0 | 0 | 0 | 0 | 1456.1 | 0 | 0 | 0 | 1436568 | 0
1924 | 970.4 | 0 | 0 | 0 | 0 | 1324.55 | 0 | 0 | 0 | 1154776 | 0
1925 | 967.2 | 0 | 0 | 0 | 0 | 1195.2 | 0 | 0 | 0 | 1150968 | 0
1926 | 1076.8 | 0 | 0 | 0 | 0 | 1330.75 | 0 | 0 | 0 | 1281392 | 0
1927 | 691.327 | 256.247 | 256.247 | 249.4463 | 249.4463 | 1501.05 | 395000.8197 | 89800.684 | 40734.588 | 809967.2419 | 124461.2535
1928 | 897.95 | 897.95 | 897.95 | 874.1189 | 874.1189 | 1495.3 | 1378432.108 | 314682.8027 | 142743.6158 | 43682.4127 | 441167.8071
1929 | 500.197 | 1974.804 | 500.197 | 1922.3938 | 500.197 | 1645.8 | 868186.3639 | 180070.92 | 81682.1701 | 0 | 177169.7774
1930 | 375.337 | 3255.312 | 375.337 | 3168.9178 | 375.337 | 1609.8 | 637519.0753 | 135121.32 | 61292.5321 | 0 | 146456.4974
1931 | 375.588 | 3706.398 | 375.588 | 3608.0322 | 375.588 | 1542.75 | 611998.6001 | 135211.68 | 61333.5204 | 0 | 171737.613
1932 | 389.912 | 3933.054 | 389.912 | 3828.6729 | 389.912 | 1536.3 | 632126.5778 | 140368.32 | 63672.6296 | 0 | 180802.1944
1933 | 750.082 | 3139.733 | 750.082 | 3056.4062 | 750.082 | 1520.1 | 1203638.119 | 270029.52 | 122488.3906 | 0 | 359964.3518
1934 | 1316.533 | 3658.966 | 1316.533 | 3561.859 | 1316.533 | 1539.3 | 2140737.4523 | 473951.88 | 214989.8389 | 0 | 606526.7531
1935 | 1499.779 | 3134.306 | 1499.779 | 3051.1232 | 1499.779 | 1560.75 | 2469547.3735 | 539920.44 | 244913.9107 | 0 | 658777.9257
1936 | 1507.149 | 2349.015 | 1507.149 | 2286.6734 | 1507.149 | 1606.05 | 2550967.778 | 542573.64 | 246117.4317 | 0 | 593741.3486
1937 | 1397.369 | 1298.675 | 1298.675 | 1264.2089 | 1264.2089 | 1721.2 | 2289260.5714 | 455115.1945 | 206445.309 | 244082.5119 | 352461.4339
1938 | 997.74 | 246.695 | 246.695 | 240.1478 | 240.1478 | 1754.85 | 443702.9504 | 86453.2257 | 39216.1438 | 1388666.4124 | 58872.2452
1939 | 884.928 | 0 | 0 | 0 | 0 | 1780.85 | 0 | 0 | 0 | 3006985.344 | 0
1940 | 686.4 | 0 | 0 | 0 | 0 | 1804.6 | 0 | 0 | 0 | 2332387.2 | 0
1941 | 1051.2 | 0 | 0 | 0 | 0 | 1747.4 | 0 | 0 | 0 | 3571977.6 | 0
1942 | 1072.8 | 305.874 | 305.874 | 297.7563 | 297.7563 | 1836.25 | 576730.3188 | 107192.2575 | 48623.599 | 2633598.5919 | 48757.5893
1943 | 1167.2 | 592 | 592 | 576.2886 | 576.2886 | 1764.05 | 1075078.9767 | 207463.9114 | 94107.9354 | 2007916.792 | 135975.3053
1944 | 1155.2 | 0 | 0 | 0 | 0 | 1695.85 | 0 | 0 | 0 | 2117481.6 | 0
1945 | 943.2 | 0 | 0 | 0 | 0 | 1656.7 | 0 | 0 | 0 | 1728885.6 | 0
1946 | 1432.8 | 0 | 0 | 0 | 0 | 1615.4 | 0 | 0 | 0 | 2626322.4 | 0
1947 | 1044 | 0 | 0 | 0 | 0 | 1611.7 | 0 | 0 | 0 | 1913652 | 0
1948 | 1157.6 | 0 | 0 | 0 | 0 | 1482.2 | 0 | 0 | 0 | 2121880.8 | 0
1949 | 960.8 | 0 | 0 | 0 | 0 | 1457.2 | 0 | 0 | 0 | 1761146.4 | 0
1950 | 852.8 | 0 | 0 | 0 | 0 | 1463.05 | 0 | 0 | 0 | 1563182.4 | 0
1951 | 1154.806 | 252.054 | 252.054 | 245.3646 | 245.3646 | 1576.25 | 408675.0642 | 88331.2647 | 40068.0431 | 1667006.0418 | 103973.2595
1952 | 248.715 | 719.856 | 248.715 | 700.7514 | 248.715 | 1543.4 | 405336.8546 | 89537.4 | 40615.1595 | 0 | 113563.269
1953 | 294.906 | 1979.191 | 294.906 | 1926.6643 | 294.906 | 1559.5 | 485875.168 | 106166.16 | 48158.1498 | 0 | 129906.093
1954 | 233.76 | 3147.323 | 233.76 | 3063.7948 | 233.76 | 1541.65 | 380790.4803 | 84153.6 | 38173.008 | 0 | 107143.896
1955 | 233.438 | 3593.084 | 233.438 | 3497.7255 | 233.438 | 1280.75 | 315757.7298 | 84037.68 | 38120.4254 | 0 | 167900.2815
1956 | 273.494 | 3860.1 | 273.494 | 3757.6551 | 273.494 | 1335.7 | 386217.7016 | 98457.84 | 44661.5702 | 0 | 181682.0642
1957 | 185.868 | 3848.908 | 185.868 | 3746.7601 | 185.868 | 1264.6 | 248484.4973 | 66912.48 | 30352.2444 | 0 | 136687.3272
1958 | 251.672 | 3572.059 | 251.672 | 3477.2585 | 251.672 | 812.9 | 216218.6507 | 90601.92 | 41098.0376 | 0 | 298759.8312
1959 | 290.153 | 3067.134 | 290.153 | 2985.7339 | 290.153 | 1140.35 | 349437.5347 | 104455.08 | 47381.9849 | 0 | 249430.0265
1960 | 251.848 | 2290.808 | 251.848 | 2230.0112 | 251.848 | 1310.2 | 348364.8073 | 90665.28 | 41126.7784 | 0 | 173724.7504
1961 | 267.282 | 1270.904 | 267.282 | 1237.1749 | 267.282 | 1678 | 472418.0217 | 96221.52 | 43647.1506 | 0 | 86064.804
1962 | 269.159 | 239.606 | 239.606 | 233.247 | 233.247 | 1759.85 | 431667.591 | 83968.9155 | 38089.233 | 65826.7191 | 56014.264
1963 | 186.389 | 0 | 0 | 0 | 0 | 1822.9 | 0 | 0 | 0 | 341651.037 | 0
1964 | 352 | 0 | 0 | 0 | 0 | 1856.1 | 0 | 0 | 0 | 645216 | 0
1965 | 209.6 | 93.074 | 93.074 | 90.6039 | 90.6039 | 1798.9 | 171611.0834 | 32617.392 | 14795.6114 | 218119.9122 | 18220.4376
1966 | 269.6 | 269.6 | 269.6 | 262.445 | 262.445 | 1836.3 | 507790.0757 | 94480.1867 | 42857.2625 | 13115.1829 | 42962.2404
1967 | 288.8 | 288.8 | 288.8 | 281.1354 | 281.1354 | 1816.05 | 539709.319 | 101208.746 | 45909.4117 | 14049.2018 | 51714.8578
1968 | 246.4 | 246.4 | 246.4 | 239.8607 | 239.8607 | 1779.95 | 451647.5735 | 86349.8442 | 39169.2488 | 11986.5766 | 52781.3423
1969 | 255.2 | 0 | 0 | 0 | 0 | 1682.05 | 0 | 0 | 0 | 303688 | 0
1970 | 220 | 0 | 0 | 0 | 0 | 1677.3 | 0 | 0 | 0 | 261800 | 0
1971 | 287.2 | 0 | 0 | 0 | 0 | 1670.25 | 0 | 0 | 0 | 341768 | 0
1972 | 292.8 | 0 | 0 | 0 | 0 | 1664.85 | 0 | 0 | 0 | 348432 | 0
1973 | 234.4 | 0 | 0 | 0 | 0 | 1639.5 | 0 | 0 | 0 | 278936 | 0
1974 | 231.2 | 0 | 0 | 0 | 0 | 1642.9 | 0 | 0 | 0 | 275128 | 0
1975 | 217.414 | 217.414 | 217.414 | 211.644 | 211.644 | 1682.5 | 375712.03 | 76191.8223 | 34561.4572 | 10576.4999 | 67196.9544
1976 | 235.207 | 658.403 | 235.207 | 640.9293 | 235.207 | 1702.7 | 422782.1584 | 84674.52 | 38409.3031 | 0 | 69927.0411
1977 | 822.233 | 1916.256 | 822.232 | 1865.3996 | 822.233 | 1826.05 | 1582473.778 | 296003.88 | 134270.6489 | 0 | 143027.4304
1978 | 1224.436 | 1797.587 | 1224.436 | 1749.88 | 1224.436 | 1746.7 | 2259660.6064 | 440796.96 | 199950.3988 | 0 | 310149.6388
1979 | 1183.914 | 3627.392 | 1183.914 | 3531.123 | 1183.914 | 1672.75 | 2093771.1514 | 426209.04 | 193333.1562 | 0 | 387435.8565
1980 | 1080.396 | 3924.99 | 1080.396 | 3820.8229 | 1080.396 | 1683.3 | 1921755.9114 | 388942.56 | 176428.6668 | 0 | 342161.4132
1981 | 1034.163 | 3938.064 | 1034.163 | 3833.5499 | 1034.163 | 1669.35 | 1823898.8251 | 372298.68 | 168878.8179 | 0 | 341945.996
1982 | 1287.314 | 3674.564 | 1287.314 | 3577.0431 | 1287.314 | 1692.05 | 2304811.5968 | 463433.04 | 210218.3762 | 0 | 396428.3463
1983 | 930.64 | 3160.11 | 930.64 | 3076.2424 | 930.64 | 1736.15 | 1704350.7699 | 335030.4 | 151973.512 | 0 | 245549.364
1984 | 1303.577 | 2361.114 | 1303.577 | 2298.4513 | 1303.577 | 1775.85 | 2437962.8441 | 469287.72 | 212874.1241 | 0 | 292196.7845
1985 | 1377.861 | 1303.042 | 1303.042 | 1268.46 | 1268.46 | 1874.3 | 2497485.544 | 456645.5912 | 207139.514 | 200532.0776 | 159445.4189
1986 | 1489.129 | 242.367 | 242.367 | 235.9347 | 235.9347 | 1854.55 | 459450.7019 | 84936.4963 | 38528.1385 | 2297105.13 | 34316.7039
1987 | 1582.537 | 0 | 0 | 0 | 0 | 1849.15 | 0 | 0 | 0 | 5377460.726 | 0
1988 | 1236.8 | 0 | 0 | 0 | 0 | 1789.25 | 0 | 0 | 0 | 4202646.4 | 0
1989 | 1488.8 | 0 | 0 | 0 | 0 | 1780.2 | 0 | 0 | 0 | 5058942.4 | 0
1990 | 1436.8 | 305.874 | 305.874 | 297.7563 | 297.7563 | 1823.8 | 570809.001 | 107192.2575 | 48623.599 | 3870470.5919 | 52464.6549
1991 | 1529.6 | 592 | 592 | 576.2886 | 576.2886 | 1810.65 | 1100447.8568 | 207463.9114 | 94107.9354 | 3239351.992 | 109120.2545
1992 | 1294.4 | 0 | 0 | 0 | 0 | 1786.3 | 0 | 0 | 0 | 2372635.2 | 0
1993 | 1304 | 0 | 0 | 0 | 0 | 1713 | 0 | 0 | 0 | 1551760 | 0
1994 | 1234.4 | 0 | 0 | 0 | 0 | 1763.1 | 0 | 0 | 0 | 1468936 | 0
1995 | 1701.6 | 0 | 0 | 0 | 0 | 1712.35 | 0 | 0 | 0 | 2024904 | 0
1996 | 1300 | 0 | 0 | 0 | 0 | 1667.6 | 0 | 0 | 0 | 1547000 | 0
1997 | 1364.8 | 0 | 0 | 0 | 0 | 1665.8 | 0 | 0 | 0 | 1624112 | 0
1998 | 1507.2 | 0 | 0 | 0 | 0 | 1664.6 | 0 | 0 | 0 | 1793568 | 0
1999 | 1696 | 246.746 | 246.746 | 240.1975 | 240.1975 | 1741.4 | 441663.4148 | 86471.0984 | 39224.251 | 2668485.9904 | 62115.0724
2000 | 1387.644 | 1295.249 | 1295.249 | 1260.8738 | 1260.8738 | 1663 | 2216505.3065 | 453914.5672 | 205900.6912 | 232369.7809 | 424914.4698
2001 | 1583.009 | 1776.316 | 1583.009 | 1729.1735 | 1583.009 | 1529.45 | 2568260.6744 | 569883.24 | 258505.3697 | 0 | 744884.8849
2002 | 2116.262 | 2746.117 | 2116.262 | 2673.2366 | 2116.262 | 1503.9 | 3382057.6616 | 761854.32 | 345585.5846 | 0 | 1049877.5782
2003 | 2008.054 | 3647.634 | 2008.054 | 3550.8278 | 2008.054 | 1562.6 | 3336577.3471 | 722899.44 | 327915.2182 | 0 | 878322.8196
2004 | 1681.412 | 3922.302 | 1681.412 | 3818.2062 | 1681.412 | 1549.65 | 2775776.7927 | 605308.32 | 274574.5796 | 0 | 757223.8942
2005 | 1625.792 | 2683.547 | 1625.792 | 2612.3271 | 1625.792 | 1468.15 | 2544543.7733 | 585285.12 | 265491.8336 | 0 | 864677.4752
2006 | 1544.619 | 3564.31 | 1544.619 | 3469.7152 | 1544.619 | 1475.4 | 2422039.5455 | 556062.84 | 252236.2827 | 0 | 810307.1274
2007 | 1606.752 | 3125.43 | 1606.752 | 3042.4828 | 1606.752 | 1550.75 | 2651601.3276 | 578430.72 | 262382.6016 | 0 | 721833.336
2008 | 1395.182 | 2331.399 | 1395.182 | 2269.5249 | 1395.182 | 1583.95 | 2342100.902 | 502265.52 | 227833.2206 | 0 | 580465.4711
2009 | 1443.602 | 1291.867 | 1291.867 | 1257.5816 | 1257.5816 | 1709.05 | 2267507.9381 | 452729.3595 | 205363.0678 | 340975.4774 | 365893.3532
2010 | 1556.4 | 244.193 | 244.193 | 237.7123 | 237.7123 | 1821.35 | 456173.3583 | 85576.4103 | 38818.4106 | 2417154.6441 | 42467.2936
2011 | 1556.11 | 0 | 0 | 0 | 0 | 1832.6 | 0 | 0 | 0 | 5287661.78 | 0
2012 | 1073.6 | 0 | 0 | 0 | 0 | 1816.75 | 0 | 0 | 0 | 3648092.8 | 0
2013 | 1459.2 | 0 | 0 | 0 | 0 | 1802.65 | 0 | 0 | 0 | 4958361.6 | 0
2014 | 1785.6 | 305.874 | 305.874 | 297.7563 | 297.7563 | 1795.75 | 565185.681 | 107192.2575 | 48623.599 | 5055692.9919 | 60816.7183
2015 | 1840 | 592 | 592 | 576.2886 | 576.2886 | 1731.9 | 1055791.8062 | 207463.9114 | 94107.9354 | 4294091.192 | 154502.9851
2016 | 1543.2 | 0 | 0 | 0 | 0 | 1667.75 | 0 | 0 | 0 | 2828685.6 | 0
2017 | 1344.8 | 0 | 0 | 0 | 0 | 1698.75 | 0 | 0 | 0 | 1600312 | 0
2018 | 1585.6 | 0 | 0 | 0 | 0 | 1615.4 | 0 | 0 | 0 | 1886864 | 0
2019 | 1395.2 | 0 | 0 | 0 | 0 | 1560.85 | 0 | 0 | 0 | 1660288 | 0
2020 | 1634.4 | 0 | 0 | 0 | 0 | 1504.95 | 0 | 0 | 0 | 1944936 | 0
2021 | 1428 | 0 | 0 | 0 | 0 | 1482.55 | 0 | 0 | 0 | 1699320 | 0
2022 | 1732.8 | 0 | 0 | 0 | 0 | 1541.05 | 0 | 0 | 0 | 2062032 | 0
2023 | 1353.618 | 247.625 | 247.625 | 241.0532 | 241.0532 | 1682.2 | 427828.8505 | 86779.1403 | 39363.9823 | 2039331.338 | 76606.6966
2024 | 1535.856 | 1274.471 | 1274.471 | 1240.6472 | 1240.6472 | 1698.3 | 2224025.8602 | 446633.0044 | 202597.6934 | 541117.6673 | 374303.2706
2025 | 1275.614 | 1708.552 | 1275.614 | 1663.208 | 1275.614 | 1740.65 | 2341470.4508 | 459221.04 | 208307.7662 | 0 | 330830.4909
2026 | 1988.333 | 2701.852 | 1988.333 | 2630.1463 | 1988.333 | 1754.25 | 3689667.9411 | 715799.88 | 324694.7789 | 0 | 488632.8347
2027 | 1904.751 | 3695.956 | 1904.751 | 3597.8673 | 1904.751 | 1643.3 | 3314116.3093 | 685710.36 | 311045.8383 | 0 | 679424.6817
2028 | 1672.28 | 3939.845 | 1672.28 | 3835.2837 | 1672.28 | 1559.05 | 2755232.7301 | 602020.8 | 273083.324 | 0 | 737391.866
2029 | 1859.284 | 2624.078 | 1859.284 | 2554.4364 | 1859.284 | 1517.5 | 2977015.0534 | 669342.24 | 303621.0772 | 0 | 897104.53
2030 | 1626.32 | 2177.224 | 1626.32 | 2119.4417 | 1626.32 | 1619.7 | 2785145.656 | 585475.2 | 265578.056 | 0 | 618489.496
2031 | 1494.969 | 3159.997 | 1494.969 | 3076.1324 | 1494.969 | 1763.85 | 2785655.7878 | 538188.84 | 244128.4377 | 0 | 353036.9293
2032 | 1162.25 | 2356.273 | 1162.25 | 2293.7388 | 1162.25 | 1772.7 | 2174235.6436 | 418410 | 189795.425 | 0 | 264179.425
2033 | 1264.538 | 1291.89 | 1264.538 | 1257.6039 | 1257.6039 | 1839.2 | 2434469.7241 | 452737.4197 | 205366.724 | 12710.1252 | 202222.7141
2034 | 1476.872 | 249.287 | 249.287 | 242.6711 | 242.6711 | 1886.35 | 481742.3404 | 87361.5812 | 39628.1839 | 2262290.325 | 27579.5658
2035 | 1536.546 | 0 | 0 | 0 | 0 | 1883.85 | 0 | 0 | 0 | 5221183.308 | 0
2036 | 1277.6 | 0 | 0 | 0 | 0 | 1865.55 | 0 | 0 | 0 | 4341284.8 | 0
2037 | 1460.8 | 0 | 0 | 0 | 0 | 1850.4 | 0 | 0 | 0 | 4963798.4 | 0
2038 | 1661.6 | 305.874 | 305.874 | 297.7563 | 297.7563 | 1836.3 | 576269.8246 | 107192.2575 | 48623.599 | 4634340.9919 | 48742.7015
2039 | 1407.2 | 592 | 592 | 576.2886 | 576.2886 | 1816.05 | 1105603.9489 | 207463.9114 | 94107.9354 | 2823436.792 | 106008.2958
2040 | 1428 | 0 | 0 | 0 | 0 | 1798.85 | 0 | 0 | 0 | 2617524 | 0
2041 | 1554.4 | 0 | 0 | 0 | 0 | 1726.7 | 0 | 0 | 0 | 1849736 | 0
2042 | 1313.6 | 0 | 0 | 0 | 0 | 1672.4 | 0 | 0 | 0 | 1563184 | 0
2043 | 1546.4 | 0 | 0 | 0 | 0 | 1668.7 | 0 | 0 | 0 | 1840216 | 0
2044 | 1344.8 | 0 | 0 | 0 | 0 | 1659.85 | 0 | 0 | 0 | 1600312 | 0
2045 | 1362.4 | 0 | 0 | 0 | 0 | 1659.2 | 0 | 0 | 0 | 1621256 | 0
2046 | 1128.8 | 0 | 0 | 0 | 0 | 1668.55 | 0 | 0 | 0 | 1343272 | 0
2047 | 1486.419 | 256.681 | 256.681 | 249.8688 | 249.8688 | 1685.7 | 444852.1999 | 89952.7774 | 40803.5793 | 2266596.4686 | 78533.7721
2048 | 1323.308 | 786.226 | 786.226 | 765.36 | 765.36 | 1670.8 | 1350580.1675 | 275529.5966 | 124983.2865 | 1022718.7013 | 251956.5089
2049 | 1226.957 | 1397.823 | 1226.957 | 1360.7255 | 1226.957 | 1732.15 | 2241654.4219 | 441704.52 | 200362.0781 | 0 | 328640.4324
2050 | 1796.019 | 2669.348 | 1796.019 | 2598.505 | 1796.019 | 1655.9 | 3139243.2989 | 646566.84 | 293289.9027 | 0 | 618010.1379
2051 | 1668.541 | 3467.277 | 1668.541 | 3375.2574 | 1668.541 | 1540.15 | 2715279.7734 | 600674.76 | 272472.7453 | 0 | 767278.5789
2052 | 1931.97 | 3700.419 | 1931.97 | 3602.2119 | 1931.97 | 1531.1 | 3120715.4048 | 695509.2 | 315490.701 | 0 | 905900.733
2053 | 1668.96 | 2991.463 | 1668.96 | 2912.0712 | 1668.96 | 1517.5 | 2673308.6175 | 600825.6 | 272541.168 | 0 | 805273.2
2054 | 1763.69 | 2338.297 | 1763.69 | 2276.2399 | 1763.69 | 1567.25 | 2925121.5428 | 634928.4 | 288010.577 | 0 | 763236.8475
2055 | 1579.999 | 2721.968 | 1579.999 | 2649.7285 | 1579.999 | 1563.35 | 2607412.2056 | 568799.64 | 258013.8367 | 0 | 689906.5633
2056 | 1714.12 | 2126.343 | 1714.12 | 2069.911 | 1714.12 | 1594.95 | 2881618.906 | 617083.2 | 279915.796 | 0 | 694304.306
2057 | 1622.297 | 1141.806 | 1141.806 | 1111.5031 | 1111.5031 | 1759.2 | 2059229.2643 | 400141.1128 | 181508.4548 | 936285.2348 | 267649.9444
2058 | 1842.205 | 183.197 | 183.197 | 178.3351 | 178.3351 | 1867.45 | 350969.8905 | 64200.6185 | 29122.1139 | 3049873.6156 | 23638.3111
2059 | 1704.336 | 0 | 0 | 0 | 0 | 1864.95 | 0 | 0 | 0 | 5791333.728 | 0
2060 | 1539.2 | 0 | 0 | 0 | 0 | 1846.65 | 0 | 0 | 0 | 5230201.6 | 0
2061 | 1760 | 0 | 0 | 0 | 0 | 1840.95 | 0 | 0 | 0 | 5980480 | 0
2062 | 1748 | 305.874 | 305.874 | 297.7563 | 297.7563 | 1836.3 | 576629.8392 | 107192.2575 | 48623.599 | 4927928.1919 | 48742.7015
2063 | 1951.2 | 592 | 592 | 576.2886 | 576.2886 | 1816.05 | 1106608.2331 | 207463.9114 | 94107.9354 | 4671948.792 | 106008.2958
2064 | 1534.4 | 0 | 0 | 0 | 0 | 1789.4 | 0 | 0 | 0 | 2812555.2 | 0
2065 | 1479.2 | 0 | 0 | 0 | 0 | 1722.25 | 0 | 0 | 0 | 1760248 | 0
2066 | 1765.6 | 0 | 0 | 0 | 0 | 1668.9 | 0 | 0 | 0 | 2101064 | 0
2067 | 1462.4 | 0 | 0 | 0 | 0 | 1661.7 | 0 | 0 | 0 | 1740256 | 0
2068 | 1915.2 | 0 | 0 | 0 | 0 | 1659.85 | 0 | 0 | 0 | 2279088 | 0
2069 | 1624.8 | 0 | 0 | 0 | 0 | 1657.7 | 0 | 0 | 0 | 1933512 | 0
2070 | 1568 | 0 | 0 | 0 | 0 | 1667.05 | 0 | 0 | 0 | 1865920 | 0
2071 | 1421.665 | 210.832 | 210.832 | 205.2366 | 205.2366 | 1727.75 | 375118.8684 | 73885.1881 | 33515.1423 | 2229713.1955 | 55875.6735
2072 | 1488.271 | 1205.637 | 1205.637 | 1173.6401 | 1173.6401 | 1695.8 | 2102142.1555 | 422510.4185 | 191655.4204 | 576718.529 | 357021.3036
2073 | 1486.483 | 1591.468 | 1486.483 | 1549.2313 | 1486.483 | 1734.65 | 2722470.3101 | 535133.88 | 242742.6739 | 0 | 394438.264
2074 | 1803.338 | 2539.776 | 1803.338 | 2472.3717 | 1803.338 | 1744.75 | 3324212.8203 | 649201.68 | 294485.0954 | 0 | 460302.0245
2075 | 2033.628 | 3478.328 | 2033.628 | 3386.0151 | 2033.628 | 1740.75 | 3741906.6386 | 732106.08 | 332091.4524 | 0 | 527218.059
2076 | 1696.775 | 3420.177 | 1696.775 | 3329.4074 | 1696.775 | 1709.2 | 3059431.0498 | 610839 | 277083.3575 | 0 | 493422.17
2077 | 1592.548 | 3584.541 | 1592.548 | 3489.4092 | 1592.548 | 1673.1 | 2811410.7215 | 573317.28 | 260063.0884 | 0 | 520603.9412
2078 | 1457.42 | 2834.679 | 1457.42 | 2759.4482 | 1457.42 | 1748.4 | 2698462.7586 | 524671.2 | 237996.686 | 0 | 366686.872
2079 | 1641.988 | 2959.573 | 1641.988 | 2881.0275 | 1641.988 | 1769.85 | 3072985.4939 | 591115.68 | 268136.6404 | 0 | 377903.5382
2080 | 1955.911 | 2199.624 | 1955.911 | 2141.2472 | 1955.911 | 1706.2 | 3526718.0809 | 704127.96 | 319400.2663 | 0 | 574646.6518
2081 | 1702.841 | 1187.626 | 1187.626 | 1156.1071 | 1156.1071 | 1826.25 | 2228204.2899 | 416198.5392 | 188792.2818 | 1002163.3241 | 200873.6005
2082 | 1466.806 | 208.826 | 208.826 | 203.2839 | 203.2839 | 1886.35 | 404093.9231 | 73182.1938 | 33196.2563 | 2316036.061 | 23103.212
2083 | 1663.509 | 0 | 0 | 0 | 0 | 1883.85 | 0 | 0 | 0 | 5652603.582 | 0
2084 | 1294.4 | 0 | 0 | 0 | 0 | 1865.55 | 0 | 0 | 0 | 4398371.2 | 0
2085 | 1368 | 0 | 0 | 0 | 0 | 1850.4 | 0 | 0 | 0 | 4648464 | 0
2086 | 1146.4 | 305.874 | 305.874 | 297.7563 | 297.7563 | 1836.3 | 576424.4344 | 107192.2575 | 48623.599 | 2883691.3919 | 48742.7015
2087 | 1459.2 | 592 | 592 | 576.2886 | 576.2886 | 1816.05 | 1105880.8291 | 207463.9114 | 94107.9354 | 3000132.792 | 106008.2958
2088 | 1268.8 | 0 | 0 | 0 | 0 | 1798.85 | 0 | 0 | 0 | 2325710.4 | 0
2089 | 923.2 | 0 | 0 | 0 | 0 | 1778.2 | 0 | 0 | 0 | 1098608 | 0
2090 | 1351.2 | 0 | 0 | 0 | 0 | 1718.9 | 0 | 0 | 0 | 1607928 | 0
2091 | 1026.4 | 0 | 0 | 0 | 0 | 1668.7 | 0 | 0 | 0 | 1221416 | 0
2092 | 1252.8 | 0 | 0 | 0 | 0 | 1666.85 | 0 | 0 | 0 | 1490832 | 0
2093 | 1265.6 | 0 | 0 | 0 | 0 | 1663.7 | 0 | 0 | 0 | 1506064 | 0
2094 | 918.4 | 0 | 0 | 0 | 0 | 1669.55 | 0 | 0 | 0 | 1092896 | 0
2095 | 1050.829 | 238.09 | 238.09 | 231.7712 | 231.7712 | 1779.7 | 435501.354 | 83437.6396 | 37848.2404 | 1501332.9085 | 51059.2
2096 | 806.027 | 806.027 | 806.027 | 784.6355 | 784.6355 | 1701.8 | 1408919.119 | 282468.7738 | 128130.9743 | 39210.651 | 233978.301
2097 | 1095.822 | 1445.631 | 1095.822 | 1407.2647 | 1095.822 | 1786.2 | 2065567.616 | 394495.92 | 178947.7326 | 0 | 234286.7436
2098 | 1270.332 | 3213.014 | 1270.332 | 3127.7424 | 1270.332 | 1754.25 | 2355628.6959 | 457319.52 | 207445.2156 | 0 | 312184.089
2099 | 1318.43 | 3782.79 | 1318.43 | 3682.3968 | 1318.43 | 1752.75 | 2438005.3444 | 474634.8 | 215299.619 | 0 | 325981.8175
2100 | 1137.052 | 4069.151 | 1137.052 | 3961.158 | 1137.052 | 1743.7 | 2088301.7672 | 409338.72 | 185680.5916 | 0 | 291426.4276
2101 | 1338.908 | 4085.42 | 1338.908 | 3976.9952 | 1338.908 | 1726.6 | 2430505.2635 | 482006.88 | 218643.6764 | 0 | 366057.4472
2102 | 1124.637 | 3780.885 | 1124.637 | 3680.5424 | 1124.637 | 1850.4 | 2189704.91 | 404869.32 | 183653.2221 | 0 | 168245.6952
2103 | 1168.045 | 3251.914 | 1168.045 | 3165.61 | 1168.045 | 1876.35 | 2304725.2768 | 420496.2 | 190741.7485 | 0 | 144428.7643
2104 | 1479.406 | 2433.234 | 1479.406 | 2368.6573 | 1479.406 | 1885.2 | 2929278.4152 | 532586.16 | 241586.9998 | 0 | 169835.8088
2105 | 1301.431 | 1338.522 | 1301.431 | 1302.9984 | 1301.431 | 1890.7 | 2585142.1346 | 468515.16 | 212523.6823 | 0 | 142246.4083
2106 | 1478.389 | 242.638 | 242.638 | 236.1985 | 236.1985 | 1886.35 | 469106.1919 | 85031.4671 | 38571.2183 | 2276935.1503 | 26843.9618
2107 | 1147.38 | 0 | 0 | 0 | 0 | 1883.85 | 0 | 0 | 0 | 3898797.24 | 0
2108 | 1016 | 0 | 0 | 0 | 0 | 1865.55 | 0 | 0 | 0 | 3452368 | 0
2109 | 1436 | 0 | 0 | 0 | 0 | 1850.4 | 0 | 0 | 0 | 4879528 | 0
2110 | 1550.4 | 305.874 | 305.874 | 297.7563 | 297.7563 | 1836.3 | 577595.9502 | 107192.2575 | 48623.599 | 4256483.3919 | 48742.7015
2111 | 1441.6 | 592 | 592 | 576.2886 | 576.2886 | 1816.05 | 1106894.5888 | 207463.9114 | 94107.9354 | 2940327.992 | 106008.2958
2112 | 1428 | 0 | 0 | 0 | 0 | 1798.85 | 0 | 0 | 0 | 2617524 | 0
2113 | 1300 | 0 | 0 | 0 | 0 | 1731.7 | 0 | 0 | 0 | 2382900 | 0
2114 | 1284 | 0 | 0 | 0 | 0 | 1775.4 | 0 | 0 | 0 | 2353572 | 0
2115 | 1629.6 | 0 | 0 | 0 | 0 | 1761.75 | 0 | 0 | 0 | 2987056.8 | 0
2116 | 1440 | 0 | 0 | 0 | 0 | 1666.85 | 0 | 0 | 0 | 2639520 | 0
2117 | 1583.2 | 0 | 0 | 0 | 0 | 1709.25 | 0 | 0 | 0 | 2902005.6 | 0
2118 | 1600 | 0 | 0 | 0 | 0 | 1766.6 | 0 | 0 | 0 | 2932800 | 0
2119 | 1140.384 | 290.943 | 290.943 | 283.2215 | 283.2215 | 1788.2 | 534575.6267 | 101959.7513 | 46250.0761 | 1571178.805 | 59986.3203
2120 | 204.826 | 768.967 | 204.826 | 748.559 | 204.826 | 1789.4 | 386818.3237 | 73737.36 | 33448.0858 | 0 | 43136.3556
2121 | 307.065 | 2003.603 | 307.065 | 1950.4285 | 307.065 | 1842.15 | 596960.9293 | 110543.4 | 50143.7145 | 0 | 48470.2102
2122 | 313.222 | 3163.874 | 313.222 | 3079.9065 | 313.222 | 1843.3 | 611463.249 | 112759.92 | 51149.1526 | 0 | 49081.8874
2123 | 355.547 | 3647.076 | 355.547 | 3550.2846 | 355.547 | 1752.75 | 660211.6854 | 127996.92 | 58060.8251 | 0 | 87908.9958
2124 | 311.517 | 3906.36 | 311.517 | 3802.6873 | 311.517 | 1740.2 | 572443.0581 | 112146.12 | 50870.7261 | 0 | 80932.1166
2125 | 299.716 | 2674.987 | 299.716 | 2603.9943 | 299.716 | 1726.6 | 546331.3235 | 107897.76 | 48943.6228 | 0 | 81942.3544
2126 | 315.351 | 3644.585 | 315.351 | 3547.8597 | 315.351 | 1751.9 | 583959.2859 | 113526.36 | 51496.8183 | 0 | 78238.5831
2127 | 283.379 | 3117.473 | 283.379 | 3034.737 | 283.379 | 1857.45 | 555656.0695 | 102016.44 | 46275.7907 | 0 | 40395.6764
2128 | 230.684 | 2320.686 | 230.684 | 2259.0963 | 230.684 | 1778.7 | 432853.6365 | 83046.24 | 37670.6972 | 0 | 51050.3692
2129 | 250.683 | 1263.922 | 250.683 | 1230.3782 | 250.683 | 1881.25 | 496797.4715 | 90245.88 | 40936.5339 | 0 | 29768.6063
2130 | 298.518 | 231.395 | 231.395 | 225.2539 | 225.2539 | 1886.35 | 447317.268 | 81091.405 | 36783.9623 | 134293.0901 | 25600.1061
2131 | 256.165 | 0 | 0 | 0 | 0 | 1883.85 | 0 | 0 | 0 | 469550.445 | 0
2132 | 318.4 | 0 | 0 | 0 | 0 | 1865.55 | 0 | 0 | 0 | 583627.2 | 0
2133 | 298.4 | 186.674 | 186.674 | 181.7198 | 181.7198 | 1850.4 | 354776.2303 | 65419.1186 | 29674.8391 | 213874.8546 | 27185.2782
2134 | 237.6 | 237.6 | 237.6 | 231.2942 | 231.2942 | 1836.3 | 447958.245 | 83265.9212 | 37770.347 | 11558.4846 | 37862.8647
2135 | 305.6 | 305.6 | 305.6 | 297.4895 | 297.4895 | 1816.05 | 570850.3246 | 107096.2353 | 48580.0423 | 14866.4684 | 54723.2014
2136 | 168 | 168 | 168 | 163.5414 | 163.5414 | 1789.4 | 309279.7994 | 58874.8938 | 26706.306 | 8172.6659 | 34441.8129
2137 | 228.8 | 0 | 0 | 0 | 0 | 1720.6 | 0 | 0 | 0 | 272272 | 0
2138 | 226.4 | 0 | 0 | 0 | 0 | 1677.3 | 0 | 0 | 0 | 269416 | 0
2139 | 221.6 | 0 | 0 | 0 | 0 | 1673.75 | 0 | 0 | 0 | 263704 | 0
2140 | 135.2 | 0 | 0 | 0 | 0 | 1671.85 | 0 | 0 | 0 | 160888 | 0
2141 | 148.8 | 0 | 0 | 0 | 0 | 1664.5 | 0 | 0 | 0 | 177072 | 0
2142 | 203.2 | 0 | 0 | 0 | 0 | 1671.4 | 0 | 0 | 0 | 241808 | 0
2143 | 139.948 | 139.948 | 139.948 | 136.2339 | 136.2339 | 1724.55 | 248276.1419 | 49044.1883 | 22246.9887 | 6808.0253 | 37525.6157
2144 | 168.345 | 738.531 | 168.345 | 718.9308 | 168.345 | 1695.7 | 301460.2252 | 60604.2 | 27490.7385 | 0 | 51227.3835
2145 | 999.188 | 2091.793 | 999.188 | 2036.278 | 999.188 | 1734.95 | 1833204.7002 | 359707.68 | 163167.4004 | 0 | 264834.7794
2146 | 1188.218 | 2788.351 | 1188.218 | 2714.3497 | 1188.218 | 1695.7 | 2130743.6559 | 427758.48 | 194035.9994 | 0 | 361574.7374
2147 | 1369.757 | 2110.294 | 1369.757 | 2054.2879 | 1369.757 | 1586.85 | 2290999.4897 | 493112.52 | 223681.3181 | 0 | 565915.1045
2148 | 1382.264 | 2377.422 | 1382.264 | 2314.3265 | 1382.264 | 1555.65 | 2259417.7211 | 497615.04 | 225723.7112 | 0 | 614209.0084
2149 | 1401.945 | 3059.565 | 1401.945 | 2978.3658 | 1401.945 | 1518.95 | 2239444.4118 | 504700.2 | 228937.6185 | 0 | 674405.6423
2150 | 1395.96 | 2542.727 | 1395.96 | 2475.2444 | 1395.96 | 1598.25 | 2348517.3729 | 502545.6 | 227960.268 | 0 | 560826.93
2151 | 1436.28 | 2246.391 | 1436.28 | 2186.773 | 1436.28 | 1658.7 | 2512102.5902 | 517060.8 | 234544.524 | 0 | 490202.364
2152 | 1584.287 | 1822.912 | 1584.287 | 1774.5329 | 1584.287 | 1591.2 | 2656117.2161 | 570343.32 | 258714.0671 | 0 | 647656.5256
2153 | 1458.461 | 1207.226 | 1207.226 | 1175.1869 | 1175.1869 | 1771.3 | 2189284.7456 | 423067.2768 | 191908.0175 | 519241.4618 | 268765.2395
2154 | 1392.377 | 222.046 | 222.046 | 216.153 | 216.153 | 1803.05 | 409434.6613 | 77815.0873 | 35297.7882 | 2156018.555 | 42571.3373
2155 | 1600.335 | 0 | 0 | 0 | 0 | 1755.65 | 0 | 0 | 0 | 5437938.33 | 0
2156 | 1251.2 | 0 | 0 | 0 | 0 | 1734.3 | 0 | 0 | 0 | 4251577.6 | 0
2157 | 921.6 | 0 | 0 | 0 | 0 | 1722.7 | 0 | 0 | 0 | 3131596.8 | 0
2158 | 1216 | 305.874 | 305.874 | 297.7563 | 297.7563 | 1823.8 | 572094.8709 | 107192.2575 | 48623.599 | 3120192.1919 | 52464.6549
2159 | 1305.6 | 592 | 592 | 576.2886 | 576.2886 | 1810.65 | 1101935.3474 | 207463.9114 | 94107.9354 | 2478199.992 | 109120.2545
2160 | 875.2 | 0 | 0 | 0 | 0 | 1734.8 | 0 | 0 | 0 | 1604241.6 | 0
2161 | 1137.6 | 0 | 0 | 0 | 0 | 1721 | 0 | 0 | 0 | 1353744 | 0
2162 | 760 | 0 | 0 | 0 | 0 | 1758.65 | 0 | 0 | 0 | 904400 | 0
2163 | 1196.8 | 0 | 0 | 0 | 0 | 1670.3 | 0 | 0 | 0 | 1424192 | 0
2164 | 1156 | 0 | 0 | 0 | 0 | 1667.6 | 0 | 0 | 0 | 1375640 | 0
2165 | 1220 | 0 | 0 | 0 | 0 | 1665.8 | 0 | 0 | 0 | 1451800 | 0
2166 | 1054.4 | 0 | 0 | 0 | 0 | 1706.65 | 0 | 0 | 0 | 1254736 | 0
2167 | 1293.304 | 270.155 | 270.155 | 262.9852 | 262.9852 | 1746.85 | 485139.9279 | 94674.6841 | 42945.4886 | 1888574.2989 | 66574.7119
2168 | 1393.785 | 1034.753 | 1034.753 | 1007.2912 | 1007.2912 | 1666.5 | 1771483.8746 | 362624.839 | 164490.6561 | 708443.0997 | 335931.6217
2169 | 1579.901 | 1726.1 | 1579.901 | 1680.2902 | 1579.901 | 1670.75 | 2779754.0502 | 568764.36 | 257997.8333 | 0 | 520182.4042
2170 | 1649.699 | 2625.246 | 1649.699 | 2555.5734 | 1649.699 | 1537.75 | 2680605.8108 | 593891.64 | 269395.8467 | 0 | 762573.3627
2171 | 1676.943 | 3550.679 | 1676.943 | 3456.4459 | 1676.943 | 1596.45 | 2840542.5754 | 603699.48 | 273844.7919 | 0 | 676730.3476
2172 | 1684.745 | 3803.922 | 1684.745 | 3702.968 | 1684.745 | 1622.85 | 2904537.4583 | 606508.2 | 275118.8585 | 0 | 635401.5768
2173 | 1931.871 | 3819.301 | 1931.871 | 3717.9388 | 1931.871 | 1493.5 | 3065450.6717 | 695473.56 | 315474.5343 | 0 | 978492.6615
2174 | 1728.951 | 1735.008 | 1728.951 | 1688.9618 | 1688.9618 | 1475.4 | 2641426.5205 | 608026.2601 | 275807.4674 | 73300.1421 | 886029.3779
2175 | 1653.202 | 2936.514 | 1653.202 | 2858.5805 | 1653.202 | 1488.95 | 2597723.826 | 595152.72 | 269967.8866 | 0 | 844868.8821
2176 | 1470.106 | 1823.836 | 1470.106 | 1775.4324 | 1470.106 | 1522.65 | 2353032.583 | 529238.16 | 240068.3098 | 0 | 701755.0991
2177 | 1634.306 | 1156.435 | 1156.435 | 1125.7438 | 1125.7438 | 1684.05 | 1993756.6442 | 405267.7844 | 183833.97 | 932194.4291 | 355678.768
2178 | 1538.105 | 197.161 | 197.161 | 191.9285 | 191.9285 | 1779.3 | 358996.6141 | 69094.2436 | 31341.9166 | 2467541.6078 | 42358.6099
2179 | 1470.4 | 0 | 0 | 0 | 0 | 1832.6 | 0 | 0 | 0 | 4996419.2 | 0
2180 | 1250.4 | 0 | 0 | 0 | 0 | 1816.75 | 0 | 0 | 0 | 4248859.2 | 0
2181 | 1324.8 | 0 | 0 | 0 | 0 | 1802.65 | 0 | 0 | 0 | 4501670.4 | 0
2182 | 1529.6 | 305.874 | 305.874 | 297.7563 | 297.7563 | 1790.75 | 562453.4557 | 107192.2575 | 48623.599 | 4185804.9919 | 62305.4997
2183 | 1635.2 | 592 | 592 | 576.2886 | 576.2886 | 1722.5 | 1047898.8626 | 207463.9114 | 94107.9354 | 3598180.792 | 159920.0984
2184 | 1508 | 0 | 0 | 0 | 0 | 1751.85 | 0 | 0 | 0 | 2764164 | 0
2185 | 972 | 0 | 0 | 0 | 0 | 1740.9 | 0 | 0 | 0 | 1156680 | 0
2186 | 1086.4 | 0 | 0 | 0 | 0 | 1686.4 | 0 | 0 | 0 | 1292816 | 0
2187 | 1562.4 | 0 | 0 | 0 | 0 | 1682.05 | 0 | 0 | 0 | 1859256 | 0
2188 | 1220 | 0 | 0 | 0 | 0 | 1674.3 | 0 | 0 | 0 | 1451800 | 0
2189 | 1601.6 | 0 | 0 | 0 | 0 | 1667.9 | 0 | 0 | 0 | 1905904 | 0
2190 | 1461.6 | 0 | 0 | 0 | 0 | 1662.8 | 0 | 0 | 0 | 1739304 | 0
2191 | 1554.491 | 194.135 | 194.135 | 188.9828 | 188.9828 | 1714.05 | 339772.9767 | 68033.7947 | 30860.8852 | 2502976.5985 | 54039.6211
2192 | 1258.89 | 819.232 | 819.232 | 797.49 | 797.49 | 1716.4 | 1434548.3542 | 287096.4106 | 130230.1218 | 845746.1462 | 226168.1723
2193 | 1130.656 | 1150.677 | 1130.656 | 1120.1387 | 1120.1387 | 1775.45 | 2082911.0985 | 403249.9175 | 182918.6431 | 19278.2847 | 251527.136
2194 | 1493.053 | 2025.536 | 1493.053 | 1971.7794 | 1493.053 | 1807.65 | 2834347.1751 | 537499.08 | 243815.5549 | 0 | 287188.7445
2195 | 1407.71 | 2833.991 | 1407.71 | 2758.7784 | 1407.71 | 1775 | 2627259.4037 | 506775.6 | 229879.043 | 0 | 316734.75
2196 | 1593.023 | 3076.561 | 1593.023 | 2994.9107 | 1593.023 | 1758.65 | 2944848.4312 | 573488.28 | 260140.6559 | 0 | 384476.1011
2197 | 1931.914 | 2952.073 | 1931.914 | 2873.7266 | 1931.914 | 1741 | 3542169.3727 | 695489.04 | 315481.5562 | 0 | 500365.726
2198 | 1327.845 | 2498.654 | 1327.845 | 2432.3411 | 1327.845 | 1774 | 2482575.2257 | 478024.2 | 216837.0885 | 0 | 300092.97
2199 | 1348.658 | 3151.843 | 1348.658 | 3068.1948 | 1348.658 | 1793.05 | 2549877.0298 | 485516.88 | 220235.8514 | 0 | 279104.7731
2200 | 1472.454 | 2015.819 | 1472.454 | 1962.3203 | 1472.454 | 1799.45 | 2789934.6942 | 530083.44 | 240451.7382 | 0 | 295300.6497
2201 | 1419.53 | 1289.844 | 1289.844 | 1255.6122 | 1255.6122 | 1898.8 | 2506548.7065 | 452020.4076 | 205041.4793 | 300461.2478 | 127067.959
2202 | 938.571 | 134.435 | 134.435 | 130.8672 | 130.8672 | 1893.5 | 260711.8069 | 47112.1806 | 21370.6086 | 1480521.1233 | 13937.3534
2203 | 1347.852 | 0 | 0 | 0 | 0 | 1894.45 | 0 | 0 | 0 | 4580001.096 | 0
2204 | 1007.2 | 0 | 0 | 0 | 0 | 1886 | 0 | 0 | 0 | 3422465.6 | 0
2205 | 1144 | 0 | 0 | 0 | 0 | 1871.55 | 0 | 0 | 0 | 3887312 | 0
2206 | 1352 | 305.874 | 305.874 | 297.7563 | 297.7563 | 1857.7 | 584589.4653 | 107192.2575 | 48623.599 | 3582320.1919 | 42370.7173
2207 | 1520.8 | 592 | 592 | 576.2886 | 576.2886 | 1835.65 | 1116386.2882 | 207463.9114 | 94107.9354 | 3209449.592 | 94713.0384
2208 | 1532.8 | 0 | 0 | 0 | 0 | 1816.15 | 0 | 0 | 0 | 2809622.4 | 0
2209 | 1087.2 | 0 | 0 | 0 | 0 | 1797.8 | 0 | 0 | 0 | 1293768 | 0
2210 | 1328.8 | 0 | 0 | 0 | 0 | 1788.4 | 0 | 0 | 0 | 1581272 | 0
2211 | 1067.2 | 0 | 0 | 0 | 0 | 1784.05 | 0 | 0 | 0 | 1269968 | 0
2212 | 1069.6 | 0 | 0 | 0 | 0 | 1776.2 | 0 | 0 | 0 | 1272824 | 0
2213 | 964.8 | 0 | 0 | 0 | 0 | 1782.9 | 0 | 0 | 0 | 1148112 | 0
2214 | 1233.6 | 0 | 0 | 0 | 0 | 1788.2 | 0 | 0 | 0 | 1467984 | 0
2215 | 1241.187 | 315.445 | 315.445 | 307.0733 | 307.0733 | 1793.55 | 578841.8251 | 110546.3742 | 50145.0636 | 1712230.4824 | 63395.2749
2216 | 1139.749 | 1139.749 | 1139.749 | 1109.5007 | 1109.5007 | 1806.6 | 2109065.5786 | 399420.2458 | 181181.4615 | 55445.1653 | 214577.4321
2217 | 1485.342 | 1858.32 | 1485.342 | 1809.0012 | 1485.342 | 1854.05 | 2895083.8525 | 534723.12 | 242556.3486 | 0 | 216785.6649
2218 | 1788.565 | 3087.501 | 1788.565 | 3005.5604 | 1788.565 | 1874.65 | 3527765.8664 | 643883.4 | 292072.6645 | 0 | 224196.6227
2219 | 1486.331 | 3752.883 | 1486.331 | 3653.2835 | 1486.331 | 1839 | 2873419.4414 | 535079.16 | 242717.8523 | 0 | 239299.291
2220 | 1635.414 | 4016.354 | 1635.414 | 3909.7622 | 1635.414 | 1764.45 | 3038050.0637 | 588749.04 | 267063.1062 | 0 | 385221.7677
2221 | 1839.255 | 2870.936 | 1839.255 | 2794.7429 | 1839.255 | 1754 | 3398405.0345 | 662131.8 | 300350.3415 | 0 | 452456.73
2222 | 1431.431 | 3714.366 | 1431.431 | 3615.7888 | 1431.431 | 1776.9 | 2689403.2612 | 515315.16 | 233752.6823 | 0 | 319352.2561
2223 | 1727.174 | 3175.274 | 1727.174 | 3091.004 | 1727.174 | 1795.95 | 3275202.2896 | 621782.64 | 282047.5142 | 0 | 352429.8547
2224 | 1726.438 | 2380.201 | 1726.438 | 2317.0318 | 1726.438 | 1819.85 | 3306248.4728 | 621517.68 | 281927.3254 | 0 | 311017.8057
2225 | 1599.501 | 1295.53 | 1295.53 | 1261.1473 | 1261.1473 | 1904.7 | 2526034.3864 | 454013.0424 | 205945.3606 | 620202.2587 | 120187.3415
2226 | 1633.042 | 229.603 | 229.603 | 223.5095 | 223.5095 | 1893.5 | 444458.5139 | 80463.4062 | 36499.0951 | 2583673.143 | 23803.7577
2227 | 1619.476 | 0 | 0 | 0 | 0 | 1894.45 | 0 | 0 | 0 | 5502979.448 | 0
2228 | 1533.6 | 0 | 0 | 0 | 0 | 1886 | 0 | 0 | 0 | 5211172.8 | 0
2229 | 1748.8 | 0 | 0 | 0 | 0 | 1871.55 | 0 | 0 | 0 | 5942422.4 | 0
2230 | 1145.6 | 305.874 | 305.874 | 297.7563 | 297.7563 | 1857.7 | 584096.4099 | 107192.2575 | 48623.599 | 2880972.9919 | 42370.7173
2231 | 1203.2 | 592 | 592 | 576.2886 | 576.2886 | 1835.65 | 1115728.5721 | 207463.9114 | 94107.9354 | 2130244.792 | 94713.0384
2232 | 382.4 | 0 | 0 | 0 | 0 | 1816.15 | 0 | 0 | 0 | 700939.2 | 0
2233 | 120 | 0 | 0 | 0 | 0 | 1797.8 | 0 | 0 | 0 | 142800 | 0
2234 | 126.4 | 0 | 0 | 0 | 0 | 1788.4 | 0 | 0 | 0 | 150416 | 0
2235 | 118.4 | 0 | 0 | 0 | 0 | 1784.05 | 0 | 0 | 0 | 140896 | 0
2236 | 124.8 | 0 | 0 | 0 | 0 | 1782.1 | 0 | 0 | 0 | 148512 | 0
2237 | 127.2 | 0 | 0 | 0 | 0 | 1782.9 | 0 | 0 | 0 | 151368 | 0
2238 | 104.8 | 0 | 0 | 0 | 0 | 1788.2 | 0 | 0 | 0 | 124712 | 0
2239 | 90.455 | 90.455 | 90.455 | 88.0544 | 88.0544 | 1792.65 | 165882.0905 | 31699.5745 | 14379.2792 | 4400.3482 | 18258.0744
2240 | 181.636 | 226.731 | 181.636 | 220.7137 | 181.636 | 1713.5 | 327034.5913 | 65388.96 | 29661.1588 | 0 | 52038.714
2241 | 1303.888 | 1303.888 | 1303.888 | 1269.2835 | 1269.2835 | 1804.45 | 2408007.3078 | 456942.0684 | 207273.9994 | 63430.0058 | 248208.393
2242 | 1593.999 | 1593.999 | 1593.999 | 1551.6951 | 1551.6951 | 1812.3 | 2963059.5687 | 558610.2488 | 253391.8156 | 77542.9836 | 291253.1769
2243 | 1722.687 | 2194.704 | 1722.688 | 2136.4578 | 1722.687 | 1730.5 | 3145365.5932 | 620167.32 | 281314.7871 | 0 | 464264.1465
2244 | 1824.597 | 2425.835 | 1824.597 | 2361.4547 | 1824.597 | 1681.3 | 3235793.8233 | 656854.92 | 297956.6901 | 0 | 581499.0639
2245 | 1538.349 | 3004.131 | 1538.349 | 2924.403 | 1538.349 | 1538.5 | 2500063.3469 | 553805.64 | 251212.3917 | 0 | 709948.0635
2246 | 1462.819 | 2834.814 | 1462.819 | 2759.5796 | 1462.819 | 1732.4 | 2677689.3577 | 526614.84 | 238878.3427 | 0 | 391450.3644
2247 | 1763.062 | 2146.388 | 1763.062 | 2089.424 | 1763.062 | 1751.45 | 3250790.6336 | 634702.32 | 287908.0246 | 0 | 438209.0601
2248 | 1727.078 | 1874.362 | 1727.078 | 1824.6175 | 1727.078 | 1792.25 | 3257697.0803 | 621748.08 | 282031.8374 | 0 | 358800.4545
2249 | 1726.744 | 269.614 | 269.614 | 262.4586 | 262.4586 | 1898.8 | 523135.3629 | 94485.0929 | 42859.488 | 2684035.1539 | 26560.8095
2250 | 1440.062 | 52.081 | 52.081 | 50.6988 | 50.6988 | 1893.5 | 100676.9886 | 18251.5675 | 8279.1138 | 2546702.7481 | 5399.4221
2251 | 1485.876 | 0 | 0 | 0 | 0 | 1894.45 | 0 | 0 | 0 | 5049006.648 | 0
2252 | 1420 | 0 | 0 | 0 | 0 | 1886 | 0 | 0 | 0 | 4825160 | 0
2253 | 1555.2 | 0 | 0 | 0 | 0 | 1871.55 | 0 | 0 | 0 | 5284569.6 | 0
2254 | 1828.8 | 305.874 | 305.874 | 297.7563 | 297.7563 | 1857.7 | 584145.1622 | 107192.2575 | 48623.599 | 5202486.5919 | 42370.7173
2255 | 1337.6 | 592 | 592 | 576.2886 | 576.2886 | 1835.65 | 1115867.3972 | 207463.9114 | 94107.9354 | 2586935.992 | 94713.0384
2256 | 1448.8 | 0 | 0 | 0 | 0 | 1816.15 | 0 | 0 | 0 | 2655650.4 | 0
2257 | 1088.8 | 0 | 0 | 0 | 0 | 1797.8 | 0 | 0 | 0 | 1295672 | 0
2258 | 1398.4 | 0 | 0 | 0 | 0 | 1778.4 | 0 | 0 | 0 | 1664096 | 0
2259 | 1239.2 | 0 | 0 | 0 | 0 | 1773.15 | 0 | 0 | 0 | 1474648 | 0
2260 | 1181.6 | 0 | 0 | 0 | 0 | 1680.1 | 0 | 0 | 0 | 1406104 | 0
2261 | 1463.2 | 0 | 0 | 0 | 0 | 1680.9 | 0 | 0 | 0 | 1741208 | 0
2262 | 1187.2 | 0 | 0 | 0 | 0 | 1686.2 | 0 | 0 | 0 | 1412768 | 0
2263 | 1184.8 | 306.761 | 306.761 | 298.6197 | 298.6197 | 1718.7 | 539804.9558 | 107503.1029 | 48764.602 | 1624368.4344 | 84001.7301
2264 | 1603.456 | 1197.871 | 1197.871 | 1166.0802 | 1166.0802 | 1807.5 | 2216140.1951 | 419788.8564 | 190420.8896 | 801709.9208 | 224470.4302
2265 | 1609.349 | 1609.349 | 1609.349 | 1566.6378 | 1566.6378 | 1849.05 | 3041316.4738 | 563989.5918 | 255831.9454 | 78289.7123 | 236483.9691
2266 | 1528.207 | 1905.634 | 1528.207 | 1855.0595 | 1528.207 | 1812.3 | 2910158.7374 | 550154.52 | 249556.2031 | 0 | 286844.4539
2267 | 1584.409 | 2693.239 | 1584.409 | 2621.7619 | 1584.409 | 1754.5 | 2937157.5725 | 570387.24 | 258733.9897 | 0 | 388972.4095
2268 | 1411.614 | 2943.603 | 1411.614 | 2865.4814 | 1411.614 | 1716.45 | 2554882.7341 | 508181.04 | 230516.5662 | 0 | 400263.1497
2269 | 1807.633 | 3049.242 | 1807.633 | 2968.3168 | 1807.633 | 1441.3 | 2745876.777 | 650747.88 | 295186.4689 | 0 | 1009924.5571
2270 | 1580.825 | 2971.672 | 1580.825 | 2892.8054 | 1580.825 | 1742.8 | 2906713.4829 | 569097 | 258148.7225 | 0 | 406588.19
2271 | 1109.428 | 2370.04 | 1109.428 | 2307.1404 | 1109.428 | 1782.95 | 2085410.8581 | 399394.08 | 181169.5924 | 0 | 240801.3474
2272 | 1562.899 | 1838.685 | 1562.899 | 1789.8873 | 1562.899 | 1802.35 | 2965786.4405 | 562643.64 | 255221.4067 | 0 | 308906.9874
2273 | 1288.141 | 1018.783 | 1018.783 | 991.7451 | 991.7451 | 1853.7 | 1929126.2637 | 357028.2196 | 161951.9674 | 543293.768 | 145092.3015
2274 | 1690.754 | 206.949 | 206.949 | 201.4567 | 201.4567 | 1887.6 | 399228.7419 | 72524.4071 | 32897.8769 | 2729881.9759 | 22643.7315
2275 | 1651.22 | 0 | 0 | 0 | 0 | 1843.45 | 0 | 0 | 0 | 5610845.56 | 0
2276 | 1392.8 | 0 | 0 | 0 | 0 | 1886 | 0 | 0 | 0 | 4732734.4 | 0
2277 | 1446.4 | 0 | 0 | 0 | 0 | 1871.55 | 0 | 0 | 0 | 4914867.2 | 0
2278 | 1270.4 | 305.874 | 305.874 | 297.7563 | 297.7563 | 1857.7 | 583268.2184 | 107192.2575 | 48623.599 | 3305043.3919 | 42370.7173
2279 | 1509.6 | 592 | 592 | 576.2886 | 576.2886 | 1835.65 | 1115347.2406 | 207463.9114 | 94107.9354 | 3171391.992 | 94713.0384
2280 | 1620 | 0 | 0 | 0 | 0 | 1816.15 | 0 | 0 | 0 | 2969460 | 0
2281 | 1519.2 | 0 | 0 | 0 | 0 | 1791.9 | 0 | 0 | 0 | 2784693.6 | 0
2282 | 1356.8 | 0 | 0 | 0 | 0 | 1788.4 | 0 | 0 | 0 | 2487014.4 | 0
2283 | 1847.2 | 0 | 0 | 0 | 0 | 1784.05 | 0 | 0 | 0 | 3385917.6 | 0
2284 | 1688 | 0 | 0 | 0 | 0 | 1782.1 | 0 | 0 | 0 | 3094104 | 0
2285 | 1469.6 | 0 | 0 | 0 | 0 | 1782.9 | 0 | 0 | 0 | 2693776.8 | 0
2286 | 1407.2 | 0 | 0 | 0 | 0 | 1788.2 | 0 | 0 | 0 | 2579397.6 | 0
2287 | 1298.407 | 117.157 | 117.157 | 114.0477 | 114.0477 | 1798.55 | 215889.4676 | 41057.1782 | 18623.9922 | 2170930.5656 | 22974.9126
2288 | 341.456 | 341.456 | 341.456 | 332.3939 | 332.3939 | 1818.4 | 635894.3686 | 119661.8198 | 54279.931 | 16610.7488 | 60362.7402
2289 | 276.424 | 855.829 | 276.424 | 833.1158 | 276.424 | 1859.95 | 539578.8015 | 99512.64 | 45140.0392 | 0 | 38713.1812
2290 | 284.243 | 2170.955 | 284.243 | 2113.339 | 284.243 | 1874.65 | 560685.1743 | 102327.48 | 46416.8819 | 0 | 35629.8601
2291 | 269.004 | 3579.875 | 269.004 | 3484.8671 | 269.004 | 1792.5 | 509547.415 | 96841.44 | 43928.3532 | 0 | 55818.33
2292 | 333.853 | 3297.948 | 333.853 | 3210.4223 | 333.853 | 1754.35 | 618049.3078 | 120187.08 | 54518.1949 | 0 | 82010.9894
2293 | 211.973 | 2891.59 | 211.973 | 2814.8488 | 211.973 | 1676 | 373631.9878 | 76310.28 | 34615.1909 | 0 | 68679.252
2294 | 211.252 | 3148.129 | 211.252 | 3064.5794 | 211.252 | 1669.9 | 370352.4916 | 76050.72 | 34497.4516 | 0 | 69734.2852
2295 | 343.658 | 2425.485 | 343.658 | 2361.114 | 343.658 | 1771.95 | 641737.1075 | 123716.88 | 56119.3514 | 0 | 78371.2069
2296 | 393.167 | 1290.538 | 393.167 | 1256.2878 | 393.167 | 1819.85 | 753113.4365 | 141540.12 | 64204.1711 | 0 | 70829.0351
2297 | 317.159 | 1053.823 | 317.159 | 1025.8551 | 317.159 | 1904.7 | 633508.3952 | 114177.24 | 51792.0647 | 0 | 30225.2527
2298 | 348.83 | 209.75 | 209.75 | 204.1833 | 204.1833 | 1893.5 | 406118.3708 | 73506.0058 | 33343.1409 | 265137.3106 | 21745.5267
2299 | 281.691 | 0 | 0 | 0 | 0 | 1894.45 | 0 | 0 | 0 | 516339.603 | 0
2300 | 266.4 | 0 | 0 | 0 | 0 | 1880.1 | 0 | 0 | 0 | 488311.2 | 0
2301 | 309.6 | 223.474 | 223.474 | 217.5431 | 217.5431 | 1787.05 | 407346.303 | 78315.5239 | 35524.7918 | 168740.2576 | 46325.8078
2302 | 292 | 292 | 292 | 284.2505 | 284.2505 | 1857.7 | 553447.3897 | 102330.1725 | 46418.1033 | 14204.8717 | 40448.8432
2303 | 243.2 | 243.2 | 243.2 | 236.7456 | 236.7456 | 1835.65 | 457042.8589 | 85228.4176 | 38660.5572 | 11830.9068 | 38909.1401
2304 | 139.2 | 139.2 | 139.2 | 135.5057 | 135.5057 | 1816.15 | 258774.984 | 48782.0548 | 22128.0821 | 6771.6374 | 24912.7244
2305 | 142.4 | 0 | 0 | 0 | 0 | 1798.2 | 0 | 0 | 0 | 169456 | 0
2306 | 124 | 0 | 0 | 0 | 0 | 1796.5 | 0 | 0 | 0 | 147560 | 0
2307 | 118.4 | 0 | 0 | 0 | 0 | 1792.9 | 0 | 0 | 0 | 140896 | 0
2308 | 115.2 | 0 | 0 | 0 | 0 | 1790.7 | 0 | 0 | 0 | 137088 | 0
2309 | 101.6 | 0 | 0 | 0 | 0 | 1777.9 | 0 | 0 | 0 | 120904 | 0
2310 | 99.2 | 0 | 0 | 0 | 0 | 1785.55 | 0 | 0 | 0 | 118048 | 0
2311 | 81.795 | 81.795 | 81.795 | 79.6242 | 79.6242 | 1762.2 | 147646.9778 | 28664.7139 | 13002.6327 | 3979.0667 | 18934.636
2312 | 89.489 | 537.673 | 89.489 | 523.4035 | 89.489 | 1695.65 | 159818.4083 | 32216.04 | 14613.5537 | 0 | 27235.9771
2313 | 89.121 | 2180.546 | 89.121 | 2122.6755 | 89.121 | 1740.35 | 163579.1353 | 32083.56 | 14553.4593 | 0 | 23140.2677
2314 | 88.082 | 3131.173 | 88.082 | 3048.0734 | 88.082 | 1709.25 | 159216.2168 | 31709.52 | 14383.7906 | 0 | 25609.8415
2315 | 84.446 | 3613.157 | 84.446 | 3517.2658 | 84.446 | 1445.85 | 129324.5636 | 30400.56 | 13790.0318 | 0 | 46795.7509
2316 | 92.13 | 2380.803 | 92.13 | 2317.6178 | 92.13 | 1578.35 | 153561.1071 | 33166.8 | 15044.829 | 0 | 38846.6145
2317 | 88.264 | 777.559 | 88.264 | 756.923 | 88.264 | 1429.15 | 132646.467 | 31775.04 | 14413.5112 | 0 | 50385.5044
2318 | 92.708 | 958.13 | 92.708 | 932.7018 | 92.708 | 1591.15 | 155604.534 | 33374.88 | 15139.2164 | 0 | 37903.6658
2319 | 86.801 | 925.62 | 86.801 | 901.0545 | 86.801 | 1540.75 | 141250.3563 | 31248.36 | 14174.6033 | 0 | 39863.3593
2320 | 98.247 | 162.696 | 98.247 | 158.3781 | 98.247 | 1740.3 | 180153.3617 | 35368.92 | 16043.7351 | 0 | 25514.7459
2321 | 88.18 | 452.827 | 88.18 | 440.8092 | 88.18 | 1828.1 | 169476.6603 | 31744.8 | 14399.794 | 0 | 15158.142
2322 | 94.896 | 94.896 | 94.896 | 92.3775 | 92.3775 | 1813.6 | 176001.6937 | 33255.9043 | 15085.2477 | 4616.3887 | 17219.1682
2323 | 102.069 | 102.069 | 102.069 | 99.3601 | 99.3601 | 1869 | 195027.2764 | 35769.652 | 16225.5116 | 9204.6914 | 13016.1789
2324 | 104.8 | 104.8 | 104.8 | 102.0187 | 102.0187 | 1852.2 | 198492.1084 | 36726.7194 | 16659.648 | 9450.9759 | 15078.3587
2325 | 103.2 | 103.2 | 103.2 | 100.4611 | 100.4611 | 1797.2 | 189116.6619 | 36166.0062 | 16405.3022 | 9306.6862 | 20373.5168
2326 | 111.2 | 111.2 | 111.2 | 108.2488 | 108.2488 | 1842.65 | 208777.7177 | 38969.5725 | 17677.0311 | 10028.1347 | 17032.9507
2327 | 101.6 | 101.6 | 101.6 | 98.9036 | 98.9036 | 1827.2 | 189875.1515 | 35605.2929 | 16150.9565 | 9162.3965 | 17090.5406
2328 | 107.2 | 107.2 | 107.2 | 104.355 | 104.355 | 1809.75 | 198833.3978 | 37567.7894 | 17041.1667 | 5214.9392 | 19853.5331
2329 | 96.8 | 0 | 0 | 0 | 0 | 1778.3 | 0 | 0 | 0 | 115192 | 0
2330 | 103.2 | 0 | 0 | 0 | 0 | 1780.5 | 0 | 0 | 0 | 122808 | 0
2331 | 100 | 0 | 0 | 0 | 0 | 1776.15 | 0 | 0 | 0 | 119000 | 0
2332 | 101.6 | 63.286 | 63.286 | 61.6064 | 61.6064 | 1773.9 | 115387.9239 | 22178.3127 | 10060.329 | 47592.3554 | 13929.2125
2333 | 96 | 96 | 96 | 93.4522 | 93.4522 | 1737.85 | 171551.598 | 33642.7964 | 15260.7463 | 3031.8673 | 24498.4975
2334 | 101.6 | 101.6 | 101.6 | 98.9036 | 98.9036 | 1709.25 | 178487.0234 | 35605.2929 | 16150.9565 | 3208.7262 | 28756.2192
2335 | 90.638 | 90.638 | 90.638 | 88.2325 | 88.2325 | 1713.25 | 159464.6876 | 31763.7061 | 14408.37 | 4409.2505 | 25300.6742
2336 | 142.371 | 559.454 | 142.371 | 544.6064 | 142.371 | 1493.3 | 224104.754 | 51253.56 | 23249.1843 | 0 | 72139.3857
2337 | 876.805 | 1858.387 | 876.804 | 1809.0664 | 876.805 | 1376.85 | 1273610.8949 | 315649.8 | 143182.2565 | 0 | 546381.0358
2338 | 1186.13 | 2291.237 | 1186.13 | 2230.4288 | 1186.13 | 1248.4 | 1562416.1004 | 427006.8 | 193695.029 | 0 | 891495.308
2339 | 1409.196 | 2455.076 | 1409.196 | 2389.9196 | 1409.196 | 1330.55 | 1982823.5095 | 507310.56 | 230121.7068 | 0 | 943386.2622
2340 | 1645.065 | 3908.636 | 1645.065 | 3804.9029 | 1645.065 | 1397.2 | 2435031.1515 | 592223.4 | 268639.1145 | 0 | 991645.182
2341 | 1551.507 | 2055.733 | 1551.507 | 2001.175 | 1551.507 | 742.65 | 1219554.5227 | 558542.52 | 253361.0931 | 0 | 1950787.3265
2342 | 1454.836 | 2598.911 | 1454.836 | 2529.9373 | 1454.836 | 301.3 | 463632.3836 | 523740.96 | 237574.7188 | 0 | 2471329.9132
2343 | 1456.702 | 1659.907 | 1456.702 | 1615.854 | 1456.702 | 1239.25 | 1903526.92 | 524412.72 | 237879.4366 | 0 | 1108186.0465
2344 | 1631.387 | 794.747 | 794.747 | 773.6548 | 773.6548 | 1096.15 | 892819.5968 | 278515.7452 | 126337.8367 | 1572223.0348 | 699267.9343
2345 | 1631.553 | 914.068 | 914.068 | 889.8091 | 889.8091 | 1559.75 | 1457761.2149 | 320331.2881 | 145305.8315 | 1359616.5071 | 391738.4711
2346 | 1765.931 | 180.024 | 180.024 | 175.2463 | 175.2463 | 1715.7 | 315823.2194 | 63088.654 | 28617.7145 | 2915725.1263 | 49822.5121
2347 | 1730.86 | 0 | 0 | 0 | 0 | 1844.05 | 0 | 0 | 0 | 5881462.28 | 0
2348 | 1846.4 | 0 | 0 | 0 | 0 | 1844.15 | 0 | 0 | 0 | 6274067.2 | 0
2349 | 1725.6 | 0 | 0 | 0 | 0 | 1828.65 | 0 | 0 | 0 | 5863588.8 | 0
2350 | 1554.4 | 305.874 | 305.874 | 297.7563 | 297.7563 | 1821.45 | 570043.2614 | 107192.2575 | 48623.599 | 4270075.3919 | 53164.3821
2351 | 1998.4 | 592 | 592 | 576.2886 | 576.2886 | 1806 | 1094328.7009 | 207463.9114 | 94107.9354 | 4832334.392 | 111799.9967
2352 | 1700.8 | 0 | 0 | 0 | 0 | 1789.85 | 0 | 0 | 0 | 3117566.4 | 0
2353 | 1940.8 | 0 | 0 | 0 | 0 | 1791.9 | 0 | 0 | 0 | 2309552 | 0
2354 | 1621.6 | 0 | 0 | 0 | 0 | 1703.9 | 0 | 0 | 0 | 1929704 | 0
2355 | 1272.8 | 0 | 0 | 0 | 0 | 1682.05 | 0 | 0 | 0 | 1514632 | 0
2356 | 1277.6 | 0 | 0 | 0 | 0 | 1697.6 | 0 | 0 | 0 | 1520344 | 0
2357 | 1742.4 | 0 | 0 | 0 | 0 | 1680.9 | 0 | 0 | 0 | 2073456 | 0
2358 | 1696 | 0 | 0 | 0 | 0 | 1731.3 | 0 | 0 | 0 | 2018240 | 0
2359 | 1093.028 | 353.416 | 353.416 | 344.0365 | 344.0365 | 1798.55 | 651421.3052 | 123853.1515 | 56181.1657 | 1372901.3608 | 69306.1594
2360 | 1153.367 | 1153.367 | 1153.367 | 1122.7573 | 1122.7573 | 1716.4 | 2026417.9093 | 404192.6167 | 183346.262 | 56107.6377 | 318413.9614
2361 | 1724.16 | 1793.853 | 1724.16 | 1746.2451 | 1724.16 | 1826.45 | 3311932.734 | 620697.6 | 281555.328 | 0 | 299227.968
2362 | 2138.256 | 2907.046 | 2138.256 | 2829.8946 | 2138.256 | 1868.75 | 4224045.8346 | 769772.16 | 349177.2048 | 0 | 280646.1
2363 | 1900.048 | 3534.173 | 1900.048 | 3440.378 | 1900.048 | 1727 | 3470749.6522 | 684017.28 | 310277.8384 | 0 | 518713.104
2364 | 2133.191 | 3768.854 | 2133.191 | 3668.8307 | 2133.191 | 1719.95 | 3874602.9446 | 767948.76 | 348350.0903 | 0 | 597400.1396
2365 | 1700.026 | 3786.605 | 1700.026 | 3686.1106 | 1700.026 | 1706 | 3051639.3927 | 612009.36 | 277614.2458 | 0 | 499807.644
2366 | 1540.681 | 3564.271 | 1540.681 | 3469.6772 | 1540.681 | 1742.8 | 2829473.142 | 554645.16 | 251593.2073 | 0 | 396263.1532
2367 | 1354.534 | 3062.766 | 1354.534 | 2981.4819 | 1354.534 | 1858.55 | 2654092.3451 | 487632.24 | 221195.4022 | 0 | 191598.8343
2368 | 1652.807 | 2287.055 | 1652.807 | 2226.3578 | 1652.807 | 1904.35 | 3306583.2645 | 595010.52 | 269903.3831 | 0 | 158090.9896
2369 | 1811.042 | 1230.184 | 1230.184 | 1197.5356 | 1197.5356 | 1904.7 | 2387639.2624 | 431112.8114 | 195557.5614 | 1124557.2545 | 114125.1415
2370 | 1517.038 | 222.041 | 222.041 | 216.1482 | 216.1482 | 1893.5 | 428561.8623 | 77813.335 | 35296.9934 | 2384531.0897 | 23019.7783
2371 | 1866.297 | 0 | 0 | 0 | 0 | 1894.45 | 0 | 0 | 0 | 6341677.206 | 0
2372 | 1745.6 | 0 | 0 | 0 | 0 | 1886 | 0 | 0 | 0 | 5931548.8 | 0
2373 | 2057.6 | 0 | 0 | 0 | 0 | 1871.55 | 0 | 0 | 0 | 6991724.8 | 0
2374 | 1675.2 | 305.874 | 305.874 | 297.7563 | 297.7563 | 1857.7 | 580557.009 | 107192.2575 | 48623.599 | 4680553.7919 | 42370.7173
2375 | 1663.2 | 592 | 592 | 576.2886 | 576.2886 | 1835.65 | 1111589.6757 | 207463.9114 | 94107.9354 | 3693324.792 | 94713.0384
2376 | 1429.6 | 0 | 0 | 0 | 0 | 1816.15 | 0 | 0 | 0 | 2620456.8 | 0
2377 | 1479.2 | 0 | 0 | 0 | 0 | 1797.3 | 0 | 0 | 0 | 1760248 | 0
2378 | 1613.6 | 0 | 0 | 0 | 0 | 1788.4 | 0 | 0 | 0 | 1920184 | 0
2379 | 1020.8 | 0 | 0 | 0 | 0 | 1784.05 | 0 | 0 | 0 | 1214752 | 0
2380 | 1254.4 | 0 | 0 | 0 | 0 | 1782.1 | 0 | 0 | 0 | 1492736 | 0
2381 | 1267.2 | 0 | 0 | 0 | 0 | 1782.9 | 0 | 0 | 0 | 1507968 | 0
2382 | 1392 | 0 | 0 | 0 | 0 | 1788.2 | 0 | 0 | 0 | 1656480 | 0
2383 | 1293.522 | 364.895 | 364.895 | 355.2109 | 355.2109 | 1798.55 | 671368.6097 | 127875.9188 | 58005.9376 | 1719924.2726 | 71557.2329
2384 | 650.269 | 855.119 | 650.269 | 832.4246 | 650.269 | 1806.6 | 1239080.5837 | 234096.84 | 106188.9277 | 0 | 125762.0246
2385 | 1468.701 | 2073.486 | 1468.701 | 2018.4568 | 1468.701 | 1855.45 | 2872147.8359 | 528732.36 | 239838.8733 | 0 | 212300.7295
2386 | 1476.864 | 3234.726 | 1476.864 | 3148.8781 | 1476.864 | 1772.65 | 2768950.5442 | 531671.04 | 241171.8912 | 0 | 335765.0304
2387 | 1368.496 | 3652.564 | 1368.496 | 3555.6269 | 1368.496 | 1664.5 | 2417151.8318 | 492658.56 | 223475.3968 | 0 | 459130.408
2388 | 1103.419 | 3907.819 | 1103.419 | 3804.1076 | 1103.419 | 1521.6 | 1774667.606 | 397230.84 | 180188.3227 | 0 | 527875.6496
2389 | 1738.664 | 3895.985 | 1738.664 | 3792.5877 | 1738.664 | 1441.3 | 2644049.225 | 625919.04 | 283923.8312 | 0 | 971391.5768
2390 | 1353.651 | 3579.002 | 1353.651 | 3484.0172 | 1353.651 | 1464.2 | 2097572.7375 | 487314.36 | 221051.2083 | 0 | 725286.2058
2391 | 1671.773 | 3047.591 | 1671.773 | 2966.7096 | 1671.773 | 1622.95 | 2876100.0397 | 601838.28 | 273000.5309 | 0 | 630342.0096
2392 | 1643.7 | 2249.699 | 1643.7 | 2189.9932 | 1643.7 | 1757.85 | 3050163.5095 | 591732 | 268416.21 | 0 | 398021.955
2393 | 1554.145 | 1209.677 | 1209.677 | 1177.5728 | 1177.5728 | 1848.7 | 2292799.0753 | 423926.2195 | 192297.6434 | 690256.7842 | 178166.7695
2394 | 1624.376 | 219.922 | 219.922 | 214.0854 | 214.0854 | 1860 | 418859.5429 | 77070.7404 | 34960.1442 | 2585062.6881 | 29971.9546
2395 | 1597.412 | 0 | 0 | 0 | 0 | 1894.45 | 0 | 0 | 0 | 5428005.976 | 0
2396 | 1305.6 | 0 | 0 | 0 | 0 | 1886 | 0 | 0 | 0 | 4436428.8 | 0
2397 | 1634.4 | 0 | 0 | 0 | 0 | 1865.65 | 0 | 0 | 0 | 5553691.2 | 0
2398 | 1851.2 | 305.874 | 305.874 | 297.7563 | 297.7563 | 1857.7 | 580057.4559 | 107192.2575 | 48623.599 | 5278601.7919 | 42370.7173
2399 | 1613.6 | 592 | 592 | 576.2886 | 576.2886 | 1835.65 | 1112904.4769 | 207463.9114 | 94107.9354 | 3524783.992 | 94713.0384
2400 | 1363.2 | 0 | 0 | 0 | 0 | 1816.15 | 0 | 0 | 0 | 2498745.6 | 0
2401 | 1245.6 | 0 | 0 | 0 | 0 | 1786 | 0 | 0 | 0 | 1482264 | 0
2402 | 1235.2 | 0 | 0 | 0 | 0 | 1686.4 | 0 | 0 | 0 | 1469888 | 0
2403 | 1324 | 0 | 0 | 0 | 0 | 1682.05 | 0 | 0 | 0 | 1575560 | 0
2404 | 1393.6 | 0 | 0 | 0 | 0 | 1674.3 | 0 | 0 | 0 | 1658384 | 0
2405 | 1192 | 0 | 0 | 0 | 0 | 1680.9 | 0 | 0 | 0 | 1418480 | 0
2406 | 1108 | 0 | 0 | 0 | 0 | 1686.2 | 0 | 0 | 0 | 1318520 | 0
2407 | 1071.458 | 360.043 | 360.043 | 350.4877 | 350.4877 | 1696.55 | 626726.7208 | 126175.5558 | 57234.6341 | 1321538.6423 | 106355.4789
2408 | 700.377 | 806.205 | 700.377 | 784.8088 | 700.377 | 1685.8 | 1248915.837 | 252135.72 | 114371.5641 | 0 | 220058.4534
2409 | 1179.725 | 1209.848 | 1179.725 | 1177.7393 | 1177.7393 | 1752.15 | 2182109.0562 | 423986.1457 | 192324.8267 | 3639.7998 | 291902.6839
2410 | 1627.857 | 1627.857 | 1627.857 | 1584.6546 | 1584.6546 | 1724.65 | 2894495.8314 | 570475.6426 | 258774.0901 | 79190.0676 | 436334.6338
2411 | 1504.309 | 2155.814 | 1504.309 | 2098.5999 | 1504.309 | 1727 | 2755707.0057 | 541551.24 | 245653.6597 | 0 | 410676.357
2412 | 1607.655 | 2411.24 | 1607.655 | 2347.247 | 1607.655 | 1623.95 | 2757092.3376 | 578755.8 | 262530.0615 | 0 | 604558.6628
2413 | 1708.11 | 3735.932 | 1708.11 | 3636.7824 | 1708.11 | 1441.3 | 2596595.512 | 614919.6 | 278934.363 | 0 | 954321.057
2414 | 1747.615 | 2676.486 | 1747.615 | 2605.4535 | 1747.615 | 1464.2 | 2702838.4674 | 629141.4 | 285385.5295 | 0 | 936372.117
2415 | 1656.806 | 1886.129 | 1656.806 | 1836.0722 | 1656.806 | 1580.45 | 2767683.8083 | 596450.16 | 270556.4198 | 0 | 695112.9573
2416 | 1940.668 | 1123.418 | 1123.418 | 1093.6031 | 1093.6031 | 1684.05 | 1940167.6023 | 393697.1155 | 178585.386 | 1552669.964 | 345523.899
2417 | 1471.768 | 1161.496 | 1161.496 | 1130.6705 | 1130.6705 | 1847.8 | 2198759.662 | 407041.3906 | 184638.4974 | 625231.6637 | 172088.0546
2418 | 1831.384 | 205.163 | 205.163 | 199.7181 | 199.7181 | 1860 | 391331.2686 | 71898.5109 | 32613.9634 | 2990843.6207 | 27960.532
2419 | 1741.725 | 0 | 0 | 0 | 0 | 1894.45 | 0 | 0 | 0 | 5918381.55 | 0
2420 | 1332.8 | 0 | 0 | 0 | 0 | 1880.1 | 0 | 0 | 0 | 4528854.4 | 0
2421 | 1913.6 | 0 | 0 | 0 | 0 | 1838.05 | 0 | 0 | 0 | 6502412.8 | 0
2422 | 1916 | 305.874 | 305.874 | 297.7563 | 297.7563 | 1857.7 | 580626.3651 | 107192.2575 | 48623.599 | 5498792.1919 | 42370.7173
2423 | 1797.6 | 592 | 592 | 576.2886 | 576.2886 | 1835.65 | 1113122.5792 | 207463.9114 | 94107.9354 | 4150015.992 | 94713.0384
2424 | 1308 | 0 | 0 | 0 | 0 | 1816.15 | 0 | 0 | 0 | 2397564 | 0
2425 | 1379.2 | 0 | 0 | 0 | 0 | 1786 | 0 | 0 | 0 | 1641248 | 0
2426 | 1590.4 | 0 | 0 | 0 | 0 | 1686.4 | 0 | 0 | 0 | 1892576 | 0
2427 | 1549.6 | 0 | 0 | 0 | 0 | 1676.25 | 0 | 0 | 0 | 1844024 | 0
2428 | 934.4 | 0 | 0 | 0 | 0 | 1667.1 | 0 | 0 | 0 | 1111936 | 0
2429 | 1459.2 | 0 | 0 | 0 | 0 | 1675.1 | 0 | 0 | 0 | 1736448 | 0
2430 | 1591.2 | 0 | 0 | 0 | 0 | 1683.3 | 0 | 0 | 0 | 1893528 | 0
2431 | 966.93 | 351.849 | 351.849 | 342.5111 | 342.5111 | 1714.05 | 619070.7215 | 123304.003 | 55932.0658 | 1144559.8082 | 97941.0546
2432 | 1477.577 | 1351.872 | 1351.872 | 1315.9941 | 1315.9941 | 1689.5 | 2352254.5952 | 473757.8595 | 214901.829 | 296181.5398 | 408616.1538
2433 | 1354.983 | 1696.07 | 1354.983 | 1651.0572 | 1354.983 | 1713.45 | 2455284.9414 | 487793.88 | 221268.7239 | 0 | 388270.3786
2434 | 1698.036 | 2571.796 | 1698.036 | 2503.5419 | 1698.036 | 1719.65 | 3093336.8947 | 611292.96 | 277289.2788 | 0 | 476044.3926
2435 | 1687.35 | 3466.634 | 1687.35 | 3374.6314 | 1687.35 | 1629.35 | 2912639.975 | 607446 | 275544.255 | 0 | 625416.2775
2436 | 1799.841 | 3672.203 | 1799.841 | 3574.7447 | 1799.841 | 1591.45 | 3029360.4263 | 647942.76 | 293914.0353 | 0 | 735325.0406
2437 | 1492.56 | 3672.84 | 1492.56 | 3575.3648 | 1492.56 | 1441.3 | 2271435.0449 | 537321.6 | 243735.048 | 0 | 833893.272
2438 | 1614.825 | 3414.66 | 1614.825 | 3324.0368 | 1614.825 | 1464.2 | 2494857.7902 | 581337 | 263700.9225 | 0 | 865223.235
2439 | 1802.673 | 2927.588 | 1802.673 | 2849.8914 | 1802.673 | 1483.25 | 2827774.2306 | 648962.28 | 294376.5009 | 0 | 931531.2728
2440 | 1703.159 | 1661.417 | 1661.417 | 1617.3239 | 1617.3239 | 1691.85 | 2885366.4143 | 582236.6035 | 264108.9926 | 157335.741 | 498378.3593
2441 | 1953.342 | 653.595 | 653.595 | 636.2489 | 636.2489 | 1837.7 | 1229435.8479 | 229049.6202 | 103899.4527 | 2414231.5698 | 103263.2038
2442 | 1610.257 | 114.881 | 114.881 | 111.8321 | 111.8321 | 1837.5 | 216238.3472 | 40259.5635 | 18262.1853 | 2746612.8034 | 18172.7196
2443 | 1843.247 | 0 | 0 | 0 | 0 | 1888.55 | 0 | 0 | 0 | 6263353.306 | 0
2444 | 1636 | 0 | 0 | 0 | 0 | 1829.1 | 0 | 0 | 0 | 5559128 | 0
2445 | 1706.4 | 0 | 0 | 0 | 0 | 1820.5 | 0 | 0 | 0 | 5798347.2 | 0
2446 | 2003.2 | 305.874 | 305.874 | 297.7563 | 297.7563 | 1857.7 | 581637.8849 | 107192.2575 | 48623.599 | 5795097.7919 | 42370.7173
2447 | 1822.4 | 592 | 592 | 576.2886 | 576.2886 | 1835.65 | 1115494.2964 | 207463.9114 | 94107.9354 | 4234286.392 | 94713.0384
2448 | 1698.4 | 0 | 0 | 0 | 0 | 1815.15 | 0 | 0 | 0 | 3113167.2 | 0
2449 | 1377.6 | 0 | 0 | 0 | 0 | 1791.9 | 0 | 0 | 0 | 2525140.8 | 0
2450 | 1225.6 | 0 | 0 | 0 | 0 | 1686.4 | 0 | 0 | 0 | 2246524.8 | 0
2451 | 1188 | 0 | 0 | 0 | 0 | 1682.05 | 0 | 0 | 0 | 2177604 | 0
2452 | 1199.2 | 0 | 0 | 0 | 0 | 1677.2 | 0 | 0 | 0 | 2198133.6 | 0
2453 | 1212 | 0 | 0 | 0 | 0 | 1632.9 | 0 | 0 | 0 | 2221596 | 0
2454 | 1070.4 | 0 | 0 | 0 | 0 | 1641.7 | 0 | 0 | 0 | 1962043.2 | 0
2455 | 974.019 | 220.947 | 220.947 | 215.0832 | 215.0832 | 1693.65 | 384158.4826 | 77429.9473 | 35123.0844 | 1391129.3451 | 65890.7344
2456 | 196.406 | 270.922 | 196.406 | 263.7319 | 196.406 | 1633.25 | 338294.9876 | 70706.16 | 32073.0998 | 0 | 72031.9005
2457 | 173.54 | 1831.057 | 173.54 | 1782.4617 | 173.54 | 1709.95 | 313205.0763 | 62474.4 | 28339.082 | 0 | 50335.277
2458 | 0 | 2941.456 | 0 | 2863.3914 | 0 | 1529.8 | 0 | 0 | 0 | 0 | 0
2459 | 0 | 3417.219 | 0 | 3326.5279 | 0 | 1462.3 | 0 | 0 | 0 | 0 | 0
2460 | 0 | 2793.947 | 0 | 2719.7972 | 0 | 1451.75 | 0 | 0 | 0 | 0 | 0
2461 | 0 | 3086.823 | 0 | 3004.9004 | 0 | 1441.3 | 0 | 0 | 0 | 0 | 0
2462 | 267.984 | 2139.569 | 267.984 | 2082.786 | 267.984 | 1464.2 | 414633.7979 | 96474.24 | 43761.7872 | 0 | 143585.8272
2463 | 256.129 | 2959.049 | 256.129 | 2880.5175 | 256.129 | 1553.1 | 419804.8061 | 92206.44 | 41825.8657 | 0 | 114464.0501
2464 | 126.647 | 2172.214 | 126.647 | 2114.5646 | 126.647 | 1629.35 | 217577.3506 | 45592.92 | 20681.4551 | 0 | 46941.7105
2465 | 227.812 | 1157.027 | 227.812 | 1126.3201 | 227.812 | 1778.7 | 426119.8839 | 82012.32 | 37201.6996 | 0 | 50414.7956
2466 | 353.747 | 205 | 205 | 199.5594 | 199.5594 | 1833.7 | 385240.8444 | 71841.3882 | 32588.0519 | 282625.8492 | 33186.7302
2467 | 216.663 | 189.874 | 189.874 | 184.8348 | 184.8348 | 1837.55 | 356977.956 | 66540.5451 | 30183.5306 | 58341.0034 | 30026.421
2468 | 193.6 | 193.6 | 193.6 | 188.462 | 188.462 | 1784 | 353497.3028 | 67846.3062 | 30775.8383 | 9418.0245 | 40707.7837
2469 | 127.2 | 127.2 | 127.2 | 123.8242 | 123.8242 | 1814.65 | 235914.1875 | 44576.7053 | 20220.4888 | 6187.8756 | 22950.812
2470 | 117.6 | 117.6 | 117.6 | 114.479 | 114.479 | 1857.7 | 223170.6921 | 41212.4256 | 18694.4142 | 5720.8661 | 16290.356
2471 | 128.8 | 128.8 | 128.8 | 125.3817 | 125.3817 | 1835.65 | 242098.8488 | 45137.4186 | 20474.8346 | 6265.7105 | 20606.4854
2472 | 140.8 | 140.8 | 140.8 | 137.0632 | 137.0632 | 1816.15 | 261984.1353 | 49342.7681 | 22382.4279 | 6849.4724 | 25199.0775
2473 | 108.8 | 0 | 0 | 0 | 0 | 1792.3 | 0 | 0 | 0 | 129472 | 0
2474 | 100 | 0 | 0 | 0 | 0 | 1694.5 | 0 | 0 | 0 | 119000 | 0
2475 | 89.6 | 0 | 0 | 0 | 0 | 1685.1 | 0 | 0 | 0 | 106624 | 0
2476 | 99.2 | 0 | 0 | 0 | 0 | 1682.9 | 0 | 0 | 0 | 118048 | 0
2477 | 91.2 | 0 | 0 | 0 | 0 | 1681.9 | 0 | 0 | 0 | 108528 | 0
2478 | 98.4 | 0 | 0 | 0 | 0 | 1686.55 | 0 | 0 | 0 | 117096 | 0
2479 | 64.271 | 64.271 | 64.271 | 62.5653 | 62.5653 | 1738.8 | 114692.8897 | 22523.5018 | 10216.9107 | 3126.5798 | 16342.0518
2480 | 44.716 | 755.775 | 44.716 | 735.7171 | 44.716 | 1660.65 | 78337.2382 | 16097.76 | 7302.1228 | 0 | 15174.3746
2481 | 503.248 | 1815.305 | 503.247 | 1767.1278 | 503.248 | 1695.25 | 898841.1659 | 181169.28 | 82180.3984 | 0 | 153364.828
2482 | 593.572 | 2510.251 | 593.572 | 2443.6303 | 593.572 | 1638.95 | 1027347.2935 | 213685.92 | 96930.3076 | 0 | 214309.1706
2483 | 451.248 | 1888.907 | 451.248 | 1838.7764 | 451.248 | 1445.85 | 690104.5884 | 162449.28 | 73688.7984 | 0 | 250059.0792
2484 | 445.515 | 3852.971 | 445.515 | 3750.7153 | 445.515 | 1438.65 | 677164.8164 | 160385.4 | 72752.5995 | 0 | 250089.8453
2485 | 1718.709 | 2619.023 | 1718.709 | 2549.5156 | 1718.709 | 1429.15 | 2590734.7216 | 618735.24 | 280665.1797 | 0 | 981125.0326
2486 | 1825.482 | 2730.911 | 1825.482 | 2658.4341 | 1825.482 | 1553.8 | 2999539.6798 | 657173.52 | 298101.2106 | 0 | 814530.0684
2487 | 1311.2 | 2065.533 | 1311.2 | 2010.7149 | 1311.2 | 1730.6 | 2396216.0654 | 472032 | 214118.96 | 0 | 353237.28
2488 | 1571.2 | 1868.58 | 1571.2 | 1818.9889 | 1571.2 | 1743.8 | 2887540.0603 | 565632 | 256576.96 | 0 | 402541.44
2489 | 1255.2 | 1144.1 | 1144.1 | 1113.7362 | 1113.7362 | 1828.1 | 2138519.9941 | 400945.0355 | 181873.123 | 259303.1276 | 191451.2544
2490 | 1663.487 | 197.375 | 197.375 | 192.1368 | 192.1368 | 1813.6 | 366206.2836 | 69169.239 | 31375.9354 | 2696984.9622 | 35814.2949
2491 | 1610.935 | 0 | 0 | 0 | 0 | 1829.6 | 0 | 0 | 0 | 5473957.13 | 0
2492 | 1180.8 | 0 | 0 | 0 | 0 | 1753.2 | 0 | 0 | 0 | 4012358.4 | 0
2493 | 1295.2 | 0 | 0 | 0 | 0 | 1771.7 | 0 | 0 | 0 | 4401089.6 | 0
2494 | 1408 | 305.874 | 305.874 | 297.7563 | 297.7563 | 1842.65 | 575262.6164 | 107192.2575 | 48623.599 | 3772608.1919 | 46851.9492
2495 | 1508 | 592 | 592 | 576.2886 | 576.2886 | 1827.2 | 1106376.0525 | 207463.9114 | 94107.9354 | 3165955.192 | 99582.6775
2496 | 1367.2 | 0 | 0 | 0 | 0 | 1809.75 | 0 | 0 | 0 | 2506077.6 | 0
2497 | 1770.4 | 0 | 0 | 0 | 0 | 1728.2 | 0 | 0 | 0 | 2106776 | 0
2498 | 1622.4 | 0 | 0 | 0 | 0 | 1768.7 | 0 | 0 | 0 | 1930656 | 0
2499 | 1314.4 | 0 | 0 | 0 | 0 | 1674.15 | 0 | 0 | 0 | 1564136 | 0
2500 | 1200.8 | 0 | 0 | 0 | 0 | 1666.1 | 0 | 0 | 0 | 1428952 | 0
2501 | 1348 | 0 | 0 | 0 | 0 | 1667.7 | 0 | 0 | 0 | 1604120 | 0
2502 | 1156 | 0 | 0 | 0 | 0 | 1669.6 | 0 | 0 | 0 | 1375640 | 0
2503 | 1375.182 | 378.893 | 378.893 | 368.8374 | 368.8374 | 1685.65 | 657496.8092 | 132781.4591 | 60231.1452 | 1844629.6768 | 115944.0324
2504 | 1228.928 | 1228.928 | 1228.928 | 1196.3129 | 1196.3129 | 1605.65 | 2033433.3485 | 430672.6515 | 195357.9 | 59783.4401 | 471766.0003
2505 | 1763.437 | 1801.686 | 1763.437 | 1753.8702 | 1753.8702 | 1499.05 | 2788285.6971 | 631393.2849 | 286407.0095 | 17535.8788 | 878601.2946
2506 | 1786.454 | 1026.113 | 1026.113 | 998.8805 | 998.8805 | 1510.4 | 1602241.9746 | 359596.9873 | 163117.189 | 1443622.1882 | 489051.9028
2507 | 1601.327 | 3005.102 | 1601.327 | 2925.3482 | 1601.327 | 1539.9 | 2620210.4527 | 576477.72 | 261496.6991 | 0 | 736770.5527
2508 | 1886.909 | 3523.48 | 1886.908 | 3429.9688 | 1886.909 | 1536.9 | 3082053.3509 | 679287.24 | 308132.2397 | 0 | 873827.5579
2509 | 1830.371 | 1830.371 | 1830.371 | 1781.794 | 1781.794 | 1457.3 | 2761940.2497 | 641445.8225 | 290966.9523 | 89041.7299 | 966979.5775
2510 | 1393.734 | 3528.168 | 1393.733 | 3434.5323 | 1393.734 | 1395.6 | 2060908.0558 | 501744.24 | 227596.7622 | 0 | 842372.8296
2511 | 1534.199 | 2058.675 | 1534.199 | 2004.0389 | 1534.199 | 1572.3 | 2552464.4553 | 552311.64 | 250534.6967 | 0 | 656176.9123
2512 | 1641.378 | 1688.224 | 1641.378 | 1643.4195 | 1641.378 | 1638.15 | 2838054.4929 | 590896.08 | 268037.0274 | 0 | 593932.6293
2513 | 1522.665 | 967.011 | 967.011 | 941.3471 | 941.3471 | 1726.25 | 1712336.0589 | 338884.9399 | 153721.9741 | 1065555.7928 | 257693.7564
2514 | 1554.326 | 213.098 | 213.098 | 207.4425 | 207.4425 | 1830.8 | 397989.5196 | 74679.2983 | 33875.3595 | 2468837.4642 | 35099.2702
2515 | 1267.674 | 0 | 0 | 0 | 0 | 1849.95 | 0 | 0 | 0 | 4307556.252 | 0
2516 | 1214.4 | 0 | 0 | 0 | 0 | 1844.15 | 0 | 0 | 0 | 4126531.2 | 0
2517 | 1422.4 | 0 | 0 | 0 | 0 | 1828.65 | 0 | 0 | 0 | 4833315.2 | 0
2518 | 1226.4 | 305.874 | 305.874 | 297.7563 | 297.7563 | 1815.55 | 568076.476 | 107192.2575 | 48623.599 | 3155531.3919 | 54921.1441
2519 | 1222.4 | 592 | 592 | 576.2886 | 576.2886 | 1800.1 | 1090527.8957 | 207463.9114 | 94107.9354 | 2195486.392 | 115200.0997
2520 | 1440.8 | 0 | 0 | 0 | 0 | 1750.45 | 0 | 0 | 0 | 2640986.4 | 0
2521 | 1159.2 | 0 | 0 | 0 | 0 | 1746.8 | 0 | 0 | 0 | 1379448 | 0
2522 | 1145.6 | 0 | 0 | 0 | 0 | 1683.5 | 0 | 0 | 0 | 1363264 | 0
2523 | 1368.8 | 0 | 0 | 0 | 0 | 1655.05 | 0 | 0 | 0 | 1628872 | 0
2524 | 864.8 | 0 | 0 | 0 | 0 | 1632.1 | 0 | 0 | 0 | 1029112 | 0
2525 | 943.2 | 0 | 0 | 0 | 0 | 1636.4 | 0 | 0 | 0 | 1122408 | 0
2526 | 1092 | 0 | 0 | 0 | 0 | 1676.1 | 0 | 0 | 0 | 1299480 | 0
2527 | 1156.517 | 348.282 | 348.282 | 339.0388 | 339.0388 | 1696.55 | 605554.9666 | 122053.9628 | 55365.0337 | 1498437.567 | 102881.3195
2528 | 715.847 | 815.881 | 715.847 | 794.228 | 715.847 | 1713.5 | 1292132.6752 | 257704.92 | 116897.8151 | 0 | 205090.1655
2529 | 1374.694 | 1561.511 | 1374.694 | 1520.0693 | 1374.694 | 1757.95 | 2541833.7651 | 494889.84 | 224487.5302 | 0 | 332744.6827
2530 | 1474.584 | 2625.582 | 1474.584 | 2555.9005 | 1474.584 | 1748.65 | 2721326.4899 | 530850.24 | 240799.5672 | 0 | 370636.6884
2531 | 1171.084 | 3548.087 | 1171.084 | 3453.9227 | 1171.084 | 1629.35 | 2017924.7757 | 421590.24 | 191238.0172 | 0 | 434062.2846
2532 | 1452.682 | 3755.363 | 1452.682 | 3655.6977 | 1452.682 | 1591.45 | 2434544.8189 | 522965.52 | 237222.9706 | 0 | 593493.2311
2533 | 1536.423 | 3131.798 | 1536.423 | 3048.6818 | 1536.423 | 1441.3 | 2324355.6006 | 553112.28 | 250897.8759 | 0 | 858399.5301
2534 | 1489.362 | 2876.831 | 1489.362 | 2800.4815 | 1489.362 | 1723.9 | 2700697.4251 | 536170.32 | 243212.8146 | 0 | 411212.8482
2535 | 1094.152 | 2417.467 | 1094.152 | 2353.3087 | 1094.152 | 1772.55 | 2042932.3731 | 393894.72 | 178675.0216 | 0 | 248864.8724
2536 | 1400.201 | 1749.992 | 1400.201 | 1703.5482 | 1400.201 | 1799.45 | 2650958.7108 | 504072.36 | 228652.8233 | 0 | 280810.3106
2537 | 1681.075 | 930.337 | 930.337 | 905.6464 | 905.6464 | 1853.2 | 1760160.4696 | 326032.6908 | 147892.0511 | 1421360.6913 | 132948.8861
2538 | 1647.588 | 183.433 | 183.433 | 178.5648 | 178.5648 | 1893.5 | 354420.2327 | 64283.3237 | 29159.6299 | 2692719.5473 | 19017.1499
2539 | 1122.777 | 0 | 0 | 0 | 0 | 1894.45 | 0 | 0 | 0 | 3815196.246 | 0
2540 | 1656 | 0 | 0 | 0 | 0 | 1886 | 0 | 0 | 0 | 5627088 | 0
2541 | 1400.8 | 0 | 0 | 0 | 0 | 1871.55 | 0 | 0 | 0 | 4759918.4 | 0
2542 | 1624.8 | 305.874 | 305.874 | 297.7563 | 297.7563 | 1857.7 | 579320.6299 | 107192.2575 | 48623.599 | 4509294.5919 | 42370.7173
2543 | 1046.4 | 592 | 592 | 576.2886 | 576.2886 | 1835.65 | 1111947.4095 | 207463.9114 | 94107.9354 | 1597438.392 | 94713.0384
2544 | 1645.6 | 0 | 0 | 0 | 0 | 1816.15 | 0 | 0 | 0 | 3016384.8 | 0
2545 | 1430.4 | 0 | 0 | 0 | 0 | 1797.3 | 0 | 0 | 0 | 1702176 | 0
2546 | 1149.6 | 0 | 0 | 0 | 0 | 1782 | 0 | 0 | 0 | 1368024 | 0
2547 | 1410.4 | 0 | 0 | 0 | 0 | 1699.55 | 0 | 0 | 0 | 1678376 | 0
2548 | 1274.4 | 0 | 0 | 0 | 0 | 1680.1 | 0 | 0 | 0 | 1516536 | 0
2549 | 1276.8 | 0 | 0 | 0 | 0 | 1701.9 | 0 | 0 | 0 | 1519392 | 0
2550 | 1566.4 | 0 | 0 | 0 | 0 | 1782.3 | 0 | 0 | 0 | 1864016 | 0
2551 | 1491.966 | 126.32 | 126.32 | 122.9675 | 122.9675 | 1798.05 | 232701.5481 | 44268.313 | 20080.5986 | 2509374.1844 | 24833.2939
2552 | 1493.014 | 509.715 | 509.715 | 496.1874 | 496.1874 | 1716.4 | 898968.0678 | 178627.479 | 81027.4092 | 1827183.0812 | 140718.7585
2553 | 1539.824 | 1539.824 | 1539.824 | 1498.9579 | 1498.9579 | 1757.95 | 2782014.1872 | 539624.8478 | 244779.8268 | 74907.5421 | 362822.7622
2554 | 1782.499 | 2486.68 | 1782.499 | 2420.6849 | 1782.499 | 1738.55 | 3272978.533 | 641699.64 | 291082.0867 | 0 | 466034.3635
2555 | 1835.337 | 3421.577 | 1835.337 | 3330.7702 | 1835.337 | 1656.7 | 3214226.7482 | 660721.32 | 299710.5321 | 0 | 630071.1921
2556 | 1632.697 | 3805.477 | 1632.697 | 3704.4817 | 1632.697 | 1646.15 | 2831734.5592 | 587770.92 | 266619.4201 | 0 | 577729.8334
2557 | 1766.248 | 3768.003 | 1766.248 | 3668.0023 | 1766.248 | 1635.7 | 3037659.0851 | 635849.28 | 288428.2984 | 0 | 643444.1464
2558 | 1904.871 | 3480.723 | 1904.871 | 3388.3465 | 1904.871 | 1732.4 | 3479018.5622 | 685753.56 | 311065.4343 | 0 | 509743.4796
2559 | 1996.523 | 2950.895 | 1996.523 | 2872.5799 | 1996.523 | 1765.35 | 3713492.3024 | 718748.28 | 326032.2059 | 0 | 468484.122
2560 | 1909.872 | 1860.776 | 1860.776 | 1811.392 | 1811.392 | 1775.35 | 3387898.6856 | 652101.127 | 295800.3168 | 180513.8045 | 406929.2172
2561 | 1550.773 | 244.638 | 244.638 | 238.1454 | 238.1454 | 1892.9 | 474361.3031 | 85732.3587 | 38889.1505 | 2406046.3159 | 25505.3767
2562 | 1749.963 | 43.893 | 43.893 | 42.7281 | 42.7281 | 1893 | 84993.4257 | 15382.1173 | 6977.4993 | 3129361.5649 | 4571.9071
2563 | 2041.861 | 0 | 0 | 0 | 0 | 1894.45 | 0 | 0 | 0 | 6938243.678 | 0
2564 | 1636 | 0 | 0 | 0 | 0 | 1881.5 | 0 | 0 | 0 | 5559128 | 0
2565 | 1492.8 | 0 | 0 | 0 | 0 | 1871.55 | 0 | 0 | 0 | 5072534.4 | 0
2566 | 1684 | 305.874 | 305.874 | 297.7563 | 297.7563 | 1857.7 | 579553.356 | 107192.2575 | 48623.599 | 4710456.1919 | 42370.7173
2567 | 1725.6 | 592 | 592 | 576.2886 | 576.2886 | 1835.65 | 1110995.1331 | 207463.9114 | 94107.9354 | 3905359.992 | 94713.0384
2568 | 1603.2 | 0 | 0 | 0 | 0 | 1816.15 | 0 | 0 | 0 | 2938665.6 | 0
2569 | 792 | 0 | 0 | 0 | 0 | 1746.8 | 0 | 0 | 0 | 942480 | 0
2570 | 863.2 | 0 | 0 | 0 | 0 | 1749 | 0 | 0 | 0 | 1027208 | 0
2571 | 843.2 | 0 | 0 | 0 | 0 | 1682.05 | 0 | 0 | 0 | 1003408 | 0
2572 | 594.4 | 0 | 0 | 0 | 0 | 1680.1 | 0 | 0 | 0 | 707336 | 0
2573 | 836 | 0 | 0 | 0 | 0 | 1698.4 | 0 | 0 | 0 | 994840 | 0
2574 | 635.2 | 0 | 0 | 0 | 0 | 1748.8 | 0 | 0 | 0 | 755888 | 0
2575 | 612.699 | 126.461 | 126.461 | 123.1048 | 123.1048 | 1792.15 | 232689.3038 | 44317.7258 | 20103.0129 | 897426.1796 | 25587.3314
2576 | 532.414 | 503.872 | 503.872 | 490.4995 | 490.4995 | 1713.5 | 888259.1321 | 176579.8243 | 80098.5703 | 76829.2569 | 140528.1101
2577 | 903.735 | 1471.995 | 903.735 | 1432.9291 | 903.735 | 1775.45 | 1691012.6177 | 325344.6 | 147579.9255 | 0 | 202933.6942
2578 | 888.082 | 1588.465 | 888.082 | 1546.308 | 888.082 | 1772.65 | 1665207.2176 | 319709.52 | 145023.7906 | 0 | 201905.4427
2579 | 1104.242 | 3620.629 | 1104.242 | 3524.5395 | 1104.242 | 1768.1 | 2063521.1839 | 397527.12 | 180322.7186 | 0 | 256073.7198
2580 | 873.013 | 3844.152 | 873.013 | 3742.1303 | 873.013 | 1719.95 | 1582726.0411 | 314284.68 | 142563.0229 | 0 | 244487.2906
2581 | 777.272 | 3821.656 | 777.272 | 3720.2313 | 777.272 | 1706 | 1395064.5633 | 279817.92 | 126928.5176 | 0 | 228517.968
2582 | 991.14 | 3562.952 | 991.14 | 3468.3932 | 991.14 | 1732.4 | 1807321.0472 | 356810.4 | 161853.162 | 0 | 265229.064
2583 | 976.907 | 3021.657 | 976.907 | 2941.4639 | 976.907 | 1795.95 | 1850414.6726 | 351686.52 | 159528.9131 | 0 | 199337.8733
2584 | 874.205 | 2217.144 | 874.205 | 2158.3022 | 874.205 | 1847.45 | 1698533.0358 | 314713.8 | 142757.6765 | 0 | 133359.9727
2585 | 861.226 | 1174.44 | 861.226 | 1143.271 | 861.226 | 1898.3 | 1715180.6309 | 310041.36 | 140638.2058 | 0 | 87586.6842
2586 | 364.693 | 212.449 | 212.449 | 206.8107 | 206.8107 | 1893.5 | 411493.5163 | 74451.859 | 33772.1905 | 289398.2204 | 22025.3416
2587 | 407.546 | 0 | 0 | 0 | 0 | 1894.45 | 0 | 0 | 0 | 1384841.308 | 0
2588 | 380.8 | 0 | 0 | 0 | 0 | 1848 | 0 | 0 | 0 | 1293958.4 | 0
2589 | 503.2 | 0 | 0 | 0 | 0 | 1814.65 | 0 | 0 | 0 | 1709873.6 | 0
2590 | 686.4 | 305.874 | 305.874 | 297.7563 | 297.7563 | 1857.7 | 579052.8847 | 107192.2575 | 48623.599 | 1320611.3919 | 42370.7173
2591 | 699.2 | 592 | 592 | 576.2886 | 576.2886 | 1829.75 | 1105996.4798 | 207463.9114 | 94107.9354 | 417652.792 | 98113.1414
2592 | 0 | 0 | 0 | 0 | 0 | 1759.25 | 0 | 0 | 0 | 0 | 0
2593 | 0 | 0 | 0 | 0 | 0 | 1730.8 | 0 | 0 | 0 | 0 | 0
2594 | 0 | 0 | 0 | 0 | 0 | 1731.5 | 0 | 0 | 0 | 0 | 0
2595 | 0 | 0 | 0 | 0 | 0 | 1676.25 | 0 | 0 | 0 | 0 | 0
2596 | 0 | 0 | 0 | 0 | 0 | 1639.1 | 0 | 0 | 0 | 0 | 0
2597 | 0 | 0 | 0 | 0 | 0 | 1632.9 | 0 | 0 | 0 | 0 | 0
2598 | 0 | 0 | 0 | 0 | 0 | 1641.7 | 0 | 0 | 0 | 0 | 0
2599 | 1576.944 | 397.703 | 397.703 | 387.1482 | 387.1482 | 1605.55 | 654512.1404 | 139373.3445 | 63221.2977 | 2180895.7395 | 152710.5993
2600 | 1498.248 | 1446.871 | 1446.871 | 1408.4718 | 1408.4718 | 1403.7 | 2083242.8997 | 507049.8597 | 230003.4502 | 164559.7152 | 839871.7537
2601 | 1510.044 | 1835.103 | 1510.044 | 1786.4004 | 1510.044 | 1445.25 | 2298224.6857 | 543615.84 | 246590.1852 | 0 | 837696.909
2602 | 1902.362 | 2745.785 | 1902.362 | 2672.9134 | 1902.362 | 1459.95 | 2930864.2639 | 684850.32 | 310655.7146 | 0 | 1027370.5981
2603 | 1884.636 | 3688.191 | 1884.636 | 3590.3084 | 1884.636 | 1462.3 | 2907352.0789 | 678468.96 | 307761.0588 | 0 | 1013368.7772
2604 | 1594.663 | 3922.556 | 1594.663 | 3818.4535 | 1594.663 | 1451.75 | 2438173.4388 | 574078.68 | 260408.4679 | 0 | 874273.9898
2605 | 1945.081 | 3900.443 | 1945.081 | 3796.9274 | 1945.081 | 1441.3 | 2952022.5963 | 700229.16 | 317631.7273 | 0 | 1086716.7547
2606 | 1916.271 | 3559.644 | 1916.271 | 3465.173 | 1916.271 | 1464.2 | 2960456.9534 | 689857.56 | 312927.0543 | 0 | 1026738.0018
2607 | 2098.686 | 3007.732 | 2098.686 | 2927.9084 | 2098.686 | 1483.25 | 3292503.9614 | 755526.96 | 342715.4238 | 0 | 1084495.9905
2608 | 1693.969 | 1918.351 | 1693.969 | 1867.439 | 1693.969 | 1489.65 | 2665085.8143 | 609828.84 | 276625.1377 | 0 | 864517.0791
2609 | 2117.631 | 780.073 | 780.073 | 759.3703 | 759.3703 | 1622.35 | 1296258.5762 | 273373.3036 | 124005.168 | 2489691.8854 | 286776.1892
2610 | 2089.833 | 156.114 | 156.114 | 151.9708 | 151.9708 | 1708.35 | 273473.649 | 54709.495 | 24816.8348 | 3552101.3768 | 44322.2895
2611 | 1694.447 | 0 | 0 | 0 | 0 | 1734.45 | 0 | 0 | 0 | 5757730.906 | 0
2612 | 1517.6 | 0 | 0 | 0 | 0 | 1753.4 | 0 | 0 | 0 | 5156804.8 | 0
2613 | 1688.8 | 0 | 0 | 0 | 0 | 1766.55 | 0 | 0 | 0 | 5738542.4 | 0
2614 | 1653.6 | 305.874 | 305.874 | 297.7563 | 297.7563 | 1857.7 | 581658.5124 | 107192.2575 | 48623.599 | 4607156.9919 | 42370.7173
2615 | 1461.6 | 592 | 592 | 576.2886 | 576.2886 | 1829.75 | 1110413.3628 | 207463.9114 | 94107.9354 | 3008287.992 | 98113.1414
2616 | 0 | 0 | 0 | 0 | 0 | 1776.75 | 0 | 0 | 0 | 0 | 0
2617 | 0 | 0 | 0 | 0 | 0 | 1763.8 | 0 | 0 | 0 | 0 | 0
2618 | 0 | 0 | 0 | 0 | 0 | 1686.4 | 0 | 0 | 0 | 0 | 0
2619 | 0 | 0 | 0 | 0 | 0 | 1682.05 | 0 | 0 | 0 | 0 | 0
2620 | 0 | 0 | 0 | 0 | 0 | 1680.1 | 0 | 0 | 0 | 0 | 0
2621 | 0 | 0 | 0 | 0 | 0 | 1680.9 | 0 | 0 | 0 | 0 | 0
2622 | 0 | 0 | 0 | 0 | 0 | 1703.7 | 0 | 0 | 0 | 0 | 0
2623 | 601.179 | 409.639 | 409.639 | 398.7674 | 398.7674 | 1786.75 | 749880.9763 | 143556.2655 | 65118.7171 | 371020.455 | 85037.149
2624 | 322.859 | 863.397 | 322.859 | 840.4829 | 322.859 | 1761.5 | 600808.8509 | 116229.24 | 52722.8747 | 0 | 77001.8715
2625 | 345.786 | 2033.341 | 345.786 | 1979.3772 | 345.786 | 1848.15 | 672912.7295 | 124482.96 | 56466.8538 | 0 | 52507.6041
2626 | 329.02 | 3158.932 | 329.02 | 3075.0957 | 329.02 | 1835.25 | 637109.72 | 118447.2 | 53728.966 | 0 | 54206.045
2627 | 281.969 | 3622.213 | 281.969 | 3526.0814 | 281.969 | 1751.6 | 520877.4697 | 101508.84 | 46045.5377 | 0 | 70041.0996
2628 | 315.114 | 3856.364 | 315.114 | 3754.0182 | 315.114 | 1711.45 | 567710.6448 | 113441.04 | 51458.1162 | 0 | 90926.1447
2629 | 313.792 | 3840.05 | 313.792 | 3738.1372 | 313.792 | 1721 | 568312.439 | 112965.12 | 51242.2336 | 0 | 87547.968
2630 | 298.368 | 3452.569 | 298.368 | 3360.9397 | 298.368 | 1776.9 | 558514.6676 | 107412.48 | 48723.4944 | 0 | 66565.9008
2631 | 287.073 | 2928.698 | 287.073 | 2850.972 | 287.073 | 1858.55 | 562371.6746 | 103346.28 | 46879.0209 | 0 | 40606.4759
2632 | 258.151 | 2157.224 | 258.151 | 2099.9725 | 258.151 | 1864.95 | 506445.8254 | 92934.36 | 42156.0583 | 0 | 34863.2925
2633 | 315.607 | 1141.147 | 315.607 | 1110.8616 | 315.607 | 1892.9 | 626452.5354 | 113618.52 | 51538.6231 | 0 | 33801.5097
2634 | 311.492 | 200.063 | 200.063 | 194.7534 | 194.7534 | 1881.7 | 384716.074 | 70111.2373 | 31803.2363 | 213981.7859 | 23039.3316
2635 | 272.738 | 0 | 0 | 0 | 0 | 1855.05 | 0 | 0 | 0 | 499928.754 | 0
2636 | 274.4 | 143.474 | 143.474 | 139.6663 | 139.6663 | 1874.2 | 274722.8097 | 50279.8602 | 22807.5032 | 246966.912 | 17570.0178
2637 | 260.8 | 260.8 | 260.8 | 253.8785 | 253.8785 | 1865.65 | 496455.8944 | 91396.2637 | 41458.3607 | 12687.0908 | 34108.5778
2638 | 225.6 | 225.6 | 225.6 | 219.6127 | 219.6127 | 1857.7 | 427951.3122 | 79060.5716 | 35862.7537 | 10974.7228 | 31250.8871
2639 | 268 | 268 | 268 | 260.8874 | 260.8874 | 1835.65 | 502796.9437 | 93919.4734 | 42602.9167 | 13037.348 | 42876.8485
2640 | 0 | 0 | 0 | 0 | 0 | 1816.15 | 0 | 0 | 0 | 0 | 0
2641 | 0 | 0 | 0 | 0 | 0 | 1792.3 | 0 | 0 | 0 | 0 | 0
2642 | 0 | 0 | 0 | 0 | 0 | 1784.7 | 0 | 0 | 0 | 0 | 0
2643 | 0 | 0 | 0 | 0 | 0 | 1781.1 | 0 | 0 | 0 | 0 | 0
2644 | 0 | 0 | 0 | 0 | 0 | 1778.9 | 0 | 0 | 0 | 0 | 0
2645 | 0 | 0 | 0 | 0 | 0 | 1777.9 | 0 | 0 | 0 | 0 | 0
2646 | 0 | 0 | 0 | 0 | 0 | 1779.65 | 0 | 0 | 0 | 0 | 0
2647 | 39.491 | 39.491 | 39.491 | 38.4429 | 38.4429 | 1756.3 | 70910.8128 | 13839.4549 | 6277.7305 | 1921.1116 | 9368.5421
2648 | 37.99 | 779.251 | 37.99 | 758.5701 | 37.99 | 1708.65 | 68367.9585 | 13676.4 | 6203.767 | 0 | 11068.3865
2649 | 302.112 | 2250.931 | 302.113 | 2191.1925 | 302.112 | 1740.35 | 553462.457 | 108760.32 | 49334.8896 | 0 | 78443.3808
2650 | 565.025 | 3002.88 | 565.025 | 2923.1852 | 565.025 | 1754.35 | 1045620.7091 | 203409 | 92268.5825 | 0 | 138798.3913
2651 | 324.56 | 1851.094 | 324.56 | 1801.967 | 324.56 | 1738.35 | 596794.2237 | 116841.6 | 53000.648 | 0 | 84921.124
2652 | 314.692 | 3743.642 | 314.692 | 3644.2878 | 314.692 | 1710.35 | 567804.0011 | 113289.12 | 51389.2036 | 0 | 91150.5378
2653 | 593.521 | 1716.169 | 593.521 | 1670.6228 | 593.521 | 1700.85 | 1061541.0084 | 213667.56 | 96921.9793 | 0 | 177551.8072
2654 | 606.677 | 3421.282 | 606.677 | 3330.483 | 606.677 | 1740.75 | 1112839.8187 | 218403.72 | 99070.3541 | 0 | 157281.0122
2655 | 413.157 | 1554.33 | 413.157 | 1513.0789 | 413.157 | 1783.6 | 777216.8599 | 148736.52 | 67468.5381 | 0 | 89407.1748
2656 | 615.896 | 2106.614 | 615.896 | 2050.7056 | 615.896 | 1788.3 | 1157823.0759 | 221722.56 | 100575.8168 | 0 | 130385.1832
2657 | 592.271 | 1109.443 | 592.271 | 1079.999 | 592.271 | 1882 | 1171280.3461 | 213217.56 | 96717.8543 | 0 | 69887.978
2658 | 583.145 | 187.575 | 187.575 | 182.5969 | 182.5969 | 1864.6 | 357730.4603 | 65734.8702 | 29818.0675 | 734204.7374 | 24723.6151
2659 | 752.979 | 0 | 0 | 0 | 0 | 1829.6 | 0 | 0 | 0 | 2558622.642 | 0
2660 | 606.4 | 0 | 0 | 0 | 0 | 1858.1 | 0 | 0 | 0 | 2060547.2 | 0
2661 | 505.6 | 0 | 0 | 0 | 0 | 1848.2 | 0 | 0 | 0 | 1718028.8 | 0
2662 | 594.4 | 305.874 | 305.874 | 297.7563 | 297.7563 | 1842.65 | 576032.9882 | 107192.2575 | 48623.599 | 1007995.3919 | 46851.9492
2663 | 668.8 | 592 | 592 | 576.2886 | 576.2886 | 1827.2 | 1108444.0138 | 207463.9114 | 94107.9354 | 314353.592 | 99582.6775
2664 | 0 | 0 | 0 | 0 | 0 | 1809.75 | 0 | 0 | 0 | 0 | 0
2665 | 0 | 0 | 0 | 0 | 0 | 1778.3 | 0 | 0 | 0 | 0 | 0
2666 | 0 | 0 | 0 | 0 | 0 | 1768.7 | 0 | 0 | 0 | 0 | 0
2667 | 0 | 0 | 0 | 0 | 0 | 1764.35 | 0 | 0 | 0 | 0 | 0
2668 | 0 | 0 | 0 | 0 | 0 | 1762.1 | 0 | 0 | 0 | 0 | 0
2669 | 0 | 0 | 0 | 0 | 0 | 1705.6 | 0 | 0 | 0 | 0 | 0
2670 | 0 | 0 | 0 | 0 | 0 | 1714.7 | 0 | 0 | 0 | 0 | 0
2671 | 1652.413 | 409.926 | 409.926 | 399.0468 | 399.0468 | 1703.15 | 714183.8845 | 143656.8435 | 65164.3404 | 2297420.2676 | 118457.0388
2672 | 1082.942 | 1082.942 | 1082.942 | 1054.2013 | 1054.2013 | 1670.75 | 1858613.2446 | 379512.4715 | 172151.0739 | 52681.6853 | 347095.7812
2673 | 1038.061 | 1849.439 | 1038.061 | 1800.3559 | 1038.061 | 1609.9 | 1762750.8284 | 373701.96 | 169515.3613 | 0 | 404947.5961
2674 | 1455.5 | 3119.469 | 1455.501 | 3036.68 | 1455.5 | 1612.9 | 2475973.0795 | 523980 | 237683.15 | 0 | 563424.05
2675 | 1822.657 | 3566.897 | 1822.657 | 3472.2335 | 1822.657 | 1648.4 | 3165750.8704 | 656156.52 | 297639.8881 | 0 | 640846.2012
2676 | 1569.698 | 3790.335 | 1569.698 | 3689.7416 | 1569.698 | 1661.9 | 2757899.258 | 565091.28 | 256331.6834 | 0 | 530714.8938
2677 | 1627.187 | 3774.613 | 1627.187 | 3674.4368 | 1627.187 | 1632.15 | 2805603.5263 | 585787.32 | 265719.6371 | 0 | 598560.7379
2678 | 1849.064 | 3497.831 | 1849.064 | 3405.0005 | 1849.064 | 1623.8 | 3174277.1958 | 665663.04 | 301952.1512 | 0 | 695617.8768
2679 | 1544.646 | 2963.789 | 1544.646 | 2885.1317 | 1544.646 | 1577.9 | 2571962.8929 | 556072.56 | 252240.6918 | 0 | 651995.0766
2680 | 1277.5 | 2183.851 | 1277.5 | 2125.8928 | 1277.5 | 1553.15 | 2090190.0305 | 459900 | 208615.75 | 0 | 570850.875
2681 | 1415.472 | 1147.712 | 1147.712 | 1117.2523 | 1117.2523 | 1592.7 | 1871516.2331 | 402210.8457 | 182447.3086 | 546636.6199 | 455056.8818
2682 | 1528.819 | 153.933 | 153.933 | 149.8477 | 149.8477 | 1695.2 | 266349.0939 | 53945.1728 | 24470.1298 | 2527654.3891 | 45673.5796
2683 | 1597.596 | 0 | 0 | 0 | 0 | 1765.45 | 0 | 0 | 0 | 5428631.208 | 0
2684 | 1565.6 | 0 | 0 | 0 | 0 | 1787.25 | 0 | 0 | 0 | 5319908.8 | 0
2685 | 1574.4 | 0 | 0 | 0 | 0 | 1771.75 | 0 | 0 | 0 | 5349811.2 | 0
2686 | 2055.2 | 305.874 | 305.874 | 297.7563 | 297.7563 | 1809.65 | 565476.9027 | 107192.2575 | 48623.599 | 5971793.7919 | 56677.9061
2687 | 2027.2 | 592 | 592 | 576.2886 | 576.2886 | 1800.1 | 1089144.3746 | 207463.9114 | 94107.9354 | 4930196.792 | 115200.0997
2688 | 0 | 0 | 0 | 0 | 0 | 1789.85 | 0 | 0 | 0 | 0 | 0
2689 | 0 | 0 | 0 | 0 | 0 | 1791.9 | 0 | 0 | 0 | 0 | 0
2690 | 0 | 0 | 0 | 0 | 0 | 1776.6 | 0 | 0 | 0 | 0 | 0
2691 | 0 | 0 | 0 | 0 | 0 | 1682.05 | 0 | 0 | 0 | 0 | 0
2692 | 0 | 0 | 0 | 0 | 0 | 1680.1 | 0 | 0 | 0 | 0 | 0
2693 | 0 | 0 | 0 | 0 | 0 | 1680.9 | 0 | 0 | 0 | 0 | 0
2694 | 0 | 0 | 0 | 0 | 0 | 1703.7 | 0 | 0 | 0 | 0 | 0
2695 | 1539.86 | 300.805 | 300.805 | 292.8218 | 292.8218 | 1696.55 | 522280.8249 | 105415.8477 | 47817.7998 | 2285821.0219 | 88856.775
2696 | 753.773 | 875.259 | 753.773 | 852.0301 | 753.773 | 1693 | 1340459.4146 | 271358.28 | 123091.1309 | 0 | 231408.311
2697 | 1086.631 | 2021.315 | 1086.631 | 1967.6704 | 1086.631 | 1747.85 | 1992110.1491 | 391187.16 | 177446.8423 | 0 | 273994.0066
2698 | 1522.957 | 3131.81 | 1522.957 | 3048.6935 | 1522.957 | 1769.75 | 2833764.8299 | 548264.52 | 248698.8781 | 0 | 350660.8493
2699 | 1186.075 | 3597.649 | 1186.075 | 3502.1694 | 1186.075 | 1769.2 | 2209947.5927 | 426987 | 193686.0475 | 0 | 273746.11
2700 | 1273.679 | 3812.612 | 1273.679 | 3711.4274 | 1273.679 | 1751.35 | 2339870.9669 | 458524.44 | 207991.7807 | 0 | 316700.2834
2701 | 1087.344 | 3808.656 | 1087.344 | 3707.5763 | 1087.344 | 1713 | 1952426.5694 | 391443.84 | 177563.2752 | 0 | 312067.728
2702 | 1231.626 | 3536.072 | 1231.626 | 3442.2266 | 1231.626 | 1753.5 | 2271633.1045 | 443385.36 | 201124.5258 | 0 | 303595.809
2703 | 1034.934 | 3017.493 | 1034.934 | 2937.4104 | 1034.934 | 1793.05 | 1951300.1453 | 372576.24 | 169004.7222 | 0 | 214179.5913
2704 | 806.512 | 2239.657 | 806.512 | 2180.2177 | 806.512 | 1847.45 | 1564001.627 | 290344.32 | 131703.4096 | 0 | 123033.4056
2705 | 1209.862 | 809.314 | 809.314 | 787.8352 | 787.8352 | 1865.3 | 1540803.4917 | 283620.6892 | 128653.4959 | 773575.0371 | 106121.4079
2706 | 1026.622 | 183.991 | 183.991 | 179.108 | 179.108 | 1881.7 | 353715.019 | 64478.8725 | 29248.333 | 1553493.2002 | 21188.4739
2707 | 1116.444 | 0 | 0 | 0 | 0 | 1882.65 | 0 | 0 | 0 | 3793676.712 | 0
2708 | 1189.6 | 0 | 0 | 0 | 0 | 1874.2 | 0 | 0 | 0 | 4042260.8 | 0
2709 | 1585.6 | 0 | 0 | 0 | 0 | 1859.75 | 0 | 0 | 0 | 5387868.8 | 0
2710 | 1313.6 | 305.874 | 305.874 | 297.7563 | 297.7563 | 1857.7 | 580645.7559 | 107192.2575 | 48623.599 | 3451836.9919 | 42370.7173
2711 | 1244.8 | 592 | 592 | 576.2886 | 576.2886 | 1835.65 | 1112900.7165 | 207463.9114 | 94107.9354 | 2271601.592 | 94713.0384
2712 | 0 | 0 | 0 | 0 | 0 | 1816.15 | 0 | 0 | 0 | 0 | 0
2713 | 0 | 0 | 0 | 0 | 0 | 1797.8 | 0 | 0 | 0 | 0 | 0
2714 | 0 | 0 | 0 | 0 | 0 | 1788.4 | 0 | 0 | 0 | 0 | 0
2715 | 0 | 0 | 0 | 0 | 0 | 1772.25 | 0 | 0 | 0 | 0 | 0
2716 | 0 | 0 | 0 | 0 | 0 | 1770.3 | 0 | 0 | 0 | 0 | 0
2717 | 0 | 0 | 0 | 0 | 0 | 1771.1 | 0 | 0 | 0 | 0 | 0
2718 | 0 | 0 | 0 | 0 | 0 | 1776.4 | 0 | 0 | 0 | 0 | 0
2719 | 726.714 | 424.916 | 424.916 | 413.639 | 413.639 | 1786.75 | 776927.9755 | 148910.026 | 67547.2423 | 573866.5465 | 88208.5084
2720 | 674.256 | 95.371 | 95.371 | 92.8399 | 92.8399 | 1689.5 | 164779.6276 | 33422.366 | 15160.7566 | 1065735.7009 | 28826.7907
2721 | 632.529 | 1916.284 | 632.529 | 1865.4269 | 632.529 | 1765.35 | 1173302.055 | 227710.44 | 103291.9857 | 0 | 148422.9298
2722 | 561.581 | 2834.382 | 561.581 | 2759.159 | 561.581 | 1769.75 | 1045696.084 | 202169.16 | 91706.1773 | 0 | 129304.0252
2723 | 451.698 | 3664.077 | 451.698 | 3566.8344 | 451.698 | 1730.5 | 822824.6947 | 162611.28 | 73762.2834 | 0 | 121732.611
2724 | 423.123 | 3890.502 | 423.123 | 3787.2502 | 423.123 | 1661.3 | 738051.712 | 152324.28 | 69095.9859 | 0 | 143311.7601
2725 | 1088.675 | 3859.373 | 1088.675 | 3756.9473 | 1088.675 | 1650.85 | 1883859.0231 | 391923 | 177780.6275 | 0 | 380110.8763
2726 | 1337.162 | 3587.77 | 1337.162 | 3492.5525 | 1337.162 | 1732.9 | 2435641.9291 | 481378.32 | 218358.5546 | 0 | 357155.9702
2727 | 1171.09 | 3038.236 | 1171.09 | 2957.6029 | 1171.09 | 1795.95 | 2211346.2207 | 421592.4 | 191238.997 | 0 | 238960.9145
2728 | 1325.832 | 2237.595 | 1325.832 | 2178.2104 | 1325.832 | 1837.35 | 2559115.0396 | 477299.52 | 216508.3656 | 0 | 215646.5748
2729 | 1450.922 | 1180.751 | 1180.751 | 1149.4145 | 1149.4145 | 1865.3 | 2250401.51 | 413789.2244 | 187699.3898 | 552663.2252 | 154826.1348
2730 | 1693.945 | 201.444 | 201.444 | 196.0978 | 196.0978 | 1887.6 | 388555.7078 | 70595.203 | 32022.7685 | 2745553.9432 | 22041.3912
2731 | 1224.801 | 0 | 0 | 0 | 0 | 1888.55 | 0 | 0 | 0 | 4161873.798 | 0
2732 | 1521.6 | 0 | 0 | 0 | 0 | 1880.1 | 0 | 0 | 0 | 5170396.8 | 0
2733 | 1564 | 0 | 0 | 0 | 0 | 1865.65 | 0 | 0 | 0 | 5314472 | 0
2734 | 1750.4 | 305.874 | 305.874 | 297.7563 | 297.7563 | 1857.7 | 580270.2711 | 107192.2575 | 48623.599 | 4936083.3919 | 42370.7173
2735 | 1775.2 | 592 | 592 | 576.2886 | 576.2886 | 1835.65 | 1110916.8357 | 207463.9114 | 94107.9354 | 4073900.792 | 94713.0384
2736 | 0 | 0 | 0 | 0 | 0 | 1816.15 | 0 | 0 | 0 | 0 | 0
2737 | 0 | 0 | 0 | 0 | 0 | 1797.8 | 0 | 0 | 0 | 0 | 0
2738 | 0 | 0 | 0 | 0 | 0 | 1776.6 | 0 | 0 | 0 | 0 | 0
2739 | 0 | 0 | 0 | 0 | 0 | 1682.05 | 0 | 0 | 0 | 0 | 0
2740 | 0 | 0 | 0 | 0 | 0 | 1680.1 | 0 | 0 | 0 | 0 | 0
2741 | 0 | 0 | 0 | 0 | 0 | 1680.9 | 0 | 0 | 0 | 0 | 0
2742 | 0 | 0 | 0 | 0 | 0 | 1703.7 | 0 | 0 | 0 | 0 | 0
2743 | 1263.257 | 423.873 | 423.873 | 412.6236 | 412.6236 | 1731.55 | 751524.8287 | 148544.511 | 67381.4407 | 1559210.9458 | 110768.8166
2744 | 953.993 | 953.993 | 953.993 | 928.6745 | 928.6745 | 1716.4 | 1678467.3513 | 334322.8365 | 151652.5533 | 46408.7264 | 263372.1012
2745 | 1386.66 | 1875.775 | 1386.66 | 1825.993 | 1386.66 | 1757.95 | 2569435.9467 | 499197.6 | 226441.578 | 0 | 335641.053
2746 | 1396.16 | 3096.24 | 1396.16 | 3014.0675 | 1396.16 | 1766.85 | 2605469.8698 | 502617.6 | 227992.928 | 0 | 325514.704
2747 | 1632.597 | 3610.48 | 1632.597 | 3514.6598 | 1632.597 | 1670.1 | 2875615.325 | 587734.92 | 266603.0901 | 0 | 538593.7503
2748 | 1604.417 | 3848.925 | 1604.417 | 3746.7766 | 1604.417 | 1521.6 | 2569672.0692 | 577590.12 | 262001.2961 | 0 | 767553.0928
2749 | 1737.845 | 3834.86 | 1737.845 | 3733.0849 | 1737.845 | 1441.3 | 2631607.2893 | 625624.2 | 283790.0885 | 0 | 970934.0015
2750 | 1592.395 | 3516.163 | 1592.395 | 3422.846 | 1592.395 | 1697.25 | 2850189.6409 | 573262.2 | 260038.1035 | 0 | 482097.5863
2751 | 1657.388 | 2985.039 | 1657.388 | 2905.8177 | 1657.388 | 1790.15 | 3131051.5473 | 596659.68 | 270651.4604 | 0 | 347802.8718
2752 | 1478.101 | 2191.954 | 1478.101 | 2133.7807 | 1478.101 | 1792.25 | 2786632.819 | 532116.36 | 241373.8933 | 0 | 307075.4828
2753 | 1658.613 | 931.898 | 931.898 | 907.1659 | 907.1659 | 1865.3 | 1776838.6555 | 326579.7366 | 148140.1972 | 1377402.4699 | 122195.2515
2754 | 1608.759 | 183.518 | 183.518 | 178.6475 | 178.6475 | 1887.6 | 354274.4857 | 64313.1116 | 29173.142 | 2621394.3202 | 20079.9826
2755 | 1122.711 | 0 | 0 | 0 | 0 | 1882.65 | 0 | 0 | 0 | 3814971.978 | 0
2756 | 1280.8 | 0 | 0 | 0 | 0 | 1880.1 | 0 | 0 | 0 | 4352158.4 | 0
2757 | 1492 | 0 | 0 | 0 | 0 | 1865.65 | 0 | 0 | 0 | 5069816 | 0
2758 | 1771.2 | 305.874 | 305.874 | 297.7563 | 297.7563 | 1857.7 | 583244.8572 | 107192.2575 | 48623.599 | 5006761.7919 | 42370.7173
2759 | 1771.2 | 592 | 592 | 576.2886 | 576.2886 | 1835.65 | 1115307.3895 | 207463.9114 | 94107.9354 | 4060308.792 | 94713.0384
2760 | 0 | 0 | 0 | 0 | 0 | 1816.15 | 0 | 0 | 0 | 0 | 0
2761 | 0 | 0 | 0 | 0 | 0 | 1797.8 | 0 | 0 | 0 | 0 | 0
2762 | 0 | 0 | 0 | 0 | 0 | 1776.6 | 0 | 0 | 0 | 0 | 0
2763 | 0 | 0 | 0 | 0 | 0 | 1772.25 | 0 | 0 | 0 | 0 | 0
2764 | 0 | 0 | 0 | 0 | 0 | 1715.1 | 0 | 0 | 0 | 0 | 0
2765 | 0 | 0 | 0 | 0 | 0 | 1698.4 | 0 | 0 | 0 | 0 | 0
2766 | 0 | 0 | 0 | 0 | 0 | 1748.8 | 0 | 0 | 0 | 0 | 0
2767 | 1162.556 | 371.894 | 371.894 | 362.0241 | 362.0241 | 1741.65 | 663520.6486 | 130328.689 | 59118.5414 | 1467374.9067 | 93528.9355
2768 | 970.887 | 970.887 | 970.887 | 945.1202 | 945.1202 | 1716.4 | 1709568.4048 | 340243.2678 | 154338.1268 | 47230.5658 | 268036.0854
2769 | 1196.422 | 1650.114 | 1196.422 | 1606.3209 | 1196.422 | 1775.45 | 2233741.8679 | 430711.92 | 195375.7126 | 0 | 268656.5601
2770 | 1332.16 | 2908.696 | 1332.16 | 2831.5008 | 1332.16 | 1769.75 | 2484368.1817 | 479577.6 | 217541.728 | 0 | 306729.84
2771 | 1301.099 | 3496.67 | 1301.099 | 3403.8703 | 1301.099 | 1727 | 2370070.6577 | 468395.64 | 212469.4667 | 0 | 355200.027
2772 | 1262.025 | 3720.373 | 1262.025 | 3621.6363 | 1262.025 | 1716.45 | 2280708.1882 | 454329 | 206088.6825 | 0 | 357847.1887
2773 | 1431.18 | 3711.898 | 1431.18 | 3613.3863 | 1431.18 | 1670.85 | 2517869.837 | 515224.8 | 233711.694 | 0 | 471072.897
2774 | 1472.893 | 2872.892 | 1472.893 | 2796.647 | 1472.893 | 1763.9 | 2735790.6332 | 530241.48 | 240523.4269 | 0 | 347750.0373
2775 | 1483.656 | 2200.965 | 1483.656 | 2142.5526 | 1483.656 | 1790.15 | 2794965.7739 | 534116.16 | 242281.0248 | 0 | 311345.2116
2776 | 1473.083 | 1387.571 | 1387.571 | 1350.7456 | 1350.7456 | 1819.85 | 2581957.193 | 486268.424 | 220576.7601 | 224244.4137 | 243336.8238
2777 | 1294.28 | 400.831 | 400.831 | 390.1932 | 390.1932 | 1847.8 | 757634.8977 | 140469.539 | 63718.5436 | 1657191.1708 | 59387.3995
2778 | 1058.51 | 78.933 | 78.933 | 76.8382 | 76.8382 | 1842.5 | 148832.9035 | 27661.738 | 12547.6717 | 1799404.4805 | 12102.0104
2779 | 1464.006 | 0 | 0 | 0 | 0 | 1882.65 | 0 | 0 | 0 | 4974692.388 | 0
2780 | 1241.6 | 0 | 0 | 0 | 0 | 1874.2 | 0 | 0 | 0 | 4218956.8 | 0
2781 | 1408.8 | 0 | 0 | 0 | 0 | 1865.65 | 0 | 0 | 0 | 4787102.4 | 0
2782 | 1203.2 | 305.874 | 305.874 | 297.7563 | 297.7563 | 1857.7 | 581907.6122 | 107192.2575 | 48623.599 | 3076697.7919 | 42370.7173
2783 | 1300 | 592 | 592 | 576.2886 | 576.2886 | 1835.65 | 1114177.7967 | 207463.9114 | 94107.9354 | 2459171.192 | 94713.0384
2784 | 0 | 0 | 0 | 0 | 0 | 1816.15 | 0 | 0 | 0 | 0 | 0
2785 | 0 | 0 | 0 | 0 | 0 | 1797.8 | 0 | 0 | 0 | 0 | 0
2786 | 0 | 0 | 0 | 0 | 0 | 1788.4 | 0 | 0 | 0 | 0 | 0
2787 | 0 | 0 | 0 | 0 | 0 | 1772.25 | 0 | 0 | 0 | 0 | 0
2788 | 0 | 0 | 0 | 0 | 0 | 1770.3 | 0 | 0 | 0 | 0 | 0
2789 | 0 | 0 | 0 | 0 | 0 | 1771.1 | 0 | 0 | 0 | 0 | 0
2790 | 0 | 0 | 0 | 0 | 0 | 1776.4 | 0 | 0 | 0 | 0 | 0
2791 | 1083.813 | 435.724 | 435.724 | 424.1601 | 424.1601 | 1759.15 | 784252.6608 | 152697.6441 | 69265.348 | 1209143.7243 | 102158.9655
2792 | 1008.77 | 1008.77 | 1008.77 | 981.9978 | 981.9978 | 1713.5 | 1772772.1824 | 353519.2059 | 160360.2398 | 49073.4533 | 281342.368
2793 | 934.389 | 1948.338 | 934.389 | 1896.6302 | 934.389 | 1775.45 | 1744476.023 | 336380.04 | 152585.7237 | 0 | 209817.0499
2794 | 1123.825 | 3161.66 | 1123.825 | 3077.7513 | 1123.825 | 1769.75 | 2093237.2215 | 404577 | 183520.6225 | 0 | 258760.7062
2795 | 930.985 | 3639.829 | 930.985 | 3543.2299 | 930.985 | 1727 | 1692040.4563 | 335154.6 | 152029.8505 | 0 | 254158.905
2796 | 972.383 | 3857.508 | 972.383 | 3755.1318 | 972.383 | 1716.45 | 1754164.7972 | 350057.88 | 158790.1439 | 0 | 275719.1996
2797 | 958.182 | 3831.073 | 958.182 | 3729.3984 | 958.182 | 1723.4 | 1733048.3209 | 344945.52 | 156471.1206 | 0 | 265033.1412
2798 | 1202.344 | 3519.206 | 1202.344 | 3425.8082 | 1202.344 | 1822 | 2305720.7188 | 432843.84 | 196342.7752 | 0 | 214017.232
2799 | 871.996 | 2977.403 | 871.996 | 2898.3843 | 871.996 | 1886.15 | 1733828.7938 | 313918.56 | 142396.9468 | 0 | 99276.7446
2800 | 905.877 | 2189.334 | 905.877 | 2131.2303 | 905.877 | 1904.35 | 1816884.2054 | 326115.72 | 147929.7141 | 0 | 86647.1351
2801 | 1065.211 | 1147.024 | 1065.211 | 1116.5826 | 1065.211 | 1904.7 | 2130629.0813 | 383475.96 | 173948.9563 | 0 | 101514.6083
2802 | 1003.197 | 201.421 | 201.421 | 196.0754 | 196.0754 | 1887.6 | 388658.4726 | 70587.1427 | 32019.1122 | 1479453.8993 | 22038.8746
2803 | 1253.158 | 0 | 0 | 0 | 0 | 1882.65 | 0 | 0 | 0 | 2297038.614 | 0
2804 | 1226.4 | 0 | 0 | 0 | 0 | 1874.2 | 0 | 0 | 0 | 2247991.2 | 0
2805 | 1049.6 | 0 | 0 | 0 | 0 | 1865.65 | 0 | 0 | 0 | 1923916.8 | 0
2806 | 1300 | 0 | 0 | 0 | 0 | 1857.7 | 0 | 0 | 0 | 2382900 | 0
2807 | 1016.8 | 305.874 | 305.874 | 297.7563 | 297.7563 | 1835.65 | 574053.2888 | 107192.2575 | 48623.599 | 1318007.1556 | 48936.2431
2808 | 0 | 0 | 0 | 0 | 0 | 1816.15 | 0 | 0 | 0 | 0 | 0
2809 | 0 | 0 | 0 | 0 | 0 | 1798.2 | 0 | 0 | 0 | 0 | 0
2810 | 0 | 0 | 0 | 0 | 0 | 1796.5 | 0 | 0 | 0 | 0 | 0
2811 | 0 | 0 | 0 | 0 | 0 | 1792.9 | 0 | 0 | 0 | 0 | 0
2812 | 0 | 0 | 0 | 0 | 0 | 1790.7 | 0 | 0 | 0 | 0 | 0
2813 | 0 | 0 | 0 | 0 | 0 | 1777.9 | 0 | 0 | 0 | 0 | 0
2814 | 0 | 0 | 0 | 0 | 0 | 1779.65 | 0 | 0 | 0 | 0 | 0
2815 | 976.828 | 886.245 | 886.245 | 862.7245 | 862.7245 | 1728.7 | 1565173.7124 | 310580.8347 | 140882.9175 | 209151.6406 | 234057.1679
2816 | 949.208 | 949.208 | 949.208 | 924.0165 | 924.0165 | 1702.75 | 1653584.0155 | 332645.9534 | 150891.9005 | 46175.9514 | 274663.9157
2817 | 1320.769 | 1703.804 | 1320.768 | 1658.586 | 1320.769 | 1740.25 | 2415493.7015 | 475476.84 | 215681.5777 | 0 | 343069.7478
2818 | 1344.335 | 3014.371 | 1344.335 | 2934.3712 | 1344.335 | 1733.75 | 2454800.2061 | 483960.6 | 219529.9055 | 0 | 357929.1938
2819 | 1328.345 | 3504.819 | 1328.345 | 3411.803 | 1328.345 | 1710.55 | 2396261.5678 | 478204.2 | 216918.7385 | 0 | 384489.4603
2820 | 1413.067 | 3222.994 | 1413.067 | 3137.4575 | 1413.067 | 1703.35 | 2537188.9958 | 508704.12 | 230753.8411 | 0 | 419186.3256
2821 | 1334.168 | 2624.934 | 1334.168 | 2555.2697 | 1334.168 | 1697.35 | 2385640.2946 | 480300.48 | 217869.6344 | 0 | 403785.9452
2822 | 1503.829 | 2596.409 | 1503.829 | 2527.5017 | 1503.829 | 1778.75 | 2821605.2561 | 541378.44 | 245575.2757 | 0 | 332722.1663
2823 | 1371.782 | 1262.818 | 1262.818 | 1229.3035 | 1229.3035 | 1874.7 | 2431988.8659 | 442549.2595 | 200745.2613 | 261163.0929 | 154031.7284
2824 | 1502.032 | 720.666 | 720.666 | 701.5399 | 701.5399 | 1851.8 | 1370176.0847 | 252554.3702 | 114561.4685 | 1467301.9877 | 103968.2157
2825 | 1377.423 | 650.146 | 650.146 | 632.8915 | 632.8915 | 1887.9 | 1257707.2361 | 227840.9327 | 103351.1786 | 1364726.2769 | 70947.1349
2826 | 1514.373 | 130.462 | 130.462 | 126.9996 | 126.9996 | 1837 | 245321.6952 | 45719.8595 | 20739.0363 | 2543055.4245 | 20700.9364
2827 | 1132.464 | 0 | 0 | 0 | 0 | 1858.1 | 0 | 0 | 0 | 3848112.672 | 0
2828 | 1019.2 | 0 | 0 | 0 | 0 | 1858.1 | 0 | 0 | 0 | 3463241.6 | 0
2829 | 1064.8 | 0 | 0 | 0 | 0 | 1848.2 | 0 | 0 | 0 | 3618190.4 | 0
2830 | 1386.4 | 305.874 | 305.874 | 297.7563 | 297.7563 | 1842.65 | 575616.5882 | 107192.2575 | 48623.599 | 3699211.3919 | 46851.9492
2831 | 1148 | 592 | 592 | 576.2886 | 576.2886 | 1827.2 | 1105974.976 | 207463.9114 | 94107.9354 | 1942675.192 | 99582.6775
2832 | 0 | 0 | 0 | 0 | 0 | 1809.75 | 0 | 0 | 0 | 0 | 0
2833 | 0 | 0 | 0 | 0 | 0 | 1784.2 | 0 | 0 | 0 | 0 | 0
2834 | 0 | 0 | 0 | 0 | 0 | 1780.5 | 0 | 0 | 0 | 0 | 0
2835 | 0 | 0 | 0 | 0 | 0 | 1776.15 | 0 | 0 | 0 | 0 | 0
2836 | 0 | 0 | 0 | 0 | 0 | 1773.9 | 0 | 0 | 0 | 0 | 0
2837 | 0 | 0 | 0 | 0 | 0 | 1772.6 | 0 | 0 | 0 | 0 | 0
2838 | 0 | 0 | 0 | 0 | 0 | 1765.7 | 0 | 0 | 0 | 0 | 0
2839 | 989.561 | 386.883 | 386.883 | 376.6153 | 376.6153 | 1758.35 | 698180.1379 | 135581.521 | 61501.2844 | 1123529.4019 | 91009.096
2840 | 970.741 | 970.741 | 970.741 | 944.9781 | 944.9781 | 1669.65 | 1669479.0497 | 340192.1027 | 154314.9177 | 47223.4634 | 312173.5031
2841 | 1081.276 | 1911.275 | 1081.276 | 1860.5508 | 1081.276 | 1658.95 | 1895004.8831 | 389259.36 | 176572.3708 | 0 | 368769.1798
2842 | 1571.813 | 1571.813 | 1571.813 | 1530.0979 | 1530.0979 | 1652.9 | 2672461.3989 | 550835.2584 | 249864.9936 | 76463.7052 | 531096.9949
2843 | 1519.172 | 2615.767 | 1519.173 | 2546.346 | 1519.172 | 1664.9 | 2672571.7858 | 546901.92 | 248080.7876 | 0 | 509074.5372
2844 | 1461.244 | 3359.102 | 1461.244 | 3269.9533 | 1461.244 | 1661.9 | 2572726.7013 | 526047.84 | 238621.1452 | 0 | 494046.5964
2845 | 1711.452 | 3825.764 | 1711.452 | 3724.2303 | 1711.452 | 1652.15 | 2994096.2366 | 616122.72 | 279480.1116 | 0 | 595328.5782
2846 | 1173.122 | 3545.506 | 1173.122 | 3451.4102 | 1173.122 | 1663.8 | 2064099.6724 | 422323.92 | 191570.8226 | 0 | 394403.6164
2847 | 1493.09 | 189.413 | 189.413 | 184.3861 | 184.3861 | 1673.45 | 326701.56 | 66378.9896 | 30110.2472 | 2398854.2813 | 60211.2752
2848 | 1648.072 | 685.073 | 685.073 | 666.8915 | 666.8915 | 1678.15 | 1182858.5777 | 240080.953 | 108903.3878 | 1798503.7904 | 214639.0409
2849 | 1134.203 | 84.129 | 84.129 | 81.8963 | 81.8963 | 1717.15 | 148376.0841 | 29482.6544 | 13373.6596 | 1928878.2504 | 23164.3578
2850 | 1182.912 | 10.205 | 10.205 | 9.9342 | 9.9342 | 1757.2 | 18456.4141 | 3576.2994 | 1622.2491 | 2150068.3718 | 2412.0152
2851 | 1420.356 | 0 | 0 | 0 | 0 | 1839.05 | 0 | 0 | 0 | 4826369.688 | 0
2852 | 1311.2 | 0 | 0 | 0 | 0 | 1839.15 | 0 | 0 | 0 | 4455457.6 | 0
2853 | 1405.6 | 0 | 0 | 0 | 0 | 1828.65 | 0 | 0 | 0 | 4776228.8 | 0
2854 | 1212 | 305.874 | 305.874 | 297.7563 | 297.7563 | 1821.45 | 571145.4747 | 107192.2575 | 48623.599 | 3106600.1919 | 53164.3821
2855 | 1395.2 | 592 | 592 | 576.2886 | 576.2886 | 1806 | 1096119.0137 | 207463.9114 | 94107.9354 | 2782660.792 | 111799.9967
2856 | 0 | 0 | 0 | 0 | 0 | 1789.85 | 0 | 0 | 0 | 0 | 0
2857 | 0 | 0 | 0 | 0 | 0 | 1797.8 | 0 | 0 | 0 | 0 | 0
2858 | 0 | 0 | 0 | 0 | 0 | 1788.4 | 0 | 0 | 0 | 0 | 0
2859 | 0 | 0 | 0 | 0 | 0 | 1784.05 | 0 | 0 | 0 | 0 | 0
2860 | 0 | 0 | 0 | 0 | 0 | 1782.1 | 0 | 0 | 0 | 0 | 0
2861 | 0 | 0 | 0 | 0 | 0 | 1782.9 | 0 | 0 | 0 | 0 | 0
2862 | 0 | 0 | 0 | 0 | 0 | 1783.2 | 0 | 0 | 0 | 0 | 0
2863 | 1384.773 | 433.605 | 433.605 | 422.0974 | 422.0974 | 1741.65 | 777150.8516 | 151955.0495 | 68928.4988 | 1764584.4487 | 109048.8529
2864 | 330.448 | 330.448 | 330.448 | 321.6781 | 321.6781 | 1693 | 575269.158 | 115804.1125 | 52530.0321 | 16075.2446 | 98755.1737
2865 | 66.072 | 1335.3 | 66.072 | 1299.8619 | 66.072 | 1709.95 | 119276.7749 | 23785.92 | 10789.5576 | 0 | 19164.1836
2866 | 69.845 | 1726.837 | 69.845 | 1681.0077 | 69.845 | 1724.65 | 127071.3621 | 25144.2 | 11405.6885 | 0 | 19231.8207
2867 | 66.865 | 1678.835 | 66.865 | 1634.2796 | 66.865 | 1690 | 119786.8763 | 24071.4 | 10919.0545 | 0 | 20728.15
2868 | 69.874 | 741.899 | 69.874 | 722.2094 | 69.874 | 1716.45 | 127050.3552 | 25154.64 | 11410.4242 | 0 | 19812.7727
2869 | 62.387 | 315.366 | 62.387 | 306.9964 | 62.387 | 1706 | 112446.4994 | 22459.32 | 10187.7971 | 0 | 18341.778
2870 | 65.31 | 595.45 | 65.31 | 579.6471 | 65.31 | 1732.4 | 119102.7901 | 23511.6 | 10665.123 | 0 | 17476.956
2871 | 60.338 | 1007.304 | 60.338 | 980.5707 | 60.338 | 1751.45 | 110838.9608 | 21721.68 | 9853.1954 | 0 | 14997.0099
2872 | 69.75 | 1054.381 | 69.75 | 1026.3983 | 69.75 | 1777.85 | 130206.5036 | 25110 | 11390.175 | 0 | 15494.9625
2873 | 62.252 | 570.768 | 62.252 | 555.6201 | 62.252 | 1816.2 | 119031.3532 | 22410.72 | 10165.7516 | 0 | 11441.9176
2874 | 69.556 | 115.376 | 69.556 | 112.314 | 69.556 | 1854.1 | 136538.2002 | 25040.16 | 11358.4948 | 0 | 10148.2204
2875 | 70.538 | 70.538 | 70.538 | 68.666 | 68.666 | 1792.45 | 129805.2536 | 24719.7456 | 11213.1513 | 6361.1921 | 14251.62
2876 | 76.8 | 76.8 | 76.8 | 74.7618 | 74.7618 | 1819 | 143243.0653 | 26914.2372 | 12208.597 | 6925.906 | 13531.8803
2877 | 72.8 | 72.8 | 72.8 | 70.8679 | 70.8679 | 1833.05 | 136476.1638 | 25512.454 | 11572.7326 | 6565.1817 | 11831.4005
2878 | 78.4 | 78.4 | 78.4 | 76.3193 | 76.3193 | 1857.7 | 148788.9831 | 27474.9504 | 12462.9428 | 7070.1957 | 10860.2373
2879 | 72 | 72 | 72 | 70.0892 | 70.0892 | 1835.65 | 135404.1901 | 25232.0973 | 11445.5597 | 6493.0369 | 11519.1533
2880 | 0 | 0 | 0 | 0 | 0 | 1816.15 | 0 | 0 | 0 | 0 | 0
2881 | 0 | 0 | 0 | 0 | 0 | 1793.3 | 0 | 0 | 0 | 0 | 0
2882 | 0 | 0 | 0 | 0 | 0 | 1788.4 | 0 | 0 | 0 | 0 | 0
2883 | 0 | 0 | 0 | 0 | 0 | 1784.05 | 0 | 0 | 0 | 0 | 0
2884 | 0 | 0 | 0 | 0 | 0 | 1782.1 | 0 | 0 | 0 | 0 | 0
2885 | 0 | 0 | 0 | 0 | 0 | 1782.9 | 0 | 0 | 0 | 0 | 0
2886 | 0 | 0 | 0 | 0 | 0 | 1776.4 | 0 | 0 | 0 | 0 | 0
2887 | 59.935 | 59.935 | 59.935 | 58.3444 | 58.3444 | 1738.75 | 107071.3658 | 21003.9688 | 9527.6336 | 2915.6472 | 15242.4635
2888 | 60.615 | 1406.612 | 60.615 | 1369.2813 | 60.615 | 1668.4 | 106874.4366 | 21821.4 | 9898.4295 | 0 | 20099.934
2889 | 57.444 | 2470.106 | 57.444 | 2404.5507 | 57.444 | 1617.9 | 98367.5509 | 20679.84 | 9380.6052 | 0 | 21949.3524
2890 | 63.569 | 3121.074 | 63.569 | 3038.2424 | 63.569 | 1637.75 | 110129.8006 | 22884.84 | 10380.8177 | 0 | 23027.8702
2891 | 57.64 | 3541.786 | 57.64 | 3447.7889 | 57.64 | 1613.2 | 98575.9454 | 20750.4 | 9412.612 | 0 | 22295.152
2892 | 64.133 | 3749.666 | 64.133 | 3650.1519 | 64.133 | 1662.8 | 112720.2265 | 23087.88 | 10472.9189 | 0 | 21625.6476
2893 | 56.963 | 927.66 | 56.963 | 903.0404 | 56.963 | 1669 | 100247.4336 | 20506.68 | 9302.0579 | 0 | 18854.753
2894 | 68.404 | 1438.215 | 68.404 | 1400.0456 | 68.404 | 1710.4 | 123831.4567 | 24625.44 | 11170.3732 | 0 | 19809.7984
2895 | 60.106 | 682.836 | 60.106 | 664.7139 | 60.106 | 1691.05 | 107353.2741 | 21638.16 | 9815.3098 | 0 | 18569.7487
2896 | 68.887 | 230.77 | 68.887 | 224.6455 | 68.887 | 1719.2 | 124755.7256 | 24799.32 | 11249.2471 | 0 | 19343.4696
2897 | 59.771 | 106.698 | 59.771 | 103.8663 | 59.771 | 1684.4 | 106286.8717 | 21517.56 | 9760.6043 | 0 | 18863.7276
2898 | 69.059 | 69.059 | 69.059 | 67.2262 | 67.2262 | 1681 | 119206.1545 | 24201.4362 | 10978.0404 | 3359.5008 | 21445.1616
2899 | 74.479 | 74.479 | 74.479 | 72.5024 | 72.5024 | 1681.95 | 128303.2671 | 26100.8525 | 11839.6367 | 6716.5957 | 23059.3781
2900 | 85.6 | 85.6 | 85.6 | 83.3282 | 83.3282 | 1771 | 155188.5928 | 29998.1602 | 13607.4988 | 7719.4994 | 19082.163
2901 | 76 | 76 | 76 | 73.983 | 73.983 | 1766.65 | 137295.6278 | 26633.8805 | 12081.4241 | 6853.7611 | 17263.9334
2902 | 78.4 | 78.4 | 78.4 | 76.3193 | 76.3193 | 1818.3 | 145971.6319 | 27474.9504 | 12462.9428 | 7070.1957 | 13867.218
2903 | 72.8 | 72.8 | 72.8 | 70.8679 | 70.8679 | 1830.65 | 136895.967 | 25512.454 | 11572.7326 | 6565.1817 | 12001.4836
2904 | 0 | 0 | 0 | 0 | 0 | 1816.15 | 0 | 0 | 0 | 0 | 0
2905 | 0 | 0 | 0 | 0 | 0 | 1777.05 | 0 | 0 | 0 | 0 | 0
2906 | 0 | 0 | 0 | 0 | 0 | 1749.7 | 0 | 0 | 0 | 0 | 0
2907 | 0 | 0 | 0 | 0 | 0 | 1705.25 | 0 | 0 | 0 | 0 | 0
2908 | 0 | 0 | 0 | 0 | 0 | 1699.1 | 0 | 0 | 0 | 0 | 0
2909 | 0 | 0 | 0 | 0 | 0 | 1645.35 | 0 | 0 | 0 | 0 | 0
2910 | 0 | 0 | 0 | 0 | 0 | 1591 | 0 | 0 | 0 | 0 | 0
2911 | 59.139 | 59.139 | 59.139 | 57.5695 | 57.5695 | 1471.7 | 89139.8503 | 20725.0139 | 9401.0966 | 2876.9243 | 30413.958
2912 | 159.508 | 1392.179 | 159.508 | 1355.2313 | 159.508 | 841.6 | 140892.9826 | 57422.88 | 26047.6564 | 0 | 184774.0672
2913 | 1257.452 | 2449.959 | 1257.452 | 2384.9384 | 1257.452 | 363.7 | 481410.8619 | 452682.72 | 205341.9116 | 0 | 2057568.7076
2914 | 1452.636 | 3131.46 | 1452.636 | 3048.3528 | 1452.636 | 1353.45 | 2081338.3186 | 522948.96 | 237215.4588 | 0 | 939201.8058
2915 | 1793.298 | 3540.079 | 1793.298 | 3446.1272 | 1793.298 | 1432.8 | 2714500.196 | 645587.28 | 292845.5634 | 0 | 1017158.6256
2916 | 1328.98 | 3731.452 | 1328.98 | 3632.4213 | 1328.98 | 1429.15 | 2009421.7392 | 478432.8 | 217022.434 | 0 | 758648.233
2917 | 1338.234 | 3691.662 | 1338.234 | 3593.6873 | 1338.234 | 1427.9 | 2020297.2145 | 481764.24 | 218533.6122 | 0 | 765603.6714
2918 | 1057.156 | 2593.563 | 1057.156 | 2524.7313 | 1057.156 | 1449.05 | 1625562.7837 | 380576.16 | 172633.5748 | 0 | 582440.0982
2919 | 1280.998 | 1280.998 | 1280.998 | 1247.001 | 1247.001 | 412.85 | 545877.1073 | 448920.3641 | 203635.2652 | 62316.4801 | 1979177.6553
2920 | 1089.986 | 1798.448 | 1089.987 | 1750.7182 | 1089.986 | 411.15 | 472892.8441 | 392394.96 | 177994.7138 | 0 | 1731824.2561
2921 | 1851.164 | 912.135 | 912.135 | 887.9274 | 887.9274 | 398.4 | 372196.0327 | 319653.8764 | 144998.55 | 1765612.6248 | 1422104.5789
2922 | 1796.006 | 188.488 | 188.488 | 183.4856 | 183.4856 | 1461.15 | 281999.6318 | 66054.8272 | 29963.2036 | 2955749.8359 | 98871.2324
2923 | 1783.629 | 0 | 0 | 0 | 0 | 1458.3 | 0 | 0 | 0 | 6060771.342 | 0
2924 | 1345.6 | 0 | 0 | 0 | 0 | 1590 | 0 | 0 | 0 | 4572348.8 | 0
2925 | 1422.4 | 0 | 0 | 0 | 0 | 1660.65 | 0 | 0 | 0 | 4833315.2 | 0
2926 | 1416.8 | 305.874 | 305.874 | 297.7563 | 297.7563 | 1784 | 557274.0337 | 107192.2575 | 48623.599 | 3802510.5919 | 64315.3545
2927 | 1570.4 | 592 | 592 | 576.2886 | 576.2886 | 1773.25 | 1074744.7406 | 207463.9114 | 94107.9354 | 3377990.392 | 130673.4497
2928 | 0 | 0 | 0 | 0 | 0 | 1748.7 | 0 | 0 | 0 | 0 | 0
2929 | 0 | 0 | 0 | 0 | 0 | 1775.5 | 0 | 0 | 0 | 0 | 0
2930 | 0 | 0 | 0 | 0 | 0 | 1661.75 | 0 | 0 | 0 | 0 | 0
2931 | 0 | 0 | 0 | 0 | 0 | 1520.55 | 0 | 0 | 0 | 0 | 0
2932 | 0 | 0 | 0 | 0 | 0 | 1382.8 | 0 | 0 | 0 | 0 | 0
2933 | 0 | 0 | 0 | 0 | 0 | 1379.45 | 0 | 0 | 0 | 0 | 0
2934 | 0 | 0 | 0 | 0 | 0 | 1561.85 | 0 | 0 | 0 | 0 | 0
2935 | 1555.098 | 440.385 | 440.385 | 428.6974 | 428.6974 | 1700.6 | 767961.7306 | 154331.072 | 70006.289 | 2064692.2591 | 128352.0082
2936 | 1292.903 | 1292.903 | 1292.903 | 1258.5901 | 1258.5901 | 1726.4 | 2282921.1076 | 453092.4213 | 205527.7567 | 62895.6205 | 344350.2402
2937 | 1616.041 | 1874.595 | 1616.041 | 1824.8443 | 1616.041 | 1788.7 | 3030024.7244 | 581774.76 | 263899.4953 | 0 | 341469.4633
2938 | 1859.685 | 2965.105 | 1859.685 | 2886.4127 | 1859.685 | 1797.4 | 3521620.0856 | 669486.6 | 303686.5605 | 0 | 376772.181
2939 | 1608.786 | 2909.921 | 1608.786 | 2832.6933 | 1608.786 | 1794.45 | 3050603.2218 | 579162.96 | 262714.7538 | 0 | 330685.9623
2940 | 1823.532 | 3799.555 | 1823.532 | 3698.7169 | 1823.532 | 1778.3 | 3421588.56 | 656471.52 | 297782.7756 | 0 | 404277.0444
2941 | 1798.158 | 2014.872 | 1798.158 | 1961.3984 | 1798.158 | 1711.6 | 3242191.1883 | 647336.88 | 293639.2014 | 0 | 518588.7672
2942 | 1525.044 | 1419.834 | 1419.834 | 1382.1524 | 1382.1524 | 1788.4 | 2603705.2608 | 497574.8567 | 225705.4836 | 261920.3401 | 292463.4435
2943 | 1520.027 | 1520.027 | 1520.027 | 1479.6863 | 1479.6863 | 1821.15 | 2840225.6736 | 532687.0723 | 241632.7748 | 73944.481 | 264641.8969
2944 | 1553.305 | 476.58 | 476.58 | 463.9318 | 463.9318 | 1836.15 | 895544.8956 | 167015.4576 | 75760.0673 | 1996821.0268 | 76015.2298
2945 | 1531.346 | 30.802 | 30.802 | 29.9845 | 29.9845 | 1906.2 | 59981.3137 | 10794.4314 | 4896.474 | 2751995.5714 | 2812.5491
2946 | 1537.263 | 0 | 0 | 0 | 0 | 1876.95 | 0 | 0 | 0 | 2817803.079 | 0
2947 | 1394.4 | 0 | 0 | 0 | 0 | 1868.9 | 0 | 0 | 0 | 4738171.2 | 0
2948 | 1347.2 | 0 | 0 | 0 | 0 | 1874.7 | 0 | 0 | 0 | 4577785.6 | 0
2949 | 1466.4 | 0 | 0 | 0 | 0 | 1874.25 | 0 | 0 | 0 | 4982827.2 | 0
2950 | 1319.2 | 305.874 | 305.874 | 297.7563 | 297.7563 | 1876 | 587824.8616 | 107192.2575 | 48623.599 | 3470865.7919 | 36921.7776
2951 | 1240 | 592 | 592 | 576.2886 | 576.2886 | 1865.25 | 1132769.4649 | 207463.9114 | 94107.9354 | 2255291.192 | 77654.8946
2952 | 0 | 0 | 0 | 0 | 0 | 1847.5 | 0 | 0 | 0 | 0 | 0
2953 | 0 | 0 | 0 | 0 | 0 | 1827.05 | 0 | 0 | 0 | 0 | 0
2954 | 0 | 0 | 0 | 0 | 0 | 1790.5 | 0 | 0 | 0 | 0 | 0
2955 | 0 | 0 | 0 | 0 | 0 | 1733.25 | 0 | 0 | 0 | 0 | 0
2956 | 0 | 0 | 0 | 0 | 0 | 1715.8 | 0 | 0 | 0 | 0 | 0
2957 | 0 | 0 | 0 | 0 | 0 | 1712.45 | 0 | 0 | 0 | 0 | 0
2958 | 0 | 0 | 0 | 0 | 0 | 1745.6 | 0 | 0 | 0 | 0 | 0
2959 | 1206.214 | 443.833 | 443.833 | 432.0539 | 432.0539 | 1758.1 | 798306.1053 | 155539.4091 | 70554.4042 | 1419035.4374 | 104513.8418
2960 | 1033.754 | 1033.754 | 1033.754 | 1006.3187 | 1006.3187 | 1727.1 | 1825927.5085 | 362274.7437 | 164331.849 | 50288.8455 | 274624.3821
2961 | 1422.494 | 1915.078 | 1422.494 | 1864.2529 | 1422.494 | 1809.55 | 2708433.2594 | 512097.84 | 232293.2702 | 0 | 270913.9823
2962 | 1530.86 | 2488.204 | 1530.86 | 2422.1684 | 1530.86 | 1797.4 | 2906731.9913 | 551109.6 | 249989.438 | 0 | 310152.236
2963 | 1656.662 | 3674.542 | 1656.662 | 3577.0217 | 1656.662 | 1770.8 | 3101645.3775 | 596398.32 | 270532.9046 | 0 | 379706.9304
2964 | 1345.486 | 3249.164 | 1345.486 | 3162.933 | 1345.486 | 1707.55 | 2420916.895 | 484374.96 | 219717.8638 | 0 | 393487.3807
2965 | 1497.656 | 871.291 | 871.291 | 848.1674 | 848.1674 | 1560.7 | 1392569.8791 | 305340.2683 | 138505.7384 | 1190512.5821 | 372599.944
2966 | 1691.038 | 276.027 | 276.027 | 268.7014 | 268.7014 | 1797.7 | 509520.0053 | 96732.5018 | 43878.9376 | 2607142.999 | 54358.292
2967 | 1889.882 | 526.193 | 526.193 | 512.2281 | 512.2281 | 1841.85 | 994892.7389 | 184402.1249 | 83646.8528 | 2525239.5535 | 81008.8779
2968 | 1787.216 | 1065.403 | 1065.403 | 1037.1278 | 1037.1278 | 1918.95 | 2094481.1465 | 373366.0027 | 169362.9673 | 1374911.6977 | 84059.207
2969 | 1100.388 | 627.07 | 627.07 | 610.4279 | 610.4279 | 1907.4 | 1223462.2118 | 219754.0455 | 99682.8767 | 898096.8559 | 56525.6239
2970 | 1874.444 | 131.86 | 131.86 | 128.3605 | 128.3605 | 1836.15 | 247665.2726 | 46209.7827 | 20961.2709 | 3200571.0418 | 21031.8692
2971 | 1314.638 | 0 | 0 | 0 | 0 | 1846.55 | 0 | 0 | 0 | 2409731.454 | 0
2972 | 1416 | 0 | 0 | 0 | 0 | 1874.7 | 0 | 0 | 0 | 2595528 | 0
2973 | 988.8 | 0 | 0 | 0 | 0 | 1873.05 | 0 | 0 | 0 | 1812470.4 | 0
2974 | 963.2 | 0 | 0 | 0 | 0 | 1876 | 0 | 0 | 0 | 1765545.6 | 0
2975 | 1384 | 305.874 | 305.874 | 297.7563 | 297.7563 | 1864.05 | 583386.4531 | 107192.2575 | 48623.599 | 1991084.7556 | 40479.965
2976 | 0 | 0 | 0 | 0 | 0 | 1848.7 | 0 | 0 | 0 | 0 | 0
2977 | 0 | 0 | 0 | 0 | 0 | 1821 | 0 | 0 | 0 | 0 | 0
2978 | 0 | 0 | 0 | 0 | 0 | 1813.8 | 0 | 0 | 0 | 0 | 0
2979 | 0 | 0 | 0 | 0 | 0 | 1806.2 | 0 | 0 | 0 | 0 | 0
2980 | 0 | 0 | 0 | 0 | 0 | 1802.05 | 0 | 0 | 0 | 0 | 0
2981 | 0 | 0 | 0 | 0 | 0 | 1799.8 | 0 | 0 | 0 | 0 | 0
2982 | 0 | 0 | 0 | 0 | 0 | 1800.35 | 0 | 0 | 0 | 0 | 0
2983 | 1212.52 | 1036.904 | 1036.904 | 1009.3851 | 1009.3851 | 1801.75 | 1913480.9299 | 363378.6479 | 164832.5922 | 372346.211 | 200110.6026
2984 | 1002.061 | 1002.061 | 1002.061 | 975.4668 | 975.4668 | 1799.55 | 1849451.4015 | 351168.065 | 159293.7362 | 48747.0818 | 195532.3295
2985 | 965.107 | 965.107 | 965.107 | 939.4936 | 939.4936 | 1840.1 | 1821828.2596 | 338217.6911 | 153419.3027 | 46949.3872 | 150225.0245
2986 | 1411.917 | 2964.373 | 1411.916 | 2885.7002 | 1411.917 | 1852.75 | 2768360.301 | 508290.12 | 230566.0461 | 0 | 207904.7783
2987 | 1427.898 | 2052.938 | 1427.898 | 1998.4541 | 1427.898 | 1792.6 | 2712512.3769 | 514043.28 | 233175.7434 | 0 | 296146.0452
2988 | 1337.421 | 1613.602 | 1337.421 | 1570.7779 | 1337.421 | 1775.35 | 2512100.0361 | 481471.56 | 218400.8493 | 0 | 300451.6277
2989 | 1072.122 | 2183.53 | 1072.122 | 2125.5803 | 1072.122 | 1756.45 | 1980641.7015 | 385963.92 | 175077.5226 | 0 | 261115.3131
2990 | 1193.708 | 2773.745 | 1193.708 | 2700.1313 | 1193.708 | 1832.95 | 2306188.51 | 429734.88 | 194932.5164 | 0 | 199408.9214
2991 | 980.197 | 2664.781 | 980.197 | 2594.0592 | 980.197 | 1911.15 | 1976308.3801 | 352870.92 | 160066.1701 | 0 | 87090.5034
2992 | 1206.253 | 2007.304 | 1206.253 | 1954.0312 | 1206.253 | 1908 | 2420143.468 | 434251.08 | 196981.1149 | 0 | 110975.276
2993 | 1386.057 | 655.066 | 655.066 | 637.6809 | 637.6809 | 1888 | 1265249.8733 | 229565.126 | 104133.2919 | 1371773.3813 | 71420.2614
2994 | 1219.223 | 138.977 | 138.977 | 135.2886 | 135.2886 | 1810.35 | 258428.6147 | 48703.9054 | 22092.6327 | 1986851.7072 | 25657.488
2995 | 1409.584 | 0 | 0 | 0 | 0 | 1763.25 | 0 | 0 | 0 | 4789766.432 | 0
2996 | 1578.4 | 0 | 0 | 0 | 0 | 1810.7 | 0 | 0 | 0 | 5363403.2 | 0
2997 | 1444.8 | 0 | 0 | 0 | 0 | 1833.95 | 0 | 0 | 0 | 4909430.4 | 0
2998 | 1684 | 305.874 | 305.874 | 297.7563 | 297.7563 | 1862.2 | 581396.0896 | 107192.2575 | 48623.599 | 4710456.1919 | 41030.8141
2999 | 1376.8 | 592 | 592 | 576.2886 | 576.2886 | 1854.3 | 1124329.1735 | 207463.9114 | 94107.9354 | 2720137.592 | 83965.2552
3000 | 0 | 0 | 0 | 0 | 0 | 1837.05 | 0 | 0 | 0 | 0 | 0
3001 | 0 | 0 | 0 | 0 | 0 | 1762.4 | 0 | 0 | 0 | 0 | 0
3002 | 0 | 0 | 0 | 0 | 0 | 1808.65 | 0 | 0 | 0 | 0 | 0
3003 | 0 | 0 | 0 | 0 | 0 | 1801.25 | 0 | 0 | 0 | 0 | 0
3004 | 0 | 0 | 0 | 0 | 0 | 1794.35 | 0 | 0 | 0 | 0 | 0
3005 | 0 | 0 | 0 | 0 | 0 | 1749.2 | 0 | 0 | 0 | 0 | 0
3006 | 0 | 0 | 0 | 0 | 0 | 1761.1 | 0 | 0 | 0 | 0 | 0
3007 | 781.83 | 280.287 | 280.287 | 272.8483 | 272.8483 | 1716.25 | 492776.5352 | 98225.4009 | 44556.1332 | 932963.3904 | 77420.7153
3008 | 709.607 | 943.193 | 709.607 | 918.1612 | 709.607 | 1683.1 | 1259697.6006 | 255458.52 | 115878.8231 | 0 | 224874.4583
3009 | 1534.229 | 2094.179 | 1534.229 | 2038.6006 | 1534.229 | 1569.25 | 2551121.0427 | 552322.44 | 250539.5957 | 0 | 660869.1417
3010 | 1020.516 | 3198.661 | 1020.516 | 3113.7703 | 1020.516 | 1571.95 | 1699984.6407 | 367385.76 | 166650.2628 | 0 | 436831.8738
3011 | 1287.992 | 2523.246 | 1287.992 | 2456.2804 | 1287.992 | 1541.35 | 2095515.114 | 463677.12 | 210329.0936 | 0 | 590737.5308
3012 | 1475.707 | 3834.572 | 1475.707 | 3732.8045 | 1475.707 | 1501.65 | 2346657.7656 | 531254.52 | 240982.9531 | 0 | 735418.5834
3013 | 1238.1 | 3797.83 | 1238.1 | 3697.0377 | 1238.1 | 1419.85 | 1859255.4051 | 445716 | 202181.73 | 0 | 718283.715
3014 | 1241.662 | 2418.712 | 1241.662 | 2354.5207 | 1241.662 | 1477.15 | 1942546.8649 | 446998.32 | 202763.4046 | 0 | 649202.9767
3015 | 1191.082 | 1814.561 | 1191.082 | 1766.4035 | 1191.082 | 1641.7 | 2074298.1723 | 428789.52 | 194503.6906 | 0 | 426764.6806
3016 | 1159.838 | 1532.837 | 1159.838 | 1492.1563 | 1159.838 | 1751.5 | 2158270.8984 | 417541.68 | 189401.5454 | 0 | 288219.743
3017 | 1030.094 | 746.43 | 746.43 | 726.6202 | 726.6202 | 1770.8 | 1362830.6706 | 261583.2557 | 118657.0713 | 556267.5584 | 166541.3395
3018 | 1147.534 | 160.104 | 160.104 | 155.8549 | 155.8549 | 1773.7 | 292306.1199 | 56107.7738 | 25451.1096 | 1817747.7406 | 35269.97
3019 | 1455.483 | 0 | 0 | 0 | 0 | 1821.2 | 0 | 0 | 0 | 4945731.234 | 0
3020 | 1283.2 | 0 | 0 | 0 | 0 | 1814.5 | 0 | 0 | 0 | 4360313.6 | 0
3021 | 1238.4 | 0 | 0 | 0 | 0 | 1796.55 | 0 | 0 | 0 | 4208083.2 | 0
3022 | 1134.4 | 305.874 | 305.874 | 297.7563 | 297.7563 | 1842 | 578146.2448 | 107192.2575 | 48623.599 | 2842915.3919 | 47045.4908
3023 | 1165.6 | 592 | 592 | 576.2886 | 576.2886 | 1817.3 | 1104295.8189 | 207463.9114 | 94107.9354 | 2002479.992 | 105287.935
3024 | 0 | 0 | 0 | 0 | 0 | 1731.5 | 0 | 0 | 0 | 0 | 0
3025 | 0 | 0 | 0 | 0 | 0 | 1755.9 | 0 | 0 | 0 | 0 | 0
3026 | 0 | 0 | 0 | 0 | 0 | 1720.85 | 0 | 0 | 0 | 0 | 0
3027 | 0 | 0 | 0 | 0 | 0 | 1704.9 | 0 | 0 | 0 | 0 | 0
3028 | 0 | 0 | 0 | 0 | 0 | 1699.1 | 0 | 0 | 0 | 0 | 0
3029 | 0 | 0 | 0 | 0 | 0 | 1696.45 | 0 | 0 | 0 | 0 | 0
3030 | 0 | 0 | 0 | 0 | 0 | 1704.75 | 0 | 0 | 0 | 0 | 0
3031 | 1273.643 | 452.484 | 452.484 | 440.4753 | 440.4753 | 1738.15 | 805536.9699 | 158571.1157 | 71929.62 | 1527196.355 | 115338.4629
3032 | 802.242 | 920.099 | 802.242 | 895.6801 | 802.242 | 1755.95 | 1485716.3815 | 288807.12 | 131006.1186 | 0 | 195787.1601
3033 | 1200.115 | 1327.997 | 1200.115 | 1292.7527 | 1200.115 | 1847.05 | 2343921.0893 | 432041.4 | 195978.7795 | 0 | 183557.5893
3034 | 1471.92 | 3145.312 | 1471.92 | 3061.8371 | 1471.92 | 1826.25 | 2848625.6312 | 529891.2 | 240364.536 | 0 | 255746.1
3035 | 1380.935 | 3507.237 | 1380.935 | 3414.1568 | 1380.935 | 1770.8 | 2584394.2566 | 497136.6 | 225506.6855 | 0 | 316510.302
3036 | 1423.39 | 3668.783 | 1423.39 | 3571.4155 | 1423.39 | 1668.8 | 2510971.3608 | 512420.4 | 232439.587 | 0 | 471426.768
3037 | 1393.065 | 2925.705 | 1393.065 | 2848.0584 | 1393.065 | 1635.85 | 2399434.7871 | 501503.4 | 227487.5145 | 0 | 507284.6198
3038 | 1542.057 | 2980.83 | 1542.057 | 2901.7204 | 1542.057 | 1758.95 | 2861762.6511 | 555140.52 | 251817.9081 | 0 | 371712.8399
3039 | 1458.87 | 2453.994 | 1458.87 | 2388.8663 | 1458.87 | 1821.15 | 2805277.3978 | 525193.2 | 238233.471 | 0 | 260918.8995
3040 | 2088.377 | 301.273 | 301.273 | 293.2774 | 293.2774 | 1819.45 | 562984.906 | 105579.8564 | 47892.196 | 3290417.6056 | 52951.2307
3041 | 1746.298 | 303.865 | 303.865 | 295.8006 | 295.8006 | 1836.25 | 572093.6293 | 106488.2119 | 48304.2361 | 2658761.7552 | 48437.3464
3042 | 1528.475 | 60.207 | 60.207 | 58.6091 | 58.6091 | 1826.95 | 112921.9634 | 21099.2901 | 9570.8724 | 2694264.1231 | 10142.3115
3043 | 1628.348 | 0 | 0 | 0 | 0 | 1805.75 | 0 | 0 | 0 | 5533126.504 | 0
3044 | 1763.2 | 0 | 0 | 0 | 0 | 1852.35 | 0 | 0 | 0 | 5991353.6 | 0
3045 | 1925.6 | 0 | 0 | 0 | 0 | 1824.25 | 0 | 0 | 0 | 6543188.8 | 0
3046 | 2003.2 | 305.874 | 305.874 | 297.7563 | 297.7563 | 1876 | 586087.1608 | 107192.2575 | 48623.599 | 5795097.7919 | 36921.7776
3047 | 1744 | 592 | 592 | 576.2886 | 576.2886 | 1865.25 | 1130262.2869 | 207463.9114 | 94107.9354 | 3967883.192 | 77654.8946
3048 | 0 | 0 | 0 | 0 | 0 | 1847.5 | 0 | 0 | 0 | 0 | 0
3049 | 0 | 0 | 0 | 0 | 0 | 1827.05 | 0 | 0 | 0 | 0 | 0
3050 | 0 | 0 | 0 | 0 | 0 | 1791.7 | 0 | 0 | 0 | 0 | 0
3051 | 0 | 0 | 0 | 0 | 0 | 1742.1 | 0 | 0 | 0 | 0 | 0
3052 | 0 | 0 | 0 | 0 | 0 | 1715.8 | 0 | 0 | 0 | 0 | 0
3053 | 0 | 0 | 0 | 0 | 0 | 1754.15 | 0 | 0 | 0 | 0 | 0
3054 | 0 | 0 | 0 | 0 | 0 | 1795.55 | 0 | 0 | 0 | 0 | 0
3055 | 1371.414 | 293.214 | 293.214 | 285.4323 | 285.4323 | 1780.15 | 533799.454 | 102755.6137 | 46611.0881 | 1990604.5289 | 62752.2824
3056 | 1360.451 | 891.386 | 891.386 | 867.7291 | 867.7291 | 1763.95 | 1611648.3304 | 312382.4765 | 141700.1623 | 903159.2399 | 204827.4544
3057 | 1498.823 | 1405.722 | 1405.722 | 1368.4149 | 1368.4149 | 1870.3 | 2699468.8426 | 492629.3656 | 223462.1539 | 239038.0391 | 177483.4131
3058 | 2067.103 | 2067.103 | 2067.103 | 2012.2432 | 2012.2432 | 1818.25 | 3870636.1582 | 724407.5568 | 328599.3167 | 100557.9891 | 365725.204
3059 | 1900.996 | 2862.04 | 1900.996 | 2786.083 | 1900.996 | 1743.7 | 3519158.3344 | 684358.56 | 310432.6468 | 0 | 487225.2748
3060 | 2047.677 | 3584.534 | 2047.677 | 3489.4024 | 2047.677 | 1658.95 | 3601732.0797 | 737163.72 | 334385.6541 | 0 | 698360.2409
3061 | 1737.954 | 3208.703 | 1737.954 | 3123.5458 | 1737.954 | 1666.05 | 3047616.9577 | 625663.44 | 283807.8882 | 0 | 580389.7383
3062 | 1834.925 | 2851.641 | 1834.925 | 2775.96 | 1834.925 | 1817.7 | 3526857.9967 | 660573 | 299643.2525 | 0 | 334506.8275
3063 | 1799.821 | 1003.229 | 1003.229 | 976.6038 | 976.6038 | 1850.7 | 1910364.6312 | 351577.3857 | 159479.4086 | 1508957.0373 | 145806.9547
3064 | 1674.824 | 182.216 | 182.216 | 177.3801 | 177.3801 | 1828.15 | 342503.8623 | 63856.8312 | 28966.1682 | 2744814.6931 | 30482.7679
3065 | 1838.59 | 315.564 | 315.564 | 307.1891 | 307.1891 | 1885.05 | 609162.6354 | 110588.0772 | 50163.9806 | 2807057.8433 | 35311.3874
3066 | 1892.738 | 64.541 | 64.541 | 62.8281 | 62.8281 | 1836.15 | 121432.4964 | 22618.1221 | 10259.8315 | 3354224.8155 | 10294.387
3067 | 1857.119 | 0 | 0 | 0 | 0 | 1846.55 | 0 | 0 | 0 | 6310490.362 | 0
3068 | 1924 | 0 | 0 | 0 | 0 | 1873.5 | 0 | 0 | 0 | 6537752 | 0
3069 | 1824.8 | 0 | 0 | 0 | 0 | 1832.25 | 0 | 0 | 0 | 6200670.4 | 0
3070 | 2112.8 | 305.874 | 305.874 | 297.7563 | 297.7563 | 1876 | 586002.0853 | 107192.2575 | 48623.599 | 6167518.5919 | 36921.7776
3071 | 1693.6 | 592 | 592 | 576.2886 | 576.2886 | 1865.25 | 1131958.6416 | 207463.9114 | 94107.9354 | 3796623.992 | 77654.8946
3072 | 0 | 0 | 0 | 0 | 0 | 1848.7 | 0 | 0 | 0 | 0 | 0
3073 | 0 | 0 | 0 | 0 | 0 | 1827.05 | 0 | 0 | 0 | 0 | 0
3074 | 0 | 0 | 0 | 0 | 0 | 1812.85 | 0 | 0 | 0 | 0 | 0
3075 | 0 | 0 | 0 | 0 | 0 | 1805.25 | 0 | 0 | 0 | 0 | 0
3076 | 0 | 0 | 0 | 0 | 0 | 1777.45 | 0 | 0 | 0 | 0 | 0
3077 | 0 | 0 | 0 | 0 | 0 | 1754.15 | 0 | 0 | 0 | 0 | 0
3078 | 0 | 0 | 0 | 0 | 0 | 1774.4 | 0 | 0 | 0 | 0 | 0
3079 | 1151.437 | 455.713 | 455.713 | 443.6186 | 443.6186 | 1770.1 | 826911.237 | 159702.7051 | 72442.9215 | 1297431.0806 | 101987.922
3080 | 1016.173 | 1016.173 | 1016.173 | 989.2043 | 989.2043 | 1743.1 | 1817595.0809 | 356113.5561 | 161537.0659 | 49433.5858 | 254126.5905
3081 | 1393.713 | 1948.03 | 1393.713 | 1896.3303 | 1393.713 | 1809.55 | 2659646.4084 | 501736.68 | 227593.3329 | 0 | 265432.6409
3082 | 1742.288 | 3162.381 | 1742.288 | 3078.4531 | 1742.288 | 1789.05 | 3290296.1965 | 627223.68 | 284515.6304 | 0 | 367535.6536
3083 | 1918.198 | 2280.744 | 1918.198 | 2220.2143 | 1918.198 | 1732.05 | 3516443.0458 | 690551.28 | 313241.7334 | 0 | 513981.1541
3084 | 1389.518 | 3803.212 | 1389.518 | 3702.2768 | 1389.518 | 1605.95 | 2355262.9411 | 500226.48 | 226908.2894 | 0 | 547539.5679
3085 | 1454.847 | 3749.806 | 1454.847 | 3650.2882 | 1454.847 | 1603.2 | 2460174.6012 | 523744.92 | 237576.5151 | 0 | 577283.2896
3086 | 1572.945 | 3446.477 | 1572.945 | 3355.0094 | 1572.945 | 1552.95 | 2579636.0241 | 566260.2 | 256861.9185 | 0 | 703185.0622
3087 | 1407.007 | 1146.748 | 1146.748 | 1116.3139 | 1116.3139 | 1592.25 | 1875842.7789 | 401873.016 | 182294.0653 | 532840.3914 | 455177.0063
3088 | 1270.866 | 256.726 | 256.726 | 249.9126 | 249.9126 | 1769.4 | 466751.7258 | 89968.5475 | 40810.7328 | 1871407.5237 | 57629.8529
3089 | 1921.03 | 116.65 | 116.65 | 113.5542 | 113.5542 | 1815.4 | 217037.8356 | 40879.5021 | 18543.3964 | 3313103.1916 | 20962.1003
3090 | 1338.785 | 17.655 | 17.655 | 17.1864 | 17.1864 | 1807 | 32730.733 | 6187.1205 | 2806.5466 | 2422490.1496 | 3316.9841
3091 | 1455.323 | 0 | 0 | 0 | 0 | 1788.9 | 0 | 0 | 0 | 4945187.554 | 0
3092 | 1472 | 0 | 0 | 0 | 0 | 1852.35 | 0 | 0 | 0 | 5001856 | 0
3093 | 1682.4 | 0 | 0 | 0 | 0 | 1873.05 | 0 | 0 | 0 | 5716795.2 | 0
3094 | 1751.2 | 305.874 | 305.874 | 297.7563 | 297.7563 | 1876 | 586407.0377 | 107192.2575 | 48623.599 | 4938801.7919 | 36921.7776
3095 | 1388 | 592 | 592 | 576.2886 | 576.2886 | 1865.25 | 1131370.7643 | 207463.9114 | 94107.9354 | 2758195.192 | 77654.8946
3096 | 0 | 0 | 0 | 0 | 0 | 1848.7 | 0 | 0 | 0 | 0 | 0
3097 | 0 | 0 | 0 | 0 | 0 | 1777.05 | 0 | 0 | 0 | 0 | 0
3098 | 0 | 0 | 0 | 0 | 0 | 1812.85 | 0 | 0 | 0 | 0 | 0
3099 | 0 | 0 | 0 | 0 | 0 | 1804.05 | 0 | 0 | 0 | 0 | 0
3100 | 0 | 0 | 0 | 0 | 0 | 1764.3 | 0 | 0 | 0 | 0 | 0
3101 | 0 | 0 | 0 | 0 | 0 | 1712.45 | 0 | 0 | 0 | 0 | 0
3102 | 0 | 0 | 0 | 0 | 0 | 1724.75 | 0 | 0 | 0 | 0 | 0
3103 | 596.8 | 452.596 | 452.596 | 440.5843 | 440.5843 | 1721.3 | 799009.7012 | 158610.3656 | 71947.4242 | 286343.2885 | 122790.858
3104 | 559.198 | 559.198 | 559.198 | 544.3572 | 544.3572 | 1726.4 | 991568.0779 | 195968.5884 | 88893.5291 | 27203.2049 | 148936.1272
3105 | 533.643 | 1224.054 | 533.643 | 1191.5683 | 533.643 | 1772 | 998291.0847 | 192111.48 | 87143.9019 | 0 | 121670.604
3106 | 918.03 | 1975.917 | 918.029 | 1923.4772 | 918.03 | 1726.65 | 1676419.4742 | 330490.8 | 149914.299 | 0 | 250943.5005
3107 | 967.693 | 2390.023 | 967.693 | 2326.5931 | 967.693 | 1522.7 | 1562068.0006 | 348369.48 | 158024.2669 | 0 | 461879.8689
3108 | 627.109 | 3150.969 | 627.109 | 3067.344 | 627.109 | 1480.05 | 980709.8251 | 225759.24 | 102406.8997 | 0 | 326065.3246
3109 | 812.063 | 3093.315 | 812.063 | 3011.2201 | 812.063 | 1477.3 | 1261070.2197 | 292342.68 | 132609.8879 | 0 | 424465.3301
3110 | 905.477 | 2820.833 | 905.477 | 2745.9696 | 905.477 | 1678.35 | 1606076.3656 | 325971.72 | 147864.3941 | 0 | 291246.6771
3111 | 596.201 | 2120.426 | 596.201 | 2064.151 | 596.201 | 1700 | 1071427.7376 | 214632.36 | 97359.6233 | 0 | 178860.3
3112 | 817.356 | 101.525 | 101.525 | 98.8306 | 98.8306 | 1658.25 | 173006.1337 | 35579.0095 | 16139.034 | 1317057.0915 | 33775.3513
3113 | 855.171 | 34.612 | 34.612 | 33.6934 | 33.6934 | 1827.05 | 64786.3966 | 12129.6299 | 5502.1349 | 1505768.4108 | 5827.2764
3114 | 864.861 | 0 | 0 | 0 | 0 | 1822.65 | 0 | 0 | 0 | 1585290.213 | 0
3115 | 824.194 | 0 | 0 | 0 | 0 | 1826.9 | 0 | 0 | 0 | 2800611.212 | 0
3116 | 626.4 | 0 | 0 | 0 | 0 | 1873.5 | 0 | 0 | 0 | 2128507.2 | 0
3117 | 780 | 0 | 0 | 0 | 0 | 1832.25 | 0 | 0 | 0 | 2650440 | 0
3118 | 831.2 | 305.874 | 305.874 | 297.7563 | 297.7563 | 1876 | 587403.1494 | 107192.2575 | 48623.599 | 1812641.7919 | 36921.7776
3119 | 764 | 592 | 592 | 576.2886 | 576.2886 | 1865.25 | 1133885.4311 | 207463.9114 | 94107.9354 | 637843.192 | 77654.8946
3120 | 0 | 0 | 0 | 0 | 0 | 1847.5 | 0 | 0 | 0 | 0 | 0
3121 | 0 | 0 | 0 | 0 | 0 | 1777.05 | 0 | 0 | 0 | 0 | 0
3122 | 0 | 0 | 0 | 0 | 0 | 1712.15 | 0 | 0 | 0 | 0 | 0
3123 | 0 | 0 | 0 | 0 | 0 | 1704.55 | 0 | 0 | 0 | 0 | 0
3124 | 0 | 0 | 0 | 0 | 0 | 1699.1 | 0 | 0 | 0 | 0 | 0
3125 | 0 | 0 | 0 | 0 | 0 | 1674.8 | 0 | 0 | 0 | 0 | 0
3126 | 0 | 0 | 0 | 0 | 0 | 1646 | 0 | 0 | 0 | 0 | 0
3127 | 1606.824 | 337.372 | 337.372 | 328.4183 | 328.4183 | 1680 | 581000.6909 | 118230.5992 | 53630.7135 | 2343317.5912 | 105093.8659
3128 | 1031.203 | 1031.203 | 1031.203 | 1003.8354 | 1003.8354 | 1575.05 | 1666419.5148 | 361380.7564 | 163926.3265 | 50164.7475 | 426579.8679
3129 | 1251.649 | 1251.649 | 1251.649 | 1218.4309 | 1218.4309 | 1721.6 | 2216906.8881 | 438635.1304 | 198969.7689 | 60888.7445 | 339211.1675
3130 | 1182.361 | 2331.735 | 1182.362 | 2269.852 | 1182.361 | 1696.45 | 2125140.5099 | 425649.96 | 193079.5513 | 0 | 358905.6815
3131 | 1327.158 | 2996.834 | 1327.158 | 2917.2997 | 1327.158 | 1305.6 | 1841694.4088 | 477776.88 | 216724.9014 | 0 | 921578.5152
3132 | 662.126 | 3123.729 | 662.126 | 3040.8269 | 662.126 | 1300.95 | 912322.3005 | 238365.36 | 108125.1758 | 0 | 462859.1803
3133 | 803.013 | 3208.866 | 803.013 | 3123.7044 | 803.013 | 1522.2 | 1288658.3849 | 289084.68 | 131132.0229 | 0 | 383679.6114
3134 | 839.44 | 2771.13 | 839.44 | 2697.5857 | 839.44 | 1615.5 | 1433071.8856 | 302198.4 | 137080.552 | 0 | 322764.68
3135 | 881.612 | 2547.771 | 881.612 | 2480.1545 | 881.612 | 1770.75 | 1651228.7737 | 317380.32 | 143967.2396 | 0 | 202109.551
3136 | 723.729 | 1664.296 | 723.729 | 1620.1265 | 723.729 | 1819.45 | 1390918.8188 | 260542.44 | 118184.9457 | 0 | 130669.2709
3137 | 1037.81 | 737.741 | 737.741 | 718.1618 | 718.1618 | 1851.55 | 1400788.9351 | 258538.2322 | 117275.8148 | 585915.2312 | 106611.1127
3138 | 1280.783 | 159.98 | 159.98 | 155.7342 | 155.7342 | 1826.95 | 300259.3138 | 56064.3185 | 25431.3978 | 2062214.4174 | 26949.8064
3139 | 1299.258 | 0 | 0 | 0 | 0 | 1822.4 | 0 | 0 | 0 | 2381539.914 | 0
3140 | 1091.2 | 0 | 0 | 0 | 0 | 1870.2 | 0 | 0 | 0 | 2000169.6 | 0
3141 | 1475.2 | 0 | 0 | 0 | 0 | 1824.25 | 0 | 0 | 0 | 2704041.6 | 0
3142 | 901.6 | 0 | 0 | 0 | 0 | 1876 | 0 | 0 | 0 | 1652632.8 | 0
3143 | 1424.8 | 305.874 | 305.874 | 297.7563 | 297.7563 | 1865.25 | 584362.8665 | 107192.2575 | 48623.599 | 2065871.1556 | 40122.6575
3144 | 0 | 0 | 0 | 0 | 0 | 1848.7 | 0 | 0 | 0 | 0 | 0
3145 | 0 | 0 | 0 | 0 | 0 | 1821 | 0 | 0 | 0 | 0 | 0
3146 | 0 | 0 | 0 | 0 | 0 | 1813.8 | 0 | 0 | 0 | 0 | 0
3147 | 0 | 0 | 0 | 0 | 0 | 1806.2 | 0 | 0 | 0 | 0 | 0
3148 | 0 | 0 | 0 | 0 | 0 | 1802.05 | 0 | 0 | 0 | 0 | 0
3149 | 0 | 0 | 0 | 0 | 0 | 1799.8 | 0 | 0 | 0 | 0 | 0
3150 | 0 | 0 | 0 | 0 | 0 | 1800.35 | 0 | 0 | 0 | 0 | 0
3151 | 1360.959 | 1018.003 | 1018.003 | 990.9858 | 990.9858 | 1751.75 | 1830840.9422 | 356754.8719 | 161827.9738 | 678160.9574 | 246012.2138
3152 | 1089.279 | 1089.279 | 1089.279 | 1060.3701 | 1060.3701 | 1721.2 | 1928143.228 | 381733.2465 | 173158.4421 | 52989.9602 | 295631.192
3153 | 1352.296 | 1873.811 | 1352.296 | 1824.0811 | 1352.296 | 1761.75 | 2518655.4239 | 486826.56 | 220829.9368 | 0 | 322184.522
3154 | 1592.847 | 2934.403 | 1592.847 | 2856.5255 | 1592.847 | 1766.05 | 2981693.3832 | 573424.92 | 260111.9151 | 0 | 372646.5556
3155 | 1626.609 | 2749.553 | 1626.609 | 2676.5814 | 1626.609 | 1622.7 | 2798896.3729 | 585579.24 | 265625.2497 | 0 | 613719.5757
3156 | 1541.713 | 2605.459 | 1541.713 | 2536.3115 | 1541.713 | 1448.25 | 2363797.8061 | 555016.68 | 251761.7329 | 0 | 850640.1478
3157 | 1622.298 | 2880.527 | 1622.298 | 2804.0794 | 1622.298 | 1514.75 | 2596088.195 | 584027.28 | 264921.2634 | 0 | 787220.1045
3158 | 1448.694 | 2056.286 | 1448.694 | 2001.7133 | 1448.694 | 1721 | 2636563.8929 | 521529.84 | 236571.7302 | 0 | 404185.626
3159 | 1620.387 | 1615.326 | 1615.326 | 1572.4561 | 1572.4561 | 1812 | 3016828.7969 | 566084.2063 | 256782.0858 | 87857.2873 | 295621.7522
3160 | 1509.994 | 1063.301 | 1063.301 | 1035.0816 | 1035.0816 | 1807.65 | 1975623.0744 | 372629.3656 | 169028.8206 | 870514.4821 | 199097.9402
3161 | 1315.27 | 802.659 | 802.659 | 781.3569 | 781.3569 | 1836.8 | 1511084.6142 | 281288.4724 | 127595.5765 | 978662.7715 | 127517.4408
3162 | 1693.54 | 174.225 | 174.225 | 169.6012 | 169.6012 | 1800.8 | 322224.2878 | 61056.4189 | 27695.87 | 2793379.8873 | 33784.5518
3163 | 1887.87 | 0 | 0 | 0 | 0 | 1755.25 | 0 | 0 | 0 | 6414982.26 | 0
3164 | 1574.4 | 0 | 0 | 0 | 0 | 1850.6 | 0 | 0 | 0 | 5349811.2 | 0
3165 | 1738.4 | 0 | 0 | 0 | 0 | 1813.1 | 0 | 0 | 0 | 5907083.2 | 0
3166 | 1488 | 305.874 | 305.874 | 297.7563 | 297.7563 | 1862.2 | 582379.6055 | 107192.2575 | 48623.599 | 4044448.1919 | 41030.8141
3167 | 1567.2 | 592 | 592 | 576.2886 | 576.2886 | 1854.3 | 1124146.7724 | 207463.9114 | 94107.9354 | 3367116.792 | 83965.2552
3168 | 0 | 0 | 0 | 0 | 0 | 1837.05 | 0 | 0 | 0 | 0 | 0
3169 | 0 | 0 | 0 | 0 | 0 | 1770.75 | 0 | 0 | 0 | 0 | 0
3170 | 0 | 0 | 0 | 0 | 0 | 1808.65 | 0 | 0 | 0 | 0 | 0
3171 | 0 | 0 | 0 | 0 | 0 | 1801.25 | 0 | 0 | 0 | 0 | 0
3172 | 0 | 0 | 0 | 0 | 0 | 1795.55 | 0 | 0 | 0 | 0 | 0
3173 | 0 | 0 | 0 | 0 | 0 | 1791.5 | 0 | 0 | 0 | 0 | 0
3174 | 0 | 0 | 0 | 0 | 0 | 1787.25 | 0 | 0 | 0 | 0 | 0
3175 | 1222.398 | 429.999 | 429.999 | 418.5871 | 418.5871 | 1779.4 | 786071.3163 | 150691.3419 | 68355.2671 | 1473385.4513 | 92340.3056
3176 | 1224.246 | 1224.246 | 1224.246 | 1191.7552 | 1191.7552 | 1691.45 | 2135676.5613 | 429031.8643 | 194613.6207 | 59555.6757 | 367716.0603
3177 | 1405.356 | 1888.288 | 1405.356 | 1838.1739 | 1405.356 | 1598.7 | 2375488.4148 | 505928.16 | 229494.6348 | 0 | 563969.3628
3178 | 1702.904 | 2780.44 | 1702.904 | 2706.6486 | 1702.904 | 1552.25 | 2794927.4418 | 613045.44 | 278084.2232 | 0 | 762475.266
3179 | 1163.639 | 3049.416 | 1163.639 | 2968.4862 | 1163.639 | 1498.85 | 1841256.8736 | 418910.04 | 190022.2487 | 0 | 583157.6849
3180 | 1654.093 | 2991.373 | 1654.093 | 2911.9836 | 1654.093 | 1463.15 | 2564146.9182 | 595473.48 | 270113.3869 | 0 | 887999.827
3181 | 1527.881 | 3263.585 | 1527.881 | 3176.9712 | 1527.881 | 1426.25 | 2314156.7959 | 550037.16 | 249502.9673 | 0 | 876621.7237
3182 | 1582.693 | 3440.03 | 1582.693 | 3348.7335 | 1582.693 | 1524.25 | 2561794.5296 | 569769.48 | 258453.7669 | 0 | 752966.1948
3183 | 1693.198 | 2492.534 | 1693.198 | 2426.3835 | 1693.198 | 1347 | 2415881.658 | 609551.28 | 276499.2334 | 0 | 1105658.294
3184 | 1547.887 | 1303.871 | 1303.871 | 1269.267 | 1269.267 | 1477.8 | 1988040.4351 | 456936.1108 | 207271.2969 | 510710.5068 | 662811.2141
3185 | 1494.49 | 819.638 | 819.638 | 797.8853 | 797.8853 | 1662.5 | 1406152.1626 | 287238.6916 | 130294.662 | 1276876.4988 | 269286.2733
3186 | 1557.6 | 180.345 | 180.345 | 175.5587 | 175.5587 | 1761.7 | 326971.7386 | 63201.1471 | 28668.7426 | 2533281.6259 | 41835.6482
3187 | 1736.8 | 0 | 0 | 0 | 0 | 1826.2 | 0 | 0 | 0 | 5901646.4 | 0
3188 | 1518.4 | 0 | 0 | 0 | 0 | 1836.85 | 0 | 0 | 0 | 5159523.2 | 0
3189 | 1556 | 0 | 0 | 0 | 0 | 1838.85 | 0 | 0 | 0 | 5287288 | 0
3190 | 1313.6 | 305.874 | 305.874 | 297.7563 | 297.7563 | 1844.4 | 578792.6611 | 107192.2575 | 48623.599 | 3451836.9919 | 46330.8757
3191 | 1468.8 | 592 | 592 | 576.2886 | 576.2886 | 1839.65 | 1116889.1827 | 207463.9114 | 94107.9354 | 3032753.592 | 92407.8839
3192 | 0 | 0 | 0 | 0 | 0 | 1822.3 | 0 | 0 | 0 | 0 | 0
3193 | 0 | 0 | 0 | 0 | 0 | 1785.05 | 0 | 0 | 0 | 0 | 0
3194 | 0 | 0 | 0 | 0 | 0 | 1712.5 | 0 | 0 | 0 | 0 | 0
3195 | 0 | 0 | 0 | 0 | 0 | 1704.55 | 0 | 0 | 0 | 0 | 0
3196 | 0 | 0 | 0 | 0 | 0 | 1678.15 | 0 | 0 | 0 | 0 | 0
3197 | 0 | 0 | 0 | 0 | 0 | 1695.75 | 0 | 0 | 0 | 0 | 0
3198 | 0 | 0 | 0 | 0 | 0 | 1696.4 | 0 | 0 | 0 | 0 | 0
3199 | 1067.464 | 467.372 | 467.372 | 454.9682 | 454.9682 | 1700.95 | 813007.7376 | 163788.5527 | 74296.3074 | 1122704.7979 | 136058.2408
3200 | 1283.562 | 1283.562 | 1283.562 | 1249.497 | 1249.497 | 1676 | 2203081.6088 | 449818.9071 | 204042.8543 | 62441.2105 | 404837.0164
3201 | 1599.831 | 1599.831 | 1599.831 | 1557.3724 | 1557.3724 | 1780.7 | 2925317.1999 | 560654.0487 | 254318.906 | 77826.6918 | 341531.758
3202 | 1734.369 | 2502.07 | 1734.369 | 2435.6664 | 1734.369 | 1789.05 | 3281141.2431 | 624372.84 | 283222.4577 | 0 | 365865.1406
3203 | 1623.038 | 3514.398 | 1623.038 | 3421.1278 | 1623.038 | 1794.1 | 3088427.9656 | 584293.68 | 265042.1054 | 0 | 334183.5242
3204 | 1636.443 | 3824.93 | 1636.443 | 3723.4184 | 1636.443 | 1707.55 | 2954987.3034 | 589119.48 | 267231.1419 | 0 | 478577.7554
3205 | 1725.917 | 3784.824 | 1725.917 | 3684.3768 | 1725.917 | 1686.4 | 3071357.4109 | 621330.12 | 281842.2461 | 0 | 541247.5712
3206 | 2012.075 | 3479.19 | 2012.075 | 3386.8542 | 2012.075 | 1758.95 | 3735379.5531 | 724347 | 328571.8475 | 0 | 485010.6788
3207 | 1948.007 | 2929.853 | 1948.007 | 2852.0963 | 1948.007 | 1829.85 | 3758638.682 | 701282.52 | 318109.5431 | 0 | 331453.3911
3208 | 1556.628 | 2152.243 | 1556.628 | 2095.1236 | 1556.628 | 1876.95 | 3075927.3307 | 560386.08 | 254197.3524 | 0 | 191543.0754
3209 | 1721.903 | 1111.68 | 1111.68 | 1082.1766 | 1082.1766 | 1907.4 | 2168877.5148 | 389583.5828 | 176719.4419 | 1172618.4567 | 100209.5549
3210 | 1737.852 | 184.538 | 184.538 | 179.6405 | 179.6405 | 1876.95 | 354506.2953 | 64670.5663 | 29335.2875 | 2856201.749 | 22104.7589
3211 | 1568.995 | 0 | 0 | 0 | 0 | 1867.7 | 0 | 0 | 0 | 5331445.01 | 0
3212 | 1459.2 | 0 | 0 | 0 | 0 | 1873.5 | 0 | 0 | 0 | 4958361.6 | 0
3213 | 1577.6 | 0 | 0 | 0 | 0 | 1873.05 | 0 | 0 | 0 | 5360684.8 | 0
3214 | 1764.8 | 305.874 | 305.874 | 297.7563 | 297.7563 | 1876 | 585400.1537 | 107192.2575 | 48623.599 | 4985014.5919 | 36921.7776
3215 | 1724 | 592 | 592 | 576.2886 | 576.2886 | 1865.25 | 1128320.5636 | 207463.9114 | 94107.9354 | 3899923.192 | 77654.8946
3216 | 0 | 0 | 0 | 0 | 0 | 1848.7 | 0 | 0 | 0 | 0 | 0
3217 | 0 | 0 | 0 | 0 | 0 | 1827.05 | 0 | 0 | 0 | 0 | 0
3218 | 0 | 0 | 0 | 0 | 0 | 1812.85 | 0 | 0 | 0 | 0 | 0
3219 | 0 | 0 | 0 | 0 | 0 | 1805.25 | 0 | 0 | 0 | 0 | 0
3220 | 0 | 0 | 0 | 0 | 0 | 1799.8 | 0 | 0 | 0 | 0 | 0
3221 | 0 | 0 | 0 | 0 | 0 | 1796.45 | 0 | 0 | 0 | 0 | 0
3222 | 0 | 0 | 0 | 0 | 0 | 1796.75 | 0 | 0 | 0 | 0 | 0
3223 | 1482.886 | 157.308 | 157.308 | 153.1331 | 153.1331 | 1801.3 | 289786.5948 | 55127.9273 | 25006.6404 | 2437437.0081 | 30427.5532
3224 | 905.259 | 493.277 | 493.277 | 480.1857 | 480.1857 | 1827.1 | 921057.2068 | 172866.851 | 78414.3244 | 779159.3638 | 83024.1071
3225 | 1293.998 | 1212.219 | 1212.219 | 1180.0474 | 1180.0474 | 1872.7 | 2320448.8501 | 424817.0527 | 192701.7353 | 208871.5074 | 150220.03
3226 | 1538.464 | 1538.464 | 1538.464 | 1497.634 | 1497.634 | 1868.25 | 2948212.8971 | 539148.2415 | 244563.6329 | 74841.3824 | 197313.28
3227 | 1566.084 | 1865.736 | 1566.084 | 1816.2204 | 1566.084 | 1794.8 | 2970623.2 | 563790.24 | 255741.5172 | 0 | 321360.4368
3228 | 1519.876 | 2617.912 | 1519.876 | 2548.434 | 1519.876 | 1789.95 | 2867228.1416 | 547155.36 | 248195.7508 | 0 | 319249.9538
3229 | 2001.861 | 2075.062 | 2001.861 | 2019.991 | 2001.861 | 1754.6 | 3688219.9575 | 720669.96 | 326903.9013 | 0 | 491256.6894
3230 | 1474.906 | 595.682 | 595.682 | 579.8729 | 579.8729 | 1809.7 | 1105167.6882 | 208754.2528 | 94693.2486 | 1640595.6275 | 110349.8175
3231 | 1790.369 | 1790.369 | 1790.369 | 1742.8536 | 1742.8536 | 1837.85 | 3370694.7771 | 627427.2898 | 284607.9901 | 87095.7598 | 282603.7084
3232 | 1829.06 | 954.36 | 954.36 | 929.0318 | 929.0318 | 1857 | 1813246.9107 | 334451.4501 | 151710.8939 | 1649751.6798 | 132851.5482
3233 | 1677.484 | 88.333 | 88.333 | 85.9887 | 85.9887 | 1901.9 | 171522.5654 | 30955.9285 | 14041.9531 | 2917210.9026 | 8435.4905
3234 | 2026.099 | 14.156 | 14.156 | 13.7803 | 13.7803 | 1857 | 26890.452 | 4960.9107 | 2250.3242 | 3688580.1634 | 1970.584
3235 | 1587.2 | 0 | 0 | 0 | 0 | 1847.75 | 0 | 0 | 0 | 5393305.6 | 0
3236 | 1344 | 0 | 0 | 0 | 0 | 1874.7 | 0 | 0 | 0 | 4566912 | 0
3237 | 1775.2 | 0 | 0 | 0 | 0 | 1874.25 | 0 | 0 | 0 | 6032129.6 | 0
3238 | 1706.4 | 305.874 | 305.874 | 297.7563 | 297.7563 | 1876 | 585777.3215 | 107192.2575 | 48623.599 | 4786571.3919 | 36921.7776
3239 | 1422.4 | 592 | 592 | 576.2886 | 576.2886 | 1865.25 | 1130000.4939 | 207463.9114 | 94107.9354 | 2875086.392 | 77654.8946
3240 | 0 | 0 | 0 | 0 | 0 | 1848.7 | 0 | 0 | 0 | 0 | 0
3241 | 0 | 0 | 0 | 0 | 0 | 1785.05 | 0 | 0 | 0 | 0 | 0
3242 | 0 | 0 | 0 | 0 | 0 | 1812.85 | 0 | 0 | 0 | 0 | 0
3243 | 0 | 0 | 0 | 0 | 0 | 1805.25 | 0 | 0 | 0 | 0 | 0
3244 | 0 | 0 | 0 | 0 | 0 | 1799.8 | 0 | 0 | 0 | 0 | 0
3245 | 0 | 0 | 0 | 0 | 0 | 1796.45 | 0 | 0 | 0 | 0 | 0
3246 | 0 | 0 | 0 | 0 | 0 | 1796.75 | 0 | 0 | 0 | 0 | 0
3247 | 1055.099 | 312.521 | 312.521 | 304.2269 | 304.2269 | 1800.1 | 577355.7873 | 109521.6707 | 49680.2467 | 1376348.6271 | 60814.9499
3248 | 1425.043 | 943.078 | 943.078 | 918.0492 | 918.0492 | 1726.75 | 1670885.3849 | 330497.7206 | 149917.4383 | 929319.5914 | 250856.9505
3249 | 1508.333 | 1508.333 | 1508.333 | 1468.3027 | 1468.3027 | 1830.7 | 2832619.3763 | 528588.9592 | 239773.8251 | 73375.605 | 248583.6411
3250 | 1700.252 | 2057.482 | 1700.252 | 2002.8775 | 1700.252 | 1846.2 | 3319151.3498 | 612090.72 | 277651.1516 | 0 | 261498.7576
3251 | 1839.549 | 2914.36 | 1839.549 | 2837.0145 | 1839.549 | 1711.7 | 3339963.5798 | 662237.64 | 300398.3517 | 0 | 530341.9767
3252 | 1816.85 | 2993.458 | 1816.85 | 2914.0133 | 1816.85 | 1604.7 | 3082549.8553 | 654066 | 296691.605 | 0 | 718200.805
3253 | 1707.886 | 3229.553 | 1707.886 | 3143.8424 | 1707.886 | 1483.7 | 2673294.6601 | 614838.96 | 278897.7838 | 0 | 881781.5418
3254 | 1728.169 | 2740.79 | 1728.169 | 2668.0509 | 1728.169 | 1767.45 | 3227257.0258 | 622140.84 | 282209.9977 | 0 | 401885.701
3255 | 1703.789 | 2272.071 | 1703.789 | 2211.7715 | 1703.789 | 1821.15 | 3272986.9227 | 613364.04 | 278228.7437 | 0 | 304722.6626
3256 | 1569.14 | 1930.518 | 1569.14 | 1879.2831 | 1569.14 | 1820.15 | 3007514.474 | 564890.4 | 256240.562 | 0 | 282209.829
3257 | 1690.426 | 913.262 | 913.262 | 889.0245 | 889.0245 | 1864.2 | 1742717.708 | 320048.8288 | 145177.7048 | 1468968.9048 | 120729.5304
3258 | 1602.301 | 197.753 | 197.753 | 192.5047 | 192.5047 | 1785.8 | 362066.818 | 69301.7075 | 31436.0246 | 2584156.5387 | 41234.516
3259 | 1476.806 | 0 | 0 | 0 | 0 | 1768.2 | 0 | 0 | 0 | 5018186.788 | 0
3260 | 1332.8 | 0 | 0 | 0 | 0 | 1774.35 | 0 | 0 | 0 | 4528854.4 | 0
3261 | 1378.4 | 0 | 0 | 0 | 0 | 1772.3 | 0 | 0 | 0 | 4683803.2 | 0
3262 | 1814.4 | 305.874 | 305.874 | 297.7563 | 297.7563 | 1876 | 586117.2405 | 107192.2575 | 48623.599 | 5153555.3919 | 36921.7776
3263 | 1490.4 | 592 | 592 | 576.2886 | 576.2886 | 1865.25 | 1131124.6432 | 207463.9114 | 94107.9354 | 3106150.392 | 77654.8946
3264 | 0 | 0 | 0 | 0 | 0 | 1848.7 | 0 | 0 | 0 | 0 | 0
3265 | 0 | 0 | 0 | 0 | 0 | 1726.35 | 0 | 0 | 0 | 0 | 0
3266 | 0 | 0 | 0 | 0 | 0 | 1707.5 | 0 | 0 | 0 | 0 | 0
3267 | 0 | 0 | 0 | 0 | 0 | 1704.55 | 0 | 0 | 0 | 0 | 0
3268 | 0 | 0 | 0 | 0 | 0 | 1598.3 | 0 | 0 | 0 | 0 | 0
3269 | 0 | 0 | 0 | 0 | 0 | 1594.95 | 0 | 0 | 0 | 0 | 0
3270 | 0 | 0 | 0 | 0 | 0 | 1675.1 | 0 | 0 | 0 | 0 | 0
3271 | 1106.227 | 351.781 | 351.781 | 342.4449 | 342.4449 | 1680 | 605258.8691 | 123280.1727 | 55921.2561 | 1400012.5452 | 109582.3757
3272 | 998.236 | 998.236 | 998.236 | 971.7434 | 971.7434 | 1625.6 | 1663654.7661 | 349827.6099 | 158685.6908 | 48561.0077 | 363820.7143
3273 | 1435.791 | 1845.59 | 1435.791 | 1796.609 | 1435.791 | 1772 | 2684103.8002 | 516884.76 | 234464.6703 | 0 | 327360.348
3274 | 1831.647 | 2068.669 | 1831.648 | 2013.7677 | 1831.647 | 1722.4 | 3336126.6772 | 659392.92 | 299107.9551 | 0 | 508465.2072
3275 | 1511.408 | 3024.294 | 1511.408 | 2944.0309 | 1511.408 | 1065.9 | 1706954.5066 | 544106.88 | 246812.9264 | 0 | 1411806.2128
3276 | 1131.45 | 2810.228 | 1131.45 | 2735.6461 | 1131.45 | 381.65 | 456584.7218 | 407322 | 184765.785 | 0 | 1831082.1075
3277 | 1343.015 | 1343.015 | 1343.015 | 1307.3721 | 1307.3721 | 718.95 | 990251.8509 | 470653.9611 | 213493.8662 | 65333.4099 | 1674809.0467
3278 | 1463.195 | 2556.802 | 1463.195 | 2488.9459 | 1463.195 | 1580.45 | 2440274.5929 | 526750.2 | 238939.7435 | 0 | 613883.4622
3279 | 1538.188 | 2439.839 | 1538.188 | 2375.087 | 1538.188 | 1695.75 | 2755583.7266 | 553747.68 | 251186.1004 | 0 | 467993.699
3280 | 1937.529 | 542.896 | 542.896 | 528.4878 | 528.4878 | 1819.45 | 1013347.454 | 190255.621 | 86302.0636 | 2582772.4534 | 95418.4788
3281 | 1784.662 | 538.596 | 538.596 | 524.302 | 524.302 | 1807.05 | 995003.5242 | 188748.7041 | 85618.5094 | 2310239.9611 | 101164.0624
3282 | 1641.186 | 149.83 | 149.83 | 145.8536 | 145.8536 | 1735.4 | 266347.6905 | 52507.2937 | 23817.8918 | 2740944.3011 | 38592.8608
3283 | 1082.752 | 0 | 0 | 0 | 0 | 1717.8 | 0 | 0 | 0 | 3679191.296 | 0
3284 | 1290.4 | 0 | 0 | 0 | 0 | 1774.35 | 0 | 0 | 0 | 4384779.2 | 0
3285 | 1324.8 | 0 | 0 | 0 | 0 | 1773.9 | 0 | 0 | 0 | 4501670.4 | 0
3286 | 1139.2 | 305.874 | 305.874 | 297.7563 | 297.7563 | 1873.6 | 585617.7929 | 107192.2575 | 48623.599 | 2859225.7919 | 37636.3926
3287 | 1259.2 | 592 | 592 | 576.2886 | 576.2886 | 1822.05 | 1104603.4973 | 207463.9114 | 94107.9354 | 2320532.792 | 102550.564
3288 | 0 | 0 | 0 | 0 | 0 | 1748.7 | 0 | 0 | 0 | 0 | 0
3289 | 0 | 0 | 0 | 0 | 0 | 1734.7 | 0 | 0 | 0 | 0 | 0
3290 | 0 | 0 | 0 | 0 | 0 | 1712.15 | 0 | 0 | 0 | 0 | 0
3291 | 0 | 0 | 0 | 0 | 0 | 1704.55 | 0 | 0 | 0 | 0 | 0
3292 | 0 | 0 | 0 | 0 | 0 | 1657.2 | 0 | 0 | 0 | 0 | 0
3293 | 0 | 0 | 0 | 0 | 0 | 1653.85 | 0 | 0 | 0 | 0 | 0
3294 | 0 | 0 | 0 | 0 | 0 | 1675.1 | 0 | 0 | 0 | 0 | 0
3295 | 1182.657 | 470.421 | 470.421 | 457.9363 | 457.9363 | 1700.6 | 817450.4635 | 164857.0619 | 74780.995 | 1328413.0741 | 137106.1232
3296 | 936.672 | 936.672 | 936.672 | 911.8132 | 911.8132 | 1655.05 | 1584715.3459 | 328252.7649 | 148899.1014 | 45566.1149 | 314529.9757
3297 | 1006.925 | 1006.925 | 1006.925 | 980.2018 | 980.2018 | 1772.35 | 1824365.1578 | 352872.6334 | 160066.9473 | 48983.7 | 223142.9305
3298 | 980.994 | 1207.844 | 980.995 | 1175.7885 | 980.994 | 1789.4 | 1851400.3931 | 353157.84 | 160196.3202 | 0 | 206597.3364
3299 | 1100.227 | 1792.797 | 1100.227 | 1745.2171 | 1100.227 | 1770.8 | 2065354.6504 | 396081.72 | 179667.0691 | 0 | 252172.0284
3300 | 1192.407 | 3086.463 | 1192.407 | 3004.55 | 1192.407 | 1605.9 | 2024786.7647 | 429266.52 | 194720.0631 | 0 | 469927.5987
3301 | 1178.5 | 3093.495 | 1178.5 | 3011.3953 | 1178.5 | 1582.8 | 1965593.4238 | 424260 | 192449.05 | 0 | 491670.2
3302 | 1218.473 | 3391.736 | 1218.473 | 3301.7212 | 1218.473 | 1817.7 | 2333433.3178 | 438650.28 | 198976.6409 | 0 | 222127.6279
3303 | 1017.622 | 2887.898 | 1017.622 | 2811.2548 | 1017.622 | 1919.45 | 2054266.9984 | 366343.92 | 166177.6726 | 0 | 81969.4521
3304 | 339.258 | 2137.4 | 339.258 | 2080.6746 | 339.258 | 1920.15 | 683567.6277 | 122132.88 | 55400.8314 | 0 | 27089.7513
3305 | 224.739 | 1113.094 | 224.739 | 1083.5531 | 224.739 | 1907.4 | 449513.6627 | 80906.04 | 36699.8787 | 0 | 20810.8314
3306 | 209.471 | 228.358 | 209.471 | 222.2975 | 209.471 | 1836.15 | 404088.191 | 75409.56 | 34206.6143 | 0 | 34321.8233
3307 | 115.054 | 115.054 | 115.054 | 112.0005 | 112.0005 | 1768.55 | 208345.2798 | 40320.1906 | 18289.6865 | 5597.0113 | 25922.5226
3308 | 0 | 0 | 0 | 0 | 0 | 1774.35 | 0 | 0 | 0 | 0 | 0
3309 | 0 | 0 | 0 | 0 | 0 | 1701.3 | 0 | 0 | 0 | 0 | 0
3310 | 0 | 0 | 0 | 0 | 0 | 1876 | 0 | 0 | 0 | 0 | 0
3311 | 0 | 0 | 0 | 0 | 0 | 1864.05 | 0 | 0 | 0 | 0 | 0
3312 | 0 | 0 | 0 | 0 | 0 | 1805.5 | 0 | 0 | 0 | 0 | 0
3313 | 0 | 0 | 0 | 0 | 0 | 1728.65 | 0 | 0 | 0 | 0 | 0
3314 | 0 | 0 | 0 | 0 | 0 | 1713.8 | 0 | 0 | 0 | 0 | 0
3315 | 0 | 0 | 0 | 0 | 0 | 1705.5 | 0 | 0 | 0 | 0 | 0
3316 | 0 | 0 | 0 | 0 | 0 | 1701.35 | 0 | 0 | 0 | 0 | 0
3317 | 0 | 0 | 0 | 0 | 0 | 1648.7 | 0 | 0 | 0 | 0 | 0
3318 | 0 | 0 | 0 | 0 | 0 | 1598.85 | 0 | 0 | 0 | 0 | 0
3319 | 79.923 | 185.819 | 79.923 | 180.8875 | 79.923 | 1629.7 | 135580.0855 | 28772.28 | 13051.4259 | 0 | 29595.4869
3320 | 156.96 | 1501.725 | 156.96 | 1461.87 | 156.96 | 1505.95 | 246067.5457 | 56505.6 | 25631.568 | 0 | 77546.088
3321 | 637.627 | 2460.142 | 637.627 | 2394.8512 | 637.627 | 1761.75 | 1172578.0818 | 229545.72 | 104124.4891 | 0 | 151914.6328
3322 | 1024.991 | 3160.538 | 1024.991 | 3076.659 | 1024.991 | 1754.4 | 1885621.426 | 368996.76 | 167381.0303 | 0 | 251737.7896
3323 | 1410.943 | 2643.582 | 1410.943 | 2573.4228 | 1410.943 | 1491.1 | 2212474.0466 | 507939.48 | 230406.9919 | 0 | 718028.8927
3324 | 1071.439 | 2799.633 | 1071.439 | 2725.3323 | 1071.439 | 1105.45 | 1247445.6781 | 385718.04 | 174965.9887 | 0 | 958455.7574
3325 | 1560.347 | 3777.988 | 1560.347 | 3677.7223 | 1560.347 | 716.05 | 1173031.4474 | 561724.92 | 254804.6651 | 0 | 2003407.5307
3326 | 1408.139 | 2771.789 | 1408.139 | 2698.2272 | 1408.139 | 1721 | 2533731.3064 | 506930.04 | 229949.0987 | 0 | 392870.781
3327 | 996.949 | 219.668 | 219.668 | 213.8381 | 213.8381 | 1807 | 402635.694 | 76981.7272 | 34919.7668 | 1435442.2228 | 41270.7593
3328 | 1328.349 | 534.167 | 534.167 | 519.9905 | 519.9905 | 1807.65 | 979314.1747 | 187196.5796 | 84914.4485 | 1481721.1323 | 100020.1725
3329 | 1340.192 | 1063.048 | 1063.048 | 1034.8353 | 1034.8353 | 1788 | 1927088.72 | 372540.7028 | 168988.6021 | 559718.8575 | 219385.0805
3330 | 1479.054 | 192.377 | 192.377 | 187.2714 | 187.2714 | 1701.6 | 332920.2164 | 67417.7109 | 30581.4228 | 2367837.4704 | 55881.7915
3331 | 1458.236 | 0 | 0 | 0 | 0 | 1654.85 | 0 | 0 | 0 | 4955085.928 | 0
3332 | 1057.6 | 0 | 0 | 0 | 0 | 1752.65 | 0 | 0 | 0 | 3593724.8 | 0
3333 | 1518.4 | 0 | 0 | 0 | 0 | 1754.75 | 0 | 0 | 0 | 5159523.2 | 0
3334 | 1292 | 305.874 | 305.874 | 297.7563 | 297.7563 | 1839.85 | 572312.4605 | 107192.2575 | 48623.599 | 3378440.1919 | 47685.6668
3335 | 1396.8 | 592 | 592 | 576.2886 | 576.2886 | 1831.95 | 1103255.0817 | 207463.9114 | 94107.9354 | 2788097.592 | 96845.3064
3336 | 0 | 0 | 0 | 0 | 0 | 1745.05 | 0 | 0 | 0 | 0 | 0
3337 | 0 | 0 | 0 | 0 | 0 | 1641.3 | 0 | 0 | 0 | 0 | 0
3338 | 0 | 0 | 0 | 0 | 0 | 1707.95 | 0 | 0 | 0 | 0 | 0
3339 | 0 | 0 | 0 | 0 | 0 | 1700.55 | 0 | 0 | 0 | 0 | 0
3340 | 0 | 0 | 0 | 0 | 0 | 1694.85 | 0 | 0 | 0 | 0 | 0
3341 | 0 | 0 | 0 | 0 | 0 | 1690.8 | 0 | 0 | 0 | 0 | 0
3342 | 0 | 0 | 0 | 0 | 0 | 1636.15 | 0 | 0 | 0 | 0 | 0
3343 | 1413.981 | 446.741 | 446.741 | 434.8847 | 434.8847 | 1678.7 | 762936.1442 | 156558.5055 | 71016.6776 | 1794683.4493 | 139728.4661
3344 | 1218.646 | 1218.646 | 1218.646 | 1186.3038 | 1186.3038 | 1231.2 | 1526584.2965 | 427069.3678 | 193723.4105 | 59283.2535 | 912030.3611
3345 | 1283.48 | 1887.353 | 1283.48 | 1837.2637 | 1283.48 | 669.2 | 898003.6632 | 462052.8 | 209592.284 | 0 | 1708055.184
3346 | 1235.312 | 3066.63 | 1235.311 | 2985.2433 | 1235.312 | 1059.65 | 1367415.9127 | 444712.32 | 201726.4496 | 0 | 1161625.6392
3347 | 1227.421 | 2886.275 | 1227.421 | 2809.6748 | 1227.421 | 694.3 | 888541.3447 | 441871.56 | 200437.8493 | 0 | 1602643.5997
3348 | 1268.221 | 3809.664 | 1268.221 | 3708.5576 | 1268.221 | 1074.35 | 1424575.1718 | 456559.56 | 207100.4893 | 0 | 1173928.7686
3349 | 1361.861 | 1707.711 | 1361.861 | 1662.3893 | 1361.861 | 1075.95 | 1532706.7569 | 490269.96 | 222391.9013 | 0 | 1258427.6571
3350 | 1362.378 | 2629.11 | 1362.378 | 2559.3349 | 1362.378 | 1088.35 | 1552148.1934 | 490456.08 | 222476.3274 | 0 | 1242011.9037
3351 | 1092.7 | 541.667 | 541.667 | 527.2915 | 527.2915 | 1092.55 | 599753.0562 | 189824.9231 | 86106.6943 | 1036393.8664 | 478490.6291
3352 | 1161.964 | 126.433 | 126.433 | 123.0775 | 123.0775 | 1365.5 | 175528.6407 | 44307.9134 | 20098.5618 | 1904278.8865 | 78092.6973
3353 | 1302.91 | 365.396 | 365.396 | 355.6986 | 355.6986 | 1226.7 | 455770.7245 | 128051.4922 | 58085.5796 | 1736238.5157 | 275061.7192
3354 | 1031.53 | 117.738 | 117.738 | 114.6133 | 114.6133 | 1371.4 | 163895.7116 | 41260.7872 | 18716.3515 | 1680708.3154 | 72045.9189
3355 | 1155.338 | 0 | 0 | 0 | 0 | 1706.1 | 0 | 0 | 0 | 3925838.524 | 0
3356 | 992.8 | 0 | 0 | 0 | 0 | 1736.85 | 0 | 0 | 0 | 3373534.4 | 0
3357 | 1484 | 0 | 0 | 0 | 0 | 1738.5 | 0 | 0 | 0 | 5042632 | 0
3358 | 1380 | 305.874 | 305.874 | 297.7563 | 297.7563 | 1760.4 | 547248.2719 | 107192.2575 | 48623.599 | 3677464.1919 | 71342.4025
3359 | 799.2 | 592 | 592 | 576.2886 | 576.2886 | 1747.65 | 1052065.3278 | 207463.9114 | 94107.9354 | 757452.792 | 145426.439
3360 | 0 | 0 | 0 | 0 | 0 | 1672.4 | 0 | 0 | 0 | 0 | 0
3361 | 0 | 0 | 0 | 0 | 0 | 1592.7 | 0 | 0 | 0 | 0 | 0
3362 | 0 | 0 | 0 | 0 | 0 | 1712.15 | 0 | 0 | 0 | 0 | 0
3363 | 0 | 0 | 0 | 0 | 0 | 1583.4 | 0 | 0 | 0 | 0 | 0
3364 | 0 | 0 | 0 | 0 | 0 | 1547.75 | 0 | 0 | 0 | 0 | 0
3365 | 0 | 0 | 0 | 0 | 0 | 1012.45 | 0 | 0 | 0 | 0 | 0
3366 | 0 | 0 | 0 | 0 | 0 | 1012.75 | 0 | 0 | 0 | 0 | 0
3367 | 1303.011 | 451.886 | 451.886 | 439.8932 | 439.8932 | 1062.2 | 483427.9275 | 158361.5491 | 71834.5582 | 1582094.9422 | 412531.8354
3368 | 993.966 | 993.966 | 993.966 | 967.5867 | 967.5867 | 998.2 | 1002060.3383 | 348331.2063 | 158006.9055 | 48353.2858 | 969328.3403
3369 | 1093.9 | 1981.226 | 1093.9 | 1928.6453 | 1093.9 | 1772.35 | 2013377.9794 | 393804 | 178633.87 | 0 | 249026.335
3370 | 1363.693 | 3167.024 | 1363.693 | 3082.9729 | 1363.693 | 1777.05 | 2522963.8656 | 490929.48 | 222691.0669 | 0 | 304035.3544
3371 | 1239.039 | 3642.883 | 1239.039 | 3546.2029 | 1239.039 | 1471.2 | 1911007.8792 | 446054.04 | 202335.0687 | 0 | 655203.8232
3372 | 1503.503 | 3860.686 | 1503.503 | 3758.2255 | 1503.503 | 1106.65 | 1751045.2782 | 541261.08 | 245522.0399 | 0 | 1343154.405
3373 | 1361.769 | 3822.084 | 1361.769 | 3720.648 | 1361.769 | 1059 | 1512243.3101 | 490236.84 | 222376.8777 | 0 | 1281424.629
3374 | 1532.198 | 3496.614 | 1532.198 | 3403.8158 | 1532.198 | 1311.6 | 2098385.0114 | 551591.28 | 250207.9334 | 0 | 1054765.1032
3375 | 1256.603 | 2939.399 | 1256.603 | 2861.389 | 1256.603 | 1750.75 | 2297836.1193 | 452377.08 | 205203.2699 | 0 | 313208.2977
3376 | 1138.22 | 2155.461 | 1138.22 | 2098.2562 | 1138.22 | 1836.15 | 2183483.3422 | 409759.2 | 185871.326 | 0 | 186497.347
3377 | 1339.573 | 522.214 | 522.214 | 508.3547 | 508.3547 | 1844.25 | 979769.1728 | 183007.701 | 83014.3266 | 1523623.0978 | 79176.2484
3378 | 1110.796 | 53.27 | 53.27 | 51.8562 | 51.8562 | 1786.15 | 96982.0618 | 18668.2476 | 8468.1245 | 1941036.5741 | 11089.4576
3379 | 989.602 | 0 | 0 | 0 | 0 | 1813.9 | 0 | 0 | 0 | 3362667.596 | 0
3380 | 1045.6 | 0 | 0 | 0 | 0 | 1819.2 | 0 | 0 | 0 | 3552948.8 | 0
3381 | 1416.8 | 0 | 0 | 0 | 0 | 1760.95 | 0 | 0 | 0 | 4814286.4 | 0
3382 | 1268 | 305.874 | 305.874 | 297.7563 | 297.7563 | 1832.8 | 569185.9752 | 107192.2575 | 48623.599 | 3296888.1919 | 49784.8485
3383 | 1352.8 | 592 | 592 | 576.2886 | 576.2886 | 1773.25 | 1066316.6971 | 207463.9114 | 94107.9354 | 2638585.592 | 130673.4497
3384 | 0 | 0 | 0 | 0 | 0 | 1677.6 | 0 | 0 | 0 | 0 | 0
3385 | 0 | 0 | 0 | 0 | 0 | 1503.4 | 0 | 0 | 0 | 0 | 0
3386 | 0 | 0 | 0 | 0 | 0 | 1398.85 | 0 | 0 | 0 | 0 | 0
3387 | 0 | 0 | 0 | 0 | 0 | 1437.75 | 0 | 0 | 0 | 0 | 0
3388 | 0 | 0 | 0 | 0 | 0 | 1432.8 | 0 | 0 | 0 | 0 | 0
3389 | 0 | 0 | 0 | 0 | 0 | 1428.95 | 0 | 0 | 0 | 0 | 0
3390 | 0 | 0 | 0 | 0 | 0 | 1508.25 | 0 | 0 | 0 | 0 | 0
3391 | 1304.669 | 433.002 | 433.002 | 421.5104 | 421.5104 | 1595.55 | 700800.1251 | 151743.7307 | 68832.6423 | 1618829.7817 | 170479.8663
3392 | 935.942 | 935.942 | 935.942 | 911.1026 | 911.1026 | 1676 | 1589751.6041 | 327996.9394 | 148783.0561 | 45530.6027 | 295197.2455
3393 | 898.574 | 1316.253 | 898.574 | 1281.3204 | 898.574 | 1780.7 | 1670821.7485 | 323486.64 | 146737.1342 | 0 | 197057.2782
3394 | 1261.705 | 2211.299 | 1261.705 | 2152.6123 | 1261.705 | 1797.05 | 2379140.4762 | 454213.8 | 206036.4265 | 0 | 256063.0298
3395 | 1281.246 | 2565.99 | 1281.246 | 2497.89 | 1281.246 | 1418.7 | 1914575.4643 | 461248.56 | 209227.4718 | 0 | 744788.2998
3396 | 1130.342 | 2451.492 | 1130.342 | 2386.4307 | 1130.342 | 1106.65 | 1319590.4929 | 406923.12 | 184584.8486 | 0 | 1009791.0257
3397 | 1247.462 | 2740.085 | 1247.462 | 2667.3646 | 1247.462 | 1059 | 1383427.4134 | 449086.32 | 203710.5446 | 0 | 1173861.742
3398 | 1339.387 | 1663.885 | 1339.387 | 1619.7264 | 1339.387 | 1357 | 1901494.2978 | 482179.32 | 218721.8971 | 0 | 861225.841
3399 | 1391.303 | 1464.622 | 1391.303 | 1425.7517 | 1391.303 | 1679.65 | 2445162.4222 | 500869.08 | 227199.7799 | 0 | 445703.916
3400 | 1345.155 | 1749.085 | 1345.155 | 1702.6652 | 1345.155 | 1827.8 | 2567421.2436 | 484255.8 | 219663.8115 | 0 | 231635.691
3401 | 1198.38 | 938.176 | 938.176 | 913.2773 | 913.2773 | 1844.25 | 1756497.163 | 328779.8353 | 149138.1864 | 522593.2117 | 142242.9427
3402 | 1181.647 | 223.376 | 223.376 | 217.4477 | 217.4477 | 1822.65 | 414730.7973 | 78281.1802 | 35509.2131 | 1767377.2752 | 38564.3536
3403 | 1283.014 | 0 | 0 | 0 | 0 | 1776.55 | 0 | 0 | 0 | 4359681.572 | 0
3404 | 1180.8 | 0 | 0 | 0 | 0 | 1790.7 | 0 | 0 | 0 | 4012358.4 | 0
3405 | 1619.2 | 0 | 0 | 0 | 0 | 1824.25 | 0 | 0 | 0 | 5502041.6 | 0
3406 | 1483.2 | 305.874 | 305.874 | 297.7563 | 297.7563 | 1876 | 582299.2258 | 107192.2575 | 48623.599 | 4028137.7919 | 36921.7776
3407 | 1326.4 | 592 | 592 | 576.2886 | 576.2886 | 1865.25 | 1120329.5161 | 207463.9114 | 94107.9354 | 2548878.392 | 77654.8946
3408 | 0 | 0 | 0 | 0 | 0 | 1847.5 | 0 | 0 | 0 | 0 | 0
3409 | 0 | 0 | 0 | 0 | 0 | 1654.1 | 0 | 0 | 0 | 0 | 0
3410 | 0 | 0 | 0 | 0 | 0 | 1700.5 | 0 | 0 | 0 | 0 | 0
3411 | 0 | 0 | 0 | 0 | 0 | 1704.55 | 0 | 0 | 0 | 0 | 0
3412 | 0 | 0 | 0 | 0 | 0 | 1675.8 | 0 | 0 | 0 | 0 | 0
3413 | 0 | 0 | 0 | 0 | 0 | 1672.45 | 0 | 0 | 0 | 0 | 0
3414 | 0 | 0 | 0 | 0 | 0 | 1696.05 | 0 | 0 | 0 | 0 | 0
3415 | 619.025 | 304.349 | 304.349 | 296.2717 | 296.2717 | 1608.35 | 496235.6268 | 106657.8276 | 48381.1757 | 591606.7192 | 116034.8283
3416 | 887.264 | 887.264 | 887.264 | 863.7165 | 863.7165 | 1273.55 | 1145148.0659 | 310937.939 | 141044.904 | 43162.5727 | 627446.8493
3417 | 690.747 | 1864.806 | 690.747 | 1815.3151 | 690.747 | 1705.7 | 1229095.0704 | 248668.92 | 112798.9851 | 0 | 203286.8421
3418 | 307.348 | 2753.096 | 307.348 | 2680.0303 | 307.348 | 1726.65 | 556308.3457 | 110645.28 | 50189.9284 | 0 | 84013.5758
3419 | 235.767 | 3602.168 | 235.767 | 3506.5684 | 235.767 | 1296.35 | 321343.4436 | 84876.12 | 38500.7511 | 0 | 165897.4495
3420 | 197.082 | 3794.139 | 197.082 | 3693.4446 | 197.082 | 721.7 | 149434.7177 | 70949.52 | 32183.4906 | 0 | 251929.9206
3421 | 683.53 | 3188.681 | 683.53 | 3104.0551 | 683.53 | 378.9 | 270197.325 | 246070.8 | 111620.449 | 0 | 1108070.483
3422 | 1150.936 | 3014.912 | 1150.936 | 2934.8979 | 1150.936 | 1081.15 | 1297667.0666 | 414336.96 | 187947.8488 | 0 | 1057537.5436
3423 | 1786.232 | 342.156 | 342.156 | 333.0754 | 333.0754 | 1595.55 | 554165.1707 | 119907.1319 | 54391.2073 | 2663636.1096 | 134712.3319
3424 | 1729.544 | 281.904 | 281.904 | 274.4224 | 274.4224 | 1836.15 | 525375.2197 | 98792.0717 | 44813.1814 | 2667237.8534 | 44964.1138
3425 | 1610.063 | 987.253 | 987.253 | 961.0518 | 961.0518 | 1864.2 | 1868315.6891 | 345978.6637 | 156939.7661 | 1189637.4497 | 130510.8404
3426 | 1527.327 | 188.939 | 188.939 | 183.9247 | 183.9247 | 1826.6 | 351301.544 | 66212.8783 | 30034.8973 | 2462456.4857 | 31892.5364
3427 | 1637.6 | 0 | 0 | 0 | 0 | 1768.2 | 0 | 0 | 0 | 5564564.8 | 0
3428 | 1442.4 | 0 | 0 | 0 | 0 | 1790.7 | 0 | 0 | 0 | 4901275.2 | 0
3429 | 1472.8 | 0 | 0 | 0 | 0 | 1822.7 | 0 | 0 | 0 | 5004574.4 | 0
3430 | 1553.6 | 305.874 | 305.874 | 297.7563 | 297.7563 | 1873.6 | 581532.3565 | 107192.2575 | 48623.599 | 4267356.9919 | 37636.3926
3431 | 1444 | 592 | 592 | 576.2886 | 576.2886 | 1781.25 | 1070031.2224 | 207463.9114 | 94107.9354 | 2948483.192 | 126063.1406
3432 | 0 | 0 | 0 | 0 | 0 | 1697.6 | 0 | 0 | 0 | 0 | 0
3433 | 0 | 0 | 0 | 0 | 0 | 1475.95 | 0 | 0 | 0 | 0 | 0
3434 | 0 | 0 | 0 | 0 | 0 | 1570.65 | 0 | 0 | 0 | 0 | 0
3435 | 0 | 0 | 0 | 0 | 0 | 1583.4 | 0 | 0 | 0 | 0 | 0
3436 | 0 | 0 | 0 | 0 | 0 | 1598.3 | 0 | 0 | 0 | 0 | 0
3437 | 0 | 0 | 0 | 0 | 0 | 1594.95 | 0 | 0 | 0 | 0 | 0
3438 | 0 | 0 | 0 | 0 | 0 | 1574.9 | 0 | 0 | 0 | 0 | 0
3439 | 1362.282 | 444.008 | 444.008 | 432.2243 | 432.2243 | 1579.45 | 716515.4648 | 155600.7371 | 70582.2232 | 1704795.8196 | 181771.9166
3440 | 1064.339 | 1064.339 | 1064.339 | 1036.092 | 1036.092 | 1227.55 | 1337559.0446 | 372993.1283 | 169193.8274 | 51776.7085 | 800329.2833
3441 | 1658.966 | 1897.87 | 1658.967 | 1847.5016 | 1658.966 | 1511.75 | 2630164.3457 | 597227.76 | 270909.1478 | 0 | 809990.1495
3442 | 1820.422 | 3164.579 | 1820.422 | 3080.5928 | 1820.422 | 1584.8 | 3031752.9123 | 655351.92 | 297274.9126 | 0 | 755839.2144
3443 | 1766.438 | 3594.696 | 1766.438 | 3499.2947 | 1766.438 | 1085.35 | 2025174.0074 | 635917.68 | 288459.3254 | 0 | 1615672.5167
3444 | 1632.862 | 3800.287 | 1632.862 | 3699.4295 | 1632.862 | 381.65 | 656025.3364 | 587830.32 | 266646.3646 | 0 | 2642542.2177
3445 | 1633.953 | 2865.194 | 1633.953 | 2789.1533 | 1633.953 | 378.9 | 649726.9505 | 588223.08 | 266824.5249 | 0 | 2648801.2083
3446 | 1730.896 | 2682.397 | 1730.896 | 2611.2076 | 1730.896 | 1311.6 | 2392257.9754 | 623122.56 | 282655.3168 | 0 | 1191548.8064
3447 | 1836.767 | 2531.637 | 1836.767 | 2464.4487 | 1836.767 | 1690.15 | 3271858.4746 | 661236.12 | 299944.0511 | 0 | 569122.2549
3448 | 1998.015 | 1518.028 | 1518.028 | 1477.7404 | 1477.7404 | 1807.8 | 2811090.4014 | 531986.5312 | 241315.0015 | 953663.407 | 284021.698
3449 | 1627.268 | 118.403 | 118.403 | 115.2606 | 115.2606 | 1906.2 | 230900.8462 | 41493.8336 | 18822.064 | 2771509.4745 | 10811.4489
3450 | 1652.685 | 225.309 | 225.309 | 219.3294 | 219.3294 | 1826.6 | 421119.5821 | 78958.5919 | 35816.4946 | 2627340.7745 | 38031.7218
3451 | 1494.002 | 0 | 0 | 0 | 0 | 1776.55 | 0 | 0 | 0 | 5076618.796 | 0
3452 | 1398.4 | 0 | 0 | 0 | 0 | 1832.7 | 0 | 0 | 0 | 4751763.2 | 0
3453 | 1210.4 | 0 | 0 | 0 | 0 | 1752.6 | 0 | 0 | 0 | 4112939.2 | 0
3454 | 1628 | 305.874 | 305.874 | 297.7563 | 297.7563 | 1832.8 | 571487.1368 | 107192.2575 | 48623.599 | 4520168.1919 | 49784.8485
3455 | 1786.4 | 592 | 592 | 576.2886 | 576.2886 | 1772.9 | 1071146.5771 | 207463.9114 | 94107.9354 | 4111958.392 | 130875.1508
3456 | 0 | 0 | 0 | 0 | 0 | 1697.6 | 0 | 0 | 0 | 0 | 0
3457 | 0 | 0 | 0 | 0 | 0 | 1624.8 | 0 | 0 | 0 | 0 | 0
3458 | 0 | 0 | 0 | 0 | 0 | 1560.8 | 0 | 0 | 0 | 0 | 0
3459 | 0 | 0 | 0 | 0 | 0 | 1391.25 | 0 | 0 | 0 | 0 | 0
3460 | 0 | 0 | 0 | 0 | 0 | 1537.9 | 0 | 0 | 0 | 0 | 0
3461 | 0 | 0 | 0 | 0 | 0 | 1554.25 | 0 | 0 | 0 | 0 | 0
3462 | 0 | 0 | 0 | 0 | 0 | 1554.55 | 0 | 0 | 0 | 0 | 0
3463 | 1177.554 | 418.34 | 418.34 | 407.2375 | 407.2375 | 1310.65 | 559409.5337 | 146605.4944 | 66501.8812 | 1411990.173 | 280729.1599
3464 | 1356.489 | 1206.257 | 1206.257 | 1174.2436 | 1174.2436 | 318.1 | 391089.4088 | 422727.6949 | 191753.9794 | 334055.824 | 1974960.3055
3465 | 1166.426 | 1325.224 | 1166.426 | 1290.0533 | 1166.426 | 363.7 | 445393.1824 | 419913.36 | 190477.3658 | 0 | 1908622.8638
3466 | 975.268 | 2155.355 | 975.268 | 2098.1531 | 975.268 | 380.4 | 390066.4279 | 351096.48 | 159261.2644 | 0 | 1579544.0528
3467 | 1314.143 | 2807.861 | 1314.143 | 2733.3419 | 1314.143 | 385.8 | 534046.2344 | 473091.48 | 214599.5519 | 0 | 2121289.6306
3468 | 1169.049 | 3173.082 | 1169.049 | 3088.8701 | 1169.049 | 381.65 | 468857.9882 | 420857.64 | 190905.7017 | 0 | 1891930.4492
3469 | 1078.088 | 3731.374 | 1078.088 | 3632.3454 | 1078.088 | 378.9 | 428416.4437 | 388111.68 | 176051.7704 | 0 | 1747688.4568
3470 | 944.397 | 2659.738 | 944.397 | 2589.15 | 944.397 | 401.05 | 398871.3527 | 339982.92 | 154220.0301 | 0 | 1510043.5832
3471 | 1126.43 | 2264.497 | 1126.43 | 2204.3985 | 1126.43 | 412.85 | 489194.9286 | 405514.8 | 183946.019 | 0 | 1787813.3745
3472 | 898.155 | 882.263 | 882.263 | 858.8482 | 858.8482 | 863.15 | 778133.3342 | 309185.3595 | 140249.9145 | 72049.326 | 976381.6
3473 | 1152.652 | 336.211 | 336.211 | 327.2881 | 327.2881 | 1724.3 | 591894.2757 | 117823.7316 | 53446.1538 | 1512891.9492 | 90233.3411
3474 | 869.487 | 22.197 | 22.197 | 21.6079 | 21.6079 | 1765.8 | 40099.4763 | 7778.8453 | 3528.5707 | 1554162.3835 | 5060.5711
3475 | 1185.808 | 0 | 0 | 0 | 0 | 1706.15 | 0 | 0 | 0 | 2173586.064 | 0
3476 | 980.8 | 0 | 0 | 0 | 0 | 1774 | 0 | 0 | 0 | 1797806.4 | 0
3477 | 808.8 | 0 | 0 | 0 | 0 | 1773.55 | 0 | 0 | 0 | 1482530.4 | 0
3478 | 850.4 | 0 | 0 | 0 | 0 | 1874.8 | 0 | 0 | 0 | 1558783.2 | 0
3479 | 840 | 305.874 | 305.874 | 297.7563 | 297.7563 | 1813.7 | 567639.237 | 107192.2575 | 48623.599 | 993932.7556 | 55471.9932
3480 | 0 | 0 | 0 | 0 | 0 | 1748 | 0 | 0 | 0 | 0 | 0
3481 | 0 | 0 | 0 | 0 | 0 | 1611 | 0 | 0 | 0 | 0 | 0
3482 | 0 | 0 | 0 | 0 | 0 | 1591.95 | 0 | 0 | 0 | 0 | 0
3483 | 0 | 0 | 0 | 0 | 0 | 1554.15 | 0 | 0 | 0 | 0 | 0
3484 | 0 | 0 | 0 | 0 | 0 | 1516.1 | 0 | 0 | 0 | 0 | 0
3485 | 0 | 0 | 0 | 0 | 0 | 1513.85 | 0 | 0 | 0 | 0 | 0
3486 | 0 | 0 | 0 | 0 | 0 | 1538.45 | 0 | 0 | 0 | 0 | 0
3487 | 1097.92 | 1039.271 | 1039.271 | 1011.6893 | 1011.6893 | 1236.85 | 1309793.3089 | 364208.1531 | 165208.865 | 158060.847 | 772070.7002
3488 | 961.001 | 961.001 | 961.001 | 935.4966 | 935.4966 | 312.9 | 306879.218 | 336778.7606 | 152766.5878 | 46749.6434 | 1578276.2419
3489 | 988.449 | 1918.065 | 988.449 | 1867.1606 | 988.449 | 353.45 | 365696.1192 | 355841.64 | 161413.7217 | 0 | 1627530.7009
3490 | 1114.766 | 3091.867 | 1114.766 | 3009.8105 | 1114.766 | 369.4 | 432587.0528 | 401315.76 | 182041.2878 | 0 | 1817737.4396
3491 | 1334.239 | 3535.176 | 1334.239 | 3441.3544 | 1334.239 | 375.6 | 528921.4842 | 480326.04 | 217881.2287 | 0 | 2167337.8316
3492 | 1375.817 | 3748.167 | 1375.817 | 3648.6927 | 1375.817 | 371.35 | 538506.8106 | 495294.12 | 224670.9161 | 0 | 2240724.3571
3493 | 1313.727 | 3708.883 | 1313.727 | 3610.4513 | 1313.727 | 371.45 | 512105.5047 | 472941.72 | 214531.6191 | 0 | 2139470.1058
3494 | 1220.12 | 2885.436 | 1220.12 | 2808.8581 | 1220.12 | 395.1 | 505597.7648 | 439243.2 | 199245.596 | 0 | 1958170.588
3495 | 1436.12 | 2911.944 | 1436.12 | 2834.6626 | 1436.12 | 403.35 | 608056.805 | 517003.2 | 234518.396 | 0 | 2292980.998
3496 | 1317.272 | 1795.976 | 1317.272 | 1748.3118 | 1317.272 | 399 | 551394.5568 | 474217.92 | 215110.5176 | 0 | 2108952.472
3497 | 1561.218 | 1121.592 | 1121.592 | 1091.8256 | 1091.8256 | 1347.15 | 1541397.405 | 393057.2015 | 178295.1139 | 860396.343 | 712798.3167
3498 | 1522.874 | 208.313 | 208.313 | 202.7845 | 202.7845 | 732.85 | 156064.566 | 73002.4152 | 33114.7067 | 2419724.0782 | 256958.3621
3499 | 1531.013 | 0 | 0 | 0 | 0 | 907.25 | 0 | 0 | 0 | 5202382.174 | 0
3500 | 820.8 | 0 | 0 | 0 | 0 | 1366.9 | 0 | 0 | 0 | 2789078.4 | 0
3501 | 1276 | 0 | 0 | 0 | 0 | 1389.35 | 0 | 0 | 0 | 4335848 | 0
3502 | 1128 | 305.874 | 305.874 | 297.7563 | 297.7563 | 1761.5 | 552224.9878 | 107192.2575 | 48623.599 | 2821168.1919 | 71014.8706
3503 | 905.6 | 592 | 592 | 576.2886 | 576.2886 | 1753.6 | 1065203.5358 | 207463.9114 | 94107.9354 | 1118999.992 | 141997.5216
3504 | 0 | 0 | 0 | 0 | 0 | 1660.95 | 0 | 0 | 0 | 0 | 0
3505 | 0 | 0 | 0 | 0 | 0 | 1325.4 | 0 | 0 | 0 | 0 | 0
3506 | 0 | 0 | 0 | 0 | 0 | 1502.7 | 0 | 0 | 0 | 0 | 0
3507 | 0 | 0 | 0 | 0 | 0 | 791.75 | 0 | 0 | 0 | 0 | 0
3508 | 0 | 0 | 0 | 0 | 0 | 286.55 | 0 | 0 | 0 | 0 | 0
3509 | 0 | 0 | 0 | 0 | 0 | 282.5 | 0 | 0 | 0 | 0 | 0
3510 | 0 | 0 | 0 | 0 | 0 | 278.25 | 0 | 0 | 0 | 0 | 0
3511 | 803.82 | 439.72 | 439.72 | 428.0501 | 428.0501 | 270.4 | 121370.6781 | 154098.0255 | 69900.5766 | 688786.28 | 740355.4027
3512 | 740.237 | 918.313 | 740.237 | 893.9415 | 740.237 | 274.45 | 212847.9537 | 266485.32 | 120880.7021 | 0 | 1277315.9553
3513 | 558.473 | 2067.637 | 558.473 | 2012.763 | 558.473 | 291.95 | 171085.9343 | 201050.28 | 91198.6409 | 0 | 953899.8077
3514 | 1199.225 | 3159.721 | 1199.225 | 3075.8637 | 1199.225 | 305.15 | 385282.3379 | 431721 | 195833.4425 | 0 | 2032506.4912
3515 | 1228.803 | 3619.192 | 1228.803 | 3523.1406 | 1228.803 | 317.05 | 409279.0906 | 442369.08 | 200663.5299 | 0 | 2068014.0089
3516 | 1419.01 | 3811.005 | 1419.01 | 3709.863 | 1419.01 | 319.85 | 477768.6089 | 510843.6 | 231724.333 | 0 | 2384149.6515
3517 | 1282.017 | 3761.015 | 1282.017 | 3661.1997 | 1282.017 | 321.45 | 434085.3037 | 461526.12 | 209353.3761 | 0 | 2151929.6354
3518 | 1153.519 | 3449.779 | 1153.519 | 3358.2237 | 1153.519 | 333.85 | 404796.7759 | 415266.84 | 188369.6527 | 0 | 1921935.6819
3519 | 1350.247 | 2908.636 | 1350.247 | 2831.4424 | 1350.247 | 338.05 | 477680.3571 | 486088.92 | 220495.3351 | 0 | 2244043.0016
3520 | 1241.158 | 2144.196 | 1241.158 | 2087.2902 | 1241.158 | 334.5 | 434123.0927 | 446816.88 | 202681.1014 | 0 | 2067148.649
3521 | 1171.973 | 759.696 | 759.696 | 739.5341 | 739.5341 | 324.95 | 252069.6341 | 266232.2696 | 120765.9156 | 792660.5361 | 1238756.5646
3522 | 1371.137 | 185.231 | 185.231 | 180.3151 | 180.3151 | 315.85 | 59607.8254 | 64913.4253 | 29445.451 | 2182776.5972 | 303677.6255
3523 | 1506.995 | 0 | 0 | 0 | 0 | 318.4 | 0 | 0 | 0 | 5120769.01 | 0
3524 | 1457.6 | 0 | 0 | 0 | 0 | 1431.35 | 0 | 0 | 0 | 4952924.8 | 0
3525 | 1496 | 0 | 0 | 0 | 0 | 1433.35 | 0 | 0 | 0 | 5083408 | 0
3526 | 1008.8 | 305.874 | 305.874 | 297.7563 | 297.7563 | 1688.65 | 528150.9978 | 107192.2575 | 48623.599 | 2416126.5919 | 92706.4149
3527 | 940.8 | 592 | 592 | 576.2886 | 576.2886 | 1738.95 | 1051277.7262 | 207463.9114 | 94107.9354 | 1238609.592 | 150440.1502
3528 | 0 | 0 | 0 | 0 | 0 | 1672.4 | 0 | 0 | 0 | 0 | 0
3529 | 0 | 0 | 0 | 0 | 0 | 1411.4 | 0 | 0 | 0 | 0 | 0
3530 | 0 | 0 | 0 | 0 | 0 | 303.85 | 0 | 0 | 0 | 0 | 0
3531 | 0 | 0 | 0 | 0 | 0 | 296.25 | 0 | 0 | 0 | 0 | 0
3532 | 0 | 0 | 0 | 0 | 0 | 290.8 | 0 | 0 | 0 | 0 | 0
3533 | 0 | 0 | 0 | 0 | 0 | 287.45 | 0 | 0 | 0 | 0 | 0
3534 | 0 | 0 | 0 | 0 | 0 | 287.75 | 0 | 0 | 0 | 0 | 0
3535 | 1415.654 | 439.353 | 439.353 | 427.6928 | 427.6928 | 292.3 | 131121.754 | 153969.4119 | 69842.236 | 1810932.8596 | 730371.0132
3536 | 996.848 | 996.848 | 996.848 | 970.3922 | 970.3922 | 318.1 | 322227.1874 | 349341.1911 | 158465.0459 | 48493.4859 | 1632102.637
3537 | 1420.083 | 1890.276 | 1420.083 | 1840.1091 | 1420.083 | 363.7 | 541014.4627 | 511229.88 | 231899.5539 | 0 | 2323681.8129
3538 | 1718.45 | 3087.618 | 1718.45 | 3005.6743 | 1718.45 | 380.4 | 687374.9935 | 618642 | 280622.885 | 0 | 2783201.62
3539 | 1514.737 | 2624.765 | 1514.737 | 2555.1052 | 1514.737 | 385.8 | 614901.9701 | 545305.32 | 247356.5521 | 0 | 2445088.4654
3540 | 1481.469 | 3101.013 | 1481.469 | 3018.7138 | 1481.469 | 381.65 | 594754.8623 | 533328.84 | 241923.8877 | 0 | 2397535.3561
3541 | 1629.559 | 3130.429 | 1629.559 | 3047.3491 | 1629.559 | 378.9 | 647385.9191 | 586641.24 | 266106.9847 | 0 | 2641678.0949
3542 | 1581.445 | 2896.03 | 1581.445 | 2819.1709 | 1581.445 | 1054.8 | 1749632.2051 | 569320.2 | 258249.9685 | 0 | 1494781.814
3543 | 1376.542 | 1590.418 | 1376.542 | 1548.2092 | 1376.542 | 1666.1 | 2404219.8222 | 495555.12 | 224789.3086 | 0 | 459627.3738
3544 | 1606.679 | 934.817 | 934.817 | 910.0075 | 910.0075 | 1798.5 | 1718430.0248 | 327602.6879 | 148604.2193 | 1276998.921 | 183366.5045
3545 | 1530.064 | 355.179 | 355.179 | 345.7527 | 345.7527 | 1864.2 | 676759.7288 | 124470.9875 | 56461.4229 | 2170842.5341 | 46953.2225
3546 | 1776.413 | 93.799 | 93.799 | 91.3096 | 91.3096 | 1821.95 | 175002.8676 | 32871.4652 | 14910.8619 | 3088794.4851 | 16257.6789
3547 | 1785.434 | 0 | 0 | 0 | 0 | 1584.65 | 0 | 0 | 0 | 6066904.732 | 0
3548 | 1460 | 0 | 0 | 0 | 0 | 1672.45 | 0 | 0 | 0 | 4961080 | 0
3549 | 1711.2 | 0 | 0 | 0 | 0 | 1823.9 | 0 | 0 | 0 | 5814657.6 | 0
3550 | 1587.2 | 305.874 | 305.874 | 297.7563 | 297.7563 | 1876 | 585579.9676 | 107192.2575 | 48623.599 | 4381529.7919 | 36921.7776
3551 | 1569.6 | 592 | 592 | 576.2886 | 576.2886 | 1865.25 | 1128697.1117 | 207463.9114 | 94107.9354 | 3375271.992 | 77654.8946
3552 | 0 | 0 | 0 | 0 | 0 | 1848.7 | 0 | 0 | 0 | 0 | 0
3553 | 0 | 0 | 0 | 0 | 0 | 1824.65 | 0 | 0 | 0 | 0 | 0
3554 | 0 | 0 | 0 | 0 | 0 | 1769.65 | 0 | 0 | 0 | 0 | 0
3555 | 0 | 0 | 0 | 0 | 0 | 1699.9 | 0 | 0 | 0 | 0 | 0
3556 | 0 | 0 | 0 | 0 | 0 | 1689.8 | 0 | 0 | 0 | 0 | 0
3557 | 0 | 0 | 0 | 0 | 0 | 1640.7 | 0 | 0 | 0 | 0 | 0
3558 | 0 | 0 | 0 | 0 | 0 | 1670.45 | 0 | 0 | 0 | 0 | 0
3559 | 1421.245 | 350.277 | 350.277 | 340.9808 | 340.9808 | 1562.3 | 558378.563 | 122753.1022 | 55682.1711 | 1980124.2064 | 149247.3134
3560 | 1472.409 | 1306.266 | 1306.266 | 1271.5984 | 1271.5984 | 1060.1 | 1410222.6455 | 457775.4285 | 207652.0208 | 368085.8069 | 1195175.3479
3561 | 1472.679 | 1472.679 | 1472.679 | 1433.5949 | 1433.5949 | 1402.95 | 2105897.6595 | 516094.1648 | 234106.0475 | 71641.1513 | 855927.8363
3562 | 1255.664 | 1905.812 | 1255.664 | 1855.2328 | 1255.664 | 1679.4 | 2216166.4831 | 452039.04 | 205049.9312 | 0 | 402565.8784
3563 | 1306.374 | 2849.708 | 1306.374 | 2774.0783 | 1306.374 | 1326 | 1829170.7848 | 470294.64 | 213330.8742 | 0 | 880496.076
3564 | 1147.369 | 2944.6 | 1147.369 | 2866.4519 | 1147.369 | 752.65 | 910519.2606 | 413052.84 | 187365.3577 | 0 | 1431170.7222
3565 | 1451.78 | 2823.724 | 1451.78 | 2748.7839 | 1451.78 | 378.9 | 577324.1731 | 522640.8 | 237075.674 | 0 | 2353480.558
3566 | 1625.359 | 590.046 | 590.046 | 574.3865 | 574.3865 | 1387.25 | 838848.4269 | 206779.1403 | 93797.3156 | 1926432.591 | 351955.3284
3567 | 1496.668 | 234.771 | 234.771 | 228.5403 | 228.5403 | 1583.35 | 379738.0589 | 82274.51 | 37320.6319 | 2324478.0637 | 95221.3183
3568 | 1406.455 | 85.633 | 85.633 | 83.3603 | 83.3603 | 1777.4 | 155029.0241 | 30009.7249 | 13612.7446 | 2425232.4992 | 18556.0132
3569 | 1189.61 | 399.681 | 399.681 | 389.0737 | 389.0737 | 1864.2 | 757965.3354 | 140066.5263 | 63535.7326 | 1467383.067 | 52836.2063
3570 | 1307.693 | 188.821 | 188.821 | 183.8098 | 183.8098 | 1764.85 | 339840.4087 | 66171.5257 | 30016.1393 | 2060077.9173 | 43222.873
3571 | 1408 | 0 | 0 | 0 | 0 | 1797.4 | 0 | 0 | 0 | 4784384 | 0
3572 | 1389.6 | 0 | 0 | 0 | 0 | 1872.3 | 0 | 0 | 0 | 4721860.8 | 0
3573 | 1545.6 | 0 | 0 | 0 | 0 | 1832.25 | 0 | 0 | 0 | 5251948.8 | 0
3574 | 1364 | 305.874 | 305.874 | 297.7563 | 297.7563 | 1876 | 580116.6383 | 107192.2575 | 48623.599 | 3623096.1919 | 36921.7776
3575 | 1421.6 | 592 | 592 | 576.2886 | 576.2886 | 1865.25 | 1119747.74 | 207463.9114 | 94107.9354 | 2872367.992 | 77654.8946
3576 | 0 | 0 | 0 | 0 | 0 | 1848.7 | 0 | 0 | 0 | 0 | 0
3577 | 0 | 0 | 0 | 0 | 0 | 1813.85 | 0 | 0 | 0 | 0 | 0
3578 | 0 | 0 | 0 | 0 | 0 | 1707.5 | 0 | 0 | 0 | 0 | 0
3579 | 0 | 0 | 0 | 0 | 0 | 1649.5 | 0 | 0 | 0 | 0 | 0
3580 | 0 | 0 | 0 | 0 | 0 | 1511.3 | 0 | 0 | 0 | 0 | 0
3581 | 0 | 0 | 0 | 0 | 0 | 1594.95 | 0 | 0 | 0 | 0 | 0
3582 | 0 | 0 | 0 | 0 | 0 | 1586.75 | 0 | 0 | 0 | 0 | 0
3583 | 1709.965 | 383.987 | 383.987 | 373.7962 | 373.7962 | 1595.55 | 623764.0097 | 134566.63 | 61040.9185 | 2449197.4208 | 151181.8708
3584 | 1408.436 | 1102.607 | 1102.607 | 1073.3444 | 1073.3444 | 1339.6 | 1502818.6398 | 386403.9881 | 175277.1424 | 614222.8821 | 708836.6492
3585 | 1450.739 | 1450.739 | 1450.739 | 1412.2372 | 1412.2372 | 1751.05 | 2582148.2499 | 508405.384 | 230618.3311 | 70573.8401 | 351576.4454
3586 | 1655.173 | 1775.358 | 1655.173 | 1728.241 | 1655.173 | 1788.7 | 3102660.4228 | 595862.28 | 270289.7509 | 0 | 349738.0549
3587 | 1645.765 | 2267.489 | 1645.765 | 2207.3111 | 1645.765 | 1784.8 | 3097591.8205 | 592475.4 | 268753.4245 | 0 | 354168.628
3588 | 1950.329 | 2801.307 | 1950.329 | 2726.9618 | 1950.329 | 1564.35 | 3216192.0189 | 702118.44 | 318488.7257 | 0 | 849660.8289
3589 | 1604.172 | 2283.866 | 1604.172 | 2223.2534 | 1604.172 | 1166.6 | 1970565.9894 | 577501.92 | 261961.2876 | 0 | 1336916.9448
3590 | 1638.537 | 285.674 | 285.674 | 278.0924 | 278.0924 | 1853.85 | 539505.0576 | 100113.2524 | 45412.4837 | 2493695.0109 | 40643.1996
3591 | 1750.351 | 809.224 | 809.224 | 787.7476 | 787.7476 | 1920.65 | 1587953.5491 | 283589.149 | 128639.189 | 1764451.9659 | 62507.7749
3592 | 1625.121 | 1625.121 | 1625.121 | 1581.9912 | 1581.9912 | 1920.15 | 3184388.7103 | 569516.8229 | 258339.1588 | 79056.9699 | 126321.9953
3593 | 1456.088 | 911.081 | 911.081 | 886.9014 | 886.9014 | 1907.4 | 1775230.688 | 319284.5065 | 144830.9998 | 1043319.0251 | 82127.0703
3594 | 1657.048 | 224.65 | 224.65 | 218.6879 | 218.6879 | 1826.6 | 419219.3897 | 78727.6481 | 35711.7359 | 2636514.0423 | 37920.4838
3595 | 1497.593 | 0 | 0 | 0 | 0 | 1776.55 | 0 | 0 | 0 | 5088821.014 | 0
3596 | 1270.4 | 0 | 0 | 0 | 0 | 1861.5 | 0 | 0 | 0 | 4316819.2 | 0
3597 | 1587.2 | 0 | 0 | 0 | 0 | 1873.05 | 0 | 0 | 0 | 5393305.6 | 0
3598 | 1514.4 | 305.874 | 305.874 | 297.7563 | 297.7563 | 1876 | 583780.5616 | 107192.2575 | 48623.599 | 4134155.3919 | 36921.7776
3599 | 1600.8 | 592 | 592 | 576.2886 | 576.2886 | 1865.25 | 1127816.938 | 207463.9114 | 94107.9354 | 3481289.592 | 77654.8946
3600 | 0 | 0 | 0 | 0 | 0 | 1848.7 | 0 | 0 | 0 | 0 | 0
3601 | 0 | 0 | 0 | 0 | 0 | 1710.55 | 0 | 0 | 0 | 0 | 0
3602 | 0 | 0 | 0 | 0 | 0 | 1720.5 | 0 | 0 | 0 | 0 | 0
3603 | 0 | 0 | 0 | 0 | 0 | 1704.55 | 0 | 0 | 0 | 0 | 0
3604 | 0 | 0 | 0 | 0 | 0 | 1699.1 | 0 | 0 | 0 | 0 | 0
3605 | 0 | 0 | 0 | 0 | 0 | 1695.75 | 0 | 0 | 0 | 0 | 0
3606 | 0 | 0 | 0 | 0 | 0 | 1696.05 | 0 | 0 | 0 | 0 | 0
3607 | 1586.458 | 433.572 | 433.572 | 422.0652 | 422.0652 | 1361.75 | 602329.3114 | 151943.4848 | 68923.253 | 2134331.9374 | 269383.1365
3608 | 1339.324 | 1339.324 | 1339.324 | 1303.7791 | 1303.7791 | 1062.1 | 1447517.7294 | 469360.4656 | 212907.1223 | 65153.8545 | 1222814.3909
3609 | 1167.329 | 1779.026 | 1167.329 | 1731.8116 | 1167.329 | 1541.95 | 1883361.4969 | 420238.44 | 190624.8257 | 0 | 534695.0485
3610 | 1838.145 | 2698.514 | 1838.145 | 2626.8969 | 1838.145 | 1738.3 | 3359346.4401 | 661732.2 | 300169.0785 | 0 | 481042.5465
3611 | 1601.039 | 3395.354 | 1601.039 | 3305.2432 | 1601.039 | 1527.8 | 2582411.6764 | 576374.04 | 261449.6687 | 0 | 756010.6158
3612 | 1499.82 | 3604.591 | 1499.82 | 3508.9271 | 1499.82 | 1278.15 | 2017490.0045 | 539935.2 | 244920.606 | 0 | 1082645.067
3613 | 1916.994 | 3153.218 | 1916.994 | 3069.5333 | 1916.994 | 1166.6 | 2349022.0713 | 690117.84 | 313045.1202 | 0 | 1597622.7996
3614 | 1203.199 | 3040.005 | 1203.199 | 2959.3249 | 1203.199 | 1754.7 | 2223003.2393 | 433151.64 | 196482.3967 | 0 | 295144.7147
3615 | 1339.569 | 728.426 | 728.426 | 709.094 | 709.094 | 1821.15 | 1365927.1227 | 255273.8296 | 115795.0455 | 1155660.728 | 126821.4567
3616 | 1487.923 | 94.453 | 94.453 | 91.9463 | 91.9463 | 1819.45 | 176801.8108 | 33100.6568 | 15014.8257 | 2558825.3482 | 16600.8988
3617 | 1570.841 | 444.887 | 444.887 | 433.0799 | 433.0799 | 1874.75 | 854965.4267 | 155908.779 | 70721.9545 | 2085516.0201 | 54243.2627
3618 | 1493.196 | 158.34 | 158.34 | 154.1377 | 154.1377 | 1727.05 | 279978.1212 | 55489.5874 | 25170.6934 | 2454493.7856 | 42071.8969
3619 | 1175.793 | 0 | 0 | 0 | 0 | 1713.55 | 0 | 0 | 0 | 3995344.614 | 0
3620 | 1504 | 0 | 0 | 0 | 0 | 1790.7 | 0 | 0 | 0 | 5110592 | 0
3621 | 1400 | 0 | 0 | 0 | 0 | 1822.7 | 0 | 0 | 0 | 4757200 | 0
3622 | 1072 | 305.874 | 305.874 | 297.7563 | 297.7563 | 1874.8 | 583200.9573 | 107192.2575 | 48623.599 | 2630880.1919 | 37279.0851
3623 | 1568.8 | 592 | 592 | 576.2886 | 576.2886 | 1859.05 | 1124263.7516 | 207463.9114 | 94107.9354 | 3372553.592 | 81227.8842
3624 | 0 | 0 | 0 | 0 | 0 | 1756.35 | 0 | 0 | 0 | 0 | 0
3625 | 1048.116 | 0 | 0 | 0 | 0 | 1017.55 | 0 | 0 | 0 | 1921196.6445 | 0
3626 | 1148.1467 | 0 | 0 | 0 | 0 | 1524.35 | 0 | 0 | 0 | 2104552.9561 | 0
3627 | 1165.0637 | 0 | 0 | 0 | 0 | 1437.25 | 0 | 0 | 0 | 2135561.7438 | 0
3628 | 1257.0037 | 0 | 0 | 0 | 0 | 1231 | 0 | 0 | 0 | 2304087.7656 | 0
3629 | 1164.3282 | 0 | 0 | 0 | 0 | 1227.65 | 0 | 0 | 0 | 2134213.5356 | 0
3630 | 1084.892 | 0 | 0 | 0 | 0 | 1075.45 | 0 | 0 | 0 | 1988607.0525 | 0
3631 | 1136.1375 | 435.69 | 435.69 | 424.127 | 424.127 | 1023.8 | 453318.1085 | 152685.729 | 69259.9432 | 1305115.2503 | 414032.8017
3632 | 857.2624 | 861.464 | 857.262 | 838.6012 | 838.6012 | 318.2 | 278666.4031 | 301896.4374 | 136943.5784 | 34205.8759 | 1410359.5235
3633 | 1126.9766 | 1984.832 | 1126.976 | 1932.1556 | 1126.9766 | 1106.7 | 1303100.5133 | 405711.585 | 184035.2829 | 0 | 1006728.2191
3634 | 1088.1963 | 1968.003 | 1088.196 | 1915.7733 | 1088.1963 | 1076.9 | 1234181.3875 | 391750.6799 | 177702.4612 | 0 | 1004514.035
3635 | 1073.6523 | 2637.208 | 1073.652 | 2567.2179 | 1073.6523 | 385.8 | 437542.1797 | 386514.8438 | 175327.4278 | 0 | 1733089.6137
3636 | 1056.4835 | 2317.835 | 1056.483 | 2256.3209 | 1056.4835 | 381.65 | 423973.5793 | 380334.0488 | 172523.7505 | 0 | 1709760.0221
3637 | 976.002 | 1674.068 | 976.002 | 1629.6391 | 976.002 | 378.9 | 387262.3549 | 351360.702 | 159381.1185 | 0 | 1582196.7613
3638 | 1109.748 | 1092.364 | 1092.364 | 1063.3733 | 1063.3733 | 401.05 | 447645.5768 | 382814.3718 | 173648.8525 | 85004.8875 | 1700280.666
3639 | 1130.2855 | 1697.597 | 1130.286 | 1652.5437 | 1130.2855 | 412.85 | 490751.646 | 406902.7966 | 184575.6297 | 0 | 1793932.7043
3640 | 1121.2717 | 1062.817 | 1062.817 | 1034.6104 | 1034.6104 | 411.15 | 447507.569 | 372459.7498 | 168951.881 | 158850.2211 | 1643840.7598
3641 | 781.8035 | 337.158 | 337.158 | 328.21 | 328.21 | 969.15 | 333149.5378 | 118155.6038 | 53596.6947 | 831436.907 | 338335.2893
3642 | 946.9489 | 107.239 | 107.239 | 104.3929 | 104.3929 | 940.4 | 103005.4563 | 37581.4567 | 17047.3664 | 1544405.1013 | 110614.7544
3643 | 1087.8341 | 0 | 0 | 0 | 0 | 359.9 | 0 | 0 | 0 | 1993999.8851 | 0
3644 | 1190.0714 | 0 | 0 | 0 | 0 | 365.8 | 0 | 0 | 0 | 2181400.8212 | 0
3645 | 939.259 | 0 | 0 | 0 | 0 | 365.25 | 0 | 0 | 0 | 1721661.8354 | 0
3646 | 1095.1893 | 146.266 | 146.266 | 142.3842 | 142.3842 | 367 | 54737.5678 | 51258.3048 | 23251.3366 | 1746491.7665 | 232513.3661
3647 | 1081.2144 | 592 | 592 | 576.2886 | 576.2886 | 356.25 | 216434.7809 | 207463.9114 | 94107.9354 | 925528.9296 | 947274.4565
3648 | 159.6078 | 159.608 | 159.608 | 155.3721 | 155.3721 | 339.7 | 55399.6237 | 55933.9526 | 25372.2624 | 7764.131 | 257964.2822
3649 | 82.3782 | 0 | 0 | 0 | 0 | 1072.9 | 0 | 0 | 0 | 98030.1065 | 0
3650 | 157.4013 | 0 | 0 | 0 | 0 | 349.15 | 0 | 0 | 0 | 187307.5249 | 0
3651 | 100.7662 | 0 | 0 | 0 | 0 | 337.6 | 0 | 0 | 0 | 119911.8267 | 0
3652 | 105.1794 | 0 | 0 | 0 | 0 | 327.35 | 0 | 0 | 0 | 125163.4395 | 0
3653 | 78.7006 | 0 | 0 | 0 | 0 | 320.65 | 0 | 0 | 0 | 93653.7624 | 0
3654 | 81.6427 | 0 | 0 | 0 | 0 | 315.7 | 0 | 0 | 0 | 97154.8376 | 0
3655 | 78.8376 | 78.837 | 78.837 | 76.7447 | 76.7447 | 314.55 | 25228.7284 | 27628.0952 | 12532.411 | 3836.3266 | 129349.3698
3656 | 193.0078 | 864.586 | 193.008 | 841.6404 | 193.0078 | 339.6 | 68421.1252 | 69482.8098 | 31518.1745 | 0 | 320470.1593
3657 | 787.8808 | 787.881 | 787.881 | 766.9711 | 766.9711 | 384.4 | 307799.8126 | 276109.5844 | 125246.3754 | 38327.4591 | 1239118.4571
3658 | 1235.6617 | 1856.581 | 1235.661 | 1807.3084 | 1235.6617 | 401.7 | 519998.5935 | 444838.1972 | 201783.5489 | 0 | 1974958.0296
3659 | 1134.1783 | 1536.106 | 1134.179 | 1495.3386 | 1134.1783 | 408.5 | 488314.7652 | 408304.183 | 185211.3141 | 0 | 1805044.7422
3660 | 928.5379 | 3764.571 | 928.538 | 3664.6613 | 928.5379 | 407.55 | 398206.9479 | 334273.6529 | 151630.2431 | 0 | 1478650.2182
3661 | 1150.8718 | 3151.911 | 1150.872 | 3068.261 | 1150.8718 | 412.3 | 497510.7891 | 414313.8595 | 187937.3702 | 0 | 1827239.2077
3662 | 1024.287 | 2638.036 | 1024.287 | 2568.024 | 1024.287 | 440.25 | 473820.3966 | 368743.32 | 167266.0671 | 0 | 1597631.6483
3663 | 1039.8662 | 2614.391 | 1039.866 | 2545.0065 | 1039.8662 | 451.75 | 494659.9459 | 374351.8439 | 169810.1558 | 0 | 1609972.8952
3664 | 1200.7723 | 799.644 | 799.644 | 778.4219 | 778.4219 | 442.4 | 361684.3028 | 280231.8783 | 127116.2937 | 774168.2517 | 1212469.9268
3665 | 1211.6653 | 596.837 | 596.837 | 580.9973 | 580.9973 | 1408 | 854796.4134 | 209159.0177 | 94876.8544 | 1156014.5294 | 343950.3847
3666 | 1362.6896 | 180.588 | 180.588 | 175.7953 | 175.7953 | 1756.7 | 324364.4359 | 63286.3055 | 28707.3713 | 2175577.34 | 42770.9948
3667 | 1236.4091 | 0 | 0 | 0 | 0 | 1770.65 | 0 | 0 | 0 | 4201318.2271 | 0
3668 | 1330.5557 | 0 | 0 | 0 | 0 | 1800.95 | 0 | 0 | 0 | 4521228.2414 | 0
3669 | 1363.6541 | 0 | 0 | 0 | 0 | 1844.25 | 0 | 0 | 0 | 4633696.6046 | 0
3670 | 988.5389 | 305.874 | 305.874 | 297.7563 | 297.7563 | 1903.6 | 592701.4343 | 107192.2575 | 48623.599 | 2347279.3353 | 28703.7045
3671 | 1133.4363 | 592 | 592 | 576.2886 | 576.2886 | 1902.5 | 1151675.233 | 207463.9114 | 94107.9354 | 1893187.8413 | 56188.1427
3672 | 1025.3149 | 0 | 0 | 0 | 0 | 1835.3 | 0 | 0 | 0 | 1879402.1915 | 0
3673 | 1040.0253 | 0 | 0 | 0 | 0 | 1692.8 | 0 | 0 | 0 | 1237630.0939 | 0
3674 | 1289.3666 | 0 | 0 | 0 | 0 | 1658.85 | 0 | 0 | 0 | 1534346.2195 | 0
3675 | 807.601 | 0 | 0 | 0 | 0 | 1379.95 | 0 | 0 | 0 | 961045.1507 | 0
3676 | 906.1606 | 0 | 0 | 0 | 0 | 1078.35 | 0 | 0 | 0 | 1078331.171 | 0
3677 | 1054.7357 | 0 | 0 | 0 | 0 | 1069.6 | 0 | 0 | 0 | 1255135.4699 | 0
3678 | 1198.1621 | 0 | 0 | 0 | 0 | 1005.55 | 0 | 0 | 0 | 1425812.8871 | 0
3679 | 1087.0664 | 426.082 | 426.082 | 414.774 | 414.774 | 293.2 | 127493.1604 | 149318.6458 | 67732.5968 | 1232311.9215 | 707936.2905
3680 | 1228.1419 | 1228.141 | 1228.141 | 1195.5468 | 1195.5468 | 299.9 | 376705.4052 | 430396.8507 | 195232.7936 | 59746.7791 | 2032549.1272
3681 | 1131.3953 | 1807.467 | 1131.395 | 1759.4978 | 1131.3953 | 318.8 | 379466.2397 | 407302.2943 | 184756.8463 | 0 | 1902101.7145
3682 | 1253.8934 | 2902.655 | 1253.893 | 2825.6201 | 1253.8934 | 332.85 | 439680.842 | 451401.61 | 204760.7859 | 0 | 2090428.3168
3683 | 1272.5121 | 3514.889 | 1272.512 | 3421.6058 | 1272.5121 | 345.9 | 463999.8273 | 458104.3668 | 207801.2308 | 0 | 2104862.3142
3684 | 1338.8744 | 3726.302 | 1338.875 | 3627.408 | 1338.8744 | 348.15 | 492596.7422 | 481994.7923 | 218638.1933 | 0 | 2211619.7156
3685 | 1355.3308 | 3133.263 | 1355.33 | 3050.1079 | 1355.3308 | 355.15 | 508934.6675 | 487919.075 | 221325.5138 | 0 | 2229315.8072
3686 | 1295.2535 | 988.482 | 988.482 | 962.2482 | 962.2482 | 371.1 | 377397.9725 | 346409.3616 | 157135.1354 | 610398.6478 | 1567406.1363
3687 | 1302.0681 | 1074.217 | 1074.217 | 1045.7079 | 1045.7079 | 375.7 | 415695.2407 | 376454.8319 | 170764.0946 | 469908.2751 | 1698543.2875
3688 | 1469.4209 | 784.333 | 784.333 | 763.5172 | 763.5172 | 366.25 | 295378.4689 | 274866.2027 | 124682.3636 | 1293921.5174 | 1247396.2741
3689 | 1487.386 | 476.946 | 476.946 | 464.2881 | 464.2881 | 348.95 | 170314.8998 | 167143.7207 | 75818.2489 | 1875338.4742 | 766562.8893
3690 | 1238.9154 | 174.795 | 174.795 | 170.156 | 170.156 | 334.85 | 59688.7375 | 61256.173 | 27786.4807 | 1959035.9417 | 283335.3233
3691 | 1209.1949 | 0 | 0 | 0 | 0 | 1291.45 | 0 | 0 | 0 | 4108844.2396 | 0
3692 | 1137.1139 | 0 | 0 | 0 | 0 | 1675.35 | 0 | 0 | 0 | 3863913.1341 | 0
3693 | 1054.7357 | 0 | 0 | 0 | 0 | 1766.25 | 0 | 0 | 0 | 3583991.8712 | 0
3694 | 1102.5445 | 305.874 | 305.874 | 297.7563 | 297.7563 | 1787.75 | 556504.0742 | 107192.2575 | 48623.599 | 2734670.3689 | 63198.7685
3695 | 1087.8341 | 592 | 592 | 576.2886 | 576.2886 | 1795.15 | 1081755.3662 | 207463.9114 | 94107.9354 | 1738231.4264 | 118052.7285
3696 | 1305.548 | 0 | 0 | 0 | 0 | 1773.9 | 0 | 0 | 0 | 2393069.5042 | 0
3697 | 1315.1098 | 0 | 0 | 0 | 0 | 1637.5 | 0 | 0 | 0 | 1564980.6275 | 0
3698 | 1071.6526 | 0 | 0 | 0 | 0 | 1103 | 0 | 0 | 0 | 1275266.6523 | 0
3699 | 1255.5327 | 0 | 0 | 0 | 0 | 1038.05 | 0 | 0 | 0 | 1494083.8547 | 0
3700 | 806.1299 | 0 | 0 | 0 | 0 | 968.4 | 0 | 0 | 0 | 959294.6131 | 0
3701 | 750.2304 | 0 | 0 | 0 | 0 | 977.5 | 0 | 0 | 0 | 892774.1837 | 0
3702 | 706.0992 | 0 | 0 | 0 | 0 | 990.4 | 0 | 0 | 0 | 840258.0554 | 0
3703 | 1144.1924 | 119.592 | 119.592 | 116.4181 | 116.4181 | 668.95 | 81798.0391 | 41910.5137 | 19011.0747 | 1883910.2873 | 154958.3034
3704 | 1174.6209 | 377.202 | 377.202 | 367.1913 | 367.1913 | 344.9 | 132732.1105 | 132188.8552 | 59962.3335 | 1480018.4356 | 607738.262
3705 | 1421.8944 | 991.823 | 991.823 | 965.5006 | 965.5006 | 399.9 | 404802.1106 | 347580.201 | 157666.2412 | 836569.921 | 1544897.4433
3706 | 1445.488 | 1621.194 | 1445.488 | 1578.1684 | 1445.488 | 421.4 | 641213.5848 | 520375.6973 | 236048.1982 | 0 | 2281847.4326
3707 | 1314.3991 | 2484.928 | 1314.399 | 2418.9794 | 1314.3991 | 427.1 | 593102.9522 | 473183.667 | 214641.3689 | 0 | 2067418.3051
3708 | 1630.578 | 2637.907 | 1630.578 | 2567.8984 | 1630.578 | 420.5 | 723922.0748 | 587008.0728 | 266273.3841 | 0 | 2575497.9194
3709 | 1339.1925 | 3770.708 | 1339.193 | 3670.6355 | 1339.1925 | 422.45 | 595155.3077 | 482109.3126 | 218690.141 | 0 | 2112643.1836
3710 | 1441.9686 | 3482.222 | 1441.969 | 3389.8057 | 1441.9686 | 811.15 | 1231773.0132 | 519108.6906 | 235473.4699 | 0 | 1714284.3523
3711 | 1484.2371 | 2942.944 | 1484.237 | 2864.8399 | 1484.2371 | 1692.6 | 2641276.7106 | 534325.3492 | 242375.9153 | 0 | 456254.4787
3712 | 1687.8042 | 2175.883 | 1687.804 | 2118.1363 | 1687.8042 | 1872.1 | 3318882.5838 | 607609.5102 | 275618.425 | 0 | 215870.1565
3713 | 1368.332 | 1150.107 | 1150.107 | 1119.5838 | 1119.5838 | 1904.75 | 2234614.1601 | 403050.1634 | 182828.0325 | 455955.4722 | 106640.3557
3714 | 1435.4445 | 265.742 | 265.742 | 258.6894 | 258.6894 | 1814.05 | 492603.8011 | 93128.1668 | 42243.9712 | 2156992.2263 | 48103.285
3715 | 1408.5208 | 0 | 0 | 0 | 0 | 1707.3 | 0 | 0 | 0 | 4786153.7192 | 0
3716 | 1324.6715 | 0 | 0 | 0 | 0 | 1775.5 | 0 | 0 | 0 | 4501233.8657 | 0
3717 | 1376.1579 | 0 | 0 | 0 | 0 | 1797.4 | 0 | 0 | 0 | 4676184.6529 | 0
3718 | 889.2437 | 305.874 | 305.874 | 297.7563 | 297.7563 | 1874.55 | 585335.2106 | 107192.2575 | 48623.599 | 2009874.243 | 37353.5242
3719 | 1277.5983 | 592 | 592 | 576.2886 | 576.2886 | 1819.75 | 1103594.5286 | 207463.9114 | 94107.9354 | 2383050.0489 | 103876.0279
3720 | 914.2514 | 0 | 0 | 0 | 0 | 1821.85 | 0 | 0 | 0 | 1675822.7575 | 0
3721 | 1040.0253 | 0 | 0 | 0 | 0 | 1684.55 | 0 | 0 | 0 | 1237630.0939 | 0
3722 | 1225.3763 | 0 | 0 | 0 | 0 | 1314 | 0 | 0 | 0 | 1458197.8339 | 0
3723 | 1041.4963 | 0 | 0 | 0 | 0 | 1042.1 | 0 | 0 | 0 | 1239380.6315 | 0
3724 | 1069.4461 | 0 | 0 | 0 | 0 | 319.7 | 0 | 0 | 0 | 1272640.8459 | 0
3725 | 1206.9883 | 0 | 0 | 0 | 0 | 313.5 | 0 | 0 | 0 | 1436316.1139 | 0
3726 | 1139.3205 | 0 | 0 | 0 | 0 | 310.6 | 0 | 0 | 0 | 1355791.3831 | 0
3727 | 968.3737 | 427.26 | 427.26 | 415.9208 | 415.9208 | 313.5 | 135718.0335 | 149731.4709 | 67919.8589 | 1012646.2311 | 701450.3491
3728 | 1216.8397 | 1216.839 | 1216.839 | 1184.5448 | 1184.5448 | 344.9 | 426761.7119 | 426436.1123 | 193436.1587 | 59196.6355 | 1960540.0262
3729 | 1270.5584 | 1796.434 | 1270.559 | 1748.7576 | 1270.5584 | 399.75 | 532756.6718 | 457401.0258 | 207482.1875 | 0 | 2033211.0876
3730 | 1288.7009 | 2686.05 | 1288.7 | 2614.7637 | 1288.7009 | 421.4 | 572358.6516 | 463932.3334 | 210444.8612 | 0 | 2034343.2818
3731 | 1265.5835 | 2904.787 | 1265.583 | 2827.6955 | 1265.5835 | 427.1 | 572305.9614 | 455610.0715 | 206669.7908 | 0 | 1990636.3375
3732 | 1527.2199 | 3018.028 | 1527.22 | 2937.9312 | 1527.2199 | 420.5 | 679596.4681 | 549799.182 | 249395.0178 | 0 | 2412243.911
3733 | 1609.8915 | 2658.476 | 1609.892 | 2587.9215 | 1609.8915 | 422.45 | 717046.4544 | 579560.9328 | 262895.2787 | 0 | 2539684.3043
3734 | 1684.8217 | 3015.419 | 1684.822 | 2935.3914 | 1684.8217 | 776.2 | 1378753.1192 | 606535.798 | 275131.3772 | 0 | 2061884.7487
3735 | 1461.4939 | 2683.981 | 1461.494 | 2612.7496 | 1461.4939 | 463.9 | 714705.3908 | 526137.7979 | 238661.9511 | 0 | 2245000.7537
3736 | 1490.238 | 2131.319 | 1490.238 | 2074.755 | 1490.238 | 862.6 | 1351321.7118 | 536485.6814 | 243355.8661 | 0 | 1694996.7057
3737 | 1239.2694 | 1083.154 | 1083.154 | 1054.4077 | 1054.4077 | 1860.8 | 2046706.8155 | 379586.766 | 172184.7747 | 338851.4973 | 146773.5495
3738 | 1422.6934 | 198.096 | 198.096 | 192.8386 | 192.8386 | 1737.85 | 349257.7504 | 69421.9105 | 31490.5499 | 2254323.707 | 50552.6495
3739 | 1531.3527 | 0 | 0 | 0 | 0 | 1718.85 | 0 | 0 | 0 | 5203536.3149 | 0
3740 | 1093.7182 | 0 | 0 | 0 | 0 | 1804.65 | 0 | 0 | 0 | 3716454.6135 | 0
3741 | 818.6338 | 0 | 0 | 0 | 0 | 1847.9 | 0 | 0 | 0 | 2781717.5406 | 0
3742 | 913.5158 | 305.874 | 305.874 | 297.7563 | 297.7563 | 1913.55 | 595497.3025 | 107192.2575 | 48623.599 | 2092351.0434 | 25741.0296
3743 | 1149.6178 | 592 | 592 | 576.2886 | 576.2886 | 1824.7 | 1105758.455 | 207463.9114 | 94107.9354 | 1948172.3745 | 101023.3991
3744 | 1036.3477 | 0 | 0 | 0 | 0 | 1722 | 0 | 0 | 0 | 1899625.3139 | 0
3745 | 967.2088 | 0 | 0 | 0 | 0 | 1121.35 | 0 | 0 | 0 | 1150978.482 | 0
3746 | 1274.6562 | 0 | 0 | 0 | 0 | 1053.05 | 0 | 0 | 0 | 1516840.8435 | 0
3747 | 962.0602 | 0 | 0 | 0 | 0 | 651.8 | 0 | 0 | 0 | 1144851.6004 | 0
3748 | 1158.444 | 0 | 0 | 0 | 0 | 319.7 | 0 | 0 | 0 | 1378548.3719 | 0
3749 | 1215.0791 | 0 | 0 | 0 | 0 | 313.8 | 0 | 0 | 0 | 1445944.0707 | 0
3750 | 663.439 | 0 | 0 | 0 | 0 | 310.75 | 0 | 0 | 0 | 789492.4645 | 0
3751 | 831.19 | 405.091 | 405.091 | 394.3401 | 394.3401 | 313.65 | 129565.6937 | 141962.4381 | 64395.7393 | 800745.8803 | 664995.4372
3752 | 900.2029 | 900.203 | 900.203 | 876.3121 | 876.3121 | 344.9 | 316368.7228 | 315472.3571 | 143101.7664 | 43791.8965 | 1450384.1619
3753 | 1016.1898 | 1335.717 | 1016.19 | 1300.2678 | 1016.1898 | 399.75 | 426680.5829 | 365828.3438 | 165943.8015 | 0 | 1626157.7979
3754 | 1501.8804 | 1778.939 | 1501.88 | 1731.7269 | 1501.8804 | 421.25 | 664258.0261 | 540676.9321 | 245257.0639 | 0 | 2371093.6294
3755 | 1433.3713 | 3491.57 | 1433.371 | 3398.9056 | 1433.3713 | 427.1 | 644454.7096 | 516013.659 | 234069.5292 | 0 | 2254549.6784
3756 | 1371.731 | 2130.609 | 1371.731 | 2074.0638 | 1371.731 | 420.5 | 606084.2452 | 493823.1676 | 224003.6757 | 0 | 2166649.1477
3757 | 1529.9046 | 1033.412 | 1033.412 | 1005.9858 | 1005.9858 | 422.45 | 444675.8546 | 362154.8912 | 164277.4826 | 960343.1404 | 1586992.9128
3758 | 1387.7571 | 338.567 | 338.567 | 329.5816 | 329.5816 | 451.55 | 156677.8453 | 118649.3819 | 53820.678 | 1939635.6303 | 510340.6539
3759 | 1085.9861 | 577.626 | 577.626 | 562.2961 | 562.2961 | 463.6 | 274809.5768 | 202426.6035 | 91822.9565 | 959923.7226 | 863911.7601
3760 | 1513.4915 | 482.125 | 482.125 | 469.3297 | 469.3297 | 816.55 | 404207.8663 | 168958.6795 | 76641.5343 | 1913948.5861 | 555428.1924
3761 | 1215.0892 | 310.148 | 310.148 | 301.9168 | 301.9168 | 1243.75 | 395110.2145 | 108690.0628 | 49303.0202 | 1673844.8678 | 228324.6111
3762 | 1339.0123 | 54.493 | 54.493 | 53.0468 | 53.0468 | 1111.8 | 62071.02 | 19096.8428 | 8662.5401 | 2357174.8486 | 47116.1549
3763 | 1233.4671 | 0 | 0 | 0 | 0 | 1100 | 0 | 0 | 0 | 4191321.0393 | 0
3764 | 1164.3282 | 0 | 0 | 0 | 0 | 1108.6 | 0 | 0 | 0 | 3956387.1217 | 0
3765 | 1034.1411 | 0 | 0 | 0 | 0 | 1386.75 | 0 | 0 | 0 | 3514011.5563 | 0
3766 | 1329.8202 | 305.874 | 305.874 | 297.7563 | 297.7563 | 1819.6 | 571388.788 | 107192.2575 | 48623.599 | 3506953.1363 | 53715.2313
3767 | 1057.6778 | 592 | 592 | 576.2886 | 576.2886 | 1752.65 | 1067527.3596 | 207463.9114 | 94107.9354 | 1635760.2511 | 142544.9958
3768 | 1348.9437 | 0 | 0 | 0 | 0 | 1313.5 | 0 | 0 | 0 | 2472613.7874 | 0
3769 | 972.3574 | 0 | 0 | 0 | 0 | 1075.45 | 0 | 0 | 0 | 1157105.3637 | 0
3770 | 1018.6952 | 0 | 0 | 0 | 0 | 1037.1 | 0 | 0 | 0 | 1212247.2987 | 0
3771 | 1329.8202 | 0 | 0 | 0 | 0 | 991.15 | 0 | 0 | 0 | 1582486.0047 | 0
3772 | 1226.8474 | 0 | 0 | 0 | 0 | 968.4 | 0 | 0 | 0 | 1459948.3715 | 0
3773 | 759.7922 | 0 | 0 | 0 | 0 | 993.45 | 0 | 0 | 0 | 904152.6783 | 0
3774 | 961.3246 | 0 | 0 | 0 | 0 | 1029.45 | 0 | 0 | 0 | 1143976.3316 | 0
3775 | 883.3154 | 213.244 | 213.244 | 207.5846 | 207.5846 | 993.45 | 216974.7761 | 74730.4634 | 33898.5685 | 1238614.5124 | 208944.2998
3776 | 819.4309 | 822.902 | 819.431 | 801.0626 | 801.0626 | 345.2 | 290087.3825 | 288382.5466 | 130813.5274 | 33669.0158 | 1325598.4393
3777 | 938.7295 | 1382.299 | 938.73 | 1345.6135 | 938.7295 | 399.9 | 394139.4236 | 337942.6106 | 153294.5231 | 0 | 1502061.031
3778 | 1175.0134 | 2917.106 | 1175.013 | 2839.6876 | 1175.0134 | 421.25 | 520047.7448 | 423004.8373 | 191879.6943 | 0 | 1855052.4637
3779 | 1296.981 | 2009.586 | 1296.981 | 1956.2527 | 1296.981 | 427.1 | 583278.8007 | 466913.1751 | 211797.0042 | 0 | 2040021.481
3780 | 1264.4646 | 3507.546 | 1264.464 | 3414.4576 | 1264.4646 | 420.5 | 558432.0439 | 455207.2639 | 206487.0728 | 0 | 1997221.8704
3781 | 1379.1589 | 3520.936 | 1379.159 | 3427.4923 | 1379.1589 | 422.45 | 609794.624 | 496497.1874 | 225216.6409 | 0 | 2175692.0501
3782 | 1238.6166 | 1880.612 | 1238.617 | 1830.7016 | 1238.6166 | 451.55 | 590795.674 | 445901.9796 | 202266.0924 | 0 | 1917935.8898
3783 | 1071.4449 | 2492.979 | 1071.445 | 2426.8167 | 1071.4449 | 463.6 | 525935.8287 | 385720.1514 | 174966.9465 | 0 | 1646167.8906
3784 | 1163.5669 | 1975.696 | 1163.567 | 1923.2621 | 1163.5669 | 457.05 | 562818.6389 | 418884.0865 | 190010.4759 | 0 | 1795325.5592
3785 | 930.6139 | 831.81 | 831.81 | 809.7342 | 809.7342 | 1153.75 | 987401.408 | 291504.3178 | 132229.5975 | 221572.5155 | 685237.5803
3786 | 930.0798 | 219.629 | 219.629 | 213.8002 | 213.8002 | 752.45 | 170227.0597 | 76968.0598 | 34913.5671 | 1312940.4929 | 266726.3972
3787 | 892.9213 | 0 | 0 | 0 | 0 | 1369.8 | 0 | 0 | 0 | 3034146.5359 | 0
3788 | 1206.2528 | 0 | 0 | 0 | 0 | 1727.45 | 0 | 0 | 0 | 4098847.0518 | 0
3789 | 1006.9269 | 0 | 0 | 0 | 0 | 1722 | 0 | 0 | 0 | 3421537.5688 | 0
3790 | 984.8613 | 305.874 | 305.874 | 297.7563 | 297.7563 | 1819.6 | 571549.7612 | 107192.2575 | 48623.599 | 2334782.8505 | 53715.2313
3791 | 1077.5368 | 592 | 592 | 576.2886 | 576.2886 | 1742.75 | 1064919.3344 | 207463.9114 | 94107.9354 | 1703241.269 | 148250.2533
3792 | 956.176 | 0 | 0 | 0 | 0 | 1515.85 | 0 | 0 | 0 | 1752670.6232 | 0
3793 | 959.8536 | 0 | 0 | 0 | 0 | 880.95 | 0 | 0 | 0 | 1759411.6642 | 0
3794 | 1045.1739 | 0 | 0 | 0 | 0 | 687.7 | 0 | 0 | 0 | 1915803.8119 | 0
3795 | 993.6875 | 0 | 0 | 0 | 0 | 327.25 | 0 | 0 | 0 | 1821429.2401 | 0
3796 | 951.0274 | 0 | 0 | 0 | 0 | 319.4 | 0 | 0 | 0 | 1743233.1661 | 0
3797 | 970.1509 | 0 | 0 | 0 | 0 | 313.5 | 0 | 0 | 0 | 1778286.5786 | 0
3798 | 989.2744 | 0 | 0 | 0 | 0 | 310.45 | 0 | 0 | 0 | 1813339.991 | 0
3799 | 814.7659 | 412.958 | 412.958 | 401.9983 | 401.9983 | 313.5 | 132700.513 | 144719.3951 | 65646.3256 | 756602.8852 | 677970.1664
3800 | 269.8053 | 660.133 | 269.805 | 642.6134 | 269.8053 | 344.9 | 97740.7871 | 97129.9035 | 44059.2035 | 0 | 446554.7315
3801 | 129.9866 | 1928.142 | 129.987 | 1876.9702 | 129.9866 | 399.75 | 54566.5356 | 46795.1803 | 21226.8137 | 0 | 208011.0757
3802 | 207.7449 | 2998.389 | 207.745 | 2918.8134 | 207.7449 | 421.25 | 91922.9441 | 74788.1523 | 33924.7369 | 0 | 327977.2097
3803 | 159.9664 | 2632.446 | 159.966 | 2562.5823 | 159.9664 | 427.1 | 72016.4171 | 57587.9067 | 26122.5143 | 0 | 251611.1622
3804 | 171.8487 | 3075.587 | 171.849 | 2993.9626 | 171.8487 | 420.5 | 76009.0715 | 61865.5439 | 28062.8981 | 0 | 271435.0739
3805 | 132.4947 | 2958.593 | 132.495 | 2880.0736 | 132.4947 | 422.45 | 58623.6964 | 47698.1047 | 21636.3903 | 0 | 209017.0695
3806 | 124.5833 | 3203.225 | 124.583 | 3118.2132 | 124.5833 | 451.55 | 59240.3606 | 44849.9873 | 20344.4526 | 0 | 192911.0079
3807 | 178.8941 | 2397.146 | 178.894 | 2333.5271 | 178.8941 | 463.6 | 87459.9796 | 64401.8743 | 29213.4058 | 0 | 274852.8882
3808 | 197.9358 | 1840.151 | 197.936 | 1791.3144 | 197.9358 | 1605.15 | 335552.8059 | 71256.884 | 32322.9143 | 0 | 78154.9462
3809 | 169.2818 | 672.693 | 169.282 | 654.8401 | 169.2818 | 1647.35 | 292832.8938 | 60941.4366 | 27643.7128 | 0 | 59697.2156
3810 | 186.6658 | 199.787 | 186.666 | 194.4848 | 186.6658 | 952.4 | 186964.3358 | 67199.6821 | 30482.5225 | 0 | 195551.0749
3811 | 128.716 | 128.716 | 128.716 | 125.2999 | 125.2999 | 880.6 | 115908.6774 | 45107.9811 | 20461.4814 | 6261.6262 | 140260.7613
3812 | 181.6734 | 181.673 | 181.673 | 176.8515 | 176.8515 | 1398.1 | 259695.1177 | 63666.5391 | 28879.8496 | 8838.6233 | 106446.9164
3813 | 183.1445 | 183.144 | 183.144 | 178.2835 | 178.2835 | 1611.4 | 301415.9629 | 64182.0449 | 29113.6887 | 8910.2561 | 69280.9518
3814 | 100.0307 | 100.031 | 100.031 | 97.3762 | 97.3762 | 1753.55 | 179568.1057 | 35055.4434 | 15901.5387 | 4865.6785 | 23998.3723
3815 | 90.469 | 90.469 | 90.469 | 88.068 | 88.068 | 966.75 | 89946.4833 | 31704.4807 | 14381.5047 | 4400.9574 | 90996.2631
3816 | 94.1466 | 94.147 | 94.147 | 91.6484 | 91.6484 | 383.2 | 37091.1986 | 32993.4204 | 14966.1821 | 4579.1472 | 148177.1169
3817 | 85.3203 | 0 | 0 | 0 | 0 | 721.75 | 0 | 0 | 0 | 101531.1817 | 0
3818 | 91.2045 | 0 | 0 | 0 | 0 | 998.15 | 0 | 0 | 0 | 108533.3322 | 0
3819 | 86.7914 | 0 | 0 | 0 | 0 | 986.6 | 0 | 0 | 0 | 103281.7193 | 0
3820 | 90.469 | 0 | 0 | 0 | 0 | 976.35 | 0 | 0 | 0 | 107658.0633 | 0
3821 | 85.3203 | 33.638 | 33.638 | 32.7453 | 32.7453 | 969.65 | 33489.9955 | 11788.2957 | 5347.3019 | 62564.3154 | 33739.0846
3822 | 86.0558 | 86.056 | 86.056 | 83.7721 | 83.7721 | 964.7 | 85168.4462 | 30157.9634 | 13679.9873 | 2717.6269 | 86729.2765
3823 | 73.9979 | 73.997 | 73.997 | 72.0332 | 72.0332 | 978.55 | 74017.9245 | 25931.9376 | 11763.015 | 3601.3862 | 73578.2712
3824 | 92.8447 | 92.845 | 92.845 | 90.3809 | 90.3809 | 1013.6 | 96200.0408 | 32537.14 | 14759.2082 | 4516.0466 | 89151.7635
3825 | 624.5034 | 624.503 | 624.503 | 607.929 | 607.929 | 1103.1 | 705236.983 | 218854.4511 | 99274.8107 | 30380.7725 | 545251.5478
3826 | 1169.1854 | 1169.185 | 1169.185 | 1138.1555 | 1138.1555 | 726.2 | 869533.285 | 409735.9683 | 185860.7878 | 56877.793 | 1449782.4345
3827 | 1182.7428 | 2434.443 | 1182.743 | 2369.8342 | 1182.7428 | 408.5 | 510004.703 | 425787.4199 | 193141.9046 | 0 | 1882335.2187
3828 | 1218.137 | 2736.535 | 1218.137 | 2663.9089 | 1218.137 | 407.55 | 523162.1746 | 438529.311 | 198921.768 | 0 | 1939822.2258
3829 | 1041.8558 | 2721.748 | 1041.856 | 2649.5143 | 1041.8558 | 412.3 | 450643.2604 | 375068.093 | 170135.0544 | 0 | 1654154.4759
3830 | 1119.2978 | 1389.149 | 1119.298 | 1352.2817 | 1119.2978 | 440.25 | 520307.8128 | 402947.2069 | 182781.3303 | 0 | 1745824.7389
3831 | 1117.0011 | 2100.472 | 1117.002 | 2044.7266 | 1117.0011 | 1508.45 | 1784230.9381 | 402120.4086 | 182406.2853 | 0 | 549061.9079
3832 | 1182.9589 | 1540.016 | 1182.959 | 1499.1448 | 1182.9589 | 1576.8 | 1967799.1533 | 425865.2011 | 193177.1871 | 0 | 500628.2031
3833 | 1307.3767 | 814.273 | 814.273 | 792.6626 | 792.6626 | 1549.2 | 1294424.1784 | 285358.5499 | 129441.8089 | 943470.8711 | 357332.3174
3834 | 1228.2872 | 224.853 | 224.853 | 218.8855 | 218.8855 | 1504.8 | 348108.0144 | 78798.7886 | 35744.0061 | 1850233.1824 | 108392.1115
3835 | 1151.8243 | 0 | 0 | 0 | 0 | 1494.6 | 0 | 0 | 0 | 3913899.0733 | 0
3836 | 1090.7762 | 0 | 0 | 0 | 0 | 1504.35 | 0 | 0 | 0 | 3706457.4257 | 0
3837 | 1351.8858 | 0 | 0 | 0 | 0 | 1570 | 0 | 0 | 0 | 4593707.8533 | 0
3838 | 1092.9827 | 305.874 | 305.874 | 297.7563 | 297.7563 | 1532.3 | 481734.9814 | 107192.2575 | 48623.599 | 2702179.5084 | 139260.6078
3839 | 716.3965 | 592 | 592 | 576.2886 | 576.2886 | 1284 | 785368.277 | 207463.9114 | 94107.9354 | 476086.4524 | 412622.6682
3840 | 1042.2318 | 0 | 0 | 0 | 0 | 718.05 | 0 | 0 | 0 | 1910410.9792 | 0
3841 | 806.8654 | 0 | 0 | 0 | 0 | 726.65 | 0 | 0 | 0 | 960169.8819 | 0
3842 | 816.4272 | 0 | 0 | 0 | 0 | 591.9 | 0 | 0 | 0 | 971548.3764 | 0
3843 | 912.0448 | 0 | 0 | 0 | 0 | 331 | 0 | 0 | 0 | 1085333.3215 | 0
3844 | 945.1432 | 0 | 0 | 0 | 0 | 571.95 | 0 | 0 | 0 | 1124720.4178 | 0
3845 | 937.788 | 0 | 0 | 0 | 0 | 313.8 | 0 | 0 | 0 | 1115967.7298 | 0
3846 | 909.1027 | 0 | 0 | 0 | 0 | 303.2 | 0 | 0 | 0 | 1081832.2462 | 0
3847 | 944.3424 | 405.119 | 405.119 | 394.3674 | 394.3674 | 292.7 | 121750.9736 | 141972.2505 | 64400.1903 | 1008104.2634 | 673303.3982
3848 | 881.4527 | 881.452 | 881.452 | 858.0587 | 858.0587 | 299.9 | 270756.6584 | 308901.148 | 140120.993 | 42881.106 | 1458785.6714
3849 | 933.853 | 1329.253 | 933.853 | 1293.9754 | 933.853 | 318.8 | 313389.2396 | 336187.0714 | 152498.191 | 0 | 1569993.6234
3850 | 994.1031 | 2508.302 | 994.103 | 2441.733 | 994.1031 | 332.85 | 347262.7648 | 357877.1151 | 162337.0358 | 0 | 1657318.979
3851 | 1339.2413 | 2834.47 | 1339.241 | 2759.2447 | 1339.2413 | 345.9 | 486803.9702 | 482126.8547 | 218698.0982 | 0 | 2215238.9731
3852 | 1246.3699 | 3097.057 | 1246.37 | 3014.8628 | 1246.3699 | 348.15 | 457088.5182 | 448693.1676 | 203532.2063 | 0 | 2058816.1358
3853 | 1003.5325 | 3054.595 | 1003.532 | 2973.5277 | 1003.5325 | 355.15 | 377406.5713 | 361271.687 | 163876.8514 | 0 | 1650660.3734
3854 | 1101.4945 | 2883.12 | 1101.495 | 2806.6036 | 1101.4945 | 371.1 | 432071.822 | 396538.0326 | 179874.0576 | 0 | 1794224.4481
3855 | 1463.9441 | 2277.351 | 1463.944 | 2216.9113 | 1463.9441 | 375.7 | 581996.8488 | 527019.8702 | 239062.0689 | 0 | 2377884.3756
3856 | 1017.2747 | 1554.95 | 1017.275 | 1513.6825 | 1017.2747 | 366.25 | 394655.8156 | 366218.905 | 166120.9644 | 0 | 1661972.5999
3857 | 1145.9282 | 225.512 | 225.512 | 219.527 | 219.527 | 348.95 | 80916.2719 | 79029.7324 | 35848.7647 | 1698093.3694 | 362450.1102
3858 | 1215.9093 | 26.39 | 26.39 | 25.6896 | 25.6896 | 334.35 | 9087.627 | 9248.2646 | 4195.1156 | 2181672.6097 | 42789.9219
3859 | 1031.199 | 0 | 0 | 0 | 0 | 334.5 | 0 | 0 | 0 | 3504014.3685 | 0
3860 | 1098.8669 | 0 | 0 | 0 | 0 | 598.65 | 0 | 0 | 0 | 3733949.6922 | 0
3861 | 1268.772 | 0 | 0 | 0 | 0 | 357.25 | 0 | 0 | 0 | 4311287.2934 | 0
3862 | 1276.1272 | 305.874 | 305.874 | 297.7563 | 297.7563 | 372.75 | 117769.8423 | 107192.2575 | 48623.599 | 3324504.4548 | 484523.8916
3863 | 1315.8453 | 592 | 592 | 576.2886 | 576.2886 | 374.15 | 228926.847 | 207463.9114 | 94107.9354 | 2513013.4908 | 936958.8898
3864 | 1015.0176 | 0 | 0 | 0 | 0 | 359 | 0 | 0 | 0 | 1860527.2773 | 0
3865 | 1181.9806 | 0 | 0 | 0 | 0 | 356.45 | 0 | 0 | 0 | 1406556.9735 | 0
3866 | 934.1104 | 0 | 0 | 0 | 0 | 338.1 | 0 | 0 | 0 | 1111591.3856 | 0
3867 | 1097.3959 | 0 | 0 | 0 | 0 | 327.15 | 0 | 0 | 0 | 1305901.0615 | 0
3868 | 1369.5383 | 0 | 0 | 0 | 0 | 319.4 | 0 | 0 | 0 | 1629750.5199 | 0
3869 | 1001.0427 | 0 | 0 | 0 | 0 | 313.5 | 0 | 0 | 0 | 1191240.8475 | 0
3870 | 1035.6122 | 0 | 0 | 0 | 0 | 310.45 | 0 | 0 | 0 | 1232378.4811 | 0
3871 | 734.6806 | 385.542 | 385.542 | 375.3099 | 375.3099 | 313.5 | 124513.421 | 135111.5732 | 61288.1108 | 658726.4357 | 632960.1894
3872 | 858.4429 | 858.443 | 858.443 | 835.6604 | 835.6604 | 344.9 | 304261.303 | 300837.7407 | 136463.3418 | 41760.281 | 1383101.5128
3873 | 945.9468 | 1140.94 | 945.947 | 1110.6601 | 945.9468 | 399.75 | 399875.6976 | 340540.835 | 154473.1065 | 0 | 1513751.3089
3874 | 1313.9909 | 2105.133 | 1313.991 | 2049.2639 | 1313.9909 | 421.25 | 585176.5568 | 473036.7103 | 214574.7078 | 0 | 2074463.0734
3875 | 1203.8265 | 2651.206 | 1203.826 | 2580.8444 | 1203.8265 | 427.1 | 545237.2765 | 433377.545 | 196584.8697 | 0 | 1893498.7239
3876 | 1170.5985 | 3066.965 | 1170.599 | 2985.5694 | 1170.5985 | 420.5 | 522399.1744 | 421415.4521 | 191158.7315 | 0 | 1848960.296
3877 | 1180.2871 | 3004.932 | 1180.288 | 2925.1827 | 1180.2871 | 422.45 | 525365.1954 | 424903.3614 | 192740.8859 | 0 | 1861961.9383
3878 | 935.0749 | 2764.751 | 935.075 | 2691.376 | 935.0749 | 451.55 | 445232.2207 | 336626.9492 | 152697.7244 | 0 | 1447916.6651
3879 | 1443.3311 | 2418.402 | 1443.331 | 2354.2189 | 1443.3311 | 463.6 | 708064.2459 | 519599.2086 | 235695.9743 | 0 | 2217533.9558
3880 | 1115.1485 | 634.503 | 634.503 | 617.6636 | 617.6636 | 457.15 | 299268.8608 | 222358.9091 | 100864.4718 | 911889.8358 | 952962.3412
3881 | 1294.3433 | 362.556 | 362.556 | 352.934 | 352.934 | 1289.7 | 481055.8189 | 127056.2261 | 57634.1159 | 1725603.2865 | 250688.9928
3882 | 1231.2495 | 201.348 | 201.348 | 196.0043 | 196.0043 | 717.4 | 148540.9908 | 70561.5602 | 32007.5077 | 1897604.3126 | 251395.1586
3883 | 1327.6136 | 0 | 0 | 0 | 0 | 1439.5 | 0 | 0 | 0 | 4511231.0536 | 0
3884 | 1377.629 | 0 | 0 | 0 | 0 | 1378.4 | 0 | 0 | 0 | 4681183.2469 | 0
3885 | 1547.5341 | 0 | 0 | 0 | 0 | 1395.35 | 0 | 0 | 0 | 5258520.8514 | 0
3886 | 1445.2968 | 305.874 | 305.874 | 297.7563 | 297.7563 | 1700.05 | 535239.1515 | 107192.2575 | 48623.599 | 3899342.7624 | 89311.9934
3887 | 1164.3282 | 592 | 592 | 576.2886 | 576.2886 | 1604.15 | 979316.4369 | 207463.9114 | 94107.9354 | 1998158.3137 | 228123.8592
3888 | 1151.8243 | 0 | 0 | 0 | 0 | 383.1 | 0 | 0 | 0 | 2111293.9969 | 0
3889 | 1028.257 | 0 | 0 | 0 | 0 | 881.05 | 0 | 0 | 0 | 1223625.7931 | 0
3890 | 1179.7741 | 0 | 0 | 0 | 0 | 338.2 | 0 | 0 | 0 | 1403931.1671 | 0
3891 | 1259.2103 | 0 | 0 | 0 | 0 | 327.25 | 0 | 0 | 0 | 1498460.1987 | 0
3892 | 1282.0114 | 0 | 0 | 0 | 0 | 319.5 | 0 | 0 | 0 | 1525593.5315 | 0
3893 | 1181.9806 | 0 | 0 | 0 | 0 | 313.6 | 0 | 0 | 0 | 1406556.9735 | 0
3894 | 970.8864 | 0 | 0 | 0 | 0 | 310.6 | 0 | 0 | 0 | 1155354.8261 | 0
3895 | 956.4739 | 415.787 | 415.787 | 404.7522 | 404.7522 | 313.7 | 133702.7814 | 145710.8063 | 66096.0407 | 1011305.7922 | 682533.7018
3896 | 799.5406 | 799.541 | 799.541 | 778.3216 | 778.3216 | 345.1 | 282065.4257 | 280195.7824 | 127099.9202 | 38894.371 | 1288044.4452
3897 | 1009.7099 | 1009.71 | 1009.71 | 982.9128 | 982.9128 | 649.35 | 670810.0602 | 353848.6249 | 160509.6679 | 49119.0219 | 1327571.2369
3898 | 1208.6635 | 2033.941 | 1208.663 | 1979.9613 | 1208.6635 | 670.85 | 851998.3913 | 435118.8517 | 197374.7458 | 0 | 1606495.0605
3899 | 1010.5833 | 1634.999 | 1010.584 | 1591.607 | 1010.5833 | 427.1 | 454783.2828 | 363810.0035 | 165028.2599 | 0 | 1589546.5402
3900 | 1237.7156 | 1427.559 | 1237.716 | 1389.6724 | 1237.7156 | 420.5 | 547190.3754 | 445577.6153 | 202118.9572 | 0 | 1954971.787
3901 | 1291.5998 | 2764.757 | 1291.6 | 2691.3819 | 1291.5998 | 422.45 | 571607.3898 | 464975.9258 | 210918.2464 | 0 | 2037563.255
3902 | 1072.2006 | 259.498 | 259.498 | 252.6111 | 252.6111 | 451.55 | 119975.9678 | 90939.9832 | 41251.3868 | 1502307.6405 | 391155.6029
3903 | 1315.8048 | 184.352 | 184.352 | 179.4594 | 179.4594 | 463.8 | 87695.0222 | 64605.3834 | 29305.7198 | 2082921.1907 | 275685.5279
3904 | 1295.1505 | 224.503 | 224.503 | 218.5448 | 218.5448 | 956.65 | 219760.33 | 78676.1326 | 35688.3679 | 1973418.2559 | 228018.7304
3905 | 1370.3069 | 114.509 | 114.509 | 111.47 | 111.47 | 1561.75 | 182678.272 | 40129.1977 | 18203.0499 | 2307447.9945 | 48851.7247
3906 | 1281.582 | 75.411 | 75.411 | 73.4096 | 73.4096 | 1488.7 | 114928.5413 | 26427.4679 | 11987.7931 | 2214579.9686 | 37534.3454
3907 | 1545.3275 | 0 | 0 | 0 | 0 | 1496.95 | 0 | 0 | 0 | 5251022.9571 | 0
3908 | 1218.0211 | 0 | 0 | 0 | 0 | 1555.55 | 0 | 0 | 0 | 4138835.8031 | 0
3909 | 1410.7274 | 0 | 0 | 0 | 0 | 1637.85 | 0 | 0 | 0 | 4793651.6101 | 0
3910 | 1444.5613 | 305.874 | 305.874 | 297.7563 | 297.7563 | 1825.65 | 572944.7708 | 107192.2575 | 48623.599 | 3896843.4655 | 51913.8058
3911 | 1081.9499 | 592 | 592 | 576.2886 | 576.2886 | 1813.7 | 1103569.5504 | 207463.9114 | 94107.9354 | 1718237.0507 | 107362.5741
3912 | 1302.6059 | 0 | 0 | 0 | 0 | 1630.45 | 0 | 0 | 0 | 2387676.6715 | 0
3913 | 1140.056 | 0 | 0 | 0 | 0 | 1340.45 | 0 | 0 | 0 | 1356666.6519 | 0
3914 | 1240.0867 | 0 | 0 | 0 | 0 | 338.15 | 0 | 0 | 0 | 1475703.2099 | 0
3915 | 1393.0749 | 0 | 0 | 0 | 0 | 327.2 | 0 | 0 | 0 | 1657759.1215 | 0
3916 | 1256.2682 | 0 | 0 | 0 | 0 | 319.4 | 0 | 0 | 0 | 1494959.1235 | 0
3917 | 1270.2431 | 0 | 0 | 0 | 0 | 313.5 | 0 | 0 | 0 | 1511589.2307 | 0
3918 | 1252.5906 | 0 | 0 | 0 | 0 | 310.55 | 0 | 0 | 0 | 1490582.7795 | 0
3919 | 624.6762 | 222.311 | 222.311 | 216.411 | 216.411 | 313.65 | 71289.7469 | 77907.9554 | 35339.9142 | 748350.1755 | 364944.6684
3920 | 1045.7035 | 679.382 | 679.382 | 661.3516 | 661.3516 | 344.9 | 238841.5929 | 238086.566 | 107998.7117 | 704517.0912 | 1094602.987
3921 | 811.5093 | 911.348 | 811.51 | 887.1613 | 811.5093 | 674.25 | 574125.4258 | 292143.3611 | 132519.4747 | 0 | 1075858.5029
3922 | 397.7894 | 1531.802 | 397.789 | 1491.1488 | 397.7894 | 1010.25 | 421640.1482 | 143204.2007 | 64959.0166 | 0 | 393712.1045
3923 | 357.9482 | 2036.725 | 357.948 | 1982.6714 | 357.9482 | 427.25 | 161661.1226 | 128861.3399 | 58452.9356 | 0 | 562962.9785
3924 | 364.5053 | 2521.882 | 364.505 | 2454.9526 | 364.5053 | 420.55 | 161500.837 | 131221.9178 | 59523.7199 | 0 | 575717.939
3925 | 782.6071 | 2613.585 | 782.607 | 2544.2219 | 782.6071 | 422.45 | 347292.9093 | 281738.548 | 127799.7358 | 0 | 1234601.7956
3926 | 1248.8063 | 1018.495 | 1018.495 | 991.4647 | 991.4647 | 451.75 | 471924.5735 | 356927.2913 | 161906.1852 | 471707.1932 | 1535035.2186
3927 | 1519.8933 | 753.931 | 753.931 | 733.9221 | 733.9221 | 463.8 | 358113.5371 | 264211.9496 | 119849.476 | 1440685.1541 | 1127451.1028
3928 | 1361.4245 | 324.743 | 324.743 | 316.1245 | 316.1245 | 851.4 | 283218.4529 | 113804.8192 | 51623.1305 | 1916034.9902 | 363100.5982
3929 | 1399.7203 | 668.974 | 668.974 | 651.2198 | 651.2198 | 1223.25 | 837807.7301 | 234439.1261 | 106344.1925 | 1372001.4536 | 505834.9756
3930 | 1546.8023 | 280.749 | 280.749 | 273.2981 | 273.2981 | 787.1 | 226614.9733 | 98387.3069 | 44629.5756 | 2334333.1554 | 331483.2347
3931 | 1616.673 | 0 | 0 | 0 | 0 | 775.35 | 0 | 0 | 0 | 5493454.7657 | 0
3932 | 1468.8335 | 0 | 0 | 0 | 0 | 1488.6 | 0 | 0 | 0 | 4991096.0733 | 0
3933 | 1634.3255 | 0 | 0 | 0 | 0 | 1749.05 | 0 | 0 | 0 | 5553437.8927 | 0
3934 | 1700.5223 | 305.874 | 305.874 | 297.7563 | 297.7563 | 1825.65 | 570677.3639 | 107192.2575 | 48623.599 | 4766598.8143 | 51913.8058
3935 | 1246.7064 | 592 | 592 | 576.2886 | 576.2886 | 1819.75 | 1104836.547 | 207463.9114 | 94107.9354 | 2278079.5766 | 103876.0279
3936 | 1177.5675 | 0 | 0 | 0 | 0 | 1798.05 | 0 | 0 | 0 | 2158481.2825 | 0
3937 | 1148.1467 | 0 | 0 | 0 | 0 | 1755.55 | 0 | 0 | 0 | 1366294.6087 | 0
3938 | 1455.5941 | 0 | 0 | 0 | 0 | 1176.6 | 0 | 0 | 0 | 1732156.9707 | 0
3939 | 1526.204 | 0 | 0 | 0 | 0 | 1115.65 | 0 | 0 | 0 | 1816182.7755 | 0
3940 | 902.483 | 0 | 0 | 0 | 0 | 569 | 0 | 0 | 0 | 1073954.827 | 0
3941 | 1237.1447 | 0 | 0 | 0 | 0 | 563.1 | 0 | 0 | 0 | 1472202.1347 | 0
3942 | 1238.6157 | 0 | 0 | 0 | 0 | 1098.95 | 0 | 0 | 0 | 1473952.6723 | 0
3943 | 993.8319 | 250.025 | 250.025 | 243.3895 | 243.3895 | 982.25 | 253232.9598 | 87620.2102 | 39745.5009 | 1375560.9223 | 247709.6359
3944 | 1094.5292 | 766.424 | 766.424 | 746.0835 | 746.0835 | 345.1 | 272413.5121 | 268590.069 | 121835.4396 | 638700.8492 | 1234693.6253
3945 | 975.5698 | 975.57 | 975.57 | 949.6789 | 949.6789 | 794.1 | 791745.0395 | 341884.4055 | 155082.565 | 47458.0711 | 1145217.7904
3946 | 1525.9328 | 1525.933 | 1525.933 | 1485.4356 | 1485.4356 | 1065 | 1662566.2906 | 534756.8052 | 242571.6286 | 74231.4042 | 1388882.258
3947 | 1595.194 | 2093.456 | 1595.194 | 2037.8968 | 1595.194 | 1016.1 | 1710178.1885 | 574269.8224 | 260495.1722 | 0 | 1569511.3284
3948 | 1689.2072 | 2225.552 | 1689.207 | 2166.4871 | 1689.2072 | 420.6 | 749110.7853 | 608114.5916 | 275847.5356 | 0 | 2667933.8501
3949 | 1412.9376 | 2140.392 | 1412.938 | 2083.5872 | 1412.9376 | 422.55 | 628345.7834 | 508657.5396 | 230732.7117 | 0 | 2228838.4329
3950 | 1322.0172 | 2463.332 | 1322.017 | 2397.9565 | 1322.0172 | 1245.3 | 1734677.7037 | 475926.2006 | 215885.4127 | 0 | 997726.399
3951 | 1567.5485 | 2373.692 | 1567.549 | 2310.6955 | 1567.5485 | 1302.1 | 2147446.1666 | 564317.4643 | 255980.672 | 0 | 1093992.1065
3952 | 1329.2253 | 1724.352 | 1329.226 | 1678.5886 | 1329.2253 | 1584.55 | 2215936.5111 | 478521.1152 | 217062.4948 | 0 | 552226.6592
3953 | 1391.3492 | 605.701 | 605.701 | 589.626 | 589.626 | 1849.8 | 1145910.9591 | 212265.3692 | 96285.93 | 1469558.5382 | 88561.8291
3954 | 1660.1588 | 191.216 | 191.216 | 186.1412 | 186.1412 | 1813.9 | 355417.7584 | 67010.8434 | 30396.8631 | 2701874.1222 | 34640.8832
3955 | 1308.4901 | 0 | 0 | 0 | 0 | 1820.05 | 0 | 0 | 0 | 4446249.3292 | 0
3956 | 1471.04 | 0 | 0 | 0 | 0 | 1898.6 | 0 | 0 | 0 | 4998593.9642 | 0
3957 | 1597.5495 | 0 | 0 | 0 | 0 | 1902.9 | 0 | 0 | 0 | 5428473.0447 | 0
3958 | 1294.5152 | 305.874 | 305.874 | 297.7563 | 297.7563 | 1913.55 | 599288.0911 | 107192.2575 | 48623.599 | 3386986.8788 | 25741.0296
3959 | 1450.4455 | 592 | 592 | 576.2886 | 576.2886 | 1907.65 | 1158680.6715 | 207463.9114 | 94107.9354 | 2970384.8413 | 53220.2562
3960 | 1306.2835 | 0 | 0 | 0 | 0 | 1892 | 0 | 0 | 0 | 2394417.7123 | 0
3961 | 956.176 | 0 | 0 | 0 | 0 | 1826.45 | 0 | 0 | 0 | 1752670.6232 | 0
3962 | 976.035 | 0 | 0 | 0 | 0 | 1847.1 | 0 | 0 | 0 | 1789072.2439 | 0
3963 | 779.6512 | 0 | 0 | 0 | 0 | 1783.95 | 0 | 0 | 0 | 1429100.6621 | 0
3964 | 1012.811 | 0 | 0 | 0 | 0 | 1745.45 | 0 | 0 | 0 | 1856482.6528 | 0
3965 | 668.5877 | 0 | 0 | 0 | 0 | 1728.55 | 0 | 0 | 0 | 1225521.2281 | 0
3966 | 831.1376 | 0 | 0 | 0 | 0 | 1725.5 | 0 | 0 | 0 | 1523475.2342 | 0
3967 | 843.9182 | 214.422 | 214.422 | 208.7314 | 208.7314 | 1407.25 | 309919.8938 | 75143.2885 | 34085.8306 | 1164297.459 | 123725.5119
3968 | 837.4805 | 654.378 | 654.378 | 637.0112 | 637.0112 | 1024.85 | 685029.6695 | 229324.0193 | 104023.9232 | 367460.3796 | 621181.4372
3969 | 846.0043 | 846.004 | 846.004 | 823.5515 | 823.5515 | 1404.7 | 1213784.6337 | 296478.5454 | 134485.9624 | 41155.9647 | 490260.2169
3970 | 975.8383 | 1157.333 | 975.839 | 1126.618 | 975.8383 | 1565.35 | 1605461.4922 | 351301.7869 | 159354.3939 | 0 | 424148.1157
3971 | 936.9532 | 2587.519 | 936.953 | 2518.8477 | 936.9532 | 1138 | 1123814.2076 | 337303.1495 | 153004.4564 | 0 | 807653.6524
3972 | 911.1879 | 2228.871 | 911.188 | 2169.718 | 911.1879 | 1309 | 1262116.4312 | 328027.6538 | 148796.9885 | 0 | 629630.8576
3973 | 1051.1298 | 2003.494 | 1051.129 | 1950.3224 | 1051.1298 | 1501.2 | 1658021.9719 | 378406.7287 | 171649.4967 | 0 | 524303.5452
3974 | 1012.9324 | 1801.65 | 1012.932 | 1753.8352 | 1012.9324 | 1861.6 | 1987506.8922 | 364655.6676 | 165411.8626 | 0 | 140189.8455
3975 | 1027.0912 | 1962.65 | 1027.091 | 1910.5623 | 1027.0912 | 1889.65 | 2048641.3755 | 369752.8212 | 167723.9881 | 0 | 113339.5106
3976 | 478.6691 | 1004.999 | 478.669 | 978.3269 | 478.6691 | 1913.65 | 966020.1033 | 172320.8634 | 78166.6583 | 0 | 41333.0738
3977 | 176.7969 | 730.55 | 176.797 | 711.1616 | 176.7969 | 1943.75 | 360266.127 | 63646.8998 | 28870.9409 | 0 | 9944.8281
3978 | 236.4577 | 236.458 | 236.458 | 230.1825 | 230.1825 | 1857.85 | 450054.0897 | 82865.7121 | 37588.8077 | 11502.4348 | 32720.4471
3979 | 138.2778 | 138.278 | 138.278 | 134.6082 | 134.6082 | 1802.1 | 255032.495 | 48458.9438 | 21981.5153 | 6726.3474 | 26638.9583
3980 | 145.633 | 145.633 | 145.633 | 141.768 | 141.768 | 1820.6 | 270955.664 | 51036.4726 | 23150.7111 | 7084.5115 | 25433.1755
3981 | 115.4766 | 115.477 | 115.477 | 112.4123 | 112.4123 | 1863.9 | 219658.102 | 40468.4292 | 18356.9291 | 5616.9309 | 15299.3145
3982 | 110.328 | 110.328 | 110.328 | 107.4 | 107.4 | 1913.55 | 215449.8383 | 38663.9838 | 17538.4127 | 5367.1083 | 9284.7261
3983 | 105.9149 | 105.915 | 105.915 | 103.1041 | 103.1041 | 1907.65 | 207299.8533 | 37117.4665 | 16836.8952 | 5152.2097 | 9521.6612
3984 | 106.6504 | 106.65 | 106.65 | 103.8196 | 103.8196 | 1865.8 | 204527.632 | 37375.0442 | 16953.7353 | 5188.9183 | 13932.5859
3985 | 98.5597 | 0 | 0 | 0 | 0 | 1827.4 | 0 | 0 | 0 | 117286.0202 | 0
3986 | 108.1214 | 0 | 0 | 0 | 0 | 1806.15 | 0 | 0 | 0 | 128664.5147 | 0
3987 | 88.9979 | 0 | 0 | 0 | 0 | 1794.6 | 0 | 0 | 0 | 105907.5257 | 0
3988 | 94.8821 | 0 | 0 | 0 | 0 | 1771.35 | 0 | 0 | 0 | 112909.6762 | 0
3989 | 88.9979 | 0 | 0 | 0 | 0 | 1746.7 | 0 | 0 | 0 | 105907.5257 | 0
3990 | 93.411 | 85.376 | 85.376 | 83.1102 | 83.1102 | 1736.8 | 153015.9346 | 29919.6603 | 13571.8904 | 12258.0392 | 21874.5961
3991 | 80.6148 | 80.615 | 80.615 | 78.4755 | 78.4755 | 1637.65 | 136191.763 | 28251.1879 | 12815.0527 | 3921.3546 | 28435.6053
3992 | 145.6072 | 145.607 | 145.607 | 141.7427 | 141.7427 | 1228.4 | 184009.244 | 51027.3611 | 23146.5779 | 7083.7174 | 109368.6439
3993 | 662.3137 | 662.314 | 662.314 | 644.7365 | 644.7365 | 1665.4 | 1131802.9213 | 232105.1571 | 105285.4782 | 32218.9209 | 215728.8488
3994 | 881.3451 | 1838.366 | 881.345 | 1789.5768 | 881.3451 | 1695.8 | 1576622.0829 | 317284.244 | 143923.6585 | 0 | 268105.1862
3995 | 1021.1849 | 2003.568 | 1021.185 | 1950.3944 | 1021.1849 | 1663.6 | 1796280.2576 | 367626.5798 | 166759.5014 | 0 | 343526.6152
3996 | 1073.9732 | 2683.107 | 1073.973 | 2611.8988 | 1073.9732 | 1531.55 | 1736916.5414 | 386630.3574 | 175379.826 | 0 | 503102.7526
3997 | 1076.9171 | 1600.263 | 1076.917 | 1557.7929 | 1076.9171 | 1230.9 | 1397131.2671 | 387690.1682 | 175860.568 | 0 | 828256.9678
3998 | 1076.9383 | 246.408 | 246.408 | 239.8685 | 239.8685 | 1763.35 | 446931.9938 | 86352.6478 | 39170.5205 | 1534348.969 | 56764.8725
3999 | 1164.3879 | 165.801 | 165.801 | 161.4007 | 161.4007 | 1732.75 | 295503.4803 | 58104.2635 | 26356.7395 | 1838475.536 | 43134.3456
4000 | 1132.1777 | 96.752 | 96.752 | 94.1843 | 94.1843 | 1796.4 | 178529.7932 | 33906.3317 | 15380.2888 | 1902641.9321 | 19175.9142
4001 | 1128.9285 | 442.092 | 442.092 | 430.3591 | 430.3591 | 1824.2 | 826946.4504 | 154929.283 | 70277.6442 | 1280477.6968 | 75657.1332
4002 | 1028.4225 | 191.977 | 191.977 | 186.882 | 186.882 | 1779.8 | 351776.2484 | 67277.5326 | 30517.8363 | 1542543.6007 | 41151.4241
4003 | 1248.913 | 0 | 0 | 0 | 0 | 1769.6 | 0 | 0 | 0 | 4243806.2755 | 0
4004 | 980.4482 | 0 | 0 | 0 | 0 | 1791.05 | 0 | 0 | 0 | 3331562.8769 | 0
4005 | 989.2744 | 0 | 0 | 0 | 0 | 1805.25 | 0 | 0 | 0 | 3361554.4404 | 0
4006 | 925.2842 | 305.874 | 305.874 | 297.7563 | 297.7563 | 1851.6 | 582388.7719 | 107192.2575 | 48623.599 | 2132339.7951 | 44187.0306
4007 | 992.2165 | 592 | 592 | 576.2886 | 576.2886 | 1876 | 1147382.0815 | 207463.9114 | 94107.9354 | 1413322.8206 | 71459.7917
4008 | 1404.8432 | 0 | 0 | 0 | 0 | 1809.5 | 0 | 0 | 0 | 2575077.6076 | 0
4009 | 1122.4035 | 0 | 0 | 0 | 0 | 1781.9 | 0 | 0 | 0 | 1335660.2007 | 0
4010 | 848.7901 | 0 | 0 | 0 | 0 | 1757.35 | 0 | 0 | 0 | 1010060.204 | 0
4011 | 1120.197 | 0 | 0 | 0 | 0 | 1685.45 | 0 | 0 | 0 | 1333034.3943 | 0
4012 | 1104.0155 | 0 | 0 | 0 | 0 | 1569.55 | 0 | 0 | 0 | 1313778.4807 | 0
4013 | 823.7824 | 0 | 0 | 0 | 0 | 1485.15 | 0 | 0 | 0 | 980301.0646 | 0
4014 | 1180.5096 | 0 | 0 | 0 | 0 | 1450.5 | 0 | 0 | 0 | 1404806.4359 | 0
4015 | 1004.4362 | 163.124 | 163.124 | 158.7948 | 158.7948 | 1048.1 | 175103.5824 | 57166.1201 | 25931.1872 | 1550060.7889 | 151156.7491
4016 | 1200.8854 | 512.009 | 512.009 | 498.4206 | 498.4206 | 300 | 157075.4451 | 179431.4017 | 81392.0775 | 1287617.9651 | 847314.9525
4017 | 1296.0874 | 1275.903 | 1275.903 | 1242.0412 | 1242.0412 | 318.8 | 414167.2614 | 447134.8428 | 202825.3329 | 99066.6022 | 2088119.7158
4018 | 905.5732 | 1182.167 | 905.573 | 1150.7929 | 905.5732 | 332.85 | 315821.0769 | 326006.3345 | 147880.0956 | 0 | 1509726.2792
4019 | 1261.7184 | 2284.364 | 1261.719 | 2223.7382 | 1261.7184 | 345.9 | 457780.379 | 454218.6146 | 206038.6105 | 0 | 2087008.3624
4020 | 1336.4693 | 3008.966 | 1336.469 | 2929.1097 | 1336.4693 | 348.15 | 489984.8874 | 481128.9379 | 218245.4321 | 0 | 2207646.767
4021 | 1087.4829 | 2920.527 | 1087.483 | 2843.0178 | 1087.4829 | 355.15 | 409013.0224 | 391493.8364 | 177585.9541 | 0 | 1788746.2135
4022 | 1175.372 | 1947.035 | 1175.372 | 1895.3618 | 1175.372 | 371.1 | 461611.0745 | 423133.9211 | 191938.2481 | 0 | 1914563.4557
4023 | 1147.4094 | 589.173 | 589.173 | 573.5367 | 573.5367 | 375.7 | 227400.0895 | 206473.2011 | 93658.5382 | 1051908.6614 | 931595.6127
4024 | 998.7939 | 326.079 | 326.079 | 317.425 | 317.425 | 366.25 | 122251.2956 | 114273.0148 | 51835.5092 | 1248949.0749 | 518593.1609
4025 | 1349.1184 | 262.761 | 262.761 | 255.7875 | 255.7875 | 348.95 | 93947.0546 | 92083.4879 | 41770.0932 | 2004075.5611 | 422317.8962
4026 | 1296.8027 | 63.74 | 63.74 | 62.0484 | 62.0484 | 1089.75 | 71582.4851 | 22337.4151 | 10132.4997 | 2263304.639 | 56479.5335
4027 | 1050.3226 | 0 | 0 | 0 | 0 | 1506 | 0 | 0 | 0 | 3568996.0895 | 0
4028 | 905.4251 | 0 | 0 | 0 | 0 | 1649.05 | 0 | 0 | 0 | 3076634.5846 | 0
4029 | 1113.5773 | 0 | 0 | 0 | 0 | 1662.25 | 0 | 0 | 0 | 3783935.6314 | 0
4030 | 1034.8766 | 305.874 | 305.874 | 297.7563 | 297.7563 | 1787.75 | 563341.6049 | 107192.2575 | 48623.599 | 2504735.0452 | 63198.7685
4031 | 1276.8627 | 592 | 592 | 576.2886 | 576.2886 | 1800.1 | 1095706.6508 | 207463.9114 | 94107.9354 | 2380550.7519 | 115200.0997
4032 | 906.1606 | 0 | 0 | 0 | 0 | 1773.9 | 0 | 0 | 0 | 1660992.4676 | 0
4033 | 1189.3358 | 0 | 0 | 0 | 0 | 1700.35 | 0 | 0 | 0 | 1415309.6615 | 0
4034 | 1040.0253 | 0 | 0 | 0 | 0 | 1747.1 | 0 | 0 | 0 | 1237630.0939 | 0
4035 | 1162.8571 | 0 | 0 | 0 | 0 | 1595.35 | 0 | 0 | 0 | 1383799.9847 | 0
4036 | 711.9834 | 0 | 0 | 0 | 0 | 1368.4 | 0 | 0 | 0 | 847260.2058 | 0
4037 | 1019.4307 | 0 | 0 | 0 | 0 | 1243.4 | 0 | 0 | 0 | 1213122.5675 | 0
4038 | 675.2074 | 0 | 0 | 0 | 0 | 1557.65 | 0 | 0 | 0 | 803496.7654 | 0
4039 | 747.1449 | 245.331 | 245.331 | 238.82 | 238.82 | 1292.55 | 324887.4651 | 85975.2176 | 38999.314 | 931759.4521 | 168953.2437
4040 | 1067.6514 | 761.386 | 761.386 | 741.1792 | 741.1792 | 594.5 | 462610.6576 | 266824.523 | 121034.5684 | 598423.5249 | 1041727.4087
4041 | 1143.193 | 1143.193 | 1143.193 | 1112.8533 | 1112.8533 | 1110.65 | 1299992.9746 | 400627.1812 | 181728.9408 | 55612.7104 | 989716.0655
4042 | 1219.8369 | 1531.701 | 1219.837 | 1491.0505 | 1219.8369 | 670.75 | 859662.781 | 439141.3006 | 199199.3733 | 0 | 1621468.2605
4043 | 1490.4715 | 2126.168 | 1490.471 | 2069.7407 | 1490.4715 | 427.1 | 671663.6849 | 536569.7515 | 243394.0012 | 0 | 2344362.6727
4044 | 1150.4507 | 2555.04 | 1150.451 | 2487.2306 | 1150.4507 | 420.5 | 509562.6953 | 414162.2686 | 187868.6068 | 0 | 1817136.9533
4045 | 1240.471 | 2820.101 | 1240.472 | 2745.2571 | 1240.471 | 672 | 874194.7839 | 446569.5744 | 202568.9208 | 0 | 1647345.5411
4046 | 1223.9724 | 2819.193 | 1223.972 | 2744.3732 | 1223.9724 | 1035.55 | 1335710.4998 | 440630.0665 | 199874.6941 | 0 | 1180460.1879
4047 | 1179.3466 | 1942.183 | 1179.347 | 1890.6385 | 1179.3466 | 1174.5 | 1455634.5247 | 424564.7648 | 192587.2947 | 0 | 973550.5927
4048 | 1321.3359 | 1829.697 | 1321.336 | 1781.1378 | 1321.3359 | 1167.95 | 1623541.0647 | 475680.9413 | 215774.1603 | 0 | 1099417.5755
4049 | 1489.5089 | 294.02 | 294.02 | 286.2169 | 286.2169 | 1783.85 | 535116.7908 | 103038.073 | 46739.2148 | 2205634.3286 | 61865.7763
4050 | 1368.6657 | 51.134 | 51.134 | 49.7769 | 49.7769 | 1720.9 | 90245.1739 | 17919.6953 | 8128.5729 | 2417523.1878 | 13892.7416
4051 | 1199.6331 | 0 | 0 | 0 | 0 | 1628.2 | 0 | 0 | 0 | 4076353.3757 | 0
4052 | 1119.4615 | 0 | 0 | 0 | 0 | 1738.7 | 0 | 0 | 0 | 3803930.0071 | 0
4053 | 1075.3302 | 0 | 0 | 0 | 0 | 1813.9 | 0 | 0 | 0 | 3653972.1861 | 0
4054 | 1176.832 | 305.874 | 305.874 | 297.7563 | 297.7563 | 1843.6 | 578097.2404 | 107192.2575 | 48623.599 | 2987099.3618 | 46569.0808
4055 | 1138.585 | 592 | 592 | 576.2886 | 576.2886 | 1802.15 | 1094814.8199 | 207463.9114 | 94107.9354 | 1910682.9201 | 114018.708
4056 | 1338.6464 | 0 | 0 | 0 | 0 | 1660.95 | 0 | 0 | 0 | 2453738.8732 | 0
4057 | 1243.0288 | 0 | 0 | 0 | 0 | 1694.3 | 0 | 0 | 0 | 1479204.2851 | 0
4058 | 1127.5522 | 0 | 0 | 0 | 0 | 1589.2 | 0 | 0 | 0 | 1341787.0823 | 0
4059 | 1088.5696 | 0 | 0 | 0 | 0 | 1577.75 | 0 | 0 | 0 | 1295397.8347 | 0
4060 | 1187.8648 | 0 | 0 | 0 | 0 | 1452.9 | 0 | 0 | 0 | 1413559.1239 | 0
4061 | 1379.1 | 0 | 0 | 0 | 0 | 1312.5 | 0 | 0 | 0 | 1641129.0143 | 0
4062 | 1313.6387 | 0 | 0 | 0 | 0 | 1121.25 | 0 | 0 | 0 | 1563230.0899 | 0
4063 | 1192.7735 | 372.587 | 372.587 | 362.6987 | 362.6987 | 1143.45 | 436104.8385 | 130571.5479 | 59228.7049 | 1521527.0037 | 310669.6093
4064 | 1204.4444 | 1204.444 | 1204.444 | 1172.4787 | 1172.4787 | 933.9 | 1150370.4131 | 422092.3366 | 191465.7738 | 58593.0147 | 1249979.5558
4065 | 914.0068 | 914.006 | 914.006 | 889.7488 | 889.7488 | 755.4 | 705625.4308 | 320309.5605 | 145295.9756 | 44464.9664 | 1107381.3304
4066 | 1054.7081 | 2567.269 | 1054.708 | 2499.1351 | 1054.7081 | 776.9 | 860094.7481 | 379694.9185 | 172233.8339 | 0 | 1290013.4857
4067 | 1164.4744 | 2865.955 | 1164.475 | 2789.8941 | 1164.4744 | 926.1 | 1133749.4645 | 419210.7678 | 190158.6622 | 0 | 1250529.0098
4068 | 1401.6253 | 3124.844 | 1401.625 | 3041.9123 | 1401.6253 | 670.1 | 986042.767 | 504585.1123 | 228885.4134 | 0 | 1864021.5024
4069 | 1428.7283 | 3079.345 | 1428.728 | 2997.6209 | 1428.7283 | 672.05 | 1006426.5454 | 514342.1898 | 233311.3322 | 0 | 1897279.7526
4070 | 1276.9675 | 2895.613 | 1276.967 | 2818.765 | 1276.9675 | 1162.45 | 1560785.2355 | 459708.3155 | 208528.7998 | 0 | 1069524.1656
4071 | 1519.5135 | 2545.635 | 1519.514 | 2478.0752 | 1519.5135 | 464 | 741591.8643 | 547024.874 | 248136.5609 | 0 | 2333972.7959
4072 | 1443.7099 | 2175.026 | 1443.71 | 2117.302 | 1443.7099 | 1167.95 | 1775917.1088 | 519735.5741 | 235757.8312 | 0 | 1201238.8456
4073 | 1342.0133 | 1058.9 | 1058.9 | 1030.7974 | 1030.7974 | 1702.95 | 1842489.2445 | 371087.0537 | 168329.2107 | 570458.7149 | 306198.3591
4074 | 1332.7466 | 252.015 | 252.015 | 245.3267 | 245.3267 | 1516.9 | 390517.6754 | 88317.5973 | 40061.8435 | 1993240.7917 | 118517.3091
4075 | 1262.1523 | 0 | 0 | 0 | 0 | 1307.5 | 0 | 0 | 0 | 4288793.6207 | 0
4076 | 1451.9165 | 0 | 0 | 0 | 0 | 1646.6 | 0 | 0 | 0 | 4933612.2432 | 0
4077 | 1443.0903 | 0 | 0 | 0 | 0 | 1737.8 | 0 | 0 | 0 | 4903620.6797 | 0
4078 | 1423.9667 | 305.874 | 305.874 | 297.7563 | 297.7563 | 1861.15 | 582541.2223 | 107192.2575 | 48623.599 | 3826863.1472 | 41343.4582
4079 | 1318.0519 | 592 | 592 | 576.2886 | 576.2886 | 1842.45 | 1120908.6686 | 207463.9114 | 94107.9354 | 2520511.3817 | 90794.2757
4080 | 1204.7818 | 0 | 0 | 0 | 0 | 1804.1 | 0 | 0 | 0 | 2208364.9862 | 0
4081 | 1000.3072 | 0 | 0 | 0 | 0 | 1628.55 | 0 | 0 | 0 | 1190365.5787 | 0
4082 | 1279.8048 | 0 | 0 | 0 | 0 | 1598.95 | 0 | 0 | 0 | 1522967.7251 | 0
4083 | 1320.9939 | 0 | 0 | 0 | 0 | 1574.35 | 0 | 0 | 0 | 1571982.7791 | 0
4084 | 1414.405 | 0 | 0 | 0 | 0 | 1403.4 | 0 | 0 | 0 | 1683141.9167 | 0
4085 | 1349.6792 | 0 | 0 | 0 | 0 | 1124.3 | 0 | 0 | 0 | 1606118.2623 | 0
4086 | 1217.2856 | 0 | 0 | 0 | 0 | 1021.35 | 0 | 0 | 0 | 1448569.8771 | 0
4087 | 842.1704 | 291.817 | 291.817 | 284.0723 | 284.0723 | 1018.45 | 303890.9929 | 102266.0409 | 46389.0125 | 1022993.7649 | 278831.2013
4088 | 1414.8031 | 889.994 | 889.994 | 866.374 | 866.374 | 594.4 | 539650.1812 | 311894.656 | 141478.8815 | 1005270.4094 | 1217775.3568
4089 | 1229.2948 | 1763.597 | 1229.295 | 1716.7921 | 1229.2948 | 1204.7 | 1550096.5035 | 442546.133 | 200743.8431 | 0 | 977658.1656
4090 | 1233.0561 | 2675.096 | 1233.056 | 2604.1004 | 1233.0561 | 1132.15 | 1462162.7822 | 443900.1884 | 201358.0577 | 0 | 1070107.7182
4091 | 1290.0993 | 2715.899 | 1290.099 | 2643.8205 | 1290.0993 | 926.1 | 1255108.9511 | 464435.7599 | 210673.2211 | 0 | 1385437.6737
4092 | 1374.5232 | 1395.066 | 1374.523 | 1358.0417 | 1358.0417 | 1131.4 | 1615737.4213 | 488895.0152 | 221768.2111 | 30210.6447 | 1179595.0283
4093 | 1301.6783 | 2974.045 | 1301.679 | 2895.1155 | 1301.6783 | 1401.5 | 1913759.5356 | 468604.1725 | 212564.0594 | 0 | 779054.4368
4094 | 1473.8341 | 586.101 | 586.101 | 570.5462 | 570.5462 | 1634.65 | 979628.6787 | 205396.6316 | 93170.1943 | 1655726.6658 | 208449.0538
4095 | 1200.2556 | 1191.509 | 1191.509 | 1159.887 | 1159.887 | 1707.7 | 2085111.3066 | 417559.3203 | 189409.5472 | 73995.5765 | 339034.9703
4096 | 1652.6215 | 158.616 | 158.616 | 154.4064 | 154.4064 | 1878.15 | 305796.3325 | 55586.3104 | 25214.568 | 2746228.2713 | 18814.422
4097 | 1554.1529 | 123.412 | 123.412 | 120.1367 | 120.1367 | 1865.75 | 235992.6425 | 43249.2166 | 19618.3252 | 2628551.5868 | 16128.3537
4098 | 1601.1342 | 31.107 | 31.107 | 30.2814 | 30.2814 | 1747.95 | 55946.6085 | 10901.3174 | 4944.9587 | 2879373.1051 | 7632.4362
4099 | 1579.897 | 0 | 0 | 0 | 0 | 1641.85 | 0 | 0 | 0 | 5368489.9177 | 0
4100 | 1123.8746 | 0 | 0 | 0 | 0 | 1804.65 | 0 | 0 | 0 | 3818925.7889 | 0
4101 | 1184.1872 | 0 | 0 | 0 | 0 | 1837.7 | 0 | 0 | 0 | 4023868.1396 | 0
4102 | 1214.3435 | 305.874 | 305.874 | 297.7563 | 297.7563 | 1861.15 | 583795.1493 | 107192.2575 | 48623.599 | 3114563.5102 | 41343.4582
4103 | 1265.0944 | 592 | 592 | 576.2886 | 576.2886 | 1819.75 | 1108423.5431 | 207463.9114 | 94107.9354 | 2340562.0006 | 103876.0279
4104 | 1221.6987 | 0 | 0 | 0 | 0 | 1720.85 | 0 | 0 | 0 | 2239373.7739 | 0
4105 | 1285.689 | 0 | 0 | 0 | 0 | 1603.65 | 0 | 0 | 0 | 1529969.8755 | 0
4106 | 1382.7776 | 0 | 0 | 0 | 0 | 1268 | 0 | 0 | 0 | 1645505.3583 | 0
4107 | 1180.5096 | 0 | 0 | 0 | 0 | 1038.05 | 0 | 0 | 0 | 1404806.4359 | 0
4108 | 1251.1195 | 0 | 0 | 0 | 0 | 1030.3 | 0 | 0 | 0 | 1488832.2419 | 0
4109 | 1314.3743 | 0 | 0 | 0 | 0 | 858.45 | 0 | 0 | 0 | 1564105.3587 | 0
4110 | 1123.8746 | 0 | 0 | 0 | 0 | 1071.3 | 0 | 0 | 0 | 1337410.7383 | 0
4111 | 1094.6009 | 382.392 | 382.392 | 372.2435 | 372.2435 | 1227.95 | 480274.2416 | 134007.6689 | 60787.3676 | 1324081.0211 | 287390.6133
4112 | 1132.8406 | 978.462 | 978.462 | 952.4942 | 952.4942 | 1055.8 | 1057061.6773 | 342897.8947 | 155542.295 | 330574.9641 | 899344.9783
4113 | 1145.5301 | 1145.53 | 1145.53 | 1115.1283 | 1115.1283 | 1603.35 | 1878685.2626 | 401446.173 | 182100.4446 | 55726.6088 | 442315.6237
4114 | 1243.3736 | 1756.26 | 1243.374 | 1709.6498 | 1243.3736 | 1710.45 | 2234097.9848 | 447614.491 | 203042.9066 | 0 | 360018.8218
4115 | 952.8174 | 2422.479 | 952.817 | 2358.1877 | 952.8174 | 1684.05 | 1689005.2505 | 343014.2784 | 155595.088 | 0 | 301042.6702
4116 | 1336.7828 | 2447.672 | 1336.783 | 2382.7121 | 1336.7828 | 1769.6 | 2485730.6147 | 481241.8037 | 218296.6293 | 0 | 307994.7544
4117 | 1269.4781 | 2736.186 | 1269.478 | 2663.5691 | 1269.4781 | 1677.45 | 2231433.122 | 457012.1196 | 207305.7754 | 0 | 409470.1644
4118 | 1515.3156 | 2707.395 | 1515.315 | 2635.5422 | 1515.3156 | 1723.65 | 2750607.4673 | 545513.6012 | 247451.0308 | 0 | 418757.4547
4119 | 1178.0217 | 2319.216 | 1178.022 | 2257.6653 | 1178.0217 | 1744.1 | 2166633.5772 | 424087.817 | 192370.9459 | 0 | 301455.7566
4120 | 1291.1281 | 795.412 | 795.412 | 774.3022 | 774.3022 | 1866.05 | 1529783.0634 | 278748.7917 | 126443.5491 | 947341.9533 | 103717.7796
4121 | 1202.7821 | 906.134 | 906.134 | 882.0857 | 882.0857 | 1860.8 | 1728649.9835 | 317550.8511 | 144044.5944 | 587836.4597 | 122786.3291
4122 | 1153.1952 | 117.732 | 117.732 | 114.6075 | 114.6075 | 1730.65 | 209541.1901 | 41258.6845 | 18715.3977 | 1903731.2506 | 30869.5185
4123 | 1228.3184 | 0 | 0 | 0 | 0 | 1647.7 | 0 | 0 | 0 | 4173825.9606 | 0
4124 | 785.5354 | 0 | 0 | 0 | 0 | 1650.45 | 0 | 0 | 0 | 2669249.1767 | 0
4125 | 1207.7239 | 0 | 0 | 0 | 0 | 1657.9 | 0 | 0 | 0 | 4103845.6457 | 0
4126 | 1132.7008 | 305.874 | 305.874 | 297.7563 | 297.7563 | 1825.65 | 571080.2529 | 107192.2575 | 48623.599 | 2837141.5442 | 51913.8058
4127 | 1078.2723 | 592 | 592 | 576.2886 | 576.2886 | 1813.7 | 1103363.3023 | 207463.9114 | 94107.9354 | 1705740.5659 | 107362.5741
4128 | 1233.4671 | 0 | 0 | 0 | 0 | 1649.7 | 0 | 0 | 0 | 2260945.1045 | 0
4129 | 1003.9848 | 0 | 0 | 0 | 0 | 1229.55 | 0 | 0 | 0 | 1840304.1549 | 0
4130 | 1147.4112 | 0 | 0 | 0 | 0 | 1243 | 0 | 0 | 0 | 2103204.7479 | 0
4131 | 1050.3226 | 0 | 0 | 0 | 0 | 1038.05 | 0 | 0 | 0 | 1925241.269 | 0
4132 | 1001.0427 | 0 | 0 | 0 | 0 | 1030.3 | 0 | 0 | 0 | 1834911.3223 | 0
4133 | 899.541 | 0 | 0 | 0 | 0 | 1074.35 | 0 | 0 | 0 | 1648858.594 | 0
4134 | 956.9115 | 0 | 0 | 0 | 0 | 1021.35 | 0 | 0 | 0 | 1754018.8314 | 0
4135 | 789.213 | 175.888 | 175.888 | 171.22 | 171.22 | 1024.4 | 185217.5962 | 61639.2102 | 27960.2306 | 1132781.0563 | 167042.2597
4136 | 1053.7961 | 556.618 | 556.618 | 541.8457 | 541.8457 | 949.85 | 542319.2937 | 195064.4382 | 88483.3966 | 938405.0837 | 569019.2217
4137 | 1095.8283 | 1095.828 | 1095.828 | 1066.7453 | 1066.7453 | 1703.75 | 1910324.0787 | 384028.316 | 174199.5111 | 53309.0487 | 316023.3017
4138 | 1072.8488 | 1330.527 | 1072.849 | 1295.2155 | 1072.8488 | 1842.35 | 2081097.6947 | 386225.564 | 175196.2072 | 0 | 169134.6116
4139 | 1035.489 | 1880.044 | 1035.489 | 1830.1487 | 1035.489 | 1836.1 | 2002115.6845 | 372776.0288 | 169095.3486 | 0 | 169716.642
4140 | 1331.4199 | 518.219 | 518.219 | 504.4658 | 504.4658 | 1693.6 | 897902.5764 | 181607.6701 | 82379.257 | 1515807.0078 | 154568.3059
4141 | 846.3463 | 804.434 | 804.434 | 783.0848 | 783.0848 | 1471.45 | 1211328.0155 | 281910.5137 | 127877.7413 | 115958.4432 | 413899.45
4142 | 916.9976 | 916.998 | 916.998 | 892.6614 | 892.6614 | 1684.4 | 1583616.4709 | 321358.0943 | 145771.6022 | 44608.3331 | 281723.9293
4143 | 791.3395 | 236.579 | 236.579 | 230.3003 | 230.3003 | 1562.6 | 378867.2051 | 82908.116 | 37608.0426 | 1028384.8844 | 100733.361
4144 | 216.0103 | 216.01 | 216.01 | 210.2772 | 210.2772 | 1262 | 279941.6701 | 75699.7964 | 34338.2688 | 10508.7014 | 155184.5827
4145 | 168.3081 | 168.309 | 168.309 | 163.8422 | 163.8422 | 1691.7 | 291483.8834 | 58983.1815 | 26755.4265 | 8186.0915 | 50512.5413
4146 | 126.4653 | 126.465 | 126.465 | 123.1087 | 123.1087 | 1272.75 | 165335.7546 | 44319.1276 | 20103.6487 | 6152.6882 | 89530.7932
4147 | 136.0712 | 136.071 | 136.071 | 132.4597 | 132.4597 | 1091.9 | 152583.5009 | 47685.5099 | 21630.6771 | 6619.7903 | 120286.6988
4148 | 92.6755 | 92.676 | 92.676 | 90.2164 | 90.2164 | 1100.5 | 104790.7331 | 32477.9146 | 14732.3429 | 4507.5144 | 81149.6783
4149 | 88.2624 | 88.262 | 88.262 | 85.9196 | 85.9196 | 1372.95 | 124129.18 | 30931.0469 | 14030.6665 | 4294.4003 | 53875.8693
4150 | 94.1466 | 94.147 | 94.147 | 91.6484 | 91.6484 | 1512.65 | 145894.4858 | 32993.4204 | 14966.1821 | 4579.1472 | 44664.8428
4151 | 83.8493 | 83.849 | 83.849 | 81.6237 | 81.6237 | 1457.65 | 125479.3478 | 29384.5296 | 13329.1491 | 4079.5018 | 44268.61
4152 | 91.94 | 91.94 | 91.94 | 89.5 | 89.5 | 1143.85 | 107751.9564 | 32219.9865 | 14615.3439 | 4472.5902 | 76625.3929
4153 | 82.3782 | 0 | 0 | 0 | 0 | 771.65 | 0 | 0 | 0 | 98030.1065 | 0
4154 | 88.2624 | 0 | 0 | 0 | 0 | 1067.85 | 0 | 0 | 0 | 105032.2569 | 0
4155 | 82.3782 | 0 | 0 | 0 | 0 | 696.95 | 0 | 0 | 0 | 98030.1065 | 0
4156 | 82.3782 | 0 | 0 | 0 | 0 | 327.35 | 0 | 0 | 0 | 98030.1065 | 0
4157 | 83.8493 | 0 | 0 | 0 | 0 | 320.65 | 0 | 0 | 0 | 99780.6441 | 0
4158 | 84.5848 | 0 | 0 | 0 | 0 | 315.7 | 0 | 0 | 0 | 100655.9129 | 0
4159 | 66.9323 | 66.932 | 66.932 | 65.1557 | 65.1557 | 314.55 | 21541.758 | 23456.038 | 10639.9195 | 3256.6166 | 109816.6092
4160 | 82.3874 | 82.387 | 82.387 | 80.2005 | 80.2005 | 339.6 | 28623.9658 | 28872.1778 | 13096.7407 | 4008.6625 | 133164.9001
4161 | 584.9195 | 914.436 | 584.92 | 890.1674 | 584.9195 | 1103.1 | 679251.3543 | 210571.0297 | 95517.3587 | 0 | 524614.3237
4162 | 1157.201 | 1521.538 | 1157.201 | 1481.1572 | 1157.201 | 1110.55 | 1356015.1483 | 416592.3532 | 188970.9202 | 0 | 1029272.4126
4163 | 1150.5013 | 2240.119 | 1150.501 | 2180.6675 | 1150.5013 | 1097.5 | 1334647.3515 | 414180.4727 | 187876.8644 | 0 | 1038327.435
4164 | 990.4614 | 2724.532 | 990.461 | 2652.2244 | 990.4614 | 407.55 | 426530.3584 | 356566.0874 | 161742.3391 | 0 | 1577260.1832
4165 | 1247.0319 | 3180.002 | 1247.032 | 3095.6065 | 1247.0319 | 661.8 | 868851.2731 | 448931.4761 | 203640.3057 | 0 | 1668778.0591
4166 | 1015.0755 | 3441.287 | 1015.076 | 3349.9571 | 1015.0755 | 1139.25 | 1224926.8863 | 365427.1912 | 165761.8342 | 0 | 873726.2633
4167 | 1035.2371 | 2363.481 | 1035.237 | 2300.7555 | 1035.2371 | 980.75 | 1076282.3232 | 372685.3394 | 169054.2109 | 0 | 1055165.3673
4168 | 965.4739 | 1745.692 | 965.474 | 1699.3623 | 965.4739 | 631.9 | 647717.6099 | 347570.6042 | 157661.888 | 0 | 1320864.8434
4169 | 874.7245 | 775.576 | 775.576 | 754.9926 | 754.9926 | 1183.85 | 944428.6364 | 271797.3489 | 123290.2974 | 219468.5489 | 616187.2397
4170 | 1044.9992 | 171.211 | 171.211 | 166.6672 | 166.6672 | 730.15 | 128788.3962 | 60000.1752 | 27216.7461 | 1609982.7202 | 211642.2847
4171 | 962.7957 | 0 | 0 | 0 | 0 | 360.6 | 0 | 0 | 0 | 3271579.7492 | 0
4172 | 1037.8187 | 0 | 0 | 0 | 0 | 369.95 | 0 | 0 | 0 | 3526508.0411 | 0
4173 | 715.661 | 0 | 0 | 0 | 0 | 738.55 | 0 | 0 | 0 | 2431815.9631 | 0
4174 | 1001.7782 | 305.874 | 305.874 | 297.7563 | 297.7563 | 753.95 | 236621.9495 | 107192.2575 | 48623.599 | 2392266.682 | 371019.2012
4175 | 876.0043 | 592 | 592 | 576.2886 | 576.2886 | 393.5 | 239648.1694 | 207463.9114 | 94107.9354 | 1018433.8972 | 925807.7046
4176 | 918.6645 | 0 | 0 | 0 | 0 | 378.5 | 0 | 0 | 0 | 1683912.0065 | 0
4177 | 882.624 | 0 | 0 | 0 | 0 | 726.55 | 0 | 0 | 0 | 1050322.5692 | 0
4178 | 1200.3686 | 0 | 0 | 0 | 0 | 1097.6 | 0 | 0 | 0 | 1428438.6935 | 0
4179 | 1074.5947 | 0 | 0 | 0 | 0 | 1086.25 | 0 | 0 | 0 | 1278767.7275 | 0
4180 | 1248.913 | 0 | 0 | 0 | 0 | 1059 | 0 | 0 | 0 | 1486206.4355 | 0
4181 | 1179.0386 | 0 | 0 | 0 | 0 | 313.6 | 0 | 0 | 0 | 1403055.8983 | 0
4182 | 1068.7106 | 0 | 0 | 0 | 0 | 303.05 | 0 | 0 | 0 | 1271765.5771 | 0
4183 | 955.4405 | 307.59 | 307.59 | 299.4267 | 299.4267 | 292.7 | 91931.032 | 107793.6225 | 48896.3849 | 1202473.2206 | 511211.2546
4184 | 993.9174 | 944.887 | 944.887 | 919.8102 | 919.8102 | 299.9 | 289196.5694 | 331131.6771 | 150205.008 | 135838.4327 | 1563769.345
4185 | 746.5353 | 746.535 | 746.535 | 726.7224 | 726.7224 | 318.8 | 242468.782 | 261620.0525 | 118673.7627 | 36317.1737 | 1221765.6452
4186 | 1054.2475 | 688.169 | 688.169 | 669.9054 | 669.9054 | 332.85 | 233404.519 | 241165.9332 | 109395.5469 | 704499.1025 | 1116832.7374
4187 | 1269.1333 | 1269.133 | 1269.133 | 1235.4509 | 1235.4509 | 345.9 | 450379.1815 | 444762.3247 | 201749.1323 | 61739.8996 | 2043559.3371
4188 | 1079.2074 | 1467.141 | 1079.208 | 1428.2039 | 1079.2074 | 348.15 | 397989.9265 | 388514.6492 | 176234.5617 | 0 | 1782688.676
4189 | 1049.5751 | 1206.989 | 1049.575 | 1174.9562 | 1049.5751 | 355.15 | 395087.5742 | 377847.0349 | 171395.6133 | 0 | 1726393.5983
4190 | 1119.0192 | 859.017 | 859.017 | 836.2192 | 836.2192 | 371.1 | 327913.893 | 301038.8966 | 136554.5884 | 518372.5116 | 1362117.385
4191 | 1490.9597 | 1259.645 | 1259.645 | 1226.2147 | 1226.2147 | 375.7 | 485885.1767 | 441437.295 | 200240.8619 | 485277.6301 | 1991740.5509
4192 | 567.8021 | 567.803 | 567.803 | 552.7338 | 552.7338 | 366.25 | 212621.0777 | 198984.1745 | 90261.4325 | 27620.23 | 903028.875
4193 | 1329.9719 | 1029.478 | 1029.478 | 1002.1562 | 1002.1562 | 348.95 | 367590.0463 | 360776.2374 | 163652.1099 | 600886.1009 | 1654610.019
4194 | 1208.3058 | 250.223 | 250.223 | 243.5822 | 243.5822 | 334.35 | 85858.0734 | 87689.5985 | 39776.9762 | 1768338.3826 | 405722.7214
4195 | 1031.9346 | 0 | 0 | 0 | 0 | 673.95 | 0 | 0 | 0 | 3506513.6655 | 0
4196 | 898.0699 | 0 | 0 | 0 | 0 | 1085.7 | 0 | 0 | 0 | 3051641.6147 | 0
4197 | 1109.1642 | 0 | 0 | 0 | 0 | 1093.9 | 0 | 0 | 0 | 3768939.8497 | 0
4198 | 1198.8976 | 305.874 | 305.874 | 297.7563 | 297.7563 | 1109.35 | 348311.1869 | 107192.2575 | 48623.599 | 3062078.2706 | 265196.6226
4199 | 1042.9674 | 592 | 592 | 576.2886 | 576.2886 | 912.55 | 555139.8949 | 207463.9114 | 94107.9354 | 1585774.3119 | 626685.0845
4200 | 873.0622 | 0 | 0 | 0 | 0 | 358.85 | 0 | 0 | 0 | 1600323.0999 | 0
4201 | 1123.8746 | 0 | 0 | 0 | 0 | 356.45 | 0 | 0 | 0 | 1337410.7383 | 0
4202 | 782.5933 | 0 | 0 | 0 | 0 | 338.1 | 0 | 0 | 0 | 931286.0113 | 0
4203 | 1155.5019 | 0 | 0 | 0 | 0 | 327.15 | 0 | 0 | 0 | 1375047.2967 | 0
4204 | 1004.7203 | 0 | 0 | 0 | 0 | 319.4 | 0 | 0 | 0 | 1195617.1915 | 0
4205 | 945.8787 | 0 | 0 | 0 | 0 | 313.5 | 0 | 0 | 0 | 1125595.6867 | 0
4206 | 1001.0427 | 0 | 0 | 0 | 0 | 310.45 | 0 | 0 | 0 | 1191240.8475 | 0
4207 | 1244.4999 | 356.6 | 356.6 | 347.136 | 347.136 | 313.5 | 114720.2895 | 124968.9709 | 56687.3138 | 1644867.8832 | 585444.9153
4208 | 641.0608 | 641.061 | 641.061 | 624.0476 | 624.0476 | 344.9 | 227211.4926 | 224657.1326 | 101906.9715 | 31185.3039 | 1032861.1671
4209 | 822.6911 | 1669.465 | 822.691 | 1625.1583 | 822.6911 | 1314.2 | 1140697.5717 | 296168.7886 | 134345.4533 | 0 | 564201.5423
4210 | 1162.7946 | 2920.05 | 1162.794 | 2842.5535 | 1162.7946 | 1226.2 | 1503961.9063 | 418606.06 | 189884.36 | 0 | 899770.47
4211 | 1141.8157 | 2687.463 | 1141.815 | 2616.1392 | 1141.8157 | 956.1 | 1153995.4802 | 411053.6671 | 186458.5107 | 0 | 1191941.4531
4212 | 1203.114 | 2777.216 | 1203.114 | 2703.5102 | 1203.114 | 420.5 | 532868.1331 | 433121.0324 | 196468.5128 | 0 | 1900318.5298
4213 | 999.0366 | 2713.752 | 999.037 | 2641.7305 | 999.0366 | 422.45 | 442714.4337 | 359653.1752 | 163142.6764 | 0 | 1576030.185
4214 | 1206.6721 | 2545.748 | 1206.672 | 2478.1852 | 1206.6721 | 451.55 | 575262.2081 | 434401.9405 | 197049.5469 | 0 | 1868471.3467
4215 | 1353.2033 | 2006.853 | 1353.203 | 1953.5922 | 1353.2033 | 463.6 | 663617.282 | 487153.1779 | 220978.0943 | 0 | 2079061.5071
4216 | 1525.3618 | 2052.296 | 1525.362 | 1997.8292 | 1525.3618 | 812.5 | 1311063.9627 | 549130.2635 | 249091.589 | 0 | 1811367.1886
4217 | 1270.7349 | 750.431 | 750.431 | 730.515 | 730.515 | 1239.7 | 954257.858 | 262985.3893 | 119293.0947 | 990223.186 | 555410.532
4218 | 1248.3052 | 235.994 | 235.994 | 229.7308 | 229.7308 | 1103.7 | 267288.5005 | 82703.1052 | 37515.0475 | 1867046.8736 | 205907.759
4219 | 1187.8648 | 0 | 0 | 0 | 0 | 1091.9 | 0 | 0 | 0 | 4036364.6244 | 0
4220 | 1119.4615 | 0 | 0 | 0 | 0 | 1200.4 | 0 | 0 | 0 | 3803930.0071 | 0
4221 | 1184.1872 | 0 | 0 | 0 | 0 | 1248.85 | 0 | 0 | 0 | 4023868.1396 | 0
4222 | 1246.7064 | 305.874 | 305.874 | 297.7563 | 297.7563 | 1284.5 | 402983.6306 | 107192.2575 | 48623.599 | 3224532.5764 | 213044.6117
4223 | 890.7147 | 592 | 592 | 576.2886 | 576.2886 | 754.1 | 460585.015 | 207463.9114 | 94107.9354 | 1068419.8371 | 717998.02
4224 | 1162.1216 | 0 | 0 | 0 | 0 | 738.45 | 0 | 0 | 0 | 2130168.9111 | 0
4225 | 1210.6659 | 0 | 0 | 0 | 0 | 1067.35 | 0 | 0 | 0 | 1440692.4579 | 0
4226 | 1075.3302 | 0 | 0 | 0 | 0 | 338.4 | 0 | 0 | 0 | 1279642.9963 | 0
4227 | 1067.2395 | 0 | 0 | 0 | 0 | 327.35 | 0 | 0 | 0 | 1270015.0395 | 0
4228 | 1099.6024 | 0 | 0 | 0 | 0 | 319.6 | 0 | 0 | 0 | 1308526.8679 | 0
4229 | 772.296 | 0 | 0 | 0 | 0 | 643.2 | 0 | 0 | 0 | 919032.248 | 0
4230 | 1059.8843 | 0 | 0 | 0 | 0 | 1021.35 | 0 | 0 | 0 | 1261262.3515 | 0
4231 | 649.4642 | 388.873 | 388.873 | 378.5525 | 378.5525 | 669.15 | 269195.1795 | 136278.9081 | 61817.6269 | 496581.0418 | 503796.6247
4232 | 882.1064 | 882.107 | 882.107 | 858.6964 | 858.6964 | 345 | 313782.3395 | 309130.69 | 140225.1158 | 42910.5747 | 1421142.4776
4233 | 827.5326 | 1701.457 | 827.532 | 1656.3013 | 827.5326 | 1179.7 | 1033284.5967 | 297911.7503 | 135136.0801 | 0 | 678825.0244
4234 | 1054.0186 | 2975.284 | 1054.018 | 2896.3216 | 1054.0186 | 1026.2 | 1144948.7689 | 379446.6805 | 172121.2304 | 0 | 1026403.2708
4235 | 1307.932 | 3445.57 | 1307.932 | 3354.1265 | 1307.932 | 427.1 | 592562.4613 | 470855.5258 | 213585.2982 | 0 | 2057246.268
4236 | 1422.7357 | 3656.532 | 1422.736 | 3559.4896 | 1422.7357 | 420.5 | 633576.6082 | 512184.8362 | 232332.7326 | 0 | 2247210.9687
4237 | 1374.2539 | 3615.541 | 1374.254 | 3519.5865 | 1374.2539 | 422.45 | 613845.2388 | 494731.3878 | 224415.6545 | 0 | 2167954.169
4238 | 1156.3257 | 3307.652 | 1156.325 | 3219.8687 | 1156.3257 | 451.55 | 556111.9391 | 416277.2563 | 188827.9888 | 0 | 1790512.5487
4239 | 1129.0885 | 2790.341 | 1129.089 | 2716.2869 | 1129.0885 | 798.1 | 960092.9088 | 406471.8553 | 184380.1499 | 0 | 1357051.4525
4240 | 1626.5602 | 2077.159 | 1626.561 | 2022.0323 | 1626.5602 | 1425.3 | 2465865.2187 | 585561.6727 | 265617.281 | 0 | 934784.1481
4241 | 1795.9293 | 1125.65 | 1125.65 | 1095.7759 | 1095.7759 | 1712.7 | 1985279.9026 | 394479.3106 | 178940.1984 | 1283381.2745 | 314816.4053
4242 | 1420.2091 | 170.01 | 170.01 | 165.498 | 165.498 | 1571.9 | 274911.7783 | 59579.2898 | 27025.8279 | 2299885.4788 | 70849.7055
4243 | 1461.4783 | 0 | 0 | 0 | 0 | 1658.95 | 0 | 0 | 0 | 4966103.1037 | 0
4244 | 1213.608 | 0 | 0 | 0 | 0 | 1646.55 | 0 | 0 | 0 | 4123840.0214 | 0
4245 | 1603.4336 | 0 | 0 | 0 | 0 | 1551.25 | 0 | 0 | 0 | 5448467.4204 | 0
4246 | 1394.5459 | 305.874 | 305.874 | 297.7563 | 297.7563 | 1555.15 | 490646.8428 | 107192.2575 | 48623.599 | 3726891.2688 | 132456.8771
4247 | 1470.3045 | 592 | 592 | 576.2886 | 576.2886 | 1446.65 | 885318.4679 | 207463.9114 | 94107.9354 | 3037865.8592 | 318889.3205
4248 | 1418.0826 | 0 | 0 | 0 | 0 | 1261.95 | 0 | 0 | 0 | 2599345.3545 | 0
4249 | 1318.7874 | 0 | 0 | 0 | 0 | 1236.7 | 0 | 0 | 0 | 1569356.9727 | 0
4250 | 1217.2856 | 0 | 0 | 0 | 0 | 1127.1 | 0 | 0 | 0 | 1448569.8771 | 0
4251 | 1218.7567 | 0 | 0 | 0 | 0 | 1038.65 | 0 | 0 | 0 | 1450320.4147 | 0
4252 | 1394.5459 | 0 | 0 | 0 | 0 | 1030.9 | 0 | 0 | 0 | 1659509.6591 | 0
4253 | 1187.1293 | 0 | 0 | 0 | 0 | 1024.4 | 0 | 0 | 0 | 1412683.8551 | 0
4254 | 1418.0826 | 0 | 0 | 0 | 0 | 1021.35 | 0 | 0 | 0 | 1687518.2607 | 0
4255 | 920.1355 | 403.254 | 403.254 | 392.5519 | 392.5519 | 1024.7 | 425740.6254 | 141318.6691 | 64103.7185 | 967060.8659 | 382855.8278
4256 | 761.6585 | 761.659 | 761.659 | 741.445 | 741.445 | 345.2 | 271377.6736 | 266920.1947 | 121077.9661 | 37051.4614 | 1226943.1618
4257 | 976.5554 | 1841.735 | 976.555 | 1792.8564 | 976.5554 | 1043.75 | 1079433.0488 | 351559.9544 | 159471.5015 | 0 | 933831.1289
4258 | 1245.0055 | 2983.518 | 1245.006 | 2904.3371 | 1245.0055 | 1132.45 | 1496475.546 | 448201.9876 | 203309.4016 | 0 | 1080104.5397
4259 | 1420.1043 | 3448.63 | 1420.105 | 3357.1052 | 1420.1043 | 926.1 | 1399959.3903 | 511237.5599 | 231903.0376 | 0 | 1525050.0432
4260 | 1490.1332 | 3690.005 | 1490.133 | 3592.0743 | 1490.1332 | 420.5 | 666033.1415 | 536447.9495 | 243338.7504 | 0 | 2353665.3783
4261 | 860.9694 | 3674.181 | 860.969 | 3576.6702 | 860.9694 | 422.45 | 385732.1678 | 309948.9765 | 140596.2996 | 0 | 1358222.2443
4262 | 1268.3941 | 3387.949 | 1268.394 | 3298.0347 | 1268.3941 | 451.55 | 611182.7903 | 456621.8897 | 207128.7627 | 0 | 1964044.903
4263 | 1179.3631 | 2875.563 | 1179.363 | 2799.2471 | 1179.3631 | 463.6 | 582137.1187 | 424570.7225 | 192589.9972 | 0 | 1811973.4945
4264 | 1177.8001 | 2129.922 | 1177.801 | 2073.395 | 1177.8001 | 812.5 | 1017049.3019 | 424008.0497 | 192334.7625 | 0 | 1398637.6639
4265 | 933.8677 | 1147.396 | 933.867 | 1116.9447 | 933.8677 | 1602.6 | 1585524.2414 | 336192.3671 | 152500.5932 | 0 | 371119.0186
4266 | 1077.5727 | 96.38 | 96.38 | 93.8221 | 93.8221 | 1540.4 | 153351.3703 | 33775.9658 | 15321.1534 | 1803214.7374 | 43120.6497
4267 | 1109.8997 | 0 | 0 | 0 | 0 | 1571.35 | 0 | 0 | 0 | 3771439.1466 | 0
4268 | 1127.5522 | 0 | 0 | 0 | 0 | 1678.8 | 0 | 0 | 0 | 3831422.2737 | 0
4269 | 1183.4517 | 0 | 0 | 0 | 0 | 1743 | 0 | 0 | 0 | 4021368.8426 | 0
4270 | 1332.0267 | 305.874 | 305.874 | 297.7563 | 297.7563 | 1753.65 | 554560.2783 | 107192.2575 | 48623.599 | 3514451.0272 | 73352.2573
4271 | 1148.1467 | 592 | 592 | 576.2886 | 576.2886 | 1556 | 953106.149 | 207463.9114 | 94107.9354 | 1943173.7805 | 255872.1574
4272 | 1170.2123 | 0 | 0 | 0 | 0 | 1431 | 0 | 0 | 0 | 2144999.2009 | 0
4273 | 1298.1928 | 0 | 0 | 0 | 0 | 711.9 | 0 | 0 | 0 | 1544849.4451 | 0
4274 | 1256.2682 | 0 | 0 | 0 | 0 | 338.2 | 0 | 0 | 0 | 1494959.1235 | 0
4275 | 1237.1447 | 0 | 0 | 0 | 0 | 327.25 | 0 | 0 | 0 | 1472202.1347 | 0
4276 | 1329.0847 | 0 | 0 | 0 | 0 | 319.4 | 0 | 0 | 0 | 1581610.7359 | 0
4277 | 1320.2584 | 0 | 0 | 0 | 0 | 313.5 | 0 | 0 | 0 | 1571107.5103 | 0
4278 | 1256.2682 | 0 | 0 | 0 | 0 | 310.55 | 0 | 0 | 0 | 1494959.1235 | 0
4279 | 957.647 | 357.862 | 357.862 | 348.3645 | 348.3645 | 313.5 | 115455.6167 | 125411.2335 | 56887.929 | 1116814.8423 | 587516.7927
4280 | 1212.8063 | 1212.807 | 1212.807 | 1180.6198 | 1180.6198 | 344.9 | 430762.8843 | 425023.1148 | 192795.2074 | 58997.9106 | 1954043.7704
4281 | 817.3512 | 1692.181 | 817.351 | 1647.2714 | 817.3512 | 739.25 | 640026.3063 | 294246.4335 | 133473.4516 | 0 | 1030475.5306
4282 | 1350.9121 | 2692.372 | 1350.912 | 2620.9179 | 1350.9121 | 670.75 | 963654.3704 | 486328.3657 | 220603.9503 | 0 | 1795699.9448
4283 | 1576.5504 | 3496.992 | 1576.551 | 3404.1837 | 1576.5504 | 427.1 | 717789.5371 | 567558.1289 | 257450.6735 | 0 | 2479756.0581
4284 | 1514.752 | 3722.278 | 1514.752 | 3623.4908 | 1514.752 | 420.5 | 678214.0296 | 545310.7081 | 247358.9962 | 0 | 2392550.7319
4285 | 1347.5913 | 3144.81 | 1347.591 | 3061.3485 | 1347.5913 | 422.45 | 604053.3603 | 485132.8514 | 220061.6518 | 0 | 2125892.5827
4286 | 1384.7626 | 3140.302 | 1384.763 | 3056.9601 | 1384.7626 | 451.55 | 667008.3283 | 498514.5349 | 226131.7321 | 0 | 2144235.6433
4287 | 1490.5497 | 2499.651 | 1490.549 | 2433.3116 | 1490.5497 | 463.6 | 733483.9162 | 536597.8852 | 243406.7629 | 0 | 2290080.5299
4288 | 1528.8197 | 1368.749 | 1368.749 | 1332.4231 | 1332.4231 | 812.9 | 1148044.3482 | 479672.3332 | 217584.7 | 359994.8913 | 1581719.5187
4289 | 1453.0225 | 174.936 | 174.936 | 170.2933 | 170.2933 | 1592.6 | 286901.8147 | 61305.5858 | 27808.8949 | 2351242.6916 | 69377.4879
4290 | 1062.5736 | 0 | 0 | 0 | 0 | 1381.9 | 0 | 0 | 0 | 1947697.3611 | 0
4291 | 1421.0247 | 0 | 0 | 0 | 0 | 1428.5 | 0 | 0 | 0 | 4828641.7675 | 0
4292 | 1195.22 | 0 | 0 | 0 | 0 | 1537.7 | 0 | 0 | 0 | 4061357.594 | 0
4293 | 1395.2815 | 0 | 0 | 0 | 0 | 1551.25 | 0 | 0 | 0 | 4741166.3739 | 0
4294 | 1417.3471 | 305.874 | 305.874 | 297.7563 | 297.7563 | 1372.8 | 432562.2077 | 107192.2575 | 48623.599 | 3804369.4746 | 186752.733
4295 | 1162.8571 | 592 | 592 | 576.2886 | 576.2886 | 1109.55 | 679280.8576 | 207463.9114 | 94107.9354 | 1993159.7197 | 513156.2219
4296 | 1393.0749 | 0 | 0 | 0 | 0 | 657.5 | 0 | 0 | 0 | 2553506.277 | 0
4297 | 1050.3226 | 0 | 0 | 0 | 0 | 712.2 | 0 | 0 | 0 | 1925241.269 | 0
4298 | 1021.6373 | 0 | 0 | 0 | 0 | 338.1 | 0 | 0 | 0 | 1872661.1507 | 0
4299 | 1457.0651 | 0 | 0 | 0 | 0 | 327.25 | 0 | 0 | 0 | 2670800.3888 | 0
4300 | 1272.4496 | 0 | 0 | 0 | 0 | 319.7 | 0 | 0 | 0 | 2332400.137 | 0
4301 | 1186.3938 | 0 | 0 | 0 | 0 | 313.5 | 0 | 0 | 0 | 2174659.7804 | 0
4302 | 1309.2256 | 0 | 0 | 0 | 0 | 310.45 | 0 | 0 | 0 | 2399810.545 | 0
4303 | 1074.5947 | 128.135 | 128.135 | 124.7344 | 124.7344 | 313.5 | 41374.2663 | 44904.3721 | 20369.1221 | 1741094.0436 | 210364.5099
4304 | 998.1356 | 998.136 | 998.136 | 971.646 | 971.646 | 344.9 | 353784.6778 | 349792.5653 | 158669.7942 | 48555.384 | 1608171.3189
4305 | 975.2784 | 1729.915 | 975.278 | 1684.004 | 975.2784 | 399.75 | 411655.042 | 351100.2176 | 159262.9598 | 0 | 1560689.2313
4306 | 1046.5245 | 2985.497 | 1046.525 | 2906.2635 | 1046.5245 | 670.85 | 744467.2581 | 376748.8301 | 170897.4554 | 0 | 1390988.0764
4307 | 950.4987 | 3507.214 | 950.499 | 3414.1345 | 950.4987 | 782.55 | 789572.3756 | 342179.5368 | 155216.4399 | 0 | 1157184.6585
4308 | 1002.5404 | 3737.167 | 1002.541 | 3637.9846 | 1002.5404 | 420.6 | 446802.6448 | 360914.5552 | 163714.8524 | 0 | 1583412.3567
4309 | 1043.7397 | 3727.598 | 1043.74 | 3628.6696 | 1043.7397 | 422.45 | 466301.5931 | 375746.2794 | 170442.6873 | 0 | 1646551.5085
4310 | 1077.3961 | 3468.179 | 1077.397 | 3376.1354 | 1077.3961 | 451.55 | 517434.9242 | 387862.6108 | 175938.7898 | 0 | 1668294.0545
4311 | 1015.4608 | 2953.07 | 1015.461 | 2874.6971 | 1015.4608 | 463.6 | 502157.465 | 365565.8736 | 165824.7421 | 0 | 1560153.9117
4312 | 206.3667 | 2209.272 | 206.367 | 2150.6391 | 206.3667 | 457.05 | 100345.7815 | 74292.0073 | 33699.68 | 0 | 318413.4797
4313 | 168.6547 | 1018.523 | 168.654 | 991.492 | 168.6547 | 1145.95 | 204271.1268 | 60715.7055 | 27541.3186 | 0 | 144039.5786
4314 | 147.1628 | 147.163 | 147.163 | 143.2574 | 143.2574 | 877.4 | 133191.0732 | 51572.6547 | 23393.9292 | 7158.7241 | 160820.7283
4315 | 189.7642 | 189.764 | 189.764 | 184.7278 | 184.7278 | 1092.2 | 213857.2963 | 66501.9961 | 30166.0443 | 9231.7117 | 167695.8668
4316 | 137.5422 | 137.542 | 137.542 | 133.8917 | 133.8917 | 1437.6 | 203498.1635 | 48201.0157 | 21864.5163 | 6691.4231 | 75300.6979
4317 | 106.6504 | 106.65 | 106.65 | 103.8196 | 103.8196 | 1562.5 | 171485.996 | 37375.0442 | 16953.7353 | 5188.9183 | 45421.0606
4318 | 100.7662 | 100.766 | 100.766 | 98.0917 | 98.0917 | 1742.1 | 180633.2809 | 35313.0211 | 16018.3787 | 4902.3871 | 25297.856
4319 | 91.2045 | 91.204 | 91.204 | 88.7835 | 88.7835 | 1589 | 149656.4077 | 31962.0584 | 14498.3448 | 4437.6659 | 36490.0167
4320 | 100.0307 | 100.031 | 100.031 | 97.3762 | 97.3762 | 1430.5 | 147618.6707 | 35055.4434 | 15901.5387 | 4865.6785 | 55455.764
4321 | 92.6755 | 0 | 0 | 0 | 0 | 1621.15 | 0 | 0 | 0 | 110283.8698 | 0
4322 | 100.7662 | 0 | 0 | 0 | 0 | 1499.65 | 0 | 0 | 0 | 119911.8267 | 0
4323 | 91.94 | 0 | 0 | 0 | 0 | 1489.6 | 0 | 0 | 0 | 109408.601 | 0
4324 | 95.6176 | 0 | 0 | 0 | 0 | 1590.1 | 0 | 0 | 0 | 113784.945 | 0
4325 | 86.0558 | 0 | 0 | 0 | 0 | 1729.65 | 0 | 0 | 0 | 102406.4505 | 0
4326 | 93.411 | 24.753 | 24.753 | 24.0961 | 24.0961 | 1719.2 | 43790.3771 | 8674.5848 | 3934.888 | 82484.8166 | 6766.1761
4327 | 86.0558 | 86.056 | 86.056 | 83.7721 | 83.7721 | 1505.65 | 133346.226 | 30157.9634 | 13679.9873 | 4186.0589 | 41412.7479
4328 | 91.951 | 749.587 | 91.951 | 729.6934 | 91.951 | 1192.25 | 116186.5205 | 33102.3721 | 15015.6038 | 0 | 74273.4474
4329 | 200.9569 | 2177.463 | 200.957 | 2119.6743 | 200.9569 | 1431.4 | 304268.4505 | 72344.4975 | 32816.2679 | 0 | 114264.1146
4330 | 878.5446 | 3033.006 | 878.544 | 2952.5117 | 878.5446 | 1367.35 | 1268391.8394 | 316276.0668 | 143466.3381 | 0 | 555811.2601
4331 | 1068.5028 | 3513.075 | 1068.503 | 3419.8399 | 1068.5028 | 1294.8 | 1466866.5654 | 384661.0026 | 174486.5048 | 0 | 753508.164
4332 | 1462.838 | 3741.201 | 1462.838 | 3641.9116 | 1462.838 | 1066.55 | 1652886.8574 | 526621.6962 | 238881.4527 | 0 | 1365486.1731
4333 | 1268.6028 | 3727.485 | 1268.603 | 3628.5596 | 1268.6028 | 412.3 | 552351.8685 | 456697.0228 | 207162.8439 | 0 | 2014160.7307
4334 | 1480.9778 | 3422.392 | 1480.978 | 3331.5636 | 1480.9778 | 799.75 | 1256277.687 | 533152.0109 | 241843.676 | 0 | 1777543.6141
4335 | 1662.323 | 2259.397 | 1662.323 | 2199.4338 | 1662.323 | 1304.4 | 2299237.511 | 598436.2883 | 271457.3497 | 0 | 1156311.8948
4336 | 1889.88 | 1797.616 | 1797.616 | 1749.9083 | 1749.9083 | 1295.05 | 2402435.9706 | 629966.9705 | 285760.0174 | 256568.2923 | 1233597.8218
4337 | 1479.2732 | 39.34 | 39.34 | 38.2959 | 38.2959 | 1588.7 | 64347.8685 | 13786.5376 | 6253.7267 | 2641311.3948 | 15751.1192
4338 | 1404.2291 | 100.319 | 100.319 | 97.6566 | 97.6566 | 1338.45 | 138579.9037 | 35156.3718 | 15947.3209 | 2394947.3276 | 64604.7161
4339 | 1635.7965 | 0 | 0 | 0 | 0 | 1512.5 | 0 | 0 | 0 | 5558436.4866 | 0
4340 | 1688.7539 | 0 | 0 | 0 | 0 | 1707.5 | 0 | 0 | 0 | 5738385.8711 | 0
4341 | 1451.9165 | 0 | 0 | 0 | 0 | 1789.25 | 0 | 0 | 0 | 4933612.2432 | 0
4342 | 1428.3799 | 305.874 | 305.874 | 297.7563 | 297.7563 | 1825.6 | 572639.236 | 107192.2575 | 48623.599 | 3841858.929 | 51928.6936
4343 | 1283.4824 | 592 | 592 | 576.2886 | 576.2886 | 1837.3 | 1116526.3442 | 207463.9114 | 94107.9354 | 2403044.4246 | 93762.1622
4344 | 1275.3917 | 0 | 0 | 0 | 0 | 1727.6 | 0 | 0 | 0 | 2337792.9696 | 0
4345 | 1141.0098 | 0 | 0 | 0 | 0 | 1540 | 0 | 0 | 0 | 1357801.6775 | 0
4346 | 1317.8249 | 0 | 0 | 0 | 0 | 1522.15 | 0 | 0 | 0 | 1568211.6227 | 0
4347 | 1357.1939 | 0 | 0 | 0 | 0 | 1409.95 | 0 | 0 | 0 | 1615060.7112 | 0
4348 | 1237.7056 | 0 | 0 | 0 | 0 | 1306.8 | 0 | 0 | 0 | 1472869.6152 | 0
4349 | 1136.175 | 0 | 0 | 0 | 0 | 1378.1 | 0 | 0 | 0 | 1352048.2797 | 0
4350 | 1195.5738 | 0 | 0 | 0 | 0 | 1563.9 | 0 | 0 | 0 | 1422732.8708 | 0
4351 | 1022.9029 | 328.181 | 328.181 | 319.4713 | 319.4713 | 1458.05 | 492977.6822 | 115009.6519 | 52169.656 | 1289390.1408 | 173137.4467
4352 | 1129.8233 | 962.982 | 962.982 | 937.425 | 937.425 | 499.4 | 494723.3901 | 337472.9938 | 153081.4997 | 352666.1578 | 1406699.929
4353 | 1224.9167 | 1224.917 | 1224.917 | 1192.4084 | 1192.4084 | 318.8 | 400553.9523 | 429267.0134 | 194720.2869 | 59587.7385 | 2004676.9526
4354 | 1366.0648 | 1722.984 | 1366.065 | 1677.2569 | 1366.0648 | 332.85 | 479799.3086 | 491783.3449 | 223078.3895 | 0 | 2277435.0097
4355 | 1337.9229 | 3545.472 | 1337.923 | 3451.3771 | 1337.9229 | 345.9 | 490232.0777 | 481652.2552 | 218482.8146 | 0 | 2213058.3202
4356 | 1315.4265 | 3793.452 | 1315.427 | 3692.7759 | 1315.4265 | 348.15 | 486274.7931 | 473553.5375 | 214809.1463 | 0 | 2172887.2525
4357 | 1307.2764 | 3036.19 | 1307.276 | 2955.6112 | 1307.2764 | 355.15 | 494243.3001 | 470619.5123 | 213478.2399 | 0 | 2150273.6244
4358 | 1149.254 | 2410.366 | 1149.254 | 2346.3962 | 1149.254 | 371.1 | 452599.6484 | 413731.4357 | 187673.1762 | 0 | 1872019.8211
4359 | 1075.5123 | 1127.166 | 1075.513 | 1097.2516 | 1075.5123 | 375.7 | 428650.2686 | 387184.4129 | 175631.1517 | 0 | 1746954.5607
4360 | 1067.8206 | 1309.59 | 1067.82 | 1274.8342 | 1067.8206 | 366.25 | 414223.7069 | 384415.4264 | 174375.1087 | 0 | 1744551.9526
4361 | 1122.6445 | 40.089 | 40.089 | 39.0251 | 39.0251 | 348.95 | 14422.8583 | 14049.0215 | 6372.7923 | 1986274.4852 | 64432.325
4362 | 1180.3883 | 168.089 | 168.089 | 163.628 | 163.628 | 334.45 | 57959.7532 | 58906.0834 | 26720.454 | 1863721.5977 | 272530.6313
4363 | 1047.7675 | 0 | 0 | 0 | 0 | 1412.95 | 0 | 0 | 0 | 3560313.914 | 0
4364 | 988.3687 | 0 | 0 | 0 | 0 | 1513.55 | 0 | 0 | 0 | 3358476.7386 | 0
4365 | 1236.3242 | 0 | 0 | 0 | 0 | 1523.1 | 0 | 0 | 0 | 4201029.6044 | 0
4366 | 1285.3627 | 305.874 | 305.874 | 297.7563 | 297.7563 | 1765.15 | 556276.5532 | 107192.2575 | 48623.599 | 3355886.813 | 69928.0602
4367 | 1237.0149 | 592 | 592 | 576.2886 | 576.2886 | 1778.1 | 1083920.6844 | 207463.9114 | 94107.9354 | 2245147.7406 | 127878.4498
4368 | 955.9065 | 0 | 0 | 0 | 0 | 1703 | 0 | 0 | 0 | 1752176.6618 | 0
4369 | 1144.4632 | 0 | 0 | 0 | 0 | 1728.9 | 0 | 0 | 0 | 1361911.2461 | 0
4370 | 1100.2595 | 0 | 0 | 0 | 0 | 1548.85 | 0 | 0 | 0 | 1309308.7598 | 0
4371 | 1259.8074 | 0 | 0 | 0 | 0 | 1458.85 | 0 | 0 | 0 | 1499170.8584 | 0
4372 | 1195.5738 | 0 | 0 | 0 | 0 | 1411.55 | 0 | 0 | 0 | 1422732.8708 | 0
4373 | 1084.3737 | 0 | 0 | 0 | 0 | 1406.85 | 0 | 0 | 0 | 1290404.7411 | 0
4374 | 1230.7987 | 0 | 0 | 0 | 0 | 1194.45 | 0 | 0 | 0 | 1464650.4768 | 0
4375 | 855.7574 | 213.729 | 213.729 | 208.0567 | 208.0567 | 1306.6 | 285502.9444 | 74900.4296 | 33975.6671 | 1187235.2191 | 144266.5497
4376 | 848.1616 | 843.582 | 843.582 | 821.1938 | 821.1938 | 1336.3 | 1151824.2831 | 295629.7657 | 134100.9465 | 49431.9217 | 545026.3208
4377 | 955.36 | 955.36 | 955.36 | 930.0053 | 930.0053 | 1531.65 | 1499977.9165 | 334801.8959 | 151869.86 | 46475.2673 | 435567.9665
4378 | 1003.5499 | 1003.55 | 1003.55 | 976.9163 | 976.9163 | 1590 | 1638288.6904 | 351689.8788 | 159530.4367 | 48819.3373 | 400535.6953
4379 | 826.6632 | 1715.68 | 826.663 | 1670.1468 | 826.6632 | 1593.35 | 1399647.8698 | 297598.7388 | 134994.0946 | 0 | 336162.5754
4380 | 1123.7505 | 2697.01 | 1123.75 | 2625.4328 | 1123.7505 | 1549.4 | 1855164.1667 | 404550.1746 | 183508.4542 | 0 | 506361.9685
4381 | 1103.3684 | 3196.215 | 1103.368 | 3111.3892 | 1103.3684 | 1203.8 | 1409973.0377 | 397212.6251 | 180180.0602 | 0 | 878501.9225
4382 | 1414.2487 | 2798.129 | 1414.249 | 2723.8682 | 1414.2487 | 1340.65 | 2007118.4895 | 509129.5259 | 230946.8099 | 0 | 932484.8691
4383 | 1156.956 | 2009.006 | 1156.956 | 1955.6881 | 1156.956 | 1674.15 | 2049880.6864 | 416504.1517 | 188930.911 | 0 | 376994.1051
4384 | 1089.7222 | 1795.497 | 1089.722 | 1747.8455 | 1089.7222 | 1866.75 | 2144500.3657 | 392299.9978 | 177951.6379 | 0 | 145205.4853
4385 | 1137.5314 | 171.56 | 171.56 | 167.0069 | 167.0069 | 1905.4 | 335429.8868 | 60122.4808 | 27272.2253 | 1778971.3441 | 15798.8519
4386 | 926.8434 | 0 | 0 | 0 | 0 | 1865.05 | 0 | 0 | 0 | 1698903.9713 | 0
4387 | 835.7275 | 0 | 0 | 0 | 0 | 1851.7 | 0 | 0 | 0 | 2839802.134 | 0
4388 | 1471.8474 | 0 | 0 | 0 | 0 | 1868.7 | 0 | 0 | 0 | 5001337.4788 | 0
4389 | 1105.0942 | 0 | 0 | 0 | 0 | 1871.3 | 0 | 0 | 0 | 3755110.2581 | 0
4390 | 823.2952 | 305.874 | 305.874 | 297.7563 | 297.7563 | 1887.2 | 589876.6246 | 107192.2575 | 48623.599 | 1785781.3355 | 33586.9073
4391 | 927.5885 | 592 | 592 | 576.2886 | 576.2886 | 1882 | 1140606.4195 | 207463.9114 | 94107.9354 | 1193716.8664 | 68002.0598
4392 | 973.8643 | 0 | 0 | 0 | 0 | 1862.45 | 0 | 0 | 0 | 1785093.2755 | 0
4393 | 1145.1539 | 0 | 0 | 0 | 0 | 1641.4 | 0 | 0 | 0 | 1362733.16 | 0
4394 | 1047.7675 | 0 | 0 | 0 | 0 | 1813.95 | 0 | 0 | 0 | 1246843.3072 | 0
4395 | 804.6468 | 0 | 0 | 0 | 0 | 1804.45 | 0 | 0 | 0 | 957529.633 | 0
4396 | 1138.2471 | 0 | 0 | 0 | 0 | 1797.55 | 0 | 0 | 0 | 1354514.0216 | 0
4397 | 993.2035 | 0 | 0 | 0 | 0 | 1792.85 | 0 | 0 | 0 | 1181912.1135 | 0
4398 | 968.3388 | 0 | 0 | 0 | 0 | 1791.35 | 0 | 0 | 0 | 1152323.215 | 0
4399 | 1081.611 | 337.609 | 337.609 | 328.649 | 328.649 | 1781.35 | 618702.2834 | 118313.6548 | 53668.3884 | 1380179.265 | 71859.1129
4400 | 1051.0551 | 1051.056 | 1051.056 | 1023.1615 | 1023.1615 | 1610.75 | 1738133.1098 | 368338.1568 | 167082.2806 | 51128.9583 | 398265.6321
4401 | 1124.1761 | 1124.176 | 1124.176 | 1094.341 | 1094.341 | 1678.25 | 1933262.2028 | 393962.7535 | 178705.8823 | 54687.8065 | 352104.2109
4402 | 1099.9253 | 1723.271 | 1099.925 | 1677.5363 | 1099.9253 | 1676.3 | 1944736.359 | 395973.1238 | 179617.8087 | 0 | 356045.8339
4403 | 1173.32 | 2526.277 | 1173.32 | 2459.231 | 1173.32 | 1636.35 | 2034138.2416 | 422395.2022 | 191603.157 | 0 | 426677.8202
4404 | 1174.9733 | 3279.91 | 1174.973 | 3192.863 | 1174.9733 | 1431.9 | 1779587.9698 | 422990.3988 | 191873.1448 | 0 | 667502.3488
4405 | 1130.4682 | 1922.995 | 1130.469 | 1871.9598 | 1130.4682 | 1104.5 | 1315698.5868 | 406968.5696 | 184605.4651 | 0 | 1012334.317
4406 | 1162.7327 | 3473.47 | 1162.733 | 3381.286 | 1162.7327 | 1644.9 | 2016819.8808 | 418583.7666 | 189874.2475 | 0 | 412886.3764
4407 | 1439.1789 | 1751.767 | 1439.179 | 1705.2761 | 1439.1789 | 1742.85 | 2638637.2922 | 518104.4105 | 235017.9173 | 0 | 370084.8588
4408 | 1406.8437 | 985.636 | 985.636 | 959.4778 | 959.4778 | 1903.45 | 1923932.3524 | 345411.9928 | 156682.7179 | 820021.7499 | 92637.5775
4409 | 1304.5051 | 426.544 | 426.544 | 415.2238 | 415.2238 | 1915.4 | 839747.4534 | 149480.5517 | 67806.0392 | 1630052.6196 | 35127.9297
4410 | 1480.7011 | 0 | 0 | 0 | 0 | 1875.05 | 0 | 0 | 0 | 2714125.131 | 0
4411 | 1355.1218 | 0 | 0 | 0 | 0 | 1861.7 | 0 | 0 | 0 | 4604703.9546 | 0
4412 | 982.8432 | 0 | 0 | 0 | 0 | 1868.7 | 0 | 0 | 0 | 3339701.1871 | 0
4413 | 1227.3453 | 0 | 0 | 0 | 0 | 1861.3 | 0 | 0 | 0 | 4170519.3328 | 0
4414 | 1230.108 | 305.874 | 305.874 | 297.7563 | 297.7563 | 1877.2 | 588749.9194 | 107192.2575 | 48623.599 | 3168131.2982 | 36564.4701
4415 | 1073.3228 | 592 | 592 | 576.2886 | 576.2886 | 1848.6 | 1124886.5326 | 207463.9114 | 94107.9354 | 1688922.0324 | 87250.1005
4416 | 1058.8184 | 0 | 0 | 0 | 0 | 1644.35 | 0 | 0 | 0 | 1940814.1785 | 0
4417 | 752.1548 | 0 | 0 | 0 | 0 | 1337.2 | 0 | 0 | 0 | 895064.1806 | 0
4418 | 1158.2769 | 0 | 0 | 0 | 0 | 1594.05 | 0 | 0 | 0 | 1378349.5229 | 0
4419 | 1156.8955 | 0 | 0 | 0 | 0 | 1580.45 | 0 | 0 | 0 | 1376705.695 | 0
4420 | 1170.7092 | 0 | 0 | 0 | 0 | 1573.55 | 0 | 0 | 0 | 1393143.973 | 0
4421 | 1391.7281 | 0 | 0 | 0 | 0 | 1664.15 | 0 | 0 | 0 | 1656156.4033 | 0
4422 | 1459.4151 | 0 | 0 | 0 | 0 | 1766.15 | 0 | 0 | 0 | 1736703.9607 | 0
4423 | 1333.7106 | 299.182 | 299.182 | 291.2419 | 291.2419 | 1716.35 | 524204.1343 | 104847.0742 | 47559.7978 | 1910845.2172 | 82610.7572
4424 | 1049.1048 | 986.076 | 986.076 | 959.9061 | 959.9061 | 1639.75 | 1650660.5048 | 345566.189 | 156752.6629 | 163501.2931 | 345806.1655
4425 | 1288.2412 | 1749.323 | 1288.241 | 1702.8969 | 1288.2412 | 1838.75 | 2489074.9245 | 463766.8226 | 210369.7837 | 0 | 207728.8893
4426 | 1625.402 | 1625.402 | 1625.402 | 1582.2647 | 1582.2647 | 1814.5 | 3015847.6954 | 569615.2981 | 258383.8283 | 79070.5957 | 293510.105
4427 | 1252.525 | 1252.525 | 1252.525 | 1219.2837 | 1219.2837 | 1636.35 | 2107591.0226 | 438942.121 | 199109.0232 | 60931.4434 | 443392.5063
4428 | 1499.6906 | 1841.237 | 1499.691 | 1792.3716 | 1499.6906 | 1304.5 | 2063363.2006 | 539888.6153 | 244899.4747 | 0 | 1043034.8109
4429 | 1174.5986 | 1630.879 | 1174.598 | 1587.5964 | 1174.5986 | 1104.25 | 1361350.6708 | 422855.5082 | 191811.9569 | 0 | 1052146.7264
4430 | 1162.5522 | 3037.695 | 1162.552 | 2957.0762 | 1162.5522 | 1402.45 | 1716886.6565 | 418518.8078 | 189844.7814 | 0 | 694683.0934
4431 | 1383.5979 | 2714.761 | 1383.598 | 2642.7127 | 1383.5979 | 1559.75 | 2275130.3969 | 498095.2289 | 225941.5302 | 0 | 609128.957
4432 | 1184.4607 | 96.031 | 96.031 | 93.4824 | 93.4824 | 1680.95 | 166048.516 | 33653.6603 | 15265.6742 | 1999763.3108 | 29825.5564
4433 | 1396.2434 | 783.116 | 783.116 | 762.3325 | 762.3325 | 1901.9 | 1530643.573 | 274439.7102 | 124488.9019 | 1161958.6572 | 74784.821
4434 | 1222.7384 | 88.829 | 88.829 | 86.4715 | 86.4715 | 1617.55 | 147704.6235 | 31129.7496 | 14120.8003 | 2082777.2501 | 33071.0354
4435 | 1330.2572 | 0 | 0 | 0 | 0 | 1715 | 0 | 0 | 0 | 4520213.9758 | 0
4436 | 1078.8483 | 0 | 0 | 0 | 0 | 1787 | 0 | 0 | 0 | 3665926.3909 | 0
4437 | 1160.349 | 0 | 0 | 0 | 0 | 1525.7 | 0 | 0 | 0 | 3942865.7729 | 0
4438 | 1320.5876 | 305.874 | 305.874 | 297.7563 | 297.7563 | 1219.7 | 383422.4876 | 107192.2575 | 48623.599 | 3475580.9518 | 232339.2181
4439 | 1039.4793 | 592 | 592 | 576.2886 | 576.2886 | 1246.25 | 758957.3999 | 207463.9114 | 94107.9354 | 1573921.7786 | 434377.5645
4440 | 1082.9924 | 0 | 0 | 0 | 0 | 1231.1 | 0 | 0 | 0 | 1985125.0032 | 0
4441 | 1015.996 | 0 | 0 | 0 | 0 | 703.55 | 0 | 0 | 0 | 1209035.2709 | 0
4442 | 1259.1168 | 0 | 0 | 0 | 0 | 1040.6 | 0 | 0 | 0 | 1498348.9456 | 0
4443 | 955.2158 | 0 | 0 | 0 | 0 | 1194.55 | 0 | 0 | 0 | 1136706.8519 | 0
4444 | 1254.9727 | 0 | 0 | 0 | 0 | 1232.7 | 0 | 0 | 0 | 1493417.4618 | 0
4445 | 1275.6932 | 0 | 0 | 0 | 0 | 1228.4 | 0 | 0 | 0 | 1518074.8771 | 0
4446 | 932.4233 | 0 | 0 | 0 | 0 | 1301.45 | 0 | 0 | 0 | 1109583.6949 | 0
4447 | 1058.1277 | 372.277 | 372.277 | 362.397 | 362.397 | 1233.2 | 472341.9383 | 130462.9097 | 59179.4254 | 1275274.5062 | 277885.9976
4448 | 793.1348 | 793.135 | 793.135 | 772.0856 | 772.0856 | 1141.9 | 933245.3132 | 277950.8266 | 126081.5833 | 38583.0863 | 662526.6787
4449 | 1186.5863 | 1890.466 | 1186.586 | 1840.2941 | 1186.5863 | 1379.3 | 1734193.7 | 427171.0741 | 193769.5456 | 0 | 736514.127
4450 | 1347.1392 | 3081.813 | 1347.139 | 3000.0234 | 1347.1392 | 1281.25 | 1825917.1024 | 484970.1278 | 219987.8385 | 0 | 968256.3316
4451 | 1551.5661 | 3571.388 | 1551.566 | 3476.6053 | 1551.5661 | 1123.95 | 1843246.262 | 558563.8104 | 253370.7507 | 0 | 1359249.5169
4452 | 1023.2024 | 3819.171 | 1023.202 | 3717.8123 | 1023.2024 | 742.75 | 803629.6271 | 368352.8816 | 167088.9599 | 0 | 1286421.279
4453 | 1250.4936 | 2623.531 | 1250.493 | 2553.9039 | 1250.4936 | 390.75 | 517093.5148 | 450177.6859 | 204205.6003 | 0 | 2012356.7807
4454 | 1279.245 | 3000.294 | 1279.245 | 2920.6678 | 1279.245 | 779.15 | 1053599.6741 | 460528.2058 | 208900.7111 | 0 | 1561766.2778
4455 | 790.3815 | 2239.781 | 790.382 | 2180.3384 | 790.3815 | 1149.25 | 960504.5712 | 284537.3536 | 129069.3051 | 0 | 672417.0932
4456 | 1057.9646 | 1809.822 | 1057.965 | 1761.7903 | 1057.9646 | 1235.75 | 1385163.4006 | 380867.2452 | 172765.6143 | 0 | 808549.4226
4457 | 1309.8432 | 539.317 | 539.317 | 525.0038 | 525.0038 | 1530.4 | 850071.3756 | 189001.3755 | 85733.1239 | 1438610.5399 | 246541.7943
4458 | 1349.9434 | 214.574 | 214.574 | 208.8793 | 208.8793 | 1377.6 | 304127.2138 | 75196.5563 | 34109.9934 | 2091570.4916 | 130006.4906
4459 | 1201.79 | 0 | 0 | 0 | 0 | 1251.8 | 0 | 0 | 0 | 4083682.4064 | 0
4460 | 1417.2834 | 0 | 0 | 0 | 0 | 1482.7 | 0 | 0 | 0 | 4815928.9083 | 0
4461 | 1335.092 | 0 | 0 | 0 | 0 | 1261.4 | 0 | 0 | 0 | 4536642.582 | 0
4462 | 1290.1975 | 305.874 | 305.874 | 297.7563 | 297.7563 | 1113.6 | 351153.1779 | 107192.2575 | 48623.599 | 3372315.4192 | 263931.1584
4463 | 1175.544 | 592 | 592 | 576.2886 | 576.2886 | 697.5 | 425620.5842 | 207463.9114 | 94107.9354 | 2036269.7312 | 750615.9572
4464 | 1105.7849 | 0 | 0 | 0 | 0 | 353.45 | 0 | 0 | 0 | 2026903.7822 | 0
4465 | 1215.6037 | 0 | 0 | 0 | 0 | 1038.65 | 0 | 0 | 0 | 2228201.5344 | 0
4466 | 895.1263 | 0 | 0 | 0 | 0 | 1018.7 | 0 | 0 | 0 | 1640766.5851 | 0
4467 | 966.2668 | 0 | 0 | 0 | 0 | 1133.05 | 0 | 0 | 0 | 1771167.0158 | 0
4468 | 1008.3985 | 0 | 0 | 0 | 0 | 1126.15 | 0 | 0 | 0 | 1848394.456 | 0
4469 | 1040.17 | 0 | 0 | 0 | 0 | 1121.45 | 0 | 0 | 0 | 1906631.5403 | 0
4470 | 973.1736 | 0 | 0 | 0 | 0 | 1119.95 | 0 | 0 | 0 | 1783827.2519 | 0
4471 | 1027.7377 | 280.005 | 280.005 | 272.5738 | 272.5738 | 1187.35 | 341803.8964 | 98126.5752 | 44511.3048 | 1384215.3042 | 221507.1148
4472 | 181.6015 | 327.816 | 181.601 | 319.1159 | 181.6015 | 1032.25 | 197759.7304 | 65376.547 | 29655.5281 | 0 | 175744.8704
4473 | 87.356 | 1133.721 | 87.356 | 1103.6327 | 87.356 | 1144.05 | 105640.5264 | 31448.1505 | 14265.2305 | 0 | 74772.3457
4474 | 0 | 1814.876 | 0 | 1766.7102 | 0 | 993.7 | 0 | 0 | 0 | 0 | 0
4475 | 0 | 2525.844 | 0 | 2458.8095 | 0 | 392.45 | 0 | 0 | 0 | 0 | 0
4476 | 0 | 2996.304 | 0 | 2916.7837 | 0 | 386 | 0 | 0 | 0 | 0 | 0
4477 | 0 | 3094.42 | 0 | 3012.2958 | 0 | 390.75 | 0 | 0 | 0 | 0 | 0
4478 | 0 | 2921.011 | 0 | 2843.489 | 0 | 422.4 | 0 | 0 | 0 | 0 | 0
4479 | 0 | 1901.924 | 0 | 1851.448 | 0 | 435.75 | 0 | 0 | 0 | 0 | 0
4480 | 0 | 1684.499 | 0 | 1639.7933 | 0 | 1032.75 | 0 | 0 | 0 | 0 | 0
4481 | 0 | 1207.372 | 0 | 1175.329 | 0 | 1492.9 | 0 | 0 | 0 | 0 | 0
4482 | 0 | 328.987 | 0 | 320.2559 | 0 | 1141.6 | 0 | 0 | 0 | 0 | 0
4483 | 0 | 0 | 0 | 0 | 0 | 1128.25 | 0 | 0 | 0 | 0 | 0
4484 | 0 | 0 | 0 | 0 | 0 | 1483.7 | 0 | 0 | 0 | 0 | 0
4485 | 118.7976 | 118.798 | 118.798 | 115.6452 | 115.6452 | 1525.7 | 186821.7289 | 41632.2597 | 18884.8556 | 5778.4701 | 54850.5022
4486 | 193.3915 | 193.391 | 193.391 | 188.2585 | 188.2585 | 1541.6 | 307197.6109 | 67773.063 | 30742.6144 | 9408.7623 | 86297.7002
4487 | 241.0487 | 241.049 | 241.049 | 234.6517 | 234.6517 | 1497 | 371201.1904 | 84474.6087 | 38318.6211 | 11725.6868 | 118029.8005
4488 | 237.5953 | 237.595 | 237.595 | 231.2894 | 231.2894 | 1129 | 276468.2734 | 83264.169 | 37769.5522 | 11558.7245 | 201453.031
4489 | 234.8325 | 0 | 0 | 0 | 0 | 1462.45 | 0 | 0 | 0 | 279450.7083 | 0
4490 | 251.4089 | 0 | 0 | 0 | 0 | 1299.15 | 0 | 0 | 0 | 299176.6407 | 0
4491 | 171.9803 | 0 | 0 | 0 | 0 | 1313.7 | 0 | 0 | 0 | 204656.5482 | 0
4492 | 178.8871 | 0 | 0 | 0 | 0 | 1421.25 | 0 | 0 | 0 | 212875.6866 | 0
4493 | 246.5742 | 0 | 0 | 0 | 0 | 1412.65 | 0 | 0 | 0 | 293423.2437 | 0
4494 | 227.9257 | 107.041 | 107.041 | 104.2002 | 104.2002 | 1360.8 | 149708.0023 | 37512.0685 | 17015.8911 | 147233.3436 | 66604.7616
4495 | 274.8922 | 274.892 | 274.892 | 267.5965 | 267.5965 | 1108.4 | 313212.4663 | 96334.7458 | 43698.5111 | 13372.9785 | 238589.0538
4496 | 119.5695 | 684.9 | 119.569 | 666.7231 | 119.5695 | 1029.4 | 130001.4835 | 43045.0096 | 19525.6946 | 0 | 116054.1286
4497 | 639.3445 | 1436.495 | 639.345 | 1398.3712 | 639.3445 | 962.3 | 649236.2554 | 230164.0228 | 104404.9581 | 0 | 663447.7957
4498 | 1147.0671 | 3032.488 | 1147.067 | 2952.0074 | 1147.0671 | 372.95 | 450943.3254 | 412944.1596 | 187316.0591 | 0 | 1866335.5413
4499 | 1141.3284 | 3472.675 | 1141.328 | 3380.5121 | 1141.3284 | 382.75 | 459980.0494 | 410878.2208 | 186378.9263 | 0 | 1845813.3403
4500 | 1174.7929 | 2726.42 | 1174.793 | 2654.0623 | 1174.7929 | 385.35 | 477256.4137 | 422925.44 | 191843.6788 | 0 | 1896879.3382
4501 | 1161.3384 | 3690.89 | 1161.339 | 3592.9358 | 1161.3384 | 393.3 | 481427.3549 | 418081.8121 | 189646.5553 | 0 | 1865922.3543
4502 | 906.2351 | 1952.912 | 906.235 | 1901.0828 | 906.2351 | 778 | 745345.1771 | 326244.6466 | 147988.1966 | 0 | 1107419.3281
4503 | 844.8066 | 844.806 | 844.806 | 822.3853 | 822.3853 | 1228.9 | 1065901.949 | 296058.7114 | 134295.521 | 41098.1637 | 634141.312
4504 | 961.5296 | 1386.759 | 961.53 | 1349.9552 | 961.5296 | 1128.55 | 1143768.0453 | 346150.6402 | 157017.7765 | 0 | 837924.9318
4505 | 1098.1261 | 35.902 | 35.902 | 34.9492 | 34.9492 | 1365.75 | 50355.0541 | 12581.705 | 5707.2012 | 1948803.3155 | 22166.5177
4506 | 934.1267 | 43.611 | 43.611 | 42.4536 | 42.4536 | 1262.05 | 56698.9108 | 15283.2916 | 6932.6709 | 1634436.7636 | 31328.6251
4507 | 1015.996 | 0 | 0 | 0 | 0 | 1113.5 | 0 | 0 | 0 | 3452354.4963 | 0
4508 | 813.6256 | 0 | 0 | 0 | 0 | 1518.35 | 0 | 0 | 0 | 2764699.9288 | 0
4509 | 770.8032 | 0 | 0 | 0 | 0 | 1667.95 | 0 | 0 | 0 | 2619189.4061 | 0
4510 | 861.9735 | 305.874 | 305.874 | 297.7563 | 297.7563 | 1900 | 598408.83 | 107192.2575 | 48623.599 | 1917210.1945 | 29775.6271
4511 | 1115.4545 | 592 | 592 | 576.2886 | 576.2886 | 1897 | 1154440.2146 | 207463.9114 | 94107.9354 | 1832085.6102 | 59357.7302
4512 | 933.114 | 0 | 0 | 0 | 0 | 1874.35 | 0 | 0 | 0 | 1710397.883 | 0
4513 | 1098.8781 | 0 | 0 | 0 | 0 | 1809.85 | 0 | 0 | 0 | 1307664.9319 | 0
4514 | 1076.0855 | 0 | 0 | 0 | 0 | 1777.2 | 0 | 0 | 0 | 1280541.7748 | 0
4515 | 1114.0731 | 0 | 0 | 0 | 0 | 1612.4 | 0 | 0 | 0 | 1325747.0366 | 0
4516 | 739.0318 | 0 | 0 | 0 | 0 | 1510.85 | 0 | 0 | 0 | 879447.8174 | 0
4517 | 871.6431 | 0 | 0 | 0 | 0 | 1545.35 | 0 | 0 | 0 | 1037255.2763 | 0
4518 | 1126.5055 | 0 | 0 | 0 | 0 | 1580.15 | 0 | 0 | 0 | 1340541.4867 | 0
4519 | 891.6729 | 295.293 | 295.293 | 287.4561 | 287.4561 | 1363.4 | 414494.2879 | 103484.1905 | 46941.5786 | 1107529.4638 | 182994.5436
4520 | 1175.0536 | 962.543 | 962.543 | 936.9976 | 936.9976 | 534.65 | 529079.1897 | 337319.1481 | 153011.7136 | 436356.6269 | 1373029.4823
4521 | 977.329 | 977.329 | 977.329 | 951.3912 | 951.3912 | 302.05 | 303392.242 | 342500.8396 | 155362.1864 | 47543.8579 | 1615414.7239
4522 | 1380.4794 | 1380.479 | 1380.479 | 1343.8418 | 1343.8418 | 312.45 | 442010.622 | 483783.0624 | 219449.3725 | 67156.6843 | 2267800.297
4523 | 1327.1344 | 2415.197 | 1327.135 | 2351.099 | 1327.1344 | 324.8 | 453384.1684 | 477768.4013 | 216721.0554 | 0 | 2223215.6273
4524 | 1231.0111 | 1231.011 | 1231.011 | 1198.3406 | 1198.3406 | 327.55 | 413044.8945 | 431402.6301 | 195689.0264 | 59884.9657 | 2004164.802
4525 | 1202.3589 | 3067.084 | 1202.359 | 2985.6853 | 1202.3589 | 331.8 | 420239.0155 | 432849.2209 | 196345.216 | 0 | 2005775.1954
4526 | 1118.7189 | 2599.333 | 1118.718 | 2530.3481 | 1118.7189 | 342.7 | 404684.7521 | 402738.7871 | 182686.7887 | 0 | 1854052.7551
4527 | 1397.5799 | 2466.606 | 1397.58 | 2401.1436 | 1397.5799 | 342.4 | 505319.4803 | 503128.7604 | 228224.796 | 0 | 2316628.4257
4528 | 1387.754 | 1346.163 | 1346.163 | 1310.4366 | 1310.4366 | 327.9 | 453379.9674 | 471757.1644 | 213994.2915 | 141722.9411 | 2191180.9851
4529 | 1404.902 | 52.295 | 52.295 | 50.9071 | 50.9071 | 318.5 | 17153.7705 | 18326.5629 | 8313.1326 | 2481872.622 | 85600.3209
4530 | 1178.5865 | 135.072 | 135.072 | 131.4873 | 131.4873 | 610.15 | 84863.1533 | 47335.4146 | 21471.87 | 1919332.8469 | 182747.5721
4531 | 1232.8708 | 0 | 0 | 0 | 0 | 1126.45 | 0 | 0 | 0 | 4189294.8833 | 0
4532 | 1013.2333 | 0 | 0 | 0 | 0 | 1447.8 | 0 | 0 | 0 | 3442966.7194 | 0
4533 | 1301.9392 | 0 | 0 | 0 | 0 | 1574 | 0 | 0 | 0 | 4423989.2759 | 0
4534 | 1252.9006 | 305.874 | 305.874 | 297.7563 | 297.7563 | 1709.55 | 538615.813 | 107192.2575 | 48623.599 | 3245580.4476 | 86483.3089
4535 | 1488.4238 | 592 | 592 | 576.2886 | 576.2886 | 1812.35 | 1104628.7011 | 207463.9114 | 94107.9354 | 3099435.3222 | 108140.5638
4536 | 1379.9864 | 0 | 0 | 0 | 0 | 1780.3 | 0 | 0 | 0 | 2529515.1519 | 0
4537 | 1263.2609 | 0 | 0 | 0 | 0 | 1451.4 | 0 | 0 | 0 | 1503280.4282 | 0
4538 | 1365.4821 | 0 | 0 | 0 | 0 | 1552.95 | 0 | 0 | 0 | 1624923.6776 | 0
4539 | 1331.6386 | 0 | 0 | 0 | 0 | 1494.45 | 0 | 0 | 0 | 1584649.8995 | 0
4540 | 1141.0098 | 0 | 0 | 0 | 0 | 1412.05 | 0 | 0 | 0 | 1357801.6775 | 0
4541 | 1093.3526 | 0 | 0 | 0 | 0 | 1407.85 | 0 | 0 | 0 | 1301089.6214 | 0
4542 | 949.6904 | 0 | 0 | 0 | 0 | 1485.15 | 0 | 0 | 0 | 1130131.5411 | 0
4543 | 966.9575 | 321.937 | 321.937 | 313.393 | 313.393 | 1522.45 | 505131.1056 | 112821.4683 | 51177.0716 | 1197983.7299 | 149660.8116
4544 | 843.7136 | 843.714 | 843.714 | 821.3223 | 821.3223 | 1521.55 | 1325077.1014 | 295676.0245 | 134121.93 | 41043.195 | 392961.6498
4545 | 1005.3405 | 1291.136 | 1005.34 | 1256.87 | 1005.3405 | 1874.75 | 1994623.0917 | 361922.58 | 164172.1037 | 0 | 125918.8976
4546 | 1563.6281 | 2895.85 | 1563.628 | 2818.9957 | 1563.6281 | 1879.5 | 3106157.5444 | 562906.1056 | 255340.464 | 0 | 188417.1826
4547 | 1371.9495 | 3514.889 | 1371.949 | 3421.6058 | 1371.9495 | 1640.85 | 2382248.4456 | 493901.8103 | 224039.3489 | 0 | 492735.6532
4548 | 1263.6571 | 2721.889 | 1263.657 | 2649.6515 | 1263.6571 | 1451.8 | 1938905.4323 | 454916.5718 | 206355.2116 | 0 | 692736.8463
4549 | 1241.5078 | 829.742 | 829.742 | 807.7211 | 807.7211 | 1107.25 | 943488.5428 | 290779.5959 | 131900.8556 | 795130.9741 | 721093.0117
4550 | 1242.3884 | 373.511 | 373.511 | 363.5982 | 363.5982 | 1718.3 | 659764.3932 | 130895.3598 | 59375.5896 | 1610822.3895 | 102425.619
4551 | 1546.4283 | 375.602 | 375.602 | 365.6337 | 365.6337 | 1802.25 | 694929.2921 | 131628.142 | 59707.9877 | 2164396.4786 | 72304.0696
4552 | 1391.9206 | 202.892 | 202.892 | 197.5074 | 197.5074 | 1848.45 | 385568.9593 | 71102.6485 | 32252.9514 | 2189359.4727 | 29932.2399
4553 | 1102.5551 | 122.77 | 122.77 | 119.5118 | 119.5118 | 1898.7 | 239721.6596 | 43024.2304 | 19516.269 | 1801918.5006 | 12106.5404
4554 | 1208.6278 | 113.607 | 113.607 | 110.5919 | 110.5919 | 1705.25 | 199081.5448 | 39813.0956 | 18059.6625 | 2012699.6853 | 32596.972
4555 | 1185.9043 | 0 | 0 | 0 | 0 | 1678.6 | 0 | 0 | 0 | 4029702.6959 | 0
4556 | 1010.4706 | 0 | 0 | 0 | 0 | 1863.7 | 0 | 0 | 0 | 3433578.9425 | 0
4557 | 1031.1911 | 0 | 0 | 0 | 0 | 1786.3 | 0 | 0 | 0 | 3503987.2627 | 0
4558 | 1206.6248 | 305.874 | 305.874 | 297.7563 | 297.7563 | 1887.2 | 593629.4227 | 107192.2575 | 48623.599 | 3088335.2079 | 33586.9073
4559 | 1274.3118 | 592 | 592 | 576.2886 | 576.2886 | 1882 | 1144358.9329 | 207463.9114 | 94107.9354 | 2371882.7088 | 68002.0598
4560 | 1225.2732 | 0 | 0 | 0 | 0 | 1802.45 | 0 | 0 | 0 | 2245925.8654 | 0
4561 | 1292.9603 | 0 | 0 | 0 | 0 | 1283.9 | 0 | 0 | 0 | 1538622.7237 | 0
4562 | 1131.3402 | 0 | 0 | 0 | 0 | 1248.25 | 0 | 0 | 0 | 1346294.8832 | 0
4563 | 1158.2769 | 0 | 0 | 0 | 0 | 1354.35 | 0 | 0 | 0 | 1378349.5229 | 0
4564 | 1222.5105 | 0 | 0 | 0 | 0 | 1302.55 | 0 | 0 | 0 | 1454787.5105 | 0
4565 | 826.7486 | 0 | 0 | 0 | 0 | 1332.75 | 0 | 0 | 0 | 983830.8761 | 0
4566 | 1008.3985 | 0 | 0 | 0 | 0 | 1406.35 | 0 | 0 | 0 | 1199994.2186 | 0
4567 | 964.1947 | 360.048 | 360.048 | 350.4925 | 350.4925 | 1375.55 | 510564.6827 | 126177.3081 | 57235.4289 | 1124916.1515 | 218865.0556
4568 | 949.7888 | 949.789 | 949.789 | 924.5821 | 924.5821 | 1237.05 | 1209407.489 | 332849.5624 | 150984.2598 | 46203.836 | 705409.9267
4569 | 1299.4648 | 1299.465 | 1299.465 | 1264.9779 | 1264.9779 | 1567.25 | 2094960.8528 | 455392.0466 | 206570.8923 | 63214.4523 | 547419.1894
4570 | 1185.0608 | 1718.433 | 1185.061 | 1672.8267 | 1185.0608 | 1483.6 | 1855647.2645 | 426621.8768 | 193520.4236 | 0 | 611965.3811
4571 | 1494.3067 | 2584.642 | 1494.306 | 2516.047 | 1494.3067 | 1230.05 | 1944454.6415 | 537950.4181 | 244020.2869 | 0 | 1150541.4568
4572 | 1253.3755 | 3073.727 | 1253.376 | 2992.152 | 1253.3755 | 1304.3 | 1728223.086 | 451215.1624 | 204676.2111 | 0 | 871973.3013
4573 | 1225.6264 | 2993.926 | 1225.626 | 2914.4688 | 1225.6264 | 1309.05 | 1694300.2225 | 441225.49 | 200144.7848 | 0 | 846846.5341
4574 | 1352.7545 | 2420.729 | 1352.754 | 2356.4842 | 1352.7545 | 1670.8 | 2387575.1269 | 486991.6214 | 220904.8105 | 0 | 445326.7827
4575 | 1293.0716 | 2459.5 | 1293.072 | 2394.2262 | 1293.0716 | 1597.15 | 2181136.6646 | 465505.7922 | 211158.5996 | 0 | 520913.9122
4576 | 998.7617 | 1607.764 | 998.762 | 1565.0948 | 998.7617 | 1525.35 | 1607693.1215 | 359554.2248 | 163097.7914 | 0 | 474062.2578
4577 | 1126.9881 | 682.25 | 682.25 | 664.1435 | 664.1435 | 1807.9 | 1268730.4396 | 239091.6445 | 108454.6265 | 848394.1684 | 127581.9581
4578 | 1225.8163 | 122.392 | 122.392 | 119.1438 | 119.1438 | 1666.95 | 209793.1636 | 42891.7619 | 19456.1798 | 2028530.7217 | 39680.8369
4579 | 1032.5724 | 0 | 0 | 0 | 0 | 1628.6 | 0 | 0 | 0 | 3508681.1477 | 0
4580 | 1021.5215 | 0 | 0 | 0 | 0 | 1833.7 | 0 | 0 | 0 | 3471130.0468 | 0
4581 | 1216.2944 | 0 | 0 | 0 | 0 | 1791.3 | 0 | 0 | 0 | 4132968.2285 | 0
4582 | 1219.0571 | 305.874 | 305.874 | 297.7563 | 297.7563 | 1887.2 | 592873.7604 | 107192.2575 | 48623.599 | 3130580.1973 | 33586.9073
4583 | 1163.1117 | 592 | 592 | 576.2886 | 576.2886 | 1882 | 1143894.3052 | 207463.9114 | 94107.9354 | 1994024.7418 | 68002.0598
4584 | 1101.6408 | 0 | 0 | 0 | 0 | 1754.55 | 0 | 0 | 0 | 2019307.6414 | 0
4585 | 1022.2122 | 0 | 0 | 0 | 0 | 1305.2 | 0 | 0 | 0 | 1216432.4954 | 0
4586 | 1254.9727 | 0 | 0 | 0 | 0 | 1243.95 | 0 | 0 | 0 | 1493417.4618 | 0
4587 | 1133.4123 | 0 | 0 | 0 | 0 | 1123.75 | 0 | 0 | 0 | 1348760.6251 | 0
4588 | 973.1736 | 0 | 0 | 0 | 0 | 1002.05 | 0 | 0 | 0 | 1158076.612 | 0
4589 | 1258.4261 | 0 | 0 | 0 | 0 | 1114.6 | 0 | 0 | 0 | 1497527.0316 | 0
4590 | 1203.862 | 0 | 0 | 0 | 0 | 1351.15 | 0 | 0 | 0 | 1432595.8371 | 0
4591 | 1112.6918 | 199.066 | 199.066 | 193.7829 | 193.7829 | 1322.95 | 272026.881 | 69761.8429 | 31644.7471 | 1684359.9681 | 131200.7103
4592 | 1002.4448 | 416.418 | 416.418 | 405.3665 | 405.3665 | 1237.05 | 530921.1445 | 145931.9376 | 66196.3484 | 1094444.549 | 309274.3661
4593 | 715.8188 | 715.818 | 715.818 | 696.8206 | 696.8206 | 1614.75 | 1188559.8829 | 250855.409 | 113790.8008 | 34823.6568 | 268450.1286
4594 | 888.077 | 1382.022 | 888.077 | 1345.3439 | 888.077 | 1633.7 | 1532634.71 | 319707.7378 | 145022.9822 | 0 | 325302.6232
4595 | 1386.1353 | 2180.168 | 1386.135 | 2122.3075 | 1386.1353 | 1591.45 | 2334974.737 | 499008.6929 | 226355.8876 | 0 | 566305.5597
4596 | 1199.0566 | 2543.815 | 1199.057 | 2476.3035 | 1199.0566 | 1339.2 | 1700161.5318 | 431660.3814 | 195805.9452 | 0 | 792336.6112
4597 | 1228.0489 | 1945.406 | 1228.049 | 1893.776 | 1228.0489 | 1166.3 | 1515902.2152 | 442097.6166 | 200540.3911 | 0 | 1023824.3971
4598 | 1402.9448 | 2345.245 | 1402.945 | 2283.0035 | 1402.9448 | 1573.3 | 2334268.9341 | 505060.1197 | 229100.8821 | 0 | 598636.5363
4599 | 1345.1535 | 1556.246 | 1345.154 | 1514.9441 | 1345.1535 | 1167 | 1657197.1854 | 484255.2701 | 219663.5711 | 0 | 1120512.8888
4600 | 1550.7356 | 108.225 | 108.225 | 105.3528 | 105.3528 | 1142.95 | 126842.2347 | 37926.9963 | 17204.1069 | 2649386.7191 | 90292.5894
4601 | 1497.0151 | 43.961 | 43.961 | 42.7943 | 42.7943 | 1630.3 | 73672.7782 | 15405.9476 | 6988.309 | 2665586.6585 | 15821.0523
4602 | 1191.2752 | 15.384 | 15.384 | 14.9757 | 14.9757 | 1622.05 | 25643.5323 | 5391.2581 | 2445.5346 | 2156156.9468 | 5660.0723
4603 | 1230.7987 | 0 | 0 | 0 | 0 | 1600.7 | 0 | 0 | 0 | 4182254.0506 | 0
4604 | 1251.5192 | 0 | 0 | 0 | 0 | 1743.7 | 0 | 0 | 0 | 4252662.3707 | 0
4605 | 1339.2361 | 0 | 0 | 0 | 0 | 1663.2 | 0 | 0 | 0 | 4550724.2474 | 0
4606 | 1237.0149 | 305.874 | 305.874 | 297.7563 | 297.7563 | 1879.7 | 591490.4795 | 107192.2575 | 48623.599 | 3191600.7405 | 35820.0794
4607 | 1361.338 | 592 | 592 | 576.2886 | 576.2886 | 1882 | 1144443.6522 | 207463.9114 | 94107.9354 | 2667597.6446 | 68002.0598
4608 | 1507.763 | 0 | 0 | 0 | 0 | 1489.25 | 0 | 0 | 0 | 2763729.5185 | 0
4609 | 607.8018 | 0 | 0 | 0 | 0 | 1216.05 | 0 | 0 | 0 | 723284.1863 | 0
4610 | 762.515 | 0 | 0 | 0 | 0 | 1388.85 | 0 | 0 | 0 | 907392.8882 | 0
4611 | 928.2792 | 0 | 0 | 0 | 0 | 1391.85 | 0 | 0 | 0 | 1104652.2118 | 0
4612 | 756.9896 | 0 | 0 | 0 | 0 | 1450.05 | 0 | 0 | 0 | 900817.5775 | 0
4613 | 800.5026 | 0 | 0 | 0 | 0 | 1482.85 | 0 | 0 | 0 | 952598.1499 | 0
4614 | 622.3062 | 0 | 0 | 0 | 0 | 1471.35 | 0 | 0 | 0 | 740544.377 | 0
4615 | 551.1658 | 174.378 | 174.378 | 169.7501 | 169.7501 | 1445.05 | 259643.422 | 61110.0371 | 27720.1918 | 699134.8937 | 94202.8196
4616 | 537.6301 | 750.354 | 537.63 | 730.44 | 537.6301 | 1297.75 | 740038.8699 | 193546.8285 | 87794.9919 | 0 | 377550.723
4617 | 520.8758 | 1937.423 | 520.876 | 1886.0048 | 520.8758 | 1524.25 | 841576.0508 | 187515.2931 | 85059.0205 | 0 | 247806.6686
4618 | 948.3591 | 3079.097 | 948.359 | 2997.3794 | 948.3591 | 1421.1 | 1427390.8041 | 341409.2679 | 154867.0373 | 0 | 549005.0699
4619 | 845.2702 | 3579.041 | 845.27 | 3484.0552 | 845.2702 | 1230.05 | 1100901.6967 | 304297.2676 | 138032.6217 | 0 | 650815.781
4620 | 618.959 | 3829.478 | 618.959 | 3727.8457 | 618.959 | 1217.25 | 798156.7064 | 222825.2301 | 101076.0002 | 0 | 484490.1356
4621 | 587.2298 | 2186.471 | 587.229 | 2128.4433 | 587.2298 | 1166.3 | 724701.7555 | 211402.7342 | 95894.6291 | 0 | 489573.4985
4622 | 673.7052 | 3561.549 | 673.705 | 3467.0274 | 673.7052 | 1456.3 | 1036433.0003 | 242533.8608 | 110016.0541 | 0 | 366293.5003
4623 | 761.9789 | 2046.536 | 761.978 | 1992.2221 | 761.9789 | 1344.05 | 1083143.5873 | 274312.4 | 124431.1525 | 0 | 499820.0521
4624 | 727.5949 | 96.042 | 96.042 | 93.4931 | 93.4931 | 1329.15 | 131443.5137 | 33657.5152 | 15267.4229 | 1162308.6352 | 62719.8446
4625 | 423.3979 | 64.766 | 64.766 | 63.0471 | 63.0471 | 1755.4 | 116868.5594 | 22696.9724 | 10295.5989 | 660522.8739 | 15421.3318
4626 | 585.8407 | 19.419 | 19.419 | 18.9036 | 18.9036 | 1721.95 | 34312.6266 | 6805.3069 | 3086.9628 | 1039195.6104 | 5256.1544
4627 | 736.9597 | 0 | 0 | 0 | 0 | 1600.7 | 0 | 0 | 0 | 2504189.1544 | 0
4628 | 609.1832 | 0 | 0 | 0 | 0 | 1744.1 | 0 | 0 | 0 | 2070004.5306 | 0
4629 | 715.5485 | 0 | 0 | 0 | 0 | 1485.8 | 0 | 0 | 0 | 2431433.893 | 0
4630 | 707.951 | 305.874 | 305.874 | 297.7563 | 297.7563 | 1734.1 | 545328.4054 | 107192.2575 | 48623.599 | 1393841.7021 | 79173.3924
4631 | 652.0056 | 592 | 592 | 576.2886 | 576.2886 | 1865.3 | 1135023.6908 | 207463.9114 | 94107.9354 | 257286.2453 | 77626.0802
4632 | 602.2764 | 0 | 0 | 0 | 0 | 1404.95 | 0 | 0 | 0 | 1103972.5789 | 0
4633 | 1192.8111 | 0 | 0 | 0 | 0 | 1751.4 | 0 | 0 | 0 | 2186422.7573 | 0
4634 | 1270.8584 | 0 | 0 | 0 | 0 | 1653.95 | 0 | 0 | 0 | 2329483.4234 | 0
4635 | 1317.8249 | 0 | 0 | 0 | 0 | 1614.45 | 0 | 0 | 0 | 2415573.0289 | 0
4636 | 1299.8671 | 0 | 0 | 0 | 0 | 1582.55 | 0 | 0 | 0 | 2382656.4145 | 0
4637 | 1154.1328 | 0 | 0 | 0 | 0 | 1484.75 | 0 | 0 | 0 | 2115525.4352 | 0
4638 | 1298.4857 | 0 | 0 | 0 | 0 | 1528.45 | 0 | 0 | 0 | 2380124.3669 | 0
4639 | 998.7289 | 314.313 | 314.313 | 305.9713 | 305.9713 | 1537.45 | 497892.4351 | 110149.6696 | 49965.114 | 1269824.7242 | 141527.0268
4640 | 130.6101 | 745.271 | 130.61 | 725.4919 | 130.6101 | 1354.75 | 186920.5804 | 47019.6192 | 21328.6217 | 0 | 84276.1369
4641 | 175.9232 | 1918.167 | 175.923 | 1867.2599 | 175.9232 | 1614.75 | 300807.5705 | 63332.3643 | 28728.2642 | 0 | 67774.426
4642 | 234.3197 | 3051.744 | 234.32 | 2970.7524 | 234.3197 | 1588.1 | 393265.2152 | 84355.0903 | 38264.4062 | 0 | 96516.2825
4643 | 194.8402 | 2112.373 | 194.84 | 2056.3118 | 194.8402 | 1461.25 | 300806.2176 | 70142.4732 | 31817.4052 | 0 | 104970.1595
4644 | 182.0764 | 1690.799 | 182.076 | 1645.9261 | 182.0764 | 1240 | 238760.3818 | 65547.4913 | 29733.0703 | 0 | 138378.0371
4645 | 203.5454 | 1626.715 | 203.545 | 1583.5429 | 203.5454 | 1082 | 232777.5234 | 73276.3477 | 33238.9655 | 0 | 186854.6867
4646 | 203.7794 | 2451.227 | 203.779 | 2386.1728 | 203.7794 | 1543.4 | 332197.7346 | 73360.5767 | 33277.1727 | 0 | 93045.6647
4647 | 223.5096 | 2495.036 | 223.51 | 2428.8191 | 223.5096 | 1558.65 | 368239.2599 | 80463.4663 | 36499.1224 | 0 | 98645.9746
4648 | 227.8445 | 1939.151 | 227.845 | 1887.687 | 227.8445 | 1450.95 | 349505.2382 | 82024.0321 | 37207.0123 | 0 | 125098.0412
4649 | 436.2411 | 60.286 | 60.286 | 58.686 | 58.686 | 1682.3 | 104318.2578 | 21126.9753 | 9583.4307 | 692058.4849 | 18644.5557
4650 | 395.2318 | 257.289 | 257.289 | 250.4607 | 250.4607 | 1667.55 | 441207.9032 | 90165.8485 | 40900.2307 | 265365.4043 | 83265.6565
4651 | 255.553 | 0 | 0 | 0 | 0 | 1628.6 | 0 | 0 | 0 | 468428.7319 | 0
4652 | 228.6164 | 49.714 | 49.714 | 48.3946 | 48.3946 | 1848.7 | 94469.5976 | 17422.0623 | 7902.841 | 330346.4776 | 7322.1056
4653 | 206.5145 | 206.514 | 206.514 | 201.0332 | 201.0332 | 1791.3 | 380619.2601 | 72371.9632 | 32828.7266 | 10047.1439 | 41955.6353
4654 | 243.8114 | 243.811 | 243.811 | 237.3404 | 237.3404 | 1887.2 | 472906.6691 | 85442.54 | 38757.6855 | 11861.3977 | 26771.9959
4655 | 205.1331 | 205.133 | 205.133 | 199.6889 | 199.6889 | 1882 | 396573.8352 | 71887.9975 | 32609.1944 | 9979.2884 | 23563.2881
4656 | 192.7008 | 192.701 | 192.701 | 187.5868 | 187.5868 | 1862.45 | 368520.3287 | 67531.2554 | 30632.9278 | 9373.9424 | 25802.5672
4657 | 223.7816 | 0 | 0 | 0 | 0 | 1850.45 | 0 | 0 | 0 | 266300.0867 | 0
4658 | 188.5567 | 0 | 0 | 0 | 0 | 1641.5 | 0 | 0 | 0 | 224382.4805 | 0
4659 | 172.671 | 0 | 0 | 0 | 0 | 1508.2 | 0 | 0 | 0 | 205478.462 | 0
4660 | 181.6499 | 0 | 0 | 0 | 0 | 1449.3 | 0 | 0 | 0 | 216163.3421 | 0
4661 | 106.3653 | 0 | 0 | 0 | 0 | 1491.15 | 0 | 0 | 0 | 126574.7326 | 0
4662 | 155.4039 | 0 | 0 | 0 | 0 | 1487.2 | 0 | 0 | 0 | 184930.6158 | 0
4663 | 132.6113 | 132.611 | 132.611 | 129.0916 | 129.0916 | 1344.3 | 183559.3817 | 46472.9675 | 21080.6544 | 6451.6716 | 84645.3466
4664 | 210.6517 | 722.78 | 210.651 | 703.5978 | 210.6517 | 1327.4 | 295189.0678 | 75834.6064 | 34399.4201 | 0 | 141684.323
4665 | 378.0493 | 2075.422 | 378.049 | 2020.3414 | 378.0493 | 1411.1 | 563760.3665 | 136097.7441 | 61735.4489 | 0 | 222633.2265
4666 | 837.0277 | 3007.529 | 837.027 | 2927.7108 | 837.0277 | 1273.7 | 1125403.3234 | 301329.9859 | 136686.6297 | 0 | 607933.2465
4667 | 1269.6825 | 2338.832 | 1269.682 | 2276.7607 | 1269.6825 | 1048.75 | 1407364.7464 | 457085.6993 | 207339.1519 | 0 | 1207785.4762
4668 | 1312.5904 | 3184.916 | 1312.59 | 3100.3901 | 1312.5904 | 804.1 | 1117684.7805 | 472532.5339 | 214346.0077 | 0 | 1569726.8259
4669 | 1239.8562 | 3108.147 | 1239.856 | 3025.6585 | 1239.8562 | 750 | 982445.682 | 446348.2234 | 202468.5135 | 0 | 1549820.22
4670 | 1427.338 | 3461.625 | 1427.338 | 3369.7554 | 1427.338 | 1667.8 | 2514823.011 | 513841.6822 | 233084.2964 | 0 | 474161.6856
4671 | 1379.6333 | 2965.462 | 1379.633 | 2886.7603 | 1379.6333 | 1748.9 | 2547028.909 | 496667.9995 | 225294.1231 | 0 | 346425.9297
4672 | 1408.1145 | 1885.729 | 1408.115 | 1835.6828 | 1408.1145 | 1690.75 | 2515394.5209 | 506921.2366 | 229945.1054 | 0 | 435459.4234
4673 | 1482.0911 | 1255.576 | 1255.576 | 1222.2537 | 1222.2537 | 1735.5 | 2247083.0412 | 440011.3311 | 199594.0288 | 476281.9754 | 323286.103
4674 | 1357.8284 | 306.953 | 306.953 | 298.8066 | 298.8066 | 1284.6 | 406831.8498 | 107570.3885 | 48795.1234 | 1941186.9709 | 213766.2665
4675 | 1372.3889 | 0 | 0 | 0 | 0 | 1613.95 | 0 | 0 | 0 | 4663377.5536 | 0
4676 | 1344.7616 | 0 | 0 | 0 | 0 | 1848.75 | 0 | 0 | 0 | 4569499.7979 | 0
4677 | 1383.4399 | 0 | 0 | 0 | 0 | 1798.65 | 0 | 0 | 0 | 4700928.6579 | 0
4678 | 1246.6844 | 305.874 | 305.874 | 297.7563 | 297.7563 | 1900 | 598331.5176 | 107192.2575 | 48623.599 | 3224457.953 | 29775.6271
4679 | 1187.2856 | 592 | 592 | 576.2886 | 576.2886 | 1897 | 1154605.5169 | 207463.9114 | 94107.9354 | 2076167.7763 | 59357.7302
4680 | 944.1649 | 0 | 0 | 0 | 0 | 1879.35 | 0 | 0 | 0 | 1730654.2606 | 0
4681 | 1060.1998 | 0 | 0 | 0 | 0 | 1007.05 | 0 | 0 | 0 | 1261637.7572 | 0
4682 | 1112.0011 | 0 | 0 | 0 | 0 | 1654.3 | 0 | 0 | 0 | 1323281.2959 | 0
4683 | 985.6059 | 0 | 0 | 0 | 0 | 1519.3 | 0 | 0 | 0 | 1172871.0612 | 0
4684 | 1117.5266 | 0 | 0 | 0 | 0 | 1327.55 | 0 | 0 | 0 | 1329856.6064 | 0
4685 | 919.991 | 0 | 0 | 0 | 0 | 1341.4 | 0 | 0 | 0 | 1094789.2456 | 0
4686 | 716.2392 | 0 | 0 | 0 | 0 | 1305.15 | 0 | 0 | 0 | 852324.6604 | 0
4687 | 888.9102 | 212.489 | 212.489 | 206.8497 | 206.8497 | 829.25 | 181454.8435 | 74465.8768 | 33778.5491 | 1250216.9499 | 242169.2368
4688 | 709.9428 | 709.943 | 709.943 | 691.1015 | 691.1015 | 285.05 | 208973.6794 | 248796.5399 | 112856.8749 | 34536.036 | 1185204.5171
4689 | 511.2727 | 1786.584 | 511.273 | 1739.169 | 511.2727 | 302.05 | 163586.4779 | 184058.1784 | 83490.8348 | 0 | 868115.5114
4690 | 207.6748 | 3059.627 | 207.674 | 2978.4262 | 207.6748 | 312.45 | 68586.1694 | 74762.9412 | 33913.3008 | 0 | 350461.6708
4691 | 138.7688 | 3536.979 | 138.768 | 3443.1095 | 138.7688 | 324.8 | 47615.8642 | 49956.7525 | 22660.938 | 0 | 232465.4217
4692 | 202.4179 | 3783.049 | 202.418 | 3682.6489 | 202.4179 | 327.55 | 70141.6042 | 72870.4328 | 33054.838 | 0 | 338533.765
4693 | 689.9172 | 3779.262 | 689.917 | 3678.9624 | 689.9172 | 331.8 | 242369.1921 | 248370.2088 | 112663.4864 | 0 | 1150919.9511
4694 | 1105.1745 | 2675.883 | 1105.175 | 2604.8665 | 1105.1745 | 342.7 | 400740.5855 | 397862.8348 | 180475.0025 | 0 | 1831605.7668
4695 | 1065.5889 | 2109.032 | 1065.589 | 2053.0594 | 1065.5889 | 342.4 | 388395.8831 | 383611.9885 | 174010.6603 | 0 | 1766320.0894
4696 | 1205.8909 | 1437.207 | 1205.891 | 1399.0643 | 1205.8909 | 327.9 | 419878.5966 | 434120.7355 | 196921.9892 | 0 | 2016370.2274
4697 | 1007.9081 | 573.135 | 573.135 | 557.9243 | 557.9243 | 318.5 | 189217.0929 | 200852.7514 | 91109.0397 | 824820.3191 | 938149.7265
4698 | 1302.5098 | 143.31 | 143.31 | 139.5066 | 139.5066 | 310.55 | 46141.6053 | 50222.3871 | 22781.4328 | 2131784.8826 | 235689.4773
4699 | 973.1736 | 0 | 0 | 0 | 0 | 804.1 | 0 | 0 | 0 | 3306843.9727 | 0
4700 | 879.9313 | 0 | 0 | 0 | 0 | 1417.8 | 0 | 0 | 0 | 2990006.5445 | 0
4701 | 879.2406 | 0 | 0 | 0 | 0 | 1338.5 | 0 | 0 | 0 | 2987659.6003 | 0
4702 | 925.5164 | 305.874 | 305.874 | 297.7563 | 297.7563 | 1197.05 | 378578.2916 | 107192.2575 | 48623.599 | 2133129.0342 | 239083.3976
4703 | 1076.0855 | 592 | 592 | 576.2886 | 576.2886 | 1109 | 679331.676 | 207463.9114 | 94107.9354 | 1698309.8059 | 513473.1807
4704 | 1077.4669 | 0 | 0 | 0 | 0 | 1121.55 | 0 | 0 | 0 | 1974996.8149 | 0
4705 | 1165.8744 | 0 | 0 | 0 | 0 | 1162.5 | 0 | 0 | 0 | 1387390.5753 | 0
4706 | 1019.4494 | 0 | 0 | 0 | 0 | 1018.45 | 0 | 0 | 0 | 1213144.8395 | 0
4707 | 1090.5899 | 0 | 0 | 0 | 0 | 469.95 | 0 | 0 | 0 | 1297801.9655 | 0
4708 | 797.7399 | 0 | 0 | 0 | 0 | 288.55 | 0 | 0 | 0 | 949310.4944 | 0
4709 | 1000.1103 | 0 | 0 | 0 | 0 | 283.85 | 0 | 0 | 0 | 1190131.2522 | 0
4710 | 815.6977 | 0 | 0 | 0 | 0 | 282.35 | 0 | 0 | 0 | 970680.2546 | 0
4711 | 1003.5637 | 318.116 | 318.116 | 309.6734 | 309.6734 | 638.05 | 209878.9922 | 111482.4149 | 50569.6621 | 1271900.9936 | 421759.6528
4712 | 951.6977 | 951.698 | 951.698 | 926.4405 | 926.4405 | 675.5 | 665236.0145 | 333518.5634 | 151287.7261 | 46296.4786 | 1227070.3812
4713 | 1121.6603 | 1206.399 | 1121.66 | 1174.3818 | 1121.6603 | 1417.3 | 1680226.9033 | 403797.7091 | 183167.1275 | 0 | 653591.4586
4714 | 1083.6407 | 2385.626 | 1083.641 | 2322.3128 | 1083.6407 | 1403.2 | 1607831.7242 | 390110.6678 | 176958.5335 | 0 | 646716.796
4715 | 1503.6577 | 2648.828 | 1503.658 | 2578.5295 | 1503.6577 | 1381.45 | 2198271.513 | 541316.777 | 245547.3047 | 0 | 930087.479
4716 | 1480.6329 | 3044.683 | 1480.633 | 2963.8788 | 1480.6329 | 1299.3 | 2034170.384 | 533027.8451 | 241787.3531 | 0 | 1037479.4751
4717 | 1652.4707 | 2857.829 | 1652.471 | 2781.9838 | 1652.4707 | 937 | 1640546.9445 | 594889.4671 | 269848.4722 | 0 | 1756576.3987
4718 | 1615.0866 | 3024.903 | 1615.087 | 2944.6237 | 1615.0866 | 1290.7 | 2207121.1978 | 581431.1803 | 263743.6437 | 0 | 1145580.9339
4719 | 1540.0611 | 2929.768 | 1540.061 | 2852.0136 | 1540.0611 | 854.55 | 1392126.1726 | 554421.9863 | 251491.9732 | 0 | 1764062.9561
4720 | 1743.6635 | 1520.445 | 1520.445 | 1480.0932 | 1480.0932 | 903.45 | 1416328.6196 | 532833.5587 | 241699.2226 | 483124.2617 | 1622996.2188
4721 | 1217.598 | 576.865 | 576.865 | 561.5553 | 561.5553 | 1657.9 | 985472.7546 | 202159.9143 | 91701.9833 | 1202526.2812 | 192108.0741
4722 | 1425.4723 | 84.039 | 84.039 | 81.8087 | 81.8087 | 1855.05 | 160357.1416 | 29451.1143 | 13359.3527 | 2462935.4617 | 11858.1639
4723 | 1408.9952 | 0 | 0 | 0 | 0 | 1861.7 | 0 | 0 | 0 | 4787765.5809 | 0
4724 | 1178.3067 | 0 | 0 | 0 | 0 | 1868.7 | 0 | 0 | 0 | 4003886.3161 | 0
4725 | 1460.1058 | 0 | 0 | 0 | 0 | 1871.3 | 0 | 0 | 0 | 4961439.4302 | 0
4726 | 1165.1837 | 305.874 | 305.874 | 297.7563 | 297.7563 | 1887.2 | 592798.4545 | 107192.2575 | 48623.599 | 2947518.571 | 33586.9073
4727 | 1237.7056 | 592 | 592 | 576.2886 | 576.2886 | 1882 | 1144097.3642 | 207463.9114 | 94107.9354 | 2247494.6815 | 68002.0598
4728 | 1343.3802 | 0 | 0 | 0 | 0 | 1632.5 | 0 | 0 | 0 | 2462415.9011 | 0
4729 | 1258.4261 | 0 | 0 | 0 | 0 | 926.3 | 0 | 0 | 0 | 1497527.0316 | 0
4730 | 1290.1975 | 0 | 0 | 0 | 0 | 1273.95 | 0 | 0 | 0 | 1535335.0678 | 0
4731 | 1518.8139 | 0 | 0 | 0 | 0 | 1163.75 | 0 | 0 | 0 | 1807388.5517 | 0
4732 | 1493.2586 | 0 | 0 | 0 | 0 | 707.35 | 0 | 0 | 0 | 1776977.74 | 0
4733 | 1221.1291 | 0 | 0 | 0 | 0 | 283.85 | 0 | 0 | 0 | 1453143.6837 | 0
4734 | 1216.2944 | 0 | 0 | 0 | 0 | 1119.95 | 0 | 0 | 0 | 1447390.286 | 0
4735 | 1270.1677 | 314.617 | 314.617 | 306.2672 | 306.2672 | 1126.65 | 365366.0636 | 110256.2051 | 50013.4397 | 1766829.5554 | 267478.4909
4736 | 1420.868 | 1054.612 | 1054.612 | 1026.6232 | 1026.6232 | 1259.05 | 1369298.6396 | 369584.3421 | 167647.5641 | 722650.8129 | 760676.4396
4737 | 1032.7373 | 1162.151 | 1032.738 | 1131.3081 | 1032.7373 | 1569.15 | 1714856.5304 | 371785.4424 | 168646.0076 | 0 | 444954.8829
4738 | 983.6487 | 1904.659 | 983.648 | 1854.1104 | 983.6487 | 1376.2 | 1431386.1989 | 354113.535 | 160629.834 | 0 | 613600.0642
4739 | 1036.9712 | 2604.608 | 1036.971 | 2535.4831 | 1036.9712 | 1381.45 | 1516096.1146 | 373309.6435 | 169337.4022 | 0 | 641418.5556
4740 | 1264.5447 | 2613.934 | 1264.544 | 2544.5616 | 1264.5447 | 1223.6 | 1636353.487 | 455236.0823 | 206500.1451 | 0 | 981792.4841
4741 | 1287.5099 | 3034.838 | 1287.51 | 2954.2951 | 1287.5099 | 740.25 | 1007426.155 | 463503.5687 | 210250.3688 | 0 | 1621940.6129
4742 | 1054.9635 | 2809.394 | 1054.964 | 2734.8342 | 1054.9635 | 1363.2 | 1522437.7503 | 379786.8773 | 172275.5474 | 0 | 671800.7874
4743 | 1243.8855 | 986.464 | 986.464 | 960.2838 | 960.2838 | 1273.35 | 1294957.2516 | 345702.162 | 156814.3418 | 519841.8625 | 697790.2111
4744 | 986.9251 | 808.869 | 808.869 | 787.4021 | 787.4021 | 1473.45 | 1226974.4255 | 283464.7408 | 128582.756 | 365725.8099 | 414606.5535
4745 | 1104.938 | 1003.742 | 1003.742 | 977.1032 | 977.1032 | 1798.2 | 1860357.0735 | 351757.1644 | 159560.9582 | 234321.0921 | 197179.4327
4746 | 1034.1178 | 0 | 0 | 0 | 0 | 1875.05 | 0 | 0 | 0 | 1895538.0099 | 0
4747 | 840.5623 | 0 | 0 | 0 | 0 | 1861.7 | 0 | 0 | 0 | 2856230.7413 | 0
4748 | 1201.79 | 0 | 0 | 0 | 0 | 1868.7 | 0 | 0 | 0 | 4083682.4064 | 0
4749 | 714.1672 | 0 | 0 | 0 | 0 | 1871.3 | 0 | 0 | 0 | 2426740.0053 | 0
4750 | 1128.5775 | 305.874 | 305.874 | 297.7563 | 297.7563 | 1824.7 | 575770.7156 | 107192.2575 | 48623.599 | 2823130.5437 | 52196.6743
4751 | 844.7064 | 592 | 592 | 576.2886 | 576.2886 | 1495.9 | 913744.5414 | 207463.9114 | 94107.9354 | 912083.597 | 290507.1048
4752 | 1005.6358 | 0 | 0 | 0 | 0 | 827.95 | 0 | 0 | 0 | 1843330.3609 | 0
4753 | 1029.119 | 0 | 0 | 0 | 0 | 324.9 | 0 | 0 | 0 | 1224651.6338 | 0
4754 | 1085.7551 | 0 | 0 | 0 | 0 | 304.95 | 0 | 0 | 0 | 1292048.569 | 0
4755 | 1188.667 | 0 | 0 | 0 | 0 | 644.95 | 0 | 0 | 0 | 1414513.7324 | 0
4756 | 1035.3352 | 0 | 0 | 0 | 0 | 288.55 | 0 | 0 | 0 | 1232048.8583 | 0
4757 | 943.4742 | 0 | 0 | 0 | 0 | 283.85 | 0 | 0 | 0 | 1122734.3164 | 0
4758 | 1012.5426 | 0 | 0 | 0 | 0 | 282.35 | 0 | 0 | 0 | 1204925.7011 | 0
4759 | 1096.806 | 27.827 | 27.827 | 27.0885 | 27.0885 | 289.05 | 8271.6356 | 9751.8552 | 4423.5499 | 1960792.2809 | 46347.0461
4760 | 934.3477 | 119.868 | 119.868 | 116.6868 | 116.6868 | 318.75 | 39315.7448 | 42007.2367 | 19054.9493 | 1498772.4707 | 196179.6298
4761 | 1094.2419 | 1248.134 | 1094.242 | 1215.0092 | 1094.2419 | 1281.55 | 1477290.3133 | 393927.0764 | 178689.6988 | 0 | 786158.078
4762 | 1260.8348 | 2127.709 | 1260.835 | 2071.2408 | 1260.8348 | 387.2 | 514330.7488 | 453900.5413 | 205894.3289 | 0 | 2033474.4251
4763 | 1083.1262 | 2481.421 | 1083.126 | 2415.5654 | 1083.1262 | 392.45 | 447779.2679 | 389925.4266 | 176874.506 | 0 | 1741179.4987
4764 | 1249.8858 | 2852.3 | 1249.885 | 2776.6015 | 1249.8858 | 386 | 508131.1205 | 449958.8772 | 204106.3462 | 0 | 2017315.6328
4765 | 1115.5132 | 3004.96 | 1115.513 | 2925.21 | 1115.5132 | 390.75 | 458794.8227 | 401584.7578 | 182163.3082 | 0 | 1795139.6428
4766 | 1150.3401 | 2661.118 | 1150.34 | 2590.4934 | 1150.3401 | 422.4 | 512183.3225 | 414122.432 | 187850.5365 | 0 | 1814776.5244
4767 | 1467.4236 | 2260.164 | 1467.424 | 2200.1805 | 1467.4236 | 435.75 | 676269.3279 | 528272.4863 | 239630.2695 | 0 | 2295417.3241
4768 | 1501.2835 | 2085.803 | 1501.283 | 2030.4469 | 1501.2835 | 429.45 | 680712.8422 | 540462.0557 | 245159.5936 | 0 | 2357840.7821
4769 | 1430.4064 | 1168.326 | 1168.326 | 1137.3193 | 1137.3193 | 1682.3 | 2017381.9137 | 409434.9354 | 185724.236 | 537228.6618 | 361326.3305
4770 | 1592.421 | 333.348 | 333.348 | 324.5011 | 324.5011 | 1489.45 | 510140.8695 | 116820.4053 | 52991.0338 | 2324097.0487 | 165674.0498
4771 | 1372.3889 | 0 | 0 | 0 | 0 | 1520.8 | 0 | 0 | 0 | 4663377.5536 | 0
4772 | 1328.8758 | 0 | 0 | 0 | 0 | 1708.7 | 0 | 0 | 0 | 4515520.0873 | 0
4773 | 1486.3518 | 0 | 0 | 0 | 0 | 1513.25 | 0 | 0 | 0 | 5050623.3009 | 0
4774 | 1364.1007 | 305.874 | 305.874 | 297.7563 | 297.7563 | 1546.3 | 485324.6973 | 107192.2575 | 48623.599 | 3623438.418 | 135092.0201
4775 | 1410.3765 | 592 | 592 | 576.2886 | 576.2886 | 722.5 | 438642.3455 | 207463.9114 | 94107.9354 | 2834230.6613 | 736208.7411
4776 | 1210.7689 | 0 | 0 | 0 | 0 | 353.45 | 0 | 0 | 0 | 2219339.3699 | 0
4777 | 1007.0171 | 0 | 0 | 0 | 0 | 780.95 | 0 | 0 | 0 | 1198350.3906 | 0
4778 | 820.5325 | 0 | 0 | 0 | 0 | 761 | 0 | 0 | 0 | 976433.6514 | 0
4779 | 1060.8905 | 0 | 0 | 0 | 0 | 295.45 | 0 | 0 | 0 | 1262459.6712 | 0
4780 | 1237.7056 | 0 | 0 | 0 | 0 | 288.55 | 0 | 0 | 0 | 1472869.6152 | 0
4781 | 960.7413 | 0 | 0 | 0 | 0 | 283.85 | 0 | 0 | 0 | 1143282.1626 | 0
4782 | 1200.4086 | 0 | 0 | 0 | 0 | 1087.9 | 0 | 0 | 0 | 1428486.2685 | 0
4783 | 1122.3613 | 308.317 | 308.317 | 300.1344 | 300.1344 | 1119.1 | 355742.9092 | 108048.3966 | 49011.9532 | 1507141.9299 | 264388.4237
4784 | 1070.4651 | 1070.465 | 1070.465 | 1042.0554 | 1042.0554 | 318.75 | 351245.6018 | 375139.9593 | 170167.6538 | 52074.8748 | 1751955.7127
4785 | 1185.2757 | 1779.004 | 1185.276 | 1731.7902 | 1185.2757 | 1191.75 | 1490908.9744 | 426699.2678 | 193555.529 | 0 | 957999.1201
4786 | 1241.5501 | 2081.808 | 1241.55 | 2026.558 | 1241.5501 | 387.2 | 507310.8263 | 446958.0284 | 202745.1279 | 0 | 2002371.9674
4787 | 1273.3423 | 2729.626 | 1273.342 | 2657.1832 | 1273.3423 | 392.45 | 528209.7275 | 458403.2132 | 207936.7909 | 0 | 2046961.3485
4788 | 1429.0673 | 3874.137 | 1429.067 | 3771.3195 | 1429.0673 | 386 | 583125.3094 | 514464.2302 | 233366.6911 | 0 | 2306514.6319
4789 | 1265.5332 | 2736.107 | 1265.533 | 2663.4922 | 1265.5332 | 390.75 | 521400.6246 | 455591.957 | 206661.5738 | 0 | 2036559.3246
4790 | 1185.2801 | 2831.151 | 1185.28 | 2756.0138 | 1185.2801 | 422.4 | 529324.0198 | 426700.822 | 193556.234 | 0 | 1869897.8242
4791 | 1296.2238 | 2800.293 | 1296.224 | 2725.9748 | 1296.2238 | 435.75 | 597260.7565 | 466640.5511 | 211673.3389 | 0 | 2027618.0056
4792 | 1491.7106 | 1651.392 | 1491.711 | 1607.565 | 1491.7106 | 429.45 | 676029.0213 | 537015.8192 | 243596.3424 | 0 | 2342806.097
4793 | 1623.4698 | 706.876 | 706.876 | 688.1159 | 688.1159 | 1551.95 | 1126699.9019 | 247721.7227 | 112369.3259 | 1714503.6835 | 308310.3273
4794 | 1365.0331 | 15.373 | 15.373 | 14.965 | 14.965 | 1461.95 | 23063.434 | 5387.4032 | 2443.786 | 2474674.8787 | 8051.9231
4795 | 1483.589 | 0 | 0 | 0 | 0 | 1424.25 | 0 | 0 | 0 | 5041235.5239 | 0
4796 | 1207.3155 | 0 | 0 | 0 | 0 | 1381.2 | 0 | 0 | 0 | 4102457.9603 | 0
4797 | 1394.4908 | 0 | 0 | 0 | 0 | 1351.3 | 0 | 0 | 0 | 4738479.7588 | 0
4798 | 1198.3366 | 305.874 | 305.874 | 297.7563 | 297.7563 | 834.25 | 262729.9352 | 107192.2575 | 48623.599 | 3060171.8805 | 347109.3727
4799 | 1087.8272 | 592 | 592 | 576.2886 | 576.2886 | 373 | 227620.1126 | 207463.9114 | 94107.9354 | 1738207.8545 | 937621.6217
4800 | 982.8432 | 0 | 0 | 0 | 0 | 353.45 | 0 | 0 | 0 | 1801551.5821 | 0
4801 | 1308.846 | 0 | 0 | 0 | 0 | 324.9 | 0 | 0 | 0 | 2399114.7217 | 0
4802 | 1232.1801 | 0 | 0 | 0 | 0 | 304.95 | 0 | 0 | 0 | 2258586.1013 | 0
4803 | 1165.8744 | 0 | 0 | 0 | 0 | 295.45 | 0 | 0 | 0 | 2137047.8357 | 0
4804 | 1230.108 | 0 | 0 | 0 | 0 | 288.55 | 0 | 0 | 0 | 2254788.03 | 0
4805 | 1178.9974 | 0 | 0 | 0 | 0 | 283.85 | 0 | 0 | 0 | 2161102.2837 | 0
4806 | 1110.6197 | 0 | 0 | 0 | 0 | 282.35 | 0 | 0 | 0 | 2035765.9486 | 0
4807 | 929.6605 | 140.899 | 140.899 | 137.1596 | 137.1596 | 289.05 | 41805.3295 | 49377.4622 | 22398.1655 | 1452654.1864 | 234673.2473
4808 | 777.6212 | 777.621 | 777.621 | 756.9834 | 756.9834 | 318.75 | 254483.2111 | 272514.0105 | 123615.3831 | 37829.0689 | 1272678.2783
4809 | 947.273 | 1261.886 | 947.273 | 1228.3962 | 947.273 | 368.25 | 368455.9489 | 341018.2717 | 154689.6771 | 0 | 1545712.6802
4810 | 1179.9083 | 1431.059 | 1179.909 | 1393.0795 | 1179.9083 | 387.2 | 482934.1282 | 424766.9761 | 192679.02 | 0 | 1902956.053
4811 | 1059.5877 | 2482.543 | 1059.588 | 2416.6577 | 1059.5877 | 392.45 | 440479.8895 | 381451.5637 | 173030.6677 | 0 | 1703340.1702
4812 | 1194.5136 | 2295.953 | 1194.513 | 2235.0197 | 1194.5136 | 386 | 488886.5207 | 430024.9108 | 195064.0776 | 0 | 1927945.0166
4813 | 1267.6269 | 2878.071 | 1267.627 | 2801.6886 | 1267.6269 | 390.75 | 525412.4841 | 456345.666 | 207003.4646 | 0 | 2039928.5084
4814 | 887.0799 | 2751.548 | 887.08 | 2678.5234 | 887.0799 | 422.4 | 398063.1713 | 319348.7549 | 144860.1435 | 0 | 1399457.2102
4815 | 1241.5596 | 2560.388 | 1241.559 | 2492.4367 | 1241.5596 | 435.75 | 574638.3546 | 446961.4474 | 202746.6788 | 0 | 1942109.5668
4816 | 536.721 | 1670.529 | 536.721 | 1626.1941 | 536.721 | 429.45 | 244668.1142 | 193219.5479 | 87646.5338 | 0 | 842947.1138
4817 | 511.4393 | 833.98 | 511.44 | 811.8466 | 511.4393 | 1357.3 | 734632.8554 | 184118.1643 | 83518.0451 | 0 | 328702.0673
4818 | 220.4508 | 223.714 | 220.45 | 217.7768 | 217.7768 | 1747.15 | 402707.8904 | 78399.6309 | 35562.9437 | 4901.4603 | 55064.8518
4819 | 219.6375 | 118.782 | 118.782 | 115.6296 | 115.6296 | 1786.7 | 218837.9095 | 41626.6526 | 18882.3121 | 190646.4653 | 24663.7916
4820 | 234.8325 | 234.833 | 234.833 | 228.6007 | 228.6007 | 1863.7 | 450982.7751 | 82296.2377 | 37330.4878 | 11423.0137 | 31158.27
4821 | 155.4039 | 155.404 | 155.404 | 151.2797 | 151.2797 | 1743.4 | 279160.8095 | 54460.6785 | 24703.9689 | 7559.6884 | 38818.3614
4822 | 212.04 | 212.04 | 212.04 | 206.4126 | 206.4126 | 1356.25 | 296537.8897 | 74308.5266 | 33707.1733 | 10314.9969 | 132878.0945
4823 | 91.1703 | 91.17 | 91.17 | 88.7504 | 88.7504 | 373 | 35094.7405 | 31950.1432 | 14492.94 | 4435.6358 | 144396.8974
4824 | 85.6448 | 85.645 | 85.645 | 83.372 | 83.372 | 353.45 | 31331.2008 | 30013.9302 | 13614.6522 | 4165.9983 | 137276.2133
4825 | 78.738 | 0 | 0 | 0 | 0 | 796.15 | 0 | 0 | 0 | 93698.1787 | 0
4826 | 84.9541 | 0 | 0 | 0 | 0 | 719.9 | 0 | 0 | 0 | 101095.4033 | 0
4827 | 77.3566 | 0 | 0 | 0 | 0 | 1218.6 | 0 | 0 | 0 | 92054.351 | 0
4828 | 82.1914 | 0 | 0 | 0 | 0 | 1209.65 | 0 | 0 | 0 | 97807.7479 | 0
4829 | 78.738 | 0 | 0 | 0 | 0 | 1201.55 | 0 | 0 | 0 | 93698.1787 | 0
4830 | 83.5728 | 0 | 0 | 0 | 0 | 1215.3 | 0 | 0 | 0 | 99451.5756 | 0
4831 | 66.9963 | 66.997 | 66.997 | 65.2189 | 65.2189 | 1198.8 | 82797.7571 | 23478.817 | 10650.2523 | 3257.9792 | 52253.4116
4832 | 81.1985 | 357.503 | 81.199 | 348.0151 | 81.1985 | 1225.4 | 105519.8058 | 29231.4696 | 13259.7194 | 0 | 62896.3788
4833 | 713.0577 | 1260.093 | 713.057 | 1226.6508 | 713.0577 | 1558.9 | 1175118.6793 | 256700.7892 | 116442.3302 | 0 | 314529.7725
4834 | 1109.9109 | 2527.213 | 1109.911 | 2460.1421 | 1109.9109 | 1331.95 | 1563016.8671 | 399567.9262 | 181248.4509 | 0 | 741475.9808
4835 | 1211.7488 | 3110.035 | 1211.749 | 3027.4964 | 1211.7488 | 1236.95 | 1586381.1195 | 436229.5662 | 197878.5782 | 0 | 924624.918
4836 | 1105.1884 | 3877.558 | 1105.188 | 3774.6497 | 1105.1884 | 684.85 | 801965.871 | 397867.8078 | 180477.2584 | 0 | 1453488.4651
4837 | 969.134 | 3045.883 | 969.134 | 2965.0469 | 969.134 | 393.3 | 403062.1804 | 348888.235 | 158259.5799 | 0 | 1557107.5753
4838 | 1192.262 | 2196.976 | 1192.262 | 2138.6695 | 1192.262 | 421.3 | 532453.6669 | 429214.3243 | 194696.3866 | 0 | 1882224.0383
4839 | 1204.9136 | 2303.178 | 1204.914 | 2242.0529 | 1204.9136 | 427.4 | 545911.4208 | 433768.901 | 196762.3932 | 0 | 1894847.1494
4840 | 1193.8661 | 1847.448 | 1193.866 | 1798.4177 | 1193.8661 | 864.7 | 1092392.0895 | 429791.805 | 194958.3382 | 0 | 1355396.2117
4841 | 893.7415 | 688.748 | 688.748 | 670.469 | 670.469 | 1315.5 | 932436.1263 | 241368.8413 | 109487.5883 | 409258.5243 | 458936.0329
4842 | 898.8077 | 80.59 | 80.59 | 78.4512 | 78.4512 | 1274.35 | 105740.3381 | 28242.4267 | 12811.0786 | 1503713.4681 | 56928.1026
4843 | 882.694 | 0 | 0 | 0 | 0 | 1433.95 | 0 | 0 | 0 | 2999394.3201 | 0
4844 | 1020.8308 | 0 | 0 | 0 | 0 | 1540.45 | 0 | 0 | 0 | 3468783.1026 | 0
4845 | 1455.9617 | 0 | 0 | 0 | 0 | 1279.05 | 0 | 0 | 0 | 4947357.7683 | 0
4846 | 774.9473 | 305.874 | 305.874 | 297.7563 | 297.7563 | 845.7 | 267089.1757 | 107192.2575 | 48623.599 | 1621495.2617 | 343700.0634
4847 | 1051.2209 | 592 | 592 | 576.2886 | 576.2886 | 388 | 237028.5526 | 207463.9114 | 94107.9354 | 1613819.8272 | 928977.2921
4848 | 1114.0731 | 0 | 0 | 0 | 0 | 370.35 | 0 | 0 | 0 | 2042096.0656 | 0
4849 | 966.9575 | 0 | 0 | 0 | 0 | 717.05 | 0 | 0 | 0 | 1150679.3873 | 0
4850 | 895.1263 | 0 | 0 | 0 | 0 | 333.2 | 0 | 0 | 0 | 1065200.3471 | 0
4851 | 941.4022 | 0 | 0 | 0 | 0 | 318.4 | 0 | 0 | 0 | 1120268.5749 | 0
4852 | 939.3301 | 0 | 0 | 0 | 0 | 308.05 | 0 | 0 | 0 | 1117802.8334 | 0
4853 | 1111.3104 | 0 | 0 | 0 | 0 | 297.35 | 0 | 0 | 0 | 1322459.382 | 0
4854 | 1126.5055 | 0 | 0 | 0 | 0 | 286.15 | 0 | 0 | 0 | 1340541.4867 | 0
4855 | 1100.2595 | 317.868 | 317.868 | 309.432 | 309.432 | 277.35 | 91418.0493 | 111395.5044 | 50530.2385 | 1449586.8175 | 533042.96
4856 | 882.8235 | 858.211 | 858.211 | 835.4345 | 835.4345 | 285.05 | 252994.6065 | 300756.4373 | 136426.4617 | 86864.0133 | 1432728.478
4857 | 886.201 | 901.61 | 886.201 | 877.6818 | 877.6818 | 302.05 | 280753.2382 | 315965.4344 | 143325.4318 | 15615.7251 | 1490259.748
4858 | 1103.5739 | 1337.617 | 1103.574 | 1302.1174 | 1103.5739 | 312.45 | 364794.7004 | 397286.5975 | 180213.6149 | 0 | 1862336.1046
4859 | 1112.4017 | 2445.632 | 1112.402 | 2380.7263 | 1112.4017 | 324.8 | 382415.4197 | 400464.6066 | 181655.1952 | 0 | 1863495.3027
4860 | 1166.9312 | 2484.346 | 1166.931 | 2418.4128 | 1166.9312 | 327.55 | 404678.9449 | 420095.2248 | 190559.8617 | 0 | 1951634.052
4861 | 990.0065 | 3112.644 | 990.006 | 3030.0361 | 990.0065 | 331.8 | 347612.6468 | 356402.3233 | 161668.0539 | 0 | 1651528.7659
4862 | 1284.0444 | 1544.485 | 1284.044 | 1503.4952 | 1284.0444 | 342.7 | 466106.4067 | 462255.9862 | 209684.4515 | 0 | 2128046.7941
4863 | 1002.3878 | 1155.393 | 1002.388 | 1124.7295 | 1002.3878 | 342.4 | 363924.2237 | 360859.6174 | 163689.932 | 0 | 1661558.0604
4864 | 1384.9171 | 864.557 | 864.557 | 841.6121 | 841.6121 | 327.9 | 293459.4913 | 302980.3663 | 137435.2606 | 995877.9467 | 1407259.6401
4865 | 1471.9052 | 315.89 | 315.89 | 307.5065 | 307.5065 | 318.5 | 104688.8492 | 110702.3226 | 50215.8035 | 2134342.9938 | 517072.0984
4866 | 1181.0885 | 219.843 | 219.843 | 214.0085 | 214.0085 | 310.55 | 70983.3669 | 77043.0552 | 34947.5859 | 1772657.615 | 361556.6377
4867 | 1185.2136 | 0 | 0 | 0 | 0 | 942.85 | 0 | 0 | 0 | 4027355.755 | 0
4868 | 1040.17 | 0 | 0 | 0 | 0 | 1241.55 | 0 | 0 | 0 | 3534497.5309 | 0
4869 | 1251.5192 | 0 | 0 | 0 | 0 | 569 | 0 | 0 | 0 | 4252662.3707 | 0
4870 | 1156.8955 | 305.874 | 305.874 | 297.7563 | 297.7563 | 789.65 | 249635.7057 | 107192.2575 | 48623.599 | 2919355.2436 | 360389.3024
4871 | 1042.9327 | 592 | 592 | 576.2886 | 576.2886 | 1134.05 | 695243.0613 | 207463.9114 | 94107.9354 | 1585656.4998 | 499037.1502
4872 | 1049.8395 | 0 | 0 | 0 | 0 | 304.7 | 0 | 0 | 0 | 1924355.8713 | 0
4873 | 880.622 | 0 | 0 | 0 | 0 | 324.9 | 0 | 0 | 0 | 1047940.1563 | 0
4874 | 931.0419 | 0 | 0 | 0 | 0 | 304.95 | 0 | 0 | 0 | 1107939.8672 | 0
4875 | 782.5449 | 0 | 0 | 0 | 0 | 295.45 | 0 | 0 | 0 | 931228.3898 | 0
4876 | 743.1759 | 0 | 0 | 0 | 0 | 288.55 | 0 | 0 | 0 | 884379.3005 | 0
4877 | 860.5921 | 0 | 0 | 0 | 0 | 283.85 | 0 | 0 | 0 | 1024104.6547 | 0
4878 | 848.8505 | 0 | 0 | 0 | 0 | 282.35 | 0 | 0 | 0 | 1010132.1193 | 0
4879 | 506.2713 | 277.999 | 277.999 | 270.6211 | 270.6211 | 289.05 | 83194.9307 | 97423.5809 | 44192.4188 | 431946.8989 | 463019.0993
4880 | 90.0212 | 249.142 | 90.021 | 242.5299 | 90.0212 | 675.4 | 64632.4464 | 32407.6141 | 14700.4538 | 0 | 119242.0156
4881 | 76.9871 | 1501.428 | 76.987 | 1461.5809 | 76.9871 | 1462.25 | 119680.4774 | 27715.3494 | 12571.9904 | 0 | 41399.8031
4882 | 90.8526 | 2436.655 | 90.853 | 2371.9875 | 90.8526 | 1458.75 | 140825.284 | 32706.922 | 14836.2232 | 0 | 49173.9486
4883 | 77.379 | 2890.203 | 77.379 | 2813.4986 | 77.379 | 1406.5 | 115508.4305 | 27856.4561 | 12635.998 | 0 | 45924.463
4884 | 103.2926 | 3128.733 | 103.293 | 3045.6981 | 103.2926 | 1200 | 131775.4117 | 37185.3509 | 16867.6884 | 0 | 82634.1132
4885 | 71.5652 | 2964.149 | 71.565 | 2885.4821 | 71.5652 | 390.75 | 29692.2708 | 25763.4766 | 11686.5993 | 0 | 115166.3189
4886 | 75.749 | 2727.226 | 75.749 | 2654.8469 | 75.749 | 1342.95 | 107900.1973 | 27269.651 | 12369.8167 | 0 | 49770.9006
4887 | 91.6762 | 2548.65 | 91.676 | 2481.0102 | 91.6762 | 1529.75 | 148785.8346 | 33003.4326 | 14970.7237 | 0 | 43110.7338
4888 | 85.3392 | 1713.273 | 85.34 | 1667.8037 | 85.3392 | 1820.55 | 164702.7888 | 30722.1036 | 13935.8876 | 0 | 15314.1153
4889 | 76.2014 | 1148.636 | 76.201 | 1118.1518 | 76.2014 | 1915.3 | 154727.143 | 27432.5143 | 12443.6933 | 0 | 6454.261
4890 | 81.8383 | 331.308 | 81.838 | 322.5153 | 81.8383 | 1874.95 | 162421.5929 | 29461.7782 | 13364.1899 | 0 | 10233.876
4891 | 78.0473 | 78.047 | 78.047 | 75.9757 | 75.9757 | 1858.95 | 149415.1149 | 27351.2431 | 12406.8278 | 7039.3179 | 10716.369
4892 | 82.8821 | 82.882 | 82.882 | 80.6824 | 80.6824 | 1849.5 | 157784.5945 | 29045.6485 | 13175.4289 | 7474.6207 | 12142.6947
4893 | 75.2845 | 75.285 | 75.285 | 73.287 | 73.287 | 1383.95 | 107418.6275 | 26383.3118 | 11967.7634 | 6787.7381 | 45148.4423
4894 | 79.4286 | 79.429 | 79.429 | 77.321 | 77.321 | 1337.2 | 109469.1055 | 27835.5592 | 12626.5189 | 7161.7999 | 51248.3572
4895 | 75.9752 | 75.975 | 75.975 | 73.9587 | 73.9587 | 1293.55 | 101285.7494 | 26625.1194 | 12077.45 | 6852.287 | 52248.0988
4896 | 78.738 | 78.738 | 78.738 | 76.6483 | 76.6483 | 353.45 | 28746.925 | 27593.4011 | 12516.6733 | 3830.2897 | 126205.3183
4897 | 74.5939 | 43.498 | 43.498 | 42.3436 | 42.3436 | 324.9 | 14642.1725 | 15243.6912 | 6914.7077 | 38377.8273 | 70929.7422
4898 | 80.81 | 80.81 | 80.81 | 78.6653 | 78.6653 | 304.95 | 25612.3925 | 28319.5248 | 12846.0511 | 2552.1577 | 133341.6958
4899 | 74.5939 | 74.594 | 74.594 | 72.6143 | 72.6143 | 295.45 | 22931.298 | 26141.1537 | 11857.9178 | 2355.6597 | 123774.7322
4900 | 77.3566 | 77.357 | 77.357 | 75.304 | 75.304 | 288.55 | 23235.4615 | 27109.4355 | 12297.1411 | 2442.606 | 128879.0092
4901 | 71.8311 | 71.831 | 71.831 | 69.9246 | 69.9246 | 283.85 | 21208.2083 | 25172.872 | 11418.6944 | 2268.7133 | 120001.1785
4902 | 79.4286 | 79.429 | 79.429 | 77.321 | 77.321 | 282.35 | 23343.1103 | 27835.5592 | 12626.5189 | 2508.1053 | 132810.4116
4903 | 66.3057 | 66.305 | 66.305 | 64.5453 | 64.5453 | 289.05 | 19914.2862 | 23236.3085 | 10540.2477 | 3226.728 | 110433.7835
4904 | 72.9207 | 72.921 | 72.921 | 70.9857 | 70.9857 | 318.75 | 24096.0455 | 25554.8579 | 11591.9675 | 3546.7884 | 119344.7357
4905 | 154.285 | 1116.539 | 154.285 | 1086.9067 | 154.285 | 368.25 | 60399.9554 | 55542.5895 | 25194.7357 | 0 | 251754.5013
4906 | 105.3492 | 2447.846 | 105.349 | 2382.8815 | 105.3492 | 387.2 | 43314.4036 | 37925.695 | 17203.5167 | 0 | 169907.1136
4907 | 130.5488 | 2788.616 | 130.548 | 2714.6077 | 130.5488 | 392.45 | 54344.0859 | 46997.5518 | 21318.6117 | 0 | 209863.6513
4908 | 202.7269 | 2620.838 | 202.727 | 2551.2824 | 202.7269 | 386 | 83084.4403 | 72981.702 | 33105.3109 | 0 | 327201.2973
4909 | 354.6912 | 1955.527 | 354.691 | 1903.6284 | 354.6912 | 390.75 | 146989.3049 | 127688.8403 | 57921.0767 | 0 | 570786.8506
4910 | 688.6006 | 2323.076 | 688.601 | 2261.4228 | 688.6006 | 422.4 | 309339.2356 | 247896.227 | 112448.483 | 0 | 1086336.3548
4911 | 987.823 | 1953.453 | 987.823 | 1901.6094 | 987.823 | 435.75 | 457986.1891 | 355616.2905 | 161311.5007 | 0 | 1545202.1733
4912 | 1032.5448 | 1783.127 | 1032.544 | 1735.8038 | 1032.5448 | 429.45 | 470829.5636 | 371716.1323 | 168614.5678 | 0 | 1621663.2545
4913 | 1329.4033 | 818.539 | 818.539 | 796.8154 | 796.8154 | 1365.4 | 1154680.6727 | 286853.5516 | 130119.9583 | 976233.6644 | 505659.0663
4914 | 1196.1437 | 51.952 | 51.952 | 50.5732 | 50.5732 | 1409.55 | 75620.623 | 18206.36 | 8258.6072 | 2099830.6032 | 29860.9591
4915 | 1400.707 | 0 | 0 | 0 | 0 | 1503.65 | 0 | 0 | 0 | 4759602.2535 | 0
4916 | 823.2952 | 0 | 0 | 0 | 0 | 1690.6 | 0 | 0 | 0 | 2797557.1436 | 0
4917 | 1177.6161 | 0 | 0 | 0 | 0 | 1406.3 | 0 | 0 | 0 | 4001539.3719 | 0
4918 | 1352.3591 | 305.874 | 305.874 | 297.7563 | 297.7563 | 1421.7 | 449377.3347 | 107192.2575 | 48623.599 | 3583540.3729 | 172192.4514
4919 | 1335.092 | 592 | 592 | 576.2886 | 576.2886 | 1302 | 798686.3222 | 207463.9114 | 94107.9354 | 2578413.774 | 402249.4726
4920 | 1360.6473 | 0 | 0 | 0 | 0 | 353.45 | 0 | 0 | 0 | 2494066.4917 | 0
4921 | 1288.1255 | 0 | 0 | 0 | 0 | 324.9 | 0 | 0 | 0 | 1532869.3272 | 0
4922 | 1518.8139 | 0 | 0 | 0 | 0 | 304.95 | 0 | 0 | 0 | 1807388.5517 | 0
4923 | 1469.7754 | 0 | 0 | 0 | 0 | 295.45 | 0 | 0 | 0 | 1749032.6689 | 0
4924 | 1038.0979 | 0 | 0 | 0 | 0 | 288.55 | 0 | 0 | 0 | 1235336.5141 | 0
4925 | 1302.6298 | 0 | 0 | 0 | 0 | 283.85 | 0 | 0 | 0 | 1550129.5179 | 0
4926 | 1125.8148 | 0 | 0 | 0 | 0 | 478.9 | 0 | 0 | 0 | 1339719.5727 | 0
4927 | 1215.6037 | 3.888 | 3.888 | 3.7848 | 3.7848 | 888.05 | 3560.7144 | 1362.5333 | 618.0602 | 2221263.9693 | 4208.5246
4928 | 1164.5561 | 48.661 | 48.661 | 47.3696 | 47.3696 | 318.75 | 16021.8232 | 17053.0429 | 7735.4497 | 2047802.9029 | 79640.0788
4929 | 1265.2017 | 576.702 | 576.702 | 561.3966 | 561.3966 | 368.25 | 219639.7399 | 202102.7916 | 91676.0719 | 1290074.6432 | 916058.9727
4930 | 1521.9772 | 1521.977 | 1521.977 | 1481.5846 | 1481.5846 | 387.2 | 608699.9136 | 533370.4416 | 241942.7587 | 74039.784 | 2389499.5786
4931 | 1459.9884 | 2686.971 | 1459.988 | 2615.6603 | 1459.9884 | 392.45 | 607469.8723 | 525595.81 | 238416.0994 | 0 | 2347004.2897
4932 | 1450.6684 | 3358.725 | 1450.669 | 3269.5863 | 1450.6684 | 386 | 594189.2368 | 522240.6402 | 236894.1571 | 0 | 2341378.8702
4933 | 1401.7369 | 3147.087 | 1401.737 | 3063.565 | 1401.7369 | 390.75 | 581463.8791 | 504625.2998 | 228903.643 | 0 | 2255745.1771
4934 | 1375.3968 | 3577.48 | 1375.397 | 3482.5356 | 1375.3968 | 422.4 | 617787.3466 | 495142.8656 | 224602.3054 | 0 | 2169826.069
4935 | 1381.8306 | 3043.454 | 1381.83 | 2962.6824 | 1381.8306 | 435.75 | 641462.2615 | 497459.0052 | 225652.9321 | 0 | 2161528.4691
4936 | 1788.7211 | 1873.387 | 1788.721 | 1823.6683 | 1788.7211 | 429.45 | 816725.3142 | 643939.5935 | 292098.1545 | 0 | 2809275.9126
4937 | 1525.3581 | 1281.921 | 1281.921 | 1247.8995 | 1247.8995 | 655.9 | 869560.1359 | 449243.8256 | 203781.9909 | 508581.6569 | 1677301.7388
4938 | 1702.6602 | 320.816 | 320.816 | 312.3017 | 312.3017 | 366.05 | 121152.6147 | 112428.6186 | 50998.8706 | 2548527.0072 | 510285.3925
4939 | 1469.7754 | 0 | 0 | 0 | 0 | 1378.7 | 0 | 0 | 0 | 4994296.6461 | 0
4940 | 1623.7979 | 0 | 0 | 0 | 0 | 1522.6 | 0 | 0 | 0 | 5517665.1385 | 0
4941 | 1571.3059 | 0 | 0 | 0 | 0 | 1291.3 | 0 | 0 | 0 | 5339297.4006 | 0
4942 | 1333.0199 | 305.874 | 305.874 | 297.7563 | 297.7563 | 1307.2 | 412446.3799 | 107192.2575 | 48623.599 | 3517825.9412 | 206285.5444
4943 | 1336.4734 | 592 | 592 | 576.2886 | 576.2886 | 1302 | 796807.1727 | 207463.9114 | 94107.9354 | 2583107.6625 | 402249.4726
4944 | 1509.1443 | 0 | 0 | 0 | 0 | 817.95 | 0 | 0 | 0 | 2766261.5642 | 0
4945 | 1440.7666 | 0 | 0 | 0 | 0 | 324.9 | 0 | 0 | 0 | 1714512.2873 | 0
4946 | 1415.902 | 0 | 0 | 0 | 0 | 304.95 | 0 | 0 | 0 | 1684923.3883 | 0
4947 | 1212.8409 | 0 | 0 | 0 | 0 | 295.45 | 0 | 0 | 0 | 1443280.7174 | 0
4948 | 1147.9167 | 0 | 0 | 0 | 0 | 288.55 | 0 | 0 | 0 | 1366020.8159 | 0
4949 | 1229.4174 | 0 | 0 | 0 | 0 | 283.85 | 0 | 0 | 0 | 1463006.6501 | 0
4950 | 988.3687 | 0 | 0 | 0 | 0 | 282.35 | 0 | 0 | 0 | 1176158.7166 | 0
4951 | 1297.7951 | 308.086 | 308.086 | 299.9096 | 299.9096 | 289.05 | 91749.3366 | 107967.4436 | 48975.232 | 1829124.1096 | 513130.2711
4952 | 1047.8219 | 1047.822 | 1047.822 | 1020.0134 | 1020.0134 | 318.75 | 344596.8093 | 367204.8151 | 166568.1842 | 50972.9835 | 1714897.4873
4953 | 1384.7712 | 1772.72 | 1384.771 | 1725.673 | 1384.7712 | 844.3 | 1237952.0606 | 498517.6165 | 226133.1299 | 0 | 1600380.0261
4954 | 1349.7673 | 2997.156 | 1349.767 | 2917.6131 | 1349.7673 | 387.2 | 553453.5149 | 485916.2266 | 220416.9994 | 0 | 2176904.695
4955 | 1301.2096 | 3598.28 | 1301.21 | 3502.7836 | 1301.2096 | 392.45 | 540343.728 | 468435.4661 | 212487.5323 | 0 | 2091759.5375
4956 | 1364.7042 | 3856.595 | 1364.704 | 3754.2431 | 1364.7042 | 386 | 558167.9105 | 491293.5116 | 222856.1957 | 0 | 2202632.5772
4957 | 1493.1455 | 3859.249 | 1493.146 | 3756.8266 | 1493.1455 | 390.75 | 620240.0491 | 537532.3818 | 243830.661 | 0 | 2402844.4039
4958 | 1284.4951 | 3542.62 | 1284.495 | 3448.6008 | 1284.4951 | 422.4 | 576697.0788 | 462418.2277 | 209758.0461 | 0 | 2026419.4335
4959 | 1168.1969 | 3024.982 | 1168.197 | 2944.7006 | 1168.1969 | 435.75 | 540261.0035 | 420550.8689 | 190766.5469 | 0 | 1827351.9351
4960 | 1479.6564 | 2270.431 | 1479.656 | 2210.175 | 1479.6564 | 885.5 | 1391651.4438 | 532676.3213 | 241627.898 | 0 | 1649077.1113
4961 | 1510.8356 | 797.553 | 797.553 | 776.3864 | 776.3864 | 1450.45 | 1191871.5783 | 279499.0961 | 126783.8956 | 1346245.5098 | 426663.1341
4962 | 1394.1765 | 337.828 | 337.828 | 328.8622 | 328.8622 | 830.55 | 288921.5924 | 118390.4025 | 53703.202 | 1952721.1411 | 384587.9338
4963 | 1384.1314 | 0 | 0 | 0 | 0 | 352.7 | 0 | 0 | 0 | 4703278.5346 | 0
4964 | 1029.119 | 0 | 0 | 0 | 0 | 1288.7 | 0 | 0 | 0 | 3496946.43 | 0
4965 | 1141.7005 | 0 | 0 | 0 | 0 | 1176.3 | 0 | 0 | 0 | 3879498.2854 | 0
4966 | 1211.4596 | 305.874 | 305.874 | 297.7563 | 297.7563 | 1307.2 | 411594.1482 | 107192.2575 | 48623.599 | 3104763.8141 | 206285.5444
4967 | 1361.338 | 592 | 592 | 576.2886 | 576.2886 | 1285.1 | 783651.1431 | 207463.9114 | 94107.9354 | 2667597.6446 | 411988.7507
4968 | 1071.2507 | 0 | 0 | 0 | 0 | 353.45 | 0 | 0 | 0 | 1963602.6028 | 0
4969 | 1274.3118 | 0 | 0 | 0 | 0 | 824.55 | 0 | 0 | 0 | 2335813.5404 | 0
4970 | 875.7872 | 0 | 0 | 0 | 0 | 304.95 | 0 | 0 | 0 | 1605317.9242 | 0
4971 | 1036.7165 | 0 | 0 | 0 | 0 | 295.45 | 0 | 0 | 0 | 1900301.4233 | 0
4972 | 911.7028 | 0 | 0 | 0 | 0 | 288.55 | 0 | 0 | 0 | 1671151.1514 | 0
4973 | 1306.0833 | 0 | 0 | 0 | 0 | 283.85 | 0 | 0 | 0 | 2394050.6266 | 0
4974 | 1031.1911 | 0 | 0 | 0 | 0 | 282.35 | 0 | 0 | 0 | 1890173.235 | 0
4975 | 1167.9465 | 119.423 | 119.423 | 116.2536 | 116.2536 | 289.05 | 35579.0238 | 41851.2883 | 18984.2094 | 1927753.0973 | 198904.0604
4976 | 1102.0699 | 444.831 | 444.831 | 433.0254 | 433.0254 | 318.75 | 146439.2856 | 155889.154 | 70713.0524 | 1226358.5488 | 728024.0004
4977 | 1017.1236 | 1017.124 | 1017.124 | 990.1301 | 990.1301 | 1307.25 | 1370590.8243 | 356446.8301 | 161688.2426 | 49479.0552 | 685912.6154
4978 | 1192.6799 | 1192.679 | 1192.679 | 1161.0259 | 1161.0259 | 1316.2 | 1618538.3628 | 417969.3418 | 189595.5376 | 58021.6472 | 793909.5443
4979 | 1048.5359 | 2258.452 | 1048.536 | 2198.5139 | 1048.5359 | 1308 | 1451814.9074 | 377472.9136 | 171225.9077 | 0 | 725586.8227
4980 | 1037.4685 | 3072.109 | 1037.468 | 2990.5769 | 1037.4685 | 735.5 | 807605.9166 | 373488.669 | 169418.6101 | 0 | 1311878.9499
4981 | 1077.8269 | 2962.769 | 1077.827 | 2884.1387 | 1077.8269 | 390.75 | 444843.3132 | 388017.6883 | 176009.1347 | 0 | 1734492.9581
4982 | 1076.3005 | 2967.559 | 1076.301 | 2888.8016 | 1076.3005 | 881.9 | 1005617.1519 | 387468.1804 | 175759.8718 | 0 | 1203411.5902
4983 | 852.6441 | 1160.386 | 852.645 | 1129.59 | 852.6441 | 1356.3 | 1228202.1324 | 306951.8766 | 139236.7818 | 0 | 548847.0083
4984 | 422.9472 | 1290.893 | 422.948 | 1256.6334 | 422.9472 | 1273.45 | 572049.8414 | 152260.9908 | 69067.2772 | 0 | 307292.2857
4985 | 167.4831 | 369.594 | 167.483 | 359.7852 | 167.4831 | 1791.4 | 317953.4193 | 60293.9077 | 27349.9865 | 0 | 34936.9699
4986 | 147.3263 | 269.85 | 147.326 | 262.6883 | 147.3263 | 1673.15 | 260760.2218 | 53037.479 | 24058.3898 | 0 | 48153.6112
4987 | 102.2212 | 102.221 | 102.221 | 99.5081 | 99.5081 | 1659.8 | 174585.3535 | 35822.9197 | 16249.6744 | 4973.1264 | 33852.6592
4988 | 109.8187 | 109.819 | 109.819 | 106.9045 | 106.9045 | 1773.7 | 200261.4537 | 38485.6069 | 17457.4989 | 5341.8705 | 24192.4801
4989 | 87.0262 | 87.026 | 87.026 | 84.7164 | 84.7164 | 1747.3 | 156329.2186 | 30497.8959 | 13834.1844 | 4233.8538 | 21407.8286
4990 | 81.5007 | 81.501 | 81.501 | 79.338 | 79.338 | 1872.2 | 157143.4408 | 28561.6828 | 12955.8967 | 3964.2163 | 10139.3974
4991 | 81.5007 | 81.501 | 81.501 | 79.338 | 79.338 | 1849.5 | 155598.877 | 28561.6828 | 12955.8967 | 3964.2163 | 11940.3702
4992 | 85.6448 | 85.645 | 85.645 | 83.372 | 83.372 | 1751.75 | 154812.3175 | 30013.9302 | 13614.6522 | 4165.9983 | 20697.106
4993 | 80.1193 | 0 | 0 | 0 | 0 | 1544.25 | 0 | 0 | 0 | 95342.0064 | 0
4994 | 78.738 | 37.282 | 37.282 | 36.2926 | 36.2926 | 1279.4 | 49153.89 | 13065.3202 | 5926.5744 | 50510.037 | 26152.4159
4995 | 73.9032 | 73.903 | 73.903 | 71.9417 | 71.9417 | 1238.2 | 94430.5134 | 25898.9957 | 11748.0722 | 2334.2127 | 54805.1525
4996 | 80.81 | 80.81 | 80.81 | 78.6653 | 78.6653 | 1224.25 | 102112.9564 | 28319.5248 | 12846.0511 | 2552.1577 | 61024.6427
4997 | 77.3566 | 77.357 | 77.357 | 75.304 | 75.304 | 1201.55 | 96057.6598 | 27109.4355 | 12297.1411 | 2442.606 | 60126.4687
4998 | 80.81 | 80.81 | 80.81 | 78.6653 | 78.6653 | 635.8 | 53095.2455 | 28319.5248 | 12846.0511 | 2552.1577 | 107315.2659
4999 | 70.4498 | 70.45 | 70.45 | 68.5803 | 68.5803 | 638.9 | 46554.3902 | 24688.9063 | 11199.1622 | 3426.7257 | 93344.6401
5000 | 82.0705 | 82.071 | 82.071 | 79.8929 | 79.8929 | 1235.2 | 104696.7008 | 28761.4369 | 13046.5074 | 3991.6044 | 61102.0749
5001 | 531.2024 | 1039.223 | 531.202 | 1011.6426 | 531.2024 | 1350.1 | 758570.2943 | 191232.8647 | 86745.3522 | 0 | 345228.4411
5002 | 1284.5469 | 2151.048 | 1284.547 | 2093.9604 | 1284.5469 | 1311.95 | 1783474.9473 | 462436.8764 | 209766.5053 | 0 | 883832.4801
5003 | 1356.1138 | 1542.18 | 1356.114 | 1501.2514 | 1356.1138 | 1311.75 | 1882029.6786 | 488200.9745 | 221453.3865 | 0 | 933345.3352
5004 | 1186.715 | 2598.606 | 1186.714 | 2529.6404 | 1186.715 | 1189.55 | 1496940.7746 | 427217.3845 | 193790.5525 | 0 | 961773.1369
5005 | 1505.9819 | 1921.141 | 1505.982 | 1870.155 | 1505.9819 | 1197.5 | 1914569.9829 | 542153.4718 | 245926.8387 | 0 | 1208550.4475
5006 | 1112.084 | 476.873 | 476.873 | 464.2171 | 464.2171 | 1435.35 | 709730.8975 | 167118.1382 | 75806.6444 | 1187540.0652 | 262120.1576
5007 | 1330.2779 | 307.426 | 307.426 | 299.2671 | 299.2671 | 1547.9 | 493569.5132 | 107736.1494 | 48870.3144 | 1889842.8724 | 135298.6476
5008 | 1190.5629 | 953.459 | 953.459 | 928.1547 | 928.1547 | 1773.45 | 1750617.0733 | 334135.6985 | 151567.6654 | 480994.2509 | 210273.4513
5009 | 1041.9355 | 353.399 | 353.399 | 344.02 | 344.02 | 1870.5 | 681551.8359 | 123847.194 | 56178.4633 | 1279279.1845 | 44550.5878
5010 | 1168.6743 | 180.593 | 180.593 | 175.8002 | 175.8002 | 1681.45 | 312704.6624 | 63288.0577 | 28708.1662 | 1819938.2854 | 56001.141
5011 | 1443.5337 | 0 | 0 | 0 | 0 | 1656.25 | 0 | 0 | 0 | 4905127.4446 | 0
5012 | 1038.0979 | 0 | 0 | 0 | 0 | 1728.75 | 0 | 0 | 0 | 3527456.7016 | 0
5013 | 1286.7441 | 0 | 0 | 0 | 0 | 1806.15 | 0 | 0 | 0 | 4372356.5096 | 0
5014 | 712.7858 | 305.874 | 305.874 | 297.7563 | 297.7563 | 1900 | 596057.8078 | 107192.2575 | 48623.599 | 1410270.3093 | 29775.6271
5015 | 1145.8446 | 592 | 592 | 576.2886 | 576.2886 | 1897 | 1154358.8033 | 207463.9114 | 94107.9354 | 1935351.1428 | 59357.7302
5016 | 1181.7602 | 0 | 0 | 0 | 0 | 1814.35 | 0 | 0 | 0 | 2166166.3788 | 0
5017 | 911.7028 | 0 | 0 | 0 | 0 | 1564.05 | 0 | 0 | 0 | 1084926.2794 | 0
5018 | 1009.0892 | 0 | 0 | 0 | 0 | 1622.2 | 0 | 0 | 0 | 1200816.1325 | 0
5019 | 973.8643 | 0 | 0 | 0 | 0 | 1607.4 | 0 | 0 | 0 | 1158898.5258 | 0
5020 | 848.1598 | 0 | 0 | 0 | 0 | 1597.05 | 0 | 0 | 0 | 1009310.2054 | 0
5021 | 780.4728 | 0 | 0 | 0 | 0 | 1543.25 | 0 | 0 | 0 | 928762.6483 | 0
5022 | 770.8032 | 0 | 0 | 0 | 0 | 1487.05 | 0 | 0 | 0 | 917255.8544 | 0
5023 | 969.0295 | 174.637 | 174.637 | 170.0022 | 170.0022 | 1230.6 | 222731.6713 | 61200.8025 | 27761.364 | 1464617.024 | 130799.7152
5024 | 708.5433 | 674.434 | 674.434 | 656.5349 | 656.5349 | 285.05 | 198408.9618 | 236352.5602 | 107212.1474 | 95331.3526 | 1125924.5084
5025 | 1101.8299 | 1324.638 | 1101.83 | 1289.4828 | 1101.8299 | 302.05 | 351785.3371 | 396658.7658 | 179928.8235 | 0 | 1870852.0872
5026 | 952.1242 | 2046.336 | 952.125 | 1992.0274 | 952.1242 | 312.45 | 313632.664 | 342764.7005 | 155481.8767 | 0 | 1606757.1399
5027 | 1203.6531 | 3032.488 | 1203.653 | 2952.0074 | 1203.6531 | 324.8 | 411364.9613 | 433315.1218 | 196556.5538 | 0 | 2016359.6999
5028 | 1159.54 | 3121.508 | 1159.54 | 3038.6649 | 1159.54 | 327.55 | 400104.9133 | 417434.3993 | 189352.8817 | 0 | 1939272.6697
5029 | 964.4063 | 2827.99 | 964.406 | 2752.9367 | 964.4063 | 331.8 | 337709.9612 | 347186.2517 | 157487.5414 | 0 | 1608822.5139
5030 | 1140.2509 | 1140.251 | 1140.251 | 1109.9894 | 1109.9894 | 342.7 | 401715.3355 | 399596.1696 | 181261.2625 | 55469.4467 | 1839585.3665
5031 | 833.8618 | 2046.051 | 833.862 | 1991.7499 | 833.8618 | 342.4 | 301467.6464 | 300190.2539 | 136169.6346 | 0 | 1382209.3467
5032 | 1036.9885 | 2379.045 | 1036.988 | 2315.9064 | 1036.9885 | 327.9 | 359289.8157 | 373315.86 | 169340.2221 | 0 | 1733948.4708
5033 | 1019.831 | 1001.804 | 1001.804 | 975.2167 | 975.2167 | 318.5 | 330568.5708 | 351078.0005 | 159252.8819 | 81778.1586 | 1639826.8272
5034 | 933.7278 | 324.422 | 324.422 | 315.812 | 315.812 | 310.55 | 104006.6135 | 113692.3261 | 51572.1024 | 1132639.6343 | 533548.6121
5035 | 870.2617 | 0 | 0 | 0 | 0 | 1238.6 | 0 | 0 | 0 | 2957149.3297 | 0
5036 | 1061.5812 | 0 | 0 | 0 | 0 | 1562.3 | 0 | 0 | 0 | 3607252.7919 | 0
5037 | 730.0529 | 0 | 0 | 0 | 0 | 1611 | 0 | 0 | 0 | 2480719.7155 | 0
5038 | 1020.8308 | 305.874 | 305.874 | 297.7563 | 297.7563 | 1661.15 | 523497.7248 | 107192.2575 | 48623.599 | 2457007.2944 | 100894.7124
5039 | 954.5252 | 592 | 592 | 576.2886 | 576.2886 | 1646.45 | 1003507.7402 | 207463.9114 | 94107.9354 | 1285247.6789 | 203746.8496
5040 | 756.9896 | 0 | 0 | 0 | 0 | 1596.2 | 0 | 0 | 0 | 1387561.8651 | 0
5041 | 995.2755 | 0 | 0 | 0 | 0 | 1330.5 | 0 | 0 | 0 | 1184377.855 | 0
5042 | 975.9364 | 0 | 0 | 0 | 0 | 1225.5 | 0 | 0 | 0 | 1161364.2673 | 0
5043 | 974.555 | 0 | 0 | 0 | 0 | 841.5 | 0 | 0 | 0 | 1159720.4396 | 0
5044 | 919.3003 | 0 | 0 | 0 | 0 | 288.55 | 0 | 0 | 0 | 1093967.3318 | 0
5045 | 1018.0681 | 0 | 0 | 0 | 0 | 283.85 | 0 | 0 | 0 | 1211501.0116 | 0
5046 | 664.4379 | 0 | 0 | 0 | 0 | 282.35 | 0 | 0 | 0 | 790681.1218 | 0
5047 | 891.6729 | 223.258 | 223.258 | 217.3329 | 217.3329 | 485.6 | 112088.6464 | 78239.8276 | 35490.4551 | 1236065.345 | 329128.8747
5048 | 882.8417 | 840.753 | 840.753 | 818.4399 | 818.4399 | 774.8 | 672265.1807 | 294638.3545 | 133651.2314 | 118048.4843 | 1002752.5333
5049 | 1164.6709 | 1817.459 | 1164.671 | 1769.2246 | 1164.6709 | 1479.3 | 1821029.5437 | 419281.5301 | 190190.7607 | 0 | 606444.1465
5050 | 1275.9643 | 2778.013 | 1275.965 | 2704.286 | 1275.9643 | 1498.75 | 2027455.3564 | 459347.1365 | 208364.965 | 0 | 639577.0893
5051 | 1281.6469 | 1881.953 | 1281.647 | 1832.007 | 1281.6469 | 1313 | 1784879.0422 | 461392.8732 | 209292.9339 | 0 | 880491.3997
5052 | 1165.2105 | 3953.713 | 1165.211 | 3848.7836 | 1165.2105 | 386 | 476524.1233 | 419475.7847 | 190278.8768 | 0 | 1880649.768
5053 | 1262.2861 | 2055.908 | 1262.286 | 2001.3453 | 1262.2861 | 390.75 | 521206.7857 | 454423.009 | 206131.326 | 0 | 2031333.9644
5054 | 1118.1698 | 2433.865 | 1118.17 | 2369.2715 | 1118.1698 | 422.4 | 500907.4484 | 402541.1132 | 182597.1216 | 0 | 1764024.6118
5055 | 1150.1519 | 2508.031 | 1150.152 | 2441.4692 | 1150.1519 | 1399.9 | 1707561.9733 | 414054.6757 | 187819.8015 | 0 | 690206.1414
5056 | 1238.5577 | 1603.903 | 1238.557 | 1561.3363 | 1238.5577 | 1718.45 | 2250098.5257 | 445880.7688 | 202256.4709 | 0 | 348715.9179
5057 | 954.5088 | 537.508 | 537.508 | 523.2428 | 523.2428 | 1700.4 | 941283.9677 | 188367.4191 | 85445.5543 | 790510.4379 | 156763.5521
5058 | 1051.3962 | 152 | 152 | 147.966 | 147.966 | 1687.05 | 263777.8704 | 53267.761 | 24162.8483 | 1655987.489 | 46305.9606
5059 | 866.1271 | 0 | 0 | 0 | 0 | 1839.2 | 0 | 0 | 0 | 2943099.9364 | 0
5060 | 1031.8818 | 0 | 0 | 0 | 0 | 1868.7 | 0 | 0 | 0 | 3506334.2035 | 0
5061 | 910.3214 | 0 | 0 | 0 | 0 | 1760.6 | 0 | 0 | 0 | 3093272.0764 | 0
5062 | 1085.7551 | 305.874 | 305.874 | 297.7563 | 297.7563 | 1699.2 | 535655.0172 | 107192.2575 | 48623.599 | 2677620.0217 | 89565.0863
5063 | 1110.6197 | 592 | 592 | 576.2886 | 576.2886 | 1694 | 1035479.1134 | 207463.9114 | 94107.9354 | 1815657.004 | 176344.3247
5064 | 991.1314 | 0 | 0 | 0 | 0 | 1559.45 | 0 | 0 | 0 | 1816743.8654 | 0
5065 | 1030.5004 | 0 | 0 | 0 | 0 | 780.95 | 0 | 0 | 0 | 1226295.4617 | 0
5066 | 809.4815 | 0 | 0 | 0 | 0 | 1003.95 | 0 | 0 | 0 | 963283.0299 | 0
5067 | 1055.365 | 0 | 0 | 0 | 0 | 1044.45 | 0 | 0 | 0 | 1255884.3595 | 0
5068 | 926.8978 | 0 | 0 | 0 | 0 | 1200.65 | 0 | 0 | 0 | 1103008.3841 | 0
5069 | 813.6256 | 0 | 0 | 0 | 0 | 1195.95 | 0 | 0 | 0 | 968214.513 | 0
5070 | 907.5587 | 0 | 0 | 0 | 0 | 1194.45 | 0 | 0 | 0 | 1079994.7964 | 0
5071 | 821.2232 | 304.558 | 304.558 | 296.4752 | 296.4752 | 938.05 | 295509.7458 | 106731.0708 | 48414.3996 | 961863.0242 | 314841.8351
5072 | 962.443 | 962.443 | 962.443 | 936.9003 | 936.9003 | 318.75 | 317013.1557 | 337284.1035 | 152995.8169 | 46819.7657 | 1575163.6083
5073 | 1008.2725 | 1771.21 | 1008.272 | 1724.2031 | 1008.2725 | 1288.8 | 1375861.6058 | 362978.0831 | 164650.8916 | 0 | 717083.3686
5074 | 1436.7719 | 2882.162 | 1436.772 | 2805.671 | 1436.7719 | 387.2 | 588740.4206 | 517237.8786 | 234624.8488 | 0 | 2317225.6961
5075 | 1155.7145 | 3662.054 | 1155.714 | 3564.8651 | 1155.7145 | 392.45 | 479444.2637 | 416057.2103 | 188728.1734 | 0 | 1857868.8011
5076 | 1137.1705 | 878.852 | 878.852 | 855.5277 | 855.5277 | 386 | 350159.5518 | 307989.9889 | 139707.6811 | 516251.1167 | 1380821.7837
5077 | 1170.2102 | 1170.211 | 1170.211 | 1139.1542 | 1139.1542 | 390.75 | 471102.0401 | 410095.5257 | 186023.8871 | 56925.5802 | 1833183.9575
5078 | 1059.333 | 2763.208 | 1059.333 | 2689.874 | 1059.333 | 422.4 | 474211.4884 | 381359.8753 | 172989.0768 | 0 | 1671203.7203
5079 | 1086.2248 | 2354.56 | 1086.225 | 2292.0713 | 1086.2248 | 891.8 | 1027164.1293 | 391040.9154 | 177380.5041 | 0 | 1203754.2846
5080 | 1050.3472 | 260.225 | 260.225 | 253.3188 | 253.3188 | 1388.45 | 372377.3425 | 91194.7573 | 41366.9552 | 1460953.0932 | 154917.094
5081 | 1100.0177 | 476.067 | 476.067 | 463.4324 | 463.4324 | 1731.4 | 849346.7654 | 166835.6789 | 75678.5177 | 1166860.8213 | 124477.9537
5082 | 961.4501 | 257.171 | 257.171 | 250.3458 | 250.3458 | 1828.05 | 483230.5451 | 90124.4959 | 40881.4727 | 1303454.1922 | 43046.9641
5083 | 1004.2544 | 0 | 0 | 0 | 0 | 1841.7 | 0 | 0 | 0 | 3412456.4478 | 0
5084 | 918.6096 | 0 | 0 | 0 | 0 | 1866.2 | 0 | 0 | 0 | 3121435.4035 | 0
5085 | 1251.5192 | 0 | 0 | 0 | 0 | 1828.8 | 0 | 0 | 0 | 4252662.3707 | 0
5086 | 1076.0855 | 305.874 | 305.874 | 297.7563 | 297.7563 | 1772.2 | 559952.8014 | 107192.2575 | 48623.599 | 2644762.8058 | 67828.8785
5087 | 1287.4348 | 592 | 592 | 576.2886 | 576.2886 | 1698 | 1040322.6934 | 207463.9114 | 94107.9354 | 2416474.6458 | 174039.1701
5088 | 1154.1328 | 0 | 0 | 0 | 0 | 1419.35 | 0 | 0 | 0 | 2115525.4352 | 0
5089 | 1704.5439 | 0 | 0 | 0 | 0 | 324.9 | 0 | 0 | 0 | 2028407.2636 | 0
5090 | 1118.0342 | 0 | 0 | 0 | 0 | 304.95 | 0 | 0 | 0 | 1330460.6778 | 0
5091 | 1386.5855 | 0 | 0 | 0 | 0 | 295.45 | 0 | 0 | 0 | 1650036.764 | 0
5092 | 1257.4896 | 0 | 0 | 0 | 0 | 288.55 | 0 | 0 | 0 | 1496412.6514 | 0
5093 | 1113.2529 | 0 | 0 | 0 | 0 | 283.85 | 0 | 0 | 0 | 1324770.8963 | 0
5094 | 1508.5094 | 0 | 0 | 0 | 0 | 282.35 | 0 | 0 | 0 | 1795126.2038 | 0
5095 | 1345.1473 | 149.323 | 149.323 | 145.36 | 145.36 | 289.05 | 44499.7417 | 52329.6176 | 23737.296 | 2199210.0824 | 248703.7758
5096 | 1347.8468 | 897.951 | 897.951 | 874.1199 | 874.1199 | 318.75 | 295278.9504 | 314683.1532 | 142743.7748 | 868341.4389 | 1469614.0314
5097 | 1439.8057 | 1439.805 | 1439.805 | 1401.5934 | 1401.5934 | 368.25 | 547516.211 | 504573.6097 | 228880.1957 | 70043.2115 | 2287049.9655
5098 | 1331.5524 | 1596.731 | 1331.552 | 1554.3546 | 1331.5524 | 387.2 | 546185.5122 | 479358.8694 | 217442.5094 | 0 | 2147527.7349
5099 | 1361.5313 | 2273.852 | 1361.531 | 2213.5052 | 1361.5313 | 392.45 | 565108.4209 | 490151.286 | 222338.0695 | 0 | 2188729.7217
5100 | 1417.9132 | 3157.529 | 1417.913 | 3073.7299 | 1417.9132 | 386 | 579542.6323 | 510448.7462 | 231545.2229 | 0 | 2288511.879
5101 | 1620.5808 | 3286.915 | 1620.581 | 3199.6821 | 1620.5808 | 390.75 | 670863.2026 | 583409.0833 | 264640.8425 | 0 | 2607919.6315
5102 | 1546.263 | 2959.015 | 1546.263 | 2880.4844 | 1546.263 | 422.4 | 693515.0533 | 556654.6768 | 252504.7464 | 0 | 2439384.4946
5103 | 1367.5967 | 2388.231 | 1367.597 | 2324.8487 | 1367.5967 | 435.75 | 631196.8142 | 492334.7998 | 223328.5356 | 0 | 2139263.0848
5104 | 1582.1499 | 1469.7 | 1469.7 | 1430.695 | 1430.695 | 429.45 | 650470.74 | 515050.1868 | 233632.4875 | 277616.8185 | 2246977.9745
5105 | 1603.4885 | 559.785 | 559.785 | 544.9286 | 544.9286 | 1535.4 | 885522.2894 | 196174.3001 | 88986.8422 | 1940340.331 | 253173.8328
5106 | 1628.2678 | 238.05 | 238.05 | 231.7323 | 231.7323 | 1695.05 | 416401.8353 | 83423.6218 | 37841.8818 | 2559849.5481 | 70666.7596
5107 | 1753.1561 | 0 | 0 | 0 | 0 | 1824.2 | 0 | 0 | 0 | 5957224.404 | 0
5108 | 1494.1654 | 0 | 0 | 0 | 0 | 1848.7 | 0 | 0 | 0 | 5077174.1209 | 0
5109 | 1494.1654 | 0 | 0 | 0 | 0 | 1756.3 | 0 | 0 | 0 | 5077174.1209 | 0
5110 | 1460.6961 | 305.874 | 305.874 | 297.7563 | 297.7563 | 1839.7 | 580278.5683 | 107192.2575 | 48623.599 | 3951669.611 | 47730.3302
5111 | 1675.8559 | 592 | 592 | 576.2886 | 576.2886 | 1770 | 1081413.5543 | 207463.9114 | 94107.9354 | 3736329.6829 | 132546.3878
5112 | 1392.1637 | 0 | 0 | 0 | 0 | 1371.5 | 0 | 0 | 0 | 2551836.1226 | 0
5113 | 1467.0712 | 0 | 0 | 0 | 0 | 1228.85 | 0 | 0 | 0 | 1745814.7601 | 0
5114 | 1345.1473 | 0 | 0 | 0 | 0 | 852.4 | 0 | 0 | 0 | 1600725.3203 | 0
5115 | 1282.1932 | 0 | 0 | 0 | 0 | 296.55 | 0 | 0 | 0 | 1525809.858 | 0
5116 | 1174.6132 | 0 | 0 | 0 | 0 | 289.2 | 0 | 0 | 0 | 1397789.7639 | 0
5117 | 1106.8777 | 0 | 0 | 0 | 0 | 283.7 | 0 | 0 | 0 | 1317184.5201 | 0
5118 | 1184.9728 | 0 | 0 | 0 | 0 | 280.8 | 0 | 0 | 0 | 1410117.6249 | 0
5119 | 1051.8925 | 286.869 | 286.869 | 279.2557 | 279.2557 | 283.6 | 84082.5273 | 100532.0351 | 45602.4482 | 1416243.267 | 479314.403
5120 | 1003.1398 | 1003.14 | 1003.14 | 976.5172 | 976.5172 | 298.65 | 309296.5015 | 351546.1961 | 159465.2606 | 48799.2693 | 1661397.5574
5121 | 1520.4757 | 1180.523 | 1180.523 | 1149.1926 | 1149.1926 | 919.35 | 1119973.6324 | 413709.3227 | 187663.1456 | 680561.9678 | 1241874.9434
5122 | 1744.6384 | 1744.638 | 1744.638 | 1698.3363 | 1698.3363 | 836.15 | 1506455.5575 | 611401.0531 | 277338.311 | 84871.7409 | 1976608.6546
5123 | 1595.175 | 2135.863 | 1595.175 | 2079.1784 | 1595.175 | 351.95 | 595948.8081 | 574262.9978 | 260492.0765 | 0 | 2628928.1489
5124 | 1462.4025 | 2736.87 | 1462.403 | 2664.235 | 1462.4025 | 359.3 | 558559.5408 | 526464.8849 | 238810.3214 | 0 | 2399363.7128
5125 | 1607.6891 | 3053.75 | 1607.689 | 2972.7051 | 1607.6891 | 377.2 | 644632.8082 | 578768.0857 | 262535.6344 | 0 | 2608957.9153
5126 | 1637.0923 | 2574.814 | 1637.092 | 2506.4798 | 1637.0923 | 405.85 | 705209.9764 | 589353.232 | 267337.1744 | 0 | 2609770.7076
5127 | 1664.4276 | 1727.828 | 1664.427 | 1681.9724 | 1664.4276 | 411.6 | 726320.2982 | 599193.9248 | 271801.022 | 0 | 2643776.7506
5128 | 1619.2759 | 659.416 | 659.416 | 641.9155 | 641.9155 | 865.1 | 588997.0672 | 231089.5652 | 104824.7944 | 1791501.6556 | 728509.8542
5129 | 1609.6674 | 698.051 | 698.051 | 679.5251 | 679.5251 | 1766.6 | 1271850.0801 | 244629.0385 | 110966.45 | 1704950.8267 | 158601.16
5130 | 1842.5401 | 248.628 | 248.628 | 242.0295 | 242.0295 | 1809.2 | 462727.3678 | 87130.6374 | 39523.4253 | 2933735.7622 | 46179.2378
5131 | 1522.0625 | 0 | 0 | 0 | 0 | 1837.65 | 0 | 0 | 0 | 5171968.3444 | 0
5132 | 1333.194 | 0 | 0 | 0 | 0 | 1844.9 | 0 | 0 | 0 | 4530193.229 | 0
5133 | 1353.1162 | 0 | 0 | 0 | 0 | 1753.25 | 0 | 0 | 0 | 4597888.8816 | 0
5134 | 1412.8828 | 305.874 | 305.874 | 297.7563 | 297.7563 | 1823.35 | 574992.1776 | 107192.2575 | 48623.599 | 3789200.038 | 52598.6452
5135 | 1341.9598 | 592 | 592 | 576.2886 | 576.2886 | 1719.3 | 1049378.4707 | 207463.9114 | 94107.9354 | 2601750.5074 | 161764.222
5136 | 1469.4619 | 0 | 0 | 0 | 0 | 1523.05 | 0 | 0 | 0 | 2693523.648 | 0
5137 | 1242.3487 | 0 | 0 | 0 | 0 | 1228.85 | 0 | 0 | 0 | 2277225.2533 | 0
5138 | 1430.4144 | 0 | 0 | 0 | 0 | 1198.05 | 0 | 0 | 0 | 2621949.5365 | 0
5139 | 1263.8647 | 0 | 0 | 0 | 0 | 1085.8 | 0 | 0 | 0 | 2316664.0483 | 0
5140 | 1263.8647 | 0 | 0 | 0 | 0 | 964.6 | 0 | 0 | 0 | 2316664.0483 | 0
5141 | 1340.366 | 0 | 0 | 0 | 0 | 959.1 | 0 | 0 | 0 | 2456890.8762 | 0
5142 | 1114.0497 | 0 | 0 | 0 | 0 | 956.2 | 0 | 0 | 0 | 2042053.1771 | 0
5143 | 1307.6936 | 178.401 | 178.401 | 173.6663 | 173.6663 | 770.3 | 142085.204 | 62519.8805 | 28359.7125 | 2078671.9424 | 213557.4918
5144 | 1075.8529 | 654.429 | 654.429 | 637.0608 | 637.0608 | 298.65 | 202018.8522 | 229341.892 | 104032.0305 | 804305.8934 | 1083863.411
5145 | 1014.0104 | 1014.01 | 1014.01 | 987.0987 | 987.0987 | 1036 | 1084325.4993 | 355355.5419 | 161193.2222 | 49329.0702 | 951563.1732
5146 | 1160.599 | 1561.461 | 1160.599 | 1520.0207 | 1160.599 | 677.85 | 834063.4756 | 417815.6299 | 189525.8121 | 0 | 1534485.9308
5147 | 1335.6922 | 2491.474 | 1335.692 | 2425.3516 | 1335.6922 | 351.95 | 498792.7625 | 480849.2096 | 218118.5443 | 0 | 2201287.611
5148 | 1416.1869 | 3021.832 | 1416.187 | 2941.6342 | 1416.1869 | 359.3 | 539827.7074 | 509827.293 | 231263.3249 | 0 | 2323537.8878
5149 | 1072.5339 | 2784.576 | 1072.534 | 2710.6749 | 1072.5339 | 377.2 | 430242.0513 | 386112.1889 | 175144.779 | 0 | 1740507.9448
5150 | 1228.6313 | 529.151 | 529.151 | 515.1076 | 515.1076 | 405.85 | 222603.2943 | 185438.7435 | 84117.0745 | 1307888.9257 | 821158.8139
5151 | 962.4338 | 190.348 | 190.348 | 185.2963 | 185.2963 | 411.6 | 80981.1146 | 66706.6564 | 30258.8805 | 1424493.0743 | 294324.5919
5152 | 1200.7083 | 302.354 | 302.354 | 294.3297 | 294.3297 | 738.3 | 230398.7199 | 105958.6883 | 48064.0383 | 1661392.0807 | 371355.7695
5153 | 1232.7184 | 580.184 | 580.184 | 564.7862 | 564.7862 | 1633.75 | 978039.2595 | 203323.0439 | 92229.5918 | 1224319.5743 | 206852.9578
5154 | 856.2803 | 168.568 | 168.568 | 164.0943 | 164.0943 | 1674.2 | 291184.3561 | 59073.947 | 26796.5987 | 1268776.9562 | 53461.922
5155 | 1170.6288 | 0 | 0 | 0 | 0 | 1675.15 | 0 | 0 | 0 | 2145762.6014 | 0
5156 | 1184.9728 | 0 | 0 | 0 | 0 | 1822.4 | 0 | 0 | 0 | 2172055.1314 | 0
5157 | 1341.1629 | 0 | 0 | 0 | 0 | 1700.3 | 0 | 0 | 0 | 2458351.5719 | 0
5158 | 1157.0817 | 169.606 | 169.606 | 165.1047 | 165.1047 | 1798.3 | 315015.399 | 59437.7097 | 26961.6055 | 1818293.7618 | 33301.6279
5159 | 1082.1742 | 592 | 592 | 576.2886 | 576.2886 | 1699.3 | 1038826.0896 | 207463.9114 | 94107.9354 | 927288.2503 | 173289.9949
5160 | 136.2679 | 136.268 | 136.268 | 132.6515 | 132.6515 | 1394.6 | 196724.4896 | 47754.5478 | 21661.9935 | 6628.7977 | 80307.2312
5161 | 105.9861 | 0 | 0 | 0 | 0 | 1319.6 | 0 | 0 | 0 | 126123.4998 | 0
5162 | 87.6577 | 0 | 0 | 0 | 0 | 1120.65 | 0 | 0 | 0 | 104312.669 | 0
5163 | 91.6421 | 0 | 0 | 0 | 0 | 1223.5 | 0 | 0 | 0 | 109054.1539 | 0
5164 | 87.6577 | 0 | 0 | 0 | 0 | 1183 | 0 | 0 | 0 | 104312.669 | 0
5165 | 91.6421 | 0 | 0 | 0 | 0 | 1173.65 | 0 | 0 | 0 | 109054.1539 | 0
5166 | 84.4702 | 0 | 0 | 0 | 0 | 1164.55 | 0 | 0 | 0 | 100519.481 | 0
5167 | 82.0795 | 82.079 | 82.079 | 79.9007 | 79.9007 | 1176.2 | 99591.2277 | 28764.2405 | 13047.7791 | 3993.7759 | 65822.1704
5168 | 81.0455 | 514.794 | 81.045 | 501.1316 | 81.0455 | 817.65 | 70216.3765 | 29176.389 | 13234.7342 | 0 | 95824.1764
5169 | 801.8299 | 1278.969 | 801.831 | 1245.0259 | 801.8299 | 1029 | 875947.2972 | 288658.775 | 130938.8277 | 0 | 778576.8626
5170 | 967.4233 | 2136.205 | 967.423 | 2079.5113 | 967.4233 | 665.1 | 682523.9511 | 348272.3895 | 157980.2256 | 0 | 1291413.3689
5171 | 1373.2187 | 2376.752 | 1373.219 | 2313.6743 | 1373.2187 | 335.3 | 487577.1016 | 494358.7363 | 224246.6157 | 0 | 2285997.1899
5172 | 1296.8011 | 2914.424 | 1296.802 | 2837.0768 | 1296.8011 | 343.8 | 473584.1258 | 466848.4014 | 211767.6221 | 0 | 2147762.0067
5173 | 1405.7098 | 2662.082 | 1405.71 | 2591.4318 | 1405.7098 | 354.95 | 532211.9978 | 506055.5413 | 229552.4164 | 0 | 2312462.9674
5174 | 1424.881 | 2099.778 | 1424.881 | 2044.051 | 1424.881 | 371.45 | 562980.5647 | 512957.1514 | 232683.0634 | 0 | 2320489.9135
5175 | 1143.2188 | 3031.113 | 1143.219 | 2950.6689 | 1143.2188 | 360.8 | 437902.9282 | 411558.7824 | 186687.6366 | 0 | 1873964.3225
5176 | 1188.5309 | 2278.924 | 1188.531 | 2218.4426 | 1188.5309 | 1129.6 | 1424830.0305 | 427871.124 | 194087.096 | 0 | 1034497.2954
5177 | 1249.3245 | 1283.099 | 1249.324 | 1249.0463 | 1249.0463 | 1560.15 | 2068978.1335 | 449656.6507 | 203969.253 | 510.0414 | 549392.994
5178 | 1404.2924 | 0 | 0 | 0 | 0 | 1651.65 | 0 | 0 | 0 | 2574067.9179 | 0
5179 | 1160.2693 | 0 | 0 | 0 | 0 | 1648.65 | 0 | 0 | 0 | 3942594.9421 | 0
5180 | 1162.6599 | 0 | 0 | 0 | 0 | 1655.5 | 0 | 0 | 0 | 3950718.4218 | 0
5181 | 1369.8509 | 0 | 0 | 0 | 0 | 1658.05 | 0 | 0 | 0 | 4654753.2325 | 0
5182 | 1357.1007 | 305.874 | 305.874 | 297.7563 | 297.7563 | 1666.9 | 527542.0728 | 107192.2575 | 48623.599 | 3599652.204 | 99182.6138
5183 | 1209.6763 | 592 | 592 | 576.2886 | 576.2886 | 1517.85 | 929188.8671 | 207463.9114 | 94107.9354 | 2152251.3579 | 277857.5691
5184 | 945.9063 | 0 | 0 | 0 | 0 | 1502.85 | 0 | 0 | 0 | 1733846.2957 | 0
5185 | 1825.6709 | 0 | 0 | 0 | 0 | 1115.95 | 0 | 0 | 0 | 2172548.4055 | 0
5186 | 1777.8576 | 0 | 0 | 0 | 0 | 1077.2 | 0 | 0 | 0 | 2115650.5868 | 0
5187 | 1880.6562 | 0 | 0 | 0 | 0 | 1163.85 | 0 | 0 | 0 | 2237980.8982 | 0
5188 | 2020.9085 | 0 | 0 | 0 | 0 | 1071.6 | 0 | 0 | 0 | 2404881.1686 | 0
5189 | 2148.4107 | 0 | 0 | 0 | 0 | 1179.3 | 0 | 0 | 0 | 2556608.6866 | 0
5190 | 2121.3165 | 0 | 0 | 0 | 0 | 1198.5 | 0 | 0 | 0 | 2524366.5898 | 0
5191 | 1969.1108 | 307.015 | 307.015 | 298.867 | 298.867 | 1091.65 | 344573.8633 | 107592.1161 | 48804.9793 | 3061556.9234 | 271475.8297
5192 | 1123.1632 | 1116.56 | 1116.56 | 1086.9271 | 1086.9271 | 555.25 | 637552.9731 | 391293.7583 | 177495.1965 | 66420.6773 | 1570337.9368
5193 | 1632.0301 | 1592.43 | 1592.43 | 1550.1678 | 1550.1678 | 294.25 | 482167.9647 | 558060.3993 | 253142.3978 | 150053.5997 | 2644198.6838
5194 | 1933.3126 | 1933.313 | 1933.313 | 1882.0039 | 1882.0039 | 302.75 | 602545.97 | 677521.4137 | 307331.2413 | 94048.7959 | 3194231.165
5195 | 2180.0402 | 2180.041 | 2180.041 | 2122.1839 | 2122.1839 | 312.45 | 701987.9129 | 763986.2041 | 346552.6309 | 106050.5075 | 3581291.441
5196 | 2017.7698 | 3100.607 | 2017.77 | 3018.3186 | 2017.7698 | 313.95 | 672047.2292 | 726397.1284 | 329501.8085 | 0 | 3402060.773
5197 | 1936.1236 | 3172.09 | 1936.123 | 3087.9045 | 1936.1236 | 315.8 | 648921.6432 | 697004.5039 | 316168.9875 | 0 | 3260819.4042
5198 | 2326.1845 | 3029.591 | 2326.184 | 2949.1873 | 2326.1845 | 330.6 | 817208.0241 | 837426.4099 | 379865.9243 | 0 | 3883332.3576
5199 | 2160.3092 | 2242.604 | 2160.309 | 2183.0865 | 2160.3092 | 342.5 | 785922.8127 | 777711.3116 | 352778.4922 | 0 | 3580712.4973
5200 | 1965.9362 | 246.808 | 246.808 | 240.2579 | 240.2579 | 349.25 | 89321.2171 | 86492.8261 | 39234.1069 | 3163168.428 | 396605.6463
5201 | 2270.9292 | 355.98 | 355.98 | 346.5325 | 346.5325 | 340.55 | 125440.255 | 124751.6946 | 56588.7548 | 3527419.2485 | 575053.332
5202 | 1602.9128 | 88.31 | 88.31 | 85.9663 | 85.9663 | 321.7 | 29422.6201 | 30947.8683 | 14038.2969 | 2780562.8946 | 144277.2425
5203 | 2148.4226 | 0 | 0 | 0 | 0 | 1137.1 | 0 | 0 | 0 | 7300340.0458 | 0
5204 | 2164.3484 | 0 | 0 | 0 | 0 | 1358.95 | 0 | 0 | 0 | 7354455.9515 | 0
5205 | 1992.2206 | 0 | 0 | 0 | 0 | 1249.4 | 0 | 0 | 0 | 6769565.4935 | 0
5206 | 1660.7151 | 305.874 | 305.874 | 297.7563 | 297.7563 | 1254.25 | 396575.2283 | 107192.2575 | 48623.599 | 4631333.9861 | 222051.7389
5207 | 2342.8514 | 592 | 592 | 576.2886 | 576.2886 | 1246.1 | 762190.9513 | 207463.9114 | 94107.9354 | 6002780.2118 | 434464.0078
5208 | 2067.1281 | 0 | 0 | 0 | 0 | 1062.75 | 0 | 0 | 0 | 3789045.7376 | 0
5209 | 1512.4939 | 0 | 0 | 0 | 0 | 1351.75 | 0 | 0 | 0 | 1799867.6886 | 0
5210 | 1488.5872 | 0 | 0 | 0 | 0 | 306.35 | 0 | 0 | 0 | 1771418.7787 | 0
5211 | 1255.099 | 0 | 0 | 0 | 0 | 296.55 | 0 | 0 | 0 | 1493567.76 | 0
5212 | 1229.5985 | 0 | 0 | 0 | 0 | 289.2 | 0 | 0 | 0 | 1463222.2567 | 0
5213 | 1267.0523 | 0 | 0 | 0 | 0 | 283.7 | 0 | 0 | 0 | 1507792.2156 | 0
5214 | 1408.8984 | 0 | 0 | 0 | 0 | 578.8 | 0 | 0 | 0 | 1676589.0793 | 0
5215 | 1368.2571 | 0 | 0 | 0 | 0 | 1061 | 0 | 0 | 0 | 2508015.2405 | 0
5216 | 992.7355 | 36.381 | 36.381 | 35.4155 | 35.4155 | 973.95 | 36456.6372 | 12749.5685 | 5783.3459 | 1754767.5501 | 36338.041
5217 | 1172.2624 | 478.75 | 478.75 | 466.0442 | 466.0442 | 1072.8 | 529689.8641 | 167775.925 | 76105.0237 | 1294497.9441 | 432116.2156
5218 | 1292.8316 | 1167.7 | 1167.7 | 1136.7099 | 1136.7099 | 1113.65 | 1341146.3268 | 409215.5563 | 185624.7232 | 286171.1447 | 1007522.8009
5219 | 1352.5624 | 2009.875 | 1352.562 | 1956.534 | 1352.5624 | 989.1 | 1415067.6928 | 486922.4543 | 220873.4355 | 0 | 1367305.3029
5220 | 1429.4651 | 2593.914 | 1429.465 | 2525.0729 | 1429.4651 | 359.3 | 544362.7044 | 514607.427 | 233431.6467 | 0 | 2345323.3486
5221 | 1429.4511 | 3272.702 | 1429.451 | 3185.8463 | 1429.4511 | 377.2 | 571677.26 | 514602.4068 | 233429.3695 | 0 | 2319713.2938
5222 | 1083.6514 | 2772.387 | 1083.652 | 2698.8094 | 1083.6514 | 1195.45 | 1374435.5384 | 390114.5202 | 176960.281 | 0 | 871851.7701
5223 | 1206.68 | 1935.882 | 1206.68 | 1884.5047 | 1206.68 | 1302.25 | 1663835.1962 | 434404.8108 | 197050.8489 | 0 | 841960.9909
5224 | 1434.9975 | 727.823 | 727.823 | 708.507 | 708.507 | 1462.1 | 1097546.6929 | 255062.5108 | 115699.1889 | 1331657.0822 | 381105.9015
5225 | 1270.9311 | 660.115 | 660.115 | 642.5959 | 642.5959 | 1731.1 | 1177898.6521 | 231334.5268 | 104935.9117 | 1151738.4715 | 172794.0396
5226 | 1239.3475 | 264.824 | 264.824 | 257.7957 | 257.7957 | 1668.75 | 455611.858 | 92806.4575 | 42098.0403 | 1799184.3588 | 85394.8307
5227 | 795.2945 | 0 | 0 | 0 | 0 | 1750.15 | 0 | 0 | 0 | 2702410.5448 | 0
5228 | 1205.6919 | 0 | 0 | 0 | 0 | 1784.9 | 0 | 0 | 0 | 4096941.0354 | 0
5229 | 1452.7272 | 0 | 0 | 0 | 0 | 1780.3 | 0 | 0 | 0 | 4936367.1581 | 0
5230 | 1126.8 | 305.874 | 305.874 | 297.7563 | 297.7563 | 1878.35 | 591959.9321 | 107192.2575 | 48623.599 | 2817090.4355 | 36222.0503
5231 | 1046.3142 | 592 | 592 | 576.2886 | 576.2886 | 1879.2 | 1145854.612 | 207463.9114 | 94107.9354 | 1597146.9897 | 69615.668
5232 | 945.9063 | 0 | 0 | 0 | 0 | 1859.5 | 0 | 0 | 0 | 1733846.2957 | 0
5233 | 1189.7541 | 0 | 0 | 0 | 0 | 1705.1 | 0 | 0 | 0 | 1415807.4076 | 0
5234 | 1080.5804 | 0 | 0 | 0 | 0 | 1495.75 | 0 | 0 | 0 | 1285890.72 | 0
5235 | 1216.8483 | 0 | 0 | 0 | 0 | 1225.55 | 0 | 0 | 0 | 1448049.5044 | 0
5236 | 1073.4084 | 0 | 0 | 0 | 0 | 1205.65 | 0 | 0 | 0 | 1277356.046 | 0
5237 | 1196.1292 | 0 | 0 | 0 | 0 | 1163.2 | 0 | 0 | 0 | 1423393.7825 | 0
5238 | 1135.5657 | 0 | 0 | 0 | 0 | 1196.2 | 0 | 0 | 0 | 1351323.2116 | 0
5239 | 1033.564 | 148.839 | 148.839 | 144.8889 | 144.8889 | 1212.6 | 186197.4603 | 52160.0019 | 23660.3564 | 1628941.526 | 114085.5152
5240 | 863.52 | 863.52 | 863.52 | 840.6026 | 840.6026 | 1178.15 | 1050400.5296 | 302616.954 | 137270.4127 | 42007.5699 | 690849.2879
5241 | 1062.6763 | 1868.961 | 1062.676 | 1819.3598 | 1062.6763 | 1252.8 | 1412229.1799 | 382563.486 | 173535.048 | 0 | 794031.7687
5242 | 1360.7414 | 3126.264 | 1360.741 | 3043.2947 | 1360.7414 | 1256.6 | 1813376.1163 | 489866.9166 | 222209.0763 | 0 | 1011575.1828
5243 | 1568.4882 | 3638.595 | 1568.489 | 3542.0287 | 1568.4882 | 1280.95 | 2126857.6075 | 564655.7531 | 256134.1235 | 0 | 1127821.4424
5244 | 1509.8552 | 3089.59 | 1509.855 | 3007.594 | 1509.8552 | 1249.95 | 2002825.0937 | 543547.8576 | 246559.3476 | 0 | 1132466.8628
5245 | 1563.935 | 2706.24 | 1563.935 | 2634.4179 | 1563.935 | 1089.35 | 1810856.2612 | 563016.5939 | 255390.5827 | 0 | 1424197.3923
5246 | 1577.8526 | 3647.729 | 1577.852 | 3550.9203 | 1577.8526 | 1437.25 | 2401948.7231 | 568026.949 | 257663.3355 | 0 | 887936.5709
5247 | 1437.9908 | 904.714 | 904.714 | 880.7034 | 880.7034 | 1798.1 | 1675775.225 | 317053.2181 | 143818.8626 | 1021507.803 | 177814.0132
5248 | 1849.9352 | 116.396 | 116.396 | 113.3069 | 113.3069 | 1818.65 | 218247.9985 | 40790.4889 | 18503.019 | 3183239.6123 | 20548.2088
5249 | 2043.3748 | 43.933 | 43.933 | 42.767 | 42.767 | 1848.15 | 83657.9015 | 15396.1352 | 6983.858 | 3667114.0495 | 6494.1753
5250 | 1857.415 | 167.3 | 167.3 | 162.8599 | 162.8599 | 1763.25 | 304622.5595 | 58629.5817 | 26595.0297 | 3106119.3568 | 38557.093
5251 | 1680.6373 | 0 | 0 | 0 | 0 | 1769.65 | 0 | 0 | 0 | 5710805.4503 | 0
5252 | 1432.0081 | 0 | 0 | 0 | 0 | 1785.5 | 0 | 0 | 0 | 4865963.6767 | 0
5253 | 1791.4047 | 0 | 0 | 0 | 0 | 1793.4 | 0 | 0 | 0 | 6087193.2895 | 0
5254 | 1433.6019 | 305.874 | 305.874 | 297.7563 | 297.7563 | 1870.85 | 589495.906 | 107192.2575 | 48623.599 | 3859603.5194 | 38455.2224
5255 | 1313.2718 | 592 | 592 | 576.2886 | 576.2886 | 1844.3 | 1124157.0756 | 207463.9114 | 94107.9354 | 2504268.765 | 89728.1417
5256 | 1328.4127 | 0 | 0 | 0 | 0 | 1769.05 | 0 | 0 | 0 | 2434980.4333 | 0
5257 | 1421.6486 | 0 | 0 | 0 | 0 | 1728.6 | 0 | 0 | 0 | 1691761.8316 | 0
5258 | 1459.1023 | 0 | 0 | 0 | 0 | 1705.35 | 0 | 0 | 0 | 1736331.7906 | 0
5259 | 1105.284 | 0 | 0 | 0 | 0 | 1695.55 | 0 | 0 | 0 | 1315287.9267 | 0
5260 | 1154.691 | 0 | 0 | 0 | 0 | 1636.7 | 0 | 0 | 0 | 1374082.34 | 0
5261 | 1428.0237 | 0 | 0 | 0 | 0 | 1579.7 | 0 | 0 | 0 | 1699348.2078 | 0
5262 | 1184.9728 | 0 | 0 | 0 | 0 | 1576.8 | 0 | 0 | 0 | 1410117.6249 | 0
5263 | 1434.3988 | 315.626 | 315.626 | 307.2495 | 307.2495 | 1523.25 | 496868.5117 | 110609.8049 | 50173.8365 | 2066064.7622 | 146481.1791
5264 | 1038.439 | 1038.439 | 1038.439 | 1010.8794 | 1010.8794 | 1334.15 | 1433133.9554 | 363916.5822 | 165076.6052 | 50516.7467 | 673094.0452
5265 | 1255.5094 | 1255.51 | 1255.51 | 1222.1894 | 1222.1894 | 1671.3 | 2163476.7903 | 439988.2017 | 199583.537 | 61075.3894 | 401733.6719
5266 | 1522.3454 | 1699.665 | 1522.345 | 1654.5568 | 1522.3454 | 1529.55 | 2468192.3709 | 548044.3393 | 248599.0017 | 0 | 716187.3873
5267 | 1627.697 | 2823.369 | 1627.697 | 2748.4383 | 1627.697 | 1222.45 | 2111708.922 | 585970.9196 | 265802.9199 | 0 | 1265615.8016
5268 | 1740.9657 | 3091.968 | 1740.965 | 3009.9089 | 1740.9657 | 1233.3 | 2279559.4208 | 626747.6502 | 284299.698 | 0 | 1334798.3984
5269 | 1456.1419 | 3047.912 | 1456.142 | 2967.0221 | 1456.1419 | 1146.2 | 1768315.4002 | 524211.0858 | 237787.9731 | 0 | 1243253.9585
5270 | 1415.659 | 1576.798 | 1415.659 | 1534.9506 | 1415.659 | 1589.15 | 2381792.1936 | 509637.2353 | 231177.1126 | 0 | 581623.4948
5271 | 1574.2258 | 1130.383 | 1130.383 | 1100.3833 | 1100.3833 | 1564.75 | 1820786.3218 | 396137.9705 | 179692.585 | 868553.3879 | 478941.8102
5272 | 1456.6718 | 103.79 | 103.79 | 101.0355 | 101.0355 | 1804.6 | 192788.6273 | 36372.7692 | 16499.0922 | 2484881.4571 | 19742.3308
5273 | 1710.5644 | 602.151 | 602.151 | 586.1702 | 586.1702 | 1786.6 | 1108685.3944 | 211021.2867 | 95721.6003 | 2061014.5104 | 125088.7294
5274 | 1605.2895 | 146.365 | 146.365 | 142.4806 | 142.4806 | 1754.2 | 264490.9227 | 51292.999 | 23267.0743 | 2681328.7967 | 35021.7199
5275 | 1610.0698 | 0 | 0 | 0 | 0 | 1761.7 | 0 | 0 | 0 | 5471017.2857 | 0
5276 | 1475.0401 | 0 | 0 | 0 | 0 | 1796.8 | 0 | 0 | 0 | 5012186.2904 | 0
5277 | 1838.4211 | 0 | 0 | 0 | 0 | 1827.5 | 0 | 0 | 0 | 6246955.0371 | 0
5278 | 1491.7748 | 305.874 | 305.874 | 297.7563 | 297.7563 | 1873.35 | 590119.3788 | 107192.2575 | 48623.599 | 4057274.8331 | 37710.8317
5279 | 1526.041 | 592 | 592 | 576.2886 | 576.2886 | 1879.25 | 1145834.6362 | 207463.9114 | 94107.9354 | 3227258.3605 | 69586.8536
5280 | 1497.353 | 0 | 0 | 0 | 0 | 1829.55 | 0 | 0 | 0 | 2744648.0105 | 0
5281 | 1734.0288 | 0 | 0 | 0 | 0 | 1748.6 | 0 | 0 | 0 | 2063494.2518 | 0
5282 | 1447.9459 | 0 | 0 | 0 | 0 | 1748.45 | 0 | 0 | 0 | 1723055.6317 | 0
5283 | 1251.1145 | 0 | 0 | 0 | 0 | 1643.05 | 0 | 0 | 0 | 1488826.2752 | 0
5284 | 1269.4429 | 0 | 0 | 0 | 0 | 1442.85 | 0 | 0 | 0 | 1510637.1057 | 0
5285 | 1431.2113 | 0 | 0 | 0 | 0 | 1406.7 | 0 | 0 | 0 | 1703141.3958 | 0
5286 | 1506.9156 | 0 | 0 | 0 | 0 | 1519.45 | 0 | 0 | 0 | 1793229.6092 | 0
5287 | 1356.3038 | 302.535 | 302.535 | 294.5059 | 294.5059 | 1436.75 | 448039.5637 | 106022.119 | 48092.8112 | 1946275.5085 | 165880.4403
5288 | 1302.3903 | 1085.098 | 1085.098 | 1056.3001 | 1056.3001 | 1087.65 | 1218328.074 | 380268.0326 | 172493.8048 | 451083.3354 | 963715.3877
5289 | 1113.0576 | 1151.878 | 1113.058 | 1121.3078 | 1113.0576 | 1562.45 | 1839407.8597 | 400700.7418 | 181762.3087 | 0 | 487018.3599
5290 | 1552.2695 | 1872.871 | 1552.27 | 1823.166 | 1552.2695 | 1578.8 | 2592340.0622 | 558817.033 | 253485.6152 | 0 | 653815.9286
5291 | 1629.2201 | 2408.292 | 1629.22 | 2344.3772 | 1629.2201 | 1410.95 | 2434157.6306 | 586519.2184 | 266051.6343 | 0 | 959692.071
5292 | 1607.9571 | 3851.641 | 1607.957 | 3749.4205 | 1607.9571 | 1313.3 | 2238104.8552 | 578864.5492 | 262579.3913 | 0 | 1104184.1275
5293 | 1593.6599 | 3025.01 | 1593.66 | 2944.7279 | 1593.6599 | 1146.2 | 1935714.867 | 573717.5676 | 260244.6633 | 0 | 1360666.8312
5294 | 1528.3529 | 2113.506 | 1528.353 | 2057.4147 | 1528.3529 | 1614.85 | 2609730.8343 | 550207.0541 | 249580.0331 | 0 | 588645.1302
5295 | 1862.026 | 2506.645 | 1862.026 | 2440.12 | 1862.026 | 1810.6 | 3565981.5836 | 670329.3478 | 304068.8402 | 0 | 352667.718
5296 | 1724.6753 | 1021.623 | 1021.623 | 994.5097 | 994.5097 | 1842.7 | 1937856.3531 | 358023.4857 | 162403.4312 | 1338393.5897 | 156436.3731
5297 | 1844.8819 | 877.388 | 877.388 | 854.1026 | 854.1026 | 1821.15 | 1642766.1711 | 307476.9363 | 139474.9547 | 1816098.4774 | 152756.2502
5298 | 1817.6831 | 0 | 0 | 0 | 0 | 1790.2 | 0 | 0 | 0 | 3331813.1608 | 0
5299 | 1765.9551 | 0 | 0 | 0 | 0 | 1787.35 | 0 | 0 | 0 | 6000715.4774 | 0
5300 | 1718.8879 | 0 | 0 | 0 | 0 | 1819.6 | 0 | 0 | 0 | 5840781.108 | 0
5301 | 1542.7756 | 0 | 0 | 0 | 0 | 1830.3 | 0 | 0 | 0 | 5242351.516 | 0
5302 | 1653.5431 | 305.874 | 305.874 | 297.7563 | 297.7563 | 1878.3 | 591136.5982 | 107192.2575 | 48623.599 | 4606963.5505 | 36236.9382
5303 | 1906.9535 | 592 | 592 | 576.2886 | 576.2886 | 1879.3 | 1144561.4928 | 207463.9114 | 94107.9354 | 4521599.2801 | 69558.0392
5304 | 1835.2336 | 0 | 0 | 0 | 0 | 1854.95 | 0 | 0 | 0 | 3363983.1668 | 0
5305 | 1701.3564 | 0 | 0 | 0 | 0 | 1823.6 | 0 | 0 | 0 | 3118586.2189 | 0
5306 | 1351.5224 | 0 | 0 | 0 | 0 | 1759.75 | 0 | 0 | 0 | 2477340.6215 | 0
5307 | 1069.424 | 0 | 0 | 0 | 0 | 1738.65 | 0 | 0 | 0 | 1960254.1938 | 0
5308 | 1283.7869 | 0 | 0 | 0 | 0 | 1731.3 | 0 | 0 | 0 | 2353181.4519 | 0
5309 | 1391.3668 | 0 | 0 | 0 | 0 | 1586.1 | 0 | 0 | 0 | 2550375.4269 | 0
5310 | 1366.6633 | 0 | 0 | 0 | 0 | 1522.8 | 0 | 0 | 0 | 2505093.8472 | 0
5311 | 1409.6953 | 195.025 | 195.025 | 189.8491 | 189.8491 | 1529.1 | 308569.0646 | 68345.6914 | 31002.365 | 2235977.9585 | 89399.9614
5312 | 1126.6764 | 722.339 | 722.339 | 703.1685 | 703.1685 | 1420.15 | 1061459.5694 | 253140.666 | 114827.4188 | 776290.016 | 407732.2644
5313 | 1236.8333 | 1236.834 | 1236.834 | 1204.0091 | 1204.0091 | 1719.35 | 2190798.1818 | 433443.276 | 196614.686 | 60166.7294 | 337905.1539
5314 | 853.2232 | 1813.785 | 853.224 | 1765.6481 | 853.2232 | 1633.65 | 1475736.5139 | 307160.3681 | 139331.3558 | 0 | 312578.3357
5315 | 1279.1002 | 2364.356 | 1279.1 | 2301.6073 | 1279.1002 | 1534.95 | 2080454.1928 | 460476.085 | 208877.0685 | 0 | 594845.5648
5316 | 1487.5921 | 3171.471 | 1487.593 | 3087.3019 | 1487.5921 | 1361.9 | 2148039.0139 | 535533.1542 | 242923.7891 | 0 | 949232.5158
5317 | 1377.6534 | 3001.787 | 1377.653 | 2922.1212 | 1377.6534 | 1191.45 | 1737581.6837 | 495955.2222 | 224970.7994 | 0 | 1113901.6525
5318 | 1389.6814 | 2929.43 | 1389.681 | 2851.6845 | 1389.6814 | 1747.9 | 2571846.9884 | 500285.3137 | 226934.977 | 0 | 350338.6877
5319 | 1142.5534 | 1518.185 | 1142.553 | 1477.8932 | 1142.5534 | 1853.7 | 2240381.5521 | 411319.2377 | 186578.9764 | 0 | 167155.568
5320 | 1250.1114 | 1042.439 | 1042.439 | 1014.7732 | 1014.7732 | 1842.7 | 1978792.2614 | 365318.3654 | 165712.4696 | 431374.9147 | 159623.8302
5321 | 1587.4332 | 264.356 | 264.356 | 257.3401 | 257.3401 | 1853.8 | 504373.8145 | 92642.4489 | 42023.6442 | 2438060.6324 | 37623.1279
5322 | 1534.0547 | 155.415 | 155.415 | 151.2904 | 151.2904 | 1821.4 | 291083.4702 | 54464.5334 | 24705.7175 | 2534606.9479 | 27020.4602
5323 | 1588.2052 | 0 | 0 | 0 | 0 | 1812.35 | 0 | 0 | 0 | 2911180.1499 | 0
5324 | 1595.3702 | 0 | 0 | 0 | 0 | 1842.4 | 0 | 0 | 0 | 2924313.6334 | 0
5325 | 1622.4644 | 0 | 0 | 0 | 0 | 1855.3 | 0 | 0 | 0 | 2973977.302 | 0
5326 | 1469.4619 | 0 | 0 | 0 | 0 | 1878.35 | 0 | 0 | 0 | 2693523.648 | 0
5327 | 1749.1697 | 0 | 0 | 0 | 0 | 1879.3 | 0 | 0 | 0 | 3206227.9849 | 0
5328 | 1341.9598 | 305.874 | 305.874 | 297.7563 | 297.7563 | 1857.5 | 582840.9191 | 107192.2575 | 48623.599 | 1914025.0232 | 42430.2686
5329 | 1458.3055 | 0 | 0 | 0 | 0 | 1777.2 | 0 | 0 | 0 | 1735383.4926 | 0
5330 | 1478.2277 | 0 | 0 | 0 | 0 | 1784.05 | 0 | 0 | 0 | 1759090.9178 | 0
5331 | 1371.4446 | 0 | 0 | 0 | 0 | 1763.8 | 0 | 0 | 0 | 1632019.1216 | 0
5332 | 1293.3496 | 0 | 0 | 0 | 0 | 1752.9 | 0 | 0 | 0 | 1539086.0157 | 0
5333 | 1466.2743 | 0 | 0 | 0 | 0 | 1743.55 | 0 | 0 | 0 | 1744866.4634 | 0
5334 | 1534.8067 | 0 | 0 | 0 | 0 | 1734.45 | 0 | 0 | 0 | 1826420.0039 | 0
5335 | 1117.2373 | 883.974 | 883.974 | 860.5138 | 860.5138 | 1600.15 | 1460833.6477 | 309784.9723 | 140521.9055 | 470574.1444 | 344076.4477
5336 | 1320.5663 | 1320.566 | 1320.566 | 1285.5189 | 1285.5189 | 1415.35 | 1927036.0055 | 462786.8034 | 209925.2361 | 64241.9149 | 751578.6239
5337 | 1426.2447 | 1426.245 | 1426.245 | 1388.3932 | 1388.3932 | 1461.1 | 2142180.0936 | 499821.5647 | 226724.6153 | 69381.6451 | 748205.1145
5338 | 1743.702 | 1743.702 | 1743.702 | 1697.4251 | 1697.4251 | 1429.55 | 2560731.4171 | 611073.0358 | 277189.5188 | 84825.5769 | 968296.148
5339 | 1773.4518 | 2541.044 | 1773.452 | 2473.6061 | 1773.4518 | 1207.5 | 2266777.5293 | 638442.6624 | 289604.6855 | 0 | 1405460.5832
5340 | 1551.0702 | 3051.394 | 1551.07 | 2970.4117 | 1551.0702 | 1124.45 | 1847174.8692 | 558385.2788 | 253289.7668 | 0 | 1358039.5302
5341 | 1468.154 | 3149.037 | 1468.154 | 3065.4633 | 1468.154 | 1165.05 | 1809422.2518 | 528535.4396 | 239749.548 | 0 | 1225835.1815
5342 | 1368.2013 | 1485.292 | 1368.201 | 1445.8732 | 1368.2013 | 1691 | 2452041.5723 | 492552.4694 | 223427.2729 | 0 | 422774.2029
5343 | 1425.388 | 462.7 | 462.7 | 450.4202 | 450.4202 | 1802.9 | 859602.2532 | 162151.2699 | 73553.6177 | 1787115.9806 | 88777.8203
5344 | 1789.557 | 1161.811 | 1161.811 | 1130.9772 | 1130.9772 | 1791.05 | 2138785.0116 | 407151.781 | 184688.5718 | 1207176.7396 | 236317.6796
5345 | 1671.8207 | 40.05 | 40.05 | 38.9871 | 38.9871 | 1787.15 | 73536.5629 | 14035.3541 | 6366.5926 | 2992983.9983 | 8298.4031
5346 | 1623.3211 | 0 | 0 | 0 | 0 | 1771.65 | 0 | 0 | 0 | 2975547.5506 | 0
5347 | 1399.3357 | 0 | 0 | 0 | 0 | 1769.15 | 0 | 0 | 0 | 4754942.8037 | 0
5348 | 1383.398 | 0 | 0 | 0 | 0 | 1825.5 | 0 | 0 | 0 | 4700786.2783 | 0
5349 | 1339.5691 | 0 | 0 | 0 | 0 | 1836.05 | 0 | 0 | 0 | 4551855.8358 | 0
5350 | 1674.2622 | 305.874 | 305.874 | 297.7563 | 297.7563 | 1847.4 | 579091.0691 | 107192.2575 | 48623.599 | 4677367.0319 | 45437.6069
5351 | 1441.5708 | 592 | 592 | 576.2886 | 576.2886 | 1843.55 | 1118761.0696 | 207463.9114 | 94107.9354 | 2940228.784 | 90160.3582
5352 | 1500.5405 | 0 | 0 | 0 | 0 | 1823.55 | 0 | 0 | 0 | 2750490.7952 | 0
5353 | 1355.5069 | 0 | 0 | 0 | 0 | 1736.5 | 0 | 0 | 0 | 1613053.1812 | 0
5354 | 1402.5233 | 0 | 0 | 0 | 0 | 1725.3 | 0 | 0 | 0 | 1669002.7032 | 0
5355 | 1098.9089 | 0 | 0 | 0 | 0 | 1721.75 | 0 | 0 | 0 | 1307701.5505 | 0
5356 | 1362.6789 | 0 | 0 | 0 | 0 | 1712.8 | 0 | 0 | 0 | 1621587.8541 | 0
5357 | 1237.5674 | 0 | 0 | 0 | 0 | 1563.25 | 0 | 0 | 0 | 1472705.2262 | 0
5358 | 1263.8647 | 0 | 0 | 0 | 0 | 1543.5 | 0 | 0 | 0 | 1503999.0275 | 0
5359 | 1380.2104 | 223.534 | 223.534 | 217.6015 | 217.6015 | 1422.95 | 327945.5646 | 78336.5506 | 35534.3298 | 2131062.078 | 125566.9626
5360 | 1386.2658 | 86.529 | 86.529 | 84.2326 | 84.2326 | 1081.65 | 96492.8608 | 30323.7243 | 13755.1783 | 2386626.8492 | 77354.9784
5361 | 1418.5776 | 512.268 | 512.268 | 498.6727 | 498.6727 | 443.25 | 233255.4011 | 179522.1672 | 81433.2497 | 1686185.688 | 776308.7048
5362 | 1606.5008 | 1606.501 | 1606.501 | 1563.8653 | 1563.8653 | 600.75 | 994804.7152 | 562991.5221 | 255379.2099 | 78150.7409 | 2188238.576
5363 | 1395.5694 | 1395.569 | 1395.569 | 1358.5314 | 1358.5314 | 610.45 | 876922.6878 | 489071.2894 | 221848.171 | 67890.7923 | 1887747.2507
5364 | 1749.1418 | 2126.176 | 1749.142 | 2069.7484 | 1749.1418 | 611.95 | 1131410.2604 | 629691.0365 | 285634.8507 | 0 | 2427896.2311
5365 | 1070.1512 | 1290.668 | 1070.151 | 1256.4144 | 1070.1512 | 613.8 | 696672.9287 | 385254.4183 | 174755.6848 | 0 | 1483443.5408
5366 | 1155.2987 | 922.51 | 922.51 | 898.0271 | 898.0271 | 479.6 | 456425.7962 | 323289.7515 | 146647.8234 | 471578.8089 | 1365360.3839
5367 | 1561.8691 | 590.598 | 590.598 | 574.9239 | 574.9239 | 342.5 | 208346.0428 | 206972.5864 | 93885.0649 | 1809070.5497 | 952936.2831
5368 | 1337.3169 | 1337.317 | 1337.317 | 1301.8253 | 1301.8253 | 349.25 | 481664.4842 | 468657.1209 | 212588.0773 | 65056.0462 | 2148988.1732
5369 | 1556.0846 | 959.471 | 959.471 | 934.0072 | 934.0072 | 695.9 | 690321.9356 | 336242.5786 | 152523.3697 | 1140268.0122 | 1218038.7409
5370 | 1554.3395 | 174.879 | 174.879 | 170.2378 | 170.2378 | 1167.1 | 210816.2377 | 61285.6104 | 27799.8338 | 2537058.3177 | 141791.0692
5371 | 914.8386 | 0 | 0 | 0 | 0 | 1433.75 | 0 | 0 | 0 | 3108621.7069 | 0
5372 | 1265.4585 | 0 | 0 | 0 | 0 | 1662.65 | 0 | 0 | 0 | 4300028 | 0
5373 | 1199.3168 | 0 | 0 | 0 | 0 | 1753.9 | 0 | 0 | 0 | 4075278.4252 | 0
5374 | 1364.2726 | 305.874 | 305.874 | 297.7563 | 297.7563 | 1770.8 | 560248.0344 | 107192.2575 | 48623.599 | 3624022.6396 | 68245.7373
5375 | 1340.366 | 592 | 592 | 576.2886 | 576.2886 | 1766.1 | 1081101.2311 | 207463.9114 | 94107.9354 | 2596334.8566 | 134793.9135
5376 | 1275.0212 | 0 | 0 | 0 | 0 | 1747.45 | 0 | 0 | 0 | 2337113.7936 | 0
5377 | 2321.3354 | 0 | 0 | 0 | 0 | 1696.6 | 0 | 0 | 0 | 2762389.1343 | 0
5378 | 2049.5965 | 0 | 0 | 0 | 0 | 1653.35 | 0 | 0 | 0 | 2439019.86 | 0
5379 | 2418.5558 | 0 | 0 | 0 | 0 | 1407.55 | 0 | 0 | 0 | 2878081.3663 | 0
5380 | 2200.2084 | 0 | 0 | 0 | 0 | 1218.1 | 0 | 0 | 0 | 2618247.9912 | 0
5381 | 1996.205 | 0 | 0 | 0 | 0 | 1189.25 | 0 | 0 | 0 | 2375483.9619 | 0
5382 | 2369.9456 | 0 | 0 | 0 | 0 | 1304.75 | 0 | 0 | 0 | 2820235.2509 | 0
5383 | 2032.8619 | 136.537 | 136.537 | 132.9134 | 132.9134 | 1628.6 | 228317.6429 | 47848.8177 | 21704.7554 | 3482605.574 | 49364.0302
5384 | 1717.081 | 526.328 | 526.328 | 512.3595 | 512.3595 | 1599.05 | 865336.9943 | 184449.4351 | 83668.3132 | 2208254.365 | 205430.5583
5385 | 1818.1981 | 1549.833 | 1549.833 | 1508.7013 | 1508.7013 | 1670.8 | 2669677.5521 | 543132.4597 | 246370.9185 | 567307.6947 | 496664.4604
5386 | 2087.6529 | 2087.653 | 2087.653 | 2032.2478 | 2032.2478 | 1576.15 | 3403372.3871 | 731609.2179 | 331866.0702 | 101557.5254 | 861368.2417
5387 | 2288.3681 | 2351.017 | 2288.368 | 2288.6223 | 2288.3681 | 1232.8 | 2998083.0461 | 823812.5308 | 373690.5174 | 0 | 1755636.0378
5388 | 2277.5584 | 2966.1 | 2277.559 | 2887.3813 | 2277.5584 | 1048.55 | 2539763.1851 | 819921.0067 | 371925.2789 | 0 | 2166982.894
5389 | 2252.5022 | 2894.661 | 2252.502 | 2817.8383 | 2252.5022 | 775.7 | 1855411.9394 | 810900.7898 | 367833.6083 | 0 | 2757738.4361
5390 | 2381.0831 | 2456.406 | 2381.083 | 2391.2143 | 2381.0831 | 1405.1 | 3550776.3134 | 857189.9153 | 388830.8699 | 0 | 1416506.335
5391 | 2172.9459 | 1127.966 | 1127.966 | 1098.0304 | 1098.0304 | 1086.9 | 1269612.3935 | 395290.943 | 179308.3639 | 1970320.0322 | 1002611.5558
5392 | 1845.8412 | 151.262 | 151.262 | 147.2476 | 147.2476 | 1511.6 | 236575.215 | 53009.132 | 24045.5313 | 3113522.0267 | 71915.7225
5393 | 2378.556 | 36.252 | 36.252 | 35.2899 | 35.2899 | 1764.55 | 66028.176 | 12704.361 | 5762.8393 | 4295206.7142 | 8309.005
5394 | 2247.4788 | 19.312 | 19.312 | 18.7995 | 18.7995 | 1764.2 | 35121.2355 | 6767.8092 | 3069.9535 | 4085169.2301 | 4432.915
5395 | 2405.0087 | 0 | 0 | 0 | 0 | 1768.1 | 0 | 0 | 0 | 8172219.4641 | 0
5396 | 1889.422 | 0 | 0 | 0 | 0 | 1785.5 | 0 | 0 | 0 | 6420255.9118 | 0
5397 | 2380.3051 | 0 | 0 | 0 | 0 | 1791.85 | 0 | 0 | 0 | 8088276.8521 | 0
5398 | 2206.5835 | 305.874 | 305.874 | 297.7563 | 297.7563 | 1811.45 | 569919.1738 | 107192.2575 | 48623.599 | 6486194.9317 | 56141.9449
5399 | 2286.2723 | 592 | 592 | 576.2886 | 576.2886 | 1812.4 | 1103266.8087 | 207463.9114 | 94107.9354 | 5810524.5523 | 108111.7494
5400 | 1948.3917 | 0 | 0 | 0 | 0 | 1770 | 0 | 0 | 0 | 3571402.0154 | 0
5401 | 1804.9518 | 0 | 0 | 0 | 0 | 1652 | 0 | 0 | 0 | 2147892.6837 | 0
5402 | 1843.2025 | 0 | 0 | 0 | 0 | 1412.35 | 0 | 0 | 0 | 2193410.9393 | 0
5403 | 1243.9425 | 0 | 0 | 0 | 0 | 1388.55 | 0 | 0 | 0 | 1480291.6024 | 0
5404 | 1298.1309 | 0 | 0 | 0 | 0 | 1410.75 | 0 | 0 | 0 | 1544775.7984 | 0
5405 | 1563.4947 | 0 | 0 | 0 | 0 | 1418.75 | 0 | 0 | 0 | 1860558.6954 | 0
5406 | 1161.0661 | 0 | 0 | 0 | 0 | 1386.8 | 0 | 0 | 0 | 1381668.7149 | 0
5407 | 1122.8155 | 262.327 | 262.327 | 255.365 | 255.365 | 1389.6 | 375260.1835 | 91931.3944 | 41701.102 | 1590036.8189 | 155874.7865
5408 | 842.0808 | 842.081 | 842.081 | 819.7326 | 819.7326 | 1179.5 | 1023804.8679 | 295103.7466 | 133862.3384 | 40964.1144 | 672590.6224
5409 | 1173.7765 | 1329.218 | 1173.776 | 1293.9413 | 1173.7765 | 1264.4 | 1572991.3455 | 422559.5454 | 191677.7049 | 0 | 863430.0044
5410 | 1566.0129 | 2406.754 | 1566.013 | 2342.8801 | 1566.0129 | 1036.15 | 1718719.2996 | 563764.6328 | 255729.9015 | 0 | 1509401.5038
5411 | 1402.9586 | 2384.388 | 1402.959 | 2321.1076 | 1402.9586 | 939.1 | 1398083.796 | 505065.0892 | 229103.1363 | 0 | 1488398.7586
5412 | 1433.2991 | 2722.447 | 1433.299 | 2650.1947 | 1433.2991 | 845.95 | 1286928.8963 | 515987.6774 | 234057.7437 | 0 | 1654098.831
5413 | 1510.4219 | 3267.507 | 1510.422 | 3180.7891 | 1510.4219 | 675.2 | 1080524.0555 | 543751.9006 | 246651.9038 | 0 | 2001006.9941
5414 | 1372.2356 | 3056.46 | 1372.235 | 2975.3432 | 1372.2356 | 1183.25 | 1723156.5487 | 494004.7984 | 224086.0655 | 0 | 1120773.3863
5415 | 1544.9103 | 2448.714 | 1544.91 | 2383.7265 | 1544.9103 | 1562.75 | 2564536.4097 | 556167.6983 | 252283.8476 | 0 | 675512.0169
5416 | 1537.5301 | 1911.775 | 1537.53 | 1861.0375 | 1537.5301 | 1772.6 | 2894328.9562 | 553510.8331 | 251078.664 | 0 | 349634.3429
5417 | 1196.4679 | 1328.88 | 1196.468 | 1293.6122 | 1196.4679 | 1796.6 | 2276859.9115 | 430728.4465 | 195383.2092 | 0 | 243361.5723
5418 | 1288.0652 | 314.42 | 314.42 | 306.0755 | 306.0755 | 1784.2 | 577028.3415 | 110187.1673 | 49982.1234 | 1799987.2363 | 66051.0853
5419 | 1408.1115 | 0 | 0 | 0 | 0 | 1775.15 | 0 | 0 | 0 | 4784762.7377 | 0
5420 | 1260.6772 | 0 | 0 | 0 | 0 | 1787.4 | 0 | 0 | 0 | 4283781.044 | 0
5421 | 1176.207 | 0 | 0 | 0 | 0 | 1790.3 | 0 | 0 | 0 | 3996751.4676 | 0
5422 | 1688.6062 | 305.874 | 305.874 | 297.7563 | 297.7563 | 1835.85 | 579476.2323 | 107192.2575 | 48623.599 | 4726107.9031 | 48876.6919
5423 | 1341.1629 | 592 | 592 | 576.2886 | 576.2886 | 1869.3 | 1141693.1415 | 207463.9114 | 94107.9354 | 2599042.682 | 75320.9256
5424 | 1206.4888 | 0 | 0 | 0 | 0 | 1795 | 0 | 0 | 0 | 2211493.9264 | 0
5425 | 1402.5233 | 0 | 0 | 0 | 0 | 1738.6 | 0 | 0 | 0 | 1669002.7032 | 0
5426 | 1134.7688 | 0 | 0 | 0 | 0 | 1705.35 | 0 | 0 | 0 | 1350374.9148 | 0
5427 | 1440.7739 | 0 | 0 | 0 | 0 | 1695.55 | 0 | 0 | 0 | 1714520.9589 | 0
5428 | 1137.9564 | 0 | 0 | 0 | 0 | 1680.05 | 0 | 0 | 0 | 1354168.1029 | 0
5429 | 876.5771 | 0 | 0 | 0 | 0 | 1655.7 | 0 | 0 | 0 | 1043126.6899 | 0
5430 | 1141.1439 | 0 | 0 | 0 | 0 | 1679.8 | 0 | 0 | 0 | 1357961.291 | 0
5431 | 939.5312 | 306.108 | 306.108 | 297.9841 | 297.9841 | 1682.6 | 530444.8839 | 107274.2618 | 48660.7971 | 1175955.9436 | 94580.1408
5432 | 1269.4808 | 1107.003 | 1107.003 | 1077.6237 | 1077.6237 | 1540.65 | 1760872.0395 | 387944.5478 | 175975.9574 | 351673.9821 | 495006.4667
5433 | 1423.8829 | 1423.882 | 1423.882 | 1386.0929 | 1386.0929 | 1722.8 | 2533384.4454 | 498993.4613 | 226348.9784 | 69268.9326 | 384224.9652
5434 | 1541.5026 | 2137.517 | 1541.502 | 2080.7885 | 1541.5026 | 1685.15 | 2752320.1023 | 554940.9288 | 251727.3713 | 0 | 485342.0873
5435 | 1400.2571 | 3625.447 | 1400.257 | 3529.2296 | 1400.2571 | 1551.05 | 2308716.0275 | 504092.5668 | 228661.9893 | 0 | 628645.4385
5436 | 1426.2825 | 3184.832 | 1426.283 | 3100.3083 | 1426.2825 | 1256.45 | 1906101.9622 | 513461.7011 | 232911.9327 | 0 | 1060512.3551
5437 | 1362.2406 | 2818.038 | 1362.241 | 2743.2488 | 1362.2406 | 675.2 | 976317.1587 | 490406.6092 | 222453.8869 | 0 | 1804696.3217
5438 | 1667.2764 | 2906.416 | 1667.277 | 2829.2813 | 1667.2764 | 892.5 | 1578525.5603 | 600219.5202 | 272266.2435 | 0 | 1846508.6628
5439 | 1636.4498 | 2352.148 | 1636.45 | 2289.7233 | 1636.4498 | 1452.25 | 2521995.5278 | 589121.9352 | 267232.2556 | 0 | 896365.3889
5440 | 1895.057 | 1691.211 | 1691.211 | 1646.3272 | 1646.3272 | 1799.6 | 3141414.1229 | 592677.7855 | 268845.2288 | 455921.7252 | 329923.9673
5441 | 1891.8794 | 350.902 | 350.902 | 341.5893 | 341.5893 | 1816.6 | 656942.1074 | 122972.1308 | 55781.5249 | 2841681.8244 | 62647.4689
5442 | 1615.2725 | 46.942 | 46.942 | 45.6962 | 45.6962 | 1784.2 | 86161.5888 | 16450.6266 | 7462.187 | 2877033.4131 | 9861.2367
5443 | 1799.3766 | 0 | 0 | 0 | 0 | 1775.15 | 0 | 0 | 0 | 6114281.7072 | 0
5444 | 1355.5069 | 0 | 0 | 0 | 0 | 1824.9 | 0 | 0 | 0 | 4606012.3613 | 0
5445 | 1471.8526 | 0 | 0 | 0 | 0 | 1797.5 | 0 | 0 | 0 | 5001354.9853 | 0
5446 | 1823.2803 | 305.874 | 305.874 | 297.7563 | 297.7563 | 1865.85 | 588899.9986 | 107192.2575 | 48623.599 | 5183730.5323 | 39944.0037
5447 | 1494.9623 | 592 | 592 | 576.2886 | 576.2886 | 1849.3 | 1129435.8898 | 207463.9114 | 94107.9354 | 3121653.1384 | 86846.6985
5448 | 1516.4783 | 0 | 0 | 0 | 0 | 1790 | 0 | 0 | 0 | 2779704.7184 | 0
5449 | 1078.9867 | 0 | 0 | 0 | 0 | 1768.6 | 0 | 0 | 0 | 1283994.1254 | 0
5450 | 1199.3168 | 0 | 0 | 0 | 0 | 1745.35 | 0 | 0 | 0 | 1427186.9706 | 0
5451 | 1483.009 | 0 | 0 | 0 | 0 | 1723.5 | 0 | 0 | 0 | 1764780.6993 | 0
5452 | 1071.8147 | 0 | 0 | 0 | 0 | 1688.2 | 0 | 0 | 0 | 1275459.4525 | 0
5453 | 1069.424 | 0 | 0 | 0 | 0 | 1682.7 | 0 | 0 | 0 | 1272614.5612 | 0
5454 | 908.4526 | 0 | 0 | 0 | 0 | 1679.8 | 0 | 0 | 0 | 1081058.5695 | 0
5455 | 961.0472 | 305.95 | 305.95 | 297.8303 | 297.8303 | 1682.6 | 531771.9798 | 107218.8914 | 48635.6804 | 1215676.6668 | 94531.3226
5456 | 1232.0808 | 1108.614 | 1108.614 | 1079.192 | 1079.192 | 1597.7 | 1831278.8747 | 388509.116 | 176232.0518 | 280245.2679 | 434158.9371
5457 | 898.5931 | 1319.245 | 898.593 | 1284.233 | 898.5931 | 1722.8 | 1642090.5197 | 323493.5087 | 146740.2499 | 0 | 249090.0017
5458 | 1637.5824 | 2050.59 | 1637.582 | 1996.1685 | 1637.5824 | 1572.15 | 2729120.9519 | 589529.6629 | 267417.2054 | 0 | 700639.6286
5459 | 1399.4642 | 2667.931 | 1399.464 | 2597.1256 | 1399.4642 | 1231.45 | 1829764.7171 | 503807.1214 | 228532.5081 | 0 | 1075558.2309
5460 | 1253.0838 | 4004.932 | 1253.084 | 3898.6433 | 1253.0838 | 845.95 | 1126965.6585 | 451110.1777 | 204628.5889 | 0 | 1446121.3905
5461 | 1139.5362 | 3133.342 | 1139.536 | 3050.1848 | 1139.5362 | 675.2 | 816992.0319 | 410233.0392 | 186086.2647 | 0 | 1509657.5843
5462 | 1059.7836 | 3700.616 | 1059.783 | 3602.4037 | 1059.7836 | 1546.45 | 1740636.9284 | 381522.1126 | 173062.6694 | 0 | 480664.8726
5463 | 1558.9445 | 3138.155 | 1558.945 | 3054.8701 | 1558.9445 | 1810.6 | 2997345.379 | 561220.0096 | 254575.6321 | 0 | 295264.0828
5464 | 1523.5696 | 1971.807 | 1523.569 | 1919.4763 | 1523.5696 | 1834.6 | 2968406.1316 | 548485.0582 | 248798.9167 | 0 | 251998.4128
5465 | 1542.7437 | 1287.478 | 1287.478 | 1253.309 | 1253.309 | 1831.6 | 2434106.4231 | 451191.2529 | 204665.3655 | 530533.8 | 211057.2416
5466 | 951.0801 | 260.744 | 260.744 | 253.824 | 253.824 | 1844.2 | 497358.8003 | 91376.6387 | 41449.4586 | 1278070.4799 | 39545.7786
5467 | 976.1213 | 0 | 0 | 0 | 0 | 1835.15 | 0 | 0 | 0 | 3316860.3109 | 0
5468 | 1243.9425 | 0 | 0 | 0 | 0 | 1852.4 | 0 | 0 | 0 | 4226916.6932 | 0
5469 | 1221.6297 | 0 | 0 | 0 | 0 | 1860.3 | 0 | 0 | 0 | 4151097.5609 | 0
5470 | 1326.8189 | 305.874 | 305.874 | 297.7563 | 297.7563 | 1878.35 | 593976.2437 | 107192.2575 | 48623.599 | 3496754.8107 | 36222.0503
5471 | 1231.9892 | 592 | 592 | 576.2886 | 576.2886 | 1879.3 | 1150611.4131 | 207463.9114 | 94107.9354 | 2228070.4936 | 69558.0392
5472 | 1280.5994 | 0 | 0 | 0 | 0 | 1852.45 | 0 | 0 | 0 | 2347338.6672 | 0
5473 | 1526.8378 | 0 | 0 | 0 | 0 | 1768.6 | 0 | 0 | 0 | 2798693.7681 | 0
5474 | 1339.5691 | 0 | 0 | 0 | 0 | 1745.35 | 0 | 0 | 0 | 2455430.1786 | 0
5475 | 1200.1137 | 0 | 0 | 0 | 0 | 1735.55 | 0 | 0 | 0 | 2199808.3589 | 0
5476 | 1116.4404 | 0 | 0 | 0 | 0 | 1728.2 | 0 | 0 | 0 | 2046435.266 | 0
5477 | 1081.3773 | 0 | 0 | 0 | 0 | 1722.7 | 0 | 0 | 0 | 1982164.6367 | 0
5478 | 1066.2364 | 0 | 0 | 0 | 0 | 1719.8 | 0 | 0 | 0 | 1954411.4092 | 0
5479 | 1336.3816 | 173.814 | 173.814 | 169.2011 | 169.2011 | 1715.55 | 308440.5712 | 60912.3856 | 27630.5349 | 2139441.8323 | 48129.2447
5480 | 911.6949 | 911.695 | 911.695 | 887.4991 | 887.4991 | 1557.7 | 1468469.6984 | 319499.6802 | 144928.6049 | 44350.9135 | 392540.8571
5481 | 1039.4979 | 1852.223 | 1039.498 | 1803.066 | 1039.4979 | 1722.8 | 1901566.6687 | 374219.2296 | 169750.0005 | 0 | 288148.8068
5482 | 1131.3791 | 2512.327 | 1131.379 | 2445.6512 | 1131.3791 | 1523.45 | 1830726.7398 | 407296.4663 | 184754.2026 | 0 | 539158.6972
5483 | 1048.2088 | 3691.758 | 1048.209 | 3593.7808 | 1048.2088 | 1471 | 1639184.7902 | 377355.1838 | 171172.5042 | 0 | 554502.4785
5484 | 1006.9788 | 3949.255 | 1006.978 | 3844.4439 | 1006.9788 | 1358.55 | 1456028.7981 | 362512.3838 | 164439.6452 | 0 | 645926.5795
5485 | 904.3835 | 3948.748 | 904.383 | 3843.9504 | 904.3835 | 1154.6 | 1109131.3983 | 325578.0488 | 147685.8205 | 0 | 764565.7845
5486 | 1037.6411 | 3654.103 | 1037.641 | 3557.1251 | 1037.6411 | 1670 | 1841026.524 | 373550.7996 | 169446.7933 | 0 | 342421.5663
5487 | 1025.9707 | 3104.371 | 1025.97 | 3021.9827 | 1025.9707 | 1530.7 | 1667517.059 | 369349.4455 | 167541.0124 | 0 | 481488.0411
5488 | 1029.466 | 2310.594 | 1029.466 | 2249.2721 | 1029.466 | 1743 | 1903032.7795 | 370607.7719 | 168111.8032 | 0 | 264572.7705
5489 | 1371.0223 | 1276.917 | 1276.917 | 1243.0283 | 1243.0283 | 1851.6 | 2439028.502 | 447490.1948 | 202986.5245 | 234612.9471 | 184465.4025
5490 | 1163.9011 | 272.674 | 272.674 | 265.4374 | 265.4374 | 1819.2 | 513527.5236 | 95557.457 | 43345.9243 | 1646883.9553 | 47991.0784
5491 | 1193.7386 | 0 | 0 | 0 | 0 | 1807.65 | 0 | 0 | 0 | 2188122.7896 | 0
5492 | 1105.284 | 0 | 0 | 0 | 0 | 1852.4 | 0 | 0 | 0 | 2025985.5207 | 0
5493 | 1094.1275 | 0 | 0 | 0 | 0 | 1860.25 | 0 | 0 | 0 | 2005535.7735 | 0
5494 | 1174.6132 | 0 | 0 | 0 | 0 | 1878.35 | 0 | 0 | 0 | 2153066.0818 | 0
5495 | 1165.0506 | 208.71 | 208.71 | 203.171 | 203.171 | 1879.3 | 404088.3092 | 73141.5421 | 33177.8162 | 1763125.3776 | 24522.7337
5496 | 495.6645 | 495.664 | 495.664 | 482.5093 | 482.5093 | 1825 | 933729.6975 | 173703.3652 | 78793.7765 | 24113.353 | 84439.1358
5497 | 368.1624 | 0 | 0 | 0 | 0 | 1777.2 | 0 | 0 | 0 | 438113.2097 | 0
5498 | 341.0682 | 0 | 0 | 0 | 0 | 1784.05 | 0 | 0 | 0 | 405871.1121 | 0
5499 | 376.9281 | 0 | 0 | 0 | 0 | 1746.6 | 0 | 0 | 0 | 448544.4766 | 0
5500 | 385.6939 | 0 | 0 | 0 | 0 | 1709.8 | 0 | 0 | 0 | 458975.7435 | 0
5501 | 367.3655 | 0 | 0 | 0 | 0 | 1700.45 | 0 | 0 | 0 | 437164.9128 | 0
5502 | 324.3335 | 0 | 0 | 0 | 0 | 1691.35 | 0 | 0 | 0 | 385956.8752 | 0
5503 | 333.8962 | 333.896 | 333.896 | 325.0346 | 325.0346 | 1688.2 | 580894.4431 | 117012.4496 | 53078.1473 | 16243.2855 | 101345.7827
5504 | 280.1859 | 803.297 | 280.186 | 781.9779 | 280.1859 | 1447.5 | 430646.0738 | 100866.9243 | 45754.3576 | 0 | 154802.7102
5505 | 809.242 | 2032.991 | 809.242 | 1979.0365 | 809.242 | 1428.95 | 1228124.876 | 291327.1154 | 132149.2165 | 0 | 462117.6368
5506 | 1188.3885 | 3230.652 | 1188.388 | 3144.9123 | 1188.3885 | 1113.1 | 1403501.1134 | 427819.8442 | 194063.8349 | 0 | 1053981.7216
5507 | 993.5084 | 3796.134 | 993.508 | 3695.3867 | 993.5084 | 733.8 | 774700.0569 | 357663.0399 | 162239.929 | 0 | 1257980.3922
5508 | 1233.7922 | 3436.362 | 1233.792 | 3345.1628 | 1233.7922 | 641.8 | 841384.8286 | 444165.1772 | 201478.2596 | 0 | 1675736.5104
5509 | 1154.0047 | 2519.752 | 1154.005 | 2452.8792 | 1154.0047 | 949 | 1163892.6415 | 415441.6999 | 188448.9711 | 0 | 1212858.9628
5510 | 1230.0597 | 2875.647 | 1230.059 | 2799.3289 | 1230.0597 | 1399.2 | 1828876.6154 | 442821.5042 | 200868.7546 | 0 | 739019.8882
5511 | 1043.0311 | 2470.878 | 1043.032 | 2405.3022 | 1043.0311 | 1759.8 | 1948097.9568 | 375491.1827 | 170326.9726 | 0 | 250536.0613
5512 | 1276.6757 | 1870.232 | 1276.676 | 1820.5971 | 1276.6757 | 1747.95 | 2367950.6588 | 459603.2531 | 208481.1423 | 0 | 321786.1109
5513 | 1051.0647 | 1295.39 | 1051.065 | 1261.0111 | 1051.0647 | 1787.15 | 1991515.6459 | 378383.2895 | 171638.8644 | 0 | 223719.1199
5514 | 1040.0298 | 264.598 | 264.598 | 257.5757 | 257.5757 | 1759.6 | 482095.6842 | 92727.2568 | 42062.114 | 1434238.3097 | 61921.2015
5515 | 1084.0897 | 0 | 0 | 0 | 0 | 1769.15 | 0 | 0 | 0 | 3683736.9127 | 0
5516 | 894.9055 | 443.647 | 443.647 | 431.8729 | 431.8729 | 1782.7 | 818719.5325 | 155474.2262 | 70524.8365 | 1573384.8734 | 93845.9704
5517 | 269.3482 | 269.348 | 269.348 | 262.1997 | 262.1997 | 1803.55 | 502890.2557 | 94391.8743 | 42817.203 | 24290.8408 | 51509.1214
5518 | 90.8453 | 90.845 | 90.845 | 88.434 | 88.434 | 1847.4 | 173139.3634 | 31836.2484 | 14441.276 | 8193.3756 | 13495.0319
5519 | 94.0328 | 94.033 | 94.033 | 91.5374 | 91.5374 | 1843.55 | 178745.7874 | 32953.4696 | 14948.0599 | 8479.3536 | 14321.0286
5520 | 90.8453 | 0 | 0 | 0 | 0 | 1816.05 | 0 | 0 | 0 | 166519.3578 | 0
5521 | 95.6266 | 0 | 0 | 0 | 0 | 1774.95 | 0 | 0 | 0 | 113795.6389 | 0
5522 | 87.6577 | 0 | 0 | 0 | 0 | 1755.3 | 0 | 0 | 0 | 104312.669 | 0
5523 | 94.0328 | 0 | 0 | 0 | 0 | 1723.95 | 0 | 0 | 0 | 111899.0449 | 0
5524 | 85.267 | 0 | 0 | 0 | 0 | 1719.7 | 0 | 0 | 0 | 101467.778 | 0
5525 | 94.8297 | 0 | 0 | 0 | 0 | 1718.25 | 0 | 0 | 0 | 112847.3419 | 0
5526 | 87.6577 | 0 | 0 | 0 | 0 | 1718.5 | 0 | 0 | 0 | 104312.669 | 0
5527 | 93.2359 | 93.236 | 93.236 | 90.7616 | 90.7616 | 1708.75 | 164294.8989 | 32674.1643 | 14821.364 | 4535.4931 | 26434.3065
5528 | 76.7762 | 823.522 | 76.776 | 801.6662 | 76.7762 | 1195.6 | 96961.9161 | 27639.4307 | 12537.5529 | 0 | 61758.7723
5529 | 83.0716 | 2298.502 | 83.072 | 2237.501 | 83.0716 | 443.3 | 38861.9499 | 29905.7808 | 13565.5944 | 0 | 129317.5804
5530 | 78.5941 | 3233.577 | 78.594 | 3147.7596 | 78.5941 | 600.75 | 49969.7782 | 28293.8751 | 12834.4161 | 0 | 109972.791
5531 | 85.6854 | 3753.402 | 85.686 | 3653.7888 | 85.6854 | 610.45 | 55524.6126 | 30846.7464 | 13992.4269 | 0 | 119064.1568
5532 | 80.162 | 3994.664 | 80.162 | 3888.6478 | 80.162 | 611.95 | 52137.9781 | 28858.3111 | 13090.4505 | 0 | 111268.8296
5533 | 88.2653 | 3967.807 | 88.266 | 3862.5036 | 88.2653 | 613.8 | 57677.121 | 31775.5196 | 14413.7288 | 0 | 122353.4036
5534 | 80.4469 | 3689.436 | 80.447 | 3591.5204 | 80.4469 | 628.6 | 53872.9572 | 28960.8706 | 13136.9727 | 0 | 110324.8275
5535 | 94.9911 | 2516.512 | 94.991 | 2449.7251 | 94.9911 | 640.5 | 64705.7197 | 34196.7848 | 15512.0416 | 0 | 129140.3582
5536 | 84.2281 | 2330.221 | 84.228 | 2268.3782 | 84.2281 | 1059.95 | 94906.5945 | 30322.115 | 13754.4483 | 0 | 79178.6229
5537 | 89.7426 | 1275.987 | 89.742 | 1242.123 | 89.7426 | 1141.45 | 108726.1693 | 32307.323 | 14654.9607 | 0 | 77048.4782
5538 | 80.4598 | 264.756 | 80.46 | 257.7295 | 80.4598 | 1585.85 | 135366.5137 | 28965.5324 | 13139.0873 | 0 | 33322.4312
5539 | 96.4285 | 96.428 | 96.428 | 93.8689 | 93.8689 | 1754.2 | 175225.9895 | 33792.7872 | 15328.7838 | 8697.5297 | 23072.9642
5540 | 86.0639 | 86.064 | 86.064 | 83.7799 | 83.7799 | 1801.3 | 160234.0241 | 30160.767 | 13681.259 | 7761.1007 | 16647.0678
5541 | 93.2359 | 93.236 | 93.236 | 90.7616 | 90.7616 | 1799.4 | 173556.4604 | 32674.1643 | 14821.364 | 8407.8591 | 18206.7704
5542 | 86.8608 | 86.861 | 86.861 | 84.5558 | 84.5558 | 1819.25 | 163106.7114 | 30440.0723 | 13807.955 | 7832.5952 | 15283.453
5543 | 92.439 | 92.439 | 92.439 | 89.9857 | 89.9857 | 1816.1 | 172920.9463 | 32394.859 | 14694.668 | 8336.3646 | 16548.3738
5544 | 86.8608 | 86.861 | 86.861 | 84.5558 | 84.5558 | 1790.9 | 160466.0695 | 30440.0723 | 13807.955 | 4225.1757 | 17680.6087
5545 | 93.2359 | 0 | 0 | 0 | 0 | 1788.6 | 0 | 0 | 0 | 110950.7479 | 0
5546 | 87.6577 | 0.573 | 0.573 | 0.55779 | 0.55779 | 1743.3 | 1034.2727 | 200.8054 | 91.0876 | 103648.8954 | 143.1854
5547 | 92.439 | 92.439 | 92.439 | 89.9857 | 89.9857 | 1285.8 | 123211.6225 | 32394.859 | 14694.668 | 2919.4449 | 64267.8007
5548 | 86.8608 | 86.861 | 86.861 | 84.5558 | 84.5558 | 964.5 | 86546.6975 | 30440.0723 | 13807.955 | 2743.0219 | 87557.4858
5549 | 93.2359 | 93.236 | 93.236 | 90.7616 | 90.7616 | 959 | 92399.1594 | 32674.1643 | 14821.364 | 2944.4827 | 94482.7917
5550 | 82.8764 | 82.876 | 82.876 | 80.6765 | 80.6765 | 1058.2 | 90591.612 | 29043.5458 | 13174.4751 | 2617.8328 | 75981.1429
5551 | 84.4702 | 84.47 | 84.47 | 82.2282 | 82.2282 | 1163.1 | 101345.3815 | 29602.1564 | 13427.8671 | 4109.4758 | 68816.7908
5552 | 79.4856 | 806.098 | 79.486 | 784.7046 | 79.4856 | 844.15 | 71267.7382 | 28614.8219 | 12980.0011 | 0 | 91873.4495
5553 | 83.7151 | 2291.393 | 83.715 | 2230.5807 | 83.7151 | 1627.9 | 144233.0526 | 30137.4362 | 13670.6759 | 0 | 31150.3889
5554 | 80.1929 | 3223.681 | 80.193 | 3138.1263 | 80.1929 | 1725.1 | 146572.2133 | 28869.4276 | 13095.4931 | 0 | 22045.0157
5555 | 80.8682 | 3811.834 | 80.868 | 3710.67 | 80.8682 | 1460.95 | 125498.8386 | 29112.5582 | 13205.7799 | 0 | 43592.0126
5556 | 79.7665 | 4050.679 | 79.767 | 3943.1762 | 79.7665 | 1358.55 | 115014.649 | 28715.947 | 13025.8726 | 0 | 51166.2338
5557 | 81.1979 | 4019.865 | 81.198 | 3913.18 | 81.1979 | 1052.5 | 90606.0175 | 29231.2547 | 13259.6219 | 0 | 76935.0385
5558 | 74.3586 | 3698.464 | 74.359 | 3600.3088 | 74.3586 | 1654.85 | 130591.8337 | 26769.1092 | 12142.7654 | 0 | 25664.8834
5559 | 87.9635 | 2379.265 | 87.963 | 2316.1206 | 87.9635 | 1810.6 | 168947.7221 | 31666.8639 | 14364.4413 | 0 | 16660.289
5560 | 78.7595 | 2016.805 | 78.76 | 1963.2801 | 78.7595 | 1824.6 | 152273.733 | 28353.4027 | 12861.4185 | 0 | 13814.4079
5561 | 83.995 | 1163.372 | 83.995 | 1132.4967 | 83.995 | 1864.1 | 165832.3091 | 30238.2027 | 13716.3847 | 0 | 11414.9215
5562 | 78.9318 | 266.937 | 78.932 | 259.8526 | 78.9318 | 1844.2 | 153846.8986 | 28415.4404 | 12889.5595 | 0 | 12297.5712
5563 | 94.8446 | 94.845 | 94.845 | 92.3279 | 92.3279 | 1845.15 | 180160.4181 | 33238.0315 | 15077.1404 | 8552.0026 | 14296.97
5564 | 89.2515 | 89.251 | 89.251 | 86.8823 | 86.8823 | 1852.4 | 170508.5867 | 31277.6378 | 14187.884 | 8050.3865 | 12823.8315
5565 | 93.2359 | 93.236 | 93.236 | 90.7616 | 90.7616 | 1860.3 | 178911.3624 | 32674.1643 | 14821.364 | 8407.8591 | 12679.391
5566 | 86.8608 | 86.861 | 86.861 | 84.5558 | 84.5558 | 1878.35 | 167935.7817 | 30440.0723 | 13807.955 | 7832.5952 | 10286.2078
5567 | 96.4235 | 96.423 | 96.423 | 93.864 | 93.864 | 1879.3 | 186431.9017 | 33791.035 | 15327.9889 | 8697.1449 | 11329.3831
5568 | 86.8608 | 86.861 | 86.861 | 84.5558 | 84.5558 | 1855 | 166269.938 | 30440.0723 | 13807.955 | 4225.1757 | 12260.5847
5569 | 93.2359 | 0 | 0 | 0 | 0 | 1823.6 | 0 | 0 | 0 | 110950.7479 | 0
5570 | 88.4546 | 0 | 0 | 0 | 0 | 1743.3 | 0 | 0 | 0 | 105260.966 | 0
5571 | 86.8608 | 86.627 | 86.627 | 84.328 | 84.328 | 1553.1 | 139132.6571 | 30358.068 | 13770.757 | 3014.0917 | 37686.1683
5572 | 86.8608 | 86.861 | 86.861 | 84.5558 | 84.5558 | 1276.3 | 114388.4629 | 30440.0723 | 13807.955 | 2743.0219 | 61193.0009
5573 | 93.2359 | 93.236 | 93.236 | 90.7616 | 90.7616 | 1280.6 | 123290.1011 | 32674.1643 | 14821.364 | 2944.4827 | 65293.8716
5574 | 83.6733 | 83.673 | 83.673 | 81.4524 | 81.4524 | 1386.3 | 119833.3228 | 29322.8511 | 13301.1711 | 2642.8706 | 49987.3159
5575 | 86.8608 | 86.861 | 86.861 | 84.5558 | 84.5558 | 1402.6 | 125641.3946 | 30440.0723 | 13807.955 | 4225.1757 | 50513.6089
5576 | 75.7243 | 829.09 | 75.725 | 807.0864 | 75.7243 | 1295.45 | 103953.2816 | 27260.7494 | 12365.7788 | 0 | 53351.5583
5577 | 84.1783 | 2312 | 84.178 | 2250.6408 | 84.1783 | 1442.8 | 128754.564 | 30304.185 | 13746.3151 | 0 | 46904.1442
5578 | 72.4879 | 3255.571 | 72.488 | 3169.1699 | 72.4879 | 1336.95 | 102755.6412 | 26095.6589 | 11837.2808 | 0 | 48063.1296
5579 | 80.7865 | 3140.561 | 80.786 | 3057.2122 | 80.7865 | 1027.25 | 87900.8135 | 29083.1531 | 13192.4414 | 0 | 78585.1032
5580 | 74.8706 | 3438.768 | 74.871 | 3347.505 | 74.8706 | 946.45 | 75075.0275 | 26953.4294 | 12226.3751 | 0 | 78879.9599
5581 | 86.2801 | 4015.898 | 86.28 | 3909.3183 | 86.2801 | 964.35 | 88122.1045 | 31060.8304 | 14089.5378 | 0 | 89355.9695
5582 | 78.115 | 2340.483 | 78.115 | 2278.3679 | 78.115 | 1554.55 | 128671.5422 | 28121.3887 | 12756.1744 | 0 | 34796.3127
5583 | 78.5463 | 2569.376 | 78.546 | 2501.1862 | 78.5463 | 1562.75 | 130136.6371 | 28276.6623 | 12826.6082 | 0 | 34344.3628
5584 | 79.3432 | 2318.1 | 79.343 | 2256.5789 | 79.3432 | 1672.55 | 140671.8664 | 28563.5421 | 12956.7401 | 0 | 25980.9218
5585 | 88.3072 | 1257.616 | 88.307 | 1224.2396 | 88.3072 | 1866.6 | 174380.2424 | 31790.5808 | 14420.5607 | 0 | 11780.1763
5586 | 82.3435 | 258.602 | 82.343 | 251.7388 | 82.3435 | 1849.2 | 160953.746 | 29643.6444 | 13446.6865 | 0 | 12417.3933
5587 | 97.2562 | 97.256 | 97.256 | 94.6749 | 94.6749 | 1840.15 | 184479.6599 | 34082.9564 | 15460.4077 | 8771.4101 | 15133.7794
5588 | 88.4546 | 88.455 | 88.455 | 86.1075 | 86.1075 | 1852.4 | 169093.483 | 30998.6829 | 14061.347 | 7975.5842 | 12709.46
5589 | 94.0328 | 94.033 | 94.033 | 91.5374 | 91.5374 | 1860.3 | 180586.0184 | 32953.4696 | 14948.0599 | 8479.3536 | 12787.7769
5590 | 86.8608 | 86.861 | 86.861 | 84.5558 | 84.5558 | 1878.35 | 168068.7574 | 30440.0723 | 13807.955 | 7832.5952 | 10286.2078
5591 | 90.8453 | 90.845 | 90.845 | 88.434 | 88.434 | 1879.3 | 175728.3579 | 31836.2484 | 14441.276 | 8193.3756 | 10673.9866
5592 | 84.4702 | 84.47 | 84.47 | 82.2282 | 82.2282 | 1860 | 161929.6729 | 29602.1564 | 13427.8671 | 4109.4758 | 11511.9497
5593 | 93.2359 | 0 | 0 | 0 | 0 | 1828.6 | 0 | 0 | 0 | 110950.7479 | 0
5594 | 81.2826 | 14.089 | 14.089 | 13.7151 | 13.7151 | 1807.8 | 26287.0743 | 4937.4308 | 2239.6735 | 80405.3412 | 2636.0395
5595 | 92.439 | 92.439 | 92.439 | 89.9857 | 89.9857 | 1708.5 | 163782.5344 | 32394.859 | 14694.668 | 2919.4449 | 26230.8372
5596 | 79.6888 | 79.689 | 79.689 | 77.5741 | 77.5741 | 1516.65 | 125353.1316 | 27926.6751 | 12667.8501 | 2516.5232 | 37495.44
5597 | 90.0484 | 90.048 | 90.048 | 87.6582 | 87.6582 | 1682.7 | 157302.2934 | 31556.9431 | 14314.58 | 2844.3315 | 27813.939
5598 | 79.6888 | 79.689 | 79.689 | 77.5741 | 77.5741 | 1679.8 | 139002.2686 | 27926.6751 | 12667.8501 | 2516.5232 | 24839.226
5599 | 86.0639 | 86.064 | 86.064 | 83.7799 | 83.7799 | 1708.5 | 152471.9488 | 30160.767 | 13681.259 | 4186.609 | 24421.8433
5600 | 75.1595 | 519.635 | 75.16 | 505.8442 | 75.1595 | 1449.8 | 116179.0699 | 27057.4233 | 12273.5479 | 0 | 41352.762
5601 | 85.1346 | 1786.813 | 85.135 | 1739.392 | 85.1346 | 1622.8 | 146877.0784 | 30648.4408 | 13902.4733 | 0 | 32112.7552
5602 | 74.1644 | 2548.543 | 74.165 | 2480.9061 | 74.1644 | 1612.2 | 127166.4457 | 26699.1822 | 12111.0457 | 0 | 28760.9524
5603 | 80.2656 | 3080.771 | 80.266 | 2999.009 | 80.2656 | 1535.25 | 131108.5847 | 28895.6054 | 13107.3677 | 0 | 37303.4239
5604 | 72.995 | 3099.052 | 72.995 | 3016.8048 | 72.995 | 1136.7 | 88238.5618 | 26278.1862 | 11920.0772 | 0 | 63016.5504
5605 | 82.3325 | 3267.016 | 82.332 | 3180.3112 | 82.3325 | 1111.35 | 97241.1692 | 29639.6998 | 13444.8972 | 0 | 73164.7756
5606 | 74.6694 | 2803.843 | 74.67 | 2729.4305 | 74.6694 | 1758.25 | 139672.0977 | 26880.9923 | 12193.5168 | 0 | 18051.333
5607 | 86.4494 | 2579.847 | 86.45 | 2511.3793 | 86.4494 | 1905.6 | 175107.0548 | 31121.7924 | 14117.1908 | 0 | 8160.8256
5608 | 80.9369 | 1973.301 | 80.937 | 1920.9307 | 80.9369 | 1899.6 | 163284.1622 | 29137.3016 | 13217.0038 | 0 | 8126.0697
5609 | 86.7502 | 1155.207 | 86.751 | 1124.5484 | 86.7502 | 1881.6 | 173390.3795 | 31230.0895 | 14166.3156 | 0 | 10271.2294
5610 | 79.3501 | 256.681 | 79.35 | 249.8688 | 79.3501 | 1854.15 | 156237.812 | 28566.0523 | 12957.8787 | 0 | 11573.2187
5611 | 96.4444 | 96.444 | 96.444 | 93.8844 | 93.8844 | 1845.15 | 184204.8972 | 33798.3944 | 15331.3272 | 8698.7611 | 14538.0038
5612 | 87.6577 | 87.658 | 87.658 | 85.3316 | 85.3316 | 1852.4 | 168302.5802 | 30719.3776 | 13934.651 | 7904.0897 | 12594.9448
5613 | 90.8453 | 90.845 | 90.845 | 88.434 | 88.434 | 1860.3 | 175382.0716 | 31836.2484 | 14441.276 | 8193.3756 | 12354.233
5614 | 86.0639 | 86.064 | 86.064 | 83.7799 | 83.7799 | 1878.35 | 167343.3612 | 30160.767 | 13681.259 | 7761.1007 | 10191.8259
5615 | 92.439 | 92.439 | 92.439 | 89.9857 | 89.9857 | 1879.3 | 179618.783 | 32394.859 | 14694.668 | 8336.3646 | 10861.2763
5616 | 87.6577 | 87.658 | 87.658 | 85.3316 | 85.3316 | 1855 | 168470.5187 | 30719.3776 | 13934.651 | 4263.7423 | 12373.0826
5617 | 94.0328 | 0 | 0 | 0 | 0 | 1821.1 | 0 | 0 | 0 | 111899.0449 | 0
5618 | 86.8608 | 9.322 | 9.322 | 9.0746 | 9.0746 | 1800.35 | 17435.1618 | 3266.8557 | 1481.882 | 92565.5989 | 1811.7437
5619 | 93.2359 | 93.236 | 93.236 | 90.7616 | 90.7616 | 1790.55 | 173372.0372 | 32674.1643 | 14821.364 | 2944.4827 | 19010.0103
5620 | 79.6888 | 79.689 | 79.689 | 77.5741 | 77.5741 | 1778.2 | 147262.5662 | 27926.6751 | 12667.8501 | 2516.5232 | 17205.9348
5621 | 88.4546 | 88.455 | 88.455 | 86.1075 | 86.1075 | 1777.7 | 163388.5138 | 30998.6829 | 14061.347 | 2793.0975 | 19141.6867
5622 | 86.0639 | 86.064 | 86.064 | 83.7799 | 83.7799 | 1774.8 | 158642.0159 | 30160.767 | 13681.259 | 2717.9841 | 18867.2354
5623 | 88.4546 | 88.454 | 88.454 | 86.1065 | 86.1065 | 1755.1 | 161248.1965 | 30998.3325 | 14061.188 | 4304.0933 | 21087.4767
5624 | 78.9726 | 642.562 | 78.972 | 625.5088 | 78.9726 | 1526.1 | 128475.6227 | 28430.143 | 12896.2288 | 0 | 37425.1244
5625 | 84.4114 | 1802.382 | 84.412 | 1754.5478 | 84.4114 | 1677.8 | 150571.3876 | 30388.0974 | 13784.3786 | 0 | 27197.3472
5626 | 75.3169 | 2611.218 | 75.317 | 2541.9177 | 75.3169 | 1685.15 | 135169.99 | 27114.0821 | 12299.2489 | 0 | 23713.5243
5627 | 86.3179 | 3001.624 | 86.318 | 2921.9625 | 86.3179 | 1604.35 | 147309.3699 | 31074.4572 | 14095.7191 | 0 | 34151.6917
5628 | 74.6116 | 3234.766 | 74.612 | 3148.9171 | 74.6116 | 1550.5 | 123121.7475 | 26860.1935 | 12184.0822 | 0 | 33537.9361
5629 | 87.3011 | 3054.618 | 87.301 | 2973.5501 | 87.3011 | 1528.35 | 141827.4662 | 31428.3951 | 14256.2692 | 0 | 41175.5627
5630 | 82.3166 | 1156.818 | 82.316 | 1126.1167 | 82.3166 | 1802.85 | 157875.555 | 29633.9622 | 13442.2945 | 0 | 16228.7101
5631 | 88.9845 | 1715.746 | 88.984 | 1670.211 | 88.9845 | 1905.6 | 180446.7176 | 32034.4286 | 14531.1728 | 0 | 8400.1391
5632 | 81.1182 | 1486.324 | 81.119 | 1446.8778 | 81.1182 | 1897.1 | 163511.1478 | 29202.5668 | 13246.6088 | 0 | 8347.067
5633 | 82.9302 | 520.372 | 82.931 | 506.5616 | 82.9302 | 1876.6 | 165398.2713 | 29854.8596 | 13542.496 | 0 | 10233.5824
5634 | 82.6104 | 148.624 | 82.61 | 144.6796 | 82.6104 | 1854.2 | 162760.8768 | 29739.7491 | 13490.2806 | 0 | 12044.5984
5635 | 95.6336 | 95.634 | 95.634 | 93.0959 | 93.0959 | 1845.15 | 182523.0445 | 33514.5333 | 15202.5647 | 8622.8813 | 14415.9041
5636 | 90.8453 | 90.845 | 90.845 | 88.434 | 88.434 | 1852.4 | 174254.5503 | 31836.2484 | 14441.276 | 8193.3756 | 13052.8618
5637 | 93.2359 | 93.236 | 93.236 | 90.7616 | 90.7616 | 1860.3 | 179650.6644 | 32674.1643 | 14821.364 | 8407.8591 | 12679.391
5638 | 88.4546 | 88.455 | 88.455 | 86.1075 | 86.1075 | 1878.35 | 171725.2196 | 30998.6829 | 14061.347 | 7975.5842 | 10474.9716
5639 | 97.2204 | 97.22 | 97.22 | 94.6398 | 94.6398 | 1879.3 | 188959.6552 | 34070.3403 | 15454.6849 | 8768.6394 | 11423.028
5640 | 90.0484 | 0 | 0 | 0 | 0 | 1855 | 0 | 0 | 0 | 165058.6617 | 0
5641 | 92.439 | 0 | 0 | 0 | 0 | 1818.6 | 0 | 0 | 0 | 169440.75 | 0
5642 | 86.0639 | 77.072 | 77.072 | 75.0266 | 75.0266 | 1777.85 | 142372.2049 | 27009.5584 | 12251.8358 | 20231.5128 | 16667.1483
5643 | 90.8453 | 90.845 | 90.845 | 88.434 | 88.434 | 1721.45 | 162243.5977 | 31836.2484 | 14441.276 | 4419.7932 | 24633.2972
5644 | 86.8608 | 86.861 | 86.861 | 84.5558 | 84.5558 | 1693 | 152819.9644 | 30440.0723 | 13807.955 | 4225.1757 | 25958.6172
5645 | 92.439 | 92.439 | 92.439 | 89.9857 | 89.9857 | 1666.4 | 159951.4107 | 32394.859 | 14694.668 | 4496.9265 | 30019.236
5646 | 85.267 | 85.267 | 85.267 | 83.0041 | 83.0041 | 1663.5 | 147222.5596 | 29881.4617 | 13554.563 | 4148.0424 | 27930.8663
5647 | 76.5013 | 76.501 | 76.501 | 74.4707 | 74.4707 | 1708.5 | 135451.361 | 26809.4539 | 12161.0662 | 3722.025 | 21708.2106
5648 | 82.453 | 507.395 | 82.453 | 493.929 | 82.453 | 1477 | 129361.2139 | 29683.0904 | 13464.5796 | 0 | 43122.9341
5649 | 644.2323 | 1793.225 | 644.232 | 1745.6338 | 644.2323 | 1643.05 | 1128391.0177 | 231923.6403 | 105203.1402 | 0 | 229958.7317
5650 | 550.7832 | 2574.837 | 550.783 | 2506.5022 | 550.7832 | 1640.55 | 960886.9522 | 198281.9678 | 89942.9037 | 0 | 197979.0371
5651 | 872.9741 | 2808.069 | 872.974 | 2733.5444 | 872.9741 | 1459.55 | 1352988.3668 | 314270.683 | 142556.6737 | 0 | 471798.8628
5652 | 946.1464 | 2015.92 | 946.146 | 1962.4186 | 946.1464 | 1466.9 | 1472817.537 | 340612.6999 | 154505.7053 | 0 | 504390.6398
5653 | 1239.5337 | 1080.888 | 1080.888 | 1052.2018 | 1052.2018 | 1484.8 | 1654941.4298 | 378792.6558 | 171824.5575 | 343379.4043 | 542094.3786
5654 | 1165.2976 | 1165.297 | 1165.297 | 1134.3707 | 1134.3707 | 1513.45 | 1824429.102 | 408373.435 | 185242.7276 | 56689.138 | 551928.0412
5655 | 1376.3664 | 184.363 | 184.363 | 179.4701 | 179.4701 | 1557.05 | 297828.819 | 64609.2383 | 29307.4684 | 2193910.9427 | 79496.2837
5656 | 885.9086 | 103.886 | 103.886 | 101.1289 | 101.1289 | 1546.05 | 166211.0152 | 36406.412 | 16514.353 | 1438501.1703 | 45907.4742
5657 | 1355.6593 | 27.652 | 27.652 | 26.9181 | 26.9181 | 1814.55 | 51921.0358 | 9690.5272 | 4395.7308 | 2435582.5261 | 4991.9674
5658 | 1090.8972 | 62.67 | 62.67 | 61.0068 | 61.0068 | 1816.7 | 117830.4413 | 21962.4381 | 9962.4059 | 1887789.064 | 11182.5414
5659 | 1122.6312 | 0 | 0 | 0 | 0 | 1835.15 | 0 | 0 | 0 | 2057783.0483 | 0
5660 | 1206.4888 | 0 | 0 | 0 | 0 | 1851.9 | 0 | 0 | 0 | 2211493.9264 | 0
5661 | 1114.0497 | 0 | 0 | 0 | 0 | 1850.3 | 0 | 0 | 0 | 2042053.1771 | 0
5662 | 1332.3971 | 143.308 | 143.308 | 139.5047 | 139.5047 | 1873.3 | 278049.9641 | 50221.6862 | 22781.1149 | 2186571.8282 | 17675.2434
5663 | 1107.6746 | 592 | 592 | 576.2886 | 576.2886 | 1869.3 | 1148009.5163 | 207463.9114 | 94107.9354 | 974030.5257 | 75320.9256
5664 | 162.5652 | 162.565 | 162.565 | 158.2506 | 158.2506 | 1847.5 | 311769.5044 | 56970.2209 | 25842.3252 | 7908.6341 | 24133.2186
5665 | 108.3768 | 0 | 0 | 0 | 0 | 1820 | 0 | 0 | 0 | 128968.3907 | 0
5666 | 94.0328 | 0 | 0 | 0 | 0 | 1772 | 0 | 0 | 0 | 111899.0449 | 0
5667 | 105.1892 | 0 | 0 | 0 | 0 | 1625.8 | 0 | 0 | 0 | 125175.2027 | 0
5668 | 101.2048 | 0 | 0 | 0 | 0 | 1494.1 | 0 | 0 | 0 | 120433.7178 | 0
5669 | 105.1892 | 0 | 0 | 0 | 0 | 1484.75 | 0 | 0 | 0 | 125175.2027 | 0
5670 | 94.8297 | 0 | 0 | 0 | 0 | 1475.65 | 0 | 0 | 0 | 112847.3419 | 0
5671 | 86.8608 | 86.861 | 86.861 | 84.5558 | 84.5558 | 1714.1 | 154021.3858 | 30440.0723 | 13807.955 | 4225.1757 | 24174.4908
5672 | 82.0825 | 856.325 | 82.082 | 833.5986 | 82.0825 | 1451.7 | 126726.8819 | 29549.6913 | 13404.0683 | 0 | 45005.8215
5673 | 832.2691 | 2155.075 | 832.269 | 2097.8805 | 832.2691 | 1465.3 | 1297669.4331 | 299616.8647 | 135909.5389 | 0 | 445014.271
5674 | 1035.63 | 3287.444 | 1035.63 | 3200.197 | 1035.63 | 1466 | 1614956.2805 | 372826.787 | 169118.3731 | 0 | 553026.4008
5675 | 888.0562 | 3780.614 | 888.056 | 3680.2786 | 888.0562 | 1442.9 | 1359953.1544 | 319700.2411 | 145019.5816 | 0 | 494736.1231
5676 | 1347.1615 | 4037.137 | 1347.161 | 3929.9936 | 1347.1615 | 1428.8 | 2044497.4627 | 484978.1267 | 219991.4669 | 0 | 769498.6277
5677 | 1336.4483 | 4011.531 | 1336.449 | 3905.0672 | 1336.4483 | 1451.25 | 2067126.8381 | 481121.3869 | 218242.0069 | 0 | 733376.003
5678 | 1189.8149 | 3709.317 | 1189.815 | 3610.8737 | 1189.8149 | 1467.75 | 1858049.7219 | 428333.359 | 194296.7709 | 0 | 633278.9731
5679 | 1475.6089 | 2274.686 | 1475.609 | 2214.3171 | 1475.6089 | 1468.4 | 2302197.9437 | 531219.1997 | 240966.9314 | 0 | 784433.6849
5680 | 1639.9322 | 2316.449 | 1639.932 | 2254.9717 | 1639.9322 | 1476.35 | 2575873.4327 | 590375.5996 | 267800.9317 | 0 | 858750.5075
5681 | 1706.823 | 939.833 | 939.833 | 914.8903 | 914.8903 | 1721.65 | 1674905.0053 | 329360.524 | 149401.5933 | 1451612.5923 | 254659.7274
5682 | 1428.5228 | 115.855 | 115.855 | 112.7803 | 112.7803 | 1816.65 | 217598.6812 | 40600.8977 | 18417.0183 | 2411755.9723 | 20678.2628
5683 | 1533.5207 | 0 | 0 | 0 | 0 | 1819.15 | 0 | 0 | 0 | 5210903.5017 | 0
5684 | 1655.1368 | 0 | 0 | 0 | 0 | 1825.5 | 0 | 0 | 0 | 5624155.0129 | 0
5685 | 1609.7142 | 0 | 0 | 0 | 0 | 1826.05 | 0 | 0 | 0 | 5469808.9196 | 0
5686 | 1722.0755 | 305.874 | 305.874 | 297.7563 | 297.7563 | 1837.4 | 581966.0452 | 107192.2575 | 48623.599 | 4839836.6049 | 48415.1696
5687 | 1463.8837 | 592 | 592 | 576.2886 | 576.2886 | 1833.55 | 1125638.6444 | 207463.9114 | 94107.9354 | 3016047.9162 | 95923.2446
5688 | 1754.7479 | 0 | 0 | 0 | 0 | 1816.05 | 0 | 0 | 0 | 3216452.8585 | 0
5689 | 1349.1318 | 0 | 0 | 0 | 0 | 1632.1 | 0 | 0 | 0 | 1605466.8051 | 0
5690 | 1326.022 | 0 | 0 | 0 | 0 | 1772.8 | 0 | 0 | 0 | 1577966.1931 | 0
5691 | 1411.2891 | 0 | 0 | 0 | 0 | 1766.75 | 0 | 0 | 0 | 1679433.9707 | 0
5692 | 1294.1465 | 0 | 0 | 0 | 0 | 1769.7 | 0 | 0 | 0 | 1540034.3124 | 0
5693 | 1482.2121 | 0 | 0 | 0 | 0 | 1763.25 | 0 | 0 | 0 | 1763832.4026 | 0
5694 | 1483.009 | 0 | 0 | 0 | 0 | 1763.5 | 0 | 0 | 0 | 1764780.6993 | 0
5695 | 1287.7714 | 295.846 | 295.846 | 287.9944 | 287.9944 | 1745.5 | 533612.1529 | 103677.987 | 47029.4869 | 1832591.1815 | 73294.5769
5696 | 1284.4902 | 1073.349 | 1073.349 | 1044.8629 | 1044.8629 | 1227.75 | 1358709.1379 | 376150.645 | 170626.112 | 439236.814 | 806895.3766
5697 | 1520.7915 | 1520.792 | 1520.792 | 1480.431 | 1480.431 | 294.25 | 459391.2033 | 532955.1634 | 241754.3838 | 73980.695 | 2525245.1943
5698 | 1079.7616 | 1719.011 | 1079.762 | 1673.3894 | 1079.7616 | 658.15 | 751796.0364 | 388714.1882 | 176325.0748 | 0 | 1448878.1486
5699 | 1397.4561 | 2630.974 | 1397.455 | 2561.1494 | 1397.4561 | 1023.15 | 1511485.9646 | 503084.1841 | 228204.5757 | 0 | 1365104.959
5700 | 1300.2516 | 3355.169 | 1300.252 | 3266.1246 | 1300.2516 | 1024.65 | 1409222.8467 | 468090.5908 | 212331.093 | 0 | 1268200.438
5701 | 1512.0147 | 3132.401 | 1512.014 | 3049.2688 | 1512.0147 | 1026.5 | 1646362.7408 | 544325.3017 | 246912.0049 | 0 | 1471946.3367
5702 | 1330.6818 | 2718.13 | 1330.681 | 2645.9923 | 1330.6818 | 1041.3 | 1472269.1515 | 479045.453 | 217300.3402 | 0 | 1275724.6551
5703 | 1355.5716 | 2423.767 | 1355.572 | 2359.4415 | 1355.5716 | 894.35 | 1287896.8171 | 488005.7839 | 221364.8459 | 0 | 1498787.7639
5704 | 1598.3855 | 1083.295 | 1083.295 | 1054.5449 | 1054.5449 | 704.6 | 790760.2497 | 379636.1789 | 172207.1889 | 996859.6653 | 1366057.5169
5705 | 1495.9604 | 519.859 | 519.859 | 506.0622 | 506.0622 | 1329.95 | 717199.8527 | 182182.4012 | 82639.9614 | 1814483.3849 | 339086.9942
5706 | 1298.7306 | 160.757 | 160.757 | 156.4906 | 156.4906 | 1770.7 | 295177.4684 | 56336.6149 | 25554.9145 | 2093725.8909 | 35883.2939
5707 | 1402.2623 | 0 | 0 | 0 | 0 | 1766.25 | 0 | 0 | 0 | 4764887.2954 | 0
5708 | 1392.1637 | 0 | 0 | 0 | 0 | 1816.3 | 0 | 0 | 0 | 4730572.3647 | 0
5709 | 1202.5043 | 0 | 0 | 0 | 0 | 1771.6 | 0 | 0 | 0 | 4086109.7303 | 0
5710 | 1352.3193 | 305.874 | 305.874 | 297.7563 | 297.7563 | 1774.25 | 562912.322 | 107192.2575 | 48623.599 | 3583405.248 | 67218.4781
5711 | 1295.7403 | 592 | 592 | 576.2886 | 576.2886 | 1742 | 1069665.5831 | 207463.9114 | 94107.9354 | 2444696.5887 | 148682.4698
5712 | 1243.9425 | 0 | 0 | 0 | 0 | 1673.35 | 0 | 0 | 0 | 2280146.6447 | 0
5713 | 1173.8164 | 0 | 0 | 0 | 0 | 1795.1 | 0 | 0 | 0 | 1396841.4672 | 0
5714 | 1220.8328 | 0 | 0 | 0 | 0 | 1731.25 | 0 | 0 | 0 | 1452790.9904 | 0
5715 | 1220.0359 | 0 | 0 | 0 | 0 | 1721.45 | 0 | 0 | 0 | 1451842.6924 | 0
5716 | 899.6868 | 0 | 0 | 0 | 0 | 1667.2 | 0 | 0 | 0 | 1070627.3026 | 0
5717 | 1117.2373 | 0 | 0 | 0 | 0 | 1596.75 | 0 | 0 | 0 | 1329512.381 | 0
5718 | 1305.3029 | 0 | 0 | 0 | 0 | 1716.5 | 0 | 0 | 0 | 1553310.4712 | 0
5719 | 1147.519 | 364.331 | 364.331 | 354.6619 | 354.6619 | 1782.6 | 672548.0061 | 127678.2674 | 57916.2807 | 1453307.2368 | 77103.487
5720 | 929.5402 | 929.54 | 929.54 | 904.8705 | 904.8705 | 1602.75 | 1540752.5509 | 325753.3855 | 147765.3551 | 45219.5948 | 359459.8121
5721 | 1210.9693 | 1210.969 | 1210.969 | 1178.8305 | 1178.8305 | 1783.25 | 2233892.8629 | 424378.9954 | 192503.0277 | 58910.3069 | 255511.5202
5722 | 1135.0278 | 2209.969 | 1135.028 | 2151.3176 | 1135.0278 | 1773.6 | 2138495.6166 | 408610.017 | 185350.0438 | 0 | 256970.2996
5723 | 1545.1075 | 3833.856 | 1545.107 | 3732.1076 | 1545.1075 | 1696.95 | 2785130.4619 | 556238.7011 | 252316.0552 | 0 | 468244.8288
5724 | 1332.948 | 1607.42 | 1332.948 | 1564.7599 | 1332.948 | 1623.45 | 2300552.6923 | 479861.2674 | 217670.4027 | 0 | 501921.5562
5725 | 1136.3975 | 4043.702 | 1136.397 | 3936.3844 | 1136.3975 | 1487.4 | 1792857.1669 | 409103.0914 | 185573.7078 | 0 | 582517.3462
5726 | 1310.148 | 2528.904 | 1310.148 | 2461.7883 | 1310.148 | 1790.8 | 2489862.2644 | 471653.2789 | 213947.1679 | 0 | 274082.961
5727 | 1355.743 | 3113.45 | 1355.743 | 3030.8207 | 1355.743 | 1873.55 | 2692910.2724 | 488067.4631 | 221392.8242 | 0 | 171433.6964
5728 | 1265.597 | 2007.231 | 1265.597 | 1953.9602 | 1265.597 | 1904.6 | 2555838.9575 | 455614.9074 | 206671.9844 | 0 | 120737.9505
5729 | 1372.3541 | 60.145 | 60.145 | 58.5488 | 58.5488 | 1886.6 | 116773.3698 | 21077.5624 | 9561.0165 | 2408205.1213 | 6639.4322
5730 | 1424.6399 | 203.01 | 203.01 | 197.6222 | 197.6222 | 1854.2 | 388017.0553 | 71144.0011 | 32271.7094 | 2249123.4289 | 28813.3204
5731 | 1131.4817 | 0 | 0 | 0 | 0 | 1845.15 | 0 | 0 | 0 | 3844774.7215 | 0
5732 | 1318.85 | 0 | 0 | 0 | 0 | 1852.4 | 0 | 0 | 0 | 4481452.3578 | 0
5733 | 1212.067 | 0 | 0 | 0 | 0 | 1860.3 | 0 | 0 | 0 | 4118603.6456 | 0
5734 | 1363.4758 | 305.874 | 305.874 | 297.7563 | 297.7563 | 1878.35 | 591969.7027 | 107192.2575 | 48623.599 | 3621314.8141 | 36222.0503
5735 | 1298.9278 | 592 | 592 | 576.2886 | 576.2886 | 1879.25 | 1144854.0953 | 207463.9114 | 94107.9354 | 2455527.8938 | 69586.8536
5736 | 502.0396 | 0 | 0 | 0 | 0 | 1854.95 | 0 | 0 | 0 | 920238.5562 | 0
5737 | 307.5989 | 0 | 0 | 0 | 0 | 1821.1 | 0 | 0 | 0 | 366042.6384 | 0
5738 | 222.3318 | 0 | 0 | 0 | 0 | 1745.5 | 0 | 0 | 0 | 264574.8604 | 0
5739 | 304.4113 | 0 | 0 | 0 | 0 | 1735.7 | 0 | 0 | 0 | 362249.4505 | 0
5740 | 233.4883 | 0 | 0 | 0 | 0 | 1762.9 | 0 | 0 | 0 | 277851.0183 | 0
5741 | 283.6922 | 0 | 0 | 0 | 0 | 1757.4 | 0 | 0 | 0 | 337593.7287 | 0
5742 | 279.7078 | 0 | 0 | 0 | 0 | 1779.8 | 0 | 0 | 0 | 332852.2438 | 0
5743 | 278.114 | 278.114 | 278.114 | 270.733 | 270.733 | 1782.6 | 513680.8006 | 97463.8822 | 44210.6999 | 13529.3461 | 58857.3555
5744 | 207.0754 | 863.059 | 207.075 | 840.1539 | 207.0754 | 1797.65 | 395233.4929 | 74547.1405 | 33815.4113 | 0 | 41901.7052
5745 | 1378.0269 | 1378.026 | 1378.026 | 1341.4539 | 1341.4539 | 1822.8 | 2598256.9051 | 482923.4188 | 219059.4286 | 67038.2995 | 237705.6384
5746 | 1300.4519 | 3085.964 | 1300.452 | 3004.0642 | 1300.4519 | 1810.65 | 2497251.3026 | 468162.6696 | 212363.7887 | 0 | 246240.5597
5747 | 1608.7589 | 3745.056 | 1608.759 | 3645.6643 | 1608.7589 | 1696.95 | 2895884.1594 | 579153.222 | 262710.3365 | 0 | 487534.3998
5748 | 1772.0822 | 3981.545 | 1772.082 | 3875.877 | 1772.0822 | 1623.45 | 3062516.4164 | 637949.5877 | 289381.0213 | 0 | 667277.5479
5749 | 1617.9401 | 3366.028 | 1617.94 | 3276.6955 | 1617.9401 | 1568.4 | 2695729.1436 | 582458.4353 | 264209.618 | 0 | 698302.9463
5750 | 1533.0237 | 2281.685 | 1533.024 | 2221.1303 | 1533.0237 | 1882.05 | 3064249.9726 | 551888.528 | 250342.7684 | 0 | 180820.1441
5751 | 1780.7354 | 2419.444 | 1780.735 | 2355.2333 | 1780.7354 | 1910.6 | 3620190.4693 | 641064.7433 | 290794.0905 | 0 | 159197.7446
5752 | 1349.0361 | 283.273 | 283.273 | 275.7551 | 275.7551 | 1909.6 | 558710.6731 | 99271.832 | 45030.806 | 1967324.172 | 24928.26
5753 | 1613.9387 | 362.184 | 362.184 | 352.5718 | 352.5718 | 1886.55 | 705682.4863 | 126925.8603 | 57574.9805 | 2312085.5074 | 39999.2746
5754 | 1295.9295 | 69.838 | 69.838 | 67.9845 | 67.9845 | 1854.2 | 133685.4464 | 24474.4335 | 11101.875 | 2250823.151 | 9912.1456
5755 | 1388.6465 | 0 | 0 | 0 | 0 | 1845.15 | 0 | 0 | 0 | 4718620.6983 | 0
5756 | 1267.0523 | 0 | 0 | 0 | 0 | 1852.4 | 0 | 0 | 0 | 4305443.6542 | 0
5757 | 1465.4775 | 0 | 0 | 0 | 0 | 1860.3 | 0 | 0 | 0 | 4979692.3751 | 0
5758 | 1438.3833 | 305.874 | 305.874 | 297.7563 | 297.7563 | 1878.35 | 592467.7466 | 107192.2575 | 48623.599 | 3875850.4788 | 36222.0503
5759 | 1352.3193 | 592 | 592 | 576.2886 | 576.2886 | 1879.3 | 1147949.3241 | 207463.9114 | 94107.9354 | 2636952.2481 | 69558.0392
5760 | 574.5564 | 0 | 0 | 0 | 0 | 1859.95 | 0 | 0 | 0 | 1053161.9032 | 0
5761 | 496.4614 | 0 | 0 | 0 | 0 | 1828.55 | 0 | 0 | 0 | 590789.0252 | 0
5762 | 496.4614 | 0 | 0 | 0 | 0 | 1805.35 | 0 | 0 | 0 | 590789.0252 | 0
5763 | 502.0396 | 0 | 0 | 0 | 0 | 1795.55 | 0 | 0 | 0 | 597427.1041 | 0
5764 | 419.9601 | 0 | 0 | 0 | 0 | 1785.7 | 0 | 0 | 0 | 499752.5141 | 0
5765 | 483.7112 | 0 | 0 | 0 | 0 | 1777.7 | 0 | 0 | 0 | 575616.2734 | 0
5766 | 465.3827 | 0 | 0 | 0 | 0 | 1777.3 | 0 | 0 | 0 | 553805.4426 | 0
5767 | 470.1641 | 300.619 | 300.619 | 292.6407 | 292.6407 | 1782.6 | 556358.7548 | 105350.6648 | 47788.2321 | 325400.2429 | 63620.0959
5768 | 384.0224 | 486.528 | 384.023 | 473.6158 | 384.0224 | 1526.65 | 624729.9781 | 138248.0745 | 62710.8627 | 0 | 181777.0168
5769 | 1040.75 | 1293.836 | 1040.75 | 1259.4983 | 1040.75 | 1783.25 | 1968011.8349 | 374669.9896 | 169954.4703 | 0 | 225582.5562
5770 | 1686.0651 | 2161.637 | 1686.065 | 2104.2683 | 1686.0651 | 1604.3 | 2866597.5217 | 606983.4277 | 275334.4271 | 0 | 667175.951
5771 | 1865.857 | 2962.492 | 1865.857 | 2883.8691 | 1865.857 | 1490.1 | 2946902.3964 | 671708.5222 | 304694.4491 | 0 | 951400.4874
5772 | 1807.6941 | 2536.004 | 1807.694 | 2468.6998 | 1807.6941 | 1575.5 | 3020704.6273 | 650769.8857 | 295196.4509 | 0 | 767366.1569
5773 | 1599.518 | 4063.871 | 1599.518 | 3956.0181 | 1599.518 | 1593.4 | 2701511.845 | 575826.4926 | 261201.2951 | 0 | 650364.033
5774 | 1650.484 | 2103.165 | 1650.484 | 2047.3481 | 1650.484 | 1882.05 | 3296380.3395 | 594174.2461 | 269524.04 | 0 | 194674.5898
5775 | 1952.3423 | 2072.425 | 1952.342 | 2017.424 | 1952.3423 | 1910.6 | 3966062.287 | 702843.2244 | 318817.496 | 0 | 174539.4007
5776 | 1917.6398 | 782.806 | 782.806 | 762.0308 | 762.0308 | 1909.55 | 1546002.0514 | 274331.072 | 124439.6224 | 2118231.3785 | 68925.6818
5777 | 1638.3992 | 110.846 | 110.846 | 107.9042 | 107.9042 | 1886.6 | 215778.2791 | 38845.5147 | 17620.7571 | 2805397.3339 | 12236.3371
5778 | 1789.8428 | 114.852 | 114.852 | 111.8039 | 111.8039 | 1854.2 | 219632.4407 | 40249.4006 | 18257.5753 | 3075845.3852 | 16301.0072
5779 | 1557.9215 | 0 | 0 | 0 | 0 | 1845.15 | 0 | 0 | 0 | 5293817.1381 | 0
5780 | 1417.6642 | 0 | 0 | 0 | 0 | 1852.4 | 0 | 0 | 0 | 4817222.8055 | 0
5781 | 1755.5448 | 0 | 0 | 0 | 0 | 1860.3 | 0 | 0 | 0 | 5965341.1115 | 0
5782 | 1519.6659 | 305.874 | 305.874 | 297.7563 | 297.7563 | 1878.35 | 590187.5342 | 107192.2575 | 48623.599 | 4152048.7502 | 36222.0503
5783 | 1699.7626 | 592 | 592 | 576.2886 | 576.2886 | 1879.3 | 1144516.2699 | 207463.9114 | 94107.9354 | 3817564.4694 | 69558.0392
5784 | 524.3525 | 0 | 0 | 0 | 0 | 1860 | 0 | 0 | 0 | 961138.0476 | 0
5785 | 475.7423 | 0 | 0 | 0 | 0 | 1831.1 | 0 | 0 | 0 | 566133.3034 | 0
5786 | 485.3049 | 0 | 0 | 0 | 0 | 1807.85 | 0 | 0 | 0 | 577512.8674 | 0
5787 | 448.6481 | 0 | 0 | 0 | 0 | 1695.05 | 0 | 0 | 0 | 533891.2058 | 0
5788 | 408.8037 | 0 | 0 | 0 | 0 | 1533.25 | 0 | 0 | 0 | 486476.3562 | 0
5789 | 496.4614 | 0 | 0 | 0 | 0 | 1467 | 0 | 0 | 0 | 590789.0252 | 0
5790 | 478.9298 | 0 | 0 | 0 | 0 | 1418.95 | 0 | 0 | 0 | 569926.4914 | 0
5791 | 400.8348 | 248.538 | 248.538 | 241.9419 | 241.9419 | 1527.65 | 392728.629 | 87099.0973 | 39509.1183 | 291250.5783 | 114281.2739
5792 | 182.8679 | 315.187 | 182.867 | 306.8221 | 182.8679 | 1481.95 | 288361.53 | 65832.4506 | 29862.331 | 0 | 94734.725
5793 | 1356.1404 | 1356.141 | 1356.141 | 1320.1498 | 1320.1498 | 1701.2 | 2385960.7577 | 475253.9126 | 215580.4553 | 65970.8501 | 394460.7474
5794 | 1493.0687 | 2226.188 | 1493.069 | 2167.1062 | 1493.0687 | 1802.1 | 2853607.4885 | 537504.7352 | 243818.1202 | 0 | 295478.2975
5795 | 1601.832 | 2806.153 | 1601.832 | 2731.6792 | 1601.832 | 1658.5 | 2815841.9158 | 576659.5196 | 261579.1654 | 0 | 547025.6277
5796 | 1394.3631 | 2984.008 | 1394.363 | 2904.8141 | 1394.3631 | 1704.3 | 2520726.7721 | 501970.7322 | 227699.5016 | 0 | 412313.182
5797 | 1717.3001 | 2938.774 | 1717.301 | 2860.7805 | 1717.3001 | 1762.15 | 3206309.1553 | 618228.0385 | 280435.1075 | 0 | 408459.8304
5798 | 1250.3824 | 3042.35 | 1250.383 | 2961.6077 | 1250.3824 | 1790.8 | 2370432.8092 | 450137.6554 | 204187.442 | 0 | 261579.9931
5799 | 1121.1221 | 2543.048 | 1121.122 | 2475.5569 | 1121.1221 | 1873.55 | 2216739.4116 | 403603.965 | 183079.243 | 0 | 141765.8927
5800 | 1607.7798 | 1083.667 | 1083.667 | 1054.9071 | 1054.9071 | 1876.8 | 2090721.2897 | 379766.5447 | 172266.3243 | 1013415.6672 | 129964.5509
5801 | 1448.2039 | 274.809 | 274.809 | 267.5157 | 267.5157 | 1876.6 | 530685.6822 | 96305.6588 | 43685.3169 | 2164201.4395 | 33011.4397
5802 | 1364.7797 | 49.635 | 49.635 | 48.3177 | 48.3177 | 1844.2 | 94061.2983 | 17394.3771 | 7890.2827 | 2413074.7577 | 7527.8999
5803 | 1446.5205 | 0 | 0 | 0 | 0 | 1842.65 | 0 | 0 | 0 | 4915276.5774 | 0
5804 | 1027.9858 | 0 | 0 | 0 | 0 | 1852.4 | 0 | 0 | 0 | 3493095.7926 | 0
5805 | 1208.0826 | 0 | 0 | 0 | 0 | 1860.3 | 0 | 0 | 0 | 4105064.5151 | 0
5806 | 1391.3668 | 305.874 | 305.874 | 297.7563 | 297.7563 | 1878.35 | 590150.945 | 107192.2575 | 48623.599 | 3716088.7312 | 36222.0503
5807 | 960.2503 | 592 | 592 | 576.2886 | 576.2886 | 1879.3 | 1141914.2346 | 207463.9114 | 94107.9354 | 1304701.7593 | 69558.0392
5808 | 1379.4135 | 0 | 0 | 0 | 0 | 1860 | 0 | 0 | 0 | 2528464.9858 | 0
5809 | 1115.6435 | 0 | 0 | 0 | 0 | 1718.1 | 0 | 0 | 0 | 2044974.5703 | 0
5810 | 1562.6978 | 0 | 0 | 0 | 0 | 1805.35 | 0 | 0 | 0 | 2864425.0931 | 0
5811 | 1405.7108 | 0 | 0 | 0 | 0 | 1795.55 | 0 | 0 | 0 | 2576667.9569 | 0
5812 | 1476.6339 | 0 | 0 | 0 | 0 | 1629.55 | 0 | 0 | 0 | 2706669.913 | 0
5813 | 1177.8008 | 0 | 0 | 0 | 0 | 1536.15 | 0 | 0 | 0 | 2158908.8664 | 0
5814 | 1127.5968 | 0 | 0 | 0 | 0 | 1509.3 | 0 | 0 | 0 | 2066885.0114 | 0
5815 | 1133.1751 | 316.302 | 316.302 | 307.9075 | 307.9075 | 1536.05 | 502053.2582 | 110846.7062 | 50281.2976 | 1512715.4057 | 142853.6927
5816 | 181.302 | 899.756 | 181.302 | 875.877 | 181.302 | 1279.9 | 246068.1145 | 65268.7318 | 29606.622 | 0 | 130555.5939
5817 | 479.2755 | 1244.133 | 479.275 | 1211.1144 | 479.2755 | 1489.85 | 757563.5219 | 172539.171 | 78265.6851 | 0 | 244502.3836
5818 | 453.9145 | 3251.745 | 453.915 | 3165.4455 | 453.9145 | 1520.8 | 731994.7324 | 163409.2226 | 74124.239 | 0 | 217515.8319
5819 | 496.7951 | 3720.148 | 496.795 | 3621.4173 | 496.7951 | 1442.45 | 760285.1254 | 178846.2226 | 81126.6337 | 0 | 276988.0872
5820 | 414.3719 | 3947.993 | 414.372 | 3843.2154 | 414.3719 | 1457.3 | 640290.8623 | 149173.8902 | 67666.9341 | 0 | 224879.6395
5821 | 318.7732 | 3926.647 | 318.773 | 3822.4359 | 318.7732 | 1475.2 | 497832.1122 | 114758.3596 | 52055.667 | 0 | 167292.1864
5822 | 334.3604 | 3622.326 | 334.361 | 3526.1914 | 334.3604 | 1539 | 546140.0918 | 120369.7277 | 54601.0459 | 0 | 154140.1235
5823 | 406.4429 | 3086.395 | 406.443 | 3004.4838 | 406.4429 | 1748.6 | 752650.0034 | 146319.4365 | 66372.1222 | 0 | 102179.7399
5824 | 328.2074 | 2292.24 | 328.208 | 2231.4052 | 328.2074 | 1825.5 | 634064.5965 | 118154.6573 | 53596.2654 | 0 | 57272.1881
5825 | 412.0002 | 1223.974 | 412 | 1191.4904 | 412.0002 | 1876.6 | 817971.4675 | 148320.0643 | 67279.6292 | 0 | 50840.822
5826 | 284.013 | 201.579 | 201.579 | 196.2292 | 196.2292 | 1784.35 | 371218.9085 | 70642.5132 | 32044.2289 | 160907.6197 | 42316.8277
5827 | 303.3544 | 0 | 0 | 0 | 0 | 1840.15 | 0 | 0 | 0 | 556048.67 | 0
5828 | 260.5825 | 0 | 0 | 0 | 0 | 1852.4 | 0 | 0 | 0 | 477647.6316 | 0
5829 | 203.2065 | 0 | 0 | 0 | 0 | 1859.8 | 0 | 0 | 0 | 372477.5108 | 0
5830 | 329.9117 | 276.368 | 276.368 | 269.0333 | 269.0333 | 1877.85 | 536106.6332 | 96852.0038 | 43933.1451 | 111590.0747 | 32862.423
5831 | 295.6455 | 295.646 | 295.646 | 287.7997 | 287.7997 | 1869.3 | 570298.0247 | 103607.8979 | 46997.6937 | 14381.3808 | 37615.4229
5832 | 301.2237 | 301.224 | 301.224 | 293.2297 | 293.2297 | 1812.95 | 564146.0752 | 105562.6845 | 47884.4066 | 14653.1317 | 54848.6115
5833 | 332.0389 | 0 | 0 | 0 | 0 | 1562.9 | 0 | 0 | 0 | 395126.3336 | 0
5834 | 303.4149 | 0 | 0 | 0 | 0 | 1590.85 | 0 | 0 | 0 | 361063.7186 | 0
5835 | 303.4149 | 0 | 0 | 0 | 0 | 1577.5 | 0 | 0 | 0 | 361063.7186 | 0
5836 | 323.0428 | 0 | 0 | 0 | 0 | 1566.6 | 0 | 0 | 0 | 384420.9403 | 0
5837 | 232.2637 | 0 | 0 | 0 | 0 | 1554.45 | 0 | 0 | 0 | 276393.79 | 0
5838 | 282.1513 | 0 | 0 | 0 | 0 | 1543.35 | 0 | 0 | 0 | 335760.0618 | 0
5839 | 262.5234 | 262.523 | 262.523 | 255.5558 | 255.5558 | 1507.35 | 408902.0922 | 92000.0818 | 41732.2593 | 12771.6334 | 125899.5563
5840 | 251.6319 | 436.041 | 251.632 | 424.4687 | 251.6319 | 1269.95 | 338918.8839 | 90587.5004 | 41091.4967 | 0 | 183703.9018
5841 | 470.5752 | 1238.227 | 470.575 | 1205.3651 | 470.5752 | 1283.55 | 641000.5668 | 169407.0829 | 76844.9351 | 0 | 337143.6237
5842 | 1198.9713 | 1917.083 | 1198.971 | 1866.2047 | 1198.9713 | 1366.55 | 1731785.9385 | 431629.6802 | 195792.0188 | 0 | 759488.3915
5843 | 1601.2271 | 2604.478 | 1601.227 | 2535.3566 | 1601.2271 | 1207.5 | 2039548.8444 | 576441.7556 | 261480.3853 | 0 | 1268972.476
5844 | 1241.291 | 2926.145 | 1241.291 | 2848.4867 | 1241.291 | 1216 | 1598839.1937 | 446864.747 | 202702.8144 | 0 | 973172.1158
5845 | 1602.0439 | 3150.767 | 1602.044 | 3067.1474 | 1602.0439 | 1300.05 | 2205479.0533 | 576735.8065 | 261613.77 | 0 | 1121350.6327
5846 | 1542.9506 | 3055.779 | 1542.951 | 2974.6803 | 1542.9506 | 1444 | 2363597.417 | 555462.211 | 251963.8307 | 0 | 857880.5258
5847 | 1640.668 | 2159.383 | 1640.668 | 2102.0742 | 1640.668 | 1586.95 | 2758619.9276 | 590640.4685 | 267921.0792 | 0 | 677677.9042
5848 | 1242.7375 | 1930.444 | 1242.737 | 1879.2111 | 1242.7375 | 1607.95 | 2115638.6702 | 447385.5 | 202939.0338 | 0 | 487215.2369
5849 | 1329.2874 | 1069.894 | 1069.894 | 1041.4996 | 1041.4996 | 1600.55 | 1765132.3458 | 374939.8547 | 170076.8841 | 527515.0713 | 416027.0138
5850 | 1176.7039 | 205.135 | 205.135 | 199.6908 | 199.6908 | 1581.65 | 334561.9491 | 71888.6984 | 32609.5124 | 1790864.9043 | 83540.6583
5851 | 1489.1425 | 0 | 0 | 0 | 0 | 1579.15 | 0 | 0 | 0 | 5060106.181 | 0
5852 | 1527.7062 | 0 | 0 | 0 | 0 | 1605 | 0 | 0 | 0 | 5191145.7933 | 0
5853 | 1849.1134 | 0 | 0 | 0 | 0 | 1629.95 | 0 | 0 | 0 | 6283287.2788 | 0
5854 | 1687.1831 | 305.874 | 305.874 | 297.7563 | 297.7563 | 1645.4 | 519252.3551 | 107192.2575 | 48623.599 | 4721272.2467 | 105584.3736
5855 | 1236.5588 | 592 | 592 | 576.2886 | 576.2886 | 1590.35 | 970495.7121 | 207463.9114 | 94107.9354 | 2243597.9774 | 236076.6425
5856 | 1050.9114 | 0 | 0 | 0 | 0 | 1571.95 | 0 | 0 | 0 | 1926320.6145 | 0
5857 | 1364.9581 | 0 | 0 | 0 | 0 | 1335.65 | 0 | 0 | 0 | 1624300.1247 | 0
5858 | 1355.1441 | 0 | 0 | 0 | 0 | 1528.85 | 0 | 0 | 0 | 1612621.5147 | 0
5859 | 1388.6752 | 0 | 0 | 0 | 0 | 1510.15 | 0 | 0 | 0 | 1652523.4345 | 0
5860 | 1544.0628 | 0 | 0 | 0 | 0 | 1515.45 | 0 | 0 | 0 | 1837434.7725 | 0
5861 | 1248.0084 | 0 | 0 | 0 | 0 | 1519.4 | 0 | 0 | 0 | 1485130.0127 | 0
5862 | 1493.3574 | 0 | 0 | 0 | 0 | 1540.05 | 0 | 0 | 0 | 1777095.2834 | 0
5863 | 1527.7062 | 377.704 | 377.704 | 367.6799 | 367.6799 | 1521.6 | 597537.1751 | 132364.779 | 60042.1345 | 2126328.1992 | 175898.0841
5864 | 1240.9649 | 1240.965 | 1240.965 | 1208.0305 | 1208.0305 | 1407.45 | 1812461.3659 | 434890.9676 | 197271.375 | 60368.7343 | 715818.4523
5865 | 1314.0022 | 1402.033 | 1314.002 | 1364.8238 | 1314.0022 | 1037.5 | 1448374.7661 | 473040.783 | 214576.5552 | 0 | 1264727.0934
5866 | 1895.8186 | 3189.369 | 1895.818 | 3104.7249 | 1895.8186 | 927.2 | 1869672.8718 | 682494.7057 | 309587.1818 | 0 | 2033834.223
5867 | 1738.3935 | 3033.277 | 1738.394 | 2952.7755 | 1738.3935 | 1063.45 | 1963871.7024 | 625821.6704 | 283879.6633 | 0 | 1628092.4596
5868 | 1628.6735 | 3439.45 | 1628.674 | 3348.1689 | 1628.6735 | 1064.45 | 1843081.3775 | 586322.4492 | 265962.3777 | 0 | 1523705.4649
5869 | 1331.8493 | 4084.823 | 1331.849 | 3976.414 | 1331.8493 | 1058.5 | 1501479.6052 | 479465.7361 | 217490.9853 | 0 | 1253936.0849
5870 | 1502.9147 | 3687.058 | 1502.915 | 3589.2055 | 1502.9147 | 1068.5 | 1707003.4308 | 541049.3086 | 245425.978 | 0 | 1399965.0859
5871 | 1067.9509 | 3101.362 | 1067.951 | 3019.0535 | 1067.9509 | 332.25 | 377271.3781 | 384462.3226 | 174396.3813 | 0 | 1781075.1068
5872 | 1186.9605 | 2256.957 | 1186.96 | 2197.0586 | 1186.9605 | 327.55 | 416841.458 | 427305.7724 | 193830.6462 | 0 | 1985132.0531
5873 | 1465.9979 | 1186.578 | 1186.578 | 1155.0869 | 1155.0869 | 1068.1 | 1324374.1972 | 415831.272 | 188625.6853 | 569899.9313 | 1076425.4511
5874 | 1552.9578 | 201.309 | 201.309 | 195.9664 | 195.9664 | 1274.6 | 266554.6806 | 70547.8928 | 32001.308 | 2487365.2144 | 142154.004
5875 | 1503.1713 | 0 | 0 | 0 | 0 | 1414 | 0 | 0 | 0 | 5107776.2133 | 0
5876 | 1143.3262 | 0 | 0 | 0 | 0 | 1347.45 | 0 | 0 | 0 | 3885022.3868 | 0
5877 | 1723.9854 | 0 | 0 | 0 | 0 | 1409 | 0 | 0 | 0 | 5858102.4232 | 0
5878 | 1668.373 | 305.874 | 305.874 | 297.7563 | 297.7563 | 1412.6 | 447453.5748 | 107192.2575 | 48623.599 | 4657355.5711 | 174902.0335
5879 | 1373.1364 | 592 | 592 | 576.2886 | 576.2886 | 1339.1 | 821673.5306 | 207463.9114 | 94107.9354 | 2707688.635 | 380869.164
5880 | 1233.2875 | 0 | 0 | 0 | 0 | 1208.65 | 0 | 0 | 0 | 2260615.9435 | 0
5881 | 1690.4544 | 0 | 0 | 0 | 0 | 567.5 | 0 | 0 | 0 | 2011640.7182 | 0
5882 | 1819.6715 | 0 | 0 | 0 | 0 | 301.8 | 0 | 0 | 0 | 2165409.0945 | 0
5883 | 1252.9154 | 0 | 0 | 0 | 0 | 292.85 | 0 | 0 | 0 | 1490969.3177 | 0
5884 | 1363.3224 | 0 | 0 | 0 | 0 | 535.45 | 0 | 0 | 0 | 1622353.6893 | 0
5885 | 1499.0822 | 0 | 0 | 0 | 0 | 879.8 | 0 | 0 | 0 | 1783907.8061 | 0
5886 | 1406.6674 | 0 | 0 | 0 | 0 | 626.8 | 0 | 0 | 0 | 1673934.2215 | 0
5887 | 1239.0123 | 384.201 | 384.201 | 374.0045 | 374.0045 | 629.45 | 250572.1703 | 134641.6254 | 61074.9373 | 1585559.2426 | 512591.8879
5888 | 1144.3567 | 1144.356 | 1144.356 | 1113.9854 | 1113.9854 | 297.55 | 351609.6504 | 401034.7496 | 181913.8184 | 55670.4781 | 1896504.4708
5889 | 1160.5057 | 1959.642 | 1160.506 | 1907.6342 | 1160.5057 | 325.05 | 400441.3777 | 417782.0617 | 189510.5852 | 0 | 1943789.0674
5890 | 1535.5758 | 3268.542 | 1535.576 | 3181.7967 | 1535.5758 | 339.05 | 555074.6215 | 552807.2898 | 250759.529 | 0 | 2550514.6333
5891 | 1778.9231 | 3823.983 | 1778.923 | 3722.4966 | 1778.9231 | 346.25 | 655479.5298 | 640412.3279 | 290498.1476 | 0 | 2941894.1312
5892 | 1434.3111 | 4051.699 | 1434.311 | 3944.1691 | 1434.3111 | 349.85 | 533730.2411 | 516351.9906 | 234223.0002 | 0 | 2366828.4369
5893 | 1226.9442 | 4013.435 | 1226.944 | 3906.9206 | 1226.9442 | 361.05 | 471132.4412 | 441699.9059 | 200359.9851 | 0 | 2010900.1687
5894 | 1067.315 | 3699.444 | 1067.315 | 3601.2628 | 1067.315 | 385.3 | 437848.9983 | 384233.4119 | 174292.5449 | 0 | 1723393.5838
5895 | 1327.1212 | 3114.836 | 1327.121 | 3032.17 | 1327.1212 | 390.7 | 551650.4242 | 477763.6277 | 216718.89 | 0 | 2135736.1278
5896 | 1593.7705 | 2288.058 | 1593.77 | 2227.3342 | 1593.7705 | 380.95 | 648823.33 | 573757.3926 | 260262.7284 | 0 | 2580394.1847
5897 | 1265.787 | 811.332 | 811.332 | 789.7997 | 789.7997 | 367.55 | 309938.2123 | 284327.8888 | 128974.2895 | 872484.7612 | 1289308.5056
5898 | 1411.0786 | 151.848 | 151.848 | 147.818 | 147.818 | 342.55 | 53981.2578 | 53214.4933 | 24138.6854 | 2315556.5811 | 245001.0052
5899 | 906.1208 | 0 | 0 | 0 | 0 | 692.4 | 0 | 0 | 0 | 3078998.3479 | 0
5900 | 1138.4192 | 0 | 0 | 0 | 0 | 1129.35 | 0 | 0 | 0 | 3868348.4688 | 0
5901 | 1154.7758 | 0 | 0 | 0 | 0 | 1134.45 | 0 | 0 | 0 | 3923928.1888 | 0
5902 | 1472.9116 | 305.874 | 305.874 | 297.7563 | 297.7563 | 1108.2 | 351200.0681 | 107192.2575 | 48623.599 | 3993177.9242 | 265539.0423
5903 | 1362.5046 | 592 | 592 | 576.2886 | 576.2886 | 1108.6 | 679408.9077 | 207463.9114 | 94107.9354 | 2671561.8194 | 513703.6961
5904 | 141.4846 | 0 | 0 | 0 | 0 | 988.8 | 0 | 0 | 0 | 259341.219 | 0
5905 | 99.7752 | 0 | 0 | 0 | 0 | 946.05 | 0 | 0 | 0 | 118732.5436 | 0
5906 | 96.5039 | 0 | 0 | 0 | 0 | 301.8 | 0 | 0 | 0 | 114839.6733 | 0
5907 | 105.5001 | 0 | 0 | 0 | 0 | 292.85 | 0 | 0 | 0 | 125545.0666 | 0
5908 | 94.8683 | 0 | 0 | 0 | 0 | 285.95 | 0 | 0 | 0 | 112893.2382 | 0
5909 | 100.5931 | 0 | 0 | 0 | 0 | 280.8 | 0 | 0 | 0 | 119705.7612 | 0
5910 | 91.5969 | 0 | 0 | 0 | 0 | 277.3 | 0 | 0 | 0 | 109000.3679 | 0
5911 | 86.69 | 86.69 | 86.69 | 84.3893 | 84.3893 | 279.95 | 24985.0019 | 30380.1461 | 13780.7718 | 4217.1351 | 145153.8063
5912 | 88.3635 | 894.419 | 88.363 | 870.6816 | 88.3635 | 297.55 | 27820.2483 | 31810.843 | 14429.7519 | 0 | 150434.3603
5913 | 674.8497 | 2413.876 | 674.85 | 2349.813 | 674.8497 | 325.05 | 231499.2395 | 242945.8969 | 110202.9582 | 0 | 1130339.5276
5914 | 1069.3668 | 2088.621 | 1069.367 | 2033.1901 | 1069.3668 | 339.05 | 385663.6135 | 384972.035 | 174627.5926 | 0 | 1776164.7267
5915 | 1034.0283 | 3822.935 | 1034.028 | 3721.4764 | 1034.0283 | 346.25 | 383075.0385 | 372250.2002 | 168856.8269 | 0 | 1710024.3574
5916 | 1101.8888 | 4052.279 | 1101.888 | 3944.7337 | 1101.8888 | 349.85 | 411638.1455 | 396679.9651 | 179938.4397 | 0 | 1818281.7901
5917 | 1309.4418 | 4001.314 | 1309.442 | 3895.1213 | 1309.4418 | 361.05 | 502896.8666 | 471399.0304 | 213831.8379 | 0 | 2146109.5578
5918 | 1334.591 | 3587.257 | 1334.591 | 3492.0532 | 1334.591 | 385.3 | 546764.111 | 480452.7751 | 217938.7172 | 0 | 2154964.1555
5919 | 1249.9334 | 2618.73 | 1249.933 | 2549.2303 | 1249.9334 | 847.7 | 1126811.8177 | 449976.0172 | 204114.1211 | 0 | 1440298.2349
5920 | 1409.4378 | 2167.875 | 1409.438 | 2110.3408 | 1409.4378 | 380.95 | 571084.9178 | 507397.612 | 230161.1945 | 0 | 2281950.2879
5921 | 1475.0421 | 1131.674 | 1131.674 | 1101.64 | 1101.64 | 617.05 | 726670.2673 | 396590.396 | 179897.8102 | 684446.0347 | 1523513.0228
5922 | 1347.0834 | 152.141 | 152.141 | 148.1033 | 148.1033 | 1112 | 175730.4251 | 53317.1739 | 24185.2625 | 2197730.5842 | 131515.6956
5923 | 1438.5628 | 0 | 0 | 0 | 0 | 1685.9 | 0 | 0 | 0 | 4888236.3196 | 0
5924 | 1652.8342 | 0 | 0 | 0 | 0 | 1816.95 | 0 | 0 | 0 | 5616330.6456 | 0
5925 | 1743.6133 | 0 | 0 | 0 | 0 | 1806.2 | 0 | 0 | 0 | 5924798.0885 | 0
5926 | 1660.1947 | 305.874 | 305.874 | 297.7563 | 297.7563 | 1865.25 | 588240.036 | 107192.2575 | 48623.599 | 4629565.7111 | 40122.6575
5927 | 1413.2101 | 592 | 592 | 576.2886 | 576.2886 | 1865.65 | 1139137.7658 | 207463.9114 | 94107.9354 | 2843858.9487 | 77424.3792
5928 | 139.8489 | 0 | 0 | 0 | 0 | 1819.3 | 0 | 0 | 0 | 256343.0546 | 0
5929 | 107.1357 | 0 | 0 | 0 | 0 | 1429 | 0 | 0 | 0 | 127491.5017 | 0
5930 | 98.9574 | 0 | 0 | 0 | 0 | 900.8 | 0 | 0 | 0 | 117759.326 | 0
5931 | 102.2287 | 0 | 0 | 0 | 0 | 292.85 | 0 | 0 | 0 | 121652.1963 | 0
5932 | 100.5931 | 0 | 0 | 0 | 0 | 285.95 | 0 | 0 | 0 | 119705.7612 | 0
5933 | 103.8644 | 0 | 0 | 0 | 0 | 280.8 | 0 | 0 | 0 | 123598.6315 | 0
5934 | 97.3218 | 0 | 0 | 0 | 0 | 626.8 | 0 | 0 | 0 | 115812.8909 | 0
5935 | 94.8683 | 11.688 | 11.688 | 11.3778 | 11.3778 | 1070.85 | 12889.4697 | 4096.0105 | 1857.9959 | 153038.0141 | 10571.6892
5936 | 87.886 | 585.584 | 87.886 | 570.0429 | 87.886 | 505.05 | 46888.8125 | 31638.9761 | 14351.7911 | 0 | 131385.2425
5937 | 953.4016 | 953.401 | 953.401 | 928.0983 | 928.0983 | 1300.5 | 1278042.7212 | 334115.3726 | 151558.4454 | 46380.9397 | 649204.7309
5938 | 1414.2467 | 2961.712 | 1414.247 | 2883.1098 | 1414.2467 | 1360.55 | 2037389.162 | 509128.7944 | 230946.4781 | 0 | 904340.021
5939 | 1289.2178 | 3793.266 | 1289.218 | 3692.5948 | 1289.2178 | 1261.25 | 1722014.3793 | 464118.4224 | 210529.2733 | 0 | 952409.6793
5940 | 1489.7845 | 3266.864 | 1489.784 | 3180.1632 | 1489.7845 | 1513.85 | 2399452.5679 | 536322.4153 | 243281.8067 | 0 | 724258.7284
5941 | 1378.1088 | 2942.228 | 1378.109 | 2864.1429 | 1378.1088 | 1530.1 | 2242255.1437 | 496119.1655 | 225045.1659 | 0 | 647573.3218
5942 | 1448.9237 | 3275.413 | 1448.924 | 3188.4853 | 1448.9237 | 1894.3 | 2915822.9892 | 521612.518 | 236609.2338 | 0 | 153151.231
5943 | 1588.6233 | 2201.63 | 1588.623 | 2143.1999 | 1588.6233 | 1899.7 | 3202706.85 | 571904.3945 | 259422.1878 | 0 | 159338.9188
5944 | 1511.5071 | 824.535 | 824.535 | 802.6523 | 802.6523 | 1889.95 | 1607965.1435 | 288954.8246 | 131073.1191 | 1299330.8125 | 88331.8846
5945 | 1311.4301 | 437.556 | 437.556 | 425.9435 | 425.9435 | 1876.55 | 846314.9891 | 153339.6608 | 69556.5739 | 1623096.9336 | 52582.7254
5946 | 1754.8452 | 72.751 | 72.751 | 70.8202 | 70.8202 | 1851.55 | 138905.6019 | 25495.2821 | 11564.9433 | 3086817.7716 | 10513.2629
5947 | 1257.345 | 0 | 0 | 0 | 0 | 1845.85 | 0 | 0 | 0 | 4272458.1877 | 0
5948 | 847.2718 | 0 | 0 | 0 | 0 | 1847.45 | 0 | 0 | 0 | 2879029.4649 | 0
5949 | 1282.3573 | 0 | 0 | 0 | 0 | 1852.55 | 0 | 0 | 0 | 4357450.0001 | 0
5950 | 1299.5317 | 305.874 | 305.874 | 297.7563 | 297.7563 | 1865.25 | 586607.4711 | 107192.2575 | 48623.599 | 3404032.8983 | 40122.6575
5951 | 1363.3224 | 592 | 592 | 576.2886 | 576.2886 | 1865.65 | 1135823.4337 | 207463.9114 | 94107.9354 | 2674340.8023 | 77424.3792
5952 | 1331.4271 | 0 | 0 | 0 | 0 | 1849.3 | 0 | 0 | 0 | 2440505.8065 | 0
5953 | 1392.7643 | 0 | 0 | 0 | 0 | 1782.4 | 0 | 0 | 0 | 1657389.5229 | 0
5954 | 954.4075 | 0 | 0 | 0 | 0 | 1635.25 | 0 | 0 | 0 | 1135744.9047 | 0
5955 | 1391.9465 | 0 | 0 | 0 | 0 | 1229.35 | 0 | 0 | 0 | 1656416.3052 | 0
5956 | 1367.4116 | 0 | 0 | 0 | 0 | 285.95 | 0 | 0 | 0 | 1627219.7778 | 0
5957 | 1018.1982 | 0 | 0 | 0 | 0 | 280.8 | 0 | 0 | 0 | 1211655.8747 | 0
5958 | 1299.5317 | 0 | 0 | 0 | 0 | 526.8 | 0 | 0 | 0 | 1546442.7194 | 0
5959 | 1066.4502 | 301.96 | 301.96 | 293.9461 | 293.9461 | 1351.95 | 423492.5178 | 105820.6126 | 48001.4057 | 1415999.8903 | 190491.8001
5960 | 879.7304 | 929.916 | 879.731 | 905.2365 | 879.7304 | 1009.6 | 943450.1507 | 316702.9488 | 143659.9765 | 0 | 871285.0013
5961 | 1118.7892 | 2157.029 | 1118.789 | 2099.7826 | 1118.7892 | 1564.6 | 1854789.0788 | 402764.1286 | 182698.2839 | 0 | 487120.8377
5962 | 1147.7987 | 3332.628 | 1147.799 | 3244.1819 | 1147.7987 | 1466.55 | 1782426.8792 | 413207.5302 | 187435.5269 | 0 | 612293.2138
5963 | 1167.7466 | 3807.376 | 1167.746 | 3706.3303 | 1167.7466 | 1246.25 | 1545243.4162 | 420388.7717 | 190693.0178 | 0 | 880188.9907
5964 | 1009.8492 | 4041.798 | 1009.849 | 3934.5309 | 1009.8492 | 1517.9 | 1621670.9254 | 363545.7098 | 164908.3734 | 0 | 486848.2964
5965 | 1123.4907 | 4003.895 | 1123.491 | 3897.6338 | 1123.4907 | 1433.55 | 1702968.9415 | 404456.6686 | 183466.0388 | 0 | 636401.3331
5966 | 1352.7826 | 2493.751 | 1352.783 | 2427.5682 | 1352.7826 | 1759.35 | 2520010.0465 | 487001.7526 | 220909.4061 | 0 | 325547.1438
5967 | 1227.347 | 445.146 | 445.146 | 433.3321 | 433.3321 | 1899.65 | 873146.2915 | 155999.5444 | 70763.1267 | 1455429.3047 | 43484.873
5968 | 1201.4218 | 124.861 | 124.861 | 121.5473 | 121.5473 | 1889.95 | 243329.7717 | 43757.0126 | 19848.6671 | 1979409.9564 | 13376.2756
5969 | 1209.5909 | 31.777 | 31.777 | 30.9337 | 30.9337 | 1876.55 | 61454.3898 | 11136.1161 | 5051.466 | 2160478.6462 | 3818.7598
5970 | 1315.1216 | 0 | 0 | 0 | 0 | 1851.55 | 0 | 0 | 0 | 2410617.8543 | 0
5971 | 1232.4093 | 0 | 0 | 0 | 0 | 1845.85 | 0 | 0 | 0 | 4187726.9067 | 0
5972 | 1067.268 | 0 | 0 | 0 | 0 | 1847.45 | 0 | 0 | 0 | 3626576.6912 | 0
5973 | 1498.2644 | 0 | 0 | 0 | 0 | 1852.55 | 0 | 0 | 0 | 5091102.2987 | 0
5974 | 1077.8998 | 305.874 | 305.874 | 297.7563 | 297.7563 | 1865.25 | 586207.25 | 107192.2575 | 48623.599 | 2650927.6987 | 40122.6575
5975 | 1290.5356 | 592 | 592 | 576.2886 | 576.2886 | 1865.65 | 1136419.3906 | 207463.9114 | 94107.9354 | 2427011.0521 | 77424.3792
5976 | 956.861 | 0 | 0 | 0 | 0 | 1848.8 | 0 | 0 | 0 | 1753926.1628 | 0
5977 | 1195.6673 | 0 | 0 | 0 | 0 | 1023.4 | 0 | 0 | 0 | 2191658.1627 | 0
5978 | 1304.4387 | 0 | 0 | 0 | 0 | 1571.35 | 0 | 0 | 0 | 2391036.0931 | 0
5979 | 1028.83 | 0 | 0 | 0 | 0 | 1178.35 | 0 | 0 | 0 | 1885845.3955 | 0
5980 | 1461.462 | 0 | 0 | 0 | 0 | 998.95 | 0 | 0 | 0 | 2678859.8735 | 0
5981 | 1392.7643 | 0 | 0 | 0 | 0 | 991.9 | 0 | 0 | 0 | 2552936.9711 | 0
5982 | 1118.7913 | 0 | 0 | 0 | 0 | 988.4 | 0 | 0 | 0 | 2050744.4364 | 0
5983 | 1271.7255 | 157.641 | 157.641 | 153.4573 | 153.4573 | 1081.4 | 176152.3507 | 55244.6258 | 25059.5761 | 2049785.5871 | 140965.8701
5984 | 186.0829 | 186.083 | 186.083 | 181.1445 | 181.1445 | 1009.6 | 193757.7566 | 65212.0051 | 29580.8901 | 9052.1258 | 179405.4718
5985 | 155.6841 | 1147.455 | 155.684 | 1117.0022 | 155.6841 | 1448.55 | 238914.2672 | 56046.2913 | 25423.2205 | 0 | 85852.0204
5986 | 185.2027 | 2130.699 | 185.203 | 2074.1514 | 185.2027 | 1425.55 | 279563.0371 | 66672.9685 | 30243.5993 | 0 | 106389.6854
5987 | 174.4073 | 2841.182 | 174.407 | 2765.7786 | 174.4073 | 1186.65 | 219269.7768 | 62786.6409 | 28480.7179 | 0 | 141854.2065
5988 | 189.5525 | 2232.19 | 189.552 | 2172.9489 | 189.5525 | 1101.8 | 221891.259 | 68238.9083 | 30953.927 | 0 | 170256.0762
5989 | 199.8194 | 1092.852 | 199.819 | 1063.8483 | 199.8194 | 361.05 | 76762.2476 | 71934.9678 | 32630.5007 | 0 | 327493.9319
5990 | 201.4499 | 2274.72 | 201.45 | 2214.3502 | 201.4499 | 1408.8 | 301294.3605 | 72521.9652 | 32896.7692 | 0 | 119097.1829
5991 | 132.424 | 1690.839 | 132.424 | 1645.9651 | 132.424 | 1756.9 | 246535.4141 | 47672.6538 | 21624.8455 | 0 | 32192.2837
5992 | 181.7586 | 208.533 | 181.759 | 202.9986 | 181.7586 | 1743.65 | 335376.9145 | 65433.0975 | 29681.18 | 0 | 46593.8182
5993 | 119.9634 | 607.335 | 119.963 | 591.2167 | 119.9634 | 1827.4 | 231973.4006 | 43186.8159 | 19590.0196 | 0 | 20705.679
5994 | 101.4733 | 101.473 | 101.473 | 98.78 | 98.78 | 1844 | 192592.3458 | 35560.7863 | 16130.7678 | 4936.8264 | 15409.6741
5995 | 112.5998 | 112.6 | 112.6 | 109.6117 | 109.6117 | 1838.35 | 213332.3686 | 39460.1967 | 17899.5837 | 5477.3418 | 17718.7244
5996 | 110.407 | 110.407 | 110.407 | 107.4769 | 107.4769 | 1847.4 | 209924.873 | 38691.669 | 17550.971 | 5371.0142 | 16400.9686
5997 | 102.2287 | 102.229 | 102.229 | 99.5159 | 99.5159 | 1819.85 | 191949.3556 | 35825.7233 | 16250.9462 | 4972.6327 | 17927.789
5998 | 93.2326 | 93.233 | 93.233 | 90.7586 | 90.7586 | 1857.7 | 178187.2292 | 32673.1129 | 14820.8871 | 4534.7697 | 12914.9555
5999 | 102.2287 | 102.229 | 102.229 | 99.5159 | 99.5159 | 1719.35 | 180764.5743 | 35825.7233 | 16250.9462 | 4972.6327 | 27929.1368
6000 | 95.6861 | 95.686 | 95.686 | 93.1465 | 93.1465 | 1239.8 | 122104.4386 | 33532.7565 | 15210.8309 | 4654.998 | 70810.0041
6001 | 100.5931 | 0 | 0 | 0 | 0 | 326.05 | 0 | 0 | 0 | 119705.7612 | 0
6002 | 92.4148 | 0 | 0 | 0 | 0 | 336 | 0 | 0 | 0 | 109973.5855 | 0
6003 | 98.9574 | 0 | 0 | 0 | 0 | 325.8 | 0 | 0 | 0 | 117759.326 | 0
6004 | 93.2326 | 89.934 | 89.934 | 87.5472 | 87.5472 | 316.55 | 29482.3646 | 31516.9922 | 14296.4579 | 6765.6342 | 147381.335
6005 | 98.9574 | 98.957 | 98.957 | 96.3307 | 96.3307 | 308.3 | 31652.0726 | 34679.0647 | 15730.8091 | 3125.7512 | 162962.7047
6006 | 91.5969 | 91.597 | 91.597 | 89.1661 | 89.1661 | 648.05 | 61736.8195 | 32099.7836 | 14560.8185 | 2892.7499 | 120548.0623
6007 | 94.8683 | 94.869 | 94.869 | 92.3512 | 92.3512 | 1009 | 99373.8172 | 33246.4422 | 15080.9556 | 4613.7323 | 91520.0674
6008 | 88.6732 | 590.786 | 88.674 | 575.1069 | 88.6732 | 548.75 | 51811.9085 | 31922.3541 | 14480.3345 | 0 | 128686.9901
6009 | 877.3751 | 2436.432 | 877.375 | 2371.7704 | 877.3751 | 1109.7 | 1034814.5799 | 315855.0228 | 143275.3478 | 0 | 781127.0188
6010 | 1234.046 | 1424.674 | 1234.046 | 1386.8639 | 1234.046 | 1083.6 | 1419248.5584 | 444256.5647 | 201519.7139 | 0 | 1130879.7663
6011 | 1673.4272 | 2738.186 | 1673.427 | 2665.516 | 1673.4272 | 950.65 | 1688971.4624 | 602433.7801 | 273270.6564 | 0 | 1756010.7977
6012 | 1423.6773 | 1977.724 | 1423.677 | 1925.2363 | 1423.6773 | 348 | 525662.0965 | 512523.8107 | 232486.4953 | 0 | 2351914.8203
6013 | 1772.2558 | 788.616 | 788.616 | 767.6866 | 767.6866 | 354.75 | 289594.2312 | 276367.1621 | 125363.2155 | 1841375.3687 | 1263036.3149
6014 | 1493.8665 | 614.7 | 614.7 | 598.3862 | 598.3862 | 365.6 | 232530.739 | 215419.031 | 97716.466 | 1641415.3585 | 978002.4006
6015 | 1557.6541 | 173.701 | 173.701 | 169.0911 | 169.0911 | 359.45 | 64533.2567 | 60872.7853 | 27612.5718 | 2545236.1162 | 277402.3551
6016 | 1584.9707 | 205.456 | 205.456 | 200.0033 | 200.0033 | 346.2 | 73710.5041 | 72001.1915 | 32660.5405 | 2538645.2006 | 330765.4737
6017 | 1772.4797 | 183.039 | 183.039 | 178.1812 | 178.1812 | 1326.95 | 251817.1396 | 64145.2481 | 29096.9973 | 2922348.9879 | 119924.8868
6018 | 1755.7039 | 25.37 | 25.37 | 24.6967 | 24.6967 | 1590.95 | 41762.6571 | 8890.8099 | 4032.9701 | 3172936.2452 | 10102.1827
6019 | 1611.083 | 0 | 0 | 0 | 0 | 1830.4 | 0 | 0 | 0 | 5474459.9389 | 0
6020 | 1745.249 | 0 | 0 | 0 | 0 | 1817.15 | 0 | 0 | 0 | 5930356.0612 | 0
6021 | 1431.2023 | 0 | 0 | 0 | 0 | 1671.1 | 0 | 0 | 0 | 4863225.446 | 0
6022 | 1315.8883 | 305.874 | 305.874 | 297.7563 | 297.7563 | 1712.65 | 541891.8367 | 107192.2575 | 48623.599 | 3459612.6183 | 85560.2644
6023 | 1081.1711 | 592 | 592 | 576.2886 | 576.2886 | 1369.85 | 840179.1375 | 207463.9114 | 94107.9354 | 1715590.6442 | 363148.2882
6024 | 1571.0512 | 0 | 0 | 0 | 0 | 679.85 | 0 | 0 | 0 | 2879736.8881 | 0
6025 | 1019.8339 | 0 | 0 | 0 | 0 | 1010.05 | 0 | 0 | 0 | 1213602.3101 | 0
6026 | 1302.803 | 0 | 0 | 0 | 0 | 276.3 | 0 | 0 | 0 | 1550335.5902 | 0
6027 | 1215.2952 | 0 | 0 | 0 | 0 | 270.65 | 0 | 0 | 0 | 1446201.3094 | 0
6028 | 1135.9657 | 0 | 0 | 0 | 0 | 266.45 | 0 | 0 | 0 | 1351799.2056 | 0
6029 | 1096.7099 | 0 | 0 | 0 | 0 | 263.3 | 0 | 0 | 0 | 1305084.762 | 0
6030 | 1092.6207 | 0 | 0 | 0 | 0 | 262.05 | 0 | 0 | 0 | 1300218.6746 | 0
6031 | 1315.8883 | 386.636 | 386.636 | 376.3749 | 376.3749 | 265.5 | 106432.9671 | 135494.9609 | 61462.0198 | 1722128.0689 | 652822.249
6032 | 1094.9209 | 827.567 | 827.567 | 805.6038 | 805.6038 | 276.45 | 236237.3913 | 290017.3763 | 131555.1043 | 530318.1674 | 1388498.4691
6033 | 1387.202 | 1347.459 | 1347.459 | 1311.6982 | 1311.6982 | 294.1 | 408762.7267 | 472211.3422 | 214200.3116 | 138398.5869 | 2237625.9128
6034 | 1405.6574 | 2833.136 | 1405.657 | 2757.9461 | 1405.6574 | 306.3 | 456447.3801 | 506036.6615 | 229543.8523 | 0 | 2380761.9265
6035 | 1365.2484 | 2805.53 | 1365.249 | 2731.0728 | 1365.2484 | 320.05 | 464033.5812 | 491489.4305 | 222945.0667 | 0 | 2293549.0798
6036 | 1221.3717 | 4113.918 | 1221.372 | 4004.7369 | 1221.3717 | 320.45 | 415951.111 | 439693.8098 | 199449.9976 | 0 | 2051354.8287
6037 | 1267.0966 | 4083.211 | 1267.096 | 3974.8448 | 1267.0966 | 314.5 | 423859.2406 | 456154.7627 | 206916.8687 | 0 | 2135691.2569
6038 | 1528.0967 | 3773.672 | 1528.097 | 3673.5208 | 1528.0967 | 325.1 | 527110.2262 | 550114.83 | 249538.1993 | 0 | 2559409.2466
6039 | 1700.6118 | 3186.906 | 1700.612 | 3102.3273 | 1700.6118 | 332.25 | 600418.947 | 612220.2595 | 277709.9122 | 0 | 2836195.3828
6040 | 1411.0387 | 1664.95 | 1411.039 | 1620.7631 | 1411.0387 | 327.55 | 491749.0085 | 507973.9367 | 230422.6218 | 0 | 2359891.6956
6041 | 1480.8333 | 305.144 | 305.144 | 297.0456 | 297.0456 | 322.7 | 102186.9886 | 106936.4321 | 48507.5538 | 2169882.8439 | 498234.6597
6042 | 1727.6442 | 44.609 | 44.609 | 43.4251 | 43.4251 | 1364.65 | 63203.6351 | 15633.0365 | 7091.3191 | 3087173.5655 | 27590.1382
6043 | 1863.8394 | 0 | 0 | 0 | 0 | 1829.45 | 0 | 0 | 0 | 6333326.3933 | 0
6044 | 874.2602 | 0 | 0 | 0 | 0 | 1826.9 | 0 | 0 | 0 | 2970736.0019 | 0
6045 | 1106.5238 | 0 | 0 | 0 | 0 | 1791.8 | 0 | 0 | 0 | 3759968.0185 | 0
6046 | 1191.5782 | 305.874 | 305.874 | 297.7563 | 297.7563 | 1823.05 | 576449.1038 | 107192.2575 | 48623.599 | 3037206.749 | 52687.9721
6047 | 1427.931 | 592 | 592 | 576.2886 | 576.2886 | 1788.4 | 1092612.1111 | 207463.9114 | 94107.9354 | 2893880.696 | 121942.6768
6048 | 771.2136 | 0 | 0 | 0 | 0 | 1306.35 | 0 | 0 | 0 | 1413634.5055 | 0
6049 | 615.8259 | 0 | 0 | 0 | 0 | 1421.95 | 0 | 0 | 0 | 732832.8305 | 0
6050 | 593.7445 | 0 | 0 | 0 | 0 | 900.8 | 0 | 0 | 0 | 706555.9561 | 0
6051 | 716.419 | 0 | 0 | 0 | 0 | 642.4 | 0 | 0 | 0 | 852538.5917 | 0
6052 | 741.7717 | 0 | 0 | 0 | 0 | 285.95 | 0 | 0 | 0 | 882708.3363 | 0
6053 | 516.8685 | 0 | 0 | 0 | 0 | 280.8 | 0 | 0 | 0 | 615073.5045 | 0
6054 | 739.3182 | 0 | 0 | 0 | 0 | 632.85 | 0 | 0 | 0 | 879788.6837 | 0
6055 | 691.8841 | 205.631 | 205.631 | 200.1737 | 200.1737 | 1081.4 | 230575.4452 | 72062.5195 | 32688.3596 | 901305.2045 | 183879.529
6056 | 788.801 | 757.143 | 757.143 | 737.0488 | 737.0488 | 996.55 | 779688.7568 | 265337.5815 | 120360.0752 | 94861.7488 | 739591.656
6057 | 672.9677 | 672.968 | 672.968 | 655.1078 | 655.1078 | 1225.05 | 850717.202 | 235838.8066 | 106979.1031 | 32737.1717 | 507675.7866
6058 | 848.4842 | 848.484 | 848.484 | 825.9657 | 825.9657 | 1320.1 | 1158905.5122 | 297347.651 | 134880.1984 | 41276.4156 | 561574.0775
6059 | 583.859 | 2617.344 | 583.86 | 2547.8811 | 583.859 | 595.75 | 371837.7417 | 210189.2336 | 95344.1718 | 0 | 819883.9756
6060 | 720.5879 | 2405.091 | 720.587 | 2341.2612 | 720.5879 | 349.85 | 270108.6359 | 259411.6341 | 117671.9996 | 0 | 1189078.0778
6061 | 820.5103 | 3181.873 | 820.51 | 3097.4278 | 820.5103 | 361.05 | 316060.7615 | 295383.7183 | 133989.3367 | 0 | 1344775.4031
6062 | 864.1732 | 2760.575 | 864.173 | 2687.3108 | 864.1732 | 1284.35 | 1182329.6312 | 311102.3679 | 141119.4908 | 0 | 618445.5822
6063 | 828.4586 | 3172.586 | 828.458 | 3088.3873 | 828.4586 | 1674.75 | 1478580.6371 | 298245.1006 | 135287.2915 | 0 | 269456.1638
6064 | 969.7735 | 1703.304 | 969.774 | 1658.0992 | 969.7735 | 1889.85 | 1946060.7131 | 349118.4543 | 158364.01 | 0 | 106820.5493
6065 | 882.8525 | 1166.714 | 882.853 | 1135.75 | 882.8525 | 1876.55 | 1757722.67 | 317826.8924 | 144169.8098 | 0 | 108988.1385
6066 | 889.7008 | 167.717 | 167.717 | 163.2659 | 163.2659 | 1851.55 | 320180.1227 | 58775.7176 | 26661.3186 | 1331555.1711 | 24236.8202
6067 | 815.3764 | 0 | 0 | 0 | 0 | 1845.85 | 0 | 0 | 0 | 2770649.012 | 0
6068 | 857.0857 | 0 | 0 | 0 | 0 | 1847.45 | 0 | 0 | 0 | 2912377.2966 | 0
6069 | 776.1206 | 0 | 0 | 0 | 0 | 1852.55 | 0 | 0 | 0 | 2637257.6856 | 0
6070 | 704.9694 | 334.389 | 334.389 | 325.5145 | 325.5145 | 1865.25 | 645827.1923 | 117185.2194 | 53156.5176 | 1289387.641 | 43863.0786
6071 | 563.4848 | 563.485 | 563.485 | 548.5304 | 548.5304 | 1865.65 | 1089172.7898 | 197470.9495 | 89575.0168 | 50814.9823 | 73695.0613
6072 | 704.9694 | 0 | 0 | 0 | 0 | 1849.25 | 0 | 0 | 0 | 1292208.8481 | 0
6073 | 1049.2758 | 0 | 0 | 0 | 0 | 1556 | 0 | 0 | 0 | 1248638.1425 | 0
6074 | 1127.7874 | 0 | 0 | 0 | 0 | 1434.8 | 0 | 0 | 0 | 1342067.0298 | 0
6075 | 815.3764 | 0 | 0 | 0 | 0 | 1093.35 | 0 | 0 | 0 | 970297.9177 | 0
6076 | 836.64 | 0 | 0 | 0 | 0 | 997.05 | 0 | 0 | 0 | 995601.5745 | 0
6077 | 796.5663 | 0 | 0 | 0 | 0 | 985.85 | 0 | 0 | 0 | 947913.9135 | 0
6078 | 758.1283 | 0 | 0 | 0 | 0 | 882.35 | 0 | 0 | 0 | 902172.6878 | 0
6079 | 855.4501 | 192.151 | 192.151 | 187.0514 | 187.0514 | 1081.4 | 215652.9634 | 67338.5102 | 30545.4964 | 1225174.7234 | 171825.4319
6080 | 639.7638 | 639.764 | 639.764 | 622.785 | 622.785 | 447.05 | 297559.1639 | 224202.6044 | 101700.7925 | 31122.0977 | 967153.9847
6081 | 302.7034 | 1080.355 | 302.703 | 1051.683 | 302.7034 | 1313.5 | 423920.2457 | 108973.2159 | 49431.4616 | 0 | 207805.8687
6082 | 287.4345 | 1537.107 | 287.435 | 1496.313 | 287.4345 | 784 | 238988.664 | 103476.4177 | 46938.0528 | 0 | 349520.3441
6083 | 226.1197 | 2751.677 | 226.12 | 2678.649 | 226.1197 | 346.25 | 82834.1107 | 81403.1071 | 36925.3539 | 0 | 373945.5233
6084 | 306.2691 | 2561.414 | 306.269 | 2493.4355 | 306.2691 | 349.85 | 113941.7533 | 110256.8817 | 50013.7466 | 0 | 505389.9816
6085 | 908.0488 | 3099.108 | 908.049 | 3016.8594 | 908.0488 | 361.05 | 348210.2358 | 326897.5664 | 148284.3683 | 0 | 1488246.5734
6086 | 1146.5832 | 2852.436 | 1146.584 | 2776.7339 | 1146.5832 | 385.3 | 471180.7798 | 412769.9502 | 187237.0357 | 0 | 1851387.885
6087 | 858.2665 | 174.079 | 174.079 | 169.459 | 169.459 | 995.7 | 180046.2105 | 61005.2538 | 27672.6609 | 1262584.0184 | 170187.7121
6088 | 1394.3683 | 88.699 | 88.699 | 86.345 | 86.345 | 1889.85 | 173806.7815 | 31084.1917 | 14100.1347 | 2397606.7018 | 9510.8992
6089 | 1415.3466 | 36.342 | 36.342 | 35.3775 | 35.3775 | 1876.55 | 70602.858 | 12735.9011 | 5777.1463 | 2529483.4132 | 4367.3528
6090 | 1274.8271 | 0 | 0 | 0 | 0 | 1851.55 | 0 | 0 | 0 | 2336758.0761 | 0
6091 | 1217.7058 | 0 | 0 | 0 | 0 | 1845.85 | 0 | 0 | 0 | 4137764.2133 | 0
6092 | 1113.8843 | 0 | 0 | 0 | 0 | 1847.45 | 0 | 0 | 0 | 3784978.8922 | 0
6093 | 1204.6634 | 0 | 0 | 0 | 0 | 1852.55 | 0 | 0 | 0 | 4093446.3351 | 0
6094 | 1071.3572 | 305.874 | 305.874 | 297.7563 | 297.7563 | 1865.25 | 590463.8687 | 107192.2575 | 48623.599 | 2628695.8113 | 40122.6575
6095 | 1266.8185 | 592 | 592 | 576.2886 | 576.2886 | 1865.6 | 1150034.2877 | 207463.9114 | 94107.9354 | 2346420.4584 | 77453.1936
6096 | 1126.9696 | 0 | 0 | 0 | 0 | 1658.45 | 0 | 0 | 0 | 2065735.2585 | 0
6097 | 1026.3765 | 0 | 0 | 0 | 0 | 1190.5 | 0 | 0 | 0 | 1221388.0505 | 0
6098 | 914.3338 | 0 | 0 | 0 | 0 | 1486.8 | 0 | 0 | 0 | 1088057.2438 | 0
6099 | 758.1283 | 0 | 0 | 0 | 0 | 1094.3 | 0 | 0 | 0 | 902172.6878 | 0
6100 | 830.0973 | 0 | 0 | 0 | 0 | 998 | 0 | 0 | 0 | 987815.834 | 0
6101 | 926.6013 | 0 | 0 | 0 | 0 | 993.8 | 0 | 0 | 0 | 1102655.5073 | 0
6102 | 1324.0666 | 0 | 0 | 0 | 0 | 1302.25 | 0 | 0 | 0 | 1575639.2469 | 0
6103 | 1107.3417 | 311.219 | 311.219 | 302.9594 | 302.9594 | 1382.95 | 446858.0081 | 109065.3903 | 49473.2729 | 1474432.6745 | 186941.1085
6104 | 949.5925 | 949.593 | 949.593 | 924.3913 | 924.3913 | 297.55 | 294057.0049 | 332780.875 | 150953.1025 | 46193.7812 | 1573730.0018
6105 | 1070.4841 | 1338.061 | 1070.484 | 1302.5496 | 1070.4841 | 1395.05 | 1592081.4241 | 385374.2846 | 174810.0574 | 0 | 647589.3708
6106 | 1490.9918 | 1924.203 | 1490.992 | 1873.1357 | 1490.9918 | 1442.05 | 2287352.7088 | 536757.0509 | 243478.9622 | 0 | 831898.8793
6107 | 1371.7788 | 2532.95 | 1371.779 | 2465.7269 | 1371.7788 | 952.25 | 1389172.1286 | 493840.3644 | 224011.4764 | 0 | 1437281.2272
6108 | 1488.1212 | 3461.039 | 1488.122 | 3369.1849 | 1488.1212 | 349.85 | 555466.5593 | 535723.641 | 243010.196 | 0 | 2455623.2394
6109 | 1658.559 | 1848.964 | 1658.559 | 1799.8935 | 1658.559 | 361.05 | 640587.3944 | 597081.2468 | 270842.6878 | 0 | 2718295.3042
6110 | 1466.1104 | 887.883 | 887.883 | 864.3191 | 864.3191 | 385.3 | 355839.3595 | 311154.8649 | 141143.304 | 1103083.4287 | 1395616.0011
6111 | 1663.649 | 1663.649 | 1663.649 | 1619.4967 | 1619.4967 | 390.7 | 677197.6261 | 583018.7985 | 264463.805 | 80931.2127 | 2606255.9789
6112 | 1239.8362 | 1100.736 | 1100.736 | 1071.5231 | 1071.5231 | 737.45 | 846131.0878 | 385748.304 | 174979.7168 | 308518.0633 | 1352851.4478
6113 | 1491.3363 | 829.55 | 829.55 | 807.5342 | 807.5342 | 1876.5 | 1621663.983 | 290712.3103 | 131870.3341 | 1253409.2929 | 99730.4731
6114 | 1536.6216 | 123.688 | 123.688 | 120.4054 | 120.4054 | 1851.55 | 237580.665 | 43345.9396 | 19662.1998 | 2595924.3259 | 17874.1798
6115 | 1553.0947 | 0 | 0 | 0 | 0 | 1845.85 | 0 | 0 | 0 | 5277415.9367 | 0
6116 | 1250.4619 | 0 | 0 | 0 | 0 | 1847.45 | 0 | 0 | 0 | 4249069.5498 | 0
6117 | 1401.7604 | 0 | 0 | 0 | 0 | 1852 | 0 | 0 | 0 | 4763181.9513 | 0
6118 | 1464.7333 | 305.874 | 305.874 | 297.7563 | 297.7563 | 1865.15 | 593903.9159 | 107192.2575 | 48623.599 | 3965388.0642 | 40152.4331
6119 | 1255.3689 | 592 | 592 | 576.2886 | 576.2886 | 1844.3 | 1137258.3742 | 207463.9114 | 94107.9354 | 2307514.6564 | 89728.1417
6120 | 1278.2681 | 0 | 0 | 0 | 0 | 1239.8 | 0 | 0 | 0 | 2343065.464 | 0
6121 | 1221.8379 | 0 | 0 | 0 | 0 | 941 | 0 | 0 | 0 | 1453987.0498 | 0
6122 | 1106.5238 | 0 | 0 | 0 | 0 | 1449.8 | 0 | 0 | 0 | 1316763.3732 | 0
6123 | 1113.0665 | 0 | 0 | 0 | 0 | 1452.85 | 0 | 0 | 0 | 1324549.1136 | 0
6124 | 1459.8264 | 0 | 0 | 0 | 0 | 1175.85 | 0 | 0 | 0 | 1737193.3636 | 0
6125 | 963.4036 | 0 | 0 | 0 | 0 | 1121.2 | 0 | 0 | 0 | 1146450.2979 | 0
6126 | 978.9424 | 0 | 0 | 0 | 0 | 1117.7 | 0 | 0 | 0 | 1164941.4318 | 0
6127 | 1391.9465 | 423.693 | 423.693 | 412.4484 | 412.4484 | 1366.95 | 600120.6371 | 148481.4308 | 67352.8268 | 1795419.9371 | 261100.4715
6128 | 1243.5472 | 1243.547 | 1243.547 | 1210.5439 | 1210.5439 | 1048.55 | 1354025.8929 | 435795.8186 | 197681.8255 | 60494.8866 | 1151772.0322
6129 | 1089.836 | 2008.027 | 1089.836 | 1954.7351 | 1089.836 | 325.1 | 378649.7282 | 392340.9686 | 177970.2227 | 0 | 1825366.3566
6130 | 1125.3411 | 2601.706 | 1125.341 | 2532.6581 | 1125.3411 | 339.05 | 408003.1916 | 405122.791 | 183768.1993 | 0 | 1869135.2768
6131 | 1443.0721 | 3176.903 | 1443.072 | 3092.5897 | 1443.0721 | 346.25 | 533060.9351 | 519505.9517 | 235653.672 | 0 | 2386480.4655
6132 | 1395.4795 | 3969.492 | 1395.48 | 3864.1438 | 1395.4795 | 349.85 | 520217.1579 | 502372.62 | 227881.8024 | 0 | 2302750.4969
6133 | 1267.3981 | 3925.706 | 1267.399 | 3821.5199 | 1267.3981 | 361.05 | 485889.4955 | 456263.3297 | 206966.1159 | 0 | 2077202.1783
6134 | 1171.6916 | 3564.141 | 1171.691 | 3469.5506 | 1171.6916 | 385.3 | 483002.4463 | 421808.9742 | 191337.2375 | 0 | 1891930.4184
6135 | 1207.4389 | 2964.059 | 1207.439 | 2885.3945 | 1207.4389 | 390.7 | 503451.9253 | 434678.0184 | 197174.7789 | 0 | 1943131.4861
6136 | 1296.1408 | 2133.568 | 1296.141 | 2076.9443 | 1296.1408 | 736.5 | 1014832.2858 | 466610.6772 | 211659.7877 | 0 | 1637673.8629
6137 | 1213.9294 | 1064.073 | 1064.073 | 1035.8331 | 1035.8331 | 1860.2 | 2041117.2889 | 372899.9098 | 169151.5424 | 326450.6267 | 144809.465
6138 | 1030.8817 | 133.99 | 133.99 | 130.434 | 130.434 | 1851.55 | 255498.4583 | 46956.2322 | 21299.8687 | 1650520.7359 | 19362.9241
6139 | 1441.0183 | 0 | 0 | 0 | 0 | 1845.85 | 0 | 0 | 0 | 4896580.2276 | 0
6140 | 967.4928 | 0 | 0 | 0 | 0 | 1847.45 | 0 | 0 | 0 | 3287540.4026 | 0
6141 | 1176.0394 | 0 | 0 | 0 | 0 | 1852.45 | 0 | 0 | 0 | 3996181.8234 | 0
6142 | 1427.1132 | 305.874 | 305.874 | 297.7563 | 297.7563 | 1865.15 | 588652.2171 | 107192.2575 | 48623.599 | 3837554.7095 | 40152.4331
6143 | 1197.303 | 592 | 592 | 576.2886 | 576.2886 | 1638.3 | 1003729.0535 | 207463.9114 | 94107.9354 | 2110206.6535 | 208443.6021
6144 | 1134.3301 | 0 | 0 | 0 | 0 | 1091.3 | 0 | 0 | 0 | 2079226.9981 | 0
6145 | 1411.5744 | 0 | 0 | 0 | 0 | 318 | 0 | 0 | 0 | 2587415.8605 | 0
6146 | 1233.2875 | 0 | 0 | 0 | 0 | 301.8 | 0 | 0 | 0 | 2260615.9435 | 0
6147 | 1411.5744 | 0 | 0 | 0 | 0 | 292.85 | 0 | 0 | 0 | 2587415.8605 | 0
6148 | 1032.9192 | 0 | 0 | 0 | 0 | 285.95 | 0 | 0 | 0 | 1893340.8056 | 0
6149 | 981.3959 | 0 | 0 | 0 | 0 | 280.8 | 0 | 0 | 0 | 1798898.6284 | 0
6150 | 1022.2874 | 0 | 0 | 0 | 0 | 277.3 | 0 | 0 | 0 | 1873852.7382 | 0
6151 | 1038.644 | 409.65 | 409.65 | 398.7781 | 398.7781 | 279.95 | 119162.5959 | 143560.1204 | 65120.4657 | 1172874.1025 | 685918.2921
6152 | 236.2455 | 744.764 | 236.246 | 724.9984 | 236.2455 | 297.55 | 74910.0532 | 85048.3794 | 38578.8899 | 0 | 402196.1488
6153 | 185.3969 | 1200.111 | 185.398 | 1168.2607 | 185.3969 | 325.05 | 64087.5815 | 66742.893 | 30275.3178 | 0 | 310530.5794
6154 | 160.3938 | 2372.39 | 160.394 | 2309.4281 | 160.3938 | 339.05 | 57790.3932 | 57741.7754 | 26192.3109 | 0 | 266406.1162
6155 | 207.2309 | 2885.622 | 207.231 | 2809.0392 | 207.2309 | 346.25 | 76208.3147 | 74603.1378 | 33840.8122 | 0 | 342708.1644
6156 | 198.151 | 3363.019 | 198.151 | 3273.7663 | 198.151 | 349.85 | 73656.338 | 71334.3535 | 32358.0554 | 0 | 326978.8429
6157 | 199.0353 | 3266.752 | 199.036 | 3180.0542 | 199.0353 | 361.05 | 76275.3421 | 71652.6938 | 32502.4581 | 0 | 326208.8404
6158 | 150.5308 | 3105.47 | 150.53 | 3023.0525 | 150.5308 | 385.3 | 61658.857 | 54191.0851 | 24581.6783 | 0 | 243062.0698
6159 | 152.6909 | 1839.852 | 152.691 | 1791.0233 | 152.6909 | 390.7 | 63438.0862 | 54968.7187 | 24934.4216 | 0 | 245725.4416
6160 | 170.769 | 1603.379 | 170.769 | 1560.8262 | 170.769 | 1093.95 | 198294.7074 | 61476.8454 | 27886.5801 | 0 | 154725.266
6161 | 138.479 | 496.771 | 138.479 | 483.587 | 138.479 | 1860.2 | 273530.5494 | 49852.4567 | 22613.6283 | 0 | 19359.3707
6162 | 137.6387 | 137.638 | 137.638 | 133.9852 | 133.9852 | 1481.7 | 210838.9218 | 48234.6585 | 21879.777 | 6696.9821 | 69444.5097
6163 | 108.4667 | 108.467 | 108.467 | 105.5883 | 105.5883 | 1470.45 | 164733.0463 | 38011.8042 | 17242.5767 | 5276.0869 | 55914.3081
6164 | 0 | 0 | 0 | 0 | 0 | 1439.3 | 0 | 0 | 0 | 0 | 0
6165 | 0 | 0 | 0 | 0 | 0 | 1404.5 | 0 | 0 | 0 | 0 | 0
6166 | 87.5078 | 87.508 | 87.508 | 85.1856 | 85.1856 | 1799.8 | 162462.412 | 30666.8107 | 13910.8061 | 4256.6164 | 17054.1542
6167 | 89.1435 | 89.143 | 89.143 | 86.7772 | 86.7772 | 1107.65 | 101893.3927 | 31239.7896 | 14170.7157 | 4337.3633 | 77435.6285
6168 | 92.4148 | 92.415 | 92.415 | 89.9624 | 89.9624 | 340.3 | 32557.5334 | 32386.4483 | 14690.8528 | 4495.2885 | 149310.5227
6169 | 86.69 | 17.598 | 17.598 | 17.131 | 17.131 | 326.05 | 5977.4536 | 6167.1451 | 2797.4856 | 82775.2216 | 28676.3683
6170 | 89.1435 | 89.143 | 89.143 | 86.7772 | 86.7772 | 336 | 31254.9637 | 31239.7896 | 14170.7157 | 2815.8551 | 144397.2498
6171 | 82.6008 | 82.601 | 82.601 | 80.4088 | 80.4088 | 325.8 | 28072.57 | 28947.1732 | 13130.7594 | 2608.4854 | 134620.4372
6172 | 88.3256 | 88.326 | 88.326 | 85.9819 | 85.9819 | 316.55 | 29209.8822 | 30953.4754 | 14040.8404 | 2789.065 | 144746.1893
6173 | 83.4186 | 83.419 | 83.419 | 81.2051 | 81.2051 | 308.3 | 26792.3805 | 29233.8379 | 13260.7937 | 2634.117 | 137374.6765
6174 | 88.3256 | 88.326 | 88.326 | 85.9819 | 85.9819 | 298.55 | 27449.3651 | 30953.4754 | 14040.8404 | 2789.065 | 146293.8631
6175 | 70.3334 | 70.334 | 70.334 | 68.4674 | 68.4674 | 292.6 | 21385.6047 | 24648.2546 | 11180.7222 | 3420.3719 | 116901.1943
6176 | 96.5407 | 711.414 | 96.541 | 692.5335 | 96.5407 | 299.25 | 30880.9663 | 34754.6626 | 15765.1011 | 0 | 164191.6457
6177 | 784.7098 | 1826.837 | 784.71 | 1778.3537 | 784.7098 | 314 | 262777.2432 | 282495.537 | 128143.1144 | 0 | 1323020.7651
6178 | 1340.7248 | 2443.952 | 1340.725 | 2379.0908 | 1340.7248 | 327.25 | 467001.656 | 482660.9158 | 218940.3543 | 0 | 2242697.3523
6179 | 1486.7248 | 2964.747 | 1486.725 | 2886.0642 | 1486.7248 | 342.65 | 542789.9105 | 535220.9212 | 242782.1567 | 0 | 2464023.3158
6180 | 1306.7255 | 3017.278 | 1306.725 | 2937.2011 | 1306.7255 | 347.95 | 485640.2748 | 470421.1919 | 213388.2795 | 0 | 2158775.9168
6181 | 1510.7833 | 3216.147 | 1510.783 | 3130.7922 | 1510.7833 | 354.75 | 572049.1372 | 543881.9851 | 246710.9116 | 0 | 2485616.2112
6182 | 1642.3118 | 2939.658 | 1642.311 | 2861.6411 | 1642.3118 | 365.6 | 639092.9817 | 591232.2502 | 268189.5179 | 0 | 2684194.4157
6183 | 1547.9905 | 2420.183 | 1547.991 | 2355.9527 | 1547.9905 | 359.45 | 592537.0508 | 557276.5663 | 252786.8424 | 0 | 2539555.7524
6184 | 1693.5468 | 1838.392 | 1693.546 | 1789.6021 | 1693.5468 | 346.2 | 624034.4326 | 609676.8494 | 276556.1931 | 0 | 2800787.7045
6185 | 1585.4113 | 976 | 976 | 950.0975 | 950.0975 | 1517.35 | 1529422.0452 | 342035.0971 | 155150.9205 | 1164530.1934 | 458564.5545
6186 | 1638.605 | 134.858 | 134.858 | 131.2789 | 131.2789 | 1794.15 | 249604.7446 | 47260.4192 | 21437.8513 | 2762928.6493 | 27023.7703
6187 | 1627.7258 | 0 | 0 | 0 | 0 | 1813.6 | 0 | 0 | 0 | 5531012.3024 | 0
6188 | 1555.5125 | 0 | 0 | 0 | 0 | 1062.7 | 0 | 0 | 0 | 5285631.3153 | 0
6189 | 1476.183 | 0 | 0 | 0 | 0 | 687.65 | 0 | 0 | 0 | 5016069.6743 | 0
6190 | 1661.8303 | 305.874 | 305.874 | 297.7563 | 297.7563 | 1488.45 | 471384.1429 | 107192.2575 | 48623.599 | 4635123.6838 | 152317.2203
6191 | 1613.5784 | 592 | 592 | 576.2886 | 576.2886 | 1318.25 | 807508.1594 | 207463.9114 | 94107.9354 | 3524710.5102 | 392884.7822
6192 | 1260.2759 | 0 | 0 | 0 | 0 | 521.45 | 0 | 0 | 0 | 2310085.655 | 0
6193 | 1171.9502 | 0 | 0 | 0 | 0 | 289.15 | 0 | 0 | 0 | 1394620.7785 | 0
6194 | 1521.1636 | 0 | 0 | 0 | 0 | 276.3 | 0 | 0 | 0 | 1810184.6804 | 0
6195 | 1377.2255 | 0 | 0 | 0 | 0 | 270.65 | 0 | 0 | 0 | 1638898.389 | 0
6196 | 1270.9077 | 0 | 0 | 0 | 0 | 266.45 | 0 | 0 | 0 | 1512380.1047 | 0
6197 | 1565.3264 | 0 | 0 | 0 | 0 | 263.3 | 0 | 0 | 0 | 1862738.4303 | 0
6198 | 1360.8689 | 0 | 0 | 0 | 0 | 262.05 | 0 | 0 | 0 | 1619434.0374 | 0
6199 | 1170.3146 | 286.288 | 286.288 | 278.6901 | 278.6901 | 265.5 | 78817.2696 | 100328.4261 | 45510.0888 | 1634347.7112 | 483387.9308
6200 | 1033.4007 | 1033.401 | 1033.401 | 1005.9751 | 1005.9751 | 276.45 | 294978.9097 | 362151.0363 | 164275.734 | 50271.0316 | 1733848.385
6201 | 1230.7481 | 1276.045 | 1230.748 | 1242.1795 | 1230.7481 | 294.1 | 382507.6442 | 443069.321 | 200981.167 | 0 | 2099533.2077
6202 | 1537.052 | 2214.221 | 1537.052 | 2155.4568 | 1537.052 | 306.3 | 500338.4818 | 553338.7157 | 251000.5896 | 0 | 2603304.9521
6203 | 1548.9034 | 2887.436 | 1548.903 | 2810.805 | 1548.9034 | 320.05 | 527691.7519 | 557605.2114 | 252935.9195 | 0 | 2602080.208
6204 | 1590.8468 | 3265.14 | 1590.847 | 3178.485 | 1590.8468 | 320.45 | 543332.0799 | 572704.8455 | 259785.2813 | 0 | 2671906.7312
6205 | 1238.0554 | 3234.85 | 1238.055 | 3148.9988 | 1238.0554 | 314.5 | 414330.6678 | 445699.9526 | 202174.4507 | 0 | 2086742.4172
6206 | 1441.5264 | 2921.969 | 1441.526 | 2844.4215 | 1441.5264 | 325.1 | 497577.9925 | 518949.5004 | 235401.2595 | 0 | 2414412.5506
6207 | 1346.8708 | 2633.63 | 1346.871 | 2563.7349 | 1346.8708 | 332.25 | 476011.7255 | 484873.4729 | 219943.9948 | 0 | 2246243.7067
6208 | 1554.022 | 1684.228 | 1554.022 | 1639.5295 | 1554.022 | 327.55 | 542281.6921 | 559447.9049 | 253771.7857 | 0 | 2599024.0237
6209 | 1638.7226 | 591.365 | 591.365 | 575.6705 | 575.6705 | 322.7 | 198138.0023 | 207241.3783 | 94006.9919 | 1948574.4255 | 965572.1217
6210 | 1543.6519 | 74.363 | 74.363 | 72.3894 | 72.3894 | 688.75 | 53204.4873 | 26060.2007 | 11821.1966 | 2696824.0314 | 94920.6617
6211 | 1296.4209 | 0 | 0 | 0 | 0 | 1356.4 | 0 | 0 | 0 | 4405238.14 | 0
6212 | 1246.3728 | 0 | 0 | 0 | 0 | 1419.45 | 0 | 0 | 0 | 4235174.6181 | 0
6213 | 1571.8691 | 0 | 0 | 0 | 0 | 1576.6 | 0 | 0 | 0 | 5341211.0353 | 0
6214 | 1827.8498 | 305.874 | 305.874 | 297.7563 | 297.7563 | 1661.05 | 526198.5175 | 107192.2575 | 48623.599 | 5199257.836 | 100924.488
6215 | 1962.7917 | 592 | 592 | 576.2886 | 576.2886 | 1654.05 | 1012907.5612 | 207463.9114 | 94107.9354 | 4711337.5211 | 199367.056
6216 | 1447.5589 | 0 | 0 | 0 | 0 | 722.3 | 0 | 0 | 0 | 2653375.4765 | 0
6217 | 1347.7837 | 0 | 0 | 0 | 0 | 713.45 | 0 | 0 | 0 | 1603862.5566 | 0
6218 | 1417.2992 | 0 | 0 | 0 | 0 | 301.8 | 0 | 0 | 0 | 1686586.0492 | 0
6219 | 1479.4543 | 0 | 0 | 0 | 0 | 292.85 | 0 | 0 | 0 | 1760550.5849 | 0
6220 | 1595.5861 | 0 | 0 | 0 | 0 | 285.95 | 0 | 0 | 0 | 1898747.4804 | 0
6221 | 1610.3071 | 0 | 0 | 0 | 0 | 280.8 | 0 | 0 | 0 | 1916265.3966 | 0
6222 | 1157.2293 | 0 | 0 | 0 | 0 | 277.3 | 0 | 0 | 0 | 1377102.8622 | 0
6223 | 1109.7952 | 220.39 | 220.39 | 214.541 | 214.541 | 279.95 | 64397.1354 | 77234.749 | 35034.5403 | 1641000.9348 | 369021.1947
6224 | 994.4167 | 808.553 | 808.553 | 787.0944 | 787.0944 | 297.55 | 250837.8738 | 283353.9999 | 128532.5227 | 380021.7747 | 1339988.9365
6225 | 1024.9954 | 1024.995 | 1024.995 | 997.7922 | 997.7922 | 325.05 | 345547.3143 | 359205.1889 | 162939.4649 | 49863.4867 | 1671252.0311
6226 | 1252.2468 | 1894.617 | 1252.247 | 1844.3349 | 1252.2468 | 339.05 | 450982.8138 | 450808.8541 | 204491.9052 | 0 | 2079919.3507
6227 | 1666.1761 | 3058.579 | 1666.177 | 2977.406 | 1666.1761 | 346.25 | 613487.6214 | 599823.3895 | 272086.5542 | 0 | 2755438.6956
6228 | 1295.9036 | 3421.287 | 1295.903 | 3330.4879 | 1295.9036 | 349.85 | 482748.4674 | 466525.2956 | 211621.0577 | 0 | 2138435.3239
6229 | 1418.6527 | 3187.903 | 1418.653 | 3103.2978 | 1418.6527 | 361.05 | 543980.6124 | 510714.9756 | 231665.9875 | 0 | 2325100.8591
6230 | 1542.1992 | 3206.826 | 1542.199 | 3121.7186 | 1542.1992 | 385.3 | 632978.2255 | 555191.7138 | 251841.1302 | 0 | 2490189.0563
6231 | 1525.4623 | 2557.858 | 1525.462 | 2489.9738 | 1525.4623 | 1329.65 | 2154697.1461 | 549166.4338 | 249107.9962 | 0 | 1022593.6635
6232 | 1140.3677 | 1990.33 | 1140.367 | 1937.5077 | 1140.3677 | 1561 | 1891965.3306 | 410532.3677 | 186222.0435 | 0 | 500621.415
6233 | 1753.2821 | 1104.596 | 1104.596 | 1075.2806 | 1075.2806 | 1640.65 | 1875374.4796 | 387101.0248 | 175593.326 | 1242776.7452 | 386402.0924
6234 | 1615.8908 | 114.232 | 114.232 | 111.2003 | 111.2003 | 1615.65 | 190632.7213 | 40032.1242 | 18159.0163 | 2758097.5839 | 42739.8526
6235 | 1178.4929 | 0 | 0 | 0 | 0 | 1796.75 | 0 | 0 | 0 | 4004518.7825 | 0
6236 | 1647.9272 | 0 | 0 | 0 | 0 | 1798.35 | 0 | 0 | 0 | 5599656.7309 | 0
6237 | 1432.0201 | 0 | 0 | 0 | 0 | 1718.25 | 0 | 0 | 0 | 4866004.4323 | 0
6238 | 1643.0203 | 305.874 | 305.874 | 297.7563 | 297.7563 | 1805.35 | 569124.3137 | 107192.2575 | 48623.599 | 4571207.0048 | 57958.2581
6239 | 1400.1248 | 592 | 592 | 576.2886 | 576.2886 | 1698.6 | 1037639.9631 | 207463.9114 | 94107.9354 | 2799395.174 | 173693.3969
6240 | 1198.1208 | 0 | 0 | 0 | 0 | 1279.25 | 0 | 0 | 0 | 2196155.4081 | 0
6241 | 1325.7023 | 0 | 0 | 0 | 0 | 667.5 | 0 | 0 | 0 | 1577585.6811 | 0
6242 | 1425.4775 | 0 | 0 | 0 | 0 | 301.8 | 0 | 0 | 0 | 1696318.225 | 0
6243 | 1218.5665 | 0 | 0 | 0 | 0 | 292.85 | 0 | 0 | 0 | 1450094.1802 | 0
6244 | 1399.3069 | 0 | 0 | 0 | 0 | 285.95 | 0 | 0 | 0 | 1665175.2634 | 0
6245 | 1315.0705 | 0 | 0 | 0 | 0 | 280.8 | 0 | 0 | 0 | 1564933.8533 | 0
6246 | 733.5934 | 0 | 0 | 0 | 0 | 277.3 | 0 | 0 | 0 | 872976.1606 | 0
6247 | 983.0315 | 441.388 | 441.388 | 429.6738 | 429.6738 | 629.45 | 288979.5476 | 154682.5691 | 70165.732 | 1014304.7117 | 588889.4308
6248 | 877.8811 | 1020.266 | 877.881 | 993.1887 | 877.8811 | 653.1 | 611628.9601 | 316037.1943 | 143357.9829 | 0 | 1182418.0474
6249 | 945.2549 | 2254.824 | 945.256 | 2194.9822 | 945.2549 | 1115.95 | 1121952.2288 | 340291.7799 | 154360.1324 | 0 | 835652.6334
6250 | 1289.4335 | 2056.257 | 1289.433 | 2001.6851 | 1289.4335 | 1179.45 | 1617501.0707 | 464196.0751 | 210564.4974 | 0 | 1058044.6929
6251 | 942.1656 | 2805.539 | 942.166 | 2731.0815 | 942.1656 | 701.8 | 702824.3959 | 339179.613 | 153855.6411 | 0 | 1223119.3711
6252 | 1192.4164 | 4127.414 | 1192.416 | 4017.8747 | 1192.4164 | 349.85 | 444302.0243 | 429269.9137 | 194721.6025 | 0 | 1967665.967
6253 | 1457.5078 | 2591.281 | 1457.508 | 2522.5098 | 1457.5078 | 361.05 | 560436.7447 | 524702.8109 | 238011.025 | 0 | 2388782.4219
6254 | 1298.3816 | 1729.908 | 1298.382 | 1683.9972 | 1298.3816 | 385.3 | 533973.2052 | 467417.3846 | 212025.7192 | 0 | 2096496.8083
6255 | 1441.2678 | 736.946 | 736.946 | 717.3879 | 717.3879 | 1141.7 | 872927.1506 | 258259.6278 | 117149.4367 | 1326871.8495 | 615733.9959
6256 | 1536.8077 | 92.075 | 92.075 | 89.6314 | 89.6314 | 1161.95 | 110681.8806 | 32267.2967 | 14636.8043 | 2652674.1236 | 75115.5778
6257 | 1458.4473 | 19.707 | 19.707 | 19.184 | 19.184 | 1356 | 27629.0193 | 6906.2353 | 3132.7451 | 2638169.6345 | 12354.4876
6258 | 1564.8337 | 0 | 0 | 0 | 0 | 1534.1 | 0 | 0 | 0 | 2868340.1153 | 0
6259 | 1103.6522 | 0 | 0 | 0 | 0 | 1609.95 | 0 | 0 | 0 | 3750210.3013 | 0
6260 | 1320.7953 | 0 | 0 | 0 | 0 | 1358.45 | 0 | 0 | 0 | 4488062.3411 | 0
6261 | 1423.8418 | 0 | 0 | 0 | 0 | 739 | 0 | 0 | 0 | 4838214.5723 | 0
6262 | 1526.8884 | 305.874 | 305.874 | 297.7563 | 297.7563 | 1196.65 | 378377.1109 | 107192.2575 | 48623.599 | 4176590.9988 | 239202.5001
6263 | 1557.9659 | 592 | 592 | 576.2886 | 576.2886 | 752.1 | 459873.9064 | 207463.9114 | 94107.9354 | 3335739.4663 | 719150.5973
6264 | 1416.4814 | 0 | 0 | 0 | 0 | 340.3 | 0 | 0 | 0 | 2596410.353 | 0
6265 | 1565.3264 | 0 | 0 | 0 | 0 | 318 | 0 | 0 | 0 | 1862738.4303 | 0
6266 | 1530.9776 | 0 | 0 | 0 | 0 | 301.8 | 0 | 0 | 0 | 1821863.2916 | 0
6267 | 1518.7101 | 0 | 0 | 0 | 0 | 292.85 | 0 | 0 | 0 | 1807265.0285 | 0
6268 | 1445.1054 | 0 | 0 | 0 | 0 | 285.95 | 0 | 0 | 0 | 1719675.4474 | 0
6269 | 1521.9814 | 0 | 0 | 0 | 0 | 280.8 | 0 | 0 | 0 | 1811157.8981 | 0
6270 | 1328.1557 | 0 | 0 | 0 | 0 | 277.3 | 0 | 0 | 0 | 1580505.3342 | 0
6271 | 1128.6053 | 157.866 | 157.866 | 153.6763 | 153.6763 | 279.95 | 45942.5087 | 55323.4761 | 25095.3435 | 1787044.7243 | 264330.9584
6272 | 1388.3388 | 590.835 | 590.835 | 575.1546 | 575.1546 | 297.55 | 182149.6506 | 207055.642 | 93922.7398 | 1490566.7519 | 979171.8827
6273 | 1708.9138 | 1411.713 | 1411.713 | 1374.2469 | 1374.2469 | 680.6 | 993823.0018 | 494728.8864 | 224414.5198 | 613444.467 | 1813181.3685
6274 | 1431.3986 | 1892.058 | 1431.398 | 1841.8438 | 1431.3986 | 695.55 | 1058864.68 | 515303.492 | 233747.3896 | 0 | 1867187.8894
6275 | 1533.1581 | 2386.542 | 1533.158 | 2323.2045 | 1533.1581 | 545.75 | 891398.0436 | 551936.9142 | 250364.7169 | 0 | 2229595.1597
6276 | 1365.5684 | 2454.4 | 1365.568 | 2389.2616 | 1365.5684 | 599.35 | 872246.5997 | 491604.6218 | 222997.3187 | 0 | 1912683.3711
6277 | 1628.745 | 3127.442 | 1628.745 | 3044.4414 | 1628.745 | 361.05 | 625400.3405 | 586348.2108 | 265974.0634 | 0 | 2669431.6669
6278 | 1656.7966 | 254.252 | 254.252 | 247.5043 | 247.5043 | 385.3 | 101469.0037 | 89101.5446 | 40417.4506 | 2583232.7959 | 399645.1779
6279 | 1559.5597 | 161.112 | 161.112 | 156.8362 | 156.8362 | 390.7 | 65202.6973 | 56461.0231 | 25611.3474 | 2571192.2005 | 252396.457
6280 | 1548.5916 | 71.957 | 71.957 | 70.0473 | 70.0473 | 776.4 | 57757.8063 | 25217.0282 | 11438.7242 | 2710171.6406 | 85709.8768
6281 | 1862.9184 | 132.975 | 132.975 | 129.4459 | 129.4459 | 1389.05 | 190955.9649 | 46600.5298 | 21138.5181 | 3177454.9752 | 79084.9824
6282 | 1641.6575 | 9.202 | 9.202 | 8.9578 | 8.9578 | 1672.5 | 15870.2957 | 3224.8022 | 1462.8061 | 2992738.6565 | 2933.6742
6283 | 1998.0095 | 0 | 0 | 0 | 0 | 1835.8 | 0 | 0 | 0 | 6789236.4101 | 0
6284 | 1726.4389 | 0 | 0 | 0 | 0 | 1417.5 | 0 | 0 | 0 | 5866439.3822 | 0
6285 | 1521.9814 | 0 | 0 | 0 | 0 | 1252.55 | 0 | 0 | 0 | 5171692.8889 | 0
6286 | 1737.8885 | 305.874 | 305.874 | 297.7563 | 297.7563 | 1353.75 | 426883.5932 | 107192.2575 | 48623.599 | 4893569.3794 | 192424.99
6287 | 1565.3264 | 592 | 592 | 576.2886 | 576.2886 | 713.15 | 436063.5382 | 207463.9114 | 94107.9354 | 3360750.34 | 741597.0399
6288 | 1698.6327 | 0 | 0 | 0 | 0 | 340.3 | 0 | 0 | 0 | 3113593.7098 | 0
6289 | 692.7019 | 0 | 0 | 0 | 0 | 318 | 0 | 0 | 0 | 824315.2822 | 0
6290 | 512.7793 | 0 | 0 | 0 | 0 | 301.8 | 0 | 0 | 0 | 610207.4166 | 0
6291 | 606.0119 | 0 | 0 | 0 | 0 | 292.85 | 0 | 0 | 0 | 721154.2197 | 0
6292 | 754.857 | 0 | 0 | 0 | 0 | 285.95 | 0 | 0 | 0 | 898279.8175 | 0
6293 | 802.2911 | 0 | 0 | 0 | 0 | 280.8 | 0 | 0 | 0 | 954726.4366 | 0
6294 | 671.4383 | 0 | 0 | 0 | 0 | 277.3 | 0 | 0 | 0 | 799011.6253 | 0
6295 | 609.2833 | 388.535 | 388.535 | 378.2235 | 378.2235 | 279.95 | 112615.1853 | 136160.4574 | 61763.8964 | 423532.5694 | 650563.319
6296 | 469.188 | 335.394 | 335.394 | 326.4928 | 326.4928 | 297.55 | 103131.871 | 117537.4174 | 53316.2785 | 261560.2285 | 555837.7118
6297 | 557.6649 | 838.839 | 557.665 | 816.5767 | 557.6649 | 325.05 | 192007.1854 | 200759.3687 | 91066.6803 | 0 | 934060.846
6298 | 672.0078 | 1953.731 | 672.008 | 1901.88 | 672.0078 | 339.05 | 241886.4733 | 241922.7917 | 109738.8663 | 0 | 1116171.2802
6299 | 802.2369 | 3933.527 | 802.237 | 3829.1333 | 802.2369 | 346.25 | 295791.6702 | 288805.2991 | 131005.2926 | 0 | 1326699.3427
6300 | 773.4902 | 4142.872 | 773.49 | 4032.9224 | 773.4902 | 349.85 | 288635.9014 | 278456.4797 | 126310.9531 | 0 | 1276374.8887
6301 | 936.0094 | 4078.743 | 936.01 | 3970.4954 | 936.0094 | 361.05 | 359858.1457 | 336963.3758 | 152850.3313 | 0 | 1534072.5688
6302 | 851.9365 | 3695.285 | 851.936 | 3597.2142 | 851.9365 | 385.3 | 349066.535 | 306697.1272 | 139121.2246 | 0 | 1375621.8091
6303 | 657.248 | 2562.501 | 657.248 | 2494.4936 | 657.248 | 390.7 | 272784.8785 | 236609.2691 | 107328.5935 | 0 | 1057709.1576
6304 | 682.6487 | 728.166 | 682.648 | 708.8409 | 682.6487 | 380.95 | 276248.6752 | 245753.5478 | 111476.5399 | 0 | 1105242.4486
6305 | 686.5273 | 250.087 | 250.087 | 243.4498 | 243.4498 | 1306.5 | 337058.9647 | 87641.9378 | 39755.3568 | 812161.0112 | 168832.4553
6306 | 776.4017 | 23.674 | 23.674 | 23.0457 | 23.0457 | 1476.55 | 36023.2004 | 8296.4538 | 3763.3636 | 1380901.5311 | 12063.2743
6307 | 785.1463 | 0 | 0 | 0 | 0 | 1791.75 | 0 | 0 | 0 | 2667927.2694 | 0
6308 | 546.3104 | 0 | 0 | 0 | 0 | 1448.55 | 0 | 0 | 0 | 1856362.6281 | 0
6309 | 724.5973 | 0 | 0 | 0 | 0 | 1396.1 | 0 | 0 | 0 | 2462181.5693 | 0
6310 | 823.5547 | 305.874 | 305.874 | 297.7563 | 297.7563 | 1466.25 | 461762.9212 | 107192.2575 | 48623.599 | 1786663.0635 | 158927.4095
6311 | 729.5043 | 592 | 592 | 576.2886 | 576.2886 | 1237.65 | 754037.4347 | 207463.9114 | 94107.9354 | 520626.6773 | 439333.6468
6312 | 745.043 | 0 | 0 | 0 | 0 | 735.75 | 0 | 0 | 0 | 1365663.8755 | 0
6313 | 1741.9777 | 0 | 0 | 0 | 0 | 1069.95 | 0 | 0 | 0 | 3193045.0654 | 0
6314 | 1703.5397 | 0 | 0 | 0 | 0 | 1092.7 | 0 | 0 | 0 | 3122588.2023 | 0
6315 | 1585.7722 | 0 | 0 | 0 | 0 | 649.35 | 0 | 0 | 0 | 2906720.3674 | 0
6316 | 1660.1947 | 0 | 0 | 0 | 0 | 285.95 | 0 | 0 | 0 | 3043136.8466 | 0
6317 | 1616.0319 | 0 | 0 | 0 | 0 | 280.8 | 0 | 0 | 0 | 2962186.4085 | 0
6318 | 1492.5396 | 0 | 0 | 0 | 0 | 1028.3 | 0 | 0 | 0 | 2735824.997 | 0
6319 | 1496.6287 | 326.8 | 326.8 | 318.1269 | 318.1269 | 1267.9 | 426720.3863 | 114525.6862 | 51950.1238 | 2160193.7899 | 232900.708
6320 | 112.7164 | 534.54 | 112.716 | 520.3536 | 112.7164 | 1137.95 | 135749.7155 | 40577.8977 | 18406.5853 | 0 | 97167.1575
6321 | 91.689 | 965.221 | 91.689 | 939.6046 | 91.689 | 1412.55 | 137243.0776 | 33008.0233 | 14972.8061 | 0 | 53862.6758
6322 | 0 | 1837.812 | 0 | 1789.0375 | 0 | 1140.5 | 0 | 0 | 0 | 0 | 0
6323 | 0 | 2462.103 | 0 | 2396.7601 | 0 | 346.25 | 0 | 0 | 0 | 0 | 0
6324 | 0 | 2533.694 | 0 | 2466.4511 | 0 | 349.85 | 0 | 0 | 0 | 0 | 0
6325 | 0 | 1017.131 | 0 | 990.1369 | 0 | 361.05 | 0 | 0 | 0 | 0 | 0
6326 | 89.7711 | 475.295 | 89.771 | 462.6809 | 89.7711 | 1226.4 | 117041.7795 | 32317.6113 | 14659.6276 | 0 | 69446.9559
6327 | 73.0251 | 583.503 | 73.025 | 568.0171 | 73.0251 | 1505.7 | 116813.8995 | 26289.0192 | 11924.9912 | 0 | 36096.2838
6328 | 78.3215 | 446.375 | 78.322 | 434.5285 | 78.3215 | 1410 | 117128.8389 | 28195.7487 | 12789.9049 | 0 | 46209.6992
6329 | 73.0629 | 346.698 | 73.062 | 337.4968 | 73.0629 | 1822.45 | 140826.8932 | 26302.636 | 11931.168 | 0 | 12972.314
6330 | 85.2782 | 85.278 | 85.278 | 83.0148 | 83.0148 | 1846.5 | 161855.3296 | 29885.3166 | 13556.3117 | 4148.8511 | 12742.7669
6331 | 79.3551 | 79.355 | 79.355 | 77.249 | 77.249 | 1845.85 | 150386.3919 | 27809.6262 | 12614.7554 | 3860.4722 | 11907.9274
6332 | 88.3256 | 88.326 | 88.326 | 85.9819 | 85.9819 | 1668.4 | 151389.1871 | 30953.4754 | 14040.8404 | 4296.0977 | 28511.5901
6333 | 80.9652 | 80.965 | 80.965 | 78.8162 | 78.8162 | 1592.65 | 132413.5092 | 28373.8439 | 12870.6909 | 3938.9817 | 32105.7925
6334 | 88.3256 | 88.326 | 88.326 | 85.9819 | 85.9819 | 1761.15 | 159812.5388 | 30953.4754 | 14040.8404 | 4296.0977 | 20536.7711
6335 | 80.9652 | 80.965 | 80.965 | 78.8162 | 78.8162 | 1548.2 | 128948.3345 | 28373.8439 | 12870.6909 | 3938.9817 | 35609.1741
6336 | 85.8721 | 85.872 | 85.872 | 83.593 | 83.593 | 1369.35 | 121019.8645 | 30093.4814 | 13650.7375 | 4177.6538 | 52717.9279
6337 | 76.876 | 0 | 0 | 0 | 0 | 723.9 | 0 | 0 | 0 | 91482.4516 | 0
6338 | 83.4186 | 21.969 | 21.969 | 21.386 | 21.386 | 336 | 7612.536 | 7698.9437 | 3492.3264 | 73818.9061 | 35586.2286
6339 | 77.6938 | 77.694 | 77.694 | 75.632 | 75.632 | 325.8 | 26114.8803 | 27227.5357 | 12350.7127 | 2453.5373 | 126623.1674
6340 | 81.783 | 81.783 | 81.783 | 79.6125 | 79.6125 | 316.55 | 26672.2424 | 28660.5086 | 13000.7251 | 2582.8538 | 134023.7031
6341 | 78.5117 | 78.512 | 78.512 | 76.4283 | 76.4283 | 308.3 | 24941.813 | 27514.2004 | 12480.747 | 2479.1689 | 129293.8132
6342 | 83.4186 | 83.419 | 83.419 | 81.2051 | 81.2051 | 298.55 | 25653.2656 | 29233.8379 | 13260.7937 | 2634.117 | 138166.4263
6343 | 68.6977 | 68.698 | 68.698 | 66.8748 | 66.8748 | 690.45 | 48767.585 | 24074.9253 | 10920.6536 | 3341.4093 | 87575.8846
6344 | 80.819 | 595.305 | 80.819 | 579.5059 | 80.819 | 657.15 | 56084.9024 | 29094.83 | 13197.7381 | 0 | 108527.7567
6345 | 556.7111 | 1713.378 | 556.711 | 1667.9059 | 556.7111 | 1029.8 | 607021.6457 | 200416.0028 | 90910.9257 | 0 | 540121.1276
6346 | 1538.6406 | 1830.334 | 1538.641 | 1781.7579 | 1538.6406 | 685.15 | 1118620.2178 | 553910.6239 | 251260.0136 | 0 | 2023081.6218
6347 | 1710.5127 | 2175.815 | 1710.513 | 2118.0701 | 1710.5127 | 342.65 | 622094.8039 | 615784.5666 | 279326.7215 | 0 | 2834918.1985
6348 | 1592.0899 | 2929.092 | 1592.09 | 2851.3555 | 1592.0899 | 347.95 | 588718.7763 | 573152.3622 | 259988.2799 | 0 | 2630212.111
6349 | 1586.6892 | 2939.777 | 1586.69 | 2861.7569 | 1586.6892 | 354.75 | 598314.9766 | 571208.0944 | 259106.3384 | 0 | 2610500.3257
6350 | 1637.1595 | 3109.381 | 1637.159 | 3026.8597 | 1637.1595 | 1285.1 | 2236580.9831 | 589377.4121 | 267348.1428 | 0 | 1170405.3108
6351 | 1737.0911 | 1737.092 | 1737.092 | 1690.9905 | 1690.9905 | 1487.45 | 2672699.1923 | 608756.5891 | 276138.7528 | 84502.4157 | 866717.1937
6352 | 1235.9792 | 1361.868 | 1235.979 | 1325.7248 | 1235.9792 | 1483.75 | 1949298.6774 | 444952.4969 | 201835.3965 | 0 | 638074.2403
6353 | 1637.9753 | 691.554 | 691.554 | 673.2005 | 673.2005 | 1780.9 | 1272320.2083 | 242352.1922 | 109933.6472 | 1768432.0785 | 147498.237
6354 | 1283.7711 | 56.37 | 56.37 | 54.874 | 54.874 | 1755.5 | 101976.1602 | 19754.6295 | 8960.9195 | 2252568.4248 | 13416.6859
6355 | 1342.5199 | 0 | 0 | 0 | 0 | 1830.45 | 0 | 0 | 0 | 4561882.6304 | 0
6356 | 1375.5899 | 0 | 0 | 0 | 0 | 1509.6 | 0 | 0 | 0 | 4674254.402 | 0
6357 | 1208.7526 | 0 | 0 | 0 | 0 | 1466.2 | 0 | 0 | 0 | 4107341.2634 | 0
6358 | 1334.6984 | 305.874 | 305.874 | 297.7563 | 297.7563 | 1390.5 | 437471.2682 | 107192.2575 | 48623.599 | 3523529.2939 | 181482.447
6359 | 1426.2953 | 592 | 592 | 576.2886 | 576.2886 | 1268.3 | 774012.3725 | 207463.9114 | 94107.9354 | 2888322.7233 | 421670.3999
6360 | 1445.9232 | 0 | 0 | 0 | 0 | 1077.7 | 0 | 0 | 0 | 2650377.3118 | 0
6361 | 1568.5977 | 0 | 0 | 0 | 0 | 700.5 | 0 | 0 | 0 | 1866631.2999 | 0
6362 | 1526.8884 | 0 | 0 | 0 | 0 | 1099 | 0 | 0 | 0 | 1816997.2043 | 0
6363 | 1723.1676 | 0 | 0 | 0 | 0 | 270.65 | 0 | 0 | 0 | 2050569.4214 | 0
6364 | 1466.369 | 0 | 0 | 0 | 0 | 266.45 | 0 | 0 | 0 | 1744979.104 | 0
6365 | 1491.7217 | 0 | 0 | 0 | 0 | 263.3 | 0 | 0 | 0 | 1775148.848 | 0
6366 | 1755.8808 | 0 | 0 | 0 | 0 | 262.05 | 0 | 0 | 0 | 2089498.1234 | 0
6367 | 1216.9309 | 0 | 0 | 0 | 0 | 265.5 | 0 | 0 | 0 | 2230634.2994 | 0
6368 | 1615.258 | 314.368 | 314.368 | 306.0248 | 306.0248 | 276.45 | 89566.7057 | 110168.9441 | 49973.8571 | 2399824.3609 | 527449.121
6369 | 1535.5124 | 1068.486 | 1068.486 | 1040.129 | 1040.129 | 294.1 | 323632.5155 | 374446.4271 | 169853.0598 | 908037.8802 | 1774355.9998
6370 | 1473.9411 | 1128.67 | 1128.67 | 1098.7157 | 1098.7157 | 306.3 | 355947.3131 | 395537.6569 | 179420.276 | 687788.0913 | 1860894.804
6371 | 1908.6882 | 1908.689 | 1908.689 | 1858.0334 | 1858.0334 | 320.05 | 628613.1857 | 668892.0364 | 303416.8598 | 92850.1889 | 3121403.2682
6372 | 2013.4594 | 2013.459 | 2013.459 | 1960.0229 | 1960.0229 | 320.45 | 664182.9701 | 705608.2425 | 320071.7389 | 97949.0517 | 3291956.4546
6373 | 2035.7422 | 818.917 | 818.917 | 797.1834 | 797.1834 | 314.5 | 265886.9141 | 286986.0201 | 130180.0475 | 2270278.2359 | 1343652.6026
6374 | 1841.9829 | 1841.982 | 1841.982 | 1793.0968 | 1793.0968 | 325.1 | 620908.6902 | 645514.8487 | 292812.7077 | 89608.271 | 3003257.8335
6375 | 1628.7921 | 1180.109 | 1180.109 | 1148.7896 | 1148.7896 | 332.25 | 406686.3821 | 413564.2382 | 187597.3336 | 879844.5926 | 1915893.7728
6376 | 1389.4705 | 1295.807 | 1295.807 | 1261.417 | 1261.417 | 327.55 | 440860.9996 | 454110.1159 | 205989.3942 | 234722.0772 | 2109656.8426
6377 | 1931.9585 | 547.156 | 547.156 | 532.6348 | 532.6348 | 322.7 | 182067.2462 | 191748.5201 | 86979.2593 | 2564960.4355 | 893388.3132
6378 | 1367.8348 | 49.275 | 49.275 | 47.9673 | 47.9673 | 1352.55 | 68450.7653 | 17268.2166 | 7833.0549 | 2419317.1947 | 31056.4079
6379 | 1384.0595 | 0 | 0 | 0 | 0 | 1775.4 | 0 | 0 | 0 | 4703034.2761 | 0
6380 | 1184.2177 | 0 | 0 | 0 | 0 | 1304.3 | 0 | 0 | 0 | 4023971.6834 | 0
6381 | 1696.1792 | 0 | 0 | 0 | 0 | 315.5 | 0 | 0 | 0 | 5763616.9012 | 0
6382 | 1602.9466 | 305.874 | 305.874 | 297.7563 | 297.7563 | 319.1 | 101024.7213 | 107192.2575 | 48623.599 | 4435036.6945 | 500498.5156
6383 | 1638.9311 | 592 | 592 | 576.2886 | 576.2886 | 312.1 | 191595.8639 | 207463.9114 | 94107.9354 | 3610859.0766 | 972717.6001
6384 | 1551.4233 | 0 | 0 | 0 | 0 | 297.8 | 0 | 0 | 0 | 2843758.9144 | 0
6385 | 1701.0862 | 0 | 0 | 0 | 0 | 318 | 0 | 0 | 0 | 2024292.5471 | 0
6386 | 1653.652 | 0 | 0 | 0 | 0 | 301.8 | 0 | 0 | 0 | 1967845.9276 | 0
6387 | 1684.7296 | 0 | 0 | 0 | 0 | 292.85 | 0 | 0 | 0 | 2004828.1954 | 0
6388 | 1203.0278 | 0 | 0 | 0 | 0 | 285.95 | 0 | 0 | 0 | 1431603.0463 | 0
6389 | 1548.9698 | 0 | 0 | 0 | 0 | 280.8 | 0 | 0 | 0 | 1843274.0787 | 0
6390 | 1546.5163 | 0 | 0 | 0 | 0 | 277.3 | 0 | 0 | 0 | 1840354.4256 | 0
6391 | 1351.055 | 0 | 0 | 0 | 0 | 279.95 | 0 | 0 | 0 | 2476483.7783 | 0
6392 | 1371.2114 | 48.931 | 48.931 | 47.6324 | 47.6324 | 297.55 | 15030.8312 | 17147.6633 | 7778.3706 | 2426120.3474 | 81091.7759
6393 | 1665.9839 | 815.744 | 815.744 | 794.0946 | 794.0946 | 1115.95 | 937527.6168 | 285874.0556 | 129675.648 | 1598173.0742 | 702019.3302
6394 | 1480.4755 | 1463.495 | 1463.495 | 1424.6546 | 1424.6546 | 339.05 | 511813.5497 | 512875.6706 | 232646.1028 | 102319.7051 | 2366280.1252
6395 | 1901.1918 | 1901.192 | 1901.192 | 1850.7354 | 1850.7354 | 346.25 | 678624.4291 | 666264.7443 | 302225.0909 | 92486.523 | 3060653.669
6396 | 1801.945 | 1801.945 | 1801.945 | 1754.1224 | 1754.1224 | 349.85 | 650648.3692 | 631484.0503 | 286448.1817 | 87658.9779 | 2894565.0157
6397 | 1608.8247 | 1608.825 | 1608.825 | 1566.1277 | 1566.1277 | 361.05 | 598835.1563 | 563805.9582 | 255748.6471 | 78263.7429 | 2566804.9309
6398 | 1764.516 | 1244.368 | 1244.368 | 1211.3432 | 1211.3432 | 385.3 | 494660.7138 | 436083.5346 | 197812.3367 | 1013965.9007 | 1955955.787
6399 | 1869.6654 | 895.043 | 895.043 | 871.289 | 871.289 | 390.7 | 360851.3469 | 313664.0568 | 142281.5013 | 1830023.9454 | 1402165.4629
6400 | 1735.3911 | 1024.074 | 1024.074 | 996.8956 | 996.8956 | 776.4 | 818893.8124 | 358882.4284 | 162793.0571 | 1353662.1354 | 1219801.4982
6401 | 1870.3575 | 351.077 | 351.077 | 341.7596 | 341.7596 | 1446.6 | 523223.908 | 123033.4588 | 55809.344 | 2801920.006 | 189129.767
6402 | 1742.4091 | 26.283 | 26.283 | 25.5855 | 25.5855 | 1755.2 | 47457.678 | 9210.7669 | 4178.1062 | 3146937.6762 | 6263.3215
6403 | 1712.774 | 0 | 0 | 0 | 0 | 1845.85 | 0 | 0 | 0 | 5820006.001 | 0
6404 | 1736.2529 | 0 | 0 | 0 | 0 | 1557.95 | 0 | 0 | 0 | 5899787.2149 | 0
6405 | 1571.8691 | 0 | 0 | 0 | 0 | 1252.55 | 0 | 0 | 0 | 5341211.0353 | 0
6406 | 1566.1442 | 305.874 | 305.874 | 297.7563 | 297.7563 | 1265.25 | 397129.2787 | 107192.2575 | 48623.599 | 4309982.3228 | 218776.42
6407 | 1353.5085 | 592 | 592 | 576.2886 | 576.2886 | 752.1 | 457978.5035 | 207463.9114 | 94107.9354 | 2640992.9731 | 719150.5973
6408 | 390.9227 | 0 | 0 | 0 | 0 | 340.3 | 0 | 0 | 0 | 716561.2871 | 0
6409 | 403.1901 | 0 | 0 | 0 | 0 | 318 | 0 | 0 | 0 | 479796.2622 | 0
6410 | 386.8335 | 0 | 0 | 0 | 0 | 301.8 | 0 | 0 | 0 | 460331.9108 | 0
6411 | 365.57 | 0 | 0 | 0 | 0 | 292.85 | 0 | 0 | 0 | 435028.2539 | 0
6412 | 375.3839 | 0 | 0 | 0 | 0 | 285.95 | 0 | 0 | 0 | 446706.8648 | 0
6413 | 388.4692 | 0 | 0 | 0 | 0 | 280.8 | 0 | 0 | 0 | 462278.346 | 0
6414 | 406.4615 | 0 | 0 | 0 | 0 | 277.3 | 0 | 0 | 0 | 483689.1325 | 0
6415 | 362.2986 | 226.571 | 226.571 | 220.5579 | 220.5579 | 635.5 | 148725.9491 | 79400.8545 | 36017.1098 | 259810.7262 | 300951.2944
6416 | 452.8416 | 452.841 | 452.841 | 440.8228 | 440.8228 | 693 | 323220.5455 | 158696.2248 | 71986.3709 | 22030.3955 | 576155.4607
6417 | 1718.3751 | 1718.375 | 1718.375 | 1672.7703 | 1672.7703 | 1077 | 1909626.6011 | 602197.2951 | 273163.3842 | 83593.6584 | 1543966.9539
6418 | 1870.1756 | 1899.012 | 1870.175 | 1848.6133 | 1848.6133 | 339.05 | 663733.0909 | 665500.7724 | 301878.5448 | 39523.7201 | 3070454.1888
6419 | 1892.5228 | 2176.051 | 1892.523 | 2118.2998 | 1892.5228 | 346.25 | 693740.4608 | 681308.1979 | 309048.9687 | 0 | 3129759.5342
6420 | 1967.7386 | 1967.739 | 1967.739 | 1915.5163 | 1915.5163 | 349.85 | 709895.7454 | 689585.8607 | 312803.8085 | 95723.4893 | 3160889.1889
6421 | 1715.3512 | 2617.186 | 1715.352 | 2547.7273 | 1715.3512 | 361.05 | 655187.471 | 617526.4216 | 280116.8462 | 0 | 2811374.8017
6422 | 1757.0441 | 2398.876 | 1757.044 | 2335.2111 | 1757.0441 | 385.3 | 719479.5465 | 632535.89 | 286925.3079 | 0 | 2837099.1712
6423 | 1950.1113 | 1048.204 | 1048.204 | 1020.3852 | 1020.3852 | 390.7 | 423293.4813 | 367338.6854 | 166628.9092 | 1704187.8473 | 1642105.9623
6424 | 1726.1516 | 1446.617 | 1446.617 | 1408.2246 | 1408.2246 | 1346.4 | 2012442.2411 | 506960.8464 | 229963.0728 | 582760.3075 | 920415.5812
6425 | 2137.608 | 987.822 | 987.822 | 961.6057 | 961.6057 | 1577.8 | 1607999.575 | 346178.0673 | 157030.2178 | 2155612.1176 | 405989.9445
6426 | 1644.1407 | 71.044 | 71.044 | 69.1585 | 69.1585 | 1552.8 | 113325.3271 | 24897.0711 | 11293.5881 | 2886942.2755 | 30927.695
6427 | 1812.7762 | 0 | 0 | 0 | 0 | 1845.85 | 0 | 0 | 0 | 6159813.4562 | 0
6428 | 1637.2954 | 0 | 0 | 0 | 0 | 1762.45 | 0 | 0 | 0 | 5563529.9119 | 0
6429 | 1228.3805 | 0 | 0 | 0 | 0 | 1570.1 | 0 | 0 | 0 | 4174036.9254 | 0
6430 | 1411.5744 | 305.874 | 305.874 | 297.7563 | 297.7563 | 1566.5 | 492586.6792 | 107192.2575 | 48623.599 | 3784753.9759 | 129077.3434
6431 | 1350.2371 | 592 | 592 | 576.2886 | 576.2886 | 1378.15 | 839427.4336 | 207463.9114 | 94107.9354 | 2629877.0277 | 358365.0925
6432 | 369.6591 | 0 | 0 | 0 | 0 | 1092.25 | 0 | 0 | 0 | 677585.1501 | 0
6433 | 112.8605 | 0 | 0 | 0 | 0 | 1196.2 | 0 | 0 | 0 | 134304.0248 | 0
6434 | 119.4032 | 0 | 0 | 0 | 0 | 1210.8 | 0 | 0 | 0 | 142089.7653 | 0
6435 | 113.6784 | 0 | 0 | 0 | 0 | 1196.85 | 0 | 0 | 0 | 135277.2423 | 0
6436 | 116.1318 | 0 | 0 | 0 | 0 | 1175.85 | 0 | 0 | 0 | 138196.895 | 0
6437 | 112.8605 | 0 | 0 | 0 | 0 | 1180.25 | 0 | 0 | 0 | 134304.0248 | 0
6438 | 116.9497 | 0 | 0 | 0 | 0 | 1251.8 | 0 | 0 | 0 | 139170.1125 | 0
6439 | 100.5931 | 100.593 | 100.593 | 97.9233 | 97.9233 | 1254.95 | 130016.3913 | 35252.394 | 15990.8776 | 4893.67 | 72957.767
6440 | 225.1445 | 326.734 | 225.144 | 318.0627 | 225.1445 | 995.75 | 237098.4604 | 81052.0128 | 36766.0936 | 0 | 226101.3439
6441 | 1240.0192 | 2302.613 | 1240.02 | 2241.5029 | 1240.0192 | 681.55 | 894691.556 | 446406.9257 | 202495.1416 | 0 | 1634903.3643
6442 | 1266.4219 | 3355.186 | 1266.422 | 3266.1412 | 1266.4219 | 339.05 | 453598.3452 | 455911.8674 | 206806.6888 | 0 | 2103463.3784
6443 | 1701.8192 | 3834.645 | 1701.819 | 3732.8756 | 1701.8192 | 346.25 | 622014.1844 | 612654.8954 | 277907.0678 | 0 | 2814383.4259
6444 | 1591.6166 | 4051.496 | 1591.617 | 3943.9715 | 1591.6166 | 349.85 | 589657.7767 | 572981.9674 | 259910.9869 | 0 | 2626406.0929
6445 | 1439.8744 | 3978.316 | 1439.874 | 3872.7337 | 1439.8744 | 361.05 | 550848.4483 | 518354.7743 | 235131.4851 | 0 | 2359882.1036
6446 | 1622.9691 | 3597.232 | 1622.969 | 3501.7634 | 1622.9691 | 385.3 | 662018.3412 | 584268.8785 | 265030.8552 | 0 | 2620608.2171
6447 | 1764.8544 | 2986.414 | 1764.854 | 2907.1562 | 1764.8544 | 390.7 | 729969.4568 | 635347.5894 | 288200.726 | 0 | 2840180.2101
6448 | 1749.6223 | 2111.415 | 1749.622 | 2055.3792 | 1749.6223 | 737.45 | 1364213.2469 | 629864.0399 | 285713.327 | 0 | 2208985.6765
6449 | 1578.746 | 872.232 | 872.232 | 849.0834 | 849.0834 | 1383.6 | 1240921.5122 | 305670.0378 | 138655.3255 | 1337471.4354 | 523375.0313
6450 | 1433.9206 | 47.218 | 47.218 | 45.9649 | 45.9649 | 1552.8 | 75217.9141 | 16547.3496 | 7506.0616 | 2544122.8201 | 20555.4854
6451 | 1471.9558 | 0 | 0 | 0 | 0 | 1796.7 | 0 | 0 | 0 | 5001705.7914 | 0
6452 | 1491.7217 | 0 | 0 | 0 | 0 | 1687.5 | 0 | 0 | 0 | 5068870.408 | 0
6453 | 1544.0628 | 0 | 0 | 0 | 0 | 1531.25 | 0 | 0 | 0 | 5246725.5099 | 0
6454 | 1414.8457 | 305.874 | 305.874 | 297.7563 | 297.7563 | 1377.75 | 432617.0188 | 107192.2575 | 48623.599 | 3795869.9212 | 185278.8395
6455 | 1431.2023 | 592 | 592 | 576.2886 | 576.2886 | 1256.1 | 765514.5867 | 207463.9114 | 94107.9354 | 2904996.638 | 428701.1213
6456 | 482.5196 | 0 | 0 | 0 | 0 | 1230.2 | 0 | 0 | 0 | 884458.4924 | 0
6457 | 426.0894 | 0 | 0 | 0 | 0 | 1118.5 | 0 | 0 | 0 | 507046.3542 | 0
6458 | 399.101 | 0 | 0 | 0 | 0 | 1170.45 | 0 | 0 | 0 | 474930.1744 | 0
6459 | 440.8103 | 0 | 0 | 0 | 0 | 923.85 | 0 | 0 | 0 | 524564.2704 | 0
6460 | 390.1049 | 0 | 0 | 0 | 0 | 997.05 | 0 | 0 | 0 | 464224.7811 | 0
6461 | 392.5583 | 0 | 0 | 0 | 0 | 992.85 | 0 | 0 | 0 | 467144.4338 | 0
6462 | 495.6049 | 0 | 0 | 0 | 0 | 1176.75 | 0 | 0 | 0 | 589769.8477 | 0
6463 | 433.4498 | 300.568 | 300.568 | 292.5911 | 292.5911 | 1188.95 | 368511.5713 | 105332.7921 | 47780.1249 | 258194.0945 | 237306.0028
6464 | 442.7905 | 452.395 | 442.791 | 440.3887 | 440.3887 | 572.05 | 266009.1431 | 158539.926 | 71915.472 | 4402.4968 | 628853.0204
6465 | 1681.4818 | 2266.714 | 1681.482 | 2206.5566 | 1681.4818 | 1224.5 | 2178392.9168 | 605333.4368 | 274585.9729 | 0 | 1303989.1119
6466 | 1826.7294 | 1926.753 | 1826.729 | 1875.618 | 1826.7294 | 1248.05 | 2408412.4003 | 657622.5768 | 298304.9078 | 0 | 1373609.1573
6467 | 1832.1434 | 1832.481 | 1832.143 | 1783.848 | 1783.848 | 1059.25 | 1997903.762 | 642185.2632 | 291302.3708 | 88525.5796 | 1678154.962
6468 | 1642.4999 | 2050.678 | 1642.499 | 1996.2541 | 1642.4999 | 794.8 | 1382432.9189 | 591299.9665 | 268220.2348 | 0 | 1979540.8879
6469 | 1936.4576 | 1576.464 | 1576.464 | 1534.6255 | 1534.6255 | 361.05 | 586679.457 | 552465.1817 | 250604.3449 | 736558.2597 | 2515174.4712
6470 | 1870.011 | 1870.011 | 1870.011 | 1820.3819 | 1820.3819 | 741.8 | 1427621.2467 | 655337.4939 | 297268.3688 | 90970.0569 | 2290404.5412
6471 | 1945.9424 | 2021.126 | 1945.942 | 1967.4864 | 1945.9424 | 1119.7 | 2301923.7904 | 700539.2633 | 317772.3936 | 0 | 1713013.093
6472 | 1509.5259 | 1354.667 | 1354.667 | 1318.7149 | 1318.7149 | 1549.95 | 2162865.0332 | 474737.3555 | 215346.1393 | 349756.5661 | 593487.6301
6473 | 1569.9972 | 530.808 | 530.808 | 516.7206 | 516.7206 | 1821.5 | 994609.4633 | 186019.4322 | 84380.4813 | 1930656.004 | 92234.6351
6474 | 1518.9095 | 36.06 | 36.06 | 35.103 | 35.103 | 1851.5 | 68479.5446 | 12637.0754 | 5732.3178 | 2719817.2535 | 5212.7936
6475 | 1387.3227 | 0 | 0 | 0 | 0 | 1845.85 | 0 | 0 | 0 | 4714122.4293 | 0
6476 | 1625.028 | 0 | 0 | 0 | 0 | 1629.55 | 0 | 0 | 0 | 5521845.1236 | 0
6477 | 1559.6016 | 0 | 0 | 0 | 0 | 1431.05 | 0 | 0 | 0 | 5299526.2436 | 0
6478 | 1286.4464 | 305.874 | 305.874 | 297.7563 | 297.7563 | 1462.4 | 459168.5447 | 107192.2575 | 48623.599 | 3359569.1236 | 160073.7712
6479 | 1165.4076 | 592 | 592 | 576.2886 | 576.2886 | 1265.65 | 771627.1175 | 207463.9114 | 94107.9354 | 2001826.1998 | 423197.5648
6480 | 1319.1596 | 0 | 0 | 0 | 0 | 1239.75 | 0 | 0 | 0 | 2418019.5725 | 0
6481 | 1503.1713 | 0 | 0 | 0 | 0 | 1150 | 0 | 0 | 0 | 2755313.0662 | 0
6482 | 924.9656 | 0 | 0 | 0 | 0 | 1020.8 | 0 | 0 | 0 | 1695461.9573 | 0
6483 | 1193.2138 | 0 | 0 | 0 | 0 | 1181.85 | 0 | 0 | 0 | 2187160.9156 | 0
6484 | 1166.2254 | 0 | 0 | 0 | 0 | 834.95 | 0 | 0 | 0 | 2137691.204 | 0
6485 | 1228.3805 | 0 | 0 | 0 | 0 | 1169.8 | 0 | 0 | 0 | 2251621.4492 | 0
6486 | 1238.1945 | 0 | 0 | 0 | 0 | 1166.3 | 0 | 0 | 0 | 2269610.436 | 0
6487 | 1037.0083 | 98.781 | 98.781 | 96.1594 | 96.1594 | 1168.95 | 118932.6504 | 34617.3862 | 15702.831 | 1724576.0262 | 79913.2744
6488 | 344.9167 | 344.917 | 344.917 | 335.7631 | 335.7631 | 572.05 | 203096.4744 | 120874.7127 | 54830.1127 | 16778.5467 | 479452.9056
6489 | 280.4042 | 280.404 | 280.404 | 272.9622 | 272.9622 | 1224.5 | 354572.6461 | 98266.4031 | 44574.7323 | 13641.1724 | 211682.2099
6490 | 270.3306 | 586.479 | 270.331 | 570.9142 | 270.3306 | 1313.55 | 376096.8565 | 97319.0173 | 44144.9876 | 0 | 185568.4428
6491 | 287.6502 | 1995.966 | 287.651 | 1942.9942 | 287.6502 | 790.75 | 241383.9159 | 103554.0706 | 46973.277 | 0 | 347840.9998
6492 | 303.9311 | 2273.311 | 303.931 | 2212.9786 | 303.9311 | 349.85 | 113062.6489 | 109415.2121 | 49631.9559 | 0 | 501531.9784
6493 | 295.44 | 2040.287 | 295.44 | 1986.1389 | 295.44 | 635.55 | 199595.6821 | 106358.4093 | 48245.3562 | 0 | 403113.1433
6494 | 282.4089 | 2597.795 | 282.409 | 2528.8509 | 282.4089 | 740.85 | 222226.5353 | 101667.2144 | 46117.3781 | 0 | 355595.2027
6495 | 273.0489 | 1598.488 | 273.049 | 1556.065 | 273.0489 | 390.7 | 113468.9066 | 98297.5917 | 44588.8798 | 0 | 439417.5396
6496 | 209.159 | 828.209 | 209.159 | 806.2288 | 209.159 | 1259.95 | 280043.7689 | 75297.2301 | 34155.6602 | 0 | 154788.0975
6497 | 292.731 | 256.106 | 256.106 | 249.3091 | 249.3091 | 1538.9 | 406564.7477 | 89751.2711 | 40712.1738 | 79592.3024 | 114956.4197
6498 | 235.0545 | 13.806 | 13.806 | 13.4396 | 13.4396 | 1644.05 | 23345.8357 | 4838.2547 | 2194.6861 | 406220.1801 | 4783.8243
6499 | 209.7018 | 0 | 0 | 0 | 0 | 1829.5 | 0 | 0 | 0 | 384383.4122 | 0
6500 | 305.8684 | 0 | 0 | 0 | 0 | 1691 | 0 | 0 | 0 | 560656.7393 | 0
6501 | 293.6009 | 195.358 | 195.358 | 190.1733 | 190.1733 | 1596.1 | 319951.5115 | 68462.3899 | 31055.3007 | 189582.8379 | 76810.998
6502 | 298.5079 | 298.508 | 298.508 | 290.5858 | 290.5858 | 1586.3 | 486379.1012 | 104610.8737 | 47452.6547 | 14521.3007 | 120215.3291
6503 | 235.535 | 235.535 | 235.535 | 229.284 | 229.284 | 1528.05 | 369845.8064 | 82542.2506 | 37442.082 | 11458.0447 | 108210.5977
6504 | 168.473 | 168.473 | 168.473 | 164.0018 | 164.0018 | 1492.95 | 258471.2249 | 59040.6546 | 26781.4969 | 8195.5981 | 83157.122
6505 | 199.5505 | 0 | 0 | 0 | 0 | 1635.05 | 0 | 0 | 0 | 237465.0871 | 0
6506 | 243.7133 | 0 | 0 | 0 | 0 | 1399.5 | 0 | 0 | 0 | 290018.836 | 0
6507 | 191.3722 | 0 | 0 | 0 | 0 | 1279.8 | 0 | 0 | 0 | 227732.9115 | 0
6508 | 152.1164 | 0 | 0 | 0 | 0 | 1225.55 | 0 | 0 | 0 | 181018.468 | 0
6509 | 135.7598 | 0 | 0 | 0 | 0 | 1275.3 | 0 | 0 | 0 | 161554.1167 | 0
6510 | 197.097 | 0 | 0 | 0 | 0 | 1324.55 | 0 | 0 | 0 | 234545.4345 | 0
6511 | 122.6745 | 122.675 | 122.675 | 119.4193 | 119.4193 | 1260.1 | 158383.8101 | 42990.9381 | 19501.1672 | 5966.8024 | 88358.3196
6512 | 195.7169 | 280.147 | 195.717 | 272.7121 | 195.7169 | 1198.25 | 246763.5916 | 70458.0897 | 31960.5724 | 0 | 156916.0372
6513 | 885.4685 | 1410.356 | 885.468 | 1372.9259 | 885.4685 | 758.5 | 708965.4389 | 318768.6644 | 144597.0081 | 0 | 1099309.158
6514 | 1487.9546 | 2498.299 | 1487.955 | 2431.9955 | 1487.9546 | 327.25 | 515480.95 | 535663.6531 | 242982.9849 | 0 | 2488976.0438
6515 | 1782.3192 | 1768.469 | 1768.469 | 1721.5348 | 1721.5348 | 342.65 | 625703.5254 | 619752.5269 | 281126.6323 | 111417.7597 | 2853185.6955
6516 | 1685.3849 | 2784.572 | 1685.385 | 2710.671 | 1685.3849 | 347.95 | 622969.831 | 606738.5503 | 275223.348 | 0 | 2784340.0613
6517 | 1718.2943 | 3113.052 | 1718.294 | 3030.4333 | 1718.2943 | 629.25 | 1146870.471 | 618585.9613 | 280597.4652 | 0 | 2355351.9624
6518 | 1671.8876 | 2859.716 | 1671.887 | 2783.8207 | 1671.8876 | 914.6 | 1622166.854 | 601879.5367 | 273019.2454 | 0 | 1814666.8032
6519 | 1697.546 | 2032.691 | 1697.546 | 1978.7445 | 1697.546 | 1088.45 | 1962160.4204 | 611116.5571 | 277209.2605 | 0 | 1547398.049
6520 | 1755.8511 | 1016.748 | 1016.748 | 989.7641 | 989.7641 | 1385.2 | 1454556.8145 | 356315.0625 | 161628.4714 | 1404237.595 | 608506.9455
6521 | 1623.5477 | 230.206 | 230.206 | 224.0965 | 224.0965 | 1710.5 | 405325.2981 | 80674.725 | 36594.9516 | 2565194.1664 | 64875.9247
6522 | 1905.103 | 10.617 | 10.617 | 10.3352 | 10.3352 | 1826.85 | 19884.6554 | 3720.683 | 1687.7432 | 3473109.3946 | 1789.5452
6523 | 1574.8582 | 0 | 0 | 0 | 0 | 1830.45 | 0 | 0 | 0 | 5351368.2282 | 0
6524 | 1257.8224 | 0 | 0 | 0 | 0 | 1833.55 | 0 | 0 | 0 | 4274080.4235 | 0
6525 | 1468.0047 | 0 | 0 | 0 | 0 | 1807.7 | 0 | 0 | 0 | 4988279.8177 | 0
6526 | 1599.6753 | 305.874 | 305.874 | 297.7563 | 297.7563 | 1846.8 | 579807.336 | 107192.2575 | 48623.599 | 4423920.7491 | 45616.2607
6527 | 1683.9117 | 592 | 592 | 576.2886 | 576.2886 | 1844.45 | 1120147.5584 | 207463.9114 | 94107.9354 | 3763703.3049 | 89641.6984
6528 | 1453.2837 | 0 | 0 | 0 | 0 | 1830.45 | 0 | 0 | 0 | 2663869.0533 | 0
6529 | 1407.4852 | 0 | 0 | 0 | 0 | 1565.65 | 0 | 0 | 0 | 1674907.4392 | 0
6530 | 1535.8845 | 0 | 0 | 0 | 0 | 1464 | 0 | 0 | 0 | 1827702.5978 | 0
6531 | 1660.1947 | 0 | 0 | 0 | 0 | 1442 | 0 | 0 | 0 | 1975631.668 | 0
6532 | 1321.6131 | 0 | 0 | 0 | 0 | 1436.6 | 0 | 0 | 0 | 1572719.5938 | 0
6533 | 1273.3611 | 0 | 0 | 0 | 0 | 1411.8 | 0 | 0 | 0 | 1515299.7566 | 0
6534 | 1310.1635 | 0 | 0 | 0 | 0 | 1429.2 | 0 | 0 | 0 | 1559094.5483 | 0
6535 | 1068.0858 | 0 | 0 | 0 | 0 | 1375 | 0 | 0 | 0 | 1957801.3411 | 0
6536 | 1296.3319 | 40.253 | 40.253 | 39.1847 | 39.1847 | 1005.45 | 41370.1291 | 14106.4946 | 6398.8627 | 2304350.8738 | 38971.1507
6537 | 1701.5656 | 121.282 | 121.282 | 118.0632 | 118.0632 | 294.1 | 36550.7703 | 42502.7671 | 19279.7274 | 2902559.8702 | 201404.0843
6538 | 1384.2118 | 1773.419 | 1384.212 | 1726.3534 | 1384.2118 | 306.3 | 447889.5903 | 498316.2653 | 226041.7948 | 0 | 2344439.607
6539 | 1713.281 | 2627.191 | 1713.282 | 2557.4668 | 1713.281 | 320.05 | 578150.6739 | 616781.174 | 279778.7937 | 0 | 2878226.4815
6540 | 1435.638 | 2337.851 | 1435.638 | 2275.8057 | 1435.638 | 320.45 | 485796.2906 | 516829.685 | 234439.6877 | 0 | 2411225.8264
6541 | 1436.8198 | 2537.684 | 1436.82 | 2470.3353 | 1436.8198 | 314.5 | 476994.0173 | 517255.1204 | 234632.6699 | 0 | 2421759.7375
6542 | 1416.2125 | 2599.643 | 1416.212 | 2530.6499 | 1416.2125 | 696.5 | 1041211.3905 | 509836.5036 | 231267.5029 | 0 | 1846033.0068
6543 | 1458.112 | 2561.887 | 1458.112 | 2493.8959 | 1458.112 | 978.75 | 1507377.3539 | 524920.3128 | 238109.6863 | 0 | 1489096.8596
6544 | 1580.7302 | 1667.604 | 1580.73 | 1623.3467 | 1580.7302 | 782.05 | 1300055.0377 | 569062.8857 | 258133.2479 | 0 | 1925250.3934
6545 | 1546.2679 | 455.667 | 455.667 | 443.5738 | 443.5738 | 1417.7 | 661865.8501 | 159686.5846 | 72435.6091 | 2021238.2152 | 258293.0507
6546 | 1753.4948 | 23.595 | 23.595 | 22.9688 | 22.9688 | 1607.85 | 38880.8484 | 8268.7686 | 3750.8053 | 3172054.0781 | 9007.2155
6547 | 1580.4767 | 0 | 0 | 0 | 0 | 1829.05 | 0 | 0 | 0 | 5370459.8606 | 0
6548 | 1247.1906 | 0 | 0 | 0 | 0 | 1826.5 | 0 | 0 | 0 | 4237953.6044 | 0
6549 | 1584.9543 | 0 | 0 | 0 | 0 | 1808.15 | 0 | 0 | 0 | 5385674.8099 | 0
6550 | 1818.0358 | 305.874 | 305.874 | 297.7563 | 297.7563 | 1828.1 | 573935.6787 | 107192.2575 | 48623.599 | 5165910.0034 | 51184.3029
6551 | 1714.1715 | 592 | 592 | 576.2886 | 576.2886 | 1821.1 | 1105655.7749 | 207463.9114 | 94107.9354 | 3866525.7859 | 103098.0382
6552 | 1513.8031 | 0 | 0 | 0 | 0 | 1751.35 | 0 | 0 | 0 | 2774801.1336 | 0
6553 | 1295.9329 | 0 | 0 | 0 | 0 | 1584.5 | 0 | 0 | 0 | 1542160.1343 | 0
6554 | 1429.5663 | 0 | 0 | 0 | 0 | 1379.8 | 0 | 0 | 0 | 1701183.8411 | 0
6555 | 1403.1504 | 0 | 0 | 0 | 0 | 1267.35 | 0 | 0 | 0 | 1669748.9224 | 0
6556 | 223.7582 | 0 | 0 | 0 | 0 | 1185.4 | 0 | 0 | 0 | 266272.2534 | 0
6557 | 344.1836 | 0 | 0 | 0 | 0 | 1170.25 | 0 | 0 | 0 | 409578.5008 | 0
6558 | 855.4089 | 0 | 0 | 0 | 0 | 1176.75 | 0 | 0 | 0 | 1017936.6353 | 0
6559 | 1351.1431 | 335.005 | 335.005 | 326.1141 | 326.1141 | 1284.95 | 444329.6537 | 117401.094 | 53254.4407 | 1878878.0361 | 233187.9229
6560 | 1327.7543 | 1327.755 | 1327.755 | 1292.5171 | 1292.5171 | 1272.05 | 1738874.4287 | 465306.1582 | 211068.0434 | 64589.8332 | 940887.8274
6561 | 1082.8362 | 1082.837 | 1082.837 | 1054.0991 | 1054.0991 | 1300.05 | 1455786.0455 | 379475.6747 | 172134.3824 | 52675.155 | 737816.6625
6562 | 962.5079 | 2438.981 | 962.508 | 2374.2518 | 962.5079 | 1238.05 | 1269292.7999 | 346502.8523 | 157177.5438 | 0 | 733382.912
6563 | 1672.8606 | 3522.491 | 1672.86 | 3429.006 | 1672.8606 | 620.75 | 1105205.511 | 602229.8016 | 273178.1294 | 0 | 2307292.9274
6564 | 1223.3853 | 2752.934 | 1223.385 | 2679.8726 | 1223.3853 | 823.85 | 1073642.2637 | 440418.7123 | 199778.8214 | 0 | 1438884.6347
6565 | 988.9209 | 3496.265 | 988.921 | 3403.476 | 988.9209 | 760.05 | 798677.7608 | 356011.5268 | 161490.7842 | 0 | 1226212.4795
6566 | 879.0094 | 3329.247 | 879.01 | 3240.8906 | 879.0094 | 1098.3 | 1023870.2306 | 316443.386 | 143542.2359 | 0 | 792602.781
6567 | 1120.1603 | 2688.945 | 1120.16 | 2617.5819 | 1120.1603 | 1279.7 | 1522572.3542 | 403257.7202 | 182922.1825 | 0 | 806851.4886
6568 | 1590.8052 | 1713.143 | 1590.805 | 1667.6771 | 1590.8052 | 1437.45 | 2430117.4371 | 572689.8738 | 259778.49 | 0 | 894907.4681
6569 | 1557.5416 | 576.51 | 576.51 | 561.2097 | 561.2097 | 1766.55 | 1052419.4564 | 202035.506 | 91645.5504 | 1826276.2428 | 131014.4135
6570 | 1465.6696 | 22 | 22 | 21.4161 | 21.4161 | 1802 | 40917.6172 | 7709.8075 | 3497.2544 | 2647316.605 | 4240.3941
6571 | 966.144 | 0 | 0 | 0 | 0 | 1845.85 | 0 | 0 | 0 | 3282957.2906 | 0
6572 | 1198.0387 | 0 | 0 | 0 | 0 | 1847.45 | 0 | 0 | 0 | 4070935.4177 | 0
6573 | 1423.3507 | 0 | 0 | 0 | 0 | 1852.55 | 0 | 0 | 0 | 4836545.8383 | 0
6574 | 1421.0199 | 305.874 | 305.874 | 297.7563 | 297.7563 | 1865.25 | 585402.0382 | 107192.2575 | 48623.599 | 3816849.9242 | 40122.6575
6575 | 1225.2315 | 592 | 592 | 576.2886 | 576.2886 | 1865.55 | 1131442.5538 | 207463.9114 | 94107.9354 | 2205107.8664 | 77482.008
6576 | 1382.173 | 0 | 0 | 0 | 0 | 1818.85 | 0 | 0 | 0 | 2533523.153 | 0
6577 | 1511.9217 | 0 | 0 | 0 | 0 | 1599.95 | 0 | 0 | 0 | 1799186.823 | 0
6578 | 1197.2617 | 0 | 0 | 0 | 0 | 1679.1 | 0 | 0 | 0 | 1424741.467 | 0
6579 | 1518.9141 | 0 | 0 | 0 | 0 | 1480.45 | 0 | 0 | 0 | 1807507.8314 | 0
6580 | 1238.4395 | 0 | 0 | 0 | 0 | 1414.65 | 0 | 0 | 0 | 1473742.9574 | 0
6581 | 1274.9556 | 0 | 0 | 0 | 0 | 1415.4 | 0 | 0 | 0 | 1517197.1105 | 0
6582 | 1134.3297 | 0 | 0 | 0 | 0 | 1421.25 | 0 | 0 | 0 | 1349852.3954 | 0
6583 | 1236.1086 | 196.558 | 196.558 | 191.3415 | 191.3415 | 1498.5 | 301569.8747 | 68882.9248 | 31246.0601 | 1915058.2559 | 95957.7411
6584 | 895.8243 | 793.913 | 793.913 | 772.843 | 772.843 | 1437.05 | 1167342.0843 | 278223.4734 | 126205.2589 | 225424.7383 | 435071.9566
6585 | 1078.1882 | 1023.916 | 1023.916 | 996.7418 | 996.7418 | 1421.4 | 1494877.5757 | 358827.0579 | 162767.9404 | 149291.1842 | 576714.8214
6586 | 1521.983 | 1521.983 | 1521.983 | 1481.5904 | 1481.5904 | 1261.9 | 1978584.8448 | 533372.5443 | 241943.7125 | 74039.724 | 1093561.8749
6587 | 1177.4916 | 1712.017 | 1177.491 | 1666.581 | 1177.4916 | 1162.9 | 1450399.0807 | 423896.9666 | 192284.374 | 0 | 985678.1966
6588 | 1060.1419 | 2161.008 | 1060.142 | 2103.656 | 1060.1419 | 1030.7 | 1158190.0855 | 381651.0696 | 173121.1657 | 0 | 1027595.5049
6589 | 943.5293 | 2592.932 | 943.53 | 2524.117 | 943.5293 | 983.75 | 983079.7335 | 339670.5356 | 154078.3291 | 0 | 958861.6162
6590 | 1025.0301 | 2617.321 | 1025.03 | 2547.8587 | 1025.0301 | 1258.25 | 1365506.978 | 369010.8292 | 167387.4122 | 0 | 760316.0626
6591 | 930.0669 | 2279.335 | 930.067 | 2218.8427 | 930.0669 | 1478.8 | 1453583.9866 | 334824.0729 | 151879.9198 | 0 | 484750.8523
6592 | 968.8011 | 1053.468 | 968.801 | 1025.5095 | 968.8011 | 1539.25 | 1573690.7727 | 348768.404 | 158205.2233 | 0 | 446375.1171
6593 | 1132.6778 | 84.929 | 84.929 | 82.675 | 82.675 | 1843.95 | 160959.3718 | 29763.011 | 13500.8325 | 1924655.0377 | 12901.4385
6594 | 1010.9393 | 0 | 0 | 0 | 0 | 1908.65 | 0 | 0 | 0 | 1853051.8029 | 0
6595 | 1250.7879 | 0 | 0 | 0 | 0 | 1910.95 | 0 | 0 | 0 | 4250177.359 | 0
6596 | 1191.8232 | 0 | 0 | 0 | 0 | 1863.8 | 0 | 0 | 0 | 4049815.1283 | 0
6597 | 1114.1294 | 0 | 0 | 0 | 0 | 1845.45 | 0 | 0 | 0 | 3785811.5347 | 0
6598 | 1338.6645 | 305.874 | 305.874 | 297.7563 | 297.7563 | 1838.25 | 578754.8664 | 107192.2575 | 48623.599 | 3537006.1153 | 48162.0768
6599 | 1141.3222 | 592 | 592 | 576.2886 | 576.2886 | 1805.7 | 1102882.8345 | 207463.9114 | 94107.9354 | 1919983.9868 | 111972.8833
6600 | 156.1646 | 0 | 0 | 0 | 0 | 1607.6 | 0 | 0 | 0 | 286249.6649 | 0
6601 | 101.7789 | 0 | 0 | 0 | 0 | 1444.45 | 0 | 0 | 0 | 121116.893 | 0
6602 | 103.3328 | 0 | 0 | 0 | 0 | 1269.6 | 0 | 0 | 0 | 122966.0059 | 0
6603 | 99.4481 | 0 | 0 | 0 | 0 | 1180.45 | 0 | 0 | 0 | 118343.2237 | 0
6604 | 104.8867 | 0 | 0 | 0 | 0 | 1160.35 | 0 | 0 | 0 | 124815.1187 | 0
6605 | 98.6711 | 0 | 0 | 0 | 0 | 1179.7 | 0 | 0 | 0 | 117418.6673 | 0
6606 | 101.002 | 0 | 0 | 0 | 0 | 1185.55 | 0 | 0 | 0 | 120192.3366 | 0
6607 | 84.2832 | 3.77 | 3.77 | 3.6699 | 3.6699 | 1284 | 5000.2387 | 1321.1807 | 599.3022 | 147764.14 | 2627.6815
6608 | 99.5365 | 52.549 | 52.549 | 51.1544 | 51.1544 | 908.6 | 49254.9177 | 18415.5761 | 8353.51 | 88684.3631 | 55829.8884
6609 | 1023.3432 | 150.45 | 150.45 | 146.4571 | 146.4571 | 1250.1 | 193964.8497 | 52724.57 | 23916.4508 | 1607332.0655 | 109828.2086
6610 | 1312.2971 | 319.734 | 319.734 | 311.2484 | 311.2484 | 1128.5 | 371460.7999 | 112049.4362 | 50826.8693 | 1834922.2892 | 271253.0102
6611 | 985.1178 | 985.118 | 985.118 | 958.9735 | 958.9735 | 1009.7 | 1021965.0709 | 345230.4619 | 156600.3734 | 47922.4835 | 949671.4623
6612 | 1098.0768 | 1350.923 | 1098.077 | 1315.0702 | 1098.0768 | 984.8 | 1141840.644 | 395307.6613 | 179315.9475 | 0 | 1114767.6049
6613 | 1289.3435 | 2332.898 | 1289.343 | 2270.9842 | 1289.3435 | 891.95 | 1213752.0703 | 464163.6524 | 210549.7901 | 0 | 1428657.0419
6614 | 1274.6729 | 1525.117 | 1274.673 | 1484.6412 | 1274.6729 | 1134.15 | 1532564.0137 | 458882.2598 | 208154.0918 | 0 | 1103675.5686
6615 | 1148.4205 | 430.033 | 430.033 | 418.6202 | 418.6202 | 1408.8 | 625129.7991 | 150703.2571 | 68360.6719 | 1337724.0056 | 247488.2378
6616 | 1234.0498 | 239.741 | 239.741 | 233.3784 | 233.3784 | 1682.25 | 416138.7379 | 84016.2256 | 38110.6935 | 1834230.5945 | 74155.988
6617 | 1363.2866 | 144.888 | 144.888 | 141.0428 | 141.0428 | 1897.95 | 282931.8543 | 50775.3905 | 23032.2813 | 2240373.0257 | 14393.4128
6618 | 1689.6706 | 0 | 0 | 0 | 0 | 1892.65 | 0 | 0 | 0 | 3097166.1878 | 0
6619 | 1542.9749 | 0 | 0 | 0 | 0 | 1910.95 | 0 | 0 | 0 | 5243028.8733 | 0
6620 | 1457.536 | 0 | 0 | 0 | 0 | 1863.3 | 0 | 0 | 0 | 4952707.4197 | 0
6621 | 1491.7213 | 0 | 0 | 0 | 0 | 1789.95 | 0 | 0 | 0 | 5068869.0012 | 0
6622 | 1543.7762 | 305.874 | 305.874 | 297.7563 | 297.7563 | 1760.6 | 553062.1787 | 107192.2575 | 48623.599 | 4233975.6005 | 71282.8512
6623 | 1860.7669 | 592 | 592 | 576.2886 | 576.2886 | 1591.2 | 969460.7647 | 207463.9114 | 94107.9354 | 4364657.2643 | 235586.7971
6624 | 186.4652 | 0 | 0 | 0 | 0 | 1474.55 | 0 | 0 | 0 | 341790.6445 | 0
6625 | 104.1097 | 0 | 0 | 0 | 0 | 1208 | 0 | 0 | 0 | 123890.5623 | 0
6626 | 112.656 | 0 | 0 | 0 | 0 | 1419.8 | 0 | 0 | 0 | 134060.6831 | 0
6627 | 107.2175 | 0 | 0 | 0 | 0 | 1405.45 | 0 | 0 | 0 | 127588.7881 | 0
6628 | 107.2175 | 0 | 0 | 0 | 0 | 1373.45 | 0 | 0 | 0 | 127588.7881 | 0
6629 | 104.8867 | 0 | 0 | 0 | 0 | 1315.2 | 0 | 0 | 0 | 124815.1187 | 0
6630 | 107.2175 | 0 | 0 | 0 | 0 | 1380.05 | 0 | 0 | 0 | 127588.7881 | 0
6631 | 100.2454 | 100.246 | 100.246 | 97.5855 | 97.5855 | 1396.5 | 144911.0055 | 35130.7893 | 15935.7164 | 4875.5861 | 58892.8648
6632 | 123.1185 | 842.772 | 123.118 | 820.4053 | 123.1185 | 1079.3 | 140834.1744 | 44322.6528 | 20105.2478 | 0 | 113355.1845
6633 | 971.1397 | 1695.084 | 971.14 | 1650.0974 | 971.1397 | 1433.9 | 1477273.1525 | 349610.2942 | 158587.114 | 0 | 549762.1877
6634 | 1916.0218 | 2114.83 | 1916.022 | 2058.7036 | 1916.0218 | 1422.9 | 2888676.2657 | 689767.8534 | 312886.3624 | 0 | 1105736.1894
6635 | 1454.101 | 2800.552 | 1454.101 | 2726.2269 | 1454.101 | 963.8 | 1482683.119 | 523476.356 | 237454.6915 | 0 | 1506739.4448
6636 | 1405.6336 | 2933.138 | 1405.633 | 2855.2941 | 1405.6336 | 360.8 | 537031.8717 | 506028.1115 | 229539.9739 | 0 | 2304114.6676
6637 | 1449.3753 | 3419.039 | 1449.375 | 3328.2996 | 1449.3753 | 342.95 | 525506.9737 | 521775.0947 | 236682.9804 | 0 | 2401687.2796
6638 | 1617.9573 | 2751.029 | 1617.957 | 2678.0182 | 1617.9573 | 359.25 | 616933.1869 | 582464.6107 | 264212.4193 | 0 | 2654663.3612
6639 | 1296.6671 | 1598.167 | 1296.667 | 1555.7525 | 1296.6671 | 1217.2 | 1672772.3841 | 466800.1531 | 211745.7361 | 0 | 1015030.9996
6640 | 1542.1261 | 618.899 | 618.899 | 602.4738 | 602.4738 | 1490.75 | 952747.8417 | 216890.5529 | 98383.9647 | 1722382.8218 | 306809.7612
6641 | 1368.5009 | 488.876 | 488.876 | 475.9015 | 475.9015 | 1722.45 | 867030.2611 | 171324.5391 | 77714.7145 | 1636134.6205 | 132086.4606
6642 | 1900.383 | 10.606 | 10.606 | 10.3245 | 10.3245 | 1851.15 | 20145.6876 | 3716.8281 | 1685.9945 | 3464477.2277 | 1536.8052
6643 | 1656.3215 | 0 | 0 | 0 | 0 | 1909.95 | 0 | 0 | 0 | 5628180.4162 | 0
6644 | 1599.7157 | 0 | 0 | 0 | 0 | 1832.8 | 0 | 0 | 0 | 5435833.9962 | 0
6645 | 1535.2298 | 0 | 0 | 0 | 0 | 1601.45 | 0 | 0 | 0 | 5216711.0133 | 0
6646 | 1731.7952 | 305.874 | 305.874 | 297.7563 | 297.7563 | 1507.55 | 473339.9654 | 107192.2575 | 48623.599 | 4872864.2984 | 146630.0756
6647 | 1424.1277 | 592 | 592 | 576.2886 | 576.2886 | 1173.1 | 713704.8619 | 207463.9114 | 94107.9354 | 2880957.069 | 476533.0787
6648 | 1595.0541 | 0 | 0 | 0 | 0 | 618.1 | 0 | 0 | 0 | 2923734.1378 | 0
6649 | 1460.6438 | 0 | 0 | 0 | 0 | 803.1 | 0 | 0 | 0 | 2677360.0487 | 0
6650 | 1355.7571 | 0 | 0 | 0 | 0 | 275.1 | 0 | 0 | 0 | 2485102.812 | 0
6651 | 1222.1238 | 0 | 0 | 0 | 0 | 271.45 | 0 | 0 | 0 | 2240152.8502 | 0
6652 | 1309.9178 | 0 | 0 | 0 | 0 | 269.95 | 0 | 0 | 0 | 2401079.2779 | 0
6653 | 1102.4753 | 0 | 0 | 0 | 0 | 270.7 | 0 | 0 | 0 | 2020837.1864 | 0
6654 | 1162.2995 | 0 | 0 | 0 | 0 | 276.55 | 0 | 0 | 0 | 2130495.0183 | 0
6655 | 1174.1449 | 459.494 | 459.494 | 447.2993 | 447.2993 | 838.5 | 397771.3843 | 161027.7407 | 73043.9724 | 1332308.0439 | 519538.1134
6656 | 224.0097 | 772.585 | 224.01 | 752.081 | 224.0097 | 313.7 | 74160.7957 | 80643.5027 | 36580.7889 | 0 | 377747.6074
6657 | 279.8454 | 1276.463 | 279.846 | 1242.5864 | 279.8454 | 350.4 | 103745.8536 | 100744.3308 | 45698.7478 | 0 | 461632.9115
6658 | 322.6469 | 2726.499 | 322.647 | 2654.1392 | 322.6469 | 362.9 | 123639.5845 | 116152.8796 | 52688.2368 | 0 | 528205.22
6659 | 279.4598 | 2530.177 | 279.459 | 2463.0275 | 279.4598 | 368.9 | 108846.7565 | 100605.5308 | 45635.7866 | 0 | 455826.8925
6660 | 226.3163 | 2790.758 | 226.317 | 2716.6928 | 226.3163 | 360.8 | 86244.5432 | 81473.8554 | 36957.4461 | 0 | 370977.6218
6661 | 249.9566 | 3229.102 | 249.956 | 3143.4034 | 249.9566 | 342.95 | 90490.2374 | 89984.3586 | 40817.9049 | 0 | 414190.5038
6662 | 247.4402 | 3314.95 | 247.44 | 3226.973 | 247.4402 | 359.25 | 93979.8482 | 89078.4875 | 40406.9917 | 0 | 405987.5787
6663 | 268.3642 | 1346.541 | 268.364 | 1310.8045 | 268.3642 | 376.8 | 106724.7324 | 96611.0974 | 43823.8672 | 0 | 435608.7035
6664 | 198.7923 | 1197.235 | 198.793 | 1165.461 | 198.7923 | 1261.65 | 265001.1765 | 71565.2132 | 32462.7759 | 0 | 146778.2643
6665 | 292.6697 | 81.069 | 81.069 | 78.9175 | 78.9175 | 1694.95 | 141321.5909 | 28410.2903 | 12887.2233 | 391807.8307 | 24073.7751
6666 | 221.6323 | 0 | 0 | 0 | 0 | 1807.05 | 0 | 0 | 0 | 406252.0041 | 0
6667 | 210.0695 | 0 | 0 | 0 | 0 | 1910.95 | 0 | 0 | 0 | 385057.4237 | 0
6668 | 235.4123 | 0 | 0 | 0 | 0 | 1666.3 | 0 | 0 | 0 | 431510.6887 | 0
6669 | 195.0115 | 67.327 | 67.327 | 65.5402 | 65.5402 | 1547.45 | 107123.5453 | 23594.4641 | 10702.7111 | 237320.9026 | 29660.2076
6670 | 287.4671 | 287.467 | 287.467 | 279.8378 | 279.8378 | 1507.55 | 445623.9891 | 100741.6017 | 45697.5099 | 13984.5882 | 137806.116
6671 | 260.2743 | 260.274 | 260.274 | 253.3665 | 253.3665 | 1446.7 | 387458.6269 | 91211.9292 | 41374.7445 | 12662.0353 | 140187.6678
6672 | 282.8055 | 282.805 | 282.805 | 275.2995 | 275.2995 | 1381.2 | 402639.4264 | 99107.8234 | 44956.4099 | 13758.4766 | 170355.3365
6673 | 230.7506 | 0 | 0 | 0 | 0 | 1410.7 | 0 | 0 | 0 | 274593.2612 | 0
6674 | 185.6882 | 0 | 0 | 0 | 0 | 1406.35 | 0 | 0 | 0 | 220968.988 | 0
6675 | 236.1892 | 0 | 0 | 0 | 0 | 1282.4 | 0 | 0 | 0 | 281065.1563 | 0
6676 | 198.1192 | 0 | 0 | 0 | 0 | 925.85 | 0 | 0 | 0 | 235761.891 | 0
6677 | 229.1968 | 0 | 0 | 0 | 0 | 926.25 | 0 | 0 | 0 | 272744.1484 | 0
6678 | 285.1363 | 0 | 0 | 0 | 0 | 1053.85 | 0 | 0 | 0 | 339312.2118 | 0
6679 | 164.7109 | 164.711 | 164.711 | 160.3397 | 160.3397 | 1417.95 | 240723.2336 | 57722.2775 | 26183.4665 | 8012.4729 | 93325.699
6680 | 199.3876 | 929.426 | 199.388 | 904.7595 | 199.3876 | 635.4 | 133979.1643 | 71779.5316 | 32559.9931 | 0 | 272084.3022
6681 | 1165.9822 | 1745.037 | 1165.982 | 1698.7247 | 1165.9822 | 341.9 | 421357.7072 | 419753.5942 | 190404.8942 | 0 | 1933315.0958
6682 | 1779.2506 | 2780.502 | 1779.251 | 2706.709 | 1779.2506 | 348.35 | 654440.4812 | 640530.212 | 290551.6212 | 0 | 2938699.2353
6683 | 1668.8448 | 3192.67 | 1668.844 | 3107.9383 | 1668.8448 | 356.1 | 626990.1805 | 600784.1136 | 272522.3493 | 0 | 2743413.901
6684 | 1306.7683 | 3152.576 | 1306.769 | 3068.9084 | 1306.7683 | 349.85 | 483173.0247 | 470436.5736 | 213395.2569 | 0 | 2156363.6442
6685 | 1367.4141 | 2925.784 | 1367.414 | 2848.1353 | 1367.4141 | 334.65 | 483567.485 | 492269.0803 | 223298.7245 | 0 | 2277223.0914
6686 | 1211.3632 | 1335.715 | 1211.363 | 1300.2659 | 1211.3632 | 352 | 451634.5384 | 436090.7394 | 197815.6048 | 0 | 1996326.4959
6687 | 1187.0499 | 160.656 | 160.656 | 156.3923 | 156.3923 | 689.6 | 113985.0162 | 56301.2198 | 25538.8589 | 1889195.3417 | 204936.4402
6688 | 1289.3338 | 278.867 | 278.867 | 271.466 | 271.466 | 1495.95 | 429028.4482 | 97727.7679 | 44330.4014 | 1865751.5769 | 136832.4483
6689 | 1473.5876 | 175.065 | 175.065 | 170.4189 | 170.4189 | 1673 | 301377.6288 | 61350.7933 | 27829.4015 | 2388708.2265 | 55726.9706
6690 | 1450.7679 | 1.02 | 1.02 | 0.99293 | 0.99293 | 1770.3 | 1855.0198 | 357.4547 | 162.1454 | 2657437.5663 | 228.076
6691 | 1377.5454 | 0 | 0 | 0 | 0 | 1880.55 | 0 | 0 | 0 | 4680899.2216 | 0
6692 | 1000.6964 | 0 | 0 | 0 | 0 | 1729.4 | 0 | 0 | 0 | 3400366.289 | 0
6693 | 1480.0672 | 0 | 0 | 0 | 0 | 1530.45 | 0 | 0 | 0 | 5029268.4645 | 0
6694 | 1346.4339 | 305.874 | 305.874 | 297.7563 | 297.7563 | 1493.05 | 470673.0017 | 107192.2575 | 48623.599 | 3563406.4719 | 150947.5415
6695 | 1285.8327 | 592 | 592 | 576.2886 | 576.2886 | 1446.55 | 882441.1206 | 207463.9114 | 94107.9354 | 2411030.6692 | 318946.9493
6696 | 1184.8307 | 0 | 0 | 0 | 0 | 1412.8 | 0 | 0 | 0 | 2171794.7208 | 0
6697 | 1309.9178 | 0 | 0 | 0 | 0 | 1110.65 | 0 | 0 | 0 | 1558802.1499 | 0
6698 | 1500.2676 | 0 | 0 | 0 | 0 | 1404.75 | 0 | 0 | 0 | 1785318.4761 | 0
6699 | 1316.9102 | 0 | 0 | 0 | 0 | 1406.4 | 0 | 0 | 0 | 1567123.1582 | 0
6700 | 1187.9385 | 0 | 0 | 0 | 0 | 1404.55 | 0 | 0 | 0 | 1413646.79 | 0
6701 | 966.5111 | 0 | 0 | 0 | 0 | 1403.55 | 0 | 0 | 0 | 1150148.2054 | 0
6702 | 1231.447 | 0 | 0 | 0 | 0 | 1392.45 | 0 | 0 | 0 | 1465421.9502 | 0
6703 | 1040.3999 | 407.221 | 407.221 | 396.4136 | 396.4136 | 1125 | 474585.944 | 142708.8876 | 64734.3371 | 1180426.8574 | 346861.8796
6704 | 1049.4094 | 1049.41 | 1049.41 | 1021.5592 | 1021.5592 | 266.95 | 288694.1481 | 367761.323 | 166820.6224 | 51049.4153 | 1770413.2248
6705 | 1392.0499 | 1460.493 | 1392.05 | 1421.7323 | 1392.0499 | 275.1 | 404420.536 | 501137.946 | 227321.7405 | 0 | 2401146.7863
6706 | 1491.899 | 2445.55 | 1491.899 | 2380.6464 | 1491.899 | 284.7 | 448220.9089 | 537083.6515 | 243627.1119 | 0 | 2559054.4096
6707 | 1479.7011 | 2715.403 | 1479.701 | 2643.3377 | 1479.7011 | 300.8 | 469124.3937 | 532692.3967 | 241635.19 | 0 | 2514308.1125
6708 | 1376.6976 | 3261.945 | 1376.698 | 3175.3748 | 1376.6976 | 295.55 | 429694.6584 | 495611.1187 | 224814.7102 | 0 | 2346512.1425
6709 | 1804.4341 | 3139.986 | 1804.434 | 3056.6525 | 1804.4341 | 283.35 | 539271.4929 | 649596.2648 | 294664.0835 | 0 | 3097581.7445
6710 | 1768.6143 | 3055.356 | 1768.614 | 2974.2685 | 1768.6143 | 285 | 533322.8217 | 636701.1502 | 288814.7162 | 0 | 3033173.5348
6711 | 1995.8376 | 2073.169 | 1995.838 | 2018.1482 | 1995.8376 | 289.5 | 613523.5153 | 718501.5526 | 325920.2876 | 0 | 3413880.2935
6712 | 1636.7689 | 1780.873 | 1636.769 | 1733.6096 | 1636.7689 | 295.8 | 513819.4011 | 589236.7921 | 267284.356 | 0 | 2789381.5031
6713 | 1880.17 | 264.418 | 264.418 | 257.4005 | 257.4005 | 879.9 | 240529.8902 | 92664.1766 | 42033.5001 | 2974536.5165 | 288314.2893
6714 | 1605.2708 | 0 | 0 | 0 | 0 | 1638.15 | 0 | 0 | 0 | 2942461.4167 | 0
6715 | 1176.8108 | 0 | 0 | 0 | 0 | 1850.05 | 0 | 0 | 0 | 3998803.0338 | 0
6716 | 1179.3922 | 0 | 0 | 0 | 0 | 1662.4 | 0 | 0 | 0 | 4007574.5563 | 0
6717 | 1017.789 | 0 | 0 | 0 | 0 | 1447.05 | 0 | 0 | 0 | 3458447.0798 | 0
6718 | 1282.7249 | 305.874 | 305.874 | 297.7563 | 297.7563 | 1432.05 | 452889.9144 | 107192.2575 | 48623.599 | 3346923.5278 | 169110.674
6719 | 1643.2243 | 592 | 592 | 576.2886 | 576.2886 | 1414.2 | 868095.6629 | 207463.9114 | 94107.9354 | 3625447.2037 | 337589.8869
6720 | 1414.8044 | 0 | 0 | 0 | 0 | 861.25 | 0 | 0 | 0 | 2593336.5147 | 0
6721 | 1612.9237 | 0 | 0 | 0 | 0 | 850.1 | 0 | 0 | 0 | 1919379.1602 | 0
6722 | 1513.4756 | 0 | 0 | 0 | 0 | 275.1 | 0 | 0 | 0 | 1801035.9354 | 0
6723 | 1312.2486 | 0 | 0 | 0 | 0 | 271.45 | 0 | 0 | 0 | 1561575.8197 | 0
6724 | 926.8872 | 0 | 0 | 0 | 0 | 269.95 | 0 | 0 | 0 | 1102995.8273 | 0
6725 | 1116.4602 | 0 | 0 | 0 | 0 | 270.7 | 0 | 0 | 0 | 1328587.5975 | 0
6726 | 923.0026 | 0 | 0 | 0 | 0 | 276.55 | 0 | 0 | 0 | 1098373.0451 | 0
6727 | 974.5728 | 0 | 0 | 0 | 0 | 289.5 | 0 | 0 | 0 | 1786391.9457 | 0
6728 | 1109.3055 | 101.018 | 101.018 | 98.337 | 98.337 | 313.7 | 32676.9218 | 35401.3334 | 16058.4382 | 1853105.258 | 165825.7461
6729 | 1453.1366 | 411.583 | 411.583 | 400.6598 | 400.6598 | 907.9 | 385034.587 | 144237.5322 | 65427.7472 | 1929189.9807 | 437560.5802
6730 | 1636.4299 | 401.546 | 401.546 | 390.8892 | 390.8892 | 809.5 | 335317.3709 | 140720.1077 | 63832.2044 | 2283076.1763 | 465353.5784
6731 | 1700.6594 | 393.229 | 393.229 | 382.7929 | 382.7929 | 368.9 | 149411.3085 | 137805.45 | 62510.0833 | 2415649.2785 | 624373.5264
6732 | 1576.4513 | 696.744 | 696.744 | 678.2528 | 678.2528 | 360.8 | 258876.6852 | 244171.0059 | 110758.6813 | 1646397.81 | 1111791.98
6733 | 1782.2292 | 1598.319 | 1598.319 | 1555.9005 | 1555.9005 | 342.95 | 562613.3715 | 560124.1746 | 254078.5492 | 414860.4905 | 2578204.8988
6734 | 1708.3705 | 1984.984 | 1708.371 | 1932.3036 | 1708.3705 | 359.25 | 649880.3921 | 615013.3868 | 278976.9058 | 0 | 2803008.929
6735 | 1688.8665 | 2154.302 | 1688.867 | 2097.128 | 1688.8665 | 935.8 | 1673759.6921 | 607991.9245 | 275791.8924 | 0 | 1797291.6835
6736 | 1513.6533 | 1928.607 | 1513.653 | 1877.4228 | 1513.6533 | 1687.75 | 2702337.8249 | 544915.1884 | 247179.5841 | 0 | 472638.2432
6737 | 1543.6956 | 807.066 | 807.066 | 785.6469 | 785.6469 | 1898.7 | 1574996.2067 | 282832.887 | 128296.1401 | 1389503.1748 | 79586.0318
6738 | 1589.396 | 32.11 | 32.11 | 31.2578 | 31.2578 | 1908.65 | 62887.511 | 11252.8145 | 5104.4017 | 2856067.3479 | 2855.4017
6739 | 1404.3944 | 0 | 0 | 0 | 0 | 1910.95 | 0 | 0 | 0 | 4772132.2629 | 0
6740 | 1464.5285 | 0 | 0 | 0 | 0 | 1863.8 | 0 | 0 | 0 | 4976467.7445 | 0
6741 | 1266.4092 | 0 | 0 | 0 | 0 | 1812.45 | 0 | 0 | 0 | 4303258.5805 | 0
6742 | 1237.6625 | 305.874 | 305.874 | 297.7563 | 297.7563 | 1837.7 | 576743.0885 | 107192.2575 | 48623.599 | 3193801.4416 | 48325.8427
6743 | 1469.1901 | 592 | 592 | 576.2886 | 576.2886 | 1621.2 | 987619.2819 | 207463.9114 | 94107.9354 | 3034079.1518 | 218298.1379
6744 | 1402.3734 | 0 | 0 | 0 | 0 | 1474.55 | 0 | 0 | 0 | 2570550.4734 | 0
6745 | 1487.8366 | 0 | 0 | 0 | 0 | 1296.6 | 0 | 0 | 0 | 1770525.573 | 0
6746 | 1173.9536 | 0 | 0 | 0 | 0 | 1184.1 | 0 | 0 | 0 | 1397004.7733 | 0
6747 | 1220.5699 | 0 | 0 | 0 | 0 | 1180.45 | 0 | 0 | 0 | 1452478.1596 | 0
6748 | 1091.5981 | 0 | 0 | 0 | 0 | 818.95 | 0 | 0 | 0 | 1299001.7914 | 0
6749 | 1039.5433 | 0 | 0 | 0 | 0 | 991.8 | 0 | 0 | 0 | 1237056.5103 | 0
6750 | 1033.3278 | 0 | 0 | 0 | 0 | 1005.55 | 0 | 0 | 0 | 1229660.0594 | 0
6751 | 1125.2328 | 329.037 | 329.037 | 320.3045 | 320.3045 | 1198.5 | 405340.0992 | 115309.6335 | 52305.731 | 1475433.4485 | 256724.0867
6752 | 1299.0474 | 913.769 | 913.769 | 889.5181 | 889.5181 | 1222.7 | 1144360.219 | 320226.5048 | 145258.3006 | 750667.3317 | 691422.3949
6753 | 1556.2421 | 1377.726 | 1377.726 | 1341.1619 | 1341.1619 | 1527.25 | 2156991.1312 | 482818.2851 | 219011.7388 | 394242.0725 | 634034.2897
6754 | 1612.0778 | 738.518 | 738.518 | 718.9181 | 718.9181 | 1514.75 | 1149296.6666 | 258810.5286 | 117399.3314 | 1637161.6148 | 348855.025
6755 | 0 | 1264.634 | 0 | 1231.0713 | 0 | 1277.9 | 0 | 0 | 0 | 0 | 0
6756 | 1493.2053 | 2454.357 | 1493.205 | 2389.2197 | 1493.2053 | 1089.8 | 1716628.3473 | 537553.8932 | 243840.4188 | 0 | 1359115.4267
6757 | 1246.7915 | 2716.97 | 1246.792 | 2644.8631 | 1246.7915 | 891.95 | 1172483.0854 | 448844.9566 | 203601.0595 | 0 | 1381507.3725
6758 | 1561.9623 | 2544.446 | 1561.962 | 2476.9178 | 1561.9623 | 1386.1 | 2286008.323 | 562306.4446 | 255068.4511 | 0 | 958888.6842
6759 | 1551.8563 | 1371.037 | 1371.037 | 1334.6504 | 1334.6504 | 1725.8 | 2429867.8571 | 480474.1532 | 217948.4145 | 398138.4102 | 365961.1467
6760 | 1685.1478 | 1396.469 | 1396.469 | 1359.4075 | 1359.4075 | 1891.25 | 2714397.7891 | 489386.6907 | 221991.2405 | 597082.0853 | 147835.5628
6761 | 1491.6931 | 668.134 | 668.134 | 650.4021 | 650.4021 | 1899.95 | 1304641.1762 | 234144.7516 | 106210.661 | 1542086.504 | 65072.7289
6762 | 1361.0005 | 18.394 | 18.394 | 17.9058 | 17.9058 | 1908.65 | 36008.6201 | 6446.1 | 2924.0226 | 2461892.5003 | 1635.6979
6763 | 1278.8742 | 0 | 0 | 0 | 0 | 1910.95 | 0 | 0 | 0 | 4345614.6573 | 0
6764 | 1114.9063 | 0 | 0 | 0 | 0 | 1862.8 | 0 | 0 | 0 | 3788451.5734 | 0
6765 | 1342.5492 | 0 | 0 | 0 | 0 | 1845.95 | 0 | 0 | 0 | 4561982.1034 | 0
6766 | 1593.5002 | 305.874 | 305.874 | 297.7563 | 297.7563 | 1837.7 | 577253.6277 | 107192.2575 | 48623.599 | 4402937.902 | 48325.8427
6767 | 1337.8875 | 592 | 592 | 576.2886 | 576.2886 | 1759.2 | 1069328.6416 | 207463.9114 | 94107.9354 | 2587913.0801 | 138770.3052
6768 | 1203.4772 | 0 | 0 | 0 | 0 | 1576.7 | 0 | 0 | 0 | 2205973.7846 | 0
6769 | 923.0026 | 0 | 0 | 0 | 0 | 1466.1 | 0 | 0 | 0 | 1098373.0451 | 0
6770 | 1208.9158 | 0 | 0 | 0 | 0 | 1198.1 | 0 | 0 | 0 | 1438609.8127 | 0
6771 | 935.4336 | 0 | 0 | 0 | 0 | 1180.45 | 0 | 0 | 0 | 1113165.9481 | 0
6772 | 835.9855 | 0 | 0 | 0 | 0 | 1178.95 | 0 | 0 | 0 | 994822.7243 | 0
6773 | 948.6415 | 0 | 0 | 0 | 0 | 1179.7 | 0 | 0 | 0 | 1128883.4075 | 0
6774 | 1023.2276 | 0 | 0 | 0 | 0 | 1290.05 | 0 | 0 | 0 | 1217640.825 | 0
6775 | 855.543 | 7.833 | 7.833 | 7.6251 | 7.6251 | 1434.2 | 11527.3255 | 2745.0419 | 1245.1815 | 1554233.4054 | 4314.2909
6776 | 734.4698 | 522.502 | 522.502 | 508.6351 | 508.6351 | 1222.7 | 652850.9329 | 183108.6294 | 83060.1089 | 413954.9813 | 395362.0491
6777 | 1354.9452 | 1532.264 | 1354.946 | 1491.5985 | 1354.9452 | 1358.9 | 1941086.9575 | 487780.281 | 221262.5552 | 0 | 868655.3837
6778 | 1584.1702 | 1906.068 | 1584.17 | 1855.482 | 1584.1702 | 1091.9 | 1825362.3743 | 570301.2551 | 258694.986 | 0 | 1438584.9159
6779 | 1585.9435 | 1843.402 | 1585.943 | 1794.4791 | 1585.9435 | 368.9 | 617389.7827 | 570939.665 | 258984.5758 | 0 | 2586832.4657
6780 | 1196.4829 | 2040.851 | 1196.483 | 1986.6879 | 1196.4829 | 909.8 | 1146992.6378 | 430733.8282 | 195385.6504 | 0 | 1304405.6096
6781 | 1424.9425 | 1556.691 | 1424.942 | 1515.3773 | 1424.9425 | 617.45 | 924098.7153 | 512979.3 | 232693.1102 | 0 | 1970054.2534
6782 | 1249.168 | 1683.766 | 1249.168 | 1639.0798 | 1249.168 | 813.75 | 1071451.1046 | 449700.4818 | 203989.1352 | 0 | 1481825.5459
6783 | 1398.008 | 2248.628 | 1398.008 | 2188.9506 | 1398.008 | 1498.3 | 2206517.631 | 503282.8782 | 228294.7056 | 0 | 701380.6111
6784 | 1407.3079 | 1711.768 | 1407.308 | 1666.3386 | 1407.3079 | 1687.75 | 2504402.0956 | 506630.8602 | 229813.3874 | 0 | 439431.9058
6785 | 1093.0432 | 616.351 | 616.351 | 599.9934 | 599.9934 | 1827.45 | 1155965.0869 | 215997.617 | 97978.919 | 903760.409 | 103528.8578
6786 | 1275.5441 | 15.317 | 15.317 | 14.9105 | 14.9105 | 1902.65 | 29901.7198 | 5367.7783 | 2434.8839 | 2310741.372 | 1451.5367
6787 | 1074.0238 | 0 | 0 | 0 | 0 | 1910.95 | 0 | 0 | 0 | 3649532.8826 | 0
6788 | 1001.4733 | 0 | 0 | 0 | 0 | 1827.8 | 0 | 0 | 0 | 3403006.3244 | 0
6789 | 1020.8968 | 0 | 0 | 0 | 0 | 1801.45 | 0 | 0 | 0 | 3469007.2245 | 0
6790 | 1296.7098 | 305.874 | 305.874 | 297.7563 | 297.7563 | 1799.7 | 564380.7598 | 107192.2575 | 48623.599 | 3394444.1738 | 59640.581
6791 | 1046.5357 | 592 | 592 | 576.2886 | 576.2886 | 1729.2 | 1052115.6342 | 207463.9114 | 94107.9354 | 1597899.6025 | 156058.9645
6792 | 1089.2673 | 0 | 0 | 0 | 0 | 1706.7 | 0 | 0 | 0 | 1996627.0159 | 0
6793 | 1177.0613 | 0 | 0 | 0 | 0 | 1582.1 | 0 | 0 | 0 | 1400702.9994 | 0
6794 | 1226.0084 | 0 | 0 | 0 | 0 | 1419.8 | 0 | 0 | 0 | 1458950.0543 | 0
6795 | 1172.3997 | 0 | 0 | 0 | 0 | 1416.15 | 0 | 0 | 0 | 1395155.6609 | 0
6796 | 942.426 | 0 | 0 | 0 | 0 | 1414.65 | 0 | 0 | 0 | 1121486.9559 | 0
6797 | 939.3183 | 0 | 0 | 0 | 0 | 1415.4 | 0 | 0 | 0 | 1117788.7302 | 0
6798 | 1045.7588 | 0 | 0 | 0 | 0 | 1421.25 | 0 | 0 | 0 | 1244452.9613 | 0
6799 | 671.3979 | 258.585 | 258.585 | 251.7223 | 251.7223 | 1434.2 | 380105.3989 | 90620.0262 | 41106.2508 | 769265.4337 | 142424.4746
6800 | 872.0645 | 752.702 | 752.702 | 732.7257 | 732.7257 | 1458.4 | 1122441.1271 | 263781.2517 | 119654.1067 | 255408.1123 | 396844.2387
6801 | 485.7777 | 638.088 | 485.778 | 621.1535 | 485.7777 | 1495.1 | 765571.7852 | 174879.9663 | 79327.4958 | 0 | 245269.1527
6802 | 364.5171 | 1720.691 | 364.518 | 1675.0248 | 364.5171 | 1389.75 | 535973.0448 | 131226.1407 | 59525.6355 | 0 | 222446.5343
6803 | 364.7608 | 2592.222 | 364.761 | 2523.4258 | 364.7608 | 368.9 | 142403.8276 | 131313.8959 | 59565.4422 | 0 | 594961.3766
6804 | 378.6719 | 1892.344 | 378.672 | 1842.1222 | 378.6719 | 909.8 | 363343.9087 | 136321.884 | 61837.1213 | 0 | 412828.1054
6805 | 728.4592 | 1109.493 | 728.459 | 1080.0477 | 728.4592 | 891.95 | 682944.0576 | 262245.3051 | 118957.3842 | 0 | 807169.1953
6806 | 1278.5809 | 1425.08 | 1278.581 | 1387.2592 | 1278.5809 | 1088.25 | 1467024.8375 | 460289.1395 | 208792.268 | 0 | 1165746.1748
6807 | 1456.5445 | 215.002 | 215.002 | 209.296 | 209.296 | 1548.15 | 343140.3785 | 75346.5471 | 34178.0309 | 2286206.4929 | 94570.3814
6808 | 1463.702 | 210.99 | 210.99 | 205.3904 | 205.3904 | 1693.65 | 368287.9412 | 73940.5586 | 33540.2589 | 2306485.0942 | 62921.3614
6809 | 1357.0867 | 27.771 | 27.771 | 27.034 | 27.034 | 1863.95 | 53225.7256 | 9732.2302 | 4414.6478 | 2437986.5775 | 3677.972
6810 | 968.9779 | 0 | 0 | 0 | 0 | 1908.65 | 0 | 0 | 0 | 1776136.4463 | 0
6811 | 859.4179 | 0 | 0 | 0 | 0 | 1910.95 | 0 | 0 | 0 | 2920302.154 | 0
6812 | 666.613 | 0 | 0 | 0 | 0 | 1818.3 | 0 | 0 | 0 | 2265150.8354 | 0
6813 | 1020.8968 | 0 | 0 | 0 | 0 | 1797.45 | 0 | 0 | 0 | 3469007.2245 | 0
6814 | 1041.8741 | 305.874 | 305.874 | 297.7563 | 297.7563 | 1789.7 | 561079.521 | 107192.2575 | 48623.599 | 2528512.3871 | 62618.1437
6815 | 1133.5528 | 592 | 592 | 576.2886 | 576.2886 | 1725.1 | 1049635.7006 | 207463.9114 | 94107.9354 | 1893583.6268 | 158421.7479
6816 | 1121.8987 | 0 | 0 | 0 | 0 | 1696.7 | 0 | 0 | 0 | 2056440.3776 | 0
6817 | 916.0101 | 0 | 0 | 0 | 0 | 1587.1 | 0 | 0 | 0 | 1679046.5413 | 0
6818 | 1391.4963 | 0 | 0 | 0 | 0 | 1478.6 | 0 | 0 | 0 | 2550612.6849 | 0
6819 | 1013.9043 | 0 | 0 | 0 | 0 | 1427.3 | 0 | 0 | 0 | 1858486.6296 | 0
6820 | 1124.2295 | 0 | 0 | 0 | 0 | 1414.65 | 0 | 0 | 0 | 2060712.7615 | 0
6821 | 933.1028 | 0 | 0 | 0 | 0 | 1429.7 | 0 | 0 | 0 | 1710377.3505 | 0
6822 | 828.2161 | 0 | 0 | 0 | 0 | 1444.05 | 0 | 0 | 0 | 1518120.1128 | 0
6823 | 1121.5161 | 98.194 | 98.194 | 95.588 | 95.588 | 1445.35 | 146082.7262 | 34411.6745 | 15609.5179 | 1880526.2187 | 53017.8758
6824 | 241.5452 | 241.545 | 241.545 | 235.1345 | 235.1345 | 1458.4 | 362454.3258 | 84648.4299 | 38397.4683 | 11750.808 | 127348.86
6825 | 286.4047 | 430.164 | 286.405 | 418.7477 | 286.4047 | 1538.4 | 467345.5969 | 103105.679 | 46769.8816 | 0 | 132204.3929
6826 | 227.0213 | 1831.625 | 227.021 | 1783.0147 | 227.0213 | 1518.75 | 366618.6424 | 81727.6811 | 37072.5843 | 0 | 109254.0182
6827 | 226.7086 | 2620.821 | 226.709 | 2551.2658 | 226.7086 | 1382.9 | 334216.9634 | 81615.1028 | 37021.5175 | 0 | 139901.8887
6828 | 265.6099 | 2658.357 | 265.61 | 2587.8057 | 265.6099 | 1269.8 | 358151.9125 | 95619.5689 | 43374.0989 | 0 | 193948.3589
6829 | 180.5099 | 2573.811 | 180.51 | 2505.5035 | 180.5099 | 1251.95 | 239055.9344 | 64983.5756 | 29477.2719 | 0 | 135030.4549
6830 | 244.417 | 1623.694 | 244.417 | 1580.602 | 244.417 | 1490.6 | 384987.2939 | 87990.1136 | 39913.2932 | 0 | 124506.0108
6831 | 281.7887 | 152.71 | 152.71 | 148.6572 | 148.6572 | 1569.8 | 247233.3259 | 53516.5775 | 24275.7142 | 244030.0764 | 63952.3102
6832 | 244.5879 | 243.806 | 243.806 | 237.3355 | 237.3355 | 1808.65 | 454118.588 | 85440.7878 | 38756.8907 | 13293.6254 | 45414.1521
6833 | 259.577 | 259.577 | 259.577 | 252.688 | 252.688 | 1898.95 | 506962.3674 | 90967.6685 | 41263.9452 | 12627.5749 | 25534.1192
6834 | 261.3999 | 1.899 | 1.899 | 1.8486 | 1.8486 | 1908.65 | 3728.6253 | 665.4966 | 301.8766 | 475757.493 | 168.8698
6835 | 181.0159 | 0 | 0 | 0 | 0 | 1910.95 | 0 | 0 | 0 | 331802.1689 | 0
6836 | 341.8528 | 0 | 0 | 0 | 0 | 1862.8 | 0 | 0 | 0 | 626616.1817 | 0
6837 | 203.5578 | 116.274 | 116.274 | 113.1882 | 113.1882 | 1845.45 | 220109.3898 | 40747.7345 | 18483.6251 | 165647.5721 | 17493.2288
6838 | 261.8282 | 261.828 | 261.828 | 254.8792 | 254.8792 | 1837.7 | 493856.7866 | 91756.5219 | 41621.7779 | 12737.4059 | 41366.8986
6839 | 280.4747 | 280.475 | 280.475 | 273.0313 | 273.0313 | 1739.2 | 502763.9946 | 98291.2847 | 44586.0189 | 13643.6365 | 71206.5751
6840 | 239.297 | 239.297 | 239.297 | 232.9462 | 232.9462 | 1702.6 | 419849.807 | 83860.6277 | 38040.1125 | 11640.9644 | 69278.1963
6841 | 247.8433 | 0 | 0 | 0 | 0 | 1626.85 | 0 | 0 | 0 | 294933.5028 | 0
6842 | 213.658 | 0 | 0 | 0 | 0 | 1690.85 | 0 | 0 | 0 | 254253.0196 | 0
6843 | 278.9208 | 0 | 0 | 0 | 0 | 1581.15 | 0 | 0 | 0 | 331915.7602 | 0
6844 | 284.3594 | 0 | 0 | 0 | 0 | 1674.95 | 0 | 0 | 0 | 338387.6553 | 0
6845 | 227.6429 | 0 | 0 | 0 | 0 | 1675.35 | 0 | 0 | 0 | 270895.0355 | 0
6846 | 224.5351 | 0 | 0 | 0 | 0 | 1678.15 | 0 | 0 | 0 | 267196.8098 | 0
6847 | 211.1465 | 211.146 | 211.146 | 205.5423 | 205.5423 | 1703 | 369560.0285 | 73995.2281 | 33565.0576 | 10272.5844 | 61046.0632
6848 | 228.4266 | 1121.239 | 228.427 | 1091.4819 | 228.4266 | 1541.8 | 371989.9979 | 82233.5844 | 37302.0676 | 0 | 104665.0788
6849 | 798.5303 | 838.232 | 798.531 | 815.9858 | 798.5303 | 1534.9 | 1296963.6237 | 287470.8951 | 130399.9921 | 0 | 371396.4258
6850 | 1189.1388 | 2042.924 | 1189.139 | 1988.7059 | 1189.1388 | 1493.05 | 1883395.4353 | 428089.9853 | 194186.3739 | 0 | 602833.939
6851 | 1149.785 | 1469.671 | 1149.785 | 1430.6667 | 1149.785 | 1500.8 | 1834690.086 | 413922.5953 | 187759.8884 | 0 | 573972.6655
6852 | 1049.2511 | 2055.322 | 1049.251 | 2000.7749 | 1049.2511 | 1431.2 | 1592334.902 | 377730.4064 | 171342.7094 | 0 | 596814.0422
6853 | 1004.3509 | 2625.667 | 1004.351 | 2555.9832 | 1004.3509 | 1243.65 | 1316490.604 | 361566.324 | 164010.502 | 0 | 759640.8032
6854 | 1250.2042 | 2767.332 | 1250.204 | 2693.8885 | 1250.2042 | 1496.7 | 1977422.3598 | 450073.5289 | 204158.3535 | 0 | 629227.7975
6855 | 903.8122 | 1865.43 | 903.812 | 1815.9225 | 903.8122 | 1668.65 | 1598857.2625 | 325372.3869 | 147592.5299 | 0 | 299478.1678
6856 | 1265.9984 | 880.386 | 880.386 | 857.021 | 857.021 | 1827.1 | 1659553.1227 | 308527.5728 | 139951.5351 | 749655.5623 | 148178.937
6857 | 1338.141 | 15.536 | 15.536 | 15.1237 | 15.1237 | 1880.5 | 30108.9992 | 5444.5259 | 2469.6974 | 2425090.786 | 1807.2801
6858 | 1446.2015 | 0 | 0 | 0 | 0 | 1880.8 | 0 | 0 | 0 | 2650887.2945 | 0
6859 | 1536.9168 | 0 | 0 | 0 | 0 | 1882.05 | 0 | 0 | 0 | 5222443.1913 | 0
6860 | 1201.1464 | 0 | 0 | 0 | 0 | 1841.9 | 0 | 0 | 0 | 4081495.5623 | 0
6861 | 1445.882 | 0 | 0 | 0 | 0 | 1824.45 | 0 | 0 | 0 | 4913106.8831 | 0
6862 | 1395.381 | 305.874 | 305.874 | 297.7563 | 297.7563 | 1815.2 | 568992.3936 | 107192.2575 | 48623.599 | 3729728.7381 | 55025.3588
6863 | 1485.5058 | 592 | 592 | 576.2886 | 576.2886 | 1808.85 | 1099034.0667 | 207463.9114 | 94107.9354 | 3089519.9072 | 110157.5741
6864 | 1257.086 | 0 | 0 | 0 | 0 | 1713.2 | 0 | 0 | 0 | 2304238.5958 | 0
6865 | 1266.4092 | 0 | 0 | 0 | 0 | 1463 | 0 | 0 | 0 | 1507026.9896 | 0
6866 | 1198.8156 | 0 | 0 | 0 | 0 | 1477.9 | 0 | 0 | 0 | 1426590.5795 | 0
6867 | 1652.5475 | 0 | 0 | 0 | 0 | 1470.7 | 0 | 0 | 0 | 1966531.5381 | 0
6868 | 1262.5245 | 0 | 0 | 0 | 0 | 1468.85 | 0 | 0 | 0 | 1502404.2074 | 0
6869 | 1325.4565 | 0 | 0 | 0 | 0 | 1467.85 | 0 | 0 | 0 | 1577293.279 | 0
6870 | 1463.7515 | 0 | 0 | 0 | 0 | 1474.45 | 0 | 0 | 0 | 1741864.3243 | 0
6871 | 1647.1089 | 493.773 | 493.773 | 480.6685 | 480.6685 | 1468.5 | 743050.5538 | 173040.6722 | 78493.1716 | 2138085.272 | 255475.3257
6872 | 1347.642 | 1240.226 | 1240.226 | 1207.3111 | 1207.3111 | 1287.95 | 1635344.2386 | 434631.9881 | 197153.8991 | 257226.5909 | 859665.8531
6873 | 1537.3752 | 1398.639 | 1398.639 | 1361.5199 | 1361.5199 | 619.7 | 888024.9872 | 490147.158 | 222336.197 | 322342.733 | 1879305.8951
6874 | 2055.2559 | 2055.256 | 2055.256 | 2000.7106 | 2000.7106 | 284.7 | 602471.1794 | 720255.8254 | 326716.0453 | 99981.5529 | 3431818.9371
6875 | 1950.1673 | 1950.167 | 1950.167 | 1898.4106 | 1898.4106 | 300.8 | 606024.3333 | 683427.8271 | 310010.456 | 94869.9322 | 3225779.3441
6876 | 1632.9415 | 2416.477 | 1632.942 | 2352.345 | 1632.9415 | 295.55 | 512489.6154 | 587858.9314 | 266659.343 | 0 | 2783267.0988
6877 | 1578.9248 | 2472.213 | 1578.925 | 2406.6018 | 1578.9248 | 283.35 | 474571.7624 | 568412.9456 | 257838.4278 | 0 | 2710461.342
6878 | 1500.0918 | 2428.05 | 1500.092 | 2363.6109 | 1500.0918 | 285 | 451624.2144 | 540033.0642 | 244964.9983 | 0 | 2572657.5142
6879 | 1560.4337 | 1976.158 | 1560.434 | 1923.7118 | 1560.4337 | 1088.6 | 1795958.589 | 561756.1392 | 254818.8265 | 0 | 1422179.2924
6880 | 1354.9627 | 1006.577 | 1006.577 | 979.863 | 979.863 | 1204.8 | 1242471.4876 | 352750.6783 | 160011.6271 | 687557.77 | 779187.0538
6881 | 1401.9869 | 550.503 | 550.503 | 535.893 | 535.893 | 1584.75 | 894015.1242 | 192921.4622 | 87511.3188 | 1587550.1911 | 222529.5477
6882 | 1511.5332 | 0 | 0 | 0 | 0 | 1797.65 | 0 | 0 | 0 | 2770640.4124 | 0
6883 | 1511.2516 | 0 | 0 | 0 | 0 | 1851.05 | 0 | 0 | 0 | 5135232.9062 | 0
6884 | 1042.651 | 0 | 0 | 0 | 0 | 1816.4 | 0 | 0 | 0 | 3542928.2305 | 0
6885 | 1417.1352 | 0 | 0 | 0 | 0 | 1724.2 | 0 | 0 | 0 | 4815425.5523 | 0
6886 | 1734.126 | 305.874 | 305.874 | 297.7563 | 297.7563 | 1716.35 | 536930.8119 | 107192.2575 | 48623.599 | 4880784.4078 | 84458.5662
6887 | 1786.9578 | 592 | 592 | 576.2886 | 576.2886 | 1679.75 | 1017097.8568 | 207463.9114 | 94107.9354 | 4113853.8508 | 184556.4378
6888 | 1498.7138 | 0 | 0 | 0 | 0 | 1493.6 | 0 | 0 | 0 | 2747142.3056 | 0
6889 | 1306.0331 | 0 | 0 | 0 | 0 | 1584.95 | 0 | 0 | 0 | 1554179.3676 | 0
6890 | 1539.8915 | 0 | 0 | 0 | 0 | 1419.8 | 0 | 0 | 0 | 1832470.8553 | 0
6891 | 1354.9802 | 0 | 0 | 0 | 0 | 1416.15 | 0 | 0 | 0 | 1612426.4225 | 0
6892 | 1587.2847 | 0 | 0 | 0 | 0 | 1401.8 | 0 | 0 | 0 | 1888868.7978 | 0
6893 | 1386.8347 | 0 | 0 | 0 | 0 | 1415.4 | 0 | 0 | 0 | 1650333.2371 | 0
6894 | 1682.8481 | 0 | 0 | 0 | 0 | 1432.4 | 0 | 0 | 0 | 2002589.239 | 0
6895 | 1314.5969 | 315.141 | 315.141 | 306.7773 | 306.7773 | 1457.5 | 471738.4814 | 110439.8387 | 50096.7379 | 1847333.2413 | 166426.7013
6896 | 1491.5815 | 1022.581 | 1022.581 | 995.4423 | 995.4423 | 1481.7 | 1554284.7282 | 358359.2128 | 162555.7207 | 909423.1541 | 515937.7222
6897 | 1238.8415 | 1238.841 | 1238.841 | 1205.9628 | 1205.9628 | 1749.4 | 2229069.9734 | 434146.6207 | 196933.731 | 60266.6402 | 302214.2865
6898 | 1931.0148 | 1931.015 | 1931.015 | 1879.7669 | 1879.7669 | 1640.9 | 3262537.7056 | 676716.0893 | 306965.9372 | 93937.3373 | 675024.299
6899 | 1849.8422 | 1879.936 | 1849.842 | 1830.0435 | 1830.0435 | 1513.6 | 2926511.7058 | 658815.6684 | 298846.1074 | 36291.0127 | 890133.1698
6900 | 1624.0727 | 3482.408 | 1624.073 | 3389.9868 | 1624.0727 | 1457.65 | 2495005.8004 | 584666.1814 | 265211.0762 | 0 | 880815.8429
6901 | 1805.6859 | 2828.627 | 1805.686 | 2753.5568 | 1805.6859 | 788.15 | 1498913.0854 | 650046.928 | 294868.5093 | 0 | 2188220.4712
6902 | 1579.4376 | 2739.139 | 1579.438 | 2666.4437 | 1579.4376 | 1456.1 | 2426435.7983 | 568597.5461 | 257922.1647 | 0 | 859056.1259
6903 | 1451.8731 | 2129.223 | 1451.873 | 2072.7146 | 1451.8731 | 1785.8 | 2734229.5326 | 522674.3228 | 237090.8803 | 0 | 310991.2221
6904 | 1128.7455 | 626.179 | 626.179 | 609.5606 | 609.5606 | 1891.75 | 1214638.6759 | 219441.7983 | 99541.2379 | 951666.0139 | 65984.9296
6905 | 1228.0848 | 98.313 | 98.313 | 95.7038 | 95.7038 | 1899.95 | 191114.4868 | 34453.3776 | 15628.4349 | 2075654.3554 | 9575.1678
6906 | 1434.2978 | 0 | 0 | 0 | 0 | 1908.65 | 0 | 0 | 0 | 2629067.8784 | 0
6907 | 1492.2516 | 0 | 0 | 0 | 0 | 1910.95 | 0 | 0 | 0 | 5070670.8281 | 0
6908 | 1240.7703 | 0 | 0 | 0 | 0 | 1863.8 | 0 | 0 | 0 | 4216137.3944 | 0
6909 | 1418.6891 | 0 | 0 | 0 | 0 | 1847.45 | 0 | 0 | 0 | 4820705.623 | 0
6910 | 1613.7006 | 305.874 | 305.874 | 297.7563 | 297.7563 | 1839.7 | 576985.2049 | 107192.2575 | 48623.599 | 4471578.8375 | 47730.3302
6911 | 1366.6343 | 592 | 592 | 576.2886 | 576.2886 | 1821.7 | 1106238.1532 | 207463.9114 | 94107.9354 | 2685594.4075 | 102752.265
6912 | 1386.8347 | 0 | 0 | 0 | 0 | 1805.7 | 0 | 0 | 0 | 2542067.9189 | 0
6913 | 1509.5909 | 0 | 0 | 0 | 0 | 1719.6 | 0 | 0 | 0 | 1796413.1531 | 0
6914 | 1275.7325 | 0 | 0 | 0 | 0 | 1690 | 0 | 0 | 0 | 1518121.6667 | 0
6915 | 1501.8215 | 0 | 0 | 0 | 0 | 1682.25 | 0 | 0 | 0 | 1787167.5898 | 0
6916 | 1306.0331 | 0 | 0 | 0 | 0 | 1668.95 | 0 | 0 | 0 | 1554179.3676 | 0
6917 | 1323.1257 | 0 | 0 | 0 | 0 | 1669.7 | 0 | 0 | 0 | 1574519.6092 | 0
6918 | 1096.2598 | 0 | 0 | 0 | 0 | 1675.55 | 0 | 0 | 0 | 1304549.1299 | 0
6919 | 1443.5696 | 196.812 | 196.812 | 191.5887 | 191.5887 | 1688.5 | 341177.1082 | 68971.9381 | 31286.4375 | 2294880.9442 | 59679.8853
6920 | 1285.1606 | 776.37 | 776.37 | 755.7656 | 755.7656 | 1507.2 | 1201591.4894 | 272075.6028 | 123416.5165 | 970381.1717 | 372441.2697
6921 | 1191.5872 | 1191.587 | 1191.587 | 1159.9629 | 1159.9629 | 1759.4 | 2155212.511 | 417586.655 | 189421.9466 | 57967.2399 | 279087.0811
6922 | 1744.2447 | 1744.245 | 1744.245 | 1697.9537 | 1697.9537 | 1839.4 | 3296151.7864 | 611263.3279 | 277275.8373 | 84851.3653 | 272691.3624
6923 | 1620.4415 | 1620.441 | 1620.441 | 1577.4354 | 1577.4354 | 1787.9 | 2975795.674 | 567876.7365 | 257595.1974 | 78830.2413 | 334574.0439
6924 | 1876.2766 | 2383.076 | 1876.277 | 2319.8305 | 1876.2766 | 1705.45 | 3377890.0395 | 675459.5659 | 306395.9642 | 0 | 552657.2643
6925 | 1620.8484 | 3248.51 | 1620.848 | 3162.2963 | 1620.8484 | 1498.8 | 2561251.7391 | 583505.4359 | 264684.5491 | 0 | 812369.2346
6926 | 1712.8476 | 2357.056 | 1712.847 | 2294.501 | 1712.8476 | 1673.25 | 3030608.0573 | 616625.145 | 279708.0172 | 0 | 559672.9615
6927 | 1534.4519 | 2067.607 | 1534.452 | 2012.7338 | 1534.4519 | 1879.8 | 3045168.9717 | 552402.697 | 250576.0011 | 0 | 184441.1227
6928 | 1664.7066 | 286.576 | 286.576 | 278.9704 | 278.9704 | 1892.75 | 556787.6146 | 100429.3545 | 45555.8711 | 2540054.3883 | 29919.5785
6929 | 1575.5306 | 64.992 | 64.992 | 63.2671 | 63.2671 | 1899.95 | 126761.3512 | 22776.1732 | 10331.5252 | 2771978.908 | 6329.8781
6930 | 1789.0993 | 0 | 0 | 0 | 0 | 1908.65 | 0 | 0 | 0 | 3279418.9289 | 0
6931 | 1655.2046 | 0 | 0 | 0 | 0 | 1910.95 | 0 | 0 | 0 | 5624385.3633 | 0
6932 | 1494.8291 | 0 | 0 | 0 | 0 | 1863.8 | 0 | 0 | 0 | 5079429.1459 | 0
6933 | 1709.264 | 0 | 0 | 0 | 0 | 1847.45 | 0 | 0 | 0 | 5808079.0652 | 0
6934 | 1697.6099 | 305.874 | 305.874 | 297.7563 | 297.7563 | 1839.7 | 577031.7402 | 107192.2575 | 48623.599 | 4756702.717 | 47730.3302
6935 | 1894.9522 | 592 | 592 | 576.2886 | 576.2886 | 1821.7 | 1105738.945 | 207463.9114 | 94107.9354 | 4480818.8457 | 102752.265
6936 | 1490.1674 | 0 | 0 | 0 | 0 | 1775.7 | 0 | 0 | 0 | 2731476.901 | 0
6937 | 1436.5587 | 0 | 0 | 0 | 0 | 1597.1 | 0 | 0 | 0 | 1709504.8482 | 0
6938 | 1714.7026 | 0 | 0 | 0 | 0 | 1674.1 | 0 | 0 | 0 | 2040496.0524 | 0
6939 | 1420.243 | 0 | 0 | 0 | 0 | 1580.45 | 0 | 0 | 0 | 1690089.1641 | 0
6940 | 1859.99 | 0 | 0 | 0 | 0 | 1501.3 | 0 | 0 | 0 | 2213388.106 | 0
6941 | 1577.9614 | 0 | 0 | 0 | 0 | 1524.4 | 0 | 0 | 0 | 1877774.1195 | 0
6942 | 1522.7988 | 0 | 0 | 0 | 0 | 1675.55 | 0 | 0 | 0 | 1812130.6136 | 0
6943 | 1380.6823 | 362.545 | 362.545 | 352.9233 | 352.9233 | 1788.5 | 665864.6488 | 127052.3712 | 57632.3673 | 1883882.2849 | 74643.2681
6944 | 1445.3682 | 1185.637 | 1185.637 | 1154.1708 | 1154.1708 | 1816.7 | 2208445.8646 | 415501.5025 | 188476.0982 | 533764.7675 | 211559.515
6945 | 1443.6317 | 1528.437 | 1443.631 | 1487.8731 | 1443.6317 | 1769.4 | 2697520.6369 | 519707.4289 | 235745.0643 | 0 | 332901.4809
6946 | 1751.3527 | 2565.208 | 1751.353 | 2497.1288 | 1751.3527 | 1524.75 | 2825522.2896 | 630486.9655 | 285995.893 | 0 | 832330.3621
6947 | 1975.004 | 2670.141 | 1975.005 | 2599.2769 | 1975.004 | 1477.9 | 3090227.2964 | 711001.4576 | 322518.1612 | 0 | 1031149.614
6948 | 1647.8616 | 3394.548 | 1647.861 | 3304.4585 | 1647.8616 | 1492.65 | 2601632.2802 | 593230.1767 | 269095.7996 | 0 | 836042.5838
6949 | 1546.6392 | 3097.97 | 1546.639 | 3015.7516 | 1546.6392 | 1464.8 | 2396418.451 | 556790.1059 | 252566.1786 | 0 | 827761.2907
6950 | 1415.4066 | 2820.777 | 1415.407 | 2745.9151 | 1415.4066 | 1531.1 | 2294686.7557 | 509546.3598 | 231135.8904 | 0 | 663684.1336
6951 | 1594.654 | 2295.469 | 1594.654 | 2234.5485 | 1594.654 | 1858.8 | 3137632.1969 | 574075.4263 | 260406.992 | 0 | 225165.1394
6952 | 1899.5274 | 778.889 | 778.889 | 758.2177 | 758.2177 | 1892.25 | 1515948.4361 | 272958.3758 | 123816.9521 | 2092020.6937 | 81697.9583
6953 | 1653.7527 | 216.169 | 216.169 | 210.432 | 210.432 | 1899.95 | 422024.8234 | 75755.5173 | 34363.5444 | 2645606.9227 | 21053.7209
6954 | 1424.522 | 0 | 0 | 0 | 0 | 1908.65 | 0 | 0 | 0 | 2611148.793 | 0
6955 | 1615.5546 | 0 | 0 | 0 | 0 | 1910.95 | 0 | 0 | 0 | 5489654.4289 | 0
6956 | 1257.086 | 0 | 0 | 0 | 0 | 1863.8 | 0 | 0 | 0 | 4271578.1498 | 0
6957 | 1328.5643 | 0 | 0 | 0 | 0 | 1847.45 | 0 | 0 | 0 | 4514461.454 | 0
6958 | 1113.3524 | 305.874 | 305.874 | 297.7563 | 297.7563 | 1839.7 | 575458.8774 | 107192.2575 | 48623.599 | 2771395.6912 | 47730.3302
6959 | 1417.1352 | 592 | 592 | 576.2886 | 576.2886 | 1776.7 | 1077702.5141 | 207463.9114 | 94107.9354 | 2857196.7443 | 128685.2539
6960 | 1232.224 | 0 | 0 | 0 | 0 | 1624.05 | 0 | 0 | 0 | 2258666.5095 | 0
6961 | 896.5867 | 0 | 0 | 0 | 0 | 1581.6 | 0 | 0 | 0 | 1066938.1264 | 0
6962 | 1312.2486 | 0 | 0 | 0 | 0 | 1479.1 | 0 | 0 | 0 | 1561575.8197 | 0
6963 | 996.8117 | 0 | 0 | 0 | 0 | 1439.8 | 0 | 0 | 0 | 1186205.9065 | 0
6964 | 1216.6852 | 0 | 0 | 0 | 0 | 1414.65 | 0 | 0 | 0 | 1447855.3773 | 0
6965 | 1229.1162 | 0 | 0 | 0 | 0 | 1445.2 | 0 | 0 | 0 | 1462648.2804 | 0
6966 | 891.925 | 0 | 0 | 0 | 0 | 1472.05 | 0 | 0 | 0 | 1061390.7877 | 0
6967 | 1020.5365 | 215.064 | 215.064 | 209.3563 | 209.3563 | 1503.5 | 332048.3164 | 75368.2747 | 34187.8868 | 1486893.2082 | 103945.4122
6968 | 782.7914 | 782.791 | 782.791 | 762.0162 | 762.0162 | 1511.7 | 1214731.8886 | 274325.8153 | 124437.2379 | 38081.0979 | 372092.4878
6969 | 1064.2324 | 923.211 | 923.211 | 898.7095 | 898.7095 | 1558.9 | 1478868.2513 | 323535.414 | 146759.2586 | 303403.5777 | 396420.7531
6970 | 1233.7118 | 1292.128 | 1233.712 | 1257.8356 | 1233.7118 | 1537.4 | 2004332.128 | 444136.2451 | 201465.1356 | 0 | 570715.075
6971 | 1280.4233 | 1776.615 | 1280.423 | 1729.4646 | 1280.4233 | 1519.75 | 2057348.0427 | 460952.3725 | 209093.1179 | 0 | 614923.2692
6972 | 1104.2739 | 2157.41 | 1104.274 | 2100.1535 | 1104.2739 | 1505.5 | 1758413.2553 | 397538.6008 | 180327.9264 | 0 | 546063.4391
6973 | 1300.3109 | 2766.351 | 1300.311 | 2692.9336 | 1300.3109 | 1487.65 | 2043596.5557 | 468111.9355 | 212340.7752 | 0 | 666214.306
6974 | 1092.2168 | 1523.804 | 1092.217 | 1483.3631 | 1092.2168 | 1654.75 | 1911992.9986 | 393198.0412 | 178359.0003 | 0 | 377087.8436
6975 | 1134.3734 | 1748.6 | 1134.373 | 1702.1931 | 1134.3734 | 1810.8 | 2171051.413 | 408374.4409 | 185243.1839 | 0 | 214623.4562
6976 | 1436.7588 | 889.87 | 889.87 | 866.2533 | 866.2533 | 1832.75 | 1674816.1304 | 311851.2007 | 141459.1697 | 1045736.4398 | 144880.8703
6977 | 1263.9143 | 424.476 | 424.476 | 413.2106 | 413.2106 | 1898.3 | 826936.1235 | 148755.8298 | 67477.2972 | 1559339.7971 | 42023.5219
6978 | 1435.7711 | 0 | 0 | 0 | 0 | 1907.5 | 0 | 0 | 0 | 2631768.3805 | 0
6979 | 1114.3042 | 0 | 0 | 0 | 0 | 1910.95 | 0 | 0 | 0 | 3786405.5425 | 0
6980 | 986.7115 | 0 | 0 | 0 | 0 | 1817.8 | 0 | 0 | 0 | 3352845.642 | 0
6981 | 1394.604 | 0 | 0 | 0 | 0 | 1787.45 | 0 | 0 | 0 | 4738864.5109 | 0
6982 | 1505.7062 | 305.874 | 305.874 | 297.7563 | 297.7563 | 1789.7 | 561231.6279 | 107192.2575 | 48623.599 | 4104613.8425 | 62618.1437
6983 | 1400.0426 | 592 | 592 | 576.2886 | 576.2886 | 1717.6 | 1043591.2752 | 207463.9114 | 94107.9354 | 2799115.9536 | 162743.9127
6984 | 1386.8347 | 0 | 0 | 0 | 0 | 1624.05 | 0 | 0 | 0 | 2542067.9189 | 0
6985 | 1262.5245 | 0 | 0 | 0 | 0 | 1587.1 | 0 | 0 | 0 | 2314207.4892 | 0
6986 | 1246.9858 | 0 | 0 | 0 | 0 | 1479.1 | 0 | 0 | 0 | 2285724.9347 | 0
6987 | 1582.6231 | 0 | 0 | 0 | 0 | 1465.45 | 0 | 0 | 0 | 2900948.0946 | 0
6988 | 1398.4887 | 0 | 0 | 0 | 0 | 1463.95 | 0 | 0 | 0 | 2563429.8348 | 0
6989 | 1537.5607 | 0 | 0 | 0 | 0 | 1467.2 | 0 | 0 | 0 | 2818348.6898 | 0
6990 | 1553.8764 | 0 | 0 | 0 | 0 | 1480.55 | 0 | 0 | 0 | 2848255.3715 | 0
6991 | 1107.5098 | 402.341 | 402.341 | 391.6631 | 391.6631 | 1584.65 | 653293.7506 | 140998.7121 | 63958.5825 | 1312147.0906 | 162677.2641
6992 | 198.9214 | 579.639 | 198.921 | 564.2557 | 198.9214 | 1507.7 | 315612.343 | 71611.7129 | 32483.8687 | 0 | 97929.0174
6993 | 298.2132 | 1943.965 | 298.213 | 1892.3732 | 298.2132 | 1544.4 | 485402.9492 | 107356.7351 | 48698.2079 | 0 | 135865.9126
6994 | 304.1927 | 2044.485 | 304.192 | 1990.2255 | 304.1927 | 1507.6 | 484344.2961 | 109509.3589 | 49674.662 | 0 | 149784.4676
6995 | 345.2975 | 2084.715 | 345.297 | 2029.3878 | 345.2975 | 1513.6 | 552570.5349 | 124307.1177 | 56387.0898 | 0 | 167952.728
6996 | 302.5368 | 3000.13 | 302.536 | 2920.5082 | 302.5368 | 1505.5 | 482350.302 | 108913.2531 | 49404.2617 | 0 | 149604.4546
6997 | 291.076 | 1325.082 | 291.076 | 1289.915 | 291.076 | 1328.65 | 409396.3918 | 104787.3617 | 47532.7116 | 0 | 195413.8758
6998 | 306.2603 | 2250.606 | 306.26 | 2190.8761 | 306.2603 | 1417.8 | 458633.0857 | 110253.7045 | 50012.3054 | 0 | 178304.7411
6999 | 275.21 | 2372.52 | 275.21 | 2309.5546 | 275.21 | 1673.3 | 486250.1248 | 99075.5842 | 44941.7858 | 0 | 89911.0926
7000 | 224.034 | 1687.818 | 224.034 | 1643.0242 | 224.034 | 1782.75 | 421135.7783 | 80652.2433 | 36584.7537 | 0 | 48671.3885
7001 | 243.4565 | 254.111 | 243.457 | 247.367 | 243.4565 | 1812.45 | 465025.1763 | 87644.3373 | 39756.4452 | 0 | 45660.2652
7002 | 289.9125 | 0 | 0 | 0 | 0 | 1907.15 | 0 | 0 | 0 | 531409.6856 | 0
7003 | 248.7805 | 0 | 0 | 0 | 0 | 1910.95 | 0 | 0 | 0 | 456014.5857 | 0
7004 | 309.2214 | 0 | 0 | 0 | 0 | 1862.3 | 0 | 0 | 0 | 566802.8189 | 0
7005 | 289.7979 | 207.176 | 207.176 | 201.6777 | 201.6777 | 1841.45 | 391151.6192 | 72603.9583 | 32933.9622 | 161524.4725 | 31975.9933
7006 | 230.7506 | 230.751 | 230.751 | 224.627 | 224.627 | 1837.7 | 434711.4496 | 80865.7179 | 36681.5882 | 11224.6421 | 36456.9612
7007 | 296.7904 | 296.79 | 296.79 | 288.9134 | 288.9134 | 1730.1 | 526784.0161 | 104008.8079 | 47179.5509 | 14438.5958 | 77977.7146
7008 | 163.157 | 163.157 | 163.157 | 158.8269 | 158.8269 | 1696.7 | 284574.9881 | 57177.6848 | 25936.4331 | 7937.1023 | 48172.1994
7009 | 222.2043 | 0 | 0 | 0 | 0 | 1681.2 | 0 | 0 | 0 | 264423.1404 | 0
7010 | 219.8735 | 0 | 0 | 0 | 0 | 1580.85 | 0 | 0 | 0 | 261649.4712 | 0
7011 | 215.2119 | 0 | 0 | 0 | 0 | 1446 | 0 | 0 | 0 | 256102.1326 | 0
7012 | 131.3026 | 0 | 0 | 0 | 0 | 1444.8 | 0 | 0 | 0 | 156250.0376 | 0
7013 | 144.5105 | 0 | 0 | 0 | 0 | 1451.35 | 0 | 0 | 0 | 171967.4969 | 0
7014 | 197.3423 | 0 | 0 | 0 | 0 | 1450.5 | 0 | 0 | 0 | 234837.3345 | 0
7015 | 135.9137 | 135.914 | 135.914 | 132.3069 | 132.3069 | 1494.1 | 208493.2135 | 47630.49 | 21605.7195 | 6611.1987 | 66934.0691
7016 | 163.4921 | 418.617 | 163.492 | 407.5071 | 163.4921 | 1352.15 | 232459.5241 | 58857.1461 | 26698.2555 | 0 | 105918.3392
7017 | 970.3841 | 1416.727 | 970.384 | 1379.1278 | 970.3841 | 1515.75 | 1551476.874 | 349338.2882 | 158463.7291 | 0 | 469908.5168
7018 | 1153.9649 | 2068.79 | 1153.965 | 2013.8854 | 1153.9649 | 1557.35 | 1897077.8254 | 415427.369 | 188442.4705 | 0 | 510802.5692
7019 | 1330.2706 | 3164.697 | 1330.271 | 3080.7077 | 1330.2706 | 1483.95 | 2083468.234 | 478897.4304 | 217233.1955 | 0 | 686486.1638
7020 | 1342.4171 | 3429.188 | 1342.417 | 3338.1792 | 1342.4171 | 1494.55 | 2118185.3981 | 483270.1549 | 219216.7119 | 0 | 678524.7217
7021 | 1361.5307 | 2593.332 | 1361.531 | 2524.5064 | 1361.5307 | 1468.65 | 2109554.919 | 490151.0693 | 222337.9711 | 0 | 723449.3629
7022 | 1355.7183 | 1115.456 | 1115.456 | 1085.8524 | 1085.8524 | 1496.7 | 1717229.9073 | 390906.8661 | 177319.6979 | 494664.1455 | 546509.5159
7023 | 1394.876 | 832.086 | 832.086 | 810.0029 | 810.0029 | 1536.5 | 1313678.3195 | 291601.0408 | 132273.4721 | 1072072.3407 | 375436.3401
7024 | 1538.6163 | 450.748 | 450.748 | 438.7854 | 438.7854 | 1639.95 | 758825.8457 | 157962.7418 | 71653.6548 | 2015990.0969 | 157984.681
7025 | 1416.4175 | 140.831 | 140.831 | 137.0934 | 137.0934 | 1845.5 | 266737.7447 | 49353.6319 | 22387.3558 | 2345001.1174 | 21180.9337
7026 | 1352.2386 | 0 | 0 | 0 | 0 | 1849.8 | 0 | 0 | 0 | 2478653.2933 | 0
7027 | 1554.2017 | 0 | 0 | 0 | 0 | 1881.55 | 0 | 0 | 0 | 5281177.3936 | 0
7028 | 1215.1313 | 0 | 0 | 0 | 0 | 1810.9 | 0 | 0 | 0 | 4129016.2084 | 0
7029 | 895.0328 | 0 | 0 | 0 | 0 | 1782.95 | 0 | 0 | 0 | 3041321.4014 | 0
7030 | 1180.946 | 305.874 | 305.874 | 297.7563 | 297.7563 | 1823.2 | 572609.5972 | 107192.2575 | 48623.599 | 3001078.8188 | 52643.3087
7031 | 1267.9631 | 592 | 592 | 576.2886 | 576.2886 | 1738.35 | 1058129.613 | 207463.9114 | 94107.9354 | 2350309.8432 | 150785.9234
7032 | 849.9704 | 0 | 0 | 0 | 0 | 1712.3 | 0 | 0 | 0 | 1557995.688 | 0
7033 | 1104.8061 | 0 | 0 | 0 | 0 | 1573.7 | 0 | 0 | 0 | 1314719.2507 | 0
7034 | 738.0913 | 0 | 0 | 0 | 0 | 1670.3 | 0 | 0 | 0 | 878328.6136 | 0
7035 | 1162.2995 | 0 | 0 | 0 | 0 | 1660.7 | 0 | 0 | 0 | 1383136.4276 | 0
7036 | 1122.6757 | 0 | 0 | 0 | 0 | 1658.85 | 0 | 0 | 0 | 1335984.0485 | 0
7037 | 1184.8307 | 0 | 0 | 0 | 0 | 1583.75 | 0 | 0 | 0 | 1409948.5639 | 0
7038 | 1024.0045 | 0 | 0 | 0 | 0 | 1657.45 | 0 | 0 | 0 | 1218565.3812 | 0
7039 | 1256.0216 | 203.461 | 203.461 | 198.0613 | 198.0613 | 1496.5 | 312733.4802 | 71302.0522 | 32343.4031 | 1939241.2574 | 99723.8424
7040 | 1353.606 | 1127.836 | 1127.836 | 1097.9038 | 1097.9038 | 1492.45 | 1724774.6865 | 395245.3851 | 179287.6983 | 468702.0054 | 557241.0978
7041 | 1534.3568 | 895.404 | 895.404 | 871.6405 | 871.6405 | 1490.6 | 1373037.9338 | 313790.5678 | 142338.8881 | 1214758.9688 | 444013.6534
7042 | 1602.1427 | 1602.143 | 1602.143 | 1559.623 | 1559.623 | 1462.7 | 2414942.7459 | 561464.2794 | 254686.4356 | 77938.5676 | 837985.4369
7043 | 1628.6013 | 2667.002 | 1628.601 | 2596.2212 | 1628.6013 | 1445.5 | 2497080.9304 | 586296.4698 | 265950.5931 | 0 | 903059.4236
7044 | 1636.1784 | 3526.712 | 1636.178 | 3433.115 | 1636.1784 | 1433.9 | 2485602.044 | 589024.2218 | 267187.9317 | 0 | 926240.5888
7045 | 1876.1804 | 3598.77 | 1876.18 | 3503.2606 | 1876.1804 | 1421.7 | 2830856.6233 | 675424.9534 | 306380.2636 | 0 | 1084995.1404
7046 | 1679.1101 | 3204.944 | 1679.11 | 3119.8865 | 1679.1101 | 1423.35 | 2530335.7466 | 604479.6202 | 274198.6721 | 0 | 968258.8138
7047 | 1605.5447 | 2137.619 | 1605.544 | 2080.8878 | 1605.5447 | 1341.7 | 2277020.8717 | 577996.0895 | 262185.4484 | 0 | 1056930.0714
7048 | 1427.7269 | 1092.813 | 1092.813 | 1063.8103 | 1063.8103 | 1324 | 1486909.8826 | 382971.7219 | 173720.2283 | 667058.9688 | 719135.789
7049 | 1587.1934 | 672.901 | 672.901 | 655.0426 | 655.0426 | 1370.3 | 948910.7247 | 235815.3267 | 106968.4524 | 1708632.4873 | 412480.309
7050 | 1493.7656 | 0 | 0 | 0 | 0 | 1733.65 | 0 | 0 | 0 | 2738072.3925 | 0
7051 | 1428.0124 | 0 | 0 | 0 | 0 | 1752.85 | 0 | 0 | 0 | 4852386.0536 | 0
7052 | 1214.3544 | 0 | 0 | 0 | 0 | 1707.4 | 0 | 0 | 0 | 4126376.173 | 0
7053 | 1286.6096 | 0 | 0 | 0 | 0 | 1477.05 | 0 | 0 | 0 | 4371899.5159 | 0
7054 | 1485.5058 | 305.874 | 305.874 | 297.7563 | 297.7563 | 1486.35 | 468056.3252 | 107192.2575 | 48623.599 | 4035972.9071 | 152942.5085
7055 | 1588.0616 | 592 | 592 | 576.2886 | 576.2886 | 1446.7 | 881782.0778 | 207463.9114 | 94107.9354 | 3438004.6515 | 318860.506
7056 | 1464.5285 | 0 | 0 | 0 | 0 | 1494.25 | 0 | 0 | 0 | 2684480.6873 | 0
7057 | 943.9799 | 0 | 0 | 0 | 0 | 1582.1 | 0 | 0 | 0 | 1123336.0689 | 0
7058 | 1055.082 | 0 | 0 | 0 | 0 | 1584.1 | 0 | 0 | 0 | 1255547.6395 | 0
7059 | 1517.3603 | 0 | 0 | 0 | 0 | 1480.45 | 0 | 0 | 0 | 1805658.7177 | 0
7060 | 1184.8307 | 0 | 0 | 0 | 0 | 1473.45 | 0 | 0 | 0 | 1409948.5639 | 0
7061 | 1555.4302 | 0 | 0 | 0 | 0 | 1479.7 | 0 | 0 | 0 | 1850961.9832 | 0
7062 | 1419.4661 | 0 | 0 | 0 | 0 | 1580.55 | 0 | 0 | 0 | 1689164.6066 | 0
7063 | 1509.6793 | 458.215 | 458.215 | 446.0542 | 446.0542 | 1688.5 | 798279.6902 | 160579.5205 | 72840.6547 | 1949624.6952 | 138945.8907
7064 | 1222.5996 | 1222.6 | 1222.6 | 1190.1529 | 1190.1529 | 1610.2 | 2027955.8719 | 428455.0305 | 194351.9624 | 59474.9303 | 463921.5858
7065 | 1098.0623 | 1386.181 | 1098.063 | 1349.3925 | 1098.0623 | 1654.4 | 1924406.2063 | 395302.4172 | 179313.5687 | 0 | 379490.3205
7066 | 1450.0124 | 2314.911 | 1450.012 | 2253.4745 | 1450.0124 | 1671.9 | 2566052.1965 | 522004.4467 | 236787.0171 | 0 | 475749.0527
7067 | 1367.1296 | 2625.926 | 1367.129 | 2556.2354 | 1367.1296 | 1562.9 | 2268246.819 | 492166.6409 | 223252.2568 | 0 | 597572.3298
7068 | 1547.1005 | 2977.651 | 1547.1 | 2898.6258 | 1547.1005 | 1554.8 | 2557916.7219 | 556956.1764 | 252641.51 | 0 | 688769.1381
7069 | 1876.2222 | 3168.873 | 1876.222 | 3084.7728 | 1876.2222 | 1531.45 | 3052566.0852 | 675439.987 | 306387.083 | 0 | 879103.9053
7070 | 1289.5668 | 2685.063 | 1289.567 | 2613.8029 | 1289.5668 | 1510.1 | 2059092.4219 | 464244.0656 | 210586.2664 | 0 | 631758.7993
7071 | 1309.7799 | 376.447 | 376.447 | 366.4563 | 366.4563 | 1422.5 | 549813.0088 | 131924.2687 | 59842.3141 | 1729112.0931 | 211628.5143
7072 | 1430.0072 | 156.294 | 156.294 | 152.146 | 152.146 | 1569.45 | 252168.8472 | 54772.5753 | 24845.4487 | 2342319.4376 | 65506.4786
7073 | 1378.6088 | 40.123 | 40.123 | 39.0582 | 39.0582 | 1868.95 | 77059.7408 | 14060.9367 | 6378.1971 | 2455396.3644 | 5118.5715
7074 | 911.5146 | 0 | 0 | 0 | 0 | 1907.15 | 0 | 0 | 0 | 1670806.1824 | 0
7075 | 1308.9971 | 0 | 0 | 0 | 0 | 1910.95 | 0 | 0 | 0 | 4447972.1492 | 0
7076 | 978.1652 | 0 | 0 | 0 | 0 | 1862.15 | 0 | 0 | 0 | 3323805.2466 | 0
7077 | 1111.0216 | 0 | 0 | 0 | 0 | 1845.45 | 0 | 0 | 0 | 3775251.3934 | 0
7078 | 1313.0255 | 305.874 | 305.874 | 297.7563 | 297.7563 | 1811.2 | 569597.0848 | 107192.2575 | 48623.599 | 3449884.9292 | 56216.3839
7079 | 1476.9595 | 592 | 592 | 576.2886 | 576.2886 | 1734.2 | 1056474.8599 | 207463.9114 | 94107.9354 | 3060479.5118 | 153177.5212
7080 | 1488.6136 | 0 | 0 | 0 | 0 | 1702.6 | 0 | 0 | 0 | 2728628.6463 | 0
7081 | 1055.859 | 0 | 0 | 0 | 0 | 1682.1 | 0 | 0 | 0 | 1256472.1957 | 0
7082 | 1290.4943 | 0 | 0 | 0 | 0 | 1660.25 | 0 | 0 | 0 | 1535688.2384 | 0
7083 | 1036.4355 | 0 | 0 | 0 | 0 | 1670.45 | 0 | 0 | 0 | 1233358.2843 | 0
7084 | 1038.7663 | 0 | 0 | 0 | 0 | 1668.95 | 0 | 0 | 0 | 1236131.9541 | 0
7085 | 936.9874 | 0 | 0 | 0 | 0 | 1669.7 | 0 | 0 | 0 | 1115015.061 | 0
7086 | 1198.0387 | 0 | 0 | 0 | 0 | 1675.55 | 0 | 0 | 0 | 1425666.0233 | 0
7087 | 1205.407 | 473.007 | 473.007 | 460.4537 | 460.4537 | 1708.5 | 832594.0454 | 165763.3147 | 75192.0814 | 1365499.4171 | 134222.2396
7088 | 1106.8931 | 1106.893 | 1106.893 | 1077.5167 | 1077.5167 | 1738.7 | 1975995.5683 | 387905.9988 | 175958.4711 | 53847.0875 | 281555.1041
7089 | 1442.5236 | 1809.671 | 1442.524 | 1761.6433 | 1442.5236 | 1858.4 | 2830303.3805 | 519308.51 | 235564.1102 | 0 | 204261.3473
7090 | 1737.0055 | 2646.702 | 1737.005 | 2576.46 | 1737.0055 | 1871.9 | 3431852.0942 | 625321.9969 | 283653.0058 | 0 | 222510.4106
7091 | 1443.4841 | 2749.987 | 1443.485 | 2677.0038 | 1443.4841 | 1872.4 | 2849112.1786 | 519654.2864 | 235720.9583 | 0 | 184188.5749
7092 | 1588.2695 | 1965.265 | 1588.27 | 1913.1079 | 1588.2695 | 1769.8 | 2965443.5363 | 571777.0103 | 259364.4049 | 0 | 365619.6327
7093 | 1786.2343 | 3253.458 | 1786.234 | 3167.113 | 1786.2343 | 1539.95 | 2903314.5343 | 643044.3451 | 291692.0599 | 0 | 821757.086
7094 | 1390.1667 | 3227.547 | 1390.167 | 3141.8897 | 1390.1667 | 1567.25 | 2301524.5581 | 500460.0289 | 227014.2298 | 0 | 601594.6598
7095 | 1677.3843 | 2349.607 | 1677.385 | 2287.2497 | 1677.3843 | 1801.8 | 3183386.7891 | 603858.3415 | 273916.8533 | 0 | 332457.5647
7096 | 1676.6695 | 1553.603 | 1553.603 | 1512.3712 | 1512.3712 | 1838.75 | 2928326.2355 | 544453.6404 | 246970.2208 | 301158.7393 | 243869.8598
7097 | 1553.3917 | 484.204 | 484.204 | 471.3535 | 471.3535 | 1871.95 | 929634.8587 | 169687.2563 | 76972.0249 | 1983376.1254 | 60356.8144
7098 | 1585.9659 | 0 | 0 | 0 | 0 | 1908.15 | 0 | 0 | 0 | 2907075.4049 | 0
7099 | 1572.7909 | 0 | 0 | 0 | 0 | 1910.95 | 0 | 0 | 0 | 5344343.553 | 0
7100 | 1489.3905 | 0 | 0 | 0 | 0 | 1862.8 | 0 | 0 | 0 | 5060948.8952 | 0
7101 | 1698.3869 | 0 | 0 | 0 | 0 | 1845.45 | 0 | 0 | 0 | 5771118.5605 | 0
7102 | 1112.5755 | 305.874 | 305.874 | 297.7563 | 297.7563 | 1838.05 | 576553.6992 | 107192.2575 | 48623.599 | 2768755.6559 | 48221.6281
7103 | 1168.515 | 592 | 592 | 576.2886 | 576.2886 | 1762.7 | 1069650.0259 | 207463.9114 | 94107.9354 | 2012385.2435 | 136753.2949
7104 | 371.3765 | 0 | 0 | 0 | 0 | 1706.7 | 0 | 0 | 0 | 680733.0338 | 0
7105 | 116.5407 | 0 | 0 | 0 | 0 | 1561.1 | 0 | 0 | 0 | 138683.4652 | 0
7106 | 122.7562 | 0 | 0 | 0 | 0 | 1426.1 | 0 | 0 | 0 | 146079.9168 | 0
7107 | 114.9869 | 0 | 0 | 0 | 0 | 1243.85 | 0 | 0 | 0 | 136834.3525 | 0
7108 | 121.2024 | 0 | 0 | 0 | 0 | 1242.35 | 0 | 0 | 0 | 144230.8039 | 0
7109 | 123.5332 | 0 | 0 | 0 | 0 | 1447.55 | 0 | 0 | 0 | 147004.4733 | 0
7110 | 101.7789 | 0 | 0 | 0 | 0 | 1615.3 | 0 | 0 | 0 | 121116.893 | 0
7111 | 87.8474 | 87.848 | 87.848 | 85.5166 | 85.5166 | 1714.5 | 155164.0853 | 30785.9623 | 13964.8546 | 4272.4792 | 24414.9784
7112 | 176.3999 | 427.171 | 176.4 | 415.8341 | 176.3999 | 1712.7 | 318389.5382 | 63503.9745 | 28806.1085 | 0 | 50679.6997
7113 | 1266.3005 | 645.17 | 645.17 | 628.0475 | 628.0475 | 1829.4 | 1210658.994 | 226097.1144 | 102560.1633 | 1169917.6098 | 107144.9103
7114 | 1548.0484 | 310.349 | 310.349 | 302.1125 | 302.1125 | 1824.4 | 581004.4898 | 108760.5024 | 49334.9723 | 2283800.408 | 53050.9562
7115 | 1673.0266 | 1188.583 | 1188.583 | 1157.0387 | 1157.0387 | 1777.9 | 2165954.2613 | 416533.9159 | 188944.4124 | 945805.9579 | 256978.2853
7116 | 1771.9988 | 1771.999 | 1771.999 | 1724.9711 | 1724.9711 | 1669.8 | 3038923.1032 | 620989.6005 | 281687.7827 | 86201.8299 | 569585.4614
7117 | 1494.0026 | 2588.51 | 1494.002 | 2519.8124 | 1494.0026 | 1315.35 | 2073232.3027 | 537840.9331 | 243970.6233 | 0 | 1022868.8746
7118 | 1420.6499 | 2245.433 | 1420.65 | 2185.8404 | 1420.6499 | 1331.65 | 1997064.4191 | 511433.9698 | 231992.1313 | 0 | 949491.3714
7119 | 1712.2377 | 2290.656 | 1712.238 | 2229.8632 | 1712.2377 | 1562.5 | 2827465.6681 | 616405.5824 | 279608.4211 | 0 | 749104.0064
7120 | 1677.291 | 1061.498 | 1061.498 | 1033.3264 | 1033.3264 | 1834.75 | 2001162.6498 | 371997.5118 | 168742.2047 | 1180387.1617 | 170757.1912
7121 | 1676.9667 | 11.795 | 11.795 | 11.482 | 11.482 | 1871.95 | 22663.9285 | 4133.5082 | 1875.0052 | 3052833.475 | 1470.2659
7122 | 1398.5489 | 0 | 0 | 0 | 0 | 1908.15 | 0 | 0 | 0 | 2563540.2034 | 0
7123 | 1443.0422 | 0 | 0 | 0 | 0 | 1910.95 | 0 | 0 | 0 | 4903457.5519 | 0
7124 | 1379.0653 | 0 | 0 | 0 | 0 | 1862.3 | 0 | 0 | 0 | 4686063.7909 | 0
7125 | 1510.3678 | 0 | 0 | 0 | 0 | 1793.45 | 0 | 0 | 0 | 5132229.866 | 0
7126 | 1776.0807 | 305.874 | 305.874 | 297.7563 | 297.7563 | 1754.7 | 551670.4217 | 107192.2575 | 48623.599 | 5023346.3493 | 73039.6132
7127 | 1299.0406 | 592 | 592 | 576.2886 | 576.2886 | 1734.2 | 1056476.231 | 207463.9114 | 94107.9354 | 2455911.2799 | 153177.5212
7128 | 1407.035 | 0 | 0 | 0 | 0 | 1602.1 | 0 | 0 | 0 | 2579095.2393 | 0
7129 | 1057.4129 | 0 | 0 | 0 | 0 | 1717.1 | 0 | 0 | 0 | 1258321.3082 | 0
7130 | 1358.0879 | 0 | 0 | 0 | 0 | 1722.6 | 0 | 0 | 0 | 1616124.6486 | 0
7131 | 1203.4772 | 0 | 0 | 0 | 0 | 1686.35 | 0 | 0 | 0 | 1432137.918 | 0
7132 | 1147.5377 | 0 | 0 | 0 | 0 | 1674.85 | 0 | 0 | 0 | 1365569.8547 | 0
7133 | 1421.0199 | 0 | 0 | 0 | 0 | 1685.6 | 0 | 0 | 0 | 1691013.7203 | 0
7134 | 1152.9763 | 0 | 0 | 0 | 0 | 1675.55 | 0 | 0 | 0 | 1372041.7494 | 0
7135 | 1150.6454 | 106.738 | 106.738 | 103.9052 | 103.9052 | 1708.5 | 187161.8445 | 37405.8834 | 16967.7243 | 1918674.8129 | 30288.375
7136 | 1557.2327 | 372.232 | 372.232 | 362.3532 | 362.3532 | 1722.7 | 656318.6051 | 130447.1396 | 59172.2719 | 2190214.2506 | 100480.5328
7137 | 1562.9559 | 117.439 | 117.439 | 114.3222 | 114.3222 | 1604.1 | 193132.8789 | 41156.0039 | 18668.8206 | 2655345.431 | 45260.172
7138 | 1484.153 | 810.25 | 810.25 | 788.7464 | 788.7464 | 1421.45 | 1182628.6847 | 283948.7064 | 128802.2882 | 1274680.2085 | 456329.2336
7139 | 1538.7348 | 2222.927 | 1538.734 | 2163.9317 | 1538.7348 | 766.8 | 1248785.3625 | 553944.5309 | 251275.3941 | 0 | 1897567.7652
7140 | 1370.921 | 2325.016 | 1370.921 | 2263.3113 | 1370.921 | 360.8 | 523364.8914 | 493531.5661 | 223871.4021 | 0 | 2247213.7311
7141 | 1755.5239 | 678.351 | 678.351 | 660.3479 | 660.3479 | 342.95 | 239237.4318 | 237725.2563 | 107834.8177 | 2007457.4865 | 1094229.5445
7142 | 1535.2541 | 1090.458 | 1090.458 | 1061.5178 | 1061.5178 | 757.15 | 847585.7867 | 382146.4221 | 173345.8631 | 868358.612 | 1319307.4464
7143 | 1077.4462 | 212.709 | 212.709 | 207.0638 | 207.0638 | 1576 | 344213.9339 | 74542.9749 | 33813.5217 | 1595410.9317 | 87795.0593
7144 | 1517.8449 | 302.997 | 302.997 | 294.9556 | 294.9556 | 1710.1 | 532413.9988 | 106184.0249 | 48166.2535 | 2241556.0084 | 85507.6356
7145 | 1251.0074 | 398.013 | 398.013 | 387.45 | 387.45 | 1857.95 | 758452.2514 | 139481.9827 | 63270.5772 | 1582900.8151 | 55037.2657
7146 | 1642.0142 | 0 | 0 | 0 | 0 | 1907.65 | 0 | 0 | 0 | 3009811.9754 | 0
7147 | 1603.6198 | 0 | 0 | 0 | 0 | 1910.95 | 0 | 0 | 0 | 5449100.1789 | 0
7148 | 1352.6494 | 0 | 0 | 0 | 0 | 1862.8 | 0 | 0 | 0 | 4596302.5695 | 0
7149 | 1404.7042 | 0 | 0 | 0 | 0 | 1791.45 | 0 | 0 | 0 | 4773184.9769 | 0
7150 | 1233.7778 | 305.874 | 305.874 | 297.7563 | 297.7563 | 1783.7 | 558139.402 | 107192.2575 | 48623.599 | 3180601.2616 | 64404.6814
7151 | 1466.0823 | 592 | 592 | 576.2886 | 576.2886 | 1760.2 | 1065678.9846 | 207463.9114 | 94107.9354 | 3023519.0071 | 138194.0165
7152 | 1573.2998 | 0 | 0 | 0 | 0 | 1721.7 | 0 | 0 | 0 | 2883858.5627 | 0
7153 | 1475.4056 | 0 | 0 | 0 | 0 | 1722.6 | 0 | 0 | 0 | 2704418.4758 | 0
7154 | 1317.6872 | 0 | 0 | 0 | 0 | 1719.1 | 0 | 0 | 0 | 2415320.5551 | 0
7155 | 1793.9503 | 0 | 0 | 0 | 0 | 1692.95 | 0 | 0 | 0 | 3288310.8266 | 0
7156 | 1639.3396 | 0 | 0 | 0 | 0 | 1684.85 | 0 | 0 | 0 | 3004909.4171 | 0
7157 | 1427.2354 | 0 | 0 | 0 | 0 | 1685.6 | 0 | 0 | 0 | 2616122.5579 | 0
7158 | 1366.6343 | 0 | 0 | 0 | 0 | 1695.55 | 0 | 0 | 0 | 2505040.5986 | 0
7159 | 1260.9775 | 282.022 | 282.022 | 274.5373 | 274.5373 | 1737 | 499770.3664 | 98833.4244 | 44831.9394 | 1808144.8429 | 72203.3072
7160 | 331.6128 | 931.668 | 331.612 | 906.942 | 331.6128 | 1747.7 | 606634.5975 | 119380.5916 | 54152.3628 | 0 | 83665.8979
7161 | 268.4554 | 1263.964 | 268.456 | 1230.4191 | 268.4554 | 1761.9 | 496658.3871 | 96643.9619 | 43838.7749 | 0 | 63919.2425
7162 | 276.049 | 2023.759 | 276.049 | 1970.0495 | 276.049 | 1562.1 | 453138.585 | 99377.6577 | 45078.8097 | 0 | 120881.8786
7163 | 261.2493 | 2837.733 | 261.249 | 2762.4211 | 261.2493 | 1341.3 | 368807.6823 | 94049.7653 | 42662.0185 | 0 | 172084.9455
7164 | 324.2289 | 3431.78 | 324.229 | 3340.7024 | 324.2289 | 847 | 288608.5431 | 116722.4141 | 52946.584 | 0 | 373835.9541
7165 | 205.8624 | 3693.826 | 205.863 | 3595.7939 | 205.8624 | 342.95 | 74244.6561 | 74110.4627 | 33617.3293 | 0 | 341124.2838
7166 | 205.1622 | 2485.67 | 205.162 | 2419.7017 | 205.1622 | 1225.65 | 264415.4096 | 73858.3851 | 33502.9841 | 0 | 158867.3346
7167 | 333.7513 | 2457.33 | 333.751 | 2392.1138 | 333.7513 | 1500.65 | 527663.2692 | 120150.4596 | 54501.5835 | 0 | 166658.7
7168 | 381.8331 | 1260.558 | 381.833 | 1227.1035 | 381.8331 | 1720.1 | 691130.4572 | 137459.9042 | 62353.3399 | 0 | 106875.0755
7169 | 308.0162 | 655.421 | 308.016 | 638.0265 | 308.0162 | 1898.35 | 613581.5753 | 110885.8214 | 50299.0407 | 0 | 31309.8437
7170 | 338.7742 | 0 | 0 | 0 | 0 | 1908.65 | 0 | 0 | 0 | 620973.0758 | 0
7171 | 273.5706 | 0 | 0 | 0 | 0 | 1910.95 | 0 | 0 | 0 | 501454.9399 | 0
7172 | 258.7204 | 0 | 0 | 0 | 0 | 1863.3 | 0 | 0 | 0 | 474234.5192 | 0
7173 | 300.6751 | 242.915 | 242.915 | 236.4682 | 236.4682 | 1845.45 | 457482.6629 | 85128.5406 | 38615.2519 | 117691.2618 | 36546.1554
7174 | 283.5824 | 283.582 | 283.582 | 276.0559 | 276.0559 | 1838.05 | 531607.4024 | 99380.1198 | 45079.9266 | 13796.1619 | 44707.2511
7175 | 236.1892 | 236.189 | 236.189 | 229.9207 | 229.9207 | 1789.7 | 431758.2082 | 82771.4422 | 37546.0459 | 11490.2234 | 48352.3175
7176 | 135.1872 | 135.187 | 135.187 | 131.5992 | 131.5992 | 1734.2 | 239516.7625 | 47375.7159 | 21490.1511 | 6576.8641 | 34979.0702
7177 | 138.295 | 0 | 0 | 0 | 0 | 1759.2 | 0 | 0 | 0 | 164571.0455 | 0
7178 | 120.4254 | 0 | 0 | 0 | 0 | 1760.85 | 0 | 0 | 0 | 143306.2474 | 0
7179 | 114.9869 | 0 | 0 | 0 | 0 | 1736.15 | 0 | 0 | 0 | 136834.3525 | 0
7180 | 111.8791 | 0 | 0 | 0 | 0 | 1730.95 | 0 | 0 | 0 | 133136.1266 | 0
7181 | 98.6711 | 0 | 0 | 0 | 0 | 1731.35 | 0 | 0 | 0 | 117418.6673 | 0
7182 | 96.3403 | 0 | 0 | 0 | 0 | 1736.15 | 0 | 0 | 0 | 114644.998 | 0
7183 | 79.4371 | 79.438 | 79.438 | 77.3298 | 77.3298 | 1787.1 | 145344.6997 | 27838.7132 | 12627.9496 | 3862.7072 | 16463.5056
7184 | 86.9093 | 1036.968 | 86.909 | 1009.4474 | 86.9093 | 1769.45 | 161249.5098 | 31287.3394 | 14192.2848 | 0 | 20036.9336
7185 | 86.5519 | 2773.069 | 86.552 | 2699.4733 | 86.5519 | 1844.9 | 167609.2261 | 31158.6784 | 14133.9227 | 0 | 13424.1973
7186 | 85.5428 | 3471.469 | 85.542 | 3379.3381 | 85.5428 | 1827.35 | 164084.1551 | 30795.421 | 13969.1451 | 0 | 14768.9706
7187 | 82.0117 | 2217.11 | 82.011 | 2158.2691 | 82.0117 | 1777.6 | 153056.8875 | 29524.1947 | 13392.5028 | 0 | 18239.3914
7188 | 89.4741 | 2326.739 | 89.474 | 2264.9886 | 89.4741 | 1603.55 | 150813.6484 | 32210.6916 | 14611.1276 | 0 | 35472.0241
7189 | 85.7196 | 2705.136 | 85.72 | 2633.3432 | 85.7196 | 1482.15 | 133871.8961 | 30859.0522 | 13998.009 | 0 | 44389.8894
7190 | 90.0355 | 3091.523 | 90.035 | 3009.4757 | 90.0355 | 1523.85 | 144491.8325 | 32412.7732 | 14702.7941 | 0 | 42870.3943
7191 | 84.2988 | 467.039 | 84.298 | 454.644 | 84.2988 | 1618.35 | 143687.383 | 30347.555 | 13765.9881 | 0 | 32172.6232
7192 | 95.4148 | 1004.514 | 95.415 | 977.8547 | 95.4148 | 1797.1 | 180282.8357 | 34349.3305 | 15581.238 | 0 | 19359.6643
7193 | 85.638 | 102.348 | 85.638 | 99.6317 | 85.638 | 1880 | 169202.82 | 30829.684 | 13984.6872 | 0 | 10276.5613
7194 | 92.1604 | 92.16 | 92.16 | 89.7141 | 89.7141 | 1880.8 | 177274.8095 | 32297.0846 | 14650.3164 | 4484.0371 | 10693.9236
7195 | 99.1266 | 99.127 | 99.127 | 96.4962 | 96.4962 | 1882.05 | 190943.2433 | 34738.6404 | 15757.8333 | 8938.118 | 11381.7296
7196 | 101.7789 | 101.779 | 101.779 | 99.0778 | 99.0778 | 1841.9 | 191871.8794 | 35668.0227 | 16179.4114 | 9178.2049 | 15664.2066
7197 | 100.225 | 100.225 | 100.225 | 97.5651 | 97.5651 | 1829.45 | 187756.2632 | 35123.4299 | 15932.3781 | 9038.4835 | 16639.7249
7198 | 107.9944 | 107.994 | 107.994 | 105.1279 | 105.1279 | 1824.2 | 202088.0967 | 37846.0433 | 17167.3858 | 9740.3975 | 18481.4845
7199 | 98.6711 | 98.671 | 98.671 | 96.0523 | 96.0523 | 1804.85 | 183180.5797 | 34578.8372 | 15685.3447 | 8898.7623 | 18744.6113
7200 | 104.1097 | 104.11 | 104.11 | 101.347 | 101.347 | 1747.3 | 187288.8027 | 36484.9118 | 16549.9614 | 5064.1003 | 25610.3812
7201 | 94.0095 | 0 | 0 | 0 | 0 | 1499.5 | 0 | 0 | 0 | 111871.3287 | 0
7202 | 100.225 | 0 | 0 | 0 | 0 | 1724.4 | 0 | 0 | 0 | 119267.7801 | 0
7203 | 97.1173 | 0 | 0 | 0 | 0 | 1711.2 | 0 | 0 | 0 | 115569.5544 | 0
7204 | 98.6711 | 1.904 | 1.904 | 1.8535 | 1.8535 | 1645 | 3224.6916 | 667.2488 | 302.6715 | 115213.0393 | 657.9815
7205 | 93.2326 | 93.233 | 93.233 | 90.7586 | 90.7586 | 1495.2 | 143689.6099 | 32673.1129 | 14820.8871 | 2943.9823 | 45814.965
7206 | 98.6711 | 98.671 | 98.671 | 96.0523 | 96.0523 | 1494.8 | 152209.5315 | 34578.8372 | 15685.3447 | 3116.4 | 48525.6348
7207 | 88.0252 | 88.025 | 88.025 | 85.6889 | 85.6889 | 1231.9 | 111731.0353 | 30847.9912 | 13992.9916 | 4282.4179 | 65817.6168
7208 | 138.2668 | 884.676 | 138.267 | 861.1972 | 138.2668 | 1239.35 | 180258.6724 | 49776.0596 | 22578.9737 | 0 | 105172.6659
7209 | 851.5291 | 2274.77 | 851.529 | 2214.3988 | 851.5291 | 1183.15 | 1055665.937 | 306550.4768 | 139054.7024 | 0 | 695571.5471
7210 | 1151.9371 | 3336.866 | 1151.938 | 3248.3074 | 1151.9371 | 1270.4 | 1528725.956 | 414697.3582 | 188111.3294 | 0 | 840453.3125
7211 | 1368.5727 | 3762.356 | 1368.573 | 3662.5051 | 1368.5727 | 1372.15 | 1964839.8938 | 492686.1796 | 223487.9253 | 0 | 859258.3829
7212 | 1597.6423 | 3187.249 | 1597.642 | 3102.6611 | 1597.6423 | 1440.25 | 2405876.3546 | 575151.214 | 260894.9812 | 0 | 894280.2556
7213 | 1506.7813 | 2807.466 | 1506.781 | 2732.9574 | 1506.7813 | 1341.9 | 2109319.9293 | 542441.2619 | 246057.3835 | 0 | 991612.7623
7214 | 1412.897 | 2507.011 | 1412.897 | 2440.4763 | 1412.897 | 1129.2 | 1665418.3961 | 508642.9358 | 230726.0873 | 0 | 1230350.7459
7215 | 1414.7093 | 1682.121 | 1414.709 | 1637.4784 | 1414.7093 | 1261.9 | 1867635.3807 | 509295.3307 | 231022.0209 | 0 | 1044196.8989
7216 | 1584.3586 | 957.189 | 957.189 | 931.7857 | 931.7857 | 1226.25 | 1197711.9468 | 335442.8613 | 152160.609 | 1196166.0052 | 720969.2053
7217 | 1584.5198 | 335.355 | 335.355 | 326.4549 | 326.4549 | 1371.45 | 469793.1077 | 117523.75 | 53310.0788 | 2306032.9871 | 205193.203
7218 | 1715.024 | 0 | 0 | 0 | 0 | 1759.65 | 0 | 0 | 0 | 3143639.0342 | 0
7219 | 1680.964 | 0 | 0 | 0 | 0 | 1799.05 | 0 | 0 | 0 | 5711915.757 | 0
7220 | 1793.1733 | 0 | 0 | 0 | 0 | 1729.9 | 0 | 0 | 0 | 6093202.9482 | 0
7221 | 1675.8557 | 0 | 0 | 0 | 0 | 1548.9 | 0 | 0 | 0 | 5694557.5191 | 0
7222 | 1509.5909 | 305.874 | 305.874 | 297.7563 | 297.7563 | 1438.2 | 452034.8442 | 107192.2575 | 48623.599 | 4117814.0191 | 167279.4729
7223 | 1940.7916 | 592 | 592 | 576.2886 | 576.2886 | 1446.2 | 880065.4459 | 207463.9114 | 94107.9354 | 4636580.9672 | 319148.6503
7224 | 1651.7706 | 0 | 0 | 0 | 0 | 1307.45 | 0 | 0 | 0 | 3027695.4603 | 0
7225 | 1884.852 | 0 | 0 | 0 | 0 | 1368.8 | 0 | 0 | 0 | 2242973.9121 | 0
7226 | 1574.8537 | 0 | 0 | 0 | 0 | 1312.8 | 0 | 0 | 0 | 1874075.8947 | 0
7227 | 1236.1086 | 0 | 0 | 0 | 0 | 1243.85 | 0 | 0 | 0 | 1470969.2887 | 0
7228 | 1240.7703 | 0 | 0 | 0 | 0 | 1154.05 | 0 | 0 | 0 | 1476516.6272 | 0
7229 | 1692.1714 | 0 | 0 | 0 | 0 | 1066.5 | 0 | 0 | 0 | 2013683.916 | 0
7230 | 1647.1089 | 0 | 0 | 0 | 0 | 1248.95 | 0 | 0 | 0 | 1960059.6434 | 0
7231 | 1061.519 | 505.106 | 505.106 | 491.7008 | 491.7008 | 1261.9 | 652882.3531 | 177012.2744 | 80294.7345 | 1044476.797 | 362924.3325
7232 | 1120.1186 | 1120.118 | 1120.118 | 1090.3907 | 1090.3907 | 1426.75 | 1633284.7318 | 392540.6444 | 178060.7979 | 54491.2317 | 625066.4567
7233 | 1674.4572 | 1990.309 | 1674.458 | 1937.4873 | 1674.4572 | 1809.3 | 3185880.1801 | 602804.5801 | 273438.8554 | 0 | 319318.9817
7234 | 2076.6159 | 3280.671 | 2076.616 | 3193.6038 | 2076.6159 | 1869.9 | 4079555.3432 | 747581.7272 | 339111.3779 | 0 | 270167.7298
7235 | 1845.2748 | 3680.797 | 1845.275 | 3583.1107 | 1845.2748 | 1876.9 | 3638357.3501 | 664298.9266 | 301333.3742 | 0 | 227153.3274
7236 | 2071.6969 | 2965.085 | 2071.697 | 2886.3933 | 2071.6969 | 1864.3 | 4060094.8382 | 745810.8908 | 338308.1069 | 0 | 281129.2719
7237 | 1651.0189 | 3101.278 | 1651.019 | 3018.9718 | 1651.0189 | 1641.45 | 2845528.1217 | 594366.7986 | 269611.3839 | 0 | 591972.8212
7238 | 1496.2674 | 2881.215 | 1496.267 | 2804.7491 | 1496.2674 | 1531.1 | 2402484.8836 | 538656.2521 | 244340.461 | 0 | 701599.7684
7239 | 1315.4865 | 220.936 | 220.936 | 215.0725 | 215.0725 | 1827.8 | 412307.8488 | 77426.0924 | 35121.3358 | 2017058.8583 | 37035.4809
7240 | 1605.1611 | 1074.279 | 1074.279 | 1045.7682 | 1045.7682 | 1862.75 | 2042370.5098 | 376476.5596 | 170773.9505 | 1025367.1106 | 143531.6883
7241 | 1758.8346 | 522.158 | 522.158 | 508.3002 | 508.3002 | 1899.95 | 1012469.1267 | 182988.0761 | 83005.4245 | 2292229.5271 | 50855.4361
7242 | 1473.3059 | 0 | 0 | 0 | 0 | 1908.65 | 0 | 0 | 0 | 2700569.7697 | 0
7243 | 1812.4967 | 0 | 0 | 0 | 0 | 1910.95 | 0 | 0 | 0 | 6158863.9395 | 0
7244 | 1695.2791 | 0 | 0 | 0 | 0 | 1863.8 | 0 | 0 | 0 | 5760558.4192 | 0
7245 | 1998.285 | 0 | 0 | 0 | 0 | 1846.95 | 0 | 0 | 0 | 6790172.4334 | 0
7246 | 1626.9086 | 305.874 | 305.874 | 297.7563 | 297.7563 | 1838.7 | 575710.4006 | 107192.2575 | 48623.599 | 4516459.4482 | 48028.0865
7247 | 1615.2545 | 592 | 592 | 576.2886 | 576.2886 | 1810.7 | 1098205.0956 | 207463.9114 | 94107.9354 | 3530405.9082 | 109091.4401
7248 | 1388.3885 | 0 | 0 | 0 | 0 | 1534.85 | 0 | 0 | 0 | 2544916.1737 | 0
7249 | 1436.5587 | 0 | 0 | 0 | 0 | 1255.5 | 0 | 0 | 0 | 1709504.8482 | 0
7250 | 1567.0843 | 0 | 0 | 0 | 0 | 1247.5 | 0 | 0 | 0 | 1864830.3301 | 0
7251 | 991.3731 | 0 | 0 | 0 | 0 | 1309.15 | 0 | 0 | 0 | 1179734.0114 | 0
7252 | 1218.2391 | 0 | 0 | 0 | 0 | 1242.35 | 0 | 0 | 0 | 1449704.4909 | 0
7253 | 1230.6701 | 0 | 0 | 0 | 0 | 1469.9 | 0 | 0 | 0 | 1464497.394 | 0
7254 | 1351.8724 | 0 | 0 | 0 | 0 | 1728.95 | 0 | 0 | 0 | 1608728.1976 | 0
7255 | 1256.2333 | 163.507 | 163.507 | 159.1676 | 159.1676 | 1786 | 298841.2253 | 57300.3408 | 25992.0713 | 2010921.3798 | 34061.8693
7256 | 631.5235 | 524.316 | 524.316 | 510.4009 | 510.4009 | 1816.7 | 974881.1897 | 183744.3381 | 83348.4734 | 222017.6859 | 93556.4922
7257 | 1426.3624 | 869.149 | 869.149 | 846.0823 | 846.0823 | 1846.9 | 1644849.4097 | 304589.6134 | 138165.233 | 1063653.4135 | 129535.1939
7258 | 1434.29 | 2001.197 | 1434.29 | 1948.0863 | 1434.29 | 1562.1 | 2360241.9829 | 516344.4133 | 234219.563 | 0 | 628075.6072
7259 | 1329.046 | 2086.34 | 1329.046 | 2030.9697 | 1329.046 | 1519.75 | 2123421.1869 | 478456.5568 | 217033.2103 | 0 | 638274.3372
7260 | 1071.6104 | 2433.555 | 1071.61 | 2368.9698 | 1071.6104 | 1432.15 | 1610644.8074 | 385779.7577 | 174993.9845 | 0 | 608513.9872
7261 | 1688.5431 | 2045.263 | 1688.543 | 1990.9828 | 1688.5431 | 1328.15 | 2355174.2022 | 607875.5005 | 275739.0812 | 0 | 1134447.6528
7262 | 1314.6289 | 815.552 | 815.552 | 793.9077 | 793.9077 | 1558.45 | 1300715.8581 | 285806.77 | 129645.1265 | 954482.0283 | 350549.9425
7263 | 1623.5803 | 793.755 | 793.755 | 772.6892 | 772.6892 | 1848.3 | 1498016.7439 | 278168.103 | 126180.1423 | 1559683.5091 | 117216.9479
7264 | 1596.3166 | 324.817 | 324.817 | 316.1965 | 316.1965 | 1884.25 | 625176.8332 | 113830.7522 | 51634.894 | 2346460.0995 | 36599.7488
7265 | 1509.3432 | 245.681 | 245.681 | 239.1608 | 239.1608 | 1898.45 | 476720.6563 | 86097.8737 | 39054.9521 | 2328244.4782 | 24286.7752
7266 | 1577.5497 | 0 | 0 | 0 | 0 | 1908.65 | 0 | 0 | 0 | 2891648.5414 | 0
7267 | 1551.363 | 0 | 0 | 0 | 0 | 1910.95 | 0 | 0 | 0 | 5271531.3619 | 0
7268 | 1267.9631 | 0 | 0 | 0 | 0 | 1863.8 | 0 | 0 | 0 | 4308538.6512 | 0
7269 | 1587.2847 | 0 | 0 | 0 | 0 | 1846.95 | 0 | 0 | 0 | 5393593.4242 | 0
7270 | 1797.835 | 305.874 | 305.874 | 297.7563 | 297.7563 | 1838.2 | 575857.8475 | 107192.2575 | 48623.599 | 5097267.3554 | 48176.9646
7271 | 1567.0843 | 592 | 592 | 576.2886 | 576.2886 | 1790.7 | 1087760.9529 | 207463.9114 | 94107.9354 | 3366723.6808 | 120617.2129
7272 | 1323.9027 | 0 | 0 | 0 | 0 | 1410.75 | 0 | 0 | 0 | 2426713.5758 | 0
7273 | 1209.6927 | 0 | 0 | 0 | 0 | 1634.6 | 0 | 0 | 0 | 1439534.3701 | 0
7274 | 1199.5926 | 0 | 0 | 0 | 0 | 1428.1 | 0 | 0 | 0 | 1427515.1357 | 0
7275 | 1285.8327 | 0 | 0 | 0 | 0 | 1330.45 | 0 | 0 | 0 | 1530140.8999 | 0
7276 | 1353.4263 | 0 | 0 | 0 | 0 | 1507.1 | 0 | 0 | 0 | 1610577.3101 | 0
7277 | 1157.6379 | 0 | 0 | 0 | 0 | 1681.5 | 0 | 0 | 0 | 1377589.0891 | 0
7278 | 1076.0594 | 0 | 0 | 0 | 0 | 1706.45 | 0 | 0 | 0 | 1280510.6634 | 0
7279 | 1040.5708 | 455.42 | 455.42 | 443.3334 | 443.3334 | 1786 | 833532.3653 | 159600.0245 | 72396.3445 | 1094736.1277 | 94873.3479
7280 | 680.187 | 920.15 | 680.187 | 895.7297 | 680.187 | 1765.7 | 1263152.2782 | 244867.3345 | 111074.5437 | 0 | 159367.8236
7281 | 1145.7167 | 2018.847 | 1145.717 | 1965.2679 | 1145.7167 | 1803.4 | 2175894.1294 | 412458.0278 | 187095.5443 | 0 | 225247.9119
7282 | 1580.9303 | 2947.846 | 1580.93 | 2869.6118 | 1580.9303 | 1753.95 | 2917487.6106 | 569134.9152 | 258165.9213 | 0 | 388987.9052
7283 | 1460.9439 | 2622.489 | 1460.944 | 2552.8896 | 1460.9439 | 1622.6 | 2492305.7573 | 525939.7939 | 238572.1343 | 0 | 551360.2173
7284 | 1561.3107 | 2422.076 | 1561.311 | 2357.7954 | 1561.3107 | 1587.15 | 2611765.3644 | 562071.848 | 254962.0355 | 0 | 644587.118
7285 | 1658.8698 | 2668.484 | 1658.87 | 2597.6639 | 1658.8698 | 1380.65 | 2409070.4396 | 597193.1442 | 270893.4457 | 0 | 1027421.0385
7286 | 1697.236 | 1697.236 | 1697.236 | 1652.1923 | 1652.1923 | 1331.65 | 2307559.2804 | 594789.2215 | 269802.9996 | 82565.1794 | 1104242.7116
7287 | 1609.0448 | 1897.847 | 1609.045 | 1847.4792 | 1609.0448 | 1435.35 | 2425044.145 | 579256.128 | 262757.0158 | 0 | 908547.1463
7288 | 1884.7238 | 198.074 | 198.074 | 192.8172 | 192.8172 | 1737.75 | 352262.7505 | 69414.2006 | 31487.0527 | 3101264.8124 | 50566.317
7289 | 1429.3409 | 379.67 | 379.67 | 369.5938 | 369.5938 | 1894.45 | 736859.0312 | 133053.7555 | 60354.6619 | 1942516.5733 | 39010.6219
7290 | 1778.5902 | 0 | 0 | 0 | 0 | 1908.65 | 0 | 0 | 0 | 3260155.8219 | 0
7291 | 1691.5158 | 0 | 0 | 0 | 0 | 1910.95 | 0 | 0 | 0 | 5747770.7428 | 0
7292 | 1294.379 | 0 | 0 | 0 | 0 | 1863.8 | 0 | 0 | 0 | 4398299.8726 | 0
7293 | 1858.4361 | 0 | 0 | 0 | 0 | 1847.45 | 0 | 0 | 0 | 6314965.9663 | 0
7294 | 1860.7669 | 305.874 | 305.874 | 297.7563 | 297.7563 | 1839.7 | 575601.571 | 107192.2575 | 48623.599 | 5311110.2642 | 47730.3302
7295 | 1745.7801 | 592 | 592 | 576.2886 | 576.2886 | 1821.2 | 1101980.9645 | 207463.9114 | 94107.9354 | 3973931.9446 | 103040.4093
7296 | 1270.2939 | 0 | 0 | 0 | 0 | 1798.2 | 0 | 0 | 0 | 2328448.7664 | 0
7297 | 979.2 | 0 | 0 | 0 | 0 | 1761.45 | 0 | 0 | 0 | 1165248 | 0
7298 | 1126.4 | 0 | 0 | 0 | 0 | 1685.9 | 0 | 0 | 0 | 1340416 | 0
7299 | 942.4 | 0 | 0 | 0 | 0 | 1682.25 | 0 | 0 | 0 | 1121456 | 0
7300 | 1153.6 | 0 | 0 | 0 | 0 | 1697.35 | 0 | 0 | 0 | 1372784 | 0
7301 | 813.6 | 0 | 0 | 0 | 0 | 1717.2 | 0 | 0 | 0 | 968184 | 0
7302 | 752.8 | 0 | 0 | 0 | 0 | 1726.55 | 0 | 0 | 0 | 895832 | 0
7303 | 972.165 | 319.226 | 319.226 | 310.7539 | 310.7539 | 1764 | 575465.5939 | 111871.4098 | 50746.1145 | 1212366.517 | 73337.9242
7304 | 714.13 | 494.19 | 494.19 | 481.0745 | 481.0745 | 1768.7 | 892701.2904 | 173186.8081 | 78559.4604 | 427190.7923 | 111272.5242
7305 | 999.303 | 999.303 | 999.303 | 972.782 | 972.782 | 1801.4 | 1840663.9114 | 350201.5355 | 158855.3076 | 48612.9139 | 193194.5138
7306 | 1215.461 | 2359.599 | 1215.46 | 2296.9765 | 1215.461 | 1711.75 | 2187437.4127 | 437565.96 | 198484.7813 | 0 | 350356.6333
7307 | 1450.762 | 3725.18 | 1450.762 | 3626.3158 | 1450.762 | 1701.15 | 2593928.431 | 522274.32 | 236909.4346 | 0 | 433560.2237
7308 | 1203.09 | 3310.881 | 1203.09 | 3223.012 | 1203.09 | 1685.7 | 2131833.3621 | 433112.4 | 196464.597 | 0 | 378131.187
7309 | 1458.605 | 2656.605 | 1458.605 | 2586.1002 | 1458.605 | 1596.65 | 2450418.8795 | 525097.8 | 238190.1965 | 0 | 588328.3268
7310 | 1394.271 | 2406.968 | 1394.271 | 2343.0884 | 1394.271 | 1558.45 | 2278678.0969 | 501937.56 | 227684.4543 | 0 | 615640.36
7311 | 1158.39 | 1982.317 | 1158.39 | 1929.7074 | 1158.39 | 1806.7 | 2196023.9572 | 417020.4 | 189165.087 | 0 | 223916.787
7312 | 1214.189 | 1543.86 | 1214.189 | 1502.8868 | 1214.189 | 1860.75 | 2369596.618 | 437108.04 | 198277.0637 | 0 | 169075.8183
7313 | 1159.956 | 608.507 | 608.507 | 592.3576 | 592.3576 | 1899.45 | 1179775.4655 | 213248.7201 | 96731.9889 | 1040407.9479 | 59561.5523
7314 | 1375.523 | 0 | 0 | 0 | 0 | 1908.65 | 0 | 0 | 0 | 2521333.659 | 0
7315 | 1310.4 | 0 | 0 | 0 | 0 | 1910.95 | 0 | 0 | 0 | 4452739.2 | 0
7316 | 1376 | 0 | 0 | 0 | 0 | 1863.8 | 0 | 0 | 0 | 4675648 | 0
7317 | 1444 | 0 | 0 | 0 | 0 | 1847.45 | 0 | 0 | 0 | 4906712 | 0
7318 | 890.4 | 305.874 | 305.874 | 297.7563 | 297.7563 | 1839.7 | 574333.0164 | 107192.2575 | 48623.599 | 2013803.3919 | 47730.3302
7319 | 1152 | 592 | 592 | 576.2886 | 576.2886 | 1821.7 | 1102492.9119 | 207463.9114 | 94107.9354 | 1956267.192 | 102752.265
7320 | 1338.4 | 0 | 0 | 0 | 0 | 1806.65 | 0 | 0 | 0 | 2453287.2 | 0
7321 | 1149.6 | 0 | 0 | 0 | 0 | 1788.85 | 0 | 0 | 0 | 2107216.8 | 0
7322 | 1115.2 | 0 | 0 | 0 | 0 | 1631.35 | 0 | 0 | 0 | 2044161.6 | 0
7323 | 995.2 | 0 | 0 | 0 | 0 | 1563.95 | 0 | 0 | 0 | 1824201.6 | 0
7324 | 1403.2 | 0 | 0 | 0 | 0 | 1563.1 | 0 | 0 | 0 | 2572065.6 | 0
7325 | 927.2 | 0 | 0 | 0 | 0 | 1564.5 | 0 | 0 | 0 | 1699557.6 | 0
7326 | 899.2 | 0 | 0 | 0 | 0 | 1738.2 | 0 | 0 | 0 | 1648233.6 | 0
7327 | 729.6 | 308.221 | 308.221 | 300.041 | 300.041 | 1775.2 | 558835.0836 | 108014.7538 | 48996.6925 | 787381.6787 | 67449.2129
7328 | 1140.583 | 1140.583 | 1140.583 | 1110.3125 | 1110.3125 | 1696.35 | 1976488.9774 | 399712.5176 | 181314.0392 | 55485.7367 | 337146.4055
7329 | 1125.237 | 1346.052 | 1125.237 | 1310.3285 | 1125.237 | 1704.8 | 2013070.71 | 405085.32 | 183751.2021 | 0 | 332169.9624
7330 | 1053.168 | 2355.559 | 1053.167 | 2293.0437 | 1053.168 | 1650.75 | 1823330.4643 | 379140.48 | 171982.3344 | 0 | 367818.924
7331 | 1214.887 | 2970.399 | 1214.887 | 2891.5662 | 1214.887 | 1545.7 | 1969530.3044 | 437359.32 | 198391.0471 | 0 | 551923.1641
7332 | 1367.312 | 3287.01 | 1367.312 | 3199.7745 | 1367.312 | 1487 | 2131363.9458 | 492232.32 | 223282.0496 | 0 | 701431.056
7333 | 1412.702 | 2559.622 | 1412.702 | 2491.691 | 1412.702 | 1448.5 | 2145503.8053 | 508572.72 | 230694.2366 | 0 | 779105.153
7334 | 992.147 | 1892.063 | 992.147 | 1841.8487 | 992.147 | 1600.55 | 1669000.9954 | 357172.92 | 162017.6051 | 0 | 396313.1191
7335 | 979.152 | 1307.669 | 979.152 | 1272.9642 | 979.152 | 1622.6 | 1671574.5747 | 352494.72 | 159895.5216 | 0 | 369531.9648
7336 | 1263.475 | 1176.897 | 1176.897 | 1145.6628 | 1145.6628 | 1884.75 | 2266301.3786 | 412438.6063 | 187086.7345 | 215949.7714 | 132037.6371
7337 | 1350.183 | 675.95 | 675.95 | 658.0107 | 658.0107 | 1900.75 | 1312059.1886 | 236883.836 | 107453.14 | 1268751.9075 | 65307.5576
7338 | 1374.738 | 0 | 0 | 0 | 0 | 1913.4 | 0 | 0 | 0 | 2519894.754 | 0
7339 | 1219.2 | 0 | 0 | 0 | 0 | 1913.15 | 0 | 0 | 0 | 2234793.6 | 0
7340 | 1216 | 0 | 0 | 0 | 0 | 1864.5 | 0 | 0 | 0 | 2228928 | 0
7341 | 1084.8 | 0 | 0 | 0 | 0 | 1845 | 0 | 0 | 0 | 1988438.4 | 0
7342 | 1232 | 0 | 0 | 0 | 0 | 1837.85 | 0 | 0 | 0 | 2258256 | 0
7343 | 838.4 | 0 | 0 | 0 | 0 | 1821.1 | 0 | 0 | 0 | 1536787.2 | 0
7344 | 932 | 344.732 | 344.732 | 335.583 | 335.583 | 1807.2 | 638723.5995 | 120809.8802 | 54800.704 | 1093232.3598 | 64700.4025
7345 | 870.547 | 0 | 0 | 0 | 0 | 1439.25 | 0 | 0 | 0 | 1035950.93 | 0
7346 | 870.2682 | 0 | 0 | 0 | 0 | 1791.1 | 0 | 0 | 0 | 1035619.158 | 0
7347 | 862.4134 | 0 | 0 | 0 | 0 | 1694.7 | 0 | 0 | 0 | 1026271.946 | 0
7348 | 826.5843 | 0 | 0 | 0 | 0 | 1528.75 | 0 | 0 | 0 | 983635.317 | 0
7349 | 819.3456 | 0 | 0 | 0 | 0 | 1365.05 | 0 | 0 | 0 | 975021.264 | 0
7350 | 813.6014 | 0 | 0 | 0 | 0 | 1296.25 | 0 | 0 | 0 | 968185.666 | 0
7351 | 903.9083 | 903.908 | 903.908 | 879.9188 | 879.9188 | 1032.25 | 956884.3919 | 316770.7588 | 143690.7359 | 43972.8003 | 851541.394
7352 | 791.2837 | 791.284 | 791.284 | 770.2838 | 770.2838 | 717.85 | 582809.8042 | 277302.1514 | 125787.337 | 38492.901 | 987619.3152
7353 | 1005.2559 | 1777.521 | 1005.256 | 1730.3466 | 1005.2559 | 1517.55 | 1606522.1814 | 361892.124 | 164158.2885 | 0 | 484985.709
7354 | 1195.4363 | 2619.012 | 1195.437 | 2549.5048 | 1195.4363 | 359.6 | 452073.1225 | 430357.068 | 195214.7478 | 0 | 1960993.7065
7355 | 1226.7781 | 3660.612 | 1226.779 | 3563.4614 | 1226.7781 | 364.85 | 471198.4527 | 441640.116 | 200332.8637 | 0 | 2005966.2102
7356 | 1217.1598 | 3452.456 | 1217.16 | 3360.8297 | 1217.1598 | 356.05 | 456514.7414 | 438177.528 | 198762.1953 | 0 | 2000949.8532
7357 | 1234.1608 | 3037.571 | 1234.161 | 2956.9555 | 1234.1608 | 341 | 441807.6521 | 444297.888 | 201538.4586 | 0 | 2047472.7672
7358 | 1231.0896 | 2735.882 | 1231.09 | 2663.2732 | 1231.0896 | 1030.55 | 1337632.6015 | 443192.256 | 201036.9317 | 0 | 1193479.8127
7359 | 1249.2235 | 1983.134 | 1249.223 | 1930.5027 | 1249.2235 | 768.3 | 1012967.6454 | 449720.46 | 203998.1976 | 0 | 1538668.585
7360 | 1250.9173 | 1497.543 | 1250.917 | 1457.799 | 1250.9173 | 1536.45 | 2027182.2631 | 450330.228 | 204274.7951 | 0 | 579862.7144
7361 | 1257.5245 | 572.013 | 572.013 | 556.8321 | 556.8321 | 1884.2 | 1106915.6596 | 200459.5513 | 90930.6798 | 1284369.1934 | 64481.1557
7362 | 1230.4932 | 0 | 0 | 0 | 0 | 1860.9 | 0 | 0 | 0 | 2255494.0356 | 0
7363 | 1196.9072 | 0 | 0 | 0 | 0 | 1860.75 | 0 | 0 | 0 | 4067090.6656 | 0
7364 | 1113.5542 | 0 | 0 | 0 | 0 | 736.85 | 0 | 0 | 0 | 3783857.1716 | 0
7365 | 1185.424 | 0 | 0 | 0 | 0 | 949.5 | 0 | 0 | 0 | 4028070.752 | 0
7366 | 1185.7689 | 305.874 | 305.874 | 297.7563 | 297.7563 | 1644.2 | 515728.6756 | 107192.2575 | 48623.599 | 3017466.9141 | 105941.6811
7367 | 1162.3773 | 592 | 592 | 576.2886 | 576.2886 | 1503.7 | 915685.3329 | 207463.9114 | 94107.9354 | 1991529.2574 | 286012.0534
7368 | 889.2698 | 0 | 0 | 0 | 0 | 1303.85 | 0 | 0 | 0 | 1630031.5434 | 0
7369 | 85.6 | 0 | 0 | 0 | 0 | 835.85 | 0 | 0 | 0 | 101864 | 0
7370 | 91.2 | 0 | 0 | 0 | 0 | 828.85 | 0 | 0 | 0 | 108528 | 0
7371 | 84 | 0 | 0 | 0 | 0 | 551.3 | 0 | 0 | 0 | 99960 | 0
7372 | 87.2 | 0 | 0 | 0 | 0 | 550.65 | 0 | 0 | 0 | 103768 | 0
7373 | 81.6 | 0 | 0 | 0 | 0 | 550.3 | 0 | 0 | 0 | 97104 | 0
7374 | 85.6 | 0 | 0 | 0 | 0 | 275.1 | 0 | 0 | 0 | 101864 | 0
7375 | 65.492 | 56.155 | 56.155 | 54.6647 | 54.6647 | 274.35 | 15744.3367 | 19679.2837 | 8926.7417 | 19846.4832 | 94332.0997
7376 | 93.277 | 93.277 | 93.277 | 90.8015 | 90.8015 | 280.75 | 26736.8684 | 32688.5325 | 14827.8816 | 4537.6295 | 156110.4432
7377 | 618.406 | 897.395 | 618.406 | 873.5786 | 618.406 | 291.5 | 189656.1114 | 222626.16 | 100985.6998 | 0 | 1056546.651
7378 | 770.837 | 1876.723 | 770.837 | 1826.9158 | 770.837 | 303.85 | 246685.551 | 277501.32 | 125877.6821 | 0 | 1307455.1775
7379 | 1352.587 | 2772.037 | 1352.587 | 2698.4686 | 1352.587 | 314.3 | 447958.1573 | 486931.32 | 220877.4571 | 0 | 2280055.9059
7380 | 1093.259 | 3164.815 | 1093.259 | 3080.8225 | 1093.259 | 309.1 | 355935.0699 | 393573.24 | 178529.1947 | 0 | 1848591.6431
7381 | 1179.255 | 3111.354 | 1179.255 | 3028.7804 | 1179.255 | 297.25 | 368421.6163 | 424531.8 | 192572.3415 | 0 | 2007976.4512
7382 | 1555.276 | 2642.336 | 1555.276 | 2572.2098 | 1555.276 | 299.95 | 490876.8178 | 559899.36 | 253976.5708 | 0 | 2644046.9638
7383 | 1278.067 | 2348.609 | 1278.067 | 2286.2782 | 1278.067 | 307.7 | 413483.2285 | 460104.12 | 208708.3411 | 0 | 2162872.7841
7384 | 1480.787 | 1272.155 | 1272.155 | 1238.3927 | 1238.3927 | 312.95 | 406875.1802 | 445821.3719 | 202229.5279 | 444308.7522 | 2089230.4042
7385 | 1756.931 | 603.683 | 603.683 | 587.6616 | 587.6616 | 321.8 | 198794.5686 | 211558.1696 | 95965.1364 | 2143270.8427 | 986213.6674
7386 | 1617.657 | 0 | 0 | 0 | 0 | 1432.05 | 0 | 0 | 0 | 2965165.281 | 0
7387 | 1474.4 | 0 | 0 | 0 | 0 | 1855.8 | 0 | 0 | 0 | 5010011.2 | 0
7388 | 1431.2 | 0 | 0 | 0 | 0 | 1355.9 | 0 | 0 | 0 | 4863217.6 | 0
7389 | 1365.6 | 0 | 0 | 0 | 0 | 605.4 | 0 | 0 | 0 | 4640308.8 | 0
7390 | 1100.8 | 305.874 | 305.874 | 297.7563 | 297.7563 | 301.15 | 94385.6995 | 107192.2575 | 48623.599 | 2728742.5919 | 505843.2406
7391 | 1292.8 | 592 | 592 | 576.2886 | 576.2886 | 288.95 | 175243.026 | 207463.9114 | 94107.9354 | 2434705.592 | 986058.6821
7392 | 1215.2 | 0 | 0 | 0 | 0 | 276.85 | 0 | 0 | 0 | 2227461.6 | 0
7393 | 949.6 | 0 | 0 | 0 | 0 | 1535.75 | 0 | 0 | 0 | 1130024 | 0
7394 | 1412.8 | 0 | 0 | 0 | 0 | 1272.85 | 0 | 0 | 0 | 1681232 | 0
7395 | 1319.2 | 0 | 0 | 0 | 0 | 1264.3 | 0 | 0 | 0 | 1569848 | 0
7396 | 1212.8 | 0 | 0 | 0 | 0 | 1274.45 | 0 | 0 | 0 | 1443232 | 0
7397 | 1012 | 0 | 0 | 0 | 0 | 1320.35 | 0 | 0 | 0 | 1204280 | 0
7398 | 1101.6 | 0 | 0 | 0 | 0 | 1399.2 | 0 | 0 | 0 | 1310904 | 0
7399 | 1240.205 | 472.117 | 472.117 | 459.5873 | 459.5873 | 1445.4 | 697533.0759 | 165451.418 | 75050.6015 | 1430872.2951 | 254887.1012
7400 | 972.841 | 972.841 | 972.841 | 947.0223 | 947.0223 | 1470.9 | 1456875.3603 | 340928.0389 | 154648.7465 | 47325.6217 | 501069.5149
7401 | 1091.276 | 2090.064 | 1091.276 | 2034.5948 | 1091.276 | 1577.4 | 1805793.612 | 392859.36 | 178205.3708 | 0 | 461173.2376
7402 | 1317.246 | 2750.449 | 1317.246 | 2677.4536 | 1317.246 | 1511.65 | 2097619.3551 | 474208.56 | 215106.2718 | 0 | 643277.0841
7403 | 1461.008 | 3216.801 | 1461.008 | 3131.4289 | 1461.008 | 1482.75 | 2280262.3874 | 525962.88 | 238582.6064 | 0 | 755706.388
7404 | 1485.364 | 3172.502 | 1485.364 | 3088.3055 | 1485.364 | 1459.95 | 2294722.3777 | 534731.04 | 242559.9412 | 0 | 802170.8282
7405 | 1859.342 | 2947.193 | 1859.342 | 2868.9761 | 1859.342 | 1485.7 | 2936432.3285 | 669363.12 | 303630.5486 | 0 | 956259.5906
7406 | 1111.595 | 3141.378 | 1111.595 | 3058.0075 | 1111.595 | 1506.35 | 1769167.4544 | 400174.2 | 181523.4635 | 0 | 548738.8718
7407 | 1623.432 | 2493.638 | 1623.432 | 2427.4582 | 1623.432 | 1547.15 | 2653057.1336 | 584435.52 | 265106.4456 | 0 | 735171.1812
7408 | 1529.712 | 1002.976 | 1002.976 | 976.3576 | 976.3576 | 1794.4 | 1847136.0912 | 351488.7229 | 159439.1902 | 1014298.6817 | 200739.1151
7409 | 1351.591 | 453.825 | 453.825 | 441.7807 | 441.7807 | 1900.25 | 882358.0246 | 159041.0635 | 72142.7935 | 1667682.2214 | 44067.628
7410 | 1119.86 | 0 | 0 | 0 | 0 | 1913.4 | 0 | 0 | 0 | 2052703.38 | 0
7411 | 915.2 | 0 | 0 | 0 | 0 | 1913.15 | 0 | 0 | 0 | 3109849.6 | 0
7412 | 1072.8 | 0 | 0 | 0 | 0 | 1860.9 | 0 | 0 | 0 | 3645374.4 | 0
7413 | 1204 | 0 | 0 | 0 | 0 | 1757.25 | 0 | 0 | 0 | 4091192 | 0
7414 | 921.6 | 305.874 | 305.874 | 297.7563 | 297.7563 | 1837.85 | 573922.4845 | 107192.2575 | 48623.599 | 2119820.9919 | 48281.1793
7415 | 1499.2 | 592 | 592 | 576.2886 | 576.2886 | 1821.1 | 1101468.8887 | 207463.9114 | 94107.9354 | 3136052.792 | 103098.0382
7416 | 1340 | 0 | 0 | 0 | 0 | 1806.25 | 0 | 0 | 0 | 2456220 | 0
7417 | 1268 | 0 | 0 | 0 | 0 | 1632.35 | 0 | 0 | 0 | 1508920 | 0
7418 | 1223.2 | 0 | 0 | 0 | 0 | 1740.85 | 0 | 0 | 0 | 1455608 | 0
7419 | 1244.8 | 0 | 0 | 0 | 0 | 1574.8 | 0 | 0 | 0 | 1481312 | 0
7420 | 1196 | 0 | 0 | 0 | 0 | 1573.45 | 0 | 0 | 0 | 1423240 | 0
7421 | 920 | 0 | 0 | 0 | 0 | 1522.95 | 0 | 0 | 0 | 1094800 | 0
7422 | 1409.6 | 0 | 0 | 0 | 0 | 1585.85 | 0 | 0 | 0 | 1677424 | 0
7423 | 1301.174 | 179.607 | 179.607 | 174.8403 | 174.8403 | 1712.85 | 314290.1801 | 62942.5181 | 28551.4256 | 2064569.6205 | 50205.4002
7424 | 900.704 | 613.77 | 613.77 | 597.4809 | 597.4809 | 1565.85 | 982829.6242 | 215093.1164 | 97568.6275 | 555807.9812 | 259396.3235
7425 | 1025.232 | 285.522 | 285.522 | 277.9444 | 277.9444 | 1576.3 | 461178.0082 | 100059.9846 | 45388.3208 | 1369778.1675 | 117765.043
7426 | 1161.734 | 1161.734 | 1161.734 | 1130.9022 | 1130.9022 | 1571.6 | 1869438.981 | 407124.7967 | 184676.3314 | 56514.6656 | 484478.508
7427 | 1161.093 | 1521.985 | 1161.093 | 1481.5923 | 1161.093 | 1515.3 | 1855759.5694 | 417993.48 | 189606.4869 | 0 | 562781.7771
7428 | 1382.406 | 1800.45 | 1382.406 | 1752.667 | 1382.406 | 1505.5 | 2191325.8694 | 497666.16 | 225746.8998 | 0 | 683599.767
7429 | 1308.312 | 1924.246 | 1308.312 | 1873.1776 | 1308.312 | 1522.7 | 2097834.1259 | 470992.32 | 213647.3496 | 0 | 624457.3176
7430 | 1078.045 | 1808.976 | 1078.045 | 1760.9668 | 1078.045 | 1603.45 | 1817374.9034 | 388096.2 | 176044.7485 | 0 | 427498.7447
7431 | 1313.362 | 1451.948 | 1313.362 | 1413.4141 | 1313.362 | 1589.2 | 2191816.7995 | 472810.32 | 214472.0146 | 0 | 539529.1096
7432 | 1419.024 | 580.686 | 580.686 | 565.2749 | 565.2749 | 1860.75 | 1104480.4871 | 203498.9676 | 92309.3928 | 1564922.0817 | 78714.5312
7433 | 1209.14 | 314.087 | 314.087 | 305.7513 | 305.7513 | 1899.25 | 610184.4368 | 110070.4688 | 49929.1877 | 1655911.483 | 30804.4437
7434 | 1214.131 | 0 | 0 | 0 | 0 | 1911.9 | 0 | 0 | 0 | 2225502.123 | 0
7435 | 1495.2 | 0 | 0 | 0 | 0 | 1911.65 | 0 | 0 | 0 | 5080689.6 | 0
7436 | 1044.8 | 0 | 0 | 0 | 0 | 1726.55 | 0 | 0 | 0 | 3550230.4 | 0
7437 | 1540.8 | 0 | 0 | 0 | 0 | 1696.2 | 0 | 0 | 0 | 5235638.4 | 0
7438 | 1288 | 305.874 | 305.874 | 297.7563 | 297.7563 | 1829.65 | 572020.1728 | 107192.2575 | 48623.599 | 3364848.1919 | 50722.7807
7439 | 1128.8 | 592 | 592 | 576.2886 | 576.2886 | 1812.9 | 1096606.936 | 207463.9114 | 94107.9354 | 1877433.592 | 107823.6051
7440 | 1216 | 0 | 0 | 0 | 0 | 1680.25 | 0 | 0 | 0 | 2228928 | 0
7441 | 784.8 | 0 | 0 | 0 | 0 | 1484.85 | 0 | 0 | 0 | 933912 | 0
7442 | 1167.2 | 0 | 0 | 0 | 0 | 1478.35 | 0 | 0 | 0 | 1388968 | 0
7443 | 1024 | 0 | 0 | 0 | 0 | 1369.8 | 0 | 0 | 0 | 1218560 | 0
7444 | 1230.4 | 0 | 0 | 0 | 0 | 1333.95 | 0 | 0 | 0 | 1464176 | 0
7445 | 1207.2 | 0 | 0 | 0 | 0 | 1070.85 | 0 | 0 | 0 | 1436568 | 0
7446 | 961.6 | 0 | 0 | 0 | 0 | 1426.7 | 0 | 0 | 0 | 1144304 | 0
7447 | 1106.751 | 396.187 | 396.187 | 385.6724 | 385.6724 | 1543.4 | 624869.395 | 138842.0687 | 62980.305 | 1321737.05 | 176098.0238
7448 | 981.304 | 981.304 | 981.304 | 955.2607 | 955.2607 | 1530.85 | 1533833.9274 | 343893.8616 | 155994.0767 | 47737.3198 | 448160.57
7449 | 1087.115 | 2095.086 | 1087.115 | 2039.4836 | 1087.115 | 1551.8 | 1772790.9358 | 391361.4 | 177525.8795 | 0 | 487244.943
7450 | 1162.094 | 3289.028 | 1162.094 | 3201.739 | 1162.094 | 1584.2 | 1935627.9612 | 418353.84 | 189769.9502 | 0 | 483198.6852
7451 | 1710.031 | 3074.071 | 1710.031 | 2992.4868 | 1710.031 | 1462.25 | 2635520.6266 | 615611.16 | 279248.0623 | 0 | 919569.1702
7452 | 1447.547 | 3184.691 | 1447.547 | 3100.171 | 1447.547 | 1419.4 | 2170122.5015 | 521116.92 | 236384.4251 | 0 | 840445.7882
7453 | 1355.19 | 2351.945 | 1355.19 | 2289.5257 | 1355.19 | 1396.6 | 1994182.4294 | 487868.4 | 221302.527 | 0 | 817721.646
7454 | 1224.544 | 2574.561 | 1224.544 | 2506.2336 | 1224.544 | 1556.35 | 2003696.8892 | 440835.84 | 199968.0352 | 0 | 543268.9456
7455 | 1435.996 | 1536.5 | 1435.996 | 1495.7221 | 1435.996 | 1472.6 | 2222980.3154 | 516958.56 | 234498.1468 | 0 | 757344.2904
7456 | 1576.816 | 1467.862 | 1467.862 | 1428.9057 | 1428.9057 | 1734.45 | 2599440.3886 | 514406.0674 | 233340.3078 | 271119.5016 | 379445.92
7457 | 1545.343 | 642.403 | 642.403 | 625.354 | 625.354 | 1899.25 | 1246048.3129 | 225127.4309 | 102120.3041 | 1686339.8836 | 63004.4129
7458 | 1644.762 | 0 | 0 | 0 | 0 | 1911.4 | 0 | 0 | 0 | 3014848.746 | 0
7459 | 1521.6 | 0 | 0 | 0 | 0 | 1911.65 | 0 | 0 | 0 | 5170396.8 | 0
7460 | 1470.4 | 0 | 0 | 0 | 0 | 1715 | 0 | 0 | 0 | 4996419.2 | 0
7461 | 1567.2 | 0 | 0 | 0 | 0 | 1712.6 | 0 | 0 | 0 | 5325345.6 | 0
7462 | 1155.2 | 305.874 | 305.874 | 297.7563 | 297.7563 | 1835.85 | 573266.7711 | 107192.2575 | 48623.599 | 2913593.7919 | 48876.6919
7463 | 1411.2 | 592 | 592 | 576.2886 | 576.2886 | 1712 | 1033608.6586 | 207463.9114 | 94107.9354 | 2837028.792 | 165971.1291
7464 | 1588.8 | 0 | 0 | 0 | 0 | 1527.25 | 0 | 0 | 0 | 2912270.4 | 0
7465 | 1478.4 | 0 | 0 | 0 | 0 | 1484.85 | 0 | 0 | 0 | 1759296 | 0
7466 | 1609.6 | 0 | 0 | 0 | 0 | 1251.3 | 0 | 0 | 0 | 1915424 | 0
7467 | 1016 | 0 | 0 | 0 | 0 | 1202.2 | 0 | 0 | 0 | 1209040 | 0
7468 | 1200 | 0 | 0 | 0 | 0 | 1201.35 | 0 | 0 | 0 | 1428000 | 0
7469 | 1240 | 0 | 0 | 0 | 0 | 1186.35 | 0 | 0 | 0 | 1475600 | 0
7470 | 1102.4 | 0 | 0 | 0 | 0 | 1482.2 | 0 | 0 | 0 | 1311856 | 0
7471 | 1127.493 | 207.265 | 207.265 | 201.7643 | 201.7643 | 1655.8 | 350322.8775 | 72635.148 | 32948.1102 | 1696860.7073 | 69447.272
7472 | 1108.431 | 371.144 | 371.144 | 361.294 | 361.294 | 1803.35 | 683524.586 | 130065.8546 | 58999.3168 | 1369502.0466 | 71048.4731
7473 | 1506.879 | 956.676 | 956.676 | 931.2863 | 931.2863 | 1747.95 | 1709848.4036 | 335263.0826 | 152079.0594 | 1055061.3449 | 234730.7221
7474 | 1545.101 | 1316.279 | 1316.279 | 1281.3457 | 1281.3457 | 1606.3 | 2162106.616 | 461284.4423 | 209243.7484 | 483463.5145 | 504465.7914
7475 | 1717.536 | 2423.627 | 1717.536 | 2359.3053 | 1717.536 | 1329.2 | 2402297.4639 | 618312.96 | 280473.6288 | 0 | 1152123.1488
7476 | 1743.337 | 3091.812 | 1743.337 | 3009.757 | 1743.337 | 1157.7 | 2126201.0803 | 627601.32 | 284686.9321 | 0 | 1468412.7551
7477 | 1659.288 | 3479.365 | 1659.288 | 3387.0245 | 1659.288 | 1133.65 | 1984942.761 | 597343.68 | 270961.7304 | 0 | 1437524.1588
7478 | 1711.846 | 3322.101 | 1711.846 | 3233.9343 | 1711.846 | 1517.1 | 2737189.4475 | 616264.56 | 279544.4518 | 0 | 826650.4334
7479 | 1778.711 | 1259.003 | 1259.003 | 1225.5897 | 1225.5897 | 1567.1 | 2022255.5084 | 441212.3088 | 200138.8056 | 1013871.2572 | 530557.8014
7480 | 1671.964 | 1333.309 | 1333.309 | 1297.9237 | 1297.9237 | 1612.35 | 2196573.8825 | 467252.5342 | 211950.9412 | 685615.8589 | 503140.1246
7481 | 1740.399 | 7.41 | 7.41 | 7.2133 | 7.2133 | 1874.15 | 14183.3004 | 2596.8034 | 1177.9389 | 3176929.3099 | 907.7992
7482 | 1561.823 | 0 | 0 | 0 | 0 | 1905.2 | 0 | 0 | 0 | 2862821.559 | 0
7483 | 1636 | 0 | 0 | 0 | 0 | 1911.15 | 0 | 0 | 0 | 5559128 | 0
7484 | 1423.2 | 0 | 0 | 0 | 0 | 1706.25 | 0 | 0 | 0 | 4836033.6 | 0
7485 | 1198.4 | 0 | 0 | 0 | 0 | 1672.1 | 0 | 0 | 0 | 4072163.2 | 0
7486 | 1556.8 | 305.874 | 305.874 | 297.7563 | 297.7563 | 1829.65 | 573344.491 | 107192.2575 | 48623.599 | 4278230.5919 | 50722.7807
7487 | 1191.2 | 592 | 592 | 576.2886 | 576.2886 | 1778.1 | 1077157.4562 | 207463.9114 | 94107.9354 | 2089468.792 | 127878.4498
7488 | 1529.6 | 0 | 0 | 0 | 0 | 1652.35 | 0 | 0 | 0 | 2803756.8 | 0
7489 | 1598.4 | 0 | 0 | 0 | 0 | 1458.95 | 0 | 0 | 0 | 2929867.2 | 0
7490 | 1415.2 | 0 | 0 | 0 | 0 | 1286.3 | 0 | 0 | 0 | 2594061.6 | 0
7491 | 1582.4 | 0 | 0 | 0 | 0 | 1329.3 | 0 | 0 | 0 | 2900539.2 | 0
7492 | 1364.8 | 0 | 0 | 0 | 0 | 1268.95 | 0 | 0 | 0 | 2501678.4 | 0
7493 | 1329.6 | 0 | 0 | 0 | 0 | 1335.35 | 0 | 0 | 0 | 2437156.8 | 0
7494 | 1695.2 | 0 | 0 | 0 | 0 | 1476.7 | 0 | 0 | 0 | 3107301.6 | 0
7495 | 1435.98 | 198.863 | 198.863 | 193.5853 | 193.5853 | 1534.65 | 310481.5225 | 69690.7024 | 31612.4769 | 2277309.5137 | 90084.9121
7496 | 1870.081 | 1232.139 | 1232.139 | 1199.4387 | 1199.4387 | 1521.35 | 1911375.232 | 431797.933 | 195868.3401 | 1229287.331 | 574111.335
7497 | 1222.75 | 1470.479 | 1222.75 | 1431.4533 | 1222.75 | 1551.8 | 1989987.8027 | 440190 | 199675.075 | 0 | 548036.55
7498 | 1723.893 | 2437.677 | 1723.894 | 2372.9824 | 1723.893 | 1408.6 | 2549849.1095 | 620601.48 | 281511.7269 | 0 | 1019510.3202
7499 | 1512.119 | 2580.545 | 1512.119 | 2512.0587 | 1512.119 | 1165.75 | 1848182.5993 | 544362.84 | 246929.0327 | 0 | 1261485.2758
7500 | 1701.586 | 3172.964 | 1701.586 | 3088.7553 | 1701.586 | 1150.95 | 2061154.3361 | 612570.96 | 277868.9938 | 0 | 1444731.5933
7501 | 1506.384 | 2567.753 | 1506.384 | 2499.6062 | 1506.384 | 1023.15 | 1620732.803 | 542298.24 | 245992.5072 | 0 | 1471511.2104
7502 | 1400.986 | 1764.982 | 1400.986 | 1718.1403 | 1400.986 | 1415.85 | 2075016.6843 | 504354.96 | 228781.0138 | 0 | 818385.9719
7503 | 1718.665 | 1902.24 | 1718.665 | 1851.7556 | 1718.665 | 1644.7 | 2966298.1587 | 618719.4 | 280657.9945 | 0 | 610641.6745
7504 | 1537.608 | 168.562 | 168.562 | 164.0885 | 164.0885 | 1865.25 | 321532.8103 | 59071.8443 | 26795.6449 | 2517661.3234 | 22110.9195
7505 | 1343.34 | 139.631 | 139.631 | 135.9253 | 135.9253 | 1899.25 | 271006.9733 | 48933.097 | 22196.5965 | 2213191.2012 | 13694.4709
7506 | 1522.828 | 0 | 0 | 0 | 0 | 1911.9 | 0 | 0 | 0 | 2791343.724 | 0
7507 | 1356.8 | 0 | 0 | 0 | 0 | 1911.65 | 0 | 0 | 0 | 2487014.4 | 0
7508 | 1599.2 | 0 | 0 | 0 | 0 | 1722.65 | 0 | 0 | 0 | 2931333.6 | 0
7509 | 1412.8 | 0 | 0 | 0 | 0 | 1355.85 | 0 | 0 | 0 | 2589662.4 | 0
7510 | 1264.8 | 0 | 0 | 0 | 0 | 1801.9 | 0 | 0 | 0 | 2318378.4 | 0
7511 | 1524 | 0 | 0 | 0 | 0 | 1693.6 | 0 | 0 | 0 | 2793492 | 0
7512 | 828.8 | 305.874 | 305.874 | 297.7563 | 297.7563 | 1587.75 | 495875.8665 | 107192.2575 | 48623.599 | 973403.1556 | 122750.0226
7513 | 1140 | 0 | 0 | 0 | 0 | 1739.8 | 0 | 0 | 0 | 1356600 | 0
7514 | 1248.8 | 0 | 0 | 0 | 0 | 1499.35 | 0 | 0 | 0 | 1486072 | 0
7515 | 1267.2 | 0 | 0 | 0 | 0 | 1546.4 | 0 | 0 | 0 | 1507968 | 0
7516 | 1367.2 | 0 | 0 | 0 | 0 | 1633.25 | 0 | 0 | 0 | 1626968 | 0
7517 | 1266.4 | 0 | 0 | 0 | 0 | 1779.9 | 0 | 0 | 0 | 1507016 | 0
7518 | 1180 | 0 | 0 | 0 | 0 | 1785.6 | 0 | 0 | 0 | 1404200 | 0
7519 | 1235.738 | 949.884 | 949.884 | 924.6746 | 924.6746 | 1779.2 | 1732300.3561 | 332882.8547 | 150999.3616 | 570179.2187 | 204168.1509
7520 | 932.415 | 932.415 | 932.415 | 907.6692 | 907.6692 | 1589.05 | 1516065.8626 | 326760.9171 | 148222.3827 | 45359.0253 | 373006.6636
7521 | 1225.774 | 1488.14 | 1225.774 | 1448.6456 | 1225.774 | 1546.45 | 1993082.3726 | 441278.64 | 200168.8942 | 0 | 555949.7977
7522 | 1183.594 | 2582.786 | 1183.594 | 2514.2403 | 1183.594 | 1362.55 | 1699094.1355 | 426093.84 | 193280.9002 | 0 | 754481.9953
7523 | 1167.775 | 3183.164 | 1167.775 | 3098.6846 | 1167.775 | 1109.35 | 1362848.7281 | 420399 | 190697.6575 | 0 | 1040078.8037
7524 | 1149.101 | 2607.003 | 1149.101 | 2537.8146 | 1149.101 | 1045.35 | 1264738.594 | 413676.36 | 187648.1933 | 0 | 1096989.2696
7525 | 1061.564 | 2470.449 | 1061.564 | 2404.8846 | 1061.564 | 1035.05 | 1157169.9098 | 382163.04 | 173353.4012 | 0 | 1024356.1818
7526 | 1207.035 | 1982.244 | 1207.035 | 1929.6363 | 1207.035 | 1304.55 | 1659076.1689 | 434532.6 | 197108.8155 | 0 | 839432.4907
7527 | 1229.373 | 1104.726 | 1104.726 | 1075.4072 | 1075.4072 | 1608.65 | 1825506.2993 | 387146.5827 | 175613.9915 | 282219.3587 | 420860.5976
7528 | 1219.569 | 680.419 | 680.419 | 662.3611 | 662.3611 | 1773.7 | 1239143.7364 | 238449.9782 | 108163.5596 | 1021362.1711 | 149892.3058
7529 | 850.341 | 234.438 | 234.438 | 228.2161 | 228.2161 | 1883.7 | 453110.6585 | 82157.8116 | 37267.6962 | 1140354.8624 | 26541.5375
7530 | 1029.964 | 0 | 0 | 0 | 0 | 1860.3 | 0 | 0 | 0 | 1887924.012 | 0
7531 | 1183.2 | 0 | 0 | 0 | 0 | 1880.55 | 0 | 0 | 0 | 4020513.6 | 0
7532 | 1294.4 | 0 | 0 | 0 | 0 | 1819.35 | 0 | 0 | 0 | 4398371.2 | 0
7533 | 1021.6 | 0 | 0 | 0 | 0 | 1738.5 | 0 | 0 | 0 | 3471396.8 | 0
7534 | 1191.2 | 305.874 | 305.874 | 297.7563 | 297.7563 | 1824.9 | 572726.842 | 107192.2575 | 48623.599 | 3035921.7919 | 52137.123
7535 | 1176 | 592 | 592 | 576.2886 | 576.2886 | 1812.7 | 1101368.8525 | 207463.9114 | 94107.9354 | 2037819.192 | 107938.8628
7536 | 173.6 | 0 | 0 | 0 | 0 | 1796.3 | 0 | 0 | 0 | 318208.8 | 0
7537 | 89.6 | 0 | 0 | 0 | 0 | 1648.85 | 0 | 0 | 0 | 106624 | 0
7538 | 171.2 | 0 | 0 | 0 | 0 | 1777.85 | 0 | 0 | 0 | 203728 | 0
7539 | 109.6 | 0 | 0 | 0 | 0 | 1740.75 | 0 | 0 | 0 | 130424 | 0
7540 | 114.4 | 0 | 0 | 0 | 0 | 1752.6 | 0 | 0 | 0 | 136136 | 0
7541 | 85.6 | 0 | 0 | 0 | 0 | 1775.15 | 0 | 0 | 0 | 101864 | 0
7542 | 88.8 | 0 | 0 | 0 | 0 | 1775.85 | 0 | 0 | 0 | 105672 | 0
7543 | 85.749 | 85.749 | 85.749 | 83.4733 | 83.4733 | 1678.55 | 147183.5202 | 30050.3766 | 13631.1847 | 4171.4162 | 26832.4821
7544 | 209.928 | 160.397 | 160.397 | 156.1402 | 156.1402 | 1518.05 | 248964.6307 | 56210.4544 | 25497.6867 | 98593.1271 | 75251.7458
7545 | 856.951 | 539.909 | 539.909 | 525.5801 | 525.5801 | 1496.45 | 822150.8419 | 189208.8394 | 85827.2319 | 607402.8423 | 264655.8641
7546 | 1343.987 | 660.735 | 660.735 | 643.1995 | 643.1995 | 1256.85 | 845459.3242 | 231551.8032 | 105034.4707 | 1284543.5731 | 477993.6737
7547 | 1233.607 | 1164.689 | 1164.689 | 1133.7788 | 1133.7788 | 1188.25 | 1414303.3692 | 408160.364 | 185146.0762 | 182985.111 | 920344.9319
7548 | 1009.939 | 1189.516 | 1009.939 | 1157.9469 | 1009.939 | 1183.05 | 1257434.4839 | 363578.04 | 164923.0387 | 0 | 825069.6661
7549 | 1251.764 | 1251.764 | 1251.764 | 1218.5429 | 1218.5429 | 1016.65 | 1303547.8506 | 438675.4317 | 198988.05 | 60894.3389 | 1198254.1271
7550 | 1114.082 | 2068.631 | 1114.081 | 2013.7307 | 1114.082 | 1019.35 | 1193600.9148 | 401069.52 | 181929.5906 | 0 | 1092524.5133
7551 | 1131.027 | 2671.769 | 1131.027 | 2600.8617 | 1131.027 | 1027.1 | 1219353.1333 | 407169.72 | 184696.7091 | 0 | 1100376.1683
7552 | 1306.039 | 1874.34 | 1306.039 | 1824.596 | 1306.039 | 1355.45 | 1853644.0457 | 470174.04 | 213276.1687 | 0 | 841807.4374
7553 | 1317.887 | 747.743 | 747.743 | 727.8983 | 727.8983 | 1542.9 | 1176310.6689 | 262043.391 | 118865.7938 | 1081449.2717 | 332722.3168
7554 | 1482.151 | 0 | 0 | 0 | 0 | 1846.5 | 0 | 0 | 0 | 2716782.783 | 0
7555 | 1344.8 | 0 | 0 | 0 | 0 | 1859.4 | 0 | 0 | 0 | 4569630.4 | 0
7556 | 1447.2 | 0 | 0 | 0 | 0 | 1826.35 | 0 | 0 | 0 | 4917585.6 | 0
7557 | 1483.2 | 0 | 0 | 0 | 0 | 1815.35 | 0 | 0 | 0 | 5039913.6 | 0
7558 | 1075.2 | 305.874 | 305.874 | 297.7563 | 297.7563 | 1808.05 | 567204.2928 | 107192.2575 | 48623.599 | 2641753.7919 | 57154.3162
7559 | 1232.8 | 592 | 592 | 576.2886 | 576.2886 | 1795.95 | 1090037.6339 | 207463.9114 | 94107.9354 | 2230825.592 | 117591.6975
7560 | 1115.2 | 0 | 0 | 0 | 0 | 1759.25 | 0 | 0 | 0 | 2044161.6 | 0
7561 | 1131.2 | 0 | 0 | 0 | 0 | 1661.95 | 0 | 0 | 0 | 1346128 | 0
7562 | 1402.4 | 0 | 0 | 0 | 0 | 1454.1 | 0 | 0 | 0 | 1668856 | 0
7563 | 878.4 | 0 | 0 | 0 | 0 | 1394.3 | 0 | 0 | 0 | 1045296 | 0
7564 | 985.6 | 0 | 0 | 0 | 0 | 1490.7 | 0 | 0 | 0 | 1172864 | 0
7565 | 1147.2 | 0 | 0 | 0 | 0 | 1508.35 | 0 | 0 | 0 | 1365168 | 0
7566 | 1303.2 | 0 | 0 | 0 | 0 | 1538.45 | 0 | 0 | 0 | 1550808 | 0
7567 | 1182.365 | 478.062 | 478.062 | 465.3745 | 465.3745 | 1779.7 | 868203.488 | 167534.8183 | 75995.6551 | 1314243.5954 | 102522.0013
7568 | 1335.808 | 1335.808 | 1335.808 | 1300.3564 | 1300.3564 | 1804.75 | 2463326.9317 | 468128.2982 | 212348.1975 | 64982.8123 | 253894.584
7569 | 1230.58 | 2100.62 | 1230.58 | 2044.8707 | 1230.58 | 1734.3 | 2243044.1097 | 443008.8 | 200953.714 | 0 | 326965.106
7570 | 1363.817 | 3332.83 | 1363.817 | 3244.3785 | 1363.817 | 1600.45 | 2298557.2597 | 490974.12 | 222711.3161 | 0 | 544913.0823
7571 | 1384.068 | 3812.217 | 1384.068 | 3711.0428 | 1384.068 | 1284.75 | 1876433.2373 | 498264.48 | 226018.3044 | 0 | 989954.637
7572 | 1456.248 | 3964.268 | 1456.248 | 3859.0585 | 1456.248 | 1153 | 1771721.166 | 524249.28 | 237805.2984 | 0 | 1233442.056
7573 | 1474.147 | 3669.617 | 1474.147 | 3572.2274 | 1474.147 | 1148.15 | 1782696.2763 | 530692.92 | 240728.2051 | 0 | 1255752.122
7574 | 1408.803 | 1386.878 | 1386.878 | 1350.071 | 1350.071 | 1578.45 | 2243146.3906 | 486025.565 | 220466.5966 | 107655.7304 | 569122.4359
7575 | 1416.215 | 308.069 | 308.069 | 299.893 | 299.893 | 1672.6 | 527063.5119 | 107961.486 | 48972.5296 | 2046218.1954 | 98184.9737
7576 | 1598.239 | 723.754 | 723.754 | 704.546 | 704.546 | 1885.25 | 1395781.7583 | 253636.5468 | 115052.3558 | 1638139.3361 | 80846.6493
7577 | 1617.779 | 529.698 | 529.698 | 515.6401 | 515.6401 | 1900.75 | 1029175.7444 | 185630.4374 | 84204.029 | 2020220.5966 | 51177.2803
7578 | 1347.526 | 0 | 0 | 0 | 0 | 1913.4 | 0 | 0 | 0 | 2470015.158 | 0
7579 | 1315.2 | 0 | 0 | 0 | 0 | 1913.15 | 0 | 0 | 0 | 4469049.6 | 0
7580 | 1236.8 | 0 | 0 | 0 | 0 | 1865.5 | 0 | 0 | 0 | 4202646.4 | 0
7581 | 1147.2 | 0 | 0 | 0 | 0 | 1849.6 | 0 | 0 | 0 | 3898185.6 | 0
7582 | 1199.2 | 305.874 | 305.874 | 297.7563 | 297.7563 | 1837.85 | 575019.1762 | 107192.2575 | 48623.599 | 3063105.7919 | 48281.1793
7583 | 1183.2 | 592 | 592 | 576.2886 | 576.2886 | 1821.1 | 1102876.4397 | 207463.9114 | 94107.9354 | 2062284.792 | 103098.0382
7584 | 1420 | 0 | 0 | 0 | 0 | 1807.75 | 0 | 0 | 0 | 2602860 | 0
7585 | 1430.4 | 0 | 0 | 0 | 0 | 1794.85 | 0 | 0 | 0 | 1702176 | 0
7586 | 1165.6 | 0 | 0 | 0 | 0 | 1788.35 | 0 | 0 | 0 | 1387064 | 0
7587 | 1365.6 | 0 | 0 | 0 | 0 | 1785.3 | 0 | 0 | 0 | 1625064 | 0
7588 | 876.8 | 0 | 0 | 0 | 0 | 1783.55 | 0 | 0 | 0 | 1043392 | 0
7589 | 816 | 0 | 0 | 0 | 0 | 1784.95 | 0 | 0 | 0 | 971040 | 0
7590 | 768 | 0 | 0 | 0 | 0 | 1792.2 | 0 | 0 | 0 | 913920 | 0
7591 | 1244.499 | 401.191 | 401.191 | 390.5436 | 390.5436 | 1806.3 | 740146.4096 | 140595.6994 | 63775.7714 | 1565300.2307 | 75648.2972
7592 | 1277.595 | 1277.595 | 1277.595 | 1243.6883 | 1243.6883 | 1829.9 | 2388011.1022 | 447727.7971 | 203094.3035 | 62150.9349 | 211551.3841
7593 | 1546.546 | 1655.529 | 1546.545 | 1611.5922 | 1546.546 | 1856.7 | 3021096.0102 | 556756.56 | 252550.9618 | 0 | 221620.0418
7594 | 1572.208 | 3258.4 | 1572.208 | 3171.9238 | 1572.208 | 1870.1 | 3094751.6941 | 565994.88 | 256741.5664 | 0 | 204229.8192
7595 | 1429.627 | 3588.993 | 1429.627 | 3493.7431 | 1429.627 | 1849.15 | 2783831.0709 | 514665.72 | 233458.0891 | 0 | 215659.233
7596 | 1773.524 | 1759.144 | 1759.144 | 1712.4573 | 1712.4573 | 1689.95 | 3049931.5189 | 616484.6198 | 279644.2734 | 111935.3028 | 530947.3788
7597 | 1456.594 | 1438.643 | 1438.643 | 1400.4622 | 1400.4622 | 1573.15 | 2322009.1676 | 504166.3917 | 228695.4771 | 102889.5911 | 597787.2897
7598 | 1568.38 | 1568.38 | 1568.38 | 1526.756 | 1526.756 | 1839.75 | 2959825.3998 | 549632.1779 | 249319.2629 | 76296.7007 | 244662.657
7599 | 1614.354 | 1729.154 | 1614.354 | 1683.2632 | 1614.354 | 1882.15 | 3196285.1754 | 581167.44 | 263624.0082 | 0 | 190251.6189
7600 | 1835.767 | 1621.136 | 1621.136 | 1578.1119 | 1578.1119 | 1889.85 | 3132795.4506 | 568120.2964 | 257705.6789 | 472281.7354 | 173829.0296
7601 | 1488.288 | 280.693 | 280.693 | 273.2436 | 273.2436 | 1900.75 | 546051.0077 | 98367.6819 | 44620.6735 | 2227176.4571 | 27119.4234
7602 | 1561.284 | 0 | 0 | 0 | 0 | 1913.4 | 0 | 0 | 0 | 2861833.572 | 0
7603 | 1532 | 0 | 0 | 0 | 0 | 1913.15 | 0 | 0 | 0 | 5205736 | 0
7604 | 1440.8 | 0 | 0 | 0 | 0 | 1865.5 | 0 | 0 | 0 | 4895838.4 | 0
7605 | 1496.8 | 0 | 0 | 0 | 0 | 1849.6 | 0 | 0 | 0 | 5086126.4 | 0
7606 | 967.2 | 305.874 | 305.874 | 297.7563 | 297.7563 | 1837.85 | 575190.2454 | 107192.2575 | 48623.599 | 2274769.7919 | 48281.1793
7607 | 1389.6 | 592 | 592 | 576.2886 | 576.2886 | 1821.1 | 1106777.107 | 207463.9114 | 94107.9354 | 2763631.992 | 103098.0382
7608 | 994.4 | 0 | 0 | 0 | 0 | 1807.75 | 0 | 0 | 0 | 1822735.2 | 0
7609 | 1131.2 | 0 | 0 | 0 | 0 | 1794.85 | 0 | 0 | 0 | 1346128 | 0
7610 | 1332.8 | 0 | 0 | 0 | 0 | 1788.35 | 0 | 0 | 0 | 1586032 | 0
7611 | 1132.8 | 0 | 0 | 0 | 0 | 1785.3 | 0 | 0 | 0 | 1348032 | 0
7612 | 1163.2 | 0 | 0 | 0 | 0 | 1784.45 | 0 | 0 | 0 | 1384208 | 0
7613 | 1312.8 | 0 | 0 | 0 | 0 | 1785.85 | 0 | 0 | 0 | 1562232 | 0
7614 | 1239.2 | 0 | 0 | 0 | 0 | 1792.2 | 0 | 0 | 0 | 1474648 | 0
7615 | 1053.267 | 362.838 | 362.838 | 353.2085 | 353.2085 | 1806.3 | 670718.1618 | 127155.0518 | 57678.9443 | 1283207.2721 | 68416.482
7616 | 1323.515 | 1287.117 | 1287.117 | 1252.9576 | 1252.9576 | 1826.75 | 2402195.096 | 451064.7419 | 204607.9788 | 129331.684 | 217074.9071
7617 | 1381.943 | 1707.143 | 1381.943 | 1661.8364 | 1381.943 | 1860.8 | 2701078.9499 | 497499.48 | 225671.2919 | 0 | 192366.4656
7618 | 1401.676 | 2894.533 | 1401.676 | 2817.7137 | 1401.676 | 1871.1 | 2756757.3181 | 504603.36 | 228893.6908 | 0 | 180676.0364
7619 | 1376.532 | 3689.56 | 1376.532 | 3591.6411 | 1376.532 | 1858.2 | 2694313.3297 | 495551.52 | 224787.6756 | 0 | 195192.2376
7620 | 1661.105 | 3833.845 | 1661.105 | 3732.0968 | 1661.105 | 1830 | 3200201.7161 | 597997.8 | 271258.4465 | 0 | 282387.85
7621 | 1751.024 | 3744.667 | 1751.024 | 3645.2856 | 1751.024 | 1840.45 | 3396407.3791 | 630368.64 | 285942.2192 | 0 | 279375.8792
7622 | 1832.523 | 3398.932 | 1832.523 | 3308.7262 | 1832.523 | 1857.65 | 3584365.4009 | 659708.28 | 299251.0059 | 0 | 260859.6491
7623 | 1589.617 | 2221.844 | 1589.617 | 2162.8775 | 1589.617 | 1873.9 | 3130241.4745 | 572262.12 | 259584.4561 | 0 | 200450.7037
7624 | 1620.881 | 1479.922 | 1479.922 | 1440.6457 | 1440.6457 | 1889.85 | 2857835.5871 | 518632.4437 | 235257.439 | 330371.3472 | 158687.1213
7625 | 1347.911 | 524.88 | 524.88 | 510.95 | 510.95 | 1900.75 | 1018806.3835 | 183941.9895 | 83438.1303 | 1534149.5663 | 50711.7846
7626 | 1547.415 | 0 | 0 | 0 | 0 | 1913.4 | 0 | 0 | 0 | 2836411.695 | 0
7627 | 1665.6 | 0 | 0 | 0 | 0 | 1913.15 | 0 | 0 | 0 | 5659708.8 | 0
7628 | 1189.6 | 0 | 0 | 0 | 0 | 1865.5 | 0 | 0 | 0 | 4042260.8 | 0
7629 | 890.4 | 0 | 0 | 0 | 0 | 1849.6 | 0 | 0 | 0 | 3025579.2 | 0
7630 | 993.6 | 305.874 | 305.874 | 297.7563 | 297.7563 | 1837.85 | 575092.6829 | 107192.2575 | 48623.599 | 2364476.9919 | 48281.1793
7631 | 1250.4 | 592 | 592 | 576.2886 | 576.2886 | 1821.1 | 1103585.6238 | 207463.9114 | 94107.9354 | 2290630.392 | 103098.0382
7632 | 1127.2 | 0 | 0 | 0 | 0 | 1807.75 | 0 | 0 | 0 | 2066157.6 | 0
7633 | 1052 | 0 | 0 | 0 | 0 | 1794.85 | 0 | 0 | 0 | 1251880 | 0
7634 | 1386.4 | 0 | 0 | 0 | 0 | 1788.35 | 0 | 0 | 0 | 1649816 | 0
7635 | 1046.4 | 0 | 0 | 0 | 0 | 1785.3 | 0 | 0 | 0 | 1245216 | 0
7636 | 1260 | 0 | 0 | 0 | 0 | 1784.45 | 0 | 0 | 0 | 1499400 | 0
7637 | 1321.6 | 0 | 0 | 0 | 0 | 1785.85 | 0 | 0 | 0 | 1572704 | 0
7638 | 721.6 | 0 | 0 | 0 | 0 | 1792.2 | 0 | 0 | 0 | 858704 | 0
7639 | 904.057 | 233.356 | 233.356 | 227.1629 | 227.1629 | 1806.3 | 432019.3954 | 81778.6292 | 37095.6949 | 1240746.9605 | 44001.4458
7640 | 979.12 | 1000.576 | 979.12 | 974.0213 | 974.0213 | 1826.25 | 1870882.3339 | 350647.653 | 159057.6715 | 9345.9933 | 169236.1937
7641 | 1105.275 | 1726.923 | 1105.275 | 1681.0914 | 1105.275 | 1853.6 | 2153721.5769 | 397899 | 180491.4075 | 0 | 161812.26
7642 | 1633.544 | 1935.24 | 1633.544 | 1883.8798 | 1633.544 | 1826 | 3139102.8807 | 588075.84 | 266757.7352 | 0 | 284236.656
7643 | 1559.029 | 3470.275 | 1559.029 | 3378.1758 | 1559.029 | 1625.25 | 2670995.1835 | 561250.44 | 254589.4357 | 0 | 584246.1178
7644 | 1491.985 | 2481.663 | 1491.985 | 2415.801 | 1491.985 | 1359.95 | 2139321.8139 | 537114.6 | 243641.1505 | 0 | 954944.9993
7645 | 1664.025 | 2338.099 | 1664.025 | 2276.0471 | 1664.025 | 1414.4 | 2479466.2149 | 599049 | 271735.2825 | 0 | 974453.04
7646 | 1509.416 | 2212.839 | 1509.416 | 2154.1115 | 1509.416 | 1530.45 | 2431914.511 | 543389.76 | 246487.6328 | 0 | 708746.2828
7647 | 1181.19 | 2349.573 | 1181.19 | 2287.2166 | 1181.19 | 1644.7 | 2046548.2903 | 425228.4 | 192888.327 | 0 | 419676.807
7648 | 1646.173 | 1872.311 | 1646.173 | 1822.6209 | 1646.173 | 1863.25 | 3223536.9232 | 592622.28 | 268820.0509 | 0 | 225114.1577
7649 | 1321.611 | 721.489 | 721.489 | 702.3411 | 702.3411 | 1900.75 | 1401488.4922 | 252842.7871 | 114692.2976 | 1135121.772 | 69707.3517
7650 | 1456.398 | 0 | 0 | 0 | 0 | 1913.4 | 0 | 0 | 0 | 2669577.534 | 0
7651 | 1341.6 | 0 | 0 | 0 | 0 | 1913.15 | 0 | 0 | 0 | 4558756.8 | 0
7652 | 1266.4 | 0 | 0 | 0 | 0 | 1865.5 | 0 | 0 | 0 | 4303227.2 | 0
7653 | 1124.8 | 0 | 0 | 0 | 0 | 1849.6 | 0 | 0 | 0 | 3822070.4 | 0
7654 | 1446.4 | 305.874 | 305.874 | 297.7563 | 297.7563 | 1837.85 | 573539.196 | 107192.2575 | 48623.599 | 3903091.3919 | 48281.1793
7655 | 1150.4 | 592 | 592 | 576.2886 | 576.2886 | 1821.1 | 1101164.4633 | 207463.9114 | 94107.9354 | 1950830.392 | 103098.0382
7656 | 1467.2 | 0 | 0 | 0 | 0 | 1807.75 | 0 | 0 | 0 | 2689377.6 | 0
7657 | 1057.6 | 0 | 0 | 0 | 0 | 1794.85 | 0 | 0 | 0 | 1938580.8 | 0
7658 | 1108 | 0 | 0 | 0 | 0 | 1788.35 | 0 | 0 | 0 | 2030964 | 0
7659 | 1446.4 | 0 | 0 | 0 | 0 | 1785.3 | 0 | 0 | 0 | 2651251.2 | 0
7660 | 1334.4 | 0 | 0 | 0 | 0 | 1784.45 | 0 | 0 | 0 | 2445955.2 | 0
7661 | 826.4 | 0 | 0 | 0 | 0 | 1785.85 | 0 | 0 | 0 | 1514791.2 | 0
7662 | 1045.6 | 0 | 0 | 0 | 0 | 1792.2 | 0 | 0 | 0 | 1916584.8 | 0
7663 | 960.752 | 475.289 | 475.289 | 462.6751 | 462.6751 | 1806.3 | 879379.3062 | 166563.0321 | 75554.842 | 912974.9778 | 89620.1647
7664 | 891.267 | 1087.703 | 891.267 | 1058.836 | 891.267 | 1829.85 | 1713587.6417 | 320856.12 | 145543.9011 | 0 | 151649.08
7665 | 1021.024 | 2276.502 | 1021.024 | 2216.0849 | 1021.024 | 1859.8 | 1996210.9744 | 367568.64 | 166733.2192 | 0 | 143147.5648
7666 | 1278.022 | 3386.056 | 1278.022 | 3296.1919 | 1278.022 | 1863.9 | 2509692.124 | 460087.92 | 208700.9926 | 0 | 173938.7942
7667 | 1410.682 | 3848.063 | 1410.682 | 3745.9375 | 1410.682 | 1665.75 | 2478964.939 | 507845.52 | 230364.3706 | 0 | 471520.4585
7668 | 1375.315 | 3501.5 | 1375.315 | 3408.5721 | 1375.315 | 1738.45 | 2515071.2316 | 495113.4 | 224588.9395 | 0 | 359713.6382
7669 | 1500.064 | 3526.751 | 1500.064 | 3433.153 | 1500.064 | 1582.85 | 2506374.2344 | 540023.04 | 244960.4512 | 0 | 625751.6976
7670 | 1347.201 | 2217.544 | 1347.201 | 2158.6916 | 1347.201 | 1740.85 | 2475521.3076 | 484992.36 | 219997.9233 | 0 | 349127.1392
7671 | 1165.374 | 2761.59 | 1165.374 | 2688.2989 | 1165.374 | 1877.5 | 2305090.9058 | 419534.64 | 190305.5742 | 0 | 142758.315
7672 | 1265.572 | 1628.817 | 1265.572 | 1585.5891 | 1265.572 | 1889.85 | 2518233.3185 | 455605.92 | 206667.9076 | 0 | 139402.7558
7673 | 1012.197 | 223.444 | 223.444 | 217.5139 | 217.5139 | 1900.75 | 434875.7614 | 78305.0105 | 35520.0228 | 1456654.0892 | 21588.2564
7674 | 1011.616 | 0 | 0 | 0 | 0 | 1913.4 | 0 | 0 | 0 | 1854292.128 | 0
7675 | 971.2 | 0 | 0 | 0 | 0 | 1913.15 | 0 | 0 | 0 | 1780209.6 | 0
7676 | 1312 | 0 | 0 | 0 | 0 | 1865.5 | 0 | 0 | 0 | 2404896 | 0
7677 | 1095.2 | 0 | 0 | 0 | 0 | 1849.6 | 0 | 0 | 0 | 2007501.6 | 0
7678 | 1071.2 | 0 | 0 | 0 | 0 | 1837.85 | 0 | 0 | 0 | 1963509.6 | 0
7679 | 1172 | 0 | 0 | 0 | 0 | 1821.1 | 0 | 0 | 0 | 2148276 | 0
7680 | 1040 | 496.866 | 496.866 | 483.6794 | 483.6794 | 1807.75 | 919999.2445 | 174124.601 | 78984.8537 | 1019735.5732 | 92987.3737
7681 | 1044 | 0 | 0 | 0 | 0 | 1794.4 | 0 | 0 | 0 | 1242360 | 0
7682 | 1136.8 | 0 | 0 | 0 | 0 | 1793.1 | 0 | 0 | 0 | 1352792 | 0
7683 | 1080.8 | 0 | 0 | 0 | 0 | 1790.15 | 0 | 0 | 0 | 1286152 | 0
7684 | 1034.4 | 0 | 0 | 0 | 0 | 1788.75 | 0 | 0 | 0 | 1230936 | 0
7685 | 1055.2 | 0 | 0 | 0 | 0 | 1789.5 | 0 | 0 | 0 | 1255688 | 0
7686 | 1076 | 0 | 0 | 0 | 0 | 1793.8 | 0 | 0 | 0 | 1280440 | 0
7687 | 886.193 | 886.193 | 886.193 | 862.6739 | 862.6739 | 1803.8 | 1636852.0157 | 310562.6115 | 140874.6513 | 43110.472 | 169256.6233
7688 | 293.458 | 1102.541 | 293.458 | 1073.2802 | 293.458 | 1826.45 | 563144.5662 | 105644.88 | 47921.6914 | 0 | 50929.6359
7689 | 141.382 | 2246.917 | 141.382 | 2187.285 | 141.382 | 1855.45 | 275276.1689 | 50897.52 | 23087.6806 | 0 | 20436.7681
7690 | 225.957 | 3299.994 | 225.957 | 3212.414 | 225.957 | 1845.05 | 437546.6164 | 81344.52 | 36898.7781 | 0 | 35012.0372
7691 | 173.99 | 3693.02 | 173.99 | 3595.0093 | 173.99 | 1596.35 | 291472.1676 | 62636.4 | 28412.567 | 0 | 70231.0635
7692 | 186.914 | 2548.447 | 186.914 | 2480.8126 | 186.914 | 1274.4 | 251024.4008 | 67289.04 | 30523.0562 | 0 | 135624.7984
7693 | 144.11 | 3270.832 | 144.11 | 3184.0259 | 144.11 | 1305.95 | 198078.3597 | 51879.6 | 23533.163 | 0 | 100019.5455
7694 | 135.505 | 3102.788 | 135.505 | 3020.4417 | 135.505 | 1718.2 | 244827.5782 | 48781.8 | 22127.9665 | 0 | 38185.309
7695 | 194.577 | 2804.339 | 194.577 | 2729.9134 | 194.577 | 1869.2 | 383098.4999 | 70047.72 | 31774.4241 | 0 | 25450.6716
7696 | 215.288 | 1259.775 | 215.288 | 1226.3413 | 215.288 | 1881.3 | 426683.6189 | 77503.68 | 35156.5304 | 0 | 25554.6856
7697 | 184.122 | 747.879 | 184.122 | 728.0307 | 184.122 | 1885.7 | 365673.3811 | 66283.92 | 30067.1226 | 0 | 21045.1446
7698 | 203.03 | 51.474 | 51.474 | 50.1079 | 50.1079 | 1886.9 | 99516.1508 | 18038.8469 | 8182.6214 | 280306.1945 | 5667.2044
7699 | 140 | 140 | 140 | 136.2845 | 136.2845 | 1888.75 | 270803.8999 | 49062.4115 | 22255.255 | 12625.3495 | 15161.648
7700 | 197.6 | 197.6 | 197.6 | 192.3558 | 192.3558 | 1844.45 | 373045.5239 | 69248.0893 | 31411.7027 | 17819.7789 | 29920.9453
7701 | 199.2 | 199.2 | 199.2 | 193.9133 | 193.9133 | 1829.35 | 372635.6124 | 69808.8026 | 31666.0485 | 17964.0687 | 33091.3116
7702 | 108.8 | 108.8 | 108.8 | 105.9125 | 105.9125 | 1826.9 | 203369.8695 | 38128.5026 | 17295.5124 | 9811.7002 | 18333.455
7703 | 98.4 | 98.4 | 98.4 | 95.7885 | 95.7885 | 1813.7 | 182712.23 | 34483.8664 | 15642.2649 | 8873.817 | 17845.4008
7704 | 102.4 | 102.4 | 102.4 | 99.6824 | 99.6824 | 1801.4 | 188868.9413 | 35885.6495 | 16278.1294 | 4981.4344 | 19796.9167
7705 | 92.8 | 0 | 0 | 0 | 0 | 1781.75 | 0 | 0 | 0 | 110432 | 0
7706 | 99.2 | 0 | 0 | 0 | 0 | 1787.85 | 0 | 0 | 0 | 118048 | 0
7707 | 94.4 | 0 | 0 | 0 | 0 | 1784.25 | 0 | 0 | 0 | 112336 | 0
7708 | 98.4 | 0 | 0 | 0 | 0 | 1783.1 | 0 | 0 | 0 | 117096 | 0
7709 | 92.8 | 0 | 0 | 0 | 0 | 1783.25 | 0 | 0 | 0 | 110432 | 0
7710 | 93.6 | 0 | 0 | 0 | 0 | 1782.55 | 0 | 0 | 0 | 111384 | 0
7711 | 80.485 | 80.485 | 80.485 | 78.349 | 78.349 | 1778.25 | 146516.3069 | 28205.6299 | 12794.3871 | 3915.3394 | 17373.8845
7712 | 100.984 | 1034.709 | 100.984 | 1007.2484 | 100.984 | 1439.75 | 153148.0581 | 36354.24 | 16490.6872 | 0 | 56576.286
7713 | 679.251 | 2559.43 | 679.251 | 2491.5041 | 679.251 | 1066.15 | 764717.0912 | 244530.36 | 110921.6883 | 0 | 634318.5463
7714 | 1271.683 | 3261.46 | 1271.683 | 3174.9026 | 1271.683 | 1043.05 | 1407882.8012 | 457805.88 | 207665.8339 | 0 | 1216937.0469
7715 | 1286.429 | 3538.123 | 1286.429 | 3444.2231 | 1286.429 | 1160.35 | 1586622.4742 | 463114.44 | 210073.8557 | 0 | 1080150.1098
7716 | 1324.926 | 2533.525 | 1324.926 | 2466.2866 | 1324.926 | 1171.3 | 1650617.5708 | 476973.36 | 216360.4158 | 0 | 1097966.1762
7717 | 1133.191 | 1601.841 | 1133.191 | 1559.329 | 1133.191 | 1176.35 | 1414104.4178 | 407948.76 | 185050.0903 | 0 | 933352.7671
7718 | 1217.422 | 1733.667 | 1217.422 | 1687.6564 | 1217.422 | 1146 | 1480524.8218 | 438271.92 | 198805.0126 | 0 | 1039678.388
7719 | 1214.924 | 506.791 | 506.791 | 493.341 | 493.341 | 1098.5 | 574730.8222 | 177602.7755 | 80562.5923 | 1322661.5599 | 444746.9504
7720 | 1286.664 | 209.609 | 209.609 | 204.0461 | 204.0461 | 1349.5 | 290869.8587 | 73456.5929 | 33320.7267 | 1984438.6264 | 132731.9825
7721 | 1421.989 | 7.264 | 7.264 | 7.0712 | 7.0712 | 1735.35 | 12914.8318 | 2545.6383 | 1154.7298 | 2593544.2955 | 1871.3977
7722 | 1335.966 | 0 | 0 | 0 | 0 | 1846.5 | 0 | 0 | 0 | 2448825.678 | 0
7723 | 1252.8 | 0 | 0 | 0 | 0 | 1859.9 | 0 | 0 | 0 | 4257014.4 | 0
7724 | 1186.4 | 0 | 0 | 0 | 0 | 1826.35 | 0 | 0 | 0 | 4031387.2 | 0
7725 | 1470.4 | 0 | 0 | 0 | 0 | 1815.85 | 0 | 0 | 0 | 4996419.2 | 0
7726 | 1188.8 | 305.874 | 305.874 | 297.7563 | 297.7563 | 1809.05 | 566695.286 | 107192.2575 | 48623.599 | 3027766.5919 | 56856.5599
7727 | 779.2 | 592 | 592 | 576.2886 | 576.2886 | 1796.95 | 1091058.558 | 207463.9114 | 94107.9354 | 689492.792 | 117015.4089
7728 | 1133.6 | 0 | 0 | 0 | 0 | 1777.65 | 0 | 0 | 0 | 2077888.8 | 0
7729 | 877.6 | 0 | 0 | 0 | 0 | 1660.75 | 0 | 0 | 0 | 1044344 | 0
7730 | 888 | 0 | 0 | 0 | 0 | 1347.35 | 0 | 0 | 0 | 1056720 | 0
7731 | 992 | 0 | 0 | 0 | 0 | 1022.8 | 0 | 0 | 0 | 1180480 | 0
7732 | 1028 | 0 | 0 | 0 | 0 | 1166.45 | 0 | 0 | 0 | 1223320 | 0
7733 | 1020 | 0 | 0 | 0 | 0 | 1120.4 | 0 | 0 | 0 | 1213800 | 0
7734 | 988.8 | 0 | 0 | 0 | 0 | 1520.55 | 0 | 0 | 0 | 1176672 | 0
7735 | 1027.129 | 414.936 | 414.936 | 403.9238 | 403.9238 | 1697.2 | 721399.5881 | 145412.5769 | 65960.7606 | 1142335.0862 | 122308.1341
7736 | 958.726 | 967.131 | 958.726 | 941.4639 | 941.4639 | 1587.6 | 1571505.694 | 338926.9934 | 153741.0501 | 31641.4834 | 388259.7002
7737 | 1015.72 | 2098.704 | 1015.72 | 2043.0055 | 1015.72 | 1665.45 | 1778227.6605 | 365659.2 | 165867.076 | 0 | 339809.126
7738 | 1081.252 | 3121.418 | 1081.252 | 3038.5773 | 1081.252 | 1441.8 | 1640841.5798 | 389250.72 | 176568.4516 | 0 | 603554.8664
7739 | 1456.647 | 3489.902 | 1456.647 | 3397.2819 | 1456.647 | 1050.25 | 1613358.1695 | 524392.92 | 237870.4551 | 0 | 1383450.4882
7740 | 1355.634 | 2259.899 | 1355.634 | 2199.9225 | 1355.634 | 698.7 | 1000589.3718 | 488028.24 | 221375.0322 | 0 | 1764086.5242
7741 | 1091.508 | 2453.56 | 1091.508 | 2388.4439 | 1091.508 | 339.7 | 392173.5495 | 392942.88 | 178243.2564 | 0 | 1812230.7324
7742 | 1198.058 | 1805.68 | 1198.058 | 1757.7582 | 1198.058 | 1056.35 | 1337133.4226 | 431300.88 | 195642.8714 | 0 | 1130547.4317
7743 | 1592.282 | 485.889 | 485.889 | 472.9938 | 472.9938 | 1064.85 | 531012.3565 | 170277.7575 | 77239.8828 | 2051655.3241 | 442320.1248
7744 | 1106.455 | 142.741 | 142.741 | 138.9527 | 138.9527 | 1427.35 | 208864.1741 | 50022.9834 | 22690.9811 | 1773431.6578 | 79571.2818
7745 | 1246.387 | 19.256 | 19.256 | 18.745 | 18.745 | 1896.65 | 37390.9815 | 6748.1843 | 3061.0514 | 2250267.8662 | 1937.2912
7746 | 1322.503 | 0 | 0 | 0 | 0 | 1913.4 | 0 | 0 | 0 | 2424147.999 | 0
7747 | 1121.6 | 0 | 0 | 0 | 0 | 1913.15 | 0 | 0 | 0 | 3811196.8 | 0
7748 | 1195.2 | 0 | 0 | 0 | 0 | 1857.3 | 0 | 0 | 0 | 4061289.6 | 0
7749 | 1380 | 0 | 0 | 0 | 0 | 1827.1 | 0 | 0 | 0 | 4689240 | 0
7750 | 1388 | 305.874 | 305.874 | 297.7563 | 297.7563 | 1837.85 | 575285.7295 | 107192.2575 | 48623.599 | 3704648.1919 | 48281.1793
7751 | 1431.2 | 592 | 592 | 576.2886 | 576.2886 | 1821.1 | 1103690.9488 | 207463.9114 | 94107.9354 | 2904988.792 | 103098.0382
7752 | 1104 | 0 | 0 | 0 | 0 | 1807.25 | 0 | 0 | 0 | 2023632 | 0
7753 | 1285.6 | 0 | 0 | 0 | 0 | 1793.85 | 0 | 0 | 0 | 1529864 | 0
7754 | 1016 | 0 | 0 | 0 | 0 | 1787.35 | 0 | 0 | 0 | 1209040 | 0
7755 | 1193.6 | 0 | 0 | 0 | 0 | 1777.1 | 0 | 0 | 0 | 1420384 | 0
7756 | 1489.6 | 0 | 0 | 0 | 0 | 1776.25 | 0 | 0 | 0 | 1772624 | 0
7757 | 1088.8 | 0 | 0 | 0 | 0 | 1777.65 | 0 | 0 | 0 | 1295672 | 0
7758 | 1126.4 | 0 | 0 | 0 | 0 | 1791.2 | 0 | 0 | 0 | 1340416 | 0
7759 | 799.087 | 227.174 | 227.174 | 221.1449 | 221.1449 | 1805.3 | 419746.9325 | 79612.1733 | 36112.9664 | 1059367.8219 | 43056.9171
7760 | 933.699 | 933.699 | 933.699 | 908.9191 | 908.9191 | 1826.75 | 1746124.8247 | 327210.8895 | 148426.4952 | 45421.4879 | 157470.2406
7761 | 1028.874 | 2013.981 | 1028.873 | 1960.531 | 1028.874 | 1857.2 | 2009802.7824 | 370394.64 | 168015.1242 | 0 | 146923.2072
7762 | 1429.183 | 1987.958 | 1429.183 | 1935.1987 | 1429.183 | 1654.1 | 2485520.1439 | 514505.88 | 233385.5839 | 0 | 494354.3997
7763 | 1309.361 | 2134.351 | 1309.361 | 2077.7065 | 1309.361 | 1050.25 | 1445309.4971 | 471369.96 | 213818.6513 | 0 | 1243565.6098
7764 | 1273.22 | 1450.489 | 1273.22 | 1411.9938 | 1273.22 | 1040.45 | 1394648.8456 | 458359.2 | 207916.826 | 0 | 1221718.251
7765 | 1283.758 | 3005.704 | 1283.758 | 2925.9343 | 1283.758 | 1023.15 | 1387225.3723 | 462152.88 | 209637.6814 | 0 | 1254039.0023
7766 | 1017.049 | 2447.756 | 1017.049 | 2382.7939 | 1017.049 | 1217.3 | 1306704.9392 | 366137.64 | 166084.1017 | 0 | 796044.2523
7767 | 1569.862 | 1499.707 | 1499.707 | 1459.9056 | 1459.9056 | 1619.7 | 2493226.8345 | 525566.0138 | 238402.5835 | 201550.0926 | 555202.0973
7768 | 1212.909 | 109.431 | 109.431 | 106.5268 | 106.5268 | 1885.25 | 211712.2768 | 38349.6339 | 17395.8201 | 2027998.6442 | 12223.9458
7769 | 1407.813 | 371.42 | 371.42 | 361.5627 | 361.5627 | 1900.75 | 723378.1904 | 130162.5776 | 59043.1915 | 1917776.7712 | 35885.0995
7770 | 1339.188 | 0 | 0 | 0 | 0 | 1913.4 | 0 | 0 | 0 | 2454731.604 | 0
7771 | 1444 | 0 | 0 | 0 | 0 | 1913.15 | 0 | 0 | 0 | 4906712 | 0
7772 | 1498.4 | 0 | 0 | 0 | 0 | 1865.5 | 0 | 0 | 0 | 5091563.2 | 0
7773 | 1683.2 | 0 | 0 | 0 | 0 | 1849.6 | 0 | 0 | 0 | 5719513.6 | 0
7774 | 1572 | 305.874 | 305.874 | 297.7563 | 297.7563 | 1837.85 | 576161.1461 | 107192.2575 | 48623.599 | 4329880.1919 | 48281.1793
7775 | 1266.4 | 592 | 592 | 576.2886 | 576.2886 | 1821.1 | 1105736.0211 | 207463.9114 | 94107.9354 | 2344998.392 | 103098.0382
7776 | 1252.8 | 0 | 0 | 0 | 0 | 1807.25 | 0 | 0 | 0 | 2296382.4 | 0
7777 | 1118.4 | 0 | 0 | 0 | 0 | 1655.6 | 0 | 0 | 0 | 1330896 | 0
7778 | 1283.2 | 0 | 0 | 0 | 0 | 1780.15 | 0 | 0 | 0 | 1527008 | 0
7779 | 1369.6 | 0 | 0 | 0 | 0 | 1777.1 | 0 | 0 | 0 | 1629824 | 0
7780 | 1394.4 | 0 | 0 | 0 | 0 | 1776.25 | 0 | 0 | 0 | 1659336 | 0
7781 | 1285.6 | 0 | 0 | 0 | 0 | 1777.65 | 0 | 0 | 0 | 1529864 | 0
7782 | 1056 | 0 | 0 | 0 | 0 | 1790.7 | 0 | 0 | 0 | 1256640 | 0
7783 | 1040.324 | 225.608 | 225.608 | 219.6205 | 219.6205 | 1801.7 | 416308.2856 | 79063.3752 | 35864.0255 | 1504349.5399 | 43550.7425
7784 | 869.633 | 950.642 | 869.633 | 925.4125 | 869.633 | 1823.15 | 1669557.7642 | 313067.88 | 142011.0689 | 0 | 153794.596
7785 | 1098.227 | 2116.083 | 1098.227 | 2059.9233 | 1098.227 | 1853.6 | 2144810.3467 | 395361.72 | 179340.4691 | 0 | 160780.4328
7786 | 1314.622 | 3224.177 | 1314.622 | 3138.6091 | 1314.622 | 1763 | 2441825.0379 | 473263.92 | 214677.7726 | 0 | 311565.414
7787 | 1099.177 | 3284.863 | 1099.177 | 3197.6845 | 1099.177 | 1292.65 | 1496806.9577 | 395703.72 | 179495.6041 | 0 | 777502.851
7788 | 1346.221 | 2208.409 | 1346.221 | 2149.799 | 1346.221 | 1216.9 | 1728969.3661 | 484639.56 | 219837.8893 | 0 | 1054225.6651
7789 | 1404.829 | 1551.135 | 1404.829 | 1509.9687 | 1404.829 | 1398.55 | 2069253.2055 | 505738.44 | 229408.5757 | 0 | 844934.4021
7790 | 1166.196 | 2544.018 | 1166.196 | 2476.5011 | 1166.196 | 1578.45 | 1940200.9741 | 419830.56 | 190439.8068 | 0 | 491609.9238
7791 | 1431.156 | 2279.014 | 1431.156 | 2218.5302 | 1431.156 | 1755.1 | 2647227.3181 | 515216.16 | 233707.7748 | 0 | 350490.1044
7792 | 1408.691 | 494.878 | 494.878 | 481.7442 | 481.7442 | 1885.25 | 956422.2041 | 173427.9148 | 78668.8291 | 1699093.4703 | 55280.1478
7793 | 1490.436 | 190.844 | 190.844 | 185.7791 | 185.7791 | 1900.75 | 371270.7747 | 66880.4775 | 30337.7277 | 2391436.0899 | 18438.5761
7794 | 1393.933 | 0 | 0 | 0 | 0 | 1913.4 | 0 | 0 | 0 | 2555079.189 | 0
7795 | 1680.8 | 0 | 0 | 0 | 0 | 1913.15 | 0 | 0 | 0 | 5711358.4 | 0
7796 | 1324.8 | 0 | 0 | 0 | 0 | 1861.4 | 0 | 0 | 0 | 4501670.4 | 0
7797 | 1534.4 | 0 | 0 | 0 | 0 | 1722.1 | 0 | 0 | 0 | 5213891.2 | 0
7798 | 1571.2 | 305.874 | 305.874 | 297.7563 | 297.7563 | 1627.85 | 510605.9037 | 107192.2575 | 48623.599 | 4327161.7919 | 110809.9962
7799 | 1176.8 | 592 | 592 | 576.2886 | 576.2886 | 1774.75 | 1077551.3445 | 207463.9114 | 94107.9354 | 2040537.592 | 129809.0168
7800 | 1416.8 | 0 | 0 | 0 | 0 | 1693.9 | 0 | 0 | 0 | 2596994.4 | 0
7801 | 1240 | 0 | 0 | 0 | 0 | 1531.3 | 0 | 0 | 0 | 1475600 | 0
7802 | 1348.8 | 0 | 0 | 0 | 0 | 1417.35 | 0 | 0 | 0 | 1605072 | 0
7803 | 1515.2 | 0 | 0 | 0 | 0 | 1468.2 | 0 | 0 | 0 | 1803088 | 0
7804 | 1366.4 | 0 | 0 | 0 | 0 | 1378.45 | 0 | 0 | 0 | 1626016 | 0
7805 | 1381.6 | 0 | 0 | 0 | 0 | 1319.35 | 0 | 0 | 0 | 1644104 | 0
7806 | 1362.4 | 0 | 0 | 0 | 0 | 1514.7 | 0 | 0 | 0 | 1621256 | 0
7807 | 679.439 | 254.359 | 254.359 | 247.6085 | 247.6085 | 1540.5 | 401227.5493 | 89139.0423 | 40434.46 | 791545.3967 | 113776.0831
7808 | 1137.376 | 1137.376 | 1137.376 | 1107.1907 | 1107.1907 | 1565.55 | 1824396.5661 | 398588.638 | 180804.2349 | 55329.7264 | 481018.9827
7809 | 882.651 | 2141.072 | 882.651 | 2084.2491 | 882.651 | 1623.9 | 1509182.5782 | 317754.36 | 144136.9083 | 0 | 331965.0411
7810 | 432.662 | 2643.142 | 432.662 | 2572.9945 | 432.662 | 1422 | 648091.9155 | 155758.32 | 70653.7046 | 0 | 250078.636
7811 | 389.328 | 3261.077 | 389.328 | 3174.5298 | 389.328 | 1058 | 433595.7182 | 140158.08 | 63577.2624 | 0 | 366746.976
7812 | 396.46 | 3809.349 | 396.46 | 3708.251 | 396.46 | 706.5 | 295351.3954 | 142725.6 | 64741.918 | 0 | 512821.01
7813 | 851.215 | 2545.291 | 851.215 | 2477.7404 | 851.215 | 681.4 | 610531.4338 | 306437.4 | 139003.4095 | 0 | 1122412.099
7814 | 1358.284 | 2902.584 | 1358.284 | 2825.551 | 1358.284 | 1169.8 | 1670459.6002 | 488982.24 | 221807.7772 | 0 | 1127647.3768
7815 | 1653.136 | 2363.638 | 1653.136 | 2300.9083 | 1653.136 | 1598.35 | 2768902.9792 | 595128.96 | 269957.1088 | 0 | 663982.0744
7816 | 1480.775 | 1448.364 | 1448.364 | 1409.9252 | 1409.9252 | 1780.75 | 2637558.0659 | 507573.0752 | 230240.7866 | 129867.6669 | 309126.1021
7817 | 1522.428 | 654.485 | 654.485 | 637.1153 | 637.1153 | 1900.25 | 1272059.6986 | 229361.517 | 104040.9326 | 1622778.1335 | 63552.2537
7818 | 1682.404 | 0 | 0 | 0 | 0 | 1913.4 | 0 | 0 | 0 | 3083846.532 | 0
7819 | 1758.4 | 0 | 0 | 0 | 0 | 1913.15 | 0 | 0 | 0 | 5975043.2 | 0
7820 | 1597.6 | 0 | 0 | 0 | 0 | 1865 | 0 | 0 | 0 | 5428644.8 | 0
7821 | 1777.6 | 0 | 0 | 0 | 0 | 1824.1 | 0 | 0 | 0 | 6040284.8 | 0
7822 | 1849.6 | 305.874 | 305.874 | 297.7563 | 297.7563 | 1837.85 | 575787.7054 | 107192.2575 | 48623.599 | 5273164.9919 | 48281.1793
7823 | 1356 | 592 | 592 | 576.2886 | 576.2886 | 1820.6 | 1106227.3131 | 207463.9114 | 94107.9354 | 2649459.192 | 103386.1825
7824 | 1280.8 | 0 | 0 | 0 | 0 | 1793.8 | 0 | 0 | 0 | 2347706.4 | 0
7825 | 1248.8 | 0 | 0 | 0 | 0 | 1615.8 | 0 | 0 | 0 | 2289050.4 | 0
7826 | 1583.2 | 0 | 0 | 0 | 0 | 1553.35 | 0 | 0 | 0 | 2902005.6 | 0
7827 | 1660 | 0 | 0 | 0 | 0 | 1544.8 | 0 | 0 | 0 | 3042780 | 0
7828 | 981.6 | 0 | 0 | 0 | 0 | 1518.65 | 0 | 0 | 0 | 1799272.8 | 0
7829 | 1345.6 | 0 | 0 | 0 | 0 | 1522.95 | 0 | 0 | 0 | 2466484.8 | 0
7830 | 1347.2 | 0 | 0 | 0 | 0 | 1582.2 | 0 | 0 | 0 | 2469417.6 | 0
7831 | 1080.957 | 381.445 | 381.445 | 371.3217 | 371.3217 | 1596.3 | 622101.0258 | 133675.7968 | 60636.8267 | 1300761.5825 | 149902.5532
7832 | 1190.482 | 1190.482 | 1190.482 | 1158.8873 | 1158.8873 | 1593.45 | 1942743.921 | 417199.4124 | 189246.289 | 57913.1644 | 471145.6142
7833 | 1061.094 | 1927.532 | 1061.094 | 1876.3764 | 1061.094 | 1596 | 1781693.6183 | 381993.84 | 173276.6502 | 0 | 428681.976
7834 | 1659.705 | 3146.442 | 1659.705 | 3062.9371 | 1659.705 | 1422 | 2487944.3194 | 597493.8 | 271029.8265 | 0 | 959309.49
7835 | 1735.038 | 3623.537 | 1735.038 | 3527.3703 | 1735.038 | 1065.75 | 1950957.0431 | 624613.68 | 283331.7054 | 0 | 1620959.2515
7836 | 1837.293 | 3633.568 | 1837.293 | 3537.1351 | 1837.293 | 698.75 | 1352605.7766 | 661425.48 | 300029.9469 | 0 | 2390777.5162
7837 | 1536.804 | 2376.335 | 1536.804 | 2313.2684 | 1536.804 | 681.45 | 1100352.7623 | 553249.44 | 250960.0932 | 0 | 2026352.9142
7838 | 1437.913 | 985.625 | 985.625 | 959.467 | 959.467 | 1096.1 | 1107460.1504 | 345408.1379 | 156680.9692 | 876991.4267 | 867262.2663
7839 | 1704.969 | 1641.998 | 1641.998 | 1598.4203 | 1598.4203 | 1490.05 | 2511732.8454 | 575431.2966 | 261022.0298 | 195303.8253 | 815114.4158
7840 | 1445.753 | 737.521 | 737.521 | 717.9476 | 717.9476 | 1651.95 | 1248986.6863 | 258461.1341 | 117240.8422 | 1334067.3079 | 249881.6603
7841 | 1513.323 | 380.07 | 380.07 | 369.9831 | 369.9831 | 1808.9 | 704060.6092 | 133193.9338 | 60418.2483 | 2095741.9462 | 70703.7798
7842 | 1805.698 | 0 | 0 | 0 | 0 | 1913.4 | 0 | 0 | 0 | 3309844.434 | 0
7843 | 1423.2 | 0 | 0 | 0 | 0 | 1912.65 | 0 | 0 | 0 | 2608725.6 | 0
7844 | 1600 | 0 | 0 | 0 | 0 | 1627.6 | 0 | 0 | 0 | 2932800 | 0
7845 | 1737.6 | 0 | 0 | 0 | 0 | 1577.95 | 0 | 0 | 0 | 3185020.8 | 0
7846 | 1408 | 0 | 0 | 0 | 0 | 1724 | 0 | 0 | 0 | 2580864 | 0
7847 | 1577.6 | 0 | 0 | 0 | 0 | 1577.35 | 0 | 0 | 0 | 2891740.8 | 0
7848 | 1420.8 | 364.709 | 364.709 | 355.0298 | 355.0298 | 1490.65 | 557585.2609 | 127810.7359 | 57976.3699 | 1953556.7363 | 180834.4398
7849 | 1040 | 0 | 0 | 0 | 0 | 1626.4 | 0 | 0 | 0 | 1237600 | 0
7850 | 1061.6 | 0 | 0 | 0 | 0 | 1596.75 | 0 | 0 | 0 | 1263304 | 0
7851 | 848 | 0 | 0 | 0 | 0 | 1570.15 | 0 | 0 | 0 | 1009120 | 0
7852 | 1101.6 | 0 | 0 | 0 | 0 | 1550.85 | 0 | 0 | 0 | 1310904 | 0
7853 | 727.2 | 0 | 0 | 0 | 0 | 1551.6 | 0 | 0 | 0 | 865368 | 0
7854 | 904 | 0 | 0 | 0 | 0 | 1558.8 | 0 | 0 | 0 | 1075760 | 0
7855 | 917.901 | 917.901 | 917.901 | 893.5404 | 893.5404 | 1568.8 | 1469361.2922 | 321674.5468 | 145915.1486 | 44652.9654 | 385294.6239
7856 | 910.899 | 910.899 | 910.899 | 886.7242 | 886.7242 | 1561.15 | 1449253.8422 | 319220.7254 | 144802.0679 | 44312.3404 | 389138.9315
7857 | 920.17 | 1532.224 | 920.17 | 1491.5596 | 920.17 | 1590.65 | 1534439.6648 | 331261.2 | 150263.761 | 0 | 376671.5895
7858 | 1061.386 | 2700.034 | 1061.386 | 2628.3766 | 1061.386 | 1577.1 | 1756342.4417 | 382098.96 | 173324.3338 | 0 | 448860.1394
7859 | 1019.092 | 3302.057 | 1019.092 | 3214.4222 | 1019.092 | 1330.85 | 1426676.8486 | 366873.12 | 166417.7236 | 0 | 681925.4118
7860 | 991.068 | 2195.572 | 991.068 | 2137.3027 | 991.068 | 1218.85 | 1269728.6017 | 356784.48 | 161841.4044 | 0 | 774172.7682
7861 | 1143.278 | 2367.713 | 1143.278 | 2304.8752 | 1143.278 | 1306.9 | 1567364.0418 | 411580.08 | 186697.2974 | 0 | 792405.9818
7862 | 1101.732 | 2531.13 | 1101.732 | 2463.9552 | 1101.732 | 1561.15 | 1811609.8283 | 396623.52 | 179912.8356 | 0 | 483495.0882
7863 | 1117.132 | 1475.769 | 1117.132 | 1436.6029 | 1117.132 | 1599.9 | 1887252.3105 | 402167.52 | 182427.6556 | 0 | 446964.5132
7864 | 520.632 | 991.153 | 520.632 | 964.8483 | 520.632 | 1644.9 | 903319.8765 | 187427.52 | 85019.2056 | 0 | 184876.4232
7865 | 192.296 | 467.394 | 192.296 | 454.9896 | 192.296 | 1675.7 | 339288.6406 | 69226.56 | 31401.9368 | 0 | 62361.5928
7866 | 257.187 | 112.274 | 112.274 | 109.2943 | 109.2943 | 1589.6 | 183320.5699 | 39345.9513 | 17847.7607 | 271087.3022 | 44854.3845
7867 | 150.4 | 150.4 | 150.4 | 146.4085 | 146.4085 | 1571.65 | 243001.5701 | 52707.0478 | 23908.5025 | 13563.2326 | 62714.0664
7868 | 158.4 | 158.4 | 158.4 | 154.1962 | 154.1962 | 1528.85 | 249409.5312 | 55510.6141 | 25180.2314 | 14284.6811 | 72649.5162
7869 | 125.6 | 125.6 | 125.6 | 122.2666 | 122.2666 | 1542.5 | 199172.9091 | 44015.992 | 19966.143 | 11326.7421 | 55936.9898
7870 | 120 | 120 | 120 | 116.8153 | 116.8153 | 1616.9 | 198712.5091 | 42053.4956 | 19075.9328 | 10821.7281 | 44751.9282
7871 | 115.2 | 115.2 | 115.2 | 112.1427 | 112.1427 | 1603.7 | 189533.6728 | 40371.3557 | 18312.8955 | 10388.859 | 44442.1341
7872 | 116 | 116 | 116 | 112.9214 | 112.9214 | 1553.5 | 185159.316 | 40651.7124 | 18440.0684 | 5643.0312 | 50419.4155
7873 | 107.2 | 0 | 0 | 0 | 0 | 1350.35 | 0 | 0 | 0 | 127568 | 0
7874 | 117.6 | 0 | 0 | 0 | 0 | 1471.75 | 0 | 0 | 0 | 139944 | 0
7875 | 96.8 | 0 | 0 | 0 | 0 | 1344.25 | 0 | 0 | 0 | 115192 | 0
7876 | 103.2 | 0 | 0 | 0 | 0 | 1323.1 | 0 | 0 | 0 | 122808 | 0
7877 | 96.8 | 0 | 0 | 0 | 0 | 1201.65 | 0 | 0 | 0 | 115192 | 0
7878 | 101.6 | 0 | 0 | 0 | 0 | 1200.95 | 0 | 0 | 0 | 120904 | 0
7879 | 87.682 | 87.682 | 87.682 | 85.355 | 85.355 | 1200.25 | 108068.6013 | 30727.7883 | 13938.4662 | 4265.4505 | 68262.6353
7880 | 158.372 | 576.247 | 158.372 | 560.9537 | 158.372 | 1206.6 | 200535.637 | 57013.92 | 25862.1476 | 0 | 125652.3448
7881 | 720.376 | 1889.272 | 720.376 | 1839.1318 | 720.376 | 1277.95 | 966909.675 | 259335.36 | 117637.4008 | 0 | 520147.4908
7882 | 958.609 | 3214.964 | 958.609 | 3129.6406 | 958.609 | 1149.9 | 1160765.954 | 345099.24 | 156540.8497 | 0 | 814913.5109
7883 | 1110.708 | 3453.313 | 1110.708 | 3361.664 | 1110.708 | 1088.95 | 1275418.9622 | 399854.88 | 181378.6164 | 0 | 1011910.5234
7884 | 1168.124 | 3205.316 | 1168.124 | 3120.2487 | 1168.124 | 1139 | 1408487.1805 | 420524.64 | 190754.6492 | 0 | 1005754.764
7885 | 1171.326 | 3056.556 | 1171.326 | 2975.4367 | 1171.326 | 1016.65 | 1257019.8243 | 421677.36 | 191277.5358 | 0 | 1151823.4221
7886 | 1171.349 | 2744.323 | 1171.349 | 2671.4902 | 1171.349 | 1019.35 | 1257070.4703 | 421685.64 | 191281.2917 | 0 | 1148683.3968
7887 | 1266.465 | 2309.095 | 1266.465 | 2247.8129 | 1266.465 | 1027.1 | 1366695.6737 | 455927.4 | 206813.7345 | 0 | 1232143.7985
7888 | 1231.431 | 1697.669 | 1231.431 | 1652.6138 | 1231.431 | 1032.35 | 1330805.7485 | 443315.16 | 201092.6823 | 0 | 1191594.2071
7889 | 1227.897 | 562.275 | 562.275 | 547.3525 | 547.3525 | 1112.6 | 639609.8869 | 197046.9101 | 89382.6678 | 1247438.0171 | 485720.6334
7890 | 1118.58 | 0 | 0 | 0 | 0 | 1461.55 | 0 | 0 | 0 | 2050357.14 | 0
7891 | 1358.4 | 0 | 0 | 0 | 0 | 1650.9 | 0 | 0 | 0 | 4615843.2 | 0
7892 | 1066.4 | 0 | 0 | 0 | 0 | 1555.45 | 0 | 0 | 0 | 3623627.2 | 0
7893 | 1076 | 0 | 0 | 0 | 0 | 1500.25 | 0 | 0 | 0 | 3656248 | 0
7894 | 1006.4 | 305.874 | 305.874 | 297.7563 | 297.7563 | 1530.05 | 479499.1627 | 107192.2575 | 48623.599 | 2407971.3919 | 139930.5595
7895 | 1079.2 | 592 | 592 | 576.2886 | 576.2886 | 1484.4 | 901769.9502 | 207463.9114 | 94107.9354 | 1708892.792 | 297134.4242
7896 | 1528 | 0 | 0 | 0 | 0 | 1394.35 | 0 | 0 | 0 | 2800824 | 0
7897 | 1220.8 | 0 | 0 | 0 | 0 | 1538.85 | 0 | 0 | 0 | 1452752 | 0
7898 | 923.2 | 0 | 0 | 0 | 0 | 1367.35 | 0 | 0 | 0 | 1098608 | 0
7899 | 1218.4 | 0 | 0 | 0 | 0 | 1468.2 | 0 | 0 | 0 | 1449896 | 0
7900 | 1200.8 | 0 | 0 | 0 | 0 | 1340.45 | 0 | 0 | 0 | 1428952 | 0
7901 | 896 | 0 | 0 | 0 | 0 | 1087 | 0 | 0 | 0 | 1066240 | 0
7902 | 1284 | 0 | 0 | 0 | 0 | 1400.15 | 0 | 0 | 0 | 1527960 | 0
7903 | 1092.491 | 303.076 | 303.076 | 295.0325 | 295.0325 | 1527.55 | 474307.055 | 106211.7101 | 48178.8119 | 1461741.3788 | 139388.1179
7904 | 1306.162 | 1306.162 | 1306.162 | 1271.4972 | 1271.4972 | 1593.45 | 2128851.0302 | 457738.9821 | 207635.4883 | 63540.6287 | 516927.1755
7905 | 1409.71 | 1480.802 | 1409.71 | 1441.5023 | 1409.71 | 1836.35 | 2725969.848 | 507495.6 | 230205.643 | 0 | 230699.0415
7906 | 984.961 | 1572.266 | 984.962 | 1530.5389 | 984.961 | 1763 | 1829132.0804 | 354585.96 | 160844.1313 | 0 | 233435.757
7907 | 1372.328 | 2611.675 | 1372.328 | 2542.3626 | 1372.328 | 1558.65 | 2263737.3773 | 494038.08 | 224101.1624 | 0 | 605676.9628
7908 | 1453.632 | 2816.821 | 1453.632 | 2742.0641 | 1453.632 | 1496.9 | 2301081.6907 | 523307.52 | 237378.1056 | 0 | 731322.2592
7909 | 1182.818 | 2874.244 | 1182.818 | 2797.9631 | 1182.818 | 1381.65 | 1720155.5323 | 425814.48 | 193154.1794 | 0 | 731395.5103
7910 | 1278.412 | 2147.25 | 1278.412 | 2090.2632 | 1278.412 | 1474.3 | 1983897.9508 | 460228.32 | 208764.6796 | 0 | 672061.1884
7911 | 1247.998 | 1630.62 | 1247.998 | 1587.3442 | 1247.998 | 1638.85 | 2153163.3309 | 449279.28 | 203798.0734 | 0 | 450714.4777
7912 | 1086.354 | 387.734 | 387.734 | 377.4438 | 377.4438 | 1764.35 | 700674.5053 | 135879.7504 | 61636.5645 | 1299432.4864 | 88944.6199
7913 | 1467.39 | 396.649 | 396.649 | 386.1222 | 386.1222 | 1896.65 | 770309.6269 | 139003.9746 | 63053.7474 | 1981963.9658 | 39905.7244
7914 | 1410.488 | 0 | 0 | 0 | 0 | 1912.9 | 0 | 0 | 0 | 2585424.504 | 0
7915 | 1142.4 | 0 | 0 | 0 | 0 | 1913.15 | 0 | 0 | 0 | 3881875.2 | 0
7916 | 984.8 | 0 | 0 | 0 | 0 | 1860.9 | 0 | 0 | 0 | 3346350.4 | 0
7917 | 1211.2 | 0 | 0 | 0 | 0 | 1828.6 | 0 | 0 | 0 | 4115657.6 | 0
7918 | 1125.6 | 305.874 | 305.874 | 297.7563 | 297.7563 | 1837.85 | 573782.4625 | 107192.2575 | 48623.599 | 2813012.9919 | 48281.1793
7919 | 1388.8 | 592 | 592 | 576.2886 | 576.2886 | 1821.1 | 1104107.8654 | 207463.9114 | 94107.9354 | 2760913.592 | 103098.0382
7920 | 985.6 | 0 | 0 | 0 | 0 | 1803.15 | 0 | 0 | 0 | 1806604.8 | 0
7921 | 1293.6 | 0 | 0 | 0 | 0 | 1768.25 | 0 | 0 | 0 | 1539384 | 0
7922 | 1131.2 | 0 | 0 | 0 | 0 | 1658.35 | 0 | 0 | 0 | 1346128 | 0
7923 | 1264.8 | 0 | 0 | 0 | 0 | 1575.3 | 0 | 0 | 0 | 1505112 | 0
7924 | 774.4 | 0 | 0 | 0 | 0 | 1601.75 | 0 | 0 | 0 | 921536 | 0
7925 | 1108.8 | 0 | 0 | 0 | 0 | 1740.85 | 0 | 0 | 0 | 1319472 | 0
7926 | 734.4 | 0 | 0 | 0 | 0 | 1678.35 | 0 | 0 | 0 | 873936 | 0
7927 | 812.644 | 336.273 | 336.273 | 327.3485 | 327.3485 | 1762.45 | 604562.9644 | 117845.4592 | 53456.0097 | 889546.6553 | 77761.6357
7928 | 1161.248 | 1161.248 | 1161.248 | 1130.4291 | 1130.4291 | 1635 | 1935588.1015 | 406954.48 | 184599.0738 | 56491.0233 | 412606.6256
7929 | 1243.412 | 1560.795 | 1243.412 | 1519.3724 | 1243.412 | 1766.35 | 2302209.4981 | 447628.32 | 203049.1796 | 0 | 290523.2138
7930 | 1326.775 | 2488.287 | 1326.776 | 2422.2492 | 1326.775 | 1846.1 | 2581915.9969 | 477639 | 216662.3575 | 0 | 204190.6725
7931 | 1621.135 | 2807.562 | 1621.135 | 2733.0508 | 1621.135 | 1625.25 | 2779401.3191 | 583608.6 | 264731.3455 | 0 | 607520.3413
7932 | 1251.306 | 3079.114 | 1251.306 | 2997.396 | 1251.306 | 1399.45 | 1846185.4136 | 450470.16 | 204338.2698 | 0 | 751471.8183
7933 | 1349.218 | 3063.042 | 1349.218 | 2981.7505 | 1349.218 | 1149.8 | 1633183.3676 | 485718.48 | 220327.2994 | 0 | 1147105.1436
7934 | 1331.273 | 2387.25 | 1331.273 | 2323.8937 | 1331.273 | 1399.85 | 1954884.9868 | 479258.28 | 217396.8809 | 0 | 798963.491
7935 | 1282.735 | 1935.195 | 1282.735 | 1883.836 | 1282.735 | 1607.1 | 2165160.7177 | 461784.6 | 209470.6255 | 0 | 503986.5815
7936 | 1437.172 | 681.642 | 681.642 | 663.5516 | 663.5516 | 1651.95 | 1149534.4256 | 238878.5735 | 108357.9751 | 1418046.2062 | 230949.1319
7937 | 1620.088 | 117.704 | 117.704 | 114.5802 | 114.5802 | 1795.25 | 215423.8847 | 41248.872 | 18710.9467 | 2759595.7974 | 23460.296
7938 | 1488.651 | 0 | 0 | 0 | 0 | 1912.9 | 0 | 0 | 0 | 2728697.283 | 0
7939 | 1304.8 | 0 | 0 | 0 | 0 | 1913.15 | 0 | 0 | 0 | 4433710.4 | 0
7940 | 1217.6 | 0 | 0 | 0 | 0 | 1851.55 | 0 | 0 | 0 | 4137404.8 | 0
7941 | 1169.6 | 0 | 0 | 0 | 0 | 1826.6 | 0 | 0 | 0 | 3974300.8 | 0
7942 | 1280 | 305.874 | 305.874 | 297.7563 | 297.7563 | 1837.35 | 572676.5371 | 107192.2575 | 48623.599 | 3337664.1919 | 48430.0574
7943 | 1238.4 | 592 | 592 | 576.2886 | 576.2886 | 1821.1 | 1101797.0136 | 207463.9114 | 94107.9354 | 2249854.392 | 103098.0382
7944 | 1456 | 0 | 0 | 0 | 0 | 1803.15 | 0 | 0 | 0 | 2668848 | 0
7945 | 1352 | 0 | 0 | 0 | 0 | 1717.35 | 0 | 0 | 0 | 1608880 | 0
7946 | 1226.4 | 0 | 0 | 0 | 0 | 1592 | 0 | 0 | 0 | 1459416 | 0
7947 | 1184 | 0 | 0 | 0 | 0 | 1507.8 | 0 | 0 | 0 | 1408960 | 0
7948 | 1292 | 0 | 0 | 0 | 0 | 1506.95 | 0 | 0 | 0 | 1537480 | 0
7949 | 1500 | 0 | 0 | 0 | 0 | 1508.35 | 0 | 0 | 0 | 1785000 | 0
7950 | 1428.8 | 0 | 0 | 0 | 0 | 1520.55 | 0 | 0 | 0 | 1700272 | 0
7951 | 1297.339 | 344.23 | 344.23 | 335.0943 | 335.0943 | 1540.5 | 539780.1312 | 120633.9564 | 54720.903 | 1763794.4921 | 153975.8416
7952 | 1310.033 | 1268.442 | 1268.442 | 1234.7782 | 1234.7782 | 1646.35 | 2124551.0048 | 444520.1667 | 201639.2867 | 137941.9736 | 436679.3249
7953 | 994.134 | 1513.515 | 994.134 | 1473.3471 | 994.134 | 1835.2 | 1907331.2299 | 357888.24 | 162342.0822 | 0 | 163833.2832
7954 | 1147.17 | 2083.562 | 1147.17 | 2028.2654 | 1147.17 | 1816.6 | 2185674.1978 | 412981.2 | 187332.861 | 0 | 210390.978
7955 | 1266.559 | 2762.604 | 1266.559 | 2689.286 | 1266.559 | 1229.5 | 1637846.4773 | 455961.24 | 206829.0847 | 0 | 975883.7095
7956 | 1524.5 | 3208.686 | 1524.5 | 3123.5292 | 1524.5 | 356.45 | 570896.4741 | 548820 | 248950.85 | 0 | 2505591.975
7957 | 1553.979 | 2861.182 | 1553.979 | 2785.2478 | 1553.979 | 338.65 | 551878.9814 | 559432.44 | 253764.7707 | 0 | 2581703.0116
7958 | 1388.914 | 2191.932 | 1388.914 | 2133.7593 | 1388.914 | 753.85 | 1099134.9587 | 500009.04 | 226809.6562 | 0 | 1730795.1811
7959 | 1652.723 | 1158.317 | 1158.317 | 1127.5759 | 1127.5759 | 1585.3 | 1878433.4251 | 405927.3234 | 184133.1442 | 962594.6374 | 467605.725
7960 | 1570.274 | 1225.27 | 1225.27 | 1192.752 | 1192.752 | 1763.5 | 2207582.6575 | 429390.7208 | 194776.402 | 691997.822 | 282085.8485
7961 | 1459.662 | 655.331 | 655.331 | 637.9389 | 637.9389 | 1875.3 | 1255003.8915 | 229657.9941 | 104175.4179 | 1506218.4927 | 79550.9774
7962 | 1449.583 | 0 | 0 | 0 | 0 | 1912.4 | 0 | 0 | 0 | 2657085.639 | 0
7963 | 1372.8 | 0 | 0 | 0 | 0 | 1913.15 | 0 | 0 | 0 | 4664774.4 | 0
7964 | 1579.2 | 0 | 0 | 0 | 0 | 1843.65 | 0 | 0 | 0 | 5366121.6 | 0
7965 | 1569.6 | 0 | 0 | 0 | 0 | 1621.7 | 0 | 0 | 0 | 5333500.8 | 0
7966 | 1548.8 | 305.874 | 305.874 | 297.7563 | 297.7563 | 1726 | 539727.6289 | 107192.2575 | 48623.599 | 4251046.5919 | 81585.2182
7967 | 1433.6 | 592 | 592 | 576.2886 | 576.2886 | 1787.15 | 1084694.5213 | 207463.9114 | 94107.9354 | 2913143.992 | 122663.0376
7968 | 1310.4 | 0 | 0 | 0 | 0 | 1762.75 | 0 | 0 | 0 | 2401963.2 | 0
7969 | 1088 | 0 | 0 | 0 | 0 | 1613.8 | 0 | 0 | 0 | 1294720 | 0
7970 | 1392 | 0 | 0 | 0 | 0 | 1672 | 0 | 0 | 0 | 1656480 | 0
7971 | 1436.8 | 0 | 0 | 0 | 0 | 1557.4 | 0 | 0 | 0 | 1709792 | 0
7972 | 1538.4 | 0 | 0 | 0 | 0 | 1505.7 | 0 | 0 | 0 | 1830696 | 0
7973 | 1468 | 0 | 0 | 0 | 0 | 1505.85 | 0 | 0 | 0 | 1746920 | 0
7974 | 1324 | 0 | 0 | 0 | 0 | 1513.45 | 0 | 0 | 0 | 1575560 | 0
7975 | 916 | 22.62 | 22.62 | 22.0197 | 22.0197 | 1528.8 | 35199.089 | 7927.0839 | 3595.8133 | 1638665.9311 | 10375.6721
7976 | 1538.833 | 376.582 | 376.582 | 366.5877 | 366.5877 | 1577.6 | 605063.6123 | 131971.5788 | 59863.7745 | 2148725.6 | 154846.6525
7977 | 1337.062 | 949.587 | 949.587 | 924.3855 | 924.3855 | 1608.05 | 1560229.2746 | 332778.7723 | 150952.1487 | 756436.0636 | 362312.8884
7978 | 1341.153 | 1341.153 | 1341.153 | 1305.5595 | 1305.5595 | 1573.55 | 2163278.7174 | 470001.431 | 213197.8713 | 65242.8296 | 556755.8618
7979 | 1403.197 | 1403.197 | 1403.197 | 1365.9569 | 1365.9569 | 1050.25 | 1514527.9592 | 491744.49 | 223060.7645 | 68261.0729 | 1297317.5815
7980 | 1495.022 | 1991.653 | 1495.021 | 1938.7956 | 1495.022 | 1040.45 | 1636969.0406 | 538207.92 | 244137.0926 | 0 | 1434548.3601
7981 | 1415.791 | 1739.031 | 1415.791 | 1692.8781 | 1415.791 | 1023.15 | 1518152.5518 | 509684.76 | 231198.6703 | 0 | 1383015.4383
7982 | 1603.039 | 1705.654 | 1603.039 | 1660.3869 | 1603.039 | 1412.3 | 2365914.002 | 577094.04 | 261776.2687 | 0 | 942106.0203
7983 | 1305.477 | 1650.062 | 1305.477 | 1606.2703 | 1305.477 | 1584.05 | 2163385.8518 | 469971.72 | 213184.3941 | 0 | 543013.1582
7984 | 1797.5 | 430.81 | 430.81 | 419.3765 | 419.3765 | 1618.2 | 710541.695 | 150975.5535 | 68484.1886 | 2526100.3068 | 160117.962
7985 | 1690.399 | 11.75 | 11.75 | 11.4382 | 11.4382 | 1857.75 | 22270.6184 | 4117.7381 | 1867.8518 | 3077535.2171 | 1627.0785
7986 | 1741.499 | 0 | 0 | 0 | 0 | 1692.05 | 0 | 0 | 0 | 3192167.667 | 0
7987 | 1718.4 | 0 | 0 | 0 | 0 | 1886.55 | 0 | 0 | 0 | 5839123.2 | 0
7988 | 1222.4 | 0 | 0 | 0 | 0 | 1566.95 | 0 | 0 | 0 | 4153715.2 | 0
7989 | 1288 | 0 | 0 | 0 | 0 | 1401.65 | 0 | 0 | 0 | 4376624 | 0
7990 | 1320.8 | 305.874 | 305.874 | 297.7563 | 297.7563 | 1691.5 | 526811.9586 | 107192.2575 | 48623.599 | 3476302.5919 | 91857.8095
7991 | 1376 | 592 | 592 | 576.2886 | 576.2886 | 1551.1 | 936977.9064 | 207463.9114 | 94107.9354 | 2717419.192 | 258695.9717
7992 | 1328.8 | 0 | 0 | 0 | 0 | 1503.7 | 0 | 0 | 0 | 2435690.4 | 0
7993 | 1398.4 | 0 | 0 | 0 | 0 | 1364.35 | 0 | 0 | 0 | 2563267.2 | 0
7994 | 1504 | 0 | 0 | 0 | 0 | 1416.1 | 0 | 0 | 0 | 2756832 | 0
7995 | 1284 | 0 | 0 | 0 | 0 | 1486.05 | 0 | 0 | 0 | 2353572 | 0
7996 | 1360.8 | 0 | 0 | 0 | 0 | 1317.45 | 0 | 0 | 0 | 2494346.4 | 0
7997 | 1429.6 | 0 | 0 | 0 | 0 | 1239.1 | 0 | 0 | 0 | 2620456.8 | 0
7998 | 1222.4 | 0 | 0 | 0 | 0 | 1174.35 | 0 | 0 | 0 | 2240659.2 | 0
7999 | 1190.56 | 140.138 | 140.138 | 136.4188 | 136.4188 | 1372.05 | 195973.4025 | 49110.773 | 22277.1923 | 1932240.7942 | 85664.1942
8000 | 1232.152 | 1011.04 | 1011.04 | 984.2075 | 984.2075 | 1610 | 1657886.3802 | 354314.7178 | 160721.0928 | 454482.1776 | 383840.9443
8001 | 1245.954 | 1245.954 | 1245.954 | 1212.8871 | 1212.8871 | 1816.8 | 2312752.536 | 436639.3416 | 198064.4569 | 60611.7009 | 222200.9094
8002 | 1352.375 | 1865.962 | 1352.375 | 1816.4404 | 1352.375 | 1719.6 | 2441198.6776 | 486855 | 220842.8375 | 0 | 379205.95
8003 | 1036.347 | 3002.299 | 1036.347 | 2922.6196 | 1036.347 | 1255.95 | 1368978.3437 | 373084.92 | 169235.4651 | 0 | 771093.9853
8004 | 1453.973 | 2778.067 | 1453.973 | 2704.3386 | 1453.973 | 1143.25 | 1746100.6236 | 523430.28 | 237433.7909 | 0 | 1245691.3677
8005 | 1380.768 | 2869.037 | 1380.768 | 2792.8943 | 1380.768 | 1023.15 | 1474469.7437 | 497076.48 | 225479.4144 | 0 | 1348803.2208
8006 | 1648.157 | 2286.897 | 1648.157 | 2226.204 | 1648.157 | 1310.9 | 2260837.5936 | 593336.52 | 269144.0381 | 0 | 1135744.9887
8007 | 1281.294 | 1760.209 | 1281.294 | 1713.494 | 1281.294 | 1619.7 | 2171628.008 | 461265.84 | 209235.3102 | 0 | 487276.1082
8008 | 1404.316 | 614.323 | 614.323 | 598.0192 | 598.0192 | 1784.35 | 1116436.3649 | 215286.9129 | 97656.5358 | 1477942.0298 | 128962.841
8009 | 1308.225 | 247.98 | 247.98 | 241.3987 | 241.3987 | 1900.25 | 480145.1921 | 86903.5486 | 39420.4152 | 1955492.5236 | 24079.5249
8010 | 1254.291 | 0 | 0 | 0 | 0 | 1912.4 | 0 | 0 | 0 | 2299115.403 | 0
8011 | 1336 | 0 | 0 | 0 | 0 | 1913.15 | 0 | 0 | 0 | 2448888 | 0
8012 | 854.4 | 0 | 0 | 0 | 0 | 1635.4 | 0 | 0 | 0 | 1566115.2 | 0
8013 | 1313.6 | 0 | 0 | 0 | 0 | 1306.2 | 0 | 0 | 0 | 2407828.8 | 0
8014 | 1232 | 0 | 0 | 0 | 0 | 1370.85 | 0 | 0 | 0 | 2258256 | 0
8015 | 1172.8 | 0 | 0 | 0 | 0 | 1221.4 | 0 | 0 | 0 | 2149742.4 | 0
8016 | 1341.6 | 0 | 0 | 0 | 0 | 1208.05 | 0 | 0 | 0 | 2459152.8 | 0
8017 | 1092 | 0 | 0 | 0 | 0 | 1634.4 | 0 | 0 | 0 | 1299480 | 0
8018 | 1248 | 0 | 0 | 0 | 0 | 1543.1 | 0 | 0 | 0 | 1485120 | 0
8019 | 1142.4 | 0 | 0 | 0 | 0 | 1580.15 | 0 | 0 | 0 | 1359456 | 0
8020 | 1088.8 | 0 | 0 | 0 | 0 | 1578.75 | 0 | 0 | 0 | 1295672 | 0
8021 | 978.4 | 0 | 0 | 0 | 0 | 1579.5 | 0 | 0 | 0 | 1164296 | 0
8022 | 1040.8 | 0 | 0 | 0 | 0 | 1583.8 | 0 | 0 | 0 | 1238552 | 0
8023 | 858.4 | 107.014 | 107.014 | 104.1739 | 104.1739 | 1728.3 | 189150.8994 | 37502.6064 | 17011.599 | 1382496.4289 | 28304.0505
8024 | 1146.178 | 1026.991 | 1026.991 | 999.7352 | 999.7352 | 1801.5 | 1892349.802 | 359904.6787 | 163256.7612 | 268429.6181 | 198447.4409
8025 | 1191.895 | 1191.895 | 1191.895 | 1160.2628 | 1160.2628 | 1848.25 | 2256452.3613 | 417694.5923 | 189470.9081 | 57981.9024 | 176069.8733
8026 | 1166.901 | 1166.901 | 1166.901 | 1135.9321 | 1135.9321 | 1808.05 | 2163403.2907 | 408935.5501 | 185497.7093 | 56766.0238 | 218042.1634
8027 | 1126.266 | 1970.587 | 1126.266 | 1918.2887 | 1126.266 | 1620.1 | 1920262.881 | 405455.76 | 183919.2378 | 0 | 427868.4534
8028 | 1448.14 | 2585.307 | 1448.14 | 2516.6944 | 1448.14 | 1546 | 2346905.6599 | 521330.4 | 236481.262 | 0 | 657455.56
8029 | 920.542 | 2499.229 | 920.542 | 2432.9008 | 920.542 | 1377.9 | 1325485.1984 | 331395.12 | 150324.5086 | 0 | 572669.1782
8030 | 997.387 | 2186.99 | 997.387 | 2128.9485 | 997.387 | 1601.65 | 1670786.9874 | 359059.32 | 162873.2971 | 0 | 397309.1115
8031 | 860.713 | 1771.068 | 860.713 | 1724.0648 | 860.713 | 1694.7 | 1526281.3604 | 309856.68 | 140554.4329 | 0 | 262775.6789
8032 | 234.947 | 823.6 | 234.947 | 801.7421 | 234.947 | 1837.8 | 451723.8239 | 84580.92 | 38366.8451 | 0 | 38108.4034
8033 | 183.063 | 616.768 | 183.063 | 600.3993 | 183.063 | 1861.1 | 356513.0365 | 65902.68 | 29894.1879 | 0 | 25427.4507
8034 | 137.552 | 137.552 | 137.552 | 133.9014 | 133.9014 | 1759.4 | 246508.4843 | 48204.5202 | 21866.106 | 6691.4675 | 32216.6876
8035 | 148 | 148 | 148 | 144.0722 | 144.0722 | 1843.75 | 278421.858 | 51865.9778 | 23526.9838 | 13346.798 | 22511.2751
8036 | 100.8 | 100.8 | 100.8 | 98.1248 | 98.1248 | 1649.6 | 169783.8554 | 35324.9363 | 16023.7836 | 9090.2516 | 34382.938
8037 | 96 | 96 | 96 | 93.4522 | 93.4522 | 1673.95 | 163656.1518 | 33642.7964 | 15260.7463 | 8657.3825 | 30470.0938
8038 | 102.4 | 102.4 | 102.4 | 99.6824 | 99.6824 | 1783.9 | 185906.1365 | 35885.6495 | 16278.1294 | 9234.5413 | 21541.358
8039 | 91.2 | 91.2 | 91.2 | 88.7796 | 88.7796 | 1789.1 | 166520.1682 | 31960.6566 | 14497.709 | 8224.5134 | 18723.618
8040 | 100 | 100 | 100 | 97.3461 | 97.3461 | 1773.4 | 180995.9538 | 35044.5796 | 15896.6107 | 4864.6821 | 22058.616
8041 | 89.6 | 0 | 0 | 0 | 0 | 1566.4 | 0 | 0 | 0 | 106624 | 0
8042 | 96 | 0 | 0 | 0 | 0 | 1531.2 | 0 | 0 | 0 | 114240 | 0
8043 | 89.6 | 0 | 0 | 0 | 0 | 1527.5 | 0 | 0 | 0 | 106624 | 0
8044 | 89.6 | 0 | 0 | 0 | 0 | 1537.55 | 0 | 0 | 0 | 106624 | 0
8045 | 91.2 | 29.922 | 29.922 | 29.1279 | 29.1279 | 1566.6 | 47784.6748 | 10486.0391 | 4756.5839 | 73865.8151 | 12624.026
8046 | 92 | 92 | 92 | 89.5584 | 89.5584 | 1567.5 | 146770.0945 | 32241.0133 | 14624.8818 | 2905.5395 | 38733.9951
8047 | 72.8 | 72.8 | 72.8 | 70.8679 | 70.8679 | 1568.9 | 116149.7171 | 25512.454 | 11572.7326 | 3541.4885 | 30551.1636
8048 | 89.61 | 424.613 | 89.61 | 413.344 | 89.61 | 1578.15 | 147835.0654 | 32259.6 | 14633.313 | 0 | 37801.9785
8049 | 636.197 | 1807.858 | 636.196 | 1759.8784 | 636.197 | 1547.05 | 1032072.0672 | 229030.92 | 103890.9701 | 0 | 288165.4312
8050 | 1258.648 | 3287.856 | 1258.648 | 3200.5981 | 1258.648 | 1417.4 | 1875785.2532 | 453113.28 | 205537.2184 | 0 | 733288.3248
8051 | 1251.361 | 3742.165 | 1251.361 | 3642.85 | 1251.361 | 1213.3 | 1599796.3221 | 450489.96 | 204347.2513 | 0 | 984445.6987
8052 | 1077.291 | 3918.171 | 1077.291 | 3814.1849 | 1077.291 | 1145.6 | 1299142.4711 | 387824.76 | 175921.6203 | 0 | 920437.4304
8053 | 1356.354 | 3263.286 | 1356.354 | 3176.6802 | 1356.354 | 1049.25 | 1498304.2373 | 488287.44 | 221492.6082 | 0 | 1289553.5655
8054 | 1104.063 | 3329.805 | 1104.063 | 3241.4338 | 1104.063 | 1020.35 | 1181595.07 | 397462.68 | 180293.4879 | 0 | 1081595.318
8055 | 1125.992 | 2346.659 | 1125.992 | 2284.3799 | 1125.992 | 1153.6 | 1355916.644 | 405357.12 | 183874.4936 | 0 | 953039.6288
8056 | 1050.113 | 573.106 | 573.106 | 557.8961 | 557.8961 | 1433.15 | 833916.6482 | 200842.5885 | 91104.4297 | 902233.6158 | 316243.3925
8057 | 951.408 | 347.651 | 347.651 | 338.4245 | 338.4245 | 1601.7 | 565252.9187 | 121832.8315 | 55264.7261 | 1123598.6969 | 134794.4911
8058 | 1136.61 | 0 | 0 | 0 | 0 | 1654.95 | 0 | 0 | 0 | 2083406.13 | 0
8059 | 1047.2 | 0 | 0 | 0 | 0 | 1779.3 | 0 | 0 | 0 | 3558385.6 | 0
8060 | 1128.8 | 0 | 0 | 0 | 0 | 1719.05 | 0 | 0 | 0 | 3835662.4 | 0
8061 | 778.4 | 0 | 0 | 0 | 0 | 1698.45 | 0 | 0 | 0 | 2645003.2 | 0
8062 | 1089.6 | 305.874 | 305.874 | 297.7563 | 297.7563 | 1703.25 | 531298.6912 | 107192.2575 | 48623.599 | 2690684.9919 | 88359.1734
8063 | 952.8 | 592 | 592 | 576.2886 | 576.2886 | 1675.6 | 1013611.8216 | 207463.9114 | 94107.9354 | 1279385.592 | 186948.0357
8064 | 999.2 | 0 | 0 | 0 | 0 | 1566.1 | 0 | 0 | 0 | 1831533.6 | 0
8065 | 960 | 0 | 0 | 0 | 0 | 1643.35 | 0 | 0 | 0 | 1142400 | 0
8066 | 1305.6 | 0 | 0 | 0 | 0 | 1566.8 | 0 | 0 | 0 | 1553664 | 0
8067 | 1168.8 | 0 | 0 | 0 | 0 | 1573.1 | 0 | 0 | 0 | 1390872 | 0
8068 | 1358.4 | 0 | 0 | 0 | 0 | 1572.15 | 0 | 0 | 0 | 1616496 | 0
8069 | 1282.4 | 0 | 0 | 0 | 0 | 1553.65 | 0 | 0 | 0 | 1526056 | 0
8070 | 1162.4 | 0 | 0 | 0 | 0 | 1580.7 | 0 | 0 | 0 | 1383256 | 0
8071 | 1039.2 | 369.504 | 369.504 | 359.6976 | 359.6976 | 1660.7 | 621213.0154 | 129491.1235 | 58738.6124 | 1245527.9628 | 122045.3839
8072 | 1081.05 | 1081.05 | 1081.05 | 1052.3595 | 1052.3595 | 1735.6 | 1900196.1667 | 378849.428 | 171850.31 | 52589.6455 | 278243.8577
8073 | 811.981 | 2104.169 | 811.982 | 2048.3255 | 811.981 | 1757.45 | 1487933.0058 | 292313.16 | 132596.4973 | 0 | 196945.9915
8074 | 1146.669 | 3298.241 | 1146.669 | 3210.7075 | 1146.669 | 1762.75 | 2108756.8378 | 412800.84 | 187251.0477 | 0 | 272047.2202
8075 | 1380.393 | 3737.082 | 1380.393 | 3637.9019 | 1380.393 | 1650.9 | 2381530.7323 | 496941.48 | 225418.1769 | 0 | 481895.1963
8076 | 1173.817 | 3911.477 | 1173.817 | 3807.6685 | 1173.817 | 1616.55 | 1984495.4457 | 422574.12 | 191684.3161 | 0 | 450100.1287
8077 | 1141.587 | 3820.929 | 1141.587 | 3719.5236 | 1141.587 | 1594.2 | 1902568.9803 | 410971.32 | 186421.1571 | 0 | 463256.0046
8078 | 1217.119 | 3470.275 | 1217.119 | 3378.1758 | 1217.119 | 1639.2 | 2078594.5491 | 438162.84 | 198755.5327 | 0 | 439136.5352
8079 | 1621.666 | 2862.241 | 1621.666 | 2786.2787 | 1621.666 | 1775.15 | 3000208.7574 | 583799.76 | 264818.0578 | 0 | 364631.6001
8080 | 617.579 | 1989.913 | 617.579 | 1937.1018 | 617.579 | 1888.2 | 1214920.1815 | 222328.44 | 100850.6507 | 0 | 69045.3322
8081 | 1446.565 | 821.013 | 821.013 | 799.2238 | 799.2238 | 1908.65 | 1588867.9616 | 287720.5545 | 130513.2404 | 1186576.4882 | 73009.0907
8082 | 1314.233 | 0 | 0 | 0 | 0 | 1927.95 | 0 | 0 | 0 | 2408989.089 | 0
8083 | 1122.4 | 0 | 0 | 0 | 0 | 1933.9 | 0 | 0 | 0 | 3813915.2 | 0
8084 | 976.8 | 0 | 0 | 0 | 0 | 1876.3 | 0 | 0 | 0 | 3319166.4 | 0
8085 | 1206.4 | 0 | 0 | 0 | 0 | 1861.9 | 0 | 0 | 0 | 4099347.2 | 0
8086 | 1304 | 305.874 | 305.874 | 297.7563 | 297.7563 | 1844.05 | 572235.6252 | 107192.2575 | 48623.599 | 3419216.1919 | 46435.0904
8087 | 1134.4 | 592 | 592 | 576.2886 | 576.2886 | 1823.1 | 1095471.0869 | 207463.9114 | 94107.9354 | 1896462.392 | 101945.4609
8088 | 949.6 | 0 | 0 | 0 | 0 | 1797.35 | 0 | 0 | 0 | 1740616.8 | 0
8089 | 1222.4 | 0 | 0 | 0 | 0 | 1742.65 | 0 | 0 | 0 | 1454656 | 0
8090 | 851.2 | 0 | 0 | 0 | 0 | 1696.05 | 0 | 0 | 0 | 1012928 | 0
8091 | 1256.8 | 0 | 0 | 0 | 0 | 1693.4 | 0 | 0 | 0 | 1495592 | 0
8092 | 1092.8 | 0 | 0 | 0 | 0 | 1692.45 | 0 | 0 | 0 | 1300432 | 0
8093 | 1028.8 | 0 | 0 | 0 | 0 | 1693.95 | 0 | 0 | 0 | 1224272 | 0
8094 | 1088.8 | 0 | 0 | 0 | 0 | 1701 | 0 | 0 | 0 | 1295672 | 0
8095 | 1353.6 | 353.635 | 353.635 | 344.2497 | 344.2497 | 1716.95 | 615421.7072 | 123929.8992 | 56215.9793 | 1850139.0634 | 97439.8832
8096 | 697.26 | 730.394 | 697.26 | 711.0097 | 697.26 | 1785.4 | 1296830.0878 | 251013.6 | 113862.558 | 0 | 149631.996
8097 | 894.813 | 2200.55 | 894.813 | 2142.1486 | 894.813 | 1861.75 | 1737843.0563 | 322132.68 | 146122.9629 | 0 | 123707.8972
8098 | 1264.732 | 3320.985 | 1264.732 | 3232.8479 | 1264.732 | 1875.95 | 2475504.235 | 455303.52 | 206530.7356 | 0 | 156890.0046
8099 | 1241.914 | 3720.419 | 1241.914 | 3621.6811 | 1241.914 | 1880.9 | 2450869.8409 | 447089.04 | 202804.5562 | 0 | 147911.9574
8100 | 1308.586 | 3851.348 | 1308.586 | 3749.1353 | 1308.586 | 1865.85 | 2556884.3729 | 471090.96 | 213692.0938 | 0 | 175546.8119
8101 | 1086.618 | 3730.951 | 1086.618 | 3631.9336 | 1086.618 | 1788.5 | 2034770.2998 | 391182.48 | 177444.7194 | 0 | 229819.707
8102 | 1312.456 | 3397.197 | 1312.456 | 3307.0372 | 1312.456 | 1857.8 | 2551675.0287 | 472484.16 | 214324.0648 | 0 | 186631.2432
8103 | 1471.833 | 2835.581 | 1471.833 | 2760.3262 | 1471.833 | 1888.35 | 2902649.0852 | 529859.88 | 240350.3289 | 0 | 164330.1544
8104 | 1659.084 | 1915.838 | 1659.084 | 1864.9927 | 1659.084 | 1899.6 | 3285689.6256 | 597270.24 | 270928.4172 | 0 | 166572.0336
8105 | 1382.135 | 687.485 | 687.485 | 669.2395 | 669.2395 | 1914.35 | 1334646.7354 | 240926.2282 | 109286.8141 | 1306737.4095 | 57320.3651
8106 | 1357.739 | 0 | 0 | 0 | 0 | 1922.25 | 0 | 0 | 0 | 2488735.587 | 0
8107 | 1292 | 0 | 0 | 0 | 0 | 1928.2 | 0 | 0 | 0 | 4390216 | 0
8108 | 1217.6 | 0 | 0 | 0 | 0 | 1830.75 | 0 | 0 | 0 | 4137404.8 | 0
8109 | 1288 | 0 | 0 | 0 | 0 | 1798.2 | 0 | 0 | 0 | 4376624 | 0
8110 | 1356 | 305.874 | 305.874 | 297.7563 | 297.7563 | 1844.05 | 572312.7308 | 107192.2575 | 48623.599 | 3595912.1919 | 46435.0904
8111 | 968.8 | 592 | 592 | 576.2886 | 576.2886 | 1817.4 | 1091239.7527 | 207463.9114 | 94107.9354 | 1333753.592 | 105230.3062
8112 | 1264 | 0 | 0 | 0 | 0 | 1796.65 | 0 | 0 | 0 | 2316912 | 0
8113 | 1316.8 | 0 | 0 | 0 | 0 | 1742.65 | 0 | 0 | 0 | 1566992 | 0
8114 | 1169.6 | 0 | 0 | 0 | 0 | 1696.05 | 0 | 0 | 0 | 1391824 | 0
8115 | 1160.8 | 0 | 0 | 0 | 0 | 1667.1 | 0 | 0 | 0 | 1381352 | 0
8116 | 1196 | 0 | 0 | 0 | 0 | 1666.15 | 0 | 0 | 0 | 1423240 | 0
8117 | 840 | 0 | 0 | 0 | 0 | 1680.8 | 0 | 0 | 0 | 999600 | 0
8118 | 1152.8 | 0 | 0 | 0 | 0 | 1701 | 0 | 0 | 0 | 1371832 | 0
8119 | 706.4 | 333.264 | 333.264 | 324.4194 | 324.4194 | 1716.95 | 579706.7466 | 116790.9678 | 52977.6807 | 700170.5221 | 91826.8985
8120 | 959.437 | 959.437 | 959.437 | 933.9741 | 933.9741 | 1785.4 | 1735416.4965 | 336230.6634 | 152517.9648 | 46673.5597 | 200430.8344
8121 | 900.079 | 2126.105 | 900.079 | 2069.6793 | 900.079 | 1856.05 | 1742377.0304 | 324028.44 | 146982.9007 | 0 | 129566.3721
8122 | 1146.42 | 3230.923 | 1146.42 | 3145.1761 | 1146.42 | 1812.25 | 2175024.3008 | 412711.2 | 187210.386 | 0 | 215240.355
8123 | 1422.593 | 3639.198 | 1422.593 | 3542.6157 | 1422.593 | 1660.9 | 2474250.2821 | 512133.48 | 232309.4369 | 0 | 482401.2863
8124 | 1547.461 | 3818.421 | 1547.461 | 3717.0822 | 1547.461 | 1750.75 | 2837147.6464 | 557085.96 | 252700.3813 | 0 | 385704.6543
8125 | 1494.729 | 3619.947 | 1494.729 | 3523.8756 | 1494.729 | 1748.85 | 2733620.4463 | 538102.44 | 244089.2457 | 0 | 375401.1884
8126 | 1257.696 | 3410.857 | 1257.696 | 3320.3347 | 1257.696 | 1863.5 | 2453033.3813 | 452770.56 | 205381.7568 | 0 | 171675.504
8127 | 1228.071 | 2355.98 | 1228.071 | 2293.4536 | 1228.071 | 1888.35 | 2424941.2009 | 442105.56 | 200543.9943 | 0 | 137114.1272
8128 | 1769.154 | 1834.538 | 1769.154 | 1785.8504 | 1769.154 | 1899.6 | 3507166.1976 | 636895.44 | 288902.8482 | 0 | 177623.0616
8129 | 1953.371 | 720.756 | 720.756 | 701.6275 | 701.6275 | 1914.35 | 1400909.6818 | 252585.9103 | 114575.7754 | 2294445.7829 | 60094.3978
8130 | 1544.713 | 0 | 0 | 0 | 0 | 1927.95 | 0 | 0 | 0 | 2831458.929 | 0
8131 | 1589.6 | 0 | 0 | 0 | 0 | 1933.9 | 0 | 0 | 0 | 5401460.8 | 0
8132 | 1320 | 0 | 0 | 0 | 0 | 1881.3 | 0 | 0 | 0 | 4485360 | 0
8133 | 1744 | 0 | 0 | 0 | 0 | 1856.2 | 0 | 0 | 0 | 5926112 | 0
8134 | 1516.8 | 305.874 | 305.874 | 297.7563 | 297.7563 | 1844.05 | 573271.0047 | 107192.2575 | 48623.599 | 4142310.5919 | 46435.0904
8135 | 1599.2 | 592 | 592 | 576.2886 | 576.2886 | 1823.1 | 1096822.4328 | 207463.9114 | 94107.9354 | 3475852.792 | 101945.4609
8136 | 1542.4 | 0 | 0 | 0 | 0 | 1802.35 | 0 | 0 | 0 | 2827219.2 | 0
8137 | 1434.4 | 0 | 0 | 0 | 0 | 1766.15 | 0 | 0 | 0 | 1706936 | 0
8138 | 1324 | 0 | 0 | 0 | 0 | 1696.05 | 0 | 0 | 0 | 1575560 | 0
8139 | 1325.6 | 0 | 0 | 0 | 0 | 1680.25 | 0 | 0 | 0 | 1577464 | 0
8140 | 1516.8 | 0 | 0 | 0 | 0 | 1666.45 | 0 | 0 | 0 | 1804992 | 0
8141 | 1291.2 | 0 | 0 | 0 | 0 | 1667.65 | 0 | 0 | 0 | 1536528 | 0
8142 | 1542.4 | 0 | 0 | 0 | 0 | 1730 | 0 | 0 | 0 | 1835456 | 0
8143 | 1000.8 | 336.69 | 336.69 | 327.7544 | 327.7544 | 1795.25 | 612184.9993 | 117991.5951 | 53522.2986 | 1233692.5281 | 67107.7197
8144 | 828.43 | 939.084 | 828.43 | 914.1612 | 828.43 | 1824.55 | 1575749.3103 | 298234.8 | 135282.619 | 0 | 145348.0435
8145 | 1062.166 | 2160.05 | 1062.167 | 2102.7235 | 1062.166 | 1856.05 | 2056285.3276 | 382379.76 | 173451.7078 | 0 | 152898.7957
8146 | 1354.15 | 3255.622 | 1354.15 | 3169.2196 | 1354.15 | 1870.25 | 2649087.0815 | 487494 | 221132.695 | 0 | 175700.9625
8147 | 1544.599 | 3648.997 | 1544.599 | 3552.1546 | 1544.599 | 1791.2 | 2891739.9939 | 556055.64 | 252233.0167 | 0 | 322512.2712
8148 | 1620.767 | 3812.657 | 1620.767 | 3711.4712 | 1620.767 | 1696.7 | 2878390.4694 | 583476.12 | 264671.2511 | 0 | 491578.6311
8149 | 936.447 | 3628.271 | 936.447 | 3531.9787 | 936.447 | 1418.7 | 1387777.821 | 337120.92 | 152921.7951 | 0 | 544356.6411
8150 | 1379.589 | 2317.221 | 1379.589 | 2255.7232 | 1379.589 | 1719.35 | 2475870.9504 | 496652.04 | 225286.8837 | 0 | 387181.6529
8151 | 1282.753 | 2222.751 | 1282.753 | 2163.7604 | 1282.753 | 1870.6 | 2509039.2484 | 461791.08 | 209473.5649 | 0 | 165988.2382
8152 | 1281.053 | 1509.304 | 1281.053 | 1469.2479 | 1281.053 | 1893.9 | 2539446.5487 | 461179.08 | 209195.9549 | 0 | 135919.7233
8153 | 1015.736 | 691.52 | 691.52 | 673.1674 | 673.1674 | 1914.35 | 1345380.2675 | 242340.277 | 109928.2423 | 627928.1775 | 57656.7909
8154 | 1172.039 | 0 | 0 | 0 | 0 | 1927.95 | 0 | 0 | 0 | 2148347.487 | 0
8155 | 1207.2 | 0 | 0 | 0 | 0 | 1933.9 | 0 | 0 | 0 | 4102065.6 | 0
8156 | 1226.4 | 0 | 0 | 0 | 0 | 1881.3 | 0 | 0 | 0 | 4167307.2 | 0
8157 | 1287.2 | 0 | 0 | 0 | 0 | 1856.2 | 0 | 0 | 0 | 4373905.6 | 0
8158 | 1448.8 | 305.874 | 305.874 | 297.7563 | 297.7563 | 1844.05 | 573618.9807 | 107192.2575 | 48623.599 | 3911246.5919 | 46435.0904
8159 | 1248.8 | 592 | 592 | 576.2886 | 576.2886 | 1823.1 | 1097605.9442 | 207463.9114 | 94107.9354 | 2285193.592 | 101945.4609
8160 | 1272.8 | 0 | 0 | 0 | 0 | 1796.65 | 0 | 0 | 0 | 2333042.4 | 0
8161 | 1412 | 0 | 0 | 0 | 0 | 1781.8 | 0 | 0 | 0 | 2588196 | 0
8162 | 1366.4 | 0 | 0 | 0 | 0 | 1761.65 | 0 | 0 | 0 | 2504611.2 | 0
8163 | 1345.6 | 0 | 0 | 0 | 0 | 1759 | 0 | 0 | 0 | 2466484.8 | 0
8164 | 1445.6 | 0 | 0 | 0 | 0 | 1758.05 | 0 | 0 | 0 | 2649784.8 | 0
8165 | 1436 | 0 | 0 | 0 | 0 | 1733.1 | 0 | 0 | 0 | 2632188 | 0
8166 | 1366.4 | 0 | 0 | 0 | 0 | 1779.3 | 0 | 0 | 0 | 2504611.2 | 0
8167 | 1041.6 | 125.379 | 125.379 | 122.0515 | 122.0515 | 1795.25 | 228418.4012 | 43938.5435 | 19931.0115 | 1685532.3827 | 24990.0466
8168 | 1319.128 | 966.341 | 966.341 | 940.6948 | 940.6948 | 1824.55 | 1790231.4912 | 338650.1412 | 153615.4668 | 693667.9884 | 165044.9091
8169 | 889.005 | 1156.64 | 889.005 | 1125.9434 | 889.005 | 1867.45 | 1725241.6894 | 320041.8 | 145174.5165 | 0 | 117837.6127
8170 | 1469.341 | 1649.512 | 1469.342 | 1605.7349 | 1469.341 | 1870.25 | 2839414.7818 | 528962.76 | 239943.3853 | 0 | 190646.9948
8171 | 1714.76 | 2685.767 | 1714.76 | 2614.4882 | 1714.76 | 1791.2 | 3200892.3178 | 617313.6 | 280020.308 | 0 | 358041.888
8172 | 1647.544 | 2714.603 | 1647.544 | 2642.5589 | 1647.544 | 1734.2 | 2972002.8912 | 593115.84 | 269043.9352 | 0 | 437917.1952
8173 | 1465.729 | 1837.096 | 1465.729 | 1788.3405 | 1465.729 | 1733.2 | 2645580.6656 | 527662.44 | 239353.5457 | 0 | 391056.4972
8174 | 1506.159 | 1258.028 | 1258.028 | 1224.6406 | 1224.6406 | 1768.85 | 2262404.8981 | 440870.6242 | 199983.8137 | 516023.1856 | 283075.6799
8175 | 1621.22 | 1075.349 | 1075.349 | 1046.8098 | 1046.8098 | 1876.95 | 2053526.7781 | 376851.5366 | 170944.0442 | 1052893.853 | 128809.9488
8176 | 1662.845 | 1425.852 | 1425.852 | 1388.0107 | 1388.0107 | 1893.9 | 2746434.6558 | 499683.8395 | 226662.1416 | 503771.3356 | 147267.9316
8177 | 1580.403 | 338.539 | 338.539 | 329.5544 | 329.5544 | 1914.35 | 658275.9292 | 118639.5694 | 53816.2269 | 2292805.558 | 28226.3309
8178 | 1155.725 | 0 | 0 | 0 | 0 | 1922.25 | 0 | 0 | 0 | 2118443.925 | 0
8179 | 1545.6 | 0 | 0 | 0 | 0 | 1933.9 | 0 | 0 | 0 | 2833084.8 | 0
8180 | 1300 | 0 | 0 | 0 | 0 | 1875.6 | 0 | 0 | 0 | 2382900 | 0
8181 | 1517.6 | 0 | 0 | 0 | 0 | 1856.2 | 0 | 0 | 0 | 2781760.8 | 0
8182 | 1541.6 | 0 | 0 | 0 | 0 | 1844.05 | 0 | 0 | 0 | 2825752.8 | 0
8183 | 1264.8 | 0 | 0 | 0 | 0 | 1811.7 | 0 | 0 | 0 | 2318378.4 | 0
8184 | 1515.2 | 278.217 | 278.217 | 270.8333 | 270.8333 | 1796.65 | 508755.4628 | 97499.9781 | 44227.0734 | 2280924.2115 | 55073.946
8185 | 1142.4 | 0 | 0 | 0 | 0 | 1686.1 | 0 | 0 | 0 | 1359456 | 0
8186 | 1111.2 | 0 | 0 | 0 | 0 | 1778.35 | 0 | 0 | 0 | 1322328 | 0
8187 | 1584.8 | 0 | 0 | 0 | 0 | 1762.75 | 0 | 0 | 0 | 1885912 | 0
8188 | 1384 | 0 | 0 | 0 | 0 | 1695.35 | 0 | 0 | 0 | 1646960 | 0
8189 | 1290.4 | 0 | 0 | 0 | 0 | 1696.65 | 0 | 0 | 0 | 1535576 | 0
8190 | 1424 | 0 | 0 | 0 | 0 | 1735 | 0 | 0 | 0 | 1694560 | 0
8191 | 1168.8 | 864.409 | 864.409 | 841.4681 | 841.4681 | 1688.95 | 1486341.3702 | 302928.5003 | 137411.7336 | 599999.4527 | 261738.6389
8192 | 1085.638 | 1085.638 | 1085.638 | 1056.8258 | 1056.8258 | 1769.9 | 1950865.9355 | 380457.2734 | 172579.6465 | 52812.8372 | 243175.6072
8193 | 1060.777 | 1560.665 | 1060.777 | 1519.2458 | 1060.777 | 1845.4 | 2044054.4639 | 381879.72 | 173224.8841 | 0 | 163996.1242
8194 | 1138.269 | 2199.654 | 1138.269 | 2141.2764 | 1138.269 | 1853.05 | 2209902.9142 | 409776.84 | 185879.3277 | 0 | 167268.6296
8195 | 1033.825 | 3125.831 | 1033.825 | 3042.8731 | 1033.825 | 1716.4 | 1860230.0113 | 372177 | 168823.6225 | 0 | 293192.77
8196 | 1090.429 | 3312.842 | 1090.429 | 3224.921 | 1090.429 | 1670.7 | 1912010.4103 | 392554.44 | 178067.0557 | 0 | 359078.2697
8197 | 1135.24 | 2954.907 | 1135.24 | 2876.4854 | 1135.24 | 1616.85 | 1924631.9979 | 408686.4 | 185384.692 | 0 | 434967.206
8198 | 1171.847 | 2218.869 | 1171.847 | 2159.9814 | 1171.847 | 1658.35 | 2029716.604 | 421864.92 | 191362.6151 | 0 | 400361.5276
8199 | 1104.482 | 1104.482 | 1104.482 | 1075.1696 | 1075.1696 | 1768.55 | 1990027.5342 | 387061.0739 | 175575.2038 | 53729.5378 | 248848.0155
8200 | 224.458 | 715.264 | 224.458 | 696.2813 | 224.458 | 1870.15 | 439849.3856 | 80804.88 | 36653.9914 | 0 | 29145.8713
8201 | 183.44 | 342.996 | 183.44 | 333.8931 | 183.44 | 1880.05 | 360807.7248 | 66038.4 | 29955.752 | 0 | 22003.628
8202 | 160.064 | 108.274 | 108.274 | 105.4005 | 105.4005 | 1880.15 | 207407.9533 | 37944.1681 | 17211.8963 | 100198.2559 | 12632.246
8203 | 206.4 | 206.4 | 206.4 | 200.9223 | 200.9223 | 1889.15 | 398207.5186 | 72332.0123 | 32810.6045 | 18613.3723 | 22272.2321
8204 | 149.6 | 149.6 | 149.6 | 145.6297 | 145.6297 | 1690.35 | 258567.6532 | 52426.6911 | 23781.3296 | 13491.0877 | 45094.2358
8205 | 116 | 116 | 116 | 112.9214 | 112.9214 | 1621 | 191710.5895 | 40651.7124 | 18440.0684 | 10461.0038 | 42797.2194
8206 | 109.6 | 109.6 | 109.6 | 106.6913 | 106.6913 | 1644.45 | 183360.8468 | 38408.8593 | 17422.6853 | 9883.845 | 37934.0831
8207 | 99.2 | 99.2 | 99.2 | 96.5673 | 96.5673 | 1603.45 | 161938.2264 | 34764.223 | 15769.4378 | 8945.9619 | 38293.7573
8208 | 108.8 | 108.8 | 108.8 | 105.9125 | 105.9125 | 1590.2 | 176040.8491 | 38128.5026 | 17295.5124 | 5292.7741 | 43402.9455
8209 | 100.8 | 0 | 0 | 0 | 0 | 1415.9 | 0 | 0 | 0 | 119952 | 0
8210 | 109.6 | 0 | 0 | 0 | 0 | 1566.2 | 0 | 0 | 0 | 130424 | 0
8211 | 100 | 0 | 0 | 0 | 0 | 1553.55 | 0 | 0 | 0 | 119000 | 0
8212 | 104 | 0 | 0 | 0 | 0 | 1561.5 | 0 | 0 | 0 | 123760 | 0
8213 | 93.6 | 0 | 0 | 0 | 0 | 1519.9 | 0 | 0 | 0 | 111384 | 0
8214 | 101.6 | 0 | 0 | 0 | 0 | 1380.3 | 0 | 0 | 0 | 120904 | 0
8215 | 93.6 | 93.6 | 93.6 | 91.1159 | 91.1159 | 1327.9 | 126026.8277 | 32801.7265 | 14879.2276 | 4553.3424 | 61239.0011
8216 | 100.012 | 100.012 | 100.012 | 97.3577 | 97.3577 | 1484.75 | 151068.0572 | 35048.785 | 15898.5183 | 4865.2658 | 50163.5735
8217 | 218.574 | 1001.874 | 218.575 | 975.2848 | 218.574 | 1243.4 | 284360.868 | 78686.64 | 35693.1342 | 0 | 165373.0884
8218 | 955.563 | 2486.228 | 955.563 | 2420.2449 | 955.563 | 663.8 | 665108.0549 | 344002.68 | 156043.4379 | 0 | 1276823.2806
8219 | 1162.174 | 2091.951 | 1162.174 | 2036.4318 | 1162.174 | 303.5 | 369137.4452 | 418382.64 | 189783.0142 | 0 | 1971628.191
8220 | 1591.079 | 2081.222 | 1591.079 | 2025.9875 | 1591.079 | 297.8 | 497852.531 | 572788.44 | 259823.2007 | 0 | 2708334.6738
8221 | 1379.816 | 2531.158 | 1379.816 | 2463.9824 | 1379.816 | 281.3 | 407989.7015 | 496733.76 | 225323.9528 | 0 | 2371489.7592
8222 | 1610.809 | 2490.804 | 1610.809 | 2424.6994 | 1610.809 | 652.4 | 1098459.2063 | 579891.24 | 263045.1097 | 0 | 2170726.2084
8223 | 1808.052 | 1241.246 | 1241.246 | 1208.304 | 1208.304 | 1255.05 | 1581192.674 | 434989.4428 | 197316.0445 | 1099338.0696 | 900126.0706
8224 | 2055.558 | 1240.277 | 1240.277 | 1207.3607 | 1207.3607 | 1468.6 | 1851019.8386 | 434649.8608 | 197162.0063 | 1554745.6059 | 641591.489
8225 | 1608.955 | 429.971 | 429.971 | 418.5598 | 418.5598 | 1691.2 | 738715.9999 | 150681.5295 | 68350.816 | 2181994.3942 | 129251.2675
8226 | 1527.332 | 0 | 0 | 0 | 0 | 1775.25 | 0 | 0 | 0 | 2799599.556 | 0
8227 | 1779.2 | 0 | 0 | 0 | 0 | 1857.6 | 0 | 0 | 0 | 6045721.6 | 0
8228 | 1836.8 | 0 | 0 | 0 | 0 | 1781.2 | 0 | 0 | 0 | 6241446.4 | 0
8229 | 1579.2 | 0 | 0 | 0 | 0 | 1724.45 | 0 | 0 | 0 | 5366121.6 | 0
8230 | 1553.6 | 305.874 | 305.874 | 297.7563 | 297.7563 | 1700.75 | 530437.2895 | 107192.2575 | 48623.599 | 4267356.9919 | 89103.564
8231 | 1396 | 592 | 592 | 576.2886 | 576.2886 | 1578.8 | 953089.8779 | 207463.9114 | 94107.9354 | 2785379.192 | 242732.7763
8232 | 1387.2 | 0 | 0 | 0 | 0 | 1277.05 | 0 | 0 | 0 | 2542737.6 | 0
8233 | 1321.6 | 0 | 0 | 0 | 0 | 1481.9 | 0 | 0 | 0 | 1572704 | 0
8234 | 1526.4 | 0 | 0 | 0 | 0 | 1435.25 | 0 | 0 | 0 | 1816416 | 0
8235 | 1572 | 0 | 0 | 0 | 0 | 1405.9 | 0 | 0 | 0 | 1870680 | 0
8236 | 1433.6 | 0 | 0 | 0 | 0 | 1478.75 | 0 | 0 | 0 | 1705984 | 0
8237 | 1316 | 0 | 0 | 0 | 0 | 1564.7 | 0 | 0 | 0 | 1566040 | 0
8238 | 1384.8 | 0 | 0 | 0 | 0 | 1593.2 | 0 | 0 | 0 | 1647912 | 0
8239 | 1184.8 | 97.997 | 97.997 | 95.3962 | 95.3962 | 1686.15 | 167797.36 | 34342.6367 | 15578.2016 | 1996877.1415 | 29940.1015
8240 | 1308.643 | 669.357 | 669.357 | 651.5926 | 651.5926 | 1785.4 | 1216115.09 | 234573.3468 | 106405.0765 | 1204373.328 | 139831.7784
8241 | 1418.787 | 1438.358 | 1418.787 | 1400.1848 | 1400.1848 | 1856.05 | 2715251.26 | 504066.5146 | 228650.1718 | 34097.9008 | 201556.5966
8242 | 1582.275 | 2677.643 | 1582.275 | 2606.5798 | 1582.275 | 1773.4 | 2934347.3449 | 569619 | 258385.5075 | 0 | 358543.515
8243 | 1549.679 | 3572.735 | 1549.679 | 3477.9166 | 1549.679 | 1670.9 | 2713933.34 | 557884.44 | 253062.5807 | 0 | 509999.3589
8244 | 1523.622 | 2491.198 | 1523.622 | 2425.083 | 1523.622 | 1513 | 2424243.9711 | 548503.92 | 248807.4726 | 0 | 742003.914
8245 | 1514.182 | 1514.883 | 1514.182 | 1474.6788 | 1474.6788 | 1468.7 | 2275484.4172 | 530884.3792 | 240815.0531 | 72409.3087 | 783496.8629
8246 | 1331.149 | 919.055 | 919.055 | 894.6638 | 894.6638 | 1625 | 1519575.6098 | 322078.9613 | 146098.5955 | 800077.4058 | 335498.918
8247 | 1245.736 | 136.672 | 136.672 | 133.0448 | 133.0448 | 1818.6 | 253050.8277 | 47896.1279 | 21726.2158 | 2039562.9703 | 24134.3267
8248 | 1236.827 | 189.796 | 189.796 | 184.7589 | 184.7589 | 1893.9 | 366175.0084 | 66513.2103 | 30171.1312 | 1928440.795 | 19602.9212
8249 | 1300.328 | 258.027 | 258.027 | 251.1791 | 251.1791 | 1908.65 | 501617.3899 | 90424.4775 | 41017.5477 | 1923089.9262 | 22945.2112
8250 | 1367.211 | 0 | 0 | 0 | 0 | 1927.95 | 0 | 0 | 0 | 2506097.763 | 0
8251 | 1213.6 | 0 | 0 | 0 | 0 | 1933.9 | 0 | 0 | 0 | 4123812.8 | 0
8252 | 1144.8 | 0 | 0 | 0 | 0 | 1869.9 | 0 | 0 | 0 | 3890030.4 | 0
8253 | 1432 | 0 | 0 | 0 | 0 | 1856.2 | 0 | 0 | 0 | 4865936 | 0
8254 | 1488.8 | 305.874 | 305.874 | 297.7563 | 297.7563 | 1844.05 | 573901.6108 | 107192.2575 | 48623.599 | 4047166.5919 | 46435.0904
8255 | 1432.8 | 592 | 592 | 576.2886 | 576.2886 | 1823.1 | 1098444.8331 | 207463.9114 | 94107.9354 | 2910425.592 | 101945.4609
8256 | 1107.2 | 0 | 0 | 0 | 0 | 1796.65 | 0 | 0 | 0 | 2029497.6 | 0
8257 | 1325.6 | 0 | 0 | 0 | 0 | 1690.65 | 0 | 0 | 0 | 1577464 | 0
8258 | 1274.4 | 0 | 0 | 0 | 0 | 1673.05 | 0 | 0 | 0 | 1516536 | 0
8259 | 1459.2 | 0 | 0 | 0 | 0 | 1667.7 | 0 | 0 | 0 | 1736448 | 0
8260 | 1384.8 | 0 | 0 | 0 | 0 | 1715.1 | 0 | 0 | 0 | 1647912 | 0
8261 | 1256 | 0 | 0 | 0 | 0 | 1726.75 | 0 | 0 | 0 | 1494640 | 0
8262 | 1425.6 | 0 | 0 | 0 | 0 | 1779.3 | 0 | 0 | 0 | 1696464 | 0
8263 | 991.2 | 184.916 | 184.916 | 180.0084 | 180.0084 | 1795.25 | 336402.8519 | 64803.0349 | 29395.3766 | 1486914.1475 | 36856.7261
8264 | 982.402 | 972.472 | 972.472 | 946.6631 | 946.6631 | 1824.55 | 1797130.8622 | 340798.7244 | 154590.088 | 65509.361 | 166092.045
8265 | 1106.567 | 1691.578 | 1106.567 | 1646.6844 | 1106.567 | 1867.45 | 2154692.308 | 398364.12 | 180702.3911 | 0 | 146675.4558
8266 | 1162.384 | 1598.467 | 1162.384 | 1556.0446 | 1162.384 | 1875.95 | 2277661.3368 | 418458.24 | 189817.3072 | 0 | 144193.7352
8267 | 957.501 | 2082.822 | 957.501 | 2027.545 | 957.501 | 1869.5 | 1870464.6219 | 344700.36 | 156359.9133 | 0 | 124953.8805
8268 | 1301.609 | 2536.895 | 1301.609 | 2469.5672 | 1301.609 | 1853.8 | 2523075.9168 | 468579.24 | 212552.7497 | 0 | 190295.2358
8269 | 1278.001 | 2206.189 | 1278.001 | 2147.6379 | 1278.001 | 1837.8 | 2453742.0479 | 460080.36 | 208697.5633 | 0 | 207291.7622
8270 | 1638.085 | 1662.882 | 1638.085 | 1618.75 | 1618.75 | 1863.5 | 3145914.7977 | 582750.0066 | 264341.878 | 35441.0215 | 220959.3775
8271 | 1340.07 | 116.526 | 116.526 | 113.4335 | 113.4335 | 1888.35 | 224150.0646 | 40836.0469 | 18523.6846 | 2248424.7714 | 12664.8462
8272 | 1262.195 | 390.056 | 390.056 | 379.7041 | 379.7041 | 1899.6 | 755284.2472 | 136693.4855 | 62005.6838 | 1617605.7713 | 38122.2943
8273 | 1317.571 | 11.631 | 11.631 | 11.3223 | 11.3223 | 1914.35 | 22683.4863 | 4076.0351 | 1848.9348 | 2394353.8312 | 969.7567
8274 | 1073.537 | 0 | 0 | 0 | 0 | 1927.45 | 0 | 0 | 0 | 1967793.321 | 0
8275 | 968 | 0 | 0 | 0 | 0 | 1933.9 | 0 | 0 | 0 | 3289264 | 0
8276 | 1704.8 | 0 | 0 | 0 | 0 | 1820.6 | 0 | 0 | 0 | 5792910.4 | 0
8277 | 1280 | 0 | 0 | 0 | 0 | 1798.2 | 0 | 0 | 0 | 4349440 | 0
8278 | 953.6 | 305.874 | 305.874 | 297.7563 | 297.7563 | 1844.05 | 573779.2428 | 107192.2575 | 48623.599 | 2228556.9919 | 46435.0904
8279 | 1074.4 | 592 | 592 | 576.2886 | 576.2886 | 1823.1 | 1098138.2345 | 207463.9114 | 94107.9354 | 1692582.392 | 101945.4609
8280 | 1128 | 0 | 0 | 0 | 0 | 1796.65 | 0 | 0 | 0 | 2067624 | 0
8281 | 1326.4 | 0 | 0 | 0 | 0 | 1723.45 | 0 | 0 | 0 | 1578416 | 0
8282 | 1213.6 | 0 | 0 | 0 | 0 | 1774.35 | 0 | 0 | 0 | 1444184 | 0
8283 | 932 | 0 | 0 | 0 | 0 | 1765.35 | 0 | 0 | 0 | 1109080 | 0
8284 | 1318.4 | 0 | 0 | 0 | 0 | 1682.3 | 0 | 0 | 0 | 1568896 | 0
8285 | 1150.4 | 0 | 0 | 0 | 0 | 1765.9 | 0 | 0 | 0 | 1368976 | 0
8286 | 1121.6 | 0 | 0 | 0 | 0 | 1779.3 | 0 | 0 | 0 | 1334704 | 0
8287 | 1252.8 | 216.208 | 216.208 | 210.47 | 210.47 | 1795.25 | 394278.1163 | 75769.1847 | 34369.7441 | 1910590.9678 | 43093.7238
8288 | 1217.408 | 992.19 | 992.19 | 965.8578 | 965.8578 | 1824.55 | 1836573.6561 | 347708.8146 | 157724.5817 | 461091.4831 | 169459.7542
8289 | 1302.102 | 1599.368 | 1302.102 | 1556.9216 | 1302.102 | 1866.95 | 2539481.2786 | 468756.72 | 212633.2566 | 0 | 173244.6711
8290 | 1274.013 | 1322.959 | 1274.013 | 1287.8484 | 1274.013 | 1875.95 | 2500404.5704 | 458644.68 | 208046.3229 | 0 | 158041.3127
8291 | 1359.024 | 1590.491 | 1359.024 | 1548.2802 | 1359.024 | 1869.5 | 2658579.5182 | 489248.64 | 221928.6192 | 0 | 177352.632
8292 | 1360.939 | 2911.313 | 1360.939 | 2834.0483 | 1360.939 | 1810.85 | 2578320.077 | 489938.04 | 222241.3387 | 0 | 257421.6118
8293 | 1309.39 | 1855.163 | 1309.39 | 1805.928 | 1309.39 | 1780.7 | 2439692.3212 | 471380.4 | 213823.387 | 0 | 287149.227
8294 | 1346.761 | 2020.192 | 1346.761 | 1966.5772 | 1346.761 | 1863.5 | 2625555.555 | 484833.96 | 219926.0713 | 0 | 183832.8765
8295 | 1666.961 | 1104.681 | 1104.681 | 1075.3634 | 1075.3634 | 1888.35 | 2125325.7702 | 387130.8127 | 175606.8381 | 1084398.4586 | 120064.3201
8296 | 1629.508 | 387.396 | 387.396 | 377.1147 | 377.1147 | 1899.6 | 749480.2586 | 135761.2997 | 61582.834 | 2295636.8798 | 37862.318
8297 | 1510.972 | 15.559 | 15.559 | 15.1461 | 15.1461 | 1914.35 | 30318.8639 | 5452.5861 | 2473.3537 | 2741848.9249 | 1297.2611
8298 | 1715.055 | 0 | 0 | 0 | 0 | 1927.95 | 0 | 0 | 0 | 3143695.815 | 0
8299 | 1569.6 | 0 | 0 | 0 | 0 | 1933.9 | 0 | 0 | 0 | 5333500.8 | 0
8300 | 1138.4 | 0 | 0 | 0 | 0 | 1820.1 | 0 | 0 | 0 | 3868283.2 | 0
8301 | 1421.6 | 0 | 0 | 0 | 0 | 1798.5 | 0 | 0 | 0 | 4830596.8 | 0
8302 | 1424.8 | 305.874 | 305.874 | 297.7563 | 297.7563 | 1844.05 | 574516.5025 | 107192.2575 | 48623.599 | 3829694.5919 | 46435.0904
8303 | 1243.2 | 592 | 592 | 576.2886 | 576.2886 | 1823.1 | 1099213.5717 | 207463.9114 | 94107.9354 | 2266164.792 | 101945.4609
8304 | 1226.4 | 0 | 0 | 0 | 0 | 1796.65 | 0 | 0 | 0 | 2247991.2 | 0
8305 | 871.2 | 0 | 0 | 0 | 0 | 980.5 | 0 | 0 | 0 | 1036728 | 0
8306 | 1341.6 | 0 | 0 | 0 | 0 | 1604.85 | 0 | 0 | 0 | 1596504 | 0
8307 | 1340 | 0 | 0 | 0 | 0 | 1602.2 | 0 | 0 | 0 | 1594600 | 0
8308 | 1356 | 0 | 0 | 0 | 0 | 1601.25 | 0 | 0 | 0 | 1613640 | 0
8309 | 1612 | 0 | 0 | 0 | 0 | 1378.35 | 0 | 0 | 0 | 1918280 | 0
8310 | 1690.4 | 0 | 0 | 0 | 0 | 1385.45 | 0 | 0 | 0 | 2011576 | 0
8311 | 1544.8 | 231.649 | 231.649 | 225.5012 | 225.5012 | 1625.75 | 382951.9859 | 81180.4183 | 36824.3397 | 2418274.7704 | 84393.8098
8312 | 1215.149 | 1215.149 | 1215.149 | 1182.8996 | 1182.8996 | 1655.05 | 2044015.4801 | 425843.8589 | 193167.506 | 59113.1356 | 408041.2198
8313 | 1492.134 | 1737.838 | 1492.134 | 1691.7167 | 1492.134 | 1804.05 | 2817061.1844 | 537168.24 | 243665.4822 | 0 | 292383.6573
8314 | 1882.658 | 2327.073 | 1882.658 | 2265.3138 | 1882.658 | 1864.55 | 3681914.699 | 677756.88 | 307438.0514 | 0 | 255006.0261
8315 | 1450.765 | 2382.488 | 1450.765 | 2319.2581 | 1450.765 | 1676.5 | 2548667.4009 | 522275.4 | 236909.9245 | 0 | 469322.4775
8316 | 1737.05 | 1795.677 | 1737.05 | 1748.0207 | 1737.05 | 1527.5 | 2786610.4442 | 625338 | 283660.265 | 0 | 820756.125
8317 | 1360.505 | 2299.036 | 1360.505 | 2238.0208 | 1360.505 | 1171.25 | 1669576.5235 | 489781.8 | 222170.4665 | 0 | 1127518.5188
8318 | 1346.552 | 2433.916 | 1346.552 | 2369.3212 | 1346.552 | 1525.15 | 2147607.9507 | 484758.72 | 219891.9416 | 0 | 639410.2172
8319 | 1602.583 | 832.148 | 832.148 | 810.0632 | 810.0632 | 1818.6 | 1544256.658 | 291622.7685 | 132283.328 | 1452688.7096 | 146945.4728
8320 | 1371.928 | 512.984 | 512.984 | 499.3697 | 499.3697 | 1888.2 | 989067.8672 | 179773.0863 | 81547.0694 | 1599399.3927 | 55829.5307
8321 | 1617.23 | 226.143 | 226.143 | 220.1413 | 220.1413 | 1896.6 | 437379.5358 | 79250.8637 | 35949.0723 | 2560863.609 | 22762.6092
8322 | 1416.264 | 0 | 0 | 0 | 0 | 1864.55 | 0 | 0 | 0 | 2596011.912 | 0
8323 | 1540.8 | 0 | 0 | 0 | 0 | 1844.2 | 0 | 0 | 0 | 5235638.4 | 0
8324 | 1249.6 | 0 | 0 | 0 | 0 | 1733.15 | 0 | 0 | 0 | 4246140.8 | 0
8325 | 1344 | 0 | 0 | 0 | 0 | 1647.4 | 0 | 0 | 0 | 4566912 | 0
8326 | 1529.6 | 305.874 | 305.874 | 297.7563 | 297.7563 | 1695.9 | 528873.5609 | 107192.2575 | 48623.599 | 4185804.9919 | 90547.6819
8327 | 1204 | 592 | 592 | 576.2886 | 576.2886 | 1613.1 | 973740.6032 | 207463.9114 | 94107.9354 | 2132963.192 | 222966.0759
8328 | 1254.4 | 0 | 0 | 0 | 0 | 1440.55 | 0 | 0 | 0 | 2299315.2 | 0
8329 | 1176.8 | 0 | 0 | 0 | 0 | 1076.15 | 0 | 0 | 0 | 2157074.4 | 0
8330 | 1458.4 | 0 | 0 | 0 | 0 | 1380.5 | 0 | 0 | 0 | 2673247.2 | 0
8331 | 1106.4 | 0 | 0 | 0 | 0 | 1555.2 | 0 | 0 | 0 | 2028031.2 | 0
8332 | 1453.6 | 0 | 0 | 0 | 0 | 1478.75 | 0 | 0 | 0 | 2664448.8 | 0
8333 | 1477.6 | 0 | 0 | 0 | 0 | 1480.25 | 0 | 0 | 0 | 2708440.8 | 0
8334 | 1080 | 0 | 0 | 0 | 0 | 1548.55 | 0 | 0 | 0 | 1979640 | 0
8335 | 1225.6 | 205.304 | 205.304 | 199.8553 | 199.8553 | 1658.5 | 345880.7438 | 71947.9238 | 32636.3776 | 1880189.9549 | 68250.5999
8336 | 918.666 | 918.666 | 918.666 | 894.2851 | 894.2851 | 1746.25 | 1634347.7194 | 321942.6379 | 146036.7577 | 44690.1802 | 226924.8454
8337 | 1374.39 | 1776.214 | 1374.39 | 1729.0742 | 1374.39 | 1856.05 | 2661401.4288 | 494780.4 | 224437.887 | 0 | 197843.4405
8338 | 1560.354 | 2403.347 | 1560.354 | 2339.5635 | 1560.354 | 1825.4 | 2974639.6112 | 561727.44 | 254805.8082 | 0 | 272437.8084
8339 | 1797.136 | 2733.915 | 1797.136 | 2661.3584 | 1797.136 | 1700 | 3195228.7358 | 646968.96 | 293472.3088 | 0 | 539140.8
8340 | 1185.147 | 2843.25 | 1185.147 | 2767.7917 | 1185.147 | 1718.3 | 2134346.4983 | 426652.92 | 193534.5051 | 0 | 333855.9099
8341 | 1448.412 | 2588.841 | 1448.412 | 2520.1346 | 1448.412 | 1342.1 | 2033024.0355 | 521428.32 | 236525.6796 | 0 | 952910.2548
8342 | 1481.714 | 2427.199 | 1481.714 | 2362.7825 | 1481.714 | 1463.95 | 2271705.3221 | 533417.04 | 241963.8962 | 0 | 794272.7897
8343 | 915.477 | 1946.635 | 915.477 | 1894.9724 | 915.477 | 1683.95 | 1617455.8885 | 329571.72 | 149497.3941 | 0 | 289336.5059
8344 | 1225.411 | 1326.062 | 1225.411 | 1290.869 | 1225.411 | 1754.15 | 2252649.7114 | 441147.96 | 200109.6163 | 0 | 301267.2943
8345 | 1517.155 | 401.152 | 401.152 | 390.5056 | 390.5056 | 1896.6 | 775353.0879 | 140582.0321 | 63769.5718 | 2065148.2684 | 40378.2837
8346 | 1563.602 | 0 | 0 | 0 | 0 | 1877.4 | 0 | 0 | 0 | 2866082.466 | 0
8347 | 1392 | 0 | 0 | 0 | 0 | 1818.2 | 0 | 0 | 0 | 2551536 | 0
8348 | 1641.6 | 0 | 0 | 0 | 0 | 1728.05 | 0 | 0 | 0 | 3009052.8 | 0
8349 | 1546.4 | 0 | 0 | 0 | 0 | 1666.45 | 0 | 0 | 0 | 2834551.2 | 0
8350 | 1494.4 | 0 | 0 | 0 | 0 | 1658.6 | 0 | 0 | 0 | 2739235.2 | 0
8351 | 1361.6 | 0 | 0 | 0 | 0 | 1519.7 | 0 | 0 | 0 | 2495812.8 | 0
8352 | 1280.8 | 305.874 | 305.874 | 297.7563 | 297.7563 | 1230.1 | 383621.621 | 107192.2575 | 48623.599 | 1801919.1556 | 229242.5529
8353 | 1408 | 0 | 0 | 0 | 0 | 1133.65 | 0 | 0 | 0 | 1675520 | 0
8354 | 1036.8 | 0 | 0 | 0 | 0 | 1282.6 | 0 | 0 | 0 | 1233792 | 0
8355 | 1119.2 | 0 | 0 | 0 | 0 | 1227.35 | 0 | 0 | 0 | 1331848 | 0
8356 | 1168 | 0 | 0 | 0 | 0 | 1160.9 | 0 | 0 | 0 | 1389920 | 0
8357 | 1204.8 | 0 | 0 | 0 | 0 | 1152.45 | 0 | 0 | 0 | 1433712 | 0
8358 | 1127.2 | 0 | 0 | 0 | 0 | 1158 | 0 | 0 | 0 | 1341368 | 0
8359 | 1190.4 | 839.061 | 839.061 | 816.7928 | 816.7928 | 1199.25 | 1022944.1977 | 294045.4003 | 133382.2607 | 684822.037 | 654046.8174
8360 | 210.344 | 775.566 | 210.344 | 754.9829 | 210.344 | 1327.3 | 291271.3536 | 75723.84 | 34349.1752 | 0 | 141498.4088
8361 | 101.182 | 1997.641 | 101.182 | 1944.6247 | 101.182 | 1646.8 | 174249.606 | 36425.52 | 16523.0206 | 0 | 35737.4824
8362 | 0 | 2243.585 | 0 | 2184.0415 | 0 | 1654.45 | 0 | 0 | 0 | 0 | 0
8363 | 0 | 1391.707 | 0 | 1354.7719 | 0 | 1374.85 | 0 | 0 | 0 | 0 | 0
8364 | 0 | 1885.064 | 0 | 1835.0354 | 0 | 1283.75 | 0 | 0 | 0 | 0 | 0
8365 | 0 | 1898.842 | 0 | 1848.4478 | 0 | 1115 | 0 | 0 | 0 | 0 | 0
8366 | 0 | 2878.059 | 0 | 2801.6769 | 0 | 1253.8 | 0 | 0 | 0 | 0 | 0
8367 | 0 | 2117.879 | 0 | 2061.6716 | 0 | 1614.7 | 0 | 0 | 0 | 0 | 0
8368 | 0 | 1141.304 | 0 | 1111.0144 | 0 | 1430.55 | 0 | 0 | 0 | 0 | 0
8369 | 0 | 390.349 | 0 | 379.9894 | 0 | 1625.8 | 0 | 0 | 0 | 0 | 0
8370 | 0 | 0 | 0 | 0 | 0 | 1641.2 | 0 | 0 | 0 | 0 | 0
8371 | 0 | 0 | 0 | 0 | 0 | 1690.55 | 0 | 0 | 0 | 0 | 0
8372 | 0 | 0 | 0 | 0 | 0 | 1496.15 | 0 | 0 | 0 | 0 | 0
8373 | 137.6 | 137.6 | 137.6 | 133.9482 | 133.9482 | 1332.8 | 187421.0963 | 48221.3416 | 21873.7363 | 12408.9149 | 89370.2197
8374 | 224 | 224 | 224 | 218.0552 | 218.0552 | 1432.25 | 326803.1337 | 78499.8584 | 35608.408 | 20200.5591 | 123800.8183
8375 | 279.2 | 279.2 | 279.2 | 271.7902 | 271.7902 | 1162.95 | 330896.0888 | 97844.4663 | 44383.3371 | 25178.5541 | 227501.9737
8376 | 275.2 | 103.004 | 103.004 | 100.2703 | 100.2703 | 992.5 | 104262.4292 | 36097.3188 | 16374.1449 | 320646.0851 | 101022.3575
8377 | 272 | 0 | 0 | 0 | 0 | 1033.85 | 0 | 0 | 0 | 323680 | 0
8378 | 291.2 | 0 | 0 | 0 | 0 | 1007.1 | 0 | 0 | 0 | 346528 | 0
8379 | 199.2 | 0 | 0 | 0 | 0 | 1003.4 | 0 | 0 | 0 | 237048 | 0
8380 | 207.2 | 0 | 0 | 0 | 0 | 1002.4 | 0 | 0 | 0 | 246568 | 0
8381 | 285.6 | 0 | 0 | 0 | 0 | 1002.5 | 0 | 0 | 0 | 339864 | 0
8382 | 264 | 0 | 0 | 0 | 0 | 1003.4 | 0 | 0 | 0 | 314160 | 0
8383 | 318.4 | 318.4 | 318.4 | 309.9498 | 309.9498 | 1004.8 | 324655.2361 | 111581.9415 | 50614.8085 | 15489.1477 | 308462.0784
8384 | 138.494 | 787.22 | 138.494 | 766.3276 | 138.494 | 1111.65 | 160640.1339 | 49857.84 | 22616.0702 | 0 | 123031.1449
8385 | 740.535 | 2017.889 | 740.535 | 1964.3353 | 740.535 | 1155.05 | 893937.5692 | 266592.6 | 120929.3655 | 0 | 625715.0483
8386 | 1328.616 | 2719.573 | 1328.616 | 2647.397 | 1328.616 | 1163.35 | 1617315.7585 | 478301.76 | 216962.9928 | 0 | 1111586.5764
8387 | 1321.969 | 3473.07 | 1321.969 | 3380.8966 | 1321.969 | 1103 | 1526864.6622 | 475908.84 | 215877.5377 | 0 | 1185806.193
8388 | 1360.73 | 3416.148 | 1360.73 | 3325.4853 | 1360.73 | 1165.8 | 1663582.6178 | 489862.8 | 222207.209 | 0 | 1135120.966
8389 | 1345.146 | 2727.203 | 1345.146 | 2654.8245 | 1345.146 | 1115.3 | 1574051.6365 | 484252.56 | 219662.3418 | 0 | 1190050.6662
8390 | 1049.667 | 2256.63 | 1049.667 | 2196.7403 | 1049.667 | 1083.45 | 1190710.932 | 377880.12 | 171410.6211 | 0 | 962072.2889
8391 | 978.516 | 2040.704 | 978.516 | 1986.5448 | 978.516 | 1034.6 | 1061983.7861 | 352265.76 | 159791.6628 | 0 | 944659.3464
8392 | 1113.713 | 632.181 | 632.181 | 615.4033 | 615.4033 | 1046.5 | 674584.3269 | 221545.1739 | 100495.3525 | 913401.7518 | 586787.0093
8393 | 1271.929 | 114.311 | 114.311 | 111.2772 | 111.2772 | 1099.15 | 128121.595 | 40059.8094 | 18171.5747 | 2127474.6607 | 100244.1092
8394 | 1081.973 | 0 | 0 | 0 | 0 | 1248.45 | 0 | 0 | 0 | 1983256.509 | 0
8395 | 1176.8 | 0 | 0 | 0 | 0 | 1367.95 | 0 | 0 | 0 | 3998766.4 | 0
8396 | 942.4 | 0 | 0 | 0 | 0 | 1281.25 | 0 | 0 | 0 | 3202275.2 | 0
8397 | 892.8 | 0 | 0 | 0 | 0 | 1211.45 | 0 | 0 | 0 | 3033734.4 | 0
8398 | 998.4 | 305.874 | 305.874 | 297.7563 | 297.7563 | 1175.4 | 367417.5268 | 107192.2575 | 48623.599 | 2380787.3919 | 245529.8209
8399 | 1292 | 592 | 592 | 576.2886 | 576.2886 | 1078.3 | 651847.4828 | 207463.9114 | 94107.9354 | 2431987.192 | 531165.242
8400 | 1080.8 | 0 | 0 | 0 | 0 | 1033.55 | 0 | 0 | 0 | 1981106.4 | 0
8401 | 1272.8 | 0 | 0 | 0 | 0 | 1162.85 | 0 | 0 | 0 | 1514632 | 0
8402 | 1246.4 | 0 | 0 | 0 | 0 | 962.75 | 0 | 0 | 0 | 1483216 | 0
8403 | 1290.4 | 0 | 0 | 0 | 0 | 618.75 | 0 | 0 | 0 | 1535576 | 0
8404 | 856 | 0 | 0 | 0 | 0 | 962.45 | 0 | 0 | 0 | 1018640 | 0
8405 | 1009.6 | 0 | 0 | 0 | 0 | 963.95 | 0 | 0 | 0 | 1201424 | 0
8406 | 1304.8 | 0 | 0 | 0 | 0 | 971 | 0 | 0 | 0 | 1552712 | 0
8407 | 1032.8 | 187.722 | 187.722 | 182.74 | 182.74 | 1265.65 | 240457.5109 | 65786.3858 | 29841.4355 | 1558160.0525 | 134195.09
8408 | 1361.032 | 1180.475 | 1180.475 | 1149.1458 | 1149.1458 | 1615.95 | 1932151.9484 | 413692.5013 | 187655.5152 | 388387.3367 | 441329.4587
8409 | 1132.013 | 1238.717 | 1132.013 | 1205.8421 | 1132.013 | 1672 | 1974209.7126 | 407524.68 | 184857.7229 | 0 | 371300.264
8410 | 1598.971 | 2114.122 | 1598.971 | 2058.0144 | 1598.971 | 1572.55 | 2630755.8023 | 575629.56 | 261111.9643 | 0 | 683480.154
8411 | 1537.183 | 3576.488 | 1537.183 | 3481.57 | 1537.183 | 1331.8 | 2141045.1745 | 553385.88 | 251021.9839 | 0 | 1027145.6806
8412 | 1425.846 | 3875.326 | 1425.846 | 3772.477 | 1425.846 | 1209.35 | 1804756.6752 | 513304.56 | 232840.6518 | 0 | 1127345.1399
8413 | 1392.659 | 3684.488 | 1392.659 | 3586.7037 | 1392.659 | 1198.7 | 1748695.503 | 501357.24 | 227421.2147 | 0 | 1115937.6567
8414 | 1295.781 | 2063.91 | 1295.781 | 2009.135 | 1295.781 | 1320.15 | 1784452.0592 | 466481.16 | 211601.0373 | 0 | 880936.7129
8415 | 1618.778 | 2356.532 | 1618.778 | 2293.9909 | 1618.778 | 1631.65 | 2753547.6949 | 582760.08 | 264346.4474 | 0 | 596276.8763
8416 | 1607.397 | 1510.798 | 1510.798 | 1470.7022 | 1470.7022 | 1782.6 | 2725138.2725 | 529452.8081 | 240165.6766 | 250561.4865 | 319730.668
8417 | 1627.259 | 169.317 | 169.317 | 164.8234 | 164.8234 | 1811.8 | 310114.0789 | 59336.4309 | 26915.6643 | 2680644.4197 | 31019.7675
8418 | 1365.124 | 0 | 0 | 0 | 0 | 1910.2 | 0 | 0 | 0 | 2502272.292 | 0
8419 | 1428 | 0 | 0 | 0 | 0 | 1922.5 | 0 | 0 | 0 | 4852344 | 0
8420 | 1173.6 | 0 | 0 | 0 | 0 | 1817.9 | 0 | 0 | 0 | 3987892.8 | 0
8421 | 1508 | 0 | 0 | 0 | 0 | 1713.75 | 0 | 0 | 0 | 5124184 | 0
8422 | 1451.2 | 305.874 | 305.874 | 297.7563 | 297.7563 | 1793.5 | 556460.9839 | 107192.2575 | 48623.599 | 3919401.7919 | 61486.6699
8423 | 1724 | 592 | 592 | 576.2886 | 576.2886 | 1706.1 | 1022195.6878 | 207463.9114 | 94107.9354 | 3899923.192 | 169371.2321
8424 | 1598.4 | 0 | 0 | 0 | 0 | 1612.6 | 0 | 0 | 0 | 2929867.2 | 0
8425 | 1463.2 | 0 | 0 | 0 | 0 | 1304.15 | 0 | 0 | 0 | 1741208 | 0
8426 | 1581.6 | 0 | 0 | 0 | 0 | 1278.55 | 0 | 0 | 0 | 1882104 | 0
8427 | 1542.4 | 0 | 0 | 0 | 0 | 1275.95 | 0 | 0 | 0 | 1835456 | 0
8428 | 1321.6 | 0 | 0 | 0 | 0 | 1333.1 | 0 | 0 | 0 | 1572704 | 0
8429 | 1266.4 | 0 | 0 | 0 | 0 | 1386.45 | 0 | 0 | 0 | 1507016 | 0
8430 | 1100 | 0 | 0 | 0 | 0 | 1301.65 | 0 | 0 | 0 | 1309000 | 0
8431 | 1120 | 202.464 | 202.464 | 197.0907 | 197.0907 | 1564.5 | 319963.3402 | 70952.6577 | 32184.9139 | 1691692.7179 | 85833.0067
8432 | 977.25 | 977.25 | 977.25 | 951.3143 | 951.3143 | 1720.55 | 1700383.4065 | 342473.1544 | 155349.6281 | 47540.1056 | 265844.7861
8433 | 1164.458 | 1361.791 | 1164.458 | 1325.6498 | 1164.458 | 1777.75 | 2157130.7685 | 419204.88 | 190155.9914 | 0 | 258800.7905
8434 | 1811.107 | 2237.512 | 1811.106 | 2178.1297 | 1811.107 | 1711.95 | 3241630.3688 | 651998.52 | 295753.7731 | 0 | 521689.3714
8435 | 1589.091 | 3039.138 | 1589.091 | 2958.4809 | 1589.091 | 1218.7 | 2027556.7404 | 572072.76 | 259498.5603 | 0 | 1241556.7983
8436 | 1463.659 | 2976.507 | 1463.659 | 2897.5121 | 1463.659 | 1051.85 | 1617275.8889 | 526917.24 | 239015.5147 | 0 | 1387768.2808
8437 | 1438.004 | 2646.76 | 1438.004 | 2576.5164 | 1438.004 | 1209.9 | 1826292.7845 | 517681.44 | 234826.0532 | 0 | 1136166.9604
8438 | 1439.024 | 2131.404 | 1439.024 | 2074.8377 | 1439.024 | 1229.9 | 1856596.3831 | 518048.64 | 234992.6192 | 0 | 1108192.3824
8439 | 1791.185 | 995.734 | 995.734 | 969.3078 | 969.3078 | 1364.75 | 1381598.3513 | 348950.7945 | 158287.9576 | 1506500.9764 | 615752.7561
8440 | 1612.223 | 593.388 | 593.388 | 577.6398 | 577.6398 | 1679.6 | 1009673.6258 | 207950.3301 | 94328.5803 | 1896390.9947 | 185075.7938
8441 | 1277.059 | 76.797 | 76.797 | 74.7588 | 74.7588 | 1765.9 | 137321.0563 | 26913.1858 | 12208.1201 | 2203816.1759 | 17501.0467
8442 | 1399.92 | 0 | 0 | 0 | 0 | 1814.75 | 0 | 0 | 0 | 2566053.36 | 0
8443 | 1373.6 | 0 | 0 | 0 | 0 | 1898.2 | 0 | 0 | 0 | 4667492.8 | 0
8444 | 1170.4 | 0 | 0 | 0 | 0 | 1793.6 | 0 | 0 | 0 | 3977019.2 | 0
8445 | 1194.4 | 0 | 0 | 0 | 0 | 1712.45 | 0 | 0 | 0 | 4058571.2 | 0
8446 | 1397.6 | 305.874 | 305.874 | 297.7563 | 297.7563 | 1728.35 | 537619.5719 | 107192.2575 | 48623.599 | 3737268.9919 | 80885.491
8447 | 1476 | 592 | 592 | 576.2886 | 576.2886 | 1642.2 | 988931.0722 | 207463.9114 | 94107.9354 | 3057219.192 | 206196.0764
8448 | 1419.2 | 0 | 0 | 0 | 0 | 1551.35 | 0 | 0 | 0 | 2601393.6 | 0
8449 | 1497.6 | 0 | 0 | 0 | 0 | 1476.85 | 0 | 0 | 0 | 1782144 | 0
8450 | 1310.4 | 0 | 0 | 0 | 0 | 1278.65 | 0 | 0 | 0 | 1559376 | 0
8451 | 1341.6 | 0 | 0 | 0 | 0 | 1276 | 0 | 0 | 0 | 1596504 | 0
8452 | 1416 | 0 | 0 | 0 | 0 | 1275.05 | 0 | 0 | 0 | 1685040 | 0
8453 | 957.6 | 0 | 0 | 0 | 0 | 1290.15 | 0 | 0 | 0 | 1139544 | 0
8454 | 1168 | 0 | 0 | 0 | 0 | 1575.7 | 0 | 0 | 0 | 1389920 | 0
8455 | 1116.8 | 216.451 | 216.451 | 210.7065 | 210.7065 | 1658.5 | 365917.4495 | 75854.343 | 34408.3728 | 1660869.37 | 71956.2726
8456 | 1100.114 | 1100.114 | 1100.114 | 1070.9176 | 1070.9176 | 1722.75 | 1936411.0126 | 385530.3267 | 174880.8399 | 53517.0485 | 296911.8974
8457 | 1505.134 | 1505.134 | 1505.134 | 1465.1886 | 1465.1886 | 1719 | 2649491.5509 | 527467.8831 | 239265.2925 | 73219.9839 | 411717.9865
8458 | 1372.623 | 2063.387 | 1372.624 | 2008.6258 | 1372.623 | 1619.25 | 2346224.3926 | 494144.28 | 224149.3359 | 0 | 522626.2072
8459 | 1730.814 | 2824.834 | 1730.814 | 2749.8644 | 1730.814 | 1331.8 | 2422414.7885 | 623093.04 | 282641.9262 | 0 | 1156529.9148
8460 | 1451.75 | 2792.212 | 1451.75 | 2718.1082 | 1451.75 | 1268.85 | 1937294.1383 | 522630 | 237070.775 | 0 | 1061447.0125
8461 | 1419.609 | 2027.681 | 1419.609 | 1973.8675 | 1419.609 | 1342 | 2001988.4028 | 511059.24 | 231822.1497 | 0 | 934102.722
8462 | 1566.858 | 2480.283 | 1566.858 | 2414.4576 | 1566.858 | 1333.7 | 2191997.3867 | 564068.88 | 255867.9114 | 0 | 1043997.4854
8463 | 1497.729 | 1867.403 | 1497.729 | 1817.8431 | 1497.729 | 1381.2 | 2167614.7878 | 539182.44 | 244579.1457 | 0 | 926794.7052
8464 | 1156.838 | 1305.206 | 1156.838 | 1270.5665 | 1156.838 | 1549.1 | 1869900.4032 | 416461.68 | 188911.6454 | 0 | 521618.2542
8465 | 1305.359 | 415.471 | 415.471 | 404.4446 | 404.4446 | 1765.9 | 744674.3781 | 145600.0654 | 66045.8075 | 1651376.0473 | 94680.487
8466 | 1419.829 | 0 | 0 | 0 | 0 | 1842.45 | 0 | 0 | 0 | 2602546.557 | 0
8467 | 1196 | 0 | 0 | 0 | 0 | 1922.5 | 0 | 0 | 0 | 4064008 | 0
8468 | 1183.2 | 0 | 0 | 0 | 0 | 1820.1 | 0 | 0 | 0 | 4020513.6 | 0
8469 | 1408.8 | 0 | 0 | 0 | 0 | 1798.2 | 0 | 0 | 0 | 4787102.4 | 0
8470 | 1412 | 305.874 | 305.874 | 297.7563 | 297.7563 | 1832.65 | 570661.1749 | 107192.2575 | 48623.599 | 3786200.1919 | 49829.5119
8471 | 1347.2 | 592 | 592 | 576.2886 | 576.2886 | 1722.75 | 1038144.2062 | 207463.9114 | 94107.9354 | 2619556.792 | 159776.0262
8472 | 1276 | 0 | 0 | 0 | 0 | 1705.5 | 0 | 0 | 0 | 2338908 | 0
8473 | 1184 | 0 | 0 | 0 | 0 | 1597.75 | 0 | 0 | 0 | 1408960 | 0
8474 | 1453.6 | 0 | 0 | 0 | 0 | 1529.05 | 0 | 0 | 0 | 1729784 | 0
8475 | 1312.8 | 0 | 0 | 0 | 0 | 1352.1 | 0 | 0 | 0 | 1562232 | 0
8476 | 1127.2 | 0 | 0 | 0 | 0 | 1308.1 | 0 | 0 | 0 | 1341368 | 0
8477 | 1457.6 | 0 | 0 | 0 | 0 | 1284.6 | 0 | 0 | 0 | 1734544 | 0
8478 | 1394.4 | 0 | 0 | 0 | 0 | 1529.25 | 0 | 0 | 0 | 1659336 | 0
8479 | 1288.8 | 65.296 | 65.296 | 63.5631 | 63.5631 | 1638.85 | 108671.8806 | 22882.7087 | 10379.8509 | 2245859.2748 | 22955.8063
8480 | 1161.104 | 554.651 | 554.651 | 539.9309 | 539.9309 | 1686.5 | 951140.3704 | 194375.1113 | 88170.7102 | 1138610.3568 | 169268.3261
8481 | 829.113 | 1041.629 | 829.113 | 1013.9847 | 829.113 | 1686.55 | 1462286.5517 | 298480.68 | 135394.1529 | 0 | 259885.4698
8482 | 1028.635 | 1609.467 | 1028.635 | 1566.7526 | 1028.635 | 1680.5 | 1808766.6191 | 370308.6 | 167976.0955 | 0 | 328648.8825
8483 | 1605.522 | 2971.272 | 1605.522 | 2892.4161 | 1605.522 | 1267.1 | 2127519.0986 | 577987.92 | 262181.7426 | 0 | 1176687.0738
8484 | 1388.834 | 3111.906 | 1388.834 | 3029.3177 | 1388.834 | 1051.85 | 1530440.9722 | 499980.24 | 226796.5922 | 0 | 1316822.9571
8485 | 1422.415 | 2590.216 | 1422.415 | 2521.4731 | 1422.415 | 1161.6 | 1725132.4304 | 512069.4 | 232280.3695 | 0 | 1192552.736
8486 | 1624.992 | 2624.636 | 1624.992 | 2554.9796 | 1624.992 | 1278.2 | 2170316.0868 | 584997.12 | 265361.1936 | 0 | 1172919.2256
8487 | 1558.054 | 1707.085 | 1558.054 | 1661.7799 | 1558.054 | 1364.75 | 2218724.8453 | 560899.44 | 254430.2182 | 0 | 989753.8035
8488 | 1796.174 | 267.117 | 267.117 | 260.0279 | 260.0279 | 1494.35 | 405724.9724 | 93610.0298 | 42462.5496 | 2815755.8738 | 131483.0876
8489 | 1733.951 | 204.013 | 204.013 | 198.5986 | 198.5986 | 1751.65 | 363511.9731 | 71495.4982 | 32431.1524 | 2814300.9378 | 49321.9638
8490 | 1379.821 | 0 | 0 | 0 | 0 | 1812.55 | 0 | 0 | 0 | 2529211.893 | 0
8491 | 1425.6 | 0 | 0 | 0 | 0 | 1922.5 | 0 | 0 | 0 | 4844188.8 | 0
8492 | 1449.6 | 0 | 0 | 0 | 0 | 1778.75 | 0 | 0 | 0 | 4925740.8 | 0
8493 | 1551.2 | 0 | 0 | 0 | 0 | 1772.2 | 0 | 0 | 0 | 5270977.6 | 0
8494 | 1432.8 | 305.874 | 305.874 | 297.7563 | 297.7563 | 1741.5 | 541447.0088 | 107192.2575 | 48623.599 | 3856878.5919 | 76969.996
8495 | 1576.8 | 592 | 592 | 576.2886 | 576.2886 | 1705.1 | 1025543.8308 | 207463.9114 | 94107.9354 | 3399737.592 | 169947.5207
8496 | 1746.4 | 0 | 0 | 0 | 0 | 1690.05 | 0 | 0 | 0 | 3201151.2 | 0
8497 | 704 | 0 | 0 | 0 | 0 | 1630.5 | 0 | 0 | 0 | 1290432 | 0
8498 | 883.2 | 0 | 0 | 0 | 0 | 1575.75 | 0 | 0 | 0 | 1618905.6 | 0
8499 | 1075.2 | 0 | 0 | 0 | 0 | 1395.9 | 0 | 0 | 0 | 1970841.6 | 0
8500 | 876.8 | 0 | 0 | 0 | 0 | 1293.1 | 0 | 0 | 0 | 1607174.4 | 0
8501 | 927.2 | 0 | 0 | 0 | 0 | 1284.6 | 0 | 0 | 0 | 1699557.6 | 0
8502 | 720.8 | 0 | 0 | 0 | 0 | 1443.5 | 0 | 0 | 0 | 1321226.4 | 0
8503 | 638.4 | 150.112 | 150.112 | 146.1281 | 146.1281 | 1643.95 | 250677.2835 | 52606.1194 | 23862.7203 | 902334.3756 | 52028.9133
8504 | 622.722 | 622.722 | 622.722 | 606.1953 | 606.1953 | 1687.8 | 1067283.3037 | 218230.3071 | 98991.6921 | 30293.4455 | 189254.1719
8505 | 603.316 | 1939.202 | 603.316 | 1887.7366 | 603.316 | 1541.95 | 969038.4496 | 217193.76 | 98521.5028 | 0 | 276348.8938
8506 | 1098.458 | 3255.667 | 1098.458 | 3169.2634 | 1098.458 | 1326.85 | 1519081.1147 | 395444.88 | 179378.1914 | 0 | 739427.0027
8507 | 979.053 | 3280.947 | 979.053 | 3193.8725 | 979.053 | 1127.25 | 1155785.5117 | 352459.08 | 159879.3549 | 0 | 854468.5058
8508 | 716.923 | 3386.997 | 716.923 | 3297.1079 | 716.923 | 1051.85 | 793756.0417 | 258092.28 | 117073.5259 | 0 | 679750.5425
8509 | 680.172 | 3269.079 | 680.172 | 3182.3194 | 680.172 | 1095.55 | 781569.1301 | 244861.92 | 111072.0876 | 0 | 615181.5654
8510 | 780.334 | 2894.672 | 780.334 | 2817.849 | 780.334 | 1104.35 | 901687.352 | 280920.24 | 127428.5422 | 0 | 698906.1471
8511 | 882.579 | 2174.164 | 882.579 | 2116.4629 | 882.579 | 1294.9 | 1191246.6832 | 317728.44 | 144125.1507 | 0 | 622306.4529
8512 | 842.753 | 2004.903 | 842.753 | 1951.694 | 842.753 | 1392.4 | 1218303.2572 | 303391.08 | 137621.5649 | 0 | 512056.7228
8513 | 490.41 | 855.816 | 490.41 | 833.1031 | 490.41 | 1751.65 | 896433.5396 | 176547.6 | 80083.953 | 0 | 121793.3235
8514 | 678.563 | 0 | 0 | 0 | 0 | 1877.4 | 0 | 0 | 0 | 1243805.979 | 0
8515 | 853.6 | 0 | 0 | 0 | 0 | 1922.5 | 0 | 0 | 0 | 1564648.8 | 0
8516 | 705.6 | 0 | 0 | 0 | 0 | 1830.75 | 0 | 0 | 0 | 1293364.8 | 0
8517 | 828.8 | 0 | 0 | 0 | 0 | 1798.5 | 0 | 0 | 0 | 1519190.4 | 0
8518 | 820 | 0 | 0 | 0 | 0 | 1832.65 | 0 | 0 | 0 | 1503060 | 0
8519 | 755.2 | 0 | 0 | 0 | 0 | 1772.55 | 0 | 0 | 0 | 1384281.6 | 0
8520 | 697.6 | 305.874 | 305.874 | 297.7563 | 297.7563 | 1705.5 | 526812.0983 | 107192.2575 | 48623.599 | 732913.5556 | 87689.2217
8521 | 1381.6 | 0 | 0 | 0 | 0 | 1669.3 | 0 | 0 | 0 | 1644104 | 0
8522 | 1472 | 0 | 0 | 0 | 0 | 1608.85 | 0 | 0 | 0 | 1751680 | 0
8523 | 1526.4 | 0 | 0 | 0 | 0 | 1665.05 | 0 | 0 | 0 | 1816416 | 0
8524 | 1505.6 | 0 | 0 | 0 | 0 | 1667.05 | 0 | 0 | 0 | 1791664 | 0
8525 | 1336.8 | 0 | 0 | 0 | 0 | 1669.35 | 0 | 0 | 0 | 1590792 | 0
8526 | 1504 | 0 | 0 | 0 | 0 | 1676.2 | 0 | 0 | 0 | 1789760 | 0
8527 | 1156.8 | 629.159 | 629.159 | 612.4615 | 612.4615 | 1686.55 | 1080025.9103 | 220486.1267 | 100014.9569 | 997772.5381 | 191976.0456
8528 | 151.282 | 151.282 | 151.282 | 147.2671 | 147.2671 | 1763.4 | 271571.9258 | 53016.1409 | 24048.7106 | 7359.3883 | 34843.386
8529 | 203.767 | 647.753 | 203.767 | 630.562 | 203.767 | 1845.4 | 393246.4361 | 73356.12 | 33275.1511 | 0 | 31502.3782
8530 | 271.406 | 1795.056 | 271.406 | 1747.4162 | 271.406 | 1753.75 | 499123.717 | 97706.16 | 44320.5998 | 0 | 66833.7275
8531 | 225.678 | 2785.94 | 225.678 | 2712.0027 | 225.678 | 1345.8 | 318594.9479 | 81244.08 | 36853.2174 | 0 | 147638.5476
8532 | 210.894 | 2794.539 | 210.894 | 2720.3735 | 210.894 | 1243.25 | 275586.7908 | 75921.84 | 34438.9902 | 0 | 159594.0345
8533 | 235.761 | 2236.89 | 235.761 | 2177.5242 | 235.761 | 1201.9 | 297667.593 | 84873.96 | 38499.7713 | 0 | 188160.8541
8534 | 236.032 | 1468.73 | 236.032 | 1429.7507 | 236.032 | 1312.8 | 323893.3694 | 84971.52 | 38544.0256 | 0 | 162201.1904
8535 | 258.885 | 1098.736 | 258.885 | 1069.5761 | 258.885 | 1707.4 | 461888.8912 | 93198.6 | 42275.9205 | 0 | 75749.751
8536 | 263.906 | 537.356 | 263.906 | 523.0949 | 263.906 | 1826.7 | 500119.2511 | 95006.16 | 43095.8498 | 0 | 45734.9098
8537 | 505.286 | 235.965 | 235.965 | 229.7026 | 229.7026 | 1840.9 | 439008.847 | 82692.9423 | 37510.4374 | 505144.3401 | 36545.6865
8538 | 457.786 | 0 | 0 | 0 | 0 | 1886.5 | 0 | 0 | 0 | 839121.738 | 0
8539 | 296 | 0 | 0 | 0 | 0 | 1889.15 | 0 | 0 | 0 | 1005808 | 0
8540 | 264.8 | 138.674 | 138.674 | 134.9937 | 134.9937 | 1785.65 | 251720.9763 | 48597.7204 | 22044.4659 | 441081.9174 | 28935.8927
8541 | 239.2 | 239.2 | 239.2 | 232.8518 | 232.8518 | 1770.95 | 428756.9513 | 83826.6345 | 38024.6928 | 21571.3114 | 53334.6962
8542 | 282.4 | 282.4 | 282.4 | 274.9053 | 274.9053 | 1818.05 | 518615.254 | 98965.8929 | 44892.0286 | 25467.1335 | 50019.0117
8543 | 237.6 | 237.6 | 237.6 | 231.2942 | 231.2942 | 1762.9 | 423167.9007 | 83265.9212 | 37770.347 | 21427.0217 | 54839.8609
8544 | 223.2 | 0 | 0 | 0 | 0 | 1683.5 | 0 | 0 | 0 | 409125.6 | 0
8545 | 259.2 | 0 | 0 | 0 | 0 | 1421.9 | 0 | 0 | 0 | 308448 | 0
8546 | 218.4 | 0 | 0 | 0 | 0 | 1585.75 | 0 | 0 | 0 | 259896 | 0
8547 | 200 | 0 | 0 | 0 | 0 | 1582.05 | 0 | 0 | 0 | 238000 | 0
8548 | 210.4 | 0 | 0 | 0 | 0 | 1566.5 | 0 | 0 | 0 | 250376 | 0
8549 | 123.2 | 0 | 0 | 0 | 0 | 1519.9 | 0 | 0 | 0 | 146608 | 0
8550 | 180 | 0 | 0 | 0 | 0 | 1582.05 | 0 | 0 | 0 | 214200 | 0
8551 | 153.6 | 75.028 | 75.028 | 73.0368 | 73.0368 | 1598 | 122333.8603 | 26293.2472 | 11926.9091 | 147672.3497 | 29360.7927
8552 | 243.992 | 243.992 | 243.992 | 237.5166 | 237.5166 | 1592.7 | 396009.8436 | 85505.9707 | 38786.4584 | 11869.4351 | 96740.5052
8553 | 437.884 | 1026.036 | 437.883 | 998.8056 | 437.884 | 1409.85 | 646187.3285 | 157638.24 | 71506.4572 | 0 | 258417.2426
8554 | 969.506 | 1929.498 | 969.506 | 1878.2902 | 969.506 | 1304.25 | 1321217.5448 | 349022.16 | 158320.3298 | 0 | 674533.7995
8555 | 1470.638 | 2289.315 | 1470.638 | 2228.5578 | 1470.638 | 1306.4 | 2005761.7476 | 529429.68 | 240155.1854 | 0 | 1020034.5168
8556 | 1520.337 | 2758.733 | 1520.337 | 2685.5177 | 1520.337 | 1300.7 | 2066124.9501 | 547321.32 | 248271.0321 | 0 | 1063171.6641
8557 | 1436.091 | 2774.692 | 1436.091 | 2701.0532 | 1436.091 | 1188.6 | 1785141.7975 | 516992.76 | 234513.6603 | 0 | 1165244.2374
8558 | 1653.246 | 2170.557 | 1653.246 | 2112.9516 | 1653.246 | 1187.15 | 2046739.6854 | 595168.56 | 269975.0718 | 0 | 1343841.0111
8559 | 1597.991 | 1846.941 | 1597.991 | 1797.9242 | 1597.991 | 1259.6 | 2097440.9242 | 575276.76 | 260951.9303 | 0 | 1183152.5364
8560 | 1630.98 | 293.304 | 293.304 | 285.5199 | 285.5199 | 1313.5 | 390930.694 | 102787.1538 | 46625.3951 | 2466228.4151 | 196009.3919
8561 | 1716.665 | 568.48 | 568.48 | 553.3929 | 553.3929 | 1560 | 897513.779 | 199221.4263 | 90369.0525 | 2132277.8496 | 243492.8543
8562 | 1572.735 | 0 | 0 | 0 | 0 | 1707.15 | 0 | 0 | 0 | 2882823.255 | 0
8563 | 1589.6 | 0 | 0 | 0 | 0 | 1818.45 | 0 | 0 | 0 | 5401460.8 | 0
8564 | 1557.6 | 0 | 0 | 0 | 0 | 1716.35 | 0 | 0 | 0 | 5292724.8 | 0
8565 | 1602.4 | 0 | 0 | 0 | 0 | 1711.6 | 0 | 0 | 0 | 5444955.2 | 0
8566 | 1444 | 305.874 | 305.874 | 297.7563 | 297.7563 | 1655.15 | 515104.3994 | 107192.2575 | 48623.599 | 3894936.1919 | 102681.25
8567 | 1375.2 | 592 | 592 | 576.2886 | 576.2886 | 1485.4 | 894779.658 | 207463.9114 | 94107.9354 | 2714700.792 | 296558.1356
8568 | 1093.6 | 0 | 0 | 0 | 0 | 1275.55 | 0 | 0 | 0 | 2004568.8 | 0
8569 | 1228 | 0 | 0 | 0 | 0 | 1463.7 | 0 | 0 | 0 | 1461320 | 0
8570 | 1288 | 0 | 0 | 0 | 0 | 1254.75 | 0 | 0 | 0 | 1532720 | 0
8571 | 1141.6 | 0 | 0 | 0 | 0 | 1242.6 | 0 | 0 | 0 | 1358504 | 0
8572 | 1294.4 | 0 | 0 | 0 | 0 | 1241.15 | 0 | 0 | 0 | 1540336 | 0
8573 | 1065.6 | 0 | 0 | 0 | 0 | 1259.55 | 0 | 0 | 0 | 1268064 | 0
8574 | 829.6 | 0 | 0 | 0 | 0 | 1432.15 | 0 | 0 | 0 | 987224 | 0
8575 | 1029.6 | 204.718 | 204.718 | 199.2849 | 199.2849 | 1658.5 | 345301.0696 | 71742.5625 | 32543.2235 | 1521967.5858 | 68055.7919
8576 | 822.307 | 822.307 | 822.307 | 800.4834 | 800.4834 | 1785.4 | 1493038.3497 | 288174.0314 | 130718.9426 | 40002.6212 | 171783.742
8577 | 592.193 | 1908.337 | 592.193 | 1857.6908 | 592.193 | 1831.75 | 1134483.3576 | 213189.48 | 96705.1169 | 0 | 99636.4723
8578 | 240.544 | 3160.38 | 240.544 | 3076.5052 | 240.544 | 1717.15 | 433273.5218 | 86595.84 | 39280.8352 | 0 | 68037.8704
8579 | 160.732 | 2727.203 | 160.732 | 2654.8245 | 160.732 | 1229.9 | 207533.3461 | 57863.52 | 26247.5356 | 0 | 123779.7132
8580 | 234.455 | 2593.963 | 234.455 | 2525.1206 | 234.455 | 1197.75 | 295079.4421 | 84403.8 | 38286.5015 | 0 | 188091.5237
8581 | 799.112 | 3376.763 | 799.112 | 3287.1456 | 799.112 | 1196.25 | 1001690.525 | 287680.32 | 130494.9896 | 0 | 642286.27
8582 | 1280.093 | 2723.033 | 1280.093 | 2650.7652 | 1280.093 | 1345.15 | 1793425.2645 | 460833.48 | 209039.1869 | 0 | 838268.901
8583 | 1234.242 | 1869.476 | 1234.242 | 1819.8611 | 1234.242 | 1738.5 | 2234385.5877 | 444327.12 | 201551.7186 | 0 | 322754.283
8584 | 1396.75 | 891.127 | 891.127 | 867.477 | 867.477 | 1849.05 | 1671878.541 | 312291.7111 | 141658.9901 | 970157.4544 | 130945.6494
8585 | 1167.432 | 439.714 | 439.714 | 428.0442 | 428.0442 | 1902.95 | 849219.9107 | 154095.9229 | 69899.6228 | 1355297.7821 | 41541.6925
8586 | 1508.661 | 4.796 | 4.796 | 4.6687 | 4.6687 | 1916.55 | 9347.0677 | 1680.738 | 762.4014 | 2756817.8552 | 389.6044
8587 | 1127.2 | 0 | 0 | 0 | 0 | 1928.2 | 0 | 0 | 0 | 3830225.6 | 0
8588 | 1019.2 | 0 | 0 | 0 | 0 | 1869.9 | 0 | 0 | 0 | 3463241.6 | 0
8589 | 1018.4 | 0 | 0 | 0 | 0 | 1811.35 | 0 | 0 | 0 | 3460523.2 | 0
8590 | 1072 | 305.874 | 305.874 | 297.7563 | 297.7563 | 1832.65 | 570415.8199 | 107192.2575 | 48623.599 | 2630880.1919 | 49829.5119
8591 | 1246.4 | 592 | 592 | 576.2886 | 576.2886 | 1772.55 | 1067394.3786 | 207463.9114 | 94107.9354 | 2277038.392 | 131076.8518
8592 | 1248 | 0 | 0 | 0 | 0 | 1705.5 | 0 | 0 | 0 | 2287584 | 0
8593 | 1350.4 | 0 | 0 | 0 | 0 | 1680 | 0 | 0 | 0 | 1606976 | 0
8594 | 1180.8 | 0 | 0 | 0 | 0 | 1669.05 | 0 | 0 | 0 | 1405152 | 0
8595 | 1263.2 | 0 | 0 | 0 | 0 | 1667.7 | 0 | 0 | 0 | 1503208 | 0
8596 | 924 | 0 | 0 | 0 | 0 | 1666.75 | 0 | 0 | 0 | 1099560 | 0
8597 | 1158.4 | 0 | 0 | 0 | 0 | 1666.95 | 0 | 0 | 0 | 1378496 | 0
8598 | 944.8 | 0 | 0 | 0 | 0 | 1675 | 0 | 0 | 0 | 1124312 | 0
8599 | 1162.4 | 181.895 | 181.895 | 177.0676 | 177.0676 | 1716.95 | 315548.1502 | 63744.3381 | 28915.14 | 1806114.2785 | 50118.9858
8600 | 1102.325 | 1102.325 | 1102.325 | 1073.0699 | 1073.0699 | 1775.95 | 1976130.1205 | 386305.1624 | 175232.3139 | 53624.6067 | 240421.3101
8601 | 1299.188 | 1299.188 | 1299.188 | 1264.7083 | 1264.7083 | 1856.05 | 2439114.9961 | 455294.9731 | 206526.8587 | 63201.3657 | 182054.7538
8602 | 1255.151 | 2182.485 | 1255.151 | 2124.563 | 1255.151 | 1825.4 | 2384254.1776 | 451854.36 | 204966.1583 | 0 | 219149.3646
8603 | 1741.645 | 2643.142 | 1741.645 | 2572.9945 | 1741.645 | 1645.9 | 2998172.6757 | 626992.2 | 284410.6285 | 0 | 616716.4945
8604 | 1714.976 | 3050.357 | 1714.976 | 2969.4022 | 1714.976 | 1348 | 2418674.071 | 617391.36 | 280055.5808 | 0 | 1118164.352
8605 | 1914.011 | 3876.549 | 1914.011 | 3773.6675 | 1914.011 | 1298.7 | 2589375.0556 | 689043.96 | 312557.9963 | 0 | 1342295.9143
8606 | 1870.71 | 2687.892 | 1870.71 | 2616.5568 | 1870.71 | 1493.7 | 2905622.328 | 673455.6 | 305486.943 | 0 | 947140.473
8607 | 1783.81 | 1863.497 | 1783.81 | 1814.0408 | 1783.81 | 1827.15 | 3392938.7686 | 642171.6 | 291296.173 | 0 | 308331.5585
8608 | 2019.637 | 1440.65 | 1440.65 | 1402.4159 | 1402.4159 | 1849.05 | 2685787.288 | 504869.7364 | 229014.5221 | 1131366.2133 | 211694.6853
8609 | 1410.31 | 264.288 | 264.288 | 257.2739 | 257.2739 | 1902.95 | 510398.0028 | 92618.6186 | 42012.8345 | 2113515.097 | 24968.4359
8610 | 1651.085 | 0 | 0 | 0 | 0 | 1922.25 | 0 | 0 | 0 | 3026438.805 | 0
8611 | 1632 | 0 | 0 | 0 | 0 | 1933.9 | 0 | 0 | 0 | 5545536 | 0
8612 | 1364.8 | 0 | 0 | 0 | 0 | 1875.6 | 0 | 0 | 0 | 4637590.4 | 0
8613 | 1691.2 | 0 | 0 | 0 | 0 | 1811.35 | 0 | 0 | 0 | 5746697.6 | 0
8614 | 1349.6 | 305.874 | 305.874 | 297.7563 | 297.7563 | 1832.65 | 566680.7252 | 107192.2575 | 48623.599 | 3574164.9919 | 49829.5119
8615 | 1433.6 | 592 | 592 | 576.2886 | 576.2886 | 1811.7 | 1088112.3037 | 207463.9114 | 94107.9354 | 2913143.992 | 108515.1514
8616 | 1556 | 0 | 0 | 0 | 0 | 1757.5 | 0 | 0 | 0 | 2852148 | 0
8617 | 1457.6 | 0 | 0 | 0 | 0 | 1677.8 | 0 | 0 | 0 | 1734544 | 0
8618 | 1494.4 | 0 | 0 | 0 | 0 | 1669.05 | 0 | 0 | 0 | 1778336 | 0
8619 | 1759.2 | 0 | 0 | 0 | 0 | 1633.65 | 0 | 0 | 0 | 2093448 | 0
8620 | 1729.6 | 0 | 0 | 0 | 0 | 1632.7 | 0 | 0 | 0 | 2058224 | 0
8621 | 1414.4 | 0 | 0 | 0 | 0 | 1668.25 | 0 | 0 | 0 | 1683136 | 0
8622 | 1408.8 | 0 | 0 | 0 | 0 | 1688.15 | 0 | 0 | 0 | 1676472 | 0
8623 | 1471.2 | 153.516 | 153.516 | 149.4418 | 149.4418 | 1756.1 | 273671.5939 | 53799.0369 | 24403.8409 | 2422782.8373 | 36448.8475
8624 | 1645.752 | 1053.27 | 1053.27 | 1025.3168 | 1025.3168 | 1824.55 | 1948656.6102 | 369114.0438 | 167434.2315 | 1137257.7429 | 179891.8305
8625 | 1196.191 | 1427.183 | 1196.191 | 1389.3063 | 1196.191 | 1856.05 | 2313766.71 | 430628.76 | 195337.9903 | 0 | 172191.6944
8626 | 1139.333 | 2073.965 | 1139.333 | 2018.9231 | 1139.333 | 1864.55 | 2219341.7093 | 410159.88 | 186053.0789 | 0 | 154322.6548
8627 | 1201.095 | 2924.359 | 1201.095 | 2846.7481 | 1201.095 | 1569.95 | 1974935.1131 | 432394.2 | 196138.8135 | 0 | 516530.9047
8628 | 1464.687 | 3185.919 | 1464.687 | 3101.3664 | 1464.687 | 1322.45 | 2033026.9997 | 527287.32 | 239183.3871 | 0 | 992398.6769
8629 | 1491.287 | 2182.78 | 1491.287 | 2124.8502 | 1491.287 | 1029.5 | 1606595.5865 | 536863.32 | 243527.1671 | 0 | 1447294.0335
8630 | 1221.935 | 2631.978 | 1221.935 | 2562.1267 | 1221.935 | 1471.55 | 1871862.9671 | 439896.6 | 199541.9855 | 0 | 645731.5508
8631 | 1440.758 | 1440.758 | 1440.758 | 1402.5211 | 1402.5211 | 1837.8 | 2687363.3967 | 504907.5845 | 229031.6904 | 70088.2961 | 227488.9172
8632 | 1143.128 | 1626.185 | 1143.129 | 1583.0269 | 1143.128 | 1888.2 | 2247744.5114 | 411526.08 | 186672.8024 | 0 | 127801.7104
8633 | 1279.819 | 655.376 | 655.376 | 637.9827 | 637.9827 | 1908.65 | 1268529.0132 | 229673.7642 | 104182.5714 | 1176485.9778 | 58279.7177
8634 | 1197.79 | 5.894 | 5.894 | 5.7376 | 5.7376 | 1922.25 | 11509.1434 | 2065.5275 | 936.9462 | 2185032.0924 | 446.0966
8635 | 973.6 | 0 | 0 | 0 | 0 | 1922.5 | 0 | 0 | 0 | 3308292.8 | 0
8636 | 1392 | 0 | 0 | 0 | 0 | 1869.9 | 0 | 0 | 0 | 4730016 | 0
8637 | 827.2 | 0 | 0 | 0 | 0 | 1850.5 | 0 | 0 | 0 | 2810825.6 | 0
8638 | 1307.2 | 305.874 | 305.874 | 297.7563 | 297.7563 | 1844.05 | 573522.4007 | 107192.2575 | 48623.599 | 3430089.7919 | 46435.0904
8639 | 978.4 | 592 | 592 | 576.2886 | 576.2886 | 1823.1 | 1098607.9599 | 207463.9114 | 94107.9354 | 1366374.392 | 101945.4609
8640 | 1164.8 | 0 | 0 | 0 | 0 | 1796.65 | 0 | 0 | 0 | 2135078.4 | 0
8641 | 1192 | 0 | 0 | 0 | 0 | 1677.8 | 0 | 0 | 0 | 1418480 | 0
8642 | 1257.6 | 0 | 0 | 0 | 0 | 1670.35 | 0 | 0 | 0 | 1496544 | 0
8643 | 1376.8 | 0 | 0 | 0 | 0 | 1667.4 | 0 | 0 | 0 | 1638392 | 0
8644 | 1199.2 | 0 | 0 | 0 | 0 | 1665.45 | 0 | 0 | 0 | 1427048 | 0
8645 | 1092.8 | 0 | 0 | 0 | 0 | 1668.25 | 0 | 0 | 0 | 1300432 | 0
8646 | 1172.8 | 0 | 0 | 0 | 0 | 1701 | 0 | 0 | 0 | 1395632 | 0
8647 | 1270.4 | 151.56 | 151.56 | 147.5377 | 147.5377 | 1795.25 | 275588.8659 | 53113.5649 | 24092.9032 | 2058206.6321 | 30208.34
8648 | 1082.229 | 1082.229 | 1082.229 | 1053.5072 | 1053.5072 | 1824.55 | 2000664.0835 | 379262.6036 | 172037.731 | 52647.0001 | 184837.8439
8649 | 1267.43 | 1667.566 | 1267.43 | 1623.3097 | 1267.43 | 1856.05 | 2449196.0806 | 456274.8 | 206971.319 | 0 | 182446.5485
8650 | 1460.39 | 2694.73 | 1460.39 | 2623.2133 | 1460.39 | 1864.55 | 2850572.836 | 525740.4 | 238481.687 | 0 | 197809.8255
8651 | 1254.555 | 3024.57 | 1254.555 | 2944.2996 | 1254.555 | 1760.4 | 2317283.8237 | 451639.8 | 204868.8315 | 0 | 300591.378
8652 | 1447.708 | 3593.315 | 1447.708 | 3497.9504 | 1447.708 | 1504.05 | 2288282.15 | 521174.88 | 236410.7164 | 0 | 717990.7826
8653 | 1292.068 | 2864.473 | 1292.068 | 2788.4514 | 1292.068 | 1203.3 | 1636949.1732 | 465144.48 | 210994.7044 | 0 | 1029390.5756
8654 | 1332.407 | 2634.988 | 1332.407 | 2565.0569 | 1332.407 | 1543.7 | 2157907.7777 | 479666.52 | 217582.0631 | 0 | 607977.3141
8655 | 1699.676 | 2085.51 | 1699.676 | 2030.1617 | 1699.676 | 1876.95 | 3317870.4775 | 611883.36 | 277557.0908 | 0 | 209145.1318
8656 | 1738.895 | 1645.649 | 1645.649 | 1601.9744 | 1601.9744 | 1893.9 | 3175807.5364 | 576710.7742 | 261602.4151 | 250975.5099 | 169969.4809
8657 | 1656.8 | 649.605 | 649.605 | 632.3648 | 632.3648 | 1902.95 | 1260189.3112 | 227651.3415 | 103265.178 | 1877789.653 | 61371.0075
8658 | 1844.457 | 10.222 | 10.222 | 9.9507 | 9.9507 | 1916.55 | 20014.7374 | 3582.2569 | 1624.9515 | 3362650.0228 | 830.3871
8659 | 1589.6 | 0 | 0 | 0 | 0 | 1922.5 | 0 | 0 | 0 | 5401460.8 | 0
8660 | 1539.2 | 0 | 0 | 0 | 0 | 1869.9 | 0 | 0 | 0 | 5230201.6 | 0
8661 | 1721.6 | 0 | 0 | 0 | 0 | 1811.35 | 0 | 0 | 0 | 5849996.8 | 0
8662 | 1580 | 305.874 | 305.874 | 297.7563 | 297.7563 | 1832.65 | 572232.2144 | 107192.2575 | 48623.599 | 4357064.1919 | 49829.5119
8663 | 1633.6 | 592 | 592 | 576.2886 | 576.2886 | 1811.7 | 1097052.8759 | 207463.9114 | 94107.9354 | 3592743.992 | 108515.1514
8664 | 1402.4 | 0 | 0 | 0 | 0 | 1796.65 | 0 | 0 | 0 | 2570599.2 | 0
8665 | 1166.4 | 0 | 0 | 0 | 0 | 1527.55 | 0 | 0 | 0 | 2138011.2 | 0
8666 | 950.4 | 0 | 0 | 0 | 0 | 1451.3 | 0 | 0 | 0 | 1742083.2 | 0
8667 | 1228.8 | 0 | 0 | 0 | 0 | 1239.5 | 0 | 0 | 0 | 2252390.4 | 0
8668 | 1433.6 | 0 | 0 | 0 | 0 | 1238.55 | 0 | 0 | 0 | 2627788.8 | 0
8669 | 1112.8 | 0 | 0 | 0 | 0 | 1276.55 | 0 | 0 | 0 | 2039762.4 | 0
8670 | 1390.4 | 0 | 0 | 0 | 0 | 1385.45 | 0 | 0 | 0 | 2548603.2 | 0
8671 | 1300 | 126.292 | 126.292 | 122.9403 | 122.9403 | 1602.25 | 207094.0457 | 44258.5005 | 20076.1476 | 2157550.4683 | 48899.496
8672 | 1239.89 | 974.027 | 974.027 | 948.1769 | 948.1769 | 1715.45 | 1708244.2601 | 341343.6676 | 154837.2803 | 534710.1959 | 269803.7239
8673 | 1372.872 | 1372.872 | 1372.872 | 1336.4367 | 1336.4367 | 1816.9 | 2556678.5371 | 481117.2212 | 218240.1173 | 66785.8581 | 244701.5644
8674 | 1438.053 | 2594.566 | 1438.053 | 2525.7076 | 1438.053 | 1825.4 | 2763246.4014 | 517699.08 | 234834.0549 | 0 | 251084.0538
8675 | 1474.877 | 3137.411 | 1474.877 | 3054.1458 | 1474.877 | 1475.65 | 2292005.0482 | 530955.72 | 240847.4141 | 0 | 773351.7549
8676 | 1655.249 | 3258.53 | 1655.249 | 3172.0504 | 1655.249 | 1466.3 | 2551443.2257 | 595889.64 | 270302.1617 | 0 | 883406.3913
8677 | 1465.832 | 3688.286 | 1465.832 | 3590.4009 | 1465.832 | 1308.7 | 2016461.1404 | 527699.52 | 239370.3656 | 0 | 1013329.6616
8678 | 1372.877 | 3442.053 | 1372.877 | 3350.7028 | 1372.877 | 1591 | 2303860.6015 | 494235.72 | 224190.8141 | 0 | 561506.693
8679 | 1501.38 | 2502.621 | 1501.38 | 2436.2028 | 1501.38 | 1876.95 | 2972445.7375 | 540496.8 | 245175.354 | 0 | 184744.809
8680 | 1727.807 | 1400.972 | 1400.972 | 1363.791 | 1363.791 | 1899.6 | 2730875.9897 | 490964.7481 | 222707.0649 | 667241.3887 | 136924.6131
8681 | 1880.42 | 804.327 | 804.327 | 782.9806 | 782.9806 | 1908.65 | 1575084.2721 | 281873.016 | 127860.732 | 2011606.4204 | 71525.2778
8682 | 1581.08 | 12.955 | 12.955 | 12.6112 | 12.6112 | 1922.25 | 25604.2831 | 4540.0253 | 2059.4059 | 2875003.3446 | 980.5194
8683 | 1718.4 | 0 | 0 | 0 | 0 | 1933.9 | 0 | 0 | 0 | 3149827.2 | 0
8684 | 1398.4 | 0 | 0 | 0 | 0 | 1830.75 | 0 | 0 | 0 | 2563267.2 | 0
8685 | 1615.2 | 0 | 0 | 0 | 0 | 1745.2 | 0 | 0 | 0 | 2960661.6 | 0
8686 | 1388 | 0 | 0 | 0 | 0 | 1832.65 | 0 | 0 | 0 | 2544204 | 0
8687 | 1260 | 0 | 0 | 0 | 0 | 1811.7 | 0 | 0 | 0 | 2309580 | 0
8688 | 1138.4 | 273.25 | 273.25 | 265.9981 | 265.9981 | 1739.55 | 489007.8442 | 95759.3138 | 43437.4887 | 1599112.6938 | 69279.2036
8689 | 1516 | 0 | 0 | 0 | 0 | 1361.3 | 0 | 0 | 0 | 1804040 | 0
8690 | 1427.2 | 0 | 0 | 0 | 0 | 1439.25 | 0 | 0 | 0 | 1698368 | 0
8691 | 1350.4 | 0 | 0 | 0 | 0 | 1279.7 | 0 | 0 | 0 | 1606976 | 0
8692 | 1424.8 | 0 | 0 | 0 | 0 | 1267.45 | 0 | 0 | 0 | 1695512 | 0
8693 | 1365.6 | 0 | 0 | 0 | 0 | 1206.35 | 0 | 0 | 0 | 1625064 | 0
8694 | 1286.4 | 0 | 0 | 0 | 0 | 1274.3 | 0 | 0 | 0 | 1530816 | 0
8695 | 1076.8 | 679.521 | 679.521 | 661.4869 | 661.4869 | 1294.8 | 905184.1686 | 238135.2779 | 108020.808 | 761268.9433 | 466480.55
8696 | 900.697 | 900.697 | 900.697 | 876.793 | 876.793 | 1319.65 | 1221493.7209 | 315645.4774 | 143180.2957 | 43816.0455 | 596526.1125
8697 | 1097.2 | 1284.763 | 1097.2 | 1250.6661 | 1097.2 | 1397.75 | 1621924.5569 | 394992 | 179172.76 | 0 | 660788.7
8698 | 1366.655 | 2649.416 | 1366.655 | 2579.1019 | 1366.655 | 1320.9 | 1910150.5795 | 491995.8 | 223174.7615 | 0 | 928095.4105
8699 | 1227.291 | 3241.083 | 1227.291 | 3155.0664 | 1227.291 | 705.55 | 916822.5502 | 441824.76 | 200416.6203 | 0 | 1588666.835
8700 | 1383.572 | 3797.379 | 1383.572 | 3696.5986 | 1383.572 | 697.35 | 1017707.0708 | 498085.92 | 225937.3076 | 0 | 1802310.0658
8701 | 1468.257 | 3159.422 | 1468.257 | 3075.5727 | 1468.257 | 325.8 | 502573.0565 | 528572.52 | 239766.3681 | 0 | 2458155.8694
8702 | 1027.48 | 2612.666 | 1027.48 | 2543.3273 | 1027.48 | 694.95 | 753253.2845 | 369892.8 | 167787.484 | 0 | 1340912.774
8703 | 1438.064 | 1438.064 | 1438.064 | 1399.8986 | 1399.8986 | 1237.5 | 1829300.8445 | 503963.4835 | 228603.4357 | 69957.2416 | 1067422.6561
8704 | 621.669 | 787.027 | 621.669 | 766.1397 | 621.669 | 1287.55 | 844508.8231 | 223800.84 | 101518.5477 | 0 | 442908.0791
8705 | 592.386 | 453.295 | 453.295 | 441.2648 | 441.2648 | 1496.15 | 695207.9308 | 158855.3272 | 72058.5415 | 277005.1636 | 222331.2684
8706 | 255.342 | 0 | 0 | 0 | 0 | 1646.4 | 0 | 0 | 0 | 468041.886 | 0
8707 | 254.4 | 94.674 | 94.674 | 92.1614 | 92.1614 | 1700.95 | 165299.8149 | 33178.1053 | 15049.9572 | 551286.7504 | 27560.8678
8708 | 272 | 272 | 272 | 264.7813 | 264.7813 | 1282.15 | 358501.5126 | 95321.2566 | 43238.7811 | 24529.2504 | 190073.2334
8709 | 180 | 180 | 180 | 175.2229 | 175.2229 | 1244.45 | 229501.9586 | 63080.2433 | 28613.8993 | 16232.5922 | 132389.6607
8710 | 245.6 | 245.6 | 245.6 | 239.0819 | 239.0819 | 1413.25 | 354744.5098 | 86069.4876 | 39042.0759 | 22148.4702 | 140281.3106
8711 | 105.6 | 105.6 | 105.6 | 102.7974 | 102.7974 | 1179.55 | 127944.7372 | 37007.0761 | 16786.8209 | 9523.1207 | 84340.1544
8712 | 99.2 | 0 | 0 | 0 | 0 | 1166.3 | 0 | 0 | 0 | 181833.6 | 0
8713 | 91.2 | 0 | 0 | 0 | 0 | 1232.8 | 0 | 0 | 0 | 108528 | 0
8714 | 98.4 | 0 | 0 | 0 | 0 | 1181 | 0 | 0 | 0 | 117096 | 0
8715 | 89.6 | 0 | 0 | 0 | 0 | 1163.1 | 0 | 0 | 0 | 106624 | 0
8716 | 95.2 | 0 | 0 | 0 | 0 | 1116.5 | 0 | 0 | 0 | 113288 | 0
8717 | 91.2 | 0 | 0 | 0 | 0 | 1003.6 | 0 | 0 | 0 | 108528 | 0
8718 | 96.8 | 0 | 0 | 0 | 0 | 1004.5 | 0 | 0 | 0 | 115192 | 0
8719 | 77.6 | 35.88 | 35.88 | 34.9278 | 34.9278 | 1005.9 | 36887.4613 | 12573.9952 | 5703.7039 | 78218.2079 | 34721.6906
8720 | 94.05 | 144.907 | 94.05 | 141.0612 | 94.05 | 1222.55 | 120284.7752 | 33858 | 15358.365 | 0 | 73119.1725
8721 | 825.915 | 1362.457 | 825.915 | 1326.2981 | 825.915 | 1259.55 | 1095321.3368 | 297329.4 | 134871.9195 | 0 | 611548.7618
8722 | 1285.579 | 1955.707 | 1285.579 | 1903.8036 | 1285.579 | 1225.35 | 1662569.1279 | 462808.44 | 209935.0507 | 0 | 995873.7724
8723 | 1403.535 | 1403.535 | 1403.535 | 1366.2859 | 1366.2859 | 1213.3 | 1747596.6604 | 491862.9406 | 223114.495 | 68277.5155 | 1074857.1539
8724 | 1280.109 | 1280.109 | 1280.109 | 1246.1356 | 1246.1356 | 1222.3 | 1611427.6511 | 448608.8178 | 203493.9443 | 62273.233 | 969119.66
8725 | 1122.521 | 1780.357 | 1122.521 | 1733.1073 | 1122.521 | 1191.1 | 1413141.7327 | 404107.56 | 183307.6793 | 0 | 908007.2369
8726 | 1380.964 | 1292.037 | 1292.037 | 1257.747 | 1257.747 | 1187.15 | 1571512.3889 | 452788.9353 | 205390.092 | 225856.6833 | 1022359.6834
8727 | 1395.618 | 1257.239 | 1257.239 | 1223.8726 | 1223.8726 | 1194.3 | 1540858.3365 | 440594.1224 | 199858.3894 | 314809.3872 | 986074.1235
8728 | 1382.822 | 518.997 | 518.997 | 505.2231 | 505.2231 | 1160.6 | 617270.1926 | 181880.3169 | 82502.9326 | 1608638.779 | 424084.2723
8729 | 1035.196 | 236.963 | 236.963 | 230.6741 | 230.6741 | 1294.6 | 313128.6185 | 83042.6872 | 37669.0856 | 1474688.5856 | 162717.5321
8730 | 1041.064 | 0 | 0 | 0 | 0 | 1651.2 | 0 | 0 | 0 | 1908270.312 | 0
8731 | 1022.4 | 0 | 0 | 0 | 0 | 1747.2 | 0 | 0 | 0 | 3474115.2 | 0
8732 | 1182.4 | 0 | 0 | 0 | 0 | 1632.15 | 0 | 0 | 0 | 4017795.2 | 0
8733 | 1686.4 | 0 | 0 | 0 | 0 | 1609.35 | 0 | 0 | 0 | 5730387.2 | 0
8734 | 897.6 | 305.874 | 305.874 | 297.7563 | 297.7563 | 1598.8 | 500290.9665 | 107192.2575 | 48623.599 | 2038268.9919 | 119459.8158
8735 | 1217.6 | 592 | 592 | 576.2886 | 576.2886 | 1578.8 | 954953.8106 | 207463.9114 | 94107.9354 | 2179175.992 | 242732.7763
8736 | 1290.4 | 0 | 0 | 0 | 0 | 1370.85 | 0 | 0 | 0 | 2365303.2 | 0
8737 | 1120 | 0 | 0 | 0 | 0 | 1422.9 | 0 | 0 | 0 | 1332800 | 0
8738 | 1036.8 | 0 | 0 | 0 | 0 | 1205.75 | 0 | 0 | 0 | 1233792 | 0
8739 | 1090.4 | 0 | 0 | 0 | 0 | 1203.1 | 0 | 0 | 0 | 1297576 | 0
8740 | 1088 | 0 | 0 | 0 | 0 | 1221.65 | 0 | 0 | 0 | 1294720 | 0
8741 | 1287.2 | 0 | 0 | 0 | 0 | 1264.6 | 0 | 0 | 0 | 1531768 | 0
8742 | 1304.8 | 0 | 0 | 0 | 0 | 1534 | 0 | 0 | 0 | 1552712 | 0
8743 | 1274.4 | 75.208 | 75.208 | 73.212 | 73.212 | 1607.05 | 123280.4362 | 26356.3274 | 11955.523 | 2201777.5661 | 28768.6635
8744 | 1022.55 | 745.207 | 745.207 | 725.4296 | 725.4296 | 1636.35 | 1245145.9733 | 261154.6605 | 118462.6557 | 544621.6703 | 263802.4786
8745 | 1026.462 | 1301.229 | 1026.462 | 1266.6951 | 1026.462 | 1610.75 | 1738858.9294 | 369526.32 | 167621.2446 | 0 | 399550.3335
8746 | 1278.239 | 2251.859 | 1278.239 | 2192.0959 | 1278.239 | 1283 | 1724879.9388 | 460166.04 | 208736.4287 | 0 | 916497.363
8747 | 1288.464 | 2476.507 | 1288.464 | 2410.7819 | 1288.464 | 1066.55 | 1448444.26 | 463847.04 | 210406.1712 | 0 | 1202716.7208
8748 | 1351.624 | 2529.152 | 1351.624 | 2462.0297 | 1351.624 | 1221.55 | 1738904.9495 | 486584.64 | 220720.1992 | 0 | 1052171.7028
8749 | 1146.697 | 1768.019 | 1146.697 | 1721.0967 | 1146.697 | 1219.05 | 1466176.5223 | 412810.92 | 187255.6201 | 0 | 895513.0222
8750 | 1487.273 | 1691.644 | 1487.273 | 1646.7487 | 1487.273 | 1256.25 | 1965451.4865 | 535418.28 | 242871.6809 | 0 | 1106159.2937
8751 | 1161.038 | 1978.648 | 1161.038 | 1926.1358 | 1161.038 | 1483.05 | 1809353.0049 | 417973.68 | 189597.5054 | 0 | 600198.5941
8752 | 1604.111 | 1608.254 | 1604.111 | 1565.5718 | 1565.5718 | 1694.8 | 2783262.3318 | 563605.8536 | 255657.8775 | 70642.325 | 477812.5181
8753 | 1704.867 | 255.075 | 255.075 | 248.3054 | 248.3054 | 1849.65 | 480449.2484 | 89389.9615 | 40548.2797 | 2669877.3238 | 37332.7242
8754 | 1368.022 | 0 | 0 | 0 | 0 | 1916.55 | 0 | 0 | 0 | 2507584.326 | 0
8755 | 1372.8 | 0 | 0 | 0 | 0 | 1922.5 | 0 | 0 | 0 | 4664774.4 | 0
8756 | 1204.8 | 0 | 0 | 0 | 0 | 1830.75 | 0 | 0 | 0 | 4093910.4 | 0
8757 | 1449.6 | 0 | 0 | 0 | 0 | 1754.25 | 0 | 0 | 0 | 4925740.8 | 0
8758 | 1340 | 305.874 | 305.874 | 297.7563 | 297.7563 | 1793.5 | 559071.9767 | 107192.2575 | 48623.599 | 3541544.1919 | 61486.6699
8759 | 1208 | 592 | 592 | 576.2886 | 576.2886 | 1733.4 | 1049282.0883 | 207463.9114 | 94107.9354 | 2146555.192 | 153638.5522
8760 | 1216 | 0 | 0 | 0 | 0 | 1658.6 | 0 | 0 | 0 | 2228928 | 0

## Monthly Settlement
Month | C_DN (VND) | C_DPPA (VND) | C_CL (VND) | C_BL (VND) | CfD Net (VND) | Generator Revenue (VND) | Customer Total (VND)
1 | 531764496.7963 | 128024524.0347 | 58073346.5969 | 982192443.3635 | 207118512.2058 | 1192888779.9846 | 1907173322.9973
2 | 458751290.707 | 115696533.4393 | 52481233.0851 | 810674407.3935 | 211337775.4005 | 1158831686.6302 | 1648941240.0255
3 | 678804216.0122 | 143464793.1368 | 65077224.2201 | 943219397.3497 | 154633294.1838 | 1456886730.0504 | 1985198924.9026
4 | 647156201.2416 | 131098244.6501 | 59467620.4205 | 844015237.4279 | 114355926.7782 | 1329994544.3148 | 1796093230.5183
5 | 593053817.7538 | 139116367.0035 | 63104729.8102 | 803705558.583 | 209697038.7196 | 1147815896.7386 | 1808677511.8701
6 | 290354772.4241 | 117795190.1242 | 53433207.0758 | 886826446.5605 | 378977187.3651 | 835355973.2641 | 1727386803.5498
7 | 328272937.9322 | 113542452.5773 | 51504118.0719 | 852436499.1003 | 320360882.9825 | 903778435.1914 | 1666116890.6641
8 | 451810447.8524 | 120617711.26 | 54713534.0243 | 970426575.0121 | 244100399.0311 | 1101323323.1155 | 1841668667.1798
9 | 272822205.0231 | 118385703.8084 | 53701070.6442 | 1000713379.1504 | 400638006.124 | 844332425.0074 | 1846260364.7501
10 | 454412917.8861 | 116855031.2463 | 53006740.5626 | 1090965872.6749 | 218582015.436 | 922611394.3668 | 1933822577.8058
11 | 538720018.7787 | 126918499.7435 | 57571641.6892 | 1010695933.4237 | 192958114.2052 | 1039683463.824 | 1926864207.8404
12 | 567764439.3608 | 125725349.4426 | 57030415.4555 | 995736172.3281 | 155769063.735 | 1088939044.5311 | 1902025440.322

## DPPA Annual Summary
Year | C_DN (USD) | C_DPPA (USD) | C_CL (USD) | C_BL (USD) | CfD Net (USD) | Generator Revenue (USD) | DPPA Offtaker Cost (USD)
1 | 232547.5105 | 59889.616 | 27166.5953 | 447664.3169 | 112341.1286 | 520897.6679 | 879609.1673
2 | 240640.1638 | 61973.7747 | 28111.9928 | 467242.0667 | 116834.7738 | 539609.0806 | 914802.7718
3 | 249014.4415 | 64130.462 | 29090.2901 | 487661.0835 | 121508.1647 | 558995.0174 | 951404.4419
4 | 257680.1441 | 66362.2021 | 30102.6322 | 508957.0417 | 126368.4913 | 579079.8865 | 989470.5115
5 | 266647.4131 | 68671.6067 | 31150.2038 | 531167.1134 | 131423.231 | 599888.9827 | 1029059.5681
6 | 275926.7431 | 71061.3786 | 32234.2309 | 554330.0303 | 136680.1602 | 621448.5201 | 1070232.5432
7 | 285528.9938 | 73534.3146 | 33355.9822 | 578486.1487 | 142147.3666 | 643785.6654 | 1113052.8059
8 | 295465.4027 | 76093.3088 | 34516.7703 | 603677.5174 | 147833.2613 | 666928.5729 | 1157586.2606
9 | 305747.5988 | 78741.3559 | 35717.9539 | 629947.9478 | 153746.5918 | 690906.4202 | 1203901.4481
10 | 316387.6152 | 81481.5551 | 36960.9387 | 657343.0872 | 159896.4554 | 715749.4459 | 1252069.6516
11 | 327397.9042 | 84317.1132 | 38247.1794 | 685910.4955 | 166292.3136 | 741488.9882 | 1302165.006
12 | 338791.3513 | 87251.3488 | 39578.1813 | 715699.7244 | 172944.0062 | 768157.525 | 1354264.6119
13 | 350581.2903 | 90287.6957 | 40955.502 | 746762.4002 | 179861.7664 | 795788.7157 | 1408448.6546
14 | 362781.5192 | 93429.7075 | 42380.7534 | 779152.3101 | 187056.2371 | 824417.4442 | 1464800.5273
15 | 375406.3161 | 96681.0613 | 43855.6036 | 812925.492 | 194538.4866 | 854079.8637 | 1523406.9596
16 | 388470.4559 | 100045.5623 | 45381.7787 | 848140.328 | 202320.026 | 884813.443 | 1584358.1508
17 | 401989.2277 | 103527.1478 | 46961.0646 | 884857.6413 | 210412.8271 | 916657.015 | 1647747.9085
18 | 415978.4528 | 107129.8926 | 48595.3096 | 923140.7984 | 218829.3402 | 949650.8258 | 1713673.7936
19 | 430454.503 | 110858.0128 | 50286.4264 | 963055.8138 | 227582.5138 | 983836.5871 | 1782237.2697
20 | 445434.3197 | 114715.8717 | 52036.394 | 1004671.4603 | 236685.8143 | 1019257.5294 | 1853543.86
21 | 460935.434 | 118707.984 | 53847.2605 | 1048059.3835 | 246153.2469 | 1055958.4577 | 1927703.309
22 | 476975.9871 | 122839.0218 | 55721.1452 | 1093294.2207 | 255999.3768 | 1093985.8089 | 2004829.7516
23 | 493574.7515 | 127113.8198 | 57660.241 | 1140453.725 | 266239.3518 | 1133387.7118 | 2085041.8892
24 | 510751.1528 | 131537.3807 | 59666.8174 | 1189618.8948 | 276888.9259 | 1174214.0488 | 2168463.1717
25 | 528525.293 | 136114.8816 | 61743.2227 | 1240874.1076 | 287964.4829 | 1216516.5201 | 2255221.9878

## Year 1 BAU vs DPPA
Line Item | Year 1 (USD) | Side
Buyer (Factory) — Year 1 Outflow (USD)
BAU EVN energy + demand bill | 769044.53 | bau
C_DN spot energy (Q_Khc × CFMP × K_pp) | 232547.5105 | dppa
C_DPPA system service fee | 59889.616 | dppa
C_CL settlement adder | 27166.5953 | dppa
C_BL retail shortfall (P_evn × shortfall) | 447664.3169 | dppa
CfD payment to ESCO (positive = pay) | 112341.1286 | dppa
Optimized demand charge (kept by EVN) | 0 | dppa
ESCO demand savings share charged back | 0 | dppa
Total buyer outflow | 879609.1673 | both
Buyer savings vs BAU | -110564.6373 | delta
Buyer savings as % of BAU | -0.14377 | delta_fraction
Seller (ESCO / Generator) — Year 1 Revenue (USD)
Discount-to-EVN energy revenue (Phase 2) | 0 | bau_esco
FMP market revenue (Q_re_meter × FMP) | 408556.5392 | dppa
CfD net (from buyer) | 112341.1286 | dppa
Demand savings share (80%) | 0 | both_esco
ESCO grid arbitrage revenue | 0 | both_esco
Total ESCO / generator revenue | 520897.6679 | both_esco
System Energy Flows (kWh / yr)
PV → load | 3855551.004 | flow
PV → storage | 376412.526 | flow
PV → grid (export at FMP) | 3702728.986 | flow
Storage → load | 338566.077 | flow
Q_re_meter (total generator injection) | 7896846.067 | flow
Q_adj (loss-adjusted customer-side) | 7687268.0774 | flow
Q_Khc (matched consumption, settled) | 4159001.1124 | flow
EVN retail shortfall | 5181090.5137 | flow