## Cover
Investment Case Workbook - Factory A Vietnam DPPA Grid CfD E2E
Grid-connected DPPA with CfD (ND57/2025) · prepared 2026-09-12 · REopt dispatch + proforma_vietnam financial engine
REopt run UUID: 53abe176-e5d2-4852-8c0e-75627e6a77dc
Model validation status |  | Live tie-out of every Excel-derived metric against the engine
Colour legend
Hardcoded input / engine output | Case file terms, REopt dispatch results, 8760-h settlement totals, tie-out references
Live Excel formula (white) | Everything derivable is a formula - trace with Excel's formula auditing tools
PASS / REVIEW check cell | Excel-vs-engine tie-out at stated tolerances
Contents
Executive Summary | Headline KPIs for both counterparties
Assumptions | Every case input & contract term with unit, source and named cell
Model Basis | Methodology, settlement math, simplifications register
Pro Forma (Audit) | Full cash flow rebuilt with live formulas + engine tie-out
FX Sensitivity | USD returns under VND depreciation (editable)
Buyer Analysis | Offtaker savings vs business-as-usual
Developer Returns | Sources & uses, coverage, equity cash flow
Technical Results | System sizing, year-1 energy balance, bill comparison
Dispatch Profile | 8760-h dispatch incl. original PV generation; chart shows the peak-load week
Load Duration | Load and net-load duration curves
Year 1 BAU vs DPPA | Side-by-side year-1 buyer/seller position
Monthly / Hourly Settlement | ND57 fee chain, VND-native (full configuration on Assumptions)
Prepared for investment and lending review. Figures are model outputs, not offers; REopt sizing is optimizer output and may shift with solver versions.
Regenerate offline anytime: python -m proforma_vietnam.rebuild_report --case-dir <case>.

## Executive Summary
Investment & PPA Negotiation Summary - Factory A Vietnam DPPA Grid CfD E2E
Grid-connected DPPA with CfD (ND57/2025) · prepared 2026-09-12 · REopt dispatch + proforma_vietnam financial model
Project & System
PV Size (kW) | 5448.4073
Battery Power (kW) | 1610.95
Battery Energy (kWh) | 9461.23
Total Investment (USD) | 3879459.104
Contract Terms
CfD Strike Price (VND/kWh) | 2000
CfD Strike Escalation (per year) | 4%
Annual Contract Volume (kWh) | 7664883.239
Transmission Loss Factor k | 1.026
Distribution Loss Factor K_pp | 1.0273
DPPA Service Fee (VND/kWh) | 360
Settlement Adder C_CL (VND/kWh) | 163.3
Analysis Period (Years) | 20
Developer (Seller) Returns
Equity IRR | 14.78%
Project IRR | 12.01%
NPV (USD) | 759543.1194 | At owner discount rate
Minimum DSCR (debt years) | -1.5054 | Lender covenant view
Average DSCR | 1.0396
Simple Payback (Years) | 8.8145
Equity Investment (USD) | 1163837.7312
Debt Principal (USD) | 2715621.3728
Buyer (Offtaker) Outcome
Year 1 BAU Cost (USD) | 731030.93
Year 1 Cost With Project (USD) | 788660.3124
Year 1 Buyer Savings (USD) | -57629.3824
Year 1 Savings (% of BAU) | -7.883%
First 10 Years Buyer Savings (USD) | -710859.9065 | Cumulative, years 1-10
First 10 Years Savings (% of BAU) | -8.099%
Lifetime Buyer Savings (USD) | -1819411.3842 | Sum over analysis period
Lifetime Savings (% of BAU) | -8.358%
Model Basis & Conventions
• Buyer settlement quantity Q_Khc = min(hourly load, loss-adjusted generation Q_adj); excess generation is sold by the generator at FMP and never billed to the buyer.
• PV degradation, O&M escalation and battery replacement (REopt schedule) are applied across the analysis period.
• PV straight-line depreciation over 20 years (Circular 45/2013/TT-BTC permits 7-20 years for generating equipment).
• Vietnam CIT: 4-year exemption + 9-year 50% reduction from first profitable year; 5-year tax-loss carryforward.
• All USD figures at the fixed contract exchange rate (see Assumptions); FX drift between VND revenue and USD reporting is quantified on the FX Sensitivity sheet.

## Assumptions
Assumptions & Model Inputs
Shaded cells are hardcoded inputs (case file or engine output); named cells drive every formula on the Pro Forma (Audit) sheet.
Project & Run
Case name | Factory A Vietnam DPPA Grid CfD E2E |  | case.json
Financing structure | Grid DPPA with CfD (ND57/2025) |  | proforma_vietnam.structures
REopt run UUID | 53abe176-e5d2-4852-8c0e-75627e6a77dc |  | REopt API
Report prepared | 2026-09-12
Analysis period | 20 | years | proforma_vietnam.defaults replacement policy (PROJECT_YEARS) unless case.json financial.analysis_years overrides
Tariff year | 2025 |  | case.json tariff.year
Voltage level | 22-110kV |  | case.json tariff.voltage_level
TOU schedule | decision_963 |  | case.json tariff.tou_schedule
Site & Load Profile (case.json)
Latitude | 10.8231 | deg | case.json site.latitude
Longitude | 106.6297 | deg | case.json site.longitude
Load profile file | Sample Load Profile/Emivest_clean.csv |  | case.json load_profile.path (8760 hourly kW)
Load year | 2025 |  | case.json load_profile.year
PV Technology (case.json)
PV minimum size | 0 | kW | case.json technologies.pv.min_kw
PV maximum size | 10000 | kW | case.json technologies.pv.max_kw
PV installed cost | 480 | USD/kW | case.json technologies.pv.installed_cost_per_kw
PV O&M cost | 6 | USD/kW/yr | case.json technologies.pv.om_cost_per_kw
PV degradation (case input) | 0.5% | per year | case.json technologies.pv.degradation_fraction
PVWatts tilt | 10 |  | case.json technologies.pv.pvwatts (production factor inputs)
PVWatts azimuth | 180 |  | case.json technologies.pv.pvwatts (production factor inputs)
PVWatts array_type | 1 |  | case.json technologies.pv.pvwatts (production factor inputs)
PVWatts module_type | 0 |  | case.json technologies.pv.pvwatts (production factor inputs)
PVWatts losses | 14 |  | case.json technologies.pv.pvwatts (production factor inputs)
PVWatts dc_ac_ratio | 1.2 |  | case.json technologies.pv.pvwatts (production factor inputs)
Storage Technology (case.json)
Storage minimum power | 0 | kW | case.json technologies.storage.min_kw
Storage maximum power | 5000 | kW | case.json technologies.storage.max_kw
Storage minimum energy | 0 | kWh | case.json technologies.storage.min_kwh
Storage maximum energy | 20000 | kWh | case.json technologies.storage.max_kwh
Storage cost per kW | 80 | USD/kW | case.json technologies.storage.installed_cost_per_kw
Storage cost per kWh | 120 | USD/kWh | case.json technologies.storage.installed_cost_per_kwh
Storage fixed cost | 0 | USD | case.json technologies.storage.installed_cost_constant
O&M (fraction of installed cost) | 1% | per year | case.json technologies.storage.om_cost_fraction_of_installed_cost
Currency & FX
Model currency | USD |  | EVN tariff converted VND→USD before REopt; see Model Basis
Contract exchange rate | 26300 | VND per USD | case.json tariff.exchange_rate_vnd_per_usd
FX treatment | Held flat over the analysis period |  | Simplification - see FX Sensitivity sheet
Capital Costs
PV capex | 2615235.504 | USD | REopt PV size_kw × installed_cost_per_kw
BESS capex | 1264223.6 | USD | REopt ElectricStorage initial_capital_cost
Other capex | 0 | USD | case.json (developer overrides)
Total investment |  | USD | Formula: PV + BESS + Other
Operating Costs
Year-1 O&M | 45332.6811 | USD/yr | REopt Financial.year_one_om_costs_before_tax
O&M escalation | 3% | per year | vietnam_defaults.json / case.json financial.om_escalation_rate
Replacement Policy
BESS replacement year (storage inverter and pack together) | 10 | year | proforma_vietnam.defaults replacement policy unless case.json technologies.storage overrides
BESS replacement cost per kW | 80 | USD/kW | proforma_vietnam.defaults replacement policy unless case.json technologies.storage overrides (sent to REopt)
BESS replacement cost per kWh | 120 | USD/kWh | proforma_vietnam.defaults replacement policy unless case.json technologies.storage overrides (sent to REopt)
PV inverter replacement year | 11 | year | proforma_vietnam.defaults replacement policy
PV inverter replacement fraction of PV capex | 10% | fraction | proforma_vietnam.defaults replacement policy
PV inverter replacement cost | 261523.5504 | USD | Engine: fraction x solved PV capex (none booked when the run has no PV)
Tariff & Escalation
EVN energy escalation | 4% | per year | case.json tariff.evn_energy_escalation_rate
EVN capacity (demand) escalation | 4% | per year | case.json tariff.evn_capacity_escalation_rate
PV degradation | 0.5% | per year | REopt PV.degradation_fraction
Tariff currency fed to REopt | USD |  | case.json tariff.currency
Two-component tariff pilot | FALSE | yes/no | case.json tariff.two_component_pilot_enabled
Contract Terms
ESCO energy price (fraction of EVN tariff) | 90% | fraction | case.json esco_contract.esco_energy_discount_fraction
Demand savings share to ESCO | 80% | fraction | case.json esco_contract.demand_savings_esco_share
Grid charging enabled | FALSE | yes/no | case.json esco_contract.grid_charging_enabled
CfD strike price | 2000 | VND/kWh | case.json dppa.cfd_strike_per_kwh_vnd
CfD strike escalation | 4% | per year | case.json dppa.cfd_strike_escalation_rate
DPPA fee / FMP escalation | 4% | per year | case.json dppa.fee_escalation_rate
Annual CfD contract volume | 7664883.239 | kWh/yr | case.json dppa.cfd_contract_volume_kwh_per_hour
Transmission loss factor k (price-only) | 1.026 | ratio | ND57; CFMP = FMP × k
Distribution loss factor K_pp | 1.0273 | ratio | ND57 by voltage; Q_adj = Q_meter / K_pp
DPPA system service fee | 360 | VND/kWh | 2025 EVN published fee
Settlement adder C_CL | 163.3 | VND/kWh | 2025 EVN published adder
Allocation fraction δ | 1 | fraction | case.json dppa.allocation_fraction_delta
FMP / CFMP price series | DPPA DOC/fmp_cfmp_vn.json |  | case.json dppa.fmp_series_path (8760-hour VND/kWh)
Financing
Debt fraction | 70% | of total capex | vietnam_defaults.json / case.json financial.debt_fraction
Debt interest rate | 8.5% | per year | vietnam_defaults.json / case.json financial.debt_interest_rate_fraction
Debt term | 10 | years | vietnam_defaults.json / case.json financial.debt_term_years
Debt principal |  | USD | Formula: total investment × debt fraction
Equity investment |  | USD | Formula: total investment − debt
Annual debt payment (level) |  | USD/yr | Standard annuity over the debt term
Owner discount rate | 10% | per year | case.json financial.owner_discount_rate_fraction
Tax & Depreciation (Vietnam)
CIT regime | RE producer - Law 67/2025 preferential (10% / 15y) |  | proforma_vietnam.cash_flow (structure-dependent; explicit override wins)
CIT standard rate | 20% | of taxable income | Law 67/2025/QH15; vietnam_defaults.json
CIT preferential rate (RE producer) | 10% | of taxable income | Law 67/2025/QH15 + Decree 320/2025/NĐ-CP (first-15-year window)
CIT preferential-rate period | 15 | years (from year 1) | Law 67/2025/QH15
CIT holiday | 4 | years | Law 67/2025 (from first profitable year); Circular 78/2014 Art. 18 shape
CIT reduced-rate period | 9 | years | Law 67/2025; Circular 78/2014 Art. 18 shape
CIT reduction during period | 50% | of applicable base rate | Law 67/2025 (50% of base rate)
Tax-loss carryforward limit | 5 | years | Law 67/2025; Circular 78/2014 Art. 9 shape
Incentive clock cap | 4 | year (latest start) | Law 67/2025; Circular 78/2014 Art. 18 shape
PV depreciation (straight-line) | 20 | years | Circular 45/2013/TT-BTC (7–20 yr band)
BESS depreciation (straight-line) | 8 | years | Circular 45/2013/TT-BTC
Year-1 Engine Outputs (hardcoded - dispatch × tariff, not derivable in-sheet)
Year-1 BAU EVN bill | 731030.93 | USD | REopt ElectricTariff.year_one_bill_before_tax_bau
Year-1 optimized EVN bill | 197165.0049 | USD | REopt ElectricTariff.year_one_bill_before_tax
Year-1 BAU demand charge | 0 | USD | REopt year_one_demand_cost_before_tax_bau
Year-1 optimized demand charge | 0 | USD | REopt year_one_demand_cost_before_tax
Year-1 demand savings base | 0 | USD | max(BAU − optimized demand charge, 0)
Year-1 served-energy retail value | 533865.9249 | USD | Σ project-served kWh × EVN TOU rate (8760 h)
Year-1 C_DN (spot energy) | 332866.1298 | USD | settle_dppa_year_one: Σ Q_Khc × CFMP × K_pp
Year-1 C_DPPA (system fee) | 79132.8222 | USD | Σ Q_Khc × f_dppa
Year-1 C_CL (settlement adder) | 35895.5274 | USD | Σ Q_Khc × f_cl
Year-1 C_BL (retail shortfall) | 216754.8408 | USD | Σ shortfall × EVN TOU rate
Year-1 CfD strike leg | 439519.7414 | USD | Σ P_c × min(Q_c, Q_Khc)
Year-1 CfD market offset | 315508.7493 | USD | Σ FMP × min(Q_c, Q_Khc)
Year-1 generator FMP revenue | 397384.708 | USD | Σ Q_re_meter × FMP
Year-1 matched-energy retail value | 514276.0853 | USD | Σ Q_Khc × EVN TOU rate (degradation repurchase)
Other Assumptions (assumptions.json echo)
dppa_regulatory_source | NLDC/EVN 2025 announcements (EVN notice 08/05/2025, provisional); NSMO CD7 worked example |  | assumptions.json
dppa_regulatory_vintage_year | 2025 |  | assumptions.json
rate_vintage_source | EVN retail electricity tariff, Decision 1279/QD-BCT dated 2025-05-09 |  | assumptions.json
rate_vintage_year | 2025 |  | assumptions.json
tariff_category | manufacturing |  | assumptions.json

## Model Basis
Model Basis, Conventions & Simplifications
1. Model architecture
• REopt (NLR optimization engine) selects PV/BESS sizing and hourly dispatch against the EVN time-of-use tariff over an 8760-hour year.
• proforma_vietnam post-processes the REopt run: an hourly ND57/2025 DPPA settlement layer (when applicable) and a 20-year developer cash flow with Vietnam tax and debt.
• This workbook is generated from that engine. The Pro Forma (Audit) sheet re-derives the full cash flow with live Excel formulas from the named inputs on the Assumptions sheet; the Checks block ties every metric back to the engine (PASS/REVIEW).
2. Currency & FX
• All money flows are computed in USD at the fixed contract rate (26,300 VND/USD).
• Underlying revenue is VND-denominated (EVN tariff, FMP market, DPPA fees). Holding FX flat for the analysis period is a simplification: the FX Sensitivity sheet quantifies USD-reported returns under 0-3%/yr VND depreciation.
• Sheets that show VND amounts (Hourly/Monthly Settlement, DPPA fee inputs) are VND-native regulatory quantities, not conversions.
• Debt is assumed VND-denominated (local bank), so DSCR is FX-neutral.
3. Settlement math - ND57/2025 grid DPPA with CfD
• Q_adj[h] = Q_re_meter[h] / K_pp × delta - quantity conversion generator→customer uses K_pp only (CD7 Ví dụ 1); k is price-only.
• Q_Khc[h] = min(load[h], Q_adj[h]) - the buyer settles only matched consumption; surplus stays with the generator at FMP and is never billed to the buyer.
• C_DN = Q_Khc × CFMP × K_pp with CFMP = FMP × k; C_DPPA = Q_Khc × f_dppa; C_CL = Q_Khc × f_cl; C_BL = shortfall × EVN TOU retail.
• CfD settles on min(Q_c, Q_Khc) per CD7 Ví dụ 4: CfD[h] = (P_c − FMP[h]) × Q_cfd[h]. The strike leg escalates at the contracted strike escalation; the market legs at the fee escalation.
• Curtailed PV from the self-consumption REopt run is credited as grid export at FMP (the generator does not curtail under DPPA).
• Year-1 settlement is computed hourly; later years scale the year-1 totals by the escalation and degradation factors shown on the Pro Forma (Audit) sheet.
4. Multi-year mechanics
• PV degradation compounds on generation-linked terms; energy lost to degradation is repurchased from EVN at retail (added to the buyer's residual bill / C_BL).
• O&M escalates at its own rate. Battery replacement (storage inverter and pack together) is booked in year 10 at the replacement unit prices on the Assumptions sheet (80.00 USD/kW, 120.00 USD/kWh), the shared replacement policy of both country branches. The PV inverter is booked in year 11 at 10 percent of the solved PV capex.
• Debt: level-payment annuity over the debt term (interest + principal split per the Debt Schedule block).
• CIT regime: renewable-energy producer (Law 67/2025/QH15 + Decree 320/2025/NĐ-CP) - 10% preferential base rate for the first 15 years counted from the first revenue-generating year, then 20%. The 4-year exemption and 9-year 50%-reduction periods count from the first profitable year, no later than year 4; the 50% reduction applies to the then-applicable base rate. Tax losses carry forward at most 5 consecutive years, consumed FIFO - the carryforward schedule is fully visible on the Pro Forma sheet.
• Straight-line depreciation: PV over the configured life within the 7-20y band of Circular 45/2013/TT-BTC; BESS over its own life.
• Battery replacement is CAPITALIZED, not expensed (VAS / Circular 45/2013): each replacement battery is a fixed asset depreciated straight-line over the 8-year BESS class life from its in-service (replacement) year, with each replacement year carrying its own schedule. The replacement cash outflow is unchanged - only the CIT deduction timing shifts from a single full deduction to the depreciation stream.
5. Simplifications register (disclosed for audit)
• Fixed FX over the analysis period - quantified on the FX Sensitivity sheet.
• Battery replacement depreciation is truncated at the analysis horizon: charges beyond the final year are simply not taken and the undepreciated remainder is not written off (no terminal disposal/salvage of the replaced or residual battery is modelled).
• VAT is out of scope (pass-through assumed for both parties).
• No working-capital, DSRA, or terminal/residual value is modelled.
• A single dispatch year (8760 h) is escalated; no re-dispatch in later years.
• REopt sizing is optimizer output and can vary slightly between solver versions; the financial post-processing is deterministic given results.json.
6. How to validate this workbook
• 1) Assumptions sheet: confirm every shaded input against the case file / contract term sheet.
• 2) Pro Forma (Audit): trace any line - formulas reference named cells (e.g. ESC_ENERGY, DEBT_RATE) and prior rows only.
• 3) Checks block: every metric shows Excel vs engine with PASS/REVIEW at stated tolerances (amounts $1, rates 5 bp, DSCR 0.005, payback 0.05 yr).
• 4) FX Sensitivity: rate cells are editable; Excel recomputes IRR/NPV live.
• 5) Technical sheets (Technical Results, Dispatch Profile, Load Duration, Settlement) are engine output for record. The Dispatch sheet's PV production factor (kWh/kW, PVWatts-derived) is the hourly solar-resource signal - REopt does not persist raw irradiance.
7. Key references
• ND57/2025 (DPPA decree) Art. 14-18 - settlement chain and eligibility.
• NSMO/CD7 simulation examples - k price-only conversion (Ví dụ 1), CfD cap on matched volume (Ví dụ 4).
• Law 67/2025/QH15 + Decree 320/2025/NĐ-CP - CIT rates, RE-producer preferential incentive, holiday & loss carryforward (legacy Circular 78/2014 Art. 9, 18 shape kept for the standard regime).
• Circular 45/2013/TT-BTC - fixed-asset depreciation bands.
• EVN retail tariff (current & QĐ963 TOU structures) as configured in the case file.

## Pro Forma (Audit)
Pro Forma (Audit) - every white cell is a live Excel formula
Shaded cells are hardcoded engine outputs (REopt dispatch / 8760-h settlement / tie-out reference). All other cells derive from the named cells on the Assumptions sheet. Currency: USD at the fixed contract FX rate.
TIMELINE & INDEXATION
Year | index | 0 | 1 | 2 | 3 | 4 | 5 | 6 | 7 | 8 | 9 | 10 | 11 | 12 | 13 | 14 | 15 | 16 | 17 | 18 | 19 | 20
EVN energy escalation factor | index
EVN capacity escalation factor | index
O&M escalation factor | index
PV degradation factor | index
DPPA fee / FMP escalation factor | index
CfD strike escalation factor | index
REVENUE (USD)
Generator FMP market revenue | USD
CfD strike leg (P_c × Q_cfd) | USD
CfD market offset (FMP × Q_cfd) | USD
CfD net settlement (to generator) | USD
Generator revenue (FMP + CfD net) | USD
Demand charge savings (total) | USD
ESCO share of demand savings | USD
Total developer revenue | USD
OPERATING COSTS (USD)
O&M | USD
Equipment replacement (engine schedule) | USD |  | 0 | 0 | 0 | 0 | 0 | 0 | 0 | 0 | 0 | 1264223.6 | 261523.5504 | 0 | 0 | 0 | 0 | 0 | 0 | 0 | 0 | 0
EBITDA | USD
DEBT SCHEDULE (USD)
Opening debt balance | USD
Interest | USD
Principal repayment | USD
Debt service | USD
Closing debt balance | USD
DEPRECIATION & VIETNAM CIT (USD)
PV depreciation (straight-line) | USD
BESS depreciation (straight-line) | USD
Replacement depreciation (in-service yr 10) | USD
Replacement depreciation (in-service yr 11) | USD
Total depreciation | USD
Taxable income before loss relief (EBT) | USD
New tax loss arising | USD
Assessable income (pre-relief) | USD
Loss vintage aged 1y - available | USD | 1: 0
Loss vintage aged 2y - available | USD | 1: 0
Loss vintage aged 3y - available | USD | 1: 0
Loss vintage aged 4y - available | USD | 1: 0
Loss vintage aged 5y - available | USD | 1: 0
Loss vintage aged 5y - utilised | USD
Loss vintage aged 4y - utilised | USD
Loss vintage aged 3y - utilised | USD
Loss vintage aged 2y - utilised | USD
Loss vintage aged 1y - utilised | USD
Loss relief utilised (FIFO, ≤5y old) | USD
Taxable income after loss relief | USD
Profitable-to-date flag (starts CIT clock) | 0/1
CIT clock start year (first profit, capped) |  | 1: Circular 78/2014 Art. 18
Applicable base CIT rate (preferential window) | %
Applicable CIT rate | %
CIT payable | USD
CASH FLOW & COVERAGE (USD)
Cash available for debt service (CFADS) | USD
Project cash flow (unlevered, post-tax) | USD
Equity cash flow | USD
Cumulative equity cash flow | USD
DSCR (debt years) | x
OFFTAKER (BUYER) POSITION (USD)
BAU EVN bill (energy + demand) | USD
C_DN spot energy (Q_Khc × CFMP × K_pp) | USD
C_DPPA system service fee | USD
C_CL settlement adder | USD
C_BL retail shortfall (incl. degradation repurchase) | USD
Buyer cost with project | USD
Buyer savings vs BAU | USD
Buyer savings (% of BAU) | %
RETURN METRICS (Excel formulas)
Equity IRR
Project IRR (unlevered)
Equity NPV @ owner discount rate
Minimum DSCR (debt years) |  | 1: MIN ignores the blank non-debt years
Average DSCR (debt years)
First year cumulative equity CF ≥ 0
Simple equity payback |  | 1: years
ROI (cumulative equity CF / equity)
Buyer savings, years 1-10 (% of BAU)
CHECKS - EXCEL vs ENGINE (per-year tie-out)
Equity cash flow (engine) | USD | -1163837.7312 | 62181.3976 | 79610.8447 | 97679.1588 | 116409.7999 | 135827.092 | 155956.2541 | 167489.4317 | 186770.8774 | 198796.6147 | -1036934.2474 | 402556.2487 | 687815.0298 | 712420.8536 | 737929.2681 | 764373.4499 | 717528.6989 | 741461.4838 | 734666.839 | 753850.1465 | 780515.4747
CFADS (engine) | USD |  | 476063.019 | 493492.4661 | 511560.7801 | 530291.4213 | 549708.7133 | 569837.8754 | 581371.0531 | 600652.4987 | 612678.236 | -623052.626 | 402556.2487 | 687815.0298 | 712420.8536 | 737929.2681 | 764373.4499 | 717528.6989 | 741461.4838 | 734666.839 | 753850.1465 | 780515.4747
CIT (engine) | USD |  | 0 | 0 | 0 | 0 | 0 | 0 | 9334.0022 | 11684.8645 | 22084.6722 | 16839.8602 | 18031.5595 | 19280.7821 | 20575.8255 | 21918.3736 | 23310.1727 | 99012.1325 | 104995.3287 | 142803.655 | 155772.0928 | 162438.4249
Max ¦Excel − engine¦ this year | USD
Check |  | 0: Excel; 1: Engine; 2: Delta; 3: Status
Per-year cash flow tie-out (max delta, all years) |  | 1: 0
Equity IRR |  | 1: 14.78%
Project IRR |  | 1: 12.01%
Equity NPV |  | 1: 759543.1194
Minimum DSCR |  | 1: -1.5054
Average DSCR |  | 1: 1.0396
Simple equity payback |  | 1: 8.8145
ROI |  | 1: 618.4%
Buyer savings, years 1-10 (% of BAU) |  | 1: -8.099%

## FX Sensitivity
FX Sensitivity - VND depreciation vs USD returns
Cash flows are VND-denominated (EVN tariff / DPPA settlement) but reported in USD at the fixed contract rate. Each scenario deflates the year-t USD equity cash flow by (1+d)^t. Debt is assumed VND-denominated, so DSCR is unchanged. The rate cells are editable; engine columns validate the default scenarios.
VND depreciation (per year) | Equity IRR (USD) | Equity NPV (USD) | Equity IRR (engine) | Equity NPV (engine) | Status
0% |  |  | 14.78% | 759543.1194
1% |  |  | 13.64% | 536801.4554
2% |  |  | 12.52% | 346517.5335
3% |  |  | 11.43% | 183442.0858
Helper - FX-adjusted equity cash flow per scenario (USD): CF_t / (1 + d)^t
| 0 | 1 | 2 | 3 | 4 | 5 | 6 | 7 | 8 | 9 | 10 | 11 | 12 | 13 | 14 | 15 | 16 | 17 | 18 | 19 | 20

## Buyer Analysis
Buyer Analysis - Cost vs Business-As-Usual
Annual electricity cost with the project compared against the EVN-only baseline (USD)
Year 1 Snapshot
| Year 1 BAU Cost (USD) | 731030.93
| Year 1 Cost With Project (USD) | 788660.3124
| Year 1 Savings (USD) | -57629.3824
| Year 1 Savings (% of BAU) | -7.883%
| of which C_DN spot energy (USD) | 332866.1298
| of which C_DPPA + C_CL fees (USD) | 115028.3497
| of which C_BL retail shortfall (USD) | 216754.8408
| of which CfD payment, net (USD) | 124010.9921 | Positive = buyer pays generator
| First 10 Years Savings (USD) | -710859.9065 | Cumulative, years 1-10
| First 10 Years Savings (% of BAU) | -8.099%
| Lifetime Savings (USD) | -1819411.3842 | Cumulative over analysis period
| Lifetime Savings (% of BAU) | -8.358%
Year | BAU Cost (USD) | Cost With Project (USD) | Savings (USD) | Savings (% of BAU) | Cumulative Savings (USD)
1 | 731030.93 | 788660.3124 | -57629.3824 | -7.883% | -57629.3824
2 | 760272.1672 | 820551.9092 | -60279.742 | -7.929% | -117909.1244
3 | 790683.0539 | 853731.1823 | -63048.1284 | -7.974% | -180957.2528
4 | 822310.376 | 888250.0568 | -65939.6808 | -8.019% | -246896.9336
5 | 855202.7911 | 924162.5494 | -68959.7583 | -8.064% | -315856.6919
6 | 889410.9027 | 961524.8522 | -72113.9495 | -8.108% | -387970.6414
7 | 924987.3388 | 1000395.4211 | -75408.0823 | -8.152% | -463378.7236
8 | 961986.8324 | 1040835.0659 | -78848.2335 | -8.196% | -542226.9572
9 | 1000466.3057 | 1082907.0457 | -82440.74 | -8.24% | -624667.6972
10 | 1040484.9579 | 1126677.1672 | -86192.2093 | -8.284% | -710859.9065
11 | 1082104.3562 | 1172213.8872 | -90109.531 | -8.327% | -800969.4375
12 | 1125388.5305 | 1219588.4192 | -94199.8888 | -8.37% | -895169.3263
13 | 1170404.0717 | 1268874.8445 | -98470.7728 | -8.413% | -993640.0991
14 | 1217220.2346 | 1320150.2273 | -102929.9928 | -8.456% | -1096570.0919
15 | 1265909.044 | 1373494.735 | -107585.6911 | -8.499% | -1204155.783
16 | 1316545.4057 | 1428991.7627 | -112446.357 | -8.541% | -1316602.14
17 | 1369207.2219 | 1486728.0635 | -117520.8415 | -8.583% | -1434122.9815
18 | 1423975.5108 | 1546793.883 | -122818.3721 | -8.625% | -1556941.3537
19 | 1480934.5312 | 1609283.1003 | -128348.569 | -8.667% | -1685289.9227
20 | 1540171.9125 | 1674293.374 | -134121.4615 | -8.708% | -1819411.3842

## Developer Returns
Developer Returns - Financing & Cash Flow
Seller/ESCO investment case: sources & uses, return metrics and annual equity cash flow (USD)
Sources & Uses
| Total Investment (USD) | 3879459.104
| Debt Principal (USD) | 2715621.3728
| Equity Investment (USD) | 1163837.7312
Return Metrics
| Equity IRR | 14.78%
| Project IRR | 12.01%
| NPV (USD) | 759543.1194 | At owner discount rate
| Minimum DSCR (debt years) | -1.5054
| Average DSCR | 1.0396
| Simple Payback (Years) | 8.8145
| ROI (cumulative equity CF / equity) | 618.4%
Year | Revenue (USD) | O&M + Replacement (USD) | CIT (USD) | CFADS (USD) | Debt Service (USD) | DSCR | Equity Cash Flow (USD) | Cumulative Equity CF (USD)
1 | 521395.7001 | 45332.6811 | 0 | 476063.019 | 413881.6214 | 1.1502 | 62181.3976 | -1101656.3336
2 | 540185.1276 | 46692.6615 | 0 | 493492.4661 | 413881.6214 | 1.1924 | 79610.8447 | -1022045.4888
3 | 559654.2215 | 48093.4414 | 0 | 511560.7801 | 413881.6214 | 1.236 | 97679.1588 | -924366.3301
4 | 579827.6659 | 49536.2446 | 0 | 530291.4213 | 413881.6214 | 1.2813 | 116409.7999 | -807956.5302
5 | 600731.0453 | 51022.332 | 0 | 549708.7133 | 413881.6214 | 1.3282 | 135827.092 | -672129.4382
6 | 622390.8773 | 52553.0019 | 0 | 569837.8754 | 413881.6214 | 1.3768 | 155956.2541 | -516173.1841
7 | 644834.6472 | 54129.592 | 9334.0022 | 581371.0531 | 413881.6214 | 1.4047 | 167489.4317 | -348683.7524
8 | 668090.843 | 55753.4797 | 11684.8645 | 600652.4987 | 413881.6214 | 1.4513 | 186770.8774 | -161912.8751
9 | 692188.9923 | 57426.0841 | 22084.6722 | 612678.236 | 413881.6214 | 1.4803 | 198796.6147 | 36883.7396
10 | 717159.7008 | 1323372.4667 | 16839.8602 | -623052.626 | 413881.6214 | -1.5054 | -1036934.2474 | -1000050.5078
11 | 743034.6912 | 322446.883 | 18031.5595 | 402556.2487 | 0 |  | 402556.2487 | -597494.2591
12 | 769846.8446 | 62751.0326 | 19280.7821 | 687815.0298 | 0 |  | 687815.0298 | 90320.7707
13 | 797630.2427 | 64633.5636 | 20575.8255 | 712420.8536 | 0 |  | 712420.8536 | 802741.6243
14 | 826420.2123 | 66572.5705 | 21918.3736 | 737929.2681 | 0 |  | 737929.2681 | 1540670.8925
15 | 856253.3702 | 68569.7476 | 23310.1727 | 764373.4499 | 0 |  | 764373.4499 | 2305044.3424
16 | 887167.6715 | 70626.8401 | 99012.1325 | 717528.6989 | 0 |  | 717528.6989 | 3022573.0413
17 | 919202.4578 | 72745.6453 | 104995.3287 | 741461.4838 | 0 |  | 741461.4838 | 3764034.5251
18 | 952398.5087 | 74928.0146 | 142803.655 | 734666.839 | 0 |  | 734666.839 | 4498701.3642
19 | 986798.0943 | 77175.8551 | 155772.0928 | 753850.1465 | 0 |  | 753850.1465 | 5252551.5106
20 | 1022445.0303 | 79491.1307 | 162438.4249 | 780515.4747 | 0 |  | 780515.4747 | 6033066.9853

## Technical Results
Metric | Value
System Sizing
PV Size (kW) | 5448.4073
Battery Power (kW) | 1610.95
Battery Energy (kWh) | 9461.23
Annual Energy Balance (Year 1)
PV to Load (kWh) | 3710439.0118
PV to Storage (kWh) | 2546943.1877
PV to Grid (kWh) | 0
Storage to Load (kWh) | 2291381.6639
Grid to Load (kWh) | 3573417.597
PV Curtailed (kWh) | 1414207.3103
Grid to Storage (kWh) | 0
Year-1 Utility Bill Comparison
BAU Utility Bill (USD) | 731030.93
Optimized Utility Bill (USD) | 197165.0049
Utility Bill Savings (USD) | 533865.9251
BAU Demand Charge (USD) | 0
Optimized Demand Charge (USD) | 0
Demand Charge Savings (USD) | 0
Solar Resource (Year 1)
Annual POA Irradiation (kWh/m²) | 1929.6822
Performance Ratio (Year 1) | 72.97%

## Dispatch Profile
Hour | Load (kW) | PV Irradiation (W/m²) | PV Generation Total (kW) | PV to Load (kW) | PV to Storage (kW) | PV to Grid (kW) | PV Curtailed (kW) | Grid to Load (kW) | Grid to Storage (kW) | Storage to Load (kW)
1 | 1020 | 0 | 0 | 0 | 0 | 0 | 0 | 1020 | 0 | 0
2 | 1078.4 | 0 | 0 | 0 | 0 | 0 | 0 | 1078.4 | 0 | 0
3 | 906.4 | 0 | 0 | 0 | 0 | 0 | 0 | 906.4 | 0 | 0
4 | 860.8 | 0 | 0 | 0 | 0 | 0 | 0 | 721.287 | 0 | 145.2019
5 | 996.8 | 0 | 0 | 0 | 0 | 0 | 0 | 0 | 0 | 1037.4463
6 | 983.2 | 0 | 0 | 0 | 0 | 0 | 0 | 0 | 0 | 1023.2917
7 | 586.4 | 11.75 | 15.9801 | 15.9801 | 0 | 0 | 0 | 0 | 0 | 594.3314
8 | 104.269 | 120.27 | 494.4647 | 108.5208 | -385.944 | 0 | 0 | 0 | 0 | 0
9 | 89.172 | 270.88 | 1157.095 | 92.8081 | -1064.2869 | 0 | 0 | 0 | 0 | 0
10 | 105.232 | 505.48 | 2146.7156 | 109.523 | -1676.6383 | 0 | 360.5542 | 0 | 0 | 0
11 | 89.626 | 573.07 | 2395.4956 | 93.2807 | -1676.6383 | 0 | 625.5766 | 0 | 0 | 0
12 | 119.641 | 477.66 | 1977.9463 | 124.5206 | -1676.6383 | 0 | 176.7874 | 0 | 0 | 0
13 | 82.892 | 358.27 | 1476.1806 | 86.2721 | -1389.9085 | 0 | 0 | 0 | 0 | 0
14 | 87.738 | 333.19 | 1373.1561 | 91.3157 | -440.3402 | 0 | 841.5003 | 0 | 0 | 0
15 | 106.186 | 229.93 | 944.8193 | 110.5159 | 0 | 0 | 834.3033 | 0 | 0 | 0
16 | 98.846 | 202.24 | 841.2724 | 102.8766 | 0 | 0 | 738.3957 | 0 | 0 | 0
17 | 88.262 | 121.2 | 488.1118 | 91.861 | 0 | 0 | 396.2508 | 0 | 0 | 0
18 | 94.791 | 11.75 | 8.1566 | 8.1566 | 0 | 0 | 0 | 0 | 0 | 90.4997
19 | 90.4 | 0 | 0 | 0 | 0 | 0 | 0 | 0 | 0 | 94.0862
20 | 96 | 0 | 0 | 0 | 0 | 0 | 0 | 0 | 0 | 99.9146
21 | 87.2 | 0 | 0 | 0 | 0 | 0 | 0 | 0 | 0 | 90.7557
22 | 92 | 0 | 0 | 0 | 0 | 0 | 0 | 0 | 0 | 95.7515
23 | 88 | 0 | 0 | 0 | 0 | 0 | 0 | 0 | 0 | 91.5884
24 | 91.2 | 0 | 0 | 0 | 0 | 0 | 0 | 0 | 0 | 94.9188
25 | 86.4 | 0 | 0 | 0 | 0 | 0 | 0 | 0 | 0 | 89.9231
26 | 93.6 | 0 | 0 | 0 | 0 | 0 | 0 | 0 | 0 | 97.4167
27 | 86.4 | 0 | 0 | 0 | 0 | 0 | 0 | 0 | 0 | 89.9231
28 | 89.6 | 0 | 0 | 0 | 0 | 0 | 0 | 0 | 0 | 93.2536
29 | 83.2 | 0 | 0 | 0 | 0 | 0 | 0 | 0 | 0 | 86.5926
30 | 92 | 0 | 0 | 0 | 0 | 0 | 0 | 0 | 0 | 95.7515
31 | 76.8 | 17.05 | 25.9507 | 25.9507 | 0 | 0 | 0 | 0 | 0 | 53.9809
32 | 84.462 | 28.41 | 94.3714 | 87.9061 | -6.4653 | 0 | 0 | 0 | 0 | 0
33 | 178.704 | 104.38 | 421.6416 | 185.991 | -235.6506 | 0 | 0 | 0 | 0 | 0
34 | 122.023 | 121.1 | 486.6412 | 126.9987 | -359.6425 | 0 | 0 | 0 | 0 | 0
35 | 151.211 | 155.66 | 628.2233 | 157.3769 | -470.8464 | 0 | 0 | 0 | 0 | 0
36 | 234.813 | 203.34 | 825.9677 | 244.3879 | -334.488 | 0 | 247.0919 | 0 | 0 | 0
37 | 410.829 | 266.08 | 1088.9242 | 427.5813 | 0 | 0 | 661.3429 | 0 | 0 | 0
38 | 797.587 | 196.09 | 793.6371 | 793.6371 | 0 | 0 | 0 | 35.044 | 0 | 0
39 | 1144.168 | 132.09 | 525.7932 | 525.7932 | 0 | 0 | 0 | 638.975 | 0 | 0
40 | 1195.968 | 35.28 | 119.3802 | 119.3802 | 0 | 0 | 0 | 1081.265 | 0 | 0
41 | 1539.811 | 39.2 | 137.4356 | 137.4356 | 0 | 0 | 0 | 1407.76 | 0 | 0
42 | 1385.46 | 5.87 | 0 | 0 | 0 | 0 | 0 | 1385.46 | 0 | 0
43 | 1622.4 | 0 | 0 | 0 | 0 | 0 | 0 | 11.451 | 0 | 1676.6383
44 | 953.6 | 0 | 0 | 0 | 0 | 0 | 0 | 0 | 0 | 992.4847
45 | 1364 | 0 | 0 | 0 | 0 | 0 | 0 | 0 | 0 | 1419.6195
46 | 1566.4 | 0 | 0 | 0 | 0 | 0 | 0 | 0 | 0 | 1630.2728
47 | 1546.4 | 0 | 0 | 0 | 0 | 0 | 0 | 0 | 0 | 1609.4572
48 | 1576 | 0 | 0 | 0 | 0 | 0 | 0 | 1576 | 0 | 0
49 | 1492 | 0 | 0 | 0 | 0 | 0 | 0 | 1492 | 0 | 0
50 | 1759.2 | 0 | 0 | 0 | 0 | 0 | 0 | 1759.2 | 0 | 0
51 | 1702.4 | 0 | 0 | 0 | 0 | 0 | 0 | 1702.4 | 0 | 0
52 | 1202.4 | 0 | 0 | 0 | 0 | 0 | 0 | 1202.4 | 0 | 0
53 | 1508.8 | 0 | 0 | 0 | 0 | 0 | 0 | 1508.8 | 0 | 0
54 | 1304 | 0 | 0 | 0 | 0 | 0 | 0 | 1304 | 0 | 0
55 | 1408 | 33.28 | 73.7713 | 0 | -73.7713 | 0 | 0 | 1408 | 0 | 0
56 | 1348.873 | 132.21 | 537.148 | 0 | -537.148 | 0 | 0 | 1348.873 | 0 | 0
57 | 1465.448 | 278.69 | 1180.0379 | 0 | -1180.0379 | 0 | 0 | 1465.448 | 0 | 0
58 | 1762.864 | 382.05 | 1598.5686 | 0 | -1598.5686 | 0 | 0 | 1762.864 | 0 | 0
59 | 1691.064 | 277.02 | 1135.7914 | 0 | -1135.7914 | 0 | 0 | 1691.064 | 0 | 0
60 | 1680.269 | 533.11 | 2191.622 | 514.9836 | -1676.6383 | 0 | 0 | 1185.463 | 0 | 0
61 | 1623.593 | 450.13 | 1846.9063 | 290.3934 | -1556.5129 | 0 | 0 | 1344.577 | 0 | 0
62 | 1593.084 | 499.13 | 2055.3739 | 1658.0449 | -397.329 | 0 | 0 | 0 | 0 | 0
63 | 1600.536 | 137.97 | 548.3437 | 548.3437 | 0 | 0 | 0 | 1073.676 | 0 | 0
64 | 2071.826 | 199.75 | 825.9563 | 825.9563 | 0 | 0 | 0 | 1278.23 | 0 | 0
65 | 1766.78 | 172.64 | 698.4861 | 698.4861 | 0 | 0 | 0 | 1095.66 | 0 | 0
66 | 1972.144 | 24.34 | 42.0453 | 42.0453 | 0 | 0 | 0 | 1931.746 | 0 | 0
67 | 1702.4 | 0 | 0 | 0 | 0 | 0 | 0 | 841.476 | 0 | 896.0297
68 | 1880.8 | 0 | 0 | 0 | 0 | 0 | 0 | 269.851 | 0 | 1676.6383
69 | 1820 | 0 | 0 | 0 | 0 | 0 | 0 | 209.051 | 0 | 1676.6383
70 | 1544 | 0 | 0 | 0 | 0 | 0 | 0 | 0 | 0 | 1606.9594
71 | 1548 | 0 | 0 | 0 | 0 | 0 | 0 | 0 | 0 | 1611.1225
72 | 1748 | 0 | 0 | 0 | 0 | 0 | 0 | 1748 | 0 | 0
73 | 1668.8 | 0 | 0 | 0 | 0 | 0 | 0 | 1668.8 | 0 | 0
74 | 1640 | 0 | 0 | 0 | 0 | 0 | 0 | 1640 | 0 | 0
75 | 1404.8 | 0 | 0 | 0 | 0 | 0 | 0 | 1404.8 | 0 | 0
76 | 1329.6 | 0 | 0 | 0 | 0 | 0 | 0 | 1329.6 | 0 | 0
77 | 1424 | 0 | 0 | 0 | 0 | 0 | 0 | 1424 | 0 | 0
78 | 1144.8 | 0 | 0 | 0 | 0 | 0 | 0 | 1144.8 | 0 | 0
79 | 1503.2 | 53.12 | 117.3528 | 117.3528 | 0 | 0 | 0 | 1390.445 | 0 | 0
80 | 1213.663 | 213.5 | 875.5316 | 875.5316 | 0 | 0 | 0 | 372.434 | 0 | 0
81 | 1603.942 | 491.73 | 2114.0799 | 1669.3456 | -444.7343 | 0 | 0 | 0 | 0 | 0
82 | 1563.398 | 634.77 | 2675.0701 | 1627.1484 | -1047.9217 | 0 | 0 | 0 | 0 | 0
83 | 1507.155 | 796.52 | 3304.8618 | 1568.6119 | -1676.6383 | 0 | 59.6115 | 0 | 0 | 0
84 | 1580.699 | 787.57 | 3237.3945 | 1645.1548 | -1592.2397 | 0 | 0 | 0 | 0 | 0
85 | 1729.469 | 763.71 | 3145.5782 | 1799.9912 | -1345.587 | 0 | 0 | 0 | 0 | 0
86 | 1487.795 | 798.76 | 3301.6697 | 1548.4635 | -1676.6383 | 0 | 76.5679 | 0 | 0 | 0
87 | 1353.09 | 576.57 | 2416.0311 | 1408.2647 | -526.6362 | 0 | 481.1303 | 0 | 0 | 0
88 | 1713.845 | 504.54 | 2157.2316 | 1783.7301 | 0 | 0 | 373.5015 | 0 | 0 | 0
89 | 1749.959 | 265.01 | 1069.2608 | 1069.2608 | 0 | 0 | 0 | 722.591 | 0 | 0
90 | 1614.836 | 38 | 78.9856 | 78.9856 | 0 | 0 | 0 | 1538.945 | 0 | 0
91 | 1603.201 | 0 | 0 | 0 | 0 | 0 | 0 | 0 | 0 | 1668.5744
92 | 1192 | 0 | 0 | 0 | 0 | 0 | 0 | 0 | 0 | 1240.6059
93 | 1322.4 | 0 | 0 | 0 | 0 | 0 | 0 | 0 | 0 | 1376.3232
94 | 1403.2 | 0 | 0 | 0 | 0 | 0 | 0 | 0 | 0 | 1460.418
95 | 1576.8 | 0 | 0 | 0 | 0 | 0 | 0 | 0 | 0 | 1641.0968
96 | 1240.8 | 0 | 0 | 0 | 0 | 0 | 0 | 1240.8 | 0 | 0
97 | 1476 | 0 | 0 | 0 | 0 | 0 | 0 | 1476 | 0 | 0
98 | 1014.4 | 0 | 0 | 0 | 0 | 0 | 0 | 1014.4 | 0 | 0
99 | 1200.8 | 0 | 0 | 0 | 0 | 0 | 0 | 1200.8 | 0 | 0
100 | 1056 | 0 | 0 | 0 | 0 | 0 | 0 | 1056 | 0 | 0
101 | 1512.8 | 0 | 0 | 0 | 0 | 0 | 0 | 1512.8 | 0 | 0
102 | 1194.4 | 0 | 0 | 0 | 0 | 0 | 0 | 1194.4 | 0 | 0
103 | 1352.8 | 52.8 | 114.5146 | 114.5146 | 0 | 0 | 0 | 1242.772 | 0 | 0
104 | 1276.497 | 282.7 | 1157.6394 | 1157.6394 | 0 | 0 | 0 | 86.991 | 0 | 80.3709
105 | 1178.106 | 524.59 | 2263.2139 | 1226.1454 | -1037.0685 | 0 | 0 | 0 | 0 | 0
106 | 1381.448 | 729.17 | 3077.092 | 1437.779 | -1639.313 | 0 | 0 | 0 | 0 | 0
107 | 1214.49 | 872.15 | 3609.7001 | 1264.013 | -1676.6383 | 0 | 669.0488 | 0 | 0 | 0
108 | 1201.671 | 950.07 | 3883.8813 | 1250.6723 | -1676.6383 | 0 | 956.5707 | 0 | 0 | 0
109 | 1248.417 | 949.58 | 3869.655 | 1299.3234 | -1676.6383 | 0 | 893.6932 | 0 | 0 | 0
110 | 1246.649 | 870.91 | 3576.362 | 1297.4844 | -604.0981 | 0 | 1674.7795 | 0 | 0 | 0
111 | 987.594 | 726.63 | 3031.4612 | 1027.8649 | 0 | 0 | 2003.5963 | 0 | 0 | 0
112 | 489.888 | 520.09 | 2217.0221 | 509.8641 | 0 | 0 | 1707.1581 | 0 | 0 | 0
113 | 193.991 | 277.32 | 1114.9998 | 201.9013 | 0 | 0 | 913.0985 | 0 | 0 | 0
114 | 170.644 | 43.35 | 86.2918 | 86.2918 | 0 | 0 | 0 | 0 | 0 | 91.3105
115 | 118.4 | 0 | 0 | 0 | 0 | 0 | 0 | 0 | 0 | 123.228
116 | 127.2 | 0 | 0 | 0 | 0 | 0 | 0 | 0 | 0 | 132.3868
117 | 100.8 | 0 | 0 | 0 | 0 | 0 | 0 | 0 | 0 | 104.9103
118 | 94.4 | 0 | 0 | 0 | 0 | 0 | 0 | 0 | 0 | 98.2493
119 | 94.4 | 0 | 0 | 0 | 0 | 0 | 0 | 0 | 0 | 98.2493
120 | 99.2 | 0 | 0 | 0 | 0 | 0 | 0 | 0 | 0 | 103.2451
121 | 92.8 | 0 | 0 | 0 | 0 | 0 | 0 | 0 | 0 | 96.5841
122 | 91.2 | 0 | 0 | 0 | 0 | 0 | 0 | 0 | 0 | 94.9188
123 | 85.6 | 0 | 0 | 0 | 0 | 0 | 0 | 0 | 0 | 89.0905
124 | 93.6 | 0 | 0 | 0 | 0 | 0 | 0 | 0 | 0 | 97.4167
125 | 89.6 | 0 | 0 | 0 | 0 | 0 | 0 | 0 | 0 | 93.2536
126 | 93.6 | 0 | 0 | 0 | 0 | 0 | 0 | 0 | 0 | 97.4167
127 | 81.6 | 59.95 | 134.281 | 84.9274 | -49.3536 | 0 | 0 | 0 | 0 | 0
128 | 95.06 | 231.48 | 941.7458 | 98.9362 | -842.8096 | 0 | 0 | 0 | 0 | 0
129 | 615.277 | 482.79 | 2069.4254 | 640.366 | -577.142 | 0 | 851.9174 | 0 | 0 | 0
130 | 1487.855 | 454.39 | 1895.3264 | 1548.525 | 0 | 0 | 346.8014 | 0 | 0 | 0
131 | 1570.749 | 865.42 | 3556.0554 | 1634.7991 | 0 | 0 | 1921.2563 | 0 | 0 | 0
132 | 1374.539 | 929.6 | 3783.0092 | 1430.5883 | 0 | 0 | 2352.4209 | 0 | 0 | 0
133 | 1744.337 | 768.74 | 3135.9562 | 1815.4655 | 0 | 0 | 1320.4908 | 0 | 0 | 0
134 | 1288.096 | 442.06 | 1813.1268 | 1340.6204 | 0 | 0 | 472.5064 | 0 | 0 | 0
135 | 1540.824 | 681.24 | 2843.3762 | 1603.6539 | 0 | 0 | 1239.7223 | 0 | 0 | 0
136 | 1378.996 | 392.63 | 1667.9749 | 1435.227 | 0 | 0 | 232.7479 | 0 | 0 | 0
137 | 1206.845 | 184.22 | 736.5921 | 736.5921 | 0 | 0 | 0 | 499.112 | 0 | 0
138 | 1353.643 | 38.87 | 81.2462 | 81.2462 | 0 | 0 | 0 | 1275.58 | 0 | 0
139 | 1672.005 | 0 | 0 | 0 | 0 | 0 | 0 | 61.056 | 0 | 1676.6383
140 | 1202.4 | 0 | 0 | 0 | 0 | 0 | 0 | 0 | 0 | 1251.43
141 | 1490.4 | 0 | 0 | 0 | 0 | 0 | 0 | 0 | 0 | 1551.1737
142 | 825.6 | 0 | 0 | 0 | 0 | 0 | 0 | 0 | 0 | 859.2653
143 | 1327.2 | 0 | 0 | 0 | 0 | 0 | 0 | 0 | 0 | 1381.319
144 | 1368.8 | 0 | 0 | 0 | 0 | 0 | 0 | 1368.8 | 0 | 0
145 | 1056 | 0 | 0 | 0 | 0 | 0 | 0 | 1056 | 0 | 0
146 | 1168.8 | 0 | 0 | 0 | 0 | 0 | 0 | 1168.8 | 0 | 0
147 | 1128 | 0 | 0 | 0 | 0 | 0 | 0 | 1128 | 0 | 0
148 | 982.4 | 0 | 0 | 0 | 0 | 0 | 0 | 982.4 | 0 | 0
149 | 904 | 0 | 0 | 0 | 0 | 0 | 0 | 904 | 0 | 0
150 | 892.8 | 0 | 0 | 0 | 0 | 0 | 0 | 892.8 | 0 | 0
151 | 1122.4 | 56.74 | 123.6027 | 123.6027 | 0 | 0 | 0 | 285.366 | 0 | 747.5629
152 | 820.686 | 302.44 | 1235.0066 | 854.1509 | -380.8556 | 0 | 0 | 0 | 0 | 0
153 | 1276.219 | 548.14 | 2353.5106 | 1328.2591 | -1025.2515 | 0 | 0 | 0 | 0 | 0
154 | 1102.819 | 756.42 | 3149.6154 | 1147.7884 | -1676.6383 | 0 | 325.1886 | 0 | 0 | 0
155 | 1394.158 | 904.1 | 3668.6685 | 1451.0073 | -1676.6383 | 0 | 541.0228 | 0 | 0 | 0
156 | 1343.063 | 978.5 | 3914.0763 | 1397.8298 | -1676.6383 | 0 | 839.6082 | 0 | 0 | 0
157 | 1117.045 | 976.48 | 3892.909 | 1162.5956 | -1676.6383 | 0 | 1053.6751 | 0 | 0 | 0
158 | 1320.721 | 893.64 | 3588.0322 | 1374.5758 | -197.7341 | 0 | 2015.7224 | 0 | 0 | 0
159 | 965.839 | 743.6 | 3040.44 | 1005.2228 | 0 | 0 | 2035.2172 | 0 | 0 | 0
160 | 1201.115 | 536.56 | 2251.2169 | 1250.0926 | 0 | 0 | 1001.1242 | 0 | 0 | 0
161 | 1181.242 | 289.74 | 1158.6854 | 1158.6854 | 0 | 0 | 0 | 67.953 | 0 | 0
162 | 1081.511 | 49.78 | 111.4797 | 111.4797 | 0 | 0 | 0 | 974.399 | 0 | 0
163 | 1008 | 0 | 0 | 0 | 0 | 0 | 0 | 0 | 0 | 1049.103
164 | 1229.6 | 0 | 0 | 0 | 0 | 0 | 0 | 0 | 0 | 1279.7391
165 | 845.6 | 0 | 0 | 0 | 0 | 0 | 0 | 0 | 0 | 880.0809
166 | 1182.4 | 0 | 0 | 0 | 0 | 0 | 0 | 0 | 0 | 1230.6145
167 | 1105.6 | 0 | 0 | 0 | 0 | 0 | 0 | 0 | 0 | 1150.6828
168 | 876.8 | 0 | 0 | 0 | 0 | 0 | 0 | 876.8 | 0 | 0
169 | 1152.8 | 0 | 0 | 0 | 0 | 0 | 0 | 1152.8 | 0 | 0
170 | 1130.4 | 0 | 0 | 0 | 0 | 0 | 0 | 1130.4 | 0 | 0
171 | 1128.8 | 0 | 0 | 0 | 0 | 0 | 0 | 1128.8 | 0 | 0
172 | 1064.8 | 0 | 0 | 0 | 0 | 0 | 0 | 1064.8 | 0 | 0
173 | 1179.2 | 0 | 0 | 0 | 0 | 0 | 0 | 1179.2 | 0 | 0
174 | 769.6 | 0 | 0 | 0 | 0 | 0 | 0 | 769.6 | 0 | 0
175 | 1032.8 | 53.85 | 112.3956 | 0 | -112.3956 | 0 | 0 | 1032.8 | 0 | 0
176 | 1022.571 | 223.67 | 902.3493 | 0 | -902.3493 | 0 | 0 | 1022.571 | 0 | 0
177 | 1349.006 | 243.7 | 1010.8326 | 0 | -1010.8326 | 0 | 0 | 1349.006 | 0 | 0
178 | 1477.914 | 188.21 | 755.9016 | 724.3931 | -31.5085 | 0 | 0 | 781.903 | 0 | 0
179 | 1484.496 | 153.65 | 603.0511 | 603.0511 | 0 | 0 | 0 | 905.072 | 0 | 0
180 | 1349.631 | 240.6 | 961.4311 | 961.4311 | 0 | 0 | 0 | 425.868 | 0 | 0
181 | 1462.071 | 334.34 | 1347.6311 | 1347.6311 | 0 | 0 | 0 | 167.239 | 0 | 0
182 | 1295.145 | 645.92 | 2631.6947 | 1347.9569 | -1283.7378 | 0 | 0 | 0 | 0 | 0
183 | 1332.189 | 643.72 | 2670.8851 | 1386.5114 | -1284.3737 | 0 | 0 | 0 | 0 | 0
184 | 1434.587 | 246.14 | 1021.9689 | 1021.9689 | 0 | 0 | 0 | 452.658 | 0 | 0
185 | 1105.581 | 157.18 | 634.6303 | 634.6303 | 0 | 0 | 0 | 495.815 | 0 | 0
186 | 1217.803 | 15.26 | 22.436 | 22.436 | 0 | 0 | 0 | 1196.246 | 0 | 0
187 | 1003.211 | 0 | 0 | 0 | 0 | 0 | 0 | 0 | 0 | 1044.1187
188 | 1195.2 | 0 | 0 | 0 | 0 | 0 | 0 | 0 | 0 | 1243.9364
189 | 1054.4 | 0 | 0 | 0 | 0 | 0 | 0 | 0 | 0 | 1097.3951
190 | 1257.6 | 0 | 0 | 0 | 0 | 0 | 0 | 0 | 0 | 1308.8809
191 | 1286.4 | 0 | 0 | 0 | 0 | 0 | 0 | 0 | 0 | 1338.8553
192 | 1148 | 0 | 0 | 0 | 0 | 0 | 0 | 1148 | 0 | 0
193 | 1193.6 | 0 | 0 | 0 | 0 | 0 | 0 | 1193.6 | 0 | 0
194 | 937.6 | 0 | 0 | 0 | 0 | 0 | 0 | 937.6 | 0 | 0
195 | 1222.4 | 0 | 0 | 0 | 0 | 0 | 0 | 1222.4 | 0 | 0
196 | 1073.6 | 0 | 0 | 0 | 0 | 0 | 0 | 1073.6 | 0 | 0
197 | 942.4 | 0 | 0 | 0 | 0 | 0 | 0 | 942.4 | 0 | 0
198 | 1051.2 | 0 | 0 | 0 | 0 | 0 | 0 | 1051.2 | 0 | 0
199 | 951.2 | 50.52 | 102.2834 | 102.2834 | 0 | 0 | 0 | 852.924 | 0 | 0
200 | 1114.771 | 251.16 | 1018.2804 | 1018.2804 | 0 | 0 | 0 | 136.386 | 0 | 0
201 | 1167.854 | 534.22 | 2277.102 | 1215.4753 | -1061.6267 | 0 | 0 | 0 | 0 | 0
202 | 1664.173 | 736.26 | 3041.4318 | 1732.0326 | -1309.3992 | 0 | 0 | 0 | 0 | 0
203 | 1338.632 | 879.42 | 3538.6369 | 1393.2171 | -1676.6383 | 0 | 468.7815 | 0 | 0 | 0
204 | 1317.153 | 957.52 | 3788.0539 | 1370.8623 | -1676.6383 | 0 | 740.5533 | 0 | 0 | 0
205 | 1355.422 | 953.81 | 3761.0905 | 1410.6928 | -1676.6383 | 0 | 673.7593 | 0 | 0 | 0
206 | 1226.996 | 674.24 | 2717.5671 | 1277.029 | -909.4537 | 0 | 531.0845 | 0 | 0 | 0
207 | 1258.144 | 534.86 | 2185.1057 | 1309.4471 | 0 | 0 | 875.6586 | 0 | 0 | 0
208 | 1216.588 | 276.81 | 1146.0451 | 1146.0451 | 0 | 0 | 0 | 115.444 | 0 | 0
209 | 1274.12 | 227.69 | 917.5447 | 917.5447 | 0 | 0 | 0 | 392.524 | 0 | 0
210 | 1113.621 | 41.65 | 94.2298 | 94.2298 | 0 | 0 | 0 | 1023.083 | 0 | 0
211 | 1163.2 | 0 | 0 | 0 | 0 | 0 | 0 | 0 | 0 | 1210.6316
212 | 1064 | 0 | 0 | 0 | 0 | 0 | 0 | 0 | 0 | 1107.3865
213 | 1449.6 | 0 | 0 | 0 | 0 | 0 | 0 | 0 | 0 | 1508.71
214 | 1246.4 | 0 | 0 | 0 | 0 | 0 | 0 | 0 | 0 | 1297.2242
215 | 1491.2 | 0 | 0 | 0 | 0 | 0 | 0 | 0 | 0 | 1552.0064
216 | 1336.8 | 0 | 0 | 0 | 0 | 0 | 0 | 1336.8 | 0 | 0
217 | 1711.2 | 0 | 0 | 0 | 0 | 0 | 0 | 1711.2 | 0 | 0
218 | 1122.4 | 0 | 0 | 0 | 0 | 0 | 0 | 1122.4 | 0 | 0
219 | 1392 | 0 | 0 | 0 | 0 | 0 | 0 | 1392 | 0 | 0
220 | 1262.4 | 0 | 0 | 0 | 0 | 0 | 0 | 1262.4 | 0 | 0
221 | 1117.6 | 0 | 0 | 0 | 0 | 0 | 0 | 1117.6 | 0 | 0
222 | 1514.4 | 0 | 0 | 0 | 0 | 0 | 0 | 1514.4 | 0 | 0
223 | 1350.4 | 47.44 | 90.9337 | 90.9337 | 0 | 0 | 0 | 729.779 | 0 | 554.9942
224 | 1353.11 | 288.76 | 1171.8491 | 1171.8491 | 0 | 0 | 0 | 0 | 0 | 236.4364
225 | 1445.428 | 534.75 | 2293.436 | 1504.3679 | -789.068 | 0 | 0 | 0 | 0 | 0
226 | 1336.752 | 734.82 | 3064.6859 | 1391.2605 | -1673.4255 | 0 | 0 | 0 | 0 | 0
227 | 1366.848 | 874.29 | 3560.3819 | 1422.5847 | -1676.6383 | 0 | 461.1588 | 0 | 0 | 0
228 | 1423.45 | 954.03 | 3828.5744 | 1481.4948 | -1676.6383 | 0 | 670.4413 | 0 | 0 | 0
229 | 1626.909 | 542.36 | 2199.5548 | 1693.2491 | -506.3056 | 0 | 0 | 0 | 0 | 0
230 | 1552.301 | 666.6 | 2713.3936 | 1615.5989 | -1097.7947 | 0 | 0 | 0 | 0 | 0
231 | 1372.937 | 710.42 | 2929.2215 | 1428.921 | -890.524 | 0 | 609.7766 | 0 | 0 | 0
232 | 1588.328 | 518.45 | 2191.7802 | 1653.0949 | 0 | 0 | 538.6853 | 0 | 0 | 0
233 | 1609.75 | 207.82 | 838.2427 | 838.2427 | 0 | 0 | 0 | 804.349 | 0 | 0
234 | 1634.626 | 42.19 | 97.7393 | 97.7393 | 0 | 0 | 0 | 1540.716 | 0 | 0
235 | 1760.002 | 0 | 0 | 0 | 0 | 0 | 0 | 662.528 | 0 | 1142.2255
236 | 1500 | 0 | 0 | 0 | 0 | 0 | 0 | 0 | 0 | 1561.1652
237 | 1500 | 0 | 0 | 0 | 0 | 0 | 0 | 0 | 0 | 1561.1652
238 | 1466.4 | 0 | 0 | 0 | 0 | 0 | 0 | 0 | 0 | 1526.1951
239 | 1682.4 | 0 | 0 | 0 | 0 | 0 | 0 | 71.451 | 0 | 1676.6383
240 | 1397.6 | 0 | 0 | 0 | 0 | 0 | 0 | 1397.6 | 0 | 0
241 | 1472.8 | 0 | 0 | 0 | 0 | 0 | 0 | 1472.8 | 0 | 0
242 | 1350.4 | 0 | 0 | 0 | 0 | 0 | 0 | 1350.4 | 0 | 0
243 | 1287.2 | 0 | 0 | 0 | 0 | 0 | 0 | 1287.2 | 0 | 0
244 | 1179.2 | 0 | 0 | 0 | 0 | 0 | 0 | 1179.2 | 0 | 0
245 | 1111.2 | 0 | 0 | 0 | 0 | 0 | 0 | 1111.2 | 0 | 0
246 | 1189.6 | 0 | 0 | 0 | 0 | 0 | 0 | 1189.6 | 0 | 0
247 | 1056 | 39.39 | 71.3359 | 0 | -71.3359 | 0 | 0 | 1056 | 0 | 0
248 | 1007.057 | 218.76 | 891.2182 | 0 | -891.2182 | 0 | 0 | 1007.057 | 0 | 0
249 | 1526.413 | 231.29 | 961.9869 | 0 | -961.9869 | 0 | 0 | 1526.413 | 0 | 0
250 | 1751.451 | 590.39 | 2447.1681 | 1373.3872 | -1073.7809 | 0 | 0 | 431.871 | 0 | 0
251 | 1601.404 | 863.35 | 3480.7427 | 1666.7052 | -1676.6383 | 0 | 137.3992 | 0 | 0 | 0
252 | 1468.113 | 804.31 | 3210.4248 | 1527.9779 | -1676.6383 | 0 | 5.8086 | 0 | 0 | 0
253 | 1613.967 | 632.07 | 2530.9163 | 1679.7794 | -851.1369 | 0 | 0 | 0 | 0 | 0
254 | 1643.485 | 354.16 | 1425.8205 | 1425.8205 | 0 | 0 | 0 | 273.527 | 0 | 0
255 | 1670.927 | 646.87 | 2633.1174 | 1739.062 | -894.0554 | 0 | 0 | 0 | 0 | 0
256 | 1625.599 | 202.23 | 821.712 | 821.712 | 0 | 0 | 0 | 836.081 | 0 | 0
257 | 1615.953 | 102.83 | 401.4932 | 401.4932 | 0 | 0 | 0 | 1230.19 | 0 | 0
258 | 1849.735 | 20.67 | 42.6115 | 42.6115 | 0 | 0 | 0 | 1808.793 | 0 | 0
259 | 1528.006 | 0 | 0 | 0 | 0 | 0 | 0 | 0 | 0 | 1590.3132
260 | 1338.4 | 0 | 0 | 0 | 0 | 0 | 0 | 0 | 0 | 1392.9757
261 | 1358.4 | 0 | 0 | 0 | 0 | 0 | 0 | 0 | 0 | 1413.7912
262 | 1418.4 | 0 | 0 | 0 | 0 | 0 | 0 | 0 | 0 | 1476.2378
263 | 1347.2 | 0 | 0 | 0 | 0 | 0 | 0 | 0 | 0 | 1402.1345
264 | 1475.2 | 0 | 0 | 0 | 0 | 0 | 0 | 1475.2 | 0 | 0
265 | 1247.2 | 0 | 0 | 0 | 0 | 0 | 0 | 1247.2 | 0 | 0
266 | 1436 | 0 | 0 | 0 | 0 | 0 | 0 | 1436 | 0 | 0
267 | 1268.8 | 0 | 0 | 0 | 0 | 0 | 0 | 1268.8 | 0 | 0
268 | 1268.8 | 0 | 0 | 0 | 0 | 0 | 0 | 1268.8 | 0 | 0
269 | 1345.6 | 0 | 0 | 0 | 0 | 0 | 0 | 1345.6 | 0 | 0
270 | 1118.4 | 0 | 0 | 0 | 0 | 0 | 0 | 1118.4 | 0 | 0
271 | 1312.8 | 19.09 | 27.4547 | 27.4547 | 0 | 0 | 0 | 1286.421 | 0 | 0
272 | 1080.054 | 274.64 | 1106.7027 | 1106.7027 | 0 | 0 | 0 | 16.711 | 0 | 0
273 | 1017.97 | 438.49 | 1851.57 | 1059.4796 | -792.0905 | 0 | 0 | 0 | 0 | 0
274 | 1165.131 | 295.04 | 1198.0507 | 1198.0507 | 0 | 0 | 0 | 14.019 | 0 | 0
275 | 1340.908 | 321.34 | 1285.9495 | 1285.9495 | 0 | 0 | 0 | 105.341 | 0 | 0
276 | 1421.717 | 712.67 | 2800.2474 | 1479.6901 | -1320.5574 | 0 | 0 | 0 | 0 | 0
277 | 1076.722 | 568.89 | 2244.9618 | 1120.6273 | -1124.3345 | 0 | 0 | 0 | 0 | 0
278 | 1233.429 | 706.63 | 2790.7722 | 1283.7243 | -1507.0479 | 0 | 0 | 0 | 0 | 0
279 | 966.192 | 208.75 | 828.7029 | 828.7029 | 0 | 0 | 0 | 169.957 | 0 | 0
280 | 1205.397 | 230.16 | 936.058 | 936.058 | 0 | 0 | 0 | 306.013 | 0 | 0
281 | 1237.532 | 9.79 | 14.7488 | 14.7488 | 0 | 0 | 0 | 1223.361 | 0 | 0
282 | 859.624 | 8.41 | 0.94294 | 0.94294 | 0 | 0 | 0 | 858.718 | 0 | 0
283 | 1175.2 | 0 | 0 | 0 | 0 | 0 | 0 | 1175.2 | 0 | 0
284 | 1189.6 | 0 | 0 | 0 | 0 | 0 | 0 | 825.017 | 0 | 379.4495
285 | 1346.4 | 0 | 0 | 0 | 0 | 0 | 0 | 0 | 0 | 1401.3019
286 | 1161.6 | 0 | 0 | 0 | 0 | 0 | 0 | 0 | 0 | 1208.9663
287 | 1086.4 | 0 | 0 | 0 | 0 | 0 | 0 | 0 | 0 | 1130.6999
288 | 136.8 | 0 | 0 | 0 | 0 | 0 | 0 | 0 | 0 | 142.3783
289 | 106.4 | 0 | 0 | 0 | 0 | 0 | 0 | 106.4 | 0 | 0
290 | 88 | 0 | 0 | 0 | 0 | 0 | 0 | 88 | 0 | 0
291 | 92 | 0 | 0 | 0 | 0 | 0 | 0 | 92 | 0 | 0
292 | 88 | 0 | 0 | 0 | 0 | 0 | 0 | 88 | 0 | 0
293 | 92 | 0 | 0 | 0 | 0 | 0 | 0 | 92 | 0 | 0
294 | 84.8 | 0 | 0 | 0 | 0 | 0 | 0 | 84.8 | 0 | 0
295 | 82.4 | 45.81 | 91.3042 | 85.76 | -5.5442 | 0 | 0 | 0 | 0 | 0
296 | 81.362 | 279.68 | 1122.5954 | 84.6797 | -1037.9157 | 0 | 0 | 0 | 0 | 0
297 | 804.961 | 524.59 | 2212.5385 | 837.7847 | -1374.7537 | 0 | 0 | 0 | 0 | 0
298 | 971.201 | 727.41 | 2946.7326 | 1010.8035 | -1676.6383 | 0 | 259.2908 | 0 | 0 | 0
299 | 1378.581 | 872.3 | 3412.4625 | 1434.7951 | -1676.6383 | 0 | 301.0291 | 0 | 0 | 0
300 | 1301.865 | 951.32 | 3653.419 | 1354.9519 | -1676.6383 | 0 | 621.8287 | 0 | 0 | 0
301 | 1411.199 | 911.94 | 3514.1298 | 1468.7432 | -862.2659 | 0 | 1183.1207 | 0 | 0 | 0
302 | 1430.445 | 651.43 | 2571.6106 | 1488.774 | 0 | 0 | 1082.8367 | 0 | 0 | 0
303 | 1147.683 | 392.72 | 1576.1971 | 1194.4818 | 0 | 0 | 381.7153 | 0 | 0 | 0
304 | 1193.172 | 225.94 | 912.9954 | 912.9954 | 0 | 0 | 0 | 315.947 | 0 | 0
305 | 1254.203 | 147.29 | 581.9118 | 581.9118 | 0 | 0 | 0 | 695.09 | 0 | 0
306 | 1409.776 | 32.57 | 74.9755 | 74.9755 | 0 | 0 | 0 | 1337.738 | 0 | 0
307 | 1164.8 | 0 | 0 | 0 | 0 | 0 | 0 | 0 | 0 | 1212.2968
308 | 1167.2 | 0 | 0 | 0 | 0 | 0 | 0 | 0 | 0 | 1214.7947
309 | 1375.2 | 0 | 0 | 0 | 0 | 0 | 0 | 0 | 0 | 1431.2762
310 | 1362.4 | 0 | 0 | 0 | 0 | 0 | 0 | 0 | 0 | 1417.9543
311 | 1214.4 | 0 | 0 | 0 | 0 | 0 | 0 | 0 | 0 | 1263.9193
312 | 949.6 | 0 | 0 | 0 | 0 | 0 | 0 | 949.6 | 0 | 0
313 | 1832.8 | 0 | 0 | 0 | 0 | 0 | 0 | 1832.8 | 0 | 0
314 | 1784.8 | 0 | 0 | 0 | 0 | 0 | 0 | 1784.8 | 0 | 0
315 | 1888 | 0 | 0 | 0 | 0 | 0 | 0 | 1888 | 0 | 0
316 | 2028.8 | 0 | 0 | 0 | 0 | 0 | 0 | 2028.8 | 0 | 0
317 | 2156.8 | 0 | 0 | 0 | 0 | 0 | 0 | 2156.8 | 0 | 0
318 | 2129.6 | 0 | 0 | 0 | 0 | 0 | 0 | 2129.6 | 0 | 0
319 | 1976.8 | 49.36 | 96.5893 | 0 | -96.5893 | 0 | 0 | 1976.8 | 0 | 0
320 | 1127.549 | 293.77 | 1186.2274 | 0 | -1186.2274 | 0 | 0 | 1127.549 | 0 | 0
321 | 1638.403 | 544.43 | 2294.1937 | 617.5553 | -1676.6383 | 0 | 0 | 1045.043 | 0 | 0
322 | 1940.862 | 730.38 | 2926.1273 | 1438.6366 | -1487.4907 | 0 | 0 | 558.59 | 0 | 0
323 | 2188.553 | 903.85 | 3440.0972 | 2277.7952 | -1162.3021 | 0 | 0 | 0 | 0 | 0
324 | 2025.649 | 789.39 | 3014.2988 | 2108.2485 | -906.0503 | 0 | 0 | 0 | 0 | 0
325 | 1943.684 | 665.04 | 2565.5564 | 2022.9412 | -542.6152 | 0 | 0 | 0 | 0 | 0
326 | 2335.268 | 678.67 | 2621.4035 | 2430.4927 | -190.9107 | 0 | 0 | 0 | 0 | 0
327 | 2168.745 | 433.48 | 1722.1765 | 1722.1765 | 0 | 0 | 0 | 514.042 | 0 | 0
328 | 1973.613 | 513.85 | 2083.8464 | 2054.0906 | -29.7558 | 0 | 0 | 0 | 0 | 0
329 | 2279.797 | 303.55 | 1202.0764 | 1202.0764 | 0 | 0 | 0 | 1124.817 | 0 | 0
330 | 1609.172 | 63.35 | 161.769 | 161.769 | 0 | 0 | 0 | 1453.741 | 0 | 0
331 | 2156.812 | 0 | 0 | 0 | 0 | 0 | 0 | 1425.787 | 0 | 760.8339
332 | 2172.8 | 0 | 0 | 0 | 0 | 0 | 0 | 561.851 | 0 | 1676.6383
333 | 2000 | 0 | 0 | 0 | 0 | 0 | 0 | 389.051 | 0 | 1676.6383
334 | 1667.2 | 0 | 0 | 0 | 0 | 0 | 0 | 56.251 | 0 | 1676.6383
335 | 2352 | 0 | 0 | 0 | 0 | 0 | 0 | 741.051 | 0 | 1676.6383
336 | 2075.2 | 0 | 0 | 0 | 0 | 0 | 0 | 2075.2 | 0 | 0
337 | 1518.4 | 0 | 0 | 0 | 0 | 0 | 0 | 1518.4 | 0 | 0
338 | 1494.4 | 0 | 0 | 0 | 0 | 0 | 0 | 1494.4 | 0 | 0
339 | 1260 | 0 | 0 | 0 | 0 | 0 | 0 | 1260 | 0 | 0
340 | 1234.4 | 0 | 0 | 0 | 0 | 0 | 0 | 1234.4 | 0 | 0
341 | 1272 | 0 | 0 | 0 | 0 | 0 | 0 | 1272 | 0 | 0
342 | 1414.4 | 0 | 0 | 0 | 0 | 0 | 0 | 1414.4 | 0 | 0
343 | 1373.6 | 34.39 | 62.7984 | 0 | -62.7984 | 0 | 0 | 1373.6 | 0 | 0
344 | 996.612 | 237.33 | 952.6542 | 0 | -952.6542 | 0 | 0 | 996.612 | 0 | 0
345 | 1176.84 | 221.71 | 903.286 | 0 | -903.286 | 0 | 0 | 1176.84 | 0 | 0
346 | 1297.88 | 399.42 | 1597.2229 | 0 | -1597.2229 | 0 | 0 | 1297.88 | 0 | 0
347 | 1357.844 | 537.12 | 2100.808 | 644.628 | -1456.18 | 0 | 0 | 738.472 | 0 | 0
348 | 1435.047 | 662.41 | 2548.4814 | 1493.5636 | -1054.9178 | 0 | 0 | 0 | 0 | 0
349 | 1435.033 | 558.37 | 2173.0264 | 1493.549 | -679.4774 | 0 | 0 | 0 | 0 | 0
350 | 1087.883 | 609.01 | 2391.78 | 1132.2434 | -1259.5366 | 0 | 0 | 0 | 0 | 0
351 | 1211.392 | 398.02 | 1605.112 | 1260.7887 | -344.3233 | 0 | 0 | 0 | 0 | 0
352 | 1440.601 | 115.06 | 448.4478 | 448.4478 | 0 | 0 | 0 | 1009.723 | 0 | 0
353 | 1275.894 | 25.47 | 77.9885 | 77.9885 | 0 | 0 | 0 | 1200.961 | 0 | 0
354 | 1244.187 | 3.91 | 0 | 0 | 0 | 0 | 0 | 1244.187 | 0 | 0
355 | 798.4 | 0 | 0 | 0 | 0 | 0 | 0 | 0 | 0 | 830.9562
356 | 1210.4 | 0 | 0 | 0 | 0 | 0 | 0 | 0 | 0 | 1259.7562
357 | 1458.4 | 0 | 0 | 0 | 0 | 0 | 0 | 0 | 0 | 1517.8689
358 | 1131.2 | 0 | 0 | 0 | 0 | 0 | 0 | 0 | 0 | 1177.3267
359 | 1050.4 | 0 | 0 | 0 | 0 | 0 | 0 | 0 | 0 | 1093.2319
360 | 949.6 | 0 | 0 | 0 | 0 | 0 | 0 | 949.6 | 0 | 0
361 | 1194.4 | 0 | 0 | 0 | 0 | 0 | 0 | 1194.4 | 0 | 0
362 | 1084.8 | 0 | 0 | 0 | 0 | 0 | 0 | 1084.8 | 0 | 0
363 | 1221.6 | 0 | 0 | 0 | 0 | 0 | 0 | 1221.6 | 0 | 0
364 | 1077.6 | 0 | 0 | 0 | 0 | 0 | 0 | 1077.6 | 0 | 0
365 | 1200.8 | 0 | 0 | 0 | 0 | 0 | 0 | 1200.8 | 0 | 0
366 | 1140 | 0 | 0 | 0 | 0 | 0 | 0 | 1140 | 0 | 0
367 | 1037.6 | 11.89 | 10.2704 | 0 | -10.2704 | 0 | 0 | 1037.6 | 0 | 0
368 | 866.892 | 129.2 | 518.2798 | 0 | -518.2798 | 0 | 0 | 866.892 | 0 | 0
369 | 1066.826 | 340.25 | 1425.145 | 880.0132 | -545.1318 | 0 | 0 | 221.29 | 0 | 0
370 | 1366.055 | 562.96 | 2302.6656 | 1421.7583 | -880.9072 | 0 | 0 | 0 | 0 | 0
371 | 1574.613 | 770.93 | 3063.1705 | 1638.8207 | -1424.3499 | 0 | 0 | 0 | 0 | 0
372 | 1515.751 | 699.2 | 2758.8828 | 1577.5585 | -1181.3243 | 0 | 0 | 0 | 0 | 0
373 | 1570.042 | 422.53 | 1683.0454 | 1634.0633 | -48.9821 | 0 | 0 | 0 | 0 | 0
374 | 1584.014 | 793.05 | 3131.5652 | 1648.605 | -1482.9602 | 0 | 0 | 0 | 0 | 0
375 | 1443.606 | 481.16 | 1953.1124 | 1502.4716 | -450.6407 | 0 | 0 | 0 | 0 | 0
376 | 1857.159 | 430.66 | 1790.2599 | 1790.2599 | 0 | 0 | 0 | 137.04 | 0 | 0
377 | 2051.354 | 144.93 | 582.0919 | 582.0919 | 0 | 0 | 0 | 1492.068 | 0 | 0
378 | 1864.668 | 26.75 | 64.9559 | 64.9559 | 0 | 0 | 0 | 1802.257 | 0 | 0
379 | 1687.2 | 0 | 0 | 0 | 0 | 0 | 0 | 318.526 | 0 | 1424.4841
380 | 1437.6 | 0 | 0 | 0 | 0 | 0 | 0 | 0 | 0 | 1496.2207
381 | 1798.4 | 0 | 0 | 0 | 0 | 0 | 0 | 187.451 | 0 | 1676.6383
382 | 1439.2 | 0 | 0 | 0 | 0 | 0 | 0 | 0 | 0 | 1497.886
383 | 1318.4 | 0 | 0 | 0 | 0 | 0 | 0 | 0 | 0 | 1372.1601
384 | 1333.6 | 0 | 0 | 0 | 0 | 0 | 0 | 1333.6 | 0 | 0
385 | 1427.2 | 0 | 0 | 0 | 0 | 0 | 0 | 1427.2 | 0 | 0
386 | 1464.8 | 0 | 0 | 0 | 0 | 0 | 0 | 1464.8 | 0 | 0
387 | 1109.6 | 0 | 0 | 0 | 0 | 0 | 0 | 1109.6 | 0 | 0
388 | 1159.2 | 0 | 0 | 0 | 0 | 0 | 0 | 1159.2 | 0 | 0
389 | 1433.6 | 0 | 0 | 0 | 0 | 0 | 0 | 1433.6 | 0 | 0
390 | 1189.6 | 0 | 0 | 0 | 0 | 0 | 0 | 1189.6 | 0 | 0
391 | 1440 | 34.43 | 59.0339 | 0 | -59.0339 | 0 | 0 | 1440 | 0 | 0
392 | 1042.494 | 226.37 | 910.5434 | 666.4791 | -244.0642 | 0 | 0 | 402.127 | 0 | 0
393 | 1260.412 | 511.56 | 2184.1575 | 1311.8076 | -872.35 | 0 | 0 | 0 | 0 | 0
394 | 1528.29 | 689.89 | 2870.6518 | 1590.6088 | -1280.0431 | 0 | 0 | 0 | 0 | 0
395 | 1634.053 | 832.88 | 3390.8216 | 1700.6844 | -1676.6383 | 0 | 13.4989 | 0 | 0 | 0
396 | 1747.764 | 947.37 | 3801.0646 | 1819.0322 | -1676.6383 | 0 | 305.3941 | 0 | 0 | 0
397 | 1461.828 | 534.8 | 2154.8836 | 1521.4367 | -633.4469 | 0 | 0 | 0 | 0 | 0
398 | 1421.187 | 618.7 | 2504.4587 | 1479.1384 | -1025.3202 | 0 | 0 | 0 | 0 | 0
399 | 1580.373 | 605.48 | 2487.6772 | 1644.8155 | -842.8616 | 0 | 0 | 0 | 0 | 0
400 | 1462.36 | 87.1 | 332.6739 | 332.6739 | 0 | 0 | 0 | 1142.72 | 0 | 0
401 | 1717.244 | 32.33 | 106.6141 | 106.6141 | 0 | 0 | 0 | 1614.807 | 0 | 0
402 | 1611.558 | 14.71 | 26.4139 | 26.4139 | 0 | 0 | 0 | 1586.179 | 0 | 0
403 | 1616.357 | 0 | 0 | 0 | 0 | 0 | 0 | 562.883 | 0 | 1096.4313
404 | 1480.8 | 0 | 0 | 0 | 0 | 0 | 0 | 0 | 0 | 1541.1823
405 | 1845.6 | 0 | 0 | 0 | 0 | 0 | 0 | 234.651 | 0 | 1676.6383
406 | 1497.6 | 0 | 0 | 0 | 0 | 0 | 0 | 0 | 0 | 1558.6673
407 | 1532 | 0 | 0 | 0 | 0 | 0 | 0 | 0 | 0 | 1594.47
408 | 1503.2 | 0 | 0 | 0 | 0 | 0 | 0 | 1503.2 | 0 | 0
409 | 1740.8 | 0 | 0 | 0 | 0 | 0 | 0 | 1740.8 | 0 | 0
410 | 1453.6 | 0 | 0 | 0 | 0 | 0 | 0 | 1453.6 | 0 | 0
411 | 1256 | 0 | 0 | 0 | 0 | 0 | 0 | 1256 | 0 | 0
412 | 1274.4 | 0 | 0 | 0 | 0 | 0 | 0 | 1274.4 | 0 | 0
413 | 1436.8 | 0 | 0 | 0 | 0 | 0 | 0 | 1436.8 | 0 | 0
414 | 1512.8 | 0 | 0 | 0 | 0 | 0 | 0 | 1512.8 | 0 | 0
415 | 1361.6 | 31.79 | 53.6448 | 53.6448 | 0 | 0 | 0 | 1310.057 | 0 | 0
416 | 1307.476 | 282.57 | 1137.7366 | 1137.7366 | 0 | 0 | 0 | 214.315 | 0 | 0
417 | 1117.404 | 531.66 | 2264.5763 | 1162.9682 | -1101.6081 | 0 | 0 | 0 | 0 | 0
418 | 1558.331 | 725.51 | 2996.0352 | 1621.8747 | -1374.1605 | 0 | 0 | 0 | 0 | 0
419 | 1635.582 | 887.31 | 3563.1712 | 1702.2758 | -1676.6383 | 0 | 184.257 | 0 | 0 | 0
420 | 1614.236 | 972.14 | 3840.2613 | 1680.0604 | -1676.6383 | 0 | 483.5626 | 0 | 0 | 0
421 | 1599.883 | 875.32 | 3452.7156 | 1665.1211 | -1676.6383 | 0 | 110.9562 | 0 | 0 | 0
422 | 1534.321 | 821.25 | 3265.0615 | 1596.8857 | -804.7109 | 0 | 863.4649 | 0 | 0 | 0
423 | 1869.297 | 702.38 | 2853.0804 | 1945.5209 | 0 | 0 | 907.5594 | 0 | 0 | 0
424 | 1731.41 | 548.21 | 2288.5329 | 1802.0113 | 0 | 0 | 486.5215 | 0 | 0 | 0
425 | 1852.086 | 301.42 | 1219.0098 | 1219.0098 | 0 | 0 | 0 | 680.836 | 0 | 0
426 | 1824.781 | 43.96 | 115.5221 | 115.5221 | 0 | 0 | 0 | 1713.785 | 0 | 0
427 | 1772.851 | 0 | 0 | 0 | 0 | 0 | 0 | 979.676 | 0 | 825.5181
428 | 1725.6 | 0 | 0 | 0 | 0 | 0 | 0 | 114.651 | 0 | 1676.6383
429 | 1548.8 | 0 | 0 | 0 | 0 | 0 | 0 | 0 | 0 | 1611.9551
430 | 1660 | 0 | 0 | 0 | 0 | 0 | 0 | 49.051 | 0 | 1676.6383
431 | 1914.4 | 0 | 0 | 0 | 0 | 0 | 0 | 303.451 | 0 | 1676.6383
432 | 1842.4 | 0 | 0 | 0 | 0 | 0 | 0 | 1842.4 | 0 | 0
433 | 1708 | 0 | 0 | 0 | 0 | 0 | 0 | 1708 | 0 | 0
434 | 1356.8 | 0 | 0 | 0 | 0 | 0 | 0 | 1356.8 | 0 | 0
435 | 1073.6 | 0 | 0 | 0 | 0 | 0 | 0 | 1073.6 | 0 | 0
436 | 1288.8 | 0 | 0 | 0 | 0 | 0 | 0 | 1288.8 | 0 | 0
437 | 1396.8 | 0 | 0 | 0 | 0 | 0 | 0 | 1396.8 | 0 | 0
438 | 1372 | 0 | 0 | 0 | 0 | 0 | 0 | 1372 | 0 | 0
439 | 1415.2 | 47.67 | 83.5463 | 83.5463 | 0 | 0 | 0 | 1334.927 | 0 | 0
440 | 1131.076 | 288.38 | 1161.2894 | 1161.2894 | 0 | 0 | 0 | 15.285 | 0 | 0
441 | 1241.663 | 537.33 | 2283.1229 | 1292.294 | -990.8289 | 0 | 0 | 0 | 0 | 0
442 | 856.555 | 749.24 | 3057.619 | 891.4826 | -1676.6383 | 0 | 489.4981 | 0 | 0 | 0
443 | 1284.095 | 904.69 | 3558.9487 | 1336.4563 | -1676.6383 | 0 | 545.8541 | 0 | 0 | 0
444 | 1493.401 | 985.72 | 3780.0066 | 1554.2971 | -1676.6383 | 0 | 549.0712 | 0 | 0 | 0
445 | 1383.033 | 972.52 | 3700.8524 | 1439.4287 | -1676.6383 | 0 | 584.7854 | 0 | 0 | 0
446 | 1395.108 | 734.89 | 2849.855 | 1451.996 | -613.0123 | 0 | 784.8467 | 0 | 0 | 0
447 | 1147.015 | 538.33 | 2141.7146 | 1193.7866 | 0 | 0 | 947.9281 | 0 | 0 | 0
448 | 1254.993 | 336.97 | 1374.9765 | 1306.1676 | 0 | 0 | 68.8089 | 0 | 0 | 0
449 | 1593.632 | 106.79 | 418.258 | 418.258 | 0 | 0 | 0 | 1191.761 | 0 | 0
450 | 1540.045 | 22.7 | 57.2032 | 57.2032 | 0 | 0 | 0 | 1485.083 | 0 | 0
451 | 1594.407 | 0 | 0 | 0 | 0 | 0 | 0 | 1594.407 | 0 | 0
452 | 1601.6 | 0 | 0 | 0 | 0 | 0 | 0 | 1601.6 | 0 | 0
453 | 1628.8 | 0 | 0 | 0 | 0 | 0 | 0 | 1628.8 | 0 | 0
454 | 1475.2 | 0 | 0 | 0 | 0 | 0 | 0 | 963.117 | 0 | 532.9641
455 | 1756 | 0 | 0 | 0 | 0 | 0 | 0 | 145.051 | 0 | 1676.6383
456 | 1347.2 | 0 | 0 | 0 | 0 | 0 | 0 | 0 | 0 | 1402.1345
457 | 1464 | 0 | 0 | 0 | 0 | 0 | 0 | 1464 | 0 | 0
458 | 1484 | 0 | 0 | 0 | 0 | 0 | 0 | 1484 | 0 | 0
459 | 1376.8 | 0 | 0 | 0 | 0 | 0 | 0 | 1376.8 | 0 | 0
460 | 1298.4 | 0 | 0 | 0 | 0 | 0 | 0 | 1298.4 | 0 | 0
461 | 1472 | 0 | 0 | 0 | 0 | 0 | 0 | 1472 | 0 | 0
462 | 1540.8 | 0 | 0 | 0 | 0 | 0 | 0 | 1540.8 | 0 | 0
463 | 1121.6 | 41.47 | 68.9005 | 68.9005 | 0 | 0 | 0 | 0 | 0 | 1098.4348
464 | 1325.723 | 277.07 | 1108.7073 | 1108.7073 | 0 | 0 | 0 | 0 | 0 | 271.0745
465 | 1431.814 | 525.68 | 2215.5838 | 1490.1988 | -725.385 | 0 | 0 | 0 | 0 | 0
466 | 1750.511 | 729.16 | 2943.1045 | 1821.8912 | -1121.2132 | 0 | 0 | 0 | 0 | 0
467 | 1780.377 | 626.87 | 2470.0787 | 1852.9751 | -617.1036 | 0 | 0 | 0 | 0 | 0
468 | 1557.127 | 577.21 | 2244.5861 | 1620.6216 | -623.9644 | 0 | 0 | 0 | 0 | 0
469 | 1473.887 | 578.18 | 2236.1298 | 1533.9874 | -702.1424 | 0 | 0 | 0 | 0 | 0
470 | 1373.544 | 768.56 | 2936.2718 | 1429.5527 | -1506.719 | 0 | 0 | 0 | 0 | 0
471 | 1430.954 | 439.18 | 1736.3633 | 1489.3037 | -247.0596 | 0 | 0 | 0 | 0 | 0
472 | 1796.545 | 398.27 | 1620.4 | 1620.4 | 0 | 0 | 0 | 239.631 | 0 | 0
473 | 1678.349 | 258.76 | 1042.0403 | 1042.0403 | 0 | 0 | 0 | 677.135 | 0 | 0
474 | 1629.66 | 50.79 | 140.1333 | 140.1333 | 0 | 0 | 0 | 1495.017 | 0 | 0
475 | 1404.8 | 0 | 0 | 0 | 0 | 0 | 0 | 21.726 | 0 | 1439.4713
476 | 1388.8 | 0 | 0 | 0 | 0 | 0 | 0 | 0 | 0 | 1445.4308
477 | 1344.8 | 0 | 0 | 0 | 0 | 0 | 0 | 0 | 0 | 1399.6366
478 | 1680.8 | 0 | 0 | 0 | 0 | 0 | 0 | 69.851 | 0 | 1676.6383
479 | 1447.2 | 0 | 0 | 0 | 0 | 0 | 0 | 0 | 0 | 1506.2122
480 | 1506.4 | 0 | 0 | 0 | 0 | 0 | 0 | 1506.4 | 0 | 0
481 | 1360.8 | 0 | 0 | 0 | 0 | 0 | 0 | 1360.8 | 0 | 0
482 | 1408 | 0 | 0 | 0 | 0 | 0 | 0 | 1408 | 0 | 0
483 | 1103.2 | 0 | 0 | 0 | 0 | 0 | 0 | 1103.2 | 0 | 0
484 | 1368 | 0 | 0 | 0 | 0 | 0 | 0 | 1368 | 0 | 0
485 | 1242.4 | 0 | 0 | 0 | 0 | 0 | 0 | 1242.4 | 0 | 0
486 | 1268.8 | 0 | 0 | 0 | 0 | 0 | 0 | 1268.8 | 0 | 0
487 | 1385.6 | 10.77 | 5.5463 | 5.5463 | 0 | 0 | 0 | 1380.271 | 0 | 0
488 | 1391.679 | 116.92 | 466.6885 | 466.6885 | 0 | 0 | 0 | 943.275 | 0 | 0
489 | 1424.117 | 406.32 | 1698.1647 | 1482.1879 | -215.9768 | 0 | 0 | 0 | 0 | 0
490 | 1612.774 | 698.41 | 2814.6476 | 1678.5378 | -1136.1099 | 0 | 0 | 0 | 0 | 0
491 | 1401.019 | 848.07 | 3337.8628 | 1458.1481 | -1676.6383 | 0 | 203.0764 | 0 | 0 | 0
492 | 1755.972 | 956.11 | 3721.2454 | 1827.5749 | -1676.6383 | 0 | 217.0321 | 0 | 0 | 0
493 | 1074.33 | 967.68 | 3769.2137 | 1118.1377 | -1676.6383 | 0 | 974.4377 | 0 | 0 | 0
494 | 1159.81 | 896.44 | 3533.6631 | 1207.1044 | -1676.6383 | 0 | 649.9204 | 0 | 0 | 0
495 | 1567.968 | 537.28 | 2172.3832 | 1631.9037 | -251.7545 | 0 | 288.725 | 0 | 0 | 0
496 | 1342.539 | 456.45 | 1889.9383 | 1397.2834 | 0 | 0 | 492.6548 | 0 | 0 | 0
497 | 1562.161 | 291.72 | 1176.3983 | 1176.3983 | 0 | 0 | 0 | 431.853 | 0 | 0
498 | 1560.409 | 64.28 | 175.6675 | 175.6675 | 0 | 0 | 0 | 1391.624 | 0 | 0
499 | 918.411 | 0 | 0 | 0 | 0 | 0 | 0 | 0 | 0 | 955.8609
500 | 1270.4 | 0 | 0 | 0 | 0 | 0 | 0 | 0 | 0 | 1322.2028
501 | 1204 | 0 | 0 | 0 | 0 | 0 | 0 | 0 | 0 | 1253.0953
502 | 1369.6 | 0 | 0 | 0 | 0 | 0 | 0 | 0 | 0 | 1425.4479
503 | 1345.6 | 0 | 0 | 0 | 0 | 0 | 0 | 0 | 0 | 1400.4693
504 | 1280 | 0 | 0 | 0 | 0 | 0 | 0 | 1280 | 0 | 0
505 | 2330.4 | 0 | 0 | 0 | 0 | 0 | 0 | 2330.4 | 0 | 0
506 | 2057.6 | 0 | 0 | 0 | 0 | 0 | 0 | 2057.6 | 0 | 0
507 | 2428 | 0 | 0 | 0 | 0 | 0 | 0 | 2428 | 0 | 0
508 | 2208.8 | 0 | 0 | 0 | 0 | 0 | 0 | 2208.8 | 0 | 0
509 | 2004 | 0 | 0 | 0 | 0 | 0 | 0 | 2004 | 0 | 0
510 | 2379.2 | 0 | 0 | 0 | 0 | 0 | 0 | 2379.2 | 0 | 0
511 | 2040.8 | 42.25 | 68.3717 | 0 | -68.3717 | 0 | 0 | 2040.8 | 0 | 0
512 | 1723.786 | 242.61 | 977.8691 | 0 | -977.8691 | 0 | 0 | 1723.786 | 0 | 0
513 | 1825.298 | 475.76 | 2012.8811 | 1099.4246 | -913.4565 | 0 | 0 | 768.947 | 0 | 0
514 | 2095.805 | 733.6 | 2986.8826 | 2181.2652 | -805.6174 | 0 | 0 | 0 | 0 | 0
515 | 2297.304 | 878.74 | 3462.0108 | 2390.9807 | -1071.0301 | 0 | 0 | 0 | 0 | 0
516 | 2286.452 | 952.14 | 3683.2872 | 2379.6862 | -1303.601 | 0 | 0 | 0 | 0 | 0
517 | 2261.298 | 941.52 | 3638.2226 | 2353.5065 | -1284.7161 | 0 | 0 | 0 | 0 | 0
518 | 2390.381 | 744.71 | 2930.0989 | 2487.8531 | -442.2458 | 0 | 0 | 0 | 0 | 0
519 | 2181.431 | 512.33 | 2062.9091 | 2062.9091 | 0 | 0 | 0 | 199.345 | 0 | 0
520 | 1853.049 | 519.28 | 2136.44 | 1928.6104 | -207.8296 | 0 | 0 | 0 | 0 | 0
521 | 2387.844 | 237.65 | 956.3042 | 956.3042 | 0 | 0 | 0 | 1469.007 | 0 | 0
522 | 2256.255 | 55.79 | 157.4758 | 157.4758 | 0 | 0 | 0 | 2104.949 | 0 | 0
523 | 2414.4 | 0 | 0 | 0 | 0 | 0 | 0 | 1683.375 | 0 | 760.8339
524 | 1896.8 | 0 | 0 | 0 | 0 | 0 | 0 | 285.851 | 0 | 1676.6383
525 | 2389.6 | 0 | 0 | 0 | 0 | 0 | 0 | 778.651 | 0 | 1676.6383
526 | 2215.2 | 0 | 0 | 0 | 0 | 0 | 0 | 604.251 | 0 | 1676.6383
527 | 2295.2 | 0 | 0 | 0 | 0 | 0 | 0 | 684.251 | 0 | 1676.6383
528 | 1956 | 0 | 0 | 0 | 0 | 0 | 0 | 1956 | 0 | 0
529 | 1812 | 0 | 0 | 0 | 0 | 0 | 0 | 1812 | 0 | 0
530 | 1850.4 | 0 | 0 | 0 | 0 | 0 | 0 | 1850.4 | 0 | 0
531 | 1248.8 | 0 | 0 | 0 | 0 | 0 | 0 | 1248.8 | 0 | 0
532 | 1303.2 | 0 | 0 | 0 | 0 | 0 | 0 | 1303.2 | 0 | 0
533 | 1569.6 | 0 | 0 | 0 | 0 | 0 | 0 | 1569.6 | 0 | 0
534 | 1165.6 | 0 | 0 | 0 | 0 | 0 | 0 | 1165.6 | 0 | 0
535 | 1127.2 | 30.2 | 47.423 | 47.423 | 0 | 0 | 0 | 1081.635 | 0 | 0
536 | 845.369 | 223.22 | 907.0068 | 879.8404 | -27.1664 | 0 | 0 | 0 | 0 | 0
537 | 1178.36 | 421.39 | 1782.0597 | 1226.4097 | -555.6499 | 0 | 0 | 0 | 0 | 0
538 | 1572.128 | 655.92 | 2669.6601 | 1636.2343 | -1033.4258 | 0 | 0 | 0 | 0 | 0
539 | 1408.437 | 900.3 | 3529.2554 | 1465.8696 | -1676.6383 | 0 | 386.7475 | 0 | 0 | 0
540 | 1438.896 | 988.28 | 3787.5533 | 1497.5706 | -1676.6383 | 0 | 613.3443 | 0 | 0 | 0
541 | 1516.32 | 994.09 | 3785.3791 | 1578.1507 | -1676.6383 | 0 | 530.5901 | 0 | 0 | 0
542 | 1377.594 | 550.04 | 2169.9155 | 1433.7679 | -736.1477 | 0 | 0 | 0 | 0 | 0
543 | 1550.943 | 629.08 | 2494.5692 | 1614.1855 | -880.3837 | 0 | 0 | 0 | 0 | 0
544 | 1543.534 | 528.13 | 2156.452 | 1606.4744 | -47.7061 | 0 | 502.2716 | 0 | 0 | 0
545 | 1201.14 | 290.26 | 1174.7581 | 1174.7581 | 0 | 0 | 0 | 72.408 | 0 | 0
546 | 1293.095 | 65.15 | 191.3916 | 191.3916 | 0 | 0 | 0 | 1109.202 | 0 | 0
547 | 1413.61 | 0 | 0 | 0 | 0 | 0 | 0 | 0 | 0 | 1471.2525
548 | 1265.6 | 0 | 0 | 0 | 0 | 0 | 0 | 0 | 0 | 1317.2071
549 | 1180.8 | 0 | 0 | 0 | 0 | 0 | 0 | 0 | 0 | 1228.9492
550 | 1695.2 | 0 | 0 | 0 | 0 | 0 | 0 | 84.251 | 0 | 1676.6383
551 | 1346.4 | 0 | 0 | 0 | 0 | 0 | 0 | 0 | 0 | 1401.3019
552 | 1211.2 | 0 | 0 | 0 | 0 | 0 | 0 | 1211.2 | 0 | 0
553 | 1408 | 0 | 0 | 0 | 0 | 0 | 0 | 1408 | 0 | 0
554 | 1139.2 | 0 | 0 | 0 | 0 | 0 | 0 | 1139.2 | 0 | 0
555 | 1446.4 | 0 | 0 | 0 | 0 | 0 | 0 | 1446.4 | 0 | 0
556 | 1142.4 | 0 | 0 | 0 | 0 | 0 | 0 | 1142.4 | 0 | 0
557 | 880 | 0 | 0 | 0 | 0 | 0 | 0 | 880 | 0 | 0
558 | 1145.6 | 0 | 0 | 0 | 0 | 0 | 0 | 1145.6 | 0 | 0
559 | 943.2 | 18.04 | 22.3986 | 22.3986 | 0 | 0 | 0 | 908.629 | 0 | 13.5821
560 | 1274.438 | 236.93 | 967.9474 | 967.9474 | 0 | 0 | 0 | 0 | 0 | 358.4581
561 | 1429.443 | 544.5 | 2331.1777 | 1487.7311 | -843.4466 | 0 | 0 | 0 | 0 | 0
562 | 1547.522 | 765.42 | 3134.6105 | 1610.625 | -1523.9855 | 0 | 0 | 0 | 0 | 0
563 | 1405.725 | 917.17 | 3599.5609 | 1463.046 | -1676.6383 | 0 | 459.8766 | 0 | 0 | 0
564 | 1431.852 | 1012.26 | 3854.7427 | 1490.2383 | -1676.6383 | 0 | 687.866 | 0 | 0 | 0
565 | 1367.56 | 1019.86 | 3853.9475 | 1423.3258 | -1676.6383 | 0 | 753.9835 | 0 | 0 | 0
566 | 1673.787 | 943.36 | 3611.4549 | 1742.0387 | -913.0475 | 0 | 956.3688 | 0 | 0 | 0
567 | 1642.84 | 797.16 | 3130.2954 | 1709.8297 | 0 | 0 | 1420.4657 | 0 | 0 | 0
568 | 1902.457 | 583.86 | 2377.2331 | 1980.0331 | 0 | 0 | 397.2 | 0 | 0 | 0
569 | 1899.267 | 327.08 | 1321.6637 | 1321.6637 | 0 | 0 | 0 | 629.385 | 0 | 0
570 | 1621.58 | 74.14 | 211.0279 | 211.0279 | 0 | 0 | 0 | 1418.82 | 0 | 0
571 | 1806.403 | 0 | 0 | 0 | 0 | 0 | 0 | 581.729 | 0 | 1274.6123
572 | 1360.8 | 0 | 0 | 0 | 0 | 0 | 0 | 0 | 0 | 1416.2891
573 | 1477.6 | 0 | 0 | 0 | 0 | 0 | 0 | 0 | 0 | 1537.8518
574 | 1830.4 | 0 | 0 | 0 | 0 | 0 | 0 | 219.451 | 0 | 1676.6383
575 | 1500.8 | 0 | 0 | 0 | 0 | 0 | 0 | 0 | 0 | 1561.9978
576 | 1522.4 | 0 | 0 | 0 | 0 | 0 | 0 | 1522.4 | 0 | 0
577 | 1083.2 | 0 | 0 | 0 | 0 | 0 | 0 | 1083.2 | 0 | 0
578 | 1204 | 0 | 0 | 0 | 0 | 0 | 0 | 1204 | 0 | 0
579 | 1488.8 | 0 | 0 | 0 | 0 | 0 | 0 | 1488.8 | 0 | 0
580 | 1076 | 0 | 0 | 0 | 0 | 0 | 0 | 1076 | 0 | 0
581 | 1073.6 | 0 | 0 | 0 | 0 | 0 | 0 | 1073.6 | 0 | 0
582 | 912 | 0 | 0 | 0 | 0 | 0 | 0 | 912 | 0 | 0
583 | 964.8 | 33.07 | 53.2035 | 53.2035 | 0 | 0 | 0 | 913.681 | 0 | 0
584 | 1236.892 | 270.68 | 1093.4297 | 1093.4297 | 0 | 0 | 0 | 186.302 | 0 | 0
585 | 902.102 | 530.08 | 2214.1506 | 938.8868 | -1275.2638 | 0 | 0 | 0 | 0 | 0
586 | 1643.977 | 748.13 | 2987.6945 | 1711.0131 | -1276.6813 | 0 | 0 | 0 | 0 | 0
587 | 1404.929 | 901.78 | 3474.8748 | 1462.2185 | -1676.6383 | 0 | 336.0179 | 0 | 0 | 0
588 | 1257.977 | 993.06 | 3732.0882 | 1309.2733 | -1676.6383 | 0 | 746.1766 | 0 | 0 | 0
589 | 1143.986 | 996.99 | 3704.7314 | 1190.6341 | -1676.6383 | 0 | 837.459 | 0 | 0 | 0
590 | 1063.922 | 911.29 | 3426.2039 | 1107.3053 | -728.5344 | 0 | 1590.3642 | 0 | 0 | 0
591 | 1565.032 | 765.44 | 2957.9022 | 1628.849 | 0 | 0 | 1329.0532 | 0 | 0 | 0
592 | 1529.519 | 554 | 2229.9569 | 1591.8879 | 0 | 0 | 638.069 | 0 | 0 | 0
593 | 1548.768 | 276.08 | 1112.9349 | 1112.9349 | 0 | 0 | 0 | 479.437 | 0 | 0
594 | 954.794 | 57.88 | 166.6991 | 166.6991 | 0 | 0 | 0 | 794.626 | 0 | 0
595 | 979.933 | 0 | 0 | 0 | 0 | 0 | 0 | 0 | 0 | 1019.8915
596 | 1248.8 | 0 | 0 | 0 | 0 | 0 | 0 | 0 | 0 | 1299.7221
597 | 1226.4 | 0 | 0 | 0 | 0 | 0 | 0 | 0 | 0 | 1276.4087
598 | 1332 | 0 | 0 | 0 | 0 | 0 | 0 | 0 | 0 | 1386.3147
599 | 1236.8 | 0 | 0 | 0 | 0 | 0 | 0 | 0 | 0 | 1287.2327
600 | 1285.6 | 0 | 0 | 0 | 0 | 0 | 0 | 1285.6 | 0 | 0
601 | 1532.8 | 0 | 0 | 0 | 0 | 0 | 0 | 1532.8 | 0 | 0
602 | 1344.8 | 0 | 0 | 0 | 0 | 0 | 0 | 1344.8 | 0 | 0
603 | 1204.8 | 0 | 0 | 0 | 0 | 0 | 0 | 1204.8 | 0 | 0
604 | 1120.8 | 0 | 0 | 0 | 0 | 0 | 0 | 1120.8 | 0 | 0
605 | 1085.6 | 0 | 0 | 0 | 0 | 0 | 0 | 1085.6 | 0 | 0
606 | 1070.4 | 0 | 0 | 0 | 0 | 0 | 0 | 1070.4 | 0 | 0
607 | 1341.6 | 24.56 | 35.2948 | 35.2948 | 0 | 0 | 0 | 251.402 | 0 | 1099.358
608 | 915.255 | 209.46 | 854.1145 | 854.1145 | 0 | 0 | 0 | 0 | 0 | 98.4616
609 | 1043.557 | 285.87 | 1191.6592 | 1086.1099 | -105.5493 | 0 | 0 | 0 | 0 | 0
610 | 1135.797 | 541.42 | 2182.2123 | 1182.1112 | -1000.1012 | 0 | 0 | 0 | 0 | 0
611 | 1052.302 | 820.06 | 3145.8936 | 1095.2115 | -1676.6383 | 0 | 374.0437 | 0 | 0 | 0
612 | 1010.911 | 838.81 | 3152.4265 | 1052.1327 | -1676.6383 | 0 | 423.6555 | 0 | 0 | 0
613 | 907.915 | 864.12 | 3212.4138 | 944.9369 | -1676.6383 | 0 | 590.8386 | 0 | 0 | 0
614 | 1041.693 | 730.19 | 2775.887 | 1084.1699 | -1676.6383 | 0 | 15.0788 | 0 | 0 | 0
615 | 1029.977 | 555.48 | 2189.1814 | 1071.9762 | -498.1907 | 0 | 619.0145 | 0 | 0 | 0
616 | 1033.486 | 307.94 | 1249.7335 | 1075.6282 | 0 | 0 | 174.1053 | 0 | 0 | 0
617 | 1376.376 | 275.51 | 1115.0602 | 1115.0602 | 0 | 0 | 0 | 305.003 | 0 | 0
618 | 1168.446 | 70.96 | 206.1841 | 206.1841 | 0 | 0 | 0 | 326.294 | 0 | 670.3081
619 | 1198.4 | 0 | 0 | 0 | 0 | 0 | 0 | 0 | 0 | 1247.2669
620 | 1109.6 | 0 | 0 | 0 | 0 | 0 | 0 | 0 | 0 | 1154.8459
621 | 1098.4 | 0 | 0 | 0 | 0 | 0 | 0 | 0 | 0 | 1143.1892
622 | 1179.2 | 0 | 0 | 0 | 0 | 0 | 0 | 0 | 0 | 1227.284
623 | 1169.6 | 0 | 0 | 0 | 0 | 0 | 0 | 0 | 0 | 1217.2925
624 | 497.6 | 0 | 0 | 0 | 0 | 0 | 0 | 0 | 0 | 517.8905
625 | 369.6 | 0 | 0 | 0 | 0 | 0 | 0 | 369.6 | 0 | 0
626 | 342.4 | 0 | 0 | 0 | 0 | 0 | 0 | 342.4 | 0 | 0
627 | 378.4 | 0 | 0 | 0 | 0 | 0 | 0 | 378.4 | 0 | 0
628 | 387.2 | 0 | 0 | 0 | 0 | 0 | 0 | 387.2 | 0 | 0
629 | 368.8 | 0 | 0 | 0 | 0 | 0 | 0 | 368.8 | 0 | 0
630 | 325.6 | 0 | 0 | 0 | 0 | 0 | 0 | 325.6 | 0 | 0
631 | 335.2 | 37.26 | 59.5564 | 59.5564 | 0 | 0 | 0 | 0 | 0 | 289.312
632 | 281.28 | 276.08 | 1111.6818 | 292.7497 | -818.9321 | 0 | 0 | 0 | 0 | 0
633 | 812.402 | 514.96 | 2185.8196 | 845.5291 | -1340.2905 | 0 | 0 | 0 | 0 | 0
634 | 1193.029 | 741.39 | 3015.5519 | 1241.6769 | -1676.6383 | 0 | 97.2367 | 0 | 0 | 0
635 | 997.388 | 780.25 | 3079.5597 | 1038.0583 | -1676.6383 | 0 | 364.863 | 0 | 0 | 0
636 | 1238.61 | 970.09 | 3712.9587 | 1289.1165 | -1676.6383 | 0 | 747.2038 | 0 | 0 | 0
637 | 1158.511 | 963.97 | 3677.0759 | 1205.7514 | -1121.2569 | 0 | 1350.0676 | 0 | 0 | 0
638 | 1234.863 | 906.88 | 3503.4025 | 1285.2168 | 0 | 0 | 2218.1857 | 0 | 0 | 0
639 | 1047.104 | 541.27 | 2179.396 | 1089.8015 | 0 | 0 | 1089.5944 | 0 | 0 | 0
640 | 1281.661 | 459.77 | 1897.6587 | 1333.923 | 0 | 0 | 563.7357 | 0 | 0 | 0
641 | 1055.169 | 280.95 | 1139.8015 | 1098.1954 | 0 | 0 | 41.6061 | 0 | 0 | 0
642 | 1044.091 | 62.59 | 185.5559 | 185.5559 | 0 | 0 | 0 | 0 | 0 | 901.1098
643 | 1088.323 | 0 | 0 | 0 | 0 | 0 | 0 | 0 | 0 | 1132.7013
644 | 898.4 | 0 | 0 | 0 | 0 | 0 | 0 | 0 | 0 | 935.0339
645 | 270.4 | 0 | 0 | 0 | 0 | 0 | 0 | 0 | 0 | 281.426
646 | 91.2 | 0 | 0 | 0 | 0 | 0 | 0 | 0 | 0 | 94.9188
647 | 94.4 | 0 | 0 | 0 | 0 | 0 | 0 | 0 | 0 | 98.2493
648 | 91.2 | 0 | 0 | 0 | 0 | 0 | 0 | 0 | 0 | 94.9188
649 | 96 | 0 | 0 | 0 | 0 | 0 | 0 | 0 | 0 | 99.9146
650 | 88 | 0 | 0 | 0 | 0 | 0 | 0 | 0 | 0 | 91.5884
651 | 94.4 | 0 | 0 | 0 | 0 | 0 | 0 | 0 | 0 | 98.2493
652 | 85.6 | 0 | 0 | 0 | 0 | 0 | 0 | 0 | 0 | 89.0905
653 | 95.2 | 0 | 0 | 0 | 0 | 0 | 0 | 0 | 0 | 99.082
654 | 88 | 0 | 0 | 0 | 0 | 0 | 0 | 0 | 0 | 91.5884
655 | 93.6 | 33.47 | 52.7892 | 52.7892 | 0 | 0 | 0 | 0 | 0 | 44.6275
656 | 77.076 | 267.48 | 1077.3029 | 80.2189 | -997.0839 | 0 | 0 | 0 | 0 | 0
657 | 83.396 | 374.02 | 1562.7336 | 86.7966 | -1475.937 | 0 | 0 | 0 | 0 | 0
658 | 78.901 | 737.64 | 2930.4309 | 82.1183 | -1676.6383 | 0 | 1171.6742 | 0 | 0 | 0
659 | 86.02 | 892.64 | 3394.0637 | 89.5276 | -471.6207 | 0 | 2832.9153 | 0 | 0 | 0
660 | 80.475 | 981.44 | 3643.644 | 83.7565 | 0 | 0 | 3559.8875 | 0 | 0 | 0
661 | 88.61 | 987.83 | 3649.4412 | 92.2232 | 0 | 0 | 3557.2179 | 0 | 0 | 0
662 | 80.761 | 912.69 | 3421.3487 | 84.0542 | 0 | 0 | 3337.2945 | 0 | 0 | 0
663 | 95.362 | 767.22 | 2992.5538 | 99.2506 | 0 | 0 | 2893.3033 | 0 | 0 | 0
664 | 84.557 | 417.68 | 1705.9508 | 88.005 | 0 | 0 | 1617.9458 | 0 | 0 | 0
665 | 90.093 | 312.19 | 1267.4299 | 93.7667 | 0 | 0 | 1173.6632 | 0 | 0 | 0
666 | 80.774 | 72.29 | 214.1169 | 84.0677 | 0 | 0 | 130.0492 | 0 | 0 | 0
667 | 96.805 | 0 | 0 | 0 | 0 | 0 | 0 | 0 | 0 | 100.7524
668 | 86.4 | 0 | 0 | 0 | 0 | 0 | 0 | 0 | 0 | 89.9231
669 | 93.6 | 0 | 0 | 0 | 0 | 0 | 0 | 0 | 0 | 97.4167
670 | 87.2 | 0 | 0 | 0 | 0 | 0 | 0 | 0 | 0 | 90.7557
671 | 92.8 | 0 | 0 | 0 | 0 | 0 | 0 | 0 | 0 | 96.5841
672 | 87.2 | 0 | 0 | 0 | 0 | 0 | 0 | 0 | 0 | 90.7557
673 | 93.6 | 0 | 0 | 0 | 0 | 0 | 0 | 0 | 0 | 97.4167
674 | 88 | 0 | 0 | 0 | 0 | 0 | 0 | 0 | 0 | 91.5884
675 | 92.8 | 0 | 0 | 0 | 0 | 0 | 0 | 0 | 0 | 96.5841
676 | 87.2 | 0 | 0 | 0 | 0 | 0 | 0 | 0 | 0 | 90.7557
677 | 93.6 | 0 | 0 | 0 | 0 | 0 | 0 | 0 | 0 | 97.4167
678 | 83.2 | 0 | 0 | 0 | 0 | 0 | 0 | 0 | 0 | 86.5926
679 | 84.8 | 30.91 | 49.6128 | 49.6128 | 0 | 0 | 0 | 0 | 0 | 38.6451
680 | 79.796 | 261.14 | 1048.3984 | 83.0498 | -965.3486 | 0 | 0 | 0 | 0 | 0
681 | 84.042 | 514.37 | 2155.3738 | 87.47 | -331.3771 | 0 | 1736.5267 | 0 | 0 | 0
682 | 80.506 | 718.13 | 2877.266 | 83.7888 | 0 | 0 | 2793.4772 | 0 | 0 | 0
683 | 81.184 | 846.67 | 3270.1831 | 84.4944 | 0 | 0 | 3185.6887 | 0 | 0 | 0
684 | 80.078 | 938.94 | 3544.7505 | 83.3433 | 0 | 0 | 3461.4071 | 0 | 0 | 0
685 | 81.515 | 906.31 | 3414.3973 | 84.8389 | 0 | 0 | 3329.5584 | 0 | 0 | 0
686 | 74.649 | 581.33 | 2264.0038 | 77.6929 | 0 | 0 | 2186.3109 | 0 | 0 | 0
687 | 88.307 | 487.37 | 1937.4757 | 91.9079 | 0 | 0 | 1845.5679 | 0 | 0 | 0
688 | 79.067 | 261.89 | 1064.1391 | 82.2911 | 0 | 0 | 981.848 | 0 | 0 | 0
689 | 84.323 | 61.57 | 228.0373 | 87.7614 | 0 | 0 | 140.2759 | 0 | 0 | 0
690 | 79.24 | 53.16 | 160.5752 | 82.4712 | 0 | 0 | 78.1041 | 0 | 0 | 0
691 | 95.215 | 0 | 0 | 0 | 0 | 0 | 0 | 0 | 0 | 99.0976
692 | 89.6 | 0 | 0 | 0 | 0 | 0 | 0 | 0 | 0 | 93.2536
693 | 93.6 | 0 | 0 | 0 | 0 | 0 | 0 | 0 | 0 | 97.4167
694 | 87.2 | 0 | 0 | 0 | 0 | 0 | 0 | 0 | 0 | 90.7557
695 | 96.8 | 0 | 0 | 0 | 0 | 0 | 0 | 0 | 0 | 100.7472
696 | 87.2 | 0 | 0 | 0 | 0 | 0 | 0 | 0 | 0 | 90.7557
697 | 93.6 | 0 | 0 | 0 | 0 | 0 | 0 | 0 | 0 | 97.4167
698 | 88.8 | 0 | 0 | 0 | 0 | 0 | 0 | 0 | 0 | 92.421
699 | 87.2 | 0 | 0 | 0 | 0 | 0 | 0 | 0 | 0 | 90.7557
700 | 87.2 | 0 | 0 | 0 | 0 | 0 | 0 | 0 | 0 | 90.7557
701 | 93.6 | 0 | 0 | 0 | 0 | 0 | 0 | 0 | 0 | 97.4167
702 | 84 | 0 | 0 | 0 | 0 | 0 | 0 | 0 | 0 | 87.4253
703 | 87.2 | 4.89 | 0 | 0 | 0 | 0 | 0 | 0 | 0 | 90.7557
704 | 76.02 | 61.95 | 231.4594 | 79.1199 | -152.3395 | 0 | 0 | 0 | 0 | 0
705 | 84.507 | 452.81 | 1927.7497 | 87.9519 | -1204.2464 | 0 | 635.5514 | 0 | 0 | 0
706 | 72.771 | 630.48 | 2609.319 | 75.7384 | 0 | 0 | 2533.5806 | 0 | 0 | 0
707 | 81.102 | 885.69 | 3563.2149 | 84.4091 | 0 | 0 | 3478.8058 | 0 | 0 | 0
708 | 75.163 | 935.02 | 3693.6284 | 78.2279 | 0 | 0 | 3615.4005 | 0 | 0 | 0
709 | 86.617 | 992.8 | 3873.1853 | 90.149 | 0 | 0 | 3783.0363 | 0 | 0 | 0
710 | 78.42 | 833.11 | 3277.4186 | 81.6177 | 0 | 0 | 3195.8009 | 0 | 0 | 0
711 | 78.853 | 670.66 | 2692.2762 | 82.0684 | 0 | 0 | 2610.2078 | 0 | 0 | 0
712 | 79.653 | 542.49 | 2240.091 | 82.901 | 0 | 0 | 2157.19 | 0 | 0 | 0
713 | 88.652 | 233.88 | 951.4771 | 92.2669 | 0 | 0 | 859.2102 | 0 | 0 | 0
714 | 82.665 | 74.21 | 221.7063 | 86.0358 | 0 | 0 | 135.6705 | 0 | 0 | 0
715 | 97.636 | 0 | 0 | 0 | 0 | 0 | 0 | 0 | 0 | 101.6173
716 | 88.8 | 0 | 0 | 0 | 0 | 0 | 0 | 0 | 0 | 92.421
717 | 94.4 | 0 | 0 | 0 | 0 | 0 | 0 | 0 | 0 | 98.2493
718 | 87.2 | 0 | 0 | 0 | 0 | 0 | 0 | 0 | 0 | 90.7557
719 | 91.2 | 0 | 0 | 0 | 0 | 0 | 0 | 0 | 0 | 94.9188
720 | 84.8 | 0 | 0 | 0 | 0 | 0 | 0 | 0 | 0 | 88.2579
721 | 93.6 | 0 | 0 | 0 | 0 | 0 | 0 | 0 | 0 | 97.4167
722 | 81.6 | 0 | 0 | 0 | 0 | 0 | 0 | 0 | 0 | 84.9274
723 | 92.8 | 0 | 0 | 0 | 0 | 0 | 0 | 0 | 0 | 96.5841
724 | 80 | 0 | 0 | 0 | 0 | 0 | 0 | 0 | 0 | 83.2621
725 | 90.4 | 0 | 0 | 0 | 0 | 0 | 0 | 0 | 0 | 94.0862
726 | 80 | 0 | 0 | 0 | 0 | 0 | 0 | 0 | 0 | 83.2621
727 | 86.4 | 13.11 | 12.3238 | 12.3238 | 0 | 0 | 0 | 0 | 0 | 77.5993
728 | 75.453 | 138.53 | 558.6692 | 78.5297 | -480.1395 | 0 | 0 | 0 | 0 | 0
729 | 85.467 | 379.57 | 1586.2875 | 88.9521 | -836.8095 | 0 | 660.5259 | 0 | 0 | 0
730 | 74.454 | 608.48 | 2448.0569 | 77.49 | 0 | 0 | 2370.5669 | 0 | 0 | 0
731 | 80.579 | 882.91 | 3401.1024 | 83.8648 | 0 | 0 | 3317.2377 | 0 | 0 | 0
732 | 73.28 | 818.78 | 3110.8933 | 76.2681 | 0 | 0 | 3034.6252 | 0 | 0 | 0
733 | 82.654 | 871.42 | 3271.1261 | 86.0244 | 0 | 0 | 3185.1017 | 0 | 0 | 0
734 | 74.961 | 498.71 | 1956.0817 | 78.0177 | 0 | 0 | 1878.064 | 0 | 0 | 0
735 | 86.787 | 372.83 | 1497.4842 | 90.3259 | 0 | 0 | 1407.1583 | 0 | 0 | 0
736 | 81.253 | 356.51 | 1457.2478 | 84.5662 | 0 | 0 | 1372.6816 | 0 | 0 | 0
737 | 87.089 | 156.94 | 627.1992 | 90.6402 | 0 | 0 | 536.5589 | 0 | 0 | 0
738 | 79.66 | 68.92 | 206.538 | 82.9083 | 0 | 0 | 123.6297 | 0 | 0 | 0
739 | 96.821 | 0 | 0 | 0 | 0 | 0 | 0 | 0 | 0 | 100.769
740 | 88 | 0 | 0 | 0 | 0 | 0 | 0 | 0 | 0 | 91.5884
741 | 91.2 | 0 | 0 | 0 | 0 | 0 | 0 | 0 | 0 | 94.9188
742 | 86.4 | 0 | 0 | 0 | 0 | 0 | 0 | 0 | 0 | 89.9231
743 | 92.8 | 0 | 0 | 0 | 0 | 0 | 0 | 0 | 0 | 96.5841
744 | 88 | 0 | 0 | 0 | 0 | 0 | 0 | 0 | 0 | 91.5884
745 | 94.4 | 0 | 0 | 0 | 0 | 0 | 0 | 0 | 0 | 98.2493
746 | 87.2 | 0 | 0 | 0 | 0 | 0 | 0 | 0 | 0 | 90.7557
747 | 93.6 | 0 | 0 | 0 | 0 | 0 | 0 | 0 | 0 | 97.4167
748 | 80 | 0 | 0 | 0 | 0 | 0 | 0 | 0 | 0 | 83.2621
749 | 88.8 | 0 | 0 | 0 | 0 | 0 | 0 | 0 | 0 | 92.421
750 | 86.4 | 0 | 0 | 0 | 0 | 0 | 0 | 0 | 0 | 89.9231
751 | 88.8 | 31.54 | 51.226 | 51.226 | 0 | 0 | 0 | 0 | 0 | 41.195
752 | 79.281 | 246.98 | 989.2459 | 82.5138 | -906.732 | 0 | 0 | 0 | 0 | 0
753 | 84.741 | 499.19 | 2085.6553 | 88.1954 | -382.6593 | 0 | 1614.8006 | 0 | 0 | 0
754 | 75.611 | 714.96 | 2872.34 | 78.6942 | 0 | 0 | 2793.6458 | 0 | 0 | 0
755 | 86.655 | 869.28 | 3384.3761 | 90.1885 | 0 | 0 | 3294.1876 | 0 | 0 | 0
756 | 74.903 | 937.72 | 3580.2628 | 77.9573 | 0 | 0 | 3502.3055 | 0 | 0 | 0
757 | 87.642 | 940.93 | 3561.5746 | 91.2158 | 0 | 0 | 3470.3589 | 0 | 0 | 0
758 | 82.638 | 759.19 | 2926.2085 | 86.0077 | 0 | 0 | 2840.2008 | 0 | 0 | 0
759 | 89.332 | 735.19 | 2902.9273 | 92.9747 | 0 | 0 | 2809.9527 | 0 | 0 | 0
760 | 81.435 | 548.96 | 2251.0045 | 84.7557 | 0 | 0 | 2166.2489 | 0 | 0 | 0
761 | 83.254 | 313.13 | 1272.8024 | 86.6488 | 0 | 0 | 1186.1535 | 0 | 0 | 0
762 | 82.933 | 72.52 | 218.661 | 86.3147 | 0 | 0 | 132.3462 | 0 | 0 | 0
763 | 96.007 | 0 | 0 | 0 | 0 | 0 | 0 | 0 | 0 | 99.9219
764 | 91.2 | 0 | 0 | 0 | 0 | 0 | 0 | 0 | 0 | 94.9188
765 | 93.6 | 0 | 0 | 0 | 0 | 0 | 0 | 0 | 0 | 97.4167
766 | 88.8 | 0 | 0 | 0 | 0 | 0 | 0 | 0 | 0 | 92.421
767 | 97.6 | 0 | 0 | 0 | 0 | 0 | 0 | 0 | 0 | 101.5798
768 | 90.4 | 0 | 0 | 0 | 0 | 0 | 0 | 0 | 0 | 94.0862
769 | 92.8 | 0 | 0 | 0 | 0 | 0 | 0 | 0 | 0 | 96.5841
770 | 86.4 | 0 | 0 | 0 | 0 | 0 | 0 | 0 | 0 | 89.9231
771 | 91.2 | 0 | 0 | 0 | 0 | 0 | 0 | 0 | 0 | 94.9188
772 | 87.2 | 0 | 0 | 0 | 0 | 0 | 0 | 0 | 0 | 90.7557
773 | 92.8 | 0 | 0 | 0 | 0 | 0 | 0 | 0 | 0 | 96.5841
774 | 85.6 | 0 | 0 | 0 | 0 | 0 | 0 | 0 | 0 | 89.0905
775 | 76.8 | 34.75 | 58.4178 | 58.4178 | 0 | 0 | 0 | 0 | 0 | 21.5139
776 | 82.775 | 231 | 923.5864 | 86.1503 | -837.4361 | 0 | 0 | 0 | 0 | 0
777 | 646.748 | 469.86 | 1965.7578 | 673.1203 | -453.2 | 0 | 839.4375 | 0 | 0 | 0
778 | 552.934 | 745.6 | 2988.3043 | 575.4809 | 0 | 0 | 2412.8235 | 0 | 0 | 0
779 | 876.383 | 715.32 | 2774.509 | 912.1191 | 0 | 0 | 1862.3899 | 0 | 0 | 0
780 | 949.841 | 819.63 | 3092.5163 | 988.5725 | 0 | 0 | 2103.9438 | 0 | 0 | 0
781 | 1244.374 | 814.07 | 3053.407 | 1295.1156 | 0 | 0 | 1758.2914 | 0 | 0 | 0
782 | 1169.848 | 765.59 | 2920.7715 | 1217.5506 | 0 | 0 | 1703.2208 | 0 | 0 | 0
783 | 1381.741 | 732.82 | 2878.2578 | 1438.084 | 0 | 0 | 1440.1738 | 0 | 0 | 0
784 | 889.368 | 464.44 | 1894.5749 | 925.6336 | 0 | 0 | 968.9413 | 0 | 0 | 0
785 | 1360.953 | 225.64 | 909.6774 | 909.6774 | 0 | 0 | 0 | 318.75 | 0 | 175.0243
786 | 1095.157 | 62.35 | 192.8955 | 192.8955 | 0 | 0 | 0 | 0 | 0 | 946.9185
787 | 1127.015 | 0 | 0 | 0 | 0 | 0 | 0 | 0 | 0 | 1172.9711
788 | 1211.2 | 0 | 0 | 0 | 0 | 0 | 0 | 0 | 0 | 1260.5889
789 | 1118.4 | 0 | 0 | 0 | 0 | 0 | 0 | 0 | 0 | 1164.0048
790 | 1337.6 | 0 | 0 | 0 | 0 | 0 | 0 | 0 | 0 | 1392.143
791 | 1112 | 0 | 0 | 0 | 0 | 0 | 0 | 0 | 0 | 1157.3438
792 | 163.2 | 0 | 0 | 0 | 0 | 0 | 0 | 0 | 0 | 169.8548
793 | 108.8 | 0 | 0 | 0 | 0 | 0 | 0 | 108.8 | 0 | 0
794 | 94.4 | 0 | 0 | 0 | 0 | 0 | 0 | 94.4 | 0 | 0
795 | 105.6 | 0 | 0 | 0 | 0 | 0 | 0 | 105.6 | 0 | 0
796 | 101.6 | 0 | 0 | 0 | 0 | 0 | 0 | 101.6 | 0 | 0
797 | 105.6 | 0 | 0 | 0 | 0 | 0 | 0 | 105.6 | 0 | 0
798 | 95.2 | 0 | 0 | 0 | 0 | 0 | 0 | 95.2 | 0 | 0
799 | 87.2 | 35.69 | 62.2156 | 62.2156 | 0 | 0 | 0 | 0 | 0 | 28.5402
800 | 82.403 | 270.2 | 1076.1091 | 85.7631 | -990.346 | 0 | 0 | 0 | 0 | 0
801 | 835.519 | 515.91 | 2158.2828 | 869.5888 | -1288.694 | 0 | 0 | 0 | 0 | 0
802 | 1039.674 | 737.97 | 2954.7424 | 1082.0696 | -1676.6383 | 0 | 196.0345 | 0 | 0 | 0
803 | 891.524 | 890.23 | 3426.7701 | 927.8775 | -1676.6383 | 0 | 822.2543 | 0 | 0 | 0
804 | 1352.422 | 946.64 | 3561.5528 | 1407.5694 | -1676.6383 | 0 | 477.345 | 0 | 0 | 0
805 | 1341.667 | 968.5 | 3632.8949 | 1396.3769 | -1001.4386 | 0 | 1235.0794 | 0 | 0 | 0
806 | 1194.461 | 857.72 | 3276.765 | 1243.1673 | 0 | 0 | 2033.5977 | 0 | 0 | 0
807 | 1481.371 | 628.4 | 2473.4029 | 1541.7766 | 0 | 0 | 931.6264 | 0 | 0 | 0
808 | 1646.336 | 167.53 | 656.4897 | 656.4897 | 0 | 0 | 0 | 1015.567 | 0 | 0
809 | 1713.488 | 165.47 | 656.9799 | 656.9799 | 0 | 0 | 0 | 1082.248 | 0 | 0
810 | 1434.101 | 39.27 | 112.3185 | 112.3185 | 0 | 0 | 0 | 1326.183 | 0 | 0
811 | 1539.509 | 0 | 0 | 0 | 0 | 0 | 0 | 667.134 | 0 | 907.9477
812 | 1661.6 | 0 | 0 | 0 | 0 | 0 | 0 | 50.651 | 0 | 1676.6383
813 | 1616 | 0 | 0 | 0 | 0 | 0 | 0 | 5.051 | 0 | 1676.6383
814 | 1728.8 | 0 | 0 | 0 | 0 | 0 | 0 | 117.851 | 0 | 1676.6383
815 | 1469.6 | 0 | 0 | 0 | 0 | 0 | 0 | 0 | 0 | 1529.5256
816 | 1761.6 | 0 | 0 | 0 | 0 | 0 | 0 | 1761.6 | 0 | 0
817 | 1354.4 | 0 | 0 | 0 | 0 | 0 | 0 | 1354.4 | 0 | 0
818 | 1331.2 | 0 | 0 | 0 | 0 | 0 | 0 | 1331.2 | 0 | 0
819 | 1416.8 | 0 | 0 | 0 | 0 | 0 | 0 | 1416.8 | 0 | 0
820 | 1299.2 | 0 | 0 | 0 | 0 | 0 | 0 | 1299.2 | 0 | 0
821 | 1488 | 0 | 0 | 0 | 0 | 0 | 0 | 1488 | 0 | 0
822 | 1488.8 | 0 | 0 | 0 | 0 | 0 | 0 | 1488.8 | 0 | 0
823 | 1292.8 | 34.28 | 60.8698 | 0 | -60.8698 | 0 | 0 | 1292.8 | 0 | 0
824 | 1289.506 | 263.66 | 1041.4408 | 1039.3915 | -2.0493 | 0 | 0 | 290.837 | 0 | 0
825 | 1526.73 | 485.55 | 1988.1074 | 1588.9852 | -399.1223 | 0 | 0 | 0 | 0 | 0
826 | 1083.978 | 589.42 | 2311.7755 | 1128.1791 | -1183.5963 | 0 | 0 | 0 | 0 | 0
827 | 1402.913 | 650.37 | 2492.777 | 1460.1193 | -1032.6577 | 0 | 0 | 0 | 0 | 0
828 | 1305.329 | 872.38 | 3251.8707 | 1358.5561 | -1676.6383 | 0 | 216.6762 | 0 | 0 | 0
829 | 1517.919 | 801.76 | 3009.1168 | 1579.8149 | -1429.3019 | 0 | 0 | 0 | 0 | 0
830 | 1335.878 | 748.45 | 2850.9822 | 1390.3508 | -1460.6314 | 0 | 0 | 0 | 0 | 0
831 | 1360.865 | 568.31 | 2232.3216 | 1416.3567 | -815.9648 | 0 | 0 | 0 | 0 | 0
832 | 1604.627 | 472.85 | 1919.6212 | 1670.0585 | -249.5627 | 0 | 0 | 0 | 0 | 0
833 | 1501.802 | 272.93 | 1101.6737 | 1101.6737 | 0 | 0 | 0 | 443.291 | 0 | 0
834 | 1303.802 | 60.41 | 183.72 | 183.72 | 0 | 0 | 0 | 1127.28 | 0 | 0
835 | 1407.738 | 0 | 0 | 0 | 0 | 0 | 0 | 0 | 0 | 1465.141
836 | 1397.6 | 0 | 0 | 0 | 0 | 0 | 0 | 0 | 0 | 1454.5896
837 | 1207.2 | 0 | 0 | 0 | 0 | 0 | 0 | 0 | 0 | 1256.4257
838 | 1357.6 | 0 | 0 | 0 | 0 | 0 | 0 | 0 | 0 | 1412.9586
839 | 1300.8 | 0 | 0 | 0 | 0 | 0 | 0 | 0 | 0 | 1353.8425
840 | 1248.8 | 0 | 0 | 0 | 0 | 0 | 0 | 1248.8 | 0 | 0
841 | 1178.4 | 0 | 0 | 0 | 0 | 0 | 0 | 1178.4 | 0 | 0
842 | 1225.6 | 0 | 0 | 0 | 0 | 0 | 0 | 1225.6 | 0 | 0
843 | 1224.8 | 0 | 0 | 0 | 0 | 0 | 0 | 1224.8 | 0 | 0
844 | 903.2 | 0 | 0 | 0 | 0 | 0 | 0 | 903.2 | 0 | 0
845 | 1121.6 | 0 | 0 | 0 | 0 | 0 | 0 | 1121.6 | 0 | 0
846 | 1310.4 | 0 | 0 | 0 | 0 | 0 | 0 | 1310.4 | 0 | 0
847 | 1152 | 5.87 | 0 | 0 | 0 | 0 | 0 | 1152 | 0 | 0
848 | 933.17 | 57.87 | 212.5537 | 0 | -212.5537 | 0 | 0 | 933.17 | 0 | 0
849 | 1215.698 | 261.6 | 1056.3041 | 0 | -1056.3041 | 0 | 0 | 1215.698 | 0 | 0
850 | 1139.46 | 373.8 | 1474.8026 | 1065.6607 | -409.1418 | 0 | 0 | 115.551 | 0 | 0
851 | 1551.141 | 486.79 | 1879.7657 | 1614.3916 | -265.3741 | 0 | 0 | 0 | 0 | 0
852 | 1338.153 | 591.12 | 2244.8473 | 1392.7186 | -852.1287 | 0 | 0 | 0 | 0 | 0
853 | 1140.835 | 976.35 | 3568.8975 | 1187.3546 | -1676.6383 | 0 | 704.9046 | 0 | 0 | 0
854 | 1315.264 | 714.68 | 2713.1219 | 1368.8962 | -1344.2257 | 0 | 0 | 0 | 0 | 0
855 | 1361.037 | 555.05 | 2170.1383 | 1416.5357 | -753.6025 | 0 | 0 | 0 | 0 | 0
856 | 1270.539 | 377 | 1523.1893 | 1322.3475 | -200.8418 | 0 | 0 | 0 | 0 | 0
857 | 1377.713 | 246.62 | 990.1336 | 990.1336 | 0 | 0 | 0 | 426.372 | 0 | 0
858 | 1430.203 | 70.44 | 213.5122 | 213.5122 | 0 | 0 | 0 | 1225.056 | 0 | 0
859 | 1135.9 | 0 | 0 | 0 | 0 | 0 | 0 | 0 | 0 | 1182.2184
860 | 1324 | 0 | 0 | 0 | 0 | 0 | 0 | 0 | 0 | 1377.9885
861 | 1216.8 | 0 | 0 | 0 | 0 | 0 | 0 | 0 | 0 | 1266.4172
862 | 1368.8 | 0 | 0 | 0 | 0 | 0 | 0 | 0 | 0 | 1424.6153
863 | 1304 | 0 | 0 | 0 | 0 | 0 | 0 | 0 | 0 | 1357.1729
864 | 504 | 0 | 0 | 0 | 0 | 0 | 0 | 504 | 0 | 0
865 | 308.8 | 0 | 0 | 0 | 0 | 0 | 0 | 308.8 | 0 | 0
866 | 223.2 | 0 | 0 | 0 | 0 | 0 | 0 | 223.2 | 0 | 0
867 | 305.6 | 0 | 0 | 0 | 0 | 0 | 0 | 305.6 | 0 | 0
868 | 234.4 | 0 | 0 | 0 | 0 | 0 | 0 | 234.4 | 0 | 0
869 | 284.8 | 0 | 0 | 0 | 0 | 0 | 0 | 284.8 | 0 | 0
870 | 280.8 | 0 | 0 | 0 | 0 | 0 | 0 | 280.8 | 0 | 0
871 | 279.2 | 30.51 | 55.922 | 55.922 | 0 | 0 | 0 | 225.469 | 0 | 0
872 | 207.884 | 261.96 | 1051.0035 | 216.3608 | -834.6426 | 0 | 0 | 0 | 0 | 0
873 | 1383.408 | 517.78 | 2158.6377 | 1439.8189 | -718.8187 | 0 | 0 | 0 | 0 | 0
874 | 1305.53 | 736.83 | 2911.5689 | 1358.7653 | -1552.8036 | 0 | 0 | 0 | 0 | 0
875 | 1615.041 | 829.29 | 3159.4767 | 1680.8972 | -1478.5796 | 0 | 0 | 0 | 0 | 0
876 | 1779.002 | 861.64 | 3249.098 | 1851.544 | -1397.554 | 0 | 0 | 0 | 0 | 0
877 | 1624.258 | 831.04 | 3155.5811 | 1690.49 | -1465.0911 | 0 | 0 | 0 | 0 | 0
878 | 1539.01 | 770.61 | 2968.5213 | 1601.7659 | -862.907 | 0 | 503.8484 | 0 | 0 | 0
879 | 1787.689 | 537.56 | 2130.4087 | 1860.5852 | 0 | 0 | 269.8235 | 0 | 0 | 0
880 | 1354.304 | 407.35 | 1654.0327 | 1409.5282 | 0 | 0 | 244.5045 | 0 | 0 | 0
881 | 1620.241 | 171.76 | 683.3668 | 683.3668 | 0 | 0 | 0 | 963.648 | 0 | 0
882 | 1300.99 | 56.77 | 168.6277 | 168.6277 | 0 | 0 | 0 | 1138.969 | 0 | 0
883 | 1394.069 | 0 | 0 | 0 | 0 | 0 | 0 | 0 | 0 | 1450.9147
884 | 1272 | 0 | 0 | 0 | 0 | 0 | 0 | 0 | 0 | 1323.8681
885 | 1471.2 | 0 | 0 | 0 | 0 | 0 | 0 | 0 | 0 | 1531.1908
886 | 1444 | 0 | 0 | 0 | 0 | 0 | 0 | 0 | 0 | 1502.8817
887 | 1357.6 | 0 | 0 | 0 | 0 | 0 | 0 | 0 | 0 | 1412.9586
888 | 576.8 | 0 | 0 | 0 | 0 | 0 | 0 | 576.8 | 0 | 0
889 | 498.4 | 0 | 0 | 0 | 0 | 0 | 0 | 498.4 | 0 | 0
890 | 498.4 | 0 | 0 | 0 | 0 | 0 | 0 | 498.4 | 0 | 0
891 | 504 | 0 | 0 | 0 | 0 | 0 | 0 | 504 | 0 | 0
892 | 421.6 | 0 | 0 | 0 | 0 | 0 | 0 | 421.6 | 0 | 0
893 | 485.6 | 0 | 0 | 0 | 0 | 0 | 0 | 485.6 | 0 | 0
894 | 467.2 | 0 | 0 | 0 | 0 | 0 | 0 | 467.2 | 0 | 0
895 | 472 | 29.23 | 56.1509 | 56.1509 | 0 | 0 | 0 | 182.095 | 0 | 245.5754
896 | 385.522 | 254.82 | 1046.8185 | 401.2424 | -645.5762 | 0 | 0 | 0 | 0 | 0
897 | 1044.814 | 512.13 | 2188.0854 | 1087.4182 | -1100.6673 | 0 | 0 | 0 | 0 | 0
898 | 1692.649 | 738.73 | 3021.2616 | 1761.6698 | -1259.5918 | 0 | 0 | 0 | 0 | 0
899 | 1873.143 | 903.12 | 3565.8741 | 1949.5238 | -1616.3503 | 0 | 0 | 0 | 0 | 0
900 | 1814.753 | 999.36 | 3867.3018 | 1888.7538 | -1676.6383 | 0 | 301.9096 | 0 | 0 | 0
901 | 1605.764 | 969.82 | 3749.2725 | 1671.2419 | -1676.6383 | 0 | 401.3922 | 0 | 0 | 0
902 | 1656.929 | 939.51 | 3660.7523 | 1724.4933 | -334.9324 | 0 | 1601.3267 | 0 | 0 | 0
903 | 1959.966 | 789.59 | 3145.9373 | 2039.8871 | 0 | 0 | 1106.0502 | 0 | 0 | 0
904 | 1925.128 | 572.86 | 2354.9646 | 2003.6285 | 0 | 0 | 351.3361 | 0 | 0 | 0
905 | 1644.797 | 316.01 | 1289.6546 | 1289.6546 | 0 | 0 | 0 | 405.67 | 0 | 0
906 | 1796.832 | 69.43 | 215.7301 | 215.7301 | 0 | 0 | 0 | 1589.554 | 0 | 0
907 | 1564.005 | 0 | 0 | 0 | 0 | 0 | 0 | 559.881 | 0 | 1045.069
908 | 1423.2 | 0 | 0 | 0 | 0 | 0 | 0 | 0 | 0 | 1481.2335
909 | 1762.4 | 0 | 0 | 0 | 0 | 0 | 0 | 151.451 | 0 | 1676.6383
910 | 1525.6 | 0 | 0 | 0 | 0 | 0 | 0 | 0 | 0 | 1587.8091
911 | 1706.4 | 0 | 0 | 0 | 0 | 0 | 0 | 95.451 | 0 | 1676.6383
912 | 526.4 | 0 | 0 | 0 | 0 | 0 | 0 | 526.4 | 0 | 0
913 | 477.6 | 0 | 0 | 0 | 0 | 0 | 0 | 477.6 | 0 | 0
914 | 487.2 | 0 | 0 | 0 | 0 | 0 | 0 | 487.2 | 0 | 0
915 | 450.4 | 0 | 0 | 0 | 0 | 0 | 0 | 450.4 | 0 | 0
916 | 410.4 | 0 | 0 | 0 | 0 | 0 | 0 | 410.4 | 0 | 0
917 | 498.4 | 0 | 0 | 0 | 0 | 0 | 0 | 498.4 | 0 | 0
918 | 480.8 | 0 | 0 | 0 | 0 | 0 | 0 | 480.8 | 0 | 0
919 | 402.4 | 12.68 | 14.7874 | 14.7874 | 0 | 0 | 0 | 388.192 | 0 | 0
920 | 183.582 | 260.62 | 1074.6333 | 191.0679 | -883.5654 | 0 | 0 | 0 | 0 | 0
921 | 1361.436 | 523.11 | 2211.5414 | 1416.951 | -794.5904 | 0 | 0 | 0 | 0 | 0
922 | 1498.899 | 749.82 | 2973.7189 | 1560.0193 | -1413.6996 | 0 | 0 | 0 | 0 | 0
923 | 1608.087 | 919.71 | 3448.9293 | 1673.6607 | -1676.6383 | 0 | 98.6303 | 0 | 0 | 0
924 | 1399.808 | 1018.64 | 3711.2862 | 1456.8877 | -1676.6383 | 0 | 577.7602 | 0 | 0 | 0
925 | 1724.006 | 1031.69 | 3747.9538 | 1794.3054 | -1676.6383 | 0 | 277.01 | 0 | 0 | 0
926 | 1255.265 | 959.58 | 3561.6079 | 1306.4507 | -188.6252 | 0 | 2066.5321 | 0 | 0 | 0
927 | 1125.5 | 808.74 | 3125.1842 | 1171.3943 | 0 | 0 | 1953.7899 | 0 | 0 | 0
928 | 1614.058 | 596.08 | 2413.3668 | 1679.8741 | 0 | 0 | 733.4926 | 0 | 0 | 0
929 | 1453.859 | 339.87 | 1380.3864 | 1380.3864 | 0 | 0 | 0 | 127.555 | 0 | 0
930 | 1370.109 | 67.82 | 210.9675 | 210.9675 | 0 | 0 | 0 | 1167.407 | 0 | 0
931 | 1452.169 | 0 | 0 | 0 | 0 | 0 | 0 | 0 | 0 | 1511.3838
932 | 1032 | 0 | 0 | 0 | 0 | 0 | 0 | 0 | 0 | 1074.0817
933 | 1212.8 | 0 | 0 | 0 | 0 | 0 | 0 | 0 | 0 | 1262.2541
934 | 1396.8 | 0 | 0 | 0 | 0 | 0 | 0 | 0 | 0 | 1453.757
935 | 964 | 0 | 0 | 0 | 0 | 0 | 0 | 0 | 0 | 1003.3088
936 | 1384.8 | 0 | 0 | 0 | 0 | 0 | 0 | 1384.8 | 0 | 0
937 | 1120 | 0 | 0 | 0 | 0 | 0 | 0 | 1120 | 0 | 0
938 | 1568.8 | 0 | 0 | 0 | 0 | 0 | 0 | 1568.8 | 0 | 0
939 | 1411.2 | 0 | 0 | 0 | 0 | 0 | 0 | 1411.2 | 0 | 0
940 | 1482.4 | 0 | 0 | 0 | 0 | 0 | 0 | 1482.4 | 0 | 0
941 | 1182.4 | 0 | 0 | 0 | 0 | 0 | 0 | 1182.4 | 0 | 0
942 | 1132 | 0 | 0 | 0 | 0 | 0 | 0 | 1121.482 | 0 | 10.9469
943 | 1137.6 | 19.83 | 32.3307 | 32.3307 | 0 | 0 | 0 | 0 | 0 | 1151.657
944 | 182.01 | 204.43 | 826.7744 | 189.4318 | -637.3426 | 0 | 0 | 0 | 0 | 0
945 | 481.147 | 396.23 | 1632.9309 | 500.7666 | -1132.1643 | 0 | 0 | 0 | 0 | 0
946 | 455.687 | 596.65 | 2356.9379 | 474.2695 | -1676.6383 | 0 | 206.0301 | 0 | 0 | 0
947 | 498.735 | 762.24 | 2925.277 | 519.0718 | -1676.6383 | 0 | 729.5668 | 0 | 0 | 0
948 | 415.99 | 892.34 | 3352.3337 | 432.9527 | -1676.6383 | 0 | 1242.7427 | 0 | 0 | 0
949 | 320.018 | 906.97 | 3416.1843 | 333.0673 | -1510.9727 | 0 | 1572.1443 | 0 | 0 | 0
950 | 335.666 | 768.52 | 2960.0702 | 349.3534 | 0 | 0 | 2610.7168 | 0 | 0 | 0
951 | 408.03 | 521.02 | 2063.3827 | 424.6682 | 0 | 0 | 1638.7145 | 0 | 0 | 0
952 | 329.489 | 460.16 | 1873.1245 | 342.9245 | 0 | 0 | 1530.2 | 0 | 0 | 0
953 | 413.609 | 270.86 | 1098.6336 | 430.4746 | 0 | 0 | 668.1589 | 0 | 0 | 0
954 | 285.122 | 82.77 | 254.626 | 254.626 | 0 | 0 | 0 | 0 | 0 | 42.1223
955 | 304.539 | 0 | 0 | 0 | 0 | 0 | 0 | 0 | 0 | 316.9571
956 | 261.6 | 0 | 0 | 0 | 0 | 0 | 0 | 0 | 0 | 272.2672
957 | 204 | 0 | 0 | 0 | 0 | 0 | 0 | 0 | 0 | 212.3185
958 | 331.2 | 0 | 0 | 0 | 0 | 0 | 0 | 0 | 0 | 344.7053
959 | 296.8 | 0 | 0 | 0 | 0 | 0 | 0 | 0 | 0 | 308.9026
960 | 302.4 | 0 | 0 | 0 | 0 | 0 | 0 | 0 | 0 | 314.7309
961 | 324.8 | 0 | 0 | 0 | 0 | 0 | 0 | 0 | 0 | 338.0443
962 | 296.8 | 0 | 0 | 0 | 0 | 0 | 0 | 0 | 0 | 308.9026
963 | 296.8 | 0 | 0 | 0 | 0 | 0 | 0 | 0 | 0 | 308.9026
964 | 316 | 0 | 0 | 0 | 0 | 0 | 0 | 0 | 0 | 328.8855
965 | 227.2 | 0 | 0 | 0 | 0 | 0 | 0 | 0 | 0 | 236.4645
966 | 276 | 0 | 0 | 0 | 0 | 0 | 0 | 0 | 0 | 287.2544
967 | 256.8 | 29.15 | 56.1572 | 56.1572 | 0 | 0 | 0 | 0 | 0 | 211.1143
968 | 246.146 | 259.03 | 1045.0585 | 256.183 | -788.8755 | 0 | 0 | 0 | 0 | 0
969 | 460.316 | 518.3 | 2163.6657 | 479.0862 | -1676.6383 | 0 | 7.9411 | 0 | 0 | 0
970 | 1172.832 | 730.62 | 2928.3285 | 1220.6574 | -1676.6383 | 0 | 31.0328 | 0 | 0 | 0
971 | 1566.318 | 874.27 | 3370.4443 | 1630.1874 | -121.9718 | 0 | 1618.2851 | 0 | 0 | 0
972 | 1214.229 | 972.42 | 3627.2279 | 1263.7414 | 0 | 0 | 2363.4865 | 0 | 0 | 0
973 | 1567.117 | 982.82 | 3596.0628 | 1631.019 | 0 | 0 | 1965.0438 | 0 | 0 | 0
974 | 1509.312 | 845.02 | 3132.9109 | 1570.8569 | 0 | 0 | 1562.054 | 0 | 0 | 0
975 | 1604.899 | 675.52 | 2599.0923 | 1670.3416 | 0 | 0 | 928.7507 | 0 | 0 | 0
976 | 1215.644 | 487.04 | 1954.3655 | 1265.2141 | 0 | 0 | 689.1514 | 0 | 0 | 0
977 | 1300.307 | 241.46 | 972.3613 | 972.3613 | 0 | 0 | 0 | 366.042 | 0 | 0
978 | 1151.05 | 63.09 | 197.3792 | 197.3792 | 0 | 0 | 0 | 961.404 | 0 | 0
979 | 1456.677 | 0 | 0 | 0 | 0 | 0 | 0 | 207.753 | 0 | 1299.8511
980 | 1494.4 | 0 | 0 | 0 | 0 | 0 | 0 | 0 | 0 | 1555.3368
981 | 1808.8 | 0 | 0 | 0 | 0 | 0 | 0 | 197.851 | 0 | 1676.6383
982 | 1650.4 | 0 | 0 | 0 | 0 | 0 | 0 | 39.451 | 0 | 1676.6383
983 | 1209.6 | 0 | 0 | 0 | 0 | 0 | 0 | 0 | 0 | 1258.9236
984 | 1028 | 0 | 0 | 0 | 0 | 0 | 0 | 1028 | 0 | 0
985 | 1335.2 | 0 | 0 | 0 | 0 | 0 | 0 | 1335.2 | 0 | 0
986 | 1325.6 | 0 | 0 | 0 | 0 | 0 | 0 | 1325.6 | 0 | 0
987 | 1358.4 | 0 | 0 | 0 | 0 | 0 | 0 | 1358.4 | 0 | 0
988 | 1510.4 | 0 | 0 | 0 | 0 | 0 | 0 | 1510.4 | 0 | 0
989 | 1220.8 | 0 | 0 | 0 | 0 | 0 | 0 | 1220.8 | 0 | 0
990 | 1460.8 | 0 | 0 | 0 | 0 | 0 | 0 | 1460.8 | 0 | 0
991 | 1494.4 | 24.35 | 44.437 | 44.437 | 0 | 0 | 0 | 1451.704 | 0 | 0
992 | 1213.91 | 244.21 | 984.4343 | 984.4343 | 0 | 0 | 0 | 268.045 | 0 | 0
993 | 1285.355 | 496.32 | 2070.0572 | 1337.7677 | -732.2895 | 0 | 0 | 0 | 0 | 0
994 | 1854.487 | 711.27 | 2851.6961 | 1930.107 | -921.5891 | 0 | 0 | 0 | 0 | 0
995 | 1700.494 | 776.71 | 3027.0806 | 1769.8347 | -1257.2459 | 0 | 0 | 0 | 0 | 0
996 | 1593.166 | 875.74 | 3327.7506 | 1658.1302 | -1669.6204 | 0 | 0 | 0 | 0 | 0
997 | 1302.813 | 670.01 | 2564.9143 | 1355.9375 | -1208.9767 | 0 | 0 | 0 | 0 | 0
998 | 1470.149 | 726.56 | 2759.7654 | 1530.097 | -1229.6684 | 0 | 0 | 0 | 0 | 0
999 | 1044.668 | 690.15 | 2665.9112 | 1087.2662 | -1291.0056 | 0 | 287.6395 | 0 | 0 | 0
1000 | 1161.083 | 495.27 | 1993.9753 | 1208.4282 | 0 | 0 | 785.5471 | 0 | 0 | 0
1001 | 1434.037 | 265.81 | 1078.8442 | 1078.8442 | 0 | 0 | 0 | 397.461 | 0 | 0
1002 | 1519.101 | 47.93 | 146.148 | 146.148 | 0 | 0 | 0 | 1378.679 | 0 | 0
1003 | 1470.4 | 0 | 0 | 0 | 0 | 0 | 0 | 0 | 0 | 1530.3582
1004 | 1118.4 | 0 | 0 | 0 | 0 | 0 | 0 | 0 | 0 | 1164.0048
1005 | 1686.4 | 0 | 0 | 0 | 0 | 0 | 0 | 75.451 | 0 | 1676.6383
1006 | 1632 | 0 | 0 | 0 | 0 | 0 | 0 | 21.051 | 0 | 1676.6383
1007 | 1343.2 | 0 | 0 | 0 | 0 | 0 | 0 | 0 | 0 | 1397.9714
1008 | 1206.4 | 0 | 0 | 0 | 0 | 0 | 0 | 1206.4 | 0 | 0
1009 | 1653.6 | 0 | 0 | 0 | 0 | 0 | 0 | 1653.6 | 0 | 0
1010 | 1780 | 0 | 0 | 0 | 0 | 0 | 0 | 1780 | 0 | 0
1011 | 1225.6 | 0 | 0 | 0 | 0 | 0 | 0 | 1225.6 | 0 | 0
1012 | 1333.6 | 0 | 0 | 0 | 0 | 0 | 0 | 1333.6 | 0 | 0
1013 | 1466.4 | 0 | 0 | 0 | 0 | 0 | 0 | 1466.4 | 0 | 0
1014 | 1376 | 0 | 0 | 0 | 0 | 0 | 0 | 1376 | 0 | 0
1015 | 1212 | 17.86 | 28.6692 | 28.6692 | 0 | 0 | 0 | 1184.454 | 0 | 0
1016 | 1119.408 | 206.28 | 838.7932 | 838.7932 | 0 | 0 | 0 | 292.554 | 0 | 21.7772
1017 | 1135.205 | 424.03 | 1784.1631 | 1181.495 | -602.668 | 0 | 0 | 0 | 0 | 0
1018 | 1502.098 | 615.75 | 2499.1413 | 1563.3487 | -935.7926 | 0 | 0 | 0 | 0 | 0
1019 | 1740.14 | 688.35 | 2704.2899 | 1811.0973 | -893.1926 | 0 | 0 | 0 | 0 | 0
1020 | 1403.041 | 787.7 | 3011.9227 | 1460.2525 | -1551.6702 | 0 | 0 | 0 | 0 | 0
1021 | 1200.195 | 790.73 | 2990.5712 | 1249.1361 | -1676.6383 | 0 | 64.7967 | 0 | 0 | 0
1022 | 1044.046 | 752.27 | 2867.1538 | 1086.6199 | -1676.6383 | 0 | 103.8955 | 0 | 0 | 0
1023 | 1298.188 | 661.08 | 2594.848 | 1351.1239 | -973.7955 | 0 | 269.9286 | 0 | 0 | 0
1024 | 1559.024 | 461.17 | 1876.5892 | 1622.596 | 0 | 0 | 253.9933 | 0 | 0 | 0
1025 | 1238.191 | 245.1 | 995.7018 | 995.7018 | 0 | 0 | 0 | 281.5 | 0 | 0
1026 | 1380.315 | 57.47 | 179.432 | 179.432 | 0 | 0 | 0 | 121.921 | 0 | 1130.2753
1027 | 886.366 | 0 | 0 | 0 | 0 | 0 | 0 | 0 | 0 | 922.5092
1028 | 1113.6 | 0 | 0 | 0 | 0 | 0 | 0 | 0 | 0 | 1159.009
1029 | 1129.6 | 0 | 0 | 0 | 0 | 0 | 0 | 0 | 0 | 1175.6615
1030 | 1440.8 | 0 | 0 | 0 | 0 | 0 | 0 | 0 | 0 | 1499.5512
1031 | 1332.8 | 0 | 0 | 0 | 0 | 0 | 0 | 0 | 0 | 1387.1473
1032 | 138.4 | 0 | 0 | 0 | 0 | 0 | 0 | 0 | 0 | 144.0435
1033 | 97.6 | 0 | 0 | 0 | 0 | 0 | 0 | 97.6 | 0 | 0
1034 | 94.4 | 0 | 0 | 0 | 0 | 0 | 0 | 94.4 | 0 | 0
1035 | 103.2 | 0 | 0 | 0 | 0 | 0 | 0 | 103.2 | 0 | 0
1036 | 92.8 | 0 | 0 | 0 | 0 | 0 | 0 | 92.8 | 0 | 0
1037 | 98.4 | 0 | 0 | 0 | 0 | 0 | 0 | 98.4 | 0 | 0
1038 | 89.6 | 0 | 0 | 0 | 0 | 0 | 0 | 89.6 | 0 | 0
1039 | 84.8 | 21.63 | 39.0656 | 39.0656 | 0 | 0 | 0 | 0 | 0 | 49.1923
1040 | 86.437 | 212.69 | 862.0962 | 89.9616 | -772.1346 | 0 | 0 | 0 | 0 | 0
1041 | 660.137 | 439.94 | 1848.5028 | 687.0553 | -1161.4476 | 0 | 0 | 0 | 0 | 0
1042 | 1046.053 | 652.88 | 2653.0858 | 1088.7077 | -1564.3781 | 0 | 0 | 0 | 0 | 0
1043 | 1011.485 | 762.49 | 3002.1925 | 1052.7312 | -1676.6383 | 0 | 272.823 | 0 | 0 | 0
1044 | 1077.866 | 855.52 | 3291.8354 | 1121.819 | -1676.6383 | 0 | 493.3782 | 0 | 0 | 0
1045 | 1280.894 | 824.72 | 3169.9542 | 1333.1247 | -1459.1587 | 0 | 377.6708 | 0 | 0 | 0
1046 | 1305.495 | 796.25 | 3098.7922 | 1358.7289 | 0 | 0 | 1740.0633 | 0 | 0 | 0
1047 | 1222.683 | 641.77 | 2564.0046 | 1272.5401 | 0 | 0 | 1291.4645 | 0 | 0 | 0
1048 | 1378.71 | 516.09 | 2119.8229 | 1434.9294 | 0 | 0 | 684.8936 | 0 | 0 | 0
1049 | 1442.884 | 291.87 | 1195.6204 | 1195.6204 | 0 | 0 | 0 | 294.107 | 0 | 0
1050 | 1317.715 | 64.92 | 205.4816 | 205.4816 | 0 | 0 | 0 | 1120.284 | 0 | 0
1051 | 1407.2 | 0 | 0 | 0 | 0 | 0 | 0 | 447.625 | 0 | 998.7034
1052 | 1616.8 | 0 | 0 | 0 | 0 | 0 | 0 | 5.851 | 0 | 1676.6383
1053 | 1705.6 | 0 | 0 | 0 | 0 | 0 | 0 | 94.651 | 0 | 1676.6383
1054 | 1624 | 0 | 0 | 0 | 0 | 0 | 0 | 13.051 | 0 | 1676.6383
1055 | 1382.4 | 0 | 0 | 0 | 0 | 0 | 0 | 0 | 0 | 1438.7698
1056 | 136.8 | 0 | 0 | 0 | 0 | 0 | 0 | 136.8 | 0 | 0
1057 | 104.8 | 0 | 0 | 0 | 0 | 0 | 0 | 104.8 | 0 | 0
1058 | 96.8 | 0 | 0 | 0 | 0 | 0 | 0 | 96.8 | 0 | 0
1059 | 100 | 0 | 0 | 0 | 0 | 0 | 0 | 100 | 0 | 0
1060 | 98.4 | 0 | 0 | 0 | 0 | 0 | 0 | 98.4 | 0 | 0
1061 | 101.6 | 0 | 0 | 0 | 0 | 0 | 0 | 101.6 | 0 | 0
1062 | 95.2 | 0 | 0 | 0 | 0 | 0 | 0 | 95.2 | 0 | 0
1063 | 92.8 | 20.2 | 35.9973 | 35.9973 | 0 | 0 | 0 | 58.213 | 0 | 0
1064 | 85.97 | 217.98 | 883.9609 | 89.4756 | -794.4853 | 0 | 0 | 0 | 0 | 0
1065 | 932.616 | 468.34 | 1962.8322 | 970.6451 | -992.1871 | 0 | 0 | 0 | 0 | 0
1066 | 1383.414 | 687.6 | 2792.4125 | 1439.8252 | -1352.5873 | 0 | 0 | 0 | 0 | 0
1067 | 1261.111 | 861.93 | 3401.4459 | 1312.5351 | -1676.6383 | 0 | 412.2725 | 0 | 0 | 0
1068 | 1457.305 | 948.48 | 3682.873 | 1516.7303 | -1676.6383 | 0 | 489.5044 | 0 | 0 | 0
1069 | 1348.064 | 952.84 | 3699.0435 | 1403.0337 | -1676.6383 | 0 | 619.3715 | 0 | 0 | 0
1070 | 1417.335 | 866.52 | 3408.5669 | 1475.1294 | -141.2199 | 0 | 1792.2176 | 0 | 0 | 0
1071 | 1553.989 | 726.8 | 2928.6928 | 1617.3557 | 0 | 0 | 1311.3371 | 0 | 0 | 0
1072 | 1478.554 | 528.49 | 2190.8643 | 1538.8447 | 0 | 0 | 652.0196 | 0 | 0 | 0
1073 | 1282.839 | 291.5 | 1201.9078 | 1201.9078 | 0 | 0 | 0 | 128.021 | 0 | 0
1074 | 1716.587 | 63.24 | 201.9076 | 201.9076 | 0 | 0 | 0 | 1522.59 | 0 | 0
1075 | 1229.933 | 0 | 0 | 0 | 0 | 0 | 0 | 0 | 0 | 1280.0857
1076 | 828.8 | 0 | 0 | 0 | 0 | 0 | 0 | 0 | 0 | 862.5958
1077 | 1254.4 | 0 | 0 | 0 | 0 | 0 | 0 | 0 | 0 | 1305.5504
1078 | 1271.2 | 0 | 0 | 0 | 0 | 0 | 0 | 0 | 0 | 1323.0355
1079 | 1333.6 | 0 | 0 | 0 | 0 | 0 | 0 | 0 | 0 | 1387.9799
1080 | 1302.4 | 0 | 0 | 0 | 0 | 0 | 0 | 1044.846 | 0 | 268.0562
1081 | 1362.4 | 0 | 0 | 0 | 0 | 0 | 0 | 1362.4 | 0 | 0
1082 | 933.6 | 0 | 0 | 0 | 0 | 0 | 0 | 933.6 | 0 | 0
1083 | 1361.6 | 0 | 0 | 0 | 0 | 0 | 0 | 1361.6 | 0 | 0
1084 | 1337.6 | 0 | 0 | 0 | 0 | 0 | 0 | 1337.6 | 0 | 0
1085 | 996 | 0 | 0 | 0 | 0 | 0 | 0 | 996 | 0 | 0
1086 | 1271.2 | 0 | 0 | 0 | 0 | 0 | 0 | 1271.2 | 0 | 0
1087 | 1043.2 | 22.88 | 45.6526 | 45.6526 | 0 | 0 | 0 | 0 | 0 | 1040.0857
1088 | 860.551 | 239.86 | 975.4066 | 895.6415 | -79.7651 | 0 | 0 | 0 | 0 | 0
1089 | 1094.398 | 492.38 | 2066.913 | 1139.024 | -927.8889 | 0 | 0 | 0 | 0 | 0
1090 | 1122.775 | 711.32 | 2879.3142 | 1168.5582 | -1676.6383 | 0 | 34.1177 | 0 | 0 | 0
1091 | 1142.288 | 863.37 | 3383.0418 | 1188.8679 | -1676.6383 | 0 | 517.5356 | 0 | 0 | 0
1092 | 987.833 | 954.13 | 3662.812 | 1028.1147 | -1676.6383 | 0 | 958.059 | 0 | 0 | 0
1093 | 1098.997 | 964.5 | 3695.6225 | 1143.8116 | -1676.6383 | 0 | 875.1726 | 0 | 0 | 0
1094 | 1323.29 | 891.46 | 3468.7071 | 1377.2495 | -596.1871 | 0 | 1495.2705 | 0 | 0 | 0
1095 | 1200.589 | 742.9 | 2975.9149 | 1249.5452 | 0 | 0 | 1726.3698 | 0 | 0 | 0
1096 | 1175.229 | 443.57 | 1831.8358 | 1223.1511 | 0 | 0 | 608.6848 | 0 | 0 | 0
1097 | 1183.22 | 290.78 | 1200.4694 | 1200.4694 | 0 | 0 | 0 | 29.784 | 0 | 0
1098 | 1286.45 | 58.84 | 191.2937 | 191.2937 | 0 | 0 | 0 | 1102.651 | 0 | 0
1099 | 1205.541 | 0 | 0 | 0 | 0 | 0 | 0 | 0 | 0 | 1254.6991
1100 | 1044 | 0 | 0 | 0 | 0 | 0 | 0 | 0 | 0 | 1086.571
1101 | 1465.6 | 0 | 0 | 0 | 0 | 0 | 0 | 0 | 0 | 1525.3625
1102 | 1054.4 | 0 | 0 | 0 | 0 | 0 | 0 | 0 | 0 | 1097.3951
1103 | 1262.4 | 0 | 0 | 0 | 0 | 0 | 0 | 0 | 0 | 1313.8766
1104 | 936 | 0 | 0 | 0 | 0 | 0 | 0 | 936 | 0 | 0
1105 | 1169.6 | 0 | 0 | 0 | 0 | 0 | 0 | 1169.6 | 0 | 0
1106 | 1276 | 0 | 0 | 0 | 0 | 0 | 0 | 1276 | 0 | 0
1107 | 1006.4 | 0 | 0 | 0 | 0 | 0 | 0 | 1006.4 | 0 | 0
1108 | 1429.6 | 0 | 0 | 0 | 0 | 0 | 0 | 1429.6 | 0 | 0
1109 | 1362.4 | 0 | 0 | 0 | 0 | 0 | 0 | 1362.4 | 0 | 0
1110 | 1094.4 | 0 | 0 | 0 | 0 | 0 | 0 | 1094.4 | 0 | 0
1111 | 1244 | 28.46 | 57.3603 | 57.3603 | 0 | 0 | 0 | 46.005 | 0 | 1189.4851
1112 | 182.026 | 249.35 | 1005.1656 | 189.4484 | -815.7171 | 0 | 0 | 0 | 0 | 0
1113 | 152.29 | 505.37 | 2106.6488 | 158.5009 | -1676.6383 | 0 | 271.5095 | 0 | 0 | 0
1114 | 181.165 | 723.41 | 2892.2979 | 188.5523 | -1676.6383 | 0 | 1027.1072 | 0 | 0 | 0
1115 | 170.605 | 878.59 | 3382.535 | 177.5628 | -1676.6383 | 0 | 1528.3339 | 0 | 0 | 0
1116 | 185.42 | 971.68 | 3645.4206 | 192.9819 | -1676.6383 | 0 | 1775.8004 | 0 | 0 | 0
1117 | 195.463 | 985.06 | 3672.8805 | 203.4334 | -788.1241 | 0 | 2681.3231 | 0 | 0 | 0
1118 | 197.058 | 912.62 | 3473.7414 | 205.0934 | 0 | 0 | 3268.648 | 0 | 0 | 0
1119 | 129.537 | 690.53 | 2728.6056 | 134.8191 | 0 | 0 | 2593.7865 | 0 | 0 | 0
1120 | 177.796 | 504.78 | 2067.8393 | 185.046 | 0 | 0 | 1882.7933 | 0 | 0 | 0
1121 | 117.348 | 307.43 | 1261.4475 | 122.1331 | 0 | 0 | 1139.3144 | 0 | 0 | 0
1122 | 99.261 | 72.69 | 237.2076 | 103.3085 | 0 | 0 | 133.8991 | 0 | 0 | 0
1123 | 110.145 | 0 | 0 | 0 | 0 | 0 | 0 | 0 | 0 | 114.6364
1124 | 108 | 0 | 0 | 0 | 0 | 0 | 0 | 0 | 0 | 112.4039
1125 | 100 | 0 | 0 | 0 | 0 | 0 | 0 | 0 | 0 | 104.0777
1126 | 91.2 | 0 | 0 | 0 | 0 | 0 | 0 | 0 | 0 | 94.9188
1127 | 100 | 0 | 0 | 0 | 0 | 0 | 0 | 0 | 0 | 104.0777
1128 | 93.6 | 0 | 0 | 0 | 0 | 0 | 0 | 0 | 0 | 97.4167
1129 | 98.4 | 0 | 0 | 0 | 0 | 0 | 0 | 0 | 0 | 102.4124
1130 | 90.4 | 0 | 0 | 0 | 0 | 0 | 0 | 0 | 0 | 94.0862
1131 | 96.8 | 0 | 0 | 0 | 0 | 0 | 0 | 0 | 0 | 100.7472
1132 | 91.2 | 0 | 0 | 0 | 0 | 0 | 0 | 0 | 0 | 94.9188
1133 | 96.8 | 0 | 0 | 0 | 0 | 0 | 0 | 0 | 0 | 100.7472
1134 | 89.6 | 0 | 0 | 0 | 0 | 0 | 0 | 0 | 0 | 93.2536
1135 | 92.8 | 52.38 | 114.1493 | 96.5841 | -17.5652 | 0 | 0 | 0 | 0 | 0
1136 | 86.74 | 296.87 | 1192.3243 | 90.277 | -1102.0473 | 0 | 0 | 0 | 0 | 0
1137 | 858.247 | 562.2 | 2356.3166 | 893.2436 | -231.1003 | 0 | 1231.9727 | 0 | 0 | 0
1138 | 1207.142 | 781.64 | 3136.0489 | 1256.3654 | 0 | 0 | 1879.6835 | 0 | 0 | 0
1139 | 1636.944 | 937.76 | 3630.3606 | 1703.6933 | 0 | 0 | 1926.6673 | 0 | 0 | 0
1140 | 1392.639 | 1032.72 | 3913.9619 | 1449.4264 | 0 | 0 | 2464.5355 | 0 | 0 | 0
1141 | 1733.618 | 1041.05 | 3933.3796 | 1804.3094 | 0 | 0 | 2129.0703 | 0 | 0 | 0
1142 | 1461.298 | 683.26 | 2665.4648 | 1520.885 | 0 | 0 | 1144.5797 | 0 | 0 | 0
1143 | 1523.695 | 400.31 | 1588.625 | 1585.8264 | 0 | 0 | 2.7986 | 0 | 0 | 0
1144 | 1550.416 | 521.12 | 2135.6719 | 1613.637 | 0 | 0 | 522.0349 | 0 | 0 | 0
1145 | 1733.837 | 332.61 | 1356.6754 | 1356.6754 | 0 | 0 | 0 | 430.315 | 0 | 0
1146 | 1717.427 | 87.99 | 273.9897 | 273.9897 | 0 | 0 | 0 | 1454.172 | 0 | 0
1147 | 1575.959 | 0 | 0 | 0 | 0 | 0 | 0 | 0 | 0 | 1640.2216
1148 | 1707.2 | 0 | 0 | 0 | 0 | 0 | 0 | 96.251 | 0 | 1676.6383
1149 | 1400 | 0 | 0 | 0 | 0 | 0 | 0 | 0 | 0 | 1457.0875
1150 | 1287.2 | 0 | 0 | 0 | 0 | 0 | 0 | 0 | 0 | 1339.6879
1151 | 1057.6 | 0 | 0 | 0 | 0 | 0 | 0 | 0 | 0 | 1100.7255
1152 | 1536.8 | 0 | 0 | 0 | 0 | 0 | 0 | 1536.8 | 0 | 0
1153 | 997.6 | 0 | 0 | 0 | 0 | 0 | 0 | 997.6 | 0 | 0
1154 | 1274.4 | 0 | 0 | 0 | 0 | 0 | 0 | 1274.4 | 0 | 0
1155 | 1188.8 | 0 | 0 | 0 | 0 | 0 | 0 | 1188.8 | 0 | 0
1156 | 1111.2 | 0 | 0 | 0 | 0 | 0 | 0 | 1111.2 | 0 | 0
1157 | 1072.8 | 0 | 0 | 0 | 0 | 0 | 0 | 1072.8 | 0 | 0
1158 | 1068.8 | 0 | 0 | 0 | 0 | 0 | 0 | 1068.8 | 0 | 0
1159 | 1287.2 | 44.08 | 101.814 | 101.814 | 0 | 0 | 0 | 946.26 | 0 | 253.0284
1160 | 1071.05 | 280.99 | 1133.5901 | 1114.724 | -18.8662 | 0 | 0 | 0 | 0 | 0
1161 | 1356.959 | 545.73 | 2277.2217 | 1412.2914 | -864.9303 | 0 | 0 | 0 | 0 | 0
1162 | 1375.012 | 770.57 | 3076.6288 | 1431.0806 | -1645.5482 | 0 | 0 | 0 | 0 | 0
1163 | 1335.484 | 933.17 | 3602.3668 | 1389.9408 | -1676.6383 | 0 | 535.7877 | 0 | 0 | 0
1164 | 1194.744 | 955.48 | 3650.4986 | 1243.4629 | -1676.6383 | 0 | 730.3974 | 0 | 0 | 0
1165 | 1239.472 | 597.13 | 2326.7367 | 1290.0137 | -1036.723 | 0 | 0 | 0 | 0 | 0
1166 | 1494.782 | 626.66 | 2463.5031 | 1555.7344 | -907.7686 | 0 | 0 | 0 | 0 | 0
1167 | 1663.536 | 575.81 | 2309.95 | 1731.3686 | -483.2826 | 0 | 95.2987 | 0 | 0 | 0
1168 | 1380.276 | 413.86 | 1702.4371 | 1436.5592 | 0 | 0 | 265.8779 | 0 | 0 | 0
1169 | 1448.549 | 340.36 | 1399.979 | 1399.979 | 0 | 0 | 0 | 103.42 | 0 | 0
1170 | 1689.979 | 87.15 | 277.1984 | 277.1984 | 0 | 0 | 0 | 1423.641 | 0 | 0
1171 | 1823.205 | 0 | 0 | 0 | 0 | 0 | 0 | 212.256 | 0 | 1676.6383
1172 | 855.2 | 0 | 0 | 0 | 0 | 0 | 0 | 0 | 0 | 890.0723
1173 | 1082.4 | 0 | 0 | 0 | 0 | 0 | 0 | 0 | 0 | 1126.5368
1174 | 1165.6 | 0 | 0 | 0 | 0 | 0 | 0 | 0 | 0 | 1213.1294
1175 | 1396.8 | 0 | 0 | 0 | 0 | 0 | 0 | 0 | 0 | 1453.757
1176 | 754.4 | 0 | 0 | 0 | 0 | 0 | 0 | 281.918 | 0 | 491.7483
1177 | 602.4 | 0 | 0 | 0 | 0 | 0 | 0 | 602.4 | 0 | 0
1178 | 580.8 | 0 | 0 | 0 | 0 | 0 | 0 | 580.8 | 0 | 0
1179 | 700.8 | 0 | 0 | 0 | 0 | 0 | 0 | 700.8 | 0 | 0
1180 | 725.6 | 0 | 0 | 0 | 0 | 0 | 0 | 725.6 | 0 | 0
1181 | 505.6 | 0 | 0 | 0 | 0 | 0 | 0 | 505.6 | 0 | 0
1182 | 723.2 | 0 | 0 | 0 | 0 | 0 | 0 | 723.2 | 0 | 0
1183 | 676.8 | 37.51 | 88.8907 | 88.8907 | 0 | 0 | 0 | 0 | 0 | 615.5071
1184 | 771.604 | 266.87 | 1077.4392 | 803.0675 | -274.3717 | 0 | 0 | 0 | 0 | 0
1185 | 658.296 | 529.04 | 2194.8578 | 685.1392 | -1509.7186 | 0 | 0 | 0 | 0 | 0
1186 | 829.986 | 755.16 | 2997.4247 | 863.8302 | -1676.6383 | 0 | 456.9562 | 0 | 0 | 0
1187 | 571.13 | 921.88 | 3513.907 | 594.4199 | -1676.6383 | 0 | 1242.8488 | 0 | 0 | 0
1188 | 704.878 | 1017.48 | 3770.369 | 733.6217 | -1676.6383 | 0 | 1360.109 | 0 | 0 | 0
1189 | 802.622 | 1020.79 | 3776.7001 | 835.3504 | -1496.3893 | 0 | 1444.9604 | 0 | 0 | 0
1190 | 845.333 | 932.84 | 3530.6115 | 879.803 | 0 | 0 | 2650.8085 | 0 | 0 | 0
1191 | 810.397 | 782.15 | 3070.6402 | 843.4424 | 0 | 0 | 2227.1978 | 0 | 0 | 0
1192 | 948.631 | 570.43 | 2333.7432 | 987.3131 | 0 | 0 | 1346.43 | 0 | 0 | 0
1193 | 863.605 | 290.05 | 1187.4805 | 898.82 | 0 | 0 | 288.6605 | 0 | 0 | 0
1194 | 870.304 | 75.83 | 242.7154 | 242.7154 | 0 | 0 | 0 | 0 | 0 | 663.0768
1195 | 797.6 | 0 | 0 | 0 | 0 | 0 | 0 | 0 | 0 | 830.1236
1196 | 838.4 | 0 | 0 | 0 | 0 | 0 | 0 | 0 | 0 | 872.5873
1197 | 759.2 | 0 | 0 | 0 | 0 | 0 | 0 | 0 | 0 | 790.1577
1198 | 689.6 | 0 | 0 | 0 | 0 | 0 | 0 | 0 | 0 | 717.7197
1199 | 551.2 | 0 | 0 | 0 | 0 | 0 | 0 | 0 | 0 | 573.6762
1200 | 689.6 | 0 | 0 | 0 | 0 | 0 | 0 | 0 | 0 | 717.7197
1201 | 1026.4 | 0 | 0 | 0 | 0 | 0 | 0 | 1026.4 | 0 | 0
1202 | 1103.2 | 0 | 0 | 0 | 0 | 0 | 0 | 1103.2 | 0 | 0
1203 | 797.6 | 0 | 0 | 0 | 0 | 0 | 0 | 797.6 | 0 | 0
1204 | 818.4 | 0 | 0 | 0 | 0 | 0 | 0 | 818.4 | 0 | 0
1205 | 779.2 | 0 | 0 | 0 | 0 | 0 | 0 | 50.534 | 0 | 758.3787
1206 | 741.6 | 0 | 0 | 0 | 0 | 0 | 0 | 0 | 0 | 771.8401
1207 | 836.8 | 40.5 | 98.8124 | 98.8124 | 0 | 0 | 0 | 0 | 0 | 772.1096
1208 | 625.816 | 271.67 | 1099.4828 | 651.3348 | -448.1481 | 0 | 0 | 0 | 0 | 0
1209 | 296.104 | 533.8 | 2225.211 | 308.1782 | -1676.6383 | 0 | 240.3945 | 0 | 0 | 0
1210 | 281.168 | 761.17 | 3031.7994 | 292.6342 | -1676.6383 | 0 | 1062.5269 | 0 | 0 | 0
1211 | 221.19 | 931.04 | 3564.8437 | 230.2094 | -1676.6383 | 0 | 1657.9959 | 0 | 0 | 0
1212 | 299.592 | 1025.95 | 3852.6341 | 311.8084 | -1676.6383 | 0 | 1864.1874 | 0 | 0 | 0
1213 | 888.252 | 1032.8 | 3878.5744 | 924.4731 | -1155.6921 | 0 | 1798.4092 | 0 | 0 | 0
1214 | 1121.586 | 950.77 | 3650.1166 | 1167.3207 | 0 | 0 | 2482.7959 | 0 | 0 | 0
1215 | 839.555 | 803.08 | 3185.4441 | 873.7894 | 0 | 0 | 2311.6548 | 0 | 0 | 0
1216 | 1363.969 | 588.21 | 2423.0106 | 1419.5873 | 0 | 0 | 1003.4233 | 0 | 0 | 0
1217 | 1384.49 | 331.72 | 1364.7769 | 1364.7769 | 0 | 0 | 0 | 73.184 | 0 | 0
1218 | 1247.034 | 81.71 | 261.0549 | 261.0549 | 0 | 0 | 0 | 996.207 | 0 | 0
1219 | 1191.158 | 0 | 0 | 0 | 0 | 0 | 0 | 0 | 0 | 1239.7296
1220 | 1089.6 | 0 | 0 | 0 | 0 | 0 | 0 | 0 | 0 | 1134.0304
1221 | 1178.4 | 0 | 0 | 0 | 0 | 0 | 0 | 0 | 0 | 1226.4514
1222 | 1048 | 0 | 0 | 0 | 0 | 0 | 0 | 0 | 0 | 1090.7341
1223 | 1239.2 | 0 | 0 | 0 | 0 | 0 | 0 | 0 | 0 | 1289.7306
1224 | 1102.4 | 0 | 0 | 0 | 0 | 0 | 0 | 658.346 | 0 | 462.1611
1225 | 1004 | 0 | 0 | 0 | 0 | 0 | 0 | 1004 | 0 | 0
1226 | 894.4 | 0 | 0 | 0 | 0 | 0 | 0 | 894.4 | 0 | 0
1227 | 741.6 | 0 | 0 | 0 | 0 | 0 | 0 | 741.6 | 0 | 0
1228 | 812 | 0 | 0 | 0 | 0 | 0 | 0 | 812 | 0 | 0
1229 | 906.4 | 0 | 0 | 0 | 0 | 0 | 0 | 906.4 | 0 | 0
1230 | 1295.2 | 0 | 0 | 0 | 0 | 0 | 0 | 1295.2 | 0 | 0
1231 | 1083.2 | 43.49 | 102.8173 | 102.8173 | 0 | 0 | 0 | 0 | 0 | 1024.5521
1232 | 928.89 | 280.31 | 1137.3609 | 966.7672 | -170.5937 | 0 | 0 | 0 | 0 | 0
1233 | 1047.146 | 542.81 | 2280.8342 | 1089.8453 | -1190.989 | 0 | 0 | 0 | 0 | 0
1234 | 1458.486 | 770.57 | 3111.1004 | 1517.9584 | -1593.142 | 0 | 0 | 0 | 0 | 0
1235 | 1341.872 | 940.15 | 3666.2716 | 1396.5892 | -1676.6383 | 0 | 593.044 | 0 | 0 | 0
1236 | 1455.678 | 1030.73 | 3941.9712 | 1515.0359 | -1676.6383 | 0 | 750.297 | 0 | 0 | 0
1237 | 1622.4 | 1037.56 | 3964.3261 | 1688.5563 | -1676.6383 | 0 | 599.1315 | 0 | 0 | 0
1238 | 1434.147 | 957.32 | 3720.3576 | 1492.6259 | -325.7559 | 0 | 1901.9759 | 0 | 0 | 0
1239 | 1627.379 | 773.32 | 3097.4246 | 1693.7383 | 0 | 0 | 1403.6863 | 0 | 0 | 0
1240 | 1212.806 | 589.47 | 2443.5836 | 1262.2603 | 0 | 0 | 1181.3233 | 0 | 0 | 0
1241 | 1458.823 | 334.13 | 1380.4738 | 1380.4738 | 0 | 0 | 0 | 132.435 | 0 | 0
1242 | 1503.121 | 82.8 | 266.3618 | 266.3618 | 0 | 0 | 0 | 1247.195 | 0 | 0
1243 | 1519.235 | 0 | 0 | 0 | 0 | 0 | 0 | 0 | 0 | 1581.1845
1244 | 1223.2 | 0 | 0 | 0 | 0 | 0 | 0 | 0 | 0 | 1273.0782
1245 | 1371.2 | 0 | 0 | 0 | 0 | 0 | 0 | 0 | 0 | 1427.1131
1246 | 1432.8 | 0 | 0 | 0 | 0 | 0 | 0 | 0 | 0 | 1491.225
1247 | 1228 | 0 | 0 | 0 | 0 | 0 | 0 | 0 | 0 | 1278.0739
1248 | 1250.4 | 0 | 0 | 0 | 0 | 0 | 0 | 1250.4 | 0 | 0
1249 | 1195.2 | 0 | 0 | 0 | 0 | 0 | 0 | 1195.2 | 0 | 0
1250 | 1082.4 | 0 | 0 | 0 | 0 | 0 | 0 | 1082.4 | 0 | 0
1251 | 1088.8 | 0 | 0 | 0 | 0 | 0 | 0 | 1088.8 | 0 | 0
1252 | 1428 | 0 | 0 | 0 | 0 | 0 | 0 | 1428 | 0 | 0
1253 | 942.4 | 0 | 0 | 0 | 0 | 0 | 0 | 942.4 | 0 | 0
1254 | 957.6 | 0 | 0 | 0 | 0 | 0 | 0 | 957.6 | 0 | 0
1255 | 1361.6 | 40.54 | 99.0736 | 99.0736 | 0 | 0 | 0 | 1018.689 | 0 | 257.8202
1256 | 1216.436 | 273.09 | 1107.144 | 1107.144 | 0 | 0 | 0 | 0 | 0 | 158.8944
1257 | 1066.076 | 534.16 | 2227.0583 | 1109.5472 | -1117.5112 | 0 | 0 | 0 | 0 | 0
1258 | 1100.807 | 759.98 | 3026.863 | 1145.6954 | -1676.6383 | 0 | 204.5293 | 0 | 0 | 0
1259 | 1411.611 | 926.82 | 3555.1353 | 1469.173 | -1676.6383 | 0 | 409.324 | 0 | 0 | 0
1260 | 1365.056 | 1016.5 | 3775.6759 | 1420.7196 | -1676.6383 | 0 | 678.3179 | 0 | 0 | 0
1261 | 1239.767 | 1022.1 | 3727.5879 | 1290.3207 | -1676.6383 | 0 | 760.6288 | 0 | 0 | 0
1262 | 1146.147 | 880.6 | 3303.0862 | 1192.8832 | -486.33 | 0 | 1623.873 | 0 | 0 | 0
1263 | 1181.115 | 595.4 | 2349.4402 | 1229.2771 | 0 | 0 | 1120.1631 | 0 | 0 | 0
1264 | 1267.883 | 450.46 | 1838.4229 | 1319.5832 | 0 | 0 | 518.8397 | 0 | 0 | 0
1265 | 1187.464 | 319.28 | 1308.5822 | 1235.885 | 0 | 0 | 72.6972 | 0 | 0 | 0
1266 | 1008.407 | 76.93 | 248.9163 | 248.9163 | 0 | 0 | 0 | 769.243 | 0 | 0
1267 | 1409.602 | 0 | 0 | 0 | 0 | 0 | 0 | 0 | 0 | 1467.081
1268 | 946.4 | 0 | 0 | 0 | 0 | 0 | 0 | 0 | 0 | 984.9912
1269 | 1150.4 | 0 | 0 | 0 | 0 | 0 | 0 | 0 | 0 | 1197.3096
1270 | 1396 | 0 | 0 | 0 | 0 | 0 | 0 | 0 | 0 | 1452.9244
1271 | 1171.2 | 0 | 0 | 0 | 0 | 0 | 0 | 0 | 0 | 1218.9578
1272 | 1109.6 | 0 | 0 | 0 | 0 | 0 | 0 | 1109.6 | 0 | 0
1273 | 1380.8 | 0 | 0 | 0 | 0 | 0 | 0 | 1380.8 | 0 | 0
1274 | 1206.4 | 0 | 0 | 0 | 0 | 0 | 0 | 1206.4 | 0 | 0
1275 | 1380.8 | 0 | 0 | 0 | 0 | 0 | 0 | 1380.8 | 0 | 0
1276 | 1010.4 | 0 | 0 | 0 | 0 | 0 | 0 | 1010.4 | 0 | 0
1277 | 960 | 0 | 0 | 0 | 0 | 0 | 0 | 960 | 0 | 0
1278 | 1000 | 0 | 0 | 0 | 0 | 0 | 0 | 828.732 | 0 | 178.2518
1279 | 1016 | 35.87 | 89.5557 | 89.5557 | 0 | 0 | 0 | 0 | 0 | 967.8735
1280 | 231.095 | 263.88 | 1069.0151 | 240.5183 | -828.4968 | 0 | 0 | 0 | 0 | 0
1281 | 181.355 | 523.62 | 2170.4932 | 188.7511 | -1676.6383 | 0 | 305.1037 | 0 | 0 | 0
1282 | 156.897 | 750.6 | 2975.8931 | 163.2958 | -1676.6383 | 0 | 1135.959 | 0 | 0 | 0
1283 | 202.713 | 918 | 3511.9722 | 210.979 | -1676.6383 | 0 | 1624.3549 | 0 | 0 | 0
1284 | 193.831 | 1012.53 | 3807.6413 | 201.7348 | -1676.6383 | 0 | 1929.2682 | 0 | 0 | 0
1285 | 194.696 | 682.43 | 2633.8532 | 202.6361 | -775.3433 | 0 | 1655.8738 | 0 | 0 | 0
1286 | 147.249 | 677.73 | 2649.8115 | 153.2533 | 0 | 0 | 2496.5581 | 0 | 0 | 0
1287 | 149.362 | 733.89 | 2938.3481 | 155.4525 | 0 | 0 | 2782.8956 | 0 | 0 | 0
1288 | 167.046 | 495.68 | 2051.6573 | 173.8576 | 0 | 0 | 1877.7997 | 0 | 0 | 0
1289 | 135.46 | 325.79 | 1347.8164 | 140.9836 | 0 | 0 | 1206.8327 | 0 | 0 | 0
1290 | 134.638 | 81.02 | 263.0928 | 140.1281 | 0 | 0 | 122.9647 | 0 | 0 | 0
1291 | 106.102 | 0 | 0 | 0 | 0 | 0 | 0 | 0 | 0 | 110.4285
1292 | 0 | 0 | 0 | 0 | 0 | 0 | 0 | 0 | 0 | 0
1293 | 0 | 0 | 0 | 0 | 0 | 0 | 0 | 0 | 0 | 0
1294 | 85.6 | 0 | 0 | 0 | 0 | 0 | 0 | 0 | 0 | 89.0905
1295 | 87.2 | 0 | 0 | 0 | 0 | 0 | 0 | 0 | 0 | 90.7557
1296 | 90.4 | 0 | 0 | 0 | 0 | 0 | 0 | 0 | 0 | 94.0862
1297 | 84.8 | 0 | 0 | 0 | 0 | 0 | 0 | 0 | 0 | 88.2579
1298 | 87.2 | 0 | 0 | 0 | 0 | 0 | 0 | 0 | 0 | 90.7557
1299 | 80.8 | 0 | 0 | 0 | 0 | 0 | 0 | 0 | 0 | 84.0948
1300 | 86.4 | 0 | 0 | 0 | 0 | 0 | 0 | 0 | 0 | 89.9231
1301 | 81.6 | 0 | 0 | 0 | 0 | 0 | 0 | 0 | 0 | 84.9274
1302 | 86.4 | 0 | 0 | 0 | 0 | 0 | 0 | 0 | 0 | 89.9231
1303 | 68.8 | 46.8 | 119.2824 | 71.6054 | -47.6769 | 0 | 0 | 0 | 0 | 0
1304 | 94.436 | 281.42 | 1133.2467 | 98.2868 | -967.5509 | 0 | 67.409 | 0 | 0 | 0
1305 | 767.602 | 543.57 | 2254.0821 | 798.9023 | 0 | 0 | 1455.1798 | 0 | 0 | 0
1306 | 1311.495 | 769.07 | 3056.0662 | 1364.9736 | 0 | 0 | 1691.0926 | 0 | 0 | 0
1307 | 1454.312 | 934.48 | 3592.647 | 1513.6142 | 0 | 0 | 2079.0328 | 0 | 0 | 0
1308 | 1278.237 | 1025.82 | 3871.2182 | 1330.3594 | 0 | 0 | 2540.8588 | 0 | 0 | 0
1309 | 1477.846 | 1030.3 | 3885.6465 | 1538.1078 | 0 | 0 | 2347.5387 | 0 | 0 | 0
1310 | 1606.507 | 952.25 | 3655.8867 | 1672.0152 | 0 | 0 | 1983.8715 | 0 | 0 | 0
1311 | 1514.242 | 760.91 | 3023.8229 | 1575.9879 | 0 | 0 | 1447.835 | 0 | 0 | 0
1312 | 1656.625 | 559.99 | 2302.7311 | 1724.1769 | 0 | 0 | 578.5543 | 0 | 0 | 0
1313 | 1550.847 | 323.88 | 1325.832 | 1325.832 | 0 | 0 | 0 | 276.96 | 0 | 0
1314 | 1602.881 | 77.23 | 253.2751 | 253.2751 | 0 | 0 | 0 | 1359.529 | 0 | 0
1315 | 1592.239 | 0 | 0 | 0 | 0 | 0 | 0 | 572.365 | 0 | 1061.4612
1316 | 1521.6 | 0 | 0 | 0 | 0 | 0 | 0 | 0 | 0 | 1583.646
1317 | 1444 | 0 | 0 | 0 | 0 | 0 | 0 | 0 | 0 | 1502.8817
1318 | 1625.6 | 0 | 0 | 0 | 0 | 0 | 0 | 14.651 | 0 | 1676.6383
1319 | 1578.4 | 0 | 0 | 0 | 0 | 0 | 0 | 0 | 0 | 1642.7621
1320 | 1232.8 | 0 | 0 | 0 | 0 | 0 | 0 | 1232.8 | 0 | 0
1321 | 1146.4 | 0 | 0 | 0 | 0 | 0 | 0 | 1146.4 | 0 | 0
1322 | 1488 | 0 | 0 | 0 | 0 | 0 | 0 | 1488 | 0 | 0
1323 | 1347.2 | 0 | 0 | 0 | 0 | 0 | 0 | 1347.2 | 0 | 0
1324 | 1243.2 | 0 | 0 | 0 | 0 | 0 | 0 | 1243.2 | 0 | 0
1325 | 1531.2 | 0 | 0 | 0 | 0 | 0 | 0 | 1531.2 | 0 | 0
1326 | 1331.2 | 0 | 0 | 0 | 0 | 0 | 0 | 1331.2 | 0 | 0
1327 | 1144.8 | 61.03 | 147.042 | 0 | -147.042 | 0 | 0 | 1144.8 | 0 | 0
1328 | 1010.871 | 305.62 | 1231.6011 | 0 | -1231.6011 | 0 | 0 | 1010.871 | 0 | 0
1329 | 1203.916 | 566.07 | 2381.749 | 705.1107 | -1676.6383 | 0 | 0 | 526.431 | 0 | 0
1330 | 1503.542 | 789.79 | 3211.3022 | 1534.6639 | -1676.6383 | 0 | 0 | 29.005 | 0 | 0
1331 | 1515.135 | 748.89 | 3005.9247 | 1329.2864 | -1676.6383 | 0 | 0 | 237.93 | 0 | 0
1332 | 1556.164 | 111.22 | 410.7717 | 0 | -410.7717 | 0 | 0 | 1556.164 | 0 | 0
1333 | 1211.064 | 299.42 | 1173.9515 | 0 | -1173.9515 | 0 | 0 | 1211.064 | 0 | 0
1334 | 1410.099 | 270.48 | 1062.4073 | 745.2951 | -317.1122 | 0 | 0 | 694.005 | 0 | 0
1335 | 1317.507 | 185.89 | 724.8667 | 724.8667 | 0 | 0 | 0 | 621.04 | 0 | 0
1336 | 1520.142 | 111.94 | 428.5773 | 428.5773 | 0 | 0 | 0 | 1108.356 | 0 | 0
1337 | 1602.996 | 37.24 | 124.3759 | 124.3759 | 0 | 0 | 0 | 1483.493 | 0 | 0
1338 | 1509.998 | 4.89 | 0 | 0 | 0 | 0 | 0 | 1509.998 | 0 | 0
1339 | 1268.157 | 0 | 0 | 0 | 0 | 0 | 0 | 72.033 | 0 | 1244.8981
1340 | 1219.2 | 0 | 0 | 0 | 0 | 0 | 0 | 0 | 0 | 1268.9151
1341 | 1537.6 | 0 | 0 | 0 | 0 | 0 | 0 | 0 | 0 | 1600.2984
1342 | 1788 | 0 | 0 | 0 | 0 | 0 | 0 | 177.051 | 0 | 1676.6383
1343 | 1920 | 0 | 0 | 0 | 0 | 0 | 0 | 309.051 | 0 | 1676.6383
1344 | 1416 | 0 | 0 | 0 | 0 | 0 | 0 | 1416 | 0 | 0
1345 | 1318.4 | 0 | 0 | 0 | 0 | 0 | 0 | 1318.4 | 0 | 0
1346 | 1386.4 | 0 | 0 | 0 | 0 | 0 | 0 | 1386.4 | 0 | 0
1347 | 1447.2 | 0 | 0 | 0 | 0 | 0 | 0 | 1447.2 | 0 | 0
1348 | 1560.8 | 0 | 0 | 0 | 0 | 0 | 0 | 1560.8 | 0 | 0
1349 | 1575.2 | 0 | 0 | 0 | 0 | 0 | 0 | 1575.2 | 0 | 0
1350 | 1132 | 0 | 0 | 0 | 0 | 0 | 0 | 1132 | 0 | 0
1351 | 1085.6 | 59.12 | 142.2357 | 0 | -142.2357 | 0 | 0 | 1085.6 | 0 | 0
1352 | 972.737 | 299.7 | 1208.2388 | 961.5841 | -246.6547 | 0 | 0 | 48.827 | 0 | 0
1353 | 1002.649 | 542.28 | 2276.1268 | 1043.5338 | -1232.593 | 0 | 0 | 0 | 0 | 0
1354 | 1224.946 | 777.35 | 3154.5081 | 1274.8954 | -1676.6383 | 0 | 202.9744 | 0 | 0 | 0
1355 | 1629.851 | 939.11 | 3714.3315 | 1696.3111 | -1676.6383 | 0 | 341.3821 | 0 | 0 | 0
1356 | 1267.651 | 827.52 | 3263.2526 | 1319.3417 | -1676.6383 | 0 | 267.2725 | 0 | 0 | 0
1357 | 1387.724 | 634.65 | 2495.5611 | 1444.3109 | -1051.2501 | 0 | 0 | 0 | 0 | 0
1358 | 1508.577 | 538.5 | 2139.0669 | 1570.0919 | -568.975 | 0 | 0 | 0 | 0 | 0
1359 | 1492.205 | 379.76 | 1524.1427 | 1524.1427 | 0 | 0 | 0 | 27.777 | 0 | 0
1360 | 1115.506 | 190.58 | 756.7561 | 756.7561 | 0 | 0 | 0 | 388.399 | 0 | 0
1361 | 1715.058 | 309.52 | 1262.6028 | 1262.6028 | 0 | 0 | 0 | 501.923 | 0 | 0
1362 | 1580.662 | 50.54 | 158.4728 | 158.4728 | 0 | 0 | 0 | 1428.398 | 0 | 0
1363 | 1152.8 | 0 | 0 | 0 | 0 | 0 | 0 | 0 | 0 | 1199.8075
1364 | 1612 | 0 | 0 | 0 | 0 | 0 | 0 | 1.051 | 0 | 1676.6383
1365 | 1400.8 | 0 | 0 | 0 | 0 | 0 | 0 | 0 | 0 | 1457.9201
1366 | 1607.2 | 0 | 0 | 0 | 0 | 0 | 0 | 0 | 0 | 1672.7365
1367 | 1369.6 | 0 | 0 | 0 | 0 | 0 | 0 | 0 | 0 | 1425.4479
1368 | 1172 | 0 | 0 | 0 | 0 | 0 | 0 | 1172 | 0 | 0
1369 | 1296.8 | 0 | 0 | 0 | 0 | 0 | 0 | 1296.8 | 0 | 0
1370 | 1394.4 | 0 | 0 | 0 | 0 | 0 | 0 | 1394.4 | 0 | 0
1371 | 1192 | 0 | 0 | 0 | 0 | 0 | 0 | 1192 | 0 | 0
1372 | 1368.8 | 0 | 0 | 0 | 0 | 0 | 0 | 1368.8 | 0 | 0
1373 | 1286.4 | 0 | 0 | 0 | 0 | 0 | 0 | 1286.4 | 0 | 0
1374 | 717.6 | 0 | 0 | 0 | 0 | 0 | 0 | 717.6 | 0 | 0
1375 | 961.6 | 60.56 | 147.8423 | 147.8423 | 0 | 0 | 0 | 819.55 | 0 | 0
1376 | 858.742 | 300.98 | 1214.216 | 893.7587 | -320.4573 | 0 | 0 | 0 | 0 | 0
1377 | 924.647 | 560.52 | 2341.5344 | 962.3511 | -1379.1833 | 0 | 0 | 0 | 0 | 0
1378 | 1261.322 | 780.12 | 3110.0492 | 1312.7557 | -1676.6383 | 0 | 120.6552 | 0 | 0 | 0
1379 | 921.625 | 942.29 | 3598.6346 | 959.2059 | -1676.6383 | 0 | 962.7903 | 0 | 0 | 0
1380 | 1166.42 | 1030.25 | 3833.0467 | 1213.9829 | -1676.6383 | 0 | 942.4255 | 0 | 0 | 0
1381 | 1425.732 | 1007.97 | 3739.1332 | 1483.8688 | -1580.839 | 0 | 674.4254 | 0 | 0 | 0
1382 | 1270.075 | 642.08 | 2470.8801 | 1321.8646 | 0 | 0 | 1149.0155 | 0 | 0 | 0
1383 | 1409.846 | 397.26 | 1564.0638 | 1467.335 | 0 | 0 | 96.7288 | 0 | 0 | 0
1384 | 1503.303 | 198.31 | 781.4267 | 781.4267 | 0 | 0 | 0 | 752.492 | 0 | 0
1385 | 1426.651 | 150.75 | 596.2465 | 596.2465 | 0 | 0 | 0 | 853.765 | 0 | 0
1386 | 1530.718 | 72 | 229.0947 | 229.0947 | 0 | 0 | 0 | 1310.599 | 0 | 0
1387 | 1079.591 | 0 | 0 | 0 | 0 | 0 | 0 | 0 | 0 | 1123.6133
1388 | 1292 | 0 | 0 | 0 | 0 | 0 | 0 | 0 | 0 | 1344.6836
1389 | 1392.8 | 0 | 0 | 0 | 0 | 0 | 0 | 0 | 0 | 1449.5939
1390 | 1493.6 | 0 | 0 | 0 | 0 | 0 | 0 | 0 | 0 | 1554.5042
1391 | 1524 | 0 | 0 | 0 | 0 | 0 | 0 | 0 | 0 | 1586.1438
1392 | 1385.6 | 0 | 0 | 0 | 0 | 0 | 0 | 1385.6 | 0 | 0
1393 | 1531.2 | 0 | 0 | 0 | 0 | 0 | 0 | 1531.2 | 0 | 0
1394 | 1497.6 | 0 | 0 | 0 | 0 | 0 | 0 | 1497.6 | 0 | 0
1395 | 1485.6 | 0 | 0 | 0 | 0 | 0 | 0 | 1485.6 | 0 | 0
1396 | 1413.6 | 0 | 0 | 0 | 0 | 0 | 0 | 1413.6 | 0 | 0
1397 | 1488.8 | 0 | 0 | 0 | 0 | 0 | 0 | 1488.8 | 0 | 0
1398 | 1299.2 | 0 | 0 | 0 | 0 | 0 | 0 | 1299.2 | 0 | 0
1399 | 1104 | 23.73 | 54.2224 | 0 | -54.2224 | 0 | 0 | 1104 | 0 | 0
1400 | 1358.071 | 291.96 | 1172.2633 | 1058.4367 | -113.8266 | 0 | 0 | 341.103 | 0 | 0
1401 | 1671.657 | 271.18 | 1101.4832 | 1101.4832 | 0 | 0 | 0 | 613.329 | 0 | 0
1402 | 1400.192 | 774.18 | 3016.3148 | 1457.2873 | -1559.0274 | 0 | 0 | 0 | 0 | 0
1403 | 1499.733 | 938.68 | 3504.7263 | 1560.8883 | -1676.6383 | 0 | 267.1997 | 0 | 0 | 0
1404 | 1335.797 | 766.33 | 2892.3197 | 1390.2665 | -1502.0532 | 0 | 0 | 0 | 0 | 0
1405 | 1593.236 | 693.17 | 2631.0629 | 1658.2031 | -972.8599 | 0 | 0 | 0 | 0 | 0
1406 | 1620.676 | 772.16 | 2911.7323 | 1686.762 | -1224.9703 | 0 | 0 | 0 | 0 | 0
1407 | 1525.559 | 604.12 | 2339.5569 | 1587.7664 | -751.7905 | 0 | 0 | 0 | 0 | 0
1408 | 1514.83 | 319.48 | 1270.2421 | 1270.2421 | 0 | 0 | 0 | 294.355 | 0 | 0
1409 | 1822.304 | 230.12 | 920.5358 | 920.5358 | 0 | 0 | 0 | 937.834 | 0 | 0
1410 | 1605.867 | 80.83 | 252.4196 | 252.4196 | 0 | 0 | 0 | 1363.337 | 0 | 0
1411 | 1954.45 | 0 | 0 | 0 | 0 | 0 | 0 | 1021.526 | 0 | 970.9656
1412 | 1688.8 | 0 | 0 | 0 | 0 | 0 | 0 | 77.851 | 0 | 1676.6383
1413 | 1488.8 | 0 | 0 | 0 | 0 | 0 | 0 | 0 | 0 | 1549.5085
1414 | 1700 | 0 | 0 | 0 | 0 | 0 | 0 | 89.051 | 0 | 1676.6383
1415 | 1531.2 | 0 | 0 | 0 | 0 | 0 | 0 | 0 | 0 | 1593.6374
1416 | 1661.6 | 0 | 0 | 0 | 0 | 0 | 0 | 1661.6 | 0 | 0
1417 | 677.6 | 0 | 0 | 0 | 0 | 0 | 0 | 677.6 | 0 | 0
1418 | 501.6 | 0 | 0 | 0 | 0 | 0 | 0 | 501.6 | 0 | 0
1419 | 592.8 | 0 | 0 | 0 | 0 | 0 | 0 | 592.8 | 0 | 0
1420 | 738.4 | 0 | 0 | 0 | 0 | 0 | 0 | 738.4 | 0 | 0
1421 | 784.8 | 0 | 0 | 0 | 0 | 0 | 0 | 784.8 | 0 | 0
1422 | 656.8 | 0 | 0 | 0 | 0 | 0 | 0 | 656.8 | 0 | 0
1423 | 596 | 52.01 | 138.9073 | 138.9073 | 0 | 0 | 0 | 462.535 | 0 | 0
1424 | 458.959 | 273.92 | 1112.4228 | 477.6739 | -634.749 | 0 | 0 | 0 | 0 | 0
1425 | 545.507 | 530.28 | 2208.0381 | 567.751 | -1640.2871 | 0 | 0 | 0 | 0 | 0
1426 | 657.357 | 702.67 | 2809.1065 | 684.163 | -1676.6383 | 0 | 448.3052 | 0 | 0 | 0
1427 | 784.747 | 903.07 | 3459.3682 | 816.7465 | -1676.6383 | 0 | 965.9835 | 0 | 0 | 0
1428 | 756.627 | 968.22 | 3609.3026 | 787.4798 | -1676.6383 | 0 | 1145.1844 | 0 | 0 | 0
1429 | 915.603 | 830.53 | 3096.4827 | 952.9384 | -1005.4435 | 0 | 1138.1009 | 0 | 0 | 0
1430 | 833.363 | 724.63 | 2746.3404 | 867.3449 | 0 | 0 | 1878.9955 | 0 | 0 | 0
1431 | 642.919 | 523.75 | 2048.2581 | 669.1352 | 0 | 0 | 1379.1229 | 0 | 0 | 0
1432 | 667.766 | 449.28 | 1811.5355 | 694.9954 | 0 | 0 | 1116.5401 | 0 | 0 | 0
1433 | 671.56 | 258.69 | 1045.4291 | 698.9441 | 0 | 0 | 346.485 | 0 | 0 | 0
1434 | 759.475 | 61.27 | 197.6414 | 197.6414 | 0 | 0 | 0 | 569.577 | 0 | 0
1435 | 768.029 | 0 | 0 | 0 | 0 | 0 | 0 | 0 | 0 | 799.3468
1436 | 534.4 | 0 | 0 | 0 | 0 | 0 | 0 | 0 | 0 | 556.1911
1437 | 708.8 | 0 | 0 | 0 | 0 | 0 | 0 | 0 | 0 | 737.7026
1438 | 805.6 | 0 | 0 | 0 | 0 | 0 | 0 | 0 | 0 | 838.4498
1439 | 713.6 | 0 | 0 | 0 | 0 | 0 | 0 | 0 | 0 | 742.6983
1440 | 728.8 | 0 | 0 | 0 | 0 | 0 | 0 | 728.8 | 0 | 0
1441 | 1704 | 0 | 0 | 0 | 0 | 0 | 0 | 1704 | 0 | 0
1442 | 1666.4 | 0 | 0 | 0 | 0 | 0 | 0 | 1666.4 | 0 | 0
1443 | 1551.2 | 0 | 0 | 0 | 0 | 0 | 0 | 1551.2 | 0 | 0
1444 | 1624 | 0 | 0 | 0 | 0 | 0 | 0 | 1624 | 0 | 0
1445 | 1580.8 | 0 | 0 | 0 | 0 | 0 | 0 | 790.734 | 0 | 822.2824
1446 | 1460 | 0 | 0 | 0 | 0 | 0 | 0 | 0 | 0 | 1519.5341
1447 | 1464 | 27.5 | 72.513 | 72.513 | 0 | 0 | 0 | 0 | 0 | 1451.1842
1448 | 110.259 | 184.92 | 751.5043 | 114.755 | -636.7493 | 0 | 0 | 0 | 0 | 0
1449 | 89.69 | 441.59 | 1835.7429 | 93.3483 | -1676.6383 | 0 | 65.7563 | 0 | 0 | 0
1450 | 0 | 604.12 | 2434.021 | 0 | -1676.6383 | 0 | 757.3826 | 0 | 0 | 0
1451 | 0 | 806.34 | 3155.0961 | 0 | -1676.6383 | 0 | 1478.4578 | 0 | 0 | 0
1452 | 0 | 807.44 | 3117.753 | 0 | -1676.6383 | 0 | 1441.1147 | 0 | 0 | 0
1453 | 0 | 619.36 | 2403.826 | -0.0010408 | -967.0919 | 0 | 1436.7351 | 0 | 0 | 0
1454 | 87.814 | 646.51 | 2524.7642 | 91.3948 | 0 | 0 | 2433.3694 | 0 | 0 | 0
1455 | 71.433 | 478.07 | 1903.4288 | 74.3458 | 0 | 0 | 1829.083 | 0 | 0 | 0
1456 | 76.614 | 549.13 | 2249.9034 | 79.7381 | 0 | 0 | 2170.1653 | 0 | 0 | 0
1457 | 71.47 | 308.59 | 1261.3007 | 74.3843 | 0 | 0 | 1186.9164 | 0 | 0 | 0
1458 | 83.419 | 75.39 | 249.2869 | 86.8206 | 0 | 0 | 162.4663 | 0 | 0 | 0
1459 | 77.625 | 0 | 0 | 0 | 0 | 0 | 0 | 0 | 0 | 80.7903
1460 | 86.4 | 0 | 0 | 0 | 0 | 0 | 0 | 0 | 0 | 89.9231
1461 | 79.2 | 0 | 0 | 0 | 0 | 0 | 0 | 0 | 0 | 82.4295
1462 | 86.4 | 0 | 0 | 0 | 0 | 0 | 0 | 0 | 0 | 89.9231
1463 | 79.2 | 0 | 0 | 0 | 0 | 0 | 0 | 0 | 0 | 82.4295
1464 | 84 | 0 | 0 | 0 | 0 | 0 | 0 | 0 | 0 | 87.4253
1465 | 75.2 | 0 | 0 | 0 | 0 | 0 | 0 | 0 | 0 | 78.2664
1466 | 81.6 | 0 | 0 | 0 | 0 | 0 | 0 | 0 | 0 | 84.9274
1467 | 76 | 0 | 0 | 0 | 0 | 0 | 0 | 0 | 0 | 79.099
1468 | 80 | 0 | 0 | 0 | 0 | 0 | 0 | 0 | 0 | 83.2621
1469 | 76.8 | 0 | 0 | 0 | 0 | 0 | 0 | 0 | 0 | 79.9317
1470 | 81.6 | 0 | 0 | 0 | 0 | 0 | 0 | 0 | 0 | 84.9274
1471 | 67.2 | 24.11 | 62.559 | 62.559 | 0 | 0 | 0 | 0 | 0 | 7.3812
1472 | 79.057 | 122.97 | 491.3101 | 82.2807 | -409.0294 | 0 | 0 | 0 | 0 | 0
1473 | 544.574 | 314.68 | 1290.1063 | 566.7789 | -715.789 | 0 | 7.5383 | 0 | 0 | 0
1474 | 1505.096 | 457.58 | 1834.1193 | 1566.469 | 0 | 0 | 267.6503 | 0 | 0 | 0
1475 | 1673.221 | 716.95 | 2789.5024 | 1741.4496 | 0 | 0 | 1048.0529 | 0 | 0 | 0
1476 | 1557.38 | 969.39 | 3660.5993 | 1620.885 | 0 | 0 | 2039.7144 | 0 | 0 | 0
1477 | 1552.097 | 986.59 | 3710.0216 | 1615.3865 | 0 | 0 | 2094.6351 | 0 | 0 | 0
1478 | 1601.467 | 904.05 | 3458.4524 | 1666.7697 | 0 | 0 | 1791.6827 | 0 | 0 | 0
1479 | 1699.22 | 754.19 | 2975.6204 | 1768.5087 | 0 | 0 | 1207.1117 | 0 | 0 | 0
1480 | 1209.033 | 409.02 | 1668.2965 | 1258.3335 | 0 | 0 | 409.963 | 0 | 0 | 0
1481 | 1602.265 | 304.39 | 1245.8983 | 1245.8983 | 0 | 0 | 0 | 405.18 | 0 | 0
1482 | 1255.783 | 72.03 | 237.7301 | 237.7301 | 0 | 0 | 0 | 1027.367 | 0 | 0
1483 | 1313.251 | 0 | 0 | 0 | 0 | 0 | 0 | 0 | 0 | 1366.8012
1484 | 1345.6 | 0 | 0 | 0 | 0 | 0 | 0 | 0 | 0 | 1400.4693
1485 | 1182.4 | 0 | 0 | 0 | 0 | 0 | 0 | 0 | 0 | 1230.6145
1486 | 1305.6 | 0 | 0 | 0 | 0 | 0 | 0 | 0 | 0 | 1358.8382
1487 | 1395.2 | 0 | 0 | 0 | 0 | 0 | 0 | 0 | 0 | 1452.0918
1488 | 1414.4 | 0 | 0 | 0 | 0 | 0 | 0 | 1414.4 | 0 | 0
1489 | 1534.4 | 0 | 0 | 0 | 0 | 0 | 0 | 1534.4 | 0 | 0
1490 | 1493.6 | 0 | 0 | 0 | 0 | 0 | 0 | 1493.6 | 0 | 0
1491 | 1685.6 | 0 | 0 | 0 | 0 | 0 | 0 | 1685.6 | 0 | 0
1492 | 1434.4 | 0 | 0 | 0 | 0 | 0 | 0 | 1434.4 | 0 | 0
1493 | 1459.2 | 0 | 0 | 0 | 0 | 0 | 0 | 1459.2 | 0 | 0
1494 | 1717.6 | 0 | 0 | 0 | 0 | 0 | 0 | 1717.6 | 0 | 0
1495 | 1190.4 | 37.12 | 104.4732 | 0 | -104.4732 | 0 | 0 | 1190.4 | 0 | 0
1496 | 1580.043 | 237.98 | 969.0152 | 0 | -969.0152 | 0 | 0 | 1580.043 | 0 | 0
1497 | 1502.036 | 441.96 | 1821.5873 | 1522.2505 | -299.3368 | 0 | 0 | 39.425 | 0 | 0
1498 | 1441.807 | 603.63 | 2410.4245 | 1500.5993 | -909.8252 | 0 | 0 | 0 | 0 | 0
1499 | 1867.076 | 856.76 | 3296.9842 | 1943.2094 | -1353.7748 | 0 | 0 | 0 | 0 | 0
1500 | 1969.563 | 978.72 | 3699.7461 | 2049.8755 | -1649.8706 | 0 | 0 | 0 | 0 | 0
1501 | 1991.36 | 600.79 | 2337.6169 | 2072.5613 | -265.0557 | 0 | 0 | 0 | 0 | 0
1502 | 1801.825 | 264.04 | 1026.0113 | 1026.0113 | 0 | 0 | 0 | 816.012 | 0 | 0
1503 | 1593.282 | 705.82 | 2810.343 | 1658.2509 | -1152.092 | 0 | 0 | 0 | 0 | 0
1504 | 1359.178 | 556.71 | 2288.6307 | 1414.6009 | -874.0298 | 0 | 0 | 0 | 0 | 0
1505 | 1889.839 | 309.29 | 1269.5989 | 1269.5989 | 0 | 0 | 0 | 669.982 | 0 | 0
1506 | 1338.014 | 73.96 | 246.279 | 246.279 | 0 | 0 | 0 | 1101.384 | 0 | 0
1507 | 1353.885 | 0 | 0 | 0 | 0 | 0 | 0 | 119.611 | 0 | 1284.6037
1508 | 1158.4 | 0 | 0 | 0 | 0 | 0 | 0 | 0 | 0 | 1205.6358
1509 | 1659.2 | 0 | 0 | 0 | 0 | 0 | 0 | 48.251 | 0 | 1676.6383
1510 | 1568 | 0 | 0 | 0 | 0 | 0 | 0 | 0 | 0 | 1631.938
1511 | 1603.2 | 0 | 0 | 0 | 0 | 0 | 0 | 0 | 0 | 1668.5734
1512 | 1517.6 | 0 | 0 | 0 | 0 | 0 | 0 | 1517.6 | 0 | 0
1513 | 1664 | 0 | 0 | 0 | 0 | 0 | 0 | 1664 | 0 | 0
1514 | 1617.6 | 0 | 0 | 0 | 0 | 0 | 0 | 1617.6 | 0 | 0
1515 | 1648 | 0 | 0 | 0 | 0 | 0 | 0 | 1648 | 0 | 0
1516 | 1176.8 | 0 | 0 | 0 | 0 | 0 | 0 | 1176.8 | 0 | 0
1517 | 1515.2 | 0 | 0 | 0 | 0 | 0 | 0 | 1515.2 | 0 | 0
1518 | 1512.8 | 0 | 0 | 0 | 0 | 0 | 0 | 1512.8 | 0 | 0
1519 | 1321.6 | 39.15 | 110.1673 | 0 | -110.1673 | 0 | 0 | 1321.6 | 0 | 0
1520 | 1341.317 | 257.9 | 1055.2144 | 0 | -1055.2144 | 0 | 0 | 1341.317 | 0 | 0
1521 | 1629.663 | 489.01 | 2041.1642 | 1350.1706 | -690.9936 | 0 | 0 | 332.391 | 0 | 0
1522 | 1448.199 | 607.25 | 2457.1554 | 1507.2519 | -949.9034 | 0 | 0 | 0 | 0 | 0
1523 | 1859.743 | 885.03 | 3467.8735 | 1935.5774 | -1532.2961 | 0 | 0 | 0 | 0 | 0
1524 | 1762.66 | 948.96 | 3659.4066 | 1834.5367 | -1676.6383 | 0 | 148.2316 | 0 | 0 | 0
1525 | 1573.75 | 705.55 | 2745.5234 | 1637.9225 | -1107.6009 | 0 | 0 | 0 | 0 | 0
1526 | 1726.047 | 666.89 | 2620.2753 | 1796.4297 | -823.8456 | 0 | 0 | 0 | 0 | 0
1527 | 1828.904 | 516.59 | 2067.883 | 1903.4808 | -164.4021 | 0 | 0 | 0 | 0 | 0
1528 | 1697.557 | 477.19 | 1966.1127 | 1766.7779 | -199.3348 | 0 | 0 | 0 | 0 | 0
1529 | 1829.581 | 314.92 | 1295.1135 | 1295.1135 | 0 | 0 | 0 | 585.209 | 0 | 0
1530 | 1704.422 | 79.39 | 262.4933 | 262.4933 | 0 | 0 | 0 | 1452.213 | 0 | 0
1531 | 1675.433 | 0 | 0 | 0 | 0 | 0 | 0 | 505.159 | 0 | 1217.994
1532 | 1698.4 | 0 | 0 | 0 | 0 | 0 | 0 | 87.451 | 0 | 1676.6383
1533 | 1537.6 | 0 | 0 | 0 | 0 | 0 | 0 | 0 | 0 | 1600.2984
1534 | 1532 | 0 | 0 | 0 | 0 | 0 | 0 | 0 | 0 | 1594.47
1535 | 1324 | 0 | 0 | 0 | 0 | 0 | 0 | 0 | 0 | 1377.9885
1536 | 382.4 | 0 | 0 | 0 | 0 | 0 | 0 | 382.4 | 0 | 0
1537 | 394.4 | 0 | 0 | 0 | 0 | 0 | 0 | 394.4 | 0 | 0
1538 | 378.4 | 0 | 0 | 0 | 0 | 0 | 0 | 378.4 | 0 | 0
1539 | 357.6 | 0 | 0 | 0 | 0 | 0 | 0 | 357.6 | 0 | 0
1540 | 367.2 | 0 | 0 | 0 | 0 | 0 | 0 | 367.2 | 0 | 0
1541 | 380 | 0 | 0 | 0 | 0 | 0 | 0 | 380 | 0 | 0
1542 | 397.6 | 0 | 0 | 0 | 0 | 0 | 0 | 397.6 | 0 | 0
1543 | 354.4 | 48.5 | 139.0103 | 0 | -139.0103 | 0 | 0 | 354.4 | 0 | 0
1544 | 442.969 | 277.11 | 1134.7183 | 0 | -1134.7183 | 0 | 0 | 442.969 | 0 | 0
1545 | 1680.912 | 294.74 | 1212.9025 | 0 | -1212.9025 | 0 | 0 | 1680.912 | 0 | 0
1546 | 1829.403 | 418.69 | 1688.0473 | 11.409 | -1676.6383 | 0 | 0 | 1818.441 | 0 | 0
1547 | 1851.263 | 556.09 | 2205.047 | 528.4086 | -1676.6383 | 0 | 0 | 1343.558 | 0 | 0
1548 | 1924.839 | 742.64 | 2892.8703 | 1216.232 | -1676.6383 | 0 | 0 | 756.259 | 0 | 0
1549 | 1677.954 | 435.71 | 1706.9156 | 994.5299 | -712.3857 | 0 | 0 | 722.389 | 0 | 0
1550 | 1718.738 | 171.19 | 656.2118 | 656.2118 | 0 | 0 | 0 | 1088.236 | 0 | 0
1551 | 1907.596 | 428.38 | 1711.0287 | 1711.0287 | 0 | 0 | 0 | 263.604 | 0 | 0
1552 | 1688.519 | 432.42 | 1770.4113 | 1757.3714 | -13.0399 | 0 | 0 | 0 | 0 | 0
1553 | 2091.005 | 296.29 | 1213.7851 | 1213.7851 | 0 | 0 | 0 | 924.775 | 0 | 0
1554 | 1608.296 | 63.85 | 212.7108 | 212.7108 | 0 | 0 | 0 | 1403.919 | 0 | 0
1555 | 1773.255 | 0 | 0 | 0 | 0 | 0 | 0 | 162.306 | 0 | 1676.6383
1556 | 1601.6 | 0 | 0 | 0 | 0 | 0 | 0 | 0 | 0 | 1666.9081
1557 | 1201.6 | 0 | 0 | 0 | 0 | 0 | 0 | 0 | 0 | 1250.5974
1558 | 1380.8 | 0 | 0 | 0 | 0 | 0 | 0 | 0 | 0 | 1437.1046
1559 | 1320.8 | 0 | 0 | 0 | 0 | 0 | 0 | 0 | 0 | 1374.658
1560 | 361.6 | 0 | 0 | 0 | 0 | 0 | 0 | 361.6 | 0 | 0
1561 | 110.4 | 0 | 0 | 0 | 0 | 0 | 0 | 110.4 | 0 | 0
1562 | 116.8 | 0 | 0 | 0 | 0 | 0 | 0 | 116.8 | 0 | 0
1563 | 111.2 | 0 | 0 | 0 | 0 | 0 | 0 | 111.2 | 0 | 0
1564 | 113.6 | 0 | 0 | 0 | 0 | 0 | 0 | 113.6 | 0 | 0
1565 | 110.4 | 0 | 0 | 0 | 0 | 0 | 0 | 110.4 | 0 | 0
1566 | 114.4 | 0 | 0 | 0 | 0 | 0 | 0 | 114.4 | 0 | 0
1567 | 98.4 | 44.29 | 127.4275 | 102.4124 | -25.0151 | 0 | 0 | 0 | 0 | 0
1568 | 220.236 | 267.1 | 1079.5634 | 229.2165 | -850.3469 | 0 | 0 | 0 | 0 | 0
1569 | 1212.985 | 512.7 | 2090.7114 | 1262.4466 | -828.2647 | 0 | 0 | 0 | 0 | 0
1570 | 1238.812 | 727.34 | 2837.7216 | 1289.3268 | -1548.3949 | 0 | 0 | 0 | 0 | 0
1571 | 1664.717 | 783.38 | 2966.0036 | 1732.5988 | -1233.4048 | 0 | 0 | 0 | 0 | 0
1572 | 1556.917 | 859.52 | 3164.0208 | 1620.4031 | -1543.6177 | 0 | 0 | 0 | 0 | 0
1573 | 1408.483 | 853.19 | 3112.8822 | 1465.9164 | -1646.9658 | 0 | 0 | 0 | 0 | 0
1574 | 1587.586 | 741.62 | 2771.114 | 1652.3216 | -634.3857 | 0 | 484.4067 | 0 | 0 | 0
1575 | 1726.378 | 628.86 | 2442.6844 | 1796.7742 | 0 | 0 | 645.9102 | 0 | 0 | 0
1576 | 1711.478 | 456.89 | 1843.223 | 1781.2666 | 0 | 0 | 61.9564 | 0 | 0 | 0
1577 | 1544.327 | 230.59 | 929.6947 | 929.6947 | 0 | 0 | 0 | 651.057 | 0 | 0
1578 | 1402.659 | 57.95 | 188.2973 | 188.2973 | 0 | 0 | 0 | 1221.739 | 0 | 0
1579 | 1439.865 | 0 | 0 | 0 | 0 | 0 | 0 | 18.642 | 0 | 1479.1759
1580 | 1459.2 | 0 | 0 | 0 | 0 | 0 | 0 | 0 | 0 | 1518.7015
1581 | 1510.4 | 0 | 0 | 0 | 0 | 0 | 0 | 0 | 0 | 1571.9893
1582 | 1384 | 0 | 0 | 0 | 0 | 0 | 0 | 0 | 0 | 1440.4351
1583 | 1400 | 0 | 0 | 0 | 0 | 0 | 0 | 0 | 0 | 1457.0875
1584 | 472 | 0 | 0 | 0 | 0 | 0 | 0 | 472 | 0 | 0
1585 | 416.8 | 0 | 0 | 0 | 0 | 0 | 0 | 416.8 | 0 | 0
1586 | 390.4 | 0 | 0 | 0 | 0 | 0 | 0 | 390.4 | 0 | 0
1587 | 431.2 | 0 | 0 | 0 | 0 | 0 | 0 | 431.2 | 0 | 0
1588 | 381.6 | 0 | 0 | 0 | 0 | 0 | 0 | 381.6 | 0 | 0
1589 | 384 | 0 | 0 | 0 | 0 | 0 | 0 | 384 | 0 | 0
1590 | 484.8 | 0 | 0 | 0 | 0 | 0 | 0 | 484.8 | 0 | 0
1591 | 424 | 41.62 | 119.9193 | 119.9193 | 0 | 0 | 0 | 308.779 | 0 | 0
1592 | 433.137 | 261.43 | 1056.5987 | 450.7989 | -605.7997 | 0 | 0 | 0 | 0 | 0
1593 | 1644.823 | 505.61 | 2043.8015 | 1711.8936 | -331.9079 | 0 | 0 | 0 | 0 | 0
1594 | 1786.904 | 713.87 | 2729.6796 | 1859.7682 | -869.9114 | 0 | 0 | 0 | 0 | 0
1595 | 1792.2 | 849.2 | 3132.8724 | 1865.2802 | -1267.5922 | 0 | 0 | 0 | 0 | 0
1596 | 1606.691 | 938.82 | 3403.4452 | 1672.2067 | -1676.6383 | 0 | 54.6002 | 0 | 0 | 0
1597 | 1894.24 | 951.03 | 3437.9886 | 1971.481 | -1466.5076 | 0 | 0 | 0 | 0 | 0
1598 | 1829.242 | 828.76 | 3072.09 | 1903.8326 | -1168.2574 | 0 | 0 | 0 | 0 | 0
1599 | 1903.518 | 737.68 | 2806.8345 | 1981.1374 | -825.6971 | 0 | 0 | 0 | 0 | 0
1600 | 1476.616 | 530.46 | 2101.5438 | 1536.8277 | -98.0849 | 0 | 466.6312 | 0 | 0 | 0
1601 | 1535.769 | 288.12 | 1149.4016 | 1149.4016 | 0 | 0 | 0 | 431.4 | 0 | 0
1602 | 1485.795 | 62.78 | 200.0654 | 200.0654 | 0 | 0 | 0 | 1293.568 | 0 | 0
1603 | 1357.077 | 0 | 0 | 0 | 0 | 0 | 0 | 0 | 0 | 1412.4142
1604 | 1589.6 | 0 | 0 | 0 | 0 | 0 | 0 | 0 | 0 | 1654.4188
1605 | 1525.6 | 0 | 0 | 0 | 0 | 0 | 0 | 0 | 0 | 1587.8091
1606 | 1258.4 | 0 | 0 | 0 | 0 | 0 | 0 | 0 | 0 | 1309.7135
1607 | 1140 | 0 | 0 | 0 | 0 | 0 | 0 | 0 | 0 | 1186.4855
1608 | 1290.4 | 0 | 0 | 0 | 0 | 0 | 0 | 1290.4 | 0 | 0
1609 | 1470.4 | 0 | 0 | 0 | 0 | 0 | 0 | 1470.4 | 0 | 0
1610 | 904.8 | 0 | 0 | 0 | 0 | 0 | 0 | 904.8 | 0 | 0
1611 | 1167.2 | 0 | 0 | 0 | 0 | 0 | 0 | 1167.2 | 0 | 0
1612 | 1140.8 | 0 | 0 | 0 | 0 | 0 | 0 | 1140.8 | 0 | 0
1613 | 1201.6 | 0 | 0 | 0 | 0 | 0 | 0 | 1201.6 | 0 | 0
1614 | 1211.2 | 0 | 0 | 0 | 0 | 0 | 0 | 1211.2 | 0 | 0
1615 | 1014.4 | 38.37 | 113.0981 | 113.0981 | 0 | 0 | 0 | 601.587 | 0 | 316.5481
1616 | 337.397 | 254.93 | 1037.5129 | 351.155 | -686.3579 | 0 | 0 | 0 | 0 | 0
1617 | 274.291 | 498.77 | 2034.9913 | 285.4767 | -1676.6383 | 0 | 72.8762 | 0 | 0 | 0
1618 | 264.437 | 708.02 | 2773.0925 | 275.2209 | -1676.6383 | 0 | 821.2333 | 0 | 0 | 0
1619 | 281.379 | 858.28 | 3244.4884 | 292.8527 | -1676.6383 | 0 | 1274.9974 | 0 | 0 | 0
1620 | 297.305 | 945.55 | 3501.8111 | 309.4281 | -1676.6383 | 0 | 1515.7446 | 0 | 0 | 0
1621 | 288.999 | 876.2 | 3266.8703 | 300.7835 | -917.4833 | 0 | 2048.6036 | 0 | 0 | 0
1622 | 276.252 | 666.32 | 2547.3428 | 287.5167 | 0 | 0 | 2259.8262 | 0 | 0 | 0
1623 | 267.096 | 316.18 | 1232.0372 | 277.9873 | 0 | 0 | 954.0499 | 0 | 0 | 0
1624 | 204.599 | 300.06 | 1196.4593 | 212.9419 | 0 | 0 | 983.5174 | 0 | 0 | 0
1625 | 286.349 | 213.92 | 853.0894 | 298.0254 | 0 | 0 | 555.064 | 0 | 0 | 0
1626 | 229.93 | 52.13 | 165.419 | 165.419 | 0 | 0 | 0 | 0 | 0 | 73.8868
1627 | 205.13 | 0 | 0 | 0 | 0 | 0 | 0 | 0 | 0 | 213.4945
1628 | 299.2 | 0 | 0 | 0 | 0 | 0 | 0 | 0 | 0 | 311.4004
1629 | 287.2 | 0 | 0 | 0 | 0 | 0 | 0 | 0 | 0 | 298.9111
1630 | 292 | 0 | 0 | 0 | 0 | 0 | 0 | 0 | 0 | 303.9068
1631 | 230.4 | 0 | 0 | 0 | 0 | 0 | 0 | 0 | 0 | 239.795
1632 | 164.8 | 0 | 0 | 0 | 0 | 0 | 0 | 0 | 0 | 171.52
1633 | 195.2 | 0 | 0 | 0 | 0 | 0 | 0 | 0 | 0 | 203.1596
1634 | 238.4 | 0 | 0 | 0 | 0 | 0 | 0 | 0 | 0 | 248.1212
1635 | 187.2 | 0 | 0 | 0 | 0 | 0 | 0 | 0 | 0 | 194.8334
1636 | 148.8 | 0 | 0 | 0 | 0 | 0 | 0 | 0 | 0 | 154.8676
1637 | 132.8 | 0 | 0 | 0 | 0 | 0 | 0 | 0 | 0 | 138.2152
1638 | 192.8 | 0 | 0 | 0 | 0 | 0 | 0 | 0 | 0 | 200.6618
1639 | 120 | 42.19 | 122.8127 | 122.8127 | 0 | 0 | 0 | 0 | 0 | 2.0805
1640 | 191.45 | 262.62 | 1067.1907 | 199.2567 | -867.934 | 0 | 0 | 0 | 0 | 0
1641 | 866.164 | 508.37 | 2066.1563 | 901.4834 | -1164.6729 | 0 | 0 | 0 | 0 | 0
1642 | 1455.515 | 722.12 | 2797.9369 | 1514.8662 | -1033.2478 | 0 | 249.8229 | 0 | 0 | 0
1643 | 1743.462 | 881.33 | 3276.8576 | 1814.5548 | 0 | 0 | 1462.3028 | 0 | 0 | 0
1644 | 1648.641 | 969.33 | 3509.5701 | 1715.8673 | 0 | 0 | 1793.7028 | 0 | 0 | 0
1645 | 1680.833 | 974.64 | 3513.5584 | 1749.372 | 0 | 0 | 1764.1864 | 0 | 0 | 0
1646 | 1635.438 | 895.83 | 3299.1303 | 1702.1259 | 0 | 0 | 1597.0043 | 0 | 0 | 0
1647 | 1660.537 | 741.54 | 2832.8175 | 1728.2484 | 0 | 0 | 1104.5691 | 0 | 0 | 0
1648 | 1717.571 | 535.72 | 2136.746 | 1787.608 | 0 | 0 | 349.1379 | 0 | 0 | 0
1649 | 1588.152 | 291.88 | 1173.0366 | 1173.0366 | 0 | 0 | 0 | 461.074 | 0 | 0
1650 | 1863.569 | 64.09 | 207.1645 | 207.1645 | 0 | 0 | 0 | 1664.521 | 0 | 0
1651 | 1540.524 | 0 | 0 | 0 | 0 | 0 | 0 | 207.85 | 0 | 1387.0162
1652 | 1230.4 | 0 | 0 | 0 | 0 | 0 | 0 | 0 | 0 | 1280.5718
1653 | 1436 | 0 | 0 | 0 | 0 | 0 | 0 | 0 | 0 | 1494.5555
1654 | 1564.8 | 0 | 0 | 0 | 0 | 0 | 0 | 0 | 0 | 1628.6075
1655 | 1647.2 | 0 | 0 | 0 | 0 | 0 | 0 | 36.251 | 0 | 1676.6383
1656 | 1421.6 | 0 | 0 | 0 | 0 | 0 | 0 | 1421.6 | 0 | 0
1657 | 1376.8 | 0 | 0 | 0 | 0 | 0 | 0 | 1376.8 | 0 | 0
1658 | 1502.4 | 0 | 0 | 0 | 0 | 0 | 0 | 1502.4 | 0 | 0
1659 | 1624 | 0 | 0 | 0 | 0 | 0 | 0 | 1624 | 0 | 0
1660 | 1292.8 | 0 | 0 | 0 | 0 | 0 | 0 | 1292.8 | 0 | 0
1661 | 1245.6 | 0 | 0 | 0 | 0 | 0 | 0 | 1245.6 | 0 | 0
1662 | 1281.6 | 0 | 0 | 0 | 0 | 0 | 0 | 1281.6 | 0 | 0
1663 | 1044.8 | 28.68 | 78.9908 | 78.9908 | 0 | 0 | 0 | 968.904 | 0 | 0
1664 | 1268.07 | 248.83 | 1022.4321 | 1022.4321 | 0 | 0 | 0 | 285.696 | 0 | 0
1665 | 1664.469 | 434.67 | 1805.6239 | 1732.3407 | -73.2832 | 0 | 0 | 0 | 0 | 0
1666 | 1354.034 | 703.1 | 2835.2477 | 1409.2472 | -1426.0005 | 0 | 0 | 0 | 0 | 0
1667 | 1675.929 | 325.75 | 1294.487 | 1294.487 | 0 | 0 | 0 | 4.831 | 0 | 444.7531
1668 | 1404.339 | 939.84 | 3659.75 | 1461.6045 | -1676.6383 | 0 | 521.5072 | 0 | 0 | 0
1669 | 1405.495 | 956.67 | 3732.6388 | 1462.8076 | -1676.6383 | 0 | 593.1928 | 0 | 0 | 0
1670 | 1385.337 | 810.84 | 3211.9558 | 1441.8266 | -1676.6383 | 0 | 93.4909 | 0 | 0 | 0
1671 | 1426.323 | 758.6 | 3063.59 | 1484.4839 | -1579.1061 | 0 | 0 | 0 | 0 | 0
1672 | 1546.268 | 554.91 | 2306.3707 | 1609.3198 | -697.0509 | 0 | 0 | 0 | 0 | 0
1673 | 1512.557 | 315.26 | 1298.2358 | 1298.2358 | 0 | 0 | 0 | 265.185 | 0 | 0
1674 | 1715.266 | 79.85 | 256.8325 | 256.8325 | 0 | 0 | 0 | 1468.496 | 0 | 0
1675 | 1546.02 | 0 | 0 | 0 | 0 | 0 | 0 | 363.496 | 0 | 1230.7435
1676 | 1220 | 0 | 0 | 0 | 0 | 0 | 0 | 0 | 0 | 1269.7477
1677 | 1550.4 | 0 | 0 | 0 | 0 | 0 | 0 | 0 | 0 | 1613.6203
1678 | 1778.4 | 0 | 0 | 0 | 0 | 0 | 0 | 167.451 | 0 | 1676.6383
1679 | 1676.8 | 0 | 0 | 0 | 0 | 0 | 0 | 65.851 | 0 | 1676.6383
1680 | 1480.8 | 0 | 0 | 0 | 0 | 0 | 0 | 1480.8 | 0 | 0
1681 | 1334.4 | 0 | 0 | 0 | 0 | 0 | 0 | 1334.4 | 0 | 0
1682 | 1472 | 0 | 0 | 0 | 0 | 0 | 0 | 1472 | 0 | 0
1683 | 1444.8 | 0 | 0 | 0 | 0 | 0 | 0 | 1444.8 | 0 | 0
1684 | 230.4 | 0 | 0 | 0 | 0 | 0 | 0 | 230.4 | 0 | 0
1685 | 354.4 | 0 | 0 | 0 | 0 | 0 | 0 | 354.4 | 0 | 0
1686 | 880.8 | 0 | 0 | 0 | 0 | 0 | 0 | 880.8 | 0 | 0
1687 | 1391.249 | 57.95 | 173.586 | 173.586 | 0 | 0 | 0 | 1224.464 | 0 | 0
1688 | 1367.166 | 290.94 | 1189.9107 | 1189.9107 | 0 | 0 | 0 | 223.875 | 0 | 0
1689 | 1114.978 | 544.83 | 2268.8039 | 1160.4432 | -1108.3607 | 0 | 0 | 0 | 0 | 0
1690 | 991.078 | 769.84 | 3086.512 | 1031.492 | -1676.6383 | 0 | 378.3817 | 0 | 0 | 0
1691 | 1722.516 | 935.81 | 3621.4089 | 1792.7547 | -1676.6383 | 0 | 152.0159 | 0 | 0 | 0
1692 | 1259.699 | 1025.3 | 3881.2107 | 1311.0655 | -1676.6383 | 0 | 893.5069 | 0 | 0 | 0
1693 | 1018.275 | 1030.87 | 3887.2264 | 1059.798 | -1676.6383 | 0 | 1150.79 | 0 | 0 | 0
1694 | 905.101 | 923.13 | 3544.5652 | 942.0081 | -495.4805 | 0 | 2107.0766 | 0 | 0 | 0
1695 | 1153.41 | 803.51 | 3172.1607 | 1200.4424 | 0 | 0 | 1971.7183 | 0 | 0 | 0
1696 | 1638.025 | 588.8 | 2411.1051 | 1704.8184 | 0 | 0 | 706.2867 | 0 | 0 | 0
1697 | 1603.774 | 336.68 | 1368.8744 | 1368.8744 | 0 | 0 | 0 | 288.531 | 0 | 0
1698 | 1509.175 | 89.24 | 274.3488 | 274.3488 | 0 | 0 | 0 | 1245.575 | 0 | 0
1699 | 994.822 | 0 | 0 | 0 | 0 | 0 | 0 | 0 | 0 | 1035.3877
1700 | 1233.6 | 0 | 0 | 0 | 0 | 0 | 0 | 0 | 0 | 1283.9023
1701 | 1465.6 | 0 | 0 | 0 | 0 | 0 | 0 | 0 | 0 | 1525.3625
1702 | 1463.2 | 0 | 0 | 0 | 0 | 0 | 0 | 0 | 0 | 1522.8646
1703 | 1261.6 | 0 | 0 | 0 | 0 | 0 | 0 | 0 | 0 | 1313.044
1704 | 1423.2 | 0 | 0 | 0 | 0 | 0 | 0 | 1423.2 | 0 | 0
1705 | 1556.8 | 0 | 0 | 0 | 0 | 0 | 0 | 1556.8 | 0 | 0
1706 | 1232.8 | 0 | 0 | 0 | 0 | 0 | 0 | 1232.8 | 0 | 0
1707 | 1564 | 0 | 0 | 0 | 0 | 0 | 0 | 1564 | 0 | 0
1708 | 1275.2 | 0 | 0 | 0 | 0 | 0 | 0 | 1275.2 | 0 | 0
1709 | 1312.8 | 0 | 0 | 0 | 0 | 0 | 0 | 1312.8 | 0 | 0
1710 | 1168 | 0 | 0 | 0 | 0 | 0 | 0 | 1168 | 0 | 0
1711 | 1272.8 | 65.14 | 190.6287 | 190.6287 | 0 | 0 | 0 | 333.639 | 0 | 786.8283
1712 | 922.415 | 304.54 | 1240.2427 | 960.0281 | -280.2146 | 0 | 0 | 0 | 0 | 0
1713 | 1110.192 | 559.02 | 2318.2262 | 1155.4621 | -1162.7642 | 0 | 0 | 0 | 0 | 0
1714 | 1567.16 | 769.48 | 3069.1373 | 1631.0638 | -1438.0736 | 0 | 0 | 0 | 0 | 0
1715 | 1212.443 | 916.93 | 3526.438 | 1261.8825 | -1676.6383 | 0 | 587.9171 | 0 | 0 | 0
1716 | 1091.61 | 1001.3 | 3765.7646 | 1136.1224 | -1676.6383 | 0 | 953.0039 | 0 | 0 | 0
1717 | 971.536 | 1004.36 | 3784.7692 | 1011.1532 | -1676.6383 | 0 | 1096.9777 | 0 | 0 | 0
1718 | 1055.456 | 809.98 | 3133.6186 | 1098.4941 | -399.4272 | 0 | 1635.6973 | 0 | 0 | 0
1719 | 957.674 | 779.29 | 3083.8747 | 996.7249 | 0 | 0 | 2087.1498 | 0 | 0 | 0
1720 | 997.558 | 568.54 | 2330.2618 | 1038.2352 | 0 | 0 | 1292.0266 | 0 | 0 | 0
1721 | 1166.299 | 321.19 | 1309.7375 | 1213.8569 | 0 | 0 | 95.8805 | 0 | 0 | 0
1722 | 1040.947 | 82.11 | 260.2431 | 260.2431 | 0 | 0 | 0 | 0 | 0 | 823.1504
1723 | 1287.915 | 0 | 0 | 0 | 0 | 0 | 0 | 0 | 0 | 1340.432
1724 | 1227.2 | 0 | 0 | 0 | 0 | 0 | 0 | 0 | 0 | 1277.2413
1725 | 1147.2 | 0 | 0 | 0 | 0 | 0 | 0 | 0 | 0 | 1193.9791
1726 | 1378.4 | 0 | 0 | 0 | 0 | 0 | 0 | 0 | 0 | 1434.6067
1727 | 1175.2 | 0 | 0 | 0 | 0 | 0 | 0 | 0 | 0 | 1223.1209
1728 | 160.8 | 0 | 0 | 0 | 0 | 0 | 0 | 0 | 0 | 167.3569
1729 | 104.8 | 0 | 0 | 0 | 0 | 0 | 0 | 104.8 | 0 | 0
1730 | 106.4 | 0 | 0 | 0 | 0 | 0 | 0 | 106.4 | 0 | 0
1731 | 102.4 | 0 | 0 | 0 | 0 | 0 | 0 | 102.4 | 0 | 0
1732 | 108 | 0 | 0 | 0 | 0 | 0 | 0 | 108 | 0 | 0
1733 | 101.6 | 0 | 0 | 0 | 0 | 0 | 0 | 101.6 | 0 | 0
1734 | 104 | 0 | 0 | 0 | 0 | 0 | 0 | 96.792 | 0 | 7.5019
1735 | 86.785 | 69.55 | 202.1522 | 90.3238 | -111.8283 | 0 | 0 | 0 | 0 | 0
1736 | 102.491 | 313.03 | 1278.4038 | 106.6703 | -1171.7336 | 0 | 0 | 0 | 0 | 0
1737 | 1053.719 | 570.49 | 2372.4111 | 1096.6863 | -1275.7249 | 0 | 0 | 0 | 0 | 0
1738 | 1351.25 | 792.48 | 3171.9317 | 1406.3496 | -1676.6383 | 0 | 88.9437 | 0 | 0 | 0
1739 | 1014.359 | 951.51 | 3687.9239 | 1055.7223 | -1676.6383 | 0 | 955.5632 | 0 | 0 | 0
1740 | 1130.671 | 584.14 | 2284.1304 | 1176.7761 | -1107.3542 | 0 | 0 | 0 | 0 | 0
1741 | 1327.615 | 711.91 | 2758.0762 | 1381.7509 | -1290.4779 | 0 | 85.8474 | 0 | 0 | 0
1742 | 1312.509 | 960.03 | 3718.8162 | 1366.0289 | 0 | 0 | 2352.7873 | 0 | 0 | 0
1743 | 1182.509 | 808.98 | 3225.8762 | 1230.7279 | 0 | 0 | 1995.1483 | 0 | 0 | 0
1744 | 1270.68 | 593.39 | 2450.4538 | 1322.4943 | 0 | 0 | 1127.9595 | 0 | 0 | 0
1745 | 1403.753 | 339.53 | 1390.0355 | 1390.0355 | 0 | 0 | 0 | 68.178 | 0 | 0
1746 | 1739.825 | 90.05 | 277.3295 | 277.3295 | 0 | 0 | 0 | 1473.361 | 0 | 0
1747 | 1588.775 | 0 | 0 | 0 | 0 | 0 | 0 | 651.301 | 0 | 975.7012
1748 | 1500.8 | 0 | 0 | 0 | 0 | 0 | 0 | 0 | 0 | 1561.9978
1749 | 1536 | 0 | 0 | 0 | 0 | 0 | 0 | 0 | 0 | 1598.6332
1750 | 1589.6 | 0 | 0 | 0 | 0 | 0 | 0 | 0 | 0 | 1654.4188
1751 | 1916 | 0 | 0 | 0 | 0 | 0 | 0 | 305.051 | 0 | 1676.6383
1752 | 192 | 0 | 0 | 0 | 0 | 0 | 0 | 192 | 0 | 0
1753 | 107.2 | 0 | 0 | 0 | 0 | 0 | 0 | 107.2 | 0 | 0
1754 | 116 | 0 | 0 | 0 | 0 | 0 | 0 | 116 | 0 | 0
1755 | 110.4 | 0 | 0 | 0 | 0 | 0 | 0 | 110.4 | 0 | 0
1756 | 110.4 | 0 | 0 | 0 | 0 | 0 | 0 | 110.4 | 0 | 0
1757 | 108 | 0 | 0 | 0 | 0 | 0 | 0 | 108 | 0 | 0
1758 | 110.4 | 0 | 0 | 0 | 0 | 0 | 0 | 110.4 | 0 | 0
1759 | 103.221 | 74.32 | 212.1342 | 107.43 | -104.7042 | 0 | 0 | 0 | 0 | 0
1760 | 126.773 | 324.47 | 1331.803 | 131.9424 | -1199.8606 | 0 | 0 | 0 | 0 | 0
1761 | 999.966 | 574.05 | 2413.2086 | 1040.7414 | -1372.4672 | 0 | 0 | 0 | 0 | 0
1762 | 1972.895 | 799.4 | 3247.719 | 2053.3433 | -1194.3757 | 0 | 0 | 0 | 0 | 0
1763 | 1497.263 | 951.9 | 3753.5438 | 1558.3166 | -1676.6383 | 0 | 518.5889 | 0 | 0 | 0
1764 | 1447.357 | 976.32 | 3790.7131 | 1506.3756 | -1676.6383 | 0 | 607.6992 | 0 | 0 | 0
1765 | 1492.397 | 1037.67 | 4007.6359 | 1553.2522 | -1085.7102 | 0 | 1368.6735 | 0 | 0 | 0
1766 | 1665.983 | 946.85 | 3699.2069 | 1733.9164 | 0 | 0 | 1965.2905 | 0 | 0 | 0
1767 | 1335.156 | 779.82 | 3116.3751 | 1389.5994 | 0 | 0 | 1726.7757 | 0 | 0 | 0
1768 | 1587.901 | 568.67 | 2343.9698 | 1652.6505 | 0 | 0 | 691.3193 | 0 | 0 | 0
1769 | 1409.122 | 313.01 | 1279.3187 | 1279.3187 | 0 | 0 | 0 | 179.926 | 0 | 0
1770 | 1956.792 | 74.87 | 243.7343 | 243.7343 | 0 | 0 | 0 | 1722.607 | 0 | 0
1771 | 1705.486 | 0 | 0 | 0 | 0 | 0 | 0 | 799.762 | 0 | 942.6565
1772 | 1647.2 | 0 | 0 | 0 | 0 | 0 | 0 | 36.251 | 0 | 1676.6383
1773 | 1580.8 | 0 | 0 | 0 | 0 | 0 | 0 | 0 | 0 | 1645.26
1774 | 1783.2 | 0 | 0 | 0 | 0 | 0 | 0 | 172.251 | 0 | 1676.6383
1775 | 1466.4 | 0 | 0 | 0 | 0 | 0 | 0 | 0 | 0 | 1526.1951
1776 | 1642.4 | 0 | 0 | 0 | 0 | 0 | 0 | 1642.4 | 0 | 0
1777 | 1504 | 0 | 0 | 0 | 0 | 0 | 0 | 1504 | 0 | 0
1778 | 1396 | 0 | 0 | 0 | 0 | 0 | 0 | 1396 | 0 | 0
1779 | 1258.4 | 0 | 0 | 0 | 0 | 0 | 0 | 1258.4 | 0 | 0
1780 | 1348.8 | 0 | 0 | 0 | 0 | 0 | 0 | 1348.8 | 0 | 0
1781 | 1135.2 | 0 | 0 | 0 | 0 | 0 | 0 | 1135.2 | 0 | 0
1782 | 1196.8 | 0 | 0 | 0 | 0 | 0 | 0 | 1196.8 | 0 | 0
1783 | 1208.997 | 59.67 | 184.7441 | 184.7441 | 0 | 0 | 0 | 1031.491 | 0 | 0
1784 | 230.659 | 295.75 | 1212.7069 | 240.0645 | -972.6423 | 0 | 0 | 0 | 0 | 0
1785 | 288.152 | 529.96 | 2199.5329 | 299.9019 | -1676.6383 | 0 | 222.9927 | 0 | 0 | 0
1786 | 332.224 | 764.06 | 3052.1924 | 345.771 | -1676.6383 | 0 | 1029.7831 | 0 | 0 | 0
1787 | 287.755 | 922.48 | 3579.7726 | 299.4887 | -1676.6383 | 0 | 1603.6455 | 0 | 0 | 0
1788 | 233.034 | 1008.35 | 3858.0659 | 242.5364 | -1676.6383 | 0 | 1938.8912 | 0 | 0 | 0
1789 | 257.376 | 1007.76 | 3859.9029 | 267.872 | -631.1989 | 0 | 2960.832 | 0 | 0 | 0
1790 | 254.785 | 920.68 | 3585.2596 | 265.1743 | 0 | 0 | 3320.0853 | 0 | 0 | 0
1791 | 276.33 | 769.08 | 3072.2805 | 287.5979 | 0 | 0 | 2784.6826 | 0 | 0 | 0
1792 | 204.693 | 553.91 | 2278.709 | 213.0397 | 0 | 0 | 2065.6693 | 0 | 0 | 0
1793 | 301.357 | 286.02 | 1166.7545 | 313.6454 | 0 | 0 | 853.1091 | 0 | 0 | 0
1794 | 228.211 | 70.33 | 229.765 | 229.765 | 0 | 0 | 0 | 0 | 0 | 7.7517
1795 | 216.305 | 0 | 0 | 0 | 0 | 0 | 0 | 0 | 0 | 225.1252
1796 | 242.4 | 0 | 0 | 0 | 0 | 0 | 0 | 0 | 0 | 252.2843
1797 | 200.8 | 0 | 0 | 0 | 0 | 0 | 0 | 0 | 0 | 208.988
1798 | 296 | 0 | 0 | 0 | 0 | 0 | 0 | 0 | 0 | 308.0699
1799 | 268 | 0 | 0 | 0 | 0 | 0 | 0 | 0 | 0 | 278.9282
1800 | 291.2 | 0 | 0 | 0 | 0 | 0 | 0 | 0 | 0 | 303.0742
1801 | 237.6 | 0 | 0 | 0 | 0 | 0 | 0 | 0 | 0 | 247.2886
1802 | 191.2 | 0 | 0 | 0 | 0 | 0 | 0 | 0 | 0 | 198.9965
1803 | 243.2 | 0 | 0 | 0 | 0 | 0 | 0 | 0 | 0 | 253.1169
1804 | 204 | 0 | 0 | 0 | 0 | 0 | 0 | 0 | 0 | 212.3185
1805 | 236 | 0 | 0 | 0 | 0 | 0 | 0 | 0 | 0 | 245.6233
1806 | 293.6 | 0 | 0 | 0 | 0 | 0 | 0 | 0 | 0 | 305.5721
1807 | 169.6 | 63.27 | 191.9963 | 176.5157 | -15.4805 | 0 | 0 | 0 | 0 | 0
1808 | 205.306 | 309.06 | 1265.0007 | 213.6777 | -1051.323 | 0 | 0 | 0 | 0 | 0
1809 | 1200.592 | 567.37 | 2366.7171 | 1249.5483 | -1117.1688 | 0 | 0 | 0 | 0 | 0
1810 | 1832.064 | 637.16 | 2568.2156 | 1906.7697 | -661.4459 | 0 | 0 | 0 | 0 | 0
1811 | 1718.381 | 926.37 | 3629.9412 | 1788.4511 | -545.7157 | 0 | 1295.7744 | 0 | 0 | 0
1812 | 1345.557 | 1010.3 | 3886.8881 | 1400.4245 | 0 | 0 | 2486.4636 | 0 | 0 | 0
1813 | 1408.003 | 999.85 | 3838.0049 | 1465.4168 | 0 | 0 | 2372.5881 | 0 | 0 | 0
1814 | 1247.32 | 771.27 | 3013.5578 | 1298.1817 | 0 | 0 | 1715.376 | 0 | 0 | 0
1815 | 1222.285 | 654.14 | 2610.4951 | 1272.1259 | 0 | 0 | 1338.3692 | 0 | 0 | 0
1816 | 1327.605 | 532.35 | 2182.8555 | 1381.7405 | 0 | 0 | 801.115 | 0 | 0 | 0
1817 | 1517.328 | 312.76 | 1273.5871 | 1273.5871 | 0 | 0 | 0 | 293.639 | 0 | 0
1818 | 1493.831 | 75.92 | 245.0311 | 245.0311 | 0 | 0 | 0 | 1258.4 | 0 | 0
1819 | 1418.435 | 0 | 0 | 0 | 0 | 0 | 0 | 0 | 0 | 1476.2742
1820 | 1030.4 | 0 | 0 | 0 | 0 | 0 | 0 | 0 | 0 | 1072.4164
1821 | 1524 | 0 | 0 | 0 | 0 | 0 | 0 | 0 | 0 | 1586.1438
1822 | 1386.4 | 0 | 0 | 0 | 0 | 0 | 0 | 0 | 0 | 1442.9329
1823 | 1324 | 0 | 0 | 0 | 0 | 0 | 0 | 0 | 0 | 1377.9885
1824 | 1220 | 0 | 0 | 0 | 0 | 0 | 0 | 1220 | 0 | 0
1825 | 1348.8 | 0 | 0 | 0 | 0 | 0 | 0 | 1348.8 | 0 | 0
1826 | 1544.8 | 0 | 0 | 0 | 0 | 0 | 0 | 1544.8 | 0 | 0
1827 | 1356 | 0 | 0 | 0 | 0 | 0 | 0 | 1356 | 0 | 0
1828 | 1223.2 | 0 | 0 | 0 | 0 | 0 | 0 | 1223.2 | 0 | 0
1829 | 995.2 | 0 | 0 | 0 | 0 | 0 | 0 | 995.2 | 0 | 0
1830 | 1268 | 0 | 0 | 0 | 0 | 0 | 0 | 1268 | 0 | 0
1831 | 1071.282 | 59.74 | 190.3997 | 190.3997 | 0 | 0 | 0 | 396.754 | 0 | 511.6334
1832 | 1080.559 | 282.66 | 1161.9544 | 1124.6207 | -37.3337 | 0 | 0 | 0 | 0 | 0
1833 | 1433.37 | 535.52 | 2218.423 | 1491.8182 | -726.6048 | 0 | 0 | 0 | 0 | 0
1834 | 1536.183 | 756.16 | 3006.9436 | 1598.8236 | -1408.12 | 0 | 0 | 0 | 0 | 0
1835 | 1523.623 | 904.66 | 3465.1269 | 1585.7515 | -1676.6383 | 0 | 202.7371 | 0 | 0 | 0
1836 | 1417.562 | 974.9 | 3653.571 | 1475.3656 | -1676.6383 | 0 | 501.567 | 0 | 0 | 0
1837 | 1857.995 | 991.16 | 3699.8553 | 1933.7581 | -1676.6383 | 0 | 89.4589 | 0 | 0 | 0
1838 | 1821.112 | 654.07 | 2529.0803 | 1895.3711 | -633.7092 | 0 | 0 | 0 | 0 | 0
1839 | 2055.08 | 680.85 | 2682.5501 | 2138.8796 | -474.7129 | 0 | 68.9577 | 0 | 0 | 0
1840 | 1685.353 | 531.67 | 2168.2159 | 1754.0763 | 0 | 0 | 414.1397 | 0 | 0 | 0
1841 | 1935.979 | 298.41 | 1216.1446 | 1216.1446 | 0 | 0 | 0 | 767.482 | 0 | 0
1842 | 1652.92 | 69.09 | 228.0269 | 228.0269 | 0 | 0 | 0 | 1433.827 | 0 | 0
1843 | 1211.742 | 0 | 0 | 0 | 0 | 0 | 0 | 0 | 0 | 1261.153
1844 | 1214.4 | 0 | 0 | 0 | 0 | 0 | 0 | 0 | 0 | 1263.9193
1845 | 1048 | 0 | 0 | 0 | 0 | 0 | 0 | 0 | 0 | 1090.7341
1846 | 1320.8 | 0 | 0 | 0 | 0 | 0 | 0 | 0 | 0 | 1374.658
1847 | 1692 | 0 | 0 | 0 | 0 | 0 | 0 | 81.051 | 0 | 1676.6383
1848 | 1456.8 | 0 | 0 | 0 | 0 | 0 | 0 | 1456.8 | 0 | 0
1849 | 1660.8 | 0 | 0 | 0 | 0 | 0 | 0 | 1660.8 | 0 | 0
1850 | 1558.4 | 0 | 0 | 0 | 0 | 0 | 0 | 1558.4 | 0 | 0
1851 | 1351.2 | 0 | 0 | 0 | 0 | 0 | 0 | 1351.2 | 0 | 0
1852 | 954.4 | 0 | 0 | 0 | 0 | 0 | 0 | 954.4 | 0 | 0
1853 | 1149.6 | 0 | 0 | 0 | 0 | 0 | 0 | 1149.6 | 0 | 0
1854 | 950.4 | 0 | 0 | 0 | 0 | 0 | 0 | 950.4 | 0 | 0
1855 | 1003.501 | 44.82 | 144.9115 | 144.9115 | 0 | 0 | 0 | 95.336 | 0 | 800.2866
1856 | 1142.233 | 297.05 | 1223.3634 | 1188.8096 | -34.5538 | 0 | 0 | 0 | 0 | 0
1857 | 1496.27 | 521.14 | 2170.7815 | 1557.2831 | -613.4984 | 0 | 0 | 0 | 0 | 0
1858 | 1685.004 | 690.23 | 2789.4265 | 1753.7131 | -1035.7134 | 0 | 0 | 0 | 0 | 0
1859 | 1751.14 | 951.85 | 3730.17 | 1822.5459 | -1676.6383 | 0 | 230.9858 | 0 | 0 | 0
1860 | 1623.245 | 1036.65 | 4002.2145 | 1689.4357 | -1676.6383 | 0 | 636.1405 | 0 | 0 | 0
1861 | 1835.131 | 1042.22 | 4019.2354 | 1909.9618 | -1676.6383 | 0 | 432.6353 | 0 | 0 | 0
1862 | 1759.08 | 874.6 | 3428.3344 | 1830.8096 | -1596.714 | 0 | 0.81077 | 0 | 0 | 0
1863 | 1738.997 | 809.89 | 3244.7122 | 1809.9077 | 0 | 0 | 1434.8045 | 0 | 0 | 0
1864 | 1558.583 | 592.86 | 2452.7477 | 1622.137 | 0 | 0 | 830.6107 | 0 | 0 | 0
1865 | 1589.517 | 336.2 | 1374.3988 | 1374.3988 | 0 | 0 | 0 | 268.966 | 0 | 0
1866 | 1636.574 | 87.84 | 271.3794 | 271.3794 | 0 | 0 | 0 | 1375.827 | 0 | 0
1867 | 1446.081 | 0 | 0 | 0 | 0 | 0 | 0 | 0 | 0 | 1505.0475
1868 | 1508 | 0 | 0 | 0 | 0 | 0 | 0 | 0 | 0 | 1569.4914
1869 | 1304 | 0 | 0 | 0 | 0 | 0 | 0 | 0 | 0 | 1357.1729
1870 | 1274.4 | 0 | 0 | 0 | 0 | 0 | 0 | 0 | 0 | 1326.3659
1871 | 1512.8 | 0 | 0 | 0 | 0 | 0 | 0 | 0 | 0 | 1574.4871
1872 | 1444 | 0 | 0 | 0 | 0 | 0 | 0 | 1444 | 0 | 0
1873 | 1532 | 0 | 0 | 0 | 0 | 0 | 0 | 1532 | 0 | 0
1874 | 1208.8 | 0 | 0 | 0 | 0 | 0 | 0 | 1208.8 | 0 | 0
1875 | 1256.8 | 0 | 0 | 0 | 0 | 0 | 0 | 1256.8 | 0 | 0
1876 | 1124 | 0 | 0 | 0 | 0 | 0 | 0 | 1124 | 0 | 0
1877 | 1070.4 | 0 | 0 | 0 | 0 | 0 | 0 | 1070.4 | 0 | 0
1878 | 1064 | 0 | 0 | 0 | 0 | 0 | 0 | 1064 | 0 | 0
1879 | 1158.633 | 74.71 | 230.6694 | 230.6694 | 0 | 0 | 0 | 937.001 | 0 | 0
1880 | 1337.607 | 290 | 1192.7541 | 1192.7541 | 0 | 0 | 0 | 62.042 | 0 | 134.8243
1881 | 1602.436 | 478.16 | 1989.4313 | 1667.7782 | -321.6531 | 0 | 0 | 0 | 0 | 0
1882 | 1659.929 | 693.22 | 2806.2132 | 1727.6156 | -1078.5976 | 0 | 0 | 0 | 0 | 0
1883 | 0 | 814.36 | 3222.7924 | 0 | -1676.6383 | 0 | 1546.1541 | 0 | 0 | 0
1884 | 1537.528 | 1054.68 | 4107.5921 | 1600.2235 | -1676.6383 | 0 | 830.7303 | 0 | 0 | 0
1885 | 1283.8 | 1042.49 | 4057.7774 | 1336.1492 | -1676.6383 | 0 | 1044.9899 | 0 | 0 | 0
1886 | 1608.326 | 926.54 | 3657.0367 | 1673.9094 | -1676.6383 | 0 | 306.489 | 0 | 0 | 0
1887 | 1597.92 | 716.22 | 2889.1048 | 1663.077 | -203.5905 | 0 | 1022.4373 | 0 | 0 | 0
1888 | 1735.168 | 604.39 | 2511.3559 | 1805.9226 | 0 | 0 | 705.4333 | 0 | 0 | 0
1889 | 1535.971 | 346.09 | 1414.6405 | 1414.6405 | 0 | 0 | 0 | 176.755 | 0 | 0
1890 | 1401.399 | 91.51 | 272.2516 | 272.2516 | 0 | 0 | 0 | 1139.814 | 0 | 0
1891 | 1316.835 | 0 | 0 | 0 | 0 | 0 | 0 | 0 | 0 | 1370.5313
1892 | 1148 | 0 | 0 | 0 | 0 | 0 | 0 | 0 | 0 | 1194.8118
1893 | 1382.4 | 0 | 0 | 0 | 0 | 0 | 0 | 0 | 0 | 1438.7698
1894 | 1640.8 | 0 | 0 | 0 | 0 | 0 | 0 | 29.851 | 0 | 1676.6383
1895 | 1377.6 | 0 | 0 | 0 | 0 | 0 | 0 | 0 | 0 | 1433.7741
1896 | 1239.2 | 0 | 0 | 0 | 0 | 0 | 0 | 1239.2 | 0 | 0
1897 | 950.4 | 0 | 0 | 0 | 0 | 0 | 0 | 950.4 | 0 | 0
1898 | 1244.8 | 0 | 0 | 0 | 0 | 0 | 0 | 1244.8 | 0 | 0
1899 | 963.2 | 0 | 0 | 0 | 0 | 0 | 0 | 963.2 | 0 | 0
1900 | 860.8 | 0 | 0 | 0 | 0 | 0 | 0 | 860.8 | 0 | 0
1901 | 976.8 | 0 | 0 | 0 | 0 | 0 | 0 | 976.8 | 0 | 0
1902 | 1053.6 | 0 | 0 | 0 | 0 | 0 | 0 | 1053.6 | 0 | 0
1903 | 880.938 | 81.18 | 248.1368 | 248.1368 | 0 | 0 | 0 | 303.484 | 0 | 352.8639
1904 | 756.271 | 326.87 | 1342.3408 | 787.1093 | -555.2315 | 0 | 0 | 0 | 0 | 0
1905 | 1395.164 | 586.1 | 2439.5902 | 1452.0543 | -987.5359 | 0 | 0 | 0 | 0 | 0
1906 | 1631.193 | 807.84 | 3238.0325 | 1697.7078 | -1540.3247 | 0 | 0 | 0 | 0 | 0
1907 | 1633.019 | 968.24 | 3766.3204 | 1699.6083 | -1676.6383 | 0 | 390.0738 | 0 | 0 | 0
1908 | 1231.998 | 1052.76 | 4023.7253 | 1282.236 | -1676.6383 | 0 | 1064.851 | 0 | 0 | 0
1909 | 1467.239 | 1052.83 | 4030.073 | 1527.0693 | -1676.6383 | 0 | 826.3653 | 0 | 0 | 0
1910 | 1286.247 | 893.98 | 3492.5493 | 1338.6971 | -197.3885 | 0 | 1956.4637 | 0 | 0 | 0
1911 | 1439.505 | 812.47 | 3257.3306 | 1498.2034 | 0 | 0 | 1759.1272 | 0 | 0 | 0
1912 | 1449.081 | 597.24 | 2474.7153 | 1508.1699 | 0 | 0 | 966.5455 | 0 | 0 | 0
1913 | 1125.488 | 340.5 | 1389.4693 | 1171.3818 | 0 | 0 | 218.0875 | 0 | 0 | 0
1914 | 1313.406 | 89.91 | 267.4786 | 267.4786 | 0 | 0 | 0 | 1056.407 | 0 | 0
1915 | 1105.904 | 0 | 0 | 0 | 0 | 0 | 0 | 0 | 0 | 1150.9992
1916 | 1031.2 | 0 | 0 | 0 | 0 | 0 | 0 | 0 | 0 | 1073.249
1917 | 1051.2 | 0 | 0 | 0 | 0 | 0 | 0 | 0 | 0 | 1094.0646
1918 | 1335.2 | 0 | 0 | 0 | 0 | 0 | 0 | 0 | 0 | 1389.6452
1919 | 1077.6 | 0 | 0 | 0 | 0 | 0 | 0 | 0 | 0 | 1121.5411
1920 | 1121.6 | 0 | 0 | 0 | 0 | 0 | 0 | 1.165 | 0 | 1166.1227
1921 | 1212 | 0 | 0 | 0 | 0 | 0 | 0 | 1212 | 0 | 0
1922 | 1262.4 | 0 | 0 | 0 | 0 | 0 | 0 | 1262.4 | 0 | 0
1923 | 1207.2 | 0 | 0 | 0 | 0 | 0 | 0 | 1207.2 | 0 | 0
1924 | 970.4 | 0 | 0 | 0 | 0 | 0 | 0 | 970.4 | 0 | 0
1925 | 967.2 | 0 | 0 | 0 | 0 | 0 | 0 | 967.2 | 0 | 0
1926 | 1076.8 | 0 | 0 | 0 | 0 | 0 | 0 | 1076.8 | 0 | 0
1927 | 691.327 | 80.93 | 247.7496 | 247.7496 | 0 | 0 | 0 | 0 | 0 | 471.7675
1928 | 897.95 | 325.77 | 1335.9328 | 934.5655 | -401.3672 | 0 | 0 | 0 | 0 | 0
1929 | 500.197 | 579.74 | 2407.6675 | 520.5934 | -1676.6383 | 0 | 210.4357 | 0 | 0 | 0
1930 | 375.337 | 789.08 | 3147.3704 | 390.642 | -1676.6383 | 0 | 1080.0901 | 0 | 0 | 0
1931 | 375.588 | 928.97 | 3583.4996 | 390.9043 | -1676.6383 | 0 | 1515.957 | 0 | 0 | 0
1932 | 389.912 | 1005.69 | 3802.6393 | 405.8114 | -1676.6383 | 0 | 1720.1896 | 0 | 0 | 0
1933 | 750.082 | 790.41 | 3035.6233 | 780.6679 | -1202.4729 | 0 | 1052.4824 | 0 | 0 | 0
1934 | 1316.533 | 919.67 | 3537.6399 | 1370.217 | 0 | 0 | 2167.4229 | 0 | 0 | 0
1935 | 1499.779 | 766.3 | 3030.3767 | 1560.9352 | 0 | 0 | 1469.4415 | 0 | 0 | 0
1936 | 1507.149 | 554.55 | 2271.1248 | 1568.6057 | 0 | 0 | 702.5191 | 0 | 0 | 0
1937 | 1397.369 | 309.13 | 1255.6129 | 1255.6129 | 0 | 0 | 0 | 190.95 | 0 | 0
1938 | 997.74 | 75.26 | 238.5148 | 238.5148 | 0 | 0 | 0 | 768.57 | 0 | 0
1939 | 884.928 | 0 | 0 | 0 | 0 | 0 | 0 | 0 | 0 | 921.0125
1940 | 686.4 | 0 | 0 | 0 | 0 | 0 | 0 | 0 | 0 | 714.3892
1941 | 1051.2 | 0 | 0 | 0 | 0 | 0 | 0 | 0 | 0 | 1094.0646
1942 | 1072.8 | 0 | 0 | 0 | 0 | 0 | 0 | 0 | 0 | 1116.5453
1943 | 1167.2 | 0 | 0 | 0 | 0 | 0 | 0 | 0 | 0 | 1214.7947
1944 | 1155.2 | 0 | 0 | 0 | 0 | 0 | 0 | 1155.2 | 0 | 0
1945 | 943.2 | 0 | 0 | 0 | 0 | 0 | 0 | 943.2 | 0 | 0
1946 | 1432.8 | 0 | 0 | 0 | 0 | 0 | 0 | 1432.8 | 0 | 0
1947 | 1044 | 0 | 0 | 0 | 0 | 0 | 0 | 1044 | 0 | 0
1948 | 1157.6 | 0 | 0 | 0 | 0 | 0 | 0 | 1157.6 | 0 | 0
1949 | 960.8 | 0 | 0 | 0 | 0 | 0 | 0 | 421.962 | 0 | 560.8101
1950 | 852.8 | 0 | 0 | 0 | 0 | 0 | 0 | 0 | 0 | 887.5744
1951 | 1154.806 | 75.41 | 243.6968 | 243.6968 | 0 | 0 | 0 | 0 | 0 | 958.1984
1952 | 248.715 | 309.7 | 1268.3562 | 258.8568 | -1009.4994 | 0 | 0 | 0 | 0 | 0
1953 | 294.906 | 559.94 | 2307.297 | 306.9313 | -1676.6383 | 0 | 323.7274 | 0 | 0 | 0
1954 | 233.76 | 767.08 | 3042.9628 | 243.292 | -1676.6383 | 0 | 1123.0325 | 0 | 0 | 0
1955 | 233.438 | 904.7 | 3473.9422 | 242.9569 | -1676.6383 | 0 | 1554.3471 | 0 | 0 | 0
1956 | 273.494 | 991.08 | 3732.1048 | 284.6472 | -1676.6383 | 0 | 1770.8193 | 0 | 0 | 0
1957 | 185.868 | 988.46 | 3721.2839 | 193.4471 | -594.3408 | 0 | 2933.496 | 0 | 0 | 0
1958 | 251.672 | 900.77 | 3453.6148 | 261.9344 | 0 | 0 | 3191.6805 | 0 | 0 | 0
1959 | 290.153 | 750.96 | 2965.4322 | 301.9845 | 0 | 0 | 2663.4477 | 0 | 0 | 0
1960 | 251.848 | 541.75 | 2214.848 | 262.1176 | 0 | 0 | 1952.7304 | 0 | 0 | 0
1961 | 267.282 | 303.04 | 1228.7629 | 278.1809 | 0 | 0 | 950.582 | 0 | 0 | 0
1962 | 269.159 | 73.43 | 231.6613 | 231.6613 | 0 | 0 | 0 | 0 | 0 | 48.4731
1963 | 186.389 | 0 | 0 | 0 | 0 | 0 | 0 | 0 | 0 | 193.9893
1964 | 352 | 0 | 0 | 0 | 0 | 0 | 0 | 0 | 0 | 366.3534
1965 | 209.6 | 0 | 0 | 0 | 0 | 0 | 0 | 0 | 0 | 218.1468
1966 | 269.6 | 0 | 0 | 0 | 0 | 0 | 0 | 0 | 0 | 280.5934
1967 | 288.8 | 0 | 0 | 0 | 0 | 0 | 0 | 0 | 0 | 300.5763
1968 | 246.4 | 0 | 0 | 0 | 0 | 0 | 0 | 0 | 0 | 256.4474
1969 | 255.2 | 0 | 0 | 0 | 0 | 0 | 0 | 0 | 0 | 265.6062
1970 | 220 | 0 | 0 | 0 | 0 | 0 | 0 | 0 | 0 | 228.9709
1971 | 287.2 | 0 | 0 | 0 | 0 | 0 | 0 | 0 | 0 | 298.9111
1972 | 292.8 | 0 | 0 | 0 | 0 | 0 | 0 | 0 | 0 | 304.7394
1973 | 234.4 | 0 | 0 | 0 | 0 | 0 | 0 | 0 | 0 | 243.9581
1974 | 231.2 | 0 | 0 | 0 | 0 | 0 | 0 | 0 | 0 | 240.6276
1975 | 217.414 | 67.14 | 224.8827 | 224.8827 | 0 | 0 | 0 | 0 | 0 | 1.3967
1976 | 235.207 | 292.68 | 1208.9413 | 244.798 | -964.1434 | 0 | 0 | 0 | 0 | 0
1977 | 822.233 | 536.68 | 2231.771 | 855.761 | -1376.01 | 0 | 0 | 0 | 0 | 0
1978 | 1224.436 | 431.7 | 1737.9817 | 1274.3646 | -463.6171 | 0 | 0 | 0 | 0 | 0
1979 | 1183.914 | 893.29 | 3507.1128 | 1232.1902 | -811.7809 | 0 | 1463.1417 | 0 | 0 | 0
1980 | 1080.396 | 983.15 | 3794.8429 | 1124.4511 | 0 | 0 | 2670.3918 | 0 | 0 | 0
1981 | 1034.163 | 989.98 | 3807.4831 | 1076.3329 | 0 | 0 | 2731.1503 | 0 | 0 | 0
1982 | 1287.314 | 912.1 | 3552.7207 | 1339.8065 | 0 | 0 | 2212.9142 | 0 | 0 | 0
1983 | 930.64 | 765.57 | 3055.3252 | 968.5885 | 0 | 0 | 2086.7367 | 0 | 0 | 0
1984 | 1303.577 | 554.14 | 2282.8232 | 1356.7327 | 0 | 0 | 926.0905 | 0 | 0 | 0
1985 | 1377.861 | 309.69 | 1259.8353 | 1259.8353 | 0 | 0 | 0 | 167.385 | 0 | 0
1986 | 1489.129 | 75.07 | 234.3309 | 234.3309 | 0 | 0 | 0 | 1263.979 | 0 | 0
1987 | 1582.537 | 0 | 0 | 0 | 0 | 0 | 0 | 99.714 | 0 | 1543.2878
1988 | 1236.8 | 0 | 0 | 0 | 0 | 0 | 0 | 0 | 0 | 1287.2327
1989 | 1488.8 | 0 | 0 | 0 | 0 | 0 | 0 | 0 | 0 | 1549.5085
1990 | 1436.8 | 0 | 0 | 0 | 0 | 0 | 0 | 0 | 0 | 1495.3881
1991 | 1529.6 | 0 | 0 | 0 | 0 | 0 | 0 | 0 | 0 | 1591.9722
1992 | 1294.4 | 0 | 0 | 0 | 0 | 0 | 0 | 1294.4 | 0 | 0
1993 | 1304 | 0 | 0 | 0 | 0 | 0 | 0 | 1304 | 0 | 0
1994 | 1234.4 | 0 | 0 | 0 | 0 | 0 | 0 | 1234.4 | 0 | 0
1995 | 1701.6 | 0 | 0 | 0 | 0 | 0 | 0 | 1701.6 | 0 | 0
1996 | 1300 | 0 | 0 | 0 | 0 | 0 | 0 | 1300 | 0 | 0
1997 | 1364.8 | 0 | 0 | 0 | 0 | 0 | 0 | 1364.8 | 0 | 0
1998 | 1507.2 | 0 | 0 | 0 | 0 | 0 | 0 | 1507.2 | 0 | 0
1999 | 1696 | 72.9 | 238.5637 | 238.5637 | 0 | 0 | 0 | 1466.783 | 0 | 0
2000 | 1387.644 | 304.37 | 1252.3001 | 1252.3001 | 0 | 0 | 0 | 184.408 | 0 | 0
2001 | 1583.009 | 551.4 | 2289.786 | 1647.559 | -642.2269 | 0 | 0 | 0 | 0 | 0
2002 | 2116.262 | 758.88 | 3048.7922 | 2202.5564 | -846.2358 | 0 | 0 | 0 | 0 | 0
2003 | 2008.054 | 900.35 | 3526.6836 | 2089.936 | -1436.7476 | 0 | 0 | 0 | 0 | 0
2004 | 1681.412 | 980.96 | 3792.2441 | 1749.9746 | -1676.6383 | 0 | 365.6311 | 0 | 0 | 0
2005 | 1625.792 | 662.02 | 2594.5639 | 1692.0866 | -902.4773 | 0 | 0 | 0 | 0 | 0
2006 | 1544.619 | 875.81 | 3446.1233 | 1607.6046 | -1676.6383 | 0 | 161.8803 | 0 | 0 | 0
2007 | 1606.752 | 750.07 | 3021.7955 | 1672.2702 | -1129.4302 | 0 | 220.0951 | 0 | 0 | 0
2008 | 1395.182 | 543.7 | 2254.0936 | 1452.073 | 0 | 0 | 802.0205 | 0 | 0 | 0
2009 | 1443.602 | 305.47 | 1249.031 | 1249.031 | 0 | 0 | 0 | 243.507 | 0 | 0
2010 | 1556.4 | 74.49 | 236.0961 | 236.0961 | 0 | 0 | 0 | 1329.554 | 0 | 0
2011 | 1556.11 | 0 | 0 | 0 | 0 | 0 | 0 | 135.986 | 0 | 1478.0321
2012 | 1073.6 | 0 | 0 | 0 | 0 | 0 | 0 | 0 | 0 | 1117.378
2013 | 1459.2 | 0 | 0 | 0 | 0 | 0 | 0 | 0 | 0 | 1518.7015
2014 | 1785.6 | 0 | 0 | 0 | 0 | 0 | 0 | 174.651 | 0 | 1676.6383
2015 | 1840 | 0 | 0 | 0 | 0 | 0 | 0 | 229.051 | 0 | 1676.6383
2016 | 1543.2 | 0 | 0 | 0 | 0 | 0 | 0 | 1543.2 | 0 | 0
2017 | 1344.8 | 0 | 0 | 0 | 0 | 0 | 0 | 1344.8 | 0 | 0
2018 | 1585.6 | 0 | 0 | 0 | 0 | 0 | 0 | 1585.6 | 0 | 0
2019 | 1395.2 | 0 | 0 | 0 | 0 | 0 | 0 | 1395.2 | 0 | 0
2020 | 1634.4 | 0 | 0 | 0 | 0 | 0 | 0 | 1634.4 | 0 | 0
2021 | 1428 | 0 | 0 | 0 | 0 | 0 | 0 | 1428 | 0 | 0
2022 | 1732.8 | 0 | 0 | 0 | 0 | 0 | 0 | 1732.8 | 0 | 0
2023 | 1353.618 | 72.27 | 239.414 | 239.414 | 0 | 0 | 0 | 1123.584 | 0 | 0
2024 | 1535.856 | 299.43 | 1232.2121 | 1232.2121 | 0 | 0 | 0 | 351.921 | 0 | 0
2025 | 1275.614 | 538.51 | 2224.2691 | 1327.6294 | -896.6396 | 0 | 0 | 0 | 0 | 0
2026 | 1988.333 | 753.92 | 3005.9955 | 2069.4108 | -936.5846 | 0 | 0 | 0 | 0 | 0
2027 | 1904.751 | 922.08 | 3573.403 | 1982.4206 | -1590.9824 | 0 | 0 | 0 | 0 | 0
2028 | 1672.28 | 997.28 | 3809.2046 | 1740.4702 | -1676.6383 | 0 | 392.096 | 0 | 0 | 0
2029 | 1859.284 | 647.48 | 2537.0672 | 1935.0996 | -601.9676 | 0 | 0 | 0 | 0 | 0
2030 | 1626.32 | 531.34 | 2105.0304 | 1692.6361 | -412.3943 | 0 | 0 | 0 | 0 | 0
2031 | 1494.969 | 759.29 | 3055.2159 | 1555.929 | -1499.2868 | 0 | 0 | 0 | 0 | 0
2032 | 1162.25 | 549.81 | 2278.1428 | 1209.6428 | -695.9019 | 0 | 372.5981 | 0 | 0 | 0
2033 | 1264.538 | 306.07 | 1249.0529 | 1249.0529 | 0 | 0 | 0 | 64.422 | 0 | 0
2034 | 1476.872 | 75.51 | 241.021 | 241.021 | 0 | 0 | 0 | 1245.294 | 0 | 0
2035 | 1536.546 | 0 | 0 | 0 | 0 | 0 | 0 | 118.272 | 0 | 1476.1067
2036 | 1277.6 | 0 | 0 | 0 | 0 | 0 | 0 | 0 | 0 | 1329.6964
2037 | 1460.8 | 0 | 0 | 0 | 0 | 0 | 0 | 0 | 0 | 1520.3667
2038 | 1661.6 | 0 | 0 | 0 | 0 | 0 | 0 | 50.651 | 0 | 1676.6383
2039 | 1407.2 | 0 | 0 | 0 | 0 | 0 | 0 | 0 | 0 | 1464.5811
2040 | 1428 | 0 | 0 | 0 | 0 | 0 | 0 | 1428 | 0 | 0
2041 | 1554.4 | 0 | 0 | 0 | 0 | 0 | 0 | 1554.4 | 0 | 0
2042 | 1313.6 | 0 | 0 | 0 | 0 | 0 | 0 | 1313.6 | 0 | 0
2043 | 1546.4 | 0 | 0 | 0 | 0 | 0 | 0 | 1546.4 | 0 | 0
2044 | 1344.8 | 0 | 0 | 0 | 0 | 0 | 0 | 1344.8 | 0 | 0
2045 | 1362.4 | 0 | 0 | 0 | 0 | 0 | 0 | 1362.4 | 0 | 0
2046 | 1128.8 | 0 | 0 | 0 | 0 | 0 | 0 | 1128.8 | 0 | 0
2047 | 1486.419 | 75.78 | 248.1691 | 0 | -248.1691 | 0 | 0 | 1486.419 | 0 | 0
2048 | 1323.308 | 187.22 | 760.1563 | 472.3118 | -287.8445 | 0 | 0 | 869.501 | 0 | 0
2049 | 1226.957 | 470.56 | 1923.8436 | 1276.9884 | -646.8553 | 0 | 0 | 0 | 0 | 0
2050 | 1796.019 | 757.77 | 2974.5692 | 1869.2549 | -1105.3143 | 0 | 0 | 0 | 0 | 0
2051 | 1668.541 | 882.73 | 3352.3067 | 1736.5788 | -1615.7279 | 0 | 0 | 0 | 0 | 0
2052 | 1931.97 | 963.57 | 3577.7181 | 2010.7495 | -1566.9686 | 0 | 0 | 0 | 0 | 0
2053 | 1668.96 | 764.32 | 2892.2708 | 1737.0148 | -1155.256 | 0 | 0 | 0 | 0 | 0
2054 | 1763.69 | 584.26 | 2260.7618 | 1835.6076 | -425.1542 | 0 | 0 | 0 | 0 | 0
2055 | 1579.999 | 668.07 | 2631.7113 | 1644.4263 | -987.285 | 0 | 0 | 0 | 0 | 0
2056 | 1714.12 | 504.59 | 2055.837 | 1784.0163 | -271.8207 | 0 | 0 | 0 | 0 | 0
2057 | 1622.297 | 271.09 | 1103.9457 | 1103.9457 | 0 | 0 | 0 | 561.603 | 0 | 0
2058 | 1842.205 | 54.54 | 177.1225 | 177.1225 | 0 | 0 | 0 | 1672.022 | 0 | 0
2059 | 1704.336 | 0 | 0 | 0 | 0 | 0 | 0 | 901.561 | 0 | 835.5096
2060 | 1539.2 | 0 | 0 | 0 | 0 | 0 | 0 | 0 | 0 | 1601.9636
2061 | 1760 | 0 | 0 | 0 | 0 | 0 | 0 | 149.051 | 0 | 1676.6383
2062 | 1748 | 0 | 0 | 0 | 0 | 0 | 0 | 137.051 | 0 | 1676.6383
2063 | 1951.2 | 0 | 0 | 0 | 0 | 0 | 0 | 340.251 | 0 | 1676.6383
2064 | 1534.4 | 0 | 0 | 0 | 0 | 0 | 0 | 1534.4 | 0 | 0
2065 | 1479.2 | 0 | 0 | 0 | 0 | 0 | 0 | 1479.2 | 0 | 0
2066 | 1765.6 | 0 | 0 | 0 | 0 | 0 | 0 | 1765.6 | 0 | 0
2067 | 1462.4 | 0 | 0 | 0 | 0 | 0 | 0 | 1462.4 | 0 | 0
2068 | 1915.2 | 0 | 0 | 0 | 0 | 0 | 0 | 1915.2 | 0 | 0
2069 | 1624.8 | 0 | 0 | 0 | 0 | 0 | 0 | 1624.8 | 0 | 0
2070 | 1568 | 0 | 0 | 0 | 0 | 0 | 0 | 1568 | 0 | 0
2071 | 1421.665 | 60.78 | 203.8413 | 203.8413 | 0 | 0 | 0 | 1225.81 | 0 | 0
2072 | 1488.271 | 282.88 | 1165.6596 | 1165.6596 | 0 | 0 | 0 | 368.281 | 0 | 0
2073 | 1486.483 | 515.37 | 2111.0669 | 1547.097 | -563.9699 | 0 | 0 | 0 | 0 | 0
2074 | 1803.338 | 724.33 | 2849.294 | 1876.8723 | -972.4217 | 0 | 0 | 0 | 0 | 0
2075 | 2033.628 | 885.45 | 3362.9913 | 2116.5528 | -1246.4385 | 0 | 0 | 0 | 0 | 0
2076 | 1696.775 | 878.64 | 3306.7696 | 1765.964 | -1540.8055 | 0 | 0 | 0 | 0 | 0
2077 | 1592.548 | 922.45 | 3465.6826 | 1657.487 | -1676.6383 | 0 | 131.5573 | 0 | 0 | 0
2078 | 1457.42 | 709.01 | 2740.6848 | 1516.8489 | -1223.8359 | 0 | 0 | 0 | 0 | 0
2079 | 1641.988 | 727.04 | 2861.4378 | 1708.943 | -1086.2858 | 0 | 66.209 | 0 | 0 | 0
2080 | 1955.911 | 521.94 | 2126.6879 | 2035.6668 | 0 | 0 | 91.0211 | 0 | 0 | 0
2081 | 1702.841 | 283.66 | 1148.2464 | 1148.2464 | 0 | 0 | 0 | 599.582 | 0 | 0
2082 | 1466.806 | 62.55 | 201.9013 | 201.9013 | 0 | 0 | 0 | 1272.815 | 0 | 0
2083 | 1663.509 | 0 | 0 | 0 | 0 | 0 | 0 | 52.56 | 0 | 1676.6383
2084 | 1294.4 | 0 | 0 | 0 | 0 | 0 | 0 | 0 | 0 | 1347.1815
2085 | 1368 | 0 | 0 | 0 | 0 | 0 | 0 | 0 | 0 | 1423.7827
2086 | 1146.4 | 0 | 0 | 0 | 0 | 0 | 0 | 0 | 0 | 1193.1465
2087 | 1459.2 | 0 | 0 | 0 | 0 | 0 | 0 | 0 | 0 | 1518.7015
2088 | 1268.8 | 0 | 0 | 0 | 0 | 0 | 0 | 1268.8 | 0 | 0
2089 | 923.2 | 0 | 0 | 0 | 0 | 0 | 0 | 923.2 | 0 | 0
2090 | 1351.2 | 0 | 0 | 0 | 0 | 0 | 0 | 1351.2 | 0 | 0
2091 | 1026.4 | 0 | 0 | 0 | 0 | 0 | 0 | 1026.4 | 0 | 0
2092 | 1252.8 | 0 | 0 | 0 | 0 | 0 | 0 | 1252.8 | 0 | 0
2093 | 1265.6 | 0 | 0 | 0 | 0 | 0 | 0 | 1265.6 | 0 | 0
2094 | 918.4 | 0 | 0 | 0 | 0 | 0 | 0 | 918.4 | 0 | 0
2095 | 1050.829 | 67.97 | 230.1948 | 230.1948 | 0 | 0 | 0 | 533.779 | 0 | 307.9388
2096 | 806.027 | 303.92 | 1250.5568 | 838.8942 | -411.6626 | 0 | 0 | 0 | 0 | 0
2097 | 1095.822 | 457.81 | 1892.5423 | 1140.5061 | -752.0362 | 0 | 0 | 0 | 0 | 0
2098 | 1270.332 | 776.77 | 3106.4752 | 1322.1331 | -1676.6383 | 0 | 107.7037 | 0 | 0 | 0
2099 | 1318.43 | 938.77 | 3657.3583 | 1372.1924 | -1676.6383 | 0 | 608.5276 | 0 | 0 | 0
2100 | 1137.052 | 1023.34 | 3934.2237 | 1183.4173 | -1676.6383 | 0 | 1074.168 | 0 | 0 | 0
2101 | 1338.908 | 1024.82 | 3949.954 | 1393.5054 | -1676.6383 | 0 | 879.8103 | 0 | 0 | 0
2102 | 1124.637 | 933.59 | 3655.5162 | 1170.4961 | -440.1424 | 0 | 2044.8777 | 0 | 0 | 0
2103 | 1168.045 | 782.7 | 3144.0847 | 1215.6741 | 0 | 0 | 1928.4106 | 0 | 0 | 0
2104 | 1479.406 | 568.7 | 2352.551 | 1539.7314 | 0 | 0 | 812.8196 | 0 | 0 | 0
2105 | 1301.431 | 318.95 | 1294.1383 | 1294.1383 | 0 | 0 | 0 | 57.996 | 0 | 0
2106 | 1478.389 | 78.07 | 234.5921 | 234.5921 | 0 | 0 | 0 | 1252.988 | 0 | 0
2107 | 1147.38 | 0 | 0 | 0 | 0 | 0 | 0 | 0 | 0 | 1194.1665
2108 | 1016 | 0 | 0 | 0 | 0 | 0 | 0 | 0 | 0 | 1057.4292
2109 | 1436 | 0 | 0 | 0 | 0 | 0 | 0 | 0 | 0 | 1494.5555
2110 | 1550.4 | 0 | 0 | 0 | 0 | 0 | 0 | 0 | 0 | 1613.6203
2111 | 1441.6 | 0 | 0 | 0 | 0 | 0 | 0 | 0 | 0 | 1500.3838
2112 | 1428 | 0 | 0 | 0 | 0 | 0 | 0 | 1428 | 0 | 0
2113 | 1300 | 0 | 0 | 0 | 0 | 0 | 0 | 1300 | 0 | 0
2114 | 1284 | 0 | 0 | 0 | 0 | 0 | 0 | 1284 | 0 | 0
2115 | 1629.6 | 0 | 0 | 0 | 0 | 0 | 0 | 1629.6 | 0 | 0
2116 | 1440 | 0 | 0 | 0 | 0 | 0 | 0 | 1440 | 0 | 0
2117 | 1583.2 | 0 | 0 | 0 | 0 | 0 | 0 | 1583.2 | 0 | 0
2118 | 1600 | 0 | 0 | 0 | 0 | 0 | 0 | 1600 | 0 | 0
2119 | 1140.384 | 85.2 | 281.2959 | 281.2959 | 0 | 0 | 0 | 286.666 | 0 | 607.2339
2120 | 204.826 | 321.34 | 1315.8395 | 213.1781 | -1102.6614 | 0 | 0 | 0 | 0 | 0
2121 | 307.065 | 567.78 | 2330.8998 | 319.5872 | -1676.6383 | 0 | 334.6743 | 0 | 0 | 0
2122 | 313.222 | 773.7 | 3058.9648 | 325.9942 | -1676.6383 | 0 | 1056.3322 | 0 | 0 | 0
2123 | 355.547 | 917.13 | 3526.1434 | 370.0451 | -1676.6383 | 0 | 1479.46 | 0 | 0 | 0
2124 | 311.517 | 997.11 | 3776.8301 | 324.2197 | -1676.6383 | 0 | 1775.9722 | 0 | 0 | 0
2125 | 299.716 | 668.68 | 2586.2877 | 311.9364 | -501.1798 | 0 | 1773.1714 | 0 | 0 | 0
2126 | 315.351 | 915.01 | 3523.7361 | 328.21 | 0 | 0 | 3195.5261 | 0 | 0 | 0
2127 | 283.379 | 761.48 | 3014.1021 | 294.9343 | 0 | 0 | 2719.1678 | 0 | 0 | 0
2128 | 230.684 | 549.51 | 2243.7358 | 240.0906 | 0 | 0 | 2003.6452 | 0 | 0 | 0
2129 | 250.683 | 304.05 | 1222.0125 | 260.905 | 0 | 0 | 961.1074 | 0 | 0 | 0
2130 | 298.518 | 72.87 | 223.7223 | 223.7223 | 0 | 0 | 0 | 0 | 0 | 86.9683
2131 | 256.165 | 0 | 0 | 0 | 0 | 0 | 0 | 0 | 0 | 266.6106
2132 | 318.4 | 0 | 0 | 0 | 0 | 0 | 0 | 0 | 0 | 331.3833
2133 | 298.4 | 0 | 0 | 0 | 0 | 0 | 0 | 0 | 0 | 310.5678
2134 | 237.6 | 0 | 0 | 0 | 0 | 0 | 0 | 0 | 0 | 247.2886
2135 | 305.6 | 0 | 0 | 0 | 0 | 0 | 0 | 0 | 0 | 318.0614
2136 | 168 | 0 | 0 | 0 | 0 | 0 | 0 | 0 | 0 | 174.8505
2137 | 228.8 | 0 | 0 | 0 | 0 | 0 | 0 | 0 | 0 | 238.1297
2138 | 226.4 | 0 | 0 | 0 | 0 | 0 | 0 | 0 | 0 | 235.6319
2139 | 221.6 | 0 | 0 | 0 | 0 | 0 | 0 | 0 | 0 | 230.6361
2140 | 135.2 | 0 | 0 | 0 | 0 | 0 | 0 | 0 | 0 | 140.713
2141 | 148.8 | 0 | 0 | 0 | 0 | 0 | 0 | 0 | 0 | 154.8676
2142 | 203.2 | 0 | 0 | 0 | 0 | 0 | 0 | 0 | 0 | 211.4858
2143 | 139.948 | 84.65 | 284.7388 | 145.6546 | -139.0842 | 0 | 0 | 0 | 0 | 0
2144 | 168.345 | 315.71 | 1286.4126 | 175.2096 | -1111.203 | 0 | 0 | 0 | 0 | 0
2145 | 999.188 | 559.15 | 2266.7338 | 1039.9317 | -1226.8021 | 0 | 0 | 0 | 0 | 0
2146 | 1188.218 | 687.78 | 2695.8939 | 1236.6697 | -802.8188 | 0 | 656.4054 | 0 | 0 | 0
2147 | 1369.757 | 525.43 | 2040.3201 | 1425.6113 | 0 | 0 | 614.7088 | 0 | 0 | 0
2148 | 1382.264 | 599.82 | 2298.5909 | 1438.6283 | 0 | 0 | 859.9626 | 0 | 0 | 0
2149 | 1401.945 | 780.61 | 2958.1145 | 1459.1118 | 0 | 0 | 1499.0027 | 0 | 0 | 0
2150 | 1395.96 | 638.1 | 2458.4137 | 1452.8828 | 0 | 0 | 1005.5309 | 0 | 0 | 0
2151 | 1436.28 | 550.68 | 2171.9045 | 1494.8469 | 0 | 0 | 677.0576 | 0 | 0 | 0
2152 | 1584.287 | 433.63 | 1762.467 | 1648.8891 | 0 | 0 | 113.5779 | 0 | 0 | 0
2153 | 1458.461 | 289.6 | 1167.1958 | 1167.1958 | 0 | 0 | 0 | 336.995 | 0 | 0
2154 | 1392.377 | 67.8 | 214.6831 | 214.6831 | 0 | 0 | 0 | 1186.105 | 0 | 0
2155 | 1600.335 | 0 | 0 | 0 | 0 | 0 | 0 | 0 | 0 | 1665.5915
2156 | 1251.2 | 0 | 0 | 0 | 0 | 0 | 0 | 0 | 0 | 1302.2199
2157 | 921.6 | 0 | 0 | 0 | 0 | 0 | 0 | 0 | 0 | 959.1799
2158 | 1216 | 0 | 0 | 0 | 0 | 0 | 0 | 0 | 0 | 1265.5846
2159 | 1305.6 | 0 | 0 | 0 | 0 | 0 | 0 | 0 | 0 | 1358.8382
2160 | 875.2 | 0 | 0 | 0 | 0 | 0 | 0 | 875.2 | 0 | 0
2161 | 1137.6 | 0 | 0 | 0 | 0 | 0 | 0 | 1137.6 | 0 | 0
2162 | 760 | 0 | 0 | 0 | 0 | 0 | 0 | 760 | 0 | 0
2163 | 1196.8 | 0 | 0 | 0 | 0 | 0 | 0 | 1196.8 | 0 | 0
2164 | 1156 | 0 | 0 | 0 | 0 | 0 | 0 | 1156 | 0 | 0
2165 | 1220 | 0 | 0 | 0 | 0 | 0 | 0 | 1220 | 0 | 0
2166 | 1054.4 | 0 | 0 | 0 | 0 | 0 | 0 | 1054.4 | 0 | 0
2167 | 1293.304 | 75.61 | 261.1965 | 261.1965 | 0 | 0 | 0 | 812.802 | 0 | 238.8989
2168 | 1393.785 | 243.93 | 1000.4415 | 1000.4415 | 0 | 0 | 0 | 0 | 0 | 450.1776
2169 | 1579.901 | 551.03 | 2241.2348 | 1644.3243 | -596.9105 | 0 | 0 | 0 | 0 | 0
2170 | 1649.699 | 753.44 | 2931.9296 | 1716.9684 | -1214.9612 | 0 | 0 | 0 | 0 | 0
2171 | 1676.943 | 911.3 | 3432.9429 | 1745.3234 | -1676.6383 | 0 | 10.9812 | 0 | 0 | 0
2172 | 1684.745 | 991.31 | 3677.7898 | 1753.4445 | -1676.6383 | 0 | 247.707 | 0 | 0 | 0
2173 | 1931.871 | 988.55 | 3692.6584 | 2010.6475 | -1676.6383 | 0 | 5.3725 | 0 | 0 | 0
2174 | 1728.951 | 432.11 | 1677.4772 | 1677.4772 | 0 | 0 | 0 | 0 | 0 | 121.9749
2175 | 1653.202 | 722.21 | 2839.1433 | 1720.6143 | -1118.5291 | 0 | 0 | 0 | 0 | 0
2176 | 1470.106 | 438.37 | 1763.3611 | 1530.0522 | -233.3089 | 0 | 0 | 0 | 0 | 0
2177 | 1634.306 | 276.88 | 1118.0899 | 1118.0899 | 0 | 0 | 0 | 560.022 | 0 | 0
2178 | 1538.105 | 60.12 | 190.6235 | 190.6235 | 0 | 0 | 0 | 1354.95 | 0 | 0
2179 | 1470.4 | 0 | 0 | 0 | 0 | 0 | 0 | 11.326 | 0 | 1518.5704
2180 | 1250.4 | 0 | 0 | 0 | 0 | 0 | 0 | 0 | 0 | 1301.3873
2181 | 1324.8 | 0 | 0 | 0 | 0 | 0 | 0 | 0 | 0 | 1378.8211
2182 | 1529.6 | 0 | 0 | 0 | 0 | 0 | 0 | 0 | 0 | 1591.9722
2183 | 1635.2 | 0 | 0 | 0 | 0 | 0 | 0 | 24.251 | 0 | 1676.6383
2184 | 1508 | 0 | 0 | 0 | 0 | 0 | 0 | 1508 | 0 | 0
2185 | 972 | 0 | 0 | 0 | 0 | 0 | 0 | 972 | 0 | 0
2186 | 1086.4 | 0 | 0 | 0 | 0 | 0 | 0 | 1086.4 | 0 | 0
2187 | 1562.4 | 0 | 0 | 0 | 0 | 0 | 0 | 1562.4 | 0 | 0
2188 | 1220 | 0 | 0 | 0 | 0 | 0 | 0 | 1220 | 0 | 0
2189 | 1601.6 | 0 | 0 | 0 | 0 | 0 | 0 | 1601.6 | 0 | 0
2190 | 1461.6 | 0 | 0 | 0 | 0 | 0 | 0 | 1461.6 | 0 | 0
2191 | 1554.491 | 52.85 | 187.6978 | 187.6978 | 0 | 0 | 0 | 1374.147 | 0 | 0
2192 | 1258.89 | 195.35 | 792.0676 | 792.0676 | 0 | 0 | 0 | 497.855 | 0 | 0
2193 | 1130.656 | 420.19 | 1684.8927 | 1176.7605 | -508.1322 | 0 | 0 | 0 | 0 | 0
2194 | 1493.053 | 605.43 | 2352.1046 | 1553.9349 | -798.1696 | 0 | 0 | 0 | 0 | 0
2195 | 1407.71 | 720.63 | 2740.0208 | 1465.1119 | -1274.9089 | 0 | 0 | 0 | 0 | 0
2196 | 1593.023 | 791.25 | 2974.5474 | 1657.9814 | -1316.566 | 0 | 0 | 0 | 0 | 0
2197 | 1931.914 | 755.94 | 2854.1867 | 2010.6913 | -843.4955 | 0 | 0 | 0 | 0 | 0
2198 | 1327.845 | 629.47 | 2415.8022 | 1381.9903 | -1033.8119 | 0 | 0 | 0 | 0 | 0
2199 | 1348.658 | 773.75 | 3047.332 | 1403.6519 | -1643.6801 | 0 | 0 | 0 | 0 | 0
2200 | 1472.454 | 485.18 | 1948.9774 | 1532.496 | -416.4814 | 0 | 0 | 0 | 0 | 0
2201 | 1419.53 | 312.83 | 1247.0754 | 1247.0754 | 0 | 0 | 0 | 221.314 | 0 | 0
2202 | 938.571 | 40.11 | 129.9774 | 129.9774 | 0 | 0 | 0 | 813.686 | 0 | 0
2203 | 1347.852 | 0 | 0 | 0 | 0 | 0 | 0 | 0 | 0 | 1402.8131
2204 | 1007.2 | 0 | 0 | 0 | 0 | 0 | 0 | 0 | 0 | 1048.2704
2205 | 1144 | 0 | 0 | 0 | 0 | 0 | 0 | 0 | 0 | 1190.6487
2206 | 1352 | 0 | 0 | 0 | 0 | 0 | 0 | 0 | 0 | 1407.1302
2207 | 1520.8 | 0 | 0 | 0 | 0 | 0 | 0 | 0 | 0 | 1582.8133
2208 | 1532.8 | 0 | 0 | 0 | 0 | 0 | 0 | 1532.8 | 0 | 0
2209 | 1087.2 | 0 | 0 | 0 | 0 | 0 | 0 | 1087.2 | 0 | 0
2210 | 1328.8 | 0 | 0 | 0 | 0 | 0 | 0 | 1328.8 | 0 | 0
2211 | 1067.2 | 0 | 0 | 0 | 0 | 0 | 0 | 1067.2 | 0 | 0
2212 | 1069.6 | 0 | 0 | 0 | 0 | 0 | 0 | 1069.6 | 0 | 0
2213 | 964.8 | 0 | 0 | 0 | 0 | 0 | 0 | 964.8 | 0 | 0
2214 | 1233.6 | 0 | 0 | 0 | 0 | 0 | 0 | 1233.6 | 0 | 0
2215 | 1241.187 | 94.83 | 304.9851 | 304.9851 | 0 | 0 | 0 | 555.404 | 0 | 408.762
2216 | 1139.749 | 332.6 | 1360.7563 | 1186.2243 | -174.532 | 0 | 0 | 0 | 0 | 0
2217 | 1485.342 | 576.05 | 2369.0713 | 1545.9095 | -823.1618 | 0 | 0 | 0 | 0 | 0
2218 | 1788.565 | 784.99 | 3120.0573 | 1861.4969 | -1258.5604 | 0 | 0 | 0 | 0 | 0
2219 | 1486.331 | 935.09 | 3628.4435 | 1546.9399 | -1676.6383 | 0 | 404.8653 | 0 | 0 | 0
2220 | 1635.414 | 1012.44 | 3883.1778 | 1702.1009 | -1676.6383 | 0 | 504.4385 | 0 | 0 | 0
2221 | 1839.255 | 719.66 | 2775.7403 | 1914.2539 | -861.4863 | 0 | 0 | 0 | 0 | 0
2222 | 1431.431 | 920.7 | 3591.2034 | 1489.8012 | -1676.6383 | 0 | 424.7639 | 0 | 0 | 0
2223 | 1727.174 | 768.04 | 3069.9866 | 1797.6026 | -162.739 | 0 | 1109.645 | 0 | 0 | 0
2224 | 1726.438 | 559.03 | 2301.2761 | 1796.8366 | 0 | 0 | 504.4395 | 0 | 0 | 0
2225 | 1599.501 | 312.42 | 1252.5728 | 1252.5728 | 0 | 0 | 0 | 396.003 | 0 | 0
2226 | 1633.042 | 77.24 | 221.9904 | 221.9904 | 0 | 0 | 0 | 1419.749 | 0 | 0
2227 | 1619.476 | 0 | 0 | 0 | 0 | 0 | 0 | 8.527 | 0 | 1676.6383
2228 | 1533.6 | 0 | 0 | 0 | 0 | 0 | 0 | 0 | 0 | 1596.1353
2229 | 1748.8 | 0 | 0 | 0 | 0 | 0 | 0 | 137.851 | 0 | 1676.6383
2230 | 1145.6 | 0 | 0 | 0 | 0 | 0 | 0 | 0 | 0 | 1192.3139
2231 | 1203.2 | 0 | 0 | 0 | 0 | 0 | 0 | 0 | 0 | 1252.2626
2232 | 382.4 | 0 | 0 | 0 | 0 | 0 | 0 | 382.4 | 0 | 0
2233 | 120 | 0 | 0 | 0 | 0 | 0 | 0 | 120 | 0 | 0
2234 | 126.4 | 0 | 0 | 0 | 0 | 0 | 0 | 126.4 | 0 | 0
2235 | 118.4 | 0 | 0 | 0 | 0 | 0 | 0 | 118.4 | 0 | 0
2236 | 124.8 | 0 | 0 | 0 | 0 | 0 | 0 | 124.8 | 0 | 0
2237 | 127.2 | 0 | 0 | 0 | 0 | 0 | 0 | 127.2 | 0 | 0
2238 | 104.8 | 0 | 0 | 0 | 0 | 0 | 0 | 104.8 | 0 | 0
2239 | 90.455 | 50.03 | 177.3952 | 0 | -177.3952 | 0 | 0 | 90.455 | 0 | 0
2240 | 181.636 | 194.46 | 791.5826 | 0 | -791.5826 | 0 | 0 | 181.636 | 0 | 0
2241 | 1303.888 | 212.59 | 850.6924 | 0 | -850.6924 | 0 | 0 | 1303.888 | 0 | 0
2242 | 1593.999 | 518.73 | 2051.5813 | 374.943 | -1676.6383 | 0 | 0 | 1233.746 | 0 | 0
2243 | 1722.687 | 611.28 | 2371.5286 | 862.2867 | -1509.2419 | 0 | 0 | 894.184 | 0 | 0
2244 | 1824.597 | 610.08 | 2345.3978 | 1898.9982 | -446.3996 | 0 | 0 | 0 | 0 | 0
2245 | 1538.349 | 766.06 | 2904.5187 | 1601.0779 | -1303.4408 | 0 | 0 | 0 | 0 | 0
2246 | 1462.819 | 716.29 | 2740.816 | 1522.4681 | -1218.3479 | 0 | 0 | 0 | 0 | 0
2247 | 1763.062 | 529.02 | 2075.2163 | 1834.954 | -240.2623 | 0 | 0 | 0 | 0 | 0
2248 | 1727.078 | 450.78 | 1812.211 | 1797.5027 | -14.7083 | 0 | 0 | 0 | 0 | 0
2249 | 1726.744 | 70.39 | 260.674 | 260.674 | 0 | 0 | 0 | 1476.283 | 0 | 0
2250 | 1440.062 | 19.59 | 50.3538 | 50.3538 | 0 | 0 | 0 | 1391.681 | 0 | 0
2251 | 1485.876 | 0 | 0 | 0 | 0 | 0 | 0 | 234.802 | 0 | 1302.0888
2252 | 1420 | 0 | 0 | 0 | 0 | 0 | 0 | 0 | 0 | 1477.903
2253 | 1555.2 | 0 | 0 | 0 | 0 | 0 | 0 | 0 | 0 | 1618.6161
2254 | 1828.8 | 0 | 0 | 0 | 0 | 0 | 0 | 217.851 | 0 | 1676.6383
2255 | 1337.6 | 0 | 0 | 0 | 0 | 0 | 0 | 0 | 0 | 1392.143
2256 | 1448.8 | 0 | 0 | 0 | 0 | 0 | 0 | 1448.8 | 0 | 0
2257 | 1088.8 | 0 | 0 | 0 | 0 | 0 | 0 | 1088.8 | 0 | 0
2258 | 1398.4 | 0 | 0 | 0 | 0 | 0 | 0 | 1398.4 | 0 | 0
2259 | 1239.2 | 0 | 0 | 0 | 0 | 0 | 0 | 1239.2 | 0 | 0
2260 | 1181.6 | 0 | 0 | 0 | 0 | 0 | 0 | 1181.6 | 0 | 0
2261 | 1463.2 | 0 | 0 | 0 | 0 | 0 | 0 | 1463.2 | 0 | 0
2262 | 1187.2 | 0 | 0 | 0 | 0 | 0 | 0 | 1187.2 | 0 | 0
2263 | 1184.8 | 83.53 | 296.5891 | 0 | -296.5891 | 0 | 0 | 1184.8 | 0 | 0
2264 | 1603.456 | 280.9 | 1158.1514 | 157.6402 | -1000.5112 | 0 | 0 | 1451.992 | 0 | 0
2265 | 1609.349 | 445.01 | 1810.3854 | 1674.9731 | -135.4123 | 0 | 0 | 0 | 0 | 0
2266 | 1528.207 | 610.18 | 2414.8155 | 1590.5224 | -824.2931 | 0 | 0 | 0 | 0 | 0
2267 | 1584.409 | 710.29 | 2743.268 | 1649.0161 | -1094.2519 | 0 | 0 | 0 | 0 | 0
2268 | 1411.614 | 748.29 | 2845.9969 | 1469.1751 | -1376.8218 | 0 | 0 | 0 | 0 | 0
2269 | 1807.633 | 779.54 | 2948.1335 | 1881.3425 | -1066.791 | 0 | 0 | 0 | 0 | 0
2270 | 1580.825 | 752.37 | 2873.1362 | 1645.286 | -1227.8502 | 0 | 0 | 0 | 0 | 0
2271 | 1109.428 | 584.53 | 2291.4533 | 1154.6669 | -1136.7864 | 0 | 0 | 0 | 0 | 0
2272 | 1562.899 | 440.64 | 1777.7175 | 1626.629 | -151.0885 | 0 | 0 | 0 | 0 | 0
2273 | 1288.141 | 243.19 | 985.0016 | 985.0016 | 0 | 0 | 0 | 341.731 | 0 | 0
2274 | 1690.754 | 60.78 | 200.0873 | 200.0873 | 0 | 0 | 0 | 1498.506 | 0 | 0
2275 | 1651.22 | 0 | 0 | 0 | 0 | 0 | 0 | 95.597 | 0 | 1619.0563
2276 | 1392.8 | 0 | 0 | 0 | 0 | 0 | 0 | 0 | 0 | 1449.5939
2277 | 1446.4 | 0 | 0 | 0 | 0 | 0 | 0 | 0 | 0 | 1505.3796
2278 | 1270.4 | 0 | 0 | 0 | 0 | 0 | 0 | 0 | 0 | 1322.2028
2279 | 1509.6 | 0 | 0 | 0 | 0 | 0 | 0 | 0 | 0 | 1571.1566
2280 | 1620 | 0 | 0 | 0 | 0 | 0 | 0 | 1620 | 0 | 0
2281 | 1519.2 | 0 | 0 | 0 | 0 | 0 | 0 | 1519.2 | 0 | 0
2282 | 1356.8 | 0 | 0 | 0 | 0 | 0 | 0 | 1356.8 | 0 | 0
2283 | 1847.2 | 0 | 0 | 0 | 0 | 0 | 0 | 1847.2 | 0 | 0
2284 | 1688 | 0 | 0 | 0 | 0 | 0 | 0 | 1688 | 0 | 0
2285 | 1469.6 | 0 | 0 | 0 | 0 | 0 | 0 | 1469.6 | 0 | 0
2286 | 1407.2 | 0 | 0 | 0 | 0 | 0 | 0 | 1407.2 | 0 | 0
2287 | 1298.407 | 34.3 | 113.2719 | 113.2719 | 0 | 0 | 0 | 1189.573 | 0 | 0
2288 | 341.456 | 118.01 | 468.9553 | 355.3795 | -113.5758 | 0 | 0 | 0 | 0 | 0
2289 | 276.424 | 344.97 | 1399.8208 | 287.6957 | -1112.1252 | 0 | 0 | 0 | 0 | 0
2290 | 284.243 | 599.75 | 2353.8812 | 295.8346 | -1676.6383 | 0 | 381.4083 | 0 | 0 | 0
2291 | 269.004 | 912.23 | 3461.1719 | 279.9742 | -1676.6383 | 0 | 1504.5594 | 0 | 0 | 0
2292 | 333.853 | 858.81 | 3188.5935 | 347.4675 | -1676.6383 | 0 | 1164.4877 | 0 | 0 | 0
2293 | 211.973 | 746.35 | 2795.7086 | 220.6166 | -1676.6383 | 0 | 898.4537 | 0 | 0 | 0
2294 | 211.252 | 821.02 | 3043.7424 | 219.8672 | -378.1392 | 0 | 2445.736 | 0 | 0 | 0
2295 | 343.658 | 607.31 | 2345.0595 | 357.6713 | 0 | 0 | 1987.3883 | 0 | 0 | 0
2296 | 393.167 | 313.99 | 1247.7457 | 409.1991 | 0 | 0 | 838.5466 | 0 | 0 | 0
2297 | 317.159 | 253.68 | 1018.8799 | 330.0917 | 0 | 0 | 688.7882 | 0 | 0 | 0
2298 | 348.83 | 62.6 | 202.7954 | 202.7954 | 0 | 0 | 0 | 0 | 0 | 160.2588
2299 | 281.691 | 0 | 0 | 0 | 0 | 0 | 0 | 0 | 0 | 293.1775
2300 | 266.4 | 0 | 0 | 0 | 0 | 0 | 0 | 0 | 0 | 277.2629
2301 | 309.6 | 0 | 0 | 0 | 0 | 0 | 0 | 0 | 0 | 322.2245
2302 | 292 | 0 | 0 | 0 | 0 | 0 | 0 | 0 | 0 | 303.9068
2303 | 243.2 | 0 | 0 | 0 | 0 | 0 | 0 | 0 | 0 | 253.1169
2304 | 139.2 | 0 | 0 | 0 | 0 | 0 | 0 | 0 | 0 | 144.8761
2305 | 142.4 | 0 | 0 | 0 | 0 | 0 | 0 | 0 | 0 | 148.2066
2306 | 124 | 0 | 0 | 0 | 0 | 0 | 0 | 0 | 0 | 129.0563
2307 | 118.4 | 0 | 0 | 0 | 0 | 0 | 0 | 0 | 0 | 123.228
2308 | 115.2 | 0 | 0 | 0 | 0 | 0 | 0 | 0 | 0 | 119.8975
2309 | 101.6 | 0 | 0 | 0 | 0 | 0 | 0 | 0 | 0 | 105.7429
2310 | 99.2 | 0 | 0 | 0 | 0 | 0 | 0 | 0 | 0 | 103.2451
2311 | 81.795 | 79.16 | 285.0011 | 85.1303 | -199.8708 | 0 | 0 | 0 | 0 | 0
2312 | 89.489 | 265.15 | 1092.2151 | 93.1381 | -999.077 | 0 | 0 | 0 | 0 | 0
2313 | 89.121 | 559 | 2296.0566 | 92.754 | -1565.6988 | 0 | 637.6038 | 0 | 0 | 0
2314 | 88.082 | 761.4 | 3027.348 | 91.6737 | 0 | 0 | 2935.6743 | 0 | 0 | 0
2315 | 84.446 | 900.54 | 3493.3496 | 87.8894 | 0 | 0 | 3405.4602 | 0 | 0 | 0
2316 | 92.13 | 590.69 | 2301.859 | 95.8868 | 0 | 0 | 2205.9722 | 0 | 0 | 0
2317 | 88.264 | 194.27 | 751.777 | 91.8631 | 0 | 0 | 659.9139 | 0 | 0 | 0
2318 | 92.708 | 236.6 | 926.36 | 96.4883 | 0 | 0 | 829.8717 | 0 | 0 | 0
2319 | 86.801 | 226.85 | 894.9286 | 90.3405 | 0 | 0 | 804.5881 | 0 | 0 | 0
2320 | 98.247 | 46.09 | 157.3009 | 102.2532 | 0 | 0 | 55.0477 | 0 | 0 | 0
2321 | 88.18 | 112.12 | 437.8121 | 91.7757 | 0 | 0 | 346.0364 | 0 | 0 | 0
2322 | 94.896 | 28.42 | 85.0606 | 85.0606 | 0 | 0 | 0 | 0 | 0 | 13.7049
2323 | 102.069 | 0 | 0 | 0 | 0 | 0 | 0 | 0 | 0 | 106.231
2324 | 104.8 | 0 | 0 | 0 | 0 | 0 | 0 | 0 | 0 | 109.0734
2325 | 103.2 | 0 | 0 | 0 | 0 | 0 | 0 | 0 | 0 | 107.4082
2326 | 111.2 | 0 | 0 | 0 | 0 | 0 | 0 | 0 | 0 | 115.7344
2327 | 101.6 | 0 | 0 | 0 | 0 | 0 | 0 | 0 | 0 | 105.7429
2328 | 107.2 | 0 | 0 | 0 | 0 | 0 | 0 | 0 | 0 | 111.5713
2329 | 96.8 | 0 | 0 | 0 | 0 | 0 | 0 | 0 | 0 | 100.7472
2330 | 103.2 | 0 | 0 | 0 | 0 | 0 | 0 | 0 | 0 | 107.4082
2331 | 100 | 0 | 0 | 0 | 0 | 0 | 0 | 0 | 0 | 104.0777
2332 | 101.6 | 0 | 0 | 0 | 0 | 0 | 0 | 0 | 0 | 105.7429
2333 | 96 | 0 | 0 | 0 | 0 | 0 | 0 | 0 | 0 | 99.9146
2334 | 101.6 | 0 | 0 | 0 | 0 | 0 | 0 | 0 | 0 | 105.7429
2335 | 90.638 | 79.4 | 287.7415 | 94.3339 | -193.4076 | 0 | 0 | 0 | 0 | 0
2336 | 142.371 | 270.3 | 1113.2731 | 148.1764 | -965.0967 | 0 | 0 | 0 | 0 | 0
2337 | 876.805 | 489.22 | 1990.3899 | 912.5583 | -280.5757 | 0 | 797.2558 | 0 | 0 | 0
2338 | 1186.13 | 558.68 | 2215.2622 | 1234.4966 | 0 | 0 | 980.7656 | 0 | 0 | 0
2339 | 1409.196 | 607.38 | 2373.6694 | 1466.6585 | 0 | 0 | 907.011 | 0 | 0 | 0
2340 | 1645.065 | 985.6 | 3779.0314 | 1712.1455 | 0 | 0 | 2066.8859 | 0 | 0 | 0
2341 | 1551.507 | 508.85 | 1987.5683 | 1614.7725 | 0 | 0 | 372.7958 | 0 | 0 | 0
2342 | 1454.836 | 642.64 | 2512.7349 | 1514.1595 | 0 | 0 | 998.5754 | 0 | 0 | 0
2343 | 1456.702 | 402.07 | 1604.8664 | 1516.1016 | 0 | 0 | 88.7647 | 0 | 0 | 0
2344 | 1631.387 | 192.85 | 768.3941 | 768.3941 | 0 | 0 | 0 | 893.098 | 0 | 0
2345 | 1631.553 | 217.44 | 883.759 | 883.759 | 0 | 0 | 0 | 782.419 | 0 | 0
2346 | 1765.931 | 52.23 | 174.0543 | 174.0543 | 0 | 0 | 0 | 1598.696 | 0 | 0
2347 | 1730.86 | 0 | 0 | 0 | 0 | 0 | 0 | 943.285 | 0 | 819.6898
2348 | 1846.4 | 0 | 0 | 0 | 0 | 0 | 0 | 235.451 | 0 | 1676.6383
2349 | 1725.6 | 0 | 0 | 0 | 0 | 0 | 0 | 114.651 | 0 | 1676.6383
2350 | 1554.4 | 0 | 0 | 0 | 0 | 0 | 0 | 0 | 0 | 1617.7834
2351 | 1998.4 | 0 | 0 | 0 | 0 | 0 | 0 | 387.451 | 0 | 1676.6383
2352 | 1700.8 | 0 | 0 | 0 | 0 | 0 | 0 | 1700.8 | 0 | 0
2353 | 1940.8 | 0 | 0 | 0 | 0 | 0 | 0 | 1940.8 | 0 | 0
2354 | 1621.6 | 0 | 0 | 0 | 0 | 0 | 0 | 1621.6 | 0 | 0
2355 | 1272.8 | 0 | 0 | 0 | 0 | 0 | 0 | 1272.8 | 0 | 0
2356 | 1277.6 | 0 | 0 | 0 | 0 | 0 | 0 | 1277.6 | 0 | 0
2357 | 1742.4 | 0 | 0 | 0 | 0 | 0 | 0 | 1742.4 | 0 | 0
2358 | 1696 | 0 | 0 | 0 | 0 | 0 | 0 | 1696 | 0 | 0
2359 | 1093.028 | 97.44 | 341.6964 | 341.6964 | 0 | 0 | 0 | 764.719 | 0 | 0
2360 | 1153.367 | 332.82 | 1354.3108 | 1200.3976 | -153.9132 | 0 | 0 | 0 | 0 | 0
2361 | 1724.16 | 579.52 | 2306.7413 | 1794.4657 | -512.2755 | 0 | 0 | 0 | 0 | 0
2362 | 2138.256 | 789.18 | 2965.1981 | 2225.4472 | -739.7508 | 0 | 0 | 0 | 0 | 0
2363 | 1900.048 | 943.98 | 3416.9847 | 1977.5259 | -1439.4588 | 0 | 0 | 0 | 0 | 0
2364 | 2133.191 | 1016.44 | 3643.8834 | 2220.1757 | -1423.7077 | 0 | 0 | 0 | 0 | 0
2365 | 1700.026 | 1008.05 | 3661.0469 | 1769.3486 | -1676.6383 | 0 | 215.0599 | 0 | 0 | 0
2366 | 1540.681 | 917.65 | 3446.0848 | 1603.505 | -1676.6383 | 0 | 165.9415 | 0 | 0 | 0
2367 | 1354.534 | 758.21 | 2961.2098 | 1409.7686 | -688.0117 | 0 | 863.4295 | 0 | 0 | 0
2368 | 1652.807 | 544.14 | 2211.2198 | 1720.2032 | 0 | 0 | 491.0166 | 0 | 0 | 0
2369 | 1811.042 | 298.25 | 1189.3924 | 1189.3924 | 0 | 0 | 0 | 668.249 | 0 | 0
2370 | 1517.038 | 71.12 | 214.6779 | 214.6779 | 0 | 0 | 0 | 1310.771 | 0 | 0
2371 | 1866.297 | 0 | 0 | 0 | 0 | 0 | 0 | 1135.272 | 0 | 760.8339
2372 | 1745.6 | 0 | 0 | 0 | 0 | 0 | 0 | 134.651 | 0 | 1676.6383
2373 | 2057.6 | 0 | 0 | 0 | 0 | 0 | 0 | 446.651 | 0 | 1676.6383
2374 | 1675.2 | 0 | 0 | 0 | 0 | 0 | 0 | 64.251 | 0 | 1676.6383
2375 | 1663.2 | 0 | 0 | 0 | 0 | 0 | 0 | 52.251 | 0 | 1676.6383
2376 | 1429.6 | 0 | 0 | 0 | 0 | 0 | 0 | 1429.6 | 0 | 0
2377 | 1479.2 | 0 | 0 | 0 | 0 | 0 | 0 | 1479.2 | 0 | 0
2378 | 1613.6 | 0 | 0 | 0 | 0 | 0 | 0 | 1613.6 | 0 | 0
2379 | 1020.8 | 0 | 0 | 0 | 0 | 0 | 0 | 1020.8 | 0 | 0
2380 | 1254.4 | 0 | 0 | 0 | 0 | 0 | 0 | 1254.4 | 0 | 0
2381 | 1267.2 | 0 | 0 | 0 | 0 | 0 | 0 | 1267.2 | 0 | 0
2382 | 1392 | 0 | 0 | 0 | 0 | 0 | 0 | 1392 | 0 | 0
2383 | 1293.522 | 104.26 | 352.7952 | 352.7952 | 0 | 0 | 0 | 954.549 | 0 | 0
2384 | 650.269 | 340.09 | 1399.135 | 676.7849 | -722.3501 | 0 | 0 | 0 | 0 | 0
2385 | 1468.701 | 582.57 | 2398.4649 | 1528.5899 | -869.875 | 0 | 0 | 0 | 0 | 0
2386 | 1476.864 | 785.28 | 3127.4677 | 1537.0858 | -1590.3819 | 0 | 0 | 0 | 0 | 0
2387 | 1368.496 | 906.82 | 3531.4504 | 1424.2989 | -1676.6383 | 0 | 430.5132 | 0 | 0 | 0
2388 | 1103.419 | 980.41 | 3778.2414 | 1148.4129 | -1676.6383 | 0 | 953.1902 | 0 | 0 | 0
2389 | 1738.664 | 975.3 | 3766.8002 | 1809.5622 | -1676.6383 | 0 | 280.5997 | 0 | 0 | 0
2390 | 1353.651 | 882.48 | 3460.3268 | 1408.8485 | -97.8726 | 0 | 1953.6057 | 0 | 0 | 0
2391 | 1671.773 | 734.34 | 2946.5369 | 1739.9425 | 0 | 0 | 1206.5944 | 0 | 0 | 0
2392 | 1643.7 | 527.6 | 2175.1028 | 1710.7248 | 0 | 0 | 464.378 | 0 | 0 | 0
2393 | 1554.145 | 290.62 | 1169.5656 | 1169.5656 | 0 | 0 | 0 | 430.402 | 0 | 0
2394 | 1624.376 | 67.8 | 212.6297 | 212.6297 | 0 | 0 | 0 | 1420.077 | 0 | 0
2395 | 1597.412 | 0 | 0 | 0 | 0 | 0 | 0 | 561.037 | 0 | 1078.635
2396 | 1305.6 | 0 | 0 | 0 | 0 | 0 | 0 | 0 | 0 | 1358.8382
2397 | 1634.4 | 0 | 0 | 0 | 0 | 0 | 0 | 23.451 | 0 | 1676.6383
2398 | 1851.2 | 0 | 0 | 0 | 0 | 0 | 0 | 240.251 | 0 | 1676.6383
2399 | 1613.6 | 0 | 0 | 0 | 0 | 0 | 0 | 2.651 | 0 | 1676.6383
2400 | 1363.2 | 0 | 0 | 0 | 0 | 0 | 0 | 1363.2 | 0 | 0
2401 | 1245.6 | 0 | 0 | 0 | 0 | 0 | 0 | 1245.6 | 0 | 0
2402 | 1235.2 | 0 | 0 | 0 | 0 | 0 | 0 | 1235.2 | 0 | 0
2403 | 1324 | 0 | 0 | 0 | 0 | 0 | 0 | 1324 | 0 | 0
2404 | 1393.6 | 0 | 0 | 0 | 0 | 0 | 0 | 1393.6 | 0 | 0
2405 | 1192 | 0 | 0 | 0 | 0 | 0 | 0 | 1192 | 0 | 0
2406 | 1108 | 0 | 0 | 0 | 0 | 0 | 0 | 1108 | 0 | 0
2407 | 1071.458 | 97.02 | 348.1045 | 0 | -348.1045 | 0 | 0 | 1071.458 | 0 | 0
2408 | 700.377 | 328.02 | 1351.8421 | 0 | -1351.8421 | 0 | 0 | 700.377 | 0 | 0
2409 | 1179.725 | 386.24 | 1563.4643 | 0 | -1563.4643 | 0 | 0 | 1179.725 | 0 | 0
2410 | 1627.857 | 368.74 | 1452.0335 | 262.128 | -1189.9055 | 0 | 0 | 1375.999 | 0 | 0
2411 | 1504.309 | 581.29 | 2219.9321 | 1565.6499 | -654.2822 | 0 | 0 | 0 | 0 | 0
2412 | 1607.655 | 621.67 | 2331.2859 | 1673.21 | -658.0759 | 0 | 0 | 0 | 0 | 0
2413 | 1708.11 | 987.25 | 3612.0544 | 1777.7612 | -1676.6383 | 0 | 157.6548 | 0 | 0 | 0
2414 | 1747.615 | 685.98 | 2587.7375 | 1818.8771 | -768.8603 | 0 | 0 | 0 | 0 | 0
2415 | 1656.806 | 468.88 | 1823.5877 | 1724.3652 | -99.2225 | 0 | 0 | 0 | 0 | 0
2416 | 1940.668 | 274.14 | 1086.1672 | 1086.1672 | 0 | 0 | 0 | 897.056 | 0 | 0
2417 | 1471.768 | 282.34 | 1122.9825 | 1122.9825 | 0 | 0 | 0 | 392.783 | 0 | 0
2418 | 1831.384 | 62.93 | 198.3606 | 198.3606 | 0 | 0 | 0 | 1640.795 | 0 | 0
2419 | 1741.725 | 0 | 0 | 0 | 0 | 0 | 0 | 732.55 | 0 | 1050.3259
2420 | 1332.8 | 0 | 0 | 0 | 0 | 0 | 0 | 0 | 0 | 1387.1473
2421 | 1913.6 | 0 | 0 | 0 | 0 | 0 | 0 | 302.651 | 0 | 1676.6383
2422 | 1916 | 0 | 0 | 0 | 0 | 0 | 0 | 305.051 | 0 | 1676.6383
2423 | 1797.6 | 0 | 0 | 0 | 0 | 0 | 0 | 186.651 | 0 | 1676.6383
2424 | 1308 | 0 | 0 | 0 | 0 | 0 | 0 | 1308 | 0 | 0
2425 | 1379.2 | 0 | 0 | 0 | 0 | 0 | 0 | 1379.2 | 0 | 0
2426 | 1590.4 | 0 | 0 | 0 | 0 | 0 | 0 | 1590.4 | 0 | 0
2427 | 1549.6 | 0 | 0 | 0 | 0 | 0 | 0 | 1549.6 | 0 | 0
2428 | 934.4 | 0 | 0 | 0 | 0 | 0 | 0 | 934.4 | 0 | 0
2429 | 1459.2 | 0 | 0 | 0 | 0 | 0 | 0 | 1459.2 | 0 | 0
2430 | 1591.2 | 0 | 0 | 0 | 0 | 0 | 0 | 1591.2 | 0 | 0
2431 | 966.93 | 95.97 | 340.1821 | 340.1821 | 0 | 0 | 0 | 640.076 | 0 | 0
2432 | 1477.577 | 321.15 | 1307.046 | 1307.046 | 0 | 0 | 0 | 221.74 | 0 | 0
2433 | 1354.983 | 553.21 | 2212.2002 | 1410.2349 | -801.9654 | 0 | 0 | 0 | 0 | 0
2434 | 1698.036 | 751.57 | 2880.2519 | 1767.2765 | -1112.9755 | 0 | 0 | 0 | 0 | 0
2435 | 1687.35 | 905.08 | 3351.6853 | 1756.1547 | -1595.5306 | 0 | 0 | 0 | 0 | 0
2436 | 1799.841 | 973.93 | 3550.4383 | 1873.2327 | -1676.6383 | 0 | 0.56722 | 0 | 0 | 0
2437 | 1492.56 | 966.45 | 3551.0544 | 1553.4229 | -1676.6383 | 0 | 320.9933 | 0 | 0 | 0
2438 | 1614.825 | 872.66 | 3301.4356 | 1680.6734 | -1446.6464 | 0 | 174.1157 | 0 | 0 | 0
2439 | 1802.673 | 721.65 | 2830.5132 | 1876.1802 | 0 | 0 | 954.333 | 0 | 0 | 0
2440 | 1703.159 | 399.91 | 1606.3266 | 1606.3266 | 0 | 0 | 0 | 159.767 | 0 | 0
2441 | 1953.342 | 159.24 | 631.9222 | 631.9222 | 0 | 0 | 0 | 1346.178 | 0 | 0
2442 | 1610.257 | 35.22 | 111.0717 | 111.0717 | 0 | 0 | 0 | 1503.537 | 0 | 0
2443 | 1843.247 | 0 | 0 | 0 | 0 | 0 | 0 | 1112.222 | 0 | 760.8339
2444 | 1636 | 0 | 0 | 0 | 0 | 0 | 0 | 25.051 | 0 | 1676.6383
2445 | 1706.4 | 0 | 0 | 0 | 0 | 0 | 0 | 95.451 | 0 | 1676.6383
2446 | 2003.2 | 0 | 0 | 0 | 0 | 0 | 0 | 392.251 | 0 | 1676.6383
2447 | 1822.4 | 0 | 0 | 0 | 0 | 0 | 0 | 211.451 | 0 | 1676.6383
2448 | 1698.4 | 0 | 0 | 0 | 0 | 0 | 0 | 1698.4 | 0 | 0
2449 | 1377.6 | 0 | 0 | 0 | 0 | 0 | 0 | 1377.6 | 0 | 0
2450 | 1225.6 | 0 | 0 | 0 | 0 | 0 | 0 | 1225.6 | 0 | 0
2451 | 1188 | 0 | 0 | 0 | 0 | 0 | 0 | 1188 | 0 | 0
2452 | 1199.2 | 0 | 0 | 0 | 0 | 0 | 0 | 1199.2 | 0 | 0
2453 | 1212 | 0 | 0 | 0 | 0 | 0 | 0 | 1212 | 0 | 0
2454 | 1070.4 | 0 | 0 | 0 | 0 | 0 | 0 | 1070.4 | 0 | 0
2455 | 974.019 | 58.68 | 213.6215 | 213.6215 | 0 | 0 | 0 | 768.767 | 0 | 0
2456 | 196.406 | 205.62 | 834.3096 | 204.4148 | -629.8948 | 0 | 0 | 0 | 0 | 0
2457 | 173.54 | 542.78 | 2164.0747 | 180.6164 | -1676.6383 | 0 | 306.82 | 0 | 0 | 0
2458 | 0 | 745.51 | 2843.9215 | 0 | -1676.6383 | 0 | 1167.2832 | 0 | 0 | 0
2459 | 0 | 891.18 | 3303.9085 | 0 | -1676.6383 | 0 | 1627.2701 | 0 | 0 | 0
2460 | 0 | 721.5 | 2701.3039 | 0 | -1676.6383 | 0 | 1024.6656 | 0 | 0 | 0
2461 | 0 | 795.66 | 2984.4691 | 0.0010408 | -973.9464 | 0 | 2010.5216 | 0 | 0 | 0
2462 | 267.984 | 534.78 | 2068.624 | 278.9115 | 0 | 0 | 1789.7125 | 0 | 0 | 0
2463 | 256.129 | 721.8 | 2860.931 | 266.5731 | 0 | 0 | 2594.3578 | 0 | 0 | 0
2464 | 126.647 | 513.79 | 2100.1866 | 131.8113 | 0 | 0 | 1968.3754 | 0 | 0 | 0
2465 | 227.812 | 278.45 | 1118.6612 | 237.1014 | 0 | 0 | 881.5598 | 0 | 0 | 0
2466 | 353.747 | 61.88 | 198.2024 | 198.2024 | 0 | 0 | 0 | 0 | 0 | 169.9693
2467 | 216.663 | 0 | 0 | 0 | 0 | 0 | 0 | 0 | 0 | 225.4978
2468 | 193.6 | 0 | 0 | 0 | 0 | 0 | 0 | 0 | 0 | 201.4944
2469 | 127.2 | 0 | 0 | 0 | 0 | 0 | 0 | 0 | 0 | 132.3868
2470 | 117.6 | 0 | 0 | 0 | 0 | 0 | 0 | 0 | 0 | 122.3954
2471 | 128.8 | 0 | 0 | 0 | 0 | 0 | 0 | 0 | 0 | 134.0521
2472 | 140.8 | 0 | 0 | 0 | 0 | 0 | 0 | 0 | 0 | 146.5414
2473 | 108.8 | 0 | 0 | 0 | 0 | 0 | 0 | 0 | 0 | 113.2365
2474 | 100 | 0 | 0 | 0 | 0 | 0 | 0 | 0 | 0 | 104.0777
2475 | 89.6 | 0 | 0 | 0 | 0 | 0 | 0 | 0 | 0 | 93.2536
2476 | 99.2 | 0 | 0 | 0 | 0 | 0 | 0 | 0 | 0 | 103.2451
2477 | 91.2 | 0 | 0 | 0 | 0 | 0 | 0 | 0 | 0 | 94.9188
2478 | 98.4 | 0 | 0 | 0 | 0 | 0 | 0 | 0 | 0 | 102.4124
2479 | 64.271 | 92.42 | 335.0666 | 66.8918 | -268.1749 | 0 | 0 | 0 | 0 | 0
2480 | 44.716 | 317.64 | 1303.0848 | 46.5394 | -1256.5454 | 0 | 0 | 0 | 0 | 0
2481 | 503.248 | 463.77 | 1875.919 | 523.7688 | -415.5863 | 0 | 936.5638 | 0 | 0 | 0
2482 | 593.572 | 619.03 | 2427.0145 | 617.776 | 0 | 0 | 1809.2385 | 0 | 0 | 0
2483 | 451.248 | 468.83 | 1826.2739 | 469.6484 | 0 | 0 | 1356.6255 | 0 | 0 | 0
2484 | 445.515 | 977.16 | 3725.2118 | 463.6817 | 0 | 0 | 3261.5301 | 0 | 0 | 0
2485 | 1718.709 | 653.08 | 2532.1798 | 1788.7924 | 0 | 0 | 743.3873 | 0 | 0 | 0
2486 | 1825.482 | 674.33 | 2640.3581 | 1899.9193 | 0 | 0 | 740.4388 | 0 | 0 | 0
2487 | 1311.2 | 499.71 | 1997.0425 | 1364.6665 | 0 | 0 | 632.376 | 0 | 0 | 0
2488 | 1571.2 | 442.18 | 1806.6209 | 1635.2685 | 0 | 0 | 171.3525 | 0 | 0 | 0
2489 | 1255.2 | 273.76 | 1106.1626 | 1106.1626 | 0 | 0 | 0 | 192.376 | 0 | 0
2490 | 1663.487 | 59.72 | 190.8306 | 190.8306 | 0 | 0 | 0 | 1480.133 | 0 | 0
2491 | 1610.935 | 0 | 0 | 0 | 0 | 0 | 0 | 0 | 0 | 1676.6238
2492 | 1180.8 | 0 | 0 | 0 | 0 | 0 | 0 | 0 | 0 | 1228.9492
2493 | 1295.2 | 0 | 0 | 0 | 0 | 0 | 0 | 0 | 0 | 1348.0141
2494 | 1408 | 0 | 0 | 0 | 0 | 0 | 0 | 0 | 0 | 1465.4137
2495 | 1508 | 0 | 0 | 0 | 0 | 0 | 0 | 0 | 0 | 1569.4914
2496 | 1367.2 | 0 | 0 | 0 | 0 | 0 | 0 | 1367.2 | 0 | 0
2497 | 1770.4 | 0 | 0 | 0 | 0 | 0 | 0 | 1770.4 | 0 | 0
2498 | 1622.4 | 0 | 0 | 0 | 0 | 0 | 0 | 1622.4 | 0 | 0
2499 | 1314.4 | 0 | 0 | 0 | 0 | 0 | 0 | 1314.4 | 0 | 0
2500 | 1200.8 | 0 | 0 | 0 | 0 | 0 | 0 | 1200.8 | 0 | 0
2501 | 1348 | 0 | 0 | 0 | 0 | 0 | 0 | 1348 | 0 | 0
2502 | 1156 | 0 | 0 | 0 | 0 | 0 | 0 | 1156 | 0 | 0
2503 | 1375.182 | 102.64 | 366.3295 | 0 | -366.3295 | 0 | 0 | 1375.182 | 0 | 0
2504 | 1228.928 | 331.06 | 1359.3336 | 468.4765 | -890.8571 | 0 | 0 | 778.805 | 0 | 0
2505 | 1763.437 | 565.97 | 2314.315 | 1835.3443 | -478.9707 | 0 | 0 | 0 | 0 | 0
2506 | 1786.454 | 111.22 | 419.7182 | 419.7182 | 0 | 0 | 0 | 1383.18 | 0 | 0
2507 | 1601.327 | 903.17 | 3477.8275 | 1666.624 | -1676.6383 | 0 | 134.5652 | 0 | 0 | 0
2508 | 1886.909 | 975.44 | 3693.8407 | 1963.8521 | -1676.6383 | 0 | 53.3502 | 0 | 0 | 0
2509 | 1830.371 | 452.51 | 1752.3548 | 1752.3548 | 0 | 0 | 0 | 146.672 | 0 | 0
2510 | 1393.734 | 892.15 | 3430.4586 | 1450.566 | -1676.6383 | 0 | 303.2543 | 0 | 0 | 0
2511 | 1534.199 | 504.69 | 1990.4117 | 1596.7587 | -393.653 | 0 | 0 | 0 | 0 | 0
2512 | 1641.378 | 404.03 | 1632.245 | 1632.245 | 0 | 0 | 0 | 73.083 | 0 | 0
2513 | 1522.665 | 231.4 | 934.9464 | 934.9464 | 0 | 0 | 0 | 624.349 | 0 | 0
2514 | 1554.326 | 64.93 | 206.0311 | 206.0311 | 0 | 0 | 0 | 1356.367 | 0 | 0
2515 | 1267.674 | 0 | 0 | 0 | 0 | 0 | 0 | 0 | 0 | 1319.3657
2516 | 1214.4 | 0 | 0 | 0 | 0 | 0 | 0 | 0 | 0 | 1263.9193
2517 | 1422.4 | 0 | 0 | 0 | 0 | 0 | 0 | 0 | 0 | 1480.4009
2518 | 1226.4 | 0 | 0 | 0 | 0 | 0 | 0 | 0 | 0 | 1276.4087
2519 | 1222.4 | 0 | 0 | 0 | 0 | 0 | 0 | 0 | 0 | 1272.2456
2520 | 1440.8 | 0 | 0 | 0 | 0 | 0 | 0 | 1440.8 | 0 | 0
2521 | 1159.2 | 0 | 0 | 0 | 0 | 0 | 0 | 1159.2 | 0 | 0
2522 | 1145.6 | 0 | 0 | 0 | 0 | 0 | 0 | 1145.6 | 0 | 0
2523 | 1368.8 | 0 | 0 | 0 | 0 | 0 | 0 | 1368.8 | 0 | 0
2524 | 864.8 | 0 | 0 | 0 | 0 | 0 | 0 | 864.8 | 0 | 0
2525 | 943.2 | 0 | 0 | 0 | 0 | 0 | 0 | 943.2 | 0 | 0
2526 | 1092 | 0 | 0 | 0 | 0 | 0 | 0 | 1092 | 0 | 0
2527 | 1156.517 | 91.39 | 336.7329 | 336.7329 | 0 | 0 | 0 | 832.977 | 0 | 0
2528 | 715.847 | 332.81 | 1361.1976 | 745.0369 | -616.1607 | 0 | 0 | 0 | 0 | 0
2529 | 1374.694 | 473.93 | 1903.4663 | 1430.7496 | -472.7167 | 0 | 0 | 0 | 0 | 0
2530 | 1474.584 | 654.37 | 2538.5222 | 1534.7128 | -1003.8094 | 0 | 0 | 0 | 0 | 0
2531 | 1171.084 | 907.03 | 3430.4367 | 1218.837 | -1676.6383 | 0 | 534.9614 | 0 | 0 | 0
2532 | 1452.682 | 972.61 | 3630.8404 | 1511.9177 | -1676.6383 | 0 | 442.2843 | 0 | 0 | 0
2533 | 1536.423 | 804.98 | 3027.9527 | 1599.0734 | -1428.8793 | 0 | 0 | 0 | 0 | 0
2534 | 1489.362 | 723.63 | 2781.4396 | 1550.0934 | -1231.3461 | 0 | 0 | 0 | 0 | 0
2535 | 1094.152 | 590.88 | 2337.3068 | 1138.768 | -204.2067 | 0 | 994.3321 | 0 | 0 | 0
2536 | 1400.201 | 416.34 | 1691.9648 | 1457.2967 | 0 | 0 | 234.6681 | 0 | 0 | 0
2537 | 1681.075 | 221.86 | 899.4882 | 899.4882 | 0 | 0 | 0 | 816.828 | 0 | 0
2538 | 1647.588 | 53.62 | 177.3515 | 177.3515 | 0 | 0 | 0 | 1477.185 | 0 | 0
2539 | 1122.777 | 0 | 0 | 0 | 0 | 0 | 0 | 0 | 0 | 1168.5602
2540 | 1656 | 0 | 0 | 0 | 0 | 0 | 0 | 45.051 | 0 | 1676.6383
2541 | 1400.8 | 0 | 0 | 0 | 0 | 0 | 0 | 0 | 0 | 1457.9201
2542 | 1624.8 | 0 | 0 | 0 | 0 | 0 | 0 | 13.851 | 0 | 1676.6383
2543 | 1046.4 | 0 | 0 | 0 | 0 | 0 | 0 | 0 | 0 | 1089.0688
2544 | 1645.6 | 0 | 0 | 0 | 0 | 0 | 0 | 1645.6 | 0 | 0
2545 | 1430.4 | 0 | 0 | 0 | 0 | 0 | 0 | 1430.4 | 0 | 0
2546 | 1149.6 | 0 | 0 | 0 | 0 | 0 | 0 | 1149.6 | 0 | 0
2547 | 1410.4 | 0 | 0 | 0 | 0 | 0 | 0 | 1410.4 | 0 | 0
2548 | 1274.4 | 0 | 0 | 0 | 0 | 0 | 0 | 1274.4 | 0 | 0
2549 | 1276.8 | 0 | 0 | 0 | 0 | 0 | 0 | 1276.8 | 0 | 0
2550 | 1566.4 | 0 | 0 | 0 | 0 | 0 | 0 | 1566.4 | 0 | 0
2551 | 1491.966 | 36.26 | 122.131 | 122.131 | 0 | 0 | 0 | 1374.62 | 0 | 0
2552 | 1493.014 | 124.33 | 492.8141 | 492.8141 | 0 | 0 | 0 | 636.561 | 0 | 398.5624
2553 | 1539.824 | 426.25 | 1725.4456 | 1602.6131 | -122.8325 | 0 | 0 | 0 | 0 | 0
2554 | 1782.499 | 755.01 | 2976.5956 | 1855.1836 | -1121.412 | 0 | 0 | 0 | 0 | 0
2555 | 1835.337 | 904.09 | 3465.1758 | 1910.1762 | -1554.9996 | 0 | 0 | 0 | 0 | 0
2556 | 1632.697 | 974.69 | 3679.2927 | 1699.2731 | -1676.6383 | 0 | 303.3812 | 0 | 0 | 0
2557 | 1766.248 | 966.17 | 3643.0612 | 1838.2699 | -1676.6383 | 0 | 128.1529 | 0 | 0 | 0
2558 | 1904.871 | 878.42 | 3365.307 | 1982.5455 | -1382.7615 | 0 | 0 | 0 | 0 | 0
2559 | 1996.523 | 725.12 | 2853.0481 | 2077.9348 | -775.1133 | 0 | 0 | 0 | 0 | 0
2560 | 1909.872 | 447.53 | 1799.0753 | 1799.0753 | 0 | 0 | 0 | 181.283 | 0 | 0
2561 | 1550.773 | 64.95 | 236.5259 | 236.5259 | 0 | 0 | 0 | 1323.514 | 0 | 0
2562 | 1749.963 | 17.63 | 42.4377 | 42.4377 | 0 | 0 | 0 | 1709.188 | 0 | 0
2563 | 2041.861 | 0 | 0 | 0 | 0 | 0 | 0 | 1192.686 | 0 | 883.8016
2564 | 1636 | 0 | 0 | 0 | 0 | 0 | 0 | 25.051 | 0 | 1676.6383
2565 | 1492.8 | 0 | 0 | 0 | 0 | 0 | 0 | 0 | 0 | 1553.6716
2566 | 1684 | 0 | 0 | 0 | 0 | 0 | 0 | 73.051 | 0 | 1676.6383
2567 | 1725.6 | 0 | 0 | 0 | 0 | 0 | 0 | 114.651 | 0 | 1676.6383
2568 | 1603.2 | 0 | 0 | 0 | 0 | 0 | 0 | 1603.2 | 0 | 0
2569 | 792 | 0 | 0 | 0 | 0 | 0 | 0 | 792 | 0 | 0
2570 | 863.2 | 0 | 0 | 0 | 0 | 0 | 0 | 863.2 | 0 | 0
2571 | 843.2 | 0 | 0 | 0 | 0 | 0 | 0 | 843.2 | 0 | 0
2572 | 594.4 | 0 | 0 | 0 | 0 | 0 | 0 | 594.4 | 0 | 0
2573 | 836 | 0 | 0 | 0 | 0 | 0 | 0 | 836 | 0 | 0
2574 | 635.2 | 0 | 0 | 0 | 0 | 0 | 0 | 635.2 | 0 | 0
2575 | 612.699 | 36.26 | 122.2673 | 122.2673 | 0 | 0 | 0 | 495.222 | 0 | 0
2576 | 532.414 | 123.36 | 487.1637 | 487.1637 | 0 | 0 | 0 | 64.337 | 0 | 0
2577 | 903.735 | 497.07 | 1995.5552 | 940.5864 | -1054.9688 | 0 | 0 | 0 | 0 | 0
2578 | 888.082 | 491.79 | 1929.5263 | 924.2951 | -1005.2311 | 0 | 0 | 0 | 0 | 0
2579 | 1104.242 | 917.69 | 3500.5747 | 1149.2705 | -1676.6383 | 0 | 674.6659 | 0 | 0 | 0
2580 | 873.013 | 984.98 | 3716.6857 | 908.6127 | -1676.6383 | 0 | 1131.4347 | 0 | 0 | 0
2581 | 777.272 | 977.02 | 3694.9356 | 808.9667 | -1676.6383 | 0 | 1209.3306 | 0 | 0 | 0
2582 | 991.14 | 895.3 | 3444.8099 | 1031.5555 | -1220.2796 | 0 | 1192.9748 | 0 | 0 | 0
2583 | 976.907 | 738.94 | 2921.4636 | 1016.7421 | 0 | 0 | 1904.7214 | 0 | 0 | 0
2584 | 874.205 | 525.47 | 2143.6266 | 909.8523 | 0 | 0 | 1233.7743 | 0 | 0 | 0
2585 | 861.226 | 285.86 | 1135.4968 | 896.344 | 0 | 0 | 239.1528 | 0 | 0 | 0
2586 | 364.693 | 66.53 | 205.4046 | 205.4046 | 0 | 0 | 0 | 0 | 0 | 174.1594
2587 | 407.546 | 0 | 0 | 0 | 0 | 0 | 0 | 0 | 0 | 424.1644
2588 | 380.8 | 0 | 0 | 0 | 0 | 0 | 0 | 0 | 0 | 396.3278
2589 | 503.2 | 0 | 0 | 0 | 0 | 0 | 0 | 0 | 0 | 523.7189
2590 | 686.4 | 0 | 0 | 0 | 0 | 0 | 0 | 0 | 0 | 714.3892
2591 | 699.2 | 0 | 0 | 0 | 0 | 0 | 0 | 0 | 0 | 727.7111
2592 | 0 | 0 | 0 | 0 | 0 | 0 | 0 | 0 | 0 | 0
2593 | 0 | 0 | 0 | 0 | 0 | 0 | 0 | 0 | 0 | 0
2594 | 0 | 0 | 0 | 0 | 0 | 0 | 0 | 0 | 0 | 0
2595 | 0 | 0 | 0 | 0 | 0 | 0 | 0 | 0 | 0 | 0
2596 | 0 | 0 | 0 | 0 | 0 | 0 | 0 | 0 | 0 | 0
2597 | 0 | 0 | 0 | 0 | 0 | 0 | 0 | 0 | 0 | 0
2598 | 0 | 0 | 0 | 0 | 0 | 0 | 0 | 0 | 0 | 0
2599 | 1576.944 | 111.5 | 384.516 | 384.516 | 0 | 0 | 0 | 0 | 0 | 1256.7307
2600 | 1498.248 | 343.51 | 1398.8946 | 1398.8946 | 0 | 0 | 0 | 0 | 0 | 160.4472
2601 | 1510.044 | 579.45 | 2346.6238 | 1571.6188 | -775.0051 | 0 | 0 | 0 | 0 | 0
2602 | 1902.362 | 776.59 | 3048.4706 | 1979.9342 | -1068.5364 | 0 | 0 | 0 | 0 | 0
2603 | 1884.636 | 928.47 | 3565.8959 | 1961.4854 | -1604.4105 | 0 | 0 | 0 | 0 | 0
2604 | 1594.663 | 994.81 | 3792.4897 | 1659.6882 | -1423.8971 | 0 | 708.9043 | 0 | 0 | 0
2605 | 1945.081 | 983.44 | 3771.11 | 2024.3952 | 0 | 0 | 1746.7149 | 0 | 0 | 0
2606 | 1916.271 | 883.7 | 3441.6116 | 1994.4104 | 0 | 0 | 1447.2012 | 0 | 0 | 0
2607 | 2098.686 | 729.05 | 2908.0001 | 2184.2637 | 0 | 0 | 723.7364 | 0 | 0 | 0
2608 | 1693.969 | 457.6 | 1854.7413 | 1763.0436 | 0 | 0 | 91.6976 | 0 | 0 | 0
2609 | 2117.631 | 188.13 | 754.2062 | 754.2062 | 0 | 0 | 0 | 1392.974 | 0 | 0
2610 | 2089.833 | 45.69 | 150.9376 | 150.9376 | 0 | 0 | 0 | 1944.809 | 0 | 0
2611 | 1694.447 | 0 | 0 | 0 | 0 | 0 | 0 | 720.723 | 0 | 1013.4293
2612 | 1517.6 | 0 | 0 | 0 | 0 | 0 | 0 | 0 | 0 | 1579.4829
2613 | 1688.8 | 0 | 0 | 0 | 0 | 0 | 0 | 77.851 | 0 | 1676.6383
2614 | 1653.6 | 0 | 0 | 0 | 0 | 0 | 0 | 42.651 | 0 | 1676.6383
2615 | 1461.6 | 0 | 0 | 0 | 0 | 0 | 0 | 0 | 0 | 1521.1994
2616 | 0 | 0 | 0 | 0 | 0 | 0 | 0 | 0 | 0 | 0
2617 | 0 | 0 | 0 | 0 | 0 | 0 | 0 | 0 | 0 | 0
2618 | 0 | 0 | 0 | 0 | 0 | 0 | 0 | 0 | 0 | 0
2619 | 0 | 0 | 0 | 0 | 0 | 0 | 0 | 0 | 0 | 0
2620 | 0 | 0 | 0 | 0 | 0 | 0 | 0 | 0 | 0 | 0
2621 | 0 | 0 | 0 | 0 | 0 | 0 | 0 | 0 | 0 | 0
2622 | 0 | 0 | 0 | 0 | 0 | 0 | 0 | 0 | 0 | 0
2623 | 601.179 | 114.55 | 396.0551 | 396.0551 | 0 | 0 | 0 | 220.641 | 0 | 0
2624 | 322.859 | 344.71 | 1407.1386 | 336.0242 | -1071.1144 | 0 | 0 | 0 | 0 | 0
2625 | 345.786 | 580.41 | 2359.6512 | 359.8871 | -1676.6383 | 0 | 323.1258 | 0 | 0 | 0
2626 | 329.02 | 777.06 | 3054.1866 | 342.4364 | -1676.6383 | 0 | 1035.1118 | 0 | 0 | 0
2627 | 281.969 | 913.22 | 3502.1057 | 293.4678 | -1676.6383 | 0 | 1531.9995 | 0 | 0 | 0
2628 | 315.114 | 982.14 | 3728.4923 | 327.9633 | -1676.6383 | 0 | 1723.8906 | 0 | 0 | 0
2629 | 313.792 | 972.7 | 3712.7193 | 326.5874 | -532.7268 | 0 | 2853.4051 | 0 | 0 | 0
2630 | 298.368 | 859.73 | 3338.0865 | 310.5345 | 0 | 0 | 3027.552 | 0 | 0 | 0
2631 | 287.073 | 709.76 | 2831.5863 | 298.7789 | 0 | 0 | 2532.8073 | 0 | 0 | 0
2632 | 258.151 | 508.01 | 2085.6938 | 268.6776 | 0 | 0 | 1817.0162 | 0 | 0 | 0
2633 | 315.607 | 276.11 | 1103.3077 | 328.4764 | 0 | 0 | 774.8313 | 0 | 0 | 0
2634 | 311.492 | 62.49 | 193.4294 | 193.4294 | 0 | 0 | 0 | 0 | 0 | 130.7642
2635 | 272.738 | 0 | 0 | 0 | 0 | 0 | 0 | 0 | 0 | 283.8594
2636 | 274.4 | 0 | 0 | 0 | 0 | 0 | 0 | 0 | 0 | 285.5892
2637 | 260.8 | 0 | 0 | 0 | 0 | 0 | 0 | 0 | 0 | 271.4346
2638 | 225.6 | 0 | 0 | 0 | 0 | 0 | 0 | 0 | 0 | 234.7992
2639 | 268 | 0 | 0 | 0 | 0 | 0 | 0 | 0 | 0 | 278.9282
2640 | 0 | 0 | 0 | 0 | 0 | 0 | 0 | 0 | 0 | 0
2641 | 0 | 0 | 0 | 0 | 0 | 0 | 0 | 0 | 0 | 0
2642 | 0 | 0 | 0 | 0 | 0 | 0 | 0 | 0 | 0 | 0
2643 | 0 | 0 | 0 | 0 | 0 | 0 | 0 | 0 | 0 | 0
2644 | 0 | 0 | 0 | 0 | 0 | 0 | 0 | 0 | 0 | 0
2645 | 0 | 0 | 0 | 0 | 0 | 0 | 0 | 0 | 0 | 0
2646 | 0 | 0 | 0 | 0 | 0 | 0 | 0 | 0 | 0 | 0
2647 | 39.491 | 99.63 | 364.7277 | 41.1013 | -323.6264 | 0 | 0 | 0 | 0 | 0
2648 | 37.99 | 326.79 | 1325.7831 | 39.5391 | -1286.244 | 0 | 0 | 0 | 0 | 0
2649 | 302.112 | 563.69 | 2243.4797 | 314.4301 | -43.1922 | 0 | 1885.8574 | 0 | 0 | 0
2650 | 565.025 | 763.87 | 2903.3093 | 588.0649 | 0 | 0 | 2315.2444 | 0 | 0 | 0
2651 | 324.56 | 469.1 | 1789.7146 | 337.7945 | 0 | 0 | 1451.9201 | 0 | 0 | 0
2652 | 314.692 | 982.14 | 3619.5074 | 327.5241 | 0 | 0 | 3291.9832 | 0 | 0 | 0
2653 | 593.521 | 434.09 | 1659.2636 | 617.7229 | 0 | 0 | 1041.5407 | 0 | 0 | 0
2654 | 606.677 | 866.61 | 3307.8374 | 631.4153 | 0 | 0 | 2676.4221 | 0 | 0 | 0
2655 | 413.157 | 384.17 | 1502.7901 | 430.0042 | 0 | 0 | 1072.7859 | 0 | 0 | 0
2656 | 615.896 | 502.17 | 2036.7617 | 641.0103 | 0 | 0 | 1395.7514 | 0 | 0 | 0
2657 | 592.271 | 269.87 | 1072.6547 | 616.4219 | 0 | 0 | 456.2328 | 0 | 0 | 0
2658 | 583.145 | 57.22 | 181.3554 | 181.3554 | 0 | 0 | 0 | 0 | 0 | 425.5684
2659 | 752.979 | 0 | 0 | 0 | 0 | 0 | 0 | 0 | 0 | 783.6831
2660 | 606.4 | 0 | 0 | 0 | 0 | 0 | 0 | 0 | 0 | 631.127
2661 | 505.6 | 0 | 0 | 0 | 0 | 0 | 0 | 0 | 0 | 526.2167
2662 | 594.4 | 0 | 0 | 0 | 0 | 0 | 0 | 0 | 0 | 618.6377
2663 | 668.8 | 0 | 0 | 0 | 0 | 0 | 0 | 0 | 0 | 696.0715
2664 | 0 | 0 | 0 | 0 | 0 | 0 | 0 | 0 | 0 | 0
2665 | 0 | 0 | 0 | 0 | 0 | 0 | 0 | 0 | 0 | 0
2666 | 0 | 0 | 0 | 0 | 0 | 0 | 0 | 0 | 0 | 0
2667 | 0 | 0 | 0 | 0 | 0 | 0 | 0 | 0 | 0 | 0
2668 | 0 | 0 | 0 | 0 | 0 | 0 | 0 | 0 | 0 | 0
2669 | 0 | 0 | 0 | 0 | 0 | 0 | 0 | 0 | 0 | 0
2670 | 0 | 0 | 0 | 0 | 0 | 0 | 0 | 0 | 0 | 0
2671 | 1652.413 | 114.55 | 396.333 | 396.333 | 0 | 0 | 0 | 0 | 0 | 1323.4601
2672 | 1082.942 | 348.14 | 1406.3101 | 1127.1009 | -279.2092 | 0 | 0 | 0 | 0 | 0
2673 | 1038.061 | 588.11 | 2360.4838 | 1080.3898 | -1280.094 | 0 | 0 | 0 | 0 | 0
2674 | 1455.5 | 789.28 | 3050.4866 | 1514.8506 | -1535.636 | 0 | 0 | 0 | 0 | 0
2675 | 1822.657 | 917.6 | 3448.6243 | 1896.9791 | -1551.6452 | 0 | 0 | 0 | 0 | 0
2676 | 1569.698 | 984.07 | 3664.6531 | 1633.7053 | -923.1753 | 0 | 1107.7726 | 0 | 0 | 0
2677 | 1627.187 | 974.24 | 3649.4526 | 1693.5385 | 0 | 0 | 1955.9141 | 0 | 0 | 0
2678 | 1849.064 | 884.51 | 3381.8481 | 1924.4629 | 0 | 0 | 1457.3852 | 0 | 0 | 0
2679 | 1544.646 | 729.17 | 2865.5135 | 1607.6317 | 0 | 0 | 1257.8818 | 0 | 0 | 0
2680 | 1277.5 | 520.66 | 2111.4374 | 1329.5924 | 0 | 0 | 781.8451 | 0 | 0 | 0
2681 | 1415.472 | 281.88 | 1109.6554 | 1109.6554 | 0 | 0 | 0 | 349.292 | 0 | 0
2682 | 1528.819 | 45.52 | 148.829 | 148.829 | 0 | 0 | 0 | 1385.821 | 0 | 0
2683 | 1597.596 | 0 | 0 | 0 | 0 | 0 | 0 | 784.672 | 0 | 846.0724
2684 | 1565.6 | 0 | 0 | 0 | 0 | 0 | 0 | 0 | 0 | 1629.4401
2685 | 1574.4 | 0 | 0 | 0 | 0 | 0 | 0 | 0 | 0 | 1638.599
2686 | 2055.2 | 0 | 0 | 0 | 0 | 0 | 0 | 444.251 | 0 | 1676.6383
2687 | 2027.2 | 0 | 0 | 0 | 0 | 0 | 0 | 416.251 | 0 | 1676.6383
2688 | 0 | 0 | 0 | 0 | 0 | 0 | 0 | 0 | 0 | 0
2689 | 0 | 0 | 0 | 0 | 0 | 0 | 0 | 0 | 0 | 0
2690 | 0 | 0 | 0 | 0 | 0 | 0 | 0 | 0 | 0 | 0
2691 | 0 | 0 | 0 | 0 | 0 | 0 | 0 | 0 | 0 | 0
2692 | 0 | 0 | 0 | 0 | 0 | 0 | 0 | 0 | 0 | 0
2693 | 0 | 0 | 0 | 0 | 0 | 0 | 0 | 0 | 0 | 0
2694 | 0 | 0 | 0 | 0 | 0 | 0 | 0 | 0 | 0 | 0
2695 | 1539.86 | 78.14 | 290.8305 | 290.8305 | 0 | 0 | 0 | 1260.424 | 0 | 0
2696 | 753.773 | 350.76 | 1418.6069 | 784.5094 | -634.0974 | 0 | 0 | 0 | 0 | 0
2697 | 1086.631 | 586.52 | 2348.0237 | 1130.9403 | -1217.0833 | 0 | 0 | 0 | 0 | 0
2698 | 1522.957 | 786.68 | 3027.9631 | 1585.0583 | -1442.9048 | 0 | 0 | 0 | 0 | 0
2699 | 1186.075 | 930.62 | 3478.3562 | 1234.4404 | -1676.6383 | 0 | 567.2775 | 0 | 0 | 0
2700 | 1273.679 | 998.5 | 3686.191 | 1325.6166 | -1676.6383 | 0 | 683.9361 | 0 | 0 | 0
2701 | 1087.344 | 990.03 | 3682.3661 | 1131.6824 | -1663.0323 | 0 | 887.6515 | 0 | 0 | 0
2702 | 1231.626 | 898.87 | 3418.8206 | 1281.8478 | 0 | 0 | 2136.9729 | 0 | 0 | 0
2703 | 1034.934 | 742.55 | 2917.4368 | 1077.1353 | 0 | 0 | 1840.3015 | 0 | 0 | 0
2704 | 806.512 | 532.68 | 2165.3934 | 839.399 | 0 | 0 | 1325.9944 | 0 | 0 | 0
2705 | 1209.862 | 196.76 | 782.4789 | 782.4789 | 0 | 0 | 0 | 458.04 | 0 | 0
2706 | 1026.622 | 54.7 | 177.8906 | 177.8906 | 0 | 0 | 0 | 855.701 | 0 | 0
2707 | 1116.444 | 0 | 0 | 0 | 0 | 0 | 0 | 0 | 0 | 1161.969
2708 | 1189.6 | 0 | 0 | 0 | 0 | 0 | 0 | 0 | 0 | 1238.1081
2709 | 1585.6 | 0 | 0 | 0 | 0 | 0 | 0 | 0 | 0 | 1650.2557
2710 | 1313.6 | 0 | 0 | 0 | 0 | 0 | 0 | 0 | 0 | 1367.1644
2711 | 1244.8 | 0 | 0 | 0 | 0 | 0 | 0 | 0 | 0 | 1295.559
2712 | 0 | 0 | 0 | 0 | 0 | 0 | 0 | 0 | 0 | 0
2713 | 0 | 0 | 0 | 0 | 0 | 0 | 0 | 0 | 0 | 0
2714 | 0 | 0 | 0 | 0 | 0 | 0 | 0 | 0 | 0 | 0
2715 | 0 | 0 | 0 | 0 | 0 | 0 | 0 | 0 | 0 | 0
2716 | 0 | 0 | 0 | 0 | 0 | 0 | 0 | 0 | 0 | 0
2717 | 0 | 0 | 0 | 0 | 0 | 0 | 0 | 0 | 0 | 0
2718 | 0 | 0 | 0 | 0 | 0 | 0 | 0 | 0 | 0 | 0
2719 | 726.714 | 123.18 | 410.8258 | 410.8258 | 0 | 0 | 0 | 192.864 | 0 | 144.7918
2720 | 674.256 | 29.4 | 92.2087 | 92.2087 | 0 | 0 | 0 | 0 | 0 | 609.5413
2721 | 632.529 | 593.95 | 2425.113 | 658.3215 | -1676.6383 | 0 | 90.1531 | 0 | 0 | 0
2722 | 561.581 | 791.32 | 3134.1307 | 584.4805 | -1676.6383 | 0 | 873.0119 | 0 | 0 | 0
2723 | 451.698 | 913.68 | 3542.5815 | 470.1168 | -1676.6383 | 0 | 1395.8263 | 0 | 0 | 0
2724 | 423.123 | 980.08 | 3761.4985 | 440.3766 | -1676.6383 | 0 | 1644.4835 | 0 | 0 | 0
2725 | 1088.675 | 971.88 | 3731.4013 | 1133.0666 | -1603.8412 | 0 | 994.4934 | 0 | 0 | 0
2726 | 1337.162 | 889.65 | 3468.805 | 1391.6872 | 0 | 0 | 2077.1178 | 0 | 0 | 0
2727 | 1171.09 | 735.59 | 2937.4926 | 1218.8433 | 0 | 0 | 1718.6493 | 0 | 0 | 0
2728 | 1325.832 | 526.33 | 2163.3992 | 1379.8952 | 0 | 0 | 783.5041 | 0 | 0 | 0
2729 | 1450.922 | 288.5 | 1141.5989 | 1141.5989 | 0 | 0 | 0 | 354.05 | 0 | 0
2730 | 1693.945 | 67.16 | 194.7647 | 194.7647 | 0 | 0 | 0 | 1506.811 | 0 | 0
2731 | 1224.801 | 0 | 0 | 0 | 0 | 0 | 0 | 357.477 | 0 | 902.6907
2732 | 1521.6 | 0 | 0 | 0 | 0 | 0 | 0 | 0 | 0 | 1583.646
2733 | 1564 | 0 | 0 | 0 | 0 | 0 | 0 | 0 | 0 | 1627.7749
2734 | 1750.4 | 0 | 0 | 0 | 0 | 0 | 0 | 139.451 | 0 | 1676.6383
2735 | 1775.2 | 0 | 0 | 0 | 0 | 0 | 0 | 164.251 | 0 | 1676.6383
2736 | 0 | 0 | 0 | 0 | 0 | 0 | 0 | 0 | 0 | 0
2737 | 0 | 0 | 0 | 0 | 0 | 0 | 0 | 0 | 0 | 0
2738 | 0 | 0 | 0 | 0 | 0 | 0 | 0 | 0 | 0 | 0
2739 | 0 | 0 | 0 | 0 | 0 | 0 | 0 | 0 | 0 | 0
2740 | 0 | 0 | 0 | 0 | 0 | 0 | 0 | 0 | 0 | 0
2741 | 0 | 0 | 0 | 0 | 0 | 0 | 0 | 0 | 0 | 0
2742 | 0 | 0 | 0 | 0 | 0 | 0 | 0 | 0 | 0 | 0
2743 | 1263.257 | 114.17 | 409.8184 | 409.8184 | 0 | 0 | 0 | 869.495 | 0 | 0
2744 | 953.993 | 341.64 | 1391.0658 | 992.8938 | -398.1721 | 0 | 0 | 0 | 0 | 0
2745 | 1386.66 | 572.9 | 2310.9751 | 1443.2035 | -867.7716 | 0 | 0 | 0 | 0 | 0
2746 | 1396.16 | 771.71 | 2993.5728 | 1453.0909 | -1540.4818 | 0 | 0 | 0 | 0 | 0
2747 | 1632.597 | 923.27 | 3490.7622 | 1699.1701 | -1676.6383 | 0 | 114.9538 | 0 | 0 | 0
2748 | 1604.417 | 991.5 | 3721.3005 | 1669.841 | -1676.6383 | 0 | 374.8212 | 0 | 0 | 0
2749 | 1737.845 | 979.89 | 3707.7007 | 1808.7087 | -1676.6383 | 0 | 222.3536 | 0 | 0 | 0
2750 | 1592.395 | 881.65 | 3399.5715 | 1657.3267 | -474.0551 | 0 | 1268.1896 | 0 | 0 | 0
2751 | 1657.388 | 728.22 | 2886.0595 | 1724.971 | 0 | 0 | 1161.0885 | 0 | 0 | 0
2752 | 1478.101 | 519.37 | 2119.2724 | 1538.3732 | 0 | 0 | 580.8992 | 0 | 0 | 0
2753 | 1658.613 | 225.3 | 900.9973 | 900.9973 | 0 | 0 | 0 | 792.916 | 0 | 0
2754 | 1608.759 | 54.45 | 177.4327 | 177.4327 | 0 | 0 | 0 | 1438.278 | 0 | 0
2755 | 1122.711 | 0 | 0 | 0 | 0 | 0 | 0 | 0 | 0 | 1168.4916
2756 | 1280.8 | 0 | 0 | 0 | 0 | 0 | 0 | 0 | 0 | 1333.0269
2757 | 1492 | 0 | 0 | 0 | 0 | 0 | 0 | 0 | 0 | 1552.839
2758 | 1771.2 | 0 | 0 | 0 | 0 | 0 | 0 | 160.251 | 0 | 1676.6383
2759 | 1771.2 | 0 | 0 | 0 | 0 | 0 | 0 | 160.251 | 0 | 1676.6383
2760 | 0 | 0 | 0 | 0 | 0 | 0 | 0 | 0 | 0 | 0
2761 | 0 | 0 | 0 | 0 | 0 | 0 | 0 | 0 | 0 | 0
2762 | 0 | 0 | 0 | 0 | 0 | 0 | 0 | 0 | 0 | 0
2763 | 0 | 0 | 0 | 0 | 0 | 0 | 0 | 0 | 0 | 0
2764 | 0 | 0 | 0 | 0 | 0 | 0 | 0 | 0 | 0 | 0
2765 | 0 | 0 | 0 | 0 | 0 | 0 | 0 | 0 | 0 | 0
2766 | 0 | 0 | 0 | 0 | 0 | 0 | 0 | 0 | 0 | 0
2767 | 1162.556 | 96.1 | 359.5624 | 359.5624 | 0 | 0 | 0 | 759.668 | 0 | 59.7541
2768 | 970.887 | 317.45 | 1289.8336 | 1010.4767 | -279.357 | 0 | 0 | 0 | 0 | 0
2769 | 1196.422 | 541.59 | 2167.7684 | 1245.2083 | -922.5602 | 0 | 0 | 0 | 0 | 0
2770 | 1332.16 | 736.83 | 2854.8403 | 1386.4812 | -1468.3591 | 0 | 0 | 0 | 0 | 0
2771 | 1301.099 | 896.59 | 3380.7261 | 1354.1547 | -1676.6383 | 0 | 349.9331 | 0 | 0 | 0
2772 | 1262.025 | 964.82 | 3597.011 | 1313.4863 | -1676.6383 | 0 | 606.8863 | 0 | 0 | 0
2773 | 1431.18 | 956.75 | 3588.8169 | 1489.5389 | -1676.6383 | 0 | 422.6397 | 0 | 0 | 0
2774 | 1472.893 | 727.5 | 2777.6303 | 1532.9529 | -610.2022 | 0 | 634.4752 | 0 | 0 | 0
2775 | 1483.656 | 542.76 | 2127.9847 | 1544.1547 | 0 | 0 | 583.83 | 0 | 0 | 0
2776 | 1473.083 | 335.35 | 1341.5613 | 1341.5613 | 0 | 0 | 0 | 184.083 | 0 | 0
2777 | 1294.28 | 101.42 | 387.5395 | 387.5395 | 0 | 0 | 0 | 921.924 | 0 | 0
2778 | 1058.51 | 26.46 | 76.316 | 76.316 | 0 | 0 | 0 | 985.184 | 0 | 0
2779 | 1464.006 | 0 | 0 | 0 | 0 | 0 | 0 | 0 | 0 | 1523.7035
2780 | 1241.6 | 0 | 0 | 0 | 0 | 0 | 0 | 0 | 0 | 1292.2285
2781 | 1408.8 | 0 | 0 | 0 | 0 | 0 | 0 | 0 | 0 | 1466.2463
2782 | 1203.2 | 0 | 0 | 0 | 0 | 0 | 0 | 0 | 0 | 1252.2626
2783 | 1300 | 0 | 0 | 0 | 0 | 0 | 0 | 0 | 0 | 1353.0098
2784 | 0 | 0 | 0 | 0 | 0 | 0 | 0 | 0 | 0 | 0
2785 | 0 | 0 | 0 | 0 | 0 | 0 | 0 | 0 | 0 | 0
2786 | 0 | 0 | 0 | 0 | 0 | 0 | 0 | 0 | 0 | 0
2787 | 0 | 0 | 0 | 0 | 0 | 0 | 0 | 0 | 0 | 0
2788 | 0 | 0 | 0 | 0 | 0 | 0 | 0 | 0 | 0 | 0
2789 | 0 | 0 | 0 | 0 | 0 | 0 | 0 | 0 | 0 | 0
2790 | 0 | 0 | 0 | 0 | 0 | 0 | 0 | 0 | 0 | 0
2791 | 1083.813 | 123.83 | 421.2763 | 421.2763 | 0 | 0 | 0 | 121.825 | 0 | 579.9385
2792 | 1008.77 | 354.17 | 1443.7676 | 1049.9044 | -393.8632 | 0 | 0 | 0 | 0 | 0
2793 | 934.389 | 585.77 | 2381.3899 | 972.4904 | -1408.8995 | 0 | 0 | 0 | 0 | 0
2794 | 1123.825 | 777.96 | 3056.8239 | 1169.652 | -1676.6383 | 0 | 210.5335 | 0 | 0 | 0
2795 | 930.985 | 916.76 | 3519.1369 | 968.9476 | -1676.6383 | 0 | 873.551 | 0 | 0 | 0
2796 | 972.383 | 981.56 | 3729.5987 | 1012.0347 | -1676.6383 | 0 | 1040.9256 | 0 | 0 | 0
2797 | 958.182 | 970.67 | 3704.0403 | 997.2536 | -1477.7167 | 0 | 1229.07 | 0 | 0 | 0
2798 | 1202.344 | 877.37 | 3402.5137 | 1251.3717 | 0 | 0 | 2151.142 | 0 | 0 | 0
2799 | 871.996 | 724.54 | 2878.6772 | 907.5532 | 0 | 0 | 1971.124 | 0 | 0 | 0
2800 | 905.877 | 517.97 | 2116.7391 | 942.8158 | 0 | 0 | 1173.9234 | 0 | 0 | 0
2801 | 1065.211 | 282.14 | 1108.9903 | 1108.6469 | 0 | 0 | 0.34346 | 0 | 0 | 0
2802 | 1003.197 | 66.28 | 194.7429 | 194.7429 | 0 | 0 | 0 | 371.974 | 0 | 462.2194
2803 | 1253.158 | 0 | 0 | 0 | 0 | 0 | 0 | 0 | 0 | 1304.2578
2804 | 1226.4 | 0 | 0 | 0 | 0 | 0 | 0 | 0 | 0 | 1276.4087
2805 | 1049.6 | 0 | 0 | 0 | 0 | 0 | 0 | 0 | 0 | 1092.3993
2806 | 1300 | 0 | 0 | 0 | 0 | 0 | 0 | 0 | 0 | 1353.0098
2807 | 1016.8 | 0 | 0 | 0 | 0 | 0 | 0 | 0 | 0 | 1058.2618
2808 | 0 | 0 | 0 | 0 | 0 | 0 | 0 | 0 | 0 | 0
2809 | 0 | 0 | 0 | 0 | 0 | 0 | 0 | 0 | 0 | 0
2810 | 0 | 0 | 0 | 0 | 0 | 0 | 0 | 0 | 0 | 0
2811 | 0 | 0 | 0 | 0 | 0 | 0 | 0 | 0 | 0 | 0
2812 | 0 | 0 | 0 | 0 | 0 | 0 | 0 | 0 | 0 | 0
2813 | 0 | 0 | 0 | 0 | 0 | 0 | 0 | 0 | 0 | 0
2814 | 0 | 0 | 0 | 0 | 0 | 0 | 0 | 0 | 0 | 0
2815 | 976.828 | 76.03 | 284.4891 | 284.4891 | 0 | 0 | 0 | 0 | 0 | 732.1709
2816 | 949.208 | 321.53 | 1321.6315 | 987.9137 | -333.7178 | 0 | 0 | 0 | 0 | 0
2817 | 1320.769 | 541.02 | 2209.514 | 1374.6257 | -834.8882 | 0 | 0 | 0 | 0 | 0
2818 | 1344.335 | 733.31 | 2914.4186 | 1399.1527 | -1515.2659 | 0 | 0 | 0 | 0 | 0
2819 | 1328.345 | 872.21 | 3388.6038 | 1382.5106 | -1676.6383 | 0 | 329.4548 | 0 | 0 | 0
2820 | 1413.067 | 811.5 | 3116.1242 | 1470.6873 | -1645.4369 | 0 | 0 | 0 | 0 | 0
2821 | 1334.168 | 655.27 | 2537.8957 | 1388.5711 | -1149.3246 | 0 | 0 | 0 | 0 | 0
2822 | 1503.829 | 644.3 | 2510.3151 | 1565.1503 | -945.1648 | 0 | 0 | 0 | 0 | 0
2823 | 1371.782 | 308.43 | 1220.9446 | 1220.9446 | 0 | 0 | 0 | 198.673 | 0 | 0
2824 | 1502.032 | 176.62 | 696.7699 | 696.7699 | 0 | 0 | 0 | 832.561 | 0 | 0
2825 | 1377.423 | 158.02 | 628.5886 | 628.5886 | 0 | 0 | 0 | 773.462 | 0 | 0
2826 | 1514.373 | 38.94 | 126.1359 | 126.1359 | 0 | 0 | 0 | 1328.947 | 0 | 66.8512
2827 | 1132.464 | 0 | 0 | 0 | 0 | 0 | 0 | 0 | 0 | 1178.6422
2828 | 1019.2 | 0 | 0 | 0 | 0 | 0 | 0 | 0 | 0 | 1060.7597
2829 | 1064.8 | 0 | 0 | 0 | 0 | 0 | 0 | 0 | 0 | 1108.2191
2830 | 1386.4 | 0 | 0 | 0 | 0 | 0 | 0 | 0 | 0 | 1442.9329
2831 | 1148 | 0 | 0 | 0 | 0 | 0 | 0 | 0 | 0 | 1194.8118
2832 | 0 | 0 | 0 | 0 | 0 | 0 | 0 | 0 | 0 | 0
2833 | 0 | 0 | 0 | 0 | 0 | 0 | 0 | 0 | 0 | 0
2834 | 0 | 0 | 0 | 0 | 0 | 0 | 0 | 0 | 0 | 0
2835 | 0 | 0 | 0 | 0 | 0 | 0 | 0 | 0 | 0 | 0
2836 | 0 | 0 | 0 | 0 | 0 | 0 | 0 | 0 | 0 | 0
2837 | 0 | 0 | 0 | 0 | 0 | 0 | 0 | 0 | 0 | 0
2838 | 0 | 0 | 0 | 0 | 0 | 0 | 0 | 0 | 0 | 0
2839 | 989.561 | 98.34 | 374.0552 | 374.0552 | 0 | 0 | 0 | 0 | 0 | 655.8569
2840 | 970.741 | 283.07 | 1171.3808 | 1010.3247 | -161.056 | 0 | 0 | 0 | 0 | 0
2841 | 1081.276 | 588.58 | 2420.2692 | 1125.367 | -1294.9022 | 0 | 0 | 0 | 0 | 0
2842 | 1571.813 | 374.37 | 1489.5785 | 1489.5785 | 0 | 0 | 0 | 0 | 0 | 146.328
2843 | 1519.172 | 703.24 | 2723.4516 | 1581.119 | -1142.3327 | 0 | 0 | 0 | 0 | 0
2844 | 1461.244 | 855.84 | 3247.719 | 1520.8288 | -1676.6383 | 0 | 50.2518 | 0 | 0 | 0
2845 | 1711.452 | 961.54 | 3698.9072 | 1781.2395 | -1676.6383 | 0 | 241.0293 | 0 | 0 | 0
2846 | 1173.122 | 877.33 | 3427.942 | 1220.9592 | -1676.6383 | 0 | 530.3445 | 0 | 0 | 0
2847 | 1493.09 | 53.01 | 183.132 | 183.132 | 0 | 0 | 0 | 1317.133 | 0 | 0
2848 | 1648.072 | 166.78 | 662.3576 | 662.3576 | 0 | 0 | 0 | 1011.665 | 0 | 0
2849 | 1134.203 | 26.45 | 81.3388 | 81.3388 | 0 | 0 | 0 | 1056.051 | 0 | 0
2850 | 1182.912 | 8.81 | 9.8666 | 9.8666 | 0 | 0 | 0 | 1173.432 | 0 | 0
2851 | 1420.356 | 0 | 0 | 0 | 0 | 0 | 0 | 0 | 0 | 1478.2736
2852 | 1311.2 | 0 | 0 | 0 | 0 | 0 | 0 | 0 | 0 | 1364.6665
2853 | 1405.6 | 0 | 0 | 0 | 0 | 0 | 0 | 0 | 0 | 1462.9159
2854 | 1212 | 0 | 0 | 0 | 0 | 0 | 0 | 0 | 0 | 1261.4215
2855 | 1395.2 | 0 | 0 | 0 | 0 | 0 | 0 | 0 | 0 | 1452.0918
2856 | 0 | 0 | 0 | 0 | 0 | 0 | 0 | 0 | 0 | 0
2857 | 0 | 0 | 0 | 0 | 0 | 0 | 0 | 0 | 0 | 0
2858 | 0 | 0 | 0 | 0 | 0 | 0 | 0 | 0 | 0 | 0
2859 | 0 | 0 | 0 | 0 | 0 | 0 | 0 | 0 | 0 | 0
2860 | 0 | 0 | 0 | 0 | 0 | 0 | 0 | 0 | 0 | 0
2861 | 0 | 0 | 0 | 0 | 0 | 0 | 0 | 0 | 0 | 0
2862 | 0 | 0 | 0 | 0 | 0 | 0 | 0 | 0 | 0 | 0
2863 | 1384.773 | 125.89 | 419.228 | 419.228 | 0 | 0 | 0 | 551.503 | 0 | 448.0201
2864 | 330.448 | 103.18 | 402.3216 | 343.9226 | -58.399 | 0 | 0 | 0 | 0 | 0
2865 | 66.072 | 463.43 | 1863.3932 | 68.7662 | -1676.6383 | 0 | 117.9887 | 0 | 0 | 0
2866 | 69.845 | 504.21 | 1980.4796 | 72.6931 | -1676.6383 | 0 | 231.1482 | 0 | 0 | 0
2867 | 66.865 | 416.15 | 1623.1674 | 69.5915 | -1553.5758 | 0 | 0 | 0 | 0 | 0
2868 | 69.874 | 187.15 | 717.2992 | 72.7232 | -644.576 | 0 | 0 | 0 | 0 | 0
2869 | 62.387 | 84.7 | 304.9091 | 64.9309 | -239.9781 | 0 | 0 | 0 | 0 | 0
2870 | 65.31 | 151.41 | 575.7057 | 67.9731 | -507.7326 | 0 | 0 | 0 | 0 | 0
2871 | 60.338 | 248.74 | 973.9027 | 62.7984 | -911.1043 | 0 | 0 | 0 | 0 | 0
2872 | 69.75 | 256.24 | 1019.419 | 72.5942 | -946.8248 | 0 | 0 | 0 | 0 | 0
2873 | 62.252 | 140.12 | 551.8417 | 64.7904 | -94.9272 | 0 | 392.1241 | 0 | 0 | 0
2874 | 69.556 | 35.17 | 111.5505 | 72.3923 | 0 | 0 | 39.1582 | 0 | 0 | 0
2875 | 70.538 | 0 | 0 | 0 | 0 | 0 | 0 | 0 | 0 | 73.4143
2876 | 76.8 | 0 | 0 | 0 | 0 | 0 | 0 | 0 | 0 | 79.9317
2877 | 72.8 | 0 | 0 | 0 | 0 | 0 | 0 | 0 | 0 | 75.7686
2878 | 78.4 | 0 | 0 | 0 | 0 | 0 | 0 | 0 | 0 | 81.5969
2879 | 72 | 0 | 0 | 0 | 0 | 0 | 0 | 0 | 0 | 74.9359
2880 | 0 | 0 | 0 | 0 | 0 | 0 | 0 | 0 | 0 | 0
2881 | 0 | 0 | 0 | 0 | 0 | 0 | 0 | 0 | 0 | 0
2882 | 0 | 0 | 0 | 0 | 0 | 0 | 0 | 0 | 0 | 0
2883 | 0 | 0 | 0 | 0 | 0 | 0 | 0 | 0 | 0 | 0
2884 | 0 | 0 | 0 | 0 | 0 | 0 | 0 | 0 | 0 | 0
2885 | 0 | 0 | 0 | 0 | 0 | 0 | 0 | 0 | 0 | 0
2886 | 0 | 0 | 0 | 0 | 0 | 0 | 0 | 0 | 0 | 0
2887 | 59.935 | 90.56 | 342.7486 | 62.379 | -280.3697 | 0 | 0 | 0 | 0 | 0
2888 | 60.615 | 363.45 | 1473.8648 | 63.0867 | -148.8144 | 0 | 1261.9637 | 0 | 0 | 0
2889 | 57.444 | 594.9 | 2388.2008 | 59.7864 | 0 | 0 | 2328.4144 | 0 | 0 | 0
2890 | 63.569 | 786.27 | 3017.5845 | 66.1611 | 0 | 0 | 2951.4234 | 0 | 0 | 0
2891 | 57.64 | 922.68 | 3424.3461 | 59.9904 | 0 | 0 | 3364.3557 | 0 | 0 | 0
2892 | 64.133 | 983.94 | 3625.3326 | 66.7481 | 0 | 0 | 3558.5845 | 0 | 0 | 0
2893 | 56.963 | 234.04 | 896.9008 | 59.2858 | 0 | 0 | 837.6151 | 0 | 0 | 0
2894 | 68.404 | 359.06 | 1390.5257 | 71.1933 | 0 | 0 | 1319.3324 | 0 | 0 | 0
2895 | 60.106 | 171.8 | 660.1949 | 62.5569 | 0 | 0 | 597.638 | 0 | 0 | 0
2896 | 68.887 | 62.78 | 223.1176 | 71.696 | 0 | 0 | 151.4216 | 0 | 0 | 0
2897 | 59.771 | 32.34 | 103.1597 | 62.2083 | 0 | 0 | 40.9514 | 0 | 0 | 0
2898 | 69.059 | 10.77 | 16.6014 | 16.6014 | 0 | 0 | 0 | 0 | 0 | 55.2736
2899 | 74.479 | 0 | 0 | 0 | 0 | 0 | 0 | 0 | 0 | 77.516
2900 | 85.6 | 0 | 0 | 0 | 0 | 0 | 0 | 0 | 0 | 89.0905
2901 | 76 | 0 | 0 | 0 | 0 | 0 | 0 | 0 | 0 | 79.099
2902 | 78.4 | 0 | 0 | 0 | 0 | 0 | 0 | 0 | 0 | 81.5969
2903 | 72.8 | 0 | 0 | 0 | 0 | 0 | 0 | 0 | 0 | 75.7686
2904 | 0 | 0 | 0 | 0 | 0 | 0 | 0 | 0 | 0 | 0
2905 | 0 | 0 | 0 | 0 | 0 | 0 | 0 | 0 | 0 | 0
2906 | 0 | 0 | 0 | 0 | 0 | 0 | 0 | 0 | 0 | 0
2907 | 0 | 0 | 0 | 0 | 0 | 0 | 0 | 0 | 0 | 0
2908 | 0 | 0 | 0 | 0 | 0 | 0 | 0 | 0 | 0 | 0
2909 | 0 | 0 | 0 | 0 | 0 | 0 | 0 | 0 | 0 | 0
2910 | 0 | 0 | 0 | 0 | 0 | 0 | 0 | 0 | 0 | 0
2911 | 59.139 | 126.72 | 424.791 | 61.5505 | -363.2405 | 0 | 0 | 0 | 0 | 0
2912 | 159.508 | 356.06 | 1450.9438 | 166.0122 | -146.8484 | 0 | 1138.0832 | 0 | 0 | 0
2913 | 1257.452 | 584.33 | 2368.7226 | 1308.7269 | 0 | 0 | 1059.9958 | 0 | 0 | 0
2914 | 1452.636 | 775.12 | 3027.6259 | 1511.8698 | 0 | 0 | 1515.7561 | 0 | 0 | 0
2915 | 1793.298 | 903.67 | 3422.6954 | 1866.4229 | 0 | 0 | 1556.2725 | 0 | 0 | 0
2916 | 1328.98 | 964.37 | 3607.7227 | 1383.1715 | 0 | 0 | 2224.5511 | 0 | 0 | 0
2917 | 1338.234 | 951.21 | 3569.2514 | 1392.8029 | 0 | 0 | 2176.4485 | 0 | 0 | 0
2918 | 1057.156 | 651.13 | 2507.5643 | 1100.2634 | 0 | 0 | 1407.3009 | 0 | 0 | 0
2919 | 1280.998 | 292.48 | 1155.2581 | 1155.2581 | 0 | 0 | 0 | 0 | 0 | 177.9749
2920 | 1089.986 | 453.37 | 1831.4768 | 1134.4321 | -198.0661 | 0 | 498.9786 | 0 | 0 | 0
2921 | 1851.164 | 219.29 | 881.8897 | 881.8897 | 0 | 0 | 0 | 1003.826 | 0 | 0
2922 | 1796.006 | 55.03 | 182.2379 | 182.2379 | 0 | 0 | 0 | 1620.908 | 0 | 0
2923 | 1783.629 | 0 | 0 | 0 | 0 | 0 | 0 | 364.006 | 0 | 1477.5107
2924 | 1345.6 | 0 | 0 | 0 | 0 | 0 | 0 | 0 | 0 | 1400.4693
2925 | 1422.4 | 0 | 0 | 0 | 0 | 0 | 0 | 0 | 0 | 1480.4009
2926 | 1416.8 | 0 | 0 | 0 | 0 | 0 | 0 | 0 | 0 | 1474.5726
2927 | 1570.4 | 0 | 0 | 0 | 0 | 0 | 0 | 0 | 0 | 1634.4359
2928 | 0 | 0 | 0 | 0 | 0 | 0 | 0 | 0 | 0 | 0
2929 | 0 | 0 | 0 | 0 | 0 | 0 | 0 | 0 | 0 | 0
2930 | 0 | 0 | 0 | 0 | 0 | 0 | 0 | 0 | 0 | 0
2931 | 0 | 0 | 0 | 0 | 0 | 0 | 0 | 0 | 0 | 0
2932 | 0 | 0 | 0 | 0 | 0 | 0 | 0 | 0 | 0 | 0
2933 | 0 | 0 | 0 | 0 | 0 | 0 | 0 | 0 | 0 | 0
2934 | 0 | 0 | 0 | 0 | 0 | 0 | 0 | 0 | 0 | 0
2935 | 1555.098 | 127.12 | 425.7818 | 0 | -425.7818 | 0 | 0 | 1555.098 | 0 | 0
2936 | 1292.903 | 358.07 | 1463.8786 | 0 | -1463.8786 | 0 | 0 | 1292.903 | 0 | 0
2937 | 1616.041 | 585.45 | 2384.8058 | 708.1674 | -1676.6383 | 0 | 0 | 935.619 | 0 | 0
2938 | 1859.685 | 775.99 | 3046.6732 | 1847.2685 | -1199.4047 | 0 | 0 | 84.791 | 0 | 0
2939 | 1608.786 | 732.37 | 2813.432 | 1674.3871 | -1139.0449 | 0 | 0 | 0 | 0 | 0
2940 | 1823.532 | 968.12 | 3673.5664 | 1897.8898 | -1676.6383 | 0 | 99.0382 | 0 | 0 | 0
2941 | 1798.158 | 498.71 | 1948.0615 | 1871.4811 | -76.5804 | 0 | 0 | 0 | 0 | 0
2942 | 1525.044 | 281.78 | 1109.7699 | 1109.7699 | 0 | 0 | 0 | 458.754 | 0 | 0
2943 | 1520.027 | 443.07 | 1762.2984 | 1582.0088 | -180.2896 | 0 | 0 | 0 | 0 | 0
2944 | 1553.305 | 118.9 | 460.7769 | 460.7769 | 0 | 0 | 0 | 1110.581 | 0 | 0
2945 | 1531.346 | 13.71 | 29.7808 | 29.7808 | 0 | 0 | 0 | 1502.732 | 0 | 0
2946 | 1537.263 | 5.87 | 0 | 0 | 0 | 0 | 0 | 1537.263 | 0 | 0
2947 | 1394.4 | 0 | 0 | 0 | 0 | 0 | 0 | 0 | 0 | 1451.2592
2948 | 1347.2 | 0 | 0 | 0 | 0 | 0 | 0 | 0 | 0 | 1402.1345
2949 | 1466.4 | 0 | 0 | 0 | 0 | 0 | 0 | 0 | 0 | 1526.1951
2950 | 1319.2 | 0 | 0 | 0 | 0 | 0 | 0 | 0 | 0 | 1372.9927
2951 | 1240 | 0 | 0 | 0 | 0 | 0 | 0 | 0 | 0 | 1290.5632
2952 | 0 | 0 | 0 | 0 | 0 | 0 | 0 | 0 | 0 | 0
2953 | 0 | 0 | 0 | 0 | 0 | 0 | 0 | 0 | 0 | 0
2954 | 0 | 0 | 0 | 0 | 0 | 0 | 0 | 0 | 0 | 0
2955 | 0 | 0 | 0 | 0 | 0 | 0 | 0 | 0 | 0 | 0
2956 | 0 | 0 | 0 | 0 | 0 | 0 | 0 | 0 | 0 | 0
2957 | 0 | 0 | 0 | 0 | 0 | 0 | 0 | 0 | 0 | 0
2958 | 0 | 0 | 0 | 0 | 0 | 0 | 0 | 0 | 0 | 0
2959 | 1206.214 | 130.55 | 429.1164 | 429.1164 | 0 | 0 | 0 | 793.91 | 0 | 0
2960 | 1033.754 | 294.32 | 1210.7565 | 1075.9072 | -134.8493 | 0 | 0 | 0 | 0 | 0
2961 | 1422.494 | 589.65 | 2423.9473 | 1480.4987 | -943.4486 | 0 | 0 | 0 | 0 | 0
2962 | 1530.86 | 653.53 | 2588.1517 | 1593.2836 | -994.8681 | 0 | 0 | 0 | 0 | 0
2963 | 1656.662 | 908.3 | 3552.6989 | 1724.2154 | -1676.6383 | 0 | 151.8452 | 0 | 0 | 0
2964 | 1345.486 | 813.12 | 3141.4266 | 1400.3516 | -1676.6383 | 0 | 64.4366 | 0 | 0 | 0
2965 | 1497.656 | 216.08 | 842.3995 | 842.3995 | 0 | 0 | 0 | 688.261 | 0 | 0
2966 | 1691.038 | 74.3 | 266.8739 | 266.8739 | 0 | 0 | 0 | 1434.62 | 0 | 0
2967 | 1889.882 | 132.3 | 508.7452 | 508.7452 | 0 | 0 | 0 | 1401.069 | 0 | 0
2968 | 1787.216 | 255.4 | 1030.0755 | 1030.0755 | 0 | 0 | 0 | 797.498 | 0 | 0
2969 | 1100.388 | 151.86 | 606.2775 | 606.2775 | 0 | 0 | 0 | 517.864 | 0 | 0
2970 | 1874.444 | 38.93 | 127.4868 | 127.4868 | 0 | 0 | 0 | 1751.952 | 0 | 0
2971 | 1314.638 | 0 | 0 | 0 | 0 | 0 | 0 | 1314.638 | 0 | 0
2972 | 1416 | 0 | 0 | 0 | 0 | 0 | 0 | 1416 | 0 | 0
2973 | 988.8 | 0 | 0 | 0 | 0 | 0 | 0 | 112.478 | 0 | 912.0556
2974 | 963.2 | 0 | 0 | 0 | 0 | 0 | 0 | 0 | 0 | 1002.4762
2975 | 1384 | 0 | 0 | 0 | 0 | 0 | 0 | 0 | 0 | 1440.4351
2976 | 0 | 0 | 0 | 0 | 0 | 0 | 0 | 0 | 0 | 0
2977 | 0 | 0 | 0 | 0 | 0 | 0 | 0 | 0 | 0 | 0
2978 | 0 | 0 | 0 | 0 | 0 | 0 | 0 | 0 | 0 | 0
2979 | 0 | 0 | 0 | 0 | 0 | 0 | 0 | 0 | 0 | 0
2980 | 0 | 0 | 0 | 0 | 0 | 0 | 0 | 0 | 0 | 0
2981 | 0 | 0 | 0 | 0 | 0 | 0 | 0 | 0 | 0 | 0
2982 | 0 | 0 | 0 | 0 | 0 | 0 | 0 | 0 | 0 | 0
2983 | 1212.52 | 132.77 | 430.152 | 430.152 | 0 | 0 | 0 | 0 | 0 | 831.8107
2984 | 1002.061 | 367.38 | 1512.1842 | 1042.9218 | -469.2623 | 0 | 0 | 0 | 0 | 0
2985 | 965.107 | 262.56 | 1058.827 | 1004.461 | -54.366 | 0 | 0 | 0 | 0 | 0
2986 | 1411.917 | 787.42 | 3163.1111 | 1469.4904 | -1676.6383 | 0 | 16.9824 | 0 | 0 | 0
2987 | 1427.898 | 504.63 | 1984.8654 | 1486.1231 | -498.7423 | 0 | 0 | 0 | 0 | 0
2988 | 1337.421 | 398.64 | 1560.0974 | 1391.9567 | -168.1406 | 0 | 0 | 0 | 0 | 0
2989 | 1072.122 | 540.58 | 2111.1273 | 1115.8397 | -995.2876 | 0 | 0 | 0 | 0 | 0
2990 | 1193.708 | 684.42 | 2681.7716 | 1242.3836 | -1439.3881 | 0 | 0 | 0 | 0 | 0
2991 | 980.197 | 646.88 | 2576.4211 | 1020.1663 | -1556.2548 | 0 | 0 | 0 | 0 | 0
2992 | 1206.253 | 474.81 | 1940.7448 | 1255.4401 | -685.3047 | 0 | 0 | 0 | 0 | 0
2993 | 1386.057 | 158.75 | 633.3449 | 633.3449 | 0 | 0 | 0 | 777.526 | 0 | 0
2994 | 1219.223 | 40.79 | 134.3684 | 134.3684 | 0 | 0 | 0 | 1090.119 | 0 | 0
2995 | 1409.584 | 0 | 0 | 0 | 0 | 0 | 0 | 245.71 | 0 | 1211.333
2996 | 1578.4 | 0 | 0 | 0 | 0 | 0 | 0 | 0 | 0 | 1642.7621
2997 | 1444.8 | 0 | 0 | 0 | 0 | 0 | 0 | 0 | 0 | 1503.7143
2998 | 1684 | 0 | 0 | 0 | 0 | 0 | 0 | 73.051 | 0 | 1676.6383
2999 | 1376.8 | 0 | 0 | 0 | 0 | 0 | 0 | 0 | 0 | 1432.9415
3000 | 0 | 0 | 0 | 0 | 0 | 0 | 0 | 0 | 0 | 0
3001 | 0 | 0 | 0 | 0 | 0 | 0 | 0 | 0 | 0 | 0
3002 | 0 | 0 | 0 | 0 | 0 | 0 | 0 | 0 | 0 | 0
3003 | 0 | 0 | 0 | 0 | 0 | 0 | 0 | 0 | 0 | 0
3004 | 0 | 0 | 0 | 0 | 0 | 0 | 0 | 0 | 0 | 0
3005 | 0 | 0 | 0 | 0 | 0 | 0 | 0 | 0 | 0 | 0
3006 | 0 | 0 | 0 | 0 | 0 | 0 | 0 | 0 | 0 | 0
3007 | 781.83 | 72.02 | 270.9933 | 270.9933 | 0 | 0 | 0 | 521.454 | 0 | 0
3008 | 709.607 | 362.62 | 1484.2882 | 738.5425 | -745.7457 | 0 | 0 | 0 | 0 | 0
3009 | 1534.229 | 590.3 | 2418.4718 | 1596.7899 | -821.6818 | 0 | 0 | 0 | 0 | 0
3010 | 1020.516 | 780.43 | 3092.5975 | 1062.1294 | -1676.6383 | 0 | 353.8298 | 0 | 0 | 0
3011 | 1287.992 | 628.49 | 2439.5787 | 1340.5122 | -1099.0665 | 0 | 0 | 0 | 0 | 0
3012 | 1475.707 | 972.31 | 3707.4228 | 1535.8816 | -1676.6383 | 0 | 494.9029 | 0 | 0 | 0
3013 | 1238.1 | 958.47 | 3671.9001 | 1288.5868 | -1676.6383 | 0 | 706.675 | 0 | 0 | 0
3014 | 1241.662 | 598.85 | 2338.511 | 1292.293 | -613.9855 | 0 | 432.2325 | 0 | 0 | 0
3015 | 1191.082 | 440.55 | 1754.3927 | 1239.6505 | 0 | 0 | 514.7422 | 0 | 0 | 0
3016 | 1159.838 | 365.2 | 1482.01 | 1207.1325 | 0 | 0 | 274.8775 | 0 | 0 | 0
3017 | 1030.094 | 179.51 | 721.6798 | 721.6798 | 0 | 0 | 0 | 336.689 | 0 | 0
3018 | 1147.534 | 46.15 | 154.7947 | 154.7947 | 0 | 0 | 0 | 954.367 | 0 | 46.249
3019 | 1455.483 | 0 | 0 | 0 | 0 | 0 | 0 | 0 | 0 | 1514.8329
3020 | 1283.2 | 0 | 0 | 0 | 0 | 0 | 0 | 0 | 0 | 1335.5248
3021 | 1238.4 | 0 | 0 | 0 | 0 | 0 | 0 | 0 | 0 | 1288.898
3022 | 1134.4 | 0 | 0 | 0 | 0 | 0 | 0 | 0 | 0 | 1180.6572
3023 | 1165.6 | 0 | 0 | 0 | 0 | 0 | 0 | 0 | 0 | 1213.1294
3024 | 0 | 0 | 0 | 0 | 0 | 0 | 0 | 0 | 0 | 0
3025 | 0 | 0 | 0 | 0 | 0 | 0 | 0 | 0 | 0 | 0
3026 | 0 | 0 | 0 | 0 | 0 | 0 | 0 | 0 | 0 | 0
3027 | 0 | 0 | 0 | 0 | 0 | 0 | 0 | 0 | 0 | 0
3028 | 0 | 0 | 0 | 0 | 0 | 0 | 0 | 0 | 0 | 0
3029 | 0 | 0 | 0 | 0 | 0 | 0 | 0 | 0 | 0 | 0
3030 | 0 | 0 | 0 | 0 | 0 | 0 | 0 | 0 | 0 | 0
3031 | 1273.643 | 128.72 | 437.4801 | 437.4801 | 0 | 0 | 0 | 0 | 0 | 888.098
3032 | 802.242 | 356.92 | 1461.9604 | 834.9549 | -627.0056 | 0 | 0 | 0 | 0 | 0
3033 | 1200.115 | 415.4 | 1677.6958 | 1249.0518 | -428.6439 | 0 | 0 | 0 | 0 | 0
3034 | 1471.92 | 774.65 | 3041.0176 | 1531.9402 | -1509.0774 | 0 | 0 | 0 | 0 | 0
3035 | 1380.935 | 895.25 | 3390.9413 | 1437.2451 | -1676.6383 | 0 | 277.0579 | 0 | 0 | 0
3036 | 1423.39 | 957.41 | 3547.1307 | 1481.4313 | -1676.6383 | 0 | 389.0611 | 0 | 0 | 0
3037 | 1393.065 | 758.23 | 2828.6929 | 1449.8697 | -1378.8232 | 0 | 0 | 0 | 0 | 0
3038 | 1542.057 | 767.84 | 2881.99 | 1604.9371 | -1013.5688 | 0 | 263.4841 | 0 | 0 | 0
3039 | 1458.87 | 611.72 | 2372.6235 | 1518.358 | 0 | 0 | 854.2654 | 0 | 0 | 0
3040 | 2088.377 | 79.04 | 291.2832 | 291.2832 | 0 | 0 | 0 | 1808.506 | 0 | 0
3041 | 1746.298 | 78.5 | 293.7894 | 293.7894 | 0 | 0 | 0 | 1464.019 | 0 | 0
3042 | 1528.475 | 21.55 | 58.2106 | 58.2106 | 0 | 0 | 0 | 1472.545 | 0 | 0
3043 | 1628.348 | 0 | 0 | 0 | 0 | 0 | 0 | 897.323 | 0 | 760.8339
3044 | 1763.2 | 0 | 0 | 0 | 0 | 0 | 0 | 152.251 | 0 | 1676.6383
3045 | 1925.6 | 0 | 0 | 0 | 0 | 0 | 0 | 314.651 | 0 | 1676.6383
3046 | 2003.2 | 0 | 0 | 0 | 0 | 0 | 0 | 392.251 | 0 | 1676.6383
3047 | 1744 | 0 | 0 | 0 | 0 | 0 | 0 | 133.051 | 0 | 1676.6383
3048 | 0 | 0 | 0 | 0 | 0 | 0 | 0 | 0 | 0 | 0
3049 | 0 | 0 | 0 | 0 | 0 | 0 | 0 | 0 | 0 | 0
3050 | 0 | 0 | 0 | 0 | 0 | 0 | 0 | 0 | 0 | 0
3051 | 0 | 0 | 0 | 0 | 0 | 0 | 0 | 0 | 0 | 0
3052 | 0 | 0 | 0 | 0 | 0 | 0 | 0 | 0 | 0 | 0
3053 | 0 | 0 | 0 | 0 | 0 | 0 | 0 | 0 | 0 | 0
3054 | 0 | 0 | 0 | 0 | 0 | 0 | 0 | 0 | 0 | 0
3055 | 1371.414 | 75.2 | 283.492 | 0 | -283.492 | 0 | 0 | 1371.414 | 0 | 0
3056 | 1360.451 | 212.16 | 861.8288 | 0 | -861.8288 | 0 | 0 | 1360.451 | 0 | 0
3057 | 1498.823 | 338.6 | 1359.1109 | 0 | -1359.1109 | 0 | 0 | 1498.823 | 0 | 0
3058 | 2067.103 | 592.58 | 2304.311 | 1422.6482 | -881.6628 | 0 | 0 | 700.193 | 0 | 0
3059 | 1900.996 | 880.73 | 3339.5082 | 1978.5125 | -1360.9957 | 0 | 0 | 0 | 0 | 0
3060 | 2047.677 | 941.6 | 3553.6585 | 2131.1747 | -1422.4838 | 0 | 0 | 0 | 0 | 0
3061 | 1737.954 | 817.86 | 3102.3069 | 1808.8222 | -1293.4847 | 0 | 0 | 0 | 0 | 0
3062 | 1834.925 | 712.11 | 2757.0843 | 1909.7474 | -847.337 | 0 | 0 | 0 | 0 | 0
3063 | 1799.821 | 245.16 | 969.9634 | 969.9634 | 0 | 0 | 0 | 867.86 | 0 | 0
3064 | 1674.824 | 50.57 | 176.1744 | 176.1744 | 0 | 0 | 0 | 1505.552 | 0 | 0
3065 | 1838.59 | 80.77 | 305.0996 | 305.0996 | 0 | 0 | 0 | 1545.444 | 0 | 0
3066 | 1892.738 | 22.53 | 62.4008 | 62.4008 | 0 | 0 | 0 | 1832.782 | 0 | 0
3067 | 1857.119 | 0 | 0 | 0 | 0 | 0 | 0 | 1126.094 | 0 | 760.8339
3068 | 1924 | 0 | 0 | 0 | 0 | 0 | 0 | 313.051 | 0 | 1676.6383
3069 | 1824.8 | 0 | 0 | 0 | 0 | 0 | 0 | 213.851 | 0 | 1676.6383
3070 | 2112.8 | 0 | 0 | 0 | 0 | 0 | 0 | 501.851 | 0 | 1676.6383
3071 | 1693.6 | 0 | 0 | 0 | 0 | 0 | 0 | 82.651 | 0 | 1676.6383
3072 | 0 | 0 | 0 | 0 | 0 | 0 | 0 | 0 | 0 | 0
3073 | 0 | 0 | 0 | 0 | 0 | 0 | 0 | 0 | 0 | 0
3074 | 0 | 0 | 0 | 0 | 0 | 0 | 0 | 0 | 0 | 0
3075 | 0 | 0 | 0 | 0 | 0 | 0 | 0 | 0 | 0 | 0
3076 | 0 | 0 | 0 | 0 | 0 | 0 | 0 | 0 | 0 | 0
3077 | 0 | 0 | 0 | 0 | 0 | 0 | 0 | 0 | 0 | 0
3078 | 0 | 0 | 0 | 0 | 0 | 0 | 0 | 0 | 0 | 0
3079 | 1151.437 | 128.43 | 440.6014 | 0 | -440.6014 | 0 | 0 | 1151.437 | 0 | 0
3080 | 1016.173 | 352.73 | 1451.1343 | 994.4851 | -456.6491 | 0 | 0 | 60.651 | 0 | 0
3081 | 1393.713 | 577.1 | 2380.8831 | 1450.5441 | -930.3389 | 0 | 0 | 0 | 0 | 0
3082 | 1742.288 | 764.97 | 3057.5212 | 1813.3329 | -1244.1883 | 0 | 0 | 0 | 0 | 0
3083 | 1918.198 | 561.06 | 2205.1177 | 1996.416 | -208.7018 | 0 | 0 | 0 | 0 | 0
3084 | 1389.518 | 955.99 | 3677.1029 | 1446.1781 | -1676.6383 | 0 | 554.2865 | 0 | 0 | 0
3085 | 1454.847 | 941.51 | 3625.4679 | 1514.171 | -1676.6383 | 0 | 434.6586 | 0 | 0 | 0
3086 | 1572.945 | 852.24 | 3332.1968 | 1637.0847 | -1676.6383 | 0 | 18.4738 | 0 | 0 | 0
3087 | 1407.007 | 278.82 | 1108.7239 | 1108.7239 | 0 | 0 | 0 | 341.722 | 0 | 0
3088 | 1270.866 | 67.96 | 248.2128 | 248.2128 | 0 | 0 | 0 | 1032.378 | 0 | 0
3089 | 1921.03 | 34.3 | 112.7817 | 112.7817 | 0 | 0 | 0 | 1812.667 | 0 | 0
3090 | 1338.785 | 10.77 | 17.0698 | 17.0698 | 0 | 0 | 0 | 1322.384 | 0 | 0
3091 | 1455.323 | 0 | 0 | 0 | 0 | 0 | 0 | 362.399 | 0 | 1137.4899
3092 | 1472 | 0 | 0 | 0 | 0 | 0 | 0 | 0 | 0 | 1532.0234
3093 | 1682.4 | 0 | 0 | 0 | 0 | 0 | 0 | 71.451 | 0 | 1676.6383
3094 | 1751.2 | 0 | 0 | 0 | 0 | 0 | 0 | 140.251 | 0 | 1676.6383
3095 | 1388 | 0 | 0 | 0 | 0 | 0 | 0 | 0 | 0 | 1444.5982
3096 | 0 | 0 | 0 | 0 | 0 | 0 | 0 | 0 | 0 | 0
3097 | 0 | 0 | 0 | 0 | 0 | 0 | 0 | 0 | 0 | 0
3098 | 0 | 0 | 0 | 0 | 0 | 0 | 0 | 0 | 0 | 0
3099 | 0 | 0 | 0 | 0 | 0 | 0 | 0 | 0 | 0 | 0
3100 | 0 | 0 | 0 | 0 | 0 | 0 | 0 | 0 | 0 | 0
3101 | 0 | 0 | 0 | 0 | 0 | 0 | 0 | 0 | 0 | 0
3102 | 0 | 0 | 0 | 0 | 0 | 0 | 0 | 0 | 0 | 0
3103 | 596.8 | 128.37 | 437.5884 | 437.5884 | 0 | 0 | 0 | 176.356 | 0 | 0
3104 | 559.198 | 212.02 | 862.091 | 582.0003 | -280.0907 | 0 | 0 | 0 | 0 | 0
3105 | 533.643 | 436.27 | 1755.8362 | 555.4033 | -1200.433 | 0 | 0 | 0 | 0 | 0
3106 | 918.03 | 503 | 1982.6975 | 955.4643 | -1027.2332 | 0 | 0 | 0 | 0 | 0
3107 | 967.693 | 594.24 | 2310.7732 | 1007.1524 | -1303.6208 | 0 | 0 | 0 | 0 | 0
3108 | 627.109 | 796.48 | 3046.4879 | 652.6805 | -1676.6383 | 0 | 717.1691 | 0 | 0 | 0
3109 | 812.063 | 777.83 | 2990.745 | 845.1763 | -1676.6383 | 0 | 468.9303 | 0 | 0 | 0
3110 | 905.477 | 699.2 | 2727.2983 | 942.3994 | -1145.7412 | 0 | 639.1577 | 0 | 0 | 0
3111 | 596.201 | 514.38 | 2050.1159 | 620.5122 | 0 | 0 | 1429.6037 | 0 | 0 | 0
3112 | 817.356 | 31.38 | 98.1588 | 98.1588 | 0 | 0 | 0 | 355.312 | 0 | 382.7269
3113 | 855.171 | 14.69 | 33.4641 | 33.4641 | 0 | 0 | 0 | 0 | 0 | 856.578
3114 | 864.861 | 5.87 | 0 | 0 | 0 | 0 | 0 | 0 | 0 | 900.1273
3115 | 824.194 | 0 | 0 | 0 | 0 | 0 | 0 | 0 | 0 | 857.802
3116 | 626.4 | 0 | 0 | 0 | 0 | 0 | 0 | 0 | 0 | 651.9426
3117 | 780 | 0 | 0 | 0 | 0 | 0 | 0 | 0 | 0 | 811.8059
3118 | 831.2 | 0 | 0 | 0 | 0 | 0 | 0 | 0 | 0 | 865.0937
3119 | 764 | 0 | 0 | 0 | 0 | 0 | 0 | 0 | 0 | 795.1535
3120 | 0 | 0 | 0 | 0 | 0 | 0 | 0 | 0 | 0 | 0
3121 | 0 | 0 | 0 | 0 | 0 | 0 | 0 | 0 | 0 | 0
3122 | 0 | 0 | 0 | 0 | 0 | 0 | 0 | 0 | 0 | 0
3123 | 0 | 0 | 0 | 0 | 0 | 0 | 0 | 0 | 0 | 0
3124 | 0 | 0 | 0 | 0 | 0 | 0 | 0 | 0 | 0 | 0
3125 | 0 | 0 | 0 | 0 | 0 | 0 | 0 | 0 | 0 | 0
3126 | 0 | 0 | 0 | 0 | 0 | 0 | 0 | 0 | 0 | 0
3127 | 1606.824 | 85.52 | 326.1857 | 326.1857 | 0 | 0 | 0 | 0 | 0 | 1346.1594
3128 | 1031.203 | 292.88 | 1206.2832 | 1073.2522 | -133.031 | 0 | 0 | 0 | 0 | 0
3129 | 1251.649 | 427.28 | 1737.6664 | 1302.6872 | -434.9791 | 0 | 0 | 0 | 0 | 0
3130 | 1182.361 | 623.89 | 2483.7274 | 1230.5739 | -1253.1535 | 0 | 0 | 0 | 0 | 0
3131 | 1327.158 | 739.57 | 2897.4633 | 1381.2752 | -1516.188 | 0 | 0 | 0 | 0 | 0
3132 | 662.126 | 776.07 | 3020.15 | 689.1254 | -1676.6383 | 0 | 654.3863 | 0 | 0 | 0
3133 | 803.013 | 795.79 | 3102.4651 | 835.7583 | -1676.6383 | 0 | 590.0684 | 0 | 0 | 0
3134 | 839.44 | 679.3 | 2679.2436 | 873.6697 | -1619.7682 | 0 | 185.8057 | 0 | 0 | 0
3135 | 881.612 | 614.63 | 2463.2907 | 917.5613 | 0 | 0 | 1545.7294 | 0 | 0 | 0
3136 | 723.729 | 394.34 | 1609.1107 | 753.2403 | 0 | 0 | 855.8703 | 0 | 0 | 0
3137 | 1037.81 | 177.47 | 713.2787 | 713.2787 | 0 | 0 | 0 | 352.477 | 0 | 0
3138 | 1280.783 | 46.03 | 154.675 | 154.675 | 0 | 0 | 0 | 1132.168 | 0 | 0
3139 | 1299.258 | 0 | 0 | 0 | 0 | 0 | 0 | 1299.258 | 0 | 0
3140 | 1091.2 | 0 | 0 | 0 | 0 | 0 | 0 | 741.827 | 0 | 363.6193
3141 | 1475.2 | 0 | 0 | 0 | 0 | 0 | 0 | 0 | 0 | 1535.3539
3142 | 901.6 | 0 | 0 | 0 | 0 | 0 | 0 | 0 | 0 | 938.3644
3143 | 1424.8 | 0 | 0 | 0 | 0 | 0 | 0 | 0 | 0 | 1482.8988
3144 | 0 | 0 | 0 | 0 | 0 | 0 | 0 | 0 | 0 | 0
3145 | 0 | 0 | 0 | 0 | 0 | 0 | 0 | 0 | 0 | 0
3146 | 0 | 0 | 0 | 0 | 0 | 0 | 0 | 0 | 0 | 0
3147 | 0 | 0 | 0 | 0 | 0 | 0 | 0 | 0 | 0 | 0
3148 | 0 | 0 | 0 | 0 | 0 | 0 | 0 | 0 | 0 | 0
3149 | 0 | 0 | 0 | 0 | 0 | 0 | 0 | 0 | 0 | 0
3150 | 0 | 0 | 0 | 0 | 0 | 0 | 0 | 0 | 0 | 0
3151 | 1360.959 | 108.71 | 411.878 | 411.878 | 0 | 0 | 0 | 0 | 0 | 1004.5765
3152 | 1089.279 | 295.6 | 1220.6553 | 1133.6963 | -86.959 | 0 | 0 | 0 | 0 | 0
3153 | 1352.296 | 576.63 | 2384.0491 | 1407.4383 | -976.6108 | 0 | 0 | 0 | 0 | 0
3154 | 1592.847 | 761.21 | 3063.3402 | 1657.7982 | -1405.542 | 0 | 0 | 0 | 0 | 0
3155 | 1626.609 | 673.47 | 2658.3812 | 1692.9369 | -965.4443 | 0 | 0 | 0 | 0 | 0
3156 | 1541.713 | 638.31 | 2519.066 | 1604.5791 | -914.4869 | 0 | 0 | 0 | 0 | 0
3157 | 1622.298 | 706.56 | 2785.0136 | 1688.4501 | -1096.5635 | 0 | 0 | 0 | 0 | 0
3158 | 1448.694 | 496.42 | 1988.1022 | 1507.7671 | -480.3351 | 0 | 0 | 0 | 0 | 0
3159 | 1620.387 | 385.68 | 1561.7647 | 1561.7647 | 0 | 0 | 0 | 119.811 | 0 | 0
3160 | 1509.994 | 251.99 | 1028.0439 | 1028.0439 | 0 | 0 | 0 | 522.228 | 0 | 0
3161 | 1315.27 | 190.5 | 776.0438 | 776.0438 | 0 | 0 | 0 | 569.631 | 0 | 0
3162 | 1693.54 | 49.29 | 168.4487 | 168.4487 | 0 | 0 | 0 | 1531.691 | 0 | 0
3163 | 1887.87 | 0 | 0 | 0 | 0 | 0 | 0 | 953.596 | 0 | 972.3707
3164 | 1574.4 | 0 | 0 | 0 | 0 | 0 | 0 | 0 | 0 | 1638.599
3165 | 1738.4 | 0 | 0 | 0 | 0 | 0 | 0 | 127.451 | 0 | 1676.6383
3166 | 1488 | 0 | 0 | 0 | 0 | 0 | 0 | 0 | 0 | 1548.6759
3167 | 1567.2 | 0 | 0 | 0 | 0 | 0 | 0 | 0 | 0 | 1631.1054
3168 | 0 | 0 | 0 | 0 | 0 | 0 | 0 | 0 | 0 | 0
3169 | 0 | 0 | 0 | 0 | 0 | 0 | 0 | 0 | 0 | 0
3170 | 0 | 0 | 0 | 0 | 0 | 0 | 0 | 0 | 0 | 0
3171 | 0 | 0 | 0 | 0 | 0 | 0 | 0 | 0 | 0 | 0
3172 | 0 | 0 | 0 | 0 | 0 | 0 | 0 | 0 | 0 | 0
3173 | 0 | 0 | 0 | 0 | 0 | 0 | 0 | 0 | 0 | 0
3174 | 0 | 0 | 0 | 0 | 0 | 0 | 0 | 0 | 0 | 0
3175 | 1222.398 | 109.4 | 415.7404 | 415.7404 | 0 | 0 | 0 | 822.946 | 0 | 0
3176 | 1224.246 | 289.21 | 1190.2261 | 1190.2261 | 0 | 0 | 0 | 80.652 | 0 | 0
3177 | 1405.356 | 582.37 | 2398.0455 | 1462.6619 | -935.3836 | 0 | 0 | 0 | 0 | 0
3178 | 1702.904 | 768.03 | 3075.4028 | 1772.343 | -1303.0598 | 0 | 0 | 0 | 0 | 0
3179 | 1163.639 | 754.55 | 2948.3021 | 1211.0885 | -1676.6383 | 0 | 60.5753 | 0 | 0 | 0
3180 | 1654.093 | 744.09 | 2892.1834 | 1721.5416 | -1170.6418 | 0 | 0 | 0 | 0 | 0
3181 | 1527.881 | 817.98 | 3155.3688 | 1590.1831 | -1565.1857 | 0 | 0 | 0 | 0 | 0
3182 | 1582.693 | 846.62 | 3325.9636 | 1647.2291 | -1659.4863 | 0 | 19.2481 | 0 | 0 | 0
3183 | 1693.198 | 607.43 | 2409.8854 | 1762.2412 | 0 | 0 | 647.6442 | 0 | 0 | 0
3184 | 1547.887 | 312.74 | 1260.6357 | 1260.6357 | 0 | 0 | 0 | 336.642 | 0 | 0
3185 | 1494.49 | 197.75 | 792.4599 | 792.4599 | 0 | 0 | 0 | 733.078 | 0 | 0
3186 | 1557.6 | 51.69 | 174.3655 | 174.3655 | 0 | 0 | 0 | 1390.066 | 0 | 0
3187 | 1736.8 | 0 | 0 | 0 | 0 | 0 | 0 | 418.777 | 0 | 1371.7678
3188 | 1518.4 | 0 | 0 | 0 | 0 | 0 | 0 | 0 | 0 | 1580.3155
3189 | 1556 | 0 | 0 | 0 | 0 | 0 | 0 | 0 | 0 | 1619.4487
3190 | 1313.6 | 0 | 0 | 0 | 0 | 0 | 0 | 0 | 0 | 1367.1644
3191 | 1468.8 | 0 | 0 | 0 | 0 | 0 | 0 | 0 | 0 | 1528.693
3192 | 0 | 0 | 0 | 0 | 0 | 0 | 0 | 0 | 0 | 0
3193 | 0 | 0 | 0 | 0 | 0 | 0 | 0 | 0 | 0 | 0
3194 | 0 | 0 | 0 | 0 | 0 | 0 | 0 | 0 | 0 | 0
3195 | 0 | 0 | 0 | 0 | 0 | 0 | 0 | 0 | 0 | 0
3196 | 0 | 0 | 0 | 0 | 0 | 0 | 0 | 0 | 0 | 0
3197 | 0 | 0 | 0 | 0 | 0 | 0 | 0 | 0 | 0 | 0
3198 | 0 | 0 | 0 | 0 | 0 | 0 | 0 | 0 | 0 | 0
3199 | 1067.464 | 120.17 | 451.8741 | 451.8741 | 0 | 0 | 0 | 633.294 | 0 | 0
3200 | 1283.562 | 309.03 | 1272.7149 | 1272.7149 | 0 | 0 | 0 | 60.711 | 0 | 0
3201 | 1599.831 | 447.34 | 1816.8258 | 1665.067 | -151.7588 | 0 | 0 | 0 | 0 | 0
3202 | 1734.369 | 748.59 | 2991.4756 | 1805.091 | -1186.3846 | 0 | 0 | 0 | 0 | 0
3203 | 1623.038 | 889.39 | 3489.8412 | 1689.2203 | -1676.6383 | 0 | 123.9825 | 0 | 0 | 0
3204 | 1636.443 | 949.59 | 3698.1006 | 1703.1719 | -1676.6383 | 0 | 318.2904 | 0 | 0 | 0
3205 | 1725.917 | 939.27 | 3659.3244 | 1796.2944 | -1676.6383 | 0 | 186.3917 | 0 | 0 | 0
3206 | 2012.075 | 853.26 | 3363.8249 | 2094.121 | -1269.704 | 0 | 0 | 0 | 0 | 0
3207 | 1948.007 | 704.95 | 2832.703 | 2027.4405 | -672.6322 | 0 | 132.6303 | 0 | 0 | 0
3208 | 1556.628 | 505.8 | 2080.8771 | 1620.1023 | 0 | 0 | 460.7748 | 0 | 0 | 0
3209 | 1721.903 | 277.05 | 1074.8185 | 1074.8185 | 0 | 0 | 0 | 689.195 | 0 | 0
3210 | 1737.852 | 66.48 | 178.4193 | 178.4193 | 0 | 0 | 0 | 1566.423 | 0 | 0
3211 | 1568.995 | 0 | 0 | 0 | 0 | 0 | 0 | 652.871 | 0 | 953.4806
3212 | 1459.2 | 0 | 0 | 0 | 0 | 0 | 0 | 0 | 0 | 1518.7015
3213 | 1577.6 | 0 | 0 | 0 | 0 | 0 | 0 | 0 | 0 | 1641.9295
3214 | 1764.8 | 0 | 0 | 0 | 0 | 0 | 0 | 153.851 | 0 | 1676.6383
3215 | 1724 | 0 | 0 | 0 | 0 | 0 | 0 | 113.051 | 0 | 1676.6383
3216 | 0 | 0 | 0 | 0 | 0 | 0 | 0 | 0 | 0 | 0
3217 | 0 | 0 | 0 | 0 | 0 | 0 | 0 | 0 | 0 | 0
3218 | 0 | 0 | 0 | 0 | 0 | 0 | 0 | 0 | 0 | 0
3219 | 0 | 0 | 0 | 0 | 0 | 0 | 0 | 0 | 0 | 0
3220 | 0 | 0 | 0 | 0 | 0 | 0 | 0 | 0 | 0 | 0
3221 | 0 | 0 | 0 | 0 | 0 | 0 | 0 | 0 | 0 | 0
3222 | 0 | 0 | 0 | 0 | 0 | 0 | 0 | 0 | 0 | 0
3223 | 1482.886 | 43.13 | 152.0918 | 0 | -152.0918 | 0 | 0 | 1482.886 | 0 | 0
3224 | 905.259 | 120.25 | 476.9214 | 0 | -476.9214 | 0 | 0 | 905.259 | 0 | 0
3225 | 1293.998 | 288.91 | 1172.0229 | 0 | -1172.0229 | 0 | 0 | 1293.998 | 0 | 0
3226 | 1538.464 | 435.37 | 1743.9641 | 67.3258 | -1676.6383 | 0 | 0 | 1473.776 | 0 | 0
3227 | 1566.084 | 603.42 | 2376.2412 | 699.6029 | -1676.6383 | 0 | 0 | 893.891 | 0 | 0
3228 | 1519.876 | 682.88 | 2668.3248 | 991.6865 | -1676.6383 | 0 | 0 | 567.043 | 0 | 0
3229 | 2001.861 | 508.1 | 2006.2565 | 526.8131 | -1479.4434 | 0 | 0 | 1495.688 | 0 | 0
3230 | 1474.906 | 121.78 | 463.6317 | 463.6317 | 0 | 0 | 0 | 1029.439 | 0 | 0
3231 | 1790.369 | 462.77 | 1855.9777 | 1855.9777 | 0 | 0 | 0 | 7.107 | 0 | 0
3232 | 1829.06 | 229.02 | 922.7152 | 922.7152 | 0 | 0 | 0 | 942.496 | 0 | 0
3233 | 1677.484 | 27.43 | 85.4041 | 85.4041 | 0 | 0 | 0 | 1595.426 | 0 | 0
3234 | 2026.099 | 9.79 | 13.6862 | 13.6862 | 0 | 0 | 0 | 2012.949 | 0 | 0
3235 | 1587.2 | 0 | 0 | 0 | 0 | 0 | 0 | 400.676 | 0 | 1234.9066
3236 | 1344 | 0 | 0 | 0 | 0 | 0 | 0 | 0 | 0 | 1398.804
3237 | 1775.2 | 0 | 0 | 0 | 0 | 0 | 0 | 164.251 | 0 | 1676.6383
3238 | 1706.4 | 0 | 0 | 0 | 0 | 0 | 0 | 95.451 | 0 | 1676.6383
3239 | 1422.4 | 0 | 0 | 0 | 0 | 0 | 0 | 0 | 0 | 1480.4009
3240 | 0 | 0 | 0 | 0 | 0 | 0 | 0 | 0 | 0 | 0
3241 | 0 | 0 | 0 | 0 | 0 | 0 | 0 | 0 | 0 | 0
3242 | 0 | 0 | 0 | 0 | 0 | 0 | 0 | 0 | 0 | 0
3243 | 0 | 0 | 0 | 0 | 0 | 0 | 0 | 0 | 0 | 0
3244 | 0 | 0 | 0 | 0 | 0 | 0 | 0 | 0 | 0 | 0
3245 | 0 | 0 | 0 | 0 | 0 | 0 | 0 | 0 | 0 | 0
3246 | 0 | 0 | 0 | 0 | 0 | 0 | 0 | 0 | 0 | 0
3247 | 1055.099 | 79.42 | 302.1573 | 0 | -302.1573 | 0 | 0 | 1055.099 | 0 | 0
3248 | 1425.043 | 222.58 | 911.8069 | 0 | -911.8069 | 0 | 0 | 1425.043 | 0 | 0
3249 | 1508.333 | 449.72 | 1831.4383 | 307.152 | -1524.2863 | 0 | 0 | 1213.215 | 0 | 0
3250 | 1700.252 | 643.82 | 2561.6285 | 1769.5828 | -792.0457 | 0 | 0 | 0 | 0 | 0
3251 | 1839.549 | 724.3 | 2838.3367 | 1914.5599 | -923.7768 | 0 | 0 | 0 | 0 | 0
3252 | 1816.85 | 742.05 | 2894.1994 | 1890.9353 | -1003.2641 | 0 | 0 | 0 | 0 | 0
3253 | 1707.886 | 803.24 | 3122.4657 | 1777.5281 | -1344.9376 | 0 | 0 | 0 | 0 | 0
3254 | 1728.169 | 673.76 | 2649.9093 | 1798.6382 | -851.2711 | 0 | 0 | 0 | 0 | 0
3255 | 1703.789 | 550.6 | 2196.7322 | 1773.2641 | -423.4681 | 0 | 0 | 0 | 0 | 0
3256 | 1569.14 | 458.58 | 1866.5041 | 1633.1245 | -233.3796 | 0 | 0 | 0 | 0 | 0
3257 | 1690.426 | 219.28 | 882.9794 | 882.9794 | 0 | 0 | 0 | 842.041 | 0 | 0
3258 | 1602.301 | 57.19 | 191.1959 | 191.1959 | 0 | 0 | 0 | 1418.596 | 0 | 0
3259 | 1476.806 | 0 | 0 | 0 | 0 | 0 | 0 | 114.532 | 0 | 1417.8232
3260 | 1332.8 | 0 | 0 | 0 | 0 | 0 | 0 | 0 | 0 | 1387.1473
3261 | 1378.4 | 0 | 0 | 0 | 0 | 0 | 0 | 0 | 0 | 1434.6067
3262 | 1814.4 | 0 | 0 | 0 | 0 | 0 | 0 | 203.451 | 0 | 1676.6383
3263 | 1490.4 | 0 | 0 | 0 | 0 | 0 | 0 | 0 | 0 | 1551.1737
3264 | 0 | 0 | 0 | 0 | 0 | 0 | 0 | 0 | 0 | 0
3265 | 0 | 0 | 0 | 0 | 0 | 0 | 0 | 0 | 0 | 0
3266 | 0 | 0 | 0 | 0 | 0 | 0 | 0 | 0 | 0 | 0
3267 | 0 | 0 | 0 | 0 | 0 | 0 | 0 | 0 | 0 | 0
3268 | 0 | 0 | 0 | 0 | 0 | 0 | 0 | 0 | 0 | 0
3269 | 0 | 0 | 0 | 0 | 0 | 0 | 0 | 0 | 0 | 0
3270 | 0 | 0 | 0 | 0 | 0 | 0 | 0 | 0 | 0 | 0
3271 | 1106.227 | 89.01 | 340.1165 | 0 | -340.1165 | 0 | 0 | 1106.227 | 0 | 0
3272 | 998.236 | 244.02 | 1001.6675 | 324.7421 | -676.9254 | 0 | 0 | 686.217 | 0 | 0
3273 | 1435.791 | 572.73 | 2356.7631 | 1494.338 | -862.4251 | 0 | 0 | 0 | 0 | 0
3274 | 1831.647 | 591.11 | 2357.2751 | 1906.3357 | -450.9394 | 0 | 0 | 0 | 0 | 0
3275 | 1511.408 | 745.36 | 2924.0135 | 1573.0384 | -1350.9751 | 0 | 0 | 0 | 0 | 0
3276 | 1131.45 | 690.92 | 2717.0446 | 1177.5869 | -1539.4577 | 0 | 0 | 0 | 0 | 0
3277 | 1343.015 | 295.76 | 1178.79 | 1178.79 | 0 | 0 | 0 | 210.409 | 0 | 0
3278 | 1463.195 | 653.73 | 2605.2267 | 1522.8594 | -1082.3673 | 0 | 0 | 0 | 0 | 0
3279 | 1538.188 | 583.09 | 2358.9373 | 1600.9104 | -758.0269 | 0 | 0 | 0 | 0 | 0
3280 | 1937.529 | 132.69 | 524.8939 | 524.8939 | 0 | 0 | 0 | 1433.2 | 0 | 0
3281 | 1784.662 | 130.28 | 520.7371 | 520.7371 | 0 | 0 | 0 | 1284.327 | 0 | 0
3282 | 1641.186 | 42.66 | 144.8626 | 144.8626 | 0 | 0 | 0 | 1501.999 | 0 | 0
3283 | 1082.752 | 0 | 0 | 0 | 0 | 0 | 0 | 0 | 0 | 1126.9032
3284 | 1290.4 | 0 | 0 | 0 | 0 | 0 | 0 | 0 | 0 | 1343.0184
3285 | 1324.8 | 0 | 0 | 0 | 0 | 0 | 0 | 0 | 0 | 1378.8211
3286 | 1139.2 | 0 | 0 | 0 | 0 | 0 | 0 | 0 | 0 | 1185.6529
3287 | 1259.2 | 0 | 0 | 0 | 0 | 0 | 0 | 0 | 0 | 1310.5461
3288 | 0 | 0 | 0 | 0 | 0 | 0 | 0 | 0 | 0 | 0
3289 | 0 | 0 | 0 | 0 | 0 | 0 | 0 | 0 | 0 | 0
3290 | 0 | 0 | 0 | 0 | 0 | 0 | 0 | 0 | 0 | 0
3291 | 0 | 0 | 0 | 0 | 0 | 0 | 0 | 0 | 0 | 0
3292 | 0 | 0 | 0 | 0 | 0 | 0 | 0 | 0 | 0 | 0
3293 | 0 | 0 | 0 | 0 | 0 | 0 | 0 | 0 | 0 | 0
3294 | 0 | 0 | 0 | 0 | 0 | 0 | 0 | 0 | 0 | 0
3295 | 1182.657 | 120.9 | 454.8226 | 454.8226 | 0 | 0 | 0 | 745.654 | 0 | 0
3296 | 936.672 | 307.86 | 1275.0203 | 974.8665 | -300.1538 | 0 | 0 | 0 | 0 | 0
3297 | 1006.925 | 330.42 | 1347.3418 | 1047.9842 | -299.3576 | 0 | 0 | 0 | 0 | 0
3298 | 980.994 | 346.88 | 1390.6839 | 1020.9958 | -369.6881 | 0 | 0 | 0 | 0 | 0
3299 | 1100.227 | 438.16 | 1733.3513 | 1145.0907 | -588.2606 | 0 | 0 | 0 | 0 | 0
3300 | 1192.407 | 783.26 | 2984.1204 | 1241.0306 | -1676.6383 | 0 | 66.4515 | 0 | 0 | 0
3301 | 1178.5 | 782.88 | 2990.9198 | 1226.5565 | -1676.6383 | 0 | 87.725 | 0 | 0 | 0
3302 | 1218.473 | 846.41 | 3279.2712 | 1268.1595 | -1676.6383 | 0 | 334.4734 | 0 | 0 | 0
3303 | 1017.622 | 701.04 | 2792.1398 | 1059.1174 | -1676.6383 | 0 | 56.3841 | 0 | 0 | 0
3304 | 339.258 | 502.96 | 2066.5269 | 353.0919 | -46.3812 | 0 | 1667.0538 | 0 | 0 | 0
3305 | 224.739 | 275.97 | 1076.1861 | 233.9031 | 0 | 0 | 842.283 | 0 | 0 | 0
3306 | 209.471 | 68.88 | 220.7862 | 218.0126 | 0 | 0 | 2.7737 | 0 | 0 | 0
3307 | 115.054 | 0 | 0 | 0 | 0 | 0 | 0 | 0 | 0 | 119.7455
3308 | 0 | 0 | 0 | 0 | 0 | 0 | 0 | 0 | 0 | 0
3309 | 0 | 0 | 0 | 0 | 0 | 0 | 0 | 0 | 0 | 0
3310 | 0 | 0 | 0 | 0 | 0 | 0 | 0 | 0 | 0 | 0
3311 | 0 | 0 | 0 | 0 | 0 | 0 | 0 | 0 | 0 | 0
3312 | 0 | 0 | 0 | 0 | 0 | 0 | 0 | 0 | 0 | 0
3313 | 0 | 0 | 0 | 0 | 0 | 0 | 0 | 0 | 0 | 0
3314 | 0 | 0 | 0 | 0 | 0 | 0 | 0 | 0 | 0 | 0
3315 | 0 | 0 | 0 | 0 | 0 | 0 | 0 | 0 | 0 | 0
3316 | 0 | 0 | 0 | 0 | 0 | 0 | 0 | 0 | 0 | 0
3317 | 0 | 0 | 0 | 0 | 0 | 0 | 0 | 0 | 0 | 0
3318 | 0 | 0 | 0 | 0 | 0 | 0 | 0 | 0 | 0 | 0
3319 | 79.923 | 79.57 | 303.4541 | 83.181 | -133.2642 | 0 | 87.0089 | 0 | 0 | 0
3320 | 156.96 | 353.68 | 1451.9294 | 163.3603 | 0 | 0 | 1288.5691 | 0 | 0 | 0
3321 | 637.627 | 573.54 | 2378.5673 | 663.6274 | 0 | 0 | 1714.94 | 0 | 0 | 0
3322 | 1024.991 | 755.9 | 3055.7394 | 1066.7868 | 0 | 0 | 1988.9526 | 0 | 0 | 0
3323 | 1410.943 | 644.42 | 2555.924 | 1468.4767 | 0 | 0 | 1087.4473 | 0 | 0 | 0
3324 | 1071.439 | 687.46 | 2706.8013 | 1115.1288 | 0 | 0 | 1591.6724 | 0 | 0 | 0
3325 | 1560.347 | 929.12 | 3652.7154 | 1623.9729 | 0 | 0 | 2028.7425 | 0 | 0 | 0
3326 | 1408.139 | 676.19 | 2679.8806 | 1465.5584 | 0 | 0 | 1214.3222 | 0 | 0 | 0
3327 | 996.949 | 59.37 | 212.384 | 212.384 | 0 | 0 | 0 | 792.886 | 0 | 0
3328 | 1328.349 | 130.69 | 516.4543 | 516.4543 | 0 | 0 | 0 | 832.129 | 0 | 0
3329 | 1340.192 | 252.92 | 1027.7983 | 1027.7983 | 0 | 0 | 0 | 352.662 | 0 | 0
3330 | 1479.054 | 67.49 | 185.9972 | 185.9972 | 0 | 0 | 0 | 1300.344 | 0 | 0
3331 | 1458.236 | 0 | 0 | 0 | 0 | 0 | 0 | 0 | 0 | 1517.6982
3332 | 1057.6 | 0 | 0 | 0 | 0 | 0 | 0 | 0 | 0 | 1100.7255
3333 | 1518.4 | 0 | 0 | 0 | 0 | 0 | 0 | 0 | 0 | 1580.3155
3334 | 1292 | 0 | 0 | 0 | 0 | 0 | 0 | 0 | 0 | 1344.6836
3335 | 1396.8 | 0 | 0 | 0 | 0 | 0 | 0 | 0 | 0 | 1453.757
3336 | 0 | 0 | 0 | 0 | 0 | 0 | 0 | 0 | 0 | 0
3337 | 0 | 0 | 0 | 0 | 0 | 0 | 0 | 0 | 0 | 0
3338 | 0 | 0 | 0 | 0 | 0 | 0 | 0 | 0 | 0 | 0
3339 | 0 | 0 | 0 | 0 | 0 | 0 | 0 | 0 | 0 | 0
3340 | 0 | 0 | 0 | 0 | 0 | 0 | 0 | 0 | 0 | 0
3341 | 0 | 0 | 0 | 0 | 0 | 0 | 0 | 0 | 0 | 0
3342 | 0 | 0 | 0 | 0 | 0 | 0 | 0 | 0 | 0 | 0
3343 | 1413.981 | 131.85 | 431.9276 | 431.9276 | 0 | 0 | 0 | 998.976 | 0 | 0
3344 | 1218.646 | 357.25 | 1469.4686 | 1268.3385 | -201.1301 | 0 | 0 | 0 | 0 | 0
3345 | 1283.48 | 577.34 | 2397.141 | 1335.8162 | -1061.3248 | 0 | 0 | 0 | 0 | 0
3346 | 1235.312 | 759.75 | 3067.4481 | 1285.6851 | -1676.6383 | 0 | 105.1247 | 0 | 0 | 0
3347 | 1227.421 | 709.16 | 2790.5703 | 1277.4713 | -1513.099 | 0 | 0 | 0 | 0 | 0
3348 | 1268.221 | 940.13 | 3683.3413 | 1319.935 | -1676.6383 | 0 | 686.768 | 0 | 0 | 0
3349 | 1361.861 | 416.77 | 1651.0852 | 1417.3933 | -233.6919 | 0 | 0 | 0 | 0 | 0
3350 | 1362.378 | 643.03 | 2541.9329 | 1417.9314 | -1124.0015 | 0 | 0 | 0 | 0 | 0
3351 | 1092.7 | 135.64 | 523.7064 | 523.7064 | 0 | 0 | 0 | 589.512 | 0 | 0
3352 | 1161.964 | 37.26 | 122.2403 | 122.2403 | 0 | 0 | 0 | 1044.513 | 0 | 0
3353 | 1302.91 | 92.01 | 353.2802 | 353.2802 | 0 | 0 | 0 | 963.471 | 0 | 0
3354 | 1031.53 | 35.22 | 113.8339 | 113.8339 | 0 | 0 | 0 | 701.404 | 0 | 229.7546
3355 | 1155.338 | 0 | 0 | 0 | 0 | 0 | 0 | 0 | 0 | 1202.449
3356 | 992.8 | 0 | 0 | 0 | 0 | 0 | 0 | 0 | 0 | 1033.2832
3357 | 1484 | 0 | 0 | 0 | 0 | 0 | 0 | 0 | 0 | 1544.5128
3358 | 1380 | 0 | 0 | 0 | 0 | 0 | 0 | 0 | 0 | 1436.272
3359 | 799.2 | 0 | 0 | 0 | 0 | 0 | 0 | 0 | 0 | 831.7888
3360 | 0 | 0 | 0 | 0 | 0 | 0 | 0 | 0 | 0 | 0
3361 | 0 | 0 | 0 | 0 | 0 | 0 | 0 | 0 | 0 | 0
3362 | 0 | 0 | 0 | 0 | 0 | 0 | 0 | 0 | 0 | 0
3363 | 0 | 0 | 0 | 0 | 0 | 0 | 0 | 0 | 0 | 0
3364 | 0 | 0 | 0 | 0 | 0 | 0 | 0 | 0 | 0 | 0
3365 | 0 | 0 | 0 | 0 | 0 | 0 | 0 | 0 | 0 | 0
3366 | 0 | 0 | 0 | 0 | 0 | 0 | 0 | 0 | 0 | 0
3367 | 1303.011 | 132.88 | 436.9025 | 436.9025 | 0 | 0 | 0 | 0 | 0 | 919.2411
3368 | 993.966 | 355.12 | 1457.1552 | 1034.4967 | -422.6584 | 0 | 0 | 0 | 0 | 0
3369 | 1093.9 | 575.27 | 2385.4875 | 1138.5057 | -1246.9817 | 0 | 0 | 0 | 0 | 0
3370 | 1363.693 | 756.9 | 3062.0101 | 1419.3 | -1642.7101 | 0 | 0 | 0 | 0 | 0
3371 | 1239.039 | 884.85 | 3522.0907 | 1289.5641 | -1676.6383 | 0 | 555.8883 | 0 | 0 | 0
3372 | 1503.503 | 943.34 | 3732.671 | 1564.811 | -1676.6383 | 0 | 491.2217 | 0 | 0 | 0
3373 | 1361.769 | 933.1 | 3695.3498 | 1417.2976 | -1644.7687 | 0 | 633.2835 | 0 | 0 | 0
3374 | 1532.198 | 844.9 | 3380.671 | 1594.6761 | 0 | 0 | 1785.9948 | 0 | 0 | 0
3375 | 1256.603 | 697.9 | 2841.9326 | 1307.8432 | 0 | 0 | 1534.0894 | 0 | 0 | 0
3376 | 1138.22 | 501.21 | 2083.989 | 1184.633 | 0 | 0 | 899.356 | 0 | 0 | 0
3377 | 1339.573 | 127.97 | 504.8985 | 504.8985 | 0 | 0 | 0 | 854.456 | 0 | 0
3378 | 1110.796 | 19.59 | 51.5039 | 51.5039 | 0 | 0 | 0 | 1061.31 | 0 | 0
3379 | 989.602 | 0 | 0 | 0 | 0 | 0 | 0 | 0 | 0 | 1029.9548
3380 | 1045.6 | 0 | 0 | 0 | 0 | 0 | 0 | 0 | 0 | 1088.2362
3381 | 1416.8 | 0 | 0 | 0 | 0 | 0 | 0 | 0 | 0 | 1474.5726
3382 | 1268 | 0 | 0 | 0 | 0 | 0 | 0 | 0 | 0 | 1319.705
3383 | 1352.8 | 0 | 0 | 0 | 0 | 0 | 0 | 0 | 0 | 1407.9628
3384 | 0 | 0 | 0 | 0 | 0 | 0 | 0 | 0 | 0 | 0
3385 | 0 | 0 | 0 | 0 | 0 | 0 | 0 | 0 | 0 | 0
3386 | 0 | 0 | 0 | 0 | 0 | 0 | 0 | 0 | 0 | 0
3387 | 0 | 0 | 0 | 0 | 0 | 0 | 0 | 0 | 0 | 0
3388 | 0 | 0 | 0 | 0 | 0 | 0 | 0 | 0 | 0 | 0
3389 | 0 | 0 | 0 | 0 | 0 | 0 | 0 | 0 | 0 | 0
3390 | 0 | 0 | 0 | 0 | 0 | 0 | 0 | 0 | 0 | 0
3391 | 1304.669 | 110.07 | 418.6452 | 0 | -418.6452 | 0 | 0 | 1304.669 | 0 | 0
3392 | 935.942 | 287.3 | 1185.3396 | 952.2202 | -233.1194 | 0 | 0 | 21.029 | 0 | 0
3393 | 898.574 | 451.13 | 1844.9777 | 935.215 | -909.7628 | 0 | 0 | 0 | 0 | 0
3394 | 1261.705 | 561.14 | 2251.2762 | 1313.1533 | -938.1229 | 0 | 0 | 0 | 0 | 0
3395 | 1281.246 | 626.85 | 2480.9048 | 1333.4911 | -1147.4137 | 0 | 0 | 0 | 0 | 0
3396 | 1130.342 | 601.16 | 2370.2047 | 1176.4337 | -1193.771 | 0 | 0 | 0 | 0 | 0
3397 | 1247.462 | 674.01 | 2649.2286 | 1298.3295 | -1350.8991 | 0 | 0 | 0 | 0 | 0
3398 | 1339.387 | 404.71 | 1608.7131 | 1394.0029 | -214.7102 | 0 | 0 | 0 | 0 | 0
3399 | 1391.303 | 353.62 | 1416.057 | 1416.057 | 0 | 0 | 0 | 30.726 | 0 | 0
3400 | 1345.155 | 414.57 | 1691.0874 | 1400.0061 | -291.0813 | 0 | 0 | 0 | 0 | 0
3401 | 1198.38 | 224.87 | 907.0672 | 907.0672 | 0 | 0 | 0 | 326.851 | 0 | 0
3402 | 1181.647 | 64.74 | 215.9695 | 215.9695 | 0 | 0 | 0 | 974.139 | 0 | 0
3403 | 1283.014 | 0 | 0 | 0 | 0 | 0 | 0 | 0 | 0 | 1335.3312
3404 | 1180.8 | 0 | 0 | 0 | 0 | 0 | 0 | 0 | 0 | 1228.9492
3405 | 1619.2 | 0 | 0 | 0 | 0 | 0 | 0 | 8.251 | 0 | 1676.6383
3406 | 1483.2 | 0 | 0 | 0 | 0 | 0 | 0 | 0 | 0 | 1543.6801
3407 | 1326.4 | 0 | 0 | 0 | 0 | 0 | 0 | 0 | 0 | 1380.4863
3408 | 0 | 0 | 0 | 0 | 0 | 0 | 0 | 0 | 0 | 0
3409 | 0 | 0 | 0 | 0 | 0 | 0 | 0 | 0 | 0 | 0
3410 | 0 | 0 | 0 | 0 | 0 | 0 | 0 | 0 | 0 | 0
3411 | 0 | 0 | 0 | 0 | 0 | 0 | 0 | 0 | 0 | 0
3412 | 0 | 0 | 0 | 0 | 0 | 0 | 0 | 0 | 0 | 0
3413 | 0 | 0 | 0 | 0 | 0 | 0 | 0 | 0 | 0 | 0
3414 | 0 | 0 | 0 | 0 | 0 | 0 | 0 | 0 | 0 | 0
3415 | 619.025 | 77.29 | 294.2578 | 294.2578 | 0 | 0 | 0 | 336.296 | 0 | 0
3416 | 887.264 | 212.41 | 869.697 | 869.697 | 0 | 0 | 0 | 51.641 | 0 | 0
3417 | 690.747 | 573.62 | 2375.342 | 718.9134 | -1656.4285 | 0 | 0 | 0 | 0 | 0
3418 | 307.348 | 755.98 | 3043.6872 | 319.8807 | -1676.6383 | 0 | 1047.1682 | 0 | 0 | 0
3419 | 235.767 | 884.75 | 3482.7254 | 245.3808 | -1676.6383 | 0 | 1560.7062 | 0 | 0 | 0
3420 | 197.082 | 943.17 | 3668.3313 | 205.1194 | -1676.6383 | 0 | 1786.5735 | 0 | 0 | 0
3421 | 683.53 | 796.75 | 3082.9484 | 711.4022 | -1624.051 | 0 | 747.4953 | 0 | 0 | 0
3422 | 1150.936 | 747.47 | 2914.941 | 1197.8675 | 0 | 0 | 1717.0736 | 0 | 0 | 0
3423 | 1786.232 | 89.1 | 330.8109 | 330.8109 | 0 | 0 | 0 | 1468.382 | 0 | 0
3424 | 1729.544 | 73.82 | 272.5565 | 272.5565 | 0 | 0 | 0 | 1467.666 | 0 | 0
3425 | 1610.063 | 236.88 | 954.5172 | 954.5172 | 0 | 0 | 0 | 692.943 | 0 | 0
3426 | 1527.327 | 53.31 | 182.674 | 182.674 | 0 | 0 | 0 | 1351.81 | 0 | 0
3427 | 1637.6 | 0 | 0 | 0 | 0 | 0 | 0 | 375.577 | 0 | 1313.4843
3428 | 1442.4 | 0 | 0 | 0 | 0 | 0 | 0 | 0 | 0 | 1501.2164
3429 | 1472.8 | 0 | 0 | 0 | 0 | 0 | 0 | 0 | 0 | 1532.8561
3430 | 1553.6 | 0 | 0 | 0 | 0 | 0 | 0 | 0 | 0 | 1616.9508
3431 | 1444 | 0 | 0 | 0 | 0 | 0 | 0 | 0 | 0 | 1502.8817
3432 | 0 | 0 | 0 | 0 | 0 | 0 | 0 | 0 | 0 | 0
3433 | 0 | 0 | 0 | 0 | 0 | 0 | 0 | 0 | 0 | 0
3434 | 0 | 0 | 0 | 0 | 0 | 0 | 0 | 0 | 0 | 0
3435 | 0 | 0 | 0 | 0 | 0 | 0 | 0 | 0 | 0 | 0
3436 | 0 | 0 | 0 | 0 | 0 | 0 | 0 | 0 | 0 | 0
3437 | 0 | 0 | 0 | 0 | 0 | 0 | 0 | 0 | 0 | 0
3438 | 0 | 0 | 0 | 0 | 0 | 0 | 0 | 0 | 0 | 0
3439 | 1362.282 | 130.56 | 429.285 | 0 | -429.285 | 0 | 0 | 1362.282 | 0 | 0
3440 | 1064.339 | 351.77 | 1447.5217 | 1098.6409 | -348.8809 | 0 | 0 | 8.742 | 0 | 0
3441 | 1658.966 | 571.84 | 2382.567 | 1726.6133 | -655.9537 | 0 | 0 | 0 | 0 | 0
3442 | 1820.422 | 753.64 | 3059.6454 | 1894.653 | -1164.9925 | 0 | 0 | 0 | 0 | 0
3443 | 1766.438 | 872.89 | 3475.5013 | 1838.4677 | -1637.0337 | 0 | 0 | 0 | 0 | 0
3444 | 1632.862 | 931.33 | 3674.2751 | 1699.4449 | -1676.6383 | 0 | 298.1919 | 0 | 0 | 0
3445 | 1633.953 | 702.82 | 2770.1877 | 1700.5804 | -1069.6074 | 0 | 0 | 0 | 0 | 0
3446 | 1730.896 | 652.58 | 2593.4524 | 1801.4764 | -791.976 | 0 | 0 | 0 | 0 | 0
3447 | 1836.767 | 606.71 | 2447.6916 | 1911.6645 | -536.0271 | 0 | 0 | 0 | 0 | 0
3448 | 1998.015 | 357.52 | 1467.692 | 1467.692 | 0 | 0 | 0 | 587.826 | 0 | 0
3449 | 1627.268 | 34.3 | 114.4761 | 114.4761 | 0 | 0 | 0 | 1517.277 | 0 | 0
3450 | 1652.685 | 64.25 | 217.8377 | 217.8377 | 0 | 0 | 0 | 1443.382 | 0 | 0
3451 | 1494.002 | 0 | 0 | 0 | 0 | 0 | 0 | 149.878 | 0 | 1398.9331
3452 | 1398.4 | 0 | 0 | 0 | 0 | 0 | 0 | 0 | 0 | 1455.4223
3453 | 1210.4 | 0 | 0 | 0 | 0 | 0 | 0 | 0 | 0 | 1259.7562
3454 | 1628 | 0 | 0 | 0 | 0 | 0 | 0 | 17.051 | 0 | 1676.6383
3455 | 1786.4 | 0 | 0 | 0 | 0 | 0 | 0 | 175.451 | 0 | 1676.6383
3456 | 0 | 0 | 0 | 0 | 0 | 0 | 0 | 0 | 0 | 0
3457 | 0 | 0 | 0 | 0 | 0 | 0 | 0 | 0 | 0 | 0
3458 | 0 | 0 | 0 | 0 | 0 | 0 | 0 | 0 | 0 | 0
3459 | 0 | 0 | 0 | 0 | 0 | 0 | 0 | 0 | 0 | 0
3460 | 0 | 0 | 0 | 0 | 0 | 0 | 0 | 0 | 0 | 0
3461 | 0 | 0 | 0 | 0 | 0 | 0 | 0 | 0 | 0 | 0
3462 | 0 | 0 | 0 | 0 | 0 | 0 | 0 | 0 | 0 | 0
3463 | 1177.554 | 105.62 | 404.4677 | 404.4677 | 0 | 0 | 0 | 788.933 | 0 | 0
3464 | 1356.489 | 281.72 | 1166.2591 | 1166.2591 | 0 | 0 | 0 | 235.923 | 0 | 0
3465 | 1166.426 | 452.56 | 1853.6516 | 1213.9891 | -639.6625 | 0 | 0 | 0 | 0 | 0
3466 | 975.268 | 618.9 | 2477.6202 | 1015.0363 | -1462.5839 | 0 | 0 | 0 | 0 | 0
3467 | 1314.143 | 688.36 | 2714.7559 | 1367.7295 | -1347.0264 | 0 | 0 | 0 | 0 | 0
3468 | 1169.049 | 785.92 | 3067.8676 | 1216.7201 | -1676.6383 | 0 | 174.5091 | 0 | 0 | 0
3469 | 1078.088 | 918.95 | 3607.6467 | 1122.049 | -1676.6383 | 0 | 808.9594 | 0 | 0 | 0
3470 | 944.397 | 650.53 | 2571.5451 | 982.9065 | -1507.8462 | 0 | 80.7924 | 0 | 0 | 0
3471 | 1126.43 | 545.79 | 2189.4093 | 1172.3622 | 0 | 0 | 1017.0471 | 0 | 0 | 0
3472 | 898.155 | 211.71 | 853.0082 | 853.0082 | 0 | 0 | 0 | 0 | 0 | 81.7707
3473 | 1152.652 | 84.9 | 325.0627 | 325.0627 | 0 | 0 | 0 | 0 | 0 | 874.5908
3474 | 869.487 | 11.75 | 21.4608 | 21.4608 | 0 | 0 | 0 | 0 | 0 | 883.4811
3475 | 1185.808 | 0 | 0 | 0 | 0 | 0 | 0 | 0 | 0 | 1234.1614
3476 | 980.8 | 0 | 0 | 0 | 0 | 0 | 0 | 0 | 0 | 1020.7939
3477 | 808.8 | 0 | 0 | 0 | 0 | 0 | 0 | 0 | 0 | 841.7803
3478 | 850.4 | 0 | 0 | 0 | 0 | 0 | 0 | 0 | 0 | 885.0766
3479 | 840 | 0 | 0 | 0 | 0 | 0 | 0 | 0 | 0 | 874.2525
3480 | 0 | 0 | 0 | 0 | 0 | 0 | 0 | 0 | 0 | 0
3481 | 0 | 0 | 0 | 0 | 0 | 0 | 0 | 0 | 0 | 0
3482 | 0 | 0 | 0 | 0 | 0 | 0 | 0 | 0 | 0 | 0
3483 | 0 | 0 | 0 | 0 | 0 | 0 | 0 | 0 | 0 | 0
3484 | 0 | 0 | 0 | 0 | 0 | 0 | 0 | 0 | 0 | 0
3485 | 0 | 0 | 0 | 0 | 0 | 0 | 0 | 0 | 0 | 0
3486 | 0 | 0 | 0 | 0 | 0 | 0 | 0 | 0 | 0 | 0
3487 | 1097.92 | 127.87 | 432.4396 | 432.4396 | 0 | 0 | 0 | 0 | 0 | 710.25
3488 | 961.001 | 347.38 | 1421.8978 | 1000.1875 | -421.7103 | 0 | 0 | 0 | 0 | 0
3489 | 988.449 | 564.66 | 2327.8045 | 1028.7548 | -1299.0497 | 0 | 0 | 0 | 0 | 0
3490 | 1114.766 | 746.76 | 2989.3451 | 1160.2236 | -1676.6383 | 0 | 152.4832 | 0 | 0 | 0
3491 | 1334.239 | 872.49 | 3417.9547 | 1388.645 | -1676.6383 | 0 | 352.6714 | 0 | 0 | 0
3492 | 1375.817 | 933.01 | 3623.8828 | 1431.9184 | -1676.6383 | 0 | 515.3261 | 0 | 0 | 0
3493 | 1313.727 | 921.54 | 3585.9017 | 1367.2955 | -1491.5736 | 0 | 727.0325 | 0 | 0 | 0
3494 | 1220.12 | 712.38 | 2789.7585 | 1269.8726 | 0 | 0 | 1519.8859 | 0 | 0 | 0
3495 | 1436.12 | 698.58 | 2815.3886 | 1494.6804 | 0 | 0 | 1320.7083 | 0 | 0 | 0
3496 | 1317.272 | 426.23 | 1736.4237 | 1370.9861 | 0 | 0 | 365.4375 | 0 | 0 | 0
3497 | 1561.218 | 278.03 | 1084.402 | 1084.402 | 0 | 0 | 0 | 519.302 | 0 | 0
3498 | 1522.874 | 58.68 | 201.4059 | 201.4059 | 0 | 0 | 0 | 211.286 | 0 | 1163.6644
3499 | 1531.013 | 0 | 0 | 0 | 0 | 0 | 0 | 0 | 0 | 1593.4428
3500 | 820.8 | 0 | 0 | 0 | 0 | 0 | 0 | 0 | 0 | 854.2696
3501 | 1276 | 0 | 0 | 0 | 0 | 0 | 0 | 0 | 0 | 1328.0312
3502 | 1128 | 0 | 0 | 0 | 0 | 0 | 0 | 0 | 0 | 1173.9962
3503 | 905.6 | 0 | 0 | 0 | 0 | 0 | 0 | 0 | 0 | 942.5275
3504 | 0 | 0 | 0 | 0 | 0 | 0 | 0 | 0 | 0 | 0
3505 | 0 | 0 | 0 | 0 | 0 | 0 | 0 | 0 | 0 | 0
3506 | 0 | 0 | 0 | 0 | 0 | 0 | 0 | 0 | 0 | 0
3507 | 0 | 0 | 0 | 0 | 0 | 0 | 0 | 0 | 0 | 0
3508 | 0 | 0 | 0 | 0 | 0 | 0 | 0 | 0 | 0 | 0
3509 | 0 | 0 | 0 | 0 | 0 | 0 | 0 | 0 | 0 | 0
3510 | 0 | 0 | 0 | 0 | 0 | 0 | 0 | 0 | 0 | 0
3511 | 803.82 | 131.16 | 425.1396 | 425.1396 | 0 | 0 | 0 | 0 | 0 | 411.4576
3512 | 740.237 | 355.63 | 1460.2327 | 770.4215 | -689.8112 | 0 | 0 | 0 | 0 | 0
3513 | 558.473 | 575.2 | 2392.8093 | 581.2457 | -1676.6383 | 0 | 134.9253 | 0 | 0 | 0
3514 | 1199.225 | 755.83 | 3054.9494 | 1248.1266 | -1676.6383 | 0 | 130.1845 | 0 | 0 | 0
3515 | 1228.803 | 884.63 | 3499.1852 | 1278.9096 | -1676.6383 | 0 | 543.6373 | 0 | 0 | 0
3516 | 1419.01 | 943.3 | 3684.6381 | 1476.8737 | -1676.6383 | 0 | 531.1261 | 0 | 0 | 0
3517 | 1282.017 | 933.35 | 3636.3055 | 1334.2946 | -914.0289 | 0 | 1387.982 | 0 | 0 | 0
3518 | 1153.519 | 846.74 | 3335.3899 | 1200.5558 | 0 | 0 | 2134.8341 | 0 | 0 | 0
3519 | 1350.247 | 700.04 | 2812.1903 | 1405.3057 | 0 | 0 | 1406.8846 | 0 | 0 | 0
3520 | 1241.158 | 503.61 | 2073.0973 | 1291.7684 | 0 | 0 | 781.3288 | 0 | 0 | 0
3521 | 1171.973 | 183.93 | 734.5053 | 734.5053 | 0 | 0 | 0 | 466.245 | 0 | 0
3522 | 1371.137 | 52.15 | 179.0896 | 179.0896 | 0 | 0 | 0 | 1199.064 | 0 | 0
3523 | 1506.995 | 0 | 0 | 0 | 0 | 0 | 0 | 0 | 0 | 1568.4454
3524 | 1457.6 | 0 | 0 | 0 | 0 | 0 | 0 | 0 | 0 | 1517.0363
3525 | 1496 | 0 | 0 | 0 | 0 | 0 | 0 | 0 | 0 | 1557.0021
3526 | 1008.8 | 0 | 0 | 0 | 0 | 0 | 0 | 0 | 0 | 1049.9356
3527 | 940.8 | 0 | 0 | 0 | 0 | 0 | 0 | 0 | 0 | 979.1628
3528 | 0 | 0 | 0 | 0 | 0 | 0 | 0 | 0 | 0 | 0
3529 | 0 | 0 | 0 | 0 | 0 | 0 | 0 | 0 | 0 | 0
3530 | 0 | 0 | 0 | 0 | 0 | 0 | 0 | 0 | 0 | 0
3531 | 0 | 0 | 0 | 0 | 0 | 0 | 0 | 0 | 0 | 0
3532 | 0 | 0 | 0 | 0 | 0 | 0 | 0 | 0 | 0 | 0
3533 | 0 | 0 | 0 | 0 | 0 | 0 | 0 | 0 | 0 | 0
3534 | 0 | 0 | 0 | 0 | 0 | 0 | 0 | 0 | 0 | 0
3535 | 1415.654 | 128.99 | 424.7847 | 424.7847 | 0 | 0 | 0 | 989.198 | 0 | 19.0608
3536 | 996.848 | 347.99 | 1423.129 | 1037.4963 | -385.6328 | 0 | 0 | 0 | 0 | 0
3537 | 1420.083 | 564.92 | 2334.3645 | 1477.9894 | -856.3751 | 0 | 0 | 0 | 0 | 0
3538 | 1718.45 | 745.49 | 2985.2372 | 1788.5229 | -1196.7143 | 0 | 0 | 0 | 0 | 0
3539 | 1514.737 | 648.36 | 2537.7323 | 1576.5031 | -961.2292 | 0 | 0 | 0 | 0 | 0
3540 | 1481.469 | 774.46 | 2998.1876 | 1541.8786 | -1456.309 | 0 | 0 | 0 | 0 | 0
3541 | 1629.559 | 781.05 | 3026.6289 | 1696.0072 | -1330.6217 | 0 | 0 | 0 | 0 | 0
3542 | 1581.445 | 714.48 | 2800.0018 | 1645.9313 | -1154.0706 | 0 | 0 | 0 | 0 | 0
3543 | 1376.542 | 384.33 | 1537.6821 | 1432.673 | -105.0092 | 0 | 0 | 0 | 0 | 0
3544 | 1606.679 | 225.19 | 903.8199 | 903.8199 | 0 | 0 | 0 | 738.27 | 0 | 0
3545 | 1530.064 | 89.74 | 343.4022 | 343.4022 | 0 | 0 | 0 | 1200.116 | 0 | 0
3546 | 1776.413 | 29.4 | 90.6891 | 90.6891 | 0 | 0 | 0 | 1689.277 | 0 | 0
3547 | 1785.434 | 0 | 0 | 0 | 0 | 0 | 0 | 838.36 | 0 | 985.6926
3548 | 1460 | 0 | 0 | 0 | 0 | 0 | 0 | 0 | 0 | 1519.5341
3549 | 1711.2 | 0 | 0 | 0 | 0 | 0 | 0 | 100.251 | 0 | 1676.6383
3550 | 1587.2 | 0 | 0 | 0 | 0 | 0 | 0 | 0 | 0 | 1651.9209
3551 | 1569.6 | 0 | 0 | 0 | 0 | 0 | 0 | 0 | 0 | 1633.6033
3552 | 0 | 0 | 0 | 0 | 0 | 0 | 0 | 0 | 0 | 0
3553 | 0 | 0 | 0 | 0 | 0 | 0 | 0 | 0 | 0 | 0
3554 | 0 | 0 | 0 | 0 | 0 | 0 | 0 | 0 | 0 | 0
3555 | 0 | 0 | 0 | 0 | 0 | 0 | 0 | 0 | 0 | 0
3556 | 0 | 0 | 0 | 0 | 0 | 0 | 0 | 0 | 0 | 0
3557 | 0 | 0 | 0 | 0 | 0 | 0 | 0 | 0 | 0 | 0
3558 | 0 | 0 | 0 | 0 | 0 | 0 | 0 | 0 | 0 | 0
3559 | 1421.245 | 88.56 | 338.6625 | 0 | -338.6625 | 0 | 0 | 1421.245 | 0 | 0
3560 | 1472.409 | 307.1 | 1262.9514 | 0 | -1262.9514 | 0 | 0 | 1472.409 | 0 | 0
3561 | 1472.679 | 483.84 | 1964.5817 | 484.4139 | -1480.1678 | 0 | 0 | 1007.244 | 0 | 0
3562 | 1255.664 | 571.51 | 2267.9869 | 1306.866 | -961.1209 | 0 | 0 | 0 | 0 | 0
3563 | 1306.374 | 706.91 | 2755.2161 | 1359.6437 | -1395.5724 | 0 | 0 | 0 | 0 | 0
3564 | 1147.369 | 733.13 | 2846.9617 | 1194.155 | -1652.8066 | 0 | 0 | 0 | 0 | 0
3565 | 1451.78 | 701.56 | 2730.0939 | 1510.9789 | -1219.1149 | 0 | 0 | 0 | 0 | 0
3566 | 1625.359 | 148.25 | 570.481 | 570.481 | 0 | 0 | 0 | 1077.229 | 0 | 0
3567 | 1496.668 | 63.74 | 226.9861 | 226.9861 | 0 | 0 | 0 | 1278.575 | 0 | 0
3568 | 1406.455 | 27.45 | 82.7938 | 82.7938 | 0 | 0 | 0 | 1326.905 | 0 | 0
3569 | 1189.61 | 100.06 | 386.4279 | 386.4279 | 0 | 0 | 0 | 818.322 | 0 | 0
3570 | 1307.693 | 52.79 | 182.5595 | 182.5595 | 0 | 0 | 0 | 1132.286 | 0 | 0
3571 | 1408 | 0 | 0 | 0 | 0 | 0 | 0 | 0 | 0 | 1465.4137
3572 | 1389.6 | 0 | 0 | 0 | 0 | 0 | 0 | 0 | 0 | 1446.2634
3573 | 1545.6 | 0 | 0 | 0 | 0 | 0 | 0 | 0 | 0 | 1608.6246
3574 | 1364 | 0 | 0 | 0 | 0 | 0 | 0 | 0 | 0 | 1419.6195
3575 | 1421.6 | 0 | 0 | 0 | 0 | 0 | 0 | 0 | 0 | 1479.5683
3576 | 0 | 0 | 0 | 0 | 0 | 0 | 0 | 0 | 0 | 0
3577 | 0 | 0 | 0 | 0 | 0 | 0 | 0 | 0 | 0 | 0
3578 | 0 | 0 | 0 | 0 | 0 | 0 | 0 | 0 | 0 | 0
3579 | 0 | 0 | 0 | 0 | 0 | 0 | 0 | 0 | 0 | 0
3580 | 0 | 0 | 0 | 0 | 0 | 0 | 0 | 0 | 0 | 0
3581 | 0 | 0 | 0 | 0 | 0 | 0 | 0 | 0 | 0 | 0
3582 | 0 | 0 | 0 | 0 | 0 | 0 | 0 | 0 | 0 | 0
3583 | 1709.965 | 97.1 | 371.2544 | 0 | -371.2544 | 0 | 0 | 1709.965 | 0 | 0
3584 | 1408.436 | 260.19 | 1066.0458 | 0 | -1066.0458 | 0 | 0 | 1408.436 | 0 | 0
3585 | 1450.739 | 431.83 | 1744.0515 | 67.4132 | -1676.6383 | 0 | 0 | 1385.967 | 0 | 0
3586 | 1655.173 | 581.84 | 2288.8597 | 612.2213 | -1676.6383 | 0 | 0 | 1066.938 | 0 | 0
3587 | 1645.765 | 576.6 | 2244.6183 | 567.98 | -1676.6383 | 0 | 0 | 1100.038 | 0 | 0
3588 | 1950.329 | 703.61 | 2708.4197 | 1457.099 | -1251.3207 | 0 | 0 | 550.318 | 0 | 0
3589 | 1604.172 | 566.6 | 2208.136 | 1669.585 | -538.551 | 0 | 0 | 0 | 0 | 0
3590 | 1638.537 | 76.81 | 276.2013 | 276.2013 | 0 | 0 | 0 | 1373.157 | 0 | 0
3591 | 1750.351 | 184.26 | 721.7287 | 721.7287 | 0 | 0 | 0 | 1056.899 | 0 | 0
3592 | 1625.121 | 402.57 | 1638.7447 | 1638.7447 | 0 | 0 | 0 | 50.581 | 0 | 0
3593 | 1456.088 | 217.81 | 880.8708 | 880.8708 | 0 | 0 | 0 | 609.729 | 0 | 0
3594 | 1657.048 | 63.44 | 217.2007 | 217.2007 | 0 | 0 | 0 | 1448.357 | 0 | 0
3595 | 1497.593 | 0 | 0 | 0 | 0 | 0 | 0 | 295.57 | 0 | 1251.0376
3596 | 1270.4 | 0 | 0 | 0 | 0 | 0 | 0 | 0 | 0 | 1322.2028
3597 | 1587.2 | 0 | 0 | 0 | 0 | 0 | 0 | 0 | 0 | 1651.9209
3598 | 1514.4 | 0 | 0 | 0 | 0 | 0 | 0 | 0 | 0 | 1576.1524
3599 | 1600.8 | 0 | 0 | 0 | 0 | 0 | 0 | 0 | 0 | 1666.0755
3600 | 0 | 0 | 0 | 0 | 0 | 0 | 0 | 0 | 0 | 0
3601 | 0 | 0 | 0 | 0 | 0 | 0 | 0 | 0 | 0 | 0
3602 | 0 | 0 | 0 | 0 | 0 | 0 | 0 | 0 | 0 | 0
3603 | 0 | 0 | 0 | 0 | 0 | 0 | 0 | 0 | 0 | 0
3604 | 0 | 0 | 0 | 0 | 0 | 0 | 0 | 0 | 0 | 0
3605 | 0 | 0 | 0 | 0 | 0 | 0 | 0 | 0 | 0 | 0
3606 | 0 | 0 | 0 | 0 | 0 | 0 | 0 | 0 | 0 | 0
3607 | 1586.458 | 128.71 | 419.1947 | 419.1947 | 0 | 0 | 0 | 1183.687 | 0 | 0
3608 | 1339.324 | 346.37 | 1408.1793 | 1393.9373 | -14.242 | 0 | 0 | 0 | 0 | 0
3609 | 1167.329 | 562.88 | 2292.4066 | 1214.9289 | -1077.4777 | 0 | 0 | 0 | 0 | 0
3610 | 1838.145 | 744.48 | 2889.5034 | 1913.0987 | -976.4047 | 0 | 0 | 0 | 0 | 0
3611 | 1601.039 | 871.84 | 3282.7692 | 1666.3242 | -1616.445 | 0 | 0 | 0 | 0 | 0
3612 | 1499.82 | 932.79 | 3485.0682 | 1560.9778 | -1676.6383 | 0 | 247.452 | 0 | 0 | 0
3613 | 1916.994 | 811.62 | 3048.6621 | 1995.1629 | -1053.4992 | 0 | 0 | 0 | 0 | 0
3614 | 1203.199 | 774.04 | 2939.2036 | 1252.2626 | -1676.6383 | 0 | 10.3026 | 0 | 0 | 0
3615 | 1339.569 | 179.35 | 704.2718 | 704.2718 | 0 | 0 | 0 | 662.89 | 0 | 0
3616 | 1487.923 | 29.41 | 91.3209 | 91.3209 | 0 | 0 | 0 | 1400.18 | 0 | 0
3617 | 1570.841 | 110.02 | 430.1354 | 430.1354 | 0 | 0 | 0 | 1157.558 | 0 | 0
3618 | 1493.196 | 44.62 | 153.0889 | 153.0889 | 0 | 0 | 0 | 1346.105 | 0 | 0
3619 | 1175.793 | 0 | 0 | 0 | 0 | 0 | 0 | 0 | 0 | 1223.7381
3620 | 1504 | 0 | 0 | 0 | 0 | 0 | 0 | 0 | 0 | 1565.3283
3621 | 1400 | 0 | 0 | 0 | 0 | 0 | 0 | 0 | 0 | 1457.0875
3622 | 1072 | 0 | 0 | 0 | 0 | 0 | 0 | 0 | 0 | 1115.7127
3623 | 1568.8 | 0 | 0 | 0 | 0 | 0 | 0 | 0 | 0 | 1632.7706
3624 | 0 | 0 | 0 | 0 | 0 | 0 | 0 | 0 | 0 | 0
3625 | 1048.116 | 0 | 0 | 0 | 0 | 0 | 0 | 1048.116 | 0 | 0
3626 | 1148.1467 | 0 | 0 | 0 | 0 | 0 | 0 | 1148.147 | 0 | 0
3627 | 1165.0637 | 0 | 0 | 0 | 0 | 0 | 0 | 1165.064 | 0 | 0
3628 | 1257.0037 | 0 | 0 | 0 | 0 | 0 | 0 | 1257.004 | 0 | 0
3629 | 1164.3282 | 0 | 0 | 0 | 0 | 0 | 0 | 1164.328 | 0 | 0
3630 | 1084.892 | 0 | 0 | 0 | 0 | 0 | 0 | 1084.892 | 0 | 0
3631 | 1136.1375 | 127.17 | 421.244 | 421.244 | 0 | 0 | 0 | 731.398 | 0 | 0
3632 | 857.2624 | 343.49 | 1405.2693 | 892.2184 | -513.0509 | 0 | 0 | 0 | 0 | 0
3633 | 1126.9766 | 558.77 | 2312.7507 | 1172.9305 | -1139.8202 | 0 | 0 | 0 | 0 | 0
3634 | 1088.1963 | 474.39 | 1902.7471 | 1132.5691 | -770.1779 | 0 | 0 | 0 | 0 | 0
3635 | 1073.6523 | 647.43 | 2549.7616 | 1117.4321 | -1432.3295 | 0 | 0 | 0 | 0 | 0
3636 | 1056.4835 | 568.89 | 2240.9787 | 1099.563 | -1141.4157 | 0 | 0 | 0 | 0 | 0
3637 | 976.002 | 408.27 | 1618.5588 | 1015.8002 | -602.7586 | 0 | 0 | 0 | 0 | 0
3638 | 1109.748 | 140.46 | 541.8336 | 541.8336 | 0 | 0 | 0 | 589.143 | 0 | 0
3639 | 1130.2855 | 551.75 | 2213.6771 | 1176.3754 | -1037.3016 | 0 | 0 | 0 | 0 | 0
3640 | 1121.2717 | 253.22 | 1027.5756 | 1027.5756 | 0 | 0 | 0 | 133.956 | 0 | 0
3641 | 781.8035 | 84.92 | 325.9786 | 325.9786 | 0 | 0 | 0 | 468.597 | 0 | 0
3642 | 946.9489 | 32.34 | 103.6832 | 103.6832 | 0 | 0 | 0 | 405.431 | 0 | 459.9161
3643 | 1087.8341 | 0 | 0 | 0 | 0 | 0 | 0 | 0 | 0 | 1132.1924
3644 | 1190.0714 | 0 | 0 | 0 | 0 | 0 | 0 | 0 | 0 | 1238.5983
3645 | 939.259 | 0 | 0 | 0 | 0 | 0 | 0 | 0 | 0 | 977.559
3646 | 1095.1893 | 0 | 0 | 0 | 0 | 0 | 0 | 0 | 0 | 1139.8473
3647 | 1081.2144 | 0 | 0 | 0 | 0 | 0 | 0 | 0 | 0 | 1125.3024
3648 | 159.6078 | 0 | 0 | 0 | 0 | 0 | 0 | 0 | 0 | 166.1163
3649 | 82.3782 | 0 | 0 | 0 | 0 | 0 | 0 | 82.378 | 0 | 0
3650 | 157.4013 | 0 | 0 | 0 | 0 | 0 | 0 | 157.401 | 0 | 0
3651 | 100.7662 | 0 | 0 | 0 | 0 | 0 | 0 | 100.766 | 0 | 0
3652 | 105.1794 | 0 | 0 | 0 | 0 | 0 | 0 | 105.179 | 0 | 0
3653 | 78.7006 | 0 | 0 | 0 | 0 | 0 | 0 | 78.701 | 0 | 0
3654 | 81.6427 | 0 | 0 | 0 | 0 | 0 | 0 | 81.643 | 0 | 0
3655 | 78.8376 | 43.13 | 152.9151 | 82.0528 | -70.8623 | 0 | 0 | 0 | 0 | 0
3656 | 193.0078 | 343.31 | 1408.2876 | 200.8772 | -1207.4104 | 0 | 0 | 0 | 0 | 0
3657 | 787.8808 | 216.58 | 876.7472 | 820.0083 | -56.739 | 0 | 0 | 0 | 0 | 0
3658 | 1235.6617 | 495.58 | 1997.0706 | 1286.0483 | -711.0223 | 0 | 0 | 0 | 0 | 0
3659 | 1134.1783 | 370.76 | 1485.1708 | 1180.4272 | -304.7436 | 0 | 0 | 0 | 0 | 0
3660 | 928.5379 | 923.05 | 3639.7432 | 966.4008 | -1676.6383 | 0 | 996.7041 | 0 | 0 | 0
3661 | 1150.8718 | 774.81 | 3047.3976 | 1197.8009 | -1676.6383 | 0 | 172.9584 | 0 | 0 | 0
3662 | 1024.287 | 639.27 | 2550.563 | 1066.0541 | -1484.5089 | 0 | 0 | 0 | 0 | 0
3663 | 1039.8662 | 626.09 | 2527.7013 | 1082.2684 | -1121.8325 | 0 | 323.6004 | 0 | 0 | 0
3664 | 1200.7723 | 191.13 | 773.1286 | 773.1286 | 0 | 0 | 0 | 457.934 | 0 | 0
3665 | 1211.6653 | 143.24 | 577.0462 | 577.0462 | 0 | 0 | 0 | 657.227 | 0 | 0
3666 | 1362.6896 | 49.7 | 174.5997 | 174.5997 | 0 | 0 | 0 | 1194.931 | 0 | 0
3667 | 1236.4091 | 0 | 0 | 0 | 0 | 0 | 0 | 0 | 0 | 1286.8258
3668 | 1330.5557 | 0 | 0 | 0 | 0 | 0 | 0 | 0 | 0 | 1384.8118
3669 | 1363.6541 | 0 | 0 | 0 | 0 | 0 | 0 | 0 | 0 | 1419.2594
3670 | 988.5389 | 0 | 0 | 0 | 0 | 0 | 0 | 0 | 0 | 1028.8484
3671 | 1133.4363 | 0 | 0 | 0 | 0 | 0 | 0 | 0 | 0 | 1179.6539
3672 | 1025.3149 | 0 | 0 | 0 | 0 | 0 | 0 | 932.478 | 0 | 96.6226
3673 | 1040.0253 | 0 | 0 | 0 | 0 | 0 | 0 | 1040.025 | 0 | 0
3674 | 1289.3666 | 0 | 0 | 0 | 0 | 0 | 0 | 1289.367 | 0 | 0
3675 | 807.601 | 0 | 0 | 0 | 0 | 0 | 0 | 807.601 | 0 | 0
3676 | 906.1606 | 0 | 0 | 0 | 0 | 0 | 0 | 906.161 | 0 | 0
3677 | 1054.7357 | 0 | 0 | 0 | 0 | 0 | 0 | 1054.736 | 0 | 0
3678 | 1198.1621 | 0 | 0 | 0 | 0 | 0 | 0 | 1198.162 | 0 | 0
3679 | 1087.0664 | 126.98 | 411.954 | 411.954 | 0 | 0 | 0 | 0 | 0 | 719.439
3680 | 1228.1419 | 344.9 | 1406.2997 | 1278.2217 | -128.078 | 0 | 0 | 0 | 0 | 0
3681 | 1131.3953 | 560.91 | 2319.905 | 1177.5307 | -1142.3743 | 0 | 0 | 0 | 0 | 0
3682 | 1253.8934 | 740.76 | 2981.2593 | 1305.0227 | -1676.2366 | 0 | 0 | 0 | 0 | 0
3683 | 1272.5121 | 860.99 | 3398.3402 | 1324.401 | -1676.6383 | 0 | 397.3009 | 0 | 0 | 0
3684 | 1338.8744 | 919.74 | 3602.7425 | 1393.469 | -1676.6383 | 0 | 532.6352 | 0 | 0 | 0
3685 | 1355.3308 | 780.56 | 3029.3692 | 1410.5971 | -1618.7722 | 0 | 0 | 0 | 0 | 0
3686 | 1295.2535 | 241.6 | 955.7047 | 955.7047 | 0 | 0 | 0 | 376.992 | 0 | 0
3687 | 1302.0681 | 259.66 | 1038.5974 | 1038.5974 | 0 | 0 | 0 | 304.162 | 0 | 0
3688 | 1469.4209 | 189.18 | 758.3256 | 758.3256 | 0 | 0 | 0 | 740.806 | 0 | 0
3689 | 1487.386 | 117.08 | 461.1318 | 461.1318 | 0 | 0 | 0 | 1044.321 | 0 | 0
3690 | 1238.9154 | 48.62 | 168.9982 | 168.9982 | 0 | 0 | 0 | 1076.538 | 0 | 0
3691 | 1209.1949 | 0 | 0 | 0 | 0 | 0 | 0 | 0 | 0 | 1258.5021
3692 | 1137.1139 | 0 | 0 | 0 | 0 | 0 | 0 | 0 | 0 | 1183.4819
3693 | 1054.7357 | 0 | 0 | 0 | 0 | 0 | 0 | 0 | 0 | 1097.7448
3694 | 1102.5445 | 0 | 0 | 0 | 0 | 0 | 0 | 0 | 0 | 1147.5022
3695 | 1087.8341 | 0 | 0 | 0 | 0 | 0 | 0 | 0 | 0 | 1132.1924
3696 | 1305.548 | 0 | 0 | 0 | 0 | 0 | 0 | 1305.548 | 0 | 0
3697 | 1315.1098 | 0 | 0 | 0 | 0 | 0 | 0 | 1315.11 | 0 | 0
3698 | 1071.6526 | 0 | 0 | 0 | 0 | 0 | 0 | 1071.653 | 0 | 0
3699 | 1255.5327 | 0 | 0 | 0 | 0 | 0 | 0 | 1255.533 | 0 | 0
3700 | 806.1299 | 0 | 0 | 0 | 0 | 0 | 0 | 806.13 | 0 | 0
3701 | 750.2304 | 0 | 0 | 0 | 0 | 0 | 0 | 750.23 | 0 | 0
3702 | 706.0992 | 0 | 0 | 0 | 0 | 0 | 0 | 706.099 | 0 | 0
3703 | 1144.1924 | 34.29 | 115.6261 | 115.6261 | 0 | 0 | 0 | 1033.096 | 0 | 0
3704 | 1174.6209 | 93.42 | 364.6944 | 364.6944 | 0 | 0 | 0 | 80.121 | 0 | 774.4358
3705 | 1421.8944 | 235.41 | 958.9364 | 958.9364 | 0 | 0 | 0 | 0 | 0 | 520.939
3706 | 1445.488 | 528.04 | 2139.8079 | 1504.4304 | -635.3776 | 0 | 0 | 0 | 0 | 0
3707 | 1314.3991 | 700.66 | 2796.2644 | 1367.996 | -1428.2684 | 0 | 0 | 0 | 0 | 0
3708 | 1630.578 | 639.12 | 2550.4381 | 1697.0677 | -853.3704 | 0 | 0 | 0 | 0 | 0
3709 | 1339.1925 | 911.23 | 3645.6767 | 1393.801 | -1676.6383 | 0 | 575.2373 | 0 | 0 | 0
3710 | 1441.9686 | 832.37 | 3366.7558 | 1500.7679 | -1676.6383 | 0 | 189.3496 | 0 | 0 | 0
3711 | 1484.2371 | 690.27 | 2845.3599 | 1544.7594 | -1300.6005 | 0 | 0 | 0 | 0 | 0
3712 | 1687.8042 | 499.34 | 2103.7336 | 1756.6272 | -347.1063 | 0 | 0 | 0 | 0 | 0
3713 | 1368.332 | 280.26 | 1111.9711 | 1111.9711 | 0 | 0 | 0 | 299.927 | 0 | 0
3714 | 1435.4445 | 78.14 | 256.9303 | 256.9303 | 0 | 0 | 0 | 1188.58 | 0 | 0
3715 | 1408.5208 | 0 | 0 | 0 | 0 | 0 | 0 | 0 | 0 | 1465.956
3716 | 1324.6715 | 0 | 0 | 0 | 0 | 0 | 0 | 0 | 0 | 1378.6879
3717 | 1376.1579 | 0 | 0 | 0 | 0 | 0 | 0 | 0 | 0 | 1432.2733
3718 | 889.2437 | 0 | 0 | 0 | 0 | 0 | 0 | 0 | 0 | 925.5045
3719 | 1277.5983 | 0 | 0 | 0 | 0 | 0 | 0 | 0 | 0 | 1329.6943
3720 | 914.2514 | 0 | 0 | 0 | 0 | 0 | 0 | 650.202 | 0 | 274.8161
3721 | 1040.0253 | 0 | 0 | 0 | 0 | 0 | 0 | 1040.025 | 0 | 0
3722 | 1225.3763 | 0 | 0 | 0 | 0 | 0 | 0 | 1225.376 | 0 | 0
3723 | 1041.4963 | 0 | 0 | 0 | 0 | 0 | 0 | 1041.496 | 0 | 0
3724 | 1069.4461 | 0 | 0 | 0 | 0 | 0 | 0 | 1069.446 | 0 | 0
3725 | 1206.9883 | 0 | 0 | 0 | 0 | 0 | 0 | 1206.988 | 0 | 0
3726 | 1139.3205 | 0 | 0 | 0 | 0 | 0 | 0 | 1139.32 | 0 | 0
3727 | 968.3737 | 108.89 | 413.0926 | 413.0926 | 0 | 0 | 0 | 0 | 0 | 594.7686
3728 | 1216.8397 | 291.36 | 1200.7692 | 1200.7692 | 0 | 0 | 0 | 0 | 0 | 65.6897
3729 | 1270.5584 | 559.93 | 2309.237 | 1322.3683 | -986.8687 | 0 | 0 | 0 | 0 | 0
3730 | 1288.7009 | 740.58 | 2966.4397 | 1341.2501 | -1625.1896 | 0 | 0 | 0 | 0 | 0
3731 | 1265.5835 | 718.71 | 2808.4685 | 1317.1894 | -1491.2791 | 0 | 0 | 0 | 0 | 0
3732 | 1527.2199 | 750.15 | 2917.9541 | 1589.4951 | -1328.4589 | 0 | 0 | 0 | 0 | 0
3733 | 1609.8915 | 654.22 | 2570.3242 | 1675.5372 | -894.787 | 0 | 0 | 0 | 0 | 0
3734 | 1684.8217 | 741.13 | 2915.4323 | 1753.5236 | -1161.9086 | 0 | 0 | 0 | 0 | 0
3735 | 1461.4939 | 648.48 | 2594.9833 | 1521.089 | -821.9035 | 0 | 251.9908 | 0 | 0 | 0
3736 | 1490.238 | 492.84 | 2060.6475 | 1551.0051 | 0 | 0 | 509.6424 | 0 | 0 | 0
3737 | 1239.2694 | 256.74 | 1047.2379 | 1047.2379 | 0 | 0 | 0 | 233.061 | 0 | 0
3738 | 1422.6934 | 54.26 | 191.5279 | 191.5279 | 0 | 0 | 0 | 1238.669 | 0 | 0
3739 | 1531.3527 | 0 | 0 | 0 | 0 | 0 | 0 | 0 | 0 | 1593.7967
3740 | 1093.7182 | 0 | 0 | 0 | 0 | 0 | 0 | 0 | 0 | 1138.3163
3741 | 818.6338 | 0 | 0 | 0 | 0 | 0 | 0 | 0 | 0 | 852.0153
3742 | 913.5158 | 0 | 0 | 0 | 0 | 0 | 0 | 0 | 0 | 950.7663
3743 | 1149.6178 | 0 | 0 | 0 | 0 | 0 | 0 | 0 | 0 | 1196.4957
3744 | 1036.3477 | 0 | 0 | 0 | 0 | 0 | 0 | 1036.348 | 0 | 0
3745 | 967.2088 | 0 | 0 | 0 | 0 | 0 | 0 | 967.209 | 0 | 0
3746 | 1274.6562 | 0 | 0 | 0 | 0 | 0 | 0 | 1274.656 | 0 | 0
3747 | 962.0602 | 0 | 0 | 0 | 0 | 0 | 0 | 962.06 | 0 | 0
3748 | 1158.444 | 0 | 0 | 0 | 0 | 0 | 0 | 1158.444 | 0 | 0
3749 | 1215.0791 | 0 | 0 | 0 | 0 | 0 | 0 | 1215.079 | 0 | 0
3750 | 663.439 | 0 | 0 | 0 | 0 | 0 | 0 | 663.439 | 0 | 0
3751 | 831.19 | 102.83 | 391.6589 | 0 | -391.6589 | 0 | 0 | 831.19 | 0 | 0
3752 | 900.2029 | 276.02 | 1136.6636 | 119.1721 | -1017.4915 | 0 | 0 | 785.701 | 0 | 0
3753 | 1016.1898 | 457.32 | 1863.7971 | 1057.627 | -806.1701 | 0 | 0 | 0 | 0 | 0
3754 | 1501.8804 | 460.94 | 1847.3746 | 1563.1218 | -284.2528 | 0 | 0 | 0 | 0 | 0
3755 | 1433.3713 | 860.19 | 3375.7949 | 1491.8203 | -1676.6383 | 0 | 207.3363 | 0 | 0 | 0
3756 | 1371.731 | 522.16 | 2059.9606 | 1427.6658 | -632.2948 | 0 | 0 | 0 | 0 | 0
3757 | 1529.9046 | 252.45 | 999.1457 | 999.1457 | 0 | 0 | 0 | 569.905 | 0 | 0
3758 | 1387.7571 | 88.02 | 327.3399 | 327.3399 | 0 | 0 | 0 | 1073.242 | 0 | 0
3759 | 1085.9861 | 142.92 | 558.4725 | 558.4725 | 0 | 0 | 0 | 549.394 | 0 | 0
3760 | 1513.4915 | 119.23 | 466.1389 | 466.1389 | 0 | 0 | 0 | 1065.616 | 0 | 0
3761 | 1215.0892 | 78.8 | 299.8644 | 299.8644 | 0 | 0 | 0 | 926.974 | 0 | 0
3762 | 1339.0123 | 19.59 | 52.6862 | 52.6862 | 0 | 0 | 0 | 1288.39 | 0 | 0
3763 | 1233.4671 | 0 | 0 | 0 | 0 | 0 | 0 | 0 | 0 | 1283.7638
3764 | 1164.3282 | 0 | 0 | 0 | 0 | 0 | 0 | 0 | 0 | 1211.8056
3765 | 1034.1411 | 0 | 0 | 0 | 0 | 0 | 0 | 0 | 0 | 1076.31
3766 | 1329.8202 | 0 | 0 | 0 | 0 | 0 | 0 | 0 | 0 | 1384.0458
3767 | 1057.6778 | 0 | 0 | 0 | 0 | 0 | 0 | 0 | 0 | 1100.8067
3768 | 1348.9437 | 0 | 0 | 0 | 0 | 0 | 0 | 1348.944 | 0 | 0
3769 | 972.3574 | 0 | 0 | 0 | 0 | 0 | 0 | 972.357 | 0 | 0
3770 | 1018.6952 | 0 | 0 | 0 | 0 | 0 | 0 | 1018.695 | 0 | 0
3771 | 1329.8202 | 0 | 0 | 0 | 0 | 0 | 0 | 1329.82 | 0 | 0
3772 | 1226.8474 | 0 | 0 | 0 | 0 | 0 | 0 | 1226.847 | 0 | 0
3773 | 759.7922 | 0 | 0 | 0 | 0 | 0 | 0 | 759.792 | 0 | 0
3774 | 961.3246 | 0 | 0 | 0 | 0 | 0 | 0 | 961.325 | 0 | 0
3775 | 883.3154 | 55.97 | 206.1727 | 206.1727 | 0 | 0 | 0 | 685.22 | 0 | 0
3776 | 819.4309 | 342.89 | 1367.9866 | 852.8448 | -515.1418 | 0 | 0 | 0 | 0 | 0
3777 | 938.7295 | 436.58 | 1730.1967 | 977.0084 | -753.1883 | 0 | 0 | 0 | 0 | 0
3778 | 1175.0134 | 738.05 | 2820.3792 | 1222.9273 | -1597.4519 | 0 | 0 | 0 | 0 | 0
3779 | 1296.981 | 505.07 | 1942.9513 | 1349.8677 | -593.0835 | 0 | 0 | 0 | 0 | 0
3780 | 1264.4646 | 917.77 | 3391.2411 | 1316.0258 | -1676.6383 | 0 | 398.5769 | 0 | 0 | 0
3781 | 1379.1589 | 909.81 | 3404.1863 | 1435.3967 | -1676.6383 | 0 | 292.1512 | 0 | 0 | 0
3782 | 1238.6166 | 465.71 | 1818.2537 | 1289.1238 | -529.1299 | 0 | 0 | 0 | 0 | 0
3783 | 1071.4449 | 615.89 | 2410.3152 | 1115.134 | -969.1235 | 0 | 326.0577 | 0 | 0 | 0
3784 | 1163.5669 | 474.52 | 1910.1845 | 1211.0135 | 0 | 0 | 699.171 | 0 | 0 | 0
3785 | 930.6139 | 200.3 | 804.228 | 804.228 | 0 | 0 | 0 | 157.894 | 0 | 0
3786 | 930.0798 | 75.56 | 212.3466 | 212.3466 | 0 | 0 | 0 | 726.053 | 0 | 0
3787 | 892.9213 | 0 | 0 | 0 | 0 | 0 | 0 | 0 | 0 | 929.3315
3788 | 1206.2528 | 0 | 0 | 0 | 0 | 0 | 0 | 0 | 0 | 1255.4401
3789 | 1006.9269 | 0 | 0 | 0 | 0 | 0 | 0 | 0 | 0 | 1047.9863
3790 | 984.8613 | 0 | 0 | 0 | 0 | 0 | 0 | 0 | 0 | 1025.0205
3791 | 1077.5368 | 0 | 0 | 0 | 0 | 0 | 0 | 0 | 0 | 1121.4755
3792 | 956.176 | 0 | 0 | 0 | 0 | 0 | 0 | 956.176 | 0 | 0
3793 | 959.8536 | 0 | 0 | 0 | 0 | 0 | 0 | 959.854 | 0 | 0
3794 | 1045.1739 | 0 | 0 | 0 | 0 | 0 | 0 | 1045.174 | 0 | 0
3795 | 993.6875 | 0 | 0 | 0 | 0 | 0 | 0 | 993.688 | 0 | 0
3796 | 951.0274 | 0 | 0 | 0 | 0 | 0 | 0 | 951.027 | 0 | 0
3797 | 970.1509 | 0 | 0 | 0 | 0 | 0 | 0 | 384.245 | 0 | 609.7974
3798 | 989.2744 | 0 | 0 | 0 | 0 | 0 | 0 | 0 | 0 | 1029.6134
3799 | 814.7659 | 121.82 | 399.2649 | 399.2649 | 0 | 0 | 0 | 0 | 0 | 448.7247
3800 | 269.8053 | 295.28 | 1210.6139 | 280.8068 | -929.8071 | 0 | 0 | 0 | 0 | 0
3801 | 129.9866 | 549.81 | 2257.9403 | 135.2875 | -1676.6383 | 0 | 446.0145 | 0 | 0 | 0
3802 | 207.7449 | 727.04 | 2898.9672 | 216.2172 | -1676.6383 | 0 | 1006.1116 | 0 | 0 | 0
3803 | 159.9664 | 654.13 | 2545.1582 | 166.4899 | -1676.6383 | 0 | 702.03 | 0 | 0 | 0
3804 | 171.8487 | 777.03 | 2973.6044 | 178.8565 | -1676.6383 | 0 | 1118.1096 | 0 | 0 | 0
3805 | 132.4947 | 745.97 | 2860.4897 | 137.8967 | -674.0341 | 0 | 2048.5589 | 0 | 0 | 0
3806 | 124.5833 | 796.66 | 3097.0114 | 129.6641 | 0 | 0 | 2967.3473 | 0 | 0 | 0
3807 | 178.8941 | 587.55 | 2317.66 | 186.1887 | 0 | 0 | 2131.4713 | 0 | 0 | 0
3808 | 197.9358 | 441.13 | 1779.134 | 206.0072 | 0 | 0 | 1573.1268 | 0 | 0 | 0
3809 | 169.2818 | 163.02 | 650.3877 | 176.1848 | 0 | 0 | 474.2029 | 0 | 0 | 0
3810 | 186.6658 | 55.15 | 193.1619 | 193.1619 | 0 | 0 | 0 | 0 | 0 | 1.1147
3811 | 128.716 | 0 | 0 | 0 | 0 | 0 | 0 | 0 | 0 | 133.9646
3812 | 181.6734 | 0 | 0 | 0 | 0 | 0 | 0 | 0 | 0 | 189.081
3813 | 183.1445 | 0 | 0 | 0 | 0 | 0 | 0 | 0 | 0 | 190.612
3814 | 100.0307 | 0 | 0 | 0 | 0 | 0 | 0 | 0 | 0 | 104.1099
3815 | 90.469 | 0 | 0 | 0 | 0 | 0 | 0 | 0 | 0 | 94.158
3816 | 94.1466 | 0 | 0 | 0 | 0 | 0 | 0 | 0 | 0 | 97.986
3817 | 85.3203 | 0 | 0 | 0 | 0 | 0 | 0 | 0 | 0 | 88.7991
3818 | 91.2045 | 0 | 0 | 0 | 0 | 0 | 0 | 0 | 0 | 94.923
3819 | 86.7914 | 0 | 0 | 0 | 0 | 0 | 0 | 0 | 0 | 90.3301
3820 | 90.469 | 0 | 0 | 0 | 0 | 0 | 0 | 0 | 0 | 94.158
3821 | 85.3203 | 0 | 0 | 0 | 0 | 0 | 0 | 0 | 0 | 88.7991
3822 | 86.0558 | 0 | 0 | 0 | 0 | 0 | 0 | 0 | 0 | 89.5651
3823 | 73.9979 | 31.35 | 103.4376 | 77.0154 | -26.4222 | 0 | 0 | 0 | 0 | 0
3824 | 92.8447 | 86.15 | 332.6146 | 96.6309 | -235.9836 | 0 | 0 | 0 | 0 | 0
3825 | 624.5034 | 215.31 | 867.9038 | 649.9682 | -217.9355 | 0 | 0 | 0 | 0 | 0
3826 | 1169.1854 | 340.87 | 1365.2348 | 1216.8606 | -148.3742 | 0 | 0 | 0 | 0 | 0
3827 | 1182.7428 | 648.57 | 2546.1553 | 1230.9715 | -882.1489 | 0 | 433.035 | 0 | 0 | 0
3828 | 1218.137 | 678.22 | 2645.7962 | 1267.8087 | 0 | 0 | 1377.9874 | 0 | 0 | 0
3829 | 1041.8558 | 673.51 | 2631.499 | 1084.3395 | 0 | 0 | 1547.1595 | 0 | 0 | 0
3830 | 1119.2978 | 338.48 | 1343.0871 | 1164.9394 | 0 | 0 | 178.1477 | 0 | 0 | 0
3831 | 1117.0011 | 508.52 | 2030.823 | 1162.5487 | 0 | 0 | 868.2743 | 0 | 0 | 0
3832 | 1182.9589 | 367.03 | 1488.9519 | 1231.1963 | 0 | 0 | 257.7557 | 0 | 0 | 0
3833 | 1307.3767 | 195.25 | 787.2727 | 787.2727 | 0 | 0 | 0 | 550.948 | 0 | 0
3834 | 1228.2872 | 61.82 | 217.3964 | 217.3964 | 0 | 0 | 0 | 858.684 | 0 | 167.2768
3835 | 1151.8243 | 0 | 0 | 0 | 0 | 0 | 0 | 0 | 0 | 1198.7917
3836 | 1090.7762 | 0 | 0 | 0 | 0 | 0 | 0 | 0 | 0 | 1135.2543
3837 | 1351.8858 | 0 | 0 | 0 | 0 | 0 | 0 | 0 | 0 | 1407.0116
3838 | 1092.9827 | 0 | 0 | 0 | 0 | 0 | 0 | 0 | 0 | 1137.5513
3839 | 716.3965 | 0 | 0 | 0 | 0 | 0 | 0 | 0 | 0 | 745.6083
3840 | 1042.2318 | 0 | 0 | 0 | 0 | 0 | 0 | 0 | 0 | 1084.7309
3841 | 806.8654 | 0 | 0 | 0 | 0 | 0 | 0 | 806.865 | 0 | 0
3842 | 816.4272 | 0 | 0 | 0 | 0 | 0 | 0 | 816.427 | 0 | 0
3843 | 912.0448 | 0 | 0 | 0 | 0 | 0 | 0 | 912.045 | 0 | 0
3844 | 945.1432 | 0 | 0 | 0 | 0 | 0 | 0 | 945.143 | 0 | 0
3845 | 937.788 | 0 | 0 | 0 | 0 | 0 | 0 | 937.788 | 0 | 0
3846 | 909.1027 | 0 | 0 | 0 | 0 | 0 | 0 | 909.103 | 0 | 0
3847 | 944.3424 | 103.23 | 391.6859 | 391.6859 | 0 | 0 | 0 | 0 | 0 | 591.1633
3848 | 881.4527 | 290.46 | 1201.6195 | 917.3958 | -284.2237 | 0 | 0 | 0 | 0 | 0
3849 | 933.853 | 451.09 | 1857.5472 | 971.9325 | -885.6147 | 0 | 0 | 0 | 0 | 0
3850 | 994.1031 | 611.95 | 2469.4688 | 1034.6393 | -1434.8295 | 0 | 0 | 0 | 0 | 0
3851 | 1339.2413 | 689.53 | 2740.4839 | 1393.852 | -1346.632 | 0 | 0 | 0 | 0 | 0
3852 | 1246.3699 | 762.05 | 2994.3627 | 1297.193 | -1676.6383 | 0 | 20.5314 | 0 | 0 | 0
3853 | 1003.5325 | 752.34 | 2953.3093 | 1044.4539 | -1676.6383 | 0 | 232.2171 | 0 | 0 | 0
3854 | 1101.4945 | 705.98 | 2787.5198 | 1146.4104 | -1005.8181 | 0 | 635.2912 | 0 | 0 | 0
3855 | 1463.9441 | 548.95 | 2201.8372 | 1523.6389 | 0 | 0 | 678.1983 | 0 | 0 | 0
3856 | 1017.2747 | 369.07 | 1503.3896 | 1058.7552 | 0 | 0 | 444.6344 | 0 | 0 | 0
3857 | 1145.9282 | 59.52 | 218.0344 | 218.0344 | 0 | 0 | 0 | 936.436 | 0 | 0
3858 | 1215.9093 | 12.73 | 25.5146 | 25.5146 | 0 | 0 | 0 | 1191.394 | 0 | 0
3859 | 1031.199 | 0 | 0 | 0 | 0 | 0 | 0 | 0 | 0 | 1073.248
3860 | 1098.8669 | 0 | 0 | 0 | 0 | 0 | 0 | 0 | 0 | 1143.6753
3861 | 1268.772 | 0 | 0 | 0 | 0 | 0 | 0 | 0 | 0 | 1320.5085
3862 | 1276.1272 | 0 | 0 | 0 | 0 | 0 | 0 | 0 | 0 | 1328.1634
3863 | 1315.8453 | 0 | 0 | 0 | 0 | 0 | 0 | 0 | 0 | 1369.5009
3864 | 1015.0176 | 0 | 0 | 0 | 0 | 0 | 0 | 207.532 | 0 | 840.4127
3865 | 1181.9806 | 0 | 0 | 0 | 0 | 0 | 0 | 1181.981 | 0 | 0
3866 | 934.1104 | 0 | 0 | 0 | 0 | 0 | 0 | 934.11 | 0 | 0
3867 | 1097.3959 | 0 | 0 | 0 | 0 | 0 | 0 | 1097.396 | 0 | 0
3868 | 1369.5383 | 0 | 0 | 0 | 0 | 0 | 0 | 1369.538 | 0 | 0
3869 | 1001.0427 | 0 | 0 | 0 | 0 | 0 | 0 | 1001.043 | 0 | 0
3870 | 1035.6122 | 0 | 0 | 0 | 0 | 0 | 0 | 1035.612 | 0 | 0
3871 | 734.6806 | 98.27 | 372.7584 | 372.7584 | 0 | 0 | 0 | 0 | 0 | 391.8806
3872 | 858.4429 | 262.71 | 1083.841 | 893.4476 | -190.3935 | 0 | 0 | 0 | 0 | 0
3873 | 945.9468 | 408.02 | 1675.4779 | 984.5197 | -690.9582 | 0 | 0 | 0 | 0 | 0
3874 | 1313.9909 | 539.21 | 2175.2006 | 1367.5713 | -807.6293 | 0 | 0 | 0 | 0 | 0
3875 | 1203.8265 | 645.5 | 2563.2959 | 1252.9152 | -1310.3807 | 0 | 0 | 0 | 0 | 0
3876 | 1170.5985 | 755.74 | 2965.2688 | 1218.3323 | -1676.6383 | 0 | 70.2982 | 0 | 0 | 0
3877 | 1180.2871 | 740.27 | 2905.292 | 1228.4153 | -1676.6383 | 0 | 0.23834 | 0 | 0 | 0
3878 | 935.0749 | 675.89 | 2673.076 | 973.2044 | -1676.6383 | 0 | 23.2333 | 0 | 0 | 0
3879 | 1443.3311 | 583.12 | 2338.2112 | 1502.1854 | -281.118 | 0 | 554.9078 | 0 | 0 | 0
3880 | 1115.1485 | 154.88 | 613.463 | 613.463 | 0 | 0 | 0 | 525.72 | 0 | 0
3881 | 1294.3433 | 91.12 | 350.5347 | 350.5347 | 0 | 0 | 0 | 957.543 | 0 | 0
3882 | 1231.2495 | 55.13 | 194.6721 | 194.6721 | 0 | 0 | 0 | 1044.205 | 0 | 0
3883 | 1327.6136 | 0 | 0 | 0 | 0 | 0 | 0 | 0 | 0 | 1381.7498
3884 | 1377.629 | 0 | 0 | 0 | 0 | 0 | 0 | 0 | 0 | 1433.8043
3885 | 1547.5341 | 0 | 0 | 0 | 0 | 0 | 0 | 0 | 0 | 1610.6375
3886 | 1445.2968 | 0 | 0 | 0 | 0 | 0 | 0 | 0 | 0 | 1504.2316
3887 | 1164.3282 | 0 | 0 | 0 | 0 | 0 | 0 | 0 | 0 | 1211.8056
3888 | 1151.8243 | 0 | 0 | 0 | 0 | 0 | 0 | 1151.824 | 0 | 0
3889 | 1028.257 | 0 | 0 | 0 | 0 | 0 | 0 | 1028.257 | 0 | 0
3890 | 1179.7741 | 0 | 0 | 0 | 0 | 0 | 0 | 1179.774 | 0 | 0
3891 | 1259.2103 | 0 | 0 | 0 | 0 | 0 | 0 | 1259.21 | 0 | 0
3892 | 1282.0114 | 0 | 0 | 0 | 0 | 0 | 0 | 1282.011 | 0 | 0
3893 | 1181.9806 | 0 | 0 | 0 | 0 | 0 | 0 | 1181.981 | 0 | 0
3894 | 970.8864 | 0 | 0 | 0 | 0 | 0 | 0 | 970.886 | 0 | 0
3895 | 956.4739 | 106.56 | 402 | 0 | -402 | 0 | 0 | 956.474 | 0 | 0
3896 | 799.5406 | 280.31 | 1160.4568 | 0 | -1160.4568 | 0 | 0 | 799.541 | 0 | 0
3897 | 1009.7099 | 324.48 | 1332.4847 | 0 | -1332.4847 | 0 | 0 | 1009.71 | 0 | 0
3898 | 1208.6635 | 540.8 | 2188.9191 | 512.2807 | -1676.6383 | 0 | 0 | 716.454 | 0 | 0
3899 | 1010.5833 | 392.88 | 1580.7849 | 0 | -1580.7849 | 0 | 0 | 1010.583 | 0 | 0
3900 | 1237.7156 | 344.57 | 1380.223 | 912.8737 | -467.3494 | 0 | 0 | 360.607 | 0 | 0
3901 | 1291.5998 | 675.07 | 2673.0812 | 1344.2673 | -1328.8139 | 0 | 0 | 0 | 0 | 0
3902 | 1072.2006 | 69.21 | 250.8938 | 250.8938 | 0 | 0 | 0 | 831.137 | 0 | 0
3903 | 1315.8048 | 51.04 | 178.2393 | 178.2393 | 0 | 0 | 0 | 1144.549 | 0 | 0
3904 | 1295.1505 | 59.61 | 217.0592 | 217.0592 | 0 | 0 | 0 | 1086.596 | 0 | 0
3905 | 1370.3069 | 33.32 | 110.7116 | 110.7116 | 0 | 0 | 0 | 1263.933 | 0 | 0
3906 | 1281.582 | 24.49 | 72.9106 | 72.9106 | 0 | 0 | 0 | 1211.528 | 0 | 0
3907 | 1545.3275 | 0 | 0 | 0 | 0 | 0 | 0 | 0 | 0 | 1608.3415
3908 | 1218.0211 | 0 | 0 | 0 | 0 | 0 | 0 | 0 | 0 | 1267.688
3909 | 1410.7274 | 0 | 0 | 0 | 0 | 0 | 0 | 0 | 0 | 1468.2519
3910 | 1444.5613 | 0 | 0 | 0 | 0 | 0 | 0 | 0 | 0 | 1503.4656
3911 | 1081.9499 | 0 | 0 | 0 | 0 | 0 | 0 | 0 | 0 | 1126.0685
3912 | 1302.6059 | 0 | 0 | 0 | 0 | 0 | 0 | 1302.606 | 0 | 0
3913 | 1140.056 | 0 | 0 | 0 | 0 | 0 | 0 | 1140.056 | 0 | 0
3914 | 1240.0867 | 0 | 0 | 0 | 0 | 0 | 0 | 1240.087 | 0 | 0
3915 | 1393.0749 | 0 | 0 | 0 | 0 | 0 | 0 | 1393.075 | 0 | 0
3916 | 1256.2682 | 0 | 0 | 0 | 0 | 0 | 0 | 1256.268 | 0 | 0
3917 | 1270.2431 | 0 | 0 | 0 | 0 | 0 | 0 | 1270.243 | 0 | 0
3918 | 1252.5906 | 0 | 0 | 0 | 0 | 0 | 0 | 1252.591 | 0 | 0
3919 | 624.6762 | 57.97 | 214.9402 | 0 | -214.9402 | 0 | 0 | 624.676 | 0 | 0
3920 | 1045.7035 | 162.14 | 656.855 | 130.248 | -526.607 | 0 | 0 | 920.559 | 0 | 0
3921 | 811.5093 | 356.2 | 1453.4989 | 844.5997 | -608.8992 | 0 | 0 | 0 | 0 | 0
3922 | 397.7894 | 464.72 | 1874.7429 | 414.0106 | -1460.7323 | 0 | 0 | 0 | 0 | 0
3923 | 357.9482 | 490.4 | 1969.1903 | 372.544 | -1596.6463 | 0 | 0 | 0 | 0 | 0
3924 | 364.5053 | 610.54 | 2438.2601 | 379.3683 | -1676.6383 | 0 | 382.2534 | 0 | 0 | 0
3925 | 782.6071 | 631.74 | 2526.9228 | 814.5202 | -1676.6383 | 0 | 35.7642 | 0 | 0 | 0
3926 | 1248.8063 | 245.32 | 984.7237 | 984.7237 | 0 | 0 | 0 | 302.664 | 0 | 0
3927 | 1519.8933 | 182.17 | 728.932 | 728.932 | 0 | 0 | 0 | 819.521 | 0 | 0
3928 | 1361.4245 | 82.28 | 313.9753 | 313.9753 | 0 | 0 | 0 | 1059.75 | 0 | 0
3929 | 1399.7203 | 158.95 | 646.7918 | 646.7918 | 0 | 0 | 0 | 778.27 | 0 | 0
3930 | 1546.8023 | 78.39 | 271.4398 | 271.4398 | 0 | 0 | 0 | 1285.997 | 0 | 0
3931 | 1616.673 | 0 | 0 | 0 | 0 | 0 | 0 | 379.289 | 0 | 1287.8406
3932 | 1468.8335 | 0 | 0 | 0 | 0 | 0 | 0 | 0 | 0 | 1528.7273
3933 | 1634.3255 | 0 | 0 | 0 | 0 | 0 | 0 | 23.376 | 0 | 1676.6383
3934 | 1700.5223 | 0 | 0 | 0 | 0 | 0 | 0 | 89.573 | 0 | 1676.6383
3935 | 1246.7064 | 0 | 0 | 0 | 0 | 0 | 0 | 0 | 0 | 1297.5427
3936 | 1177.5675 | 0 | 0 | 0 | 0 | 0 | 0 | 1177.568 | 0 | 0
3937 | 1148.1467 | 0 | 0 | 0 | 0 | 0 | 0 | 1148.147 | 0 | 0
3938 | 1455.5941 | 0 | 0 | 0 | 0 | 0 | 0 | 1455.594 | 0 | 0
3939 | 1526.204 | 0 | 0 | 0 | 0 | 0 | 0 | 1526.204 | 0 | 0
3940 | 902.483 | 0 | 0 | 0 | 0 | 0 | 0 | 902.483 | 0 | 0
3941 | 1237.1447 | 0 | 0 | 0 | 0 | 0 | 0 | 1237.145 | 0 | 0
3942 | 1238.6157 | 0 | 0 | 0 | 0 | 0 | 0 | 1238.616 | 0 | 0
3943 | 993.8319 | 64.22 | 241.735 | 0 | -241.735 | 0 | 0 | 993.832 | 0 | 0
3944 | 1094.5292 | 179.86 | 741.0102 | 0 | -741.0102 | 0 | 0 | 1094.529 | 0 | 0
3945 | 975.5698 | 296.84 | 1227.4224 | 0 | -1227.4224 | 0 | 0 | 975.57 | 0 | 0
3946 | 1525.9328 | 449.35 | 1840.2974 | 163.659 | -1676.6383 | 0 | 0 | 1368.686 | 0 | 0
3947 | 1595.194 | 578.31 | 2340.9786 | 924.0516 | -1416.9271 | 0 | 0 | 707.346 | 0 | 0
3948 | 1689.2072 | 533.38 | 2151.7561 | 1758.0874 | -393.6686 | 0 | 0 | 0 | 0 | 0
3949 | 1412.9376 | 512.79 | 2069.4192 | 1470.552 | -598.8671 | 0 | 0 | 0 | 0 | 0
3950 | 1322.0172 | 588.91 | 2381.6512 | 1375.9246 | -1005.7266 | 0 | 0 | 0 | 0 | 0
3951 | 1567.5485 | 560.65 | 2294.9836 | 1631.4686 | -663.515 | 0 | 0 | 0 | 0 | 0
3952 | 1329.2253 | 400.9 | 1667.1746 | 1383.4265 | -283.748 | 0 | 0 | 0 | 0 | 0
3953 | 1391.3492 | 144.34 | 585.617 | 585.617 | 0 | 0 | 0 | 828.677 | 0 | 0
3954 | 1660.1588 | 51.65 | 184.8753 | 184.8753 | 0 | 0 | 0 | 1482.527 | 0 | 0
3955 | 1308.4901 | 0 | 0 | 0 | 0 | 0 | 0 | 0 | 0 | 1361.846
3956 | 1471.04 | 0 | 0 | 0 | 0 | 0 | 0 | 0 | 0 | 1531.0243
3957 | 1597.5495 | 0 | 0 | 0 | 0 | 0 | 0 | 0 | 0 | 1662.6919
3958 | 1294.5152 | 0 | 0 | 0 | 0 | 0 | 0 | 0 | 0 | 1347.3012
3959 | 1450.4455 | 0 | 0 | 0 | 0 | 0 | 0 | 0 | 0 | 1509.5895
3960 | 1306.2835 | 0 | 0 | 0 | 0 | 0 | 0 | 1306.284 | 0 | 0
3961 | 956.176 | 0 | 0 | 0 | 0 | 0 | 0 | 956.176 | 0 | 0
3962 | 976.035 | 0 | 0 | 0 | 0 | 0 | 0 | 976.035 | 0 | 0
3963 | 779.6512 | 0 | 0 | 0 | 0 | 0 | 0 | 779.651 | 0 | 0
3964 | 1012.811 | 0 | 0 | 0 | 0 | 0 | 0 | 1012.811 | 0 | 0
3965 | 668.5877 | 0 | 0 | 0 | 0 | 0 | 0 | 668.588 | 0 | 0
3966 | 831.1376 | 0 | 0 | 0 | 0 | 0 | 0 | 831.138 | 0 | 0
3967 | 843.9182 | 55.91 | 207.3123 | 207.3123 | 0 | 0 | 0 | 644.729 | 0 | 0
3968 | 837.4805 | 155 | 632.6799 | 632.6799 | 0 | 0 | 0 | 229.588 | 0 | 0
3969 | 846.0043 | 286.97 | 1184.6527 | 880.5013 | -304.1514 | 0 | 0 | 0 | 0 | 0
3970 | 975.8383 | 412.96 | 1691.3268 | 1015.6295 | -675.6973 | 0 | 0 | 0 | 0 | 0
3971 | 936.9532 | 625.9 | 2528.7525 | 975.1589 | -1553.5935 | 0 | 0 | 0 | 0 | 0
3972 | 911.1879 | 534.32 | 2154.9648 | 948.3433 | -1206.6215 | 0 | 0 | 0 | 0 | 0
3973 | 1051.1298 | 479.88 | 1937.0615 | 1093.9917 | -843.0698 | 0 | 0 | 0 | 0 | 0
3974 | 1012.9324 | 430 | 1741.9107 | 1054.2372 | -687.6735 | 0 | 0 | 0 | 0 | 0
3975 | 1027.0912 | 465.07 | 1897.5713 | 1068.9725 | -828.5988 | 0 | 0 | 0 | 0 | 0
3976 | 478.6691 | 237.27 | 971.6744 | 498.1876 | -473.4868 | 0 | 0 | 0 | 0 | 0
3977 | 176.7969 | 172.93 | 706.3263 | 184.0062 | -522.3201 | 0 | 0 | 0 | 0 | 0
3978 | 236.4577 | 41.04 | 141.3916 | 141.3916 | 0 | 0 | 0 | 0 | 0 | 104.7084
3979 | 138.2778 | 0 | 0 | 0 | 0 | 0 | 0 | 0 | 0 | 143.9165
3980 | 145.633 | 0 | 0 | 0 | 0 | 0 | 0 | 0 | 0 | 151.5714
3981 | 115.4766 | 0 | 0 | 0 | 0 | 0 | 0 | 0 | 0 | 120.1858
3982 | 110.328 | 0 | 0 | 0 | 0 | 0 | 0 | 0 | 0 | 114.8268
3983 | 105.9149 | 0 | 0 | 0 | 0 | 0 | 0 | 0 | 0 | 110.2339
3984 | 106.6504 | 0 | 0 | 0 | 0 | 0 | 0 | 0 | 0 | 110.9988
3985 | 98.5597 | 0 | 0 | 0 | 0 | 0 | 0 | 0 | 0 | 102.579
3986 | 108.1214 | 0 | 0 | 0 | 0 | 0 | 0 | 0 | 0 | 112.5298
3987 | 88.9979 | 0 | 0 | 0 | 0 | 0 | 0 | 0 | 0 | 92.6271
3988 | 94.8821 | 0 | 0 | 0 | 0 | 0 | 0 | 0 | 0 | 98.751
3989 | 88.9979 | 0 | 0 | 0 | 0 | 0 | 0 | 0 | 0 | 92.6271
3990 | 93.411 | 0 | 0 | 0 | 0 | 0 | 0 | 0 | 0 | 97.22
3991 | 80.6148 | 34.3 | 116.1986 | 83.9022 | -32.2963 | 0 | 0 | 0 | 0 | 0
3992 | 145.6072 | 93.19 | 365.6967 | 151.5444 | -214.1523 | 0 | 0 | 0 | 0 | 0
3993 | 662.3137 | 264.57 | 1086.9519 | 689.321 | -397.6309 | 0 | 0 | 0 | 0 | 0
3994 | 881.3451 | 498.6 | 2033.7382 | 917.2834 | -1116.4548 | 0 | 0 | 0 | 0 | 0
3995 | 1021.1849 | 477.88 | 1937.1323 | 1062.8256 | -874.3066 | 0 | 0 | 0 | 0 | 0
3996 | 1073.9732 | 645.45 | 2594.1393 | 1117.7672 | -197.1231 | 0 | 1279.2489 | 0 | 0 | 0
3997 | 1076.9171 | 381.48 | 1547.2011 | 1120.8313 | 0 | 0 | 426.3698 | 0 | 0 | 0
3998 | 1076.9383 | 65.42 | 238.2369 | 238.2369 | 0 | 0 | 0 | 848.035 | 0 | 0
3999 | 1164.3879 | 46.13 | 160.3025 | 160.3025 | 0 | 0 | 0 | 1010.365 | 0 | 0
4000 | 1132.1777 | 29.41 | 93.544 | 93.544 | 0 | 0 | 0 | 1042.299 | 0 | 0
4001 | 1128.9285 | 107.28 | 427.4335 | 427.4335 | 0 | 0 | 0 | 718.242 | 0 | 0
4002 | 1028.4225 | 51.69 | 185.6111 | 185.6111 | 0 | 0 | 0 | 850.084 | 0 | 0
4003 | 1248.913 | 0 | 0 | 0 | 0 | 0 | 0 | 0 | 0 | 1299.8397
4004 | 980.4482 | 0 | 0 | 0 | 0 | 0 | 0 | 0 | 0 | 1020.4275
4005 | 989.2744 | 0 | 0 | 0 | 0 | 0 | 0 | 0 | 0 | 1029.6134
4006 | 925.2842 | 0 | 0 | 0 | 0 | 0 | 0 | 0 | 0 | 963.0141
4007 | 992.2165 | 0 | 0 | 0 | 0 | 0 | 0 | 0 | 0 | 1032.6754
4008 | 1404.8432 | 0 | 0 | 0 | 0 | 0 | 0 | 1404.843 | 0 | 0
4009 | 1122.4035 | 0 | 0 | 0 | 0 | 0 | 0 | 1122.404 | 0 | 0
4010 | 848.7901 | 0 | 0 | 0 | 0 | 0 | 0 | 848.79 | 0 | 0
4011 | 1120.197 | 0 | 0 | 0 | 0 | 0 | 0 | 1120.197 | 0 | 0
4012 | 1104.0155 | 0 | 0 | 0 | 0 | 0 | 0 | 1104.016 | 0 | 0
4013 | 823.7824 | 0 | 0 | 0 | 0 | 0 | 0 | 823.782 | 0 | 0
4014 | 1180.5096 | 0 | 0 | 0 | 0 | 0 | 0 | 1180.51 | 0 | 0
4015 | 1004.4362 | 44.11 | 157.7152 | 157.7152 | 0 | 0 | 0 | 852.9 | 0 | 0
4016 | 1200.8854 | 123.2 | 495.0309 | 495.0309 | 0 | 0 | 0 | 725.249 | 0 | 0
4017 | 1296.0874 | 298.65 | 1233.5953 | 1233.5953 | 0 | 0 | 0 | 110.823 | 0 | 0
4018 | 905.5732 | 418.47 | 1715.3386 | 942.4994 | -772.8392 | 0 | 0 | 0 | 0 | 0
4019 | 1261.7184 | 642.86 | 2602.35 | 1313.1668 | -1289.1832 | 0 | 0 | 0 | 0 | 0
4020 | 1336.4693 | 725.12 | 2909.1939 | 1390.967 | -1518.2269 | 0 | 0 | 0 | 0 | 0
4021 | 1087.4829 | 704.67 | 2823.6857 | 1131.8271 | -1676.6383 | 0 | 15.2203 | 0 | 0 | 0
4022 | 1175.372 | 464.56 | 1882.4738 | 1223.2999 | -659.1739 | 0 | 0 | 0 | 0 | 0
4023 | 1147.4094 | 143.9 | 569.6369 | 569.6369 | 0 | 0 | 0 | 600.091 | 0 | 0
4024 | 998.7939 | 82.3 | 315.2669 | 315.2669 | 0 | 0 | 0 | 695.879 | 0 | 0
4025 | 1349.1184 | 67.1 | 254.0484 | 254.0484 | 0 | 0 | 0 | 1105.023 | 0 | 0
4026 | 1296.8027 | 21.55 | 61.6265 | 61.6265 | 0 | 0 | 0 | 1237.59 | 0 | 0
4027 | 1050.3226 | 0 | 0 | 0 | 0 | 0 | 0 | 0 | 0 | 1093.1518
4028 | 905.4251 | 0 | 0 | 0 | 0 | 0 | 0 | 0 | 0 | 942.3453
4029 | 1113.5773 | 0 | 0 | 0 | 0 | 0 | 0 | 0 | 0 | 1158.9851
4030 | 1034.8766 | 0 | 0 | 0 | 0 | 0 | 0 | 0 | 0 | 1077.076
4031 | 1276.8627 | 0 | 0 | 0 | 0 | 0 | 0 | 0 | 0 | 1328.9294
4032 | 906.1606 | 0 | 0 | 0 | 0 | 0 | 0 | 906.161 | 0 | 0
4033 | 1189.3358 | 0 | 0 | 0 | 0 | 0 | 0 | 1189.336 | 0 | 0
4034 | 1040.0253 | 0 | 0 | 0 | 0 | 0 | 0 | 1040.025 | 0 | 0
4035 | 1162.8571 | 0 | 0 | 0 | 0 | 0 | 0 | 1162.857 | 0 | 0
4036 | 711.9834 | 0 | 0 | 0 | 0 | 0 | 0 | 711.983 | 0 | 0
4037 | 1019.4307 | 0 | 0 | 0 | 0 | 0 | 0 | 1019.431 | 0 | 0
4038 | 675.2074 | 0 | 0 | 0 | 0 | 0 | 0 | 675.207 | 0 | 0
4039 | 747.1449 | 63.21 | 237.1962 | 237.1962 | 0 | 0 | 0 | 416.751 | 0 | 106.6703
4040 | 1067.6514 | 179.14 | 736.1393 | 736.1393 | 0 | 0 | 0 | 0 | 0 | 375.047
4041 | 1143.193 | 397.11 | 1647.8921 | 1189.8087 | -458.0833 | 0 | 0 | 0 | 0 | 0
4042 | 1219.8369 | 465.15 | 1904.4092 | 1269.578 | -634.8312 | 0 | 0 | 0 | 0 | 0
4043 | 1490.4715 | 506.41 | 2055.6674 | 1551.2476 | -504.4198 | 0 | 0 | 0 | 0 | 0
4044 | 1150.4507 | 612.18 | 2470.3191 | 1197.3627 | -1272.9564 | 0 | 0 | 0 | 0 | 0
4045 | 1240.471 | 677.58 | 2726.5896 | 1291.0534 | -1435.5361 | 0 | 0 | 0 | 0 | 0
4046 | 1223.9724 | 674.03 | 2725.7132 | 1273.8827 | -1451.8305 | 0 | 0 | 0 | 0 | 0
4047 | 1179.3466 | 459.1 | 1877.783 | 1227.437 | -650.346 | 0 | 0 | 0 | 0 | 0
4048 | 1321.3359 | 426.35 | 1769.027 | 1375.2158 | -393.8112 | 0 | 0 | 0 | 0 | 0
4049 | 1489.5089 | 74.66 | 284.2705 | 284.2705 | 0 | 0 | 0 | 1216.376 | 0 | 0
4050 | 1368.6657 | 18.61 | 49.439 | 49.439 | 0 | 0 | 0 | 1321.164 | 0 | 0
4051 | 1199.6331 | 0 | 0 | 0 | 0 | 0 | 0 | 0 | 0 | 1248.5502
4052 | 1119.4615 | 0 | 0 | 0 | 0 | 0 | 0 | 0 | 0 | 1165.109
4053 | 1075.3302 | 0 | 0 | 0 | 0 | 0 | 0 | 0 | 0 | 1119.1785
4054 | 1176.832 | 0 | 0 | 0 | 0 | 0 | 0 | 0 | 0 | 1224.8194
4055 | 1138.585 | 0 | 0 | 0 | 0 | 0 | 0 | 0 | 0 | 1185.0128
4056 | 1338.6464 | 0 | 0 | 0 | 0 | 0 | 0 | 751.572 | 0 | 611.014
4057 | 1243.0288 | 0 | 0 | 0 | 0 | 0 | 0 | 1243.029 | 0 | 0
4058 | 1127.5522 | 0 | 0 | 0 | 0 | 0 | 0 | 1127.552 | 0 | 0
4059 | 1088.5696 | 0 | 0 | 0 | 0 | 0 | 0 | 1088.57 | 0 | 0
4060 | 1187.8648 | 0 | 0 | 0 | 0 | 0 | 0 | 1187.865 | 0 | 0
4061 | 1379.1 | 0 | 0 | 0 | 0 | 0 | 0 | 1379.1 | 0 | 0
4062 | 1313.6387 | 0 | 0 | 0 | 0 | 0 | 0 | 1313.639 | 0 | 0
4063 | 1192.7735 | 95.03 | 360.2326 | 360.2326 | 0 | 0 | 0 | 0 | 0 | 881.1789
4064 | 1204.4444 | 294.23 | 1221.032 | 1221.032 | 0 | 0 | 0 | 0 | 0 | 32.5264
4065 | 914.0068 | 327.48 | 1351.4778 | 951.2773 | -400.2005 | 0 | 0 | 0 | 0 | 0
4066 | 1054.7081 | 707.1 | 2923.9427 | 1097.7167 | -1676.6383 | 0 | 149.5877 | 0 | 0 | 0
4067 | 1164.4744 | 684.59 | 2770.9235 | 1211.9575 | -1558.966 | 0 | 0 | 0 | 0 | 0
4068 | 1401.6253 | 751.21 | 3021.2293 | 1458.7798 | -1562.4495 | 0 | 0 | 0 | 0 | 0
4069 | 1428.7283 | 738.84 | 2977.2388 | 1486.988 | -1490.2508 | 0 | 0 | 0 | 0 | 0
4070 | 1276.9675 | 690.89 | 2799.599 | 1329.0387 | -1470.5604 | 0 | 0 | 0 | 0 | 0
4071 | 1519.5135 | 600.39 | 2461.2258 | 1581.4749 | -151.3289 | 0 | 728.422 | 0 | 0 | 0
4072 | 1443.7099 | 497.67 | 2102.9051 | 1502.5799 | 0 | 0 | 600.3253 | 0 | 0 | 0
4073 | 1342.0133 | 248.99 | 1023.7882 | 1023.7882 | 0 | 0 | 0 | 358.336 | 0 | 0
4074 | 1332.7466 | 67.7 | 243.6583 | 243.6583 | 0 | 0 | 0 | 1098.635 | 0 | 0
4075 | 1262.1523 | 0 | 0 | 0 | 0 | 0 | 0 | 0 | 0 | 1313.6185
4076 | 1451.9165 | 0 | 0 | 0 | 0 | 0 | 0 | 0 | 0 | 1511.1205
4077 | 1443.0903 | 0 | 0 | 0 | 0 | 0 | 0 | 0 | 0 | 1501.9346
4078 | 1423.9667 | 0 | 0 | 0 | 0 | 0 | 0 | 0 | 0 | 1482.0318
4079 | 1318.0519 | 0 | 0 | 0 | 0 | 0 | 0 | 0 | 0 | 1371.7979
4080 | 1204.7818 | 0 | 0 | 0 | 0 | 0 | 0 | 1204.782 | 0 | 0
4081 | 1000.3072 | 0 | 0 | 0 | 0 | 0 | 0 | 1000.307 | 0 | 0
4082 | 1279.8048 | 0 | 0 | 0 | 0 | 0 | 0 | 1279.805 | 0 | 0
4083 | 1320.9939 | 0 | 0 | 0 | 0 | 0 | 0 | 1320.994 | 0 | 0
4084 | 1414.405 | 0 | 0 | 0 | 0 | 0 | 0 | 1414.405 | 0 | 0
4085 | 1349.6792 | 0 | 0 | 0 | 0 | 0 | 0 | 1349.679 | 0 | 0
4086 | 1217.2856 | 0 | 0 | 0 | 0 | 0 | 0 | 1217.286 | 0 | 0
4087 | 842.1704 | 74.49 | 282.14 | 0 | -282.14 | 0 | 0 | 842.17 | 0 | 0
4088 | 1414.8031 | 208.21 | 860.483 | 0 | -860.483 | 0 | 0 | 1414.803 | 0 | 0
4089 | 1229.2948 | 538.32 | 2277.4892 | 844.658 | -1432.8312 | 0 | 0 | 417.73 | 0 | 0
4090 | 1233.0561 | 716.79 | 2980.1259 | 1283.3361 | -1676.6383 | 0 | 20.1515 | 0 | 0 | 0
4091 | 1290.0993 | 646.22 | 2625.8434 | 1342.7051 | -1283.1383 | 0 | 0 | 0 | 0 | 0
4092 | 1374.5232 | 332.65 | 1348.8082 | 1348.8082 | 0 | 0 | 0 | 78.561 | 0 | 0
4093 | 1301.6783 | 711.06 | 2875.43 | 1354.7573 | -1520.6727 | 0 | 0 | 0 | 0 | 0
4094 | 1473.8341 | 144.25 | 566.6665 | 566.6665 | 0 | 0 | 0 | 929.369 | 0 | 0
4095 | 1200.2556 | 282.11 | 1152.0004 | 1152.0004 | 0 | 0 | 0 | 93.39 | 0 | 0
4096 | 1652.6215 | 44.13 | 153.3564 | 153.3564 | 0 | 0 | 0 | 1505.274 | 0 | 0
4097 | 1554.1529 | 35.28 | 119.3199 | 119.3199 | 0 | 0 | 0 | 1439.508 | 0 | 0
4098 | 1601.1342 | 13.71 | 30.0753 | 30.0753 | 0 | 0 | 0 | 1572.237 | 0 | 0
4099 | 1579.897 | 0 | 0 | 0 | 0 | 0 | 0 | 0 | 0 | 1644.3201
4100 | 1123.8746 | 0 | 0 | 0 | 0 | 0 | 0 | 0 | 0 | 1169.703
4101 | 1184.1872 | 0 | 0 | 0 | 0 | 0 | 0 | 0 | 0 | 1232.4743
4102 | 1214.3435 | 0 | 0 | 0 | 0 | 0 | 0 | 0 | 0 | 1263.8611
4103 | 1265.0944 | 0 | 0 | 0 | 0 | 0 | 0 | 0 | 0 | 1316.6805
4104 | 1221.6987 | 0 | 0 | 0 | 0 | 0 | 0 | 1221.699 | 0 | 0
4105 | 1285.689 | 0 | 0 | 0 | 0 | 0 | 0 | 1285.689 | 0 | 0
4106 | 1382.7776 | 0 | 0 | 0 | 0 | 0 | 0 | 1382.778 | 0 | 0
4107 | 1180.5096 | 0 | 0 | 0 | 0 | 0 | 0 | 1180.51 | 0 | 0
4108 | 1251.1195 | 0 | 0 | 0 | 0 | 0 | 0 | 1251.12 | 0 | 0
4109 | 1314.3743 | 0 | 0 | 0 | 0 | 0 | 0 | 1314.374 | 0 | 0
4110 | 1123.8746 | 0 | 0 | 0 | 0 | 0 | 0 | 1123.875 | 0 | 0
4111 | 1094.6009 | 113.88 | 369.7131 | 369.7131 | 0 | 0 | 0 | 739.373 | 0 | 0
4112 | 1132.8406 | 228.03 | 946.0182 | 946.0182 | 0 | 0 | 0 | 223.887 | 0 | 0
4113 | 1145.5301 | 290.25 | 1199.1185 | 1192.241 | -6.8775 | 0 | 0 | 0 | 0 | 0
4114 | 1243.3736 | 553.1 | 2270.3952 | 1294.0748 | -976.3204 | 0 | 0 | 0 | 0 | 0
4115 | 952.8174 | 651.45 | 2644.3141 | 991.6709 | -1652.6432 | 0 | 0 | 0 | 0 | 0
4116 | 1336.7828 | 584.5 | 2366.5099 | 1391.2917 | -975.2183 | 0 | 0 | 0 | 0 | 0
4117 | 1269.4781 | 655.05 | 2645.4579 | 1321.2432 | -1324.2147 | 0 | 0 | 0 | 0 | 0
4118 | 1515.3156 | 645.25 | 2617.6223 | 1577.1057 | -1040.5166 | 0 | 0 | 0 | 0 | 0
4119 | 1178.0217 | 547.26 | 2242.3141 | 1226.058 | -1016.2561 | 0 | 0 | 0 | 0 | 0
4120 | 1291.1281 | 189.27 | 769.0373 | 769.0373 | 0 | 0 | 0 | 552.221 | 0 | 0
4121 | 1202.7821 | 212.95 | 876.0874 | 876.0874 | 0 | 0 | 0 | 361.019 | 0 | 0
4122 | 1153.1952 | 34.3 | 113.8277 | 113.8277 | 0 | 0 | 0 | 1043.827 | 0 | 0
4123 | 1228.3184 | 0 | 0 | 0 | 0 | 0 | 0 | 0 | 0 | 1278.4049
4124 | 785.5354 | 0 | 0 | 0 | 0 | 0 | 0 | 0 | 0 | 817.5666
4125 | 1207.7239 | 0 | 0 | 0 | 0 | 0 | 0 | 0 | 0 | 1256.9711
4126 | 1132.7008 | 0 | 0 | 0 | 0 | 0 | 0 | 0 | 0 | 1178.8889
4127 | 1078.2723 | 0 | 0 | 0 | 0 | 0 | 0 | 0 | 0 | 1122.2405
4128 | 1233.4671 | 0 | 0 | 0 | 0 | 0 | 0 | 1233.467 | 0 | 0
4129 | 1003.9848 | 0 | 0 | 0 | 0 | 0 | 0 | 1003.985 | 0 | 0
4130 | 1147.4112 | 0 | 0 | 0 | 0 | 0 | 0 | 1147.411 | 0 | 0
4131 | 1050.3226 | 0 | 0 | 0 | 0 | 0 | 0 | 1050.323 | 0 | 0
4132 | 1001.0427 | 0 | 0 | 0 | 0 | 0 | 0 | 1001.043 | 0 | 0
4133 | 899.541 | 0 | 0 | 0 | 0 | 0 | 0 | 899.541 | 0 | 0
4134 | 956.9115 | 0 | 0 | 0 | 0 | 0 | 0 | 956.912 | 0 | 0
4135 | 789.213 | 47.02 | 170.0556 | 170.0556 | 0 | 0 | 0 | 625.82 | 0 | 0
4136 | 1053.7961 | 132.98 | 538.1607 | 538.1607 | 0 | 0 | 0 | 536.72 | 0 | 0
4137 | 1095.8283 | 336.35 | 1395.3809 | 1140.5124 | -254.8685 | 0 | 0 | 0 | 0 | 0
4138 | 1072.8488 | 453.14 | 1858.7784 | 1116.5963 | -742.1821 | 0 | 0 | 0 | 0 | 0
4139 | 1035.489 | 461.37 | 1875.5485 | 1077.7129 | -797.8356 | 0 | 0 | 0 | 0 | 0
4140 | 1331.4199 | 129.49 | 501.0352 | 501.0352 | 0 | 0 | 0 | 337.553 | 0 | 533.3586
4141 | 846.3463 | 142.01 | 553.0844 | 553.0844 | 0 | 0 | 0 | 0 | 0 | 327.7739
4142 | 916.9976 | 281.56 | 1136.6303 | 954.3892 | -182.2411 | 0 | 0 | 0 | 0 | 0
4143 | 791.3395 | 50.06 | 174.8016 | 174.8016 | 0 | 0 | 0 | 0 | 0 | 648.8067
4144 | 216.0103 | 29.42 | 92.6281 | 92.6281 | 0 | 0 | 0 | 0 | 0 | 132.1901
4145 | 168.3081 | 40.18 | 139.8117 | 139.8117 | 0 | 0 | 0 | 0 | 0 | 35.3594
4146 | 126.4653 | 9.79 | 14.7218 | 14.7218 | 0 | 0 | 0 | 0 | 0 | 116.9
4147 | 136.0712 | 0 | 0 | 0 | 0 | 0 | 0 | 0 | 0 | 141.6195
4148 | 92.6755 | 0 | 0 | 0 | 0 | 0 | 0 | 0 | 0 | 96.455
4149 | 88.2624 | 0 | 0 | 0 | 0 | 0 | 0 | 0 | 0 | 91.861
4150 | 94.1466 | 0 | 0 | 0 | 0 | 0 | 0 | 0 | 0 | 97.986
4151 | 83.8493 | 0 | 0 | 0 | 0 | 0 | 0 | 0 | 0 | 87.2681
4152 | 91.94 | 0 | 0 | 0 | 0 | 0 | 0 | 0 | 0 | 95.689
4153 | 82.3782 | 0 | 0 | 0 | 0 | 0 | 0 | 82.378 | 0 | 0
4154 | 88.2624 | 0 | 0 | 0 | 0 | 0 | 0 | 88.262 | 0 | 0
4155 | 82.3782 | 0 | 0 | 0 | 0 | 0 | 0 | 82.378 | 0 | 0
4156 | 82.3782 | 0 | 0 | 0 | 0 | 0 | 0 | 82.378 | 0 | 0
4157 | 83.8493 | 0 | 0 | 0 | 0 | 0 | 0 | 83.849 | 0 | 0
4158 | 84.5848 | 0 | 0 | 0 | 0 | 0 | 0 | 84.585 | 0 | 0
4159 | 66.9323 | 34.3 | 116.1986 | 69.6623 | -46.5363 | 0 | 0 | 0 | 0 | 0
4160 | 82.3874 | 152.88 | 622.5948 | 85.7465 | -536.8483 | 0 | 0 | 0 | 0 | 0
4161 | 584.9195 | 304.43 | 1255.793 | 608.7712 | -647.0218 | 0 | 0 | 0 | 0 | 0
4162 | 1157.201 | 359.65 | 1471.086 | 1204.3879 | -266.698 | 0 | 0 | 0 | 0 | 0
4163 | 1150.5013 | 533.13 | 2165.8399 | 1197.4147 | -968.4251 | 0 | 0 | 0 | 0 | 0
4164 | 990.4614 | 653.68 | 2634.1905 | 1030.8488 | -1603.3416 | 0 | 0 | 0 | 0 | 0
4165 | 1247.0319 | 765.86 | 3074.5577 | 1297.882 | -1676.6383 | 0 | 100.0374 | 0 | 0 | 0
4166 | 1015.0755 | 814.55 | 3327.1792 | 1056.4675 | -1676.6383 | 0 | 594.0733 | 0 | 0 | 0
4167 | 1035.2371 | 558.23 | 2285.1108 | 1077.4506 | -888.2468 | 0 | 319.4134 | 0 | 0 | 0
4168 | 965.4739 | 406.47 | 1687.808 | 1004.8429 | 0 | 0 | 682.965 | 0 | 0 | 0
4169 | 874.7245 | 183.01 | 749.8589 | 749.8589 | 0 | 0 | 0 | 154.245 | 0 | 0
4170 | 1044.9992 | 46.73 | 165.5335 | 165.5335 | 0 | 0 | 0 | 885.951 | 0 | 0
4171 | 962.7957 | 0 | 0 | 0 | 0 | 0 | 0 | 0 | 0 | 1002.0557
4172 | 1037.8187 | 0 | 0 | 0 | 0 | 0 | 0 | 0 | 0 | 1080.1379
4173 | 715.661 | 0 | 0 | 0 | 0 | 0 | 0 | 0 | 0 | 744.8434
4174 | 1001.7782 | 0 | 0 | 0 | 0 | 0 | 0 | 0 | 0 | 1042.6273
4175 | 876.0043 | 0 | 0 | 0 | 0 | 0 | 0 | 0 | 0 | 911.7246
4176 | 918.6645 | 0 | 0 | 0 | 0 | 0 | 0 | 918.664 | 0 | 0
4177 | 882.624 | 0 | 0 | 0 | 0 | 0 | 0 | 882.624 | 0 | 0
4178 | 1200.3686 | 0 | 0 | 0 | 0 | 0 | 0 | 1200.369 | 0 | 0
4179 | 1074.5947 | 0 | 0 | 0 | 0 | 0 | 0 | 1074.595 | 0 | 0
4180 | 1248.913 | 0 | 0 | 0 | 0 | 0 | 0 | 1248.913 | 0 | 0
4181 | 1179.0386 | 0 | 0 | 0 | 0 | 0 | 0 | 1179.039 | 0 | 0
4182 | 1068.7106 | 0 | 0 | 0 | 0 | 0 | 0 | 1068.711 | 0 | 0
4183 | 955.4405 | 78.36 | 297.3905 | 0 | -297.3905 | 0 | 0 | 955.44 | 0 | 0
4184 | 993.9174 | 221.3 | 913.5564 | 55.207 | -858.3494 | 0 | 0 | 940.873 | 0 | 0
4185 | 746.5353 | 276.12 | 1129.8746 | 776.9773 | -352.8972 | 0 | 0 | 0 | 0 | 0
4186 | 1054.2475 | 80.22 | 298.654 | 298.654 | 0 | 0 | 0 | 767.294 | 0 | 0
4187 | 1269.1333 | 448.84 | 1798.6174 | 1320.8842 | -477.7332 | 0 | 0 | 0 | 0 | 0
4188 | 1079.2074 | 454.76 | 1813.028 | 1123.2136 | -689.8144 | 0 | 0 | 0 | 0 | 0
4189 | 1049.5751 | 293.41 | 1166.9668 | 1092.3733 | -74.5935 | 0 | 0 | 0 | 0 | 0
4190 | 1119.0192 | 210.2 | 830.5336 | 830.5336 | 0 | 0 | 0 | 321.025 | 0 | 0
4191 | 1490.9597 | 211.52 | 841.517 | 841.517 | 0 | 0 | 0 | 682.412 | 0 | 0
4192 | 567.8021 | 239.37 | 967.8225 | 590.9551 | -376.8674 | 0 | 0 | 0 | 0 | 0
4193 | 1329.9719 | 244.93 | 995.3427 | 995.3427 | 0 | 0 | 0 | 373.626 | 0 | 0
4194 | 1208.3058 | 67.16 | 241.9254 | 241.9254 | 0 | 0 | 0 | 975.859 | 0 | 0
4195 | 1031.9346 | 0 | 0 | 0 | 0 | 0 | 0 | 0 | 0 | 1074.014
4196 | 898.0699 | 0 | 0 | 0 | 0 | 0 | 0 | 0 | 0 | 934.6904
4197 | 1109.1642 | 0 | 0 | 0 | 0 | 0 | 0 | 0 | 0 | 1154.3922
4198 | 1198.8976 | 0 | 0 | 0 | 0 | 0 | 0 | 0 | 0 | 1247.7852
4199 | 1042.9674 | 0 | 0 | 0 | 0 | 0 | 0 | 0 | 0 | 1085.4958
4200 | 873.0622 | 0 | 0 | 0 | 0 | 0 | 0 | 873.062 | 0 | 0
4201 | 1123.8746 | 0 | 0 | 0 | 0 | 0 | 0 | 1123.875 | 0 | 0
4202 | 782.5933 | 0 | 0 | 0 | 0 | 0 | 0 | 782.593 | 0 | 0
4203 | 1155.5019 | 0 | 0 | 0 | 0 | 0 | 0 | 1155.502 | 0 | 0
4204 | 1004.7203 | 0 | 0 | 0 | 0 | 0 | 0 | 1004.72 | 0 | 0
4205 | 945.8787 | 0 | 0 | 0 | 0 | 0 | 0 | 945.879 | 0 | 0
4206 | 1001.0427 | 0 | 0 | 0 | 0 | 0 | 0 | 1001.043 | 0 | 0
4207 | 1244.4999 | 106.82 | 344.775 | 344.775 | 0 | 0 | 0 | 913.233 | 0 | 0
4208 | 641.0608 | 235.99 | 971.0697 | 667.2014 | -303.8683 | 0 | 0 | 0 | 0 | 0
4209 | 822.6911 | 527.05 | 2186.4785 | 856.2377 | -1330.2408 | 0 | 0 | 0 | 0 | 0
4210 | 1162.7946 | 707.42 | 2865.6936 | 1210.2101 | -1655.4835 | 0 | 0 | 0 | 0 | 0
4211 | 1141.8157 | 655.65 | 2598.3513 | 1188.3756 | -1409.9757 | 0 | 0 | 0 | 0 | 0
4212 | 1203.114 | 681.89 | 2685.1281 | 1252.1731 | -1432.955 | 0 | 0 | 0 | 0 | 0
4213 | 999.0366 | 666.38 | 2623.7681 | 1039.7745 | -1583.9936 | 0 | 0 | 0 | 0 | 0
4214 | 1206.6721 | 620.59 | 2461.3341 | 1255.8762 | -593.8787 | 0 | 611.5792 | 0 | 0 | 0
4215 | 1353.2033 | 483.38 | 1940.3087 | 1408.3823 | 0 | 0 | 531.9264 | 0 | 0 | 0
4216 | 1525.3618 | 486.75 | 1984.2441 | 1587.5603 | 0 | 0 | 396.6837 | 0 | 0 | 0
4217 | 1270.7349 | 179.62 | 725.5484 | 725.5484 | 0 | 0 | 0 | 573.613 | 0 | 0
4218 | 1248.3052 | 63.34 | 228.1685 | 228.1685 | 0 | 0 | 0 | 933.526 | 0 | 99.4462
4219 | 1187.8648 | 0 | 0 | 0 | 0 | 0 | 0 | 0 | 0 | 1236.3023
4220 | 1119.4615 | 0 | 0 | 0 | 0 | 0 | 0 | 0 | 0 | 1165.109
4221 | 1184.1872 | 0 | 0 | 0 | 0 | 0 | 0 | 0 | 0 | 1232.4743
4222 | 1246.7064 | 0 | 0 | 0 | 0 | 0 | 0 | 0 | 0 | 1297.5427
4223 | 890.7147 | 0 | 0 | 0 | 0 | 0 | 0 | 0 | 0 | 927.0355
4224 | 1162.1216 | 0 | 0 | 0 | 0 | 0 | 0 | 0 | 0 | 1209.5096
4225 | 1210.6659 | 0 | 0 | 0 | 0 | 0 | 0 | 1210.666 | 0 | 0
4226 | 1075.3302 | 0 | 0 | 0 | 0 | 0 | 0 | 1075.33 | 0 | 0
4227 | 1067.2395 | 0 | 0 | 0 | 0 | 0 | 0 | 1067.24 | 0 | 0
4228 | 1099.6024 | 0 | 0 | 0 | 0 | 0 | 0 | 1099.602 | 0 | 0
4229 | 772.296 | 0 | 0 | 0 | 0 | 0 | 0 | 772.296 | 0 | 0
4230 | 1059.8843 | 0 | 0 | 0 | 0 | 0 | 0 | 1059.884 | 0 | 0
4231 | 649.4642 | 100.95 | 375.9785 | 375.9785 | 0 | 0 | 0 | 0 | 0 | 299.9685
4232 | 882.1064 | 311.87 | 1273.2603 | 918.0765 | -355.1838 | 0 | 0 | 0 | 0 | 0
4233 | 827.5326 | 523.57 | 2190.7394 | 861.2771 | -1329.4623 | 0 | 0 | 0 | 0 | 0
4234 | 1054.0186 | 704.64 | 2876.628 | 1096.9985 | -1676.6383 | 0 | 102.9911 | 0 | 0 | 0
4235 | 1307.932 | 833.54 | 3331.3194 | 1361.2653 | -1676.6383 | 0 | 293.4158 | 0 | 0 | 0
4236 | 1422.7357 | 897.42 | 3535.2867 | 1480.7506 | -1676.6383 | 0 | 377.8977 | 0 | 0 | 0
4237 | 1374.2539 | 892.27 | 3495.6549 | 1430.2927 | -1595.8324 | 0 | 469.5298 | 0 | 0 | 0
4238 | 1156.3257 | 809.96 | 3197.9751 | 1203.4762 | 0 | 0 | 1994.4989 | 0 | 0 | 0
4239 | 1129.0885 | 672.44 | 2697.8173 | 1175.1296 | 0 | 0 | 1522.6877 | 0 | 0 | 0
4240 | 1626.5602 | 487.8 | 2008.2829 | 1692.8859 | 0 | 0 | 315.397 | 0 | 0 | 0
4241 | 1795.9293 | 268.1 | 1088.3247 | 1088.3247 | 0 | 0 | 0 | 750.244 | 0 | 0
4242 | 1420.2091 | 46.76 | 164.373 | 164.373 | 0 | 0 | 0 | 1262.276 | 0 | 0
4243 | 1461.4783 | 0 | 0 | 0 | 0 | 0 | 0 | 0 | 0 | 1521.0724
4244 | 1213.608 | 0 | 0 | 0 | 0 | 0 | 0 | 0 | 0 | 1263.095
4245 | 1603.4336 | 0 | 0 | 0 | 0 | 0 | 0 | 0 | 0 | 1668.8169
4246 | 1394.5459 | 0 | 0 | 0 | 0 | 0 | 0 | 0 | 0 | 1451.4111
4247 | 1470.3045 | 0 | 0 | 0 | 0 | 0 | 0 | 0 | 0 | 1530.2583
4248 | 1418.0826 | 0 | 0 | 0 | 0 | 0 | 0 | 1418.083 | 0 | 0
4249 | 1318.7874 | 0 | 0 | 0 | 0 | 0 | 0 | 1318.787 | 0 | 0
4250 | 1217.2856 | 0 | 0 | 0 | 0 | 0 | 0 | 1217.286 | 0 | 0
4251 | 1218.7567 | 0 | 0 | 0 | 0 | 0 | 0 | 1218.757 | 0 | 0
4252 | 1394.5459 | 0 | 0 | 0 | 0 | 0 | 0 | 1394.546 | 0 | 0
4253 | 1187.1293 | 0 | 0 | 0 | 0 | 0 | 0 | 1187.129 | 0 | 0
4254 | 1418.0826 | 0 | 0 | 0 | 0 | 0 | 0 | 1418.083 | 0 | 0
4255 | 920.1355 | 106.25 | 389.8823 | 389.8823 | 0 | 0 | 0 | 514.076 | 0 | 32.7356
4256 | 761.6585 | 313.95 | 1279.7818 | 792.717 | -487.0648 | 0 | 0 | 0 | 0 | 0
4257 | 976.5554 | 527.78 | 2203.39 | 1016.3758 | -1187.0143 | 0 | 0 | 0 | 0 | 0
4258 | 1245.0055 | 708.65 | 2884.5889 | 1295.7734 | -1588.8155 | 0 | 0 | 0 | 0 | 0
4259 | 1420.1043 | 835.6 | 3334.2783 | 1478.0123 | -1676.6383 | 0 | 179.6277 | 0 | 0 | 0
4260 | 1490.1332 | 900.98 | 3567.6496 | 1550.8958 | -1676.6383 | 0 | 340.1154 | 0 | 0 | 0
4261 | 860.9694 | 895.98 | 3552.3502 | 896.0766 | -1676.6383 | 0 | 979.6353 | 0 | 0 | 0
4262 | 1268.3941 | 816.9 | 3275.6097 | 1320.115 | -17.585 | 0 | 1937.9097 | 0 | 0 | 0
4263 | 1179.3631 | 680.79 | 2780.2135 | 1227.4536 | 0 | 0 | 1552.7599 | 0 | 0 | 0
4264 | 1177.8001 | 494.37 | 2059.2966 | 1225.8269 | 0 | 0 | 833.4697 | 0 | 0 | 0
4265 | 933.8677 | 272.08 | 1109.3505 | 971.9481 | 0 | 0 | 137.4023 | 0 | 0 | 0
4266 | 1077.5727 | 29.39 | 93.1839 | 93.1839 | 0 | 0 | 0 | 988.039 | 0 | 0
4267 | 1109.8997 | 0 | 0 | 0 | 0 | 0 | 0 | 0 | 0 | 1155.1582
4268 | 1127.5522 | 0 | 0 | 0 | 0 | 0 | 0 | 0 | 0 | 1173.53
4269 | 1183.4517 | 0 | 0 | 0 | 0 | 0 | 0 | 0 | 0 | 1231.7094
4270 | 1332.0267 | 0 | 0 | 0 | 0 | 0 | 0 | 0 | 0 | 1386.3428
4271 | 1148.1467 | 0 | 0 | 0 | 0 | 0 | 0 | 0 | 0 | 1194.9648
4272 | 1170.2123 | 0 | 0 | 0 | 0 | 0 | 0 | 521.674 | 0 | 674.9843
4273 | 1298.1928 | 0 | 0 | 0 | 0 | 0 | 0 | 1298.193 | 0 | 0
4274 | 1256.2682 | 0 | 0 | 0 | 0 | 0 | 0 | 1256.268 | 0 | 0
4275 | 1237.1447 | 0 | 0 | 0 | 0 | 0 | 0 | 1237.145 | 0 | 0
4276 | 1329.0847 | 0 | 0 | 0 | 0 | 0 | 0 | 1329.085 | 0 | 0
4277 | 1320.2584 | 0 | 0 | 0 | 0 | 0 | 0 | 1320.258 | 0 | 0
4278 | 1256.2682 | 0 | 0 | 0 | 0 | 0 | 0 | 1256.268 | 0 | 0
4279 | 957.647 | 106.65 | 345.9958 | 345.9958 | 0 | 0 | 0 | 0 | 0 | 650.7009
4280 | 1212.8063 | 314.24 | 1279.6507 | 1262.2603 | -17.3903 | 0 | 0 | 0 | 0 | 0
4281 | 817.3512 | 528.81 | 2208.4409 | 850.68 | -1357.761 | 0 | 0 | 0 | 0 | 0
4282 | 1350.9121 | 709.68 | 2889.7698 | 1405.9979 | -1483.772 | 0 | 0 | 0 | 0 | 0
4283 | 1576.5504 | 848.41 | 3381.0363 | 1640.8377 | -1676.6383 | 0 | 63.5602 | 0 | 0 | 0
4284 | 1514.752 | 912.78 | 3598.8532 | 1576.5198 | -1676.6383 | 0 | 345.6951 | 0 | 0 | 0
4285 | 1347.5913 | 777.03 | 3040.5326 | 1402.5414 | -1637.9912 | 0 | 0 | 0 | 0 | 0
4286 | 1384.7626 | 777.64 | 3036.1738 | 1441.2282 | -460.2044 | 0 | 1134.7412 | 0 | 0 | 0
4287 | 1490.5497 | 602.48 | 2416.7659 | 1551.3288 | 0 | 0 | 865.4371 | 0 | 0 | 0
4288 | 1528.8197 | 325.07 | 1323.3633 | 1323.3633 | 0 | 0 | 0 | 257.304 | 0 | 0
4289 | 1453.0225 | 47.74 | 169.1346 | 169.1346 | 0 | 0 | 0 | 1290.514 | 0 | 0
4290 | 1062.5736 | 5.87 | 0 | 0 | 0 | 0 | 0 | 1062.574 | 0 | 0
4291 | 1421.0247 | 0 | 0 | 0 | 0 | 0 | 0 | 0 | 0 | 1478.9698
4292 | 1195.22 | 0 | 0 | 0 | 0 | 0 | 0 | 0 | 0 | 1243.9572
4293 | 1395.2815 | 0 | 0 | 0 | 0 | 0 | 0 | 0 | 0 | 1452.1761
4294 | 1417.3471 | 0 | 0 | 0 | 0 | 0 | 0 | 0 | 0 | 1475.1419
4295 | 1162.8571 | 0 | 0 | 0 | 0 | 0 | 0 | 0 | 0 | 1210.2746
4296 | 1393.0749 | 0 | 0 | 0 | 0 | 0 | 0 | 1393.075 | 0 | 0
4297 | 1050.3226 | 0 | 0 | 0 | 0 | 0 | 0 | 1050.323 | 0 | 0
4298 | 1021.6373 | 0 | 0 | 0 | 0 | 0 | 0 | 1021.637 | 0 | 0
4299 | 1457.0651 | 0 | 0 | 0 | 0 | 0 | 0 | 1457.065 | 0 | 0
4300 | 1272.4496 | 0 | 0 | 0 | 0 | 0 | 0 | 1272.45 | 0 | 0
4301 | 1186.3938 | 0 | 0 | 0 | 0 | 0 | 0 | 1186.394 | 0 | 0
4302 | 1309.2256 | 0 | 0 | 0 | 0 | 0 | 0 | 1309.226 | 0 | 0
4303 | 1074.5947 | 36.26 | 123.8857 | 123.8857 | 0 | 0 | 0 | 372.47 | 0 | 606.8697
4304 | 998.1356 | 321.32 | 1307.1053 | 1038.8357 | -268.2696 | 0 | 0 | 0 | 0 | 0
4305 | 975.2784 | 536.19 | 2244.9233 | 1015.0467 | -1229.8766 | 0 | 0 | 0 | 0 | 0
4306 | 1046.5245 | 720.01 | 2938.168 | 1089.1989 | -1676.6383 | 0 | 172.3308 | 0 | 0 | 0
4307 | 950.4987 | 846.9 | 3390.9195 | 989.2573 | -1676.6383 | 0 | 725.0238 | 0 | 0 | 0
4308 | 1002.5404 | 910.74 | 3613.2471 | 1043.4204 | -1676.6383 | 0 | 893.1884 | 0 | 0 | 0
4309 | 1043.7397 | 906.98 | 3603.9956 | 1086.3004 | -1676.6383 | 0 | 841.0569 | 0 | 0 | 0
4310 | 1077.3961 | 835.51 | 3353.1788 | 1121.3288 | -105.695 | 0 | 2126.155 | 0 | 0 | 0
4311 | 1015.4608 | 698.92 | 2855.1505 | 1056.8682 | 0 | 0 | 1798.2822 | 0 | 0 | 0
4312 | 206.3667 | 511.52 | 2136.0154 | 214.782 | 0 | 0 | 1921.2334 | 0 | 0 | 0
4313 | 168.6547 | 241.03 | 984.7507 | 175.5322 | 0 | 0 | 809.2185 | 0 | 0 | 0
4314 | 147.1628 | 5.87 | 0 | 0 | 0 | 0 | 0 | 0 | 0 | 153.1638
4315 | 189.7642 | 0 | 0 | 0 | 0 | 0 | 0 | 0 | 0 | 197.502
4316 | 137.5422 | 0 | 0 | 0 | 0 | 0 | 0 | 0 | 0 | 143.1505
4317 | 106.6504 | 0 | 0 | 0 | 0 | 0 | 0 | 0 | 0 | 110.9988
4318 | 100.7662 | 0 | 0 | 0 | 0 | 0 | 0 | 0 | 0 | 104.8749
4319 | 91.2045 | 0 | 0 | 0 | 0 | 0 | 0 | 0 | 0 | 94.923
4320 | 100.0307 | 0 | 0 | 0 | 0 | 0 | 0 | 0 | 0 | 104.1099
4321 | 92.6755 | 0 | 0 | 0 | 0 | 0 | 0 | 0 | 0 | 96.455
4322 | 100.7662 | 0 | 0 | 0 | 0 | 0 | 0 | 0 | 0 | 104.8749
4323 | 91.94 | 0 | 0 | 0 | 0 | 0 | 0 | 0 | 0 | 95.689
4324 | 95.6176 | 0 | 0 | 0 | 0 | 0 | 0 | 0 | 0 | 99.517
4325 | 86.0558 | 0 | 0 | 0 | 0 | 0 | 0 | 0 | 0 | 89.5651
4326 | 93.411 | 0 | 0 | 0 | 0 | 0 | 0 | 0 | 0 | 97.22
4327 | 86.0558 | 107.55 | 339.3598 | 89.5651 | -249.7948 | 0 | 0 | 0 | 0 | 0
4328 | 91.951 | 318.51 | 1297.1024 | 95.7005 | -1201.402 | 0 | 0 | 0 | 0 | 0
4329 | 200.9569 | 534.62 | 2242.8365 | 209.1503 | -209.2877 | 0 | 1824.3985 | 0 | 0 | 0
4330 | 878.5446 | 716.82 | 2932.4365 | 914.3692 | 0 | 0 | 2018.0672 | 0 | 0 | 0
4331 | 1068.5028 | 847.59 | 3396.5865 | 1112.0731 | 0 | 0 | 2284.5134 | 0 | 0 | 0
4332 | 1462.838 | 911.81 | 3617.149 | 1522.4878 | 0 | 0 | 2094.6611 | 0 | 0 | 0
4333 | 1268.6028 | 906.34 | 3603.8874 | 1320.3326 | 0 | 0 | 2283.5548 | 0 | 0 | 0
4334 | 1480.9778 | 824.44 | 3308.9104 | 1541.3675 | 0 | 0 | 1767.5429 | 0 | 0 | 0
4335 | 1662.323 | 540.9 | 2184.4791 | 1730.1072 | 0 | 0 | 454.3719 | 0 | 0 | 0
4336 | 1889.88 | 423.43 | 1738.0088 | 1738.0088 | 0 | 0 | 0 | 219.965 | 0 | 0
4337 | 1479.2732 | 15.67 | 38.0352 | 38.0352 | 0 | 0 | 0 | 1442.728 | 0 | 0
4338 | 1404.2291 | 30.37 | 96.9921 | 96.9921 | 0 | 0 | 0 | 1311.037 | 0 | 0
4339 | 1635.7965 | 0 | 0 | 0 | 0 | 0 | 0 | 235.702 | 0 | 1457.1864
4340 | 1688.7539 | 0 | 0 | 0 | 0 | 0 | 0 | 77.805 | 0 | 1676.6383
4341 | 1451.9165 | 0 | 0 | 0 | 0 | 0 | 0 | 0 | 0 | 1511.1205
4342 | 1428.3799 | 0 | 0 | 0 | 0 | 0 | 0 | 0 | 0 | 1486.6248
4343 | 1283.4824 | 0 | 0 | 0 | 0 | 0 | 0 | 0 | 0 | 1335.8183
4344 | 1275.3917 | 0 | 0 | 0 | 0 | 0 | 0 | 1275.392 | 0 | 0
4345 | 1141.0098 | 0 | 0 | 0 | 0 | 0 | 0 | 1141.01 | 0 | 0
4346 | 1317.8249 | 0 | 0 | 0 | 0 | 0 | 0 | 1317.825 | 0 | 0
4347 | 1357.1939 | 0 | 0 | 0 | 0 | 0 | 0 | 1357.194 | 0 | 0
4348 | 1237.7056 | 0 | 0 | 0 | 0 | 0 | 0 | 1237.706 | 0 | 0
4349 | 1136.175 | 0 | 0 | 0 | 0 | 0 | 0 | 1136.175 | 0 | 0
4350 | 1195.5738 | 0 | 0 | 0 | 0 | 0 | 0 | 1195.574 | 0 | 0
4351 | 1022.9029 | 84.42 | 317.2985 | 317.2985 | 0 | 0 | 0 | 718.035 | 0 | 0
4352 | 1129.8233 | 224.13 | 931.0508 | 931.0508 | 0 | 0 | 0 | 235.25 | 0 | 0
4353 | 1224.9167 | 375.28 | 1557.4819 | 1274.8652 | -282.6167 | 0 | 0 | 0 | 0 | 0
4354 | 1366.0648 | 547.51 | 2238.2217 | 1421.7687 | -816.453 | 0 | 0 | 0 | 0 | 0
4355 | 1337.9229 | 848.09 | 3448.4609 | 1392.4802 | -1676.6383 | 0 | 379.3423 | 0 | 0 | 0
4356 | 1315.4265 | 911.03 | 3667.6662 | 1369.0659 | -1676.6383 | 0 | 621.962 | 0 | 0 | 0
4357 | 1307.2764 | 734.96 | 2935.5151 | 1360.5836 | -1574.9315 | 0 | 0 | 0 | 0 | 0
4358 | 1149.254 | 577.88 | 2330.4418 | 1196.1169 | -1134.3249 | 0 | 0 | 0 | 0 | 0
4359 | 1075.5123 | 268.57 | 1089.7901 | 1089.7901 | 0 | 0 | 0 | 28.419 | 0 | 0
4360 | 1067.8206 | 307.5 | 1266.1664 | 1111.3633 | -154.8031 | 0 | 0 | 0 | 0 | 0
4361 | 1122.6445 | 15.67 | 38.7596 | 38.7596 | 0 | 0 | 0 | 1085.403 | 0 | 0
4362 | 1180.3883 | 45.86 | 162.5152 | 162.5152 | 0 | 0 | 0 | 1024.24 | 0 | 0
4363 | 1047.7675 | 0 | 0 | 0 | 0 | 0 | 0 | 0 | 0 | 1090.4916
4364 | 988.3687 | 0 | 0 | 0 | 0 | 0 | 0 | 0 | 0 | 1028.6715
4365 | 1236.3242 | 0 | 0 | 0 | 0 | 0 | 0 | 0 | 0 | 1286.7373
4366 | 1285.3627 | 0 | 0 | 0 | 0 | 0 | 0 | 0 | 0 | 1337.776
4367 | 1237.0149 | 0 | 0 | 0 | 0 | 0 | 0 | 0 | 0 | 1287.4565
4368 | 955.9065 | 0 | 0 | 0 | 0 | 0 | 0 | 955.907 | 0 | 0
4369 | 1144.4632 | 0 | 0 | 0 | 0 | 0 | 0 | 1144.463 | 0 | 0
4370 | 1100.2595 | 0 | 0 | 0 | 0 | 0 | 0 | 1100.259 | 0 | 0
4371 | 1259.8074 | 0 | 0 | 0 | 0 | 0 | 0 | 1259.807 | 0 | 0
4372 | 1195.5738 | 0 | 0 | 0 | 0 | 0 | 0 | 1195.574 | 0 | 0
4373 | 1084.3737 | 0 | 0 | 0 | 0 | 0 | 0 | 1084.374 | 0 | 0
4374 | 1230.7987 | 0 | 0 | 0 | 0 | 0 | 0 | 1230.799 | 0 | 0
4375 | 855.7574 | 55.75 | 206.6421 | 206.6421 | 0 | 0 | 0 | 657.212 | 0 | 0
4376 | 848.1616 | 197.27 | 815.6099 | 815.6099 | 0 | 0 | 0 | 64.506 | 0 | 0
4377 | 955.36 | 318.02 | 1314.3793 | 994.3165 | -320.0628 | 0 | 0 | 0 | 0 | 0
4378 | 1003.5499 | 167.49 | 668.3993 | 668.3993 | 0 | 0 | 0 | 361.338 | 0 | 0
4379 | 826.6632 | 552.84 | 2231.1611 | 860.3717 | -1370.7894 | 0 | 0 | 0 | 0 | 0
4380 | 1123.7505 | 740.25 | 2946.5692 | 1169.574 | -1676.6383 | 0 | 100.3569 | 0 | 0 | 0
4381 | 1103.3684 | 779.66 | 3090.2328 | 1148.3598 | -1676.6383 | 0 | 265.2347 | 0 | 0 | 0
4382 | 1414.2487 | 677.27 | 2705.3463 | 1471.9165 | -1233.4298 | 0 | 0 | 0 | 0 | 0
4383 | 1156.956 | 479.36 | 1942.3903 | 1204.133 | -738.2573 | 0 | 0 | 0 | 0 | 0
4384 | 1089.7222 | 422.09 | 1735.9605 | 1134.1574 | -601.8032 | 0 | 0 | 0 | 0 | 0
4385 | 1137.5314 | 46.42 | 165.8717 | 165.8717 | 0 | 0 | 0 | 978.159 | 0 | 0
4386 | 926.8434 | 5.87 | 0 | 0 | 0 | 0 | 0 | 926.843 | 0 | 0
4387 | 835.7275 | 0 | 0 | 0 | 0 | 0 | 0 | 0 | 0 | 869.8063
4388 | 1471.8474 | 0 | 0 | 0 | 0 | 0 | 0 | 0 | 0 | 1531.8642
4389 | 1105.0942 | 0 | 0 | 0 | 0 | 0 | 0 | 0 | 0 | 1150.1562
4390 | 823.2952 | 0 | 0 | 0 | 0 | 0 | 0 | 0 | 0 | 856.8663
4391 | 927.5885 | 0 | 0 | 0 | 0 | 0 | 0 | 0 | 0 | 965.4121
4392 | 973.8643 | 0 | 0 | 0 | 0 | 0 | 0 | 973.864 | 0 | 0
4393 | 1145.1539 | 0 | 0 | 0 | 0 | 0 | 0 | 1145.154 | 0 | 0
4394 | 1047.7675 | 0 | 0 | 0 | 0 | 0 | 0 | 1047.767 | 0 | 0
4395 | 804.6468 | 0 | 0 | 0 | 0 | 0 | 0 | 804.647 | 0 | 0
4396 | 1138.2471 | 0 | 0 | 0 | 0 | 0 | 0 | 1138.247 | 0 | 0
4397 | 993.2035 | 0 | 0 | 0 | 0 | 0 | 0 | 993.203 | 0 | 0
4398 | 968.3388 | 0 | 0 | 0 | 0 | 0 | 0 | 968.339 | 0 | 0
4399 | 1081.611 | 105.86 | 326.4136 | 326.4136 | 0 | 0 | 0 | 159.159 | 0 | 633.653
4400 | 1051.0551 | 319.03 | 1302.5238 | 1093.9137 | -208.6102 | 0 | 0 | 0 | 0 | 0
4401 | 1124.1761 | 272.56 | 1122.3341 | 1122.3341 | 0 | 0 | 0 | 0 | 0 | 47.6821
4402 | 1099.9253 | 548.3 | 2238.4996 | 1144.7764 | -1093.7232 | 0 | 0 | 0 | 0 | 0
4403 | 1173.32 | 623.67 | 2514.4886 | 1221.1642 | -1293.3244 | 0 | 0 | 0 | 0 | 0
4404 | 1174.9733 | 798.5 | 3171.1532 | 1222.8857 | -1676.6383 | 0 | 271.6292 | 0 | 0 | 0
4405 | 1130.4682 | 460.67 | 1859.2312 | 1176.5659 | -682.6653 | 0 | 0 | 0 | 0 | 0
4406 | 1162.7327 | 830.02 | 3358.2943 | 1210.1455 | -1676.6383 | 0 | 471.5104 | 0 | 0 | 0
4407 | 1439.1789 | 415.36 | 1693.6811 | 1497.8641 | -195.8169 | 0 | 0 | 0 | 0 | 0
4408 | 1406.8437 | 233.3 | 952.954 | 952.954 | 0 | 0 | 0 | 491.226 | 0 | 0
4409 | 1304.5051 | 104.49 | 412.4005 | 412.4005 | 0 | 0 | 0 | 908.262 | 0 | 0
4410 | 1480.7011 | 5.87 | 0 | 0 | 0 | 0 | 0 | 1480.701 | 0 | 0
4411 | 1355.1218 | 0 | 0 | 0 | 0 | 0 | 0 | 0 | 0 | 1410.3795
4412 | 982.8432 | 0 | 0 | 0 | 0 | 0 | 0 | 0 | 0 | 1022.9202
4413 | 1227.3453 | 0 | 0 | 0 | 0 | 0 | 0 | 0 | 0 | 1277.3922
4414 | 1230.108 | 0 | 0 | 0 | 0 | 0 | 0 | 0 | 0 | 1280.2679
4415 | 1073.3228 | 0 | 0 | 0 | 0 | 0 | 0 | 0 | 0 | 1117.0897
4416 | 1058.8184 | 0 | 0 | 0 | 0 | 0 | 0 | 1058.818 | 0 | 0
4417 | 752.1548 | 0 | 0 | 0 | 0 | 0 | 0 | 752.155 | 0 | 0
4418 | 1158.2769 | 0 | 0 | 0 | 0 | 0 | 0 | 1158.277 | 0 | 0
4419 | 1156.8955 | 0 | 0 | 0 | 0 | 0 | 0 | 1156.896 | 0 | 0
4420 | 1170.7092 | 0 | 0 | 0 | 0 | 0 | 0 | 1170.709 | 0 | 0
4421 | 1391.7281 | 0 | 0 | 0 | 0 | 0 | 0 | 1391.728 | 0 | 0
4422 | 1459.4151 | 0 | 0 | 0 | 0 | 0 | 0 | 1459.415 | 0 | 0
4423 | 1333.7106 | 76.7 | 289.261 | 0 | -289.261 | 0 | 0 | 1333.711 | 0 | 0
4424 | 1049.1048 | 229.79 | 953.3786 | 426.3219 | -527.0567 | 0 | 0 | 639.486 | 0 | 0
4425 | 1288.2412 | 534.43 | 2263.6874 | 1340.7713 | -922.9161 | 0 | 0 | 0 | 0 | 0
4426 | 1625.402 | 417.12 | 1710.7404 | 1691.6807 | -19.0597 | 0 | 0 | 0 | 0 | 0
4427 | 1252.525 | 325.21 | 1320.1816 | 1303.599 | -16.5827 | 0 | 0 | 0 | 0 | 0
4428 | 1499.6906 | 475.39 | 1925.4943 | 1560.8436 | -364.6507 | 0 | 0 | 0 | 0 | 0
4429 | 1174.5986 | 389.54 | 1576.8018 | 1222.4954 | -354.3064 | 0 | 0 | 0 | 0 | 0
4430 | 1162.5522 | 729.09 | 2936.9691 | 1209.9571 | -1676.6383 | 0 | 50.3736 | 0 | 0 | 0
4431 | 1383.5979 | 645.07 | 2624.7433 | 1440.0167 | -1184.7266 | 0 | 0 | 0 | 0 | 0
4432 | 1184.4607 | 29.42 | 92.8467 | 92.8467 | 0 | 0 | 0 | 1095.252 | 0 | 0
4433 | 1396.2434 | 184.82 | 757.1485 | 757.1485 | 0 | 0 | 0 | 668.759 | 0 | 0
4434 | 1222.7384 | 27.43 | 85.8828 | 85.8828 | 0 | 0 | 0 | 1140.22 | 0 | 0
4435 | 1330.2572 | 0 | 0 | 0 | 0 | 0 | 0 | 0 | 0 | 1384.5006
4436 | 1078.8483 | 0 | 0 | 0 | 0 | 0 | 0 | 0 | 0 | 1122.84
4437 | 1160.349 | 0 | 0 | 0 | 0 | 0 | 0 | 0 | 0 | 1207.6643
4438 | 1320.5876 | 0 | 0 | 0 | 0 | 0 | 0 | 0 | 0 | 1374.4373
4439 | 1039.4793 | 0 | 0 | 0 | 0 | 0 | 0 | 0 | 0 | 1081.8656
4440 | 1082.9924 | 0 | 0 | 0 | 0 | 0 | 0 | 1082.992 | 0 | 0
4441 | 1015.996 | 0 | 0 | 0 | 0 | 0 | 0 | 1015.996 | 0 | 0
4442 | 1259.1168 | 0 | 0 | 0 | 0 | 0 | 0 | 1259.117 | 0 | 0
4443 | 955.2158 | 0 | 0 | 0 | 0 | 0 | 0 | 955.216 | 0 | 0
4444 | 1254.9727 | 0 | 0 | 0 | 0 | 0 | 0 | 1254.973 | 0 | 0
4445 | 1275.6932 | 0 | 0 | 0 | 0 | 0 | 0 | 1275.693 | 0 | 0
4446 | 932.4233 | 0 | 0 | 0 | 0 | 0 | 0 | 932.423 | 0 | 0
4447 | 1058.1277 | 97.7 | 359.9329 | 359.9329 | 0 | 0 | 0 | 712.297 | 0 | 0
4448 | 793.1348 | 316.68 | 1297.2003 | 825.4765 | -471.7238 | 0 | 0 | 0 | 0 | 0
4449 | 1186.5863 | 533.87 | 2263.5188 | 1234.9712 | -1028.5477 | 0 | 0 | 0 | 0 | 0
4450 | 1347.1392 | 717.62 | 2979.6253 | 1402.072 | -1577.5533 | 0 | 0 | 0 | 0 | 0
4451 | 1551.5661 | 846.1 | 3452.9664 | 1614.8349 | -1676.6383 | 0 | 161.4932 | 0 | 0 | 0
4452 | 1023.2024 | 911.95 | 3692.5324 | 1064.9259 | -1676.6383 | 0 | 950.9682 | 0 | 0 | 0
4453 | 1250.4936 | 627.66 | 2536.5385 | 1301.4841 | -1235.0544 | 0 | 0 | 0 | 0 | 0
4454 | 1279.245 | 716.18 | 2900.8083 | 1331.4085 | -644.2388 | 0 | 925.1611 | 0 | 0 | 0
4455 | 790.3815 | 527.54 | 2165.513 | 822.6112 | 0 | 0 | 1342.9018 | 0 | 0 | 0
4456 | 1057.9646 | 420.19 | 1749.8101 | 1101.1044 | 0 | 0 | 648.7058 | 0 | 0 | 0
4457 | 1309.8432 | 129.49 | 521.4344 | 521.4344 | 0 | 0 | 0 | 808.838 | 0 | 0
4458 | 1349.9434 | 56.85 | 207.4591 | 207.4591 | 0 | 0 | 0 | 1150.612 | 0 | 0
4459 | 1201.79 | 0 | 0 | 0 | 0 | 0 | 0 | 0 | 0 | 1250.7951
4460 | 1417.2834 | 0 | 0 | 0 | 0 | 0 | 0 | 0 | 0 | 1475.0753
4461 | 1335.092 | 0 | 0 | 0 | 0 | 0 | 0 | 0 | 0 | 1389.5328
4462 | 1290.1975 | 0 | 0 | 0 | 0 | 0 | 0 | 0 | 0 | 1342.8081
4463 | 1175.544 | 0 | 0 | 0 | 0 | 0 | 0 | 0 | 0 | 1223.4789
4464 | 1105.7849 | 0 | 0 | 0 | 0 | 0 | 0 | 1105.785 | 0 | 0
4465 | 1215.6037 | 0 | 0 | 0 | 0 | 0 | 0 | 1215.604 | 0 | 0
4466 | 895.1263 | 0 | 0 | 0 | 0 | 0 | 0 | 895.126 | 0 | 0
4467 | 966.2668 | 0 | 0 | 0 | 0 | 0 | 0 | 966.267 | 0 | 0
4468 | 1008.3985 | 0 | 0 | 0 | 0 | 0 | 0 | 1008.399 | 0 | 0
4469 | 1040.17 | 0 | 0 | 0 | 0 | 0 | 0 | 1040.17 | 0 | 0
4470 | 973.1736 | 0 | 0 | 0 | 0 | 0 | 0 | 973.174 | 0 | 0
4471 | 1027.7377 | 72.08 | 270.7206 | 270.7206 | 0 | 0 | 0 | 12.708 | 0 | 785.6991
4472 | 181.6015 | 214.53 | 889.3167 | 189.0071 | -700.3096 | 0 | 0 | 0 | 0 | 0
4473 | 87.356 | 359.1 | 1489.8616 | 90.9181 | -1398.9435 | 0 | 0 | 0 | 0 | 0
4474 | 0 | 429.06 | 1754.6976 | 0 | -1676.6383 | 0 | 78.0593 | 0 | 0 | 0
4475 | 0 | 604.77 | 2442.0901 | 0 | -1676.6383 | 0 | 765.4518 | 0 | 0 | 0
4476 | 0 | 724.96 | 2896.9512 | 0.0010408 | -1676.6383 | 0 | 1220.3118 | 0 | 0 | 0
4477 | 0 | 749.98 | 2991.8128 | 0 | -1181.2265 | 0 | 1810.5863 | 0 | 0 | 0
4478 | 0 | 703.14 | 2824.1551 | 0 | 0 | 0 | 2824.1551 | 0 | 0 | 0
4479 | 0 | 450.3 | 1838.859 | 0 | 0 | 0 | 1838.859 | 0 | 0 | 0
4480 | 0 | 393.31 | 1628.6429 | 0 | 0 | 0 | 1628.6429 | 0 | 0 | 0
4481 | 0 | 283.01 | 1167.3373 | 0 | 0 | 0 | 1167.3373 | 0 | 0 | 0
4482 | 0 | 88.79 | 318.078 | 0 | 0 | 0 | 318.078 | 0 | 0 | 0
4483 | 0 | 0 | 0 | 0 | 0 | 0 | 0 | 0 | 0 | 0
4484 | 0 | 0 | 0 | 0 | 0 | 0 | 0 | 0 | 0 | 0
4485 | 118.7976 | 0 | 0 | 0 | 0 | 0 | 0 | 0 | 0 | 123.6422
4486 | 193.3915 | 0 | 0 | 0 | 0 | 0 | 0 | 0 | 0 | 201.2769
4487 | 241.0487 | 0 | 0 | 0 | 0 | 0 | 0 | 0 | 0 | 250.8782
4488 | 237.5953 | 0 | 0 | 0 | 0 | 0 | 0 | 0 | 0 | 247.2834
4489 | 234.8325 | 0 | 0 | 0 | 0 | 0 | 0 | 0 | 0 | 244.4087
4490 | 251.4089 | 0 | 0 | 0 | 0 | 0 | 0 | 0 | 0 | 261.6607
4491 | 171.9803 | 0 | 0 | 0 | 0 | 0 | 0 | 0 | 0 | 178.9928
4492 | 178.8871 | 0 | 0 | 0 | 0 | 0 | 0 | 0 | 0 | 186.1814
4493 | 246.5742 | 0 | 0 | 0 | 0 | 0 | 0 | 0 | 0 | 256.6285
4494 | 227.9257 | 0 | 0 | 0 | 0 | 0 | 0 | 0 | 0 | 237.2201
4495 | 274.8922 | 81.17 | 304.5552 | 286.1012 | -18.454 | 0 | 0 | 0 | 0 | 0
4496 | 119.5695 | 298.22 | 1234.5601 | 124.4446 | -1110.1154 | 0 | 0 | 0 | 0 | 0
4497 | 639.3445 | 421.31 | 1743.8174 | 665.4154 | -1078.4019 | 0 | 0 | 0 | 0 | 0
4498 | 1147.0671 | 715.45 | 2931.9348 | 1193.8397 | -228.2288 | 0 | 1509.8663 | 0 | 0 | 0
4499 | 1141.3284 | 835.73 | 3357.5262 | 1187.8677 | 0 | 0 | 2169.6585 | 0 | 0 | 0
4500 | 1174.7929 | 662.16 | 2636.016 | 1222.6973 | 0 | 0 | 1413.3187 | 0 | 0 | 0
4501 | 1161.3384 | 897.35 | 3568.5051 | 1208.6936 | 0 | 0 | 2359.8115 | 0 | 0 | 0
4502 | 906.2351 | 469.01 | 1888.1564 | 943.1884 | 0 | 0 | 944.9681 | 0 | 0 | 0
4503 | 844.8066 | 147.96 | 584.7563 | 584.7563 | 0 | 0 | 0 | 0 | 0 | 294.4992
4504 | 961.5296 | 387.24 | 1599.0099 | 1000.7381 | -327.7458 | 0 | 270.526 | 0 | 0 | 0
4505 | 1098.1261 | 14.69 | 34.712 | 34.712 | 0 | 0 | 0 | 1064.774 | 0 | 0
4506 | 934.1267 | 16.64 | 42.165 | 42.165 | 0 | 0 | 0 | 893.613 | 0 | 0
4507 | 1015.996 | 0 | 0 | 0 | 0 | 0 | 0 | 0 | 0 | 1057.4251
4508 | 813.6256 | 0 | 0 | 0 | 0 | 0 | 0 | 0 | 0 | 846.8031
4509 | 770.8032 | 0 | 0 | 0 | 0 | 0 | 0 | 0 | 0 | 802.2339
4510 | 861.9735 | 0 | 0 | 0 | 0 | 0 | 0 | 0 | 0 | 897.1225
4511 | 1115.4545 | 0 | 0 | 0 | 0 | 0 | 0 | 0 | 0 | 1160.9397
4512 | 933.114 | 0 | 0 | 0 | 0 | 0 | 0 | 933.114 | 0 | 0
4513 | 1098.8781 | 0 | 0 | 0 | 0 | 0 | 0 | 1098.878 | 0 | 0
4514 | 1076.0855 | 0 | 0 | 0 | 0 | 0 | 0 | 1076.086 | 0 | 0
4515 | 1114.0731 | 0 | 0 | 0 | 0 | 0 | 0 | 1114.073 | 0 | 0
4516 | 739.0318 | 0 | 0 | 0 | 0 | 0 | 0 | 739.032 | 0 | 0
4517 | 871.6431 | 0 | 0 | 0 | 0 | 0 | 0 | 871.643 | 0 | 0
4518 | 1126.5055 | 0 | 0 | 0 | 0 | 0 | 0 | 1126.505 | 0 | 0
4519 | 891.6729 | 75.94 | 285.5017 | 285.5017 | 0 | 0 | 0 | 617.357 | 0 | 0
4520 | 1175.0536 | 224.52 | 930.6262 | 930.6262 | 0 | 0 | 0 | 124.264 | 0 | 163.0117
4521 | 977.329 | 359.72 | 1487.2138 | 1017.1813 | -470.0325 | 0 | 0 | 0 | 0 | 0
4522 | 1380.4794 | 386.39 | 1572.3504 | 1436.7705 | -135.5799 | 0 | 0 | 0 | 0 | 0
4523 | 1327.1344 | 630.45 | 2521.2776 | 1381.2503 | -1140.0273 | 0 | 0 | 0 | 0 | 0
4524 | 1231.0111 | 271.25 | 1085.7529 | 1085.7529 | 0 | 0 | 0 | 0 | 0 | 195.4548
4525 | 1202.3589 | 781.74 | 3081.6141 | 1251.3884 | -1676.6383 | 0 | 153.5874 | 0 | 0 | 0
4526 | 1118.7189 | 628.84 | 2513.1429 | 1164.3368 | -1348.8061 | 0 | 0 | 0 | 0 | 0
4527 | 1397.5799 | 589.58 | 2384.8172 | 1454.5688 | -930.2484 | 0 | 0 | 0 | 0 | 0
4528 | 1387.754 | 316.76 | 1301.5268 | 1301.5268 | 0 | 0 | 0 | 137.22 | 0 | 0
4529 | 1404.902 | 18.61 | 50.5609 | 50.5609 | 0 | 0 | 0 | 1356.322 | 0 | 0
4530 | 1178.5865 | 38.23 | 130.5925 | 130.5925 | 0 | 0 | 0 | 1053.11 | 0 | 0
4531 | 1232.8708 | 0 | 0 | 0 | 0 | 0 | 0 | 0 | 0 | 1283.1435
4532 | 1013.2333 | 0 | 0 | 0 | 0 | 0 | 0 | 0 | 0 | 1054.5494
4533 | 1301.9392 | 0 | 0 | 0 | 0 | 0 | 0 | 0 | 0 | 1355.0279
4534 | 1252.9006 | 0 | 0 | 0 | 0 | 0 | 0 | 0 | 0 | 1303.9903
4535 | 1488.4238 | 0 | 0 | 0 | 0 | 0 | 0 | 0 | 0 | 1549.1172
4536 | 1379.9864 | 0 | 0 | 0 | 0 | 0 | 0 | 1379.986 | 0 | 0
4537 | 1263.2609 | 0 | 0 | 0 | 0 | 0 | 0 | 1263.261 | 0 | 0
4538 | 1365.4821 | 0 | 0 | 0 | 0 | 0 | 0 | 1365.482 | 0 | 0
4539 | 1331.6386 | 0 | 0 | 0 | 0 | 0 | 0 | 1331.639 | 0 | 0
4540 | 1141.0098 | 0 | 0 | 0 | 0 | 0 | 0 | 1141.01 | 0 | 0
4541 | 1093.3526 | 0 | 0 | 0 | 0 | 0 | 0 | 1093.353 | 0 | 0
4542 | 949.6904 | 0 | 0 | 0 | 0 | 0 | 0 | 949.69 | 0 | 0
4543 | 966.9575 | 103.6 | 311.262 | 0 | -311.262 | 0 | 0 | 966.957 | 0 | 0
4544 | 843.7136 | 253.68 | 1051.4989 | 501.4234 | -550.0755 | 0 | 0 | 361.935 | 0 | 0
4545 | 1005.3405 | 440.11 | 1820.6943 | 1046.3356 | -774.3587 | 0 | 0 | 0 | 0 | 0
4546 | 1563.6281 | 722.53 | 2957.7992 | 1627.3888 | -1330.4104 | 0 | 0 | 0 | 0 | 0
4547 | 1371.9495 | 848.08 | 3398.3402 | 1427.8937 | -1676.6383 | 0 | 293.8082 | 0 | 0 | 0
4548 | 1263.6571 | 664.31 | 2631.6353 | 1315.1849 | -1316.4505 | 0 | 0 | 0 | 0 | 0
4549 | 1241.5078 | 202.73 | 802.2287 | 802.2287 | 0 | 0 | 0 | 470.71 | 0 | 0
4550 | 1242.3884 | 95.77 | 361.1256 | 361.1256 | 0 | 0 | 0 | 895.411 | 0 | 0
4551 | 1546.4283 | 95.6 | 363.1468 | 363.1468 | 0 | 0 | 0 | 1197.509 | 0 | 0
4552 | 1391.9206 | 54.66 | 196.1646 | 196.1646 | 0 | 0 | 0 | 1203.442 | 0 | 0
4553 | 1102.5551 | 35.28 | 118.6985 | 118.6985 | 0 | 0 | 0 | 988.507 | 0 | 0
4554 | 1208.6278 | 33.32 | 109.8394 | 109.8394 | 0 | 0 | 0 | 1103.091 | 0 | 0
4555 | 1185.9043 | 0 | 0 | 0 | 0 | 0 | 0 | 0 | 0 | 1234.2614
4556 | 1010.4706 | 0 | 0 | 0 | 0 | 0 | 0 | 0 | 0 | 1051.6748
4557 | 1031.1911 | 0 | 0 | 0 | 0 | 0 | 0 | 0 | 0 | 1073.2397
4558 | 1206.6248 | 0 | 0 | 0 | 0 | 0 | 0 | 0 | 0 | 1255.8273
4559 | 1274.3118 | 0 | 0 | 0 | 0 | 0 | 0 | 0 | 0 | 1326.2744
4560 | 1225.2732 | 0 | 0 | 0 | 0 | 0 | 0 | 1225.273 | 0 | 0
4561 | 1292.9603 | 0 | 0 | 0 | 0 | 0 | 0 | 1292.96 | 0 | 0
4562 | 1131.3402 | 0 | 0 | 0 | 0 | 0 | 0 | 1131.34 | 0 | 0
4563 | 1158.2769 | 0 | 0 | 0 | 0 | 0 | 0 | 1158.277 | 0 | 0
4564 | 1222.5105 | 0 | 0 | 0 | 0 | 0 | 0 | 1222.511 | 0 | 0
4565 | 826.7486 | 0 | 0 | 0 | 0 | 0 | 0 | 826.749 | 0 | 0
4566 | 1008.3985 | 0 | 0 | 0 | 0 | 0 | 0 | 1008.399 | 0 | 0
4567 | 964.1947 | 94.99 | 348.1097 | 348.1097 | 0 | 0 | 0 | 629.724 | 0 | 0
4568 | 949.7888 | 269.72 | 1113.6166 | 988.5183 | -125.0982 | 0 | 0 | 0 | 0 | 0
4569 | 1299.4648 | 414.56 | 1706.3817 | 1352.453 | -353.9286 | 0 | 0 | 0 | 0 | 0
4570 | 1185.0608 | 489.96 | 1982.2291 | 1233.384 | -748.8451 | 0 | 0 | 0 | 0 | 0
4571 | 1494.3067 | 627.89 | 2498.9394 | 1555.24 | -943.6994 | 0 | 0 | 0 | 0 | 0
4572 | 1253.3755 | 757.22 | 2971.807 | 1304.4847 | -1667.3223 | 0 | 0 | 0 | 0 | 0
4573 | 1225.6264 | 735.66 | 2894.6521 | 1275.6041 | -1619.048 | 0 | 0 | 0 | 0 | 0
4574 | 1352.7545 | 587.3 | 2340.4614 | 1407.915 | -932.5464 | 0 | 0 | 0 | 0 | 0
4575 | 1293.0716 | 591.73 | 2377.946 | 1345.7983 | -1032.1477 | 0 | 0 | 0 | 0 | 0
4576 | 998.7617 | 378.78 | 1554.4522 | 1039.4883 | -514.9639 | 0 | 0 | 0 | 0 | 0
4577 | 1126.9881 | 162.34 | 659.6277 | 659.6277 | 0 | 0 | 0 | 493.204 | 0 | 0
4578 | 1225.8163 | 35.28 | 118.3342 | 118.3342 | 0 | 0 | 0 | 1112.119 | 0 | 0
4579 | 1032.5724 | 0 | 0 | 0 | 0 | 0 | 0 | 0 | 0 | 1074.677
4580 | 1021.5215 | 0 | 0 | 0 | 0 | 0 | 0 | 0 | 0 | 1063.1754
4581 | 1216.2944 | 0 | 0 | 0 | 0 | 0 | 0 | 0 | 0 | 1265.8906
4582 | 1219.0571 | 0 | 0 | 0 | 0 | 0 | 0 | 0 | 0 | 1268.7662
4583 | 1163.1117 | 0 | 0 | 0 | 0 | 0 | 0 | 0 | 0 | 1210.54
4584 | 1101.6408 | 0 | 0 | 0 | 0 | 0 | 0 | 1101.641 | 0 | 0
4585 | 1022.2122 | 0 | 0 | 0 | 0 | 0 | 0 | 1022.212 | 0 | 0
4586 | 1254.9727 | 0 | 0 | 0 | 0 | 0 | 0 | 1254.973 | 0 | 0
4587 | 1133.4123 | 0 | 0 | 0 | 0 | 0 | 0 | 1133.412 | 0 | 0
4588 | 973.1736 | 0 | 0 | 0 | 0 | 0 | 0 | 973.174 | 0 | 0
4589 | 1258.4261 | 0 | 0 | 0 | 0 | 0 | 0 | 1258.426 | 0 | 0
4590 | 1203.862 | 0 | 0 | 0 | 0 | 0 | 0 | 1203.862 | 0 | 0
4591 | 1112.6918 | 52.72 | 192.4646 | 0 | -192.4646 | 0 | 0 | 1112.692 | 0 | 0
4592 | 1002.4448 | 101.99 | 402.6099 | 0 | -402.6099 | 0 | 0 | 1002.445 | 0 | 0
4593 | 715.8188 | 207.53 | 842.6452 | 383.8426 | -458.8025 | 0 | 0 | 347.015 | 0 | 0
4594 | 888.077 | 472.76 | 1908.5661 | 924.2899 | -984.2761 | 0 | 0 | 0 | 0 | 0
4595 | 1386.1353 | 589.68 | 2351.0482 | 1442.6582 | -908.39 | 0 | 0 | 0 | 0 | 0
4596 | 1199.0566 | 619.05 | 2459.4659 | 1247.9507 | -1211.5152 | 0 | 0 | 0 | 0 | 0
4597 | 1228.0489 | 469.8 | 1880.8991 | 1278.1249 | -602.7742 | 0 | 0 | 0 | 0 | 0
4598 | 1402.9448 | 566.28 | 2267.48 | 1460.1526 | -807.3274 | 0 | 0 | 0 | 0 | 0
4599 | 1345.1535 | 370.99 | 1504.6427 | 1400.004 | -104.6387 | 0 | 0 | 0 | 0 | 0
4600 | 1550.7356 | 32.36 | 104.6366 | 104.6366 | 0 | 0 | 0 | 1450.199 | 0 | 0
4601 | 1497.0151 | 16.65 | 42.5032 | 42.5032 | 0 | 0 | 0 | 1456.177 | 0 | 0
4602 | 1191.2752 | 9.79 | 14.8737 | 14.8737 | 0 | 0 | 0 | 1176.984 | 0 | 0
4603 | 1230.7987 | 0 | 0 | 0 | 0 | 0 | 0 | 0 | 0 | 1280.987
4604 | 1251.5192 | 0 | 0 | 0 | 0 | 0 | 0 | 0 | 0 | 1302.5519
4605 | 1339.2361 | 0 | 0 | 0 | 0 | 0 | 0 | 0 | 0 | 1393.8457
4606 | 1237.0149 | 0 | 0 | 0 | 0 | 0 | 0 | 0 | 0 | 1287.4565
4607 | 1361.338 | 0 | 0 | 0 | 0 | 0 | 0 | 0 | 0 | 1416.849
4608 | 1507.763 | 0 | 0 | 0 | 0 | 0 | 0 | 1507.763 | 0 | 0
4609 | 607.8018 | 0 | 0 | 0 | 0 | 0 | 0 | 607.802 | 0 | 0
4610 | 762.515 | 0 | 0 | 0 | 0 | 0 | 0 | 762.515 | 0 | 0
4611 | 928.2792 | 0 | 0 | 0 | 0 | 0 | 0 | 928.279 | 0 | 0
4612 | 756.9896 | 0 | 0 | 0 | 0 | 0 | 0 | 756.99 | 0 | 0
4613 | 800.5026 | 0 | 0 | 0 | 0 | 0 | 0 | 800.503 | 0 | 0
4614 | 622.3062 | 0 | 0 | 0 | 0 | 0 | 0 | 622.306 | 0 | 0
4615 | 551.1658 | 46.92 | 168.5954 | 168.5954 | 0 | 0 | 0 | 389.176 | 0 | 0
4616 | 537.6301 | 318.19 | 1297.8435 | 559.5528 | -738.2906 | 0 | 0 | 0 | 0 | 0
4617 | 520.8758 | 536.61 | 2266.9139 | 542.1167 | -1676.6383 | 0 | 48.1588 | 0 | 0 | 0
4618 | 948.3591 | 721.75 | 2976.9984 | 987.03 | -1676.6383 | 0 | 313.33 | 0 | 0 | 0
4619 | 845.2702 | 854.48 | 3460.3653 | 879.7384 | -1676.6383 | 0 | 903.9885 | 0 | 0 | 0
4620 | 618.959 | 922.7 | 3702.4979 | 644.1982 | -1676.6383 | 0 | 1381.6614 | 0 | 0 | 0
4621 | 587.2298 | 525.16 | 2113.9707 | 611.1743 | -865.5506 | 0 | 637.2458 | 0 | 0 | 0
4622 | 673.7052 | 850.13 | 3443.4537 | 701.1776 | 0 | 0 | 2742.2762 | 0 | 0 | 0
4623 | 761.9789 | 485.35 | 1978.6759 | 793.0501 | 0 | 0 | 1185.6259 | 0 | 0 | 0
4624 | 727.5949 | 29.42 | 92.8571 | 92.8571 | 0 | 0 | 0 | 638.376 | 0 | 0
4625 | 423.3979 | 21.55 | 62.6183 | 62.6183 | 0 | 0 | 0 | 363.233 | 0 | 0
4626 | 585.8407 | 10.77 | 18.7756 | 18.7756 | 0 | 0 | 0 | 567.801 | 0 | 0
4627 | 736.9597 | 0 | 0 | 0 | 0 | 0 | 0 | 0 | 0 | 767.0109
4628 | 609.1832 | 0 | 0 | 0 | 0 | 0 | 0 | 0 | 0 | 634.0235
4629 | 715.5485 | 0 | 0 | 0 | 0 | 0 | 0 | 0 | 0 | 744.7268
4630 | 707.951 | 0 | 0 | 0 | 0 | 0 | 0 | 0 | 0 | 736.819
4631 | 652.0056 | 0 | 0 | 0 | 0 | 0 | 0 | 0 | 0 | 678.5927
4632 | 602.2764 | 0 | 0 | 0 | 0 | 0 | 0 | 602.276 | 0 | 0
4633 | 1192.8111 | 0 | 0 | 0 | 0 | 0 | 0 | 1192.811 | 0 | 0
4634 | 1270.8584 | 0 | 0 | 0 | 0 | 0 | 0 | 1270.858 | 0 | 0
4635 | 1317.8249 | 0 | 0 | 0 | 0 | 0 | 0 | 1317.825 | 0 | 0
4636 | 1299.8671 | 0 | 0 | 0 | 0 | 0 | 0 | 706.055 | 0 | 618.0257
4637 | 1154.1328 | 0 | 0 | 0 | 0 | 0 | 0 | 0 | 0 | 1201.1948
4638 | 1298.4857 | 0 | 0 | 0 | 0 | 0 | 0 | 0 | 0 | 1351.4341
4639 | 998.7289 | 101.39 | 303.8902 | 303.8902 | 0 | 0 | 0 | 0 | 0 | 735.5638
4640 | 130.6101 | 318.23 | 1292.9289 | 135.9359 | -1156.9931 | 0 | 0 | 0 | 0 | 0
4641 | 175.9232 | 536.49 | 2248.2964 | 183.0976 | -1676.6383 | 0 | 388.5605 | 0 | 0 | 0
4642 | 234.3197 | 722.37 | 2950.5523 | 243.8748 | -1676.6383 | 0 | 1030.0391 | 0 | 0 | 0
4643 | 194.8402 | 507.75 | 2042.3298 | 202.785 | -1676.6383 | 0 | 162.9065 | 0 | 0 | 0
4644 | 182.0764 | 406.52 | 1634.7346 | 189.5005 | -1445.2341 | 0 | 0 | 0 | 0 | 0
4645 | 203.5454 | 390.82 | 1572.7751 | 211.846 | -678.2524 | 0 | 682.6767 | 0 | 0 | 0
4646 | 203.7794 | 588.73 | 2369.9487 | 212.0895 | 0 | 0 | 2157.8592 | 0 | 0 | 0
4647 | 223.5096 | 593.41 | 2412.3041 | 232.624 | 0 | 0 | 2179.6801 | 0 | 0 | 0
4648 | 227.8445 | 453.63 | 1874.8512 | 237.1347 | 0 | 0 | 1637.7164 | 0 | 0 | 0
4649 | 436.2411 | 20.57 | 58.2866 | 58.2866 | 0 | 0 | 0 | 0 | 0 | 395.7429
4650 | 395.2318 | 67.63 | 248.7581 | 248.7581 | 0 | 0 | 0 | 0 | 0 | 162.5902
4651 | 255.553 | 0 | 0 | 0 | 0 | 0 | 0 | 0 | 0 | 265.9736
4652 | 228.6164 | 0 | 0 | 0 | 0 | 0 | 0 | 0 | 0 | 237.9382
4653 | 206.5145 | 0 | 0 | 0 | 0 | 0 | 0 | 0 | 0 | 214.935
4654 | 243.8114 | 0 | 0 | 0 | 0 | 0 | 0 | 0 | 0 | 253.7528
4655 | 205.1331 | 0 | 0 | 0 | 0 | 0 | 0 | 0 | 0 | 213.4977
4656 | 192.7008 | 0 | 0 | 0 | 0 | 0 | 0 | 0 | 0 | 200.5587
4657 | 223.7816 | 0 | 0 | 0 | 0 | 0 | 0 | 0 | 0 | 232.9071
4658 | 188.5567 | 0 | 0 | 0 | 0 | 0 | 0 | 0 | 0 | 196.2457
4659 | 172.671 | 0 | 0 | 0 | 0 | 0 | 0 | 0 | 0 | 179.712
4660 | 181.6499 | 0 | 0 | 0 | 0 | 0 | 0 | 0 | 0 | 189.0571
4661 | 106.3653 | 0 | 0 | 0 | 0 | 0 | 0 | 0 | 0 | 110.7022
4662 | 155.4039 | 0 | 0 | 0 | 0 | 0 | 0 | 0 | 0 | 161.7409
4663 | 132.6113 | 100.53 | 311.7418 | 138.0195 | -173.7223 | 0 | 0 | 0 | 0 | 0
4664 | 210.6517 | 313.29 | 1271.184 | 219.2407 | -1051.9433 | 0 | 0 | 0 | 0 | 0
4665 | 378.0493 | 530.49 | 2216.8098 | 393.4657 | -1676.6383 | 0 | 146.7058 | 0 | 0 | 0
4666 | 837.0277 | 715.66 | 2907.8044 | 871.1593 | -453.4592 | 0 | 1583.1859 | 0 | 0 | 0
4667 | 1269.6825 | 566.89 | 2261.2801 | 1321.4566 | 0 | 0 | 939.8235 | 0 | 0 | 0
4668 | 1312.5904 | 784.48 | 3079.3088 | 1366.1132 | 0 | 0 | 1713.1956 | 0 | 0 | 0
4669 | 1239.8562 | 763.38 | 3005.0858 | 1290.4144 | 0 | 0 | 1714.6714 | 0 | 0 | 0
4670 | 1427.338 | 837.46 | 3346.8426 | 1485.5403 | 0 | 0 | 1861.3023 | 0 | 0 | 0
4671 | 1379.6333 | 704.34 | 2867.1319 | 1435.891 | 0 | 0 | 1431.2409 | 0 | 0 | 0
4672 | 1408.1145 | 443.87 | 1823.2005 | 1465.5334 | 0 | 0 | 357.6671 | 0 | 0 | 0
4673 | 1482.0911 | 301.48 | 1213.9433 | 1213.9433 | 0 | 0 | 0 | 315.709 | 0 | 0
4674 | 1357.8284 | 94.64 | 296.7744 | 296.7744 | 0 | 0 | 0 | 1072.681 | 0 | 0
4675 | 1372.3889 | 0 | 0 | 0 | 0 | 0 | 0 | 0 | 0 | 1428.3506
4676 | 1344.7616 | 0 | 0 | 0 | 0 | 0 | 0 | 0 | 0 | 1399.5971
4677 | 1383.4399 | 0 | 0 | 0 | 0 | 0 | 0 | 0 | 0 | 1439.8522
4678 | 1246.6844 | 0 | 0 | 0 | 0 | 0 | 0 | 0 | 0 | 1297.5198
4679 | 1187.2856 | 0 | 0 | 0 | 0 | 0 | 0 | 0 | 0 | 1235.6997
4680 | 944.1649 | 0 | 0 | 0 | 0 | 0 | 0 | 944.165 | 0 | 0
4681 | 1060.1998 | 0 | 0 | 0 | 0 | 0 | 0 | 1060.2 | 0 | 0
4682 | 1112.0011 | 0 | 0 | 0 | 0 | 0 | 0 | 1112.001 | 0 | 0
4683 | 985.6059 | 0 | 0 | 0 | 0 | 0 | 0 | 985.606 | 0 | 0
4684 | 1117.5266 | 0 | 0 | 0 | 0 | 0 | 0 | 1117.527 | 0 | 0
4685 | 919.991 | 0 | 0 | 0 | 0 | 0 | 0 | 919.991 | 0 | 0
4686 | 716.2392 | 0 | 0 | 0 | 0 | 0 | 0 | 716.239 | 0 | 0
4687 | 888.9102 | 55.77 | 205.4431 | 205.4431 | 0 | 0 | 0 | 51.254 | 0 | 666.3709
4688 | 709.9428 | 272.52 | 1128.7027 | 738.8912 | -389.8115 | 0 | 0 | 0 | 0 | 0
4689 | 511.2727 | 535.68 | 2251.1461 | 532.1211 | -1676.6383 | 0 | 42.3867 | 0 | 0 | 0
4690 | 207.6748 | 721.43 | 2958.1749 | 216.1433 | -1676.6383 | 0 | 1065.3932 | 0 | 0 | 0
4691 | 138.7688 | 849.15 | 3419.698 | 144.4276 | -1676.6383 | 0 | 1598.6321 | 0 | 0 | 0
4692 | 202.4179 | 917.34 | 3657.6081 | 210.672 | -1676.6383 | 0 | 1770.2978 | 0 | 0 | 0
4693 | 689.9172 | 915.92 | 3653.9467 | 718.0496 | -1214.0297 | 0 | 1721.8674 | 0 | 0 | 0
4694 | 1105.1745 | 645.64 | 2587.1546 | 1150.2405 | 0 | 0 | 1436.9141 | 0 | 0 | 0
4695 | 1065.5889 | 502.08 | 2039.0993 | 1109.0403 | 0 | 0 | 930.059 | 0 | 0 | 0
4696 | 1205.8909 | 338.18 | 1389.5505 | 1255.0634 | 0 | 0 | 134.4871 | 0 | 0 | 0
4697 | 1007.9081 | 137.76 | 554.1304 | 554.1304 | 0 | 0 | 0 | 475.488 | 0 | 0
4698 | 1302.5098 | 40.19 | 138.5586 | 138.5586 | 0 | 0 | 0 | 791.664 | 0 | 393.118
4699 | 973.1736 | 0 | 0 | 0 | 0 | 0 | 0 | 0 | 0 | 1012.8569
4700 | 879.9313 | 0 | 0 | 0 | 0 | 0 | 0 | 0 | 0 | 915.8118
4701 | 879.2406 | 0 | 0 | 0 | 0 | 0 | 0 | 0 | 0 | 915.0936
4702 | 925.5164 | 0 | 0 | 0 | 0 | 0 | 0 | 0 | 0 | 963.2556
4703 | 1076.0855 | 0 | 0 | 0 | 0 | 0 | 0 | 0 | 0 | 1119.9653
4704 | 1077.4669 | 0 | 0 | 0 | 0 | 0 | 0 | 0 | 0 | 1121.4026
4705 | 1165.8744 | 0 | 0 | 0 | 0 | 0 | 0 | 1165.874 | 0 | 0
4706 | 1019.4494 | 0 | 0 | 0 | 0 | 0 | 0 | 1019.449 | 0 | 0
4707 | 1090.5899 | 0 | 0 | 0 | 0 | 0 | 0 | 1090.59 | 0 | 0
4708 | 797.7399 | 0 | 0 | 0 | 0 | 0 | 0 | 797.74 | 0 | 0
4709 | 1000.1103 | 0 | 0 | 0 | 0 | 0 | 0 | 1000.11 | 0 | 0
4710 | 815.6977 | 0 | 0 | 0 | 0 | 0 | 0 | 815.698 | 0 | 0
4711 | 1003.5637 | 100.09 | 307.5683 | 307.5683 | 0 | 0 | 0 | 0 | 0 | 736.9178
4712 | 951.6977 | 306.25 | 1265.3494 | 990.5052 | -274.8442 | 0 | 0 | 0 | 0 | 0
4713 | 1121.6603 | 421.71 | 1738.7665 | 1167.3977 | -571.3688 | 0 | 0 | 0 | 0 | 0
4714 | 1083.6407 | 585.03 | 2355.0468 | 1127.8284 | -1227.2184 | 0 | 0 | 0 | 0 | 0
4715 | 1503.6577 | 647.93 | 2560.9968 | 1564.9724 | -996.0244 | 0 | 0 | 0 | 0 | 0
4716 | 1480.6329 | 758.01 | 2943.7258 | 1541.0085 | -1402.7173 | 0 | 0 | 0 | 0 | 0
4717 | 1652.4707 | 710.88 | 2763.0667 | 1719.8524 | -1043.2143 | 0 | 0 | 0 | 0 | 0
4718 | 1615.0866 | 753.05 | 2924.6015 | 1680.9451 | -1243.6565 | 0 | 0 | 0 | 0 | 0
4719 | 1540.0611 | 707.97 | 2832.6218 | 1602.8597 | -1229.7621 | 0 | 0 | 0 | 0 | 0
4720 | 1743.6635 | 362.49 | 1470.0296 | 1470.0296 | 0 | 0 | 0 | 331.229 | 0 | 0
4721 | 1217.598 | 139.71 | 557.7367 | 557.7367 | 0 | 0 | 0 | 681.713 | 0 | 0
4722 | 1425.4723 | 26.45 | 81.2524 | 81.2524 | 0 | 0 | 0 | 1347.404 | 0 | 0
4723 | 1408.9952 | 0 | 0 | 0 | 0 | 0 | 0 | 0 | 0 | 1466.4493
4724 | 1178.3067 | 0 | 0 | 0 | 0 | 0 | 0 | 0 | 0 | 1226.3546
4725 | 1460.1058 | 0 | 0 | 0 | 0 | 0 | 0 | 0 | 0 | 1519.6444
4726 | 1165.1837 | 0 | 0 | 0 | 0 | 0 | 0 | 0 | 0 | 1212.6965
4727 | 1237.7056 | 0 | 0 | 0 | 0 | 0 | 0 | 0 | 0 | 1288.1757
4728 | 1343.3802 | 0 | 0 | 0 | 0 | 0 | 0 | 1343.38 | 0 | 0
4729 | 1258.4261 | 0 | 0 | 0 | 0 | 0 | 0 | 1258.426 | 0 | 0
4730 | 1290.1975 | 0 | 0 | 0 | 0 | 0 | 0 | 1290.198 | 0 | 0
4731 | 1518.8139 | 0 | 0 | 0 | 0 | 0 | 0 | 1518.814 | 0 | 0
4732 | 1493.2586 | 0 | 0 | 0 | 0 | 0 | 0 | 1493.259 | 0 | 0
4733 | 1221.1291 | 0 | 0 | 0 | 0 | 0 | 0 | 1221.129 | 0 | 0
4734 | 1216.2944 | 0 | 0 | 0 | 0 | 0 | 0 | 1216.294 | 0 | 0
4735 | 1270.1677 | 82.09 | 304.1847 | 304.1847 | 0 | 0 | 0 | 977.901 | 0 | 0
4736 | 1420.868 | 245.85 | 1019.6417 | 1019.6417 | 0 | 0 | 0 | 247.776 | 0 | 201.2852
4737 | 1032.7373 | 408.81 | 1695.9853 | 1074.8487 | -621.1366 | 0 | 0 | 0 | 0 | 0
4738 | 983.6487 | 547.94 | 2235.2368 | 1023.7591 | -1211.4777 | 0 | 0 | 0 | 0 | 0
4739 | 1036.9712 | 625.51 | 2518.2427 | 1079.2554 | -1438.9874 | 0 | 0 | 0 | 0 | 0
4740 | 1264.5447 | 631.45 | 2527.26 | 1316.1091 | -1211.1509 | 0 | 0 | 0 | 0 | 0
4741 | 1287.5099 | 738.42 | 2934.2069 | 1340.0105 | -1594.1963 | 0 | 0 | 0 | 0 | 0
4742 | 1054.9635 | 680.13 | 2716.238 | 1097.981 | -1618.257 | 0 | 0 | 0 | 0 | 0
4743 | 1243.8855 | 236.97 | 953.7543 | 953.7543 | 0 | 0 | 0 | 327.498 | 0 | 0
4744 | 986.9251 | 193.62 | 782.048 | 782.048 | 0 | 0 | 0 | 235.517 | 0 | 0
4745 | 1104.938 | 236.51 | 970.4598 | 970.4598 | 0 | 0 | 0 | 172.5 | 0 | 0
4746 | 1034.1178 | 5.87 | 0 | 0 | 0 | 0 | 0 | 1034.118 | 0 | 0
4747 | 840.5623 | 0 | 0 | 0 | 0 | 0 | 0 | 0 | 0 | 874.8374
4748 | 1201.79 | 0 | 0 | 0 | 0 | 0 | 0 | 0 | 0 | 1250.7951
4749 | 714.1672 | 0 | 0 | 0 | 0 | 0 | 0 | 0 | 0 | 743.2884
4750 | 1128.5775 | 0 | 0 | 0 | 0 | 0 | 0 | 0 | 0 | 1174.5978
4751 | 844.7064 | 0 | 0 | 0 | 0 | 0 | 0 | 0 | 0 | 879.1504
4752 | 1005.6358 | 0 | 0 | 0 | 0 | 0 | 0 | 454.567 | 0 | 573.5388
4753 | 1029.119 | 0 | 0 | 0 | 0 | 0 | 0 | 1029.119 | 0 | 0
4754 | 1085.7551 | 0 | 0 | 0 | 0 | 0 | 0 | 1085.755 | 0 | 0
4755 | 1188.667 | 0 | 0 | 0 | 0 | 0 | 0 | 1188.667 | 0 | 0
4756 | 1035.3352 | 0 | 0 | 0 | 0 | 0 | 0 | 1035.335 | 0 | 0
4757 | 943.4742 | 0 | 0 | 0 | 0 | 0 | 0 | 943.474 | 0 | 0
4758 | 1012.5426 | 0 | 0 | 0 | 0 | 0 | 0 | 1012.543 | 0 | 0
4759 | 1096.806 | 12.73 | 26.9041 | 26.9041 | 0 | 0 | 0 | 0 | 0 | 1114.6262
4760 | 934.3477 | 34.3 | 115.8926 | 115.8926 | 0 | 0 | 0 | 0 | 0 | 856.5541
4761 | 1094.2419 | 429.02 | 1779.1174 | 1138.8617 | -640.2557 | 0 | 0 | 0 | 0 | 0
4762 | 1260.8348 | 602.89 | 2450.8899 | 1312.2478 | -1138.6421 | 0 | 0 | 0 | 0 | 0
4763 | 1083.1262 | 596.29 | 2399.1404 | 1127.2924 | -1271.848 | 0 | 0 | 0 | 0 | 0
4764 | 1249.8858 | 691.6 | 2757.7223 | 1300.8523 | -1456.87 | 0 | 0 | 0 | 0 | 0
4765 | 1115.5132 | 729.3 | 2905.3201 | 1161.0011 | -1676.6383 | 0 | 67.6807 | 0 | 0 | 0
4766 | 1150.3401 | 639.18 | 2572.8793 | 1197.2472 | -1375.6322 | 0 | 0 | 0 | 0 | 0
4767 | 1467.4236 | 534.82 | 2185.2202 | 1527.2608 | -657.9593 | 0 | 0 | 0 | 0 | 0
4768 | 1501.2835 | 483.77 | 2016.6403 | 1562.5005 | -92.549 | 0 | 361.5908 | 0 | 0 | 0
4769 | 1430.4064 | 271.4 | 1129.5852 | 1129.5852 | 0 | 0 | 0 | 345.077 | 0 | 0
4770 | 1592.421 | 88.93 | 322.2953 | 322.2953 | 0 | 0 | 0 | 1282.753 | 0 | 0
4771 | 1372.3889 | 0 | 0 | 0 | 0 | 0 | 0 | 0 | 0 | 1428.3506
4772 | 1328.8758 | 0 | 0 | 0 | 0 | 0 | 0 | 0 | 0 | 1383.0633
4773 | 1486.3518 | 0 | 0 | 0 | 0 | 0 | 0 | 0 | 0 | 1546.9607
4774 | 1364.1007 | 0 | 0 | 0 | 0 | 0 | 0 | 0 | 0 | 1419.7247
4775 | 1410.3765 | 0 | 0 | 0 | 0 | 0 | 0 | 0 | 0 | 1467.8877
4776 | 1210.7689 | 0 | 0 | 0 | 0 | 0 | 0 | 1210.769 | 0 | 0
4777 | 1007.0171 | 0 | 0 | 0 | 0 | 0 | 0 | 1007.017 | 0 | 0
4778 | 820.5325 | 0 | 0 | 0 | 0 | 0 | 0 | 820.532 | 0 | 0
4779 | 1060.8905 | 0 | 0 | 0 | 0 | 0 | 0 | 1060.89 | 0 | 0
4780 | 1237.7056 | 0 | 0 | 0 | 0 | 0 | 0 | 1237.706 | 0 | 0
4781 | 960.7413 | 0 | 0 | 0 | 0 | 0 | 0 | 960.741 | 0 | 0
4782 | 1200.4086 | 0 | 0 | 0 | 0 | 0 | 0 | 1200.409 | 0 | 0
4783 | 1122.3613 | 99.82 | 298.093 | 298.093 | 0 | 0 | 0 | 623.218 | 0 | 221.4034
4784 | 1070.4651 | 317.85 | 1304.2401 | 1114.1151 | -190.1249 | 0 | 0 | 0 | 0 | 0
4785 | 1185.2757 | 538.67 | 2292.3848 | 1233.6078 | -1058.777 | 0 | 0 | 0 | 0 | 0
4786 | 1241.5501 | 520.03 | 2137.2414 | 1292.1764 | -845.065 | 0 | 0 | 0 | 0 | 0
4787 | 1273.3423 | 652.21 | 2639.1154 | 1325.2648 | -1313.8506 | 0 | 0 | 0 | 0 | 0
4788 | 1429.0673 | 929.29 | 3745.6766 | 1487.3408 | -1676.6383 | 0 | 581.6974 | 0 | 0 | 0
4789 | 1265.5332 | 658.53 | 2645.3819 | 1317.1384 | -1328.2435 | 0 | 0 | 0 | 0 | 0
4790 | 1185.2801 | 679.89 | 2737.2742 | 1233.6119 | -1503.6623 | 0 | 0 | 0 | 0 | 0
4791 | 1296.2238 | 669.75 | 2707.4393 | 1349.0809 | -394.0329 | 0 | 964.3255 | 0 | 0 | 0
4792 | 1491.7106 | 386.56 | 1596.6338 | 1552.5371 | 0 | 0 | 44.0967 | 0 | 0 | 0
4793 | 1623.4698 | 167.8 | 683.4375 | 683.4375 | 0 | 0 | 0 | 966.809 | 0 | 0
4794 | 1365.0331 | 9.79 | 14.8633 | 14.8633 | 0 | 0 | 0 | 1350.752 | 0 | 0
4795 | 1483.589 | 0 | 0 | 0 | 0 | 0 | 0 | 0 | 0 | 1544.085
4796 | 1207.3155 | 0 | 0 | 0 | 0 | 0 | 0 | 0 | 0 | 1256.5454
4797 | 1394.4908 | 0 | 0 | 0 | 0 | 0 | 0 | 0 | 0 | 1451.3539
4798 | 1198.3366 | 0 | 0 | 0 | 0 | 0 | 0 | 0 | 0 | 1247.2013
4799 | 1087.8272 | 0 | 0 | 0 | 0 | 0 | 0 | 0 | 0 | 1132.1851
4800 | 982.8432 | 0 | 0 | 0 | 0 | 0 | 0 | 982.843 | 0 | 0
4801 | 1308.846 | 0 | 0 | 0 | 0 | 0 | 0 | 1308.846 | 0 | 0
4802 | 1232.1801 | 0 | 0 | 0 | 0 | 0 | 0 | 1232.18 | 0 | 0
4803 | 1165.8744 | 0 | 0 | 0 | 0 | 0 | 0 | 1165.874 | 0 | 0
4804 | 1230.108 | 0 | 0 | 0 | 0 | 0 | 0 | 1230.108 | 0 | 0
4805 | 1178.9974 | 0 | 0 | 0 | 0 | 0 | 0 | 1178.997 | 0 | 0
4806 | 1110.6197 | 0 | 0 | 0 | 0 | 0 | 0 | 1106.127 | 0 | 4.6762
4807 | 929.6605 | 39.21 | 136.2262 | 136.2262 | 0 | 0 | 0 | 0 | 0 | 831.3423
4808 | 777.6212 | 312.3 | 1276.622 | 809.3299 | -467.2921 | 0 | 0 | 0 | 0 | 0
4809 | 947.273 | 400.15 | 1661.3608 | 985.8998 | -675.461 | 0 | 0 | 0 | 0 | 0
4810 | 1179.9083 | 338.99 | 1383.6066 | 1228.0209 | -155.5857 | 0 | 0 | 0 | 0 | 0
4811 | 1059.5877 | 594.8 | 2400.2249 | 1102.7946 | -1297.4303 | 0 | 0 | 0 | 0 | 0
4812 | 1194.5136 | 552.01 | 2219.8229 | 1243.2224 | -976.6004 | 0 | 0 | 0 | 0 | 0
4813 | 1267.6269 | 696.77 | 2782.6375 | 1319.3168 | -1463.3207 | 0 | 0 | 0 | 0 | 0
4814 | 887.0799 | 662.28 | 2660.3098 | 923.2523 | -1676.6383 | 0 | 60.4192 | 0 | 0 | 0
4815 | 1241.5596 | 609.05 | 2475.4897 | 1292.1868 | -1183.3028 | 0 | 0 | 0 | 0 | 0
4816 | 536.721 | 390.93 | 1615.1368 | 558.6068 | -414.7631 | 0 | 641.7669 | 0 | 0 | 0
4817 | 511.4393 | 196.5 | 806.3262 | 532.2938 | 0 | 0 | 274.0324 | 0 | 0 | 0
4818 | 220.4508 | 59.13 | 216.2963 | 216.2963 | 0 | 0 | 0 | 0 | 0 | 13.144
4819 | 219.6375 | 0 | 0 | 0 | 0 | 0 | 0 | 0 | 0 | 228.5931
4820 | 234.8325 | 0 | 0 | 0 | 0 | 0 | 0 | 0 | 0 | 244.4087
4821 | 155.4039 | 0 | 0 | 0 | 0 | 0 | 0 | 0 | 0 | 161.7409
4822 | 212.04 | 0 | 0 | 0 | 0 | 0 | 0 | 0 | 0 | 220.6863
4823 | 91.1703 | 0 | 0 | 0 | 0 | 0 | 0 | 0 | 0 | 94.8876
4824 | 85.6448 | 0 | 0 | 0 | 0 | 0 | 0 | 0 | 0 | 89.1373
4825 | 78.738 | 0 | 0 | 0 | 0 | 0 | 0 | 0 | 0 | 81.9487
4826 | 84.9541 | 0 | 0 | 0 | 0 | 0 | 0 | 0 | 0 | 88.4182
4827 | 77.3566 | 0 | 0 | 0 | 0 | 0 | 0 | 0 | 0 | 80.5114
4828 | 82.1914 | 0 | 0 | 0 | 0 | 0 | 0 | 0 | 0 | 85.5425
4829 | 78.738 | 0 | 0 | 0 | 0 | 0 | 0 | 0 | 0 | 81.9487
4830 | 83.5728 | 0 | 0 | 0 | 0 | 0 | 0 | 0 | 0 | 86.9808
4831 | 66.9963 | 71.86 | 268.3071 | 69.7289 | -198.5781 | 0 | 0 | 0 | 0 | 0
4832 | 81.1985 | 220.74 | 918.0182 | 84.509 | -833.5092 | 0 | 0 | 0 | 0 | 0
4833 | 713.0577 | 338.95 | 1408.5113 | 742.1342 | -666.3771 | 0 | 0 | 0 | 0 | 0
4834 | 1109.9109 | 596.18 | 2443.415 | 1155.1696 | -35.3625 | 0 | 1252.8829 | 0 | 0 | 0
4835 | 1211.7488 | 745.4 | 3006.9103 | 1261.1592 | 0 | 0 | 1745.7511 | 0 | 0 | 0
4836 | 1105.1884 | 926.97 | 3748.9842 | 1150.2551 | 0 | 0 | 2598.7291 | 0 | 0 | 0
4837 | 969.134 | 733.96 | 2944.8863 | 1008.6522 | 0 | 0 | 1936.2341 | 0 | 0 | 0
4838 | 1192.262 | 524.59 | 2124.1266 | 1240.8786 | 0 | 0 | 883.2479 | 0 | 0 | 0
4839 | 1204.9136 | 546.24 | 2226.8075 | 1254.0455 | 0 | 0 | 972.762 | 0 | 0 | 0
4840 | 1193.8661 | 432.42 | 1786.1895 | 1242.548 | 0 | 0 | 543.6414 | 0 | 0 | 0
4841 | 893.7415 | 163.68 | 665.9098 | 665.9098 | 0 | 0 | 0 | 253.922 | 0 | 0
4842 | 898.8077 | 25.47 | 77.9178 | 77.9178 | 0 | 0 | 0 | 823.943 | 0 | 0
4843 | 882.694 | 0 | 0 | 0 | 0 | 0 | 0 | 0 | 0 | 918.6874
4844 | 1020.8308 | 0 | 0 | 0 | 0 | 0 | 0 | 0 | 0 | 1062.4572
4845 | 1455.9617 | 0 | 0 | 0 | 0 | 0 | 0 | 0 | 0 | 1515.3315
4846 | 774.9473 | 0 | 0 | 0 | 0 | 0 | 0 | 0 | 0 | 806.5469
4847 | 1051.2209 | 0 | 0 | 0 | 0 | 0 | 0 | 0 | 0 | 1094.0864
4848 | 1114.0731 | 0 | 0 | 0 | 0 | 0 | 0 | 1114.073 | 0 | 0
4849 | 966.9575 | 0 | 0 | 0 | 0 | 0 | 0 | 966.957 | 0 | 0
4850 | 895.1263 | 0 | 0 | 0 | 0 | 0 | 0 | 895.126 | 0 | 0
4851 | 941.4022 | 0 | 0 | 0 | 0 | 0 | 0 | 941.402 | 0 | 0
4852 | 939.3301 | 0 | 0 | 0 | 0 | 0 | 0 | 939.33 | 0 | 0
4853 | 1111.3104 | 0 | 0 | 0 | 0 | 0 | 0 | 1111.31 | 0 | 0
4854 | 1126.5055 | 0 | 0 | 0 | 0 | 0 | 0 | 1126.505 | 0 | 0
4855 | 1100.2595 | 97.79 | 307.3279 | 307.3279 | 0 | 0 | 0 | 804.972 | 0 | 0
4856 | 882.8235 | 200.67 | 829.7541 | 829.7541 | 0 | 0 | 0 | 85.578 | 0 | 0
4857 | 886.201 | 348.05 | 1444.084 | 922.3374 | -521.7466 | 0 | 0 | 0 | 0 | 0
4858 | 1103.5739 | 412.36 | 1686.9961 | 1148.5742 | -538.4219 | 0 | 0 | 0 | 0 | 0
4859 | 1112.4017 | 584.12 | 2364.5377 | 1157.7611 | -1206.7765 | 0 | 0 | 0 | 0 | 0
4860 | 1166.9312 | 595.95 | 2401.9682 | 1214.5147 | -1187.4535 | 0 | 0 | 0 | 0 | 0
4861 | 990.0065 | 750.35 | 3009.4332 | 1030.3763 | -1676.6383 | 0 | 302.4185 | 0 | 0 | 0
4862 | 1284.0444 | 367.96 | 1493.2722 | 1336.4032 | -156.869 | 0 | 0 | 0 | 0 | 0
4863 | 1002.3878 | 274.51 | 1117.0813 | 1043.2622 | -73.8192 | 0 | 0 | 0 | 0 | 0
4864 | 1384.9171 | 204.9 | 835.8895 | 835.8895 | 0 | 0 | 0 | 581.777 | 0 | 0
4865 | 1471.9052 | 79.26 | 305.4159 | 305.4159 | 0 | 0 | 0 | 1178.455 | 0 | 0
4866 | 1181.0885 | 58.08 | 212.5537 | 212.5537 | 0 | 0 | 0 | 976.863 | 0 | 0
4867 | 1185.2136 | 0 | 0 | 0 | 0 | 0 | 0 | 0 | 0 | 1233.5432
4868 | 1040.17 | 0 | 0 | 0 | 0 | 0 | 0 | 0 | 0 | 1082.5848
4869 | 1251.5192 | 0 | 0 | 0 | 0 | 0 | 0 | 0 | 0 | 1302.5519
4870 | 1156.8955 | 0 | 0 | 0 | 0 | 0 | 0 | 0 | 0 | 1204.0705
4871 | 1042.9327 | 0 | 0 | 0 | 0 | 0 | 0 | 0 | 0 | 1085.4605
4872 | 1049.8395 | 0 | 0 | 0 | 0 | 0 | 0 | 356.351 | 0 | 721.7673
4873 | 880.622 | 0 | 0 | 0 | 0 | 0 | 0 | 880.622 | 0 | 0
4874 | 931.0419 | 0 | 0 | 0 | 0 | 0 | 0 | 931.042 | 0 | 0
4875 | 782.5449 | 0 | 0 | 0 | 0 | 0 | 0 | 782.545 | 0 | 0
4876 | 743.1759 | 0 | 0 | 0 | 0 | 0 | 0 | 743.176 | 0 | 0
4877 | 860.5921 | 0 | 0 | 0 | 0 | 0 | 0 | 860.592 | 0 | 0
4878 | 848.8505 | 0 | 0 | 0 | 0 | 0 | 0 | 848.851 | 0 | 0
4879 | 506.2713 | 72.38 | 268.7806 | 268.7806 | 0 | 0 | 0 | 0 | 0 | 258.1345
4880 | 90.0212 | 196.43 | 813.2515 | 93.6928 | -719.5587 | 0 | 0 | 0 | 0 | 0
4881 | 76.9871 | 441.29 | 1845.3753 | 80.1263 | -1676.6383 | 0 | 88.6107 | 0 | 0 | 0
4882 | 90.8526 | 572.73 | 2355.8586 | 94.5577 | -1676.6383 | 0 | 584.6626 | 0 | 0 | 0
4883 | 77.379 | 688.37 | 2794.3681 | 80.5343 | -1676.6383 | 0 | 1037.1955 | 0 | 0 | 0
4884 | 103.2926 | 750.7 | 3024.9886 | 107.505 | -1676.6383 | 0 | 1240.8453 | 0 | 0 | 0
4885 | 71.5652 | 710.93 | 2865.8622 | 74.4832 | -884.2814 | 0 | 1907.0975 | 0 | 0 | 0
4886 | 75.749 | 649.69 | 2636.7945 | 78.8378 | 0 | 0 | 2557.9567 | 0 | 0 | 0
4887 | 91.6762 | 600.16 | 2464.14 | 95.4143 | 0 | 0 | 2368.7258 | 0 | 0 | 0
4888 | 85.3392 | 398.12 | 1656.4629 | 88.8189 | 0 | 0 | 1567.644 | 0 | 0 | 0
4889 | 76.2014 | 267.55 | 1110.5484 | 79.3082 | 0 | 0 | 1031.2402 | 0 | 0 | 0
4890 | 81.8383 | 88.51 | 320.323 | 85.1751 | 0 | 0 | 235.1479 | 0 | 0 | 0
4891 | 78.0473 | 0 | 0 | 0 | 0 | 0 | 0 | 0 | 0 | 81.2295
4892 | 82.8821 | 0 | 0 | 0 | 0 | 0 | 0 | 0 | 0 | 86.2617
4893 | 75.2845 | 0 | 0 | 0 | 0 | 0 | 0 | 0 | 0 | 78.3549
4894 | 79.4286 | 0 | 0 | 0 | 0 | 0 | 0 | 0 | 0 | 82.6679
4895 | 75.9752 | 0 | 0 | 0 | 0 | 0 | 0 | 0 | 0 | 79.073
4896 | 78.738 | 0 | 0 | 0 | 0 | 0 | 0 | 0 | 0 | 81.9487
4897 | 74.5939 | 0 | 0 | 0 | 0 | 0 | 0 | 0 | 0 | 77.6357
4898 | 80.81 | 0 | 0 | 0 | 0 | 0 | 0 | 0 | 0 | 84.1052
4899 | 74.5939 | 0 | 0 | 0 | 0 | 0 | 0 | 0 | 0 | 77.6357
4900 | 77.3566 | 0 | 0 | 0 | 0 | 0 | 0 | 0 | 0 | 80.5114
4901 | 71.8311 | 0 | 0 | 0 | 0 | 0 | 0 | 0 | 0 | 74.76
4902 | 79.4286 | 0 | 0 | 0 | 0 | 0 | 0 | 0 | 0 | 82.6679
4903 | 66.3057 | 42.13 | 148.1639 | 69.0097 | -79.1542 | 0 | 0 | 0 | 0 | 0
4904 | 72.9207 | 129.94 | 524.7253 | 75.8945 | -448.8308 | 0 | 0 | 0 | 0 | 0
4905 | 154.285 | 362.47 | 1507.3404 | 160.5773 | -548.0137 | 0 | 798.7494 | 0 | 0 | 0
4906 | 105.3492 | 576.18 | 2366.6796 | 109.6458 | 0 | 0 | 2257.0338 | 0 | 0 | 0
4907 | 130.5488 | 663.59 | 2696.15 | 135.8724 | 0 | 0 | 2560.2776 | 0 | 0 | 0
4908 | 202.7269 | 625.23 | 2533.9345 | 210.9936 | 0 | 0 | 2322.9409 | 0 | 0 | 0
4909 | 354.6912 | 464.85 | 1890.6845 | 369.1542 | 0 | 0 | 1521.5303 | 0 | 0 | 0
4910 | 688.6006 | 549.88 | 2246.0463 | 716.6799 | 0 | 0 | 1529.3663 | 0 | 0 | 0
4911 | 987.823 | 458.34 | 1888.68 | 1028.1033 | 0 | 0 | 860.5767 | 0 | 0 | 0
4912 | 1032.5448 | 412.68 | 1724.001 | 1074.6478 | 0 | 0 | 649.3531 | 0 | 0 | 0
4913 | 1329.4033 | 191.54 | 791.3973 | 791.3973 | 0 | 0 | 0 | 569.012 | 0 | 0
4914 | 1196.1437 | 18.61 | 50.2289 | 50.2289 | 0 | 0 | 0 | 1147.883 | 0 | 0
4915 | 1400.707 | 0 | 0 | 0 | 0 | 0 | 0 | 0 | 0 | 1457.8233
4916 | 823.2952 | 0 | 0 | 0 | 0 | 0 | 0 | 0 | 0 | 856.8663
4917 | 1177.6161 | 0 | 0 | 0 | 0 | 0 | 0 | 0 | 0 | 1225.6354
4918 | 1352.3591 | 0 | 0 | 0 | 0 | 0 | 0 | 0 | 0 | 1407.5039
4919 | 1335.092 | 0 | 0 | 0 | 0 | 0 | 0 | 0 | 0 | 1389.5328
4920 | 1360.6473 | 0 | 0 | 0 | 0 | 0 | 0 | 1360.647 | 0 | 0
4921 | 1288.1255 | 0 | 0 | 0 | 0 | 0 | 0 | 1288.125 | 0 | 0
4922 | 1518.8139 | 0 | 0 | 0 | 0 | 0 | 0 | 1518.814 | 0 | 0
4923 | 1469.7754 | 0 | 0 | 0 | 0 | 0 | 0 | 1469.775 | 0 | 0
4924 | 1038.0979 | 0 | 0 | 0 | 0 | 0 | 0 | 1038.098 | 0 | 0
4925 | 1302.6298 | 0 | 0 | 0 | 0 | 0 | 0 | 1302.63 | 0 | 0
4926 | 1125.8148 | 0 | 0 | 0 | 0 | 0 | 0 | 1125.815 | 0 | 0
4927 | 1215.6037 | 6.85 | 3.7593 | 3.7593 | 0 | 0 | 0 | 1211.992 | 0 | 0
4928 | 1164.5561 | 17.63 | 47.0473 | 47.0473 | 0 | 0 | 0 | 763.067 | 0 | 370.8142
4929 | 1265.2017 | 138.91 | 557.5795 | 557.5795 | 0 | 0 | 0 | 0 | 0 | 759.2134
4930 | 1521.9772 | 485.18 | 1996.6179 | 1584.0383 | -412.5795 | 0 | 0 | 0 | 0 | 0
4931 | 1459.9884 | 750.17 | 3038.8705 | 1519.5216 | -1519.3489 | 0 | 0 | 0 | 0 | 0
4932 | 1450.6684 | 807.57 | 3247.3547 | 1509.8226 | -1676.6383 | 0 | 60.8938 | 0 | 0 | 0
4933 | 1401.7369 | 755.13 | 3042.7339 | 1458.8953 | -1583.8385 | 0 | 0 | 0 | 0 | 0
4934 | 1375.3968 | 845.43 | 3458.8562 | 1431.4813 | -1676.6383 | 0 | 350.7366 | 0 | 0 | 0
4935 | 1381.8306 | 709.37 | 2942.5372 | 1438.1776 | -1441.351 | 0 | 63.0086 | 0 | 0 | 0
4936 | 1788.7211 | 435.37 | 1811.268 | 1811.268 | 0 | 0 | 0 | 48.417 | 0 | 0
4937 | 1525.3581 | 303.27 | 1239.4142 | 1239.4142 | 0 | 0 | 0 | 334.503 | 0 | 0
4938 | 1702.6602 | 95.1 | 310.1775 | 310.1775 | 0 | 0 | 0 | 1404.635 | 0 | 0
4939 | 1469.7754 | 0 | 0 | 0 | 0 | 0 | 0 | 146.701 | 0 | 1377.0247
4940 | 1623.7979 | 0 | 0 | 0 | 0 | 0 | 0 | 12.848 | 0 | 1676.6383
4941 | 1571.3059 | 0 | 0 | 0 | 0 | 0 | 0 | 0 | 0 | 1635.3788
4942 | 1333.0199 | 0 | 0 | 0 | 0 | 0 | 0 | 0 | 0 | 1387.3763
4943 | 1336.4734 | 0 | 0 | 0 | 0 | 0 | 0 | 0 | 0 | 1390.9701
4944 | 1509.1443 | 0 | 0 | 0 | 0 | 0 | 0 | 1509.144 | 0 | 0
4945 | 1440.7666 | 0 | 0 | 0 | 0 | 0 | 0 | 1440.767 | 0 | 0
4946 | 1415.902 | 0 | 0 | 0 | 0 | 0 | 0 | 1415.902 | 0 | 0
4947 | 1212.8409 | 0 | 0 | 0 | 0 | 0 | 0 | 1212.841 | 0 | 0
4948 | 1147.9167 | 0 | 0 | 0 | 0 | 0 | 0 | 1147.917 | 0 | 0
4949 | 1229.4174 | 0 | 0 | 0 | 0 | 0 | 0 | 1229.417 | 0 | 0
4950 | 988.3687 | 0 | 0 | 0 | 0 | 0 | 0 | 988.369 | 0 | 0
4951 | 1297.7951 | 98.75 | 297.8703 | 297.8703 | 0 | 0 | 0 | 1011.595 | 0 | 0
4952 | 1047.8219 | 319.17 | 1302.2126 | 1090.5488 | -211.6638 | 0 | 0 | 0 | 0 | 0
4953 | 1384.7712 | 543.83 | 2286.3098 | 1441.2375 | -845.0722 | 0 | 0 | 0 | 0 | 0
4954 | 1349.7673 | 733.06 | 3002.3725 | 1404.8072 | -1597.5653 | 0 | 0 | 0 | 0 | 0
4955 | 1301.2096 | 865.37 | 3478.9661 | 1354.2692 | -1676.6383 | 0 | 448.0586 | 0 | 0 | 0
4956 | 1364.7042 | 933.3 | 3728.7161 | 1420.3533 | -1676.6383 | 0 | 631.7245 | 0 | 0 | 0
4957 | 1493.1455 | 932.37 | 3731.2816 | 1554.0317 | -1676.6383 | 0 | 500.6116 | 0 | 0 | 0
4958 | 1284.4951 | 847.15 | 3425.1517 | 1336.8715 | -626.1782 | 0 | 1462.102 | 0 | 0 | 0
4959 | 1168.1969 | 710.99 | 2924.6775 | 1215.8323 | 0 | 0 | 1708.8452 | 0 | 0 | 0
4960 | 1479.6564 | 523.31 | 2195.1471 | 1539.9927 | 0 | 0 | 655.1544 | 0 | 0 | 0
4961 | 1510.8356 | 188.46 | 771.1074 | 771.1074 | 0 | 0 | 0 | 769.939 | 0 | 0
4962 | 1394.1765 | 92.01 | 326.627 | 326.627 | 0 | 0 | 0 | 1080.347 | 0 | 0
4963 | 1384.1314 | 0 | 0 | 0 | 0 | 0 | 0 | 0 | 0 | 1440.5714
4964 | 1029.119 | 0 | 0 | 0 | 0 | 0 | 0 | 0 | 0 | 1071.0832
4965 | 1141.7005 | 0 | 0 | 0 | 0 | 0 | 0 | 0 | 0 | 1188.2549
4966 | 1211.4596 | 0 | 0 | 0 | 0 | 0 | 0 | 0 | 0 | 1260.8595
4967 | 1361.338 | 0 | 0 | 0 | 0 | 0 | 0 | 0 | 0 | 1416.849
4968 | 1071.2507 | 0 | 0 | 0 | 0 | 0 | 0 | 1071.251 | 0 | 0
4969 | 1274.3118 | 0 | 0 | 0 | 0 | 0 | 0 | 1274.312 | 0 | 0
4970 | 875.7872 | 0 | 0 | 0 | 0 | 0 | 0 | 875.787 | 0 | 0
4971 | 1036.7165 | 0 | 0 | 0 | 0 | 0 | 0 | 1036.717 | 0 | 0
4972 | 911.7028 | 0 | 0 | 0 | 0 | 0 | 0 | 911.703 | 0 | 0
4973 | 1306.0833 | 0 | 0 | 0 | 0 | 0 | 0 | 1306.083 | 0 | 0
4974 | 1031.1911 | 0 | 0 | 0 | 0 | 0 | 0 | 1031.191 | 0 | 0
4975 | 1167.9465 | 34.3 | 115.4627 | 115.4627 | 0 | 0 | 0 | 698.772 | 0 | 372.8427
4976 | 1102.0699 | 108 | 430.0812 | 430.0812 | 0 | 0 | 0 | 0 | 0 | 716.9276
4977 | 1017.1236 | 280.13 | 1154.4411 | 1058.598 | -95.8431 | 0 | 0 | 0 | 0 | 0
4978 | 1192.6799 | 333.51 | 1358.528 | 1241.3137 | -117.2144 | 0 | 0 | 0 | 0 | 0
4979 | 1048.5359 | 687.02 | 2755.9353 | 1091.2919 | -1664.6434 | 0 | 0 | 0 | 0 | 0
4980 | 1037.4685 | 750.19 | 2987.5363 | 1079.7737 | -1676.6383 | 0 | 231.1243 | 0 | 0 | 0
4981 | 1077.8269 | 717.87 | 2864.5279 | 1121.7784 | -1676.6383 | 0 | 66.1112 | 0 | 0 | 0
4982 | 1076.3005 | 715.23 | 2869.1583 | 1120.1891 | -1676.6383 | 0 | 72.3309 | 0 | 0 | 0
4983 | 852.6441 | 276.8 | 1121.9085 | 887.4121 | -234.4964 | 0 | 0 | 0 | 0 | 0
4984 | 422.9472 | 303.69 | 1248.0881 | 440.1934 | -807.8947 | 0 | 0 | 0 | 0 | 0
4985 | 167.4831 | 91.7 | 357.3393 | 174.3124 | -183.0268 | 0 | 0 | 0 | 0 | 0
4986 | 147.3263 | 71.04 | 260.9019 | 153.3335 | -107.5684 | 0 | 0 | 0 | 0 | 0
4987 | 102.2212 | 0 | 0 | 0 | 0 | 0 | 0 | 0 | 0 | 106.3892
4988 | 109.8187 | 0 | 0 | 0 | 0 | 0 | 0 | 0 | 0 | 114.2971
4989 | 87.0262 | 0 | 0 | 0 | 0 | 0 | 0 | 0 | 0 | 90.5746
4990 | 81.5007 | 0 | 0 | 0 | 0 | 0 | 0 | 0 | 0 | 84.8243
4991 | 81.5007 | 0 | 0 | 0 | 0 | 0 | 0 | 0 | 0 | 84.8243
4992 | 85.6448 | 0 | 0 | 0 | 0 | 0 | 0 | 0 | 0 | 89.1373
4993 | 80.1193 | 0 | 0 | 0 | 0 | 0 | 0 | 0 | 0 | 83.386
4994 | 78.738 | 0 | 0 | 0 | 0 | 0 | 0 | 0 | 0 | 81.9487
4995 | 73.9032 | 0 | 0 | 0 | 0 | 0 | 0 | 0 | 0 | 76.9165
4996 | 80.81 | 0 | 0 | 0 | 0 | 0 | 0 | 0 | 0 | 84.1052
4997 | 77.3566 | 0 | 0 | 0 | 0 | 0 | 0 | 0 | 0 | 80.5114
4998 | 80.81 | 0 | 0 | 0 | 0 | 0 | 0 | 0 | 0 | 84.1052
4999 | 70.4498 | 37.24 | 128.2716 | 73.3217 | -54.9499 | 0 | 0 | 0 | 0 | 0
5000 | 82.0705 | 116.12 | 466.2316 | 85.4176 | -380.814 | 0 | 0 | 0 | 0 | 0
5001 | 531.2024 | 368.2 | 1523.8273 | 552.8627 | -814.8294 | 0 | 156.1353 | 0 | 0 | 0
5002 | 1284.5469 | 509.29 | 2079.7229 | 1336.9267 | 0 | 0 | 742.7962 | 0 | 0 | 0
5003 | 1356.1138 | 367.36 | 1491.0439 | 1411.412 | 0 | 0 | 79.6319 | 0 | 0 | 0
5004 | 1186.715 | 624.2 | 2512.4404 | 1235.1054 | 0 | 0 | 1277.3349 | 0 | 0 | 0
5005 | 1505.9819 | 459.35 | 1857.4379 | 1567.3901 | 0 | 0 | 290.0478 | 0 | 0 | 0
5006 | 1112.084 | 119.23 | 461.061 | 461.061 | 0 | 0 | 0 | 669.087 | 0 | 0
5007 | 1330.2779 | 79.42 | 297.2323 | 297.2323 | 0 | 0 | 0 | 1044.691 | 0 | 0
5008 | 1190.5629 | 225.5 | 921.8431 | 921.8431 | 0 | 0 | 0 | 304.837 | 0 | 0
5009 | 1041.9355 | 87.83 | 341.6808 | 341.6808 | 0 | 0 | 0 | 713.642 | 0 | 0
5010 | 1168.6743 | 48.75 | 174.6049 | 174.6049 | 0 | 0 | 0 | 1000.91 | 0 | 0
5011 | 1443.5337 | 0 | 0 | 0 | 0 | 0 | 0 | 0 | 0 | 1502.3967
5012 | 1038.0979 | 0 | 0 | 0 | 0 | 0 | 0 | 0 | 0 | 1080.4283
5013 | 1286.7441 | 0 | 0 | 0 | 0 | 0 | 0 | 0 | 0 | 1339.2133
5014 | 712.7858 | 0 | 0 | 0 | 0 | 0 | 0 | 0 | 0 | 741.8511
5015 | 1145.8446 | 0 | 0 | 0 | 0 | 0 | 0 | 0 | 0 | 1192.5689
5016 | 1181.7602 | 0 | 0 | 0 | 0 | 0 | 0 | 522.762 | 0 | 685.8698
5017 | 911.7028 | 0 | 0 | 0 | 0 | 0 | 0 | 911.703 | 0 | 0
5018 | 1009.0892 | 0 | 0 | 0 | 0 | 0 | 0 | 1009.089 | 0 | 0
5019 | 973.8643 | 0 | 0 | 0 | 0 | 0 | 0 | 973.864 | 0 | 0
5020 | 848.1598 | 0 | 0 | 0 | 0 | 0 | 0 | 848.16 | 0 | 0
5021 | 780.4728 | 0 | 0 | 0 | 0 | 0 | 0 | 780.473 | 0 | 0
5022 | 770.8032 | 0 | 0 | 0 | 0 | 0 | 0 | 770.803 | 0 | 0
5023 | 969.0295 | 46.87 | 168.8463 | 168.8463 | 0 | 0 | 0 | 0 | 0 | 839.6977
5024 | 708.5433 | 158.44 | 652.0706 | 652.0706 | 0 | 0 | 0 | 0 | 0 | 85.3645
5025 | 1101.8299 | 441.37 | 1853.0854 | 1146.7591 | -706.3263 | 0 | 0 | 0 | 0 | 0
5026 | 952.1242 | 573.48 | 2372.2144 | 990.9486 | -1381.2659 | 0 | 0 | 0 | 0 | 0
5027 | 1203.6531 | 717.55 | 2931.9348 | 1252.7341 | -1676.6383 | 0 | 2.5624 | 0 | 0 | 0
5028 | 1159.54 | 742.37 | 3018.004 | 1206.8234 | -1676.6383 | 0 | 134.5423 | 0 | 0 | 0
5029 | 964.4063 | 671.6 | 2734.2174 | 1003.7314 | -1676.6383 | 0 | 53.8477 | 0 | 0 | 0
5030 | 1140.2509 | 243.02 | 984.8704 | 984.8704 | 0 | 0 | 0 | 0 | 0 | 201.8764
5031 | 833.8618 | 511.18 | 2109.0509 | 867.8642 | -1241.1867 | 0 | 0 | 0 | 0 | 0
5032 | 1036.9885 | 541.06 | 2300.1594 | 1079.273 | -176.3669 | 0 | 1044.5194 | 0 | 0 | 0
5033 | 1019.831 | 233.16 | 968.5854 | 968.5854 | 0 | 0 | 0 | 0 | 0 | 92.831
5034 | 933.7278 | 86.59 | 313.6651 | 313.6651 | 0 | 0 | 0 | 0 | 0 | 658.1373
5035 | 870.2617 | 0 | 0 | 0 | 0 | 0 | 0 | 0 | 0 | 905.7485
5036 | 1061.5812 | 0 | 0 | 0 | 0 | 0 | 0 | 0 | 0 | 1104.8689
5037 | 730.0529 | 0 | 0 | 0 | 0 | 0 | 0 | 0 | 0 | 759.8222
5038 | 1020.8308 | 0 | 0 | 0 | 0 | 0 | 0 | 0 | 0 | 1062.4572
5039 | 954.5252 | 0 | 0 | 0 | 0 | 0 | 0 | 0 | 0 | 993.4475
5040 | 756.9896 | 0 | 0 | 0 | 0 | 0 | 0 | 0 | 0 | 787.8576
5041 | 995.2755 | 0 | 0 | 0 | 0 | 0 | 0 | 995.276 | 0 | 0
5042 | 975.9364 | 0 | 0 | 0 | 0 | 0 | 0 | 975.936 | 0 | 0
5043 | 974.555 | 0 | 0 | 0 | 0 | 0 | 0 | 974.555 | 0 | 0
5044 | 919.3003 | 0 | 0 | 0 | 0 | 0 | 0 | 919.3 | 0 | 0
5045 | 1018.0681 | 0 | 0 | 0 | 0 | 0 | 0 | 1018.068 | 0 | 0
5046 | 664.4379 | 0 | 0 | 0 | 0 | 0 | 0 | 392.549 | 0 | 282.9758
5047 | 891.6729 | 58.4 | 215.855 | 215.855 | 0 | 0 | 0 | 0 | 0 | 712.1775
5048 | 882.8417 | 195.94 | 812.8748 | 812.8748 | 0 | 0 | 0 | 0 | 0 | 105.9656
5049 | 1164.6709 | 546.64 | 2329.5645 | 1212.1625 | -1117.4019 | 0 | 0 | 0 | 0 | 0
5050 | 1275.9643 | 738.34 | 3079.6304 | 1327.9948 | -1676.6383 | 0 | 74.9973 | 0 | 0 | 0
5051 | 1281.6469 | 446.69 | 1819.5505 | 1333.9085 | -485.6421 | 0 | 0 | 0 | 0 | 0
5052 | 1165.2105 | 941.41 | 3822.6139 | 1212.7246 | -1676.6383 | 0 | 933.251 | 0 | 0 | 0
5053 | 1262.2861 | 490.79 | 1987.7369 | 1313.758 | -673.979 | 0 | 0 | 0 | 0 | 0
5054 | 1118.1698 | 580.28 | 2353.162 | 1163.7654 | -1189.3966 | 0 | 0 | 0 | 0 | 0
5055 | 1150.1519 | 593.1 | 2424.8684 | 1197.0515 | -1227.8169 | 0 | 0 | 0 | 0 | 0
5056 | 1238.5577 | 374.02 | 1550.72 | 1289.0614 | -261.6586 | 0 | 0 | 0 | 0 | 0
5057 | 954.5088 | 129.05 | 519.6859 | 519.6859 | 0 | 0 | 0 | 455.184 | 0 | 0
5058 | 1051.3962 | 42.1 | 146.9598 | 146.9598 | 0 | 0 | 0 | 910.194 | 0 | 0
5059 | 866.1271 | 0 | 0 | 0 | 0 | 0 | 0 | 0 | 0 | 901.4449
5060 | 1031.8818 | 0 | 0 | 0 | 0 | 0 | 0 | 0 | 0 | 1073.9588
5061 | 910.3214 | 0 | 0 | 0 | 0 | 0 | 0 | 0 | 0 | 947.441
5062 | 1085.7551 | 0 | 0 | 0 | 0 | 0 | 0 | 0 | 0 | 1130.0286
5063 | 1110.6197 | 0 | 0 | 0 | 0 | 0 | 0 | 0 | 0 | 1155.9075
5064 | 991.1314 | 0 | 0 | 0 | 0 | 0 | 0 | 835.724 | 0 | 161.744
5065 | 1030.5004 | 0 | 0 | 0 | 0 | 0 | 0 | 1030.5 | 0 | 0
5066 | 809.4815 | 0 | 0 | 0 | 0 | 0 | 0 | 809.482 | 0 | 0
5067 | 1055.365 | 0 | 0 | 0 | 0 | 0 | 0 | 1055.365 | 0 | 0
5068 | 926.8978 | 0 | 0 | 0 | 0 | 0 | 0 | 926.898 | 0 | 0
5069 | 813.6256 | 0 | 0 | 0 | 0 | 0 | 0 | 813.626 | 0 | 0
5070 | 907.5587 | 0 | 0 | 0 | 0 | 0 | 0 | 907.559 | 0 | 0
5071 | 821.2232 | 80 | 294.4597 | 294.4597 | 0 | 0 | 0 | 0 | 0 | 560.2512
5072 | 962.443 | 257.14 | 1071.5109 | 1001.6883 | -69.8226 | 0 | 0 | 0 | 0 | 0
5073 | 1008.2725 | 538.38 | 2284.8496 | 1049.3861 | -1235.4635 | 0 | 0 | 0 | 0 | 0
5074 | 1436.7719 | 730.72 | 3039.3451 | 1495.359 | -1543.9861 | 0 | 0 | 0 | 0 | 0
5075 | 1155.7145 | 864.71 | 3540.6259 | 1202.8414 | -1676.6383 | 0 | 661.1462 | 0 | 0 | 0
5076 | 1137.1705 | 75.73 | 277.34 | 277.34 | 0 | 0 | 0 | 0 | 0 | 906.2002
5077 | 1170.2102 | 365.14 | 1478.2236 | 1217.9274 | -260.2962 | 0 | 0 | 0 | 0 | 0
5078 | 1059.333 | 729.51 | 2961.7541 | 1102.5292 | -1676.6383 | 0 | 182.5866 | 0 | 0 | 0
5079 | 1086.2248 | 553.92 | 2276.4859 | 1130.5167 | -1145.9691 | 0 | 0 | 0 | 0 | 0
5080 | 1050.3472 | 67.64 | 251.5963 | 251.5963 | 0 | 0 | 0 | 808.608 | 0 | 0
5081 | 1100.0177 | 115.16 | 460.2815 | 460.2815 | 0 | 0 | 0 | 657.77 | 0 | 0
5082 | 961.4501 | 67.58 | 248.6437 | 248.6437 | 0 | 0 | 0 | 722.548 | 0 | 0
5083 | 1004.2544 | 0 | 0 | 0 | 0 | 0 | 0 | 0 | 0 | 1045.2043
5084 | 918.6096 | 0 | 0 | 0 | 0 | 0 | 0 | 0 | 0 | 956.068
5085 | 1251.5192 | 0 | 0 | 0 | 0 | 0 | 0 | 0 | 0 | 1302.5519
5086 | 1076.0855 | 0 | 0 | 0 | 0 | 0 | 0 | 0 | 0 | 1119.9653
5087 | 1287.4348 | 0 | 0 | 0 | 0 | 0 | 0 | 0 | 0 | 1339.9325
5088 | 1154.1328 | 0 | 0 | 0 | 0 | 0 | 0 | 1154.133 | 0 | 0
5089 | 1704.5439 | 0 | 0 | 0 | 0 | 0 | 0 | 1704.544 | 0 | 0
5090 | 1118.0342 | 0 | 0 | 0 | 0 | 0 | 0 | 1118.034 | 0 | 0
5091 | 1386.5855 | 0 | 0 | 0 | 0 | 0 | 0 | 1386.586 | 0 | 0
5092 | 1257.4896 | 0 | 0 | 0 | 0 | 0 | 0 | 1257.49 | 0 | 0
5093 | 1113.2529 | 0 | 0 | 0 | 0 | 0 | 0 | 1113.253 | 0 | 0
5094 | 1508.5094 | 0 | 0 | 0 | 0 | 0 | 0 | 1508.509 | 0 | 0
5095 | 1345.1473 | 41.16 | 144.3724 | 144.3724 | 0 | 0 | 0 | 1206.432 | 0 | 0
5096 | 1347.8468 | 208.34 | 868.1765 | 868.1765 | 0 | 0 | 0 | 4.118 | 0 | 530.3455
5097 | 1439.8057 | 394.94 | 1654.5395 | 1498.5167 | -156.0228 | 0 | 0 | 0 | 0 | 0
5098 | 1331.5524 | 512.84 | 2116.1563 | 1385.8495 | -730.3068 | 0 | 0 | 0 | 0 | 0
5099 | 1361.5313 | 571.36 | 2329.7122 | 1417.0509 | -912.6613 | 0 | 0 | 0 | 0 | 0
5100 | 1417.9132 | 757.82 | 3052.8294 | 1475.7309 | -1577.0984 | 0 | 0 | 0 | 0 | 0
5101 | 1620.5808 | 790.48 | 3177.9256 | 1686.6631 | -1491.2625 | 0 | 0 | 0 | 0 | 0
5102 | 1546.263 | 706.79 | 2860.8987 | 1609.3146 | -1251.5841 | 0 | 0 | 0 | 0 | 0
5103 | 1367.5967 | 563.35 | 2309.0403 | 1423.3632 | -885.6771 | 0 | 0 | 0 | 0 | 0
5104 | 1582.1499 | 343.02 | 1420.9663 | 1420.9663 | 0 | 0 | 0 | 216.856 | 0 | 0
5105 | 1603.4885 | 133.9 | 541.2227 | 541.2227 | 0 | 0 | 0 | 1083.47 | 0 | 0
5106 | 1628.2678 | 62.77 | 230.1574 | 230.1574 | 0 | 0 | 0 | 1407.128 | 0 | 0
5107 | 1753.1561 | 0 | 0 | 0 | 0 | 0 | 0 | 638.309 | 0 | 1160.3069
5108 | 1494.1654 | 0 | 0 | 0 | 0 | 0 | 0 | 0 | 0 | 1555.0923
5109 | 1494.1654 | 0 | 0 | 0 | 0 | 0 | 0 | 0 | 0 | 1555.0923
5110 | 1460.6961 | 0 | 0 | 0 | 0 | 0 | 0 | 0 | 0 | 1520.2585
5111 | 1675.8559 | 0 | 0 | 0 | 0 | 0 | 0 | 64.907 | 0 | 1676.6383
5112 | 1392.1637 | 0 | 0 | 0 | 0 | 0 | 0 | 1392.164 | 0 | 0
5113 | 1467.0712 | 0 | 0 | 0 | 0 | 0 | 0 | 1467.071 | 0 | 0
5114 | 1345.1473 | 0 | 0 | 0 | 0 | 0 | 0 | 1345.147 | 0 | 0
5115 | 1282.1932 | 0 | 0 | 0 | 0 | 0 | 0 | 1282.193 | 0 | 0
5116 | 1174.6132 | 0 | 0 | 0 | 0 | 0 | 0 | 1174.613 | 0 | 0
5117 | 1106.8777 | 0 | 0 | 0 | 0 | 0 | 0 | 1106.878 | 0 | 0
5118 | 1184.9728 | 0 | 0 | 0 | 0 | 0 | 0 | 1184.973 | 0 | 0
5119 | 1051.8925 | 74.92 | 277.3566 | 0 | -277.3566 | 0 | 0 | 1051.892 | 0 | 0
5120 | 1003.1398 | 237.13 | 990.3074 | 0 | -990.3074 | 0 | 0 | 1003.14 | 0 | 0
5121 | 1520.4757 | 270.6 | 1123.02 | 0 | -1123.02 | 0 | 0 | 1520.476 | 0 | 0
5122 | 1744.6384 | 451.91 | 1867.3326 | 572.0193 | -1295.3133 | 0 | 0 | 1195.03 | 0 | 0
5123 | 1595.175 | 645.35 | 2637.4106 | 1660.2211 | -977.1895 | 0 | 0 | 0 | 0 | 0
5124 | 1462.4025 | 703.61 | 2859.3073 | 1522.0341 | -1337.2733 | 0 | 0 | 0 | 0 | 0
5125 | 1607.6891 | 727.57 | 2952.4923 | 1673.2454 | -1279.2469 | 0 | 0 | 0 | 0 | 0
5126 | 1637.0923 | 609.12 | 2489.4371 | 1703.8474 | -785.5898 | 0 | 0 | 0 | 0 | 0
5127 | 1664.4276 | 404.93 | 1670.5363 | 1670.5363 | 0 | 0 | 0 | 59.342 | 0 | 0
5128 | 1619.2759 | 157.28 | 637.5507 | 637.5507 | 0 | 0 | 0 | 1006.704 | 0 | 0
5129 | 1609.6674 | 164.04 | 674.9052 | 674.9052 | 0 | 0 | 0 | 961.205 | 0 | 0
5130 | 1842.5401 | 65.25 | 240.3841 | 240.3841 | 0 | 0 | 0 | 1611.574 | 0 | 0
5131 | 1522.0625 | 0 | 0 | 0 | 0 | 0 | 0 | 0 | 0 | 1584.1268
5132 | 1333.194 | 0 | 0 | 0 | 0 | 0 | 0 | 0 | 0 | 1387.5574
5133 | 1353.1162 | 0 | 0 | 0 | 0 | 0 | 0 | 0 | 0 | 1408.2917
5134 | 1412.8828 | 0 | 0 | 0 | 0 | 0 | 0 | 0 | 0 | 1470.4958
5135 | 1341.9598 | 0 | 0 | 0 | 0 | 0 | 0 | 0 | 0 | 1396.6808
5136 | 1469.4619 | 0 | 0 | 0 | 0 | 0 | 0 | 1469.462 | 0 | 0
5137 | 1242.3487 | 0 | 0 | 0 | 0 | 0 | 0 | 1242.349 | 0 | 0
5138 | 1430.4144 | 0 | 0 | 0 | 0 | 0 | 0 | 1430.414 | 0 | 0
5139 | 1263.8647 | 0 | 0 | 0 | 0 | 0 | 0 | 1263.865 | 0 | 0
5140 | 1263.8647 | 0 | 0 | 0 | 0 | 0 | 0 | 1263.865 | 0 | 0
5141 | 1340.366 | 0 | 0 | 0 | 0 | 0 | 0 | 1340.366 | 0 | 0
5142 | 1114.0497 | 0 | 0 | 0 | 0 | 0 | 0 | 1114.05 | 0 | 0
5143 | 1307.6936 | 47.82 | 172.4859 | 172.4859 | 0 | 0 | 0 | 1141.966 | 0 | 0
5144 | 1075.8529 | 154.39 | 632.7288 | 632.7288 | 0 | 0 | 0 | 467.914 | 0 | 0
5145 | 1014.0104 | 334.3 | 1389.7961 | 1055.3581 | -334.438 | 0 | 0 | 0 | 0 | 0
5146 | 1160.599 | 502.89 | 2066.3791 | 1207.9245 | -858.4546 | 0 | 0 | 0 | 0 | 0
5147 | 1335.6922 | 593.48 | 2408.8612 | 1390.1583 | -1018.703 | 0 | 0 | 0 | 0 | 0
5148 | 1416.1869 | 727.01 | 2921.6322 | 1473.9346 | -1447.6976 | 0 | 0 | 0 | 0 | 0
5149 | 1072.5339 | 668.25 | 2692.2429 | 1116.2675 | -1575.9754 | 0 | 0 | 0 | 0 | 0
5150 | 1228.6313 | 130.93 | 511.6053 | 511.6053 | 0 | 0 | 0 | 737.07 | 0 | 0
5151 | 962.4338 | 52.03 | 184.0364 | 184.0364 | 0 | 0 | 0 | 785.608 | 0 | 0
5152 | 1200.7083 | 76.88 | 292.3292 | 292.3292 | 0 | 0 | 0 | 919.833 | 0 | 0
5153 | 1232.7184 | 138.16 | 560.9464 | 560.9464 | 0 | 0 | 0 | 693.75 | 0 | 0
5154 | 856.2803 | 45.89 | 162.9784 | 162.9784 | 0 | 0 | 0 | 699.687 | 0 | 0
5155 | 1170.6288 | 0 | 0 | 0 | 0 | 0 | 0 | 1170.629 | 0 | 0
5156 | 1184.9728 | 0 | 0 | 0 | 0 | 0 | 0 | 381.764 | 0 | 835.9613
5157 | 1341.1629 | 0 | 0 | 0 | 0 | 0 | 0 | 0 | 0 | 1395.8513
5158 | 1157.0817 | 0 | 0 | 0 | 0 | 0 | 0 | 0 | 0 | 1204.2641
5159 | 1082.1742 | 0 | 0 | 0 | 0 | 0 | 0 | 0 | 0 | 1126.3016
5160 | 136.2679 | 0 | 0 | 0 | 0 | 0 | 0 | 0 | 0 | 141.8246
5161 | 105.9861 | 0 | 0 | 0 | 0 | 0 | 0 | 105.986 | 0 | 0
5162 | 87.6577 | 0 | 0 | 0 | 0 | 0 | 0 | 87.658 | 0 | 0
5163 | 91.6421 | 0 | 0 | 0 | 0 | 0 | 0 | 91.642 | 0 | 0
5164 | 87.6577 | 0 | 0 | 0 | 0 | 0 | 0 | 87.658 | 0 | 0
5165 | 91.6421 | 0 | 0 | 0 | 0 | 0 | 0 | 91.642 | 0 | 0
5166 | 84.4702 | 0 | 0 | 0 | 0 | 0 | 0 | 84.47 | 0 | 0
5167 | 82.0795 | 80.53 | 295.3038 | 85.427 | -209.8768 | 0 | 0 | 0 | 0 | 0
5168 | 81.0455 | 257.82 | 1070.0944 | 84.3508 | -985.7436 | 0 | 0 | 0 | 0 | 0
5169 | 801.8299 | 342.58 | 1414.347 | 834.5261 | -579.8209 | 0 | 0 | 0 | 0 | 0
5170 | 967.4233 | 509.29 | 2065.3716 | 1006.8724 | -1058.4991 | 0 | 0 | 0 | 0 | 0
5171 | 1373.2187 | 573.92 | 2297.9425 | 1429.2145 | -868.7281 | 0 | 0 | 0 | 0 | 0
5172 | 1296.8011 | 713.9 | 2817.7856 | 1349.6804 | -1468.1052 | 0 | 0 | 0 | 0 | 0
5173 | 1405.7098 | 651.13 | 2573.8108 | 1463.0293 | -1110.7815 | 0 | 0 | 0 | 0 | 0
5174 | 1424.881 | 509.1 | 2030.1527 | 1482.9831 | -547.1697 | 0 | 0 | 0 | 0 | 0
5175 | 1143.2188 | 726.93 | 2930.6058 | 1189.8358 | -1481.6707 | 0 | 259.0993 | 0 | 0 | 0
5176 | 1188.5309 | 533.35 | 2203.3578 | 1236.9955 | 0 | 0 | 966.3623 | 0 | 0 | 0
5177 | 1249.3245 | 308.69 | 1240.5529 | 1240.5529 | 0 | 0 | 0 | 57.375 | 0 | 0
5178 | 1404.2924 | 5.87 | 0 | 0 | 0 | 0 | 0 | 1404.292 | 0 | 0
5179 | 1160.2693 | 0 | 0 | 0 | 0 | 0 | 0 | 0 | 0 | 1207.581
5180 | 1162.6599 | 0 | 0 | 0 | 0 | 0 | 0 | 0 | 0 | 1210.0695
5181 | 1369.8509 | 0 | 0 | 0 | 0 | 0 | 0 | 0 | 0 | 1425.7091
5182 | 1357.1007 | 0 | 0 | 0 | 0 | 0 | 0 | 0 | 0 | 1412.4392
5183 | 1209.6763 | 0 | 0 | 0 | 0 | 0 | 0 | 0 | 0 | 1259.0027
5184 | 945.9063 | 0 | 0 | 0 | 0 | 0 | 0 | 945.906 | 0 | 0
5185 | 1825.6709 | 0 | 0 | 0 | 0 | 0 | 0 | 1825.671 | 0 | 0
5186 | 1777.8576 | 0 | 0 | 0 | 0 | 0 | 0 | 1777.858 | 0 | 0
5187 | 1880.6562 | 0 | 0 | 0 | 0 | 0 | 0 | 1880.656 | 0 | 0
5188 | 2020.9085 | 0 | 0 | 0 | 0 | 0 | 0 | 2020.909 | 0 | 0
5189 | 2148.4107 | 0 | 0 | 0 | 0 | 0 | 0 | 2148.411 | 0 | 0
5190 | 2121.3165 | 0 | 0 | 0 | 0 | 0 | 0 | 2121.316 | 0 | 0
5191 | 1969.1108 | 80.87 | 296.8347 | 0 | -296.8347 | 0 | 0 | 1969.111 | 0 | 0
5192 | 1123.1632 | 260.07 | 1079.5364 | 0 | -1079.5364 | 0 | 0 | 1123.163 | 0 | 0
5193 | 1632.0301 | 373.01 | 1539.6274 | 0 | -1539.6274 | 0 | 0 | 1632.03 | 0 | 0
5194 | 1933.3126 | 525.17 | 2128.2293 | 797.5358 | -1330.6935 | 0 | 0 | 1167.024 | 0 | 0
5195 | 2180.0402 | 667.52 | 2659.0244 | 2268.935 | -390.0894 | 0 | 0 | 0 | 0 | 0
5196 | 2017.7698 | 804.21 | 3153.6036 | 2100.0482 | -1053.5555 | 0 | 0 | 0 | 0 | 0
5197 | 1936.1236 | 781.9 | 3066.908 | 2015.0719 | -1051.8361 | 0 | 0 | 0 | 0 | 0
5198 | 2326.1845 | 742.66 | 2929.1341 | 2421.0383 | -508.0958 | 0 | 0 | 0 | 0 | 0
5199 | 2160.3092 | 540.14 | 2168.243 | 2168.243 | 0 | 0 | 0 | 77.016 | 0 | 0
5200 | 1965.9362 | 64.92 | 238.6241 | 238.6241 | 0 | 0 | 0 | 1736.661 | 0 | 0
5201 | 2270.9292 | 88.89 | 344.1755 | 344.1755 | 0 | 0 | 0 | 1940.238 | 0 | 0
5202 | 1602.9128 | 27.43 | 85.3822 | 85.3822 | 0 | 0 | 0 | 1520.876 | 0 | 0
5203 | 2148.4226 | 0 | 0 | 0 | 0 | 0 | 0 | 1417.397 | 0 | 760.8339
5204 | 2164.3484 | 0 | 0 | 0 | 0 | 0 | 0 | 553.399 | 0 | 1676.6383
5205 | 1992.2206 | 0 | 0 | 0 | 0 | 0 | 0 | 381.271 | 0 | 1676.6383
5206 | 1660.7151 | 0 | 0 | 0 | 0 | 0 | 0 | 49.766 | 0 | 1676.6383
5207 | 2342.8514 | 0 | 0 | 0 | 0 | 0 | 0 | 731.902 | 0 | 1676.6383
5208 | 2067.1281 | 0 | 0 | 0 | 0 | 0 | 0 | 2067.128 | 0 | 0
5209 | 1512.4939 | 0 | 0 | 0 | 0 | 0 | 0 | 1512.494 | 0 | 0
5210 | 1488.5872 | 0 | 0 | 0 | 0 | 0 | 0 | 1488.587 | 0 | 0
5211 | 1255.099 | 0 | 0 | 0 | 0 | 0 | 0 | 1255.099 | 0 | 0
5212 | 1229.5985 | 0 | 0 | 0 | 0 | 0 | 0 | 1229.599 | 0 | 0
5213 | 1267.0523 | 0 | 0 | 0 | 0 | 0 | 0 | 1267.052 | 0 | 0
5214 | 1408.8984 | 0 | 0 | 0 | 0 | 0 | 0 | 1408.898 | 0 | 0
5215 | 1368.2571 | 5.87 | 0 | 0 | 0 | 0 | 0 | 1368.257 | 0 | 0
5216 | 992.7355 | 14.69 | 35.1751 | 0 | -35.1751 | 0 | 0 | 992.735 | 0 | 0
5217 | 1172.2624 | 116.61 | 462.8751 | 347.2916 | -115.5835 | 0 | 0 | 838.578 | 0 | 0
5218 | 1292.8316 | 276.61 | 1128.9805 | 1128.9805 | 0 | 0 | 0 | 208.083 | 0 | 0
5219 | 1352.5624 | 623.44 | 2515.6002 | 1407.7151 | -1107.885 | 0 | 0 | 0 | 0 | 0
5220 | 1429.4651 | 727.18 | 2901.6368 | 1487.754 | -1413.8828 | 0 | 0 | 0 | 0 | 0
5221 | 1429.4511 | 796.74 | 3164.1842 | 1487.7394 | -1676.4447 | 0 | 0 | 0 | 0 | 0
5222 | 1083.6514 | 667.64 | 2680.4582 | 1127.8388 | -1552.6194 | 0 | 0 | 0 | 0 | 0
5223 | 1206.68 | 458.88 | 1871.6914 | 1255.8845 | -615.8068 | 0 | 0 | 0 | 0 | 0
5224 | 1434.9975 | 174.01 | 703.689 | 703.689 | 0 | 0 | 0 | 758.878 | 0 | 0
5225 | 1270.9311 | 156.66 | 638.2262 | 638.2262 | 0 | 0 | 0 | 657.71 | 0 | 0
5226 | 1239.3475 | 70.29 | 256.0425 | 256.0425 | 0 | 0 | 0 | 993.337 | 0 | 0
5227 | 795.2945 | 0 | 0 | 0 | 0 | 0 | 0 | 0 | 0 | 827.7235
5228 | 1205.6919 | 0 | 0 | 0 | 0 | 0 | 0 | 0 | 0 | 1254.8563
5229 | 1452.7272 | 0 | 0 | 0 | 0 | 0 | 0 | 0 | 0 | 1511.9645
5230 | 1126.8 | 0 | 0 | 0 | 0 | 0 | 0 | 0 | 0 | 1172.7473
5231 | 1046.3142 | 0 | 0 | 0 | 0 | 0 | 0 | 0 | 0 | 1088.9793
5232 | 945.9063 | 0 | 0 | 0 | 0 | 0 | 0 | 945.906 | 0 | 0
5233 | 1189.7541 | 0 | 0 | 0 | 0 | 0 | 0 | 1189.754 | 0 | 0
5234 | 1080.5804 | 0 | 0 | 0 | 0 | 0 | 0 | 1080.58 | 0 | 0
5235 | 1216.8483 | 0 | 0 | 0 | 0 | 0 | 0 | 1216.848 | 0 | 0
5236 | 1073.4084 | 0 | 0 | 0 | 0 | 0 | 0 | 1073.408 | 0 | 0
5237 | 1196.1292 | 0 | 0 | 0 | 0 | 0 | 0 | 1196.129 | 0 | 0
5238 | 1135.5657 | 0 | 0 | 0 | 0 | 0 | 0 | 1135.566 | 0 | 0
5239 | 1033.564 | 41.15 | 143.903 | 143.903 | 0 | 0 | 0 | 895.299 | 0 | 0
5240 | 863.52 | 320.18 | 1311.6004 | 898.7316 | -412.8689 | 0 | 0 | 0 | 0 | 0
5241 | 1062.6763 | 547.08 | 2296.3782 | 1106.0085 | -1190.3697 | 0 | 0 | 0 | 0 | 0
5242 | 1360.7414 | 740.38 | 3022.6021 | 1416.2287 | -1606.3734 | 0 | 0 | 0 | 0 | 0
5243 | 1568.4882 | 878 | 3517.9442 | 1632.447 | -1676.6383 | 0 | 208.8589 | 0 | 0 | 0
5244 | 1509.8552 | 752.62 | 2987.1439 | 1571.422 | -1415.7218 | 0 | 0 | 0 | 0 | 0
5245 | 1563.935 | 654.92 | 2616.5045 | 1627.7073 | -988.7973 | 0 | 0 | 0 | 0 | 0
5246 | 1577.8526 | 873.63 | 3526.7762 | 1642.1928 | -1019.6251 | 0 | 864.9584 | 0 | 0 | 0
5247 | 1437.9908 | 217.34 | 874.7146 | 874.7146 | 0 | 0 | 0 | 597.547 | 0 | 0
5248 | 1849.9352 | 34.32 | 112.5371 | 112.5371 | 0 | 0 | 0 | 1741.807 | 0 | 0
5249 | 2043.3748 | 16.65 | 42.4762 | 42.4762 | 0 | 0 | 0 | 2002.563 | 0 | 0
5250 | 1857.415 | 45.87 | 161.7523 | 161.7523 | 0 | 0 | 0 | 1702 | 0 | 0
5251 | 1680.6373 | 0 | 0 | 0 | 0 | 0 | 0 | 295.646 | 0 | 1441.4675
5252 | 1432.0081 | 0 | 0 | 0 | 0 | 0 | 0 | 0 | 0 | 1490.4007
5253 | 1791.4047 | 0 | 0 | 0 | 0 | 0 | 0 | 180.455 | 0 | 1676.6383
5254 | 1433.6019 | 0 | 0 | 0 | 0 | 0 | 0 | 0 | 0 | 1492.0597
5255 | 1313.2718 | 0 | 0 | 0 | 0 | 0 | 0 | 0 | 0 | 1366.823
5256 | 1328.4127 | 0 | 0 | 0 | 0 | 0 | 0 | 1328.413 | 0 | 0
5257 | 1421.6486 | 0 | 0 | 0 | 0 | 0 | 0 | 1421.649 | 0 | 0
5258 | 1459.1023 | 0 | 0 | 0 | 0 | 0 | 0 | 1459.102 | 0 | 0
5259 | 1105.284 | 0 | 0 | 0 | 0 | 0 | 0 | 1105.284 | 0 | 0
5260 | 1154.691 | 0 | 0 | 0 | 0 | 0 | 0 | 1154.691 | 0 | 0
5261 | 1428.0237 | 0 | 0 | 0 | 0 | 0 | 0 | 1428.024 | 0 | 0
5262 | 1184.9728 | 0 | 0 | 0 | 0 | 0 | 0 | 1184.973 | 0 | 0
5263 | 1434.3988 | 83.8 | 305.1599 | 0 | -305.1599 | 0 | 0 | 1434.399 | 0 | 0
5264 | 1038.439 | 260.69 | 1082.8658 | 0 | -1082.8658 | 0 | 0 | 1038.439 | 0 | 0
5265 | 1255.5094 | 383.54 | 1587.4646 | 0 | -1587.4646 | 0 | 0 | 1255.509 | 0 | 0
5266 | 1522.3454 | 530.42 | 2156.9641 | 517.6824 | -1639.2817 | 0 | 0 | 1024.945 | 0 | 0
5267 | 1627.697 | 682.48 | 2729.7504 | 1694.0693 | -1035.6811 | 0 | 0 | 0 | 0 | 0
5268 | 1740.9657 | 754.96 | 2989.443 | 1811.957 | -1177.4859 | 0 | 0 | 0 | 0 | 0
5269 | 1456.1419 | 745.2 | 2946.8471 | 1515.5188 | -1431.3283 | 0 | 0 | 0 | 0 | 0
5270 | 1415.659 | 378.85 | 1524.5132 | 1473.385 | -51.1282 | 0 | 0 | 0 | 0 | 0
5271 | 1574.2258 | 270.78 | 1092.901 | 1092.901 | 0 | 0 | 0 | 524.143 | 0 | 0
5272 | 1456.6718 | 31.38 | 100.3486 | 100.3486 | 0 | 0 | 0 | 1360.255 | 0 | 0
5273 | 1710.5644 | 144.38 | 582.1845 | 582.1845 | 0 | 0 | 0 | 1151.19 | 0 | 0
5274 | 1605.2895 | 41.11 | 141.5113 | 141.5113 | 0 | 0 | 0 | 1469.322 | 0 | 0
5275 | 1610.0698 | 0 | 0 | 0 | 0 | 0 | 0 | 539.052 | 0 | 1114.6907
5276 | 1475.0401 | 0 | 0 | 0 | 0 | 0 | 0 | 0 | 0 | 1535.1874
5277 | 1838.4211 | 0 | 0 | 0 | 0 | 0 | 0 | 227.472 | 0 | 1676.6383
5278 | 1491.7748 | 0 | 0 | 0 | 0 | 0 | 0 | 0 | 0 | 1552.6048
5279 | 1526.041 | 0 | 0 | 0 | 0 | 0 | 0 | 0 | 0 | 1588.2681
5280 | 1497.353 | 0 | 0 | 0 | 0 | 0 | 0 | 1497.353 | 0 | 0
5281 | 1734.0288 | 0 | 0 | 0 | 0 | 0 | 0 | 1734.029 | 0 | 0
5282 | 1447.9459 | 0 | 0 | 0 | 0 | 0 | 0 | 1447.946 | 0 | 0
5283 | 1251.1145 | 0 | 0 | 0 | 0 | 0 | 0 | 1251.115 | 0 | 0
5284 | 1269.4429 | 0 | 0 | 0 | 0 | 0 | 0 | 1269.443 | 0 | 0
5285 | 1431.2113 | 0 | 0 | 0 | 0 | 0 | 0 | 1431.211 | 0 | 0
5286 | 1506.9156 | 0 | 0 | 0 | 0 | 0 | 0 | 1506.916 | 0 | 0
5287 | 1356.3038 | 79.91 | 292.503 | 0 | -292.503 | 0 | 0 | 1356.304 | 0 | 0
5288 | 1302.3903 | 253.36 | 1049.1176 | 0 | -1049.1176 | 0 | 0 | 1302.39 | 0 | 0
5289 | 1113.0576 | 409.38 | 1686.0532 | 9.4149 | -1676.6383 | 0 | 0 | 1104.012 | 0 | 0
5290 | 1552.2695 | 546.97 | 2204.5016 | 1426.1733 | -778.3283 | 0 | 0 | 181.973 | 0 | 0
5291 | 1629.2201 | 586.66 | 2328.4373 | 1695.6554 | -632.7819 | 0 | 0 | 0 | 0 | 0
5292 | 1607.9571 | 958.05 | 3723.9264 | 1673.5243 | -1676.6383 | 0 | 373.7638 | 0 | 0 | 0
5293 | 1593.6599 | 754.25 | 2924.7046 | 1658.6433 | -1266.0613 | 0 | 0 | 0 | 0 | 0
5294 | 1528.3529 | 516.47 | 2043.4247 | 1590.6743 | -452.7504 | 0 | 0 | 0 | 0 | 0
5295 | 1862.026 | 609.51 | 2423.5279 | 1937.9534 | -485.5744 | 0 | 0 | 0 | 0 | 0
5296 | 1724.6753 | 244.02 | 987.7471 | 987.7471 | 0 | 0 | 0 | 775.627 | 0 | 0
5297 | 1844.8819 | 207.55 | 848.2955 | 848.2955 | 0 | 0 | 0 | 1029.822 | 0 | 0
5298 | 1817.6831 | 5.87 | 0 | 0 | 0 | 0 | 0 | 1817.683 | 0 | 0
5299 | 1765.9551 | 0 | 0 | 0 | 0 | 0 | 0 | 966.756 | 0 | 831.7878
5300 | 1718.8879 | 0 | 0 | 0 | 0 | 0 | 0 | 107.939 | 0 | 1676.6383
5301 | 1542.7756 | 0 | 0 | 0 | 0 | 0 | 0 | 0 | 0 | 1605.6855
5302 | 1653.5431 | 0 | 0 | 0 | 0 | 0 | 0 | 42.594 | 0 | 1676.6383
5303 | 1906.9535 | 0 | 0 | 0 | 0 | 0 | 0 | 296.004 | 0 | 1676.6383
5304 | 1835.2336 | 0 | 0 | 0 | 0 | 0 | 0 | 1835.234 | 0 | 0
5305 | 1701.3564 | 0 | 0 | 0 | 0 | 0 | 0 | 1701.356 | 0 | 0
5306 | 1351.5224 | 0 | 0 | 0 | 0 | 0 | 0 | 1351.522 | 0 | 0
5307 | 1069.424 | 0 | 0 | 0 | 0 | 0 | 0 | 1069.424 | 0 | 0
5308 | 1283.7869 | 0 | 0 | 0 | 0 | 0 | 0 | 1283.787 | 0 | 0
5309 | 1391.3668 | 0 | 0 | 0 | 0 | 0 | 0 | 1391.367 | 0 | 0
5310 | 1366.6633 | 0 | 0 | 0 | 0 | 0 | 0 | 1366.663 | 0 | 0
5311 | 1409.6953 | 51.77 | 188.5586 | 188.5586 | 0 | 0 | 0 | 1228.524 | 0 | 0
5312 | 1126.6764 | 169.7 | 698.3872 | 698.3872 | 0 | 0 | 0 | 455.651 | 0 | 0
5313 | 1236.8333 | 332.23 | 1374.7038 | 1287.2671 | -87.4367 | 0 | 0 | 0 | 0 | 0
5314 | 853.2232 | 573.23 | 2326.0123 | 888.0147 | -1437.9976 | 0 | 0 | 0 | 0 | 0
5315 | 1279.1002 | 624.73 | 2500.8076 | 1331.2576 | -1169.55 | 0 | 0 | 0 | 0 | 0
5316 | 1487.5921 | 779.12 | 3066.3095 | 1548.2512 | -1518.0583 | 0 | 0 | 0 | 0 | 0
5317 | 1377.6534 | 734.39 | 2902.2519 | 1433.8293 | -1468.4226 | 0 | 0 | 0 | 0 | 0
5318 | 1389.6814 | 711 | 2832.295 | 1446.3488 | -1385.9463 | 0 | 0 | 0 | 0 | 0
5319 | 1142.5534 | 360.51 | 1467.845 | 1189.1437 | -278.7013 | 0 | 0 | 0 | 0 | 0
5320 | 1250.1114 | 246 | 1007.8737 | 1007.8737 | 0 | 0 | 0 | 281.725 | 0 | 0
5321 | 1587.4332 | 67.43 | 255.5898 | 255.5898 | 0 | 0 | 0 | 1341.857 | 0 | 0
5322 | 1534.0547 | 43.01 | 150.2611 | 150.2611 | 0 | 0 | 0 | 1389.68 | 0 | 0
5323 | 1588.2052 | 0 | 0 | 0 | 0 | 0 | 0 | 1588.205 | 0 | 0
5324 | 1595.3702 | 0 | 0 | 0 | 0 | 0 | 0 | 1595.37 | 0 | 0
5325 | 1622.4644 | 0 | 0 | 0 | 0 | 0 | 0 | 1622.464 | 0 | 0
5326 | 1469.4619 | 0 | 0 | 0 | 0 | 0 | 0 | 1469.462 | 0 | 0
5327 | 1749.1697 | 0 | 0 | 0 | 0 | 0 | 0 | 1226.522 | 0 | 543.9599
5328 | 1341.9598 | 0 | 0 | 0 | 0 | 0 | 0 | 0 | 0 | 1396.6808
5329 | 1458.3055 | 0 | 0 | 0 | 0 | 0 | 0 | 1458.305 | 0 | 0
5330 | 1478.2277 | 0 | 0 | 0 | 0 | 0 | 0 | 1478.228 | 0 | 0
5331 | 1371.4446 | 0 | 0 | 0 | 0 | 0 | 0 | 1371.445 | 0 | 0
5332 | 1293.3496 | 0 | 0 | 0 | 0 | 0 | 0 | 1293.35 | 0 | 0
5333 | 1466.2743 | 0 | 0 | 0 | 0 | 0 | 0 | 1466.274 | 0 | 0
5334 | 1534.8067 | 0 | 0 | 0 | 0 | 0 | 0 | 1534.807 | 0 | 0
5335 | 1117.2373 | 76.38 | 282.293 | 282.293 | 0 | 0 | 0 | 0 | 0 | 880.5013
5336 | 1320.5663 | 328.19 | 1353.5968 | 1353.5968 | 0 | 0 | 0 | 0 | 0 | 20.8176
5337 | 1426.2447 | 414.22 | 1725.6194 | 1484.4017 | -241.2177 | 0 | 0 | 0 | 0 | 0
5338 | 1743.702 | 435.2 | 1784.6855 | 1784.6855 | 0 | 0 | 0 | 0 | 0 | 30.119
5339 | 1773.4518 | 719.47 | 2900.6012 | 1845.7677 | -1054.8335 | 0 | 0 | 0 | 0 | 0
5340 | 1551.0702 | 734.95 | 2950.214 | 1614.3177 | -1335.8963 | 0 | 0 | 0 | 0 | 0
5341 | 1468.154 | 758.93 | 3044.6187 | 1528.0206 | -1516.5981 | 0 | 0 | 0 | 0 | 0
5342 | 1368.2013 | 353.5 | 1436.042 | 1423.9918 | -12.0501 | 0 | 0 | 0 | 0 | 0
5343 | 1425.388 | 115.06 | 447.3581 | 447.3581 | 0 | 0 | 0 | 995.557 | 0 | 0
5344 | 1789.557 | 272.52 | 1123.2875 | 1123.2875 | 0 | 0 | 0 | 710.279 | 0 | 0
5345 | 1671.8207 | 15.67 | 38.7221 | 38.7221 | 0 | 0 | 0 | 1634.616 | 0 | 0
5346 | 1623.3211 | 5.87 | 0 | 0 | 0 | 0 | 0 | 1623.321 | 0 | 0
5347 | 1399.3357 | 0 | 0 | 0 | 0 | 0 | 0 | 0 | 0 | 1456.3964
5348 | 1383.398 | 0 | 0 | 0 | 0 | 0 | 0 | 0 | 0 | 1439.8085
5349 | 1339.5691 | 0 | 0 | 0 | 0 | 0 | 0 | 0 | 0 | 1394.1923
5350 | 1674.2622 | 0 | 0 | 0 | 0 | 0 | 0 | 63.313 | 0 | 1676.6383
5351 | 1441.5708 | 0 | 0 | 0 | 0 | 0 | 0 | 0 | 0 | 1500.3536
5352 | 1500.5405 | 0 | 0 | 0 | 0 | 0 | 0 | 1500.541 | 0 | 0
5353 | 1355.5069 | 0 | 0 | 0 | 0 | 0 | 0 | 1355.507 | 0 | 0
5354 | 1402.5233 | 0 | 0 | 0 | 0 | 0 | 0 | 1402.523 | 0 | 0
5355 | 1098.9089 | 0 | 0 | 0 | 0 | 0 | 0 | 1098.909 | 0 | 0
5356 | 1362.6789 | 0 | 0 | 0 | 0 | 0 | 0 | 1362.679 | 0 | 0
5357 | 1237.5674 | 0 | 0 | 0 | 0 | 0 | 0 | 1237.567 | 0 | 0
5358 | 1263.8647 | 0 | 0 | 0 | 0 | 0 | 0 | 1263.865 | 0 | 0
5359 | 1380.2104 | 58.55 | 216.1215 | 0 | -216.1215 | 0 | 0 | 1380.21 | 0 | 0
5360 | 1386.2658 | 26.45 | 83.6608 | 0 | -83.6608 | 0 | 0 | 1386.266 | 0 | 0
5361 | 1418.5776 | 124.29 | 495.2817 | 0 | -495.2817 | 0 | 0 | 1418.578 | 0 | 0
5362 | 1606.5008 | 506.45 | 2070.7326 | 394.0943 | -1676.6383 | 0 | 0 | 1227.847 | 0 | 0
5363 | 1395.5694 | 234.15 | 940.907 | 0 | -940.907 | 0 | 0 | 1395.569 | 0 | 0
5364 | 1749.1418 | 657.52 | 2628.0447 | 951.4063 | -1676.6383 | 0 | 0 | 835.011 | 0 | 0
5365 | 1070.1512 | 391.87 | 1578.594 | 0 | -1578.594 | 0 | 0 | 1070.151 | 0 | 0
5366 | 1155.2987 | 223.16 | 891.9207 | 0 | -891.9207 | 0 | 0 | 1155.299 | 0 | 0
5367 | 1561.8691 | 61.21 | 220.5406 | 0 | -220.5406 | 0 | 0 | 1561.869 | 0 | 0
5368 | 1337.3169 | 408.01 | 1683.0131 | 1152.9215 | -530.0916 | 0 | 0 | 229.566 | 0 | 0
5369 | 1556.0846 | 225.36 | 927.6568 | 927.6568 | 0 | 0 | 0 | 664.773 | 0 | 0
5370 | 1554.3395 | 47.74 | 169.0804 | 169.0804 | 0 | 0 | 0 | 1391.883 | 0 | 0
5371 | 914.8386 | 0 | 0 | 0 | 0 | 0 | 0 | 0 | 0 | 952.1432
5372 | 1265.4585 | 0 | 0 | 0 | 0 | 0 | 0 | 0 | 0 | 1317.0604
5373 | 1199.3168 | 0 | 0 | 0 | 0 | 0 | 0 | 0 | 0 | 1248.2213
5374 | 1364.2726 | 0 | 0 | 0 | 0 | 0 | 0 | 0 | 0 | 1419.9037
5375 | 1340.366 | 0 | 0 | 0 | 0 | 0 | 0 | 0 | 0 | 1395.0218
5376 | 1275.0212 | 0 | 0 | 0 | 0 | 0 | 0 | 1275.021 | 0 | 0
5377 | 2321.3354 | 0 | 0 | 0 | 0 | 0 | 0 | 2321.335 | 0 | 0
5378 | 2049.5965 | 0 | 0 | 0 | 0 | 0 | 0 | 2049.597 | 0 | 0
5379 | 2418.5558 | 0 | 0 | 0 | 0 | 0 | 0 | 2418.556 | 0 | 0
5380 | 2200.2084 | 0 | 0 | 0 | 0 | 0 | 0 | 2200.208 | 0 | 0
5381 | 1996.205 | 0 | 0 | 0 | 0 | 0 | 0 | 1996.205 | 0 | 0
5382 | 2369.9456 | 0 | 0 | 0 | 0 | 0 | 0 | 2369.946 | 0 | 0
5383 | 2032.8619 | 38.23 | 132.009 | 0 | -132.009 | 0 | 0 | 2032.862 | 0 | 0
5384 | 1717.081 | 125.59 | 508.8753 | 0 | -508.8753 | 0 | 0 | 1717.081 | 0 | 0
5385 | 1818.1981 | 359.33 | 1498.4428 | 0 | -1498.4428 | 0 | 0 | 1818.198 | 0 | 0
5386 | 2087.6529 | 504.96 | 2075.0966 | 398.4583 | -1676.6383 | 0 | 0 | 1704.806 | 0 | 0
5387 | 2288.3681 | 703.06 | 2845.4307 | 1168.7923 | -1676.6383 | 0 | 0 | 1165.368 | 0 | 0
5388 | 2277.5584 | 798.67 | 3204.813 | 2104.5256 | -1100.2874 | 0 | 0 | 255.486 | 0 | 0
5389 | 2252.5022 | 694.75 | 2798.6779 | 2344.3518 | -454.3261 | 0 | 0 | 0 | 0 | 0
5390 | 2381.0831 | 585.55 | 2374.9548 | 2374.9548 | 0 | 0 | 0 | 99.177 | 0 | 0
5391 | 2172.9459 | 267.19 | 1090.5644 | 1090.5644 | 0 | 0 | 0 | 1125.109 | 0 | 0
5392 | 1845.8412 | 42.17 | 146.2458 | 146.2458 | 0 | 0 | 0 | 1705.325 | 0 | 0
5393 | 2378.556 | 14.69 | 35.0492 | 35.0492 | 0 | 0 | 0 | 2344.88 | 0 | 0
5394 | 2247.4788 | 10.77 | 18.6715 | 18.6715 | 0 | 0 | 0 | 2229.539 | 0 | 0
5395 | 2405.0087 | 0 | 0 | 0 | 0 | 0 | 0 | 1673.983 | 0 | 760.8339
5396 | 1889.422 | 0 | 0 | 0 | 0 | 0 | 0 | 278.473 | 0 | 1676.6383
5397 | 2380.3051 | 0 | 0 | 0 | 0 | 0 | 0 | 769.356 | 0 | 1676.6383
5398 | 2206.5835 | 0 | 0 | 0 | 0 | 0 | 0 | 595.634 | 0 | 1676.6383
5399 | 2286.2723 | 0 | 0 | 0 | 0 | 0 | 0 | 675.323 | 0 | 1676.6383
5400 | 1948.3917 | 0 | 0 | 0 | 0 | 0 | 0 | 1948.392 | 0 | 0
5401 | 1804.9518 | 0 | 0 | 0 | 0 | 0 | 0 | 1804.952 | 0 | 0
5402 | 1843.2025 | 0 | 0 | 0 | 0 | 0 | 0 | 1843.202 | 0 | 0
5403 | 1243.9425 | 0 | 0 | 0 | 0 | 0 | 0 | 1243.943 | 0 | 0
5404 | 1298.1309 | 0 | 0 | 0 | 0 | 0 | 0 | 1298.131 | 0 | 0
5405 | 1563.4947 | 0 | 0 | 0 | 0 | 0 | 0 | 1563.495 | 0 | 0
5406 | 1161.0661 | 0 | 0 | 0 | 0 | 0 | 0 | 1161.066 | 0 | 0
5407 | 1122.8155 | 68.38 | 253.629 | 0 | -253.629 | 0 | 0 | 1122.816 | 0 | 0
5408 | 842.0808 | 327.46 | 1348.65 | 631.0656 | -717.5844 | 0 | 0 | 235.74 | 0 | 0
5409 | 1173.7765 | 414.83 | 1716.7551 | 1221.6399 | -495.1152 | 0 | 0 | 0 | 0 | 0
5410 | 1566.0129 | 574.26 | 2326.949 | 1629.8689 | -697.08 | 0 | 0 | 0 | 0 | 0
5411 | 1402.9586 | 574.75 | 2305.3248 | 1460.1672 | -845.1576 | 0 | 0 | 0 | 0 | 0
5412 | 1433.2991 | 661.1 | 2632.1745 | 1491.7443 | -1140.4301 | 0 | 0 | 0 | 0 | 0
5413 | 1510.4219 | 797.89 | 3159.1614 | 1572.0122 | -1587.1492 | 0 | 0 | 0 | 0 | 0
5414 | 1372.2356 | 738.5 | 2955.1129 | 1428.1914 | -1526.9216 | 0 | 0 | 0 | 0 | 0
5415 | 1544.9103 | 581.99 | 2367.5185 | 1607.9065 | -759.612 | 0 | 0 | 0 | 0 | 0
5416 | 1537.5301 | 446.43 | 1848.3832 | 1600.2255 | -248.1576 | 0 | 0 | 0 | 0 | 0
5417 | 1196.4679 | 312.36 | 1284.8161 | 1245.2561 | -39.5599 | 0 | 0 | 0 | 0 | 0
5418 | 1288.0652 | 91.04 | 303.9942 | 303.9942 | 0 | 0 | 0 | 995.982 | 0 | 0
5419 | 1408.1115 | 0 | 0 | 0 | 0 | 0 | 0 | 0 | 0 | 1465.5293
5420 | 1260.6772 | 0 | 0 | 0 | 0 | 0 | 0 | 0 | 0 | 1312.0834
5421 | 1176.207 | 0 | 0 | 0 | 0 | 0 | 0 | 0 | 0 | 1224.1689
5422 | 1688.6062 | 0 | 0 | 0 | 0 | 0 | 0 | 77.657 | 0 | 1676.6383
5423 | 1341.1629 | 0 | 0 | 0 | 0 | 0 | 0 | 0 | 0 | 1395.8513
5424 | 1206.4888 | 0 | 0 | 0 | 0 | 0 | 0 | 1206.489 | 0 | 0
5425 | 1402.5233 | 0 | 0 | 0 | 0 | 0 | 0 | 1402.523 | 0 | 0
5426 | 1134.7688 | 0 | 0 | 0 | 0 | 0 | 0 | 1134.769 | 0 | 0
5427 | 1440.7739 | 0 | 0 | 0 | 0 | 0 | 0 | 1440.774 | 0 | 0
5428 | 1137.9564 | 0 | 0 | 0 | 0 | 0 | 0 | 1137.956 | 0 | 0
5429 | 876.5771 | 0 | 0 | 0 | 0 | 0 | 0 | 876.577 | 0 | 0
5430 | 1141.1439 | 0 | 0 | 0 | 0 | 0 | 0 | 1141.144 | 0 | 0
5431 | 939.5312 | 80.72 | 295.9574 | 0 | -295.9574 | 0 | 0 | 939.531 | 0 | 0
5432 | 1269.4808 | 257.76 | 1070.2963 | 1040.451 | -29.8453 | 0 | 0 | 269.794 | 0 | 0
5433 | 1423.8829 | 448.88 | 1857.0081 | 1481.9444 | -375.0637 | 0 | 0 | 0 | 0 | 0
5434 | 1541.5026 | 630.62 | 2552.4041 | 1604.3595 | -948.0446 | 0 | 0 | 0 | 0 | 0
5435 | 1400.2571 | 875.05 | 3505.2332 | 1457.356 | -1676.6383 | 0 | 371.2388 | 0 | 0 | 0
5436 | 1426.2825 | 779.67 | 3079.2276 | 1484.4422 | -1594.7854 | 0 | 0 | 0 | 0 | 0
5437 | 1362.2406 | 685.67 | 2724.5954 | 1417.7878 | -1306.8077 | 0 | 0 | 0 | 0 | 0
5438 | 1667.2764 | 704.59 | 2810.0432 | 1735.2622 | -1074.7811 | 0 | 0 | 0 | 0 | 0
5439 | 1636.4498 | 561.77 | 2274.1545 | 1703.1792 | -570.9754 | 0 | 0 | 0 | 0 | 0
5440 | 1895.057 | 397.35 | 1635.1322 | 1635.1322 | 0 | 0 | 0 | 323.988 | 0 | 0
5441 | 1891.8794 | 87.49 | 339.2672 | 339.2672 | 0 | 0 | 0 | 1565.905 | 0 | 0
5442 | 1615.2725 | 17.62 | 45.3852 | 45.3852 | 0 | 0 | 0 | 1571.665 | 0 | 0
5443 | 1799.3766 | 0 | 0 | 0 | 0 | 0 | 0 | 557.825 | 0 | 1292.1785
5444 | 1355.5069 | 0 | 0 | 0 | 0 | 0 | 0 | 0 | 0 | 1410.7802
5445 | 1471.8526 | 0 | 0 | 0 | 0 | 0 | 0 | 0 | 0 | 1531.8704
5446 | 1823.2803 | 0 | 0 | 0 | 0 | 0 | 0 | 212.331 | 0 | 1676.6383
5447 | 1494.9623 | 0 | 0 | 0 | 0 | 0 | 0 | 0 | 0 | 1555.9218
5448 | 1516.4783 | 0 | 0 | 0 | 0 | 0 | 0 | 1516.478 | 0 | 0
5449 | 1078.9867 | 0 | 0 | 0 | 0 | 0 | 0 | 1078.987 | 0 | 0
5450 | 1199.3168 | 0 | 0 | 0 | 0 | 0 | 0 | 1199.317 | 0 | 0
5451 | 1483.009 | 0 | 0 | 0 | 0 | 0 | 0 | 1483.009 | 0 | 0
5452 | 1071.8147 | 0 | 0 | 0 | 0 | 0 | 0 | 1071.815 | 0 | 0
5453 | 1069.424 | 0 | 0 | 0 | 0 | 0 | 0 | 1069.424 | 0 | 0
5454 | 908.4526 | 0 | 0 | 0 | 0 | 0 | 0 | 908.453 | 0 | 0
5455 | 961.0472 | 80.56 | 295.8054 | 295.8054 | 0 | 0 | 0 | 676.832 | 0 | 0
5456 | 1232.0808 | 257.24 | 1071.8544 | 1071.8544 | 0 | 0 | 0 | 202.221 | 0 | 0
5457 | 898.5931 | 444.41 | 1847.8711 | 935.2347 | -912.6364 | 0 | 0 | 0 | 0 | 0
5458 | 1637.5824 | 581.82 | 2376.3286 | 1704.3584 | -671.9703 | 0 | 0 | 0 | 0 | 0
5459 | 1399.4642 | 639.05 | 2579.4664 | 1456.5297 | -1122.9368 | 0 | 0 | 0 | 0 | 0
5460 | 1253.0838 | 962.85 | 3872.1341 | 1304.1807 | -1676.6383 | 0 | 891.315 | 0 | 0 | 0
5461 | 1139.5362 | 758.09 | 3029.4452 | 1186.0037 | -1676.6383 | 0 | 166.8032 | 0 | 0 | 0
5462 | 1059.7836 | 883.33 | 3577.9096 | 1102.9986 | -1676.6383 | 0 | 798.2727 | 0 | 0 | 0
5463 | 1558.9445 | 738.23 | 3034.0985 | 1622.5138 | -572.9362 | 0 | 838.6486 | 0 | 0 | 0
5464 | 1523.5696 | 461.71 | 1906.4252 | 1585.6963 | 0 | 0 | 320.7289 | 0 | 0 | 0
5465 | 1542.7437 | 307.27 | 1244.7867 | 1244.7867 | 0 | 0 | 0 | 346.727 | 0 | 0
5466 | 951.0801 | 71.57 | 252.098 | 252.098 | 0 | 0 | 0 | 708.859 | 0 | 0
5467 | 976.1213 | 0 | 0 | 0 | 0 | 0 | 0 | 0 | 0 | 1015.9241
5468 | 1243.9425 | 0 | 0 | 0 | 0 | 0 | 0 | 0 | 0 | 1294.667
5469 | 1221.6297 | 0 | 0 | 0 | 0 | 0 | 0 | 0 | 0 | 1271.4442
5470 | 1326.8189 | 0 | 0 | 0 | 0 | 0 | 0 | 0 | 0 | 1380.9224
5471 | 1231.9892 | 0 | 0 | 0 | 0 | 0 | 0 | 0 | 0 | 1282.2256
5472 | 1280.5994 | 0 | 0 | 0 | 0 | 0 | 0 | 1280.599 | 0 | 0
5473 | 1526.8378 | 0 | 0 | 0 | 0 | 0 | 0 | 1526.838 | 0 | 0
5474 | 1339.5691 | 0 | 0 | 0 | 0 | 0 | 0 | 1339.569 | 0 | 0
5475 | 1200.1137 | 0 | 0 | 0 | 0 | 0 | 0 | 1200.114 | 0 | 0
5476 | 1116.4404 | 0 | 0 | 0 | 0 | 0 | 0 | 1116.44 | 0 | 0
5477 | 1081.3773 | 0 | 0 | 0 | 0 | 0 | 0 | 1081.377 | 0 | 0
5478 | 1066.2364 | 0 | 0 | 0 | 0 | 0 | 0 | 1066.236 | 0 | 0
5479 | 1336.3816 | 46.91 | 168.0511 | 168.0511 | 0 | 0 | 0 | 0.594 | 0 | 1222.206
5480 | 911.6949 | 260.37 | 1082.9199 | 948.871 | -134.0489 | 0 | 0 | 0 | 0 | 0
5481 | 1039.4979 | 562.21 | 2363.1763 | 1081.8854 | -1281.2909 | 0 | 0 | 0 | 0 | 0
5482 | 1131.3791 | 647.47 | 2621.2994 | 1177.513 | -1443.7864 | 0 | 0 | 0 | 0 | 0
5483 | 1048.2088 | 890.17 | 3569.344 | 1090.9516 | -1676.6383 | 0 | 801.7541 | 0 | 0 | 0
5484 | 1006.9788 | 960.1 | 3818.3041 | 1048.0404 | -1676.6383 | 0 | 1093.6254 | 0 | 0 | 0
5485 | 904.3835 | 957.1 | 3817.8139 | 941.2619 | -1676.6383 | 0 | 1199.9136 | 0 | 0 | 0
5486 | 1037.6411 | 875.17 | 3532.9376 | 1079.9527 | -421.3533 | 0 | 2031.6317 | 0 | 0 | 0
5487 | 1025.9707 | 729.64 | 3001.4348 | 1067.8068 | 0 | 0 | 1933.628 | 0 | 0 | 0
5488 | 1029.466 | 531.49 | 2233.9774 | 1071.4443 | 0 | 0 | 1162.5331 | 0 | 0 | 0
5489 | 1371.0223 | 302.36 | 1234.5767 | 1234.5767 | 0 | 0 | 0 | 184.816 | 0 | 0
5490 | 1163.9011 | 83.43 | 263.6319 | 263.6319 | 0 | 0 | 0 | 167.726 | 0 | 773.1639
5491 | 1193.7386 | 0 | 0 | 0 | 0 | 0 | 0 | 0 | 0 | 1242.4158
5492 | 1105.284 | 0 | 0 | 0 | 0 | 0 | 0 | 0 | 0 | 1150.3539
5493 | 1094.1275 | 0 | 0 | 0 | 0 | 0 | 0 | 0 | 0 | 1138.743
5494 | 1174.6132 | 0 | 0 | 0 | 0 | 0 | 0 | 0 | 0 | 1222.51
5495 | 1165.0506 | 0 | 0 | 0 | 0 | 0 | 0 | 0 | 0 | 1212.558
5496 | 495.6645 | 0 | 0 | 0 | 0 | 0 | 0 | 0 | 0 | 515.8756
5497 | 368.1624 | 0 | 0 | 0 | 0 | 0 | 0 | 368.162 | 0 | 0
5498 | 341.0682 | 0 | 0 | 0 | 0 | 0 | 0 | 341.068 | 0 | 0
5499 | 376.9281 | 0 | 0 | 0 | 0 | 0 | 0 | 376.928 | 0 | 0
5500 | 385.6939 | 0 | 0 | 0 | 0 | 0 | 0 | 385.694 | 0 | 0
5501 | 367.3655 | 0 | 0 | 0 | 0 | 0 | 0 | 367.365 | 0 | 0
5502 | 324.3335 | 0 | 0 | 0 | 0 | 0 | 0 | 324.334 | 0 | 0
5503 | 333.8962 | 39.21 | 135.7412 | 135.7412 | 0 | 0 | 0 | 0 | 0 | 211.77
5504 | 280.1859 | 325.45 | 1349.0309 | 291.6111 | -1057.4199 | 0 | 0 | 0 | 0 | 0
5505 | 809.242 | 556.88 | 2359.313 | 842.2403 | -1517.0727 | 0 | 0 | 0 | 0 | 0
5506 | 1188.3885 | 754.33 | 3123.5283 | 1236.8477 | -1676.6383 | 0 | 210.0423 | 0 | 0 | 0
5507 | 993.5084 | 902.56 | 3670.2598 | 1034.0211 | -1676.6383 | 0 | 959.6004 | 0 | 0 | 0
5508 | 1233.7922 | 834.24 | 3322.4166 | 1284.1021 | -1676.6383 | 0 | 361.6762 | 0 | 0 | 0
5509 | 1154.0047 | 606.22 | 2436.2004 | 1201.0606 | -705.987 | 0 | 529.1528 | 0 | 0 | 0
5510 | 1230.0597 | 690.96 | 2780.2947 | 1280.2169 | 0 | 0 | 1500.0778 | 0 | 0 | 0
5511 | 1043.0311 | 587.05 | 2388.947 | 1085.5625 | 0 | 0 | 1303.3846 | 0 | 0 | 0
5512 | 1276.6757 | 437.07 | 1808.2175 | 1328.7348 | 0 | 0 | 479.4827 | 0 | 0 | 0
5513 | 1051.0647 | 307.68 | 1252.4364 | 1093.9241 | 0 | 0 | 158.5124 | 0 | 0 | 0
5514 | 1040.0298 | 83.95 | 255.825 | 255.825 | 0 | 0 | 0 | 0 | 0 | 826.6141
5515 | 1084.0897 | 0 | 0 | 0 | 0 | 0 | 0 | 0 | 0 | 1128.2957
5516 | 894.9055 | 0 | 0 | 0 | 0 | 0 | 0 | 0 | 0 | 931.3964
5517 | 269.3482 | 0 | 0 | 0 | 0 | 0 | 0 | 0 | 0 | 280.3311
5518 | 90.8453 | 0 | 0 | 0 | 0 | 0 | 0 | 0 | 0 | 94.5494
5519 | 94.0328 | 0 | 0 | 0 | 0 | 0 | 0 | 0 | 0 | 97.8674
5520 | 90.8453 | 0 | 0 | 0 | 0 | 0 | 0 | 0 | 0 | 94.5494
5521 | 95.6266 | 0 | 0 | 0 | 0 | 0 | 0 | 0 | 0 | 99.5264
5522 | 87.6577 | 0 | 0 | 0 | 0 | 0 | 0 | 0 | 0 | 91.2324
5523 | 94.0328 | 0 | 0 | 0 | 0 | 0 | 0 | 0 | 0 | 97.8674
5524 | 85.267 | 0 | 0 | 0 | 0 | 0 | 0 | 0 | 0 | 88.7439
5525 | 94.8297 | 0 | 0 | 0 | 0 | 0 | 0 | 0 | 0 | 98.6969
5526 | 87.6577 | 0 | 0 | 0 | 0 | 0 | 0 | 0 | 0 | 91.2324
5527 | 93.2359 | 101.54 | 327.6459 | 97.0379 | -230.608 | 0 | 0 | 0 | 0 | 0
5528 | 76.7762 | 330.45 | 1368.5851 | 79.9067 | -1288.6784 | 0 | 0 | 0 | 0 | 0
5529 | 83.0716 | 562.97 | 2378.5184 | 86.4594 | -1676.6383 | 0 | 615.4207 | 0 | 0 | 0
5530 | 78.5941 | 758.69 | 3126.3561 | 81.7988 | -1278.9044 | 0 | 1765.6529 | 0 | 0 | 0
5531 | 85.6854 | 898.37 | 3628.9441 | 89.179 | 0 | 0 | 3539.7651 | 0 | 0 | 0
5532 | 80.162 | 969.29 | 3862.2072 | 83.4307 | 0 | 0 | 3778.7764 | 0 | 0 | 0
5533 | 88.2653 | 964.85 | 3836.2398 | 91.8642 | 0 | 0 | 3744.3756 | 0 | 0 | 0
5534 | 80.4469 | 889.47 | 3567.0991 | 83.7263 | 0 | 0 | 3483.3727 | 0 | 0 | 0
5535 | 94.9911 | 602.56 | 2433.0676 | 98.8644 | 0 | 0 | 2334.2032 | 0 | 0 | 0
5536 | 84.2281 | 539.03 | 2252.955 | 87.6625 | 0 | 0 | 2165.2924 | 0 | 0 | 0
5537 | 89.7426 | 304.16 | 1233.6775 | 93.4024 | 0 | 0 | 1140.2751 | 0 | 0 | 0
5538 | 80.4598 | 74.48 | 255.977 | 83.7409 | 0 | 0 | 172.2361 | 0 | 0 | 0
5539 | 96.4285 | 0 | 0 | 0 | 0 | 0 | 0 | 0 | 0 | 100.36
5540 | 86.0639 | 0 | 0 | 0 | 0 | 0 | 0 | 0 | 0 | 89.5734
5541 | 93.2359 | 0 | 0 | 0 | 0 | 0 | 0 | 0 | 0 | 97.0379
5542 | 86.8608 | 0 | 0 | 0 | 0 | 0 | 0 | 0 | 0 | 90.4029
5543 | 92.439 | 0 | 0 | 0 | 0 | 0 | 0 | 0 | 0 | 96.2084
5544 | 86.8608 | 0 | 0 | 0 | 0 | 0 | 0 | 0 | 0 | 90.4029
5545 | 93.2359 | 0 | 0 | 0 | 0 | 0 | 0 | 0 | 0 | 97.0379
5546 | 87.6577 | 0 | 0 | 0 | 0 | 0 | 0 | 0 | 0 | 91.2324
5547 | 92.439 | 0 | 0 | 0 | 0 | 0 | 0 | 0 | 0 | 96.2084
5548 | 86.8608 | 0 | 0 | 0 | 0 | 0 | 0 | 0 | 0 | 90.4029
5549 | 93.2359 | 0 | 0 | 0 | 0 | 0 | 0 | 0 | 0 | 97.0379
5550 | 82.8764 | 0 | 0 | 0 | 0 | 0 | 0 | 0 | 0 | 86.2554
5551 | 84.4702 | 99.86 | 334.1726 | 87.9144 | -246.2582 | 0 | 0 | 0 | 0 | 0
5552 | 79.4856 | 325.77 | 1351.739 | 82.7272 | -1002.5844 | 0 | 266.4274 | 0 | 0 | 0
5553 | 83.7151 | 556.99 | 2356.6434 | 87.1286 | 0 | 0 | 2269.5148 | 0 | 0 | 0
5554 | 80.1929 | 753.53 | 3116.7882 | 83.462 | 0 | 0 | 3033.3263 | 0 | 0 | 0
5555 | 80.8682 | 906.94 | 3685.4385 | 84.1655 | 0 | 0 | 3601.273 | 0 | 0 | 0
5556 | 79.7665 | 973.35 | 3916.364 | 83.0186 | 0 | 0 | 3833.3454 | 0 | 0 | 0
5557 | 81.1979 | 967.79 | 3886.5728 | 84.509 | 0 | 0 | 3802.0638 | 0 | 0 | 0
5558 | 74.3586 | 882.58 | 3575.8281 | 77.3911 | 0 | 0 | 3498.4369 | 0 | 0 | 0
5559 | 87.9635 | 565.25 | 2300.3717 | 91.5498 | 0 | 0 | 2208.8219 | 0 | 0 | 0
5560 | 78.7595 | 470.46 | 1949.9307 | 81.9716 | 0 | 0 | 1867.9591 | 0 | 0 | 0
5561 | 83.995 | 272.65 | 1124.7966 | 87.42 | 0 | 0 | 1037.3766 | 0 | 0 | 0
5562 | 78.9318 | 81.19 | 258.0856 | 82.1506 | 0 | 0 | 175.935 | 0 | 0 | 0
5563 | 94.8446 | 0 | 0 | 0 | 0 | 0 | 0 | 0 | 0 | 98.7125
5564 | 89.2515 | 0 | 0 | 0 | 0 | 0 | 0 | 0 | 0 | 92.8904
5565 | 93.2359 | 0 | 0 | 0 | 0 | 0 | 0 | 0 | 0 | 97.0379
5566 | 86.8608 | 0 | 0 | 0 | 0 | 0 | 0 | 0 | 0 | 90.4029
5567 | 96.4235 | 0 | 0 | 0 | 0 | 0 | 0 | 0 | 0 | 100.3548
5568 | 86.8608 | 0 | 0 | 0 | 0 | 0 | 0 | 0 | 0 | 90.4029
5569 | 93.2359 | 0 | 0 | 0 | 0 | 0 | 0 | 0 | 0 | 97.0379
5570 | 88.4546 | 0 | 0 | 0 | 0 | 0 | 0 | 0 | 0 | 92.0619
5571 | 86.8608 | 0 | 0 | 0 | 0 | 0 | 0 | 0 | 0 | 90.4029
5572 | 86.8608 | 0 | 0 | 0 | 0 | 0 | 0 | 0 | 0 | 90.4029
5573 | 93.2359 | 0 | 0 | 0 | 0 | 0 | 0 | 0 | 0 | 97.0379
5574 | 83.6733 | 0 | 0 | 0 | 0 | 0 | 0 | 0 | 0 | 87.0849
5575 | 86.8608 | 90.61 | 330.4893 | 90.4029 | -240.0864 | 0 | 0 | 0 | 0 | 0
5576 | 75.7243 | 330.8 | 1373.968 | 78.8118 | -1010.613 | 0 | 284.5432 | 0 | 0 | 0
5577 | 84.1783 | 563.33 | 2382.5608 | 87.6105 | 0 | 0 | 2294.9503 | 0 | 0 | 0
5578 | 72.4879 | 760.79 | 3147.6213 | 75.4438 | 0 | 0 | 3072.1774 | 0 | 0 | 0
5579 | 80.7865 | 753.93 | 3036.4247 | 84.0812 | 0 | 0 | 2952.3434 | 0 | 0 | 0
5580 | 74.8706 | 834.66 | 3324.7438 | 77.924 | 0 | 0 | 3246.8198 | 0 | 0 | 0
5581 | 86.2801 | 964.77 | 3882.7365 | 89.7982 | 0 | 0 | 3792.9383 | 0 | 0 | 0
5582 | 78.115 | 560.62 | 2262.8756 | 81.3003 | 0 | 0 | 2181.5754 | 0 | 0 | 0
5583 | 78.5463 | 609.23 | 2484.1791 | 81.7489 | 0 | 0 | 2402.4303 | 0 | 0 | 0
5584 | 79.3432 | 532.43 | 2241.2348 | 82.5784 | 0 | 0 | 2158.6564 | 0 | 0 | 0
5585 | 88.3072 | 298.37 | 1215.9156 | 91.9079 | 0 | 0 | 1124.0077 | 0 | 0 | 0
5586 | 82.3435 | 78.67 | 250.0279 | 85.7017 | 0 | 0 | 164.3262 | 0 | 0 | 0
5587 | 97.2562 | 0 | 0 | 0 | 0 | 0 | 0 | 0 | 0 | 101.2218
5588 | 88.4546 | 0 | 0 | 0 | 0 | 0 | 0 | 0 | 0 | 92.0619
5589 | 94.0328 | 0 | 0 | 0 | 0 | 0 | 0 | 0 | 0 | 97.8674
5590 | 86.8608 | 0 | 0 | 0 | 0 | 0 | 0 | 0 | 0 | 90.4029
5591 | 90.8453 | 0 | 0 | 0 | 0 | 0 | 0 | 0 | 0 | 94.5494
5592 | 84.4702 | 0 | 0 | 0 | 0 | 0 | 0 | 0 | 0 | 87.9144
5593 | 93.2359 | 0 | 0 | 0 | 0 | 0 | 0 | 0 | 0 | 97.0379
5594 | 81.2826 | 0 | 0 | 0 | 0 | 0 | 0 | 0 | 0 | 84.5975
5595 | 92.439 | 0 | 0 | 0 | 0 | 0 | 0 | 0 | 0 | 96.2084
5596 | 79.6888 | 0 | 0 | 0 | 0 | 0 | 0 | 0 | 0 | 82.9385
5597 | 90.0484 | 0 | 0 | 0 | 0 | 0 | 0 | 0 | 0 | 93.7199
5598 | 79.6888 | 0 | 0 | 0 | 0 | 0 | 0 | 0 | 0 | 82.9385
5599 | 86.0639 | 80.59 | 297.6413 | 89.5734 | -208.0679 | 0 | 0 | 0 | 0 | 0
5600 | 75.1595 | 257.01 | 1074.7748 | 78.2248 | -996.55 | 0 | 0 | 0 | 0 | 0
5601 | 85.1346 | 455.96 | 1906.8665 | 88.6065 | -21.185 | 0 | 1797.0749 | 0 | 0 | 0
5602 | 74.1644 | 598.89 | 2464.037 | 77.1892 | 0 | 0 | 2386.8478 | 0 | 0 | 0
5603 | 80.2656 | 733.19 | 2978.6168 | 83.5379 | 0 | 0 | 2895.0788 | 0 | 0 | 0
5604 | 72.995 | 741.51 | 2996.2913 | 75.9715 | 0 | 0 | 2920.3198 | 0 | 0 | 0
5605 | 82.3325 | 783.36 | 3158.6868 | 85.6892 | 0 | 0 | 3072.9976 | 0 | 0 | 0
5606 | 74.6694 | 667.2 | 2710.8718 | 77.7148 | 0 | 0 | 2633.157 | 0 | 0 | 0
5607 | 86.4494 | 607.72 | 2494.3028 | 89.9752 | 0 | 0 | 2404.3276 | 0 | 0 | 0
5608 | 80.9369 | 457.67 | 1907.8688 | 84.2374 | 0 | 0 | 1823.6314 | 0 | 0 | 0
5609 | 86.7502 | 269.65 | 1116.9013 | 90.2874 | 0 | 0 | 1026.6139 | 0 | 0 | 0
5610 | 79.3501 | 76.82 | 248.1691 | 82.5856 | 0 | 0 | 165.5834 | 0 | 0 | 0
5611 | 96.4444 | 0 | 0 | 0 | 0 | 0 | 0 | 0 | 0 | 100.3767
5612 | 87.6577 | 0 | 0 | 0 | 0 | 0 | 0 | 0 | 0 | 91.2324
5613 | 90.8453 | 0 | 0 | 0 | 0 | 0 | 0 | 0 | 0 | 94.5494
5614 | 86.0639 | 0 | 0 | 0 | 0 | 0 | 0 | 0 | 0 | 89.5734
5615 | 92.439 | 0 | 0 | 0 | 0 | 0 | 0 | 0 | 0 | 96.2084
5616 | 87.6577 | 0 | 0 | 0 | 0 | 0 | 0 | 0 | 0 | 91.2324
5617 | 94.0328 | 0 | 0 | 0 | 0 | 0 | 0 | 0 | 0 | 97.8674
5618 | 86.8608 | 0 | 0 | 0 | 0 | 0 | 0 | 0 | 0 | 90.4029
5619 | 93.2359 | 0 | 0 | 0 | 0 | 0 | 0 | 0 | 0 | 97.0379
5620 | 79.6888 | 0 | 0 | 0 | 0 | 0 | 0 | 0 | 0 | 82.9385
5621 | 88.4546 | 0 | 0 | 0 | 0 | 0 | 0 | 0 | 0 | 92.0619
5622 | 86.0639 | 0 | 0 | 0 | 0 | 0 | 0 | 0 | 0 | 89.5734
5623 | 88.4546 | 94.48 | 341.6693 | 92.0609 | -249.6085 | 0 | 0 | 0 | 0 | 0
5624 | 78.9726 | 285.56 | 1193.6263 | 82.1922 | -989.1001 | 0 | 122.3339 | 0 | 0 | 0
5625 | 84.4114 | 451.44 | 1880.2018 | 87.853 | 0 | 0 | 1792.3488 | 0 | 0 | 0
5626 | 75.3169 | 617.48 | 2524.6341 | 78.3882 | 0 | 0 | 2446.2459 | 0 | 0 | 0
5627 | 86.3179 | 719.78 | 2902.0937 | 89.8367 | 0 | 0 | 2812.257 | 0 | 0 | 0
5628 | 74.6116 | 781.18 | 3127.5062 | 77.6544 | 0 | 0 | 3049.8517 | 0 | 0 | 0
5629 | 87.3011 | 736.47 | 2953.3311 | 90.8609 | 0 | 0 | 2862.4703 | 0 | 0 | 0
5630 | 82.3166 | 277.28 | 1118.4604 | 85.6736 | 0 | 0 | 1032.7867 | 0 | 0 | 0
5631 | 88.9845 | 405.72 | 1658.8546 | 92.6125 | 0 | 0 | 1566.2421 | 0 | 0 | 0
5632 | 81.1182 | 347.19 | 1437.039 | 84.4257 | 0 | 0 | 1352.6133 | 0 | 0 | 0
5633 | 82.9302 | 125.32 | 503.1167 | 86.3116 | 0 | 0 | 416.8051 | 0 | 0 | 0
5634 | 82.6104 | 41.96 | 143.6959 | 85.9786 | 0 | 0 | 57.7173 | 0 | 0 | 0
5635 | 95.6336 | 0 | 0 | 0 | 0 | 0 | 0 | 0 | 0 | 99.5336
5636 | 90.8453 | 0 | 0 | 0 | 0 | 0 | 0 | 0 | 0 | 94.5494
5637 | 93.2359 | 0 | 0 | 0 | 0 | 0 | 0 | 0 | 0 | 97.0379
5638 | 88.4546 | 0 | 0 | 0 | 0 | 0 | 0 | 0 | 0 | 92.0619
5639 | 97.2204 | 0 | 0 | 0 | 0 | 0 | 0 | 0 | 0 | 101.1843
5640 | 90.0484 | 0 | 0 | 0 | 0 | 0 | 0 | 0 | 0 | 93.7199
5641 | 92.439 | 0 | 0 | 0 | 0 | 0 | 0 | 0 | 0 | 96.2084
5642 | 86.0639 | 0 | 0 | 0 | 0 | 0 | 0 | 0 | 0 | 89.5734
5643 | 90.8453 | 0 | 0 | 0 | 0 | 0 | 0 | 0 | 0 | 94.5494
5644 | 86.8608 | 0 | 0 | 0 | 0 | 0 | 0 | 0 | 0 | 90.4029
5645 | 92.439 | 0 | 0 | 0 | 0 | 0 | 0 | 0 | 0 | 96.2084
5646 | 85.267 | 0 | 0 | 0 | 0 | 0 | 0 | 0 | 0 | 88.7439
5647 | 76.5013 | 70.27 | 260.7989 | 79.6205 | -181.1784 | 0 | 0 | 0 | 0 | 0
5648 | 82.453 | 254.6 | 1062.9412 | 85.8162 | -977.125 | 0 | 0 | 0 | 0 | 0
5649 | 644.2323 | 465.2 | 1940.6626 | 670.5017 | -103.4636 | 0 | 1166.6973 | 0 | 0 | 0
5650 | 550.7832 | 607.23 | 2489.459 | 573.2422 | 0 | 0 | 1916.2168 | 0 | 0 | 0
5651 | 872.9741 | 670.53 | 2714.9579 | 908.5711 | 0 | 0 | 1806.3868 | 0 | 0 | 0
5652 | 946.1464 | 481.86 | 1949.0752 | 984.7268 | 0 | 0 | 964.3484 | 0 | 0 | 0
5653 | 1239.5337 | 244.98 | 979.8632 | 979.8632 | 0 | 0 | 0 | 298.061 | 0 | 0
5654 | 1165.2976 | 297.22 | 1199.1997 | 1199.1997 | 0 | 0 | 0 | 13.081 | 0 | 0
5655 | 1376.3664 | 51.05 | 178.2497 | 178.2497 | 0 | 0 | 0 | 1205.1 | 0 | 0
5656 | 885.9086 | 31.38 | 100.4412 | 100.4412 | 0 | 0 | 0 | 789.402 | 0 | 0
5657 | 1355.6593 | 12.73 | 26.7355 | 26.7355 | 0 | 0 | 0 | 1233.634 | 0 | 100.2653
5658 | 1090.8972 | 21.55 | 60.5919 | 60.5919 | 0 | 0 | 0 | 0 | 0 | 1074.7883
5659 | 1122.6312 | 0 | 0 | 0 | 0 | 0 | 0 | 0 | 0 | 1168.4083
5660 | 1206.4888 | 0 | 0 | 0 | 0 | 0 | 0 | 0 | 0 | 1255.6858
5661 | 1114.0497 | 0 | 0 | 0 | 0 | 0 | 0 | 0 | 0 | 1159.4774
5662 | 1332.3971 | 0 | 0 | 0 | 0 | 0 | 0 | 0 | 0 | 1386.7279
5663 | 1107.6746 | 0 | 0 | 0 | 0 | 0 | 0 | 0 | 0 | 1152.8424
5664 | 162.5652 | 0 | 0 | 0 | 0 | 0 | 0 | 0 | 0 | 169.1939
5665 | 108.3768 | 0 | 0 | 0 | 0 | 0 | 0 | 108.377 | 0 | 0
5666 | 94.0328 | 0 | 0 | 0 | 0 | 0 | 0 | 94.033 | 0 | 0
5667 | 105.1892 | 0 | 0 | 0 | 0 | 0 | 0 | 105.189 | 0 | 0
5668 | 101.2048 | 0 | 0 | 0 | 0 | 0 | 0 | 101.205 | 0 | 0
5669 | 105.1892 | 0 | 0 | 0 | 0 | 0 | 0 | 105.189 | 0 | 0
5670 | 94.8297 | 0 | 0 | 0 | 0 | 0 | 0 | 94.83 | 0 | 0
5671 | 86.8608 | 41.16 | 143.9415 | 90.4029 | -53.5386 | 0 | 0 | 0 | 0 | 0
5672 | 82.0825 | 338.39 | 1400.3006 | 85.4301 | -1314.8706 | 0 | 0 | 0 | 0 | 0
5673 | 832.2691 | 574.99 | 2417.3873 | 866.2063 | -1551.181 | 0 | 0 | 0 | 0 | 0
5674 | 1035.63 | 773.15 | 3178.4376 | 1077.8607 | -1676.6383 | 0 | 423.9386 | 0 | 0 | 0
5675 | 888.0562 | 905.16 | 3655.2549 | 924.2691 | -1676.6383 | 0 | 1054.3475 | 0 | 0 | 0
5676 | 1347.1615 | 975.26 | 3903.272 | 1402.0949 | -1676.6383 | 0 | 824.5388 | 0 | 0 | 0
5677 | 1336.4483 | 968.49 | 3878.514 | 1390.9451 | -360.8883 | 0 | 2126.6806 | 0 | 0 | 0
5678 | 1189.8149 | 886.98 | 3586.3212 | 1238.3318 | 0 | 0 | 2347.9893 | 0 | 0 | 0
5679 | 1475.6089 | 539.89 | 2199.2602 | 1535.7796 | 0 | 0 | 663.4806 | 0 | 0 | 0
5680 | 1639.9322 | 532.94 | 2239.6382 | 1706.8032 | 0 | 0 | 532.835 | 0 | 0 | 0
5681 | 1706.823 | 220.52 | 908.6689 | 908.6689 | 0 | 0 | 0 | 833.755 | 0 | 0
5682 | 1428.5228 | 34.29 | 112.0136 | 112.0136 | 0 | 0 | 0 | 1320.898 | 0 | 0
5683 | 1533.5207 | 0 | 0 | 0 | 0 | 0 | 0 | 654.194 | 0 | 915.1821
5684 | 1655.1368 | 0 | 0 | 0 | 0 | 0 | 0 | 44.187 | 0 | 1676.6383
5685 | 1609.7142 | 0 | 0 | 0 | 0 | 0 | 0 | 0 | 0 | 1675.353
5686 | 1722.0755 | 0 | 0 | 0 | 0 | 0 | 0 | 111.126 | 0 | 1676.6383
5687 | 1463.8837 | 0 | 0 | 0 | 0 | 0 | 0 | 0 | 0 | 1523.5765
5688 | 1754.7479 | 0 | 0 | 0 | 0 | 0 | 0 | 1754.748 | 0 | 0
5689 | 1349.1318 | 0 | 0 | 0 | 0 | 0 | 0 | 1349.132 | 0 | 0
5690 | 1326.022 | 0 | 0 | 0 | 0 | 0 | 0 | 1326.022 | 0 | 0
5691 | 1411.2891 | 0 | 0 | 0 | 0 | 0 | 0 | 1411.289 | 0 | 0
5692 | 1294.1465 | 0 | 0 | 0 | 0 | 0 | 0 | 1294.146 | 0 | 0
5693 | 1482.2121 | 0 | 0 | 0 | 0 | 0 | 0 | 1482.212 | 0 | 0
5694 | 1483.009 | 0 | 0 | 0 | 0 | 0 | 0 | 1483.009 | 0 | 0
5695 | 1287.7714 | 77.24 | 286.0356 | 286.0356 | 0 | 0 | 0 | 1012.942 | 0 | 0
5696 | 1284.4902 | 249.61 | 1037.7585 | 1037.7585 | 0 | 0 | 0 | 287.391 | 0 | 0
5697 | 1520.7915 | 414.87 | 1714.4175 | 1582.804 | -131.6135 | 0 | 0 | 0 | 0 | 0
5698 | 1079.7616 | 549.34 | 2234.3812 | 1123.7912 | -1110.59 | 0 | 0 | 0 | 0 | 0
5699 | 1397.4561 | 670.39 | 2693.4148 | 1454.4398 | -1238.975 | 0 | 0 | 0 | 0 | 0
5700 | 1300.2516 | 816.77 | 3243.916 | 1353.2721 | -1676.6383 | 0 | 214.0056 | 0 | 0 | 0
5701 | 1512.0147 | 760.19 | 3028.5356 | 1573.6701 | -1454.8655 | 0 | 0 | 0 | 0 | 0
5702 | 1330.6818 | 654.22 | 2628.001 | 1384.9429 | -1243.058 | 0 | 0 | 0 | 0 | 0
5703 | 1355.5716 | 577.62 | 2343.3985 | 1410.8479 | -932.5506 | 0 | 0 | 0 | 0 | 0
5704 | 1598.3855 | 255.92 | 1047.3743 | 1047.3743 | 0 | 0 | 0 | 592.046 | 0 | 0
5705 | 1495.9604 | 125.31 | 502.6213 | 502.6213 | 0 | 0 | 0 | 1013.032 | 0 | 0
5706 | 1298.7306 | 45.02 | 155.4265 | 155.4265 | 0 | 0 | 0 | 1149.393 | 0 | 0
5707 | 1402.2623 | 0 | 0 | 0 | 0 | 0 | 0 | 0 | 0 | 1459.4417
5708 | 1392.1637 | 0 | 0 | 0 | 0 | 0 | 0 | 0 | 0 | 1448.932
5709 | 1202.5043 | 0 | 0 | 0 | 0 | 0 | 0 | 0 | 0 | 1251.5383
5710 | 1352.3193 | 0 | 0 | 0 | 0 | 0 | 0 | 0 | 0 | 1407.4622
5711 | 1295.7403 | 0 | 0 | 0 | 0 | 0 | 0 | 0 | 0 | 1348.5761
5712 | 1243.9425 | 0 | 0 | 0 | 0 | 0 | 0 | 1243.943 | 0 | 0
5713 | 1173.8164 | 0 | 0 | 0 | 0 | 0 | 0 | 1173.816 | 0 | 0
5714 | 1220.8328 | 0 | 0 | 0 | 0 | 0 | 0 | 1220.833 | 0 | 0
5715 | 1220.0359 | 0 | 0 | 0 | 0 | 0 | 0 | 1220.036 | 0 | 0
5716 | 899.6868 | 0 | 0 | 0 | 0 | 0 | 0 | 899.687 | 0 | 0
5717 | 1117.2373 | 0 | 0 | 0 | 0 | 0 | 0 | 1117.237 | 0 | 0
5718 | 1305.3029 | 0 | 0 | 0 | 0 | 0 | 0 | 1305.303 | 0 | 0
5719 | 1147.519 | 97.42 | 352.2509 | 352.2509 | 0 | 0 | 0 | 729.998 | 0 | 82.2963
5720 | 929.5402 | 298.44 | 1249.3911 | 967.4447 | -281.9464 | 0 | 0 | 0 | 0 | 0
5721 | 1210.9693 | 393.85 | 1636.5601 | 1260.3484 | -376.2117 | 0 | 0 | 0 | 0 | 0
5722 | 1135.0278 | 559.41 | 2286.3753 | 1181.3108 | -1105.0645 | 0 | 0 | 0 | 0 | 0
5723 | 1545.1075 | 916.28 | 3706.7318 | 1608.1125 | -1676.6383 | 0 | 421.9809 | 0 | 0 | 0
5724 | 1332.948 | 386.41 | 1554.1202 | 1387.3013 | -166.8188 | 0 | 0 | 0 | 0 | 0
5725 | 1136.3975 | 981.7 | 3909.6187 | 1182.7356 | -1676.6383 | 0 | 1050.2447 | 0 | 0 | 0
5726 | 1310.148 | 610.95 | 2445.049 | 1363.5716 | -1081.4774 | 0 | 0 | 0 | 0 | 0
5727 | 1355.743 | 738.32 | 3010.2127 | 1411.0259 | -1599.1868 | 0 | 0 | 0 | 0 | 0
5728 | 1265.597 | 471.25 | 1940.674 | 1317.204 | -346.4132 | 0 | 277.0569 | 0 | 0 | 0
5729 | 1372.3541 | 20.57 | 58.1513 | 58.1513 | 0 | 0 | 0 | 1316.482 | 0 | 0
5730 | 1424.6399 | 57.39 | 196.2791 | 196.2791 | 0 | 0 | 0 | 888.07 | 0 | 362.1705
5731 | 1131.4817 | 0 | 0 | 0 | 0 | 0 | 0 | 0 | 0 | 1177.6202
5732 | 1318.85 | 0 | 0 | 0 | 0 | 0 | 0 | 0 | 0 | 1372.6285
5733 | 1212.067 | 0 | 0 | 0 | 0 | 0 | 0 | 0 | 0 | 1261.4912
5734 | 1363.4758 | 0 | 0 | 0 | 0 | 0 | 0 | 0 | 0 | 1419.0742
5735 | 1298.9278 | 0 | 0 | 0 | 0 | 0 | 0 | 0 | 0 | 1351.8941
5736 | 502.0396 | 0 | 0 | 0 | 0 | 0 | 0 | 0 | 0 | 522.5116
5737 | 307.5989 | 0 | 0 | 0 | 0 | 0 | 0 | 307.599 | 0 | 0
5738 | 222.3318 | 0 | 0 | 0 | 0 | 0 | 0 | 222.332 | 0 | 0
5739 | 304.4113 | 0 | 0 | 0 | 0 | 0 | 0 | 304.411 | 0 | 0
5740 | 233.4883 | 0 | 0 | 0 | 0 | 0 | 0 | 233.488 | 0 | 0
5741 | 283.6922 | 0 | 0 | 0 | 0 | 0 | 0 | 283.692 | 0 | 0
5742 | 279.7078 | 0 | 0 | 0 | 0 | 0 | 0 | 279.708 | 0 | 0
5743 | 278.114 | 105.44 | 348.2345 | 289.4546 | -58.78 | 0 | 0 | 0 | 0 | 0
5744 | 207.0754 | 338.97 | 1406.8117 | 215.5199 | -1191.2919 | 0 | 0 | 0 | 0 | 0
5745 | 1378.0269 | 364.27 | 1498.9444 | 1434.2185 | -64.7259 | 0 | 0 | 0 | 0 | 0
5746 | 1300.4519 | 774.36 | 3131.4174 | 1353.4803 | -1676.6383 | 0 | 101.2988 | 0 | 0 | 0
5747 | 1608.7589 | 915.67 | 3620.875 | 1674.359 | -1676.6383 | 0 | 269.8776 | 0 | 0 | 0
5748 | 1772.0822 | 984.34 | 3849.5232 | 1844.3429 | -1676.6383 | 0 | 328.542 | 0 | 0 | 0
5749 | 1617.9401 | 836.25 | 3254.4154 | 1683.9144 | -1570.501 | 0 | 0 | 0 | 0 | 0
5750 | 1533.0237 | 554.44 | 2206.0274 | 1595.5348 | -395.1809 | 0 | 215.3117 | 0 | 0 | 0
5751 | 1780.7354 | 582.69 | 2339.2187 | 1853.3477 | 0 | 0 | 485.871 | 0 | 0 | 0
5752 | 1349.0361 | 73.47 | 273.8804 | 273.8804 | 0 | 0 | 0 | 1085.886 | 0 | 0
5753 | 1613.9387 | 90.32 | 350.1746 | 350.1746 | 0 | 0 | 0 | 1277.484 | 0 | 0
5754 | 1295.9295 | 23.51 | 67.5225 | 67.5225 | 0 | 0 | 0 | 1231.053 | 0 | 0
5755 | 1388.6465 | 0 | 0 | 0 | 0 | 0 | 0 | 0 | 0 | 1445.2705
5756 | 1267.0523 | 0 | 0 | 0 | 0 | 0 | 0 | 0 | 0 | 1318.7183
5757 | 1465.4775 | 0 | 0 | 0 | 0 | 0 | 0 | 0 | 0 | 1525.2345
5758 | 1438.3833 | 0 | 0 | 0 | 0 | 0 | 0 | 0 | 0 | 1497.0356
5759 | 1352.3193 | 0 | 0 | 0 | 0 | 0 | 0 | 0 | 0 | 1407.4622
5760 | 574.5564 | 0 | 0 | 0 | 0 | 0 | 0 | 574.556 | 0 | 0
5761 | 496.4614 | 0 | 0 | 0 | 0 | 0 | 0 | 496.461 | 0 | 0
5762 | 496.4614 | 0 | 0 | 0 | 0 | 0 | 0 | 496.461 | 0 | 0
5763 | 502.0396 | 0 | 0 | 0 | 0 | 0 | 0 | 502.04 | 0 | 0
5764 | 419.9601 | 0 | 0 | 0 | 0 | 0 | 0 | 419.96 | 0 | 0
5765 | 483.7112 | 0 | 0 | 0 | 0 | 0 | 0 | 483.711 | 0 | 0
5766 | 465.3827 | 0 | 0 | 0 | 0 | 0 | 0 | 465.383 | 0 | 0
5767 | 470.1641 | 78.53 | 290.6504 | 0 | -290.6504 | 0 | 0 | 470.164 | 0 | 0
5768 | 384.0224 | 250.94 | 1042.7657 | 0 | -1042.7657 | 0 | 0 | 384.022 | 0 | 0
5769 | 1040.75 | 397.61 | 1644.6667 | 0 | -1644.6667 | 0 | 0 | 1040.75 | 0 | 0
5770 | 1686.0651 | 512.75 | 2089.9599 | 547.3164 | -1542.6435 | 0 | 0 | 1160.192 | 0 | 0
5771 | 1865.857 | 713.26 | 2864.2604 | 1941.9407 | -922.3197 | 0 | 0 | 0 | 0 | 0
5772 | 1807.6941 | 610.58 | 2451.914 | 1881.406 | -570.508 | 0 | 0 | 0 | 0 | 0
5773 | 1599.518 | 980.3 | 3929.1187 | 1664.7412 | -1676.6383 | 0 | 587.7391 | 0 | 0 | 0
5774 | 1650.484 | 502.31 | 2033.427 | 1717.7854 | -315.6416 | 0 | 0 | 0 | 0 | 0
5775 | 1952.3423 | 490.41 | 2003.7066 | 2003.7066 | 0 | 0 | 0 | 27.14 | 0 | 0
5776 | 1917.6398 | 186.47 | 756.8487 | 756.8487 | 0 | 0 | 0 | 1190.443 | 0 | 0
5777 | 1638.3992 | 32.34 | 107.1698 | 107.1698 | 0 | 0 | 0 | 1535.428 | 0 | 0
5778 | 1789.8428 | 34.26 | 111.0436 | 111.0436 | 0 | 0 | 0 | 1683.149 | 0 | 0
5779 | 1557.9215 | 0 | 0 | 0 | 0 | 0 | 0 | 542.327 | 0 | 1057.0067
5780 | 1417.6642 | 0 | 0 | 0 | 0 | 0 | 0 | 0 | 0 | 1475.4718
5781 | 1755.5448 | 0 | 0 | 0 | 0 | 0 | 0 | 144.595 | 0 | 1676.6383
5782 | 1519.6659 | 0 | 0 | 0 | 0 | 0 | 0 | 0 | 0 | 1581.6331
5783 | 1699.7626 | 0 | 0 | 0 | 0 | 0 | 0 | 88.813 | 0 | 1676.6383
5784 | 524.3525 | 0 | 0 | 0 | 0 | 0 | 0 | 524.352 | 0 | 0
5785 | 475.7423 | 0 | 0 | 0 | 0 | 0 | 0 | 475.742 | 0 | 0
5786 | 485.3049 | 0 | 0 | 0 | 0 | 0 | 0 | 485.305 | 0 | 0
5787 | 448.6481 | 0 | 0 | 0 | 0 | 0 | 0 | 448.648 | 0 | 0
5788 | 408.8037 | 0 | 0 | 0 | 0 | 0 | 0 | 408.804 | 0 | 0
5789 | 496.4614 | 0 | 0 | 0 | 0 | 0 | 0 | 496.461 | 0 | 0
5790 | 478.9298 | 0 | 0 | 0 | 0 | 0 | 0 | 478.93 | 0 | 0
5791 | 400.8348 | 64.89 | 240.2966 | 240.2966 | 0 | 0 | 0 | 169.953 | 0 | 0
5792 | 182.8679 | 212.8 | 877.1063 | 190.3248 | -686.7815 | 0 | 0 | 0 | 0 | 0
5793 | 1356.1404 | 390.21 | 1599.7395 | 1411.439 | -188.3005 | 0 | 0 | 0 | 0 | 0
5794 | 1493.0687 | 563.25 | 2257.5365 | 1553.9505 | -703.5859 | 0 | 0 | 0 | 0 | 0
5795 | 1601.832 | 690.08 | 2713.1053 | 1667.1496 | -1045.9557 | 0 | 0 | 0 | 0 | 0
5796 | 1394.3631 | 739.92 | 2885.0624 | 1451.2207 | -1433.8418 | 0 | 0 | 0 | 0 | 0
5797 | 1717.3001 | 726.27 | 2841.3279 | 1787.326 | -1054.0019 | 0 | 0 | 0 | 0 | 0
5798 | 1250.3824 | 747.47 | 2941.4694 | 1301.3686 | -1640.1008 | 0 | 0 | 0 | 0 | 0
5799 | 1121.1221 | 612.04 | 2458.7249 | 1166.8378 | -1291.8871 | 0 | 0 | 0 | 0 | 0
5800 | 1607.7798 | 257.03 | 1047.7344 | 1047.7344 | 0 | 0 | 0 | 601.095 | 0 | 0
5801 | 1448.2039 | 70.27 | 265.6968 | 265.6968 | 0 | 0 | 0 | 1192.917 | 0 | 0
5802 | 1364.7797 | 18.61 | 47.9892 | 47.9892 | 0 | 0 | 0 | 1318.67 | 0 | 0
5803 | 1446.5205 | 0 | 0 | 0 | 0 | 0 | 0 | 0 | 0 | 1505.5044
5804 | 1027.9858 | 0 | 0 | 0 | 0 | 0 | 0 | 0 | 0 | 1069.904
5805 | 1208.0826 | 0 | 0 | 0 | 0 | 0 | 0 | 0 | 0 | 1257.3448
5806 | 1391.3668 | 0 | 0 | 0 | 0 | 0 | 0 | 0 | 0 | 1448.1025
5807 | 960.2503 | 0 | 0 | 0 | 0 | 0 | 0 | 0 | 0 | 999.4059
5808 | 1379.4135 | 0 | 0 | 0 | 0 | 0 | 0 | 1379.414 | 0 | 0
5809 | 1115.6435 | 0 | 0 | 0 | 0 | 0 | 0 | 1115.644 | 0 | 0
5810 | 1562.6978 | 0 | 0 | 0 | 0 | 0 | 0 | 1562.698 | 0 | 0
5811 | 1405.7108 | 0 | 0 | 0 | 0 | 0 | 0 | 1405.711 | 0 | 0
5812 | 1476.6339 | 0 | 0 | 0 | 0 | 0 | 0 | 1476.634 | 0 | 0
5813 | 1177.8008 | 0 | 0 | 0 | 0 | 0 | 0 | 1177.801 | 0 | 0
5814 | 1127.5968 | 0 | 0 | 0 | 0 | 0 | 0 | 1055.925 | 0 | 74.5946
5815 | 1133.1751 | 82.89 | 305.8135 | 305.8135 | 0 | 0 | 0 | 0 | 0 | 873.5687
5816 | 181.302 | 350.1 | 1442.2918 | 188.6949 | -1253.5969 | 0 | 0 | 0 | 0 | 0
5817 | 479.2755 | 390.48 | 1596.612 | 498.8183 | -1097.7937 | 0 | 0 | 0 | 0 | 0
5818 | 453.9145 | 789.12 | 3143.9213 | 472.4232 | -1676.6383 | 0 | 994.8598 | 0 | 0 | 0
5819 | 496.7951 | 927.72 | 3596.7935 | 517.0537 | -1676.6383 | 0 | 1403.1014 | 0 | 0 | 0
5820 | 414.3719 | 997.29 | 3817.0832 | 431.2688 | -1676.6383 | 0 | 1709.1761 | 0 | 0 | 0
5821 | 318.7732 | 989.49 | 3796.4446 | 331.7715 | -929.09 | 0 | 2535.5831 | 0 | 0 | 0
5822 | 334.3604 | 898.49 | 3502.2149 | 347.9952 | 0 | 0 | 3154.2198 | 0 | 0 | 0
5823 | 406.4429 | 746.79 | 2984.0549 | 423.0164 | 0 | 0 | 2561.0384 | 0 | 0 | 0
5824 | 328.2074 | 537.32 | 2216.2322 | 341.5902 | 0 | 0 | 1874.642 | 0 | 0 | 0
5825 | 412.0002 | 295.9 | 1183.3882 | 428.8 | 0 | 0 | 754.5882 | 0 | 0 | 0
5826 | 284.013 | 69.31 | 194.8948 | 194.8948 | 0 | 0 | 0 | 0 | 0 | 100.6993
5827 | 303.3544 | 0 | 0 | 0 | 0 | 0 | 0 | 0 | 0 | 315.7238
5828 | 260.5825 | 0 | 0 | 0 | 0 | 0 | 0 | 0 | 0 | 271.2077
5829 | 203.2065 | 0 | 0 | 0 | 0 | 0 | 0 | 0 | 0 | 211.4921
5830 | 329.9117 | 0 | 0 | 0 | 0 | 0 | 0 | 0 | 0 | 343.3648
5831 | 295.6455 | 0 | 0 | 0 | 0 | 0 | 0 | 0 | 0 | 307.7015
5832 | 301.2237 | 0 | 0 | 0 | 0 | 0 | 0 | 0 | 0 | 313.5069
5833 | 332.0389 | 0 | 0 | 0 | 0 | 0 | 0 | 0 | 0 | 345.5785
5834 | 303.4149 | 0 | 0 | 0 | 0 | 0 | 0 | 0 | 0 | 315.7873
5835 | 303.4149 | 0 | 0 | 0 | 0 | 0 | 0 | 0 | 0 | 315.7873
5836 | 323.0428 | 0 | 0 | 0 | 0 | 0 | 0 | 0 | 0 | 336.2157
5837 | 232.2637 | 0 | 0 | 0 | 0 | 0 | 0 | 0 | 0 | 241.735
5838 | 282.1513 | 0 | 0 | 0 | 0 | 0 | 0 | 0 | 0 | 293.6562
5839 | 262.5234 | 62.41 | 229.9992 | 229.9992 | 0 | 0 | 0 | 0 | 0 | 43.2297
5840 | 251.6319 | 238.53 | 993.9533 | 261.8927 | -732.0605 | 0 | 0 | 0 | 0 | 0
5841 | 470.5752 | 383.66 | 1590.9023 | 489.7635 | -1101.1387 | 0 | 0 | 0 | 0 | 0
5842 | 1198.9713 | 453.8 | 1853.5152 | 1247.8612 | -605.654 | 0 | 0 | 0 | 0 | 0
5843 | 1601.2271 | 624.73 | 2518.1178 | 1666.5199 | -851.5979 | 0 | 0 | 0 | 0 | 0
5844 | 1241.291 | 706.99 | 2829.1186 | 1291.9079 | -889.2199 | 0 | 647.9908 | 0 | 0 | 0
5845 | 1602.0439 | 762.51 | 3046.2912 | 1667.3692 | 0 | 0 | 1378.9221 | 0 | 0 | 0
5846 | 1542.9506 | 735.07 | 2954.4531 | 1605.8666 | 0 | 0 | 1348.5865 | 0 | 0 | 0
5847 | 1640.668 | 511.13 | 2087.7806 | 1707.5692 | 0 | 0 | 380.2114 | 0 | 0 | 0
5848 | 1242.7375 | 449.53 | 1866.4333 | 1293.4118 | 0 | 0 | 573.0215 | 0 | 0 | 0
5849 | 1329.2874 | 250.85 | 1034.4187 | 1034.4187 | 0 | 0 | 0 | 335.397 | 0 | 0
5850 | 1176.7039 | 61.02 | 198.3325 | 198.3325 | 0 | 0 | 0 | 986.141 | 0 | 0
5851 | 1489.1425 | 0 | 0 | 0 | 0 | 0 | 0 | 300.483 | 0 | 1237.1287
5852 | 1527.7062 | 0 | 0 | 0 | 0 | 0 | 0 | 0 | 0 | 1590.001
5853 | 1849.1134 | 0 | 0 | 0 | 0 | 0 | 0 | 238.164 | 0 | 1676.6383
5854 | 1687.1831 | 0 | 0 | 0 | 0 | 0 | 0 | 76.234 | 0 | 1676.6383
5855 | 1236.5588 | 0 | 0 | 0 | 0 | 0 | 0 | 0 | 0 | 1286.9819
5856 | 1050.9114 | 0 | 0 | 0 | 0 | 0 | 0 | 1050.911 | 0 | 0
5857 | 1364.9581 | 0 | 0 | 0 | 0 | 0 | 0 | 1364.958 | 0 | 0
5858 | 1355.1441 | 0 | 0 | 0 | 0 | 0 | 0 | 1355.144 | 0 | 0
5859 | 1388.6752 | 0 | 0 | 0 | 0 | 0 | 0 | 1388.675 | 0 | 0
5860 | 1544.0628 | 0 | 0 | 0 | 0 | 0 | 0 | 1544.063 | 0 | 0
5861 | 1248.0084 | 0 | 0 | 0 | 0 | 0 | 0 | 1248.008 | 0 | 0
5862 | 1493.3574 | 0 | 0 | 0 | 0 | 0 | 0 | 1493.357 | 0 | 0
5863 | 1527.7062 | 108.62 | 365.1794 | 365.1794 | 0 | 0 | 0 | 1176.834 | 0 | 0
5864 | 1240.9649 | 345.18 | 1442.1992 | 1291.5676 | -150.6316 | 0 | 0 | 0 | 0 | 0
5865 | 1314.0022 | 463.38 | 1927.9131 | 1367.5828 | -560.3303 | 0 | 0 | 0 | 0 | 0
5866 | 1895.8186 | 783.88 | 3234.9643 | 1973.1234 | -1261.8409 | 0 | 0 | 0 | 0 | 0
5867 | 1738.3935 | 727.37 | 2932.6977 | 1809.2791 | -1123.4186 | 0 | 0 | 0 | 0 | 0
5868 | 1628.6735 | 832.62 | 3325.4026 | 1695.0851 | -1630.3175 | 0 | 0 | 0 | 0 | 0
5869 | 1331.8493 | 981.99 | 3949.3764 | 1386.1586 | -1676.6383 | 0 | 886.5795 | 0 | 0 | 0
5870 | 1502.9147 | 879.52 | 3564.8 | 1564.1991 | -1676.6383 | 0 | 323.9626 | 0 | 0 | 0
5871 | 1067.9509 | 727.61 | 2998.5258 | 1111.4997 | -230.5799 | 0 | 1656.4462 | 0 | 0 | 0
5872 | 1186.9605 | 519.07 | 2182.1197 | 1235.3604 | 0 | 0 | 946.7593 | 0 | 0 | 0
5873 | 1465.9979 | 282.56 | 1147.2326 | 1147.2326 | 0 | 0 | 0 | 363.713 | 0 | 0
5874 | 1552.9578 | 63.25 | 194.6336 | 194.6336 | 0 | 0 | 0 | 1365.95 | 0 | 0
5875 | 1503.1713 | 0 | 0 | 0 | 0 | 0 | 0 | 66.71 | 0 | 1495.0363
5876 | 1143.3262 | 0 | 0 | 0 | 0 | 0 | 0 | 0 | 0 | 1189.9472
5877 | 1723.9854 | 0 | 0 | 0 | 0 | 0 | 0 | 113.036 | 0 | 1676.6383
5878 | 1668.373 | 0 | 0 | 0 | 0 | 0 | 0 | 57.424 | 0 | 1676.6383
5879 | 1373.1364 | 0 | 0 | 0 | 0 | 0 | 0 | 0 | 0 | 1429.1281
5880 | 1233.2875 | 0 | 0 | 0 | 0 | 0 | 0 | 1233.287 | 0 | 0
5881 | 1690.4544 | 0 | 0 | 0 | 0 | 0 | 0 | 1690.454 | 0 | 0
5882 | 1819.6715 | 0 | 0 | 0 | 0 | 0 | 0 | 1819.672 | 0 | 0
5883 | 1252.9154 | 0 | 0 | 0 | 0 | 0 | 0 | 1252.915 | 0 | 0
5884 | 1363.3224 | 0 | 0 | 0 | 0 | 0 | 0 | 1363.322 | 0 | 0
5885 | 1499.0822 | 0 | 0 | 0 | 0 | 0 | 0 | 1499.082 | 0 | 0
5886 | 1406.6674 | 0 | 0 | 0 | 0 | 0 | 0 | 1406.667 | 0 | 0
5887 | 1239.0123 | 111.44 | 371.4616 | 371.4616 | 0 | 0 | 0 | 882.104 | 0 | 0
5888 | 1144.3567 | 348.18 | 1452.175 | 1191.0202 | -261.1548 | 0 | 0 | 0 | 0 | 0
5889 | 1160.5057 | 587.26 | 2467.0334 | 1207.8277 | -1259.2057 | 0 | 0 | 0 | 0 | 0
5890 | 1535.5758 | 783.72 | 3208.131 | 1598.1919 | -1609.9391 | 0 | 0 | 0 | 0 | 0
5891 | 1778.9231 | 921.05 | 3697.1857 | 1851.4628 | -1676.6383 | 0 | 169.0846 | 0 | 0 | 0
5892 | 1434.3111 | 986.85 | 3917.3506 | 1492.7986 | -1676.6383 | 0 | 747.9137 | 0 | 0 | 0
5893 | 1226.9442 | 977.6 | 3880.3552 | 1276.9748 | -1676.6383 | 0 | 926.742 | 0 | 0 | 0
5894 | 1067.315 | 893.36 | 3576.7762 | 1110.8377 | -150.1789 | 0 | 2315.7596 | 0 | 0 | 0
5895 | 1327.1212 | 737.88 | 3011.5522 | 1381.2367 | 0 | 0 | 1630.3154 | 0 | 0 | 0
5896 | 1593.7705 | 528.93 | 2212.1898 | 1658.7599 | 0 | 0 | 553.4299 | 0 | 0 | 0
5897 | 1265.787 | 191.95 | 784.4293 | 784.4293 | 0 | 0 | 0 | 512.091 | 0 | 0
5898 | 1411.0786 | 44.37 | 146.813 | 146.813 | 0 | 0 | 0 | 271.411 | 0 | 1039.3259
5899 | 906.1208 | 0 | 0 | 0 | 0 | 0 | 0 | 0 | 0 | 943.0697
5900 | 1138.4192 | 0 | 0 | 0 | 0 | 0 | 0 | 0 | 0 | 1184.8401
5901 | 1154.7758 | 0 | 0 | 0 | 0 | 0 | 0 | 0 | 0 | 1201.8641
5902 | 1472.9116 | 0 | 0 | 0 | 0 | 0 | 0 | 0 | 0 | 1532.9726
5903 | 1362.5046 | 0 | 0 | 0 | 0 | 0 | 0 | 0 | 0 | 1418.0636
5904 | 141.4846 | 0 | 0 | 0 | 0 | 0 | 0 | 0 | 0 | 147.2543
5905 | 99.7752 | 0 | 0 | 0 | 0 | 0 | 0 | 99.775 | 0 | 0
5906 | 96.5039 | 0 | 0 | 0 | 0 | 0 | 0 | 96.504 | 0 | 0
5907 | 105.5001 | 0 | 0 | 0 | 0 | 0 | 0 | 105.5 | 0 | 0
5908 | 94.8683 | 0 | 0 | 0 | 0 | 0 | 0 | 94.868 | 0 | 0
5909 | 100.5931 | 0 | 0 | 0 | 0 | 0 | 0 | 100.593 | 0 | 0
5910 | 91.5969 | 0 | 0 | 0 | 0 | 0 | 0 | 91.597 | 0 | 0
5911 | 86.69 | 110.2 | 370.121 | 90.2249 | -279.8961 | 0 | 0 | 0 | 0 | 0
5912 | 88.3635 | 345.12 | 1437.1317 | 91.9662 | -1345.1655 | 0 | 0 | 0 | 0 | 0
5913 | 674.8497 | 581.8 | 2441.2627 | 702.3682 | -1676.6383 | 0 | 62.2561 | 0 | 0 | 0
5914 | 1069.3668 | 495.28 | 2019.3651 | 1112.9724 | -906.3927 | 0 | 0 | 0 | 0 | 0
5915 | 1034.0283 | 919.62 | 3696.172 | 1076.1923 | -1676.6383 | 0 | 943.3414 | 0 | 0 | 0
5916 | 1101.8888 | 984.29 | 3917.9116 | 1146.8205 | -1676.6383 | 0 | 1094.4528 | 0 | 0 | 0
5917 | 1309.4418 | 972.92 | 3868.636 | 1362.8368 | -749.0252 | 0 | 1756.774 | 0 | 0 | 0
5918 | 1334.591 | 865.21 | 3468.3085 | 1389.0113 | 0 | 0 | 2079.2972 | 0 | 0 | 0
5919 | 1249.9334 | 625.86 | 2531.8967 | 1300.9013 | 0 | 0 | 1230.9954 | 0 | 0 | 0
5920 | 1409.4378 | 502.66 | 2095.9912 | 1466.9104 | 0 | 0 | 629.0809 | 0 | 0 | 0
5921 | 1475.0421 | 269.46 | 1094.1489 | 1094.1489 | 0 | 0 | 0 | 423.761 | 0 | 0
5922 | 1347.0834 | 44.76 | 147.0961 | 147.0961 | 0 | 0 | 0 | 1205.75 | 0 | 0
5923 | 1438.5628 | 0 | 0 | 0 | 0 | 0 | 0 | 509.798 | 0 | 966.6371
5924 | 1652.8342 | 0 | 0 | 0 | 0 | 0 | 0 | 41.885 | 0 | 1676.6383
5925 | 1743.6133 | 0 | 0 | 0 | 0 | 0 | 0 | 132.664 | 0 | 1676.6383
5926 | 1660.1947 | 0 | 0 | 0 | 0 | 0 | 0 | 49.245 | 0 | 1676.6383
5927 | 1413.2101 | 0 | 0 | 0 | 0 | 0 | 0 | 0 | 0 | 1470.8362
5928 | 139.8489 | 0 | 0 | 0 | 0 | 0 | 0 | 139.849 | 0 | 0
5929 | 107.1357 | 0 | 0 | 0 | 0 | 0 | 0 | 107.136 | 0 | 0
5930 | 98.9574 | 0 | 0 | 0 | 0 | 0 | 0 | 98.957 | 0 | 0
5931 | 102.2287 | 0 | 0 | 0 | 0 | 0 | 0 | 102.229 | 0 | 0
5932 | 100.5931 | 0 | 0 | 0 | 0 | 0 | 0 | 100.593 | 0 | 0
5933 | 103.8644 | 0 | 0 | 0 | 0 | 0 | 0 | 103.864 | 0 | 0
5934 | 97.3218 | 0 | 0 | 0 | 0 | 0 | 0 | 97.322 | 0 | 0
5935 | 94.8683 | 8.81 | 11.2997 | 11.2997 | 0 | 0 | 0 | 84.011 | 0 | 0
5936 | 87.886 | 273.56 | 1138.537 | 91.4697 | -1047.0672 | 0 | 0 | 0 | 0 | 0
5937 | 953.4016 | 244.18 | 1000.1209 | 992.2787 | -7.8423 | 0 | 0 | 0 | 0 | 0
5938 | 1414.2467 | 781.05 | 3178.906 | 1471.9155 | -1676.6383 | 0 | 30.3522 | 0 | 0 | 0
5939 | 1289.2178 | 917.33 | 3667.4861 | 1341.7882 | -1676.6383 | 0 | 649.0596 | 0 | 0 | 0
5940 | 1489.7845 | 797.3 | 3158.54 | 1550.5337 | -1608.0064 | 0 | 0 | 0 | 0 | 0
5941 | 1378.1088 | 713.49 | 2844.6678 | 1434.3039 | -1410.3639 | 0 | 0 | 0 | 0 | 0
5942 | 1448.9237 | 797.91 | 3166.8049 | 1508.0065 | -883.837 | 0 | 774.9614 | 0 | 0 | 0
5943 | 1588.6233 | 522.79 | 2128.6269 | 1653.402 | 0 | 0 | 475.2249 | 0 | 0 | 0
5944 | 1511.5071 | 195.94 | 797.1944 | 797.1944 | 0 | 0 | 0 | 745.546 | 0 | 0
5945 | 1311.4301 | 106.6 | 423.0466 | 423.0466 | 0 | 0 | 0 | 904.958 | 0 | 0
5946 | 1754.8452 | 24.5 | 70.3388 | 70.3388 | 0 | 0 | 0 | 1687.262 | 0 | 0
5947 | 1257.345 | 0 | 0 | 0 | 0 | 0 | 0 | 0 | 0 | 1308.6155
5948 | 847.2718 | 0 | 0 | 0 | 0 | 0 | 0 | 0 | 0 | 881.821
5949 | 1282.3573 | 0 | 0 | 0 | 0 | 0 | 0 | 0 | 0 | 1334.6474
5950 | 1299.5317 | 0 | 0 | 0 | 0 | 0 | 0 | 0 | 0 | 1352.5227
5951 | 1363.3224 | 0 | 0 | 0 | 0 | 0 | 0 | 0 | 0 | 1418.9139
5952 | 1331.4271 | 0 | 0 | 0 | 0 | 0 | 0 | 992.373 | 0 | 352.8795
5953 | 1392.7643 | 0 | 0 | 0 | 0 | 0 | 0 | 1392.764 | 0 | 0
5954 | 954.4075 | 0 | 0 | 0 | 0 | 0 | 0 | 954.407 | 0 | 0
5955 | 1391.9465 | 0 | 0 | 0 | 0 | 0 | 0 | 1391.946 | 0 | 0
5956 | 1367.4116 | 0 | 0 | 0 | 0 | 0 | 0 | 1367.412 | 0 | 0
5957 | 1018.1982 | 0 | 0 | 0 | 0 | 0 | 0 | 1018.198 | 0 | 0
5958 | 1299.5317 | 0 | 0 | 0 | 0 | 0 | 0 | 1299.532 | 0 | 0
5959 | 1066.4502 | 78.34 | 291.9473 | 291.9473 | 0 | 0 | 0 | 0 | 0 | 817.9892
5960 | 879.7304 | 354.39 | 1471.4513 | 915.6026 | -555.8487 | 0 | 0 | 0 | 0 | 0
5961 | 1118.7892 | 593.73 | 2479.2375 | 1164.4096 | -1314.8279 | 0 | 0 | 0 | 0 | 0
5962 | 1147.7987 | 791.72 | 3222.1232 | 1194.6036 | -1676.6383 | 0 | 350.8812 | 0 | 0 | 0
5963 | 1167.7466 | 922.28 | 3681.1297 | 1215.364 | -1676.6383 | 0 | 789.1274 | 0 | 0 | 0
5964 | 1009.8492 | 987.45 | 3907.7776 | 1051.0284 | -1676.6383 | 0 | 1180.1108 | 0 | 0 | 0
5965 | 1123.4907 | 977.24 | 3871.1318 | 1169.3034 | -1409.8029 | 0 | 1292.0255 | 0 | 0 | 0
5966 | 1352.7826 | 601.79 | 2411.0614 | 1407.9441 | 0 | 0 | 1003.1173 | 0 | 0 | 0
5967 | 1227.347 | 111.46 | 430.3862 | 430.3862 | 0 | 0 | 0 | 813.823 | 0 | 0
5968 | 1201.4218 | 36.28 | 120.7207 | 120.7207 | 0 | 0 | 0 | 1085.431 | 0 | 0
5969 | 1209.5909 | 13.71 | 30.7237 | 30.7237 | 0 | 0 | 0 | 1180.071 | 0 | 0
5970 | 1315.1216 | 4.89 | 0 | 0 | 0 | 0 | 0 | 1315.122 | 0 | 0
5971 | 1232.4093 | 0 | 0 | 0 | 0 | 0 | 0 | 0 | 0 | 1282.6627
5972 | 1067.268 | 0 | 0 | 0 | 0 | 0 | 0 | 0 | 0 | 1110.7878
5973 | 1498.2644 | 0 | 0 | 0 | 0 | 0 | 0 | 0 | 0 | 1559.3584
5974 | 1077.8998 | 0 | 0 | 0 | 0 | 0 | 0 | 0 | 0 | 1121.8533
5975 | 1290.5356 | 0 | 0 | 0 | 0 | 0 | 0 | 0 | 0 | 1343.1599
5976 | 956.861 | 0 | 0 | 0 | 0 | 0 | 0 | 956.861 | 0 | 0
5977 | 1195.6673 | 0 | 0 | 0 | 0 | 0 | 0 | 1195.667 | 0 | 0
5978 | 1304.4387 | 0 | 0 | 0 | 0 | 0 | 0 | 1304.439 | 0 | 0
5979 | 1028.83 | 0 | 0 | 0 | 0 | 0 | 0 | 1028.83 | 0 | 0
5980 | 1461.462 | 0 | 0 | 0 | 0 | 0 | 0 | 1461.462 | 0 | 0
5981 | 1392.7643 | 0 | 0 | 0 | 0 | 0 | 0 | 1392.764 | 0 | 0
5982 | 1118.7913 | 0 | 0 | 0 | 0 | 0 | 0 | 1118.791 | 0 | 0
5983 | 1271.7255 | 43.12 | 152.4134 | 152.4134 | 0 | 0 | 0 | 116.837 | 0 | 1049.5672
5984 | 186.0829 | 150 | 612.417 | 193.6709 | -418.7461 | 0 | 0 | 0 | 0 | 0
5985 | 155.6841 | 396.97 | 1643.0056 | 162.0323 | -1480.9733 | 0 | 0 | 0 | 0 | 0
5986 | 185.2027 | 506.51 | 2060.048 | 192.755 | -1676.6383 | 0 | 190.6547 | 0 | 0 | 0
5987 | 174.4073 | 686.72 | 2746.9721 | 181.5188 | -1676.6383 | 0 | 888.8151 | 0 | 0 | 0
5988 | 189.5525 | 538.19 | 2158.1745 | 197.2824 | -1676.6383 | 0 | 284.2538 | 0 | 0 | 0
5989 | 199.8194 | 263.85 | 1056.6153 | 207.968 | -848.6473 | 0 | 0 | 0 | 0 | 0
5990 | 201.4499 | 546.76 | 2199.2935 | 209.6645 | -532.1127 | 0 | 1457.5163 | 0 | 0 | 0
5991 | 132.424 | 401.76 | 1634.7731 | 137.8238 | 0 | 0 | 1496.9493 | 0 | 0 | 0
5992 | 181.7586 | 55.68 | 201.6182 | 189.1705 | 0 | 0 | 12.4477 | 0 | 0 | 0
5993 | 119.9634 | 144.99 | 587.1969 | 124.8557 | 0 | 0 | 462.3412 | 0 | 0 | 0
5994 | 101.4733 | 31.32 | 97.1399 | 97.1399 | 0 | 0 | 0 | 0 | 0 | 8.4709
5995 | 112.5998 | 0 | 0 | 0 | 0 | 0 | 0 | 0 | 0 | 117.1915
5996 | 110.407 | 0 | 0 | 0 | 0 | 0 | 0 | 0 | 0 | 114.909
5997 | 102.2287 | 0 | 0 | 0 | 0 | 0 | 0 | 0 | 0 | 106.3976
5998 | 93.2326 | 0 | 0 | 0 | 0 | 0 | 0 | 0 | 0 | 97.0347
5999 | 102.2287 | 0 | 0 | 0 | 0 | 0 | 0 | 0 | 0 | 106.3976
6000 | 95.6861 | 0 | 0 | 0 | 0 | 0 | 0 | 0 | 0 | 99.5878
6001 | 100.5931 | 0 | 0 | 0 | 0 | 0 | 0 | 0 | 0 | 104.6949
6002 | 92.4148 | 0 | 0 | 0 | 0 | 0 | 0 | 0 | 0 | 96.1834
6003 | 98.9574 | 0 | 0 | 0 | 0 | 0 | 0 | 0 | 0 | 102.9921
6004 | 93.2326 | 0 | 0 | 0 | 0 | 0 | 0 | 0 | 0 | 97.0347
6005 | 98.9574 | 0 | 0 | 0 | 0 | 0 | 0 | 0 | 0 | 102.9921
6006 | 91.5969 | 0 | 0 | 0 | 0 | 0 | 0 | 0 | 0 | 95.332
6007 | 94.8683 | 78.23 | 293.4782 | 98.7364 | -194.7418 | 0 | 0 | 0 | 0 | 0
6008 | 88.6732 | 272.44 | 1143.566 | 92.2888 | -1051.2772 | 0 | 0 | 0 | 0 | 0
6009 | 877.3751 | 601.38 | 2547.6207 | 913.1515 | -144.2256 | 0 | 1490.2435 | 0 | 0 | 0
6010 | 1234.046 | 335.97 | 1377.4337 | 1284.3664 | 0 | 0 | 93.0673 | 0 | 0 | 0
6011 | 1673.4272 | 652.41 | 2647.3917 | 1741.664 | 0 | 0 | 905.7277 | 0 | 0 | 0
6012 | 1423.6773 | 470.67 | 1912.1453 | 1481.73 | 0 | 0 | 430.4153 | 0 | 0 | 0
6013 | 1772.2558 | 191.29 | 762.4668 | 762.4668 | 0 | 0 | 0 | 1039.662 | 0 | 0
6014 | 1493.8665 | 150.52 | 594.3179 | 594.3179 | 0 | 0 | 0 | 922.834 | 0 | 0
6015 | 1557.6541 | 48.09 | 167.9418 | 167.9418 | 0 | 0 | 0 | 1396.292 | 0 | 0
6016 | 1584.9707 | 54.7 | 198.6437 | 198.6437 | 0 | 0 | 0 | 1394.11 | 0 | 0
6017 | 1772.4797 | 48.73 | 176.9695 | 176.9695 | 0 | 0 | 0 | 1602.443 | 0 | 0
6018 | 1755.7039 | 12.73 | 24.529 | 24.529 | 0 | 0 | 0 | 1732.136 | 0 | 0
6019 | 1611.083 | 0 | 0 | 0 | 0 | 0 | 0 | 0.134 | 0 | 1676.6383
6020 | 1745.249 | 0 | 0 | 0 | 0 | 0 | 0 | 134.3 | 0 | 1676.6383
6021 | 1431.2023 | 0 | 0 | 0 | 0 | 0 | 0 | 0 | 0 | 1489.5618
6022 | 1315.8883 | 0 | 0 | 0 | 0 | 0 | 0 | 0 | 0 | 1369.5457
6023 | 1081.1711 | 0 | 0 | 0 | 0 | 0 | 0 | 0 | 0 | 1125.2577
6024 | 1571.0512 | 0 | 0 | 0 | 0 | 0 | 0 | 1571.051 | 0 | 0
6025 | 1019.8339 | 0 | 0 | 0 | 0 | 0 | 0 | 1019.834 | 0 | 0
6026 | 1302.803 | 0 | 0 | 0 | 0 | 0 | 0 | 1302.803 | 0 | 0
6027 | 1215.2952 | 0 | 0 | 0 | 0 | 0 | 0 | 1215.295 | 0 | 0
6028 | 1135.9657 | 0 | 0 | 0 | 0 | 0 | 0 | 1135.966 | 0 | 0
6029 | 1096.7099 | 0 | 0 | 0 | 0 | 0 | 0 | 1096.71 | 0 | 0
6030 | 1092.6207 | 0 | 0 | 0 | 0 | 0 | 0 | 1092.621 | 0 | 0
6031 | 1315.8883 | 101.12 | 373.8148 | 373.8148 | 0 | 0 | 0 | 956.719 | 0 | 0
6032 | 1094.9209 | 192.44 | 800.1263 | 800.1263 | 0 | 0 | 0 | 326.143 | 0 | 0
6033 | 1387.202 | 313.48 | 1302.7799 | 1302.7799 | 0 | 0 | 0 | 10.802 | 0 | 129.7464
6034 | 1405.6574 | 801.79 | 3311.5634 | 1462.9752 | -1676.6383 | 0 | 171.9499 | 0 | 0 | 0
6035 | 1365.2484 | 770.6 | 3106.2348 | 1420.9184 | -1676.6383 | 0 | 8.678 | 0 | 0 | 0
6036 | 1221.3717 | 990.64 | 3977.5065 | 1271.1756 | -1676.6383 | 0 | 1029.6925 | 0 | 0 | 0
6037 | 1267.0966 | 981.45 | 3947.8183 | 1318.7652 | -1676.6383 | 0 | 952.4148 | 0 | 0 | 0
6038 | 1528.0967 | 896.97 | 3648.5419 | 1590.4069 | -1603.8412 | 0 | 454.2939 | 0 | 0 | 0
6039 | 1700.6118 | 742.35 | 3081.2322 | 1769.9575 | 0 | 0 | 1311.2747 | 0 | 0 | 0
6040 | 1411.0387 | 385.22 | 1609.7424 | 1468.5756 | 0 | 0 | 141.1668 | 0 | 0 | 0
6041 | 1480.8333 | 76.39 | 295.0259 | 295.0259 | 0 | 0 | 0 | 1197.366 | 0 | 0
6042 | 1727.6442 | 17.63 | 43.1298 | 43.1298 | 0 | 0 | 0 | 1686.204 | 0 | 0
6043 | 1863.8394 | 0 | 0 | 0 | 0 | 0 | 0 | 252.89 | 0 | 1676.6383
6044 | 874.2602 | 0 | 0 | 0 | 0 | 0 | 0 | 0 | 0 | 909.9095
6045 | 1106.5238 | 0 | 0 | 0 | 0 | 0 | 0 | 0 | 0 | 1151.6445
6046 | 1191.5782 | 0 | 0 | 0 | 0 | 0 | 0 | 0 | 0 | 1240.1667
6047 | 1427.931 | 0 | 0 | 0 | 0 | 0 | 0 | 0 | 0 | 1486.1574
6048 | 771.2136 | 0 | 0 | 0 | 0 | 0 | 0 | 393.939 | 0 | 392.6591
6049 | 615.8259 | 0 | 0 | 0 | 0 | 0 | 0 | 615.826 | 0 | 0
6050 | 593.7445 | 0 | 0 | 0 | 0 | 0 | 0 | 593.745 | 0 | 0
6051 | 716.419 | 0 | 0 | 0 | 0 | 0 | 0 | 716.419 | 0 | 0
6052 | 741.7717 | 0 | 0 | 0 | 0 | 0 | 0 | 741.772 | 0 | 0
6053 | 516.8685 | 0 | 0 | 0 | 0 | 0 | 0 | 516.868 | 0 | 0
6054 | 739.3182 | 0 | 0 | 0 | 0 | 0 | 0 | 739.318 | 0 | 0
6055 | 691.8841 | 54.02 | 198.8123 | 198.8123 | 0 | 0 | 0 | 0 | 0 | 521.2845
6056 | 788.801 | 176.85 | 732.0366 | 732.0366 | 0 | 0 | 0 | 0 | 0 | 88.9292
6057 | 672.9677 | 250.47 | 1035.1868 | 700.4095 | -334.7773 | 0 | 0 | 0 | 0 | 0
6058 | 848.4842 | 330.02 | 1357.073 | 883.0825 | -473.9906 | 0 | 0 | 0 | 0 | 0
6059 | 583.859 | 630.74 | 2575.4022 | 607.6669 | -1676.6383 | 0 | 291.0969 | 0 | 0 | 0
6060 | 720.5879 | 570.5 | 2325.342 | 749.9713 | -1575.3708 | 0 | 0 | 0 | 0 | 0
6061 | 820.5103 | 758.8 | 3076.3666 | 853.9678 | -1676.6383 | 0 | 545.7605 | 0 | 0 | 0
6062 | 864.1732 | 653.25 | 2669.0388 | 899.4122 | -1676.6383 | 0 | 92.9882 | 0 | 0 | 0
6063 | 828.4586 | 734.79 | 3067.3878 | 862.2409 | -896.3409 | 0 | 1308.806 | 0 | 0 | 0
6064 | 969.7735 | 393.05 | 1646.8242 | 1009.3172 | 0 | 0 | 637.507 | 0 | 0 | 0
6065 | 882.8525 | 277.37 | 1128.0272 | 918.8519 | 0 | 0 | 209.1753 | 0 | 0 | 0
6066 | 889.7008 | 56.34 | 162.1551 | 162.1551 | 0 | 0 | 0 | 0 | 0 | 763.824
6067 | 815.3764 | 0 | 0 | 0 | 0 | 0 | 0 | 0 | 0 | 848.6244
6068 | 857.0857 | 0 | 0 | 0 | 0 | 0 | 0 | 0 | 0 | 892.0352
6069 | 776.1206 | 0 | 0 | 0 | 0 | 0 | 0 | 0 | 0 | 807.7687
6070 | 704.9694 | 0 | 0 | 0 | 0 | 0 | 0 | 0 | 0 | 733.7154
6071 | 563.4848 | 0 | 0 | 0 | 0 | 0 | 0 | 0 | 0 | 586.4621
6072 | 704.9694 | 0 | 0 | 0 | 0 | 0 | 0 | 0 | 0 | 733.7154
6073 | 1049.2758 | 0 | 0 | 0 | 0 | 0 | 0 | 1049.276 | 0 | 0
6074 | 1127.7874 | 0 | 0 | 0 | 0 | 0 | 0 | 1127.787 | 0 | 0
6075 | 815.3764 | 0 | 0 | 0 | 0 | 0 | 0 | 815.376 | 0 | 0
6076 | 836.64 | 0 | 0 | 0 | 0 | 0 | 0 | 836.64 | 0 | 0
6077 | 796.5663 | 0 | 0 | 0 | 0 | 0 | 0 | 212.725 | 0 | 607.6482
6078 | 758.1283 | 0 | 0 | 0 | 0 | 0 | 0 | 0 | 0 | 789.042
6079 | 855.4501 | 50.94 | 185.7797 | 185.7797 | 0 | 0 | 0 | 0 | 0 | 704.5528
6080 | 639.7638 | 168.22 | 694.3074 | 665.8515 | -28.4559 | 0 | 0 | 0 | 0 | 0
6081 | 302.7034 | 386.95 | 1616.9019 | 315.0463 | -1301.8557 | 0 | 0 | 0 | 0 | 0
6082 | 287.4345 | 437.19 | 1804.1148 | 299.1546 | -1504.9601 | 0 | 0 | 0 | 0 | 0
6083 | 226.1197 | 651.52 | 2660.4357 | 235.3404 | -1676.6383 | 0 | 748.4569 | 0 | 0 | 0
6084 | 306.2691 | 608.57 | 2476.4805 | 318.7577 | -1676.6383 | 0 | 481.0845 | 0 | 0 | 0
6085 | 908.0488 | 739.28 | 2996.3464 | 945.0763 | -1676.6383 | 0 | 374.6318 | 0 | 0 | 0
6086 | 1146.5832 | 676.06 | 2757.8535 | 1193.338 | -445.2089 | 0 | 1119.3065 | 0 | 0 | 0
6087 | 858.2665 | 48.09 | 168.3071 | 168.3071 | 0 | 0 | 0 | 696.554 | 0 | 0
6088 | 1394.3683 | 27.45 | 85.7579 | 85.7579 | 0 | 0 | 0 | 1311.97 | 0 | 0
6089 | 1415.3466 | 14.69 | 35.1366 | 35.1366 | 0 | 0 | 0 | 1381.586 | 0 | 0
6090 | 1274.8271 | 4.89 | 0 | 0 | 0 | 0 | 0 | 1274.827 | 0 | 0
6091 | 1217.7058 | 0 | 0 | 0 | 0 | 0 | 0 | 0 | 0 | 1267.3601
6092 | 1113.8843 | 0 | 0 | 0 | 0 | 0 | 0 | 0 | 0 | 1159.3046
6093 | 1204.6634 | 0 | 0 | 0 | 0 | 0 | 0 | 0 | 0 | 1253.7853
6094 | 1071.3572 | 0 | 0 | 0 | 0 | 0 | 0 | 0 | 0 | 1115.0435
6095 | 1266.8185 | 0 | 0 | 0 | 0 | 0 | 0 | 0 | 0 | 1318.4758
6096 | 1126.9696 | 0 | 0 | 0 | 0 | 0 | 0 | 1126.97 | 0 | 0
6097 | 1026.3765 | 0 | 0 | 0 | 0 | 0 | 0 | 1026.377 | 0 | 0
6098 | 914.3338 | 0 | 0 | 0 | 0 | 0 | 0 | 914.334 | 0 | 0
6099 | 758.1283 | 0 | 0 | 0 | 0 | 0 | 0 | 758.128 | 0 | 0
6100 | 830.0973 | 0 | 0 | 0 | 0 | 0 | 0 | 830.097 | 0 | 0
6101 | 926.6013 | 0 | 0 | 0 | 0 | 0 | 0 | 926.601 | 0 | 0
6102 | 1324.0666 | 0 | 0 | 0 | 0 | 0 | 0 | 1324.067 | 0 | 0
6103 | 1107.3417 | 80.18 | 300.899 | 0 | -300.899 | 0 | 0 | 1107.342 | 0 | 0
6104 | 949.5925 | 253.2 | 1058.675 | 0 | -1058.675 | 0 | 0 | 949.593 | 0 | 0
6105 | 1070.4841 | 449.31 | 1866.0628 | 189.4245 | -1676.6383 | 0 | 0 | 888.481 | 0 | 0
6106 | 1490.9918 | 517.2 | 2113.5627 | 1423.2217 | -690.341 | 0 | 0 | 123.531 | 0 | 0
6107 | 1371.7788 | 605.9 | 2448.9613 | 1427.7157 | -1021.2456 | 0 | 0 | 0 | 0 | 0
6108 | 1488.1212 | 842.13 | 3346.2754 | 1548.8018 | -1676.6383 | 0 | 120.8352 | 0 | 0 | 0
6109 | 1658.559 | 441.86 | 1787.6549 | 1726.1897 | -61.4652 | 0 | 0 | 0 | 0 | 0
6110 | 1466.1104 | 181.11 | 721.4946 | 721.4946 | 0 | 0 | 0 | 772.883 | 0 | 0
6111 | 1663.649 | 429.1 | 1760.8923 | 1731.4873 | -29.4051 | 0 | 0 | 0 | 0 | 0
6112 | 1239.8362 | 257.58 | 1064.2369 | 1064.2369 | 0 | 0 | 0 | 217.295 | 0 | 0
6113 | 1491.3363 | 194.71 | 802.0434 | 802.0434 | 0 | 0 | 0 | 720.716 | 0 | 0
6114 | 1536.6216 | 38.51 | 119.5873 | 119.5873 | 0 | 0 | 0 | 1421.72 | 0 | 0
6115 | 1553.0947 | 0 | 0 | 0 | 0 | 0 | 0 | 0 | 0 | 1616.4252
6116 | 1250.4619 | 0 | 0 | 0 | 0 | 0 | 0 | 0 | 0 | 1301.4518
6117 | 1401.7604 | 0 | 0 | 0 | 0 | 0 | 0 | 0 | 0 | 1458.9193
6118 | 1464.7333 | 0 | 0 | 0 | 0 | 0 | 0 | 0 | 0 | 1524.4601
6119 | 1255.3689 | 0 | 0 | 0 | 0 | 0 | 0 | 0 | 0 | 1306.5589
6120 | 1278.2681 | 0 | 0 | 0 | 0 | 0 | 0 | 1278.268 | 0 | 0
6121 | 1221.8379 | 0 | 0 | 0 | 0 | 0 | 0 | 1221.838 | 0 | 0
6122 | 1106.5238 | 0 | 0 | 0 | 0 | 0 | 0 | 1106.524 | 0 | 0
6123 | 1113.0665 | 0 | 0 | 0 | 0 | 0 | 0 | 1113.066 | 0 | 0
6124 | 1459.8264 | 0 | 0 | 0 | 0 | 0 | 0 | 1459.826 | 0 | 0
6125 | 963.4036 | 0 | 0 | 0 | 0 | 0 | 0 | 963.404 | 0 | 0
6126 | 978.9424 | 0 | 0 | 0 | 0 | 0 | 0 | 978.942 | 0 | 0
6127 | 1391.9465 | 123.59 | 409.6435 | 409.6435 | 0 | 0 | 0 | 998.352 | 0 | 0
6128 | 1243.5472 | 368.63 | 1529.6026 | 1294.2559 | -235.3467 | 0 | 0 | 0 | 0 | 0
6129 | 1089.836 | 609.39 | 2513.8132 | 1134.276 | -1379.5371 | 0 | 0 | 0 | 0 | 0
6130 | 1125.3411 | 647.65 | 2581.88 | 1171.2288 | -1410.6512 | 0 | 0 | 0 | 0 | 0
6131 | 1443.0721 | 786.1 | 3071.5613 | 1501.9158 | -1569.6454 | 0 | 0 | 0 | 0 | 0
6132 | 1395.4795 | 988.97 | 3837.8686 | 1452.3822 | -1676.6383 | 0 | 708.8481 | 0 | 0 | 0
6133 | 1267.3981 | 972.74 | 3795.535 | 1319.0795 | -1676.6383 | 0 | 799.8172 | 0 | 0 | 0
6134 | 1171.6916 | 871.37 | 3445.9599 | 1219.4698 | -361.9364 | 0 | 1864.5537 | 0 | 0 | 0
6135 | 1207.4389 | 709.32 | 2865.7747 | 1256.6745 | 0 | 0 | 1609.1002 | 0 | 0 | 0
6136 | 1296.1408 | 497.81 | 2062.8217 | 1348.9935 | 0 | 0 | 713.8282 | 0 | 0 | 0
6137 | 1213.9294 | 257.33 | 1028.7902 | 1028.7902 | 0 | 0 | 0 | 225.447 | 0 | 0
6138 | 1030.8817 | 45.53 | 129.5465 | 129.5465 | 0 | 0 | 0 | 906.41 | 0 | 0
6139 | 1441.0183 | 0 | 0 | 0 | 0 | 0 | 0 | 0 | 0 | 1499.7781
6140 | 967.4928 | 0 | 0 | 0 | 0 | 0 | 0 | 0 | 0 | 1006.9443
6141 | 1176.0394 | 0 | 0 | 0 | 0 | 0 | 0 | 0 | 0 | 1223.9941
6142 | 1427.1132 | 0 | 0 | 0 | 0 | 0 | 0 | 0 | 0 | 1485.3061
6143 | 1197.303 | 0 | 0 | 0 | 0 | 0 | 0 | 0 | 0 | 1246.1252
6144 | 1134.3301 | 0 | 0 | 0 | 0 | 0 | 0 | 1134.33 | 0 | 0
6145 | 1411.5744 | 0 | 0 | 0 | 0 | 0 | 0 | 1411.574 | 0 | 0
6146 | 1233.2875 | 0 | 0 | 0 | 0 | 0 | 0 | 1233.287 | 0 | 0
6147 | 1411.5744 | 0 | 0 | 0 | 0 | 0 | 0 | 1411.574 | 0 | 0
6148 | 1032.9192 | 0 | 0 | 0 | 0 | 0 | 0 | 1032.919 | 0 | 0
6149 | 981.3959 | 0 | 0 | 0 | 0 | 0 | 0 | 981.396 | 0 | 0
6150 | 1022.2874 | 0 | 0 | 0 | 0 | 0 | 0 | 714.526 | 0 | 320.3105
6151 | 1038.644 | 107.78 | 396.0666 | 396.0666 | 0 | 0 | 0 | 0 | 0 | 684.93
6152 | 236.2455 | 309.17 | 1292.4387 | 245.8794 | -1046.5593 | 0 | 0 | 0 | 0 | 0
6153 | 185.3969 | 376.83 | 1554.0494 | 192.9569 | -1361.0925 | 0 | 0 | 0 | 0 | 0
6154 | 160.3938 | 565.45 | 2293.7253 | 166.9344 | -1676.6383 | 0 | 450.1526 | 0 | 0 | 0
6155 | 207.2309 | 698.15 | 2789.9385 | 215.6812 | -1676.6383 | 0 | 897.619 | 0 | 0 | 0
6156 | 198.151 | 822.83 | 3251.5064 | 206.232 | -1676.6383 | 0 | 1368.6361 | 0 | 0 | 0
6157 | 199.0353 | 797.79 | 3158.4308 | 207.151 | -872.8277 | 0 | 2078.4521 | 0 | 0 | 0
6158 | 150.5308 | 751.51 | 3002.4974 | 156.6692 | 0 | 0 | 2845.8282 | 0 | 0 | 0
6159 | 152.6909 | 436.93 | 1778.8447 | 158.9172 | 0 | 0 | 1619.9274 | 0 | 0 | 0
6160 | 170.769 | 374.93 | 1550.2131 | 177.7324 | 0 | 0 | 1372.4807 | 0 | 0 | 0
6161 | 138.479 | 120.33 | 480.2987 | 144.1257 | 0 | 0 | 336.173 | 0 | 0 | 0
6162 | 137.6387 | 23.52 | 64.498 | 64.498 | 0 | 0 | 0 | 0 | 0 | 78.7525
6163 | 108.4667 | 0 | 0 | 0 | 0 | 0 | 0 | 0 | 0 | 112.8899
6164 | 0 | 0 | 0 | 0 | 0 | 0 | 0 | 0 | 0 | 0
6165 | 0 | 0 | 0 | 0 | 0 | 0 | 0 | 0 | 0 | 0
6166 | 87.5078 | 0 | 0 | 0 | 0 | 0 | 0 | 0 | 0 | 91.0763
6167 | 89.1435 | 0 | 0 | 0 | 0 | 0 | 0 | 0 | 0 | 92.778
6168 | 92.4148 | 0 | 0 | 0 | 0 | 0 | 0 | 0 | 0 | 96.1834
6169 | 86.69 | 0 | 0 | 0 | 0 | 0 | 0 | 0 | 0 | 90.2249
6170 | 89.1435 | 0 | 0 | 0 | 0 | 0 | 0 | 0 | 0 | 92.778
6171 | 82.6008 | 0 | 0 | 0 | 0 | 0 | 0 | 0 | 0 | 85.9692
6172 | 88.3256 | 0 | 0 | 0 | 0 | 0 | 0 | 0 | 0 | 91.9277
6173 | 83.4186 | 0 | 0 | 0 | 0 | 0 | 0 | 0 | 0 | 86.8206
6174 | 88.3256 | 0 | 0 | 0 | 0 | 0 | 0 | 0 | 0 | 91.9277
6175 | 70.3334 | 102.88 | 381.3125 | 73.202 | -308.1105 | 0 | 0 | 0 | 0 | 0
6176 | 96.5407 | 301.47 | 1260.1944 | 100.4776 | -817.3865 | 0 | 342.3302 | 0 | 0 | 0
6177 | 784.7098 | 447.78 | 1846.6836 | 816.708 | 0 | 0 | 1029.9756 | 0 | 0 | 0
6178 | 1340.7248 | 584.71 | 2362.9141 | 1395.3955 | 0 | 0 | 967.5186 | 0 | 0 | 0
6179 | 1486.7248 | 720.68 | 2866.4398 | 1547.3489 | 0 | 0 | 1319.0909 | 0 | 0 | 0
6180 | 1306.7255 | 736.08 | 2917.2297 | 1360.0091 | 0 | 0 | 1557.2206 | 0 | 0 | 0
6181 | 1510.7833 | 786.14 | 3109.5038 | 1572.3879 | 0 | 0 | 1537.116 | 0 | 0 | 0
6182 | 1642.3118 | 712.09 | 2842.1834 | 1709.2802 | 0 | 0 | 1132.9032 | 0 | 0 | 0
6183 | 1547.9905 | 577.9 | 2339.9327 | 1611.1121 | 0 | 0 | 728.8206 | 0 | 0 | 0
6184 | 1693.5468 | 430.58 | 1777.4334 | 1762.6034 | 0 | 0 | 14.83 | 0 | 0 | 0
6185 | 1585.4113 | 231.32 | 943.6369 | 943.6369 | 0 | 0 | 0 | 678.745 | 0 | 0
6186 | 1638.605 | 45.69 | 130.3854 | 130.3854 | 0 | 0 | 0 | 1513.328 | 0 | 0
6187 | 1627.7258 | 0 | 0 | 0 | 0 | 0 | 0 | 706.497 | 0 | 958.7938
6188 | 1555.5125 | 0 | 0 | 0 | 0 | 0 | 0 | 0 | 0 | 1618.9408
6189 | 1476.183 | 0 | 0 | 0 | 0 | 0 | 0 | 0 | 0 | 1536.377
6190 | 1661.8303 | 0 | 0 | 0 | 0 | 0 | 0 | 50.881 | 0 | 1676.6383
6191 | 1613.5784 | 0 | 0 | 0 | 0 | 0 | 0 | 2.629 | 0 | 1676.6383
6192 | 1260.2759 | 0 | 0 | 0 | 0 | 0 | 0 | 1260.276 | 0 | 0
6193 | 1171.9502 | 0 | 0 | 0 | 0 | 0 | 0 | 1171.95 | 0 | 0
6194 | 1521.1636 | 0 | 0 | 0 | 0 | 0 | 0 | 1521.164 | 0 | 0
6195 | 1377.2255 | 0 | 0 | 0 | 0 | 0 | 0 | 1377.226 | 0 | 0
6196 | 1270.9077 | 0 | 0 | 0 | 0 | 0 | 0 | 1270.908 | 0 | 0
6197 | 1565.3264 | 0 | 0 | 0 | 0 | 0 | 0 | 1565.326 | 0 | 0
6198 | 1360.8689 | 0 | 0 | 0 | 0 | 0 | 0 | 1360.869 | 0 | 0
6199 | 1170.3146 | 73.81 | 276.7956 | 235.6735 | -41.1221 | 0 | 0 | 943.875 | 0 | 0
6200 | 1033.4007 | 246.49 | 1027.5371 | 1027.5371 | 0 | 0 | 0 | 46.122 | 0 | 0
6201 | 1230.7481 | 436.97 | 1806.1037 | 1280.934 | -525.1697 | 0 | 0 | 0 | 0 | 0
6202 | 1537.052 | 620.04 | 2506.1312 | 1599.7281 | -906.4031 | 0 | 0 | 0 | 0 | 0
6203 | 1548.9034 | 701.81 | 2791.6933 | 1612.0633 | -1179.6299 | 0 | 0 | 0 | 0 | 0
6204 | 1590.8468 | 800.57 | 3156.8727 | 1655.7166 | -1501.1561 | 0 | 0 | 0 | 0 | 0
6205 | 1238.0554 | 792.8 | 3127.5873 | 1288.54 | -1676.6383 | 0 | 162.4091 | 0 | 0 | 0
6206 | 1441.5264 | 708.6 | 2825.0814 | 1500.3078 | -1324.7736 | 0 | 0 | 0 | 0 | 0
6207 | 1346.8708 | 628.96 | 2546.3021 | 1401.7921 | -1144.51 | 0 | 0 | 0 | 0 | 0
6208 | 1554.022 | 394.32 | 1628.3817 | 1617.39 | -10.9916 | 0 | 0 | 0 | 0 | 0
6209 | 1638.7226 | 141.81 | 571.7559 | 571.7559 | 0 | 0 | 0 | 1089.368 | 0 | 0
6210 | 1543.6519 | 25.48 | 71.8969 | 71.8969 | 0 | 0 | 0 | 1474.572 | 0 | 0
6211 | 1296.4209 | 0 | 0 | 0 | 0 | 0 | 0 | 161.738 | 0 | 1180.9507
6212 | 1246.3728 | 0 | 0 | 0 | 0 | 0 | 0 | 0 | 0 | 1297.1961
6213 | 1571.8691 | 0 | 0 | 0 | 0 | 0 | 0 | 0 | 0 | 1635.9648
6214 | 1827.8498 | 0 | 0 | 0 | 0 | 0 | 0 | 216.9 | 0 | 1676.6383
6215 | 1962.7917 | 0 | 0 | 0 | 0 | 0 | 0 | 351.842 | 0 | 1676.6383
6216 | 1447.5589 | 0 | 0 | 0 | 0 | 0 | 0 | 1447.559 | 0 | 0
6217 | 1347.7837 | 0 | 0 | 0 | 0 | 0 | 0 | 1347.784 | 0 | 0
6218 | 1417.2992 | 0 | 0 | 0 | 0 | 0 | 0 | 1417.299 | 0 | 0
6219 | 1479.4543 | 0 | 0 | 0 | 0 | 0 | 0 | 1479.454 | 0 | 0
6220 | 1595.5861 | 0 | 0 | 0 | 0 | 0 | 0 | 1595.586 | 0 | 0
6221 | 1610.3071 | 0 | 0 | 0 | 0 | 0 | 0 | 1610.307 | 0 | 0
6222 | 1157.2293 | 0 | 0 | 0 | 0 | 0 | 0 | 1157.229 | 0 | 0
6223 | 1109.7952 | 57.6 | 213.0814 | 213.0814 | 0 | 0 | 0 | 905.062 | 0 | 0
6224 | 994.4167 | 188.66 | 781.7431 | 781.7431 | 0 | 0 | 0 | 243.302 | 0 | 0
6225 | 1024.9954 | 299.55 | 1240.2375 | 1066.792 | -173.4455 | 0 | 0 | 0 | 0 | 0
6226 | 1252.2468 | 588.08 | 2404.1642 | 1303.3096 | -1100.8546 | 0 | 0 | 0 | 0 | 0
6227 | 1666.1761 | 772.1 | 3101.6637 | 1734.1173 | -1367.5464 | 0 | 0 | 0 | 0 | 0
6228 | 1295.9036 | 831.2 | 3307.8426 | 1348.7468 | -1676.6383 | 0 | 282.4575 | 0 | 0 | 0
6229 | 1418.6527 | 771.92 | 3082.197 | 1476.5011 | -1605.6959 | 0 | 0 | 0 | 0 | 0
6230 | 1542.1992 | 773.11 | 3100.4928 | 1605.086 | -1495.4068 | 0 | 0 | 0 | 0 | 0
6231 | 1525.4623 | 605.58 | 2473.0428 | 1587.6654 | -885.3774 | 0 | 0 | 0 | 0 | 0
6232 | 1140.3677 | 461.86 | 1924.3338 | 1186.8675 | -5.4297 | 0 | 732.0366 | 0 | 0 | 0
6233 | 1753.2821 | 266.24 | 1067.9692 | 1067.9692 | 0 | 0 | 0 | 727.155 | 0 | 0
6234 | 1615.8908 | 38.51 | 110.4452 | 110.4452 | 0 | 0 | 0 | 1509.773 | 0 | 0
6235 | 1178.4929 | 0 | 0 | 0 | 0 | 0 | 0 | 57.714 | 0 | 1166.4808
6236 | 1647.9272 | 0 | 0 | 0 | 0 | 0 | 0 | 36.978 | 0 | 1676.6383
6237 | 1432.0201 | 0 | 0 | 0 | 0 | 0 | 0 | 0 | 0 | 1490.4132
6238 | 1643.0203 | 0 | 0 | 0 | 0 | 0 | 0 | 32.071 | 0 | 1676.6383
6239 | 1400.1248 | 0 | 0 | 0 | 0 | 0 | 0 | 0 | 0 | 1457.2176
6240 | 1198.1208 | 0 | 0 | 0 | 0 | 0 | 0 | 1198.121 | 0 | 0
6241 | 1325.7023 | 0 | 0 | 0 | 0 | 0 | 0 | 1325.702 | 0 | 0
6242 | 1425.4775 | 0 | 0 | 0 | 0 | 0 | 0 | 1425.478 | 0 | 0
6243 | 1218.5665 | 0 | 0 | 0 | 0 | 0 | 0 | 1218.567 | 0 | 0
6244 | 1399.3069 | 0 | 0 | 0 | 0 | 0 | 0 | 1399.307 | 0 | 0
6245 | 1315.0705 | 0 | 0 | 0 | 0 | 0 | 0 | 1315.07 | 0 | 0
6246 | 733.5934 | 0 | 0 | 0 | 0 | 0 | 0 | 733.593 | 0 | 0
6247 | 983.0315 | 124.66 | 426.7518 | 0 | -426.7518 | 0 | 0 | 983.032 | 0 | 0
6248 | 877.8811 | 370.51 | 1558.8057 | 574.1299 | -984.6758 | 0 | 0 | 326.245 | 0 | 0
6249 | 945.2549 | 612.01 | 2573.789 | 983.7984 | -1589.9905 | 0 | 0 | 0 | 0 | 0
6250 | 1289.4335 | 487.83 | 1988.0752 | 1342.013 | -646.0622 | 0 | 0 | 0 | 0 | 0
6251 | 942.1656 | 676.38 | 2712.511 | 980.5845 | -1676.6383 | 0 | 55.2881 | 0 | 0 | 0
6252 | 1192.4164 | 1003.58 | 3990.5547 | 1241.0389 | -1676.6383 | 0 | 1072.8775 | 0 | 0 | 0
6253 | 1457.5078 | 626.44 | 2505.3579 | 1516.9405 | -988.4174 | 0 | 0 | 0 | 0 | 0
6254 | 1298.3816 | 413.29 | 1672.547 | 1351.3259 | -321.2212 | 0 | 0 | 0 | 0 | 0
6255 | 1441.2678 | 178.12 | 712.5095 | 712.5095 | 0 | 0 | 0 | 756.673 | 0 | 0
6256 | 1536.8077 | 28.43 | 89.0218 | 89.0218 | 0 | 0 | 0 | 1451.274 | 0 | 0
6257 | 1458.4473 | 10.77 | 19.0535 | 19.0535 | 0 | 0 | 0 | 1440.141 | 0 | 0
6258 | 1564.8337 | 3.91 | 0 | 0 | 0 | 0 | 0 | 1564.834 | 0 | 0
6259 | 1103.6522 | 0 | 0 | 0 | 0 | 0 | 0 | 0 | 0 | 1148.6554
6260 | 1320.7953 | 0 | 0 | 0 | 0 | 0 | 0 | 0 | 0 | 1374.6528
6261 | 1423.8418 | 0 | 0 | 0 | 0 | 0 | 0 | 0 | 0 | 1481.9017
6262 | 1526.8884 | 0 | 0 | 0 | 0 | 0 | 0 | 0 | 0 | 1589.1496
6263 | 1557.9659 | 0 | 0 | 0 | 0 | 0 | 0 | 0 | 0 | 1621.4949
6264 | 1416.4814 | 0 | 0 | 0 | 0 | 0 | 0 | 1416.481 | 0 | 0
6265 | 1565.3264 | 0 | 0 | 0 | 0 | 0 | 0 | 1565.326 | 0 | 0
6266 | 1530.9776 | 0 | 0 | 0 | 0 | 0 | 0 | 1530.978 | 0 | 0
6267 | 1518.7101 | 0 | 0 | 0 | 0 | 0 | 0 | 1518.71 | 0 | 0
6268 | 1445.1054 | 0 | 0 | 0 | 0 | 0 | 0 | 1445.105 | 0 | 0
6269 | 1521.9814 | 0 | 0 | 0 | 0 | 0 | 0 | 1521.981 | 0 | 0
6270 | 1328.1557 | 0 | 0 | 0 | 0 | 0 | 0 | 1328.156 | 0 | 0
6271 | 1128.6053 | 43.14 | 152.632 | 0 | -152.632 | 0 | 0 | 1128.605 | 0 | 0
6272 | 1388.3388 | 140.37 | 571.2439 | 0 | -571.2439 | 0 | 0 | 1388.339 | 0 | 0
6273 | 1708.9138 | 329.52 | 1364.9028 | 0 | -1364.9028 | 0 | 0 | 1708.914 | 0 | 0
6274 | 1431.3986 | 587.96 | 2401.6903 | 725.0519 | -1676.6383 | 0 | 0 | 734.754 | 0 | 0
6275 | 1533.1581 | 669.84 | 2701.1405 | 1024.5022 | -1676.6383 | 0 | 0 | 548.795 | 0 | 0
6276 | 1365.5684 | 588.85 | 2373.0158 | 1113.1868 | -1259.8291 | 0 | 0 | 295.996 | 0 | 0
6277 | 1628.745 | 755.61 | 3023.7407 | 1695.16 | -1328.5807 | 0 | 0 | 0 | 0 | 0
6278 | 1656.7966 | 67.55 | 245.8211 | 245.8211 | 0 | 0 | 0 | 1420.606 | 0 | 0
6279 | 1559.5597 | 45.14 | 155.7699 | 155.7699 | 0 | 0 | 0 | 1409.893 | 0 | 0
6280 | 1548.5916 | 23.53 | 69.5707 | 69.5707 | 0 | 0 | 0 | 1481.747 | 0 | 0
6281 | 1862.9184 | 37.24 | 128.5661 | 128.5661 | 0 | 0 | 0 | 1739.389 | 0 | 0
6282 | 1641.6575 | 8.81 | 8.8976 | 8.8976 | 0 | 0 | 0 | 1633.109 | 0 | 0
6283 | 1998.0095 | 0 | 0 | 0 | 0 | 0 | 0 | 1132.393 | 0 | 900.913
6284 | 1726.4389 | 0 | 0 | 0 | 0 | 0 | 0 | 115.49 | 0 | 1676.6383
6285 | 1521.9814 | 0 | 0 | 0 | 0 | 0 | 0 | 0 | 0 | 1584.0425
6286 | 1737.8885 | 0 | 0 | 0 | 0 | 0 | 0 | 126.939 | 0 | 1676.6383
6287 | 1565.3264 | 0 | 0 | 0 | 0 | 0 | 0 | 0 | 0 | 1629.155
6288 | 1698.6327 | 0 | 0 | 0 | 0 | 0 | 0 | 1698.633 | 0 | 0
6289 | 692.7019 | 0 | 0 | 0 | 0 | 0 | 0 | 692.702 | 0 | 0
6290 | 512.7793 | 0 | 0 | 0 | 0 | 0 | 0 | 512.779 | 0 | 0
6291 | 606.0119 | 0 | 0 | 0 | 0 | 0 | 0 | 606.012 | 0 | 0
6292 | 754.857 | 0 | 0 | 0 | 0 | 0 | 0 | 754.857 | 0 | 0
6293 | 802.2911 | 0 | 0 | 0 | 0 | 0 | 0 | 802.291 | 0 | 0
6294 | 671.4383 | 0 | 0 | 0 | 0 | 0 | 0 | 671.438 | 0 | 0
6295 | 609.2833 | 100.1 | 375.6517 | 375.6517 | 0 | 0 | 0 | 248.35 | 0 | 0
6296 | 469.188 | 83.1 | 324.2727 | 324.2727 | 0 | 0 | 0 | 157.62 | 0 | 0
6297 | 557.6649 | 334.29 | 1383.3943 | 580.4048 | -802.9895 | 0 | 0 | 0 | 0 | 0
6298 | 672.0078 | 560.26 | 2282.6806 | 699.4093 | -1583.2713 | 0 | 0 | 0 | 0 | 0
6299 | 802.2369 | 947.94 | 3803.0973 | 834.9497 | -1676.6383 | 0 | 1291.5093 | 0 | 0 | 0
6300 | 773.4902 | 1009.26 | 4005.5003 | 805.0315 | -1676.6383 | 0 | 1523.8304 | 0 | 0 | 0
6301 | 936.0094 | 992.73 | 3943.497 | 974.1764 | -1676.6383 | 0 | 1292.6822 | 0 | 0 | 0
6302 | 851.9365 | 889.39 | 3572.7546 | 886.6752 | -894.2188 | 0 | 1791.8607 | 0 | 0 | 0
6303 | 657.248 | 609.34 | 2477.5327 | 684.0485 | 0 | 0 | 1793.4843 | 0 | 0 | 0
6304 | 682.6487 | 173.44 | 704.021 | 704.021 | 0 | 0 | 0 | 6.21 | 0 | 0
6305 | 686.5273 | 64.1 | 241.7953 | 241.7953 | 0 | 0 | 0 | 454.206 | 0 | 0
6306 | 776.4017 | 12.73 | 22.8888 | 22.8888 | 0 | 0 | 0 | 754.41 | 0 | 0
6307 | 785.1463 | 0 | 0 | 0 | 0 | 0 | 0 | 0 | 0 | 817.1617
6308 | 546.3104 | 0 | 0 | 0 | 0 | 0 | 0 | 0 | 0 | 568.5868
6309 | 724.5973 | 0 | 0 | 0 | 0 | 0 | 0 | 0 | 0 | 754.1437
6310 | 823.5547 | 0 | 0 | 0 | 0 | 0 | 0 | 0 | 0 | 857.1369
6311 | 729.5043 | 0 | 0 | 0 | 0 | 0 | 0 | 0 | 0 | 759.2508
6312 | 745.043 | 0 | 0 | 0 | 0 | 0 | 0 | 745.043 | 0 | 0
6313 | 1741.9777 | 0 | 0 | 0 | 0 | 0 | 0 | 1741.978 | 0 | 0
6314 | 1703.5397 | 0 | 0 | 0 | 0 | 0 | 0 | 1703.54 | 0 | 0
6315 | 1585.7722 | 0 | 0 | 0 | 0 | 0 | 0 | 1585.772 | 0 | 0
6316 | 1660.1947 | 0 | 0 | 0 | 0 | 0 | 0 | 1660.195 | 0 | 0
6317 | 1616.0319 | 0 | 0 | 0 | 0 | 0 | 0 | 735.905 | 0 | 916.0158
6318 | 1492.5396 | 0 | 0 | 0 | 0 | 0 | 0 | 0 | 0 | 1553.401
6319 | 1496.6287 | 83.41 | 315.9642 | 315.9642 | 0 | 0 | 0 | 0 | 0 | 1241.6925
6320 | 112.7164 | 258.86 | 1089.1854 | 117.3122 | -971.8732 | 0 | 0 | 0 | 0 | 0
6321 | 91.689 | 318.84 | 1326.9488 | 95.4278 | -1231.521 | 0 | 0 | 0 | 0 | 0
6322 | 0 | 431.73 | 1776.8724 | 0 | -1676.6383 | 0 | 100.2341 | 0 | 0 | 0
6323 | 0 | 584.74 | 2380.4636 | 0 | -1676.6383 | 0 | 703.8253 | 0 | 0 | 0
6324 | 0 | 604.18 | 2449.6805 | 0.0010408 | -1676.6383 | 0 | 773.0411 | 0 | 0 | 0
6325 | 0 | 242.61 | 983.405 | 0 | -983.405 | 0 | 0 | 0 | 0 | 0
6326 | 89.7711 | 117.39 | 459.5352 | 93.4326 | -93.6803 | 0 | 272.4223 | 0 | 0 | 0
6327 | 73.0251 | 141.03 | 564.1551 | 76.0027 | 0 | 0 | 488.1524 | 0 | 0 | 0
6328 | 78.3215 | 108.58 | 431.5737 | 81.5147 | 0 | 0 | 350.059 | 0 | 0 | 0
6329 | 73.0629 | 85.43 | 335.2019 | 76.0412 | 0 | 0 | 259.1607 | 0 | 0 | 0
6330 | 85.2782 | 15.67 | 33.4422 | 33.4422 | 0 | 0 | 0 | 0 | 0 | 55.3131
6331 | 79.3551 | 0 | 0 | 0 | 0 | 0 | 0 | 0 | 0 | 82.5908
6332 | 88.3256 | 0 | 0 | 0 | 0 | 0 | 0 | 0 | 0 | 91.9277
6333 | 80.9652 | 0 | 0 | 0 | 0 | 0 | 0 | 0 | 0 | 84.2665
6334 | 88.3256 | 0 | 0 | 0 | 0 | 0 | 0 | 0 | 0 | 91.9277
6335 | 80.9652 | 0 | 0 | 0 | 0 | 0 | 0 | 0 | 0 | 84.2665
6336 | 85.8721 | 0 | 0 | 0 | 0 | 0 | 0 | 0 | 0 | 89.3736
6337 | 76.876 | 0 | 0 | 0 | 0 | 0 | 0 | 0 | 0 | 80.0108
6338 | 83.4186 | 0 | 0 | 0 | 0 | 0 | 0 | 0 | 0 | 86.8206
6339 | 77.6938 | 0 | 0 | 0 | 0 | 0 | 0 | 0 | 0 | 80.8621
6340 | 81.783 | 0 | 0 | 0 | 0 | 0 | 0 | 0 | 0 | 85.1178
6341 | 78.5117 | 0 | 0 | 0 | 0 | 0 | 0 | 0 | 0 | 81.7135
6342 | 83.4186 | 0 | 0 | 0 | 0 | 0 | 0 | 0 | 0 | 86.8206
6343 | 68.6977 | 88.37 | 335.1093 | 71.4982 | -263.6111 | 0 | 0 | 0 | 0 | 0
6344 | 80.819 | 271.57 | 1147.9362 | 84.1145 | -939.4364 | 0 | 124.3853 | 0 | 0 | 0
6345 | 556.7111 | 424.28 | 1781.6069 | 579.4119 | 0 | 0 | 1202.195 | 0 | 0 | 0
6346 | 1538.6406 | 428.03 | 1769.6432 | 1601.3818 | 0 | 0 | 168.2613 | 0 | 0 | 0
6347 | 1710.5127 | 513.38 | 2103.668 | 1780.2612 | 0 | 0 | 323.4068 | 0 | 0 | 0
6348 | 1592.0899 | 698.1 | 2831.9682 | 1657.0103 | 0 | 0 | 1174.9579 | 0 | 0 | 0
6349 | 1586.6892 | 700.61 | 2842.2979 | 1651.3891 | 0 | 0 | 1190.9088 | 0 | 0 | 0
6350 | 1637.1595 | 738.18 | 3006.2786 | 1703.9171 | 0 | 0 | 1302.3615 | 0 | 0 | 0
6351 | 1737.0911 | 365.45 | 1510.0256 | 1510.0256 | 0 | 0 | 0 | 97.213 | 0 | 196.7214
6352 | 1235.9792 | 358.64 | 1505.3077 | 1286.3783 | -218.9295 | 0 | 0 | 0 | 0 | 0
6353 | 1637.9753 | 162.86 | 668.6231 | 668.6231 | 0 | 0 | 0 | 995.548 | 0 | 0
6354 | 1283.7711 | 21.56 | 54.5003 | 54.5003 | 0 | 0 | 0 | 1231.406 | 0 | 0
6355 | 1342.5199 | 0 | 0 | 0 | 0 | 0 | 0 | 0 | 0 | 1397.2637
6356 | 1375.5899 | 0 | 0 | 0 | 0 | 0 | 0 | 0 | 0 | 1431.6821
6357 | 1208.7526 | 0 | 0 | 0 | 0 | 0 | 0 | 0 | 0 | 1258.0421
6358 | 1334.6984 | 0 | 0 | 0 | 0 | 0 | 0 | 0 | 0 | 1389.1227
6359 | 1426.2953 | 0 | 0 | 0 | 0 | 0 | 0 | 0 | 0 | 1484.4547
6360 | 1445.9232 | 0 | 0 | 0 | 0 | 0 | 0 | 1445.923 | 0 | 0
6361 | 1568.5977 | 0 | 0 | 0 | 0 | 0 | 0 | 1568.598 | 0 | 0
6362 | 1526.8884 | 0 | 0 | 0 | 0 | 0 | 0 | 1526.888 | 0 | 0
6363 | 1723.1676 | 0 | 0 | 0 | 0 | 0 | 0 | 1723.168 | 0 | 0
6364 | 1466.369 | 0 | 0 | 0 | 0 | 0 | 0 | 1466.369 | 0 | 0
6365 | 1491.7217 | 0 | 0 | 0 | 0 | 0 | 0 | 1491.722 | 0 | 0
6366 | 1755.8808 | 0 | 0 | 0 | 0 | 0 | 0 | 1755.881 | 0 | 0
6367 | 1216.9309 | 27.43 | 87.7416 | 0 | -87.7416 | 0 | 0 | 1216.931 | 0 | 0
6368 | 1615.258 | 87.59 | 345.4723 | 0 | -345.4723 | 0 | 0 | 1615.258 | 0 | 0
6369 | 1535.5124 | 249.44 | 1033.0563 | 0 | -1033.0563 | 0 | 0 | 1535.512 | 0 | 0
6370 | 1473.9411 | 266.28 | 1091.2451 | 0 | -1091.2451 | 0 | 0 | 1473.941 | 0 | 0
6371 | 1908.6882 | 474.67 | 1944.5416 | 267.9032 | -1676.6383 | 0 | 0 | 1651.281 | 0 | 0
6372 | 2013.4594 | 527.23 | 2154.2289 | 477.5906 | -1676.6383 | 0 | 0 | 1554.58 | 0 | 0
6373 | 2035.7422 | 196.72 | 791.7626 | 0 | -791.7626 | 0 | 0 | 2035.742 | 0 | 0
6374 | 1841.9829 | 562.42 | 2311.0615 | 1267.2613 | -1043.8002 | 0 | 0 | 624.372 | 0 | 0
6375 | 1628.7921 | 276.6 | 1140.9786 | 1140.9786 | 0 | 0 | 0 | 532.516 | 0 | 0
6376 | 1389.4705 | 298.9 | 1252.8392 | 1252.8392 | 0 | 0 | 0 | 185.716 | 0 | 0
6377 | 1931.9585 | 130.05 | 529.0133 | 529.0133 | 0 | 0 | 0 | 1423.672 | 0 | 0
6378 | 1367.8348 | 19.59 | 47.6405 | 47.6405 | 0 | 0 | 0 | 1322.06 | 0 | 0
6379 | 1384.0595 | 0 | 0 | 0 | 0 | 0 | 0 | 218.3 | 0 | 1213.296
6380 | 1184.2177 | 0 | 0 | 0 | 0 | 0 | 0 | 0 | 0 | 1232.5066
6381 | 1696.1792 | 0 | 0 | 0 | 0 | 0 | 0 | 85.23 | 0 | 1676.6383
6382 | 1602.9466 | 0 | 0 | 0 | 0 | 0 | 0 | 0 | 0 | 1668.31
6383 | 1638.9311 | 0 | 0 | 0 | 0 | 0 | 0 | 27.982 | 0 | 1676.6383
6384 | 1551.4233 | 0 | 0 | 0 | 0 | 0 | 0 | 1551.423 | 0 | 0
6385 | 1701.0862 | 0 | 0 | 0 | 0 | 0 | 0 | 1701.086 | 0 | 0
6386 | 1653.652 | 0 | 0 | 0 | 0 | 0 | 0 | 1653.652 | 0 | 0
6387 | 1684.7296 | 0 | 0 | 0 | 0 | 0 | 0 | 1684.73 | 0 | 0
6388 | 1203.0278 | 0 | 0 | 0 | 0 | 0 | 0 | 1203.028 | 0 | 0
6389 | 1548.9698 | 0 | 0 | 0 | 0 | 0 | 0 | 1548.97 | 0 | 0
6390 | 1546.5163 | 0 | 0 | 0 | 0 | 0 | 0 | 1546.516 | 0 | 0
6391 | 1351.055 | 19.59 | 55.1268 | 0 | -55.1268 | 0 | 0 | 1351.055 | 0 | 0
6392 | 1371.2114 | 58.53 | 220.1316 | 0 | -220.1316 | 0 | 0 | 1371.211 | 0 | 0
6393 | 1665.9839 | 192.06 | 788.6954 | 0 | -788.6954 | 0 | 0 | 1665.984 | 0 | 0
6394 | 1480.4755 | 343.08 | 1414.9673 | 0 | -1414.9673 | 0 | 0 | 1480.476 | 0 | 0
6395 | 1901.1918 | 462.82 | 1897.0645 | 220.4261 | -1676.6383 | 0 | 0 | 1689.402 | 0 | 0
6396 | 1801.945 | 516.31 | 2108.517 | 431.8787 | -1676.6383 | 0 | 0 | 1386.987 | 0 | 0
6397 | 1608.8247 | 456.76 | 1868.3952 | 191.7569 | -1676.6383 | 0 | 0 | 1424.581 | 0 | 0
6398 | 1764.516 | 294.28 | 1203.1067 | 401.5494 | -801.5574 | 0 | 0 | 1378.7 | 0 | 0
6399 | 1869.6654 | 212.05 | 865.3653 | 865.3653 | 0 | 0 | 0 | 1038.205 | 0 | 0
6400 | 1735.3911 | 238.48 | 990.117 | 990.117 | 0 | 0 | 0 | 784.066 | 0 | 0
6401 | 1870.3575 | 86.39 | 339.4358 | 339.4358 | 0 | 0 | 0 | 1544.221 | 0 | 0
6402 | 1742.4091 | 13.71 | 25.4116 | 25.4116 | 0 | 0 | 0 | 1717.993 | 0 | 0
6403 | 1712.774 | 0 | 0 | 0 | 0 | 0 | 0 | 640.422 | 0 | 1116.0791
6404 | 1736.2529 | 0 | 0 | 0 | 0 | 0 | 0 | 125.303 | 0 | 1676.6383
6405 | 1571.8691 | 0 | 0 | 0 | 0 | 0 | 0 | 0 | 0 | 1635.9648
6406 | 1566.1442 | 0 | 0 | 0 | 0 | 0 | 0 | 0 | 0 | 1630.0063
6407 | 1353.5085 | 0 | 0 | 0 | 0 | 0 | 0 | 0 | 0 | 1408.6997
6408 | 390.9227 | 0 | 0 | 0 | 0 | 0 | 0 | 390.923 | 0 | 0
6409 | 403.1901 | 0 | 0 | 0 | 0 | 0 | 0 | 403.19 | 0 | 0
6410 | 386.8335 | 0 | 0 | 0 | 0 | 0 | 0 | 386.834 | 0 | 0
6411 | 365.57 | 0 | 0 | 0 | 0 | 0 | 0 | 365.57 | 0 | 0
6412 | 375.3839 | 0 | 0 | 0 | 0 | 0 | 0 | 375.384 | 0 | 0
6413 | 388.4692 | 0 | 0 | 0 | 0 | 0 | 0 | 388.469 | 0 | 0
6414 | 406.4615 | 0 | 0 | 0 | 0 | 0 | 0 | 406.461 | 0 | 0
6415 | 362.2986 | 58.74 | 219.0585 | 0 | -219.0585 | 0 | 0 | 362.299 | 0 | 0
6416 | 452.8416 | 190.62 | 791.4847 | 0 | -791.4847 | 0 | 0 | 452.842 | 0 | 0
6417 | 1718.3751 | 332.25 | 1376.24 | 0 | -1376.24 | 0 | 0 | 1718.375 | 0 | 0
6418 | 1870.1756 | 592.67 | 2408.4137 | 731.7754 | -1676.6383 | 0 | 0 | 1167.071 | 0 | 0
6419 | 1892.5228 | 612.65 | 2461.3185 | 784.6801 | -1676.6383 | 0 | 0 | 1138.587 | 0 | 0
6420 | 1967.7386 | 430.28 | 1734.1954 | 586.9034 | -1147.292 | 0 | 0 | 1403.83 | 0 | 0
6421 | 1715.3512 | 681.36 | 2717.6982 | 1785.2975 | -932.4007 | 0 | 0 | 0 | 0 | 0
6422 | 1757.0441 | 575.34 | 2319.3326 | 1828.6906 | -490.642 | 0 | 0 | 0 | 0 | 0
6423 | 1950.1113 | 249.57 | 1013.447 | 1013.447 | 0 | 0 | 0 | 976.37 | 0 | 0
6424 | 1726.1516 | 337.35 | 1398.65 | 1398.65 | 0 | 0 | 0 | 382.3 | 0 | 0
6425 | 2137.608 | 238.58 | 955.0678 | 955.0678 | 0 | 0 | 0 | 1219.959 | 0 | 0
6426 | 1644.1407 | 28.93 | 68.6881 | 68.6881 | 0 | 0 | 0 | 1578.144 | 0 | 0
6427 | 1812.7762 | 0 | 0 | 0 | 0 | 0 | 0 | 239.095 | 0 | 1637.8517
6428 | 1637.2954 | 0 | 0 | 0 | 0 | 0 | 0 | 26.346 | 0 | 1676.6383
6429 | 1228.3805 | 0 | 0 | 0 | 0 | 0 | 0 | 0 | 0 | 1278.4694
6430 | 1411.5744 | 0 | 0 | 0 | 0 | 0 | 0 | 0 | 0 | 1469.1335
6431 | 1350.2371 | 0 | 0 | 0 | 0 | 0 | 0 | 0 | 0 | 1405.2953
6432 | 369.6591 | 0 | 0 | 0 | 0 | 0 | 0 | 369.659 | 0 | 0
6433 | 112.8605 | 0 | 0 | 0 | 0 | 0 | 0 | 112.861 | 0 | 0
6434 | 119.4032 | 0 | 0 | 0 | 0 | 0 | 0 | 119.403 | 0 | 0
6435 | 113.6784 | 0 | 0 | 0 | 0 | 0 | 0 | 113.678 | 0 | 0
6436 | 116.1318 | 0 | 0 | 0 | 0 | 0 | 0 | 116.132 | 0 | 0
6437 | 112.8605 | 0 | 0 | 0 | 0 | 0 | 0 | 112.861 | 0 | 0
6438 | 116.9497 | 0 | 0 | 0 | 0 | 0 | 0 | 116.95 | 0 | 0
6439 | 100.5931 | 62.51 | 233.9167 | 104.6949 | -129.2218 | 0 | 0 | 0 | 0 | 0
6440 | 225.1445 | 213.25 | 888.2697 | 234.3247 | -653.945 | 0 | 0 | 0 | 0 | 0
6441 | 1240.0192 | 592.54 | 2483.3351 | 1290.583 | -1192.7521 | 0 | 0 | 0 | 0 | 0
6442 | 1266.4219 | 795.58 | 3243.9327 | 1318.0626 | -1676.6383 | 0 | 249.2317 | 0 | 0 | 0
6443 | 1701.8192 | 929.41 | 3707.4936 | 1771.2137 | -1676.6383 | 0 | 259.6415 | 0 | 0 | 0
6444 | 1591.6166 | 992.44 | 3917.1539 | 1656.518 | -1676.6383 | 0 | 583.9976 | 0 | 0 | 0
6445 | 1439.8744 | 971.24 | 3846.4009 | 1498.5874 | -1304.5617 | 0 | 1043.2518 | 0 | 0 | 0
6446 | 1622.9691 | 866.91 | 3477.9524 | 1689.1485 | 0 | 0 | 1788.8039 | 0 | 0 | 0
6447 | 1764.8544 | 704.99 | 2887.3885 | 1836.8191 | 0 | 0 | 1050.5695 | 0 | 0 | 0
6448 | 1749.6223 | 487.19 | 2041.4035 | 1820.966 | 0 | 0 | 220.4376 | 0 | 0 | 0
6449 | 1578.746 | 208.02 | 843.3102 | 843.3102 | 0 | 0 | 0 | 768.476 | 0 | 0
6450 | 1433.9206 | 19.59 | 45.6526 | 45.6526 | 0 | 0 | 0 | 1390.057 | 0 | 0
6451 | 1471.9558 | 0 | 0 | 0 | 0 | 0 | 0 | 178.965 | 0 | 1345.714
6452 | 1491.7217 | 0 | 0 | 0 | 0 | 0 | 0 | 0 | 0 | 1552.5496
6453 | 1544.0628 | 0 | 0 | 0 | 0 | 0 | 0 | 0 | 0 | 1607.0249
6454 | 1414.8457 | 0 | 0 | 0 | 0 | 0 | 0 | 0 | 0 | 1472.5389
6455 | 1431.2023 | 0 | 0 | 0 | 0 | 0 | 0 | 0 | 0 | 1489.5618
6456 | 482.5196 | 0 | 0 | 0 | 0 | 0 | 0 | 482.52 | 0 | 0
6457 | 426.0894 | 0 | 0 | 0 | 0 | 0 | 0 | 426.089 | 0 | 0
6458 | 399.101 | 0 | 0 | 0 | 0 | 0 | 0 | 399.101 | 0 | 0
6459 | 440.8103 | 0 | 0 | 0 | 0 | 0 | 0 | 440.81 | 0 | 0
6460 | 390.1049 | 0 | 0 | 0 | 0 | 0 | 0 | 390.105 | 0 | 0
6461 | 392.5583 | 0 | 0 | 0 | 0 | 0 | 0 | 392.558 | 0 | 0
6462 | 495.6049 | 0 | 0 | 0 | 0 | 0 | 0 | 495.605 | 0 | 0
6463 | 433.4498 | 76.54 | 290.6015 | 0 | -290.6015 | 0 | 0 | 433.45 | 0 | 0
6464 | 442.7905 | 239.98 | 1009.7637 | 0 | -1009.7637 | 0 | 0 | 442.79 | 0 | 0
6465 | 1681.4818 | 608.43 | 2585.2854 | 908.6471 | -1676.6383 | 0 | 0 | 808.435 | 0 | 0
6466 | 1826.7294 | 451.03 | 1862.8645 | 186.2262 | -1676.6383 | 0 | 0 | 1647.799 | 0 | 0
6467 | 1832.1434 | 432.09 | 1771.7185 | 95.0802 | -1676.6383 | 0 | 0 | 1740.789 | 0 | 0
6468 | 1642.4999 | 484.52 | 1982.6808 | 621.3354 | -1361.3454 | 0 | 0 | 1045.508 | 0 | 0
6469 | 1936.4576 | 234.78 | 951.8206 | 951.8206 | 0 | 0 | 0 | 1021.929 | 0 | 0
6470 | 1870.011 | 483.41 | 1994.4 | 1946.2641 | -48.1359 | 0 | 0 | 0 | 0 | 0
6471 | 1945.9424 | 576.54 | 2404.6981 | 2025.2913 | -379.4069 | 0 | 0 | 0 | 0 | 0
6472 | 1509.5259 | 310.88 | 1309.7479 | 1309.7479 | 0 | 0 | 0 | 251.093 | 0 | 0
6473 | 1569.9972 | 126.16 | 513.207 | 513.207 | 0 | 0 | 0 | 1076.897 | 0 | 0
6474 | 1518.9095 | 16.65 | 34.8639 | 34.8639 | 0 | 0 | 0 | 1485.411 | 0 | 0
6475 | 1387.3227 | 0 | 0 | 0 | 0 | 0 | 0 | 0 | 0 | 1443.8936
6476 | 1625.028 | 0 | 0 | 0 | 0 | 0 | 0 | 14.079 | 0 | 1676.6383
6477 | 1559.6016 | 0 | 0 | 0 | 0 | 0 | 0 | 0 | 0 | 1623.1976
6478 | 1286.4464 | 0 | 0 | 0 | 0 | 0 | 0 | 0 | 0 | 1338.9031
6479 | 1165.4076 | 0 | 0 | 0 | 0 | 0 | 0 | 0 | 0 | 1212.9296
6480 | 1319.1596 | 0 | 0 | 0 | 0 | 0 | 0 | 1319.16 | 0 | 0
6481 | 1503.1713 | 0 | 0 | 0 | 0 | 0 | 0 | 1503.171 | 0 | 0
6482 | 924.9656 | 0 | 0 | 0 | 0 | 0 | 0 | 924.966 | 0 | 0
6483 | 1193.2138 | 0 | 0 | 0 | 0 | 0 | 0 | 1193.214 | 0 | 0
6484 | 1166.2254 | 0 | 0 | 0 | 0 | 0 | 0 | 1166.225 | 0 | 0
6485 | 1228.3805 | 0 | 0 | 0 | 0 | 0 | 0 | 1228.38 | 0 | 0
6486 | 1238.1945 | 0 | 0 | 0 | 0 | 0 | 0 | 1238.194 | 0 | 0
6487 | 1037.0083 | 29.39 | 95.5048 | 95.5048 | 0 | 0 | 0 | 945.245 | 0 | 0
6488 | 344.9167 | 93.16 | 369.2988 | 358.9816 | -10.3172 | 0 | 0 | 0 | 0 | 0
6489 | 280.4042 | 178.34 | 729.0517 | 291.838 | -437.2137 | 0 | 0 | 0 | 0 | 0
6490 | 270.3306 | 253.49 | 1039.3707 | 281.3532 | -758.0175 | 0 | 0 | 0 | 0 | 0
6491 | 287.6502 | 470.21 | 1929.7823 | 299.3794 | -1630.4029 | 0 | 0 | 0 | 0 | 0
6492 | 303.9311 | 537.85 | 2197.9312 | 316.3254 | -1676.6383 | 0 | 204.9675 | 0 | 0 | 0
6493 | 295.44 | 482.12 | 1972.6342 | 307.4871 | -1665.1471 | 0 | 0 | 0 | 0 | 0
6494 | 282.4089 | 613.38 | 2511.6556 | 293.9247 | -1676.6383 | 0 | 541.0926 | 0 | 0 | 0
6495 | 273.0489 | 373.31 | 1545.4838 | 284.182 | -456.0216 | 0 | 805.2802 | 0 | 0 | 0
6496 | 209.159 | 194.09 | 800.7466 | 217.6878 | 0 | 0 | 583.0588 | 0 | 0 | 0
6497 | 292.731 | 65 | 247.6133 | 247.6133 | 0 | 0 | 0 | 0 | 0 | 57.0543
6498 | 235.0545 | 10.77 | 13.349 | 13.349 | 0 | 0 | 0 | 0 | 0 | 231.2908
6499 | 209.7018 | 0 | 0 | 0 | 0 | 0 | 0 | 0 | 0 | 218.253
6500 | 305.8684 | 0 | 0 | 0 | 0 | 0 | 0 | 0 | 0 | 318.3403
6501 | 293.6009 | 0 | 0 | 0 | 0 | 0 | 0 | 0 | 0 | 305.5731
6502 | 298.5079 | 0 | 0 | 0 | 0 | 0 | 0 | 0 | 0 | 310.6802
6503 | 235.535 | 0 | 0 | 0 | 0 | 0 | 0 | 0 | 0 | 245.1394
6504 | 168.473 | 0 | 0 | 0 | 0 | 0 | 0 | 0 | 0 | 175.3428
6505 | 199.5505 | 0 | 0 | 0 | 0 | 0 | 0 | 0 | 0 | 207.687
6506 | 243.7133 | 0 | 0 | 0 | 0 | 0 | 0 | 0 | 0 | 253.6508
6507 | 191.3722 | 0 | 0 | 0 | 0 | 0 | 0 | 0 | 0 | 199.1755
6508 | 152.1164 | 0 | 0 | 0 | 0 | 0 | 0 | 0 | 0 | 158.3188
6509 | 135.7598 | 0 | 0 | 0 | 0 | 0 | 0 | 0 | 0 | 141.2959
6510 | 197.097 | 0 | 0 | 0 | 0 | 0 | 0 | 0 | 0 | 205.134
6511 | 122.6745 | 62.59 | 234.6358 | 127.6773 | -106.9585 | 0 | 0 | 0 | 0 | 0
6512 | 195.7169 | 201.94 | 843.228 | 203.6977 | -639.5303 | 0 | 0 | 0 | 0 | 0
6513 | 885.4685 | 392.69 | 1641.2946 | 921.5756 | -719.719 | 0 | 0 | 0 | 0 | 0
6514 | 1487.9546 | 586.54 | 2415.4587 | 1548.629 | -866.8297 | 0 | 0 | 0 | 0 | 0
6515 | 1782.3192 | 279.94 | 1137.4587 | 1137.4587 | 0 | 0 | 0 | 0 | 0 | 717.5375
6516 | 1685.3849 | 808.93 | 3264.6098 | 1754.1096 | -1510.5002 | 0 | 0 | 0 | 0 | 0
6517 | 1718.2943 | 759.09 | 3074.4432 | 1788.3605 | -323.6556 | 0 | 962.4271 | 0 | 0 | 0
6518 | 1671.8876 | 676.61 | 2764.8922 | 1740.0612 | 0 | 0 | 1024.8311 | 0 | 0 | 0
6519 | 1697.546 | 474.54 | 1965.2895 | 1766.7665 | 0 | 0 | 198.523 | 0 | 0 | 0
6520 | 1755.8511 | 237.16 | 983.0345 | 983.0345 | 0 | 0 | 0 | 811.331 | 0 | 0
6521 | 1623.5477 | 59.44 | 222.5732 | 222.5732 | 0 | 0 | 0 | 1409.695 | 0 | 0
6522 | 1905.103 | 9.79 | 10.2652 | 10.2652 | 0 | 0 | 0 | 1895.24 | 0 | 0
6523 | 1574.8582 | 0 | 0 | 0 | 0 | 0 | 0 | 336.487 | 0 | 1288.8678
6524 | 1257.8224 | 0 | 0 | 0 | 0 | 0 | 0 | 0 | 0 | 1309.1119
6525 | 1468.0047 | 0 | 0 | 0 | 0 | 0 | 0 | 0 | 0 | 1527.8655
6526 | 1599.6753 | 0 | 0 | 0 | 0 | 0 | 0 | 0 | 0 | 1664.9046
6527 | 1683.9117 | 0 | 0 | 0 | 0 | 0 | 0 | 72.962 | 0 | 1676.6383
6528 | 1453.2837 | 0 | 0 | 0 | 0 | 0 | 0 | 1453.284 | 0 | 0
6529 | 1407.4852 | 0 | 0 | 0 | 0 | 0 | 0 | 1407.485 | 0 | 0
6530 | 1535.8845 | 0 | 0 | 0 | 0 | 0 | 0 | 1535.885 | 0 | 0
6531 | 1660.1947 | 0 | 0 | 0 | 0 | 0 | 0 | 1660.195 | 0 | 0
6532 | 1321.6131 | 0 | 0 | 0 | 0 | 0 | 0 | 1321.613 | 0 | 0
6533 | 1273.3611 | 0 | 0 | 0 | 0 | 0 | 0 | 1273.361 | 0 | 0
6534 | 1310.1635 | 0 | 0 | 0 | 0 | 0 | 0 | 1310.163 | 0 | 0
6535 | 1068.0858 | 5.87 | 0 | 0 | 0 | 0 | 0 | 1068.086 | 0 | 0
6536 | 1296.3319 | 15.67 | 38.9178 | 0 | -38.9178 | 0 | 0 | 1296.332 | 0 | 0
6537 | 1701.5656 | 35.31 | 117.2602 | 0 | -117.2602 | 0 | 0 | 1701.566 | 0 | 0
6538 | 1384.2118 | 558.56 | 2286.9852 | 610.3469 | -1676.6383 | 0 | 0 | 797.778 | 0 | 0
6539 | 1713.281 | 726.86 | 2933.8093 | 1257.1709 | -1676.6383 | 0 | 0 | 505.365 | 0 | 0
6540 | 1435.638 | 558.2 | 2260.332 | 583.6936 | -1676.6383 | 0 | 0 | 874.814 | 0 | 0
6541 | 1436.8198 | 606.02 | 2453.5376 | 1328.0874 | -1125.4502 | 0 | 0 | 160.765 | 0 | 0
6542 | 1416.2125 | 617.37 | 2513.4426 | 1473.9606 | -1039.4821 | 0 | 0 | 0 | 0 | 0
6543 | 1458.112 | 601.01 | 2476.9384 | 1517.5691 | -959.3693 | 0 | 0 | 0 | 0 | 0
6544 | 1580.7302 | 384.68 | 1612.309 | 1612.309 | 0 | 0 | 0 | 31.59 | 0 | 0
6545 | 1546.2679 | 110.44 | 440.5587 | 440.5587 | 0 | 0 | 0 | 1122.97 | 0 | 0
6546 | 1753.4948 | 13.71 | 22.8128 | 22.8128 | 0 | 0 | 0 | 1731.576 | 0 | 0
6547 | 1580.4767 | 0 | 0 | 0 | 0 | 0 | 0 | 459.697 | 0 | 1166.4808
6548 | 1247.1906 | 0 | 0 | 0 | 0 | 0 | 0 | 0 | 0 | 1298.0474
6549 | 1584.9543 | 0 | 0 | 0 | 0 | 0 | 0 | 0 | 0 | 1649.5833
6550 | 1818.0358 | 0 | 0 | 0 | 0 | 0 | 0 | 207.086 | 0 | 1676.6383
6551 | 1714.1715 | 0 | 0 | 0 | 0 | 0 | 0 | 103.222 | 0 | 1676.6383
6552 | 1513.8031 | 0 | 0 | 0 | 0 | 0 | 0 | 1513.803 | 0 | 0
6553 | 1295.9329 | 0 | 0 | 0 | 0 | 0 | 0 | 1295.933 | 0 | 0
6554 | 1429.5663 | 0 | 0 | 0 | 0 | 0 | 0 | 1429.566 | 0 | 0
6555 | 1403.1504 | 0 | 0 | 0 | 0 | 0 | 0 | 1403.15 | 0 | 0
6556 | 223.7582 | 0 | 0 | 0 | 0 | 0 | 0 | 223.758 | 0 | 0
6557 | 344.1836 | 0 | 0 | 0 | 0 | 0 | 0 | 344.184 | 0 | 0
6558 | 855.4089 | 0 | 0 | 0 | 0 | 0 | 0 | 855.409 | 0 | 0
6559 | 1351.1431 | 85.36 | 323.897 | 323.897 | 0 | 0 | 0 | 1039.936 | 0 | 0
6560 | 1327.7543 | 345.43 | 1459.2523 | 1381.8955 | -77.3568 | 0 | 0 | 0 | 0 | 0
6561 | 1082.8362 | 335.35 | 1390.0573 | 1126.9906 | -263.0667 | 0 | 0 | 0 | 0 | 0
6562 | 962.5079 | 689.07 | 2805.5596 | 1001.757 | -1676.6383 | 0 | 127.1642 | 0 | 0 | 0
6563 | 1672.8606 | 853.8 | 3405.6902 | 1741.0739 | -1664.6163 | 0 | 0 | 0 | 0 | 0
6564 | 1223.3853 | 670.34 | 2661.6503 | 1273.2707 | -1388.3796 | 0 | 0 | 0 | 0 | 0
6565 | 988.9209 | 863.97 | 3380.3337 | 1029.246 | -1676.6383 | 0 | 674.4494 | 0 | 0 | 0
6566 | 879.0094 | 816.1 | 3218.8541 | 914.8532 | -1563.6995 | 0 | 740.3014 | 0 | 0 | 0
6567 | 1120.1603 | 643.98 | 2599.7834 | 1165.8365 | 0 | 0 | 1433.9469 | 0 | 0 | 0
6568 | 1590.8052 | 400.48 | 1656.338 | 1655.674 | 0 | 0 | 0.66402 | 0 | 0 | 0
6569 | 1557.5416 | 140.57 | 557.3943 | 557.3943 | 0 | 0 | 0 | 1021.986 | 0 | 0
6570 | 1465.6696 | 13.71 | 21.2704 | 21.2704 | 0 | 0 | 0 | 1445.232 | 0 | 0
6571 | 966.144 | 0 | 0 | 0 | 0 | 0 | 0 | 0 | 0 | 1005.5403
6572 | 1198.0387 | 0 | 0 | 0 | 0 | 0 | 0 | 0 | 0 | 1246.8912
6573 | 1423.3507 | 0 | 0 | 0 | 0 | 0 | 0 | 0 | 0 | 1481.3907
6574 | 1421.0199 | 0 | 0 | 0 | 0 | 0 | 0 | 0 | 0 | 1478.9646
6575 | 1225.2315 | 0 | 0 | 0 | 0 | 0 | 0 | 0 | 0 | 1275.193
6576 | 1382.173 | 0 | 0 | 0 | 0 | 0 | 0 | 1382.173 | 0 | 0
6577 | 1511.9217 | 0 | 0 | 0 | 0 | 0 | 0 | 1511.922 | 0 | 0
6578 | 1197.2617 | 0 | 0 | 0 | 0 | 0 | 0 | 1197.262 | 0 | 0
6579 | 1518.9141 | 0 | 0 | 0 | 0 | 0 | 0 | 1518.914 | 0 | 0
6580 | 1238.4395 | 0 | 0 | 0 | 0 | 0 | 0 | 1238.439 | 0 | 0
6581 | 1274.9556 | 0 | 0 | 0 | 0 | 0 | 0 | 1274.956 | 0 | 0
6582 | 1134.3297 | 0 | 0 | 0 | 0 | 0 | 0 | 1134.33 | 0 | 0
6583 | 1236.1086 | 52.08 | 190.0406 | 0 | -190.0406 | 0 | 0 | 1236.109 | 0 | 0
6584 | 895.8243 | 186.61 | 767.5875 | 241.1605 | -526.427 | 0 | 0 | 664.112 | 0 | 0
6585 | 1078.1882 | 243.36 | 989.965 | 989.965 | 0 | 0 | 0 | 127.009 | 0 | 0
6586 | 1521.983 | 420.91 | 1694.318 | 1584.0446 | -110.2734 | 0 | 0 | 0 | 0 | 0
6587 | 1177.4916 | 562.27 | 2227.6193 | 1225.5053 | -1002.114 | 0 | 0 | 0 | 0 | 0
6588 | 1060.1419 | 573.52 | 2260.2831 | 1103.3712 | -1156.9119 | 0 | 0 | 0 | 0 | 0
6589 | 943.5293 | 638.62 | 2506.9534 | 982.0031 | -1524.9503 | 0 | 0 | 0 | 0 | 0
6590 | 1025.0301 | 639.63 | 2530.5343 | 1066.8274 | -1463.7069 | 0 | 0 | 0 | 0 | 0
6591 | 930.0669 | 546.38 | 2203.7554 | 967.9921 | -1235.7632 | 0 | 0 | 0 | 0 | 0
6592 | 968.8011 | 249.26 | 1018.5364 | 1008.3056 | -10.2308 | 0 | 0 | 0 | 0 | 0
6593 | 1132.6778 | 26.45 | 82.1131 | 82.1131 | 0 | 0 | 0 | 1053.782 | 0 | 0
6594 | 1010.9393 | 3.91 | 0 | 0 | 0 | 0 | 0 | 1010.939 | 0 | 0
6595 | 1250.7879 | 0 | 0 | 0 | 0 | 0 | 0 | 0 | 0 | 1301.7911
6596 | 1191.8232 | 0 | 0 | 0 | 0 | 0 | 0 | 0 | 0 | 1240.4217
6597 | 1114.1294 | 0 | 0 | 0 | 0 | 0 | 0 | 0 | 0 | 1159.5596
6598 | 1338.6645 | 0 | 0 | 0 | 0 | 0 | 0 | 0 | 0 | 1393.2504
6599 | 1141.3222 | 0 | 0 | 0 | 0 | 0 | 0 | 0 | 0 | 1187.8615
6600 | 156.1646 | 0 | 0 | 0 | 0 | 0 | 0 | 156.165 | 0 | 0
6601 | 101.7789 | 0 | 0 | 0 | 0 | 0 | 0 | 101.779 | 0 | 0
6602 | 103.3328 | 0 | 0 | 0 | 0 | 0 | 0 | 103.333 | 0 | 0
6603 | 99.4481 | 0 | 0 | 0 | 0 | 0 | 0 | 99.448 | 0 | 0
6604 | 104.8867 | 0 | 0 | 0 | 0 | 0 | 0 | 104.887 | 0 | 0
6605 | 98.6711 | 0 | 0 | 0 | 0 | 0 | 0 | 98.671 | 0 | 0
6606 | 101.002 | 0 | 0 | 0 | 0 | 0 | 0 | 101.002 | 0 | 0
6607 | 84.2832 | 6.85 | 3.6448 | 0 | -3.6448 | 0 | 0 | 84.283 | 0 | 0
6608 | 99.5365 | 18.61 | 50.8066 | 0 | -50.8066 | 0 | 0 | 99.536 | 0 | 0
6609 | 1023.3432 | 42.18 | 145.4621 | 0 | -145.4621 | 0 | 0 | 1023.343 | 0 | 0
6610 | 1312.2971 | 82.5 | 309.1315 | 0 | -309.1315 | 0 | 0 | 1312.297 | 0 | 0
6611 | 985.1178 | 337.07 | 1358.5062 | 0 | -1358.5062 | 0 | 0 | 985.118 | 0 | 0
6612 | 1098.0768 | 465.77 | 1866.1773 | 189.539 | -1676.6383 | 0 | 0 | 915.964 | 0 | 0
6613 | 1289.3435 | 565.28 | 2255.5423 | 578.904 | -1676.6383 | 0 | 0 | 733.121 | 0 | 0
6614 | 1274.6729 | 367.04 | 1474.5465 | 0 | -1474.5465 | 0 | 0 | 1274.673 | 0 | 0
6615 | 1148.4205 | 108.07 | 415.7737 | 118.9764 | -296.7973 | 0 | 0 | 1034.106 | 0 | 0
6616 | 1234.0498 | 62.77 | 231.7914 | 231.7914 | 0 | 0 | 0 | 1011.34 | 0 | 0
6617 | 1363.2866 | 40.18 | 140.0844 | 140.0844 | 0 | 0 | 0 | 1228.691 | 0 | 0
6618 | 1689.6706 | 3.91 | 0 | 0 | 0 | 0 | 0 | 1689.671 | 0 | 0
6619 | 1542.9749 | 0 | 0 | 0 | 0 | 0 | 0 | 472.135 | 0 | 1114.5054
6620 | 1457.536 | 0 | 0 | 0 | 0 | 0 | 0 | 0 | 0 | 1516.9696
6621 | 1491.7213 | 0 | 0 | 0 | 0 | 0 | 0 | 0 | 0 | 1552.5486
6622 | 1543.7762 | 0 | 0 | 0 | 0 | 0 | 0 | 0 | 0 | 1606.7262
6623 | 1860.7669 | 0 | 0 | 0 | 0 | 0 | 0 | 249.818 | 0 | 1676.6383
6624 | 186.4652 | 0 | 0 | 0 | 0 | 0 | 0 | 186.465 | 0 | 0
6625 | 104.1097 | 0 | 0 | 0 | 0 | 0 | 0 | 104.11 | 0 | 0
6626 | 112.656 | 0 | 0 | 0 | 0 | 0 | 0 | 112.656 | 0 | 0
6627 | 107.2175 | 0 | 0 | 0 | 0 | 0 | 0 | 107.217 | 0 | 0
6628 | 107.2175 | 0 | 0 | 0 | 0 | 0 | 0 | 107.217 | 0 | 0
6629 | 104.8867 | 0 | 0 | 0 | 0 | 0 | 0 | 104.887 | 0 | 0
6630 | 107.2175 | 0 | 0 | 0 | 0 | 0 | 0 | 107.217 | 0 | 0
6631 | 100.2454 | 125.03 | 442.6882 | 0 | -442.6882 | 0 | 0 | 100.245 | 0 | 0
6632 | 123.1185 | 330.53 | 1387.1973 | 0 | -1387.1973 | 0 | 0 | 123.118 | 0 | 0
6633 | 971.1397 | 408 | 1686.8431 | 672.2596 | -1014.5836 | 0 | 0 | 325.219 | 0 | 0
6634 | 1916.0218 | 505.1 | 2044.7059 | 1994.1512 | -50.5547 | 0 | 0 | 0 | 0 | 0
6635 | 1454.101 | 682.14 | 2707.6891 | 1513.3946 | -1194.2945 | 0 | 0 | 0 | 0 | 0
6636 | 1405.6336 | 721.96 | 2835.8795 | 1462.9502 | -1372.9293 | 0 | 0 | 0 | 0 | 0
6637 | 1449.3753 | 849.91 | 3305.6684 | 1508.4759 | -1676.6383 | 0 | 120.5542 | 0 | 0 | 0
6638 | 1617.9573 | 672.22 | 2659.8092 | 1683.9321 | -975.8771 | 0 | 0 | 0 | 0 | 0
6639 | 1296.6671 | 381.45 | 1545.1737 | 1349.5409 | -195.6327 | 0 | 0 | 0 | 0 | 0
6640 | 1542.1261 | 149.56 | 598.3769 | 598.3769 | 0 | 0 | 0 | 967.193 | 0 | 0
6641 | 1368.5009 | 119.63 | 472.6657 | 472.6657 | 0 | 0 | 0 | 914.354 | 0 | 0
6642 | 1900.383 | 10.77 | 10.2537 | 10.2537 | 0 | 0 | 0 | 1890.531 | 0 | 0
6643 | 1656.3215 | 0 | 0 | 0 | 0 | 0 | 0 | 651.521 | 0 | 1045.7725
6644 | 1599.7157 | 0 | 0 | 0 | 0 | 0 | 0 | 0 | 0 | 1664.9473
6645 | 1535.2298 | 0 | 0 | 0 | 0 | 0 | 0 | 0 | 0 | 1597.8318
6646 | 1731.7952 | 0 | 0 | 0 | 0 | 0 | 0 | 120.846 | 0 | 1676.6383
6647 | 1424.1277 | 0 | 0 | 0 | 0 | 0 | 0 | 0 | 0 | 1482.1994
6648 | 1595.0541 | 0 | 0 | 0 | 0 | 0 | 0 | 1595.054 | 0 | 0
6649 | 1460.6438 | 0 | 0 | 0 | 0 | 0 | 0 | 1460.644 | 0 | 0
6650 | 1355.7571 | 0 | 0 | 0 | 0 | 0 | 0 | 1355.757 | 0 | 0
6651 | 1222.1238 | 0 | 0 | 0 | 0 | 0 | 0 | 1222.124 | 0 | 0
6652 | 1309.9178 | 0 | 0 | 0 | 0 | 0 | 0 | 1309.918 | 0 | 0
6653 | 1102.4753 | 0 | 0 | 0 | 0 | 0 | 0 | 1102.475 | 0 | 0
6654 | 1162.2995 | 0 | 0 | 0 | 0 | 0 | 0 | 1162.3 | 0 | 0
6655 | 1174.1449 | 125.49 | 444.2577 | 444.2577 | 0 | 0 | 0 | 747.293 | 0 | 0
6656 | 224.0097 | 314.26 | 1319.3376 | 233.1444 | -1086.1932 | 0 | 0 | 0 | 0 | 0
6657 | 279.8454 | 393.38 | 1627.8696 | 291.2562 | -1336.6134 | 0 | 0 | 0 | 0 | 0
6658 | 322.6469 | 652.89 | 2636.092 | 335.8035 | -1676.6383 | 0 | 623.6501 | 0 | 0 | 0
6659 | 279.4598 | 613.63 | 2446.2803 | 290.8555 | -1676.6383 | 0 | 478.7865 | 0 | 0 | 0
6660 | 226.3163 | 681.9 | 2698.2201 | 235.5455 | -1676.6383 | 0 | 786.0363 | 0 | 0 | 0
6661 | 249.9566 | 791.42 | 3122.0296 | 260.1494 | -857.6729 | 0 | 2004.2072 | 0 | 0 | 0
6662 | 247.4402 | 804.74 | 3205.0315 | 257.5309 | 0 | 0 | 2947.5007 | 0 | 0 | 0
6663 | 268.3642 | 319.8 | 1301.891 | 279.307 | 0 | 0 | 1022.584 | 0 | 0 | 0
6664 | 198.7923 | 280.88 | 1157.5363 | 206.8991 | 0 | 0 | 950.6372 | 0 | 0 | 0
6665 | 292.6697 | 25.47 | 78.3809 | 78.3809 | 0 | 0 | 0 | 0 | 0 | 226.2232
6666 | 221.6323 | 2.94 | 0 | 0 | 0 | 0 | 0 | 0 | 0 | 230.6694
6667 | 210.0695 | 0 | 0 | 0 | 0 | 0 | 0 | 0 | 0 | 218.636
6668 | 235.4123 | 0 | 0 | 0 | 0 | 0 | 0 | 0 | 0 | 245.0113
6669 | 195.0115 | 0 | 0 | 0 | 0 | 0 | 0 | 0 | 0 | 202.9629
6670 | 287.4671 | 0 | 0 | 0 | 0 | 0 | 0 | 0 | 0 | 299.189
6671 | 260.2743 | 0 | 0 | 0 | 0 | 0 | 0 | 0 | 0 | 270.8871
6672 | 282.8055 | 0 | 0 | 0 | 0 | 0 | 0 | 0 | 0 | 294.3369
6673 | 230.7506 | 0 | 0 | 0 | 0 | 0 | 0 | 0 | 0 | 240.1603
6674 | 185.6882 | 0 | 0 | 0 | 0 | 0 | 0 | 0 | 0 | 193.2598
6675 | 236.1892 | 0 | 0 | 0 | 0 | 0 | 0 | 0 | 0 | 245.82
6676 | 198.1192 | 0 | 0 | 0 | 0 | 0 | 0 | 0 | 0 | 206.1977
6677 | 229.1968 | 0 | 0 | 0 | 0 | 0 | 0 | 0 | 0 | 238.5429
6678 | 285.1363 | 0 | 0 | 0 | 0 | 0 | 0 | 0 | 0 | 296.7629
6679 | 164.7109 | 128.21 | 453.9608 | 171.4263 | -282.5345 | 0 | 0 | 0 | 0 | 0
6680 | 199.3876 | 349.54 | 1470.9777 | 207.5184 | -1263.4593 | 0 | 0 | 0 | 0 | 0
6681 | 1165.9822 | 430.24 | 1786.1947 | 1213.527 | -572.6677 | 0 | 0 | 0 | 0 | 0
6682 | 1779.2506 | 662.74 | 2688.3046 | 1851.8031 | -836.5015 | 0 | 0 | 0 | 0 | 0
6683 | 1668.8448 | 772.77 | 3086.8066 | 1736.8951 | -838.3082 | 0 | 511.6032 | 0 | 0 | 0
6684 | 1306.7683 | 762.96 | 3048.0408 | 1360.0538 | 0 | 0 | 1687.987 | 0 | 0 | 0
6685 | 1367.4141 | 704.59 | 2828.7699 | 1423.1738 | 0 | 0 | 1405.5961 | 0 | 0 | 0
6686 | 1211.3632 | 319.46 | 1291.425 | 1260.7585 | 0 | 0 | 30.6665 | 0 | 0 | 0
6687 | 1187.0499 | 45.13 | 155.3287 | 155.3287 | 0 | 0 | 0 | 1037.807 | 0 | 0
6688 | 1289.3338 | 71.61 | 269.6195 | 269.6195 | 0 | 0 | 0 | 1030.277 | 0 | 0
6689 | 1473.5876 | 47.05 | 169.2605 | 169.2605 | 0 | 0 | 0 | 1310.959 | 0 | 0
6690 | 1450.7679 | 7.83 | 0.98666 | 0.98666 | 0 | 0 | 0 | 1449.82 | 0 | 0
6691 | 1377.5454 | 0 | 0 | 0 | 0 | 0 | 0 | 0 | 0 | 1433.7169
6692 | 1000.6964 | 0 | 0 | 0 | 0 | 0 | 0 | 0 | 0 | 1041.5012
6693 | 1480.0672 | 0 | 0 | 0 | 0 | 0 | 0 | 0 | 0 | 1540.4194
6694 | 1346.4339 | 0 | 0 | 0 | 0 | 0 | 0 | 0 | 0 | 1401.3373
6695 | 1285.8327 | 0 | 0 | 0 | 0 | 0 | 0 | 0 | 0 | 1338.2651
6696 | 1184.8307 | 0 | 0 | 0 | 0 | 0 | 0 | 1184.831 | 0 | 0
6697 | 1309.9178 | 0 | 0 | 0 | 0 | 0 | 0 | 1309.918 | 0 | 0
6698 | 1500.2676 | 0 | 0 | 0 | 0 | 0 | 0 | 1500.268 | 0 | 0
6699 | 1316.9102 | 0 | 0 | 0 | 0 | 0 | 0 | 1316.91 | 0 | 0
6700 | 1187.9385 | 0 | 0 | 0 | 0 | 0 | 0 | 1187.938 | 0 | 0
6701 | 966.5111 | 0 | 0 | 0 | 0 | 0 | 0 | 966.511 | 0 | 0
6702 | 1231.447 | 0 | 0 | 0 | 0 | 0 | 0 | 1231.447 | 0 | 0
6703 | 1040.3999 | 107.79 | 393.7186 | 0 | -393.7186 | 0 | 0 | 1040.4 | 0 | 0
6704 | 1049.4094 | 288.13 | 1211.1915 | 683.0025 | -528.189 | 0 | 0 | 393.167 | 0 | 0
6705 | 1392.0499 | 477.14 | 1984.4356 | 1448.8133 | -535.6222 | 0 | 0 | 0 | 0 | 0
6706 | 1491.899 | 629.82 | 2561.6119 | 1552.7339 | -1008.878 | 0 | 0 | 0 | 0 | 0
6707 | 1479.7011 | 653.35 | 2625.3636 | 1540.0385 | -1085.3252 | 0 | 0 | 0 | 0 | 0
6708 | 1376.6976 | 791.1 | 3153.7837 | 1432.8353 | -1676.6383 | 0 | 44.31 | 0 | 0 | 0
6709 | 1804.4341 | 758.97 | 3035.8689 | 1878.013 | -1157.8559 | 0 | 0 | 0 | 0 | 0
6710 | 1768.6143 | 730.18 | 2954.0451 | 1840.7334 | -1113.3116 | 0 | 0 | 0 | 0 | 0
6711 | 1995.8376 | 485.68 | 2004.4258 | 2004.4258 | 0 | 0 | 0 | 69.944 | 0 | 0
6712 | 1636.7689 | 407.44 | 1721.8216 | 1703.5101 | -18.3114 | 0 | 0 | 0 | 0 | 0
6713 | 1880.17 | 68.28 | 255.6502 | 255.6502 | 0 | 0 | 0 | 1634.536 | 0 | 0
6714 | 1605.2708 | 3.91 | 0 | 0 | 0 | 0 | 0 | 1605.271 | 0 | 0
6715 | 1176.8108 | 0 | 0 | 0 | 0 | 0 | 0 | 0 | 0 | 1224.7976
6716 | 1179.3922 | 0 | 0 | 0 | 0 | 0 | 0 | 0 | 0 | 1227.4838
6717 | 1017.789 | 0 | 0 | 0 | 0 | 0 | 0 | 0 | 0 | 1059.2912
6718 | 1282.7249 | 0 | 0 | 0 | 0 | 0 | 0 | 0 | 0 | 1335.0304
6719 | 1643.2243 | 0 | 0 | 0 | 0 | 0 | 0 | 32.275 | 0 | 1676.6383
6720 | 1414.8044 | 0 | 0 | 0 | 0 | 0 | 0 | 1414.804 | 0 | 0
6721 | 1612.9237 | 0 | 0 | 0 | 0 | 0 | 0 | 1612.924 | 0 | 0
6722 | 1513.4756 | 0 | 0 | 0 | 0 | 0 | 0 | 1513.476 | 0 | 0
6723 | 1312.2486 | 0 | 0 | 0 | 0 | 0 | 0 | 1312.249 | 0 | 0
6724 | 926.8872 | 0 | 0 | 0 | 0 | 0 | 0 | 926.887 | 0 | 0
6725 | 1116.4602 | 0 | 0 | 0 | 0 | 0 | 0 | 1116.46 | 0 | 0
6726 | 923.0026 | 0 | 0 | 0 | 0 | 0 | 0 | 923.003 | 0 | 0
6727 | 974.5728 | 5.87 | 0 | 0 | 0 | 0 | 0 | 974.573 | 0 | 0
6728 | 1109.3055 | 29.85 | 97.6686 | 0 | -97.6686 | 0 | 0 | 1109.306 | 0 | 0
6729 | 1453.1366 | 101.85 | 397.9358 | 0 | -397.9358 | 0 | 0 | 1453.137 | 0 | 0
6730 | 1636.4299 | 101.21 | 388.2316 | 0 | -388.2316 | 0 | 0 | 1636.43 | 0 | 0
6731 | 1700.6594 | 100.29 | 380.1895 | 0 | -380.1895 | 0 | 0 | 1700.659 | 0 | 0
6732 | 1576.4513 | 171.65 | 673.6407 | 0 | -673.6407 | 0 | 0 | 1576.451 | 0 | 0
6733 | 1782.2292 | 383.61 | 1545.3204 | 0 | -1545.3204 | 0 | 0 | 1782.229 | 0 | 0
6734 | 1708.3705 | 615.71 | 2491.5353 | 814.897 | -1676.6383 | 0 | 0 | 925.401 | 0 | 0
6735 | 1688.8665 | 602.67 | 2476.6012 | 799.9629 | -1676.6383 | 0 | 0 | 920.246 | 0 | 0
6736 | 1513.6533 | 443.45 | 1864.6578 | 1441.2604 | -423.3974 | 0 | 0 | 128.86 | 0 | 0
6737 | 1543.6956 | 198.97 | 780.3047 | 780.3047 | 0 | 0 | 0 | 793.963 | 0 | 0
6738 | 1589.396 | 22.99 | 31.0453 | 31.0453 | 0 | 0 | 0 | 1559.567 | 0 | 0
6739 | 1404.3944 | 0 | 0 | 0 | 0 | 0 | 0 | 0 | 0 | 1461.6607
6740 | 1464.5285 | 0 | 0 | 0 | 0 | 0 | 0 | 0 | 0 | 1524.2468
6741 | 1266.4092 | 0 | 0 | 0 | 0 | 0 | 0 | 0 | 0 | 1318.0491
6742 | 1237.6625 | 0 | 0 | 0 | 0 | 0 | 0 | 0 | 0 | 1288.1309
6743 | 1469.1901 | 0 | 0 | 0 | 0 | 0 | 0 | 0 | 0 | 1529.0989
6744 | 1402.3734 | 0 | 0 | 0 | 0 | 0 | 0 | 1402.373 | 0 | 0
6745 | 1487.8366 | 0 | 0 | 0 | 0 | 0 | 0 | 1487.837 | 0 | 0
6746 | 1173.9536 | 0 | 0 | 0 | 0 | 0 | 0 | 1173.954 | 0 | 0
6747 | 1220.5699 | 0 | 0 | 0 | 0 | 0 | 0 | 1220.57 | 0 | 0
6748 | 1091.5981 | 0 | 0 | 0 | 0 | 0 | 0 | 1091.598 | 0 | 0
6749 | 1039.5433 | 0 | 0 | 0 | 0 | 0 | 0 | 1039.543 | 0 | 0
6750 | 1033.3278 | 0 | 0 | 0 | 0 | 0 | 0 | 1033.328 | 0 | 0
6751 | 1125.2328 | 88.61 | 318.127 | 0 | -318.127 | 0 | 0 | 1125.233 | 0 | 0
6752 | 1299.0474 | 212.06 | 883.4696 | 0 | -883.4696 | 0 | 0 | 1299.047 | 0 | 0
6753 | 1556.2421 | 323.1 | 1332.0434 | 0 | -1332.0434 | 0 | 0 | 1556.242 | 0 | 0
6754 | 1612.0778 | 179.59 | 714.0301 | 375.481 | -338.5491 | 0 | 0 | 1251.308 | 0 | 0
6755 | 0 | 447.11 | 1795.0704 | 0 | -1676.6383 | 0 | 118.4321 | 0 | 0 | 0
6756 | 1493.2053 | 702.76 | 2766.7063 | 1554.0931 | -1212.6132 | 0 | 0 | 0 | 0 | 0
6757 | 1246.7915 | 665.37 | 2626.879 | 1297.6322 | -1329.2468 | 0 | 0 | 0 | 0 | 0
6758 | 1561.9623 | 618.17 | 2460.0758 | 1625.6538 | -834.422 | 0 | 0 | 0 | 0 | 0
6759 | 1551.8563 | 327.3 | 1325.576 | 1325.576 | 0 | 0 | 0 | 278.216 | 0 | 0
6760 | 1685.1478 | 324.99 | 1350.1643 | 1350.1643 | 0 | 0 | 0 | 387.882 | 0 | 0
6761 | 1491.6931 | 163.89 | 645.98 | 645.98 | 0 | 0 | 0 | 871.023 | 0 | 0
6762 | 1361.0005 | 15.85 | 17.7838 | 17.7838 | 0 | 0 | 0 | 1343.914 | 0 | 0
6763 | 1278.8742 | 0 | 0 | 0 | 0 | 0 | 0 | 0 | 0 | 1331.0224
6764 | 1114.9063 | 0 | 0 | 0 | 0 | 0 | 0 | 0 | 0 | 1160.3683
6765 | 1342.5492 | 0 | 0 | 0 | 0 | 0 | 0 | 0 | 0 | 1397.2938
6766 | 1593.5002 | 0 | 0 | 0 | 0 | 0 | 0 | 0 | 0 | 1658.4778
6767 | 1337.8875 | 0 | 0 | 0 | 0 | 0 | 0 | 0 | 0 | 1392.4428
6768 | 1203.4772 | 0 | 0 | 0 | 0 | 0 | 0 | 1203.477 | 0 | 0
6769 | 923.0026 | 0 | 0 | 0 | 0 | 0 | 0 | 923.003 | 0 | 0
6770 | 1208.9158 | 0 | 0 | 0 | 0 | 0 | 0 | 1208.916 | 0 | 0
6771 | 935.4336 | 0 | 0 | 0 | 0 | 0 | 0 | 935.434 | 0 | 0
6772 | 835.9855 | 0 | 0 | 0 | 0 | 0 | 0 | 835.985 | 0 | 0
6773 | 948.6415 | 0 | 0 | 0 | 0 | 0 | 0 | 948.642 | 0 | 0
6774 | 1023.2276 | 0 | 0 | 0 | 0 | 0 | 0 | 1023.228 | 0 | 0
6775 | 855.543 | 7.83 | 7.5737 | 0 | -7.5737 | 0 | 0 | 855.543 | 0 | 0
6776 | 734.4698 | 124.84 | 505.1764 | 0 | -505.1764 | 0 | 0 | 734.47 | 0 | 0
6777 | 1354.9452 | 493.25 | 2053.8263 | 377.1879 | -1676.6383 | 0 | 0 | 992.536 | 0 | 0
6778 | 1584.1702 | 549.98 | 2236.5981 | 831.5671 | -1405.031 | 0 | 0 | 785.183 | 0 | 0
6779 | 1585.9435 | 442.88 | 1782.2772 | 1650.6127 | -131.6645 | 0 | 0 | 0 | 0 | 0
6780 | 1196.4829 | 492.73 | 1973.1785 | 1245.2717 | -727.9068 | 0 | 0 | 0 | 0 | 0
6781 | 1424.9425 | 374.48 | 1505.0736 | 1483.0476 | -22.026 | 0 | 0 | 0 | 0 | 0
6782 | 1249.168 | 402.92 | 1627.9352 | 1300.1051 | -327.8301 | 0 | 0 | 0 | 0 | 0
6783 | 1398.008 | 531.78 | 2174.0672 | 1455.0143 | -719.0529 | 0 | 0 | 0 | 0 | 0
6784 | 1407.3079 | 395.43 | 1655.0079 | 1464.6935 | -190.3144 | 0 | 0 | 0 | 0 | 0
6785 | 1093.0432 | 150.67 | 595.9144 | 595.9144 | 0 | 0 | 0 | 520.477 | 0 | 0
6786 | 1275.5441 | 15.21 | 14.8092 | 14.8092 | 0 | 0 | 0 | 1261.316 | 0 | 0
6787 | 1074.0238 | 0 | 0 | 0 | 0 | 0 | 0 | 0 | 0 | 1117.8193
6788 | 1001.4733 | 0 | 0 | 0 | 0 | 0 | 0 | 0 | 0 | 1042.3099
6789 | 1020.8968 | 0 | 0 | 0 | 0 | 0 | 0 | 0 | 0 | 1062.5259
6790 | 1296.7098 | 0 | 0 | 0 | 0 | 0 | 0 | 0 | 0 | 1349.5857
6791 | 1046.5357 | 0 | 0 | 0 | 0 | 0 | 0 | 0 | 0 | 1089.2104
6792 | 1089.2673 | 0 | 0 | 0 | 0 | 0 | 0 | 1089.267 | 0 | 0
6793 | 1177.0613 | 0 | 0 | 0 | 0 | 0 | 0 | 1177.061 | 0 | 0
6794 | 1226.0084 | 0 | 0 | 0 | 0 | 0 | 0 | 1226.008 | 0 | 0
6795 | 1172.3997 | 0 | 0 | 0 | 0 | 0 | 0 | 1172.4 | 0 | 0
6796 | 942.426 | 0 | 0 | 0 | 0 | 0 | 0 | 942.426 | 0 | 0
6797 | 939.3183 | 0 | 0 | 0 | 0 | 0 | 0 | 939.318 | 0 | 0
6798 | 1045.7588 | 0 | 0 | 0 | 0 | 0 | 0 | 1045.759 | 0 | 0
6799 | 671.3979 | 66.79 | 250.0112 | 250.0112 | 0 | 0 | 0 | 431.182 | 0 | 0
6800 | 872.0645 | 177.36 | 727.7434 | 727.7434 | 0 | 0 | 0 | 172.833 | 0 | 0
6801 | 485.7777 | 290.44 | 1189.2998 | 505.5854 | -683.7144 | 0 | 0 | 0 | 0 | 0
6802 | 364.5171 | 508.37 | 2057.368 | 379.3819 | -1676.6383 | 0 | 1.3478 | 0 | 0 | 0
6803 | 364.7608 | 627.75 | 2506.2675 | 379.6348 | -1676.6383 | 0 | 449.9944 | 0 | 0 | 0
6804 | 378.6719 | 455.85 | 1829.5971 | 394.113 | -1435.4841 | 0 | 0 | 0 | 0 | 0
6805 | 728.4592 | 268.73 | 1072.7047 | 758.1643 | -314.5404 | 0 | 0 | 0 | 0 | 0
6806 | 1278.5809 | 340.68 | 1377.8261 | 1330.7174 | -47.1087 | 0 | 0 | 0 | 0 | 0
6807 | 1456.5445 | 57.9 | 207.8733 | 207.8733 | 0 | 0 | 0 | 1256.816 | 0 | 0
6808 | 1463.702 | 55.98 | 203.9943 | 203.9943 | 0 | 0 | 0 | 1267.7 | 0 | 0
6809 | 1357.0867 | 12.73 | 26.85 | 26.85 | 0 | 0 | 0 | 1331.289 | 0 | 0
6810 | 968.9779 | 1.96 | 0 | 0 | 0 | 0 | 0 | 968.978 | 0 | 0
6811 | 859.4179 | 0 | 0 | 0 | 0 | 0 | 0 | 0 | 0 | 894.4623
6812 | 666.613 | 0 | 0 | 0 | 0 | 0 | 0 | 0 | 0 | 693.7953
6813 | 1020.8968 | 0 | 0 | 0 | 0 | 0 | 0 | 0 | 0 | 1062.5259
6814 | 1041.8741 | 0 | 0 | 0 | 0 | 0 | 0 | 0 | 0 | 1084.3583
6815 | 1133.5528 | 0 | 0 | 0 | 0 | 0 | 0 | 0 | 0 | 1179.7757
6816 | 1121.8987 | 0 | 0 | 0 | 0 | 0 | 0 | 1121.899 | 0 | 0
6817 | 916.0101 | 0 | 0 | 0 | 0 | 0 | 0 | 916.01 | 0 | 0
6818 | 1391.4963 | 0 | 0 | 0 | 0 | 0 | 0 | 1391.496 | 0 | 0
6819 | 1013.9043 | 0 | 0 | 0 | 0 | 0 | 0 | 1013.904 | 0 | 0
6820 | 1124.2295 | 0 | 0 | 0 | 0 | 0 | 0 | 1124.23 | 0 | 0
6821 | 933.1028 | 0 | 0 | 0 | 0 | 0 | 0 | 933.103 | 0 | 0
6822 | 828.2161 | 0 | 0 | 0 | 0 | 0 | 0 | 828.216 | 0 | 0
6823 | 1121.5161 | 29.39 | 94.9386 | 94.9386 | 0 | 0 | 0 | 715.73 | 0 | 327.394
6824 | 241.5452 | 124.11 | 498.7413 | 251.3944 | -247.3468 | 0 | 0 | 0 | 0 | 0
6825 | 286.4047 | 241.87 | 988.2706 | 298.0837 | -690.187 | 0 | 0 | 0 | 0 | 0
6826 | 227.0213 | 466.31 | 1899.4187 | 236.2792 | -1663.1395 | 0 | 0 | 0 | 0 | 0
6827 | 226.7086 | 630.09 | 2533.9179 | 235.9535 | -1676.6383 | 0 | 621.3261 | 0 | 0 | 0
6828 | 265.6099 | 641.32 | 2570.2097 | 276.4407 | -1676.6383 | 0 | 617.1307 | 0 | 0 | 0
6829 | 180.5099 | 620.14 | 2488.4671 | 187.8706 | -1676.6383 | 0 | 623.9582 | 0 | 0 | 0
6830 | 244.417 | 387.58 | 1569.8546 | 254.3825 | -679.8063 | 0 | 635.6659 | 0 | 0 | 0
6831 | 281.7887 | 43.17 | 147.6467 | 147.6467 | 0 | 0 | 0 | 0 | 0 | 145.6328
6832 | 244.5879 | 32.35 | 105.77 | 105.77 | 0 | 0 | 0 | 0 | 0 | 148.7915
6833 | 259.577 | 100.57 | 395.593 | 270.1617 | -125.4313 | 0 | 0 | 0 | 0 | 0
6834 | 261.3999 | 9.44 | 1.8359 | 1.8359 | 0 | 0 | 0 | 0 | 0 | 270.2231
6835 | 181.0159 | 0 | 0 | 0 | 0 | 0 | 0 | 0 | 0 | 188.3973
6836 | 341.8528 | 0 | 0 | 0 | 0 | 0 | 0 | 0 | 0 | 355.7927
6837 | 203.5578 | 0 | 0 | 0 | 0 | 0 | 0 | 0 | 0 | 211.8584
6838 | 261.8282 | 0 | 0 | 0 | 0 | 0 | 0 | 0 | 0 | 272.5045
6839 | 280.4747 | 0 | 0 | 0 | 0 | 0 | 0 | 0 | 0 | 291.9119
6840 | 239.297 | 0 | 0 | 0 | 0 | 0 | 0 | 0 | 0 | 249.0548
6841 | 247.8433 | 0 | 0 | 0 | 0 | 0 | 0 | 0 | 0 | 257.9492
6842 | 213.658 | 0 | 0 | 0 | 0 | 0 | 0 | 0 | 0 | 222.3703
6843 | 278.9208 | 0 | 0 | 0 | 0 | 0 | 0 | 0 | 0 | 290.2945
6844 | 284.3594 | 0 | 0 | 0 | 0 | 0 | 0 | 0 | 0 | 295.9542
6845 | 227.6429 | 0 | 0 | 0 | 0 | 0 | 0 | 0 | 0 | 236.9256
6846 | 224.5351 | 0 | 0 | 0 | 0 | 0 | 0 | 0 | 0 | 233.6908
6847 | 211.1465 | 63.84 | 225.8257 | 219.7569 | -6.0688 | 0 | 0 | 0 | 0 | 0
6848 | 228.4266 | 394.31 | 1656.4306 | 237.7415 | -1418.6891 | 0 | 0 | 0 | 0 | 0
6849 | 798.5303 | 287.98 | 1182.49 | 831.0925 | -351.3975 | 0 | 0 | 0 | 0 | 0
6850 | 1189.1388 | 485.15 | 1975.1841 | 1237.6283 | -737.5558 | 0 | 0 | 0 | 0 | 0
6851 | 1149.785 | 352.93 | 1420.9393 | 1196.6695 | -224.2697 | 0 | 0 | 0 | 0 | 0
6852 | 1049.2511 | 496.13 | 1987.1707 | 1092.0361 | -895.1347 | 0 | 0 | 0 | 0 | 0
6853 | 1004.3509 | 635.55 | 2538.6034 | 1045.3042 | -327.2702 | 0 | 1166.0291 | 0 | 0 | 0
6854 | 1250.2042 | 666.15 | 2675.5707 | 1301.1833 | 0 | 0 | 1374.3874 | 0 | 0 | 0
6855 | 903.8122 | 441.83 | 1803.5756 | 940.6666 | 0 | 0 | 862.9091 | 0 | 0 | 0
6856 | 1265.9984 | 208.1 | 851.1941 | 851.1941 | 0 | 0 | 0 | 448.154 | 0 | 0
6857 | 1338.141 | 9.79 | 15.0215 | 15.0215 | 0 | 0 | 0 | 1323.708 | 0 | 0
6858 | 1446.2015 | 6.55 | 0 | 0 | 0 | 0 | 0 | 1446.201 | 0 | 0
6859 | 1536.9168 | 0 | 0 | 0 | 0 | 0 | 0 | 0 | 0 | 1599.5875
6860 | 1201.1464 | 0 | 0 | 0 | 0 | 0 | 0 | 0 | 0 | 1250.1249
6861 | 1445.882 | 0 | 0 | 0 | 0 | 0 | 0 | 0 | 0 | 1504.8404
6862 | 1395.381 | 0 | 0 | 0 | 0 | 0 | 0 | 0 | 0 | 1452.2802
6863 | 1485.5058 | 0 | 0 | 0 | 0 | 0 | 0 | 0 | 0 | 1546.0802
6864 | 1257.086 | 0 | 0 | 0 | 0 | 0 | 0 | 1257.086 | 0 | 0
6865 | 1266.4092 | 0 | 0 | 0 | 0 | 0 | 0 | 1266.409 | 0 | 0
6866 | 1198.8156 | 0 | 0 | 0 | 0 | 0 | 0 | 1198.816 | 0 | 0
6867 | 1652.5475 | 0 | 0 | 0 | 0 | 0 | 0 | 1652.548 | 0 | 0
6868 | 1262.5245 | 0 | 0 | 0 | 0 | 0 | 0 | 1262.525 | 0 | 0
6869 | 1325.4565 | 0 | 0 | 0 | 0 | 0 | 0 | 1325.457 | 0 | 0
6870 | 1463.7515 | 0 | 0 | 0 | 0 | 0 | 0 | 1463.752 | 0 | 0
6871 | 1647.1089 | 133.93 | 477.4002 | 0 | -477.4002 | 0 | 0 | 1647.109 | 0 | 0
6872 | 1347.642 | 289.23 | 1199.1018 | 0 | -1199.1018 | 0 | 0 | 1347.642 | 0 | 0
6873 | 1537.3752 | 332.34 | 1352.2615 | 0 | -1352.2615 | 0 | 0 | 1537.375 | 0 | 0
6874 | 2055.2559 | 580.22 | 2306.659 | 630.0207 | -1676.6383 | 0 | 0 | 1449.919 | 0 | 0
6875 | 1950.1673 | 604.51 | 2381.6512 | 1511.057 | -870.5942 | 0 | 0 | 498.312 | 0 | 0
6876 | 1632.9415 | 632.58 | 2486.7509 | 1699.5271 | -787.2238 | 0 | 0 | 0 | 0 | 0
6877 | 1578.9248 | 605.95 | 2390.2376 | 1643.3075 | -746.9301 | 0 | 0 | 0 | 0 | 0
6878 | 1500.0918 | 588.25 | 2347.5387 | 1561.2609 | -786.2777 | 0 | 0 | 0 | 0 | 0
6879 | 1560.4337 | 469.9 | 1910.631 | 1624.0635 | -286.5675 | 0 | 0 | 0 | 0 | 0
6880 | 1354.9627 | 237.27 | 973.2002 | 973.2002 | 0 | 0 | 0 | 419.892 | 0 | 0
6881 | 1401.9869 | 135.36 | 532.2491 | 532.2491 | 0 | 0 | 0 | 890.591 | 0 | 0
6882 | 1511.5332 | 9.14 | 0 | 0 | 0 | 0 | 0 | 1511.533 | 0 | 0
6883 | 1511.2516 | 0 | 0 | 0 | 0 | 0 | 0 | 18.114 | 0 | 1554.0234
6884 | 1042.651 | 0 | 0 | 0 | 0 | 0 | 0 | 0 | 0 | 1085.167
6885 | 1417.1352 | 0 | 0 | 0 | 0 | 0 | 0 | 0 | 0 | 1474.9212
6886 | 1734.126 | 0 | 0 | 0 | 0 | 0 | 0 | 123.177 | 0 | 1676.6383
6887 | 1786.9578 | 0 | 0 | 0 | 0 | 0 | 0 | 176.008 | 0 | 1676.6383
6888 | 1498.7138 | 0 | 0 | 0 | 0 | 0 | 0 | 1498.714 | 0 | 0
6889 | 1306.0331 | 0 | 0 | 0 | 0 | 0 | 0 | 1306.033 | 0 | 0
6890 | 1539.8915 | 0 | 0 | 0 | 0 | 0 | 0 | 1539.891 | 0 | 0
6891 | 1354.9802 | 0 | 0 | 0 | 0 | 0 | 0 | 1354.98 | 0 | 0
6892 | 1587.2847 | 0 | 0 | 0 | 0 | 0 | 0 | 1587.285 | 0 | 0
6893 | 1386.8347 | 0 | 0 | 0 | 0 | 0 | 0 | 1386.835 | 0 | 0
6894 | 1682.8481 | 0 | 0 | 0 | 0 | 0 | 0 | 1682.848 | 0 | 0
6895 | 1314.5969 | 83.6 | 304.6916 | 0 | -304.6916 | 0 | 0 | 1314.597 | 0 | 0
6896 | 1491.5815 | 236.77 | 988.6734 | 0 | -988.6734 | 0 | 0 | 1491.581 | 0 | 0
6897 | 1238.8415 | 361.64 | 1502.3113 | 0 | -1502.3113 | 0 | 0 | 1238.842 | 0 | 0
6898 | 1931.0148 | 566.73 | 2322.3019 | 990.3189 | -1331.983 | 0 | 0 | 979.495 | 0 | 0
6899 | 1849.8422 | 498.25 | 2023.8383 | 1925.2726 | -98.5657 | 0 | 0 | 0 | 0 | 0
6900 | 1624.0727 | 848.19 | 3366.9358 | 1690.2975 | -1676.6383 | 0 | 0 | 0 | 0 | 0
6901 | 1805.6859 | 681.81 | 2734.8336 | 1879.3161 | -855.5175 | 0 | 0 | 0 | 0 | 0
6902 | 1579.4376 | 655.97 | 2648.3128 | 1643.8424 | -1004.4703 | 0 | 0 | 0 | 0 | 0
6903 | 1451.8731 | 500.53 | 2058.6211 | 1511.0757 | -547.5454 | 0 | 0 | 0 | 0 | 0
6904 | 1128.7455 | 150.11 | 605.4157 | 605.4157 | 0 | 0 | 0 | 547.049 | 0 | 0
6905 | 1228.0848 | 29.39 | 95.0531 | 95.0531 | 0 | 0 | 0 | 1136.756 | 0 | 0
6906 | 1434.2978 | 1.96 | 0 | 0 | 0 | 0 | 0 | 1434.298 | 0 | 0
6907 | 1492.2516 | 0 | 0 | 0 | 0 | 0 | 0 | 0 | 0 | 1553.1013
6908 | 1240.7703 | 0 | 0 | 0 | 0 | 0 | 0 | 0 | 0 | 1291.3646
6909 | 1418.6891 | 0 | 0 | 0 | 0 | 0 | 0 | 0 | 0 | 1476.5386
6910 | 1613.7006 | 0 | 0 | 0 | 0 | 0 | 0 | 2.751 | 0 | 1676.6383
6911 | 1366.6343 | 0 | 0 | 0 | 0 | 0 | 0 | 0 | 0 | 1422.361
6912 | 1386.8347 | 0 | 0 | 0 | 0 | 0 | 0 | 1386.835 | 0 | 0
6913 | 1509.5909 | 0 | 0 | 0 | 0 | 0 | 0 | 1509.591 | 0 | 0
6914 | 1275.7325 | 0 | 0 | 0 | 0 | 0 | 0 | 1275.732 | 0 | 0
6915 | 1501.8215 | 0 | 0 | 0 | 0 | 0 | 0 | 1501.822 | 0 | 0
6916 | 1306.0331 | 0 | 0 | 0 | 0 | 0 | 0 | 1306.033 | 0 | 0
6917 | 1323.1257 | 0 | 0 | 0 | 0 | 0 | 0 | 1323.126 | 0 | 0
6918 | 1096.2598 | 0 | 0 | 0 | 0 | 0 | 0 | 1096.26 | 0 | 0
6919 | 1443.5696 | 52.2 | 190.2852 | 0 | -190.2852 | 0 | 0 | 1443.57 | 0 | 0
6920 | 1285.1606 | 182.11 | 750.627 | 0 | -750.627 | 0 | 0 | 1285.161 | 0 | 0
6921 | 1191.5872 | 350.95 | 1450.2683 | 0 | -1450.2683 | 0 | 0 | 1191.587 | 0 | 0
6922 | 1744.2447 | 358.61 | 1457.5194 | 0 | -1457.5194 | 0 | 0 | 1744.245 | 0 | 0
6923 | 1620.4415 | 509.44 | 2041.0767 | 783.7455 | -1257.3312 | 0 | 0 | 867.402 | 0 | 0
6924 | 1876.2766 | 699.5 | 2752.328 | 1952.7845 | -799.5435 | 0 | 0 | 0 | 0 | 0
6925 | 1620.8484 | 803.71 | 3140.7948 | 1686.942 | -1453.8528 | 0 | 0 | 0 | 0 | 0
6926 | 1712.8476 | 568.45 | 2278.8994 | 1782.6914 | -496.208 | 0 | 0 | 0 | 0 | 0
6927 | 1534.4519 | 488.51 | 1999.0481 | 1597.022 | -402.0261 | 0 | 0 | 0 | 0 | 0
6928 | 1664.7066 | 72.95 | 277.0735 | 277.0735 | 0 | 0 | 0 | 1398.489 | 0 | 0
6929 | 1575.5306 | 21.55 | 62.8369 | 62.8369 | 0 | 0 | 0 | 1515.156 | 0 | 0
6930 | 1789.0993 | 1.96 | 0 | 0 | 0 | 0 | 0 | 1789.099 | 0 | 0
6931 | 1655.2046 | 0 | 0 | 0 | 0 | 0 | 0 | 808.059 | 0 | 881.6899
6932 | 1494.8291 | 0 | 0 | 0 | 0 | 0 | 0 | 0 | 0 | 1555.7833
6933 | 1709.264 | 0 | 0 | 0 | 0 | 0 | 0 | 98.315 | 0 | 1676.6383
6934 | 1697.6099 | 0 | 0 | 0 | 0 | 0 | 0 | 86.661 | 0 | 1676.6383
6935 | 1894.9522 | 0 | 0 | 0 | 0 | 0 | 0 | 284.003 | 0 | 1676.6383
6936 | 1490.1674 | 0 | 0 | 0 | 0 | 0 | 0 | 1490.167 | 0 | 0
6937 | 1436.5587 | 0 | 0 | 0 | 0 | 0 | 0 | 1436.559 | 0 | 0
6938 | 1714.7026 | 0 | 0 | 0 | 0 | 0 | 0 | 1714.703 | 0 | 0
6939 | 1420.243 | 0 | 0 | 0 | 0 | 0 | 0 | 1420.243 | 0 | 0
6940 | 1859.99 | 0 | 0 | 0 | 0 | 0 | 0 | 1859.99 | 0 | 0
6941 | 1577.9614 | 0 | 0 | 0 | 0 | 0 | 0 | 1577.961 | 0 | 0
6942 | 1522.7988 | 0 | 0 | 0 | 0 | 0 | 0 | 1522.799 | 0 | 0
6943 | 1380.6823 | 95 | 350.5232 | 0 | -350.5232 | 0 | 0 | 1380.682 | 0 | 0
6944 | 1445.3682 | 272.3 | 1146.323 | 77.5285 | -1068.7945 | 0 | 0 | 1370.878 | 0 | 0
6945 | 1443.6317 | 489.94 | 2050.1263 | 1502.4976 | -547.6286 | 0 | 0 | 0 | 0 | 0
6946 | 1751.3527 | 701.95 | 2873.8824 | 1822.7676 | -1051.1148 | 0 | 0 | 0 | 0 | 0
6947 | 1975.004 | 636.98 | 2581.6021 | 2055.5383 | -526.0638 | 0 | 0 | 0 | 0 | 0
6948 | 1647.8616 | 820.64 | 3281.9897 | 1715.0555 | -1566.9342 | 0 | 0 | 0 | 0 | 0
6949 | 1546.6392 | 747.1 | 2995.2453 | 1609.706 | -1385.5393 | 0 | 0 | 0 | 0 | 0
6950 | 1415.4066 | 673.12 | 2727.2442 | 1473.1228 | -1254.1215 | 0 | 0 | 0 | 0 | 0
6951 | 1594.654 | 537.83 | 2219.3545 | 1659.6789 | -559.6756 | 0 | 0 | 0 | 0 | 0
6952 | 1899.5274 | 183.75 | 753.0624 | 753.0624 | 0 | 0 | 0 | 1175.969 | 0 | 0
6953 | 1653.7527 | 58.02 | 209.0005 | 209.0005 | 0 | 0 | 0 | 1452.94 | 0 | 0
6954 | 1424.522 | 1.96 | 0 | 0 | 0 | 0 | 0 | 1424.522 | 0 | 0
6955 | 1615.5546 | 0 | 0 | 0 | 0 | 0 | 0 | 4.605 | 0 | 1676.6383
6956 | 1257.086 | 0 | 0 | 0 | 0 | 0 | 0 | 0 | 0 | 1308.3459
6957 | 1328.5643 | 0 | 0 | 0 | 0 | 0 | 0 | 0 | 0 | 1382.7386
6958 | 1113.3524 | 0 | 0 | 0 | 0 | 0 | 0 | 0 | 0 | 1158.7509
6959 | 1417.1352 | 0 | 0 | 0 | 0 | 0 | 0 | 0 | 0 | 1474.9212
6960 | 1232.224 | 0 | 0 | 0 | 0 | 0 | 0 | 1232.224 | 0 | 0
6961 | 896.5867 | 0 | 0 | 0 | 0 | 0 | 0 | 896.587 | 0 | 0
6962 | 1312.2486 | 0 | 0 | 0 | 0 | 0 | 0 | 1312.249 | 0 | 0
6963 | 996.8117 | 0 | 0 | 0 | 0 | 0 | 0 | 996.812 | 0 | 0
6964 | 1216.6852 | 0 | 0 | 0 | 0 | 0 | 0 | 1216.685 | 0 | 0
6965 | 1229.1162 | 0 | 0 | 0 | 0 | 0 | 0 | 1229.116 | 0 | 0
6966 | 891.925 | 0 | 0 | 0 | 0 | 0 | 0 | 891.925 | 0 | 0
6967 | 1020.5365 | 56.27 | 207.9326 | 0 | -207.9326 | 0 | 0 | 1020.536 | 0 | 0
6968 | 782.7914 | 200 | 831.5463 | 0 | -831.5463 | 0 | 0 | 782.791 | 0 | 0
6969 | 1064.2324 | 202.01 | 825.4661 | 0 | -825.4661 | 0 | 0 | 1064.232 | 0 | 0
6970 | 1233.7118 | 443.74 | 1821.6529 | 673.8489 | -1147.804 | 0 | 0 | 586.263 | 0 | 0
6971 | 1280.4233 | 520.17 | 2111.4374 | 1332.6345 | -778.8029 | 0 | 0 | 0 | 0 | 0
6972 | 1104.2739 | 515.44 | 2085.8739 | 1149.3028 | -936.5711 | 0 | 0 | 0 | 0 | 0
6973 | 1300.3109 | 663.35 | 2674.6236 | 1353.3335 | -1321.2901 | 0 | 0 | 0 | 0 | 0
6974 | 1092.2168 | 361.71 | 1473.2768 | 1136.7541 | -336.5227 | 0 | 0 | 0 | 0 | 0
6975 | 1134.3734 | 409.07 | 1690.6191 | 1180.6301 | -509.989 | 0 | 0 | 0 | 0 | 0
6976 | 1436.7588 | 208.34 | 860.3633 | 860.3633 | 0 | 0 | 0 | 610.104 | 0 | 0
6977 | 1263.9143 | 104.13 | 410.4012 | 410.4012 | 0 | 0 | 0 | 869.592 | 0 | 0
6978 | 1435.7711 | 4.89 | 0 | 0 | 0 | 0 | 0 | 1435.771 | 0 | 0
6979 | 1114.3042 | 0 | 0 | 0 | 0 | 0 | 0 | 0 | 0 | 1159.7417
6980 | 986.7115 | 0 | 0 | 0 | 0 | 0 | 0 | 0 | 0 | 1026.9459
6981 | 1394.604 | 0 | 0 | 0 | 0 | 0 | 0 | 0 | 0 | 1451.4715
6982 | 1505.7062 | 0 | 0 | 0 | 0 | 0 | 0 | 0 | 0 | 1567.1039
6983 | 1400.0426 | 0 | 0 | 0 | 0 | 0 | 0 | 0 | 0 | 1457.1323
6984 | 1386.8347 | 0 | 0 | 0 | 0 | 0 | 0 | 1386.835 | 0 | 0
6985 | 1262.5245 | 0 | 0 | 0 | 0 | 0 | 0 | 1262.525 | 0 | 0
6986 | 1246.9858 | 0 | 0 | 0 | 0 | 0 | 0 | 1246.986 | 0 | 0
6987 | 1582.6231 | 0 | 0 | 0 | 0 | 0 | 0 | 1582.623 | 0 | 0
6988 | 1398.4887 | 0 | 0 | 0 | 0 | 0 | 0 | 1398.489 | 0 | 0
6989 | 1537.5607 | 0 | 0 | 0 | 0 | 0 | 0 | 1537.561 | 0 | 0
6990 | 1553.8764 | 0 | 0 | 0 | 0 | 0 | 0 | 1553.876 | 0 | 0
6991 | 1107.5098 | 106.02 | 388.9997 | 388.9997 | 0 | 0 | 0 | 733.751 | 0 | 0
6992 | 198.9214 | 268.81 | 1132.7887 | 207.0324 | -925.7564 | 0 | 0 | 0 | 0 | 0
6993 | 298.2132 | 541.94 | 2273.2387 | 310.3732 | -1676.6383 | 0 | 286.2271 | 0 | 0 | 0
6994 | 304.1927 | 481.41 | 1976.6932 | 316.597 | -1660.0962 | 0 | 0 | 0 | 0 | 0
6995 | 345.2975 | 496.87 | 2015.5892 | 359.3771 | -1656.212 | 0 | 0 | 0 | 0 | 0
6996 | 302.5368 | 724.97 | 2900.6501 | 314.8735 | -1676.6383 | 0 | 909.1383 | 0 | 0 | 0
6997 | 291.076 | 317.85 | 1281.1442 | 302.9451 | -715.0542 | 0 | 263.1448 | 0 | 0 | 0
6998 | 306.2603 | 535.89 | 2175.9791 | 318.7483 | 0 | 0 | 1857.2308 | 0 | 0 | 0
6999 | 275.21 | 556.99 | 2293.8502 | 286.4322 | 0 | 0 | 2007.418 | 0 | 0 | 0
7000 | 224.034 | 387.61 | 1631.8527 | 233.1694 | 0 | 0 | 1398.6833 | 0 | 0 | 0
7001 | 243.4565 | 65.22 | 245.6847 | 245.6847 | 0 | 0 | 0 | 0 | 0 | 7.6986
7002 | 289.9125 | 3.91 | 0 | 0 | 0 | 0 | 0 | 0 | 0 | 301.7347
7003 | 248.7805 | 0 | 0 | 0 | 0 | 0 | 0 | 0 | 0 | 258.9245
7004 | 309.2214 | 0 | 0 | 0 | 0 | 0 | 0 | 0 | 0 | 321.83
7005 | 289.7979 | 0 | 0 | 0 | 0 | 0 | 0 | 0 | 0 | 301.615
7006 | 230.7506 | 0 | 0 | 0 | 0 | 0 | 0 | 0 | 0 | 240.1603
7007 | 296.7904 | 0 | 0 | 0 | 0 | 0 | 0 | 0 | 0 | 308.8921
7008 | 163.157 | 0 | 0 | 0 | 0 | 0 | 0 | 0 | 0 | 169.81
7009 | 222.2043 | 0 | 0 | 0 | 0 | 0 | 0 | 0 | 0 | 231.2648
7010 | 219.8735 | 0 | 0 | 0 | 0 | 0 | 0 | 0 | 0 | 228.8398
7011 | 215.2119 | 0 | 0 | 0 | 0 | 0 | 0 | 0 | 0 | 223.9877
7012 | 131.3026 | 0 | 0 | 0 | 0 | 0 | 0 | 0 | 0 | 136.6571
7013 | 144.5105 | 0 | 0 | 0 | 0 | 0 | 0 | 0 | 0 | 150.4037
7014 | 197.3423 | 0 | 0 | 0 | 0 | 0 | 0 | 0 | 0 | 205.389
7015 | 135.9137 | 66.28 | 248.2242 | 141.4561 | -106.7681 | 0 | 0 | 0 | 0 | 0
7016 | 163.4921 | 233.01 | 977.1062 | 170.1587 | -806.9476 | 0 | 0 | 0 | 0 | 0
7017 | 970.3841 | 393.39 | 1646.6671 | 1009.9542 | -636.7129 | 0 | 0 | 0 | 0 | 0
7018 | 1153.9649 | 485.7 | 2000.1919 | 1201.02 | -799.1719 | 0 | 0 | 0 | 0 | 0
7019 | 1330.2706 | 754.1 | 3059.7599 | 1384.5141 | -1086.1255 | 0 | 589.1203 | 0 | 0 | 0
7020 | 1342.4171 | 822.77 | 3315.4809 | 1397.1565 | 0 | 0 | 1918.3244 | 0 | 0 | 0
7021 | 1361.5307 | 616.38 | 2507.3406 | 1417.0499 | 0 | 0 | 1090.2907 | 0 | 0 | 0
7022 | 1355.7183 | 265.9 | 1078.4685 | 1078.4685 | 0 | 0 | 0 | 319.503 | 0 | 0
7023 | 1394.876 | 198.79 | 804.4955 | 804.4955 | 0 | 0 | 0 | 621.9 | 0 | 0
7024 | 1538.6163 | 110.19 | 435.8013 | 435.8013 | 0 | 0 | 0 | 1119.889 | 0 | 0
7025 | 1416.4175 | 39.2 | 136.1607 | 136.1607 | 0 | 0 | 0 | 1285.591 | 0 | 0
7026 | 1352.2386 | 1.96 | 0 | 0 | 0 | 0 | 0 | 1352.239 | 0 | 0
7027 | 1554.2017 | 0 | 0 | 0 | 0 | 0 | 0 | 0 | 0 | 1617.5774
7028 | 1215.1313 | 0 | 0 | 0 | 0 | 0 | 0 | 0 | 0 | 1264.6801
7029 | 895.0328 | 0 | 0 | 0 | 0 | 0 | 0 | 0 | 0 | 931.5296
7030 | 1180.946 | 0 | 0 | 0 | 0 | 0 | 0 | 0 | 0 | 1229.1012
7031 | 1267.9631 | 0 | 0 | 0 | 0 | 0 | 0 | 0 | 0 | 1319.6665
7032 | 849.9704 | 0 | 0 | 0 | 0 | 0 | 0 | 849.97 | 0 | 0
7033 | 1104.8061 | 0 | 0 | 0 | 0 | 0 | 0 | 1104.806 | 0 | 0
7034 | 738.0913 | 0 | 0 | 0 | 0 | 0 | 0 | 738.091 | 0 | 0
7035 | 1162.2995 | 0 | 0 | 0 | 0 | 0 | 0 | 1162.3 | 0 | 0
7036 | 1122.6757 | 0 | 0 | 0 | 0 | 0 | 0 | 1122.676 | 0 | 0
7037 | 1184.8307 | 0 | 0 | 0 | 0 | 0 | 0 | 1184.831 | 0 | 0
7038 | 1024.0045 | 0 | 0 | 0 | 0 | 0 | 0 | 1024.005 | 0 | 0
7039 | 1256.0216 | 53.72 | 196.7151 | 0 | -196.7151 | 0 | 0 | 1256.022 | 0 | 0
7040 | 1353.606 | 259.63 | 1090.4385 | 887.7368 | -202.7017 | 0 | 0 | 500.649 | 0 | 0
7041 | 1534.3568 | 211.41 | 865.714 | 865.714 | 0 | 0 | 0 | 702.561 | 0 | 0
7042 | 1602.1427 | 505.97 | 2075.9958 | 1667.4733 | -408.5226 | 0 | 0 | 0 | 0 | 0
7043 | 1628.6013 | 747.3 | 3017.6928 | 1695.0101 | -1322.6826 | 0 | 0 | 0 | 0 | 0
7044 | 1636.1784 | 852.02 | 3409.7711 | 1702.8971 | -1676.6383 | 0 | 30.2356 | 0 | 0 | 0
7045 | 1876.1804 | 868.28 | 3479.4396 | 1952.6846 | -1526.755 | 0 | 0 | 0 | 0 | 0
7046 | 1679.1101 | 762.81 | 3098.6725 | 1747.5787 | -1351.0938 | 0 | 0 | 0 | 0 | 0
7047 | 1605.5447 | 499.11 | 2066.7392 | 1671.014 | -395.7252 | 0 | 0 | 0 | 0 | 0
7048 | 1427.7269 | 253.76 | 1056.5768 | 1056.5768 | 0 | 0 | 0 | 412.546 | 0 | 0
7049 | 1587.1934 | 167.6 | 650.5885 | 650.5885 | 0 | 0 | 0 | 962.094 | 0 | 0
7050 | 1493.7656 | 7.48 | 0 | 0 | 0 | 0 | 0 | 1493.766 | 0 | 0
7051 | 1428.0124 | 0 | 0 | 0 | 0 | 0 | 0 | 0 | 0 | 1486.2417
7052 | 1214.3544 | 0 | 0 | 0 | 0 | 0 | 0 | 0 | 0 | 1263.8715
7053 | 1286.6096 | 0 | 0 | 0 | 0 | 0 | 0 | 0 | 0 | 1339.0738
7054 | 1485.5058 | 0 | 0 | 0 | 0 | 0 | 0 | 0 | 0 | 1546.0802
7055 | 1588.0616 | 0 | 0 | 0 | 0 | 0 | 0 | 0 | 0 | 1652.8181
7056 | 1464.5285 | 0 | 0 | 0 | 0 | 0 | 0 | 1464.528 | 0 | 0
7057 | 943.9799 | 0 | 0 | 0 | 0 | 0 | 0 | 943.98 | 0 | 0
7058 | 1055.082 | 0 | 0 | 0 | 0 | 0 | 0 | 1055.082 | 0 | 0
7059 | 1517.3603 | 0 | 0 | 0 | 0 | 0 | 0 | 1517.36 | 0 | 0
7060 | 1184.8307 | 0 | 0 | 0 | 0 | 0 | 0 | 1184.831 | 0 | 0
7061 | 1555.4302 | 0 | 0 | 0 | 0 | 0 | 0 | 1555.43 | 0 | 0
7062 | 1419.4661 | 0 | 0 | 0 | 0 | 0 | 0 | 1419.466 | 0 | 0
7063 | 1509.6793 | 122.01 | 443.0212 | 0 | -443.0212 | 0 | 0 | 1509.679 | 0 | 0
7064 | 1222.5996 | 331.66 | 1405.1548 | 156.3819 | -1248.7729 | 0 | 0 | 1072.345 | 0 | 0
7065 | 1098.0623 | 457.55 | 1912.5866 | 1142.8374 | -769.7491 | 0 | 0 | 0 | 0 | 0
7066 | 1450.0124 | 587.93 | 2408.7894 | 1509.1388 | -899.6506 | 0 | 0 | 0 | 0 | 0
7067 | 1367.1296 | 628.25 | 2538.8543 | 1422.8772 | -1115.9771 | 0 | 0 | 0 | 0 | 0
7068 | 1547.1005 | 718.56 | 2878.9166 | 1610.1858 | -1268.7308 | 0 | 0 | 0 | 0 | 0
7069 | 1876.2222 | 766.01 | 3063.7971 | 1952.7283 | -1111.0688 | 0 | 0 | 0 | 0 | 0
7070 | 1289.5668 | 641.05 | 2596.0304 | 1342.1514 | -1253.879 | 0 | 0 | 0 | 0 | 0
7071 | 1309.7799 | 94.97 | 363.9648 | 363.9648 | 0 | 0 | 0 | 960.075 | 0 | 0
7072 | 1430.0072 | 43.13 | 151.1114 | 151.1114 | 0 | 0 | 0 | 1284.816 | 0 | 0
7073 | 1378.6088 | 15.67 | 38.7929 | 38.7929 | 0 | 0 | 0 | 1341.336 | 0 | 0
7074 | 911.5146 | 0.98 | 0 | 0 | 0 | 0 | 0 | 911.515 | 0 | 0
7075 | 1308.9971 | 0 | 0 | 0 | 0 | 0 | 0 | 0 | 0 | 1362.3737
7076 | 978.1652 | 0 | 0 | 0 | 0 | 0 | 0 | 0 | 0 | 1018.0514
7077 | 1111.0216 | 0 | 0 | 0 | 0 | 0 | 0 | 0 | 0 | 1156.3259
7078 | 1313.0255 | 0 | 0 | 0 | 0 | 0 | 0 | 0 | 0 | 1366.567
7079 | 1476.9595 | 0 | 0 | 0 | 0 | 0 | 0 | 0 | 0 | 1537.1847
7080 | 1488.6136 | 0 | 0 | 0 | 0 | 0 | 0 | 1488.614 | 0 | 0
7081 | 1055.859 | 0 | 0 | 0 | 0 | 0 | 0 | 1055.859 | 0 | 0
7082 | 1290.4943 | 0 | 0 | 0 | 0 | 0 | 0 | 1290.494 | 0 | 0
7083 | 1036.4355 | 0 | 0 | 0 | 0 | 0 | 0 | 1036.436 | 0 | 0
7084 | 1038.7663 | 0 | 0 | 0 | 0 | 0 | 0 | 1038.766 | 0 | 0
7085 | 936.9874 | 0 | 0 | 0 | 0 | 0 | 0 | 936.987 | 0 | 0
7086 | 1198.0387 | 0 | 0 | 0 | 0 | 0 | 0 | 1198.039 | 0 | 0
7087 | 1205.407 | 126.2 | 457.3225 | 63.0461 | -394.2764 | 0 | 0 | 1144.83 | 0 | 0
7088 | 1106.8931 | 306.86 | 1300.2404 | 1152.0285 | -148.2118 | 0 | 0 | 0 | 0 | 0
7089 | 1442.5236 | 553.5 | 2322.0344 | 1501.3445 | -820.69 | 0 | 0 | 0 | 0 | 0
7090 | 1737.0055 | 665.29 | 2722.6232 | 1807.8345 | -914.7887 | 0 | 0 | 0 | 0 | 0
7091 | 1443.4841 | 659.55 | 2658.8007 | 1502.3446 | -1156.456 | 0 | 0 | 0 | 0 | 0
7092 | 1588.2695 | 472.06 | 1900.0994 | 1653.0335 | -247.0658 | 0 | 0 | 0 | 0 | 0
7093 | 1786.2343 | 802.33 | 3145.5782 | 1859.0709 | -1286.5073 | 0 | 0 | 0 | 0 | 0
7094 | 1390.1667 | 791.57 | 3120.5267 | 1446.8536 | -1673.6732 | 0 | 0 | 0 | 0 | 0
7095 | 1677.3843 | 562.62 | 2271.6973 | 1745.7823 | -525.9149 | 0 | 0 | 0 | 0 | 0
7096 | 1676.6695 | 361.54 | 1502.0876 | 1502.0876 | 0 | 0 | 0 | 233.432 | 0 | 0
7097 | 1553.3917 | 121.01 | 468.1487 | 468.1487 | 0 | 0 | 0 | 1103.584 | 0 | 0
7098 | 1585.9659 | 4.22 | 0 | 0 | 0 | 0 | 0 | 1585.966 | 0 | 0
7099 | 1572.7909 | 0 | 0 | 0 | 0 | 0 | 0 | 0 | 0 | 1636.9244
7100 | 1489.3905 | 0 | 0 | 0 | 0 | 0 | 0 | 0 | 0 | 1550.1225
7101 | 1698.3869 | 0 | 0 | 0 | 0 | 0 | 0 | 87.437 | 0 | 1676.6383
7102 | 1112.5755 | 0 | 0 | 0 | 0 | 0 | 0 | 0 | 0 | 1157.9422
7103 | 1168.515 | 0 | 0 | 0 | 0 | 0 | 0 | 0 | 0 | 1216.1633
7104 | 371.3765 | 0 | 0 | 0 | 0 | 0 | 0 | 371.376 | 0 | 0
7105 | 116.5407 | 0 | 0 | 0 | 0 | 0 | 0 | 116.541 | 0 | 0
7106 | 122.7562 | 0 | 0 | 0 | 0 | 0 | 0 | 122.756 | 0 | 0
7107 | 114.9869 | 0 | 0 | 0 | 0 | 0 | 0 | 114.987 | 0 | 0
7108 | 121.2024 | 0 | 0 | 0 | 0 | 0 | 0 | 121.202 | 0 | 0
7109 | 123.5332 | 0 | 0 | 0 | 0 | 0 | 0 | 123.533 | 0 | 0
7110 | 101.7789 | 0 | 0 | 0 | 0 | 0 | 0 | 101.779 | 0 | 0
7111 | 87.8474 | 83.05 | 301.2258 | 0 | -301.2258 | 0 | 0 | 87.847 | 0 | 0
7112 | 176.3999 | 236.06 | 985.3773 | 0 | -985.3773 | 0 | 0 | 176.4 | 0 | 0
7113 | 1266.3005 | 155.49 | 623.7771 | 0 | -623.7771 | 0 | 0 | 1266.3 | 0 | 0
7114 | 1548.0484 | 47.11 | 163.7683 | 0 | -163.7683 | 0 | 0 | 1548.048 | 0 | 0
7115 | 1673.0266 | 147.66 | 576.8006 | 0 | -576.8006 | 0 | 0 | 1673.027 | 0 | 0
7116 | 1771.9988 | 556.23 | 2212.4458 | 535.8075 | -1676.6383 | 0 | 0 | 1257.184 | 0 | 0
7117 | 1494.0026 | 755.85 | 2969.5776 | 1292.9393 | -1676.6383 | 0 | 0 | 251.72 | 0 | 0
7118 | 1420.6499 | 540.58 | 2170.9782 | 552.9699 | -1618.0083 | 0 | 0 | 889.345 | 0 | 0
7119 | 1712.2377 | 540.75 | 2214.7012 | 1782.0576 | -432.6436 | 0 | 0 | 0 | 0 | 0
7120 | 1677.291 | 247.34 | 1026.3006 | 1026.3006 | 0 | 0 | 0 | 691.201 | 0 | 0
7121 | 1676.9667 | 8.81 | 11.4038 | 11.4038 | 0 | 0 | 0 | 1666.01 | 0 | 0
7122 | 1398.5489 | 0.98 | 0 | 0 | 0 | 0 | 0 | 1398.549 | 0 | 0
7123 | 1443.0422 | 0 | 0 | 0 | 0 | 0 | 0 | 820.052 | 0 | 648.3946
7124 | 1379.0653 | 0 | 0 | 0 | 0 | 0 | 0 | 0 | 0 | 1435.2988
7125 | 1510.3678 | 0 | 0 | 0 | 0 | 0 | 0 | 0 | 0 | 1571.956
7126 | 1776.0807 | 0 | 0 | 0 | 0 | 0 | 0 | 165.131 | 0 | 1676.6383
7127 | 1299.0406 | 0 | 0 | 0 | 0 | 0 | 0 | 0 | 0 | 1352.0117
7128 | 1407.035 | 0 | 0 | 0 | 0 | 0 | 0 | 1407.035 | 0 | 0
7129 | 1057.4129 | 0 | 0 | 0 | 0 | 0 | 0 | 1057.413 | 0 | 0
7130 | 1358.0879 | 0 | 0 | 0 | 0 | 0 | 0 | 1358.088 | 0 | 0
7131 | 1203.4772 | 0 | 0 | 0 | 0 | 0 | 0 | 1203.477 | 0 | 0
7132 | 1147.5377 | 0 | 0 | 0 | 0 | 0 | 0 | 1147.538 | 0 | 0
7133 | 1421.0199 | 0 | 0 | 0 | 0 | 0 | 0 | 1421.02 | 0 | 0
7134 | 1152.9763 | 0 | 0 | 0 | 0 | 0 | 0 | 1152.976 | 0 | 0
7135 | 1150.6454 | 31.36 | 103.1982 | 0 | -103.1982 | 0 | 0 | 1150.645 | 0 | 0
7136 | 1557.2327 | 91.31 | 359.8892 | 0 | -359.8892 | 0 | 0 | 1557.233 | 0 | 0
7137 | 1562.9559 | 34.32 | 113.5446 | 0 | -113.5446 | 0 | 0 | 1562.956 | 0 | 0
7138 | 1484.153 | 194.89 | 783.3833 | 0 | -783.3833 | 0 | 0 | 1484.153 | 0 | 0
7139 | 1538.7348 | 679.17 | 2721.5886 | 1044.9503 | -1676.6383 | 0 | 0 | 534.725 | 0 | 0
7140 | 1370.921 | 657.2 | 2641.6549 | 965.0166 | -1676.6383 | 0 | 0 | 443.713 | 0 | 0
7141 | 1755.5239 | 166.42 | 655.858 | 0 | -655.858 | 0 | 0 | 1755.524 | 0 | 0
7142 | 1535.2541 | 260.15 | 1054.2996 | 0 | -1054.2996 | 0 | 0 | 1535.254 | 0 | 0
7143 | 1077.4462 | 56.91 | 205.6554 | 0 | -205.6554 | 0 | 0 | 1077.446 | 0 | 0
7144 | 1517.8449 | 76.51 | 292.9495 | 0 | -292.9495 | 0 | 0 | 1517.845 | 0 | 0
7145 | 1251.0074 | 98.36 | 384.8158 | 0 | -384.8158 | 0 | 0 | 1251.007 | 0 | 0
7146 | 1642.0142 | 3.91 | 0 | 0 | 0 | 0 | 0 | 1642.014 | 0 | 0
7147 | 1603.6198 | 0 | 0 | 0 | 0 | 0 | 0 | 0 | 0 | 1669.0105
7148 | 1352.6494 | 0 | 0 | 0 | 0 | 0 | 0 | 0 | 0 | 1407.8057
7149 | 1404.7042 | 0 | 0 | 0 | 0 | 0 | 0 | 0 | 0 | 1461.9833
7150 | 1233.7778 | 0 | 0 | 0 | 0 | 0 | 0 | 0 | 0 | 1284.0875
7151 | 1466.0823 | 0 | 0 | 0 | 0 | 0 | 0 | 0 | 0 | 1525.8641
7152 | 1573.2998 | 0 | 0 | 0 | 0 | 0 | 0 | 1573.3 | 0 | 0
7153 | 1475.4056 | 0 | 0 | 0 | 0 | 0 | 0 | 1475.406 | 0 | 0
7154 | 1317.6872 | 0 | 0 | 0 | 0 | 0 | 0 | 1317.687 | 0 | 0
7155 | 1793.9503 | 0 | 0 | 0 | 0 | 0 | 0 | 1793.95 | 0 | 0
7156 | 1639.3396 | 0 | 0 | 0 | 0 | 0 | 0 | 1639.34 | 0 | 0
7157 | 1427.2354 | 0 | 0 | 0 | 0 | 0 | 0 | 1427.235 | 0 | 0
7158 | 1366.6343 | 0 | 0 | 0 | 0 | 0 | 0 | 1366.634 | 0 | 0
7159 | 1260.9775 | 76.77 | 272.671 | 272.671 | 0 | 0 | 0 | 998.99 | 0 | 0
7160 | 331.6128 | 347.36 | 1473.1457 | 345.1351 | -1128.0105 | 0 | 0 | 0 | 0 | 0
7161 | 268.4554 | 386.29 | 1615.7852 | 279.4017 | -1336.3834 | 0 | 0 | 0 | 0 | 0
7162 | 276.049 | 472.4 | 1956.6541 | 287.3054 | -1669.3487 | 0 | 0 | 0 | 0 | 0
7163 | 261.2493 | 669.06 | 2743.6385 | 271.9029 | -1676.6383 | 0 | 795.0973 | 0 | 0 | 0
7164 | 324.2289 | 815.69 | 3317.987 | 337.45 | -1676.6383 | 0 | 1303.8987 | 0 | 0 | 0
7165 | 205.8624 | 876.13 | 3571.3433 | 214.2564 | -823.3762 | 0 | 2533.7107 | 0 | 0 | 0
7166 | 205.1622 | 581.37 | 2403.2494 | 213.5289 | 0 | 0 | 2189.7205 | 0 | 0 | 0
7167 | 333.7513 | 566.08 | 2375.8488 | 347.3603 | 0 | 0 | 2028.4885 | 0 | 0 | 0
7168 | 381.8331 | 288.03 | 1218.76 | 397.4029 | 0 | 0 | 821.3571 | 0 | 0 | 0
7169 | 308.0162 | 163.65 | 633.6884 | 320.5769 | 0 | 0 | 313.1115 | 0 | 0 | 0
7170 | 338.7742 | 8.27 | 0 | 0 | 0 | 0 | 0 | 0 | 0 | 352.5881
7171 | 273.5706 | 0 | 0 | 0 | 0 | 0 | 0 | 0 | 0 | 284.7263
7172 | 258.7204 | 0 | 0 | 0 | 0 | 0 | 0 | 0 | 0 | 269.2698
7173 | 300.6751 | 0 | 0 | 0 | 0 | 0 | 0 | 0 | 0 | 312.9356
7174 | 283.5824 | 0 | 0 | 0 | 0 | 0 | 0 | 0 | 0 | 295.1456
7175 | 236.1892 | 0 | 0 | 0 | 0 | 0 | 0 | 0 | 0 | 245.82
7176 | 135.1872 | 0 | 0 | 0 | 0 | 0 | 0 | 0 | 0 | 140.6995
7177 | 138.295 | 0 | 0 | 0 | 0 | 0 | 0 | 0 | 0 | 143.9342
7178 | 120.4254 | 0 | 0 | 0 | 0 | 0 | 0 | 0 | 0 | 125.3355
7179 | 114.9869 | 0 | 0 | 0 | 0 | 0 | 0 | 0 | 0 | 119.6758
7180 | 111.8791 | 0 | 0 | 0 | 0 | 0 | 0 | 0 | 0 | 116.4411
7181 | 98.6711 | 0 | 0 | 0 | 0 | 0 | 0 | 0 | 0 | 102.6945
7182 | 96.3403 | 0 | 0 | 0 | 0 | 0 | 0 | 0 | 0 | 100.2684
7183 | 79.4371 | 140.73 | 498.6216 | 82.6762 | -415.9454 | 0 | 0 | 0 | 0 | 0
7184 | 86.9093 | 365.24 | 1546.868 | 90.4529 | -1456.4152 | 0 | 0 | 0 | 0 | 0
7185 | 86.5519 | 639.01 | 2681.118 | 90.0813 | -1031.771 | 0 | 1559.2658 | 0 | 0 | 0
7186 | 85.5428 | 820.55 | 3356.3605 | 89.0312 | 0 | 0 | 3267.3293 | 0 | 0 | 0
7187 | 82.0117 | 525.36 | 2143.5943 | 85.3562 | 0 | 0 | 2058.2381 | 0 | 0 | 0
7188 | 89.4741 | 555.48 | 2249.587 | 93.1225 | 0 | 0 | 2156.4645 | 0 | 0 | 0
7189 | 85.7196 | 644.5 | 2615.4367 | 89.2143 | 0 | 0 | 2526.2223 | 0 | 0 | 0
7190 | 90.0355 | 732.28 | 2989.0131 | 93.7074 | 0 | 0 | 2895.3057 | 0 | 0 | 0
7191 | 84.2988 | 115.75 | 451.5535 | 87.7364 | 0 | 0 | 363.8171 | 0 | 0 | 0
7192 | 95.4148 | 233.41 | 971.2061 | 99.3057 | 0 | 0 | 871.9004 | 0 | 0 | 0
7193 | 85.638 | 30.37 | 98.9539 | 89.13 | 0 | 0 | 9.8239 | 0 | 0 | 0
7194 | 92.1604 | 1.96 | 0 | 0 | 0 | 0 | 0 | 0 | 0 | 95.918
7195 | 99.1266 | 0 | 0 | 0 | 0 | 0 | 0 | 0 | 0 | 103.1691
7196 | 101.7789 | 0 | 0 | 0 | 0 | 0 | 0 | 0 | 0 | 105.9292
7197 | 100.225 | 0 | 0 | 0 | 0 | 0 | 0 | 0 | 0 | 104.3119
7198 | 107.9944 | 0 | 0 | 0 | 0 | 0 | 0 | 0 | 0 | 112.3976
7199 | 98.6711 | 0 | 0 | 0 | 0 | 0 | 0 | 0 | 0 | 102.6945
7200 | 104.1097 | 0 | 0 | 0 | 0 | 0 | 0 | 0 | 0 | 108.3553
7201 | 94.0095 | 0 | 0 | 0 | 0 | 0 | 0 | 0 | 0 | 97.8434
7202 | 100.225 | 0 | 0 | 0 | 0 | 0 | 0 | 0 | 0 | 104.3119
7203 | 97.1173 | 0 | 0 | 0 | 0 | 0 | 0 | 0 | 0 | 101.0771
7204 | 98.6711 | 0 | 0 | 0 | 0 | 0 | 0 | 0 | 0 | 102.6945
7205 | 93.2326 | 0 | 0 | 0 | 0 | 0 | 0 | 0 | 0 | 97.0347
7206 | 98.6711 | 0 | 0 | 0 | 0 | 0 | 0 | 0 | 0 | 102.6945
7207 | 88.0252 | 101.11 | 364.4165 | 91.6144 | -272.8022 | 0 | 0 | 0 | 0 | 0
7208 | 138.2668 | 339.4 | 1427.7116 | 143.9051 | -1216.7274 | 0 | 67.0791 | 0 | 0 | 0
7209 | 851.5291 | 558.92 | 2313.7644 | 886.2516 | 0 | 0 | 1427.5128 | 0 | 0 | 0
7210 | 1151.9371 | 803.56 | 3226.2197 | 1198.9093 | 0 | 0 | 2027.3104 | 0 | 0 | 0
7211 | 1368.5727 | 924.84 | 3637.6023 | 1424.379 | 0 | 0 | 2213.2233 | 0 | 0 | 0
7212 | 1597.6423 | 779.49 | 3081.5642 | 1662.7887 | 0 | 0 | 1418.7755 | 0 | 0 | 0
7213 | 1506.7813 | 680.43 | 2714.375 | 1568.2237 | 0 | 0 | 1146.1513 | 0 | 0 | 0
7214 | 1412.897 | 599.57 | 2423.8817 | 1470.5104 | 0 | 0 | 953.3713 | 0 | 0 | 0
7215 | 1414.7093 | 396.22 | 1626.3438 | 1472.3963 | 0 | 0 | 153.9475 | 0 | 0 | 0
7216 | 1584.3586 | 224.19 | 925.4504 | 925.4504 | 0 | 0 | 0 | 695.167 | 0 | 0
7217 | 1584.5198 | 83.9 | 324.2342 | 324.2342 | 0 | 0 | 0 | 1272.988 | 0 | 0
7218 | 1715.024 | 2.94 | 0 | 0 | 0 | 0 | 0 | 1715.024 | 0 | 0
7219 | 1680.964 | 0 | 0 | 0 | 0 | 0 | 0 | 848.58 | 0 | 866.3259
7220 | 1793.1733 | 0 | 0 | 0 | 0 | 0 | 0 | 182.224 | 0 | 1676.6383
7221 | 1675.8557 | 0 | 0 | 0 | 0 | 0 | 0 | 64.906 | 0 | 1676.6383
7222 | 1509.5909 | 0 | 0 | 0 | 0 | 0 | 0 | 0 | 0 | 1571.1473
7223 | 1940.7916 | 0 | 0 | 0 | 0 | 0 | 0 | 329.842 | 0 | 1676.6383
7224 | 1651.7706 | 0 | 0 | 0 | 0 | 0 | 0 | 1651.771 | 0 | 0
7225 | 1884.852 | 0 | 0 | 0 | 0 | 0 | 0 | 1884.852 | 0 | 0
7226 | 1574.8537 | 0 | 0 | 0 | 0 | 0 | 0 | 1574.854 | 0 | 0
7227 | 1236.1086 | 0 | 0 | 0 | 0 | 0 | 0 | 1236.109 | 0 | 0
7228 | 1240.7703 | 0 | 0 | 0 | 0 | 0 | 0 | 1240.77 | 0 | 0
7229 | 1692.1714 | 0 | 0 | 0 | 0 | 0 | 0 | 1692.171 | 0 | 0
7230 | 1647.1089 | 0 | 0 | 0 | 0 | 0 | 0 | 1647.109 | 0 | 0
7231 | 1061.519 | 137.66 | 488.3574 | 0 | -488.3574 | 0 | 0 | 1061.519 | 0 | 0
7232 | 1120.1186 | 381.55 | 1612.2652 | 276.5323 | -1335.7329 | 0 | 0 | 854.42 | 0 | 0
7233 | 1674.4572 | 564.2 | 2361.127 | 1742.736 | -618.3911 | 0 | 0 | 0 | 0 | 0
7234 | 2076.6159 | 775.49 | 3171.888 | 2161.2937 | -1010.5943 | 0 | 0 | 0 | 0 | 0
7235 | 1845.2748 | 883.27 | 3558.7468 | 1920.5194 | -1638.2274 | 0 | 0 | 0 | 0 | 0
7236 | 2071.6969 | 711.6 | 2866.7666 | 2156.1742 | -710.5924 | 0 | 0 | 0 | 0 | 0
7237 | 1651.0189 | 743.83 | 2998.4436 | 1718.3423 | -1280.1013 | 0 | 0 | 0 | 0 | 0
7238 | 1496.2674 | 682.98 | 2785.6776 | 1557.28 | -1228.3976 | 0 | 0 | 0 | 0 | 0
7239 | 1315.4865 | 58.87 | 213.6101 | 213.6101 | 0 | 0 | 0 | 1110.245 | 0 | 0
7240 | 1605.1611 | 248.35 | 1038.6567 | 1038.6567 | 0 | 0 | 0 | 607.198 | 0 | 0
7241 | 1758.8346 | 130.18 | 504.8444 | 504.8444 | 0 | 0 | 0 | 1273.77 | 0 | 0
7242 | 1473.3059 | 5.96 | 0 | 0 | 0 | 0 | 0 | 1473.306 | 0 | 0
7243 | 1812.4967 | 0 | 0 | 0 | 0 | 0 | 0 | 1081.471 | 0 | 760.8339
7244 | 1695.2791 | 0 | 0 | 0 | 0 | 0 | 0 | 84.33 | 0 | 1676.6383
7245 | 1998.285 | 0 | 0 | 0 | 0 | 0 | 0 | 387.336 | 0 | 1676.6383
7246 | 1626.9086 | 0 | 0 | 0 | 0 | 0 | 0 | 15.959 | 0 | 1676.6383
7247 | 1615.2545 | 0 | 0 | 0 | 0 | 0 | 0 | 4.305 | 0 | 1676.6383
7248 | 1388.3885 | 0 | 0 | 0 | 0 | 0 | 0 | 1388.389 | 0 | 0
7249 | 1436.5587 | 0 | 0 | 0 | 0 | 0 | 0 | 1436.559 | 0 | 0
7250 | 1567.0843 | 0 | 0 | 0 | 0 | 0 | 0 | 1567.084 | 0 | 0
7251 | 991.3731 | 0 | 0 | 0 | 0 | 0 | 0 | 991.373 | 0 | 0
7252 | 1218.2391 | 0 | 0 | 0 | 0 | 0 | 0 | 1218.239 | 0 | 0
7253 | 1230.6701 | 0 | 0 | 0 | 0 | 0 | 0 | 1230.67 | 0 | 0
7254 | 1351.8724 | 0 | 0 | 0 | 0 | 0 | 0 | 1351.872 | 0 | 0
7255 | 1256.2333 | 44.27 | 158.0857 | 0 | -158.0857 | 0 | 0 | 1256.233 | 0 | 0
7256 | 631.5235 | 124.52 | 506.9312 | 0 | -506.9312 | 0 | 0 | 631.524 | 0 | 0
7257 | 1426.3624 | 204.61 | 840.3294 | 0 | -840.3294 | 0 | 0 | 1426.362 | 0 | 0
7258 | 1434.29 | 608.15 | 2507.2094 | 830.5711 | -1676.6383 | 0 | 0 | 636.26 | 0 | 0
7259 | 1329.046 | 591.66 | 2410.8928 | 734.2545 | -1676.6383 | 0 | 0 | 623.559 | 0 | 0
7260 | 1071.6104 | 579.78 | 2352.8622 | 676.2239 | -1676.6383 | 0 | 0 | 421.881 | 0 | 0
7261 | 1688.5431 | 485.84 | 1977.4447 | 300.8063 | -1676.6383 | 0 | 0 | 1399.522 | 0 | 0
7262 | 1314.6289 | 196.59 | 788.5102 | 690.0152 | -98.495 | 0 | 0 | 651.648 | 0 | 0
7263 | 1623.5803 | 188.41 | 767.4355 | 767.4355 | 0 | 0 | 0 | 886.212 | 0 | 0
7264 | 1596.3166 | 81.44 | 314.0461 | 314.0461 | 0 | 0 | 0 | 1294.574 | 0 | 0
7265 | 1509.3432 | 63.11 | 237.5344 | 237.5344 | 0 | 0 | 0 | 1281.115 | 0 | 0
7266 | 1577.5497 | 1.96 | 0 | 0 | 0 | 0 | 0 | 1577.55 | 0 | 0
7267 | 1551.363 | 0 | 0 | 0 | 0 | 0 | 0 | 409.821 | 0 | 1188.0894
7268 | 1267.9631 | 0 | 0 | 0 | 0 | 0 | 0 | 0 | 0 | 1319.6665
7269 | 1587.2847 | 0 | 0 | 0 | 0 | 0 | 0 | 0 | 0 | 1652.0094
7270 | 1797.835 | 0 | 0 | 0 | 0 | 0 | 0 | 186.886 | 0 | 1676.6383
7271 | 1567.0843 | 0 | 0 | 0 | 0 | 0 | 0 | 0 | 0 | 1630.9847
7272 | 1323.9027 | 0 | 0 | 0 | 0 | 0 | 0 | 1323.903 | 0 | 0
7273 | 1209.6927 | 0 | 0 | 0 | 0 | 0 | 0 | 1209.693 | 0 | 0
7274 | 1199.5926 | 0 | 0 | 0 | 0 | 0 | 0 | 1199.593 | 0 | 0
7275 | 1285.8327 | 0 | 0 | 0 | 0 | 0 | 0 | 1285.833 | 0 | 0
7276 | 1353.4263 | 0 | 0 | 0 | 0 | 0 | 0 | 1353.426 | 0 | 0
7277 | 1157.6379 | 0 | 0 | 0 | 0 | 0 | 0 | 1157.638 | 0 | 0
7278 | 1076.0594 | 0 | 0 | 0 | 0 | 0 | 0 | 1076.059 | 0 | 0
7279 | 1040.5708 | 122.71 | 440.3183 | 0 | -440.3183 | 0 | 0 | 1040.571 | 0 | 0
7280 | 680.187 | 346 | 1462.0093 | 0 | -1462.0093 | 0 | 0 | 680.187 | 0 | 0
7281 | 1145.7167 | 562.58 | 2345.6372 | 668.9988 | -1676.6383 | 0 | 0 | 502.929 | 0 | 0
7282 | 1580.9303 | 700.01 | 2850.0996 | 1178.6558 | -1671.4438 | 0 | 0 | 448.452 | 0 | 0
7283 | 1460.9439 | 632.81 | 2535.5311 | 1520.5166 | -1015.0144 | 0 | 0 | 0 | 0 | 0
7284 | 1561.3107 | 586.59 | 2341.7634 | 1624.9752 | -716.7882 | 0 | 0 | 0 | 0 | 0
7285 | 1658.8698 | 646.63 | 2580.0003 | 1726.5134 | -853.4869 | 0 | 0 | 0 | 0 | 0
7286 | 1697.236 | 335.97 | 1358.4187 | 1358.4187 | 0 | 0 | 0 | 392.039 | 0 | 0
7287 | 1609.0448 | 522.66 | 2149.3529 | 1674.6567 | -474.6962 | 0 | 0 | 0 | 0 | 0
7288 | 1884.7238 | 52.98 | 191.5061 | 191.5061 | 0 | 0 | 0 | 1700.721 | 0 | 0
7289 | 1429.3409 | 95.01 | 367.0809 | 367.0809 | 0 | 0 | 0 | 1076.642 | 0 | 0
7290 | 1778.5902 | 4.26 | 0 | 0 | 0 | 0 | 0 | 1778.59 | 0 | 0
7291 | 1691.5158 | 0 | 0 | 0 | 0 | 0 | 0 | 643.92 | 0 | 1090.3136
7292 | 1294.379 | 0 | 0 | 0 | 0 | 0 | 0 | 0 | 0 | 1347.1596
7293 | 1858.4361 | 0 | 0 | 0 | 0 | 0 | 0 | 247.487 | 0 | 1676.6383
7294 | 1860.7669 | 0 | 0 | 0 | 0 | 0 | 0 | 249.818 | 0 | 1676.6383
7295 | 1745.7801 | 0 | 0 | 0 | 0 | 0 | 0 | 134.831 | 0 | 1676.6383
7296 | 1270.2939 | 0 | 0 | 0 | 0 | 0 | 0 | 1270.294 | 0 | 0
7297 | 979.2 | 0 | 0 | 0 | 0 | 0 | 0 | 979.2 | 0 | 0
7298 | 1126.4 | 0 | 0 | 0 | 0 | 0 | 0 | 1126.4 | 0 | 0
7299 | 942.4 | 0 | 0 | 0 | 0 | 0 | 0 | 942.4 | 0 | 0
7300 | 1153.6 | 0 | 0 | 0 | 0 | 0 | 0 | 1153.6 | 0 | 0
7301 | 813.6 | 0 | 0 | 0 | 0 | 0 | 0 | 813.6 | 0 | 0
7302 | 752.8 | 0 | 0 | 0 | 0 | 0 | 0 | 752.8 | 0 | 0
7303 | 972.165 | 83.85 | 308.6413 | 308.6413 | 0 | 0 | 0 | 675.616 | 0 | 0
7304 | 714.13 | 118.74 | 477.804 | 477.804 | 0 | 0 | 0 | 255.046 | 0 | 0
7305 | 999.303 | 360.31 | 1495.7295 | 1040.0514 | -455.6781 | 0 | 0 | 0 | 0 | 0
7306 | 1215.461 | 671.32 | 2717.9001 | 1265.0236 | -1452.8765 | 0 | 0 | 0 | 0 | 0
7307 | 1450.762 | 927.84 | 3601.6591 | 1509.9205 | -1676.6383 | 0 | 415.1003 | 0 | 0 | 0
7308 | 1203.09 | 831.32 | 3201.0974 | 1252.1482 | -1676.6383 | 0 | 272.3109 | 0 | 0 | 0
7309 | 1458.605 | 662.5 | 2568.5154 | 1518.0822 | -1050.4331 | 0 | 0 | 0 | 0 | 0
7310 | 1394.271 | 597.71 | 2327.1561 | 1451.1249 | -876.0312 | 0 | 0 | 0 | 0 | 0
7311 | 1158.39 | 477.03 | 1916.5863 | 1205.6254 | -710.9609 | 0 | 0 | 0 | 0 | 0
7312 | 1214.189 | 361.53 | 1492.6675 | 1263.6997 | -228.9678 | 0 | 0 | 0 | 0 | 0
7313 | 1159.956 | 154.49 | 588.3303 | 588.3303 | 0 | 0 | 0 | 594.676 | 0 | 0
7314 | 1375.523 | 2.94 | 0 | 0 | 0 | 0 | 0 | 1375.523 | 0 | 0
7315 | 1310.4 | 0 | 0 | 0 | 0 | 0 | 0 | 0 | 0 | 1363.8339
7316 | 1376 | 0 | 0 | 0 | 0 | 0 | 0 | 0 | 0 | 1432.1089
7317 | 1444 | 0 | 0 | 0 | 0 | 0 | 0 | 0 | 0 | 1502.8817
7318 | 890.4 | 0 | 0 | 0 | 0 | 0 | 0 | 0 | 0 | 926.7077
7319 | 1152 | 0 | 0 | 0 | 0 | 0 | 0 | 0 | 0 | 1198.9749
7320 | 1338.4 | 0 | 0 | 0 | 0 | 0 | 0 | 1338.4 | 0 | 0
7321 | 1149.6 | 0 | 0 | 0 | 0 | 0 | 0 | 1149.6 | 0 | 0
7322 | 1115.2 | 0 | 0 | 0 | 0 | 0 | 0 | 1115.2 | 0 | 0
7323 | 995.2 | 0 | 0 | 0 | 0 | 0 | 0 | 995.2 | 0 | 0
7324 | 1403.2 | 0 | 0 | 0 | 0 | 0 | 0 | 1403.2 | 0 | 0
7325 | 927.2 | 0 | 0 | 0 | 0 | 0 | 0 | 927.2 | 0 | 0
7326 | 899.2 | 0 | 0 | 0 | 0 | 0 | 0 | 899.2 | 0 | 0
7327 | 729.6 | 81.05 | 298.0004 | 298.0004 | 0 | 0 | 0 | 277.538 | 0 | 172.4952
7328 | 1140.583 | 292.1 | 1211.3112 | 1187.0923 | -24.2189 | 0 | 0 | 0 | 0 | 0
7329 | 1125.237 | 460.31 | 1873.7885 | 1171.1206 | -702.668 | 0 | 0 | 0 | 0 | 0
7330 | 1053.168 | 646.62 | 2562.637 | 1096.1128 | -1466.5242 | 0 | 0 | 0 | 0 | 0
7331 | 1214.887 | 736.09 | 2871.9049 | 1264.4262 | -1607.4787 | 0 | 0 | 0 | 0 | 0
7332 | 1367.312 | 821.74 | 3178.0182 | 1423.0676 | -1676.6383 | 0 | 78.3122 | 0 | 0 | 0
7333 | 1412.702 | 629.21 | 2474.7487 | 1470.3075 | -1004.4412 | 0 | 0 | 0 | 0 | 0
7334 | 992.147 | 456.85 | 1829.3245 | 1032.6036 | -796.7209 | 0 | 0 | 0 | 0 | 0
7335 | 979.152 | 311.56 | 1264.3086 | 1019.0787 | -245.2299 | 0 | 0 | 0 | 0 | 0
7336 | 1263.475 | 275.25 | 1137.8729 | 1137.8729 | 0 | 0 | 0 | 170.183 | 0 | 0
7337 | 1350.183 | 172.84 | 653.536 | 653.536 | 0 | 0 | 0 | 722.252 | 0 | 0
7338 | 1374.738 | 1.96 | 0 | 0 | 0 | 0 | 0 | 1300.374 | 0 | 77.3963
7339 | 1219.2 | 0 | 0 | 0 | 0 | 0 | 0 | 0 | 0 | 1268.9151
7340 | 1216 | 0 | 0 | 0 | 0 | 0 | 0 | 0 | 0 | 1265.5846
7341 | 1084.8 | 0 | 0 | 0 | 0 | 0 | 0 | 0 | 0 | 1129.0347
7342 | 1232 | 0 | 0 | 0 | 0 | 0 | 0 | 0 | 0 | 1282.237
7343 | 838.4 | 0 | 0 | 0 | 0 | 0 | 0 | 0 | 0 | 872.5873
7344 | 932 | 0 | 0 | 0 | 0 | 0 | 0 | 0 | 0 | 970.004
7345 | 870.547 | 0 | 0 | 0 | 0 | 0 | 0 | 870.547 | 0 | 0
7346 | 870.2682 | 0 | 0 | 0 | 0 | 0 | 0 | 870.268 | 0 | 0
7347 | 862.4134 | 0 | 0 | 0 | 0 | 0 | 0 | 862.413 | 0 | 0
7348 | 826.5843 | 0 | 0 | 0 | 0 | 0 | 0 | 826.584 | 0 | 0
7349 | 819.3456 | 0 | 0 | 0 | 0 | 0 | 0 | 819.346 | 0 | 0
7350 | 813.6014 | 0 | 0 | 0 | 0 | 0 | 0 | 813.601 | 0 | 0
7351 | 903.9083 | 92.31 | 339.1361 | 339.1361 | 0 | 0 | 0 | 0 | 0 | 601.6304
7352 | 791.2837 | 315.48 | 1324.1751 | 823.549 | -500.6261 | 0 | 0 | 0 | 0 | 0
7353 | 1005.2559 | 518.88 | 2125.5545 | 1046.2471 | -1079.3074 | 0 | 0 | 0 | 0 | 0
7354 | 1195.4363 | 637.77 | 2532.1693 | 1244.1831 | -1287.9863 | 0 | 0 | 0 | 0 | 0
7355 | 1226.7781 | 933.73 | 3539.2312 | 1276.8031 | -1676.6383 | 0 | 585.7898 | 0 | 0 | 0
7356 | 1217.1598 | 884.58 | 3337.9772 | 1266.7919 | -1676.6383 | 0 | 394.547 | 0 | 0 | 0
7357 | 1234.1608 | 775.12 | 2936.8494 | 1284.4861 | -1652.3633 | 0 | 0 | 0 | 0 | 0
7358 | 1231.0896 | 685.1 | 2645.1634 | 1281.2889 | -436.8348 | 0 | 927.0397 | 0 | 0 | 0
7359 | 1249.2235 | 479.27 | 1917.3763 | 1300.1623 | 0 | 0 | 617.2139 | 0 | 0 | 0
7360 | 1250.9173 | 352.17 | 1447.887 | 1301.9254 | 0 | 0 | 145.9617 | 0 | 0 | 0
7361 | 1257.5245 | 146.74 | 553.0459 | 553.0459 | 0 | 0 | 0 | 726.146 | 0 | 0
7362 | 1230.4932 | 2.94 | 0 | 0 | 0 | 0 | 0 | 802.297 | 0 | 445.6565
7363 | 1196.9072 | 0 | 0 | 0 | 0 | 0 | 0 | 0 | 0 | 1245.713
7364 | 1113.5542 | 0 | 0 | 0 | 0 | 0 | 0 | 0 | 0 | 1158.9612
7365 | 1185.424 | 0 | 0 | 0 | 0 | 0 | 0 | 0 | 0 | 1233.7618
7366 | 1185.7689 | 0 | 0 | 0 | 0 | 0 | 0 | 0 | 0 | 1234.1209
7367 | 1162.3773 | 0 | 0 | 0 | 0 | 0 | 0 | 0 | 0 | 1209.775
7368 | 889.2698 | 0 | 0 | 0 | 0 | 0 | 0 | 0 | 0 | 925.5316
7369 | 85.6 | 0 | 0 | 0 | 0 | 0 | 0 | 85.6 | 0 | 0
7370 | 91.2 | 0 | 0 | 0 | 0 | 0 | 0 | 91.2 | 0 | 0
7371 | 84 | 0 | 0 | 0 | 0 | 0 | 0 | 84 | 0 | 0
7372 | 87.2 | 0 | 0 | 0 | 0 | 0 | 0 | 87.2 | 0 | 0
7373 | 81.6 | 0 | 0 | 0 | 0 | 0 | 0 | 81.6 | 0 | 0
7374 | 85.6 | 0 | 0 | 0 | 0 | 0 | 0 | 85.6 | 0 | 0
7375 | 65.492 | 19.59 | 54.2932 | 54.2932 | 0 | 0 | 0 | 0 | 0 | 13.8694
7376 | 93.277 | 34.3 | 115.6699 | 97.0805 | -18.5893 | 0 | 0 | 0 | 0 | 0
7377 | 618.406 | 351.42 | 1440.0084 | 643.6226 | -796.3857 | 0 | 0 | 0 | 0 | 0
7378 | 770.837 | 545.52 | 2182.741 | 802.2693 | -1380.4718 | 0 | 0 | 0 | 0 | 0
7379 | 1352.587 | 685.08 | 2680.121 | 1407.7412 | -1272.3798 | 0 | 0 | 0 | 0 | 0
7380 | 1093.259 | 793.87 | 3059.8744 | 1137.8386 | -1676.6383 | 0 | 245.3975 | 0 | 0 | 0
7381 | 1179.255 | 775.79 | 3008.1853 | 1227.3412 | -1676.6383 | 0 | 104.2057 | 0 | 0 | 0
7382 | 1555.276 | 644.34 | 2554.7199 | 1618.6952 | -936.0247 | 0 | 0 | 0 | 0 | 0
7383 | 1278.067 | 559.79 | 2270.7325 | 1330.1814 | -553.2676 | 0 | 387.2835 | 0 | 0 | 0
7384 | 1480.787 | 296.88 | 1229.9723 | 1229.9723 | 0 | 0 | 0 | 299.004 | 0 | 0
7385 | 1756.931 | 152.64 | 583.6666 | 583.6666 | 0 | 0 | 0 | 1196.132 | 0 | 0
7386 | 1617.657 | 3.15 | 0 | 0 | 0 | 0 | 0 | 1617.657 | 0 | 0
7387 | 1474.4 | 0 | 0 | 0 | 0 | 0 | 0 | 0 | 0 | 1534.5213
7388 | 1431.2 | 0 | 0 | 0 | 0 | 0 | 0 | 0 | 0 | 1489.5597
7389 | 1365.6 | 0 | 0 | 0 | 0 | 0 | 0 | 0 | 0 | 1421.2848
7390 | 1100.8 | 0 | 0 | 0 | 0 | 0 | 0 | 0 | 0 | 1145.6871
7391 | 1292.8 | 0 | 0 | 0 | 0 | 0 | 0 | 0 | 0 | 1345.5162
7392 | 1215.2 | 0 | 0 | 0 | 0 | 0 | 0 | 1215.2 | 0 | 0
7393 | 949.6 | 0 | 0 | 0 | 0 | 0 | 0 | 949.6 | 0 | 0
7394 | 1412.8 | 0 | 0 | 0 | 0 | 0 | 0 | 1412.8 | 0 | 0
7395 | 1319.2 | 0 | 0 | 0 | 0 | 0 | 0 | 1319.2 | 0 | 0
7396 | 1212.8 | 0 | 0 | 0 | 0 | 0 | 0 | 1212.8 | 0 | 0
7397 | 1012 | 0 | 0 | 0 | 0 | 0 | 0 | 1012 | 0 | 0
7398 | 1101.6 | 0 | 0 | 0 | 0 | 0 | 0 | 1101.6 | 0 | 0
7399 | 1240.205 | 128.12 | 456.4618 | 456.4618 | 0 | 0 | 0 | 291.604 | 0 | 530.8201
7400 | 972.841 | 339.25 | 1416.9125 | 1012.5103 | -404.4021 | 0 | 0 | 0 | 0 | 0
7401 | 1091.276 | 613.4 | 2510.5337 | 1135.7747 | -1374.7589 | 0 | 0 | 0 | 0 | 0
7402 | 1317.246 | 668.43 | 2659.2482 | 1370.9591 | -1288.2891 | 0 | 0 | 0 | 0 | 0
7403 | 1461.008 | 804.34 | 3110.1366 | 1520.5832 | -1589.5534 | 0 | 0 | 0 | 0 | 0
7404 | 1485.364 | 800.33 | 3067.3066 | 1545.9324 | -1521.3742 | 0 | 0 | 0 | 0 | 0
7405 | 1859.342 | 742.79 | 2849.4678 | 1935.16 | -914.3078 | 0 | 0 | 0 | 0 | 0
7406 | 1111.595 | 786.91 | 3037.2146 | 1156.9223 | -1217.7109 | 0 | 662.5814 | 0 | 0 | 0
7407 | 1623.432 | 601.18 | 2410.9532 | 1689.6304 | 0 | 0 | 721.3228 | 0 | 0 | 0
7408 | 1529.712 | 236.96 | 969.7188 | 969.7188 | 0 | 0 | 0 | 597.986 | 0 | 0
7409 | 1351.591 | 114.64 | 438.7769 | 438.7769 | 0 | 0 | 0 | 930.005 | 0 | 0
7410 | 1119.86 | 3.15 | 0 | 0 | 0 | 0 | 0 | 1119.86 | 0 | 0
7411 | 915.2 | 0 | 0 | 0 | 0 | 0 | 0 | 0 | 0 | 952.5189
7412 | 1072.8 | 0 | 0 | 0 | 0 | 0 | 0 | 0 | 0 | 1116.5453
7413 | 1204 | 0 | 0 | 0 | 0 | 0 | 0 | 0 | 0 | 1253.0953
7414 | 921.6 | 0 | 0 | 0 | 0 | 0 | 0 | 0 | 0 | 959.1799
7415 | 1499.2 | 0 | 0 | 0 | 0 | 0 | 0 | 0 | 0 | 1560.3326
7416 | 1340 | 0 | 0 | 0 | 0 | 0 | 0 | 1340 | 0 | 0
7417 | 1268 | 0 | 0 | 0 | 0 | 0 | 0 | 1268 | 0 | 0
7418 | 1223.2 | 0 | 0 | 0 | 0 | 0 | 0 | 1223.2 | 0 | 0
7419 | 1244.8 | 0 | 0 | 0 | 0 | 0 | 0 | 1244.8 | 0 | 0
7420 | 1196 | 0 | 0 | 0 | 0 | 0 | 0 | 1196 | 0 | 0
7421 | 920 | 0 | 0 | 0 | 0 | 0 | 0 | 920 | 0 | 0
7422 | 1409.6 | 0 | 0 | 0 | 0 | 0 | 0 | 1409.6 | 0 | 0
7423 | 1301.174 | 48.48 | 173.6515 | 0 | -173.6515 | 0 | 0 | 1301.174 | 0 | 0
7424 | 900.704 | 145.41 | 593.4187 | 0 | -593.4187 | 0 | 0 | 900.704 | 0 | 0
7425 | 1025.232 | 73.26 | 276.0546 | 0 | -276.0546 | 0 | 0 | 1025.232 | 0 | 0
7426 | 1161.734 | 343.28 | 1395.332 | 0 | -1395.332 | 0 | 0 | 1161.734 | 0 | 0
7427 | 1161.093 | 510.05 | 2043.8879 | 367.2495 | -1676.6383 | 0 | 0 | 808.232 | 0 | 0
7428 | 1382.406 | 466.93 | 1862.3639 | 1420.4584 | -441.9055 | 0 | 0 | 17.6 | 0 | 0
7429 | 1308.312 | 467.01 | 1860.4406 | 1361.6608 | -498.7798 | 0 | 0 | 0 | 0 | 0
7430 | 1078.045 | 437.25 | 1748.9931 | 1122.0042 | -626.9889 | 0 | 0 | 0 | 0 | 0
7431 | 1313.362 | 346.46 | 1403.8039 | 1366.9167 | -36.8872 | 0 | 0 | 0 | 0 | 0
7432 | 1419.024 | 140.59 | 561.4314 | 561.4314 | 0 | 0 | 0 | 879.589 | 0 | 0
7433 | 1209.14 | 79.89 | 303.6726 | 303.6726 | 0 | 0 | 0 | 917.365 | 0 | 0
7434 | 1214.131 | 0.98 | 0 | 0 | 0 | 0 | 0 | 1214.131 | 0 | 0
7435 | 1495.2 | 0 | 0 | 0 | 0 | 0 | 0 | 0 | 0 | 1556.1695
7436 | 1044.8 | 0 | 0 | 0 | 0 | 0 | 0 | 0 | 0 | 1087.4036
7437 | 1540.8 | 0 | 0 | 0 | 0 | 0 | 0 | 0 | 0 | 1603.6289
7438 | 1288 | 0 | 0 | 0 | 0 | 0 | 0 | 0 | 0 | 1340.5205
7439 | 1128.8 | 0 | 0 | 0 | 0 | 0 | 0 | 0 | 0 | 1174.8288
7440 | 1216 | 0 | 0 | 0 | 0 | 0 | 0 | 1216 | 0 | 0
7441 | 784.8 | 0 | 0 | 0 | 0 | 0 | 0 | 784.8 | 0 | 0
7442 | 1167.2 | 0 | 0 | 0 | 0 | 0 | 0 | 1167.2 | 0 | 0
7443 | 1024 | 0 | 0 | 0 | 0 | 0 | 0 | 1024 | 0 | 0
7444 | 1230.4 | 0 | 0 | 0 | 0 | 0 | 0 | 1230.4 | 0 | 0
7445 | 1207.2 | 0 | 0 | 0 | 0 | 0 | 0 | 1207.2 | 0 | 0
7446 | 961.6 | 0 | 0 | 0 | 0 | 0 | 0 | 961.6 | 0 | 0
7447 | 1106.751 | 104.12 | 383.0506 | 383.0506 | 0 | 0 | 0 | 738.708 | 0 | 0
7448 | 981.304 | 347.9 | 1472.2464 | 1021.3184 | -450.928 | 0 | 0 | 0 | 0 | 0
7449 | 1087.115 | 588.28 | 2468.2376 | 1131.4441 | -1336.7935 | 0 | 0 | 0 | 0 | 0
7450 | 1162.094 | 780.12 | 3179.9686 | 1209.4815 | -1676.6383 | 0 | 293.8488 | 0 | 0 | 0
7451 | 1710.031 | 734.77 | 2972.139 | 1779.7606 | -1192.3784 | 0 | 0 | 0 | 0 | 0
7452 | 1447.547 | 765.88 | 3079.0913 | 1506.5733 | -1572.518 | 0 | 0 | 0 | 0 | 0
7453 | 1355.19 | 563.09 | 2273.9578 | 1410.4503 | -863.5075 | 0 | 0 | 0 | 0 | 0
7454 | 1224.544 | 610.74 | 2489.1926 | 1274.477 | -1214.7156 | 0 | 0 | 0 | 0 | 0
7455 | 1435.996 | 359.68 | 1485.5517 | 1485.5517 | 0 | 0 | 0 | 8.647 | 0 | 0
7456 | 1576.816 | 336.78 | 1419.1907 | 1419.1907 | 0 | 0 | 0 | 213.228 | 0 | 0
7457 | 1545.343 | 161.88 | 621.1023 | 621.1023 | 0 | 0 | 0 | 948.575 | 0 | 0
7458 | 1644.762 | 1.96 | 0 | 0 | 0 | 0 | 0 | 1644.762 | 0 | 0
7459 | 1521.6 | 0 | 0 | 0 | 0 | 0 | 0 | 0 | 0 | 1583.646
7460 | 1470.4 | 0 | 0 | 0 | 0 | 0 | 0 | 0 | 0 | 1530.3582
7461 | 1567.2 | 0 | 0 | 0 | 0 | 0 | 0 | 0 | 0 | 1631.1054
7462 | 1155.2 | 0 | 0 | 0 | 0 | 0 | 0 | 0 | 0 | 1202.3054
7463 | 1411.2 | 0 | 0 | 0 | 0 | 0 | 0 | 0 | 0 | 1468.7442
7464 | 1588.8 | 0 | 0 | 0 | 0 | 0 | 0 | 1588.8 | 0 | 0
7465 | 1478.4 | 0 | 0 | 0 | 0 | 0 | 0 | 1478.4 | 0 | 0
7466 | 1609.6 | 0 | 0 | 0 | 0 | 0 | 0 | 1609.6 | 0 | 0
7467 | 1016 | 0 | 0 | 0 | 0 | 0 | 0 | 1016 | 0 | 0
7468 | 1200 | 0 | 0 | 0 | 0 | 0 | 0 | 1200 | 0 | 0
7469 | 1240 | 0 | 0 | 0 | 0 | 0 | 0 | 1240 | 0 | 0
7470 | 1102.4 | 0 | 0 | 0 | 0 | 0 | 0 | 1102.4 | 0 | 0
7471 | 1127.493 | 55.02 | 200.3922 | 0 | -200.3922 | 0 | 0 | 1127.493 | 0 | 0
7472 | 1108.431 | 91.14 | 358.838 | 0 | -358.838 | 0 | 0 | 1108.431 | 0 | 0
7473 | 1506.879 | 227.17 | 924.9539 | 0 | -924.9539 | 0 | 0 | 1506.879 | 0 | 0
7474 | 1545.101 | 316.88 | 1272.6338 | 492.4602 | -780.1736 | 0 | 0 | 1071.935 | 0 | 0
7475 | 1717.536 | 757.06 | 2915.6331 | 1787.5716 | -1128.0615 | 0 | 0 | 0 | 0 | 0
7476 | 1743.337 | 897.05 | 3383.0252 | 1814.4247 | -1568.6005 | 0 | 0 | 0 | 0 | 0
7477 | 1659.288 | 881.42 | 3363.9935 | 1726.9484 | -1637.0451 | 0 | 0 | 0 | 0 | 0
7478 | 1711.846 | 824.31 | 3211.9454 | 1781.6496 | -1430.2958 | 0 | 0 | 0 | 0 | 0
7479 | 1778.711 | 300.73 | 1217.2561 | 1217.2561 | 0 | 0 | 0 | 609.146 | 0 | 0
7480 | 1671.964 | 311.63 | 1289.0989 | 1289.0989 | 0 | 0 | 0 | 433.371 | 0 | 0
7481 | 1740.399 | 7.83 | 7.1647 | 7.1647 | 0 | 0 | 0 | 1733.515 | 0 | 0
7482 | 1561.823 | 0 | 0 | 0 | 0 | 0 | 0 | 1561.823 | 0 | 0
7483 | 1636 | 0 | 0 | 0 | 0 | 0 | 0 | 25.051 | 0 | 1676.6383
7484 | 1423.2 | 0 | 0 | 0 | 0 | 0 | 0 | 0 | 0 | 1481.2335
7485 | 1198.4 | 0 | 0 | 0 | 0 | 0 | 0 | 0 | 0 | 1247.2669
7486 | 1556.8 | 0 | 0 | 0 | 0 | 0 | 0 | 0 | 0 | 1620.2813
7487 | 1191.2 | 0 | 0 | 0 | 0 | 0 | 0 | 0 | 0 | 1239.7733
7488 | 1529.6 | 0 | 0 | 0 | 0 | 0 | 0 | 1529.6 | 0 | 0
7489 | 1598.4 | 0 | 0 | 0 | 0 | 0 | 0 | 1598.4 | 0 | 0
7490 | 1415.2 | 0 | 0 | 0 | 0 | 0 | 0 | 1415.2 | 0 | 0
7491 | 1582.4 | 0 | 0 | 0 | 0 | 0 | 0 | 1582.4 | 0 | 0
7492 | 1364.8 | 0 | 0 | 0 | 0 | 0 | 0 | 1364.8 | 0 | 0
7493 | 1329.6 | 0 | 0 | 0 | 0 | 0 | 0 | 1329.6 | 0 | 0
7494 | 1695.2 | 0 | 0 | 0 | 0 | 0 | 0 | 1695.2 | 0 | 0
7495 | 1435.98 | 55.23 | 192.2689 | 192.2689 | 0 | 0 | 0 | 1251.244 | 0 | 0
7496 | 1870.081 | 281.17 | 1191.2835 | 1191.2835 | 0 | 0 | 0 | 725.471 | 0 | 0
7497 | 1222.75 | 476.72 | 1994.0898 | 1272.6098 | -721.48 | 0 | 0 | 0 | 0 | 0
7498 | 1723.893 | 679.54 | 2750.5795 | 1794.1878 | -956.3917 | 0 | 0 | 0 | 0 | 0
7499 | 1512.119 | 625.15 | 2494.9782 | 1573.7784 | -921.1999 | 0 | 0 | 0 | 0 | 0
7500 | 1701.586 | 783.23 | 3067.7531 | 1770.9712 | -1296.7819 | 0 | 0 | 0 | 0 | 0
7501 | 1506.384 | 628.5 | 2482.6107 | 1567.8095 | -914.8012 | 0 | 0 | 0 | 0 | 0
7502 | 1400.986 | 425.31 | 1706.4576 | 1458.1137 | -248.3439 | 0 | 0 | 0 | 0 | 0
7503 | 1718.665 | 451.34 | 1839.164 | 1788.7466 | -50.4173 | 0 | 0 | 0 | 0 | 0
7504 | 1537.608 | 46.07 | 162.9732 | 162.9732 | 0 | 0 | 0 | 1381.02 | 0 | 0
7505 | 1343.34 | 39.2 | 135.0002 | 135.0002 | 0 | 0 | 0 | 1213.629 | 0 | 0
7506 | 1522.828 | 0.98 | 0 | 0 | 0 | 0 | 0 | 1522.828 | 0 | 0
7507 | 1356.8 | 0 | 0 | 0 | 0 | 0 | 0 | 1356.8 | 0 | 0
7508 | 1599.2 | 0 | 0 | 0 | 0 | 0 | 0 | 1599.2 | 0 | 0
7509 | 1412.8 | 0 | 0 | 0 | 0 | 0 | 0 | 1412.8 | 0 | 0
7510 | 1264.8 | 0 | 0 | 0 | 0 | 0 | 0 | 1007.288 | 0 | 268.0125
7511 | 1524 | 0 | 0 | 0 | 0 | 0 | 0 | 0 | 0 | 1586.1438
7512 | 828.8 | 0 | 0 | 0 | 0 | 0 | 0 | 0 | 0 | 862.5958
7513 | 1140 | 0 | 0 | 0 | 0 | 0 | 0 | 1140 | 0 | 0
7514 | 1248.8 | 0 | 0 | 0 | 0 | 0 | 0 | 1248.8 | 0 | 0
7515 | 1267.2 | 0 | 0 | 0 | 0 | 0 | 0 | 1267.2 | 0 | 0
7516 | 1367.2 | 0 | 0 | 0 | 0 | 0 | 0 | 1367.2 | 0 | 0
7517 | 1266.4 | 0 | 0 | 0 | 0 | 0 | 0 | 1266.4 | 0 | 0
7518 | 1180 | 0 | 0 | 0 | 0 | 0 | 0 | 1180 | 0 | 0
7519 | 1235.738 | 95.7 | 346.0177 | 346.0177 | 0 | 0 | 0 | 0 | 0 | 940.1097
7520 | 932.415 | 276.36 | 1181.0569 | 970.4359 | -210.621 | 0 | 0 | 0 | 0 | 0
7521 | 1225.774 | 470.92 | 2011.1648 | 1275.7571 | -735.4077 | 0 | 0 | 0 | 0 | 0
7522 | 1183.594 | 623.96 | 2611.3183 | 1231.8572 | -1379.4612 | 0 | 0 | 0 | 0 | 0
7523 | 1167.775 | 747.37 | 3077.6144 | 1215.3931 | -1676.6383 | 0 | 185.583 | 0 | 0 | 0
7524 | 1149.101 | 613.69 | 2520.5584 | 1195.9577 | -1324.6008 | 0 | 0 | 0 | 0 | 0
7525 | 1061.564 | 581.27 | 2388.5328 | 1104.8512 | -1283.6816 | 0 | 0 | 0 | 0 | 0
7526 | 1207.035 | 462.95 | 1916.5155 | 1256.254 | -660.2615 | 0 | 0 | 0 | 0 | 0
7527 | 1229.373 | 258.06 | 1068.0951 | 1068.0951 | 0 | 0 | 0 | 203.125 | 0 | 0
7528 | 1219.569 | 159.94 | 657.8573 | 657.8573 | 0 | 0 | 0 | 587.486 | 0 | 0
7529 | 850.341 | 60.24 | 226.6645 | 226.6645 | 0 | 0 | 0 | 632.557 | 0 | 0
7530 | 1029.964 | 0.98 | 0 | 0 | 0 | 0 | 0 | 1029.964 | 0 | 0
7531 | 1183.2 | 0 | 0 | 0 | 0 | 0 | 0 | 0 | 0 | 1231.4471
7532 | 1294.4 | 0 | 0 | 0 | 0 | 0 | 0 | 0 | 0 | 1347.1815
7533 | 1021.6 | 0 | 0 | 0 | 0 | 0 | 0 | 0 | 0 | 1063.2576
7534 | 1191.2 | 0 | 0 | 0 | 0 | 0 | 0 | 0 | 0 | 1239.7733
7535 | 1176 | 0 | 0 | 0 | 0 | 0 | 0 | 0 | 0 | 1223.9535
7536 | 173.6 | 0 | 0 | 0 | 0 | 0 | 0 | 173.6 | 0 | 0
7537 | 89.6 | 0 | 0 | 0 | 0 | 0 | 0 | 89.6 | 0 | 0
7538 | 171.2 | 0 | 0 | 0 | 0 | 0 | 0 | 171.2 | 0 | 0
7539 | 109.6 | 0 | 0 | 0 | 0 | 0 | 0 | 109.6 | 0 | 0
7540 | 114.4 | 0 | 0 | 0 | 0 | 0 | 0 | 114.4 | 0 | 0
7541 | 85.6 | 0 | 0 | 0 | 0 | 0 | 0 | 85.6 | 0 | 0
7542 | 88.8 | 0 | 0 | 0 | 0 | 0 | 0 | 88.8 | 0 | 0
7543 | 85.749 | 54.76 | 191.5008 | 0 | -191.5008 | 0 | 0 | 85.749 | 0 | 0
7544 | 209.928 | 43.12 | 155.0778 | 0 | -155.0778 | 0 | 0 | 209.928 | 0 | 0
7545 | 856.951 | 130.08 | 522.0068 | 0 | -522.0068 | 0 | 0 | 856.951 | 0 | 0
7546 | 1343.987 | 159.45 | 638.8257 | 0 | -638.8257 | 0 | 0 | 1343.987 | 0 | 0
7547 | 1233.607 | 253.77 | 1028.4904 | 53.9507 | -974.5397 | 0 | 0 | 1181.77 | 0 | 0
7548 | 1009.939 | 423.35 | 1722.4429 | 1051.1211 | -671.3218 | 0 | 0 | 0 | 0 | 0
7549 | 1251.764 | 353.01 | 1434.4236 | 1302.8069 | -131.6166 | 0 | 0 | 0 | 0 | 0
7550 | 1114.082 | 529.05 | 2169.6043 | 1159.5107 | -1010.0937 | 0 | 0 | 0 | 0 | 0
7551 | 1131.027 | 617.02 | 2583.1768 | 1177.1467 | -1406.0301 | 0 | 0 | 0 | 0 | 0
7552 | 1306.039 | 424.41 | 1812.1891 | 1359.2951 | -452.894 | 0 | 0 | 0 | 0 | 0
7553 | 1317.887 | 190.12 | 722.9496 | 722.9496 | 0 | 0 | 0 | 623.262 | 0 | 0
7554 | 1482.151 | 5.56 | 0 | 0 | 0 | 0 | 0 | 1482.151 | 0 | 0
7555 | 1344.8 | 0 | 0 | 0 | 0 | 0 | 0 | 0 | 0 | 1399.6366
7556 | 1447.2 | 0 | 0 | 0 | 0 | 0 | 0 | 0 | 0 | 1506.2122
7557 | 1483.2 | 0 | 0 | 0 | 0 | 0 | 0 | 0 | 0 | 1543.6801
7558 | 1075.2 | 0 | 0 | 0 | 0 | 0 | 0 | 0 | 0 | 1119.0432
7559 | 1232.8 | 0 | 0 | 0 | 0 | 0 | 0 | 0 | 0 | 1283.0696
7560 | 1115.2 | 0 | 0 | 0 | 0 | 0 | 0 | 1115.2 | 0 | 0
7561 | 1131.2 | 0 | 0 | 0 | 0 | 0 | 0 | 1131.2 | 0 | 0
7562 | 1402.4 | 0 | 0 | 0 | 0 | 0 | 0 | 1402.4 | 0 | 0
7563 | 878.4 | 0 | 0 | 0 | 0 | 0 | 0 | 878.4 | 0 | 0
7564 | 985.6 | 0 | 0 | 0 | 0 | 0 | 0 | 985.6 | 0 | 0
7565 | 1147.2 | 0 | 0 | 0 | 0 | 0 | 0 | 1147.2 | 0 | 0
7566 | 1303.2 | 0 | 0 | 0 | 0 | 0 | 0 | 1303.2 | 0 | 0
7567 | 1182.365 | 133.03 | 462.21 | 462.21 | 0 | 0 | 0 | 738.264 | 0 | 0
7568 | 1335.808 | 384.58 | 1627.2597 | 1390.278 | -236.9818 | 0 | 0 | 0 | 0 | 0
7569 | 1230.58 | 620.64 | 2603.3366 | 1280.7591 | -1322.5775 | 0 | 0 | 0 | 0 | 0
7570 | 1363.817 | 805.14 | 3280.3068 | 1419.4301 | -1676.6383 | 0 | 184.2383 | 0 | 0 | 0
7571 | 1384.068 | 923.8 | 3685.809 | 1440.5059 | -1676.6383 | 0 | 568.6648 | 0 | 0 | 0
7572 | 1456.248 | 971.75 | 3832.8187 | 1515.6302 | -1676.6383 | 0 | 640.5502 | 0 | 0 | 0
7573 | 1474.147 | 892.81 | 3547.9373 | 1534.258 | -1676.6383 | 0 | 337.041 | 0 | 0 | 0
7574 | 1408.803 | 329.96 | 1340.891 | 1340.891 | 0 | 0 | 0 | 120.447 | 0 | 0
7575 | 1416.215 | 79.49 | 297.8537 | 297.8537 | 0 | 0 | 0 | 1130.031 | 0 | 0
7576 | 1598.239 | 172.02 | 699.7548 | 699.7548 | 0 | 0 | 0 | 925.9 | 0 | 0
7577 | 1617.779 | 134.19 | 512.134 | 512.134 | 0 | 0 | 0 | 1125.71 | 0 | 0
7578 | 1347.526 | 1.96 | 0 | 0 | 0 | 0 | 0 | 1347.526 | 0 | 0
7579 | 1315.2 | 0 | 0 | 0 | 0 | 0 | 0 | 0 | 0 | 1368.8296
7580 | 1236.8 | 0 | 0 | 0 | 0 | 0 | 0 | 0 | 0 | 1287.2327
7581 | 1147.2 | 0 | 0 | 0 | 0 | 0 | 0 | 0 | 0 | 1193.9791
7582 | 1199.2 | 0 | 0 | 0 | 0 | 0 | 0 | 0 | 0 | 1248.0995
7583 | 1183.2 | 0 | 0 | 0 | 0 | 0 | 0 | 0 | 0 | 1231.4471
7584 | 1420 | 0 | 0 | 0 | 0 | 0 | 0 | 1420 | 0 | 0
7585 | 1430.4 | 0 | 0 | 0 | 0 | 0 | 0 | 1430.4 | 0 | 0
7586 | 1165.6 | 0 | 0 | 0 | 0 | 0 | 0 | 1165.6 | 0 | 0
7587 | 1365.6 | 0 | 0 | 0 | 0 | 0 | 0 | 1365.6 | 0 | 0
7588 | 876.8 | 0 | 0 | 0 | 0 | 0 | 0 | 876.8 | 0 | 0
7589 | 816 | 0 | 0 | 0 | 0 | 0 | 0 | 816 | 0 | 0
7590 | 768 | 0 | 0 | 0 | 0 | 0 | 0 | 768 | 0 | 0
7591 | 1244.499 | 110.44 | 387.8881 | 0 | -387.8881 | 0 | 0 | 1244.499 | 0 | 0
7592 | 1277.595 | 387.72 | 1631.6237 | 0 | -1631.6237 | 0 | 0 | 1277.595 | 0 | 0
7593 | 1546.546 | 525.92 | 2170.3454 | 1303.9632 | -866.3822 | 0 | 0 | 293.671 | 0 | 0
7594 | 1572.208 | 802.49 | 3150.3564 | 1636.3176 | -1514.0388 | 0 | 0 | 0 | 0 | 0
7595 | 1429.627 | 917.02 | 3469.9873 | 1487.9236 | -1676.6383 | 0 | 305.4253 | 0 | 0 | 0
7596 | 1773.524 | 430.94 | 1700.8125 | 1700.8125 | 0 | 0 | 0 | 139.348 | 0 | 0
7597 | 1456.594 | 237.98 | 936.7283 | 936.7283 | 0 | 0 | 0 | 556.566 | 0 | 0
7598 | 1568.38 | 365.39 | 1456.2778 | 1456.2778 | 0 | 0 | 0 | 169.158 | 0 | 0
7599 | 1614.354 | 556.63 | 2244.1885 | 1680.1822 | -564.0063 | 0 | 0 | 0 | 0 | 0
7600 | 1835.767 | 378.08 | 1567.3817 | 1567.3817 | 0 | 0 | 0 | 329.794 | 0 | 0
7601 | 1488.288 | 74.2 | 271.3857 | 271.3857 | 0 | 0 | 0 | 1227.535 | 0 | 0
7602 | 1561.284 | 3.61 | 0 | 0 | 0 | 0 | 0 | 1561.284 | 0 | 0
7603 | 1532 | 0 | 0 | 0 | 0 | 0 | 0 | 0 | 0 | 1594.47
7604 | 1440.8 | 0 | 0 | 0 | 0 | 0 | 0 | 0 | 0 | 1499.5512
7605 | 1496.8 | 0 | 0 | 0 | 0 | 0 | 0 | 0 | 0 | 1557.8347
7606 | 967.2 | 0 | 0 | 0 | 0 | 0 | 0 | 0 | 0 | 1006.6393
7607 | 1389.6 | 0 | 0 | 0 | 0 | 0 | 0 | 0 | 0 | 1446.2634
7608 | 994.4 | 0 | 0 | 0 | 0 | 0 | 0 | 994.4 | 0 | 0
7609 | 1131.2 | 0 | 0 | 0 | 0 | 0 | 0 | 1131.2 | 0 | 0
7610 | 1332.8 | 0 | 0 | 0 | 0 | 0 | 0 | 1332.8 | 0 | 0
7611 | 1132.8 | 0 | 0 | 0 | 0 | 0 | 0 | 1132.8 | 0 | 0
7612 | 1163.2 | 0 | 0 | 0 | 0 | 0 | 0 | 1163.2 | 0 | 0
7613 | 1312.8 | 0 | 0 | 0 | 0 | 0 | 0 | 1312.8 | 0 | 0
7614 | 1239.2 | 0 | 0 | 0 | 0 | 0 | 0 | 1239.2 | 0 | 0
7615 | 1053.267 | 98.81 | 350.8063 | 350.8063 | 0 | 0 | 0 | 716.205 | 0 | 0
7616 | 1323.515 | 296.05 | 1244.4381 | 1244.4381 | 0 | 0 | 0 | 127.833 | 0 | 0
7617 | 1381.943 | 538.46 | 2222.9067 | 1438.2942 | -784.6125 | 0 | 0 | 0 | 0 | 0
7618 | 1401.676 | 810.9 | 3192.2872 | 1458.8319 | -1676.6383 | 0 | 56.817 | 0 | 0 | 0
7619 | 1376.532 | 931.89 | 3567.2198 | 1432.6636 | -1676.6383 | 0 | 457.9179 | 0 | 0 | 0
7620 | 1661.105 | 980.4 | 3706.7203 | 1728.8395 | -1676.6383 | 0 | 301.2424 | 0 | 0 | 0
7621 | 1751.024 | 949.99 | 3620.4992 | 1822.4251 | -1676.6383 | 0 | 121.4358 | 0 | 0 | 0
7622 | 1832.523 | 845.61 | 3286.2288 | 1907.2474 | -819.2287 | 0 | 559.7527 | 0 | 0 | 0
7623 | 1589.617 | 532.77 | 2148.1706 | 1654.4365 | 0 | 0 | 493.7341 | 0 | 0 | 0
7624 | 1620.881 | 346.91 | 1430.8495 | 1430.8495 | 0 | 0 | 0 | 246.091 | 0 | 0
7625 | 1347.911 | 134.05 | 507.4755 | 507.4755 | 0 | 0 | 0 | 860.318 | 0 | 0
7626 | 1547.415 | 1.96 | 0 | 0 | 0 | 0 | 0 | 1547.415 | 0 | 0
7627 | 1665.6 | 0 | 0 | 0 | 0 | 0 | 0 | 54.651 | 0 | 1676.6383
7628 | 1189.6 | 0 | 0 | 0 | 0 | 0 | 0 | 0 | 0 | 1238.1081
7629 | 890.4 | 0 | 0 | 0 | 0 | 0 | 0 | 0 | 0 | 926.7077
7630 | 993.6 | 0 | 0 | 0 | 0 | 0 | 0 | 0 | 0 | 1034.1158
7631 | 1250.4 | 0 | 0 | 0 | 0 | 0 | 0 | 0 | 0 | 1301.3873
7632 | 1127.2 | 0 | 0 | 0 | 0 | 0 | 0 | 1127.2 | 0 | 0
7633 | 1052 | 0 | 0 | 0 | 0 | 0 | 0 | 1052 | 0 | 0
7634 | 1386.4 | 0 | 0 | 0 | 0 | 0 | 0 | 1386.4 | 0 | 0
7635 | 1046.4 | 0 | 0 | 0 | 0 | 0 | 0 | 1046.4 | 0 | 0
7636 | 1260 | 0 | 0 | 0 | 0 | 0 | 0 | 1260 | 0 | 0
7637 | 1321.6 | 0 | 0 | 0 | 0 | 0 | 0 | 1321.6 | 0 | 0
7638 | 721.6 | 0 | 0 | 0 | 0 | 0 | 0 | 721.6 | 0 | 0
7639 | 904.057 | 63.03 | 225.6186 | 225.6186 | 0 | 0 | 0 | 687.278 | 0 | 0
7640 | 979.12 | 370.98 | 1539.7689 | 1019.0454 | -520.7235 | 0 | 0 | 0 | 0 | 0
7641 | 1105.275 | 502.81 | 2063.3931 | 1150.3446 | -913.0485 | 0 | 0 | 0 | 0 | 0
7642 | 1633.544 | 464.19 | 1871.07 | 1700.1547 | -170.9153 | 0 | 0 | 0 | 0 | 0
7643 | 1559.029 | 854.61 | 3355.2052 | 1622.6012 | -1676.6383 | 0 | 55.9657 | 0 | 0 | 0
7644 | 1491.985 | 602.12 | 2399.3746 | 1552.8234 | -846.5512 | 0 | 0 | 0 | 0 | 0
7645 | 1664.025 | 566.3 | 2260.5714 | 1731.8786 | -528.6928 | 0 | 0 | 0 | 0 | 0
7646 | 1509.416 | 529.96 | 2139.4645 | 1570.9651 | -568.4993 | 0 | 0 | 0 | 0 | 0
7647 | 1181.19 | 552.72 | 2271.664 | 1229.3551 | -1042.3088 | 0 | 0 | 0 | 0 | 0
7648 | 1646.173 | 430.77 | 1810.2283 | 1713.2987 | -96.9296 | 0 | 0 | 0 | 0 | 0
7649 | 1321.611 | 184.74 | 697.565 | 697.565 | 0 | 0 | 0 | 651.376 | 0 | 0
7650 | 1456.398 | 4.24 | 0 | 0 | 0 | 0 | 0 | 1456.398 | 0 | 0
7651 | 1341.6 | 0 | 0 | 0 | 0 | 0 | 0 | 0 | 0 | 1396.3061
7652 | 1266.4 | 0 | 0 | 0 | 0 | 0 | 0 | 0 | 0 | 1318.0397
7653 | 1124.8 | 0 | 0 | 0 | 0 | 0 | 0 | 0 | 0 | 1170.6657
7654 | 1446.4 | 0 | 0 | 0 | 0 | 0 | 0 | 0 | 0 | 1505.3796
7655 | 1150.4 | 0 | 0 | 0 | 0 | 0 | 0 | 0 | 0 | 1197.3096
7656 | 1467.2 | 0 | 0 | 0 | 0 | 0 | 0 | 1467.2 | 0 | 0
7657 | 1057.6 | 0 | 0 | 0 | 0 | 0 | 0 | 1057.6 | 0 | 0
7658 | 1108 | 0 | 0 | 0 | 0 | 0 | 0 | 1108 | 0 | 0
7659 | 1446.4 | 0 | 0 | 0 | 0 | 0 | 0 | 1446.4 | 0 | 0
7660 | 1334.4 | 0 | 0 | 0 | 0 | 0 | 0 | 1334.4 | 0 | 0
7661 | 826.4 | 0 | 0 | 0 | 0 | 0 | 0 | 826.4 | 0 | 0
7662 | 1045.6 | 0 | 0 | 0 | 0 | 0 | 0 | 1045.6 | 0 | 0
7663 | 960.752 | 134.64 | 459.53 | 459.53 | 0 | 0 | 0 | 114.294 | 0 | 421.4449
7664 | 891.267 | 385.89 | 1624.0063 | 927.61 | -696.3962 | 0 | 0 | 0 | 0 | 0
7665 | 1021.024 | 623 | 2594.7492 | 1062.6581 | -1532.0911 | 0 | 0 | 0 | 0 | 0
7666 | 1278.022 | 809.37 | 3273.779 | 1330.1356 | -1676.6383 | 0 | 267.005 | 0 | 0 | 0
7667 | 1410.682 | 935.24 | 3720.4669 | 1468.2061 | -1676.6383 | 0 | 575.6224 | 0 | 0 | 0
7668 | 1375.315 | 847.32 | 3385.395 | 1431.3959 | -1676.6383 | 0 | 277.3608 | 0 | 0 | 0
7669 | 1500.064 | 853.11 | 3409.8096 | 1561.2318 | -1051.9912 | 0 | 796.5866 | 0 | 0 | 0
7670 | 1347.201 | 524.92 | 2144.0137 | 1402.1355 | 0 | 0 | 741.8782 | 0 | 0 | 0
7671 | 1165.374 | 647.39 | 2670.0192 | 1212.8942 | 0 | 0 | 1457.125 | 0 | 0 | 0
7672 | 1265.572 | 374.17 | 1574.8077 | 1317.178 | 0 | 0 | 257.6297 | 0 | 0 | 0
7673 | 1012.197 | 60.47 | 216.0351 | 216.0351 | 0 | 0 | 0 | 804.626 | 0 | 0
7674 | 1011.616 | 0.98 | 0 | 0 | 0 | 0 | 0 | 933.868 | 0 | 80.9183
7675 | 971.2 | 0 | 0 | 0 | 0 | 0 | 0 | 0 | 0 | 1010.8024
7676 | 1312 | 0 | 0 | 0 | 0 | 0 | 0 | 0 | 0 | 1365.4992
7677 | 1095.2 | 0 | 0 | 0 | 0 | 0 | 0 | 0 | 0 | 1139.8587
7678 | 1071.2 | 0 | 0 | 0 | 0 | 0 | 0 | 0 | 0 | 1114.8801
7679 | 1172 | 0 | 0 | 0 | 0 | 0 | 0 | 0 | 0 | 1219.7904
7680 | 1040 | 0 | 0 | 0 | 0 | 0 | 0 | 0 | 0 | 1082.4079
7681 | 1044 | 0 | 0 | 0 | 0 | 0 | 0 | 1044 | 0 | 0
7682 | 1136.8 | 0 | 0 | 0 | 0 | 0 | 0 | 1136.8 | 0 | 0
7683 | 1080.8 | 0 | 0 | 0 | 0 | 0 | 0 | 1080.8 | 0 | 0
7684 | 1034.4 | 0 | 0 | 0 | 0 | 0 | 0 | 1034.4 | 0 | 0
7685 | 1055.2 | 0 | 0 | 0 | 0 | 0 | 0 | 1055.2 | 0 | 0
7686 | 1076 | 0 | 0 | 0 | 0 | 0 | 0 | 1076 | 0 | 0
7687 | 886.193 | 139.28 | 469.0968 | 469.0968 | 0 | 0 | 0 | 0 | 0 | 453.2323
7688 | 293.458 | 392 | 1638.3523 | 305.4243 | -1332.928 | 0 | 0 | 0 | 0 | 0
7689 | 141.382 | 624.3 | 2566.1455 | 147.1481 | -1676.6383 | 0 | 742.359 | 0 | 0 | 0
7690 | 225.957 | 810.13 | 3190.571 | 235.1708 | -1676.6383 | 0 | 1278.7619 | 0 | 0 | 0
7691 | 173.99 | 929.74 | 3570.5648 | 181.0858 | -1676.6383 | 0 | 1712.8407 | 0 | 0 | 0
7692 | 186.914 | 623.61 | 2463.9443 | 194.5368 | -1676.6383 | 0 | 592.7692 | 0 | 0 | 0
7693 | 144.11 | 809.19 | 3162.3753 | 149.9853 | -270.9132 | 0 | 2741.4768 | 0 | 0 | 0
7694 | 135.505 | 755.01 | 2999.9038 | 141.0305 | 0 | 0 | 2858.8733 | 0 | 0 | 0
7695 | 194.577 | 667.13 | 2711.3505 | 202.5112 | 0 | 0 | 2508.8393 | 0 | 0 | 0
7696 | 215.288 | 293.06 | 1218.0023 | 224.0668 | 0 | 0 | 993.9356 | 0 | 0 | 0
7697 | 184.122 | 193.22 | 723.0797 | 191.6299 | 0 | 0 | 531.4498 | 0 | 0 | 0
7698 | 203.03 | 5.61 | 0 | 0 | 0 | 0 | 0 | 0 | 0 | 211.3089
7699 | 140 | 0 | 0 | 0 | 0 | 0 | 0 | 0 | 0 | 145.7088
7700 | 197.6 | 0 | 0 | 0 | 0 | 0 | 0 | 0 | 0 | 205.6575
7701 | 199.2 | 0 | 0 | 0 | 0 | 0 | 0 | 0 | 0 | 207.3227
7702 | 108.8 | 0 | 0 | 0 | 0 | 0 | 0 | 0 | 0 | 113.2365
7703 | 98.4 | 0 | 0 | 0 | 0 | 0 | 0 | 0 | 0 | 102.4124
7704 | 102.4 | 0 | 0 | 0 | 0 | 0 | 0 | 0 | 0 | 106.5755
7705 | 92.8 | 0 | 0 | 0 | 0 | 0 | 0 | 0 | 0 | 96.5841
7706 | 99.2 | 0 | 0 | 0 | 0 | 0 | 0 | 0 | 0 | 103.2451
7707 | 94.4 | 0 | 0 | 0 | 0 | 0 | 0 | 0 | 0 | 98.2493
7708 | 98.4 | 0 | 0 | 0 | 0 | 0 | 0 | 0 | 0 | 102.4124
7709 | 92.8 | 0 | 0 | 0 | 0 | 0 | 0 | 0 | 0 | 96.5841
7710 | 93.6 | 0 | 0 | 0 | 0 | 0 | 0 | 0 | 0 | 97.4167
7711 | 80.485 | 126.51 | 430.2988 | 83.7669 | -346.5318 | 0 | 0 | 0 | 0 | 0
7712 | 100.984 | 376.18 | 1572.7699 | 105.1018 | -1467.668 | 0 | 0 | 0 | 0 | 0
7713 | 679.251 | 610.68 | 2515.8125 | 706.9476 | -62.9306 | 0 | 1745.9343 | 0 | 0 | 0
7714 | 1271.683 | 795.57 | 3153.3143 | 1323.5382 | 0 | 0 | 1829.7761 | 0 | 0 | 0
7715 | 1286.429 | 881.81 | 3420.8043 | 1338.8854 | 0 | 0 | 2081.9189 | 0 | 0 | 0
7716 | 1324.926 | 623.57 | 2449.5171 | 1378.9522 | 0 | 0 | 1070.5649 | 0 | 0 | 0
7717 | 1133.191 | 389.92 | 1548.7258 | 1179.3989 | 0 | 0 | 369.3269 | 0 | 0 | 0
7718 | 1217.422 | 419.19 | 1676.1804 | 1267.0646 | 0 | 0 | 409.1158 | 0 | 0 | 0
7719 | 1214.924 | 125.91 | 489.9863 | 489.9863 | 0 | 0 | 0 | 744.135 | 0 | 0
7720 | 1286.664 | 55.89 | 202.659 | 202.659 | 0 | 0 | 0 | 1091.945 | 0 | 0
7721 | 1421.989 | 7.83 | 7.0232 | 7.0232 | 0 | 0 | 0 | 1415.241 | 0 | 0
7722 | 1335.966 | 0 | 0 | 0 | 0 | 0 | 0 | 1335.966 | 0 | 0
7723 | 1252.8 | 0 | 0 | 0 | 0 | 0 | 0 | 0 | 0 | 1303.8852
7724 | 1186.4 | 0 | 0 | 0 | 0 | 0 | 0 | 0 | 0 | 1234.7776
7725 | 1470.4 | 0 | 0 | 0 | 0 | 0 | 0 | 0 | 0 | 1530.3582
7726 | 1188.8 | 0 | 0 | 0 | 0 | 0 | 0 | 0 | 0 | 1237.2755
7727 | 779.2 | 0 | 0 | 0 | 0 | 0 | 0 | 0 | 0 | 810.9733
7728 | 1133.6 | 0 | 0 | 0 | 0 | 0 | 0 | 972.458 | 0 | 167.7129
7729 | 877.6 | 0 | 0 | 0 | 0 | 0 | 0 | 877.6 | 0 | 0
7730 | 888 | 0 | 0 | 0 | 0 | 0 | 0 | 888 | 0 | 0
7731 | 992 | 0 | 0 | 0 | 0 | 0 | 0 | 992 | 0 | 0
7732 | 1028 | 0 | 0 | 0 | 0 | 0 | 0 | 1028 | 0 | 0
7733 | 1020 | 0 | 0 | 0 | 0 | 0 | 0 | 1020 | 0 | 0
7734 | 988.8 | 0 | 0 | 0 | 0 | 0 | 0 | 988.8 | 0 | 0
7735 | 1027.129 | 117.48 | 401.1768 | 401.1768 | 0 | 0 | 0 | 0 | 0 | 667.8352
7736 | 958.726 | 364.69 | 1507.433 | 997.8198 | -509.6132 | 0 | 0 | 0 | 0 | 0
7737 | 1015.72 | 596.79 | 2422.8472 | 1057.1378 | -1365.7094 | 0 | 0 | 0 | 0 | 0
7738 | 1081.252 | 779.99 | 3017.9165 | 1125.342 | -1676.6383 | 0 | 215.9362 | 0 | 0 | 0
7739 | 1456.647 | 894.58 | 3374.1828 | 1516.0454 | -1676.6383 | 0 | 181.499 | 0 | 0 | 0
7740 | 1355.634 | 554.75 | 2184.9641 | 1410.9124 | -774.0517 | 0 | 0 | 0 | 0 | 0
7741 | 1091.508 | 604.52 | 2372.204 | 1136.0162 | -1236.1878 | 0 | 0 | 0 | 0 | 0
7742 | 1198.058 | 435.42 | 1745.8063 | 1246.911 | -498.8953 | 0 | 0 | 0 | 0 | 0
7743 | 1592.282 | 120.78 | 469.7785 | 469.7785 | 0 | 0 | 0 | 1140.909 | 0 | 0
7744 | 1106.455 | 40.19 | 138.008 | 138.008 | 0 | 0 | 0 | 973.854 | 0 | 0
7745 | 1246.387 | 10.77 | 18.6174 | 18.6174 | 0 | 0 | 0 | 1228.499 | 0 | 0
7746 | 1322.503 | 0 | 0 | 0 | 0 | 0 | 0 | 1322.503 | 0 | 0
7747 | 1121.6 | 0 | 0 | 0 | 0 | 0 | 0 | 0 | 0 | 1167.3353
7748 | 1195.2 | 0 | 0 | 0 | 0 | 0 | 0 | 0 | 0 | 1243.9364
7749 | 1380 | 0 | 0 | 0 | 0 | 0 | 0 | 0 | 0 | 1436.272
7750 | 1388 | 0 | 0 | 0 | 0 | 0 | 0 | 0 | 0 | 1444.5982
7751 | 1431.2 | 0 | 0 | 0 | 0 | 0 | 0 | 0 | 0 | 1489.5597
7752 | 1104 | 0 | 0 | 0 | 0 | 0 | 0 | 1104 | 0 | 0
7753 | 1285.6 | 0 | 0 | 0 | 0 | 0 | 0 | 1285.6 | 0 | 0
7754 | 1016 | 0 | 0 | 0 | 0 | 0 | 0 | 1016 | 0 | 0
7755 | 1193.6 | 0 | 0 | 0 | 0 | 0 | 0 | 1193.6 | 0 | 0
7756 | 1489.6 | 0 | 0 | 0 | 0 | 0 | 0 | 1489.6 | 0 | 0
7757 | 1088.8 | 0 | 0 | 0 | 0 | 0 | 0 | 1088.8 | 0 | 0
7758 | 1126.4 | 0 | 0 | 0 | 0 | 0 | 0 | 1126.4 | 0 | 0
7759 | 799.087 | 64.69 | 219.6414 | 0 | -219.6414 | 0 | 0 | 799.087 | 0 | 0
7760 | 933.699 | 308.85 | 1298.1318 | 0 | -1298.1318 | 0 | 0 | 933.699 | 0 | 0
7761 | 1028.874 | 602.87 | 2517.9107 | 841.2724 | -1676.6383 | 0 | 0 | 220.562 | 0 | 0
7762 | 1429.183 | 472.01 | 1922.04 | 1225.2378 | -696.8021 | 0 | 0 | 251.948 | 0 | 0
7763 | 1309.361 | 513.96 | 2063.5783 | 1362.7525 | -700.8258 | 0 | 0 | 0 | 0 | 0
7764 | 1273.22 | 350.39 | 1402.3926 | 1325.1378 | -77.2548 | 0 | 0 | 0 | 0 | 0
7765 | 1283.758 | 733.54 | 2906.0393 | 1336.1055 | -1569.9337 | 0 | 0 | 0 | 0 | 0
7766 | 1017.049 | 585.26 | 2366.5922 | 1058.521 | -1308.0712 | 0 | 0 | 0 | 0 | 0
7767 | 1569.862 | 353.69 | 1449.979 | 1449.979 | 0 | 0 | 0 | 176.692 | 0 | 0
7768 | 1212.909 | 32.34 | 105.8022 | 105.8022 | 0 | 0 | 0 | 1111.252 | 0 | 0
7769 | 1407.813 | 94.44 | 359.1044 | 359.1044 | 0 | 0 | 0 | 1062.778 | 0 | 0
7770 | 1339.188 | 1.96 | 0 | 0 | 0 | 0 | 0 | 1339.188 | 0 | 0
7771 | 1444 | 0 | 0 | 0 | 0 | 0 | 0 | 216.926 | 0 | 1277.1101
7772 | 1498.4 | 0 | 0 | 0 | 0 | 0 | 0 | 0 | 0 | 1559.4999
7773 | 1683.2 | 0 | 0 | 0 | 0 | 0 | 0 | 72.251 | 0 | 1676.6383
7774 | 1572 | 0 | 0 | 0 | 0 | 0 | 0 | 0 | 0 | 1636.1011
7775 | 1266.4 | 0 | 0 | 0 | 0 | 0 | 0 | 0 | 0 | 1318.0397
7776 | 1252.8 | 0 | 0 | 0 | 0 | 0 | 0 | 1252.8 | 0 | 0
7777 | 1118.4 | 0 | 0 | 0 | 0 | 0 | 0 | 1118.4 | 0 | 0
7778 | 1283.2 | 0 | 0 | 0 | 0 | 0 | 0 | 1283.2 | 0 | 0
7779 | 1369.6 | 0 | 0 | 0 | 0 | 0 | 0 | 1369.6 | 0 | 0
7780 | 1394.4 | 0 | 0 | 0 | 0 | 0 | 0 | 1394.4 | 0 | 0
7781 | 1285.6 | 0 | 0 | 0 | 0 | 0 | 0 | 1285.6 | 0 | 0
7782 | 1056 | 0 | 0 | 0 | 0 | 0 | 0 | 1056 | 0 | 0
7783 | 1040.324 | 63.84 | 218.127 | 0 | -218.127 | 0 | 0 | 1040.324 | 0 | 0
7784 | 869.633 | 359.38 | 1491.4904 | 780.6367 | -710.8537 | 0 | 0 | 119.581 | 0 | 0
7785 | 1098.227 | 594.32 | 2439.6495 | 1143.0092 | -1296.6403 | 0 | 0 | 0 | 0 | 0
7786 | 1314.622 | 782.4 | 3117.268 | 1368.2281 | -1676.6383 | 0 | 72.4016 | 0 | 0 | 0
7787 | 1099.177 | 803.6 | 3175.9418 | 1143.9979 | -1676.6383 | 0 | 355.3056 | 0 | 0 | 0
7788 | 1346.221 | 536.56 | 2135.1817 | 1401.1156 | -734.0661 | 0 | 0 | 0 | 0 | 0
7789 | 1404.829 | 373.71 | 1499.7011 | 1462.1134 | -37.5877 | 0 | 0 | 0 | 0 | 0
7790 | 1166.196 | 610.85 | 2459.6615 | 1213.7497 | -1245.9118 | 0 | 0 | 0 | 0 | 0
7791 | 1431.156 | 537.16 | 2203.4452 | 1489.514 | -713.9312 | 0 | 0 | 0 | 0 | 0
7792 | 1408.691 | 120.59 | 478.468 | 478.468 | 0 | 0 | 0 | 948.969 | 0 | 0
7793 | 1490.436 | 51.15 | 184.5162 | 184.5162 | 0 | 0 | 0 | 1313.149 | 0 | 0
7794 | 1393.933 | 0.98 | 0 | 0 | 0 | 0 | 0 | 1393.933 | 0 | 0
7795 | 1680.8 | 0 | 0 | 0 | 0 | 0 | 0 | 113.177 | 0 | 1631.5456
7796 | 1324.8 | 0 | 0 | 0 | 0 | 0 | 0 | 0 | 0 | 1378.8211
7797 | 1534.4 | 0 | 0 | 0 | 0 | 0 | 0 | 0 | 0 | 1596.9679
7798 | 1571.2 | 0 | 0 | 0 | 0 | 0 | 0 | 0 | 0 | 1635.2685
7799 | 1176.8 | 0 | 0 | 0 | 0 | 0 | 0 | 0 | 0 | 1224.7861
7800 | 1416.8 | 0 | 0 | 0 | 0 | 0 | 0 | 1416.8 | 0 | 0
7801 | 1240 | 0 | 0 | 0 | 0 | 0 | 0 | 1240 | 0 | 0
7802 | 1348.8 | 0 | 0 | 0 | 0 | 0 | 0 | 1348.8 | 0 | 0
7803 | 1515.2 | 0 | 0 | 0 | 0 | 0 | 0 | 1515.2 | 0 | 0
7804 | 1366.4 | 0 | 0 | 0 | 0 | 0 | 0 | 1366.4 | 0 | 0
7805 | 1381.6 | 0 | 0 | 0 | 0 | 0 | 0 | 1381.6 | 0 | 0
7806 | 1362.4 | 0 | 0 | 0 | 0 | 0 | 0 | 1362.4 | 0 | 0
7807 | 679.439 | 71.28 | 245.9251 | 245.9251 | 0 | 0 | 0 | 443.149 | 0 | 0
7808 | 1137.376 | 376.76 | 1583.9124 | 1183.7545 | -400.1579 | 0 | 0 | 0 | 0 | 0
7809 | 882.651 | 612.48 | 2551.9306 | 918.6427 | -1633.2879 | 0 | 0 | 0 | 0 | 0
7810 | 432.662 | 631.13 | 2555.4994 | 450.3056 | -1676.6383 | 0 | 428.5555 | 0 | 0 | 0
7811 | 389.328 | 804.02 | 3152.9438 | 405.2035 | -1676.6383 | 0 | 1071.1019 | 0 | 0 | 0
7812 | 396.46 | 966.5 | 3683.0364 | 412.6274 | -1676.6383 | 0 | 1593.7706 | 0 | 0 | 0
7813 | 851.215 | 627.74 | 2460.8928 | 885.9238 | -1247.0348 | 0 | 327.9342 | 0 | 0 | 0
7814 | 1358.284 | 715.37 | 2806.3381 | 1413.6705 | 0 | 0 | 1392.6676 | 0 | 0 | 0
7815 | 1653.136 | 569.12 | 2285.2638 | 1720.5456 | 0 | 0 | 564.7182 | 0 | 0 | 0
7816 | 1480.775 | 340.36 | 1400.3392 | 1400.3392 | 0 | 0 | 0 | 135.3 | 0 | 0
7817 | 1522.428 | 169.07 | 632.784 | 632.784 | 0 | 0 | 0 | 914.436 | 0 | 0
7818 | 1682.404 | 1.96 | 0 | 0 | 0 | 0 | 0 | 1682.404 | 0 | 0
7819 | 1758.4 | 0 | 0 | 0 | 0 | 0 | 0 | 759.076 | 0 | 1040.0732
7820 | 1597.6 | 0 | 0 | 0 | 0 | 0 | 0 | 0 | 0 | 1662.745
7821 | 1777.6 | 0 | 0 | 0 | 0 | 0 | 0 | 166.651 | 0 | 1676.6383
7822 | 1849.6 | 0 | 0 | 0 | 0 | 0 | 0 | 238.651 | 0 | 1676.6383
7823 | 1356 | 0 | 0 | 0 | 0 | 0 | 0 | 0 | 0 | 1411.2933
7824 | 1280.8 | 0 | 0 | 0 | 0 | 0 | 0 | 1280.8 | 0 | 0
7825 | 1248.8 | 0 | 0 | 0 | 0 | 0 | 0 | 1248.8 | 0 | 0
7826 | 1583.2 | 0 | 0 | 0 | 0 | 0 | 0 | 1583.2 | 0 | 0
7827 | 1660 | 0 | 0 | 0 | 0 | 0 | 0 | 1660 | 0 | 0
7828 | 981.6 | 0 | 0 | 0 | 0 | 0 | 0 | 981.6 | 0 | 0
7829 | 1345.6 | 0 | 0 | 0 | 0 | 0 | 0 | 1345.6 | 0 | 0
7830 | 1347.2 | 0 | 0 | 0 | 0 | 0 | 0 | 1347.2 | 0 | 0
7831 | 1080.957 | 108.86 | 368.7972 | 368.7972 | 0 | 0 | 0 | 726.609 | 0 | 0
7832 | 1190.482 | 356.7 | 1484.7514 | 1239.026 | -245.7253 | 0 | 0 | 0 | 0 | 0
7833 | 1061.094 | 591.64 | 2435.988 | 1104.362 | -1331.626 | 0 | 0 | 0 | 0 | 0
7834 | 1659.705 | 785.14 | 3102.0998 | 1727.3824 | -1374.7173 | 0 | 0 | 0 | 0 | 0
7835 | 1735.038 | 912.36 | 3503.3858 | 1805.7873 | -1676.6383 | 0 | 20.9602 | 0 | 0 | 0
7836 | 1837.293 | 919.47 | 3513.0838 | 1912.2119 | -1600.8719 | 0 | 0 | 0 | 0 | 0
7837 | 1536.804 | 581.86 | 2297.5387 | 1599.4699 | -698.0688 | 0 | 0 | 0 | 0 | 0
7838 | 1437.913 | 239.86 | 952.9425 | 952.9425 | 0 | 0 | 0 | 522.306 | 0 | 0
7839 | 1704.969 | 391.2 | 1587.551 | 1587.551 | 0 | 0 | 0 | 179.617 | 0 | 0
7840 | 1445.753 | 176.08 | 713.0653 | 713.0653 | 0 | 0 | 0 | 760.625 | 0 | 0
7841 | 1513.323 | 98.64 | 367.4681 | 367.4681 | 0 | 0 | 0 | 1160.252 | 0 | 0
7842 | 1805.698 | 0.98 | 0 | 0 | 0 | 0 | 0 | 1805.698 | 0 | 0
7843 | 1423.2 | 0 | 0 | 0 | 0 | 0 | 0 | 1423.2 | 0 | 0
7844 | 1600 | 0 | 0 | 0 | 0 | 0 | 0 | 1600 | 0 | 0
7845 | 1737.6 | 0 | 0 | 0 | 0 | 0 | 0 | 723.475 | 0 | 1055.4778
7846 | 1408 | 0 | 0 | 0 | 0 | 0 | 0 | 0 | 0 | 1465.4137
7847 | 1577.6 | 0 | 0 | 0 | 0 | 0 | 0 | 0 | 0 | 1641.9295
7848 | 1420.8 | 0 | 0 | 0 | 0 | 0 | 0 | 0 | 0 | 1478.7357
7849 | 1040 | 0 | 0 | 0 | 0 | 0 | 0 | 1040 | 0 | 0
7850 | 1061.6 | 0 | 0 | 0 | 0 | 0 | 0 | 1061.6 | 0 | 0
7851 | 848 | 0 | 0 | 0 | 0 | 0 | 0 | 848 | 0 | 0
7852 | 1101.6 | 0 | 0 | 0 | 0 | 0 | 0 | 1101.6 | 0 | 0
7853 | 727.2 | 0 | 0 | 0 | 0 | 0 | 0 | 727.2 | 0 | 0
7854 | 904 | 0 | 0 | 0 | 0 | 0 | 0 | 904 | 0 | 0
7855 | 917.901 | 110.21 | 371.9788 | 371.9788 | 0 | 0 | 0 | 0 | 0 | 583.3512
7856 | 910.899 | 277.58 | 1169.9965 | 948.0425 | -221.954 | 0 | 0 | 0 | 0 | 0
7857 | 920.17 | 488.17 | 2053.7877 | 957.6916 | -1096.0962 | 0 | 0 | 0 | 0 | 0
7858 | 1061.386 | 662.69 | 2714.936 | 1104.6659 | -1610.2701 | 0 | 0 | 0 | 0 | 0
7859 | 1019.092 | 795.05 | 3192.5651 | 1060.6473 | -1676.6383 | 0 | 455.2795 | 0 | 0 | 0
7860 | 991.068 | 526.18 | 2122.7704 | 1031.4806 | -1091.2899 | 0 | 0 | 0 | 0 | 0
7861 | 1143.278 | 568.94 | 2289.2031 | 1189.8972 | -1099.3059 | 0 | 0 | 0 | 0 | 0
7862 | 1101.732 | 603.96 | 2447.2014 | 1146.6571 | -1300.5443 | 0 | 0 | 0 | 0 | 0
7863 | 1117.132 | 348.72 | 1426.8342 | 1162.6851 | -214.297 | 0 | 49.8522 | 0 | 0 | 0
7864 | 520.632 | 232.91 | 958.2879 | 541.8617 | 0 | 0 | 416.4262 | 0 | 0 | 0
7865 | 192.296 | 119.16 | 451.8959 | 200.1372 | 0 | 0 | 251.7587 | 0 | 0 | 0
7866 | 257.187 | 1.96 | 0 | 0 | 0 | 0 | 0 | 0 | 0 | 267.6743
7867 | 150.4 | 0 | 0 | 0 | 0 | 0 | 0 | 0 | 0 | 156.5328
7868 | 158.4 | 0 | 0 | 0 | 0 | 0 | 0 | 0 | 0 | 164.859
7869 | 125.6 | 0 | 0 | 0 | 0 | 0 | 0 | 0 | 0 | 130.7216
7870 | 120 | 0 | 0 | 0 | 0 | 0 | 0 | 0 | 0 | 124.8932
7871 | 115.2 | 0 | 0 | 0 | 0 | 0 | 0 | 0 | 0 | 119.8975
7872 | 116 | 0 | 0 | 0 | 0 | 0 | 0 | 0 | 0 | 120.7301
7873 | 107.2 | 0 | 0 | 0 | 0 | 0 | 0 | 0 | 0 | 111.5713
7874 | 117.6 | 0 | 0 | 0 | 0 | 0 | 0 | 0 | 0 | 122.3954
7875 | 96.8 | 0 | 0 | 0 | 0 | 0 | 0 | 0 | 0 | 100.7472
7876 | 103.2 | 0 | 0 | 0 | 0 | 0 | 0 | 0 | 0 | 107.4082
7877 | 96.8 | 0 | 0 | 0 | 0 | 0 | 0 | 0 | 0 | 100.7472
7878 | 101.6 | 0 | 0 | 0 | 0 | 0 | 0 | 0 | 0 | 105.7429
7879 | 87.682 | 65.93 | 229.612 | 91.2574 | -138.3546 | 0 | 0 | 0 | 0 | 0
7880 | 158.372 | 268.55 | 1129.5093 | 164.8299 | -964.6794 | 0 | 0 | 0 | 0 | 0
7881 | 720.376 | 495.91 | 2075.5212 | 749.7496 | -826.6318 | 0 | 499.1399 | 0 | 0 | 0
7882 | 958.609 | 763.61 | 3108.36 | 997.698 | 0 | 0 | 2110.662 | 0 | 0 | 0
7883 | 1110.708 | 835.07 | 3338.8057 | 1155.9991 | 0 | 0 | 2182.8066 | 0 | 0 | 0
7884 | 1168.124 | 777.04 | 3099.0326 | 1215.7564 | 0 | 0 | 1883.2762 | 0 | 0 | 0
7885 | 1171.326 | 739.34 | 2955.2056 | 1219.0889 | 0 | 0 | 1736.1166 | 0 | 0 | 0
7886 | 1171.349 | 656.01 | 2653.3251 | 1219.1129 | 0 | 0 | 1434.2123 | 0 | 0 | 0
7887 | 1266.465 | 542.99 | 2232.5287 | 1318.1074 | 0 | 0 | 914.4213 | 0 | 0 | 0
7888 | 1231.431 | 392.08 | 1641.3758 | 1281.6448 | 0 | 0 | 359.731 | 0 | 0 | 0
7889 | 1227.897 | 143.34 | 543.631 | 543.631 | 0 | 0 | 0 | 705.565 | 0 | 0
7890 | 1118.58 | 1.96 | 0 | 0 | 0 | 0 | 0 | 1118.58 | 0 | 0
7891 | 1358.4 | 0 | 0 | 0 | 0 | 0 | 0 | 0 | 0 | 1413.7912
7892 | 1066.4 | 0 | 0 | 0 | 0 | 0 | 0 | 0 | 0 | 1109.8844
7893 | 1076 | 0 | 0 | 0 | 0 | 0 | 0 | 0 | 0 | 1119.8758
7894 | 1006.4 | 0 | 0 | 0 | 0 | 0 | 0 | 0 | 0 | 1047.4378
7895 | 1079.2 | 0 | 0 | 0 | 0 | 0 | 0 | 0 | 0 | 1123.2063
7896 | 1528 | 0 | 0 | 0 | 0 | 0 | 0 | 1528 | 0 | 0
7897 | 1220.8 | 0 | 0 | 0 | 0 | 0 | 0 | 1220.8 | 0 | 0
7898 | 923.2 | 0 | 0 | 0 | 0 | 0 | 0 | 923.2 | 0 | 0
7899 | 1218.4 | 0 | 0 | 0 | 0 | 0 | 0 | 1218.4 | 0 | 0
7900 | 1200.8 | 0 | 0 | 0 | 0 | 0 | 0 | 1200.8 | 0 | 0
7901 | 896 | 0 | 0 | 0 | 0 | 0 | 0 | 896 | 0 | 0
7902 | 1284 | 0 | 0 | 0 | 0 | 0 | 0 | 1284 | 0 | 0
7903 | 1092.491 | 85.42 | 293.0265 | 293.0265 | 0 | 0 | 0 | 810.945 | 0 | 0
7904 | 1306.162 | 326.51 | 1380.1522 | 1359.4231 | -20.7292 | 0 | 0 | 0 | 0 | 0
7905 | 1409.71 | 476.59 | 2004.0709 | 1467.1935 | -536.8774 | 0 | 0 | 0 | 0 | 0
7906 | 984.961 | 437.73 | 1796.5629 | 1025.1246 | -771.4383 | 0 | 0 | 0 | 0 | 0
7907 | 1372.328 | 625.86 | 2525.0754 | 1428.2871 | -1096.7883 | 0 | 0 | 0 | 0 | 0
7908 | 1453.632 | 681.93 | 2723.4194 | 1512.9065 | -1210.5129 | 0 | 0 | 0 | 0 | 0
7909 | 1182.818 | 696.11 | 2778.9386 | 1231.0495 | -1547.889 | 0 | 0 | 0 | 0 | 0
7910 | 1278.412 | 513.5 | 2076.05 | 1330.5415 | -745.5084 | 0 | 0 | 0 | 0 | 0
7911 | 1247.998 | 385.39 | 1576.551 | 1298.8874 | -277.6636 | 0 | 0 | 0 | 0 | 0
7912 | 1086.354 | 96.5 | 374.8774 | 374.8774 | 0 | 0 | 0 | 726.164 | 0 | 0
7913 | 1467.39 | 100.6 | 383.4971 | 383.4971 | 0 | 0 | 0 | 1098.918 | 0 | 0
7914 | 1410.488 | 1.96 | 0 | 0 | 0 | 0 | 0 | 1410.488 | 0 | 0
7915 | 1142.4 | 0 | 0 | 0 | 0 | 0 | 0 | 0 | 0 | 1188.9834
7916 | 984.8 | 0 | 0 | 0 | 0 | 0 | 0 | 0 | 0 | 1024.957
7917 | 1211.2 | 0 | 0 | 0 | 0 | 0 | 0 | 0 | 0 | 1260.5889
7918 | 1125.6 | 0 | 0 | 0 | 0 | 0 | 0 | 0 | 0 | 1171.4984
7919 | 1388.8 | 0 | 0 | 0 | 0 | 0 | 0 | 0 | 0 | 1445.4308
7920 | 985.6 | 0 | 0 | 0 | 0 | 0 | 0 | 799.101 | 0 | 194.1038
7921 | 1293.6 | 0 | 0 | 0 | 0 | 0 | 0 | 1293.6 | 0 | 0
7922 | 1131.2 | 0 | 0 | 0 | 0 | 0 | 0 | 1131.2 | 0 | 0
7923 | 1264.8 | 0 | 0 | 0 | 0 | 0 | 0 | 1264.8 | 0 | 0
7924 | 774.4 | 0 | 0 | 0 | 0 | 0 | 0 | 774.4 | 0 | 0
7925 | 1108.8 | 0 | 0 | 0 | 0 | 0 | 0 | 1108.8 | 0 | 0
7926 | 734.4 | 0 | 0 | 0 | 0 | 0 | 0 | 734.4 | 0 | 0
7927 | 812.644 | 96.12 | 325.1231 | 325.1231 | 0 | 0 | 0 | 0 | 0 | 520.658
7928 | 1161.248 | 291.99 | 1228.382 | 1208.6 | -19.782 | 0 | 0 | 0 | 0 | 0
7929 | 1243.412 | 497.21 | 2081.411 | 1294.1144 | -787.2966 | 0 | 0 | 0 | 0 | 0
7930 | 1326.775 | 660.35 | 2693.8728 | 1380.8766 | -1312.9961 | 0 | 0 | 0 | 0 | 0
7931 | 1621.135 | 674.42 | 2714.4676 | 1687.2397 | -1027.228 | 0 | 0 | 0 | 0 | 0
7932 | 1251.306 | 746.52 | 2977.015 | 1302.3302 | -1674.6848 | 0 | 0 | 0 | 0 | 0
7933 | 1349.218 | 744.64 | 2961.4762 | 1404.2348 | -1557.2415 | 0 | 0 | 0 | 0 | 0
7934 | 1331.273 | 572.41 | 2308.0922 | 1385.558 | -922.5341 | 0 | 0 | 0 | 0 | 0
7935 | 1282.735 | 456.68 | 1871.0263 | 1335.0408 | -535.9855 | 0 | 0 | 0 | 0 | 0
7936 | 1437.172 | 163.39 | 659.0396 | 659.0396 | 0 | 0 | 0 | 803.953 | 0 | 0
7937 | 1620.088 | 34.3 | 113.8006 | 113.8006 | 0 | 0 | 0 | 1510.746 | 0 | 0
7938 | 1488.651 | 0.98 | 0 | 0 | 0 | 0 | 0 | 1488.651 | 0 | 0
7939 | 1304.8 | 0 | 0 | 0 | 0 | 0 | 0 | 0 | 0 | 1358.0056
7940 | 1217.6 | 0 | 0 | 0 | 0 | 0 | 0 | 0 | 0 | 1267.2498
7941 | 1169.6 | 0 | 0 | 0 | 0 | 0 | 0 | 0 | 0 | 1217.2925
7942 | 1280 | 0 | 0 | 0 | 0 | 0 | 0 | 0 | 0 | 1332.1943
7943 | 1238.4 | 0 | 0 | 0 | 0 | 0 | 0 | 0 | 0 | 1288.898
7944 | 1456 | 0 | 0 | 0 | 0 | 0 | 0 | 1456 | 0 | 0
7945 | 1352 | 0 | 0 | 0 | 0 | 0 | 0 | 1352 | 0 | 0
7946 | 1226.4 | 0 | 0 | 0 | 0 | 0 | 0 | 1226.4 | 0 | 0
7947 | 1184 | 0 | 0 | 0 | 0 | 0 | 0 | 1184 | 0 | 0
7948 | 1292 | 0 | 0 | 0 | 0 | 0 | 0 | 1292 | 0 | 0
7949 | 1500 | 0 | 0 | 0 | 0 | 0 | 0 | 1500 | 0 | 0
7950 | 1428.8 | 0 | 0 | 0 | 0 | 0 | 0 | 1428.8 | 0 | 0
7951 | 1297.339 | 100.63 | 332.8165 | 45.8577 | -286.9588 | 0 | 0 | 1253.279 | 0 | 0
7952 | 1310.033 | 290.99 | 1226.3816 | 1226.3816 | 0 | 0 | 0 | 131.7 | 0 | 0
7953 | 994.134 | 485.44 | 2035.699 | 1034.6716 | -1001.0274 | 0 | 0 | 0 | 0 | 0
7954 | 1147.17 | 589.71 | 2408.2066 | 1193.9479 | -1214.2587 | 0 | 0 | 0 | 0 | 0
7955 | 1266.559 | 668.44 | 2670.9996 | 1318.2052 | -1352.7944 | 0 | 0 | 0 | 0 | 0
7956 | 1524.5 | 787.11 | 3102.2902 | 1586.6642 | -1515.626 | 0 | 0 | 0 | 0 | 0
7957 | 1553.979 | 698.75 | 2766.3087 | 1617.3453 | -1148.9635 | 0 | 0 | 0 | 0 | 0
7958 | 1388.914 | 527.29 | 2119.2505 | 1445.5495 | -673.7011 | 0 | 0 | 0 | 0 | 0
7959 | 1652.723 | 276.03 | 1119.9091 | 1119.9091 | 0 | 0 | 0 | 576.691 | 0 | 0
7960 | 1570.274 | 285.47 | 1184.6413 | 1184.6413 | 0 | 0 | 0 | 432.046 | 0 | 0
7961 | 1459.662 | 166.4 | 633.601 | 633.601 | 0 | 0 | 0 | 850.885 | 0 | 0
7962 | 1449.583 | 1.96 | 0 | 0 | 0 | 0 | 0 | 1449.583 | 0 | 0
7963 | 1372.8 | 0 | 0 | 0 | 0 | 0 | 0 | 329.177 | 0 | 1086.1786
7964 | 1579.2 | 0 | 0 | 0 | 0 | 0 | 0 | 0 | 0 | 1643.5947
7965 | 1569.6 | 0 | 0 | 0 | 0 | 0 | 0 | 0 | 0 | 1633.6033
7966 | 1548.8 | 0 | 0 | 0 | 0 | 0 | 0 | 0 | 0 | 1611.9551
7967 | 1433.6 | 0 | 0 | 0 | 0 | 0 | 0 | 0 | 0 | 1492.0576
7968 | 1310.4 | 0 | 0 | 0 | 0 | 0 | 0 | 1310.4 | 0 | 0
7969 | 1088 | 0 | 0 | 0 | 0 | 0 | 0 | 1088 | 0 | 0
7970 | 1392 | 0 | 0 | 0 | 0 | 0 | 0 | 1392 | 0 | 0
7971 | 1436.8 | 0 | 0 | 0 | 0 | 0 | 0 | 1436.8 | 0 | 0
7972 | 1538.4 | 0 | 0 | 0 | 0 | 0 | 0 | 1538.4 | 0 | 0
7973 | 1468 | 0 | 0 | 0 | 0 | 0 | 0 | 1468 | 0 | 0
7974 | 1324 | 0 | 0 | 0 | 0 | 0 | 0 | 1324 | 0 | 0
7975 | 916 | 11.75 | 21.8698 | 0 | -21.8698 | 0 | 0 | 916 | 0 | 0
7976 | 1538.833 | 91.68 | 364.0949 | 0 | -364.0949 | 0 | 0 | 1538.833 | 0 | 0
7977 | 1337.062 | 222.19 | 918.1004 | 0 | -918.1004 | 0 | 0 | 1337.062 | 0 | 0
7978 | 1341.153 | 392.25 | 1616.9675 | 0 | -1616.9675 | 0 | 0 | 1341.153 | 0 | 0
7979 | 1403.197 | 419.54 | 1712.9084 | 36.27 | -1676.6383 | 0 | 0 | 1368.348 | 0 | 0
7980 | 1495.022 | 546.54 | 2215.1914 | 538.5531 | -1676.6383 | 0 | 0 | 977.569 | 0 | 0
7981 | 1415.791 | 412.68 | 1681.3676 | 295.0446 | -1386.323 | 0 | 0 | 1132.306 | 0 | 0
7982 | 1603.039 | 402.26 | 1649.0963 | 1649.0963 | 0 | 0 | 0 | 18.553 | 0 | 0
7983 | 1305.477 | 384.97 | 1595.3485 | 1358.7102 | -236.6383 | 0 | 0 | 0 | 0 | 0
7984 | 1797.5 | 105.05 | 416.5251 | 416.5251 | 0 | 0 | 0 | 1397.294 | 0 | 0
7985 | 1690.399 | 8.81 | 11.3601 | 11.3601 | 0 | 0 | 0 | 1679.484 | 0 | 0
7986 | 1741.499 | 0.98 | 0 | 0 | 0 | 0 | 0 | 1741.499 | 0 | 0
7987 | 1718.4 | 0 | 0 | 0 | 0 | 0 | 0 | 107.451 | 0 | 1676.6383
7988 | 1222.4 | 0 | 0 | 0 | 0 | 0 | 0 | 0 | 0 | 1272.2456
7989 | 1288 | 0 | 0 | 0 | 0 | 0 | 0 | 0 | 0 | 1340.5205
7990 | 1320.8 | 0 | 0 | 0 | 0 | 0 | 0 | 0 | 0 | 1374.658
7991 | 1376 | 0 | 0 | 0 | 0 | 0 | 0 | 0 | 0 | 1432.1089
7992 | 1328.8 | 0 | 0 | 0 | 0 | 0 | 0 | 1328.8 | 0 | 0
7993 | 1398.4 | 0 | 0 | 0 | 0 | 0 | 0 | 1398.4 | 0 | 0
7994 | 1504 | 0 | 0 | 0 | 0 | 0 | 0 | 1504 | 0 | 0
7995 | 1284 | 0 | 0 | 0 | 0 | 0 | 0 | 1284 | 0 | 0
7996 | 1360.8 | 0 | 0 | 0 | 0 | 0 | 0 | 1360.8 | 0 | 0
7997 | 1429.6 | 0 | 0 | 0 | 0 | 0 | 0 | 1429.6 | 0 | 0
7998 | 1222.4 | 0 | 0 | 0 | 0 | 0 | 0 | 1222.4 | 0 | 0
7999 | 1190.56 | 41.64 | 135.4914 | 135.4914 | 0 | 0 | 0 | 1060.377 | 0 | 0
8000 | 1232.152 | 232.13 | 977.5153 | 977.5153 | 0 | 0 | 0 | 292.935 | 0 | 0
8001 | 1245.954 | 374.31 | 1577.9571 | 1296.76 | -281.1971 | 0 | 0 | 0 | 0 | 0
8002 | 1352.375 | 574.57 | 2376.4587 | 1407.5205 | -968.9382 | 0 | 0 | 0 | 0 | 0
8003 | 1036.347 | 716.75 | 2923.1632 | 1078.6059 | -1676.6383 | 0 | 167.9189 | 0 | 0 | 0
8004 | 1453.973 | 658.75 | 2685.9504 | 1513.2614 | -1172.689 | 0 | 0 | 0 | 0 | 0
8005 | 1380.768 | 679.22 | 2773.9043 | 1437.0713 | -1336.833 | 0 | 0 | 0 | 0 | 0
8006 | 1648.157 | 536.4 | 2211.0668 | 1715.3636 | -495.7033 | 0 | 0 | 0 | 0 | 0
8007 | 1281.294 | 408.96 | 1701.8428 | 1333.5411 | -368.3018 | 0 | 0 | 0 | 0 | 0
8008 | 1404.316 | 146.09 | 593.9526 | 593.9526 | 0 | 0 | 0 | 833.634 | 0 | 0
8009 | 1308.225 | 63.76 | 239.7575 | 239.7575 | 0 | 0 | 0 | 1077.861 | 0 | 0
8010 | 1254.291 | 1.96 | 0 | 0 | 0 | 0 | 0 | 1254.291 | 0 | 0
8011 | 1336 | 0 | 0 | 0 | 0 | 0 | 0 | 1336 | 0 | 0
8012 | 854.4 | 0 | 0 | 0 | 0 | 0 | 0 | 854.4 | 0 | 0
8013 | 1313.6 | 0 | 0 | 0 | 0 | 0 | 0 | 1313.6 | 0 | 0
8014 | 1232 | 0 | 0 | 0 | 0 | 0 | 0 | 176.894 | 0 | 1098.1298
8015 | 1172.8 | 0 | 0 | 0 | 0 | 0 | 0 | 0 | 0 | 1220.623
8016 | 1341.6 | 0 | 0 | 0 | 0 | 0 | 0 | 0 | 0 | 1396.3061
8017 | 1092 | 0 | 0 | 0 | 0 | 0 | 0 | 1092 | 0 | 0
8018 | 1248 | 0 | 0 | 0 | 0 | 0 | 0 | 1248 | 0 | 0
8019 | 1142.4 | 0 | 0 | 0 | 0 | 0 | 0 | 1142.4 | 0 | 0
8020 | 1088.8 | 0 | 0 | 0 | 0 | 0 | 0 | 1088.8 | 0 | 0
8021 | 978.4 | 0 | 0 | 0 | 0 | 0 | 0 | 978.4 | 0 | 0
8022 | 1040.8 | 0 | 0 | 0 | 0 | 0 | 0 | 1040.8 | 0 | 0
8023 | 858.4 | 32.66 | 103.4657 | 103.4657 | 0 | 0 | 0 | 0 | 0 | 789.9371
8024 | 1146.178 | 117.95 | 477.3835 | 477.3835 | 0 | 0 | 0 | 0 | 0 | 715.532
8025 | 1191.895 | 194.12 | 799.8266 | 799.8266 | 0 | 0 | 0 | 0 | 0 | 440.6701
8026 | 1166.901 | 400.97 | 1657.0082 | 1214.4835 | -442.5248 | 0 | 0 | 0 | 0 | 0
8027 | 1126.266 | 571.69 | 2342.5481 | 1172.1915 | -1170.3566 | 0 | 0 | 0 | 0 | 0
8028 | 1448.14 | 612.78 | 2499.5826 | 1507.1905 | -992.3921 | 0 | 0 | 0 | 0 | 0
8029 | 920.542 | 591.4 | 2416.3579 | 958.0788 | -1458.2792 | 0 | 0 | 0 | 0 | 0
8030 | 997.387 | 513.27 | 2114.4723 | 1038.0572 | -1076.4151 | 0 | 0 | 0 | 0 | 0
8031 | 860.713 | 410.99 | 1712.3422 | 895.8101 | -816.5321 | 0 | 0 | 0 | 0 | 0
8032 | 234.947 | 192.64 | 796.29 | 244.5274 | -551.7626 | 0 | 0 | 0 | 0 | 0
8033 | 183.063 | 154.71 | 596.3172 | 190.5277 | -405.7895 | 0 | 0 | 0 | 0 | 0
8034 | 137.552 | 2.94 | 0 | 0 | 0 | 0 | 0 | 0 | 0 | 143.1609
8035 | 148 | 0 | 0 | 0 | 0 | 0 | 0 | 0 | 0 | 154.035
8036 | 100.8 | 0 | 0 | 0 | 0 | 0 | 0 | 0 | 0 | 104.9103
8037 | 96 | 0 | 0 | 0 | 0 | 0 | 0 | 0 | 0 | 99.9146
8038 | 102.4 | 0 | 0 | 0 | 0 | 0 | 0 | 0 | 0 | 106.5755
8039 | 91.2 | 0 | 0 | 0 | 0 | 0 | 0 | 0 | 0 | 94.9188
8040 | 100 | 0 | 0 | 0 | 0 | 0 | 0 | 0 | 0 | 104.0777
8041 | 89.6 | 0 | 0 | 0 | 0 | 0 | 0 | 0 | 0 | 93.2536
8042 | 96 | 0 | 0 | 0 | 0 | 0 | 0 | 0 | 0 | 99.9146
8043 | 89.6 | 0 | 0 | 0 | 0 | 0 | 0 | 0 | 0 | 93.2536
8044 | 89.6 | 0 | 0 | 0 | 0 | 0 | 0 | 0 | 0 | 93.2536
8045 | 91.2 | 0 | 0 | 0 | 0 | 0 | 0 | 0 | 0 | 94.9188
8046 | 92 | 0 | 0 | 0 | 0 | 0 | 0 | 0 | 0 | 95.7515
8047 | 72.8 | 51.18 | 170.6874 | 75.7686 | -94.9188 | 0 | 0 | 0 | 0 | 0
8048 | 89.61 | 235.03 | 982.9034 | 93.264 | -889.6394 | 0 | 0 | 0 | 0 | 0
8049 | 636.197 | 483.61 | 2041.3442 | 662.1391 | -1379.2051 | 0 | 0 | 0 | 0 | 0
8050 | 1258.648 | 772.15 | 3178.8352 | 1309.9716 | -566.0775 | 0 | 1302.7861 | 0 | 0 | 0
8051 | 1251.361 | 895.29 | 3618.0805 | 1302.3875 | 0 | 0 | 2315.693 | 0 | 0 | 0
8052 | 1077.291 | 947.58 | 3788.2506 | 1121.2195 | 0 | 0 | 2667.0311 | 0 | 0 | 0
8053 | 1356.354 | 780.71 | 3155.0805 | 1411.6618 | 0 | 0 | 1743.4187 | 0 | 0 | 0
8054 | 1104.063 | 792.86 | 3219.3932 | 1149.0831 | 0 | 0 | 2070.3101 | 0 | 0 | 0
8055 | 1125.992 | 546.94 | 2268.8476 | 1171.9063 | 0 | 0 | 1096.9413 | 0 | 0 | 0
8056 | 1050.113 | 137.56 | 554.1033 | 554.1033 | 0 | 0 | 0 | 517.719 | 0 | 0
8057 | 951.408 | 90.75 | 336.123 | 336.123 | 0 | 0 | 0 | 628.454 | 0 | 0
8058 | 1136.61 | 1.96 | 0 | 0 | 0 | 0 | 0 | 653.732 | 0 | 502.5682
8059 | 1047.2 | 0 | 0 | 0 | 0 | 0 | 0 | 0 | 0 | 1089.9015
8060 | 1128.8 | 0 | 0 | 0 | 0 | 0 | 0 | 0 | 0 | 1174.8288
8061 | 778.4 | 0 | 0 | 0 | 0 | 0 | 0 | 0 | 0 | 810.1407
8062 | 1089.6 | 0 | 0 | 0 | 0 | 0 | 0 | 0 | 0 | 1134.0304
8063 | 952.8 | 0 | 0 | 0 | 0 | 0 | 0 | 0 | 0 | 991.6521
8064 | 999.2 | 0 | 0 | 0 | 0 | 0 | 0 | 0 | 0 | 1039.9442
8065 | 960 | 0 | 0 | 0 | 0 | 0 | 0 | 960 | 0 | 0
8066 | 1305.6 | 0 | 0 | 0 | 0 | 0 | 0 | 1305.6 | 0 | 0
8067 | 1168.8 | 0 | 0 | 0 | 0 | 0 | 0 | 1168.8 | 0 | 0
8068 | 1358.4 | 0 | 0 | 0 | 0 | 0 | 0 | 1358.4 | 0 | 0
8069 | 1282.4 | 0 | 0 | 0 | 0 | 0 | 0 | 1282.4 | 0 | 0
8070 | 1162.4 | 0 | 0 | 0 | 0 | 0 | 0 | 1162.4 | 0 | 0
8071 | 1039.2 | 112.19 | 357.2518 | 357.2518 | 0 | 0 | 0 | 0 | 0 | 724.3234
8072 | 1081.05 | 362.36 | 1527.9353 | 1125.1318 | -402.8035 | 0 | 0 | 0 | 0 | 0
8073 | 811.981 | 597.57 | 2517.7692 | 845.091 | -1672.6782 | 0 | 0 | 0 | 0 | 0
8074 | 1146.669 | 786.7 | 3188.8766 | 1193.4265 | -1676.6383 | 0 | 318.8118 | 0 | 0 | 0
8075 | 1380.393 | 913.49 | 3613.1659 | 1436.681 | -1676.6383 | 0 | 499.8466 | 0 | 0 | 0
8076 | 1173.817 | 968.94 | 3781.778 | 1221.6825 | -1676.6383 | 0 | 883.4571 | 0 | 0 | 0
8077 | 1141.587 | 944.63 | 3694.2331 | 1188.1373 | -1204.9989 | 0 | 1301.0969 | 0 | 0 | 0
8078 | 1217.119 | 844.32 | 3355.2052 | 1266.7492 | 0 | 0 | 2088.456 | 0 | 0 | 0
8079 | 1621.666 | 678.3 | 2767.3329 | 1687.7923 | 0 | 0 | 1079.5405 | 0 | 0 | 0
8080 | 617.579 | 458.62 | 1923.9311 | 642.7619 | 0 | 0 | 1281.1692 | 0 | 0 | 0
8081 | 1446.565 | 209.28 | 793.789 | 793.789 | 0 | 0 | 0 | 683.876 | 0 | 0
8082 | 1314.233 | 5.5 | 0 | 0 | 0 | 0 | 0 | 1314.233 | 0 | 0
8083 | 1122.4 | 0 | 0 | 0 | 0 | 0 | 0 | 0 | 0 | 1168.1679
8084 | 976.8 | 0 | 0 | 0 | 0 | 0 | 0 | 0 | 0 | 1016.6308
8085 | 1206.4 | 0 | 0 | 0 | 0 | 0 | 0 | 0 | 0 | 1255.5931
8086 | 1304 | 0 | 0 | 0 | 0 | 0 | 0 | 0 | 0 | 1357.1729
8087 | 1134.4 | 0 | 0 | 0 | 0 | 0 | 0 | 0 | 0 | 1180.6572
8088 | 949.6 | 0 | 0 | 0 | 0 | 0 | 0 | 543.863 | 0 | 422.2817
8089 | 1222.4 | 0 | 0 | 0 | 0 | 0 | 0 | 1222.4 | 0 | 0
8090 | 851.2 | 0 | 0 | 0 | 0 | 0 | 0 | 851.2 | 0 | 0
8091 | 1256.8 | 0 | 0 | 0 | 0 | 0 | 0 | 1256.8 | 0 | 0
8092 | 1092.8 | 0 | 0 | 0 | 0 | 0 | 0 | 1092.8 | 0 | 0
8093 | 1028.8 | 0 | 0 | 0 | 0 | 0 | 0 | 1028.8 | 0 | 0
8094 | 1088.8 | 0 | 0 | 0 | 0 | 0 | 0 | 1088.8 | 0 | 0
8095 | 1353.6 | 105.13 | 341.9097 | 341.9097 | 0 | 0 | 0 | 0 | 0 | 1066.8857
8096 | 697.26 | 300.53 | 1278.5454 | 725.692 | -552.8533 | 0 | 0 | 0 | 0 | 0
8097 | 894.813 | 593.81 | 2521.3161 | 931.3006 | -1590.0155 | 0 | 0 | 0 | 0 | 0
8098 | 1264.732 | 788.49 | 3210.8661 | 1316.3037 | -1676.6383 | 0 | 217.9241 | 0 | 0 | 0
8099 | 1241.914 | 915.74 | 3597.0547 | 1292.5553 | -1676.6383 | 0 | 627.8611 | 0 | 0 | 0
8100 | 1308.586 | 972.72 | 3723.6433 | 1361.947 | -1676.6383 | 0 | 685.058 | 0 | 0 | 0
8101 | 1086.618 | 947.83 | 3607.2377 | 1130.9258 | -1137.6117 | 0 | 1338.7002 | 0 | 0 | 0
8102 | 1312.456 | 846.4 | 3284.5511 | 1365.9737 | 0 | 0 | 1918.5773 | 0 | 0 | 0
8103 | 1471.833 | 681.53 | 2741.557 | 1531.8496 | 0 | 0 | 1209.7074 | 0 | 0 | 0
8104 | 1659.084 | 444.82 | 1852.311 | 1726.7361 | 0 | 0 | 125.5749 | 0 | 0 | 0
8105 | 1382.135 | 174 | 664.689 | 664.689 | 0 | 0 | 0 | 743.488 | 0 | 0
8106 | 1357.739 | 3.91 | 0 | 0 | 0 | 0 | 0 | 1357.739 | 0 | 0
8107 | 1292 | 0 | 0 | 0 | 0 | 0 | 0 | 0 | 0 | 1344.6836
8108 | 1217.6 | 0 | 0 | 0 | 0 | 0 | 0 | 0 | 0 | 1267.2498
8109 | 1288 | 0 | 0 | 0 | 0 | 0 | 0 | 0 | 0 | 1340.5205
8110 | 1356 | 0 | 0 | 0 | 0 | 0 | 0 | 0 | 0 | 1411.2933
8111 | 968.8 | 0 | 0 | 0 | 0 | 0 | 0 | 0 | 0 | 1008.3046
8112 | 1264 | 0 | 0 | 0 | 0 | 0 | 0 | 608.388 | 0 | 682.3458
8113 | 1316.8 | 0 | 0 | 0 | 0 | 0 | 0 | 1316.8 | 0 | 0
8114 | 1169.6 | 0 | 0 | 0 | 0 | 0 | 0 | 1169.6 | 0 | 0
8115 | 1160.8 | 0 | 0 | 0 | 0 | 0 | 0 | 1160.8 | 0 | 0
8116 | 1196 | 0 | 0 | 0 | 0 | 0 | 0 | 1196 | 0 | 0
8117 | 840 | 0 | 0 | 0 | 0 | 0 | 0 | 840 | 0 | 0
8118 | 1152.8 | 0 | 0 | 0 | 0 | 0 | 0 | 1152.8 | 0 | 0
8119 | 706.4 | 100.89 | 322.213 | 322.213 | 0 | 0 | 0 | 0 | 0 | 412.9917
8120 | 959.437 | 346.95 | 1475.1346 | 998.5598 | -476.5748 | 0 | 0 | 0 | 0 | 0
8121 | 900.079 | 581.47 | 2474.1981 | 936.7813 | -1537.4167 | 0 | 0 | 0 | 0 | 0
8122 | 1146.42 | 766.82 | 3123.7895 | 1193.1673 | -1676.6383 | 0 | 253.9839 | 0 | 0 | 0
8123 | 1422.593 | 892.33 | 3518.527 | 1480.6018 | -1676.6383 | 0 | 361.2869 | 0 | 0 | 0
8124 | 1547.461 | 949.31 | 3691.8081 | 1610.5615 | -1676.6383 | 0 | 404.6082 | 0 | 0 | 0
8125 | 1494.729 | 893.54 | 3499.9148 | 1555.6793 | -1266.488 | 0 | 677.7476 | 0 | 0 | 0
8126 | 1257.696 | 828.67 | 3297.7575 | 1308.9808 | 0 | 0 | 1988.7767 | 0 | 0 | 0
8127 | 1228.071 | 554.73 | 2277.8597 | 1278.1478 | 0 | 0 | 999.7119 | 0 | 0 | 0
8128 | 1769.154 | 422.01 | 1773.7074 | 1773.7074 | 0 | 0 | 0 | 64.939 | 0 | 0
8129 | 1953.371 | 181.6 | 696.8563 | 696.8563 | 0 | 0 | 0 | 1283.817 | 0 | 0
8130 | 1544.713 | 3.91 | 0 | 0 | 0 | 0 | 0 | 1544.713 | 0 | 0
8131 | 1589.6 | 0 | 0 | 0 | 0 | 0 | 0 | 461.726 | 0 | 1173.8651
8132 | 1320 | 0 | 0 | 0 | 0 | 0 | 0 | 0 | 0 | 1373.8254
8133 | 1744 | 0 | 0 | 0 | 0 | 0 | 0 | 133.051 | 0 | 1676.6383
8134 | 1516.8 | 0 | 0 | 0 | 0 | 0 | 0 | 0 | 0 | 1578.6502
8135 | 1599.2 | 0 | 0 | 0 | 0 | 0 | 0 | 0 | 0 | 1664.4102
8136 | 1542.4 | 0 | 0 | 0 | 0 | 0 | 0 | 1542.4 | 0 | 0
8137 | 1434.4 | 0 | 0 | 0 | 0 | 0 | 0 | 1434.4 | 0 | 0
8138 | 1324 | 0 | 0 | 0 | 0 | 0 | 0 | 1324 | 0 | 0
8139 | 1325.6 | 0 | 0 | 0 | 0 | 0 | 0 | 1325.6 | 0 | 0
8140 | 1516.8 | 0 | 0 | 0 | 0 | 0 | 0 | 1516.8 | 0 | 0
8141 | 1291.2 | 0 | 0 | 0 | 0 | 0 | 0 | 1291.2 | 0 | 0
8142 | 1542.4 | 0 | 0 | 0 | 0 | 0 | 0 | 1542.4 | 0 | 0
8143 | 1000.8 | 103.27 | 325.5258 | 325.5258 | 0 | 0 | 0 | 688.028 | 0 | 0
8144 | 828.43 | 349.15 | 1480.3156 | 862.2107 | -618.1048 | 0 | 0 | 0 | 0 | 0
8145 | 1062.166 | 583.77 | 2482.1579 | 1105.4777 | -1376.6802 | 0 | 0 | 0 | 0 | 0
8146 | 1354.15 | 770.94 | 3147.6702 | 1409.3679 | -1676.6383 | 0 | 61.6639 | 0 | 0 | 0
8147 | 1544.599 | 894.11 | 3528.0012 | 1607.5828 | -1676.6383 | 0 | 243.7801 | 0 | 0 | 0
8148 | 1620.767 | 950.48 | 3686.2347 | 1686.8577 | -1676.6383 | 0 | 322.7386 | 0 | 0 | 0
8149 | 936.447 | 904.46 | 3507.9621 | 974.6313 | -1285.6945 | 0 | 1247.6364 | 0 | 0 | 0
8150 | 1379.589 | 559.44 | 2240.3855 | 1435.8442 | 0 | 0 | 804.5413 | 0 | 0 | 0
8151 | 1282.753 | 527.73 | 2149.048 | 1335.0596 | 0 | 0 | 813.9884 | 0 | 0 | 0
8152 | 1281.053 | 350.61 | 1459.2575 | 1333.2902 | 0 | 0 | 125.9673 | 0 | 0 | 0
8153 | 1015.736 | 174.98 | 668.5908 | 668.5908 | 0 | 0 | 0 | 373.34 | 0 | 0
8154 | 1172.039 | 4.6 | 0 | 0 | 0 | 0 | 0 | 1172.039 | 0 | 0
8155 | 1207.2 | 0 | 0 | 0 | 0 | 0 | 0 | 0 | 0 | 1256.4257
8156 | 1226.4 | 0 | 0 | 0 | 0 | 0 | 0 | 0 | 0 | 1276.4087
8157 | 1287.2 | 0 | 0 | 0 | 0 | 0 | 0 | 0 | 0 | 1339.6879
8158 | 1448.8 | 0 | 0 | 0 | 0 | 0 | 0 | 0 | 0 | 1507.8774
8159 | 1248.8 | 0 | 0 | 0 | 0 | 0 | 0 | 0 | 0 | 1299.7221
8160 | 1272.8 | 0 | 0 | 0 | 0 | 0 | 0 | 1272.8 | 0 | 0
8161 | 1412 | 0 | 0 | 0 | 0 | 0 | 0 | 1412 | 0 | 0
8162 | 1366.4 | 0 | 0 | 0 | 0 | 0 | 0 | 1366.4 | 0 | 0
8163 | 1345.6 | 0 | 0 | 0 | 0 | 0 | 0 | 1345.6 | 0 | 0
8164 | 1445.6 | 0 | 0 | 0 | 0 | 0 | 0 | 1445.6 | 0 | 0
8165 | 1436 | 0 | 0 | 0 | 0 | 0 | 0 | 1436 | 0 | 0
8166 | 1366.4 | 0 | 0 | 0 | 0 | 0 | 0 | 1366.4 | 0 | 0
8167 | 1041.6 | 37.71 | 121.2214 | 121.2214 | 0 | 0 | 0 | 925.128 | 0 | 0
8168 | 1319.128 | 221.91 | 934.298 | 934.298 | 0 | 0 | 0 | 421.435 | 0 | 0
8169 | 889.005 | 398.78 | 1690.6576 | 925.2558 | -765.4018 | 0 | 0 | 0 | 0 | 0
8170 | 1469.341 | 480.48 | 1988.5487 | 1529.256 | -459.2927 | 0 | 0 | 0 | 0 | 0
8171 | 1714.76 | 640.26 | 2596.711 | 1784.6824 | -812.0286 | 0 | 0 | 0 | 0 | 0
8172 | 1647.544 | 652.97 | 2624.5903 | 1714.7256 | -909.8648 | 0 | 0 | 0 | 0 | 0
8173 | 1465.729 | 439.97 | 1776.1803 | 1525.4967 | -250.6836 | 0 | 0 | 0 | 0 | 0
8174 | 1506.159 | 300.74 | 1216.3132 | 1216.3132 | 0 | 0 | 0 | 337.5 | 0 | 0
8175 | 1621.22 | 255.6 | 1039.6923 | 1039.6923 | 0 | 0 | 0 | 622.262 | 0 | 0
8176 | 1662.845 | 330.02 | 1378.5723 | 1378.5723 | 0 | 0 | 0 | 338.284 | 0 | 0
8177 | 1580.403 | 85.58 | 327.3129 | 327.3129 | 0 | 0 | 0 | 1265.914 | 0 | 0
8178 | 1155.725 | 2.94 | 0 | 0 | 0 | 0 | 0 | 1155.725 | 0 | 0
8179 | 1545.6 | 0 | 0 | 0 | 0 | 0 | 0 | 1545.6 | 0 | 0
8180 | 1300 | 0 | 0 | 0 | 0 | 0 | 0 | 1300 | 0 | 0
8181 | 1517.6 | 0 | 0 | 0 | 0 | 0 | 0 | 1517.6 | 0 | 0
8182 | 1541.6 | 0 | 0 | 0 | 0 | 0 | 0 | 1541.6 | 0 | 0
8183 | 1264.8 | 0 | 0 | 0 | 0 | 0 | 0 | 281.753 | 0 | 1023.1325
8184 | 1515.2 | 0 | 0 | 0 | 0 | 0 | 0 | 0 | 0 | 1576.985
8185 | 1142.4 | 0 | 0 | 0 | 0 | 0 | 0 | 1142.4 | 0 | 0
8186 | 1111.2 | 0 | 0 | 0 | 0 | 0 | 0 | 1111.2 | 0 | 0
8187 | 1584.8 | 0 | 0 | 0 | 0 | 0 | 0 | 1584.8 | 0 | 0
8188 | 1384 | 0 | 0 | 0 | 0 | 0 | 0 | 1384 | 0 | 0
8189 | 1290.4 | 0 | 0 | 0 | 0 | 0 | 0 | 1290.4 | 0 | 0
8190 | 1424 | 0 | 0 | 0 | 0 | 0 | 0 | 1424 | 0 | 0
8191 | 1168.8 | 85.77 | 263.3759 | 263.3759 | 0 | 0 | 0 | 0 | 0 | 953.0841
8192 | 1085.638 | 243.67 | 1022.9004 | 1022.9004 | 0 | 0 | 0 | 0 | 0 | 107.0064
8193 | 1060.777 | 492.06 | 2081.2861 | 1104.0321 | -977.254 | 0 | 0 | 0 | 0 | 0
8194 | 1138.269 | 616.22 | 2520.4492 | 1184.684 | -1335.7652 | 0 | 0 | 0 | 0 | 0
8195 | 1033.825 | 757.41 | 3022.1827 | 1075.9821 | -1676.6383 | 0 | 269.5622 | 0 | 0 | 0
8196 | 1090.429 | 813.17 | 3202.9937 | 1134.8942 | -1676.6383 | 0 | 391.4611 | 0 | 0 | 0
8197 | 1135.24 | 719.85 | 2856.9271 | 1181.5314 | -1675.3956 | 0 | 0 | 0 | 0 | 0
8198 | 1171.847 | 530.58 | 2145.2939 | 1219.6312 | -925.6627 | 0 | 0 | 0 | 0 | 0
8199 | 1104.482 | 256.09 | 1043.539 | 1043.539 | 0 | 0 | 0 | 0 | 0 | 105.9802
8200 | 224.458 | 175.92 | 718.6127 | 233.6107 | -160.9853 | 0 | 324.0167 | 0 | 0 | 0
8201 | 183.44 | 85.9 | 331.6227 | 190.9201 | 0 | 0 | 140.7026 | 0 | 0 | 0
8202 | 160.064 | 2.94 | 0 | 0 | 0 | 0 | 0 | 0 | 0 | 166.5909
8203 | 206.4 | 0 | 0 | 0 | 0 | 0 | 0 | 0 | 0 | 214.8163
8204 | 149.6 | 0 | 0 | 0 | 0 | 0 | 0 | 0 | 0 | 155.7002
8205 | 116 | 0 | 0 | 0 | 0 | 0 | 0 | 0 | 0 | 120.7301
8206 | 109.6 | 0 | 0 | 0 | 0 | 0 | 0 | 0 | 0 | 114.0691
8207 | 99.2 | 0 | 0 | 0 | 0 | 0 | 0 | 0 | 0 | 103.2451
8208 | 108.8 | 0 | 0 | 0 | 0 | 0 | 0 | 0 | 0 | 113.2365
8209 | 100.8 | 0 | 0 | 0 | 0 | 0 | 0 | 0 | 0 | 104.9103
8210 | 109.6 | 0 | 0 | 0 | 0 | 0 | 0 | 0 | 0 | 114.0691
8211 | 100 | 0 | 0 | 0 | 0 | 0 | 0 | 0 | 0 | 104.0777
8212 | 104 | 0 | 0 | 0 | 0 | 0 | 0 | 0 | 0 | 108.2408
8213 | 93.6 | 0 | 0 | 0 | 0 | 0 | 0 | 0 | 0 | 97.4167
8214 | 101.6 | 0 | 0 | 0 | 0 | 0 | 0 | 0 | 0 | 105.7429
8215 | 93.6 | 60.06 | 191.3697 | 97.4167 | -93.953 | 0 | 0 | 0 | 0 | 0
8216 | 100.012 | 103.92 | 418.9553 | 104.0902 | -314.8652 | 0 | 0 | 0 | 0 | 0
8217 | 218.574 | 360.99 | 1511.6221 | 227.4867 | -1284.1354 | 0 | 0 | 0 | 0 | 0
8218 | 955.563 | 592.93 | 2403.7885 | 994.5278 | -113.0981 | 0 | 1296.1626 | 0 | 0 | 0
8219 | 1162.174 | 506.07 | 2022.5853 | 1209.5637 | 0 | 0 | 813.0215 | 0 | 0 | 0
8220 | 1591.079 | 506.03 | 2012.2108 | 1655.9581 | 0 | 0 | 356.2527 | 0 | 0 | 0
8221 | 1379.816 | 617.47 | 2447.2284 | 1436.0805 | 0 | 0 | 1011.148 | 0 | 0 | 0
8222 | 1610.809 | 601.56 | 2408.2128 | 1676.4926 | 0 | 0 | 731.7202 | 0 | 0 | 0
8223 | 1808.052 | 294.51 | 1200.0885 | 1200.0885 | 0 | 0 | 0 | 654.982 | 0 | 0
8224 | 2055.558 | 289.04 | 1199.1508 | 1199.1508 | 0 | 0 | 0 | 903.389 | 0 | 0
8225 | 1608.955 | 108.6 | 415.7133 | 415.7133 | 0 | 0 | 0 | 1209.529 | 0 | 0
8226 | 1527.332 | 1.96 | 0 | 0 | 0 | 0 | 0 | 1527.332 | 0 | 0
8227 | 1779.2 | 0 | 0 | 0 | 0 | 0 | 0 | 744.126 | 0 | 1077.281
8228 | 1836.8 | 0 | 0 | 0 | 0 | 0 | 0 | 225.851 | 0 | 1676.6383
8229 | 1579.2 | 0 | 0 | 0 | 0 | 0 | 0 | 0 | 0 | 1643.5947
8230 | 1553.6 | 0 | 0 | 0 | 0 | 0 | 0 | 0 | 0 | 1616.9508
8231 | 1396 | 0 | 0 | 0 | 0 | 0 | 0 | 0 | 0 | 1452.9244
8232 | 1387.2 | 0 | 0 | 0 | 0 | 0 | 0 | 1387.2 | 0 | 0
8233 | 1321.6 | 0 | 0 | 0 | 0 | 0 | 0 | 1321.6 | 0 | 0
8234 | 1526.4 | 0 | 0 | 0 | 0 | 0 | 0 | 1526.4 | 0 | 0
8235 | 1572 | 0 | 0 | 0 | 0 | 0 | 0 | 1572 | 0 | 0
8236 | 1433.6 | 0 | 0 | 0 | 0 | 0 | 0 | 1433.6 | 0 | 0
8237 | 1316 | 0 | 0 | 0 | 0 | 0 | 0 | 1316 | 0 | 0
8238 | 1384.8 | 0 | 0 | 0 | 0 | 0 | 0 | 1384.8 | 0 | 0
8239 | 1184.8 | 31.38 | 94.7482 | 0 | -94.7482 | 0 | 0 | 1184.8 | 0 | 0
8240 | 1308.643 | 156.67 | 647.1623 | 0 | -647.1623 | 0 | 0 | 1308.643 | 0 | 0
8241 | 1418.787 | 465.11 | 1963.0341 | 286.3958 | -1676.6383 | 0 | 0 | 1143.613 | 0 | 0
8242 | 1582.275 | 730.82 | 2982.5894 | 1305.9511 | -1676.6383 | 0 | 0 | 327.491 | 0 | 0
8243 | 1549.679 | 872.74 | 3454.2684 | 1612.8699 | -1676.6383 | 0 | 164.7602 | 0 | 0 | 0
8244 | 1523.622 | 601.51 | 2408.5938 | 731.9554 | -1676.6383 | 0 | 0 | 820.344 | 0 | 0
8245 | 1514.182 | 365.97 | 1464.6519 | 602.7201 | -861.9318 | 0 | 0 | 935.076 | 0 | 0
8246 | 1331.149 | 221.47 | 888.5809 | 888.5809 | 0 | 0 | 0 | 477.382 | 0 | 0
8247 | 1245.736 | 39.23 | 132.1401 | 132.1401 | 0 | 0 | 0 | 1118.773 | 0 | 0
8248 | 1236.827 | 50.98 | 183.5025 | 183.5025 | 0 | 0 | 0 | 1060.514 | 0 | 0
8249 | 1300.328 | 66.5 | 249.4721 | 249.4721 | 0 | 0 | 0 | 1060.63 | 0 | 0
8250 | 1367.211 | 2.94 | 0 | 0 | 0 | 0 | 0 | 1367.211 | 0 | 0
8251 | 1213.6 | 0 | 0 | 0 | 0 | 0 | 0 | 0 | 0 | 1263.0867
8252 | 1144.8 | 0 | 0 | 0 | 0 | 0 | 0 | 0 | 0 | 1191.4813
8253 | 1432 | 0 | 0 | 0 | 0 | 0 | 0 | 0 | 0 | 1490.3924
8254 | 1488.8 | 0 | 0 | 0 | 0 | 0 | 0 | 0 | 0 | 1549.5085
8255 | 1432.8 | 0 | 0 | 0 | 0 | 0 | 0 | 0 | 0 | 1491.225
8256 | 1107.2 | 0 | 0 | 0 | 0 | 0 | 0 | 1107.2 | 0 | 0
8257 | 1325.6 | 0 | 0 | 0 | 0 | 0 | 0 | 1325.6 | 0 | 0
8258 | 1274.4 | 0 | 0 | 0 | 0 | 0 | 0 | 1274.4 | 0 | 0
8259 | 1459.2 | 0 | 0 | 0 | 0 | 0 | 0 | 1459.2 | 0 | 0
8260 | 1384.8 | 0 | 0 | 0 | 0 | 0 | 0 | 1384.8 | 0 | 0
8261 | 1256 | 0 | 0 | 0 | 0 | 0 | 0 | 1256 | 0 | 0
8262 | 1425.6 | 0 | 0 | 0 | 0 | 0 | 0 | 1425.6 | 0 | 0
8263 | 991.2 | 57.91 | 178.7836 | 0 | -178.7836 | 0 | 0 | 991.2 | 0 | 0
8264 | 982.402 | 226.07 | 940.2263 | 0 | -940.2263 | 0 | 0 | 982.402 | 0 | 0
8265 | 1106.567 | 526.87 | 2207.8581 | 531.2198 | -1676.6383 | 0 | 0 | 596.16 | 0 | 0
8266 | 1162.384 | 476.21 | 1939.1972 | 262.5588 | -1676.6383 | 0 | 0 | 910.112 | 0 | 0
8267 | 957.501 | 501.36 | 2013.7584 | 612.7365 | -1401.0219 | 0 | 0 | 368.77 | 0 | 0
8268 | 1301.609 | 616.41 | 2452.7747 | 1354.6844 | -1098.0903 | 0 | 0 | 0 | 0 | 0
8269 | 1278.001 | 532.39 | 2133.0356 | 1330.1138 | -802.9218 | 0 | 0 | 0 | 0 | 0
8270 | 1638.085 | 396.68 | 1607.7431 | 1607.7431 | 0 | 0 | 0 | 93.332 | 0 | 0
8271 | 1340.07 | 34.32 | 112.662 | 112.662 | 0 | 0 | 0 | 1231.822 | 0 | 0
8272 | 1262.195 | 96.5 | 377.1223 | 377.1223 | 0 | 0 | 0 | 899.848 | 0 | 0
8273 | 1317.571 | 8.81 | 11.2456 | 11.2456 | 0 | 0 | 0 | 1306.766 | 0 | 0
8274 | 1073.537 | 0.98 | 0 | 0 | 0 | 0 | 0 | 1073.537 | 0 | 0
8275 | 968 | 0 | 0 | 0 | 0 | 0 | 0 | 0 | 0 | 1007.4719
8276 | 1704.8 | 0 | 0 | 0 | 0 | 0 | 0 | 93.851 | 0 | 1676.6383
8277 | 1280 | 0 | 0 | 0 | 0 | 0 | 0 | 0 | 0 | 1332.1943
8278 | 953.6 | 0 | 0 | 0 | 0 | 0 | 0 | 0 | 0 | 992.4847
8279 | 1074.4 | 0 | 0 | 0 | 0 | 0 | 0 | 0 | 0 | 1118.2106
8280 | 1128 | 0 | 0 | 0 | 0 | 0 | 0 | 1128 | 0 | 0
8281 | 1326.4 | 0 | 0 | 0 | 0 | 0 | 0 | 1326.4 | 0 | 0
8282 | 1213.6 | 0 | 0 | 0 | 0 | 0 | 0 | 1213.6 | 0 | 0
8283 | 932 | 0 | 0 | 0 | 0 | 0 | 0 | 932 | 0 | 0
8284 | 1318.4 | 0 | 0 | 0 | 0 | 0 | 0 | 1318.4 | 0 | 0
8285 | 1150.4 | 0 | 0 | 0 | 0 | 0 | 0 | 1150.4 | 0 | 0
8286 | 1121.6 | 0 | 0 | 0 | 0 | 0 | 0 | 1121.6 | 0 | 0
8287 | 1252.8 | 68.6 | 209.039 | 0 | -209.039 | 0 | 0 | 1252.8 | 0 | 0
8288 | 1217.408 | 233.01 | 959.2902 | 0 | -959.2902 | 0 | 0 | 1217.408 | 0 | 0
8289 | 1302.102 | 513.36 | 2118.7062 | 442.0679 | -1676.6383 | 0 | 0 | 877.355 | 0 | 0
8290 | 1274.013 | 414.65 | 1672.8249 | 203.1544 | -1469.6705 | 0 | 0 | 1078.818 | 0 | 0
8291 | 1359.024 | 381.27 | 1537.7529 | 1414.4406 | -123.3123 | 0 | 0 | 0 | 0 | 0
8292 | 1360.939 | 722.65 | 2814.7777 | 1416.4337 | -1398.344 | 0 | 0 | 0 | 0 | 0
8293 | 1309.39 | 448.95 | 1793.6487 | 1362.7827 | -430.866 | 0 | 0 | 0 | 0 | 0
8294 | 1346.761 | 484.61 | 1953.205 | 1401.6776 | -551.5274 | 0 | 0 | 0 | 0 | 0
8295 | 1666.961 | 261.88 | 1068.0514 | 1068.0514 | 0 | 0 | 0 | 640.755 | 0 | 0
8296 | 1629.508 | 95.6 | 374.5506 | 374.5506 | 0 | 0 | 0 | 1269.632 | 0 | 0
8297 | 1510.972 | 9.79 | 15.0434 | 15.0434 | 0 | 0 | 0 | 1496.518 | 0 | 0
8298 | 1715.055 | 0.98 | 0 | 0 | 0 | 0 | 0 | 1715.055 | 0 | 0
8299 | 1569.6 | 0 | 0 | 0 | 0 | 0 | 0 | 0 | 0 | 1633.6033
8300 | 1138.4 | 0 | 0 | 0 | 0 | 0 | 0 | 0 | 0 | 1184.8203
8301 | 1421.6 | 0 | 0 | 0 | 0 | 0 | 0 | 0 | 0 | 1479.5683
8302 | 1424.8 | 0 | 0 | 0 | 0 | 0 | 0 | 0 | 0 | 1482.8988
8303 | 1243.2 | 0 | 0 | 0 | 0 | 0 | 0 | 0 | 0 | 1293.8937
8304 | 1226.4 | 0 | 0 | 0 | 0 | 0 | 0 | 1226.4 | 0 | 0
8305 | 871.2 | 0 | 0 | 0 | 0 | 0 | 0 | 871.2 | 0 | 0
8306 | 1341.6 | 0 | 0 | 0 | 0 | 0 | 0 | 1341.6 | 0 | 0
8307 | 1340 | 0 | 0 | 0 | 0 | 0 | 0 | 1340 | 0 | 0
8308 | 1356 | 0 | 0 | 0 | 0 | 0 | 0 | 1356 | 0 | 0
8309 | 1612 | 0 | 0 | 0 | 0 | 0 | 0 | 1612 | 0 | 0
8310 | 1690.4 | 0 | 0 | 0 | 0 | 0 | 0 | 1690.4 | 0 | 0
8311 | 1544.8 | 74.93 | 223.9679 | 0 | -223.9679 | 0 | 0 | 1544.8 | 0 | 0
8312 | 1215.149 | 309.6 | 1278.5391 | 0 | -1278.5391 | 0 | 0 | 1215.149 | 0 | 0
8313 | 1492.134 | 543.38 | 2252.5844 | 575.9461 | -1676.6383 | 0 | 0 | 938.754 | 0 | 0
8314 | 1882.658 | 634.12 | 2539.9606 | 863.3223 | -1676.6383 | 0 | 0 | 1053.161 | 0 | 0
8315 | 1450.765 | 581.55 | 2303.4888 | 1399.7605 | -903.7283 | 0 | 0 | 105.846 | 0 | 0
8316 | 1737.05 | 438.67 | 1736.1354 | 1736.1354 | 0 | 0 | 0 | 68.935 | 0 | 0
8317 | 1360.505 | 569.12 | 2222.8026 | 1415.982 | -806.8206 | 0 | 0 | 0 | 0 | 0
8318 | 1346.552 | 600.16 | 2353.2109 | 1401.4601 | -951.7508 | 0 | 0 | 0 | 0 | 0
8319 | 1602.583 | 201.37 | 804.5558 | 804.5558 | 0 | 0 | 0 | 829.549 | 0 | 0
8320 | 1371.928 | 125.3 | 495.9739 | 495.9739 | 0 | 0 | 0 | 895.386 | 0 | 0
8321 | 1617.23 | 59.24 | 218.6443 | 218.6443 | 0 | 0 | 0 | 1407.152 | 0 | 0
8322 | 1416.264 | 2.94 | 0 | 0 | 0 | 0 | 0 | 1416.264 | 0 | 0
8323 | 1540.8 | 0 | 0 | 0 | 0 | 0 | 0 | 0 | 0 | 1603.6289
8324 | 1249.6 | 0 | 0 | 0 | 0 | 0 | 0 | 0 | 0 | 1300.5547
8325 | 1344 | 0 | 0 | 0 | 0 | 0 | 0 | 0 | 0 | 1398.804
8326 | 1529.6 | 0 | 0 | 0 | 0 | 0 | 0 | 0 | 0 | 1591.9722
8327 | 1204 | 0 | 0 | 0 | 0 | 0 | 0 | 0 | 0 | 1253.0953
8328 | 1254.4 | 0 | 0 | 0 | 0 | 0 | 0 | 1254.4 | 0 | 0
8329 | 1176.8 | 0 | 0 | 0 | 0 | 0 | 0 | 1176.8 | 0 | 0
8330 | 1458.4 | 0 | 0 | 0 | 0 | 0 | 0 | 1458.4 | 0 | 0
8331 | 1106.4 | 0 | 0 | 0 | 0 | 0 | 0 | 1106.4 | 0 | 0
8332 | 1453.6 | 0 | 0 | 0 | 0 | 0 | 0 | 1453.6 | 0 | 0
8333 | 1477.6 | 0 | 0 | 0 | 0 | 0 | 0 | 1477.6 | 0 | 0
8334 | 1080 | 0 | 0 | 0 | 0 | 0 | 0 | 1080 | 0 | 0
8335 | 1225.6 | 66.12 | 198.4959 | 198.4959 | 0 | 0 | 0 | 1034.881 | 0 | 0
8336 | 918.666 | 238.97 | 990.0681 | 956.1263 | -33.9418 | 0 | 0 | 0 | 0 | 0
8337 | 1374.39 | 543.91 | 2289.6881 | 1430.4332 | -859.2549 | 0 | 0 | 0 | 0 | 0
8338 | 1560.354 | 637.58 | 2615.5241 | 1623.9802 | -991.5439 | 0 | 0 | 0 | 0 | 0
8339 | 1797.136 | 656.57 | 2643.2619 | 1870.4174 | -772.8444 | 0 | 0 | 0 | 0 | 0
8340 | 1185.147 | 689.88 | 2748.9725 | 1233.4735 | -1515.499 | 0 | 0 | 0 | 0 | 0
8341 | 1448.412 | 626.36 | 2502.9985 | 1507.4736 | -995.5249 | 0 | 0 | 0 | 0 | 0
8342 | 1481.714 | 581.63 | 2346.7165 | 1542.1335 | -804.5829 | 0 | 0 | 0 | 0 | 0
8343 | 915.477 | 459.11 | 1882.0866 | 952.8072 | -929.2794 | 0 | 0 | 0 | 0 | 0
8344 | 1225.411 | 307.24 | 1282.0923 | 1275.3793 | -6.713 | 0 | 0 | 0 | 0 | 0
8345 | 1517.155 | 100.11 | 387.8507 | 387.8507 | 0 | 0 | 0 | 1144.5 | 0 | 0
8346 | 1563.602 | 3.91 | 0 | 0 | 0 | 0 | 0 | 1563.602 | 0 | 0
8347 | 1392 | 0 | 0 | 0 | 0 | 0 | 0 | 1392 | 0 | 0
8348 | 1641.6 | 0 | 0 | 0 | 0 | 0 | 0 | 1641.6 | 0 | 0
8349 | 1546.4 | 0 | 0 | 0 | 0 | 0 | 0 | 679.01 | 0 | 902.7594
8350 | 1494.4 | 0 | 0 | 0 | 0 | 0 | 0 | 0 | 0 | 1555.3368
8351 | 1361.6 | 0 | 0 | 0 | 0 | 0 | 0 | 0 | 0 | 1417.1217
8352 | 1280.8 | 0 | 0 | 0 | 0 | 0 | 0 | 0 | 0 | 1333.0269
8353 | 1408 | 0 | 0 | 0 | 0 | 0 | 0 | 1408 | 0 | 0
8354 | 1036.8 | 0 | 0 | 0 | 0 | 0 | 0 | 1036.8 | 0 | 0
8355 | 1119.2 | 0 | 0 | 0 | 0 | 0 | 0 | 1119.2 | 0 | 0
8356 | 1168 | 0 | 0 | 0 | 0 | 0 | 0 | 1168 | 0 | 0
8357 | 1204.8 | 0 | 0 | 0 | 0 | 0 | 0 | 1204.8 | 0 | 0
8358 | 1127.2 | 0 | 0 | 0 | 0 | 0 | 0 | 1127.2 | 0 | 0
8359 | 1190.4 | 81.32 | 238.8687 | 238.8687 | 0 | 0 | 0 | 0 | 0 | 1000.072
8360 | 210.344 | 321.55 | 1322.2195 | 218.9212 | -1103.2983 | 0 | 0 | 0 | 0 | 0
8361 | 101.182 | 556.12 | 2325.1349 | 105.3079 | -1676.6383 | 0 | 543.1887 | 0 | 0 | 0
8362 | 0 | 529.89 | 2169.1912 | 0.0010408 | -1676.6383 | 0 | 492.5518 | 0 | 0 | 0
8363 | 0 | 333.11 | 1345.56 | 0 | -1345.56 | 0 | 0 | 0 | 0 | 0
8364 | 0 | 452.11 | 1822.5573 | 0 | -1676.6383 | 0 | 145.919 | 0 | 0 | 0
8365 | 0 | 454.25 | 1835.8793 | 0 | -831.6212 | 0 | 1004.258 | 0 | 0 | 0
8366 | 0 | 689.65 | 2782.6271 | 0 | 0 | 0 | 2782.6271 | 0 | 0 | 0
8367 | 0 | 498.07 | 2047.6534 | 0 | 0 | 0 | 2047.6534 | 0 | 0 | 0
8368 | 0 | 266.17 | 1103.4607 | 0 | 0 | 0 | 1103.4607 | 0 | 0 | 0
8369 | 0 | 97.58 | 377.4054 | 0 | 0 | 0 | 377.4054 | 0 | 0 | 0
8370 | 0 | 3.91 | 0 | 0 | 0 | 0 | 0 | 0 | 0 | 0
8371 | 0 | 0 | 0 | 0 | 0 | 0 | 0 | 0 | 0 | 0
8372 | 0 | 0 | 0 | 0 | 0 | 0 | 0 | 0 | 0 | 0
8373 | 137.6 | 0 | 0 | 0 | 0 | 0 | 0 | 0 | 0 | 143.2109
8374 | 224 | 0 | 0 | 0 | 0 | 0 | 0 | 0 | 0 | 233.134
8375 | 279.2 | 0 | 0 | 0 | 0 | 0 | 0 | 0 | 0 | 290.5849
8376 | 275.2 | 0 | 0 | 0 | 0 | 0 | 0 | 0 | 0 | 286.4218
8377 | 272 | 0 | 0 | 0 | 0 | 0 | 0 | 0 | 0 | 283.0913
8378 | 291.2 | 0 | 0 | 0 | 0 | 0 | 0 | 0 | 0 | 303.0742
8379 | 199.2 | 0 | 0 | 0 | 0 | 0 | 0 | 0 | 0 | 207.3227
8380 | 207.2 | 0 | 0 | 0 | 0 | 0 | 0 | 0 | 0 | 215.649
8381 | 285.6 | 0 | 0 | 0 | 0 | 0 | 0 | 0 | 0 | 297.2459
8382 | 264 | 0 | 0 | 0 | 0 | 0 | 0 | 0 | 0 | 274.7651
8383 | 318.4 | 52.93 | 158.8808 | 158.8808 | 0 | 0 | 0 | 0 | 0 | 172.5025
8384 | 138.494 | 323.49 | 1333.4869 | 144.1413 | -1189.3456 | 0 | 0 | 0 | 0 | 0
8385 | 740.535 | 559.43 | 2344.7109 | 770.7316 | -1573.9792 | 0 | 0 | 0 | 0 | 0
8386 | 1328.616 | 648.88 | 2629.3956 | 1382.7917 | -249.2754 | 0 | 997.3285 | 0 | 0 | 0
8387 | 1321.969 | 852.48 | 3357.9081 | 1375.8747 | 0 | 0 | 1982.0335 | 0 | 0 | 0
8388 | 1360.73 | 842.42 | 3302.8739 | 1416.2162 | 0 | 0 | 1886.6577 | 0 | 0 | 0
8389 | 1345.146 | 660.2 | 2636.7726 | 1399.9967 | 0 | 0 | 1236.7759 | 0 | 0 | 0
8390 | 1049.667 | 540.38 | 2181.8043 | 1092.4691 | 0 | 0 | 1089.3353 | 0 | 0 | 0
8391 | 978.516 | 479.21 | 1973.037 | 1018.4167 | 0 | 0 | 954.6202 | 0 | 0 | 0
8392 | 1113.713 | 151.87 | 611.2191 | 611.2191 | 0 | 0 | 0 | 526.441 | 0 | 0
8393 | 1271.929 | 33.31 | 110.5211 | 110.5211 | 0 | 0 | 0 | 1165.738 | 0 | 0
8394 | 1081.973 | 1.96 | 0 | 0 | 0 | 0 | 0 | 1081.973 | 0 | 0
8395 | 1176.8 | 0 | 0 | 0 | 0 | 0 | 0 | 0 | 0 | 1224.7861
8396 | 942.4 | 0 | 0 | 0 | 0 | 0 | 0 | 0 | 0 | 980.828
8397 | 892.8 | 0 | 0 | 0 | 0 | 0 | 0 | 0 | 0 | 929.2055
8398 | 998.4 | 0 | 0 | 0 | 0 | 0 | 0 | 0 | 0 | 1039.1115
8399 | 1292 | 0 | 0 | 0 | 0 | 0 | 0 | 0 | 0 | 1344.6836
8400 | 1080.8 | 0 | 0 | 0 | 0 | 0 | 0 | 913.623 | 0 | 173.9939
8401 | 1272.8 | 0 | 0 | 0 | 0 | 0 | 0 | 1272.8 | 0 | 0
8402 | 1246.4 | 0 | 0 | 0 | 0 | 0 | 0 | 1246.4 | 0 | 0
8403 | 1290.4 | 0 | 0 | 0 | 0 | 0 | 0 | 1290.4 | 0 | 0
8404 | 856 | 0 | 0 | 0 | 0 | 0 | 0 | 856 | 0 | 0
8405 | 1009.6 | 0 | 0 | 0 | 0 | 0 | 0 | 1009.6 | 0 | 0
8406 | 1304.8 | 0 | 0 | 0 | 0 | 0 | 0 | 1304.8 | 0 | 0
8407 | 1032.8 | 61.69 | 181.4969 | 181.4969 | 0 | 0 | 0 | 0 | 0 | 893.4174
8408 | 1361.032 | 275.11 | 1141.3325 | 1141.3325 | 0 | 0 | 0 | 0 | 0 | 275.198
8409 | 1132.013 | 420.5 | 1770.0137 | 1178.1729 | -591.8408 | 0 | 0 | 0 | 0 | 0
8410 | 1598.971 | 593.45 | 2437.7532 | 1664.1719 | -773.5813 | 0 | 0 | 0 | 0 | 0
8411 | 1537.183 | 859.91 | 3457.8966 | 1599.8644 | -1676.6383 | 0 | 181.3939 | 0 | 0 | 0
8412 | 1425.846 | 940.51 | 3746.8266 | 1483.9885 | -1676.6383 | 0 | 586.1998 | 0 | 0 | 0
8413 | 1392.659 | 892.95 | 3562.3156 | 1449.4472 | -1676.6383 | 0 | 436.2301 | 0 | 0 | 0
8414 | 1295.781 | 487.18 | 1995.4741 | 1348.6188 | -646.8553 | 0 | 0 | 0 | 0 | 0
8415 | 1618.778 | 555.6 | 2278.3936 | 1684.7866 | -593.607 | 0 | 0 | 0 | 0 | 0
8416 | 1607.397 | 350.06 | 1460.7021 | 1460.7021 | 0 | 0 | 0 | 203.924 | 0 | 0
8417 | 1627.259 | 46.07 | 163.7027 | 163.7027 | 0 | 0 | 0 | 1469.97 | 0 | 0
8418 | 1365.124 | 2.94 | 0 | 0 | 0 | 0 | 0 | 1365.124 | 0 | 0
8419 | 1428 | 0 | 0 | 0 | 0 | 0 | 0 | 0 | 0 | 1486.2293
8420 | 1173.6 | 0 | 0 | 0 | 0 | 0 | 0 | 0 | 0 | 1221.4556
8421 | 1508 | 0 | 0 | 0 | 0 | 0 | 0 | 0 | 0 | 1569.4914
8422 | 1451.2 | 0 | 0 | 0 | 0 | 0 | 0 | 0 | 0 | 1510.3753
8423 | 1724 | 0 | 0 | 0 | 0 | 0 | 0 | 113.051 | 0 | 1676.6383
8424 | 1598.4 | 0 | 0 | 0 | 0 | 0 | 0 | 1598.4 | 0 | 0
8425 | 1463.2 | 0 | 0 | 0 | 0 | 0 | 0 | 1463.2 | 0 | 0
8426 | 1581.6 | 0 | 0 | 0 | 0 | 0 | 0 | 1581.6 | 0 | 0
8427 | 1542.4 | 0 | 0 | 0 | 0 | 0 | 0 | 1542.4 | 0 | 0
8428 | 1321.6 | 0 | 0 | 0 | 0 | 0 | 0 | 1321.6 | 0 | 0
8429 | 1266.4 | 0 | 0 | 0 | 0 | 0 | 0 | 1266.4 | 0 | 0
8430 | 1100 | 0 | 0 | 0 | 0 | 0 | 0 | 1100 | 0 | 0
8431 | 1120 | 66.76 | 195.7503 | 0 | -195.7503 | 0 | 0 | 1120 | 0 | 0
8432 | 977.25 | 253.67 | 1058.7239 | 0 | -1058.7239 | 0 | 0 | 977.25 | 0 | 0
8433 | 1164.458 | 446.58 | 1889.0068 | 212.3684 | -1676.6383 | 0 | 0 | 960.411 | 0 | 0
8434 | 1811.107 | 594.87 | 2443.1746 | 1331.7769 | -1111.3977 | 0 | 0 | 531.507 | 0 | 0
8435 | 1589.091 | 731.6 | 2938.3637 | 1653.889 | -1284.4747 | 0 | 0 | 0 | 0 | 0
8436 | 1463.659 | 720.34 | 2877.8103 | 1523.3423 | -1354.468 | 0 | 0 | 0 | 0 | 0
8437 | 1438.004 | 638.71 | 2558.9974 | 1496.6412 | -1062.3563 | 0 | 0 | 0 | 0 | 0
8438 | 1439.024 | 509.14 | 2060.7297 | 1497.7028 | -563.0269 | 0 | 0 | 0 | 0 | 0
8439 | 1791.185 | 237.81 | 962.7175 | 962.7175 | 0 | 0 | 0 | 866.186 | 0 | 0
8440 | 1612.223 | 143.15 | 573.7116 | 573.7116 | 0 | 0 | 0 | 1060.989 | 0 | 0
8441 | 1277.059 | 24.49 | 74.2511 | 74.2511 | 0 | 0 | 0 | 1205.717 | 0 | 0
8442 | 1399.92 | 1.96 | 0 | 0 | 0 | 0 | 0 | 1399.92 | 0 | 0
8443 | 1373.6 | 0 | 0 | 0 | 0 | 0 | 0 | 0 | 0 | 1429.611
8444 | 1170.4 | 0 | 0 | 0 | 0 | 0 | 0 | 0 | 0 | 1218.1252
8445 | 1194.4 | 0 | 0 | 0 | 0 | 0 | 0 | 0 | 0 | 1243.1038
8446 | 1397.6 | 0 | 0 | 0 | 0 | 0 | 0 | 0 | 0 | 1454.5896
8447 | 1476 | 0 | 0 | 0 | 0 | 0 | 0 | 0 | 0 | 1536.1865
8448 | 1419.2 | 0 | 0 | 0 | 0 | 0 | 0 | 1419.2 | 0 | 0
8449 | 1497.6 | 0 | 0 | 0 | 0 | 0 | 0 | 1497.6 | 0 | 0
8450 | 1310.4 | 0 | 0 | 0 | 0 | 0 | 0 | 1310.4 | 0 | 0
8451 | 1341.6 | 0 | 0 | 0 | 0 | 0 | 0 | 1341.6 | 0 | 0
8452 | 1416 | 0 | 0 | 0 | 0 | 0 | 0 | 1416 | 0 | 0
8453 | 957.6 | 0 | 0 | 0 | 0 | 0 | 0 | 957.6 | 0 | 0
8454 | 1168 | 0 | 0 | 0 | 0 | 0 | 0 | 1168 | 0 | 0
8455 | 1116.8 | 70.85 | 209.2732 | 0 | -209.2732 | 0 | 0 | 1116.8 | 0 | 0
8456 | 1100.114 | 267.27 | 1114.2483 | 0 | -1114.2483 | 0 | 0 | 1100.114 | 0 | 0
8457 | 1505.134 | 451.1 | 1911.7259 | 275.4093 | -1636.3166 | 0 | 0 | 1240.515 | 0 | 0
8458 | 1372.623 | 595.54 | 2453.9571 | 1428.5942 | -1025.3629 | 0 | 0 | 0 | 0 | 0
8459 | 1730.814 | 676.3 | 2731.1669 | 1801.391 | -929.7759 | 0 | 0 | 0 | 0 | 0
8460 | 1451.75 | 672.88 | 2699.6262 | 1510.9477 | -1188.6785 | 0 | 0 | 0 | 0 | 0
8461 | 1419.609 | 485.51 | 1960.4457 | 1477.4961 | -482.9496 | 0 | 0 | 0 | 0 | 0
8462 | 1566.858 | 594.47 | 2398.0403 | 1630.7494 | -767.2908 | 0 | 0 | 0 | 0 | 0
8463 | 1497.729 | 440.64 | 1805.4823 | 1558.8016 | -246.6808 | 0 | 0 | 0 | 0 | 0
8464 | 1156.838 | 303.14 | 1261.9273 | 1204.0101 | -57.9171 | 0 | 0 | 0 | 0 | 0
8465 | 1305.359 | 102.76 | 401.6951 | 401.6951 | 0 | 0 | 0 | 919.402 | 0 | 0
8466 | 1419.829 | 4.89 | 0 | 0 | 0 | 0 | 0 | 1419.829 | 0 | 0
8467 | 1196 | 0 | 0 | 0 | 0 | 0 | 0 | 0 | 0 | 1244.769
8468 | 1183.2 | 0 | 0 | 0 | 0 | 0 | 0 | 0 | 0 | 1231.4471
8469 | 1408.8 | 0 | 0 | 0 | 0 | 0 | 0 | 0 | 0 | 1466.2463
8470 | 1412 | 0 | 0 | 0 | 0 | 0 | 0 | 0 | 0 | 1469.5768
8471 | 1347.2 | 0 | 0 | 0 | 0 | 0 | 0 | 0 | 0 | 1402.1345
8472 | 1276 | 0 | 0 | 0 | 0 | 0 | 0 | 1276 | 0 | 0
8473 | 1184 | 0 | 0 | 0 | 0 | 0 | 0 | 1184 | 0 | 0
8474 | 1453.6 | 0 | 0 | 0 | 0 | 0 | 0 | 1453.6 | 0 | 0
8475 | 1312.8 | 0 | 0 | 0 | 0 | 0 | 0 | 1312.8 | 0 | 0
8476 | 1127.2 | 0 | 0 | 0 | 0 | 0 | 0 | 1127.2 | 0 | 0
8477 | 1457.6 | 0 | 0 | 0 | 0 | 0 | 0 | 1457.6 | 0 | 0
8478 | 1394.4 | 0 | 0 | 0 | 0 | 0 | 0 | 1394.4 | 0 | 0
8479 | 1288.8 | 23.71 | 63.1304 | 0 | -63.1304 | 0 | 0 | 1288.8 | 0 | 0
8480 | 1161.104 | 129.81 | 536.2592 | 0 | -536.2592 | 0 | 0 | 1161.104 | 0 | 0
8481 | 829.113 | 369.2 | 1579.461 | 138.8365 | -1440.6245 | 0 | 0 | 695.716 | 0 | 0
8482 | 1028.635 | 464.6 | 1949.8329 | 1070.5794 | -879.2534 | 0 | 0 | 0 | 0 | 0
8483 | 1605.522 | 693.3 | 2872.749 | 1670.99 | -1201.7589 | 0 | 0 | 0 | 0 | 0
8484 | 1388.834 | 730.33 | 3008.7192 | 1445.4662 | -1563.253 | 0 | 0 | 0 | 0 | 0
8485 | 1422.415 | 605.67 | 2504.3275 | 1480.4165 | -1023.911 | 0 | 0 | 0 | 0 | 0
8486 | 1624.992 | 608.7 | 2537.6064 | 1691.254 | -846.3524 | 0 | 0 | 0 | 0 | 0
8487 | 1558.054 | 391.85 | 1650.4805 | 1621.5864 | -28.894 | 0 | 0 | 0 | 0 | 0
8488 | 1796.174 | 67.67 | 258.2604 | 258.2604 | 0 | 0 | 0 | 1548.032 | 0 | 0
8489 | 1733.951 | 53.03 | 197.2491 | 197.2491 | 0 | 0 | 0 | 1544.43 | 0 | 0
8490 | 1379.821 | 2.94 | 0 | 0 | 0 | 0 | 0 | 1379.821 | 0 | 0
8491 | 1425.6 | 0 | 0 | 0 | 0 | 0 | 0 | 261.177 | 0 | 1211.9044
8492 | 1449.6 | 0 | 0 | 0 | 0 | 0 | 0 | 0 | 0 | 1508.71
8493 | 1551.2 | 0 | 0 | 0 | 0 | 0 | 0 | 0 | 0 | 1614.453
8494 | 1432.8 | 0 | 0 | 0 | 0 | 0 | 0 | 0 | 0 | 1491.225
8495 | 1576.8 | 0 | 0 | 0 | 0 | 0 | 0 | 0 | 0 | 1641.0968
8496 | 1746.4 | 0 | 0 | 0 | 0 | 0 | 0 | 1746.4 | 0 | 0
8497 | 704 | 0 | 0 | 0 | 0 | 0 | 0 | 704 | 0 | 0
8498 | 883.2 | 0 | 0 | 0 | 0 | 0 | 0 | 883.2 | 0 | 0
8499 | 1075.2 | 0 | 0 | 0 | 0 | 0 | 0 | 1075.2 | 0 | 0
8500 | 876.8 | 0 | 0 | 0 | 0 | 0 | 0 | 876.8 | 0 | 0
8501 | 927.2 | 0 | 0 | 0 | 0 | 0 | 0 | 927.2 | 0 | 0
8502 | 720.8 | 0 | 0 | 0 | 0 | 0 | 0 | 720.8 | 0 | 0
8503 | 638.4 | 49.89 | 145.1342 | 145.1342 | 0 | 0 | 0 | 498.952 | 0 | 0
8504 | 622.722 | 247.18 | 1048.8563 | 648.1146 | -400.7417 | 0 | 0 | 0 | 0 | 0
8505 | 603.316 | 547.64 | 2394.2206 | 627.9173 | -1676.6383 | 0 | 89.665 | 0 | 0 | 0
8506 | 1098.458 | 740.78 | 3147.7139 | 1143.2496 | -1676.6383 | 0 | 327.826 | 0 | 0 | 0
8507 | 979.053 | 763.01 | 3172.1555 | 1018.9756 | -1676.6383 | 0 | 476.5415 | 0 | 0 | 0
8508 | 716.923 | 797.18 | 3274.6887 | 746.1568 | -1676.6383 | 0 | 851.8935 | 0 | 0 | 0
8509 | 680.172 | 770.89 | 3160.6809 | 707.9062 | -1203.0995 | 0 | 1249.6753 | 0 | 0 | 0
8510 | 780.334 | 676.96 | 2798.6883 | 812.1535 | 0 | 0 | 1986.5348 | 0 | 0 | 0
8511 | 882.579 | 501.56 | 2102.0715 | 918.5677 | 0 | 0 | 1183.5037 | 0 | 0 | 0
8512 | 842.753 | 451.72 | 1938.4239 | 877.1178 | 0 | 0 | 1061.3061 | 0 | 0 | 0
8513 | 490.41 | 208.07 | 827.4384 | 510.4073 | 0 | 0 | 317.031 | 0 | 0 | 0
8514 | 678.563 | 8.66 | 0 | 0 | 0 | 0 | 0 | 0 | 0 | 706.2326
8515 | 853.6 | 0 | 0 | 0 | 0 | 0 | 0 | 0 | 0 | 888.4071
8516 | 705.6 | 0 | 0 | 0 | 0 | 0 | 0 | 0 | 0 | 734.3721
8517 | 828.8 | 0 | 0 | 0 | 0 | 0 | 0 | 0 | 0 | 862.5958
8518 | 820 | 0 | 0 | 0 | 0 | 0 | 0 | 0 | 0 | 853.437
8519 | 755.2 | 0 | 0 | 0 | 0 | 0 | 0 | 0 | 0 | 785.9946
8520 | 697.6 | 0 | 0 | 0 | 0 | 0 | 0 | 0 | 0 | 726.0459
8521 | 1381.6 | 0 | 0 | 0 | 0 | 0 | 0 | 1381.6 | 0 | 0
8522 | 1472 | 0 | 0 | 0 | 0 | 0 | 0 | 1472 | 0 | 0
8523 | 1526.4 | 0 | 0 | 0 | 0 | 0 | 0 | 1526.4 | 0 | 0
8524 | 1505.6 | 0 | 0 | 0 | 0 | 0 | 0 | 1505.6 | 0 | 0
8525 | 1336.8 | 0 | 0 | 0 | 0 | 0 | 0 | 1336.8 | 0 | 0
8526 | 1504 | 0 | 0 | 0 | 0 | 0 | 0 | 790.821 | 0 | 742.2602
8527 | 1156.8 | 16.65 | 35.9266 | 35.9266 | 0 | 0 | 0 | 0 | 0 | 1168.044
8528 | 151.282 | 92.09 | 376.4198 | 157.4508 | -218.969 | 0 | 0 | 0 | 0 | 0
8529 | 203.767 | 276.79 | 1198.6439 | 212.076 | -986.5679 | 0 | 0 | 0 | 0 | 0
8530 | 271.406 | 441.18 | 1899.1127 | 282.4731 | -1616.6396 | 0 | 0 | 0 | 0 | 0
8531 | 225.678 | 633.7 | 2693.5616 | 234.8804 | -1676.6383 | 0 | 782.0428 | 0 | 0 | 0
8532 | 210.894 | 642.07 | 2701.8763 | 219.4946 | -1676.6383 | 0 | 805.7434 | 0 | 0 | 0
8533 | 235.761 | 515.84 | 2162.7186 | 245.3756 | -1676.6383 | 0 | 240.7046 | 0 | 0 | 0
8534 | 236.032 | 340.14 | 1420.0296 | 245.6566 | -458.3029 | 0 | 716.07 | 0 | 0 | 0
8535 | 258.885 | 255 | 1062.3032 | 269.4415 | 0 | 0 | 792.8617 | 0 | 0 | 0
8536 | 263.906 | 127.75 | 519.5381 | 274.6672 | 0 | 0 | 244.8708 | 0 | 0 | 0
8537 | 505.286 | 60.13 | 228.1414 | 228.1414 | 0 | 0 | 0 | 0 | 0 | 297.7485
8538 | 457.786 | 4.89 | 0 | 0 | 0 | 0 | 0 | 0 | 0 | 476.453
8539 | 296 | 0 | 0 | 0 | 0 | 0 | 0 | 0 | 0 | 308.0699
8540 | 264.8 | 0 | 0 | 0 | 0 | 0 | 0 | 0 | 0 | 275.5977
8541 | 239.2 | 0 | 0 | 0 | 0 | 0 | 0 | 0 | 0 | 248.9538
8542 | 282.4 | 0 | 0 | 0 | 0 | 0 | 0 | 0 | 0 | 293.9154
8543 | 237.6 | 0 | 0 | 0 | 0 | 0 | 0 | 0 | 0 | 247.2886
8544 | 223.2 | 0 | 0 | 0 | 0 | 0 | 0 | 0 | 0 | 232.3014
8545 | 259.2 | 0 | 0 | 0 | 0 | 0 | 0 | 0 | 0 | 269.7693
8546 | 218.4 | 0 | 0 | 0 | 0 | 0 | 0 | 0 | 0 | 227.3057
8547 | 200 | 0 | 0 | 0 | 0 | 0 | 0 | 0 | 0 | 208.1554
8548 | 210.4 | 0 | 0 | 0 | 0 | 0 | 0 | 0 | 0 | 218.9794
8549 | 123.2 | 0 | 0 | 0 | 0 | 0 | 0 | 0 | 0 | 128.2237
8550 | 180 | 0 | 0 | 0 | 0 | 0 | 0 | 0 | 0 | 187.3398
8551 | 153.6 | 27.04 | 72.5401 | 72.5401 | 0 | 0 | 0 | 0 | 0 | 87.3233
8552 | 243.992 | 184.91 | 779.7437 | 253.9412 | -525.8025 | 0 | 0 | 0 | 0 | 0
8553 | 437.884 | 326.66 | 1414.2762 | 455.7395 | -958.5367 | 0 | 0 | 0 | 0 | 0
8554 | 969.506 | 436.8 | 1865.5185 | 1009.0393 | -856.4792 | 0 | 0 | 0 | 0 | 0
8555 | 1470.638 | 524.69 | 2213.4044 | 1530.6059 | -682.7985 | 0 | 0 | 0 | 0 | 0
8556 | 1520.337 | 639.45 | 2667.257 | 1582.3315 | -1084.9255 | 0 | 0 | 0 | 0 | 0
8557 | 1436.091 | 646.24 | 2682.6865 | 1494.6491 | -17.4216 | 0 | 1170.6158 | 0 | 0 | 0
8558 | 1653.246 | 503.83 | 2098.5849 | 1720.6601 | 0 | 0 | 377.9248 | 0 | 0 | 0
8559 | 1597.991 | 424.73 | 1785.6993 | 1663.1519 | 0 | 0 | 122.5473 | 0 | 0 | 0
8560 | 1630.98 | 73.56 | 283.5784 | 283.5784 | 0 | 0 | 0 | 1358.512 | 0 | 0
8561 | 1716.665 | 137.19 | 549.6301 | 549.6301 | 0 | 0 | 0 | 1188.569 | 0 | 0
8562 | 1572.735 | 9.08 | 0 | 0 | 0 | 0 | 0 | 1572.735 | 0 | 0
8563 | 1589.6 | 0 | 0 | 0 | 0 | 0 | 0 | 393.977 | 0 | 1244.3767
8564 | 1557.6 | 0 | 0 | 0 | 0 | 0 | 0 | 0 | 0 | 1621.1139
8565 | 1602.4 | 0 | 0 | 0 | 0 | 0 | 0 | 0 | 0 | 1667.7407
8566 | 1444 | 0 | 0 | 0 | 0 | 0 | 0 | 0 | 0 | 1502.8817
8567 | 1375.2 | 0 | 0 | 0 | 0 | 0 | 0 | 0 | 0 | 1431.2762
8568 | 1093.6 | 0 | 0 | 0 | 0 | 0 | 0 | 1093.6 | 0 | 0
8569 | 1228 | 0 | 0 | 0 | 0 | 0 | 0 | 1228 | 0 | 0
8570 | 1288 | 0 | 0 | 0 | 0 | 0 | 0 | 1288 | 0 | 0
8571 | 1141.6 | 0 | 0 | 0 | 0 | 0 | 0 | 1141.6 | 0 | 0
8572 | 1294.4 | 0 | 0 | 0 | 0 | 0 | 0 | 1294.4 | 0 | 0
8573 | 1065.6 | 0 | 0 | 0 | 0 | 0 | 0 | 1065.6 | 0 | 0
8574 | 829.6 | 0 | 0 | 0 | 0 | 0 | 0 | 829.6 | 0 | 0
8575 | 1029.6 | 74.81 | 197.9297 | 197.9297 | 0 | 0 | 0 | 839.425 | 0 | 0
8576 | 822.307 | 308.38 | 1273.636 | 855.838 | -417.798 | 0 | 0 | 0 | 0 | 0
8577 | 592.193 | 545.42 | 2332.5671 | 616.3418 | -1676.6383 | 0 | 39.587 | 0 | 0 | 0
8578 | 240.544 | 733.07 | 3055.5864 | 250.3526 | -1676.6383 | 0 | 1128.5955 | 0 | 0 | 0
8579 | 160.732 | 636.27 | 2636.7726 | 167.2861 | -1676.6383 | 0 | 792.8481 | 0 | 0 | 0
8580 | 234.455 | 607.99 | 2507.9505 | 244.0153 | -1676.6383 | 0 | 587.2968 | 0 | 0 | 0
8581 | 799.112 | 800.44 | 3264.795 | 831.6972 | -1186.0432 | 0 | 1247.0546 | 0 | 0 | 0
8582 | 1280.093 | 635.65 | 2632.7417 | 1332.2911 | 0 | 0 | 1300.4506 | 0 | 0 | 0
8583 | 1234.242 | 429.79 | 1807.4869 | 1284.5704 | 0 | 0 | 522.9164 | 0 | 0 | 0
8584 | 1396.75 | 206.02 | 861.5779 | 861.5779 | 0 | 0 | 0 | 568.928 | 0 | 0
8585 | 1167.432 | 109.53 | 425.1334 | 425.1334 | 0 | 0 | 0 | 758.955 | 0 | 0
8586 | 1508.661 | 12.86 | 4.6367 | 4.6367 | 0 | 0 | 0 | 1504.206 | 0 | 0
8587 | 1127.2 | 0 | 0 | 0 | 0 | 0 | 0 | 0 | 0 | 1173.1636
8588 | 1019.2 | 0 | 0 | 0 | 0 | 0 | 0 | 0 | 0 | 1060.7597
8589 | 1018.4 | 0 | 0 | 0 | 0 | 0 | 0 | 0 | 0 | 1059.9271
8590 | 1072 | 0 | 0 | 0 | 0 | 0 | 0 | 0 | 0 | 1115.7127
8591 | 1246.4 | 0 | 0 | 0 | 0 | 0 | 0 | 0 | 0 | 1297.2242
8592 | 1248 | 0 | 0 | 0 | 0 | 0 | 0 | 1248 | 0 | 0
8593 | 1350.4 | 0 | 0 | 0 | 0 | 0 | 0 | 1350.4 | 0 | 0
8594 | 1180.8 | 0 | 0 | 0 | 0 | 0 | 0 | 1180.8 | 0 | 0
8595 | 1263.2 | 0 | 0 | 0 | 0 | 0 | 0 | 1263.2 | 0 | 0
8596 | 924 | 0 | 0 | 0 | 0 | 0 | 0 | 924 | 0 | 0
8597 | 1158.4 | 0 | 0 | 0 | 0 | 0 | 0 | 1158.4 | 0 | 0
8598 | 944.8 | 0 | 0 | 0 | 0 | 0 | 0 | 944.8 | 0 | 0
8599 | 1162.4 | 66.24 | 175.8632 | 0 | -175.8632 | 0 | 0 | 1162.4 | 0 | 0
8600 | 1102.325 | 281.69 | 1162.0148 | 799.9858 | -362.029 | 0 | 0 | 333.683 | 0 | 0
8601 | 1299.188 | 407.08 | 1727.3793 | 1352.1647 | -375.2146 | 0 | 0 | 0 | 0 | 0
8602 | 1255.151 | 603.92 | 2508.7082 | 1306.332 | -1202.3761 | 0 | 0 | 0 | 0 | 0
8603 | 1741.645 | 624.67 | 2555.4994 | 1812.6637 | -742.8357 | 0 | 0 | 0 | 0 | 0
8604 | 1714.976 | 729.44 | 2949.2117 | 1784.9072 | -1164.3045 | 0 | 0 | 0 | 0 | 0
8605 | 1914.011 | 932.68 | 3748.0079 | 1992.0582 | -1676.6383 | 0 | 79.3114 | 0 | 0 | 0
8606 | 1870.71 | 637.72 | 2598.7645 | 1946.9916 | -651.7729 | 0 | 0 | 0 | 0 | 0
8607 | 1783.81 | 436.5 | 1801.7064 | 1801.7064 | 0 | 0 | 0 | 52.693 | 0 | 0
8608 | 2019.637 | 332.48 | 1392.8799 | 1392.8799 | 0 | 0 | 0 | 681.329 | 0 | 0
8609 | 1410.31 | 67.73 | 255.5253 | 255.5253 | 0 | 0 | 0 | 1164.796 | 0 | 0
8610 | 1651.085 | 5.87 | 0 | 0 | 0 | 0 | 0 | 1651.085 | 0 | 0
8611 | 1632 | 0 | 0 | 0 | 0 | 0 | 0 | 216.126 | 0 | 1473.6088
8612 | 1364.8 | 0 | 0 | 0 | 0 | 0 | 0 | 0 | 0 | 1420.4522
8613 | 1691.2 | 0 | 0 | 0 | 0 | 0 | 0 | 80.251 | 0 | 1676.6383
8614 | 1349.6 | 0 | 0 | 0 | 0 | 0 | 0 | 0 | 0 | 1404.6324
8615 | 1433.6 | 0 | 0 | 0 | 0 | 0 | 0 | 0 | 0 | 1492.0576
8616 | 1556 | 0 | 0 | 0 | 0 | 0 | 0 | 1556 | 0 | 0
8617 | 1457.6 | 0 | 0 | 0 | 0 | 0 | 0 | 1457.6 | 0 | 0
8618 | 1494.4 | 0 | 0 | 0 | 0 | 0 | 0 | 1494.4 | 0 | 0
8619 | 1759.2 | 0 | 0 | 0 | 0 | 0 | 0 | 1759.2 | 0 | 0
8620 | 1729.6 | 0 | 0 | 0 | 0 | 0 | 0 | 1729.6 | 0 | 0
8621 | 1414.4 | 0 | 0 | 0 | 0 | 0 | 0 | 1414.4 | 0 | 0
8622 | 1408.8 | 0 | 0 | 0 | 0 | 0 | 0 | 1408.8 | 0 | 0
8623 | 1471.2 | 56.27 | 148.4252 | 148.4252 | 0 | 0 | 0 | 1328.59 | 0 | 0
8624 | 1645.752 | 247.81 | 1018.346 | 1018.346 | 0 | 0 | 0 | 667.304 | 0 | 0
8625 | 1196.191 | 461.73 | 1952.2298 | 1244.9678 | -707.262 | 0 | 0 | 0 | 0 | 0
8626 | 1139.333 | 582.02 | 2398.9281 | 1185.7913 | -1213.1367 | 0 | 0 | 0 | 0 | 0
8627 | 1201.095 | 702.42 | 2827.3909 | 1250.0718 | -1577.3191 | 0 | 0 | 0 | 0 | 0
8628 | 1464.687 | 776.49 | 3080.2788 | 1524.4122 | -1555.8666 | 0 | 0 | 0 | 0 | 0
8629 | 1491.287 | 528.51 | 2110.4029 | 1552.0969 | -558.306 | 0 | 0 | 0 | 0 | 0
8630 | 1221.935 | 643.19 | 2544.7055 | 1271.7616 | -1272.9439 | 0 | 0 | 0 | 0 | 0
8631 | 1440.758 | 328.34 | 1329.379 | 1329.379 | 0 | 0 | 0 | 163.463 | 0 | 0
8632 | 1143.128 | 397.39 | 1643.0493 | 1189.7411 | -453.3083 | 0 | 0 | 0 | 0 | 0
8633 | 1279.819 | 160.67 | 633.6447 | 633.6447 | 0 | 0 | 0 | 671 | 0 | 0
8634 | 1197.79 | 12.35 | 5.6993 | 5.6993 | 0 | 0 | 0 | 1192.314 | 0 | 0
8635 | 973.6 | 0 | 0 | 0 | 0 | 0 | 0 | 0 | 0 | 1013.3003
8636 | 1392 | 0 | 0 | 0 | 0 | 0 | 0 | 0 | 0 | 1448.7613
8637 | 827.2 | 0 | 0 | 0 | 0 | 0 | 0 | 0 | 0 | 860.9306
8638 | 1307.2 | 0 | 0 | 0 | 0 | 0 | 0 | 0 | 0 | 1360.5034
8639 | 978.4 | 0 | 0 | 0 | 0 | 0 | 0 | 0 | 0 | 1018.296
8640 | 1164.8 | 0 | 0 | 0 | 0 | 0 | 0 | 1164.8 | 0 | 0
8641 | 1192 | 0 | 0 | 0 | 0 | 0 | 0 | 1192 | 0 | 0
8642 | 1257.6 | 0 | 0 | 0 | 0 | 0 | 0 | 1257.6 | 0 | 0
8643 | 1376.8 | 0 | 0 | 0 | 0 | 0 | 0 | 1376.8 | 0 | 0
8644 | 1199.2 | 0 | 0 | 0 | 0 | 0 | 0 | 1199.2 | 0 | 0
8645 | 1092.8 | 0 | 0 | 0 | 0 | 0 | 0 | 1092.8 | 0 | 0
8646 | 1172.8 | 0 | 0 | 0 | 0 | 0 | 0 | 1172.8 | 0 | 0
8647 | 1270.4 | 54.68 | 146.5351 | 146.5351 | 0 | 0 | 0 | 272.583 | 0 | 891.9696
8648 | 1082.229 | 284.49 | 1154.8657 | 1126.3588 | -28.5069 | 0 | 0 | 0 | 0 | 0
8649 | 1267.43 | 526.46 | 2184.6425 | 1319.1117 | -865.5308 | 0 | 0 | 0 | 0 | 0
8650 | 1460.39 | 723.24 | 2890.5869 | 1519.94 | -1370.6468 | 0 | 0 | 0 | 0 | 0
8651 | 1254.555 | 746.92 | 2924.2799 | 1305.7117 | -1618.5682 | 0 | 0 | 0 | 0 | 0
8652 | 1447.708 | 913.06 | 3474.166 | 1506.7409 | -1676.6383 | 0 | 290.7868 | 0 | 0 | 0
8653 | 1292.068 | 714.55 | 2769.4904 | 1344.7544 | -1424.736 | 0 | 0 | 0 | 0 | 0
8654 | 1332.407 | 650.88 | 2547.6155 | 1386.7383 | -1160.8772 | 0 | 0 | 0 | 0 | 0
8655 | 1699.676 | 502.92 | 2016.3572 | 1768.9833 | -164.8903 | 0 | 82.4836 | 0 | 0 | 0
8656 | 1738.895 | 387.32 | 1591.0823 | 1591.0823 | 0 | 0 | 0 | 210.15 | 0 | 0
8657 | 1656.8 | 159.55 | 628.0651 | 628.0651 | 0 | 0 | 0 | 1053.342 | 0 | 0
8658 | 1844.457 | 14.14 | 9.8832 | 9.8832 | 0 | 0 | 0 | 1834.961 | 0 | 0
8659 | 1589.6 | 0 | 0 | 0 | 0 | 0 | 0 | 755.876 | 0 | 867.7206
8660 | 1539.2 | 0 | 0 | 0 | 0 | 0 | 0 | 0 | 0 | 1601.9636
8661 | 1721.6 | 0 | 0 | 0 | 0 | 0 | 0 | 110.651 | 0 | 1676.6383
8662 | 1580 | 0 | 0 | 0 | 0 | 0 | 0 | 0 | 0 | 1644.4273
8663 | 1633.6 | 0 | 0 | 0 | 0 | 0 | 0 | 22.651 | 0 | 1676.6383
8664 | 1402.4 | 0 | 0 | 0 | 0 | 0 | 0 | 1402.4 | 0 | 0
8665 | 1166.4 | 0 | 0 | 0 | 0 | 0 | 0 | 1166.4 | 0 | 0
8666 | 950.4 | 0 | 0 | 0 | 0 | 0 | 0 | 950.4 | 0 | 0
8667 | 1228.8 | 0 | 0 | 0 | 0 | 0 | 0 | 1228.8 | 0 | 0
8668 | 1433.6 | 0 | 0 | 0 | 0 | 0 | 0 | 1433.6 | 0 | 0
8669 | 1112.8 | 0 | 0 | 0 | 0 | 0 | 0 | 1112.8 | 0 | 0
8670 | 1390.4 | 0 | 0 | 0 | 0 | 0 | 0 | 1390.4 | 0 | 0
8671 | 1300 | 46.7 | 122.1039 | 122.1039 | 0 | 0 | 0 | 1182.68 | 0 | 0
8672 | 1239.89 | 230.23 | 941.7302 | 941.7302 | 0 | 0 | 0 | 335.056 | 0 | 0
8673 | 1372.872 | 450.55 | 1881.9232 | 1428.8533 | -453.0699 | 0 | 0 | 0 | 0 | 0
8674 | 1438.053 | 726.67 | 2920.0627 | 1496.6922 | -1423.3705 | 0 | 0 | 0 | 0 | 0
8675 | 1474.877 | 768.95 | 3033.3793 | 1535.0178 | -1498.3616 | 0 | 0 | 0 | 0 | 0
8676 | 1655.249 | 806.67 | 3150.4813 | 1722.7447 | -1427.7366 | 0 | 0 | 0 | 0 | 0
8677 | 1465.832 | 918.93 | 3565.9885 | 1525.605 | -1676.6383 | 0 | 363.7452 | 0 | 0 | 0
8678 | 1372.877 | 845.68 | 3327.9202 | 1428.8596 | -1676.6383 | 0 | 222.4223 | 0 | 0 | 0
8679 | 1501.38 | 595.16 | 2419.6374 | 1562.6015 | -154.5793 | 0 | 702.4567 | 0 | 0 | 0
8680 | 1727.807 | 326.7 | 1354.5179 | 1354.5179 | 0 | 0 | 0 | 426.358 | 0 | 0
8681 | 1880.42 | 196.69 | 777.657 | 777.657 | 0 | 0 | 0 | 1133.231 | 0 | 0
8682 | 1581.08 | 15.03 | 12.5257 | 12.5257 | 0 | 0 | 0 | 1569.045 | 0 | 0
8683 | 1718.4 | 0 | 0 | 0 | 0 | 0 | 0 | 1718.4 | 0 | 0
8684 | 1398.4 | 0 | 0 | 0 | 0 | 0 | 0 | 710.713 | 0 | 715.7287
8685 | 1615.2 | 0 | 0 | 0 | 0 | 0 | 0 | 4.251 | 0 | 1676.6383
8686 | 1388 | 0 | 0 | 0 | 0 | 0 | 0 | 0 | 0 | 1444.5982
8687 | 1260 | 0 | 0 | 0 | 0 | 0 | 0 | 0 | 0 | 1311.3788
8688 | 1138.4 | 0 | 0 | 0 | 0 | 0 | 0 | 0 | 0 | 1184.8203
8689 | 1516 | 0 | 0 | 0 | 0 | 0 | 0 | 1516 | 0 | 0
8690 | 1427.2 | 0 | 0 | 0 | 0 | 0 | 0 | 1427.2 | 0 | 0
8691 | 1350.4 | 0 | 0 | 0 | 0 | 0 | 0 | 1350.4 | 0 | 0
8692 | 1424.8 | 0 | 0 | 0 | 0 | 0 | 0 | 1424.8 | 0 | 0
8693 | 1365.6 | 0 | 0 | 0 | 0 | 0 | 0 | 1365.6 | 0 | 0
8694 | 1286.4 | 0 | 0 | 0 | 0 | 0 | 0 | 1286.4 | 0 | 0
8695 | 1076.8 | 34.35 | 84.6193 | 84.6193 | 0 | 0 | 0 | 0 | 0 | 1036.0891
8696 | 900.697 | 205.48 | 839.2887 | 839.2887 | 0 | 0 | 0 | 0 | 0 | 98.1359
8697 | 1097.2 | 432.49 | 1814.5319 | 1141.9403 | -672.5916 | 0 | 0 | 0 | 0 | 0
8698 | 1366.655 | 723.64 | 2955.2982 | 1422.3828 | -1532.9154 | 0 | 0 | 0 | 0 | 0
8699 | 1227.291 | 778.47 | 3133.6134 | 1277.336 | -1676.6383 | 0 | 179.6391 | 0 | 0 | 0
8700 | 1383.572 | 926.88 | 3671.464 | 1439.9907 | -1676.6383 | 0 | 554.835 | 0 | 0 | 0
8701 | 1468.257 | 763.02 | 3054.6601 | 1528.1278 | -1526.5323 | 0 | 0 | 0 | 0 | 0
8702 | 1027.48 | 624.11 | 2526.034 | 1069.3773 | -1225.0786 | 0 | 231.578 | 0 | 0 | 0
8703 | 1438.064 | 297.18 | 1215.5836 | 1215.5836 | 0 | 0 | 0 | 0 | 0 | 281.1201
8704 | 621.669 | 231.91 | 955.4602 | 647.0187 | -308.4415 | 0 | 0 | 0 | 0 | 0
8705 | 592.386 | 111.31 | 438.2649 | 438.2649 | 0 | 0 | 0 | 0 | 0 | 178.2767
8706 | 255.342 | 7.83 | 0 | 0 | 0 | 0 | 0 | 0 | 0 | 265.754
8707 | 254.4 | 0 | 0 | 0 | 0 | 0 | 0 | 0 | 0 | 264.7736
8708 | 272 | 0 | 0 | 0 | 0 | 0 | 0 | 0 | 0 | 283.0913
8709 | 180 | 0 | 0 | 0 | 0 | 0 | 0 | 0 | 0 | 187.3398
8710 | 245.6 | 0 | 0 | 0 | 0 | 0 | 0 | 0 | 0 | 255.6148
8711 | 105.6 | 0 | 0 | 0 | 0 | 0 | 0 | 0 | 0 | 109.906
8712 | 99.2 | 0 | 0 | 0 | 0 | 0 | 0 | 0 | 0 | 103.2451
8713 | 91.2 | 0 | 0 | 0 | 0 | 0 | 0 | 91.2 | 0 | 0
8714 | 98.4 | 0 | 0 | 0 | 0 | 0 | 0 | 63.676 | 0 | 36.1399
8715 | 89.6 | 0 | 0 | 0 | 0 | 0 | 0 | 0 | 0 | 93.2536
8716 | 95.2 | 0 | 0 | 0 | 0 | 0 | 0 | 0 | 0 | 99.082
8717 | 91.2 | 0 | 0 | 0 | 0 | 0 | 0 | 0 | 0 | 94.9188
8718 | 96.8 | 0 | 0 | 0 | 0 | 0 | 0 | 0 | 0 | 100.7472
8719 | 77.6 | 17.63 | 34.6901 | 34.6901 | 0 | 0 | 0 | 0 | 0 | 46.0741
8720 | 94.05 | 173.11 | 712.4721 | 97.8851 | -614.587 | 0 | 0 | 0 | 0 | 0
8721 | 825.915 | 401.95 | 1711.0121 | 859.5932 | -851.4189 | 0 | 0 | 0 | 0 | 0
8722 | 1285.579 | 455.66 | 1890.8593 | 1338.0008 | -552.8586 | 0 | 0 | 0 | 0 | 0
8723 | 1403.535 | 247.62 | 1004.2778 | 1004.2778 | 0 | 0 | 0 | 0 | 0 | 456.4889
8724 | 1280.109 | 334.47 | 1358.1731 | 1332.3077 | -25.8654 | 0 | 0 | 0 | 0 | 0
8725 | 1122.521 | 491.87 | 1993.3488 | 1168.2938 | -825.055 | 0 | 0 | 0 | 0 | 0
8726 | 1380.964 | 307.57 | 1249.1944 | 1249.1944 | 0 | 0 | 0 | 180.712 | 0 | 0
8727 | 1395.618 | 297.17 | 1215.5503 | 1215.5503 | 0 | 0 | 0 | 227.692 | 0 | 0
8728 | 1382.822 | 125.62 | 501.7876 | 501.7876 | 0 | 0 | 0 | 900.694 | 0 | 0
8729 | 1035.196 | 61.03 | 229.1052 | 229.1052 | 0 | 0 | 0 | 815.067 | 0 | 0
8730 | 1041.064 | 6.85 | 0 | 0 | 0 | 0 | 0 | 1041.064 | 0 | 0
8731 | 1022.4 | 0 | 0 | 0 | 0 | 0 | 0 | 0 | 0 | 1064.0902
8732 | 1182.4 | 0 | 0 | 0 | 0 | 0 | 0 | 0 | 0 | 1230.6145
8733 | 1686.4 | 0 | 0 | 0 | 0 | 0 | 0 | 75.451 | 0 | 1676.6383
8734 | 897.6 | 0 | 0 | 0 | 0 | 0 | 0 | 0 | 0 | 934.2012
8735 | 1217.6 | 0 | 0 | 0 | 0 | 0 | 0 | 0 | 0 | 1267.2498
8736 | 1290.4 | 0 | 0 | 0 | 0 | 0 | 0 | 1290.4 | 0 | 0
8737 | 1120 | 0 | 0 | 0 | 0 | 0 | 0 | 1120 | 0 | 0
8738 | 1036.8 | 0 | 0 | 0 | 0 | 0 | 0 | 1036.8 | 0 | 0
8739 | 1090.4 | 0 | 0 | 0 | 0 | 0 | 0 | 1090.4 | 0 | 0
8740 | 1088 | 0 | 0 | 0 | 0 | 0 | 0 | 1088 | 0 | 0
8741 | 1287.2 | 0 | 0 | 0 | 0 | 0 | 0 | 1287.2 | 0 | 0
8742 | 1304.8 | 0 | 0 | 0 | 0 | 0 | 0 | 1304.8 | 0 | 0
8743 | 1274.4 | 31.55 | 72.7149 | 0 | -72.7149 | 0 | 0 | 1274.4 | 0 | 0
8744 | 1022.55 | 173.95 | 720.4975 | 20.9488 | -699.5488 | 0 | 0 | 1002.422 | 0 | 0
8745 | 1026.462 | 426.19 | 1830.4527 | 1068.3178 | -762.1348 | 0 | 0 | 0 | 0 | 0
8746 | 1278.239 | 612.41 | 2570.9237 | 1330.3615 | -1240.5622 | 0 | 0 | 0 | 0 | 0
8747 | 1288.464 | 578.91 | 2394.3903 | 1341.0034 | -1053.3868 | 0 | 0 | 0 | 0 | 0
8748 | 1351.624 | 594.51 | 2445.2884 | 1406.7389 | -1038.5495 | 0 | 0 | 0 | 0 | 0
8749 | 1146.697 | 414.4 | 1709.3947 | 1193.4556 | -515.9391 | 0 | 0 | 0 | 0 | 0
8750 | 1487.273 | 393.74 | 1635.5516 | 1547.9192 | -87.6324 | 0 | 0 | 0 | 0 | 0
8751 | 1161.038 | 453.65 | 1913.0393 | 1208.3814 | -704.6579 | 0 | 0 | 0 | 0 | 0
8752 | 1604.111 | 362.16 | 1554.9268 | 1554.9268 | 0 | 0 | 0 | 110.105 | 0 | 0
8753 | 1704.867 | 64.06 | 246.6162 | 246.6162 | 0 | 0 | 0 | 1467.913 | 0 | 0
8754 | 1368.022 | 7.83 | 0 | 0 | 0 | 0 | 0 | 1368.022 | 0 | 0
8755 | 1372.8 | 0 | 0 | 0 | 0 | 0 | 0 | 0 | 0 | 1428.7784
8756 | 1204.8 | 0 | 0 | 0 | 0 | 0 | 0 | 0 | 0 | 1253.9279
8757 | 1449.6 | 0 | 0 | 0 | 0 | 0 | 0 | 0 | 0 | 1508.71
8758 | 1340 | 0 | 0 | 0 | 0 | 0 | 0 | 0 | 0 | 1394.6409
8759 | 1208 | 0 | 0 | 0 | 0 | 0 | 0 | 0 | 0 | 1257.2584
8760 | 1216 | 0 | 0 | 0 | 0 | 0 | 0 | 1216 | 0 | 0

## Load Duration
Rank | Load (kW) | Net Load (kW)
1 | 2428 | 2428
2 | 2418.5558 | 2418.556
3 | 2414.4 | 2379.2
4 | 2405.0087 | 2369.946
5 | 2390.381 | 2344.88
6 | 2389.6 | 2330.4
7 | 2387.844 | 2321.335
8 | 2381.0831 | 2229.539
9 | 2380.3051 | 2208.8
10 | 2379.2 | 2200.208
11 | 2378.556 | 2156.8
12 | 2369.9456 | 2148.411
13 | 2352 | 2129.6
14 | 2342.8514 | 2121.316
15 | 2335.268 | 2104.949
16 | 2330.4 | 2075.2
17 | 2326.1845 | 2067.128
18 | 2321.3354 | 2057.6
19 | 2297.304 | 2049.597
20 | 2295.2 | 2040.8
21 | 2288.3681 | 2035.742
22 | 2286.452 | 2032.862
23 | 2286.2723 | 2028.8
24 | 2279.797 | 2020.909
25 | 2277.5584 | 2012.949
26 | 2270.9292 | 2004
27 | 2261.298 | 2002.563
28 | 2256.255 | 1996.205
29 | 2252.5022 | 1976.8
30 | 2247.4788 | 1969.111
31 | 2215.2 | 1956
32 | 2208.8 | 1948.392
33 | 2206.5835 | 1944.809
34 | 2200.2084 | 1940.8
35 | 2188.553 | 1940.238
36 | 2181.431 | 1931.746
37 | 2180.0402 | 1915.2
38 | 2172.9459 | 1895.24
39 | 2172.8 | 1890.531
40 | 2168.745 | 1888
41 | 2164.3484 | 1884.852
42 | 2160.3092 | 1880.656
43 | 2156.812 | 1859.99
44 | 2156.8 | 1850.4
45 | 2148.4226 | 1847.2
46 | 2148.4107 | 1843.202
47 | 2138.256 | 1842.4
48 | 2137.608 | 1835.234
49 | 2133.191 | 1834.961
50 | 2129.6 | 1832.8
51 | 2121.3165 | 1832.782
52 | 2117.631 | 1825.671
53 | 2116.262 | 1819.672
54 | 2112.8 | 1818.441
55 | 2098.686 | 1818.198
56 | 2095.805 | 1817.683
57 | 2091.005 | 1812.667
58 | 2089.833 | 1812
59 | 2088.377 | 1808.793
60 | 2087.6529 | 1808.506
61 | 2076.6159 | 1805.698
62 | 2075.2 | 1804.952
63 | 2071.826 | 1802.257
64 | 2071.6969 | 1793.95
65 | 2067.1281 | 1789.099
66 | 2067.103 | 1784.8
67 | 2057.6 | 1782.229
68 | 2057.6 | 1780
69 | 2055.558 | 1778.59
70 | 2055.2559 | 1777.858
71 | 2055.2 | 1770.4
72 | 2055.08 | 1765.6
73 | 2051.354 | 1762.864
74 | 2049.5965 | 1761.6
75 | 2047.677 | 1759.2
76 | 2043.3748 | 1759.2
77 | 2041.861 | 1755.881
78 | 2040.8 | 1755.524
79 | 2035.7422 | 1754.748
80 | 2033.628 | 1751.952
81 | 2032.8619 | 1748
82 | 2028.8 | 1746.4
83 | 2027.2 | 1744.245
84 | 2026.099 | 1742.4
85 | 2025.649 | 1741.978
86 | 2020.9085 | 1741.807
87 | 2019.637 | 1741.499
88 | 2017.7698 | 1740.8
89 | 2013.4594 | 1740.789
90 | 2012.075 | 1739.389
91 | 2008.054 | 1736.661
92 | 2004 | 1734.029
93 | 2003.2 | 1733.515
94 | 2003.2 | 1732.8
95 | 2001.861 | 1732.136
96 | 2000 | 1731.576
97 | 1998.4 | 1729.6
98 | 1998.285 | 1723.786
99 | 1998.015 | 1723.168
100 | 1998.0095 | 1722.607
101 | 1996.523 | 1718.4
102 | 1996.205 | 1718.375
103 | 1995.8376 | 1717.993
104 | 1992.2206 | 1717.6
105 | 1991.36 | 1717.081
106 | 1988.333 | 1715.055
107 | 1976.8 | 1715.024
108 | 1975.004 | 1714.703
109 | 1973.613 | 1713.785
110 | 1972.895 | 1711.2
111 | 1972.144 | 1709.965
112 | 1969.563 | 1709.188
113 | 1969.1108 | 1708.914
114 | 1967.7386 | 1708
115 | 1965.9362 | 1705.325
116 | 1962.7917 | 1704.806
117 | 1959.966 | 1704.544
118 | 1956.792 | 1704
119 | 1956 | 1703.54
120 | 1955.911 | 1702.4
121 | 1954.45 | 1702
122 | 1953.371 | 1701.6
123 | 1953.342 | 1701.566
124 | 1952.3423 | 1701.356
125 | 1951.2 | 1701.086
126 | 1950.329 | 1700.8
127 | 1950.1673 | 1700.721
128 | 1950.1113 | 1700.659
129 | 1948.3917 | 1698.633
130 | 1948.007 | 1698.4
131 | 1945.9424 | 1696
132 | 1945.081 | 1695.2
133 | 1943.684 | 1692.171
134 | 1940.862 | 1691.064
135 | 1940.8 | 1690.454
136 | 1940.7916 | 1690.4
137 | 1940.668 | 1689.671
138 | 1937.529 | 1689.402
139 | 1936.4576 | 1689.277
140 | 1936.1236 | 1688
141 | 1935.979 | 1687.262
142 | 1933.3126 | 1686.204
143 | 1931.97 | 1685.6
144 | 1931.9585 | 1684.73
145 | 1931.914 | 1683.375
146 | 1931.871 | 1683.149
147 | 1931.0148 | 1682.848
148 | 1925.6 | 1682.404
149 | 1925.128 | 1680.912
150 | 1924.839 | 1679.484
151 | 1924 | 1673.983
152 | 1921.03 | 1673.027
153 | 1920 | 1672.022
154 | 1918.198 | 1668.8
155 | 1917.6398 | 1666.4
156 | 1916.994 | 1666.01
157 | 1916.271 | 1665.984
158 | 1916.0218 | 1664.521
159 | 1916 | 1664
160 | 1916 | 1661.6
161 | 1915.2 | 1660.8
162 | 1914.4 | 1660.195
163 | 1914.011 | 1660.195
164 | 1913.6 | 1660
165 | 1909.872 | 1653.652
166 | 1908.6882 | 1653.6
167 | 1907.596 | 1652.548
168 | 1906.9535 | 1651.771
169 | 1905.103 | 1651.281
170 | 1904.871 | 1651.085
171 | 1904.751 | 1648
172 | 1903.518 | 1647.799
173 | 1902.457 | 1647.109
174 | 1902.362 | 1647.109
175 | 1901.1918 | 1645.6
176 | 1900.996 | 1644.762
177 | 1900.383 | 1642.4
178 | 1900.048 | 1642.014
179 | 1899.5274 | 1641.6
180 | 1899.267 | 1640.795
181 | 1896.8 | 1640
182 | 1895.8186 | 1639.34
183 | 1895.057 | 1636.43
184 | 1894.9522 | 1634.616
185 | 1894.24 | 1634.536
186 | 1892.738 | 1634.4
187 | 1892.5228 | 1633.109
188 | 1891.8794 | 1632.03
189 | 1889.882 | 1629.6
190 | 1889.88 | 1628.8
191 | 1889.839 | 1624.8
192 | 1889.422 | 1624
193 | 1888 | 1624
194 | 1887.87 | 1623.321
195 | 1886.909 | 1622.464
196 | 1884.852 | 1622.4
197 | 1884.7238 | 1621.6
198 | 1884.636 | 1620.908
199 | 1882.658 | 1620
200 | 1880.8 | 1617.657
201 | 1880.6562 | 1617.6
202 | 1880.42 | 1615.258
203 | 1880.17 | 1614.807
204 | 1876.2766 | 1613.6
205 | 1876.2222 | 1612.924
206 | 1876.1804 | 1612
207 | 1874.444 | 1611.574
208 | 1873.143 | 1610.307
209 | 1870.71 | 1609.6
210 | 1870.3575 | 1605.271
211 | 1870.1756 | 1603.2
212 | 1870.081 | 1602.443
213 | 1870.011 | 1601.6
214 | 1869.6654 | 1601.6
215 | 1869.297 | 1600
216 | 1867.076 | 1600
217 | 1866.297 | 1599.2
218 | 1865.857 | 1598.696
219 | 1864.668 | 1598.4
220 | 1863.8394 | 1598.4
221 | 1863.569 | 1595.586
222 | 1862.9184 | 1595.426
223 | 1862.026 | 1595.37
224 | 1860.7669 | 1595.054
225 | 1860.7669 | 1594.407
226 | 1859.99 | 1591.2
227 | 1859.743 | 1590.4
228 | 1859.685 | 1589.554
229 | 1859.342 | 1588.8
230 | 1859.284 | 1588.205
231 | 1858.4361 | 1587.285
232 | 1857.995 | 1586.179
233 | 1857.415 | 1585.966
234 | 1857.159 | 1585.772
235 | 1857.119 | 1585.6
236 | 1854.487 | 1584.8
237 | 1853.049 | 1583.2
238 | 1852.086 | 1583.2
239 | 1851.263 | 1582.623
240 | 1851.2 | 1582.4
241 | 1851.164 | 1581.6
242 | 1850.4 | 1580.043
243 | 1849.9352 | 1578.144
244 | 1849.8422 | 1577.961
245 | 1849.735 | 1577.55
246 | 1849.6 | 1576.451
247 | 1849.1134 | 1576
248 | 1849.064 | 1575.2
249 | 1847.2 | 1574.854
250 | 1846.4 | 1573.3
251 | 1845.8412 | 1572.735
252 | 1845.6 | 1572.237
253 | 1845.2748 | 1572
254 | 1844.8819 | 1571.665
255 | 1844.457 | 1571.051
256 | 1843.247 | 1569.6
257 | 1843.2025 | 1569.045
258 | 1842.5401 | 1568.8
259 | 1842.4 | 1568.598
260 | 1842.205 | 1568
261 | 1841.9829 | 1567.084
262 | 1840 | 1566.423
263 | 1839.549 | 1566.4
264 | 1839.255 | 1565.905
265 | 1838.59 | 1565.326
266 | 1838.4211 | 1565.326
267 | 1838.145 | 1564.834
268 | 1837.293 | 1564
269 | 1836.8 | 1563.602
270 | 1836.767 | 1563.495
271 | 1835.767 | 1562.956
272 | 1835.337 | 1562.698
273 | 1835.2336 | 1562.4
274 | 1835.131 | 1561.869
275 | 1834.925 | 1561.823
276 | 1832.8 | 1561.284
277 | 1832.523 | 1560.8
278 | 1832.1434 | 1559.567
279 | 1832.064 | 1558.4
280 | 1831.647 | 1557.233
281 | 1831.384 | 1556.8
282 | 1830.4 | 1556.242
283 | 1830.371 | 1556.164
284 | 1829.581 | 1556
285 | 1829.403 | 1555.43
286 | 1829.242 | 1555.098
287 | 1829.06 | 1554.58
288 | 1828.904 | 1554.4
289 | 1828.8 | 1553.876
290 | 1827.8498 | 1551.423
291 | 1826.7294 | 1551.2
292 | 1825.6709 | 1549.6
293 | 1825.482 | 1548.97
294 | 1825.298 | 1548.048
295 | 1824.8 | 1548.032
296 | 1824.781 | 1547.415
297 | 1824.597 | 1546.516
298 | 1823.532 | 1546.4
299 | 1823.2803 | 1545.6
300 | 1823.205 | 1545.444
301 | 1822.657 | 1544.8
302 | 1822.4 | 1544.8
303 | 1822.304 | 1544.713
304 | 1821.112 | 1544.43
305 | 1820.422 | 1544.221
306 | 1820 | 1544.063
307 | 1819.6715 | 1543.2
308 | 1818.1981 | 1542.4
309 | 1818.0358 | 1542.4
310 | 1817.6831 | 1542.4
311 | 1816.85 | 1541.6
312 | 1814.753 | 1540.8
313 | 1814.4 | 1540.716
314 | 1812.7762 | 1539.891
315 | 1812.4967 | 1538.945
316 | 1812 | 1538.833
317 | 1811.107 | 1538.4
318 | 1811.042 | 1537.561
319 | 1808.8 | 1537.375
320 | 1808.052 | 1537.263
321 | 1807.6941 | 1536.8
322 | 1807.633 | 1535.885
323 | 1806.403 | 1535.512
324 | 1805.698 | 1535.428
325 | 1805.6859 | 1535.254
326 | 1804.9518 | 1534.807
327 | 1804.4341 | 1534.4
328 | 1803.338 | 1534.4
329 | 1802.673 | 1532.8
330 | 1801.945 | 1532.8
331 | 1801.825 | 1532
332 | 1799.841 | 1531.691
333 | 1799.821 | 1531.2
334 | 1799.3766 | 1531.2
335 | 1798.4 | 1530.978
336 | 1798.158 | 1529.6
337 | 1797.835 | 1528
338 | 1797.6 | 1527.332
339 | 1797.5 | 1526.888
340 | 1797.136 | 1526.838
341 | 1796.832 | 1526.413
342 | 1796.545 | 1526.4
343 | 1796.174 | 1526.4
344 | 1796.019 | 1526.204
345 | 1796.006 | 1522.828
346 | 1795.9293 | 1522.799
347 | 1793.9503 | 1522.59
348 | 1793.298 | 1522.4
349 | 1793.1733 | 1521.981
350 | 1792.2 | 1521.164
351 | 1791.4047 | 1520.876
352 | 1791.185 | 1520.476
353 | 1790.369 | 1519.2
354 | 1789.8428 | 1518.914
355 | 1789.557 | 1518.814
356 | 1789.0993 | 1518.814
357 | 1788.7211 | 1518.71
358 | 1788.565 | 1518.4
359 | 1788 | 1517.845
360 | 1787.689 | 1517.6
361 | 1787.216 | 1517.6
362 | 1786.9578 | 1517.36
363 | 1786.904 | 1517.277
364 | 1786.454 | 1516.8
365 | 1786.4 | 1516.478
366 | 1786.2343 | 1516
367 | 1786.232 | 1515.2
368 | 1785.6 | 1515.2
369 | 1785.434 | 1515.156
370 | 1784.8 | 1514.4
371 | 1784.662 | 1513.803
372 | 1783.81 | 1513.476
373 | 1783.629 | 1513.328
374 | 1783.2 | 1512.8
375 | 1782.499 | 1512.8
376 | 1782.3192 | 1512.8
377 | 1782.2292 | 1512.494
378 | 1780.7354 | 1511.922
379 | 1780.377 | 1511.533
380 | 1780 | 1510.746
381 | 1779.2506 | 1510.4
382 | 1779.2 | 1509.998
383 | 1779.002 | 1509.773
384 | 1778.9231 | 1509.679
385 | 1778.711 | 1509.591
386 | 1778.5902 | 1509.144
387 | 1778.4 | 1508.8
388 | 1777.8576 | 1508.509
389 | 1777.6 | 1508
390 | 1776.413 | 1507.763
391 | 1776.0807 | 1507.2
392 | 1775.2 | 1506.916
393 | 1775.2 | 1506.879
394 | 1773.524 | 1506.811
395 | 1773.4518 | 1506.4
396 | 1773.255 | 1505.6
397 | 1772.851 | 1505.552
398 | 1772.4797 | 1505.274
399 | 1772.2558 | 1504.206
400 | 1772.0822 | 1504
401 | 1771.9988 | 1504
402 | 1771.2 | 1503.537
403 | 1771.2 | 1503.2
404 | 1770.4 | 1503.171
405 | 1769.154 | 1502.732
406 | 1768.6143 | 1502.4
407 | 1766.78 | 1501.999
408 | 1766.438 | 1501.822
409 | 1766.248 | 1500.541
410 | 1765.9551 | 1500.268
411 | 1765.931 | 1500
412 | 1765.6 | 1499.082
413 | 1764.8544 | 1498.823
414 | 1764.8 | 1498.714
415 | 1764.516 | 1498.506
416 | 1763.69 | 1497.6
417 | 1763.437 | 1497.6
418 | 1763.2 | 1497.353
419 | 1763.062 | 1496.518
420 | 1762.864 | 1495.688
421 | 1762.66 | 1495.017
422 | 1762.4 | 1494.4
423 | 1761.6 | 1494.4
424 | 1760.002 | 1493.766
425 | 1760 | 1493.6
426 | 1759.2 | 1493.357
427 | 1759.2 | 1493.259
428 | 1759.08 | 1492.068
429 | 1758.8346 | 1492
430 | 1758.4 | 1491.722
431 | 1757.0441 | 1491.581
432 | 1756.931 | 1490.167
433 | 1756 | 1489.6
434 | 1755.972 | 1488.8
435 | 1755.8808 | 1488.8
436 | 1755.8511 | 1488.8
437 | 1755.7039 | 1488.651
438 | 1755.5448 | 1488.614
439 | 1755.5239 | 1488.587
440 | 1754.8452 | 1488
441 | 1754.7479 | 1488
442 | 1753.4948 | 1487.837
443 | 1753.2821 | 1486.419
444 | 1753.1561 | 1485.6
445 | 1751.451 | 1485.411
446 | 1751.3527 | 1485.083
447 | 1751.2 | 1484.153
448 | 1751.14 | 1484
449 | 1751.024 | 1483.493
450 | 1750.511 | 1483.009
451 | 1750.4 | 1483.009
452 | 1750.351 | 1482.886
453 | 1749.963 | 1482.527
454 | 1749.959 | 1482.4
455 | 1749.6223 | 1482.212
456 | 1749.1697 | 1482.151
457 | 1749.1418 | 1481.747
458 | 1748.8 | 1480.8
459 | 1748 | 1480.701
460 | 1748 | 1480.476
461 | 1747.764 | 1480.133
462 | 1747.615 | 1479.454
463 | 1746.4 | 1479.2
464 | 1746.298 | 1479.2
465 | 1745.7801 | 1478.4
466 | 1745.6 | 1478.228
467 | 1745.249 | 1477.6
468 | 1744.6384 | 1477.185
469 | 1744.337 | 1476.634
470 | 1744.2447 | 1476.283
471 | 1744 | 1476
472 | 1744 | 1475.406
473 | 1743.702 | 1475.2
474 | 1743.6635 | 1474.572
475 | 1743.6133 | 1473.941
476 | 1743.462 | 1473.776
477 | 1743.337 | 1473.361
478 | 1742.4091 | 1473.306
479 | 1742.4 | 1472.8
480 | 1742.288 | 1472.545
481 | 1741.9777 | 1472.409
482 | 1741.725 | 1472
483 | 1741.645 | 1472
484 | 1741.499 | 1472
485 | 1740.9657 | 1470.4
486 | 1740.8 | 1469.97
487 | 1740.399 | 1469.775
488 | 1740.14 | 1469.6
489 | 1739.825 | 1469.462
490 | 1738.997 | 1469.462
491 | 1738.895 | 1469.322
492 | 1738.664 | 1469.007
493 | 1738.4 | 1468.496
494 | 1738.3935 | 1468.382
495 | 1737.954 | 1468
496 | 1737.8885 | 1467.913
497 | 1737.852 | 1467.666
498 | 1737.845 | 1467.2
499 | 1737.6 | 1467.071
500 | 1737.0911 | 1466.783
501 | 1737.05 | 1466.4
502 | 1737.0055 | 1466.369
503 | 1736.8 | 1466.274
504 | 1736.2529 | 1465.448
505 | 1735.3911 | 1464.8
506 | 1735.168 | 1464.528
507 | 1735.038 | 1464.019
508 | 1734.369 | 1464
509 | 1734.126 | 1463.752
510 | 1734.0288 | 1463.2
511 | 1733.951 | 1463.2
512 | 1733.837 | 1462.4
513 | 1733.618 | 1461.6
514 | 1732.8 | 1461.462
515 | 1731.7952 | 1460.8
516 | 1731.41 | 1460.644
517 | 1730.896 | 1459.826
518 | 1730.86 | 1459.415
519 | 1730.814 | 1459.2
520 | 1729.6 | 1459.2
521 | 1729.544 | 1459.2
522 | 1729.469 | 1459.102
523 | 1728.951 | 1458.4
524 | 1728.8 | 1458.305
525 | 1728.169 | 1457.6
526 | 1727.807 | 1457.6
527 | 1727.6442 | 1457.065
528 | 1727.174 | 1456.8
529 | 1727.078 | 1456.398
530 | 1726.744 | 1456.177
531 | 1726.4389 | 1456
532 | 1726.438 | 1455.594
533 | 1726.378 | 1454.172
534 | 1726.1516 | 1453.741
535 | 1726.047 | 1453.6
536 | 1725.917 | 1453.6
537 | 1725.6 | 1453.6
538 | 1725.6 | 1453.284
539 | 1725.6 | 1453.137
540 | 1724.6753 | 1452.94
541 | 1724.16 | 1452.213
542 | 1724.006 | 1451.992
543 | 1724 | 1451.704
544 | 1724 | 1451.274
545 | 1723.9854 | 1450.199
546 | 1723.893 | 1449.919
547 | 1723.786 | 1449.82
548 | 1723.1676 | 1449.583
549 | 1722.687 | 1448.8
550 | 1722.516 | 1448.357
551 | 1722.0755 | 1447.946
552 | 1721.903 | 1447.559
553 | 1721.6 | 1447.2
554 | 1718.8879 | 1446.4
555 | 1718.738 | 1446.4
556 | 1718.709 | 1446.201
557 | 1718.665 | 1445.923
558 | 1718.45 | 1445.6
559 | 1718.4 | 1445.232
560 | 1718.4 | 1445.105
561 | 1718.381 | 1444.8
562 | 1718.3751 | 1444
563 | 1718.2943 | 1443.57
564 | 1717.6 | 1443.382
565 | 1717.571 | 1442.728
566 | 1717.536 | 1440.8
567 | 1717.427 | 1440.774
568 | 1717.3001 | 1440.767
569 | 1717.244 | 1440.141
570 | 1717.081 | 1440
571 | 1716.665 | 1440
572 | 1716.587 | 1439.508
573 | 1715.3512 | 1438.278
574 | 1715.266 | 1436.8
575 | 1715.058 | 1436.8
576 | 1715.055 | 1436.559
577 | 1715.024 | 1436.559
578 | 1714.976 | 1436
579 | 1714.76 | 1436
580 | 1714.7026 | 1435.771
581 | 1714.1715 | 1434.62
582 | 1714.12 | 1434.4
583 | 1713.845 | 1434.4
584 | 1713.488 | 1434.399
585 | 1713.281 | 1434.298
586 | 1712.8476 | 1433.827
587 | 1712.774 | 1433.6
588 | 1712.2377 | 1433.6
589 | 1711.846 | 1433.6
590 | 1711.478 | 1433.2
591 | 1711.452 | 1432.8
592 | 1711.2 | 1431.211
593 | 1711.2 | 1430.414
594 | 1710.5644 | 1430.4
595 | 1710.5127 | 1430.4
596 | 1710.031 | 1429.6
597 | 1709.965 | 1429.6
598 | 1709.264 | 1429.6
599 | 1708.9138 | 1429.566
600 | 1708.3705 | 1428.8
601 | 1708.11 | 1428.398
602 | 1708 | 1428.024
603 | 1707.886 | 1428
604 | 1707.2 | 1428
605 | 1706.823 | 1428
606 | 1706.4 | 1428
607 | 1706.4 | 1427.235
608 | 1706.4 | 1427.2
609 | 1705.6 | 1427.2
610 | 1705.486 | 1426.362
611 | 1704.969 | 1425.787
612 | 1704.867 | 1425.6
613 | 1704.8 | 1425.478
614 | 1704.5439 | 1425.043
615 | 1704.422 | 1424.8
616 | 1704.336 | 1424.581
617 | 1704 | 1424.522
618 | 1703.789 | 1424
619 | 1703.5397 | 1424
620 | 1703.159 | 1423.672
621 | 1702.904 | 1423.641
622 | 1702.841 | 1423.2
623 | 1702.6602 | 1423.2
624 | 1702.4 | 1421.72
625 | 1702.4 | 1421.649
626 | 1701.8192 | 1421.6
627 | 1701.6 | 1421.245
628 | 1701.586 | 1421.02
629 | 1701.5656 | 1420.606
630 | 1701.3564 | 1420.243
631 | 1701.0862 | 1420.077
632 | 1700.8 | 1420
633 | 1700.6594 | 1419.829
634 | 1700.6118 | 1419.749
635 | 1700.5223 | 1419.466
636 | 1700.494 | 1419.2
637 | 1700.252 | 1418.82
638 | 1700.026 | 1418.596
639 | 1700 | 1418.578
640 | 1699.7626 | 1418.083
641 | 1699.676 | 1418.083
642 | 1699.22 | 1417.397
643 | 1698.6327 | 1417.299
644 | 1698.4 | 1416.8
645 | 1698.4 | 1416.8
646 | 1698.3869 | 1416.481
647 | 1698.036 | 1416.264
648 | 1697.6099 | 1416
649 | 1697.557 | 1416
650 | 1697.546 | 1416
651 | 1697.236 | 1415.902
652 | 1696.775 | 1415.241
653 | 1696.1792 | 1415.2
654 | 1696 | 1414.804
655 | 1696 | 1414.803
656 | 1695.2791 | 1414.405
657 | 1695.2 | 1414.4
658 | 1695.2 | 1414.4
659 | 1694.447 | 1414.4
660 | 1693.969 | 1413.6
661 | 1693.945 | 1412.8
662 | 1693.6 | 1412.8
663 | 1693.5468 | 1412
664 | 1693.54 | 1411.574
665 | 1693.198 | 1411.574
666 | 1692.649 | 1411.289
667 | 1692.1714 | 1411.2
668 | 1692 | 1410.488
669 | 1691.5158 | 1410.4
670 | 1691.2 | 1409.893
671 | 1691.064 | 1409.695
672 | 1691.038 | 1409.6
673 | 1690.754 | 1408.898
674 | 1690.4544 | 1408.8
675 | 1690.426 | 1408.436
676 | 1690.4 | 1408
677 | 1690.399 | 1408
678 | 1689.979 | 1408
679 | 1689.6706 | 1408
680 | 1689.2072 | 1407.76
681 | 1688.8665 | 1407.485
682 | 1688.8 | 1407.2
683 | 1688.8 | 1407.152
684 | 1688.7539 | 1407.128
685 | 1688.6062 | 1407.035
686 | 1688.5431 | 1406.667
687 | 1688.519 | 1405.711
688 | 1688 | 1404.843
689 | 1687.8042 | 1404.8
690 | 1687.35 | 1404.635
691 | 1687.2 | 1404.292
692 | 1687.1831 | 1403.919
693 | 1686.4 | 1403.83
694 | 1686.4 | 1403.2
695 | 1686.0651 | 1403.15
696 | 1685.6 | 1402.523
697 | 1685.3849 | 1402.523
698 | 1685.353 | 1402.4
699 | 1685.1478 | 1402.4
700 | 1685.004 | 1402.373
701 | 1684.8217 | 1401.069
702 | 1684.745 | 1400.18
703 | 1684.7296 | 1399.92
704 | 1684 | 1399.522
705 | 1684 | 1399.307
706 | 1683.9117 | 1398.549
707 | 1683.2 | 1398.489
708 | 1682.8481 | 1398.489
709 | 1682.404 | 1398.4
710 | 1682.4 | 1398.4
711 | 1682.4 | 1397.6
712 | 1681.4818 | 1397.294
713 | 1681.412 | 1396.8
714 | 1681.075 | 1396.292
715 | 1680.964 | 1396
716 | 1680.912 | 1395.569
717 | 1680.833 | 1395.2
718 | 1680.8 | 1394.546
719 | 1680.8 | 1394.4
720 | 1680.6373 | 1394.4
721 | 1680.269 | 1394.4
722 | 1679.1101 | 1394.11
723 | 1678.349 | 1393.933
724 | 1677.954 | 1393.6
725 | 1677.484 | 1393.075
726 | 1677.3843 | 1393.075
727 | 1677.291 | 1392.974
728 | 1676.9667 | 1392.764
729 | 1676.943 | 1392.764
730 | 1676.8 | 1392.164
731 | 1676.6695 | 1392
732 | 1675.929 | 1392
733 | 1675.8559 | 1392
734 | 1675.8557 | 1392
735 | 1675.433 | 1391.946
736 | 1675.2 | 1391.883
737 | 1674.824 | 1391.728
738 | 1674.4572 | 1391.681
739 | 1674.2622 | 1391.624
740 | 1673.787 | 1391.496
741 | 1673.4272 | 1391.367
742 | 1673.221 | 1390.445
743 | 1673.0266 | 1390.4
744 | 1672.8606 | 1390.066
745 | 1672.28 | 1390.057
746 | 1672.005 | 1389.68
747 | 1671.964 | 1388.675
748 | 1671.8876 | 1388.389
749 | 1671.8207 | 1388.339
750 | 1671.773 | 1387.2
751 | 1671.657 | 1386.987
752 | 1670.927 | 1386.835
753 | 1668.96 | 1386.835
754 | 1668.8448 | 1386.835
755 | 1668.8 | 1386.586
756 | 1668.541 | 1386.4
757 | 1668.373 | 1386.4
758 | 1667.2764 | 1386.266
759 | 1667.2 | 1385.967
760 | 1666.961 | 1385.821
761 | 1666.4 | 1385.6
762 | 1666.1761 | 1385.46
763 | 1665.9839 | 1384.8
764 | 1665.983 | 1384.8
765 | 1665.6 | 1384.8
766 | 1664.717 | 1384
767 | 1664.7066 | 1383.18
768 | 1664.469 | 1382.778
769 | 1664.4276 | 1382.173
770 | 1664.173 | 1381.6
771 | 1664.025 | 1381.6
772 | 1664 | 1381.586
773 | 1663.649 | 1381.02
774 | 1663.536 | 1380.8
775 | 1663.509 | 1380.8
776 | 1663.487 | 1380.682
777 | 1663.2 | 1380.271
778 | 1662.845 | 1380.21
779 | 1662.323 | 1379.986
780 | 1661.8303 | 1379.821
781 | 1661.6 | 1379.414
782 | 1661.6 | 1379.2
783 | 1661.6 | 1379.1
784 | 1661.105 | 1378.7
785 | 1660.8 | 1378.679
786 | 1660.7151 | 1377.6
787 | 1660.537 | 1377.226
788 | 1660.1947 | 1376.8
789 | 1660.1947 | 1376.8
790 | 1660.1947 | 1376.8
791 | 1660.1588 | 1376
792 | 1660 | 1375.999
793 | 1660 | 1375.827
794 | 1659.929 | 1375.523
795 | 1659.705 | 1375.182
796 | 1659.288 | 1374.62
797 | 1659.2 | 1374.147
798 | 1659.084 | 1373.6
799 | 1658.966 | 1373.157
800 | 1658.8698 | 1372
801 | 1658.613 | 1371.445
802 | 1658.559 | 1371.414
803 | 1657.388 | 1371.211
804 | 1657.048 | 1370.878
805 | 1656.929 | 1369.6
806 | 1656.806 | 1369.538
807 | 1656.8 | 1368.8
808 | 1656.7966 | 1368.8
809 | 1656.662 | 1368.8
810 | 1656.625 | 1368.686
811 | 1656.3215 | 1368.348
812 | 1656 | 1368.257
813 | 1655.249 | 1368.022
814 | 1655.2046 | 1368
815 | 1655.173 | 1367.412
816 | 1655.1368 | 1367.211
817 | 1654.093 | 1367.2
818 | 1653.7527 | 1367.2
819 | 1653.652 | 1366.663
820 | 1653.6 | 1366.634
821 | 1653.6 | 1366.4
822 | 1653.5431 | 1366.4
823 | 1653.246 | 1366.4
824 | 1653.202 | 1365.95
825 | 1653.136 | 1365.6
826 | 1652.92 | 1365.6
827 | 1652.8342 | 1365.482
828 | 1652.807 | 1365.124
829 | 1652.723 | 1364.958
830 | 1652.685 | 1364.8
831 | 1652.6215 | 1364.8
832 | 1652.5475 | 1363.337
833 | 1652.4707 | 1363.322
834 | 1652.413 | 1363.2
835 | 1651.7706 | 1362.679
836 | 1651.22 | 1362.4
837 | 1651.085 | 1362.4
838 | 1651.0189 | 1362.4
839 | 1650.484 | 1362.4
840 | 1650.4 | 1362.282
841 | 1649.699 | 1361.6
842 | 1648.641 | 1360.869
843 | 1648.157 | 1360.8
844 | 1648.072 | 1360.8
845 | 1648 | 1360.647
846 | 1647.9272 | 1360.451
847 | 1647.8616 | 1360.255
848 | 1647.588 | 1359.529
849 | 1647.544 | 1358.512
850 | 1647.2 | 1358.4
851 | 1647.2 | 1358.4
852 | 1647.1089 | 1358.088
853 | 1647.1089 | 1357.739
854 | 1646.336 | 1357.194
855 | 1646.173 | 1356.8
856 | 1645.765 | 1356.8
857 | 1645.752 | 1356.8
858 | 1645.6 | 1356.367
859 | 1645.065 | 1356.322
860 | 1644.823 | 1356.304
861 | 1644.797 | 1356
862 | 1644.762 | 1356
863 | 1644.1407 | 1355.757
864 | 1643.977 | 1355.507
865 | 1643.7 | 1355.144
866 | 1643.485 | 1354.98
867 | 1643.2243 | 1354.95
868 | 1643.0203 | 1354.4
869 | 1642.84 | 1353.426
870 | 1642.4999 | 1352.239
871 | 1642.4 | 1352
872 | 1642.3118 | 1351.872
873 | 1642.0142 | 1351.81
874 | 1641.988 | 1351.522
875 | 1641.6575 | 1351.2
876 | 1641.6 | 1351.2
877 | 1641.378 | 1351.055
878 | 1641.186 | 1350.752
879 | 1640.8 | 1350.4
880 | 1640.668 | 1350.4
881 | 1640 | 1350.4
882 | 1639.9322 | 1349.679
883 | 1639.3396 | 1349.132
884 | 1638.9311 | 1349.006
885 | 1638.7226 | 1348.944
886 | 1638.605 | 1348.873
887 | 1638.537 | 1348.8
888 | 1638.403 | 1348.8
889 | 1638.3992 | 1348.8
890 | 1638.085 | 1348
891 | 1638.025 | 1347.784
892 | 1637.9753 | 1347.642
893 | 1637.6 | 1347.526
894 | 1637.5824 | 1347.404
895 | 1637.2954 | 1347.2
896 | 1637.1595 | 1347.2
897 | 1637.0923 | 1346.178
898 | 1636.944 | 1346.105
899 | 1636.7689 | 1345.6
900 | 1636.574 | 1345.6
901 | 1636.4498 | 1345.6
902 | 1636.443 | 1345.147
903 | 1636.4299 | 1344.8
904 | 1636.1784 | 1344.8
905 | 1636 | 1344.8
906 | 1636 | 1344.577
907 | 1636 | 1343.987
908 | 1635.7965 | 1343.914
909 | 1635.582 | 1343.558
910 | 1635.438 | 1343.38
911 | 1635.414 | 1341.857
912 | 1635.2 | 1341.6
913 | 1634.626 | 1341.6
914 | 1634.4 | 1341.336
915 | 1634.4 | 1341.317
916 | 1634.3255 | 1341.153
917 | 1634.306 | 1340.366
918 | 1634.053 | 1340
919 | 1633.953 | 1340
920 | 1633.6 | 1339.569
921 | 1633.544 | 1339.188
922 | 1633.042 | 1338.4
923 | 1633.019 | 1337.738
924 | 1632.9415 | 1337.6
925 | 1632.862 | 1337.062
926 | 1632.697 | 1336.8
927 | 1632.597 | 1336.8
928 | 1632.0301 | 1336
929 | 1632 | 1335.966
930 | 1632 | 1335.2
931 | 1631.553 | 1334.927
932 | 1631.387 | 1334.4
933 | 1631.193 | 1334.4
934 | 1630.98 | 1333.711
935 | 1630.578 | 1333.6
936 | 1629.851 | 1333.6
937 | 1629.663 | 1332.8
938 | 1629.66 | 1331.639
939 | 1629.6 | 1331.289
940 | 1629.559 | 1331.2
941 | 1629.508 | 1331.2
942 | 1629.2201 | 1329.82
943 | 1628.8 | 1329.6
944 | 1628.7921 | 1329.6
945 | 1628.745 | 1329.554
946 | 1628.6735 | 1329.085
947 | 1628.6013 | 1328.947
948 | 1628.348 | 1328.8
949 | 1628.2678 | 1328.8
950 | 1628 | 1328.59
951 | 1627.857 | 1328.413
952 | 1627.7258 | 1328.156
953 | 1627.697 | 1326.905
954 | 1627.379 | 1326.4
955 | 1627.268 | 1326.183
956 | 1627.259 | 1326.022
957 | 1627.187 | 1325.702
958 | 1626.909 | 1325.6
959 | 1626.9086 | 1325.6
960 | 1626.609 | 1325.6
961 | 1626.5602 | 1325.457
962 | 1626.32 | 1324.067
963 | 1625.792 | 1324
964 | 1625.6 | 1324
965 | 1625.599 | 1324
966 | 1625.402 | 1323.903
967 | 1625.359 | 1323.708
968 | 1625.121 | 1323.514
969 | 1625.028 | 1323.126
970 | 1624.992 | 1322.503
971 | 1624.8 | 1322.384
972 | 1624.8 | 1322.06
973 | 1624.376 | 1321.613
974 | 1624.258 | 1321.6
975 | 1624.0727 | 1321.6
976 | 1624 | 1321.6
977 | 1624 | 1321.6
978 | 1624 | 1321.164
979 | 1623.7979 | 1320.994
980 | 1623.593 | 1320.898
981 | 1623.5803 | 1320.258
982 | 1623.5477 | 1319.2
983 | 1623.4698 | 1319.16
984 | 1623.432 | 1318.787
985 | 1623.3211 | 1318.67
986 | 1623.245 | 1318.4
987 | 1623.038 | 1318.4
988 | 1622.9691 | 1317.825
989 | 1622.4644 | 1317.825
990 | 1622.4 | 1317.687
991 | 1622.4 | 1317.133
992 | 1622.4 | 1316.91
993 | 1622.298 | 1316.8
994 | 1622.297 | 1316.482
995 | 1621.666 | 1316
996 | 1621.6 | 1315.122
997 | 1621.58 | 1315.11
998 | 1621.22 | 1315.07
999 | 1621.135 | 1314.638
1000 | 1620.881 | 1314.597
1001 | 1620.8484 | 1314.4
1002 | 1620.767 | 1314.374
1003 | 1620.676 | 1314.233
1004 | 1620.5808 | 1313.639
1005 | 1620.4415 | 1313.6
1006 | 1620.387 | 1313.6
1007 | 1620.241 | 1313.149
1008 | 1620.088 | 1312.8
1009 | 1620 | 1312.8
1010 | 1619.476 | 1312.8
1011 | 1619.2759 | 1312.297
1012 | 1619.2 | 1312.249
1013 | 1618.778 | 1312.249
1014 | 1617.9573 | 1311.97
1015 | 1617.9401 | 1311.037
1016 | 1617.779 | 1310.959
1017 | 1617.657 | 1310.771
1018 | 1617.6 | 1310.599
1019 | 1617.23 | 1310.4
1020 | 1616.8 | 1310.4
1021 | 1616.673 | 1310.4
1022 | 1616.357 | 1310.163
1023 | 1616.041 | 1310.057
1024 | 1616.0319 | 1309.918
1025 | 1616 | 1309.918
1026 | 1615.953 | 1309.226
1027 | 1615.8908 | 1308.846
1028 | 1615.5546 | 1308.643
1029 | 1615.2725 | 1308
1030 | 1615.258 | 1306.766
1031 | 1615.2545 | 1306.284
1032 | 1615.2 | 1306.083
1033 | 1615.0866 | 1306.033
1034 | 1615.041 | 1306.033
1035 | 1614.836 | 1305.6
1036 | 1614.825 | 1305.548
1037 | 1614.354 | 1305.303
1038 | 1614.236 | 1304.8
1039 | 1614.058 | 1304.8
1040 | 1613.967 | 1304.669
1041 | 1613.9387 | 1304.439
1042 | 1613.7006 | 1304
1043 | 1613.6 | 1304
1044 | 1613.6 | 1303.888
1045 | 1613.5784 | 1303.2
1046 | 1612.9237 | 1303.2
1047 | 1612.774 | 1302.803
1048 | 1612.223 | 1302.63
1049 | 1612.0778 | 1302.606
1050 | 1612 | 1302.39
1051 | 1612 | 1301.174
1052 | 1611.558 | 1300.374
1053 | 1611.083 | 1300.344
1054 | 1610.935 | 1300
1055 | 1610.809 | 1300
1056 | 1610.3071 | 1300
1057 | 1610.257 | 1299.532
1058 | 1610.0698 | 1299.258
1059 | 1610.063 | 1299.2
1060 | 1609.8915 | 1299.2
1061 | 1609.75 | 1299.047
1062 | 1609.7142 | 1298.4
1063 | 1609.6674 | 1298.193
1064 | 1609.6 | 1298.131
1065 | 1609.349 | 1297.88
1066 | 1609.172 | 1296.8
1067 | 1609.0448 | 1296.332
1068 | 1608.955 | 1295.933
1069 | 1608.8247 | 1295.2
1070 | 1608.786 | 1294.574
1071 | 1608.759 | 1294.4
1072 | 1608.7589 | 1294.4
1073 | 1608.326 | 1294.146
1074 | 1608.296 | 1293.998
1075 | 1608.087 | 1293.6
1076 | 1607.9571 | 1293.568
1077 | 1607.7798 | 1293.35
1078 | 1607.6891 | 1292.96
1079 | 1607.655 | 1292.903
1080 | 1607.397 | 1292.8
1081 | 1607.2 | 1292.8
1082 | 1606.824 | 1292
1083 | 1606.752 | 1291.2
1084 | 1606.691 | 1290.514
1085 | 1606.679 | 1290.494
1086 | 1606.507 | 1290.4
1087 | 1606.5008 | 1290.4
1088 | 1605.867 | 1290.4
1089 | 1605.764 | 1290.4
1090 | 1605.5447 | 1290.198
1091 | 1605.522 | 1289.367
1092 | 1605.2895 | 1288.8
1093 | 1605.2708 | 1288.8
1094 | 1605.1611 | 1288.39
1095 | 1604.899 | 1288.125
1096 | 1604.627 | 1288
1097 | 1604.417 | 1287.2
1098 | 1604.172 | 1287.2
1099 | 1604.111 | 1286.421
1100 | 1603.942 | 1286.4
1101 | 1603.774 | 1286.4
1102 | 1603.6198 | 1285.997
1103 | 1603.4885 | 1285.833
1104 | 1603.456 | 1285.689
1105 | 1603.4336 | 1285.6
1106 | 1603.201 | 1285.6
1107 | 1603.2 | 1285.6
1108 | 1603.2 | 1285.591
1109 | 1603.039 | 1285.161
1110 | 1602.996 | 1284.816
1111 | 1602.9466 | 1284.327
1112 | 1602.9128 | 1284
1113 | 1602.881 | 1284
1114 | 1602.583 | 1284
1115 | 1602.436 | 1283.817
1116 | 1602.4 | 1283.787
1117 | 1602.301 | 1283.2
1118 | 1602.265 | 1282.753
1119 | 1602.1427 | 1282.4
1120 | 1602.0439 | 1282.193
1121 | 1601.832 | 1282.011
1122 | 1601.6 | 1281.6
1123 | 1601.6 | 1281.115
1124 | 1601.6 | 1280.8
1125 | 1601.467 | 1280.599
1126 | 1601.404 | 1280
1127 | 1601.327 | 1279.805
1128 | 1601.2271 | 1278.575
1129 | 1601.1342 | 1278.268
1130 | 1601.039 | 1278.23
1131 | 1600.8 | 1277.6
1132 | 1600.536 | 1277.595
1133 | 1600.335 | 1277.484
1134 | 1600 | 1276.8
1135 | 1600 | 1276
1136 | 1599.883 | 1276
1137 | 1599.831 | 1275.732
1138 | 1599.7157 | 1275.693
1139 | 1599.6753 | 1275.58
1140 | 1599.518 | 1275.392
1141 | 1599.501 | 1275.2
1142 | 1599.2 | 1275.021
1143 | 1599.2 | 1274.956
1144 | 1598.971 | 1274.827
1145 | 1598.4 | 1274.673
1146 | 1598.4 | 1274.656
1147 | 1598.3855 | 1274.4
1148 | 1598.239 | 1274.4
1149 | 1597.991 | 1274.4
1150 | 1597.92 | 1274.4
1151 | 1597.6423 | 1274.4
1152 | 1597.6 | 1274.312
1153 | 1597.596 | 1273.77
1154 | 1597.5495 | 1273.361
1155 | 1597.412 | 1272.988
1156 | 1596.3166 | 1272.815
1157 | 1595.5861 | 1272.8
1158 | 1595.3702 | 1272.8
1159 | 1595.194 | 1272.8
1160 | 1595.175 | 1272.45
1161 | 1595.0541 | 1272
1162 | 1594.663 | 1271.2
1163 | 1594.654 | 1270.908
1164 | 1594.407 | 1270.858
1165 | 1593.999 | 1270.294
1166 | 1593.7705 | 1270.243
1167 | 1593.6599 | 1269.632
1168 | 1593.632 | 1269.443
1169 | 1593.5002 | 1268.8
1170 | 1593.282 | 1268.8
1171 | 1593.236 | 1268.8
1172 | 1593.166 | 1268.8
1173 | 1593.084 | 1268
1174 | 1593.023 | 1268
1175 | 1592.847 | 1267.7
1176 | 1592.548 | 1267.2
1177 | 1592.421 | 1267.2
1178 | 1592.395 | 1267.052
1179 | 1592.282 | 1266.409
1180 | 1592.239 | 1266.4
1181 | 1592.0899 | 1266.4
1182 | 1591.6166 | 1266.3
1183 | 1591.2 | 1265.914
1184 | 1591.079 | 1265.6
1185 | 1590.8468 | 1264.8
1186 | 1590.8052 | 1263.979
1187 | 1590.4 | 1263.933
1188 | 1589.617 | 1263.865
1189 | 1589.6 | 1263.865
1190 | 1589.6 | 1263.865
1191 | 1589.6 | 1263.261
1192 | 1589.6 | 1263.2
1193 | 1589.6 | 1262.525
1194 | 1589.517 | 1262.525
1195 | 1589.396 | 1262.4
1196 | 1589.091 | 1262.4
1197 | 1588.8 | 1262.276
1198 | 1588.775 | 1261.316
1199 | 1588.6233 | 1260.424
1200 | 1588.328 | 1260.276
1201 | 1588.2695 | 1260
1202 | 1588.2052 | 1260
1203 | 1588.152 | 1259.807
1204 | 1588.0616 | 1259.21
1205 | 1587.901 | 1259.117
1206 | 1587.586 | 1258.426
1207 | 1587.4332 | 1258.426
1208 | 1587.2847 | 1258.4
1209 | 1587.2847 | 1258.4
1210 | 1587.2 | 1257.6
1211 | 1587.2 | 1257.49
1212 | 1587.2 | 1257.184
1213 | 1587.1934 | 1257.086
1214 | 1586.6892 | 1257.004
1215 | 1586.458 | 1256.816
1216 | 1585.9659 | 1256.8
1217 | 1585.9435 | 1256.8
1218 | 1585.7722 | 1256.268
1219 | 1585.6 | 1256.268
1220 | 1585.6 | 1256.268
1221 | 1585.4113 | 1256.233
1222 | 1584.9707 | 1256.022
1223 | 1584.9543 | 1256
1224 | 1584.8 | 1256
1225 | 1584.5198 | 1255.533
1226 | 1584.409 | 1255.509
1227 | 1584.3586 | 1255.099
1228 | 1584.287 | 1254.973
1229 | 1584.1702 | 1254.973
1230 | 1584.014 | 1254.4
1231 | 1583.2 | 1254.4
1232 | 1583.2 | 1254.291
1233 | 1583.009 | 1253.279
1234 | 1582.693 | 1252.988
1235 | 1582.6231 | 1252.915
1236 | 1582.537 | 1252.8
1237 | 1582.4 | 1252.8
1238 | 1582.275 | 1252.8
1239 | 1582.1499 | 1252.591
1240 | 1581.6 | 1251.308
1241 | 1581.445 | 1251.244
1242 | 1581.08 | 1251.12
1243 | 1580.9303 | 1251.115
1244 | 1580.825 | 1251.007
1245 | 1580.8 | 1250.4
1246 | 1580.8 | 1248.913
1247 | 1580.7302 | 1248.8
1248 | 1580.699 | 1248.8
1249 | 1580.662 | 1248.8
1250 | 1580.4767 | 1248.8
1251 | 1580.403 | 1248.008
1252 | 1580.373 | 1248
1253 | 1580.043 | 1248
1254 | 1580 | 1247.2
1255 | 1579.999 | 1247.195
1256 | 1579.901 | 1246.986
1257 | 1579.897 | 1246.4
1258 | 1579.4376 | 1245.6
1259 | 1579.2 | 1245.6
1260 | 1579.2 | 1245.575
1261 | 1578.9248 | 1245.294
1262 | 1578.746 | 1244.8
1263 | 1578.4 | 1244.8
1264 | 1578.4 | 1244.499
1265 | 1577.9614 | 1244.187
1266 | 1577.8526 | 1243.943
1267 | 1577.6 | 1243.943
1268 | 1577.6 | 1243.2
1269 | 1577.5497 | 1243.029
1270 | 1576.944 | 1242.772
1271 | 1576.816 | 1242.4
1272 | 1576.8 | 1242.349
1273 | 1576.8 | 1240.8
1274 | 1576.5504 | 1240.77
1275 | 1576.4513 | 1240.515
1276 | 1576 | 1240.087
1277 | 1575.959 | 1240
1278 | 1575.5306 | 1240
1279 | 1575.2 | 1239.2
1280 | 1574.8582 | 1239.2
1281 | 1574.8537 | 1239.2
1282 | 1574.613 | 1238.842
1283 | 1574.4 | 1238.669
1284 | 1574.4 | 1238.616
1285 | 1574.2258 | 1238.439
1286 | 1573.75 | 1238.194
1287 | 1573.2998 | 1237.706
1288 | 1572.945 | 1237.706
1289 | 1572.7909 | 1237.59
1290 | 1572.735 | 1237.567
1291 | 1572.208 | 1237.145
1292 | 1572.128 | 1237.145
1293 | 1572 | 1236.109
1294 | 1572 | 1236.109
1295 | 1571.8691 | 1235.2
1296 | 1571.8691 | 1234.4
1297 | 1571.813 | 1234.4
1298 | 1571.3059 | 1233.746
1299 | 1571.2 | 1233.634
1300 | 1571.2 | 1233.6
1301 | 1571.0512 | 1233.467
1302 | 1570.841 | 1233.287
1303 | 1570.749 | 1233.287
1304 | 1570.4 | 1232.8
1305 | 1570.274 | 1232.8
1306 | 1570.042 | 1232.224
1307 | 1569.9972 | 1232.18
1308 | 1569.862 | 1231.822
1309 | 1569.698 | 1231.447
1310 | 1569.6 | 1231.406
1311 | 1569.6 | 1231.053
1312 | 1569.6 | 1230.799
1313 | 1569.6 | 1230.67
1314 | 1569.14 | 1230.4
1315 | 1568.995 | 1230.19
1316 | 1568.8 | 1230.108
1317 | 1568.8 | 1229.599
1318 | 1568.5977 | 1229.417
1319 | 1568.4882 | 1229.116
1320 | 1568.38 | 1228.8
1321 | 1568 | 1228.691
1322 | 1568 | 1228.524
1323 | 1567.968 | 1228.499
1324 | 1567.5485 | 1228.38
1325 | 1567.2 | 1228
1326 | 1567.2 | 1227.847
1327 | 1567.16 | 1227.535
1328 | 1567.117 | 1226.847
1329 | 1567.0843 | 1226.522
1330 | 1567.0843 | 1226.4
1331 | 1566.858 | 1226.4
1332 | 1566.4 | 1226.008
1333 | 1566.4 | 1225.81
1334 | 1566.318 | 1225.6
1335 | 1566.1442 | 1225.6
1336 | 1566.084 | 1225.6
1337 | 1566.0129 | 1225.376
1338 | 1565.6 | 1225.273
1339 | 1565.3264 | 1225.056
1340 | 1565.3264 | 1224.8
1341 | 1565.3264 | 1224.464
1342 | 1565.032 | 1223.361
1343 | 1564.8337 | 1223.2
1344 | 1564.8 | 1223.2
1345 | 1564.005 | 1222.511
1346 | 1564 | 1222.4
1347 | 1564 | 1222.4
1348 | 1563.935 | 1222.4
1349 | 1563.6281 | 1222.124
1350 | 1563.602 | 1221.838
1351 | 1563.4947 | 1221.739
1352 | 1563.398 | 1221.699
1353 | 1562.9559 | 1221.6
1354 | 1562.899 | 1221.129
1355 | 1562.6978 | 1220.833
1356 | 1562.4 | 1220.8
1357 | 1562.161 | 1220.8
1358 | 1561.9623 | 1220.57
1359 | 1561.8691 | 1220.036
1360 | 1561.823 | 1220
1361 | 1561.3107 | 1220
1362 | 1561.284 | 1220
1363 | 1561.218 | 1219.959
1364 | 1560.8 | 1218.757
1365 | 1560.4337 | 1218.567
1366 | 1560.409 | 1218.4
1367 | 1560.354 | 1218.239
1368 | 1560.347 | 1217.408
1369 | 1559.6016 | 1217.286
1370 | 1559.5597 | 1217.286
1371 | 1559.029 | 1216.931
1372 | 1559.024 | 1216.848
1373 | 1558.9445 | 1216.685
1374 | 1558.583 | 1216.376
1375 | 1558.4 | 1216.294
1376 | 1558.331 | 1216
1377 | 1558.054 | 1216
1378 | 1557.9659 | 1215.698
1379 | 1557.9215 | 1215.604
1380 | 1557.6541 | 1215.295
1381 | 1557.6 | 1215.2
1382 | 1557.6 | 1215.149
1383 | 1557.5416 | 1215.079
1384 | 1557.38 | 1214.131
1385 | 1557.2327 | 1213.629
1386 | 1557.127 | 1213.6
1387 | 1556.917 | 1213.215
1388 | 1556.8 | 1212.841
1389 | 1556.8 | 1212.8
1390 | 1556.628 | 1212
1391 | 1556.4 | 1212
1392 | 1556.2421 | 1211.992
1393 | 1556.164 | 1211.528
1394 | 1556.11 | 1211.2
1395 | 1556.0846 | 1211.2
1396 | 1556 | 1211.064
1397 | 1556 | 1210.769
1398 | 1555.5125 | 1210.666
1399 | 1555.4302 | 1209.693
1400 | 1555.276 | 1209.529
1401 | 1555.2 | 1208.916
1402 | 1555.098 | 1208.8
1403 | 1554.491 | 1207.2
1404 | 1554.4 | 1207.2
1405 | 1554.4 | 1206.988
1406 | 1554.3395 | 1206.489
1407 | 1554.326 | 1206.432
1408 | 1554.2017 | 1206.4
1409 | 1554.1529 | 1206.4
1410 | 1554.145 | 1205.75
1411 | 1554.022 | 1205.717
1412 | 1553.989 | 1205.1
1413 | 1553.979 | 1204.8
1414 | 1553.8764 | 1204.8
1415 | 1553.6 | 1204.782
1416 | 1553.6 | 1204
1417 | 1553.3917 | 1203.862
1418 | 1553.305 | 1203.477
1419 | 1553.0947 | 1203.477
1420 | 1552.9578 | 1203.442
1421 | 1552.301 | 1203.028
1422 | 1552.2695 | 1202.4
1423 | 1552.097 | 1201.6
1424 | 1551.8563 | 1200.961
1425 | 1551.5661 | 1200.8
1426 | 1551.507 | 1200.8
1427 | 1551.4233 | 1200.8
1428 | 1551.363 | 1200.8
1429 | 1551.2 | 1200.409
1430 | 1551.2 | 1200.369
1431 | 1551.141 | 1200.116
1432 | 1551.0702 | 1200.114
1433 | 1550.943 | 1200
1434 | 1550.847 | 1199.593
1435 | 1550.773 | 1199.317
1436 | 1550.7356 | 1199.2
1437 | 1550.416 | 1199.2
1438 | 1550.4 | 1199.064
1439 | 1550.4 | 1198.816
1440 | 1549.679 | 1198.162
1441 | 1549.6 | 1198.121
1442 | 1548.9698 | 1198.039
1443 | 1548.9034 | 1197.509
1444 | 1548.8 | 1197.366
1445 | 1548.8 | 1197.262
1446 | 1548.768 | 1196.8
1447 | 1548.5916 | 1196.8
1448 | 1548.0484 | 1196.246
1449 | 1548 | 1196.132
1450 | 1547.9905 | 1196.129
1451 | 1547.887 | 1196
1452 | 1547.5341 | 1196
1453 | 1547.522 | 1195.667
1454 | 1547.461 | 1195.574
1455 | 1547.415 | 1195.574
1456 | 1547.1005 | 1195.2
1457 | 1546.8023 | 1195.03
1458 | 1546.6392 | 1194.931
1459 | 1546.546 | 1194.4
1460 | 1546.5163 | 1194.4
1461 | 1546.4283 | 1193.6
1462 | 1546.4 | 1193.6
1463 | 1546.4 | 1193.214
1464 | 1546.4 | 1192.917
1465 | 1546.268 | 1192.811
1466 | 1546.2679 | 1192.686
1467 | 1546.263 | 1192.314
1468 | 1546.02 | 1192
1469 | 1545.6 | 1192
1470 | 1545.6 | 1192
1471 | 1545.343 | 1191.761
1472 | 1545.3275 | 1191.587
1473 | 1545.1075 | 1191.394
1474 | 1545.101 | 1190.443
1475 | 1544.9103 | 1190.4
1476 | 1544.8 | 1189.754
1477 | 1544.8 | 1189.6
1478 | 1544.713 | 1189.6
1479 | 1544.646 | 1189.573
1480 | 1544.619 | 1189.336
1481 | 1544.599 | 1188.8
1482 | 1544.327 | 1188.667
1483 | 1544.0628 | 1188.58
1484 | 1544.0628 | 1188.569
1485 | 1544 | 1188
1486 | 1543.7762 | 1187.938
1487 | 1543.6956 | 1187.865
1488 | 1543.6519 | 1187.2
1489 | 1543.534 | 1187.129
1490 | 1543.2 | 1186.394
1491 | 1542.9749 | 1186.105
1492 | 1542.9506 | 1185.463
1493 | 1542.7756 | 1184.973
1494 | 1542.7437 | 1184.973
1495 | 1542.4 | 1184.831
1496 | 1542.4 | 1184.831
1497 | 1542.4 | 1184.831
1498 | 1542.1992 | 1184.8
1499 | 1542.1261 | 1184.8
1500 | 1542.057 | 1184.454
1501 | 1541.713 | 1184
1502 | 1541.6 | 1184
1503 | 1541.5026 | 1183.687
1504 | 1540.824 | 1182.68
1505 | 1540.8 | 1182.4
1506 | 1540.8 | 1181.981
1507 | 1540.8 | 1181.981
1508 | 1540.681 | 1181.77
1509 | 1540.524 | 1181.6
1510 | 1540.0611 | 1180.8
1511 | 1540.045 | 1180.51
1512 | 1539.8915 | 1180.51
1513 | 1539.86 | 1180.071
1514 | 1539.824 | 1180
1515 | 1539.811 | 1179.774
1516 | 1539.509 | 1179.725
1517 | 1539.2 | 1179.2
1518 | 1539.2 | 1179.2
1519 | 1539.01 | 1179.039
1520 | 1538.833 | 1178.997
1521 | 1538.7348 | 1178.455
1522 | 1538.6406 | 1178.4
1523 | 1538.6163 | 1177.801
1524 | 1538.464 | 1177.568
1525 | 1538.4 | 1177.061
1526 | 1538.349 | 1176.984
1527 | 1538.188 | 1176.84
1528 | 1538.105 | 1176.834
1529 | 1537.608 | 1176.8
1530 | 1537.6 | 1176.8
1531 | 1537.6 | 1175.969
1532 | 1537.5607 | 1175.2
1533 | 1537.5301 | 1174.613
1534 | 1537.528 | 1173.954
1535 | 1537.3752 | 1173.816
1536 | 1537.263 | 1173.432
1537 | 1537.183 | 1172.8
1538 | 1537.052 | 1172.4
1539 | 1536.9168 | 1172.039
1540 | 1536.8077 | 1172
1541 | 1536.804 | 1171.95
1542 | 1536.8 | 1170.709
1543 | 1536.6216 | 1170.629
1544 | 1536.546 | 1169.6
1545 | 1536.423 | 1169.6
1546 | 1536.183 | 1168.8
1547 | 1536 | 1168.8
1548 | 1535.971 | 1168
1549 | 1535.8845 | 1168
1550 | 1535.856 | 1168
1551 | 1535.769 | 1167.407
1552 | 1535.5758 | 1167.2
1553 | 1535.5124 | 1167.2
1554 | 1535.2541 | 1167.071
1555 | 1535.2298 | 1167.024
1556 | 1534.8067 | 1166.4
1557 | 1534.4519 | 1166.225
1558 | 1534.4 | 1165.874
1559 | 1534.4 | 1165.874
1560 | 1534.4 | 1165.738
1561 | 1534.3568 | 1165.6
1562 | 1534.321 | 1165.6
1563 | 1534.229 | 1165.368
1564 | 1534.199 | 1165.064
1565 | 1534.0547 | 1164.8
1566 | 1533.6 | 1164.796
1567 | 1533.5207 | 1164.328
1568 | 1533.1581 | 1163.2
1569 | 1533.0237 | 1162.857
1570 | 1532.8 | 1162.4
1571 | 1532.8 | 1162.4
1572 | 1532.198 | 1162.3
1573 | 1532 | 1162.3
1574 | 1532 | 1161.734
1575 | 1532 | 1161.104
1576 | 1532 | 1161.066
1577 | 1531.3527 | 1160.8
1578 | 1531.346 | 1160.252
1579 | 1531.2 | 1160.192
1580 | 1531.2 | 1159.2
1581 | 1531.2 | 1159.2
1582 | 1531.013 | 1158.444
1583 | 1530.9776 | 1158.4
1584 | 1530.86 | 1158.277
1585 | 1530.718 | 1158.277
1586 | 1530.064 | 1157.638
1587 | 1529.9046 | 1157.6
1588 | 1529.712 | 1157.558
1589 | 1529.6 | 1157.229
1590 | 1529.6 | 1156.896
1591 | 1529.6 | 1156
1592 | 1529.6 | 1156
1593 | 1529.519 | 1155.725
1594 | 1528.8197 | 1155.502
1595 | 1528.819 | 1155.299
1596 | 1528.475 | 1155.2
1597 | 1528.3529 | 1154.691
1598 | 1528.29 | 1154.133
1599 | 1528.207 | 1153.6
1600 | 1528.0967 | 1152.976
1601 | 1528.006 | 1152.8
1602 | 1528 | 1152.8
1603 | 1527.881 | 1152
1604 | 1527.7062 | 1151.824
1605 | 1527.7062 | 1151.437
1606 | 1527.332 | 1151.19
1607 | 1527.327 | 1150.645
1608 | 1527.2199 | 1150.612
1609 | 1526.8884 | 1150.4
1610 | 1526.8884 | 1149.6
1611 | 1526.8378 | 1149.6
1612 | 1526.73 | 1149.6
1613 | 1526.413 | 1149.393
1614 | 1526.4 | 1148.147
1615 | 1526.4 | 1148.147
1616 | 1526.204 | 1148
1617 | 1526.041 | 1147.917
1618 | 1525.9328 | 1147.883
1619 | 1525.6 | 1147.538
1620 | 1525.6 | 1147.411
1621 | 1525.559 | 1147.2
1622 | 1525.4623 | 1146.4
1623 | 1525.3618 | 1145.6
1624 | 1525.3581 | 1145.6
1625 | 1525.044 | 1145.154
1626 | 1524.5 | 1144.83
1627 | 1524 | 1144.8
1628 | 1524 | 1144.8
1629 | 1524 | 1144.549
1630 | 1523.695 | 1144.5
1631 | 1523.623 | 1144.463
1632 | 1523.622 | 1143.613
1633 | 1523.5696 | 1142.72
1634 | 1522.957 | 1142.4
1635 | 1522.874 | 1142.4
1636 | 1522.828 | 1142.4
1637 | 1522.7988 | 1141.966
1638 | 1522.665 | 1141.6
1639 | 1522.428 | 1141.144
1640 | 1522.4 | 1141.01
1641 | 1522.3454 | 1141.01
1642 | 1522.0625 | 1140.909
1643 | 1521.983 | 1140.8
1644 | 1521.9814 | 1140.22
1645 | 1521.9814 | 1140.056
1646 | 1521.9772 | 1140
1647 | 1521.6 | 1140
1648 | 1521.6 | 1139.814
1649 | 1521.6 | 1139.32
1650 | 1521.1636 | 1139.2
1651 | 1520.8 | 1138.969
1652 | 1520.7915 | 1138.587
1653 | 1520.4757 | 1138.247
1654 | 1520.337 | 1137.956
1655 | 1520.142 | 1137.6
1656 | 1520.027 | 1136.8
1657 | 1519.8933 | 1136.756
1658 | 1519.876 | 1136.175
1659 | 1519.6659 | 1135.966
1660 | 1519.5135 | 1135.566
1661 | 1519.235 | 1135.272
1662 | 1519.2 | 1135.2
1663 | 1519.172 | 1134.769
1664 | 1519.101 | 1134.33
1665 | 1518.9141 | 1134.33
1666 | 1518.9095 | 1133.412
1667 | 1518.8139 | 1133.231
1668 | 1518.8139 | 1132.8
1669 | 1518.7101 | 1132.393
1670 | 1518.4 | 1132.306
1671 | 1518.4 | 1132.286
1672 | 1518.4 | 1132.168
1673 | 1517.919 | 1132
1674 | 1517.8449 | 1131.34
1675 | 1517.6 | 1131.2
1676 | 1517.6 | 1131.2
1677 | 1517.6 | 1131.2
1678 | 1517.3603 | 1130.4
1679 | 1517.328 | 1130.031
1680 | 1517.155 | 1128.8
1681 | 1517.038 | 1128.8
1682 | 1516.8 | 1128.605
1683 | 1516.8 | 1128
1684 | 1516.4783 | 1128
1685 | 1516.32 | 1127.787
1686 | 1516 | 1127.552
1687 | 1515.751 | 1127.549
1688 | 1515.3156 | 1127.493
1689 | 1515.2 | 1127.28
1690 | 1515.2 | 1127.2
1691 | 1515.2 | 1127.2
1692 | 1515.135 | 1127.2
1693 | 1514.83 | 1126.97
1694 | 1514.752 | 1126.505
1695 | 1514.737 | 1126.505
1696 | 1514.4 | 1126.4
1697 | 1514.4 | 1126.4
1698 | 1514.373 | 1126.094
1699 | 1514.242 | 1125.815
1700 | 1514.182 | 1125.71
1701 | 1513.8031 | 1125.233
1702 | 1513.6533 | 1125.109
1703 | 1513.4915 | 1124.817
1704 | 1513.4756 | 1124.23
1705 | 1513.323 | 1124
1706 | 1512.8 | 1123.875
1707 | 1512.8 | 1123.875
1708 | 1512.8 | 1123.584
1709 | 1512.8 | 1123.163
1710 | 1512.557 | 1122.97
1711 | 1512.4939 | 1122.816
1712 | 1512.119 | 1122.676
1713 | 1512.0147 | 1122.404
1714 | 1511.9217 | 1122.4
1715 | 1511.5332 | 1121.899
1716 | 1511.5071 | 1121.6
1717 | 1511.408 | 1121.6
1718 | 1511.2516 | 1121.482
1719 | 1510.972 | 1120.8
1720 | 1510.8356 | 1120.284
1721 | 1510.7833 | 1120.197
1722 | 1510.4219 | 1120
1723 | 1510.4 | 1120
1724 | 1510.4 | 1120
1725 | 1510.3678 | 1119.889
1726 | 1510.044 | 1119.86
1727 | 1509.998 | 1119.2
1728 | 1509.994 | 1118.791
1729 | 1509.8552 | 1118.773
1730 | 1509.6793 | 1118.58
1731 | 1509.6 | 1118.4
1732 | 1509.5909 | 1118.4
1733 | 1509.5909 | 1118.034
1734 | 1509.5259 | 1117.6
1735 | 1509.416 | 1117.527
1736 | 1509.3432 | 1117.237
1737 | 1509.312 | 1116.8
1738 | 1509.175 | 1116.46
1739 | 1509.1443 | 1116.44
1740 | 1508.8 | 1115.644
1741 | 1508.661 | 1115.2
1742 | 1508.577 | 1115.2
1743 | 1508.5094 | 1114.073
1744 | 1508.333 | 1114.073
1745 | 1508 | 1114.05
1746 | 1508 | 1113.253
1747 | 1508 | 1113.066
1748 | 1508 | 1112.8
1749 | 1507.763 | 1112.692
1750 | 1507.2 | 1112.222
1751 | 1507.155 | 1112.119
1752 | 1507.149 | 1112.001
1753 | 1506.995 | 1111.31
1754 | 1506.9156 | 1111.252
1755 | 1506.879 | 1111.2
1756 | 1506.7813 | 1111.2
1757 | 1506.4 | 1111.2
1758 | 1506.384 | 1110.581
1759 | 1506.159 | 1110.245
1760 | 1505.9819 | 1109.6
1761 | 1505.7062 | 1109.6
1762 | 1505.6 | 1109.306
1763 | 1505.134 | 1109.202
1764 | 1505.096 | 1108.8
1765 | 1504.309 | 1108.431
1766 | 1504 | 1108.356
1767 | 1504 | 1108
1768 | 1504 | 1108
1769 | 1504 | 1107.342
1770 | 1503.829 | 1107.2
1771 | 1503.6577 | 1106.878
1772 | 1503.542 | 1106.524
1773 | 1503.503 | 1106.4
1774 | 1503.303 | 1106.227
1775 | 1503.2 | 1106.127
1776 | 1503.2 | 1105.785
1777 | 1503.1713 | 1105.284
1778 | 1503.1713 | 1105.023
1779 | 1503.121 | 1104.806
1780 | 1502.9147 | 1104.016
1781 | 1502.4 | 1104.012
1782 | 1502.098 | 1104
1783 | 1502.036 | 1104
1784 | 1502.032 | 1103.584
1785 | 1501.8804 | 1103.2
1786 | 1501.8215 | 1103.2
1787 | 1501.802 | 1103.091
1788 | 1501.38 | 1102.651
1789 | 1501.2835 | 1102.475
1790 | 1500.8 | 1102.4
1791 | 1500.8 | 1101.641
1792 | 1500.5405 | 1101.6
1793 | 1500.2676 | 1101.6
1794 | 1500.0918 | 1101.384
1795 | 1500.064 | 1100.259
1796 | 1500 | 1100.114
1797 | 1500 | 1100.038
1798 | 1500 | 1100
1799 | 1499.82 | 1099.602
1800 | 1499.779 | 1098.918
1801 | 1499.733 | 1098.909
1802 | 1499.6906 | 1098.878
1803 | 1499.2 | 1098.635
1804 | 1499.0822 | 1097.396
1805 | 1498.899 | 1096.71
1806 | 1498.823 | 1096.26
1807 | 1498.7138 | 1095.66
1808 | 1498.4 | 1095.252
1809 | 1498.2644 | 1094.529
1810 | 1498.248 | 1094.4
1811 | 1497.729 | 1093.6
1812 | 1497.656 | 1093.353
1813 | 1497.6 | 1092.8
1814 | 1497.6 | 1092.8
1815 | 1497.6 | 1092.621
1816 | 1497.593 | 1092
1817 | 1497.353 | 1092
1818 | 1497.263 | 1091.945
1819 | 1497.0151 | 1091.598
1820 | 1496.8 | 1090.59
1821 | 1496.668 | 1090.4
1822 | 1496.6287 | 1090.119
1823 | 1496.27 | 1089.368
1824 | 1496.2674 | 1089.267
1825 | 1496 | 1088.8
1826 | 1495.9604 | 1088.8
1827 | 1495.2 | 1088.8
1828 | 1495.022 | 1088.8
1829 | 1494.969 | 1088.8
1830 | 1494.9623 | 1088.57
1831 | 1494.8291 | 1088.236
1832 | 1494.782 | 1088
1833 | 1494.729 | 1088
1834 | 1494.49 | 1087.2
1835 | 1494.4 | 1086.596
1836 | 1494.4 | 1086.4
1837 | 1494.4 | 1085.886
1838 | 1494.4 | 1085.755
1839 | 1494.4 | 1085.6
1840 | 1494.3067 | 1085.6
1841 | 1494.1654 | 1085.431
1842 | 1494.1654 | 1085.403
1843 | 1494.0026 | 1084.892
1844 | 1494.002 | 1084.8
1845 | 1493.8665 | 1084.374
1846 | 1493.831 | 1083.47
1847 | 1493.7656 | 1083.2
1848 | 1493.6 | 1082.992
1849 | 1493.6 | 1082.4
1850 | 1493.401 | 1082.248
1851 | 1493.3574 | 1081.973
1852 | 1493.2586 | 1081.635
1853 | 1493.2053 | 1081.471
1854 | 1493.196 | 1081.377
1855 | 1493.1455 | 1081.265
1856 | 1493.09 | 1080.8
1857 | 1493.0687 | 1080.58
1858 | 1493.053 | 1080.347
1859 | 1493.014 | 1080
1860 | 1492.8 | 1078.987
1861 | 1492.56 | 1078.818
1862 | 1492.5396 | 1078.4
1863 | 1492.397 | 1077.861
1864 | 1492.2516 | 1077.6
1865 | 1492.205 | 1077.446
1866 | 1492.134 | 1077.229
1867 | 1492 | 1076.897
1868 | 1492 | 1076.8
1869 | 1491.985 | 1076.642
1870 | 1491.966 | 1076.538
1871 | 1491.899 | 1076.086
1872 | 1491.7748 | 1076.059
1873 | 1491.7217 | 1076
1874 | 1491.7217 | 1076
1875 | 1491.7213 | 1075.33
1876 | 1491.7106 | 1075.2
1877 | 1491.6931 | 1074.595
1878 | 1491.5815 | 1073.676
1879 | 1491.3363 | 1073.6
1880 | 1491.287 | 1073.6
1881 | 1491.2 | 1073.6
1882 | 1490.9918 | 1073.537
1883 | 1490.9597 | 1073.408
1884 | 1490.5497 | 1073.242
1885 | 1490.4715 | 1072.8
1886 | 1490.436 | 1072.681
1887 | 1490.4 | 1072.345
1888 | 1490.4 | 1071.935
1889 | 1490.238 | 1071.815
1890 | 1490.1674 | 1071.653
1891 | 1490.1332 | 1071.458
1892 | 1489.7845 | 1071.251
1893 | 1489.6 | 1070.4
1894 | 1489.5089 | 1070.4
1895 | 1489.3905 | 1070.4
1896 | 1489.362 | 1070.151
1897 | 1489.1425 | 1069.6
1898 | 1489.129 | 1069.446
1899 | 1488.8 | 1069.424
1900 | 1488.8 | 1069.424
1901 | 1488.8 | 1068.8
1902 | 1488.8 | 1068.711
1903 | 1488.8 | 1068.086
1904 | 1488.8 | 1067.24
1905 | 1488.651 | 1067.2
1906 | 1488.6136 | 1066.938
1907 | 1488.5872 | 1066.236
1908 | 1488.4238 | 1065.616
1909 | 1488.288 | 1065.6
1910 | 1488.271 | 1064.8
1911 | 1488.1212 | 1064.774
1912 | 1488 | 1064.232
1913 | 1488 | 1064
1914 | 1488 | 1062.778
1915 | 1487.9546 | 1062.574
1916 | 1487.923 | 1061.6
1917 | 1487.855 | 1061.519
1918 | 1487.8366 | 1061.31
1919 | 1487.795 | 1060.989
1920 | 1487.5921 | 1060.89
1921 | 1487.386 | 1060.63
1922 | 1487.273 | 1060.514
1923 | 1486.7248 | 1060.377
1924 | 1486.483 | 1060.2
1925 | 1486.419 | 1059.884
1926 | 1486.3518 | 1059.75
1927 | 1486.331 | 1058.818
1928 | 1485.876 | 1057.6
1929 | 1485.795 | 1057.413
1930 | 1485.6 | 1056.899
1931 | 1485.5058 | 1056.407
1932 | 1485.5058 | 1056.051
1933 | 1485.364 | 1056
1934 | 1485.342 | 1056
1935 | 1484.496 | 1056
1936 | 1484.2371 | 1056
1937 | 1484.153 | 1055.925
1938 | 1484 | 1055.859
1939 | 1484 | 1055.365
1940 | 1483.656 | 1055.2
1941 | 1483.589 | 1055.099
1942 | 1483.2 | 1055.082
1943 | 1483.2 | 1054.736
1944 | 1483.009 | 1054.4
1945 | 1483.009 | 1053.782
1946 | 1482.886 | 1053.6
1947 | 1482.4 | 1053.342
1948 | 1482.2121 | 1053.161
1949 | 1482.151 | 1053.11
1950 | 1482.0911 | 1052
1951 | 1481.714 | 1051.892
1952 | 1481.469 | 1051.2
1953 | 1481.371 | 1050.911
1954 | 1480.9778 | 1050.323
1955 | 1480.8333 | 1050.323
1956 | 1480.8 | 1049.276
1957 | 1480.8 | 1048.116
1958 | 1480.787 | 1047.767
1959 | 1480.775 | 1046.4
1960 | 1480.7011 | 1045.759
1961 | 1480.6329 | 1045.6
1962 | 1480.4755 | 1045.508
1963 | 1480.0672 | 1045.174
1964 | 1479.7011 | 1045.043
1965 | 1479.6564 | 1044.846
1966 | 1479.4543 | 1044.691
1967 | 1479.406 | 1044.513
1968 | 1479.2732 | 1044.321
1969 | 1479.2 | 1044.205
1970 | 1479.2 | 1044
1971 | 1479.054 | 1044
1972 | 1478.554 | 1043.827
1973 | 1478.4 | 1042.299
1974 | 1478.389 | 1041.496
1975 | 1478.2277 | 1041.064
1976 | 1478.101 | 1040.8
1977 | 1477.914 | 1040.75
1978 | 1477.846 | 1040.571
1979 | 1477.6 | 1040.4
1980 | 1477.6 | 1040.324
1981 | 1477.577 | 1040.17
1982 | 1476.9595 | 1040.025
1983 | 1476.872 | 1040.025
1984 | 1476.864 | 1040.025
1985 | 1476.806 | 1040
1986 | 1476.6339 | 1039.936
1987 | 1476.616 | 1039.662
1988 | 1476.183 | 1039.543
1989 | 1476 | 1038.766
1990 | 1476 | 1038.439
1991 | 1475.707 | 1038.205
1992 | 1475.6089 | 1038.098
1993 | 1475.4056 | 1037.807
1994 | 1475.2 | 1037.6
1995 | 1475.2 | 1036.8
1996 | 1475.2 | 1036.8
1997 | 1475.0421 | 1036.717
1998 | 1475.0401 | 1036.436
1999 | 1474.906 | 1036.348
2000 | 1474.877 | 1035.612
2001 | 1474.584 | 1035.335
2002 | 1474.4 | 1034.881
2003 | 1474.147 | 1034.4
2004 | 1473.9411 | 1034.118
2005 | 1473.887 | 1034.106
2006 | 1473.8341 | 1033.328
2007 | 1473.5876 | 1033.096
2008 | 1473.3059 | 1032.919
2009 | 1473.083 | 1032.8
2010 | 1472.9116 | 1032.378
2011 | 1472.893 | 1031.491
2012 | 1472.8 | 1031.191
2013 | 1472.8 | 1030.5
2014 | 1472.679 | 1030.277
2015 | 1472.454 | 1029.964
2016 | 1472.409 | 1029.822
2017 | 1472 | 1029.439
2018 | 1472 | 1029.119
2019 | 1472 | 1028.83
2020 | 1472 | 1028.8
2021 | 1471.9558 | 1028.257
2022 | 1471.92 | 1028
2023 | 1471.9052 | 1028
2024 | 1471.8526 | 1027.367
2025 | 1471.8474 | 1026.4
2026 | 1471.833 | 1026.4
2027 | 1471.768 | 1026.377
2028 | 1471.2 | 1025.232
2029 | 1471.2 | 1024.945
2030 | 1471.04 | 1024.24
2031 | 1470.638 | 1024.005
2032 | 1470.4 | 1024
2033 | 1470.4 | 1023.343
2034 | 1470.4 | 1023.228
2035 | 1470.4 | 1023.083
2036 | 1470.4 | 1022.571
2037 | 1470.3045 | 1022.212
2038 | 1470.149 | 1021.986
2039 | 1470.106 | 1021.929
2040 | 1469.7754 | 1021.637
2041 | 1469.7754 | 1021.526
2042 | 1469.6 | 1020.8
2043 | 1469.6 | 1020.536
2044 | 1469.4619 | 1020
2045 | 1469.4619 | 1020
2046 | 1469.4209 | 1019.834
2047 | 1469.341 | 1019.449
2048 | 1469.1901 | 1019.431
2049 | 1468.8335 | 1018.695
2050 | 1468.8 | 1018.689
2051 | 1468.701 | 1018.198
2052 | 1468.257 | 1018.068
2053 | 1468.154 | 1016
2054 | 1468.113 | 1016
2055 | 1468.0047 | 1015.996
2056 | 1468 | 1015.567
2057 | 1467.4236 | 1014.4
2058 | 1467.39 | 1013.904
2059 | 1467.239 | 1013.032
2060 | 1467.2 | 1012.942
2061 | 1467.0712 | 1012.811
2062 | 1466.806 | 1012.543
2063 | 1466.4 | 1012
2064 | 1466.4 | 1011.665
2065 | 1466.4 | 1011.595
2066 | 1466.4 | 1011.34
2067 | 1466.369 | 1010.939
2068 | 1466.2743 | 1010.871
2069 | 1466.1104 | 1010.583
2070 | 1466.0823 | 1010.4
2071 | 1465.9979 | 1010.365
2072 | 1465.832 | 1009.723
2073 | 1465.729 | 1009.71
2074 | 1465.6696 | 1009.6
2075 | 1465.6 | 1009.089
2076 | 1465.6 | 1008.399
2077 | 1465.4775 | 1008.399
2078 | 1465.448 | 1007.288
2079 | 1464.8 | 1007.244
2080 | 1464.7333 | 1007.057
2081 | 1464.687 | 1007.017
2082 | 1464.5285 | 1006.704
2083 | 1464.5285 | 1006.4
2084 | 1464.006 | 1004.72
2085 | 1464 | 1004
2086 | 1464 | 1003.985
2087 | 1463.9441 | 1003.826
2088 | 1463.8837 | 1003.14
2089 | 1463.7515 | 1002.445
2090 | 1463.702 | 1002.422
2091 | 1463.659 | 1001.043
2092 | 1463.2 | 1001.043
2093 | 1463.2 | 1001.043
2094 | 1463.2 | 1000.91
2095 | 1463.195 | 1000.307
2096 | 1462.838 | 1000.11
2097 | 1462.819 | 998.99
2098 | 1462.4025 | 998.976
2099 | 1462.4 | 998.352
2100 | 1462.36 | 997.6
2101 | 1462.071 | 996.812
2102 | 1461.828 | 996.612
2103 | 1461.6 | 996.207
2104 | 1461.6 | 996
2105 | 1461.4939 | 995.982
2106 | 1461.4783 | 995.557
2107 | 1461.462 | 995.548
2108 | 1461.298 | 995.276
2109 | 1461.244 | 995.2
2110 | 1461.008 | 995.2
2111 | 1460.9439 | 994.4
2112 | 1460.8 | 993.832
2113 | 1460.8 | 993.688
2114 | 1460.6961 | 993.337
2115 | 1460.6438 | 993.203
2116 | 1460.39 | 992.735
2117 | 1460.1058 | 992.536
2118 | 1460 | 992.373
2119 | 1460 | 992
2120 | 1459.9884 | 991.373
2121 | 1459.8264 | 991.2
2122 | 1459.662 | 989.198
2123 | 1459.4151 | 988.8
2124 | 1459.2 | 988.507
2125 | 1459.2 | 988.369
2126 | 1459.2 | 988.039
2127 | 1459.2 | 986.141
2128 | 1459.2 | 985.606
2129 | 1459.2 | 985.6
2130 | 1459.2 | 985.184
2131 | 1459.1023 | 985.118
2132 | 1458.87 | 983.032
2133 | 1458.823 | 982.843
2134 | 1458.605 | 982.402
2135 | 1458.486 | 982.4
2136 | 1458.461 | 981.6
2137 | 1458.4473 | 981.396
2138 | 1458.4 | 979.676
2139 | 1458.4 | 979.495
2140 | 1458.3055 | 979.2
2141 | 1458.236 | 978.942
2142 | 1458.112 | 978.4
2143 | 1457.6 | 978.159
2144 | 1457.6 | 977.901
2145 | 1457.6 | 977.569
2146 | 1457.536 | 977.25
2147 | 1457.5078 | 976.863
2148 | 1457.42 | 976.8
2149 | 1457.305 | 976.37
2150 | 1457.0651 | 976.035
2151 | 1456.8 | 975.936
2152 | 1456.702 | 975.859
2153 | 1456.677 | 975.57
2154 | 1456.6718 | 974.573
2155 | 1456.647 | 974.555
2156 | 1456.594 | 974.399
2157 | 1456.5445 | 974.139
2158 | 1456.398 | 973.864
2159 | 1456.248 | 973.864
2160 | 1456.1419 | 973.854
2161 | 1456.088 | 973.174
2162 | 1456 | 973.174
2163 | 1455.9617 | 972.458
2164 | 1455.678 | 972.357
2165 | 1455.5941 | 972
2166 | 1455.515 | 970.886
2167 | 1455.5 | 970.4
2168 | 1455.483 | 968.978
2169 | 1455.323 | 968.904
2170 | 1454.847 | 968.339
2171 | 1454.836 | 967.209
2172 | 1454.312 | 967.2
2173 | 1454.101 | 967.193
2174 | 1453.973 | 966.957
2175 | 1453.859 | 966.957
2176 | 1453.632 | 966.809
2177 | 1453.6 | 966.756
2178 | 1453.6 | 966.511
2179 | 1453.6 | 966.267
2180 | 1453.2837 | 964.8
2181 | 1453.1366 | 963.648
2182 | 1453.0225 | 963.471
2183 | 1452.7272 | 963.404
2184 | 1452.682 | 963.2
2185 | 1452.636 | 963.117
2186 | 1452.169 | 962.094
2187 | 1451.9165 | 962.06
2188 | 1451.9165 | 961.6
2189 | 1451.8731 | 961.404
2190 | 1451.78 | 961.325
2191 | 1451.75 | 961.205
2192 | 1451.2 | 960.741
2193 | 1450.922 | 960.411
2194 | 1450.7679 | 960.075
2195 | 1450.765 | 960
2196 | 1450.762 | 960
2197 | 1450.739 | 959.854
2198 | 1450.6684 | 957.6
2199 | 1450.4455 | 957.6
2200 | 1450.0124 | 957.543
2201 | 1449.6 | 956.912
2202 | 1449.6 | 956.861
2203 | 1449.6 | 956.719
2204 | 1449.583 | 956.474
2205 | 1449.3753 | 956.176
2206 | 1449.081 | 956.176
2207 | 1448.9237 | 955.907
2208 | 1448.8 | 955.44
2209 | 1448.8 | 955.216
2210 | 1448.694 | 954.549
2211 | 1448.549 | 954.407
2212 | 1448.412 | 954.4
2213 | 1448.2039 | 954.367
2214 | 1448.199 | 953.596
2215 | 1448.14 | 951.027
2216 | 1447.9459 | 950.4
2217 | 1447.708 | 950.4
2218 | 1447.5589 | 950.4
2219 | 1447.547 | 949.69
2220 | 1447.357 | 949.6
2221 | 1447.2 | 949.6
2222 | 1447.2 | 949.6
2223 | 1447.2 | 949.593
2224 | 1446.565 | 948.969
2225 | 1446.5205 | 948.642
2226 | 1446.4 | 948.575
2227 | 1446.4 | 946.26
2228 | 1446.4 | 945.906
2229 | 1446.4 | 945.906
2230 | 1446.2015 | 945.879
2231 | 1446.081 | 945.245
2232 | 1445.9232 | 945.143
2233 | 1445.882 | 944.8
2234 | 1445.753 | 944.165
2235 | 1445.6 | 943.98
2236 | 1445.488 | 943.875
2237 | 1445.428 | 943.474
2238 | 1445.3682 | 943.285
2239 | 1445.2968 | 943.275
2240 | 1445.1054 | 943.2
2241 | 1444.8 | 943.2
2242 | 1444.8 | 942.496
2243 | 1444.5613 | 942.426
2244 | 1444 | 942.4
2245 | 1444 | 942.4
2246 | 1444 | 942.4
2247 | 1444 | 941.402
2248 | 1444 | 940.873
2249 | 1444 | 939.531
2250 | 1444 | 939.33
2251 | 1443.7099 | 939.318
2252 | 1443.6317 | 938.754
2253 | 1443.606 | 937.834
2254 | 1443.602 | 937.788
2255 | 1443.5696 | 937.6
2256 | 1443.5337 | 937.001
2257 | 1443.4841 | 936.987
2258 | 1443.3311 | 936.436
2259 | 1443.0903 | 936
2260 | 1443.0721 | 935.619
2261 | 1443.0422 | 935.434
2262 | 1442.884 | 935.076
2263 | 1442.5236 | 934.4
2264 | 1442.4 | 934.11
2265 | 1441.9686 | 933.868
2266 | 1441.807 | 933.699
2267 | 1441.6 | 933.6
2268 | 1441.5708 | 933.526
2269 | 1441.5264 | 933.17
2270 | 1441.2678 | 933.114
2271 | 1441.0183 | 933.103
2272 | 1440.8 | 932.478
2273 | 1440.8 | 932.423
2274 | 1440.8 | 932
2275 | 1440.7739 | 931.042
2276 | 1440.7666 | 930.005
2277 | 1440.758 | 929.369
2278 | 1440.601 | 928.279
2279 | 1440.062 | 927.2
2280 | 1440 | 927.2
2281 | 1440 | 926.974
2282 | 1439.8744 | 926.898
2283 | 1439.865 | 926.887
2284 | 1439.8057 | 926.843
2285 | 1439.505 | 926.601
2286 | 1439.2 | 925.9
2287 | 1439.1789 | 925.401
2288 | 1439.024 | 925.128
2289 | 1438.896 | 924.966
2290 | 1438.5628 | 924.775
2291 | 1438.3833 | 924
2292 | 1438.064 | 923.2
2293 | 1438.053 | 923.2
2294 | 1438.004 | 923.003
2295 | 1437.9908 | 923.003
2296 | 1437.913 | 922.834
2297 | 1437.6 | 921.924
2298 | 1437.172 | 920.559
2299 | 1436.8198 | 920.246
2300 | 1436.8 | 920
2301 | 1436.8 | 919.991
2302 | 1436.8 | 919.833
2303 | 1436.7719 | 919.402
2304 | 1436.7588 | 919.3
2305 | 1436.5587 | 918.664
2306 | 1436.5587 | 918.4
2307 | 1436.28 | 917.365
2308 | 1436.12 | 916.01
2309 | 1436.091 | 916
2310 | 1436 | 915.964
2311 | 1436 | 914.436
2312 | 1436 | 914.354
2313 | 1436 | 914.334
2314 | 1435.996 | 913.681
2315 | 1435.98 | 913.623
2316 | 1435.791 | 913.233
2317 | 1435.7711 | 912.045
2318 | 1435.638 | 912
2319 | 1435.4445 | 911.703
2320 | 1435.047 | 911.703
2321 | 1435.033 | 911.515
2322 | 1434.9975 | 910.194
2323 | 1434.587 | 910.112
2324 | 1434.4 | 909.103
2325 | 1434.4 | 908.629
2326 | 1434.3988 | 908.453
2327 | 1434.3111 | 908.262
2328 | 1434.2978 | 907.559
2329 | 1434.29 | 906.41
2330 | 1434.147 | 906.4
2331 | 1434.101 | 906.4
2332 | 1434.037 | 906.161
2333 | 1433.9206 | 906.161
2334 | 1433.6019 | 905.259
2335 | 1433.6 | 905.072
2336 | 1433.6 | 905.062
2337 | 1433.6 | 904.958
2338 | 1433.6 | 904.8
2339 | 1433.6 | 904
2340 | 1433.3713 | 904
2341 | 1433.37 | 903.389
2342 | 1433.2991 | 903.2
2343 | 1432.8 | 902.483
2344 | 1432.8 | 901.561
2345 | 1432.8 | 900.704
2346 | 1432.8 | 900.694
2347 | 1432.0201 | 899.848
2348 | 1432.0081 | 899.687
2349 | 1432 | 899.541
2350 | 1431.852 | 899.2
2351 | 1431.814 | 897.323
2352 | 1431.431 | 897.056
2353 | 1431.3986 | 896.587
2354 | 1431.2113 | 896
2355 | 1431.2023 | 895.411
2356 | 1431.2023 | 895.386
2357 | 1431.2 | 895.299
2358 | 1431.2 | 895.126
2359 | 1431.18 | 895.126
2360 | 1431.156 | 894.4
2361 | 1430.954 | 894.184
2362 | 1430.445 | 893.891
2363 | 1430.4144 | 893.613
2364 | 1430.4064 | 893.098
2365 | 1430.4 | 892.8
2366 | 1430.4 | 891.925
2367 | 1430.203 | 890.591
2368 | 1430.0072 | 889.345
2369 | 1429.627 | 888.481
2370 | 1429.6 | 888.07
2371 | 1429.6 | 888
2372 | 1429.6 | 886.212
2373 | 1429.5663 | 885.951
2374 | 1429.4651 | 883.2
2375 | 1429.4511 | 882.624
2376 | 1429.443 | 882.104
2377 | 1429.3409 | 880.8
2378 | 1429.183 | 880.622
2379 | 1429.0673 | 880
2380 | 1428.8 | 879.589
2381 | 1428.7283 | 878.4
2382 | 1428.5228 | 877.6
2383 | 1428.3799 | 877.355
2384 | 1428.0237 | 876.8
2385 | 1428.0124 | 876.8
2386 | 1428 | 876.8
2387 | 1428 | 876.577
2388 | 1428 | 875.787
2389 | 1428 | 875.2
2390 | 1428 | 874.814
2391 | 1427.931 | 873.062
2392 | 1427.898 | 871.643
2393 | 1427.7269 | 871.2
2394 | 1427.338 | 871.023
2395 | 1427.2354 | 870.547
2396 | 1427.2 | 870.268
2397 | 1427.2 | 869.592
2398 | 1427.1132 | 869.501
2399 | 1426.651 | 869.495
2400 | 1426.3624 | 867.86
2401 | 1426.323 | 867.402
2402 | 1426.2953 | 866.892
2403 | 1426.2825 | 866.186
2404 | 1426.2447 | 864.8
2405 | 1425.846 | 863.2
2406 | 1425.732 | 862.413
2407 | 1425.6 | 860.8
2408 | 1425.6 | 860.592
2409 | 1425.4775 | 860.318
2410 | 1425.4723 | 858.718
2411 | 1425.388 | 858.684
2412 | 1425.043 | 856.951
2413 | 1424.9425 | 856
2414 | 1424.881 | 855.701
2415 | 1424.8 | 855.543
2416 | 1424.8 | 855.409
2417 | 1424.8 | 854.456
2418 | 1424.6399 | 854.42
2419 | 1424.522 | 854.4
2420 | 1424.1277 | 853.765
2421 | 1424.117 | 852.924
2422 | 1424 | 852.9
2423 | 1424 | 851.2
2424 | 1423.9667 | 850.885
2425 | 1423.8829 | 850.084
2426 | 1423.8418 | 849.97
2427 | 1423.6773 | 848.851
2428 | 1423.45 | 848.79
2429 | 1423.39 | 848.58
2430 | 1423.3507 | 848.16
2431 | 1423.2 | 848.035
2432 | 1423.2 | 848
2433 | 1423.2 | 843.2
2434 | 1423.2 | 842.17
2435 | 1422.7357 | 842.041
2436 | 1422.6934 | 841.476
2437 | 1422.593 | 840
2438 | 1422.494 | 839.425
2439 | 1422.415 | 838.578
2440 | 1422.4 | 838.36
2441 | 1422.4 | 836.64
2442 | 1422.4 | 836.081
2443 | 1421.989 | 836
2444 | 1421.8944 | 835.985
2445 | 1421.717 | 835.724
2446 | 1421.665 | 835.011
2447 | 1421.6486 | 833.755
2448 | 1421.6 | 833.634
2449 | 1421.6 | 832.977
2450 | 1421.6 | 832.561
2451 | 1421.245 | 832.129
2452 | 1421.187 | 831.19
2453 | 1421.0247 | 831.138
2454 | 1421.0199 | 831.137
2455 | 1421.0199 | 830.097
2456 | 1420.868 | 829.6
2457 | 1420.8 | 829.549
2458 | 1420.6499 | 828.732
2459 | 1420.356 | 828.677
2460 | 1420.243 | 828.216
2461 | 1420.2091 | 826.749
2462 | 1420.1043 | 826.584
2463 | 1420.083 | 826.4
2464 | 1420 | 825.017
2465 | 1420 | 823.943
2466 | 1419.829 | 823.782
2467 | 1419.609 | 822.946
2468 | 1419.53 | 820.532
2469 | 1419.4661 | 820.344
2470 | 1419.2 | 820.052
2471 | 1419.024 | 819.55
2472 | 1419.01 | 819.521
2473 | 1418.787 | 819.346
2474 | 1418.6891 | 818.4
2475 | 1418.6527 | 818.322
2476 | 1418.5776 | 816.828
2477 | 1418.435 | 816.427
2478 | 1418.4 | 816.012
2479 | 1418.0826 | 816
2480 | 1418.0826 | 815.698
2481 | 1417.9132 | 815.376
2482 | 1417.6642 | 815.067
2483 | 1417.562 | 813.823
2484 | 1417.3471 | 813.686
2485 | 1417.335 | 813.626
2486 | 1417.2992 | 813.601
2487 | 1417.2834 | 813.6
2488 | 1417.1352 | 812.802
2489 | 1417.1352 | 812
2490 | 1416.8 | 811.331
2491 | 1416.8 | 810.945
2492 | 1416.8 | 809.482
2493 | 1416.8 | 808.838
2494 | 1416.4814 | 808.608
2495 | 1416.4175 | 808.435
2496 | 1416.264 | 808.232
2497 | 1416.215 | 808.059
2498 | 1416.2125 | 807.601
2499 | 1416.1869 | 806.865
2500 | 1416 | 806.13
2501 | 1416 | 804.972
2502 | 1416 | 804.647
2503 | 1415.902 | 804.626
2504 | 1415.791 | 804.349
2505 | 1415.659 | 803.953
2506 | 1415.654 | 802.297
2507 | 1415.472 | 802.291
2508 | 1415.4066 | 800.503
2509 | 1415.3466 | 799.762
2510 | 1415.2 | 799.541
2511 | 1415.2 | 799.101
2512 | 1414.8457 | 799.087
2513 | 1414.8044 | 797.778
2514 | 1414.8031 | 797.74
2515 | 1414.7093 | 797.6
2516 | 1414.405 | 797.498
2517 | 1414.4 | 794.626
2518 | 1414.4 | 793.963
2519 | 1414.4 | 793.91
2520 | 1414.2487 | 792.916
2521 | 1414.2467 | 792.886
2522 | 1413.981 | 792
2523 | 1413.61 | 791.664
2524 | 1413.6 | 790.821
2525 | 1413.2101 | 790.734
2526 | 1413.067 | 789.402
2527 | 1412.9376 | 788.933
2528 | 1412.897 | 785.701
2529 | 1412.8828 | 785.608
2530 | 1412.8 | 785.183
2531 | 1412.8 | 784.8
2532 | 1412.702 | 784.8
2533 | 1412 | 784.672
2534 | 1412 | 784.066
2535 | 1411.917 | 782.791
2536 | 1411.614 | 782.593
2537 | 1411.611 | 782.545
2538 | 1411.5744 | 782.419
2539 | 1411.5744 | 781.903
2540 | 1411.5744 | 780.473
2541 | 1411.2891 | 779.651
2542 | 1411.2 | 778.805
2543 | 1411.2 | 778.651
2544 | 1411.199 | 778.27
2545 | 1411.0786 | 777.526
2546 | 1411.0387 | 775.627
2547 | 1410.943 | 774.4
2548 | 1410.7274 | 773.462
2549 | 1410.682 | 772.883
2550 | 1410.488 | 772.296
2551 | 1410.4 | 770.803
2552 | 1410.3765 | 769.939
2553 | 1410.31 | 769.6
2554 | 1410.099 | 769.356
2555 | 1409.846 | 769.243
2556 | 1409.776 | 768.947
2557 | 1409.71 | 768.767
2558 | 1409.6953 | 768.57
2559 | 1409.602 | 768.476
2560 | 1409.6 | 768
2561 | 1409.584 | 767.482
2562 | 1409.4378 | 767.294
2563 | 1409.196 | 764.719
2564 | 1409.122 | 763.067
2565 | 1408.9952 | 762.515
2566 | 1408.8984 | 760.625
2567 | 1408.803 | 760
2568 | 1408.8 | 759.792
2569 | 1408.8 | 759.668
2570 | 1408.8 | 759.076
2571 | 1408.691 | 758.955
2572 | 1408.5208 | 758.878
2573 | 1408.483 | 758.128
2574 | 1408.437 | 756.99
2575 | 1408.436 | 756.673
2576 | 1408.139 | 756.259
2577 | 1408.1145 | 755.876
2578 | 1408.1115 | 754.857
2579 | 1408.003 | 754.41
2580 | 1408 | 752.8
2581 | 1408 | 752.492
2582 | 1408 | 752.155
2583 | 1408 | 751.572
2584 | 1408 | 750.244
2585 | 1408 | 750.23
2586 | 1408 | 747.293
2587 | 1407.813 | 745.654
2588 | 1407.738 | 745.546
2589 | 1407.71 | 745.043
2590 | 1407.4852 | 744.135
2591 | 1407.3079 | 744.126
2592 | 1407.2 | 743.488
2593 | 1407.2 | 743.176
2594 | 1407.2 | 741.827
2595 | 1407.035 | 741.772
2596 | 1407.007 | 741.6
2597 | 1406.8437 | 741.051
2598 | 1406.6674 | 740.806
2599 | 1406.455 | 739.373
2600 | 1405.725 | 739.318
2601 | 1405.7108 | 739.032
2602 | 1405.7098 | 738.708
2603 | 1405.6574 | 738.472
2604 | 1405.6336 | 738.4
2605 | 1405.6 | 738.27
2606 | 1405.495 | 738.264
2607 | 1405.356 | 738.091
2608 | 1404.929 | 737.07
2609 | 1404.902 | 735.905
2610 | 1404.8432 | 734.754
2611 | 1404.829 | 734.47
2612 | 1404.8 | 734.4
2613 | 1404.8 | 733.751
2614 | 1404.7042 | 733.593
2615 | 1404.3944 | 733.121
2616 | 1404.339 | 733.078
2617 | 1404.316 | 732.55
2618 | 1404.2924 | 731.902
2619 | 1404.2291 | 731.398
2620 | 1403.753 | 729.998
2621 | 1403.535 | 729.779
2622 | 1403.2 | 728.8
2623 | 1403.2 | 727.2
2624 | 1403.197 | 727.155
2625 | 1403.1504 | 726.609
2626 | 1403.041 | 726.164
2627 | 1402.9586 | 726.146
2628 | 1402.9448 | 726.053
2629 | 1402.913 | 725.6
2630 | 1402.659 | 725.471
2631 | 1402.5233 | 725.249
2632 | 1402.5233 | 723.475
2633 | 1402.4 | 723.2
2634 | 1402.4 | 722.591
2635 | 1402.3734 | 722.548
2636 | 1402.2623 | 722.389
2637 | 1401.9869 | 722.252
2638 | 1401.945 | 721.6
2639 | 1401.7604 | 721.287
2640 | 1401.7369 | 720.8
2641 | 1401.676 | 720.723
2642 | 1401.6253 | 720.716
2643 | 1401.399 | 718.242
2644 | 1401.019 | 718.035
2645 | 1400.986 | 717.6
2646 | 1400.8 | 716.454
2647 | 1400.8 | 716.419
2648 | 1400.707 | 716.239
2649 | 1400.2571 | 716.205
2650 | 1400.201 | 715.73
2651 | 1400.192 | 714.526
2652 | 1400.1248 | 713.642
2653 | 1400.0426 | 712.297
2654 | 1400 | 711.983
2655 | 1400 | 710.713
2656 | 1400 | 710.279
2657 | 1399.92 | 708.859
2658 | 1399.808 | 707.346
2659 | 1399.7203 | 706.497
2660 | 1399.4642 | 706.099
2661 | 1399.3357 | 706.055
2662 | 1399.3069 | 705.565
2663 | 1398.5489 | 704
2664 | 1398.4887 | 702.561
2665 | 1398.4 | 701.404
2666 | 1398.4 | 700.8
2667 | 1398.4 | 700.377
2668 | 1398.4 | 700.193
2669 | 1398.008 | 699.687
2670 | 1397.6 | 698.772
2671 | 1397.6 | 696.554
2672 | 1397.6 | 695.879
2673 | 1397.5799 | 695.716
2674 | 1397.4561 | 695.167
2675 | 1397.369 | 695.09
2676 | 1396.8 | 694.005
2677 | 1396.8 | 693.75
2678 | 1396.8 | 692.943
2679 | 1396.8 | 692.702
2680 | 1396.75 | 691.201
2681 | 1396.2434 | 689.195
2682 | 1396.16 | 688.261
2683 | 1396 | 688.028
2684 | 1396 | 687.278
2685 | 1396 | 686.217
2686 | 1395.96 | 685.22
2687 | 1395.618 | 684.251
2688 | 1395.5694 | 683.876
2689 | 1395.4795 | 682.412
2690 | 1395.381 | 681.713
2691 | 1395.2815 | 681.329
2692 | 1395.2 | 680.836
2693 | 1395.2 | 680.187
2694 | 1395.2 | 679.01
2695 | 1395.182 | 678.745
2696 | 1395.164 | 677.6
2697 | 1395.108 | 677.135
2698 | 1394.876 | 676.832
2699 | 1394.604 | 675.616
2700 | 1394.5459 | 675.323
2701 | 1394.5459 | 675.207
2702 | 1394.4908 | 671.438
2703 | 1394.4 | 671
2704 | 1394.4 | 669.982
2705 | 1394.4 | 669.087
2706 | 1394.4 | 668.759
2707 | 1394.3683 | 668.588
2708 | 1394.3631 | 668.249
2709 | 1394.271 | 667.304
2710 | 1394.1765 | 667.134
2711 | 1394.158 | 664.773
2712 | 1394.069 | 664.112
2713 | 1393.933 | 663.439
2714 | 1393.785 | 662.89
2715 | 1393.734 | 662.528
2716 | 1393.713 | 658.346
2717 | 1393.6 | 657.77
2718 | 1393.0749 | 657.71
2719 | 1393.0749 | 657.227
2720 | 1393.065 | 657.212
2721 | 1392.8 | 656.8
2722 | 1392.8 | 654.982
2723 | 1392.7643 | 654.194
2724 | 1392.7643 | 653.732
2725 | 1392.659 | 652.871
2726 | 1392.639 | 651.648
2727 | 1392.377 | 651.521
2728 | 1392.1637 | 651.376
2729 | 1392.1637 | 651.301
2730 | 1392.0499 | 651.057
2731 | 1392 | 650.202
2732 | 1392 | 644.729
2733 | 1392 | 643.92
2734 | 1392 | 640.755
2735 | 1392 | 640.422
2736 | 1391.9465 | 640.076
2737 | 1391.9465 | 639.486
2738 | 1391.9206 | 638.975
2739 | 1391.7281 | 638.376
2740 | 1391.679 | 638.309
2741 | 1391.4963 | 636.561
2742 | 1391.3668 | 636.26
2743 | 1391.3668 | 635.2
2744 | 1391.3492 | 633.294
2745 | 1391.303 | 632.557
2746 | 1391.249 | 631.524
2747 | 1390.4 | 629.724
2748 | 1390.1667 | 629.385
2749 | 1389.6814 | 628.454
2750 | 1389.6 | 625.82
2751 | 1389.6 | 624.676
2752 | 1389.518 | 624.372
2753 | 1389.4705 | 624.349
2754 | 1388.914 | 623.559
2755 | 1388.834 | 623.262
2756 | 1388.8 | 623.218
2757 | 1388.8 | 622.306
2758 | 1388.6752 | 622.262
2759 | 1388.6465 | 621.9
2760 | 1388.3885 | 621.04
2761 | 1388.3388 | 617.357
2762 | 1388 | 615.826
2763 | 1388 | 613.329
2764 | 1388 | 610.104
2765 | 1387.7571 | 609.729
2766 | 1387.754 | 609.146
2767 | 1387.724 | 608.388
2768 | 1387.644 | 607.802
2769 | 1387.3227 | 607.198
2770 | 1387.202 | 606.012
2771 | 1387.2 | 604.251
2772 | 1386.8347 | 602.4
2773 | 1386.8347 | 602.276
2774 | 1386.8347 | 601.587
2775 | 1386.66 | 601.095
2776 | 1386.5855 | 600.091
2777 | 1386.4 | 599.582
2778 | 1386.4 | 597.986
2779 | 1386.4 | 597.547
2780 | 1386.4 | 596.16
2781 | 1386.2658 | 595.634
2782 | 1386.1353 | 594.676
2783 | 1386.057 | 594.4
2784 | 1385.6 | 593.745
2785 | 1385.6 | 592.8
2786 | 1385.46 | 592.046
2787 | 1385.337 | 589.512
2788 | 1384.9171 | 589.143
2789 | 1384.8 | 587.826
2790 | 1384.8 | 587.486
2791 | 1384.8 | 586.263
2792 | 1384.773 | 585.209
2793 | 1384.7712 | 581.777
2794 | 1384.7626 | 581.729
2795 | 1384.49 | 580.8
2796 | 1384.2118 | 576.8
2797 | 1384.1314 | 576.691
2798 | 1384.068 | 574.556
2799 | 1384.0595 | 573.613
2800 | 1384 | 572.365
2801 | 1384 | 569.905
2802 | 1384 | 569.631
2803 | 1383.5979 | 569.577
2804 | 1383.572 | 569.012
2805 | 1383.4399 | 568.928
2806 | 1383.414 | 567.801
2807 | 1383.408 | 567.043
2808 | 1383.398 | 562.883
2809 | 1383.033 | 561.851
2810 | 1382.822 | 561.603
2811 | 1382.7776 | 561.037
2812 | 1382.406 | 560.022
2813 | 1382.4 | 559.881
2814 | 1382.4 | 558.59
2815 | 1382.264 | 557.825
2816 | 1382.173 | 556.566
2817 | 1382.135 | 555.404
2818 | 1381.943 | 553.399
2819 | 1381.8306 | 552.221
2820 | 1381.741 | 551.503
2821 | 1381.6 | 550.948
2822 | 1381.6 | 550.318
2823 | 1381.448 | 549.394
2824 | 1380.964 | 548.795
2825 | 1380.935 | 547.049
2826 | 1380.8 | 543.863
2827 | 1380.8 | 542.327
2828 | 1380.8 | 539.052
2829 | 1380.768 | 536.72
2830 | 1380.6823 | 534.725
2831 | 1380.4794 | 533.779
2832 | 1380.393 | 532.516
2833 | 1380.315 | 531.507
2834 | 1380.276 | 526.441
2835 | 1380.2104 | 526.431
2836 | 1380 | 526.4
2837 | 1380 | 525.72
2838 | 1379.9864 | 524.352
2839 | 1379.821 | 524.143
2840 | 1379.816 | 522.762
2841 | 1379.6333 | 522.306
2842 | 1379.589 | 522.228
2843 | 1379.4135 | 521.674
2844 | 1379.2 | 521.454
2845 | 1379.1589 | 520.477
2846 | 1379.1 | 519.302
2847 | 1379.0653 | 517.864
2848 | 1378.996 | 517.719
2849 | 1378.71 | 516.868
2850 | 1378.6088 | 514.076
2851 | 1378.581 | 514.042
2852 | 1378.4 | 512.779
2853 | 1378.4 | 512.091
2854 | 1378.1088 | 509.798
2855 | 1378.0269 | 505.6
2856 | 1377.861 | 505.365
2857 | 1377.713 | 505.159
2858 | 1377.6534 | 504
2859 | 1377.629 | 504
2860 | 1377.6 | 502.929
2861 | 1377.6 | 502.04
2862 | 1377.594 | 501.923
2863 | 1377.5454 | 501.851
2864 | 1377.423 | 501.6
2865 | 1377.2255 | 500.649
2866 | 1376.8 | 499.112
2867 | 1376.8 | 498.952
2868 | 1376.8 | 498.4
2869 | 1376.8 | 498.4
2870 | 1376.6976 | 498.4
2871 | 1376.542 | 498.312
2872 | 1376.532 | 497.855
2873 | 1376.376 | 496.461
2874 | 1376.3664 | 496.461
2875 | 1376.1579 | 496.461
2876 | 1376 | 495.815
2877 | 1376 | 495.605
2878 | 1376 | 495.222
2879 | 1375.817 | 493.204
2880 | 1375.5899 | 491.226
2881 | 1375.523 | 487.2
2882 | 1375.3968 | 485.6
2883 | 1375.315 | 485.305
2884 | 1375.2 | 484.8
2885 | 1375.2 | 483.711
2886 | 1375.182 | 482.52
2887 | 1375.012 | 480.8
2888 | 1374.738 | 479.437
2889 | 1374.694 | 478.93
2890 | 1374.539 | 477.6
2891 | 1374.5232 | 477.382
2892 | 1374.39 | 475.742
2893 | 1374.2539 | 475.488
2894 | 1373.6 | 472.135
2895 | 1373.6 | 472
2896 | 1373.544 | 470.71
2897 | 1373.2187 | 470.164
2898 | 1373.1364 | 468.597
2899 | 1372.937 | 467.914
2900 | 1372.877 | 467.2
2901 | 1372.872 | 466.245
2902 | 1372.8 | 465.383
2903 | 1372.8 | 462.535
2904 | 1372.623 | 461.726
2905 | 1372.3889 | 461.074
2906 | 1372.3889 | 459.697
2907 | 1372.3541 | 458.754
2908 | 1372.328 | 458.04
2909 | 1372.2356 | 457.934
2910 | 1372 | 455.651
2911 | 1371.9495 | 455.184
2912 | 1371.928 | 454.567
2913 | 1371.782 | 454.206
2914 | 1371.7788 | 452.842
2915 | 1371.731 | 452.658
2916 | 1371.4446 | 450.4
2917 | 1371.414 | 448.648
2918 | 1371.2114 | 448.452
2919 | 1371.2 | 448.154
2920 | 1371.137 | 447.625
2921 | 1371.0223 | 446.651
2922 | 1370.921 | 444.251
2923 | 1370.3069 | 443.713
2924 | 1370.109 | 443.291
2925 | 1369.8509 | 443.149
2926 | 1369.757 | 442.969
2927 | 1369.6 | 442.79
2928 | 1369.6 | 440.81
2929 | 1369.6 | 433.45
2930 | 1369.5383 | 433.371
2931 | 1368.8 | 432.046
2932 | 1368.8 | 431.871
2933 | 1368.8 | 431.853
2934 | 1368.8 | 431.4
2935 | 1368.6657 | 431.2
2936 | 1368.5727 | 431.182
2937 | 1368.5009 | 430.402
2938 | 1368.496 | 430.315
2939 | 1368.332 | 426.372
2940 | 1368.2571 | 426.358
2941 | 1368.2013 | 426.089
2942 | 1368.022 | 425.868
2943 | 1368 | 423.761
2944 | 1368 | 421.962
2945 | 1367.8348 | 421.881
2946 | 1367.5967 | 421.6
2947 | 1367.56 | 421.435
2948 | 1367.4141 | 419.96
2949 | 1367.4116 | 419.892
2950 | 1367.312 | 418.777
2951 | 1367.211 | 417.73
2952 | 1367.2 | 416.8
2953 | 1367.2 | 416.751
2954 | 1367.166 | 416.251
2955 | 1367.1296 | 412.546
2956 | 1366.848 | 410.4
2957 | 1366.6633 | 409.821
2958 | 1366.655 | 408.804
2959 | 1366.6343 | 406.461
2960 | 1366.6343 | 405.67
2961 | 1366.4 | 405.431
2962 | 1366.4 | 405.18
2963 | 1366.4 | 403.19
2964 | 1366.0648 | 402.127
2965 | 1366.055 | 400.676
2966 | 1365.6 | 399.101
2967 | 1365.6 | 397.6
2968 | 1365.6 | 397.461
2969 | 1365.5684 | 396.754
2970 | 1365.4821 | 396.003
2971 | 1365.2484 | 394.4
2972 | 1365.124 | 393.977
2973 | 1365.056 | 393.939
2974 | 1365.0331 | 393.167
2975 | 1364.9581 | 392.783
2976 | 1364.8 | 392.558
2977 | 1364.8 | 392.549
2978 | 1364.8 | 392.524
2979 | 1364.7797 | 392.251
2980 | 1364.7042 | 392.251
2981 | 1364.2726 | 392.039
2982 | 1364.1007 | 390.923
2983 | 1364 | 390.4
2984 | 1364 | 390.105
2985 | 1363.969 | 389.176
2986 | 1363.817 | 389.051
2987 | 1363.693 | 388.469
2988 | 1363.6541 | 388.399
2989 | 1363.4758 | 388.192
2990 | 1363.3224 | 387.882
2991 | 1363.3224 | 387.451
2992 | 1363.2866 | 387.336
2993 | 1363.2 | 387.2
2994 | 1362.6896 | 386.834
2995 | 1362.6789 | 385.694
2996 | 1362.5046 | 384.245
2997 | 1362.4 | 384.022
2998 | 1362.4 | 384
2999 | 1362.4 | 382.4
3000 | 1362.4 | 382.4
3001 | 1362.4 | 382.3
3002 | 1362.378 | 381.764
3003 | 1362.282 | 381.6
3004 | 1362.2406 | 381.271
3005 | 1361.861 | 380
3006 | 1361.769 | 379.289
3007 | 1361.6 | 378.4
3008 | 1361.6 | 378.4
3009 | 1361.6 | 376.992
3010 | 1361.6 | 376.928
3011 | 1361.5313 | 375.577
3012 | 1361.5307 | 375.384
3013 | 1361.436 | 373.626
3014 | 1361.4245 | 373.34
3015 | 1361.338 | 372.47
3016 | 1361.338 | 372.434
3017 | 1361.037 | 371.974
3018 | 1361.032 | 371.376
3019 | 1361.0005 | 369.659
3020 | 1360.959 | 369.6
3021 | 1360.953 | 368.8
3022 | 1360.939 | 368.77
3023 | 1360.8689 | 368.281
3024 | 1360.865 | 368.162
3025 | 1360.8 | 367.365
3026 | 1360.8 | 367.2
3027 | 1360.8 | 366.042
3028 | 1360.7414 | 365.57
3029 | 1360.73 | 364.006
3030 | 1360.6473 | 363.713
3031 | 1360.505 | 363.496
3032 | 1360.451 | 363.233
3033 | 1359.178 | 362.399
3034 | 1359.024 | 362.299
3035 | 1358.4 | 361.935
3036 | 1358.4 | 361.6
3037 | 1358.4 | 361.338
3038 | 1358.4 | 361.019
3039 | 1358.284 | 360.607
3040 | 1358.0879 | 358.336
3041 | 1358.071 | 357.6
3042 | 1357.844 | 357.477
3043 | 1357.8284 | 356.351
3044 | 1357.739 | 355.312
3045 | 1357.6 | 354.4
3046 | 1357.6 | 354.4
3047 | 1357.1939 | 354.05
3048 | 1357.1007 | 352.662
3049 | 1357.0867 | 352.477
3050 | 1357.077 | 351.921
3051 | 1356.959 | 351.842
3052 | 1356.8 | 349.292
3053 | 1356.8 | 347.015
3054 | 1356.8 | 346.727
3055 | 1356.489 | 345.077
3056 | 1356.354 | 344.184
3057 | 1356.3038 | 342.4
3058 | 1356.1404 | 341.731
3059 | 1356.1138 | 341.722
3060 | 1356 | 341.103
3061 | 1356 | 341.068
3062 | 1356 | 340.251
3063 | 1356 | 338.284
3064 | 1355.7571 | 337.553
3065 | 1355.743 | 337.5
3066 | 1355.7183 | 336.995
3067 | 1355.6593 | 336.689
3068 | 1355.634 | 336.642
3069 | 1355.5716 | 336.487
3070 | 1355.5069 | 336.296
3071 | 1355.5069 | 335.397
3072 | 1355.422 | 335.056
3073 | 1355.3308 | 334.503
3074 | 1355.19 | 333.683
3075 | 1355.1441 | 333.639
3076 | 1355.1218 | 332.391
3077 | 1354.983 | 331.229
3078 | 1354.9802 | 329.842
3079 | 1354.9627 | 329.794
3080 | 1354.9452 | 329.177
3081 | 1354.534 | 327.498
3082 | 1354.4 | 327.491
3083 | 1354.304 | 326.851
3084 | 1354.15 | 326.294
3085 | 1354.034 | 326.245
3086 | 1353.885 | 326.143
3087 | 1353.651 | 325.6
3088 | 1353.643 | 325.219
3089 | 1353.618 | 324.334
3090 | 1353.606 | 323.988
3091 | 1353.6 | 321.025
3092 | 1353.5085 | 319.503
3093 | 1353.4263 | 318.75
3094 | 1353.2033 | 318.526
3095 | 1353.1162 | 315.947
3096 | 1353.11 | 315.709
3097 | 1353.09 | 314.651
3098 | 1352.8 | 313.051
3099 | 1352.8 | 309.051
3100 | 1352.7826 | 308.8
3101 | 1352.7545 | 308.779
3102 | 1352.6494 | 307.599
3103 | 1352.587 | 306.013
3104 | 1352.5624 | 305.6
3105 | 1352.422 | 305.051
3106 | 1352.375 | 305.051
3107 | 1352.3591 | 305.003
3108 | 1352.3193 | 304.837
3109 | 1352.3193 | 304.411
3110 | 1352.296 | 304.162
3111 | 1352.2386 | 303.484
3112 | 1352 | 303.451
3113 | 1352 | 302.664
3114 | 1351.8858 | 302.651
3115 | 1351.8724 | 300.483
3116 | 1351.624 | 299.927
3117 | 1351.591 | 299.004
3118 | 1351.5224 | 298.061
3119 | 1351.25 | 296.004
3120 | 1351.2 | 295.996
3121 | 1351.2 | 295.646
3122 | 1351.1431 | 295.57
3123 | 1351.055 | 294.355
3124 | 1350.9121 | 294.107
3125 | 1350.4 | 293.671
3126 | 1350.4 | 293.639
3127 | 1350.4 | 292.935
3128 | 1350.4 | 292.554
3129 | 1350.247 | 291.604
3130 | 1350.2371 | 290.837
3131 | 1350.183 | 288.531
3132 | 1349.9434 | 287.391
3133 | 1349.7673 | 286.666
3134 | 1349.6792 | 285.851
3135 | 1349.631 | 285.696
3136 | 1349.6 | 285.366
3137 | 1349.218 | 284.8
3138 | 1349.1318 | 284.003
3139 | 1349.1184 | 283.692
3140 | 1349.0361 | 281.918
3141 | 1349.006 | 281.753
3142 | 1348.9437 | 281.725
3143 | 1348.873 | 281.5
3144 | 1348.8 | 280.8
3145 | 1348.8 | 279.708
3146 | 1348.8 | 278.473
3147 | 1348.658 | 278.216
3148 | 1348.064 | 277.538
3149 | 1348 | 276.96
3150 | 1347.911 | 273.527
3151 | 1347.852 | 272.583
3152 | 1347.8468 | 271.411
3153 | 1347.7837 | 269.851
3154 | 1347.642 | 269.794
3155 | 1347.5913 | 268.966
3156 | 1347.526 | 268.045
3157 | 1347.201 | 265.185
3158 | 1347.2 | 263.604
3159 | 1347.2 | 261.177
3160 | 1347.2 | 257.304
3161 | 1347.2 | 255.486
3162 | 1347.2 | 255.046
3163 | 1347.2 | 253.922
3164 | 1347.1615 | 252.89
3165 | 1347.1392 | 251.948
3166 | 1347.0834 | 251.72
3167 | 1346.8708 | 251.402
3168 | 1346.761 | 251.093
3169 | 1346.552 | 249.818
3170 | 1346.4339 | 249.818
3171 | 1346.4 | 248.35
3172 | 1346.4 | 247.776
3173 | 1346.221 | 247.487
3174 | 1345.6 | 246.091
3175 | 1345.6 | 245.71
3176 | 1345.6 | 243.507
3177 | 1345.6 | 243.302
3178 | 1345.6 | 240.251
3179 | 1345.6 | 239.631
3180 | 1345.557 | 239.095
3181 | 1345.486 | 238.651
3182 | 1345.155 | 238.164
3183 | 1345.1535 | 237.93
3184 | 1345.1473 | 235.923
3185 | 1345.1473 | 235.74
3186 | 1345.146 | 235.702
3187 | 1344.8 | 235.517
3188 | 1344.8 | 235.451
3189 | 1344.8 | 235.25
3190 | 1344.8 | 234.802
3191 | 1344.8 | 234.651
3192 | 1344.7616 | 234.4
3193 | 1344.335 | 233.488
3194 | 1344 | 233.432
3195 | 1344 | 233.061
3196 | 1343.987 | 230.4
3197 | 1343.3802 | 229.588
3198 | 1343.34 | 229.566
3199 | 1343.2 | 229.051
3200 | 1343.063 | 227.692
3201 | 1343.015 | 227.472
3202 | 1342.5492 | 225.851
3203 | 1342.539 | 225.469
3204 | 1342.5199 | 225.447
3205 | 1342.4171 | 223.887
3206 | 1342.0133 | 223.875
3207 | 1341.9598 | 223.758
3208 | 1341.9598 | 223.2
3209 | 1341.872 | 222.332
3210 | 1341.667 | 221.74
3211 | 1341.6 | 221.314
3212 | 1341.6 | 221.29
3213 | 1341.6 | 220.641
3214 | 1341.6 | 220.562
3215 | 1341.6 | 219.965
3216 | 1341.317 | 219.451
3217 | 1341.1629 | 218.3
3218 | 1341.1629 | 217.851
3219 | 1341.153 | 217.295
3220 | 1340.908 | 216.926
3221 | 1340.7248 | 216.9
3222 | 1340.366 | 216.856
3223 | 1340.366 | 216.126
3224 | 1340.192 | 214.315
3225 | 1340.07 | 213.851
3226 | 1340 | 213.228
3227 | 1340 | 212.725
3228 | 1340 | 212.331
3229 | 1339.573 | 212.256
3230 | 1339.5691 | 211.451
3231 | 1339.5691 | 211.286
3232 | 1339.569 | 210.409
3233 | 1339.387 | 210.15
3234 | 1339.324 | 209.928
3235 | 1339.2413 | 209.051
3236 | 1339.2361 | 208.083
3237 | 1339.1925 | 207.85
3238 | 1339.188 | 207.753
3239 | 1339.0123 | 207.532
3240 | 1338.908 | 207.086
3241 | 1338.8744 | 203.924
3242 | 1338.785 | 203.451
3243 | 1338.6645 | 203.125
3244 | 1338.6464 | 202.221
3245 | 1338.632 | 199.345
3246 | 1338.4 | 198.673
3247 | 1338.4 | 197.851
3248 | 1338.234 | 192.864
3249 | 1338.153 | 192.376
3250 | 1338.141 | 192
3251 | 1338.014 | 190.95
3252 | 1337.9229 | 187.451
3253 | 1337.8875 | 186.886
3254 | 1337.607 | 186.651
3255 | 1337.6 | 186.465
3256 | 1337.6 | 186.302
3257 | 1337.6 | 185.716
3258 | 1337.421 | 184.816
3259 | 1337.3169 | 184.408
3260 | 1337.162 | 184.083
3261 | 1337.062 | 182.224
3262 | 1336.8 | 182.095
3263 | 1336.8 | 181.973
3264 | 1336.7828 | 181.636
3265 | 1336.752 | 181.283
3266 | 1336.4734 | 180.712
3267 | 1336.4693 | 180.455
3268 | 1336.4483 | 179.926
3269 | 1336.3816 | 179.617
3270 | 1336 | 178.965
3271 | 1335.966 | 177.051
3272 | 1335.878 | 176.894
3273 | 1335.808 | 176.755
3274 | 1335.797 | 176.692
3275 | 1335.6922 | 176.4
3276 | 1335.484 | 176.356
3277 | 1335.2 | 176.008
3278 | 1335.2 | 175.451
3279 | 1335.156 | 174.651
3280 | 1335.092 | 173.6
3281 | 1335.092 | 172.833
3282 | 1334.6984 | 172.5
3283 | 1334.591 | 172.251
3284 | 1334.4 | 171.2
3285 | 1334.4 | 170.183
3286 | 1334.239 | 169.957
3287 | 1334.168 | 169.953
3288 | 1333.7106 | 169.158
3289 | 1333.6 | 167.726
3290 | 1333.6 | 167.451
3291 | 1333.6 | 167.385
3292 | 1333.194 | 167.239
3293 | 1333.0199 | 166.651
3294 | 1332.948 | 165.131
3295 | 1332.8 | 164.251
3296 | 1332.8 | 164.251
3297 | 1332.8 | 163.463
3298 | 1332.8 | 162.306
3299 | 1332.7466 | 161.738
3300 | 1332.407 | 160.765
3301 | 1332.3971 | 160.251
3302 | 1332.189 | 160.251
3303 | 1332.16 | 159.767
3304 | 1332.0267 | 159.159
3305 | 1332 | 157.894
3306 | 1331.8493 | 157.62
3307 | 1331.6386 | 157.401
3308 | 1331.5524 | 156.165
3309 | 1331.4271 | 154.245
3310 | 1331.4199 | 153.851
3311 | 1331.273 | 152.251
3312 | 1331.2 | 151.451
3313 | 1331.2 | 149.878
3314 | 1331.149 | 149.051
3315 | 1330.6818 | 146.701
3316 | 1330.5557 | 146.672
3317 | 1330.2779 | 145.051
3318 | 1330.2706 | 144.595
3319 | 1330.2572 | 140.251
3320 | 1329.9719 | 139.849
3321 | 1329.8202 | 139.451
3322 | 1329.8202 | 139.348
3323 | 1329.6 | 137.851
3324 | 1329.6 | 137.22
3325 | 1329.4033 | 137.051
3326 | 1329.2874 | 137.04
3327 | 1329.2253 | 136.8
3328 | 1329.0847 | 136.386
3329 | 1329.046 | 135.986
3330 | 1328.98 | 135.3
3331 | 1328.8758 | 134.831
3332 | 1328.8 | 134.651
3333 | 1328.8 | 134.3
3334 | 1328.616 | 133.956
3335 | 1328.5643 | 133.051
3336 | 1328.4127 | 133.051
3337 | 1328.349 | 132.664
3338 | 1328.345 | 132.435
3339 | 1328.1557 | 131.7
3340 | 1327.845 | 128.86
3341 | 1327.7543 | 128.021
3342 | 1327.615 | 127.833
3343 | 1327.6136 | 127.555
3344 | 1327.605 | 127.451
3345 | 1327.2 | 127.2
3346 | 1327.158 | 127.009
3347 | 1327.1344 | 126.939
3348 | 1327.1212 | 126.4
3349 | 1326.8189 | 125.303
3350 | 1326.775 | 124.8
3351 | 1326.4 | 124.264
3352 | 1326.4 | 123.533
3353 | 1326.022 | 123.531
3354 | 1325.832 | 123.177
3355 | 1325.723 | 123.118
3356 | 1325.7023 | 122.756
3357 | 1325.6 | 121.921
3358 | 1325.6 | 121.825
3359 | 1325.6 | 121.202
3360 | 1325.4565 | 120.846
3361 | 1324.926 | 120.447
3362 | 1324.8 | 120
3363 | 1324.8 | 119.811
3364 | 1324.8 | 119.611
3365 | 1324.6715 | 119.581
3366 | 1324.0666 | 119.403
3367 | 1324 | 118.4
3368 | 1324 | 118.272
3369 | 1324 | 117.851
3370 | 1324 | 116.95
3371 | 1324 | 116.837
3372 | 1324 | 116.8
3373 | 1323.9027 | 116.541
3374 | 1323.515 | 116.132
3375 | 1323.308 | 116
3376 | 1323.29 | 115.551
3377 | 1323.1257 | 115.49
3378 | 1322.503 | 115.444
3379 | 1322.4 | 114.987
3380 | 1322.0172 | 114.651
3381 | 1321.969 | 114.651
3382 | 1321.6131 | 114.651
3383 | 1321.611 | 114.532
3384 | 1321.6 | 114.4
3385 | 1321.6 | 114.4
3386 | 1321.6 | 114.294
3387 | 1321.6 | 113.678
3388 | 1321.3359 | 113.6
3389 | 1320.9939 | 113.177
3390 | 1320.8 | 113.051
3391 | 1320.8 | 113.051
3392 | 1320.8 | 113.036
3393 | 1320.7953 | 112.861
3394 | 1320.769 | 112.861
3395 | 1320.721 | 112.656
3396 | 1320.5876 | 112.478
3397 | 1320.5663 | 111.2
3398 | 1320.2584 | 111.126
3399 | 1320 | 110.823
3400 | 1319.2 | 110.651
3401 | 1319.2 | 110.4
3402 | 1319.1596 | 110.4
3403 | 1319.128 | 110.4
3404 | 1318.85 | 110.4
3405 | 1318.7874 | 110.4
3406 | 1318.43 | 110.105
3407 | 1318.4 | 109.6
3408 | 1318.4 | 108.8
3409 | 1318.4 | 108.377
3410 | 1318.0519 | 108
3411 | 1317.887 | 108
3412 | 1317.8249 | 107.939
3413 | 1317.8249 | 107.451
3414 | 1317.715 | 107.217
3415 | 1317.6872 | 107.217
3416 | 1317.571 | 107.217
3417 | 1317.507 | 107.2
3418 | 1317.272 | 107.136
3419 | 1317.246 | 106.4
3420 | 1317.153 | 106.4
3421 | 1316.9102 | 105.986
3422 | 1316.835 | 105.846
3423 | 1316.8 | 105.6
3424 | 1316.533 | 105.6
3425 | 1316 | 105.5
3426 | 1315.8883 | 105.341
3427 | 1315.8883 | 105.189
3428 | 1315.8453 | 105.189
3429 | 1315.8048 | 105.179
3430 | 1315.4865 | 104.887
3431 | 1315.4265 | 104.887
3432 | 1315.27 | 104.8
3433 | 1315.264 | 104.8
3434 | 1315.2 | 104.8
3435 | 1315.1216 | 104.11
3436 | 1315.1098 | 103.864
3437 | 1315.0705 | 103.42
3438 | 1314.638 | 103.333
3439 | 1314.6289 | 103.222
3440 | 1314.622 | 103.2
3441 | 1314.5969 | 102.4
3442 | 1314.4 | 102.229
3443 | 1314.3991 | 101.779
3444 | 1314.3743 | 101.779
3445 | 1314.233 | 101.6
3446 | 1314.143 | 101.6
3447 | 1314.0022 | 101.6
3448 | 1313.9909 | 101.205
3449 | 1313.727 | 101.002
3450 | 1313.6387 | 100.766
3451 | 1313.6 | 100.593
3452 | 1313.6 | 100.593
3453 | 1313.6 | 100.251
3454 | 1313.6 | 100.245
3455 | 1313.406 | 100
3456 | 1313.362 | 99.775
3457 | 1313.2718 | 99.714
3458 | 1313.251 | 99.536
3459 | 1313.0255 | 99.448
3460 | 1312.8 | 99.177
3461 | 1312.8 | 98.957
3462 | 1312.8 | 98.671
3463 | 1312.8 | 98.4
3464 | 1312.5904 | 98.4
3465 | 1312.509 | 98.315
3466 | 1312.456 | 97.6
3467 | 1312.2971 | 97.322
3468 | 1312.2486 | 97.213
3469 | 1312.2486 | 96.8
3470 | 1312 | 96.792
3471 | 1311.495 | 96.504
3472 | 1311.4301 | 96.251
3473 | 1311.2 | 95.597
3474 | 1311.2 | 95.451
3475 | 1310.4 | 95.451
3476 | 1310.4 | 95.451
3477 | 1310.4 | 95.336
3478 | 1310.4 | 95.2
3479 | 1310.1635 | 95.2
3480 | 1310.148 | 94.868
3481 | 1310.033 | 94.83
3482 | 1309.9178 | 94.651
3483 | 1309.9178 | 94.4
3484 | 1309.8432 | 94.4
3485 | 1309.7799 | 94.033
3486 | 1309.4418 | 93.851
3487 | 1309.39 | 93.39
3488 | 1309.361 | 93.332
3489 | 1309.2256 | 92.8
3490 | 1308.9971 | 92
3491 | 1308.846 | 92
3492 | 1308.643 | 91.642
3493 | 1308.586 | 91.642
3494 | 1308.4901 | 91.597
3495 | 1308.312 | 91.2
3496 | 1308.225 | 91.2
3497 | 1308 | 90.455
3498 | 1307.932 | 89.6
3499 | 1307.6936 | 89.6
3500 | 1307.693 | 89.573
3501 | 1307.476 | 89.051
3502 | 1307.3767 | 88.813
3503 | 1307.2764 | 88.8
3504 | 1307.2 | 88.262
3505 | 1306.7683 | 88
3506 | 1306.7255 | 88
3507 | 1306.374 | 87.847
3508 | 1306.2835 | 87.658
3509 | 1306.162 | 87.658
3510 | 1306.0833 | 87.451
3511 | 1306.039 | 87.437
3512 | 1306.0331 | 87.2
3513 | 1306.0331 | 86.991
3514 | 1305.6 | 86.661
3515 | 1305.6 | 85.749
3516 | 1305.6 | 85.6
3517 | 1305.6 | 85.6
3518 | 1305.548 | 85.6
3519 | 1305.53 | 85.578
3520 | 1305.495 | 85.23
3521 | 1305.477 | 84.8
3522 | 1305.359 | 84.791
3523 | 1305.329 | 84.585
3524 | 1305.3029 | 84.47
3525 | 1304.8 | 84.33
3526 | 1304.8 | 84.283
3527 | 1304.8 | 84.251
3528 | 1304.669 | 84.011
3529 | 1304.5051 | 84
3530 | 1304.4387 | 83.849
3531 | 1304 | 82.651
3532 | 1304 | 82.378
3533 | 1304 | 82.378
3534 | 1304 | 82.378
3535 | 1304 | 82.378
3536 | 1303.888 | 81.643
3537 | 1303.802 | 81.6
3538 | 1303.577 | 81.051
3539 | 1303.2 | 80.652
3540 | 1303.2 | 80.251
3541 | 1303.011 | 80.121
3542 | 1302.91 | 78.701
3543 | 1302.813 | 78.561
3544 | 1302.803 | 77.851
3545 | 1302.6298 | 77.851
3546 | 1302.6059 | 77.805
3547 | 1302.5098 | 77.657
3548 | 1302.4 | 77.016
3549 | 1302.3903 | 76.234
3550 | 1302.102 | 75.451
3551 | 1302.0681 | 75.451
3552 | 1301.9392 | 73.184
3553 | 1301.865 | 73.083
3554 | 1301.6783 | 73.051
3555 | 1301.609 | 73.051
3556 | 1301.431 | 72.962
3557 | 1301.2096 | 72.408
3558 | 1301.174 | 72.251
3559 | 1301.099 | 72.033
3560 | 1300.99 | 71.451
3561 | 1300.8 | 71.451
3562 | 1300.4519 | 69.944
3563 | 1300.328 | 69.851
3564 | 1300.3109 | 68.935
3565 | 1300.307 | 68.178
3566 | 1300.2516 | 67.953
3567 | 1300 | 66.71
3568 | 1300 | 65.851
3569 | 1300 | 64.939
3570 | 1300 | 64.907
3571 | 1300 | 64.906
3572 | 1300 | 64.506
3573 | 1299.8671 | 64.422
3574 | 1299.5317 | 64.337
3575 | 1299.5317 | 64.251
3576 | 1299.4648 | 63.676
3577 | 1299.258 | 63.313
3578 | 1299.2 | 62.042
3579 | 1299.2 | 61.056
3580 | 1299.188 | 60.711
3581 | 1299.0474 | 60.651
3582 | 1299.0406 | 59.342
3583 | 1298.9278 | 58.213
3584 | 1298.7306 | 57.996
3585 | 1298.4857 | 57.714
3586 | 1298.407 | 57.424
3587 | 1298.4 | 57.375
3588 | 1298.3816 | 56.251
3589 | 1298.1928 | 54.651
3590 | 1298.188 | 52.693
3591 | 1298.1309 | 52.56
3592 | 1297.88 | 52.251
3593 | 1297.7951 | 51.641
3594 | 1297.339 | 51.254
3595 | 1296.981 | 50.881
3596 | 1296.8027 | 50.651
3597 | 1296.8011 | 50.651
3598 | 1296.8 | 50.581
3599 | 1296.7098 | 50.534
3600 | 1296.6671 | 49.766
3601 | 1296.4209 | 49.245
3602 | 1296.3319 | 49.051
3603 | 1296.2238 | 48.827
3604 | 1296.1408 | 48.417
3605 | 1296.0874 | 48.251
3606 | 1295.9329 | 46.122
3607 | 1295.9295 | 46.005
3608 | 1295.9036 | 45.051
3609 | 1295.781 | 44.187
3610 | 1295.7403 | 42.651
3611 | 1295.2535 | 42.594
3612 | 1295.2 | 41.885
3613 | 1295.2 | 39.451
3614 | 1295.1505 | 39.425
3615 | 1295.145 | 36.978
3616 | 1294.5152 | 36.251
3617 | 1294.4 | 36.251
3618 | 1294.4 | 35.044
3619 | 1294.4 | 32.275
3620 | 1294.4 | 32.071
3621 | 1294.379 | 31.59
3622 | 1294.3433 | 30.726
3623 | 1294.28 | 29.851
3624 | 1294.1465 | 29.784
3625 | 1293.998 | 29.005
3626 | 1293.6 | 28.419
3627 | 1293.522 | 27.982
3628 | 1293.3496 | 27.777
3629 | 1293.304 | 27.14
3630 | 1293.095 | 26.346
3631 | 1293.0716 | 25.051
3632 | 1292.9603 | 25.051
3633 | 1292.903 | 25.051
3634 | 1292.8316 | 24.251
3635 | 1292.8 | 23.451
3636 | 1292.8 | 23.376
3637 | 1292.8 | 22.651
3638 | 1292.068 | 21.726
3639 | 1292 | 21.051
3640 | 1292 | 21.029
3641 | 1292 | 18.642
3642 | 1292 | 18.553
3643 | 1292 | 18.114
3644 | 1291.5998 | 17.6
3645 | 1291.2 | 17.051
3646 | 1291.1281 | 16.711
3647 | 1290.5356 | 15.959
3648 | 1290.4943 | 15.285
3649 | 1290.4 | 14.651
3650 | 1290.4 | 14.079
3651 | 1290.4 | 14.019
3652 | 1290.4 | 13.851
3653 | 1290.4 | 13.081
3654 | 1290.1975 | 13.051
3655 | 1290.1975 | 12.848
3656 | 1290.0993 | 12.708
3657 | 1289.5668 | 11.451
3658 | 1289.506 | 11.326
3659 | 1289.4335 | 10.802
3660 | 1289.3666 | 8.742
3661 | 1289.3435 | 8.647
3662 | 1289.3338 | 8.527
3663 | 1289.2178 | 8.251
3664 | 1288.8 | 7.107
3665 | 1288.8 | 6.21
3666 | 1288.7009 | 5.851
3667 | 1288.464 | 5.051
3668 | 1288.2412 | 4.831
3669 | 1288.141 | 4.605
3670 | 1288.1255 | 4.305
3671 | 1288.096 | 4.251
3672 | 1288.0652 | 4.118
3673 | 1288 | 2.751
3674 | 1288 | 2.651
3675 | 1288 | 2.629
3676 | 1288 | 1.165
3677 | 1287.992 | 1.051
3678 | 1287.915 | 0.594
3679 | 1287.7714 | 0.134
3680 | 1287.5099 | 0
3681 | 1287.4348 | 0
3682 | 1287.314 | 0
3683 | 1287.2 | 0
3684 | 1287.2 | 0
3685 | 1287.2 | 0
3686 | 1287.2 | 0
3687 | 1287.2 | 0
3688 | 1286.7441 | 0
3689 | 1286.664 | 0
3690 | 1286.6096 | 0
3691 | 1286.45 | 0
3692 | 1286.4464 | 0
3693 | 1286.429 | 0
3694 | 1286.4 | 0
3695 | 1286.4 | 0
3696 | 1286.4 | 0
3697 | 1286.247 | 0
3698 | 1285.8327 | 0
3699 | 1285.8327 | 0
3700 | 1285.689 | 0
3701 | 1285.6 | 0
3702 | 1285.6 | 0
3703 | 1285.6 | 0
3704 | 1285.579 | 0
3705 | 1285.3627 | 0
3706 | 1285.355 | 0
3707 | 1285.1606 | 0
3708 | 1284.5469 | 0
3709 | 1284.4951 | 0
3710 | 1284.4902 | 0
3711 | 1284.095 | 0
3712 | 1284.0444 | 0
3713 | 1284 | 0
3714 | 1284 | 0
3715 | 1284 | 0
3716 | 1283.8 | 0
3717 | 1283.7869 | 0
3718 | 1283.7711 | 0
3719 | 1283.758 | 0
3720 | 1283.562 | 0
3721 | 1283.4824 | 0
3722 | 1283.48 | 0
3723 | 1283.2 | 0
3724 | 1283.2 | 0
3725 | 1283.014 | 0
3726 | 1282.839 | 0
3727 | 1282.753 | 0
3728 | 1282.735 | 0
3729 | 1282.7249 | 0
3730 | 1282.4 | 0
3731 | 1282.3573 | 0
3732 | 1282.1932 | 0
3733 | 1282.017 | 0
3734 | 1282.0114 | 0
3735 | 1281.661 | 0
3736 | 1281.6469 | 0
3737 | 1281.6 | 0
3738 | 1281.582 | 0
3739 | 1281.294 | 0
3740 | 1281.246 | 0
3741 | 1281.053 | 0
3742 | 1280.998 | 0
3743 | 1280.894 | 0
3744 | 1280.8 | 0
3745 | 1280.8 | 0
3746 | 1280.8 | 0
3747 | 1280.783 | 0
3748 | 1280.5994 | 0
3749 | 1280.4233 | 0
3750 | 1280.109 | 0
3751 | 1280.093 | 0
3752 | 1280 | 0
3753 | 1280 | 0
3754 | 1280 | 0
3755 | 1279.819 | 0
3756 | 1279.8048 | 0
3757 | 1279.245 | 0
3758 | 1279.1002 | 0
3759 | 1278.8742 | 0
3760 | 1278.5809 | 0
3761 | 1278.412 | 0
3762 | 1278.2681 | 0
3763 | 1278.239 | 0
3764 | 1278.237 | 0
3765 | 1278.067 | 0
3766 | 1278.022 | 0
3767 | 1278.001 | 0
3768 | 1277.6 | 0
3769 | 1277.6 | 0
3770 | 1277.5983 | 0
3771 | 1277.595 | 0
3772 | 1277.5 | 0
3773 | 1277.059 | 0
3774 | 1276.9675 | 0
3775 | 1276.8627 | 0
3776 | 1276.8 | 0
3777 | 1276.6757 | 0
3778 | 1276.497 | 0
3779 | 1276.219 | 0
3780 | 1276.1272 | 0
3781 | 1276 | 0
3782 | 1276 | 0
3783 | 1276 | 0
3784 | 1275.9643 | 0
3785 | 1275.894 | 0
3786 | 1275.7325 | 0
3787 | 1275.6932 | 0
3788 | 1275.614 | 0
3789 | 1275.5441 | 0
3790 | 1275.3917 | 0
3791 | 1275.2 | 0
3792 | 1275.0212 | 0
3793 | 1274.9556 | 0
3794 | 1274.8271 | 0
3795 | 1274.6729 | 0
3796 | 1274.6562 | 0
3797 | 1274.438 | 0
3798 | 1274.4 | 0
3799 | 1274.4 | 0
3800 | 1274.4 | 0
3801 | 1274.4 | 0
3802 | 1274.4 | 0
3803 | 1274.4 | 0
3804 | 1274.3118 | 0
3805 | 1274.3118 | 0
3806 | 1274.12 | 0
3807 | 1274.013 | 0
3808 | 1273.679 | 0
3809 | 1273.643 | 0
3810 | 1273.3611 | 0
3811 | 1273.3423 | 0
3812 | 1273.22 | 0
3813 | 1272.8 | 0
3814 | 1272.8 | 0
3815 | 1272.8 | 0
3816 | 1272.8 | 0
3817 | 1272.5121 | 0
3818 | 1272.4496 | 0
3819 | 1272 | 0
3820 | 1272 | 0
3821 | 1271.929 | 0
3822 | 1271.7255 | 0
3823 | 1271.683 | 0
3824 | 1271.2 | 0
3825 | 1271.2 | 0
3826 | 1270.9311 | 0
3827 | 1270.9077 | 0
3828 | 1270.866 | 0
3829 | 1270.8584 | 0
3830 | 1270.7349 | 0
3831 | 1270.68 | 0
3832 | 1270.5584 | 0
3833 | 1270.539 | 0
3834 | 1270.4 | 0
3835 | 1270.4 | 0
3836 | 1270.4 | 0
3837 | 1270.4 | 0
3838 | 1270.332 | 0
3839 | 1270.2939 | 0
3840 | 1270.2431 | 0
3841 | 1270.1677 | 0
3842 | 1270.075 | 0
3843 | 1269.6825 | 0
3844 | 1269.4808 | 0
3845 | 1269.4781 | 0
3846 | 1269.4429 | 0
3847 | 1269.1333 | 0
3848 | 1268.8 | 0
3849 | 1268.8 | 0
3850 | 1268.8 | 0
3851 | 1268.8 | 0
3852 | 1268.772 | 0
3853 | 1268.6028 | 0
3854 | 1268.3941 | 0
3855 | 1268.221 | 0
3856 | 1268.157 | 0
3857 | 1268.07 | 0
3858 | 1268 | 0
3859 | 1268 | 0
3860 | 1268 | 0
3861 | 1267.9631 | 0
3862 | 1267.9631 | 0
3863 | 1267.883 | 0
3864 | 1267.674 | 0
3865 | 1267.651 | 0
3866 | 1267.6269 | 0
3867 | 1267.43 | 0
3868 | 1267.3981 | 0
3869 | 1267.2 | 0
3870 | 1267.2 | 0
3871 | 1267.0966 | 0
3872 | 1267.0523 | 0
3873 | 1267.0523 | 0
3874 | 1266.8185 | 0
3875 | 1266.559 | 0
3876 | 1266.465 | 0
3877 | 1266.4219 | 0
3878 | 1266.4092 | 0
3879 | 1266.4092 | 0
3880 | 1266.4 | 0
3881 | 1266.4 | 0
3882 | 1266.4 | 0
3883 | 1266.4 | 0
3884 | 1266.3005 | 0
3885 | 1265.9984 | 0
3886 | 1265.787 | 0
3887 | 1265.6 | 0
3888 | 1265.6 | 0
3889 | 1265.597 | 0
3890 | 1265.5835 | 0
3891 | 1265.572 | 0
3892 | 1265.5332 | 0
3893 | 1265.4585 | 0
3894 | 1265.2017 | 0
3895 | 1265.0944 | 0
3896 | 1264.8 | 0
3897 | 1264.8 | 0
3898 | 1264.8 | 0
3899 | 1264.732 | 0
3900 | 1264.5447 | 0
3901 | 1264.538 | 0
3902 | 1264.4646 | 0
3903 | 1264 | 0
3904 | 1263.9143 | 0
3905 | 1263.8647 | 0
3906 | 1263.8647 | 0
3907 | 1263.8647 | 0
3908 | 1263.6571 | 0
3909 | 1263.475 | 0
3910 | 1263.2609 | 0
3911 | 1263.257 | 0
3912 | 1263.2 | 0
3913 | 1262.5245 | 0
3914 | 1262.5245 | 0
3915 | 1262.4 | 0
3916 | 1262.4 | 0
3917 | 1262.4 | 0
3918 | 1262.2861 | 0
3919 | 1262.195 | 0
3920 | 1262.1523 | 0
3921 | 1262.025 | 0
3922 | 1261.7184 | 0
3923 | 1261.705 | 0
3924 | 1261.6 | 0
3925 | 1261.322 | 0
3926 | 1261.111 | 0
3927 | 1260.9775 | 0
3928 | 1260.8348 | 0
3929 | 1260.6772 | 0
3930 | 1260.412 | 0
3931 | 1260.2759 | 0
3932 | 1260 | 0
3933 | 1260 | 0
3934 | 1260 | 0
3935 | 1259.8074 | 0
3936 | 1259.699 | 0
3937 | 1259.2103 | 0
3938 | 1259.2 | 0
3939 | 1259.1168 | 0
3940 | 1258.89 | 0
3941 | 1258.648 | 0
3942 | 1258.4261 | 0
3943 | 1258.4261 | 0
3944 | 1258.4 | 0
3945 | 1258.4 | 0
3946 | 1258.144 | 0
3947 | 1257.977 | 0
3948 | 1257.8224 | 0
3949 | 1257.696 | 0
3950 | 1257.6 | 0
3951 | 1257.6 | 0
3952 | 1257.5245 | 0
3953 | 1257.4896 | 0
3954 | 1257.452 | 0
3955 | 1257.345 | 0
3956 | 1257.086 | 0
3957 | 1257.086 | 0
3958 | 1257.0037 | 0
3959 | 1256.8 | 0
3960 | 1256.8 | 0
3961 | 1256.603 | 0
3962 | 1256.2682 | 0
3963 | 1256.2682 | 0
3964 | 1256.2682 | 0
3965 | 1256.2333 | 0
3966 | 1256.0216 | 0
3967 | 1256 | 0
3968 | 1256 | 0
3969 | 1255.783 | 0
3970 | 1255.664 | 0
3971 | 1255.5327 | 0
3972 | 1255.5094 | 0
3973 | 1255.3689 | 0
3974 | 1255.265 | 0
3975 | 1255.2 | 0
3976 | 1255.151 | 0
3977 | 1255.099 | 0
3978 | 1254.993 | 0
3979 | 1254.9727 | 0
3980 | 1254.9727 | 0
3981 | 1254.555 | 0
3982 | 1254.4 | 0
3983 | 1254.4 | 0
3984 | 1254.4 | 0
3985 | 1254.291 | 0
3986 | 1254.203 | 0
3987 | 1253.8934 | 0
3988 | 1253.3755 | 0
3989 | 1253.158 | 0
3990 | 1253.0838 | 0
3991 | 1252.9154 | 0
3992 | 1252.9006 | 0
3993 | 1252.8 | 0
3994 | 1252.8 | 0
3995 | 1252.8 | 0
3996 | 1252.8 | 0
3997 | 1252.5906 | 0
3998 | 1252.525 | 0
3999 | 1252.2468 | 0
4000 | 1251.764 | 0
4001 | 1251.649 | 0
4002 | 1251.5192 | 0
4003 | 1251.5192 | 0
4004 | 1251.5192 | 0
4005 | 1251.361 | 0
4006 | 1251.306 | 0
4007 | 1251.2 | 0
4008 | 1251.1195 | 0
4009 | 1251.1145 | 0
4010 | 1251.0074 | 0
4011 | 1250.9173 | 0
4012 | 1250.7879 | 0
4013 | 1250.4936 | 0
4014 | 1250.4619 | 0
4015 | 1250.4 | 0
4016 | 1250.4 | 0
4017 | 1250.4 | 0
4018 | 1250.3824 | 0
4019 | 1250.2042 | 0
4020 | 1250.1114 | 0
4021 | 1249.9334 | 0
4022 | 1249.8858 | 0
4023 | 1249.6 | 0
4024 | 1249.3245 | 0
4025 | 1249.2235 | 0
4026 | 1249.168 | 0
4027 | 1248.913 | 0
4028 | 1248.913 | 0
4029 | 1248.8063 | 0
4030 | 1248.8 | 0
4031 | 1248.8 | 0
4032 | 1248.8 | 0
4033 | 1248.8 | 0
4034 | 1248.8 | 0
4035 | 1248.8 | 0
4036 | 1248.417 | 0
4037 | 1248.3052 | 0
4038 | 1248.0084 | 0
4039 | 1248 | 0
4040 | 1248 | 0
4041 | 1247.998 | 0
4042 | 1247.462 | 0
4043 | 1247.32 | 0
4044 | 1247.2 | 0
4045 | 1247.1906 | 0
4046 | 1247.034 | 0
4047 | 1247.0319 | 0
4048 | 1246.9858 | 0
4049 | 1246.7915 | 0
4050 | 1246.7064 | 0
4051 | 1246.7064 | 0
4052 | 1246.6844 | 0
4053 | 1246.649 | 0
4054 | 1246.4 | 0
4055 | 1246.4 | 0
4056 | 1246.4 | 0
4057 | 1246.387 | 0
4058 | 1246.3728 | 0
4059 | 1246.3699 | 0
4060 | 1245.954 | 0
4061 | 1245.736 | 0
4062 | 1245.6 | 0
4063 | 1245.6 | 0
4064 | 1245.0055 | 0
4065 | 1244.8 | 0
4066 | 1244.8 | 0
4067 | 1244.8 | 0
4068 | 1244.4999 | 0
4069 | 1244.499 | 0
4070 | 1244.374 | 0
4071 | 1244.187 | 0
4072 | 1244 | 0
4073 | 1243.9425 | 0
4074 | 1243.9425 | 0
4075 | 1243.9425 | 0
4076 | 1243.8855 | 0
4077 | 1243.5472 | 0
4078 | 1243.412 | 0
4079 | 1243.3736 | 0
4080 | 1243.2 | 0
4081 | 1243.2 | 0
4082 | 1243.0288 | 0
4083 | 1242.7375 | 0
4084 | 1242.4 | 0
4085 | 1242.3884 | 0
4086 | 1242.3487 | 0
4087 | 1241.914 | 0
4088 | 1241.663 | 0
4089 | 1241.662 | 0
4090 | 1241.6 | 0
4091 | 1241.5596 | 0
4092 | 1241.5501 | 0
4093 | 1241.5078 | 0
4094 | 1241.291 | 0
4095 | 1241.187 | 0
4096 | 1241.158 | 0
4097 | 1240.9649 | 0
4098 | 1240.8 | 0
4099 | 1240.7703 | 0
4100 | 1240.7703 | 0
4101 | 1240.471 | 0
4102 | 1240.205 | 0
4103 | 1240.0867 | 0
4104 | 1240.0192 | 0
4105 | 1240 | 0
4106 | 1240 | 0
4107 | 1240 | 0
4108 | 1239.89 | 0
4109 | 1239.8562 | 0
4110 | 1239.8362 | 0
4111 | 1239.767 | 0
4112 | 1239.5337 | 0
4113 | 1239.472 | 0
4114 | 1239.3475 | 0
4115 | 1239.2694 | 0
4116 | 1239.2 | 0
4117 | 1239.2 | 0
4118 | 1239.2 | 0
4119 | 1239.2 | 0
4120 | 1239.039 | 0
4121 | 1239.0123 | 0
4122 | 1238.9154 | 0
4123 | 1238.8415 | 0
4124 | 1238.812 | 0
4125 | 1238.6166 | 0
4126 | 1238.6157 | 0
4127 | 1238.61 | 0
4128 | 1238.5577 | 0
4129 | 1238.4395 | 0
4130 | 1238.4 | 0
4131 | 1238.4 | 0
4132 | 1238.1945 | 0
4133 | 1238.191 | 0
4134 | 1238.1 | 0
4135 | 1238.0554 | 0
4136 | 1237.7156 | 0
4137 | 1237.7056 | 0
4138 | 1237.7056 | 0
4139 | 1237.7056 | 0
4140 | 1237.6625 | 0
4141 | 1237.5674 | 0
4142 | 1237.532 | 0
4143 | 1237.1447 | 0
4144 | 1237.1447 | 0
4145 | 1237.0149 | 0
4146 | 1237.0149 | 0
4147 | 1236.892 | 0
4148 | 1236.8333 | 0
4149 | 1236.827 | 0
4150 | 1236.8 | 0
4151 | 1236.8 | 0
4152 | 1236.8 | 0
4153 | 1236.5588 | 0
4154 | 1236.4091 | 0
4155 | 1236.3242 | 0
4156 | 1236.1086 | 0
4157 | 1236.1086 | 0
4158 | 1235.9792 | 0
4159 | 1235.738 | 0
4160 | 1235.6617 | 0
4161 | 1235.312 | 0
4162 | 1235.2 | 0
4163 | 1234.863 | 0
4164 | 1234.4 | 0
4165 | 1234.4 | 0
4166 | 1234.242 | 0
4167 | 1234.1608 | 0
4168 | 1234.0498 | 0
4169 | 1234.046 | 0
4170 | 1233.7922 | 0
4171 | 1233.7778 | 0
4172 | 1233.7118 | 0
4173 | 1233.607 | 0
4174 | 1233.6 | 0
4175 | 1233.6 | 0
4176 | 1233.4671 | 0
4177 | 1233.4671 | 0
4178 | 1233.429 | 0
4179 | 1233.2875 | 0
4180 | 1233.2875 | 0
4181 | 1233.0561 | 0
4182 | 1232.8708 | 0
4183 | 1232.8 | 0
4184 | 1232.8 | 0
4185 | 1232.8 | 0
4186 | 1232.7184 | 0
4187 | 1232.4093 | 0
4188 | 1232.224 | 0
4189 | 1232.1801 | 0
4190 | 1232.152 | 0
4191 | 1232.0808 | 0
4192 | 1232 | 0
4193 | 1232 | 0
4194 | 1231.998 | 0
4195 | 1231.9892 | 0
4196 | 1231.626 | 0
4197 | 1231.447 | 0
4198 | 1231.431 | 0
4199 | 1231.2495 | 0
4200 | 1231.0896 | 0
4201 | 1231.0111 | 0
4202 | 1230.7987 | 0
4203 | 1230.7987 | 0
4204 | 1230.7481 | 0
4205 | 1230.6701 | 0
4206 | 1230.58 | 0
4207 | 1230.4932 | 0
4208 | 1230.4 | 0
4209 | 1230.4 | 0
4210 | 1230.108 | 0
4211 | 1230.108 | 0
4212 | 1230.0597 | 0
4213 | 1229.933 | 0
4214 | 1229.6 | 0
4215 | 1229.5985 | 0
4216 | 1229.4174 | 0
4217 | 1229.373 | 0
4218 | 1229.2948 | 0
4219 | 1229.1162 | 0
4220 | 1228.928 | 0
4221 | 1228.803 | 0
4222 | 1228.8 | 0
4223 | 1228.6313 | 0
4224 | 1228.3805 | 0
4225 | 1228.3805 | 0
4226 | 1228.3184 | 0
4227 | 1228.2872 | 0
4228 | 1228.1419 | 0
4229 | 1228.0848 | 0
4230 | 1228.071 | 0
4231 | 1228.0489 | 0
4232 | 1228 | 0
4233 | 1228 | 0
4234 | 1227.897 | 0
4235 | 1227.421 | 0
4236 | 1227.347 | 0
4237 | 1227.3453 | 0
4238 | 1227.291 | 0
4239 | 1227.2 | 0
4240 | 1226.996 | 0
4241 | 1226.957 | 0
4242 | 1226.9442 | 0
4243 | 1226.8474 | 0
4244 | 1226.7781 | 0
4245 | 1226.4 | 0
4246 | 1226.4 | 0
4247 | 1226.4 | 0
4248 | 1226.4 | 0
4249 | 1226.4 | 0
4250 | 1226.4 | 0
4251 | 1226.0084 | 0
4252 | 1225.8163 | 0
4253 | 1225.774 | 0
4254 | 1225.6264 | 0
4255 | 1225.6 | 0
4256 | 1225.6 | 0
4257 | 1225.6 | 0
4258 | 1225.6 | 0
4259 | 1225.411 | 0
4260 | 1225.3763 | 0
4261 | 1225.2732 | 0
4262 | 1225.2315 | 0
4263 | 1224.946 | 0
4264 | 1224.9167 | 0
4265 | 1224.801 | 0
4266 | 1224.8 | 0
4267 | 1224.544 | 0
4268 | 1224.436 | 0
4269 | 1224.246 | 0
4270 | 1223.9724 | 0
4271 | 1223.3853 | 0
4272 | 1223.2 | 0
4273 | 1223.2 | 0
4274 | 1223.2 | 0
4275 | 1222.75 | 0
4276 | 1222.7384 | 0
4277 | 1222.683 | 0
4278 | 1222.5996 | 0
4279 | 1222.5105 | 0
4280 | 1222.4 | 0
4281 | 1222.4 | 0
4282 | 1222.4 | 0
4283 | 1222.4 | 0
4284 | 1222.4 | 0
4285 | 1222.398 | 0
4286 | 1222.285 | 0
4287 | 1222.1238 | 0
4288 | 1221.935 | 0
4289 | 1221.8379 | 0
4290 | 1221.6987 | 0
4291 | 1221.6297 | 0
4292 | 1221.6 | 0
4293 | 1221.3717 | 0
4294 | 1221.1291 | 0
4295 | 1220.8328 | 0
4296 | 1220.8 | 0
4297 | 1220.8 | 0
4298 | 1220.5699 | 0
4299 | 1220.12 | 0
4300 | 1220.0359 | 0
4301 | 1220 | 0
4302 | 1220 | 0
4303 | 1220 | 0
4304 | 1220 | 0
4305 | 1219.8369 | 0
4306 | 1219.569 | 0
4307 | 1219.223 | 0
4308 | 1219.2 | 0
4309 | 1219.2 | 0
4310 | 1219.0571 | 0
4311 | 1218.7567 | 0
4312 | 1218.646 | 0
4313 | 1218.5665 | 0
4314 | 1218.473 | 0
4315 | 1218.4 | 0
4316 | 1218.2391 | 0
4317 | 1218.137 | 0
4318 | 1218.0211 | 0
4319 | 1217.803 | 0
4320 | 1217.7058 | 0
4321 | 1217.6 | 0
4322 | 1217.6 | 0
4323 | 1217.6 | 0
4324 | 1217.598 | 0
4325 | 1217.422 | 0
4326 | 1217.408 | 0
4327 | 1217.2856 | 0
4328 | 1217.2856 | 0
4329 | 1217.1598 | 0
4330 | 1217.119 | 0
4331 | 1216.9309 | 0
4332 | 1216.8483 | 0
4333 | 1216.8397 | 0
4334 | 1216.8 | 0
4335 | 1216.6852 | 0
4336 | 1216.588 | 0
4337 | 1216.436 | 0
4338 | 1216.2944 | 0
4339 | 1216.2944 | 0
4340 | 1216 | 0
4341 | 1216 | 0
4342 | 1216 | 0
4343 | 1216 | 0
4344 | 1215.9093 | 0
4345 | 1215.698 | 0
4346 | 1215.644 | 0
4347 | 1215.6037 | 0
4348 | 1215.6037 | 0
4349 | 1215.461 | 0
4350 | 1215.2952 | 0
4351 | 1215.2 | 0
4352 | 1215.149 | 0
4353 | 1215.1313 | 0
4354 | 1215.0892 | 0
4355 | 1215.0791 | 0
4356 | 1214.924 | 0
4357 | 1214.887 | 0
4358 | 1214.49 | 0
4359 | 1214.4 | 0
4360 | 1214.4 | 0
4361 | 1214.4 | 0
4362 | 1214.3544 | 0
4363 | 1214.3435 | 0
4364 | 1214.229 | 0
4365 | 1214.189 | 0
4366 | 1214.131 | 0
4367 | 1213.9294 | 0
4368 | 1213.91 | 0
4369 | 1213.663 | 0
4370 | 1213.608 | 0
4371 | 1213.6 | 0
4372 | 1213.6 | 0
4373 | 1212.985 | 0
4374 | 1212.909 | 0
4375 | 1212.8409 | 0
4376 | 1212.8063 | 0
4377 | 1212.806 | 0
4378 | 1212.8 | 0
4379 | 1212.8 | 0
4380 | 1212.52 | 0
4381 | 1212.443 | 0
4382 | 1212.067 | 0
4383 | 1212 | 0
4384 | 1212 | 0
4385 | 1212 | 0
4386 | 1212 | 0
4387 | 1211.7488 | 0
4388 | 1211.742 | 0
4389 | 1211.6653 | 0
4390 | 1211.4596 | 0
4391 | 1211.392 | 0
4392 | 1211.3632 | 0
4393 | 1211.2 | 0
4394 | 1211.2 | 0
4395 | 1211.2 | 0
4396 | 1211.2 | 0
4397 | 1211.064 | 0
4398 | 1210.9693 | 0
4399 | 1210.7689 | 0
4400 | 1210.6659 | 0
4401 | 1210.4 | 0
4402 | 1210.4 | 0
4403 | 1209.862 | 0
4404 | 1209.6927 | 0
4405 | 1209.6763 | 0
4406 | 1209.6 | 0
4407 | 1209.5909 | 0
4408 | 1209.1949 | 0
4409 | 1209.14 | 0
4410 | 1209.033 | 0
4411 | 1208.997 | 0
4412 | 1208.9158 | 0
4413 | 1208.8 | 0
4414 | 1208.7526 | 0
4415 | 1208.6635 | 0
4416 | 1208.6278 | 0
4417 | 1208.3058 | 0
4418 | 1208.0826 | 0
4419 | 1208 | 0
4420 | 1207.7239 | 0
4421 | 1207.4389 | 0
4422 | 1207.3155 | 0
4423 | 1207.2 | 0
4424 | 1207.2 | 0
4425 | 1207.2 | 0
4426 | 1207.2 | 0
4427 | 1207.142 | 0
4428 | 1207.035 | 0
4429 | 1206.9883 | 0
4430 | 1206.845 | 0
4431 | 1206.68 | 0
4432 | 1206.6721 | 0
4433 | 1206.6248 | 0
4434 | 1206.4888 | 0
4435 | 1206.4888 | 0
4436 | 1206.4 | 0
4437 | 1206.4 | 0
4438 | 1206.4 | 0
4439 | 1206.253 | 0
4440 | 1206.2528 | 0
4441 | 1206.214 | 0
4442 | 1205.8909 | 0
4443 | 1205.6919 | 0
4444 | 1205.541 | 0
4445 | 1205.407 | 0
4446 | 1205.397 | 0
4447 | 1204.9136 | 0
4448 | 1204.8 | 0
4449 | 1204.8 | 0
4450 | 1204.8 | 0
4451 | 1204.7818 | 0
4452 | 1204.6634 | 0
4453 | 1204.4444 | 0
4454 | 1204 | 0
4455 | 1204 | 0
4456 | 1204 | 0
4457 | 1204 | 0
4458 | 1203.916 | 0
4459 | 1203.862 | 0
4460 | 1203.8265 | 0
4461 | 1203.6531 | 0
4462 | 1203.4772 | 0
4463 | 1203.4772 | 0
4464 | 1203.2 | 0
4465 | 1203.2 | 0
4466 | 1203.199 | 0
4467 | 1203.114 | 0
4468 | 1203.09 | 0
4469 | 1203.0278 | 0
4470 | 1202.7821 | 0
4471 | 1202.5043 | 0
4472 | 1202.4 | 0
4473 | 1202.4 | 0
4474 | 1202.3589 | 0
4475 | 1202.344 | 0
4476 | 1201.79 | 0
4477 | 1201.79 | 0
4478 | 1201.671 | 0
4479 | 1201.6 | 0
4480 | 1201.6 | 0
4481 | 1201.4218 | 0
4482 | 1201.1464 | 0
4483 | 1201.14 | 0
4484 | 1201.115 | 0
4485 | 1201.095 | 0
4486 | 1200.8854 | 0
4487 | 1200.8 | 0
4488 | 1200.8 | 0
4489 | 1200.8 | 0
4490 | 1200.8 | 0
4491 | 1200.7723 | 0
4492 | 1200.7083 | 0
4493 | 1200.592 | 0
4494 | 1200.589 | 0
4495 | 1200.4086 | 0
4496 | 1200.3686 | 0
4497 | 1200.2556 | 0
4498 | 1200.195 | 0
4499 | 1200.115 | 0
4500 | 1200.1137 | 0
4501 | 1200 | 0
4502 | 1199.6331 | 0
4503 | 1199.5926 | 0
4504 | 1199.3168 | 0
4505 | 1199.3168 | 0
4506 | 1199.225 | 0
4507 | 1199.2 | 0
4508 | 1199.2 | 0
4509 | 1199.2 | 0
4510 | 1199.0566 | 0
4511 | 1198.9713 | 0
4512 | 1198.8976 | 0
4513 | 1198.8156 | 0
4514 | 1198.4 | 0
4515 | 1198.4 | 0
4516 | 1198.38 | 0
4517 | 1198.3366 | 0
4518 | 1198.1621 | 0
4519 | 1198.1208 | 0
4520 | 1198.058 | 0
4521 | 1198.0387 | 0
4522 | 1198.0387 | 0
4523 | 1197.79 | 0
4524 | 1197.303 | 0
4525 | 1197.2617 | 0
4526 | 1196.9072 | 0
4527 | 1196.8 | 0
4528 | 1196.8 | 0
4529 | 1196.4829 | 0
4530 | 1196.4679 | 0
4531 | 1196.422 | 0
4532 | 1196.191 | 0
4533 | 1196.1437 | 0
4534 | 1196.1292 | 0
4535 | 1196 | 0
4536 | 1196 | 0
4537 | 1196 | 0
4538 | 1195.968 | 0
4539 | 1195.6673 | 0
4540 | 1195.5738 | 0
4541 | 1195.5738 | 0
4542 | 1195.4363 | 0
4543 | 1195.22 | 0
4544 | 1195.2 | 0
4545 | 1195.2 | 0
4546 | 1195.2 | 0
4547 | 1194.744 | 0
4548 | 1194.5136 | 0
4549 | 1194.461 | 0
4550 | 1194.4 | 0
4551 | 1194.4 | 0
4552 | 1194.4 | 0
4553 | 1193.8661 | 0
4554 | 1193.7386 | 0
4555 | 1193.708 | 0
4556 | 1193.6 | 0
4557 | 1193.6 | 0
4558 | 1193.2138 | 0
4559 | 1193.172 | 0
4560 | 1193.029 | 0
4561 | 1192.8111 | 0
4562 | 1192.7735 | 0
4563 | 1192.6799 | 0
4564 | 1192.4164 | 0
4565 | 1192.407 | 0
4566 | 1192.262 | 0
4567 | 1192 | 0
4568 | 1192 | 0
4569 | 1192 | 0
4570 | 1192 | 0
4571 | 1191.895 | 0
4572 | 1191.8232 | 0
4573 | 1191.5872 | 0
4574 | 1191.5782 | 0
4575 | 1191.2752 | 0
4576 | 1191.2 | 0
4577 | 1191.2 | 0
4578 | 1191.158 | 0
4579 | 1191.082 | 0
4580 | 1190.5629 | 0
4581 | 1190.56 | 0
4582 | 1190.482 | 0
4583 | 1190.4 | 0
4584 | 1190.4 | 0
4585 | 1190.0714 | 0
4586 | 1189.8149 | 0
4587 | 1189.7541 | 0
4588 | 1189.61 | 0
4589 | 1189.6 | 0
4590 | 1189.6 | 0
4591 | 1189.6 | 0
4592 | 1189.6 | 0
4593 | 1189.6 | 0
4594 | 1189.3358 | 0
4595 | 1189.1388 | 0
4596 | 1188.8 | 0
4597 | 1188.8 | 0
4598 | 1188.667 | 0
4599 | 1188.5309 | 0
4600 | 1188.3885 | 0
4601 | 1188.218 | 0
4602 | 1188 | 0
4603 | 1187.9385 | 0
4604 | 1187.8648 | 0
4605 | 1187.8648 | 0
4606 | 1187.464 | 0
4607 | 1187.2856 | 0
4608 | 1187.2 | 0
4609 | 1187.1293 | 0
4610 | 1187.0499 | 0
4611 | 1186.9605 | 0
4612 | 1186.715 | 0
4613 | 1186.5863 | 0
4614 | 1186.4 | 0
4615 | 1186.3938 | 0
4616 | 1186.13 | 0
4617 | 1186.075 | 0
4618 | 1185.9043 | 0
4619 | 1185.808 | 0
4620 | 1185.7689 | 0
4621 | 1185.424 | 0
4622 | 1185.2801 | 0
4623 | 1185.2757 | 0
4624 | 1185.2136 | 0
4625 | 1185.147 | 0
4626 | 1185.0608 | 0
4627 | 1184.9728 | 0
4628 | 1184.9728 | 0
4629 | 1184.9728 | 0
4630 | 1184.8307 | 0
4631 | 1184.8307 | 0
4632 | 1184.8307 | 0
4633 | 1184.8 | 0
4634 | 1184.8 | 0
4635 | 1184.4607 | 0
4636 | 1184.2177 | 0
4637 | 1184.1872 | 0
4638 | 1184.1872 | 0
4639 | 1184 | 0
4640 | 1184 | 0
4641 | 1183.914 | 0
4642 | 1183.594 | 0
4643 | 1183.4517 | 0
4644 | 1183.22 | 0
4645 | 1183.2 | 0
4646 | 1183.2 | 0
4647 | 1183.2 | 0
4648 | 1182.9589 | 0
4649 | 1182.912 | 0
4650 | 1182.818 | 0
4651 | 1182.7428 | 0
4652 | 1182.657 | 0
4653 | 1182.509 | 0
4654 | 1182.4 | 0
4655 | 1182.4 | 0
4656 | 1182.4 | 0
4657 | 1182.4 | 0
4658 | 1182.365 | 0
4659 | 1182.361 | 0
4660 | 1181.9806 | 0
4661 | 1181.9806 | 0
4662 | 1181.7602 | 0
4663 | 1181.647 | 0
4664 | 1181.6 | 0
4665 | 1181.242 | 0
4666 | 1181.19 | 0
4667 | 1181.115 | 0
4668 | 1181.0885 | 0
4669 | 1180.946 | 0
4670 | 1180.8 | 0
4671 | 1180.8 | 0
4672 | 1180.8 | 0
4673 | 1180.8 | 0
4674 | 1180.5096 | 0
4675 | 1180.5096 | 0
4676 | 1180.3883 | 0
4677 | 1180.2871 | 0
4678 | 1180 | 0
4679 | 1179.9083 | 0
4680 | 1179.7741 | 0
4681 | 1179.725 | 0
4682 | 1179.3922 | 0
4683 | 1179.3631 | 0
4684 | 1179.3466 | 0
4685 | 1179.255 | 0
4686 | 1179.2 | 0
4687 | 1179.2 | 0
4688 | 1179.2 | 0
4689 | 1179.0386 | 0
4690 | 1178.9974 | 0
4691 | 1178.5865 | 0
4692 | 1178.5 | 0
4693 | 1178.4929 | 0
4694 | 1178.4 | 0
4695 | 1178.4 | 0
4696 | 1178.36 | 0
4697 | 1178.3067 | 0
4698 | 1178.106 | 0
4699 | 1178.0217 | 0
4700 | 1177.8008 | 0
4701 | 1177.8001 | 0
4702 | 1177.6161 | 0
4703 | 1177.5675 | 0
4704 | 1177.554 | 0
4705 | 1177.4916 | 0
4706 | 1177.0613 | 0
4707 | 1176.84 | 0
4708 | 1176.832 | 0
4709 | 1176.8108 | 0
4710 | 1176.8 | 0
4711 | 1176.8 | 0
4712 | 1176.8 | 0
4713 | 1176.8 | 0
4714 | 1176.7039 | 0
4715 | 1176.207 | 0
4716 | 1176.0394 | 0
4717 | 1176 | 0
4718 | 1175.793 | 0
4719 | 1175.544 | 0
4720 | 1175.372 | 0
4721 | 1175.229 | 0
4722 | 1175.2 | 0
4723 | 1175.2 | 0
4724 | 1175.0536 | 0
4725 | 1175.0134 | 0
4726 | 1174.9733 | 0
4727 | 1174.7929 | 0
4728 | 1174.6209 | 0
4729 | 1174.6132 | 0
4730 | 1174.6132 | 0
4731 | 1174.5986 | 0
4732 | 1174.1449 | 0
4733 | 1173.9536 | 0
4734 | 1173.817 | 0
4735 | 1173.8164 | 0
4736 | 1173.7765 | 0
4737 | 1173.6 | 0
4738 | 1173.32 | 0
4739 | 1173.122 | 0
4740 | 1172.832 | 0
4741 | 1172.8 | 0
4742 | 1172.8 | 0
4743 | 1172.3997 | 0
4744 | 1172.2624 | 0
4745 | 1172.039 | 0
4746 | 1172 | 0
4747 | 1172 | 0
4748 | 1171.973 | 0
4749 | 1171.9502 | 0
4750 | 1171.847 | 0
4751 | 1171.6916 | 0
4752 | 1171.349 | 0
4753 | 1171.326 | 0
4754 | 1171.2 | 0
4755 | 1171.09 | 0
4756 | 1171.084 | 0
4757 | 1170.7092 | 0
4758 | 1170.6288 | 0
4759 | 1170.5985 | 0
4760 | 1170.4 | 0
4761 | 1170.3146 | 0
4762 | 1170.2123 | 0
4763 | 1170.2102 | 0
4764 | 1169.848 | 0
4765 | 1169.6 | 0
4766 | 1169.6 | 0
4767 | 1169.6 | 0
4768 | 1169.6 | 0
4769 | 1169.1854 | 0
4770 | 1169.049 | 0
4771 | 1168.8 | 0
4772 | 1168.8 | 0
4773 | 1168.8 | 0
4774 | 1168.6743 | 0
4775 | 1168.515 | 0
4776 | 1168.446 | 0
4777 | 1168.1969 | 0
4778 | 1168.124 | 0
4779 | 1168.045 | 0
4780 | 1168 | 0
4781 | 1168 | 0
4782 | 1168 | 0
4783 | 1167.9465 | 0
4784 | 1167.854 | 0
4785 | 1167.775 | 0
4786 | 1167.7466 | 0
4787 | 1167.432 | 0
4788 | 1167.329 | 0
4789 | 1167.2 | 0
4790 | 1167.2 | 0
4791 | 1167.2 | 0
4792 | 1167.2 | 0
4793 | 1166.9312 | 0
4794 | 1166.901 | 0
4795 | 1166.426 | 0
4796 | 1166.42 | 0
4797 | 1166.4 | 0
4798 | 1166.299 | 0
4799 | 1166.2254 | 0
4800 | 1166.196 | 0
4801 | 1165.9822 | 0
4802 | 1165.8744 | 0
4803 | 1165.8744 | 0
4804 | 1165.6 | 0
4805 | 1165.6 | 0
4806 | 1165.6 | 0
4807 | 1165.6 | 0
4808 | 1165.4076 | 0
4809 | 1165.374 | 0
4810 | 1165.2976 | 0
4811 | 1165.2105 | 0
4812 | 1165.1837 | 0
4813 | 1165.131 | 0
4814 | 1165.0637 | 0
4815 | 1165.0506 | 0
4816 | 1164.8 | 0
4817 | 1164.8 | 0
4818 | 1164.6709 | 0
4819 | 1164.5561 | 0
4820 | 1164.4744 | 0
4821 | 1164.458 | 0
4822 | 1164.3879 | 0
4823 | 1164.3282 | 0
4824 | 1164.3282 | 0
4825 | 1164.3282 | 0
4826 | 1163.9011 | 0
4827 | 1163.639 | 0
4828 | 1163.5669 | 0
4829 | 1163.2 | 0
4830 | 1163.2 | 0
4831 | 1163.1117 | 0
4832 | 1162.8571 | 0
4833 | 1162.8571 | 0
4834 | 1162.7946 | 0
4835 | 1162.7327 | 0
4836 | 1162.6599 | 0
4837 | 1162.556 | 0
4838 | 1162.5522 | 0
4839 | 1162.4 | 0
4840 | 1162.4 | 0
4841 | 1162.384 | 0
4842 | 1162.3773 | 0
4843 | 1162.2995 | 0
4844 | 1162.2995 | 0
4845 | 1162.25 | 0
4846 | 1162.174 | 0
4847 | 1162.1216 | 0
4848 | 1162.094 | 0
4849 | 1161.964 | 0
4850 | 1161.734 | 0
4851 | 1161.6 | 0
4852 | 1161.3384 | 0
4853 | 1161.248 | 0
4854 | 1161.104 | 0
4855 | 1161.093 | 0
4856 | 1161.083 | 0
4857 | 1161.0661 | 0
4858 | 1161.038 | 0
4859 | 1160.8 | 0
4860 | 1160.599 | 0
4861 | 1160.5057 | 0
4862 | 1160.349 | 0
4863 | 1160.2693 | 0
4864 | 1159.956 | 0
4865 | 1159.838 | 0
4866 | 1159.81 | 0
4867 | 1159.54 | 0
4868 | 1159.2 | 0
4869 | 1159.2 | 0
4870 | 1158.633 | 0
4871 | 1158.511 | 0
4872 | 1158.444 | 0
4873 | 1158.4 | 0
4874 | 1158.4 | 0
4875 | 1158.39 | 0
4876 | 1158.2769 | 0
4877 | 1158.2769 | 0
4878 | 1157.6379 | 0
4879 | 1157.6 | 0
4880 | 1157.2293 | 0
4881 | 1157.201 | 0
4882 | 1157.0817 | 0
4883 | 1156.956 | 0
4884 | 1156.8955 | 0
4885 | 1156.8955 | 0
4886 | 1156.838 | 0
4887 | 1156.8 | 0
4888 | 1156.517 | 0
4889 | 1156.3257 | 0
4890 | 1156 | 0
4891 | 1156 | 0
4892 | 1155.725 | 0
4893 | 1155.7145 | 0
4894 | 1155.5019 | 0
4895 | 1155.338 | 0
4896 | 1155.2987 | 0
4897 | 1155.2 | 0
4898 | 1155.2 | 0
4899 | 1154.806 | 0
4900 | 1154.7758 | 0
4901 | 1154.691 | 0
4902 | 1154.1328 | 0
4903 | 1154.1328 | 0
4904 | 1154.0047 | 0
4905 | 1153.9649 | 0
4906 | 1153.6 | 0
4907 | 1153.519 | 0
4908 | 1153.41 | 0
4909 | 1153.367 | 0
4910 | 1153.1952 | 0
4911 | 1152.9763 | 0
4912 | 1152.8 | 0
4913 | 1152.8 | 0
4914 | 1152.8 | 0
4915 | 1152.652 | 0
4916 | 1152 | 0
4917 | 1152 | 0
4918 | 1151.9371 | 0
4919 | 1151.8243 | 0
4920 | 1151.8243 | 0
4921 | 1151.437 | 0
4922 | 1151.05 | 0
4923 | 1150.936 | 0
4924 | 1150.8718 | 0
4925 | 1150.6454 | 0
4926 | 1150.5013 | 0
4927 | 1150.4507 | 0
4928 | 1150.4 | 0
4929 | 1150.4 | 0
4930 | 1150.4 | 0
4931 | 1150.3401 | 0
4932 | 1150.1519 | 0
4933 | 1149.785 | 0
4934 | 1149.6178 | 0
4935 | 1149.6 | 0
4936 | 1149.6 | 0
4937 | 1149.6 | 0
4938 | 1149.254 | 0
4939 | 1149.101 | 0
4940 | 1148.4205 | 0
4941 | 1148.1467 | 0
4942 | 1148.1467 | 0
4943 | 1148.1467 | 0
4944 | 1148 | 0
4945 | 1148 | 0
4946 | 1148 | 0
4947 | 1147.9167 | 0
4948 | 1147.7987 | 0
4949 | 1147.683 | 0
4950 | 1147.5377 | 0
4951 | 1147.534 | 0
4952 | 1147.519 | 0
4953 | 1147.4112 | 0
4954 | 1147.4094 | 0
4955 | 1147.38 | 0
4956 | 1147.369 | 0
4957 | 1147.2 | 0
4958 | 1147.2 | 0
4959 | 1147.2 | 0
4960 | 1147.17 | 0
4961 | 1147.0671 | 0
4962 | 1147.015 | 0
4963 | 1146.697 | 0
4964 | 1146.669 | 0
4965 | 1146.5832 | 0
4966 | 1146.42 | 0
4967 | 1146.4 | 0
4968 | 1146.4 | 0
4969 | 1146.178 | 0
4970 | 1146.147 | 0
4971 | 1145.9282 | 0
4972 | 1145.8446 | 0
4973 | 1145.7167 | 0
4974 | 1145.6 | 0
4975 | 1145.6 | 0
4976 | 1145.6 | 0
4977 | 1145.5301 | 0
4978 | 1145.1539 | 0
4979 | 1144.8 | 0
4980 | 1144.8 | 0
4981 | 1144.8 | 0
4982 | 1144.4632 | 0
4983 | 1144.3567 | 0
4984 | 1144.1924 | 0
4985 | 1144.168 | 0
4986 | 1144 | 0
4987 | 1143.986 | 0
4988 | 1143.3262 | 0
4989 | 1143.278 | 0
4990 | 1143.2188 | 0
4991 | 1143.193 | 0
4992 | 1143.128 | 0
4993 | 1142.5534 | 0
4994 | 1142.4 | 0
4995 | 1142.4 | 0
4996 | 1142.4 | 0
4997 | 1142.4 | 0
4998 | 1142.288 | 0
4999 | 1142.233 | 0
5000 | 1141.8157 | 0
5001 | 1141.7005 | 0
5002 | 1141.6 | 0
5003 | 1141.587 | 0
5004 | 1141.3284 | 0
5005 | 1141.3222 | 0
5006 | 1141.1439 | 0
5007 | 1141.0098 | 0
5008 | 1141.0098 | 0
5009 | 1140.835 | 0
5010 | 1140.8 | 0
5011 | 1140.583 | 0
5012 | 1140.384 | 0
5013 | 1140.3677 | 0
5014 | 1140.2509 | 0
5015 | 1140.056 | 0
5016 | 1140 | 0
5017 | 1140 | 0
5018 | 1140 | 0
5019 | 1139.749 | 0
5020 | 1139.5362 | 0
5021 | 1139.46 | 0
5022 | 1139.333 | 0
5023 | 1139.3205 | 0
5024 | 1139.2 | 0
5025 | 1139.2 | 0
5026 | 1138.585 | 0
5027 | 1138.4192 | 0
5028 | 1138.4 | 0
5029 | 1138.4 | 0
5030 | 1138.269 | 0
5031 | 1138.2471 | 0
5032 | 1138.22 | 0
5033 | 1137.9564 | 0
5034 | 1137.6 | 0
5035 | 1137.6 | 0
5036 | 1137.5314 | 0
5037 | 1137.376 | 0
5038 | 1137.1705 | 0
5039 | 1137.1139 | 0
5040 | 1137.052 | 0
5041 | 1136.8 | 0
5042 | 1136.61 | 0
5043 | 1136.3975 | 0
5044 | 1136.175 | 0
5045 | 1136.1375 | 0
5046 | 1135.9657 | 0
5047 | 1135.9 | 0
5048 | 1135.797 | 0
5049 | 1135.5657 | 0
5050 | 1135.24 | 0
5051 | 1135.205 | 0
5052 | 1135.2 | 0
5053 | 1135.0278 | 0
5054 | 1134.7688 | 0
5055 | 1134.4 | 0
5056 | 1134.4 | 0
5057 | 1134.3734 | 0
5058 | 1134.3301 | 0
5059 | 1134.3297 | 0
5060 | 1134.203 | 0
5061 | 1134.1783 | 0
5062 | 1133.6 | 0
5063 | 1133.5528 | 0
5064 | 1133.4363 | 0
5065 | 1133.4123 | 0
5066 | 1133.191 | 0
5067 | 1133.1751 | 0
5068 | 1132.8406 | 0
5069 | 1132.8 | 0
5070 | 1132.7008 | 0
5071 | 1132.6778 | 0
5072 | 1132.464 | 0
5073 | 1132.1777 | 0
5074 | 1132.013 | 0
5075 | 1132 | 0
5076 | 1132 | 0
5077 | 1131.4817 | 0
5078 | 1131.45 | 0
5079 | 1131.3953 | 0
5080 | 1131.3791 | 0
5081 | 1131.3402 | 0
5082 | 1131.2 | 0
5083 | 1131.2 | 0
5084 | 1131.2 | 0
5085 | 1131.2 | 0
5086 | 1131.076 | 0
5087 | 1131.027 | 0
5088 | 1130.671 | 0
5089 | 1130.656 | 0
5090 | 1130.4682 | 0
5091 | 1130.4 | 0
5092 | 1130.342 | 0
5093 | 1130.2855 | 0
5094 | 1129.8233 | 0
5095 | 1129.6 | 0
5096 | 1129.0885 | 0
5097 | 1128.9285 | 0
5098 | 1128.8 | 0
5099 | 1128.8 | 0
5100 | 1128.8 | 0
5101 | 1128.8 | 0
5102 | 1128.7455 | 0
5103 | 1128.6053 | 0
5104 | 1128.5775 | 0
5105 | 1128 | 0
5106 | 1128 | 0
5107 | 1128 | 0
5108 | 1127.7874 | 0
5109 | 1127.5968 | 0
5110 | 1127.5522 | 0
5111 | 1127.5522 | 0
5112 | 1127.549 | 0
5113 | 1127.493 | 0
5114 | 1127.2 | 0
5115 | 1127.2 | 0
5116 | 1127.2 | 0
5117 | 1127.2 | 0
5118 | 1127.2 | 0
5119 | 1127.015 | 0
5120 | 1126.9881 | 0
5121 | 1126.9766 | 0
5122 | 1126.9696 | 0
5123 | 1126.8 | 0
5124 | 1126.6764 | 0
5125 | 1126.5055 | 0
5126 | 1126.5055 | 0
5127 | 1126.43 | 0
5128 | 1126.4 | 0
5129 | 1126.4 | 0
5130 | 1126.266 | 0
5131 | 1125.992 | 0
5132 | 1125.8148 | 0
5133 | 1125.6 | 0
5134 | 1125.5 | 0
5135 | 1125.488 | 0
5136 | 1125.3411 | 0
5137 | 1125.237 | 0
5138 | 1125.2328 | 0
5139 | 1124.8 | 0
5140 | 1124.637 | 0
5141 | 1124.2295 | 0
5142 | 1124.1761 | 0
5143 | 1124 | 0
5144 | 1123.8746 | 0
5145 | 1123.8746 | 0
5146 | 1123.8746 | 0
5147 | 1123.825 | 0
5148 | 1123.7505 | 0
5149 | 1123.4907 | 0
5150 | 1123.1632 | 0
5151 | 1122.8155 | 0
5152 | 1122.777 | 0
5153 | 1122.775 | 0
5154 | 1122.711 | 0
5155 | 1122.6757 | 0
5156 | 1122.6445 | 0
5157 | 1122.6312 | 0
5158 | 1122.521 | 0
5159 | 1122.4035 | 0
5160 | 1122.4 | 0
5161 | 1122.4 | 0
5162 | 1122.4 | 0
5163 | 1122.3613 | 0
5164 | 1121.8987 | 0
5165 | 1121.6603 | 0
5166 | 1121.6 | 0
5167 | 1121.6 | 0
5168 | 1121.6 | 0
5169 | 1121.6 | 0
5170 | 1121.6 | 0
5171 | 1121.586 | 0
5172 | 1121.5161 | 0
5173 | 1121.2717 | 0
5174 | 1121.1221 | 0
5175 | 1120.8 | 0
5176 | 1120.197 | 0
5177 | 1120.1603 | 0
5178 | 1120.1186 | 0
5179 | 1120 | 0
5180 | 1120 | 0
5181 | 1120 | 0
5182 | 1119.86 | 0
5183 | 1119.4615 | 0
5184 | 1119.4615 | 0
5185 | 1119.408 | 0
5186 | 1119.2978 | 0
5187 | 1119.2 | 0
5188 | 1119.0192 | 0
5189 | 1118.7913 | 0
5190 | 1118.7892 | 0
5191 | 1118.7189 | 0
5192 | 1118.58 | 0
5193 | 1118.4 | 0
5194 | 1118.4 | 0
5195 | 1118.4 | 0
5196 | 1118.4 | 0
5197 | 1118.1698 | 0
5198 | 1118.0342 | 0
5199 | 1117.6 | 0
5200 | 1117.5266 | 0
5201 | 1117.404 | 0
5202 | 1117.2373 | 0
5203 | 1117.2373 | 0
5204 | 1117.132 | 0
5205 | 1117.045 | 0
5206 | 1117.0011 | 0
5207 | 1116.8 | 0
5208 | 1116.4602 | 0
5209 | 1116.444 | 0
5210 | 1116.4404 | 0
5211 | 1115.6435 | 0
5212 | 1115.5132 | 0
5213 | 1115.506 | 0
5214 | 1115.4545 | 0
5215 | 1115.2 | 0
5216 | 1115.2 | 0
5217 | 1115.1485 | 0
5218 | 1114.978 | 0
5219 | 1114.9063 | 0
5220 | 1114.771 | 0
5221 | 1114.766 | 0
5222 | 1114.3042 | 0
5223 | 1114.1294 | 0
5224 | 1114.082 | 0
5225 | 1114.0731 | 0
5226 | 1114.0731 | 0
5227 | 1114.0497 | 0
5228 | 1114.0497 | 0
5229 | 1113.8843 | 0
5230 | 1113.713 | 0
5231 | 1113.621 | 0
5232 | 1113.6 | 0
5233 | 1113.5773 | 0
5234 | 1113.5542 | 0
5235 | 1113.3524 | 0
5236 | 1113.2529 | 0
5237 | 1113.0665 | 0
5238 | 1113.0576 | 0
5239 | 1112.8 | 0
5240 | 1112.6918 | 0
5241 | 1112.5755 | 0
5242 | 1112.4017 | 0
5243 | 1112.084 | 0
5244 | 1112.0011 | 0
5245 | 1112 | 0
5246 | 1111.595 | 0
5247 | 1111.3104 | 0
5248 | 1111.2 | 0
5249 | 1111.2 | 0
5250 | 1111.2 | 0
5251 | 1111.0216 | 0
5252 | 1110.796 | 0
5253 | 1110.708 | 0
5254 | 1110.6197 | 0
5255 | 1110.6197 | 0
5256 | 1110.192 | 0
5257 | 1109.9109 | 0
5258 | 1109.8997 | 0
5259 | 1109.7952 | 0
5260 | 1109.748 | 0
5261 | 1109.6 | 0
5262 | 1109.6 | 0
5263 | 1109.6 | 0
5264 | 1109.428 | 0
5265 | 1109.3055 | 0
5266 | 1109.1642 | 0
5267 | 1108.8 | 0
5268 | 1108.431 | 0
5269 | 1108 | 0
5270 | 1108 | 0
5271 | 1107.6746 | 0
5272 | 1107.5098 | 0
5273 | 1107.3417 | 0
5274 | 1107.2 | 0
5275 | 1106.8931 | 0
5276 | 1106.8777 | 0
5277 | 1106.751 | 0
5278 | 1106.567 | 0
5279 | 1106.5238 | 0
5280 | 1106.5238 | 0
5281 | 1106.455 | 0
5282 | 1106.4 | 0
5283 | 1106.227 | 0
5284 | 1105.904 | 0
5285 | 1105.7849 | 0
5286 | 1105.6 | 0
5287 | 1105.581 | 0
5288 | 1105.284 | 0
5289 | 1105.284 | 0
5290 | 1105.275 | 0
5291 | 1105.1884 | 0
5292 | 1105.1745 | 0
5293 | 1105.0942 | 0
5294 | 1104.938 | 0
5295 | 1104.8061 | 0
5296 | 1104.482 | 0
5297 | 1104.2739 | 0
5298 | 1104.242 | 0
5299 | 1104.063 | 0
5300 | 1104.0155 | 0
5301 | 1104 | 0
5302 | 1104 | 0
5303 | 1103.6522 | 0
5304 | 1103.5739 | 0
5305 | 1103.419 | 0
5306 | 1103.3684 | 0
5307 | 1103.2 | 0
5308 | 1103.2 | 0
5309 | 1102.819 | 0
5310 | 1102.5551 | 0
5311 | 1102.5445 | 0
5312 | 1102.4753 | 0
5313 | 1102.4 | 0
5314 | 1102.4 | 0
5315 | 1102.325 | 0
5316 | 1102.0699 | 0
5317 | 1101.8888 | 0
5318 | 1101.8299 | 0
5319 | 1101.732 | 0
5320 | 1101.6408 | 0
5321 | 1101.6 | 0
5322 | 1101.6 | 0
5323 | 1101.4945 | 0
5324 | 1100.807 | 0
5325 | 1100.8 | 0
5326 | 1100.388 | 0
5327 | 1100.2595 | 0
5328 | 1100.2595 | 0
5329 | 1100.227 | 0
5330 | 1100.114 | 0
5331 | 1100.0177 | 0
5332 | 1100 | 0
5333 | 1099.9253 | 0
5334 | 1099.6024 | 0
5335 | 1099.177 | 0
5336 | 1098.997 | 0
5337 | 1098.9089 | 0
5338 | 1098.8781 | 0
5339 | 1098.8669 | 0
5340 | 1098.458 | 0
5341 | 1098.4 | 0
5342 | 1098.227 | 0
5343 | 1098.1261 | 0
5344 | 1098.0768 | 0
5345 | 1098.0623 | 0
5346 | 1097.92 | 0
5347 | 1097.3959 | 0
5348 | 1097.2 | 0
5349 | 1096.806 | 0
5350 | 1096.7099 | 0
5351 | 1096.2598 | 0
5352 | 1095.8283 | 0
5353 | 1095.822 | 0
5354 | 1095.2 | 0
5355 | 1095.1893 | 0
5356 | 1095.157 | 0
5357 | 1094.9209 | 0
5358 | 1094.6009 | 0
5359 | 1094.5292 | 0
5360 | 1094.4 | 0
5361 | 1094.398 | 0
5362 | 1094.2419 | 0
5363 | 1094.152 | 0
5364 | 1094.1275 | 0
5365 | 1093.9 | 0
5366 | 1093.7182 | 0
5367 | 1093.6 | 0
5368 | 1093.3526 | 0
5369 | 1093.259 | 0
5370 | 1093.0432 | 0
5371 | 1093.028 | 0
5372 | 1092.9827 | 0
5373 | 1092.8 | 0
5374 | 1092.8 | 0
5375 | 1092.7 | 0
5376 | 1092.6207 | 0
5377 | 1092.491 | 0
5378 | 1092.2168 | 0
5379 | 1092 | 0
5380 | 1092 | 0
5381 | 1091.61 | 0
5382 | 1091.5981 | 0
5383 | 1091.508 | 0
5384 | 1091.276 | 0
5385 | 1091.2 | 0
5386 | 1090.8972 | 0
5387 | 1090.7762 | 0
5388 | 1090.5899 | 0
5389 | 1090.429 | 0
5390 | 1090.4 | 0
5391 | 1089.986 | 0
5392 | 1089.836 | 0
5393 | 1089.7222 | 0
5394 | 1089.6 | 0
5395 | 1089.6 | 0
5396 | 1089.279 | 0
5397 | 1089.2673 | 0
5398 | 1088.8 | 0
5399 | 1088.8 | 0
5400 | 1088.8 | 0
5401 | 1088.8 | 0
5402 | 1088.8 | 0
5403 | 1088.675 | 0
5404 | 1088.5696 | 0
5405 | 1088.323 | 0
5406 | 1088.1963 | 0
5407 | 1088 | 0
5408 | 1088 | 0
5409 | 1087.883 | 0
5410 | 1087.8341 | 0
5411 | 1087.8341 | 0
5412 | 1087.8272 | 0
5413 | 1087.4829 | 0
5414 | 1087.344 | 0
5415 | 1087.2 | 0
5416 | 1087.115 | 0
5417 | 1087.0664 | 0
5418 | 1086.631 | 0
5419 | 1086.618 | 0
5420 | 1086.4 | 0
5421 | 1086.4 | 0
5422 | 1086.354 | 0
5423 | 1086.2248 | 0
5424 | 1085.9861 | 0
5425 | 1085.7551 | 0
5426 | 1085.7551 | 0
5427 | 1085.638 | 0
5428 | 1085.6 | 0
5429 | 1085.6 | 0
5430 | 1084.892 | 0
5431 | 1084.8 | 0
5432 | 1084.8 | 0
5433 | 1084.3737 | 0
5434 | 1084.0897 | 0
5435 | 1083.978 | 0
5436 | 1083.813 | 0
5437 | 1083.6514 | 0
5438 | 1083.6407 | 0
5439 | 1083.2 | 0
5440 | 1083.2 | 0
5441 | 1083.1262 | 0
5442 | 1082.9924 | 0
5443 | 1082.942 | 0
5444 | 1082.8362 | 0
5445 | 1082.752 | 0
5446 | 1082.4 | 0
5447 | 1082.4 | 0
5448 | 1082.229 | 0
5449 | 1082.1742 | 0
5450 | 1081.973 | 0
5451 | 1081.9499 | 0
5452 | 1081.611 | 0
5453 | 1081.511 | 0
5454 | 1081.3773 | 0
5455 | 1081.276 | 0
5456 | 1081.252 | 0
5457 | 1081.2144 | 0
5458 | 1081.1711 | 0
5459 | 1081.05 | 0
5460 | 1080.957 | 0
5461 | 1080.8 | 0
5462 | 1080.8 | 0
5463 | 1080.5804 | 0
5464 | 1080.559 | 0
5465 | 1080.396 | 0
5466 | 1080.054 | 0
5467 | 1080 | 0
5468 | 1079.7616 | 0
5469 | 1079.591 | 0
5470 | 1079.2074 | 0
5471 | 1079.2 | 0
5472 | 1078.9867 | 0
5473 | 1078.8483 | 0
5474 | 1078.4 | 0
5475 | 1078.2723 | 0
5476 | 1078.1882 | 0
5477 | 1078.088 | 0
5478 | 1078.045 | 0
5479 | 1077.8998 | 0
5480 | 1077.866 | 0
5481 | 1077.8269 | 0
5482 | 1077.6 | 0
5483 | 1077.6 | 0
5484 | 1077.5727 | 0
5485 | 1077.5368 | 0
5486 | 1077.4669 | 0
5487 | 1077.4462 | 0
5488 | 1077.3961 | 0
5489 | 1077.291 | 0
5490 | 1076.9383 | 0
5491 | 1076.9171 | 0
5492 | 1076.8 | 0
5493 | 1076.8 | 0
5494 | 1076.722 | 0
5495 | 1076.3005 | 0
5496 | 1076.0855 | 0
5497 | 1076.0855 | 0
5498 | 1076.0855 | 0
5499 | 1076.0594 | 0
5500 | 1076 | 0
5501 | 1076 | 0
5502 | 1076 | 0
5503 | 1075.8529 | 0
5504 | 1075.5123 | 0
5505 | 1075.3302 | 0
5506 | 1075.3302 | 0
5507 | 1075.2 | 0
5508 | 1075.2 | 0
5509 | 1074.5947 | 0
5510 | 1074.5947 | 0
5511 | 1074.4 | 0
5512 | 1074.33 | 0
5513 | 1074.0238 | 0
5514 | 1073.9732 | 0
5515 | 1073.6523 | 0
5516 | 1073.6 | 0
5517 | 1073.6 | 0
5518 | 1073.6 | 0
5519 | 1073.6 | 0
5520 | 1073.537 | 0
5521 | 1073.4084 | 0
5522 | 1073.3228 | 0
5523 | 1072.8488 | 0
5524 | 1072.8 | 0
5525 | 1072.8 | 0
5526 | 1072.8 | 0
5527 | 1072.5339 | 0
5528 | 1072.2006 | 0
5529 | 1072.122 | 0
5530 | 1072 | 0
5531 | 1072 | 0
5532 | 1071.8147 | 0
5533 | 1071.6526 | 0
5534 | 1071.6104 | 0
5535 | 1071.458 | 0
5536 | 1071.4449 | 0
5537 | 1071.439 | 0
5538 | 1071.3572 | 0
5539 | 1071.282 | 0
5540 | 1071.2507 | 0
5541 | 1071.2 | 0
5542 | 1071.05 | 0
5543 | 1070.4841 | 0
5544 | 1070.4651 | 0
5545 | 1070.4 | 0
5546 | 1070.4 | 0
5547 | 1070.4 | 0
5548 | 1070.1512 | 0
5549 | 1069.6 | 0
5550 | 1069.4461 | 0
5551 | 1069.424 | 0
5552 | 1069.424 | 0
5553 | 1069.3668 | 0
5554 | 1068.8 | 0
5555 | 1068.7106 | 0
5556 | 1068.5028 | 0
5557 | 1068.0858 | 0
5558 | 1067.9509 | 0
5559 | 1067.8206 | 0
5560 | 1067.6514 | 0
5561 | 1067.464 | 0
5562 | 1067.315 | 0
5563 | 1067.268 | 0
5564 | 1067.2395 | 0
5565 | 1067.2 | 0
5566 | 1066.826 | 0
5567 | 1066.4502 | 0
5568 | 1066.4 | 0
5569 | 1066.2364 | 0
5570 | 1066.076 | 0
5571 | 1065.6 | 0
5572 | 1065.5889 | 0
5573 | 1065.211 | 0
5574 | 1064.8 | 0
5575 | 1064.8 | 0
5576 | 1064.339 | 0
5577 | 1064.2324 | 0
5578 | 1064 | 0
5579 | 1064 | 0
5580 | 1063.922 | 0
5581 | 1062.6763 | 0
5582 | 1062.5736 | 0
5583 | 1062.166 | 0
5584 | 1061.6 | 0
5585 | 1061.5812 | 0
5586 | 1061.564 | 0
5587 | 1061.519 | 0
5588 | 1061.386 | 0
5589 | 1061.094 | 0
5590 | 1060.8905 | 0
5591 | 1060.777 | 0
5592 | 1060.1998 | 0
5593 | 1060.1419 | 0
5594 | 1059.8843 | 0
5595 | 1059.7836 | 0
5596 | 1059.5877 | 0
5597 | 1059.333 | 0
5598 | 1058.8184 | 0
5599 | 1058.51 | 0
5600 | 1058.1277 | 0
5601 | 1057.9646 | 0
5602 | 1057.6778 | 0
5603 | 1057.6 | 0
5604 | 1057.6 | 0
5605 | 1057.6 | 0
5606 | 1057.4129 | 0
5607 | 1057.156 | 0
5608 | 1056.4835 | 0
5609 | 1056 | 0
5610 | 1056 | 0
5611 | 1056 | 0
5612 | 1056 | 0
5613 | 1055.859 | 0
5614 | 1055.456 | 0
5615 | 1055.365 | 0
5616 | 1055.2 | 0
5617 | 1055.169 | 0
5618 | 1055.099 | 0
5619 | 1055.082 | 0
5620 | 1054.9635 | 0
5621 | 1054.7357 | 0
5622 | 1054.7357 | 0
5623 | 1054.7081 | 0
5624 | 1054.4 | 0
5625 | 1054.4 | 0
5626 | 1054.4 | 0
5627 | 1054.2475 | 0
5628 | 1054.0186 | 0
5629 | 1053.7961 | 0
5630 | 1053.719 | 0
5631 | 1053.6 | 0
5632 | 1053.267 | 0
5633 | 1053.168 | 0
5634 | 1052.302 | 0
5635 | 1052 | 0
5636 | 1051.8925 | 0
5637 | 1051.3962 | 0
5638 | 1051.2209 | 0
5639 | 1051.2 | 0
5640 | 1051.2 | 0
5641 | 1051.2 | 0
5642 | 1051.1298 | 0
5643 | 1051.0647 | 0
5644 | 1051.0551 | 0
5645 | 1050.9114 | 0
5646 | 1050.829 | 0
5647 | 1050.4 | 0
5648 | 1050.3472 | 0
5649 | 1050.3226 | 0
5650 | 1050.3226 | 0
5651 | 1050.3226 | 0
5652 | 1050.113 | 0
5653 | 1049.8395 | 0
5654 | 1049.667 | 0
5655 | 1049.6 | 0
5656 | 1049.5751 | 0
5657 | 1049.4094 | 0
5658 | 1049.2758 | 0
5659 | 1049.2511 | 0
5660 | 1049.1048 | 0
5661 | 1048.5359 | 0
5662 | 1048.2088 | 0
5663 | 1048.116 | 0
5664 | 1048 | 0
5665 | 1048 | 0
5666 | 1047.8219 | 0
5667 | 1047.7675 | 0
5668 | 1047.7675 | 0
5669 | 1047.2 | 0
5670 | 1047.146 | 0
5671 | 1047.104 | 0
5672 | 1046.5357 | 0
5673 | 1046.5245 | 0
5674 | 1046.4 | 0
5675 | 1046.4 | 0
5676 | 1046.3142 | 0
5677 | 1046.053 | 0
5678 | 1045.7588 | 0
5679 | 1045.7035 | 0
5680 | 1045.6 | 0
5681 | 1045.6 | 0
5682 | 1045.1739 | 0
5683 | 1044.9992 | 0
5684 | 1044.814 | 0
5685 | 1044.8 | 0
5686 | 1044.8 | 0
5687 | 1044.668 | 0
5688 | 1044.091 | 0
5689 | 1044.046 | 0
5690 | 1044 | 0
5691 | 1044 | 0
5692 | 1044 | 0
5693 | 1043.7397 | 0
5694 | 1043.557 | 0
5695 | 1043.2 | 0
5696 | 1043.0311 | 0
5697 | 1042.9674 | 0
5698 | 1042.9327 | 0
5699 | 1042.651 | 0
5700 | 1042.494 | 0
5701 | 1042.2318 | 0
5702 | 1041.9355 | 0
5703 | 1041.8741 | 0
5704 | 1041.8558 | 0
5705 | 1041.693 | 0
5706 | 1041.6 | 0
5707 | 1041.4963 | 0
5708 | 1041.064 | 0
5709 | 1040.947 | 0
5710 | 1040.8 | 0
5711 | 1040.75 | 0
5712 | 1040.5708 | 0
5713 | 1040.3999 | 0
5714 | 1040.324 | 0
5715 | 1040.17 | 0
5716 | 1040.17 | 0
5717 | 1040.0298 | 0
5718 | 1040.0253 | 0
5719 | 1040.0253 | 0
5720 | 1040.0253 | 0
5721 | 1040 | 0
5722 | 1040 | 0
5723 | 1039.8662 | 0
5724 | 1039.674 | 0
5725 | 1039.5433 | 0
5726 | 1039.4979 | 0
5727 | 1039.4793 | 0
5728 | 1039.2 | 0
5729 | 1038.7663 | 0
5730 | 1038.644 | 0
5731 | 1038.439 | 0
5732 | 1038.0979 | 0
5733 | 1038.0979 | 0
5734 | 1038.061 | 0
5735 | 1037.8187 | 0
5736 | 1037.81 | 0
5737 | 1037.6411 | 0
5738 | 1037.6 | 0
5739 | 1037.4685 | 0
5740 | 1037.0083 | 0
5741 | 1036.9885 | 0
5742 | 1036.9712 | 0
5743 | 1036.8 | 0
5744 | 1036.8 | 0
5745 | 1036.7165 | 0
5746 | 1036.4355 | 0
5747 | 1036.3477 | 0
5748 | 1036.347 | 0
5749 | 1035.63 | 0
5750 | 1035.6122 | 0
5751 | 1035.489 | 0
5752 | 1035.3352 | 0
5753 | 1035.2371 | 0
5754 | 1035.196 | 0
5755 | 1034.934 | 0
5756 | 1034.8766 | 0
5757 | 1034.4 | 0
5758 | 1034.163 | 0
5759 | 1034.1411 | 0
5760 | 1034.1178 | 0
5761 | 1034.0283 | 0
5762 | 1033.825 | 0
5763 | 1033.754 | 0
5764 | 1033.564 | 0
5765 | 1033.486 | 0
5766 | 1033.4007 | 0
5767 | 1033.3278 | 0
5768 | 1032.9192 | 0
5769 | 1032.8 | 0
5770 | 1032.8 | 0
5771 | 1032.7373 | 0
5772 | 1032.5724 | 0
5773 | 1032.5448 | 0
5774 | 1032 | 0
5775 | 1031.9346 | 0
5776 | 1031.8818 | 0
5777 | 1031.53 | 0
5778 | 1031.203 | 0
5779 | 1031.2 | 0
5780 | 1031.199 | 0
5781 | 1031.1911 | 0
5782 | 1031.1911 | 0
5783 | 1030.8817 | 0
5784 | 1030.5004 | 0
5785 | 1030.4 | 0
5786 | 1030.094 | 0
5787 | 1029.977 | 0
5788 | 1029.964 | 0
5789 | 1029.6 | 0
5790 | 1029.466 | 0
5791 | 1029.119 | 0
5792 | 1029.119 | 0
5793 | 1028.874 | 0
5794 | 1028.83 | 0
5795 | 1028.8 | 0
5796 | 1028.635 | 0
5797 | 1028.4225 | 0
5798 | 1028.257 | 0
5799 | 1028 | 0
5800 | 1028 | 0
5801 | 1027.9858 | 0
5802 | 1027.7377 | 0
5803 | 1027.48 | 0
5804 | 1027.129 | 0
5805 | 1027.0912 | 0
5806 | 1026.622 | 0
5807 | 1026.462 | 0
5808 | 1026.4 | 0
5809 | 1026.4 | 0
5810 | 1026.3765 | 0
5811 | 1025.9707 | 0
5812 | 1025.3149 | 0
5813 | 1025.232 | 0
5814 | 1025.0301 | 0
5815 | 1024.9954 | 0
5816 | 1024.991 | 0
5817 | 1024.287 | 0
5818 | 1024.0045 | 0
5819 | 1024 | 0
5820 | 1023.3432 | 0
5821 | 1023.2276 | 0
5822 | 1023.2024 | 0
5823 | 1022.9029 | 0
5824 | 1022.571 | 0
5825 | 1022.55 | 0
5826 | 1022.4 | 0
5827 | 1022.2874 | 0
5828 | 1022.2122 | 0
5829 | 1021.6373 | 0
5830 | 1021.6 | 0
5831 | 1021.5215 | 0
5832 | 1021.1849 | 0
5833 | 1021.024 | 0
5834 | 1020.8968 | 0
5835 | 1020.8968 | 0
5836 | 1020.8308 | 0
5837 | 1020.8308 | 0
5838 | 1020.8 | 0
5839 | 1020.5365 | 0
5840 | 1020.516 | 0
5841 | 1020 | 0
5842 | 1020 | 0
5843 | 1019.8339 | 0
5844 | 1019.831 | 0
5845 | 1019.4494 | 0
5846 | 1019.4307 | 0
5847 | 1019.2 | 0
5848 | 1019.2 | 0
5849 | 1019.092 | 0
5850 | 1018.6952 | 0
5851 | 1018.4 | 0
5852 | 1018.275 | 0
5853 | 1018.1982 | 0
5854 | 1018.0681 | 0
5855 | 1017.97 | 0
5856 | 1017.789 | 0
5857 | 1017.622 | 0
5858 | 1017.2747 | 0
5859 | 1017.1236 | 0
5860 | 1017.049 | 0
5861 | 1016.8 | 0
5862 | 1016.1898 | 0
5863 | 1016.173 | 0
5864 | 1016 | 0
5865 | 1016 | 0
5866 | 1016 | 0
5867 | 1016 | 0
5868 | 1015.996 | 0
5869 | 1015.996 | 0
5870 | 1015.736 | 0
5871 | 1015.72 | 0
5872 | 1015.4608 | 0
5873 | 1015.0755 | 0
5874 | 1015.0176 | 0
5875 | 1014.4 | 0
5876 | 1014.4 | 0
5877 | 1014.359 | 0
5878 | 1014.0104 | 0
5879 | 1013.9043 | 0
5880 | 1013.2333 | 0
5881 | 1012.9324 | 0
5882 | 1012.811 | 0
5883 | 1012.5426 | 0
5884 | 1012.197 | 0
5885 | 1012 | 0
5886 | 1011.616 | 0
5887 | 1011.485 | 0
5888 | 1010.9393 | 0
5889 | 1010.911 | 0
5890 | 1010.871 | 0
5891 | 1010.5833 | 0
5892 | 1010.4706 | 0
5893 | 1010.4 | 0
5894 | 1009.939 | 0
5895 | 1009.8492 | 0
5896 | 1009.7099 | 0
5897 | 1009.6 | 0
5898 | 1009.0892 | 0
5899 | 1008.8 | 0
5900 | 1008.77 | 0
5901 | 1008.407 | 0
5902 | 1008.3985 | 0
5903 | 1008.3985 | 0
5904 | 1008.2725 | 0
5905 | 1008 | 0
5906 | 1007.9081 | 0
5907 | 1007.2 | 0
5908 | 1007.057 | 0
5909 | 1007.0171 | 0
5910 | 1006.9788 | 0
5911 | 1006.9269 | 0
5912 | 1006.925 | 0
5913 | 1006.4 | 0
5914 | 1006.4 | 0
5915 | 1005.6358 | 0
5916 | 1005.3405 | 0
5917 | 1005.2559 | 0
5918 | 1004.7203 | 0
5919 | 1004.4362 | 0
5920 | 1004.3509 | 0
5921 | 1004.2544 | 0
5922 | 1004 | 0
5923 | 1003.9848 | 0
5924 | 1003.5637 | 0
5925 | 1003.5499 | 0
5926 | 1003.5325 | 0
5927 | 1003.501 | 0
5928 | 1003.211 | 0
5929 | 1003.197 | 0
5930 | 1003.1398 | 0
5931 | 1002.649 | 0
5932 | 1002.5404 | 0
5933 | 1002.4448 | 0
5934 | 1002.3878 | 0
5935 | 1002.061 | 0
5936 | 1001.7782 | 0
5937 | 1001.4733 | 0
5938 | 1001.0427 | 0
5939 | 1001.0427 | 0
5940 | 1001.0427 | 0
5941 | 1000.8 | 0
5942 | 1000.6964 | 0
5943 | 1000.3072 | 0
5944 | 1000.1103 | 0
5945 | 1000 | 0
5946 | 999.966 | 0
5947 | 999.303 | 0
5948 | 999.2 | 0
5949 | 999.188 | 0
5950 | 999.0366 | 0
5951 | 998.7939 | 0
5952 | 998.7617 | 0
5953 | 998.7289 | 0
5954 | 998.4 | 0
5955 | 998.236 | 0
5956 | 998.1356 | 0
5957 | 997.74 | 0
5958 | 997.6 | 0
5959 | 997.558 | 0
5960 | 997.388 | 0
5961 | 997.387 | 0
5962 | 996.949 | 0
5963 | 996.848 | 0
5964 | 996.8117 | 0
5965 | 996.8 | 0
5966 | 996.612 | 0
5967 | 996 | 0
5968 | 995.2755 | 0
5969 | 995.2 | 0
5970 | 995.2 | 0
5971 | 994.822 | 0
5972 | 994.4167 | 0
5973 | 994.4 | 0
5974 | 994.134 | 0
5975 | 994.1031 | 0
5976 | 993.966 | 0
5977 | 993.9174 | 0
5978 | 993.8319 | 0
5979 | 993.6875 | 0
5980 | 993.6 | 0
5981 | 993.5084 | 0
5982 | 993.2035 | 0
5983 | 992.8 | 0
5984 | 992.7355 | 0
5985 | 992.2165 | 0
5986 | 992.147 | 0
5987 | 992 | 0
5988 | 991.3731 | 0
5989 | 991.2 | 0
5990 | 991.14 | 0
5991 | 991.1314 | 0
5992 | 991.078 | 0
5993 | 991.068 | 0
5994 | 990.4614 | 0
5995 | 990.0065 | 0
5996 | 989.602 | 0
5997 | 989.561 | 0
5998 | 989.2744 | 0
5999 | 989.2744 | 0
6000 | 988.9209 | 0
6001 | 988.8 | 0
6002 | 988.8 | 0
6003 | 988.5389 | 0
6004 | 988.449 | 0
6005 | 988.3687 | 0
6006 | 988.3687 | 0
6007 | 987.833 | 0
6008 | 987.823 | 0
6009 | 987.594 | 0
6010 | 986.9251 | 0
6011 | 986.7115 | 0
6012 | 985.6059 | 0
6013 | 985.6 | 0
6014 | 985.6 | 0
6015 | 985.1178 | 0
6016 | 984.961 | 0
6017 | 984.8613 | 0
6018 | 984.8 | 0
6019 | 983.6487 | 0
6020 | 983.2 | 0
6021 | 983.0315 | 0
6022 | 982.8432 | 0
6023 | 982.8432 | 0
6024 | 982.402 | 0
6025 | 982.4 | 0
6026 | 981.6 | 0
6027 | 981.3959 | 0
6028 | 981.304 | 0
6029 | 980.994 | 0
6030 | 980.8 | 0
6031 | 980.4482 | 0
6032 | 980.197 | 0
6033 | 979.933 | 0
6034 | 979.2 | 0
6035 | 979.152 | 0
6036 | 979.12 | 0
6037 | 979.053 | 0
6038 | 978.9424 | 0
6039 | 978.516 | 0
6040 | 978.4 | 0
6041 | 978.4 | 0
6042 | 978.1652 | 0
6043 | 977.329 | 0
6044 | 977.25 | 0
6045 | 976.907 | 0
6046 | 976.828 | 0
6047 | 976.8 | 0
6048 | 976.8 | 0
6049 | 976.5554 | 0
6050 | 976.1213 | 0
6051 | 976.035 | 0
6052 | 976.002 | 0
6053 | 975.9364 | 0
6054 | 975.8383 | 0
6055 | 975.5698 | 0
6056 | 975.2784 | 0
6057 | 975.268 | 0
6058 | 974.5728 | 0
6059 | 974.555 | 0
6060 | 974.019 | 0
6061 | 973.8643 | 0
6062 | 973.8643 | 0
6063 | 973.6 | 0
6064 | 973.1736 | 0
6065 | 973.1736 | 0
6066 | 973.1736 | 0
6067 | 972.841 | 0
6068 | 972.737 | 0
6069 | 972.383 | 0
6070 | 972.3574 | 0
6071 | 972.165 | 0
6072 | 972 | 0
6073 | 971.536 | 0
6074 | 971.201 | 0
6075 | 971.2 | 0
6076 | 971.1397 | 0
6077 | 970.887 | 0
6078 | 970.8864 | 0
6079 | 970.741 | 0
6080 | 970.4 | 0
6081 | 970.3841 | 0
6082 | 970.1509 | 0
6083 | 969.7735 | 0
6084 | 969.506 | 0
6085 | 969.134 | 0
6086 | 969.0295 | 0
6087 | 968.9779 | 0
6088 | 968.8011 | 0
6089 | 968.8 | 0
6090 | 968.3737 | 0
6091 | 968.3388 | 0
6092 | 968 | 0
6093 | 967.693 | 0
6094 | 967.4928 | 0
6095 | 967.4233 | 0
6096 | 967.2088 | 0
6097 | 967.2 | 0
6098 | 967.2 | 0
6099 | 966.9575 | 0
6100 | 966.9575 | 0
6101 | 966.93 | 0
6102 | 966.5111 | 0
6103 | 966.2668 | 0
6104 | 966.192 | 0
6105 | 966.144 | 0
6106 | 965.839 | 0
6107 | 965.4739 | 0
6108 | 965.107 | 0
6109 | 964.8 | 0
6110 | 964.8 | 0
6111 | 964.4063 | 0
6112 | 964.1947 | 0
6113 | 964 | 0
6114 | 963.4036 | 0
6115 | 963.2 | 0
6116 | 963.2 | 0
6117 | 962.7957 | 0
6118 | 962.5079 | 0
6119 | 962.443 | 0
6120 | 962.4338 | 0
6121 | 962.0602 | 0
6122 | 961.6 | 0
6123 | 961.6 | 0
6124 | 961.5296 | 0
6125 | 961.4501 | 0
6126 | 961.3246 | 0
6127 | 961.0472 | 0
6128 | 961.001 | 0
6129 | 960.8 | 0
6130 | 960.752 | 0
6131 | 960.7413 | 0
6132 | 960.2503 | 0
6133 | 960 | 0
6134 | 960 | 0
6135 | 959.8536 | 0
6136 | 959.437 | 0
6137 | 958.726 | 0
6138 | 958.609 | 0
6139 | 958.182 | 0
6140 | 957.674 | 0
6141 | 957.647 | 0
6142 | 957.6 | 0
6143 | 957.6 | 0
6144 | 957.501 | 0
6145 | 956.9115 | 0
6146 | 956.861 | 0
6147 | 956.4739 | 0
6148 | 956.176 | 0
6149 | 956.176 | 0
6150 | 955.9065 | 0
6151 | 955.563 | 0
6152 | 955.4405 | 0
6153 | 955.36 | 0
6154 | 955.2158 | 0
6155 | 954.794 | 0
6156 | 954.5252 | 0
6157 | 954.5088 | 0
6158 | 954.4075 | 0
6159 | 954.4 | 0
6160 | 953.993 | 0
6161 | 953.6 | 0
6162 | 953.6 | 0
6163 | 953.4016 | 0
6164 | 952.8174 | 0
6165 | 952.8 | 0
6166 | 952.1242 | 0
6167 | 951.6977 | 0
6168 | 951.408 | 0
6169 | 951.2 | 0
6170 | 951.0801 | 0
6171 | 951.0274 | 0
6172 | 950.4987 | 0
6173 | 950.4 | 0
6174 | 950.4 | 0
6175 | 950.4 | 0
6176 | 949.841 | 0
6177 | 949.7888 | 0
6178 | 949.6904 | 0
6179 | 949.6 | 0
6180 | 949.6 | 0
6181 | 949.6 | 0
6182 | 949.6 | 0
6183 | 949.5925 | 0
6184 | 949.208 | 0
6185 | 948.6415 | 0
6186 | 948.631 | 0
6187 | 948.3591 | 0
6188 | 947.273 | 0
6189 | 946.9489 | 0
6190 | 946.4 | 0
6191 | 946.1464 | 0
6192 | 945.9468 | 0
6193 | 945.9063 | 0
6194 | 945.9063 | 0
6195 | 945.8787 | 0
6196 | 945.2549 | 0
6197 | 945.1432 | 0
6198 | 944.8 | 0
6199 | 944.397 | 0
6200 | 944.3424 | 0
6201 | 944.1649 | 0
6202 | 943.9799 | 0
6203 | 943.5293 | 0
6204 | 943.4742 | 0
6205 | 943.2 | 0
6206 | 943.2 | 0
6207 | 943.2 | 0
6208 | 942.426 | 0
6209 | 942.4 | 0
6210 | 942.4 | 0
6211 | 942.4 | 0
6212 | 942.4 | 0
6213 | 942.1656 | 0
6214 | 941.4022 | 0
6215 | 940.8 | 0
6216 | 939.5312 | 0
6217 | 939.3301 | 0
6218 | 939.3183 | 0
6219 | 939.259 | 0
6220 | 938.7295 | 0
6221 | 938.571 | 0
6222 | 937.788 | 0
6223 | 937.6 | 0
6224 | 936.9874 | 0
6225 | 936.9532 | 0
6226 | 936.672 | 0
6227 | 936.447 | 0
6228 | 936.0094 | 0
6229 | 936 | 0
6230 | 935.942 | 0
6231 | 935.4336 | 0
6232 | 935.0749 | 0
6233 | 934.4 | 0
6234 | 934.389 | 0
6235 | 934.3477 | 0
6236 | 934.1267 | 0
6237 | 934.1104 | 0
6238 | 933.8677 | 0
6239 | 933.853 | 0
6240 | 933.7278 | 0
6241 | 933.699 | 0
6242 | 933.6 | 0
6243 | 933.17 | 0
6244 | 933.114 | 0
6245 | 933.1028 | 0
6246 | 932.616 | 0
6247 | 932.4233 | 0
6248 | 932.415 | 0
6249 | 932 | 0
6250 | 932 | 0
6251 | 931.0419 | 0
6252 | 930.985 | 0
6253 | 930.64 | 0
6254 | 930.6139 | 0
6255 | 930.0798 | 0
6256 | 930.0669 | 0
6257 | 929.6605 | 0
6258 | 929.5402 | 0
6259 | 928.89 | 0
6260 | 928.5379 | 0
6261 | 928.2792 | 0
6262 | 927.5885 | 0
6263 | 927.2 | 0
6264 | 927.2 | 0
6265 | 926.8978 | 0
6266 | 926.8872 | 0
6267 | 926.8434 | 0
6268 | 926.6013 | 0
6269 | 925.5164 | 0
6270 | 925.2842 | 0
6271 | 924.9656 | 0
6272 | 924.647 | 0
6273 | 924 | 0
6274 | 923.2 | 0
6275 | 923.2 | 0
6276 | 923.0026 | 0
6277 | 923.0026 | 0
6278 | 922.415 | 0
6279 | 921.625 | 0
6280 | 921.6 | 0
6281 | 921.6 | 0
6282 | 920.542 | 0
6283 | 920.17 | 0
6284 | 920.1355 | 0
6285 | 920 | 0
6286 | 919.991 | 0
6287 | 919.3003 | 0
6288 | 918.666 | 0
6289 | 918.6645 | 0
6290 | 918.6096 | 0
6291 | 918.411 | 0
6292 | 918.4 | 0
6293 | 918.03 | 0
6294 | 917.901 | 0
6295 | 916.9976 | 0
6296 | 916.0101 | 0
6297 | 916 | 0
6298 | 915.603 | 0
6299 | 915.477 | 0
6300 | 915.255 | 0
6301 | 915.2 | 0
6302 | 914.8386 | 0
6303 | 914.3338 | 0
6304 | 914.2514 | 0
6305 | 914.0068 | 0
6306 | 913.5158 | 0
6307 | 912.0448 | 0
6308 | 912 | 0
6309 | 911.7028 | 0
6310 | 911.7028 | 0
6311 | 911.6949 | 0
6312 | 911.5146 | 0
6313 | 911.1879 | 0
6314 | 910.899 | 0
6315 | 910.3214 | 0
6316 | 909.1027 | 0
6317 | 908.4526 | 0
6318 | 908.0488 | 0
6319 | 907.915 | 0
6320 | 907.5587 | 0
6321 | 906.4 | 0
6322 | 906.4 | 0
6323 | 906.2351 | 0
6324 | 906.1606 | 0
6325 | 906.1606 | 0
6326 | 906.1208 | 0
6327 | 905.877 | 0
6328 | 905.6 | 0
6329 | 905.5732 | 0
6330 | 905.477 | 0
6331 | 905.4251 | 0
6332 | 905.259 | 0
6333 | 905.101 | 0
6334 | 904.8 | 0
6335 | 904.3835 | 0
6336 | 904.057 | 0
6337 | 904 | 0
6338 | 904 | 0
6339 | 903.9083 | 0
6340 | 903.8122 | 0
6341 | 903.735 | 0
6342 | 903.2 | 0
6343 | 902.483 | 0
6344 | 902.102 | 0
6345 | 901.6 | 0
6346 | 900.704 | 0
6347 | 900.697 | 0
6348 | 900.2029 | 0
6349 | 900.079 | 0
6350 | 899.6868 | 0
6351 | 899.541 | 0
6352 | 899.2 | 0
6353 | 898.8077 | 0
6354 | 898.5931 | 0
6355 | 898.574 | 0
6356 | 898.4 | 0
6357 | 898.155 | 0
6358 | 898.0699 | 0
6359 | 897.95 | 0
6360 | 897.6 | 0
6361 | 896.5867 | 0
6362 | 896 | 0
6363 | 895.8243 | 0
6364 | 895.1263 | 0
6365 | 895.1263 | 0
6366 | 895.0328 | 0
6367 | 894.9055 | 0
6368 | 894.813 | 0
6369 | 894.4 | 0
6370 | 893.7415 | 0
6371 | 892.9213 | 0
6372 | 892.8 | 0
6373 | 892.8 | 0
6374 | 891.925 | 0
6375 | 891.6729 | 0
6376 | 891.6729 | 0
6377 | 891.524 | 0
6378 | 891.267 | 0
6379 | 890.7147 | 0
6380 | 890.4 | 0
6381 | 890.4 | 0
6382 | 889.7008 | 0
6383 | 889.368 | 0
6384 | 889.2698 | 0
6385 | 889.2437 | 0
6386 | 889.005 | 0
6387 | 888.9102 | 0
6388 | 888.252 | 0
6389 | 888.082 | 0
6390 | 888.077 | 0
6391 | 888.0562 | 0
6392 | 888 | 0
6393 | 887.264 | 0
6394 | 887.0799 | 0
6395 | 886.366 | 0
6396 | 886.201 | 0
6397 | 886.193 | 0
6398 | 885.9086 | 0
6399 | 885.4685 | 0
6400 | 884.928 | 0
6401 | 883.3154 | 0
6402 | 883.2 | 0
6403 | 882.8525 | 0
6404 | 882.8417 | 0
6405 | 882.8235 | 0
6406 | 882.694 | 0
6407 | 882.651 | 0
6408 | 882.624 | 0
6409 | 882.579 | 0
6410 | 882.1064 | 0
6411 | 881.612 | 0
6412 | 881.4527 | 0
6413 | 881.3451 | 0
6414 | 880.938 | 0
6415 | 880.8 | 0
6416 | 880.622 | 0
6417 | 880 | 0
6418 | 879.9313 | 0
6419 | 879.7304 | 0
6420 | 879.2406 | 0
6421 | 879.0094 | 0
6422 | 878.5446 | 0
6423 | 878.4 | 0
6424 | 877.8811 | 0
6425 | 877.6 | 0
6426 | 877.3751 | 0
6427 | 876.805 | 0
6428 | 876.8 | 0
6429 | 876.8 | 0
6430 | 876.8 | 0
6431 | 876.5771 | 0
6432 | 876.383 | 0
6433 | 876.0043 | 0
6434 | 875.7872 | 0
6435 | 875.2 | 0
6436 | 874.7245 | 0
6437 | 874.2602 | 0
6438 | 874.205 | 0
6439 | 873.0622 | 0
6440 | 873.013 | 0
6441 | 872.9741 | 0
6442 | 872.0645 | 0
6443 | 871.996 | 0
6444 | 871.6431 | 0
6445 | 871.2 | 0
6446 | 870.547 | 0
6447 | 870.304 | 0
6448 | 870.2682 | 0
6449 | 870.2617 | 0
6450 | 869.633 | 0
6451 | 869.487 | 0
6452 | 866.892 | 0
6453 | 866.164 | 0
6454 | 866.1271 | 0
6455 | 864.861 | 0
6456 | 864.8 | 0
6457 | 864.1732 | 0
6458 | 863.605 | 0
6459 | 863.52 | 0
6460 | 863.2 | 0
6461 | 862.4134 | 0
6462 | 861.9735 | 0
6463 | 861.226 | 0
6464 | 860.9694 | 0
6465 | 860.8 | 0
6466 | 860.8 | 0
6467 | 860.713 | 0
6468 | 860.5921 | 0
6469 | 860.551 | 0
6470 | 859.624 | 0
6471 | 859.4179 | 0
6472 | 858.742 | 0
6473 | 858.4429 | 0
6474 | 858.4 | 0
6475 | 858.2665 | 0
6476 | 858.247 | 0
6477 | 857.2624 | 0
6478 | 857.0857 | 0
6479 | 856.951 | 0
6480 | 856.555 | 0
6481 | 856.2803 | 0
6482 | 856 | 0
6483 | 855.7574 | 0
6484 | 855.543 | 0
6485 | 855.4501 | 0
6486 | 855.4089 | 0
6487 | 855.2 | 0
6488 | 855.171 | 0
6489 | 854.4 | 0
6490 | 853.6 | 0
6491 | 853.2232 | 0
6492 | 852.8 | 0
6493 | 852.6441 | 0
6494 | 851.9365 | 0
6495 | 851.5291 | 0
6496 | 851.215 | 0
6497 | 851.2 | 0
6498 | 850.4 | 0
6499 | 850.341 | 0
6500 | 849.9704 | 0
6501 | 848.8505 | 0
6502 | 848.7901 | 0
6503 | 848.4842 | 0
6504 | 848.1616 | 0
6505 | 848.1598 | 0
6506 | 848 | 0
6507 | 847.2718 | 0
6508 | 846.3463 | 0
6509 | 846.0043 | 0
6510 | 845.6 | 0
6511 | 845.369 | 0
6512 | 845.333 | 0
6513 | 845.2702 | 0
6514 | 844.8066 | 0
6515 | 844.7064 | 0
6516 | 843.9182 | 0
6517 | 843.7136 | 0
6518 | 843.2 | 0
6519 | 842.753 | 0
6520 | 842.1704 | 0
6521 | 842.0808 | 0
6522 | 840.5623 | 0
6523 | 840 | 0
6524 | 840 | 0
6525 | 839.555 | 0
6526 | 839.44 | 0
6527 | 838.4 | 0
6528 | 838.4 | 0
6529 | 837.4805 | 0
6530 | 837.0277 | 0
6531 | 836.8 | 0
6532 | 836.64 | 0
6533 | 836 | 0
6534 | 835.9855 | 0
6535 | 835.7275 | 0
6536 | 835.519 | 0
6537 | 833.8618 | 0
6538 | 833.363 | 0
6539 | 832.2691 | 0
6540 | 831.2 | 0
6541 | 831.19 | 0
6542 | 831.1376 | 0
6543 | 830.0973 | 0
6544 | 829.986 | 0
6545 | 829.6 | 0
6546 | 829.113 | 0
6547 | 828.8 | 0
6548 | 828.8 | 0
6549 | 828.8 | 0
6550 | 828.4586 | 0
6551 | 828.43 | 0
6552 | 828.2161 | 0
6553 | 827.5326 | 0
6554 | 827.2 | 0
6555 | 826.7486 | 0
6556 | 826.6632 | 0
6557 | 826.5843 | 0
6558 | 826.4 | 0
6559 | 825.915 | 0
6560 | 825.6 | 0
6561 | 824.194 | 0
6562 | 823.7824 | 0
6563 | 823.5547 | 0
6564 | 823.2952 | 0
6565 | 823.2952 | 0
6566 | 822.6911 | 0
6567 | 822.307 | 0
6568 | 822.233 | 0
6569 | 821.2232 | 0
6570 | 820.8 | 0
6571 | 820.686 | 0
6572 | 820.5325 | 0
6573 | 820.5103 | 0
6574 | 820 | 0
6575 | 819.4309 | 0
6576 | 819.3456 | 0
6577 | 818.6338 | 0
6578 | 818.4 | 0
6579 | 817.356 | 0
6580 | 817.3512 | 0
6581 | 816.4272 | 0
6582 | 816 | 0
6583 | 815.6977 | 0
6584 | 815.3764 | 0
6585 | 815.3764 | 0
6586 | 814.7659 | 0
6587 | 813.6256 | 0
6588 | 813.6256 | 0
6589 | 813.6014 | 0
6590 | 813.6 | 0
6591 | 812.644 | 0
6592 | 812.402 | 0
6593 | 812.063 | 0
6594 | 812 | 0
6595 | 811.981 | 0
6596 | 811.5093 | 0
6597 | 810.397 | 0
6598 | 809.4815 | 0
6599 | 809.242 | 0
6600 | 808.8 | 0
6601 | 807.601 | 0
6602 | 806.8654 | 0
6603 | 806.512 | 0
6604 | 806.1299 | 0
6605 | 806.027 | 0
6606 | 805.6 | 0
6607 | 804.961 | 0
6608 | 804.6468 | 0
6609 | 803.82 | 0
6610 | 803.013 | 0
6611 | 802.622 | 0
6612 | 802.2911 | 0
6613 | 802.242 | 0
6614 | 802.2369 | 0
6615 | 801.8299 | 0
6616 | 800.5026 | 0
6617 | 799.5406 | 0
6618 | 799.2 | 0
6619 | 799.112 | 0
6620 | 799.087 | 0
6621 | 798.5303 | 0
6622 | 798.4 | 0
6623 | 797.7399 | 0
6624 | 797.6 | 0
6625 | 797.6 | 0
6626 | 797.587 | 0
6627 | 796.5663 | 0
6628 | 795.2945 | 0
6629 | 793.1348 | 0
6630 | 792 | 0
6631 | 791.3395 | 0
6632 | 791.2837 | 0
6633 | 790.3815 | 0
6634 | 789.213 | 0
6635 | 788.801 | 0
6636 | 787.8808 | 0
6637 | 785.5354 | 0
6638 | 785.1463 | 0
6639 | 784.8 | 0
6640 | 784.8 | 0
6641 | 784.747 | 0
6642 | 784.7098 | 0
6643 | 782.7914 | 0
6644 | 782.6071 | 0
6645 | 782.5933 | 0
6646 | 782.5449 | 0
6647 | 781.83 | 0
6648 | 781.8035 | 0
6649 | 780.4728 | 0
6650 | 780.334 | 0
6651 | 780 | 0
6652 | 779.6512 | 0
6653 | 779.2 | 0
6654 | 779.2 | 0
6655 | 778.4 | 0
6656 | 777.6212 | 0
6657 | 777.272 | 0
6658 | 776.4017 | 0
6659 | 776.1206 | 0
6660 | 774.9473 | 0
6661 | 774.4 | 0
6662 | 773.4902 | 0
6663 | 772.296 | 0
6664 | 771.604 | 0
6665 | 771.2136 | 0
6666 | 770.837 | 0
6667 | 770.8032 | 0
6668 | 770.8032 | 0
6669 | 769.6 | 0
6670 | 768.029 | 0
6671 | 768 | 0
6672 | 767.602 | 0
6673 | 764 | 0
6674 | 762.515 | 0
6675 | 761.9789 | 0
6676 | 761.6585 | 0
6677 | 760 | 0
6678 | 759.7922 | 0
6679 | 759.475 | 0
6680 | 759.2 | 0
6681 | 758.1283 | 0
6682 | 758.1283 | 0
6683 | 756.9896 | 0
6684 | 756.9896 | 0
6685 | 756.627 | 0
6686 | 756.271 | 0
6687 | 755.2 | 0
6688 | 754.857 | 0
6689 | 754.4 | 0
6690 | 753.773 | 0
6691 | 752.979 | 0
6692 | 752.8 | 0
6693 | 752.1548 | 0
6694 | 750.2304 | 0
6695 | 750.082 | 0
6696 | 747.1449 | 0
6697 | 746.5353 | 0
6698 | 745.043 | 0
6699 | 743.1759 | 0
6700 | 741.7717 | 0
6701 | 741.6 | 0
6702 | 741.6 | 0
6703 | 740.535 | 0
6704 | 740.237 | 0
6705 | 739.3182 | 0
6706 | 739.0318 | 0
6707 | 738.4 | 0
6708 | 738.0913 | 0
6709 | 736.9597 | 0
6710 | 734.6806 | 0
6711 | 734.4698 | 0
6712 | 734.4 | 0
6713 | 733.5934 | 0
6714 | 730.0529 | 0
6715 | 729.6 | 0
6716 | 729.5043 | 0
6717 | 728.8 | 0
6718 | 728.4592 | 0
6719 | 727.5949 | 0
6720 | 727.2 | 0
6721 | 726.714 | 0
6722 | 725.6 | 0
6723 | 724.5973 | 0
6724 | 723.729 | 0
6725 | 723.2 | 0
6726 | 721.6 | 0
6727 | 720.8 | 0
6728 | 720.5879 | 0
6729 | 720.376 | 0
6730 | 717.6 | 0
6731 | 716.923 | 0
6732 | 716.419 | 0
6733 | 716.3965 | 0
6734 | 716.2392 | 0
6735 | 715.847 | 0
6736 | 715.8188 | 0
6737 | 715.661 | 0
6738 | 715.5485 | 0
6739 | 714.1672 | 0
6740 | 714.13 | 0
6741 | 713.6 | 0
6742 | 713.0577 | 0
6743 | 712.7858 | 0
6744 | 711.9834 | 0
6745 | 709.9428 | 0
6746 | 709.607 | 0
6747 | 708.8 | 0
6748 | 708.5433 | 0
6749 | 707.951 | 0
6750 | 706.4 | 0
6751 | 706.0992 | 0
6752 | 705.6 | 0
6753 | 704.9694 | 0
6754 | 704.9694 | 0
6755 | 704.878 | 0
6756 | 704 | 0
6757 | 700.8 | 0
6758 | 700.377 | 0
6759 | 699.2 | 0
6760 | 697.6 | 0
6761 | 697.26 | 0
6762 | 692.7019 | 0
6763 | 691.8841 | 0
6764 | 691.327 | 0
6765 | 690.747 | 0
6766 | 689.9172 | 0
6767 | 689.6 | 0
6768 | 689.6 | 0
6769 | 688.6006 | 0
6770 | 686.5273 | 0
6771 | 686.4 | 0
6772 | 686.4 | 0
6773 | 683.53 | 0
6774 | 682.6487 | 0
6775 | 680.187 | 0
6776 | 680.172 | 0
6777 | 679.439 | 0
6778 | 679.251 | 0
6779 | 678.563 | 0
6780 | 677.6 | 0
6781 | 676.8 | 0
6782 | 675.2074 | 0
6783 | 674.8497 | 0
6784 | 674.256 | 0
6785 | 673.7052 | 0
6786 | 672.9677 | 0
6787 | 672.0078 | 0
6788 | 671.56 | 0
6789 | 671.4383 | 0
6790 | 671.3979 | 0
6791 | 668.8 | 0
6792 | 668.5877 | 0
6793 | 667.766 | 0
6794 | 666.613 | 0
6795 | 664.4379 | 0
6796 | 663.439 | 0
6797 | 662.3137 | 0
6798 | 662.126 | 0
6799 | 660.137 | 0
6800 | 658.296 | 0
6801 | 657.357 | 0
6802 | 657.248 | 0
6803 | 656.8 | 0
6804 | 652.0056 | 0
6805 | 650.269 | 0
6806 | 649.4642 | 0
6807 | 646.748 | 0
6808 | 644.2323 | 0
6809 | 642.919 | 0
6810 | 641.0608 | 0
6811 | 639.7638 | 0
6812 | 639.3445 | 0
6813 | 638.4 | 0
6814 | 637.627 | 0
6815 | 636.197 | 0
6816 | 635.2 | 0
6817 | 632.529 | 0
6818 | 631.5235 | 0
6819 | 627.109 | 0
6820 | 626.4 | 0
6821 | 625.816 | 0
6822 | 624.6762 | 0
6823 | 624.5034 | 0
6824 | 622.722 | 0
6825 | 622.3062 | 0
6826 | 621.669 | 0
6827 | 619.025 | 0
6828 | 618.959 | 0
6829 | 618.406 | 0
6830 | 617.579 | 0
6831 | 615.896 | 0
6832 | 615.8259 | 0
6833 | 615.277 | 0
6834 | 612.699 | 0
6835 | 609.2833 | 0
6836 | 609.1832 | 0
6837 | 607.8018 | 0
6838 | 606.677 | 0
6839 | 606.4 | 0
6840 | 606.0119 | 0
6841 | 603.316 | 0
6842 | 602.4 | 0
6843 | 602.2764 | 0
6844 | 601.179 | 0
6845 | 596.8 | 0
6846 | 596.201 | 0
6847 | 596 | 0
6848 | 594.4 | 0
6849 | 594.4 | 0
6850 | 593.7445 | 0
6851 | 593.572 | 0
6852 | 593.521 | 0
6853 | 592.8 | 0
6854 | 592.386 | 0
6855 | 592.271 | 0
6856 | 592.193 | 0
6857 | 587.2298 | 0
6858 | 586.4 | 0
6859 | 585.8407 | 0
6860 | 584.9195 | 0
6861 | 583.859 | 0
6862 | 583.145 | 0
6863 | 580.8 | 0
6864 | 576.8 | 0
6865 | 574.5564 | 0
6866 | 571.13 | 0
6867 | 567.8021 | 0
6868 | 565.025 | 0
6869 | 563.4848 | 0
6870 | 561.581 | 0
6871 | 559.198 | 0
6872 | 558.473 | 0
6873 | 557.6649 | 0
6874 | 556.7111 | 0
6875 | 552.934 | 0
6876 | 551.2 | 0
6877 | 551.1658 | 0
6878 | 550.7832 | 0
6879 | 546.3104 | 0
6880 | 545.507 | 0
6881 | 544.574 | 0
6882 | 537.6301 | 0
6883 | 536.721 | 0
6884 | 534.4 | 0
6885 | 533.643 | 0
6886 | 532.414 | 0
6887 | 531.2024 | 0
6888 | 526.4 | 0
6889 | 524.3525 | 0
6890 | 520.8758 | 0
6891 | 520.632 | 0
6892 | 516.8685 | 0
6893 | 512.7793 | 0
6894 | 511.4393 | 0
6895 | 511.2727 | 0
6896 | 506.2713 | 0
6897 | 505.6 | 0
6898 | 505.6 | 0
6899 | 505.286 | 0
6900 | 504 | 0
6901 | 504 | 0
6902 | 503.248 | 0
6903 | 503.2 | 0
6904 | 502.0396 | 0
6905 | 502.0396 | 0
6906 | 501.6 | 0
6907 | 500.197 | 0
6908 | 498.735 | 0
6909 | 498.4 | 0
6910 | 498.4 | 0
6911 | 498.4 | 0
6912 | 497.6 | 0
6913 | 496.7951 | 0
6914 | 496.4614 | 0
6915 | 496.4614 | 0
6916 | 496.4614 | 0
6917 | 495.6645 | 0
6918 | 495.6049 | 0
6919 | 490.41 | 0
6920 | 489.888 | 0
6921 | 487.2 | 0
6922 | 485.7777 | 0
6923 | 485.6 | 0
6924 | 485.3049 | 0
6925 | 484.8 | 0
6926 | 483.7112 | 0
6927 | 482.5196 | 0
6928 | 481.147 | 0
6929 | 480.8 | 0
6930 | 479.2755 | 0
6931 | 478.9298 | 0
6932 | 478.6691 | 0
6933 | 477.6 | 0
6934 | 475.7423 | 0
6935 | 472 | 0
6936 | 472 | 0
6937 | 470.5752 | 0
6938 | 470.1641 | 0
6939 | 469.188 | 0
6940 | 467.2 | 0
6941 | 465.3827 | 0
6942 | 460.316 | 0
6943 | 458.959 | 0
6944 | 457.786 | 0
6945 | 455.687 | 0
6946 | 453.9145 | 0
6947 | 452.8416 | 0
6948 | 451.698 | 0
6949 | 451.248 | 0
6950 | 450.4 | 0
6951 | 448.6481 | 0
6952 | 445.515 | 0
6953 | 442.969 | 0
6954 | 442.7905 | 0
6955 | 440.8103 | 0
6956 | 437.884 | 0
6957 | 436.2411 | 0
6958 | 433.4498 | 0
6959 | 433.137 | 0
6960 | 432.662 | 0
6961 | 431.2 | 0
6962 | 426.0894 | 0
6963 | 424 | 0
6964 | 423.3979 | 0
6965 | 423.123 | 0
6966 | 422.9472 | 0
6967 | 421.6 | 0
6968 | 419.9601 | 0
6969 | 416.8 | 0
6970 | 415.99 | 0
6971 | 414.3719 | 0
6972 | 413.609 | 0
6973 | 413.157 | 0
6974 | 412.0002 | 0
6975 | 410.829 | 0
6976 | 410.4 | 0
6977 | 408.8037 | 0
6978 | 408.03 | 0
6979 | 407.546 | 0
6980 | 406.4615 | 0
6981 | 406.4429 | 0
6982 | 403.1901 | 0
6983 | 402.4 | 0
6984 | 400.8348 | 0
6985 | 399.101 | 0
6986 | 397.7894 | 0
6987 | 397.6 | 0
6988 | 396.46 | 0
6989 | 395.2318 | 0
6990 | 394.4 | 0
6991 | 393.167 | 0
6992 | 392.5583 | 0
6993 | 390.9227 | 0
6994 | 390.4 | 0
6995 | 390.1049 | 0
6996 | 389.912 | 0
6997 | 389.328 | 0
6998 | 388.4692 | 0
6999 | 387.2 | 0
7000 | 386.8335 | 0
7001 | 385.6939 | 0
7002 | 385.522 | 0
7003 | 384.0224 | 0
7004 | 384 | 0
7005 | 382.4 | 0
7006 | 382.4 | 0
7007 | 381.8331 | 0
7008 | 381.6 | 0
7009 | 380.8 | 0
7010 | 380 | 0
7011 | 378.6719 | 0
7012 | 378.4 | 0
7013 | 378.4 | 0
7014 | 378.0493 | 0
7015 | 376.9281 | 0
7016 | 375.588 | 0
7017 | 375.3839 | 0
7018 | 375.337 | 0
7019 | 371.3765 | 0
7020 | 369.6591 | 0
7021 | 369.6 | 0
7022 | 368.8 | 0
7023 | 368.1624 | 0
7024 | 367.3655 | 0
7025 | 367.2 | 0
7026 | 365.57 | 0
7027 | 364.7608 | 0
7028 | 364.693 | 0
7029 | 364.5171 | 0
7030 | 364.5053 | 0
7031 | 362.2986 | 0
7032 | 361.6 | 0
7033 | 357.9482 | 0
7034 | 357.6 | 0
7035 | 355.547 | 0
7036 | 354.6912 | 0
7037 | 354.4 | 0
7038 | 354.4 | 0
7039 | 353.747 | 0
7040 | 352 | 0
7041 | 348.83 | 0
7042 | 345.786 | 0
7043 | 345.2975 | 0
7044 | 344.9167 | 0
7045 | 344.1836 | 0
7046 | 343.658 | 0
7047 | 342.4 | 0
7048 | 341.8528 | 0
7049 | 341.456 | 0
7050 | 341.0682 | 0
7051 | 339.258 | 0
7052 | 338.7742 | 0
7053 | 337.397 | 0
7054 | 335.666 | 0
7055 | 335.2 | 0
7056 | 334.3604 | 0
7057 | 333.8962 | 0
7058 | 333.853 | 0
7059 | 333.7513 | 0
7060 | 332.224 | 0
7061 | 332.0389 | 0
7062 | 331.6128 | 0
7063 | 331.2 | 0
7064 | 330.448 | 0
7065 | 329.9117 | 0
7066 | 329.489 | 0
7067 | 329.02 | 0
7068 | 328.2074 | 0
7069 | 325.6 | 0
7070 | 324.8 | 0
7071 | 324.56 | 0
7072 | 324.3335 | 0
7073 | 324.2289 | 0
7074 | 323.0428 | 0
7075 | 322.859 | 0
7076 | 322.6469 | 0
7077 | 320.018 | 0
7078 | 318.7732 | 0
7079 | 318.4 | 0
7080 | 318.4 | 0
7081 | 317.159 | 0
7082 | 316 | 0
7083 | 315.607 | 0
7084 | 315.351 | 0
7085 | 315.114 | 0
7086 | 314.692 | 0
7087 | 313.792 | 0
7088 | 313.222 | 0
7089 | 311.517 | 0
7090 | 311.492 | 0
7091 | 309.6 | 0
7092 | 309.2214 | 0
7093 | 308.8 | 0
7094 | 308.0162 | 0
7095 | 307.5989 | 0
7096 | 307.348 | 0
7097 | 307.065 | 0
7098 | 306.2691 | 0
7099 | 306.2603 | 0
7100 | 305.8684 | 0
7101 | 305.6 | 0
7102 | 305.6 | 0
7103 | 304.539 | 0
7104 | 304.4113 | 0
7105 | 304.1927 | 0
7106 | 303.9311 | 0
7107 | 303.4149 | 0
7108 | 303.4149 | 0
7109 | 303.3544 | 0
7110 | 302.7034 | 0
7111 | 302.5368 | 0
7112 | 302.4 | 0
7113 | 302.112 | 0
7114 | 301.357 | 0
7115 | 301.2237 | 0
7116 | 300.6751 | 0
7117 | 299.716 | 0
7118 | 299.592 | 0
7119 | 299.2 | 0
7120 | 298.518 | 0
7121 | 298.5079 | 0
7122 | 298.4 | 0
7123 | 298.368 | 0
7124 | 298.2132 | 0
7125 | 297.305 | 0
7126 | 296.8 | 0
7127 | 296.8 | 0
7128 | 296.8 | 0
7129 | 296.7904 | 0
7130 | 296.104 | 0
7131 | 296 | 0
7132 | 296 | 0
7133 | 295.6455 | 0
7134 | 295.44 | 0
7135 | 294.906 | 0
7136 | 293.6009 | 0
7137 | 293.6 | 0
7138 | 293.458 | 0
7139 | 292.8 | 0
7140 | 292.731 | 0
7141 | 292.6697 | 0
7142 | 292 | 0
7143 | 292 | 0
7144 | 291.2 | 0
7145 | 291.2 | 0
7146 | 291.076 | 0
7147 | 290.153 | 0
7148 | 289.9125 | 0
7149 | 289.7979 | 0
7150 | 288.999 | 0
7151 | 288.8 | 0
7152 | 288.152 | 0
7153 | 287.755 | 0
7154 | 287.6502 | 0
7155 | 287.4671 | 0
7156 | 287.4345 | 0
7157 | 287.2 | 0
7158 | 287.2 | 0
7159 | 287.073 | 0
7160 | 286.4047 | 0
7161 | 286.349 | 0
7162 | 285.6 | 0
7163 | 285.1363 | 0
7164 | 285.122 | 0
7165 | 284.8 | 0
7166 | 284.3594 | 0
7167 | 284.243 | 0
7168 | 284.013 | 0
7169 | 283.6922 | 0
7170 | 283.5824 | 0
7171 | 283.379 | 0
7172 | 282.8055 | 0
7173 | 282.4089 | 0
7174 | 282.4 | 0
7175 | 282.1513 | 0
7176 | 281.969 | 0
7177 | 281.7887 | 0
7178 | 281.691 | 0
7179 | 281.379 | 0
7180 | 281.28 | 0
7181 | 281.168 | 0
7182 | 280.8 | 0
7183 | 280.4747 | 0
7184 | 280.4042 | 0
7185 | 280.1859 | 0
7186 | 279.8454 | 0
7187 | 279.7078 | 0
7188 | 279.4598 | 0
7189 | 279.2 | 0
7190 | 279.2 | 0
7191 | 278.9208 | 0
7192 | 278.114 | 0
7193 | 276.424 | 0
7194 | 276.33 | 0
7195 | 276.252 | 0
7196 | 276.049 | 0
7197 | 276 | 0
7198 | 275.21 | 0
7199 | 275.2 | 0
7200 | 274.8922 | 0
7201 | 274.4 | 0
7202 | 274.291 | 0
7203 | 273.5706 | 0
7204 | 273.494 | 0
7205 | 273.0489 | 0
7206 | 272.738 | 0
7207 | 272 | 0
7208 | 272 | 0
7209 | 271.406 | 0
7210 | 270.4 | 0
7211 | 270.3306 | 0
7212 | 269.8053 | 0
7213 | 269.6 | 0
7214 | 269.3482 | 0
7215 | 269.159 | 0
7216 | 269.004 | 0
7217 | 268.4554 | 0
7218 | 268.3642 | 0
7219 | 268 | 0
7220 | 268 | 0
7221 | 267.984 | 0
7222 | 267.282 | 0
7223 | 267.096 | 0
7224 | 266.4 | 0
7225 | 265.6099 | 0
7226 | 264.8 | 0
7227 | 264.437 | 0
7228 | 264 | 0
7229 | 263.906 | 0
7230 | 262.5234 | 0
7231 | 261.8282 | 0
7232 | 261.6 | 0
7233 | 261.3999 | 0
7234 | 261.2493 | 0
7235 | 260.8 | 0
7236 | 260.5825 | 0
7237 | 260.2743 | 0
7238 | 259.577 | 0
7239 | 259.2 | 0
7240 | 258.885 | 0
7241 | 258.7204 | 0
7242 | 258.151 | 0
7243 | 257.376 | 0
7244 | 257.187 | 0
7245 | 256.8 | 0
7246 | 256.165 | 0
7247 | 256.129 | 0
7248 | 255.553 | 0
7249 | 255.342 | 0
7250 | 255.2 | 0
7251 | 254.785 | 0
7252 | 254.4 | 0
7253 | 251.848 | 0
7254 | 251.672 | 0
7255 | 251.6319 | 0
7256 | 251.4089 | 0
7257 | 250.683 | 0
7258 | 249.9566 | 0
7259 | 248.7805 | 0
7260 | 248.715 | 0
7261 | 247.8433 | 0
7262 | 247.4402 | 0
7263 | 246.5742 | 0
7264 | 246.4 | 0
7265 | 246.146 | 0
7266 | 245.6 | 0
7267 | 244.5879 | 0
7268 | 244.417 | 0
7269 | 243.992 | 0
7270 | 243.8114 | 0
7271 | 243.7133 | 0
7272 | 243.4565 | 0
7273 | 243.2 | 0
7274 | 243.2 | 0
7275 | 242.4 | 0
7276 | 241.5452 | 0
7277 | 241.0487 | 0
7278 | 240.544 | 0
7279 | 239.297 | 0
7280 | 239.2 | 0
7281 | 238.4 | 0
7282 | 237.6 | 0
7283 | 237.6 | 0
7284 | 237.6 | 0
7285 | 237.5953 | 0
7286 | 236.4577 | 0
7287 | 236.2455 | 0
7288 | 236.1892 | 0
7289 | 236.1892 | 0
7290 | 236.032 | 0
7291 | 236 | 0
7292 | 235.767 | 0
7293 | 235.761 | 0
7294 | 235.535 | 0
7295 | 235.4123 | 0
7296 | 235.207 | 0
7297 | 235.0545 | 0
7298 | 234.947 | 0
7299 | 234.8325 | 0
7300 | 234.8325 | 0
7301 | 234.813 | 0
7302 | 234.455 | 0
7303 | 234.4 | 0
7304 | 234.4 | 0
7305 | 234.3197 | 0
7306 | 233.76 | 0
7307 | 233.4883 | 0
7308 | 233.438 | 0
7309 | 233.034 | 0
7310 | 232.2637 | 0
7311 | 231.2 | 0
7312 | 231.095 | 0
7313 | 230.7506 | 0
7314 | 230.7506 | 0
7315 | 230.684 | 0
7316 | 230.659 | 0
7317 | 230.4 | 0
7318 | 230.4 | 0
7319 | 229.93 | 0
7320 | 229.1968 | 0
7321 | 228.8 | 0
7322 | 228.6164 | 0
7323 | 228.4266 | 0
7324 | 228.211 | 0
7325 | 227.9257 | 0
7326 | 227.8445 | 0
7327 | 227.812 | 0
7328 | 227.6429 | 0
7329 | 227.2 | 0
7330 | 227.0213 | 0
7331 | 226.7086 | 0
7332 | 226.4 | 0
7333 | 226.3163 | 0
7334 | 226.1197 | 0
7335 | 225.957 | 0
7336 | 225.678 | 0
7337 | 225.6 | 0
7338 | 225.1445 | 0
7339 | 224.739 | 0
7340 | 224.5351 | 0
7341 | 224.458 | 0
7342 | 224.034 | 0
7343 | 224.0097 | 0
7344 | 224 | 0
7345 | 223.7816 | 0
7346 | 223.7582 | 0
7347 | 223.5096 | 0
7348 | 223.2 | 0
7349 | 223.2 | 0
7350 | 222.3318 | 0
7351 | 222.2043 | 0
7352 | 221.6323 | 0
7353 | 221.6 | 0
7354 | 221.19 | 0
7355 | 220.4508 | 0
7356 | 220.236 | 0
7357 | 220 | 0
7358 | 219.8735 | 0
7359 | 219.6375 | 0
7360 | 218.574 | 0
7361 | 218.4 | 0
7362 | 217.414 | 0
7363 | 216.663 | 0
7364 | 216.305 | 0
7365 | 216.0103 | 0
7366 | 215.288 | 0
7367 | 215.2119 | 0
7368 | 213.658 | 0
7369 | 212.04 | 0
7370 | 211.973 | 0
7371 | 211.252 | 0
7372 | 211.1465 | 0
7373 | 210.894 | 0
7374 | 210.6517 | 0
7375 | 210.4 | 0
7376 | 210.344 | 0
7377 | 210.0695 | 0
7378 | 209.928 | 0
7379 | 209.7018 | 0
7380 | 209.6 | 0
7381 | 209.471 | 0
7382 | 209.159 | 0
7383 | 207.884 | 0
7384 | 207.7449 | 0
7385 | 207.6748 | 0
7386 | 207.2309 | 0
7387 | 207.2 | 0
7388 | 207.0754 | 0
7389 | 206.5145 | 0
7390 | 206.4 | 0
7391 | 206.3667 | 0
7392 | 205.8624 | 0
7393 | 205.306 | 0
7394 | 205.1622 | 0
7395 | 205.1331 | 0
7396 | 205.13 | 0
7397 | 204.826 | 0
7398 | 204.693 | 0
7399 | 204.599 | 0
7400 | 204 | 0
7401 | 204 | 0
7402 | 203.7794 | 0
7403 | 203.767 | 0
7404 | 203.5578 | 0
7405 | 203.5454 | 0
7406 | 203.2065 | 0
7407 | 203.2 | 0
7408 | 203.03 | 0
7409 | 202.7269 | 0
7410 | 202.713 | 0
7411 | 202.4179 | 0
7412 | 201.4499 | 0
7413 | 200.9569 | 0
7414 | 200.8 | 0
7415 | 200 | 0
7416 | 199.8194 | 0
7417 | 199.5505 | 0
7418 | 199.3876 | 0
7419 | 199.2 | 0
7420 | 199.2 | 0
7421 | 199.0353 | 0
7422 | 198.9214 | 0
7423 | 198.7923 | 0
7424 | 198.151 | 0
7425 | 198.1192 | 0
7426 | 197.9358 | 0
7427 | 197.6 | 0
7428 | 197.3423 | 0
7429 | 197.097 | 0
7430 | 197.082 | 0
7431 | 197.058 | 0
7432 | 196.406 | 0
7433 | 195.7169 | 0
7434 | 195.463 | 0
7435 | 195.2 | 0
7436 | 195.0115 | 0
7437 | 194.8402 | 0
7438 | 194.696 | 0
7439 | 194.577 | 0
7440 | 193.991 | 0
7441 | 193.831 | 0
7442 | 193.6 | 0
7443 | 193.3915 | 0
7444 | 193.0078 | 0
7445 | 192.8 | 0
7446 | 192.7008 | 0
7447 | 192.296 | 0
7448 | 192 | 0
7449 | 191.45 | 0
7450 | 191.3722 | 0
7451 | 191.2 | 0
7452 | 189.7642 | 0
7453 | 189.5525 | 0
7454 | 188.5567 | 0
7455 | 187.2 | 0
7456 | 186.914 | 0
7457 | 186.6658 | 0
7458 | 186.4652 | 0
7459 | 186.389 | 0
7460 | 186.0829 | 0
7461 | 185.868 | 0
7462 | 185.6882 | 0
7463 | 185.42 | 0
7464 | 185.3969 | 0
7465 | 185.2027 | 0
7466 | 184.122 | 0
7467 | 183.582 | 0
7468 | 183.44 | 0
7469 | 183.1445 | 0
7470 | 183.063 | 0
7471 | 182.8679 | 0
7472 | 182.0764 | 0
7473 | 182.026 | 0
7474 | 182.01 | 0
7475 | 181.7586 | 0
7476 | 181.6734 | 0
7477 | 181.6499 | 0
7478 | 181.636 | 0
7479 | 181.6015 | 0
7480 | 181.355 | 0
7481 | 181.302 | 0
7482 | 181.165 | 0
7483 | 181.0159 | 0
7484 | 180.5099 | 0
7485 | 180 | 0
7486 | 180 | 0
7487 | 178.8941 | 0
7488 | 178.8871 | 0
7489 | 178.704 | 0
7490 | 177.796 | 0
7491 | 176.7969 | 0
7492 | 176.3999 | 0
7493 | 175.9232 | 0
7494 | 174.4073 | 0
7495 | 173.99 | 0
7496 | 173.6 | 0
7497 | 173.54 | 0
7498 | 172.671 | 0
7499 | 171.9803 | 0
7500 | 171.8487 | 0
7501 | 171.2 | 0
7502 | 170.769 | 0
7503 | 170.644 | 0
7504 | 170.605 | 0
7505 | 169.6 | 0
7506 | 169.2818 | 0
7507 | 168.6547 | 0
7508 | 168.473 | 0
7509 | 168.345 | 0
7510 | 168.3081 | 0
7511 | 168 | 0
7512 | 167.4831 | 0
7513 | 167.046 | 0
7514 | 164.8 | 0
7515 | 164.7109 | 0
7516 | 163.4921 | 0
7517 | 163.2 | 0
7518 | 163.157 | 0
7519 | 162.5652 | 0
7520 | 160.8 | 0
7521 | 160.732 | 0
7522 | 160.3938 | 0
7523 | 160.064 | 0
7524 | 159.9664 | 0
7525 | 159.6078 | 0
7526 | 159.508 | 0
7527 | 158.4 | 0
7528 | 158.372 | 0
7529 | 157.4013 | 0
7530 | 156.96 | 0
7531 | 156.897 | 0
7532 | 156.1646 | 0
7533 | 155.6841 | 0
7534 | 155.4039 | 0
7535 | 155.4039 | 0
7536 | 154.285 | 0
7537 | 153.6 | 0
7538 | 152.6909 | 0
7539 | 152.29 | 0
7540 | 152.1164 | 0
7541 | 151.282 | 0
7542 | 151.211 | 0
7543 | 150.5308 | 0
7544 | 150.4 | 0
7545 | 149.6 | 0
7546 | 149.362 | 0
7547 | 148.8 | 0
7548 | 148.8 | 0
7549 | 148 | 0
7550 | 147.3263 | 0
7551 | 147.249 | 0
7552 | 147.1628 | 0
7553 | 145.633 | 0
7554 | 145.6072 | 0
7555 | 144.5105 | 0
7556 | 144.11 | 0
7557 | 142.4 | 0
7558 | 142.371 | 0
7559 | 141.4846 | 0
7560 | 141.382 | 0
7561 | 140.8 | 0
7562 | 140 | 0
7563 | 139.948 | 0
7564 | 139.8489 | 0
7565 | 139.2 | 0
7566 | 138.7688 | 0
7567 | 138.494 | 0
7568 | 138.479 | 0
7569 | 138.4 | 0
7570 | 138.295 | 0
7571 | 138.2778 | 0
7572 | 138.2668 | 0
7573 | 137.6387 | 0
7574 | 137.6 | 0
7575 | 137.552 | 0
7576 | 137.5422 | 0
7577 | 136.8 | 0
7578 | 136.8 | 0
7579 | 136.2679 | 0
7580 | 136.0712 | 0
7581 | 135.9137 | 0
7582 | 135.7598 | 0
7583 | 135.505 | 0
7584 | 135.46 | 0
7585 | 135.2 | 0
7586 | 135.1872 | 0
7587 | 134.638 | 0
7588 | 132.8 | 0
7589 | 132.6113 | 0
7590 | 132.4947 | 0
7591 | 132.424 | 0
7592 | 131.3026 | 0
7593 | 130.6101 | 0
7594 | 130.5488 | 0
7595 | 129.9866 | 0
7596 | 129.537 | 0
7597 | 128.8 | 0
7598 | 128.716 | 0
7599 | 127.2 | 0
7600 | 127.2 | 0
7601 | 127.2 | 0
7602 | 126.773 | 0
7603 | 126.647 | 0
7604 | 126.4653 | 0
7605 | 126.4 | 0
7606 | 125.6 | 0
7607 | 124.8 | 0
7608 | 124.5833 | 0
7609 | 124 | 0
7610 | 123.5332 | 0
7611 | 123.2 | 0
7612 | 123.1185 | 0
7613 | 122.7562 | 0
7614 | 122.6745 | 0
7615 | 122.023 | 0
7616 | 121.2024 | 0
7617 | 120.4254 | 0
7618 | 120 | 0
7619 | 120 | 0
7620 | 120 | 0
7621 | 119.9634 | 0
7622 | 119.641 | 0
7623 | 119.5695 | 0
7624 | 119.4032 | 0
7625 | 118.7976 | 0
7626 | 118.4 | 0
7627 | 118.4 | 0
7628 | 118.4 | 0
7629 | 117.6 | 0
7630 | 117.6 | 0
7631 | 117.348 | 0
7632 | 116.9497 | 0
7633 | 116.8 | 0
7634 | 116.5407 | 0
7635 | 116.1318 | 0
7636 | 116 | 0
7637 | 116 | 0
7638 | 116 | 0
7639 | 115.4766 | 0
7640 | 115.2 | 0
7641 | 115.2 | 0
7642 | 115.054 | 0
7643 | 114.9869 | 0
7644 | 114.9869 | 0
7645 | 114.4 | 0
7646 | 114.4 | 0
7647 | 113.6784 | 0
7648 | 113.6 | 0
7649 | 112.8605 | 0
7650 | 112.8605 | 0
7651 | 112.7164 | 0
7652 | 112.656 | 0
7653 | 112.5998 | 0
7654 | 111.8791 | 0
7655 | 111.2 | 0
7656 | 111.2 | 0
7657 | 110.407 | 0
7658 | 110.4 | 0
7659 | 110.4 | 0
7660 | 110.4 | 0
7661 | 110.4 | 0
7662 | 110.4 | 0
7663 | 110.328 | 0
7664 | 110.259 | 0
7665 | 110.145 | 0
7666 | 109.8187 | 0
7667 | 109.6 | 0
7668 | 109.6 | 0
7669 | 109.6 | 0
7670 | 108.8 | 0
7671 | 108.8 | 0
7672 | 108.8 | 0
7673 | 108.8 | 0
7674 | 108.4667 | 0
7675 | 108.3768 | 0
7676 | 108.1214 | 0
7677 | 108 | 0
7678 | 108 | 0
7679 | 108 | 0
7680 | 107.9944 | 0
7681 | 107.2175 | 0
7682 | 107.2175 | 0
7683 | 107.2175 | 0
7684 | 107.2 | 0
7685 | 107.2 | 0
7686 | 107.2 | 0
7687 | 107.1357 | 0
7688 | 106.6504 | 0
7689 | 106.6504 | 0
7690 | 106.4 | 0
7691 | 106.4 | 0
7692 | 106.3653 | 0
7693 | 106.186 | 0
7694 | 106.102 | 0
7695 | 105.9861 | 0
7696 | 105.9149 | 0
7697 | 105.6 | 0
7698 | 105.6 | 0
7699 | 105.6 | 0
7700 | 105.5001 | 0
7701 | 105.3492 | 0
7702 | 105.232 | 0
7703 | 105.1892 | 0
7704 | 105.1892 | 0
7705 | 105.1794 | 0
7706 | 104.8867 | 0
7707 | 104.8867 | 0
7708 | 104.8 | 0
7709 | 104.8 | 0
7710 | 104.8 | 0
7711 | 104.8 | 0
7712 | 104.269 | 0
7713 | 104.1097 | 0
7714 | 104.1097 | 0
7715 | 104 | 0
7716 | 104 | 0
7717 | 103.8644 | 0
7718 | 103.3328 | 0
7719 | 103.2926 | 0
7720 | 103.221 | 0
7721 | 103.2 | 0
7722 | 103.2 | 0
7723 | 103.2 | 0
7724 | 103.2 | 0
7725 | 102.491 | 0
7726 | 102.4 | 0
7727 | 102.4 | 0
7728 | 102.4 | 0
7729 | 102.2287 | 0
7730 | 102.2287 | 0
7731 | 102.2287 | 0
7732 | 102.2212 | 0
7733 | 102.069 | 0
7734 | 101.7789 | 0
7735 | 101.7789 | 0
7736 | 101.7789 | 0
7737 | 101.6 | 0
7738 | 101.6 | 0
7739 | 101.6 | 0
7740 | 101.6 | 0
7741 | 101.6 | 0
7742 | 101.6 | 0
7743 | 101.6 | 0
7744 | 101.6 | 0
7745 | 101.6 | 0
7746 | 101.4733 | 0
7747 | 101.2048 | 0
7748 | 101.182 | 0
7749 | 101.002 | 0
7750 | 100.984 | 0
7751 | 100.8 | 0
7752 | 100.8 | 0
7753 | 100.8 | 0
7754 | 100.7662 | 0
7755 | 100.7662 | 0
7756 | 100.7662 | 0
7757 | 100.5931 | 0
7758 | 100.5931 | 0
7759 | 100.5931 | 0
7760 | 100.5931 | 0
7761 | 100.2454 | 0
7762 | 100.225 | 0
7763 | 100.225 | 0
7764 | 100.0307 | 0
7765 | 100.0307 | 0
7766 | 100.012 | 0
7767 | 100 | 0
7768 | 100 | 0
7769 | 100 | 0
7770 | 100 | 0
7771 | 100 | 0
7772 | 100 | 0
7773 | 100 | 0
7774 | 99.7752 | 0
7775 | 99.5365 | 0
7776 | 99.4481 | 0
7777 | 99.261 | 0
7778 | 99.2 | 0
7779 | 99.2 | 0
7780 | 99.2 | 0
7781 | 99.2 | 0
7782 | 99.2 | 0
7783 | 99.2 | 0
7784 | 99.1266 | 0
7785 | 98.9574 | 0
7786 | 98.9574 | 0
7787 | 98.9574 | 0
7788 | 98.846 | 0
7789 | 98.6711 | 0
7790 | 98.6711 | 0
7791 | 98.6711 | 0
7792 | 98.6711 | 0
7793 | 98.6711 | 0
7794 | 98.5597 | 0
7795 | 98.4 | 0
7796 | 98.4 | 0
7797 | 98.4 | 0
7798 | 98.4 | 0
7799 | 98.4 | 0
7800 | 98.4 | 0
7801 | 98.4 | 0
7802 | 98.4 | 0
7803 | 98.247 | 0
7804 | 97.636 | 0
7805 | 97.6 | 0
7806 | 97.6 | 0
7807 | 97.3218 | 0
7808 | 97.2562 | 0
7809 | 97.2204 | 0
7810 | 97.1173 | 0
7811 | 96.821 | 0
7812 | 96.805 | 0
7813 | 96.8 | 0
7814 | 96.8 | 0
7815 | 96.8 | 0
7816 | 96.8 | 0
7817 | 96.8 | 0
7818 | 96.8 | 0
7819 | 96.8 | 0
7820 | 96.8 | 0
7821 | 96.5407 | 0
7822 | 96.5039 | 0
7823 | 96.4444 | 0
7824 | 96.4285 | 0
7825 | 96.4235 | 0
7826 | 96.3403 | 0
7827 | 96.007 | 0
7828 | 96 | 0
7829 | 96 | 0
7830 | 96 | 0
7831 | 96 | 0
7832 | 96 | 0
7833 | 95.6861 | 0
7834 | 95.6336 | 0
7835 | 95.6266 | 0
7836 | 95.6176 | 0
7837 | 95.4148 | 0
7838 | 95.362 | 0
7839 | 95.215 | 0
7840 | 95.2 | 0
7841 | 95.2 | 0
7842 | 95.2 | 0
7843 | 95.2 | 0
7844 | 95.06 | 0
7845 | 94.9911 | 0
7846 | 94.896 | 0
7847 | 94.8821 | 0
7848 | 94.8683 | 0
7849 | 94.8683 | 0
7850 | 94.8683 | 0
7851 | 94.8446 | 0
7852 | 94.8297 | 0
7853 | 94.8297 | 0
7854 | 94.791 | 0
7855 | 94.436 | 0
7856 | 94.4 | 0
7857 | 94.4 | 0
7858 | 94.4 | 0
7859 | 94.4 | 0
7860 | 94.4 | 0
7861 | 94.4 | 0
7862 | 94.4 | 0
7863 | 94.4 | 0
7864 | 94.4 | 0
7865 | 94.1466 | 0
7866 | 94.1466 | 0
7867 | 94.05 | 0
7868 | 94.0328 | 0
7869 | 94.0328 | 0
7870 | 94.0328 | 0
7871 | 94.0328 | 0
7872 | 94.0328 | 0
7873 | 94.0095 | 0
7874 | 93.6 | 0
7875 | 93.6 | 0
7876 | 93.6 | 0
7877 | 93.6 | 0
7878 | 93.6 | 0
7879 | 93.6 | 0
7880 | 93.6 | 0
7881 | 93.6 | 0
7882 | 93.6 | 0
7883 | 93.6 | 0
7884 | 93.6 | 0
7885 | 93.6 | 0
7886 | 93.6 | 0
7887 | 93.6 | 0
7888 | 93.6 | 0
7889 | 93.6 | 0
7890 | 93.6 | 0
7891 | 93.411 | 0
7892 | 93.411 | 0
7893 | 93.277 | 0
7894 | 93.2359 | 0
7895 | 93.2359 | 0
7896 | 93.2359 | 0
7897 | 93.2359 | 0
7898 | 93.2359 | 0
7899 | 93.2359 | 0
7900 | 93.2359 | 0
7901 | 93.2359 | 0
7902 | 93.2359 | 0
7903 | 93.2359 | 0
7904 | 93.2326 | 0
7905 | 93.2326 | 0
7906 | 93.2326 | 0
7907 | 92.8447 | 0
7908 | 92.8 | 0
7909 | 92.8 | 0
7910 | 92.8 | 0
7911 | 92.8 | 0
7912 | 92.8 | 0
7913 | 92.8 | 0
7914 | 92.8 | 0
7915 | 92.8 | 0
7916 | 92.8 | 0
7917 | 92.8 | 0
7918 | 92.8 | 0
7919 | 92.8 | 0
7920 | 92.708 | 0
7921 | 92.6755 | 0
7922 | 92.6755 | 0
7923 | 92.439 | 0
7924 | 92.439 | 0
7925 | 92.439 | 0
7926 | 92.439 | 0
7927 | 92.439 | 0
7928 | 92.439 | 0
7929 | 92.4148 | 0
7930 | 92.4148 | 0
7931 | 92.1604 | 0
7932 | 92.13 | 0
7933 | 92 | 0
7934 | 92 | 0
7935 | 92 | 0
7936 | 92 | 0
7937 | 92 | 0
7938 | 91.951 | 0
7939 | 91.94 | 0
7940 | 91.94 | 0
7941 | 91.689 | 0
7942 | 91.6762 | 0
7943 | 91.6421 | 0
7944 | 91.6421 | 0
7945 | 91.5969 | 0
7946 | 91.5969 | 0
7947 | 91.2045 | 0
7948 | 91.2045 | 0
7949 | 91.2 | 0
7950 | 91.2 | 0
7951 | 91.2 | 0
7952 | 91.2 | 0
7953 | 91.2 | 0
7954 | 91.2 | 0
7955 | 91.2 | 0
7956 | 91.2 | 0
7957 | 91.2 | 0
7958 | 91.2 | 0
7959 | 91.2 | 0
7960 | 91.2 | 0
7961 | 91.2 | 0
7962 | 91.2 | 0
7963 | 91.2 | 0
7964 | 91.2 | 0
7965 | 91.1703 | 0
7966 | 90.8526 | 0
7967 | 90.8453 | 0
7968 | 90.8453 | 0
7969 | 90.8453 | 0
7970 | 90.8453 | 0
7971 | 90.8453 | 0
7972 | 90.8453 | 0
7973 | 90.638 | 0
7974 | 90.469 | 0
7975 | 90.469 | 0
7976 | 90.455 | 0
7977 | 90.4 | 0
7978 | 90.4 | 0
7979 | 90.4 | 0
7980 | 90.4 | 0
7981 | 90.4 | 0
7982 | 90.093 | 0
7983 | 90.0484 | 0
7984 | 90.0484 | 0
7985 | 90.0355 | 0
7986 | 90.0212 | 0
7987 | 89.7711 | 0
7988 | 89.7426 | 0
7989 | 89.69 | 0
7990 | 89.626 | 0
7991 | 89.61 | 0
7992 | 89.6 | 0
7993 | 89.6 | 0
7994 | 89.6 | 0
7995 | 89.6 | 0
7996 | 89.6 | 0
7997 | 89.6 | 0
7998 | 89.6 | 0
7999 | 89.6 | 0
8000 | 89.6 | 0
8001 | 89.6 | 0
8002 | 89.6 | 0
8003 | 89.489 | 0
8004 | 89.4741 | 0
8005 | 89.332 | 0
8006 | 89.2515 | 0
8007 | 89.172 | 0
8008 | 89.1435 | 0
8009 | 89.1435 | 0
8010 | 89.121 | 0
8011 | 88.9979 | 0
8012 | 88.9979 | 0
8013 | 88.9845 | 0
8014 | 88.8 | 0
8015 | 88.8 | 0
8016 | 88.8 | 0
8017 | 88.8 | 0
8018 | 88.8 | 0
8019 | 88.8 | 0
8020 | 88.6732 | 0
8021 | 88.652 | 0
8022 | 88.61 | 0
8023 | 88.4546 | 0
8024 | 88.4546 | 0
8025 | 88.4546 | 0
8026 | 88.4546 | 0
8027 | 88.4546 | 0
8028 | 88.3635 | 0
8029 | 88.3256 | 0
8030 | 88.3256 | 0
8031 | 88.3256 | 0
8032 | 88.3256 | 0
8033 | 88.3072 | 0
8034 | 88.307 | 0
8035 | 88.2653 | 0
8036 | 88.264 | 0
8037 | 88.2624 | 0
8038 | 88.2624 | 0
8039 | 88.262 | 0
8040 | 88.18 | 0
8041 | 88.082 | 0
8042 | 88.0252 | 0
8043 | 88 | 0
8044 | 88 | 0
8045 | 88 | 0
8046 | 88 | 0
8047 | 88 | 0
8048 | 88 | 0
8049 | 88 | 0
8050 | 88 | 0
8051 | 87.9635 | 0
8052 | 87.886 | 0
8053 | 87.8474 | 0
8054 | 87.814 | 0
8055 | 87.738 | 0
8056 | 87.682 | 0
8057 | 87.6577 | 0
8058 | 87.6577 | 0
8059 | 87.6577 | 0
8060 | 87.6577 | 0
8061 | 87.6577 | 0
8062 | 87.6577 | 0
8063 | 87.6577 | 0
8064 | 87.642 | 0
8065 | 87.5078 | 0
8066 | 87.356 | 0
8067 | 87.3011 | 0
8068 | 87.2 | 0
8069 | 87.2 | 0
8070 | 87.2 | 0
8071 | 87.2 | 0
8072 | 87.2 | 0
8073 | 87.2 | 0
8074 | 87.2 | 0
8075 | 87.2 | 0
8076 | 87.2 | 0
8077 | 87.2 | 0
8078 | 87.2 | 0
8079 | 87.2 | 0
8080 | 87.2 | 0
8081 | 87.2 | 0
8082 | 87.2 | 0
8083 | 87.2 | 0
8084 | 87.089 | 0
8085 | 87.0262 | 0
8086 | 86.9093 | 0
8087 | 86.8608 | 0
8088 | 86.8608 | 0
8089 | 86.8608 | 0
8090 | 86.8608 | 0
8091 | 86.8608 | 0
8092 | 86.8608 | 0
8093 | 86.8608 | 0
8094 | 86.8608 | 0
8095 | 86.8608 | 0
8096 | 86.8608 | 0
8097 | 86.8608 | 0
8098 | 86.8608 | 0
8099 | 86.801 | 0
8100 | 86.7914 | 0
8101 | 86.787 | 0
8102 | 86.785 | 0
8103 | 86.7502 | 0
8104 | 86.74 | 0
8105 | 86.69 | 0
8106 | 86.69 | 0
8107 | 86.655 | 0
8108 | 86.617 | 0
8109 | 86.5519 | 0
8110 | 86.4494 | 0
8111 | 86.437 | 0
8112 | 86.4 | 0
8113 | 86.4 | 0
8114 | 86.4 | 0
8115 | 86.4 | 0
8116 | 86.4 | 0
8117 | 86.4 | 0
8118 | 86.4 | 0
8119 | 86.4 | 0
8120 | 86.4 | 0
8121 | 86.4 | 0
8122 | 86.4 | 0
8123 | 86.3179 | 0
8124 | 86.2801 | 0
8125 | 86.0639 | 0
8126 | 86.0639 | 0
8127 | 86.0639 | 0
8128 | 86.0639 | 0
8129 | 86.0639 | 0
8130 | 86.0558 | 0
8131 | 86.0558 | 0
8132 | 86.0558 | 0
8133 | 86.02 | 0
8134 | 85.97 | 0
8135 | 85.8721 | 0
8136 | 85.749 | 0
8137 | 85.7196 | 0
8138 | 85.6854 | 0
8139 | 85.6448 | 0
8140 | 85.6448 | 0
8141 | 85.638 | 0
8142 | 85.6 | 0
8143 | 85.6 | 0
8144 | 85.6 | 0
8145 | 85.6 | 0
8146 | 85.6 | 0
8147 | 85.6 | 0
8148 | 85.6 | 0
8149 | 85.6 | 0
8150 | 85.5428 | 0
8151 | 85.467 | 0
8152 | 85.3392 | 0
8153 | 85.3203 | 0
8154 | 85.3203 | 0
8155 | 85.2782 | 0
8156 | 85.267 | 0
8157 | 85.267 | 0
8158 | 85.1346 | 0
8159 | 84.9541 | 0
8160 | 84.8 | 0
8161 | 84.8 | 0
8162 | 84.8 | 0
8163 | 84.8 | 0
8164 | 84.8 | 0
8165 | 84.741 | 0
8166 | 84.5848 | 0
8167 | 84.557 | 0
8168 | 84.507 | 0
8169 | 84.4702 | 0
8170 | 84.4702 | 0
8171 | 84.4702 | 0
8172 | 84.462 | 0
8173 | 84.446 | 0
8174 | 84.4114 | 0
8175 | 84.323 | 0
8176 | 84.2988 | 0
8177 | 84.2832 | 0
8178 | 84.2281 | 0
8179 | 84.1783 | 0
8180 | 84.042 | 0
8181 | 84 | 0
8182 | 84 | 0
8183 | 84 | 0
8184 | 83.995 | 0
8185 | 83.8493 | 0
8186 | 83.8493 | 0
8187 | 83.7151 | 0
8188 | 83.6733 | 0
8189 | 83.5728 | 0
8190 | 83.419 | 0
8191 | 83.4186 | 0
8192 | 83.4186 | 0
8193 | 83.4186 | 0
8194 | 83.396 | 0
8195 | 83.254 | 0
8196 | 83.2 | 0
8197 | 83.2 | 0
8198 | 83.0716 | 0
8199 | 82.933 | 0
8200 | 82.9302 | 0
8201 | 82.892 | 0
8202 | 82.8821 | 0
8203 | 82.8764 | 0
8204 | 82.775 | 0
8205 | 82.665 | 0
8206 | 82.654 | 0
8207 | 82.638 | 0
8208 | 82.6104 | 0
8209 | 82.6008 | 0
8210 | 82.453 | 0
8211 | 82.403 | 0
8212 | 82.4 | 0
8213 | 82.3874 | 0
8214 | 82.3782 | 0
8215 | 82.3782 | 0
8216 | 82.3782 | 0
8217 | 82.3782 | 0
8218 | 82.3435 | 0
8219 | 82.3325 | 0
8220 | 82.3166 | 0
8221 | 82.1914 | 0
8222 | 82.0825 | 0
8223 | 82.0795 | 0
8224 | 82.0705 | 0
8225 | 82.0117 | 0
8226 | 81.8383 | 0
8227 | 81.795 | 0
8228 | 81.783 | 0
8229 | 81.6427 | 0
8230 | 81.6 | 0
8231 | 81.6 | 0
8232 | 81.6 | 0
8233 | 81.6 | 0
8234 | 81.6 | 0
8235 | 81.6 | 0
8236 | 81.515 | 0
8237 | 81.5007 | 0
8238 | 81.5007 | 0
8239 | 81.435 | 0
8240 | 81.362 | 0
8241 | 81.2826 | 0
8242 | 81.253 | 0
8243 | 81.1985 | 0
8244 | 81.1979 | 0
8245 | 81.184 | 0
8246 | 81.1182 | 0
8247 | 81.102 | 0
8248 | 81.0455 | 0
8249 | 80.9652 | 0
8250 | 80.9652 | 0
8251 | 80.9369 | 0
8252 | 80.8682 | 0
8253 | 80.819 | 0
8254 | 80.81 | 0
8255 | 80.81 | 0
8256 | 80.81 | 0
8257 | 80.8 | 0
8258 | 80.7865 | 0
8259 | 80.774 | 0
8260 | 80.761 | 0
8261 | 80.6148 | 0
8262 | 80.579 | 0
8263 | 80.506 | 0
8264 | 80.485 | 0
8265 | 80.475 | 0
8266 | 80.4598 | 0
8267 | 80.4469 | 0
8268 | 80.2656 | 0
8269 | 80.1929 | 0
8270 | 80.162 | 0
8271 | 80.1193 | 0
8272 | 80.078 | 0
8273 | 80 | 0
8274 | 80 | 0
8275 | 80 | 0
8276 | 80 | 0
8277 | 79.923 | 0
8278 | 79.796 | 0
8279 | 79.7665 | 0
8280 | 79.6888 | 0
8281 | 79.6888 | 0
8282 | 79.6888 | 0
8283 | 79.66 | 0
8284 | 79.653 | 0
8285 | 79.4856 | 0
8286 | 79.4371 | 0
8287 | 79.4286 | 0
8288 | 79.4286 | 0
8289 | 79.3551 | 0
8290 | 79.3501 | 0
8291 | 79.3432 | 0
8292 | 79.281 | 0
8293 | 79.24 | 0
8294 | 79.2 | 0
8295 | 79.2 | 0
8296 | 79.067 | 0
8297 | 79.057 | 0
8298 | 78.9726 | 0
8299 | 78.9318 | 0
8300 | 78.901 | 0
8301 | 78.853 | 0
8302 | 78.8376 | 0
8303 | 78.7595 | 0
8304 | 78.738 | 0
8305 | 78.738 | 0
8306 | 78.738 | 0
8307 | 78.738 | 0
8308 | 78.7006 | 0
8309 | 78.5941 | 0
8310 | 78.5463 | 0
8311 | 78.5117 | 0
8312 | 78.42 | 0
8313 | 78.4 | 0
8314 | 78.4 | 0
8315 | 78.3215 | 0
8316 | 78.115 | 0
8317 | 78.0473 | 0
8318 | 77.6938 | 0
8319 | 77.625 | 0
8320 | 77.6 | 0
8321 | 77.379 | 0
8322 | 77.3566 | 0
8323 | 77.3566 | 0
8324 | 77.3566 | 0
8325 | 77.076 | 0
8326 | 76.9871 | 0
8327 | 76.876 | 0
8328 | 76.8 | 0
8329 | 76.8 | 0
8330 | 76.8 | 0
8331 | 76.8 | 0
8332 | 76.7762 | 0
8333 | 76.614 | 0
8334 | 76.5013 | 0
8335 | 76.2014 | 0
8336 | 76.02 | 0
8337 | 76 | 0
8338 | 76 | 0
8339 | 75.9752 | 0
8340 | 75.749 | 0
8341 | 75.7243 | 0
8342 | 75.611 | 0
8343 | 75.453 | 0
8344 | 75.3169 | 0
8345 | 75.2845 | 0
8346 | 75.2 | 0
8347 | 75.163 | 0
8348 | 75.1595 | 0
8349 | 74.961 | 0
8350 | 74.903 | 0
8351 | 74.8706 | 0
8352 | 74.6694 | 0
8353 | 74.649 | 0
8354 | 74.6116 | 0
8355 | 74.5939 | 0
8356 | 74.5939 | 0
8357 | 74.479 | 0
8358 | 74.454 | 0
8359 | 74.3586 | 0
8360 | 74.1644 | 0
8361 | 73.9979 | 0
8362 | 73.9032 | 0
8363 | 73.28 | 0
8364 | 73.0629 | 0
8365 | 73.0251 | 0
8366 | 72.995 | 0
8367 | 72.9207 | 0
8368 | 72.8 | 0
8369 | 72.8 | 0
8370 | 72.8 | 0
8371 | 72.771 | 0
8372 | 72.4879 | 0
8373 | 72 | 0
8374 | 71.8311 | 0
8375 | 71.5652 | 0
8376 | 71.47 | 0
8377 | 71.433 | 0
8378 | 70.538 | 0
8379 | 70.4498 | 0
8380 | 70.3334 | 0
8381 | 69.874 | 0
8382 | 69.845 | 0
8383 | 69.75 | 0
8384 | 69.556 | 0
8385 | 69.059 | 0
8386 | 68.887 | 0
8387 | 68.8 | 0
8388 | 68.6977 | 0
8389 | 68.404 | 0
8390 | 67.2 | 0
8391 | 66.9963 | 0
8392 | 66.9323 | 0
8393 | 66.865 | 0
8394 | 66.3057 | 0
8395 | 66.072 | 0
8396 | 65.492 | 0
8397 | 65.31 | 0
8398 | 64.271 | 0
8399 | 64.133 | 0
8400 | 63.569 | 0
8401 | 62.387 | 0
8402 | 62.252 | 0
8403 | 60.615 | 0
8404 | 60.338 | 0
8405 | 60.106 | 0
8406 | 59.935 | 0
8407 | 59.771 | 0
8408 | 59.139 | 0
8409 | 57.64 | 0
8410 | 57.444 | 0
8411 | 56.963 | 0
8412 | 44.716 | 0
8413 | 39.491 | 0
8414 | 37.99 | 0
8415 | 0 | 0
8416 | 0 | 0
8417 | 0 | 0
8418 | 0 | 0
8419 | 0 | 0
8420 | 0 | 0
8421 | 0 | 0
8422 | 0 | 0
8423 | 0 | 0
8424 | 0 | 0
8425 | 0 | 0
8426 | 0 | 0
8427 | 0 | 0
8428 | 0 | 0
8429 | 0 | 0
8430 | 0 | 0
8431 | 0 | 0
8432 | 0 | 0
8433 | 0 | 0
8434 | 0 | 0
8435 | 0 | 0
8436 | 0 | 0
8437 | 0 | 0
8438 | 0 | 0
8439 | 0 | 0
8440 | 0 | 0
8441 | 0 | 0
8442 | 0 | 0
8443 | 0 | 0
8444 | 0 | 0
8445 | 0 | 0
8446 | 0 | 0
8447 | 0 | 0
8448 | 0 | 0
8449 | 0 | 0
8450 | 0 | 0
8451 | 0 | 0
8452 | 0 | 0
8453 | 0 | 0
8454 | 0 | 0
8455 | 0 | 0
8456 | 0 | 0
8457 | 0 | 0
8458 | 0 | 0
8459 | 0 | 0
8460 | 0 | 0
8461 | 0 | 0
8462 | 0 | 0
8463 | 0 | 0
8464 | 0 | 0
8465 | 0 | 0
8466 | 0 | 0
8467 | 0 | 0
8468 | 0 | 0
8469 | 0 | 0
8470 | 0 | 0
8471 | 0 | 0
8472 | 0 | 0
8473 | 0 | 0
8474 | 0 | 0
8475 | 0 | 0
8476 | 0 | 0
8477 | 0 | 0
8478 | 0 | 0
8479 | 0 | 0
8480 | 0 | 0
8481 | 0 | 0
8482 | 0 | 0
8483 | 0 | 0
8484 | 0 | 0
8485 | 0 | 0
8486 | 0 | 0
8487 | 0 | 0
8488 | 0 | 0
8489 | 0 | 0
8490 | 0 | 0
8491 | 0 | 0
8492 | 0 | 0
8493 | 0 | 0
8494 | 0 | 0
8495 | 0 | 0
8496 | 0 | 0
8497 | 0 | 0
8498 | 0 | 0
8499 | 0 | 0
8500 | 0 | 0
8501 | 0 | 0
8502 | 0 | 0
8503 | 0 | 0
8504 | 0 | 0
8505 | 0 | 0
8506 | 0 | 0
8507 | 0 | 0
8508 | 0 | 0
8509 | 0 | 0
8510 | 0 | 0
8511 | 0 | 0
8512 | 0 | 0
8513 | 0 | 0
8514 | 0 | 0
8515 | 0 | 0
8516 | 0 | 0
8517 | 0 | 0
8518 | 0 | 0
8519 | 0 | 0
8520 | 0 | 0
8521 | 0 | 0
8522 | 0 | 0
8523 | 0 | 0
8524 | 0 | 0
8525 | 0 | 0
8526 | 0 | 0
8527 | 0 | 0
8528 | 0 | 0
8529 | 0 | 0
8530 | 0 | 0
8531 | 0 | 0
8532 | 0 | 0
8533 | 0 | 0
8534 | 0 | 0
8535 | 0 | 0
8536 | 0 | 0
8537 | 0 | 0
8538 | 0 | 0
8539 | 0 | 0
8540 | 0 | 0
8541 | 0 | 0
8542 | 0 | 0
8543 | 0 | 0
8544 | 0 | 0
8545 | 0 | 0
8546 | 0 | 0
8547 | 0 | 0
8548 | 0 | 0
8549 | 0 | 0
8550 | 0 | 0
8551 | 0 | 0
8552 | 0 | 0
8553 | 0 | 0
8554 | 0 | 0
8555 | 0 | 0
8556 | 0 | 0
8557 | 0 | 0
8558 | 0 | 0
8559 | 0 | 0
8560 | 0 | 0
8561 | 0 | 0
8562 | 0 | 0
8563 | 0 | 0
8564 | 0 | 0
8565 | 0 | 0
8566 | 0 | 0
8567 | 0 | 0
8568 | 0 | 0
8569 | 0 | 0
8570 | 0 | 0
8571 | 0 | 0
8572 | 0 | 0
8573 | 0 | 0
8574 | 0 | 0
8575 | 0 | 0
8576 | 0 | 0
8577 | 0 | 0
8578 | 0 | 0
8579 | 0 | 0
8580 | 0 | 0
8581 | 0 | 0
8582 | 0 | 0
8583 | 0 | 0
8584 | 0 | 0
8585 | 0 | 0
8586 | 0 | 0
8587 | 0 | 0
8588 | 0 | 0
8589 | 0 | 0
8590 | 0 | 0
8591 | 0 | 0
8592 | 0 | 0
8593 | 0 | 0
8594 | 0 | 0
8595 | 0 | 0
8596 | 0 | 0
8597 | 0 | 0
8598 | 0 | 0
8599 | 0 | 0
8600 | 0 | 0
8601 | 0 | 0
8602 | 0 | 0
8603 | 0 | 0
8604 | 0 | 0
8605 | 0 | 0
8606 | 0 | 0
8607 | 0 | 0
8608 | 0 | 0
8609 | 0 | 0
8610 | 0 | 0
8611 | 0 | 0
8612 | 0 | 0
8613 | 0 | 0
8614 | 0 | 0
8615 | 0 | 0
8616 | 0 | 0
8617 | 0 | 0
8618 | 0 | 0
8619 | 0 | 0
8620 | 0 | 0
8621 | 0 | 0
8622 | 0 | 0
8623 | 0 | 0
8624 | 0 | 0
8625 | 0 | 0
8626 | 0 | 0
8627 | 0 | 0
8628 | 0 | 0
8629 | 0 | 0
8630 | 0 | 0
8631 | 0 | 0
8632 | 0 | 0
8633 | 0 | 0
8634 | 0 | 0
8635 | 0 | 0
8636 | 0 | 0
8637 | 0 | 0
8638 | 0 | 0
8639 | 0 | 0
8640 | 0 | 0
8641 | 0 | 0
8642 | 0 | 0
8643 | 0 | 0
8644 | 0 | 0
8645 | 0 | 0
8646 | 0 | 0
8647 | 0 | 0
8648 | 0 | 0
8649 | 0 | 0
8650 | 0 | 0
8651 | 0 | 0
8652 | 0 | 0
8653 | 0 | 0
8654 | 0 | 0
8655 | 0 | 0
8656 | 0 | 0
8657 | 0 | 0
8658 | 0 | 0
8659 | 0 | 0
8660 | 0 | 0
8661 | 0 | 0
8662 | 0 | 0
8663 | 0 | 0
8664 | 0 | 0
8665 | 0 | 0
8666 | 0 | 0
8667 | 0 | 0
8668 | 0 | 0
8669 | 0 | 0
8670 | 0 | 0
8671 | 0 | 0
8672 | 0 | 0
8673 | 0 | 0
8674 | 0 | 0
8675 | 0 | 0
8676 | 0 | 0
8677 | 0 | 0
8678 | 0 | 0
8679 | 0 | 0
8680 | 0 | 0
8681 | 0 | 0
8682 | 0 | 0
8683 | 0 | 0
8684 | 0 | 0
8685 | 0 | 0
8686 | 0 | 0
8687 | 0 | 0
8688 | 0 | 0
8689 | 0 | 0
8690 | 0 | 0
8691 | 0 | 0
8692 | 0 | 0
8693 | 0 | 0
8694 | 0 | 0
8695 | 0 | 0
8696 | 0 | 0
8697 | 0 | 0
8698 | 0 | 0
8699 | 0 | 0
8700 | 0 | 0
8701 | 0 | 0
8702 | 0 | 0
8703 | 0 | 0
8704 | 0 | 0
8705 | 0 | 0
8706 | 0 | 0
8707 | 0 | 0
8708 | 0 | 0
8709 | 0 | 0
8710 | 0 | 0
8711 | 0 | 0
8712 | 0 | 0
8713 | 0 | 0
8714 | 0 | 0
8715 | 0 | 0
8716 | 0 | 0
8717 | 0 | 0
8718 | 0 | 0
8719 | 0 | 0
8720 | 0 | 0
8721 | 0 | 0
8722 | 0 | 0
8723 | 0 | 0
8724 | 0 | 0
8725 | 0 | 0
8726 | 0 | 0
8727 | 0 | 0
8728 | 0 | 0
8729 | 0 | 0
8730 | 0 | 0
8731 | 0 | 0
8732 | 0 | 0
8733 | 0 | 0
8734 | 0 | 0
8735 | 0 | 0
8736 | 0 | 0
8737 | 0 | 0
8738 | 0 | 0
8739 | 0 | 0
8740 | 0 | 0
8741 | 0 | 0
8742 | 0 | 0
8743 | 0 | 0
8744 | 0 | 0
8745 | 0 | 0
8746 | 0 | 0
8747 | 0 | 0
8748 | 0 | 0
8749 | 0 | 0
8750 | 0 | 0
8751 | 0 | 0
8752 | 0 | 0
8753 | 0 | 0
8754 | 0 | 0
8755 | 0 | 0
8756 | 0 | 0
8757 | 0 | 0
8758 | 0 | 0
8759 | 0 | 0
8760 | 0 | 0

## Year 1 BAU vs DPPA
Line Item | Year 1 (USD) | Side
Buyer (Factory) - Year 1 Outflow (USD)
BAU EVN energy + demand bill | 731030.93 | bau
C_DN spot energy (Q_Khc × CFMP × K_pp) | 332866.1298 | dppa
C_DPPA system service fee | 79132.8222 | dppa
C_CL settlement adder | 35895.5274 | dppa
C_BL retail shortfall (P_evn × shortfall) | 216754.8408 | dppa
CfD payment to ESCO (positive = pay) | 124010.9921 | dppa
Optimized demand charge (kept by EVN) | 0 | dppa
ESCO demand savings share charged back | 0 | dppa
Total buyer outflow | 788660.3124 | both
Buyer savings vs BAU | -57629.3824 | delta
Buyer savings as % of BAU | -0.078833 | delta_fraction
Seller (ESCO / Generator) - Year 1 Revenue (USD)
Discount-to-EVN energy revenue (Phase 2) | 0 | bau_esco
FMP market revenue (Q_re_meter × FMP) | 397384.708 | dppa
CfD net (from buyer) | 124010.9921 | dppa
Demand savings share (80%) | 0 | both_esco
ESCO grid arbitrage revenue | 0 | both_esco
Total ESCO / generator revenue | 521395.7001 | both_esco
System Energy Flows (kWh / yr)
PV → load | 3710439.0118 | flow
PV → storage | 2546943.1877 | flow
PV → grid (export at FMP) | 1414207.3103 | flow
Storage → load | 2291381.6639 | flow
Q_re_meter (total generator injection) | 7416027.986 | flow
Q_adj (loss-adjusted customer-side) | 7219210.6462 | flow
Q_Khc (matched consumption, settled) | 5781092.2917 | flow
EVN retail shortfall | 3558999.3345 | flow

## Monthly Settlement
Month | C_DN (VND) | C_DPPA (VND) | C_CL (VND) | C_BL (VND) | CfD Net (VND) | Generator Revenue (VND) | Customer Total (VND)
1 | 730251051.9044 | 172504669.5477 | 78250034.8254 | 563584997.2945 | 265847253.7081 | 1207924788.1612 | 1810438007.2801
2 | 699873354.3939 | 168568472.5882 | 76464532.149 | 339153073.989 | 277006126.1738 | 1217865461.0492 | 1561065559.2939
3 | 974018071.4229 | 200763293.4146 | 91068460.5961 | 419102199.0636 | 192739535.1094 | 1452581142.8831 | 1877691559.6067
4 | 925245648.4938 | 182623019.1799 | 82839830.6447 | 366612024.7201 | 135949429.303 | 1296689957.4631 | 1693269952.3414
5 | 866527418.012 | 191954936.6655 | 87072892.1041 | 295623386.5556 | 242505992.0716 | 1206516697.4385 | 1683684625.4087
6 | 504990593.7636 | 166377718.9906 | 75470781.9754 | 438250988.5471 | 445166663.7876 | 989915650.7809 | 1630256747.0643
7 | 553037186.0961 | 166076070.4848 | 75333950.8616 | 390732373.5717 | 399831854.3834 | 1036540239.4738 | 1585011435.3975
8 | 690986731.4922 | 161784471.4697 | 73387233.8639 | 573687371.7396 | 247139517.5888 | 1149431542.612 | 1746985326.1542
9 | 518579317.3972 | 165003218.7494 | 74847293.3938 | 532099763.6926 | 427177338.4791 | 1002478620.2624 | 1717706931.7122
10 | 679267705.719 | 154681407.1084 | 70165204.9467 | 665302679.938 | 215160781.3915 | 965918161.0777 | 1784577779.1037
11 | 795643063.0856 | 176510587.1831 | 80067163.575 | 558314778.6751 | 224197962.1475 | 1082646860.2713 | 1834733554.6664
12 | 815959071.2763 | 174345359.6181 | 79084992.2934 | 558188675.6284 | 188766638.2053 | 1104197791.25 | 1816344737.0215

## Hourly Settlement
Hour | Load (kW) | Q_re_meter (kW) | Q_re_delivered (kW) | Q_adj (kW) | Q_Khc (kW) | FMP (VND/kWh) | C_DN (VND) | C_DPPA (VND) | C_CL (VND) | C_BL (VND) | CfD Payment (VND)
1 | 1020 | 0 | 0 | 0 | 0 | 1377.55 | 0 | 0 | 0 | 1213800 | 0
2 | 1078.4 | 0 | 0 | 0 | 0 | 1316 | 0 | 0 | 0 | 1283296 | 0
3 | 906.4 | 0 | 0 | 0 | 0 | 1367.3 | 0 | 0 | 0 | 1078616 | 0
4 | 860.8 | 145.2019 | 145.2019 | 141.3483 | 141.3483 | 1420.5 | 213777.2763 | 50885.3929 | 23082.1796 | 856147.5068 | 81911.3477
5 | 996.8 | 1037.4463 | 1037.4463 | 1009.913 | 996.8 | 1423.7 | 1511250.9114 | 358848 | 162777.44 | 0 | 574455.84
6 | 983.2 | 1023.2917 | 1023.2917 | 996.1341 | 983.2 | 1433.15 | 1498854.0345 | 353952 | 160556.56 | 0 | 557326.92
7 | 586.4 | 610.3115 | 610.3115 | 594.1142 | 586.4 | 1460.05 | 908093.4268 | 211104 | 95759.12 | 0 | 316626.68
8 | 104.269 | 108.5208 | 108.5208 | 105.6407 | 104.269 | 1481.35 | 163091.2283 | 37536.84 | 17027.1277 | 0 | 54079.1168
9 | 89.172 | 92.8081 | 92.8081 | 90.3451 | 89.172 | 1273.8 | 119873.5393 | 32101.92 | 14561.7876 | 0 | 64756.7064
10 | 105.232 | 470.0772 | 109.523 | 457.6017 | 105.232 | 1251.7 | 139185.264 | 37883.52 | 17184.3856 | 0 | 78745.1056
11 | 89.626 | 718.8572 | 93.2807 | 699.7792 | 89.626 | 1237.2 | 117193.7334 | 32265.36 | 14635.9258 | 0 | 68366.7128
12 | 119.641 | 301.308 | 124.5206 | 293.3115 | 119.641 | 1241.95 | 156736.6262 | 43070.76 | 19537.3753 | 0 | 90693.86
13 | 82.892 | 86.2721 | 86.2721 | 83.9825 | 82.892 | 1235.6 | 107972.0863 | 29841.12 | 13536.2636 | 0 | 63362.6448
14 | 87.738 | 932.816 | 91.3157 | 908.0595 | 87.738 | 1264.65 | 117158.1343 | 31585.68 | 14327.6154 | 0 | 64518.1383
15 | 106.186 | 944.8193 | 110.5159 | 919.7443 | 106.186 | 1276.05 | 143198.56 | 38226.96 | 17340.1738 | 0 | 76873.3547
16 | 98.846 | 841.2724 | 102.8766 | 818.9455 | 98.846 | 1305.2 | 135970.4615 | 35584.56 | 16141.5518 | 0 | 68678.2008
17 | 88.262 | 488.1118 | 91.861 | 475.1576 | 88.262 | 1500 | 139423.6023 | 31774.32 | 14413.1846 | 0 | 44131
18 | 94.791 | 98.6563 | 98.6563 | 96.038 | 94.791 | 1650.7 | 164927.7534 | 34124.76 | 15479.3703 | 0 | 33110.4963
19 | 90.4 | 94.0862 | 94.0862 | 91.5892 | 90.4 | 1716.9 | 163464.585 | 32544 | 14762.32 | 0 | 25592.24
20 | 96 | 99.9146 | 99.9146 | 97.2629 | 96 | 1581.7 | 160185.6352 | 34560 | 15676.8 | 0 | 40156.8
21 | 87.2 | 90.7557 | 90.7557 | 88.3471 | 87.2 | 1571.05 | 144321.5493 | 31392 | 14239.76 | 0 | 37404.44
22 | 92 | 95.7515 | 95.7515 | 93.2103 | 92 | 1815.6 | 176161.9858 | 33120 | 15023.6 | 0 | 16964.8
23 | 88 | 91.5884 | 91.5884 | 89.1577 | 88 | 1675.85 | 156161.3606 | 31680 | 14370.4 | 0 | 28525.2
24 | 91.2 | 94.9188 | 94.9188 | 92.3997 | 91.2 | 1500.35 | 145078.2253 | 32832 | 14892.96 | 0 | 45568.08
25 | 86.4 | 89.9231 | 89.9231 | 87.5366 | 86.4 | 1506.4 | 138118.3746 | 31104 | 14109.12 | 0 | 42647.04
26 | 93.6 | 97.4167 | 97.4167 | 94.8313 | 93.6 | 1423.5 | 142482.662 | 33696 | 15284.88 | 0 | 53960.4
27 | 86.4 | 89.9231 | 89.9231 | 87.5366 | 86.4 | 1421.05 | 131778.551 | 31104 | 14109.12 | 0 | 50021.28
28 | 89.6 | 93.2536 | 93.2536 | 90.7787 | 89.6 | 1424.3 | 137058.7214 | 32256 | 14631.68 | 0 | 51582.72
29 | 83.2 | 86.5926 | 86.5926 | 84.2945 | 83.2 | 1433.8 | 127900.0186 | 29952 | 13586.56 | 0 | 47107.84
30 | 92 | 95.7515 | 95.7515 | 93.2103 | 92 | 1443.25 | 141925.8197 | 33120 | 15023.6 | 0 | 51221
31 | 76.8 | 79.9317 | 79.9317 | 77.8103 | 76.8 | 1505.8 | 122345.756 | 27648 | 12541.44 | 0 | 37954.56
32 | 84.462 | 87.9061 | 87.9061 | 85.5731 | 84.462 | 1754.3 | 156018.6853 | 30406.32 | 13792.6446 | 0 | 20752.3134
33 | 178.704 | 185.991 | 185.991 | 181.0549 | 178.704 | 1834.75 | 345354.5737 | 64333.44 | 29182.3632 | 0 | 29530.836
34 | 122.023 | 126.9987 | 126.9987 | 123.6282 | 122.023 | 1841.6 | 237098.9804 | 43928.28 | 19926.3559 | 0 | 19328.4432
35 | 151.211 | 157.3769 | 157.3769 | 153.2002 | 151.211 | 1651.9 | 263770.436 | 54435.96 | 24692.7563 | 0 | 52636.5491
36 | 234.813 | 491.4798 | 244.3879 | 478.4362 | 234.813 | 1590.1 | 393094.9234 | 84532.68 | 38344.9629 | 0 | 96249.8487
37 | 410.829 | 1088.9242 | 427.5813 | 1060.0247 | 410.829 | 1500.55 | 648500.3296 | 147898.44 | 67088.3757 | 0 | 205188.544
38 | 797.587 | 793.6371 | 793.6371 | 772.5744 | 772.5744 | 1617.15 | 1318591.289 | 278126.7707 | 126161.3935 | 45848.1636 | 295780.0949
39 | 1144.168 | 525.7932 | 525.7932 | 511.8389 | 511.8389 | 1800.05 | 972990.5701 | 184261.9992 | 83583.2902 | 1159059.2647 | 102342.1854
40 | 1195.968 | 119.3802 | 119.3802 | 116.2119 | 116.2119 | 1764.6 | 216162.6989 | 41836.2964 | 18977.4089 | 1979192.8681 | 27356.2894
41 | 1539.811 | 137.4356 | 137.4356 | 133.7881 | 133.7881 | 1794.05 | 252809.1735 | 48163.734 | 21847.6049 | 2577239.8842 | 27553.6695
42 | 1385.46 | 0 | 0 | 0 | 0 | 1692.95 | 0 | 0 | 0 | 2539548.18 | 0
43 | 1622.4 | 1676.6383 | 1676.6383 | 1632.1413 | 1622.4 | 1702.9 | 2911386.8414 | 584064 | 264937.92 | 0 | 482015.04
44 | 953.6 | 992.4847 | 992.4847 | 966.1447 | 953.6 | 1619.95 | 1628975.6023 | 343296 | 155722.88 | 0 | 362415.68
45 | 1364 | 1419.6195 | 1419.6195 | 1381.9436 | 1364 | 1665.7 | 2390498.7646 | 491040 | 222741.2 | 0 | 455985.2
46 | 1566.4 | 1630.2728 | 1630.2728 | 1587.0062 | 1566.4 | 1815.6 | 2986233.5593 | 563904 | 255793.12 | 0 | 288844.16
47 | 1546.4 | 1609.4572 | 1609.4572 | 1566.7431 | 1546.4 | 1785 | 2915074.674 | 556704 | 252527.12 | 0 | 332476
48 | 1576 | 0 | 0 | 0 | 0 | 1633.1 | 0 | 0 | 0 | 2888808 | 0
49 | 1492 | 0 | 0 | 0 | 0 | 1449.35 | 0 | 0 | 0 | 1775480 | 0
50 | 1759.2 | 0 | 0 | 0 | 0 | 1474.1 | 0 | 0 | 0 | 2093448 | 0
51 | 1702.4 | 0 | 0 | 0 | 0 | 1424.85 | 0 | 0 | 0 | 2025856 | 0
52 | 1202.4 | 0 | 0 | 0 | 0 | 1313 | 0 | 0 | 0 | 1430856 | 0
53 | 1508.8 | 0 | 0 | 0 | 0 | 1387.75 | 0 | 0 | 0 | 1795472 | 0
54 | 1304 | 0 | 0 | 0 | 0 | 1436.95 | 0 | 0 | 0 | 1551760 | 0
55 | 1408 | 0 | 0 | 0 | 0 | 1460.05 | 0 | 0 | 0 | 2580864 | 0
56 | 1348.873 | 0 | 0 | 0 | 0 | 1485.15 | 0 | 0 | 0 | 2472484.209 | 0
57 | 1465.448 | 0 | 0 | 0 | 0 | 1514.75 | 0 | 0 | 0 | 2686166.184 | 0
58 | 1762.864 | 0 | 0 | 0 | 0 | 1521.6 | 0 | 0 | 0 | 3231329.712 | 0
59 | 1691.064 | 0 | 0 | 0 | 0 | 1512.05 | 0 | 0 | 0 | 3099720.312 | 0
60 | 1680.269 | 514.9836 | 514.9836 | 501.3163 | 501.3163 | 1504.25 | 792035.9711 | 180473.8527 | 81864.9448 | 2161020.3772 | 233305.899
61 | 1623.593 | 290.3934 | 290.3934 | 282.6865 | 282.6865 | 1490.45 | 441094.1604 | 101767.1384 | 46162.7047 | 2457881.6224 | 144042.9039
62 | 1593.084 | 1658.0449 | 1658.0449 | 1614.0412 | 1593.084 | 1515.85 | 2543824.5511 | 573510.24 | 260150.6172 | 0 | 771291.6186
63 | 1600.536 | 548.3437 | 548.3437 | 533.7909 | 533.7909 | 1538.5 | 865191.0081 | 192164.7309 | 87168.0571 | 1955343.7331 | 246344.5092
64 | 2071.826 | 825.9563 | 825.9563 | 804.0359 | 804.0359 | 1542.5 | 1307077.5671 | 289452.9131 | 131299.0575 | 2323859.3088 | 367846.4104
65 | 1766.78 | 698.4861 | 698.4861 | 679.9487 | 679.9487 | 1590.05 | 1138183.8609 | 244781.5249 | 111035.6195 | 1992161.809 | 278744.9615
66 | 1972.144 | 42.0453 | 42.0453 | 40.9294 | 40.9294 | 1599.7 | 69012.478 | 14734.5989 | 6683.7778 | 3539916.2857 | 16384.0554
67 | 1702.4 | 896.0297 | 896.0297 | 872.2496 | 872.2496 | 1658.4 | 1523899.2245 | 314009.8485 | 142438.3563 | 2820851.1297 | 297960.4563
68 | 1880.8 | 1676.6383 | 1676.6383 | 1632.1413 | 1632.1413 | 1576.2 | 2714758.8405 | 587570.8558 | 266528.6688 | 844942.3775 | 691701.4686
69 | 1820 | 1676.6383 | 1676.6383 | 1632.1413 | 1632.1413 | 1509.75 | 2595116.796 | 587570.8558 | 266528.6688 | 638343.9775 | 800157.2558
70 | 1544 | 1606.9594 | 1606.9594 | 1564.3115 | 1544 | 1570.6 | 2551470.6334 | 555840 | 252135.2 | 0 | 662993.6
71 | 1548 | 1611.1225 | 1611.1225 | 1568.3642 | 1548 | 1468.8 | 2402678.2324 | 557280 | 252788.4 | 0 | 822297.6
72 | 1748 | 0 | 0 | 0 | 0 | 1393.5 | 0 | 0 | 0 | 3204084 | 0
73 | 1668.8 | 0 | 0 | 0 | 0 | 1281.35 | 0 | 0 | 0 | 1985872 | 0
74 | 1640 | 0 | 0 | 0 | 0 | 1307.05 | 0 | 0 | 0 | 1951600 | 0
75 | 1404.8 | 0 | 0 | 0 | 0 | 1331.35 | 0 | 0 | 0 | 1671712 | 0
76 | 1329.6 | 0 | 0 | 0 | 0 | 1313 | 0 | 0 | 0 | 1582224 | 0
77 | 1424 | 0 | 0 | 0 | 0 | 1358.25 | 0 | 0 | 0 | 1694560 | 0
78 | 1144.8 | 0 | 0 | 0 | 0 | 1433.15 | 0 | 0 | 0 | 1362312 | 0
79 | 1503.2 | 117.3528 | 117.3528 | 114.2383 | 114.2383 | 1434.05 | 172670.8353 | 41125.791 | 18655.1157 | 2545966.7809 | 64653.1706
80 | 1213.663 | 875.5316 | 875.5316 | 852.2955 | 852.2955 | 1477.55 | 1325864.6875 | 306826.3759 | 139179.8533 | 662386.6482 | 445281.7781
81 | 1603.942 | 1669.3456 | 1669.3456 | 1625.0421 | 1603.942 | 1507.15 | 2544812.6983 | 577419.12 | 261923.7286 | 0 | 790502.8147
82 | 1563.398 | 1627.1484 | 1627.1484 | 1583.9647 | 1563.398 | 1406.5 | 2310248.7828 | 562823.28 | 255302.8934 | 0 | 927876.713
83 | 1507.155 | 1628.2235 | 1568.6119 | 1585.0113 | 1507.155 | 1297.65 | 2061085.8464 | 542575.8 | 246118.4115 | 0 | 1058550.3143
84 | 1580.699 | 1645.1548 | 1645.1548 | 1601.4933 | 1580.699 | 1294.7 | 2151906.9171 | 569051.64 | 258128.1467 | 0 | 1114867.0047
85 | 1729.469 | 1799.9912 | 1799.9912 | 1752.2204 | 1729.469 | 1382.95 | 2504598.1123 | 622608.84 | 282422.2877 | 0 | 1067168.8465
86 | 1487.795 | 1625.0314 | 1548.4635 | 1581.904 | 1487.795 | 1404.55 | 2197923.059 | 535606.2 | 242956.9235 | 0 | 885907.5328
87 | 1353.09 | 1889.395 | 1408.2647 | 1839.2515 | 1353.09 | 1423.4 | 2024724.5927 | 487112.4 | 220959.597 | 0 | 780191.694
88 | 1713.845 | 2157.2316 | 1783.7301 | 2099.9798 | 1713.845 | 1485.8 | 2679954.7021 | 616984.2 | 279870.8885 | 0 | 881259.099
89 | 1749.959 | 1069.2608 | 1069.2608 | 1040.8832 | 1040.8832 | 1551.25 | 1697438.2243 | 374717.9427 | 169976.2223 | 1299735.989 | 467096.3244
90 | 1614.836 | 78.9856 | 78.9856 | 76.8894 | 76.8894 | 1599.7 | 129291.1301 | 27680.1685 | 12556.032 | 2819056.1965 | 30778.8096
91 | 1603.201 | 1668.5744 | 1668.5744 | 1624.2913 | 1603.201 | 1620.9 | 2736666.9865 | 577152.36 | 261802.7233 | 0 | 607773.4991
92 | 1192 | 1240.6059 | 1240.6059 | 1207.6809 | 1192 | 1529.9 | 1920618.8784 | 429120 | 194653.6 | 0 | 560359.2
93 | 1322.4 | 1376.3232 | 1376.3232 | 1339.7964 | 1322.4 | 1477.8 | 2052787.0871 | 476064 | 215947.92 | 0 | 690557.28
94 | 1403.2 | 1460.418 | 1460.418 | 1421.6593 | 1403.2 | 1581.6 | 2327883.0954 | 505152 | 229142.56 | 0 | 587098.88
95 | 1576.8 | 1641.0968 | 1641.0968 | 1597.543 | 1576.8 | 1547.6 | 2568208.2849 | 567648 | 257491.44 | 0 | 713344.32
96 | 1240.8 | 0 | 0 | 0 | 0 | 1393.5 | 0 | 0 | 0 | 2274386.4 | 0
97 | 1476 | 0 | 0 | 0 | 0 | 1395.35 | 0 | 0 | 0 | 2705508 | 0
98 | 1014.4 | 0 | 0 | 0 | 0 | 1334.6 | 0 | 0 | 0 | 1859395.2 | 0
99 | 1200.8 | 0 | 0 | 0 | 0 | 1343.9 | 0 | 0 | 0 | 2201066.4 | 0
100 | 1056 | 0 | 0 | 0 | 0 | 1313 | 0 | 0 | 0 | 1935648 | 0
101 | 1512.8 | 0 | 0 | 0 | 0 | 1423.7 | 0 | 0 | 0 | 2772962.4 | 0
102 | 1194.4 | 0 | 0 | 0 | 0 | 1391.95 | 0 | 0 | 0 | 2189335.2 | 0
103 | 1352.8 | 114.5146 | 114.5146 | 111.4754 | 111.4754 | 1456.25 | 170677.1667 | 40131.1563 | 18203.9384 | 2275347.9291 | 60614.7673
104 | 1276.497 | 1238.0102 | 1238.0102 | 1205.1541 | 1205.1541 | 1436.35 | 1817975.3491 | 433855.4842 | 196801.6683 | 130771.4939 | 679285.1213
105 | 1178.106 | 1226.1454 | 1226.1454 | 1193.6042 | 1178.106 | 1430 | 1771846.5988 | 424118.16 | 192384.7098 | 0 | 671520.42
106 | 1381.448 | 1437.779 | 1437.779 | 1399.6211 | 1381.448 | 1462.1 | 2124827.1529 | 497321.28 | 225590.4584 | 0 | 743080.8792
107 | 1214.49 | 1933.0618 | 1264.013 | 1881.7594 | 1214.49 | 1481.95 | 1902806.8572 | 437216.4 | 198326.217 | 0 | 629166.5445
108 | 1201.671 | 2207.243 | 1250.6723 | 2148.664 | 1201.671 | 1360.7 | 1725800.1378 | 432601.56 | 196232.8743 | 0 | 768228.2703
109 | 1248.417 | 2193.0166 | 1299.3234 | 2134.8152 | 1248.417 | 1291.9 | 1699214.0921 | 449430.12 | 203866.4961 | 0 | 884004.0777
110 | 1246.649 | 2972.2639 | 1297.4844 | 2893.3816 | 1246.649 | 1409.7 | 1857130.2656 | 448793.64 | 203577.7817 | 0 | 735896.9047
111 | 987.594 | 3031.4612 | 1027.8649 | 2951.0079 | 987.594 | 1429.45 | 1489070.8993 | 355533.84 | 161274.1002 | 0 | 563471.7567
112 | 489.888 | 2217.0221 | 509.8641 | 2158.1836 | 489.888 | 1484.35 | 766711.3022 | 176359.68 | 79998.7104 | 0 | 252610.7472
113 | 193.991 | 1114.9998 | 201.9013 | 1085.4083 | 193.991 | 1540.55 | 314871.1631 | 69836.76 | 31678.7303 | 0 | 89129.165
114 | 170.644 | 177.6023 | 177.6023 | 172.8888 | 170.644 | 1564.7 | 280876.5191 | 61431.84 | 27866.1652 | 0 | 74281.3332
115 | 118.4 | 123.228 | 123.228 | 119.9576 | 118.4 | 1655.4 | 206449.8993 | 42624 | 19334.72 | 0 | 40800.64
116 | 127.2 | 132.3868 | 132.3868 | 128.8733 | 127.2 | 1529.9 | 205147.1187 | 45792 | 20771.76 | 0 | 59796.72
117 | 100.8 | 104.9103 | 104.9103 | 102.126 | 100.8 | 1499.05 | 159099.7176 | 36288 | 16460.64 | 0 | 50495.76
118 | 94.4 | 98.2493 | 98.2493 | 95.6418 | 94.4 | 1495.6 | 148368.5053 | 33984 | 15415.52 | 0 | 47615.36
119 | 94.4 | 98.2493 | 98.2493 | 95.6418 | 94.4 | 1472.6 | 146480.7614 | 33984 | 15415.52 | 0 | 49786.56
120 | 99.2 | 103.2451 | 103.2451 | 100.505 | 99.2 | 1454.85 | 152262.4775 | 35712 | 16199.36 | 0 | 54078.88
121 | 92.8 | 96.5841 | 96.5841 | 94.0208 | 92.8 | 1425.85 | 139564.331 | 33408 | 15154.24 | 0 | 53281.12
122 | 91.2 | 94.9188 | 94.9188 | 92.3997 | 91.2 | 1303.15 | 125007.981 | 32832 | 14892.96 | 0 | 63552.72
123 | 85.6 | 89.0905 | 89.0905 | 86.7261 | 85.6 | 1312.6 | 118157.1865 | 30816 | 13978.48 | 0 | 58841.44
124 | 93.6 | 97.4167 | 97.4167 | 94.8313 | 93.6 | 1311.9 | 129105.5937 | 33696 | 15284.88 | 0 | 64406.16
125 | 89.6 | 93.2536 | 93.2536 | 90.7787 | 89.6 | 1336.7 | 126028.3744 | 32256 | 14631.68 | 0 | 59431.68
126 | 93.6 | 97.4167 | 97.4167 | 94.8313 | 93.6 | 1321.1 | 130112.8719 | 33696 | 15284.88 | 0 | 63545.04
127 | 81.6 | 84.9274 | 84.9274 | 82.6735 | 81.6 | 1435.95 | 123268.8437 | 29376 | 13325.28 | 0 | 46026.48
128 | 95.06 | 98.9362 | 98.9362 | 96.3105 | 95.06 | 1476.3 | 147330.3776 | 34221.6 | 15523.298 | 0 | 49782.922
129 | 615.277 | 1492.2835 | 640.366 | 1452.6791 | 615.277 | 1507 | 974245.4959 | 221499.72 | 100474.7341 | 0 | 303331.561
130 | 1487.855 | 1895.3264 | 1548.525 | 1845.0254 | 1487.855 | 1577.65 | 2470376.7332 | 535627.8 | 242966.7215 | 0 | 628395.5592
131 | 1570.749 | 3556.0554 | 1634.7991 | 3461.6796 | 1570.749 | 1508.35 | 2499987.1987 | 565469.64 | 256503.3117 | 0 | 772258.7459
132 | 1374.539 | 3783.0092 | 1430.5883 | 3682.6102 | 1374.539 | 1443.6 | 2088100.4842 | 494834.04 | 224462.2187 | 0 | 764793.4996
133 | 1744.337 | 3135.9562 | 1815.4655 | 3052.7297 | 1744.337 | 1429.3 | 2619315.2512 | 627961.32 | 284850.2321 | 0 | 995493.1259
134 | 1288.096 | 1813.1268 | 1340.6204 | 1765.0074 | 1288.096 | 1503.95 | 2038293.6251 | 463714.56 | 210346.0768 | 0 | 638960.0208
135 | 1540.824 | 2843.3762 | 1603.6539 | 2767.9145 | 1540.824 | 1526.2 | 2475124.7751 | 554696.64 | 251616.5592 | 0 | 730042.4112
136 | 1378.996 | 1667.9749 | 1435.227 | 1623.7078 | 1378.996 | 1546.6 | 2245177.6981 | 496438.56 | 225190.0468 | 0 | 625236.7864
137 | 1206.845 | 736.5921 | 736.5921 | 717.0433 | 717.0433 | 1625.3 | 1224937.535 | 258135.5986 | 117093.1757 | 897806.4619 | 268676.1356
138 | 1353.643 | 81.2462 | 81.2462 | 79.0899 | 79.0899 | 1542.4 | 128238.7969 | 28472.3748 | 12915.3856 | 2336255.7773 | 36191.552
139 | 1672.005 | 1676.6383 | 1676.6383 | 1632.1413 | 1632.1413 | 1545.2 | 2657243.6621 | 587570.8558 | 266528.6688 | 135456.9675 | 742297.8479
140 | 1202.4 | 1251.43 | 1251.43 | 1218.2177 | 1202.4 | 1501.35 | 1903473.0626 | 432864 | 196351.92 | 0 | 599576.76
141 | 1490.4 | 1551.1737 | 1551.1737 | 1510.0064 | 1490.4 | 1449.05 | 2274757.54 | 536544 | 243382.32 | 0 | 821135.88
142 | 825.6 | 859.2653 | 859.2653 | 836.4609 | 825.6 | 1477.45 | 1284275.9686 | 297216 | 134820.48 | 0 | 431417.28
143 | 1327.2 | 1381.319 | 1381.319 | 1344.6595 | 1327.2 | 1454.45 | 2038579.8185 | 477792 | 216731.76 | 0 | 724053.96
144 | 1368.8 | 0 | 0 | 0 | 0 | 1438.95 | 0 | 0 | 0 | 2509010.4 | 0
145 | 1056 | 0 | 0 | 0 | 0 | 1363.3 | 0 | 0 | 0 | 1256640 | 0
146 | 1168.8 | 0 | 0 | 0 | 0 | 1418.1 | 0 | 0 | 0 | 1390872 | 0
147 | 1128 | 0 | 0 | 0 | 0 | 1415.25 | 0 | 0 | 0 | 1342320 | 0
148 | 982.4 | 0 | 0 | 0 | 0 | 1414.15 | 0 | 0 | 0 | 1169056 | 0
149 | 904 | 0 | 0 | 0 | 0 | 1418.2 | 0 | 0 | 0 | 1075760 | 0
150 | 892.8 | 0 | 0 | 0 | 0 | 1425.1 | 0 | 0 | 0 | 1062432 | 0
151 | 1122.4 | 871.1656 | 871.1656 | 848.0453 | 848.0453 | 1430.05 | 1275403.6083 | 305296.309 | 138485.798 | 502892.1598 | 483343.4204
152 | 820.686 | 854.1509 | 854.1509 | 831.4822 | 820.686 | 1439.1 | 1241225.7057 | 295446.96 | 134018.0238 | 0 | 460322.7774
153 | 1276.219 | 1328.2591 | 1328.2591 | 1293.0078 | 1276.219 | 1443.7 | 1938340.6773 | 459438.84 | 208406.5627 | 0 | 709960.6297
154 | 1102.819 | 1472.977 | 1147.7884 | 1433.885 | 1102.819 | 1350.65 | 1571975.4881 | 397014.84 | 180090.3427 | 0 | 716115.5177
155 | 1394.158 | 1992.0301 | 1451.0073 | 1939.1627 | 1394.158 | 1329 | 1960508.1872 | 501896.88 | 227666.0014 | 0 | 935480.018
156 | 1343.063 | 2237.438 | 1397.8298 | 2178.0576 | 1343.063 | 1348.7 | 1918539.791 | 483502.68 | 219322.1879 | 0 | 874736.9319
157 | 1117.045 | 2216.2707 | 1162.5956 | 2157.4521 | 1117.045 | 1251.05 | 1482364.2025 | 402136.2 | 182413.4485 | 0 | 836610.8527
158 | 1320.721 | 3390.2981 | 1374.5758 | 3300.3215 | 1320.721 | 1196.9 | 1678278.8608 | 475459.56 | 215673.7393 | 0 | 1060671.0351
159 | 965.839 | 3040.44 | 1005.2228 | 2959.7484 | 965.839 | 1169.15 | 1193134.8941 | 347702.04 | 157721.5087 | 0 | 802467.3331
160 | 1201.115 | 2251.2169 | 1250.0926 | 2191.4708 | 1201.115 | 1288.4 | 1630372.2428 | 432401.4 | 196142.0795 | 0 | 854713.434
161 | 1181.242 | 1158.6854 | 1158.6854 | 1127.9345 | 1127.9345 | 1407.4 | 1667490.6211 | 406056.4118 | 184191.7001 | 97712.6893 | 668413.9712
162 | 1081.511 | 111.4797 | 111.4797 | 108.5211 | 108.5211 | 1518.15 | 172783.857 | 39067.5866 | 17721.4914 | 1783490.5347 | 52290.8794
163 | 1008 | 1049.103 | 1049.103 | 1021.2604 | 1008 | 1609.65 | 1704082.0381 | 362880 | 164606.4 | 0 | 393472.8
164 | 1229.6 | 1279.7391 | 1279.7391 | 1245.7756 | 1229.6 | 1532.25 | 1983230.8192 | 442656 | 200793.68 | 0 | 575145.4
165 | 845.6 | 880.0809 | 880.0809 | 856.724 | 845.6 | 1466.05 | 1304863.8508 | 304416 | 138086.48 | 0 | 451508.12
166 | 1182.4 | 1230.6145 | 1230.6145 | 1197.9546 | 1182.4 | 1416.65 | 1767885.5799 | 425664 | 193085.92 | 0 | 689753.04
167 | 1105.6 | 1150.6828 | 1150.6828 | 1120.1443 | 1105.6 | 1314.65 | 1533907.0125 | 398016 | 180544.48 | 0 | 757722.96
168 | 876.8 | 0 | 0 | 0 | 0 | 1274.6 | 0 | 0 | 0 | 1607174.4 | 0
169 | 1152.8 | 0 | 0 | 0 | 0 | 1358.9 | 0 | 0 | 0 | 1371832 | 0
170 | 1130.4 | 0 | 0 | 0 | 0 | 1333.8 | 0 | 0 | 0 | 1345176 | 0
171 | 1128.8 | 0 | 0 | 0 | 0 | 1313.55 | 0 | 0 | 0 | 1343272 | 0
172 | 1064.8 | 0 | 0 | 0 | 0 | 1305.55 | 0 | 0 | 0 | 1267112 | 0
173 | 1179.2 | 0 | 0 | 0 | 0 | 1233.8 | 0 | 0 | 0 | 1403248 | 0
174 | 769.6 | 0 | 0 | 0 | 0 | 1283.2 | 0 | 0 | 0 | 915824 | 0
175 | 1032.8 | 0 | 0 | 0 | 0 | 1455.15 | 0 | 0 | 0 | 1893122.4 | 0
176 | 1022.571 | 0 | 0 | 0 | 0 | 1481.35 | 0 | 0 | 0 | 1874372.643 | 0
177 | 1349.006 | 0 | 0 | 0 | 0 | 1514.75 | 0 | 0 | 0 | 2472727.998 | 0
178 | 1477.914 | 724.3931 | 724.3931 | 705.1681 | 705.1681 | 1514 | 1124992.7682 | 253860.5297 | 115153.957 | 1416443.1648 | 342711.7151
179 | 1484.496 | 603.0511 | 603.0511 | 587.0464 | 587.0464 | 1452.1 | 899828.3108 | 211336.7062 | 95864.6781 | 1645025.1054 | 321642.726
180 | 1349.631 | 961.4311 | 961.4311 | 935.9152 | 935.9152 | 1343.3 | 1324686.4369 | 336929.4847 | 152834.9579 | 758340.9966 | 614615.5351
181 | 1462.071 | 1347.6311 | 1347.6311 | 1311.8657 | 1311.8657 | 1334.35 | 1840242.2534 | 472271.6525 | 214227.6691 | 275326.3121 | 873243.4042
182 | 1295.145 | 1347.9569 | 1347.9569 | 1312.1828 | 1295.145 | 1505.85 | 2054534.7191 | 466252.2 | 211497.1785 | 0 | 639995.9018
183 | 1332.189 | 1386.5114 | 1386.5114 | 1349.7141 | 1332.189 | 1530.9 | 2146407.0361 | 479588.04 | 217546.4637 | 0 | 624929.8599
184 | 1434.587 | 1021.9689 | 1021.9689 | 994.8464 | 994.8464 | 1542.5 | 1612167.0309 | 358144.7103 | 162458.42 | 806044.4878 | 455142.236
185 | 1105.581 | 634.6303 | 634.6303 | 617.7876 | 617.7876 | 1598.05 | 1037740.6422 | 222403.5214 | 100884.7085 | 894125.3763 | 248319.7096
186 | 1217.803 | 22.436 | 22.436 | 21.8406 | 21.8406 | 1647.7 | 37852.2075 | 7862.6108 | 3566.5676 | 2192199.1059 | 7694.4383
187 | 1003.211 | 1044.1187 | 1044.1187 | 1016.4084 | 1003.211 | 1658.9 | 1750659.0233 | 361155.96 | 163824.3563 | 0 | 342195.2721
188 | 1195.2 | 1243.9364 | 1243.9364 | 1210.923 | 1195.2 | 1541.4 | 1937467.5088 | 430272 | 195176.16 | 0 | 548118.72
189 | 1054.4 | 1097.3951 | 1097.3951 | 1068.2708 | 1054.4 | 1508.65 | 1670898.2069 | 379584 | 172183.52 | 0 | 518079.44
190 | 1257.6 | 1308.8809 | 1308.8809 | 1274.1439 | 1257.6 | 1581.6 | 2087389.7999 | 452736 | 205366.08 | 0 | 526179.84
191 | 1286.4 | 1338.8553 | 1338.8553 | 1303.3228 | 1286.4 | 1558.6 | 2109547.4983 | 463104 | 210069.12 | 0 | 567816.96
192 | 1148 | 0 | 0 | 0 | 0 | 1451.05 | 0 | 0 | 0 | 2104284 | 0
193 | 1193.6 | 0 | 0 | 0 | 0 | 1431.3 | 0 | 0 | 0 | 1420384 | 0
194 | 937.6 | 0 | 0 | 0 | 0 | 1427.3 | 0 | 0 | 0 | 1115744 | 0
195 | 1222.4 | 0 | 0 | 0 | 0 | 1428.65 | 0 | 0 | 0 | 1454656 | 0
196 | 1073.6 | 0 | 0 | 0 | 0 | 1428.1 | 0 | 0 | 0 | 1277584 | 0
197 | 942.4 | 0 | 0 | 0 | 0 | 1431.3 | 0 | 0 | 0 | 1121456 | 0
198 | 1051.2 | 0 | 0 | 0 | 0 | 1480.75 | 0 | 0 | 0 | 1250928 | 0
199 | 951.2 | 102.2834 | 102.2834 | 99.5688 | 99.5688 | 1540.05 | 161290.6345 | 35844.7806 | 16259.5907 | 1561039.9256 | 45796.6856
200 | 1114.771 | 1018.2804 | 1018.2804 | 991.2558 | 991.2558 | 1565.15 | 1630788.5496 | 356852.0864 | 161872.0714 | 226403.3696 | 431047.5827
201 | 1167.854 | 1215.4753 | 1215.4753 | 1183.2173 | 1167.854 | 1600.75 | 1970467.0076 | 420427.44 | 190710.5582 | 0 | 466265.7095
202 | 1664.173 | 1732.0326 | 1732.0326 | 1686.0654 | 1664.173 | 1561.6 | 2739676.5347 | 599102.28 | 271759.4509 | 0 | 729573.4432
203 | 1338.632 | 1861.9986 | 1393.2171 | 1812.5822 | 1338.632 | 1512.05 | 2139123.9799 | 481907.52 | 218598.6056 | 0 | 653185.4844
204 | 1317.153 | 2111.4156 | 1370.8623 | 2055.3797 | 1317.153 | 1503.15 | 2083772.1898 | 474175.08 | 215091.0849 | 0 | 654427.468
205 | 1355.422 | 2084.4521 | 1410.6928 | 2029.1319 | 1355.422 | 1489.35 | 2120019.3059 | 487951.92 | 221340.4126 | 0 | 692146.2443
206 | 1226.996 | 1808.1134 | 1277.029 | 1760.1271 | 1226.996 | 1555.85 | 2008971.2172 | 441718.56 | 200368.4468 | 0 | 544970.2734
207 | 1258.144 | 2185.1057 | 1309.4471 | 2127.1142 | 1258.144 | 1621.5 | 2145784.5476 | 452931.84 | 205454.9152 | 0 | 476207.504
208 | 1216.588 | 1146.0451 | 1146.0451 | 1115.6297 | 1115.6297 | 1542.5 | 1809731.2773 | 401626.6949 | 182182.3313 | 185056.5493 | 510400.5914
209 | 1274.12 | 917.5447 | 917.5447 | 893.1935 | 893.1935 | 1598.05 | 1499898.6234 | 321549.6681 | 145858.5022 | 698238.2334 | 359019.1363
210 | 1113.621 | 94.2298 | 94.2298 | 91.729 | 91.729 | 1651.2 | 159195.9188 | 33022.4546 | 14979.3523 | 1873127.9619 | 31995.0893
211 | 1163.2 | 1210.6316 | 1210.6316 | 1178.5021 | 1163.2 | 1746.15 | 2137409.1502 | 418752 | 189950.56 | 0 | 295278.32
212 | 1064 | 1107.3865 | 1107.3865 | 1077.9971 | 1064 | 1619.95 | 1815074.4729 | 383040 | 173751.2 | 0 | 404373.2
213 | 1449.6 | 1508.71 | 1508.71 | 1468.6697 | 1449.6 | 1556.55 | 2374057.5245 | 521856 | 236719.68 | 0 | 642825.12
214 | 1246.4 | 1297.2242 | 1297.2242 | 1262.7966 | 1246.4 | 1605.6 | 2102593.1006 | 448704 | 203537.12 | 0 | 491580.16
215 | 1491.2 | 1552.0064 | 1552.0064 | 1510.817 | 1491.2 | 1558.85 | 2449233.7678 | 536832 | 243512.96 | 0 | 657842.88
216 | 1336.8 | 0 | 0 | 0 | 0 | 1497.85 | 0 | 0 | 0 | 2450354.4 | 0
217 | 1711.2 | 0 | 0 | 0 | 0 | 1439.15 | 0 | 0 | 0 | 2036328 | 0
218 | 1122.4 | 0 | 0 | 0 | 0 | 1436.1 | 0 | 0 | 0 | 1335656 | 0
219 | 1392 | 0 | 0 | 0 | 0 | 1433.65 | 0 | 0 | 0 | 1656480 | 0
220 | 1262.4 | 0 | 0 | 0 | 0 | 1428.1 | 0 | 0 | 0 | 1502256 | 0
221 | 1117.6 | 0 | 0 | 0 | 0 | 1431.3 | 0 | 0 | 0 | 1329944 | 0
222 | 1514.4 | 0 | 0 | 0 | 0 | 1440.75 | 0 | 0 | 0 | 1802136 | 0
223 | 1350.4 | 645.9279 | 645.9279 | 628.7854 | 628.7854 | 1460.05 | 968946.2118 | 226362.7291 | 102680.6491 | 1322719.6376 | 339512.6544
224 | 1353.11 | 1408.2855 | 1408.2855 | 1370.9104 | 1353.11 | 1485.15 | 2118873.7402 | 487119.6 | 220962.863 | 0 | 696648.6835
225 | 1445.428 | 1504.3679 | 1504.3679 | 1464.4428 | 1445.428 | 1554.75 | 2371670.1403 | 520354.08 | 236038.3924 | 0 | 643576.817
226 | 1336.752 | 1391.2605 | 1391.2605 | 1354.3372 | 1336.752 | 1521.6 | 2145603.727 | 481230.72 | 218291.6016 | 0 | 639502.1568
227 | 1366.848 | 1883.7435 | 1422.5847 | 1833.75 | 1366.848 | 1512.05 | 2186443.063 | 492065.28 | 223206.2784 | 0 | 666953.4816
228 | 1423.45 | 2151.9361 | 1481.4948 | 2094.8249 | 1423.45 | 1438.05 | 2165263.1159 | 512442 | 232449.385 | 0 | 799907.7275
229 | 1626.909 | 1693.2491 | 1693.2491 | 1648.3112 | 1626.909 | 1458.15 | 2507240.2259 | 585687.24 | 265674.2397 | 0 | 881540.6416
230 | 1552.301 | 1615.5989 | 1615.5989 | 1572.7217 | 1552.301 | 1515.85 | 2488461.777 | 558828.36 | 253490.7533 | 0 | 751546.5292
231 | 1372.937 | 2038.6975 | 1428.921 | 1984.5916 | 1372.937 | 1533.6 | 2221304.335 | 494257.32 | 224200.6121 | 0 | 640337.8168
232 | 1588.328 | 2191.7802 | 1653.0949 | 2133.6115 | 1588.328 | 1473.9 | 2468112.6655 | 571798.08 | 259373.9624 | 0 | 835619.3608
233 | 1609.75 | 838.2427 | 838.2427 | 815.9962 | 815.9962 | 1555.05 | 1336085.709 | 293758.6198 | 133252.1739 | 1454950.7774 | 363077.4941
234 | 1634.626 | 97.7393 | 97.7393 | 95.1454 | 95.1454 | 1564.7 | 157028.3161 | 34252.3438 | 15537.2438 | 2821867.9406 | 41416.7924
235 | 1760.002 | 1142.2255 | 1142.2255 | 1111.9114 | 1111.9114 | 1615.9 | 1894515.7015 | 400288.1143 | 181575.1363 | 2202211.7617 | 427085.1797
236 | 1500 | 1561.1652 | 1561.1652 | 1519.7327 | 1500 | 1529.9 | 2421398.5911 | 540000 | 244950 | 0 | 705150
237 | 1500 | 1561.1652 | 1561.1652 | 1519.7327 | 1500 | 1496.05 | 2366379.2133 | 540000 | 244950 | 0 | 755925
238 | 1466.4 | 1526.1951 | 1526.1951 | 1485.6907 | 1466.4 | 1535.6 | 2371179.966 | 527904 | 239463.12 | 0 | 680996.16
239 | 1682.4 | 1676.6383 | 1676.6383 | 1632.1413 | 1632.1413 | 1472.6 | 2541277.0486 | 587570.8558 | 266528.6688 | 170779.1775 | 860791.3038
240 | 1397.6 | 0 | 0 | 0 | 0 | 1446.15 | 0 | 0 | 0 | 2561800.8 | 0
241 | 1472.8 | 0 | 0 | 0 | 0 | 1434 | 0 | 0 | 0 | 1752632 | 0
242 | 1350.4 | 0 | 0 | 0 | 0 | 1423.5 | 0 | 0 | 0 | 1606976 | 0
243 | 1287.2 | 0 | 0 | 0 | 0 | 1406.25 | 0 | 0 | 0 | 1531768 | 0
244 | 1179.2 | 0 | 0 | 0 | 0 | 1348.6 | 0 | 0 | 0 | 1403248 | 0
245 | 1111.2 | 0 | 0 | 0 | 0 | 1321.55 | 0 | 0 | 0 | 1322328 | 0
246 | 1189.6 | 0 | 0 | 0 | 0 | 1365.85 | 0 | 0 | 0 | 1415624 | 0
247 | 1056 | 0 | 0 | 0 | 0 | 1415.4 | 0 | 0 | 0 | 1935648 | 0
248 | 1007.057 | 0 | 0 | 0 | 0 | 1390.95 | 0 | 0 | 0 | 1845935.481 | 0
249 | 1526.413 | 0 | 0 | 0 | 0 | 1504.95 | 0 | 0 | 0 | 2797915.029 | 0
250 | 1751.451 | 1373.3872 | 1373.3872 | 1336.9383 | 1336.9383 | 1499.2 | 2112550.5407 | 481297.7707 | 218322.0165 | 759801.8673 | 669538.6765
251 | 1601.404 | 1804.1043 | 1666.7052 | 1756.2244 | 1601.404 | 1321.65 | 2244296.8514 | 576505.44 | 261509.2732 | 0 | 1086312.4034
252 | 1468.113 | 1533.7865 | 1527.9779 | 1493.0807 | 1468.113 | 1402.1 | 2182555.7835 | 528520.68 | 239742.8529 | 0 | 877784.7627
253 | 1613.967 | 1679.7794 | 1679.7794 | 1635.199 | 1613.967 | 1440.85 | 2460486.1473 | 581028.12 | 263560.8111 | 0 | 902449.648
254 | 1643.485 | 1425.8205 | 1425.8205 | 1387.98 | 1387.98 | 1444.9 | 2125659.5622 | 499672.7982 | 226657.1332 | 468340.6744 | 770467.6952
255 | 1670.927 | 1739.062 | 1739.062 | 1692.9083 | 1670.927 | 1371.5 | 2420930.6139 | 601533.72 | 272862.3791 | 0 | 1050177.6195
256 | 1625.599 | 821.712 | 821.712 | 799.9042 | 799.9042 | 1400.4 | 1181876.7443 | 287965.5203 | 130624.3596 | 1513498.5262 | 479622.5721
257 | 1615.953 | 401.4932 | 401.4932 | 390.8378 | 390.8378 | 1551.25 | 638789.2073 | 140701.5964 | 63823.8075 | 2245636.2205 | 175388.4483
258 | 1849.735 | 42.6115 | 42.6115 | 41.4806 | 41.4806 | 1564.7 | 68395.7003 | 14933.0152 | 6773.7816 | 3314530.319 | 18056.5043
259 | 1528.006 | 1590.3132 | 1590.3132 | 1548.1071 | 1528.006 | 1572.9 | 2534346.6466 | 550082.16 | 249523.3798 | 0 | 652611.3626
260 | 1338.4 | 1392.9757 | 1392.9757 | 1356.0068 | 1338.4 | 1529.9 | 2159154.7984 | 481824 | 218560.72 | 0 | 629181.84
261 | 1358.4 | 1413.7912 | 1413.7912 | 1376.2699 | 1358.4 | 1508.65 | 2157758.6266 | 489024 | 221826.72 | 0 | 667449.84
262 | 1418.4 | 1476.2378 | 1476.2378 | 1437.0593 | 1418.4 | 1495.6 | 2232251.0051 | 510624 | 231624.72 | 0 | 715440.96
263 | 1347.2 | 1402.1345 | 1402.1345 | 1364.9226 | 1347.2 | 1472.6 | 2098722.6449 | 484992 | 219997.76 | 0 | 710513.28
264 | 1475.2 | 0 | 0 | 0 | 0 | 1451.05 | 0 | 0 | 0 | 2704041.6 | 0
265 | 1247.2 | 0 | 0 | 0 | 0 | 1332.75 | 0 | 0 | 0 | 2286117.6 | 0
266 | 1436 | 0 | 0 | 0 | 0 | 1336.9 | 0 | 0 | 0 | 2632188 | 0
267 | 1268.8 | 0 | 0 | 0 | 0 | 1281.5 | 0 | 0 | 0 | 2325710.4 | 0
268 | 1268.8 | 0 | 0 | 0 | 0 | 1280.95 | 0 | 0 | 0 | 2325710.4 | 0
269 | 1345.6 | 0 | 0 | 0 | 0 | 1294.3 | 0 | 0 | 0 | 2466484.8 | 0
270 | 1118.4 | 0 | 0 | 0 | 0 | 1366 | 0 | 0 | 0 | 2050027.2 | 0
271 | 1312.8 | 27.4547 | 27.4547 | 26.726 | 26.726 | 1452.45 | 40917.1917 | 9621.367 | 4364.359 | 2357373.6062 | 14633.832
272 | 1080.054 | 1106.7027 | 1106.7027 | 1077.3314 | 1077.3314 | 1477.55 | 1677349.2296 | 387839.3149 | 175928.2226 | 4990.4701 | 562851.8058
273 | 1017.97 | 1059.4796 | 1059.4796 | 1031.3615 | 1017.97 | 1514.75 | 1625105.9352 | 366469.2 | 166234.501 | 0 | 493969.9425
274 | 1165.131 | 1198.0507 | 1198.0507 | 1166.255 | 1165.131 | 1517.8 | 1867082.3858 | 419447.16 | 190265.8923 | 0 | 561826.1682
275 | 1340.908 | 1285.9495 | 1285.9495 | 1251.8211 | 1251.8211 | 1372.5 | 1823530.6894 | 450655.5823 | 204422.3794 | 163296.3575 | 785517.7163
276 | 1421.717 | 1479.6901 | 1479.6901 | 1440.4199 | 1421.717 | 1366.7 | 2061476.7285 | 511818.12 | 232166.3861 | 0 | 900373.3761
277 | 1076.722 | 1120.6273 | 1120.6273 | 1090.8864 | 1076.722 | 1350.9 | 1540308.3615 | 387619.92 | 175828.7026 | 0 | 698900.2502
278 | 1233.429 | 1283.7243 | 1283.7243 | 1249.6549 | 1233.429 | 1369.35 | 1791114.8481 | 444034.44 | 201418.9557 | 0 | 777861.9989
279 | 966.192 | 828.7029 | 828.7029 | 806.7096 | 806.7096 | 1388.2 | 1185133.9256 | 290415.451 | 131735.6754 | 292331.2646 | 493544.9248
280 | 1205.397 | 936.058 | 936.058 | 911.2155 | 911.2155 | 1383.8 | 1329809.7974 | 328037.5894 | 148801.4954 | 539234.6417 | 561491.0072
281 | 1237.532 | 14.7488 | 14.7488 | 14.3574 | 14.3574 | 1555.05 | 23532.4825 | 5168.6718 | 2344.5669 | 2242079.0023 | 6388.3347
282 | 859.624 | 0.94294 | 0.94294 | 0.91792 | 0.91792 | 1564.7 | 1514.6228 | 330.4507 | 149.8961 | 1574008.2473 | 399.5699
283 | 1175.2 | 0 | 0 | 0 | 0 | 1572.9 | 0 | 0 | 0 | 2154141.6 | 0
284 | 1189.6 | 379.4495 | 379.4495 | 369.3791 | 369.3791 | 1529.9 | 596470.6151 | 132976.4911 | 60319.6139 | 1503464.8329 | 173645.1346
285 | 1346.4 | 1401.3019 | 1401.3019 | 1364.1121 | 1346.4 | 1509.75 | 2142421.1506 | 484704 | 219867.12 | 0 | 660072.6
286 | 1161.6 | 1208.9663 | 1208.9663 | 1176.881 | 1161.6 | 1495.6 | 1827699.5748 | 418176 | 189689.28 | 0 | 585911.04
287 | 1086.4 | 1130.6999 | 1130.6999 | 1100.6917 | 1086.4 | 1465 | 1680290.3373 | 391104 | 177409.12 | 0 | 581224
288 | 136.8 | 142.3783 | 142.3783 | 138.5996 | 136.8 | 1344.7 | 194173.7344 | 49248 | 22339.44 | 0 | 89645.04
289 | 106.4 | 0 | 0 | 0 | 0 | 1271.1 | 0 | 0 | 0 | 126616 | 0
290 | 88 | 0 | 0 | 0 | 0 | 1253.2 | 0 | 0 | 0 | 104720 | 0
291 | 92 | 0 | 0 | 0 | 0 | 1274.7 | 0 | 0 | 0 | 109480 | 0
292 | 88 | 0 | 0 | 0 | 0 | 1267 | 0 | 0 | 0 | 104720 | 0
293 | 92 | 0 | 0 | 0 | 0 | 1232.7 | 0 | 0 | 0 | 109480 | 0
294 | 84.8 | 0 | 0 | 0 | 0 | 1271.2 | 0 | 0 | 0 | 100912 | 0
295 | 82.4 | 85.76 | 85.76 | 83.484 | 82.4 | 1296.75 | 112614.593 | 29664 | 13455.92 | 0 | 57947.8
296 | 81.362 | 84.6797 | 84.6797 | 82.4323 | 81.362 | 1472.5 | 126051.6882 | 29290.32 | 13286.4146 | 0 | 42918.455
297 | 804.961 | 837.7847 | 837.7847 | 815.5504 | 804.961 | 1507 | 1276293.79 | 289785.96 | 131450.1313 | 0 | 396845.773
298 | 971.201 | 1270.0943 | 1010.8035 | 1236.3867 | 971.201 | 1508.85 | 1542705.6043 | 349632.36 | 158597.1233 | 0 | 477005.3712
299 | 1378.581 | 1735.8242 | 1434.7951 | 1689.7564 | 1378.581 | 1413.45 | 2063993.9578 | 496289.16 | 225122.2773 | 0 | 808606.6856
300 | 1301.865 | 1976.7807 | 1354.9519 | 1924.318 | 1301.865 | 1326.9 | 1829995.4612 | 468671.4 | 212594.5545 | 0 | 876285.3315
301 | 1411.199 | 2651.8639 | 1468.7432 | 2581.4849 | 1411.199 | 1319.75 | 1967083.9697 | 508031.64 | 230448.7967 | 0 | 959968.1197
302 | 1430.445 | 2571.6106 | 1488.774 | 2503.3615 | 1430.445 | 1358.55 | 2059792.9314 | 514960.2 | 233591.6685 | 0 | 917558.9453
303 | 1147.683 | 1576.1971 | 1194.4818 | 1534.3657 | 1147.683 | 1348.45 | 1634234.2969 | 413165.88 | 187416.6339 | 0 | 747772.8587
304 | 1193.172 | 912.9954 | 912.9954 | 888.765 | 888.765 | 1370.1 | 1285175.3609 | 319955.4077 | 145135.328 | 557977.992 | 559833.0869
305 | 1254.203 | 581.9118 | 581.9118 | 566.4682 | 566.4682 | 1521.8 | 908482.1742 | 203928.5563 | 92504.259 | 1260617.8663 | 270885.099
306 | 1409.776 | 74.9755 | 74.9755 | 72.9857 | 72.9857 | 1542.4 | 118760.4476 | 26274.8413 | 11918.56 | 2450336.6744 | 33398.2427
307 | 1164.8 | 1212.2968 | 1212.2968 | 1180.1231 | 1164.8 | 1545.2 | 1899977.8569 | 419328 | 190211.84 | 0 | 529751.04
308 | 1167.2 | 1214.7947 | 1214.7947 | 1182.5547 | 1167.2 | 1470.15 | 1809746.6104 | 420192 | 190603.76 | 0 | 618440.92
309 | 1375.2 | 1431.2762 | 1431.2762 | 1393.291 | 1375.2 | 1416.1 | 2051297.1608 | 495072 | 224570.16 | 0 | 802979.28
310 | 1362.4 | 1417.9543 | 1417.9543 | 1380.3226 | 1362.4 | 1477.45 | 2120075.3116 | 490464 | 222479.92 | 0 | 711922.12
311 | 1214.4 | 1263.9193 | 1263.9193 | 1230.3756 | 1214.4 | 1436.05 | 1840890.2194 | 437184 | 198311.52 | 0 | 684860.88
312 | 949.6 | 0 | 0 | 0 | 0 | 1282.6 | 0 | 0 | 0 | 1740616.8 | 0
313 | 1832.8 | 0 | 0 | 0 | 0 | 1338.7 | 0 | 0 | 0 | 2181032 | 0
314 | 1784.8 | 0 | 0 | 0 | 0 | 1298.2 | 0 | 0 | 0 | 2123912 | 0
315 | 1888 | 0 | 0 | 0 | 0 | 1288.85 | 0 | 0 | 0 | 2246720 | 0
316 | 2028.8 | 0 | 0 | 0 | 0 | 1287.75 | 0 | 0 | 0 | 2414272 | 0
317 | 2156.8 | 0 | 0 | 0 | 0 | 1294.5 | 0 | 0 | 0 | 2566592 | 0
318 | 2129.6 | 0 | 0 | 0 | 0 | 1281.1 | 0 | 0 | 0 | 2534224 | 0
319 | 1976.8 | 0 | 0 | 0 | 0 | 1278.05 | 0 | 0 | 0 | 3623474.4 | 0
320 | 1127.549 | 0 | 0 | 0 | 0 | 1339.4 | 0 | 0 | 0 | 2066797.317 | 0
321 | 1638.403 | 617.5553 | 617.5553 | 601.1657 | 601.1657 | 1431.5 | 904761.5779 | 216419.6651 | 98170.3647 | 1901255.9044 | 341762.7211
322 | 1940.862 | 1438.6366 | 1438.6366 | 1400.456 | 1400.456 | 1408.55 | 2082105.5475 | 504164.1554 | 228694.4627 | 990564.2213 | 828299.6937
323 | 2188.553 | 2277.7952 | 2277.7952 | 2217.3437 | 2188.553 | 1408 | 3266342.194 | 787879.08 | 357390.7049 | 0 | 1295623.376
324 | 2025.649 | 2108.2485 | 2108.2485 | 2052.2967 | 2025.649 | 1447.75 | 3113032.522 | 729233.64 | 330788.4817 | 0 | 1118664.6602
325 | 1943.684 | 2022.9412 | 2022.9412 | 1969.2534 | 1943.684 | 1307.8 | 2699551.4972 | 699726.24 | 317403.5972 | 0 | 1345418.0648
326 | 2335.268 | 2430.4927 | 2430.4927 | 2365.9888 | 2335.268 | 1291.9 | 3202303.4378 | 840696.48 | 381349.2644 | 0 | 1653603.2708
327 | 2168.745 | 1722.1765 | 1722.1765 | 1676.4709 | 1676.4709 | 1268.65 | 2251670.4885 | 603529.5083 | 273767.6908 | 902338.5053 | 1226086.9608
328 | 1973.613 | 2054.0906 | 2054.0906 | 1999.5762 | 1973.613 | 1411.95 | 2934524.8107 | 710500.68 | 322291.0029 | 0 | 1160583.1246
329 | 2279.797 | 1202.0764 | 1202.0764 | 1170.1739 | 1170.1739 | 1480.4 | 1820836.0454 | 421262.6142 | 191089.4025 | 2033939.0904 | 608022.3731
330 | 1609.172 | 161.769 | 161.769 | 157.4757 | 157.4757 | 1518.15 | 251245.6933 | 56691.2582 | 25715.7846 | 2660959.2864 | 75879.6743
331 | 2156.812 | 760.8339 | 760.8339 | 740.6417 | 740.6417 | 1529.15 | 1190734.0035 | 266631.0261 | 120946.796 | 4812146.5462 | 348731.1629
332 | 2172.8 | 1676.6383 | 1676.6383 | 1632.1413 | 1632.1413 | 1492.25 | 2568991.4511 | 587570.8558 | 266528.6688 | 1837158.3775 | 828719.7279
333 | 2000 | 1676.6383 | 1676.6383 | 1632.1413 | 1632.1413 | 1473.65 | 2535744.2327 | 587570.8558 | 266528.6688 | 1249983.9775 | 859077.5555
334 | 1667.2 | 1676.6383 | 1676.6383 | 1632.1413 | 1632.1413 | 1460.2 | 2514414.2041 | 587570.8558 | 266528.6688 | 119129.5775 | 881029.8555
335 | 2352 | 1676.6383 | 1676.6383 | 1632.1413 | 1632.1413 | 1434.6 | 2472573.1412 | 587570.8558 | 266528.6688 | 2446079.9775 | 922812.6719
336 | 2075.2 | 0 | 0 | 0 | 0 | 1401.15 | 0 | 0 | 0 | 3803841.6 | 0
337 | 1518.4 | 0 | 0 | 0 | 0 | 1381.7 | 0 | 0 | 0 | 1806896 | 0
338 | 1494.4 | 0 | 0 | 0 | 0 | 1336.2 | 0 | 0 | 0 | 1778336 | 0
339 | 1260 | 0 | 0 | 0 | 0 | 1333.75 | 0 | 0 | 0 | 1499400 | 0
340 | 1234.4 | 0 | 0 | 0 | 0 | 1340.9 | 0 | 0 | 0 | 1468936 | 0
341 | 1272 | 0 | 0 | 0 | 0 | 1344.1 | 0 | 0 | 0 | 1513680 | 0
342 | 1414.4 | 0 | 0 | 0 | 0 | 1240.75 | 0 | 0 | 0 | 1683136 | 0
343 | 1373.6 | 0 | 0 | 0 | 0 | 1408.8 | 0 | 0 | 0 | 2517808.8 | 0
344 | 996.612 | 0 | 0 | 0 | 0 | 1485.15 | 0 | 0 | 0 | 1826789.796 | 0
345 | 1176.84 | 0 | 0 | 0 | 0 | 1596.25 | 0 | 0 | 0 | 2157147.72 | 0
346 | 1297.88 | 0 | 0 | 0 | 0 | 1551.6 | 0 | 0 | 0 | 2379014.04 | 0
347 | 1357.844 | 644.628 | 644.628 | 627.5199 | 627.5199 | 1501.35 | 994670.8287 | 225907.174 | 102474.0042 | 1338684.0242 | 312912.812
348 | 1435.047 | 1493.5636 | 1493.5636 | 1453.9253 | 1435.047 | 1460.6 | 2211053.2883 | 516616.92 | 234343.1751 | 0 | 774064.3518
349 | 1435.033 | 1493.549 | 1493.549 | 1453.9111 | 1435.033 | 1428.4 | 2164400.8355 | 516611.88 | 234340.8889 | 0 | 820264.8628
350 | 1087.883 | 1132.2434 | 1132.2434 | 1102.1943 | 1087.883 | 1501.35 | 1724430.6134 | 391637.88 | 177651.2939 | 0 | 542472.858
351 | 1211.392 | 1260.7887 | 1260.7887 | 1227.328 | 1211.392 | 1530.9 | 1953567.8507 | 436101.12 | 197820.3136 | 0 | 568263.9872
352 | 1440.601 | 448.4478 | 448.4478 | 436.5463 | 436.5463 | 1546.3 | 711303.8663 | 157156.6544 | 71288.0046 | 1840432.3344 | 198061.0391
353 | 1275.894 | 77.9885 | 77.9885 | 75.9188 | 75.9188 | 1555.05 | 124309.6578 | 27330.7516 | 12397.5326 | 2199554.6252 | 33780.0498
354 | 1244.187 | 0 | 0 | 0 | 0 | 1564.7 | 0 | 0 | 0 | 2280594.771 | 0
355 | 798.4 | 830.9562 | 830.9562 | 808.9031 | 798.4 | 1647.9 | 1389137.1774 | 287424 | 130378.72 | 0 | 281116.64
356 | 1210.4 | 1259.7562 | 1259.7562 | 1226.323 | 1210.4 | 1533.7 | 1961721.6071 | 435744 | 197658.32 | 0 | 564409.52
357 | 1458.4 | 1517.8689 | 1517.8689 | 1477.5855 | 1458.4 | 1491.35 | 2294091.9144 | 525024 | 238156.72 | 0 | 741815.16
358 | 1131.2 | 1177.3267 | 1177.3267 | 1146.0811 | 1131.2 | 1495.6 | 1782880.578 | 407232 | 184724.96 | 0 | 570577.28
359 | 1050.4 | 1093.2319 | 1093.2319 | 1064.2182 | 1050.4 | 1472.6 | 1635637.7407 | 378144 | 171530.32 | 0 | 553980.96
360 | 949.6 | 0 | 0 | 0 | 0 | 1428.85 | 0 | 0 | 0 | 1740616.8 | 0
361 | 1194.4 | 0 | 0 | 0 | 0 | 1257.1 | 0 | 0 | 0 | 1421336 | 0
362 | 1084.8 | 0 | 0 | 0 | 0 | 1378.4 | 0 | 0 | 0 | 1290912 | 0
363 | 1221.6 | 0 | 0 | 0 | 0 | 1309.2 | 0 | 0 | 0 | 1453704 | 0
364 | 1077.6 | 0 | 0 | 0 | 0 | 1247.6 | 0 | 0 | 0 | 1282344 | 0
365 | 1200.8 | 0 | 0 | 0 | 0 | 1241.3 | 0 | 0 | 0 | 1428952 | 0
366 | 1140 | 0 | 0 | 0 | 0 | 1250.25 | 0 | 0 | 0 | 1356600 | 0
367 | 1037.6 | 0 | 0 | 0 | 0 | 1373.05 | 0 | 0 | 0 | 1901920.8 | 0
368 | 866.892 | 0 | 0 | 0 | 0 | 1481.35 | 0 | 0 | 0 | 1589013.036 | 0
369 | 1066.826 | 880.0132 | 880.0132 | 856.6581 | 856.6581 | 1514.75 | 1369548.6798 | 308396.9285 | 139892.2734 | 385237.697 | 415693.3599
370 | 1366.055 | 1421.7583 | 1421.7583 | 1384.0257 | 1366.055 | 1472.3 | 2124952.3381 | 491779.8 | 223076.7815 | 0 | 720867.2235
371 | 1574.613 | 1638.8207 | 1638.8207 | 1595.3273 | 1574.613 | 1139.65 | 1902521.2841 | 566860.68 | 257134.3029 | 0 | 1354718.2945
372 | 1515.751 | 1577.5585 | 1577.5585 | 1535.6909 | 1515.751 | 1241.85 | 1995243.5608 | 545670.36 | 247522.1383 | 0 | 1149166.6206
373 | 1570.042 | 1634.0633 | 1634.0633 | 1590.6961 | 1570.042 | 1292.05 | 2144444.8856 | 565215.12 | 256387.8586 | 0 | 1111511.2339
374 | 1584.014 | 1648.605 | 1648.605 | 1604.8519 | 1584.014 | 1361.2 | 2281670.7334 | 570245.04 | 258669.4862 | 0 | 1011868.1432
375 | 1443.606 | 1502.4716 | 1502.4716 | 1462.5968 | 1443.606 | 1530.9 | 2331612.0627 | 519698.16 | 235740.8598 | 0 | 677195.5746
376 | 1857.159 | 1790.2599 | 1790.2599 | 1742.7474 | 1742.7474 | 1520.3 | 2794967.8227 | 627389.0688 | 284590.6526 | 209716.4385 | 835995.9341
377 | 2051.354 | 582.0919 | 582.0919 | 566.6435 | 566.6435 | 1547.45 | 924378.4679 | 203991.6556 | 92532.8816 | 2721474.3687 | 256434.5105
378 | 1864.668 | 64.9559 | 64.9559 | 63.232 | 63.232 | 1560.9 | 104139.6957 | 22763.5293 | 10325.7898 | 3302032.1409 | 27765.1825
379 | 1687.2 | 1424.4841 | 1424.4841 | 1386.6791 | 1386.6791 | 1572.9 | 2302718.1226 | 499204.4773 | 226444.6976 | 1021170.0058 | 592250.6452
380 | 1437.6 | 1496.2207 | 1496.2207 | 1456.5118 | 1437.6 | 1529.9 | 2322638.0724 | 517536 | 234760.08 | 0 | 675815.76
381 | 1798.4 | 1676.6383 | 1676.6383 | 1632.1413 | 1632.1413 | 1549.75 | 2661798.0556 | 587570.8558 | 266528.6688 | 564947.1775 | 734871.6051
382 | 1439.2 | 1497.886 | 1497.886 | 1458.1329 | 1439.2 | 1537.1 | 2325719.6094 | 518112 | 235021.36 | 0 | 666205.68
383 | 1318.4 | 1372.1601 | 1372.1601 | 1335.7437 | 1318.4 | 1446.6 | 2011009.1987 | 474624 | 215294.72 | 0 | 729602.56
384 | 1333.6 | 0 | 0 | 0 | 0 | 1224.85 | 0 | 0 | 0 | 2444488.8 | 0
385 | 1427.2 | 0 | 0 | 0 | 0 | 1242.4 | 0 | 0 | 0 | 1698368 | 0
386 | 1464.8 | 0 | 0 | 0 | 0 | 1219.95 | 0 | 0 | 0 | 1743112 | 0
387 | 1109.6 | 0 | 0 | 0 | 0 | 1218.65 | 0 | 0 | 0 | 1320424 | 0
388 | 1159.2 | 0 | 0 | 0 | 0 | 1228.1 | 0 | 0 | 0 | 1379448 | 0
389 | 1433.6 | 0 | 0 | 0 | 0 | 1241.3 | 0 | 0 | 0 | 1705984 | 0
390 | 1189.6 | 0 | 0 | 0 | 0 | 1250.25 | 0 | 0 | 0 | 1415624 | 0
391 | 1440 | 0 | 0 | 0 | 0 | 1381.7 | 0 | 0 | 0 | 2639520 | 0
392 | 1042.494 | 666.4791 | 666.4791 | 648.7911 | 648.7911 | 1477.55 | 1009678.8958 | 233564.8033 | 105947.5899 | 721657.3788 | 338960.9207
393 | 1260.412 | 1311.8076 | 1311.8076 | 1276.9929 | 1260.412 | 1514.75 | 2009739.5836 | 453748.32 | 205825.2796 | 0 | 611614.923
394 | 1528.29 | 1590.6088 | 1590.6088 | 1548.3949 | 1528.29 | 1517.8 | 2443903.4241 | 550184.4 | 249569.757 | 0 | 736941.438
395 | 1634.053 | 1714.1833 | 1700.6844 | 1668.6898 | 1634.053 | 1329.15 | 2295759.2626 | 588259.08 | 266840.8549 | 0 | 1096204.455
396 | 1747.764 | 2124.4263 | 1819.0322 | 2068.0452 | 1747.764 | 1300.7 | 2401984.4684 | 629195.04 | 285409.8612 | 0 | 1222211.3652
397 | 1461.828 | 1521.4367 | 1521.4367 | 1481.0586 | 1461.828 | 1317.55 | 2027887.2099 | 526258.08 | 238716.5124 | 0 | 997624.5186
398 | 1421.187 | 1479.1384 | 1479.1384 | 1439.8829 | 1421.187 | 1309.65 | 1960490.371 | 511627.32 | 232079.8371 | 0 | 981116.4454
399 | 1580.373 | 1644.8155 | 1644.8155 | 1601.163 | 1580.373 | 1327.35 | 2205803.8551 | 568934.28 | 258074.9109 | 0 | 1063037.8984
400 | 1462.36 | 332.6739 | 332.6739 | 323.8449 | 323.8449 | 1346.3 | 458971.3466 | 116584.1677 | 52883.8738 | 2086898.1595 | 211697.4178
401 | 1717.244 | 106.6141 | 106.6141 | 103.7846 | 103.7846 | 1540.55 | 168326.6749 | 37362.4465 | 16948.0209 | 2957471.1288 | 47683.8223
402 | 1611.558 | 26.4139 | 26.4139 | 25.7129 | 25.7129 | 1564.7 | 42417.1481 | 9256.6312 | 4198.9108 | 2906854.1336 | 11192.8099
403 | 1616.357 | 1096.4313 | 1096.4313 | 1067.3326 | 1067.3326 | 1655.9 | 1864705.4003 | 384239.7368 | 174295.4139 | 1865584.9036 | 367269.1484
404 | 1480.8 | 1541.1823 | 1541.1823 | 1500.2801 | 1480.8 | 1571.4 | 2455274.1539 | 533088 | 241814.64 | 0 | 634670.88
405 | 1845.6 | 1676.6383 | 1676.6383 | 1632.1413 | 1632.1413 | 1531.35 | 2630712.9126 | 587570.8558 | 266528.6688 | 725332.7775 | 764903.0044
406 | 1497.6 | 1558.6673 | 1558.6673 | 1517.3011 | 1497.6 | 1580.1 | 2487806.8315 | 539136 | 244558.08 | 0 | 628842.24
407 | 1532 | 1594.47 | 1594.47 | 1552.1537 | 1532 | 1468.8 | 2369520.8058 | 551520 | 250175.6 | 0 | 813798.4
408 | 1503.2 | 0 | 0 | 0 | 0 | 1303.2 | 0 | 0 | 0 | 2755365.6 | 0
409 | 1740.8 | 0 | 0 | 0 | 0 | 1395.35 | 0 | 0 | 0 | 2071552 | 0
410 | 1453.6 | 0 | 0 | 0 | 0 | 1318.8 | 0 | 0 | 0 | 1729784 | 0
411 | 1256 | 0 | 0 | 0 | 0 | 1343.4 | 0 | 0 | 0 | 1494640 | 0
412 | 1274.4 | 0 | 0 | 0 | 0 | 1383.1 | 0 | 0 | 0 | 1516536 | 0
413 | 1436.8 | 0 | 0 | 0 | 0 | 1402.3 | 0 | 0 | 0 | 1709792 | 0
414 | 1512.8 | 0 | 0 | 0 | 0 | 1433.15 | 0 | 0 | 0 | 1800232 | 0
415 | 1361.6 | 53.6448 | 53.6448 | 52.2211 | 52.2211 | 1456.25 | 79883.4248 | 18799.58 | 8527.6984 | 2400091.6051 | 28395.199
416 | 1307.476 | 1137.7366 | 1137.7366 | 1107.5417 | 1107.5417 | 1485.15 | 1729392.8225 | 398715.0086 | 180861.5581 | 366479.5894 | 570217.8393
417 | 1117.404 | 1162.9682 | 1162.9682 | 1132.1036 | 1117.404 | 1549.75 | 1824362.3284 | 402265.44 | 182472.0732 | 0 | 503111.151
418 | 1558.331 | 1621.8747 | 1621.8747 | 1578.8311 | 1558.331 | 1521.6 | 2497719.5055 | 560999.16 | 254475.4523 | 0 | 745505.5504
419 | 1635.582 | 1886.5328 | 1702.2758 | 1836.4653 | 1635.582 | 1475.25 | 2552330.3101 | 588809.52 | 267090.5406 | 0 | 858271.6545
420 | 1614.236 | 2163.623 | 1680.0604 | 2106.2016 | 1614.236 | 1433.5 | 2443183.6025 | 581124.96 | 263604.7388 | 0 | 914464.694
421 | 1599.883 | 1776.0773 | 1665.1211 | 1728.9411 | 1599.883 | 1385.75 | 2331679.2063 | 575957.88 | 261260.8939 | 0 | 982728.1327
422 | 1534.321 | 2460.3505 | 1596.8857 | 2395.0542 | 1534.321 | 1484.15 | 2402907.8905 | 552355.56 | 250554.6193 | 0 | 791479.4879
423 | 1869.297 | 2853.0804 | 1945.5209 | 2777.3612 | 1869.297 | 1512.5 | 2979139.7478 | 672946.92 | 305256.2001 | 0 | 911282.2875
424 | 1731.41 | 2288.5329 | 1802.0113 | 2227.7965 | 1731.41 | 1538.7 | 2803887.0877 | 623307.6 | 282739.253 | 0 | 798699.433
425 | 1852.086 | 1219.0098 | 1219.0098 | 1186.658 | 1186.658 | 1555.05 | 1939379.069 | 427196.8665 | 193781.2453 | 1219729.5927 | 528003.4604
426 | 1824.781 | 115.5221 | 115.5221 | 112.4562 | 112.4562 | 1604.7 | 190004.0986 | 40484.2206 | 18364.0923 | 3138691.4164 | 44453.9234
427 | 1772.851 | 825.5181 | 825.5181 | 803.6093 | 803.6093 | 1655.9 | 1403252.5077 | 289299.3593 | 131229.4038 | 3293483.1899 | 276521.9709
428 | 1725.6 | 1676.6383 | 1676.6383 | 1632.1413 | 1632.1413 | 1576.2 | 2713698.4422 | 587570.8558 | 266528.6688 | 317572.7775 | 691701.4686
429 | 1548.8 | 1611.9551 | 1611.9551 | 1569.1747 | 1548.8 | 1513.55 | 2465339.7227 | 557568 | 252919.04 | 0 | 753413.76
430 | 1660 | 1676.6383 | 1676.6383 | 1632.1413 | 1632.1413 | 1578.6 | 2703326.0348 | 587570.8558 | 266528.6688 | 94663.9775 | 687784.3296
431 | 1914.4 | 1676.6383 | 1676.6383 | 1632.1413 | 1632.1413 | 1554.1 | 2670164.3384 | 587570.8558 | 266528.6688 | 959115.1775 | 727771.7906
432 | 1842.4 | 0 | 0 | 0 | 0 | 1454.85 | 0 | 0 | 0 | 3377119.2 | 0
433 | 1708 | 0 | 0 | 0 | 0 | 1481.9 | 0 | 0 | 0 | 3130764 | 0
434 | 1356.8 | 0 | 0 | 0 | 0 | 1431.1 | 0 | 0 | 0 | 2487014.4 | 0
435 | 1073.6 | 0 | 0 | 0 | 0 | 1421.05 | 0 | 0 | 0 | 1967908.8 | 0
436 | 1288.8 | 0 | 0 | 0 | 0 | 1424.3 | 0 | 0 | 0 | 2362370.4 | 0
437 | 1396.8 | 0 | 0 | 0 | 0 | 1431.3 | 0 | 0 | 0 | 2560334.4 | 0
438 | 1372 | 0 | 0 | 0 | 0 | 1440.75 | 0 | 0 | 0 | 2514876 | 0
439 | 1415.2 | 83.5463 | 83.5463 | 81.329 | 81.329 | 1460.05 | 124858.3954 | 29278.441 | 13281.0262 | 2444985.5377 | 43913.5951
440 | 1131.076 | 1161.2894 | 1161.2894 | 1130.4694 | 1130.4694 | 1485.15 | 1764901.2546 | 406968.9809 | 184605.6516 | 1111.9136 | 582022.1661
441 | 1241.663 | 1292.294 | 1292.294 | 1257.9973 | 1241.663 | 1514.75 | 1978526.1756 | 446998.68 | 202763.5679 | 0 | 602516.9708
442 | 856.555 | 1380.9807 | 891.4826 | 1344.3302 | 856.555 | 1521.6 | 1371944.2753 | 308359.8 | 139875.4315 | 0 | 409775.912
443 | 1284.095 | 1882.3104 | 1336.4563 | 1832.3549 | 1284.095 | 1493.65 | 2027610.4021 | 462274.2 | 209692.7135 | 0 | 650201.5032
444 | 1493.401 | 2103.3683 | 1554.2971 | 2047.546 | 1493.401 | 1485.85 | 2349097.1363 | 537624.36 | 243872.3833 | 0 | 767832.1242
445 | 1383.033 | 2024.2141 | 1439.4287 | 1970.4925 | 1383.033 | 1479.75 | 2163126.3183 | 497891.88 | 225849.2889 | 0 | 719522.9183
446 | 1395.108 | 2236.8427 | 1451.996 | 2177.4781 | 1395.108 | 1515.85 | 2237539.9152 | 502238.88 | 227821.1364 | 0 | 675441.5382
447 | 1147.015 | 2141.7146 | 1193.7866 | 2084.8747 | 1147.015 | 1538.5 | 1861355.8974 | 412925.4 | 187307.5495 | 0 | 529347.4225
448 | 1254.993 | 1374.9765 | 1306.1676 | 1338.4853 | 1254.993 | 1542.5 | 2040106.5441 | 451797.48 | 204940.3569 | 0 | 574159.2975
449 | 1593.632 | 418.258 | 418.258 | 407.1577 | 407.1577 | 1595.05 | 682845.7304 | 146576.7615 | 66488.8477 | 2174807.4452 | 164878.4988
450 | 1540.045 | 57.2032 | 57.2032 | 55.685 | 55.685 | 1564.7 | 91783.7152 | 20046.6119 | 9093.3659 | 2720831.8195 | 24239.6949
451 | 1594.407 | 0 | 0 | 0 | 0 | 1657.4 | 0 | 0 | 0 | 2922548.031 | 0
452 | 1601.6 | 0 | 0 | 0 | 0 | 1575.2 | 0 | 0 | 0 | 2935732.8 | 0
453 | 1628.8 | 0 | 0 | 0 | 0 | 1555.05 | 0 | 0 | 0 | 2985590.4 | 0
454 | 1475.2 | 532.9641 | 532.9641 | 518.8195 | 518.8195 | 1581.6 | 861053.7675 | 186775.0292 | 84723.2285 | 1753045.4095 | 217074.0895
455 | 1756 | 1676.6383 | 1676.6383 | 1632.1413 | 1632.1413 | 1558.85 | 2675662.8788 | 587570.8558 | 266528.6688 | 227033.0591 | 720019.1196
456 | 1347.2 | 1402.1345 | 1402.1345 | 1364.9226 | 1347.2 | 1571.35 | 2229265.982 | 484992 | 219997.76 | 0 | 577477.28
457 | 1464 | 0 | 0 | 0 | 0 | 1426.35 | 0 | 0 | 0 | 1742160 | 0
458 | 1484 | 0 | 0 | 0 | 0 | 1516.95 | 0 | 0 | 0 | 1765960 | 0
459 | 1376.8 | 0 | 0 | 0 | 0 | 1510.2 | 0 | 0 | 0 | 1638392 | 0
460 | 1298.4 | 0 | 0 | 0 | 0 | 1497 | 0 | 0 | 0 | 1545096 | 0
461 | 1472 | 0 | 0 | 0 | 0 | 1510.75 | 0 | 0 | 0 | 1751680 | 0
462 | 1540.8 | 0 | 0 | 0 | 0 | 1520.7 | 0 | 0 | 0 | 1833552 | 0
463 | 1121.6 | 1167.3353 | 1167.3353 | 1136.3548 | 1121.6 | 1485.95 | 1759046.4693 | 403776 | 183157.28 | 0 | 576558.48
464 | 1325.723 | 1379.7817 | 1379.7817 | 1343.1631 | 1325.723 | 1468.7 | 2052210.8041 | 477260.28 | 216490.5659 | 0 | 704356.6299
465 | 1431.814 | 1490.1988 | 1490.1988 | 1450.6497 | 1431.814 | 1498.2 | 2260802.4271 | 515453.04 | 233815.2262 | 0 | 718484.2652
466 | 1750.511 | 1821.8912 | 1821.8912 | 1773.5392 | 1750.511 | 1340.6 | 2474444.0551 | 630183.96 | 285858.4463 | 0 | 1154286.9534
467 | 1780.377 | 1852.9751 | 1852.9751 | 1803.7981 | 1780.377 | 1302.15 | 2457821.1447 | 640935.72 | 290735.5641 | 0 | 1242436.0895
468 | 1557.127 | 1620.6216 | 1620.6216 | 1577.6112 | 1557.127 | 1254.95 | 2075028.5559 | 560565.72 | 254278.8391 | 0 | 1160137.4714
469 | 1473.887 | 1533.9874 | 1533.9874 | 1493.2762 | 1473.887 | 302.25 | 472103.6562 | 530599.32 | 240685.7471 | 0 | 2502291.6543
470 | 1373.544 | 1429.5527 | 1429.5527 | 1391.6132 | 1373.544 | 812.05 | 1181734.8303 | 494475.84 | 224299.7352 | 0 | 1631701.5948
471 | 1430.954 | 1489.3037 | 1489.3037 | 1449.7784 | 1430.954 | 1348.45 | 2036998.5716 | 515143.44 | 233674.7882 | 0 | 932338.0787
472 | 1796.545 | 1620.4 | 1620.4 | 1577.3954 | 1577.3954 | 1344.1 | 2232410.2673 | 567862.3541 | 257588.6734 | 401701.1655 | 1034613.6612
473 | 1678.349 | 1042.0403 | 1042.0403 | 1014.3851 | 1014.3851 | 1366.25 | 1456484.4449 | 365178.6412 | 165649.0892 | 1217045.8023 | 642866.5663
474 | 1629.66 | 140.1333 | 140.1333 | 136.4142 | 136.4142 | 1364.65 | 195724.8597 | 49109.1293 | 22276.4467 | 2737119.4633 | 86670.7925
475 | 1404.8 | 1439.4713 | 1439.4713 | 1401.2685 | 1401.2685 | 1455.9 | 2147264.481 | 504456.6736 | 228827.1522 | 11999.9088 | 762430.2114
476 | 1388.8 | 1445.4308 | 1445.4308 | 1407.0699 | 1388.8 | 1295.95 | 1896682.0078 | 499968 | 226791.04 | 0 | 977784.64
477 | 1344.8 | 1399.6366 | 1399.6366 | 1362.491 | 1344.8 | 811.55 | 1147003.6253 | 484128 | 219605.84 | 0 | 1598227.56
478 | 1680.8 | 1676.6383 | 1676.6383 | 1632.1413 | 1632.1413 | 1517.45 | 2601776.4773 | 587570.8558 | 266528.6688 | 165342.3775 | 787589.768
479 | 1447.2 | 1506.2122 | 1506.2122 | 1466.2381 | 1447.2 | 1454.45 | 2213658.2322 | 520992 | 236327.76 | 0 | 789519.96
480 | 1506.4 | 0 | 0 | 0 | 0 | 1361.3 | 0 | 0 | 0 | 2761231.2 | 0
481 | 1360.8 | 0 | 0 | 0 | 0 | 784.65 | 0 | 0 | 0 | 1619352 | 0
482 | 1408 | 0 | 0 | 0 | 0 | 1347.15 | 0 | 0 | 0 | 1675520 | 0
483 | 1103.2 | 0 | 0 | 0 | 0 | 1317.35 | 0 | 0 | 0 | 1312808 | 0
484 | 1368 | 0 | 0 | 0 | 0 | 1271.8 | 0 | 0 | 0 | 1627920 | 0
485 | 1242.4 | 0 | 0 | 0 | 0 | 1218.5 | 0 | 0 | 0 | 1478456 | 0
486 | 1268.8 | 0 | 0 | 0 | 0 | 1215.6 | 0 | 0 | 0 | 1509872 | 0
487 | 1385.6 | 5.5463 | 5.5463 | 5.3991 | 5.3991 | 1239.55 | 7035.1478 | 1943.6774 | 881.6736 | 2529908.2428 | 4105.7485
488 | 1391.679 | 466.6885 | 466.6885 | 454.3028 | 454.3028 | 1275.9 | 610362.7874 | 163549.0149 | 74187.6504 | 1718210.5394 | 328960.6714
489 | 1424.117 | 1482.1879 | 1482.1879 | 1442.8515 | 1424.117 | 1251.5 | 1881179.7641 | 512682.12 | 232558.3061 | 0 | 1065951.5745
490 | 1612.774 | 1678.5378 | 1678.5378 | 1633.9903 | 1612.774 | 276.75 | 472689.0306 | 580598.64 | 263365.9942 | 0 | 2779212.7955
491 | 1401.019 | 1661.2244 | 1458.1481 | 1617.1364 | 1401.019 | 1219.55 | 1819791.427 | 504366.84 | 228786.4027 | 0 | 1093425.2785
492 | 1755.972 | 2044.6071 | 1827.5749 | 1990.3443 | 1755.972 | 1264.25 | 2364569.8791 | 632149.92 | 286750.2276 | 0 | 1291956.399
493 | 1074.33 | 2092.5754 | 1118.1377 | 2037.0396 | 1074.33 | 1170.55 | 1337262.2294 | 386758.8 | 175438.089 | 0 | 891103.0185
494 | 1159.81 | 1857.0247 | 1207.1044 | 1807.7403 | 1159.81 | 280.9 | 346319.5844 | 417531.6 | 189396.973 | 0 | 1993829.371
495 | 1567.968 | 1920.6287 | 1631.9037 | 1869.6562 | 1567.968 | 295.65 | 492511.37 | 564468.48 | 256049.1744 | 0 | 2672366.2608
496 | 1342.539 | 1889.9383 | 1397.2834 | 1839.7803 | 1342.539 | 308.9 | 438157.319 | 483314.04 | 219236.6187 | 0 | 2270367.7029
497 | 1562.161 | 1176.3983 | 1176.3983 | 1145.1774 | 1145.1774 | 719.4 | 865864.6254 | 412263.8513 | 187007.4636 | 764331.0037 | 1466514.1331
498 | 1560.409 | 175.6675 | 175.6675 | 171.0054 | 171.0054 | 1415.85 | 253923.5635 | 61561.9408 | 27925.1803 | 2546776.8153 | 99892.7991
499 | 918.411 | 955.8609 | 955.8609 | 930.4928 | 918.411 | 1516.55 | 1461620.7457 | 330627.96 | 149976.5163 | 0 | 444005.7979
500 | 1270.4 | 1322.2028 | 1322.2028 | 1287.1123 | 1270.4 | 1393.45 | 1860821.7037 | 457344 | 207456.32 | 0 | 770561.12
501 | 1204 | 1253.0953 | 1253.0953 | 1219.8388 | 1204 | 1183.65 | 1499233.7535 | 433440 | 196613.2 | 0 | 982885.4
502 | 1369.6 | 1425.4479 | 1425.4479 | 1387.6173 | 1369.6 | 1384.4 | 1992538.4533 | 493056 | 223655.68 | 0 | 843125.76
503 | 1345.6 | 1400.4693 | 1400.4693 | 1363.3016 | 1345.6 | 1363.65 | 1928109.7394 | 484416 | 219736.48 | 0 | 856272.56
504 | 1280 | 0 | 0 | 0 | 0 | 1183.65 | 0 | 0 | 0 | 2346240 | 0
505 | 2330.4 | 0 | 0 | 0 | 0 | 741.4 | 0 | 0 | 0 | 2773176 | 0
506 | 2057.6 | 0 | 0 | 0 | 0 | 1217.1 | 0 | 0 | 0 | 2448544 | 0
507 | 2428 | 0 | 0 | 0 | 0 | 1253.2 | 0 | 0 | 0 | 2889320 | 0
508 | 2208.8 | 0 | 0 | 0 | 0 | 1243.15 | 0 | 0 | 0 | 2628472 | 0
509 | 2004 | 0 | 0 | 0 | 0 | 1217.3 | 0 | 0 | 0 | 2384760 | 0
510 | 2379.2 | 0 | 0 | 0 | 0 | 1250.75 | 0 | 0 | 0 | 2831248 | 0
511 | 2040.8 | 0 | 0 | 0 | 0 | 1331.9 | 0 | 0 | 0 | 3740786.4 | 0
512 | 1723.786 | 0 | 0 | 0 | 0 | 1477.55 | 0 | 0 | 0 | 3159699.738 | 0
513 | 1825.298 | 1099.4246 | 1099.4246 | 1070.2464 | 1070.2464 | 1515.95 | 1712618.7829 | 385288.7171 | 174771.2431 | 1384009.516 | 518052.7876
514 | 2095.805 | 2181.2652 | 2181.2652 | 2123.3756 | 2095.805 | 1512.8 | 3348900.6936 | 754489.8 | 342244.9565 | 0 | 1021076.196
515 | 2297.304 | 2390.9807 | 2390.9807 | 2327.5254 | 2297.304 | 1309.65 | 3191870.6815 | 827029.44 | 375149.7432 | 0 | 1585943.8164
516 | 2286.452 | 2379.6862 | 2379.6862 | 2316.5306 | 2286.452 | 1311.85 | 3183997.4921 | 823122.72 | 373377.6116 | 0 | 1573421.9438
517 | 2261.298 | 2353.5065 | 2353.5065 | 2291.0457 | 2261.298 | 1369.9 | 3279771.904 | 814067.28 | 369269.9634 | 0 | 1424843.8698
518 | 2390.381 | 2487.8531 | 2487.8531 | 2421.8268 | 2390.381 | 1331.15 | 3371597.3869 | 860537.16 | 390349.2173 | 0 | 1598806.3318
519 | 2181.431 | 2062.9091 | 2062.9091 | 2008.1606 | 2008.1606 | 1371.5 | 2905436.06 | 722937.8257 | 327932.6304 | 317604.5939 | 1262128.954
520 | 1853.049 | 1928.6104 | 1928.6104 | 1877.4261 | 1853.049 | 816.8 | 1592348.1189 | 667097.64 | 302602.9017 | 0 | 2192527.5768
521 | 2387.844 | 956.3042 | 956.3042 | 930.9244 | 930.9244 | 1456.25 | 1425501.5903 | 335132.7959 | 152019.9599 | 2670533.5661 | 506190.1605
522 | 2256.255 | 157.4758 | 157.4758 | 153.2965 | 153.2965 | 1557.1 | 251262.0891 | 55186.7228 | 25033.3106 | 3854723.0181 | 67894.9987
523 | 2414.4 | 760.8339 | 760.8339 | 740.6417 | 740.6417 | 1607.9 | 1255688.4158 | 266631.0261 | 120946.796 | 5687430.5702 | 290405.6259
524 | 1896.8 | 1676.6383 | 1676.6383 | 1632.1413 | 1632.1413 | 1434.9 | 2471498.639 | 587570.8558 | 266528.6688 | 899310.3775 | 922323.0295
525 | 2389.6 | 1676.6383 | 1676.6383 | 1632.1413 | 1632.1413 | 1364.25 | 2346634.4932 | 587570.8558 | 266528.6688 | 2573844.7775 | 1037633.81
526 | 2215.2 | 1676.6383 | 1676.6383 | 1632.1413 | 1632.1413 | 1496.8 | 2571863.0614 | 587570.8558 | 266528.6688 | 1981233.5775 | 821293.4851
527 | 2295.2 | 1676.6383 | 1676.6383 | 1632.1413 | 1632.1413 | 1347.6 | 2318960.8566 | 587570.8558 | 266528.6688 | 2253073.5775 | 1064808.9621
528 | 1956 | 0 | 0 | 0 | 0 | 1208.85 | 0 | 0 | 0 | 3585348 | 0
529 | 1812 | 0 | 0 | 0 | 0 | 1232.9 | 0 | 0 | 0 | 2156280 | 0
530 | 1850.4 | 0 | 0 | 0 | 0 | 1218.8 | 0 | 0 | 0 | 2201976 | 0
531 | 1248.8 | 0 | 0 | 0 | 0 | 1216.35 | 0 | 0 | 0 | 1486072 | 0
532 | 1303.2 | 0 | 0 | 0 | 0 | 1210.95 | 0 | 0 | 0 | 1550808 | 0
533 | 1569.6 | 0 | 0 | 0 | 0 | 1214.15 | 0 | 0 | 0 | 1867824 | 0
534 | 1165.6 | 0 | 0 | 0 | 0 | 1228.45 | 0 | 0 | 0 | 1387064 | 0
535 | 1127.2 | 47.423 | 47.423 | 46.1644 | 46.1644 | 1248.9 | 60742.3206 | 16619.1891 | 7538.6488 | 1981538.2289 | 34674.0915
536 | 845.369 | 879.8404 | 879.8404 | 856.49 | 845.369 | 1441.6 | 1283909.4375 | 304332.84 | 138048.7577 | 0 | 472054.0496
537 | 1178.36 | 1226.4097 | 1226.4097 | 1193.8615 | 1178.36 | 1515.95 | 1883170.352 | 424209.6 | 192426.188 | 0 | 570385.158
538 | 1572.128 | 1636.2343 | 1636.2343 | 1592.8096 | 1572.128 | 1514 | 2509150.6758 | 565966.08 | 256728.5024 | 0 | 764054.208
539 | 1408.437 | 1852.617 | 1465.8696 | 1803.4496 | 1408.437 | 1394.15 | 2076134.6913 | 507037.32 | 229997.7621 | 0 | 853301.5565
540 | 1438.896 | 2110.9149 | 1497.5706 | 2054.8924 | 1438.896 | 1344.85 | 2041520.4845 | 518002.56 | 234971.7168 | 0 | 942692.7144
541 | 1516.32 | 2108.7408 | 1578.1507 | 2052.7759 | 1516.32 | 1367.05 | 2180370.7659 | 545875.2 | 247615.056 | 0 | 959754.744
542 | 1377.594 | 1433.7679 | 1433.7679 | 1395.7164 | 1377.594 | 1411.65 | 2055237.1058 | 495933.84 | 224961.1002 | 0 | 810507.4299
543 | 1550.943 | 1614.1855 | 1614.1855 | 1571.3459 | 1550.943 | 1421.3 | 2330380.3085 | 558339.48 | 253268.9919 | 0 | 897530.7141
544 | 1543.534 | 2108.746 | 1606.4744 | 2052.781 | 1543.534 | 1338.3 | 2178171.8223 | 555672.24 | 252059.1022 | 0 | 1021356.4478
545 | 1201.14 | 1174.7581 | 1174.7581 | 1143.5806 | 1143.5806 | 1437.85 | 1733745.2078 | 411689.0275 | 186746.7172 | 105506.3214 | 642863.8523
546 | 1293.095 | 191.3916 | 191.3916 | 186.3121 | 186.3121 | 1557.1 | 305386.0806 | 67072.37 | 30424.7723 | 2028732.9844 | 82517.6463
547 | 1413.61 | 1471.2525 | 1471.2525 | 1432.2062 | 1413.61 | 1640.4 | 2444173.3833 | 508899.6 | 230842.513 | 0 | 508334.156
548 | 1265.6 | 1317.2071 | 1317.2071 | 1282.2492 | 1265.6 | 1498.95 | 2002466.2299 | 455616 | 206672.48 | 0 | 634128.88
549 | 1180.8 | 1228.9492 | 1228.9492 | 1196.3336 | 1180.8 | 1385.2 | 1723579.2555 | 425088 | 192824.64 | 0 | 725955.84
550 | 1695.2 | 1676.6383 | 1676.6383 | 1632.1413 | 1632.1413 | 1555.6 | 2672424.1182 | 587570.8558 | 266528.6688 | 214273.5775 | 725323.5787
551 | 1346.4 | 1401.3019 | 1401.3019 | 1364.1121 | 1346.4 | 1465 | 2080438.2797 | 484704 | 219867.12 | 0 | 720324
552 | 1211.2 | 0 | 0 | 0 | 0 | 1337.65 | 0 | 0 | 0 | 2220129.6 | 0
553 | 1408 | 0 | 0 | 0 | 0 | 1404.6 | 0 | 0 | 0 | 1675520 | 0
554 | 1139.2 | 0 | 0 | 0 | 0 | 1290.6 | 0 | 0 | 0 | 1355648 | 0
555 | 1446.4 | 0 | 0 | 0 | 0 | 1218.65 | 0 | 0 | 0 | 1721216 | 0
556 | 1142.4 | 0 | 0 | 0 | 0 | 1215.8 | 0 | 0 | 0 | 1359456 | 0
557 | 880 | 0 | 0 | 0 | 0 | 1239.65 | 0 | 0 | 0 | 1047200 | 0
558 | 1145.6 | 0 | 0 | 0 | 0 | 1296.75 | 0 | 0 | 0 | 1363264 | 0
559 | 943.2 | 35.9807 | 35.9807 | 35.0258 | 35.0258 | 1433.75 | 52948.3627 | 12609.2831 | 5719.7109 | 1664683.3334 | 19833.3516
560 | 1274.438 | 1326.4055 | 1326.4055 | 1291.2034 | 1274.438 | 1477.55 | 1982891.4634 | 458797.68 | 208115.7254 | 0 | 665830.1331
561 | 1429.443 | 1487.7311 | 1487.7311 | 1448.2475 | 1429.443 | 1507.15 | 2269500.7563 | 514599.48 | 233428.0419 | 0 | 704500.9825
562 | 1547.522 | 1610.625 | 1610.625 | 1567.8799 | 1547.522 | 1517.8 | 2475739.9233 | 557107.92 | 252710.3426 | 0 | 746215.1084
563 | 1405.725 | 1922.9225 | 1463.046 | 1871.8892 | 1405.725 | 1475.25 | 2189766.6917 | 506061 | 229554.8925 | 0 | 737654.1938
564 | 1431.852 | 2178.1044 | 1490.2383 | 2120.2987 | 1431.852 | 1504.25 | 2275040.7307 | 515466.72 | 233821.4316 | 0 | 709840.629
565 | 1367.56 | 2177.3092 | 1423.3258 | 2119.5246 | 1367.56 | 1490.45 | 2149154.1246 | 492321.6 | 223322.548 | 0 | 696840.198
566 | 1673.787 | 2698.4074 | 1742.0387 | 2626.7932 | 1673.787 | 1510.85 | 2668408.4403 | 602563.32 | 273329.4171 | 0 | 818732.9111
567 | 1642.84 | 3130.2954 | 1709.8297 | 3047.2191 | 1642.84 | 1530.9 | 2652603.9674 | 591422.4 | 268275.772 | 0 | 770656.244
568 | 1902.457 | 2377.2331 | 1980.0331 | 2314.1426 | 1902.457 | 1538.7 | 3085689.9157 | 684884.52 | 310671.2281 | 0 | 877603.4141
569 | 1899.267 | 1321.6637 | 1321.6637 | 1286.5875 | 1286.5875 | 1555.05 | 2107667.3457 | 463171.493 | 210099.7356 | 1123041.5589 | 572467.0995
570 | 1621.58 | 211.0279 | 211.0279 | 205.4273 | 205.4273 | 1564.7 | 338553.2744 | 73953.8413 | 33546.2841 | 2595807.8313 | 89422.5198
571 | 1806.403 | 1274.6123 | 1274.6123 | 1240.7848 | 1240.7848 | 1612.9 | 2113814.3046 | 446682.5146 | 202620.1518 | 1921970.7696 | 480307.7817
572 | 1360.8 | 1416.2891 | 1416.2891 | 1378.7015 | 1360.8 | 1571.2 | 2257798.1352 | 489888 | 222218.64 | 0 | 583511.04
573 | 1477.6 | 1537.8518 | 1537.8518 | 1497.038 | 1477.6 | 1555.05 | 2421753.5067 | 531936 | 241292.08 | 0 | 657458.12
574 | 1830.4 | 1676.6383 | 1676.6383 | 1632.1413 | 1632.1413 | 1578.6 | 2715075.6195 | 587570.8558 | 266528.6688 | 673683.1775 | 687784.3296
575 | 1500.8 | 1561.9978 | 1561.9978 | 1520.5432 | 1500.8 | 1554.1 | 2459392.0651 | 540288 | 245080.64 | 0 | 669206.72
576 | 1522.4 | 0 | 0 | 0 | 0 | 1484.85 | 0 | 0 | 0 | 2790559.2 | 0
577 | 1083.2 | 0 | 0 | 0 | 0 | 1416.7 | 0 | 0 | 0 | 1289008 | 0
578 | 1204 | 0 | 0 | 0 | 0 | 1431.1 | 0 | 0 | 0 | 1432760 | 0
579 | 1488.8 | 0 | 0 | 0 | 0 | 1428.65 | 0 | 0 | 0 | 1771672 | 0
580 | 1076 | 0 | 0 | 0 | 0 | 1424.3 | 0 | 0 | 0 | 1280440 | 0
581 | 1073.6 | 0 | 0 | 0 | 0 | 1423.7 | 0 | 0 | 0 | 1277584 | 0
582 | 912 | 0 | 0 | 0 | 0 | 1433.15 | 0 | 0 | 0 | 1085280 | 0
583 | 964.8 | 53.2035 | 53.2035 | 51.7915 | 51.7915 | 1460.05 | 79674.1911 | 18644.932 | 8457.5483 | 1673544.6212 | 27964.8084
584 | 1236.892 | 1093.4297 | 1093.4297 | 1064.4107 | 1064.4107 | 1490.15 | 1670341.2317 | 383187.8386 | 173818.2612 | 316158.2911 | 542689.7764
585 | 902.102 | 938.8868 | 938.8868 | 913.9693 | 902.102 | 1514.75 | 1440490.305 | 324756.72 | 147313.2566 | 0 | 437744.9955
586 | 1643.977 | 1711.0131 | 1711.0131 | 1665.6038 | 1643.977 | 1514 | 2623443.8447 | 591831.72 | 268461.4441 | 0 | 798972.822
587 | 1404.929 | 1798.2364 | 1462.2185 | 1750.5122 | 1404.929 | 1402.15 | 2083457.916 | 505774.44 | 229424.9057 | 0 | 839936.8026
588 | 1257.977 | 2055.4499 | 1309.2733 | 2000.8993 | 1257.977 | 1466.85 | 1949916.3795 | 452871.72 | 205427.6441 | 0 | 670690.4375
589 | 1143.986 | 2028.093 | 1190.6341 | 1974.2686 | 1143.986 | 1453.65 | 1751689.567 | 411834.96 | 186812.9138 | 0 | 625016.7511
590 | 1063.922 | 2697.6695 | 1107.3053 | 2626.0748 | 1063.922 | 1474.65 | 1657838.25 | 383011.92 | 173738.4626 | 0 | 558931.4227
591 | 1565.032 | 2957.9022 | 1628.849 | 2879.4011 | 1565.032 | 1493.5 | 2467102.843 | 563411.52 | 255569.7256 | 0 | 792688.708
592 | 1529.519 | 2229.9569 | 1591.8879 | 2170.7751 | 1529.519 | 1493.3 | 2409109.1577 | 550626.84 | 249770.4527 | 0 | 775007.2773
593 | 1548.768 | 1112.9349 | 1112.9349 | 1083.3982 | 1083.3982 | 1532.85 | 1749562.895 | 390023.3532 | 176918.9266 | 853022.8372 | 506109.4707
594 | 954.794 | 166.6991 | 166.6991 | 162.275 | 162.275 | 1564.7 | 267472.6155 | 58419.0119 | 26499.5129 | 1452687.2663 | 70638.3219
595 | 979.933 | 1019.8915 | 1019.8915 | 992.8242 | 979.933 | 1602.9 | 1658014.1249 | 352775.88 | 160023.0589 | 0 | 389131.3943
596 | 1248.8 | 1299.7221 | 1299.7221 | 1265.2281 | 1248.8 | 1563.7 | 2059743.4362 | 449568 | 203929.04 | 0 | 544851.44
597 | 1226.4 | 1276.4087 | 1276.4087 | 1242.5335 | 1226.4 | 1555.05 | 2009154.7485 | 441504 | 200271.12 | 0 | 545686.68
598 | 1332 | 1386.3147 | 1386.3147 | 1349.5227 | 1332 | 1577.1 | 2212309.5852 | 479520 | 217515.6 | 0 | 563302.8
599 | 1236.8 | 1287.2327 | 1287.2327 | 1253.0703 | 1236.8 | 1532.6 | 1996773.8783 | 445248 | 201969.44 | 0 | 578080.32
600 | 1285.6 | 0 | 0 | 0 | 0 | 1451.05 | 0 | 0 | 0 | 2356504.8 | 0
601 | 1532.8 | 0 | 0 | 0 | 0 | 1250.4 | 0 | 0 | 0 | 2809622.4 | 0
602 | 1344.8 | 0 | 0 | 0 | 0 | 1405.1 | 0 | 0 | 0 | 2465018.4 | 0
603 | 1204.8 | 0 | 0 | 0 | 0 | 1402.35 | 0 | 0 | 0 | 2208398.4 | 0
604 | 1120.8 | 0 | 0 | 0 | 0 | 1228.1 | 0 | 0 | 0 | 2054426.4 | 0
605 | 1085.6 | 0 | 0 | 0 | 0 | 1313.8 | 0 | 0 | 0 | 1989904.8 | 0
606 | 1070.4 | 0 | 0 | 0 | 0 | 1414.75 | 0 | 0 | 0 | 1962043.2 | 0
607 | 1341.6 | 1134.6528 | 1134.6528 | 1104.5397 | 1104.5397 | 1398.1 | 1622505.623 | 397634.2962 | 180371.3349 | 434531.5083 | 664822.4525
608 | 915.255 | 952.5762 | 952.5762 | 927.2953 | 915.255 | 1481.35 | 1425498.411 | 329491.8 | 149461.1415 | 0 | 474697.0058
609 | 1043.557 | 1086.1099 | 1086.1099 | 1057.2851 | 1043.557 | 1544.75 | 1697171.8685 | 375680.52 | 170412.8581 | 0 | 475079.3243
610 | 1135.797 | 1182.1112 | 1182.1112 | 1150.7386 | 1135.797 | 1512.8 | 1809385.424 | 408886.92 | 185475.6501 | 0 | 553360.2984
611 | 1052.302 | 1469.2552 | 1095.2115 | 1430.262 | 1052.302 | 1362.15 | 1514020.7512 | 378828.72 | 171840.9166 | 0 | 671210.8307
612 | 1010.911 | 1475.7882 | 1052.1327 | 1436.6216 | 1010.911 | 1417.35 | 1511232.6951 | 363927.96 | 165081.7663 | 0 | 589007.2942
613 | 907.915 | 1535.7754 | 944.9369 | 1495.0168 | 907.915 | 1453.05 | 1386879.5213 | 326849.4 | 148262.5195 | 0 | 496584.1092
614 | 1041.693 | 1099.2487 | 1084.1699 | 1070.0752 | 1041.693 | 1474.95 | 1620138.5612 | 375009.48 | 170108.4669 | 0 | 546940.9097
615 | 1029.977 | 1690.9906 | 1071.9762 | 1646.1127 | 1029.977 | 1493.5 | 1619986.1279 | 370791.72 | 168195.2441 | 0 | 521683.3505
616 | 1033.486 | 1249.7335 | 1075.6282 | 1216.5663 | 1033.486 | 1501.3 | 1633553.9731 | 372054.96 | 168768.2638 | 0 | 515399.4682
617 | 1376.376 | 1115.0602 | 1115.0602 | 1085.4671 | 1085.4671 | 1551.25 | 1772253.4993 | 390768.1438 | 177256.7719 | 533236.0757 | 487103.3459
618 | 1168.446 | 876.4923 | 876.4923 | 853.2306 | 853.2306 | 1564.7 | 1405992.9158 | 307163.0271 | 139332.562 | 577789.7716 | 371411.2936
619 | 1198.4 | 1247.2669 | 1247.2669 | 1214.1651 | 1198.4 | 1572.9 | 1986358.2356 | 431424 | 195698.72 | 0 | 511836.64
620 | 1109.6 | 1154.8459 | 1154.8459 | 1124.1969 | 1109.6 | 1533.7 | 1793647.7194 | 399456 | 181197.68 | 0 | 517406.48
621 | 1098.4 | 1143.1892 | 1143.1892 | 1112.8496 | 1098.4 | 1539.75 | 1780081.2465 | 395424 | 179368.72 | 0 | 505538.6
622 | 1179.2 | 1227.284 | 1227.284 | 1194.7125 | 1179.2 | 1495.6 | 1854458.5117 | 424512 | 192563.36 | 0 | 594788.48
623 | 1169.6 | 1217.2925 | 1217.2925 | 1184.9863 | 1169.6 | 1472.6 | 1812930.7628 | 421056 | 190995.68 | 0 | 616847.04
624 | 497.6 | 517.8905 | 517.8905 | 504.146 | 497.6 | 1428.85 | 747182.3209 | 179136 | 81258.08 | 0 | 284204.24
625 | 369.6 | 0 | 0 | 0 | 0 | 1395.25 | 0 | 0 | 0 | 439824 | 0
626 | 342.4 | 0 | 0 | 0 | 0 | 1386.3 | 0 | 0 | 0 | 407456 | 0
627 | 378.4 | 0 | 0 | 0 | 0 | 1311.7 | 0 | 0 | 0 | 450296 | 0
628 | 387.2 | 0 | 0 | 0 | 0 | 1374.3 | 0 | 0 | 0 | 460768 | 0
629 | 368.8 | 0 | 0 | 0 | 0 | 1384.85 | 0 | 0 | 0 | 438872 | 0
630 | 325.6 | 0 | 0 | 0 | 0 | 1383.5 | 0 | 0 | 0 | 387464 | 0
631 | 335.2 | 348.8684 | 348.8684 | 339.6096 | 335.2 | 1316.75 | 464214.8424 | 120672 | 54738.16 | 0 | 229025.4
632 | 281.28 | 292.7497 | 292.7497 | 284.9803 | 281.28 | 1472.5 | 435049.0489 | 101260.8 | 45933.024 | 0 | 148375.2
633 | 812.402 | 845.5291 | 845.5291 | 823.0893 | 812.402 | 1537 | 1311495.9886 | 292464.72 | 132665.2466 | 0 | 376142.126
634 | 1193.029 | 1338.9135 | 1241.6769 | 1303.3795 | 1193.029 | 1508.85 | 1891082.5368 | 429490.44 | 194821.6357 | 0 | 585956.1934
635 | 997.388 | 1402.9213 | 1038.0583 | 1365.6886 | 997.388 | 1409.65 | 1485153.2185 | 359059.68 | 162873.4604 | 0 | 588808.0058
636 | 1238.61 | 2036.3204 | 1289.1165 | 1982.2776 | 1238.61 | 1459.95 | 1909154.6486 | 445899.6 | 202265.013 | 0 | 668911.3305
637 | 1158.511 | 2555.8189 | 1205.7514 | 2487.9889 | 1158.511 | 1464.05 | 1785327.9357 | 417063.96 | 189184.8463 | 0 | 620903.9705
638 | 1234.863 | 3503.4025 | 1285.2168 | 3410.4241 | 1234.863 | 1503.95 | 1958992.0141 | 444550.68 | 201653.1279 | 0 | 612553.7911
639 | 1047.104 | 2179.396 | 1089.8015 | 2121.556 | 1047.104 | 1522.4 | 1680485.7777 | 376957.44 | 170992.0832 | 0 | 500096.8704
640 | 1281.661 | 1897.6587 | 1333.923 | 1847.2959 | 1281.661 | 1532.8 | 2069553.1109 | 461397.96 | 209295.2413 | 0 | 598792.0192
641 | 1055.169 | 1139.8015 | 1098.1954 | 1109.5518 | 1055.169 | 1544 | 1713848.9747 | 379860.84 | 172309.0977 | 0 | 481157.064
642 | 1044.091 | 1086.6657 | 1086.6657 | 1057.8262 | 1044.091 | 1546.2 | 1700187.9579 | 375872.76 | 170500.0603 | 0 | 473808.4958
643 | 1088.323 | 1132.7013 | 1132.7013 | 1102.64 | 1088.323 | 1605.2 | 1843324.7948 | 391796.28 | 177723.1459 | 0 | 429669.9204
644 | 898.4 | 935.0339 | 935.0339 | 910.2186 | 898.4 | 1508.95 | 1431695.3623 | 323424 | 146708.72 | 0 | 441159.32
645 | 270.4 | 281.426 | 281.426 | 273.9572 | 270.4 | 1492.6 | 425083.343 | 97344 | 44156.32 | 0 | 137200.96
646 | 91.2 | 94.9188 | 94.9188 | 92.3997 | 91.2 | 1481.25 | 142093.853 | 32832 | 14892.96 | 0 | 47310
647 | 94.4 | 98.2493 | 98.2493 | 95.6418 | 94.4 | 1462.05 | 145413.5578 | 33984 | 15415.52 | 0 | 50782.48
648 | 91.2 | 94.9188 | 94.9188 | 92.3997 | 91.2 | 1438.95 | 137885.9869 | 32832 | 14892.96 | 0 | 51167.76
649 | 96 | 99.9146 | 99.9146 | 97.2629 | 96 | 1420.85 | 143760.1162 | 34560 | 15676.8 | 0 | 55598.4
650 | 88 | 91.5884 | 91.5884 | 89.1577 | 88 | 1425.7 | 132130.8286 | 31680 | 14370.4 | 0 | 50538.4
651 | 94.4 | 98.2493 | 98.2493 | 95.6418 | 94.4 | 1422.85 | 141643.2349 | 33984 | 15415.52 | 0 | 54482.96
652 | 85.6 | 89.0905 | 89.0905 | 86.7261 | 85.6 | 1414.15 | 127608.2232 | 30816 | 13978.48 | 0 | 50148.76
653 | 95.2 | 99.082 | 99.082 | 96.4524 | 95.2 | 1414.4 | 142040.0322 | 34272 | 15546.16 | 0 | 55749.12
654 | 88 | 91.5884 | 91.5884 | 89.1577 | 88 | 1425.1 | 132252.1038 | 31680 | 14370.4 | 0 | 50591.2
655 | 93.6 | 97.4167 | 97.4167 | 94.8313 | 93.6 | 1426.25 | 140738.1748 | 33696 | 15284.88 | 0 | 53703
656 | 77.076 | 80.2189 | 80.2189 | 78.0899 | 77.076 | 1472.9 | 119442.9416 | 27747.36 | 12586.5108 | 0 | 40626.7596
657 | 83.396 | 86.7966 | 86.7966 | 84.4931 | 83.396 | 1453.7 | 127561.7706 | 30022.56 | 13618.5668 | 0 | 45559.2348
658 | 78.901 | 1253.7926 | 82.1183 | 1220.5176 | 78.901 | 1458.15 | 121243.1973 | 28404.36 | 12884.5333 | 0 | 42752.5069
659 | 86.02 | 2922.443 | 89.5276 | 2844.8829 | 86.02 | 1475.55 | 133688.1758 | 30967.2 | 14047.066 | 0 | 45113.189
660 | 80.475 | 3643.644 | 83.7565 | 3546.9437 | 80.475 | 1473.75 | 125050.3458 | 28971 | 13141.5675 | 0 | 42349.9688
661 | 88.61 | 3649.4412 | 92.2232 | 3552.587 | 88.61 | 1456.75 | 136216.3372 | 31899.6 | 14470.013 | 0 | 48137.3825
662 | 80.761 | 3421.3487 | 84.0542 | 3330.5479 | 80.761 | 1462.3 | 124774.4591 | 29073.96 | 13188.2713 | 0 | 43425.1897
663 | 95.362 | 2992.5538 | 99.2506 | 2913.1331 | 95.362 | 1462.85 | 147331.3181 | 34330.32 | 15572.6146 | 0 | 51223.6983
664 | 84.557 | 1705.9508 | 88.005 | 1660.6758 | 84.557 | 1229.9 | 109728.8264 | 30440.52 | 13808.1581 | 0 | 65117.3457
665 | 90.093 | 1267.4299 | 93.7667 | 1233.793 | 90.093 | 1462 | 138521.4297 | 32433.48 | 14712.1869 | 0 | 48470.034
666 | 80.774 | 214.1169 | 84.0677 | 208.4344 | 80.774 | 1514.35 | 128861.2528 | 29078.64 | 13190.3942 | 0 | 39227.8931
667 | 96.805 | 100.7524 | 100.7524 | 98.0785 | 96.805 | 1606.65 | 163894.1215 | 34849.8 | 15808.2565 | 0 | 38078.2467
668 | 86.4 | 89.9231 | 89.9231 | 87.5366 | 86.4 | 1563.75 | 142685.5988 | 31104 | 14109.12 | 0 | 37692
669 | 93.6 | 97.4167 | 97.4167 | 94.8313 | 93.6 | 1545.15 | 152747.6504 | 33696 | 15284.88 | 0 | 42573.96
670 | 87.2 | 90.7557 | 90.7557 | 88.3471 | 87.2 | 1490.2 | 137378.0039 | 31392 | 14239.76 | 0 | 44454.56
671 | 92.8 | 96.5841 | 96.5841 | 94.0208 | 92.8 | 1513.7 | 148509.5035 | 33408 | 15154.24 | 0 | 45128.64
672 | 87.2 | 90.7557 | 90.7557 | 88.3471 | 87.2 | 1427.15 | 131348.451 | 31392 | 14239.76 | 0 | 49952.52
673 | 93.6 | 97.4167 | 97.4167 | 94.8313 | 93.6 | 1481.4 | 146178.1363 | 33696 | 15284.88 | 0 | 48540.96
674 | 88 | 91.5884 | 91.5884 | 89.1577 | 88 | 1431.1 | 133116.5199 | 31680 | 14370.4 | 0 | 50063.2
675 | 92.8 | 96.5841 | 96.5841 | 94.0208 | 92.8 | 1421.05 | 139252.2204 | 33408 | 15154.24 | 0 | 53726.56
676 | 87.2 | 90.7557 | 90.7557 | 88.3471 | 87.2 | 1420.5 | 130647.9275 | 31392 | 14239.76 | 0 | 50532.4
677 | 93.6 | 97.4167 | 97.4167 | 94.8313 | 93.6 | 1423.7 | 140642.4472 | 33696 | 15284.88 | 0 | 53941.68
678 | 83.2 | 86.5926 | 86.5926 | 84.2945 | 83.2 | 1433.15 | 125904.7467 | 29952 | 13586.56 | 0 | 47161.92
679 | 84.8 | 88.2579 | 88.2579 | 85.9156 | 84.8 | 1460.05 | 130465.7168 | 30528 | 13847.84 | 0 | 45787.76
680 | 79.796 | 83.0498 | 83.0498 | 80.8457 | 79.796 | 1485.15 | 124695.6754 | 28726.56 | 13030.6868 | 0 | 41082.9706
681 | 84.042 | 1823.9967 | 87.47 | 1775.5888 | 84.042 | 1514.75 | 133954.6395 | 30255.12 | 13724.0586 | 0 | 40781.3805
682 | 80.506 | 2877.266 | 83.7888 | 2800.9049 | 80.506 | 1517.8 | 128756.77 | 28982.16 | 13146.6298 | 0 | 38819.9932
683 | 81.184 | 3270.1831 | 84.4944 | 3183.3943 | 81.184 | 1512.05 | 129620.6501 | 29226.24 | 13257.3472 | 0 | 39613.7328
684 | 80.078 | 3544.7505 | 83.3433 | 3450.6747 | 80.078 | 1504.25 | 127065.2404 | 28828.08 | 13076.7374 | 0 | 39698.6685
685 | 81.515 | 3414.3973 | 84.8389 | 3323.7811 | 81.515 | 1494.25 | 128193.494 | 29345.4 | 13311.3995 | 0 | 41226.2112
686 | 74.649 | 2264.0038 | 77.6929 | 2203.9184 | 74.649 | 1512.05 | 119180.171 | 26873.64 | 12190.1817 | 0 | 36424.9795
687 | 88.307 | 1937.4757 | 91.9079 | 1886.0562 | 88.307 | 1538.5 | 143263.0536 | 31790.52 | 14420.5331 | 0 | 40753.6805
688 | 79.067 | 1064.1391 | 82.2911 | 1035.8974 | 79.067 | 1542.5 | 128599.9931 | 28464.12 | 12911.6411 | 0 | 36173.1525
689 | 84.323 | 228.0373 | 87.7614 | 221.9853 | 84.323 | 1555.05 | 138174.6147 | 30356.28 | 13769.9459 | 0 | 37519.5189
690 | 79.24 | 160.5752 | 82.4712 | 156.3136 | 79.24 | 1564.7 | 130579.196 | 28526.4 | 12939.892 | 0 | 34493.172
691 | 95.215 | 99.0976 | 99.0976 | 96.4676 | 95.215 | 1572.9 | 157944.1676 | 34277.4 | 15548.6095 | 0 | 40666.3265
692 | 89.6 | 93.2536 | 93.2536 | 90.7787 | 89.6 | 1533.7 | 145017.8128 | 32256 | 14631.68 | 0 | 41780.48
693 | 93.6 | 97.4167 | 97.4167 | 94.8313 | 93.6 | 1513.55 | 149130.2317 | 33696 | 15284.88 | 0 | 45531.72
694 | 87.2 | 90.7557 | 90.7557 | 88.3471 | 87.2 | 1495.6 | 137282.2483 | 31392 | 14239.76 | 0 | 43983.68
695 | 96.8 | 100.7472 | 100.7472 | 98.0734 | 96.8 | 1515.1 | 154570.8357 | 34848 | 15807.44 | 0 | 46938.32
696 | 87.2 | 90.7557 | 90.7557 | 88.3471 | 87.2 | 1541.35 | 141436.3954 | 31392 | 14239.76 | 0 | 39994.28
697 | 93.6 | 97.4167 | 97.4167 | 94.8313 | 93.6 | 1523.9 | 150210.791 | 33696 | 15284.88 | 0 | 44562.96
698 | 88.8 | 92.421 | 92.421 | 89.9682 | 88.8 | 1503.6 | 140575.372 | 31968 | 14501.04 | 0 | 44080.32
699 | 87.2 | 90.7557 | 90.7557 | 88.3471 | 87.2 | 1463.65 | 134548.1637 | 31392 | 14239.76 | 0 | 46769.72
700 | 87.2 | 90.7557 | 90.7557 | 88.3471 | 87.2 | 1428.1 | 131296.3616 | 31392 | 14239.76 | 0 | 49869.68
701 | 93.6 | 97.4167 | 97.4167 | 94.8313 | 93.6 | 1431.3 | 141157.8453 | 33696 | 15284.88 | 0 | 53230.32
702 | 84 | 87.4253 | 87.4253 | 85.105 | 84 | 1445.75 | 127813.6667 | 30240 | 13717.2 | 0 | 46557
703 | 87.2 | 90.7557 | 90.7557 | 88.3471 | 87.2 | 1531.55 | 140335.3744 | 31392 | 14239.76 | 0 | 40848.84
704 | 76.02 | 79.1199 | 79.1199 | 77.0201 | 76.02 | 1485.15 | 118649.5815 | 27367.2 | 12414.066 | 0 | 39138.897
705 | 84.507 | 723.5033 | 87.9519 | 704.3019 | 84.507 | 1556.25 | 138322.5596 | 30422.52 | 13799.9931 | 0 | 37499.9812
706 | 72.771 | 2609.319 | 75.7384 | 2540.0691 | 72.771 | 1594.1 | 122164.7269 | 26197.56 | 11883.5043 | 0 | 29537.7489
707 | 81.102 | 3563.2149 | 84.4091 | 3468.6491 | 81.102 | 1519.65 | 129310.9644 | 29196.72 | 13243.9566 | 0 | 38957.3457
708 | 75.163 | 3693.6284 | 78.2279 | 3595.6015 | 75.163 | 1541.85 | 122424.1616 | 27058.68 | 12274.1179 | 0 | 34435.9285
709 | 86.617 | 3873.1853 | 90.149 | 3770.393 | 86.617 | 1498.05 | 136638.5045 | 31182.12 | 14144.5561 | 0 | 43477.4031
710 | 78.42 | 3277.4186 | 81.6177 | 3190.4377 | 78.42 | 1562.9 | 129081.4842 | 28231.2 | 12805.986 | 0 | 34277.382
711 | 78.853 | 2692.2762 | 82.0684 | 2620.8247 | 78.853 | 1625 | 134858.9635 | 28387.08 | 12876.6949 | 0 | 29569.875
712 | 79.653 | 2240.091 | 82.901 | 2180.6402 | 79.653 | 1588.8 | 133190.3811 | 28675.08 | 13007.3349 | 0 | 32753.3136
713 | 88.652 | 951.4771 | 92.2669 | 926.2254 | 88.652 | 1555.05 | 145116.1975 | 31914.72 | 14476.8716 | 0 | 39445.7074
714 | 82.665 | 221.7063 | 86.0358 | 215.8223 | 82.665 | 1564.7 | 136127.8729 | 29759.4 | 13499.1945 | 0 | 35984.0745
715 | 97.636 | 101.6173 | 101.6173 | 98.9204 | 97.636 | 1614.4 | 166291.6424 | 35148.96 | 15943.9588 | 0 | 37648.4416
716 | 88.8 | 92.421 | 92.421 | 89.9682 | 88.8 | 1575.2 | 147580.8014 | 31968 | 14501.04 | 0 | 37722.24
717 | 94.4 | 98.2493 | 98.2493 | 95.6418 | 94.4 | 1555.05 | 154496.6743 | 33984 | 15415.52 | 0 | 42003.28
718 | 87.2 | 90.7557 | 90.7557 | 88.3471 | 87.2 | 1568.1 | 143905.9215 | 31392 | 14239.76 | 0 | 37661.68
719 | 91.2 | 94.9188 | 94.9188 | 92.3997 | 91.2 | 1624.25 | 156035.2493 | 32832 | 14892.96 | 0 | 34268.4
720 | 84.8 | 88.2579 | 88.2579 | 85.9156 | 84.8 | 1541.35 | 137611.602 | 30528 | 13847.84 | 0 | 38893.52
721 | 93.6 | 97.4167 | 97.4167 | 94.8313 | 93.6 | 1482.15 | 146369.0007 | 33696 | 15284.88 | 0 | 48470.76
722 | 81.6 | 84.9274 | 84.9274 | 82.6735 | 81.6 | 1431.1 | 123194.5543 | 29376 | 13325.28 | 0 | 46422.24
723 | 92.8 | 96.5841 | 96.5841 | 94.0208 | 92.8 | 1428.65 | 139858.7853 | 33408 | 15154.24 | 0 | 53021.28
724 | 80 | 83.2621 | 83.2621 | 81.0524 | 80 | 1428.1 | 120622.2523 | 28800 | 13064 | 0 | 45752
725 | 90.4 | 94.0862 | 94.0862 | 91.5892 | 90.4 | 1431.3 | 136599.1289 | 32544 | 14762.32 | 0 | 51410.48
726 | 80 | 83.2621 | 83.2621 | 81.0524 | 80 | 1483.25 | 125204.2083 | 28800 | 13064 | 0 | 41340
727 | 86.4 | 89.9231 | 89.9231 | 87.5366 | 86.4 | 1546.55 | 140784.8523 | 31104 | 14109.12 | 0 | 39178.08
728 | 75.453 | 78.5297 | 78.5297 | 76.4456 | 75.453 | 1570.65 | 124720.1578 | 27163.08 | 12321.4749 | 0 | 32395.7455
729 | 85.467 | 749.4779 | 88.9521 | 729.5872 | 85.467 | 1599.75 | 144020.4513 | 30768.12 | 13956.7611 | 0 | 34208.1667
730 | 74.454 | 2448.0569 | 77.49 | 2383.0868 | 74.454 | 1605.6 | 126040.968 | 26803.44 | 12158.3382 | 0 | 29364.6576
731 | 80.579 | 3401.1024 | 83.8648 | 3310.839 | 80.579 | 1519.65 | 129659.5614 | 29008.44 | 13158.5507 | 0 | 38706.1226
732 | 73.28 | 3110.8933 | 76.2681 | 3028.3319 | 73.28 | 1511.85 | 117635.9831 | 26380.8 | 11966.624 | 0 | 35771.632
733 | 82.654 | 3271.1261 | 86.0244 | 3184.3122 | 82.654 | 1498.05 | 131055.7399 | 29755.44 | 13497.3982 | 0 | 41488.1753
734 | 74.961 | 1956.0817 | 78.0177 | 1904.1684 | 74.961 | 1561.15 | 123895.3192 | 26985.96 | 12241.1313 | 0 | 32896.6349
735 | 86.787 | 1497.4842 | 90.3259 | 1457.7418 | 86.787 | 1624 | 149365.6563 | 31243.32 | 14172.3171 | 0 | 32631.912
736 | 81.253 | 1457.2478 | 84.5662 | 1418.5732 | 81.253 | 1632.05 | 140137.4019 | 29251.08 | 13268.6149 | 0 | 29897.0414
737 | 87.089 | 627.1992 | 90.6402 | 610.5536 | 87.089 | 1555.05 | 142592.4133 | 31352.04 | 14221.6337 | 0 | 38750.2505
738 | 79.66 | 206.538 | 82.9083 | 201.0566 | 79.66 | 1606.2 | 134631.4288 | 28677.6 | 13008.478 | 0 | 31370.108
739 | 96.821 | 100.769 | 100.769 | 98.0947 | 96.821 | 1658.4 | 169196.3482 | 34855.56 | 15810.8693 | 0 | 33074.0536
740 | 88 | 91.5884 | 91.5884 | 89.1577 | 88 | 1618.2 | 150038.2065 | 31680 | 14370.4 | 0 | 33598.4
741 | 91.2 | 94.9188 | 94.9188 | 92.3997 | 91.2 | 1556.55 | 149318.7303 | 32832 | 14892.96 | 0 | 40442.64
742 | 86.4 | 89.9231 | 89.9231 | 87.5366 | 86.4 | 1582.1 | 143803.2731 | 31104 | 14109.12 | 0 | 36106.56
743 | 92.8 | 96.5841 | 96.5841 | 94.0208 | 92.8 | 1588.85 | 155375.1104 | 33408 | 15154.24 | 0 | 38154.72
744 | 88 | 91.5884 | 91.5884 | 89.1577 | 88 | 1650.1 | 153149.1458 | 31680 | 14370.4 | 0 | 30791.2
745 | 94.4 | 98.2493 | 98.2493 | 95.6418 | 94.4 | 1648.85 | 164505.4763 | 33984 | 15415.52 | 0 | 33148.56
746 | 87.2 | 90.7557 | 90.7557 | 88.3471 | 87.2 | 1496.6 | 138091.5802 | 31392 | 14239.76 | 0 | 43896.48
747 | 93.6 | 97.4167 | 97.4167 | 94.8313 | 93.6 | 1448.95 | 143541.169 | 33696 | 15284.88 | 0 | 51578.28
748 | 80 | 83.2621 | 83.2621 | 81.0524 | 80 | 1447.7 | 122560.3025 | 28800 | 13064 | 0 | 44184
749 | 88.8 | 92.421 | 92.421 | 89.9682 | 88.8 | 1471.45 | 138326.7521 | 31968 | 14501.04 | 0 | 46935.24
750 | 86.4 | 89.9231 | 89.9231 | 87.5366 | 86.4 | 1519.5 | 138882.1374 | 31104 | 14109.12 | 0 | 41515.2
751 | 88.8 | 92.421 | 92.421 | 89.9682 | 88.8 | 1552.95 | 145619.0221 | 31968 | 14501.04 | 0 | 39698.04
752 | 79.281 | 82.5138 | 82.5138 | 80.324 | 79.281 | 1540.95 | 128813.3655 | 28541.16 | 12946.5873 | 0 | 36393.943
753 | 84.741 | 1702.996 | 88.1954 | 1657.7994 | 84.741 | 1572.5 | 140718.1427 | 30506.76 | 13838.2053 | 0 | 36226.7775
754 | 75.611 | 2872.34 | 78.6942 | 2796.1096 | 75.611 | 1555.75 | 124590.5176 | 27219.96 | 12347.2763 | 0 | 33590.1867
755 | 86.655 | 3384.3761 | 90.1885 | 3294.5566 | 86.655 | 1532.9 | 140901.7466 | 31195.8 | 14150.7615 | 0 | 40476.5505
756 | 74.903 | 3580.2628 | 77.9573 | 3485.2446 | 74.903 | 1526.95 | 121293.2508 | 26965.08 | 12231.6599 | 0 | 35432.8641
757 | 87.642 | 3561.5746 | 91.2158 | 3467.0524 | 87.642 | 1515.1 | 140573.8518 | 31551.12 | 14311.9386 | 0 | 42497.6058
758 | 82.638 | 2926.2085 | 86.0077 | 2848.5485 | 82.638 | 1526.6 | 133663.2753 | 29749.68 | 13494.7854 | 0 | 39120.8292
759 | 89.332 | 2902.9273 | 92.9747 | 2825.8852 | 89.332 | 1541.65 | 145770.0364 | 32159.52 | 14587.9156 | 0 | 40945.3222
760 | 81.435 | 2251.0045 | 84.7557 | 2191.2641 | 81.435 | 1554.8 | 134007.0746 | 29316.6 | 13298.3355 | 0 | 36254.862
761 | 83.254 | 1272.8024 | 86.6488 | 1239.0229 | 83.254 | 1602.35 | 140826.0267 | 29971.44 | 13595.3782 | 0 | 33105.9531
762 | 82.933 | 218.661 | 86.3147 | 212.8578 | 82.933 | 1645.65 | 144258.775 | 29855.88 | 13542.9589 | 0 | 29387.3085
763 | 96.007 | 99.9219 | 99.9219 | 97.27 | 96.007 | 1782.4 | 180934.9371 | 34562.52 | 15677.9431 | 0 | 20891.1232
764 | 91.2 | 94.9188 | 94.9188 | 92.3997 | 91.2 | 1634.05 | 157444.4167 | 32832 | 14892.96 | 0 | 33374.64
765 | 93.6 | 97.4167 | 97.4167 | 94.8313 | 93.6 | 1731.75 | 170786.1094 | 33696 | 15284.88 | 0 | 25108.2
766 | 88.8 | 92.421 | 92.421 | 89.9682 | 88.8 | 1836.55 | 171755.077 | 31968 | 14501.04 | 0 | 14514.36
767 | 97.6 | 101.5798 | 101.5798 | 98.8839 | 97.6 | 1812.5 | 186815.5889 | 35136 | 15938.08 | 0 | 18300
768 | 90.4 | 94.0862 | 94.0862 | 91.5892 | 90.4 | 1798.7 | 171537.7124 | 32544 | 14762.32 | 0 | 18197.52
769 | 92.8 | 96.5841 | 96.5841 | 94.0208 | 92.8 | 1773.85 | 173857.5597 | 33408 | 15154.24 | 0 | 20986.72
770 | 86.4 | 89.9231 | 89.9231 | 87.5366 | 86.4 | 1540.4 | 140565.5392 | 31104 | 14109.12 | 0 | 39709.44
771 | 91.2 | 94.9188 | 94.9188 | 92.3997 | 91.2 | 1531.45 | 147642.6361 | 32832 | 14892.96 | 0 | 42731.76
772 | 87.2 | 90.7557 | 90.7557 | 88.3471 | 87.2 | 1529.7 | 141097.7067 | 31392 | 14239.76 | 0 | 41010.16
773 | 92.8 | 96.5841 | 96.5841 | 94.0208 | 92.8 | 1530.6 | 150167.1783 | 33408 | 15154.24 | 0 | 43560.32
774 | 85.6 | 89.0905 | 89.0905 | 86.7261 | 85.6 | 1539.15 | 139357.0649 | 30816 | 13978.48 | 0 | 39448.76
775 | 76.8 | 79.9317 | 79.9317 | 77.8103 | 76.8 | 1782.95 | 145038.3805 | 27648 | 12541.44 | 0 | 16669.44
776 | 82.775 | 86.1503 | 86.1503 | 83.8639 | 82.775 | 1765.2 | 154556.2974 | 29799 | 13517.1575 | 0 | 19435.57
777 | 646.748 | 1512.5578 | 673.1203 | 1472.4153 | 646.748 | 1609.4 | 1102607.1728 | 232829.28 | 105613.9484 | 0 | 252619.7688
778 | 552.934 | 2988.3043 | 575.4809 | 2908.9964 | 552.934 | 1595.75 | 937750.1824 | 199056.24 | 90294.1222 | 0 | 223523.5695
779 | 876.383 | 2774.509 | 912.1191 | 2700.8751 | 876.383 | 1555.95 | 1459628.3995 | 315497.88 | 143113.3439 | 0 | 389157.8711
780 | 949.841 | 3092.5163 | 988.5725 | 3010.4426 | 949.841 | 1548.8 | 1570142.1137 | 341942.76 | 155109.0353 | 0 | 428568.2592
781 | 1244.374 | 3053.407 | 1295.1156 | 2972.3713 | 1244.374 | 1515.1 | 2005592.92 | 447974.64 | 203206.2742 | 0 | 603396.9526
782 | 1169.848 | 2920.7715 | 1217.5506 | 2843.2558 | 1169.848 | 1548.45 | 1927341.9883 | 421145.28 | 191036.1784 | 0 | 528244.8644
783 | 1381.741 | 2878.2578 | 1438.084 | 2801.8704 | 1381.741 | 1588.7 | 2330296.4715 | 497426.76 | 225638.3053 | 0 | 568310.0733
784 | 889.368 | 1894.5749 | 925.6336 | 1844.2939 | 889.368 | 1556.7 | 1466648.3352 | 320172.48 | 145233.7944 | 0 | 394256.8344
785 | 1360.953 | 1084.7017 | 1084.7017 | 1055.9143 | 1055.9143 | 1593.2 | 1779994.837 | 380129.1638 | 172430.8123 | 559135.8569 | 429545.955
786 | 1095.157 | 1139.814 | 1139.814 | 1109.5639 | 1095.157 | 1626.5 | 1885921.9927 | 394256.52 | 178839.1381 | 0 | 409041.1395
787 | 1127.015 | 1172.9711 | 1172.9711 | 1141.841 | 1127.015 | 1782.4 | 2124911.8698 | 405725.4 | 184041.5495 | 0 | 245238.464
788 | 1211.2 | 1260.5889 | 1260.5889 | 1227.1335 | 1211.2 | 1749.55 | 2240950.6381 | 436032 | 197788.96 | 0 | 303345.04
789 | 1118.4 | 1164.0048 | 1164.0048 | 1133.1127 | 1118.4 | 1729.6 | 2037216.1029 | 402624 | 182634.72 | 0 | 302415.36
790 | 1337.6 | 1392.143 | 1392.143 | 1355.1963 | 1337.6 | 1835.55 | 2583874.352 | 481536 | 218430.08 | 0 | 219968.32
791 | 1112 | 1157.3438 | 1157.3438 | 1126.6285 | 1112 | 1810.35 | 2125512.4494 | 400320 | 181589.6 | 0 | 210890.8
792 | 163.2 | 169.8548 | 169.8548 | 165.3469 | 163.2 | 1790.85 | 309234.1373 | 58752 | 26650.56 | 0 | 34133.28
793 | 108.8 | 0 | 0 | 0 | 0 | 1766.5 | 0 | 0 | 0 | 129472 | 0
794 | 94.4 | 0 | 0 | 0 | 0 | 1602.6 | 0 | 0 | 0 | 112336 | 0
795 | 105.6 | 0 | 0 | 0 | 0 | 1506.8 | 0 | 0 | 0 | 125664 | 0
796 | 101.6 | 0 | 0 | 0 | 0 | 1484.75 | 0 | 0 | 0 | 120904 | 0
797 | 105.6 | 0 | 0 | 0 | 0 | 1484.7 | 0 | 0 | 0 | 125664 | 0
798 | 95.2 | 0 | 0 | 0 | 0 | 1491.45 | 0 | 0 | 0 | 113288 | 0
799 | 87.2 | 90.7557 | 90.7557 | 88.3471 | 87.2 | 1519.5 | 140485.0149 | 31392 | 14239.76 | 0 | 41899.6
800 | 82.403 | 85.7631 | 85.7631 | 83.487 | 82.403 | 1519.9 | 132735.7841 | 29665.08 | 13456.4099 | 0 | 39561.6803
801 | 835.519 | 869.5888 | 869.5888 | 846.5104 | 835.519 | 1504.85 | 1335754.975 | 300786.84 | 136440.2527 | 0 | 413707.2328
802 | 1039.674 | 1278.1041 | 1082.0696 | 1244.1839 | 1039.674 | 1502 | 1663899.9595 | 374282.64 | 169778.7642 | 0 | 517757.652
803 | 891.524 | 1750.1317 | 927.8775 | 1703.6842 | 891.524 | 1338 | 1278682.3551 | 320948.64 | 145585.8692 | 0 | 590188.888
804 | 1352.422 | 1884.9144 | 1407.5694 | 1834.8898 | 1352.422 | 1403.55 | 2032589.6376 | 486871.92 | 220850.5126 | 0 | 806652.1019
805 | 1341.667 | 2631.4563 | 1396.3769 | 2561.6189 | 1341.667 | 1484.65 | 2127858.908 | 483000.12 | 219094.2211 | 0 | 691428.0884
806 | 1194.461 | 3276.765 | 1243.1673 | 3189.8014 | 1194.461 | 1494.45 | 1911344.4468 | 430005.96 | 195055.4813 | 0 | 603859.7585
807 | 1481.371 | 2473.4029 | 1541.7766 | 2407.7602 | 1481.371 | 1508.55 | 2382070.9909 | 533293.56 | 241907.8843 | 0 | 728019.778
808 | 1646.336 | 656.4897 | 656.4897 | 639.0669 | 639.0669 | 1516.9 | 1029454.4872 | 230064.0685 | 104359.6178 | 1846324.339 | 308733.1987
809 | 1713.488 | 656.9799 | 656.9799 | 639.5441 | 639.5441 | 1528 | 1034732.6352 | 230235.8591 | 104437.5439 | 1968539.2546 | 301864.7931
810 | 1434.101 | 112.3185 | 112.3185 | 109.3377 | 109.3377 | 1536.9 | 177671.3164 | 39361.5637 | 17854.8426 | 2428291.1714 | 50634.2781
811 | 1539.509 | 907.9477 | 907.9477 | 883.8512 | 883.8512 | 1585.95 | 1481357.7476 | 318186.4388 | 144332.904 | 2227925.1405 | 365958.5971
812 | 1661.6 | 1676.6383 | 1676.6383 | 1632.1413 | 1632.1413 | 1559.35 | 2688688.6938 | 587570.8558 | 266528.6688 | 100100.7775 | 719203.0489
813 | 1616 | 1676.6383 | 1676.6383 | 1632.1413 | 1616 | 1539.25 | 2618615.5885 | 581760 | 263892.8 | 0 | 744572
814 | 1728.8 | 1676.6383 | 1676.6383 | 1632.1413 | 1632.1413 | 1800.55 | 3099891.5234 | 587570.8558 | 266528.6688 | 328446.3775 | 325530.5755
815 | 1469.6 | 1529.5256 | 1529.5256 | 1488.9328 | 1469.6 | 1783.85 | 2775986.0682 | 529056 | 239985.68 | 0 | 317654.04
816 | 1761.6 | 0 | 0 | 0 | 0 | 1771.1 | 0 | 0 | 0 | 3229012.8 | 0
817 | 1354.4 | 0 | 0 | 0 | 0 | 1598.25 | 0 | 0 | 0 | 1611736 | 0
818 | 1331.2 | 0 | 0 | 0 | 0 | 1752.1 | 0 | 0 | 0 | 1584128 | 0
819 | 1416.8 | 0 | 0 | 0 | 0 | 1747.8 | 0 | 0 | 0 | 1685992 | 0
820 | 1299.2 | 0 | 0 | 0 | 0 | 1746.6 | 0 | 0 | 0 | 1546048 | 0
821 | 1488 | 0 | 0 | 0 | 0 | 1747.3 | 0 | 0 | 0 | 1770720 | 0
822 | 1488.8 | 0 | 0 | 0 | 0 | 1748.75 | 0 | 0 | 0 | 1771672 | 0
823 | 1292.8 | 0 | 0 | 0 | 0 | 1750.75 | 0 | 0 | 0 | 2369702.4 | 0
824 | 1289.506 | 1039.3915 | 1039.3915 | 1011.8066 | 1011.8066 | 1594.2 | 1714087.8929 | 364250.3884 | 165228.0234 | 509022.9368 | 410591.1323
825 | 1526.73 | 1588.9852 | 1588.9852 | 1546.8144 | 1526.73 | 1516.9 | 2464833.7087 | 549622.8 | 249315.009 | 0 | 737563.263
826 | 1083.978 | 1128.1791 | 1128.1791 | 1098.2379 | 1083.978 | 1466.35 | 1700672.976 | 390232.08 | 177013.6074 | 0 | 578464.8597
827 | 1402.913 | 1460.1193 | 1460.1193 | 1421.3685 | 1402.913 | 1465.5 | 2209957.1735 | 505048.68 | 229095.6929 | 0 | 749856.9985
828 | 1305.329 | 1575.2323 | 1358.5561 | 1533.4265 | 1305.329 | 1467.95 | 2053872.679 | 469918.44 | 213160.2257 | 0 | 694500.2944
829 | 1517.919 | 1579.8149 | 1579.8149 | 1537.8874 | 1517.919 | 1461.4 | 2375236.7524 | 546450.84 | 247876.1727 | 0 | 817551.1734
830 | 1335.878 | 1390.3508 | 1390.3508 | 1353.4517 | 1335.878 | 1467.95 | 2098153.9111 | 480916.08 | 218148.8774 | 0 | 710753.8899
831 | 1360.865 | 1416.3567 | 1416.3567 | 1378.7674 | 1360.865 | 1460.4 | 2119221.7601 | 489911.4 | 222229.2545 | 0 | 734322.754
832 | 1604.627 | 1670.0585 | 1670.0585 | 1625.7361 | 1604.627 | 1490.55 | 2535586.5198 | 577665.72 | 262035.5891 | 0 | 817477.2252
833 | 1501.802 | 1101.6737 | 1101.6737 | 1072.4359 | 1072.4359 | 1508.4 | 1711156.91 | 386076.9113 | 175128.7767 | 787028.126 | 527209.4711
834 | 1303.802 | 183.72 | 183.72 | 178.8442 | 178.8442 | 1588.3 | 300390.1547 | 64383.902 | 29205.2533 | 2062047.6981 | 73630.1458
835 | 1407.738 | 1465.141 | 1465.141 | 1426.257 | 1407.738 | 1847.5 | 2748126.5765 | 506785.68 | 229883.6154 | 0 | 214680.045
836 | 1397.6 | 1454.5896 | 1454.5896 | 1415.9856 | 1397.6 | 1825.6 | 2695977.5317 | 503136 | 228228.08 | 0 | 243741.44
837 | 1207.2 | 1256.4257 | 1256.4257 | 1223.0809 | 1207.2 | 1799.75 | 2293971.7539 | 434592 | 197135.76 | 0 | 241741.8
838 | 1357.6 | 1412.9586 | 1412.9586 | 1375.4594 | 1357.6 | 1793.35 | 2571721.4212 | 488736 | 221696.08 | 0 | 280548.04
839 | 1300.8 | 1353.8425 | 1353.8425 | 1317.9122 | 1300.8 | 1657.4 | 2281583.1678 | 468288 | 212420.64 | 0 | 445654.08
840 | 1248.8 | 0 | 0 | 0 | 0 | 1506.9 | 0 | 0 | 0 | 2289050.4 | 0
841 | 1178.4 | 0 | 0 | 0 | 0 | 1460.9 | 0 | 0 | 0 | 1402296 | 0
842 | 1225.6 | 0 | 0 | 0 | 0 | 1458.9 | 0 | 0 | 0 | 1458464 | 0
843 | 1224.8 | 0 | 0 | 0 | 0 | 1448.95 | 0 | 0 | 0 | 1457512 | 0
844 | 903.2 | 0 | 0 | 0 | 0 | 1447.7 | 0 | 0 | 0 | 1074808 | 0
845 | 1121.6 | 0 | 0 | 0 | 0 | 1449.6 | 0 | 0 | 0 | 1334704 | 0
846 | 1310.4 | 0 | 0 | 0 | 0 | 1462.65 | 0 | 0 | 0 | 1559376 | 0
847 | 1152 | 0 | 0 | 0 | 0 | 1476.95 | 0 | 0 | 0 | 2111616 | 0
848 | 933.17 | 0 | 0 | 0 | 0 | 1516.7 | 0 | 0 | 0 | 1710500.61 | 0
849 | 1215.698 | 0 | 0 | 0 | 0 | 1580.45 | 0 | 0 | 0 | 2228374.434 | 0
850 | 1139.46 | 1065.6607 | 1065.6607 | 1037.3787 | 1037.3787 | 1578.8 | 1744514.4133 | 373456.3213 | 169403.9369 | 187115.0771 | 436943.896
851 | 1551.141 | 1614.3916 | 1614.3916 | 1571.5465 | 1551.141 | 1527.95 | 2519398.3944 | 558410.76 | 253301.3253 | 0 | 732216.109
852 | 1338.153 | 1392.7186 | 1392.7186 | 1355.7566 | 1338.153 | 1483.7 | 2117059.0165 | 481735.08 | 218520.3849 | 0 | 690888.3939
853 | 1140.835 | 1892.2592 | 1187.3546 | 1842.0397 | 1140.835 | 1474.9 | 1796609.9473 | 410700.6 | 186298.3555 | 0 | 599052.4585
854 | 1315.264 | 1368.8962 | 1368.8962 | 1332.5665 | 1315.264 | 1503.6 | 2114835.0243 | 473495.04 | 214782.6112 | 0 | 652897.0496
855 | 1361.037 | 1416.5357 | 1416.5357 | 1378.9416 | 1361.037 | 1540.7 | 2235340.7909 | 489973.32 | 222257.3421 | 0 | 625124.2941
856 | 1270.539 | 1322.3475 | 1322.3475 | 1287.2531 | 1270.539 | 1551.75 | 2088687.2569 | 457394.04 | 207479.0187 | 0 | 569519.1068
857 | 1377.713 | 990.1336 | 990.1336 | 963.856 | 963.856 | 1566.4 | 1593048.6652 | 346988.1701 | 157397.6894 | 758599.8298 | 417927.9737
858 | 1430.203 | 213.5122 | 213.5122 | 207.8457 | 207.8457 | 1580.65 | 346520.5044 | 74824.4658 | 33941.2091 | 2240580.8606 | 87160.1104
859 | 1135.9 | 1182.2184 | 1182.2184 | 1150.8429 | 1135.9 | 1584.45 | 1901871.29 | 408924 | 185492.47 | 0 | 472023.245
860 | 1324 | 1377.9885 | 1377.9885 | 1341.4174 | 1324 | 1547.1 | 2161849.1327 | 476640 | 216209.2 | 0 | 599639.6
861 | 1216.8 | 1266.4172 | 1266.4172 | 1232.8072 | 1216.8 | 1512.65 | 1939393.8639 | 438048 | 198703.44 | 0 | 593007.48
862 | 1368.8 | 1424.6153 | 1424.6153 | 1386.8068 | 1368.8 | 1514.55 | 2185681.0817 | 492768 | 223525.04 | 0 | 664483.96
863 | 1304 | 1357.1729 | 1357.1729 | 1321.1543 | 1304 | 1494.35 | 2058449.2858 | 469440 | 212943.2 | 0 | 659367.6
864 | 504 | 0 | 0 | 0 | 0 | 1475.75 | 0 | 0 | 0 | 923832 | 0
865 | 308.8 | 0 | 0 | 0 | 0 | 1459.95 | 0 | 0 | 0 | 367472 | 0
866 | 223.2 | 0 | 0 | 0 | 0 | 1414.9 | 0 | 0 | 0 | 265608 | 0
867 | 305.6 | 0 | 0 | 0 | 0 | 1390.7 | 0 | 0 | 0 | 363664 | 0
868 | 234.4 | 0 | 0 | 0 | 0 | 1407.5 | 0 | 0 | 0 | 278936 | 0
869 | 284.8 | 0 | 0 | 0 | 0 | 1396.6 | 0 | 0 | 0 | 338912 | 0
870 | 280.8 | 0 | 0 | 0 | 0 | 1454.75 | 0 | 0 | 0 | 334152 | 0
871 | 279.2 | 55.922 | 55.922 | 54.4378 | 54.4378 | 1469.05 | 84002.5922 | 19597.6221 | 8889.6991 | 411989.041 | 28903.7706
872 | 207.884 | 216.3608 | 216.3608 | 210.6187 | 207.884 | 1492.95 | 325920.421 | 74838.24 | 33947.4572 | 0 | 105407.5822
873 | 1383.408 | 1439.8189 | 1439.8189 | 1401.6069 | 1383.408 | 1453.4 | 2115426.6848 | 498026.88 | 225910.5264 | 0 | 756170.8128
874 | 1305.53 | 1358.7653 | 1358.7653 | 1322.7044 | 1305.53 | 1358.75 | 1876427.6023 | 469990.8 | 213193.049 | 0 | 837171.1125
875 | 1615.041 | 1680.8972 | 1680.8972 | 1636.2871 | 1615.041 | 345.9 | 597487.4894 | 581414.76 | 263736.1953 | 0 | 2671439.3181
876 | 1779.002 | 1851.544 | 1851.544 | 1802.405 | 1779.002 | 1228.95 | 2336997.5195 | 640440.72 | 290511.0266 | 0 | 1371699.4921
877 | 1624.258 | 1690.49 | 1690.49 | 1645.6253 | 1624.258 | 1307.1 | 2270348.9637 | 584732.88 | 265241.3314 | 0 | 1125448.3682
878 | 1539.01 | 2105.6143 | 1601.7659 | 2049.7324 | 1539.01 | 1228.6 | 2027673.4823 | 554043.6 | 251320.333 | 0 | 1187192.314
879 | 1787.689 | 2130.4087 | 1860.5852 | 2073.8688 | 1787.689 | 1344.6 | 2558976.7377 | 643568.04 | 291929.6137 | 0 | 1171651.3706
880 | 1354.304 | 1654.0327 | 1409.5282 | 1610.1355 | 1354.304 | 859.2 | 1230057.8538 | 487549.44 | 221157.8432 | 0 | 1544990.0032
881 | 1620.241 | 683.3668 | 683.3668 | 665.2306 | 665.2306 | 1368.35 | 957124.0904 | 239483.0072 | 108632.153 | 1750534.1081 | 420192.893
882 | 1300.99 | 168.6277 | 168.6277 | 164.1524 | 164.1524 | 1393.6 | 240184.2756 | 59094.8675 | 26806.0885 | 2083823.3032 | 99542.0212
883 | 1394.069 | 1450.9147 | 1450.9147 | 1412.4082 | 1394.069 | 1516.7 | 2217384.7474 | 501864.84 | 227651.4677 | 0 | 673753.5477
884 | 1272 | 1323.8681 | 1323.8681 | 1288.7333 | 1272 | 1419.05 | 1892204.0522 | 457920 | 207717.6 | 0 | 738968.4
885 | 1471.2 | 1531.1908 | 1531.1908 | 1490.5538 | 1471.2 | 1409.6 | 2170726.8075 | 529632 | 240246.96 | 0 | 868596.48
886 | 1444 | 1502.8817 | 1502.8817 | 1462.996 | 1444 | 1535.45 | 2319480.1729 | 519840 | 235805.2 | 0 | 670810.2
887 | 1357.6 | 1412.9586 | 1412.9586 | 1375.4594 | 1357.6 | 1515.25 | 2156677.55 | 488736 | 221696.08 | 0 | 658096.6
888 | 576.8 | 0 | 0 | 0 | 0 | 1481.75 | 0 | 0 | 0 | 1057274.4 | 0
889 | 498.4 | 0 | 0 | 0 | 0 | 1459.95 | 0 | 0 | 0 | 593096 | 0
890 | 498.4 | 0 | 0 | 0 | 0 | 1451 | 0 | 0 | 0 | 593096 | 0
891 | 504 | 0 | 0 | 0 | 0 | 1454 | 0 | 0 | 0 | 599760 | 0
892 | 421.6 | 0 | 0 | 0 | 0 | 1445.8 | 0 | 0 | 0 | 501704 | 0
893 | 485.6 | 0 | 0 | 0 | 0 | 1470.5 | 0 | 0 | 0 | 577864 | 0
894 | 467.2 | 0 | 0 | 0 | 0 | 1454.75 | 0 | 0 | 0 | 555968 | 0
895 | 472 | 301.7264 | 301.7264 | 293.7187 | 293.7187 | 1469.05 | 457527.05 | 105738.7471 | 47964.2706 | 326789.5458 | 155949.9661
896 | 385.522 | 401.2424 | 401.2424 | 390.5936 | 385.522 | 1641.85 | 672206.8115 | 138787.92 | 62955.7426 | 0 | 138074.7043
897 | 1044.814 | 1087.4182 | 1087.4182 | 1058.5587 | 1044.814 | 1556.45 | 1728106.6787 | 376133.04 | 170618.1262 | 0 | 463427.2497
898 | 1692.649 | 1761.6698 | 1761.6698 | 1714.916 | 1692.649 | 1438.45 | 2601455.4613 | 609353.64 | 276409.5817 | 0 | 950507.046
899 | 1873.143 | 1949.5238 | 1949.5238 | 1897.7845 | 1873.143 | 1282 | 2568226.541 | 674331.48 | 305884.2519 | 0 | 1344916.674
900 | 1814.753 | 2190.6634 | 1888.7538 | 2132.5244 | 1814.753 | 1281.9 | 2495452.3622 | 653311.08 | 296349.1649 | 0 | 1303174.1293
901 | 1605.764 | 2072.6341 | 1671.2419 | 2017.6275 | 1605.764 | 1317.1 | 2267043.3585 | 578075.04 | 262221.2612 | 0 | 1096576.2356
902 | 1656.929 | 3325.8199 | 1724.4933 | 3237.5545 | 1656.929 | 1306 | 2318809.3365 | 596494.44 | 270576.5057 | 0 | 1149908.726
903 | 1959.966 | 3145.9373 | 2039.8871 | 3062.4458 | 1959.966 | 1344.6 | 2808061.2013 | 705587.76 | 320062.4478 | 0 | 1284561.7164
904 | 1925.128 | 2354.9646 | 2003.6285 | 2292.4651 | 1925.128 | 1513.45 | 3088053.0329 | 693046.08 | 314373.4024 | 0 | 936671.0284
905 | 1644.797 | 1289.6546 | 1289.6546 | 1255.4279 | 1255.4279 | 1569.45 | 2084323.292 | 451954.0419 | 205011.3751 | 713713.5709 | 540524.4799
906 | 1796.832 | 215.7301 | 215.7301 | 210.0048 | 210.0048 | 1582.25 | 351167.932 | 75601.7179 | 34293.7793 | 2908654.309 | 87729.4935
907 | 1564.005 | 1045.069 | 1045.069 | 1017.3334 | 1017.3334 | 1615.45 | 1738555.3084 | 366240.0225 | 166130.5435 | 1857590.1108 | 391215.5574
908 | 1423.2 | 1481.2335 | 1481.2335 | 1441.9224 | 1423.2 | 1464.6 | 2208328.3125 | 512352 | 232408.56 | 0 | 761981.28
909 | 1762.4 | 1676.6383 | 1676.6383 | 1632.1413 | 1632.1413 | 1459.95 | 2524425.2473 | 587570.8558 | 266528.6688 | 442619.1775 | 881437.8908
910 | 1525.6 | 1587.8091 | 1587.8091 | 1545.6695 | 1525.6 | 1826.55 | 2952320.8296 | 549216 | 249130.48 | 0 | 264615.32
911 | 1706.4 | 1676.6383 | 1676.6383 | 1632.1413 | 1632.1413 | 1547.2 | 2683006.1104 | 587570.8558 | 266528.6688 | 252331.1775 | 739033.5653
912 | 526.4 | 0 | 0 | 0 | 0 | 1481.75 | 0 | 0 | 0 | 964891.2 | 0
913 | 477.6 | 0 | 0 | 0 | 0 | 1459.95 | 0 | 0 | 0 | 568344 | 0
914 | 487.2 | 0 | 0 | 0 | 0 | 1332.75 | 0 | 0 | 0 | 579768 | 0
915 | 450.4 | 0 | 0 | 0 | 0 | 1165.95 | 0 | 0 | 0 | 535976 | 0
916 | 410.4 | 0 | 0 | 0 | 0 | 1159.7 | 0 | 0 | 0 | 488376 | 0
917 | 498.4 | 0 | 0 | 0 | 0 | 1166.6 | 0 | 0 | 0 | 593096 | 0
918 | 480.8 | 0 | 0 | 0 | 0 | 1192.2 | 0 | 0 | 0 | 572152 | 0
919 | 402.4 | 14.7874 | 14.7874 | 14.3949 | 14.3949 | 1124 | 17242.5491 | 5182.167 | 2350.6885 | 711213.3331 | 12609.9397
920 | 183.582 | 191.0679 | 191.0679 | 185.997 | 183.582 | 1211.85 | 236652.8297 | 66089.52 | 29978.9406 | 0 | 144690.1533
921 | 1361.436 | 1416.951 | 1416.951 | 1379.3459 | 1361.436 | 1319.7 | 1919489.8113 | 490116.96 | 222322.4988 | 0 | 926184.9108
922 | 1498.899 | 1560.0193 | 1560.0193 | 1518.6172 | 1498.899 | 1364.45 | 2190659.4215 | 539603.64 | 244770.2067 | 0 | 952625.2595
923 | 1608.087 | 1772.2909 | 1673.6607 | 1725.2553 | 1608.087 | 345.9 | 597638.1649 | 578911.32 | 262600.6071 | 0 | 2659936.7067
924 | 1399.808 | 2034.6479 | 1456.8877 | 1980.6494 | 1399.808 | 339.95 | 512008.6902 | 503930.88 | 228588.6464 | 0 | 2323751.2704
925 | 1724.006 | 2071.3155 | 1794.3054 | 2016.3439 | 1724.006 | 328.1 | 608433.9322 | 620642.16 | 281530.1798 | 0 | 2882365.6314
926 | 1255.265 | 3372.9827 | 1306.4507 | 3283.4656 | 1255.265 | 339.6 | 459634.8508 | 451895.4 | 204984.7745 | 0 | 2084242.006
927 | 1125.5 | 3125.1842 | 1171.3943 | 3042.2435 | 1125.5 | 355.6 | 428469.9781 | 405180 | 183794.15 | 0 | 1850772.2
928 | 1614.058 | 2413.3668 | 1679.8741 | 2349.3173 | 1614.058 | 1350 | 2318071.0324 | 581060.88 | 263575.6714 | 0 | 1049137.7
929 | 1453.859 | 1380.3864 | 1380.3864 | 1343.7517 | 1343.7517 | 1369.35 | 1953120.3802 | 483750.6193 | 219434.6559 | 201826.6439 | 847437.0223
930 | 1370.109 | 210.9675 | 210.9675 | 205.3686 | 205.3686 | 1568.6 | 341573.0186 | 73932.6866 | 33536.6881 | 2134969.2008 | 88596.0028
931 | 1452.169 | 1511.3838 | 1511.3838 | 1471.2725 | 1452.169 | 1615.45 | 2484986.0303 | 522780.84 | 237139.1977 | 0 | 558431.5889
932 | 1032 | 1074.0817 | 1074.0817 | 1045.5761 | 1032 | 1535.85 | 1682573.9356 | 371520 | 168525.6 | 0 | 479002.8
933 | 1212.8 | 1262.2541 | 1262.2541 | 1228.7546 | 1212.8 | 1475.9 | 1901638.4837 | 436608 | 198050.24 | 0 | 635628.48
934 | 1396.8 | 1453.757 | 1453.757 | 1415.1751 | 1396.8 | 1776.55 | 2642318.0981 | 502848 | 228097.44 | 0 | 312114.96
935 | 964 | 1003.3088 | 1003.3088 | 976.6816 | 964 | 1681.35 | 1726109.2856 | 347040 | 157421.2 | 0 | 307178.6
936 | 1384.8 | 0 | 0 | 0 | 0 | 1538.7 | 0 | 0 | 0 | 2538338.4 | 0
937 | 1120 | 0 | 0 | 0 | 0 | 1616.9 | 0 | 0 | 0 | 2052960 | 0
938 | 1568.8 | 0 | 0 | 0 | 0 | 1264.75 | 0 | 0 | 0 | 2875610.4 | 0
939 | 1411.2 | 0 | 0 | 0 | 0 | 261.95 | 0 | 0 | 0 | 2586729.6 | 0
940 | 1482.4 | 0 | 0 | 0 | 0 | 260.7 | 0 | 0 | 0 | 2717239.2 | 0
941 | 1182.4 | 0 | 0 | 0 | 0 | 262.6 | 0 | 0 | 0 | 2167339.2 | 0
942 | 1132 | 10.9469 | 10.9469 | 10.6564 | 10.6564 | 269.65 | 3074.3619 | 3836.2917 | 1740.1845 | 2055422.8815 | 18439.2426
943 | 1137.6 | 1183.9877 | 1183.9877 | 1152.5653 | 1137.6 | 283.95 | 344956.8488 | 409536 | 185770.08 | 0 | 1952178.48
944 | 182.01 | 189.4318 | 189.4318 | 184.4044 | 182.01 | 1275.4 | 246690.6676 | 65523.6 | 29722.233 | 0 | 131884.446
945 | 481.147 | 500.7666 | 500.7666 | 487.4766 | 481.147 | 1369.7 | 702071.6758 | 173212.92 | 78571.3051 | 0 | 303266.9541
946 | 455.687 | 680.2996 | 474.2695 | 662.2448 | 455.687 | 1387.2 | 676353.9268 | 164047.32 | 74413.6871 | 0 | 279244.9936
947 | 498.735 | 1248.6387 | 519.0718 | 1215.5005 | 498.735 | 345.9 | 185173.1603 | 179544.6 | 81443.4255 | 0 | 824957.5635
948 | 415.99 | 1675.6954 | 432.9527 | 1631.2233 | 415.99 | 339.95 | 152330.1096 | 149756.4 | 67931.167 | 0 | 690564.1995
949 | 320.018 | 1905.2117 | 333.0673 | 1854.6484 | 320.018 | 1168.15 | 402586.71 | 115206.48 | 52258.9394 | 0 | 266206.9733
950 | 335.666 | 2960.0702 | 349.3534 | 2881.5115 | 335.666 | 1275.7 | 460491.9998 | 120839.76 | 54814.2578 | 0 | 243122.8838
951 | 408.03 | 2063.3827 | 424.6682 | 2008.6216 | 408.03 | 1291.7 | 564949.4956 | 146890.8 | 66631.299 | 0 | 289007.649
952 | 329.489 | 1873.1245 | 342.9245 | 1823.4128 | 329.489 | 769.2 | 271156.0089 | 118616.04 | 53805.5537 | 0 | 405535.0612
953 | 413.609 | 1098.6336 | 430.4746 | 1069.4764 | 413.609 | 384.35 | 169125.3097 | 148899.24 | 67542.3497 | 0 | 668247.3808
954 | 285.122 | 296.7484 | 296.7484 | 288.8728 | 285.122 | 766.6 | 231599.9379 | 102643.92 | 46560.4226 | 0 | 351669.4748
955 | 304.539 | 316.9571 | 316.9571 | 308.5453 | 304.539 | 1459 | 471018.2154 | 109634.04 | 49731.2187 | 0 | 164755.599
956 | 261.6 | 272.2672 | 272.2672 | 265.0414 | 261.6 | 1414.05 | 392949.7927 | 94176 | 42719.28 | 0 | 153284.52
957 | 204 | 212.3185 | 212.3185 | 206.6836 | 204 | 1487.65 | 322296.4469 | 73440 | 33313.2 | 0 | 104519.4
958 | 331.2 | 344.7053 | 344.7053 | 335.557 | 331.2 | 1536.65 | 541221.1942 | 119232 | 54084.96 | 0 | 153461.52
959 | 296.8 | 308.9026 | 308.9026 | 300.7044 | 296.8 | 1806.35 | 571448.7102 | 106848 | 48467.44 | 0 | 57475.32
960 | 302.4 | 314.7309 | 314.7309 | 306.3781 | 302.4 | 1798.7 | 579566.4767 | 108864 | 49381.92 | 0 | 60873.12
961 | 324.8 | 338.0443 | 338.0443 | 329.0728 | 324.8 | 897.55 | 310672.4667 | 116928 | 53039.84 | 0 | 358075.76
962 | 296.8 | 308.9026 | 308.9026 | 300.7044 | 296.8 | 731.45 | 231118.5295 | 106848 | 48467.44 | 0 | 376505.64
963 | 296.8 | 308.9026 | 308.9026 | 300.7044 | 296.8 | 255.75 | 81288.2468 | 106848 | 48467.44 | 0 | 517693.4
964 | 316 | 328.8855 | 328.8855 | 320.157 | 316 | 254.05 | 86108.9172 | 113760 | 51602.8 | 0 | 551720.2
965 | 227.2 | 236.4645 | 236.4645 | 230.1888 | 227.2 | 254 | 62004.4248 | 81792 | 37101.76 | 0 | 396691.2
966 | 276 | 287.2544 | 287.2544 | 279.6308 | 276 | 258.35 | 76598.7367 | 99360 | 45070.8 | 0 | 480695.4
967 | 256.8 | 267.2715 | 267.2715 | 260.1782 | 256.8 | 268.45 | 73776.1986 | 92448 | 41935.44 | 0 | 444662.04
968 | 246.146 | 256.183 | 256.183 | 249.3841 | 246.146 | 288 | 75328.6422 | 88612.56 | 40195.6418 | 0 | 421401.952
969 | 460.316 | 487.0273 | 479.0862 | 474.1019 | 460.316 | 311.85 | 152964.653 | 165713.76 | 75169.6028 | 0 | 777082.4554
970 | 1172.832 | 1251.6902 | 1220.6574 | 1218.471 | 1172.832 | 316.9 | 398471.1422 | 422219.52 | 191523.4656 | 0 | 1973993.5392
971 | 1566.318 | 3248.4725 | 1630.1874 | 3162.2598 | 1566.318 | 317.5 | 534163.7748 | 563874.48 | 255779.7294 | 0 | 2635330.035
972 | 1214.229 | 3627.2279 | 1263.7414 | 3530.9632 | 1214.229 | 314.55 | 411583.2856 | 437122.44 | 198283.5957 | 0 | 2046522.2681
973 | 1567.117 | 3596.0628 | 1631.019 | 3500.6253 | 1567.117 | 305.65 | 517750.2449 | 564162.12 | 255910.2061 | 0 | 2655244.6889
974 | 1509.312 | 3132.9109 | 1570.8569 | 3049.7652 | 1509.312 | 312.4 | 509499.7492 | 543352.32 | 246470.6496 | 0 | 2547114.9312
975 | 1604.899 | 2599.0923 | 1670.3416 | 2530.1138 | 1604.899 | 322.5 | 560053.4721 | 577763.64 | 262080.0067 | 0 | 2692218.0725
976 | 1215.644 | 1954.3655 | 1265.2141 | 1902.4977 | 1215.644 | 334.85 | 440055.4538 | 437631.84 | 198514.6652 | 0 | 2024229.6066
977 | 1300.307 | 972.3613 | 972.3613 | 946.5554 | 946.5554 | 345.95 | 352238.4884 | 340759.9406 | 154572.4953 | 648426.6999 | 1565649.944
978 | 1151.05 | 197.3792 | 197.3792 | 192.1408 | 192.1408 | 349.9 | 71838.5265 | 69170.6954 | 31376.596 | 1757680.5261 | 317051.5678
979 | 1456.677 | 1299.8511 | 1299.8511 | 1265.3538 | 1265.3538 | 354.05 | 477568.136 | 455527.3591 | 206632.2715 | 650116.318 | 2082709.0462
980 | 1494.4 | 1555.3368 | 1555.3368 | 1514.059 | 1494.4 | 327.45 | 521942.0945 | 537984 | 244035.52 | 0 | 2499458.72
981 | 1808.8 | 1676.6383 | 1676.6383 | 1632.1413 | 1632.1413 | 311.25 | 542124.3486 | 587570.8558 | 266528.6688 | 600286.3775 | 2756278.5633
982 | 1650.4 | 1676.6383 | 1676.6383 | 1632.1413 | 1632.1413 | 1423.35 | 2485928.8448 | 587570.8558 | 266528.6688 | 62043.1775 | 941174.2611
983 | 1209.6 | 1258.9236 | 1258.9236 | 1225.5125 | 1209.6 | 1335.6 | 1730792.5687 | 435456 | 197527.68 | 0 | 803658.24
984 | 1028 | 0 | 0 | 0 | 0 | 1218.95 | 0 | 0 | 0 | 1884324 | 0
985 | 1335.2 | 0 | 0 | 0 | 0 | 652.6 | 0 | 0 | 0 | 1588888 | 0
986 | 1325.6 | 0 | 0 | 0 | 0 | 253.1 | 0 | 0 | 0 | 1577464 | 0
987 | 1358.4 | 0 | 0 | 0 | 0 | 248.8 | 0 | 0 | 0 | 1616496 | 0
988 | 1510.4 | 0 | 0 | 0 | 0 | 247.6 | 0 | 0 | 0 | 1797376 | 0
989 | 1220.8 | 0 | 0 | 0 | 0 | 248.3 | 0 | 0 | 0 | 1452752 | 0
990 | 1460.8 | 0 | 0 | 0 | 0 | 249.75 | 0 | 0 | 0 | 1738352 | 0
991 | 1494.4 | 44.437 | 44.437 | 43.2577 | 43.2577 | 251.8 | 11680.2513 | 15572.7619 | 7063.9778 | 2659943.8872 | 75623.0622
992 | 1213.91 | 984.4343 | 984.4343 | 958.308 | 958.308 | 1310.35 | 1338900.1803 | 344990.8765 | 156491.6948 | 468518.4837 | 660897.1055
993 | 1285.355 | 1337.7677 | 1337.7677 | 1302.264 | 1285.355 | 1275.05 | 1754393.8288 | 462727.8 | 209898.4715 | 0 | 931818.1073
994 | 1854.487 | 1930.107 | 1930.107 | 1878.883 | 1854.487 | 1278.8 | 2552075.168 | 667615.32 | 302837.7271 | 0 | 1337456.0244
995 | 1700.494 | 1769.8347 | 1769.8347 | 1722.8642 | 1700.494 | 1260.05 | 2305885.194 | 612177.84 | 277690.6702 | 0 | 1258280.5353
996 | 1593.166 | 1658.1302 | 1658.1302 | 1614.1243 | 1593.166 | 738.5 | 1263713.0229 | 573539.76 | 260164.0078 | 0 | 2009778.909
997 | 1302.813 | 1355.9375 | 1355.9375 | 1319.9517 | 1302.813 | 282.5 | 396993.9793 | 469012.68 | 212749.3629 | 0 | 2237581.3275
998 | 1470.149 | 1530.097 | 1530.097 | 1489.489 | 1470.149 | 289.05 | 458182.0847 | 529253.64 | 240075.3317 | 0 | 2515351.4315
999 | 1044.668 | 1374.9057 | 1087.2662 | 1338.4164 | 1044.668 | 298.65 | 335031.5053 | 376080.48 | 170594.2844 | 0 | 1777345.9018
1000 | 1161.083 | 1993.9753 | 1208.4282 | 1941.0563 | 1161.083 | 308.5 | 384754.8802 | 417989.88 | 189604.8539 | 0 | 1963971.8945
1001 | 1434.037 | 1078.8442 | 1078.8442 | 1050.2123 | 1050.2123 | 320.4 | 359872.7923 | 378076.4304 | 171499.6697 | 703550.663 | 1763936.5902
1002 | 1519.101 | 146.148 | 146.148 | 142.2693 | 142.2693 | 833.75 | 126080.3482 | 51216.9378 | 23232.5721 | 2523732.5581 | 165921.5381
1003 | 1470.4 | 1530.3582 | 1530.3582 | 1489.7433 | 1470.4 | 1512.15 | 2355580.1137 | 529344 | 240116.32 | 0 | 717334.64
1004 | 1118.4 | 1164.0048 | 1164.0048 | 1133.1127 | 1118.4 | 1743.45 | 2074117.4195 | 402624 | 182634.72 | 0 | 286925.52
1005 | 1686.4 | 1676.6383 | 1676.6383 | 1632.1413 | 1632.1413 | 1509.85 | 2628972.1462 | 587570.8558 | 266528.6688 | 184371.1775 | 799994.0416
1006 | 1632 | 1676.6383 | 1676.6383 | 1632.1413 | 1632 | 1388.35 | 2411755.0839 | 587520 | 266505.6 | 0 | 998212.8
1007 | 1343.2 | 1397.9714 | 1397.9714 | 1360.87 | 1343.2 | 1266.9 | 1813091.7158 | 483552 | 219344.56 | 0 | 984699.92
1008 | 1206.4 | 0 | 0 | 0 | 0 | 956.05 | 0 | 0 | 0 | 2211331.2 | 0
1009 | 1653.6 | 0 | 0 | 0 | 0 | 1123.85 | 0 | 0 | 0 | 1967784 | 0
1010 | 1780 | 0 | 0 | 0 | 0 | 1064.9 | 0 | 0 | 0 | 2118200 | 0
1011 | 1225.6 | 0 | 0 | 0 | 0 | 1159.95 | 0 | 0 | 0 | 1458464 | 0
1012 | 1333.6 | 0 | 0 | 0 | 0 | 1158.7 | 0 | 0 | 0 | 1586984 | 0
1013 | 1466.4 | 0 | 0 | 0 | 0 | 1111.1 | 0 | 0 | 0 | 1745016 | 0
1014 | 1376 | 0 | 0 | 0 | 0 | 1118.15 | 0 | 0 | 0 | 1637440 | 0
1015 | 1212 | 28.6692 | 28.6692 | 27.9084 | 27.9084 | 1181.95 | 35163.9199 | 10047.0138 | 4557.4371 | 2170439.9549 | 22830.4434
1016 | 1119.408 | 860.5705 | 860.5705 | 837.7314 | 837.7314 | 1153.9 | 1025208.2592 | 301583.2981 | 136801.5349 | 516313.238 | 708804.5236
1017 | 1135.205 | 1181.495 | 1181.495 | 1150.1388 | 1135.205 | 1234.95 | 1494525.7472 | 408673.8 | 185378.9765 | 0 | 868488.5853
1018 | 1502.098 | 1563.3487 | 1563.3487 | 1521.8583 | 1502.098 | 1263.95 | 2040523.8838 | 540755.28 | 245292.6034 | 0 | 1105619.2329
1019 | 1740.14 | 1811.0973 | 1811.0973 | 1763.0318 | 1740.14 | 1144.9 | 2128988.1904 | 626450.4 | 284164.862 | 0 | 1487993.714
1020 | 1403.041 | 1460.2525 | 1460.2525 | 1421.4982 | 1403.041 | 1138.95 | 1712487.2107 | 505094.76 | 229116.5953 | 0 | 1208088.453
1021 | 1200.195 | 1313.9328 | 1249.1361 | 1279.0618 | 1200.195 | 1174.15 | 1533180.5988 | 432070.2 | 195991.8435 | 0 | 991181.0407
1022 | 1044.046 | 1190.5154 | 1086.6199 | 1158.9198 | 1044.046 | 1138.6 | 1289013.7414 | 375856.56 | 170492.7118 | 0 | 899341.2244
1023 | 1298.188 | 1621.0525 | 1351.1239 | 1578.0307 | 1298.188 | 755.1 | 1060155.6081 | 467347.68 | 211994.1004 | 0 | 1616114.2412
1024 | 1559.024 | 1876.5892 | 1622.596 | 1826.7856 | 1559.024 | 369.7 | 619964.2995 | 561248.64 | 254588.6192 | 0 | 2541676.8272
1025 | 1238.191 | 995.7018 | 995.7018 | 969.2764 | 969.2764 | 384.35 | 398143.9228 | 348939.5069 | 158282.8374 | 492920.4472 | 1566011.4285
1026 | 1380.315 | 1309.7073 | 1309.7073 | 1274.9484 | 1274.9484 | 1190.65 | 1608892.9957 | 458981.4076 | 208199.0663 | 193137.0614 | 1031879.4506
1027 | 886.366 | 922.5092 | 922.5092 | 898.0263 | 886.366 | 1274.4 | 1197326.5995 | 319091.76 | 144743.5678 | 0 | 643147.1696
1028 | 1113.6 | 1159.009 | 1159.009 | 1128.2496 | 1113.6 | 1325.6 | 1568657.2996 | 400896 | 181850.88 | 0 | 751011.84
1029 | 1129.6 | 1175.6615 | 1175.6615 | 1144.4601 | 1129.6 | 1262.6 | 1518226.5186 | 406656 | 184463.68 | 0 | 832967.04
1030 | 1440.8 | 1499.5512 | 1499.5512 | 1459.7539 | 1440.8 | 1312.55 | 2014886.4294 | 518688 | 235282.64 | 0 | 990477.96
1031 | 1332.8 | 1387.1473 | 1387.1473 | 1350.3332 | 1332.8 | 1224.9 | 1741349.983 | 479808 | 217646.24 | 0 | 1033053.28
1032 | 138.4 | 144.0435 | 144.0435 | 140.2207 | 138.4 | 1250.25 | 184862.6124 | 49824 | 22600.72 | 0 | 103765.4
1033 | 97.6 | 0 | 0 | 0 | 0 | 1336.45 | 0 | 0 | 0 | 116144 | 0
1034 | 94.4 | 0 | 0 | 0 | 0 | 1283.4 | 0 | 0 | 0 | 112336 | 0
1035 | 103.2 | 0 | 0 | 0 | 0 | 1278.95 | 0 | 0 | 0 | 122808 | 0
1036 | 92.8 | 0 | 0 | 0 | 0 | 1278.2 | 0 | 0 | 0 | 110432 | 0
1037 | 98.4 | 0 | 0 | 0 | 0 | 1311.6 | 0 | 0 | 0 | 117096 | 0
1038 | 89.6 | 0 | 0 | 0 | 0 | 1324.95 | 0 | 0 | 0 | 106624 | 0
1039 | 84.8 | 88.2579 | 88.2579 | 85.9156 | 84.8 | 1332.95 | 121094.3965 | 30528 | 13847.84 | 0 | 56565.84
1040 | 86.437 | 89.9616 | 89.9616 | 87.5741 | 86.437 | 1369.45 | 126526.4705 | 31117.32 | 14115.1621 | 0 | 54502.8503
1041 | 660.137 | 687.0553 | 687.0553 | 668.8212 | 660.137 | 1356.4 | 961807.9551 | 237649.32 | 107800.3721 | 0 | 424864.1732
1042 | 1046.053 | 1088.7077 | 1088.7077 | 1059.814 | 1046.053 | 1314.4 | 1496533.4787 | 376579.08 | 170820.4549 | 0 | 717173.9368
1043 | 1011.485 | 1325.5541 | 1052.7312 | 1290.3747 | 1011.485 | 1288.45 | 1394616.8017 | 364134.6 | 165175.5005 | 0 | 719722.1517
1044 | 1077.866 | 1615.1971 | 1121.819 | 1572.3307 | 1077.866 | 1324.95 | 1531706.0714 | 388031.76 | 176015.5178 | 0 | 727613.4433
1045 | 1280.894 | 1710.7956 | 1333.1247 | 1665.392 | 1280.894 | 1313.1 | 1831974.0539 | 461121.84 | 209169.9902 | 0 | 879846.0886
1046 | 1305.495 | 3098.7922 | 1358.7289 | 3016.5519 | 1305.495 | 1300.15 | 1846608.7595 | 469978.2 | 213187.3335 | 0 | 913650.6757
1047 | 1222.683 | 2564.0046 | 1272.5401 | 2495.9573 | 1222.683 | 823.7 | 1089807.5841 | 440165.88 | 199664.1339 | 0 | 1438242.0129
1048 | 1378.71 | 2119.8229 | 1434.9294 | 2063.564 | 1378.71 | 837.8 | 1241933.9757 | 496335.6 | 225143.343 | 0 | 1602336.762
1049 | 1442.884 | 1195.6204 | 1195.6204 | 1163.8893 | 1163.8893 | 1426.35 | 1771944.1938 | 419000.1577 | 190063.1271 | 511397.2357 | 667665.1124
1050 | 1317.715 | 205.4816 | 205.4816 | 200.0282 | 200.0282 | 1627.65 | 345581.3626 | 72010.164 | 32664.6105 | 2048719.8435 | 74480.5127
1051 | 1407.2 | 998.7034 | 998.7034 | 972.1983 | 972.1983 | 1540.45 | 1590244.8561 | 349991.4051 | 158759.9901 | 1478135.6156 | 446773.7505
1052 | 1616.8 | 1676.6383 | 1676.6383 | 1632.1413 | 1616.8 | 1363.9 | 2343120.1465 | 582048 | 264023.44 | 0 | 1028446.48
1053 | 1705.6 | 1676.6383 | 1676.6383 | 1632.1413 | 1632.1413 | 1363.15 | 2363826.1509 | 587570.8558 | 266528.6688 | 249612.7775 | 1039429.1654
1054 | 1624 | 1676.6383 | 1676.6383 | 1632.1413 | 1624 | 1476.55 | 2549162.4412 | 584640 | 265199.2 | 0 | 850082.8
1055 | 1382.4 | 1438.7698 | 1438.7698 | 1400.5857 | 1382.4 | 1516.4 | 2234300.3076 | 497664 | 225745.92 | 0 | 668528.64
1056 | 136.8 | 0 | 0 | 0 | 0 | 1431.75 | 0 | 0 | 0 | 250754.4 | 0
1057 | 104.8 | 0 | 0 | 0 | 0 | 1507.9 | 0 | 0 | 0 | 124712 | 0
1058 | 96.8 | 0 | 0 | 0 | 0 | 1434.9 | 0 | 0 | 0 | 115192 | 0
1059 | 100 | 0 | 0 | 0 | 0 | 1430.95 | 0 | 0 | 0 | 119000 | 0
1060 | 98.4 | 0 | 0 | 0 | 0 | 1429.7 | 0 | 0 | 0 | 117096 | 0
1061 | 101.6 | 0 | 0 | 0 | 0 | 1431.6 | 0 | 0 | 0 | 120904 | 0
1062 | 95.2 | 0 | 0 | 0 | 0 | 1438.65 | 0 | 0 | 0 | 113288 | 0
1063 | 92.8 | 35.9973 | 35.9973 | 35.042 | 35.042 | 1440.75 | 54031.5732 | 12615.1189 | 5722.3581 | 105870.4196 | 19597.2368
1064 | 85.97 | 89.4756 | 89.4756 | 87.1009 | 85.97 | 1476.85 | 135623.8631 | 30949.2 | 14038.901 | 0 | 44975.2055
1065 | 932.616 | 970.6451 | 970.6451 | 944.8847 | 932.616 | 1401 | 1403120.7268 | 335741.76 | 152296.1928 | 0 | 558636.984
1066 | 1383.414 | 1439.8252 | 1439.8252 | 1401.613 | 1383.414 | 1331.9 | 1992938.8351 | 498029.04 | 225911.5062 | 0 | 924258.8934
1067 | 1261.111 | 1724.8076 | 1312.5351 | 1679.0321 | 1261.111 | 1330.9 | 1802713.6312 | 453999.96 | 205939.4263 | 0 | 843809.3701
1068 | 1457.305 | 2006.2347 | 1516.7303 | 1952.9903 | 1457.305 | 1325.45 | 2075040.225 | 524629.8 | 237977.9065 | 0 | 983025.0877
1069 | 1348.064 | 2022.4052 | 1403.0337 | 1968.7317 | 1348.064 | 1389.7 | 2027191.123 | 485303.04 | 220138.8512 | 0 | 822723.4592
1070 | 1417.335 | 3267.347 | 1475.1294 | 3180.6334 | 1417.335 | 1325.1 | 2031980.5653 | 510240.6 | 231450.8055 | 0 | 956559.3915
1071 | 1553.989 | 2928.6928 | 1617.3557 | 2850.9669 | 1553.989 | 1340.6 | 2250569.1164 | 559436.04 | 253766.4037 | 0 | 1024700.3466
1072 | 1478.554 | 2190.8643 | 1538.8447 | 2132.7199 | 1478.554 | 1450 | 2298741.8435 | 532279.44 | 241447.8682 | 0 | 813204.7
1073 | 1282.839 | 1201.9078 | 1201.9078 | 1170.0098 | 1170.0098 | 1518.35 | 1887999.1556 | 421203.527 | 191062.5999 | 206815.9288 | 563535.2188
1074 | 1716.587 | 201.9076 | 201.9076 | 196.5491 | 196.5491 | 1572.6 | 327116.7026 | 70757.6611 | 32096.4613 | 2786229.5468 | 84005.0676
1075 | 1229.933 | 1280.0857 | 1280.0857 | 1246.1129 | 1229.933 | 1630.3 | 2123167.2245 | 442775.88 | 200848.0589 | 0 | 454706.2301
1076 | 828.8 | 862.5958 | 862.5958 | 839.703 | 828.8 | 1581.1 | 1388057.9911 | 298368 | 135343.04 | 0 | 347184.32
1077 | 1254.4 | 1305.5504 | 1305.5504 | 1270.9018 | 1254.4 | 1555.65 | 2068208.5304 | 451584 | 204843.52 | 0 | 557392.64
1078 | 1271.2 | 1323.0355 | 1323.0355 | 1287.9228 | 1271.2 | 1712.05 | 2307039.9155 | 457632 | 207586.96 | 0 | 366042.04
1079 | 1333.6 | 1387.9799 | 1387.9799 | 1351.1437 | 1333.6 | 1764.7 | 2500863.1194 | 480096 | 217776.88 | 0 | 313796.08
1080 | 1302.4 | 268.0562 | 268.0562 | 260.9422 | 260.9422 | 1622.05 | 450682.9024 | 93939.1776 | 42611.8547 | 1908992.2208 | 98623.0894
1081 | 1362.4 | 0 | 0 | 0 | 0 | 1384.4 | 0 | 0 | 0 | 1621256 | 0
1082 | 933.6 | 0 | 0 | 0 | 0 | 1499 | 0 | 0 | 0 | 1110984 | 0
1083 | 1361.6 | 0 | 0 | 0 | 0 | 1495.05 | 0 | 0 | 0 | 1620304 | 0
1084 | 1337.6 | 0 | 0 | 0 | 0 | 1493.75 | 0 | 0 | 0 | 1591744 | 0
1085 | 996 | 0 | 0 | 0 | 0 | 1494.45 | 0 | 0 | 0 | 1185240 | 0
1086 | 1271.2 | 0 | 0 | 0 | 0 | 1478.5 | 0 | 0 | 0 | 1512728 | 0
1087 | 1043.2 | 1085.7384 | 1085.7384 | 1056.9234 | 1043.2 | 1492.8 | 1651315.8651 | 375552 | 170354.56 | 0 | 529111.04
1088 | 860.551 | 895.6415 | 895.6415 | 871.8717 | 860.551 | 1539.7 | 1406735.3796 | 309798.36 | 140527.9783 | 0 | 396111.6253
1089 | 1094.398 | 1139.024 | 1139.024 | 1108.795 | 1094.398 | 1571.25 | 1828003.8626 | 393983.28 | 178715.1934 | 0 | 469223.1425
1090 | 1122.775 | 1202.6759 | 1168.5582 | 1170.7575 | 1122.775 | 1471.2 | 1763163.2411 | 404199 | 183349.1575 | 0 | 593723.42
1091 | 1142.288 | 1706.4035 | 1188.8679 | 1661.1165 | 1142.288 | 1369.2 | 1669775.7408 | 411223.68 | 186535.6304 | 0 | 720555.2704
1092 | 987.833 | 1986.1737 | 1028.1147 | 1933.4617 | 987.833 | 1401.55 | 1477074.5218 | 355619.88 | 161313.1289 | 0 | 591168.6589
1093 | 1098.997 | 2018.9842 | 1143.8116 | 1965.4014 | 1098.997 | 1451.45 | 1703939.4028 | 395638.92 | 179466.2101 | 0 | 602854.8043
1094 | 1323.29 | 2872.52 | 1377.2495 | 2796.2849 | 1323.29 | 1359.95 | 1925548.9754 | 476384.4 | 216093.257 | 0 | 846971.7645
1095 | 1200.589 | 2975.9149 | 1249.5452 | 2896.9358 | 1200.589 | 1244.65 | 1592352.2412 | 432212.04 | 196056.1837 | 0 | 906864.9012
1096 | 1175.229 | 1831.8358 | 1223.1511 | 1783.2199 | 1175.229 | 1393 | 1740407.9777 | 423082.44 | 191914.8957 | 0 | 713364.003
1097 | 1183.22 | 1200.4694 | 1200.4694 | 1168.6096 | 1168.6096 | 1445.95 | 1792940.376 | 420699.462 | 190833.9504 | 26780.8325 | 647468.1582
1098 | 1286.45 | 191.2937 | 191.2937 | 186.2169 | 186.2169 | 1518.9 | 299072.6206 | 67038.0848 | 30409.2201 | 2016727.268 | 89588.9517
1099 | 1205.541 | 1254.6991 | 1254.6991 | 1221.4001 | 1205.541 | 1608.45 | 2049707.2127 | 433994.76 | 196864.8453 | 0 | 472029.5785
1100 | 1044 | 1086.571 | 1086.571 | 1057.734 | 1044 | 1574.1 | 1741262.7765 | 375840 | 170485.2 | 0 | 444639.6
1101 | 1465.6 | 1525.3625 | 1525.3625 | 1484.8802 | 1465.6 | 1431.6 | 2219793.6638 | 527616 | 239332.48 | 0 | 833047.04
1102 | 1054.4 | 1097.3951 | 1097.3951 | 1068.2708 | 1054.4 | 1537.55 | 1714532.3135 | 379584 | 172183.52 | 0 | 487607.28
1103 | 1262.4 | 1313.8766 | 1313.8766 | 1279.0071 | 1262.4 | 1494.35 | 1996387.1104 | 454464 | 206149.92 | 0 | 638332.56
1104 | 936 | 0 | 0 | 0 | 0 | 1351.3 | 0 | 0 | 0 | 1715688 | 0
1105 | 1169.6 | 0 | 0 | 0 | 0 | 1360.4 | 0 | 0 | 0 | 2143876.8 | 0
1106 | 1276 | 0 | 0 | 0 | 0 | 1247.95 | 0 | 0 | 0 | 2338908 | 0
1107 | 1006.4 | 0 | 0 | 0 | 0 | 1246.95 | 0 | 0 | 0 | 1844731.2 | 0
1108 | 1429.6 | 0 | 0 | 0 | 0 | 1245.7 | 0 | 0 | 0 | 2620456.8 | 0
1109 | 1362.4 | 0 | 0 | 0 | 0 | 1247.6 | 0 | 0 | 0 | 2497279.2 | 0
1110 | 1094.4 | 0 | 0 | 0 | 0 | 1254.65 | 0 | 0 | 0 | 2006035.2 | 0
1111 | 1244 | 1246.8454 | 1246.8454 | 1213.7548 | 1213.7548 | 1268.95 | 1632662.2452 | 436951.7269 | 198206.1583 | 55439.4574 | 887315.4442
1112 | 182.026 | 189.4484 | 189.4484 | 184.4206 | 182.026 | 1369.45 | 264185.3747 | 65529.36 | 29724.8458 | 0 | 114776.4943
1113 | 152.29 | 430.0105 | 158.5009 | 418.5982 | 152.29 | 1363.2 | 220502.0202 | 54824.4 | 24868.957 | 0 | 96978.272
1114 | 181.165 | 1215.6596 | 188.5523 | 1183.3966 | 181.165 | 1370.2 | 265328.5094 | 65219.4 | 29584.2445 | 0 | 114097.717
1115 | 170.605 | 1705.8967 | 177.5628 | 1660.6231 | 170.605 | 1287.9 | 234478.1776 | 61417.8 | 27859.7965 | 0 | 121487.8205
1116 | 185.42 | 1968.7823 | 192.9819 | 1916.5319 | 185.42 | 1324.95 | 262038.2763 | 66751.2 | 30279.086 | 0 | 125167.771
1117 | 195.463 | 2884.7564 | 203.4334 | 2808.1966 | 195.463 | 1313.1 | 272784.2699 | 70366.68 | 31919.1079 | 0 | 134263.5347
1118 | 197.058 | 3473.7414 | 205.0934 | 3381.5502 | 197.058 | 1318.7 | 276782.8142 | 70940.88 | 32179.5714 | 0 | 134255.6154
1119 | 129.537 | 2728.6056 | 134.8191 | 2656.1899 | 129.537 | 1266.65 | 174999.1795 | 46633.32 | 21153.3921 | 0 | 94995.9589
1120 | 177.796 | 2067.8393 | 185.046 | 2012.9599 | 177.796 | 1115.75 | 210415.3647 | 64006.56 | 29034.0868 | 0 | 157216.113
1121 | 117.348 | 1261.4475 | 122.1331 | 1227.9694 | 117.348 | 1310.45 | 162422.1249 | 42245.28 | 19162.9284 | 0 | 80917.3134
1122 | 99.261 | 237.2076 | 103.3085 | 230.9122 | 99.261 | 1323.65 | 138783.1808 | 35733.96 | 16209.3213 | 0 | 67135.1773
1123 | 110.145 | 114.6364 | 114.6364 | 111.594 | 110.145 | 1484.4 | 172213.4903 | 39652.2 | 17986.6785 | 0 | 56790.762
1124 | 108 | 112.4039 | 112.4039 | 109.4208 | 108 | 1450.6 | 165104.908 | 38880 | 17636.4 | 0 | 59335.2
1125 | 100 | 104.0777 | 104.0777 | 101.3155 | 100 | 1368.9 | 144028.0745 | 36000 | 16330 | 0 | 63110
1126 | 91.2 | 94.9188 | 94.9188 | 92.3997 | 91.2 | 1350.85 | 129431.5705 | 32832 | 14892.96 | 0 | 59202.48
1127 | 100 | 104.0777 | 104.0777 | 101.3155 | 100 | 1292.85 | 136326.2097 | 36000 | 16330 | 0 | 70715
1128 | 93.6 | 97.4167 | 97.4167 | 94.8313 | 93.6 | 1313.5 | 129840.0209 | 33696 | 15284.88 | 0 | 64256.4
1129 | 98.4 | 102.4124 | 102.4124 | 99.6945 | 98.4 | 1472.55 | 153515.8934 | 35424 | 16068.72 | 0 | 51901.08
1130 | 90.4 | 94.0862 | 94.0862 | 91.5892 | 90.4 | 1446.75 | 138536.8091 | 32544 | 14762.32 | 0 | 50013.8
1131 | 96.8 | 100.7472 | 100.7472 | 98.0734 | 96.8 | 1380.05 | 141559.7981 | 34848 | 15807.44 | 0 | 60011.16
1132 | 91.2 | 94.9188 | 94.9188 | 92.3997 | 91.2 | 1441.05 | 139315.4374 | 32832 | 14892.96 | 0 | 50976.24
1133 | 96.8 | 100.7472 | 100.7472 | 98.0734 | 96.8 | 1441 | 147907.0133 | 34848 | 15807.44 | 0 | 54111.2
1134 | 89.6 | 93.2536 | 93.2536 | 90.7787 | 89.6 | 1445.35 | 137091.731 | 32256 | 14631.68 | 0 | 49696.64
1135 | 92.8 | 96.5841 | 96.5841 | 94.0208 | 92.8 | 1455.45 | 142722.2965 | 33408 | 15154.24 | 0 | 50534.24
1136 | 86.74 | 90.277 | 90.277 | 87.8811 | 86.74 | 1474.05 | 135058.0328 | 31226.4 | 14164.642 | 0 | 45620.903
1137 | 858.247 | 2125.2163 | 893.2436 | 2068.8142 | 858.247 | 1498.85 | 1361154.0265 | 308968.92 | 140151.7351 | 0 | 430110.4841
1138 | 1207.142 | 3136.0489 | 1256.3654 | 3052.8198 | 1207.142 | 1503.9 | 1932647.5302 | 434571.12 | 197126.2886 | 0 | 598863.1462
1139 | 1636.944 | 3630.3606 | 1703.6933 | 3534.0128 | 1636.944 | 1379.1 | 2410203.3032 | 589299.84 | 267312.9552 | 0 | 1016378.5296
1140 | 1392.639 | 3913.9619 | 1449.4264 | 3810.0874 | 1392.639 | 1376.15 | 2043284.2514 | 501350.04 | 227417.9487 | 0 | 868797.8402
1141 | 1733.618 | 3933.3796 | 1804.3094 | 3828.9899 | 1733.618 | 1492.65 | 2747205.5991 | 624102.48 | 283099.8194 | 0 | 879551.0923
1142 | 1461.298 | 2665.4648 | 1520.885 | 2594.7248 | 1461.298 | 1374 | 2141787.7862 | 526067.28 | 238629.9634 | 0 | 914772.548
1143 | 1523.695 | 1588.625 | 1585.8264 | 1546.4638 | 1523.695 | 1384.1 | 2241874.1487 | 548530.2 | 248819.3935 | 0 | 938443.7505
1144 | 1550.416 | 2135.6719 | 1613.637 | 2078.9923 | 1550.416 | 1426.9 | 2340589.004 | 558149.76 | 253182.9328 | 0 | 888543.4096
1145 | 1733.837 | 1356.6754 | 1356.6754 | 1320.67 | 1320.67 | 1493.3 | 2078221.1907 | 475441.2071 | 215665.4142 | 757335.0749 | 669183.499
1146 | 1717.427 | 273.9897 | 273.9897 | 266.7182 | 266.7182 | 1607.4 | 452779.14 | 96018.5367 | 43555.0751 | 2659149.3084 | 104713.5486
1147 | 1575.959 | 1640.2216 | 1640.2216 | 1596.691 | 1575.959 | 1622.05 | 2696336.4552 | 567345.24 | 257354.1047 | 0 | 595633.704
1148 | 1707.2 | 1676.6383 | 1676.6383 | 1632.1413 | 1632.1413 | 1577.5 | 2717770.7536 | 587570.8558 | 266528.6688 | 255049.5775 | 689579.685
1149 | 1400 | 1457.0875 | 1457.0875 | 1418.4172 | 1400 | 1521.3 | 2241949.3791 | 504000 | 228620 | 0 | 670180
1150 | 1287.2 | 1339.6879 | 1339.6879 | 1304.1333 | 1287.2 | 1550.55 | 2096475.1517 | 463392 | 210199.76 | 0 | 578532.04
1151 | 1057.6 | 1100.7255 | 1100.7255 | 1071.5129 | 1057.6 | 1517.95 | 1692811.3545 | 380736 | 172706.08 | 0 | 509816.08
1152 | 1536.8 | 0 | 0 | 0 | 0 | 1503.05 | 0 | 0 | 0 | 2816954.4 | 0
1153 | 997.6 | 0 | 0 | 0 | 0 | 1639.6 | 0 | 0 | 0 | 1187144 | 0
1154 | 1274.4 | 0 | 0 | 0 | 0 | 1517.1 | 0 | 0 | 0 | 1516536 | 0
1155 | 1188.8 | 0 | 0 | 0 | 0 | 1512.8 | 0 | 0 | 0 | 1414672 | 0
1156 | 1111.2 | 0 | 0 | 0 | 0 | 1511.6 | 0 | 0 | 0 | 1322328 | 0
1157 | 1072.8 | 0 | 0 | 0 | 0 | 1481.4 | 0 | 0 | 0 | 1276632 | 0
1158 | 1068.8 | 0 | 0 | 0 | 0 | 1482.85 | 0 | 0 | 0 | 1271872 | 0
1159 | 1287.2 | 354.8424 | 354.8424 | 345.4251 | 345.4251 | 1483.65 | 544155.3701 | 124353.0413 | 56407.9213 | 1726273.3645 | 178360.258
1160 | 1071.05 | 1114.724 | 1114.724 | 1085.1398 | 1071.05 | 1494.95 | 1699214.5328 | 385578 | 174902.465 | 0 | 540933.8025
1161 | 1356.959 | 1412.2914 | 1412.2914 | 1374.81 | 1356.959 | 1464.05 | 2116424.5954 | 488505.24 | 221591.4047 | 0 | 727262.176
1162 | 1375.012 | 1431.0806 | 1431.0806 | 1393.1005 | 1375.012 | 1467.3 | 2151840.0342 | 495004.32 | 224539.4596 | 0 | 732468.8924
1163 | 1335.484 | 1925.7285 | 1389.9408 | 1874.6207 | 1335.484 | 1473.5 | 2100922.3773 | 480774.24 | 218084.5372 | 0 | 703132.326
1164 | 1194.744 | 1973.8602 | 1243.4629 | 1921.4751 | 1194.744 | 1475.95 | 1879385.5388 | 430107.84 | 195101.6952 | 0 | 626105.5932
1165 | 1239.472 | 1290.0137 | 1290.0137 | 1255.7774 | 1239.472 | 1469.4 | 1941981.6795 | 446209.92 | 202405.7776 | 0 | 657663.8432
1166 | 1494.782 | 1555.7344 | 1555.7344 | 1514.4461 | 1494.782 | 1413.25 | 2254031.3509 | 538121.52 | 244097.9006 | 0 | 877063.3385
1167 | 1663.536 | 1826.6673 | 1731.3686 | 1778.1886 | 1663.536 | 1328.9 | 2349319.8334 | 598872.96 | 271655.4288 | 0 | 1116399.0096
1168 | 1380.276 | 1702.4371 | 1436.5592 | 1657.2554 | 1380.276 | 1495.5 | 2182984.9054 | 496899.36 | 225399.0708 | 0 | 696349.242
1169 | 1448.549 | 1399.979 | 1399.979 | 1362.8244 | 1362.8244 | 1568.95 | 2251337.94 | 490616.7717 | 222549.2189 | 157133.2545 | 587445.4429
1170 | 1689.979 | 277.1984 | 277.1984 | 269.8417 | 269.8417 | 1840.75 | 522706.7319 | 97143.0173 | 44065.152 | 2603111.6438 | 42972.2931
1171 | 1823.205 | 1676.6383 | 1676.6383 | 1632.1413 | 1632.1413 | 1855.35 | 3190193.8104 | 587570.8558 | 266528.6688 | 649234.5675 | 236089.2342
1172 | 855.2 | 890.0723 | 890.0723 | 866.4503 | 855.2 | 1828.45 | 1656460.3979 | 307872 | 139654.16 | 0 | 146709.56
1173 | 1082.4 | 1126.5368 | 1126.5368 | 1096.6391 | 1082.4 | 1809.75 | 2077132.4347 | 389664 | 176755.92 | 0 | 205926.6
1174 | 1165.6 | 1213.1294 | 1213.1294 | 1180.9336 | 1165.6 | 1798.35 | 2224745.1177 | 419616 | 190342.48 | 0 | 235043.24
1175 | 1396.8 | 1453.757 | 1453.757 | 1415.1751 | 1396.8 | 1781.9 | 2641219.9866 | 502848 | 228097.44 | 0 | 304642.08
1176 | 754.4 | 491.7483 | 491.7483 | 478.6976 | 478.6976 | 1766.05 | 897640.6461 | 172331.1248 | 78171.313 | 505362.5564 | 111991.2962
1177 | 602.4 | 0 | 0 | 0 | 0 | 1773.85 | 0 | 0 | 0 | 716856 | 0
1178 | 580.8 | 0 | 0 | 0 | 0 | 1532.9 | 0 | 0 | 0 | 691152 | 0
1179 | 700.8 | 0 | 0 | 0 | 0 | 1528.95 | 0 | 0 | 0 | 833952 | 0
1180 | 725.6 | 0 | 0 | 0 | 0 | 1524.7 | 0 | 0 | 0 | 863464 | 0
1181 | 505.6 | 0 | 0 | 0 | 0 | 1526.6 | 0 | 0 | 0 | 601664 | 0
1182 | 723.2 | 0 | 0 | 0 | 0 | 1535.15 | 0 | 0 | 0 | 860608 | 0
1183 | 676.8 | 704.3977 | 704.3977 | 685.7034 | 676.8 | 1623.8 | 1158359.797 | 243648 | 110521.44 | 0 | 254612.16
1184 | 771.604 | 803.0675 | 803.0675 | 781.7546 | 771.604 | 1765.2 | 1431239.3129 | 277777.44 | 126002.9332 | 0 | 181172.6192
1185 | 658.296 | 685.1392 | 685.1392 | 666.956 | 658.296 | 1813.4 | 1256189.7097 | 236986.56 | 107499.7368 | 0 | 122838.0336
1186 | 829.986 | 1320.7863 | 863.8302 | 1285.7334 | 829.986 | 1595.45 | 1397114.0742 | 298794.96 | 135536.7138 | 0 | 335770.8363
1187 | 571.13 | 1837.2687 | 594.4199 | 1788.5086 | 571.13 | 1532.9 | 928285.0155 | 205606.8 | 93265.529 | 0 | 266774.823
1188 | 704.878 | 2093.7307 | 733.6217 | 2038.1642 | 704.878 | 1526.95 | 1135011.8059 | 253756.08 | 115106.5774 | 0 | 333442.5379
1189 | 802.622 | 2280.3107 | 835.3504 | 2219.7925 | 802.622 | 1515.1 | 1280103.4921 | 288943.92 | 131068.1726 | 0 | 389191.4078
1190 | 845.333 | 3530.6115 | 879.803 | 3436.911 | 845.333 | 1557.6 | 1388290.3613 | 304319.88 | 138042.8789 | 0 | 373975.3192
1191 | 810.397 | 3070.6402 | 843.4424 | 2989.1471 | 810.397 | 1762.95 | 1503828.5445 | 291742.92 | 132337.8301 | 0 | 192104.6088
1192 | 948.631 | 2333.7432 | 987.3131 | 2271.8069 | 948.631 | 1793.7 | 1788698.485 | 341507.16 | 154911.4423 | 0 | 195702.5753
1193 | 863.605 | 1187.4805 | 898.82 | 1155.9654 | 863.605 | 1888.35 | 1711838.1596 | 310897.8 | 141026.6965 | 0 | 96421.4982
1194 | 870.304 | 905.7922 | 905.7922 | 881.753 | 870.304 | 1898.6 | 1739616.1241 | 313309.44 | 142120.6432 | 0 | 88248.8256
1195 | 797.6 | 830.1236 | 830.1236 | 808.0925 | 797.6 | 1902.4 | 1594289.3937 | 287136 | 130248.08 | 0 | 77845.76
1196 | 838.4 | 872.5873 | 872.5873 | 849.4293 | 838.4 | 1853.95 | 1634424.1864 | 301824 | 136910.72 | 0 | 122448.32
1197 | 759.2 | 790.1577 | 790.1577 | 769.1874 | 759.2 | 1735.1 | 1381584.6378 | 273312 | 123977.36 | 0 | 201112.08
1198 | 689.6 | 717.7197 | 717.7197 | 698.6718 | 689.6 | 1836.55 | 1328645.8882 | 248256 | 112611.68 | 0 | 112715.12
1199 | 551.2 | 573.6762 | 573.6762 | 558.4511 | 551.2 | 1816.35 | 1052780.463 | 198432 | 90010.96 | 0 | 101227.88
1200 | 689.6 | 717.7197 | 717.7197 | 698.6718 | 689.6 | 1798.7 | 1303661.1216 | 248256 | 112611.68 | 0 | 138816.48
1201 | 1026.4 | 0 | 0 | 0 | 0 | 1723.85 | 0 | 0 | 0 | 1221416 | 0
1202 | 1103.2 | 0 | 0 | 0 | 0 | 1759.85 | 0 | 0 | 0 | 1312808 | 0
1203 | 797.6 | 0 | 0 | 0 | 0 | 1755.9 | 0 | 0 | 0 | 949144 | 0
1204 | 818.4 | 0 | 0 | 0 | 0 | 1754.65 | 0 | 0 | 0 | 973896 | 0
1205 | 779.2 | 758.3787 | 758.3787 | 738.2517 | 738.2517 | 1642.05 | 1278699.7973 | 265770.6142 | 120556.5036 | 48728.4696 | 264257.1982
1206 | 741.6 | 771.8401 | 771.8401 | 751.3559 | 741.6 | 1604.15 | 1253896.5085 | 266976 | 121103.28 | 0 | 293562.36
1207 | 836.8 | 870.922 | 870.922 | 847.8082 | 836.8 | 1772.85 | 1561228.279 | 301248 | 136649.44 | 0 | 190079.12
1208 | 625.816 | 651.3348 | 651.3348 | 634.0487 | 625.816 | 1806.85 | 1191408.1519 | 225293.76 | 102195.7528 | 0 | 120876.3604
1209 | 296.104 | 548.5726 | 308.1782 | 534.0138 | 296.104 | 1838.4 | 573917.473 | 106597.44 | 48353.7832 | 0 | 47850.4064
1210 | 281.168 | 1355.1611 | 292.6342 | 1319.1959 | 281.168 | 1840.85 | 547918.5652 | 101220.48 | 45914.7344 | 0 | 44747.8872
1211 | 221.19 | 1888.2054 | 230.2094 | 1838.0934 | 221.19 | 1494.9 | 351192.5119 | 79628.4 | 36120.327 | 0 | 111723.069
1212 | 299.592 | 2175.9958 | 311.8084 | 2118.246 | 299.592 | 1341.45 | 425716.1149 | 107853.12 | 48923.3736 | 0 | 197296.3116
1213 | 888.252 | 2722.8823 | 924.4731 | 2650.6185 | 888.252 | 1452.4 | 1362308.0209 | 319770.72 | 145051.5516 | 0 | 486406.7952
1214 | 1121.586 | 3650.1166 | 1167.3207 | 3553.2445 | 1121.586 | 1565.1 | 1857939.246 | 403770.96 | 183154.9938 | 0 | 487777.7514
1215 | 839.555 | 3185.4441 | 873.7894 | 3100.9042 | 839.555 | 1622.6 | 1441298.9191 | 302239.8 | 137099.3315 | 0 | 316848.057
1216 | 1363.969 | 2423.0106 | 1419.5873 | 2358.7052 | 1363.969 | 1747.65 | 2519787.3784 | 491028.84 | 222736.1377 | 0 | 344197.5771
1217 | 1384.49 | 1364.7769 | 1364.7769 | 1328.5564 | 1328.5564 | 1718.85 | 2407551.4858 | 478280.311 | 216953.2633 | 102526.2533 | 373523.6373
1218 | 1247.034 | 261.0549 | 261.0549 | 254.1267 | 254.1267 | 1843.6 | 494082.962 | 91485.5995 | 41498.8844 | 1819999.1445 | 39745.4105
1219 | 1191.158 | 1239.7296 | 1239.7296 | 1206.8279 | 1191.158 | 1907.4 | 2396493.842 | 428816.88 | 194516.1014 | 0 | 110301.2308
1220 | 1089.6 | 1134.0304 | 1134.0304 | 1103.9338 | 1089.6 | 1869.05 | 2150451.7291 | 392256 | 177931.68 | 0 | 142683.12
1221 | 1178.4 | 1226.4514 | 1226.4514 | 1193.902 | 1178.4 | 1735.1 | 2153143.3013 | 424224 | 192432.72 | 0 | 312158.16
1222 | 1048 | 1090.7341 | 1090.7341 | 1061.7866 | 1048 | 1836.55 | 2027272.6705 | 377280 | 171138.4 | 0 | 171295.6
1223 | 1239.2 | 1289.7306 | 1289.7306 | 1255.5019 | 1239.2 | 1811.35 | 2370490.3876 | 446112 | 202361.36 | 0 | 233775.08
1224 | 1102.4 | 462.1611 | 462.1611 | 449.8956 | 449.8956 | 1783.65 | 847381.1449 | 161962.414 | 73467.9506 | 1196040.5756 | 97334.9118
1225 | 1004 | 0 | 0 | 0 | 0 | 1768.8 | 0 | 0 | 0 | 1194760 | 0
1226 | 894.4 | 0 | 0 | 0 | 0 | 1718.2 | 0 | 0 | 0 | 1064336 | 0
1227 | 741.6 | 0 | 0 | 0 | 0 | 1750.85 | 0 | 0 | 0 | 882504 | 0
1228 | 812 | 0 | 0 | 0 | 0 | 1603.55 | 0 | 0 | 0 | 966280 | 0
1229 | 906.4 | 0 | 0 | 0 | 0 | 1528.1 | 0 | 0 | 0 | 1078616 | 0
1230 | 1295.2 | 0 | 0 | 0 | 0 | 1535.15 | 0 | 0 | 0 | 1541288 | 0
1231 | 1083.2 | 1127.3694 | 1127.3694 | 1097.4497 | 1083.2 | 1663.4 | 1899814.0035 | 389952 | 176886.56 | 0 | 364605.12
1232 | 928.89 | 966.7672 | 966.7672 | 941.1097 | 928.89 | 1801.8 | 1763412.1445 | 334400.4 | 151687.737 | 0 | 184105.998
1233 | 1047.146 | 1089.8453 | 1089.8453 | 1060.9214 | 1047.146 | 1848.4 | 2040574.1951 | 376972.56 | 170998.9418 | 0 | 158747.3336
1234 | 1458.486 | 1517.9584 | 1517.9584 | 1477.6726 | 1458.486 | 1820.9 | 2807533.0747 | 525054.96 | 238170.7638 | 0 | 261214.8426
1235 | 1341.872 | 1989.6332 | 1396.5892 | 1936.8294 | 1341.872 | 1470.2 | 2095322.9932 | 483073.92 | 219127.6976 | 0 | 710923.7856
1236 | 1455.678 | 2265.3329 | 1515.0359 | 2205.2122 | 1455.678 | 1401.55 | 2164604.5902 | 524044.08 | 237712.2174 | 0 | 871150.4991
1237 | 1622.4 | 2287.6878 | 1688.5563 | 2226.9738 | 1622.4 | 1306.1 | 2245923.0598 | 584064 | 264937.92 | 0 | 1125783.36
1238 | 1434.147 | 3394.6018 | 1492.6259 | 3304.5109 | 1434.147 | 1362.9 | 2078657.9152 | 516292.92 | 234196.2051 | 0 | 913695.0537
1239 | 1627.379 | 3097.4246 | 1693.7383 | 3015.2206 | 1627.379 | 1542.6 | 2663102.4026 | 585856.44 | 265750.9907 | 0 | 744363.1546
1240 | 1212.806 | 2443.5836 | 1262.2603 | 2378.7323 | 1212.806 | 1617.05 | 2076806.1631 | 436610.16 | 198051.2198 | 0 | 464444.0577
1241 | 1458.823 | 1380.4738 | 1380.4738 | 1343.8368 | 1343.8368 | 1767.35 | 2508282.0839 | 483781.2571 | 219448.5536 | 210769.6583 | 312643.6374
1242 | 1503.121 | 266.3618 | 266.3618 | 259.2927 | 259.2927 | 1782.1 | 487888.0332 | 93345.3876 | 42342.505 | 2279937.1943 | 56499.8888
1243 | 1519.235 | 1581.1845 | 1581.1845 | 1539.2208 | 1519.235 | 1897.4 | 3043663.4359 | 546924.6 | 248091.0755 | 0 | 155873.511
1244 | 1223.2 | 1273.0782 | 1273.0782 | 1239.2914 | 1223.2 | 1769.05 | 2285762.8438 | 440352 | 199748.56 | 0 | 282498.04
1245 | 1371.2 | 1427.1131 | 1427.1131 | 1389.2383 | 1371.2 | 1735.1 | 2506275.121 | 493632 | 223916.96 | 0 | 363230.88
1246 | 1432.8 | 1491.225 | 1491.225 | 1451.6487 | 1432.8 | 1836.55 | 2769143.7768 | 515808 | 233976.24 | 0 | 234191.16
1247 | 1228 | 1278.0739 | 1278.0739 | 1244.1545 | 1228 | 1806.35 | 2341784.1514 | 442080 | 200532.4 | 0 | 237802.2
1248 | 1250.4 | 0 | 0 | 0 | 0 | 1788.7 | 0 | 0 | 0 | 2291983.2 | 0
1249 | 1195.2 | 0 | 0 | 0 | 0 | 1773.85 | 0 | 0 | 0 | 1422288 | 0
1250 | 1082.4 | 0 | 0 | 0 | 0 | 1764.9 | 0 | 0 | 0 | 1288056 | 0
1251 | 1088.8 | 0 | 0 | 0 | 0 | 1760.95 | 0 | 0 | 0 | 1295672 | 0
1252 | 1428 | 0 | 0 | 0 | 0 | 1759.7 | 0 | 0 | 0 | 1699320 | 0
1253 | 942.4 | 0 | 0 | 0 | 0 | 1756.55 | 0 | 0 | 0 | 1121456 | 0
1254 | 957.6 | 0 | 0 | 0 | 0 | 1763.6 | 0 | 0 | 0 | 1139544 | 0
1255 | 1361.6 | 356.8938 | 356.8938 | 347.422 | 347.422 | 1661.9 | 609559.4605 | 125071.9357 | 56734.0197 | 1858988.1941 | 117463.3929
1256 | 1216.436 | 1266.0384 | 1266.0384 | 1232.4384 | 1216.436 | 1571 | 2013063.8951 | 437916.96 | 198643.9988 | 0 | 521851.044
1257 | 1066.076 | 1109.5472 | 1109.5472 | 1080.1004 | 1066.076 | 1587.1 | 1784561.4963 | 383787.36 | 174090.2108 | 0 | 440182.7804
1258 | 1100.807 | 1350.2247 | 1145.6954 | 1314.3905 | 1100.807 | 1539.9 | 1793854.1497 | 396290.52 | 179761.7831 | 0 | 506481.3007
1259 | 1411.611 | 1878.497 | 1469.173 | 1828.6427 | 1411.611 | 1342.45 | 2010091.3176 | 508179.96 | 230516.0763 | 0 | 928204.813
1260 | 1365.056 | 2099.0376 | 1420.7196 | 2043.3303 | 1365.056 | 1336.5 | 1929046.5475 | 491420.16 | 222913.6448 | 0 | 905714.656
1261 | 1239.767 | 2050.9495 | 1290.3207 | 1996.5185 | 1239.767 | 1307.2 | 1709459.7317 | 446316.12 | 202453.9511 | 0 | 858910.5776
1262 | 1146.147 | 2816.7562 | 1192.8832 | 2742.0011 | 1146.147 | 1336.65 | 1622272.6193 | 412612.92 | 187165.8051 | 0 | 760296.6124
1263 | 1181.115 | 2349.4402 | 1229.2771 | 2287.0873 | 1181.115 | 1370.1 | 1710716.6351 | 425201.4 | 192876.0795 | 0 | 743984.3385
1264 | 1267.883 | 1838.4229 | 1319.5832 | 1789.6322 | 1267.883 | 1408 | 1882221.2461 | 456437.88 | 207045.2939 | 0 | 750586.736
1265 | 1187.464 | 1308.5822 | 1235.885 | 1273.8531 | 1187.464 | 1594.4 | 1994555.4286 | 427487.04 | 193912.8712 | 0 | 481635.3984
1266 | 1008.407 | 248.9163 | 248.9163 | 242.3102 | 242.3102 | 1641.1 | 419695.5055 | 87231.6853 | 39569.2617 | 1404255.3668 | 86965.144
1267 | 1409.602 | 1467.081 | 1467.081 | 1428.1455 | 1409.602 | 1664.55 | 2476110.0116 | 507456.72 | 230188.0066 | 0 | 472850.9909
1268 | 946.4 | 984.9912 | 984.9912 | 958.85 | 946.4 | 1633.55 | 1631962.9717 | 340704 | 154547.12 | 0 | 346808.28
1269 | 1150.4 | 1197.3096 | 1197.3096 | 1165.5337 | 1150.4 | 1727.1 | 2092031.1448 | 414144 | 187860.32 | 0 | 313944.16
1270 | 1396 | 1452.9244 | 1452.9244 | 1414.3646 | 1396 | 1831.55 | 2686696.6018 | 502560 | 227966.8 | 0 | 235156.2
1271 | 1171.2 | 1218.9578 | 1218.9578 | 1186.6073 | 1171.2 | 1806.35 | 2229873.0818 | 421632 | 191256.96 | 0 | 226802.88
1272 | 1109.6 | 0 | 0 | 0 | 0 | 1793.7 | 0 | 0 | 0 | 2033896.8 | 0
1273 | 1380.8 | 0 | 0 | 0 | 0 | 1658.5 | 0 | 0 | 0 | 2531006.4 | 0
1274 | 1206.4 | 0 | 0 | 0 | 0 | 1762 | 0 | 0 | 0 | 2211331.2 | 0
1275 | 1380.8 | 0 | 0 | 0 | 0 | 1765.25 | 0 | 0 | 0 | 2531006.4 | 0
1276 | 1010.4 | 0 | 0 | 0 | 0 | 1764 | 0 | 0 | 0 | 1852063.2 | 0
1277 | 960 | 0 | 0 | 0 | 0 | 1756.55 | 0 | 0 | 0 | 1759680 | 0
1278 | 1000 | 178.2518 | 178.2518 | 173.5211 | 173.5211 | 1758.55 | 323309.426 | 62467.5799 | 28335.9883 | 1514935.9058 | 41896.6588
1279 | 1016 | 1057.4292 | 1057.4292 | 1029.3656 | 1016 | 1785.1 | 1917783.0795 | 365760 | 165912.8 | 0 | 218338.4
1280 | 231.095 | 240.5183 | 240.5183 | 234.1351 | 231.095 | 1801.8 | 439823.8207 | 83194.2 | 37737.8135 | 0 | 45803.029
1281 | 181.355 | 493.8548 | 188.7511 | 480.7482 | 181.355 | 1753.35 | 336052.8715 | 65287.8 | 29615.2715 | 0 | 44731.2108
1282 | 156.897 | 1299.2548 | 163.2958 | 1264.7732 | 156.897 | 1611.55 | 268287.7104 | 56482.92 | 25621.2801 | 0 | 60946.6397
1283 | 202.713 | 1835.3339 | 210.979 | 1786.6251 | 202.713 | 1560.75 | 337224.633 | 72976.68 | 33103.0329 | 0 | 89041.6853
1284 | 193.831 | 2131.003 | 201.7348 | 2074.4473 | 193.831 | 1532.95 | 315743.0581 | 69779.16 | 31652.6023 | 0 | 90528.7686
1285 | 194.696 | 1858.5099 | 202.6361 | 1809.1861 | 194.696 | 1514.15 | 311329.2599 | 70090.56 | 31793.8568 | 0 | 94593.0516
1286 | 147.249 | 2649.8115 | 153.2533 | 2579.4869 | 147.249 | 1525.65 | 237770.2693 | 53009.64 | 24045.7617 | 0 | 69847.5632
1287 | 149.362 | 2938.3481 | 155.4525 | 2860.3659 | 149.362 | 1542.6 | 243846.2094 | 53770.32 | 24390.8146 | 0 | 68318.1788
1288 | 167.046 | 2051.6573 | 173.8576 | 1997.2074 | 167.046 | 1556.7 | 274577.6823 | 60136.56 | 27278.6118 | 0 | 74051.4918
1289 | 135.46 | 1347.8164 | 140.9836 | 1312.046 | 135.46 | 1633.2 | 233328.5534 | 48765.6 | 22120.618 | 0 | 49686.728
1290 | 134.638 | 263.0928 | 140.1281 | 256.1104 | 134.638 | 1774.05 | 252449.584 | 48469.68 | 21986.3854 | 0 | 30421.4561
1291 | 106.102 | 110.4285 | 110.4285 | 107.4978 | 106.102 | 1894.5 | 212622.1317 | 38196.72 | 17326.4566 | 0 | 11193.761
1292 | 0 | 0 | 0 | 0 | 0 | 1861.15 | 0 | 0 | 0 | 0 | 0
1293 | 0 | 0 | 0 | 0 | 0 | 1841.7 | 0 | 0 | 0 | 0 | 0
1294 | 85.6 | 89.0905 | 89.0905 | 86.7261 | 85.6 | 1836.55 | 166056.3269 | 30816 | 13978.48 | 0 | 13991.32
1295 | 87.2 | 90.7557 | 90.7557 | 88.3471 | 87.2 | 1801.3 | 166400.068 | 31392 | 14239.76 | 0 | 17326.64
1296 | 90.4 | 94.0862 | 94.0862 | 91.5892 | 90.4 | 1667.65 | 159638.3283 | 32544 | 14762.32 | 0 | 30044.44
1297 | 84.8 | 88.2579 | 88.2579 | 85.9156 | 84.8 | 1492.35 | 134025.2533 | 30528 | 13847.84 | 0 | 43048.72
1298 | 87.2 | 90.7557 | 90.7557 | 88.3471 | 87.2 | 1515.45 | 139792.0541 | 31392 | 14239.76 | 0 | 42252.76
1299 | 80.8 | 84.0948 | 84.0948 | 81.8629 | 80.8 | 1470.15 | 125657.281 | 29088 | 13194.64 | 0 | 42811.88
1300 | 86.4 | 89.9231 | 89.9231 | 87.5366 | 86.4 | 1449.75 | 132523.3688 | 31104 | 14109.12 | 0 | 47541.6
1301 | 81.6 | 84.9274 | 84.9274 | 82.6735 | 81.6 | 1467.2 | 126817.7132 | 29376 | 13325.28 | 0 | 43476.48
1302 | 86.4 | 89.9231 | 89.9231 | 87.5366 | 86.4 | 1471.55 | 134766.6411 | 31104 | 14109.12 | 0 | 45658.08
1303 | 68.8 | 71.6054 | 71.6054 | 69.7051 | 68.8 | 1508.35 | 109967.4523 | 24768 | 11235.04 | 0 | 33825.52
1304 | 94.436 | 165.6958 | 98.2868 | 161.2984 | 94.436 | 1502.4 | 150056.1924 | 33996.96 | 15421.3988 | 0 | 46991.3536
1305 | 767.602 | 2254.0821 | 798.9023 | 2194.26 | 767.602 | 1544.95 | 1255895.137 | 276336.72 | 125349.4066 | 0 | 349297.2901
1306 | 1311.495 | 3056.0662 | 1364.9736 | 2974.9599 | 1311.495 | 1525.75 | 2125553.7982 | 472138.2 | 214167.1335 | 0 | 621976.5038
1307 | 1454.312 | 3592.647 | 1513.6142 | 3497.3001 | 1454.312 | 1503.55 | 2331778.5641 | 523552.32 | 237489.1496 | 0 | 721993.1924
1308 | 1278.237 | 3871.2182 | 1330.3594 | 3768.4782 | 1278.237 | 1437.9 | 1950150.7593 | 460165.32 | 208736.1021 | 0 | 718497.0177
1309 | 1477.846 | 3885.6465 | 1538.1078 | 3782.5235 | 1477.846 | 1491.7 | 2327185.7563 | 532024.56 | 241332.2518 | 0 | 751189.1218
1310 | 1606.507 | 3655.8867 | 1672.0152 | 3558.8614 | 1606.507 | 1436.7 | 2448713.8192 | 578342.52 | 262342.5931 | 0 | 904945.3931
1311 | 1514.242 | 3023.8229 | 1575.9879 | 2943.5723 | 1514.242 | 1513.85 | 2431951.4618 | 545127.12 | 247275.7186 | 0 | 736148.7483
1312 | 1656.625 | 2302.7311 | 1724.1769 | 2241.6179 | 1656.625 | 1530.55 | 2684289.9498 | 596385 | 270526.8625 | 0 | 777702.6063
1313 | 1550.847 | 1325.832 | 1325.832 | 1290.6452 | 1290.6452 | 1474.6 | 2012053.1527 | 464632.2601 | 210762.3558 | 476949.9599 | 678104.9708
1314 | 1602.881 | 253.2751 | 253.2751 | 246.5533 | 246.5533 | 1545.6 | 403604.8659 | 88759.199 | 40262.1589 | 2486148.618 | 112033.8334
1315 | 1592.239 | 1061.4612 | 1061.4612 | 1033.2906 | 1033.2906 | 1670.1 | 1823987.4969 | 371984.6122 | 168736.3533 | 1899306.6992 | 340882.5654
1316 | 1521.6 | 1583.646 | 1583.646 | 1541.6169 | 1521.6 | 1544.85 | 2484459.564 | 547776 | 248477.28 | 0 | 692556.24
1317 | 1444 | 1502.8817 | 1502.8817 | 1462.996 | 1444 | 1523.35 | 2318302.2736 | 519840 | 235805.2 | 0 | 688282.6
1318 | 1625.6 | 1676.6383 | 1676.6383 | 1632.1413 | 1625.6 | 1537.65 | 2633570.1342 | 585216 | 265460.48 | 0 | 751596.16
1319 | 1578.4 | 1642.7621 | 1642.7621 | 1599.1641 | 1578.4 | 1528.95 | 2554247.0206 | 568224 | 257752.72 | 0 | 743505.32
1320 | 1232.8 | 0 | 0 | 0 | 0 | 1501.85 | 0 | 0 | 0 | 2259722.4 | 0
1321 | 1146.4 | 0 | 0 | 0 | 0 | 1462.2 | 0 | 0 | 0 | 1364216 | 0
1322 | 1488 | 0 | 0 | 0 | 0 | 1485 | 0 | 0 | 0 | 1770720 | 0
1323 | 1347.2 | 0 | 0 | 0 | 0 | 1444.5 | 0 | 0 | 0 | 1603168 | 0
1324 | 1243.2 | 0 | 0 | 0 | 0 | 1443.3 | 0 | 0 | 0 | 1479408 | 0
1325 | 1531.2 | 0 | 0 | 0 | 0 | 1435.3 | 0 | 0 | 0 | 1822128 | 0
1326 | 1331.2 | 0 | 0 | 0 | 0 | 1445.45 | 0 | 0 | 0 | 1584128 | 0
1327 | 1144.8 | 0 | 0 | 0 | 0 | 1447.45 | 0 | 0 | 0 | 2098418.4 | 0
1328 | 1010.871 | 0 | 0 | 0 | 0 | 1453.2 | 0 | 0 | 0 | 1852926.543 | 0
1329 | 1203.916 | 705.1107 | 705.1107 | 686.3974 | 686.3974 | 1410.05 | 1032260.1283 | 247103.0686 | 112088.6975 | 948611.5704 | 393641.7777
1330 | 1503.542 | 1534.6639 | 1534.6639 | 1493.9347 | 1493.9347 | 1350.6 | 2148344.0336 | 537816.5088 | 243959.5441 | 17610.0953 | 970161.2245
1331 | 1515.135 | 1329.2864 | 1329.2864 | 1294.0078 | 1294.0078 | 1454.5 | 2000278.1584 | 465842.8184 | 211311.4785 | 405326.1045 | 705881.2707
1332 | 1556.164 | 0 | 0 | 0 | 0 | 1475.95 | 0 | 0 | 0 | 2852448.612 | 0
1333 | 1211.064 | 0 | 0 | 0 | 0 | 1326.7 | 0 | 0 | 0 | 2219880.312 | 0
1334 | 1410.099 | 745.2951 | 745.2951 | 725.5153 | 725.5153 | 1264 | 978239.1674 | 261185.5198 | 118476.6539 | 1254841.8618 | 533979.285
1335 | 1317.507 | 724.8667 | 724.8667 | 705.6291 | 705.6291 | 1273.65 | 957147.8432 | 254026.4845 | 115229.2359 | 1121572.1472 | 512533.714
1336 | 1520.142 | 428.5773 | 428.5773 | 417.2031 | 417.2031 | 1223.1 | 541835.7291 | 150193.1175 | 68129.2669 | 2021686.9961 | 324125.0916
1337 | 1602.996 | 124.3759 | 124.3759 | 121.0751 | 121.0751 | 1364.7 | 175039.6745 | 43587.0285 | 19771.5604 | 2716361.0479 | 76918.9978
1338 | 1509.998 | 0 | 0 | 0 | 0 | 1465.4 | 0 | 0 | 0 | 2767826.334 | 0
1339 | 1268.157 | 1244.8981 | 1244.8981 | 1211.8592 | 1211.8592 | 1586.25 | 2033276.6171 | 436269.3061 | 197896.6047 | 191299.9803 | 501406.7372
1340 | 1219.2 | 1268.9151 | 1268.9151 | 1235.2388 | 1219.2 | 1582.6 | 2052030.5571 | 438912 | 199095.36 | 0 | 508894.08
1341 | 1537.6 | 1600.2984 | 1600.2984 | 1557.8273 | 1537.6 | 1549.85 | 2536909.9889 | 553536 | 251090.08 | 0 | 692150.64
1342 | 1788 | 1676.6383 | 1676.6383 | 1632.1413 | 1632.1413 | 1538.45 | 2670751.0444 | 587570.8558 | 266528.6688 | 529607.9775 | 753314.8014
1343 | 1920 | 1676.6383 | 1676.6383 | 1632.1413 | 1632.1413 | 1468.6 | 2544675.8326 | 587570.8558 | 266528.6688 | 978143.9775 | 867319.8689
1344 | 1416 | 0 | 0 | 0 | 0 | 1444.05 | 0 | 0 | 0 | 2595528 | 0
1345 | 1318.4 | 0 | 0 | 0 | 0 | 1413.5 | 0 | 0 | 0 | 1568896 | 0
1346 | 1386.4 | 0 | 0 | 0 | 0 | 1280.4 | 0 | 0 | 0 | 1649816 | 0
1347 | 1447.2 | 0 | 0 | 0 | 0 | 1362 | 0 | 0 | 0 | 1722168 | 0
1348 | 1560.8 | 0 | 0 | 0 | 0 | 1275.2 | 0 | 0 | 0 | 1857352 | 0
1349 | 1575.2 | 0 | 0 | 0 | 0 | 1276.6 | 0 | 0 | 0 | 1874488 | 0
1350 | 1132 | 0 | 0 | 0 | 0 | 1266.2 | 0 | 0 | 0 | 1347080 | 0
1351 | 1085.6 | 0 | 0 | 0 | 0 | 1384.45 | 0 | 0 | 0 | 1989904.8 | 0
1352 | 972.737 | 961.5841 | 961.5841 | 936.0642 | 936.0642 | 1500.85 | 1483824.1908 | 336983.1009 | 152859.2788 | 67221.2989 | 467236.43
1353 | 1002.649 | 1043.5338 | 1043.5338 | 1015.839 | 1002.649 | 1580.85 | 1676726.6498 | 360953.64 | 163732.5817 | 0 | 420260.3284
1354 | 1224.946 | 1477.8697 | 1274.8954 | 1438.6479 | 1224.946 | 1560.1 | 2027729.6104 | 440980.56 | 200033.6818 | 0 | 538853.7454
1355 | 1629.851 | 2037.6932 | 1696.3111 | 1983.6139 | 1629.851 | 1532.9 | 2651669.7385 | 586746.36 | 266154.6683 | 0 | 761303.4021
1356 | 1267.651 | 1586.6143 | 1319.3417 | 1544.5064 | 1267.651 | 1526.95 | 2047672.8597 | 456354.36 | 207007.4083 | 0 | 599662.3055
1357 | 1387.724 | 1444.3109 | 1444.3109 | 1405.9797 | 1387.724 | 1519.45 | 2225180.8412 | 499580.64 | 226615.3292 | 0 | 666870.7682
1358 | 1508.577 | 1570.0919 | 1570.0919 | 1528.4225 | 1508.577 | 1530.95 | 2440401.5831 | 543087.72 | 246350.6241 | 0 | 707598.0419
1359 | 1492.205 | 1524.1427 | 1524.1427 | 1483.6928 | 1483.6928 | 1588.7 | 2493195.577 | 534129.3941 | 242287.0279 | 15602.9335 | 610242.8327
1360 | 1115.506 | 756.7561 | 756.7561 | 736.6722 | 736.6722 | 1567.05 | 1219006.1557 | 265201.991 | 120298.5698 | 694402.3603 | 318942.2278
1361 | 1715.058 | 1262.6028 | 1262.6028 | 1229.094 | 1229.094 | 1608.75 | 2087192.4307 | 442473.8277 | 200711.0446 | 890772.0749 | 480883.0141
1362 | 1580.662 | 158.4728 | 158.4728 | 154.2671 | 154.2671 | 1623.65 | 264437.1327 | 55536.1397 | 25191.8101 | 2614581.9344 | 58058.4061
1363 | 1152.8 | 1199.8075 | 1199.8075 | 1167.9653 | 1152.8 | 1643.3 | 1998998.0924 | 415008 | 188252.24 | 0 | 411203.76
1364 | 1612 | 1676.6383 | 1676.6383 | 1632.1413 | 1612 | 1611.15 | 2746385.6329 | 580320 | 263239.6 | 0 | 626826.2
1365 | 1400.8 | 1457.9201 | 1457.9201 | 1419.2277 | 1400.8 | 1593.3 | 2357990.7277 | 504288 | 228750.64 | 0 | 569705.36
1366 | 1607.2 | 1672.7365 | 1672.7365 | 1628.3429 | 1607.2 | 1591.55 | 2704740.6877 | 578592 | 262455.76 | 0 | 656460.84
1367 | 1369.6 | 1425.4479 | 1425.4479 | 1387.6173 | 1369.6 | 1665.35 | 2423528.7661 | 493056 | 223655.68 | 0 | 458336.64
1368 | 1172 | 0 | 0 | 0 | 0 | 1552.85 | 0 | 0 | 0 | 2148276 | 0
1369 | 1296.8 | 0 | 0 | 0 | 0 | 1411.4 | 0 | 0 | 0 | 1543192 | 0
1370 | 1394.4 | 0 | 0 | 0 | 0 | 1499 | 0 | 0 | 0 | 1659336 | 0
1371 | 1192 | 0 | 0 | 0 | 0 | 1472 | 0 | 0 | 0 | 1418480 | 0
1372 | 1368.8 | 0 | 0 | 0 | 0 | 1447.7 | 0 | 0 | 0 | 1628872 | 0
1373 | 1286.4 | 0 | 0 | 0 | 0 | 1448.65 | 0 | 0 | 0 | 1530816 | 0
1374 | 717.6 | 0 | 0 | 0 | 0 | 1456.65 | 0 | 0 | 0 | 853944 | 0
1375 | 961.6 | 147.8423 | 147.8423 | 143.9187 | 143.9187 | 1482.95 | 226235.7918 | 51810.7278 | 23501.9218 | 1498809.8445 | 74413.1577
1376 | 858.742 | 893.7587 | 893.7587 | 870.0389 | 858.742 | 1539.75 | 1399441.3425 | 309147.12 | 140232.5686 | 0 | 395236.0055
1377 | 924.647 | 962.3511 | 962.3511 | 936.8109 | 924.647 | 1598.5 | 1566117.6644 | 332872.92 | 150994.8551 | 0 | 371245.7705
1378 | 1261.322 | 1433.4109 | 1312.7557 | 1395.3689 | 1261.322 | 1606 | 2150033.7937 | 454075.92 | 205973.8826 | 0 | 496960.868
1379 | 921.625 | 1921.9963 | 959.2059 | 1870.9875 | 921.625 | 1605 | 1578782.0424 | 331785 | 150501.3625 | 0 | 364041.875
1380 | 1166.42 | 2156.4083 | 1213.9829 | 2099.1784 | 1166.42 | 1584.85 | 1963962.7473 | 419911.2 | 190476.386 | 0 | 484239.263
1381 | 1425.732 | 2158.2942 | 1483.8688 | 2101.0143 | 1425.732 | 1428.15 | 2154769.3213 | 513263.52 | 232822.0356 | 0 | 815304.8442
1382 | 1270.075 | 2470.8801 | 1321.8646 | 2405.3043 | 1270.075 | 1564.25 | 2108110.9048 | 457227 | 207403.2475 | 0 | 553435.1812
1383 | 1409.846 | 1564.0638 | 1467.335 | 1522.5544 | 1409.846 | 1614.7 | 2415054.0471 | 507544.56 | 230227.8518 | 0 | 543213.6638
1384 | 1503.303 | 781.4267 | 781.4267 | 760.688 | 760.688 | 1584.55 | 1276885.9543 | 273847.6897 | 124220.3548 | 1361213.2457 | 316027.8408
1385 | 1426.651 | 596.2465 | 596.2465 | 580.4224 | 580.4224 | 1638.8 | 1006657.4177 | 208952.0632 | 94782.9776 | 1551137.0277 | 209648.5701
1386 | 1530.718 | 229.0947 | 229.0947 | 223.0147 | 223.0147 | 1640.7 | 387836.2277 | 80285.291 | 36418.3 | 2397020.1541 | 80129.1807
1387 | 1079.591 | 1123.6133 | 1123.6133 | 1093.7932 | 1079.591 | 1644.5 | 1879171.9284 | 388652.76 | 176297.2103 | 0 | 383794.6005
1388 | 1292 | 1344.6836 | 1344.6836 | 1308.9964 | 1292 | 1611.15 | 2202709.1219 | 465120 | 210983.6 | 0 | 502394.2
1389 | 1392.8 | 1449.5939 | 1449.5939 | 1411.1225 | 1392.8 | 1590.5 | 2339640.8913 | 501408 | 227444.24 | 0 | 570351.6
1390 | 1493.6 | 1554.5042 | 1554.5042 | 1513.2485 | 1493.6 | 1593.05 | 2515883.1057 | 537696 | 243904.88 | 0 | 607820.52
1391 | 1524 | 1586.1438 | 1586.1438 | 1544.0484 | 1524 | 1566.45 | 2533266.7719 | 548640 | 248869.2 | 0 | 660730.2
1392 | 1385.6 | 0 | 0 | 0 | 0 | 1497.6 | 0 | 0 | 0 | 2539804.8 | 0
1393 | 1531.2 | 0 | 0 | 0 | 0 | 1483.7 | 0 | 0 | 0 | 1822128 | 0
1394 | 1497.6 | 0 | 0 | 0 | 0 | 1451.95 | 0 | 0 | 0 | 1782144 | 0
1395 | 1485.6 | 0 | 0 | 0 | 0 | 1259 | 0 | 0 | 0 | 1767864 | 0
1396 | 1413.6 | 0 | 0 | 0 | 0 | 1159.7 | 0 | 0 | 0 | 1682184 | 0
1397 | 1488.8 | 0 | 0 | 0 | 0 | 1148.65 | 0 | 0 | 0 | 1771672 | 0
1398 | 1299.2 | 0 | 0 | 0 | 0 | 1227.25 | 0 | 0 | 0 | 1546048 | 0
1399 | 1104 | 0 | 0 | 0 | 0 | 1384.95 | 0 | 0 | 0 | 2023632 | 0
1400 | 1358.071 | 1058.4367 | 1058.4367 | 1030.3464 | 1030.3464 | 1449.9 | 1587312.8115 | 370924.6898 | 168255.5607 | 600719.2641 | 566793.5329
1401 | 1671.657 | 1101.4832 | 1101.4832 | 1072.2505 | 1072.2505 | 1482.4 | 1687300.6898 | 386010.1646 | 175098.4997 | 1098712.1927 | 554996.8367
1402 | 1400.192 | 1457.2873 | 1457.2873 | 1418.6117 | 1400.192 | 1343.45 | 1995122.4467 | 504069.12 | 228651.3536 | 0 | 919296.0576
1403 | 1499.733 | 1828.088 | 1560.8883 | 1779.5716 | 1499.733 | 1263.45 | 2015090.4532 | 539903.88 | 244906.3989 | 0 | 1104628.3411
1404 | 1335.797 | 1390.2665 | 1390.2665 | 1353.3696 | 1335.797 | 1338.95 | 1895935.0894 | 480886.92 | 218135.6501 | 0 | 883028.6068
1405 | 1593.236 | 1658.2031 | 1658.2031 | 1614.1952 | 1593.236 | 1307.2 | 2199614.3046 | 573564.96 | 260175.4388 | 0 | 1103793.9008
1406 | 1620.676 | 1686.762 | 1686.762 | 1641.9962 | 1620.676 | 1318.7 | 2266499.5076 | 583443.36 | 264656.3908 | 0 | 1104166.5588
1407 | 1525.559 | 1587.7664 | 1587.7664 | 1545.6279 | 1525.559 | 1313.2 | 2121863.9479 | 549201.24 | 249123.7847 | 0 | 1047753.9212
1408 | 1514.83 | 1270.2421 | 1270.2421 | 1236.5305 | 1236.5305 | 1366.25 | 1789118.032 | 445150.9888 | 201925.4346 | 510122.9387 | 783651.2199
1409 | 1822.304 | 920.5358 | 920.5358 | 896.1053 | 896.1053 | 1527.35 | 1447850.1041 | 322597.9189 | 146334.0004 | 1697722.1616 | 423544.1844
1410 | 1605.867 | 252.4196 | 252.4196 | 245.7205 | 245.7205 | 1581.6 | 410625.2504 | 88459.3862 | 40126.1604 | 2493148.5032 | 102809.4644
1411 | 1954.45 | 970.9656 | 970.9656 | 945.1967 | 945.1967 | 1643.3 | 1639084.6646 | 340270.8299 | 154350.6292 | 3429442.5448 | 337151.6806
1412 | 1688.8 | 1676.6383 | 1676.6383 | 1632.1413 | 1632.1413 | 1611.15 | 2776566.6137 | 587570.8558 | 266528.6688 | 192526.3775 | 634658.1314
1413 | 1488.8 | 1549.5085 | 1549.5085 | 1508.3854 | 1488.8 | 1570.25 | 2464900.8316 | 535968 | 243121.04 | 0 | 639811.8
1414 | 1700 | 1676.6383 | 1676.6383 | 1632.1413 | 1632.1413 | 1593.05 | 2749872.7073 | 587570.8558 | 266528.6688 | 230583.9775 | 664199.8883
1415 | 1531.2 | 1593.6374 | 1593.6374 | 1551.3432 | 1531.2 | 1568.05 | 2547693.9984 | 551232 | 250044.96 | 0 | 661401.84
1416 | 1661.6 | 0 | 0 | 0 | 0 | 1535.8 | 0 | 0 | 0 | 3045712.8 | 0
1417 | 677.6 | 0 | 0 | 0 | 0 | 1518.9 | 0 | 0 | 0 | 806344 | 0
1418 | 501.6 | 0 | 0 | 0 | 0 | 1520.9 | 0 | 0 | 0 | 596904 | 0
1419 | 592.8 | 0 | 0 | 0 | 0 | 1493.85 | 0 | 0 | 0 | 705432 | 0
1420 | 738.4 | 0 | 0 | 0 | 0 | 1469.55 | 0 | 0 | 0 | 878696 | 0
1421 | 784.8 | 0 | 0 | 0 | 0 | 1493.3 | 0 | 0 | 0 | 933912 | 0
1422 | 656.8 | 0 | 0 | 0 | 0 | 1511.1 | 0 | 0 | 0 | 781592 | 0
1423 | 596 | 138.9073 | 138.9073 | 135.2208 | 135.2208 | 1541 | 221573.3226 | 48679.4705 | 22081.5487 | 844608.3629 | 62066.3248
1424 | 458.959 | 477.6739 | 477.6739 | 464.9967 | 458.959 | 1562.85 | 759530.3938 | 165225.24 | 74948.0047 | 0 | 200633.9268
1425 | 545.507 | 567.751 | 567.751 | 552.6832 | 545.507 | 1596.45 | 923153.0576 | 196382.52 | 89081.2931 | 0 | 220139.3499
1426 | 657.357 | 1132.4682 | 684.163 | 1102.4131 | 657.357 | 1555.95 | 1085188.9891 | 236648.52 | 107346.3981 | 0 | 291899.3759
1427 | 784.747 | 1782.7299 | 816.7465 | 1735.4172 | 784.747 | 1316.9 | 1102327.0799 | 282508.92 | 128149.1851 | 0 | 536060.6757
1428 | 756.627 | 1932.6642 | 787.4798 | 1881.3724 | 756.627 | 1353.95 | 1089047.1359 | 272385.72 | 123557.1891 | 0 | 488818.8734
1429 | 915.603 | 2091.0392 | 952.9384 | 2035.5442 | 915.603 | 1342.1 | 1301124.9911 | 329617.08 | 149517.9699 | 0 | 602375.2137
1430 | 833.363 | 2746.3404 | 867.3449 | 2673.454 | 833.363 | 1439.1 | 1273133.2866 | 300010.68 | 136088.1779 | 0 | 467433.3067
1431 | 642.919 | 2048.2581 | 669.1352 | 1993.8984 | 642.919 | 1540.6 | 1051079.2601 | 231450.84 | 104988.6727 | 0 | 295356.9886
1432 | 667.766 | 1811.5355 | 694.9954 | 1763.4583 | 667.766 | 1555.75 | 1101021.7071 | 240395.76 | 109046.1878 | 0 | 296655.0455
1433 | 671.56 | 1045.4291 | 698.9441 | 1017.6839 | 671.56 | 1602.75 | 1138936.2884 | 241761.6 | 109665.748 | 0 | 266777.21
1434 | 759.475 | 197.6414 | 197.6414 | 192.3961 | 192.3961 | 1626.5 | 330878.3484 | 69262.6088 | 31418.2889 | 1039455.5585 | 71859.9566
1435 | 768.029 | 799.3468 | 799.3468 | 778.1325 | 768.029 | 1642.45 | 1333250.9741 | 276490.44 | 125419.1357 | 0 | 274608.7689
1436 | 534.4 | 556.1911 | 556.1911 | 541.4301 | 534.4 | 1611.15 | 908970.9061 | 192384 | 87267.52 | 0 | 207801.44
1437 | 708.8 | 737.7026 | 737.7026 | 718.1244 | 708.8 | 1588.45 | 1186456.9549 | 255168 | 115747.04 | 0 | 291706.64
1438 | 805.6 | 838.4498 | 838.4498 | 816.1978 | 805.6 | 1589.85 | 1352351.5331 | 290016 | 131554.48 | 0 | 330416.84
1439 | 713.6 | 742.6983 | 742.6983 | 722.9875 | 713.6 | 1564.4 | 1184021.9322 | 256896 | 116530.88 | 0 | 310844.16
1440 | 728.8 | 0 | 0 | 0 | 0 | 1544.7 | 0 | 0 | 0 | 1335890.4 | 0
1441 | 1704 | 0 | 0 | 0 | 0 | 1379.75 | 0 | 0 | 0 | 3123432 | 0
1442 | 1666.4 | 0 | 0 | 0 | 0 | 1464.25 | 0 | 0 | 0 | 3054511.2 | 0
1443 | 1551.2 | 0 | 0 | 0 | 0 | 1368.25 | 0 | 0 | 0 | 2843349.6 | 0
1444 | 1624 | 0 | 0 | 0 | 0 | 1227.35 | 0 | 0 | 0 | 2976792 | 0
1445 | 1580.8 | 822.2824 | 822.2824 | 800.4594 | 800.4594 | 1367.25 | 1161354.3491 | 288165.3955 | 130715.0253 | 1430364.261 | 506490.7056
1446 | 1460 | 1519.5341 | 1519.5341 | 1479.2065 | 1460 | 1373.85 | 2125695.0499 | 525600 | 238418 | 0 | 914179
1447 | 1464 | 1523.6972 | 1523.6972 | 1483.2591 | 1464 | 1569.25 | 2433801.2676 | 527040 | 239071.2 | 0 | 630618
1448 | 110.259 | 114.755 | 114.755 | 111.7095 | 110.259 | 1496.4 | 174568.2798 | 39693.24 | 18005.2947 | 0 | 55526.4324
1449 | 89.69 | 159.1046 | 93.3483 | 154.882 | 89.69 | 1562 | 148519.7361 | 32288.4 | 14646.377 | 0 | 39284.22
1450 | 0 | 757.3826 | 0 | 737.2821 | 0 | 1396.3 | 0 | 0 | 0 | 0 | 0
1451 | 0 | 1478.4578 | 0 | 1439.2203 | 0 | 346.75 | 0 | 0 | 0 | 0 | 0
1452 | 0 | 1441.1147 | 0 | 1402.8683 | 0 | 337.7 | 0 | 0 | 0 | 0 | 0
1453 | 0 | 1436.7341 | -0.0010408 | 1398.6039 | 0 | 760.6 | 0 | 0 | 0 | 0 | 0
1454 | 87.814 | 2524.7642 | 91.3948 | 2457.7584 | 87.814 | 1218.9 | 113724.6497 | 31613.04 | 14340.0262 | 0 | 68591.5154
1455 | 71.433 | 1903.4288 | 74.3458 | 1852.9128 | 71.433 | 1240.35 | 93856.5416 | 25715.88 | 11665.0089 | 0 | 54264.0785
1456 | 76.614 | 2249.9034 | 79.7381 | 2190.1922 | 76.614 | 1375.2 | 111384.587 | 27581.04 | 12511.0662 | 0 | 47868.4272
1457 | 71.47 | 1261.3007 | 74.3843 | 1227.8265 | 71.47 | 1579.55 | 118966.8599 | 25729.2 | 11671.051 | 0 | 30049.5615
1458 | 83.419 | 249.2869 | 86.8206 | 242.6709 | 83.419 | 1412.4 | 124027.9648 | 30030.84 | 13622.3227 | 0 | 49017.0044
1459 | 77.625 | 80.7903 | 80.7903 | 78.6462 | 77.625 | 1409.9 | 115198.8463 | 27945 | 12676.1625 | 0 | 45806.5125
1460 | 86.4 | 89.9231 | 89.9231 | 87.5366 | 86.4 | 1422.85 | 129532.6352 | 31104 | 14109.12 | 0 | 49865.76
1461 | 79.2 | 82.4295 | 82.4295 | 80.2419 | 79.2 | 1614.45 | 134793.7741 | 28512 | 12933.36 | 0 | 30535.56
1462 | 86.4 | 89.9231 | 89.9231 | 87.5366 | 86.4 | 1726.3 | 157378.324 | 31104 | 14109.12 | 0 | 23647.68
1463 | 79.2 | 82.4295 | 82.4295 | 80.2419 | 79.2 | 1701.05 | 142550.2097 | 28512 | 12933.36 | 0 | 23676.84
1464 | 84 | 87.4253 | 87.4253 | 85.105 | 84 | 1487.7 | 132248.4243 | 30240 | 13717.2 | 0 | 43033.2
1465 | 75.2 | 78.2664 | 78.2664 | 76.1893 | 75.2 | 1422.25 | 113074.8381 | 27072 | 12280.16 | 0 | 43446.8
1466 | 81.6 | 84.9274 | 84.9274 | 82.6735 | 81.6 | 1464.7 | 126460.8119 | 29376 | 13325.28 | 0 | 43680.48
1467 | 76 | 79.099 | 79.099 | 76.9998 | 76 | 1461.15 | 117706.0016 | 27360 | 12410.8 | 0 | 40952.6
1468 | 80 | 83.2621 | 83.2621 | 81.0524 | 80 | 1459.25 | 123832.3993 | 28800 | 13064 | 0 | 43260
1469 | 76.8 | 79.9317 | 79.9317 | 77.8103 | 76.8 | 1458.9 | 118753.1435 | 27648 | 12541.44 | 0 | 41556.48
1470 | 81.6 | 84.9274 | 84.9274 | 82.6735 | 81.6 | 1462.3 | 126348.5076 | 29376 | 13325.28 | 0 | 43876.32
1471 | 67.2 | 69.9402 | 69.9402 | 68.084 | 67.2 | 1469.9 | 104846.0568 | 24192 | 10973.76 | 0 | 35622.72
1472 | 79.057 | 82.2807 | 82.2807 | 80.097 | 79.057 | 1490.1 | 124911.9001 | 28460.52 | 12910.0081 | 0 | 40311.1643
1473 | 544.574 | 574.3173 | 566.7789 | 559.0752 | 544.574 | 1531.45 | 884655.2349 | 196046.64 | 88928.9342 | 0 | 255160.1477
1474 | 1505.096 | 1834.1193 | 1566.469 | 1785.4428 | 1505.096 | 1542.2 | 2464355.8312 | 541834.56 | 245782.1768 | 0 | 689032.9488
1475 | 1673.221 | 2789.5024 | 1741.4496 | 2715.4706 | 1673.221 | 1450.45 | 2577336.4145 | 602359.56 | 273236.9893 | 0 | 919518.6006
1476 | 1557.38 | 3660.5993 | 1620.885 | 3563.449 | 1557.38 | 1495.5 | 2471166.8835 | 560656.8 | 254320.154 | 0 | 785698.21
1477 | 1552.097 | 3710.0216 | 1615.3865 | 3611.5597 | 1552.097 | 1396.35 | 2298103.2342 | 558754.92 | 253457.4401 | 0 | 936923.3541
1478 | 1601.467 | 3458.4524 | 1666.7697 | 3366.6669 | 1601.467 | 1419.05 | 2414229.9348 | 576528.12 | 261519.5611 | 0 | 930372.2536
1479 | 1699.22 | 2975.6204 | 1768.5087 | 2896.6491 | 1699.22 | 1324.65 | 2383227.7665 | 611719.2 | 277482.626 | 0 | 1147568.227
1480 | 1209.033 | 1668.2965 | 1258.3335 | 1624.0208 | 1209.033 | 1563.25 | 1998733.5084 | 435251.88 | 197435.0889 | 0 | 528045.1628
1481 | 1602.265 | 1245.8983 | 1245.8983 | 1212.8328 | 1212.8328 | 1563.2 | 2002459.3568 | 436619.8172 | 198055.6004 | 713829.1756 | 529765.3782
1482 | 1255.783 | 237.7301 | 237.7301 | 231.4208 | 231.4208 | 1548.4 | 377364.1581 | 83311.5043 | 37791.0241 | 1877655.8294 | 104509.6538
1483 | 1313.251 | 1366.8012 | 1366.8012 | 1330.527 | 1313.251 | 1543.05 | 2130478.483 | 472770.36 | 214453.8883 | 0 | 600090.0445
1484 | 1345.6 | 1400.4693 | 1400.4693 | 1363.3016 | 1345.6 | 1525.2 | 2158876.39 | 484416 | 219736.48 | 0 | 638890.88
1485 | 1182.4 | 1230.6145 | 1230.6145 | 1197.9546 | 1182.4 | 1430.9 | 1778919.5572 | 425664 | 193085.92 | 0 | 672903.84
1486 | 1305.6 | 1358.8382 | 1358.8382 | 1322.7754 | 1305.6 | 1512.9 | 2079084.8725 | 470016 | 213204.48 | 0 | 635957.76
1487 | 1395.2 | 1452.0918 | 1452.0918 | 1413.5541 | 1395.2 | 1497.15 | 2205569.6767 | 502272 | 227836.16 | 0 | 701576.32
1488 | 1414.4 | 0 | 0 | 0 | 0 | 1432.95 | 0 | 0 | 0 | 2592595.2 | 0
1489 | 1534.4 | 0 | 0 | 0 | 0 | 860.2 | 0 | 0 | 0 | 1825936 | 0
1490 | 1493.6 | 0 | 0 | 0 | 0 | 1367.55 | 0 | 0 | 0 | 1777384 | 0
1491 | 1685.6 | 0 | 0 | 0 | 0 | 1363.3 | 0 | 0 | 0 | 2005864 | 0
1492 | 1434.4 | 0 | 0 | 0 | 0 | 1274.6 | 0 | 0 | 0 | 1706936 | 0
1493 | 1459.2 | 0 | 0 | 0 | 0 | 1058.8 | 0 | 0 | 0 | 1736448 | 0
1494 | 1717.6 | 0 | 0 | 0 | 0 | 1307.6 | 0 | 0 | 0 | 2043944 | 0
1495 | 1190.4 | 0 | 0 | 0 | 0 | 1355.75 | 0 | 0 | 0 | 2182003.2 | 0
1496 | 1580.043 | 0 | 0 | 0 | 0 | 1453.9 | 0 | 0 | 0 | 2896218.819 | 0
1497 | 1502.036 | 1522.2505 | 1522.2505 | 1481.8508 | 1481.8508 | 1302.25 | 2051784.2591 | 533466.3043 | 241986.243 | 36999.3886 | 1033961.4273
1498 | 1441.807 | 1500.5993 | 1500.5993 | 1460.7742 | 1441.807 | 1245.55 | 1912350.8052 | 519050.52 | 235447.0831 | 0 | 1087771.2911
1499 | 1867.076 | 1943.2094 | 1943.2094 | 1891.6377 | 1867.076 | 1315.8 | 2612384.1234 | 672147.36 | 304893.5108 | 0 | 1277453.3992
1500 | 1969.563 | 2049.8755 | 2049.8755 | 1995.4729 | 1969.563 | 1282.35 | 2691434.3665 | 709042.68 | 321629.6379 | 0 | 1413456.8869
1501 | 1991.36 | 2072.5613 | 2072.5613 | 2017.5566 | 1991.36 | 724.25 | 1536185.2776 | 716889.6 | 325189.088 | 0 | 2540477.52
1502 | 1801.825 | 1026.0113 | 1026.0113 | 998.7815 | 998.7815 | 282 | 299558.8391 | 359561.3443 | 163101.0209 | 1471978.7134 | 1715906.6377
1503 | 1593.282 | 1658.2509 | 1658.2509 | 1614.2419 | 1593.282 | 295.55 | 501047.3963 | 573581.52 | 260182.9506 | 0 | 2715669.5049
1504 | 1359.178 | 1414.6009 | 1414.6009 | 1377.0582 | 1359.178 | 301.3 | 434691.2474 | 489304.08 | 221953.7674 | 0 | 2308835.6686
1505 | 1889.839 | 1269.5989 | 1269.5989 | 1235.9044 | 1235.9044 | 310.05 | 404280.9785 | 444925.5821 | 201823.1876 | 1198662.1317 | 2088616.6316
1506 | 1338.014 | 246.279 | 246.279 | 239.7429 | 239.7429 | 1368 | 345954.9089 | 86307.4446 | 39150.0159 | 2013130.9231 | 151517.5139
1507 | 1353.885 | 1284.6037 | 1284.6037 | 1250.5111 | 1250.5111 | 1517 | 2001101.4793 | 450183.9788 | 204208.4548 | 351264.6743 | 603996.8383
1508 | 1158.4 | 1205.6358 | 1205.6358 | 1173.6389 | 1158.4 | 1503.75 | 1842528.7539 | 417024 | 189166.72 | 0 | 574856
1509 | 1659.2 | 1676.6383 | 1676.6383 | 1632.1413 | 1632.1413 | 1487.05 | 2565195.728 | 587570.8558 | 266528.6688 | 91945.5775 | 837206.8625
1510 | 1568 | 1631.938 | 1631.938 | 1588.6273 | 1568 | 1480.15 | 2453700.9734 | 564480 | 256054.4 | 0 | 815124.8
1511 | 1603.2 | 1668.5734 | 1668.5734 | 1624.2903 | 1603.2 | 1467.85 | 2492454.1052 | 577152 | 261802.56 | 0 | 853142.88
1512 | 1517.6 | 0 | 0 | 0 | 0 | 633.75 | 0 | 0 | 0 | 2781760.8 | 0
1513 | 1664 | 0 | 0 | 0 | 0 | 1476.7 | 0 | 0 | 0 | 1980160 | 0
1514 | 1617.6 | 0 | 0 | 0 | 0 | 1065.4 | 0 | 0 | 0 | 1924944 | 0
1515 | 1648 | 0 | 0 | 0 | 0 | 911.7 | 0 | 0 | 0 | 1961120 | 0
1516 | 1176.8 | 0 | 0 | 0 | 0 | 260.85 | 0 | 0 | 0 | 1400392 | 0
1517 | 1515.2 | 0 | 0 | 0 | 0 | 510.7 | 0 | 0 | 0 | 1803088 | 0
1518 | 1512.8 | 0 | 0 | 0 | 0 | 1235.05 | 0 | 0 | 0 | 1800232 | 0
1519 | 1321.6 | 0 | 0 | 0 | 0 | 1535.9 | 0 | 0 | 0 | 2422492.8 | 0
1520 | 1341.317 | 0 | 0 | 0 | 0 | 1673.3 | 0 | 0 | 0 | 2458634.061 | 0
1521 | 1629.663 | 1350.1706 | 1350.1706 | 1314.3378 | 1314.3378 | 1790.65 | 2488686.7925 | 473161.608 | 214631.3628 | 577991.0915 | 275156.6184
1522 | 1448.199 | 1507.2519 | 1507.2519 | 1467.2503 | 1448.199 | 1748.25 | 2686727.4281 | 521351.64 | 236490.8967 | 0 | 364584.0982
1523 | 1859.743 | 1935.5774 | 1935.5774 | 1884.2082 | 1859.743 | 1540.15 | 3039232.3307 | 669507.48 | 303696.0319 | 0 | 855202.8185
1524 | 1762.66 | 1982.7683 | 1834.5367 | 1930.1467 | 1762.66 | 1531.1 | 2857381.9557 | 634557.6 | 287842.378 | 0 | 826511.274
1525 | 1573.75 | 1637.9225 | 1637.9225 | 1594.4529 | 1573.75 | 1517.5 | 2525475.143 | 566550 | 256993.375 | 0 | 759334.375
1526 | 1726.047 | 1796.4297 | 1796.4297 | 1748.7534 | 1726.047 | 1541.65 | 2813407.8539 | 621376.92 | 281863.4751 | 0 | 791133.6424
1527 | 1828.904 | 1903.4808 | 1903.4808 | 1852.9635 | 1828.904 | 1716.35 | 3315623.4033 | 658405.44 | 298660.0232 | 0 | 518768.6196
1528 | 1697.557 | 1766.7779 | 1766.7779 | 1719.8886 | 1697.557 | 1775.2 | 3173683.5126 | 611120.52 | 277211.0581 | 0 | 381610.8136
1529 | 1829.581 | 1295.1135 | 1295.1135 | 1260.7419 | 1260.7419 | 1890.7 | 2505852.3691 | 453867.0815 | 205879.1511 | 1042682.0832 | 137799.0889
1530 | 1704.422 | 262.4933 | 262.4933 | 255.5268 | 255.5268 | 1886.35 | 506243.4454 | 91989.6645 | 41727.5339 | 2655824.8178 | 29040.626
1531 | 1675.433 | 1217.994 | 1217.994 | 1185.6691 | 1185.6691 | 1883.85 | 2345435.2595 | 426840.8843 | 193619.7678 | 1664217.6538 | 137715.4686
1532 | 1698.4 | 1676.6383 | 1676.6383 | 1632.1413 | 1632.1413 | 1865.55 | 3199707.8862 | 587570.8558 | 266528.6688 | 225147.1775 | 219441.3932
1533 | 1537.6 | 1600.2984 | 1600.2984 | 1557.8273 | 1537.6 | 1850.4 | 2987780.7518 | 553536 | 251090.08 | 0 | 230024.96
1534 | 1532 | 1594.47 | 1594.47 | 1552.1537 | 1532 | 1836.3 | 2958176.1586 | 551520 | 250175.6 | 0 | 250788.4
1535 | 1324 | 1377.9885 | 1377.9885 | 1341.4174 | 1324 | 1816.05 | 2531629.7093 | 476640 | 216209.2 | 0 | 243549.8
1536 | 382.4 | 0 | 0 | 0 | 0 | 1798.85 | 0 | 0 | 0 | 700939.2 | 0
1537 | 394.4 | 0 | 0 | 0 | 0 | 1783.2 | 0 | 0 | 0 | 469336 | 0
1538 | 378.4 | 0 | 0 | 0 | 0 | 1770.4 | 0 | 0 | 0 | 450296 | 0
1539 | 357.6 | 0 | 0 | 0 | 0 | 1690.2 | 0 | 0 | 0 | 425544 | 0
1540 | 367.2 | 0 | 0 | 0 | 0 | 1633.85 | 0 | 0 | 0 | 436968 | 0
1541 | 380 | 0 | 0 | 0 | 0 | 1667.2 | 0 | 0 | 0 | 452200 | 0
1542 | 397.6 | 0 | 0 | 0 | 0 | 1673.05 | 0 | 0 | 0 | 473144 | 0
1543 | 354.4 | 0 | 0 | 0 | 0 | 1685.7 | 0 | 0 | 0 | 649615.2 | 0
1544 | 442.969 | 0 | 0 | 0 | 0 | 1726.8 | 0 | 0 | 0 | 811962.177 | 0
1545 | 1680.912 | 0 | 0 | 0 | 0 | 1838.15 | 0 | 0 | 0 | 3081111.696 | 0
1546 | 1829.403 | 11.409 | 11.409 | 11.1062 | 11.1062 | 1848.25 | 21654.8986 | 3998.2344 | 1813.6436 | 3332938.0221 | 0
1547 | 1851.263 | 528.4086 | 528.4086 | 514.3849 | 514.3849 | 1748.25 | 949601.0797 | 185178.5804 | 83999.0616 | 2450497.4738 | 121972.1197
1548 | 1924.839 | 1216.232 | 1216.232 | 1183.9539 | 1183.9539 | 1611.5 | 2013137.9709 | 426223.3865 | 193339.6639 | 1358042.4774 | 459966.0713
1549 | 1677.954 | 994.5299 | 994.5299 | 968.1356 | 968.1356 | 1517.5 | 1547375.9838 | 348528.8143 | 158096.5427 | 1301097.1359 | 467125.4247
1550 | 1718.738 | 656.2118 | 656.2118 | 638.7963 | 638.7963 | 1653.55 | 1115452.6525 | 229966.6841 | 104315.4431 | 1979533.0543 | 221310.9936
1551 | 1907.596 | 1711.0287 | 1711.0287 | 1665.619 | 1665.619 | 1773.35 | 3116920.8392 | 599622.8226 | 271995.5748 | 443543.9297 | 377512.5354
1552 | 1688.519 | 1757.3714 | 1757.3714 | 1710.7317 | 1688.519 | 1876.2 | 3336204.8036 | 607866.84 | 275735.1527 | 0 | 209038.6522
1553 | 2091.005 | 1213.7851 | 1213.7851 | 1181.5719 | 1181.5719 | 1890.7 | 2351056.9456 | 425365.8925 | 192950.6951 | 1666990.8289 | 129145.8113
1554 | 1608.296 | 212.7108 | 212.7108 | 207.0656 | 207.0656 | 1886.35 | 410638.9492 | 74543.6192 | 33813.8139 | 2568455.3069 | 23533.0064
1555 | 1773.255 | 1676.6383 | 1676.6383 | 1632.1413 | 1632.1413 | 1883.85 | 3234894.4856 | 587570.8558 | 266528.6688 | 479504.4675 | 189573.2081
1556 | 1601.6 | 1666.9081 | 1666.9081 | 1622.6693 | 1601.6 | 1865.55 | 3149137.0581 | 576576 | 261541.28 | 0 | 215335.12
1557 | 1201.6 | 1250.5974 | 1250.5974 | 1217.4072 | 1201.6 | 1850.4 | 2339574.108 | 432576 | 196221.28 | 0 | 179759.36
1558 | 1380.8 | 1437.1046 | 1437.1046 | 1398.9646 | 1380.8 | 1836.3 | 2667722.1713 | 497088 | 225484.64 | 0 | 226036.96
1559 | 1320.8 | 1374.658 | 1374.658 | 1338.1753 | 1320.8 | 1816.05 | 2527906.3059 | 475488 | 215686.64 | 0 | 242961.16
1560 | 361.6 | 0 | 0 | 0 | 0 | 1798.85 | 0 | 0 | 0 | 662812.8 | 0
1561 | 110.4 | 0 | 0 | 0 | 0 | 1783.2 | 0 | 0 | 0 | 131376 | 0
1562 | 116.8 | 0 | 0 | 0 | 0 | 1709 | 0 | 0 | 0 | 138992 | 0
1563 | 111.2 | 0 | 0 | 0 | 0 | 1668.7 | 0 | 0 | 0 | 132328 | 0
1564 | 113.6 | 0 | 0 | 0 | 0 | 1659.85 | 0 | 0 | 0 | 135184 | 0
1565 | 110.4 | 0 | 0 | 0 | 0 | 1635.2 | 0 | 0 | 0 | 131376 | 0
1566 | 114.4 | 0 | 0 | 0 | 0 | 1667.05 | 0 | 0 | 0 | 136136 | 0
1567 | 98.4 | 102.4124 | 102.4124 | 99.6945 | 98.4 | 1773.8 | 183722.4334 | 35424 | 16068.72 | 0 | 22258.08
1568 | 220.236 | 229.2165 | 229.2165 | 223.1332 | 220.236 | 1788.4 | 415386.4062 | 79284.96 | 35964.5388 | 0 | 46601.9376
1569 | 1212.985 | 1262.4466 | 1262.4466 | 1228.942 | 1212.985 | 1847.15 | 2362391.0438 | 436674.6 | 198080.4505 | 0 | 185404.7573
1570 | 1238.812 | 1289.3268 | 1289.3268 | 1255.1088 | 1238.812 | 1857.25 | 2427312.8114 | 445972.32 | 202297.9996 | 0 | 176840.413
1571 | 1664.717 | 1732.5988 | 1732.5988 | 1686.6166 | 1664.717 | 1799.25 | 3163564.0306 | 599298.12 | 271848.2861 | 0 | 334191.9377
1572 | 1556.917 | 1620.4031 | 1620.4031 | 1577.3985 | 1556.917 | 1711.7 | 2819736.3846 | 560490.12 | 254244.5461 | 0 | 448859.1711
1573 | 1408.483 | 1465.9164 | 1465.9164 | 1427.0118 | 1408.483 | 1555.95 | 2309830.2886 | 507053.88 | 230005.2739 | 0 | 625436.8761
1574 | 1587.586 | 2136.7283 | 1652.3216 | 2080.0207 | 1587.586 | 1578.35 | 2650432.1926 | 571530.96 | 259252.7938 | 0 | 669405.6369
1575 | 1726.378 | 2442.6844 | 1796.7742 | 2377.8569 | 1726.378 | 1716.35 | 3131888.8056 | 621496.08 | 281917.5274 | 0 | 489687.1197
1576 | 1711.478 | 1843.223 | 1781.2666 | 1794.3049 | 1711.478 | 1753.7 | 3167070.5381 | 616132.08 | 279484.3574 | 0 | 421537.0314
1577 | 1544.327 | 929.6947 | 929.6947 | 905.0211 | 905.0211 | 1890.7 | 1800054.7058 | 325807.5944 | 147789.9449 | 1171847.7229 | 98918.8057
1578 | 1402.659 | 188.2973 | 188.2973 | 183.3 | 183.3 | 1886.35 | 363458.3299 | 65988.0103 | 29932.8947 | 2235084.9945 | 20832.0483
1579 | 1439.865 | 1479.1759 | 1479.1759 | 1439.9194 | 1439.865 | 1883.85 | 2848502.8099 | 518351.4 | 235129.9545 | 0 | 167240.3198
1580 | 1459.2 | 1518.7015 | 1518.7015 | 1478.396 | 1459.2 | 1865.55 | 2862071.7542 | 525312 | 238287.36 | 0 | 196189.44
1581 | 1510.4 | 1571.9893 | 1571.9893 | 1530.2695 | 1510.4 | 1850.4 | 2934258.8525 | 543744 | 246648.32 | 0 | 225955.84
1582 | 1384 | 1440.4351 | 1440.4351 | 1402.2067 | 1384 | 1836.3 | 2666403.1096 | 498240 | 226007.2 | 0 | 226560.8
1583 | 1400 | 1457.0875 | 1457.0875 | 1418.4172 | 1400 | 1816.05 | 2674077.4623 | 504000 | 228620 | 0 | 257530
1584 | 472 | 0 | 0 | 0 | 0 | 1798.85 | 0 | 0 | 0 | 865176 | 0
1585 | 416.8 | 0 | 0 | 0 | 0 | 1661.85 | 0 | 0 | 0 | 495992 | 0
1586 | 390.4 | 0 | 0 | 0 | 0 | 1760.4 | 0 | 0 | 0 | 464576 | 0
1587 | 431.2 | 0 | 0 | 0 | 0 | 1668.7 | 0 | 0 | 0 | 513128 | 0
1588 | 381.6 | 0 | 0 | 0 | 0 | 1663.35 | 0 | 0 | 0 | 454104 | 0
1589 | 384 | 0 | 0 | 0 | 0 | 1660.2 | 0 | 0 | 0 | 456960 | 0
1590 | 484.8 | 0 | 0 | 0 | 0 | 1662.55 | 0 | 0 | 0 | 576912 | 0
1591 | 424 | 119.9193 | 119.9193 | 116.7367 | 116.7367 | 1685.7 | 207026.6911 | 42025.2296 | 19063.1111 | 563213.5393 | 36690.3602
1592 | 433.137 | 450.7989 | 450.7989 | 438.835 | 433.137 | 1705.3 | 779140.08 | 155929.32 | 70731.2721 | 0 | 127645.4739
1593 | 1644.823 | 1711.8936 | 1711.8936 | 1666.4609 | 1644.823 | 1847.15 | 3205339.2993 | 592136.28 | 268599.5959 | 0 | 251411.1955
1594 | 1786.904 | 1859.7682 | 1859.7682 | 1810.411 | 1786.904 | 1805.75 | 3412697.008 | 643285.44 | 291801.4232 | 0 | 347106.102
1595 | 1792.2 | 1865.2802 | 1865.2802 | 1815.7766 | 1792.2 | 1718.25 | 3265244.9072 | 645192 | 292666.26 | 0 | 504952.35
1596 | 1606.691 | 1726.8069 | 1672.2067 | 1680.9784 | 1606.691 | 1611.5 | 2745784.8534 | 578408.76 | 262372.6403 | 0 | 624199.4535
1597 | 1894.24 | 1971.481 | 1971.481 | 1919.159 | 1894.24 | 1517.5 | 3046860.4851 | 681926.4 | 309329.392 | 0 | 913970.8
1598 | 1829.242 | 1903.8326 | 1903.8326 | 1853.3059 | 1829.242 | 1541.9 | 2995254.1788 | 658527.12 | 298715.2186 | 0 | 837975.7602
1599 | 1903.518 | 1981.1374 | 1981.1374 | 1928.5591 | 1903.518 | 1716.35 | 3464934.0142 | 685266.48 | 310844.4894 | 0 | 539932.8807
1600 | 1476.616 | 2003.4589 | 1536.8277 | 1950.2882 | 1476.616 | 1776.2 | 2774103.1115 | 531581.76 | 241131.3928 | 0 | 330466.6608
1601 | 1535.769 | 1149.4016 | 1149.4016 | 1118.8971 | 1118.8971 | 1886.2 | 2227818.105 | 402802.968 | 182715.9019 | 764126.1316 | 127330.4938
1602 | 1485.795 | 200.0654 | 200.0654 | 194.7558 | 194.7558 | 1886.35 | 387604.6914 | 70112.0786 | 31803.6179 | 2366474.9015 | 22133.9937
1603 | 1357.077 | 1412.4142 | 1412.4142 | 1374.9295 | 1357.077 | 1883.85 | 2695907.8805 | 488547.72 | 221610.6741 | 0 | 157624.4936
1604 | 1589.6 | 1654.4188 | 1654.4188 | 1610.5114 | 1589.6 | 1865.55 | 3130780.0555 | 572256 | 259581.68 | 0 | 213721.72
1605 | 1525.6 | 1587.8091 | 1587.8091 | 1545.6695 | 1525.6 | 1798.9 | 2895259.6368 | 549216 | 249130.48 | 0 | 306798.16
1606 | 1258.4 | 1309.7135 | 1309.7135 | 1274.9544 | 1258.4 | 1836.3 | 2441453.3864 | 453024 | 205496.72 | 0 | 206000.08
1607 | 1140 | 1186.4855 | 1186.4855 | 1154.9969 | 1140 | 1796.6 | 2163545.8573 | 410400 | 186162 | 0 | 231876
1608 | 1290.4 | 0 | 0 | 0 | 0 | 1667.35 | 0 | 0 | 0 | 2365303.2 | 0
1609 | 1470.4 | 0 | 0 | 0 | 0 | 1504.05 | 0 | 0 | 0 | 2695243.2 | 0
1610 | 904.8 | 0 | 0 | 0 | 0 | 1532.45 | 0 | 0 | 0 | 1658498.4 | 0
1611 | 1167.2 | 0 | 0 | 0 | 0 | 1495 | 0 | 0 | 0 | 2139477.6 | 0
1612 | 1140.8 | 0 | 0 | 0 | 0 | 1454.25 | 0 | 0 | 0 | 2091086.4 | 0
1613 | 1201.6 | 0 | 0 | 0 | 0 | 1454.6 | 0 | 0 | 0 | 2202532.8 | 0
1614 | 1211.2 | 0 | 0 | 0 | 0 | 1533.1 | 0 | 0 | 0 | 2220129.6 | 0
1615 | 1014.4 | 429.6462 | 429.6462 | 418.2436 | 418.2436 | 1587.35 | 703006.4424 | 150567.7012 | 68299.1822 | 1092754.6546 | 172588.2275
1616 | 337.397 | 351.155 | 351.155 | 341.8355 | 337.397 | 1648.3 | 589461.2632 | 121462.92 | 55096.9301 | 0 | 118662.5249
1617 | 274.291 | 358.353 | 285.4767 | 348.8425 | 274.291 | 1734.65 | 505385.6312 | 98744.76 | 44791.7203 | 0 | 72783.1168
1618 | 264.437 | 1096.4542 | 275.2209 | 1067.3549 | 264.437 | 1655.8 | 465971.8187 | 95197.32 | 43182.5621 | 0 | 91019.2154
1619 | 281.379 | 1567.8501 | 292.8527 | 1526.2402 | 281.379 | 1540.15 | 459916.2867 | 101296.44 | 45949.1907 | 0 | 129392.1331
1620 | 297.305 | 1825.1728 | 309.4281 | 1776.7337 | 297.305 | 1531.1 | 482547.7612 | 107029.8 | 48549.9065 | 0 | 139406.3145
1621 | 288.999 | 2349.3871 | 300.7835 | 2287.0356 | 288.999 | 1517.5 | 465207.8587 | 104039.64 | 47193.5367 | 0 | 139442.0175
1622 | 276.252 | 2547.3428 | 287.5167 | 2479.7377 | 276.252 | 1539.3 | 451671.6345 | 99450.72 | 45111.9516 | 0 | 127269.2964
1623 | 267.096 | 1232.0372 | 277.9873 | 1199.3396 | 267.096 | 1560.75 | 442367.1557 | 96154.56 | 43616.7768 | 0 | 117321.918
1624 | 204.599 | 1196.4593 | 212.9419 | 1164.7059 | 204.599 | 1608.55 | 348955.9378 | 73655.64 | 33411.0167 | 0 | 80090.2786
1625 | 286.349 | 853.0894 | 298.0254 | 830.4488 | 286.349 | 1759.2 | 533733.3267 | 103085.64 | 46760.7917 | 0 | 68952.8392
1626 | 229.93 | 239.3058 | 239.3058 | 232.9548 | 229.93 | 1754.85 | 427280.3744 | 82774.8 | 37547.569 | 0 | 56367.3395
1627 | 205.13 | 213.4945 | 213.4945 | 207.8285 | 205.13 | 1752.35 | 380009.0919 | 73846.8 | 33497.729 | 0 | 50800.4445
1628 | 299.2 | 311.4004 | 311.4004 | 303.136 | 299.2 | 1718.55 | 543415.8122 | 107712 | 48859.36 | 0 | 84209.84
1629 | 287.2 | 298.9111 | 298.9111 | 290.9782 | 287.2 | 1677.45 | 508808.9055 | 103392 | 46899.76 | 0 | 92636.36
1630 | 292 | 303.9068 | 303.9068 | 295.8413 | 292 | 1733.3 | 534785.3217 | 105120 | 47683.6 | 0 | 77876.4
1631 | 230.4 | 239.795 | 239.795 | 233.4309 | 230.4 | 1709.55 | 415878.2285 | 82944 | 37624.32 | 0 | 66919.68
1632 | 164.8 | 171.52 | 171.52 | 166.968 | 164.8 | 1597.4 | 277655.585 | 59328 | 26911.84 | 0 | 66348.48
1633 | 195.2 | 203.1596 | 203.1596 | 197.7679 | 195.2 | 1505.35 | 309936.3283 | 70272 | 31876.16 | 0 | 96555.68
1634 | 238.4 | 248.1212 | 248.1212 | 241.5362 | 238.4 | 1536.4 | 387275.4872 | 85824 | 38930.72 | 0 | 110522.24
1635 | 187.2 | 194.8334 | 194.8334 | 189.6626 | 187.2 | 1466.35 | 290315.6813 | 67392 | 30569.76 | 0 | 99899.28
1636 | 148.8 | 154.8676 | 154.8676 | 150.7575 | 148.8 | 1459.25 | 229570.5509 | 53568 | 24299.04 | 0 | 80463.6
1637 | 132.8 | 138.2152 | 138.2152 | 134.547 | 132.8 | 1458.9 | 204739.1711 | 47808 | 21686.24 | 0 | 71858.08
1638 | 192.8 | 200.6618 | 200.6618 | 195.3363 | 192.8 | 1462.3 | 297744.0582 | 69408 | 31484.24 | 0 | 103668.56
1639 | 120 | 124.8932 | 124.8932 | 121.5786 | 120 | 1469.9 | 186237.3321 | 43200 | 19596 | 0 | 63612
1640 | 191.45 | 199.2567 | 199.2567 | 193.9686 | 191.45 | 1528.8 | 309927.5723 | 68922 | 31263.785 | 0 | 90211.24
1641 | 866.164 | 901.4834 | 901.4834 | 877.5585 | 866.164 | 1684.95 | 1550234.6983 | 311819.04 | 141444.5812 | 0 | 272884.9682
1642 | 1455.515 | 1764.6891 | 1514.8662 | 1717.8552 | 1455.515 | 1612.4 | 2494418.5972 | 523985.4 | 237685.5995 | 0 | 564157.614
1643 | 1743.462 | 3276.8576 | 1814.5548 | 3189.8916 | 1743.462 | 1536.15 | 2839336.8279 | 627646.32 | 284707.3446 | 0 | 808704.8487
1644 | 1648.641 | 3509.5701 | 1715.8673 | 3416.428 | 1648.641 | 1442.5 | 2521308.4694 | 593510.76 | 269223.0753 | 0 | 919117.3575
1645 | 1680.833 | 3513.5584 | 1749.372 | 3420.3105 | 1680.833 | 1428.05 | 2541929.9041 | 605099.88 | 274480.0289 | 0 | 961352.4343
1646 | 1635.438 | 3299.1303 | 1702.1259 | 3211.5731 | 1635.438 | 1429.3 | 2476783.5205 | 588757.68 | 267067.0254 | 0 | 933344.4666
1647 | 1660.537 | 2832.8175 | 1728.2484 | 2757.6361 | 1660.537 | 1555.55 | 2738356.3656 | 597793.32 | 271165.6921 | 0 | 738025.6697
1648 | 1717.571 | 2136.746 | 1787.608 | 2080.0379 | 1717.571 | 1565.85 | 2837888.2256 | 618325.56 | 280479.3443 | 0 | 745683.4497
1649 | 1588.152 | 1173.0366 | 1173.0366 | 1141.9049 | 1141.9049 | 1676.9 | 2020101.1938 | 411085.7545 | 186473.0658 | 817970.9829 | 368949.4646
1650 | 1863.569 | 207.1645 | 207.1645 | 201.6665 | 201.6665 | 1652.55 | 351395.1002 | 72599.9418 | 32932.1403 | 3046267.2731 | 70069.0272
1651 | 1540.524 | 1387.0162 | 1387.0162 | 1350.2055 | 1350.2055 | 1615.4 | 2295961.3249 | 486073.9867 | 220488.5612 | 646702.2002 | 519289.0424
1652 | 1230.4 | 1280.5718 | 1280.5718 | 1246.5861 | 1230.4 | 1561.65 | 2021694.1049 | 442944 | 200924.32 | 0 | 539345.84
1653 | 1436 | 1494.5555 | 1494.5555 | 1454.8908 | 1436 | 1518.7 | 2291759.8777 | 516960 | 234498.8 | 0 | 691146.8
1654 | 1564.8 | 1628.6075 | 1628.6075 | 1585.3852 | 1564.8 | 1581.1 | 2603806.2465 | 563328 | 255531.84 | 0 | 655494.72
1655 | 1647.2 | 1676.6383 | 1676.6383 | 1632.1413 | 1632.1413 | 1567.95 | 2697779.8158 | 587570.8558 | 266528.6688 | 51169.5775 | 705166.6341
1656 | 1421.6 | 0 | 0 | 0 | 0 | 1552.5 | 0 | 0 | 0 | 2605792.8 | 0
1657 | 1376.8 | 0 | 0 | 0 | 0 | 1534.7 | 0 | 0 | 0 | 1638392 | 0
1658 | 1502.4 | 0 | 0 | 0 | 0 | 1534.85 | 0 | 0 | 0 | 1787856 | 0
1659 | 1624 | 0 | 0 | 0 | 0 | 1457.7 | 0 | 0 | 0 | 1932560 | 0
1660 | 1292.8 | 0 | 0 | 0 | 0 | 1289.6 | 0 | 0 | 0 | 1538432 | 0
1661 | 1245.6 | 0 | 0 | 0 | 0 | 1453.2 | 0 | 0 | 0 | 1482264 | 0
1662 | 1281.6 | 0 | 0 | 0 | 0 | 1452 | 0 | 0 | 0 | 1525104 | 0
1663 | 1044.8 | 78.9908 | 78.9908 | 76.8944 | 76.8944 | 1450.15 | 117543.9439 | 27681.9922 | 12556.8592 | 1774170.923 | 42280.3984
1664 | 1268.07 | 1022.4321 | 1022.4321 | 995.2973 | 995.2973 | 1453.9 | 1529488.3604 | 358307.0177 | 162532.0444 | 499992.4113 | 543531.84
1665 | 1664.469 | 1732.3407 | 1732.3407 | 1686.3653 | 1664.469 | 1467.65 | 2584302.8274 | 599208.84 | 271807.7877 | 0 | 886080.0721
1666 | 1354.034 | 1409.2472 | 1409.2472 | 1371.8465 | 1354.034 | 1475.95 | 2122103.9815 | 487452.24 | 221113.7522 | 0 | 709581.5177
1667 | 1675.929 | 1739.24 | 1739.24 | 1693.0815 | 1675.929 | 1482.2 | 2643340.1896 | 603334.44 | 273679.2057 | 0 | 867796.0362
1668 | 1404.339 | 1983.1117 | 1461.6045 | 1930.481 | 1404.339 | 1476.75 | 2206472.9633 | 505562.04 | 229328.5587 | 0 | 734820.3818
1669 | 1405.495 | 2056.0004 | 1462.8076 | 2001.4353 | 1405.495 | 1361 | 2028506.831 | 505978.2 | 229517.3335 | 0 | 898111.305
1670 | 1385.337 | 1535.3175 | 1441.8266 | 1494.571 | 1385.337 | 1221.05 | 1796403.1757 | 498721.32 | 226225.5321 | 0 | 1079108.2562
1671 | 1426.323 | 1484.4839 | 1484.4839 | 1445.0865 | 1426.323 | 1084.6 | 1642900.2223 | 513476.28 | 232918.5459 | 0 | 1305656.0742
1672 | 1546.268 | 1609.3198 | 1609.3198 | 1566.6094 | 1546.268 | 1231.3 | 2015951.8613 | 556656.48 | 252505.5644 | 0 | 1188616.2116
1673 | 1512.557 | 1298.2358 | 1298.2358 | 1263.7814 | 1263.7814 | 1503.45 | 2006978.521 | 454961.289 | 206375.4958 | 456005.7511 | 627530.6335
1674 | 1715.266 | 256.8325 | 256.8325 | 250.0163 | 250.0163 | 1517.8 | 398806.3656 | 90005.8662 | 40827.661 | 2685802.7094 | 120557.8574
1675 | 1546.02 | 1230.7435 | 1230.7435 | 1198.0803 | 1198.0803 | 1631.25 | 2053518.9495 | 431308.8985 | 195646.5087 | 1182299.1903 | 441792.1009
1676 | 1220 | 1269.7477 | 1269.7477 | 1236.0493 | 1220 | 1605.9 | 2063438.7673 | 439200 | 199226 | 0 | 480802
1677 | 1550.4 | 1613.6203 | 1613.6203 | 1570.7957 | 1550.4 | 1559.95 | 2549957.4201 | 558144 | 253180.32 | 0 | 682253.52
1678 | 1778.4 | 1676.6383 | 1676.6383 | 1632.1413 | 1632.1413 | 1553.05 | 2673804.0939 | 587570.8558 | 266528.6688 | 496987.1775 | 729485.5389
1679 | 1676.8 | 1676.6383 | 1676.6383 | 1632.1413 | 1632.1413 | 1540.75 | 2649645.6301 | 587570.8558 | 266528.6688 | 151750.3775 | 749560.8765
1680 | 1480.8 | 0 | 0 | 0 | 0 | 1480.5 | 0 | 0 | 0 | 2714306.4 | 0
1681 | 1334.4 | 0 | 0 | 0 | 0 | 1504.05 | 0 | 0 | 0 | 1587936 | 0
1682 | 1472 | 0 | 0 | 0 | 0 | 1280.9 | 0 | 0 | 0 | 1751680 | 0
1683 | 1444.8 | 0 | 0 | 0 | 0 | 1277.7 | 0 | 0 | 0 | 1719312 | 0
1684 | 230.4 | 0 | 0 | 0 | 0 | 1199.9 | 0 | 0 | 0 | 274176 | 0
1685 | 354.4 | 0 | 0 | 0 | 0 | 1195.25 | 0 | 0 | 0 | 421736 | 0
1686 | 880.8 | 0 | 0 | 0 | 0 | 1156.05 | 0 | 0 | 0 | 1048152 | 0
1687 | 1391.249 | 173.586 | 173.586 | 168.9791 | 168.9791 | 1383.4 | 246519.5251 | 60832.4691 | 27594.2839 | 2240420.7621 | 104192.5012
1688 | 1367.166 | 1189.9107 | 1189.9107 | 1158.3312 | 1158.3312 | 1606.95 | 1964691.6981 | 416999.2168 | 189155.4781 | 382794.2657 | 455282.0616
1689 | 1114.978 | 1160.4432 | 1160.4432 | 1129.6457 | 1114.978 | 1738.15 | 2047808.7377 | 401392.08 | 182075.9074 | 0 | 291956.9893
1690 | 991.078 | 1409.8737 | 1031.492 | 1372.4564 | 991.078 | 1697.25 | 1778350.4047 | 356788.08 | 161843.0374 | 0 | 300048.8645
1691 | 1722.516 | 1944.7705 | 1792.7547 | 1893.1574 | 1722.516 | 1540.15 | 2804027.9633 | 620105.76 | 281286.8628 | 0 | 792098.9826
1692 | 1259.699 | 2204.5724 | 1311.0655 | 2146.0642 | 1259.699 | 1531.1 | 2039593.1679 | 453491.64 | 205708.8467 | 0 | 590672.8611
1693 | 1018.275 | 2210.5881 | 1059.798 | 2151.9202 | 1018.275 | 1517.5 | 1633890.7867 | 366579 | 166284.3075 | 0 | 491317.6875
1694 | 905.101 | 3049.0847 | 942.0081 | 2968.1636 | 905.101 | 1575.75 | 1507100.0264 | 325836.36 | 147802.9933 | 0 | 383989.0993
1695 | 1153.41 | 3172.1607 | 1200.4424 | 3087.9733 | 1153.41 | 1706.85 | 2075917.2481 | 415227.6 | 188351.853 | 0 | 338122.1415
1696 | 1638.025 | 2411.1051 | 1704.8184 | 2347.1157 | 1638.025 | 1753.7 | 3031490.0054 | 589689 | 267489.4825 | 0 | 403445.5575
1697 | 1603.774 | 1368.8744 | 1368.8744 | 1332.5452 | 1332.5452 | 1783.2 | 2506429.037 | 479716.276 | 217604.633 | 497162.3699 | 288895.8018
1698 | 1509.175 | 274.3488 | 274.3488 | 267.0677 | 267.0677 | 1751.35 | 492636.2183 | 96144.3706 | 43612.1548 | 2276782.6883 | 66406.3826
1699 | 994.822 | 1035.3877 | 1035.3877 | 1007.909 | 994.822 | 1774.85 | 1855556.4418 | 358135.92 | 162454.4326 | 0 | 223984.1733
1700 | 1233.6 | 1283.9023 | 1283.9023 | 1249.8282 | 1233.6 | 1762.55 | 2288401.4826 | 444096 | 201446.88 | 0 | 292918.32
1701 | 1465.6 | 1525.3625 | 1525.3625 | 1484.8802 | 1465.6 | 1764.4 | 2721227.3241 | 527616 | 239332.48 | 0 | 345295.36
1702 | 1463.2 | 1522.8646 | 1522.8646 | 1482.4486 | 1463.2 | 1836.3 | 2832696.8719 | 526752 | 238940.56 | 0 | 239525.84
1703 | 1261.6 | 1313.044 | 1313.044 | 1278.1965 | 1261.6 | 1806 | 2402833.8729 | 454176 | 206019.28 | 0 | 244750.4
1704 | 1423.2 | 0 | 0 | 0 | 0 | 1667.35 | 0 | 0 | 0 | 2608725.6 | 0
1705 | 1556.8 | 0 | 0 | 0 | 0 | 1623.2 | 0 | 0 | 0 | 1852592 | 0
1706 | 1232.8 | 0 | 0 | 0 | 0 | 1580.4 | 0 | 0 | 0 | 1467032 | 0
1707 | 1564 | 0 | 0 | 0 | 0 | 1534.7 | 0 | 0 | 0 | 1861160 | 0
1708 | 1275.2 | 0 | 0 | 0 | 0 | 1532.85 | 0 | 0 | 0 | 1517488 | 0
1709 | 1312.8 | 0 | 0 | 0 | 0 | 1533.2 | 0 | 0 | 0 | 1562232 | 0
1710 | 1168 | 0 | 0 | 0 | 0 | 1539.05 | 0 | 0 | 0 | 1389920 | 0
1711 | 1272.8 | 977.457 | 977.457 | 951.5158 | 951.5158 | 1651.2 | 1655442.7076 | 342545.6874 | 155382.5299 | 588913.9418 | 331888.7104
1712 | 922.415 | 960.0281 | 960.0281 | 934.5495 | 922.415 | 1648.3 | 1605032.6176 | 332069.4 | 150630.3695 | 0 | 324413.3555
1713 | 1110.192 | 1155.4621 | 1155.4621 | 1124.7967 | 1110.192 | 1740.65 | 2042222.63 | 399669.12 | 181294.3536 | 0 | 287928.2952
1714 | 1567.16 | 1631.0638 | 1631.0638 | 1587.7762 | 1567.16 | 1719.75 | 2853083.7097 | 564177.6 | 255917.228 | 0 | 439196.59
1715 | 1212.443 | 1849.7997 | 1261.8825 | 1800.707 | 1212.443 | 1579.45 | 2026709.8578 | 436479.48 | 197991.9419 | 0 | 509892.9036
1716 | 1091.61 | 2089.1263 | 1136.1224 | 2033.682 | 1091.61 | 1531.1 | 1766444.0677 | 392979.6 | 178259.913 | 0 | 511855.929
1717 | 971.536 | 2108.1309 | 1011.1532 | 2052.1822 | 971.536 | 1590.4 | 1631767.9344 | 349752.96 | 158651.8288 | 0 | 397941.1456
1718 | 1055.456 | 2734.1914 | 1098.4941 | 2661.6275 | 1055.456 | 1578.6 | 1759744.091 | 379964.16 | 172355.9648 | 0 | 444769.1584
1719 | 957.674 | 3083.8747 | 996.7249 | 3002.0304 | 957.674 | 1639.35 | 1656678.8231 | 344762.64 | 156388.1642 | 0 | 345385.1281
1720 | 997.558 | 2330.2618 | 1038.2352 | 2268.4179 | 997.558 | 1645.35 | 1731032.8588 | 359120.88 | 162901.2214 | 0 | 353783.9447
1721 | 1166.299 | 1309.7375 | 1213.8569 | 1274.9777 | 1166.299 | 1692.2 | 2079344.8033 | 419867.64 | 190456.6267 | 0 | 358986.8322
1722 | 1040.947 | 1083.3935 | 1083.3935 | 1054.6408 | 1040.947 | 1726.35 | 1892604.8721 | 374740.92 | 169986.6451 | 0 | 284855.1465
1723 | 1287.915 | 1340.432 | 1340.432 | 1304.8577 | 1287.915 | 1780.85 | 2411686.7946 | 463649.4 | 210316.5195 | 0 | 282246.5723
1724 | 1227.2 | 1277.2413 | 1277.2413 | 1243.344 | 1227.2 | 1865.45 | 2413343.5389 | 441792 | 200401.76 | 0 | 165119.76
1725 | 1147.2 | 1193.9791 | 1193.9791 | 1162.2916 | 1147.2 | 1820.4 | 2198959.6585 | 412992 | 187337.76 | 0 | 206037.12
1726 | 1378.4 | 1434.6067 | 1434.6067 | 1396.5331 | 1378.4 | 1836.3 | 2669817.7663 | 496224 | 225092.72 | 0 | 225644.08
1727 | 1175.2 | 1223.1209 | 1223.1209 | 1190.6599 | 1175.2 | 1806.6 | 2239146.5208 | 423072 | 191910.16 | 0 | 227283.68
1728 | 160.8 | 167.3569 | 167.3569 | 162.9153 | 160.8 | 1691.35 | 286546.1508 | 57888 | 26258.64 | 0 | 49630.92
1729 | 104.8 | 0 | 0 | 0 | 0 | 1768.25 | 0 | 0 | 0 | 124712 | 0
1730 | 106.4 | 0 | 0 | 0 | 0 | 1667.9 | 0 | 0 | 0 | 126616 | 0
1731 | 102.4 | 0 | 0 | 0 | 0 | 1611.7 | 0 | 0 | 0 | 121856 | 0
1732 | 108 | 0 | 0 | 0 | 0 | 1559 | 0 | 0 | 0 | 128520 | 0
1733 | 101.6 | 0 | 0 | 0 | 0 | 1527.5 | 0 | 0 | 0 | 120904 | 0
1734 | 104 | 7.5019 | 7.5019 | 7.3028 | 7.3028 | 1574.7 | 12125.6889 | 2629.016 | 1192.5509 | 115069.6415 | 3105.8903
1735 | 86.785 | 90.3238 | 90.3238 | 87.9267 | 86.785 | 1722.3 | 157630.2288 | 31242.6 | 14171.9905 | 0 | 24100.1945
1736 | 102.491 | 106.6703 | 106.6703 | 103.8393 | 102.491 | 1741.9 | 188514.8622 | 36896.76 | 16736.7803 | 0 | 26452.9271
1737 | 1053.719 | 1096.6863 | 1096.6863 | 1067.5808 | 1053.719 | 1837.15 | 2046129.1877 | 379338.84 | 172072.3127 | 0 | 171598.1391
1738 | 1351.25 | 1495.2934 | 1406.3496 | 1455.6091 | 1351.25 | 1754.25 | 2510353.1984 | 486450 | 220659.125 | 0 | 332069.6875
1739 | 1014.359 | 2011.2855 | 1055.7223 | 1957.9071 | 1014.359 | 1613.05 | 1731675.2307 | 365169.24 | 165644.8247 | 0 | 392506.215
1740 | 1130.671 | 1176.7761 | 1176.7761 | 1145.5451 | 1130.671 | 1645.35 | 1969508.1355 | 407041.56 | 184638.5743 | 0 | 400992.4702
1741 | 1327.615 | 1467.5983 | 1381.7509 | 1428.6491 | 1327.615 | 1673.1 | 2351998.651 | 477941.4 | 216799.5295 | 0 | 433997.3435
1742 | 1312.509 | 3718.8162 | 1366.0289 | 3620.1209 | 1312.509 | 1782.5 | 2480676.9519 | 472503.24 | 214332.7197 | 0 | 285470.7075
1743 | 1182.509 | 3225.8762 | 1230.7279 | 3140.2632 | 1182.509 | 1773.35 | 2216686.8874 | 425703.24 | 193103.7197 | 0 | 268015.6649
1744 | 1270.68 | 2450.4538 | 1322.4943 | 2385.4201 | 1270.68 | 1782.2 | 2390060.0577 | 457444.8 | 207502.044 | 0 | 276754.104
1745 | 1403.753 | 1390.0355 | 1390.0355 | 1353.1447 | 1353.1447 | 1809.2 | 2579707.6888 | 487132.0854 | 220968.5265 | 92765.0477 | 258180.0052
1746 | 1739.825 | 277.3295 | 277.3295 | 269.9694 | 269.9694 | 1856.3 | 527280.9858 | 97188.974 | 44085.9985 | 2694245.3656 | 38794.5988
1747 | 1588.775 | 975.7012 | 975.7012 | 949.8066 | 949.8066 | 1883.35 | 1880651.1598 | 341930.378 | 155103.4187 | 2171214.6044 | 110794.9405
1748 | 1500.8 | 1561.9978 | 1561.9978 | 1520.5432 | 1500.8 | 1865.55 | 2946858.6269 | 540288 | 245080.64 | 0 | 201782.56
1749 | 1536 | 1598.6332 | 1598.6332 | 1556.2063 | 1536 | 1850.4 | 2986108.5074 | 552960 | 250828.8 | 0 | 229785.6
1750 | 1589.6 | 1654.4188 | 1654.4188 | 1610.5114 | 1589.6 | 1836.3 | 3070394.9238 | 572256 | 259581.68 | 0 | 260217.52
1751 | 1916 | 1676.6383 | 1676.6383 | 1632.1413 | 1632.1413 | 1816.05 | 3125498.2506 | 587570.8558 | 266528.6688 | 964551.9775 | 300232.3859
1752 | 192 | 0 | 0 | 0 | 0 | 1798.85 | 0 | 0 | 0 | 351936 | 0
1753 | 107.2 | 0 | 0 | 0 | 0 | 1783.05 | 0 | 0 | 0 | 127568 | 0
1754 | 116 | 0 | 0 | 0 | 0 | 1765.4 | 0 | 0 | 0 | 138040 | 0
1755 | 110.4 | 0 | 0 | 0 | 0 | 1690.2 | 0 | 0 | 0 | 131376 | 0
1756 | 110.4 | 0 | 0 | 0 | 0 | 1666.85 | 0 | 0 | 0 | 131376 | 0
1757 | 108 | 0 | 0 | 0 | 0 | 1667.2 | 0 | 0 | 0 | 128520 | 0
1758 | 110.4 | 0 | 0 | 0 | 0 | 1673.05 | 0 | 0 | 0 | 131376 | 0
1759 | 103.221 | 107.43 | 107.43 | 104.5789 | 103.221 | 1783.65 | 194162.1436 | 37159.56 | 16855.9893 | 0 | 22331.8633
1760 | 126.773 | 131.9424 | 131.9424 | 128.4407 | 126.773 | 1726.8 | 231153.158 | 45638.28 | 20702.0309 | 0 | 34634.3836
1761 | 999.966 | 1040.7414 | 1040.7414 | 1013.1207 | 999.966 | 1832.7 | 1934852.8187 | 359987.76 | 163294.4478 | 0 | 167294.3118
1762 | 1972.895 | 2053.3433 | 2053.3433 | 1998.8487 | 1972.895 | 1796.3 | 3750582.1136 | 710242.2 | 322173.7535 | 0 | 401878.7115
1763 | 1497.263 | 2076.9055 | 1558.3166 | 2021.7855 | 1497.263 | 1686.25 | 2668672.8375 | 539014.68 | 244503.0479 | 0 | 469766.2663
1764 | 1447.357 | 2114.0747 | 1506.3756 | 2057.9683 | 1447.357 | 1667.7 | 2545173.8163 | 521048.52 | 236353.3981 | 0 | 480956.7311
1765 | 1492.397 | 2921.9257 | 1553.2522 | 2844.3794 | 1492.397 | 1673.1 | 2631286.8641 | 537262.92 | 243708.4301 | 0 | 487864.5793
1766 | 1665.983 | 3699.2069 | 1733.9164 | 3601.032 | 1665.983 | 1624.9 | 2858014.4876 | 599753.88 | 272055.0239 | 0 | 624910.2233
1767 | 1335.156 | 3116.3751 | 1389.5994 | 3033.6682 | 1335.156 | 1716.35 | 2416460.0696 | 480656.16 | 218030.9748 | 0 | 378716.9994
1768 | 1587.901 | 2343.9698 | 1652.6505 | 2281.7622 | 1587.901 | 1747.7 | 2920624.9363 | 571644.36 | 259304.2333 | 0 | 400627.4223
1769 | 1409.122 | 1279.3187 | 1279.3187 | 1245.3663 | 1245.3663 | 1781.7 | 2332663.0839 | 448331.8502 | 203368.3087 | 300164.2889 | 271863.4525
1770 | 1956.792 | 243.7343 | 243.7343 | 237.2657 | 237.2657 | 1804.85 | 450619.7866 | 85415.6655 | 38745.4949 | 3151891.6393 | 46302.4087
1771 | 1705.486 | 942.6565 | 942.6565 | 917.6389 | 917.6389 | 1868.9 | 1804571.6836 | 330350.0147 | 149850.4372 | 2677104.3448 | 120302.4637
1772 | 1647.2 | 1676.6383 | 1676.6383 | 1632.1413 | 1632.1413 | 1814 | 3116825.7315 | 587570.8558 | 266528.6688 | 51169.5775 | 303578.2755
1773 | 1580.8 | 1645.26 | 1645.26 | 1601.5957 | 1580.8 | 1789.45 | 2975317.8303 | 569088 | 258144.64 | 0 | 332837.44
1774 | 1783.2 | 1676.6383 | 1676.6383 | 1632.1413 | 1632.1413 | 1836.25 | 3156757.7907 | 587570.8558 | 266528.6688 | 513297.5775 | 267263.1323
1775 | 1466.4 | 1526.1951 | 1526.1951 | 1485.6907 | 1466.4 | 1816 | 2809292.6726 | 527904 | 239463.12 | 0 | 269817.6
1776 | 1642.4 | 0 | 0 | 0 | 0 | 1798.85 | 0 | 0 | 0 | 3010519.2 | 0
1777 | 1504 | 0 | 0 | 0 | 0 | 1778.15 | 0 | 0 | 0 | 2756832 | 0
1778 | 1396 | 0 | 0 | 0 | 0 | 1755.5 | 0 | 0 | 0 | 2558868 | 0
1779 | 1258.4 | 0 | 0 | 0 | 0 | 1668.7 | 0 | 0 | 0 | 2306647.2 | 0
1780 | 1348.8 | 0 | 0 | 0 | 0 | 1666.85 | 0 | 0 | 0 | 2472350.4 | 0
1781 | 1135.2 | 0 | 0 | 0 | 0 | 1667.2 | 0 | 0 | 0 | 2080821.6 | 0
1782 | 1196.8 | 0 | 0 | 0 | 0 | 1673.05 | 0 | 0 | 0 | 2193734.4 | 0
1783 | 1208.997 | 184.7441 | 184.7441 | 179.8411 | 179.8411 | 1783.65 | 338006.779 | 64742.8021 | 29368.0544 | 1886442.7335 | 38908.6257
1784 | 230.659 | 240.0645 | 240.0645 | 233.6934 | 230.659 | 1741.9 | 423726.3689 | 83037.24 | 37666.6147 | 0 | 59533.0879
1785 | 288.152 | 522.8946 | 299.9019 | 509.0172 | 288.152 | 1838.15 | 560205.9718 | 103734.72 | 47055.2216 | 0 | 46637.4012
1786 | 332.224 | 1375.5541 | 345.771 | 1339.0476 | 332.224 | 1749.75 | 615201.8946 | 119600.64 | 54252.1792 | 0 | 83139.056
1787 | 287.755 | 1903.1343 | 299.4887 | 1852.6261 | 287.755 | 1695.75 | 515177.2212 | 103591.8 | 46990.3915 | 0 | 87549.4587
1788 | 233.034 | 2181.4276 | 242.5364 | 2123.5337 | 233.034 | 1642.25 | 404026.7812 | 83892.24 | 38054.4522 | 0 | 83367.9135
1789 | 257.376 | 3228.704 | 267.872 | 3143.016 | 257.376 | 1638.15 | 445022.4743 | 92655.36 | 42029.5008 | 0 | 93131.5056
1790 | 254.785 | 3585.2596 | 265.1743 | 3490.1087 | 254.785 | 1625 | 437648.0476 | 91722.6 | 41606.3905 | 0 | 95544.375
1791 | 276.33 | 3072.2805 | 287.5979 | 2990.7438 | 276.33 | 1744.85 | 509984.4516 | 99478.8 | 45124.689 | 0 | 70505.5995
1792 | 204.693 | 2278.709 | 213.0397 | 2218.2333 | 204.693 | 1828.7 | 393975.7451 | 73689.48 | 33426.3669 | 0 | 35063.9109
1793 | 301.357 | 1166.7545 | 313.6454 | 1135.7895 | 301.357 | 1885.7 | 597201.1858 | 108488.52 | 49211.5981 | 0 | 34445.1051
1794 | 228.211 | 237.5167 | 237.5167 | 231.2131 | 228.211 | 1886.25 | 452289.7892 | 82155.96 | 37266.8563 | 0 | 25959.0012
1795 | 216.305 | 225.1252 | 225.1252 | 219.1505 | 216.305 | 1883.85 | 428205.6992 | 77869.8 | 35322.6065 | 0 | 25123.8258
1796 | 242.4 | 252.2843 | 252.2843 | 245.5888 | 242.4 | 1865.55 | 475574.2602 | 87264 | 39583.92 | 0 | 32590.68
1797 | 200.8 | 208.988 | 208.988 | 203.4416 | 200.8 | 1850.35 | 390375.2402 | 72288 | 32790.64 | 0 | 30049.72
1798 | 296 | 308.0699 | 308.0699 | 299.8939 | 296 | 1836.3 | 571472.3542 | 106560 | 48336.8 | 0 | 48455.2
1799 | 268 | 278.9282 | 278.9282 | 271.5256 | 268 | 1816.05 | 513126.2169 | 96480 | 43764.4 | 0 | 49298.6
1800 | 291.2 | 303.0742 | 303.0742 | 295.0308 | 291.2 | 1798.8 | 552656.2184 | 104832 | 47552.96 | 0 | 58589.44
1801 | 237.6 | 247.2886 | 247.2886 | 240.7257 | 237.6 | 1769.65 | 443880.0991 | 85536 | 38800.08 | 0 | 54731.16
1802 | 191.2 | 198.9965 | 198.9965 | 193.7153 | 191.2 | 1769.35 | 357635.8044 | 68832 | 31222.96 | 0 | 44100.28
1803 | 243.2 | 253.1169 | 253.1169 | 246.3993 | 243.2 | 1752.4 | 450670.2155 | 87552 | 39714.56 | 0 | 60216.32
1804 | 204 | 212.3185 | 212.3185 | 206.6836 | 204 | 1671.85 | 360399.4706 | 73440 | 33313.2 | 0 | 66942.6
1805 | 236 | 245.6233 | 245.6233 | 239.1046 | 236 | 1708.1 | 425762.6254 | 84960 | 38538.8 | 0 | 68888.4
1806 | 293.6 | 305.5721 | 305.5721 | 297.4624 | 293.6 | 1748.1 | 541438.4922 | 105696 | 47944.88 | 0 | 73957.84
1807 | 169.6 | 176.5157 | 176.5157 | 171.8311 | 169.6 | 1784.9 | 319329.1436 | 61056 | 27695.68 | 0 | 36480.96
1808 | 205.306 | 213.6777 | 213.6777 | 208.0068 | 205.306 | 1791.75 | 388151.2891 | 73910.16 | 33526.4698 | 0 | 42754.9745
1809 | 1200.592 | 1249.5483 | 1249.5483 | 1216.386 | 1200.592 | 1835.45 | 2330188.514 | 432213.12 | 196056.6736 | 0 | 197557.4136
1810 | 1832.064 | 1906.7697 | 1906.7697 | 1856.1651 | 1832.064 | 1724.2 | 3347456.5524 | 659543.04 | 299176.0512 | 0 | 505283.2512
1811 | 1718.381 | 3084.2255 | 1788.4511 | 3002.3718 | 1718.381 | 1621.85 | 2949230.8695 | 618617.16 | 280611.6173 | 0 | 649805.7752
1812 | 1345.557 | 3886.8881 | 1400.4245 | 3783.7322 | 1345.557 | 1664.3 | 2367722.13 | 484400.52 | 219729.4581 | 0 | 451703.4849
1813 | 1408.003 | 3838.0049 | 1465.4168 | 3736.1464 | 1408.003 | 1659.85 | 2473762.6795 | 506881.08 | 229926.8899 | 0 | 478932.2205
1814 | 1247.32 | 3013.5578 | 1298.1817 | 2933.5796 | 1247.32 | 1632.1 | 2154103.1652 | 449035.2 | 203687.356 | 0 | 458889.028
1815 | 1222.285 | 2610.4951 | 1272.1259 | 2541.214 | 1222.285 | 1651.2 | 2129992.6908 | 440022.6 | 199599.1405 | 0 | 426333.008
1816 | 1327.605 | 2182.8555 | 1381.7405 | 2124.9237 | 1327.605 | 1683.9 | 2357404.3524 | 477937.8 | 216797.8965 | 0 | 419655.9405
1817 | 1517.328 | 1273.5871 | 1273.5871 | 1239.7868 | 1239.7868 | 1817.85 | 2372624.7089 | 446323.2498 | 202457.1853 | 508733.0103 | 225827.1665
1818 | 1493.831 | 245.0311 | 245.0311 | 238.5281 | 238.5281 | 1803.05 | 452975.1161 | 85870.1263 | 38951.6434 | 2300970.163 | 46978.115
1819 | 1418.435 | 1476.2742 | 1476.2742 | 1437.0947 | 1418.435 | 1839.75 | 2744112.1528 | 510636.6 | 231630.4355 | 0 | 227304.2088
1820 | 1030.4 | 1072.4164 | 1072.4164 | 1043.9551 | 1030.4 | 1779.85 | 1928808.6693 | 370944 | 168264.32 | 0 | 226842.56
1821 | 1524 | 1586.1438 | 1586.1438 | 1544.0484 | 1524 | 1742.25 | 2792028.0361 | 548640 | 248869.2 | 0 | 392811
1822 | 1386.4 | 1442.9329 | 1442.9329 | 1404.6383 | 1386.4 | 1823.8 | 2662791.4102 | 499104 | 226399.12 | 0 | 244283.68
1823 | 1324 | 1377.9885 | 1377.9885 | 1341.4174 | 1324 | 1810.65 | 2525880.7744 | 476640 | 216209.2 | 0 | 250699.4
1824 | 1220 | 0 | 0 | 0 | 0 | 1795.75 | 0 | 0 | 0 | 2236260 | 0
1825 | 1348.8 | 0 | 0 | 0 | 0 | 1720.9 | 0 | 0 | 0 | 1605072 | 0
1826 | 1544.8 | 0 | 0 | 0 | 0 | 1757.65 | 0 | 0 | 0 | 1838312 | 0
1827 | 1356 | 0 | 0 | 0 | 0 | 1706.9 | 0 | 0 | 0 | 1613640 | 0
1828 | 1223.2 | 0 | 0 | 0 | 0 | 1667.6 | 0 | 0 | 0 | 1455608 | 0
1829 | 995.2 | 0 | 0 | 0 | 0 | 1665.8 | 0 | 0 | 0 | 1184288 | 0
1830 | 1268 | 0 | 0 | 0 | 0 | 1636.1 | 0 | 0 | 0 | 1508920 | 0
1831 | 1071.282 | 702.0331 | 702.0331 | 683.4015 | 683.4015 | 1658.25 | 1197458.2841 | 246024.5447 | 111599.4671 | 710984.9326 | 233552.4671
1832 | 1080.559 | 1124.6207 | 1124.6207 | 1094.7739 | 1080.559 | 1666.5 | 1903499.0808 | 389001.24 | 176455.2847 | 0 | 360366.4265
1833 | 1433.37 | 1491.8182 | 1491.8182 | 1452.2262 | 1433.37 | 1651.75 | 2509869.0954 | 516013.2 | 234069.321 | 0 | 499171.1025
1834 | 1536.183 | 1598.8236 | 1598.8236 | 1556.3917 | 1536.183 | 1565.2 | 2551295.4779 | 553025.88 | 250858.6839 | 0 | 667932.3684
1835 | 1523.623 | 1788.4885 | 1585.7515 | 1741.023 | 1523.623 | 1555.1 | 2516238.3336 | 548504.28 | 248807.6359 | 0 | 677859.8727
1836 | 1417.562 | 1976.9326 | 1475.3656 | 1924.4659 | 1417.562 | 1549.65 | 2333774.1407 | 510322.32 | 231487.8746 | 0 | 638399.0467
1837 | 1857.995 | 2023.217 | 1933.7581 | 1969.5219 | 1857.995 | 1395.95 | 2754375.316 | 668878.2 | 303410.5835 | 0 | 1122321.8798
1838 | 1821.112 | 1895.3711 | 1895.3711 | 1845.069 | 1821.112 | 731.5 | 1414658.4157 | 655600.32 | 297387.5896 | 0 | 2310080.572
1839 | 2055.08 | 2207.8373 | 2138.8796 | 2149.2425 | 2055.08 | 1416.75 | 3082765.5213 | 739828.8 | 335594.564 | 0 | 1198625.41
1840 | 1685.353 | 2168.2159 | 1754.0763 | 2110.6727 | 1685.353 | 1350.3 | 2403769.8486 | 606727.08 | 275218.1449 | 0 | 1094973.8441
1841 | 1935.979 | 1216.1446 | 1216.1446 | 1183.8687 | 1183.8687 | 1576.35 | 1967972.3084 | 426192.7487 | 193325.7663 | 1378618.0949 | 501545.9944
1842 | 1652.92 | 228.0269 | 228.0269 | 221.9752 | 221.9752 | 1588.1 | 370762.7112 | 79911.072 | 36248.5502 | 2622921.8184 | 91431.5849
1843 | 1211.742 | 1261.153 | 1261.153 | 1227.6826 | 1211.742 | 1767.15 | 2253887.5958 | 436227.12 | 197877.4686 | 0 | 282154.1247
1844 | 1214.4 | 1263.9193 | 1263.9193 | 1230.3756 | 1214.4 | 1811.25 | 2321117.6166 | 437184 | 198311.52 | 0 | 229218
1845 | 1048 | 1090.7341 | 1090.7341 | 1061.7866 | 1048 | 1792.65 | 1983231.7004 | 377280 | 171138.4 | 0 | 217302.8
1846 | 1320.8 | 1374.658 | 1374.658 | 1338.1753 | 1320.8 | 1776.85 | 2474489.0651 | 475488 | 215686.64 | 0 | 294736.52
1847 | 1692 | 1676.6383 | 1676.6383 | 1632.1413 | 1632.1413 | 1769 | 3045049.7163 | 587570.8558 | 266528.6688 | 203399.9775 | 377024.6325
1848 | 1456.8 | 0 | 0 | 0 | 0 | 1704.35 | 0 | 0 | 0 | 2670314.4 | 0
1849 | 1660.8 | 0 | 0 | 0 | 0 | 1680.2 | 0 | 0 | 0 | 1976352 | 0
1850 | 1558.4 | 0 | 0 | 0 | 0 | 1639.4 | 0 | 0 | 0 | 1854496 | 0
1851 | 1351.2 | 0 | 0 | 0 | 0 | 1570.35 | 0 | 0 | 0 | 1607928 | 0
1852 | 954.4 | 0 | 0 | 0 | 0 | 1527.15 | 0 | 0 | 0 | 1135736 | 0
1853 | 1149.6 | 0 | 0 | 0 | 0 | 1491.05 | 0 | 0 | 0 | 1368024 | 0
1854 | 950.4 | 0 | 0 | 0 | 0 | 1533.35 | 0 | 0 | 0 | 1130976 | 0
1855 | 1003.501 | 945.1981 | 945.1981 | 920.1131 | 920.1131 | 1657.2 | 1609782.7031 | 331240.6996 | 150254.4618 | 152850.104 | 315414.7551
1856 | 1142.233 | 1188.8096 | 1188.8096 | 1157.2592 | 1142.233 | 1705.3 | 2058137.6208 | 411203.88 | 186526.6489 | 0 | 336616.0651
1857 | 1496.27 | 1557.2831 | 1557.2831 | 1515.9536 | 1496.27 | 1786.2 | 2818476.4883 | 538657.2 | 244340.891 | 0 | 319902.526
1858 | 1685.004 | 1753.7131 | 1753.7131 | 1707.1705 | 1685.004 | 1725.75 | 3069760.075 | 606601.44 | 275161.1532 | 0 | 462112.347
1859 | 1751.14 | 2053.5317 | 1822.5459 | 1999.0321 | 1751.14 | 1613.05 | 2980502.079 | 630410.4 | 285961.162 | 0 | 677603.623
1860 | 1623.245 | 2325.5762 | 1689.4357 | 2263.8567 | 1623.245 | 1667.7 | 2853565.2947 | 584368.2 | 265075.9085 | 0 | 539404.3135
1861 | 1835.131 | 2342.5971 | 1909.9618 | 2280.4258 | 1835.131 | 1590.4 | 3080817.8998 | 660647.16 | 299676.8923 | 0 | 751669.6576
1862 | 1759.08 | 1831.6204 | 1830.8096 | 1783.0102 | 1759.08 | 1685.4 | 3126620.4496 | 633268.8 | 287257.764 | 0 | 553406.568
1863 | 1738.997 | 3244.7122 | 1809.9077 | 3158.5993 | 1738.997 | 1706.85 | 3124110.6465 | 626038.92 | 283978.2101 | 0 | 509786.9706
1864 | 1558.583 | 2452.7477 | 1622.137 | 2387.6531 | 1558.583 | 1747.7 | 2863479.4216 | 561089.88 | 254516.6039 | 0 | 393230.4909
1865 | 1589.517 | 1374.3988 | 1374.3988 | 1337.923 | 1337.923 | 1829.75 | 2571225.8261 | 481652.2939 | 218482.8322 | 461171.7311 | 227781.3973
1866 | 1636.574 | 271.3794 | 271.3794 | 264.1772 | 264.1772 | 1871.9 | 519170.781 | 95103.7792 | 43140.1309 | 2515603.3997 | 33841.0948
1867 | 1446.081 | 1505.0475 | 1505.0475 | 1465.1044 | 1446.081 | 1883.75 | 2862513.9613 | 520589.16 | 236145.0273 | 0 | 168106.9163
1868 | 1508 | 1569.4914 | 1569.4914 | 1527.838 | 1508 | 1860.45 | 2951216.7533 | 542880 | 246256.4 | 0 | 210441.4
1869 | 1304 | 1357.1729 | 1357.1729 | 1321.1543 | 1304 | 1840.95 | 2522747.9188 | 469440 | 212943.2 | 0 | 207401.2
1870 | 1274.4 | 1326.3659 | 1326.3659 | 1291.1649 | 1274.4 | 1836.3 | 2459683.941 | 458784 | 208109.52 | 0 | 208619.28
1871 | 1512.8 | 1574.4871 | 1574.4871 | 1532.7011 | 1512.8 | 1816.05 | 2895591.1132 | 544608 | 247040.24 | 0 | 278279.56
1872 | 1444 | 0 | 0 | 0 | 0 | 1793.75 | 0 | 0 | 0 | 2646852 | 0
1873 | 1532 | 0 | 0 | 0 | 0 | 1638.25 | 0 | 0 | 0 | 1823080 | 0
1874 | 1208.8 | 0 | 0 | 0 | 0 | 1709 | 0 | 0 | 0 | 1438472 | 0
1875 | 1256.8 | 0 | 0 | 0 | 0 | 1665.2 | 0 | 0 | 0 | 1495592 | 0
1876 | 1124 | 0 | 0 | 0 | 0 | 1654.85 | 0 | 0 | 0 | 1337560 | 0
1877 | 1070.4 | 0 | 0 | 0 | 0 | 1610.2 | 0 | 0 | 0 | 1273776 | 0
1878 | 1064 | 0 | 0 | 0 | 0 | 1638.55 | 0 | 0 | 0 | 1266160 | 0
1879 | 1158.633 | 230.6694 | 230.6694 | 224.5476 | 224.5476 | 1685.7 | 400357.3127 | 80837.1363 | 36668.6232 | 1712178.5366 | 70575.311
1880 | 1337.607 | 1327.5784 | 1327.5784 | 1292.3452 | 1292.3452 | 1693.3 | 2312565.1404 | 465244.2869 | 211039.9779 | 82964.8036 | 396362.2855
1881 | 1602.436 | 1667.7782 | 1667.7782 | 1623.5163 | 1602.436 | 1734.65 | 2931974.4191 | 576876.96 | 261677.7988 | 0 | 425206.3926
1882 | 1659.929 | 1727.6156 | 1727.6156 | 1681.7656 | 1659.929 | 1687.75 | 2959334.9247 | 597574.44 | 271066.4057 | 0 | 518312.8302
1883 | 0 | 1546.1541 | 0 | 1505.12 | 0 | 1625.85 | 0 | 0 | 0 | 0 | 0
1884 | 1537.528 | 2430.9538 | 1600.2235 | 2366.4376 | 1537.528 | 1573.95 | 2558338.5988 | 553510.08 | 251078.3224 | 0 | 655063.8044
1885 | 1283.8 | 2381.1391 | 1336.1492 | 2317.945 | 1283.8 | 1517.5 | 2059853.1361 | 462168 | 209644.54 | 0 | 619433.5
1886 | 1608.326 | 1980.3984 | 1673.9094 | 1927.8397 | 1608.326 | 1539.3 | 2620002.3475 | 578997.36 | 262639.6358 | 0 | 740955.7882
1887 | 1597.92 | 2685.5143 | 1663.077 | 2614.2422 | 1597.92 | 1560.75 | 2627620.5648 | 575251.2 | 260940.336 | 0 | 701886.36
1888 | 1735.168 | 2511.3559 | 1805.9226 | 2444.7059 | 1735.168 | 1612.45 | 2940443.2822 | 624660.48 | 283352.9344 | 0 | 672464.3584
1889 | 1535.971 | 1414.6405 | 1414.6405 | 1377.0967 | 1377.0967 | 1759.2 | 2546869.3269 | 495754.8056 | 224879.8882 | 291216.6243 | 331604.8811
1890 | 1401.399 | 272.2516 | 272.2516 | 265.0262 | 265.0262 | 1777.35 | 495540.2657 | 95409.4278 | 43278.7766 | 2082971.3637 | 59008.0808
1891 | 1316.835 | 1370.5313 | 1370.5313 | 1334.1582 | 1316.835 | 1777.35 | 2463232.8292 | 474060.6 | 215039.1555 | 0 | 293193.3127
1892 | 1148 | 1194.8118 | 1194.8118 | 1163.1021 | 1148 | 1758.05 | 2128602.005 | 413280 | 187468.4 | 0 | 277758.6
1893 | 1382.4 | 1438.7698 | 1438.7698 | 1400.5857 | 1382.4 | 1718.9 | 2504032.8897 | 497664 | 225745.92 | 0 | 388592.64
1894 | 1640.8 | 1676.6383 | 1676.6383 | 1632.1413 | 1632.1413 | 1821.85 | 3134273.8008 | 587570.8558 | 266528.6688 | 29422.3775 | 290765.9666
1895 | 1377.6 | 1433.7741 | 1433.7741 | 1395.7225 | 1377.6 | 1797.15 | 2616855.5431 | 495936 | 224962.08 | 0 | 279446.16
1896 | 1239.2 | 0 | 0 | 0 | 0 | 1713.85 | 0 | 0 | 0 | 2271453.6 | 0
1897 | 950.4 | 0 | 0 | 0 | 0 | 1472.8 | 0 | 0 | 0 | 1130976 | 0
1898 | 1244.8 | 0 | 0 | 0 | 0 | 1459.8 | 0 | 0 | 0 | 1481312 | 0
1899 | 963.2 | 0 | 0 | 0 | 0 | 1366.4 | 0 | 0 | 0 | 1146208 | 0
1900 | 860.8 | 0 | 0 | 0 | 0 | 1149.85 | 0 | 0 | 0 | 1024352 | 0
1901 | 976.8 | 0 | 0 | 0 | 0 | 1150.2 | 0 | 0 | 0 | 1162392 | 0
1902 | 1053.6 | 0 | 0 | 0 | 0 | 1162.55 | 0 | 0 | 0 | 1253784 | 0
1903 | 880.938 | 601.0007 | 601.0007 | 585.0505 | 585.0505 | 1473.1 | 910650.7963 | 210618.1766 | 95538.7451 | 542361.8048 | 308263.1035
1904 | 756.271 | 787.1093 | 787.1093 | 766.2199 | 756.271 | 1330.8 | 1061679.152 | 272257.56 | 123499.0543 | 0 | 506096.5532
1905 | 1395.164 | 1452.0543 | 1452.0543 | 1413.5176 | 1395.164 | 1536.95 | 2262494.3537 | 502259.04 | 227830.2812 | 0 | 646030.6902
1906 | 1631.193 | 1697.7078 | 1697.7078 | 1652.6516 | 1631.193 | 1614.55 | 2777730.4247 | 587229.48 | 266373.8169 | 0 | 628743.3418
1907 | 1633.019 | 2089.6821 | 1699.6083 | 2034.223 | 1633.019 | 1540.15 | 2657008.4993 | 587886.84 | 266672.0027 | 0 | 750943.7871
1908 | 1231.998 | 2347.087 | 1282.236 | 2284.7966 | 1231.998 | 1531.1 | 1993988.0007 | 443519.28 | 201185.2734 | 0 | 577683.8622
1909 | 1467.239 | 2353.4347 | 1527.0693 | 2290.9758 | 1467.239 | 1517.5 | 2356475.3723 | 528206.04 | 239600.1287 | 0 | 707942.8175
1910 | 1286.247 | 3295.1607 | 1338.6971 | 3207.709 | 1286.247 | 1539.3 | 2092836.3657 | 463048.92 | 210044.1351 | 0 | 592573.9929
1911 | 1439.505 | 3257.3306 | 1498.2034 | 3170.8828 | 1439.505 | 1560.75 | 2372674.9754 | 518221.8 | 235071.1665 | 0 | 632302.5713
1912 | 1449.081 | 2474.7153 | 1508.1699 | 2409.0377 | 1449.081 | 1569.6 | 2400791.8988 | 521669.16 | 236634.9273 | 0 | 623684.4624
1913 | 1125.488 | 1389.4693 | 1171.3818 | 1352.5935 | 1125.488 | 1652.9 | 1963626.9922 | 405175.68 | 183792.1904 | 0 | 390656.8848
1914 | 1313.406 | 267.4786 | 267.4786 | 260.3799 | 260.3799 | 1675.5 | 460156.3587 | 93736.7492 | 42520.031 | 1930196.9167 | 84493.2642
1915 | 1105.904 | 1150.9992 | 1150.9992 | 1120.4523 | 1105.904 | 1688.9 | 1966005.0208 | 398125.44 | 180594.1232 | 0 | 344046.7344
1916 | 1031.2 | 1073.249 | 1073.249 | 1044.7656 | 1031.2 | 1728.05 | 1877450.7699 | 371232 | 168394.96 | 0 | 280434.84
1917 | 1051.2 | 1094.0646 | 1094.0646 | 1065.0287 | 1051.2 | 1655.45 | 1834305.8547 | 378432 | 171660.96 | 0 | 362190.96
1918 | 1335.2 | 1389.6452 | 1389.6452 | 1352.7647 | 1335.2 | 1775.35 | 2500462.7513 | 480672 | 218038.16 | 0 | 299952.68
1919 | 1077.6 | 1121.5411 | 1121.5411 | 1091.776 | 1077.6 | 1707.05 | 1944240.2634 | 387936 | 175972.08 | 0 | 315682.92
1920 | 1121.6 | 1166.1227 | 1166.1227 | 1135.1745 | 1121.6 | 1603.9 | 1902891.4424 | 403776 | 183157.28 | 0 | 444265.76
1921 | 1212 | 0 | 0 | 0 | 0 | 1604.35 | 0 | 0 | 0 | 1442280 | 0
1922 | 1262.4 | 0 | 0 | 0 | 0 | 1498.85 | 0 | 0 | 0 | 1502256 | 0
1923 | 1207.2 | 0 | 0 | 0 | 0 | 1456.1 | 0 | 0 | 0 | 1436568 | 0
1924 | 970.4 | 0 | 0 | 0 | 0 | 1324.55 | 0 | 0 | 0 | 1154776 | 0
1925 | 967.2 | 0 | 0 | 0 | 0 | 1195.2 | 0 | 0 | 0 | 1150968 | 0
1926 | 1076.8 | 0 | 0 | 0 | 0 | 1330.75 | 0 | 0 | 0 | 1281392 | 0
1927 | 691.327 | 719.5171 | 719.5171 | 700.4215 | 691.327 | 1501.05 | 1094723.3258 | 248877.72 | 112893.6991 | 0 | 344937.6067
1928 | 897.95 | 934.5655 | 934.5655 | 909.7627 | 897.95 | 1495.3 | 1416012.3025 | 323262 | 146635.235 | 0 | 453195.365
1929 | 500.197 | 731.0291 | 520.5934 | 711.628 | 500.197 | 1645.8 | 868186.3639 | 180070.92 | 81682.1701 | 0 | 177169.7774
1930 | 375.337 | 1470.7321 | 390.642 | 1431.6997 | 375.337 | 1609.8 | 637519.0753 | 135121.32 | 61292.5321 | 0 | 146456.4974
1931 | 375.588 | 1906.8613 | 390.9043 | 1856.2542 | 375.588 | 1542.75 | 611998.6001 | 135211.68 | 61333.5204 | 0 | 171737.613
1932 | 389.912 | 2126.001 | 405.8114 | 2069.5781 | 389.912 | 1536.3 | 632126.5778 | 140368.32 | 63672.6296 | 0 | 180802.1944
1933 | 750.082 | 1833.1503 | 780.6679 | 1784.4995 | 750.082 | 1520.1 | 1203638.119 | 270029.52 | 122488.3906 | 0 | 359964.3518
1934 | 1316.533 | 3537.6399 | 1370.217 | 3443.7528 | 1316.533 | 1539.3 | 2140737.4523 | 473951.88 | 214989.8389 | 0 | 606526.7531
1935 | 1499.779 | 3030.3767 | 1560.9352 | 2949.9522 | 1499.779 | 1560.75 | 2469547.3735 | 539920.44 | 244913.9107 | 0 | 658777.9257
1936 | 1507.149 | 2271.1248 | 1568.6057 | 2210.8504 | 1507.149 | 1606.05 | 2550967.778 | 542573.64 | 246117.4317 | 0 | 593741.3486
1937 | 1397.369 | 1255.6129 | 1255.6129 | 1222.2896 | 1222.2896 | 1721.2 | 2213352.1469 | 440024.2617 | 199599.8943 | 320920.5113 | 340774.3449
1938 | 997.74 | 238.5148 | 238.5148 | 232.1848 | 232.1848 | 1754.85 | 428990.163 | 83586.5152 | 37915.772 | 1403262.7469 | 56920.095
1939 | 884.928 | 921.0125 | 921.0125 | 896.5694 | 884.928 | 1780.85 | 1658829.5793 | 318574.08 | 144508.7424 | 0 | 193931.9712
1940 | 686.4 | 714.3892 | 714.3892 | 695.4297 | 686.4 | 1804.6 | 1306324.7552 | 247104 | 112089.12 | 0 | 134122.56
1941 | 1051.2 | 1094.0646 | 1094.0646 | 1065.0287 | 1051.2 | 1747.4 | 1935246.9861 | 378432 | 171660.96 | 0 | 265533.12
1942 | 1072.8 | 1116.5453 | 1116.5453 | 1086.9128 | 1072.8 | 1836.25 | 2077928.6509 | 386208 | 175188.24 | 0 | 175671
1943 | 1167.2 | 1214.7947 | 1214.7947 | 1182.5547 | 1167.2 | 1764.05 | 2177436.9449 | 420192 | 190603.76 | 0 | 275400.84
1944 | 1155.2 | 0 | 0 | 0 | 0 | 1695.85 | 0 | 0 | 0 | 2117481.6 | 0
1945 | 943.2 | 0 | 0 | 0 | 0 | 1656.7 | 0 | 0 | 0 | 1728885.6 | 0
1946 | 1432.8 | 0 | 0 | 0 | 0 | 1615.4 | 0 | 0 | 0 | 2626322.4 | 0
1947 | 1044 | 0 | 0 | 0 | 0 | 1611.7 | 0 | 0 | 0 | 1913652 | 0
1948 | 1157.6 | 0 | 0 | 0 | 0 | 1482.2 | 0 | 0 | 0 | 2121880.8 | 0
1949 | 960.8 | 560.8101 | 560.8101 | 545.9265 | 545.9265 | 1457.2 | 841696.1782 | 196533.5369 | 89149.7961 | 760463.141 | 296328.8996
1950 | 852.8 | 887.5744 | 887.5744 | 864.0187 | 852.8 | 1463.05 | 1318660.9744 | 307008 | 139262.24 | 0 | 457910.96
1951 | 1154.806 | 1201.8953 | 1201.8953 | 1169.9976 | 1154.806 | 1576.25 | 1923424.8526 | 415730.16 | 188579.8198 | 0 | 489349.0425
1952 | 248.715 | 258.8568 | 258.8568 | 251.9869 | 248.715 | 1543.4 | 405336.8546 | 89537.4 | 40615.1595 | 0 | 113563.269
1953 | 294.906 | 630.6587 | 306.9313 | 613.9214 | 294.906 | 1559.5 | 485875.168 | 106166.16 | 48158.1498 | 0 | 129906.093
1954 | 233.76 | 1366.3245 | 243.292 | 1330.063 | 233.76 | 1541.65 | 380790.4803 | 84153.6 | 38173.008 | 0 | 107143.896
1955 | 233.438 | 1797.3039 | 242.9569 | 1749.6044 | 233.438 | 1280.75 | 315757.7298 | 84037.68 | 38120.4254 | 0 | 167900.2815
1956 | 273.494 | 2055.4665 | 284.6472 | 2000.9156 | 273.494 | 1335.7 | 386217.7016 | 98457.84 | 44661.5702 | 0 | 181682.0642
1957 | 185.868 | 3126.9431 | 193.4471 | 3043.9557 | 185.868 | 1264.6 | 248484.4973 | 66912.48 | 30352.2444 | 0 | 136687.3272
1958 | 251.672 | 3453.6148 | 261.9344 | 3361.9578 | 251.672 | 812.9 | 216218.6507 | 90601.92 | 41098.0376 | 0 | 298759.8312
1959 | 290.153 | 2965.4322 | 301.9845 | 2886.7313 | 290.153 | 1140.35 | 349437.5347 | 104455.08 | 47381.9849 | 0 | 249430.0265
1960 | 251.848 | 2214.848 | 262.1176 | 2156.0671 | 251.848 | 1310.2 | 348364.8073 | 90665.28 | 41126.7784 | 0 | 173724.7504
1961 | 267.282 | 1228.7629 | 278.1809 | 1196.1522 | 267.282 | 1678 | 472418.0217 | 96221.52 | 43647.1506 | 0 | 86064.804
1962 | 269.159 | 280.1344 | 280.1344 | 272.6998 | 269.159 | 1759.85 | 498129.5511 | 96897.24 | 43953.6647 | 0 | 64638.5339
1963 | 186.389 | 193.9893 | 193.9893 | 188.841 | 186.389 | 1822.9 | 357246.1717 | 67100.04 | 30437.3237 | 0 | 33009.4919
1964 | 352 | 366.3534 | 366.3534 | 356.6306 | 352 | 1856.1 | 687776.7077 | 126720 | 57481.6 | 0 | 50652.8
1965 | 209.6 | 218.1468 | 218.1468 | 212.3573 | 209.6 | 1798.9 | 396999.4257 | 75456 | 34227.68 | 0 | 42150.56
1966 | 269.6 | 280.5934 | 280.5934 | 273.1466 | 269.6 | 1836.3 | 521633.9565 | 97056 | 44025.68 | 0 | 44133.52
1967 | 288.8 | 300.5763 | 300.5763 | 292.5992 | 288.8 | 1816.05 | 554423.4142 | 103968 | 47161.04 | 0 | 53124.76
1968 | 246.4 | 256.4474 | 256.4474 | 249.6414 | 246.4 | 1779.95 | 463960.8413 | 88704 | 40237.12 | 0 | 54220.32
1969 | 255.2 | 265.6062 | 265.6062 | 258.5572 | 255.2 | 1682.05 | 454070.136 | 91872 | 41674.16 | 0 | 81140.84
1970 | 220 | 228.9709 | 228.9709 | 222.8941 | 220 | 1677.3 | 390460.2482 | 79200 | 35926 | 0 | 70994
1971 | 287.2 | 298.9111 | 298.9111 | 290.9782 | 287.2 | 1670.25 | 506831.1131 | 103392 | 46899.76 | 0 | 94704.2
1972 | 292.8 | 304.7394 | 304.7394 | 296.6518 | 292.8 | 1664.85 | 514660.9567 | 105408 | 47814.24 | 0 | 98131.92
1973 | 234.4 | 243.9581 | 243.9581 | 237.4836 | 234.4 | 1639.5 | 405755.3098 | 84384 | 38277.52 | 0 | 84501.2
1974 | 231.2 | 240.6276 | 240.6276 | 234.2415 | 231.2 | 1642.9 | 400616.0861 | 83232 | 37754.96 | 0 | 82561.52
1975 | 217.414 | 226.2794 | 226.2794 | 220.2741 | 217.414 | 1682.5 | 385955.0671 | 78269.04 | 35503.7062 | 0 | 69028.945
1976 | 235.207 | 244.798 | 244.798 | 238.3012 | 235.207 | 1702.7 | 422782.1584 | 84674.52 | 38409.3031 | 0 | 69927.0411
1977 | 822.233 | 855.761 | 855.761 | 833.0496 | 822.233 | 1826.05 | 1582473.778 | 296003.88 | 134270.6489 | 0 | 143027.4304
1978 | 1224.436 | 1274.3646 | 1274.3646 | 1240.5436 | 1224.436 | 1746.7 | 2259660.6064 | 440796.96 | 199950.3988 | 0 | 310149.6388
1979 | 1183.914 | 2695.3319 | 1232.1902 | 2623.7993 | 1183.914 | 1672.75 | 2093771.1514 | 426209.04 | 193333.1562 | 0 | 387435.8565
1980 | 1080.396 | 3794.8429 | 1124.4511 | 3694.1298 | 1080.396 | 1683.3 | 1921755.9114 | 388942.56 | 176428.6668 | 0 | 342161.4132
1981 | 1034.163 | 3807.4831 | 1076.3329 | 3706.4346 | 1034.163 | 1669.35 | 1823898.8251 | 372298.68 | 168878.8179 | 0 | 341945.996
1982 | 1287.314 | 3552.7207 | 1339.8065 | 3458.4335 | 1287.314 | 1692.05 | 2304811.5968 | 463433.04 | 210218.3762 | 0 | 396428.3463
1983 | 930.64 | 3055.3252 | 968.5885 | 2974.2385 | 930.64 | 1736.15 | 1704350.7699 | 335030.4 | 151973.512 | 0 | 245549.364
1984 | 1303.577 | 2282.8232 | 1356.7327 | 2222.2383 | 1303.577 | 1775.85 | 2437962.8441 | 469287.72 | 212874.1241 | 0 | 292196.7845
1985 | 1377.861 | 1259.8353 | 1259.8353 | 1226.4 | 1226.4 | 1874.3 | 2414673.1433 | 441503.995 | 200271.1177 | 277628.0383 | 154158.4783
1986 | 1489.129 | 234.3309 | 234.3309 | 228.1119 | 228.1119 | 1854.55 | 444216.804 | 82120.277 | 37250.6701 | 2311444.3797 | 33178.873
1987 | 1582.537 | 1543.2878 | 1543.2878 | 1502.3298 | 1502.3298 | 1849.15 | 2914163.7073 | 540838.7101 | 245330.4482 | 272544.2348 | 226626.4428
1988 | 1236.8 | 1287.2327 | 1287.2327 | 1253.0703 | 1236.8 | 1789.25 | 2324208.1146 | 445248 | 201969.44 | 0 | 260655.6
1989 | 1488.8 | 1549.5085 | 1549.5085 | 1508.3854 | 1488.8 | 1780.2 | 2784320.9675 | 535968 | 243121.04 | 0 | 327238.24
1990 | 1436.8 | 1495.3881 | 1495.3881 | 1455.7013 | 1436.8 | 1823.8 | 2754394.9638 | 517248 | 234629.44 | 0 | 253164.16
1991 | 1529.6 | 1591.9722 | 1591.9722 | 1549.7221 | 1529.6 | 1810.65 | 2920836.7422 | 550656 | 249783.68 | 0 | 289629.76
1992 | 1294.4 | 0 | 0 | 0 | 0 | 1786.3 | 0 | 0 | 0 | 2372635.2 | 0
1993 | 1304 | 0 | 0 | 0 | 0 | 1713 | 0 | 0 | 0 | 1551760 | 0
1994 | 1234.4 | 0 | 0 | 0 | 0 | 1763.1 | 0 | 0 | 0 | 1468936 | 0
1995 | 1701.6 | 0 | 0 | 0 | 0 | 1712.35 | 0 | 0 | 0 | 2024904 | 0
1996 | 1300 | 0 | 0 | 0 | 0 | 1667.6 | 0 | 0 | 0 | 1547000 | 0
1997 | 1364.8 | 0 | 0 | 0 | 0 | 1665.8 | 0 | 0 | 0 | 1624112 | 0
1998 | 1507.2 | 0 | 0 | 0 | 0 | 1664.6 | 0 | 0 | 0 | 1793568 | 0
1999 | 1696 | 238.5637 | 238.5637 | 232.2324 | 232.2324 | 1741.4 | 427017.5543 | 83603.6578 | 37923.5481 | 2683086.0426 | 60055.2942
2000 | 1387.644 | 1252.3001 | 1252.3001 | 1219.0647 | 1219.0647 | 1663 | 2143008.6633 | 438863.3075 | 199073.2725 | 309005.7782 | 410824.8184
2001 | 1583.009 | 1647.559 | 1647.559 | 1603.8337 | 1583.009 | 1529.45 | 2568260.6744 | 569883.24 | 258505.3697 | 0 | 744884.8849
2002 | 2116.262 | 2202.5564 | 2202.5564 | 2144.1017 | 2116.262 | 1503.9 | 3382057.6616 | 761854.32 | 345585.5846 | 0 | 1049877.5782
2003 | 2008.054 | 2089.936 | 2089.936 | 2034.4702 | 2008.054 | 1562.6 | 3336577.3471 | 722899.44 | 327915.2182 | 0 | 878322.8196
2004 | 1681.412 | 2115.6057 | 1749.9746 | 2059.4587 | 1681.412 | 1549.65 | 2775776.7927 | 605308.32 | 274574.5796 | 0 | 757223.8942
2005 | 1625.792 | 1692.0866 | 1692.0866 | 1647.1795 | 1625.792 | 1468.15 | 2544543.7733 | 585285.12 | 265491.8336 | 0 | 864677.4752
2006 | 1544.619 | 1769.485 | 1607.6046 | 1722.5238 | 1544.619 | 1475.4 | 2422039.5455 | 556062.84 | 252236.2827 | 0 | 810307.1274
2007 | 1606.752 | 1892.3653 | 1672.2702 | 1842.143 | 1606.752 | 1550.75 | 2651601.3276 | 578430.72 | 262382.6016 | 0 | 721833.336
2008 | 1395.182 | 2254.0936 | 1452.073 | 2194.2711 | 1395.182 | 1583.95 | 2342100.902 | 502265.52 | 227833.2206 | 0 | 580465.4711
2009 | 1443.602 | 1249.031 | 1249.031 | 1215.8824 | 1215.8824 | 1709.05 | 2192321.473 | 437717.6721 | 198553.5996 | 417409.9853 | 353760.9909
2010 | 1556.4 | 236.0961 | 236.0961 | 229.8302 | 229.8302 | 1821.35 | 441047.5692 | 82738.8691 | 37531.2703 | 2431602.4584 | 41059.1638
2011 | 1556.11 | 1478.0321 | 1478.0321 | 1438.8059 | 1438.8059 | 1832.6 | 2776535.8684 | 517970.1369 | 234957.0093 | 398599.2101 | 240856.1137
2012 | 1073.6 | 1117.378 | 1117.378 | 1087.7234 | 1073.6 | 1816.75 | 2057251.8908 | 386496 | 175318.88 | 0 | 196737.2
2013 | 1459.2 | 1518.7015 | 1518.7015 | 1478.396 | 1459.2 | 1802.65 | 2780308.8379 | 525312 | 238287.36 | 0 | 287973.12
2014 | 1785.6 | 1676.6383 | 1676.6383 | 1632.1413 | 1632.1413 | 1795.75 | 3098046.8372 | 587570.8558 | 266528.6688 | 521452.7775 | 333364.8536
2015 | 1840 | 1676.6383 | 1676.6383 | 1632.1413 | 1632.1413 | 1731.9 | 2990170.6325 | 587570.8558 | 266528.6688 | 706303.9775 | 437577.0735
2016 | 1543.2 | 0 | 0 | 0 | 0 | 1667.75 | 0 | 0 | 0 | 2828685.6 | 0
2017 | 1344.8 | 0 | 0 | 0 | 0 | 1698.75 | 0 | 0 | 0 | 1600312 | 0
2018 | 1585.6 | 0 | 0 | 0 | 0 | 1615.4 | 0 | 0 | 0 | 1886864 | 0
2019 | 1395.2 | 0 | 0 | 0 | 0 | 1560.85 | 0 | 0 | 0 | 1660288 | 0
2020 | 1634.4 | 0 | 0 | 0 | 0 | 1504.95 | 0 | 0 | 0 | 1944936 | 0
2021 | 1428 | 0 | 0 | 0 | 0 | 1482.55 | 0 | 0 | 0 | 1699320 | 0
2022 | 1732.8 | 0 | 0 | 0 | 0 | 1541.05 | 0 | 0 | 0 | 2062032 | 0
2023 | 1353.618 | 239.414 | 239.414 | 233.0601 | 233.0601 | 1682.2 | 413642.5534 | 83901.6469 | 38058.7193 | 2053982.575 | 74066.5094
2024 | 1535.856 | 1232.2121 | 1232.2121 | 1199.5098 | 1199.5098 | 1698.3 | 2150281.5786 | 431823.5408 | 195879.9561 | 616522.5195 | 361892.1174
2025 | 1275.614 | 1327.6294 | 1327.6294 | 1292.3949 | 1275.614 | 1740.65 | 2341470.4508 | 459221.04 | 208307.7662 | 0 | 330830.4909
2026 | 1988.333 | 2069.4108 | 2069.4108 | 2014.4898 | 1988.333 | 1754.25 | 3689667.9411 | 715799.88 | 324694.7789 | 0 | 488632.8347
2027 | 1904.751 | 1982.4206 | 1982.4206 | 1929.8083 | 1904.751 | 1643.3 | 3314116.3093 | 685710.36 | 311045.8383 | 0 | 679424.6817
2028 | 1672.28 | 2132.5662 | 1740.4702 | 2075.9691 | 1672.28 | 1559.05 | 2755232.7301 | 602020.8 | 273083.324 | 0 | 737391.866
2029 | 1859.284 | 1935.0996 | 1935.0996 | 1883.7431 | 1859.284 | 1517.5 | 2977015.0534 | 669342.24 | 303621.0772 | 0 | 897104.53
2030 | 1626.32 | 1692.6361 | 1692.6361 | 1647.7145 | 1626.32 | 1619.7 | 2785145.656 | 585475.2 | 265578.056 | 0 | 618489.496
2031 | 1494.969 | 1555.929 | 1555.929 | 1514.6355 | 1494.969 | 1763.85 | 2785655.7878 | 538188.84 | 244128.4377 | 0 | 353036.9293
2032 | 1162.25 | 1582.2409 | 1209.6428 | 1540.2491 | 1162.25 | 1772.7 | 2174235.6436 | 418410 | 189795.425 | 0 | 264179.425
2033 | 1264.538 | 1249.0529 | 1249.0529 | 1215.9037 | 1215.9037 | 1839.2 | 2353746.3899 | 437725.3316 | 198557.074 | 89146.6739 | 195517.3148
2034 | 1476.872 | 241.021 | 241.021 | 234.6244 | 234.6244 | 1886.35 | 465768.4699 | 84464.7991 | 38314.1714 | 2277039.7739 | 26665.0678
2035 | 1536.546 | 1476.1067 | 1476.1067 | 1436.9316 | 1436.9316 | 1883.85 | 2844397.4187 | 517295.3756 | 234650.9301 | 338489.7353 | 166899.6052
2036 | 1277.6 | 1329.6964 | 1329.6964 | 1294.407 | 1277.6 | 1865.55 | 2509601.6194 | 459936 | 208632.08 | 0 | 171773.32
2037 | 1460.8 | 1520.3667 | 1520.3667 | 1480.017 | 1460.8 | 1850.4 | 2846911.2429 | 525888 | 238548.64 | 0 | 218535.68
2038 | 1661.6 | 1676.6383 | 1676.6383 | 1632.1413 | 1632.1413 | 1836.3 | 3158804.2083 | 587570.8558 | 266528.6688 | 100100.7775 | 267181.5253
2039 | 1407.2 | 1464.5811 | 1464.5811 | 1425.7119 | 1407.2 | 1816.05 | 2699699.0076 | 506592 | 229795.76 | 0 | 258854.44
2040 | 1428 | 0 | 0 | 0 | 0 | 1798.85 | 0 | 0 | 0 | 2617524 | 0
2041 | 1554.4 | 0 | 0 | 0 | 0 | 1726.7 | 0 | 0 | 0 | 1849736 | 0
2042 | 1313.6 | 0 | 0 | 0 | 0 | 1672.4 | 0 | 0 | 0 | 1563184 | 0
2043 | 1546.4 | 0 | 0 | 0 | 0 | 1668.7 | 0 | 0 | 0 | 1840216 | 0
2044 | 1344.8 | 0 | 0 | 0 | 0 | 1659.85 | 0 | 0 | 0 | 1600312 | 0
2045 | 1362.4 | 0 | 0 | 0 | 0 | 1659.2 | 0 | 0 | 0 | 1621256 | 0
2046 | 1128.8 | 0 | 0 | 0 | 0 | 1668.55 | 0 | 0 | 0 | 1343272 | 0
2047 | 1486.419 | 0 | 0 | 0 | 0 | 1685.7 | 0 | 0 | 0 | 2724606.027 | 0
2048 | 1323.308 | 472.3118 | 472.3118 | 459.7769 | 459.7769 | 1670.8 | 811337.8874 | 165519.6827 | 75081.5672 | 1582852.5128 | 151358.5543
2049 | 1226.957 | 1276.9884 | 1276.9884 | 1243.0978 | 1226.957 | 1732.15 | 2241654.4219 | 441704.52 | 200362.0781 | 0 | 328640.4324
2050 | 1796.019 | 1869.2549 | 1869.2549 | 1819.6459 | 1796.019 | 1655.9 | 3139243.2989 | 646566.84 | 293289.9027 | 0 | 618010.1379
2051 | 1668.541 | 1736.5788 | 1736.5788 | 1690.4909 | 1668.541 | 1540.15 | 2715279.7734 | 600674.76 | 272472.7453 | 0 | 767278.5789
2052 | 1931.97 | 2010.7495 | 2010.7495 | 1957.3853 | 1931.97 | 1531.1 | 3120715.4048 | 695509.2 | 315490.701 | 0 | 905900.733
2053 | 1668.96 | 1737.0148 | 1737.0148 | 1690.9154 | 1668.96 | 1517.5 | 2673308.6175 | 600825.6 | 272541.168 | 0 | 805273.2
2054 | 1763.69 | 1835.6076 | 1835.6076 | 1786.8916 | 1763.69 | 1567.25 | 2925121.5428 | 634928.4 | 288010.577 | 0 | 763236.8475
2055 | 1579.999 | 1644.4263 | 1644.4263 | 1600.7841 | 1579.999 | 1563.35 | 2607412.2056 | 568799.64 | 258013.8367 | 0 | 689906.5633
2056 | 1714.12 | 1784.0163 | 1784.0163 | 1736.6695 | 1714.12 | 1594.95 | 2881618.906 | 617083.2 | 279915.796 | 0 | 694304.306
2057 | 1622.297 | 1103.9457 | 1103.9457 | 1074.6476 | 1074.6476 | 1759.2 | 1990948.8043 | 386873.1297 | 175489.9502 | 1003841.3825 | 258775.1378
2058 | 1842.205 | 177.1225 | 177.1225 | 172.4218 | 172.4218 | 1867.45 | 339332.3601 | 62071.8415 | 28156.477 | 3060712.6388 | 22854.5072
2059 | 1704.336 | 835.5096 | 835.5096 | 813.3356 | 813.3356 | 1864.95 | 1595713.7336 | 292800.8235 | 132817.7069 | 3027619.2886 | 109840.9756
2060 | 1539.2 | 1601.9636 | 1601.9636 | 1559.4484 | 1539.2 | 1846.65 | 2994994.2964 | 554112 | 251351.36 | 0 | 236036.32
2061 | 1760 | 1676.6383 | 1676.6383 | 1632.1413 | 1632.1413 | 1840.95 | 3167073.9653 | 587570.8558 | 266528.6688 | 434463.9775 | 259592.0684
2062 | 1748 | 1676.6383 | 1676.6383 | 1632.1413 | 1632.1413 | 1836.3 | 3160777.6167 | 587570.8558 | 266528.6688 | 393687.9775 | 267181.5253
2063 | 1951.2 | 1676.6383 | 1676.6383 | 1632.1413 | 1632.1413 | 1816.05 | 3134090.851 | 587570.8558 | 266528.6688 | 1084161.5775 | 300232.3859
2064 | 1534.4 | 0 | 0 | 0 | 0 | 1789.4 | 0 | 0 | 0 | 2812555.2 | 0
2065 | 1479.2 | 0 | 0 | 0 | 0 | 1722.25 | 0 | 0 | 0 | 1760248 | 0
2066 | 1765.6 | 0 | 0 | 0 | 0 | 1668.9 | 0 | 0 | 0 | 2101064 | 0
2067 | 1462.4 | 0 | 0 | 0 | 0 | 1661.7 | 0 | 0 | 0 | 1740256 | 0
2068 | 1915.2 | 0 | 0 | 0 | 0 | 1659.85 | 0 | 0 | 0 | 2279088 | 0
2069 | 1624.8 | 0 | 0 | 0 | 0 | 1657.7 | 0 | 0 | 0 | 1933512 | 0
2070 | 1568 | 0 | 0 | 0 | 0 | 1667.05 | 0 | 0 | 0 | 1865920 | 0
2071 | 1421.665 | 203.8413 | 203.8413 | 198.4315 | 198.4315 | 1727.75 | 362680.8659 | 71435.3403 | 32403.8641 | 2242187.0041 | 54022.9761
2072 | 1488.271 | 1165.6596 | 1165.6596 | 1134.7236 | 1134.7236 | 1695.8 | 2032437.7772 | 408500.5067 | 185300.3687 | 648052.3296 | 345182.9282
2073 | 1486.483 | 1547.097 | 1547.097 | 1506.0379 | 1486.483 | 1734.65 | 2722470.3101 | 535133.88 | 242742.6739 | 0 | 394438.264
2074 | 1803.338 | 1876.8723 | 1876.8723 | 1827.0612 | 1803.338 | 1744.75 | 3324212.8203 | 649201.68 | 294485.0954 | 0 | 460302.0245
2075 | 2033.628 | 2116.5528 | 2116.5528 | 2060.3807 | 2033.628 | 1740.75 | 3741906.6386 | 732106.08 | 332091.4524 | 0 | 527218.059
2076 | 1696.775 | 1765.964 | 1765.964 | 1719.0963 | 1696.775 | 1709.2 | 3059431.0498 | 610839 | 277083.3575 | 0 | 493422.17
2077 | 1592.548 | 1789.0443 | 1657.487 | 1741.564 | 1592.548 | 1673.1 | 2811410.7215 | 573317.28 | 260063.0884 | 0 | 520603.9412
2078 | 1457.42 | 1516.8489 | 1516.8489 | 1476.5926 | 1457.42 | 1748.4 | 2698462.7586 | 524671.2 | 237996.686 | 0 | 366686.872
2079 | 1641.988 | 1775.152 | 1708.943 | 1728.0405 | 1641.988 | 1769.85 | 3072985.4939 | 591115.68 | 268136.6404 | 0 | 377903.5382
2080 | 1955.911 | 2126.6879 | 2035.6668 | 2070.2468 | 1955.911 | 1706.2 | 3526718.0809 | 704127.96 | 319400.2663 | 0 | 574646.6518
2081 | 1702.841 | 1148.2464 | 1148.2464 | 1117.7725 | 1117.7725 | 1826.25 | 2154320.8664 | 402398.1112 | 182532.2543 | 1072430.5035 | 194212.9773
2082 | 1466.806 | 201.9013 | 201.9013 | 196.543 | 196.543 | 1886.35 | 390694.1705 | 70755.4726 | 32095.4686 | 2328392.1165 | 22337.1096
2083 | 1663.509 | 1676.6383 | 1676.6383 | 1632.1413 | 1632.1413 | 1883.85 | 3236043.1639 | 587570.8558 | 266528.6688 | 106587.5595 | 189573.2081
2084 | 1294.4 | 1347.1815 | 1347.1815 | 1311.428 | 1294.4 | 1865.55 | 2545822.1726 | 465984 | 211375.52 | 0 | 174032.08
2085 | 1368 | 1423.7827 | 1423.7827 | 1385.9962 | 1368 | 1850.4 | 2668445.676 | 492480 | 223394.4 | 0 | 204652.8
2086 | 1146.4 | 1193.1465 | 1193.1465 | 1161.4811 | 1146.4 | 1836.3 | 2219308.3286 | 412704 | 187207.12 | 0 | 187665.68
2087 | 1459.2 | 1518.7015 | 1518.7015 | 1478.396 | 1459.2 | 1816.05 | 2800161.5616 | 525312 | 238287.36 | 0 | 268419.84
2088 | 1268.8 | 0 | 0 | 0 | 0 | 1798.85 | 0 | 0 | 0 | 2325710.4 | 0
2089 | 923.2 | 0 | 0 | 0 | 0 | 1778.2 | 0 | 0 | 0 | 1098608 | 0
2090 | 1351.2 | 0 | 0 | 0 | 0 | 1718.9 | 0 | 0 | 0 | 1607928 | 0
2091 | 1026.4 | 0 | 0 | 0 | 0 | 1668.7 | 0 | 0 | 0 | 1221416 | 0
2092 | 1252.8 | 0 | 0 | 0 | 0 | 1666.85 | 0 | 0 | 0 | 1490832 | 0
2093 | 1265.6 | 0 | 0 | 0 | 0 | 1663.7 | 0 | 0 | 0 | 1506064 | 0
2094 | 918.4 | 0 | 0 | 0 | 0 | 1669.55 | 0 | 0 | 0 | 1092896 | 0
2095 | 1050.829 | 538.1336 | 538.1336 | 523.8519 | 523.8519 | 1779.7 | 984324.9576 | 188586.6722 | 85545.0099 | 965949.0843 | 115404.5664
2096 | 806.027 | 838.8942 | 838.8942 | 816.6304 | 806.027 | 1701.8 | 1447330.4809 | 290169.72 | 131624.2091 | 0 | 240357.2514
2097 | 1095.822 | 1140.5061 | 1140.5061 | 1110.2377 | 1095.822 | 1786.2 | 2065567.616 | 394495.92 | 178947.7326 | 0 | 234286.7436
2098 | 1270.332 | 1429.8369 | 1322.1331 | 1391.8898 | 1270.332 | 1754.25 | 2355628.6959 | 457319.52 | 207445.2156 | 0 | 312184.089
2099 | 1318.43 | 1980.72 | 1372.1924 | 1928.1528 | 1318.43 | 1752.75 | 2438005.3444 | 474634.8 | 215299.619 | 0 | 325981.8175
2100 | 1137.052 | 2257.5854 | 1183.4173 | 2197.6703 | 1137.052 | 1743.7 | 2088301.7672 | 409338.72 | 185680.5916 | 0 | 291426.4276
2101 | 1338.908 | 2273.3157 | 1393.5054 | 2212.9831 | 1338.908 | 1726.6 | 2430505.2635 | 482006.88 | 218643.6764 | 0 | 366057.4472
2102 | 1124.637 | 3215.3737 | 1170.4961 | 3130.0395 | 1124.637 | 1850.4 | 2189704.91 | 404869.32 | 183653.2221 | 0 | 168245.6952
2103 | 1168.045 | 3144.0847 | 1215.6741 | 3060.6424 | 1168.045 | 1876.35 | 2304725.2768 | 420496.2 | 190741.7485 | 0 | 144428.7643
2104 | 1479.406 | 2352.551 | 1539.7314 | 2290.1156 | 1479.406 | 1885.2 | 2929278.4152 | 532586.16 | 241586.9998 | 0 | 169835.8088
2105 | 1301.431 | 1294.1383 | 1294.1383 | 1259.7926 | 1259.7926 | 1890.7 | 2502432.2032 | 453525.324 | 205724.1261 | 76323.2485 | 137695.3275
2106 | 1478.389 | 234.5921 | 234.5921 | 228.3662 | 228.3662 | 1886.35 | 453550.6421 | 82211.8257 | 37292.1976 | 2291291.8242 | 25953.8167
2107 | 1147.38 | 1194.1665 | 1194.1665 | 1162.4739 | 1147.38 | 1883.85 | 2275937.7697 | 413056.8 | 187367.154 | 0 | 133268.187
2108 | 1016 | 1057.4292 | 1057.4292 | 1029.3656 | 1016 | 1865.55 | 1997834.5353 | 365760 | 165912.8 | 0 | 136601.2
2109 | 1436 | 1494.5555 | 1494.5555 | 1454.8908 | 1436 | 1850.4 | 2805225.0545 | 516960 | 234498.8 | 0 | 214825.6
2110 | 1550.4 | 1613.6203 | 1613.6203 | 1570.7957 | 1550.4 | 1836.3 | 3007509.3258 | 558144 | 253180.32 | 0 | 253800.48
2111 | 1441.6 | 1500.3838 | 1500.3838 | 1460.5645 | 1441.6 | 1816.05 | 2768923.6277 | 518976 | 235413.28 | 0 | 265182.32
2112 | 1428 | 0 | 0 | 0 | 0 | 1798.85 | 0 | 0 | 0 | 2617524 | 0
2113 | 1300 | 0 | 0 | 0 | 0 | 1731.7 | 0 | 0 | 0 | 2382900 | 0
2114 | 1284 | 0 | 0 | 0 | 0 | 1775.4 | 0 | 0 | 0 | 2353572 | 0
2115 | 1629.6 | 0 | 0 | 0 | 0 | 1761.75 | 0 | 0 | 0 | 2987056.8 | 0
2116 | 1440 | 0 | 0 | 0 | 0 | 1666.85 | 0 | 0 | 0 | 2639520 | 0
2117 | 1583.2 | 0 | 0 | 0 | 0 | 1709.25 | 0 | 0 | 0 | 2902005.6 | 0
2118 | 1600 | 0 | 0 | 0 | 0 | 1766.6 | 0 | 0 | 0 | 2932800 | 0
2119 | 1140.384 | 888.5299 | 888.5299 | 864.9488 | 864.9488 | 1788.2 | 1632575.5164 | 311381.562 | 141246.1363 | 504872.7522 | 183196.1523
2120 | 204.826 | 213.1781 | 213.1781 | 207.5205 | 204.826 | 1789.4 | 386818.3237 | 73737.36 | 33448.0858 | 0 | 43136.3556
2121 | 307.065 | 654.2614 | 319.5872 | 636.8977 | 307.065 | 1842.15 | 596960.9293 | 110543.4 | 50143.7145 | 0 | 48470.2102
2122 | 313.222 | 1382.3264 | 325.9942 | 1345.6402 | 313.222 | 1843.3 | 611463.249 | 112759.92 | 51149.1526 | 0 | 49081.8874
2123 | 355.547 | 1849.5051 | 370.0451 | 1800.4203 | 355.547 | 1752.75 | 660211.6854 | 127996.92 | 58060.8251 | 0 | 87908.9958
2124 | 311.517 | 2100.1918 | 324.2197 | 2044.4539 | 311.517 | 1740.2 | 572443.0581 | 112146.12 | 50870.7261 | 0 | 80932.1166
2125 | 299.716 | 2085.1078 | 311.9364 | 2029.7702 | 299.716 | 1726.6 | 546331.3235 | 107897.76 | 48943.6228 | 0 | 81942.3544
2126 | 315.351 | 3523.7361 | 328.21 | 3430.2181 | 315.351 | 1751.9 | 583959.2859 | 113526.36 | 51496.8183 | 0 | 78238.5831
2127 | 283.379 | 3014.1021 | 294.9343 | 2934.1095 | 283.379 | 1857.45 | 555656.0695 | 102016.44 | 46275.7907 | 0 | 40395.6764
2128 | 230.684 | 2243.7358 | 240.0906 | 2184.1882 | 230.684 | 1778.7 | 432853.6365 | 83046.24 | 37670.6972 | 0 | 51050.3692
2129 | 250.683 | 1222.0125 | 260.905 | 1189.5809 | 250.683 | 1881.25 | 496797.4715 | 90245.88 | 40936.5339 | 0 | 29768.6063
2130 | 298.518 | 310.6906 | 310.6906 | 302.445 | 298.518 | 1886.35 | 592807.7361 | 107466.48 | 48747.9894 | 0 | 33926.5707
2131 | 256.165 | 266.6106 | 266.6106 | 259.5349 | 256.165 | 1883.85 | 507613.3004 | 92219.4 | 41831.7445 | 0 | 29753.5648
2132 | 318.4 | 331.3833 | 331.3833 | 322.5886 | 318.4 | 1865.55 | 626105.7164 | 114624 | 51994.72 | 0 | 42808.88
2133 | 298.4 | 310.5678 | 310.5678 | 302.3255 | 298.4 | 1850.4 | 582574.0639 | 107424 | 48728.72 | 0 | 44640.64
2134 | 237.6 | 247.2886 | 247.2886 | 240.7257 | 237.6 | 1836.3 | 460170.9306 | 85536 | 38800.08 | 0 | 38895.12
2135 | 305.6 | 318.0614 | 318.0614 | 309.6202 | 305.6 | 1816.05 | 586413.417 | 110016 | 49904.48 | 0 | 56215.12
2136 | 168 | 174.8505 | 174.8505 | 170.2101 | 168 | 1789.4 | 317711.6946 | 60480 | 27434.4 | 0 | 35380.8
2137 | 228.8 | 238.1297 | 238.1297 | 231.8099 | 228.8 | 1720.6 | 416502.7066 | 82368 | 37363.04 | 0 | 63926.72
2138 | 226.4 | 235.6319 | 235.6319 | 229.3783 | 226.4 | 1677.3 | 402080.4445 | 81504 | 36971.12 | 0 | 73059.28
2139 | 221.6 | 230.6361 | 230.6361 | 224.5152 | 221.6 | 1673.75 | 392672.6488 | 79776 | 36187.28 | 0 | 72297
2140 | 135.2 | 140.713 | 140.713 | 136.9786 | 135.2 | 1671.85 | 239303.5846 | 48672 | 22078.16 | 0 | 44365.88
2141 | 148.8 | 154.8676 | 154.8676 | 150.7575 | 148.8 | 1664.5 | 262452.6934 | 53568 | 24299.04 | 0 | 49922.4
2142 | 203.2 | 211.4858 | 211.4858 | 205.8731 | 203.2 | 1671.4 | 359284.9247 | 73152 | 33182.56 | 0 | 66771.52
2143 | 139.948 | 145.6546 | 145.6546 | 141.789 | 139.948 | 1724.55 | 255044.8943 | 50381.28 | 22853.5084 | 0 | 38548.6766
2144 | 168.345 | 175.2096 | 175.2096 | 170.5596 | 168.345 | 1695.7 | 301460.2252 | 60604.2 | 27490.7385 | 0 | 51227.3835
2145 | 999.188 | 1039.9317 | 1039.9317 | 1012.3325 | 999.188 | 1734.95 | 1833204.7002 | 359707.68 | 163167.4004 | 0 | 264834.7794
2146 | 1188.218 | 1893.0752 | 1236.6697 | 1842.834 | 1188.218 | 1695.7 | 2130743.6559 | 427758.48 | 194035.9994 | 0 | 361574.7374
2147 | 1369.757 | 2040.3201 | 1425.6113 | 1986.1711 | 1369.757 | 1586.85 | 2290999.4897 | 493112.52 | 223681.3181 | 0 | 565915.1045
2148 | 1382.264 | 2298.5909 | 1438.6283 | 2237.5876 | 1382.264 | 1555.65 | 2259417.7211 | 497615.04 | 225723.7112 | 0 | 614209.0084
2149 | 1401.945 | 2958.1145 | 1459.1118 | 2879.6078 | 1401.945 | 1518.95 | 2239444.4118 | 504700.2 | 228937.6185 | 0 | 674405.6423
2150 | 1395.96 | 2458.4137 | 1452.8828 | 2393.1687 | 1395.96 | 1598.25 | 2348517.3729 | 502545.6 | 227960.268 | 0 | 560826.93
2151 | 1436.28 | 2171.9045 | 1494.8469 | 2114.2633 | 1436.28 | 1658.7 | 2512102.5902 | 517060.8 | 234544.524 | 0 | 490202.364
2152 | 1584.287 | 1762.467 | 1648.8891 | 1715.6921 | 1584.287 | 1591.2 | 2656117.2161 | 570343.32 | 258714.0671 | 0 | 647656.5256
2153 | 1458.461 | 1167.1958 | 1167.1958 | 1136.219 | 1136.219 | 1771.3 | 2116690.6039 | 409038.8568 | 185544.5703 | 590669.5002 | 259853.296
2154 | 1392.377 | 214.6831 | 214.6831 | 208.9855 | 208.9855 | 1803.05 | 395858.0955 | 75234.7936 | 34127.3383 | 2169156.5501 | 41159.7017
2155 | 1600.335 | 1665.5915 | 1665.5915 | 1621.3876 | 1600.335 | 1755.65 | 2956215.9106 | 576120.6 | 261334.7055 | 0 | 391041.8572
2156 | 1251.2 | 1302.2199 | 1302.2199 | 1267.6597 | 1251.2 | 1734.3 | 2285813.9126 | 450432 | 204320.96 | 0 | 332443.84
2157 | 921.6 | 959.1799 | 959.1799 | 933.7238 | 921.6 | 1722.7 | 1671172.7325 | 331776 | 150497.28 | 0 | 255559.68
2158 | 1216 | 1265.5846 | 1265.5846 | 1231.9967 | 1216 | 1823.8 | 2336365.1121 | 437760 | 198572.8 | 0 | 214259.2
2159 | 1305.6 | 1358.8382 | 1358.8382 | 1322.7754 | 1305.6 | 1810.65 | 2496469.1005 | 470016 | 213204.48 | 0 | 247215.36
2160 | 875.2 | 0 | 0 | 0 | 0 | 1734.8 | 0 | 0 | 0 | 1604241.6 | 0
2161 | 1137.6 | 0 | 0 | 0 | 0 | 1721 | 0 | 0 | 0 | 1353744 | 0
2162 | 760 | 0 | 0 | 0 | 0 | 1758.65 | 0 | 0 | 0 | 904400 | 0
2163 | 1196.8 | 0 | 0 | 0 | 0 | 1670.3 | 0 | 0 | 0 | 1424192 | 0
2164 | 1156 | 0 | 0 | 0 | 0 | 1667.6 | 0 | 0 | 0 | 1375640 | 0
2165 | 1220 | 0 | 0 | 0 | 0 | 1665.8 | 0 | 0 | 0 | 1451800 | 0
2166 | 1054.4 | 0 | 0 | 0 | 0 | 1706.65 | 0 | 0 | 0 | 1254736 | 0
2167 | 1293.304 | 500.0953 | 500.0953 | 486.8231 | 486.8231 | 1746.85 | 898063.0104 | 175256.3063 | 79498.2078 | 1478279.5391 | 123239.2609
2168 | 1393.785 | 1450.6191 | 1450.6191 | 1412.1204 | 1393.785 | 1666.5 | 2451195.4482 | 501762.6 | 227605.0905 | 0 | 464827.2975
2169 | 1579.901 | 1644.3243 | 1644.3243 | 1600.6848 | 1579.901 | 1670.75 | 2779754.0502 | 568764.36 | 257997.8333 | 0 | 520182.4042
2170 | 1649.699 | 1716.9684 | 1716.9684 | 1671.401 | 1649.699 | 1537.75 | 2680605.8108 | 593891.64 | 269395.8467 | 0 | 762573.3627
2171 | 1676.943 | 1756.3046 | 1745.3234 | 1709.6932 | 1676.943 | 1596.45 | 2840542.5754 | 603699.48 | 273844.7919 | 0 | 676730.3476
2172 | 1684.745 | 2001.1515 | 1753.4445 | 1948.042 | 1684.745 | 1622.85 | 2904537.4583 | 606508.2 | 275118.8585 | 0 | 635401.5768
2173 | 1931.871 | 2016.02 | 2010.6475 | 1962.516 | 1931.871 | 1493.5 | 3065450.6717 | 695473.56 | 315474.5343 | 0 | 978492.6615
2174 | 1728.951 | 1799.4521 | 1799.4521 | 1751.6956 | 1728.951 | 1475.4 | 2703966.9774 | 622422.36 | 282337.6983 | 0 | 907007.6946
2175 | 1653.202 | 1720.6143 | 1720.6143 | 1674.9501 | 1653.202 | 1488.95 | 2597723.826 | 595152.72 | 269967.8866 | 0 | 844868.8821
2176 | 1470.106 | 1530.0522 | 1530.0522 | 1489.4455 | 1470.106 | 1522.65 | 2353032.583 | 529238.16 | 240068.3098 | 0 | 701755.0991
2177 | 1634.306 | 1118.0899 | 1118.0899 | 1088.4164 | 1088.4164 | 1684.05 | 1927647.5369 | 391829.8899 | 177738.3917 | 1000615.7087 | 343885.1492
2178 | 1538.105 | 190.6235 | 190.6235 | 185.5644 | 185.5644 | 1779.3 | 347092.8914 | 66803.1949 | 30302.6715 | 2479206.8641 | 40954.0698
2179 | 1470.4 | 1518.5704 | 1518.5704 | 1478.2683 | 1470.4 | 1832.6 | 2834729.3217 | 529344 | 240116.32 | 0 | 246144.96
2180 | 1250.4 | 1301.3873 | 1301.3873 | 1266.8492 | 1250.4 | 1816.75 | 2391302.0374 | 450144 | 204190.32 | 0 | 229135.8
2181 | 1324.8 | 1378.8211 | 1378.8211 | 1342.2279 | 1324.8 | 1802.65 | 2517372.0355 | 476928 | 216339.84 | 0 | 261449.28
2182 | 1529.6 | 1591.9722 | 1591.9722 | 1549.7221 | 1529.6 | 1790.75 | 2889372.5848 | 550656 | 249783.68 | 0 | 320068.8
2183 | 1635.2 | 1676.6383 | 1676.6383 | 1632.1413 | 1632.1413 | 1722.5 | 2967816.5585 | 587570.8558 | 266528.6688 | 10393.5775 | 452919.2014
2184 | 1508 | 0 | 0 | 0 | 0 | 1751.85 | 0 | 0 | 0 | 2764164 | 0
2185 | 972 | 0 | 0 | 0 | 0 | 1740.9 | 0 | 0 | 0 | 1156680 | 0
2186 | 1086.4 | 0 | 0 | 0 | 0 | 1686.4 | 0 | 0 | 0 | 1292816 | 0
2187 | 1562.4 | 0 | 0 | 0 | 0 | 1682.05 | 0 | 0 | 0 | 1859256 | 0
2188 | 1220 | 0 | 0 | 0 | 0 | 1674.3 | 0 | 0 | 0 | 1451800 | 0
2189 | 1601.6 | 0 | 0 | 0 | 0 | 1667.9 | 0 | 0 | 0 | 1905904 | 0
2190 | 1461.6 | 0 | 0 | 0 | 0 | 1662.8 | 0 | 0 | 0 | 1739304 | 0
2191 | 1554.491 | 187.6978 | 187.6978 | 182.7165 | 182.7165 | 1714.05 | 328506.7462 | 65777.9225 | 29837.5965 | 2514462.7478 | 52247.7693
2192 | 1258.89 | 792.0676 | 792.0676 | 771.0465 | 771.0465 | 1716.4 | 1386981.0065 | 277576.749 | 125911.8975 | 894217.0895 | 218668.7945
2193 | 1130.656 | 1176.7605 | 1176.7605 | 1145.5299 | 1130.656 | 1775.45 | 2102468.2172 | 407036.16 | 184636.1248 | 0 | 253888.8048
2194 | 1493.053 | 1553.9349 | 1553.9349 | 1512.6943 | 1493.053 | 1807.65 | 2834347.1751 | 537499.08 | 243815.5549 | 0 | 287188.7445
2195 | 1407.71 | 1465.1119 | 1465.1119 | 1426.2286 | 1407.71 | 1775 | 2627259.4037 | 506775.6 | 229879.043 | 0 | 316734.75
2196 | 1593.023 | 1657.9814 | 1657.9814 | 1613.9794 | 1593.023 | 1758.65 | 2944848.4312 | 573488.28 | 260140.6559 | 0 | 384476.1011
2197 | 1931.914 | 2010.6913 | 2010.6913 | 1957.3286 | 1931.914 | 1741 | 3542169.3727 | 695489.04 | 315481.5562 | 0 | 500365.726
2198 | 1327.845 | 1381.9903 | 1381.9903 | 1345.313 | 1327.845 | 1774 | 2482575.2257 | 478024.2 | 216837.0885 | 0 | 300092.97
2199 | 1348.658 | 1403.6519 | 1403.6519 | 1366.3998 | 1348.658 | 1793.05 | 2549877.0298 | 485516.88 | 220235.8514 | 0 | 279104.7731
2200 | 1472.454 | 1532.496 | 1532.496 | 1491.8243 | 1472.454 | 1799.45 | 2789934.6942 | 530083.44 | 240451.7382 | 0 | 295300.6497
2201 | 1419.53 | 1247.0754 | 1247.0754 | 1213.9787 | 1213.9787 | 1898.8 | 2423436.6672 | 437032.3335 | 198242.7224 | 376775.5254 | 122854.6449
2202 | 938.571 | 129.9774 | 129.9774 | 126.5279 | 126.5279 | 1893.5 | 252067.1355 | 45550.0369 | 20662.0028 | 1488475.0387 | 13475.2192
2203 | 1347.852 | 1402.8131 | 1402.8131 | 1365.5832 | 1347.852 | 1894.45 | 2687952.1352 | 485226.72 | 220104.2316 | 0 | 142265.7786
2204 | 1007.2 | 1048.2704 | 1048.2704 | 1020.4499 | 1007.2 | 1886 | 2000244.1399 | 362592 | 164475.76 | 0 | 114820.8
2205 | 1144 | 1190.6487 | 1190.6487 | 1159.0495 | 1144 | 1871.55 | 2253845.0118 | 411840 | 186815.2 | 0 | 146946.8
2206 | 1352 | 1407.1302 | 1407.1302 | 1369.7858 | 1352 | 1857.7 | 2654402.3908 | 486720 | 220781.6 | 0 | 192389.6
2207 | 1520.8 | 1582.8133 | 1582.8133 | 1540.8063 | 1520.8 | 1835.65 | 2946093.574 | 547488 | 248346.64 | 0 | 249943.48
2208 | 1532.8 | 0 | 0 | 0 | 0 | 1816.15 | 0 | 0 | 0 | 2809622.4 | 0
2209 | 1087.2 | 0 | 0 | 0 | 0 | 1797.8 | 0 | 0 | 0 | 1293768 | 0
2210 | 1328.8 | 0 | 0 | 0 | 0 | 1788.4 | 0 | 0 | 0 | 1581272 | 0
2211 | 1067.2 | 0 | 0 | 0 | 0 | 1784.05 | 0 | 0 | 0 | 1269968 | 0
2212 | 1069.6 | 0 | 0 | 0 | 0 | 1776.2 | 0 | 0 | 0 | 1272824 | 0
2213 | 964.8 | 0 | 0 | 0 | 0 | 1782.9 | 0 | 0 | 0 | 1148112 | 0
2214 | 1233.6 | 0 | 0 | 0 | 0 | 1788.2 | 0 | 0 | 0 | 1467984 | 0
2215 | 1241.187 | 713.747 | 713.747 | 694.8046 | 694.8046 | 1793.55 | 1309726.3684 | 250129.6467 | 113461.587 | 1001518.9865 | 143442.4043
2216 | 1139.749 | 1186.2243 | 1186.2243 | 1154.7426 | 1139.749 | 1806.6 | 2166565.0334 | 410309.64 | 186121.0117 | 0 | 220427.4566
2217 | 1485.342 | 1545.9095 | 1545.9095 | 1504.8819 | 1485.342 | 1854.05 | 2895083.8525 | 534723.12 | 242556.3486 | 0 | 216785.6649
2218 | 1788.565 | 1861.4969 | 1861.4969 | 1812.0938 | 1788.565 | 1874.65 | 3527765.8664 | 643883.4 | 292072.6645 | 0 | 224196.6227
2219 | 1486.331 | 1951.8051 | 1546.9399 | 1900.0053 | 1486.331 | 1839 | 2873419.4414 | 535079.16 | 242717.8523 | 0 | 239299.291
2220 | 1635.414 | 2206.5394 | 1702.1009 | 2147.9791 | 1635.414 | 1764.45 | 3038050.0637 | 588749.04 | 267063.1062 | 0 | 385221.7677
2221 | 1839.255 | 1914.2539 | 1914.2539 | 1863.4507 | 1839.255 | 1754 | 3398405.0345 | 662131.8 | 300350.3415 | 0 | 452456.73
2222 | 1431.431 | 1914.5651 | 1489.8012 | 1863.7536 | 1431.431 | 1776.9 | 2689403.2612 | 515315.16 | 233752.6823 | 0 | 319352.2561
2223 | 1727.174 | 2907.2476 | 1797.6026 | 2830.0908 | 1727.174 | 1795.95 | 3275202.2896 | 621782.64 | 282047.5142 | 0 | 352429.8547
2224 | 1726.438 | 2301.2761 | 1796.8366 | 2240.2015 | 1726.438 | 1819.85 | 3306248.4728 | 621517.68 | 281927.3254 | 0 | 311017.8057
2225 | 1599.501 | 1252.5728 | 1252.5728 | 1219.3302 | 1219.3302 | 1904.7 | 2442276.0842 | 438958.8683 | 199116.62 | 696853.0955 | 116202.1671
2226 | 1633.042 | 221.9904 | 221.9904 | 216.0989 | 216.0989 | 1893.5 | 429722.2827 | 77795.6041 | 35288.9504 | 2597256.702 | 23014.5329
2227 | 1619.476 | 1676.6383 | 1676.6383 | 1632.1413 | 1619.476 | 1894.45 | 3218163.222 | 583011.36 | 264460.4308 | 0 | 170935.6918
2228 | 1533.6 | 1596.1353 | 1596.1353 | 1553.7747 | 1533.6 | 1886 | 3037189.7931 | 552096 | 250436.88 | 0 | 174830.4
2229 | 1748.8 | 1676.6383 | 1676.6383 | 1632.1413 | 1632.1413 | 1871.55 | 3211144.3939 | 587570.8558 | 266528.6688 | 396406.3775 | 209648.5456
2230 | 1145.6 | 1192.3139 | 1192.3139 | 1160.6705 | 1145.6 | 1857.7 | 2247277.0946 | 412416 | 187076.48 | 0 | 163018.88
2231 | 1203.2 | 1252.2626 | 1252.2626 | 1219.0283 | 1203.2 | 1835.65 | 2329465.685 | 433152 | 196482.56 | 0 | 197745.92
2232 | 382.4 | 0 | 0 | 0 | 0 | 1816.15 | 0 | 0 | 0 | 700939.2 | 0
2233 | 120 | 0 | 0 | 0 | 0 | 1797.8 | 0 | 0 | 0 | 142800 | 0
2234 | 126.4 | 0 | 0 | 0 | 0 | 1788.4 | 0 | 0 | 0 | 150416 | 0
2235 | 118.4 | 0 | 0 | 0 | 0 | 1784.05 | 0 | 0 | 0 | 140896 | 0
2236 | 124.8 | 0 | 0 | 0 | 0 | 1782.1 | 0 | 0 | 0 | 148512 | 0
2237 | 127.2 | 0 | 0 | 0 | 0 | 1782.9 | 0 | 0 | 0 | 151368 | 0
2238 | 104.8 | 0 | 0 | 0 | 0 | 1788.2 | 0 | 0 | 0 | 124712 | 0
2239 | 90.455 | 0 | 0 | 0 | 0 | 1792.65 | 0 | 0 | 0 | 165804.015 | 0
2240 | 181.636 | 0 | 0 | 0 | 0 | 1713.5 | 0 | 0 | 0 | 332938.788 | 0
2241 | 1303.888 | 0 | 0 | 0 | 0 | 1804.45 | 0 | 0 | 0 | 2390026.704 | 0
2242 | 1593.999 | 374.943 | 374.943 | 364.9922 | 364.9922 | 1812.3 | 696975.5508 | 131397.1848 | 59603.223 | 2252769.5008 | 68509.0322
2243 | 1722.687 | 862.2867 | 862.2867 | 839.4021 | 839.4021 | 1730.5 | 1532621.0796 | 302184.7475 | 137074.3591 | 1619061.2651 | 226218.8596
2244 | 1824.597 | 1898.9982 | 1898.9982 | 1848.5998 | 1824.597 | 1681.3 | 3235793.8233 | 656854.92 | 297956.6901 | 0 | 581499.0639
2245 | 1538.349 | 1601.0779 | 1601.0779 | 1558.5862 | 1538.349 | 1538.5 | 2500063.3469 | 553805.64 | 251212.3917 | 0 | 709948.0635
2246 | 1462.819 | 1522.4681 | 1522.4681 | 1482.0626 | 1462.819 | 1732.4 | 2677689.3577 | 526614.84 | 238878.3427 | 0 | 391450.3644
2247 | 1763.062 | 1834.954 | 1834.954 | 1786.2553 | 1763.062 | 1751.45 | 3250790.6336 | 634702.32 | 287908.0246 | 0 | 438209.0601
2248 | 1727.078 | 1797.5027 | 1797.5027 | 1749.798 | 1727.078 | 1792.25 | 3257697.0803 | 621748.08 | 282031.8374 | 0 | 358800.4545
2249 | 1726.744 | 260.674 | 260.674 | 253.7559 | 253.7559 | 1898.8 | 505788.9636 | 91352.1062 | 41438.3304 | 2699987.278 | 25680.0921
2250 | 1440.062 | 50.3538 | 50.3538 | 49.0175 | 49.0175 | 1893.5 | 97338.2071 | 17646.2852 | 8004.5511 | 2549784.6436 | 5220.3594
2251 | 1485.876 | 1302.0888 | 1302.0888 | 1267.5321 | 1267.5321 | 1894.45 | 2516340.26 | 456311.5411 | 206987.9852 | 741932.7125 | 133788.0088
2252 | 1420 | 1477.903 | 1477.903 | 1438.6803 | 1420 | 1886 | 2810350.5019 | 511200 | 231886 | 0 | 161880
2253 | 1555.2 | 1618.6161 | 1618.6161 | 1575.6589 | 1555.2 | 1871.55 | 3061858.903 | 559872 | 253964.16 | 0 | 199765.44
2254 | 1828.8 | 1676.6383 | 1676.6383 | 1632.1413 | 1632.1413 | 1857.7 | 3201972.6138 | 587570.8558 | 266528.6688 | 668246.3775 | 232253.7022
2255 | 1337.6 | 1392.143 | 1392.143 | 1355.1963 | 1337.6 | 1835.65 | 2589994.1798 | 481536 | 218430.08 | 0 | 219834.56
2256 | 1448.8 | 0 | 0 | 0 | 0 | 1816.15 | 0 | 0 | 0 | 2655650.4 | 0
2257 | 1088.8 | 0 | 0 | 0 | 0 | 1797.8 | 0 | 0 | 0 | 1295672 | 0
2258 | 1398.4 | 0 | 0 | 0 | 0 | 1778.4 | 0 | 0 | 0 | 1664096 | 0
2259 | 1239.2 | 0 | 0 | 0 | 0 | 1773.15 | 0 | 0 | 0 | 1474648 | 0
2260 | 1181.6 | 0 | 0 | 0 | 0 | 1680.1 | 0 | 0 | 0 | 1406104 | 0
2261 | 1463.2 | 0 | 0 | 0 | 0 | 1680.9 | 0 | 0 | 0 | 1741208 | 0
2262 | 1187.2 | 0 | 0 | 0 | 0 | 1686.2 | 0 | 0 | 0 | 1412768 | 0
2263 | 1184.8 | 0 | 0 | 0 | 0 | 1718.7 | 0 | 0 | 0 | 2171738.4 | 0
2264 | 1603.456 | 157.6402 | 157.6402 | 153.4565 | 153.4565 | 1807.5 | 291644.7759 | 55244.3511 | 25059.4515 | 2657849.0271 | 29540.3822
2265 | 1609.349 | 1674.9731 | 1674.9731 | 1630.5202 | 1609.349 | 1849.05 | 3124231.8848 | 579365.64 | 262806.6917 | 0 | 242931.2316
2266 | 1528.207 | 1590.5224 | 1590.5224 | 1548.3108 | 1528.207 | 1812.3 | 2910158.7374 | 550154.52 | 249556.2031 | 0 | 286844.4539
2267 | 1584.409 | 1649.0161 | 1649.0161 | 1605.2521 | 1584.409 | 1754.5 | 2937157.5725 | 570387.24 | 258733.9897 | 0 | 388972.4095
2268 | 1411.614 | 1469.1751 | 1469.1751 | 1430.184 | 1411.614 | 1716.45 | 2554882.7341 | 508181.04 | 230516.5662 | 0 | 400263.1497
2269 | 1807.633 | 1881.3425 | 1881.3425 | 1831.4127 | 1807.633 | 1441.3 | 2745876.777 | 650747.88 | 295186.4689 | 0 | 1009924.5571
2270 | 1580.825 | 1645.286 | 1645.286 | 1601.621 | 1580.825 | 1742.8 | 2906713.4829 | 569097 | 258148.7225 | 0 | 406588.19
2271 | 1109.428 | 1154.6669 | 1154.6669 | 1124.0227 | 1109.428 | 1782.95 | 2085410.8581 | 399394.08 | 181169.5924 | 0 | 240801.3474
2272 | 1562.899 | 1626.629 | 1626.629 | 1583.4592 | 1562.899 | 1802.35 | 2965786.4405 | 562643.64 | 255221.4067 | 0 | 308906.9874
2273 | 1288.141 | 985.0016 | 985.0016 | 958.8602 | 958.8602 | 1853.7 | 1865159.1043 | 345189.6576 | 156581.8641 | 603571.7799 | 140281.2414
2274 | 1690.754 | 200.0873 | 200.0873 | 194.7771 | 194.7771 | 1887.6 | 385991.6396 | 70119.738 | 31807.0923 | 2742125.7491 | 21892.9404
2275 | 1651.22 | 1619.0563 | 1619.0563 | 1576.0874 | 1576.0874 | 1843.45 | 3064039.6381 | 567391.4801 | 257375.0797 | 255300.4229 | 246736.4895
2276 | 1392.8 | 1449.5939 | 1449.5939 | 1411.1225 | 1392.8 | 1886 | 2762842.8742 | 501408 | 227444.24 | 0 | 158779.2
2277 | 1446.4 | 1505.3796 | 1505.3796 | 1465.4276 | 1446.4 | 1871.55 | 2849930.9851 | 520704 | 236197.12 | 0 | 185790.08
2278 | 1270.4 | 1322.2028 | 1322.2028 | 1287.1123 | 1270.4 | 1857.7 | 2488558.6546 | 457344 | 207456.32 | 0 | 180777.92
2279 | 1509.6 | 1571.1566 | 1571.1566 | 1529.459 | 1509.6 | 1835.65 | 2921675.1287 | 543456 | 246517.68 | 0 | 248102.76
2280 | 1620 | 0 | 0 | 0 | 0 | 1816.15 | 0 | 0 | 0 | 2969460 | 0
2281 | 1519.2 | 0 | 0 | 0 | 0 | 1791.9 | 0 | 0 | 0 | 2784693.6 | 0
2282 | 1356.8 | 0 | 0 | 0 | 0 | 1788.4 | 0 | 0 | 0 | 2487014.4 | 0
2283 | 1847.2 | 0 | 0 | 0 | 0 | 1784.05 | 0 | 0 | 0 | 3385917.6 | 0
2284 | 1688 | 0 | 0 | 0 | 0 | 1782.1 | 0 | 0 | 0 | 3094104 | 0
2285 | 1469.6 | 0 | 0 | 0 | 0 | 1782.9 | 0 | 0 | 0 | 2693776.8 | 0
2286 | 1407.2 | 0 | 0 | 0 | 0 | 1788.2 | 0 | 0 | 0 | 2579397.6 | 0
2287 | 1298.407 | 113.2719 | 113.2719 | 110.2657 | 110.2657 | 1798.55 | 208730.2551 | 39695.6617 | 18006.3932 | 2177862.9535 | 22213.0307
2288 | 341.456 | 355.3795 | 355.3795 | 345.9479 | 341.456 | 1818.4 | 653230.7568 | 122924.16 | 55759.7648 | 0 | 62008.4096
2289 | 276.424 | 287.6957 | 287.6957 | 280.0604 | 276.424 | 1859.95 | 539578.8015 | 99512.64 | 45140.0392 | 0 | 38713.1812
2290 | 284.243 | 677.2428 | 295.8346 | 659.2692 | 284.243 | 1874.65 | 560685.1743 | 102327.48 | 46416.8819 | 0 | 35629.8601
2291 | 269.004 | 1784.5336 | 279.9742 | 1737.173 | 269.004 | 1792.5 | 509547.415 | 96841.44 | 43928.3532 | 0 | 55818.33
2292 | 333.853 | 1511.9552 | 347.4675 | 1471.8287 | 333.853 | 1754.35 | 618049.3078 | 120187.08 | 54518.1949 | 0 | 82010.9894
2293 | 211.973 | 1119.0703 | 220.6166 | 1089.3708 | 211.973 | 1676 | 373631.9878 | 76310.28 | 34615.1909 | 0 | 68679.252
2294 | 211.252 | 2665.6032 | 219.8672 | 2594.8595 | 211.252 | 1669.9 | 370352.4916 | 76050.72 | 34497.4516 | 0 | 69734.2852
2295 | 343.658 | 2345.0595 | 357.6713 | 2282.8229 | 343.658 | 1771.95 | 641737.1075 | 123716.88 | 56119.3514 | 0 | 78371.2069
2296 | 393.167 | 1247.7457 | 409.1991 | 1214.6312 | 393.167 | 1819.85 | 753113.4365 | 141540.12 | 64204.1711 | 0 | 70829.0351
2297 | 317.159 | 1018.8799 | 330.0917 | 991.8394 | 317.159 | 1904.7 | 633508.3952 | 114177.24 | 51792.0647 | 0 | 30225.2527
2298 | 348.83 | 363.0542 | 363.0542 | 353.4189 | 348.83 | 1893.5 | 693818.9217 | 125578.8 | 56963.939 | 0 | 37150.395
2299 | 281.691 | 293.1775 | 293.1775 | 285.3967 | 281.691 | 1894.45 | 559481.1127 | 101408.76 | 46000.1403 | 0 | 29732.4851
2300 | 266.4 | 277.2629 | 277.2629 | 269.9045 | 266.4 | 1880.1 | 525180.5767 | 95904 | 43503.12 | 0 | 31941.36
2301 | 309.6 | 322.2245 | 322.2245 | 313.6728 | 309.6 | 1787.05 | 579721.4562 | 111456 | 50557.68 | 0 | 65929.32
2302 | 292 | 303.9068 | 303.9068 | 295.8413 | 292 | 1857.7 | 568536.0259 | 105120 | 47683.6 | 0 | 41551.6
2303 | 243.2 | 253.1169 | 253.1169 | 246.3993 | 243.2 | 1835.65 | 469503.2183 | 87552 | 39714.56 | 0 | 39969.92
2304 | 139.2 | 144.8761 | 144.8761 | 141.0312 | 139.2 | 1816.15 | 265829.9664 | 50112 | 22731.36 | 0 | 25591.92
2305 | 142.4 | 148.2066 | 148.2066 | 144.2733 | 142.4 | 1798.2 | 269788.4979 | 51264 | 23253.92 | 0 | 28736.32
2306 | 124 | 129.0563 | 129.0563 | 125.6312 | 124 | 1796.5 | 234425.1951 | 44640 | 20249.2 | 0 | 25234
2307 | 118.4 | 123.228 | 123.228 | 119.9576 | 118.4 | 1792.9 | 223339.9047 | 42624 | 19334.72 | 0 | 24520.64
2308 | 115.2 | 119.8975 | 119.8975 | 116.7155 | 115.2 | 1790.7 | 217184.8601 | 41472 | 18812.16 | 0 | 24111.36
2309 | 101.6 | 105.7429 | 105.7429 | 102.9366 | 101.6 | 1777.9 | 190246.1433 | 36576 | 16591.28 | 0 | 22565.36
2310 | 99.2 | 103.2451 | 103.2451 | 100.505 | 99.2 | 1785.55 | 186591.6895 | 35712 | 16199.36 | 0 | 21273.44
2311 | 81.795 | 85.1303 | 85.1303 | 82.871 | 81.795 | 1762.2 | 151672.2774 | 29446.2 | 13357.1235 | 0 | 19450.851
2312 | 89.489 | 93.1381 | 93.1381 | 90.6662 | 89.489 | 1695.65 | 159818.4083 | 32216.04 | 14613.5537 | 0 | 27235.9771
2313 | 89.121 | 730.3578 | 92.754 | 710.9745 | 89.121 | 1740.35 | 163579.1353 | 32083.56 | 14553.4593 | 0 | 23140.2677
2314 | 88.082 | 3027.348 | 91.6737 | 2947.0039 | 88.082 | 1709.25 | 159216.2168 | 31709.52 | 14383.7906 | 0 | 25609.8415
2315 | 84.446 | 3493.3496 | 87.8894 | 3400.638 | 84.446 | 1445.85 | 129324.5636 | 30400.56 | 13790.0318 | 0 | 46795.7509
2316 | 92.13 | 2301.859 | 95.8868 | 2240.7689 | 92.13 | 1578.35 | 153561.1071 | 33166.8 | 15044.829 | 0 | 38846.6145
2317 | 88.264 | 751.777 | 91.8631 | 731.8253 | 88.264 | 1429.15 | 132646.467 | 31775.04 | 14413.5112 | 0 | 50385.5044
2318 | 92.708 | 926.36 | 96.4883 | 901.7749 | 92.708 | 1591.15 | 155604.534 | 33374.88 | 15139.2164 | 0 | 37903.6658
2319 | 86.801 | 894.9286 | 90.3405 | 871.1777 | 86.801 | 1540.75 | 141250.3563 | 31248.36 | 14174.6033 | 0 | 39863.3593
2320 | 98.247 | 157.3009 | 102.2532 | 153.1262 | 98.247 | 1740.3 | 180153.3617 | 35368.92 | 16043.7351 | 0 | 25514.7459
2321 | 88.18 | 437.8121 | 91.7757 | 426.1928 | 88.18 | 1828.1 | 169476.6603 | 31744.8 | 14399.794 | 0 | 15158.142
2322 | 94.896 | 98.7656 | 98.7656 | 96.1444 | 94.896 | 1813.6 | 180800.0279 | 34162.56 | 15496.5168 | 0 | 17688.6144
2323 | 102.069 | 106.231 | 106.231 | 103.4117 | 102.069 | 1869 | 200344.305 | 36744.84 | 16667.8677 | 0 | 13371.039
2324 | 104.8 | 109.0734 | 109.0734 | 106.1787 | 104.8 | 1852.2 | 203903.5988 | 37728 | 17113.84 | 0 | 15489.44
2325 | 103.2 | 107.4082 | 107.4082 | 104.5576 | 103.2 | 1797.2 | 194272.5495 | 37152 | 16852.56 | 0 | 20928.96
2326 | 111.2 | 115.7344 | 115.7344 | 112.6629 | 111.2 | 1842.65 | 214469.6246 | 40032 | 18158.96 | 0 | 17497.32
2327 | 101.6 | 105.7429 | 105.7429 | 102.9366 | 101.6 | 1827.2 | 195051.7177 | 36576 | 16591.28 | 0 | 17556.48
2328 | 107.2 | 111.5713 | 111.5713 | 108.6102 | 107.2 | 1809.75 | 204254.1928 | 38592 | 17505.76 | 0 | 20394.8
2329 | 96.8 | 100.7472 | 100.7472 | 98.0734 | 96.8 | 1778.3 | 181622.3314 | 34848 | 15807.44 | 0 | 21460.56
2330 | 103.2 | 107.4082 | 107.4082 | 104.5576 | 103.2 | 1780.5 | 193951.3506 | 37152 | 16852.56 | 0 | 22652.4
2331 | 100 | 104.0777 | 104.0777 | 101.3155 | 100 | 1776.15 | 187442.3188 | 36000 | 16330 | 0 | 22385
2332 | 101.6 | 105.7429 | 105.7429 | 102.9366 | 101.6 | 1773.9 | 190295.302 | 36576 | 16591.28 | 0 | 22971.76
2333 | 96 | 99.9146 | 99.9146 | 97.2629 | 96 | 1737.85 | 176228.6092 | 34560 | 15676.8 | 0 | 25166.4
2334 | 101.6 | 105.7429 | 105.7429 | 102.9366 | 101.6 | 1709.25 | 183353.1151 | 36576 | 16591.28 | 0 | 29540.2
2335 | 90.638 | 94.3339 | 94.3339 | 91.8304 | 90.638 | 1713.25 | 163812.1734 | 32629.68 | 14801.1854 | 0 | 25990.4465
2336 | 142.371 | 148.1764 | 148.1764 | 144.2439 | 142.371 | 1493.3 | 224104.754 | 51253.56 | 23249.1843 | 0 | 72139.3857
2337 | 876.805 | 1709.8141 | 912.5583 | 1664.4366 | 876.805 | 1376.85 | 1273610.8949 | 315649.8 | 143182.2565 | 0 | 546381.0358
2338 | 1186.13 | 2215.2622 | 1234.4966 | 2156.4703 | 1186.13 | 1248.4 | 1562416.1004 | 427006.8 | 193695.029 | 0 | 891495.308
2339 | 1409.196 | 2373.6694 | 1466.6585 | 2310.6736 | 1409.196 | 1330.55 | 1982823.5095 | 507310.56 | 230121.7068 | 0 | 943386.2622
2340 | 1645.065 | 3779.0314 | 1712.1455 | 3678.738 | 1645.065 | 1397.2 | 2435031.1515 | 592223.4 | 268639.1145 | 0 | 991645.182
2341 | 1551.507 | 1987.5683 | 1614.7725 | 1934.8193 | 1551.507 | 742.65 | 1219554.5227 | 558542.52 | 253361.0931 | 0 | 1950787.3265
2342 | 1454.836 | 2512.7349 | 1514.1595 | 2446.0483 | 1454.836 | 301.3 | 463632.3836 | 523740.96 | 237574.7188 | 0 | 2471329.9132
2343 | 1456.702 | 1604.8664 | 1516.1016 | 1562.2741 | 1456.702 | 1239.25 | 1903526.92 | 524412.72 | 237879.4366 | 0 | 1108186.0465
2344 | 1631.387 | 768.3941 | 768.3941 | 748.0013 | 748.0013 | 1096.15 | 863214.6742 | 269280.4673 | 122148.612 | 1619245.9915 | 676080.9733
2345 | 1631.553 | 883.759 | 883.759 | 860.3045 | 860.3045 | 1559.75 | 1409424.1751 | 309709.6128 | 140487.7216 | 1413698.537 | 378749.0474
2346 | 1765.931 | 174.0543 | 174.0543 | 169.435 | 169.435 | 1715.7 | 305350.3509 | 60996.6002 | 27668.7356 | 2926377.167 | 48170.3706
2347 | 1730.86 | 819.6898 | 819.6898 | 797.9357 | 797.9357 | 1844.05 | 1545222.581 | 287256.8385 | 130302.8937 | 3170076.8985 | 124438.0666
2348 | 1846.4 | 1676.6383 | 1676.6383 | 1632.1413 | 1632.1413 | 1844.15 | 3167138.6249 | 587570.8558 | 266528.6688 | 728051.1775 | 254369.2163
2349 | 1725.6 | 1676.6383 | 1676.6383 | 1632.1413 | 1632.1413 | 1828.65 | 3136256.8699 | 587570.8558 | 266528.6688 | 317572.7775 | 279667.406
2350 | 1554.4 | 1617.7834 | 1617.7834 | 1574.8484 | 1554.4 | 1821.45 | 2975840.7544 | 559584 | 253833.52 | 0 | 277538.12
2351 | 1998.4 | 1676.6383 | 1676.6383 | 1632.1413 | 1632.1413 | 1806 | 3099313.2592 | 587570.8558 | 266528.6688 | 1244547.1775 | 316635.4056
2352 | 1700.8 | 0 | 0 | 0 | 0 | 1789.85 | 0 | 0 | 0 | 3117566.4 | 0
2353 | 1940.8 | 0 | 0 | 0 | 0 | 1791.9 | 0 | 0 | 0 | 2309552 | 0
2354 | 1621.6 | 0 | 0 | 0 | 0 | 1703.9 | 0 | 0 | 0 | 1929704 | 0
2355 | 1272.8 | 0 | 0 | 0 | 0 | 1682.05 | 0 | 0 | 0 | 1514632 | 0
2356 | 1277.6 | 0 | 0 | 0 | 0 | 1697.6 | 0 | 0 | 0 | 1520344 | 0
2357 | 1742.4 | 0 | 0 | 0 | 0 | 1680.9 | 0 | 0 | 0 | 2073456 | 0
2358 | 1696 | 0 | 0 | 0 | 0 | 1731.3 | 0 | 0 | 0 | 2018240 | 0
2359 | 1093.028 | 341.6964 | 341.6964 | 332.628 | 332.628 | 1798.55 | 629819.5529 | 119746.0628 | 54318.1446 | 1393813.2876 | 67007.901
2360 | 1153.367 | 1200.3976 | 1200.3976 | 1168.5397 | 1153.367 | 1716.4 | 2081664.1407 | 415212.12 | 188344.8311 | 0 | 327094.8812
2361 | 1724.16 | 1794.4657 | 1794.4657 | 1746.8416 | 1724.16 | 1826.45 | 3311932.734 | 620697.6 | 281555.328 | 0 | 299227.968
2362 | 2138.256 | 2225.4472 | 2225.4472 | 2166.3851 | 2138.256 | 1868.75 | 4224045.8346 | 769772.16 | 349177.2048 | 0 | 280646.1
2363 | 1900.048 | 1977.5259 | 1977.5259 | 1925.0434 | 1900.048 | 1727 | 3470749.6522 | 684017.28 | 310277.8384 | 0 | 518713.104
2364 | 2133.191 | 2220.1757 | 2220.1757 | 2161.2534 | 2133.191 | 1719.95 | 3874602.9446 | 767948.76 | 348350.0903 | 0 | 597400.1396
2365 | 1700.026 | 1984.4085 | 1769.3486 | 1931.7434 | 1700.026 | 1706 | 3051639.3927 | 612009.36 | 277614.2458 | 0 | 499807.644
2366 | 1540.681 | 1769.4465 | 1603.505 | 1722.4863 | 1540.681 | 1742.8 | 2829473.142 | 554645.16 | 251593.2073 | 0 | 396263.1532
2367 | 1354.534 | 2273.1981 | 1409.7686 | 2212.8686 | 1354.534 | 1858.55 | 2654092.3451 | 487632.24 | 221195.4022 | 0 | 191598.8343
2368 | 1652.807 | 2211.2198 | 1720.2032 | 2152.5352 | 1652.807 | 1904.35 | 3306583.2645 | 595010.52 | 269903.3831 | 0 | 158090.9896
2369 | 1811.042 | 1189.3924 | 1189.3924 | 1157.8266 | 1157.8266 | 1904.7 | 2308467.7351 | 416817.5784 | 189073.0849 | 1197343.8162 | 110340.8756
2370 | 1517.038 | 214.6779 | 214.6779 | 208.9805 | 208.9805 | 1893.5 | 414350.3385 | 75232.97 | 34126.5111 | 2397669.4486 | 22256.4203
2371 | 1866.297 | 760.8339 | 760.8339 | 740.6417 | 740.6417 | 1894.45 | 1469955.2951 | 266631.0261 | 120946.796 | 3824976.5762 | 78174.7356
2372 | 1745.6 | 1676.6383 | 1676.6383 | 1632.1413 | 1632.1413 | 1886 | 3231365.6213 | 587570.8558 | 266528.6688 | 385532.7775 | 186064.1043
2373 | 2057.6 | 1676.6383 | 1676.6383 | 1632.1413 | 1632.1413 | 1871.55 | 3205213.4467 | 587570.8558 | 266528.6688 | 1445708.7775 | 209648.5456
2374 | 1675.2 | 1676.6383 | 1676.6383 | 1632.1413 | 1632.1413 | 1857.7 | 3182304.2696 | 587570.8558 | 266528.6688 | 146313.5775 | 232253.7022
2375 | 1663.2 | 1676.6383 | 1676.6383 | 1632.1413 | 1632.1413 | 1835.65 | 3148199.0903 | 587570.8558 | 266528.6688 | 105537.5775 | 268242.4171
2376 | 1429.6 | 0 | 0 | 0 | 0 | 1816.15 | 0 | 0 | 0 | 2620456.8 | 0
2377 | 1479.2 | 0 | 0 | 0 | 0 | 1797.3 | 0 | 0 | 0 | 1760248 | 0
2378 | 1613.6 | 0 | 0 | 0 | 0 | 1788.4 | 0 | 0 | 0 | 1920184 | 0
2379 | 1020.8 | 0 | 0 | 0 | 0 | 1784.05 | 0 | 0 | 0 | 1214752 | 0
2380 | 1254.4 | 0 | 0 | 0 | 0 | 1782.1 | 0 | 0 | 0 | 1492736 | 0
2381 | 1267.2 | 0 | 0 | 0 | 0 | 1782.9 | 0 | 0 | 0 | 1507968 | 0
2382 | 1392 | 0 | 0 | 0 | 0 | 1788.2 | 0 | 0 | 0 | 1656480 | 0
2383 | 1293.522 | 352.7952 | 352.7952 | 343.4322 | 343.4322 | 1798.55 | 649106.3026 | 123635.6059 | 56082.4846 | 1741514.5325 | 69184.4245
2384 | 650.269 | 676.7849 | 676.7849 | 658.8234 | 650.269 | 1806.6 | 1239080.5837 | 234096.84 | 106188.9277 | 0 | 125762.0246
2385 | 1468.701 | 1528.5899 | 1528.5899 | 1488.022 | 1468.701 | 1855.45 | 2872147.8359 | 528732.36 | 239838.8733 | 0 | 212300.7295
2386 | 1476.864 | 1537.0858 | 1537.0858 | 1496.2924 | 1476.864 | 1772.65 | 2768950.5442 | 531671.04 | 241171.8912 | 0 | 335765.0304
2387 | 1368.496 | 1854.812 | 1424.2989 | 1805.5863 | 1368.496 | 1664.5 | 2417151.8318 | 492658.56 | 223475.3968 | 0 | 459130.408
2388 | 1103.419 | 2101.6031 | 1148.4129 | 2045.8277 | 1103.419 | 1521.6 | 1774667.606 | 397230.84 | 180188.3227 | 0 | 527875.6496
2389 | 1738.664 | 2090.1619 | 1809.5622 | 2034.6901 | 1738.664 | 1441.3 | 2644049.225 | 625919.04 | 283923.8312 | 0 | 971391.5768
2390 | 1353.651 | 3362.4542 | 1408.8485 | 3273.2165 | 1353.651 | 1464.2 | 2097572.7375 | 487314.36 | 221051.2083 | 0 | 725286.2058
2391 | 1671.773 | 2946.5369 | 1739.9425 | 2868.3374 | 1671.773 | 1622.95 | 2876100.0397 | 601838.28 | 273000.5309 | 0 | 630342.0096
2392 | 1643.7 | 2175.1028 | 1710.7248 | 2117.3767 | 1643.7 | 1757.85 | 3050163.5095 | 591732 | 268416.21 | 0 | 398021.955
2393 | 1554.145 | 1169.5656 | 1169.5656 | 1138.526 | 1138.526 | 1848.7 | 2216772.748 | 409869.3604 | 185921.296 | 761829.625 | 172258.984
2394 | 1624.376 | 212.6297 | 212.6297 | 206.9866 | 206.9866 | 1860 | 404970.6775 | 74515.1698 | 33800.909 | 2598074.8018 | 28978.1216
2395 | 1597.412 | 1078.635 | 1078.635 | 1050.0087 | 1050.0087 | 1894.45 | 2092781.8029 | 378003.1185 | 171466.4146 | 1860076.541 | 110828.4143
2396 | 1305.6 | 1358.8382 | 1358.8382 | 1322.7754 | 1305.6 | 1886 | 2589916.8686 | 470016 | 213204.48 | 0 | 148838.4
2397 | 1634.4 | 1676.6383 | 1676.6383 | 1632.1413 | 1632.1413 | 1865.65 | 3194265.5936 | 587570.8558 | 266528.6688 | 7675.1775 | 219278.1791
2398 | 1851.2 | 1676.6383 | 1676.6383 | 1632.1413 | 1632.1413 | 1857.7 | 3179565.9856 | 587570.8558 | 266528.6688 | 744361.5775 | 232253.7022
2399 | 1613.6 | 1676.6383 | 1676.6383 | 1632.1413 | 1613.6 | 1835.65 | 3116116.7005 | 580896 | 263500.88 | 0 | 265195.16
2400 | 1363.2 | 0 | 0 | 0 | 0 | 1816.15 | 0 | 0 | 0 | 2498745.6 | 0
2401 | 1245.6 | 0 | 0 | 0 | 0 | 1786 | 0 | 0 | 0 | 1482264 | 0
2402 | 1235.2 | 0 | 0 | 0 | 0 | 1686.4 | 0 | 0 | 0 | 1469888 | 0
2403 | 1324 | 0 | 0 | 0 | 0 | 1682.05 | 0 | 0 | 0 | 1575560 | 0
2404 | 1393.6 | 0 | 0 | 0 | 0 | 1674.3 | 0 | 0 | 0 | 1658384 | 0
2405 | 1192 | 0 | 0 | 0 | 0 | 1680.9 | 0 | 0 | 0 | 1418480 | 0
2406 | 1108 | 0 | 0 | 0 | 0 | 1686.2 | 0 | 0 | 0 | 1318520 | 0
2407 | 1071.458 | 0 | 0 | 0 | 0 | 1696.55 | 0 | 0 | 0 | 1963982.514 | 0
2408 | 700.377 | 0 | 0 | 0 | 0 | 1685.8 | 0 | 0 | 0 | 1283791.041 | 0
2409 | 1179.725 | 0 | 0 | 0 | 0 | 1752.15 | 0 | 0 | 0 | 2162435.925 | 0
2410 | 1627.857 | 262.128 | 262.128 | 255.1712 | 255.1712 | 1724.65 | 466090.2596 | 91861.6422 | 41669.4616 | 2516133.0196 | 70261.3977
2411 | 1504.309 | 1565.6499 | 1565.6499 | 1524.0984 | 1504.309 | 1727 | 2755707.0057 | 541551.24 | 245653.6597 | 0 | 410676.357
2412 | 1607.655 | 1673.21 | 1673.21 | 1628.8039 | 1607.655 | 1623.95 | 2757092.3376 | 578755.8 | 262530.0615 | 0 | 604558.6628
2413 | 1708.11 | 1935.416 | 1777.7612 | 1884.0511 | 1708.11 | 1441.3 | 2596595.512 | 614919.6 | 278934.363 | 0 | 954321.057
2414 | 1747.615 | 1818.8771 | 1818.8771 | 1770.6051 | 1747.615 | 1464.2 | 2702838.4674 | 629141.4 | 285385.5295 | 0 | 936372.117
2415 | 1656.806 | 1724.3652 | 1724.3652 | 1678.6015 | 1656.806 | 1580.45 | 2767683.8083 | 596450.16 | 270556.4198 | 0 | 695112.9573
2416 | 1940.668 | 1086.1672 | 1086.1672 | 1057.3409 | 1057.3409 | 1684.05 | 1875834.5653 | 380642.7118 | 172663.7635 | 1619138.6362 | 334066.8467
2417 | 1471.768 | 1122.9825 | 1122.9825 | 1093.1792 | 1093.1792 | 1847.8 | 2125852.1141 | 393544.5131 | 178516.1639 | 693953.2647 | 166381.8747
2418 | 1831.384 | 198.3606 | 198.3606 | 193.0962 | 193.0962 | 1860 | 378356.2749 | 69514.6413 | 31532.6137 | 3002981.4902 | 27033.4716
2419 | 1741.725 | 1050.3259 | 1050.3259 | 1022.4508 | 1022.4508 | 1894.45 | 2037909.2208 | 368082.3033 | 166966.2226 | 2444093.5871 | 107919.6864
2420 | 1332.8 | 1387.1473 | 1387.1473 | 1350.3332 | 1332.8 | 1880.1 | 2633555.4384 | 479808 | 217646.24 | 0 | 159802.72
2421 | 1913.6 | 1676.6383 | 1676.6383 | 1632.1413 | 1632.1413 | 1838.05 | 3151489.5567 | 587570.8558 | 266528.6688 | 956396.7775 | 264325.2781
2422 | 1916 | 1676.6383 | 1676.6383 | 1632.1413 | 1632.1413 | 1857.7 | 3182684.4423 | 587570.8558 | 266528.6688 | 964551.9775 | 232253.7022
2423 | 1797.6 | 1676.6383 | 1676.6383 | 1632.1413 | 1632.1413 | 1835.65 | 3152540.5172 | 587570.8558 | 266528.6688 | 562228.7775 | 268242.4171
2424 | 1308 | 0 | 0 | 0 | 0 | 1816.15 | 0 | 0 | 0 | 2397564 | 0
2425 | 1379.2 | 0 | 0 | 0 | 0 | 1786 | 0 | 0 | 0 | 1641248 | 0
2426 | 1590.4 | 0 | 0 | 0 | 0 | 1686.4 | 0 | 0 | 0 | 1892576 | 0
2427 | 1549.6 | 0 | 0 | 0 | 0 | 1676.25 | 0 | 0 | 0 | 1844024 | 0
2428 | 934.4 | 0 | 0 | 0 | 0 | 1667.1 | 0 | 0 | 0 | 1111936 | 0
2429 | 1459.2 | 0 | 0 | 0 | 0 | 1675.1 | 0 | 0 | 0 | 1736448 | 0
2430 | 1591.2 | 0 | 0 | 0 | 0 | 1683.3 | 0 | 0 | 0 | 1893528 | 0
2431 | 966.93 | 340.1821 | 340.1821 | 331.1538 | 331.1538 | 1714.05 | 598542.9886 | 119215.3721 | 54077.4174 | 1165377.7536 | 94693.4324
2432 | 1477.577 | 1307.046 | 1307.046 | 1272.3577 | 1272.3577 | 1689.5 | 2274257.4531 | 458048.778 | 207776.0151 | 376166.9463 | 395067.071
2433 | 1354.983 | 1410.2349 | 1410.2349 | 1372.808 | 1354.983 | 1713.45 | 2455284.9414 | 487793.88 | 221268.7239 | 0 | 388270.3786
2434 | 1698.036 | 1767.2765 | 1767.2765 | 1720.3739 | 1698.036 | 1719.65 | 3093336.8947 | 611292.96 | 277289.2788 | 0 | 476044.3926
2435 | 1687.35 | 1756.1547 | 1756.1547 | 1709.5473 | 1687.35 | 1629.35 | 2912639.975 | 607446 | 275544.255 | 0 | 625416.2775
2436 | 1799.841 | 1873.8 | 1873.2327 | 1824.0703 | 1799.841 | 1591.45 | 3029360.4263 | 647942.76 | 293914.0353 | 0 | 735325.0406
2437 | 1492.56 | 1874.4161 | 1553.4229 | 1824.6701 | 1492.56 | 1441.3 | 2271435.0449 | 537321.6 | 243735.048 | 0 | 833893.272
2438 | 1614.825 | 1854.7891 | 1680.6734 | 1805.564 | 1614.825 | 1464.2 | 2494857.7902 | 581337 | 263700.9225 | 0 | 865223.235
2439 | 1802.673 | 2830.5132 | 1876.1802 | 2755.3929 | 1802.673 | 1483.25 | 2827774.2306 | 648962.28 | 294376.5009 | 0 | 931531.2728
2440 | 1703.159 | 1606.3266 | 1606.3266 | 1563.6955 | 1563.6955 | 1691.85 | 2789691.4213 | 562930.3959 | 255351.4824 | 255636.5146 | 481852.7819
2441 | 1953.342 | 631.9222 | 631.9222 | 615.1513 | 615.1513 | 1837.7 | 1188668.528 | 221454.4788 | 100454.2122 | 2452903.4983 | 99839.0608
2442 | 1610.257 | 111.0717 | 111.0717 | 108.1239 | 108.1239 | 1837.5 | 209068.1722 | 38924.6101 | 17656.6356 | 2753409.9412 | 17570.1365
2443 | 1843.247 | 760.8339 | 760.8339 | 740.6417 | 740.6417 | 1888.55 | 1473327.3404 | 266631.0261 | 120946.796 | 3746652.6762 | 82544.5218
2444 | 1636 | 1676.6383 | 1676.6383 | 1632.1413 | 1632.1413 | 1829.1 | 3140691.2178 | 587570.8558 | 266528.6688 | 13111.9775 | 278932.9424
2445 | 1706.4 | 1676.6383 | 1676.6383 | 1632.1413 | 1632.1413 | 1820.5 | 3125477.4938 | 587570.8558 | 266528.6688 | 252331.1775 | 292969.3573
2446 | 2003.2 | 1676.6383 | 1676.6383 | 1632.1413 | 1632.1413 | 1857.7 | 3188229.0551 | 587570.8558 | 266528.6688 | 1260857.5775 | 232253.7022
2447 | 1822.4 | 1676.6383 | 1676.6383 | 1632.1413 | 1632.1413 | 1835.65 | 3159257.5981 | 587570.8558 | 266528.6688 | 646499.1775 | 268242.4171
2448 | 1698.4 | 0 | 0 | 0 | 0 | 1815.15 | 0 | 0 | 0 | 3113167.2 | 0
2449 | 1377.6 | 0 | 0 | 0 | 0 | 1791.9 | 0 | 0 | 0 | 2525140.8 | 0
2450 | 1225.6 | 0 | 0 | 0 | 0 | 1686.4 | 0 | 0 | 0 | 2246524.8 | 0
2451 | 1188 | 0 | 0 | 0 | 0 | 1682.05 | 0 | 0 | 0 | 2177604 | 0
2452 | 1199.2 | 0 | 0 | 0 | 0 | 1677.2 | 0 | 0 | 0 | 2198133.6 | 0
2453 | 1212 | 0 | 0 | 0 | 0 | 1632.9 | 0 | 0 | 0 | 2221596 | 0
2454 | 1070.4 | 0 | 0 | 0 | 0 | 1641.7 | 0 | 0 | 0 | 1962043.2 | 0
2455 | 974.019 | 213.6215 | 213.6215 | 207.9521 | 207.9521 | 1693.65 | 371421.736 | 74862.7631 | 33958.5811 | 1404200.5917 | 63706.1318
2456 | 196.406 | 204.4148 | 204.4148 | 198.9897 | 196.406 | 1633.25 | 338294.9876 | 70706.16 | 32073.0998 | 0 | 72031.9005
2457 | 173.54 | 487.4364 | 180.6164 | 474.5001 | 173.54 | 1709.95 | 313205.0763 | 62474.4 | 28339.082 | 0 | 50335.277
2458 | 0 | 1167.2832 | 0 | 1136.3042 | 0 | 1529.8 | 0 | 0 | 0 | 0 | 0
2459 | 0 | 1627.2701 | 0 | 1584.0833 | 0 | 1462.3 | 0 | 0 | 0 | 0 | 0
2460 | 0 | 1024.6656 | 0 | 997.4715 | 0 | 1451.75 | 0 | 0 | 0 | 0 | 0
2461 | 0 | 2010.5227 | 0.0010408 | 1957.1645 | 0 | 1441.3 | 0 | 0 | 0 | 0 | 0
2462 | 267.984 | 2068.624 | 278.9115 | 2013.7239 | 267.984 | 1464.2 | 414633.7979 | 96474.24 | 43761.7872 | 0 | 143585.8272
2463 | 256.129 | 2860.931 | 266.5731 | 2785.0034 | 256.129 | 1553.1 | 419804.8061 | 92206.44 | 41825.8657 | 0 | 114464.0501
2464 | 126.647 | 2100.1866 | 131.8113 | 2044.4488 | 126.647 | 1629.35 | 217577.3506 | 45592.92 | 20681.4551 | 0 | 46941.7105
2465 | 227.812 | 1118.6612 | 237.1014 | 1088.9726 | 227.812 | 1778.7 | 426119.8839 | 82012.32 | 37201.6996 | 0 | 50414.7956
2466 | 353.747 | 368.1717 | 368.1717 | 358.4006 | 353.747 | 1833.7 | 682893.3387 | 127348.92 | 57766.8851 | 0 | 58828.1261
2467 | 216.663 | 225.4978 | 225.4978 | 219.5132 | 216.663 | 1837.55 | 418448.7715 | 77998.68 | 35381.0679 | 0 | 35196.9043
2468 | 193.6 | 201.4944 | 201.4944 | 196.1468 | 193.6 | 1784 | 363134.6997 | 69696 | 31614.88 | 0 | 41817.6
2469 | 127.2 | 132.3868 | 132.3868 | 128.8733 | 127.2 | 1814.65 | 242345.9159 | 45792 | 20771.76 | 0 | 23576.52
2470 | 117.6 | 122.3954 | 122.3954 | 119.147 | 117.6 | 1857.7 | 229254.9947 | 42336 | 19204.08 | 0 | 16734.48
2471 | 128.8 | 134.0521 | 134.0521 | 130.4944 | 128.8 | 1835.65 | 248699.1897 | 46368 | 21033.04 | 0 | 21168.28
2472 | 140.8 | 146.5414 | 146.5414 | 142.6522 | 140.8 | 1816.15 | 269126.6088 | 50688 | 22992.64 | 0 | 25886.08
2473 | 108.8 | 113.2365 | 113.2365 | 110.2313 | 108.8 | 1792.3 | 205312.8967 | 39168 | 17767.04 | 0 | 22597.76
2474 | 100 | 104.0777 | 104.0777 | 101.3155 | 100 | 1694.5 | 178839.9132 | 36000 | 16330 | 0 | 30550
2475 | 89.6 | 93.2536 | 93.2536 | 90.7787 | 89.6 | 1685.1 | 159500.7818 | 32256 | 14631.68 | 0 | 28215.04
2476 | 99.2 | 103.2451 | 103.2451 | 100.505 | 99.2 | 1682.9 | 176219.8413 | 35712 | 16199.36 | 0 | 31456.32
2477 | 91.2 | 94.9188 | 94.9188 | 92.3997 | 91.2 | 1681.9 | 161760.4629 | 32832 | 14892.96 | 0 | 29010.72
2478 | 98.4 | 102.4124 | 102.4124 | 99.6945 | 98.4 | 1686.55 | 175014.79 | 35424 | 16068.72 | 0 | 30843.48
2479 | 64.271 | 66.8918 | 66.8918 | 65.1165 | 64.271 | 1738.8 | 117819.7619 | 23137.56 | 10495.4543 | 0 | 16787.5852
2480 | 44.716 | 46.5394 | 46.5394 | 45.3042 | 44.716 | 1660.65 | 78337.2382 | 16097.76 | 7302.1228 | 0 | 15174.3746
2481 | 503.248 | 1460.3327 | 523.7688 | 1421.5762 | 503.248 | 1695.25 | 898841.1659 | 181169.28 | 82180.3984 | 0 | 153364.828
2482 | 593.572 | 2427.0145 | 617.776 | 2362.6028 | 593.572 | 1638.95 | 1027347.2935 | 213685.92 | 96930.3076 | 0 | 214309.1706
2483 | 451.248 | 1826.2739 | 469.6484 | 1777.8056 | 451.248 | 1445.85 | 690104.5884 | 162449.28 | 73688.7984 | 0 | 250059.0792
2484 | 445.515 | 3725.2118 | 463.6817 | 3626.3467 | 445.515 | 1438.65 | 677164.8164 | 160385.4 | 72752.5995 | 0 | 250089.8453
2485 | 1718.709 | 2532.1798 | 1788.7924 | 2464.9771 | 1718.709 | 1429.15 | 2590734.7216 | 618735.24 | 280665.1797 | 0 | 981125.0326
2486 | 1825.482 | 2640.3581 | 1899.9193 | 2570.2844 | 1825.482 | 1553.8 | 2999539.6798 | 657173.52 | 298101.2106 | 0 | 814530.0684
2487 | 1311.2 | 1997.0425 | 1364.6665 | 1944.0421 | 1311.2 | 1730.6 | 2396216.0654 | 472032 | 214118.96 | 0 | 353237.28
2488 | 1571.2 | 1806.6209 | 1635.2685 | 1758.6742 | 1571.2 | 1743.8 | 2887540.0603 | 565632 | 256576.96 | 0 | 402541.44
2489 | 1255.2 | 1106.1626 | 1106.1626 | 1076.8056 | 1076.8056 | 1828.1 | 2067608.372 | 387650.017 | 175842.3549 | 326996.93 | 185102.8831
2490 | 1663.487 | 190.8306 | 190.8306 | 185.766 | 185.766 | 1813.6 | 354063.8908 | 66875.7774 | 30335.5957 | 2708662.5045 | 34626.7914
2491 | 1610.935 | 1676.6238 | 1676.6238 | 1632.1271 | 1610.935 | 1829.6 | 3091590.6383 | 579936.6 | 263065.6855 | 0 | 274503.324
2492 | 1180.8 | 1228.9492 | 1228.9492 | 1196.3336 | 1180.8 | 1753.2 | 2172749.3439 | 425088 | 192824.64 | 0 | 291421.44
2493 | 1295.2 | 1348.0141 | 1348.0141 | 1312.2385 | 1295.2 | 1771.7 | 2408657.8838 | 466272 | 211506.16 | 0 | 295694.16
2494 | 1408 | 1465.4137 | 1465.4137 | 1426.5224 | 1408 | 1842.65 | 2720244.1841 | 506880 | 229926.4 | 0 | 221548.8
2495 | 1508 | 1569.4914 | 1569.4914 | 1527.838 | 1508 | 1827.2 | 2895103.1886 | 542880 | 246256.4 | 0 | 260582.4
2496 | 1367.2 | 0 | 0 | 0 | 0 | 1809.75 | 0 | 0 | 0 | 2506077.6 | 0
2497 | 1770.4 | 0 | 0 | 0 | 0 | 1728.2 | 0 | 0 | 0 | 2106776 | 0
2498 | 1622.4 | 0 | 0 | 0 | 0 | 1768.7 | 0 | 0 | 0 | 1930656 | 0
2499 | 1314.4 | 0 | 0 | 0 | 0 | 1674.15 | 0 | 0 | 0 | 1564136 | 0
2500 | 1200.8 | 0 | 0 | 0 | 0 | 1666.1 | 0 | 0 | 0 | 1428952 | 0
2501 | 1348 | 0 | 0 | 0 | 0 | 1667.7 | 0 | 0 | 0 | 1604120 | 0
2502 | 1156 | 0 | 0 | 0 | 0 | 1669.6 | 0 | 0 | 0 | 1375640 | 0
2503 | 1375.182 | 0 | 0 | 0 | 0 | 1685.65 | 0 | 0 | 0 | 2520708.606 | 0
2504 | 1228.928 | 468.4765 | 468.4765 | 456.0434 | 456.0434 | 1605.65 | 775159.9786 | 164175.6311 | 74471.8904 | 1416697.4356 | 179840.7226
2505 | 1763.437 | 1835.3443 | 1835.3443 | 1786.6353 | 1763.437 | 1499.05 | 2803494.845 | 634837.32 | 287969.2621 | 0 | 883393.7652
2506 | 1786.454 | 419.7182 | 419.7182 | 408.5791 | 408.5791 | 1510.4 | 655376.3086 | 147088.4859 | 66720.9715 | 2525644.6412 | 200040.3409
2507 | 1601.327 | 1801.1891 | 1666.624 | 1753.3866 | 1601.327 | 1539.9 | 2620210.4527 | 576477.72 | 261496.6991 | 0 | 736770.5527
2508 | 1886.909 | 2017.2024 | 1963.8521 | 1963.6669 | 1886.909 | 1536.9 | 3082053.3509 | 679287.24 | 308132.2397 | 0 | 873827.5579
2509 | 1830.371 | 1752.3548 | 1752.3548 | 1705.8483 | 1705.8483 | 1457.3 | 2644217.6907 | 614105.3891 | 278565.0279 | 228250.1037 | 925763.874
2510 | 1393.734 | 1753.8203 | 1450.566 | 1707.2748 | 1393.734 | 1395.6 | 2060908.0558 | 501744.24 | 227596.7622 | 0 | 842372.8296
2511 | 1534.199 | 1596.7587 | 1596.7587 | 1554.3816 | 1534.199 | 1572.3 | 2552464.4553 | 552311.64 | 250534.6967 | 0 | 656176.9123
2512 | 1641.378 | 1632.245 | 1632.245 | 1588.9261 | 1588.9261 | 1638.15 | 2747361.6616 | 572013.4128 | 259471.6398 | 96144.2471 | 574952.9262
2513 | 1522.665 | 934.9464 | 934.9464 | 910.1335 | 910.1335 | 1726.25 | 1655557.7046 | 327648.0515 | 148624.7967 | 1122770.2827 | 249149.0392
2514 | 1554.326 | 206.0311 | 206.0311 | 200.5632 | 200.5632 | 1830.8 | 384791.1838 | 72202.7445 | 32751.9672 | 2481447.2506 | 33935.2899
2515 | 1267.674 | 1319.3657 | 1319.3657 | 1284.3504 | 1267.674 | 1849.95 | 2462960.9768 | 456362.64 | 207011.1642 | 0 | 190214.4837
2516 | 1214.4 | 1263.9193 | 1263.9193 | 1230.3756 | 1214.4 | 1844.15 | 2357670.9688 | 437184 | 198311.52 | 0 | 189264.24
2517 | 1422.4 | 1480.4009 | 1480.4009 | 1441.1119 | 1422.4 | 1828.65 | 2736750.8324 | 512064 | 232277.92 | 0 | 243728.24
2518 | 1226.4 | 1276.4087 | 1276.4087 | 1242.5335 | 1226.4 | 1815.55 | 2339796.1973 | 441504 | 200271.12 | 0 | 226209.48
2519 | 1222.4 | 1272.2456 | 1272.2456 | 1238.4808 | 1222.4 | 1800.1 | 2313183.3614 | 440064 | 199617.92 | 0 | 244357.76
2520 | 1440.8 | 0 | 0 | 0 | 0 | 1750.45 | 0 | 0 | 0 | 2640986.4 | 0
2521 | 1159.2 | 0 | 0 | 0 | 0 | 1746.8 | 0 | 0 | 0 | 1379448 | 0
2522 | 1145.6 | 0 | 0 | 0 | 0 | 1683.5 | 0 | 0 | 0 | 1363264 | 0
2523 | 1368.8 | 0 | 0 | 0 | 0 | 1655.05 | 0 | 0 | 0 | 1628872 | 0
2524 | 864.8 | 0 | 0 | 0 | 0 | 1632.1 | 0 | 0 | 0 | 1029112 | 0
2525 | 943.2 | 0 | 0 | 0 | 0 | 1636.4 | 0 | 0 | 0 | 1122408 | 0
2526 | 1092 | 0 | 0 | 0 | 0 | 1676.1 | 0 | 0 | 0 | 1299480 | 0
2527 | 1156.517 | 336.7329 | 336.7329 | 327.7962 | 327.7962 | 1696.55 | 585474.685 | 118006.6375 | 53529.122 | 1519045.1983 | 99469.7615
2528 | 715.847 | 745.0369 | 745.0369 | 725.2641 | 715.847 | 1713.5 | 1292132.6752 | 257704.92 | 116897.8151 | 0 | 205090.1655
2529 | 1374.694 | 1430.7496 | 1430.7496 | 1392.7783 | 1374.694 | 1757.95 | 2541833.7651 | 494889.84 | 224487.5302 | 0 | 332744.6827
2530 | 1474.584 | 1534.7128 | 1534.7128 | 1493.9824 | 1474.584 | 1748.65 | 2721326.4899 | 530850.24 | 240799.5672 | 0 | 370636.6884
2531 | 1171.084 | 1753.7984 | 1218.837 | 1707.2535 | 1171.084 | 1629.35 | 2017924.7757 | 421590.24 | 191238.0172 | 0 | 434062.2846
2532 | 1452.682 | 1954.2021 | 1511.9177 | 1902.3386 | 1452.682 | 1591.45 | 2434544.8189 | 522965.52 | 237222.9706 | 0 | 593493.2311
2533 | 1536.423 | 1599.0734 | 1599.0734 | 1556.6349 | 1536.423 | 1441.3 | 2324355.6006 | 553112.28 | 250897.8759 | 0 | 858399.5301
2534 | 1489.362 | 1550.0934 | 1550.0934 | 1508.9548 | 1489.362 | 1723.9 | 2700697.4251 | 536170.32 | 243212.8146 | 0 | 411212.8482
2535 | 1094.152 | 2133.1001 | 1138.768 | 2076.4888 | 1094.152 | 1772.55 | 2042932.3731 | 393894.72 | 178675.0216 | 0 | 248864.8724
2536 | 1400.201 | 1691.9648 | 1457.2967 | 1647.061 | 1400.201 | 1799.45 | 2650958.7108 | 504072.36 | 228652.8233 | 0 | 280810.3106
2537 | 1681.075 | 899.4882 | 899.4882 | 875.6163 | 875.6163 | 1853.2 | 1701795.8107 | 315221.8658 | 142988.1408 | 1476405.8085 | 128540.4719
2538 | 1647.588 | 177.3515 | 177.3515 | 172.6447 | 172.6447 | 1893.5 | 342669.8336 | 62152.0834 | 28192.8756 | 2703571.1129 | 18386.658
2539 | 1122.777 | 1168.5602 | 1168.5602 | 1137.5473 | 1122.777 | 1894.45 | 2228521.0348 | 404199.72 | 183349.4841 | 0 | 118509.1124
2540 | 1656 | 1676.6383 | 1676.6383 | 1632.1413 | 1632.1413 | 1886 | 3226349.7431 | 587570.8558 | 266528.6688 | 81071.9775 | 186064.1043
2541 | 1400.8 | 1457.9201 | 1457.9201 | 1419.2277 | 1400.8 | 1871.55 | 2744172.7042 | 504288 | 228750.64 | 0 | 179932.76
2542 | 1624.8 | 1676.6383 | 1676.6383 | 1632.1413 | 1624.8 | 1857.7 | 3161243.7818 | 584928 | 265329.84 | 0 | 231209.04
2543 | 1046.4 | 1089.0688 | 1089.0688 | 1060.1655 | 1046.4 | 1835.65 | 2019026.0279 | 376704 | 170877.12 | 0 | 171975.84
2544 | 1645.6 | 0 | 0 | 0 | 0 | 1816.15 | 0 | 0 | 0 | 3016384.8 | 0
2545 | 1430.4 | 0 | 0 | 0 | 0 | 1797.3 | 0 | 0 | 0 | 1702176 | 0
2546 | 1149.6 | 0 | 0 | 0 | 0 | 1782 | 0 | 0 | 0 | 1368024 | 0
2547 | 1410.4 | 0 | 0 | 0 | 0 | 1699.55 | 0 | 0 | 0 | 1678376 | 0
2548 | 1274.4 | 0 | 0 | 0 | 0 | 1680.1 | 0 | 0 | 0 | 1516536 | 0
2549 | 1276.8 | 0 | 0 | 0 | 0 | 1701.9 | 0 | 0 | 0 | 1519392 | 0
2550 | 1566.4 | 0 | 0 | 0 | 0 | 1782.3 | 0 | 0 | 0 | 1864016 | 0
2551 | 1491.966 | 122.131 | 122.131 | 118.8897 | 118.8897 | 1798.05 | 224984.7314 | 42800.2933 | 19414.6886 | 2516848.8514 | 24009.7756
2552 | 1493.014 | 891.3764 | 891.3764 | 867.7198 | 867.7198 | 1716.4 | 1572092.102 | 312379.1145 | 141698.6372 | 1146164.3371 | 246085.3247
2553 | 1539.824 | 1602.6131 | 1602.6131 | 1560.0806 | 1539.824 | 1757.95 | 2857860.24 | 554336.64 | 251453.2592 | 0 | 372714.3992
2554 | 1782.499 | 1855.1836 | 1855.1836 | 1805.948 | 1782.499 | 1738.55 | 3272978.533 | 641699.64 | 291082.0867 | 0 | 466034.3635
2555 | 1835.337 | 1910.1762 | 1910.1762 | 1859.4811 | 1835.337 | 1656.7 | 3214226.7482 | 660721.32 | 299710.5321 | 0 | 630071.1921
2556 | 1632.697 | 2002.6544 | 1699.2731 | 1949.505 | 1632.697 | 1646.15 | 2831734.5592 | 587770.92 | 266619.4201 | 0 | 577729.8334
2557 | 1766.248 | 1966.4229 | 1838.2699 | 1914.2351 | 1766.248 | 1635.7 | 3037659.0851 | 635849.28 | 288428.2984 | 0 | 643444.1464
2558 | 1904.871 | 1982.5455 | 1982.5455 | 1929.9299 | 1904.871 | 1732.4 | 3479018.5622 | 685753.56 | 311065.4343 | 0 | 509743.4796
2559 | 1996.523 | 2077.9348 | 2077.9348 | 2022.7875 | 1996.523 | 1765.35 | 3713492.3024 | 718748.28 | 326032.2059 | 0 | 468484.122
2560 | 1909.872 | 1799.0753 | 1799.0753 | 1751.3288 | 1751.3288 | 1775.35 | 3275560.7856 | 630478.3814 | 285991.9991 | 290609.6172 | 393436.0233
2561 | 1550.773 | 236.5259 | 236.5259 | 230.2486 | 230.2486 | 1892.9 | 458631.6553 | 82889.505 | 37599.6004 | 2420521.1796 | 24659.6277
2562 | 1749.963 | 42.4377 | 42.4377 | 41.3114 | 41.3114 | 1893 | 82175.3644 | 14872.1044 | 6746.1518 | 3131958.381 | 4420.3199
2563 | 2041.861 | 883.8016 | 883.8016 | 860.346 | 860.346 | 1894.45 | 1711397.606 | 309724.567 | 140494.505 | 4014787.9038 | 90809.5224
2564 | 1636 | 1676.6383 | 1676.6383 | 1632.1413 | 1632.1413 | 1881.5 | 3216481.8479 | 587570.8558 | 266528.6688 | 13111.9775 | 193408.74
2565 | 1492.8 | 1553.6716 | 1553.6716 | 1512.438 | 1492.8 | 1871.55 | 2925312.4083 | 537408 | 243774.24 | 0 | 191750.16
2566 | 1684 | 1676.6383 | 1676.6383 | 1632.1413 | 1632.1413 | 1857.7 | 3176802.7783 | 587570.8558 | 266528.6688 | 176215.9775 | 232253.7022
2567 | 1725.6 | 1676.6383 | 1676.6383 | 1632.1413 | 1632.1413 | 1835.65 | 3146515.2508 | 587570.8558 | 266528.6688 | 317572.7775 | 268242.4171
2568 | 1603.2 | 0 | 0 | 0 | 0 | 1816.15 | 0 | 0 | 0 | 2938665.6 | 0
2569 | 792 | 0 | 0 | 0 | 0 | 1746.8 | 0 | 0 | 0 | 942480 | 0
2570 | 863.2 | 0 | 0 | 0 | 0 | 1749 | 0 | 0 | 0 | 1027208 | 0
2571 | 843.2 | 0 | 0 | 0 | 0 | 1682.05 | 0 | 0 | 0 | 1003408 | 0
2572 | 594.4 | 0 | 0 | 0 | 0 | 1680.1 | 0 | 0 | 0 | 707336 | 0
2573 | 836 | 0 | 0 | 0 | 0 | 1698.4 | 0 | 0 | 0 | 994840 | 0
2574 | 635.2 | 0 | 0 | 0 | 0 | 1748.8 | 0 | 0 | 0 | 755888 | 0
2575 | 612.699 | 122.2673 | 122.2673 | 119.0224 | 119.0224 | 1792.15 | 224972.9254 | 42848.0737 | 19436.3623 | 904909.1586 | 24738.8114
2576 | 532.414 | 487.1637 | 487.1637 | 474.2346 | 474.2346 | 1713.5 | 858804.5903 | 170724.4633 | 77442.5135 | 106642.8029 | 135868.2187
2577 | 903.735 | 940.5864 | 940.5864 | 915.6238 | 903.735 | 1775.45 | 1691012.6177 | 325344.6 | 147579.9255 | 0 | 202933.6942
2578 | 888.082 | 924.2951 | 924.2951 | 899.7648 | 888.082 | 1772.65 | 1665207.2176 | 319709.52 | 145023.7906 | 0 | 201905.4427
2579 | 1104.242 | 1823.9364 | 1149.2705 | 1775.5301 | 1104.242 | 1768.1 | 2063521.1839 | 397527.12 | 180322.7186 | 0 | 256073.7198
2580 | 873.013 | 2040.0474 | 908.6127 | 1985.9057 | 873.013 | 1719.95 | 1582726.0411 | 314284.68 | 142563.0229 | 0 | 244487.2906
2581 | 777.272 | 2018.2973 | 808.9667 | 1964.7327 | 777.272 | 1706 | 1395064.5633 | 279817.92 | 126928.5176 | 0 | 228517.968
2582 | 991.14 | 2224.5303 | 1031.5555 | 2165.4925 | 991.14 | 1732.4 | 1807321.0472 | 356810.4 | 161853.162 | 0 | 265229.064
2583 | 976.907 | 2921.4636 | 1016.7421 | 2843.9295 | 976.907 | 1795.95 | 1850414.6726 | 351686.52 | 159528.9131 | 0 | 199337.8733
2584 | 874.205 | 2143.6266 | 909.8523 | 2086.7359 | 874.205 | 1847.45 | 1698533.0358 | 314713.8 | 142757.6765 | 0 | 133359.9727
2585 | 861.226 | 1135.4968 | 896.344 | 1105.3614 | 861.226 | 1898.3 | 1715180.6309 | 310041.36 | 140638.2058 | 0 | 87586.6842
2586 | 364.693 | 379.564 | 379.564 | 369.4906 | 364.693 | 1893.5 | 725633.591 | 131289.48 | 59554.3669 | 0 | 38839.8045
2587 | 407.546 | 424.1644 | 424.1644 | 412.9073 | 407.546 | 1894.45 | 809910.7583 | 146716.56 | 66552.2618 | 0 | 43016.4803
2588 | 380.8 | 396.3278 | 396.3278 | 385.8095 | 380.8 | 1848 | 737412.5837 | 137088 | 62184.64 | 0 | 57881.6
2589 | 503.2 | 523.7189 | 523.7189 | 509.8197 | 503.2 | 1814.65 | 955615.7797 | 181152 | 82172.56 | 0 | 93268.12
2590 | 686.4 | 714.3892 | 714.3892 | 695.4297 | 686.4 | 1857.7 | 1334856.522 | 247104 | 112089.12 | 0 | 97674.72
2591 | 699.2 | 727.7111 | 727.7111 | 708.3981 | 699.2 | 1829.75 | 1341884.3985 | 251712 | 114179.36 | 0 | 119038.8
2592 | 0 | 0 | 0 | 0 | 0 | 1759.25 | 0 | 0 | 0 | 0 | 0
2593 | 0 | 0 | 0 | 0 | 0 | 1730.8 | 0 | 0 | 0 | 0 | 0
2594 | 0 | 0 | 0 | 0 | 0 | 1731.5 | 0 | 0 | 0 | 0 | 0
2595 | 0 | 0 | 0 | 0 | 0 | 1676.25 | 0 | 0 | 0 | 0 | 0
2596 | 0 | 0 | 0 | 0 | 0 | 1639.1 | 0 | 0 | 0 | 0 | 0
2597 | 0 | 0 | 0 | 0 | 0 | 1632.9 | 0 | 0 | 0 | 0 | 0
2598 | 0 | 0 | 0 | 0 | 0 | 1641.7 | 0 | 0 | 0 | 0 | 0
2599 | 1576.944 | 1641.2467 | 1641.2467 | 1597.6889 | 1576.944 | 1605.55 | 2665979.1991 | 567699.84 | 257514.9552 | 0 | 622025.5608
2600 | 1498.248 | 1559.3417 | 1559.3417 | 1517.9577 | 1498.248 | 1403.7 | 2216029.058 | 539369.28 | 244663.8984 | 0 | 893405.2824
2601 | 1510.044 | 1571.6188 | 1571.6188 | 1529.9088 | 1510.044 | 1445.25 | 2298224.6857 | 543615.84 | 246590.1852 | 0 | 837696.909
2602 | 1902.362 | 1979.9342 | 1979.9342 | 1927.3878 | 1902.362 | 1459.95 | 2930864.2639 | 684850.32 | 310655.7146 | 0 | 1027370.5981
2603 | 1884.636 | 1961.4854 | 1961.4854 | 1909.4287 | 1884.636 | 1462.3 | 2907352.0789 | 678468.96 | 307761.0588 | 0 | 1013368.7772
2604 | 1594.663 | 2368.5925 | 1659.6882 | 2305.7314 | 1594.663 | 1451.75 | 2438173.4388 | 574078.68 | 260408.4679 | 0 | 874273.9898
2605 | 1945.081 | 3771.11 | 2024.3952 | 3671.0268 | 1945.081 | 1441.3 | 2952022.5963 | 700229.16 | 317631.7273 | 0 | 1086716.7547
2606 | 1916.271 | 3441.6116 | 1994.4104 | 3350.2731 | 1916.271 | 1464.2 | 2960456.9534 | 689857.56 | 312927.0543 | 0 | 1026738.0018
2607 | 2098.686 | 2908.0001 | 2184.2637 | 2830.8234 | 2098.686 | 1483.25 | 3292503.9614 | 755526.96 | 342715.4238 | 0 | 1084495.9905
2608 | 1693.969 | 1854.7413 | 1763.0436 | 1805.5174 | 1693.969 | 1489.65 | 2665085.8143 | 609828.84 | 276625.1377 | 0 | 864517.0791
2609 | 2117.631 | 754.2062 | 754.2062 | 734.19 | 734.19 | 1622.35 | 1253275.3214 | 264308.3882 | 119893.2217 | 2535847.413 | 277266.8411
2610 | 2089.833 | 150.9376 | 150.9376 | 146.9318 | 146.9318 | 1708.35 | 264405.8826 | 52895.4522 | 23993.9648 | 3561337.8783 | 42852.6629
2611 | 1694.447 | 1013.4293 | 1013.4293 | 986.5335 | 986.5335 | 1734.45 | 1797291.306 | 355152.0526 | 161100.9172 | 2405490.1426 | 261973.9655
2612 | 1517.6 | 1579.4829 | 1579.4829 | 1537.5642 | 1517.6 | 1753.4 | 2802421.2051 | 546336 | 247824.08 | 0 | 374240.16
2613 | 1688.8 | 1676.6383 | 1676.6383 | 1632.1413 | 1632.1413 | 1766.55 | 3032782.7495 | 587570.8558 | 266528.6688 | 192526.3775 | 381023.3786
2614 | 1653.6 | 1676.6383 | 1676.6383 | 1632.1413 | 1632.1413 | 1857.7 | 3188342.1243 | 587570.8558 | 266528.6688 | 72916.7775 | 232253.7022
2615 | 1461.6 | 1521.1994 | 1521.1994 | 1480.8276 | 1461.6 | 1829.75 | 2816262.6343 | 526176 | 238679.28 | 0 | 248837.4
2616 | 0 | 0 | 0 | 0 | 0 | 1776.75 | 0 | 0 | 0 | 0 | 0
2617 | 0 | 0 | 0 | 0 | 0 | 1763.8 | 0 | 0 | 0 | 0 | 0
2618 | 0 | 0 | 0 | 0 | 0 | 1686.4 | 0 | 0 | 0 | 0 | 0
2619 | 0 | 0 | 0 | 0 | 0 | 1682.05 | 0 | 0 | 0 | 0 | 0
2620 | 0 | 0 | 0 | 0 | 0 | 1680.1 | 0 | 0 | 0 | 0 | 0
2621 | 0 | 0 | 0 | 0 | 0 | 1680.9 | 0 | 0 | 0 | 0 | 0
2622 | 0 | 0 | 0 | 0 | 0 | 1703.7 | 0 | 0 | 0 | 0 | 0
2623 | 601.179 | 396.0551 | 396.0551 | 385.544 | 385.544 | 1786.75 | 725014.4626 | 138795.8516 | 62959.3405 | 395258.8959 | 82217.2649
2624 | 322.859 | 336.0242 | 336.0242 | 327.1063 | 322.859 | 1761.5 | 600808.8509 | 116229.24 | 52722.8747 | 0 | 77001.8715
2625 | 345.786 | 683.0129 | 359.8871 | 664.8861 | 345.786 | 1848.15 | 672912.7295 | 124482.96 | 56466.8538 | 0 | 52507.6041
2626 | 329.02 | 1377.5482 | 342.4364 | 1340.9888 | 329.02 | 1835.25 | 637109.72 | 118447.2 | 53728.966 | 0 | 54206.045
2627 | 281.969 | 1825.4673 | 293.4678 | 1777.0204 | 281.969 | 1751.6 | 520877.4697 | 101508.84 | 46045.5377 | 0 | 70041.0996
2628 | 315.114 | 2051.854 | 327.9633 | 1997.3989 | 315.114 | 1711.45 | 567710.6448 | 113441.04 | 51458.1162 | 0 | 90926.1447
2629 | 313.792 | 3179.9925 | 326.5874 | 3095.5973 | 313.792 | 1721 | 568312.439 | 112965.12 | 51242.2336 | 0 | 87547.968
2630 | 298.368 | 3338.0865 | 310.5345 | 3249.4955 | 298.368 | 1776.9 | 558514.6676 | 107412.48 | 48723.4944 | 0 | 66565.9008
2631 | 287.073 | 2831.5863 | 298.7789 | 2756.4375 | 287.073 | 1858.55 | 562371.6746 | 103346.28 | 46879.0209 | 0 | 40606.4759
2632 | 258.151 | 2085.6938 | 268.6776 | 2030.3406 | 258.151 | 1864.95 | 506445.8254 | 92934.36 | 42156.0583 | 0 | 34863.2925
2633 | 315.607 | 1103.3077 | 328.4764 | 1074.0265 | 315.607 | 1892.9 | 626452.5354 | 113618.52 | 51538.6231 | 0 | 33801.5097
2634 | 311.492 | 324.1936 | 324.1936 | 315.5897 | 311.492 | 1881.7 | 615321.5119 | 112137.12 | 50866.6436 | 0 | 36849.5036
2635 | 272.738 | 283.8594 | 283.8594 | 276.3259 | 272.738 | 1855.05 | 530568.3161 | 98185.68 | 44538.1154 | 0 | 39533.3731
2636 | 274.4 | 285.5892 | 285.5892 | 278.0098 | 274.4 | 1874.2 | 539743.3076 | 98784 | 44809.52 | 0 | 34519.52
2637 | 260.8 | 271.4346 | 271.4346 | 264.2309 | 260.8 | 1865.65 | 509990.7714 | 93888 | 42588.64 | 0 | 35038.48
2638 | 225.6 | 234.7992 | 234.7992 | 228.5678 | 225.6 | 1857.7 | 439618.5489 | 81216 | 36840.48 | 0 | 32102.88
2639 | 268 | 278.9282 | 278.9282 | 271.5256 | 268 | 1835.65 | 516504.6968 | 96480 | 43764.4 | 0 | 44045.8
2640 | 0 | 0 | 0 | 0 | 0 | 1816.15 | 0 | 0 | 0 | 0 | 0
2641 | 0 | 0 | 0 | 0 | 0 | 1792.3 | 0 | 0 | 0 | 0 | 0
2642 | 0 | 0 | 0 | 0 | 0 | 1784.7 | 0 | 0 | 0 | 0 | 0
2643 | 0 | 0 | 0 | 0 | 0 | 1781.1 | 0 | 0 | 0 | 0 | 0
2644 | 0 | 0 | 0 | 0 | 0 | 1778.9 | 0 | 0 | 0 | 0 | 0
2645 | 0 | 0 | 0 | 0 | 0 | 1777.9 | 0 | 0 | 0 | 0 | 0
2646 | 0 | 0 | 0 | 0 | 0 | 1779.65 | 0 | 0 | 0 | 0 | 0
2647 | 39.491 | 41.1013 | 41.1013 | 40.0105 | 39.491 | 1756.3 | 72844.0543 | 14216.76 | 6448.8803 | 0 | 9623.9567
2648 | 37.99 | 39.5391 | 39.5391 | 38.4898 | 37.99 | 1708.65 | 68367.9585 | 13676.4 | 6203.767 | 0 | 11068.3865
2649 | 302.112 | 2200.2875 | 314.4301 | 2141.8931 | 302.112 | 1740.35 | 553462.457 | 108760.32 | 49334.8896 | 0 | 78443.3808
2650 | 565.025 | 2903.3093 | 588.0649 | 2826.2571 | 565.025 | 1754.35 | 1045620.7091 | 203409 | 92268.5825 | 0 | 138798.3913
2651 | 324.56 | 1789.7146 | 337.7945 | 1742.2165 | 324.56 | 1738.35 | 596794.2237 | 116841.6 | 53000.648 | 0 | 84921.124
2652 | 314.692 | 3619.5074 | 327.5241 | 3523.4476 | 314.692 | 1710.35 | 567804.0011 | 113289.12 | 51389.2036 | 0 | 91150.5378
2653 | 593.521 | 1659.2636 | 617.7229 | 1615.2277 | 593.521 | 1700.85 | 1061541.0084 | 213667.56 | 96921.9793 | 0 | 177551.8072
2654 | 606.677 | 3307.8374 | 631.4153 | 3220.0492 | 606.677 | 1740.75 | 1112839.8187 | 218403.72 | 99070.3541 | 0 | 157281.0122
2655 | 413.157 | 1502.7901 | 430.0042 | 1462.9069 | 413.157 | 1783.6 | 777216.8599 | 148736.52 | 67468.5381 | 0 | 89407.1748
2656 | 615.896 | 2036.7617 | 641.0103 | 1982.7071 | 615.896 | 1788.3 | 1157823.0759 | 221722.56 | 100575.8168 | 0 | 130385.1832
2657 | 592.271 | 1072.6547 | 616.4219 | 1044.1871 | 592.271 | 1882 | 1171280.3461 | 213217.56 | 96717.8543 | 0 | 69887.978
2658 | 583.145 | 606.9238 | 606.9238 | 590.8164 | 583.145 | 1864.6 | 1142455.1729 | 209932.2 | 95227.5785 | 0 | 78957.833
2659 | 752.979 | 783.6831 | 783.6831 | 762.8845 | 752.979 | 1829.6 | 1445000.3678 | 271072.44 | 122961.4707 | 0 | 128307.6216
2660 | 606.4 | 631.127 | 631.127 | 614.3773 | 606.4 | 1858.1 | 1183246.6072 | 218304 | 99025.12 | 0 | 86048.16
2661 | 505.6 | 526.2167 | 526.2167 | 512.2512 | 505.6 | 1848.2 | 980032.9009 | 182016 | 82564.48 | 0 | 76750.08
2662 | 594.4 | 618.6377 | 618.6377 | 602.2194 | 594.4 | 1842.65 | 1149913.677 | 213984 | 97065.52 | 0 | 93528.84
2663 | 668.8 | 696.0715 | 696.0715 | 677.5982 | 668.8 | 1827.2 | 1286382.0341 | 240768 | 109215.04 | 0 | 115568.64
2664 | 0 | 0 | 0 | 0 | 0 | 1809.75 | 0 | 0 | 0 | 0 | 0
2665 | 0 | 0 | 0 | 0 | 0 | 1778.3 | 0 | 0 | 0 | 0 | 0
2666 | 0 | 0 | 0 | 0 | 0 | 1768.7 | 0 | 0 | 0 | 0 | 0
2667 | 0 | 0 | 0 | 0 | 0 | 1764.35 | 0 | 0 | 0 | 0 | 0
2668 | 0 | 0 | 0 | 0 | 0 | 1762.1 | 0 | 0 | 0 | 0 | 0
2669 | 0 | 0 | 0 | 0 | 0 | 1705.6 | 0 | 0 | 0 | 0 | 0
2670 | 0 | 0 | 0 | 0 | 0 | 1714.7 | 0 | 0 | 0 | 0 | 0
2671 | 1652.413 | 1719.7931 | 1719.7931 | 1674.1507 | 1652.413 | 1703.15 | 2957364.3299 | 594868.68 | 269839.0429 | 0 | 490518.799
2672 | 1082.942 | 1127.1009 | 1127.1009 | 1097.1883 | 1082.942 | 1670.75 | 1909284.6175 | 389859.12 | 176844.4286 | 0 | 356558.6535
2673 | 1038.061 | 1080.3898 | 1080.3898 | 1051.7168 | 1038.061 | 1609.9 | 1762750.8284 | 373701.96 | 169515.3613 | 0 | 404947.5961
2674 | 1455.5 | 1514.8506 | 1514.8506 | 1474.6473 | 1455.5 | 1612.9 | 2475973.0795 | 523980 | 237683.15 | 0 | 563424.05
2675 | 1822.657 | 1896.9791 | 1896.9791 | 1846.6343 | 1822.657 | 1648.4 | 3165750.8704 | 656156.52 | 297639.8881 | 0 | 640846.2012
2676 | 1569.698 | 2741.4779 | 1633.7053 | 2668.7206 | 1569.698 | 1661.9 | 2757899.258 | 565091.28 | 256331.6834 | 0 | 530714.8938
2677 | 1627.187 | 3649.4526 | 1693.5385 | 3552.5981 | 1627.187 | 1632.15 | 2805603.5263 | 585787.32 | 265719.6371 | 0 | 598560.7379
2678 | 1849.064 | 3381.8481 | 1924.4629 | 3292.0957 | 1849.064 | 1623.8 | 3174277.1958 | 665663.04 | 301952.1512 | 0 | 695617.8768
2679 | 1544.646 | 2865.5135 | 1607.6317 | 2789.4643 | 1544.646 | 1577.9 | 2571962.8929 | 556072.56 | 252240.6918 | 0 | 651995.0766
2680 | 1277.5 | 2111.4374 | 1329.5924 | 2055.401 | 1277.5 | 1553.15 | 2090190.0305 | 459900 | 208615.75 | 0 | 570850.875
2681 | 1415.472 | 1109.6554 | 1109.6554 | 1080.2058 | 1080.2058 | 1592.7 | 1809459.251 | 388874.0705 | 176397.5992 | 614543.0335 | 439967.8026
2682 | 1528.819 | 148.829 | 148.829 | 144.8792 | 144.8792 | 1695.2 | 257517.6813 | 52156.4973 | 23658.7667 | 2536761.728 | 44159.1678
2683 | 1597.596 | 846.0724 | 846.0724 | 823.6181 | 823.6181 | 1765.45 | 1523681.0369 | 296502.5276 | 134496.841 | 2629976.7943 | 193179.6329
2684 | 1565.6 | 1629.4401 | 1629.4401 | 1586.1957 | 1565.6 | 1787.25 | 2936883.464 | 563616 | 255662.48 | 0 | 333081.4
2685 | 1574.4 | 1638.599 | 1638.599 | 1595.1115 | 1574.4 | 1771.75 | 2925918.7827 | 566784 | 257099.52 | 0 | 359356.8
2686 | 2055.2 | 1676.6383 | 1676.6383 | 1632.1413 | 1632.1413 | 1809.65 | 3099643.1596 | 587570.8558 | 266528.6688 | 1437553.5775 | 310678.09
2687 | 2027.2 | 1676.6383 | 1676.6383 | 1632.1413 | 1632.1413 | 1800.1 | 3084630.4209 | 587570.8558 | 266528.6688 | 1342409.5775 | 326265.0391
2688 | 0 | 0 | 0 | 0 | 0 | 1789.85 | 0 | 0 | 0 | 0 | 0
2689 | 0 | 0 | 0 | 0 | 0 | 1791.9 | 0 | 0 | 0 | 0 | 0
2690 | 0 | 0 | 0 | 0 | 0 | 1776.6 | 0 | 0 | 0 | 0 | 0
2691 | 0 | 0 | 0 | 0 | 0 | 1682.05 | 0 | 0 | 0 | 0 | 0
2692 | 0 | 0 | 0 | 0 | 0 | 1680.1 | 0 | 0 | 0 | 0 | 0
2693 | 0 | 0 | 0 | 0 | 0 | 1680.9 | 0 | 0 | 0 | 0 | 0
2694 | 0 | 0 | 0 | 0 | 0 | 1703.7 | 0 | 0 | 0 | 0 | 0
2695 | 1539.86 | 290.8305 | 290.8305 | 283.112 | 283.112 | 1696.55 | 504962.336 | 101920.3275 | 46232.193 | 2303619.0458 | 85910.3427
2696 | 753.773 | 784.5094 | 784.5094 | 763.689 | 753.773 | 1693 | 1340459.4146 | 271358.28 | 123091.1309 | 0 | 231408.311
2697 | 1086.631 | 1130.9403 | 1130.9403 | 1100.9258 | 1086.631 | 1747.85 | 1992110.1491 | 391187.16 | 177446.8423 | 0 | 273994.0066
2698 | 1522.957 | 1585.0583 | 1585.0583 | 1542.9917 | 1522.957 | 1769.75 | 2833764.8299 | 548264.52 | 248698.8781 | 0 | 350660.8493
2699 | 1186.075 | 1801.7178 | 1234.4404 | 1753.9012 | 1186.075 | 1769.2 | 2209947.5927 | 426987 | 193686.0475 | 0 | 273746.11
2700 | 1273.679 | 2009.5526 | 1325.6166 | 1956.2202 | 1273.679 | 1751.35 | 2339870.9669 | 458524.44 | 207991.7807 | 0 | 316700.2834
2701 | 1087.344 | 2019.3339 | 1131.6824 | 1965.7418 | 1087.344 | 1713 | 1952426.5694 | 391443.84 | 177563.2752 | 0 | 312067.728
2702 | 1231.626 | 3418.8206 | 1281.8478 | 3328.087 | 1231.626 | 1753.5 | 2271633.1045 | 443385.36 | 201124.5258 | 0 | 303595.809
2703 | 1034.934 | 2917.4368 | 1077.1353 | 2840.0096 | 1034.934 | 1793.05 | 1951300.1453 | 372576.24 | 169004.7222 | 0 | 214179.5913
2704 | 806.512 | 2165.3934 | 839.399 | 2107.925 | 806.512 | 1847.45 | 1564001.627 | 290344.32 | 131703.4096 | 0 | 123033.4056
2705 | 1209.862 | 782.4789 | 782.4789 | 761.7123 | 761.7123 | 1865.3 | 1489713.7647 | 274216.4376 | 124387.623 | 821458.3511 | 102602.6504
2706 | 1026.622 | 177.8906 | 177.8906 | 173.1695 | 173.1695 | 1881.7 | 341987.2742 | 62341.0165 | 28278.5778 | 1564378.4501 | 20485.9507
2707 | 1116.444 | 1161.969 | 1161.969 | 1131.131 | 1116.444 | 1882.65 | 2209710.6129 | 401919.84 | 182315.3052 | 0 | 131014.7034
2708 | 1189.6 | 1238.1081 | 1238.1081 | 1205.2494 | 1189.6 | 1874.2 | 2339129.011 | 428256 | 194261.68 | 0 | 149651.68
2709 | 1585.6 | 1650.2557 | 1650.2557 | 1606.4588 | 1585.6 | 1859.75 | 3092585.8747 | 570816 | 258928.48 | 0 | 222380.4
2710 | 1313.6 | 1367.1644 | 1367.1644 | 1330.8806 | 1313.6 | 1857.7 | 2561612.768 | 472896 | 214510.88 | 0 | 186925.28
2711 | 1244.8 | 1295.559 | 1295.559 | 1261.1755 | 1244.8 | 1835.65 | 2403897.4729 | 448128 | 203275.84 | 0 | 204582.88
2712 | 0 | 0 | 0 | 0 | 0 | 1816.15 | 0 | 0 | 0 | 0 | 0
2713 | 0 | 0 | 0 | 0 | 0 | 1797.8 | 0 | 0 | 0 | 0 | 0
2714 | 0 | 0 | 0 | 0 | 0 | 1788.4 | 0 | 0 | 0 | 0 | 0
2715 | 0 | 0 | 0 | 0 | 0 | 1772.25 | 0 | 0 | 0 | 0 | 0
2716 | 0 | 0 | 0 | 0 | 0 | 1770.3 | 0 | 0 | 0 | 0 | 0
2717 | 0 | 0 | 0 | 0 | 0 | 1771.1 | 0 | 0 | 0 | 0 | 0
2718 | 0 | 0 | 0 | 0 | 0 | 1776.4 | 0 | 0 | 0 | 0 | 0
2719 | 726.714 | 555.6177 | 555.6177 | 540.8719 | 540.8719 | 1786.75 | 1015906.4286 | 194713.8698 | 88324.3748 | 340648.6417 | 115340.9243
2720 | 674.256 | 701.75 | 701.75 | 683.1259 | 674.256 | 1689.5 | 1196723.0236 | 242732.16 | 110106.0048 | 0 | 209356.488
2721 | 632.529 | 748.4746 | 658.3215 | 728.6105 | 632.529 | 1765.35 | 1173302.055 | 227710.44 | 103291.9857 | 0 | 148422.9298
2722 | 561.581 | 1457.4924 | 584.4805 | 1418.8113 | 561.581 | 1769.75 | 1045696.084 | 202169.16 | 91706.1773 | 0 | 129304.0252
2723 | 451.698 | 1865.9431 | 470.1168 | 1816.422 | 451.698 | 1730.5 | 822824.6947 | 162611.28 | 73762.2834 | 0 | 121732.611
2724 | 423.123 | 2084.8601 | 440.3766 | 2029.5291 | 423.123 | 1661.3 | 738051.712 | 152324.28 | 69095.9859 | 0 | 143311.7601
2725 | 1088.675 | 2127.5601 | 1133.0666 | 2071.0958 | 1088.675 | 1650.85 | 1883859.0231 | 391923 | 177780.6275 | 0 | 380110.8763
2726 | 1337.162 | 3468.805 | 1391.6872 | 3376.7448 | 1337.162 | 1732.9 | 2435641.9291 | 481378.32 | 218358.5546 | 0 | 357155.9702
2727 | 1171.09 | 2937.4926 | 1218.8433 | 2859.5331 | 1171.09 | 1795.95 | 2211346.2207 | 421592.4 | 191238.997 | 0 | 238960.9145
2728 | 1325.832 | 2163.3992 | 1379.8952 | 2105.9838 | 1325.832 | 1837.35 | 2559115.0396 | 477299.52 | 216508.3656 | 0 | 215646.5748
2729 | 1450.922 | 1141.5989 | 1141.5989 | 1111.3015 | 1111.3015 | 1865.3 | 2175781.2937 | 400068.5433 | 181475.5365 | 622524.3597 | 149692.3133
2730 | 1693.945 | 194.7647 | 194.7647 | 189.5958 | 189.5958 | 1887.6 | 375672.3721 | 68254.4789 | 30960.99 | 2757472.1299 | 21310.5651
2731 | 1224.801 | 902.6907 | 902.6907 | 878.7338 | 878.7338 | 1888.55 | 1738807.5319 | 316344.158 | 143497.225 | 1175936.4401 | 97934.8789
2732 | 1521.6 | 1583.646 | 1583.646 | 1541.6169 | 1521.6 | 1880.1 | 2998045.4061 | 547776 | 248477.28 | 0 | 182439.84
2733 | 1564 | 1627.7749 | 1627.7749 | 1584.5746 | 1564 | 1865.65 | 3058781.6134 | 563040 | 255401.2 | 0 | 210123.4
2734 | 1750.4 | 1676.6383 | 1676.6383 | 1632.1413 | 1632.1413 | 1857.7 | 3180732.5252 | 587570.8558 | 266528.6688 | 401843.1775 | 232253.7022
2735 | 1775.2 | 1676.6383 | 1676.6383 | 1632.1413 | 1632.1413 | 1835.65 | 3146293.5003 | 587570.8558 | 266528.6688 | 486113.5775 | 268242.4171
2736 | 0 | 0 | 0 | 0 | 0 | 1816.15 | 0 | 0 | 0 | 0 | 0
2737 | 0 | 0 | 0 | 0 | 0 | 1797.8 | 0 | 0 | 0 | 0 | 0
2738 | 0 | 0 | 0 | 0 | 0 | 1776.6 | 0 | 0 | 0 | 0 | 0
2739 | 0 | 0 | 0 | 0 | 0 | 1682.05 | 0 | 0 | 0 | 0 | 0
2740 | 0 | 0 | 0 | 0 | 0 | 1680.1 | 0 | 0 | 0 | 0 | 0
2741 | 0 | 0 | 0 | 0 | 0 | 1680.9 | 0 | 0 | 0 | 0 | 0
2742 | 0 | 0 | 0 | 0 | 0 | 1703.7 | 0 | 0 | 0 | 0 | 0
2743 | 1263.257 | 409.8184 | 409.8184 | 398.942 | 398.942 | 1731.55 | 726606.0032 | 143619.1185 | 65147.2279 | 1584289.4026 | 107095.9788
2744 | 953.993 | 992.8938 | 992.8938 | 966.5429 | 953.993 | 1716.4 | 1724227.4067 | 343437.48 | 155787.0569 | 0 | 270552.4148
2745 | 1386.66 | 1443.2035 | 1443.2035 | 1404.9017 | 1386.66 | 1757.95 | 2569435.9467 | 499197.6 | 226441.578 | 0 | 335641.053
2746 | 1396.16 | 1453.0909 | 1453.0909 | 1414.5267 | 1396.16 | 1766.85 | 2605469.8698 | 502617.6 | 227992.928 | 0 | 325514.704
2747 | 1632.597 | 1814.1239 | 1699.1701 | 1765.978 | 1632.597 | 1670.1 | 2875615.325 | 587734.92 | 266603.0901 | 0 | 538593.7503
2748 | 1604.417 | 2044.6622 | 1669.841 | 1990.398 | 1604.417 | 1521.6 | 2569672.0692 | 577590.12 | 262001.2961 | 0 | 767553.0928
2749 | 1737.845 | 2031.0624 | 1808.7087 | 1977.1591 | 1737.845 | 1441.3 | 2631607.2893 | 625624.2 | 283790.0885 | 0 | 970934.0015
2750 | 1592.395 | 2925.5164 | 1657.3267 | 2847.8748 | 1592.395 | 1697.25 | 2850189.6409 | 573262.2 | 260038.1035 | 0 | 482097.5863
2751 | 1657.388 | 2886.0595 | 1724.971 | 2809.465 | 1657.388 | 1790.15 | 3131051.5473 | 596659.68 | 270651.4604 | 0 | 347802.8718
2752 | 1478.101 | 2119.2724 | 1538.3732 | 2063.028 | 1478.101 | 1792.25 | 2786632.819 | 532116.36 | 241373.8933 | 0 | 307075.4828
2753 | 1658.613 | 900.9973 | 900.9973 | 877.0854 | 877.0854 | 1865.3 | 1717920.7542 | 315750.7328 | 143228.0407 | 1432540.1481 | 118143.3992
2754 | 1608.759 | 177.4327 | 177.4327 | 172.7237 | 172.7237 | 1887.6 | 342526.9856 | 62180.5328 | 28205.7806 | 2632252.701 | 19414.1441
2755 | 1122.711 | 1168.4916 | 1168.4916 | 1137.4804 | 1122.711 | 1882.65 | 2225174.2665 | 404175.96 | 183338.7063 | 0 | 131750.1358
2756 | 1280.8 | 1333.0269 | 1333.0269 | 1297.6491 | 1280.8 | 1880.1 | 2538333.0713 | 461088 | 209154.64 | 0 | 153567.92
2757 | 1492 | 1552.839 | 1552.839 | 1511.6275 | 1492 | 1865.65 | 2933375.8223 | 537120 | 243643.6 | 0 | 200450.2
2758 | 1771.2 | 1676.6383 | 1676.6383 | 1632.1413 | 1632.1413 | 1857.7 | 3197037.6217 | 587570.8558 | 266528.6688 | 472521.5775 | 232253.7022
2759 | 1771.2 | 1676.6383 | 1676.6383 | 1632.1413 | 1632.1413 | 1835.65 | 3158728.2482 | 587570.8558 | 266528.6688 | 472521.5775 | 268242.4171
2760 | 0 | 0 | 0 | 0 | 0 | 1816.15 | 0 | 0 | 0 | 0 | 0
2761 | 0 | 0 | 0 | 0 | 0 | 1797.8 | 0 | 0 | 0 | 0 | 0
2762 | 0 | 0 | 0 | 0 | 0 | 1776.6 | 0 | 0 | 0 | 0 | 0
2763 | 0 | 0 | 0 | 0 | 0 | 1772.25 | 0 | 0 | 0 | 0 | 0
2764 | 0 | 0 | 0 | 0 | 0 | 1715.1 | 0 | 0 | 0 | 0 | 0
2765 | 0 | 0 | 0 | 0 | 0 | 1698.4 | 0 | 0 | 0 | 0 | 0
2766 | 0 | 0 | 0 | 0 | 0 | 1748.8 | 0 | 0 | 0 | 0 | 0
2767 | 1162.556 | 419.3165 | 419.3165 | 408.188 | 408.188 | 1741.65 | 748130.2283 | 146947.6979 | 66657.1085 | 1382756.4529 | 105455.3826
2768 | 970.887 | 1010.4767 | 1010.4767 | 983.6592 | 970.887 | 1716.4 | 1756176.3682 | 349519.32 | 158545.8471 | 0 | 275343.5532
2769 | 1196.422 | 1245.2083 | 1245.2083 | 1212.1611 | 1196.422 | 1775.45 | 2233741.8679 | 430711.92 | 195375.7126 | 0 | 268656.5601
2770 | 1332.16 | 1386.4812 | 1386.4812 | 1349.6848 | 1332.16 | 1769.75 | 2484368.1817 | 479577.6 | 217541.728 | 0 | 306729.84
2771 | 1301.099 | 1704.0878 | 1354.1547 | 1658.8622 | 1301.099 | 1727 | 2370070.6577 | 468395.64 | 212469.4667 | 0 | 355200.027
2772 | 1262.025 | 1920.3726 | 1313.4863 | 1869.407 | 1262.025 | 1716.45 | 2280708.1882 | 454329 | 206088.6825 | 0 | 357847.1887
2773 | 1431.18 | 1912.1786 | 1489.5389 | 1861.4304 | 1431.18 | 1670.85 | 2517869.837 | 515224.8 | 233711.694 | 0 | 471072.897
2774 | 1472.893 | 2167.4281 | 1532.9529 | 2109.9057 | 1472.893 | 1763.9 | 2735790.6332 | 530241.48 | 240523.4269 | 0 | 347750.0373
2775 | 1483.656 | 2127.9847 | 1544.1547 | 2071.5092 | 1483.656 | 1790.15 | 2794965.7739 | 534116.16 | 242281.0248 | 0 | 311345.2116
2776 | 1473.083 | 1341.5613 | 1341.5613 | 1305.957 | 1305.957 | 1819.85 | 2496343.475 | 470144.5131 | 213262.775 | 306341.9934 | 235268.1501
2777 | 1294.28 | 387.5395 | 387.5395 | 377.2544 | 377.2544 | 1847.8 | 732511.799 | 135811.5829 | 61605.643 | 1680907.9306 | 57418.1192
2778 | 1058.51 | 76.316 | 76.316 | 74.2906 | 74.2906 | 1842.5 | 143898.3915 | 26744.6211 | 12131.6573 | 1804074.1344 | 11700.7717
2779 | 1464.006 | 1523.7035 | 1523.7035 | 1483.2652 | 1464.006 | 1882.65 | 2896376.8216 | 527042.16 | 239072.1798 | 0 | 171801.1041
2780 | 1241.6 | 1292.2285 | 1292.2285 | 1257.9334 | 1241.6 | 1874.2 | 2449114.1754 | 446976 | 202753.28 | 0 | 156193.28
2781 | 1408.8 | 1466.2463 | 1466.2463 | 1427.333 | 1408.8 | 1865.65 | 2768172.5196 | 507168 | 230057.04 | 0 | 189272.28
2782 | 1203.2 | 1252.2626 | 1252.2626 | 1219.0283 | 1203.2 | 1857.7 | 2351423.9924 | 433152 | 196482.56 | 0 | 171215.36
2783 | 1300 | 1353.0098 | 1353.0098 | 1317.1017 | 1300 | 1835.65 | 2513377.8948 | 468000 | 212290 | 0 | 213655
2784 | 0 | 0 | 0 | 0 | 0 | 1816.15 | 0 | 0 | 0 | 0 | 0
2785 | 0 | 0 | 0 | 0 | 0 | 1797.8 | 0 | 0 | 0 | 0 | 0
2786 | 0 | 0 | 0 | 0 | 0 | 1788.4 | 0 | 0 | 0 | 0 | 0
2787 | 0 | 0 | 0 | 0 | 0 | 1772.25 | 0 | 0 | 0 | 0 | 0
2788 | 0 | 0 | 0 | 0 | 0 | 1770.3 | 0 | 0 | 0 | 0 | 0
2789 | 0 | 0 | 0 | 0 | 0 | 1771.1 | 0 | 0 | 0 | 0 | 0
2790 | 0 | 0 | 0 | 0 | 0 | 1776.4 | 0 | 0 | 0 | 0 | 0
2791 | 1083.813 | 1001.2148 | 1001.2148 | 974.6431 | 974.6431 | 1759.15 | 1802070.4837 | 350871.5127 | 159159.2167 | 200108.4437 | 234742.7884
2792 | 1008.77 | 1049.9044 | 1049.9044 | 1022.0405 | 1008.77 | 1713.5 | 1821103.2704 | 363157.2 | 164732.141 | 0 | 289012.605
2793 | 934.389 | 972.4904 | 972.4904 | 946.681 | 934.389 | 1775.45 | 1744476.023 | 336380.04 | 152585.7237 | 0 | 209817.0499
2794 | 1123.825 | 1380.1856 | 1169.652 | 1343.5562 | 1123.825 | 1769.75 | 2093237.2215 | 404577 | 183520.6225 | 0 | 258760.7062
2795 | 930.985 | 1842.4986 | 968.9476 | 1793.5997 | 930.985 | 1727 | 1692040.4563 | 335154.6 | 152029.8505 | 0 | 254158.905
2796 | 972.383 | 2052.9603 | 1012.0347 | 1998.4759 | 972.383 | 1716.45 | 1754164.7972 | 350057.88 | 158790.1439 | 0 | 275719.1996
2797 | 958.182 | 2226.3236 | 997.2536 | 2167.2381 | 958.182 | 1723.4 | 1733048.3209 | 344945.52 | 156471.1206 | 0 | 265033.1412
2798 | 1202.344 | 3402.5137 | 1251.3717 | 3312.2129 | 1202.344 | 1822 | 2305720.7188 | 432843.84 | 196342.7752 | 0 | 214017.232
2799 | 871.996 | 2878.6772 | 907.5532 | 2802.2787 | 871.996 | 1886.15 | 1733828.7938 | 313918.56 | 142396.9468 | 0 | 99276.7446
2800 | 905.877 | 2116.7391 | 942.8158 | 2060.562 | 905.877 | 1904.35 | 1816884.2054 | 326115.72 | 147929.7141 | 0 | 86647.1351
2801 | 1065.211 | 1108.9903 | 1108.6469 | 1079.5583 | 1065.211 | 1904.7 | 2130629.0813 | 383475.96 | 173948.9563 | 0 | 101514.6083
2802 | 1003.197 | 656.9622 | 656.9622 | 639.5268 | 639.5268 | 1887.6 | 1267662.9767 | 230229.6586 | 104434.7313 | 666607.4225 | 71882.8156
2803 | 1253.158 | 1304.2578 | 1304.2578 | 1269.6435 | 1253.158 | 1882.65 | 2475937.2607 | 451136.88 | 204640.7014 | 0 | 147058.0913
2804 | 1226.4 | 1276.4087 | 1276.4087 | 1242.5335 | 1226.4 | 1874.2 | 2412947.1822 | 441504 | 200271.12 | 0 | 154281.12
2805 | 1049.6 | 1092.3993 | 1092.3993 | 1063.4076 | 1049.6 | 1865.65 | 2055506.459 | 377856 | 171399.68 | 0 | 141013.76
2806 | 1300 | 1353.0098 | 1353.0098 | 1317.1017 | 1300 | 1857.7 | 2537238.9938 | 468000 | 212290 | 0 | 184990
2807 | 1016.8 | 1058.2618 | 1058.2618 | 1030.1762 | 1016.8 | 1835.65 | 1960319.3662 | 366048 | 166043.44 | 0 | 167111.08
2808 | 0 | 0 | 0 | 0 | 0 | 1816.15 | 0 | 0 | 0 | 0 | 0
2809 | 0 | 0 | 0 | 0 | 0 | 1798.2 | 0 | 0 | 0 | 0 | 0
2810 | 0 | 0 | 0 | 0 | 0 | 1796.5 | 0 | 0 | 0 | 0 | 0
2811 | 0 | 0 | 0 | 0 | 0 | 1792.9 | 0 | 0 | 0 | 0 | 0
2812 | 0 | 0 | 0 | 0 | 0 | 1790.7 | 0 | 0 | 0 | 0 | 0
2813 | 0 | 0 | 0 | 0 | 0 | 1777.9 | 0 | 0 | 0 | 0 | 0
2814 | 0 | 0 | 0 | 0 | 0 | 1779.65 | 0 | 0 | 0 | 0 | 0
2815 | 976.828 | 1016.6599 | 1016.6599 | 989.6783 | 976.828 | 1728.7 | 1772182.7012 | 351658.08 | 159516.0124 | 0 | 265013.4364
2816 | 949.208 | 987.9137 | 987.9137 | 961.695 | 949.208 | 1702.75 | 1698665.6765 | 341714.88 | 155005.6664 | 0 | 282152.078
2817 | 1320.769 | 1374.6257 | 1374.6257 | 1338.1439 | 1320.769 | 1740.25 | 2415493.7015 | 475476.84 | 215681.5777 | 0 | 343069.7478
2818 | 1344.335 | 1399.1527 | 1399.1527 | 1362.0199 | 1344.335 | 1733.75 | 2454800.2061 | 483960.6 | 219529.9055 | 0 | 357929.1938
2819 | 1328.345 | 1711.9654 | 1382.5106 | 1666.5308 | 1328.345 | 1710.55 | 2396261.5678 | 478204.2 | 216918.7385 | 0 | 384489.4603
2820 | 1413.067 | 1470.6873 | 1470.6873 | 1431.6561 | 1413.067 | 1703.35 | 2537188.9958 | 508704.12 | 230753.8411 | 0 | 419186.3256
2821 | 1334.168 | 1388.5711 | 1388.5711 | 1351.7192 | 1334.168 | 1697.35 | 2385640.2946 | 480300.48 | 217869.6344 | 0 | 403785.9452
2822 | 1503.829 | 1565.1503 | 1565.1503 | 1523.6121 | 1503.829 | 1778.75 | 2821605.2561 | 541378.44 | 245575.2757 | 0 | 332722.1663
2823 | 1371.782 | 1220.9446 | 1220.9446 | 1188.5414 | 1188.5414 | 1874.7 | 2351347.3264 | 427874.9104 | 194088.8135 | 335879.987 | 148924.2397
2824 | 1502.032 | 696.7699 | 696.7699 | 678.278 | 678.278 | 1851.8 | 1324743.2603 | 244180.0755 | 110762.7954 | 1509941.105 | 100520.7977
2825 | 1377.423 | 628.5886 | 628.5886 | 611.9062 | 611.9062 | 1887.9 | 1216004.438 | 220286.2298 | 99924.2815 | 1403192.3055 | 68594.6843
2826 | 1514.373 | 192.9871 | 192.9871 | 187.8653 | 187.8653 | 1837 | 362894.3066 | 67631.5101 | 30678.4044 | 2431488.6036 | 30622.0448
2827 | 1132.464 | 1178.6422 | 1178.6422 | 1147.3617 | 1132.464 | 1858.1 | 2204404.3172 | 407687.04 | 184931.3712 | 0 | 160696.6416
2828 | 1019.2 | 1060.7597 | 1060.7597 | 1032.6077 | 1019.2 | 1858.1 | 1984029.095 | 366912 | 166435.36 | 0 | 144624.48
2829 | 1064.8 | 1108.2191 | 1108.2191 | 1078.8076 | 1064.8 | 1848.2 | 2062960.1613 | 383328 | 173881.84 | 0 | 161636.64
2830 | 1386.4 | 1442.9329 | 1442.9329 | 1404.6383 | 1386.4 | 1842.65 | 2680161.3136 | 499104 | 226399.12 | 0 | 218150.04
2831 | 1148 | 1194.8118 | 1194.8118 | 1163.1021 | 1148 | 1827.2 | 2203165.5291 | 413280 | 187468.4 | 0 | 198374.4
2832 | 0 | 0 | 0 | 0 | 0 | 1809.75 | 0 | 0 | 0 | 0 | 0
2833 | 0 | 0 | 0 | 0 | 0 | 1784.2 | 0 | 0 | 0 | 0 | 0
2834 | 0 | 0 | 0 | 0 | 0 | 1780.5 | 0 | 0 | 0 | 0 | 0
2835 | 0 | 0 | 0 | 0 | 0 | 1776.15 | 0 | 0 | 0 | 0 | 0
2836 | 0 | 0 | 0 | 0 | 0 | 1773.9 | 0 | 0 | 0 | 0 | 0
2837 | 0 | 0 | 0 | 0 | 0 | 1772.6 | 0 | 0 | 0 | 0 | 0
2838 | 0 | 0 | 0 | 0 | 0 | 1765.7 | 0 | 0 | 0 | 0 | 0
2839 | 989.561 | 1029.9121 | 1029.9121 | 1002.5788 | 989.561 | 1758.35 | 1834476.1065 | 356241.96 | 161595.3113 | 0 | 239127.4157
2840 | 970.741 | 1010.3247 | 1010.3247 | 983.5112 | 970.741 | 1669.65 | 1714994.057 | 349466.76 | 158522.0053 | 0 | 320684.2893
2841 | 1081.276 | 1125.367 | 1125.367 | 1095.5003 | 1081.276 | 1658.95 | 1895004.8831 | 389259.36 | 176572.3708 | 0 | 368769.1798
2842 | 1571.813 | 1635.9065 | 1635.9065 | 1592.4904 | 1571.813 | 1652.9 | 2745320.714 | 565852.68 | 256677.0629 | 0 | 545576.2923
2843 | 1519.172 | 1581.119 | 1581.119 | 1539.1569 | 1519.172 | 1664.9 | 2672571.7858 | 546901.92 | 248080.7876 | 0 | 509074.5372
2844 | 1461.244 | 1571.0807 | 1520.8288 | 1529.385 | 1461.244 | 1661.9 | 2572726.7013 | 526047.84 | 238621.1452 | 0 | 494046.5964
2845 | 1711.452 | 2022.2689 | 1781.2395 | 1968.5989 | 1711.452 | 1652.15 | 2994096.2366 | 616122.72 | 279480.1116 | 0 | 595328.5782
2846 | 1173.122 | 1751.3037 | 1220.9592 | 1704.825 | 1173.122 | 1663.8 | 2064099.6724 | 422323.92 | 191570.8226 | 0 | 394403.6164
2847 | 1493.09 | 183.132 | 183.132 | 178.2717 | 178.2717 | 1673.45 | 315867.959 | 64177.8263 | 29111.7751 | 2410061.8712 | 58214.6366
2848 | 1648.072 | 662.3576 | 662.3576 | 644.779 | 644.779 | 1678.15 | 1143637.8484 | 232120.4493 | 105292.4149 | 1839036.0218 | 207522.1294
2849 | 1134.203 | 81.3388 | 81.3388 | 79.1801 | 79.1801 | 1717.15 | 143455.0611 | 28504.8363 | 12930.1105 | 1933856.9742 | 22396.0915
2850 | 1182.912 | 9.8666 | 9.8666 | 9.6047 | 9.6047 | 1757.2 | 17844.3303 | 3457.6959 | 1568.4493 | 2150672.2612 | 2332.0238
2851 | 1420.356 | 1478.2736 | 1478.2736 | 1439.041 | 1420.356 | 1839.05 | 2754948.4949 | 511328.16 | 231944.1348 | 0 | 228606.2982
2852 | 1311.2 | 1364.6665 | 1364.6665 | 1328.449 | 1311.2 | 1839.15 | 2541676.2483 | 472032 | 214118.96 | 0 | 210906.52
2853 | 1405.6 | 1462.9159 | 1462.9159 | 1424.0909 | 1405.6 | 1828.65 | 2707032.4448 | 506016 | 229534.48 | 0 | 240849.56
2854 | 1212 | 1261.4215 | 1261.4215 | 1227.944 | 1212 | 1821.45 | 2324815.2372 | 436320 | 197919.6 | 0 | 216402.6
2855 | 1395.2 | 1452.0918 | 1452.0918 | 1413.5541 | 1395.2 | 1806 | 2653714.015 | 502272 | 227836.16 | 0 | 270668.8
2856 | 0 | 0 | 0 | 0 | 0 | 1789.85 | 0 | 0 | 0 | 0 | 0
2857 | 0 | 0 | 0 | 0 | 0 | 1797.8 | 0 | 0 | 0 | 0 | 0
2858 | 0 | 0 | 0 | 0 | 0 | 1788.4 | 0 | 0 | 0 | 0 | 0
2859 | 0 | 0 | 0 | 0 | 0 | 1784.05 | 0 | 0 | 0 | 0 | 0
2860 | 0 | 0 | 0 | 0 | 0 | 1782.1 | 0 | 0 | 0 | 0 | 0
2861 | 0 | 0 | 0 | 0 | 0 | 1782.9 | 0 | 0 | 0 | 0 | 0
2862 | 0 | 0 | 0 | 0 | 0 | 1783.2 | 0 | 0 | 0 | 0 | 0
2863 | 1384.773 | 867.2481 | 867.2481 | 844.2318 | 844.2318 | 1741.65 | 1554369.9506 | 303923.4433 | 137863.0508 | 990812.0436 | 218107.2821
2864 | 330.448 | 343.9226 | 343.9226 | 334.7951 | 330.448 | 1693 | 590952.7211 | 118961.28 | 53962.1584 | 0 | 101447.536
2865 | 66.072 | 186.7549 | 68.7662 | 181.7985 | 66.072 | 1709.95 | 119276.7749 | 23785.92 | 10789.5576 | 0 | 19164.1836
2866 | 69.845 | 303.8413 | 72.6931 | 295.7775 | 69.845 | 1724.65 | 127071.3621 | 25144.2 | 11405.6885 | 0 | 19231.8207
2867 | 66.865 | 69.5915 | 69.5915 | 67.7446 | 66.865 | 1690 | 119786.8763 | 24071.4 | 10919.0545 | 0 | 20728.15
2868 | 69.874 | 72.7232 | 72.7232 | 70.7932 | 69.874 | 1716.45 | 127050.3552 | 25154.64 | 11410.4242 | 0 | 19812.7727
2869 | 62.387 | 64.9309 | 64.9309 | 63.2077 | 62.387 | 1706 | 112446.4994 | 22459.32 | 10187.7971 | 0 | 18341.778
2870 | 65.31 | 67.9731 | 67.9731 | 66.1692 | 65.31 | 1732.4 | 119102.7901 | 23511.6 | 10665.123 | 0 | 17476.956
2871 | 60.338 | 62.7984 | 62.7984 | 61.1318 | 60.338 | 1751.45 | 110838.9608 | 21721.68 | 9853.1954 | 0 | 14997.0099
2872 | 69.75 | 72.5942 | 72.5942 | 70.6676 | 69.75 | 1777.85 | 130206.5036 | 25110 | 11390.175 | 0 | 15494.9625
2873 | 62.252 | 456.9145 | 64.7904 | 444.7883 | 62.252 | 1816.2 | 119031.3532 | 22410.72 | 10165.7516 | 0 | 11441.9176
2874 | 69.556 | 111.5505 | 72.3923 | 108.59 | 69.556 | 1854.1 | 136538.2002 | 25040.16 | 11358.4948 | 0 | 10148.2204
2875 | 70.538 | 73.4143 | 73.4143 | 71.4659 | 70.538 | 1792.45 | 133344.1343 | 25393.68 | 11518.8554 | 0 | 14640.1619
2876 | 76.8 | 79.9317 | 79.9317 | 77.8103 | 76.8 | 1819 | 147148.301 | 27648 | 12541.44 | 0 | 13900.8
2877 | 72.8 | 75.7686 | 75.7686 | 73.7577 | 72.8 | 1833.05 | 140196.9135 | 26208 | 11888.24 | 0 | 12153.96
2878 | 78.4 | 81.5969 | 81.5969 | 79.4314 | 78.4 | 1857.7 | 152845.4171 | 28224 | 12802.72 | 0 | 11156.32
2879 | 72 | 74.9359 | 74.9359 | 72.9472 | 72 | 1835.65 | 139095.7145 | 25920 | 11757.6 | 0 | 11833.2
2880 | 0 | 0 | 0 | 0 | 0 | 1816.15 | 0 | 0 | 0 | 0 | 0
2881 | 0 | 0 | 0 | 0 | 0 | 1793.3 | 0 | 0 | 0 | 0 | 0
2882 | 0 | 0 | 0 | 0 | 0 | 1788.4 | 0 | 0 | 0 | 0 | 0
2883 | 0 | 0 | 0 | 0 | 0 | 1784.05 | 0 | 0 | 0 | 0 | 0
2884 | 0 | 0 | 0 | 0 | 0 | 1782.1 | 0 | 0 | 0 | 0 | 0
2885 | 0 | 0 | 0 | 0 | 0 | 1782.9 | 0 | 0 | 0 | 0 | 0
2886 | 0 | 0 | 0 | 0 | 0 | 1776.4 | 0 | 0 | 0 | 0 | 0
2887 | 59.935 | 62.379 | 62.379 | 60.7235 | 59.935 | 1738.75 | 109990.4524 | 21576.6 | 9787.3855 | 0 | 15658.0187
2888 | 60.615 | 1325.0504 | 63.0867 | 1289.8843 | 60.615 | 1668.4 | 106874.4366 | 21821.4 | 9898.4295 | 0 | 20099.934
2889 | 57.444 | 2388.2008 | 59.7864 | 2324.8192 | 57.444 | 1617.9 | 98367.5509 | 20679.84 | 9380.6052 | 0 | 21949.3524
2890 | 63.569 | 3017.5845 | 66.1611 | 2937.4995 | 63.569 | 1637.75 | 110129.8006 | 22884.84 | 10380.8177 | 0 | 23027.8702
2891 | 57.64 | 3424.3461 | 59.9904 | 3333.4658 | 57.64 | 1613.2 | 98575.9454 | 20750.4 | 9412.612 | 0 | 22295.152
2892 | 64.133 | 3625.3326 | 66.7481 | 3529.1182 | 64.133 | 1662.8 | 112720.2265 | 23087.88 | 10472.9189 | 0 | 21625.6476
2893 | 56.963 | 896.9008 | 59.2858 | 873.0976 | 56.963 | 1669 | 100247.4336 | 20506.68 | 9302.0579 | 0 | 18854.753
2894 | 68.404 | 1390.5257 | 71.1933 | 1353.6219 | 68.404 | 1710.4 | 123831.4567 | 24625.44 | 11170.3732 | 0 | 19809.7984
2895 | 60.106 | 660.1949 | 62.5569 | 642.6737 | 60.106 | 1691.05 | 107353.2741 | 21638.16 | 9815.3098 | 0 | 18569.7487
2896 | 68.887 | 223.1176 | 71.696 | 217.1961 | 68.887 | 1719.2 | 124755.7256 | 24799.32 | 11249.2471 | 0 | 19343.4696
2897 | 59.771 | 103.1597 | 62.2083 | 100.4219 | 59.771 | 1684.4 | 106286.8717 | 21517.56 | 9760.6043 | 0 | 18863.7276
2898 | 69.059 | 71.875 | 71.875 | 69.9675 | 69.059 | 1681 | 122456.0719 | 24861.24 | 11277.3347 | 0 | 22029.821
2899 | 74.479 | 77.516 | 77.516 | 75.4588 | 74.479 | 1681.95 | 131801.199 | 26812.44 | 12162.4207 | 0 | 23688.0459
2900 | 85.6 | 89.0905 | 89.0905 | 86.7261 | 85.6 | 1771 | 159419.4994 | 30816 | 13978.48 | 0 | 19602.4
2901 | 76 | 79.099 | 79.099 | 76.9998 | 76 | 1766.65 | 141038.7185 | 27360 | 12410.8 | 0 | 17734.6
2902 | 78.4 | 81.5969 | 81.5969 | 79.4314 | 78.4 | 1818.3 | 149951.2565 | 28224 | 12802.72 | 0 | 14245.28
2903 | 72.8 | 75.7686 | 75.7686 | 73.7577 | 72.8 | 1830.65 | 140628.1617 | 26208 | 11888.24 | 0 | 12328.68
2904 | 0 | 0 | 0 | 0 | 0 | 1816.15 | 0 | 0 | 0 | 0 | 0
2905 | 0 | 0 | 0 | 0 | 0 | 1777.05 | 0 | 0 | 0 | 0 | 0
2906 | 0 | 0 | 0 | 0 | 0 | 1749.7 | 0 | 0 | 0 | 0 | 0
2907 | 0 | 0 | 0 | 0 | 0 | 1705.25 | 0 | 0 | 0 | 0 | 0
2908 | 0 | 0 | 0 | 0 | 0 | 1699.1 | 0 | 0 | 0 | 0 | 0
2909 | 0 | 0 | 0 | 0 | 0 | 1645.35 | 0 | 0 | 0 | 0 | 0
2910 | 0 | 0 | 0 | 0 | 0 | 1591 | 0 | 0 | 0 | 0 | 0
2911 | 59.139 | 61.5505 | 61.5505 | 59.917 | 59.139 | 1471.7 | 91570.0701 | 21290.04 | 9657.3987 | 0 | 31243.1337
2912 | 159.508 | 1304.0954 | 166.0122 | 1269.4854 | 159.508 | 841.6 | 140892.9826 | 57422.88 | 26047.6564 | 0 | 184774.0672
2913 | 1257.452 | 2368.7226 | 1308.7269 | 2305.858 | 1257.452 | 363.7 | 481410.8619 | 452682.72 | 205341.9116 | 0 | 2057568.7076
2914 | 1452.636 | 3027.6259 | 1511.8698 | 2947.2744 | 1452.636 | 1353.45 | 2081338.3186 | 522948.96 | 237215.4588 | 0 | 939201.8058
2915 | 1793.298 | 3422.6954 | 1866.4229 | 3331.859 | 1793.298 | 1432.8 | 2714500.196 | 645587.28 | 292845.5634 | 0 | 1017158.6256
2916 | 1328.98 | 3607.7227 | 1383.1715 | 3511.9757 | 1328.98 | 1429.15 | 2009421.7392 | 478432.8 | 217022.434 | 0 | 758648.233
2917 | 1338.234 | 3569.2514 | 1392.8029 | 3474.5254 | 1338.234 | 1427.9 | 2020297.2145 | 481764.24 | 218533.6122 | 0 | 765603.6714
2918 | 1057.156 | 2507.5643 | 1100.2634 | 2441.015 | 1057.156 | 1449.05 | 1625562.7837 | 380576.16 | 172633.5748 | 0 | 582440.0982
2919 | 1280.998 | 1333.233 | 1333.233 | 1297.8497 | 1280.998 | 412.85 | 560759.3548 | 461159.28 | 209186.9734 | 0 | 2033135.9757
2920 | 1089.986 | 1633.4107 | 1134.4321 | 1590.0609 | 1089.986 | 411.15 | 472892.8441 | 392394.96 | 177994.7138 | 0 | 1731824.2561
2921 | 1851.164 | 881.8897 | 881.8897 | 858.4849 | 858.4849 | 398.4 | 359854.4704 | 309054.5472 | 140190.5766 | 1819580.8756 | 1374949.3413
2922 | 1796.006 | 182.2379 | 182.2379 | 177.4014 | 177.4014 | 1461.15 | 272648.8186 | 63864.5182 | 28969.6551 | 2966902.1595 | 95592.7656
2923 | 1783.629 | 1477.5107 | 1477.5107 | 1438.2983 | 1438.2983 | 1458.3 | 2199962.4533 | 517787.4042 | 234874.1198 | 1173433.5654 | 779126.2135
2924 | 1345.6 | 1400.4693 | 1400.4693 | 1363.3016 | 1345.6 | 1590 | 2247529.0343 | 484416 | 219736.48 | 0 | 551696
2925 | 1422.4 | 1480.4009 | 1480.4009 | 1441.1119 | 1422.4 | 1660.65 | 2478196.3571 | 512064 | 232277.92 | 0 | 482691.44
2926 | 1416.8 | 1474.5726 | 1474.5726 | 1435.4382 | 1416.8 | 1784 | 2651651.4627 | 510048 | 231363.44 | 0 | 306028.8
2927 | 1570.4 | 1634.4359 | 1634.4359 | 1591.0588 | 1570.4 | 1773.25 | 2928704.499 | 565344 | 256446.32 | 0 | 356088.2
2928 | 0 | 0 | 0 | 0 | 0 | 1748.7 | 0 | 0 | 0 | 0 | 0
2929 | 0 | 0 | 0 | 0 | 0 | 1775.5 | 0 | 0 | 0 | 0 | 0
2930 | 0 | 0 | 0 | 0 | 0 | 1661.75 | 0 | 0 | 0 | 0 | 0
2931 | 0 | 0 | 0 | 0 | 0 | 1520.55 | 0 | 0 | 0 | 0 | 0
2932 | 0 | 0 | 0 | 0 | 0 | 1382.8 | 0 | 0 | 0 | 0 | 0
2933 | 0 | 0 | 0 | 0 | 0 | 1379.45 | 0 | 0 | 0 | 0 | 0
2934 | 0 | 0 | 0 | 0 | 0 | 1561.85 | 0 | 0 | 0 | 0 | 0
2935 | 1555.098 | 0 | 0 | 0 | 0 | 1700.6 | 0 | 0 | 0 | 2850494.634 | 0
2936 | 1292.903 | 0 | 0 | 0 | 0 | 1726.4 | 0 | 0 | 0 | 2369891.199 | 0
2937 | 1616.041 | 708.1674 | 708.1674 | 689.373 | 689.373 | 1788.7 | 1292552.2212 | 248174.2978 | 112574.619 | 1698582.3534 | 145664.5253
2938 | 1859.685 | 1847.2685 | 1847.2685 | 1798.243 | 1798.243 | 1797.4 | 3405269.5049 | 647367.4751 | 293653.0797 | 112623.2111 | 364324.029
2939 | 1608.786 | 1674.3871 | 1674.3871 | 1629.9498 | 1608.786 | 1794.45 | 3050603.2218 | 579162.96 | 262714.7538 | 0 | 330685.9623
2940 | 1823.532 | 1996.928 | 1897.8898 | 1943.9306 | 1823.532 | 1778.3 | 3421588.56 | 656471.52 | 297782.7756 | 0 | 404277.0444
2941 | 1798.158 | 1871.4811 | 1871.4811 | 1821.813 | 1798.158 | 1711.6 | 3242191.1883 | 647336.88 | 293639.2014 | 0 | 518588.7672
2942 | 1525.044 | 1109.7699 | 1109.7699 | 1080.3172 | 1080.3172 | 1788.4 | 2035106.7036 | 388914.1915 | 176415.7985 | 815184.227 | 228595.1192
2943 | 1520.027 | 1582.0088 | 1582.0088 | 1540.0232 | 1520.027 | 1821.15 | 2917658.7461 | 547209.72 | 248220.4091 | 0 | 271856.8289
2944 | 1553.305 | 460.7769 | 460.7769 | 448.5481 | 448.5481 | 1836.15 | 865849.1109 | 161477.3153 | 73247.9044 | 2025019.4014 | 73494.6059
2945 | 1531.346 | 29.7808 | 29.7808 | 28.9904 | 28.9904 | 1906.2 | 57992.6867 | 10436.5517 | 4734.1358 | 2753817.7758 | 2719.3015
2946 | 1537.263 | 0 | 0 | 0 | 0 | 1876.95 | 0 | 0 | 0 | 2817803.079 | 0
2947 | 1394.4 | 1451.2592 | 1451.2592 | 1412.7435 | 1394.4 | 1868.9 | 2745532.4733 | 501984 | 227705.52 | 0 | 182805.84
2948 | 1347.2 | 1402.1345 | 1402.1345 | 1364.9226 | 1347.2 | 1874.7 | 2661945.5828 | 484992 | 219997.76 | 0 | 168804.16
2949 | 1466.4 | 1526.1951 | 1526.1951 | 1485.6907 | 1466.4 | 1874.25 | 2890030.3448 | 527904 | 239463.12 | 0 | 184399.8
2950 | 1319.2 | 1372.9927 | 1372.9927 | 1336.5543 | 1319.2 | 1876 | 2604339.9702 | 474912 | 215425.36 | 0 | 163580.8
2951 | 1240 | 1290.5632 | 1290.5632 | 1256.3124 | 1240 | 1865.25 | 2437379.5219 | 446400 | 202492 | 0 | 167090
2952 | 0 | 0 | 0 | 0 | 0 | 1847.5 | 0 | 0 | 0 | 0 | 0
2953 | 0 | 0 | 0 | 0 | 0 | 1827.05 | 0 | 0 | 0 | 0 | 0
2954 | 0 | 0 | 0 | 0 | 0 | 1790.5 | 0 | 0 | 0 | 0 | 0
2955 | 0 | 0 | 0 | 0 | 0 | 1733.25 | 0 | 0 | 0 | 0 | 0
2956 | 0 | 0 | 0 | 0 | 0 | 1715.8 | 0 | 0 | 0 | 0 | 0
2957 | 0 | 0 | 0 | 0 | 0 | 1712.45 | 0 | 0 | 0 | 0 | 0
2958 | 0 | 0 | 0 | 0 | 0 | 1745.6 | 0 | 0 | 0 | 0 | 0
2959 | 1206.214 | 429.1164 | 429.1164 | 417.7279 | 417.7279 | 1758.1 | 771835.9603 | 150382.0507 | 68214.9691 | 1445294.9873 | 101048.3835
2960 | 1033.754 | 1075.9072 | 1075.9072 | 1047.3532 | 1033.754 | 1727.1 | 1875707.7701 | 372151.44 | 168812.0282 | 0 | 282111.4666
2961 | 1422.494 | 1480.4987 | 1480.4987 | 1441.2071 | 1422.494 | 1809.55 | 2708433.2594 | 512097.84 | 232293.2702 | 0 | 270913.9823
2962 | 1530.86 | 1593.2836 | 1593.2836 | 1550.9987 | 1530.86 | 1797.4 | 2906731.9913 | 551109.6 | 249989.438 | 0 | 310152.236
2963 | 1656.662 | 1876.0605 | 1724.2154 | 1826.2709 | 1656.662 | 1770.8 | 3101645.3775 | 596398.32 | 270532.9046 | 0 | 379706.9304
2964 | 1345.486 | 1464.7882 | 1400.3516 | 1425.9135 | 1345.486 | 1707.55 | 2420916.895 | 484374.96 | 219717.8638 | 0 | 393487.3807
2965 | 1497.656 | 842.3995 | 842.3995 | 820.0427 | 820.0427 | 1560.7 | 1346393.1278 | 295215.3748 | 133912.9742 | 1242065.1645 | 360244.7616
2966 | 1691.038 | 266.8739 | 266.8739 | 259.7912 | 259.7912 | 1797.7 | 492624.2462 | 93524.8377 | 42423.9055 | 2623475.3556 | 52555.7629
2967 | 1889.882 | 508.7452 | 508.7452 | 495.2434 | 495.2434 | 1841.85 | 961903.5824 | 178287.626 | 80873.2481 | 2556372.5438 | 78322.7446
2968 | 1787.216 | 1030.0755 | 1030.0755 | 1002.7379 | 1002.7379 | 1918.95 | 2025030.6863 | 360985.6378 | 163747.0963 | 1437948.3887 | 81271.9054
2969 | 1100.388 | 606.2775 | 606.2775 | 590.1872 | 590.1872 | 1907.4 | 1182894.3542 | 212467.3874 | 96377.5677 | 935198.09 | 54651.3335
2970 | 1874.444 | 127.4868 | 127.4868 | 124.1034 | 124.1034 | 1836.15 | 239451.3933 | 44677.224 | 20266.0852 | 3208374.32 | 20334.3421
2971 | 1314.638 | 0 | 0 | 0 | 0 | 1846.55 | 0 | 0 | 0 | 2409731.454 | 0
2972 | 1416 | 0 | 0 | 0 | 0 | 1874.7 | 0 | 0 | 0 | 2595528 | 0
2973 | 988.8 | 912.0556 | 912.0556 | 887.8501 | 887.8501 | 1873.05 | 1744259.9098 | 319626.0512 | 144985.9282 | 185041.0894 | 112712.5755
2974 | 963.2 | 1002.4762 | 1002.4762 | 975.871 | 963.2 | 1876 | 1895915.4195 | 346752 | 157290.56 | 0 | 119436.8
2975 | 1384 | 1440.4351 | 1440.4351 | 1402.2067 | 1384 | 1864.05 | 2711636.7655 | 498240 | 226007.2 | 0 | 188154.8
2976 | 0 | 0 | 0 | 0 | 0 | 1848.7 | 0 | 0 | 0 | 0 | 0
2977 | 0 | 0 | 0 | 0 | 0 | 1821 | 0 | 0 | 0 | 0 | 0
2978 | 0 | 0 | 0 | 0 | 0 | 1813.8 | 0 | 0 | 0 | 0 | 0
2979 | 0 | 0 | 0 | 0 | 0 | 1806.2 | 0 | 0 | 0 | 0 | 0
2980 | 0 | 0 | 0 | 0 | 0 | 1802.05 | 0 | 0 | 0 | 0 | 0
2981 | 0 | 0 | 0 | 0 | 0 | 1799.8 | 0 | 0 | 0 | 0 | 0
2982 | 0 | 0 | 0 | 0 | 0 | 1800.35 | 0 | 0 | 0 | 0 | 0
2983 | 1212.52 | 1261.9627 | 1261.9627 | 1228.4709 | 1212.52 | 1801.75 | 2298561.5906 | 436507.2 | 198004.516 | 0 | 240382.09
2984 | 1002.061 | 1042.9218 | 1042.9218 | 1015.2433 | 1002.061 | 1799.55 | 1899872.9951 | 360741.96 | 163636.5613 | 0 | 200863.1274
2985 | 965.107 | 1004.461 | 1004.461 | 977.8031 | 965.107 | 1840.1 | 1871496.7635 | 347438.52 | 157601.9731 | 0 | 154320.6093
2986 | 1411.917 | 1486.4728 | 1469.4904 | 1447.0226 | 1411.917 | 1852.75 | 2768360.301 | 508290.12 | 230566.0461 | 0 | 207904.7783
2987 | 1427.898 | 1486.1231 | 1486.1231 | 1446.6822 | 1427.898 | 1792.6 | 2712512.3769 | 514043.28 | 233175.7434 | 0 | 296146.0452
2988 | 1337.421 | 1391.9567 | 1391.9567 | 1355.015 | 1337.421 | 1775.35 | 2512100.0361 | 481471.56 | 218400.8493 | 0 | 300451.6277
2989 | 1072.122 | 1115.8397 | 1115.8397 | 1086.2259 | 1072.122 | 1756.45 | 1980641.7015 | 385963.92 | 175077.5226 | 0 | 261115.3131
2990 | 1193.708 | 1242.3836 | 1242.3836 | 1209.4114 | 1193.708 | 1832.95 | 2306188.51 | 429734.88 | 194932.5164 | 0 | 199408.9214
2991 | 980.197 | 1020.1663 | 1020.1663 | 993.0916 | 980.197 | 1911.15 | 1976308.3801 | 352870.92 | 160066.1701 | 0 | 87090.5034
2992 | 1206.253 | 1255.4401 | 1255.4401 | 1222.1214 | 1206.253 | 1908 | 2420143.468 | 434251.08 | 196981.1149 | 0 | 110975.276
2993 | 1386.057 | 633.3449 | 633.3449 | 616.5363 | 616.5363 | 1888 | 1223295.9858 | 221953.0727 | 100680.3799 | 1410531.4193 | 69052.0671
2994 | 1219.223 | 134.3684 | 134.3684 | 130.8024 | 130.8024 | 1810.35 | 249858.9812 | 47088.8574 | 21360.0289 | 1995074.9933 | 24806.6717
2995 | 1409.584 | 1211.333 | 1211.333 | 1179.1849 | 1179.1849 | 1763.25 | 2187467.9471 | 424506.5749 | 192560.8991 | 782896.0393 | 279172.0322
2996 | 1578.4 | 1642.7621 | 1642.7621 | 1599.1641 | 1578.4 | 1810.7 | 3003178.3452 | 568224 | 257752.72 | 0 | 298791.12
2997 | 1444.8 | 1503.7143 | 1503.7143 | 1463.8066 | 1444.8 | 1833.95 | 2782271.3122 | 520128 | 235935.84 | 0 | 239909.04
2998 | 1684 | 1676.6383 | 1676.6383 | 1632.1413 | 1632.1413 | 1862.2 | 3186903.6625 | 587570.8558 | 266528.6688 | 176215.9775 | 224909.0665
2999 | 1376.8 | 1432.9415 | 1432.9415 | 1394.912 | 1376.8 | 1854.3 | 2686112.9846 | 495648 | 224831.44 | 0 | 200599.76
3000 | 0 | 0 | 0 | 0 | 0 | 1837.05 | 0 | 0 | 0 | 0 | 0
3001 | 0 | 0 | 0 | 0 | 0 | 1762.4 | 0 | 0 | 0 | 0 | 0
3002 | 0 | 0 | 0 | 0 | 0 | 1808.65 | 0 | 0 | 0 | 0 | 0
3003 | 0 | 0 | 0 | 0 | 0 | 1801.25 | 0 | 0 | 0 | 0 | 0
3004 | 0 | 0 | 0 | 0 | 0 | 1794.35 | 0 | 0 | 0 | 0 | 0
3005 | 0 | 0 | 0 | 0 | 0 | 1749.2 | 0 | 0 | 0 | 0 | 0
3006 | 0 | 0 | 0 | 0 | 0 | 1761.1 | 0 | 0 | 0 | 0 | 0
3007 | 781.83 | 270.9933 | 270.9933 | 263.8013 | 263.8013 | 1716.25 | 476437.1467 | 94968.4622 | 43078.7496 | 949546.6368 | 74853.6143
3008 | 709.607 | 738.5425 | 738.5425 | 718.942 | 709.607 | 1683.1 | 1259697.6006 | 255458.52 | 115878.8231 | 0 | 224874.4583
3009 | 1534.229 | 1596.7899 | 1596.7899 | 1554.412 | 1534.229 | 1569.25 | 2551121.0427 | 552322.44 | 250539.5957 | 0 | 660869.1417
3010 | 1020.516 | 1415.9591 | 1062.1294 | 1378.3803 | 1020.516 | 1571.95 | 1699984.6407 | 367385.76 | 166650.2628 | 0 | 436831.8738
3011 | 1287.992 | 1340.5122 | 1340.5122 | 1304.9357 | 1287.992 | 1541.35 | 2095515.114 | 463677.12 | 210329.0936 | 0 | 590737.5308
3012 | 1475.707 | 2030.7845 | 1535.8816 | 1976.8886 | 1475.707 | 1501.65 | 2346657.7656 | 531254.52 | 240982.9531 | 0 | 735418.5834
3013 | 1238.1 | 1995.2617 | 1288.5868 | 1942.3086 | 1238.1 | 1419.85 | 1859255.4051 | 445716 | 202181.73 | 0 | 718283.715
3014 | 1241.662 | 1724.5255 | 1292.293 | 1678.7575 | 1241.662 | 1477.15 | 1942546.8649 | 446998.32 | 202763.4046 | 0 | 649202.9767
3015 | 1191.082 | 1754.3927 | 1239.6505 | 1707.8321 | 1191.082 | 1641.7 | 2074298.1723 | 428789.52 | 194503.6906 | 0 | 426764.6806
3016 | 1159.838 | 1482.01 | 1207.1325 | 1442.6782 | 1159.838 | 1751.5 | 2158270.8984 | 417541.68 | 189401.5454 | 0 | 288219.743
3017 | 1030.094 | 721.6798 | 721.6798 | 702.5268 | 702.5268 | 1770.8 | 1317641.8544 | 252909.6634 | 114722.6334 | 600430.5994 | 161019.1523
3018 | 1147.534 | 201.0437 | 201.0437 | 195.7081 | 195.7081 | 1773.7 | 367050.8723 | 70454.9303 | 31959.1392 | 1744696.8019 | 44288.752
3019 | 1455.483 | 1514.8329 | 1514.8329 | 1474.6301 | 1455.483 | 1821.2 | 2797869.406 | 523973.88 | 237680.3739 | 0 | 260240.3604
3020 | 1283.2 | 1335.5248 | 1335.5248 | 1300.0807 | 1283.2 | 1814.5 | 2456168.3502 | 461952 | 209546.56 | 0 | 238033.6
3021 | 1238.4 | 1288.898 | 1288.898 | 1254.6913 | 1238.4 | 1796.55 | 2345354.1668 | 445824 | 202230.72 | 0 | 251952.48
3022 | 1134.4 | 1180.6572 | 1180.6572 | 1149.3232 | 1134.4 | 1842 | 2202637.4065 | 408384 | 185247.52 | 0 | 179235.2
3023 | 1165.6 | 1213.1294 | 1213.1294 | 1180.9336 | 1165.6 | 1817.3 | 2233546.0238 | 419616 | 190342.48 | 0 | 212955.12
3024 | 0 | 0 | 0 | 0 | 0 | 1731.5 | 0 | 0 | 0 | 0 | 0
3025 | 0 | 0 | 0 | 0 | 0 | 1755.9 | 0 | 0 | 0 | 0 | 0
3026 | 0 | 0 | 0 | 0 | 0 | 1720.85 | 0 | 0 | 0 | 0 | 0
3027 | 0 | 0 | 0 | 0 | 0 | 1704.9 | 0 | 0 | 0 | 0 | 0
3028 | 0 | 0 | 0 | 0 | 0 | 1699.1 | 0 | 0 | 0 | 0 | 0
3029 | 0 | 0 | 0 | 0 | 0 | 1696.45 | 0 | 0 | 0 | 0 | 0
3030 | 0 | 0 | 0 | 0 | 0 | 1704.75 | 0 | 0 | 0 | 0 | 0
3031 | 1273.643 | 1325.5781 | 1325.5781 | 1290.398 | 1273.643 | 1738.15 | 2329225.8916 | 458511.48 | 207985.9019 | 0 | 333503.4195
3032 | 802.242 | 834.9549 | 834.9549 | 812.7956 | 802.242 | 1755.95 | 1485716.3815 | 288807.12 | 131006.1186 | 0 | 195787.1601
3033 | 1200.115 | 1249.0518 | 1249.0518 | 1215.9027 | 1200.115 | 1847.05 | 2343921.0893 | 432041.4 | 195978.7795 | 0 | 183557.5893
3034 | 1471.92 | 1531.9402 | 1531.9402 | 1491.2833 | 1471.92 | 1826.25 | 2848625.6312 | 529891.2 | 240364.536 | 0 | 255746.1
3035 | 1380.935 | 1714.303 | 1437.2451 | 1668.8063 | 1380.935 | 1770.8 | 2584394.2566 | 497136.6 | 225506.6855 | 0 | 316510.302
3036 | 1423.39 | 1870.4924 | 1481.4313 | 1820.8505 | 1423.39 | 1668.8 | 2510971.3608 | 512420.4 | 232439.587 | 0 | 471426.768
3037 | 1393.065 | 1449.8697 | 1449.8697 | 1411.391 | 1393.065 | 1635.85 | 2399434.7871 | 501503.4 | 227487.5145 | 0 | 507284.6198
3038 | 1542.057 | 1868.4212 | 1604.9371 | 1818.8344 | 1542.057 | 1758.95 | 2861762.6511 | 555140.52 | 251817.9081 | 0 | 371712.8399
3039 | 1458.87 | 2372.6235 | 1518.358 | 2309.6553 | 1458.87 | 1821.15 | 2805277.3978 | 525193.2 | 238233.471 | 0 | 260918.8995
3040 | 2088.377 | 291.2832 | 291.2832 | 283.5527 | 283.5527 | 1819.45 | 544317.1758 | 102078.9876 | 46304.163 | 3308242.8625 | 51195.4478
3041 | 1746.298 | 293.7894 | 293.7894 | 285.9924 | 285.9924 | 1836.25 | 553124.126 | 102957.2715 | 46702.5623 | 2676740.1265 | 46831.2589
3042 | 1528.475 | 58.2106 | 58.2106 | 56.6658 | 56.6658 | 1826.95 | 109177.6776 | 20399.6762 | 9253.5198 | 2697826.3237 | 9806.011
3043 | 1628.348 | 760.8339 | 760.8339 | 740.6417 | 740.6417 | 1805.75 | 1406069.2731 | 266631.0261 | 120946.796 | 3016425.8742 | 143869.6578
3044 | 1763.2 | 1676.6383 | 1676.6383 | 1632.1413 | 1632.1413 | 1852.35 | 3173731.2775 | 587570.8558 | 266528.6688 | 445337.5775 | 240985.658
3045 | 1925.6 | 1676.6383 | 1676.6383 | 1632.1413 | 1632.1413 | 1824.25 | 3121559.9143 | 587570.8558 | 266528.6688 | 997172.7775 | 286848.8275
3046 | 2003.2 | 1676.6383 | 1676.6383 | 1632.1413 | 1632.1413 | 1876 | 3212617.6157 | 587570.8558 | 266528.6688 | 1260857.5775 | 202385.517
3047 | 1744 | 1676.6383 | 1676.6383 | 1632.1413 | 1632.1413 | 1865.25 | 3201082.9006 | 587570.8558 | 266528.6688 | 380095.9775 | 219931.0356
3048 | 0 | 0 | 0 | 0 | 0 | 1847.5 | 0 | 0 | 0 | 0 | 0
3049 | 0 | 0 | 0 | 0 | 0 | 1827.05 | 0 | 0 | 0 | 0 | 0
3050 | 0 | 0 | 0 | 0 | 0 | 1791.7 | 0 | 0 | 0 | 0 | 0
3051 | 0 | 0 | 0 | 0 | 0 | 1742.1 | 0 | 0 | 0 | 0 | 0
3052 | 0 | 0 | 0 | 0 | 0 | 1715.8 | 0 | 0 | 0 | 0 | 0
3053 | 0 | 0 | 0 | 0 | 0 | 1754.15 | 0 | 0 | 0 | 0 | 0
3054 | 0 | 0 | 0 | 0 | 0 | 1795.55 | 0 | 0 | 0 | 0 | 0
3055 | 1371.414 | 0 | 0 | 0 | 0 | 1780.15 | 0 | 0 | 0 | 2513801.862 | 0
3056 | 1360.451 | 0 | 0 | 0 | 0 | 1763.95 | 0 | 0 | 0 | 2493706.683 | 0
3057 | 1498.823 | 0 | 0 | 0 | 0 | 1870.3 | 0 | 0 | 0 | 2747342.559 | 0
3058 | 2067.103 | 1422.6482 | 1422.6482 | 1384.8919 | 1384.8919 | 1818.25 | 2663898.9861 | 498561.0833 | 226152.8469 | 1250492.95 | 251704.1025
3059 | 1900.996 | 1978.5125 | 1978.5125 | 1926.0039 | 1900.996 | 1743.7 | 3519158.3344 | 684358.56 | 310432.6468 | 0 | 487225.2748
3060 | 2047.677 | 2131.1747 | 2131.1747 | 2074.6145 | 2047.677 | 1658.95 | 3601732.0797 | 737163.72 | 334385.6541 | 0 | 698360.2409
3061 | 1737.954 | 1808.8222 | 1808.8222 | 1760.817 | 1737.954 | 1666.05 | 3047616.9577 | 625663.44 | 283807.8882 | 0 | 580389.7383
3062 | 1834.925 | 1909.7474 | 1909.7474 | 1859.0637 | 1834.925 | 1817.7 | 3526857.9967 | 660573 | 299643.2525 | 0 | 334506.8275
3063 | 1799.821 | 969.9634 | 969.9634 | 944.2211 | 944.2211 | 1850.7 | 1847019.7091 | 339919.5892 | 154191.3026 | 1568314.6511 | 140972.2074
3064 | 1674.824 | 176.1744 | 176.1744 | 171.4988 | 171.4988 | 1828.15 | 331147.6595 | 61739.5671 | 28005.7536 | 2755595.0961 | 29472.0684
3065 | 1838.59 | 305.0996 | 305.0996 | 297.0024 | 297.0024 | 1885.05 | 588962.1382 | 106920.856 | 48500.4883 | 2825730.1114 | 34140.4233
3066 | 1892.738 | 62.4008 | 62.4008 | 60.7447 | 60.7447 | 1836.15 | 117405.7816 | 21868.1027 | 9919.6144 | 3358043.6642 | 9953.024
3067 | 1857.119 | 760.8339 | 760.8339 | 740.6417 | 740.6417 | 1846.55 | 1441629.0497 | 266631.0261 | 120946.796 | 3793789.7322 | 113651.4749
3068 | 1924 | 1676.6383 | 1676.6383 | 1632.1413 | 1632.1413 | 1873.5 | 3212678.7292 | 587570.8558 | 266528.6688 | 991735.9775 | 206465.8702
3069 | 1824.8 | 1676.6383 | 1676.6383 | 1632.1413 | 1632.1413 | 1832.25 | 3138509.8359 | 587570.8558 | 266528.6688 | 654654.3775 | 273791.6974
3070 | 2112.8 | 1676.6383 | 1676.6383 | 1632.1413 | 1632.1413 | 1876 | 3212151.2772 | 587570.8558 | 266528.6688 | 1633278.3775 | 202385.517
3071 | 1693.6 | 1676.6383 | 1676.6383 | 1632.1413 | 1632.1413 | 1865.25 | 3205887.2474 | 587570.8558 | 266528.6688 | 208836.7775 | 219931.0356
3072 | 0 | 0 | 0 | 0 | 0 | 1848.7 | 0 | 0 | 0 | 0 | 0
3073 | 0 | 0 | 0 | 0 | 0 | 1827.05 | 0 | 0 | 0 | 0 | 0
3074 | 0 | 0 | 0 | 0 | 0 | 1812.85 | 0 | 0 | 0 | 0 | 0
3075 | 0 | 0 | 0 | 0 | 0 | 1805.25 | 0 | 0 | 0 | 0 | 0
3076 | 0 | 0 | 0 | 0 | 0 | 1777.45 | 0 | 0 | 0 | 0 | 0
3077 | 0 | 0 | 0 | 0 | 0 | 1754.15 | 0 | 0 | 0 | 0 | 0
3078 | 0 | 0 | 0 | 0 | 0 | 1774.4 | 0 | 0 | 0 | 0 | 0
3079 | 1151.437 | 0 | 0 | 0 | 0 | 1770.1 | 0 | 0 | 0 | 2110584.021 | 0
3080 | 1016.173 | 994.4851 | 994.4851 | 968.092 | 968.092 | 1743.1 | 1778802.6909 | 348513.1306 | 158089.4284 | 88132.4188 | 248702.8424
3081 | 1393.713 | 1450.5441 | 1450.5441 | 1412.0475 | 1393.713 | 1809.55 | 2659646.4084 | 501736.68 | 227593.3329 | 0 | 265432.6409
3082 | 1742.288 | 1813.3329 | 1813.3329 | 1765.208 | 1742.288 | 1789.05 | 3290296.1965 | 627223.68 | 284515.6304 | 0 | 367535.6536
3083 | 1918.198 | 1996.416 | 1996.416 | 1943.4322 | 1918.198 | 1732.05 | 3516443.0458 | 690551.28 | 313241.7334 | 0 | 513981.1541
3084 | 1389.518 | 2000.4646 | 1446.1781 | 1947.3733 | 1389.518 | 1605.95 | 2355262.9411 | 500226.48 | 226908.2894 | 0 | 547539.5679
3085 | 1454.847 | 1948.8296 | 1514.171 | 1897.1087 | 1454.847 | 1603.2 | 2460174.6012 | 523744.92 | 237576.5151 | 0 | 577283.2896
3086 | 1572.945 | 1655.5584 | 1637.0847 | 1611.6208 | 1572.945 | 1552.95 | 2579636.0241 | 566260.2 | 256861.9185 | 0 | 703185.0622
3087 | 1407.007 | 1108.7239 | 1108.7239 | 1079.299 | 1079.299 | 1592.25 | 1813643.2174 | 388547.632 | 176249.5231 | 600688.805 | 440084.1581
3088 | 1270.866 | 248.2128 | 248.2128 | 241.6253 | 241.6253 | 1769.4 | 451273.893 | 86985.1238 | 39457.4187 | 1886598.1224 | 55718.8043
3089 | 1921.03 | 112.7817 | 112.7817 | 109.7885 | 109.7885 | 1815.4 | 209840.5067 | 39523.8711 | 17928.4671 | 3320005.6129 | 20266.9628
3090 | 1338.785 | 17.0698 | 17.0698 | 16.6168 | 16.6168 | 1807 | 31645.7897 | 5982.0327 | 2713.5165 | 2423534.3885 | 3207.0342
3091 | 1455.323 | 1137.4899 | 1137.4899 | 1107.3016 | 1107.3016 | 1788.9 | 2085362.8012 | 398628.5662 | 180822.3468 | 1182576.81 | 233751.362
3092 | 1472 | 1532.0234 | 1532.0234 | 1491.3644 | 1472 | 1852.35 | 2868887.9746 | 529920 | 240377.6 | 0 | 217340.8
3093 | 1682.4 | 1676.6383 | 1676.6383 | 1632.1413 | 1632.1413 | 1873.05 | 3210335.9993 | 587570.8558 | 266528.6688 | 170779.1775 | 207200.3337
3094 | 1751.2 | 1676.6383 | 1676.6383 | 1632.1413 | 1632.1413 | 1876 | 3214371.0106 | 587570.8558 | 266528.6688 | 404561.5775 | 202385.517
3095 | 1388 | 1444.5982 | 1444.5982 | 1406.2593 | 1388 | 1865.25 | 2724923.7698 | 499680 | 226660.4 | 0 | 187033
3096 | 0 | 0 | 0 | 0 | 0 | 1848.7 | 0 | 0 | 0 | 0 | 0
3097 | 0 | 0 | 0 | 0 | 0 | 1777.05 | 0 | 0 | 0 | 0 | 0
3098 | 0 | 0 | 0 | 0 | 0 | 1812.85 | 0 | 0 | 0 | 0 | 0
3099 | 0 | 0 | 0 | 0 | 0 | 1804.05 | 0 | 0 | 0 | 0 | 0
3100 | 0 | 0 | 0 | 0 | 0 | 1764.3 | 0 | 0 | 0 | 0 | 0
3101 | 0 | 0 | 0 | 0 | 0 | 1712.45 | 0 | 0 | 0 | 0 | 0
3102 | 0 | 0 | 0 | 0 | 0 | 1724.75 | 0 | 0 | 0 | 0 | 0
3103 | 596.8 | 437.5884 | 437.5884 | 425.975 | 425.975 | 1721.3 | 772515.3184 | 153351.0005 | 69561.7177 | 313122.2224 | 118719.2329
3104 | 559.198 | 582.0003 | 582.0003 | 566.5543 | 559.198 | 1726.4 | 1018601.1984 | 201311.28 | 91317.0334 | 0 | 152996.5728
3105 | 533.643 | 555.4033 | 555.4033 | 540.6632 | 533.643 | 1772 | 998291.0847 | 192111.48 | 87143.9019 | 0 | 121670.604
3106 | 918.03 | 955.4643 | 955.4643 | 930.1068 | 918.03 | 1726.65 | 1676419.4742 | 330490.8 | 149914.299 | 0 | 250943.5005
3107 | 967.693 | 1007.1524 | 1007.1524 | 980.4231 | 967.693 | 1522.7 | 1562068.0006 | 348369.48 | 158024.2669 | 0 | 461879.8689
3108 | 627.109 | 1369.8496 | 652.6805 | 1333.4945 | 627.109 | 1480.05 | 980709.8251 | 225759.24 | 102406.8997 | 0 | 326065.3246
3109 | 812.063 | 1314.1066 | 845.1763 | 1279.231 | 812.063 | 1477.3 | 1261070.2197 | 292342.68 | 132609.8879 | 0 | 424465.3301
3110 | 905.477 | 1581.5571 | 942.3994 | 1539.5835 | 905.477 | 1678.35 | 1606076.3656 | 325971.72 | 147864.3941 | 0 | 291246.6771
3111 | 596.201 | 2050.1159 | 620.5122 | 1995.7069 | 596.201 | 1700 | 1071427.7376 | 214632.36 | 97359.6233 | 0 | 178860.3
3112 | 817.356 | 480.8857 | 480.8857 | 468.1233 | 468.1233 | 1658.25 | 819464.9394 | 168524.3767 | 76444.5298 | 640143.5968 | 159981.127
3113 | 855.171 | 890.0421 | 890.0421 | 866.4209 | 855.171 | 1827.05 | 1644340.4526 | 307861.56 | 139649.4243 | 0 | 147901.8244
3114 | 864.861 | 900.1273 | 900.1273 | 876.2384 | 864.861 | 1822.65 | 1659695.2061 | 311349.96 | 141231.8013 | 0 | 153383.0983
3115 | 824.194 | 857.802 | 857.802 | 835.0364 | 824.194 | 1826.9 | 1583724.7462 | 296709.84 | 134590.8802 | 0 | 142667.9814
3116 | 626.4 | 651.9426 | 651.9426 | 634.6404 | 626.4 | 1873.5 | 1233032.6933 | 225504 | 102291.12 | 0 | 79239.6
3117 | 780 | 811.8059 | 811.8059 | 790.261 | 780 | 1832.25 | 1499337.8474 | 280800 | 127374 | 0 | 130845
3118 | 831.2 | 865.0937 | 865.0937 | 842.1346 | 831.2 | 1876 | 1639762.2677 | 299232 | 135734.96 | 0 | 103068.8
3119 | 764 | 795.1535 | 795.1535 | 774.0505 | 764 | 1865.25 | 1503219.7498 | 275040 | 124761.2 | 0 | 102949
3120 | 0 | 0 | 0 | 0 | 0 | 1847.5 | 0 | 0 | 0 | 0 | 0
3121 | 0 | 0 | 0 | 0 | 0 | 1777.05 | 0 | 0 | 0 | 0 | 0
3122 | 0 | 0 | 0 | 0 | 0 | 1712.15 | 0 | 0 | 0 | 0 | 0
3123 | 0 | 0 | 0 | 0 | 0 | 1704.55 | 0 | 0 | 0 | 0 | 0
3124 | 0 | 0 | 0 | 0 | 0 | 1699.1 | 0 | 0 | 0 | 0 | 0
3125 | 0 | 0 | 0 | 0 | 0 | 1674.8 | 0 | 0 | 0 | 0 | 0
3126 | 0 | 0 | 0 | 0 | 0 | 1646 | 0 | 0 | 0 | 0 | 0
3127 | 1606.824 | 1672.3451 | 1672.3451 | 1627.962 | 1606.824 | 1680 | 2842611.8946 | 578456.64 | 262394.3592 | 0 | 514183.68
3128 | 1031.203 | 1073.2522 | 1073.2522 | 1044.7686 | 1031.203 | 1575.05 | 1711851.1101 | 371233.08 | 168395.4499 | 0 | 438209.7149
3129 | 1251.649 | 1302.6872 | 1302.6872 | 1268.1146 | 1251.649 | 1721.6 | 2277346.4206 | 450593.64 | 204394.2817 | 0 | 348459.0816
3130 | 1182.361 | 1230.5739 | 1230.5739 | 1197.9151 | 1182.361 | 1696.45 | 2125140.5099 | 425649.96 | 193079.5513 | 0 | 358905.6815
3131 | 1327.158 | 1381.2752 | 1381.2752 | 1344.617 | 1327.158 | 1305.6 | 1841694.4088 | 477776.88 | 216724.9014 | 0 | 921578.5152
3132 | 662.126 | 1343.5117 | 689.1254 | 1307.8556 | 662.126 | 1300.95 | 912322.3005 | 238365.36 | 108125.1758 | 0 | 462859.1803
3133 | 803.013 | 1425.8267 | 835.7583 | 1387.9861 | 803.013 | 1522.2 | 1288658.3849 | 289084.68 | 131132.0229 | 0 | 383679.6114
3134 | 839.44 | 1059.4754 | 873.6697 | 1031.3575 | 839.44 | 1615.5 | 1433071.8856 | 302198.4 | 137080.552 | 0 | 322764.68
3135 | 881.612 | 2463.2907 | 917.5613 | 2397.9163 | 881.612 | 1770.75 | 1651228.7737 | 317380.32 | 143967.2396 | 0 | 202109.551
3136 | 723.729 | 1609.1107 | 753.2403 | 1566.4057 | 723.729 | 1819.45 | 1390918.8188 | 260542.44 | 118184.9457 | 0 | 130669.2709
3137 | 1037.81 | 713.2787 | 713.2787 | 694.3487 | 694.3487 | 1851.55 | 1354341.0018 | 249965.5156 | 113387.1353 | 629564.6466 | 103076.0577
3138 | 1280.783 | 154.675 | 154.675 | 150.5701 | 150.5701 | 1826.95 | 290302.6771 | 54205.2186 | 24588.0894 | 2071680.3342 | 26056.1475
3139 | 1299.258 | 0 | 0 | 0 | 0 | 1822.4 | 0 | 0 | 0 | 2381539.914 | 0
3140 | 1091.2 | 363.6193 | 363.6193 | 353.9691 | 353.9691 | 1870.2 | 697078.6691 | 127428.8588 | 57803.1462 | 1351344.3274 | 45945.183
3141 | 1475.2 | 1535.3539 | 1535.3539 | 1494.6065 | 1475.2 | 1824.25 | 2827063.115 | 531072 | 240900.16 | 0 | 259266.4
3142 | 901.6 | 938.3644 | 938.3644 | 913.4607 | 901.6 | 1876 | 1775399.5962 | 324576 | 147231.28 | 0 | 111798.4
3143 | 1424.8 | 1482.8988 | 1482.8988 | 1443.5434 | 1424.8 | 1865.25 | 2796247.4475 | 512928 | 232669.84 | 0 | 191991.8
3144 | 0 | 0 | 0 | 0 | 0 | 1848.7 | 0 | 0 | 0 | 0 | 0
3145 | 0 | 0 | 0 | 0 | 0 | 1821 | 0 | 0 | 0 | 0 | 0
3146 | 0 | 0 | 0 | 0 | 0 | 1813.8 | 0 | 0 | 0 | 0 | 0
3147 | 0 | 0 | 0 | 0 | 0 | 1806.2 | 0 | 0 | 0 | 0 | 0
3148 | 0 | 0 | 0 | 0 | 0 | 1802.05 | 0 | 0 | 0 | 0 | 0
3149 | 0 | 0 | 0 | 0 | 0 | 1799.8 | 0 | 0 | 0 | 0 | 0
3150 | 0 | 0 | 0 | 0 | 0 | 1800.35 | 0 | 0 | 0 | 0 | 0
3151 | 1360.959 | 1416.4545 | 1416.4545 | 1378.8626 | 1360.959 | 1751.75 | 2514364.555 | 489945.24 | 222244.6047 | 0 | 337858.0718
3152 | 1089.279 | 1133.6963 | 1133.6963 | 1103.6086 | 1089.279 | 1721.2 | 1980710.1969 | 392140.44 | 177879.2607 | 0 | 303690.9852
3153 | 1352.296 | 1407.4383 | 1407.4383 | 1370.0856 | 1352.296 | 1761.75 | 2518655.4239 | 486826.56 | 220829.9368 | 0 | 322184.522
3154 | 1592.847 | 1657.7982 | 1657.7982 | 1613.8011 | 1592.847 | 1766.05 | 2981693.3832 | 573424.92 | 260111.9151 | 0 | 372646.5556
3155 | 1626.609 | 1692.9369 | 1692.9369 | 1648.0073 | 1626.609 | 1622.7 | 2798896.3729 | 585579.24 | 265625.2497 | 0 | 613719.5757
3156 | 1541.713 | 1604.5791 | 1604.5791 | 1561.9945 | 1541.713 | 1448.25 | 2363797.8061 | 555016.68 | 251761.7329 | 0 | 850640.1478
3157 | 1622.298 | 1688.4501 | 1688.4501 | 1643.6396 | 1622.298 | 1514.75 | 2596088.195 | 584027.28 | 264921.2634 | 0 | 787220.1045
3158 | 1448.694 | 1507.7671 | 1507.7671 | 1467.7518 | 1448.694 | 1721 | 2636563.8929 | 521529.84 | 236571.7302 | 0 | 404185.626
3159 | 1620.387 | 1561.7647 | 1561.7647 | 1520.3163 | 1520.3163 | 1812 | 2916796.1453 | 547313.8657 | 248267.6507 | 183429.6051 | 285819.4632
3160 | 1509.994 | 1028.0439 | 1028.0439 | 1000.7602 | 1000.7602 | 1807.65 | 1910115.1119 | 360273.6735 | 163424.1413 | 933425.548 | 192496.2252
3161 | 1315.27 | 776.0438 | 776.0438 | 755.448 | 755.448 | 1836.8 | 1460978.8169 | 271961.2759 | 123364.6565 | 1026153.7471 | 123289.1117
3162 | 1693.54 | 168.4487 | 168.4487 | 163.9781 | 163.9781 | 1800.8 | 311541.1505 | 59032.1329 | 26777.6314 | 2803686.8767 | 32664.4469
3163 | 1887.87 | 972.3707 | 972.3707 | 946.5645 | 946.5645 | 1755.25 | 1749053.9825 | 340763.2233 | 154573.9843 | 3198556.0582 | 231671.6636
3164 | 1574.4 | 1638.599 | 1638.599 | 1595.1115 | 1574.4 | 1850.6 | 3063193.2386 | 566784 | 257099.52 | 0 | 235215.36
3165 | 1738.4 | 1676.6383 | 1676.6383 | 1632.1413 | 1632.1413 | 1813.1 | 3109877.484 | 587570.8558 | 266528.6688 | 361067.1775 | 305047.2027
3166 | 1488 | 1548.6759 | 1548.6759 | 1507.5749 | 1488 | 1862.2 | 2910369.7821 | 535680 | 242990.4 | 0 | 205046.4
3167 | 1567.2 | 1631.1054 | 1631.1054 | 1587.8167 | 1567.2 | 1854.3 | 3057084.0566 | 564192 | 255923.76 | 0 | 228341.04
3168 | 0 | 0 | 0 | 0 | 0 | 1837.05 | 0 | 0 | 0 | 0 | 0
3169 | 0 | 0 | 0 | 0 | 0 | 1770.75 | 0 | 0 | 0 | 0 | 0
3170 | 0 | 0 | 0 | 0 | 0 | 1808.65 | 0 | 0 | 0 | 0 | 0
3171 | 0 | 0 | 0 | 0 | 0 | 1801.25 | 0 | 0 | 0 | 0 | 0
3172 | 0 | 0 | 0 | 0 | 0 | 1795.55 | 0 | 0 | 0 | 0 | 0
3173 | 0 | 0 | 0 | 0 | 0 | 1791.5 | 0 | 0 | 0 | 0 | 0
3174 | 0 | 0 | 0 | 0 | 0 | 1787.25 | 0 | 0 | 0 | 0 | 0
3175 | 1222.398 | 415.7404 | 415.7404 | 404.7068 | 404.7068 | 1779.4 | 760005.4442 | 145694.4655 | 66088.6284 | 1498827.8805 | 89278.3308
3176 | 1224.246 | 1190.2261 | 1190.2261 | 1158.6381 | 1158.6381 | 1691.45 | 2076329.41 | 417109.7318 | 189205.6089 | 120259.2004 | 357497.7993
3177 | 1405.356 | 1462.6619 | 1462.6619 | 1423.8437 | 1405.356 | 1598.7 | 2375488.4148 | 505928.16 | 229494.6348 | 0 | 563969.3628
3178 | 1702.904 | 1772.343 | 1772.343 | 1725.3059 | 1702.904 | 1552.25 | 2794927.4418 | 613045.44 | 278084.2232 | 0 | 762475.266
3179 | 1163.639 | 1271.6638 | 1211.0885 | 1237.9145 | 1163.639 | 1498.85 | 1841256.8736 | 418910.04 | 190022.2487 | 0 | 583157.6849
3180 | 1654.093 | 1721.5416 | 1721.5416 | 1675.8528 | 1654.093 | 1463.15 | 2564146.9182 | 595473.48 | 270113.3869 | 0 | 887999.827
3181 | 1527.881 | 1590.1831 | 1590.1831 | 1547.9805 | 1527.881 | 1426.25 | 2314156.7959 | 550037.16 | 249502.9673 | 0 | 876621.7237
3182 | 1582.693 | 1666.4772 | 1647.2291 | 1622.2498 | 1582.693 | 1524.25 | 2561794.5296 | 569769.48 | 258453.7669 | 0 | 752966.1948
3183 | 1693.198 | 2409.8854 | 1762.2412 | 2345.9283 | 1693.198 | 1347 | 2415881.658 | 609551.28 | 276499.2334 | 0 | 1105658.294
3184 | 1547.887 | 1260.6357 | 1260.6357 | 1227.1791 | 1227.1791 | 1477.8 | 1922118.6133 | 441784.4769 | 200398.3474 | 587857.5761 | 640832.9273
3185 | 1494.49 | 792.4599 | 792.4599 | 771.4285 | 771.4285 | 1662.5 | 1359526.1048 | 277714.2544 | 125974.2715 | 1325371.7578 | 260357.1135
3186 | 1557.6 | 174.3655 | 174.3655 | 169.7379 | 169.7379 | 1761.7 | 316130.6963 | 61105.6562 | 27718.2046 | 2543951.1671 | 40448.5497
3187 | 1736.8 | 1371.7678 | 1371.7678 | 1335.3618 | 1335.3618 | 1826.2 | 2574547.9371 | 480730.2417 | 218064.5791 | 1364087.0632 | 232085.8778
3188 | 1518.4 | 1580.3155 | 1580.3155 | 1538.3748 | 1518.4 | 1836.85 | 2942784.7519 | 546624 | 247954.72 | 0 | 247726.96
3189 | 1556 | 1619.4487 | 1619.4487 | 1576.4694 | 1556 | 1838.85 | 3020337.6231 | 560160 | 254094.8 | 0 | 250749.4
3190 | 1313.6 | 1367.1644 | 1367.1644 | 1330.8806 | 1313.6 | 1844.4 | 2553437.5402 | 472896 | 214510.88 | 0 | 204396.16
3191 | 1468.8 | 1528.693 | 1528.693 | 1488.1223 | 1468.8 | 1839.65 | 2846640.9191 | 528768 | 239855.04 | 0 | 235522.08
3192 | 0 | 0 | 0 | 0 | 0 | 1822.3 | 0 | 0 | 0 | 0 | 0
3193 | 0 | 0 | 0 | 0 | 0 | 1785.05 | 0 | 0 | 0 | 0 | 0
3194 | 0 | 0 | 0 | 0 | 0 | 1712.5 | 0 | 0 | 0 | 0 | 0
3195 | 0 | 0 | 0 | 0 | 0 | 1704.55 | 0 | 0 | 0 | 0 | 0
3196 | 0 | 0 | 0 | 0 | 0 | 1678.15 | 0 | 0 | 0 | 0 | 0
3197 | 0 | 0 | 0 | 0 | 0 | 1695.75 | 0 | 0 | 0 | 0 | 0
3198 | 0 | 0 | 0 | 0 | 0 | 1696.4 | 0 | 0 | 0 | 0 | 0
3199 | 1067.464 | 451.8741 | 451.8741 | 439.8816 | 439.8816 | 1700.95 | 786048.6022 | 158357.3648 | 71832.6602 | 1150358.5962 | 131546.5832
3200 | 1283.562 | 1272.7149 | 1272.7149 | 1238.9378 | 1238.9378 | 1676 | 2184463.9227 | 446017.6012 | 202318.5397 | 81796.1933 | 401415.8411
3201 | 1599.831 | 1665.067 | 1665.067 | 1620.877 | 1599.831 | 1780.7 | 3005070.1228 | 575939.16 | 261252.4023 | 0 | 350842.9383
3202 | 1734.369 | 1805.091 | 1805.091 | 1757.1849 | 1734.369 | 1789.05 | 3281141.2431 | 624372.84 | 283222.4577 | 0 | 365865.1406
3203 | 1623.038 | 1813.2028 | 1689.2203 | 1765.0814 | 1623.038 | 1794.1 | 3088427.9656 | 584293.68 | 265042.1054 | 0 | 334183.5242
3204 | 1636.443 | 2021.4623 | 1703.1719 | 1967.8137 | 1636.443 | 1707.55 | 2954987.3034 | 589119.48 | 267231.1419 | 0 | 478577.7554
3205 | 1725.917 | 1982.686 | 1796.2944 | 1930.0666 | 1725.917 | 1686.4 | 3071357.4109 | 621330.12 | 281842.2461 | 0 | 541247.5712
3206 | 2012.075 | 2094.121 | 2094.121 | 2038.5441 | 2012.075 | 1758.95 | 3735379.5531 | 724347 | 328571.8475 | 0 | 485010.6788
3207 | 1948.007 | 2160.0708 | 2027.4405 | 2102.7437 | 1948.007 | 1829.85 | 3758638.682 | 701282.52 | 318109.5431 | 0 | 331453.3911
3208 | 1556.628 | 2080.8771 | 1620.1023 | 2025.6517 | 1556.628 | 1876.95 | 3075927.3307 | 560386.08 | 254197.3524 | 0 | 191543.0754
3209 | 1721.903 | 1074.8185 | 1074.8185 | 1046.2934 | 1046.2934 | 1907.4 | 2096961.1046 | 376665.6321 | 170859.7159 | 1238392.3555 | 96886.7709
3210 | 1737.852 | 178.4193 | 178.4193 | 173.6842 | 173.6842 | 1876.95 | 342752.0286 | 62526.3023 | 28362.6255 | 2867119.6265 | 21371.8375
3211 | 1568.995 | 953.4806 | 953.4806 | 928.1757 | 928.1757 | 1867.7 | 1826548.3829 | 334143.2676 | 151571.0989 | 2177503.8346 | 122797.6508
3212 | 1459.2 | 1518.7015 | 1518.7015 | 1478.396 | 1459.2 | 1873.5 | 2875241.6152 | 525312 | 238287.36 | 0 | 184588.8
3213 | 1577.6 | 1641.9295 | 1641.9295 | 1598.3536 | 1577.6 | 1873.05 | 3100150.9289 | 567936 | 257622.08 | 0 | 200276.32
3214 | 1764.8 | 1676.6383 | 1676.6383 | 1632.1413 | 1632.1413 | 1876 | 3208851.8089 | 587570.8558 | 266528.6688 | 450774.3775 | 202385.517
3215 | 1724 | 1676.6383 | 1676.6383 | 1632.1413 | 1632.1413 | 1865.25 | 3195583.6309 | 587570.8558 | 266528.6688 | 312135.9775 | 219931.0356
3216 | 0 | 0 | 0 | 0 | 0 | 1848.7 | 0 | 0 | 0 | 0 | 0
3217 | 0 | 0 | 0 | 0 | 0 | 1827.05 | 0 | 0 | 0 | 0 | 0
3218 | 0 | 0 | 0 | 0 | 0 | 1812.85 | 0 | 0 | 0 | 0 | 0
3219 | 0 | 0 | 0 | 0 | 0 | 1805.25 | 0 | 0 | 0 | 0 | 0
3220 | 0 | 0 | 0 | 0 | 0 | 1799.8 | 0 | 0 | 0 | 0 | 0
3221 | 0 | 0 | 0 | 0 | 0 | 1796.45 | 0 | 0 | 0 | 0 | 0
3222 | 0 | 0 | 0 | 0 | 0 | 1796.75 | 0 | 0 | 0 | 0 | 0
3223 | 1482.886 | 0 | 0 | 0 | 0 | 1801.3 | 0 | 0 | 0 | 2718130.038 | 0
3224 | 905.259 | 0 | 0 | 0 | 0 | 1827.1 | 0 | 0 | 0 | 1659339.747 | 0
3225 | 1293.998 | 0 | 0 | 0 | 0 | 1872.7 | 0 | 0 | 0 | 2371898.334 | 0
3226 | 1538.464 | 67.3258 | 67.3258 | 65.539 | 65.539 | 1868.25 | 129018.7492 | 23594.0328 | 10702.5154 | 2699871.5617 | 1006.1748
3227 | 1566.084 | 699.6029 | 699.6029 | 681.0358 | 681.0358 | 1794.8 | 1291821.3422 | 245172.8865 | 111213.1454 | 1622293.3584 | 135749.8548
3228 | 1519.876 | 991.6865 | 991.6865 | 965.3677 | 965.3677 | 1789.95 | 1821154.6919 | 347532.3559 | 157644.5381 | 1016413.7957 | 202409.8514
3229 | 2001.861 | 526.8131 | 526.8131 | 512.8318 | 512.8318 | 1754.6 | 944839.0279 | 184619.4403 | 83745.4295 | 2729390.5626 | 109519.3206
3230 | 1474.906 | 463.6317 | 463.6317 | 451.3272 | 451.3272 | 1809.7 | 860175.0451 | 162477.7857 | 73701.7289 | 1876219.9724 | 85887.5628
3231 | 1790.369 | 1855.9777 | 1855.9777 | 1806.7211 | 1790.369 | 1837.85 | 3462590.0288 | 644532.84 | 292367.2577 | 0 | 290308.3334
3232 | 1829.06 | 922.7152 | 922.7152 | 898.2269 | 898.2269 | 1857 | 1753123.0899 | 323361.6758 | 146680.449 | 1706217.1142 | 128446.4434
3233 | 1677.484 | 85.4041 | 85.4041 | 83.1375 | 83.1375 | 1901.9 | 165835.2351 | 29929.4945 | 13576.3513 | 2922437.1623 | 8155.7873
3234 | 2026.099 | 13.6862 | 13.6862 | 13.323 | 13.323 | 1857 | 25998.0576 | 4796.2765 | 2175.6443 | 3689418.4261 | 1905.1876
3235 | 1587.2 | 1234.9066 | 1234.9066 | 1202.1329 | 1202.1329 | 1847.75 | 2333749.5017 | 432767.8419 | 196308.3016 | 1308458.0256 | 183024.7331
3236 | 1344 | 1398.804 | 1398.804 | 1361.6805 | 1344 | 1874.7 | 2645641.933 | 483840 | 219475.2 | 0 | 168403.2
3237 | 1775.2 | 1676.6383 | 1676.6383 | 1632.1413 | 1632.1413 | 1874.25 | 3211233.2775 | 587570.8558 | 266528.6688 | 486113.5775 | 205241.7642
3238 | 1706.4 | 1676.6383 | 1676.6383 | 1632.1413 | 1632.1413 | 1876 | 3210919.2415 | 587570.8558 | 266528.6688 | 252331.1775 | 202385.517
3239 | 1422.4 | 1480.4009 | 1480.4009 | 1441.1119 | 1422.4 | 1865.25 | 2789075.7917 | 512064 | 232277.92 | 0 | 191668.4
3240 | 0 | 0 | 0 | 0 | 0 | 1848.7 | 0 | 0 | 0 | 0 | 0
3241 | 0 | 0 | 0 | 0 | 0 | 1785.05 | 0 | 0 | 0 | 0 | 0
3242 | 0 | 0 | 0 | 0 | 0 | 1812.85 | 0 | 0 | 0 | 0 | 0
3243 | 0 | 0 | 0 | 0 | 0 | 1805.25 | 0 | 0 | 0 | 0 | 0
3244 | 0 | 0 | 0 | 0 | 0 | 1799.8 | 0 | 0 | 0 | 0 | 0
3245 | 0 | 0 | 0 | 0 | 0 | 1796.45 | 0 | 0 | 0 | 0 | 0
3246 | 0 | 0 | 0 | 0 | 0 | 1796.75 | 0 | 0 | 0 | 0 | 0
3247 | 1055.099 | 0 | 0 | 0 | 0 | 1800.1 | 0 | 0 | 0 | 1933996.467 | 0
3248 | 1425.043 | 0 | 0 | 0 | 0 | 1726.75 | 0 | 0 | 0 | 2612103.819 | 0
3249 | 1508.333 | 307.152 | 307.152 | 299.0003 | 299.0003 | 1830.7 | 576825.2826 | 107640.1151 | 48826.7522 | 2216706.8028 | 50620.7541
3250 | 1700.252 | 1769.5828 | 1769.5828 | 1722.6191 | 1700.252 | 1846.2 | 3319151.3498 | 612090.72 | 277651.1516 | 0 | 261498.7576
3251 | 1839.549 | 1914.5599 | 1914.5599 | 1863.7485 | 1839.549 | 1711.7 | 3339963.5798 | 662237.64 | 300398.3517 | 0 | 530341.9767
3252 | 1816.85 | 1890.9353 | 1890.9353 | 1840.7509 | 1816.85 | 1604.7 | 3082549.8553 | 654066 | 296691.605 | 0 | 718200.805
3253 | 1707.886 | 1777.5281 | 1777.5281 | 1730.3535 | 1707.886 | 1483.7 | 2673294.6601 | 614838.96 | 278897.7838 | 0 | 881781.5418
3254 | 1728.169 | 1798.6382 | 1798.6382 | 1750.9033 | 1728.169 | 1767.45 | 3227257.0258 | 622140.84 | 282209.9977 | 0 | 401885.701
3255 | 1703.789 | 1773.2641 | 1773.2641 | 1726.2026 | 1703.789 | 1821.15 | 3272986.9227 | 613364.04 | 278228.7437 | 0 | 304722.6626
3256 | 1569.14 | 1633.1245 | 1633.1245 | 1589.7823 | 1569.14 | 1820.15 | 3007514.474 | 564890.4 | 256240.562 | 0 | 282209.829
3257 | 1690.426 | 882.9794 | 882.9794 | 859.5456 | 859.5456 | 1864.2 | 1684931.4543 | 309436.4257 | 140363.8009 | 1523003.7239 | 116726.2961
3258 | 1602.301 | 191.1959 | 191.1959 | 186.1217 | 186.1217 | 1785.8 | 350061.3968 | 67003.7997 | 30393.668 | 2595856.7197 | 39867.2608
3259 | 1476.806 | 1417.8232 | 1417.8232 | 1380.1949 | 1380.1949 | 1768.2 | 2565724.6982 | 496870.1679 | 225385.8289 | 328284.4813 | 319929.1803
3260 | 1332.8 | 1387.1473 | 1387.1473 | 1350.3332 | 1332.8 | 1774.35 | 2486396.1269 | 479808 | 217646.24 | 0 | 300746.32
3261 | 1378.4 | 1434.6067 | 1434.6067 | 1396.5331 | 1378.4 | 1772.3 | 2564644.8489 | 496224 | 225092.72 | 0 | 313861.68
3262 | 1814.4 | 1676.6383 | 1676.6383 | 1632.1413 | 1632.1413 | 1876 | 3212782.4964 | 587570.8558 | 266528.6688 | 619315.1775 | 202385.517
3263 | 1490.4 | 1551.1737 | 1551.1737 | 1510.0064 | 1490.4 | 1865.25 | 2925319.0906 | 536544 | 243382.32 | 0 | 200831.4
3264 | 0 | 0 | 0 | 0 | 0 | 1848.7 | 0 | 0 | 0 | 0 | 0
3265 | 0 | 0 | 0 | 0 | 0 | 1726.35 | 0 | 0 | 0 | 0 | 0
3266 | 0 | 0 | 0 | 0 | 0 | 1707.5 | 0 | 0 | 0 | 0 | 0
3267 | 0 | 0 | 0 | 0 | 0 | 1704.55 | 0 | 0 | 0 | 0 | 0
3268 | 0 | 0 | 0 | 0 | 0 | 1598.3 | 0 | 0 | 0 | 0 | 0
3269 | 0 | 0 | 0 | 0 | 0 | 1594.95 | 0 | 0 | 0 | 0 | 0
3270 | 0 | 0 | 0 | 0 | 0 | 1675.1 | 0 | 0 | 0 | 0 | 0
3271 | 1106.227 | 0 | 0 | 0 | 0 | 1680 | 0 | 0 | 0 | 2027714.091 | 0
3272 | 998.236 | 324.7421 | 324.7421 | 316.1237 | 316.1237 | 1625.6 | 541213.4998 | 113804.5158 | 51622.9928 | 1250311.9286 | 118356.6964
3273 | 1435.791 | 1494.338 | 1494.338 | 1454.679 | 1435.791 | 1772 | 2684103.8002 | 516884.76 | 234464.6703 | 0 | 327360.348
3274 | 1831.647 | 1906.3357 | 1906.3357 | 1855.7426 | 1831.647 | 1722.4 | 3336126.6772 | 659392.92 | 299107.9551 | 0 | 508465.2072
3275 | 1511.408 | 1573.0384 | 1573.0384 | 1531.2908 | 1511.408 | 1065.9 | 1706954.5066 | 544106.88 | 246812.9264 | 0 | 1411806.2128
3276 | 1131.45 | 1177.5869 | 1177.5869 | 1146.3344 | 1131.45 | 381.65 | 456584.7218 | 407322 | 184765.785 | 0 | 1831082.1075
3277 | 1343.015 | 1178.79 | 1178.79 | 1147.5056 | 1147.5056 | 718.95 | 869163.0541 | 413102.0142 | 187387.6637 | 358368.7392 | 1470012.0426
3278 | 1463.195 | 1522.8594 | 1522.8594 | 1482.4435 | 1463.195 | 1580.45 | 2440274.5929 | 526750.2 | 238939.7435 | 0 | 613883.4622
3279 | 1538.188 | 1600.9104 | 1600.9104 | 1558.4231 | 1538.188 | 1695.75 | 2755583.7266 | 553747.68 | 251186.1004 | 0 | 467993.699
3280 | 1937.529 | 524.8939 | 524.8939 | 510.9635 | 510.9635 | 1819.45 | 979745.5066 | 183946.8674 | 83440.3429 | 2614894.5236 | 92254.4637
3281 | 1784.662 | 520.7371 | 520.7371 | 506.917 | 506.917 | 1807.05 | 962010.8699 | 182490.1124 | 82779.5427 | 2342106.6235 | 97809.6311
3282 | 1641.186 | 144.8626 | 144.8626 | 141.018 | 141.018 | 1735.4 | 257517.3116 | 50766.489 | 23028.2435 | 2749807.8981 | 37313.3694
3283 | 1082.752 | 1126.9032 | 1126.9032 | 1096.9958 | 1082.752 | 1717.8 | 1954224.3531 | 389790.72 | 176813.4016 | 0 | 305552.6144
3284 | 1290.4 | 1343.0184 | 1343.0184 | 1307.3754 | 1290.4 | 1774.35 | 2409510.9379 | 464544 | 210722.32 | 0 | 291178.76
3285 | 1324.8 | 1378.8211 | 1378.8211 | 1342.2279 | 1324.8 | 1773.9 | 2473033.8775 | 476928 | 216339.84 | 0 | 299537.28
3286 | 1139.2 | 1185.6529 | 1185.6529 | 1154.1863 | 1139.2 | 1873.6 | 2240543.2063 | 410112 | 186031.36 | 0 | 143994.88
3287 | 1259.2 | 1310.5461 | 1310.5461 | 1275.765 | 1259.2 | 1822.05 | 2413576.4974 | 453312 | 205627.36 | 0 | 224074.64
3288 | 0 | 0 | 0 | 0 | 0 | 1748.7 | 0 | 0 | 0 | 0 | 0
3289 | 0 | 0 | 0 | 0 | 0 | 1734.7 | 0 | 0 | 0 | 0 | 0
3290 | 0 | 0 | 0 | 0 | 0 | 1712.15 | 0 | 0 | 0 | 0 | 0
3291 | 0 | 0 | 0 | 0 | 0 | 1704.55 | 0 | 0 | 0 | 0 | 0
3292 | 0 | 0 | 0 | 0 | 0 | 1657.2 | 0 | 0 | 0 | 0 | 0
3293 | 0 | 0 | 0 | 0 | 0 | 1653.85 | 0 | 0 | 0 | 0 | 0
3294 | 0 | 0 | 0 | 0 | 0 | 1675.1 | 0 | 0 | 0 | 0 | 0
3295 | 1182.657 | 454.8226 | 454.8226 | 442.7518 | 442.7518 | 1700.6 | 790345.094 | 159390.6615 | 72301.3751 | 1356246.163 | 132559.9001
3296 | 936.672 | 974.8665 | 974.8665 | 948.9941 | 936.672 | 1655.05 | 1627919.4404 | 337201.92 | 152958.5376 | 0 | 323105.0064
3297 | 1006.925 | 1047.9842 | 1047.9842 | 1020.1712 | 1006.925 | 1772.35 | 1874102.8251 | 362493 | 164430.8525 | 0 | 229226.4763
3298 | 980.994 | 1020.9958 | 1020.9958 | 993.8991 | 980.994 | 1789.4 | 1851400.3931 | 353157.84 | 160196.3202 | 0 | 206597.3364
3299 | 1100.227 | 1145.0907 | 1145.0907 | 1114.7006 | 1100.227 | 1770.8 | 2065354.6504 | 396081.72 | 179667.0691 | 0 | 252172.0284
3300 | 1192.407 | 1307.4821 | 1241.0306 | 1272.7822 | 1192.407 | 1605.9 | 2024786.7647 | 429266.52 | 194720.0631 | 0 | 469927.5987
3301 | 1178.5 | 1314.2815 | 1226.5565 | 1279.4012 | 1178.5 | 1582.8 | 1965593.4238 | 424260 | 192449.05 | 0 | 491670.2
3302 | 1218.473 | 1602.6329 | 1268.1595 | 1560.0999 | 1218.473 | 1817.7 | 2333433.3178 | 438650.28 | 198976.6409 | 0 | 222127.6279
3303 | 1017.622 | 1115.5014 | 1059.1174 | 1085.8966 | 1017.622 | 1919.45 | 2054266.9984 | 366343.92 | 166177.6726 | 0 | 81969.4521
3304 | 339.258 | 2020.1457 | 353.0919 | 1966.5321 | 339.258 | 1920.15 | 683567.6277 | 122132.88 | 55400.8314 | 0 | 27089.7513
3305 | 224.739 | 1076.1861 | 233.9031 | 1047.6247 | 224.739 | 1907.4 | 449513.6627 | 80906.04 | 36699.8787 | 0 | 20810.8314
3306 | 209.471 | 220.7862 | 218.0126 | 214.9267 | 209.471 | 1836.15 | 404088.191 | 75409.56 | 34206.6143 | 0 | 34321.8233
3307 | 115.054 | 119.7455 | 119.7455 | 116.5676 | 115.054 | 1768.55 | 214025.3972 | 41419.44 | 18788.3182 | 0 | 26629.2483
3308 | 0 | 0 | 0 | 0 | 0 | 1774.35 | 0 | 0 | 0 | 0 | 0
3309 | 0 | 0 | 0 | 0 | 0 | 1701.3 | 0 | 0 | 0 | 0 | 0
3310 | 0 | 0 | 0 | 0 | 0 | 1876 | 0 | 0 | 0 | 0 | 0
3311 | 0 | 0 | 0 | 0 | 0 | 1864.05 | 0 | 0 | 0 | 0 | 0
3312 | 0 | 0 | 0 | 0 | 0 | 1805.5 | 0 | 0 | 0 | 0 | 0
3313 | 0 | 0 | 0 | 0 | 0 | 1728.65 | 0 | 0 | 0 | 0 | 0
3314 | 0 | 0 | 0 | 0 | 0 | 1713.8 | 0 | 0 | 0 | 0 | 0
3315 | 0 | 0 | 0 | 0 | 0 | 1705.5 | 0 | 0 | 0 | 0 | 0
3316 | 0 | 0 | 0 | 0 | 0 | 1701.35 | 0 | 0 | 0 | 0 | 0
3317 | 0 | 0 | 0 | 0 | 0 | 1648.7 | 0 | 0 | 0 | 0 | 0
3318 | 0 | 0 | 0 | 0 | 0 | 1598.85 | 0 | 0 | 0 | 0 | 0
3319 | 79.923 | 170.1899 | 83.181 | 165.6732 | 79.923 | 1629.7 | 135580.0855 | 28772.28 | 13051.4259 | 0 | 29595.4869
3320 | 156.96 | 1451.9294 | 163.3603 | 1413.396 | 156.96 | 1505.95 | 246067.5457 | 56505.6 | 25631.568 | 0 | 77546.088
3321 | 637.627 | 2378.5673 | 663.6274 | 2315.4415 | 637.627 | 1761.75 | 1172578.0818 | 229545.72 | 104124.4891 | 0 | 151914.6328
3322 | 1024.991 | 3055.7394 | 1066.7868 | 2974.6417 | 1024.991 | 1754.4 | 1885621.426 | 368996.76 | 167381.0303 | 0 | 251737.7896
3323 | 1410.943 | 2555.924 | 1468.4767 | 2488.0912 | 1410.943 | 1491.1 | 2212474.0466 | 507939.48 | 230406.9919 | 0 | 718028.8927
3324 | 1071.439 | 2706.8013 | 1115.1288 | 2634.9643 | 1071.439 | 1105.45 | 1247445.6781 | 385718.04 | 174965.9887 | 0 | 958455.7574
3325 | 1560.347 | 3652.7154 | 1623.9729 | 3555.7744 | 1560.347 | 716.05 | 1173031.4474 | 561724.92 | 254804.6651 | 0 | 2003407.5307
3326 | 1408.139 | 2679.8806 | 1465.5584 | 2608.758 | 1408.139 | 1721 | 2533731.3064 | 506930.04 | 229949.0987 | 0 | 392870.781
3327 | 996.949 | 212.384 | 212.384 | 206.7475 | 206.7475 | 1807 | 389284.7078 | 74429.0921 | 33761.8632 | 1448439.3895 | 39902.2633
3328 | 1328.349 | 516.4543 | 516.4543 | 502.7478 | 502.7478 | 1807.65 | 946840.5527 | 180989.2244 | 82098.7232 | 1513326.916 | 96703.5481
3329 | 1340.192 | 1027.7983 | 1027.7983 | 1000.5211 | 1000.5211 | 1788 | 1863188.2307 | 360187.5958 | 163385.0955 | 622616.7607 | 212110.4731
3330 | 1479.054 | 185.9972 | 185.9972 | 181.061 | 181.061 | 1701.6 | 321879.6163 | 65181.9441 | 29567.2541 | 2379221.25 | 54028.5892
3331 | 1458.236 | 1517.6982 | 1517.6982 | 1477.4193 | 1458.236 | 1654.85 | 2524593.1587 | 524964.96 | 238129.9388 | 0 | 503310.1554
3332 | 1057.6 | 1100.7255 | 1100.7255 | 1071.5129 | 1057.6 | 1752.65 | 1943078.9619 | 380736 | 172706.08 | 0 | 261597.36
3333 | 1518.4 | 1580.3155 | 1580.3155 | 1538.3748 | 1518.4 | 1754.75 | 2786801.4755 | 546624 | 247954.72 | 0 | 372387.6
3334 | 1292 | 1344.6836 | 1344.6836 | 1308.9964 | 1292 | 1839.85 | 2483332.0788 | 465120 | 210983.6 | 0 | 206913.8
3335 | 1396.8 | 1453.757 | 1453.757 | 1415.1751 | 1396.8 | 1831.95 | 2674053.5626 | 502848 | 228097.44 | 0 | 234732.24
3336 | 0 | 0 | 0 | 0 | 0 | 1745.05 | 0 | 0 | 0 | 0 | 0
3337 | 0 | 0 | 0 | 0 | 0 | 1641.3 | 0 | 0 | 0 | 0 | 0
3338 | 0 | 0 | 0 | 0 | 0 | 1707.95 | 0 | 0 | 0 | 0 | 0
3339 | 0 | 0 | 0 | 0 | 0 | 1700.55 | 0 | 0 | 0 | 0 | 0
3340 | 0 | 0 | 0 | 0 | 0 | 1694.85 | 0 | 0 | 0 | 0 | 0
3341 | 0 | 0 | 0 | 0 | 0 | 1690.8 | 0 | 0 | 0 | 0 | 0
3342 | 0 | 0 | 0 | 0 | 0 | 1636.15 | 0 | 0 | 0 | 0 | 0
3343 | 1413.981 | 431.9276 | 431.9276 | 420.4645 | 420.4645 | 1678.7 | 737638.0431 | 151367.2022 | 68661.8448 | 1821115.8351 | 135095.228
3344 | 1218.646 | 1268.3385 | 1268.3385 | 1234.6775 | 1218.646 | 1231.2 | 1568203.5642 | 438712.56 | 199004.8918 | 0 | 936895.0448
3345 | 1283.48 | 1335.8162 | 1335.8162 | 1300.3644 | 1283.48 | 669.2 | 898003.6632 | 462052.8 | 209592.284 | 0 | 1708055.184
3346 | 1235.312 | 1390.8098 | 1285.6851 | 1353.8985 | 1235.312 | 1059.65 | 1367415.9127 | 444712.32 | 201726.4496 | 0 | 1161625.6392
3347 | 1227.421 | 1277.4713 | 1277.4713 | 1243.5679 | 1227.421 | 694.3 | 888541.3447 | 441871.56 | 200437.8493 | 0 | 1602643.5997
3348 | 1268.221 | 2006.703 | 1319.935 | 1953.4462 | 1268.221 | 1074.35 | 1424575.1718 | 456559.56 | 207100.4893 | 0 | 1173928.7686
3349 | 1361.861 | 1417.3933 | 1417.3933 | 1379.7765 | 1361.861 | 1075.95 | 1532706.7569 | 490269.96 | 222391.9013 | 0 | 1258427.6571
3350 | 1362.378 | 1417.9314 | 1417.9314 | 1380.3003 | 1362.378 | 1088.35 | 1552148.1934 | 490456.08 | 222476.3274 | 0 | 1242011.9037
3351 | 1092.7 | 523.7064 | 523.7064 | 509.8075 | 509.8075 | 1092.55 | 579866.4301 | 183530.7038 | 83251.5665 | 1068441.933 | 462624.8255
3352 | 1161.964 | 122.2403 | 122.2403 | 118.9961 | 118.9961 | 1365.5 | 169707.8241 | 42838.5905 | 19432.0607 | 1911760.1885 | 75503.0158
3353 | 1302.91 | 353.2802 | 353.2802 | 343.9044 | 343.9044 | 1226.7 | 440658.3217 | 123805.5728 | 56159.5834 | 1757857.3217 | 265941.2485
3354 | 1031.53 | 343.5885 | 343.5885 | 334.4699 | 334.4699 | 1371.4 | 478288.1062 | 120409.1526 | 54618.9295 | 1277711.2215 | 210247.7592
3355 | 1155.338 | 1202.449 | 1202.449 | 1170.5366 | 1155.338 | 1706.1 | 2055728.4634 | 415921.68 | 188666.6954 | 0 | 339553.8382
3356 | 992.8 | 1033.2832 | 1033.2832 | 1005.8604 | 992.8 | 1736.85 | 1800216.1717 | 357408 | 162124.24 | 0 | 261255.32
3357 | 1484 | 1544.5128 | 1544.5128 | 1503.5222 | 1484 | 1738.5 | 2691473.0326 | 534240 | 242337.2 | 0 | 388066
3358 | 1380 | 1436.272 | 1436.272 | 1398.1541 | 1380 | 1760.4 | 2536311.3706 | 496800 | 225354 | 0 | 330648
3359 | 799.2 | 831.7888 | 831.7888 | 809.7136 | 799.2 | 1747.65 | 1459009.5095 | 287712 | 130509.36 | 0 | 201678.12
3360 | 0 | 0 | 0 | 0 | 0 | 1672.4 | 0 | 0 | 0 | 0 | 0
3361 | 0 | 0 | 0 | 0 | 0 | 1592.7 | 0 | 0 | 0 | 0 | 0
3362 | 0 | 0 | 0 | 0 | 0 | 1712.15 | 0 | 0 | 0 | 0 | 0
3363 | 0 | 0 | 0 | 0 | 0 | 1583.4 | 0 | 0 | 0 | 0 | 0
3364 | 0 | 0 | 0 | 0 | 0 | 1547.75 | 0 | 0 | 0 | 0 | 0
3365 | 0 | 0 | 0 | 0 | 0 | 1012.45 | 0 | 0 | 0 | 0 | 0
3366 | 0 | 0 | 0 | 0 | 0 | 1012.75 | 0 | 0 | 0 | 0 | 0
3367 | 1303.011 | 1356.1436 | 1356.1436 | 1320.1523 | 1303.011 | 1062.2 | 1431965.5744 | 469083.96 | 212781.6963 | 0 | 1221963.7158
3368 | 993.966 | 1034.4967 | 1034.4967 | 1007.0418 | 993.966 | 998.2 | 1029379.5093 | 357827.76 | 162314.6478 | 0 | 995755.1388
3369 | 1093.9 | 1138.5057 | 1138.5057 | 1108.2904 | 1093.9 | 1772.35 | 2013377.9794 | 393804 | 178633.87 | 0 | 249026.335
3370 | 1363.693 | 1419.3 | 1419.3 | 1381.6326 | 1363.693 | 1777.05 | 2522963.8656 | 490929.48 | 222691.0669 | 0 | 304035.3544
3371 | 1239.039 | 1845.4523 | 1289.5641 | 1796.475 | 1239.039 | 1471.2 | 1911007.8792 | 446054.04 | 202335.0687 | 0 | 655203.8232
3372 | 1503.503 | 2056.0327 | 1564.811 | 2001.4667 | 1503.503 | 1106.65 | 1751045.2782 | 541261.08 | 245522.0399 | 0 | 1343154.405
3373 | 1361.769 | 2050.5811 | 1417.2976 | 1996.1598 | 1361.769 | 1059 | 1512243.3101 | 490236.84 | 222376.8777 | 0 | 1281424.629
3374 | 1532.198 | 3380.671 | 1594.6761 | 3290.9498 | 1532.198 | 1311.6 | 2098385.0114 | 551591.28 | 250207.9334 | 0 | 1054765.1032
3375 | 1256.603 | 2841.9326 | 1307.8432 | 2766.5093 | 1256.603 | 1750.75 | 2297836.1193 | 452377.08 | 205203.2699 | 0 | 313208.2977
3376 | 1138.22 | 2083.989 | 1184.633 | 2028.6811 | 1138.22 | 1836.15 | 2183483.3422 | 409759.2 | 185871.326 | 0 | 186497.347
3377 | 1339.573 | 504.8985 | 504.8985 | 491.4988 | 491.4988 | 1844.25 | 947282.1501 | 176939.5623 | 80261.7514 | 1554520.0379 | 76550.9356
3378 | 1110.796 | 51.5039 | 51.5039 | 50.137 | 50.137 | 1786.15 | 93766.7075 | 18049.3184 | 8187.3714 | 1944187.9553 | 10721.7965
3379 | 989.602 | 1029.9548 | 1029.9548 | 1002.6204 | 989.602 | 1813.9 | 1879178.1351 | 356256.72 | 161602.0066 | 0 | 184164.9322
3380 | 1045.6 | 1088.2362 | 1088.2362 | 1059.355 | 1045.6 | 1819.2 | 1994643.9968 | 376416 | 170746.48 | 0 | 189044.48
3381 | 1416.8 | 1474.5726 | 1474.5726 | 1435.4382 | 1416.8 | 1760.95 | 2613673.1067 | 510048 | 231363.44 | 0 | 338686.04
3382 | 1268 | 1319.705 | 1319.705 | 1284.6807 | 1268 | 1832.8 | 2423887.8819 | 456480 | 207064.4 | 0 | 212009.6
3383 | 1352.8 | 1407.9628 | 1407.9628 | 1370.5963 | 1352.8 | 1773.25 | 2503108.8952 | 487008 | 220912.24 | 0 | 306747.4
3384 | 0 | 0 | 0 | 0 | 0 | 1677.6 | 0 | 0 | 0 | 0 | 0
3385 | 0 | 0 | 0 | 0 | 0 | 1503.4 | 0 | 0 | 0 | 0 | 0
3386 | 0 | 0 | 0 | 0 | 0 | 1398.85 | 0 | 0 | 0 | 0 | 0
3387 | 0 | 0 | 0 | 0 | 0 | 1437.75 | 0 | 0 | 0 | 0 | 0
3388 | 0 | 0 | 0 | 0 | 0 | 1432.8 | 0 | 0 | 0 | 0 | 0
3389 | 0 | 0 | 0 | 0 | 0 | 1428.95 | 0 | 0 | 0 | 0 | 0
3390 | 0 | 0 | 0 | 0 | 0 | 1508.25 | 0 | 0 | 0 | 0 | 0
3391 | 1304.669 | 0 | 0 | 0 | 0 | 1595.55 | 0 | 0 | 0 | 2391458.277 | 0
3392 | 935.942 | 952.2202 | 952.2202 | 926.9488 | 926.9488 | 1676 | 1617401.0983 | 333701.5724 | 151370.7411 | 16484.513 | 300331.4152
3393 | 898.574 | 935.215 | 935.215 | 910.3949 | 898.574 | 1780.7 | 1670821.7485 | 323486.64 | 146737.1342 | 0 | 197057.2782
3394 | 1261.705 | 1313.1533 | 1313.1533 | 1278.3029 | 1261.705 | 1797.05 | 2379140.4762 | 454213.8 | 206036.4265 | 0 | 256063.0298
3395 | 1281.246 | 1333.4911 | 1333.4911 | 1298.101 | 1281.246 | 1418.7 | 1914575.4643 | 461248.56 | 209227.4718 | 0 | 744788.2998
3396 | 1130.342 | 1176.4337 | 1176.4337 | 1145.2118 | 1130.342 | 1106.65 | 1319590.4929 | 406923.12 | 184584.8486 | 0 | 1009791.0257
3397 | 1247.462 | 1298.3295 | 1298.3295 | 1263.8725 | 1247.462 | 1059 | 1383427.4134 | 449086.32 | 203710.5446 | 0 | 1173861.742
3398 | 1339.387 | 1394.0029 | 1394.0029 | 1357.0068 | 1339.387 | 1357 | 1901494.2978 | 482179.32 | 218721.8971 | 0 | 861225.841
3399 | 1391.303 | 1416.057 | 1416.057 | 1378.4756 | 1378.4756 | 1679.65 | 2422618.7279 | 496251.2111 | 225105.0633 | 23512.649 | 441594.6541
3400 | 1345.155 | 1400.0061 | 1400.0061 | 1362.8507 | 1345.155 | 1827.8 | 2567421.2436 | 484255.8 | 219663.8115 | 0 | 231635.691
3401 | 1198.38 | 907.0672 | 907.0672 | 882.9941 | 882.9941 | 1844.25 | 1698253.7271 | 317877.8722 | 144192.9348 | 578102.3738 | 137526.3294
3402 | 1181.647 | 215.9695 | 215.9695 | 210.2378 | 210.2378 | 1822.65 | 400979.5474 | 75685.6071 | 34331.8324 | 1780593.0679 | 37285.6734
3403 | 1283.014 | 1335.3312 | 1335.3312 | 1299.8922 | 1283.014 | 1776.55 | 2388361.9664 | 461885.04 | 209516.1862 | 0 | 286689.4783
3404 | 1180.8 | 1228.9492 | 1228.9492 | 1196.3336 | 1180.8 | 1790.7 | 2216647.2314 | 425088 | 192824.64 | 0 | 247141.44
3405 | 1619.2 | 1676.6383 | 1676.6383 | 1632.1413 | 1619.2 | 1824.25 | 3091501.6223 | 582912 | 264415.36 | 0 | 284574.4
3406 | 1483.2 | 1543.6801 | 1543.6801 | 1502.7117 | 1483.2 | 1876 | 2900581.1006 | 533952 | 242206.56 | 0 | 183916.8
3407 | 1326.4 | 1380.4863 | 1380.4863 | 1343.849 | 1326.4 | 1865.25 | 2578577.7474 | 477504 | 216601.12 | 0 | 178732.4
3408 | 0 | 0 | 0 | 0 | 0 | 1847.5 | 0 | 0 | 0 | 0 | 0
3409 | 0 | 0 | 0 | 0 | 0 | 1654.1 | 0 | 0 | 0 | 0 | 0
3410 | 0 | 0 | 0 | 0 | 0 | 1700.5 | 0 | 0 | 0 | 0 | 0
3411 | 0 | 0 | 0 | 0 | 0 | 1704.55 | 0 | 0 | 0 | 0 | 0
3412 | 0 | 0 | 0 | 0 | 0 | 1675.8 | 0 | 0 | 0 | 0 | 0
3413 | 0 | 0 | 0 | 0 | 0 | 1672.45 | 0 | 0 | 0 | 0 | 0
3414 | 0 | 0 | 0 | 0 | 0 | 1696.05 | 0 | 0 | 0 | 0 | 0
3415 | 619.025 | 294.2578 | 294.2578 | 286.4483 | 286.4483 | 1608.35 | 479782.0752 | 103121.4027 | 46777.014 | 609613.0164 | 112187.4926
3416 | 887.264 | 869.697 | 869.697 | 846.6157 | 846.6157 | 1273.55 | 1122475.2353 | 304781.6667 | 138252.3505 | 74508.2588 | 615024.005
3417 | 690.747 | 718.9134 | 718.9134 | 699.8339 | 690.747 | 1705.7 | 1229095.0704 | 248668.92 | 112798.9851 | 0 | 203286.8421
3418 | 307.348 | 1367.0489 | 319.8807 | 1330.7681 | 307.348 | 1726.65 | 556308.3457 | 110645.28 | 50189.9284 | 0 | 84013.5758
3419 | 235.767 | 1806.087 | 245.3808 | 1758.1545 | 235.767 | 1296.35 | 321343.4436 | 84876.12 | 38500.7511 | 0 | 165897.4495
3420 | 197.082 | 1991.6929 | 205.1194 | 1938.8345 | 197.082 | 721.7 | 149434.7177 | 70949.52 | 32183.4906 | 0 | 251929.9206
3421 | 683.53 | 1458.8974 | 711.4022 | 1420.1791 | 683.53 | 378.9 | 270197.325 | 246070.8 | 111620.449 | 0 | 1108070.483
3422 | 1150.936 | 2914.941 | 1197.8675 | 2837.5801 | 1150.936 | 1081.15 | 1297667.0666 | 414336.96 | 187947.8488 | 0 | 1057537.5436
3423 | 1786.232 | 330.8109 | 330.8109 | 322.0314 | 322.0314 | 1595.55 | 535790.3438 | 115931.2905 | 52587.7215 | 2683879.7685 | 130245.5846
3424 | 1729.544 | 272.5565 | 272.5565 | 265.323 | 265.323 | 1836.15 | 507954.675 | 95516.2954 | 43327.2529 | 2683917.0145 | 43473.1806
3425 | 1610.063 | 954.5172 | 954.5172 | 929.1848 | 929.1848 | 1864.2 | 1806365.2205 | 334506.5445 | 151735.8853 | 1248049.6568 | 126183.3021
3426 | 1527.327 | 182.674 | 182.674 | 177.826 | 177.826 | 1826.6 | 339652.8265 | 64017.3425 | 29038.9779 | 2473635.422 | 30835.02
3427 | 1637.6 | 1313.4843 | 1313.4843 | 1278.6251 | 1278.6251 | 1768.2 | 2364256.7307 | 460305.034 | 208799.4779 | 1219796.7293 | 296385.2969
3428 | 1442.4 | 1501.2164 | 1501.2164 | 1461.375 | 1442.4 | 1790.7 | 2703055.581 | 519264 | 235543.92 | 0 | 301894.32
3429 | 1472.8 | 1532.8561 | 1532.8561 | 1492.1749 | 1472.8 | 1822.7 | 2806236.0198 | 530208 | 240508.24 | 0 | 261127.44
3430 | 1553.6 | 1616.9508 | 1616.9508 | 1574.0378 | 1553.6 | 1873.6 | 3034255.7242 | 559296 | 253702.88 | 0 | 196375.04
3431 | 1444 | 1502.8817 | 1502.8817 | 1462.996 | 1444 | 1781.25 | 2681165.254 | 519840 | 235805.2 | 0 | 315875
3432 | 0 | 0 | 0 | 0 | 0 | 1697.6 | 0 | 0 | 0 | 0 | 0
3433 | 0 | 0 | 0 | 0 | 0 | 1475.95 | 0 | 0 | 0 | 0 | 0
3434 | 0 | 0 | 0 | 0 | 0 | 1570.65 | 0 | 0 | 0 | 0 | 0
3435 | 0 | 0 | 0 | 0 | 0 | 1583.4 | 0 | 0 | 0 | 0 | 0
3436 | 0 | 0 | 0 | 0 | 0 | 1598.3 | 0 | 0 | 0 | 0 | 0
3437 | 0 | 0 | 0 | 0 | 0 | 1594.95 | 0 | 0 | 0 | 0 | 0
3438 | 0 | 0 | 0 | 0 | 0 | 1574.9 | 0 | 0 | 0 | 0 | 0
3439 | 1362.282 | 0 | 0 | 0 | 0 | 1579.45 | 0 | 0 | 0 | 2497062.906 | 0
3440 | 1064.339 | 1098.6409 | 1098.6409 | 1069.4835 | 1064.339 | 1227.55 | 1374024.9168 | 383162.04 | 173806.5587 | 0 | 822148.6606
3441 | 1658.966 | 1726.6133 | 1726.6133 | 1680.7899 | 1658.966 | 1511.75 | 2630164.3457 | 597227.76 | 270909.1478 | 0 | 809990.1495
3442 | 1820.422 | 1894.653 | 1894.653 | 1844.3699 | 1820.422 | 1584.8 | 3031752.9123 | 655351.92 | 297274.9126 | 0 | 755839.2144
3443 | 1766.438 | 1838.4677 | 1838.4677 | 1789.6757 | 1766.438 | 1085.35 | 2025174.0074 | 635917.68 | 288459.3254 | 0 | 1615672.5167
3444 | 1632.862 | 1997.6368 | 1699.4449 | 1944.6206 | 1632.862 | 381.65 | 656025.3364 | 587830.32 | 266646.3646 | 0 | 2642542.2177
3445 | 1633.953 | 1700.5804 | 1700.5804 | 1655.4479 | 1633.953 | 378.9 | 649726.9505 | 588223.08 | 266824.5249 | 0 | 2648801.2083
3446 | 1730.896 | 1801.4764 | 1801.4764 | 1753.6662 | 1730.896 | 1311.6 | 2392257.9754 | 623122.56 | 282655.3168 | 0 | 1191548.8064
3447 | 1836.767 | 1911.6645 | 1911.6645 | 1860.9299 | 1836.767 | 1690.15 | 3271858.4746 | 661236.12 | 299944.0511 | 0 | 569122.2549
3448 | 1998.015 | 1467.692 | 1467.692 | 1428.7402 | 1428.7402 | 1807.8 | 2717877.9642 | 514346.4862 | 233313.2811 | 1043480.6361 | 274603.874
3449 | 1627.268 | 114.4761 | 114.4761 | 111.4379 | 111.4379 | 1906.2 | 223242.8553 | 40117.6611 | 18197.8168 | 2778516.4863 | 10452.8795
3450 | 1652.685 | 217.8377 | 217.8377 | 212.0564 | 212.0564 | 1826.6 | 407155.1661 | 76340.308 | 34628.8119 | 2640672.2034 | 36770.5817
3451 | 1494.002 | 1398.9331 | 1398.9331 | 1361.8061 | 1361.8061 | 1776.55 | 2541095.4577 | 490250.2122 | 222382.9435 | 449201.5157 | 304295.5831
3452 | 1398.4 | 1455.4223 | 1455.4223 | 1416.7962 | 1398.4 | 1832.7 | 2691815.6402 | 503424 | 228358.72 | 0 | 233952.32
3453 | 1210.4 | 1259.7562 | 1259.7562 | 1226.323 | 1210.4 | 1752.6 | 2224998.3369 | 435744 | 197658.32 | 0 | 299452.96
3454 | 1628 | 1676.6383 | 1676.6383 | 1632.1413 | 1628 | 1832.8 | 3124639.6804 | 586080 | 265852.4 | 0 | 272201.6
3455 | 1786.4 | 1676.6383 | 1676.6383 | 1632.1413 | 1632.1413 | 1772.9 | 3033657.7904 | 587570.8558 | 266528.6688 | 524171.1775 | 370659.2816
3456 | 0 | 0 | 0 | 0 | 0 | 1697.6 | 0 | 0 | 0 | 0 | 0
3457 | 0 | 0 | 0 | 0 | 0 | 1624.8 | 0 | 0 | 0 | 0 | 0
3458 | 0 | 0 | 0 | 0 | 0 | 1560.8 | 0 | 0 | 0 | 0 | 0
3459 | 0 | 0 | 0 | 0 | 0 | 1391.25 | 0 | 0 | 0 | 0 | 0
3460 | 0 | 0 | 0 | 0 | 0 | 1537.9 | 0 | 0 | 0 | 0 | 0
3461 | 0 | 0 | 0 | 0 | 0 | 1554.25 | 0 | 0 | 0 | 0 | 0
3462 | 0 | 0 | 0 | 0 | 0 | 1554.55 | 0 | 0 | 0 | 0 | 0
3463 | 1177.554 | 404.4677 | 404.4677 | 393.7334 | 393.7334 | 1310.65 | 540859.3429 | 141744.0115 | 64296.6585 | 1436743.2235 | 271420.0953
3464 | 1356.489 | 1166.2591 | 1166.2591 | 1135.3072 | 1135.3072 | 318.1 | 378121.3929 | 408710.5946 | 185395.6669 | 405426.2262 | 1909473.1917
3465 | 1166.426 | 1213.9891 | 1213.9891 | 1181.7705 | 1166.426 | 363.7 | 445393.1824 | 419913.36 | 190477.3658 | 0 | 1908622.8638
3466 | 975.268 | 1015.0363 | 1015.0363 | 988.0978 | 975.268 | 380.4 | 390066.4279 | 351096.48 | 159261.2644 | 0 | 1579544.0528
3467 | 1314.143 | 1367.7295 | 1367.7295 | 1331.4307 | 1314.143 | 385.8 | 534046.2344 | 473091.48 | 214599.5519 | 0 | 2121289.6306
3468 | 1169.049 | 1391.2292 | 1216.7201 | 1354.3068 | 1169.049 | 381.65 | 468857.9882 | 420857.64 | 190905.7017 | 0 | 1891930.4492
3469 | 1078.088 | 1931.0083 | 1122.049 | 1879.7604 | 1078.088 | 378.9 | 428416.4437 | 388111.68 | 176051.7704 | 0 | 1747688.4568
3470 | 944.397 | 1063.6989 | 982.9065 | 1035.4689 | 944.397 | 401.05 | 398871.3527 | 339982.92 | 154220.0301 | 0 | 1510043.5832
3471 | 1126.43 | 2189.4093 | 1172.3622 | 2131.3036 | 1126.43 | 412.85 | 489194.9286 | 405514.8 | 183946.019 | 0 | 1787813.3745
3472 | 898.155 | 934.7789 | 934.7789 | 909.9704 | 898.155 | 863.15 | 813746.047 | 323335.8 | 146668.7115 | 0 | 1021067.5117
3473 | 1152.652 | 1199.6535 | 1199.6535 | 1167.8153 | 1152.652 | 1724.3 | 2084548.8436 | 414954.72 | 188228.0716 | 0 | 317786.1564
3474 | 869.487 | 904.9419 | 904.9419 | 880.9252 | 869.487 | 1765.8 | 1613575.0053 | 313015.32 | 141987.2271 | 0 | 203633.8554
3475 | 1185.808 | 1234.1614 | 1234.1614 | 1201.4075 | 1185.808 | 1706.15 | 2121537.1345 | 426890.88 | 193642.4464 | 0 | 348449.6808
3476 | 980.8 | 1020.7939 | 1020.7939 | 993.7026 | 980.8 | 1774 | 1825245.0245 | 353088 | 160164.64 | 0 | 221660.8
3477 | 808.8 | 841.7803 | 841.7803 | 819.4399 | 808.8 | 1773.55 | 1507380.5137 | 291168 | 132077.04 | 0 | 183152.76
3478 | 850.4 | 885.0766 | 885.0766 | 861.5871 | 850.4 | 1874.8 | 1675727.9608 | 306144 | 138870.32 | 0 | 106470.08
3479 | 840 | 874.2525 | 874.2525 | 851.0503 | 840 | 1813.7 | 1601366.6407 | 302400 | 137172 | 0 | 156492
3480 | 0 | 0 | 0 | 0 | 0 | 1748 | 0 | 0 | 0 | 0 | 0
3481 | 0 | 0 | 0 | 0 | 0 | 1611 | 0 | 0 | 0 | 0 | 0
3482 | 0 | 0 | 0 | 0 | 0 | 1591.95 | 0 | 0 | 0 | 0 | 0
3483 | 0 | 0 | 0 | 0 | 0 | 1554.15 | 0 | 0 | 0 | 0 | 0
3484 | 0 | 0 | 0 | 0 | 0 | 1516.1 | 0 | 0 | 0 | 0 | 0
3485 | 0 | 0 | 0 | 0 | 0 | 1513.85 | 0 | 0 | 0 | 0 | 0
3486 | 0 | 0 | 0 | 0 | 0 | 1538.45 | 0 | 0 | 0 | 0 | 0
3487 | 1097.92 | 1142.6897 | 1142.6897 | 1112.3633 | 1097.92 | 1236.85 | 1421432.6962 | 395251.2 | 179290.336 | 0 | 837877.648
3488 | 961.001 | 1000.1875 | 1000.1875 | 973.6431 | 961.001 | 312.9 | 315245.6661 | 345960.36 | 156931.4633 | 0 | 1621304.7871
3489 | 988.449 | 1028.7548 | 1028.7548 | 1001.4522 | 988.449 | 353.45 | 365696.1192 | 355841.64 | 161413.7217 | 0 | 1627530.7009
3490 | 1114.766 | 1312.7068 | 1160.2236 | 1277.8683 | 1114.766 | 369.4 | 432587.0528 | 401315.76 | 182041.2878 | 0 | 1817737.4396
3491 | 1334.239 | 1741.3164 | 1388.645 | 1695.1028 | 1334.239 | 375.6 | 528921.4842 | 480326.04 | 217881.2287 | 0 | 2167337.8316
3492 | 1375.817 | 1947.2445 | 1431.9184 | 1895.5657 | 1375.817 | 371.35 | 538506.8106 | 495294.12 | 224670.9161 | 0 | 2240724.3571
3493 | 1313.727 | 2094.3281 | 1367.2955 | 2038.7458 | 1313.727 | 371.45 | 512105.5047 | 472941.72 | 214531.6191 | 0 | 2139470.1058
3494 | 1220.12 | 2789.7585 | 1269.8726 | 2715.7198 | 1220.12 | 395.1 | 505597.7648 | 439243.2 | 199245.596 | 0 | 1958170.588
3495 | 1436.12 | 2815.3886 | 1494.6804 | 2740.6698 | 1436.12 | 403.35 | 608056.805 | 517003.2 | 234518.396 | 0 | 2292980.998
3496 | 1317.272 | 1736.4237 | 1370.9861 | 1690.3399 | 1317.272 | 399 | 551394.5568 | 474217.92 | 215110.5176 | 0 | 2108952.472
3497 | 1561.218 | 1084.402 | 1084.402 | 1055.6226 | 1055.6226 | 1347.15 | 1490287.393 | 380024.1198 | 172383.1632 | 926756.4505 | 689163.1851
3498 | 1522.874 | 1365.0704 | 1365.0704 | 1328.8421 | 1328.8421 | 732.85 | 1022687.5521 | 478383.1665 | 216999.9197 | 355660.4193 | 1683842.3039
3499 | 1531.013 | 1593.4428 | 1593.4428 | 1551.1537 | 1531.013 | 907.25 | 1458013.087 | 551164.68 | 250014.4229 | 0 | 1673014.4557
3500 | 820.8 | 854.2696 | 854.2696 | 831.5977 | 820.8 | 1366.9 | 1182729.8034 | 295488 | 134036.64 | 0 | 519648.48
3501 | 1276 | 1328.0312 | 1328.0312 | 1292.786 | 1276 | 1389.35 | 1868567.9806 | 459360 | 208370.8 | 0 | 779189.4
3502 | 1128 | 1173.9962 | 1173.9962 | 1142.839 | 1128 | 1761.5 | 2092012.318 | 406080 | 184202.4 | 0 | 269028
3503 | 905.6 | 942.5275 | 942.5275 | 917.5133 | 905.6 | 1753.6 | 1673897.8535 | 326016 | 147884.48 | 0 | 223139.84
3504 | 0 | 0 | 0 | 0 | 0 | 1660.95 | 0 | 0 | 0 | 0 | 0
3505 | 0 | 0 | 0 | 0 | 0 | 1325.4 | 0 | 0 | 0 | 0 | 0
3506 | 0 | 0 | 0 | 0 | 0 | 1502.7 | 0 | 0 | 0 | 0 | 0
3507 | 0 | 0 | 0 | 0 | 0 | 791.75 | 0 | 0 | 0 | 0 | 0
3508 | 0 | 0 | 0 | 0 | 0 | 286.55 | 0 | 0 | 0 | 0 | 0
3509 | 0 | 0 | 0 | 0 | 0 | 282.5 | 0 | 0 | 0 | 0 | 0
3510 | 0 | 0 | 0 | 0 | 0 | 278.25 | 0 | 0 | 0 | 0 | 0
3511 | 803.82 | 836.5972 | 836.5972 | 814.3944 | 803.82 | 270.4 | 227917.6785 | 289375.2 | 131263.806 | 0 | 1390287.072
3512 | 740.237 | 770.4215 | 770.4215 | 749.9749 | 740.237 | 274.45 | 212847.9537 | 266485.32 | 120880.7021 | 0 | 1277315.9553
3513 | 558.473 | 716.171 | 581.2457 | 697.1642 | 558.473 | 291.95 | 171085.9343 | 201050.28 | 91198.6409 | 0 | 953899.8077
3514 | 1199.225 | 1378.3111 | 1248.1266 | 1341.7315 | 1199.225 | 305.15 | 385282.3379 | 431721 | 195833.4425 | 0 | 2032506.4912
3515 | 1228.803 | 1822.5469 | 1278.9096 | 1774.1775 | 1228.803 | 317.05 | 409279.0906 | 442369.08 | 200663.5299 | 0 | 2068014.0089
3516 | 1419.01 | 2007.9998 | 1476.8737 | 1954.7086 | 1419.01 | 319.85 | 477768.6089 | 510843.6 | 231724.333 | 0 | 2384149.6515
3517 | 1282.017 | 2722.2766 | 1334.2946 | 2650.0289 | 1282.017 | 321.45 | 434085.3037 | 461526.12 | 209353.3761 | 0 | 2151929.6354
3518 | 1153.519 | 3335.3899 | 1200.5558 | 3246.8704 | 1153.519 | 333.85 | 404796.7759 | 415266.84 | 188369.6527 | 0 | 1921935.6819
3519 | 1350.247 | 2812.1903 | 1405.3057 | 2737.5563 | 1350.247 | 338.05 | 477680.3571 | 486088.92 | 220495.3351 | 0 | 2244043.0016
3520 | 1241.158 | 2073.0973 | 1291.7684 | 2018.0784 | 1241.158 | 334.5 | 434123.0927 | 446816.88 | 202681.1014 | 0 | 2067148.649
3521 | 1171.973 | 734.5053 | 734.5053 | 715.012 | 715.012 | 324.95 | 243711.285 | 257404.3033 | 116761.452 | 837609.5982 | 1197680.7727
3522 | 1371.137 | 179.0896 | 179.0896 | 174.3366 | 174.3366 | 315.85 | 57631.5018 | 62761.1922 | 28469.1741 | 2193735.0505 | 293609.0609
3523 | 1506.995 | 1568.4454 | 1568.4454 | 1526.8197 | 1506.995 | 318.4 | 502388.4922 | 542518.2 | 246092.2835 | 0 | 2534162.792
3524 | 1457.6 | 1517.0363 | 1517.0363 | 1476.7749 | 1457.6 | 1431.35 | 2187805.868 | 524736 | 238026.08 | 0 | 828864.24
3525 | 1496 | 1557.0021 | 1557.0021 | 1515.6801 | 1496 | 1433.35 | 2253585.924 | 538560 | 244296.8 | 0 | 847708.4
3526 | 1008.8 | 1049.9356 | 1049.9356 | 1022.0709 | 1008.8 | 1688.65 | 1789378.6929 | 363168 | 164737.04 | 0 | 314089.88
3527 | 940.8 | 979.1628 | 979.1628 | 953.1764 | 940.8 | 1738.95 | 1716226.9243 | 338688 | 153632.64 | 0 | 245595.84
3528 | 0 | 0 | 0 | 0 | 0 | 1672.4 | 0 | 0 | 0 | 0 | 0
3529 | 0 | 0 | 0 | 0 | 0 | 1411.4 | 0 | 0 | 0 | 0 | 0
3530 | 0 | 0 | 0 | 0 | 0 | 303.85 | 0 | 0 | 0 | 0 | 0
3531 | 0 | 0 | 0 | 0 | 0 | 296.25 | 0 | 0 | 0 | 0 | 0
3532 | 0 | 0 | 0 | 0 | 0 | 290.8 | 0 | 0 | 0 | 0 | 0
3533 | 0 | 0 | 0 | 0 | 0 | 287.45 | 0 | 0 | 0 | 0 | 0
3534 | 0 | 0 | 0 | 0 | 0 | 287.75 | 0 | 0 | 0 | 0 | 0
3535 | 1415.654 | 443.8455 | 443.8455 | 432.0661 | 432.0661 | 292.3 | 132462.5108 | 155543.7924 | 70556.3925 | 1802916.6388 | 737839.2621
3536 | 996.848 | 1037.4963 | 1037.4963 | 1009.9617 | 996.848 | 318.1 | 331012.0672 | 358865.28 | 162785.2784 | 0 | 1676598.6512
3537 | 1420.083 | 1477.9894 | 1477.9894 | 1438.7644 | 1420.083 | 363.7 | 541014.4627 | 511229.88 | 231899.5539 | 0 | 2323681.8129
3538 | 1718.45 | 1788.5229 | 1788.5229 | 1741.0565 | 1718.45 | 380.4 | 687374.9935 | 618642 | 280622.885 | 0 | 2783201.62
3539 | 1514.737 | 1576.5031 | 1576.5031 | 1534.6636 | 1514.737 | 385.8 | 614901.9701 | 545305.32 | 247356.5521 | 0 | 2445088.4654
3540 | 1481.469 | 1541.8786 | 1541.8786 | 1500.9579 | 1481.469 | 381.65 | 594754.8623 | 533328.84 | 241923.8877 | 0 | 2397535.3561
3541 | 1629.559 | 1696.0072 | 1696.0072 | 1650.9961 | 1629.559 | 378.9 | 647385.9191 | 586641.24 | 266106.9847 | 0 | 2641678.0949
3542 | 1581.445 | 1645.9313 | 1645.9313 | 1602.2491 | 1581.445 | 1054.8 | 1749632.2051 | 569320.2 | 258249.9685 | 0 | 1494781.814
3543 | 1376.542 | 1432.673 | 1432.673 | 1394.6506 | 1376.542 | 1666.1 | 2404219.8222 | 495555.12 | 224789.3086 | 0 | 459627.3738
3544 | 1606.679 | 903.8199 | 903.8199 | 879.833 | 879.833 | 1798.5 | 1661449.5792 | 316739.8964 | 143676.7363 | 1332308.6346 | 177286.3587
3545 | 1530.064 | 343.4022 | 343.4022 | 334.2885 | 334.2885 | 1864.2 | 654320.1994 | 120343.8649 | 54589.3143 | 2191856.4668 | 45396.3801
3546 | 1776.413 | 90.6891 | 90.6891 | 88.2823 | 88.2823 | 1821.95 | 169200.7081 | 31781.6232 | 14416.4974 | 3094343.5976 | 15718.6611
3547 | 1785.434 | 985.6926 | 985.6926 | 959.5329 | 959.5329 | 1584.65 | 1598674.9083 | 345431.8422 | 156691.7217 | 2806411.9551 | 398541.9879
3548 | 1460 | 1519.5341 | 1519.5341 | 1479.2065 | 1460 | 1672.45 | 2567727.425 | 525600 | 238418 | 0 | 478223
3549 | 1711.2 | 1676.6383 | 1676.6383 | 1632.1413 | 1632.1413 | 1823.9 | 3121765.9145 | 587570.8558 | 266528.6688 | 268641.5775 | 287420.077
3550 | 1587.2 | 1651.9209 | 1651.9209 | 1608.0798 | 1587.2 | 1876 | 3121454.0741 | 571392 | 259189.76 | 0 | 196812.8
3551 | 1569.6 | 1633.6033 | 1633.6033 | 1590.2483 | 1569.6 | 1865.25 | 3074159.1196 | 565056 | 256315.68 | 0 | 211503.6
3552 | 0 | 0 | 0 | 0 | 0 | 1848.7 | 0 | 0 | 0 | 0 | 0
3553 | 0 | 0 | 0 | 0 | 0 | 1824.65 | 0 | 0 | 0 | 0 | 0
3554 | 0 | 0 | 0 | 0 | 0 | 1769.65 | 0 | 0 | 0 | 0 | 0
3555 | 0 | 0 | 0 | 0 | 0 | 1699.9 | 0 | 0 | 0 | 0 | 0
3556 | 0 | 0 | 0 | 0 | 0 | 1689.8 | 0 | 0 | 0 | 0 | 0
3557 | 0 | 0 | 0 | 0 | 0 | 1640.7 | 0 | 0 | 0 | 0 | 0
3558 | 0 | 0 | 0 | 0 | 0 | 1670.45 | 0 | 0 | 0 | 0 | 0
3559 | 1421.245 | 0 | 0 | 0 | 0 | 1562.3 | 0 | 0 | 0 | 2605142.085 | 0
3560 | 1472.409 | 0 | 0 | 0 | 0 | 1060.1 | 0 | 0 | 0 | 2698925.697 | 0
3561 | 1472.679 | 484.4139 | 484.4139 | 471.5579 | 471.5579 | 1402.95 | 692700.9866 | 169760.8312 | 77005.3993 | 1835055.0414 | 274425.0768
3562 | 1255.664 | 1306.866 | 1306.866 | 1272.1824 | 1255.664 | 1679.4 | 2216166.4831 | 452039.04 | 205049.9312 | 0 | 402565.8784
3563 | 1306.374 | 1359.6437 | 1359.6437 | 1323.5595 | 1306.374 | 1326 | 1829170.7848 | 470294.64 | 213330.8742 | 0 | 880496.076
3564 | 1147.369 | 1194.155 | 1194.155 | 1162.4628 | 1147.369 | 752.65 | 910519.2606 | 413052.84 | 187365.3577 | 0 | 1431170.7222
3565 | 1451.78 | 1510.9789 | 1510.9789 | 1470.8784 | 1451.78 | 378.9 | 577324.1731 | 522640.8 | 237075.674 | 0 | 2353480.558
3566 | 1625.359 | 570.481 | 570.481 | 555.3407 | 555.3407 | 1387.25 | 811033.5051 | 199922.6625 | 90687.1411 | 1961343.4905 | 340285.0318
3567 | 1496.668 | 226.9861 | 226.9861 | 220.962 | 220.962 | 1583.35 | 367146.1704 | 79546.3361 | 36083.1019 | 2338369.0158 | 92063.836
3568 | 1406.455 | 82.7938 | 82.7938 | 80.5965 | 80.5965 | 1777.4 | 149888.9571 | 29014.737 | 13161.4071 | 2430298.6457 | 17940.7791
3569 | 1189.61 | 386.4279 | 386.4279 | 376.1723 | 376.1723 | 1864.2 | 732831.8796 | 135422.045 | 61428.9443 | 1491031.2177 | 51084.2047
3570 | 1307.693 | 182.5595 | 182.5595 | 177.7145 | 177.7145 | 1764.85 | 328571.0114 | 63977.2216 | 29020.7786 | 2071250.5825 | 41789.5657
3571 | 1408 | 1465.4137 | 1465.4137 | 1426.5224 | 1408 | 1797.4 | 2643053.518 | 506880 | 229926.4 | 0 | 285260.8
3572 | 1389.6 | 1446.2634 | 1446.2634 | 1407.8804 | 1389.6 | 1872.3 | 2711616.5803 | 500256 | 226921.68 | 0 | 177451.92
3573 | 1545.6 | 1608.6246 | 1608.6246 | 1565.9326 | 1545.6 | 1832.25 | 2946917.4026 | 556416 | 252396.48 | 0 | 259274.4
3574 | 1364 | 1419.6195 | 1419.6195 | 1381.9436 | 1364 | 1876 | 2657472.4774 | 491040 | 222741.2 | 0 | 169136
3575 | 1421.6 | 1479.5683 | 1479.5683 | 1440.3014 | 1421.6 | 1865.25 | 2762215.4405 | 511776 | 232147.28 | 0 | 191560.6
3576 | 0 | 0 | 0 | 0 | 0 | 1848.7 | 0 | 0 | 0 | 0 | 0
3577 | 0 | 0 | 0 | 0 | 0 | 1813.85 | 0 | 0 | 0 | 0 | 0
3578 | 0 | 0 | 0 | 0 | 0 | 1707.5 | 0 | 0 | 0 | 0 | 0
3579 | 0 | 0 | 0 | 0 | 0 | 1649.5 | 0 | 0 | 0 | 0 | 0
3580 | 0 | 0 | 0 | 0 | 0 | 1511.3 | 0 | 0 | 0 | 0 | 0
3581 | 0 | 0 | 0 | 0 | 0 | 1594.95 | 0 | 0 | 0 | 0 | 0
3582 | 0 | 0 | 0 | 0 | 0 | 1586.75 | 0 | 0 | 0 | 0 | 0
3583 | 1709.965 | 0 | 0 | 0 | 0 | 1595.55 | 0 | 0 | 0 | 3134365.845 | 0
3584 | 1408.436 | 0 | 0 | 0 | 0 | 1339.6 | 0 | 0 | 0 | 2581663.188 | 0
3585 | 1450.739 | 67.4132 | 67.4132 | 65.6241 | 65.6241 | 1751.05 | 119987.718 | 23624.6706 | 10716.4131 | 2538915.6392 | 1923.6366
3586 | 1655.173 | 612.2213 | 612.2213 | 595.9733 | 595.9733 | 1788.7 | 1117165.8921 | 214550.3938 | 97322.4425 | 1941513.0205 | 125929.1617
3587 | 1645.765 | 567.98 | 567.98 | 552.9061 | 552.9061 | 1784.8 | 1040657.3639 | 199046.2022 | 90289.569 | 2003210.332 | 118985.3964
3588 | 1950.329 | 1457.099 | 1457.099 | 1418.4283 | 1418.4283 | 1564.35 | 2339060.7057 | 510634.2047 | 231629.349 | 974973.898 | 617938.3091
3589 | 1604.172 | 1669.585 | 1669.585 | 1625.2751 | 1604.172 | 1166.6 | 1970565.9894 | 577501.92 | 261961.2876 | 0 | 1336916.9448
3590 | 1638.537 | 276.2013 | 276.2013 | 268.8711 | 268.8711 | 1853.85 | 521615.6272 | 96793.6004 | 43906.6526 | 2510597.5725 | 39295.513
3591 | 1750.351 | 721.7287 | 721.7287 | 702.5745 | 702.5745 | 1920.65 | 1416260.1797 | 252926.8059 | 114730.4095 | 1920574.396 | 55749.2835
3592 | 1625.121 | 1638.7447 | 1638.7447 | 1595.2533 | 1595.2533 | 1920.15 | 3211084.0325 | 574291.1882 | 260504.864 | 54747.4931 | 127380.976
3593 | 1456.088 | 880.8708 | 880.8708 | 857.493 | 857.493 | 1907.4 | 1716366.4769 | 308697.4709 | 140028.6027 | 1097224.6816 | 79403.8494
3594 | 1657.048 | 217.2007 | 217.2007 | 211.4364 | 211.4364 | 1826.6 | 405318.3428 | 76117.0897 | 34527.5576 | 2649806.1358 | 36663.0649
3595 | 1497.593 | 1251.0376 | 1251.0376 | 1217.8358 | 1217.8358 | 1776.55 | 2264397.6684 | 438420.8829 | 198872.5838 | 950615.014 | 272125.4063
3596 | 1270.4 | 1322.2028 | 1322.2028 | 1287.1123 | 1270.4 | 1861.5 | 2471734.6847 | 457344 | 207456.32 | 0 | 175950.4
3597 | 1587.2 | 1651.9209 | 1651.9209 | 1608.0798 | 1587.2 | 1873.05 | 3104072.2758 | 571392 | 259189.76 | 0 | 201495.04
3598 | 1514.4 | 1576.1524 | 1576.1524 | 1534.3222 | 1514.4 | 1876 | 2969130.6925 | 545184 | 247301.52 | 0 | 187785.6
3599 | 1600.8 | 1666.0755 | 1666.0755 | 1621.8588 | 1600.8 | 1865.25 | 3132821.3337 | 576288 | 261410.64 | 0 | 215707.8
3600 | 0 | 0 | 0 | 0 | 0 | 1848.7 | 0 | 0 | 0 | 0 | 0
3601 | 0 | 0 | 0 | 0 | 0 | 1710.55 | 0 | 0 | 0 | 0 | 0
3602 | 0 | 0 | 0 | 0 | 0 | 1720.5 | 0 | 0 | 0 | 0 | 0
3603 | 0 | 0 | 0 | 0 | 0 | 1704.55 | 0 | 0 | 0 | 0 | 0
3604 | 0 | 0 | 0 | 0 | 0 | 1699.1 | 0 | 0 | 0 | 0 | 0
3605 | 0 | 0 | 0 | 0 | 0 | 1695.75 | 0 | 0 | 0 | 0 | 0
3606 | 0 | 0 | 0 | 0 | 0 | 1696.05 | 0 | 0 | 0 | 0 | 0
3607 | 1586.458 | 419.1947 | 419.1947 | 408.0695 | 408.0695 | 1361.75 | 582356.0119 | 146905.0238 | 66637.7511 | 2159986.1012 | 260450.3651
3608 | 1339.324 | 1393.9373 | 1393.9373 | 1356.943 | 1339.324 | 1062.1 | 1486981.4053 | 482156.64 | 218711.6092 | 0 | 1256151.9796
3609 | 1167.329 | 1214.9289 | 1214.9289 | 1182.6854 | 1167.329 | 1541.95 | 1883361.4969 | 420238.44 | 190624.8257 | 0 | 534695.0485
3610 | 1838.145 | 1913.0987 | 1913.0987 | 1862.3261 | 1838.145 | 1738.3 | 3359346.4401 | 661732.2 | 300169.0785 | 0 | 481042.5465
3611 | 1601.039 | 1666.3242 | 1666.3242 | 1622.1009 | 1601.039 | 1527.8 | 2582411.6764 | 576374.04 | 261449.6687 | 0 | 756010.6158
3612 | 1499.82 | 1808.4298 | 1560.9778 | 1760.4351 | 1499.82 | 1278.15 | 2017490.0045 | 539935.2 | 244920.606 | 0 | 1082645.067
3613 | 1916.994 | 1995.1629 | 1995.1629 | 1942.2123 | 1916.994 | 1166.6 | 2349022.0713 | 690117.84 | 313045.1202 | 0 | 1597622.7996
3614 | 1203.199 | 1262.5653 | 1252.2626 | 1229.0575 | 1203.199 | 1754.7 | 2223003.2393 | 433151.64 | 196482.3967 | 0 | 295144.7147
3615 | 1339.569 | 704.2718 | 704.2718 | 685.5808 | 685.5808 | 1821.15 | 1320633.7397 | 246809.0915 | 111955.3462 | 1198760.3528 | 122616.1278
3616 | 1487.923 | 91.3209 | 91.3209 | 88.8973 | 88.8973 | 1819.45 | 170938.9497 | 32003.0179 | 14516.9245 | 2564414.1598 | 16050.4024
3617 | 1570.841 | 430.1354 | 430.1354 | 418.7198 | 418.7198 | 1874.75 | 826616.3263 | 150739.1271 | 68376.9429 | 2111838.1643 | 52444.6546
3618 | 1493.196 | 153.0889 | 153.0889 | 149.026 | 149.026 | 1727.05 | 270693.0806 | 53649.3612 | 24335.9463 | 2463863.604 | 40676.6476
3619 | 1175.793 | 1223.7381 | 1223.7381 | 1191.2607 | 1175.793 | 1713.55 | 2110732.3087 | 423285.48 | 192006.9969 | 0 | 336805.9049
3620 | 1504 | 1565.3283 | 1565.3283 | 1523.7853 | 1504 | 1790.7 | 2815045.5009 | 541440 | 245603.2 | 0 | 314787.2
3621 | 1400 | 1457.0875 | 1457.0875 | 1418.4172 | 1400 | 1822.7 | 2665135.558 | 504000 | 228620 | 0 | 248220
3622 | 1072 | 1115.7127 | 1115.7127 | 1086.1023 | 1072 | 1874.8 | 2099675.0952 | 385920 | 175057.6 | 0 | 134214.4
3623 | 1568.8 | 1632.7706 | 1632.7706 | 1589.4378 | 1568.8 | 1859.05 | 3060523.5688 | 564768 | 256185.04 | 0 | 221122.36
3624 | 0 | 0 | 0 | 0 | 0 | 1756.35 | 0 | 0 | 0 | 0 | 0
3625 | 1048.116 | 0 | 0 | 0 | 0 | 1017.55 | 0 | 0 | 0 | 1921196.6445 | 0
3626 | 1148.1467 | 0 | 0 | 0 | 0 | 1524.35 | 0 | 0 | 0 | 2104552.9561 | 0
3627 | 1165.0637 | 0 | 0 | 0 | 0 | 1437.25 | 0 | 0 | 0 | 2135561.7438 | 0
3628 | 1257.0037 | 0 | 0 | 0 | 0 | 1231 | 0 | 0 | 0 | 2304087.7656 | 0
3629 | 1164.3282 | 0 | 0 | 0 | 0 | 1227.65 | 0 | 0 | 0 | 2134213.5356 | 0
3630 | 1084.892 | 0 | 0 | 0 | 0 | 1075.45 | 0 | 0 | 0 | 1988607.0525 | 0
3631 | 1136.1375 | 421.244 | 421.244 | 410.0644 | 410.0644 | 1023.8 | 438287.6193 | 147623.1887 | 66963.5186 | 1330892.0179 | 400304.88
3632 | 857.2624 | 892.2184 | 892.2184 | 868.5394 | 857.2624 | 318.2 | 284867.4837 | 308614.4491 | 139990.9431 | 0 | 1441743.2316
3633 | 1126.9766 | 1172.9305 | 1172.9305 | 1141.8015 | 1126.9766 | 1106.7 | 1303100.5133 | 405711.585 | 184035.2829 | 0 | 1006728.2191
3634 | 1088.1963 | 1132.5691 | 1132.5691 | 1102.5114 | 1088.1963 | 1076.9 | 1234181.3875 | 391750.6799 | 177702.4612 | 0 | 1004513.7276
3635 | 1073.6523 | 1117.4321 | 1117.4321 | 1087.776 | 1073.6523 | 385.8 | 437542.1797 | 386514.8438 | 175327.4278 | 0 | 1733089.0584
3636 | 1056.4835 | 1099.563 | 1099.563 | 1070.3812 | 1056.4835 | 381.65 | 423973.5793 | 380334.0488 | 172523.7505 | 0 | 1709759.263
3637 | 976.002 | 1015.8002 | 1015.8002 | 988.8414 | 976.002 | 378.9 | 387262.3549 | 351360.702 | 159381.1185 | 0 | 1582196.7613
3638 | 1109.748 | 541.8336 | 541.8336 | 527.4536 | 527.4536 | 401.05 | 222040.8357 | 189883.3082 | 86133.1784 | 1067345.5531 | 843371.9877
3639 | 1130.2855 | 1176.3754 | 1176.3754 | 1145.1551 | 1130.2855 | 412.85 | 490751.646 | 406902.7966 | 184575.6297 | 0 | 1793931.8377
3640 | 1121.2717 | 1027.5756 | 1027.5756 | 1000.3043 | 1000.3043 | 411.15 | 432668.8882 | 360109.5423 | 163349.6896 | 221733.3611 | 1589333.462
3641 | 781.8035 | 325.9786 | 325.9786 | 317.3273 | 317.3273 | 969.15 | 322103.0266 | 114237.822 | 51819.5453 | 851384.9461 | 327116.8299
3642 | 946.9489 | 563.5994 | 563.5994 | 548.6417 | 548.6417 | 940.4 | 541349.7887 | 197511.029 | 89593.1973 | 730097.029 | 581340.7954
3643 | 1087.8341 | 1132.1924 | 1132.1924 | 1102.1446 | 1087.8341 | 359.9 | 408712.1577 | 391620.272 | 177643.3067 | 0 | 1784156.5434
3644 | 1190.0714 | 1238.5983 | 1238.5983 | 1205.7266 | 1190.0714 | 365.8 | 453740.076 | 428425.6932 | 194338.6547 | 0 | 1944814.0282
3645 | 939.259 | 977.559 | 977.559 | 951.6151 | 939.259 | 365.25 | 358324.9176 | 338133.2574 | 153381.0026 | 0 | 1535453.6502
3646 | 1095.1893 | 1139.8473 | 1139.8473 | 1109.5964 | 1095.1893 | 367 | 421029.9062 | 394268.1444 | 178844.4111 | 0 | 1788443.637
3647 | 1081.2144 | 1125.3024 | 1125.3024 | 1095.4375 | 1081.2144 | 356.25 | 406068.047 | 389237.1872 | 176562.313 | 0 | 1777245.5125
3648 | 159.6078 | 166.1163 | 166.1163 | 161.7077 | 159.6078 | 339.7 | 56909.9271 | 57458.8229 | 26063.9605 | 0 | 264996.8991
3649 | 82.3782 | 0 | 0 | 0 | 0 | 1072.9 | 0 | 0 | 0 | 98030.1065 | 0
3650 | 157.4013 | 0 | 0 | 0 | 0 | 349.15 | 0 | 0 | 0 | 187307.5249 | 0
3651 | 100.7662 | 0 | 0 | 0 | 0 | 337.6 | 0 | 0 | 0 | 119911.8267 | 0
3652 | 105.1794 | 0 | 0 | 0 | 0 | 327.35 | 0 | 0 | 0 | 125163.4395 | 0
3653 | 78.7006 | 0 | 0 | 0 | 0 | 320.65 | 0 | 0 | 0 | 93653.7624 | 0
3654 | 81.6427 | 0 | 0 | 0 | 0 | 315.7 | 0 | 0 | 0 | 97154.8376 | 0
3655 | 78.8376 | 82.0528 | 82.0528 | 79.8751 | 78.8376 | 314.55 | 25916.7467 | 28381.5473 | 12874.1852 | 0 | 132875.8216
3656 | 193.0078 | 200.8772 | 200.8772 | 195.546 | 193.0078 | 339.6 | 68421.1252 | 69482.8098 | 31518.1745 | 0 | 320470.1593
3657 | 787.8808 | 820.0083 | 820.0083 | 798.2457 | 787.8808 | 384.4 | 316191.2611 | 283637.0723 | 128660.9275 | 0 | 1272900.1499
3658 | 1235.6617 | 1286.0483 | 1286.0483 | 1251.9173 | 1235.6617 | 401.7 | 519998.5935 | 444838.1972 | 201783.5489 | 0 | 1974956.9763
3659 | 1134.1783 | 1180.4272 | 1180.4272 | 1149.0993 | 1134.1783 | 408.5 | 488314.7652 | 408304.183 | 185211.3141 | 0 | 1805044.287
3660 | 928.5379 | 1963.1049 | 966.4008 | 1911.0051 | 928.5379 | 407.55 | 398206.9479 | 334273.6529 | 151630.2431 | 0 | 1478650.2182
3661 | 1150.8718 | 1370.7592 | 1197.8009 | 1334.38 | 1150.8718 | 412.3 | 497510.7891 | 414313.8595 | 187937.3702 | 0 | 1827239.2077
3662 | 1024.287 | 1066.0541 | 1066.0541 | 1037.7616 | 1024.287 | 440.25 | 473820.3966 | 368743.32 | 167266.0671 | 0 | 1597631.6483
3663 | 1039.8662 | 1405.8688 | 1082.2684 | 1368.5578 | 1039.8662 | 451.75 | 494659.9459 | 374351.8439 | 169810.1558 | 0 | 1609972.8952
3664 | 1200.7723 | 773.1286 | 773.1286 | 752.6101 | 752.6101 | 442.4 | 349691.1889 | 270939.6507 | 122901.236 | 821481.1771 | 1172265.5555
3665 | 1211.6653 | 577.0462 | 577.0462 | 561.7317 | 561.7317 | 1408 | 826451.8202 | 202223.4162 | 91730.7885 | 1191328.3002 | 332545.1734
3666 | 1362.6896 | 174.5997 | 174.5997 | 169.9659 | 169.9659 | 1756.7 | 313608.461 | 61187.7218 | 27755.4305 | 2186262.6286 | 41352.702
3667 | 1236.4091 | 1286.8258 | 1286.8258 | 1252.6741 | 1236.4091 | 1770.65 | 2291938.8184 | 445107.2872 | 201905.6111 | 0 | 283570.4041
3668 | 1330.5557 | 1384.8118 | 1384.8118 | 1348.0597 | 1330.5557 | 1800.95 | 2509571.0614 | 479000.0491 | 217279.7445 | 0 | 264847.1105
3669 | 1363.6541 | 1419.2594 | 1419.2594 | 1381.5931 | 1363.6541 | 1844.25 | 2630193.6701 | 490915.4731 | 222684.7132 | 0 | 212389.1105
3670 | 988.5389 | 1028.8484 | 1028.8484 | 1001.5434 | 988.5389 | 1903.6 | 1967745.0137 | 355873.9999 | 161428.4005 | 0 | 95295.1489
3671 | 1133.4363 | 1179.6539 | 1179.6539 | 1148.3465 | 1133.4363 | 1902.5 | 2265098.516 | 408037.0788 | 185090.1527 | 0 | 110510.01
3672 | 1025.3149 | 96.6226 | 96.6226 | 94.0583 | 94.0583 | 1835.3 | 181175.3541 | 33860.9823 | 15359.7178 | 1706993.3568 | 15491.3994
3673 | 1040.0253 | 0 | 0 | 0 | 0 | 1692.8 | 0 | 0 | 0 | 1237630.0939 | 0
3674 | 1289.3666 | 0 | 0 | 0 | 0 | 1658.85 | 0 | 0 | 0 | 1534346.2195 | 0
3675 | 807.601 | 0 | 0 | 0 | 0 | 1379.95 | 0 | 0 | 0 | 961045.1507 | 0
3676 | 906.1606 | 0 | 0 | 0 | 0 | 1078.35 | 0 | 0 | 0 | 1078331.171 | 0
3677 | 1054.7357 | 0 | 0 | 0 | 0 | 1069.6 | 0 | 0 | 0 | 1255135.4699 | 0
3678 | 1198.1621 | 0 | 0 | 0 | 0 | 1005.55 | 0 | 0 | 0 | 1425812.8871 | 0
3679 | 1087.0664 | 1131.3931 | 1131.3931 | 1101.3665 | 1087.0664 | 293.2 | 334142.2661 | 391343.9004 | 177517.9415 | 0 | 1855404.2488
3680 | 1228.1419 | 1278.2217 | 1278.2217 | 1244.2984 | 1228.1419 | 299.9 | 386975.8038 | 442131.079 | 200555.57 | 0 | 2087962.5141
3681 | 1131.3953 | 1177.5307 | 1177.5307 | 1146.2797 | 1131.3953 | 318.8 | 379466.2397 | 407302.2943 | 184756.8463 | 0 | 1902101.7145
3682 | 1253.8934 | 1305.0227 | 1305.0227 | 1270.3881 | 1253.8934 | 332.85 | 439680.842 | 451401.61 | 204760.7859 | 0 | 2090428.3168
3683 | 1272.5121 | 1721.7019 | 1324.401 | 1676.0089 | 1272.5121 | 345.9 | 463999.8273 | 458104.3668 | 207801.2308 | 0 | 2104862.3142
3684 | 1338.8744 | 1926.1042 | 1393.469 | 1874.9864 | 1338.8744 | 348.15 | 492596.7422 | 481994.7923 | 218638.1933 | 0 | 2211619.7156
3685 | 1355.3308 | 1410.5971 | 1410.5971 | 1373.1606 | 1355.3308 | 355.15 | 508934.6675 | 487919.075 | 221325.5138 | 0 | 2229315.8072
3686 | 1295.2535 | 955.7047 | 955.7047 | 930.3409 | 930.3409 | 371.1 | 364883.7618 | 334922.7081 | 151924.6617 | 668884.8586 | 1515432.2199
3687 | 1302.0681 | 1038.5974 | 1038.5974 | 1011.0336 | 1011.0336 | 375.7 | 401911.3445 | 363972.095 | 165101.7864 | 533466.2106 | 1642221.8719
3688 | 1469.4209 | 758.3256 | 758.3256 | 738.2 | 738.2 | 366.25 | 285584.12 | 265752.0127 | 120548.0658 | 1340327.9348 | 1206034.3077
3689 | 1487.386 | 461.1318 | 461.1318 | 448.8936 | 448.8936 | 348.95 | 164667.7216 | 161601.6902 | 73304.3223 | 1903556.6464 | 741145.7517
3690 | 1238.9154 | 168.9982 | 168.9982 | 164.5131 | 164.5131 | 334.85 | 57709.2593 | 59224.7134 | 26864.9881 | 1969379.4565 | 273938.9765
3691 | 1209.1949 | 1258.5021 | 1258.5021 | 1225.1021 | 1209.1949 | 1291.45 | 1627265.8218 | 435310.1608 | 197461.5257 | 0 | 856775.04
3692 | 1137.1139 | 1183.4819 | 1183.4819 | 1152.0729 | 1137.1139 | 1675.35 | 1986796.3008 | 409361.0148 | 185690.7048 | 0 | 369164.0374
3693 | 1054.7357 | 1097.7448 | 1097.7448 | 1068.6112 | 1054.7357 | 1766.25 | 1945118.2057 | 379704.848 | 172238.338 | 0 | 246544.4673
3694 | 1102.5445 | 1147.5022 | 1147.5022 | 1117.0481 | 1102.5445 | 1787.75 | 2060646.7802 | 396916.0164 | 180045.5152 | 0 | 234014.964
3695 | 1087.8341 | 1132.1924 | 1132.1924 | 1102.1446 | 1087.8341 | 1795.15 | 2041980.8341 | 391620.272 | 177643.3067 | 0 | 222842.7949
3696 | 1305.548 | 0 | 0 | 0 | 0 | 1773.9 | 0 | 0 | 0 | 2393069.5042 | 0
3697 | 1315.1098 | 0 | 0 | 0 | 0 | 1637.5 | 0 | 0 | 0 | 1564980.6275 | 0
3698 | 1071.6526 | 0 | 0 | 0 | 0 | 1103 | 0 | 0 | 0 | 1275266.6523 | 0
3699 | 1255.5327 | 0 | 0 | 0 | 0 | 1038.05 | 0 | 0 | 0 | 1494083.8547 | 0
3700 | 806.1299 | 0 | 0 | 0 | 0 | 968.4 | 0 | 0 | 0 | 959294.6131 | 0
3701 | 750.2304 | 0 | 0 | 0 | 0 | 977.5 | 0 | 0 | 0 | 892774.1837 | 0
3702 | 706.0992 | 0 | 0 | 0 | 0 | 990.4 | 0 | 0 | 0 | 840258.0554 | 0
3703 | 1144.1924 | 115.6261 | 115.6261 | 112.5575 | 112.5575 | 668.95 | 79085.4857 | 40520.6942 | 18380.6371 | 1890986.7847 | 149819.6389
3704 | 1174.6209 | 1139.1302 | 1139.1302 | 1108.8983 | 1108.8983 | 344.9 | 400843.9922 | 399203.3899 | 181083.0932 | 120469.4301 | 1835337.5849
3705 | 1421.8944 | 1479.8753 | 1479.8753 | 1440.6002 | 1421.8944 | 399.9 | 596152.7948 | 511881.9858 | 232195.3563 | 0 | 2275172.5894
3706 | 1445.488 | 1504.4304 | 1504.4304 | 1464.5036 | 1445.488 | 421.4 | 641213.5848 | 520375.6973 | 236048.1982 | 0 | 2281847.3568
3707 | 1314.3991 | 1367.996 | 1367.996 | 1331.6901 | 1314.3991 | 427.1 | 593102.9522 | 473183.667 | 214641.3689 | 0 | 2067418.3051
3708 | 1630.578 | 1697.0677 | 1697.0677 | 1652.0285 | 1630.578 | 420.5 | 723922.0748 | 587008.0728 | 266273.3841 | 0 | 2575497.9194
3709 | 1339.1925 | 1969.0383 | 1393.801 | 1916.7811 | 1339.1925 | 422.45 | 595155.3077 | 482109.3126 | 218690.141 | 0 | 2112643.1836
3710 | 1441.9686 | 1690.1174 | 1500.7679 | 1645.2626 | 1441.9686 | 811.15 | 1231773.0132 | 519108.6906 | 235473.4699 | 0 | 1714284.3523
3711 | 1484.2371 | 1544.7594 | 1544.7594 | 1503.7624 | 1484.2371 | 1692.6 | 2641276.7106 | 534325.3492 | 242375.9153 | 0 | 456254.4538
3712 | 1687.8042 | 1756.6272 | 1756.6272 | 1710.0073 | 1687.8042 | 1872.1 | 3318882.5838 | 607609.5102 | 275618.425 | 0 | 215870.1565
3713 | 1368.332 | 1111.9711 | 1111.9711 | 1082.46 | 1082.46 | 1904.75 | 2160517.6137 | 389685.6078 | 176765.7215 | 524003.3344 | 103104.3171
3714 | 1435.4445 | 256.9303 | 256.9303 | 250.1115 | 250.1115 | 1814.05 | 476269.665 | 90040.1513 | 40843.2131 | 2172715.3716 | 46508.2393
3715 | 1408.5208 | 1465.956 | 1465.956 | 1427.0503 | 1408.5208 | 1707.3 | 2525393.4583 | 507067.4923 | 230011.4486 | 0 | 412274.0417
3716 | 1324.6715 | 1378.6879 | 1378.6879 | 1342.0983 | 1324.6715 | 1775.5 | 2462273.4427 | 476881.7515 | 216318.8612 | 0 | 297388.7589
3717 | 1376.1579 | 1432.2733 | 1432.2733 | 1394.2616 | 1376.1579 | 1797.4 | 2589250.9081 | 495416.8555 | 224726.5903 | 0 | 278809.597
3718 | 889.2437 | 925.5045 | 925.5045 | 900.9421 | 889.2437 | 1874.55 | 1748092.9616 | 320127.7276 | 145213.4942 | 0 | 111555.6206
3719 | 1277.5983 | 1329.6943 | 1329.6943 | 1294.405 | 1277.5983 | 1819.75 | 2446604.5919 | 459935.3704 | 208631.7944 | 0 | 230287.0395
3720 | 914.2514 | 274.8161 | 274.8161 | 267.5226 | 267.5226 | 1821.85 | 512114.5986 | 96308.1369 | 43686.441 | 1185453.8269 | 47659.1517
3721 | 1040.0253 | 0 | 0 | 0 | 0 | 1684.55 | 0 | 0 | 0 | 1237630.0939 | 0
3722 | 1225.3763 | 0 | 0 | 0 | 0 | 1314 | 0 | 0 | 0 | 1458197.8339 | 0
3723 | 1041.4963 | 0 | 0 | 0 | 0 | 1042.1 | 0 | 0 | 0 | 1239380.6315 | 0
3724 | 1069.4461 | 0 | 0 | 0 | 0 | 319.7 | 0 | 0 | 0 | 1272640.8459 | 0
3725 | 1206.9883 | 0 | 0 | 0 | 0 | 313.5 | 0 | 0 | 0 | 1436316.1139 | 0
3726 | 1139.3205 | 0 | 0 | 0 | 0 | 310.6 | 0 | 0 | 0 | 1355791.3831 | 0
3727 | 968.3737 | 1007.8612 | 1007.8612 | 981.1131 | 968.3737 | 313.5 | 315987.5333 | 348614.5278 | 158135.4233 | 0 | 1633162.2251
3728 | 1216.8397 | 1266.4588 | 1266.4588 | 1232.8477 | 1216.8397 | 344.9 | 438396.7694 | 438062.2927 | 198709.9233 | 0 | 2013990.2289
3729 | 1270.5584 | 1322.3683 | 1322.3683 | 1287.2734 | 1270.5584 | 399.75 | 532756.6718 | 457401.0258 | 207482.1875 | 0 | 2033211.0876
3730 | 1288.7009 | 1341.2501 | 1341.2501 | 1305.654 | 1288.7009 | 421.4 | 572358.6516 | 463932.3334 | 210444.8612 | 0 | 2034343.2818
3731 | 1265.5835 | 1317.1894 | 1317.1894 | 1282.2319 | 1265.5835 | 427.1 | 572305.9614 | 455610.0715 | 206669.7908 | 0 | 1990636.3375
3732 | 1527.2199 | 1589.4951 | 1589.4951 | 1547.3108 | 1527.2199 | 420.5 | 679596.4681 | 549799.182 | 249395.0178 | 0 | 2412243.911
3733 | 1609.8915 | 1675.5372 | 1675.5372 | 1631.0693 | 1609.8915 | 422.45 | 717046.4544 | 579560.9328 | 262895.2787 | 0 | 2539683.5471
3734 | 1684.8217 | 1753.5236 | 1753.5236 | 1706.9861 | 1684.8217 | 776.2 | 1378753.1192 | 606535.798 | 275131.3772 | 0 | 2061884.7487
3735 | 1461.4939 | 1773.0798 | 1521.089 | 1726.0233 | 1461.4939 | 463.9 | 714705.3908 | 526137.7979 | 238661.9511 | 0 | 2245000.7537
3736 | 1490.238 | 2060.6475 | 1551.0051 | 2005.959 | 1490.238 | 862.6 | 1351321.7118 | 536485.6814 | 243355.8661 | 0 | 1694996.7057
3737 | 1239.2694 | 1047.2379 | 1047.2379 | 1019.4448 | 1019.4448 | 1860.8 | 1978840.5151 | 367000.132 | 166475.3377 | 402938.4419 | 141906.7177
3738 | 1422.6934 | 191.5279 | 191.5279 | 186.4449 | 186.4449 | 1737.85 | 337677.7243 | 67120.1504 | 30446.446 | 2266043.5019 | 48876.5206
3739 | 1531.3527 | 1593.7967 | 1593.7967 | 1551.4982 | 1531.3527 | 1718.85 | 2741822.1305 | 551286.9551 | 250069.8882 | 0 | 430539.7984
3740 | 1093.7182 | 1138.3163 | 1138.3163 | 1108.106 | 1093.7182 | 1804.65 | 2057907.2634 | 393738.57 | 178604.1902 | 0 | 213657.8113
3741 | 818.6338 | 852.0153 | 852.0153 | 829.4032 | 818.6338 | 1847.9 | 1579308.8288 | 294708.1562 | 133682.8942 | 0 | 124514.196
3742 | 913.5158 | 950.7663 | 950.7663 | 925.5334 | 913.5158 | 1913.55 | 1826984.9426 | 328865.7053 | 149177.138 | 0 | 78973.4451
3743 | 1149.6178 | 1196.4957 | 1196.4957 | 1164.7414 | 1149.6178 | 1824.7 | 2205838.3159 | 413862.3972 | 187732.5818 | 0 | 201527.9951
3744 | 1036.3477 | 0 | 0 | 0 | 0 | 1722 | 0 | 0 | 0 | 1899625.3139 | 0
3745 | 967.2088 | 0 | 0 | 0 | 0 | 1121.35 | 0 | 0 | 0 | 1150978.482 | 0
3746 | 1274.6562 | 0 | 0 | 0 | 0 | 1053.05 | 0 | 0 | 0 | 1516840.8435 | 0
3747 | 962.0602 | 0 | 0 | 0 | 0 | 651.8 | 0 | 0 | 0 | 1144851.6004 | 0
3748 | 1158.444 | 0 | 0 | 0 | 0 | 319.7 | 0 | 0 | 0 | 1378548.3719 | 0
3749 | 1215.0791 | 0 | 0 | 0 | 0 | 313.8 | 0 | 0 | 0 | 1445944.0707 | 0
3750 | 663.439 | 0 | 0 | 0 | 0 | 310.75 | 0 | 0 | 0 | 789492.4645 | 0
3751 | 831.19 | 0 | 0 | 0 | 0 | 313.65 | 0 | 0 | 0 | 1523571.294 | 0
3752 | 900.2029 | 119.1721 | 119.1721 | 116.0093 | 116.0093 | 344.9 | 41882.0133 | 41763.3492 | 18944.3193 | 1437426.9283 | 192006.9982
3753 | 1016.1898 | 1057.627 | 1057.627 | 1029.5581 | 1016.1898 | 399.75 | 426680.5829 | 365828.3438 | 165943.8015 | 0 | 1626156.4472
3754 | 1501.8804 | 1563.1218 | 1563.1218 | 1521.6374 | 1501.8804 | 421.25 | 664258.0261 | 540676.9321 | 245257.0639 | 0 | 2371093.05
3755 | 1433.3713 | 1699.1566 | 1491.8203 | 1654.0619 | 1433.3713 | 427.1 | 644454.7096 | 516013.659 | 234069.5292 | 0 | 2254549.6784
3756 | 1371.731 | 1427.6658 | 1427.6658 | 1389.7763 | 1371.731 | 420.5 | 606084.2452 | 493823.1676 | 224003.6757 | 0 | 2166649.1145
3757 | 1529.9046 | 999.1457 | 999.1457 | 972.6289 | 972.6289 | 422.45 | 429931.1189 | 350146.4178 | 158830.3056 | 1021486.2842 | 1534370.7816
3758 | 1387.7571 | 327.3399 | 327.3399 | 318.6525 | 318.6525 | 451.55 | 151482.313 | 114714.8964 | 52035.9516 | 1959668.7187 | 493417.4484
3759 | 1085.9861 | 558.4725 | 558.4725 | 543.6509 | 543.6509 | 463.6 | 265697.1667 | 195714.3402 | 88778.1993 | 994100.3298 | 835265.312
3760 | 1513.4915 | 466.1389 | 466.1389 | 453.7679 | 453.7679 | 816.55 | 390805.3495 | 163356.4344 | 74100.2937 | 1942473.3509 | 537011.5897
3761 | 1215.0892 | 299.8644 | 299.8644 | 291.9062 | 291.9062 | 1243.75 | 382009.5753 | 105086.2347 | 47668.2837 | 1692194.3593 | 220754.0694
3762 | 1339.0123 | 52.6862 | 52.6862 | 51.2879 | 51.2879 | 1111.8 | 60012.9622 | 18463.6583 | 8375.3206 | 2360398.8129 | 45553.948
3763 | 1233.4671 | 1283.7638 | 1283.7638 | 1249.6934 | 1233.4671 | 1100 | 1429833.1455 | 444048.1384 | 201425.1694 | 0 | 1110120.3
3764 | 1164.3282 | 1211.8056 | 1211.8056 | 1179.6449 | 1164.3282 | 1108.6 | 1360981.2528 | 419158.1412 | 190134.7902 | 0 | 1037881.9792
3765 | 1034.1411 | 1076.31 | 1076.31 | 1047.7453 | 1034.1411 | 1386.75 | 1514569.7121 | 372290.8064 | 168875.2464 | 0 | 634186.9683
3766 | 1329.8202 | 1384.0458 | 1384.0458 | 1347.314 | 1329.8202 | 1819.6 | 2551900.3656 | 478735.2619 | 217159.6341 | 0 | 239899.528
3767 | 1057.6778 | 1100.8067 | 1100.8067 | 1071.5919 | 1057.6778 | 1752.65 | 1959261.1624 | 380763.9968 | 172718.7797 | 0 | 261616.5962
3768 | 1348.9437 | 0 | 0 | 0 | 0 | 1313.5 | 0 | 0 | 0 | 2472613.7874 | 0
3769 | 972.3574 | 0 | 0 | 0 | 0 | 1075.45 | 0 | 0 | 0 | 1157105.3637 | 0
3770 | 1018.6952 | 0 | 0 | 0 | 0 | 1037.1 | 0 | 0 | 0 | 1212247.2987 | 0
3771 | 1329.8202 | 0 | 0 | 0 | 0 | 991.15 | 0 | 0 | 0 | 1582486.0047 | 0
3772 | 1226.8474 | 0 | 0 | 0 | 0 | 968.4 | 0 | 0 | 0 | 1459948.3715 | 0
3773 | 759.7922 | 0 | 0 | 0 | 0 | 993.45 | 0 | 0 | 0 | 904152.6783 | 0
3774 | 961.3246 | 0 | 0 | 0 | 0 | 1029.45 | 0 | 0 | 0 | 1143976.3316 | 0
3775 | 883.3154 | 206.1727 | 206.1727 | 200.701 | 200.701 | 993.45 | 209779.7397 | 72252.3486 | 32774.4681 | 1251232.247 | 202015.5596
3776 | 819.4309 | 852.8448 | 852.8448 | 830.2107 | 819.4309 | 345.2 | 296739.0468 | 294995.1193 | 133813.0638 | 0 | 1355994.2316
3777 | 938.7295 | 977.0084 | 977.0084 | 951.0791 | 938.7295 | 399.9 | 394139.4236 | 337942.6106 | 153294.5231 | 0 | 1502060.2729
3778 | 1175.0134 | 1222.9273 | 1222.9273 | 1190.4715 | 1175.0134 | 421.25 | 520047.7448 | 423004.8373 | 191879.6943 | 0 | 1855051.7737
3779 | 1296.981 | 1349.8677 | 1349.8677 | 1314.043 | 1296.981 | 427.1 | 583278.8007 | 466913.1751 | 211797.0042 | 0 | 2040021.4149
3780 | 1264.4646 | 1714.6027 | 1316.0258 | 1669.0981 | 1264.4646 | 420.5 | 558432.0439 | 455207.2639 | 206487.0728 | 0 | 1997221.8704
3781 | 1379.1589 | 1727.5479 | 1435.3967 | 1681.6998 | 1379.1589 | 422.45 | 609794.624 | 496497.1874 | 225216.6409 | 0 | 2175692.0501
3782 | 1238.6166 | 1289.1238 | 1289.1238 | 1254.9112 | 1238.6166 | 451.55 | 590795.674 | 445901.9796 | 202266.0924 | 0 | 1917935.8898
3783 | 1071.4449 | 1441.1917 | 1115.134 | 1402.9433 | 1071.4449 | 463.6 | 525935.8287 | 385720.1514 | 174966.9465 | 0 | 1646167.8906
3784 | 1163.5669 | 1910.1845 | 1211.0135 | 1859.4892 | 1163.5669 | 457.05 | 562818.6389 | 418884.0865 | 190010.4759 | 0 | 1795325.5592
3785 | 930.6139 | 804.228 | 804.228 | 782.8842 | 782.8842 | 1153.75 | 954660.1533 | 281838.3227 | 127844.9947 | 270788.5403 | 662515.7794
3786 | 930.0798 | 212.3466 | 212.3466 | 206.711 | 206.711 | 752.45 | 164582.6903 | 74415.9616 | 33755.907 | 1325934.9259 | 257882.3138
3787 | 892.9213 | 929.3315 | 929.3315 | 904.6675 | 892.9213 | 1369.8 | 1291933.348 | 321451.6636 | 145814.0463 | 0 | 562718.8142
3788 | 1206.2528 | 1255.4401 | 1255.4401 | 1222.1214 | 1206.2528 | 1727.45 | 2203038.2295 | 434251.012 | 196981.084 | 0 | 328764.2036
3789 | 1006.9269 | 1047.9863 | 1047.9863 | 1020.1733 | 1006.9269 | 1722 | 1834868.8479 | 362493.68 | 164431.161 | 0 | 279925.6751
3790 | 984.8613 | 1025.0205 | 1025.0205 | 997.817 | 984.8613 | 1819.6 | 1890463.0717 | 354550.0639 | 160827.8484 | 0 | 177668.9244
3791 | 1077.5368 | 1121.4755 | 1121.4755 | 1091.7122 | 1077.5368 | 1742.75 | 1991171.9516 | 387913.2512 | 175961.7609 | 0 | 277196.3441
3792 | 956.176 | 0 | 0 | 0 | 0 | 1515.85 | 0 | 0 | 0 | 1752670.6232 | 0
3793 | 959.8536 | 0 | 0 | 0 | 0 | 880.95 | 0 | 0 | 0 | 1759411.6642 | 0
3794 | 1045.1739 | 0 | 0 | 0 | 0 | 687.7 | 0 | 0 | 0 | 1915803.8119 | 0
3795 | 993.6875 | 0 | 0 | 0 | 0 | 327.25 | 0 | 0 | 0 | 1821429.2401 | 0
3796 | 951.0274 | 0 | 0 | 0 | 0 | 319.4 | 0 | 0 | 0 | 1743233.1661 | 0
3797 | 970.1509 | 609.7974 | 609.7974 | 593.6137 | 593.6137 | 313.5 | 195790.1904 | 213700.924 | 96937.1136 | 690192.7071 | 1001129.4677
3798 | 989.2744 | 1029.6134 | 1029.6134 | 1002.288 | 989.2744 | 310.45 | 323712.319 | 356138.7871 | 161548.5109 | 0 | 1671427.8867
3799 | 814.7659 | 847.9895 | 847.9895 | 825.4844 | 814.7659 | 313.5 | 268955.966 | 293315.7065 | 133051.2635 | 0 | 1374102.6082
3800 | 269.8053 | 280.8068 | 280.8068 | 273.3543 | 269.8053 | 344.9 | 97740.7871 | 97129.9035 | 44059.2035 | 0 | 446554.2555
3801 | 129.9866 | 581.3019 | 135.2875 | 565.8745 | 129.9866 | 399.75 | 54566.5356 | 46795.1803 | 21226.8137 | 0 | 208011.0757
3802 | 207.7449 | 1222.3289 | 216.2172 | 1189.8889 | 207.7449 | 421.25 | 91922.9441 | 74788.1523 | 33924.7369 | 0 | 327977.2097
3803 | 159.9664 | 868.5199 | 166.4899 | 845.4699 | 159.9664 | 427.1 | 72016.4171 | 57587.9067 | 26122.5143 | 0 | 251611.1622
3804 | 171.8487 | 1296.9661 | 178.8565 | 1262.5453 | 171.8487 | 420.5 | 76009.0715 | 61865.5439 | 28062.8981 | 0 | 271435.0739
3805 | 132.4947 | 2186.4556 | 137.8967 | 2128.4282 | 132.4947 | 422.45 | 58623.6964 | 47698.1047 | 21636.3903 | 0 | 209017.0695
3806 | 124.5833 | 3097.0114 | 129.6641 | 3014.8184 | 124.5833 | 451.55 | 59240.3606 | 44849.9873 | 20344.4526 | 0 | 192911.0079
3807 | 178.8941 | 2317.66 | 186.1887 | 2256.1506 | 178.8941 | 463.6 | 87459.9796 | 64401.8743 | 29213.4058 | 0 | 274852.8882
3808 | 197.9358 | 1779.134 | 206.0072 | 1731.9168 | 197.9358 | 1605.15 | 335552.8059 | 71256.884 | 32322.9143 | 0 | 78154.9462
3809 | 169.2818 | 650.3877 | 176.1848 | 633.1267 | 169.2818 | 1647.35 | 292832.8938 | 60941.4366 | 27643.7128 | 0 | 59697.2156
3810 | 186.6658 | 194.2766 | 194.2766 | 189.1206 | 186.6658 | 952.4 | 186964.3358 | 67199.6821 | 30482.5225 | 0 | 195551.0749
3811 | 128.716 | 133.9646 | 133.9646 | 130.4093 | 128.716 | 880.6 | 119068.6966 | 46337.7604 | 21019.323 | 0 | 144084.6904
3812 | 181.6734 | 189.081 | 189.081 | 184.0629 | 181.6734 | 1398.1 | 266775.8342 | 65402.439 | 29667.273 | 0 | 109348.9787
3813 | 183.1445 | 190.612 | 190.612 | 185.5533 | 183.1445 | 1611.4 | 309634.2805 | 65932.0134 | 29907.4938 | 0 | 71169.7584
3814 | 100.0307 | 104.1099 | 104.1099 | 101.3469 | 100.0307 | 1753.55 | 184463.1562 | 36011.0595 | 16335.0167 | 0 | 24652.5712
3815 | 90.469 | 94.158 | 94.158 | 91.6591 | 90.469 | 966.75 | 92398.6542 | 32568.8259 | 14773.5813 | 0 | 93477.0537
3816 | 94.1466 | 97.986 | 97.986 | 95.3855 | 94.1466 | 383.2 | 38102.2382 | 33892.7619 | 15374.1334 | 0 | 152216.1595
3817 | 85.3203 | 88.7991 | 88.7991 | 86.4424 | 85.3203 | 721.75 | 64866.0644 | 30715.3155 | 13932.8084 | 0 | 109060.29
3818 | 91.2045 | 94.923 | 94.923 | 92.4038 | 91.2045 | 998.15 | 95868.593 | 32833.6131 | 14893.6917 | 0 | 91372.7274
3819 | 86.7914 | 90.3301 | 90.3301 | 87.9327 | 86.7914 | 986.6 | 90356.4701 | 31244.8899 | 14173.0292 | 0 | 87953.9994
3820 | 90.469 | 94.158 | 94.158 | 91.6591 | 90.469 | 976.35 | 93132.5336 | 32568.8259 | 14773.5813 | 0 | 92608.5517
3821 | 85.3203 | 88.7991 | 88.7991 | 86.4424 | 85.3203 | 969.65 | 87260.7714 | 30715.3155 | 13932.8084 | 0 | 87909.462
3822 | 86.0558 | 89.5651 | 89.5651 | 87.1881 | 86.0558 | 964.7 | 87490.2317 | 30980.1027 | 14052.9188 | 0 | 89093.6119
3823 | 73.9979 | 77.0154 | 77.0154 | 74.9715 | 73.9979 | 978.55 | 76036.8099 | 26639.2475 | 12083.8586 | 0 | 75584.2357
3824 | 92.8447 | 96.6309 | 96.6309 | 94.0664 | 92.8447 | 1013.6 | 98822.413 | 33424.0885 | 15161.5379 | 0 | 91582.0026
3825 | 624.5034 | 649.9682 | 649.9682 | 632.7184 | 624.5034 | 1103.1 | 724464.2937 | 224821.2149 | 101981.4011 | 0 | 560116.7407
3826 | 1169.1854 | 1216.8606 | 1216.8606 | 1184.5658 | 1169.1854 | 726.2 | 893239.646 | 420906.7296 | 190927.9693 | 0 | 1489308.3116
3827 | 1182.7428 | 1664.0064 | 1230.9715 | 1619.8446 | 1182.7428 | 408.5 | 510004.703 | 425787.4199 | 193141.9046 | 0 | 1882335.2187
3828 | 1218.137 | 2645.7962 | 1267.8087 | 2575.5782 | 1218.137 | 407.55 | 523162.1746 | 438529.311 | 198921.768 | 0 | 1939822.2258
3829 | 1041.8558 | 2631.499 | 1084.3395 | 2561.6605 | 1041.8558 | 412.3 | 450643.2604 | 375068.093 | 170135.0544 | 0 | 1654154.4759
3830 | 1119.2978 | 1343.0871 | 1164.9394 | 1307.4423 | 1119.2978 | 440.25 | 520307.8128 | 402947.2069 | 182781.3303 | 0 | 1745824.7389
3831 | 1117.0011 | 2030.823 | 1162.5487 | 1976.9261 | 1117.0011 | 1508.45 | 1784230.9381 | 402120.4086 | 182406.2853 | 0 | 549061.9079
3832 | 1182.9589 | 1488.9519 | 1231.1963 | 1449.436 | 1182.9589 | 1576.8 | 1967799.1533 | 425865.2011 | 193177.1871 | 0 | 500628.2031
3833 | 1307.3767 | 787.2727 | 787.2727 | 766.3789 | 766.3789 | 1549.2 | 1251502.6631 | 275896.411 | 125149.6775 | 991648.9283 | 345483.6168
3834 | 1228.2872 | 384.6732 | 384.6732 | 374.4642 | 374.4642 | 1504.8 | 595534.9421 | 134807.1003 | 61149.9986 | 1565057.5286 | 185434.6558
3835 | 1151.8243 | 1198.7917 | 1198.7917 | 1166.9764 | 1151.8243 | 1494.6 | 1821543.0923 | 414656.7588 | 188092.9131 | 0 | 582131.8496
3836 | 1090.7762 | 1135.2543 | 1135.2543 | 1105.1253 | 1090.7762 | 1504.35 | 1737210.6246 | 392679.4212 | 178123.7486 | 0 | 540643.1244
3837 | 1351.8858 | 1407.0116 | 1407.0116 | 1369.6703 | 1351.8858 | 1570 | 2242380.1234 | 486678.8779 | 220762.9466 | 0 | 581310.882
3838 | 1092.9827 | 1137.5513 | 1137.5513 | 1107.3613 | 1092.9827 | 1532.3 | 1768318.8123 | 393473.7828 | 178484.0798 | 0 | 511188.0228
3839 | 716.3965 | 745.6083 | 745.6083 | 725.8203 | 716.3965 | 1284 | 976307.7603 | 257902.7351 | 116987.5462 | 0 | 512939.536
3840 | 1042.2318 | 1084.7309 | 1084.7309 | 1055.9427 | 1042.2318 | 718.05 | 794497.4936 | 375203.4656 | 170196.4609 | 0 | 1336089.1188
3841 | 806.8654 | 0 | 0 | 0 | 0 | 726.65 | 0 | 0 | 0 | 960169.8819 | 0
3842 | 816.4272 | 0 | 0 | 0 | 0 | 591.9 | 0 | 0 | 0 | 971548.3764 | 0
3843 | 912.0448 | 0 | 0 | 0 | 0 | 331 | 0 | 0 | 0 | 1085333.3215 | 0
3844 | 945.1432 | 0 | 0 | 0 | 0 | 571.95 | 0 | 0 | 0 | 1124720.4178 | 0
3845 | 937.788 | 0 | 0 | 0 | 0 | 313.8 | 0 | 0 | 0 | 1115967.7298 | 0
3846 | 909.1027 | 0 | 0 | 0 | 0 | 303.2 | 0 | 0 | 0 | 1081832.2462 | 0
3847 | 944.3424 | 982.8492 | 982.8492 | 956.765 | 944.3424 | 292.7 | 291541.8941 | 339963.2679 | 154211.1157 | 0 | 1612275.798
3848 | 881.4527 | 917.3958 | 917.3958 | 893.0486 | 881.4527 | 299.9 | 278138.5156 | 317322.9692 | 143941.2246 | 0 | 1498556.5452
3849 | 933.853 | 971.9325 | 971.9325 | 946.138 | 933.853 | 318.8 | 313389.2396 | 336187.0714 | 152498.191 | 0 | 1569993.6234
3850 | 994.1031 | 1034.6393 | 1034.6393 | 1007.1806 | 994.1031 | 332.85 | 347262.7648 | 357877.1151 | 162337.0358 | 0 | 1657318.8165
3851 | 1339.2413 | 1393.852 | 1393.852 | 1356.8599 | 1339.2413 | 345.9 | 486803.9702 | 482126.8547 | 218698.0982 | 0 | 2215238.5381
3852 | 1246.3699 | 1317.7244 | 1297.193 | 1282.7527 | 1246.3699 | 348.15 | 457088.5182 | 448693.1676 | 203532.2063 | 0 | 2058816.1358
3853 | 1003.5325 | 1276.6709 | 1044.4539 | 1242.7888 | 1003.5325 | 355.15 | 377406.5713 | 361271.687 | 163876.8514 | 0 | 1650660.3734
3854 | 1101.4945 | 1781.7016 | 1146.4104 | 1734.4162 | 1101.4945 | 371.1 | 432071.822 | 396538.0326 | 179874.0576 | 0 | 1794224.4481
3855 | 1463.9441 | 2201.8372 | 1523.6389 | 2143.4016 | 1463.9441 | 375.7 | 581996.8488 | 527019.8702 | 239062.0689 | 0 | 2377884.3756
3856 | 1017.2747 | 1503.3896 | 1058.7552 | 1463.4904 | 1017.2747 | 366.25 | 394655.8156 | 366218.905 | 166120.9644 | 0 | 1661972.5999
3857 | 1145.9282 | 218.0344 | 218.0344 | 212.2479 | 212.2479 | 348.95 | 78233.2282 | 76409.2431 | 34660.0817 | 1711436.0276 | 350431.8911
3858 | 1215.9093 | 25.5146 | 25.5146 | 24.8375 | 24.8375 | 334.35 | 8786.1902 | 8941.4994 | 4055.9635 | 2183234.5556 | 41370.5791
3859 | 1031.199 | 1073.248 | 1073.248 | 1044.7646 | 1031.199 | 334.5 | 365589.4961 | 371231.6576 | 168394.8047 | 0 | 1717461.9345
3860 | 1098.8669 | 1143.6753 | 1143.6753 | 1113.3228 | 1098.8669 | 598.65 | 698625.9239 | 395592.0804 | 179444.9631 | 0 | 1539897.1163
3861 | 1268.772 | 1320.5085 | 1320.5085 | 1285.4629 | 1268.772 | 357.25 | 481531.5037 | 456757.924 | 207190.4694 | 0 | 2084275.203
3862 | 1276.1272 | 1328.1634 | 1328.1634 | 1292.9146 | 1276.1272 | 372.75 | 504739.3294 | 459405.796 | 208391.5736 | 0 | 2076577.6608
3863 | 1315.8453 | 1369.5009 | 1369.5009 | 1333.1551 | 1315.8453 | 374.15 | 522710.8279 | 473704.3048 | 214877.536 | 0 | 2139366.5932
3864 | 1015.0176 | 840.4127 | 840.4127 | 818.1086 | 818.1086 | 359 | 312009.4215 | 294519.0941 | 133597.1335 | 360934.2233 | 1342516.2039
3865 | 1181.9806 | 0 | 0 | 0 | 0 | 356.45 | 0 | 0 | 0 | 1406556.9735 | 0
3866 | 934.1104 | 0 | 0 | 0 | 0 | 338.1 | 0 | 0 | 0 | 1111591.3856 | 0
3867 | 1097.3959 | 0 | 0 | 0 | 0 | 327.15 | 0 | 0 | 0 | 1305901.0615 | 0
3868 | 1369.5383 | 0 | 0 | 0 | 0 | 319.4 | 0 | 0 | 0 | 1629750.5199 | 0
3869 | 1001.0427 | 0 | 0 | 0 | 0 | 313.5 | 0 | 0 | 0 | 1191240.8475 | 0
3870 | 1035.6122 | 0 | 0 | 0 | 0 | 310.45 | 0 | 0 | 0 | 1232378.4811 | 0
3871 | 734.6806 | 764.6389 | 764.6389 | 744.3458 | 734.6806 | 313.5 | 243738.8087 | 264485.0139 | 119973.341 | 0 | 1239037.82
3872 | 858.4429 | 893.4476 | 893.4476 | 869.7359 | 858.4429 | 344.9 | 312556.3309 | 309039.4325 | 140183.7204 | 0 | 1420808.791
3873 | 945.9468 | 984.5197 | 984.5197 | 958.3911 | 945.9468 | 399.75 | 399875.6976 | 340540.835 | 154473.1065 | 0 | 1513751.3089
3874 | 1313.9909 | 1367.5713 | 1367.5713 | 1331.2767 | 1313.9909 | 421.25 | 585176.5568 | 473036.7103 | 214574.7078 | 0 | 2074463.0734
3875 | 1203.8265 | 1252.9152 | 1252.9152 | 1219.6635 | 1203.8265 | 427.1 | 545237.2765 | 433377.545 | 196584.8697 | 0 | 1893497.9154
3876 | 1170.5985 | 1288.6305 | 1218.3323 | 1254.4309 | 1170.5985 | 420.5 | 522399.1744 | 421415.4521 | 191158.7315 | 0 | 1848960.296
3877 | 1180.2871 | 1228.6537 | 1228.4153 | 1196.0459 | 1180.2871 | 422.45 | 525365.1954 | 424903.3614 | 192740.8859 | 0 | 1861961.9383
3878 | 935.0749 | 996.4376 | 973.2044 | 969.9927 | 935.0749 | 451.55 | 445232.2207 | 336626.9492 | 152697.7244 | 0 | 1447916.6651
3879 | 1443.3311 | 2057.0932 | 1502.1854 | 2002.4991 | 1443.3311 | 463.6 | 708064.2459 | 519599.2086 | 235695.9743 | 0 | 2217533.9558
3880 | 1115.1485 | 613.463 | 613.463 | 597.182 | 597.182 | 457.15 | 289345.1539 | 214985.5237 | 97519.8223 | 949432.6563 | 921362.2645
3881 | 1294.3433 | 350.5347 | 350.5347 | 341.2317 | 341.2317 | 1289.7 | 465105.3633 | 122843.3996 | 55723.131 | 1747053.5945 | 242376.8521
3882 | 1231.2495 | 194.6721 | 194.6721 | 189.5056 | 189.5056 | 717.4 | 143615.9579 | 68222.0174 | 30946.2651 | 1909516.4845 | 243059.8876
3883 | 1327.6136 | 1381.7498 | 1381.7498 | 1345.079 | 1327.6136 | 1439.5 | 2017665.7561 | 477940.9003 | 216799.3028 | 0 | 744127.4295
3884 | 1377.629 | 1433.8043 | 1433.8043 | 1395.7519 | 1377.629 | 1378.4 | 2001562.1318 | 495946.4299 | 224966.8111 | 0 | 856334.169
3885 | 1547.5341 | 1610.6375 | 1610.6375 | 1567.892 | 1547.5341 | 1395.35 | 2282792.1269 | 557112.2738 | 252712.3176 | 0 | 935716.4331
3886 | 1445.2968 | 1504.2316 | 1504.2316 | 1464.3101 | 1445.2968 | 1700.05 | 2598029.0453 | 520306.8527 | 236016.9696 | 0 | 433516.7791
3887 | 1164.3282 | 1211.8056 | 1211.8056 | 1179.6449 | 1164.3282 | 1604.15 | 1978601.7462 | 419158.1412 | 190134.7902 | 0 | 460899.2388
3888 | 1151.8243 | 0 | 0 | 0 | 0 | 383.1 | 0 | 0 | 0 | 2111293.9969 | 0
3889 | 1028.257 | 0 | 0 | 0 | 0 | 881.05 | 0 | 0 | 0 | 1223625.7931 | 0
3890 | 1179.7741 | 0 | 0 | 0 | 0 | 338.2 | 0 | 0 | 0 | 1403931.1671 | 0
3891 | 1259.2103 | 0 | 0 | 0 | 0 | 327.25 | 0 | 0 | 0 | 1498460.1987 | 0
3892 | 1282.0114 | 0 | 0 | 0 | 0 | 319.5 | 0 | 0 | 0 | 1525593.5315 | 0
3893 | 1181.9806 | 0 | 0 | 0 | 0 | 313.6 | 0 | 0 | 0 | 1406556.9735 | 0
3894 | 970.8864 | 0 | 0 | 0 | 0 | 310.6 | 0 | 0 | 0 | 1155354.8261 | 0
3895 | 956.4739 | 0 | 0 | 0 | 0 | 313.7 | 0 | 0 | 0 | 1753216.6475 | 0
3896 | 799.5406 | 0 | 0 | 0 | 0 | 345.1 | 0 | 0 | 0 | 1465557.8963 | 0
3897 | 1009.7099 | 0 | 0 | 0 | 0 | 649.35 | 0 | 0 | 0 | 1850798.2705 | 0
3898 | 1208.6635 | 512.2807 | 512.2807 | 498.6851 | 498.6851 | 670.85 | 351527.8698 | 179526.6336 | 81435.2758 | 1301390.377 | 621798.9655
3899 | 1010.5833 | 0 | 0 | 0 | 0 | 427.1 | 0 | 0 | 0 | 1852399.2677 | 0
3900 | 1237.7156 | 912.8737 | 912.8737 | 888.6465 | 888.6465 | 420.5 | 392867.9601 | 319912.7336 | 145115.9705 | 639843.6894 | 1403617.1185
3901 | 1291.5998 | 1344.2673 | 1344.2673 | 1308.5912 | 1291.5998 | 422.45 | 571607.3898 | 464975.9258 | 210918.2464 | 0 | 2037562.0025
3902 | 1072.2006 | 250.8938 | 250.8938 | 244.2352 | 244.2352 | 451.55 | 115997.921 | 87924.6834 | 39883.6133 | 1517660.5422 | 378186.0445
3903 | 1315.8048 | 178.2393 | 178.2393 | 173.5089 | 173.5089 | 463.8 | 84787.2373 | 62463.203 | 28334.0029 | 2093828.4592 | 266544.3681
3904 | 1295.1505 | 217.0592 | 217.0592 | 211.2986 | 211.2986 | 956.65 | 212473.7857 | 76067.4856 | 34505.0567 | 1986700.6169 | 220458.3641
3905 | 1370.3069 | 110.7116 | 110.7116 | 107.7734 | 107.7734 | 1561.75 | 176620.1962 | 38798.4115 | 17599.3906 | 2314223.9141 | 47231.6773
3906 | 1281.582 | 72.9106 | 72.9106 | 70.9756 | 70.9756 | 1488.7 | 111117.8252 | 25551.2054 | 11590.3107 | 2219041.6055 | 36289.8092
3907 | 1545.3275 | 1608.3415 | 1608.3415 | 1565.657 | 1545.3275 | 1496.95 | 2438211.6664 | 556317.9119 | 252351.9861 | 0 | 777377.0155
3908 | 1218.0211 | 1267.688 | 1267.688 | 1234.0442 | 1218.0211 | 1555.55 | 1997320.8153 | 438487.6072 | 198902.8507 | 0 | 541349.4335
3909 | 1410.7274 | 1468.2519 | 1468.2519 | 1429.2853 | 1410.7274 | 1637.85 | 2434320.3771 | 507861.8539 | 230371.7798 | 0 | 510894.7831
3910 | 1444.5613 | 1503.4656 | 1503.4656 | 1463.5644 | 1444.5613 | 1825.65 | 2779635.2929 | 520042.0655 | 235896.8591 | 0 | 251859.2103
3911 | 1081.9499 | 1126.0685 | 1126.0685 | 1096.1832 | 1081.9499 | 1813.7 | 2071890.5564 | 389501.9744 | 176682.4234 | 0 | 201567.2718
3912 | 1302.6059 | 0 | 0 | 0 | 0 | 1630.45 | 0 | 0 | 0 | 2387676.6715 | 0
3913 | 1140.056 | 0 | 0 | 0 | 0 | 1340.45 | 0 | 0 | 0 | 1356666.6519 | 0
3914 | 1240.0867 | 0 | 0 | 0 | 0 | 338.15 | 0 | 0 | 0 | 1475703.2099 | 0
3915 | 1393.0749 | 0 | 0 | 0 | 0 | 327.2 | 0 | 0 | 0 | 1657759.1215 | 0
3916 | 1256.2682 | 0 | 0 | 0 | 0 | 319.4 | 0 | 0 | 0 | 1494959.1235 | 0
3917 | 1270.2431 | 0 | 0 | 0 | 0 | 313.5 | 0 | 0 | 0 | 1511589.2307 | 0
3918 | 1252.5906 | 0 | 0 | 0 | 0 | 310.55 | 0 | 0 | 0 | 1490582.7795 | 0
3919 | 624.6762 | 0 | 0 | 0 | 0 | 313.65 | 0 | 0 | 0 | 1145031.5151 | 0
3920 | 1045.7035 | 130.248 | 130.248 | 126.7913 | 126.7913 | 344.9 | 45789.6185 | 45644.8682 | 20705.0194 | 1684366.069 | 209852.2815
3921 | 811.5093 | 844.5997 | 844.5997 | 822.1845 | 811.5093 | 674.25 | 574125.4258 | 292143.3611 | 132519.4747 | 0 | 1075858.0567
3922 | 397.7894 | 414.0106 | 414.0106 | 403.023 | 397.7894 | 1010.25 | 421640.1482 | 143204.2007 | 64959.0166 | 0 | 393712.1045
3923 | 357.9482 | 372.544 | 372.544 | 362.6569 | 357.9482 | 427.25 | 161661.1226 | 128861.3399 | 58452.9356 | 0 | 562962.717
3924 | 364.5053 | 761.6217 | 379.3683 | 741.4087 | 364.5053 | 420.55 | 161500.837 | 131221.9178 | 59523.7199 | 0 | 575717.939
3925 | 782.6071 | 850.2845 | 814.5202 | 827.7184 | 782.6071 | 422.45 | 347292.9093 | 281738.548 | 127799.7358 | 0 | 1234601.7956
3926 | 1248.8063 | 984.7237 | 984.7237 | 958.5896 | 958.5896 | 451.75 | 456276.468 | 345092.2731 | 156537.6894 | 531967.1607 | 1484136.4217
3927 | 1519.8933 | 728.932 | 728.932 | 709.5865 | 709.5865 | 463.8 | 346239.1177 | 255451.1428 | 115875.4767 | 1485292.2623 | 1090066.7932
3928 | 1361.4245 | 313.9753 | 313.9753 | 305.6426 | 305.6426 | 851.4 | 273827.6058 | 110031.3234 | 49911.4309 | 1935248.3731 | 351061.0501
3929 | 1399.7203 | 646.7918 | 646.7918 | 629.6263 | 629.6263 | 1223.25 | 810027.2237 | 226665.4599 | 102817.9711 | 1411582.3708 | 489062.211
3930 | 1546.8023 | 271.4398 | 271.4398 | 264.2359 | 264.2359 | 787.1 | 219100.7665 | 95124.9338 | 43149.7269 | 2350944.0712 | 320491.7563
3931 | 1616.673 | 1287.8406 | 1287.8406 | 1253.662 | 1253.662 | 775.35 | 1023032.6378 | 451318.3073 | 204722.9989 | 1233511.4093 | 1535297.1252
3932 | 1468.8335 | 1528.7273 | 1528.7273 | 1488.1557 | 1468.8335 | 1488.6 | 2300137.4408 | 528780.0431 | 239860.5029 | 0 | 751161.1962
3933 | 1634.3255 | 1676.6383 | 1676.6383 | 1632.1413 | 1632.1413 | 1749.05 | 3000436.7225 | 587570.8558 | 266528.6688 | 7421.8702 | 409585.8508
3934 | 1700.5223 | 1676.6383 | 1676.6383 | 1632.1413 | 1632.1413 | 1825.65 | 3128149.3176 | 587570.8558 | 266528.6688 | 232358.6 | 284563.8298
3935 | 1246.7064 | 1297.5427 | 1297.5427 | 1263.1066 | 1246.7064 | 1819.75 | 2390133.527 | 448814.308 | 203587.1569 | 0 | 224718.7565
3936 | 1177.5675 | 0 | 0 | 0 | 0 | 1798.05 | 0 | 0 | 0 | 2158481.2825 | 0
3937 | 1148.1467 | 0 | 0 | 0 | 0 | 1755.55 | 0 | 0 | 0 | 1366294.6087 | 0
3938 | 1455.5941 | 0 | 0 | 0 | 0 | 1176.6 | 0 | 0 | 0 | 1732156.9707 | 0
3939 | 1526.204 | 0 | 0 | 0 | 0 | 1115.65 | 0 | 0 | 0 | 1816182.7755 | 0
3940 | 902.483 | 0 | 0 | 0 | 0 | 569 | 0 | 0 | 0 | 1073954.827 | 0
3941 | 1237.1447 | 0 | 0 | 0 | 0 | 563.1 | 0 | 0 | 0 | 1472202.1347 | 0
3942 | 1238.6157 | 0 | 0 | 0 | 0 | 1098.95 | 0 | 0 | 0 | 1473952.6723 | 0
3943 | 993.8319 | 0 | 0 | 0 | 0 | 982.25 | 0 | 0 | 0 | 1821693.826 | 0
3944 | 1094.5292 | 0 | 0 | 0 | 0 | 345.1 | 0 | 0 | 0 | 2006271.9503 | 0
3945 | 975.5698 | 0 | 0 | 0 | 0 | 794.1 | 0 | 0 | 0 | 1788219.5022 | 0
3946 | 1525.9328 | 163.659 | 163.659 | 159.3156 | 159.3156 | 1065 | 178313.1918 | 57353.6185 | 26016.2386 | 2505009.2965 | 148960.0925
3947 | 1595.194 | 924.0516 | 924.0516 | 899.5278 | 899.5278 | 1016.1 | 964367.2285 | 323829.9966 | 146892.8846 | 1275156.1128 | 885045.3713
3948 | 1689.2072 | 1758.0874 | 1758.0874 | 1711.4288 | 1689.2072 | 420.6 | 749110.7853 | 608114.5916 | 275847.5356 | 0 | 2667933.5358
3949 | 1412.9376 | 1470.552 | 1470.552 | 1431.5244 | 1412.9376 | 422.55 | 628345.7834 | 508657.5396 | 230732.7117 | 0 | 2228837.4707
3950 | 1322.0172 | 1375.9246 | 1375.9246 | 1339.4083 | 1322.0172 | 1245.3 | 1734677.7037 | 475926.2006 | 215885.4127 | 0 | 997726.2299
3951 | 1567.5485 | 1631.4686 | 1631.4686 | 1588.1703 | 1567.5485 | 1302.1 | 2147446.1666 | 564317.4643 | 255980.672 | 0 | 1093992.1065
3952 | 1329.2253 | 1383.4265 | 1383.4265 | 1346.7111 | 1329.2253 | 1584.55 | 2215936.5111 | 478521.1152 | 217062.4948 | 0 | 552226.5263
3953 | 1391.3492 | 585.617 | 585.617 | 570.075 | 570.075 | 1849.8 | 1107914.5297 | 205227.016 | 93093.2547 | 1505395.4869 | 85625.2717
3954 | 1660.1588 | 184.8753 | 184.8753 | 179.9688 | 179.9688 | 1813.9 | 343632.0792 | 64788.7588 | 29388.9009 | 2713188.236 | 33492.1889
3955 | 1308.4901 | 1361.846 | 1361.846 | 1325.7034 | 1308.4901 | 1820.05 | 2503609.7392 | 471056.4328 | 213676.4319 | 0 | 235462.7755
3956 | 1471.04 | 1531.0243 | 1531.0243 | 1490.3917 | 1471.04 | 1898.6 | 2934658.0188 | 529574.4047 | 240220.8341 | 0 | 149163.456
3957 | 1597.5495 | 1662.6919 | 1662.6919 | 1618.565 | 1597.5495 | 1902.9 | 3189738.5762 | 575117.8034 | 260879.8258 | 0 | 155122.0079
3958 | 1294.5152 | 1347.3012 | 1347.3012 | 1311.5445 | 1294.5152 | 1913.55 | 2605444.8748 | 466025.476 | 211394.334 | 0 | 111910.8217
3959 | 1450.4455 | 1509.5895 | 1509.5895 | 1469.5258 | 1450.4455 | 1907.65 | 2916252.3548 | 522160.3631 | 236857.7425 | 0 | 133948.5957
3960 | 1306.2835 | 0 | 0 | 0 | 0 | 1892 | 0 | 0 | 0 | 2394417.7123 | 0
3961 | 956.176 | 0 | 0 | 0 | 0 | 1826.45 | 0 | 0 | 0 | 1752670.6232 | 0
3962 | 976.035 | 0 | 0 | 0 | 0 | 1847.1 | 0 | 0 | 0 | 1789072.2439 | 0
3963 | 779.6512 | 0 | 0 | 0 | 0 | 1783.95 | 0 | 0 | 0 | 1429100.6621 | 0
3964 | 1012.811 | 0 | 0 | 0 | 0 | 1745.45 | 0 | 0 | 0 | 1856482.6528 | 0
3965 | 668.5877 | 0 | 0 | 0 | 0 | 1728.55 | 0 | 0 | 0 | 1225521.2281 | 0
3966 | 831.1376 | 0 | 0 | 0 | 0 | 1725.5 | 0 | 0 | 0 | 1523475.2342 | 0
3967 | 843.9182 | 207.3123 | 207.3123 | 201.8104 | 201.8104 | 1407.25 | 299643.7637 | 72651.7343 | 32955.6339 | 1176983.6224 | 119623.0987
3968 | 837.4805 | 632.6799 | 632.6799 | 615.8889 | 615.8889 | 1024.85 | 662315.1959 | 221720.0065 | 100574.6585 | 406177.4781 | 600584.0675
3969 | 846.0043 | 880.5013 | 880.5013 | 857.1333 | 846.0043 | 1404.7 | 1246876.4943 | 304561.5499 | 138152.5031 | 0 | 503626.1812
3970 | 975.8383 | 1015.6295 | 1015.6295 | 988.6753 | 975.8383 | 1565.35 | 1605461.4922 | 351301.7869 | 159354.3939 | 0 | 424148.1157
3971 | 936.9532 | 975.1589 | 975.1589 | 949.2788 | 936.9532 | 1138 | 1123814.2076 | 337303.1495 | 153004.4564 | 0 | 807653.486
3972 | 911.1879 | 948.3433 | 948.3433 | 923.1748 | 911.1879 | 1309 | 1262116.4312 | 328027.6538 | 148796.9885 | 0 | 629630.8576
3973 | 1051.1298 | 1093.9917 | 1093.9917 | 1064.9578 | 1051.1298 | 1501.2 | 1658021.9719 | 378406.7287 | 171649.4967 | 0 | 524303.5452
3974 | 1012.9324 | 1054.2372 | 1054.2372 | 1026.2583 | 1012.9324 | 1861.6 | 1987506.8922 | 364655.6676 | 165411.8626 | 0 | 140189.7888
3975 | 1027.0912 | 1068.9725 | 1068.9725 | 1040.6025 | 1027.0912 | 1889.65 | 2048641.3755 | 369752.8212 | 167723.9881 | 0 | 113339.4918
3976 | 478.6691 | 498.1876 | 498.1876 | 484.966 | 478.6691 | 1913.65 | 966020.1033 | 172320.8634 | 78166.6583 | 0 | 41333.0681
3977 | 176.7969 | 184.0062 | 184.0062 | 179.1228 | 176.7969 | 1943.75 | 360266.127 | 63646.8998 | 28870.9409 | 0 | 9944.8281
3978 | 236.4577 | 246.1 | 246.1 | 239.5686 | 236.4577 | 1857.85 | 462323.3863 | 85124.7828 | 38613.5473 | 0 | 33612.4663
3979 | 138.2778 | 143.9165 | 143.9165 | 140.0971 | 138.2778 | 1802.1 | 261984.9935 | 49779.994 | 22580.7584 | 0 | 27365.1689
3980 | 145.633 | 151.5714 | 151.5714 | 147.5488 | 145.633 | 1820.6 | 278342.6543 | 52427.8661 | 23781.8626 | 0 | 26126.5533
3981 | 115.4766 | 120.1858 | 120.1858 | 116.9961 | 115.4766 | 1863.9 | 225645.9393 | 41571.5908 | 18857.3355 | 0 | 15716.3708
3982 | 110.328 | 114.8268 | 114.8268 | 111.7794 | 110.328 | 1913.55 | 221323.6492 | 39718.0804 | 18016.5626 | 0 | 9537.8556
3983 | 105.9149 | 110.2339 | 110.2339 | 107.3083 | 105.9149 | 1907.65 | 212951.2297 | 38129.3571 | 17295.9001 | 0 | 9781.2393
3984 | 106.6504 | 110.9988 | 110.9988 | 108.053 | 106.6504 | 1865.8 | 210104.4586 | 38394.1443 | 17416.0105 | 0 | 14312.43
3985 | 98.5597 | 102.579 | 102.579 | 99.8566 | 98.5597 | 1827.4 | 190159.84 | 35481.4851 | 16094.7959 | 0 | 17011.4009
3986 | 108.1214 | 112.5298 | 112.5298 | 109.5433 | 108.1214 | 1806.15 | 205939.3854 | 38923.7187 | 17656.2313 | 0 | 20959.2558
3987 | 88.9979 | 92.6271 | 92.6271 | 90.1688 | 88.9979 | 1794.6 | 168683.2867 | 32039.2515 | 14533.3605 | 0 | 18280.1729
3988 | 94.8821 | 98.751 | 98.751 | 96.1302 | 94.8821 | 1771.35 | 178020.837 | 34157.5491 | 15494.2438 | 0 | 21694.7693
3989 | 88.9979 | 92.6271 | 92.6271 | 90.1688 | 88.9979 | 1746.7 | 164642.223 | 32039.2515 | 14533.3605 | 0 | 22543.1733
3990 | 93.411 | 97.22 | 97.22 | 94.6398 | 93.411 | 1736.8 | 171981.0962 | 33627.9747 | 15254.023 | 0 | 24585.7752
3991 | 80.6148 | 83.9022 | 83.9022 | 81.6755 | 80.6148 | 1637.65 | 139904.4667 | 29021.3393 | 13164.402 | 0 | 29210.7842
3992 | 145.6072 | 151.5444 | 151.5444 | 147.5225 | 145.6072 | 1228.4 | 189026.1711 | 52418.5985 | 23777.6587 | 0 | 112350.5295
3993 | 662.3137 | 689.321 | 689.321 | 671.0268 | 662.3137 | 1665.4 | 1162658.7381 | 238432.9321 | 108155.8272 | 0 | 221609.9298
3994 | 881.3451 | 917.2834 | 917.2834 | 892.9392 | 881.3451 | 1695.8 | 1576622.0829 | 317284.244 | 143923.6585 | 0 | 268105.149
3995 | 1021.1849 | 1062.8256 | 1062.8256 | 1034.6188 | 1021.1849 | 1663.6 | 1796280.2576 | 367626.5798 | 166759.5014 | 0 | 343526.6152
3996 | 1073.9732 | 2397.0162 | 1117.7672 | 2333.4007 | 1073.9732 | 1531.55 | 1736916.5414 | 386630.3574 | 175379.826 | 0 | 503102.7526
3997 | 1076.9171 | 1547.2011 | 1120.8313 | 1506.1392 | 1076.9171 | 1230.9 | 1397131.2671 | 387690.1682 | 175860.568 | 0 | 828256.9678
3998 | 1076.9383 | 238.2369 | 238.2369 | 231.9143 | 231.9143 | 1763.35 | 432111.4014 | 83489.1307 | 37871.5973 | 1548929.0434 | 54882.5077
3999 | 1164.3879 | 160.3025 | 160.3025 | 156.0482 | 156.0482 | 1732.75 | 285703.6659 | 56177.3454 | 25482.6681 | 1848286.7606 | 41703.8765
4000 | 1132.1777 | 93.544 | 93.544 | 91.0614 | 91.0614 | 1796.4 | 172610.2503 | 32782.0936 | 14870.3219 | 1908366.1775 | 18540.0952
4001 | 1128.9285 | 427.4335 | 427.4335 | 416.0896 | 416.0896 | 1824.2 | 799527.2806 | 149792.2728 | 67947.4393 | 1306633.6402 | 73148.5599
4002 | 1028.4225 | 185.6111 | 185.6111 | 180.6851 | 180.6851 | 1779.8 | 340111.4392 | 65046.6271 | 29505.8728 | 1553902.6281 | 39786.8536
4003 | 1248.913 | 1299.8397 | 1299.8397 | 1265.3426 | 1248.913 | 1769.6 | 2334075.4813 | 449608.6696 | 203947.4882 | 0 | 287749.5485
4004 | 980.4482 | 1020.4275 | 1020.4275 | 993.3459 | 980.4482 | 1791.05 | 1853660.162 | 352961.3407 | 160107.1859 | 0 | 204864.6096
4005 | 989.2744 | 1029.6134 | 1029.6134 | 1002.288 | 989.2744 | 1805.25 | 1886377.0328 | 356138.7871 | 161548.5109 | 0 | 192661.1115
4006 | 925.2842 | 963.0141 | 963.0141 | 937.4562 | 925.2842 | 1851.6 | 1809785.9329 | 333102.3005 | 151098.9047 | 0 | 137312.1456
4007 | 992.2165 | 1032.6754 | 1032.6754 | 1005.2687 | 992.2165 | 1876 | 1975488.2115 | 357197.9359 | 162028.9526 | 0 | 123034.784
4008 | 1404.8432 | 0 | 0 | 0 | 0 | 1809.5 | 0 | 0 | 0 | 2575077.6076 | 0
4009 | 1122.4035 | 0 | 0 | 0 | 0 | 1781.9 | 0 | 0 | 0 | 1335660.2007 | 0
4010 | 848.7901 | 0 | 0 | 0 | 0 | 1757.35 | 0 | 0 | 0 | 1010060.204 | 0
4011 | 1120.197 | 0 | 0 | 0 | 0 | 1685.45 | 0 | 0 | 0 | 1333034.3943 | 0
4012 | 1104.0155 | 0 | 0 | 0 | 0 | 1569.55 | 0 | 0 | 0 | 1313778.4807 | 0
4013 | 823.7824 | 0 | 0 | 0 | 0 | 1485.15 | 0 | 0 | 0 | 980301.0646 | 0
4014 | 1180.5096 | 0 | 0 | 0 | 0 | 1450.5 | 0 | 0 | 0 | 1404806.4359 | 0
4015 | 1004.4362 | 157.7152 | 157.7152 | 153.5295 | 153.5295 | 1048.1 | 169297.5167 | 55270.612 | 25071.3637 | 1559712.0839 | 146144.71
4016 | 1200.8854 | 495.0309 | 495.0309 | 481.8931 | 481.8931 | 300 | 151866.8629 | 173481.5016 | 78693.1367 | 1317912.8729 | 819218.2022
4017 | 1296.0874 | 1233.5953 | 1233.5953 | 1200.8563 | 1200.8563 | 318.8 | 400433.8671 | 432308.2747 | 196099.8368 | 174558.5446 | 2018879.643
4018 | 905.5732 | 942.4994 | 942.4994 | 917.4859 | 905.5732 | 332.85 | 315821.0769 | 326006.3345 | 147880.0956 | 0 | 1509726.027
4019 | 1261.7184 | 1313.1668 | 1313.1668 | 1278.3161 | 1261.7184 | 345.9 | 457780.379 | 454218.6146 | 206038.6105 | 0 | 2087008.3624
4020 | 1336.4693 | 1390.967 | 1390.967 | 1354.0515 | 1336.4693 | 348.15 | 489984.8874 | 481128.9379 | 218245.4321 | 0 | 2207646.3177
4021 | 1087.4829 | 1147.0474 | 1131.8271 | 1116.6054 | 1087.4829 | 355.15 | 409013.0224 | 391493.8364 | 177585.9541 | 0 | 1788746.2135
4022 | 1175.372 | 1223.2999 | 1223.2999 | 1190.8342 | 1175.372 | 371.1 | 461611.0745 | 423133.9211 | 191938.2481 | 0 | 1914563.4508
4023 | 1147.4094 | 569.6369 | 569.6369 | 554.5191 | 554.5191 | 375.7 | 219859.8461 | 199626.8617 | 90552.9625 | 1086767.9395 | 900705.3096
4024 | 998.7939 | 315.2669 | 315.2669 | 306.8999 | 306.8999 | 366.25 | 118197.6982 | 110483.9606 | 50116.7521 | 1268241.676 | 501397.6961
4025 | 1349.1184 | 254.0484 | 254.0484 | 247.3061 | 247.3061 | 348.95 | 90831.9727 | 89030.1978 | 40385.0869 | 2019621.8966 | 408314.7445
4026 | 1296.8027 | 61.6265 | 61.6265 | 59.9909 | 59.9909 | 1089.75 | 69208.9153 | 21596.7393 | 9796.5209 | 2267075.9132 | 54606.7553
4027 | 1050.3226 | 1093.1518 | 1093.1518 | 1064.1402 | 1050.3226 | 1506 | 1672752.4077 | 378116.1248 | 171517.6755 | 0 | 518859.3491
4028 | 905.4251 | 942.3453 | 942.3453 | 917.336 | 905.4251 | 1649.05 | 1579522.0043 | 325953.046 | 147855.9234 | 0 | 317758.9038
4029 | 1113.5773 | 1158.9851 | 1158.9851 | 1128.2263 | 1113.5773 | 1662.25 | 1966670.8408 | 400887.8244 | 181847.1715 | 0 | 376110.6317
4030 | 1034.8766 | 1077.076 | 1077.076 | 1048.491 | 1034.8766 | 1787.75 | 1957940.5355 | 372555.5936 | 168995.3568 | 0 | 219652.5688
4031 | 1276.8627 | 1328.9294 | 1328.9294 | 1293.6603 | 1276.8627 | 1800.1 | 2427719.1718 | 459670.5832 | 208511.684 | 0 | 255244.8599
4032 | 906.1606 | 0 | 0 | 0 | 0 | 1773.9 | 0 | 0 | 0 | 1660992.4676 | 0
4033 | 1189.3358 | 0 | 0 | 0 | 0 | 1700.35 | 0 | 0 | 0 | 1415309.6615 | 0
4034 | 1040.0253 | 0 | 0 | 0 | 0 | 1747.1 | 0 | 0 | 0 | 1237630.0939 | 0
4035 | 1162.8571 | 0 | 0 | 0 | 0 | 1595.35 | 0 | 0 | 0 | 1383799.9847 | 0
4036 | 711.9834 | 0 | 0 | 0 | 0 | 1368.4 | 0 | 0 | 0 | 847260.2058 | 0
4037 | 1019.4307 | 0 | 0 | 0 | 0 | 1243.4 | 0 | 0 | 0 | 1213122.5675 | 0
4038 | 675.2074 | 0 | 0 | 0 | 0 | 1557.65 | 0 | 0 | 0 | 803496.7654 | 0
4039 | 747.1449 | 343.8664 | 343.8664 | 334.7404 | 334.7404 | 1292.55 | 455376.147 | 120506.537 | 54663.1042 | 755937.4841 | 236812.0823
4040 | 1067.6514 | 1111.1864 | 1111.1864 | 1081.6961 | 1067.6514 | 594.5 | 666379.8788 | 384354.5116 | 174347.477 | 0 | 1500583.4805
4041 | 1143.193 | 1189.8087 | 1189.8087 | 1158.2319 | 1143.193 | 1110.65 | 1335434.6866 | 411549.4811 | 186683.4174 | 0 | 1016698.6946
4042 | 1219.8369 | 1269.578 | 1269.578 | 1235.8841 | 1219.8369 | 670.75 | 859662.781 | 439141.3006 | 199199.3733 | 0 | 1621468.2605
4043 | 1490.4715 | 1551.2476 | 1551.2476 | 1510.0784 | 1490.4715 | 427.1 | 671663.6849 | 536569.7515 | 243394.0012 | 0 | 2344361.8359
4044 | 1150.4507 | 1197.3627 | 1197.3627 | 1165.5853 | 1150.4507 | 420.5 | 509562.6953 | 414162.2686 | 187868.6068 | 0 | 1817136.9533
4045 | 1240.471 | 1291.0534 | 1291.0534 | 1256.7896 | 1240.471 | 672 | 874194.7839 | 446569.5744 | 202568.9208 | 0 | 1647345.488
4046 | 1223.9724 | 1273.8827 | 1273.8827 | 1240.0745 | 1223.9724 | 1035.55 | 1335710.4998 | 440630.0665 | 199874.6941 | 0 | 1180459.7954
4047 | 1179.3466 | 1227.437 | 1227.437 | 1194.8615 | 1179.3466 | 1174.5 | 1455634.5247 | 424564.7648 | 192587.2947 | 0 | 973550.123
4048 | 1321.3359 | 1375.2158 | 1375.2158 | 1338.7184 | 1321.3359 | 1167.95 | 1623541.0647 | 475680.9413 | 215774.1603 | 0 | 1099417.5755
4049 | 1489.5089 | 284.2705 | 284.2705 | 276.7261 | 276.7261 | 1783.85 | 517372.6655 | 99621.3974 | 45189.3728 | 2223030.9018 | 59814.3474
4050 | 1368.6657 | 49.439 | 49.439 | 48.1269 | 48.1269 | 1720.9 | 87253.6722 | 17325.6824 | 7859.1221 | 2420547.7035 | 13432.2166
4051 | 1199.6331 | 1248.5502 | 1248.5502 | 1215.4143 | 1199.6331 | 1628.2 | 2056478.8784 | 431867.9268 | 195900.0901 | 0 | 446023.5494
4052 | 1119.4615 | 1165.109 | 1165.109 | 1134.1877 | 1119.4615 | 1738.7 | 2044268.7872 | 403006.122 | 182808.0548 | 0 | 292515.1593
4053 | 1075.3302 | 1119.1785 | 1119.1785 | 1089.4761 | 1075.3302 | 1813.9 | 2053814.692 | 387118.8896 | 175601.4297 | 0 | 200118.913
4054 | 1176.832 | 1224.8194 | 1224.8194 | 1192.3134 | 1176.832 | 1843.6 | 2284832.946 | 423659.5236 | 192176.6672 | 0 | 184056.5248
4055 | 1138.585 | 1185.0128 | 1185.0128 | 1153.5632 | 1138.585 | 1802.15 | 2163047.4843 | 409890.5892 | 185930.9256 | 0 | 225269.0363
4056 | 1338.6464 | 611.014 | 611.014 | 594.7981 | 594.7981 | 1660.95 | 1042337.3041 | 214127.3002 | 97130.5226 | 1363474.0362 | 201666.281
4057 | 1243.0288 | 0 | 0 | 0 | 0 | 1694.3 | 0 | 0 | 0 | 1479204.2851 | 0
4058 | 1127.5522 | 0 | 0 | 0 | 0 | 1589.2 | 0 | 0 | 0 | 1341787.0823 | 0
4059 | 1088.5696 | 0 | 0 | 0 | 0 | 1577.75 | 0 | 0 | 0 | 1295397.8347 | 0
4060 | 1187.8648 | 0 | 0 | 0 | 0 | 1452.9 | 0 | 0 | 0 | 1413559.1239 | 0
4061 | 1379.1 | 0 | 0 | 0 | 0 | 1312.5 | 0 | 0 | 0 | 1641129.0143 | 0
4062 | 1313.6387 | 0 | 0 | 0 | 0 | 1121.25 | 0 | 0 | 0 | 1563230.0899 | 0
4063 | 1192.7735 | 1241.4115 | 1241.4115 | 1208.4651 | 1192.7735 | 1143.45 | 1434177.2541 | 429398.4553 | 194779.9104 | 0 | 1021670.1303
4064 | 1204.4444 | 1253.5584 | 1253.5584 | 1220.2896 | 1204.4444 | 933.9 | 1181733.3061 | 433599.9664 | 196685.7625 | 0 | 1284057.7484
4065 | 914.0068 | 951.2773 | 951.2773 | 926.0309 | 914.0068 | 755.4 | 724863.5374 | 329042.4507 | 149257.3117 | 0 | 1137572.8727
4066 | 1054.7081 | 1247.3044 | 1097.7167 | 1214.2016 | 1054.7081 | 776.9 | 860094.7481 | 379694.9185 | 172233.8339 | 0 | 1290013.4857
4067 | 1164.4744 | 1211.9575 | 1211.9575 | 1179.7928 | 1164.4744 | 926.1 | 1133749.4645 | 419210.7678 | 190158.6622 | 0 | 1250528.6286
4068 | 1401.6253 | 1458.7798 | 1458.7798 | 1420.0646 | 1401.6253 | 670.1 | 986042.767 | 504585.1123 | 228885.4134 | 0 | 1864021.0875
4069 | 1428.7283 | 1486.988 | 1486.988 | 1447.5241 | 1428.7283 | 672.05 | 1006426.5454 | 514342.1898 | 233311.3322 | 0 | 1897279.3476
4070 | 1276.9675 | 1329.0387 | 1329.0387 | 1293.7667 | 1276.9675 | 1162.45 | 1560785.2355 | 459708.3155 | 208528.7998 | 0 | 1069524.1656
4071 | 1519.5135 | 2309.8969 | 1581.4749 | 2248.5935 | 1519.5135 | 464 | 741591.8643 | 547024.874 | 248136.5609 | 0 | 2333972.7959
4072 | 1443.7099 | 2102.9051 | 1502.5799 | 2047.0952 | 1443.7099 | 1167.95 | 1775917.1088 | 519735.5741 | 235757.8312 | 0 | 1201238.8456
4073 | 1342.0133 | 1023.7882 | 1023.7882 | 996.6174 | 996.6174 | 1702.95 | 1781394.593 | 358782.2686 | 162747.6235 | 633110.579 | 296045.2024
4074 | 1332.7466 | 243.6583 | 243.6583 | 237.1918 | 237.1918 | 1516.9 | 377568.3478 | 85389.0398 | 38733.4172 | 2008152.0307 | 114587.3475
4075 | 1262.1523 | 1313.6185 | 1313.6185 | 1278.7558 | 1262.1523 | 1307.5 | 1738807.618 | 454374.8392 | 206109.4757 | 0 | 874040.26
4076 | 1451.9165 | 1511.1205 | 1511.1205 | 1471.0162 | 1451.9165 | 1646.6 | 2512477.2591 | 522689.9375 | 237097.9633 | 0 | 513107.1144
4077 | 1443.0903 | 1501.9346 | 1501.9346 | 1462.0741 | 1443.0903 | 1737.8 | 2635091.8842 | 519512.4911 | 235656.6383 | 0 | 378378.198
4078 | 1423.9667 | 1482.0318 | 1482.0318 | 1442.6995 | 1423.9667 | 1861.15 | 2785900.4222 | 512628.0235 | 232533.7673 | 0 | 197717.7807
4079 | 1318.0519 | 1371.7979 | 1371.7979 | 1335.3912 | 1318.0519 | 1842.45 | 2563673.194 | 474498.6664 | 215237.8673 | 0 | 207659.0691
4080 | 1204.7818 | 0 | 0 | 0 | 0 | 1804.1 | 0 | 0 | 0 | 2208364.9862 | 0
4081 | 1000.3072 | 0 | 0 | 0 | 0 | 1628.55 | 0 | 0 | 0 | 1190365.5787 | 0
4082 | 1279.8048 | 0 | 0 | 0 | 0 | 1598.95 | 0 | 0 | 0 | 1522967.7251 | 0
4083 | 1320.9939 | 0 | 0 | 0 | 0 | 1574.35 | 0 | 0 | 0 | 1571982.7791 | 0
4084 | 1414.405 | 0 | 0 | 0 | 0 | 1403.4 | 0 | 0 | 0 | 1683141.9167 | 0
4085 | 1349.6792 | 0 | 0 | 0 | 0 | 1124.3 | 0 | 0 | 0 | 1606118.2623 | 0
4086 | 1217.2856 | 0 | 0 | 0 | 0 | 1021.35 | 0 | 0 | 0 | 1448569.8771 | 0
4087 | 842.1704 | 0 | 0 | 0 | 0 | 1018.45 | 0 | 0 | 0 | 1543698.3566 | 0
4088 | 1414.8031 | 0 | 0 | 0 | 0 | 594.4 | 0 | 0 | 0 | 2593334.0328 | 0
4089 | 1229.2948 | 844.658 | 844.658 | 822.2413 | 822.2413 | 1204.7 | 1036816.6197 | 296006.8516 | 134271.9969 | 746129.1746 | 653928.4697
4090 | 1233.0561 | 1303.4876 | 1283.3361 | 1268.8937 | 1233.0561 | 1132.15 | 1462162.7822 | 443900.1884 | 201358.0577 | 0 | 1070107.7182
4091 | 1290.0993 | 1342.7051 | 1342.7051 | 1307.0704 | 1290.0993 | 926.1 | 1255108.9511 | 464435.7599 | 210673.2211 | 0 | 1385437.3161
4092 | 1374.5232 | 1348.8082 | 1348.8082 | 1313.0116 | 1313.0116 | 1131.4 | 1562162.5834 | 472684.1688 | 214414.791 | 112750.871 | 1140481.8584
4093 | 1301.6783 | 1354.7573 | 1354.7573 | 1318.8028 | 1301.6783 | 1401.5 | 1913759.5356 | 468604.1725 | 212564.0594 | 0 | 779054.283
4094 | 1473.8341 | 566.6665 | 566.6665 | 551.6275 | 551.6275 | 1634.65 | 947145.2709 | 198585.9056 | 90080.7733 | 1690404.6125 | 201537.1128
4095 | 1200.2556 | 1152.0004 | 1152.0004 | 1121.427 | 1121.427 | 1707.7 | 2015972.3125 | 403713.7134 | 183129.0261 | 144492.7914 | 327793.1068
4096 | 1652.6215 | 153.3564 | 153.3564 | 149.2864 | 149.2864 | 1878.15 | 295656.2908 | 53743.0983 | 24378.4665 | 2755613.293 | 18190.5459
4097 | 1554.1529 | 119.3199 | 119.3199 | 116.1532 | 116.1532 | 1865.75 | 228167.5038 | 41815.1417 | 18967.8129 | 2635853.418 | 15593.5633
4098 | 1601.1342 | 30.0753 | 30.0753 | 29.2771 | 29.2771 | 1747.95 | 54091.1224 | 10539.7719 | 4780.9576 | 2881213.9741 | 7379.3042
4099 | 1579.897 | 1644.3201 | 1644.3201 | 1600.6808 | 1579.897 | 1641.85 | 2744181.3124 | 568762.9106 | 257997.1759 | 0 | 565840.1012
4100 | 1123.8746 | 1169.703 | 1169.703 | 1138.6597 | 1123.8746 | 1804.65 | 2145528.7489 | 404594.8452 | 183528.7173 | 0 | 219548.8972
4101 | 1184.1872 | 1232.4743 | 1232.4743 | 1199.7652 | 1184.1872 | 1837.7 | 2298177.3384 | 426307.3956 | 193377.7714 | 0 | 192193.5501
4102 | 1214.3435 | 1263.8611 | 1263.8611 | 1230.3189 | 1214.3435 | 1861.15 | 2380899.8587 | 437163.6712 | 198302.2986 | 0 | 168611.5993
4103 | 1265.0944 | 1316.6805 | 1316.6805 | 1281.7365 | 1265.0944 | 1819.75 | 2433260.5666 | 455433.988 | 206589.9173 | 0 | 228033.1935
4104 | 1221.6987 | 0 | 0 | 0 | 0 | 1720.85 | 0 | 0 | 0 | 2239373.7739 | 0
4105 | 1285.689 | 0 | 0 | 0 | 0 | 1603.65 | 0 | 0 | 0 | 1529969.8755 | 0
4106 | 1382.7776 | 0 | 0 | 0 | 0 | 1268 | 0 | 0 | 0 | 1645505.3583 | 0
4107 | 1180.5096 | 0 | 0 | 0 | 0 | 1038.05 | 0 | 0 | 0 | 1404806.4359 | 0
4108 | 1251.1195 | 0 | 0 | 0 | 0 | 1030.3 | 0 | 0 | 0 | 1488832.2419 | 0
4109 | 1314.3743 | 0 | 0 | 0 | 0 | 858.45 | 0 | 0 | 0 | 1564105.3587 | 0
4110 | 1123.8746 | 0 | 0 | 0 | 0 | 1071.3 | 0 | 0 | 0 | 1337410.7383 | 0
4111 | 1094.6009 | 369.7131 | 369.7131 | 359.9011 | 359.9011 | 1227.95 | 464349.8263 | 129564.3872 | 58771.8456 | 1346704.7306 | 277861.6254
4112 | 1132.8406 | 946.0182 | 946.0182 | 920.9114 | 920.9114 | 1055.8 | 1022011.7039 | 331528.1115 | 150384.835 | 388466.1103 | 869524.5635
4113 | 1145.5301 | 1192.241 | 1192.241 | 1160.5996 | 1145.5301 | 1603.35 | 1929904.0577 | 412390.8425 | 187065.0683 | 0 | 454374.4745
4114 | 1243.3736 | 1294.0748 | 1294.0748 | 1259.7308 | 1243.3736 | 1710.45 | 2234097.9848 | 447614.491 | 203042.9066 | 0 | 360018.8218
4115 | 952.8174 | 991.6709 | 991.6709 | 965.3525 | 952.8174 | 1684.05 | 1689005.2505 | 343014.2784 | 155595.088 | 0 | 301042.5311
4116 | 1336.7828 | 1391.2917 | 1391.2917 | 1354.3676 | 1336.7828 | 1769.6 | 2485730.6147 | 481241.8037 | 218296.6293 | 0 | 307994.7544
4117 | 1269.4781 | 1321.2432 | 1321.2432 | 1286.1782 | 1269.4781 | 1677.45 | 2231433.122 | 457012.1196 | 207305.7754 | 0 | 409470.1289
4118 | 1515.3156 | 1577.1057 | 1577.1057 | 1535.2502 | 1515.3156 | 1723.65 | 2750607.4673 | 545513.6012 | 247451.0308 | 0 | 418757.3002
4119 | 1178.0217 | 1226.058 | 1226.058 | 1193.519 | 1178.0217 | 1744.1 | 2166633.5772 | 424087.817 | 192370.9459 | 0 | 301455.7566
4120 | 1291.1281 | 769.0373 | 769.0373 | 748.6274 | 748.6274 | 1866.05 | 1479057.6102 | 269505.8741 | 122250.859 | 994403.8087 | 100278.644
4121 | 1202.7821 | 876.0874 | 876.0874 | 852.8365 | 852.8365 | 1860.8 | 1671329.474 | 307021.1449 | 139268.2027 | 641450.2142 | 118714.8427
4122 | 1153.1952 | 113.8277 | 113.8277 | 110.8068 | 110.8068 | 1730.65 | 202592.2158 | 39890.4306 | 18094.7426 | 1910697.9431 | 29845.7986
4123 | 1228.3184 | 1278.4049 | 1278.4049 | 1244.4767 | 1228.3184 | 1647.7 | 2134801.1885 | 442194.628 | 200584.3965 | 0 | 432736.4314
4124 | 785.5354 | 817.5666 | 817.5666 | 795.8688 | 785.5354 | 1650.45 | 1365337.7918 | 282792.7321 | 128277.9254 | 0 | 274583.7593
4125 | 1207.7239 | 1256.9711 | 1256.9711 | 1223.6118 | 1207.7239 | 1657.9 | 2105249.5958 | 434780.5864 | 197221.3049 | 0 | 413162.3294
4126 | 1132.7008 | 1178.8889 | 1178.8889 | 1147.6018 | 1132.7008 | 1825.65 | 2172458.2433 | 407772.2916 | 184970.0423 | 0 | 197486.3862
4127 | 1078.2723 | 1122.2405 | 1122.2405 | 1092.4568 | 1078.2723 | 1813.7 | 2064462.1974 | 388178.0384 | 176081.8713 | 0 | 200882.0736
4128 | 1233.4671 | 0 | 0 | 0 | 0 | 1649.7 | 0 | 0 | 0 | 2260945.1045 | 0
4129 | 1003.9848 | 0 | 0 | 0 | 0 | 1229.55 | 0 | 0 | 0 | 1840304.1549 | 0
4130 | 1147.4112 | 0 | 0 | 0 | 0 | 1243 | 0 | 0 | 0 | 2103204.7479 | 0
4131 | 1050.3226 | 0 | 0 | 0 | 0 | 1038.05 | 0 | 0 | 0 | 1925241.269 | 0
4132 | 1001.0427 | 0 | 0 | 0 | 0 | 1030.3 | 0 | 0 | 0 | 1834911.3223 | 0
4133 | 899.541 | 0 | 0 | 0 | 0 | 1074.35 | 0 | 0 | 0 | 1648858.594 | 0
4134 | 956.9115 | 0 | 0 | 0 | 0 | 1021.35 | 0 | 0 | 0 | 1754018.8314 | 0
4135 | 789.213 | 170.0556 | 170.0556 | 165.5425 | 165.5425 | 1024.4 | 179075.874 | 59595.285 | 27033.0835 | 1143188.042 | 161503.2225
4136 | 1053.7961 | 538.1607 | 538.1607 | 523.8782 | 523.8782 | 949.85 | 524336.1358 | 188596.1553 | 85549.3116 | 971339.424 | 550150.7015
4137 | 1095.8283 | 1140.5124 | 1140.5124 | 1110.2438 | 1095.8283 | 1703.75 | 1962405.7329 | 394498.1783 | 178948.757 | 0 | 324639.045
4138 | 1072.8488 | 1116.5963 | 1116.5963 | 1086.9625 | 1072.8488 | 1842.35 | 2081097.6947 | 386225.564 | 175196.2072 | 0 | 169134.6116
4139 | 1035.489 | 1077.7129 | 1077.7129 | 1049.111 | 1035.489 | 1836.1 | 2002115.6845 | 372776.0288 | 169095.3486 | 0 | 169716.642
4140 | 1331.4199 | 1034.3937 | 1034.3937 | 1006.9415 | 1006.9415 | 1693.6 | 1792263.0703 | 362498.9269 | 164433.541 | 594769.0253 | 308526.8644
4141 | 846.3463 | 880.8583 | 880.8583 | 857.4808 | 846.3463 | 1471.45 | 1309185.2415 | 304684.676 | 138208.3544 | 0 | 447336.3486
4142 | 916.9976 | 954.3892 | 954.3892 | 929.0602 | 916.9976 | 1684.4 | 1626789.9251 | 330119.1417 | 149745.7107 | 0 | 289404.4475
4143 | 791.3395 | 823.6083 | 823.6083 | 801.7502 | 791.3395 | 1562.6 | 1301833.1734 | 284882.2341 | 129225.7467 | 0 | 346131.9144
4144 | 216.0103 | 224.8182 | 224.8182 | 218.8516 | 216.0103 | 1262 | 287574.0842 | 77763.6985 | 35274.4777 | 0 | 159415.38
4145 | 168.3081 | 175.1711 | 175.1711 | 170.5221 | 168.3081 | 1691.7 | 299429.0495 | 60590.9245 | 27484.7166 | 0 | 51889.3564
4146 | 126.4653 | 131.6218 | 131.6218 | 128.1287 | 126.4653 | 1272.75 | 169843.7195 | 45527.5116 | 20651.7851 | 0 | 91971.6712
4147 | 136.0712 | 141.6195 | 141.6195 | 137.861 | 136.0712 | 1091.9 | 156743.6167 | 48985.6324 | 22220.4272 | 0 | 123566.0751
4148 | 92.6755 | 96.455 | 96.455 | 93.8952 | 92.6755 | 1100.5 | 107647.0863 | 33363.1875 | 15133.9125 | 0 | 83361.631
4149 | 88.2624 | 91.861 | 91.861 | 89.4231 | 88.2624 | 1372.95 | 127513.8928 | 31774.4643 | 14413.25 | 0 | 55344.6871
4150 | 94.1466 | 97.986 | 97.986 | 95.3855 | 94.1466 | 1512.65 | 149871.308 | 33892.7619 | 15374.1334 | 0 | 45882.3264
4151 | 83.8493 | 87.2681 | 87.2681 | 84.952 | 83.8493 | 1457.65 | 128900.7228 | 30185.7411 | 13692.5875 | 0 | 45475.5051
4152 | 91.94 | 95.689 | 95.689 | 93.1495 | 91.94 | 1143.85 | 110689.599 | 33098.4003 | 15013.8021 | 0 | 78714.431
4153 | 82.3782 | 0 | 0 | 0 | 0 | 771.65 | 0 | 0 | 0 | 98030.1065 | 0
4154 | 88.2624 | 0 | 0 | 0 | 0 | 1067.85 | 0 | 0 | 0 | 105032.2569 | 0
4155 | 82.3782 | 0 | 0 | 0 | 0 | 696.95 | 0 | 0 | 0 | 98030.1065 | 0
4156 | 82.3782 | 0 | 0 | 0 | 0 | 327.35 | 0 | 0 | 0 | 98030.1065 | 0
4157 | 83.8493 | 0 | 0 | 0 | 0 | 320.65 | 0 | 0 | 0 | 99780.6441 | 0
4158 | 84.5848 | 0 | 0 | 0 | 0 | 315.7 | 0 | 0 | 0 | 100655.9129 | 0
4159 | 66.9323 | 69.6623 | 69.6623 | 67.8135 | 66.9323 | 314.55 | 22129.157 | 24095.6354 | 10930.048 | 0 | 112810.5394
4160 | 82.3874 | 85.7465 | 85.7465 | 83.4708 | 82.3874 | 339.6 | 29404.4961 | 29659.4765 | 13453.8681 | 0 | 136795.3748
4161 | 584.9195 | 608.7712 | 608.7712 | 592.6147 | 584.9195 | 1103.1 | 679251.3543 | 210571.0297 | 95517.3587 | 0 | 524614.3237
4162 | 1157.201 | 1204.3879 | 1204.3879 | 1172.4241 | 1157.201 | 1110.55 | 1356015.1483 | 416592.3532 | 188970.9202 | 0 | 1029272.4126
4163 | 1150.5013 | 1197.4147 | 1197.4147 | 1165.636 | 1150.5013 | 1097.5 | 1334647.3515 | 414180.4727 | 187876.8644 | 0 | 1038327.1525
4164 | 990.4614 | 1030.8488 | 1030.8488 | 1003.4907 | 990.4614 | 407.55 | 426530.3584 | 356566.0874 | 161742.3391 | 0 | 1577259.6195
4165 | 1247.0319 | 1397.9193 | 1297.882 | 1360.8193 | 1247.0319 | 661.8 | 868851.2731 | 448931.4761 | 203640.3057 | 0 | 1668778.0591
4166 | 1015.0755 | 1650.5409 | 1056.4675 | 1606.7364 | 1015.0755 | 1139.25 | 1224926.8863 | 365427.1912 | 165761.8342 | 0 | 873726.2633
4167 | 1035.2371 | 1396.864 | 1077.4506 | 1359.792 | 1035.2371 | 980.75 | 1076282.3232 | 372685.3394 | 169054.2109 | 0 | 1055165.3673
4168 | 965.4739 | 1687.808 | 1004.8429 | 1643.0144 | 965.4739 | 631.9 | 647717.6099 | 347570.6042 | 157661.888 | 0 | 1320864.8434
4169 | 874.7245 | 749.8589 | 749.8589 | 729.958 | 729.958 | 1183.85 | 913112.5565 | 262784.8866 | 119202.1444 | 265357.0029 | 595755.2366
4170 | 1044.9992 | 165.5335 | 165.5335 | 161.1403 | 161.1403 | 730.15 | 124517.6407 | 58010.5078 | 26314.2109 | 1620113.4437 | 204624.0091
4171 | 962.7957 | 1002.0557 | 1002.0557 | 975.4617 | 962.7957 | 360.6 | 367113.1866 | 346606.4478 | 157224.5359 | 0 | 1578407.2516
4172 | 1037.8187 | 1080.1379 | 1080.1379 | 1051.4717 | 1037.8187 | 369.95 | 405034.7751 | 373614.7424 | 169475.7984 | 0 | 1691696.4192
4173 | 715.661 | 744.8434 | 744.8434 | 725.0756 | 715.661 | 738.55 | 556491.8261 | 257637.9478 | 116867.4358 | 0 | 902770.5258
4174 | 1001.7782 | 1042.6273 | 1042.6273 | 1014.9565 | 1001.7782 | 753.95 | 796096.4906 | 360640.1696 | 163590.3881 | 0 | 1248265.4769
4175 | 876.0043 | 911.7246 | 911.7246 | 887.528 | 876.0043 | 393.5 | 364284.1763 | 315361.5579 | 143051.5067 | 0 | 1407300.426
4176 | 918.6645 | 0 | 0 | 0 | 0 | 378.5 | 0 | 0 | 0 | 1683912.0065 | 0
4177 | 882.624 | 0 | 0 | 0 | 0 | 726.55 | 0 | 0 | 0 | 1050322.5692 | 0
4178 | 1200.3686 | 0 | 0 | 0 | 0 | 1097.6 | 0 | 0 | 0 | 1428438.6935 | 0
4179 | 1074.5947 | 0 | 0 | 0 | 0 | 1086.25 | 0 | 0 | 0 | 1278767.7275 | 0
4180 | 1248.913 | 0 | 0 | 0 | 0 | 1059 | 0 | 0 | 0 | 1486206.4355 | 0
4181 | 1179.0386 | 0 | 0 | 0 | 0 | 313.6 | 0 | 0 | 0 | 1403055.8983 | 0
4182 | 1068.7106 | 0 | 0 | 0 | 0 | 303.05 | 0 | 0 | 0 | 1271765.5771 | 0
4183 | 955.4405 | 0 | 0 | 0 | 0 | 292.7 | 0 | 0 | 0 | 1751322.4151 | 0
4184 | 993.9174 | 55.207 | 55.207 | 53.7418 | 53.7418 | 299.9 | 16896.9037 | 19347.0485 | 8776.0362 | 1723341.8331 | 91366.4367
4185 | 746.5353 | 776.9773 | 776.9773 | 756.3568 | 746.5353 | 318.8 | 249079.3211 | 268752.7216 | 121909.2207 | 0 | 1255075.2101
4186 | 1054.2475 | 298.654 | 298.654 | 290.7279 | 290.7279 | 332.85 | 101293.7209 | 104662.0469 | 47475.8674 | 1399531.39 | 484687.0319
4187 | 1269.1333 | 1320.8842 | 1320.8842 | 1285.8286 | 1269.1333 | 345.9 | 462657.9913 | 456888.0006 | 207249.4736 | 0 | 2099273.4494
4188 | 1079.2074 | 1123.2136 | 1123.2136 | 1093.4041 | 1079.2074 | 348.15 | 397989.9265 | 388514.6492 | 176234.5617 | 0 | 1782688.0829
4189 | 1049.5751 | 1092.3733 | 1092.3733 | 1063.3823 | 1049.5751 | 355.15 | 395087.5742 | 377847.0349 | 171395.6133 | 0 | 1726393.4387
4190 | 1119.0192 | 830.5336 | 830.5336 | 808.4917 | 808.4917 | 371.1 | 317040.8943 | 291057.0214 | 132026.6989 | 569196.8928 | 1316952.1725
4191 | 1490.9597 | 841.517 | 841.517 | 819.1836 | 819.1836 | 375.7 | 324599.8782 | 294906.0788 | 133772.6741 | 1231365.7393 | 1330599.844
4192 | 567.8021 | 590.9551 | 590.9551 | 575.2715 | 567.8021 | 366.25 | 218417.4344 | 204408.7695 | 92722.0891 | 0 | 927646.7423
4193 | 1329.9719 | 995.3427 | 995.3427 | 968.9269 | 968.9269 | 348.95 | 355401.5506 | 348813.673 | 158225.7578 | 661795.4916 | 1599746.7077
4194 | 1208.3058 | 241.9254 | 241.9254 | 235.5049 | 235.5049 | 334.35 | 83010.964 | 84781.7546 | 38457.9459 | 1783144.1546 | 392268.693
4195 | 1031.9346 | 1074.014 | 1074.014 | 1045.5103 | 1031.9346 | 673.95 | 732520.6492 | 371496.4448 | 168514.9151 | 0 | 1368396.8352
4196 | 898.0699 | 934.6904 | 934.6904 | 909.8842 | 898.0699 | 1085.7 | 1025521.3672 | 323305.174 | 146654.8192 | 0 | 821105.335
4197 | 1109.1642 | 1154.3922 | 1154.3922 | 1123.7552 | 1109.1642 | 1093.9 | 1278557.4521 | 399299.1012 | 181126.509 | 0 | 1005013.5004
4198 | 1198.8976 | 1247.7852 | 1247.7852 | 1214.6697 | 1198.8976 | 1109.35 | 1402453.9213 | 431603.1396 | 195779.9797 | 0 | 1067798.1563
4199 | 1042.9674 | 1085.4958 | 1085.4958 | 1056.6874 | 1042.9674 | 912.55 | 1004692.3585 | 375468.2528 | 170316.5714 | 0 | 1134174.4641
4200 | 873.0622 | 0 | 0 | 0 | 0 | 358.85 | 0 | 0 | 0 | 1600323.0999 | 0
4201 | 1123.8746 | 0 | 0 | 0 | 0 | 356.45 | 0 | 0 | 0 | 1337410.7383 | 0
4202 | 782.5933 | 0 | 0 | 0 | 0 | 338.1 | 0 | 0 | 0 | 931286.0113 | 0
4203 | 1155.5019 | 0 | 0 | 0 | 0 | 327.15 | 0 | 0 | 0 | 1375047.2967 | 0
4204 | 1004.7203 | 0 | 0 | 0 | 0 | 319.4 | 0 | 0 | 0 | 1195617.1915 | 0
4205 | 945.8787 | 0 | 0 | 0 | 0 | 313.5 | 0 | 0 | 0 | 1125595.6867 | 0
4206 | 1001.0427 | 0 | 0 | 0 | 0 | 310.45 | 0 | 0 | 0 | 1191240.8475 | 0
4207 | 1244.4999 | 344.775 | 344.775 | 335.6249 | 335.6249 | 313.5 | 110916.1203 | 120824.9514 | 54807.5405 | 1665967.8491 | 566031.335
4208 | 641.0608 | 667.2014 | 667.2014 | 649.4942 | 641.0608 | 344.9 | 233405.9047 | 230781.9059 | 104685.2367 | 0 | 1061019.8122
4209 | 822.6911 | 856.2377 | 856.2377 | 833.5136 | 822.6911 | 1314.2 | 1140697.5717 | 296168.7886 | 134345.4533 | 0 | 564201.4878
4210 | 1162.7946 | 1210.2101 | 1210.2101 | 1178.0917 | 1162.7946 | 1226.2 | 1503961.9063 | 418606.06 | 189884.36 | 0 | 899770.47
4211 | 1141.8157 | 1188.3756 | 1188.3756 | 1156.8368 | 1141.8157 | 956.1 | 1153995.4802 | 411053.6671 | 186458.5107 | 0 | 1191941.4531
4212 | 1203.114 | 1252.1731 | 1252.1731 | 1218.9411 | 1203.114 | 420.5 | 532868.1331 | 433121.0324 | 196468.5128 | 0 | 1900318.5298
4213 | 999.0366 | 1039.7745 | 1039.7745 | 1012.1795 | 999.0366 | 422.45 | 442714.4337 | 359653.1752 | 163142.6764 | 0 | 1576029.2418
4214 | 1206.6721 | 1867.4554 | 1255.8762 | 1817.8941 | 1206.6721 | 451.55 | 575262.2081 | 434401.9405 | 197049.5469 | 0 | 1868471.3467
4215 | 1353.2033 | 1940.3087 | 1408.3823 | 1888.814 | 1353.2033 | 463.6 | 663617.282 | 487153.1779 | 220978.0943 | 0 | 2079061.5071
4216 | 1525.3618 | 1984.2441 | 1587.5603 | 1931.5833 | 1525.3618 | 812.5 | 1311063.9627 | 549130.2635 | 249091.589 | 0 | 1811367.1886
4217 | 1270.7349 | 725.5484 | 725.5484 | 706.2927 | 706.2927 | 1239.7 | 922616.8181 | 254265.3865 | 115337.6045 | 1034622.5336 | 536994.3705
4218 | 1248.3052 | 327.6147 | 327.6147 | 318.92 | 318.92 | 1103.7 | 371058.7389 | 114811.1867 | 52079.63 | 1703563.2254 | 285847.9629
4219 | 1187.8648 | 1236.3023 | 1236.3023 | 1203.4915 | 1187.8648 | 1091.9 | 1364634.2916 | 427631.3316 | 193978.3235 | 0 | 1078700.034
4220 | 1119.4615 | 1165.109 | 1165.109 | 1134.1877 | 1119.4615 | 1200.4 | 1414326.759 | 403006.122 | 182808.0548 | 0 | 895121.0156
4221 | 1184.1872 | 1232.4743 | 1232.4743 | 1199.7652 | 1184.1872 | 1248.85 | 1557555.4011 | 426307.3956 | 193377.7714 | 0 | 889502.0651
4222 | 1246.7064 | 1297.5427 | 1297.5427 | 1263.1066 | 1246.7064 | 1284.5 | 1687293.6864 | 448814.308 | 203587.1569 | 0 | 892018.143
4223 | 890.7147 | 927.0355 | 927.0355 | 902.4325 | 890.7147 | 754.1 | 711882.5981 | 320657.302 | 145453.715 | 0 | 1109741.4794
4224 | 1162.1216 | 1209.5096 | 1209.5096 | 1177.4099 | 1162.1216 | 738.45 | 912126.3057 | 418363.7796 | 189774.4589 | 0 | 1466074.5171
4225 | 1210.6659 | 0 | 0 | 0 | 0 | 1067.35 | 0 | 0 | 0 | 1440692.4579 | 0
4226 | 1075.3302 | 0 | 0 | 0 | 0 | 338.4 | 0 | 0 | 0 | 1279642.9963 | 0
4227 | 1067.2395 | 0 | 0 | 0 | 0 | 327.35 | 0 | 0 | 0 | 1270015.0395 | 0
4228 | 1099.6024 | 0 | 0 | 0 | 0 | 319.6 | 0 | 0 | 0 | 1308526.8679 | 0
4229 | 772.296 | 0 | 0 | 0 | 0 | 643.2 | 0 | 0 | 0 | 919032.248 | 0
4230 | 1059.8843 | 0 | 0 | 0 | 0 | 1021.35 | 0 | 0 | 0 | 1261262.3515 | 0
4231 | 649.4642 | 675.9471 | 675.9471 | 658.0078 | 649.4642 | 669.15 | 461845.0869 | 233807.0997 | 106057.4983 | 0 | 864339.3849
4232 | 882.1064 | 918.0765 | 918.0765 | 893.7112 | 882.1064 | 345 | 322336.7628 | 317558.2988 | 144047.9728 | 0 | 1459886.068
4233 | 827.5326 | 861.2771 | 861.2771 | 838.4193 | 827.5326 | 1179.7 | 1033284.5967 | 297911.7503 | 135136.0801 | 0 | 678824.4996
4234 | 1054.0186 | 1199.9896 | 1096.9985 | 1168.1426 | 1054.0186 | 1026.2 | 1144948.7689 | 379446.6805 | 172121.2304 | 0 | 1026403.2708
4235 | 1307.932 | 1654.6811 | 1361.2653 | 1610.7667 | 1307.932 | 427.1 | 592562.4613 | 470855.5258 | 213585.2982 | 0 | 2057246.268
4236 | 1422.7357 | 1858.6483 | 1480.7506 | 1809.3208 | 1422.7357 | 420.5 | 633576.6082 | 512184.8362 | 232332.7326 | 0 | 2247210.9687
4237 | 1374.2539 | 1899.8225 | 1430.2927 | 1849.4023 | 1374.2539 | 422.45 | 613845.2388 | 494731.3878 | 224415.6545 | 0 | 2167954.169
4238 | 1156.3257 | 3197.9751 | 1203.4762 | 3113.1026 | 1156.3257 | 451.55 | 556111.9391 | 416277.2563 | 188827.9888 | 0 | 1790512.5487
4239 | 1129.0885 | 2697.8173 | 1175.1296 | 2626.2187 | 1129.0885 | 798.1 | 960092.9088 | 406471.8553 | 184380.1499 | 0 | 1357051.4525
4240 | 1626.5602 | 2008.2829 | 1692.8859 | 1954.9842 | 1626.5602 | 1425.3 | 2465865.2187 | 585561.6727 | 265617.281 | 0 | 934784.1481
4241 | 1795.9293 | 1088.3247 | 1088.3247 | 1059.4411 | 1059.4411 | 1712.7 | 1919450.1984 | 381398.8093 | 173006.7376 | 1349982.8269 | 304377.4386
4242 | 1420.2091 | 164.373 | 164.373 | 160.0106 | 160.0106 | 1571.9 | 265796.5653 | 57603.8273 | 26129.7361 | 2309943.8755 | 68500.5513
4243 | 1461.4783 | 1521.0724 | 1521.0724 | 1480.704 | 1461.4783 | 1658.95 | 2567181.1759 | 526132.1711 | 238659.3987 | 0 | 498437.0719
4244 | 1213.608 | 1263.095 | 1263.095 | 1229.5732 | 1213.608 | 1646.55 | 2115873.0346 | 436898.884 | 198182.1882 | 0 | 428949.7476
4245 | 1603.4336 | 1668.8169 | 1668.8169 | 1624.5274 | 1603.4336 | 1551.25 | 2638215.364 | 577236.101 | 261840.7092 | 0 | 719540.8343
4246 | 1394.5459 | 1451.4111 | 1451.4111 | 1412.8915 | 1394.5459 | 1555.15 | 2297951.8007 | 502036.5355 | 227729.3507 | 0 | 620363.7579
4247 | 1470.3045 | 1530.2583 | 1530.2583 | 1489.6461 | 1470.3045 | 1446.65 | 2258742.6241 | 529309.6175 | 240100.7237 | 0 | 813592.7184
4248 | 1418.0826 | 0 | 0 | 0 | 0 | 1261.95 | 0 | 0 | 0 | 2599345.3545 | 0
4249 | 1318.7874 | 0 | 0 | 0 | 0 | 1236.7 | 0 | 0 | 0 | 1569356.9727 | 0
4250 | 1217.2856 | 0 | 0 | 0 | 0 | 1127.1 | 0 | 0 | 0 | 1448569.8771 | 0
4251 | 1218.7567 | 0 | 0 | 0 | 0 | 1038.65 | 0 | 0 | 0 | 1450320.4147 | 0
4252 | 1394.5459 | 0 | 0 | 0 | 0 | 1030.9 | 0 | 0 | 0 | 1659509.6591 | 0
4253 | 1187.1293 | 0 | 0 | 0 | 0 | 1024.4 | 0 | 0 | 0 | 1412683.8551 | 0
4254 | 1418.0826 | 0 | 0 | 0 | 0 | 1021.35 | 0 | 0 | 0 | 1687518.2607 | 0
4255 | 920.1355 | 422.6178 | 422.6178 | 411.4018 | 411.4018 | 1024.7 | 446184.2335 | 148104.64 | 67181.9103 | 932508.9641 | 401240.1539
4256 | 761.6585 | 792.717 | 792.717 | 771.6787 | 761.6585 | 345.2 | 278776.0779 | 274197.0775 | 124378.841 | 0 | 1260392.5662
4257 | 976.5554 | 1016.3758 | 1016.3758 | 989.4017 | 976.5554 | 1043.75 | 1079433.0488 | 351559.9544 | 159471.5015 | 0 | 933831.1289
4258 | 1245.0055 | 1295.7734 | 1295.7734 | 1261.3842 | 1245.0055 | 1132.45 | 1496475.546 | 448201.9876 | 203309.4016 | 0 | 1080104.5397
4259 | 1420.1043 | 1657.64 | 1478.0123 | 1613.6471 | 1420.1043 | 926.1 | 1399959.3903 | 511237.5599 | 231903.0376 | 0 | 1525050.0432
4260 | 1490.1332 | 1891.0113 | 1550.8958 | 1840.8249 | 1490.1332 | 420.5 | 666033.1415 | 536447.9495 | 243338.7504 | 0 | 2353665.3783
4261 | 860.9694 | 1875.7119 | 896.0766 | 1825.9315 | 860.9694 | 422.45 | 385732.1678 | 309948.9765 | 140596.2996 | 0 | 1358222.2443
4262 | 1268.3941 | 3258.0248 | 1320.115 | 3171.5586 | 1268.3941 | 451.55 | 611182.7903 | 456621.8897 | 207128.7627 | 0 | 1964044.903
4263 | 1179.3631 | 2780.2135 | 1227.4536 | 2706.4282 | 1179.3631 | 463.6 | 582137.1187 | 424570.7225 | 192589.9972 | 0 | 1811973.4945
4264 | 1177.8001 | 2059.2966 | 1225.8269 | 2004.644 | 1177.8001 | 812.5 | 1017049.3019 | 424008.0497 | 192334.7625 | 0 | 1398637.6639
4265 | 933.8677 | 1109.3505 | 971.9481 | 1079.9089 | 933.8677 | 1602.6 | 1585524.2414 | 336192.3671 | 152500.5932 | 0 | 371119.0186
4266 | 1077.5727 | 93.1839 | 93.1839 | 90.7108 | 90.7108 | 1540.4 | 148265.9674 | 32655.895 | 14813.0768 | 1808917.7646 | 41690.6926
4267 | 1109.8997 | 1155.1582 | 1155.1582 | 1124.5009 | 1109.8997 | 1571.35 | 1846231.9259 | 399563.8884 | 181246.6194 | 0 | 475758.5021
4268 | 1127.5522 | 1173.53 | 1173.53 | 1142.3851 | 1127.5522 | 1678.8 | 2003874.5658 | 405918.7812 | 184129.2694 | 0 | 362169.7024
4269 | 1183.4517 | 1231.7094 | 1231.7094 | 1199.0205 | 1183.4517 | 1743 | 2189906.4216 | 426042.6084 | 193257.661 | 0 | 304147.0843
4270 | 1332.0267 | 1386.3428 | 1386.3428 | 1349.55 | 1332.0267 | 1753.65 | 2480851.5812 | 479529.6235 | 217519.9653 | 0 | 328144.7854
4271 | 1148.1467 | 1194.9648 | 1194.9648 | 1163.251 | 1148.1467 | 1556 | 1898884.7379 | 413332.8228 | 187492.361 | 0 | 509777.1481
4272 | 1170.2123 | 674.9843 | 674.9843 | 657.0706 | 657.0706 | 1431 | 999670.0449 | 236545.4246 | 107299.6329 | 940588.7471 | 373873.185
4273 | 1298.1928 | 0 | 0 | 0 | 0 | 711.9 | 0 | 0 | 0 | 1544849.4451 | 0
4274 | 1256.2682 | 0 | 0 | 0 | 0 | 338.2 | 0 | 0 | 0 | 1494959.1235 | 0
4275 | 1237.1447 | 0 | 0 | 0 | 0 | 327.25 | 0 | 0 | 0 | 1472202.1347 | 0
4276 | 1329.0847 | 0 | 0 | 0 | 0 | 319.4 | 0 | 0 | 0 | 1581610.7359 | 0
4277 | 1320.2584 | 0 | 0 | 0 | 0 | 313.5 | 0 | 0 | 0 | 1571107.5103 | 0
4278 | 1256.2682 | 0 | 0 | 0 | 0 | 310.55 | 0 | 0 | 0 | 1494959.1235 | 0
4279 | 957.647 | 996.6968 | 996.6968 | 970.245 | 957.647 | 313.5 | 317385.1488 | 344752.9374 | 156383.763 | 0 | 1615071.6655
4280 | 1212.8063 | 1262.2603 | 1262.2603 | 1228.7606 | 1212.8063 | 344.9 | 442506.5153 | 436610.2658 | 198051.2678 | 0 | 2007315.2106
4281 | 817.3512 | 850.68 | 850.68 | 828.1034 | 817.3512 | 739.25 | 640026.3063 | 294246.4335 | 133473.4516 | 0 | 1030475.2732
4282 | 1350.9121 | 1405.9979 | 1405.9979 | 1368.6834 | 1350.9121 | 670.75 | 963654.3704 | 486328.3657 | 220603.9503 | 0 | 1795699.776
4283 | 1576.5504 | 1704.3979 | 1640.8377 | 1659.1641 | 1576.5504 | 427.1 | 717789.5371 | 567558.1289 | 257450.6735 | 0 | 2479756.0581
4284 | 1514.752 | 1922.2148 | 1576.5198 | 1871.2003 | 1514.752 | 420.5 | 678214.0296 | 545310.7081 | 247358.9962 | 0 | 2392550.7319
4285 | 1347.5913 | 1402.5414 | 1402.5414 | 1365.3188 | 1347.5913 | 422.45 | 604053.3603 | 485132.8514 | 220061.6518 | 0 | 2125892.5827
4286 | 1384.7626 | 2575.9694 | 1441.2282 | 2507.6046 | 1384.7626 | 451.55 | 667008.3283 | 498514.5349 | 226131.7321 | 0 | 2144235.6433
4287 | 1490.5497 | 2416.7659 | 1551.3288 | 2352.6263 | 1490.5497 | 463.6 | 733483.9162 | 536597.8852 | 243406.7629 | 0 | 2290080.5299
4288 | 1528.8197 | 1323.3633 | 1323.3633 | 1288.242 | 1288.242 | 812.9 | 1109976.8923 | 463767.1067 | 210369.9126 | 440979.0029 | 1529272.0343
4289 | 1453.0225 | 169.1346 | 169.1346 | 164.6458 | 164.6458 | 1592.6 | 277387.2203 | 59272.4938 | 26886.6618 | 2361594.5183 | 67076.7055
4290 | 1062.5736 | 0 | 0 | 0 | 0 | 1381.9 | 0 | 0 | 0 | 1947697.3611 | 0
4291 | 1421.0247 | 1478.9698 | 1478.9698 | 1439.7188 | 1421.0247 | 1428.5 | 2149909.1355 | 511568.8747 | 232053.3257 | 0 | 812115.5886
4292 | 1195.22 | 1243.9572 | 1243.9572 | 1210.9433 | 1195.22 | 1537.7 | 1938286.6068 | 430279.2036 | 195179.4276 | 0 | 552550.206
4293 | 1395.2815 | 1452.1761 | 1452.1761 | 1413.6361 | 1395.2815 | 1551.25 | 2285803.4285 | 502301.3227 | 227849.4611 | 0 | 626132.3487
4294 | 1417.3471 | 1475.1419 | 1475.1419 | 1435.9924 | 1417.3471 | 1372.8 | 2059035.6274 | 510244.9387 | 231452.7736 | 0 | 888960.0384
4295 | 1162.8571 | 1210.2746 | 1210.2746 | 1178.1546 | 1162.8571 | 1109.55 | 1370678.7361 | 418628.5668 | 189894.5693 | 0 | 1035466.0156
4296 | 1393.0749 | 0 | 0 | 0 | 0 | 657.5 | 0 | 0 | 0 | 2553506.277 | 0
4297 | 1050.3226 | 0 | 0 | 0 | 0 | 712.2 | 0 | 0 | 0 | 1925241.269 | 0
4298 | 1021.6373 | 0 | 0 | 0 | 0 | 338.1 | 0 | 0 | 0 | 1872661.1507 | 0
4299 | 1457.0651 | 0 | 0 | 0 | 0 | 327.25 | 0 | 0 | 0 | 2670800.3888 | 0
4300 | 1272.4496 | 0 | 0 | 0 | 0 | 319.7 | 0 | 0 | 0 | 2332400.137 | 0
4301 | 1186.3938 | 0 | 0 | 0 | 0 | 313.5 | 0 | 0 | 0 | 2174659.7804 | 0
4302 | 1309.2256 | 0 | 0 | 0 | 0 | 310.45 | 0 | 0 | 0 | 2399810.545 | 0
4303 | 1074.5947 | 730.7554 | 730.7554 | 711.3616 | 711.3616 | 313.5 | 235957.9255 | 256090.16 | 116165.342 | 665806.407 | 1199711.2634
4304 | 998.1356 | 1038.8357 | 1038.8357 | 1011.2656 | 998.1356 | 344.9 | 363429.7587 | 359328.8109 | 162995.5412 | 0 | 1652013.2385
4305 | 975.2784 | 1015.0467 | 1015.0467 | 988.1079 | 975.2784 | 399.75 | 411655.042 | 351100.2176 | 159262.9598 | 0 | 1560688.6195
4306 | 1046.5245 | 1261.5297 | 1089.1989 | 1228.0494 | 1046.5245 | 670.85 | 744467.2581 | 376748.8301 | 170897.4554 | 0 | 1390988.0764
4307 | 950.4987 | 1714.2811 | 989.2573 | 1668.7851 | 950.4987 | 782.55 | 789572.3756 | 342179.5368 | 155216.4399 | 0 | 1157184.6585
4308 | 1002.5404 | 1936.6088 | 1043.4204 | 1885.2122 | 1002.5404 | 420.6 | 446802.6448 | 360914.5552 | 163714.8524 | 0 | 1583412.3567
4309 | 1043.7397 | 1927.3573 | 1086.3004 | 1876.2063 | 1043.7397 | 422.45 | 466301.5931 | 375746.2794 | 170442.6873 | 0 | 1646551.5085
4310 | 1077.3961 | 3247.4838 | 1121.3288 | 3161.2973 | 1077.3961 | 451.55 | 517434.9242 | 387862.6108 | 175938.7898 | 0 | 1668294.0545
4311 | 1015.4608 | 2855.1505 | 1056.8682 | 2779.3763 | 1015.4608 | 463.6 | 502157.465 | 365565.8736 | 165824.7421 | 0 | 1560153.9117
4312 | 206.3667 | 2136.0154 | 214.782 | 2079.3267 | 206.3667 | 457.05 | 100345.7815 | 74292.0073 | 33699.68 | 0 | 318413.4797
4313 | 168.6547 | 984.7507 | 175.5322 | 958.616 | 168.6547 | 1145.95 | 204271.1268 | 60715.7055 | 27541.3186 | 0 | 144039.5786
4314 | 147.1628 | 153.1638 | 153.1638 | 149.099 | 147.1628 | 877.4 | 136822.1154 | 52978.6234 | 24031.6922 | 0 | 165205.0074
4315 | 189.7642 | 197.502 | 197.502 | 192.2604 | 189.7642 | 1092.2 | 219687.875 | 68315.0982 | 30988.4876 | 0 | 172267.7592
4316 | 137.5422 | 143.1505 | 143.1505 | 139.3514 | 137.5422 | 1437.6 | 209046.5005 | 49515.2068 | 22460.648 | 0 | 77353.6208
4317 | 106.6504 | 110.9988 | 110.9988 | 108.053 | 106.6504 | 1562.5 | 176161.8809 | 38394.1443 | 17416.0105 | 0 | 46659.375
4318 | 100.7662 | 104.8749 | 104.8749 | 102.0916 | 100.7662 | 1742.1 | 185558.3297 | 36275.8467 | 16455.1271 | 0 | 25987.5514
4319 | 91.2045 | 94.923 | 94.923 | 92.4038 | 91.2045 | 1589 | 153737.3008 | 32833.6131 | 14893.6917 | 0 | 37484.844
4320 | 100.0307 | 104.1099 | 104.1099 | 101.3469 | 100.0307 | 1430.5 | 151642.7754 | 36011.0595 | 16335.0167 | 0 | 56967.4956
4321 | 92.6755 | 96.455 | 96.455 | 93.8952 | 92.6755 | 1621.15 | 159423.5845 | 33363.1875 | 15133.9125 | 0 | 35110.1211
4322 | 100.7662 | 104.8749 | 104.8749 | 102.0916 | 100.7662 | 1499.65 | 160362.0058 | 36275.8467 | 16455.1271 | 0 | 50418.2681
4323 | 91.94 | 95.689 | 95.689 | 93.1495 | 91.94 | 1489.6 | 145467.8981 | 33098.4003 | 15013.8021 | 0 | 46926.176
4324 | 95.6176 | 99.517 | 99.517 | 96.8759 | 95.6176 | 1590.1 | 161341.3084 | 34422.3363 | 15614.3542 | 0 | 39193.6546
4325 | 86.0558 | 89.5651 | 89.5651 | 87.1881 | 86.0558 | 1729.65 | 157779.8405 | 30980.1027 | 14052.9188 | 0 | 23265.1965
4326 | 93.411 | 97.22 | 97.22 | 94.6398 | 93.411 | 1719.2 | 169758.1761 | 33627.9747 | 15254.023 | 0 | 26229.8088
4327 | 86.0558 | 89.5651 | 89.5651 | 87.1881 | 86.0558 | 1505.65 | 136981.3906 | 30980.1027 | 14052.9188 | 0 | 42541.7049
4328 | 91.951 | 95.7005 | 95.7005 | 93.1606 | 91.951 | 1192.25 | 116186.5205 | 33102.3721 | 15015.6038 | 0 | 74273.4203
4329 | 200.9569 | 2033.5488 | 209.1503 | 1979.5795 | 200.9569 | 1431.4 | 304268.4505 | 72344.4975 | 32816.2679 | 0 | 114264.1146
4330 | 878.5446 | 2932.4365 | 914.3692 | 2854.6112 | 878.5446 | 1367.35 | 1268391.8394 | 316276.0668 | 143466.3381 | 0 | 555811.2601
4331 | 1068.5028 | 3396.5865 | 1112.0731 | 3306.443 | 1068.5028 | 1294.8 | 1466866.5654 | 384661.0026 | 174486.5048 | 0 | 753508.164
4332 | 1462.838 | 3617.149 | 1522.4878 | 3521.1518 | 1462.838 | 1066.55 | 1652886.8574 | 526621.6962 | 238881.4527 | 0 | 1365486.1731
4333 | 1268.6028 | 3603.8874 | 1320.3326 | 3508.2422 | 1268.6028 | 412.3 | 552351.8685 | 456697.0228 | 207162.8439 | 0 | 2014160.7307
4334 | 1480.9778 | 3308.9104 | 1541.3675 | 3221.0938 | 1480.9778 | 799.75 | 1256277.687 | 533152.0109 | 241843.676 | 0 | 1777543.6141
4335 | 1662.323 | 2184.4791 | 1730.1072 | 2126.5042 | 1662.323 | 1304.4 | 2299237.511 | 598436.2883 | 271457.3497 | 0 | 1156311.8948
4336 | 1889.88 | 1738.0088 | 1738.0088 | 1691.883 | 1691.883 | 1295.05 | 2322773.4985 | 609077.8701 | 276284.4894 | 362928.6285 | 1192692.9014
4337 | 1479.2732 | 38.0352 | 38.0352 | 37.0258 | 37.0258 | 1588.7 | 62213.6062 | 13329.2717 | 6046.3057 | 2643639.6405 | 15228.6929
4338 | 1404.2291 | 96.9921 | 96.9921 | 94.418 | 94.418 | 1338.45 | 133984.1091 | 33990.4635 | 15418.4519 | 2400883.7441 | 62462.1976
4339 | 1635.7965 | 1457.1864 | 1457.1864 | 1418.5135 | 1418.5135 | 1512.5 | 2268112.228 | 510664.8425 | 231643.2466 | 738327.7786 | 691525.3076
4340 | 1688.7539 | 1676.6383 | 1676.6383 | 1632.1413 | 1632.1413 | 1707.5 | 2935404.3798 | 587570.8558 | 266528.6688 | 192369.8486 | 477401.3204
4341 | 1451.9165 | 1511.1205 | 1511.1205 | 1471.0162 | 1451.9165 | 1789.25 | 2738864.9944 | 522689.9375 | 237097.9633 | 0 | 305991.297
4342 | 1428.3799 | 1486.6248 | 1486.6248 | 1447.1705 | 1428.3799 | 1825.6 | 2747033.1525 | 514216.7467 | 233254.4298 | 0 | 249109.4462
4343 | 1283.4824 | 1335.8183 | 1335.8183 | 1300.3664 | 1283.4824 | 1837.3 | 2486673.8955 | 462053.668 | 209592.6777 | 0 | 208822.5214
4344 | 1275.3917 | 0 | 0 | 0 | 0 | 1727.6 | 0 | 0 | 0 | 2337792.9696 | 0
4345 | 1141.0098 | 0 | 0 | 0 | 0 | 1540 | 0 | 0 | 0 | 1357801.6775 | 0
4346 | 1317.8249 | 0 | 0 | 0 | 0 | 1522.15 | 0 | 0 | 0 | 1568211.6227 | 0
4347 | 1357.1939 | 0 | 0 | 0 | 0 | 1409.95 | 0 | 0 | 0 | 1615060.7112 | 0
4348 | 1237.7056 | 0 | 0 | 0 | 0 | 1306.8 | 0 | 0 | 0 | 1472869.6152 | 0
4349 | 1136.175 | 0 | 0 | 0 | 0 | 1378.1 | 0 | 0 | 0 | 1352048.2797 | 0
4350 | 1195.5738 | 0 | 0 | 0 | 0 | 1563.9 | 0 | 0 | 0 | 1422732.8708 | 0
4351 | 1022.9029 | 317.2985 | 317.2985 | 308.8776 | 308.8776 | 1458.05 | 476630.5129 | 111195.925 | 50439.7071 | 1308808.367 | 167396.1987
4352 | 1129.8233 | 931.0508 | 931.0508 | 906.3412 | 906.3412 | 499.4 | 478319.0308 | 326282.8452 | 148005.524 | 409642.6642 | 1360055.6598
4353 | 1224.9167 | 1274.8652 | 1274.8652 | 1241.031 | 1224.9167 | 318.8 | 411474.1486 | 440970.0062 | 200028.8945 | 0 | 2059329.9291
4354 | 1366.0648 | 1421.7687 | 1421.7687 | 1384.0358 | 1366.0648 | 332.85 | 479799.3086 | 491783.3449 | 223078.3895 | 0 | 2277435.0097
4355 | 1337.9229 | 1771.8226 | 1392.4802 | 1724.7994 | 1337.9229 | 345.9 | 490232.0777 | 481652.2552 | 218482.8146 | 0 | 2213058.3202
4356 | 1315.4265 | 1991.0279 | 1369.0659 | 1938.1871 | 1315.4265 | 348.15 | 486274.7931 | 473553.5375 | 214809.1463 | 0 | 2172887.2525
4357 | 1307.2764 | 1360.5836 | 1360.5836 | 1324.4744 | 1307.2764 | 355.15 | 494243.3001 | 470619.5123 | 213478.2399 | 0 | 2150273.6244
4358 | 1149.254 | 1196.1169 | 1196.1169 | 1164.3726 | 1149.254 | 371.1 | 452599.6484 | 413731.4357 | 187673.1762 | 0 | 1872019.8211
4359 | 1075.5123 | 1089.7901 | 1089.7901 | 1060.8677 | 1060.8677 | 375.7 | 422813.5977 | 381912.3573 | 173239.6888 | 26843.5495 | 1723167.339
4360 | 1067.8206 | 1111.3633 | 1111.3633 | 1081.8683 | 1067.8206 | 366.25 | 414223.7069 | 384415.4264 | 174375.1087 | 0 | 1744550.925
4361 | 1122.6445 | 38.7596 | 38.7596 | 37.7309 | 37.7309 | 348.95 | 13944.5674 | 13583.1279 | 6161.4577 | 1988646.6605 | 62295.6201
4362 | 1180.3883 | 162.5152 | 162.5152 | 158.2021 | 158.2021 | 334.45 | 56037.8236 | 56952.7738 | 25834.411 | 1873667.1993 | 263493.59
4363 | 1047.7675 | 1090.4916 | 1090.4916 | 1061.5505 | 1047.7675 | 1412.95 | 1564435.7781 | 377196.2946 | 171100.4303 | 0 | 615091.6173
4364 | 988.3687 | 1028.6715 | 1028.6715 | 1001.3711 | 988.3687 | 1513.55 | 1587558.2246 | 355812.721 | 161400.6037 | 0 | 480791.9392
4365 | 1236.3242 | 1286.7373 | 1286.7373 | 1252.588 | 1236.3242 | 1523.1 | 1997820.8413 | 445076.7091 | 201891.7406 | 0 | 589602.9156
4366 | 1285.3627 | 1337.776 | 1337.776 | 1302.2721 | 1285.3627 | 1765.15 | 2401350.4661 | 462730.5896 | 209899.7369 | 0 | 301867.4416
4367 | 1237.0149 | 1287.4565 | 1287.4565 | 1253.2881 | 1237.0149 | 1778.1 | 2326657.011 | 445325.3554 | 202004.5293 | 0 | 274493.601
4368 | 955.9065 | 0 | 0 | 0 | 0 | 1703 | 0 | 0 | 0 | 1752176.6618 | 0
4369 | 1144.4632 | 0 | 0 | 0 | 0 | 1728.9 | 0 | 0 | 0 | 1361911.2461 | 0
4370 | 1100.2595 | 0 | 0 | 0 | 0 | 1548.85 | 0 | 0 | 0 | 1309308.7598 | 0
4371 | 1259.8074 | 0 | 0 | 0 | 0 | 1458.85 | 0 | 0 | 0 | 1499170.8584 | 0
4372 | 1195.5738 | 0 | 0 | 0 | 0 | 1411.55 | 0 | 0 | 0 | 1422732.8708 | 0
4373 | 1084.3737 | 0 | 0 | 0 | 0 | 1406.85 | 0 | 0 | 0 | 1290404.7411 | 0
4374 | 1230.7987 | 0 | 0 | 0 | 0 | 1194.45 | 0 | 0 | 0 | 1464650.4768 | 0
4375 | 855.7574 | 206.6421 | 206.6421 | 201.1579 | 201.1579 | 1306.6 | 276036.0979 | 72416.8444 | 32849.0853 | 1199880.8068 | 139482.8887
4376 | 848.1616 | 815.6099 | 815.6099 | 793.9641 | 793.9641 | 1336.3 | 1113631.3146 | 285827.074 | 129654.3366 | 99343.9603 | 526953.9695
4377 | 955.36 | 994.3165 | 994.3165 | 967.9279 | 955.36 | 1531.65 | 1540871.8503 | 343929.608 | 156010.2916 | 0 | 447442.856
4378 | 1003.5499 | 668.3993 | 668.3993 | 650.6604 | 650.6604 | 1590 | 1091157.4795 | 234237.7409 | 106252.8419 | 646846.473 | 266770.7605
4379 | 826.6632 | 860.3717 | 860.3717 | 837.5379 | 826.6632 | 1593.35 | 1399647.8698 | 297598.7388 | 134994.0946 | 0 | 336162.509
4380 | 1123.7505 | 1269.9309 | 1169.574 | 1236.2276 | 1123.7505 | 1549.4 | 1855164.1667 | 404550.1746 | 183508.4542 | 0 | 506361.9685
4381 | 1103.3684 | 1413.5945 | 1148.3598 | 1376.0785 | 1103.3684 | 1203.8 | 1409973.0377 | 397212.6251 | 180180.0602 | 0 | 878501.9225
4382 | 1414.2487 | 1471.9165 | 1471.9165 | 1432.8526 | 1414.2487 | 1340.65 | 2007118.4895 | 509129.5259 | 230946.8099 | 0 | 932484.8691
4383 | 1156.956 | 1204.133 | 1204.133 | 1172.1759 | 1156.956 | 1674.15 | 2049880.6864 | 416504.1517 | 188930.911 | 0 | 376994.1051
4384 | 1089.7222 | 1134.1574 | 1134.1574 | 1104.0574 | 1089.7222 | 1866.75 | 2144500.3657 | 392299.9978 | 177951.6379 | 0 | 145205.4565
4385 | 1137.5314 | 165.8717 | 165.8717 | 161.4696 | 161.4696 | 1905.4 | 324308.3015 | 58129.0469 | 26367.9816 | 1789121.245 | 15275.0218
4386 | 926.8434 | 0 | 0 | 0 | 0 | 1865.05 | 0 | 0 | 0 | 1698903.9713 | 0
4387 | 835.7275 | 869.8063 | 869.8063 | 846.7221 | 835.7275 | 1851.7 | 1631950.3442 | 300861.9094 | 136474.305 | 0 | 123938.3921
4388 | 1471.8474 | 1531.8642 | 1531.8642 | 1491.2094 | 1471.8474 | 1868.7 | 2898777.2193 | 529865.0654 | 240352.6811 | 0 | 193253.5111
4389 | 1105.0942 | 1150.1562 | 1150.1562 | 1119.6317 | 1105.0942 | 1871.3 | 2174715.5166 | 397833.9296 | 180461.8909 | 0 | 142225.5978
4390 | 823.2952 | 856.8663 | 856.8663 | 834.1256 | 823.2952 | 1887.2 | 1631007.1379 | 296386.2777 | 134444.1088 | 0 | 92867.676
4391 | 927.5885 | 965.4121 | 965.4121 | 939.7906 | 927.5885 | 1882 | 1835908.7843 | 333931.8549 | 151475.1997 | 0 | 109455.384
4392 | 973.8643 | 0 | 0 | 0 | 0 | 1862.45 | 0 | 0 | 0 | 1785093.2755 | 0
4393 | 1145.1539 | 0 | 0 | 0 | 0 | 1641.4 | 0 | 0 | 0 | 1362733.16 | 0
4394 | 1047.7675 | 0 | 0 | 0 | 0 | 1813.95 | 0 | 0 | 0 | 1246843.3072 | 0
4395 | 804.6468 | 0 | 0 | 0 | 0 | 1804.45 | 0 | 0 | 0 | 957529.633 | 0
4396 | 1138.2471 | 0 | 0 | 0 | 0 | 1797.55 | 0 | 0 | 0 | 1354514.0216 | 0
4397 | 993.2035 | 0 | 0 | 0 | 0 | 1792.85 | 0 | 0 | 0 | 1181912.1135 | 0
4398 | 968.3388 | 0 | 0 | 0 | 0 | 1791.35 | 0 | 0 | 0 | 1152323.215 | 0
4399 | 1081.611 | 960.0666 | 960.0666 | 934.587 | 934.587 | 1781.35 | 1759418.199 | 336451.316 | 152618.0553 | 269495.0067 | 204347.4451
4400 | 1051.0551 | 1093.9137 | 1093.9137 | 1064.8818 | 1051.0551 | 1610.75 | 1785518.3735 | 378379.8508 | 171637.3045 | 0 | 409123.2136
4401 | 1124.1761 | 1170.0163 | 1170.0163 | 1138.9647 | 1124.1761 | 1678.25 | 1985968.9405 | 404703.4028 | 183577.9602 | 0 | 361703.628
4402 | 1099.9253 | 1144.7764 | 1144.7764 | 1114.3947 | 1099.9253 | 1676.3 | 1944736.359 | 395973.1238 | 179617.8087 | 0 | 356045.7225
4403 | 1173.32 | 1221.1642 | 1221.1642 | 1188.7552 | 1173.32 | 1636.35 | 2034138.2416 | 422395.2022 | 191603.157 | 0 | 426677.818
4404 | 1174.9733 | 1494.5149 | 1222.8857 | 1454.8513 | 1174.9733 | 1431.9 | 1779587.9698 | 422990.3988 | 191873.1448 | 0 | 667502.3488
4405 | 1130.4682 | 1176.5659 | 1176.5659 | 1145.3405 | 1130.4682 | 1104.5 | 1315698.5868 | 406968.5696 | 184605.4651 | 0 | 1012334.094
4406 | 1162.7327 | 1681.6559 | 1210.1455 | 1637.0257 | 1162.7327 | 1644.9 | 2016819.8808 | 418583.7666 | 189874.2475 | 0 | 412886.3764
4407 | 1439.1789 | 1497.8641 | 1497.8641 | 1458.1116 | 1439.1789 | 1742.85 | 2638637.2922 | 518104.4105 | 235017.9173 | 0 | 370084.8588
4408 | 1406.8437 | 952.954 | 952.954 | 927.6631 | 927.6631 | 1903.45 | 1860137.9865 | 333958.7112 | 151487.3821 | 878338.0422 | 89565.871
4409 | 1304.5051 | 412.4005 | 412.4005 | 401.4556 | 401.4556 | 1915.4 | 811902.8408 | 144524.0282 | 65557.705 | 1655289.5855 | 33963.1466
4410 | 1480.7011 | 0 | 0 | 0 | 0 | 1875.05 | 0 | 0 | 0 | 2714125.131 | 0
4411 | 1355.1218 | 1410.3795 | 1410.3795 | 1372.9488 | 1355.1218 | 1861.7 | 2657939.6155 | 487843.8563 | 221291.3937 | 0 | 187413.3481
4412 | 982.8432 | 1022.9202 | 1022.9202 | 995.7724 | 982.8432 | 1868.7 | 1933267.2989 | 353823.5513 | 160498.2942 | 0 | 129047.2859
4413 | 1227.3453 | 1277.3922 | 1277.3922 | 1243.4909 | 1227.3453 | 1861.3 | 2403509.8635 | 441844.3084 | 200425.4877 | 0 | 170232.7515
4414 | 1230.108 | 1280.2679 | 1280.2679 | 1246.2902 | 1230.108 | 1877.2 | 2432277.9336 | 442838.893 | 200876.6423 | 0 | 151057.2624
4415 | 1073.3228 | 1117.0897 | 1117.0897 | 1087.4427 | 1073.3228 | 1848.6 | 2095072.2643 | 386396.2044 | 175273.6116 | 0 | 162501.0704
4416 | 1058.8184 | 0 | 0 | 0 | 0 | 1644.35 | 0 | 0 | 0 | 1940814.1785 | 0
4417 | 752.1548 | 0 | 0 | 0 | 0 | 1337.2 | 0 | 0 | 0 | 895064.1806 | 0
4418 | 1158.2769 | 0 | 0 | 0 | 0 | 1594.05 | 0 | 0 | 0 | 1378349.5229 | 0
4419 | 1156.8955 | 0 | 0 | 0 | 0 | 1580.45 | 0 | 0 | 0 | 1376705.695 | 0
4420 | 1170.7092 | 0 | 0 | 0 | 0 | 1573.55 | 0 | 0 | 0 | 1393143.973 | 0
4421 | 1391.7281 | 0 | 0 | 0 | 0 | 1664.15 | 0 | 0 | 0 | 1656156.4033 | 0
4422 | 1459.4151 | 0 | 0 | 0 | 0 | 1766.15 | 0 | 0 | 0 | 1736703.9607 | 0
4423 | 1333.7106 | 0 | 0 | 0 | 0 | 1716.35 | 0 | 0 | 0 | 2444691.5701 | 0
4424 | 1049.1048 | 426.3219 | 426.3219 | 415.0076 | 415.0076 | 1639.75 | 713649.6615 | 149402.7349 | 67770.7406 | 1162300.2135 | 149506.4868
4425 | 1288.2412 | 1340.7713 | 1340.7713 | 1305.188 | 1288.2412 | 1838.75 | 2489074.9245 | 463766.8226 | 210369.7837 | 0 | 207728.8613
4426 | 1625.402 | 1691.6807 | 1691.6807 | 1646.7844 | 1625.402 | 1814.5 | 3098068.7054 | 585144.7114 | 265428.1427 | 0 | 301512.0665
4427 | 1252.525 | 1303.599 | 1303.599 | 1269.0021 | 1252.525 | 1636.35 | 2165050.3562 | 450909.0166 | 204537.34 | 0 | 455480.7163
4428 | 1499.6906 | 1560.8436 | 1560.8436 | 1519.4197 | 1499.6906 | 1304.5 | 2063363.2006 | 539888.6153 | 244899.4747 | 0 | 1043034.395
4429 | 1174.5986 | 1222.4954 | 1222.4954 | 1190.051 | 1174.5986 | 1104.25 | 1361350.6708 | 422855.5082 | 191811.9569 | 0 | 1052146.1585
4430 | 1162.5522 | 1260.3307 | 1209.9571 | 1226.8822 | 1162.5522 | 1402.45 | 1716886.6565 | 418518.8078 | 189844.7814 | 0 | 694683.0934
4431 | 1383.5979 | 1440.0167 | 1440.0167 | 1401.7994 | 1383.5979 | 1559.75 | 2275130.3969 | 498095.2289 | 225941.5302 | 0 | 609128.957
4432 | 1184.4607 | 92.8467 | 92.8467 | 90.3826 | 90.3826 | 1680.95 | 160542.4248 | 32537.7206 | 14759.4716 | 2005445.3035 | 28836.5549
4433 | 1396.2434 | 757.1485 | 757.1485 | 737.0542 | 737.0542 | 1901.9 | 1479888.587 | 265339.4965 | 120360.9438 | 1208293.9121 | 72305.0128
4434 | 1222.7384 | 85.8828 | 85.8828 | 83.6035 | 83.6035 | 1617.55 | 142805.7223 | 30097.273 | 13652.4575 | 2088034.2769 | 31974.1724
4435 | 1330.2572 | 1384.5006 | 1384.5006 | 1347.7567 | 1330.2572 | 1715 | 2413256.1042 | 478892.5931 | 217231.0012 | 0 | 379123.245
4436 | 1078.8483 | 1122.84 | 1122.84 | 1093.0404 | 1078.8483 | 1787 | 2037199.0609 | 388385.374 | 176175.921 | 0 | 229794.624
4437 | 1160.349 | 1207.6643 | 1207.6643 | 1175.6136 | 1160.349 | 1525.7 | 1872622.2269 | 417725.6263 | 189484.9855 | 0 | 550353.5127
4438 | 1320.5876 | 1374.4373 | 1374.4373 | 1337.9605 | 1320.5876 | 1219.7 | 1700528.3954 | 475411.5461 | 215651.9597 | 0 | 1030454.5261
4439 | 1039.4793 | 1081.8656 | 1081.8656 | 1053.1535 | 1039.4793 | 1246.25 | 1368967.6173 | 374212.5401 | 169746.9661 | 0 | 783507.2962
4440 | 1082.9924 | 0 | 0 | 0 | 0 | 1231.1 | 0 | 0 | 0 | 1985125.0032 | 0
4441 | 1015.996 | 0 | 0 | 0 | 0 | 703.55 | 0 | 0 | 0 | 1209035.2709 | 0
4442 | 1259.1168 | 0 | 0 | 0 | 0 | 1040.6 | 0 | 0 | 0 | 1498348.9456 | 0
4443 | 955.2158 | 0 | 0 | 0 | 0 | 1194.55 | 0 | 0 | 0 | 1136706.8519 | 0
4444 | 1254.9727 | 0 | 0 | 0 | 0 | 1232.7 | 0 | 0 | 0 | 1493417.4618 | 0
4445 | 1275.6932 | 0 | 0 | 0 | 0 | 1228.4 | 0 | 0 | 0 | 1518074.8771 | 0
4446 | 932.4233 | 0 | 0 | 0 | 0 | 1301.45 | 0 | 0 | 0 | 1109583.6949 | 0
4447 | 1058.1277 | 359.9329 | 359.9329 | 350.3805 | 350.3805 | 1233.2 | 456679.821 | 126136.9644 | 57217.1286 | 1297300.7777 | 268671.7341
4448 | 793.1348 | 825.4765 | 825.4765 | 803.5688 | 793.1348 | 1141.9 | 958688.11 | 285528.5195 | 129518.909 | 0 | 680588.2854
4449 | 1186.5863 | 1234.9712 | 1234.9712 | 1202.1957 | 1186.5863 | 1379.3 | 1734193.7 | 427171.0741 | 193769.5456 | 0 | 736514.127
4450 | 1347.1392 | 1402.072 | 1402.072 | 1364.8618 | 1347.1392 | 1281.25 | 1825917.1024 | 484970.1278 | 219987.8385 | 0 | 968256.1563
4451 | 1551.5661 | 1776.3281 | 1614.8349 | 1729.1853 | 1551.5661 | 1123.95 | 1843246.262 | 558563.8104 | 253370.7507 | 0 | 1359249.5169
4452 | 1023.2024 | 2015.8941 | 1064.9259 | 1962.3934 | 1023.2024 | 742.75 | 803629.6271 | 368352.8816 | 167088.9599 | 0 | 1286421.279
4453 | 1250.4936 | 1301.4841 | 1301.4841 | 1266.9434 | 1250.4936 | 390.75 | 517093.5148 | 450177.6859 | 204205.6003 | 0 | 2012356.7807
4454 | 1279.245 | 2256.5696 | 1331.4085 | 2196.6814 | 1279.245 | 779.15 | 1053599.6741 | 460528.2058 | 208900.7111 | 0 | 1561766.2778
4455 | 790.3815 | 2165.513 | 822.6112 | 2108.0415 | 790.3815 | 1149.25 | 960504.5712 | 284537.3536 | 129069.3051 | 0 | 672417.0932
4456 | 1057.9646 | 1749.8101 | 1101.1044 | 1703.3711 | 1057.9646 | 1235.75 | 1385163.4006 | 380867.2452 | 172765.6143 | 0 | 808549.4226
4457 | 1309.8432 | 521.4344 | 521.4344 | 507.5958 | 507.5958 | 1530.4 | 821884.788 | 182734.4855 | 82890.393 | 1470519.455 | 238366.9844
4458 | 1349.9434 | 207.4591 | 207.4591 | 201.9532 | 201.9532 | 1377.6 | 294042.8553 | 72703.1621 | 32978.9621 | 2104266.0237 | 125695.6891
4459 | 1201.79 | 1250.7951 | 1250.7951 | 1217.5997 | 1201.79 | 1251.8 | 1591135.7072 | 432644.3986 | 196252.3063 | 0 | 899179.275
4460 | 1417.2834 | 1475.0753 | 1475.0753 | 1435.9276 | 1417.2834 | 1482.7 | 2222646.7444 | 510222.015 | 231442.3751 | 0 | 733160.4959
4461 | 1335.092 | 1389.5328 | 1389.5328 | 1352.6553 | 1335.092 | 1261.4 | 1783745.3723 | 480633.1164 | 218020.522 | 0 | 986098.9438
4462 | 1290.1975 | 1342.8081 | 1342.8081 | 1307.1707 | 1290.1975 | 1113.6 | 1521569.852 | 464471.113 | 210689.2576 | 0 | 1143631.0959
4463 | 1175.544 | 1223.4789 | 1223.4789 | 1191.0085 | 1175.544 | 697.5 | 868203.3452 | 423195.8429 | 191966.3365 | 0 | 1531146.06
4464 | 1105.7849 | 0 | 0 | 0 | 0 | 353.45 | 0 | 0 | 0 | 2026903.7822 | 0
4465 | 1215.6037 | 0 | 0 | 0 | 0 | 1038.65 | 0 | 0 | 0 | 2228201.5344 | 0
4466 | 895.1263 | 0 | 0 | 0 | 0 | 1018.7 | 0 | 0 | 0 | 1640766.5851 | 0
4467 | 966.2668 | 0 | 0 | 0 | 0 | 1133.05 | 0 | 0 | 0 | 1771167.0158 | 0
4468 | 1008.3985 | 0 | 0 | 0 | 0 | 1126.15 | 0 | 0 | 0 | 1848394.456 | 0
4469 | 1040.17 | 0 | 0 | 0 | 0 | 1121.45 | 0 | 0 | 0 | 1906631.5403 | 0
4470 | 973.1736 | 0 | 0 | 0 | 0 | 1119.95 | 0 | 0 | 0 | 1783827.2519 | 0
4471 | 1027.7377 | 1056.4197 | 1056.4197 | 1028.3829 | 1027.7377 | 1187.35 | 1288769.1634 | 369985.5547 | 167829.5586 | 0 | 835191.0029
4472 | 181.6015 | 189.0071 | 189.0071 | 183.991 | 181.6015 | 1032.25 | 197759.7304 | 65376.547 | 29655.5281 | 0 | 175744.3678
4473 | 87.356 | 90.9181 | 90.9181 | 88.5052 | 87.356 | 1144.05 | 105640.5264 | 31448.1505 | 14265.2305 | 0 | 74772.3457
4474 | 0 | 78.0593 | 0 | 75.9876 | 0 | 993.7 | 0 | 0 | 0 | 0 | 0
4475 | 0 | 765.4518 | 0 | 745.1371 | 0 | 392.45 | 0 | 0 | 0 | 0 | 0
4476 | 0 | 1220.3129 | 0.0010408 | 1187.9264 | 0 | 386 | 0 | 0 | 0 | 0 | 0
4477 | 0 | 1810.5863 | 0 | 1762.5343 | 0 | 390.75 | 0 | 0 | 0 | 0 | 0
4478 | 0 | 2824.1551 | 0 | 2749.2036 | 0 | 422.4 | 0 | 0 | 0 | 0 | 0
4479 | 0 | 1838.859 | 0 | 1790.0567 | 0 | 435.75 | 0 | 0 | 0 | 0 | 0
4480 | 0 | 1628.6429 | 0 | 1585.4196 | 0 | 1032.75 | 0 | 0 | 0 | 0 | 0
4481 | 0 | 1167.3373 | 0 | 1136.3568 | 0 | 1492.9 | 0 | 0 | 0 | 0 | 0
4482 | 0 | 318.078 | 0 | 309.6364 | 0 | 1141.6 | 0 | 0 | 0 | 0 | 0
4483 | 0 | 0 | 0 | 0 | 0 | 1128.25 | 0 | 0 | 0 | 0 | 0
4484 | 0 | 0 | 0 | 0 | 0 | 1483.7 | 0 | 0 | 0 | 0 | 0
4485 | 118.7976 | 123.6422 | 123.6422 | 120.3608 | 118.7976 | 1525.7 | 191914.4548 | 42767.1474 | 19399.6533 | 0 | 56345.7168
4486 | 193.3915 | 201.2769 | 201.2769 | 195.9351 | 193.3915 | 1541.6 | 315573.545 | 69620.9377 | 31580.8309 | 0 | 88650.4344
4487 | 241.0487 | 250.8782 | 250.8782 | 244.22 | 241.0487 | 1497 | 381320.7473 | 86777.526 | 39363.25 | 0 | 121247.4876
4488 | 237.5953 | 247.2834 | 247.2834 | 240.7206 | 237.5953 | 1129 | 284005.943 | 85534.2949 | 38799.3065 | 0 | 206945.245
4489 | 234.8325 | 244.4087 | 244.4087 | 237.9223 | 234.8325 | 1462.45 | 363513.6256 | 84539.7101 | 38348.1518 | 0 | 126234.2254
4490 | 251.4089 | 261.6607 | 261.6607 | 254.7163 | 251.4089 | 1299.15 | 345854.522 | 90507.219 | 41055.0802 | 0 | 176199.9569
4491 | 171.9803 | 178.9928 | 178.9928 | 174.2424 | 171.9803 | 1313.7 | 238775.5085 | 61912.9053 | 28084.3818 | 0 | 118029.874
4492 | 178.8871 | 186.1814 | 186.1814 | 181.2403 | 178.8871 | 1421.25 | 268723.6458 | 64399.3674 | 29212.2686 | 0 | 103530.8513
4493 | 246.5742 | 256.6285 | 256.6285 | 249.8177 | 246.5742 | 1412.65 | 367838.6576 | 88766.6956 | 40265.5594 | 0 | 144825.2389
4494 | 227.9257 | 237.2201 | 237.2201 | 230.9244 | 227.9257 | 1360.8 | 327468.688 | 82053.248 | 37220.265 | 0 | 145690.1004
4495 | 274.8922 | 286.1012 | 286.1012 | 278.5082 | 274.8922 | 1108.4 | 321751.8055 | 98961.1901 | 44889.8954 | 0 | 245093.7072
4496 | 119.5695 | 124.4446 | 124.4446 | 121.1419 | 119.5695 | 1029.4 | 130001.4835 | 43045.0096 | 19525.6946 | 0 | 116054.1286
4497 | 639.3445 | 665.4154 | 665.4154 | 647.7557 | 639.3445 | 962.3 | 649236.2554 | 230164.0228 | 104404.9581 | 0 | 663447.7957
4498 | 1147.0671 | 2703.706 | 1193.8397 | 2631.9511 | 1147.0671 | 372.95 | 450943.3254 | 412944.1596 | 187316.0591 | 0 | 1866335.5413
4499 | 1141.3284 | 3357.5262 | 1187.8677 | 3268.4192 | 1141.3284 | 382.75 | 459980.0494 | 410878.2208 | 186378.9263 | 0 | 1845813.3403
4500 | 1174.7929 | 2636.016 | 1222.6973 | 2566.0575 | 1174.7929 | 385.35 | 477256.4137 | 422925.44 | 191843.6788 | 0 | 1896879.3382
4501 | 1161.3384 | 3568.5051 | 1208.6936 | 3473.799 | 1161.3384 | 393.3 | 481427.3549 | 418081.8121 | 189646.5553 | 0 | 1865922.3543
4502 | 906.2351 | 1888.1564 | 943.1884 | 1838.0458 | 906.2351 | 778 | 745345.1771 | 326244.6466 | 147988.1966 | 0 | 1107419.3281
4503 | 844.8066 | 879.2555 | 879.2555 | 855.9206 | 844.8066 | 1228.9 | 1094962.3675 | 304130.3638 | 137956.9122 | 0 | 651429.9066
4504 | 961.5296 | 1271.2641 | 1000.7381 | 1237.5254 | 961.5296 | 1128.55 | 1143768.0453 | 346150.6402 | 157017.7765 | 0 | 837924.9318
4505 | 1098.1261 | 34.712 | 34.712 | 33.7908 | 33.7908 | 1365.75 | 48685.9789 | 12164.6701 | 5518.0295 | 1950926.7179 | 21431.7834
4506 | 934.1267 | 42.165 | 42.165 | 41.046 | 41.046 | 1262.05 | 54818.9452 | 14776.5436 | 6702.8043 | 1637016.9558 | 30289.862
4507 | 1015.996 | 1057.4251 | 1057.4251 | 1029.3616 | 1015.996 | 1113.5 | 1200258.6625 | 365758.5694 | 165912.151 | 0 | 900680.454
4508 | 813.6256 | 846.8031 | 846.8031 | 824.3294 | 813.6256 | 1518.35 | 1308240.8792 | 292905.2308 | 132865.0672 | 0 | 391882.7901
4509 | 770.8032 | 802.2339 | 802.2339 | 780.943 | 770.8032 | 1667.95 | 1361495.7454 | 277489.166 | 125872.1689 | 0 | 255945.1361
4510 | 861.9735 | 897.1225 | 897.1225 | 873.3134 | 861.9735 | 1900 | 1732331.4836 | 310310.4653 | 140760.2749 | 0 | 86197.3515
4511 | 1115.4545 | 1160.9397 | 1160.9397 | 1130.129 | 1115.4545 | 1897 | 2234514.8699 | 401563.6229 | 182153.7212 | 0 | 114891.8143
4512 | 933.114 | 0 | 0 | 0 | 0 | 1874.35 | 0 | 0 | 0 | 1710397.883 | 0
4513 | 1098.8781 | 0 | 0 | 0 | 0 | 1809.85 | 0 | 0 | 0 | 1307664.9319 | 0
4514 | 1076.0855 | 0 | 0 | 0 | 0 | 1777.2 | 0 | 0 | 0 | 1280541.7748 | 0
4515 | 1114.0731 | 0 | 0 | 0 | 0 | 1612.4 | 0 | 0 | 0 | 1325747.0366 | 0
4516 | 739.0318 | 0 | 0 | 0 | 0 | 1510.85 | 0 | 0 | 0 | 879447.8174 | 0
4517 | 871.6431 | 0 | 0 | 0 | 0 | 1545.35 | 0 | 0 | 0 | 1037255.2763 | 0
4518 | 1126.5055 | 0 | 0 | 0 | 0 | 1580.15 | 0 | 0 | 0 | 1340541.4867 | 0
4519 | 891.6729 | 285.5017 | 285.5017 | 277.9247 | 277.9247 | 1363.4 | 400750.5593 | 100052.8799 | 45385.098 | 1125000.5534 | 176926.8427
4520 | 1175.0536 | 1093.6378 | 1093.6378 | 1064.6133 | 1064.6133 | 534.65 | 601137.8457 | 383260.7858 | 173851.3509 | 202437.1215 | 1560031.0901
4521 | 977.329 | 1017.1813 | 1017.1813 | 990.1859 | 977.329 | 302.05 | 311663.6089 | 351838.4222 | 159597.8176 | 0 | 1659455.6915
4522 | 1380.4794 | 1436.7705 | 1436.7705 | 1398.6394 | 1380.4794 | 312.45 | 454061.2957 | 496972.5912 | 225432.2893 | 0 | 2329627.3364
4523 | 1327.1344 | 1381.2503 | 1381.2503 | 1344.5926 | 1327.1344 | 324.8 | 453384.1684 | 477768.4013 | 216721.0554 | 0 | 2223214.8768
4524 | 1231.0111 | 1281.2077 | 1281.2077 | 1247.2051 | 1231.0111 | 327.55 | 424305.774 | 443163.9982 | 201024.1136 | 0 | 2058804.3469
4525 | 1202.3589 | 1404.9758 | 1251.3884 | 1367.6885 | 1202.3589 | 331.8 | 420239.0155 | 432849.2209 | 196345.216 | 0 | 2005775.1954
4526 | 1118.7189 | 1164.3368 | 1164.3368 | 1133.4359 | 1118.7189 | 342.7 | 404684.7521 | 402738.7871 | 182686.7887 | 0 | 1854052.7551
4527 | 1397.5799 | 1454.5688 | 1454.5688 | 1415.9654 | 1397.5799 | 342.4 | 505319.4803 | 503128.7604 | 228224.796 | 0 | 2316628.4257
4528 | 1387.754 | 1301.5268 | 1301.5268 | 1266.985 | 1266.985 | 327.9 | 438346.74 | 456114.5838 | 206898.6431 | 221369.7476 | 2118525.5432
4529 | 1404.902 | 50.5609 | 50.5609 | 49.2191 | 49.2191 | 318.5 | 16584.9642 | 17718.8677 | 8037.4753 | 2484966.8035 | 82761.8778
4530 | 1178.5865 | 130.5925 | 130.5925 | 127.1267 | 127.1267 | 610.15 | 82048.7747 | 45765.5957 | 20759.7827 | 1927325.8412 | 176686.9813
4531 | 1232.8708 | 1283.1435 | 1283.1435 | 1249.0896 | 1232.8708 | 1126.45 | 1474355.5661 | 443833.4779 | 201327.7971 | 0 | 1076974.2629
4532 | 1013.2333 | 1054.5494 | 1054.5494 | 1026.5622 | 1013.2333 | 1447.8 | 1554102.1329 | 364763.9844 | 165460.9963 | 0 | 559507.2626
4533 | 1301.9392 | 1355.0279 | 1355.0279 | 1319.0662 | 1301.9392 | 1574 | 2169337.4593 | 468698.0987 | 212606.6653 | 0 | 554626.014
4534 | 1252.9006 | 1303.9903 | 1303.9903 | 1269.3831 | 1252.9006 | 1709.55 | 2266390.8175 | 451044.2178 | 204598.6688 | 0 | 363904.9807
4535 | 1488.4238 | 1549.1172 | 1549.1172 | 1508.0044 | 1488.4238 | 1812.35 | 2853007.2359 | 535832.5741 | 243059.6093 | 0 | 279302.7293
4536 | 1379.9864 | 0 | 0 | 0 | 0 | 1780.3 | 0 | 0 | 0 | 2529515.1519 | 0
4537 | 1263.2609 | 0 | 0 | 0 | 0 | 1451.4 | 0 | 0 | 0 | 1503280.4282 | 0
4538 | 1365.4821 | 0 | 0 | 0 | 0 | 1552.95 | 0 | 0 | 0 | 1624923.6776 | 0
4539 | 1331.6386 | 0 | 0 | 0 | 0 | 1494.45 | 0 | 0 | 0 | 1584649.8995 | 0
4540 | 1141.0098 | 0 | 0 | 0 | 0 | 1412.05 | 0 | 0 | 0 | 1357801.6775 | 0
4541 | 1093.3526 | 0 | 0 | 0 | 0 | 1407.85 | 0 | 0 | 0 | 1301089.6214 | 0
4542 | 949.6904 | 0 | 0 | 0 | 0 | 1485.15 | 0 | 0 | 0 | 1130131.5411 | 0
4543 | 966.9575 | 0 | 0 | 0 | 0 | 1522.45 | 0 | 0 | 0 | 1772433.0394 | 0
4544 | 843.7136 | 501.4234 | 501.4234 | 488.1159 | 488.1159 | 1521.55 | 787499.8099 | 175721.7092 | 79709.3198 | 651810.5837 | 233539.0327
4545 | 1005.3405 | 1046.3356 | 1046.3356 | 1018.5664 | 1005.3405 | 1874.75 | 1994623.0917 | 361922.58 | 164172.1037 | 0 | 125918.835
4546 | 1563.6281 | 1627.3888 | 1627.3888 | 1584.1988 | 1563.6281 | 1879.5 | 3106157.5444 | 562906.1056 | 255340.464 | 0 | 188417.174
4547 | 1371.9495 | 1721.7019 | 1427.8937 | 1676.0089 | 1371.9495 | 1640.85 | 2382248.4456 | 493901.8103 | 224039.3489 | 0 | 492735.6532
4548 | 1263.6571 | 1315.1849 | 1315.1849 | 1280.2806 | 1263.6571 | 1451.8 | 1938905.4323 | 454916.5718 | 206355.2116 | 0 | 692736.7674
4549 | 1241.5078 | 802.2287 | 802.2287 | 780.938 | 780.938 | 1107.25 | 912203.5032 | 281137.6651 | 127527.1687 | 844224.4714 | 697182.3627
4550 | 1242.3884 | 361.1256 | 361.1256 | 351.5415 | 351.5415 | 1718.3 | 637887.0192 | 126554.9517 | 57406.7322 | 1632922.3009 | 99029.2497
4551 | 1546.4283 | 363.1468 | 363.1468 | 353.5091 | 353.5091 | 1802.25 | 671884.9929 | 127263.2687 | 57728.0327 | 2186620.9583 | 69906.4205
4552 | 1391.9206 | 196.1646 | 196.1646 | 190.9585 | 190.9585 | 1848.45 | 372784.3816 | 68745.0486 | 31183.5179 | 2201363.5854 | 28939.7559
4553 | 1102.5551 | 118.6985 | 118.6985 | 115.5483 | 115.5483 | 1898.7 | 231771.6397 | 41597.3944 | 18869.0403 | 1809183.4738 | 11705.0446
4554 | 1208.6278 | 109.8394 | 109.8394 | 106.9243 | 106.9243 | 1705.25 | 192479.3484 | 38492.7629 | 17460.7449 | 2019422.3793 | 31515.9496
4555 | 1185.9043 | 1234.2614 | 1234.2614 | 1201.5047 | 1185.9043 | 1678.6 | 2108704.4015 | 426925.5358 | 193658.1666 | 0 | 381149.5456
4556 | 1010.4706 | 1051.6748 | 1051.6748 | 1023.7639 | 1010.4706 | 1863.7 | 1992838.7691 | 363769.3994 | 165009.8415 | 0 | 137727.1365
4557 | 1031.1911 | 1073.2397 | 1073.2397 | 1044.7565 | 1031.1911 | 1786.3 | 1949344.276 | 371228.7859 | 168393.5021 | 0 | 220365.5167
4558 | 1206.6248 | 1255.8273 | 1255.8273 | 1222.4983 | 1206.6248 | 1887.2 | 2405618.4343 | 434384.9222 | 197041.8272 | 0 | 136107.2756
4559 | 1274.3118 | 1326.2744 | 1326.2744 | 1291.0758 | 1274.3118 | 1882 | 2530450.8719 | 458752.2502 | 208095.1179 | 0 | 150368.7931
4560 | 1225.2732 | 0 | 0 | 0 | 0 | 1802.45 | 0 | 0 | 0 | 2245925.8654 | 0
4561 | 1292.9603 | 0 | 0 | 0 | 0 | 1283.9 | 0 | 0 | 0 | 1538622.7237 | 0
4562 | 1131.3402 | 0 | 0 | 0 | 0 | 1248.25 | 0 | 0 | 0 | 1346294.8832 | 0
4563 | 1158.2769 | 0 | 0 | 0 | 0 | 1354.35 | 0 | 0 | 0 | 1378349.5229 | 0
4564 | 1222.5105 | 0 | 0 | 0 | 0 | 1302.55 | 0 | 0 | 0 | 1454787.5105 | 0
4565 | 826.7486 | 0 | 0 | 0 | 0 | 1332.75 | 0 | 0 | 0 | 983830.8761 | 0
4566 | 1008.3985 | 0 | 0 | 0 | 0 | 1406.35 | 0 | 0 | 0 | 1199994.2186 | 0
4567 | 964.1947 | 348.1097 | 348.1097 | 338.871 | 338.871 | 1375.55 | 493635.558 | 121993.5651 | 55337.6366 | 1146218.376 | 211608.0048
4568 | 949.7888 | 988.5183 | 988.5183 | 962.2836 | 949.7888 | 1237.05 | 1242379.2947 | 341923.9655 | 155100.5099 | 0 | 724640.7546
4569 | 1299.4648 | 1352.453 | 1352.453 | 1316.5596 | 1299.4648 | 1567.25 | 2152075.4194 | 467807.3237 | 212202.5999 | 0 | 562343.387
4570 | 1185.0608 | 1233.384 | 1233.384 | 1200.6506 | 1185.0608 | 1483.6 | 1855647.2645 | 426621.8768 | 193520.4236 | 0 | 611965.3811
4571 | 1494.3067 | 1555.24 | 1555.24 | 1513.9648 | 1494.3067 | 1230.05 | 1944454.6415 | 537950.4181 | 244020.2869 | 0 | 1150541.4568
4572 | 1253.3755 | 1304.4847 | 1304.4847 | 1269.8643 | 1253.3755 | 1304.3 | 1728223.086 | 451215.1624 | 204676.2111 | 0 | 871973.3013
4573 | 1225.6264 | 1275.6041 | 1275.6041 | 1241.7503 | 1225.6264 | 1309.05 | 1694300.2225 | 441225.49 | 200144.7848 | 0 | 846846.2847
4574 | 1352.7545 | 1407.915 | 1407.915 | 1370.5497 | 1352.7545 | 1670.8 | 2387575.1269 | 486991.6214 | 220904.8105 | 0 | 445326.7827
4575 | 1293.0716 | 1345.7983 | 1345.7983 | 1310.0815 | 1293.0716 | 1597.15 | 2181136.6646 | 465505.7922 | 211158.5996 | 0 | 520913.9122
4576 | 998.7617 | 1039.4883 | 1039.4883 | 1011.9009 | 998.7617 | 1525.35 | 1607693.1215 | 359554.2248 | 163097.7914 | 0 | 474062.2578
4577 | 1126.9881 | 659.6277 | 659.6277 | 642.1215 | 642.1215 | 1807.9 | 1226661.363 | 231163.7471 | 104858.4442 | 888760.3791 | 123351.544
4578 | 1225.8163 | 118.3342 | 118.3342 | 115.1937 | 115.1937 | 1666.95 | 202837.7225 | 41469.7369 | 18811.1334 | 2035771.1991 | 38365.2663
4579 | 1032.5724 | 1074.677 | 1074.677 | 1046.1556 | 1032.5724 | 1628.6 | 1779913.3678 | 371726.078 | 168619.0793 | 0 | 383497.2408
4580 | 1021.5215 | 1063.1754 | 1063.1754 | 1034.9593 | 1021.5215 | 1833.7 | 1980905.7078 | 367747.7389 | 166814.4605 | 0 | 169878.9423
4581 | 1216.2944 | 1265.8906 | 1265.8906 | 1232.2945 | 1216.2944 | 1791.3 | 2301323.5535 | 437865.9689 | 198620.8687 | 0 | 253840.5578
4582 | 1219.0571 | 1268.7662 | 1268.7662 | 1235.0939 | 1219.0571 | 1887.2 | 2427310.6373 | 438860.5538 | 199072.0235 | 0 | 137509.6296
4583 | 1163.1117 | 1210.54 | 1210.54 | 1178.4129 | 1163.1117 | 1882 | 2308698.7129 | 418720.2113 | 189936.1403 | 0 | 137247.1804
4584 | 1101.6408 | 0 | 0 | 0 | 0 | 1754.55 | 0 | 0 | 0 | 2019307.6414 | 0
4585 | 1022.2122 | 0 | 0 | 0 | 0 | 1305.2 | 0 | 0 | 0 | 1216432.4954 | 0
4586 | 1254.9727 | 0 | 0 | 0 | 0 | 1243.95 | 0 | 0 | 0 | 1493417.4618 | 0
4587 | 1133.4123 | 0 | 0 | 0 | 0 | 1123.75 | 0 | 0 | 0 | 1348760.6251 | 0
4588 | 973.1736 | 0 | 0 | 0 | 0 | 1002.05 | 0 | 0 | 0 | 1158076.612 | 0
4589 | 1258.4261 | 0 | 0 | 0 | 0 | 1114.6 | 0 | 0 | 0 | 1497527.0316 | 0
4590 | 1203.862 | 0 | 0 | 0 | 0 | 1351.15 | 0 | 0 | 0 | 1432595.8371 | 0
4591 | 1112.6918 | 0 | 0 | 0 | 0 | 1322.95 | 0 | 0 | 0 | 2039564.0181 | 0
4592 | 1002.4448 | 0 | 0 | 0 | 0 | 1237.05 | 0 | 0 | 0 | 1837481.3312 | 0
4593 | 715.8188 | 383.8426 | 383.8426 | 373.6557 | 373.6557 | 1614.75 | 637340.7323 | 134516.0411 | 61017.9709 | 627184.9382 | 143950.8468
4594 | 888.077 | 924.2899 | 924.2899 | 899.7598 | 888.077 | 1633.7 | 1532634.71 | 319707.7378 | 145022.9822 | 0 | 325302.6051
4595 | 1386.1353 | 1442.6582 | 1442.6582 | 1404.3708 | 1386.1353 | 1591.45 | 2334974.737 | 499008.6929 | 226355.8876 | 0 | 566305.4542
4596 | 1199.0566 | 1247.9507 | 1247.9507 | 1214.8308 | 1199.0566 | 1339.2 | 1700161.5318 | 431660.3814 | 195805.9452 | 0 | 792336.6112
4597 | 1228.0489 | 1278.1249 | 1278.1249 | 1244.2042 | 1228.0489 | 1166.3 | 1515902.2152 | 442097.6166 | 200540.3911 | 0 | 1023824.3971
4598 | 1402.9448 | 1460.1526 | 1460.1526 | 1421.4009 | 1402.9448 | 1573.3 | 2334268.9341 | 505060.1197 | 229100.8821 | 0 | 598636.5363
4599 | 1345.1535 | 1400.004 | 1400.004 | 1362.8487 | 1345.1535 | 1167 | 1657197.1854 | 484255.2701 | 219663.5711 | 0 | 1120512.449
4600 | 1550.7356 | 104.6366 | 104.6366 | 101.8596 | 101.8596 | 1142.95 | 122636.5183 | 36669.4483 | 16633.6692 | 2655789.7342 | 87298.7519
4601 | 1497.0151 | 42.5032 | 42.5032 | 41.3752 | 41.3752 | 1630.3 | 71229.7711 | 14895.0827 | 6756.575 | 2668187.8125 | 15296.4224
4602 | 1191.2752 | 14.8737 | 14.8737 | 14.479 | 14.479 | 1622.05 | 24792.9838 | 5212.4401 | 2364.4207 | 2157067.4288 | 5472.3381
4603 | 1230.7987 | 1280.987 | 1280.987 | 1246.9903 | 1230.7987 | 1600.7 | 2085534.7911 | 443087.5392 | 200989.431 | 0 | 491457.9289
4604 | 1251.5192 | 1302.5519 | 1302.5519 | 1267.9829 | 1251.5192 | 1743.7 | 2307575.7587 | 450546.9257 | 204373.0916 | 0 | 320764.3197
4605 | 1339.2361 | 1393.8457 | 1393.8457 | 1356.8538 | 1339.2361 | 1663.2 | 2356195.5243 | 482124.9938 | 218697.2542 | 0 | 451054.6848
4606 | 1237.0149 | 1287.4565 | 1287.4565 | 1253.2881 | 1237.0149 | 1879.7 | 2457320.278 | 445325.3554 | 202004.5293 | 0 | 148812.8896
4607 | 1361.338 | 1416.849 | 1416.849 | 1379.2466 | 1361.338 | 1882 | 2703462.281 | 490081.6724 | 222306.492 | 0 | 160637.8815
4608 | 1507.763 | 0 | 0 | 0 | 0 | 1489.25 | 0 | 0 | 0 | 2763729.5185 | 0
4609 | 607.8018 | 0 | 0 | 0 | 0 | 1216.05 | 0 | 0 | 0 | 723284.1863 | 0
4610 | 762.515 | 0 | 0 | 0 | 0 | 1388.85 | 0 | 0 | 0 | 907392.8882 | 0
4611 | 928.2792 | 0 | 0 | 0 | 0 | 1391.85 | 0 | 0 | 0 | 1104652.2118 | 0
4612 | 756.9896 | 0 | 0 | 0 | 0 | 1450.05 | 0 | 0 | 0 | 900817.5775 | 0
4613 | 800.5026 | 0 | 0 | 0 | 0 | 1482.85 | 0 | 0 | 0 | 952598.1499 | 0
4614 | 622.3062 | 0 | 0 | 0 | 0 | 1471.35 | 0 | 0 | 0 | 740544.377 | 0
4615 | 551.1658 | 168.5954 | 168.5954 | 164.121 | 164.121 | 1445.05 | 251033.3589 | 59083.5606 | 26800.9596 | 709453.0361 | 91078.9499
4616 | 537.6301 | 559.5528 | 559.5528 | 544.7026 | 537.6301 | 1297.75 | 740038.8699 | 193546.8285 | 87794.9919 | 0 | 377550.6675
4617 | 520.8758 | 590.2755 | 542.1167 | 574.6099 | 520.8758 | 1524.25 | 841576.0508 | 187515.2931 | 85059.0205 | 0 | 247806.6686
4618 | 948.3591 | 1300.3601 | 987.03 | 1265.8492 | 948.3591 | 1421.1 | 1427390.8041 | 341409.2679 | 154867.0373 | 0 | 549005.0699
4619 | 845.2702 | 1783.727 | 879.7384 | 1736.3878 | 845.2702 | 1230.05 | 1100901.6967 | 304297.2676 | 138032.6217 | 0 | 650815.781
4620 | 618.959 | 2025.8595 | 644.1982 | 1972.0943 | 618.959 | 1217.25 | 798156.7064 | 222825.2301 | 101076.0002 | 0 | 484490.1356
4621 | 587.2298 | 1248.4201 | 611.1743 | 1215.2877 | 587.2298 | 1166.3 | 724701.7555 | 211402.7342 | 95894.6291 | 0 | 489573.4985
4622 | 673.7052 | 3443.4537 | 701.1776 | 3352.0663 | 673.7052 | 1456.3 | 1036433.0003 | 242533.8608 | 110016.0541 | 0 | 366293.5003
4623 | 761.9789 | 1978.6759 | 793.0501 | 1926.1629 | 761.9789 | 1344.05 | 1083143.5873 | 274312.4 | 124431.1525 | 0 | 499820.0521
4624 | 727.5949 | 92.8571 | 92.8571 | 90.3927 | 90.3927 | 1329.15 | 127084.5968 | 32541.368 | 14761.1261 | 1167991.6847 | 60639.9353
4625 | 423.3979 | 62.6183 | 62.6183 | 60.9565 | 60.9565 | 1755.4 | 112993.1552 | 21944.3325 | 9954.1931 | 664355.0654 | 14909.9548
4626 | 585.8407 | 18.7756 | 18.7756 | 18.2773 | 18.2773 | 1721.95 | 33175.7871 | 6579.8348 | 2984.6862 | 1040343.6394 | 5082.0085
4627 | 736.9597 | 767.0109 | 767.0109 | 746.6548 | 736.9597 | 1600.7 | 1246629.8397 | 265305.5019 | 120345.5235 | 0 | 294268.0192
4628 | 609.1832 | 634.0235 | 634.0235 | 617.1969 | 609.1832 | 1744.1 | 1124379.1198 | 219305.9538 | 99479.6174 | 0 | 155889.9297
4629 | 715.5485 | 744.7268 | 744.7268 | 724.9622 | 715.5485 | 1485.8 | 1126252.988 | 257597.4695 | 116849.0744 | 0 | 367935.0523
4630 | 707.951 | 736.819 | 736.819 | 717.2642 | 707.951 | 1734.1 | 1296583.2454 | 254862.3613 | 115608.3989 | 0 | 188244.1709
4631 | 652.0056 | 678.5927 | 678.5927 | 660.5832 | 652.0056 | 1865.3 | 1284151.3017 | 234722.0186 | 106472.5157 | 0 | 87825.1553
4632 | 602.2764 | 0 | 0 | 0 | 0 | 1404.95 | 0 | 0 | 0 | 1103972.5789 | 0
4633 | 1192.8111 | 0 | 0 | 0 | 0 | 1751.4 | 0 | 0 | 0 | 2186422.7573 | 0
4634 | 1270.8584 | 0 | 0 | 0 | 0 | 1653.95 | 0 | 0 | 0 | 2329483.4234 | 0
4635 | 1317.8249 | 0 | 0 | 0 | 0 | 1614.45 | 0 | 0 | 0 | 2415573.0289 | 0
4636 | 1299.8671 | 618.0257 | 618.0257 | 601.6237 | 601.6237 | 1582.55 | 1008858.5979 | 216584.5257 | 98245.1473 | 1279880.2046 | 251147.8062
4637 | 1154.1328 | 1201.1948 | 1201.1948 | 1169.3158 | 1154.1328 | 1484.75 | 1819735.7719 | 415487.8105 | 188469.8874 | 0 | 594666.9288
4638 | 1298.4857 | 1351.4341 | 1351.4341 | 1315.5678 | 1298.4857 | 1528.45 | 2104584.4043 | 467454.8675 | 212042.7218 | 0 | 612300.9521
4639 | 998.7289 | 1039.454 | 1039.454 | 1011.8674 | 998.7289 | 1537.45 | 1625183.705 | 359542.4141 | 163092.4339 | 0 | 461962.0656
4640 | 130.6101 | 135.9359 | 135.9359 | 132.3282 | 130.6101 | 1354.75 | 186920.5804 | 47019.6192 | 21328.6217 | 0 | 84276.1025
4641 | 175.9232 | 571.6581 | 183.0976 | 556.4866 | 175.9232 | 1614.75 | 300807.5705 | 63332.3643 | 28728.2642 | 0 | 67774.426
4642 | 234.3197 | 1273.9139 | 243.8748 | 1240.1049 | 234.3197 | 1588.1 | 393265.2152 | 84355.0903 | 38264.4062 | 0 | 96516.2825
4643 | 194.8402 | 365.6915 | 202.785 | 355.9862 | 194.8402 | 1461.25 | 300806.2176 | 70142.4732 | 31817.4052 | 0 | 104970.1595
4644 | 182.0764 | 189.5005 | 189.5005 | 184.4712 | 182.0764 | 1240 | 238760.3818 | 65547.4913 | 29733.0703 | 0 | 138377.76
4645 | 203.5454 | 894.5227 | 211.846 | 870.7825 | 203.5454 | 1082 | 232777.5234 | 73276.3477 | 33238.9655 | 0 | 186854.6867
4646 | 203.7794 | 2369.9487 | 212.0895 | 2307.0515 | 203.7794 | 1543.4 | 332197.7346 | 73360.5767 | 33277.1727 | 0 | 93045.6647
4647 | 223.5096 | 2412.3041 | 232.624 | 2348.2829 | 223.5096 | 1558.65 | 368239.2599 | 80463.4663 | 36499.1224 | 0 | 98645.9746
4648 | 227.8445 | 1874.8512 | 237.1347 | 1825.0936 | 227.8445 | 1450.95 | 349505.2382 | 82024.0321 | 37207.0123 | 0 | 125098.0412
4649 | 436.2411 | 454.0295 | 454.0295 | 441.9798 | 436.2411 | 1682.3 | 775446.9944 | 157046.8086 | 71238.1774 | 0 | 138593.8086
4650 | 395.2318 | 411.3483 | 411.3483 | 400.4313 | 395.2318 | 1667.55 | 696234.5428 | 142283.4402 | 64541.3494 | 0 | 131394.8047
4651 | 255.553 | 265.9736 | 265.9736 | 258.9148 | 255.553 | 1628.6 | 440059.7481 | 91999.0963 | 41731.8123 | 0 | 94912.3842
4652 | 228.6164 | 237.9382 | 237.9382 | 231.6235 | 228.6164 | 1848.7 | 446274.7689 | 82301.8942 | 37333.0537 | 0 | 34589.6008
4653 | 206.5145 | 214.935 | 214.935 | 209.2307 | 206.5145 | 1791.3 | 390997.0067 | 74345.2156 | 33723.8159 | 0 | 43099.4718
4654 | 243.8114 | 253.7528 | 253.7528 | 247.0184 | 243.8114 | 1887.2 | 485800.3581 | 87772.1108 | 39814.4047 | 0 | 27501.8808
4655 | 205.1331 | 213.4977 | 213.4977 | 207.8316 | 205.1331 | 1882 | 407385.8662 | 73847.9232 | 33498.2385 | 0 | 24205.694
4656 | 192.7008 | 200.5587 | 200.5587 | 195.236 | 192.7008 | 1862.45 | 378566.9248 | 69372.2915 | 31468.0422 | 0 | 26505.9964
4657 | 223.7816 | 232.9071 | 232.9071 | 226.7259 | 223.7816 | 1850.45 | 437612.8926 | 80561.3708 | 36543.5329 | 0 | 33466.5361
4658 | 188.5567 | 196.2457 | 196.2457 | 191.0375 | 188.5567 | 1641.5 | 327340.9879 | 67880.4143 | 30791.3101 | 0 | 67597.5792
4659 | 172.671 | 179.712 | 179.712 | 174.9425 | 172.671 | 1508.2 | 275969.7155 | 62161.5515 | 28197.1705 | 0 | 84919.5862
4660 | 181.6499 | 189.0571 | 189.0571 | 184.0396 | 181.6499 | 1449.3 | 278803.0563 | 65393.9522 | 29663.4233 | 0 | 100034.5819
4661 | 106.3653 | 110.7022 | 110.7022 | 107.7642 | 106.3653 | 1491.15 | 167760.0876 | 38291.5157 | 17369.457 | 0 | 54123.8302
4662 | 155.4039 | 161.7409 | 161.7409 | 157.4484 | 155.4039 | 1487.2 | 244637.183 | 55945.3964 | 25377.4534 | 0 | 79691.109
4663 | 132.6113 | 138.0195 | 138.0195 | 134.3565 | 132.6113 | 1344.3 | 188564.2018 | 47740.0716 | 21655.4269 | 0 | 86953.2359
4664 | 210.6517 | 219.2407 | 219.2407 | 213.4221 | 210.6517 | 1327.4 | 295189.0678 | 75834.6064 | 34399.4201 | 0 | 141684.323
4665 | 378.0493 | 540.1715 | 393.4657 | 525.8356 | 378.0493 | 1411.1 | 563760.3665 | 136097.7441 | 61735.4489 | 0 | 222633.2265
4666 | 837.0277 | 2454.3453 | 871.1593 | 2389.2083 | 837.0277 | 1273.7 | 1125403.3234 | 301329.9859 | 136686.6297 | 0 | 607933.2465
4667 | 1269.6825 | 2261.2801 | 1321.4566 | 2201.267 | 1269.6825 | 1048.75 | 1407364.7464 | 457085.6993 | 207339.1519 | 0 | 1207785.4762
4668 | 1312.5904 | 3079.3088 | 1366.1132 | 2997.5857 | 1312.5904 | 804.1 | 1117684.7805 | 472532.5339 | 214346.0077 | 0 | 1569726.8259
4669 | 1239.8562 | 3005.0858 | 1290.4144 | 2925.3325 | 1239.8562 | 750 | 982445.682 | 446348.2234 | 202468.5135 | 0 | 1549820.22
4670 | 1427.338 | 3346.8426 | 1485.5403 | 3258.0192 | 1427.338 | 1667.8 | 2514823.011 | 513841.6822 | 233084.2964 | 0 | 474161.6856
4671 | 1379.6333 | 2867.1319 | 1435.891 | 2791.0398 | 1379.6333 | 1748.9 | 2547028.909 | 496667.9995 | 225294.1231 | 0 | 346425.9297
4672 | 1408.1145 | 1823.2005 | 1465.5334 | 1774.8138 | 1408.1145 | 1690.75 | 2515394.5209 | 506921.2366 | 229945.1054 | 0 | 435459.4234
4673 | 1482.0911 | 1213.9433 | 1213.9433 | 1181.7259 | 1181.7259 | 1735.5 | 2172573.7358 | 425421.3324 | 192975.8433 | 550569.3855 | 312566.5067
4674 | 1357.8284 | 296.7744 | 296.7744 | 288.8981 | 288.8981 | 1284.6 | 393341.2282 | 104003.334 | 47177.0679 | 1959349.2236 | 206677.7364
4675 | 1372.3889 | 1428.3506 | 1428.3506 | 1390.443 | 1372.3889 | 1613.95 | 2355811.6301 | 494060.0116 | 224111.1108 | 0 | 529810.743
4676 | 1344.7616 | 1399.5971 | 1399.5971 | 1362.4525 | 1344.7616 | 1848.75 | 2634785.8457 | 484114.1634 | 219599.5636 | 0 | 203395.1867
4677 | 1383.4399 | 1439.8522 | 1439.8522 | 1401.6394 | 1383.4399 | 1798.65 | 2639931.6967 | 498038.351 | 225915.7298 | 0 | 278555.6166
4678 | 1246.6844 | 1297.5198 | 1297.5198 | 1263.0843 | 1246.6844 | 1900 | 2505171.7531 | 448806.402 | 203583.5707 | 0 | 124668.4
4679 | 1187.2856 | 1235.6997 | 1235.6997 | 1202.9049 | 1187.2856 | 1897 | 2378749.886 | 427422.8282 | 193883.744 | 0 | 122290.4203
4680 | 944.1649 | 0 | 0 | 0 | 0 | 1879.35 | 0 | 0 | 0 | 1730654.2606 | 0
4681 | 1060.1998 | 0 | 0 | 0 | 0 | 1007.05 | 0 | 0 | 0 | 1261637.7572 | 0
4682 | 1112.0011 | 0 | 0 | 0 | 0 | 1654.3 | 0 | 0 | 0 | 1323281.2959 | 0
4683 | 985.6059 | 0 | 0 | 0 | 0 | 1519.3 | 0 | 0 | 0 | 1172871.0612 | 0
4684 | 1117.5266 | 0 | 0 | 0 | 0 | 1327.55 | 0 | 0 | 0 | 1329856.6064 | 0
4685 | 919.991 | 0 | 0 | 0 | 0 | 1341.4 | 0 | 0 | 0 | 1094789.2456 | 0
4686 | 716.2392 | 0 | 0 | 0 | 0 | 1305.15 | 0 | 0 | 0 | 852324.6604 | 0
4687 | 888.9102 | 871.814 | 871.814 | 848.6765 | 848.6765 | 829.25 | 744484.9699 | 305523.5395 | 138588.8722 | 73748.3508 | 993588.0106
4688 | 709.9428 | 738.8912 | 738.8912 | 719.2814 | 709.9428 | 285.05 | 214670.8572 | 255579.3948 | 115933.6532 | 0 | 1217516.3419
4689 | 511.2727 | 574.5077 | 532.1211 | 559.2606 | 511.2727 | 302.05 | 163586.4779 | 184058.1784 | 83490.8348 | 0 | 868115.5114
4690 | 207.6748 | 1281.5366 | 216.1433 | 1247.5253 | 207.6748 | 312.45 | 68586.1694 | 74762.9412 | 33913.3008 | 0 | 350461.6708
4691 | 138.7688 | 1743.0597 | 144.4276 | 1696.7998 | 138.7688 | 324.8 | 47615.8642 | 49956.7525 | 22660.938 | 0 | 232465.4217
4692 | 202.4179 | 1980.9698 | 210.672 | 1928.3959 | 202.4179 | 327.55 | 70141.6042 | 72870.4328 | 33054.838 | 0 | 338533.765
4693 | 689.9172 | 2439.917 | 718.0496 | 2375.1629 | 689.9172 | 331.8 | 242369.1921 | 248370.2088 | 112663.4864 | 0 | 1150919.9511
4694 | 1105.1745 | 2587.1546 | 1150.2405 | 2518.493 | 1105.1745 | 342.7 | 400740.5855 | 397862.8348 | 180475.0025 | 0 | 1831605.7668
4695 | 1065.5889 | 2039.0993 | 1109.0403 | 1984.9827 | 1065.5889 | 342.4 | 388395.8831 | 383611.9885 | 174010.6603 | 0 | 1766320.0894
4696 | 1205.8909 | 1389.5505 | 1255.0634 | 1352.6726 | 1205.8909 | 327.9 | 419878.5966 | 434120.7355 | 196921.9892 | 0 | 2016370.2274
4697 | 1007.9081 | 554.1304 | 554.1304 | 539.4241 | 539.4241 | 318.5 | 182942.8313 | 194192.6623 | 88087.9493 | 858731.2732 | 907041.5599
4698 | 1302.5098 | 531.6767 | 531.6767 | 517.5663 | 517.5663 | 310.55 | 171184.2487 | 186323.851 | 84518.5691 | 1438801.5955 | 874402.3057
4699 | 973.1736 | 1012.8569 | 1012.8569 | 985.9762 | 973.1736 | 804.1 | 832466.9525 | 350342.5045 | 158919.2527 | 0 | 1163818.3363
4700 | 879.9313 | 915.8118 | 915.8118 | 891.5066 | 879.9313 | 1417.8 | 1326095.4716 | 316775.2666 | 143692.7807 | 0 | 512295.8282
4701 | 879.2406 | 915.0936 | 915.0936 | 890.8075 | 879.2406 | 1338.5 | 1252085.4702 | 316526.6204 | 143579.992 | 0 | 581617.665
4702 | 925.5164 | 963.2556 | 963.2556 | 937.6913 | 925.5164 | 1197.05 | 1176735.6888 | 333185.9162 | 151136.8337 | 0 | 743143.0722
4703 | 1076.0855 | 1119.9653 | 1119.9653 | 1090.2421 | 1076.0855 | 1109 | 1268494.5165 | 387390.789 | 175724.7662 | 0 | 958792.2028
4704 | 1077.4669 | 1121.4026 | 1121.4026 | 1091.6412 | 1077.4669 | 1121.55 | 1286705.1449 | 387888.0815 | 175950.3436 | 0 | 946500.7922
4705 | 1165.8744 | 0 | 0 | 0 | 0 | 1162.5 | 0 | 0 | 0 | 1387390.5753 | 0
4706 | 1019.4494 | 0 | 0 | 0 | 0 | 1018.45 | 0 | 0 | 0 | 1213144.8395 | 0
4707 | 1090.5899 | 0 | 0 | 0 | 0 | 469.95 | 0 | 0 | 0 | 1297801.9655 | 0
4708 | 797.7399 | 0 | 0 | 0 | 0 | 288.55 | 0 | 0 | 0 | 949310.4944 | 0
4709 | 1000.1103 | 0 | 0 | 0 | 0 | 283.85 | 0 | 0 | 0 | 1190131.2522 | 0
4710 | 815.6977 | 0 | 0 | 0 | 0 | 282.35 | 0 | 0 | 0 | 970680.2546 | 0
4711 | 1003.5637 | 1044.4861 | 1044.4861 | 1016.766 | 1003.5637 | 638.05 | 680158.3806 | 361282.9374 | 163881.9547 | 0 | 1366802.6279
4712 | 951.6977 | 990.5052 | 990.5052 | 964.2177 | 951.6977 | 675.5 | 683372.1076 | 342611.1615 | 155412.2296 | 0 | 1260523.565
4713 | 1121.6603 | 1167.3977 | 1167.3977 | 1136.4156 | 1121.6603 | 1417.3 | 1680226.9033 | 403797.7091 | 183167.1275 | 0 | 653591.282
4714 | 1083.6407 | 1127.8284 | 1127.8284 | 1097.8965 | 1083.6407 | 1403.2 | 1607831.7242 | 390110.6678 | 176958.5335 | 0 | 646716.352
4715 | 1503.6577 | 1564.9724 | 1564.9724 | 1523.4388 | 1503.6577 | 1381.45 | 2198271.513 | 541316.777 | 245547.3047 | 0 | 930087.0374
4716 | 1480.6329 | 1541.0085 | 1541.0085 | 1500.1109 | 1480.6329 | 1299.3 | 2034170.384 | 533027.8451 | 241787.3531 | 0 | 1037479.4751
4717 | 1652.4707 | 1719.8524 | 1719.8524 | 1674.2085 | 1652.4707 | 937 | 1640546.9445 | 594889.4671 | 269848.4722 | 0 | 1756575.61
4718 | 1615.0866 | 1680.9451 | 1680.9451 | 1636.3337 | 1615.0866 | 1290.7 | 2207121.1978 | 581431.1803 | 263743.6437 | 0 | 1145580.4998
4719 | 1540.0611 | 1602.8597 | 1602.8597 | 1560.3207 | 1540.0611 | 854.55 | 1392126.1726 | 554421.9863 | 251491.9732 | 0 | 1764062.9561
4720 | 1743.6635 | 1470.0296 | 1470.0296 | 1431.0158 | 1431.0158 | 903.45 | 1369365.5151 | 515165.6829 | 233684.8778 | 573083.1958 | 1569180.3601
4721 | 1217.598 | 557.7367 | 557.7367 | 542.9346 | 542.9346 | 1657.9 | 952795.3578 | 195456.472 | 88661.2274 | 1236657.9748 | 185737.9418
4722 | 1425.4723 | 81.2524 | 81.2524 | 79.096 | 79.096 | 1855.05 | 155039.9596 | 28474.5632 | 12916.3783 | 2467907.7342 | 11464.9665
4723 | 1408.9952 | 1466.4493 | 1466.4493 | 1427.5305 | 1408.9952 | 1861.7 | 2774741.4524 | 507238.2605 | 230088.9109 | 0 | 194864.0085
4724 | 1178.3067 | 1226.3546 | 1226.3546 | 1193.8078 | 1178.3067 | 1868.7 | 2326719.1108 | 424190.4278 | 192417.4913 | 0 | 154711.6755
4725 | 1460.1058 | 1519.6444 | 1519.6444 | 1479.3139 | 1460.1058 | 1871.3 | 2886455.997 | 525638.0797 | 238435.2734 | 0 | 187915.6135
4726 | 1165.1837 | 1212.6965 | 1212.6965 | 1180.5122 | 1165.1837 | 1887.2 | 2319746.6968 | 419466.1496 | 190274.5062 | 0 | 131432.7269
4727 | 1237.7056 | 1288.1757 | 1288.1757 | 1253.9882 | 1237.7056 | 1882 | 2457198.6375 | 445574.0012 | 202117.3178 | 0 | 146049.256
4728 | 1343.3802 | 0 | 0 | 0 | 0 | 1632.5 | 0 | 0 | 0 | 2462415.9011 | 0
4729 | 1258.4261 | 0 | 0 | 0 | 0 | 926.3 | 0 | 0 | 0 | 1497527.0316 | 0
4730 | 1290.1975 | 0 | 0 | 0 | 0 | 1273.95 | 0 | 0 | 0 | 1535335.0678 | 0
4731 | 1518.8139 | 0 | 0 | 0 | 0 | 1163.75 | 0 | 0 | 0 | 1807388.5517 | 0
4732 | 1493.2586 | 0 | 0 | 0 | 0 | 707.35 | 0 | 0 | 0 | 1776977.74 | 0
4733 | 1221.1291 | 0 | 0 | 0 | 0 | 283.85 | 0 | 0 | 0 | 1453143.6837 | 0
4734 | 1216.2944 | 0 | 0 | 0 | 0 | 1119.95 | 0 | 0 | 0 | 1447390.286 | 0
4735 | 1270.1677 | 304.1847 | 304.1847 | 296.1118 | 296.1118 | 1126.65 | 353251.0018 | 106600.2532 | 48355.0593 | 1785444.4436 | 258609.2532
4736 | 1420.868 | 1220.9269 | 1220.9269 | 1188.5242 | 1188.5242 | 1259.05 | 1585240.433 | 427868.7099 | 194086.0009 | 425886.2399 | 880637.0017
4737 | 1032.7373 | 1074.8487 | 1074.8487 | 1046.3228 | 1032.7373 | 1569.15 | 1714856.5304 | 371785.4424 | 168646.0076 | 0 | 444954.7365
4738 | 983.6487 | 1023.7591 | 1023.7591 | 996.589 | 983.6487 | 1376.2 | 1431386.1989 | 354113.535 | 160629.834 | 0 | 613600.0642
4739 | 1036.9712 | 1079.2554 | 1079.2554 | 1050.6125 | 1036.9712 | 1381.45 | 1516096.1146 | 373309.6435 | 169337.4022 | 0 | 641418.412
4740 | 1264.5447 | 1316.1091 | 1316.1091 | 1281.1803 | 1264.5447 | 1223.6 | 1636353.487 | 455236.0823 | 206500.1451 | 0 | 981791.9616
4741 | 1287.5099 | 1340.0105 | 1340.0105 | 1304.4474 | 1287.5099 | 740.25 | 1007426.155 | 463503.5687 | 210250.3688 | 0 | 1621939.4627
4742 | 1054.9635 | 1097.981 | 1097.981 | 1068.8412 | 1054.9635 | 1363.2 | 1522437.7503 | 379786.8773 | 172275.5474 | 0 | 671800.7874
4743 | 1243.8855 | 953.7543 | 953.7543 | 928.4422 | 928.4422 | 1273.35 | 1252018.3976 | 334239.1931 | 151614.6118 | 578207.4791 | 674652.5268
4744 | 986.9251 | 782.048 | 782.048 | 761.2929 | 761.2929 | 1473.45 | 1186289.6287 | 274065.437 | 124319.1274 | 413583.9317 | 400858.7662
4745 | 1104.938 | 970.4598 | 970.4598 | 944.7044 | 944.7044 | 1798.2 | 1798671.1838 | 340093.5682 | 154270.2214 | 293708.236 | 190641.3391
4746 | 1034.1178 | 0 | 0 | 0 | 0 | 1875.05 | 0 | 0 | 0 | 1895538.0099 | 0
4747 | 840.5623 | 874.8374 | 874.8374 | 851.6197 | 840.5623 | 1861.7 | 1656097.95 | 302602.4329 | 137263.8258 | 0 | 116249.7246
4748 | 1201.79 | 1250.7951 | 1250.7951 | 1217.5997 | 1201.79 | 1868.7 | 2376528.1332 | 432644.3986 | 196252.3063 | 0 | 157795.0265
4749 | 714.1672 | 743.2884 | 743.2884 | 723.562 | 714.1672 | 1871.3 | 1415164.0649 | 257100.1771 | 116623.497 | 0 | 91913.2929
4750 | 1128.5775 | 1174.5978 | 1174.5978 | 1143.4246 | 1128.5775 | 1824.7 | 2182328.0976 | 406287.9007 | 184296.7061 | 0 | 197839.6361
4751 | 844.7064 | 879.1504 | 879.1504 | 855.8182 | 844.7064 | 1495.9 | 1339339.0402 | 304094.3101 | 137940.5579 | 0 | 425816.2946
4752 | 1005.6358 | 573.5388 | 573.5388 | 558.3174 | 558.3174 | 827.95 | 491101.0954 | 200994.2564 | 91173.228 | 819934.6053 | 654375.884
4753 | 1029.119 | 0 | 0 | 0 | 0 | 324.9 | 0 | 0 | 0 | 1224651.6338 | 0
4754 | 1085.7551 | 0 | 0 | 0 | 0 | 304.95 | 0 | 0 | 0 | 1292048.569 | 0
4755 | 1188.667 | 0 | 0 | 0 | 0 | 644.95 | 0 | 0 | 0 | 1414513.7324 | 0
4756 | 1035.3352 | 0 | 0 | 0 | 0 | 288.55 | 0 | 0 | 0 | 1232048.8583 | 0
4757 | 943.4742 | 0 | 0 | 0 | 0 | 283.85 | 0 | 0 | 0 | 1122734.3164 | 0
4758 | 1012.5426 | 0 | 0 | 0 | 0 | 282.35 | 0 | 0 | 0 | 1204925.7011 | 0
4759 | 1096.806 | 1141.5302 | 1141.5302 | 1111.2346 | 1096.806 | 289.05 | 334916.4551 | 394850.1755 | 179108.4268 | 0 | 1876580.2257
4760 | 934.3477 | 972.4467 | 972.4467 | 946.6385 | 934.3477 | 318.75 | 314813.5454 | 336365.1688 | 152578.9779 | 0 | 1570872.0555
4761 | 1094.2419 | 1138.8617 | 1138.8617 | 1108.6369 | 1094.2419 | 1281.55 | 1477290.3133 | 393927.0764 | 178689.6988 | 0 | 786158.078
4762 | 1260.8348 | 1312.2478 | 1312.2478 | 1277.4215 | 1260.8348 | 387.2 | 514330.7488 | 453900.5413 | 205894.3289 | 0 | 2033474.4251
4763 | 1083.1262 | 1127.2924 | 1127.2924 | 1097.3747 | 1083.1262 | 392.45 | 447779.2679 | 389925.4266 | 176874.506 | 0 | 1741179.2013
4764 | 1249.8858 | 1300.8523 | 1300.8523 | 1266.3284 | 1249.8858 | 386 | 508131.1205 | 449958.8772 | 204106.3462 | 0 | 2017315.6328
4765 | 1115.5132 | 1228.6818 | 1161.0011 | 1196.0732 | 1115.5132 | 390.75 | 458794.8227 | 401584.7578 | 182163.3082 | 0 | 1795139.6428
4766 | 1150.3401 | 1197.2472 | 1197.2472 | 1165.4729 | 1150.3401 | 422.4 | 512183.3225 | 414122.432 | 187850.5365 | 0 | 1814776.384
4767 | 1467.4236 | 1527.2608 | 1527.2608 | 1486.7282 | 1467.4236 | 435.75 | 676269.3279 | 528272.4863 | 239630.2695 | 0 | 2295417.3241
4768 | 1501.2835 | 1924.0913 | 1562.5005 | 1873.027 | 1501.2835 | 429.45 | 680712.8422 | 540462.0557 | 245159.5936 | 0 | 2357840.7821
4769 | 1430.4064 | 1129.5852 | 1129.5852 | 1099.6067 | 1099.6067 | 1682.3 | 1950487.1281 | 395858.3974 | 179565.7675 | 606355.8678 | 349345.0357
4770 | 1592.421 | 322.2953 | 322.2953 | 313.7417 | 313.7417 | 1489.45 | 493226.2626 | 112947.0218 | 51234.024 | 2343819.0265 | 160180.8388
4771 | 1372.3889 | 1428.3506 | 1428.3506 | 1390.443 | 1372.3889 | 1520.8 | 2202307.2168 | 494060.0116 | 224111.1108 | 0 | 657648.7709
4772 | 1328.8758 | 1383.0633 | 1383.0633 | 1346.3576 | 1328.8758 | 1708.7 | 2394896.0581 | 478395.3006 | 217005.4239 | 0 | 387101.5307
4773 | 1486.3518 | 1546.9607 | 1546.9607 | 1505.9052 | 1486.3518 | 1513.25 | 2374003.4612 | 535086.6358 | 242721.2434 | 0 | 723481.7221
4774 | 1364.1007 | 1419.7247 | 1419.7247 | 1382.0459 | 1364.1007 | 1546.3 | 2223401.5905 | 491076.257 | 222757.6466 | 0 | 618892.4939
4775 | 1410.3765 | 1467.8877 | 1467.8877 | 1428.9307 | 1410.3765 | 722.5 | 1073508.7003 | 507735.553 | 230314.4883 | 0 | 1801756.0247
4776 | 1210.7689 | 0 | 0 | 0 | 0 | 353.45 | 0 | 0 | 0 | 2219339.3699 | 0
4777 | 1007.0171 | 0 | 0 | 0 | 0 | 780.95 | 0 | 0 | 0 | 1198350.3906 | 0
4778 | 820.5325 | 0 | 0 | 0 | 0 | 761 | 0 | 0 | 0 | 976433.6514 | 0
4779 | 1060.8905 | 0 | 0 | 0 | 0 | 295.45 | 0 | 0 | 0 | 1262459.6712 | 0
4780 | 1237.7056 | 0 | 0 | 0 | 0 | 288.55 | 0 | 0 | 0 | 1472869.6152 | 0
4781 | 960.7413 | 0 | 0 | 0 | 0 | 283.85 | 0 | 0 | 0 | 1143282.1626 | 0
4782 | 1200.4086 | 0 | 0 | 0 | 0 | 1087.9 | 0 | 0 | 0 | 1428486.2685 | 0
4783 | 1122.3613 | 519.4965 | 519.4965 | 505.7093 | 505.7093 | 1119.1 | 599406.3859 | 182055.3473 | 82582.3284 | 1130323.2057 | 445479.3207
4784 | 1070.4651 | 1114.1151 | 1114.1151 | 1084.5471 | 1070.4651 | 318.75 | 360821.6393 | 385367.4306 | 174806.9484 | 0 | 1799719.4242
4785 | 1185.2757 | 1233.6078 | 1233.6078 | 1200.8685 | 1185.2757 | 1191.75 | 1490908.9744 | 426699.2678 | 193555.529 | 0 | 957999.1201
4786 | 1241.5501 | 1292.1764 | 1292.1764 | 1257.8828 | 1241.5501 | 387.2 | 507310.8263 | 446958.0284 | 202745.1279 | 0 | 2002371.84
4787 | 1273.3423 | 1325.2648 | 1325.2648 | 1290.093 | 1273.3423 | 392.45 | 528209.7275 | 458403.2132 | 207936.7909 | 0 | 2046960.9321
4788 | 1429.0673 | 2069.0382 | 1487.3408 | 2014.1271 | 1429.0673 | 386 | 583125.3094 | 514464.2302 | 233366.6911 | 0 | 2306514.6319
4789 | 1265.5332 | 1317.1384 | 1317.1384 | 1282.1823 | 1265.5332 | 390.75 | 521400.6246 | 455591.957 | 206661.5738 | 0 | 2036558.9803
4790 | 1185.2801 | 1233.6119 | 1233.6119 | 1200.8725 | 1185.2801 | 422.4 | 529324.0198 | 426700.822 | 193556.234 | 0 | 1869897.728
4791 | 1296.2238 | 2313.4064 | 1349.0809 | 2252.0098 | 1296.2238 | 435.75 | 597260.7565 | 466640.5511 | 211673.3389 | 0 | 2027618.0056
4792 | 1491.7106 | 1596.6338 | 1552.5371 | 1554.26 | 1491.7106 | 429.45 | 676029.0213 | 537015.8192 | 243596.3424 | 0 | 2342806.097
4793 | 1623.4698 | 683.4375 | 683.4375 | 665.2995 | 665.2995 | 1551.95 | 1089340.984 | 239507.8092 | 108643.4035 | 1756326.1928 | 298087.4276
4794 | 1365.0331 | 14.8633 | 14.8633 | 14.4689 | 14.4689 | 1461.95 | 22298.8036 | 5208.7927 | 2362.7662 | 2475584.304 | 7784.9748
4795 | 1483.589 | 1544.085 | 1544.085 | 1503.1058 | 1483.589 | 1424.25 | 2234783.98 | 534092.0508 | 242270.0886 | 0 | 854176.3668
4796 | 1207.3155 | 1256.5454 | 1256.5454 | 1223.1974 | 1207.3155 | 1381.2 | 1762950.5344 | 434633.5685 | 197154.6159 | 0 | 747086.522
4797 | 1394.4908 | 1451.3539 | 1451.3539 | 1412.8357 | 1394.4908 | 1351.3 | 1994858.0295 | 502016.6902 | 227720.3486 | 0 | 904606.1859
4798 | 1198.3366 | 1247.2013 | 1247.2013 | 1214.1013 | 1198.3366 | 834.25 | 1057371.1525 | 431401.1677 | 195688.363 | 0 | 1396960.8646
4799 | 1087.8272 | 1132.1851 | 1132.1851 | 1102.1375 | 1087.8272 | 373 | 429665.4844 | 391617.7747 | 177642.1739 | 0 | 1769894.529
4800 | 982.8432 | 0 | 0 | 0 | 0 | 353.45 | 0 | 0 | 0 | 1801551.5821 | 0
4801 | 1308.846 | 0 | 0 | 0 | 0 | 324.9 | 0 | 0 | 0 | 2399114.7217 | 0
4802 | 1232.1801 | 0 | 0 | 0 | 0 | 304.95 | 0 | 0 | 0 | 2258586.1013 | 0
4803 | 1165.8744 | 0 | 0 | 0 | 0 | 295.45 | 0 | 0 | 0 | 2137047.8357 | 0
4804 | 1230.108 | 0 | 0 | 0 | 0 | 288.55 | 0 | 0 | 0 | 2254788.03 | 0
4805 | 1178.9974 | 0 | 0 | 0 | 0 | 283.85 | 0 | 0 | 0 | 2161102.2837 | 0
4806 | 1110.6197 | 4.6762 | 4.6762 | 4.5521 | 4.5521 | 282.35 | 1357.3556 | 1638.7582 | 743.3589 | 2027421.9382 | 7818.925
4807 | 929.6605 | 967.5686 | 967.5686 | 941.8898 | 929.6605 | 289.05 | 283354.2835 | 334677.7935 | 151813.5658 | 0 | 1590602.6965
4808 | 777.6212 | 809.3299 | 809.3299 | 787.8507 | 777.6212 | 318.75 | 261421.2382 | 279943.6149 | 126985.5342 | 0 | 1307375.5626
4809 | 947.273 | 985.8998 | 985.8998 | 959.7345 | 947.273 | 368.25 | 368455.9489 | 341018.2717 | 154689.6771 | 0 | 1545712.6802
4810 | 1179.9083 | 1228.0209 | 1228.0209 | 1195.4299 | 1179.9083 | 387.2 | 482934.1282 | 424766.9761 | 192679.02 | 0 | 1902955.6224
4811 | 1059.5877 | 1102.7946 | 1102.7946 | 1073.527 | 1059.5877 | 392.45 | 440479.8895 | 381451.5637 | 173030.6677 | 0 | 1703339.0818
4812 | 1194.5136 | 1243.2224 | 1243.2224 | 1210.228 | 1194.5136 | 386 | 488886.5207 | 430024.9108 | 195064.0776 | 0 | 1927943.982
4813 | 1267.6269 | 1319.3168 | 1319.3168 | 1284.3028 | 1267.6269 | 390.75 | 525412.4841 | 456345.666 | 207003.4646 | 0 | 2039928.5084
4814 | 887.0799 | 983.6715 | 923.2523 | 957.5653 | 887.0799 | 422.4 | 398063.1713 | 319348.7549 | 144860.1435 | 0 | 1399457.2102
4815 | 1241.5596 | 1292.1868 | 1292.1868 | 1257.8929 | 1241.5596 | 435.75 | 574638.3546 | 446961.4474 | 202746.6788 | 0 | 1942108.6657
4816 | 536.721 | 1200.3737 | 558.6068 | 1168.5164 | 536.721 | 429.45 | 244668.1142 | 193219.5479 | 87646.5338 | 0 | 842947.1138
4817 | 511.4393 | 806.3262 | 532.2938 | 784.9268 | 511.4393 | 1357.3 | 734632.8554 | 184118.1643 | 83518.0451 | 0 | 328702.0673
4818 | 220.4508 | 229.4403 | 229.4403 | 223.3511 | 220.4508 | 1747.15 | 407652.6098 | 79362.2745 | 35999.6095 | 0 | 55740.9753
4819 | 219.6375 | 228.5931 | 228.5931 | 222.5264 | 219.6375 | 1786.7 | 415680.8584 | 79069.4936 | 35866.8008 | 0 | 46848.5721
4820 | 234.8325 | 244.4087 | 244.4087 | 237.9223 | 234.8325 | 1863.7 | 463276.9873 | 84539.7101 | 38348.1518 | 0 | 32007.6736
4821 | 155.4039 | 161.7409 | 161.7409 | 157.4484 | 155.4039 | 1743.4 | 286771.3469 | 55945.3964 | 25377.4534 | 0 | 39876.6353
4822 | 212.04 | 220.6863 | 220.6863 | 214.8294 | 212.04 | 1356.25 | 304622.3435 | 76334.3853 | 34626.1253 | 0 | 136500.7237
4823 | 91.1703 | 94.8876 | 94.8876 | 92.3694 | 91.1703 | 373 | 36051.6374 | 32821.2992 | 14888.106 | 0 | 148333.59
4824 | 85.6448 | 89.1373 | 89.1373 | 86.7717 | 85.6448 | 353.45 | 32185.3098 | 30832.1296 | 13985.7965 | 0 | 141018.4526
4825 | 78.738 | 81.9487 | 81.9487 | 79.7738 | 78.738 | 796.15 | 66876.6147 | 28345.6675 | 12857.9097 | 0 | 94788.6995
4826 | 84.9541 | 88.4182 | 88.4182 | 86.0716 | 84.9541 | 719.9 | 65291.4475 | 30583.4834 | 13873.0079 | 0 | 108749.6154
4827 | 77.3566 | 80.5114 | 80.5114 | 78.3746 | 77.3566 | 1218.6 | 100470.5723 | 27848.3751 | 12632.3324 | 0 | 60446.4453
4828 | 82.1914 | 85.5425 | 85.5425 | 83.2722 | 82.1914 | 1209.65 | 105900.0236 | 29588.8985 | 13421.8531 | 0 | 64959.6568
4829 | 78.738 | 81.9487 | 81.9487 | 79.7738 | 78.738 | 1201.55 | 100566.6619 | 28345.6675 | 12857.9097 | 0 | 62868.3284
4830 | 83.5728 | 86.9808 | 86.9808 | 84.6724 | 83.5728 | 1215.3 | 107816.7948 | 30086.1909 | 13647.4305 | 0 | 65579.539
4831 | 66.9963 | 69.7289 | 69.7289 | 67.8784 | 66.9963 | 1198.8 | 85054.233 | 24118.682 | 10940.5021 | 0 | 53677.4667
4832 | 81.1985 | 84.509 | 84.509 | 82.2662 | 81.1985 | 1225.4 | 105519.8058 | 29231.4696 | 13259.7194 | 0 | 62895.9708
4833 | 713.0577 | 742.1342 | 742.1342 | 722.4384 | 713.0577 | 1558.9 | 1175118.6793 | 256700.7892 | 116442.3302 | 0 | 314529.7725
4834 | 1109.9109 | 2408.0526 | 1155.1696 | 2344.1441 | 1109.9109 | 1331.95 | 1563016.8671 | 399567.9262 | 181248.4509 | 0 | 741475.9808
4835 | 1211.7488 | 3006.9103 | 1261.1592 | 2927.1086 | 1211.7488 | 1236.95 | 1586381.1195 | 436229.5662 | 197878.5782 | 0 | 924624.918
4836 | 1105.1884 | 3748.9842 | 1150.2551 | 3649.4882 | 1105.1884 | 684.85 | 801965.871 | 397867.8078 | 180477.2584 | 0 | 1453488.4651
4837 | 969.134 | 2944.8863 | 1008.6522 | 2866.7306 | 969.134 | 393.3 | 403062.1804 | 348888.235 | 158259.5799 | 0 | 1557107.5753
4838 | 1192.262 | 2124.1266 | 1240.8786 | 2067.7534 | 1192.262 | 421.3 | 532453.6669 | 429214.3243 | 194696.3866 | 0 | 1882224.0383
4839 | 1204.9136 | 2226.8075 | 1254.0455 | 2167.7093 | 1204.9136 | 427.4 | 545911.4208 | 433768.901 | 196762.3932 | 0 | 1894847.1494
4840 | 1193.8661 | 1786.1895 | 1242.548 | 1738.785 | 1193.8661 | 864.7 | 1092392.0895 | 429791.805 | 194958.3382 | 0 | 1355396.2117
4841 | 893.7415 | 665.9098 | 665.9098 | 648.2369 | 648.2369 | 1315.5 | 901517.4801 | 233365.2927 | 105857.0897 | 450009.9256 | 443718.1747
4842 | 898.8077 | 77.9178 | 77.9178 | 75.8499 | 75.8499 | 1274.35 | 102234.1446 | 27305.9496 | 12386.2821 | 1508481.6977 | 55040.4508
4843 | 882.694 | 918.6874 | 918.6874 | 894.306 | 882.694 | 1433.95 | 1339017.0447 | 317769.8514 | 144143.9354 | 0 | 499648.9387
4844 | 1020.8308 | 1062.4572 | 1062.4572 | 1034.2602 | 1020.8308 | 1540.45 | 1661207.7323 | 367499.0927 | 166701.6718 | 0 | 469122.8001
4845 | 1455.9617 | 1515.3315 | 1515.3315 | 1475.1154 | 1455.9617 | 1279.05 | 1975800.9997 | 524146.2026 | 237758.5414 | 0 | 1049675.5689
4846 | 774.9473 | 806.5469 | 806.5469 | 785.1415 | 774.9473 | 845.7 | 695132.4531 | 278981.0433 | 126548.901 | 0 | 894521.3221
4847 | 1051.2209 | 1094.0864 | 1094.0864 | 1065.05 | 1051.2209 | 388 | 432369.044 | 378439.5258 | 171664.3738 | 0 | 1694568.0989
4848 | 1114.0731 | 0 | 0 | 0 | 0 | 370.35 | 0 | 0 | 0 | 2042096.0656 | 0
4849 | 966.9575 | 0 | 0 | 0 | 0 | 717.05 | 0 | 0 | 0 | 1150679.3873 | 0
4850 | 895.1263 | 0 | 0 | 0 | 0 | 333.2 | 0 | 0 | 0 | 1065200.3471 | 0
4851 | 941.4022 | 0 | 0 | 0 | 0 | 318.4 | 0 | 0 | 0 | 1120268.5749 | 0
4852 | 939.3301 | 0 | 0 | 0 | 0 | 308.05 | 0 | 0 | 0 | 1117802.8334 | 0
4853 | 1111.3104 | 0 | 0 | 0 | 0 | 297.35 | 0 | 0 | 0 | 1322459.382 | 0
4854 | 1126.5055 | 0 | 0 | 0 | 0 | 286.15 | 0 | 0 | 0 | 1340541.4867 | 0
4855 | 1100.2595 | 307.3279 | 307.3279 | 299.1715 | 299.1715 | 277.35 | 88386.7302 | 107701.7555 | 48854.713 | 1468394.1555 | 515367.8586
4856 | 882.8235 | 829.7541 | 829.7541 | 807.7329 | 807.7329 | 285.05 | 244605.7095 | 290783.8342 | 131902.7781 | 137641.1837 | 1385221.4903
4857 | 886.201 | 922.3374 | 922.3374 | 897.8591 | 886.201 | 302.05 | 283478.3692 | 319032.3525 | 144716.6199 | 0 | 1504724.9528
4858 | 1103.5739 | 1148.5742 | 1148.5742 | 1118.0917 | 1103.5739 | 312.45 | 364794.7004 | 397286.5975 | 180213.6149 | 0 | 1862336.1046
4859 | 1112.4017 | 1157.7611 | 1157.7611 | 1127.0348 | 1112.4017 | 324.8 | 382415.4197 | 400464.6066 | 181655.1952 | 0 | 1863494.1552
4860 | 1166.9312 | 1214.5147 | 1214.5147 | 1182.2821 | 1166.9312 | 327.55 | 404678.9449 | 420095.2248 | 190559.8617 | 0 | 1951634.052
4861 | 990.0065 | 1332.7948 | 1030.3763 | 1297.4232 | 990.0065 | 331.8 | 347612.6468 | 356402.3233 | 161668.0539 | 0 | 1651528.7659
4862 | 1284.0444 | 1336.4032 | 1336.4032 | 1300.9358 | 1284.0444 | 342.7 | 466106.4067 | 462255.9862 | 209684.4515 | 0 | 2128046.1212
4863 | 1002.3878 | 1043.2622 | 1043.2622 | 1015.5746 | 1002.3878 | 342.4 | 363924.2237 | 360859.6174 | 163689.932 | 0 | 1661558.0604
4864 | 1384.9171 | 835.8895 | 835.8895 | 813.7054 | 813.7054 | 327.9 | 283728.7763 | 292933.9521 | 132878.0955 | 1047030.939 | 1360596.8368
4865 | 1471.9052 | 305.4159 | 305.4159 | 297.3104 | 297.3104 | 318.5 | 101217.6527 | 107031.7357 | 48550.7846 | 2153032.3985 | 499927.399
4866 | 1181.0885 | 212.5537 | 212.5537 | 206.9126 | 206.9126 | 310.55 | 68629.7764 | 74488.5441 | 33788.8312 | 1785664.3341 | 349568.53
4867 | 1185.2136 | 1233.5432 | 1233.5432 | 1200.8057 | 1185.2136 | 942.85 | 1193133.1777 | 426676.8899 | 193545.3781 | 0 | 1252948.5393
4868 | 1040.17 | 1082.5848 | 1082.5848 | 1053.8536 | 1040.17 | 1241.55 | 1375930.298 | 374461.1863 | 169859.7548 | 0 | 788916.9077
4869 | 1251.5192 | 1302.5519 | 1302.5519 | 1267.9829 | 1251.5192 | 569 | 759093.3583 | 450546.9257 | 204373.0916 | 0 | 1790923.689
4870 | 1156.8955 | 1204.0705 | 1204.0705 | 1172.1151 | 1156.8955 | 789.65 | 969928.9767 | 416482.3951 | 188921.042 | 0 | 1400248.5193
4871 | 1042.9327 | 1085.4605 | 1085.4605 | 1056.6529 | 1042.9327 | 1134.05 | 1258209.286 | 375455.7713 | 170310.9096 | 0 | 903127.5698
4872 | 1049.8395 | 721.7673 | 721.7673 | 702.6119 | 702.6119 | 304.7 | 228701.9093 | 252940.3012 | 114736.5311 | 636468.1712 | 1191138.035
4873 | 880.622 | 0 | 0 | 0 | 0 | 324.9 | 0 | 0 | 0 | 1047940.1563 | 0
4874 | 931.0419 | 0 | 0 | 0 | 0 | 304.95 | 0 | 0 | 0 | 1107939.8672 | 0
4875 | 782.5449 | 0 | 0 | 0 | 0 | 295.45 | 0 | 0 | 0 | 931228.3898 | 0
4876 | 743.1759 | 0 | 0 | 0 | 0 | 288.55 | 0 | 0 | 0 | 884379.3005 | 0
4877 | 860.5921 | 0 | 0 | 0 | 0 | 283.85 | 0 | 0 | 0 | 1024104.6547 | 0
4878 | 848.8505 | 0 | 0 | 0 | 0 | 282.35 | 0 | 0 | 0 | 1010132.1193 | 0
4879 | 506.2713 | 526.9151 | 526.9151 | 512.9311 | 506.2713 | 289.05 | 155639.0558 | 182257.6691 | 82674.1038 | 0 | 866204.3675
4880 | 90.0212 | 93.6928 | 93.6928 | 91.2063 | 90.0212 | 675.4 | 64632.4464 | 32407.6141 | 14700.4538 | 0 | 119241.8166
4881 | 76.9871 | 168.737 | 80.1263 | 164.2588 | 76.9871 | 1462.25 | 119680.4774 | 27715.3494 | 12571.9904 | 0 | 41399.8031
4882 | 90.8526 | 679.2203 | 94.5577 | 661.1942 | 90.8526 | 1458.75 | 140825.284 | 32706.922 | 14836.2232 | 0 | 49173.9486
4883 | 77.379 | 1117.7297 | 80.5343 | 1088.0658 | 77.379 | 1406.5 | 115508.4305 | 27856.4561 | 12635.998 | 0 | 45924.463
4884 | 103.2926 | 1348.3503 | 107.505 | 1312.5658 | 103.2926 | 1200 | 131775.4117 | 37185.3509 | 16867.6884 | 0 | 82634.1132
4885 | 71.5652 | 1981.5807 | 74.4832 | 1928.9907 | 71.5652 | 390.75 | 29692.2708 | 25763.4766 | 11686.5993 | 0 | 115166.3189
4886 | 75.749 | 2636.7945 | 78.8378 | 2566.8154 | 75.749 | 1342.95 | 107900.1973 | 27269.651 | 12369.8167 | 0 | 49770.9006
4887 | 91.6762 | 2464.14 | 95.4143 | 2398.7431 | 91.6762 | 1529.75 | 148785.8346 | 33003.4326 | 14970.7237 | 0 | 43110.7338
4888 | 85.3392 | 1656.4629 | 88.8189 | 1612.5013 | 85.3392 | 1820.55 | 164702.7888 | 30722.1036 | 13935.8876 | 0 | 15314.1153
4889 | 76.2014 | 1110.5484 | 79.3082 | 1081.075 | 76.2014 | 1915.3 | 154727.143 | 27432.5143 | 12443.6933 | 0 | 6454.261
4890 | 81.8383 | 320.323 | 85.1751 | 311.8218 | 81.8383 | 1874.95 | 162421.5929 | 29461.7782 | 13364.1899 | 0 | 10233.876
4891 | 78.0473 | 81.2295 | 81.2295 | 79.0737 | 78.0473 | 1858.95 | 153489.1725 | 28097.0213 | 12745.121 | 0 | 11008.5294
4892 | 82.8821 | 86.2617 | 86.2617 | 83.9723 | 82.8821 | 1849.5 | 162086.4102 | 29837.5447 | 13534.6418 | 0 | 12473.741
4893 | 75.2845 | 78.3549 | 78.3549 | 76.2754 | 75.2845 | 1383.95 | 110346.5157 | 27102.4365 | 12293.9663 | 0 | 46379.0444
4894 | 79.4286 | 82.6679 | 82.6679 | 80.4739 | 79.4286 | 1337.2 | 112453.0651 | 28594.3137 | 12970.6984 | 0 | 52645.3087
4895 | 75.9752 | 79.073 | 79.073 | 76.9745 | 75.9752 | 1293.55 | 104047.4173 | 27351.0827 | 12406.755 | 0 | 53672.5388
4896 | 78.738 | 81.9487 | 81.9487 | 79.7738 | 78.738 | 353.45 | 29530.6394 | 28345.6675 | 12857.9097 | 0 | 129645.9967
4897 | 74.5939 | 77.6357 | 77.6357 | 75.5753 | 74.5939 | 324.9 | 25794.135 | 26853.7903 | 12181.1776 | 0 | 124952.178
4898 | 80.81 | 84.1052 | 84.1052 | 81.8731 | 80.81 | 304.95 | 26310.6687 | 29091.6061 | 13196.2758 | 0 | 136976.9905
4899 | 74.5939 | 77.6357 | 77.6357 | 75.5753 | 74.5939 | 295.45 | 23556.4304 | 26853.7903 | 12181.1776 | 0 | 127148.9672
4900 | 77.3566 | 80.5114 | 80.5114 | 78.3746 | 77.3566 | 288.55 | 23868.8057 | 27848.3751 | 12632.3324 | 0 | 132391.9487
4901 | 71.8311 | 74.76 | 74.76 | 72.7759 | 71.8311 | 283.85 | 21786.446 | 25859.2054 | 11730.0229 | 0 | 123272.7707
4902 | 79.4286 | 82.6679 | 82.6679 | 80.4739 | 79.4286 | 282.35 | 23979.4076 | 28594.3137 | 12970.6984 | 0 | 136430.6193
4903 | 66.3057 | 69.0097 | 69.0097 | 67.1783 | 66.3057 | 289.05 | 20457.4115 | 23870.0358 | 10827.7135 | 0 | 113445.6604
4904 | 72.9207 | 75.8945 | 75.8945 | 73.8803 | 72.9207 | 318.75 | 24752.8674 | 26251.4448 | 11907.9471 | 0 | 122596.75
4905 | 154.285 | 959.3266 | 160.5773 | 933.8666 | 154.285 | 368.25 | 60399.9554 | 55542.5895 | 25194.7357 | 0 | 251754.5013
4906 | 105.3492 | 2366.6796 | 109.6458 | 2303.8692 | 105.3492 | 387.2 | 43314.4036 | 37925.695 | 17203.5167 | 0 | 169907.1136
4907 | 130.5488 | 2696.15 | 135.8724 | 2624.5956 | 130.5488 | 392.45 | 54344.0859 | 46997.5518 | 21318.6117 | 0 | 209863.6513
4908 | 202.7269 | 2533.9345 | 210.9936 | 2466.6853 | 202.7269 | 386 | 83084.4403 | 72981.702 | 33105.3109 | 0 | 327201.2973
4909 | 354.6912 | 1890.6845 | 369.1542 | 1840.5068 | 354.6912 | 390.75 | 146989.3049 | 127688.8403 | 57921.0767 | 0 | 570786.8506
4910 | 688.6006 | 2246.0463 | 716.6799 | 2186.4374 | 688.6006 | 422.4 | 309339.2356 | 247896.227 | 112448.483 | 0 | 1086336.3548
4911 | 987.823 | 1888.68 | 1028.1033 | 1838.5554 | 987.823 | 435.75 | 457986.1891 | 355616.2905 | 161311.5007 | 0 | 1545202.1733
4912 | 1032.5448 | 1724.001 | 1074.6478 | 1678.2469 | 1032.5448 | 429.45 | 470829.5636 | 371716.1323 | 168614.5678 | 0 | 1621663.2545
4913 | 1329.4033 | 791.3973 | 791.3973 | 770.3941 | 770.3941 | 1365.4 | 1116392.9561 | 277341.8591 | 125805.3489 | 1024664.0319 | 488892.0661
4914 | 1196.1437 | 50.2289 | 50.2289 | 48.8959 | 48.8959 | 1409.55 | 73112.5441 | 17602.5169 | 7984.6973 | 2102905.1708 | 28870.5726
4915 | 1400.707 | 1457.8233 | 1457.8233 | 1419.1335 | 1400.707 | 1503.65 | 2234728.7131 | 504254.506 | 228735.4467 | 0 | 695240.9001
4916 | 823.2952 | 856.8663 | 856.8663 | 834.1256 | 823.2952 | 1690.6 | 1477010.3606 | 296386.2777 | 134444.1088 | 0 | 254727.473
4917 | 1177.6161 | 1225.6354 | 1225.6354 | 1193.1077 | 1177.6161 | 1406.3 | 1758965.5881 | 423941.7816 | 192304.7026 | 0 | 699150.6192
4918 | 1352.3591 | 1407.5039 | 1407.5039 | 1370.1495 | 1352.3591 | 1421.7 | 2040996.5538 | 486849.2717 | 220840.2391 | 0 | 782069.2097
4919 | 1335.092 | 1389.5328 | 1389.5328 | 1352.6553 | 1335.092 | 1302 | 1850322.2729 | 480633.1164 | 218020.522 | 0 | 931894.209
4920 | 1360.6473 | 0 | 0 | 0 | 0 | 353.45 | 0 | 0 | 0 | 2494066.4917 | 0
4921 | 1288.1255 | 0 | 0 | 0 | 0 | 324.9 | 0 | 0 | 0 | 1532869.3272 | 0
4922 | 1518.8139 | 0 | 0 | 0 | 0 | 304.95 | 0 | 0 | 0 | 1807388.5517 | 0
4923 | 1469.7754 | 0 | 0 | 0 | 0 | 295.45 | 0 | 0 | 0 | 1749032.6689 | 0
4924 | 1038.0979 | 0 | 0 | 0 | 0 | 288.55 | 0 | 0 | 0 | 1235336.5141 | 0
4925 | 1302.6298 | 0 | 0 | 0 | 0 | 283.85 | 0 | 0 | 0 | 1550129.5179 | 0
4926 | 1125.8148 | 0 | 0 | 0 | 0 | 478.9 | 0 | 0 | 0 | 1339719.5727 | 0
4927 | 1215.6037 | 3.7593 | 3.7593 | 3.6595 | 3.6595 | 888.05 | 3442.8351 | 1317.4259 | 597.599 | 2221493.6409 | 4069.1992
4928 | 1164.5561 | 417.8615 | 417.8615 | 406.7717 | 406.7717 | 318.75 | 137582.5133 | 146437.7972 | 66425.8119 | 1389018.8624 | 683884.8513
4929 | 1265.2017 | 1316.7929 | 1316.7929 | 1281.8459 | 1265.2017 | 368.25 | 494995.0672 | 455472.607 | 206607.4353 | 0 | 2064491.7318
4930 | 1521.9772 | 1584.0383 | 1584.0383 | 1541.9988 | 1521.9772 | 387.2 | 625294.9984 | 547911.8068 | 248538.8835 | 0 | 2454644.8943
4931 | 1459.9884 | 1519.5216 | 1519.5216 | 1479.1944 | 1459.9884 | 392.45 | 607469.8723 | 525595.81 | 238416.0994 | 0 | 2347004.2897
4932 | 1450.6684 | 1570.7164 | 1509.8226 | 1529.0304 | 1450.6684 | 386 | 594189.2368 | 522240.6402 | 236894.1571 | 0 | 2341378.8702
4933 | 1401.7369 | 1458.8953 | 1458.8953 | 1420.1771 | 1401.7369 | 390.75 | 581463.8791 | 504625.2998 | 228903.643 | 0 | 2255745.1771
4934 | 1375.3968 | 1782.2179 | 1431.4813 | 1734.9188 | 1375.3968 | 422.4 | 617787.3466 | 495142.8656 | 224602.3054 | 0 | 2169826.069
4935 | 1381.8306 | 1501.1863 | 1438.1776 | 1461.3456 | 1381.8306 | 435.75 | 641462.2615 | 497459.0052 | 225652.9321 | 0 | 2161528.4691
4936 | 1788.7211 | 1811.268 | 1811.268 | 1763.1979 | 1763.1979 | 429.45 | 805071.5146 | 634751.2619 | 287930.2252 | 46783.9214 | 2769190.5401
4937 | 1525.3581 | 1239.4142 | 1239.4142 | 1206.5209 | 1206.5209 | 655.9 | 840726.7075 | 434347.5129 | 197024.8579 | 584428.7157 | 1621684.7002
4938 | 1702.6602 | 310.1775 | 310.1775 | 301.9456 | 301.9456 | 366.05 | 117135.1042 | 108700.4023 | 49307.7102 | 2567509.842 | 493363.9507
4939 | 1469.7754 | 1377.0247 | 1377.0247 | 1340.4792 | 1340.4792 | 1378.7 | 1961365.0761 | 482572.5225 | 218900.2581 | 439348.2256 | 832839.745
4940 | 1623.7979 | 1676.6383 | 1676.6383 | 1632.1413 | 1623.7979 | 1522.6 | 2619954.9466 | 584567.2307 | 265166.191 | 0 | 775201.0998
4941 | 1571.3059 | 1635.3788 | 1635.3788 | 1591.9768 | 1571.3059 | 1291.3 | 2152081.5598 | 565670.119 | 256594.2512 | 0 | 1113584.4814
4942 | 1333.0199 | 1387.3763 | 1387.3763 | 1350.5561 | 1333.0199 | 1307.2 | 1846474.1189 | 479887.1777 | 217682.1559 | 0 | 923516.213
4943 | 1336.4734 | 1390.9701 | 1390.9701 | 1354.0545 | 1336.4734 | 1302 | 1847878.7865 | 481130.4089 | 218246.0994 | 0 | 932858.154
4944 | 1509.1443 | 0 | 0 | 0 | 0 | 817.95 | 0 | 0 | 0 | 2766261.5642 | 0
4945 | 1440.7666 | 0 | 0 | 0 | 0 | 324.9 | 0 | 0 | 0 | 1714512.2873 | 0
4946 | 1415.902 | 0 | 0 | 0 | 0 | 304.95 | 0 | 0 | 0 | 1684923.3883 | 0
4947 | 1212.8409 | 0 | 0 | 0 | 0 | 295.45 | 0 | 0 | 0 | 1443280.7174 | 0
4948 | 1147.9167 | 0 | 0 | 0 | 0 | 288.55 | 0 | 0 | 0 | 1366020.8159 | 0
4949 | 1229.4174 | 0 | 0 | 0 | 0 | 283.85 | 0 | 0 | 0 | 1463006.6501 | 0
4950 | 988.3687 | 0 | 0 | 0 | 0 | 282.35 | 0 | 0 | 0 | 1176158.7166 | 0
4951 | 1297.7951 | 297.8703 | 297.8703 | 289.965 | 289.965 | 289.05 | 88707.0626 | 104387.4008 | 47351.2849 | 1847352.4941 | 496115.6206
4952 | 1047.8219 | 1090.5488 | 1090.5488 | 1061.6062 | 1047.8219 | 318.75 | 353991.5106 | 377215.8757 | 171109.3125 | 0 | 1761650.5307
4953 | 1384.7712 | 1441.2375 | 1441.2375 | 1402.9879 | 1384.7712 | 844.3 | 1237952.0606 | 498517.6165 | 226133.1299 | 0 | 1600379.8447
4954 | 1349.7673 | 1404.8072 | 1404.8072 | 1367.5244 | 1349.7673 | 387.2 | 553453.5149 | 485916.2266 | 220416.9994 | 0 | 2176904.2176
4955 | 1301.2096 | 1802.3277 | 1354.2692 | 1754.4949 | 1301.2096 | 392.45 | 540343.728 | 468435.4661 | 212487.5323 | 0 | 2091759.5375
4956 | 1364.7042 | 2052.0777 | 1420.3533 | 1997.6167 | 1364.7042 | 386 | 558167.9105 | 491293.5116 | 222856.1957 | 0 | 2202632.5772
4957 | 1493.1455 | 2054.6433 | 1554.0317 | 2000.1141 | 1493.1455 | 390.75 | 620240.0491 | 537532.3818 | 243830.661 | 0 | 2402844.4039
4958 | 1284.4951 | 2798.9735 | 1336.8715 | 2724.6903 | 1284.4951 | 422.4 | 576697.0788 | 462418.2277 | 209758.0461 | 0 | 2026419.4335
4959 | 1168.1969 | 2924.6775 | 1215.8323 | 2847.0582 | 1168.1969 | 435.75 | 540261.0035 | 420550.8689 | 190766.5469 | 0 | 1827351.9351
4960 | 1479.6564 | 2195.1471 | 1539.9927 | 2136.8891 | 1479.6564 | 885.5 | 1391651.4438 | 532676.3213 | 241627.898 | 0 | 1649077.1113
4961 | 1510.8356 | 771.1074 | 771.1074 | 750.6426 | 750.6426 | 1450.45 | 1152350.9401 | 270231.3337 | 122579.9355 | 1393433.8668 | 412515.6373
4962 | 1394.1765 | 326.627 | 326.627 | 317.9585 | 317.9585 | 830.55 | 279342.1133 | 114465.0524 | 51922.6196 | 1972707.7152 | 371836.5431
4963 | 1384.1314 | 1440.5714 | 1440.5714 | 1402.3394 | 1384.1314 | 352.7 | 516678.9033 | 498287.308 | 226028.6594 | 0 | 2280078.9963
4964 | 1029.119 | 1071.0832 | 1071.0832 | 1042.6572 | 1029.119 | 1288.7 | 1401816.8987 | 370482.8472 | 168055.136 | 0 | 732012.3447
4965 | 1141.7005 | 1188.2549 | 1188.2549 | 1156.7192 | 1141.7005 | 1176.3 | 1420059.0397 | 411012.1786 | 186439.691 | 0 | 940418.29
4966 | 1211.4596 | 1260.8595 | 1260.8595 | 1227.3969 | 1211.4596 | 1307.2 | 1674623.5736 | 436125.4456 | 197831.3479 | 0 | 839299.1908
4967 | 1361.338 | 1416.849 | 1416.849 | 1379.2466 | 1361.338 | 1285.1 | 1851180.0932 | 490081.6724 | 222306.492 | 0 | 973220.5212
4968 | 1071.2507 | 0 | 0 | 0 | 0 | 353.45 | 0 | 0 | 0 | 1963602.6028 | 0
4969 | 1274.3118 | 0 | 0 | 0 | 0 | 824.55 | 0 | 0 | 0 | 2335813.5404 | 0
4970 | 875.7872 | 0 | 0 | 0 | 0 | 304.95 | 0 | 0 | 0 | 1605317.9242 | 0
4971 | 1036.7165 | 0 | 0 | 0 | 0 | 295.45 | 0 | 0 | 0 | 1900301.4233 | 0
4972 | 911.7028 | 0 | 0 | 0 | 0 | 288.55 | 0 | 0 | 0 | 1671151.1514 | 0
4973 | 1306.0833 | 0 | 0 | 0 | 0 | 283.85 | 0 | 0 | 0 | 2394050.6266 | 0
4974 | 1031.1911 | 0 | 0 | 0 | 0 | 282.35 | 0 | 0 | 0 | 1890173.235 | 0
4975 | 1167.9465 | 488.3054 | 488.3054 | 475.3461 | 475.3461 | 289.05 | 145478.089 | 171124.5786 | 77624.0102 | 1269536.5945 | 813293.3269
4976 | 1102.0699 | 1147.0089 | 1147.0089 | 1116.5679 | 1102.0699 | 318.75 | 372694.814 | 396745.1701 | 179968.0174 | 0 | 1852855.048
4977 | 1017.1236 | 1058.598 | 1058.598 | 1030.5034 | 1017.1236 | 1307.25 | 1407956.6426 | 366164.4841 | 166096.2785 | 0 | 704611.9582
4978 | 1192.6799 | 1241.3137 | 1241.3137 | 1208.3699 | 1192.6799 | 1316.2 | 1662665.7953 | 429364.7554 | 194764.6238 | 0 | 815554.4992
4979 | 1048.5359 | 1091.2919 | 1091.2919 | 1062.3296 | 1048.5359 | 1308 | 1451814.9074 | 377472.9136 | 171225.9077 | 0 | 725586.8227
4980 | 1037.4685 | 1310.8979 | 1079.7737 | 1276.1074 | 1037.4685 | 735.5 | 807605.9166 | 373488.669 | 169418.6101 | 0 | 1311878.9499
4981 | 1077.8269 | 1187.8896 | 1121.7784 | 1156.3636 | 1077.8269 | 390.75 | 444843.3132 | 388017.6883 | 176009.1347 | 0 | 1734492.9581
4982 | 1076.3005 | 1192.52 | 1120.1891 | 1160.8711 | 1076.3005 | 881.9 | 1005617.1519 | 387468.1804 | 175759.8718 | 0 | 1203411.5902
4983 | 852.6441 | 887.4121 | 887.4121 | 863.8607 | 852.6441 | 1356.3 | 1228202.1324 | 306951.8766 | 139236.7818 | 0 | 548847.0083
4984 | 422.9472 | 440.1934 | 440.1934 | 428.5109 | 422.9472 | 1273.45 | 572049.8414 | 152260.9908 | 69067.2772 | 0 | 307292.1428
4985 | 167.4831 | 174.3124 | 174.3124 | 169.6863 | 167.4831 | 1791.4 | 317953.4193 | 60293.9077 | 27349.9865 | 0 | 34936.9538
4986 | 147.3263 | 153.3335 | 153.3335 | 149.2641 | 147.3263 | 1673.15 | 260760.2218 | 53037.479 | 24058.3898 | 0 | 48153.6112
4987 | 102.2212 | 106.3892 | 106.3892 | 103.5657 | 102.2212 | 1659.8 | 179345.4566 | 36799.6385 | 16692.7249 | 0 | 34775.5842
4988 | 109.8187 | 114.2971 | 114.2971 | 111.2637 | 109.8187 | 1773.7 | 205720.6965 | 39534.7468 | 17933.4004 | 0 | 24851.9811
4989 | 87.0262 | 90.5746 | 90.5746 | 88.1708 | 87.0262 | 1747.3 | 160591.5398 | 31329.422 | 14211.3739 | 0 | 21991.4702
4990 | 81.5007 | 84.8243 | 84.8243 | 82.5732 | 81.5007 | 1872.2 | 161427.05 | 29340.2523 | 13309.0645 | 0 | 10415.7896
4991 | 81.5007 | 84.8243 | 84.8243 | 82.5732 | 81.5007 | 1849.5 | 159840.3825 | 29340.2523 | 13309.0645 | 0 | 12265.8555
4992 | 85.6448 | 89.1373 | 89.1373 | 86.7717 | 85.6448 | 1751.75 | 159032.6024 | 30832.1296 | 13985.7965 | 0 | 21261.3227
4993 | 80.1193 | 83.386 | 83.386 | 81.173 | 80.1193 | 1544.25 | 130843.4679 | 28842.9599 | 13083.4871 | 0 | 36514.2342
4994 | 78.738 | 81.9487 | 81.9487 | 79.7738 | 78.738 | 1279.4 | 106641.0775 | 28345.6675 | 12857.9097 | 0 | 56738.5778
4995 | 73.9032 | 76.9165 | 76.9165 | 74.8752 | 73.9032 | 1238.2 | 97005.2061 | 26605.1441 | 12068.389 | 0 | 56299.3054
4996 | 80.81 | 84.1052 | 84.1052 | 81.8731 | 80.81 | 1224.25 | 104896.884 | 29091.6061 | 13196.2758 | 0 | 62688.3575
4997 | 77.3566 | 80.5114 | 80.5114 | 78.3746 | 77.3566 | 1201.55 | 98675.9663 | 27848.3751 | 12632.3324 | 0 | 61765.3752
4998 | 80.81 | 84.1052 | 84.1052 | 81.8731 | 80.81 | 635.8 | 54542.7927 | 29091.6061 | 13196.2758 | 0 | 110241.002
4999 | 70.4498 | 73.3217 | 73.3217 | 71.3758 | 70.4498 | 638.9 | 47823.4386 | 25361.913 | 11504.4455 | 0 | 95889.1662
5000 | 82.0705 | 85.4176 | 85.4176 | 83.1507 | 82.0705 | 1235.2 | 107550.4115 | 29545.3854 | 13402.1151 | 0 | 62767.53
5001 | 531.2024 | 708.998 | 552.8627 | 690.1815 | 531.2024 | 1350.1 | 758570.2943 | 191232.8647 | 86745.3522 | 0 | 345228.4411
5002 | 1284.5469 | 2079.7229 | 1336.9267 | 2024.5281 | 1284.5469 | 1311.95 | 1783474.9473 | 462436.8764 | 209766.5053 | 0 | 883832.4801
5003 | 1356.1138 | 1491.0439 | 1411.412 | 1451.4724 | 1356.1138 | 1311.75 | 1882029.6786 | 488200.9745 | 221453.3865 | 0 | 933345.3352
5004 | 1186.715 | 2512.4404 | 1235.1054 | 2445.7616 | 1186.715 | 1189.55 | 1496940.7746 | 427217.3845 | 193790.5525 | 0 | 961773.1369
5005 | 1505.9819 | 1857.4379 | 1567.3901 | 1808.1425 | 1505.9819 | 1197.5 | 1914569.9829 | 542153.4718 | 245926.8387 | 0 | 1208550.4475
5006 | 1112.084 | 461.061 | 461.061 | 448.8247 | 448.8247 | 1435.35 | 686197.8664 | 161576.8882 | 73293.0718 | 1215754.2632 | 253428.8608
5007 | 1330.2779 | 297.2323 | 297.2323 | 289.3439 | 289.3439 | 1547.9 | 477203.6602 | 104163.8177 | 47249.8651 | 1908031.9943 | 130812.3944
5008 | 1190.5629 | 921.8431 | 921.8431 | 897.3779 | 897.3779 | 1773.45 | 1692568.0176 | 323056.0271 | 146541.8034 | 537408.244 | 203300.9526
5009 | 1041.9355 | 341.6808 | 341.6808 | 332.6128 | 332.6128 | 1870.5 | 658952.5167 | 119740.5918 | 54315.6629 | 1300188.634 | 43073.3518
5010 | 1168.6743 | 174.6049 | 174.6049 | 169.971 | 169.971 | 1681.45 | 302335.9675 | 61189.5455 | 27756.2577 | 1830623.2101 | 54144.2492
5011 | 1443.5337 | 1502.3967 | 1502.3967 | 1462.5239 | 1443.5337 | 1656.25 | 2526153.2842 | 519672.1248 | 235729.0499 | 0 | 496214.7025
5012 | 1038.0979 | 1080.4283 | 1080.4283 | 1051.7543 | 1038.0979 | 1728.75 | 1893095.4925 | 373715.248 | 169521.3889 | 0 | 281584.0584
5013 | 1286.7441 | 1339.2133 | 1339.2133 | 1303.6713 | 1286.7441 | 1806.15 | 2448385.2526 | 463227.8821 | 210125.3143 | 0 | 249435.3244
5014 | 712.7858 | 741.8511 | 741.8511 | 722.1628 | 712.7858 | 1900 | 1426876.8708 | 256602.8847 | 116397.9197 | 0 | 71278.5791
5015 | 1145.8446 | 1192.5689 | 1192.5689 | 1160.9188 | 1145.8446 | 1897 | 2295231.4225 | 412504.056 | 187116.4232 | 0 | 118021.9938
5016 | 1181.7602 | 685.8698 | 685.8698 | 667.6672 | 667.6672 | 1814.35 | 1279393.3245 | 240360.1969 | 109030.056 | 942332.3762 | 123952.4182
5017 | 911.7028 | 0 | 0 | 0 | 0 | 1564.05 | 0 | 0 | 0 | 1084926.2794 | 0
5018 | 1009.0892 | 0 | 0 | 0 | 0 | 1622.2 | 0 | 0 | 0 | 1200816.1325 | 0
5019 | 973.8643 | 0 | 0 | 0 | 0 | 1607.4 | 0 | 0 | 0 | 1158898.5258 | 0
5020 | 848.1598 | 0 | 0 | 0 | 0 | 1597.05 | 0 | 0 | 0 | 1009310.2054 | 0
5021 | 780.4728 | 0 | 0 | 0 | 0 | 1543.25 | 0 | 0 | 0 | 928762.6483 | 0
5022 | 770.8032 | 0 | 0 | 0 | 0 | 1487.05 | 0 | 0 | 0 | 917255.8544 | 0
5023 | 969.0295 | 1008.5439 | 1008.5439 | 981.7777 | 969.0295 | 1230.6 | 1269592.5547 | 348850.6272 | 158242.5206 | 0 | 745571.3127
5024 | 708.5433 | 737.4351 | 737.4351 | 717.864 | 708.5433 | 285.05 | 214126.2192 | 255075.5754 | 115705.1152 | 0 | 1215116.2723
5025 | 1101.8299 | 1146.7591 | 1146.7591 | 1116.3247 | 1101.8299 | 302.05 | 351785.3371 | 396658.7658 | 179928.8235 | 0 | 1870852.0872
5026 | 952.1242 | 990.9486 | 990.9486 | 964.6493 | 952.1242 | 312.45 | 313632.664 | 342764.7005 | 155481.8767 | 0 | 1606756.8562
5027 | 1203.6531 | 1255.2965 | 1252.7341 | 1221.9816 | 1203.6531 | 324.8 | 411364.9613 | 433315.1218 | 196556.5538 | 0 | 2016359.6999
5028 | 1159.54 | 1341.3656 | 1206.8234 | 1305.7665 | 1159.54 | 327.55 | 400104.9133 | 417434.3993 | 189352.8817 | 0 | 1939272.6697
5029 | 964.4063 | 1057.5791 | 1003.7314 | 1029.5115 | 964.4063 | 331.8 | 337709.9612 | 347186.2517 | 157487.5414 | 0 | 1608822.5139
5030 | 1140.2509 | 1186.7468 | 1186.7468 | 1155.2512 | 1140.2509 | 342.7 | 412667.2732 | 410490.3326 | 186202.9759 | 0 | 1889737.8563
5031 | 833.8618 | 867.8642 | 867.8642 | 844.8316 | 833.8618 | 342.4 | 301467.6464 | 300190.2539 | 136169.6346 | 0 | 1382209.3467
5032 | 1036.9885 | 2123.7925 | 1079.273 | 2067.4282 | 1036.9885 | 327.9 | 359289.8157 | 373315.86 | 169340.2221 | 0 | 1733948.4708
5033 | 1019.831 | 1061.4164 | 1061.4164 | 1033.247 | 1019.831 | 318.5 | 345691.4787 | 367139.1773 | 166538.4101 | 0 | 1714845.8265
5034 | 933.7278 | 971.8024 | 971.8024 | 946.0113 | 933.7278 | 310.55 | 307505.2923 | 336142.0088 | 152477.7501 | 0 | 1577486.4354
5035 | 870.2617 | 905.7485 | 905.7485 | 881.7104 | 870.2617 | 1238.6 | 1144272.5708 | 313294.2197 | 142113.7391 | 0 | 662617.2748
5036 | 1061.5812 | 1104.8689 | 1104.8689 | 1075.5463 | 1061.5812 | 1562.3 | 1756296.5775 | 382169.2187 | 173356.2039 | 0 | 464654.0037
5037 | 730.0529 | 759.8222 | 759.8222 | 739.657 | 730.0529 | 1611 | 1245233.3077 | 262819.0399 | 119217.6367 | 0 | 283990.5737
5038 | 1020.8308 | 1062.4572 | 1062.4572 | 1034.2602 | 1020.8308 | 1661.15 | 1794765.2506 | 367499.0927 | 166701.6718 | 0 | 345908.521
5039 | 954.5252 | 993.4475 | 993.4475 | 967.0819 | 954.5252 | 1646.45 | 1662141.6999 | 343629.0569 | 155873.9583 | 0 | 337472.3137
5040 | 756.9896 | 787.8576 | 787.8576 | 766.9483 | 756.9896 | 1596.2 | 1281764.4143 | 272516.2419 | 123616.3953 | 0 | 305672.3847
5041 | 995.2755 | 0 | 0 | 0 | 0 | 1330.5 | 0 | 0 | 0 | 1184377.855 | 0
5042 | 975.9364 | 0 | 0 | 0 | 0 | 1225.5 | 0 | 0 | 0 | 1161364.2673 | 0
5043 | 974.555 | 0 | 0 | 0 | 0 | 841.5 | 0 | 0 | 0 | 1159720.4396 | 0
5044 | 919.3003 | 0 | 0 | 0 | 0 | 288.55 | 0 | 0 | 0 | 1093967.3318 | 0
5045 | 1018.0681 | 0 | 0 | 0 | 0 | 283.85 | 0 | 0 | 0 | 1211501.0116 | 0
5046 | 664.4379 | 282.9758 | 282.9758 | 275.4657 | 275.4657 | 282.35 | 82742.9361 | 99167.666 | 44983.5552 | 462876.8925 | 473153.7265
5047 | 891.6729 | 928.0326 | 928.0326 | 903.4031 | 891.6729 | 485.6 | 459877.1372 | 321002.2521 | 145610.1883 | 0 | 1350349.474
5048 | 882.8417 | 918.8404 | 918.8404 | 894.4549 | 882.8417 | 774.8 | 725164.7077 | 317822.9996 | 144168.044 | 0 | 1081656.7932
5049 | 1164.6709 | 1212.1625 | 1212.1625 | 1179.9924 | 1164.6709 | 1479.3 | 1821029.5437 | 419281.5301 | 190190.7607 | 0 | 606444.1465
5050 | 1275.9643 | 1402.9921 | 1327.9948 | 1365.7574 | 1275.9643 | 1498.75 | 2027455.3564 | 459347.1365 | 208364.965 | 0 | 639577.0893
5051 | 1281.6469 | 1333.9085 | 1333.9085 | 1298.5073 | 1281.6469 | 1313 | 1784879.0422 | 461392.8732 | 209292.9339 | 0 | 880491.3997
5052 | 1165.2105 | 2145.9756 | 1212.7246 | 2089.0226 | 1165.2105 | 386 | 476524.1233 | 419475.7847 | 190278.8768 | 0 | 1880649.768
5053 | 1262.2861 | 1313.758 | 1313.758 | 1278.8916 | 1262.2861 | 390.75 | 521206.7857 | 454423.009 | 206131.326 | 0 | 2031333.7455
5054 | 1118.1698 | 1163.7654 | 1163.7654 | 1132.8797 | 1118.1698 | 422.4 | 500907.4484 | 402541.1132 | 182597.1216 | 0 | 1764024.6118
5055 | 1150.1519 | 1197.0515 | 1197.0515 | 1165.2824 | 1150.1519 | 1399.9 | 1707561.9733 | 414054.6757 | 187819.8015 | 0 | 690206.1414
5056 | 1238.5577 | 1289.0614 | 1289.0614 | 1254.8504 | 1238.5577 | 1718.45 | 2250098.5257 | 445880.7688 | 202256.4709 | 0 | 348715.9179
5057 | 954.5088 | 519.6859 | 519.6859 | 505.8937 | 505.8937 | 1700.4 | 910073.8586 | 182121.7292 | 82612.44 | 822311.4086 | 151565.7502
5058 | 1051.3962 | 146.9598 | 146.9598 | 143.0595 | 143.0595 | 1687.05 | 255031.1431 | 51501.4318 | 23361.6217 | 1664981.0489 | 44770.4807
5059 | 866.1271 | 901.4449 | 901.4449 | 877.521 | 866.1271 | 1839.2 | 1683551.5748 | 311805.7614 | 141438.5579 | 0 | 139273.2216
5060 | 1031.8818 | 1073.9588 | 1073.9588 | 1045.4566 | 1031.8818 | 1868.7 | 2044391.7018 | 371477.4318 | 168506.2906 | 0 | 135486.0744
5061 | 910.3214 | 947.441 | 947.441 | 922.2964 | 910.3214 | 1760.6 | 1700532.5136 | 327715.6997 | 148655.4827 | 0 | 217930.8474
5062 | 1085.7551 | 1130.0286 | 1130.0286 | 1100.0383 | 1085.7551 | 1699.2 | 1953242.3793 | 390871.836 | 177303.8078 | 0 | 326595.104
5063 | 1110.6197 | 1155.9075 | 1155.9075 | 1125.2304 | 1110.6197 | 1694 | 1995568.607 | 399823.0996 | 181364.2004 | 0 | 339849.6346
5064 | 991.1314 | 161.744 | 161.744 | 157.4514 | 157.4514 | 1559.45 | 261338.2826 | 56682.5045 | 25711.8139 | 1528135.4465 | 69365.2149
5065 | 1030.5004 | 0 | 0 | 0 | 0 | 780.95 | 0 | 0 | 0 | 1226295.4617 | 0
5066 | 809.4815 | 0 | 0 | 0 | 0 | 1003.95 | 0 | 0 | 0 | 963283.0299 | 0
5067 | 1055.365 | 0 | 0 | 0 | 0 | 1044.45 | 0 | 0 | 0 | 1255884.3595 | 0
5068 | 926.8978 | 0 | 0 | 0 | 0 | 1200.65 | 0 | 0 | 0 | 1103008.3841 | 0
5069 | 813.6256 | 0 | 0 | 0 | 0 | 1195.95 | 0 | 0 | 0 | 968214.513 | 0
5070 | 907.5587 | 0 | 0 | 0 | 0 | 1194.45 | 0 | 0 | 0 | 1079994.7964 | 0
5071 | 821.2232 | 854.7109 | 854.7109 | 832.0273 | 821.2232 | 938.05 | 818548.9079 | 295640.3391 | 134105.7427 | 0 | 872097.7649
5072 | 962.443 | 1001.6883 | 1001.6883 | 975.1041 | 962.443 | 318.75 | 325655.8805 | 346479.4748 | 157166.9395 | 0 | 1618107.2695
5073 | 1008.2725 | 1049.3861 | 1049.3861 | 1021.536 | 1008.2725 | 1288.8 | 1375861.6058 | 362978.0831 | 164650.8916 | 0 | 717083.0464
5074 | 1436.7719 | 1495.359 | 1495.359 | 1455.6729 | 1436.7719 | 387.2 | 588740.4206 | 517237.8786 | 234624.8488 | 0 | 2317225.6961
5075 | 1155.7145 | 1863.9875 | 1202.8414 | 1814.5183 | 1155.7145 | 392.45 | 479444.2637 | 416057.2103 | 188728.1734 | 0 | 1857868.8011
5076 | 1137.1705 | 1183.5401 | 1183.5401 | 1152.1296 | 1137.1705 | 386 | 465433.3007 | 409381.3703 | 185699.9382 | 0 | 1835392.38
5077 | 1170.2102 | 1217.9274 | 1217.9274 | 1185.6043 | 1170.2102 | 390.75 | 483945.3646 | 421275.6724 | 191095.3258 | 0 | 1883160.4425
5078 | 1059.333 | 1285.1158 | 1102.5292 | 1251.0095 | 1059.333 | 422.4 | 474211.4884 | 381359.8753 | 172989.0768 | 0 | 1671203.7203
5079 | 1086.2248 | 1130.5167 | 1130.5167 | 1100.5134 | 1086.2248 | 891.8 | 1027164.1293 | 391040.9154 | 177380.5041 | 0 | 1203754.2846
5080 | 1050.3472 | 251.5963 | 251.5963 | 244.9191 | 244.9191 | 1388.45 | 360029.8852 | 88170.8801 | 39995.2909 | 1476349.6681 | 149780.2826
5081 | 1100.0177 | 460.2815 | 460.2815 | 448.0658 | 448.0658 | 1731.4 | 821183.9195 | 161303.701 | 73169.151 | 1195027.8086 | 120350.4836
5082 | 961.4501 | 248.6437 | 248.6437 | 242.0448 | 242.0448 | 1828.05 | 467207.4615 | 87136.1245 | 39525.9142 | 1318669.9832 | 41619.6017
5083 | 1004.2544 | 1045.2043 | 1045.2043 | 1017.4651 | 1004.2544 | 1841.7 | 1958359.2532 | 361531.5836 | 163994.7434 | 0 | 158973.4082
5084 | 918.6096 | 956.068 | 956.068 | 930.6944 | 918.6096 | 1866.2 | 1819098.6473 | 330699.4542 | 150008.9468 | 0 | 122909.9638
5085 | 1251.5192 | 1302.5519 | 1302.5519 | 1267.9829 | 1251.5192 | 1828.8 | 2427466.5947 | 450546.9257 | 204373.0916 | 0 | 214260.0528
5086 | 1076.0855 | 1119.9653 | 1119.9653 | 1090.2421 | 1076.0855 | 1772.2 | 2023658.8224 | 387390.789 | 175724.7662 | 0 | 245132.2826
5087 | 1287.4348 | 1339.9325 | 1339.9325 | 1304.3714 | 1287.4348 | 1698 | 2324091.6799 | 463476.5284 | 210238.103 | 0 | 388805.3099
5088 | 1154.1328 | 0 | 0 | 0 | 0 | 1419.35 | 0 | 0 | 0 | 2115525.4352 | 0
5089 | 1704.5439 | 0 | 0 | 0 | 0 | 324.9 | 0 | 0 | 0 | 2028407.2636 | 0
5090 | 1118.0342 | 0 | 0 | 0 | 0 | 304.95 | 0 | 0 | 0 | 1330460.6778 | 0
5091 | 1386.5855 | 0 | 0 | 0 | 0 | 295.45 | 0 | 0 | 0 | 1650036.764 | 0
5092 | 1257.4896 | 0 | 0 | 0 | 0 | 288.55 | 0 | 0 | 0 | 1496412.6514 | 0
5093 | 1113.2529 | 0 | 0 | 0 | 0 | 283.85 | 0 | 0 | 0 | 1324770.8963 | 0
5094 | 1508.5094 | 0 | 0 | 0 | 0 | 282.35 | 0 | 0 | 0 | 1795126.2038 | 0
5095 | 1345.1473 | 144.3724 | 144.3724 | 140.5408 | 140.5408 | 289.05 | 43024.4117 | 50594.6984 | 22950.3174 | 2208043.7127 | 240458.3313
5096 | 1347.8468 | 1398.522 | 1398.522 | 1361.4059 | 1347.8468 | 318.75 | 455304.5849 | 485224.8433 | 220103.3803 | 0 | 2266067.4106
5097 | 1439.8057 | 1498.5167 | 1498.5167 | 1458.7469 | 1439.8057 | 368.25 | 562443.4173 | 518330.0506 | 235120.2702 | 0 | 2349402.9444
5098 | 1331.5524 | 1385.8495 | 1385.8495 | 1349.0698 | 1331.5524 | 387.2 | 546185.5122 | 479358.8694 | 217442.5094 | 0 | 2147527.0656
5099 | 1361.5313 | 1417.0509 | 1417.0509 | 1379.4431 | 1361.5313 | 392.45 | 565108.4209 | 490151.286 | 222338.0695 | 0 | 2188729.159
5100 | 1417.9132 | 1475.7309 | 1475.7309 | 1436.5658 | 1417.9132 | 386 | 579542.6323 | 510448.7462 | 231545.2229 | 0 | 2288511.582
5101 | 1620.5808 | 1686.6631 | 1686.6631 | 1641.9 | 1620.5808 | 390.75 | 670863.2026 | 583409.0833 | 264640.8425 | 0 | 2607919.6315
5102 | 1546.263 | 1609.3146 | 1609.3146 | 1566.6043 | 1546.263 | 422.4 | 693515.0533 | 556654.6768 | 252504.7464 | 0 | 2439384.4946
5103 | 1367.5967 | 1423.3632 | 1423.3632 | 1385.5879 | 1367.5967 | 435.75 | 631196.8142 | 492334.7998 | 223328.5356 | 0 | 2139263.0848
5104 | 1582.1499 | 1420.9663 | 1420.9663 | 1383.2546 | 1383.2546 | 429.45 | 628901.8218 | 497971.6701 | 225885.4826 | 364574.9323 | 2172470.5737
5105 | 1603.4885 | 541.2227 | 541.2227 | 526.8589 | 526.8589 | 1535.4 | 856158.5867 | 189669.2082 | 86036.0603 | 1973462.0903 | 244778.6504
5106 | 1628.2678 | 230.1574 | 230.1574 | 224.0491 | 224.0491 | 1695.05 | 402595.906 | 80657.6863 | 36587.2227 | 2573932.7698 | 68323.7818
5107 | 1753.1561 | 1160.3069 | 1160.3069 | 1129.513 | 1129.513 | 1824.2 | 2180797.6526 | 406624.6702 | 184449.4685 | 2119139.3221 | 198568.3806
5108 | 1494.1654 | 1555.0923 | 1555.0923 | 1513.821 | 1494.1654 | 1848.7 | 2919583.0876 | 537899.5537 | 243997.2142 | 0 | 226067.1645
5109 | 1494.1654 | 1555.0923 | 1555.0923 | 1513.821 | 1494.1654 | 1756.3 | 2781341.9071 | 537899.5537 | 243997.2142 | 0 | 364128.0105
5110 | 1460.6961 | 1520.2585 | 1520.2585 | 1479.9117 | 1460.6961 | 1839.7 | 2846659.2879 | 525850.6036 | 238531.6766 | 0 | 234149.5688
5111 | 1675.8559 | 1676.6383 | 1676.6383 | 1632.1413 | 1632.1413 | 1770 | 3062735.506 | 587570.8558 | 266528.6688 | 148542.4684 | 375392.4912
5112 | 1392.1637 | 0 | 0 | 0 | 0 | 1371.5 | 0 | 0 | 0 | 2551836.1226 | 0
5113 | 1467.0712 | 0 | 0 | 0 | 0 | 1228.85 | 0 | 0 | 0 | 1745814.7601 | 0
5114 | 1345.1473 | 0 | 0 | 0 | 0 | 852.4 | 0 | 0 | 0 | 1600725.3203 | 0
5115 | 1282.1932 | 0 | 0 | 0 | 0 | 296.55 | 0 | 0 | 0 | 1525809.858 | 0
5116 | 1174.6132 | 0 | 0 | 0 | 0 | 289.2 | 0 | 0 | 0 | 1397789.7639 | 0
5117 | 1106.8777 | 0 | 0 | 0 | 0 | 283.7 | 0 | 0 | 0 | 1317184.5201 | 0
5118 | 1184.9728 | 0 | 0 | 0 | 0 | 280.8 | 0 | 0 | 0 | 1410117.6249 | 0
5119 | 1051.8925 | 0 | 0 | 0 | 0 | 283.6 | 0 | 0 | 0 | 1928118.8792 | 0
5120 | 1003.1398 | 0 | 0 | 0 | 0 | 298.65 | 0 | 0 | 0 | 1838755.3176 | 0
5121 | 1520.4757 | 0 | 0 | 0 | 0 | 919.35 | 0 | 0 | 0 | 2787031.9361 | 0
5122 | 1744.6384 | 572.0193 | 572.0193 | 556.8382 | 556.8382 | 836.15 | 493925.7201 | 200461.7421 | 90931.6736 | 2177237.7328 | 648076.107
5123 | 1595.175 | 1660.2211 | 1660.2211 | 1616.1598 | 1595.175 | 351.95 | 595948.8081 | 574262.9978 | 260492.0765 | 0 | 2628928.1489
5124 | 1462.4025 | 1522.0341 | 1522.0341 | 1481.6401 | 1462.4025 | 359.3 | 558559.5408 | 526464.8849 | 238810.3214 | 0 | 2399362.9614
5125 | 1607.6891 | 1673.2454 | 1673.2454 | 1628.8384 | 1607.6891 | 377.2 | 644632.8082 | 578768.0857 | 262535.6344 | 0 | 2608957.7092
5126 | 1637.0923 | 1703.8474 | 1703.8474 | 1658.6282 | 1637.0923 | 405.85 | 705209.9764 | 589353.232 | 267337.1744 | 0 | 2609770.2118
5127 | 1664.4276 | 1670.5363 | 1670.5363 | 1626.2011 | 1626.2011 | 411.6 | 709639.1079 | 585432.4095 | 265558.6458 | 70069.0488 | 2583057.8869
5128 | 1619.2759 | 637.5507 | 637.5507 | 620.6305 | 620.6305 | 865.1 | 569466.7785 | 223426.9702 | 101348.9562 | 1830517.0349 | 704353.5237
5129 | 1609.6674 | 674.9052 | 674.9052 | 656.9936 | 656.9936 | 1766.6 | 1229678.4694 | 236517.7047 | 107287.0588 | 1746251.0347 | 153342.3119
5130 | 1842.5401 | 240.3841 | 240.3841 | 234.0044 | 234.0044 | 1809.2 | 447384.3653 | 84241.5808 | 38212.9171 | 2948445.8758 | 44648.0378
5131 | 1522.0625 | 1584.1268 | 1584.1268 | 1542.0849 | 1522.0625 | 1837.65 | 2962623.5044 | 547942.4968 | 248552.8048 | 0 | 247106.7657
5132 | 1333.194 | 1387.5574 | 1387.5574 | 1350.7324 | 1333.194 | 1844.9 | 2607387.0068 | 479949.8418 | 217710.581 | 0 | 206778.3894
5133 | 1353.1162 | 1408.2917 | 1408.2917 | 1370.9164 | 1353.1162 | 1753.25 | 2517718.6602 | 487121.8356 | 220963.8771 | 0 | 333881.373
5134 | 1412.8828 | 1470.4958 | 1470.4958 | 1431.4697 | 1412.8828 | 1823.35 | 2728394.5062 | 508637.8177 | 230723.7656 | 0 | 249585.7514
5135 | 1341.9598 | 1396.6808 | 1396.6808 | 1359.6137 | 1341.9598 | 1719.3 | 2443608.2753 | 483105.519 | 219142.0313 | 0 | 376688.1088
5136 | 1469.4619 | 0 | 0 | 0 | 0 | 1523.05 | 0 | 0 | 0 | 2693523.648 | 0
5137 | 1242.3487 | 0 | 0 | 0 | 0 | 1228.85 | 0 | 0 | 0 | 2277225.2533 | 0
5138 | 1430.4144 | 0 | 0 | 0 | 0 | 1198.05 | 0 | 0 | 0 | 2621949.5365 | 0
5139 | 1263.8647 | 0 | 0 | 0 | 0 | 1085.8 | 0 | 0 | 0 | 2316664.0483 | 0
5140 | 1263.8647 | 0 | 0 | 0 | 0 | 964.6 | 0 | 0 | 0 | 2316664.0483 | 0
5141 | 1340.366 | 0 | 0 | 0 | 0 | 959.1 | 0 | 0 | 0 | 2456890.8762 | 0
5142 | 1114.0497 | 0 | 0 | 0 | 0 | 956.2 | 0 | 0 | 0 | 2042053.1771 | 0
5143 | 1307.6936 | 172.4859 | 172.4859 | 167.9082 | 167.9082 | 770.3 | 137374.1631 | 60446.9433 | 27419.4051 | 2089226.6479 | 206476.6837
5144 | 1075.8529 | 632.7288 | 632.7288 | 615.9365 | 615.9365 | 298.65 | 195320.1133 | 221737.149 | 100582.4346 | 843026.7096 | 1047923.607
5145 | 1014.0104 | 1055.3581 | 1055.3581 | 1027.3494 | 1014.0104 | 1036 | 1113887.8894 | 365043.739 | 165587.896 | 0 | 977505.64
5146 | 1160.599 | 1207.9245 | 1207.9245 | 1175.8668 | 1160.599 | 677.85 | 834063.4756 | 417815.6299 | 189525.8121 | 0 | 1534485.9308
5147 | 1335.6922 | 1390.1583 | 1390.1583 | 1353.2642 | 1335.6922 | 351.95 | 498792.7625 | 480849.2096 | 218118.5443 | 0 | 2201287.611
5148 | 1416.1869 | 1473.9346 | 1473.9346 | 1434.8171 | 1416.1869 | 359.3 | 539827.7074 | 509827.293 | 231263.3249 | 0 | 2323537.8878
5149 | 1072.5339 | 1116.2675 | 1116.2675 | 1086.6423 | 1072.5339 | 377.2 | 430242.0513 | 386112.1889 | 175144.779 | 0 | 1740507.9448
5150 | 1228.6313 | 511.6053 | 511.6053 | 498.0276 | 498.0276 | 405.85 | 215222.1595 | 179289.9201 | 81327.8999 | 1339196.6852 | 793930.628
5151 | 962.4338 | 184.0364 | 184.0364 | 179.1522 | 179.1522 | 411.6 | 78295.9242 | 64494.7817 | 29255.5496 | 1435755.2028 | 284565.3092
5152 | 1200.7083 | 292.3292 | 292.3292 | 284.571 | 284.571 | 738.3 | 222759.6746 | 102445.5471 | 46470.4385 | 1679279.8244 | 359043.1856
5153 | 1232.7184 | 560.9464 | 560.9464 | 546.0592 | 546.0592 | 1633.75 | 945609.7175 | 196581.3173 | 89171.4698 | 1258646.1984 | 199994.1874
5154 | 856.2803 | 162.9784 | 162.9784 | 158.653 | 158.653 | 1674.2 | 281528.8128 | 57115.0813 | 25908.0355 | 1278750.8475 | 51689.1485
5155 | 1170.6288 | 0 | 0 | 0 | 0 | 1675.15 | 0 | 0 | 0 | 2145762.6014 | 0
5156 | 1184.9728 | 835.9613 | 835.9613 | 813.7753 | 813.7753 | 1822.4 | 1570688.6359 | 292959.1188 | 132889.5114 | 680404.9513 | 144526.4986
5157 | 1341.1629 | 1395.8513 | 1395.8513 | 1358.8062 | 1341.1629 | 1700.3 | 2420523.6213 | 482818.6393 | 219011.8994 | 0 | 401946.5172
5158 | 1157.0817 | 1204.2641 | 1204.2641 | 1172.3036 | 1157.0817 | 1798.3 | 2207680.6209 | 416549.4142 | 188951.4426 | 0 | 233383.3801
5159 | 1082.1742 | 1126.3016 | 1126.3016 | 1096.4102 | 1082.1742 | 1699.3 | 1950742.6012 | 389582.7167 | 176719.049 | 0 | 325409.7218
5160 | 136.2679 | 141.8246 | 141.8246 | 138.0606 | 136.2679 | 1394.6 | 202087.6216 | 49056.4393 | 22252.5459 | 0 | 82496.5787
5161 | 105.9861 | 0 | 0 | 0 | 0 | 1319.6 | 0 | 0 | 0 | 126123.4998 | 0
5162 | 87.6577 | 0 | 0 | 0 | 0 | 1120.65 | 0 | 0 | 0 | 104312.669 | 0
5163 | 91.6421 | 0 | 0 | 0 | 0 | 1223.5 | 0 | 0 | 0 | 109054.1539 | 0
5164 | 87.6577 | 0 | 0 | 0 | 0 | 1183 | 0 | 0 | 0 | 104312.669 | 0
5165 | 91.6421 | 0 | 0 | 0 | 0 | 1173.65 | 0 | 0 | 0 | 109054.1539 | 0
5166 | 84.4702 | 0 | 0 | 0 | 0 | 1164.55 | 0 | 0 | 0 | 100519.481 | 0
5167 | 82.0795 | 85.427 | 85.427 | 83.1598 | 82.0795 | 1176.2 | 102306.9909 | 29548.6155 | 13403.5803 | 0 | 67616.6802
5168 | 81.0455 | 84.3508 | 84.3508 | 82.1122 | 81.0455 | 817.65 | 70216.3765 | 29176.389 | 13234.7342 | 0 | 95823.5557
5169 | 801.8299 | 834.5261 | 834.5261 | 812.3782 | 801.8299 | 1029 | 875947.2972 | 288658.775 | 130938.8277 | 0 | 778576.8626
5170 | 967.4233 | 1006.8724 | 1006.8724 | 980.1506 | 967.4233 | 665.1 | 682523.9511 | 348272.3895 | 157980.2256 | 0 | 1291413.3689
5171 | 1373.2187 | 1429.2145 | 1429.2145 | 1391.2839 | 1373.2187 | 335.3 | 487577.1016 | 494358.7363 | 224246.6157 | 0 | 2285997.1899
5172 | 1296.8011 | 1349.6804 | 1349.6804 | 1313.8606 | 1296.8011 | 343.8 | 473584.1258 | 466848.4014 | 211767.6221 | 0 | 2147761.8162
5173 | 1405.7098 | 1463.0293 | 1463.0293 | 1424.2013 | 1405.7098 | 354.95 | 532211.9978 | 506055.5413 | 229552.4164 | 0 | 2312462.9674
5174 | 1424.881 | 1482.9831 | 1482.9831 | 1443.6255 | 1424.881 | 371.45 | 562980.5647 | 512957.1514 | 232683.0634 | 0 | 2320489.9135
5175 | 1143.2188 | 1448.9351 | 1189.8358 | 1410.4812 | 1143.2188 | 360.8 | 437902.9282 | 411558.7824 | 186687.6366 | 0 | 1873964.3225
5176 | 1188.5309 | 2203.3578 | 1236.9955 | 2144.8819 | 1188.5309 | 1129.6 | 1424830.0305 | 427871.124 | 194087.096 | 0 | 1034497.2954
5177 | 1249.3245 | 1240.5529 | 1240.5529 | 1207.6293 | 1207.6293 | 1560.15 | 2000373.1087 | 434746.5339 | 197205.8583 | 76427.3862 | 531175.7304
5178 | 1404.2924 | 0 | 0 | 0 | 0 | 1651.65 | 0 | 0 | 0 | 2574067.9179 | 0
5179 | 1160.2693 | 1207.581 | 1207.581 | 1175.5325 | 1160.2693 | 1648.65 | 2032556.2767 | 417696.9332 | 189471.97 | 0 | 407660.5131
5180 | 1162.6599 | 1210.0695 | 1210.0695 | 1177.955 | 1162.6599 | 1655.5 | 2040282.0275 | 418557.5726 | 189862.3656 | 0 | 400536.3438
5181 | 1369.8509 | 1425.7091 | 1425.7091 | 1387.8716 | 1369.8509 | 1658.05 | 2416802.0586 | 493146.3107 | 223696.6459 | 0 | 468420.5026
5182 | 1357.1007 | 1412.4392 | 1412.4392 | 1374.9539 | 1357.1007 | 1666.9 | 2404408.4394 | 488556.2344 | 221614.5363 | 0 | 452050.2268
5183 | 1209.6763 | 1259.0027 | 1259.0027 | 1225.5895 | 1209.6763 | 1517.85 | 1950442.3553 | 435483.4784 | 197540.1445 | 0 | 583245.2834
5184 | 945.9063 | 0 | 0 | 0 | 0 | 1502.85 | 0 | 0 | 0 | 1733846.2957 | 0
5185 | 1825.6709 | 0 | 0 | 0 | 0 | 1115.95 | 0 | 0 | 0 | 2172548.4055 | 0
5186 | 1777.8576 | 0 | 0 | 0 | 0 | 1077.2 | 0 | 0 | 0 | 2115650.5868 | 0
5187 | 1880.6562 | 0 | 0 | 0 | 0 | 1163.85 | 0 | 0 | 0 | 2237980.8982 | 0
5188 | 2020.9085 | 0 | 0 | 0 | 0 | 1071.6 | 0 | 0 | 0 | 2404881.1686 | 0
5189 | 2148.4107 | 0 | 0 | 0 | 0 | 1179.3 | 0 | 0 | 0 | 2556608.6866 | 0
5190 | 2121.3165 | 0 | 0 | 0 | 0 | 1198.5 | 0 | 0 | 0 | 2524366.5898 | 0
5191 | 1969.1108 | 0 | 0 | 0 | 0 | 1091.65 | 0 | 0 | 0 | 3609380.1147 | 0
5192 | 1123.1632 | 0 | 0 | 0 | 0 | 555.25 | 0 | 0 | 0 | 2058758.0631 | 0
5193 | 1632.0301 | 0 | 0 | 0 | 0 | 294.25 | 0 | 0 | 0 | 2991511.133 | 0
5194 | 1933.3126 | 797.5358 | 797.5358 | 776.3696 | 776.3696 | 302.75 | 248563.9868 | 279493.0712 | 126781.1626 | 2120676.4398 | 1317693.3752
5195 | 2180.0402 | 2268.935 | 2268.935 | 2208.7187 | 2180.0402 | 312.45 | 721125.9285 | 784814.4544 | 356000.5567 | 0 | 3678926.502
5196 | 2017.7698 | 2100.0482 | 2100.0482 | 2044.3141 | 2017.7698 | 313.95 | 672047.2292 | 726397.1284 | 329501.8085 | 0 | 3402060.773
5197 | 1936.1236 | 2015.0719 | 2015.0719 | 1961.593 | 1936.1236 | 315.8 | 648921.6432 | 697004.5039 | 316168.9875 | 0 | 3260819.4042
5198 | 2326.1845 | 2421.0383 | 2421.0383 | 2356.7853 | 2326.1845 | 330.6 | 817208.0241 | 837426.4099 | 379865.9243 | 0 | 3883331.5696
5199 | 2160.3092 | 2168.243 | 2168.243 | 2110.699 | 2110.699 | 342.5 | 767874.576 | 759851.647 | 344677.1499 | 90935.4589 | 3498483.6249
5200 | 1965.9362 | 238.6241 | 238.6241 | 232.2911 | 232.2911 | 349.25 | 86359.4169 | 83624.8124 | 37933.1441 | 3177771.3974 | 383454.6087
5201 | 2270.9292 | 344.1755 | 344.1755 | 335.0413 | 335.0413 | 340.55 | 121280.591 | 120614.8636 | 54712.2423 | 3548482.6128 | 555984.265
5202 | 1602.9128 | 85.3822 | 85.3822 | 83.1162 | 83.1162 | 321.7 | 28447.1544 | 29921.8351 | 13572.8769 | 2785787.1136 | 139493.9328
5203 | 2148.4226 | 760.8339 | 760.8339 | 740.6417 | 740.6417 | 1137.1 | 895115.9518 | 266631.0261 | 120946.796 | 4783639.416 | 639099.7568
5204 | 2164.3484 | 1676.6383 | 1676.6383 | 1632.1413 | 1632.1413 | 1358.95 | 2354756.6575 | 587570.8558 | 266528.6688 | 1808439.929 | 1046284.1587
5205 | 1992.2206 | 1676.6383 | 1676.6383 | 1632.1413 | 1632.1413 | 1249.4 | 2168647.9933 | 587570.8558 | 266528.6688 | 1223549.4709 | 1225085.2344
5206 | 1660.7151 | 1676.6383 | 1676.6383 | 1632.1413 | 1632.1413 | 1254.25 | 2173814.152 | 587570.8558 | 266528.6688 | 97093.7717 | 1217169.3493
5207 | 2342.8514 | 1676.6383 | 1676.6383 | 1632.1413 | 1632.1413 | 1246.1 | 2158646.227 | 587570.8558 | 266528.6688 | 2414992.9973 | 1230471.3006
5208 | 2067.1281 | 0 | 0 | 0 | 0 | 1062.75 | 0 | 0 | 0 | 3789045.7376 | 0
5209 | 1512.4939 | 0 | 0 | 0 | 0 | 1351.75 | 0 | 0 | 0 | 1799867.6886 | 0
5210 | 1488.5872 | 0 | 0 | 0 | 0 | 306.35 | 0 | 0 | 0 | 1771418.7787 | 0
5211 | 1255.099 | 0 | 0 | 0 | 0 | 296.55 | 0 | 0 | 0 | 1493567.76 | 0
5212 | 1229.5985 | 0 | 0 | 0 | 0 | 289.2 | 0 | 0 | 0 | 1463222.2567 | 0
5213 | 1267.0523 | 0 | 0 | 0 | 0 | 283.7 | 0 | 0 | 0 | 1507792.2156 | 0
5214 | 1408.8984 | 0 | 0 | 0 | 0 | 578.8 | 0 | 0 | 0 | 1676589.0793 | 0
5215 | 1368.2571 | 0 | 0 | 0 | 0 | 1061 | 0 | 0 | 0 | 2508015.2405 | 0
5216 | 992.7355 | 0 | 0 | 0 | 0 | 973.95 | 0 | 0 | 0 | 1819684.1031 | 0
5217 | 1172.2624 | 347.2916 | 347.2916 | 338.0747 | 338.0747 | 1072.8 | 384244.0576 | 121706.8827 | 55207.5943 | 1529066.1508 | 313462.838
5218 | 1292.8316 | 1128.9805 | 1128.9805 | 1099.018 | 1099.018 | 1113.65 | 1296675.6103 | 395646.4858 | 179469.642 | 355260.3284 | 974114.6187
5219 | 1352.5624 | 1407.7151 | 1407.7151 | 1370.3551 | 1352.5624 | 989.1 | 1415067.6928 | 486922.4543 | 220873.4355 | 0 | 1367304.9258
5220 | 1429.4651 | 1487.754 | 1487.754 | 1448.2698 | 1429.4651 | 359.3 | 544362.7044 | 514607.427 | 233431.6467 | 0 | 2345323.2255
5221 | 1429.4511 | 1487.7394 | 1487.7394 | 1448.2556 | 1429.4511 | 377.2 | 571677.26 | 514602.4068 | 233429.3695 | 0 | 2319713.2938
5222 | 1083.6514 | 1127.8388 | 1127.8388 | 1097.9066 | 1083.6514 | 1195.45 | 1374435.5384 | 390114.5202 | 176960.281 | 0 | 871851.412
5223 | 1206.68 | 1255.8845 | 1255.8845 | 1222.554 | 1206.68 | 1302.25 | 1663835.1962 | 434404.8108 | 197050.8489 | 0 | 841960.97
5224 | 1434.9975 | 703.689 | 703.689 | 685.0134 | 685.0134 | 1462.1 | 1061152.9117 | 246604.8394 | 111862.6952 | 1374720.7254 | 368468.7309
5225 | 1270.9311 | 638.2262 | 638.2262 | 621.288 | 621.288 | 1731.1 | 1138840.6017 | 223663.6838 | 101456.3321 | 1190795.847 | 167064.3461
5226 | 1239.3475 | 256.0425 | 256.0425 | 249.2473 | 249.2473 | 1668.75 | 440503.9466 | 89729.0317 | 40702.0857 | 1814853.5857 | 82563.1715
5227 | 795.2945 | 827.7235 | 827.7235 | 805.7562 | 795.2945 | 1750.15 | 1472693.6251 | 286306.0024 | 129871.5839 | 0 | 198704.2059
5228 | 1205.6919 | 1254.8563 | 1254.8563 | 1221.5531 | 1205.6919 | 1784.9 | 2278022.3159 | 434049.0797 | 196889.4853 | 0 | 259344.3251
5229 | 1452.7272 | 1511.9645 | 1511.9645 | 1471.8378 | 1452.7272 | 1780.3 | 2744094.659 | 522981.806 | 237230.3581 | 0 | 319164.1219
5230 | 1126.8 | 1172.7473 | 1172.7473 | 1141.6232 | 1126.8 | 1878.35 | 2240155.7573 | 405647.9834 | 184006.4325 | 0 | 137075.2144
5231 | 1046.3142 | 1088.9793 | 1088.9793 | 1060.0784 | 1046.3142 | 1879.2 | 2080422.7466 | 376673.1275 | 170863.1159 | 0 | 126394.7312
5232 | 945.9063 | 0 | 0 | 0 | 0 | 1859.5 | 0 | 0 | 0 | 1733846.2957 | 0
5233 | 1189.7541 | 0 | 0 | 0 | 0 | 1705.1 | 0 | 0 | 0 | 1415807.4076 | 0
5234 | 1080.5804 | 0 | 0 | 0 | 0 | 1495.75 | 0 | 0 | 0 | 1285890.72 | 0
5235 | 1216.8483 | 0 | 0 | 0 | 0 | 1225.55 | 0 | 0 | 0 | 1448049.5044 | 0
5236 | 1073.4084 | 0 | 0 | 0 | 0 | 1205.65 | 0 | 0 | 0 | 1277356.046 | 0
5237 | 1196.1292 | 0 | 0 | 0 | 0 | 1163.2 | 0 | 0 | 0 | 1423393.7825 | 0
5238 | 1135.5657 | 0 | 0 | 0 | 0 | 1196.2 | 0 | 0 | 0 | 1351323.2116 | 0
5239 | 1033.564 | 143.903 | 143.903 | 140.0839 | 140.0839 | 1212.6 | 180022.5326 | 50430.2026 | 22875.7002 | 1637749.0875 | 110302.0597
5240 | 863.52 | 898.7316 | 898.7316 | 874.8797 | 863.52 | 1178.15 | 1079037.6451 | 310867.2132 | 141012.822 | 0 | 709683.912
5241 | 1062.6763 | 1106.0085 | 1106.0085 | 1076.6557 | 1062.6763 | 1252.8 | 1412229.1799 | 382563.486 | 173535.048 | 0 | 794031.5072
5242 | 1360.7414 | 1416.2287 | 1416.2287 | 1378.6428 | 1360.7414 | 1256.6 | 1813376.1163 | 489866.9166 | 222209.0763 | 0 | 1011574.8594
5243 | 1568.4882 | 1841.3059 | 1632.447 | 1792.4386 | 1568.4882 | 1280.95 | 2126857.6075 | 564655.7531 | 256134.1235 | 0 | 1127821.4424
5244 | 1509.8552 | 1571.422 | 1571.422 | 1529.7174 | 1509.8552 | 1249.95 | 2002825.0937 | 543547.8576 | 246559.3476 | 0 | 1132466.8628
5245 | 1563.935 | 1627.7073 | 1627.7073 | 1584.5088 | 1563.935 | 1089.35 | 1810856.2612 | 563016.5939 | 255390.5827 | 0 | 1424197.3923
5246 | 1577.8526 | 2507.1512 | 1642.1928 | 2440.6127 | 1577.8526 | 1437.25 | 2401948.7231 | 568026.949 | 257663.3355 | 0 | 887936.5709
5247 | 1437.9908 | 874.7146 | 874.7146 | 851.5002 | 851.5002 | 1798.1 | 1620208.2357 | 306540.0583 | 139049.9764 | 1075037.3085 | 171917.8827
5248 | 1849.9352 | 112.5371 | 112.5371 | 109.5504 | 109.5504 | 1818.65 | 211012.4032 | 39438.1582 | 17889.5868 | 3190125.2295 | 19866.9722
5249 | 2043.3748 | 42.4762 | 42.4762 | 41.3489 | 41.3489 | 1848.15 | 80883.8069 | 14885.5996 | 6752.2734 | 3669713.5265 | 6278.8286
5250 | 1857.415 | 161.7523 | 161.7523 | 157.4595 | 157.4595 | 1763.25 | 294521.2631 | 56685.4224 | 25713.1374 | 3116018.3679 | 37278.5382
5251 | 1680.6373 | 1441.4675 | 1441.4675 | 1403.2118 | 1403.2118 | 1769.65 | 2634141.7374 | 505156.2369 | 229144.4819 | 942691.8582 | 323229.8311
5252 | 1432.0081 | 1490.4007 | 1490.4007 | 1450.8463 | 1432.0081 | 1785.5 | 2711242.0508 | 515522.9322 | 233846.9301 | 0 | 307165.716
5253 | 1791.4047 | 1676.6383 | 1676.6383 | 1632.1413 | 1632.1413 | 1793.4 | 3105214.3202 | 587570.8558 | 266528.6688 | 541177.267 | 337200.3856
5254 | 1433.6019 | 1492.0597 | 1492.0597 | 1452.4612 | 1433.6019 | 1870.85 | 2838235.6517 | 516096.6916 | 234107.1937 | 0 | 185149.6881
5255 | 1313.2718 | 1366.823 | 1366.823 | 1330.5483 | 1313.2718 | 1844.3 | 2561778.379 | 472777.8476 | 214457.2848 | 0 | 204476.4191
5256 | 1328.4127 | 0 | 0 | 0 | 0 | 1769.05 | 0 | 0 | 0 | 2434980.4333 | 0
5257 | 1421.6486 | 0 | 0 | 0 | 0 | 1728.6 | 0 | 0 | 0 | 1691761.8316 | 0
5258 | 1459.1023 | 0 | 0 | 0 | 0 | 1705.35 | 0 | 0 | 0 | 1736331.7906 | 0
5259 | 1105.284 | 0 | 0 | 0 | 0 | 1695.55 | 0 | 0 | 0 | 1315287.9267 | 0
5260 | 1154.691 | 0 | 0 | 0 | 0 | 1636.7 | 0 | 0 | 0 | 1374082.34 | 0
5261 | 1428.0237 | 0 | 0 | 0 | 0 | 1579.7 | 0 | 0 | 0 | 1699348.2078 | 0
5262 | 1184.9728 | 0 | 0 | 0 | 0 | 1576.8 | 0 | 0 | 0 | 1410117.6249 | 0
5263 | 1434.3988 | 0 | 0 | 0 | 0 | 1523.25 | 0 | 0 | 0 | 2629253.0187 | 0
5264 | 1038.439 | 0 | 0 | 0 | 0 | 1334.15 | 0 | 0 | 0 | 1903458.6778 | 0
5265 | 1255.5094 | 0 | 0 | 0 | 0 | 1671.3 | 0 | 0 | 0 | 2301348.6495 | 0
5266 | 1522.3454 | 517.6824 | 517.6824 | 503.9434 | 503.9434 | 1529.55 | 817047.9502 | 181419.6127 | 82293.9521 | 1866730.8996 | 237080.1578
5267 | 1627.697 | 1694.0693 | 1694.0693 | 1649.1096 | 1627.697 | 1222.45 | 2111708.922 | 585970.9196 | 265802.9199 | 0 | 1265615.8016
5268 | 1740.9657 | 1811.957 | 1811.957 | 1763.8687 | 1740.9657 | 1233.3 | 2279559.4208 | 626747.6502 | 284299.698 | 0 | 1334797.8655
5269 | 1456.1419 | 1515.5188 | 1515.5188 | 1475.2978 | 1456.1419 | 1146.2 | 1768315.4002 | 524211.0858 | 237787.9731 | 0 | 1243253.9585
5270 | 1415.659 | 1473.385 | 1473.385 | 1434.2822 | 1415.659 | 1589.15 | 2381792.1936 | 509637.2353 | 231177.1126 | 0 | 581623.4948
5271 | 1574.2258 | 1092.901 | 1092.901 | 1063.896 | 1063.896 | 1564.75 | 1760411.4255 | 383002.5528 | 173734.2135 | 935434.5564 | 463060.7253
5272 | 1456.6718 | 100.3486 | 100.3486 | 97.6854 | 97.6854 | 1804.6 | 186396.2253 | 35166.7366 | 15952.0225 | 2491022.1729 | 19087.7232
5273 | 1710.5644 | 582.1845 | 582.1845 | 566.7337 | 566.7337 | 1786.6 | 1071922.9436 | 204024.1171 | 92547.6065 | 2096641.7653 | 120940.9628
5274 | 1605.2895 | 141.5113 | 141.5113 | 137.7557 | 137.7557 | 1754.2 | 255719.9728 | 49592.0396 | 22495.5002 | 2689989.515 | 33860.3426
5275 | 1610.0698 | 1114.6907 | 1114.6907 | 1085.1074 | 1085.1074 | 1761.7 | 2028879.1556 | 390638.6626 | 177198.0378 | 1783822.3538 | 258581.0925
5276 | 1475.0401 | 1535.1874 | 1535.1874 | 1494.4444 | 1475.0401 | 1796.8 | 2810413.1881 | 531014.4392 | 240874.0498 | 0 | 299728.128
5277 | 1838.4211 | 1676.6383 | 1676.6383 | 1632.1413 | 1632.1413 | 1827.5 | 3161334.6127 | 587570.8558 | 266528.6688 | 700939.0146 | 281544.3684
5278 | 1491.7748 | 1552.6048 | 1552.6048 | 1511.3995 | 1491.7748 | 1873.35 | 2956529.4913 | 537038.9143 | 243606.8186 | 0 | 188933.2736
5279 | 1526.041 | 1588.2681 | 1588.2681 | 1546.1163 | 1526.041 | 1879.25 | 3034227.0417 | 549374.7442 | 249202.4881 | 0 | 184269.4454
5280 | 1497.353 | 0 | 0 | 0 | 0 | 1829.55 | 0 | 0 | 0 | 2744648.0105 | 0
5281 | 1734.0288 | 0 | 0 | 0 | 0 | 1748.6 | 0 | 0 | 0 | 2063494.2518 | 0
5282 | 1447.9459 | 0 | 0 | 0 | 0 | 1748.45 | 0 | 0 | 0 | 1723055.6317 | 0
5283 | 1251.1145 | 0 | 0 | 0 | 0 | 1643.05 | 0 | 0 | 0 | 1488826.2752 | 0
5284 | 1269.4429 | 0 | 0 | 0 | 0 | 1442.85 | 0 | 0 | 0 | 1510637.1057 | 0
5285 | 1431.2113 | 0 | 0 | 0 | 0 | 1406.7 | 0 | 0 | 0 | 1703141.3958 | 0
5286 | 1506.9156 | 0 | 0 | 0 | 0 | 1519.45 | 0 | 0 | 0 | 1793229.6092 | 0
5287 | 1356.3038 | 0 | 0 | 0 | 0 | 1436.75 | 0 | 0 | 0 | 2486104.7976 | 0
5288 | 1302.3903 | 0 | 0 | 0 | 0 | 1087.65 | 0 | 0 | 0 | 2387281.4016 | 0
5289 | 1113.0576 | 9.4149 | 9.4149 | 9.165 | 9.165 | 1562.45 | 15145.8248 | 3299.4005 | 1496.6447 | 2023435.1625 | 4010.1464
5290 | 1552.2695 | 1426.1733 | 1426.1733 | 1388.3235 | 1388.3235 | 1578.8 | 2318544.8318 | 499796.4436 | 226713.2201 | 300513.1675 | 584761.839
5291 | 1629.2201 | 1695.6554 | 1695.6554 | 1650.6536 | 1629.2201 | 1410.95 | 2434157.6306 | 586519.2184 | 266051.6343 | 0 | 959692.041
5292 | 1607.9571 | 2047.2881 | 1673.5243 | 1992.9542 | 1607.9571 | 1313.3 | 2238104.8552 | 578864.5492 | 262579.3913 | 0 | 1104184.1275
5293 | 1593.6599 | 1658.6433 | 1658.6433 | 1614.6238 | 1593.6599 | 1146.2 | 1935714.867 | 573717.5676 | 260244.6633 | 0 | 1360666.8312
5294 | 1528.3529 | 1590.6743 | 1590.6743 | 1548.4587 | 1528.3529 | 1614.85 | 2609730.8343 | 550207.0541 | 249580.0331 | 0 | 588645.1302
5295 | 1862.026 | 1937.9534 | 1937.9534 | 1886.5212 | 1862.026 | 1810.6 | 3565981.5836 | 670329.3478 | 304068.8402 | 0 | 352667.718
5296 | 1724.6753 | 987.7471 | 987.7471 | 961.5329 | 961.5329 | 1842.7 | 1873599.2222 | 346151.8307 | 157018.3166 | 1398840.0995 | 151249.1194
5297 | 1844.8819 | 848.2955 | 848.2955 | 825.7822 | 825.7822 | 1821.15 | 1588295.263 | 297281.6034 | 134850.2384 | 1868009.7139 | 147691.1521
5298 | 1817.6831 | 0 | 0 | 0 | 0 | 1790.2 | 0 | 0 | 0 | 3331813.1608 | 0
5299 | 1765.9551 | 831.7878 | 831.7878 | 809.7126 | 809.7126 | 1787.35 | 1532145.911 | 291496.5281 | 132226.064 | 3249312.1374 | 172185.3797
5300 | 1718.8879 | 1676.6383 | 1676.6383 | 1632.1413 | 1632.1413 | 1819.6 | 3146200.254 | 587570.8558 | 266528.6688 | 294765.0855 | 294438.2844
5301 | 1542.7756 | 1605.6855 | 1605.6855 | 1563.0714 | 1542.7756 | 1830.3 | 2989903.8408 | 555399.2189 | 251935.2568 | 0 | 261809.0207
5302 | 1653.5431 | 1676.6383 | 1676.6383 | 1632.1413 | 1632.1413 | 1878.3 | 3240295.9419 | 587570.8558 | 266528.6688 | 72723.3361 | 198631.5921
5303 | 1906.9535 | 1676.6383 | 1676.6383 | 1632.1413 | 1632.1413 | 1879.3 | 3241580.5303 | 587570.8558 | 266528.6688 | 933812.0656 | 196999.4508
5304 | 1835.2336 | 0 | 0 | 0 | 0 | 1854.95 | 0 | 0 | 0 | 3363983.1668 | 0
5305 | 1701.3564 | 0 | 0 | 0 | 0 | 1823.6 | 0 | 0 | 0 | 3118586.2189 | 0
5306 | 1351.5224 | 0 | 0 | 0 | 0 | 1759.75 | 0 | 0 | 0 | 2477340.6215 | 0
5307 | 1069.424 | 0 | 0 | 0 | 0 | 1738.65 | 0 | 0 | 0 | 1960254.1938 | 0
5308 | 1283.7869 | 0 | 0 | 0 | 0 | 1731.3 | 0 | 0 | 0 | 2353181.4519 | 0
5309 | 1391.3668 | 0 | 0 | 0 | 0 | 1586.1 | 0 | 0 | 0 | 2550375.4269 | 0
5310 | 1366.6633 | 0 | 0 | 0 | 0 | 1522.8 | 0 | 0 | 0 | 2505093.8472 | 0
5311 | 1409.6953 | 188.5586 | 188.5586 | 183.5543 | 183.5543 | 1529.1 | 298337.8658 | 66079.559 | 29974.4222 | 2247516.3492 | 86435.7343
5312 | 1126.6764 | 698.3872 | 698.3872 | 679.8524 | 679.8524 | 1420.15 | 1026263.0522 | 244746.875 | 111019.9019 | 819028.402 | 394212.4319
5313 | 1236.8333 | 1287.2671 | 1287.2671 | 1253.1037 | 1236.8333 | 1719.35 | 2250524.6098 | 445259.9822 | 201974.8753 | 0 | 347117.1814
5314 | 853.2232 | 888.0147 | 888.0147 | 864.4473 | 853.2232 | 1633.65 | 1475736.5139 | 307160.3681 | 139331.3558 | 0 | 312578.2461
5315 | 1279.1002 | 1331.2576 | 1331.2576 | 1295.9267 | 1279.1002 | 1534.95 | 2080454.1928 | 460476.085 | 208877.0685 | 0 | 594845.455
5316 | 1487.5921 | 1548.2512 | 1548.2512 | 1507.1615 | 1487.5921 | 1361.9 | 2148039.0139 | 535533.1542 | 242923.7891 | 0 | 949232.4552
5317 | 1377.6534 | 1433.8293 | 1433.8293 | 1395.7762 | 1377.6534 | 1191.45 | 1737581.6837 | 495955.2222 | 224970.7994 | 0 | 1113901.3332
5318 | 1389.6814 | 1446.3488 | 1446.3488 | 1407.9635 | 1389.6814 | 1747.9 | 2571846.9884 | 500285.3137 | 226934.977 | 0 | 350338.6877
5319 | 1142.5534 | 1189.1437 | 1189.1437 | 1157.5845 | 1142.5534 | 1853.7 | 2240381.5521 | 411319.2377 | 186578.9764 | 0 | 167155.568
5320 | 1250.1114 | 1007.8737 | 1007.8737 | 981.1253 | 981.1253 | 1842.7 | 1913179.2163 | 353205.0926 | 160217.7545 | 493051.6618 | 154331.003
5321 | 1587.4332 | 255.5898 | 255.5898 | 248.8066 | 248.8066 | 1853.8 | 487648.4862 | 89570.3716 | 40630.1158 | 2453702.6262 | 36375.5231
5322 | 1534.0547 | 150.2611 | 150.2611 | 146.2733 | 146.2733 | 1821.4 | 281430.5244 | 52658.3739 | 23886.4235 | 2543803.3103 | 26124.4044
5323 | 1588.2052 | 0 | 0 | 0 | 0 | 1812.35 | 0 | 0 | 0 | 2911180.1499 | 0
5324 | 1595.3702 | 0 | 0 | 0 | 0 | 1842.4 | 0 | 0 | 0 | 2924313.6334 | 0
5325 | 1622.4644 | 0 | 0 | 0 | 0 | 1855.3 | 0 | 0 | 0 | 2973977.302 | 0
5326 | 1469.4619 | 0 | 0 | 0 | 0 | 1878.35 | 0 | 0 | 0 | 2693523.648 | 0
5327 | 1749.1697 | 543.9599 | 543.9599 | 529.5235 | 529.5235 | 1879.3 | 1048643.7953 | 190628.4635 | 86471.1891 | 2235611.3916 | 63913.4876
5328 | 1341.9598 | 1396.6808 | 1396.6808 | 1359.6137 | 1341.9598 | 1857.5 | 2626809.728 | 483105.519 | 219142.0313 | 0 | 191229.2679
5329 | 1458.3055 | 0 | 0 | 0 | 0 | 1777.2 | 0 | 0 | 0 | 1735383.4926 | 0
5330 | 1478.2277 | 0 | 0 | 0 | 0 | 1784.05 | 0 | 0 | 0 | 1759090.9178 | 0
5331 | 1371.4446 | 0 | 0 | 0 | 0 | 1763.8 | 0 | 0 | 0 | 1632019.1216 | 0
5332 | 1293.3496 | 0 | 0 | 0 | 0 | 1752.9 | 0 | 0 | 0 | 1539086.0157 | 0
5333 | 1466.2743 | 0 | 0 | 0 | 0 | 1743.55 | 0 | 0 | 0 | 1744866.4634 | 0
5334 | 1534.8067 | 0 | 0 | 0 | 0 | 1734.45 | 0 | 0 | 0 | 1826420.0039 | 0
5335 | 1117.2373 | 1162.7943 | 1162.7943 | 1131.9344 | 1117.2373 | 1600.15 | 1896655.0105 | 402205.4262 | 182444.8503 | 0 | 446727.2144
5336 | 1320.5663 | 1374.4144 | 1374.4144 | 1337.9382 | 1320.5663 | 1415.35 | 1979573.2603 | 475403.8734 | 215648.4792 | 0 | 772069.0961
5337 | 1426.2447 | 1484.4017 | 1484.4017 | 1445.0064 | 1426.2447 | 1461.1 | 2200581.8111 | 513448.0744 | 232905.7515 | 0 | 768602.8916
5338 | 1743.702 | 1814.8046 | 1814.8046 | 1766.6407 | 1743.702 | 1429.55 | 2630544.6529 | 627732.7236 | 284746.5382 | 0 | 994694.8059
5339 | 1773.4518 | 1845.7677 | 1845.7677 | 1796.782 | 1773.4518 | 1207.5 | 2266777.5293 | 638442.6624 | 289604.6855 | 0 | 1405460.5832
5340 | 1551.0702 | 1614.3177 | 1614.3177 | 1571.4745 | 1551.0702 | 1124.45 | 1847174.8692 | 558385.2788 | 253289.7668 | 0 | 1358039.5302
5341 | 1468.154 | 1528.0206 | 1528.0206 | 1487.4678 | 1468.154 | 1165.05 | 1809422.2518 | 528535.4396 | 239749.548 | 0 | 1225835.1815
5342 | 1368.2013 | 1423.9918 | 1423.9918 | 1386.1999 | 1368.2013 | 1691 | 2452041.5723 | 492552.4694 | 223427.2729 | 0 | 422774.109
5343 | 1425.388 | 447.3581 | 447.3581 | 435.4855 | 435.4855 | 1802.9 | 831100.1863 | 156774.7759 | 71114.7803 | 1814491.2958 | 85834.1898
5344 | 1789.557 | 1123.2875 | 1123.2875 | 1093.4761 | 1093.4761 | 1791.05 | 2067866.855 | 393651.3807 | 178564.6402 | 1275916.2776 | 228481.8222
5345 | 1671.8207 | 38.7221 | 38.7221 | 37.6944 | 37.6944 | 1787.15 | 71098.3816 | 13569.9974 | 6155.5016 | 2995353.4398 | 8023.2609
5346 | 1623.3211 | 0 | 0 | 0 | 0 | 1771.65 | 0 | 0 | 0 | 2975547.5506 | 0
5347 | 1399.3357 | 1456.3964 | 1456.3964 | 1417.7445 | 1399.3357 | 1769.15 | 2614999.0612 | 503760.8621 | 228511.5244 | 0 | 323036.6528
5348 | 1383.398 | 1439.8085 | 1439.8085 | 1401.5968 | 1383.398 | 1825.5 | 2665410.6329 | 498023.2667 | 225908.8874 | 0 | 241402.9445
5349 | 1339.5691 | 1394.1923 | 1394.1923 | 1357.1912 | 1339.5691 | 1836.05 | 2593433.5796 | 482244.8796 | 218751.6357 | 0 | 219622.3376
5350 | 1674.2622 | 1676.6383 | 1676.6383 | 1632.1413 | 1632.1413 | 1847.4 | 3174268.7675 | 587570.8558 | 266528.6688 | 143126.8175 | 249064.7572
5351 | 1441.5708 | 1500.3536 | 1500.3536 | 1460.5351 | 1441.5708 | 1843.55 | 2798551.238 | 518965.4894 | 235408.5123 | 0 | 225533.7523
5352 | 1500.5405 | 0 | 0 | 0 | 0 | 1823.55 | 0 | 0 | 0 | 2750490.7952 | 0
5353 | 1355.5069 | 0 | 0 | 0 | 0 | 1736.5 | 0 | 0 | 0 | 1613053.1812 | 0
5354 | 1402.5233 | 0 | 0 | 0 | 0 | 1725.3 | 0 | 0 | 0 | 1669002.7032 | 0
5355 | 1098.9089 | 0 | 0 | 0 | 0 | 1721.75 | 0 | 0 | 0 | 1307701.5505 | 0
5356 | 1362.6789 | 0 | 0 | 0 | 0 | 1712.8 | 0 | 0 | 0 | 1621587.8541 | 0
5357 | 1237.5674 | 0 | 0 | 0 | 0 | 1563.25 | 0 | 0 | 0 | 1472705.2262 | 0
5358 | 1263.8647 | 0 | 0 | 0 | 0 | 1543.5 | 0 | 0 | 0 | 1503999.0275 | 0
5359 | 1380.2104 | 0 | 0 | 0 | 0 | 1422.95 | 0 | 0 | 0 | 2529925.6815 | 0
5360 | 1386.2658 | 0 | 0 | 0 | 0 | 1081.65 | 0 | 0 | 0 | 2541025.1454 | 0
5361 | 1418.5776 | 0 | 0 | 0 | 0 | 443.25 | 0 | 0 | 0 | 2600252.7225 | 0
5362 | 1606.5008 | 394.0943 | 394.0943 | 383.6352 | 383.6352 | 600.75 | 244037.7339 | 138108.6893 | 62647.636 | 2241512.4983 | 483561.2105
5363 | 1395.5694 | 0 | 0 | 0 | 0 | 610.45 | 0 | 0 | 0 | 2558078.7744 | 0
5364 | 1749.1418 | 951.4063 | 951.4063 | 926.1565 | 926.1565 | 611.95 | 599072.6505 | 333416.349 | 151241.3605 | 1508531.9504 | 1279739.0704
5365 | 1070.1512 | 0 | 0 | 0 | 0 | 613.8 | 0 | 0 | 0 | 1961587.0799 | 0
5366 | 1155.2987 | 0 | 0 | 0 | 0 | 479.6 | 0 | 0 | 0 | 2117662.4603 | 0
5367 | 1561.8691 | 0 | 0 | 0 | 0 | 342.5 | 0 | 0 | 0 | 2862905.9687 | 0
5368 | 1337.3169 | 1152.9215 | 1152.9215 | 1122.3236 | 1122.3236 | 349.25 | 415250.3524 | 404036.5046 | 183275.4478 | 394082.6841 | 1852675.7223
5369 | 1556.0846 | 927.6568 | 927.6568 | 903.0373 | 903.0373 | 695.9 | 667432.2294 | 325093.4416 | 147465.9973 | 1197035.7013 | 1177650.9922
5370 | 1554.3395 | 169.0804 | 169.0804 | 164.5931 | 164.5931 | 1167.1 | 203826.0803 | 59253.5276 | 26878.0585 | 2547405.0062 | 137089.6197
5371 | 914.8386 | 952.1432 | 952.1432 | 926.8738 | 914.8386 | 1433.75 | 1393891.5296 | 329341.9113 | 149393.1503 | 0 | 518027.3813
5372 | 1265.4585 | 1317.0604 | 1317.0604 | 1282.1063 | 1265.4585 | 1662.65 | 2239266.2717 | 455565.0618 | 206649.3739 | 0 | 426902.4267
5373 | 1199.3168 | 1248.2213 | 1248.2213 | 1215.0942 | 1199.3168 | 1753.9 | 2239456.0103 | 431754.0415 | 195848.4305 | 0 | 295151.8601
5374 | 1364.2726 | 1419.9037 | 1419.9037 | 1382.2202 | 1364.2726 | 1770.8 | 2566968.8356 | 491138.1522 | 222785.7229 | 0 | 312691.2902
5375 | 1340.366 | 1395.0218 | 1395.0218 | 1357.9987 | 1340.366 | 1766.1 | 2514488.7895 | 482531.7596 | 218881.7676 | 0 | 313511.6072
5376 | 1275.0212 | 0 | 0 | 0 | 0 | 1747.45 | 0 | 0 | 0 | 2337113.7936 | 0
5377 | 2321.3354 | 0 | 0 | 0 | 0 | 1696.6 | 0 | 0 | 0 | 2762389.1343 | 0
5378 | 2049.5965 | 0 | 0 | 0 | 0 | 1653.35 | 0 | 0 | 0 | 2439019.86 | 0
5379 | 2418.5558 | 0 | 0 | 0 | 0 | 1407.55 | 0 | 0 | 0 | 2878081.3663 | 0
5380 | 2200.2084 | 0 | 0 | 0 | 0 | 1218.1 | 0 | 0 | 0 | 2618247.9912 | 0
5381 | 1996.205 | 0 | 0 | 0 | 0 | 1189.25 | 0 | 0 | 0 | 2375483.9619 | 0
5382 | 2369.9456 | 0 | 0 | 0 | 0 | 1304.75 | 0 | 0 | 0 | 2820235.2509 | 0
5383 | 2032.8619 | 0 | 0 | 0 | 0 | 1628.6 | 0 | 0 | 0 | 3726235.804 | 0
5384 | 1717.081 | 0 | 0 | 0 | 0 | 1599.05 | 0 | 0 | 0 | 3147409.4052 | 0
5385 | 1818.1981 | 0 | 0 | 0 | 0 | 1670.8 | 0 | 0 | 0 | 3332757.1356 | 0
5386 | 2087.6529 | 398.4583 | 398.4583 | 387.8834 | 387.8834 | 1576.15 | 649582.0345 | 139638.0267 | 63341.3604 | 3115677.5074 | 148389.885
5387 | 2288.3681 | 1168.7923 | 1168.7923 | 1137.7732 | 1137.7732 | 1232.8 | 1490642.4192 | 409598.3616 | 185798.3679 | 2109040.4777 | 872899.6196
5388 | 2277.5584 | 2104.5256 | 2104.5256 | 2048.6726 | 2048.6726 | 1048.55 | 2284526.9218 | 737522.1535 | 334548.2435 | 419547.4945 | 1949209.5914
5389 | 2252.5022 | 2344.3518 | 2344.3518 | 2282.134 | 2252.5022 | 775.7 | 1855411.9394 | 810900.7898 | 367833.6083 | 0 | 2757738.1986
5390 | 2381.0831 | 2374.9548 | 2374.9548 | 2311.9248 | 2311.9248 | 1405.1 | 3447644.4072 | 832292.9288 | 377537.3202 | 126767.1562 | 1375364.0648
5391 | 2172.9459 | 1090.5644 | 1090.5644 | 1061.6214 | 1061.6214 | 1086.9 | 1227514.0554 | 382183.7208 | 173362.7822 | 2037057.6386 | 969366.543
5392 | 1845.8412 | 146.2458 | 146.2458 | 142.3645 | 142.3645 | 1511.6 | 228729.8174 | 51251.223 | 23248.1242 | 3122472.7137 | 69530.8258
5393 | 2378.556 | 35.0492 | 35.0492 | 34.119 | 34.119 | 1764.55 | 63837.4351 | 12282.8445 | 5571.6348 | 4297352.9355 | 8033.3215
5394 | 2247.4788 | 18.6715 | 18.6715 | 18.176 | 18.176 | 1764.2 | 33956.4727 | 6543.3612 | 2968.1413 | 4086312.0447 | 4285.9016
5395 | 2405.0087 | 760.8339 | 760.8339 | 740.6417 | 740.6417 | 1768.1 | 1388606.9796 | 266631.0261 | 120946.796 | 5655518.8343 | 171754.8193
5396 | 1889.422 | 1676.6383 | 1676.6383 | 1632.1413 | 1632.1413 | 1785.5 | 3088156.2153 | 587570.8558 | 266528.6688 | 874239.8893 | 350094.3016
5397 | 2380.3051 | 1676.6383 | 1676.6383 | 1632.1413 | 1632.1413 | 1791.85 | 3098563.775 | 587570.8558 | 266528.6688 | 2542260.8296 | 339730.2046
5398 | 2206.5835 | 1676.6383 | 1676.6383 | 1632.1413 | 1632.1413 | 1811.45 | 3123993.3235 | 587570.8558 | 266528.6688 | 1951954.7173 | 307740.2357
5399 | 2286.2723 | 1676.6383 | 1676.6383 | 1632.1413 | 1632.1413 | 1812.4 | 3124627.4046 | 587570.8558 | 266528.6688 | 2222737.3378 | 306189.7015
5400 | 1948.3917 | 0 | 0 | 0 | 0 | 1770 | 0 | 0 | 0 | 3571402.0154 | 0
5401 | 1804.9518 | 0 | 0 | 0 | 0 | 1652 | 0 | 0 | 0 | 2147892.6837 | 0
5402 | 1843.2025 | 0 | 0 | 0 | 0 | 1412.35 | 0 | 0 | 0 | 2193410.9393 | 0
5403 | 1243.9425 | 0 | 0 | 0 | 0 | 1388.55 | 0 | 0 | 0 | 1480291.6024 | 0
5404 | 1298.1309 | 0 | 0 | 0 | 0 | 1410.75 | 0 | 0 | 0 | 1544775.7984 | 0
5405 | 1563.4947 | 0 | 0 | 0 | 0 | 1418.75 | 0 | 0 | 0 | 1860558.6954 | 0
5406 | 1161.0661 | 0 | 0 | 0 | 0 | 1386.8 | 0 | 0 | 0 | 1381668.7149 | 0
5407 | 1122.8155 | 0 | 0 | 0 | 0 | 1389.6 | 0 | 0 | 0 | 2058120.8353 | 0
5408 | 842.0808 | 631.0656 | 631.0656 | 614.3175 | 614.3175 | 1179.5 | 767251.6962 | 221154.3012 | 100318.0483 | 417490.0405 | 504047.5114
5409 | 1173.7765 | 1221.6399 | 1221.6399 | 1189.2182 | 1173.7765 | 1264.4 | 1572991.3455 | 422559.5454 | 191677.7049 | 0 | 863429.6256
5410 | 1566.0129 | 1629.8689 | 1629.8689 | 1586.6131 | 1566.0129 | 1036.15 | 1718719.2996 | 563764.6328 | 255729.9015 | 0 | 1509400.6662
5411 | 1402.9586 | 1460.1672 | 1460.1672 | 1421.4151 | 1402.9586 | 939.1 | 1398083.796 | 505065.0892 | 229103.1363 | 0 | 1488398.7586
5412 | 1433.2991 | 1491.7443 | 1491.7443 | 1452.1543 | 1433.2991 | 845.95 | 1286928.8963 | 515987.6774 | 234057.7437 | 0 | 1654098.7109
5413 | 1510.4219 | 1572.0122 | 1572.0122 | 1530.2918 | 1510.4219 | 675.2 | 1080524.0555 | 543751.9006 | 246651.9038 | 0 | 2001006.9941
5414 | 1372.2356 | 1428.1914 | 1428.1914 | 1390.288 | 1372.2356 | 1183.25 | 1723156.5487 | 494004.7984 | 224086.0655 | 0 | 1120772.9363
5415 | 1544.9103 | 1607.9065 | 1607.9065 | 1565.2335 | 1544.9103 | 1562.75 | 2564536.4097 | 556167.6983 | 252283.8476 | 0 | 675512.0169
5416 | 1537.5301 | 1600.2255 | 1600.2255 | 1557.7564 | 1537.5301 | 1772.6 | 2894328.9562 | 553510.8331 | 251078.664 | 0 | 349634.322
5417 | 1196.4679 | 1245.2561 | 1245.2561 | 1212.2077 | 1196.4679 | 1796.6 | 2276859.9115 | 430728.4465 | 195383.2092 | 0 | 243361.5723
5418 | 1288.0652 | 303.9942 | 303.9942 | 295.9264 | 295.9264 | 1784.2 | 557894.845 | 106533.5066 | 48324.7823 | 1818590.4587 | 63860.9187
5419 | 1408.1115 | 1465.5293 | 1465.5293 | 1426.6349 | 1408.1115 | 1775.15 | 2647180.4047 | 506920.1252 | 229944.6013 | 0 | 316613.7583
5420 | 1260.6772 | 1312.0834 | 1312.0834 | 1277.2614 | 1260.6772 | 1787.4 | 2389045.0299 | 453843.7834 | 205868.5828 | 0 | 268019.9302
5421 | 1176.207 | 1224.1689 | 1224.1689 | 1191.6802 | 1176.207 | 1790.3 | 2232838.7646 | 423434.5286 | 192074.607 | 0 | 246650.6079
5422 | 1688.6062 | 1676.6383 | 1676.6383 | 1632.1413 | 1632.1413 | 1835.85 | 3176380.0274 | 587570.8558 | 266528.6688 | 191867.6888 | 267915.9888
5423 | 1341.1629 | 1395.8513 | 1395.8513 | 1358.8062 | 1341.1629 | 1869.3 | 2656995.7417 | 482818.6393 | 219011.8994 | 0 | 175289.9893
5424 | 1206.4888 | 0 | 0 | 0 | 0 | 1795 | 0 | 0 | 0 | 2211493.9264 | 0
5425 | 1402.5233 | 0 | 0 | 0 | 0 | 1738.6 | 0 | 0 | 0 | 1669002.7032 | 0
5426 | 1134.7688 | 0 | 0 | 0 | 0 | 1705.35 | 0 | 0 | 0 | 1350374.9148 | 0
5427 | 1440.7739 | 0 | 0 | 0 | 0 | 1695.55 | 0 | 0 | 0 | 1714520.9589 | 0
5428 | 1137.9564 | 0 | 0 | 0 | 0 | 1680.05 | 0 | 0 | 0 | 1354168.1029 | 0
5429 | 876.5771 | 0 | 0 | 0 | 0 | 1655.7 | 0 | 0 | 0 | 1043126.6899 | 0
5430 | 1141.1439 | 0 | 0 | 0 | 0 | 1679.8 | 0 | 0 | 0 | 1357961.291 | 0
5431 | 939.5312 | 0 | 0 | 0 | 0 | 1682.6 | 0 | 0 | 0 | 1722160.7266 | 0
5432 | 1269.4808 | 1040.451 | 1040.451 | 1012.838 | 1012.838 | 1540.65 | 1655010.0827 | 364621.6895 | 165396.4497 | 470426.202 | 465247.1475
5433 | 1423.8829 | 1481.9444 | 1481.9444 | 1442.6144 | 1423.8829 | 1722.8 | 2602453.7011 | 512597.8343 | 232520.0732 | 0 | 394700.0904
5434 | 1541.5026 | 1604.3595 | 1604.3595 | 1561.7807 | 1541.5026 | 1685.15 | 2752320.1023 | 554940.9288 | 251727.3713 | 0 | 485341.9047
5435 | 1400.2571 | 1828.5949 | 1457.356 | 1780.065 | 1400.2571 | 1551.05 | 2308716.0275 | 504092.5668 | 228661.9893 | 0 | 628645.4385
5436 | 1426.2825 | 1484.4422 | 1484.4422 | 1445.046 | 1426.2825 | 1256.45 | 1906101.9622 | 513461.7011 | 232911.9327 | 0 | 1060511.9811
5437 | 1362.2406 | 1417.7878 | 1417.7878 | 1380.1605 | 1362.2406 | 675.2 | 976317.1587 | 490406.6092 | 222453.8869 | 0 | 1804696.3217
5438 | 1667.2764 | 1735.2622 | 1735.2622 | 1689.2093 | 1667.2764 | 892.5 | 1578525.5603 | 600219.5202 | 272266.2435 | 0 | 1846508.17
5439 | 1636.4498 | 1703.1792 | 1703.1792 | 1657.9777 | 1636.4498 | 1452.25 | 2521995.5278 | 589121.9352 | 267232.2556 | 0 | 896365.3889
5440 | 1895.057 | 1635.1322 | 1635.1322 | 1591.7366 | 1591.7366 | 1799.6 | 3037248.0102 | 573025.1901 | 259930.5932 | 555986.1905 | 318984.0225
5441 | 1891.8794 | 339.2672 | 339.2672 | 330.2632 | 330.2632 | 1816.6 | 635160.014 | 118894.7693 | 53931.9884 | 2862442.39 | 60570.2797
5442 | 1615.2725 | 45.3852 | 45.3852 | 44.1807 | 44.1807 | 1784.2 | 83304.0122 | 15905.0363 | 7214.7012 | 2879811.3769 | 9534.1856
5443 | 1799.3766 | 1292.1785 | 1292.1785 | 1257.8848 | 1257.8848 | 1775.15 | 2360246.6692 | 452838.5264 | 205412.5871 | 1839989.1723 | 282835.3963
5444 | 1355.5069 | 1410.7802 | 1410.7802 | 1373.3389 | 1355.5069 | 1824.9 | 2620774.5593 | 487982.475 | 221354.2727 | 0 | 237349.2538
5445 | 1471.8526 | 1531.8704 | 1531.8704 | 1491.2154 | 1471.8526 | 1797.5 | 2808833.2135 | 529866.9202 | 240353.5224 | 0 | 298050.1426
5446 | 1823.2803 | 1676.6383 | 1676.6383 | 1632.1413 | 1632.1413 | 1865.85 | 3228036.0942 | 587570.8558 | 266528.6688 | 649490.3179 | 218951.7509
5447 | 1494.9623 | 1555.9218 | 1555.9218 | 1514.6284 | 1494.9623 | 1849.3 | 2929893.0559 | 538186.4334 | 244127.346 | 0 | 225290.7734
5448 | 1516.4783 | 0 | 0 | 0 | 0 | 1790 | 0 | 0 | 0 | 2779704.7184 | 0
5449 | 1078.9867 | 0 | 0 | 0 | 0 | 1768.6 | 0 | 0 | 0 | 1283994.1254 | 0
5450 | 1199.3168 | 0 | 0 | 0 | 0 | 1745.35 | 0 | 0 | 0 | 1427186.9706 | 0
5451 | 1483.009 | 0 | 0 | 0 | 0 | 1723.5 | 0 | 0 | 0 | 1764780.6993 | 0
5452 | 1071.8147 | 0 | 0 | 0 | 0 | 1688.2 | 0 | 0 | 0 | 1275459.4525 | 0
5453 | 1069.424 | 0 | 0 | 0 | 0 | 1682.7 | 0 | 0 | 0 | 1272614.5612 | 0
5454 | 908.4526 | 0 | 0 | 0 | 0 | 1679.8 | 0 | 0 | 0 | 1081058.5695 | 0
5455 | 961.0472 | 295.8054 | 295.8054 | 287.9549 | 287.9549 | 1682.6 | 514139.6706 | 103663.7649 | 47023.0356 | 1233778.1858 | 91396.886
5456 | 1232.0808 | 1071.8544 | 1071.8544 | 1043.408 | 1043.408 | 1597.7 | 1770557.0173 | 375626.8644 | 170388.5193 | 345837.3988 | 419763.021
5457 | 898.5931 | 935.2347 | 935.2347 | 910.4141 | 898.5931 | 1722.8 | 1642090.5197 | 323493.5087 | 146740.2499 | 0 | 249089.9796
5458 | 1637.5824 | 1704.3584 | 1704.3584 | 1659.1256 | 1637.5824 | 1572.15 | 2729120.9519 | 589529.6629 | 267417.2054 | 0 | 700639.4587
5459 | 1399.4642 | 1456.5297 | 1456.5297 | 1417.8742 | 1399.4642 | 1231.45 | 1829764.7171 | 503807.1214 | 228532.5081 | 0 | 1075558.2309
5460 | 1253.0838 | 2195.4957 | 1304.1807 | 2137.2285 | 1253.0838 | 845.95 | 1126965.6585 | 451110.1777 | 204628.5889 | 0 | 1446121.3905
5461 | 1139.5362 | 1352.8069 | 1186.0037 | 1316.9041 | 1139.5362 | 675.2 | 816992.0319 | 410233.0392 | 186086.2647 | 0 | 1509657.5843
5462 | 1059.7836 | 1901.2713 | 1102.9986 | 1850.8126 | 1059.7836 | 1546.45 | 1740636.9284 | 381522.1126 | 173062.6694 | 0 | 480664.8726
5463 | 1558.9445 | 2461.1623 | 1622.5138 | 2395.8444 | 1558.9445 | 1810.6 | 2997345.379 | 561220.0096 | 254575.6321 | 0 | 295264.0828
5464 | 1523.5696 | 1906.4252 | 1585.6963 | 1855.8297 | 1523.5696 | 1834.6 | 2968406.1316 | 548485.0582 | 248798.9167 | 0 | 251998.4128
5465 | 1542.7437 | 1244.7867 | 1244.7867 | 1211.7508 | 1211.7508 | 1831.6 | 2353394.3048 | 436230.2793 | 197878.9017 | 606710.0903 | 204058.8307
5466 | 951.0801 | 252.098 | 252.098 | 245.4075 | 245.4075 | 1844.2 | 480866.8909 | 88346.6828 | 40075.0369 | 1293498.0055 | 38234.481
5467 | 976.1213 | 1015.9241 | 1015.9241 | 988.962 | 976.1213 | 1835.15 | 1903702.9105 | 351403.6821 | 159400.6147 | 0 | 160913.5469
5468 | 1243.9425 | 1294.667 | 1294.667 | 1260.3072 | 1243.9425 | 1852.4 | 2448361.5242 | 447819.3083 | 203135.814 | 0 | 183605.9164
5469 | 1221.6297 | 1271.4442 | 1271.4442 | 1237.7007 | 1221.6297 | 1860.3 | 2415758.1204 | 439786.6751 | 199492.1223 | 0 | 170661.6625
5470 | 1326.8189 | 1380.9224 | 1380.9224 | 1344.2735 | 1326.8189 | 1878.35 | 2646791.9674 | 477654.8036 | 216669.5262 | 0 | 161407.5191
5471 | 1231.9892 | 1282.2256 | 1282.2256 | 1248.196 | 1231.9892 | 1879.3 | 2459775.7604 | 443516.112 | 201183.8364 | 0 | 148701.0723
5472 | 1280.5994 | 0 | 0 | 0 | 0 | 1852.45 | 0 | 0 | 0 | 2347338.6672 | 0
5473 | 1526.8378 | 0 | 0 | 0 | 0 | 1768.6 | 0 | 0 | 0 | 2798693.7681 | 0
5474 | 1339.5691 | 0 | 0 | 0 | 0 | 1745.35 | 0 | 0 | 0 | 2455430.1786 | 0
5475 | 1200.1137 | 0 | 0 | 0 | 0 | 1735.55 | 0 | 0 | 0 | 2199808.3589 | 0
5476 | 1116.4404 | 0 | 0 | 0 | 0 | 1728.2 | 0 | 0 | 0 | 2046435.266 | 0
5477 | 1081.3773 | 0 | 0 | 0 | 0 | 1722.7 | 0 | 0 | 0 | 1982164.6367 | 0
5478 | 1066.2364 | 0 | 0 | 0 | 0 | 1719.8 | 0 | 0 | 0 | 1954411.4092 | 0
5479 | 1336.3816 | 1390.2572 | 1390.2572 | 1353.3605 | 1336.3816 | 1715.55 | 2436121.049 | 481097.3609 | 218231.1084 | 0 | 380133.5754
5480 | 911.6949 | 948.871 | 948.871 | 923.6885 | 911.6949 | 1557.7 | 1508504.4526 | 328210.1706 | 148879.7802 | 0 | 403242.6624
5481 | 1039.4979 | 1081.8854 | 1081.8854 | 1053.1727 | 1039.4979 | 1722.8 | 1901566.6687 | 374219.2296 | 169750.0005 | 0 | 288148.8068
5482 | 1131.3791 | 1177.513 | 1177.513 | 1146.2625 | 1131.3791 | 1523.45 | 1830726.7398 | 407296.4663 | 184754.2026 | 0 | 539158.6625
5483 | 1048.2088 | 1892.7057 | 1090.9516 | 1842.4743 | 1048.2088 | 1471 | 1639184.7902 | 377355.1838 | 171172.5042 | 0 | 554502.4785
5484 | 1006.9788 | 2141.6657 | 1048.0404 | 2084.8271 | 1006.9788 | 1358.55 | 1456028.7981 | 362512.3838 | 164439.6452 | 0 | 645926.5795
5485 | 904.3835 | 2141.1755 | 941.2619 | 2084.3499 | 904.3835 | 1154.6 | 1109131.3983 | 325578.0488 | 147685.8205 | 0 | 764565.7845
5486 | 1037.6411 | 3111.5844 | 1079.9527 | 3029.0046 | 1037.6411 | 1670 | 1841026.524 | 373550.7996 | 169446.7933 | 0 | 342421.5663
5487 | 1025.9707 | 3001.4348 | 1067.8068 | 2921.7783 | 1025.9707 | 1530.7 | 1667517.059 | 369349.4455 | 167541.0124 | 0 | 481488.0411
5488 | 1029.466 | 2233.9774 | 1071.4443 | 2174.6889 | 1029.466 | 1743 | 1903032.7795 | 370607.7719 | 168111.8032 | 0 | 264572.7705
5489 | 1371.0223 | 1234.5767 | 1234.5767 | 1201.8117 | 1201.8117 | 1851.6 | 2358154.6809 | 432652.2206 | 196255.8545 | 310162.9657 | 178348.8598
5490 | 1163.9011 | 1036.7958 | 1036.7958 | 1009.2798 | 1009.2798 | 1819.2 | 1952599.7739 | 363340.7372 | 164815.3955 | 283420.7537 | 182477.7925
5491 | 1193.7386 | 1242.4158 | 1242.4158 | 1209.4428 | 1193.7386 | 1807.65 | 2296897.7669 | 429745.8834 | 194937.5077 | 0 | 229615.613
5492 | 1105.284 | 1150.3539 | 1150.3539 | 1119.8242 | 1105.284 | 1852.4 | 2173900.8502 | 397902.2299 | 180492.8726 | 0 | 163139.9143
5493 | 1094.1275 | 1138.743 | 1138.743 | 1108.5214 | 1094.1275 | 1860.25 | 2162229.6051 | 393885.913 | 178671.0266 | 0 | 152904.3232
5494 | 1174.6132 | 1222.51 | 1222.51 | 1190.0652 | 1174.6132 | 1878.35 | 2337901.5467 | 422860.7689 | 191814.3432 | 0 | 142891.6714
5495 | 1165.0506 | 1212.558 | 1212.558 | 1180.3774 | 1165.0506 | 1879.3 | 2317178.3256 | 419418.212 | 190252.7612 | 0 | 140621.6061
5496 | 495.6645 | 515.8756 | 515.8756 | 502.1845 | 495.6645 | 1825 | 959186.8942 | 178439.2119 | 80942.0092 | 0 | 86741.2
5497 | 368.1624 | 0 | 0 | 0 | 0 | 1777.2 | 0 | 0 | 0 | 438113.2097 | 0
5498 | 341.0682 | 0 | 0 | 0 | 0 | 1784.05 | 0 | 0 | 0 | 405871.1121 | 0
5499 | 376.9281 | 0 | 0 | 0 | 0 | 1746.6 | 0 | 0 | 0 | 448544.4766 | 0
5500 | 385.6939 | 0 | 0 | 0 | 0 | 1709.8 | 0 | 0 | 0 | 458975.7435 | 0
5501 | 367.3655 | 0 | 0 | 0 | 0 | 1700.45 | 0 | 0 | 0 | 437164.9128 | 0
5502 | 324.3335 | 0 | 0 | 0 | 0 | 1691.35 | 0 | 0 | 0 | 385956.8752 | 0
5503 | 333.8962 | 347.5112 | 347.5112 | 338.2884 | 333.8962 | 1688.2 | 596731.6673 | 120202.6202 | 54525.2441 | 0 | 104108.7728
5504 | 280.1859 | 291.6111 | 291.6111 | 283.8719 | 280.1859 | 1447.5 | 430646.0738 | 100866.9243 | 45754.3576 | 0 | 154802.7102
5505 | 809.242 | 842.2403 | 842.2403 | 819.8877 | 809.242 | 1428.95 | 1228124.876 | 291327.1154 | 132149.2165 | 0 | 462117.6368
5506 | 1188.3885 | 1446.89 | 1236.8477 | 1408.4903 | 1188.3885 | 1113.1 | 1403501.1134 | 427819.8442 | 194063.8349 | 0 | 1053981.7216
5507 | 993.5084 | 1993.6215 | 1034.0211 | 1940.7118 | 993.5084 | 733.8 | 774700.0569 | 357663.0399 | 162239.929 | 0 | 1257980.3922
5508 | 1233.7922 | 1645.7783 | 1284.1021 | 1602.1002 | 1233.7922 | 641.8 | 841384.8286 | 444165.1772 | 201478.2596 | 0 | 1675736.5104
5509 | 1154.0047 | 1730.2134 | 1201.0606 | 1684.2944 | 1154.0047 | 949 | 1163892.6415 | 415441.6999 | 188448.9711 | 0 | 1212858.9628
5510 | 1230.0597 | 2780.2947 | 1280.2169 | 2706.5072 | 1230.0597 | 1399.2 | 1828876.6154 | 442821.5042 | 200868.7546 | 0 | 739019.8882
5511 | 1043.0311 | 2388.947 | 1085.5625 | 2325.5457 | 1043.0311 | 1759.8 | 1948097.9568 | 375491.1827 | 170326.9726 | 0 | 250536.0613
5512 | 1276.6757 | 1808.2175 | 1328.7348 | 1760.2284 | 1276.6757 | 1747.95 | 2367950.6588 | 459603.2531 | 208481.1423 | 0 | 321786.1109
5513 | 1051.0647 | 1252.4364 | 1093.9241 | 1219.1975 | 1051.0647 | 1787.15 | 1991515.6459 | 378383.2895 | 171638.8644 | 0 | 223719.1199
5514 | 1040.0298 | 1082.4391 | 1082.4391 | 1053.7117 | 1040.0298 | 1759.6 | 1946588.2997 | 374410.7219 | 169836.8636 | 0 | 250022.9716
5515 | 1084.0897 | 1128.2957 | 1128.2957 | 1098.3514 | 1084.0897 | 1769.15 | 2041343.1683 | 390272.3039 | 177031.8534 | 0 | 250262.1149
5516 | 894.9055 | 931.3964 | 931.3964 | 906.6776 | 894.9055 | 1782.7 | 1696509.9681 | 322165.9726 | 146138.0648 | 0 | 194462.8565
5517 | 269.3482 | 280.3311 | 280.3311 | 272.8913 | 269.3482 | 1803.55 | 516600.9764 | 96965.3595 | 43984.5645 | 0 | 52913.4146
5518 | 90.8453 | 94.5494 | 94.5494 | 92.0401 | 90.8453 | 1847.4 | 177860.1668 | 32704.2929 | 14835.0306 | 0 | 13862.947
5519 | 94.0328 | 97.8674 | 97.8674 | 95.27 | 94.0328 | 1843.55 | 183618.5644 | 33851.8119 | 15355.558 | 0 | 14711.4333
5520 | 90.8453 | 94.5494 | 94.5494 | 92.0401 | 90.8453 | 1816.05 | 174734.4152 | 32704.2929 | 14835.0306 | 0 | 16710.9378
5521 | 95.6266 | 99.5264 | 99.5264 | 96.885 | 95.6266 | 1774.95 | 180174.4099 | 34425.5714 | 15615.8217 | 0 | 21520.7635
5522 | 87.6577 | 91.2324 | 91.2324 | 88.8112 | 87.6577 | 1755.3 | 163413.6102 | 31556.7738 | 14314.5032 | 0 | 21449.8404
5523 | 94.0328 | 97.8674 | 97.8674 | 95.27 | 94.0328 | 1723.95 | 172149.3313 | 33851.8119 | 15355.558 | 0 | 25957.7574
5524 | 85.267 | 88.7439 | 88.7439 | 86.3887 | 85.267 | 1719.7 | 156155.8746 | 30696.1345 | 13924.1077 | 0 | 23900.3401
5525 | 94.8297 | 98.6969 | 98.6969 | 96.0775 | 94.8297 | 1718.25 | 173540.1744 | 34138.6917 | 15485.6899 | 0 | 26718.2677
5526 | 87.6577 | 91.2324 | 91.2324 | 88.8112 | 87.6577 | 1718.5 | 160076.5804 | 31556.7738 | 14314.5032 | 0 | 24675.644
5527 | 93.2359 | 97.0379 | 97.0379 | 94.4625 | 93.2359 | 1708.75 | 168773.9307 | 33564.9321 | 15225.4262 | 0 | 27154.9625
5528 | 76.7762 | 79.9067 | 79.9067 | 77.786 | 76.7762 | 1195.6 | 96961.9161 | 27639.4307 | 12537.5529 | 0 | 61758.6144
5529 | 83.0716 | 701.8801 | 86.4594 | 683.2526 | 83.0716 | 443.3 | 38861.9499 | 29905.7808 | 13565.5944 | 0 | 129317.5804
5530 | 78.5941 | 1847.4517 | 81.7988 | 1798.4213 | 78.5941 | 600.75 | 49969.7782 | 28293.8751 | 12834.4161 | 0 | 109972.791
5531 | 85.6854 | 3628.9441 | 89.179 | 3532.6339 | 85.6854 | 610.45 | 55524.6126 | 30846.7464 | 13992.4269 | 0 | 119064.1568
5532 | 80.162 | 3862.2072 | 83.4307 | 3759.7063 | 80.162 | 611.95 | 52137.9781 | 28858.3111 | 13090.4505 | 0 | 111268.8296
5533 | 88.2653 | 3836.2398 | 91.8642 | 3734.4281 | 88.2653 | 613.8 | 57677.121 | 31775.5196 | 14413.7288 | 0 | 122353.4036
5534 | 80.4469 | 3567.0991 | 83.7263 | 3472.4302 | 80.4469 | 628.6 | 53872.9572 | 28960.8706 | 13136.9727 | 0 | 110324.8275
5535 | 94.9911 | 2433.0676 | 98.8644 | 2368.4953 | 94.9911 | 640.5 | 64705.7197 | 34196.7848 | 15512.0416 | 0 | 129140.3582
5536 | 84.2281 | 2252.955 | 87.6625 | 2193.1628 | 84.2281 | 1059.95 | 94906.5945 | 30322.115 | 13754.4483 | 0 | 79178.6229
5537 | 89.7426 | 1233.6775 | 93.4024 | 1200.9364 | 89.7426 | 1141.45 | 108726.1693 | 32307.323 | 14654.9607 | 0 | 77048.4782
5538 | 80.4598 | 255.977 | 83.7409 | 249.1835 | 80.4598 | 1585.85 | 135366.5137 | 28965.5324 | 13139.0873 | 0 | 33322.4312
5539 | 96.4285 | 100.36 | 100.36 | 97.6965 | 96.4285 | 1754.2 | 180004.027 | 34714.2442 | 15746.7669 | 0 | 23702.0024
5540 | 86.0639 | 89.5734 | 89.5734 | 87.1962 | 86.0639 | 1801.3 | 164602.3477 | 30983.0143 | 14054.2395 | 0 | 17100.9026
5541 | 93.2359 | 97.0379 | 97.0379 | 94.4625 | 93.2359 | 1799.4 | 178287.9823 | 33564.9321 | 15225.4262 | 0 | 18703.1261
5542 | 86.8608 | 90.4029 | 90.4029 | 88.0037 | 86.8608 | 1819.25 | 167553.1363 | 31269.894 | 14184.3714 | 0 | 15700.0926
5543 | 92.439 | 96.2084 | 96.2084 | 93.655 | 92.439 | 1816.1 | 177635.3561 | 33278.0524 | 15095.2943 | 0 | 16999.5321
5544 | 86.8608 | 90.4029 | 90.4029 | 88.0037 | 86.8608 | 1790.9 | 164840.5083 | 31269.894 | 14184.3714 | 0 | 18162.5968
5545 | 93.2359 | 97.0379 | 97.0379 | 94.4625 | 93.2359 | 1788.6 | 177130.8516 | 33564.9321 | 15225.4262 | 0 | 19710.074
5546 | 87.6577 | 91.2324 | 91.2324 | 88.8112 | 87.6577 | 1743.3 | 162536.9811 | 31556.7738 | 14314.5032 | 0 | 22501.7329
5547 | 92.439 | 96.2084 | 96.2084 | 93.655 | 92.439 | 1285.8 | 126570.7881 | 33278.0524 | 15095.2943 | 0 | 66019.9338
5548 | 86.8608 | 90.4029 | 90.4029 | 88.0037 | 86.8608 | 964.5 | 88906.0326 | 31269.894 | 14184.3714 | 0 | 89944.3758
5549 | 93.2359 | 97.0379 | 97.0379 | 94.4625 | 93.2359 | 959 | 94918.159 | 33564.9321 | 15225.4262 | 0 | 97058.5954
5550 | 82.8764 | 86.2554 | 86.2554 | 83.9662 | 82.8764 | 1058.2 | 93061.8329 | 29835.4952 | 13533.7121 | 0 | 78052.6168
5551 | 84.4702 | 87.9144 | 87.9144 | 85.5812 | 84.4702 | 1163.1 | 104108.5481 | 30409.2548 | 13793.9758 | 0 | 70692.943
5552 | 79.4856 | 349.1546 | 82.7272 | 339.8882 | 79.4856 | 844.15 | 71267.7382 | 28614.8219 | 12980.0011 | 0 | 91873.4495
5553 | 83.7151 | 2356.6434 | 87.1286 | 2294.0994 | 83.7151 | 1627.9 | 144233.0526 | 30137.4362 | 13670.6759 | 0 | 31150.3889
5554 | 80.1929 | 3116.7882 | 83.462 | 3034.0704 | 80.1929 | 1725.1 | 146572.2133 | 28869.4276 | 13095.4931 | 0 | 22045.0157
5555 | 80.8682 | 3685.4385 | 84.1655 | 3587.629 | 80.8682 | 1460.95 | 125498.8386 | 29112.5582 | 13205.7799 | 0 | 43592.0126
5556 | 79.7665 | 3916.364 | 83.0186 | 3812.4258 | 79.7665 | 1358.55 | 115014.649 | 28715.947 | 13025.8726 | 0 | 51166.2338
5557 | 81.1979 | 3886.5728 | 84.509 | 3783.4253 | 81.1979 | 1052.5 | 90606.0175 | 29231.2547 | 13259.6219 | 0 | 76935.0385
5558 | 74.3586 | 3575.8281 | 77.3911 | 3480.9275 | 74.3586 | 1654.85 | 130591.8337 | 26769.1092 | 12142.7654 | 0 | 25664.8834
5559 | 87.9635 | 2300.3717 | 91.5498 | 2239.3211 | 87.9635 | 1810.6 | 168947.7221 | 31666.8639 | 14364.4413 | 0 | 16660.289
5560 | 78.7595 | 1949.9307 | 81.9716 | 1898.1806 | 78.7595 | 1824.6 | 152273.733 | 28353.4027 | 12861.4185 | 0 | 13814.4079
5561 | 83.995 | 1124.7966 | 87.42 | 1094.9451 | 83.995 | 1864.1 | 165832.3091 | 30238.2027 | 13716.3847 | 0 | 11414.9215
5562 | 78.9318 | 258.0856 | 82.1506 | 251.2361 | 78.9318 | 1844.2 | 153846.8986 | 28415.4404 | 12889.5595 | 0 | 12297.5712
5563 | 94.8446 | 98.7125 | 98.7125 | 96.0927 | 94.8446 | 1845.15 | 185071.4305 | 34144.0707 | 15488.1298 | 0 | 14686.6926
5564 | 89.2515 | 92.8904 | 92.8904 | 90.4251 | 89.2515 | 1852.4 | 175158.1072 | 32130.5333 | 14574.7669 | 0 | 13173.4476
5565 | 93.2359 | 97.0379 | 97.0379 | 94.4625 | 93.2359 | 1860.3 | 183788.8704 | 33564.9321 | 15225.4262 | 0 | 13025.0584
5566 | 86.8608 | 90.4029 | 90.4029 | 88.0037 | 86.8608 | 1878.35 | 172513.851 | 31269.894 | 14184.3714 | 0 | 10566.6184
5567 | 96.4235 | 100.3548 | 100.3548 | 97.6915 | 96.4235 | 1879.3 | 191515.5392 | 34712.4512 | 15745.9536 | 0 | 11638.2561
5568 | 86.8608 | 90.4029 | 90.4029 | 88.0037 | 86.8608 | 1855 | 170802.5951 | 31269.894 | 14184.3714 | 0 | 12594.8184
5569 | 93.2359 | 97.0379 | 97.0379 | 94.4625 | 93.2359 | 1823.6 | 180172.5874 | 33564.9321 | 15225.4262 | 0 | 16446.8168
5570 | 88.4546 | 92.0619 | 92.0619 | 89.6186 | 88.4546 | 1743.3 | 163760.3665 | 31843.6536 | 14444.6351 | 0 | 22706.2941
5571 | 86.8608 | 90.4029 | 90.4029 | 88.0037 | 86.8608 | 1553.1 | 143311.6049 | 31269.894 | 14184.3714 | 0 | 38818.099
5572 | 86.8608 | 90.4029 | 90.4029 | 88.0037 | 86.8608 | 1276.3 | 117506.7877 | 31269.894 | 14184.3714 | 0 | 62861.1731
5573 | 93.2359 | 97.0379 | 97.0379 | 94.4625 | 93.2359 | 1280.6 | 126651.254 | 33564.9321 | 15225.4262 | 0 | 67073.9227
5574 | 83.6733 | 87.0849 | 87.0849 | 84.7737 | 83.6733 | 1386.3 | 123100.7269 | 30122.375 | 13663.844 | 0 | 51350.1201
5575 | 86.8608 | 90.4029 | 90.4029 | 88.0037 | 86.8608 | 1402.6 | 129066.4838 | 31269.894 | 14184.3714 | 0 | 51890.652
5576 | 75.7243 | 363.355 | 78.8118 | 353.7117 | 75.7243 | 1295.45 | 103953.2816 | 27260.7494 | 12365.7788 | 0 | 53351.5583
5577 | 84.1783 | 2382.5608 | 87.6105 | 2319.3289 | 84.1783 | 1442.8 | 128754.564 | 30304.185 | 13746.3151 | 0 | 46904.1442
5578 | 72.4879 | 3147.6213 | 75.4438 | 3064.0851 | 72.4879 | 1336.95 | 102755.6412 | 26095.6589 | 11837.2808 | 0 | 48063.1296
5579 | 80.7865 | 3036.4247 | 84.0812 | 2955.8396 | 80.7865 | 1027.25 | 87900.8135 | 29083.1531 | 13192.4414 | 0 | 78585.1032
5580 | 74.8706 | 3324.7438 | 77.924 | 3236.5069 | 74.8706 | 946.45 | 75075.0275 | 26953.4294 | 12226.3751 | 0 | 78879.9599
5581 | 86.2801 | 3882.7365 | 89.7982 | 3779.6908 | 86.2801 | 964.35 | 88122.1045 | 31060.8304 | 14089.5378 | 0 | 89355.9695
5582 | 78.115 | 2262.8756 | 81.3003 | 2202.8202 | 78.115 | 1554.55 | 128671.5422 | 28121.3887 | 12756.1744 | 0 | 34796.3127
5583 | 78.5463 | 2484.1791 | 81.7489 | 2418.2504 | 78.5463 | 1562.75 | 130136.6371 | 28276.6623 | 12826.6082 | 0 | 34344.3628
5584 | 79.3432 | 2241.2348 | 82.5784 | 2181.7536 | 79.3432 | 1672.55 | 140671.8664 | 28563.5421 | 12956.7401 | 0 | 25980.9218
5585 | 88.3072 | 1215.9156 | 91.9079 | 1183.6459 | 88.3072 | 1866.6 | 174380.2424 | 31790.5808 | 14420.5607 | 0 | 11780.1763
5586 | 82.3435 | 250.0279 | 85.7017 | 243.3923 | 82.3435 | 1849.2 | 160953.746 | 29643.6444 | 13446.6865 | 0 | 12417.3933
5587 | 97.2562 | 101.2218 | 101.2218 | 98.5354 | 97.2562 | 1840.15 | 189509.5648 | 35012.2405 | 15881.9413 | 0 | 15546.3716
5588 | 88.4546 | 92.0619 | 92.0619 | 89.6186 | 88.4546 | 1852.4 | 173702.6798 | 31843.6536 | 14444.6351 | 0 | 13055.898
5589 | 94.0328 | 97.8674 | 97.8674 | 95.27 | 94.0328 | 1860.3 | 185508.9618 | 33851.8119 | 15355.558 | 0 | 13136.3837
5590 | 86.8608 | 90.4029 | 90.4029 | 88.0037 | 86.8608 | 1878.35 | 172650.4517 | 31269.894 | 14184.3714 | 0 | 10566.6184
5591 | 90.8453 | 94.5494 | 94.5494 | 92.0401 | 90.8453 | 1879.3 | 180519.7527 | 32704.2929 | 14835.0306 | 0 | 10964.9915
5592 | 84.4702 | 87.9144 | 87.9144 | 85.5812 | 84.4702 | 1860 | 166344.6612 | 30409.2548 | 13793.9758 | 0 | 11825.8
5593 | 93.2359 | 97.0379 | 97.0379 | 94.4625 | 93.2359 | 1828.6 | 180995.6931 | 33564.9321 | 15225.4262 | 0 | 15980.6371
5594 | 81.2826 | 84.5975 | 84.5975 | 82.3523 | 81.2826 | 1807.8 | 155790.6226 | 29261.7357 | 13273.4485 | 0 | 15622.5156
5595 | 92.439 | 96.2084 | 96.2084 | 93.655 | 92.439 | 1708.5 | 168247.8002 | 33278.0524 | 15095.2943 | 0 | 26945.9685
5596 | 79.6888 | 82.9385 | 82.9385 | 80.7373 | 79.6888 | 1516.65 | 128770.3477 | 28687.9762 | 13013.1848 | 0 | 38517.5925
5597 | 90.0484 | 93.7199 | 93.7199 | 91.2326 | 90.0484 | 1682.7 | 161591.4893 | 32417.4131 | 14704.8988 | 0 | 28572.2304
5598 | 79.6888 | 82.9385 | 82.9385 | 80.7373 | 79.6888 | 1679.8 | 142791.5698 | 28687.9762 | 13013.1848 | 0 | 25516.361
5599 | 86.0639 | 89.5734 | 89.5734 | 87.1962 | 86.0639 | 1708.5 | 156628.6616 | 30983.0143 | 14054.2395 | 0 | 25087.6352
5600 | 75.1595 | 78.2248 | 78.2248 | 76.1487 | 75.1595 | 1449.8 | 116179.0699 | 27057.4233 | 12273.5479 | 0 | 41352.762
5601 | 85.1346 | 1885.6815 | 88.6065 | 1835.6365 | 85.1346 | 1622.8 | 146877.0784 | 30648.4408 | 13902.4733 | 0 | 32112.7552
5602 | 74.1644 | 2464.037 | 77.1892 | 2398.6428 | 74.1644 | 1612.2 | 127166.4457 | 26699.1822 | 12111.0457 | 0 | 28760.9524
5603 | 80.2656 | 2978.6168 | 83.5379 | 2899.5659 | 80.2656 | 1535.25 | 131108.5847 | 28895.6054 | 13107.3677 | 0 | 37303.4239
5604 | 72.995 | 2996.2913 | 75.9715 | 2916.7713 | 72.995 | 1136.7 | 88238.5618 | 26278.1862 | 11920.0772 | 0 | 63016.5504
5605 | 82.3325 | 3158.6868 | 85.6892 | 3074.857 | 82.3325 | 1111.35 | 97241.1692 | 29639.6998 | 13444.8972 | 0 | 73164.7756
5606 | 74.6694 | 2710.8718 | 77.7148 | 2638.9267 | 74.6694 | 1758.25 | 139672.0977 | 26880.9923 | 12193.5168 | 0 | 18051.333
5607 | 86.4494 | 2494.3028 | 89.9752 | 2428.1053 | 86.4494 | 1905.6 | 175107.0548 | 31121.7924 | 14117.1908 | 0 | 8160.8256
5608 | 80.9369 | 1907.8688 | 84.2374 | 1857.235 | 80.9369 | 1899.6 | 163284.1622 | 29137.3016 | 13217.0038 | 0 | 8126.0697
5609 | 86.7502 | 1116.9013 | 90.2874 | 1087.2593 | 86.7502 | 1881.6 | 173390.3795 | 31230.0895 | 14166.3156 | 0 | 10271.2294
5610 | 79.3501 | 248.1691 | 82.5856 | 241.5828 | 79.3501 | 1854.15 | 156237.812 | 28566.0523 | 12957.8787 | 0 | 11573.2187
5611 | 96.4444 | 100.3767 | 100.3767 | 97.7127 | 96.4444 | 1845.15 | 189227.648 | 34719.9818 | 15749.3695 | 0 | 14934.3534
5612 | 87.6577 | 91.2324 | 91.2324 | 88.8112 | 87.6577 | 1852.4 | 172890.4317 | 31556.7738 | 14314.5032 | 0 | 12938.2773
5613 | 90.8453 | 94.5494 | 94.5494 | 92.0401 | 90.8453 | 1860.3 | 180164.0246 | 32704.2929 | 14835.0306 | 0 | 12691.0465
5614 | 86.0639 | 89.5734 | 89.5734 | 87.1962 | 86.0639 | 1878.35 | 171905.5005 | 30983.0143 | 14054.2395 | 0 | 10469.6769
5615 | 92.439 | 96.2084 | 96.2084 | 93.655 | 92.439 | 1879.3 | 184515.7985 | 33278.0524 | 15095.2943 | 0 | 11157.3873
5616 | 87.6577 | 91.2324 | 91.2324 | 88.8112 | 87.6577 | 1855 | 173062.9481 | 31556.7738 | 14314.5032 | 0 | 12710.3672
5617 | 94.0328 | 97.8674 | 97.8674 | 95.27 | 94.0328 | 1821.1 | 182780.4841 | 33851.8119 | 15355.558 | 0 | 16822.4699
5618 | 86.8608 | 90.4029 | 90.4029 | 88.0037 | 86.8608 | 1800.35 | 166886.9732 | 31269.894 | 14184.3714 | 0 | 17341.7621
5619 | 93.2359 | 97.0379 | 97.0379 | 94.4625 | 93.2359 | 1790.55 | 178098.5313 | 33564.9321 | 15225.4262 | 0 | 19528.264
5620 | 79.6888 | 82.9385 | 82.9385 | 80.7373 | 79.6888 | 1778.2 | 151277.049 | 28687.9762 | 13013.1848 | 0 | 17674.9809
5621 | 88.4546 | 92.0619 | 92.0619 | 89.6186 | 88.4546 | 1777.7 | 167842.203 | 31843.6536 | 14444.6351 | 0 | 19663.4561
5622 | 86.0639 | 89.5734 | 89.5734 | 87.1962 | 86.0639 | 1774.8 | 162966.9379 | 30983.0143 | 14054.2395 | 0 | 19381.5967
5623 | 88.4546 | 92.0609 | 92.0609 | 89.6176 | 88.4546 | 1755.1 | 165645.417 | 31843.6536 | 14444.6351 | 0 | 21662.5299
5624 | 78.9726 | 204.5262 | 82.1922 | 199.0982 | 78.9726 | 1526.1 | 128475.6227 | 28430.143 | 12896.2288 | 0 | 37425.1244
5625 | 84.4114 | 1880.2018 | 87.853 | 1830.3023 | 84.4114 | 1677.8 | 150571.3876 | 30388.0974 | 13784.3786 | 0 | 27197.3472
5626 | 75.3169 | 2524.6341 | 78.3882 | 2457.6317 | 75.3169 | 1685.15 | 135169.99 | 27114.0821 | 12299.2489 | 0 | 23713.5243
5627 | 86.3179 | 2902.0937 | 89.8367 | 2825.0737 | 86.3179 | 1604.35 | 147309.3699 | 31074.4572 | 14095.7191 | 0 | 34151.6917
5628 | 74.6116 | 3127.5062 | 77.6544 | 3044.5039 | 74.6116 | 1550.5 | 123121.7475 | 26860.1935 | 12184.0822 | 0 | 33537.9361
5629 | 87.3011 | 2953.3311 | 90.8609 | 2874.9513 | 87.3011 | 1528.35 | 141827.4662 | 31428.3951 | 14256.2692 | 0 | 41175.5627
5630 | 82.3166 | 1118.4604 | 85.6736 | 1088.777 | 82.3166 | 1802.85 | 157875.555 | 29633.9622 | 13442.2945 | 0 | 16228.7101
5631 | 88.9845 | 1658.8546 | 92.6125 | 1614.8295 | 88.9845 | 1905.6 | 180446.7176 | 32034.4286 | 14531.1728 | 0 | 8400.1391
5632 | 81.1182 | 1437.039 | 84.4257 | 1398.9008 | 81.1182 | 1897.1 | 163511.1478 | 29202.5668 | 13246.6088 | 0 | 8347.067
5633 | 82.9302 | 503.1167 | 86.3116 | 489.7643 | 82.9302 | 1876.6 | 165398.2713 | 29854.8596 | 13542.496 | 0 | 10233.5824
5634 | 82.6104 | 143.6959 | 85.9786 | 139.8823 | 82.6104 | 1854.2 | 162760.8768 | 29739.7491 | 13490.2806 | 0 | 12044.5984
5635 | 95.6336 | 99.5336 | 99.5336 | 96.8921 | 95.6336 | 1845.15 | 187498.3077 | 34428.0816 | 15616.9604 | 0 | 14808.8568
5636 | 90.8453 | 94.5494 | 94.5494 | 92.0401 | 90.8453 | 1852.4 | 179005.7604 | 32704.2929 | 14835.0306 | 0 | 13408.722
5637 | 93.2359 | 97.0379 | 97.0379 | 94.4625 | 93.2359 | 1860.3 | 184548.3273 | 33564.9321 | 15225.4262 | 0 | 13025.0584
5638 | 88.4546 | 92.0619 | 92.0619 | 89.6186 | 88.4546 | 1878.35 | 176406.153 | 31843.6536 | 14444.6351 | 0 | 10760.5013
5639 | 97.2204 | 101.1843 | 101.1843 | 98.4989 | 97.2204 | 1879.3 | 194111.9886 | 34999.331 | 15876.0854 | 0 | 11734.454
5640 | 90.0484 | 93.7199 | 93.7199 | 91.2326 | 90.0484 | 1855 | 178208.6237 | 32417.4131 | 14704.8988 | 0 | 13056.96
5641 | 92.439 | 96.2084 | 96.2084 | 93.655 | 92.439 | 1818.6 | 179437.5621 | 33278.0524 | 15095.2943 | 0 | 16768.4346
5642 | 86.0639 | 89.5734 | 89.5734 | 87.1962 | 86.0639 | 1777.85 | 163317.0003 | 30983.0143 | 14054.2395 | 0 | 19119.1017
5643 | 90.8453 | 94.5494 | 94.5494 | 92.0401 | 90.8453 | 1721.45 | 166667.3182 | 32704.2929 | 14835.0306 | 0 | 25304.8747
5644 | 86.8608 | 90.4029 | 90.4029 | 88.0037 | 86.8608 | 1693 | 156985.964 | 31269.894 | 14184.3714 | 0 | 26666.2708
5645 | 92.439 | 96.2084 | 96.2084 | 93.655 | 92.439 | 1666.4 | 164312.2272 | 33278.0524 | 15095.2943 | 0 | 30837.6504
5646 | 85.267 | 88.7439 | 88.7439 | 86.3887 | 85.267 | 1663.5 | 151236.3598 | 30696.1345 | 13924.1077 | 0 | 28692.3455
5647 | 76.5013 | 79.6205 | 79.6205 | 77.5074 | 76.5013 | 1708.5 | 139144.6622 | 27540.4571 | 12492.6574 | 0 | 22300.0415
5648 | 82.453 | 85.8162 | 85.8162 | 83.5387 | 82.453 | 1477 | 129361.2139 | 29683.0904 | 13464.5796 | 0 | 43122.919
5649 | 644.2323 | 1837.199 | 670.5017 | 1788.4407 | 644.2323 | 1643.05 | 1128391.0177 | 231923.6403 | 105203.1402 | 0 | 229958.7317
5650 | 550.7832 | 2489.459 | 573.2422 | 2423.3901 | 550.7832 | 1640.55 | 960886.9522 | 198281.9678 | 89942.9037 | 0 | 197979.0371
5651 | 872.9741 | 2714.9579 | 908.5711 | 2642.9044 | 872.9741 | 1459.55 | 1352988.3668 | 314270.683 | 142556.6737 | 0 | 471798.8628
5652 | 946.1464 | 1949.0752 | 984.7268 | 1897.3478 | 946.1464 | 1466.9 | 1472817.537 | 340612.6999 | 154505.7053 | 0 | 504390.6398
5653 | 1239.5337 | 979.8632 | 979.8632 | 953.8582 | 953.8582 | 1484.8 | 1500263.0124 | 343388.9567 | 155765.0462 | 523643.2392 | 491427.7513
5654 | 1165.2976 | 1199.1997 | 1199.1997 | 1167.3736 | 1165.2976 | 1513.45 | 1874169.5162 | 419507.1446 | 190293.102 | 0 | 566975.2553
5655 | 1376.3664 | 178.2497 | 178.2497 | 173.519 | 173.519 | 1557.05 | 287953.0662 | 62466.8504 | 28335.6574 | 2204819.2679 | 76860.2539
5656 | 885.9086 | 100.4412 | 100.4412 | 97.7756 | 97.7756 | 1546.05 | 160699.5618 | 35199.1981 | 15966.7474 | 1444647.9009 | 44385.2111
5657 | 1355.6593 | 127.0008 | 127.0008 | 123.6303 | 123.6303 | 1814.55 | 238464.2146 | 44506.8923 | 20188.8209 | 2258309.2002 | 22927.2311
5658 | 1090.8972 | 1135.3803 | 1135.3803 | 1105.2479 | 1090.8972 | 1816.7 | 2106993.8257 | 392722.9744 | 178143.5048 | 0 | 199961.4201
5659 | 1122.6312 | 1168.4083 | 1168.4083 | 1137.3994 | 1122.6312 | 1835.15 | 2191053.3804 | 404147.2435 | 183325.6802 | 0 | 185065.7203
5660 | 1206.4888 | 1255.6858 | 1255.6858 | 1222.3605 | 1206.4888 | 1851.9 | 2377761.099 | 434335.9594 | 197019.6171 | 0 | 178680.9877
5661 | 1114.0497 | 1159.4774 | 1159.4774 | 1128.7055 | 1114.0497 | 1850.3 | 2193548.6452 | 401057.9071 | 181924.3229 | 0 | 166773.2464
5662 | 1332.3971 | 1386.7279 | 1386.7279 | 1349.9249 | 1332.3971 | 1873.3 | 2655631.0521 | 479662.9618 | 217580.449 | 0 | 168814.6999
5663 | 1107.6746 | 1152.8424 | 1152.8424 | 1122.2466 | 1107.6746 | 1869.3 | 2206569.6403 | 398762.869 | 180883.2681 | 0 | 144773.0749
5664 | 162.5652 | 169.1939 | 169.1939 | 164.7036 | 162.5652 | 1847.5 | 320269.6673 | 58523.4714 | 26546.8969 | 0 | 24791.1625
5665 | 108.3768 | 0 | 0 | 0 | 0 | 1820 | 0 | 0 | 0 | 128968.3907 | 0
5666 | 94.0328 | 0 | 0 | 0 | 0 | 1772 | 0 | 0 | 0 | 111899.0449 | 0
5667 | 105.1892 | 0 | 0 | 0 | 0 | 1625.8 | 0 | 0 | 0 | 125175.2027 | 0
5668 | 101.2048 | 0 | 0 | 0 | 0 | 1494.1 | 0 | 0 | 0 | 120433.7178 | 0
5669 | 105.1892 | 0 | 0 | 0 | 0 | 1484.75 | 0 | 0 | 0 | 125175.2027 | 0
5670 | 94.8297 | 0 | 0 | 0 | 0 | 1475.65 | 0 | 0 | 0 | 112847.3419 | 0
5671 | 86.8608 | 90.4029 | 90.4029 | 88.0037 | 86.8608 | 1714.1 | 158220.1371 | 31269.894 | 14184.3714 | 0 | 24833.5075
5672 | 82.0825 | 85.4301 | 85.4301 | 83.1628 | 82.0825 | 1451.7 | 126726.8819 | 29549.6913 | 13404.0683 | 0 | 45005.5606
5673 | 832.2691 | 866.2063 | 866.2063 | 843.2176 | 832.2691 | 1465.3 | 1297669.4331 | 299616.8647 | 135909.5389 | 0 | 445014.2343
5674 | 1035.63 | 1501.7993 | 1077.8607 | 1461.9423 | 1035.63 | 1466 | 1614956.2805 | 372826.787 | 169118.3731 | 0 | 553026.4008
5675 | 888.0562 | 1978.6166 | 924.2691 | 1926.1052 | 888.0562 | 1442.9 | 1359953.1544 | 319700.2411 | 145019.5816 | 0 | 494736.1231
5676 | 1347.1615 | 2226.6337 | 1402.0949 | 2167.5401 | 1347.1615 | 1428.8 | 2044497.4627 | 484978.1267 | 219991.4669 | 0 | 769498.6277
5677 | 1336.4483 | 3517.6257 | 1390.9451 | 3424.2699 | 1336.4483 | 1451.25 | 2067126.8381 | 481121.3869 | 218242.0069 | 0 | 733376.003
5678 | 1189.8149 | 3586.3212 | 1238.3318 | 3491.1422 | 1189.8149 | 1467.75 | 1858049.7219 | 428333.359 | 194296.7709 | 0 | 633278.9731
5679 | 1475.6089 | 2199.2602 | 1535.7796 | 2140.8931 | 1475.6089 | 1468.4 | 2302197.9437 | 531219.1997 | 240966.9314 | 0 | 784433.6849
5680 | 1639.9322 | 2239.6382 | 1706.8032 | 2180.1994 | 1639.9322 | 1476.35 | 2575873.4327 | 590375.5996 | 267800.9317 | 0 | 858750.5075
5681 | 1706.823 | 908.6689 | 908.6689 | 884.5533 | 884.5533 | 1721.65 | 1619366.5368 | 318439.2007 | 144447.5597 | 1507220.3302 | 246215.4209
5682 | 1428.5228 | 112.0136 | 112.0136 | 109.0408 | 109.0408 | 1816.65 | 210383.774 | 39254.6961 | 17806.3663 | 2418610.3825 | 19992.6348
5683 | 1533.5207 | 915.1821 | 915.1821 | 890.8937 | 890.8937 | 1819.15 | 1722136.9501 | 320721.7177 | 145482.9347 | 2183646.8443 | 161118.1185
5684 | 1655.1368 | 1676.6383 | 1676.6383 | 1632.1413 | 1632.1413 | 1825.5 | 3175784.1903 | 587570.8558 | 266528.6688 | 78138.9904 | 284808.651
5685 | 1609.7142 | 1675.353 | 1675.353 | 1630.89 | 1609.7142 | 1826.05 | 3135049.8952 | 579497.1192 | 262866.3321 | 0 | 280009.7503
5686 | 1722.0755 | 1676.6383 | 1676.6383 | 1632.1413 | 1632.1413 | 1837.4 | 3190027.855 | 587570.8558 | 266528.6688 | 305596.3906 | 265386.1699
5687 | 1463.8837 | 1523.5765 | 1523.5765 | 1483.1416 | 1463.8837 | 1833.55 | 2859338.0333 | 526998.1226 | 239052.204 | 0 | 243663.4375
5688 | 1754.7479 | 0 | 0 | 0 | 0 | 1816.05 | 0 | 0 | 0 | 3216452.8585 | 0
5689 | 1349.1318 | 0 | 0 | 0 | 0 | 1632.1 | 0 | 0 | 0 | 1605466.8051 | 0
5690 | 1326.022 | 0 | 0 | 0 | 0 | 1772.8 | 0 | 0 | 0 | 1577966.1931 | 0
5691 | 1411.2891 | 0 | 0 | 0 | 0 | 1766.75 | 0 | 0 | 0 | 1679433.9707 | 0
5692 | 1294.1465 | 0 | 0 | 0 | 0 | 1769.7 | 0 | 0 | 0 | 1540034.3124 | 0
5693 | 1482.2121 | 0 | 0 | 0 | 0 | 1763.25 | 0 | 0 | 0 | 1763832.4026 | 0
5694 | 1483.009 | 0 | 0 | 0 | 0 | 1763.5 | 0 | 0 | 0 | 1764780.6993 | 0
5695 | 1287.7714 | 286.0356 | 286.0356 | 278.4444 | 278.4444 | 1745.5 | 515917.3909 | 100239.9894 | 45469.973 | 1850096.3193 | 70864.1036
5696 | 1284.4902 | 1037.7585 | 1037.7585 | 1010.217 | 1010.217 | 1227.75 | 1313656.6125 | 363678.1179 | 164968.4351 | 502742.7643 | 780140.0737
5697 | 1520.7915 | 1582.804 | 1582.804 | 1540.7972 | 1520.7915 | 294.25 | 471915.4162 | 547484.9234 | 248345.2444 | 0 | 2594089.2483
5698 | 1079.7616 | 1123.7912 | 1123.7912 | 1093.9664 | 1079.7616 | 658.15 | 751796.0364 | 388714.1882 | 176325.0748 | 0 | 1448878.1486
5699 | 1397.4561 | 1454.4398 | 1454.4398 | 1415.8397 | 1397.4561 | 1023.15 | 1511485.9646 | 503084.1841 | 228204.5757 | 0 | 1365104.8936
5700 | 1300.2516 | 1567.2777 | 1353.2721 | 1525.683 | 1300.2516 | 1024.65 | 1409222.8467 | 468090.5908 | 212331.093 | 0 | 1268200.438
5701 | 1512.0147 | 1573.6701 | 1573.6701 | 1531.9058 | 1512.0147 | 1026.5 | 1646362.7408 | 544325.3017 | 246912.0049 | 0 | 1471945.629
5702 | 1330.6818 | 1384.9429 | 1384.9429 | 1348.1873 | 1330.6818 | 1041.3 | 1472269.1515 | 479045.453 | 217300.3402 | 0 | 1275724.6551
5703 | 1355.5716 | 1410.8479 | 1410.8479 | 1373.4047 | 1355.5716 | 894.35 | 1287896.8171 | 488005.7839 | 221364.8459 | 0 | 1498787.7639
5704 | 1598.3855 | 1047.3743 | 1047.3743 | 1019.5775 | 1019.5775 | 704.6 | 764539.6173 | 367047.9124 | 166497.0114 | 1060954.9219 | 1320760.7382
5705 | 1495.9604 | 502.6213 | 502.6213 | 489.282 | 489.282 | 1329.95 | 693418.6371 | 176141.5202 | 79899.7507 | 1845241.5373 | 327843.4045
5706 | 1298.7306 | 155.4265 | 155.4265 | 151.3015 | 151.3015 | 1770.7 | 285389.7252 | 54468.5579 | 24707.5431 | 2103237.4143 | 34693.4454
5707 | 1402.2623 | 1459.4417 | 1459.4417 | 1420.709 | 1402.2623 | 1766.25 | 2628629.9099 | 504814.428 | 228989.4336 | 0 | 327778.7425
5708 | 1392.1637 | 1448.932 | 1448.932 | 1410.4781 | 1392.1637 | 1816.3 | 2682982.7748 | 501178.9439 | 227340.3376 | 0 | 255740.4778
5709 | 1202.5043 | 1251.5383 | 1251.5383 | 1218.3231 | 1202.5043 | 1771.6 | 2267549.5837 | 432901.5606 | 196368.9579 | 0 | 274651.9136
5710 | 1352.3193 | 1407.4622 | 1407.4622 | 1370.109 | 1352.3193 | 1774.25 | 2556578.2633 | 486834.9559 | 220833.7453 | 0 | 305286.0143
5711 | 1295.7403 | 1348.5761 | 1348.5761 | 1312.7856 | 1295.7403 | 1742 | 2405059.9922 | 466466.4929 | 211594.3841 | 0 | 334300.92
5712 | 1243.9425 | 0 | 0 | 0 | 0 | 1673.35 | 0 | 0 | 0 | 2280146.6447 | 0
5713 | 1173.8164 | 0 | 0 | 0 | 0 | 1795.1 | 0 | 0 | 0 | 1396841.4672 | 0
5714 | 1220.8328 | 0 | 0 | 0 | 0 | 1731.25 | 0 | 0 | 0 | 1452790.9904 | 0
5715 | 1220.0359 | 0 | 0 | 0 | 0 | 1721.45 | 0 | 0 | 0 | 1451842.6924 | 0
5716 | 899.6868 | 0 | 0 | 0 | 0 | 1667.2 | 0 | 0 | 0 | 1070627.3026 | 0
5717 | 1117.2373 | 0 | 0 | 0 | 0 | 1596.75 | 0 | 0 | 0 | 1329512.381 | 0
5718 | 1305.3029 | 0 | 0 | 0 | 0 | 1716.5 | 0 | 0 | 0 | 1553310.4712 | 0
5719 | 1147.519 | 434.5472 | 434.5472 | 423.0146 | 423.0146 | 1782.6 | 802165.7732 | 152285.2423 | 69078.278 | 1328016.7227 | 91963.3658
5720 | 929.5402 | 967.4447 | 967.4447 | 941.7692 | 929.5402 | 1602.75 | 1582758.4863 | 334634.4843 | 151793.9202 | 0 | 369259.858
5721 | 1210.9693 | 1260.3484 | 1260.3484 | 1226.8995 | 1210.9693 | 1783.25 | 2294796.0165 | 435948.9412 | 197751.2836 | 0 | 262477.5307
5722 | 1135.0278 | 1181.3108 | 1181.3108 | 1149.9595 | 1135.0278 | 1773.6 | 2138495.6166 | 408610.017 | 185350.0438 | 0 | 256970.2996
5723 | 1545.1075 | 2030.0934 | 1608.1125 | 1976.2158 | 1545.1075 | 1696.95 | 2785130.4619 | 556238.7011 | 252316.0552 | 0 | 468244.8288
5724 | 1332.948 | 1387.3013 | 1387.3013 | 1350.4831 | 1332.948 | 1623.45 | 2300552.6923 | 479861.2674 | 217670.4027 | 0 | 501921.5562
5725 | 1136.3975 | 2232.9804 | 1182.7356 | 2173.7183 | 1136.3975 | 1487.4 | 1792857.1669 | 409103.0914 | 185573.7078 | 0 | 582517.3462
5726 | 1310.148 | 1363.5716 | 1363.5716 | 1327.3832 | 1310.148 | 1790.8 | 2489862.2644 | 471653.2789 | 213947.1679 | 0 | 274082.961
5727 | 1355.743 | 1411.0259 | 1411.0259 | 1373.578 | 1355.743 | 1873.55 | 2692910.2724 | 488067.4631 | 221392.8242 | 0 | 171433.5759
5728 | 1265.597 | 1594.2609 | 1317.204 | 1551.95 | 1265.597 | 1904.6 | 2555838.9575 | 455614.9074 | 206671.9844 | 0 | 120737.9505
5729 | 1372.3541 | 58.1513 | 58.1513 | 56.608 | 56.608 | 1886.6 | 112902.5821 | 20378.8863 | 9244.0892 | 2411762.5475 | 6419.3492
5730 | 1424.6399 | 558.4496 | 558.4496 | 543.6287 | 543.6287 | 1854.2 | 1067375.8474 | 195706.316 | 88774.5595 | 1614893.642 | 79261.058
5731 | 1131.4817 | 1177.6202 | 1177.6202 | 1146.3668 | 1131.4817 | 1845.15 | 2210534.6635 | 407333.4019 | 184770.957 | 0 | 175209.9369
5732 | 1318.85 | 1372.6285 | 1372.6285 | 1336.1997 | 1318.85 | 1852.4 | 2587991.8475 | 474786.0061 | 215368.2078 | 0 | 194662.26
5733 | 1212.067 | 1261.4912 | 1261.4912 | 1228.0119 | 1212.067 | 1860.3 | 2392653.2215 | 436344.1178 | 197930.5401 | 0 | 169325.7591
5734 | 1363.4758 | 1419.0742 | 1419.0742 | 1381.4127 | 1363.4758 | 1878.35 | 2710728.2621 | 490851.2725 | 222655.5911 | 0 | 165866.8258
5735 | 1298.9278 | 1351.8941 | 1351.8941 | 1316.0156 | 1298.9278 | 1879.25 | 2580447.9104 | 467614.012 | 212114.9115 | 0 | 156845.5332
5736 | 502.0396 | 522.5116 | 522.5116 | 508.6444 | 502.0396 | 1854.95 | 986650.6487 | 180734.25 | 81983.064 | 0 | 72820.8416
5737 | 307.5989 | 0 | 0 | 0 | 0 | 1821.1 | 0 | 0 | 0 | 366042.6384 | 0
5738 | 222.3318 | 0 | 0 | 0 | 0 | 1745.5 | 0 | 0 | 0 | 264574.8604 | 0
5739 | 304.4113 | 0 | 0 | 0 | 0 | 1735.7 | 0 | 0 | 0 | 362249.4505 | 0
5740 | 233.4883 | 0 | 0 | 0 | 0 | 1762.9 | 0 | 0 | 0 | 277851.0183 | 0
5741 | 283.6922 | 0 | 0 | 0 | 0 | 1757.4 | 0 | 0 | 0 | 337593.7287 | 0
5742 | 279.7078 | 0 | 0 | 0 | 0 | 1779.8 | 0 | 0 | 0 | 332852.2438 | 0
5743 | 278.114 | 289.4546 | 289.4546 | 281.7726 | 278.114 | 1782.6 | 527685.264 | 100121.0369 | 45416.0148 | 0 | 60461.9817
5744 | 207.0754 | 215.5199 | 215.5199 | 209.8001 | 207.0754 | 1797.65 | 395233.4929 | 74547.1405 | 33815.4113 | 0 | 41901.6263
5745 | 1378.0269 | 1434.2185 | 1434.2185 | 1396.1551 | 1378.0269 | 1822.8 | 2669094.996 | 496089.697 | 225031.7986 | 0 | 244186.3731
5746 | 1300.4519 | 1454.7791 | 1353.4803 | 1416.17 | 1300.4519 | 1810.65 | 2497251.3026 | 468162.6696 | 212363.7887 | 0 | 246240.5597
5747 | 1608.7589 | 1944.2366 | 1674.359 | 1892.6376 | 1608.7589 | 1696.95 | 2895884.1594 | 579153.222 | 262710.3365 | 0 | 487534.3998
5748 | 1772.0822 | 2172.8849 | 1844.3429 | 2115.2177 | 1772.0822 | 1623.45 | 3062516.4164 | 637949.5877 | 289381.0213 | 0 | 667277.5479
5749 | 1617.9401 | 1683.9144 | 1683.9144 | 1639.2242 | 1617.9401 | 1568.4 | 2695729.1436 | 582458.4353 | 264209.618 | 0 | 698302.904
5750 | 1533.0237 | 1810.8465 | 1595.5348 | 1762.7876 | 1533.0237 | 1882.05 | 3064249.9726 | 551888.528 | 250342.7684 | 0 | 180820.1441
5751 | 1780.7354 | 2339.2187 | 1853.3477 | 2277.1371 | 1780.7354 | 1910.6 | 3620190.4693 | 641064.7433 | 290794.0905 | 0 | 159197.7446
5752 | 1349.0361 | 273.8804 | 273.8804 | 266.6118 | 266.6118 | 1909.6 | 540185.2979 | 95980.2394 | 43537.703 | 1984083.8644 | 24101.7046
5753 | 1613.9387 | 350.1746 | 350.1746 | 340.8811 | 340.8811 | 1886.55 | 682283.1798 | 122717.201 | 55665.8859 | 2333514.5973 | 38672.9624
5754 | 1295.9295 | 67.5225 | 67.5225 | 65.7305 | 65.7305 | 1854.2 | 129253.0191 | 23662.9679 | 10733.7851 | 2254954.8636 | 9583.502
5755 | 1388.6465 | 1445.2705 | 1445.2705 | 1406.9138 | 1388.6465 | 1845.15 | 2718370.1908 | 499912.7285 | 226765.9682 | 0 | 215031.8331
5756 | 1267.0523 | 1318.7183 | 1318.7183 | 1283.7203 | 1267.0523 | 1852.4 | 2488860.6791 | 456138.8215 | 206909.6377 | 0 | 187016.8752
5757 | 1465.4775 | 1525.2345 | 1525.2345 | 1484.7556 | 1465.4775 | 1860.3 | 2894078.268 | 527571.882 | 239312.4676 | 0 | 204727.1369
5758 | 1438.3833 | 1497.0356 | 1497.0356 | 1457.3051 | 1438.3833 | 1878.35 | 2862057.8878 | 517817.9704 | 234887.9849 | 0 | 174979.292
5759 | 1352.3193 | 1407.4622 | 1407.4622 | 1370.109 | 1352.3193 | 1879.3 | 2693778.6667 | 486834.9559 | 220833.7453 | 0 | 163224.9033
5760 | 574.5564 | 0 | 0 | 0 | 0 | 1859.95 | 0 | 0 | 0 | 1053161.9032 | 0
5761 | 496.4614 | 0 | 0 | 0 | 0 | 1828.55 | 0 | 0 | 0 | 590789.0252 | 0
5762 | 496.4614 | 0 | 0 | 0 | 0 | 1805.35 | 0 | 0 | 0 | 590789.0252 | 0
5763 | 502.0396 | 0 | 0 | 0 | 0 | 1795.55 | 0 | 0 | 0 | 597427.1041 | 0
5764 | 419.9601 | 0 | 0 | 0 | 0 | 1785.7 | 0 | 0 | 0 | 499752.5141 | 0
5765 | 483.7112 | 0 | 0 | 0 | 0 | 1777.7 | 0 | 0 | 0 | 575616.2734 | 0
5766 | 465.3827 | 0 | 0 | 0 | 0 | 1777.3 | 0 | 0 | 0 | 553805.4426 | 0
5767 | 470.1641 | 0 | 0 | 0 | 0 | 1782.6 | 0 | 0 | 0 | 861810.7113 | 0
5768 | 384.0224 | 0 | 0 | 0 | 0 | 1526.65 | 0 | 0 | 0 | 703913.1125 | 0
5769 | 1040.75 | 0 | 0 | 0 | 0 | 1783.25 | 0 | 0 | 0 | 1907694.6968 | 0
5770 | 1686.0651 | 547.3164 | 547.3164 | 532.7909 | 532.7909 | 1604.3 | 905835.2462 | 191804.7366 | 87004.7597 | 2113951.5021 | 210825.373
5771 | 1865.857 | 1941.9407 | 1941.9407 | 1890.4026 | 1865.857 | 1490.1 | 2946902.3964 | 671708.5222 | 304694.4491 | 0 | 951400.4843
5772 | 1807.6941 | 1881.406 | 1881.406 | 1831.4745 | 1807.6941 | 1575.5 | 3020704.6273 | 650769.8857 | 295196.4509 | 0 | 767366.103
5773 | 1599.518 | 2252.4804 | 1664.7412 | 2192.7008 | 1599.518 | 1593.4 | 2701511.845 | 575826.4926 | 261201.2951 | 0 | 650364.033
5774 | 1650.484 | 1717.7854 | 1717.7854 | 1672.1964 | 1650.484 | 1882.05 | 3296380.3395 | 594174.2461 | 269524.04 | 0 | 194674.5878
5775 | 1952.3423 | 2003.7066 | 2003.7066 | 1950.5293 | 1950.5293 | 1910.6 | 3962379.3566 | 702190.5562 | 318521.4384 | 3323.1688 | 174377.3215
5776 | 1917.6398 | 756.8487 | 756.8487 | 736.7624 | 736.7624 | 1909.55 | 1494737.7442 | 265234.4525 | 120313.2947 | 2164548.3326 | 66640.1562
5777 | 1638.3992 | 107.1698 | 107.1698 | 104.3256 | 104.3256 | 1886.6 | 208622.0601 | 37557.2154 | 17036.3702 | 2811956.9247 | 11830.5229
5778 | 1789.8428 | 111.0436 | 111.0436 | 108.0966 | 108.0966 | 1854.2 | 212349.6023 | 38914.7622 | 17652.1685 | 3082640.9188 | 15760.4787
5779 | 1557.9215 | 1057.0067 | 1057.0067 | 1028.9543 | 1028.9543 | 1845.15 | 2010440.0342 | 370423.5427 | 168028.2348 | 1797430.4763 | 159333.5711
5780 | 1417.6642 | 1475.4718 | 1475.4718 | 1436.3136 | 1417.6642 | 1852.4 | 2774428.3216 | 510359.0965 | 231504.5568 | 0 | 209247.2064
5781 | 1755.5448 | 1676.6383 | 1676.6383 | 1632.1413 | 1632.1413 | 1860.3 | 3204223.2442 | 587570.8558 | 266528.6688 | 419325.0889 | 228010.1349
5782 | 1519.6659 | 1581.6331 | 1581.6331 | 1539.6574 | 1519.6659 | 1878.35 | 3012154.3317 | 547079.706 | 248161.4333 | 0 | 184867.3507
5783 | 1699.7626 | 1676.6383 | 1676.6383 | 1632.1413 | 1632.1413 | 1879.3 | 3241452.4519 | 587570.8558 | 266528.6688 | 229777.2549 | 196999.4508
5784 | 524.3525 | 0 | 0 | 0 | 0 | 1860 | 0 | 0 | 0 | 961138.0476 | 0
5785 | 475.7423 | 0 | 0 | 0 | 0 | 1831.1 | 0 | 0 | 0 | 566133.3034 | 0
5786 | 485.3049 | 0 | 0 | 0 | 0 | 1807.85 | 0 | 0 | 0 | 577512.8674 | 0
5787 | 448.6481 | 0 | 0 | 0 | 0 | 1695.05 | 0 | 0 | 0 | 533891.2058 | 0
5788 | 408.8037 | 0 | 0 | 0 | 0 | 1533.25 | 0 | 0 | 0 | 486476.3562 | 0
5789 | 496.4614 | 0 | 0 | 0 | 0 | 1467 | 0 | 0 | 0 | 590789.0252 | 0
5790 | 478.9298 | 0 | 0 | 0 | 0 | 1418.95 | 0 | 0 | 0 | 569926.4914 | 0
5791 | 400.8348 | 240.2966 | 240.2966 | 233.9193 | 233.9193 | 1527.65 | 379705.9808 | 84210.943 | 38199.0194 | 305956.0976 | 110491.7747
5792 | 182.8679 | 190.3248 | 190.3248 | 185.2737 | 182.8679 | 1481.95 | 288361.53 | 65832.4506 | 29862.331 | 0 | 94734.2493
5793 | 1356.1404 | 1411.439 | 1411.439 | 1373.9802 | 1356.1404 | 1701.2 | 2451008.1232 | 488210.5444 | 221457.7275 | 0 | 405214.7518
5794 | 1493.0687 | 1553.9505 | 1553.9505 | 1512.7095 | 1493.0687 | 1802.1 | 2853607.4885 | 537504.7352 | 243818.1202 | 0 | 295478.2975
5795 | 1601.832 | 1667.1496 | 1667.1496 | 1622.9043 | 1601.832 | 1658.5 | 2815841.9158 | 576659.5196 | 261579.1654 | 0 | 547025.6277
5796 | 1394.3631 | 1451.2207 | 1451.2207 | 1412.706 | 1394.3631 | 1704.3 | 2520726.7721 | 501970.7322 | 227699.5016 | 0 | 412313.1391
5797 | 1717.3001 | 1787.326 | 1787.326 | 1739.8913 | 1717.3001 | 1762.15 | 3206309.1553 | 618228.0385 | 280435.1075 | 0 | 408459.805
5798 | 1250.3824 | 1301.3686 | 1301.3686 | 1266.831 | 1250.3824 | 1790.8 | 2370432.8092 | 450137.6554 | 204187.442 | 0 | 261579.9931
5799 | 1121.1221 | 1166.8378 | 1166.8378 | 1135.8705 | 1121.1221 | 1873.55 | 2216739.4116 | 403603.965 | 183079.243 | 0 | 141765.8927
5800 | 1607.7798 | 1047.7344 | 1047.7344 | 1019.9281 | 1019.9281 | 1876.8 | 2021396.4124 | 367174.111 | 166554.2565 | 1077532.1419 | 125655.1402
5801 | 1448.2039 | 265.6968 | 265.6968 | 258.6453 | 258.6453 | 1876.6 | 513089.017 | 93112.3214 | 42236.7836 | 2180460.8492 | 31916.8346
5802 | 1364.7797 | 47.9892 | 47.9892 | 46.7156 | 46.7156 | 1844.2 | 90942.3654 | 16817.6054 | 7628.6527 | 2416011.487 | 7278.2859
5803 | 1446.5205 | 1505.5044 | 1505.5044 | 1465.5492 | 1446.5205 | 1842.65 | 2814301.3759 | 520747.3714 | 236216.7937 | 0 | 227609.922
5804 | 1027.9858 | 1069.904 | 1069.904 | 1041.5093 | 1027.9858 | 1852.4 | 2010332.9641 | 370074.8927 | 167870.0833 | 0 | 151730.706
5805 | 1208.0826 | 1257.3448 | 1257.3448 | 1223.9755 | 1208.0826 | 1860.3 | 2373211.5501 | 434909.7191 | 197279.8809 | 0 | 168769.1327
5806 | 1391.3668 | 1448.1025 | 1448.1025 | 1409.6706 | 1391.3668 | 1878.35 | 2757679.8171 | 500892.0642 | 227210.2058 | 0 | 169259.7767
5807 | 960.2503 | 999.4059 | 999.4059 | 972.8822 | 960.2503 | 1879.3 | 1902733.1464 | 345690.1131 | 156808.8763 | 0 | 115902.175
5808 | 1379.4135 | 0 | 0 | 0 | 0 | 1860 | 0 | 0 | 0 | 2528464.9858 | 0
5809 | 1115.6435 | 0 | 0 | 0 | 0 | 1718.1 | 0 | 0 | 0 | 2044974.5703 | 0
5810 | 1562.6978 | 0 | 0 | 0 | 0 | 1805.35 | 0 | 0 | 0 | 2864425.0931 | 0
5811 | 1405.7108 | 0 | 0 | 0 | 0 | 1795.55 | 0 | 0 | 0 | 2576667.9569 | 0
5812 | 1476.6339 | 0 | 0 | 0 | 0 | 1629.55 | 0 | 0 | 0 | 2706669.913 | 0
5813 | 1177.8008 | 0 | 0 | 0 | 0 | 1536.15 | 0 | 0 | 0 | 2158908.8664 | 0
5814 | 1127.5968 | 74.5946 | 74.5946 | 72.6149 | 72.6149 | 1509.3 | 116292.5487 | 26141.348 | 11858.0059 | 1933781.9813 | 35632.1096
5815 | 1133.1751 | 1179.3822 | 1179.3822 | 1148.0821 | 1133.1751 | 1536.05 | 1847678.9261 | 407943.0216 | 185047.4873 | 0 | 525736.5413
5816 | 181.302 | 188.6949 | 188.6949 | 183.6871 | 181.302 | 1279.9 | 246068.1145 | 65268.7318 | 29606.622 | 0 | 130555.5702
5817 | 479.2755 | 498.8183 | 498.8183 | 485.5799 | 479.2755 | 1489.85 | 757563.5219 | 172539.171 | 78265.6851 | 0 | 244502.1413
5818 | 453.9145 | 1467.283 | 472.4232 | 1428.3421 | 453.9145 | 1520.8 | 731994.7324 | 163409.2226 | 74124.239 | 0 | 217515.8319
5819 | 496.7951 | 1920.1551 | 517.0537 | 1869.1953 | 496.7951 | 1442.45 | 760285.1254 | 178846.2226 | 81126.6337 | 0 | 276988.0872
5820 | 414.3719 | 2140.4449 | 431.2688 | 2083.6387 | 414.3719 | 1457.3 | 640290.8623 | 149173.8902 | 67666.9341 | 0 | 224879.6395
5821 | 318.7732 | 2867.3546 | 331.7715 | 2791.2566 | 318.7732 | 1475.2 | 497832.1122 | 114758.3596 | 52055.667 | 0 | 167292.1864
5822 | 334.3604 | 3502.2149 | 347.9952 | 3409.2681 | 334.3604 | 1539 | 546140.0918 | 120369.7277 | 54601.0459 | 0 | 154140.1235
5823 | 406.4429 | 2984.0549 | 423.0164 | 2904.8597 | 406.4429 | 1748.6 | 752650.0034 | 146319.4365 | 66372.1222 | 0 | 102179.7399
5824 | 328.2074 | 2216.2322 | 341.5902 | 2157.4146 | 328.2074 | 1825.5 | 634064.5965 | 118154.6573 | 53596.2654 | 0 | 57272.1881
5825 | 412.0002 | 1183.3882 | 428.8 | 1151.9817 | 412.0002 | 1876.6 | 817971.4675 | 148320.0643 | 67279.6292 | 0 | 50840.822
5826 | 284.013 | 295.5941 | 295.5941 | 287.7492 | 284.013 | 1784.35 | 537284.8586 | 102244.6643 | 46379.3158 | 0 | 61247.3941
5827 | 303.3544 | 315.7238 | 315.7238 | 307.3447 | 303.3544 | 1840.15 | 592224.5196 | 109207.5948 | 49537.7784 | 0 | 48491.1369
5828 | 260.5825 | 271.2077 | 271.2077 | 264.01 | 260.5825 | 1852.4 | 511390.4768 | 93809.6821 | 42553.1142 | 0 | 38461.9032
5829 | 203.2065 | 211.4921 | 211.4921 | 205.8792 | 203.2065 | 1859.8 | 401137.9105 | 73154.3393 | 33183.6211 | 0 | 28489.4812
5830 | 329.9117 | 343.3648 | 343.3648 | 334.252 | 329.9117 | 1877.85 | 657419.8654 | 118768.2214 | 53874.5849 | 0 | 40298.7174
5831 | 295.6455 | 307.7015 | 307.7015 | 299.5353 | 295.6455 | 1869.3 | 585845.1332 | 106432.3917 | 48278.9154 | 0 | 38640.8711
5832 | 301.2237 | 313.5069 | 313.5069 | 305.1866 | 301.2237 | 1812.95 | 579525.9087 | 108440.55 | 49189.8384 | 0 | 56343.9024
5833 | 332.0389 | 345.5785 | 345.5785 | 336.407 | 332.0389 | 1562.9 | 552549.4769 | 119534.0169 | 54221.9582 | 0 | 145134.2188
5834 | 303.4149 | 315.7873 | 315.7873 | 307.4065 | 303.4149 | 1590.85 | 514156.2132 | 109229.3603 | 49547.6515 | 0 | 124142.2021
5835 | 303.4149 | 315.7873 | 315.7873 | 307.4065 | 303.4149 | 1577.5 | 509455.1511 | 109229.3603 | 49547.6515 | 0 | 128192.7909
5836 | 323.0428 | 336.2157 | 336.2157 | 327.2927 | 323.0428 | 1566.6 | 537149.5274 | 116295.4105 | 52752.8904 | 0 | 140006.7526
5837 | 232.2637 | 241.735 | 241.735 | 235.3195 | 232.2637 | 1554.45 | 383275.8942 | 83614.9281 | 37928.6604 | 0 | 103485.0867
5838 | 282.1513 | 293.6562 | 293.6562 | 285.8627 | 282.1513 | 1543.35 | 463231.9733 | 101574.4725 | 46075.3093 | 0 | 128844.2541
5839 | 262.5234 | 273.2289 | 273.2289 | 265.9775 | 262.5234 | 1507.35 | 420050.622 | 94508.4222 | 42870.0704 | 0 | 129331.956
5840 | 251.6319 | 261.8927 | 261.8927 | 254.9423 | 251.6319 | 1269.95 | 338918.8839 | 90587.5004 | 41091.4967 | 0 | 183703.9018
5841 | 470.5752 | 489.7635 | 489.7635 | 476.7655 | 470.5752 | 1283.55 | 641000.5668 | 169407.0829 | 76844.9351 | 0 | 337143.4587
5842 | 1198.9713 | 1247.8612 | 1247.8612 | 1214.7436 | 1198.9713 | 1366.55 | 1731785.9385 | 431629.6802 | 195792.0188 | 0 | 759488.3915
5843 | 1601.2271 | 1666.5199 | 1666.5199 | 1622.2914 | 1601.2271 | 1207.5 | 2039548.8444 | 576441.7556 | 261480.3853 | 0 | 1268972.3975
5844 | 1241.291 | 1939.8987 | 1291.9079 | 1888.4148 | 1241.291 | 1216 | 1598839.1937 | 446864.747 | 202702.8144 | 0 | 973172.1158
5845 | 1602.0439 | 3046.2912 | 1667.3692 | 2965.4443 | 1602.0439 | 1300.05 | 2205479.0533 | 576735.8065 | 261613.77 | 0 | 1121350.6327
5846 | 1542.9506 | 2954.4531 | 1605.8666 | 2876.0435 | 1542.9506 | 1444 | 2363597.417 | 555462.211 | 251963.8307 | 0 | 857880.5258
5847 | 1640.668 | 2087.7806 | 1707.5692 | 2032.372 | 1640.668 | 1586.95 | 2758619.9276 | 590640.4685 | 267921.0792 | 0 | 677677.9042
5848 | 1242.7375 | 1866.4333 | 1293.4118 | 1816.8992 | 1242.7375 | 1607.95 | 2115638.6702 | 447385.5 | 202939.0338 | 0 | 487215.2369
5849 | 1329.2874 | 1034.4187 | 1034.4187 | 1006.9658 | 1006.9658 | 1600.55 | 1706604.4712 | 362507.6805 | 164437.5118 | 590815.5582 | 402232.4805
5850 | 1176.7039 | 198.3325 | 198.3325 | 193.0689 | 193.0689 | 1581.65 | 323467.5222 | 69504.7934 | 31528.1466 | 1803002.954 | 80770.362
5851 | 1489.1425 | 1237.1287 | 1237.1287 | 1204.296 | 1204.296 | 1579.15 | 2014733.4541 | 433546.5529 | 196661.5336 | 967908.4396 | 506827.9634
5852 | 1527.7062 | 1590.001 | 1590.001 | 1547.8032 | 1527.7062 | 1605 | 2596803.849 | 549974.2453 | 249474.4285 | 0 | 603443.87
5853 | 1849.1134 | 1676.6383 | 1676.6383 | 1632.1413 | 1632.1413 | 1629.95 | 2821783.5108 | 587570.8558 | 266528.6688 | 737271.2563 | 603973.8756
5854 | 1687.1831 | 1676.6383 | 1676.6383 | 1632.1413 | 1632.1413 | 1645.4 | 2846264.813 | 587570.8558 | 266528.6688 | 187032.0323 | 578757.293
5855 | 1236.5588 | 1286.9819 | 1286.9819 | 1252.8261 | 1236.5588 | 1590.35 | 2082420.0224 | 445161.1662 | 201930.0512 | 0 | 506556.3104
5856 | 1050.9114 | 0 | 0 | 0 | 0 | 1571.95 | 0 | 0 | 0 | 1926320.6145 | 0
5857 | 1364.9581 | 0 | 0 | 0 | 0 | 1335.65 | 0 | 0 | 0 | 1624300.1247 | 0
5858 | 1355.1441 | 0 | 0 | 0 | 0 | 1528.85 | 0 | 0 | 0 | 1612621.5147 | 0
5859 | 1388.6752 | 0 | 0 | 0 | 0 | 1510.15 | 0 | 0 | 0 | 1652523.4345 | 0
5860 | 1544.0628 | 0 | 0 | 0 | 0 | 1515.45 | 0 | 0 | 0 | 1837434.7725 | 0
5861 | 1248.0084 | 0 | 0 | 0 | 0 | 1519.4 | 0 | 0 | 0 | 1485130.0127 | 0
5862 | 1493.3574 | 0 | 0 | 0 | 0 | 1540.05 | 0 | 0 | 0 | 1777095.2834 | 0
5863 | 1527.7062 | 365.1794 | 365.1794 | 355.4878 | 355.4878 | 1521.6 | 577722.9998 | 127975.5978 | 58051.1531 | 2148676.4469 | 170065.35
5864 | 1240.9649 | 1291.5676 | 1291.5676 | 1257.2901 | 1240.9649 | 1407.45 | 1861874.2811 | 446747.3474 | 202649.5607 | 0 | 735333.2182
5865 | 1314.0022 | 1367.5828 | 1367.5828 | 1331.2879 | 1314.0022 | 1037.5 | 1448374.7661 | 473040.783 | 214576.5552 | 0 | 1264726.925
5866 | 1895.8186 | 1973.1234 | 1973.1234 | 1920.7578 | 1895.8186 | 927.2 | 1869672.8718 | 682494.7057 | 309587.1818 | 0 | 2033833.5504
5867 | 1738.3935 | 1809.2791 | 1809.2791 | 1761.2618 | 1738.3935 | 1063.45 | 1963871.7024 | 625821.6704 | 283879.6633 | 0 | 1628092.4596
5868 | 1628.6735 | 1695.0851 | 1695.0851 | 1650.0984 | 1628.6735 | 1064.45 | 1843081.3775 | 586322.4492 | 265962.3777 | 0 | 1523705.4649
5869 | 1331.8493 | 2272.738 | 1386.1586 | 2212.4208 | 1331.8493 | 1058.5 | 1501479.6052 | 479465.7361 | 217490.9853 | 0 | 1253936.0849
5870 | 1502.9147 | 1888.1616 | 1564.1991 | 1838.0509 | 1502.9147 | 1068.5 | 1707003.4308 | 541049.3086 | 245425.978 | 0 | 1399965.0859
5871 | 1067.9509 | 2767.9459 | 1111.4997 | 2694.4861 | 1067.9509 | 332.25 | 377271.3781 | 384462.3226 | 174396.3813 | 0 | 1781075.1068
5872 | 1186.9605 | 2182.1197 | 1235.3604 | 2124.2074 | 1186.9605 | 327.55 | 416841.458 | 427305.7724 | 193830.6462 | 0 | 1985132.0531
5873 | 1465.9979 | 1147.2326 | 1147.2326 | 1116.7857 | 1116.7857 | 1068.1 | 1280459.7051 | 402042.8585 | 182371.1077 | 640105.937 | 1040732.6106
5874 | 1552.9578 | 194.6336 | 194.6336 | 189.4681 | 189.4681 | 1274.6 | 257715.718 | 68208.5222 | 30940.1435 | 2499276.5098 | 137440.1722
5875 | 1503.1713 | 1495.0363 | 1495.0363 | 1455.3589 | 1455.3589 | 1414 | 2194850.5029 | 523929.1912 | 237660.1026 | 162466.7915 | 852840.2946
5876 | 1143.3262 | 1189.9472 | 1189.9472 | 1158.3666 | 1143.3262 | 1347.45 | 1640382.2893 | 411597.4277 | 186705.1665 | 0 | 746077.3813
5877 | 1723.9854 | 1676.6383 | 1676.6383 | 1632.1413 | 1632.1413 | 1409 | 2448112.5857 | 587570.8558 | 266528.6688 | 312086.4007 | 964595.4883
5878 | 1668.373 | 1676.6383 | 1676.6383 | 1632.1413 | 1632.1413 | 1412.6 | 2452702.1451 | 587570.8558 | 266528.6688 | 123115.3567 | 958719.7798
5879 | 1373.1364 | 1429.1281 | 1429.1281 | 1391.1998 | 1373.1364 | 1339.1 | 1957820.6813 | 494329.0993 | 224233.172 | 0 | 907505.5824
5880 | 1233.2875 | 0 | 0 | 0 | 0 | 1208.65 | 0 | 0 | 0 | 2260615.9435 | 0
5881 | 1690.4544 | 0 | 0 | 0 | 0 | 567.5 | 0 | 0 | 0 | 2011640.7182 | 0
5882 | 1819.6715 | 0 | 0 | 0 | 0 | 301.8 | 0 | 0 | 0 | 2165409.0945 | 0
5883 | 1252.9154 | 0 | 0 | 0 | 0 | 292.85 | 0 | 0 | 0 | 1490969.3177 | 0
5884 | 1363.3224 | 0 | 0 | 0 | 0 | 535.45 | 0 | 0 | 0 | 1622353.6893 | 0
5885 | 1499.0822 | 0 | 0 | 0 | 0 | 879.8 | 0 | 0 | 0 | 1783907.8061 | 0
5886 | 1406.6674 | 0 | 0 | 0 | 0 | 626.8 | 0 | 0 | 0 | 1673934.2215 | 0
5887 | 1239.0123 | 371.4616 | 371.4616 | 361.6032 | 361.6032 | 629.45 | 242263.6332 | 130177.1434 | 59049.7987 | 1608290.8965 | 495595.2331
5888 | 1144.3567 | 1191.0202 | 1191.0202 | 1159.4112 | 1144.3567 | 297.55 | 361195.7904 | 411968.3951 | 186873.4414 | 0 | 1948209.9839
5889 | 1160.5057 | 1207.8277 | 1207.8277 | 1175.7726 | 1160.5057 | 325.05 | 400441.3777 | 417782.0617 | 189510.5852 | 0 | 1943789.0674
5890 | 1535.5758 | 1598.1919 | 1598.1919 | 1555.7767 | 1535.5758 | 339.05 | 555074.6215 | 552807.2898 | 250759.529 | 0 | 2550514.6333
5891 | 1778.9231 | 2020.5474 | 1851.4628 | 1966.9232 | 1778.9231 | 346.25 | 655479.5298 | 640412.3279 | 290498.1476 | 0 | 2941894.1312
5892 | 1434.3111 | 2240.7123 | 1492.7986 | 2181.245 | 1434.3111 | 349.85 | 533730.2411 | 516351.9906 | 234223.0002 | 0 | 2366828.4369
5893 | 1226.9442 | 2203.7168 | 1276.9748 | 2145.2314 | 1226.9442 | 361.05 | 471132.4412 | 441699.9059 | 200359.9851 | 0 | 2010900.1687
5894 | 1067.315 | 3426.5973 | 1110.8377 | 3335.6573 | 1067.315 | 385.3 | 437848.9983 | 384233.4119 | 174292.5449 | 0 | 1723393.5838
5895 | 1327.1212 | 3011.5522 | 1381.2367 | 2931.6272 | 1327.1212 | 390.7 | 551650.4242 | 477763.6277 | 216718.89 | 0 | 2135736.1278
5896 | 1593.7705 | 2212.1898 | 1658.7599 | 2153.4795 | 1593.7705 | 380.95 | 648823.33 | 573757.3926 | 260262.7284 | 0 | 2580394.1847
5897 | 1265.787 | 784.4293 | 784.4293 | 763.611 | 763.611 | 367.55 | 299661.0718 | 274899.9526 | 124697.6729 | 920488.6695 | 1246556.7434
5898 | 1411.0786 | 1186.139 | 1186.139 | 1154.6595 | 1154.6595 | 342.55 | 421666.8854 | 415677.4141 | 188555.8937 | 470016.2092 | 1913790.3611
5899 | 906.1208 | 943.0697 | 943.0697 | 918.0412 | 906.1208 | 692.4 | 667412.8307 | 326203.4742 | 147969.5204 | 0 | 1184843.5079
5900 | 1138.4192 | 1184.8401 | 1184.8401 | 1153.3951 | 1138.4192 | 1129.35 | 1365008.9859 | 409830.9149 | 185903.8567 | 0 | 991164.5023
5901 | 1154.7758 | 1201.8641 | 1201.8641 | 1169.9672 | 1154.7758 | 1134.45 | 1391490.4713 | 415719.2902 | 188574.8891 | 0 | 999516.1989
5902 | 1472.9116 | 1532.9726 | 1532.9726 | 1492.2884 | 1472.9116 | 1108.2 | 1737282.1897 | 530248.1882 | 240526.4698 | 0 | 1313542.5952
5903 | 1362.5046 | 1418.0636 | 1418.0636 | 1380.4289 | 1362.5046 | 1108.6 | 1606309.2221 | 490501.6556 | 222497.001 | 0 | 1214536.5995
5904 | 141.4846 | 147.2543 | 147.2543 | 143.3463 | 141.4846 | 988.8 | 148980.5334 | 50934.4456 | 23104.4305 | 0 | 143069.1984
5905 | 99.7752 | 0 | 0 | 0 | 0 | 946.05 | 0 | 0 | 0 | 118732.5436 | 0
5906 | 96.5039 | 0 | 0 | 0 | 0 | 301.8 | 0 | 0 | 0 | 114839.6733 | 0
5907 | 105.5001 | 0 | 0 | 0 | 0 | 292.85 | 0 | 0 | 0 | 125545.0666 | 0
5908 | 94.8683 | 0 | 0 | 0 | 0 | 285.95 | 0 | 0 | 0 | 112893.2382 | 0
5909 | 100.5931 | 0 | 0 | 0 | 0 | 280.8 | 0 | 0 | 0 | 119705.7612 | 0
5910 | 91.5969 | 0 | 0 | 0 | 0 | 277.3 | 0 | 0 | 0 | 109000.3679 | 0
5911 | 86.69 | 90.2249 | 90.2249 | 87.8304 | 86.69 | 279.95 | 25666.1586 | 31208.3886 | 14156.4718 | 0 | 149111.0802
5912 | 88.3635 | 91.9662 | 91.9662 | 89.5254 | 88.3635 | 297.55 | 27820.2483 | 31810.843 | 14429.7519 | 0 | 150433.5893
5913 | 674.8497 | 764.6244 | 702.3682 | 744.3317 | 674.8497 | 325.05 | 231499.2395 | 242945.8969 | 110202.9582 | 0 | 1130339.5276
5914 | 1069.3668 | 1112.9724 | 1112.9724 | 1083.4347 | 1069.3668 | 339.05 | 385663.6135 | 384972.035 | 174627.5926 | 0 | 1776164.7267
5915 | 1034.0283 | 2019.5337 | 1076.1923 | 1965.9364 | 1034.0283 | 346.25 | 383075.0385 | 372250.2002 | 168856.8269 | 0 | 1710024.3574
5916 | 1101.8888 | 2241.2733 | 1146.8205 | 2181.7911 | 1101.8888 | 349.85 | 411638.1455 | 396679.9651 | 179938.4397 | 0 | 1818281.7901
5917 | 1309.4418 | 3119.6108 | 1362.8368 | 3036.8181 | 1309.4418 | 361.05 | 502896.8666 | 471399.0304 | 213831.8379 | 0 | 2146109.5578
5918 | 1334.591 | 3468.3085 | 1389.0113 | 3376.2615 | 1334.591 | 385.3 | 546764.111 | 480452.7751 | 217938.7172 | 0 | 2154964.1555
5919 | 1249.9334 | 2531.8967 | 1300.9013 | 2464.7015 | 1249.9334 | 847.7 | 1126811.8177 | 449976.0172 | 204114.1211 | 0 | 1440298.2349
5920 | 1409.4378 | 2095.9912 | 1466.9104 | 2040.3648 | 1409.4378 | 380.95 | 571084.9178 | 507397.612 | 230161.1945 | 0 | 2281950.2879
5921 | 1475.0421 | 1094.1489 | 1094.1489 | 1065.1108 | 1065.1108 | 617.05 | 702574.6372 | 383439.8711 | 173932.586 | 751404.1242 | 1472994.9159
5922 | 1347.0834 | 147.0961 | 147.0961 | 143.1923 | 143.1923 | 1112 | 169903.322 | 51549.2122 | 23383.2954 | 2206732.456 | 127154.7233
5923 | 1438.5628 | 966.6371 | 966.6371 | 940.983 | 940.983 | 1685.9 | 1685251.6536 | 338753.8935 | 153662.53 | 1690775.9586 | 295562.772
5924 | 1652.8342 | 1676.6383 | 1676.6383 | 1632.1413 | 1632.1413 | 1816.95 | 3143916.2031 | 587570.8558 | 266528.6688 | 70314.6231 | 298763.4588
5925 | 1743.6133 | 1676.6383 | 1676.6383 | 1632.1413 | 1632.1413 | 1806.2 | 3128604.493 | 587570.8558 | 266528.6688 | 378782.066 | 316308.9774
5926 | 1660.1947 | 1676.6383 | 1676.6383 | 1632.1413 | 1632.1413 | 1865.25 | 3224418.5307 | 587570.8558 | 266528.6688 | 95325.4967 | 219931.0356
5927 | 1413.2101 | 1470.8362 | 1470.8362 | 1431.801 | 1413.2101 | 1865.65 | 2793462.8967 | 508755.6187 | 230777.2015 | 0 | 189864.7635
5928 | 139.8489 | 0 | 0 | 0 | 0 | 1819.3 | 0 | 0 | 0 | 256343.0546 | 0
5929 | 107.1357 | 0 | 0 | 0 | 0 | 1429 | 0 | 0 | 0 | 127491.5017 | 0
5930 | 98.9574 | 0 | 0 | 0 | 0 | 900.8 | 0 | 0 | 0 | 117759.326 | 0
5931 | 102.2287 | 0 | 0 | 0 | 0 | 292.85 | 0 | 0 | 0 | 121652.1963 | 0
5932 | 100.5931 | 0 | 0 | 0 | 0 | 285.95 | 0 | 0 | 0 | 119705.7612 | 0
5933 | 103.8644 | 0 | 0 | 0 | 0 | 280.8 | 0 | 0 | 0 | 123598.6315 | 0
5934 | 97.3218 | 0 | 0 | 0 | 0 | 626.8 | 0 | 0 | 0 | 115812.8909 | 0
5935 | 94.8683 | 11.2997 | 11.2997 | 10.9998 | 10.9998 | 1070.85 | 12461.2694 | 3959.9371 | 1796.2715 | 153730.8541 | 10220.4878
5936 | 87.886 | 91.4697 | 91.4697 | 89.0422 | 87.886 | 505.05 | 46888.8125 | 31638.9761 | 14351.7911 | 0 | 131385.1757
5937 | 953.4016 | 992.2787 | 992.2787 | 965.9441 | 953.4016 | 1300.5 | 1312886.7603 | 343224.5588 | 155690.4735 | 0 | 666904.3858
5938 | 1414.2467 | 1502.2676 | 1471.9155 | 1462.3983 | 1414.2467 | 1360.55 | 2037389.162 | 509128.7944 | 230946.4781 | 0 | 904340.021
5939 | 1289.2178 | 1990.8478 | 1341.7882 | 1938.0118 | 1289.2178 | 1261.25 | 1722014.3793 | 464118.4224 | 210529.2733 | 0 | 952409.6793
5940 | 1489.7845 | 1550.5337 | 1550.5337 | 1509.3833 | 1489.7845 | 1513.85 | 2399452.5679 | 536322.4153 | 243281.8067 | 0 | 724258.4916
5941 | 1378.1088 | 1434.3039 | 1434.3039 | 1396.2382 | 1378.1088 | 1530.1 | 2242255.1437 | 496119.1655 | 225045.1659 | 0 | 647572.9492
5942 | 1448.9237 | 2282.9678 | 1508.0065 | 2222.3791 | 1448.9237 | 1894.3 | 2915822.9892 | 521612.518 | 236609.2338 | 0 | 153151.231
5943 | 1588.6233 | 2128.6269 | 1653.402 | 2072.1343 | 1588.6233 | 1899.7 | 3202706.85 | 571904.3945 | 259422.1878 | 0 | 159338.9188
5944 | 1511.5071 | 797.1944 | 797.1944 | 776.0373 | 776.0373 | 1889.95 | 1554646.9959 | 279373.4378 | 126726.8955 | 1348116.0402 | 85402.9079
5945 | 1311.4301 | 423.0466 | 423.0466 | 411.8192 | 411.8192 | 1876.55 | 818251.1483 | 148254.9112 | 67250.075 | 1648986.7839 | 50839.08
5946 | 1754.8452 | 70.3388 | 70.3388 | 68.4721 | 68.4721 | 1851.55 | 134299.9525 | 24649.9431 | 11181.4881 | 3091121.9563 | 10164.6779
5947 | 1257.345 | 1308.6155 | 1308.6155 | 1273.8856 | 1257.345 | 1845.85 | 2457599.5002 | 452644.187 | 205324.4326 | 0 | 193819.7262
5948 | 847.2718 | 881.821 | 881.821 | 858.418 | 847.2718 | 1847.45 | 1655370.436 | 305017.8362 | 138359.4796 | 0 | 129251.3081
5949 | 1282.3573 | 1334.6474 | 1334.6474 | 1299.2266 | 1282.3573 | 1852.55 | 2514268.8366 | 461648.6168 | 209408.942 | 0 | 189083.5397
5950 | 1299.5317 | 1352.5227 | 1352.5227 | 1316.6275 | 1299.5317 | 1865.25 | 2560197.9781 | 467831.4109 | 212213.5261 | 0 | 175111.8962
5951 | 1363.3224 | 1418.9139 | 1418.9139 | 1381.2567 | 1363.3224 | 1865.65 | 2687010.3739 | 490796.0741 | 222630.5525 | 0 | 183162.3107
5952 | 1331.4271 | 352.8795 | 352.8795 | 343.5143 | 343.5143 | 1849.3 | 672554.5961 | 123665.1495 | 56095.8859 | 1810844.0868 | 51767.6056
5953 | 1392.7643 | 0 | 0 | 0 | 0 | 1782.4 | 0 | 0 | 0 | 1657389.5229 | 0
5954 | 954.4075 | 0 | 0 | 0 | 0 | 1635.25 | 0 | 0 | 0 | 1135744.9047 | 0
5955 | 1391.9465 | 0 | 0 | 0 | 0 | 1229.35 | 0 | 0 | 0 | 1656416.3052 | 0
5956 | 1367.4116 | 0 | 0 | 0 | 0 | 285.95 | 0 | 0 | 0 | 1627219.7778 | 0
5957 | 1018.1982 | 0 | 0 | 0 | 0 | 280.8 | 0 | 0 | 0 | 1211655.8747 | 0
5958 | 1299.5317 | 0 | 0 | 0 | 0 | 526.8 | 0 | 0 | 0 | 1546442.7194 | 0
5959 | 1066.4502 | 1109.9364 | 1109.9364 | 1080.4793 | 1066.4502 | 1351.95 | 1536450.3899 | 383922.0641 | 174151.3141 | 0 | 691112.9225
5960 | 879.7304 | 915.6026 | 915.6026 | 891.303 | 879.7304 | 1009.6 | 943450.1507 | 316702.9488 | 143659.9765 | 0 | 871285.0013
5961 | 1118.7892 | 1164.4096 | 1164.4096 | 1133.5068 | 1118.7892 | 1564.6 | 1854789.0788 | 402764.1286 | 182698.2839 | 0 | 487120.7306
5962 | 1147.7987 | 1545.4848 | 1194.6036 | 1504.4685 | 1147.7987 | 1466.55 | 1782426.8792 | 413207.5302 | 187435.5269 | 0 | 612293.2138
5963 | 1167.7466 | 2004.4913 | 1215.364 | 1951.2932 | 1167.7466 | 1246.25 | 1545243.4162 | 420388.7717 | 190693.0178 | 0 | 880188.9907
5964 | 1009.8492 | 2231.1392 | 1051.0284 | 2171.926 | 1009.8492 | 1517.9 | 1621670.9254 | 363545.7098 | 164908.3734 | 0 | 486848.2964
5965 | 1123.4907 | 2461.3289 | 1169.3034 | 2396.0065 | 1123.4907 | 1433.55 | 1702968.9415 | 404456.6686 | 183466.0388 | 0 | 636401.3331
5966 | 1352.7826 | 2411.0614 | 1407.9441 | 2347.0732 | 1352.7826 | 1759.35 | 2520010.0465 | 487001.7526 | 220909.4061 | 0 | 325547.1438
5967 | 1227.347 | 430.3862 | 430.3862 | 418.964 | 418.964 | 1899.65 | 844195.1609 | 150827.0284 | 68416.8159 | 1481766.032 | 42043.0342
5968 | 1201.4218 | 120.7207 | 120.7207 | 117.5169 | 117.5169 | 1889.95 | 235261.2132 | 42306.0762 | 19190.5062 | 1986797.6408 | 12932.7325
5969 | 1209.5909 | 30.7237 | 30.7237 | 29.9083 | 29.9083 | 1876.55 | 59417.4446 | 10767.0023 | 4884.0319 | 2162358.0503 | 3692.1846
5970 | 1315.1216 | 0 | 0 | 0 | 0 | 1851.55 | 0 | 0 | 0 | 2410617.8543 | 0
5971 | 1232.4093 | 1282.6627 | 1282.6627 | 1248.6215 | 1232.4093 | 1845.85 | 2405142.3084 | 443667.3592 | 201252.4438 | 0 | 189975.8473
5972 | 1067.268 | 1110.7878 | 1110.7878 | 1081.3081 | 1067.268 | 1847.45 | 2082926.2063 | 384216.4829 | 174284.8657 | 0 | 162811.7334
5973 | 1498.2644 | 1559.3584 | 1559.3584 | 1517.9739 | 1498.2644 | 1852.55 | 2935299.5737 | 539375.17 | 244666.5702 | 0 | 220919.0268
5974 | 1077.8998 | 1121.8533 | 1121.8533 | 1092.0799 | 1077.8998 | 1865.25 | 2122113.7459 | 388043.9266 | 176021.0367 | 0 | 145246.9975
5975 | 1290.5356 | 1343.1599 | 1343.1599 | 1307.5132 | 1290.5356 | 1865.65 | 2544887.2926 | 464592.8045 | 210744.4583 | 0 | 173383.4536
5976 | 956.861 | 0 | 0 | 0 | 0 | 1848.8 | 0 | 0 | 0 | 1753926.1628 | 0
5977 | 1195.6673 | 0 | 0 | 0 | 0 | 1023.4 | 0 | 0 | 0 | 2191658.1627 | 0
5978 | 1304.4387 | 0 | 0 | 0 | 0 | 1571.35 | 0 | 0 | 0 | 2391036.0931 | 0
5979 | 1028.83 | 0 | 0 | 0 | 0 | 1178.35 | 0 | 0 | 0 | 1885845.3955 | 0
5980 | 1461.462 | 0 | 0 | 0 | 0 | 998.95 | 0 | 0 | 0 | 2678859.8735 | 0
5981 | 1392.7643 | 0 | 0 | 0 | 0 | 991.9 | 0 | 0 | 0 | 2552936.9711 | 0
5982 | 1118.7913 | 0 | 0 | 0 | 0 | 988.4 | 0 | 0 | 0 | 2050744.4364 | 0
5983 | 1271.7255 | 1201.9806 | 1201.9806 | 1170.0807 | 1170.0807 | 1081.4 | 1343125.9204 | 421229.0585 | 191074.1813 | 186314.8505 | 1074836.1476
5984 | 186.0829 | 193.6709 | 193.6709 | 188.5309 | 186.0829 | 1009.6 | 199040.0457 | 66989.8367 | 30387.3343 | 0 | 184296.4841
5985 | 155.6841 | 162.0323 | 162.0323 | 157.732 | 155.6841 | 1448.55 | 238914.2672 | 56046.2913 | 25423.2205 | 0 | 85851.9418
5986 | 185.2027 | 383.4097 | 192.755 | 373.2342 | 185.2027 | 1425.55 | 279563.0371 | 66672.9685 | 30243.5993 | 0 | 106389.6854
5987 | 174.4073 | 1070.3338 | 181.5188 | 1041.9277 | 174.4073 | 1186.65 | 219269.7768 | 62786.6409 | 28480.7179 | 0 | 141854.2065
5988 | 189.5525 | 481.5362 | 197.2824 | 468.7565 | 189.5525 | 1101.8 | 221891.259 | 68238.9083 | 30953.927 | 0 | 170256.0762
5989 | 199.8194 | 207.968 | 207.968 | 202.4487 | 199.8194 | 361.05 | 76762.2476 | 71934.9678 | 32630.5007 | 0 | 327493.9319
5990 | 201.4499 | 1667.1808 | 209.6645 | 1622.9347 | 201.4499 | 1408.8 | 301294.3605 | 72521.9652 | 32896.7692 | 0 | 119097.1829
5991 | 132.424 | 1634.7731 | 137.8238 | 1591.3871 | 132.424 | 1756.9 | 246535.4141 | 47672.6538 | 21624.8455 | 0 | 32192.2837
5992 | 181.7586 | 201.6182 | 189.1705 | 196.2674 | 181.7586 | 1743.65 | 335376.9145 | 65433.0975 | 29681.18 | 0 | 46593.8182
5993 | 119.9634 | 587.1969 | 124.8557 | 571.613 | 119.9634 | 1827.4 | 231973.4006 | 43186.8159 | 19590.0196 | 0 | 20705.679
5994 | 101.4733 | 105.6107 | 105.6107 | 102.8079 | 101.4733 | 1844 | 197843.5096 | 36530.3758 | 16570.5843 | 0 | 15829.8295
5995 | 112.5998 | 117.1915 | 117.1915 | 114.0813 | 112.5998 | 1838.35 | 219148.1409 | 40535.943 | 18387.5541 | 0 | 18201.7644
5996 | 110.407 | 114.909 | 114.909 | 111.8594 | 110.407 | 1847.4 | 215648.1238 | 39746.5327 | 18029.4689 | 0 | 16848.1082
5997 | 102.2287 | 106.3976 | 106.3976 | 103.5738 | 102.2287 | 1819.85 | 197181.9624 | 36802.3451 | 16693.9527 | 0 | 18416.5069
5998 | 93.2326 | 97.0347 | 97.0347 | 94.4595 | 93.2326 | 1857.7 | 183044.3772 | 33563.7387 | 15224.8848 | 0 | 13267.0001
5999 | 102.2287 | 106.3976 | 106.3976 | 103.5738 | 102.2287 | 1719.35 | 185692.2801 | 36802.3451 | 16693.9527 | 0 | 28690.4949
6000 | 95.6861 | 99.5878 | 99.5878 | 96.9448 | 95.6861 | 1239.8 | 125433.4994 | 34446.995 | 15625.5397 | 0 | 72740.4972
6001 | 100.5931 | 104.6949 | 104.6949 | 101.9163 | 100.5931 | 326.05 | 34835.9154 | 36213.5076 | 16426.8494 | 0 | 168387.6523
6002 | 92.4148 | 96.1834 | 96.1834 | 93.6307 | 92.4148 | 336 | 32887.7448 | 33269.32 | 15091.3332 | 0 | 153778.1901
6003 | 98.9574 | 102.9921 | 102.9921 | 100.2588 | 98.9574 | 325.8 | 34206.7767 | 35624.6701 | 16159.7462 | 0 | 165673.8094
6004 | 93.2326 | 97.0347 | 97.0347 | 94.4595 | 93.2326 | 316.55 | 31396.9803 | 33563.7387 | 15224.8848 | 0 | 156952.4332
6005 | 98.9574 | 102.9921 | 102.9921 | 100.2588 | 98.9574 | 308.3 | 32515.14 | 35624.6701 | 16159.7462 | 0 | 167405.5569
6006 | 91.5969 | 95.332 | 95.332 | 92.802 | 91.5969 | 648.05 | 63419.9143 | 32974.9012 | 14957.7816 | 0 | 123834.4936
6007 | 94.8683 | 98.7364 | 98.7364 | 96.116 | 94.8683 | 1009 | 102082.2572 | 34152.5763 | 15491.9881 | 0 | 94014.188
6008 | 88.6732 | 92.2888 | 92.2888 | 89.8395 | 88.6732 | 548.75 | 51811.9085 | 31922.3541 | 14480.3345 | 0 | 128686.6913
6009 | 877.3751 | 2403.3951 | 913.1515 | 2339.6103 | 877.3751 | 1109.7 | 1034814.5799 | 315855.0228 | 143275.3478 | 0 | 781127.0188
6010 | 1234.046 | 1377.4337 | 1284.3664 | 1340.8774 | 1234.046 | 1083.6 | 1419248.5584 | 444256.5647 | 201519.7139 | 0 | 1130879.7663
6011 | 1673.4272 | 2647.3917 | 1741.664 | 2577.1313 | 1673.4272 | 950.65 | 1688971.4624 | 602433.7801 | 273270.6564 | 0 | 1756010.7977
6012 | 1423.6773 | 1912.1453 | 1481.73 | 1861.398 | 1423.6773 | 348 | 525662.0965 | 512523.8107 | 232486.4953 | 0 | 2351914.8203
6013 | 1772.2558 | 762.4668 | 762.4668 | 742.2314 | 742.2314 | 354.75 | 279991.7787 | 267203.2967 | 121206.3843 | 1888034.7167 | 1221156.1773
6014 | 1493.8665 | 594.3179 | 594.3179 | 578.545 | 578.545 | 365.6 | 224820.529 | 208276.2077 | 94476.402 | 1677784.2336 | 945573.983
6015 | 1557.6541 | 167.9418 | 167.9418 | 163.4847 | 163.4847 | 359.45 | 62393.6126 | 58854.5065 | 26697.0581 | 2555512.5187 | 268204.8908
6016 | 1584.9707 | 198.6437 | 198.6437 | 193.3718 | 193.3718 | 346.2 | 71266.4864 | 69613.8494 | 31577.6156 | 2550800.7508 | 319798.2894
6017 | 1772.4797 | 176.9695 | 176.9695 | 172.2728 | 172.2728 | 1326.95 | 243467.0153 | 62018.2253 | 28132.1561 | 2933179.0789 | 115948.2404
6018 | 1755.7039 | 24.529 | 24.529 | 23.878 | 23.878 | 1590.95 | 40378.2957 | 8596.0946 | 3899.284 | 3174436.8372 | 9767.3124
6019 | 1611.083 | 1676.6383 | 1676.6383 | 1632.1413 | 1611.083 | 1830.4 | 3132295.7818 | 579989.8699 | 263089.8493 | 0 | 273239.6721
6020 | 1745.249 | 1676.6383 | 1676.6383 | 1632.1413 | 1632.1413 | 1817.15 | 3150904.7134 | 587570.8558 | 266528.6688 | 384340.0387 | 298437.0305
6021 | 1431.2023 | 1489.5618 | 1489.5618 | 1450.0297 | 1431.2023 | 1671.1 | 2541912.4806 | 515232.8312 | 233715.3371 | 0 | 470722.3378
6022 | 1315.8883 | 1369.5457 | 1369.5457 | 1333.1987 | 1315.8883 | 1712.65 | 2394808.0865 | 473719.7862 | 214884.5586 | 0 | 378120.4168
6023 | 1081.1711 | 1125.2577 | 1125.2577 | 1095.394 | 1081.1711 | 1369.85 | 1576254.2385 | 389221.6018 | 176555.2432 | 0 | 681299.9057
6024 | 1571.0512 | 0 | 0 | 0 | 0 | 679.85 | 0 | 0 | 0 | 2879736.8881 | 0
6025 | 1019.8339 | 0 | 0 | 0 | 0 | 1010.05 | 0 | 0 | 0 | 1213602.3101 | 0
6026 | 1302.803 | 0 | 0 | 0 | 0 | 276.3 | 0 | 0 | 0 | 1550335.5902 | 0
6027 | 1215.2952 | 0 | 0 | 0 | 0 | 270.65 | 0 | 0 | 0 | 1446201.3094 | 0
6028 | 1135.9657 | 0 | 0 | 0 | 0 | 266.45 | 0 | 0 | 0 | 1351799.2056 | 0
6029 | 1096.7099 | 0 | 0 | 0 | 0 | 263.3 | 0 | 0 | 0 | 1305084.762 | 0
6030 | 1092.6207 | 0 | 0 | 0 | 0 | 262.05 | 0 | 0 | 0 | 1300218.6746 | 0
6031 | 1315.8883 | 373.8148 | 373.8148 | 363.8939 | 363.8939 | 265.5 | 102903.5424 | 131001.8112 | 59423.8771 | 1745005.6895 | 631174.0041
6032 | 1094.9209 | 800.1263 | 800.1263 | 778.8914 | 778.8914 | 276.45 | 228404.1656 | 280400.8987 | 127192.9632 | 579282.0655 | 1342458.2472
6033 | 1387.202 | 1432.5262 | 1432.5262 | 1394.5078 | 1387.202 | 294.1 | 432291.8944 | 499392.734 | 226530.093 | 0 | 2366427.8918
6034 | 1405.6574 | 1634.925 | 1462.9752 | 1591.535 | 1405.6574 | 306.3 | 456447.3801 | 506036.6615 | 229543.8523 | 0 | 2380761.9265
6035 | 1365.2484 | 1429.5964 | 1420.9184 | 1391.6557 | 1365.2484 | 320.05 | 464033.5812 | 491489.4305 | 222945.0667 | 0 | 2293549.0798
6036 | 1221.3717 | 2300.8682 | 1271.1756 | 2239.8044 | 1221.3717 | 320.45 | 415951.111 | 439693.8098 | 199449.9976 | 0 | 2051354.8287
6037 | 1267.0966 | 2271.18 | 1318.7652 | 2210.9041 | 1267.0966 | 314.5 | 423859.2406 | 456154.7627 | 206916.8687 | 0 | 2135691.2569
6038 | 1528.0967 | 2044.7007 | 1590.4069 | 1990.4355 | 1528.0967 | 325.1 | 527110.2262 | 550114.83 | 249538.1993 | 0 | 2559409.2466
6039 | 1700.6118 | 3081.2322 | 1769.9575 | 2999.458 | 1700.6118 | 332.25 | 600418.947 | 612220.2595 | 277709.9122 | 0 | 2836195.3828
6040 | 1411.0387 | 1609.7424 | 1468.5756 | 1567.0207 | 1411.0387 | 327.55 | 491749.0085 | 507973.9367 | 230422.6218 | 0 | 2359891.6956
6041 | 1480.8333 | 295.0259 | 295.0259 | 287.196 | 287.196 | 322.7 | 98798.6188 | 103390.5777 | 46899.1148 | 2187937.1522 | 481713.9334
6042 | 1727.6442 | 43.1298 | 43.1298 | 41.9851 | 41.9851 | 1364.65 | 61107.8376 | 15114.6537 | 6856.1749 | 3089812.998 | 26675.2645
6043 | 1863.8394 | 1676.6383 | 1676.6383 | 1632.1413 | 1632.1413 | 1829.45 | 3171324.8387 | 587570.8558 | 266528.6688 | 787310.3708 | 278361.6929
6044 | 874.2602 | 909.9095 | 909.9095 | 885.761 | 874.2602 | 1826.9 | 1694780.2625 | 314733.6553 | 142766.6831 | 0 | 151334.406
6045 | 1106.5238 | 1151.6445 | 1151.6445 | 1121.0805 | 1106.5238 | 1791.8 | 2110249.273 | 398348.5835 | 180695.3436 | 0 | 230378.2641
6046 | 1191.5782 | 1240.1667 | 1240.1667 | 1207.2534 | 1191.5782 | 1823.05 | 2306867.1414 | 428968.1344 | 194584.7121 | 0 | 210849.7271
6047 | 1427.931 | 1486.1574 | 1486.1574 | 1446.7156 | 1427.931 | 1788.4 | 2707279.9597 | 514055.1564 | 233181.1307 | 0 | 302150.1975
6048 | 771.2136 | 392.6591 | 392.6591 | 382.2381 | 382.2381 | 1306.35 | 531223.1612 | 137605.7185 | 62419.4829 | 712992.0554 | 265139.4629
6049 | 615.8259 | 0 | 0 | 0 | 0 | 1421.95 | 0 | 0 | 0 | 732832.8305 | 0
6050 | 593.7445 | 0 | 0 | 0 | 0 | 900.8 | 0 | 0 | 0 | 706555.9561 | 0
6051 | 716.419 | 0 | 0 | 0 | 0 | 642.4 | 0 | 0 | 0 | 852538.5917 | 0
6052 | 741.7717 | 0 | 0 | 0 | 0 | 285.95 | 0 | 0 | 0 | 882708.3363 | 0
6053 | 516.8685 | 0 | 0 | 0 | 0 | 280.8 | 0 | 0 | 0 | 615073.5045 | 0
6054 | 739.3182 | 0 | 0 | 0 | 0 | 632.85 | 0 | 0 | 0 | 879788.6837 | 0
6055 | 691.8841 | 720.0968 | 720.0968 | 700.9858 | 691.8841 | 1081.4 | 796965.3815 | 249078.2716 | 112984.6716 | 0 | 635564.6424
6056 | 788.801 | 820.9658 | 820.9658 | 799.1778 | 788.801 | 996.55 | 834434.9175 | 283968.3669 | 128811.2064 | 0 | 791522.3634
6057 | 672.9677 | 700.4095 | 700.4095 | 681.821 | 672.9677 | 1225.05 | 873909.8928 | 242268.3657 | 109895.6226 | 0 | 521516.3056
6058 | 848.4842 | 883.0825 | 883.0825 | 859.6459 | 848.4842 | 1320.1 | 1190501.0338 | 305454.312 | 138557.4699 | 0 | 576884.4076
6059 | 583.859 | 898.7638 | 607.6669 | 874.9111 | 583.859 | 595.75 | 371837.7417 | 210189.2336 | 95344.1718 | 0 | 819883.9756
6060 | 720.5879 | 749.9713 | 749.9713 | 730.0674 | 720.5879 | 349.85 | 270108.6359 | 259411.6341 | 117671.9996 | 0 | 1189078.0778
6061 | 820.5103 | 1399.7282 | 853.9678 | 1362.5802 | 820.5103 | 361.05 | 316060.7615 | 295383.7183 | 133989.3367 | 0 | 1344775.4031
6062 | 864.1732 | 992.4004 | 899.4122 | 966.0627 | 864.1732 | 1284.35 | 1182329.6312 | 311102.3679 | 141119.4908 | 0 | 618445.5822
6063 | 828.4586 | 2171.0469 | 862.2409 | 2113.4285 | 828.4586 | 1674.75 | 1478580.6371 | 298245.1006 | 135287.2915 | 0 | 269456.1638
6064 | 969.7735 | 1646.8242 | 1009.3172 | 1603.1184 | 969.7735 | 1889.85 | 1946060.7131 | 349118.4543 | 158364.01 | 0 | 106820.5493
6065 | 882.8525 | 1128.0272 | 918.8519 | 1098.09 | 882.8525 | 1876.55 | 1757722.67 | 317826.8924 | 144169.8098 | 0 | 108988.1385
6066 | 889.7008 | 925.9791 | 925.9791 | 901.4041 | 889.7008 | 1851.55 | 1744788.9395 | 320292.2815 | 145288.1377 | 0 | 132076.0811
6067 | 815.3764 | 848.6244 | 848.6244 | 826.1024 | 815.3764 | 1845.85 | 1594138.4122 | 293535.5045 | 133150.9663 | 0 | 125690.2104
6068 | 857.0857 | 892.0352 | 892.0352 | 868.3611 | 857.0857 | 1847.45 | 1685111.8867 | 308550.8613 | 139962.099 | 0 | 130748.4275
6069 | 776.1206 | 807.7687 | 807.7687 | 786.331 | 776.1206 | 1852.55 | 1534047.4393 | 279403.404 | 126740.4885 | 0 | 114438.9776
6070 | 704.9694 | 733.7154 | 733.7154 | 714.243 | 704.9694 | 1865.25 | 1398673.143 | 253788.9718 | 115121.4975 | 0 | 94994.5727
6071 | 563.4848 | 586.4621 | 586.4621 | 570.8977 | 563.4848 | 1865.65 | 1118866.5006 | 202854.5262 | 92017.067 | 0 | 75704.1822
6072 | 704.9694 | 733.7154 | 733.7154 | 714.243 | 704.9694 | 1849.25 | 1389229.5171 | 253788.9718 | 115121.4975 | 0 | 106274.0767
6073 | 1049.2758 | 0 | 0 | 0 | 0 | 1556 | 0 | 0 | 0 | 1248638.1425 | 0
6074 | 1127.7874 | 0 | 0 | 0 | 0 | 1434.8 | 0 | 0 | 0 | 1342067.0298 | 0
6075 | 815.3764 | 0 | 0 | 0 | 0 | 1093.35 | 0 | 0 | 0 | 970297.9177 | 0
6076 | 836.64 | 0 | 0 | 0 | 0 | 997.05 | 0 | 0 | 0 | 995601.5745 | 0
6077 | 796.5663 | 607.6482 | 607.6482 | 591.5215 | 591.5215 | 985.85 | 623389.297 | 212947.7445 | 96595.463 | 244003.3137 | 599891.5419
6078 | 758.1283 | 789.042 | 789.042 | 768.1013 | 758.1283 | 882.35 | 712901.5096 | 272926.1913 | 123802.3529 | 0 | 847321.7592
6079 | 855.4501 | 890.3325 | 890.3325 | 866.7036 | 855.4501 | 1081.4 | 986254.7132 | 307962.0238 | 139694.9958 | 0 | 785816.37
6080 | 639.7638 | 665.8515 | 665.8515 | 648.1802 | 639.7638 | 447.05 | 305671.4185 | 230314.964 | 104473.4267 | 0 | 993521.176
6081 | 302.7034 | 315.0463 | 315.0463 | 306.6851 | 302.7034 | 1313.5 | 423920.2457 | 108973.2159 | 49431.4616 | 0 | 207805.8687
6082 | 287.4345 | 299.1546 | 299.1546 | 291.2152 | 287.4345 | 784 | 238988.664 | 103476.4177 | 46938.0528 | 0 | 349519.744
6083 | 226.1197 | 983.7974 | 235.3404 | 957.6879 | 226.1197 | 346.25 | 82834.1107 | 81403.1071 | 36925.3539 | 0 | 373945.5233
6084 | 306.2691 | 799.8422 | 318.7577 | 778.6148 | 306.2691 | 349.85 | 113941.7533 | 110256.8817 | 50013.7466 | 0 | 505389.9816
6085 | 908.0488 | 1319.7081 | 945.0763 | 1284.6838 | 908.0488 | 361.05 | 348210.2358 | 326897.5664 | 148284.3683 | 0 | 1488246.5734
6086 | 1146.5832 | 2312.6445 | 1193.338 | 2251.2682 | 1146.5832 | 385.3 | 471180.7798 | 412769.9502 | 187237.0357 | 0 | 1851387.885
6087 | 858.2665 | 168.3071 | 168.3071 | 163.8404 | 163.8404 | 995.7 | 174076.4958 | 58982.5288 | 26755.1304 | 1272883.0596 | 164544.8714
6088 | 1394.3683 | 85.7579 | 85.7579 | 83.482 | 83.482 | 1889.85 | 168043.7112 | 30053.5047 | 13632.6037 | 2402854.6162 | 9195.5376
6089 | 1415.3466 | 35.1366 | 35.1366 | 34.2041 | 34.2041 | 1876.55 | 68261.1335 | 12313.4824 | 5585.5324 | 2531634.2288 | 4222.4983
6090 | 1274.8271 | 0 | 0 | 0 | 0 | 1851.55 | 0 | 0 | 0 | 2336758.0761 | 0
6091 | 1217.7058 | 1267.3601 | 1267.3601 | 1233.7251 | 1217.7058 | 1845.85 | 2383382.8039 | 438374.0779 | 198851.3526 | 0 | 187709.3448
6092 | 1113.8843 | 1159.3046 | 1159.3046 | 1128.5373 | 1113.8843 | 1847.45 | 2187331.9442 | 400998.3523 | 181897.3081 | 0 | 169923.0042
6093 | 1204.6634 | 1253.7853 | 1253.7853 | 1220.5105 | 1204.6634 | 1852.55 | 2375706.4343 | 433678.8348 | 196721.5381 | 0 | 177627.5594
6094 | 1071.3572 | 1115.0435 | 1115.0435 | 1085.4509 | 1071.3572 | 1865.25 | 2124548.6789 | 385688.5765 | 174952.6237 | 0 | 144365.3558
6095 | 1266.8185 | 1318.4758 | 1318.4758 | 1283.4842 | 1266.8185 | 1865.6 | 2528046.8925 | 456054.6604 | 206871.4612 | 0 | 170260.4065
6096 | 1126.9696 | 0 | 0 | 0 | 0 | 1658.45 | 0 | 0 | 0 | 2065735.2585 | 0
6097 | 1026.3765 | 0 | 0 | 0 | 0 | 1190.5 | 0 | 0 | 0 | 1221388.0505 | 0
6098 | 914.3338 | 0 | 0 | 0 | 0 | 1486.8 | 0 | 0 | 0 | 1088057.2438 | 0
6099 | 758.1283 | 0 | 0 | 0 | 0 | 1094.3 | 0 | 0 | 0 | 902172.6878 | 0
6100 | 830.0973 | 0 | 0 | 0 | 0 | 998 | 0 | 0 | 0 | 987815.834 | 0
6101 | 926.6013 | 0 | 0 | 0 | 0 | 993.8 | 0 | 0 | 0 | 1102655.5073 | 0
6102 | 1324.0666 | 0 | 0 | 0 | 0 | 1302.25 | 0 | 0 | 0 | 1575639.2469 | 0
6103 | 1107.3417 | 0 | 0 | 0 | 0 | 1382.95 | 0 | 0 | 0 | 2029757.2866 | 0
6104 | 949.5925 | 0 | 0 | 0 | 0 | 297.55 | 0 | 0 | 0 | 1740603.0697 | 0
6105 | 1070.4841 | 189.4245 | 189.4245 | 184.3973 | 184.3973 | 1395.05 | 274245.5219 | 66383.0192 | 30112.0751 | 1624197.193 | 111551.1319
6106 | 1490.9918 | 1423.2217 | 1423.2217 | 1385.4501 | 1385.4501 | 1442.05 | 2125439.6761 | 498762.0527 | 226244.0089 | 193457.8656 | 773011.9092
6107 | 1371.7788 | 1427.7157 | 1427.7157 | 1389.825 | 1371.7788 | 952.25 | 1389172.1286 | 493840.3644 | 224011.4764 | 0 | 1437281.2272
6108 | 1488.1212 | 1669.637 | 1548.8018 | 1625.3258 | 1488.1212 | 349.85 | 555466.5593 | 535723.641 | 243010.196 | 0 | 2455623.2394
6109 | 1658.559 | 1726.1897 | 1726.1897 | 1680.3776 | 1658.559 | 361.05 | 640587.3944 | 597081.2468 | 270842.6878 | 0 | 2718295.273
6110 | 1466.1104 | 721.4946 | 721.4946 | 702.3465 | 702.3465 | 385.3 | 289155.4034 | 252844.7404 | 114693.1836 | 1399979.1461 | 1134078.8953
6111 | 1663.649 | 1731.4873 | 1731.4873 | 1685.5345 | 1663.649 | 390.7 | 695660.0599 | 598913.6357 | 271673.8797 | 0 | 2677310.3164
6112 | 1239.8362 | 1064.2369 | 1064.2369 | 1035.9927 | 1035.9927 | 737.45 | 818074.4173 | 372957.3627 | 169177.6037 | 373645.2726 | 1307992.5508
6113 | 1491.3363 | 802.0434 | 802.0434 | 780.7576 | 780.7576 | 1876.5 | 1567892.1272 | 281072.7422 | 127497.7189 | 1302490.7605 | 96423.5657
6114 | 1536.6216 | 119.5873 | 119.5873 | 116.4136 | 116.4136 | 1851.55 | 229704.0828 | 41908.8789 | 19010.3331 | 2603241.3605 | 17281.5918
6115 | 1553.0947 | 1616.4252 | 1616.4252 | 1573.5262 | 1553.0947 | 1845.85 | 3046070.1671 | 559114.1075 | 253620.3715 | 0 | 239409.5546
6116 | 1250.4619 | 1301.4518 | 1301.4518 | 1266.912 | 1250.4619 | 1847.45 | 2464244.3903 | 450166.2854 | 204200.4289 | 0 | 190757.9635
6117 | 1401.7604 | 1458.9193 | 1458.9193 | 1420.2004 | 1401.7604 | 1852 | 2774268.5136 | 504633.7559 | 228907.4787 | 0 | 207460.48
6118 | 1464.7333 | 1524.4601 | 1524.4601 | 1484.0018 | 1464.7333 | 1865.15 | 2921553.4606 | 527304.0006 | 239190.9536 | 0 | 197519.245
6119 | 1255.3689 | 1306.5589 | 1306.5589 | 1271.8836 | 1255.3689 | 1844.3 | 2477367.536 | 451932.7979 | 205001.7386 | 0 | 195460.9351
6120 | 1278.2681 | 0 | 0 | 0 | 0 | 1239.8 | 0 | 0 | 0 | 2343065.464 | 0
6121 | 1221.8379 | 0 | 0 | 0 | 0 | 941 | 0 | 0 | 0 | 1453987.0498 | 0
6122 | 1106.5238 | 0 | 0 | 0 | 0 | 1449.8 | 0 | 0 | 0 | 1316763.3732 | 0
6123 | 1113.0665 | 0 | 0 | 0 | 0 | 1452.85 | 0 | 0 | 0 | 1324549.1136 | 0
6124 | 1459.8264 | 0 | 0 | 0 | 0 | 1175.85 | 0 | 0 | 0 | 1737193.3636 | 0
6125 | 963.4036 | 0 | 0 | 0 | 0 | 1121.2 | 0 | 0 | 0 | 1146450.2979 | 0
6126 | 978.9424 | 0 | 0 | 0 | 0 | 1117.7 | 0 | 0 | 0 | 1164941.4318 | 0
6127 | 1391.9465 | 409.6435 | 409.6435 | 398.7718 | 398.7718 | 1366.95 | 580220.8646 | 143557.8429 | 65119.4326 | 1820489.2053 | 252442.479
6128 | 1243.5472 | 1294.2559 | 1294.2559 | 1259.9071 | 1243.5472 | 1048.55 | 1390940.8709 | 447676.9747 | 203071.2499 | 0 | 1183172.7932
6129 | 1089.836 | 1134.276 | 1134.276 | 1104.1729 | 1089.836 | 325.1 | 378649.7282 | 392340.9686 | 177970.2227 | 0 | 1825366.3164
6130 | 1125.3411 | 1171.2288 | 1171.2288 | 1140.145 | 1125.3411 | 339.05 | 408003.1916 | 405122.791 | 183768.1993 | 0 | 1869135.1339
6131 | 1443.0721 | 1501.9158 | 1501.9158 | 1462.0558 | 1443.0721 | 346.25 | 533060.9351 | 519505.9517 | 235653.672 | 0 | 2386480.32
6132 | 1395.4795 | 2161.2303 | 1452.3822 | 2103.8724 | 1395.4795 | 349.85 | 520217.1579 | 502372.62 | 227881.8024 | 0 | 2302750.4969
6133 | 1267.3981 | 2118.8967 | 1319.0795 | 2062.6623 | 1267.3981 | 361.05 | 485889.4955 | 456263.3297 | 206966.1159 | 0 | 2077202.1783
6134 | 1171.6916 | 3084.0235 | 1219.4698 | 3002.1752 | 1171.6916 | 385.3 | 483002.4463 | 421808.9742 | 191337.2375 | 0 | 1891930.4184
6135 | 1207.4389 | 2865.7747 | 1256.6745 | 2789.7186 | 1207.4389 | 390.7 | 503451.9253 | 434678.0184 | 197174.7789 | 0 | 1943131.4861
6136 | 1296.1408 | 2062.8217 | 1348.9935 | 2008.0755 | 1296.1408 | 736.5 | 1014832.2858 | 466610.6772 | 211659.7877 | 0 | 1637673.8629
6137 | 1213.9294 | 1028.7902 | 1028.7902 | 1001.4866 | 1001.4866 | 1860.2 | 1973437.3444 | 360535.1891 | 163542.7677 | 389407.6629 | 140007.8318
6138 | 1030.8817 | 129.5465 | 129.5465 | 126.1084 | 126.1084 | 1851.55 | 247025.4365 | 45399.0362 | 20593.5073 | 1658449.459 | 18720.797
6139 | 1441.0183 | 1499.7781 | 1499.7781 | 1459.9748 | 1441.0183 | 1845.85 | 2814349.372 | 518766.5927 | 235318.2905 | 0 | 222132.9247
6140 | 967.4928 | 1006.9443 | 1006.9443 | 980.2205 | 967.4928 | 1847.45 | 1893937.6446 | 348297.394 | 157991.5679 | 0 | 147591.0207
6141 | 1176.0394 | 1223.9941 | 1223.9941 | 1191.51 | 1176.0394 | 1852.45 | 2311915.5294 | 423374.1779 | 192047.2312 | 0 | 173524.5545
6142 | 1427.1132 | 1485.3061 | 1485.3061 | 1445.8869 | 1427.1132 | 1865.15 | 2821345.537 | 513760.7376 | 233047.579 | 0 | 192446.188
6143 | 1197.303 | 1246.1252 | 1246.1252 | 1213.0537 | 1197.303 | 1638.3 | 2085357.3689 | 431029.066 | 195519.5735 | 0 | 433064.481
6144 | 1134.3301 | 0 | 0 | 0 | 0 | 1091.3 | 0 | 0 | 0 | 2079226.9981 | 0
6145 | 1411.5744 | 0 | 0 | 0 | 0 | 318 | 0 | 0 | 0 | 2587415.8605 | 0
6146 | 1233.2875 | 0 | 0 | 0 | 0 | 301.8 | 0 | 0 | 0 | 2260615.9435 | 0
6147 | 1411.5744 | 0 | 0 | 0 | 0 | 292.85 | 0 | 0 | 0 | 2587415.8605 | 0
6148 | 1032.9192 | 0 | 0 | 0 | 0 | 285.95 | 0 | 0 | 0 | 1893340.8056 | 0
6149 | 981.3959 | 0 | 0 | 0 | 0 | 280.8 | 0 | 0 | 0 | 1798898.6284 | 0
6150 | 1022.2874 | 320.3105 | 320.3105 | 311.8096 | 311.8096 | 277.3 | 92448.6255 | 112251.4705 | 50918.5143 | 1302305.6675 | 537154.4673
6151 | 1038.644 | 1080.9966 | 1080.9966 | 1052.3075 | 1038.644 | 279.95 | 310366.8604 | 373911.8263 | 169610.559 | 0 | 1786519.5468
6152 | 236.2455 | 245.8794 | 245.8794 | 239.3539 | 236.2455 | 297.55 | 74910.0532 | 85048.3794 | 38578.8899 | 0 | 402195.3002
6153 | 185.3969 | 192.9569 | 192.9569 | 187.8359 | 185.3969 | 325.05 | 64087.5815 | 66742.893 | 30275.3178 | 0 | 310530.5794
6154 | 160.3938 | 617.087 | 166.9344 | 600.7098 | 160.3938 | 339.05 | 57790.3932 | 57741.7754 | 26192.3109 | 0 | 266406.1162
6155 | 207.2309 | 1113.3002 | 215.6812 | 1083.7538 | 207.2309 | 346.25 | 76208.3147 | 74603.1378 | 33840.8122 | 0 | 342708.1644
6156 | 198.151 | 1574.8681 | 206.232 | 1533.0719 | 198.151 | 349.85 | 73656.338 | 71334.3535 | 32358.0554 | 0 | 326978.8429
6157 | 199.0353 | 2285.6031 | 207.151 | 2224.9444 | 199.0353 | 361.05 | 76275.3421 | 71652.6938 | 32502.4581 | 0 | 326208.8404
6158 | 150.5308 | 3002.4974 | 156.6692 | 2922.8128 | 150.5308 | 385.3 | 61658.857 | 54191.0851 | 24581.6783 | 0 | 243062.0698
6159 | 152.6909 | 1778.8447 | 158.9172 | 1731.6351 | 152.6909 | 390.7 | 63438.0862 | 54968.7187 | 24934.4216 | 0 | 245725.4416
6160 | 170.769 | 1550.2131 | 177.7324 | 1509.0713 | 170.769 | 1093.95 | 198294.7074 | 61476.8454 | 27886.5801 | 0 | 154725.266
6161 | 138.479 | 480.2987 | 144.1257 | 467.5518 | 138.479 | 1860.2 | 273530.5494 | 49852.4567 | 22613.6283 | 0 | 19359.3707
6162 | 137.6387 | 143.2504 | 143.2504 | 139.4486 | 137.6387 | 1481.7 | 216588.1659 | 49549.9414 | 22476.404 | 0 | 71337.7754
6163 | 108.4667 | 112.8899 | 112.8899 | 109.8939 | 108.4667 | 1470.45 | 169223.7482 | 39048.0242 | 17712.6176 | 0 | 57438.5589
6164 | 0 | 0 | 0 | 0 | 0 | 1439.3 | 0 | 0 | 0 | 0 | 0
6165 | 0 | 0 | 0 | 0 | 0 | 1404.5 | 0 | 0 | 0 | 0 | 0
6166 | 87.5078 | 91.0763 | 91.0763 | 88.6592 | 87.5078 | 1799.8 | 166891.2402 | 31502.8074 | 14290.0235 | 0 | 17519.0612
6167 | 89.1435 | 92.778 | 92.778 | 90.3157 | 89.1435 | 1107.65 | 104671.8502 | 32091.6449 | 14557.1267 | 0 | 79546.756
6168 | 92.4148 | 96.1834 | 96.1834 | 93.6307 | 92.4148 | 340.3 | 33445.0689 | 33269.32 | 15091.3332 | 0 | 153380.8065
6169 | 86.69 | 90.2249 | 90.2249 | 87.8304 | 86.69 | 326.05 | 30248.4687 | 31208.3886 | 14156.4718 | 0 | 145114.6727
6170 | 89.1435 | 92.778 | 92.778 | 90.3157 | 89.1435 | 336 | 32107.2328 | 32091.6449 | 14557.1267 | 0 | 148333.952
6171 | 82.6008 | 85.9692 | 85.9692 | 83.6876 | 82.6008 | 325.8 | 28837.8493 | 29736.2948 | 13488.7137 | 0 | 138290.2912
6172 | 88.3256 | 91.9277 | 91.9277 | 89.4879 | 88.3256 | 316.55 | 30006.105 | 31797.2262 | 14423.5751 | 0 | 148691.7789
6173 | 83.4186 | 86.8206 | 86.8206 | 84.5164 | 83.4186 | 308.3 | 27522.7054 | 30030.7136 | 13622.2654 | 0 | 141119.3283
6174 | 88.3256 | 91.9277 | 91.9277 | 89.4879 | 88.3256 | 298.55 | 28197.5984 | 31797.2262 | 14423.5751 | 0 | 150281.6402
6175 | 70.3334 | 73.202 | 73.202 | 71.2593 | 70.3334 | 292.6 | 21968.4439 | 25320.0134 | 11485.4394 | 0 | 120086.5642
6176 | 96.5407 | 442.8079 | 100.4776 | 431.056 | 96.5407 | 299.25 | 30880.9663 | 34754.6626 | 15765.1011 | 0 | 164191.6457
6177 | 784.7098 | 1846.6836 | 816.708 | 1797.6736 | 784.7098 | 314 | 262777.2432 | 282495.537 | 128143.1144 | 0 | 1323020.7651
6178 | 1340.7248 | 2362.9141 | 1395.3955 | 2300.2036 | 1340.7248 | 327.25 | 467001.656 | 482660.9158 | 218940.3543 | 0 | 2242697.3523
6179 | 1486.7248 | 2866.4398 | 1547.3489 | 2790.366 | 1486.7248 | 342.65 | 542789.9105 | 535220.9212 | 242782.1567 | 0 | 2464023.3158
6180 | 1306.7255 | 2917.2297 | 1360.0091 | 2839.808 | 1306.7255 | 347.95 | 485640.2748 | 470421.1919 | 213388.2795 | 0 | 2158775.9168
6181 | 1510.7833 | 3109.5038 | 1572.3879 | 3026.9793 | 1510.7833 | 354.75 | 572049.1372 | 543881.9851 | 246710.9116 | 0 | 2485616.2112
6182 | 1642.3118 | 2842.1834 | 1709.2802 | 2766.7534 | 1642.3118 | 365.6 | 639092.9817 | 591232.2502 | 268189.5179 | 0 | 2684194.4157
6183 | 1547.9905 | 2339.9327 | 1611.1121 | 2277.8321 | 1547.9905 | 359.45 | 592537.0508 | 557276.5663 | 252786.8424 | 0 | 2539555.7524
6184 | 1693.5468 | 1777.4334 | 1762.6034 | 1730.2613 | 1693.5468 | 346.2 | 624034.4326 | 609676.8494 | 276556.1931 | 0 | 2800787.7045
6185 | 1585.4113 | 943.6369 | 943.6369 | 918.5933 | 918.5933 | 1517.35 | 1478708.1207 | 330693.5959 | 150006.2895 | 1222277.3374 | 443359.0668
6186 | 1638.605 | 130.3854 | 130.3854 | 126.925 | 126.925 | 1794.15 | 241326.5289 | 45693.0133 | 20726.8585 | 2770909.3575 | 26127.5189
6187 | 1627.7258 | 958.7938 | 958.7938 | 933.3479 | 933.3479 | 1813.6 | 1793077.4701 | 336005.2441 | 152415.7121 | 2359496.1374 | 173976.0486
6188 | 1555.5125 | 1618.9408 | 1618.9408 | 1575.975 | 1555.5125 | 1062.7 | 1751605.5357 | 559984.4831 | 254015.1836 | 0 | 1457981.3976
6189 | 1476.183 | 1536.377 | 1536.377 | 1495.6024 | 1476.183 | 687.65 | 1080622.2697 | 531425.8631 | 241060.6762 | 0 | 1937268.6984
6190 | 1661.8303 | 1676.6383 | 1676.6383 | 1632.1413 | 1632.1413 | 1488.45 | 2583876.7719 | 587570.8558 | 266528.6688 | 100883.4694 | 834921.8647
6191 | 1613.5784 | 1676.6383 | 1676.6383 | 1632.1413 | 1613.5784 | 1318.25 | 2260981.0553 | 580888.215 | 263497.3486 | 0 | 1100056.8015
6192 | 1260.2759 | 0 | 0 | 0 | 0 | 521.45 | 0 | 0 | 0 | 2310085.655 | 0
6193 | 1171.9502 | 0 | 0 | 0 | 0 | 289.15 | 0 | 0 | 0 | 1394620.7785 | 0
6194 | 1521.1636 | 0 | 0 | 0 | 0 | 276.3 | 0 | 0 | 0 | 1810184.6804 | 0
6195 | 1377.2255 | 0 | 0 | 0 | 0 | 270.65 | 0 | 0 | 0 | 1638898.389 | 0
6196 | 1270.9077 | 0 | 0 | 0 | 0 | 266.45 | 0 | 0 | 0 | 1512380.1047 | 0
6197 | 1565.3264 | 0 | 0 | 0 | 0 | 263.3 | 0 | 0 | 0 | 1862738.4303 | 0
6198 | 1360.8689 | 0 | 0 | 0 | 0 | 262.05 | 0 | 0 | 0 | 1619434.0374 | 0
6199 | 1170.3146 | 235.6735 | 235.6735 | 229.4189 | 229.4189 | 265.5 | 64882.711 | 82590.7863 | 37464.0983 | 1724661.8606 | 397926.9968
6200 | 1033.4007 | 1027.5371 | 1027.5371 | 1000.2668 | 1000.2668 | 276.45 | 293305.0819 | 360096.0471 | 163343.568 | 60734.3517 | 1724009.8388
6201 | 1230.7481 | 1280.934 | 1280.934 | 1246.9387 | 1230.7481 | 294.1 | 382507.6442 | 443069.321 | 200981.167 | 0 | 2099533.0132
6202 | 1537.052 | 1599.7281 | 1599.7281 | 1557.2721 | 1537.052 | 306.3 | 500338.4818 | 553338.7157 | 251000.5896 | 0 | 2603304.9521
6203 | 1548.9034 | 1612.0633 | 1612.0633 | 1569.2801 | 1548.9034 | 320.05 | 527691.7519 | 557605.2114 | 252935.9195 | 0 | 2602079.5948
6204 | 1590.8468 | 1655.7166 | 1655.7166 | 1611.7748 | 1590.8468 | 320.45 | 543332.0799 | 572704.8455 | 259785.2813 | 0 | 2671906.7312
6205 | 1238.0554 | 1450.949 | 1288.54 | 1412.4416 | 1238.0554 | 314.5 | 414330.6678 | 445699.9526 | 202174.4507 | 0 | 2086742.4172
6206 | 1441.5264 | 1500.3078 | 1500.3078 | 1460.4905 | 1441.5264 | 325.1 | 497577.9925 | 518949.5004 | 235401.2595 | 0 | 2414411.8974
6207 | 1346.8708 | 1401.7921 | 1401.7921 | 1364.5893 | 1346.8708 | 332.25 | 476011.7255 | 484873.4729 | 219943.9948 | 0 | 2246243.7067
6208 | 1554.022 | 1617.39 | 1617.39 | 1574.4654 | 1554.022 | 327.55 | 542281.6921 | 559447.9049 | 253771.7857 | 0 | 2599024.0237
6209 | 1638.7226 | 571.7559 | 571.7559 | 556.5818 | 556.5818 | 322.7 | 191567.9467 | 200369.4639 | 90889.8152 | 1983563.9229 | 933554.7272
6210 | 1543.6519 | 71.8969 | 71.8969 | 69.9888 | 69.9888 | 688.75 | 51440.039 | 25195.9526 | 11429.1641 | 2701224.4946 | 91772.7581
6211 | 1296.4209 | 1180.9507 | 1180.9507 | 1149.6089 | 1149.6089 | 1356.4 | 1660547.0238 | 413859.2059 | 187731.1342 | 498867.0802 | 739888.2914
6212 | 1246.3728 | 1297.1961 | 1297.1961 | 1262.7692 | 1246.3728 | 1419.45 | 1885541.7013 | 448694.1914 | 203532.6707 | 0 | 723581.7023
6213 | 1571.8691 | 1635.9648 | 1635.9648 | 1592.5472 | 1571.8691 | 1576.6 | 2642242.68 | 565872.8584 | 256686.216 | 0 | 665529.3346
6214 | 1827.8498 | 1676.6383 | 1676.6383 | 1632.1413 | 1632.1413 | 1661.05 | 2884339.9751 | 587570.8558 | 266528.6688 | 665017.6217 | 553214.2822
6215 | 1962.7917 | 1676.6383 | 1676.6383 | 1632.1413 | 1632.1413 | 1654.05 | 2868715.6172 | 587570.8558 | 266528.6688 | 1123550.3066 | 564639.271
6216 | 1447.5589 | 0 | 0 | 0 | 0 | 722.3 | 0 | 0 | 0 | 2653375.4765 | 0
6217 | 1347.7837 | 0 | 0 | 0 | 0 | 713.45 | 0 | 0 | 0 | 1603862.5566 | 0
6218 | 1417.2992 | 0 | 0 | 0 | 0 | 301.8 | 0 | 0 | 0 | 1686586.0492 | 0
6219 | 1479.4543 | 0 | 0 | 0 | 0 | 292.85 | 0 | 0 | 0 | 1760550.5849 | 0
6220 | 1595.5861 | 0 | 0 | 0 | 0 | 285.95 | 0 | 0 | 0 | 1898747.4804 | 0
6221 | 1610.3071 | 0 | 0 | 0 | 0 | 280.8 | 0 | 0 | 0 | 1916265.3966 | 0
6222 | 1157.2293 | 0 | 0 | 0 | 0 | 277.3 | 0 | 0 | 0 | 1377102.8622 | 0
6223 | 1109.7952 | 213.0814 | 213.0814 | 207.4263 | 207.4263 | 279.95 | 62261.5766 | 74673.4652 | 33872.7135 | 1654042.1385 | 356783.5937
6224 | 994.4167 | 781.7431 | 781.7431 | 760.996 | 760.996 | 297.55 | 242520.6106 | 273958.5694 | 124270.6511 | 427860.1751 | 1295557.6845
6225 | 1024.9954 | 1066.792 | 1066.792 | 1038.48 | 1024.9954 | 325.05 | 354968.1103 | 368998.3451 | 167381.7493 | 0 | 1716815.3753
6226 | 1252.2468 | 1303.3096 | 1303.3096 | 1268.7205 | 1252.2468 | 339.05 | 450982.8138 | 450808.8541 | 204491.9052 | 0 | 2079917.9937
6227 | 1666.1761 | 1734.1173 | 1734.1173 | 1688.0948 | 1666.1761 | 346.25 | 613487.6214 | 599823.3895 | 272086.5542 | 0 | 2755438.56
6228 | 1295.9036 | 1631.2043 | 1348.7468 | 1587.913 | 1295.9036 | 349.85 | 482748.4674 | 466525.2956 | 211621.0577 | 0 | 2138435.3239
6229 | 1418.6527 | 1476.5011 | 1476.5011 | 1437.3156 | 1418.6527 | 361.05 | 543980.6124 | 510714.9756 | 231665.9875 | 0 | 2325100.8591
6230 | 1542.1992 | 1605.086 | 1605.086 | 1562.4879 | 1542.1992 | 385.3 | 632978.2255 | 555191.7138 | 251841.1302 | 0 | 2490188.7253
6231 | 1525.4623 | 1587.6654 | 1587.6654 | 1545.5297 | 1525.4623 | 1329.65 | 2154697.1461 | 549166.4338 | 249107.9962 | 0 | 1022593.6635
6232 | 1140.3677 | 1918.9041 | 1186.8675 | 1867.9774 | 1140.3677 | 1561 | 1891965.3306 | 410532.3677 | 186222.0435 | 0 | 500621.415
6233 | 1753.2821 | 1067.9692 | 1067.9692 | 1039.6258 | 1039.6258 | 1640.65 | 1813189.7297 | 374265.3055 | 169770.9011 | 1308131.9493 | 373589.5487
6234 | 1615.8908 | 110.4452 | 110.4452 | 107.514 | 107.514 | 1615.65 | 184313.1506 | 38705.0391 | 17557.0358 | 2764854.6587 | 41323.005
6235 | 1178.4929 | 1166.4808 | 1166.4808 | 1135.523 | 1135.523 | 1796.75 | 2162561.9566 | 408788.2833 | 185430.9074 | 146011.5971 | 230795.0516
6236 | 1647.9272 | 1676.6383 | 1676.6383 | 1632.1413 | 1632.1413 | 1798.35 | 3117242.138 | 587570.8558 | 266528.6688 | 53640.7084 | 329121.2863
6237 | 1432.0201 | 1490.4132 | 1490.4132 | 1450.8584 | 1432.0201 | 1718.25 | 2614928.816 | 515527.25 | 233848.8887 | 0 | 403471.635
6238 | 1643.0203 | 1676.6383 | 1676.6383 | 1632.1413 | 1632.1413 | 1805.35 | 3119636.3239 | 587570.8558 | 266528.6688 | 36966.7904 | 317696.2975
6239 | 1400.1248 | 1457.2176 | 1457.2176 | 1418.5438 | 1400.1248 | 1698.6 | 2521003.0376 | 504044.9186 | 228640.3756 | 0 | 421997.6069
6240 | 1198.1208 | 0 | 0 | 0 | 0 | 1279.25 | 0 | 0 | 0 | 2196155.4081 | 0
6241 | 1325.7023 | 0 | 0 | 0 | 0 | 667.5 | 0 | 0 | 0 | 1577585.6811 | 0
6242 | 1425.4775 | 0 | 0 | 0 | 0 | 301.8 | 0 | 0 | 0 | 1696318.225 | 0
6243 | 1218.5665 | 0 | 0 | 0 | 0 | 292.85 | 0 | 0 | 0 | 1450094.1802 | 0
6244 | 1399.3069 | 0 | 0 | 0 | 0 | 285.95 | 0 | 0 | 0 | 1665175.2634 | 0
6245 | 1315.0705 | 0 | 0 | 0 | 0 | 280.8 | 0 | 0 | 0 | 1564933.8533 | 0
6246 | 733.5934 | 0 | 0 | 0 | 0 | 277.3 | 0 | 0 | 0 | 872976.1606 | 0
6247 | 983.0315 | 0 | 0 | 0 | 0 | 629.45 | 0 | 0 | 0 | 1801896.7928 | 0
6248 | 877.8811 | 574.1299 | 574.1299 | 558.8929 | 558.8929 | 653.1 | 389386.507 | 201201.4264 | 91267.2026 | 584705.4519 | 752772.7811
6249 | 945.2549 | 983.7984 | 983.7984 | 957.689 | 945.2549 | 1115.95 | 1121952.2288 | 340291.7799 | 154360.1324 | 0 | 835652.6334
6250 | 1289.4335 | 1342.013 | 1342.013 | 1306.3967 | 1289.4335 | 1179.45 | 1617501.0707 | 464196.0751 | 210564.4974 | 0 | 1058044.2482
6251 | 942.1656 | 1035.8727 | 980.5845 | 1008.3812 | 942.1656 | 701.8 | 702824.3959 | 339179.613 | 153855.6411 | 0 | 1223119.3711
6252 | 1192.4164 | 2313.9164 | 1241.0389 | 2252.5063 | 1192.4164 | 349.85 | 444302.0243 | 429269.9137 | 194721.6025 | 0 | 1967665.967
6253 | 1457.5078 | 1516.9405 | 1516.9405 | 1476.6817 | 1457.5078 | 361.05 | 560436.7447 | 524702.8109 | 238011.025 | 0 | 2388781.0976
6254 | 1298.3816 | 1351.3259 | 1351.3259 | 1315.4624 | 1298.3816 | 385.3 | 533973.2052 | 467417.3846 | 212025.7192 | 0 | 2096495.8007
6255 | 1441.2678 | 712.5095 | 712.5095 | 693.5999 | 693.5999 | 1141.7 | 843981.6883 | 249695.9758 | 113264.869 | 1370475.1109 | 595316.8222
6256 | 1536.8077 | 89.0218 | 89.0218 | 86.6592 | 86.6592 | 1161.95 | 107011.6805 | 31197.3164 | 14151.4493 | 2658122.1068 | 72624.7527
6257 | 1458.4473 | 19.0535 | 19.0535 | 18.5478 | 18.5478 | 1356 | 26712.8198 | 6677.2192 | 3028.8608 | 2639335.7079 | 11944.8033
6258 | 1564.8337 | 0 | 0 | 0 | 0 | 1534.1 | 0 | 0 | 0 | 2868340.1153 | 0
6259 | 1103.6522 | 1148.6554 | 1148.6554 | 1118.1707 | 1103.6522 | 1609.95 | 1882076.8646 | 397314.8053 | 180226.4103 | 0 | 430479.4626
6260 | 1320.7953 | 1374.6528 | 1374.6528 | 1338.1702 | 1320.7953 | 1358.45 | 1900883.3189 | 475486.2986 | 215685.8682 | 0 | 847356.0322
6261 | 1423.8418 | 1481.9017 | 1481.9017 | 1442.5728 | 1423.8418 | 739 | 1117742.7004 | 512583.0624 | 232513.3725 | 0 | 1795464.5602
6262 | 1526.8884 | 1589.1496 | 1589.1496 | 1546.9744 | 1526.8884 | 1196.65 | 1940310.5184 | 549679.8265 | 249340.8769 | 0 | 1226625.4748
6263 | 1557.9659 | 1621.4949 | 1621.4949 | 1578.4613 | 1557.9659 | 752.1 | 1243244.8448 | 560867.7395 | 254415.8385 | 0 | 1944185.7003
6264 | 1416.4814 | 0 | 0 | 0 | 0 | 340.3 | 0 | 0 | 0 | 2596410.353 | 0
6265 | 1565.3264 | 0 | 0 | 0 | 0 | 318 | 0 | 0 | 0 | 1862738.4303 | 0
6266 | 1530.9776 | 0 | 0 | 0 | 0 | 301.8 | 0 | 0 | 0 | 1821863.2916 | 0
6267 | 1518.7101 | 0 | 0 | 0 | 0 | 292.85 | 0 | 0 | 0 | 1807265.0285 | 0
6268 | 1445.1054 | 0 | 0 | 0 | 0 | 285.95 | 0 | 0 | 0 | 1719675.4474 | 0
6269 | 1521.9814 | 0 | 0 | 0 | 0 | 280.8 | 0 | 0 | 0 | 1811157.8981 | 0
6270 | 1328.1557 | 0 | 0 | 0 | 0 | 277.3 | 0 | 0 | 0 | 1580505.3342 | 0
6271 | 1128.6053 | 0 | 0 | 0 | 0 | 279.95 | 0 | 0 | 0 | 2068733.4232 | 0
6272 | 1388.3388 | 0 | 0 | 0 | 0 | 297.55 | 0 | 0 | 0 | 2544825.0626 | 0
6273 | 1708.9138 | 0 | 0 | 0 | 0 | 680.6 | 0 | 0 | 0 | 3132439.0467 | 0
6274 | 1431.3986 | 725.0519 | 725.0519 | 705.8095 | 705.8095 | 695.55 | 522116.4247 | 254091.4075 | 115258.6857 | 1330004.8637 | 920693.1571
6275 | 1533.1581 | 1024.5022 | 1024.5022 | 997.3124 | 997.3124 | 545.75 | 579850.4135 | 359032.4774 | 162861.121 | 982205.091 | 1450341.6116
6276 | 1365.5684 | 1113.1868 | 1113.1868 | 1083.6434 | 1083.6434 | 599.35 | 692169.1097 | 390111.6193 | 176958.9651 | 516768.538 | 1517805.1099
6277 | 1628.745 | 1695.16 | 1695.16 | 1650.1714 | 1628.745 | 361.05 | 625400.3405 | 586348.2108 | 265974.0634 | 0 | 2669431.6178
6278 | 1656.7966 | 245.8211 | 245.8211 | 239.2971 | 239.2971 | 385.3 | 98104.3182 | 86146.9609 | 39077.2186 | 2598276.5515 | 386393.0491
6279 | 1559.5597 | 155.7699 | 155.7699 | 151.6359 | 151.6359 | 390.7 | 63040.7434 | 54588.9207 | 24762.141 | 2580724.3218 | 244027.6393
6280 | 1548.5916 | 69.5707 | 69.5707 | 67.7244 | 67.7244 | 776.4 | 55842.412 | 24380.768 | 11059.3873 | 2714429.5985 | 82867.5215
6281 | 1862.9184 | 128.5661 | 128.5661 | 125.154 | 125.154 | 1389.05 | 184624.68 | 45055.455 | 20437.655 | 3185321.9806 | 76462.8618
6282 | 1641.6575 | 8.8976 | 8.8976 | 8.6615 | 8.6615 | 1672.5 | 15345.3114 | 3118.1268 | 1414.417 | 2993281.8122 | 2836.6292
6283 | 1998.0095 | 900.913 | 900.913 | 877.0033 | 877.0033 | 1835.8 | 1701424.7334 | 315721.1891 | 143214.6394 | 3809179.1859 | 144003.9424
6284 | 1726.4389 | 1676.6383 | 1676.6383 | 1632.1413 | 1632.1413 | 1417.5 | 2446769.2681 | 587570.8558 | 266528.6688 | 320423.3597 | 950722.2876
6285 | 1521.9814 | 1584.0425 | 1584.0425 | 1542.0029 | 1521.9814 | 1252.55 | 2018226.478 | 547913.3137 | 248539.567 | 0 | 1137604.6985
6286 | 1737.8885 | 1676.6383 | 1676.6383 | 1632.1413 | 1632.1413 | 1353.75 | 2339948.4636 | 587570.8558 | 266528.6688 | 359329.165 | 1054771.2933
6287 | 1565.3264 | 1629.155 | 1629.155 | 1585.9181 | 1565.3264 | 713.15 | 1184444.2576 | 563517.5083 | 255617.8031 | 0 | 2014339.7631
6288 | 1698.6327 | 0 | 0 | 0 | 0 | 340.3 | 0 | 0 | 0 | 3113593.7098 | 0
6289 | 692.7019 | 0 | 0 | 0 | 0 | 318 | 0 | 0 | 0 | 824315.2822 | 0
6290 | 512.7793 | 0 | 0 | 0 | 0 | 301.8 | 0 | 0 | 0 | 610207.4166 | 0
6291 | 606.0119 | 0 | 0 | 0 | 0 | 292.85 | 0 | 0 | 0 | 721154.2197 | 0
6292 | 754.857 | 0 | 0 | 0 | 0 | 285.95 | 0 | 0 | 0 | 898279.8175 | 0
6293 | 802.2911 | 0 | 0 | 0 | 0 | 280.8 | 0 | 0 | 0 | 954726.4366 | 0
6294 | 671.4383 | 0 | 0 | 0 | 0 | 277.3 | 0 | 0 | 0 | 799011.6253 | 0
6295 | 609.2833 | 375.6517 | 375.6517 | 365.6821 | 365.6821 | 279.95 | 108881.0256 | 131645.57 | 59715.8933 | 446520.8715 | 628991.5628
6296 | 469.188 | 324.2727 | 324.2727 | 315.6667 | 315.6667 | 297.55 | 99712.1439 | 113640.0199 | 51548.3757 | 281404.4774 | 537406.8107
6297 | 557.6649 | 580.4048 | 580.4048 | 565.0012 | 557.6649 | 325.05 | 192007.1854 | 200759.3687 | 91066.6803 | 0 | 934060.846
6298 | 672.0078 | 699.4093 | 699.4093 | 680.8473 | 672.0078 | 339.05 | 241886.4733 | 241922.7917 | 109738.8663 | 0 | 1116170.0266
6299 | 802.2369 | 2126.4589 | 834.9497 | 2070.0239 | 802.2369 | 346.25 | 295791.6702 | 288805.2991 | 131005.2926 | 0 | 1326699.3427
6300 | 773.4902 | 2328.8619 | 805.0315 | 2267.0552 | 773.4902 | 349.85 | 288635.9014 | 278456.4797 | 126310.9531 | 0 | 1276374.8887
6301 | 936.0094 | 2266.8587 | 974.1764 | 2206.6975 | 936.0094 | 361.05 | 359858.1457 | 336963.3758 | 152850.3313 | 0 | 1534072.5688
6302 | 851.9365 | 2678.5359 | 886.6752 | 2607.449 | 851.9365 | 385.3 | 349066.535 | 306697.1272 | 139121.2246 | 0 | 1375621.8091
6303 | 657.248 | 2477.5327 | 684.0485 | 2411.7804 | 657.248 | 390.7 | 272784.8785 | 236609.2691 | 107328.5935 | 0 | 1057709.1576
6304 | 682.6487 | 704.021 | 704.021 | 685.3366 | 682.6487 | 380.95 | 276248.6752 | 245753.5478 | 111476.5399 | 0 | 1105242.4486
6305 | 686.5273 | 241.7953 | 241.7953 | 235.3782 | 235.3782 | 1306.5 | 325883.7485 | 84736.1626 | 38437.2649 | 826956.2503 | 163234.8021
6306 | 776.4017 | 22.8888 | 22.8888 | 22.2813 | 22.2813 | 1476.55 | 34828.3562 | 8021.2709 | 3638.5376 | 1382302.6708 | 11663.1506
6307 | 785.1463 | 817.1617 | 817.1617 | 795.4747 | 785.1463 | 1791.75 | 1487962.8233 | 282652.683 | 128214.3976 | 0 | 163506.6545
6308 | 546.3104 | 568.5868 | 568.5868 | 553.4968 | 546.3104 | 1448.55 | 837501.6478 | 196671.7322 | 89212.483 | 0 | 301262.6495
6309 | 724.5973 | 754.1437 | 754.1437 | 734.1292 | 724.5973 | 1396.1 | 1069988.8627 | 260855.0221 | 118326.7364 | 0 | 437584.1283
6310 | 823.5547 | 857.1369 | 857.1369 | 834.389 | 823.5547 | 1466.25 | 1277175.534 | 296479.6921 | 134486.4826 | 0 | 439572.3213
6311 | 729.5043 | 759.2508 | 759.2508 | 739.1007 | 729.5043 | 1237.65 | 954510.4349 | 262621.5346 | 119128.0461 | 0 | 556137.3744
6312 | 745.043 | 0 | 0 | 0 | 0 | 735.75 | 0 | 0 | 0 | 1365663.8755 | 0
6313 | 1741.9777 | 0 | 0 | 0 | 0 | 1069.95 | 0 | 0 | 0 | 3193045.0654 | 0
6314 | 1703.5397 | 0 | 0 | 0 | 0 | 1092.7 | 0 | 0 | 0 | 3122588.2023 | 0
6315 | 1585.7722 | 0 | 0 | 0 | 0 | 649.35 | 0 | 0 | 0 | 2906720.3674 | 0
6316 | 1660.1947 | 0 | 0 | 0 | 0 | 285.95 | 0 | 0 | 0 | 3043136.8466 | 0
6317 | 1616.0319 | 916.0158 | 916.0158 | 891.7052 | 891.7052 | 280.8 | 265403.7744 | 321013.8711 | 145615.4588 | 1327690.7815 | 1533019.5755
6318 | 1492.5396 | 1553.401 | 1553.401 | 1512.1746 | 1492.5396 | 1028.3 | 1625742.7649 | 537314.2384 | 243731.7087 | 0 | 1450300.6817
6319 | 1496.6287 | 1557.6567 | 1557.6567 | 1516.3174 | 1496.6287 | 1267.9 | 2007506.9573 | 538786.3324 | 244399.4669 | 0 | 1095681.872
6320 | 112.7164 | 117.3122 | 117.3122 | 114.1988 | 112.7164 | 1137.95 | 135749.7155 | 40577.8977 | 18406.5853 | 0 | 97167.1575
6321 | 91.689 | 95.4278 | 95.4278 | 92.8952 | 91.689 | 1412.55 | 137243.0776 | 33008.0233 | 14972.8061 | 0 | 53862.6758
6322 | 0 | 100.2341 | 0 | 97.5739 | 0 | 1140.5 | 0 | 0 | 0 | 0 | 0
6323 | 0 | 703.8253 | 0 | 685.1462 | 0 | 346.25 | 0 | 0 | 0 | 0 | 0
6324 | 0 | 773.0422 | 0.0010408 | 752.526 | 0 | 349.85 | 0 | 0 | 0 | 0 | 0
6325 | 0 | 0 | 0 | 0 | 0 | 361.05 | 0 | 0 | 0 | 0 | 0
6326 | 89.7711 | 365.8549 | 93.4326 | 356.1453 | 89.7711 | 1226.4 | 117041.7795 | 32317.6113 | 14659.6276 | 0 | 69446.9559
6327 | 73.0251 | 564.1551 | 76.0027 | 549.1828 | 73.0251 | 1505.7 | 116813.8995 | 26289.0192 | 11924.9912 | 0 | 36096.2838
6328 | 78.3215 | 431.5737 | 81.5147 | 420.12 | 78.3215 | 1410 | 117128.8389 | 28195.7487 | 12789.9049 | 0 | 46209.6992
6329 | 73.0629 | 335.2019 | 76.0412 | 326.3059 | 73.0629 | 1822.45 | 140826.8932 | 26302.636 | 11931.168 | 0 | 12972.314
6330 | 85.2782 | 88.7554 | 88.7554 | 86.3998 | 85.2782 | 1846.5 | 166268.3611 | 30700.1483 | 13925.9284 | 0 | 13090.2021
6331 | 79.3551 | 82.5908 | 82.5908 | 80.3989 | 79.3551 | 1845.85 | 154486.4863 | 28567.8204 | 12958.6807 | 0 | 12232.5732
6332 | 88.3256 | 91.9277 | 91.9277 | 89.4879 | 88.3256 | 1668.4 | 155515.856 | 31797.2262 | 14423.5751 | 0 | 29288.7783
6333 | 80.9652 | 84.2665 | 84.2665 | 82.0301 | 80.9652 | 1592.65 | 136023.7662 | 29147.4573 | 13221.6105 | 0 | 32981.0927
6334 | 88.3256 | 91.9277 | 91.9277 | 89.4879 | 88.3256 | 1761.15 | 164168.8171 | 31797.2262 | 14423.5751 | 0 | 21096.5763
6335 | 80.9652 | 84.2665 | 84.2665 | 82.0301 | 80.9652 | 1548.2 | 132464.1134 | 29147.4573 | 13221.6105 | 0 | 36579.987
6336 | 85.8721 | 89.3736 | 89.3736 | 87.0017 | 85.8721 | 1369.35 | 124319.4297 | 30913.9699 | 14022.9202 | 0 | 54155.1768
6337 | 76.876 | 80.0108 | 80.0108 | 77.8873 | 76.876 | 723.9 | 58917.3508 | 27675.3635 | 12553.8524 | 0 | 98101.4636
6338 | 83.4186 | 86.8206 | 86.8206 | 84.5164 | 83.4186 | 336 | 29693.6694 | 30030.7136 | 13622.2654 | 0 | 138808.6318
6339 | 77.6938 | 80.8621 | 80.8621 | 78.7161 | 77.6938 | 325.8 | 26826.7949 | 27969.7823 | 12687.404 | 0 | 130075.0264
6340 | 81.783 | 85.1178 | 85.1178 | 82.8589 | 81.783 | 316.55 | 27399.4041 | 29441.8761 | 13355.1621 | 0 | 137677.573
6341 | 78.5117 | 81.7135 | 81.7135 | 79.5448 | 78.5117 | 308.3 | 25621.6938 | 28264.201 | 12820.9556 | 0 | 132818.1914
6342 | 83.4186 | 86.8206 | 86.8206 | 84.5164 | 83.4186 | 298.55 | 26352.5397 | 30030.7136 | 13622.2654 | 0 | 141932.6602
6343 | 68.6977 | 71.4982 | 71.4982 | 69.6007 | 68.6977 | 690.45 | 50096.9248 | 24731.1759 | 11218.3362 | 0 | 89963.0872
6344 | 80.819 | 208.4999 | 84.1145 | 202.9664 | 80.819 | 657.15 | 56084.9024 | 29094.83 | 13197.7381 | 0 | 108527.7567
6345 | 556.7111 | 1781.6069 | 579.4119 | 1734.324 | 556.7111 | 1029.8 | 607021.6457 | 200416.0028 | 90910.9257 | 0 | 540121.1276
6346 | 1538.6406 | 1769.6432 | 1601.3818 | 1722.6778 | 1538.6406 | 685.15 | 1118620.2178 | 553910.6239 | 251260.0136 | 0 | 2023081.6218
6347 | 1710.5127 | 2103.668 | 1780.2612 | 2047.8378 | 1710.5127 | 342.65 | 622094.8039 | 615784.5666 | 279326.7215 | 0 | 2834918.1985
6348 | 1592.0899 | 2831.9682 | 1657.0103 | 2756.8093 | 1592.0899 | 347.95 | 588718.7763 | 573152.3622 | 259988.2799 | 0 | 2630212.111
6349 | 1586.6892 | 2842.2979 | 1651.3891 | 2766.8649 | 1586.6892 | 354.75 | 598314.9766 | 571208.0944 | 259106.3384 | 0 | 2610500.3257
6350 | 1637.1595 | 3006.2786 | 1703.9171 | 2926.4936 | 1637.1595 | 1285.1 | 2236580.9831 | 589377.4121 | 267348.1428 | 0 | 1170405.3108
6351 | 1737.0911 | 1706.747 | 1706.747 | 1661.4508 | 1661.4508 | 1487.45 | 2626010.1571 | 598122.2993 | 271314.9208 | 138648.6747 | 851576.6236
6352 | 1235.9792 | 1286.3783 | 1286.3783 | 1252.2385 | 1235.9792 | 1483.75 | 1949298.6774 | 444952.4969 | 201835.3965 | 0 | 638074.2403
6353 | 1637.9753 | 668.6231 | 668.6231 | 650.8782 | 650.8782 | 1780.9 | 1230131.9896 | 234316.1591 | 106288.4133 | 1809348.8803 | 142607.4179
6354 | 1283.7711 | 54.5003 | 54.5003 | 53.0539 | 53.0539 | 1755.5 | 98593.7369 | 19099.3929 | 8663.6968 | 2255904.6714 | 12971.671
6355 | 1342.5199 | 1397.2637 | 1397.2637 | 1360.181 | 1342.5199 | 1830.45 | 2598470.5516 | 483307.1651 | 219233.5002 | 0 | 227624.2496
6356 | 1375.5899 | 1431.6821 | 1431.6821 | 1393.6861 | 1375.5899 | 1509.6 | 2196835.1316 | 495212.3557 | 224633.8269 | 0 | 674589.2757
6357 | 1208.7526 | 1258.0421 | 1258.0421 | 1224.6543 | 1208.7526 | 1466.2 | 1872343.1145 | 435150.9284 | 197389.2962 | 0 | 645232.1267
6358 | 1334.6984 | 1389.1227 | 1389.1227 | 1352.2561 | 1334.6984 | 1390.5 | 1960973.6254 | 480491.4175 | 217956.2458 | 0 | 813498.431
6359 | 1426.2953 | 1484.4547 | 1484.4547 | 1445.0581 | 1426.2953 | 1268.3 | 1915655.0216 | 513466.3188 | 232914.0274 | 0 | 1043620.0515
6360 | 1445.9232 | 0 | 0 | 0 | 0 | 1077.7 | 0 | 0 | 0 | 2650377.3118 | 0
6361 | 1568.5977 | 0 | 0 | 0 | 0 | 700.5 | 0 | 0 | 0 | 1866631.2999 | 0
6362 | 1526.8884 | 0 | 0 | 0 | 0 | 1099 | 0 | 0 | 0 | 1816997.2043 | 0
6363 | 1723.1676 | 0 | 0 | 0 | 0 | 270.65 | 0 | 0 | 0 | 2050569.4214 | 0
6364 | 1466.369 | 0 | 0 | 0 | 0 | 266.45 | 0 | 0 | 0 | 1744979.104 | 0
6365 | 1491.7217 | 0 | 0 | 0 | 0 | 263.3 | 0 | 0 | 0 | 1775148.848 | 0
6366 | 1755.8808 | 0 | 0 | 0 | 0 | 262.05 | 0 | 0 | 0 | 2089498.1234 | 0
6367 | 1216.9309 | 0 | 0 | 0 | 0 | 265.5 | 0 | 0 | 0 | 2230634.2994 | 0
6368 | 1615.258 | 0 | 0 | 0 | 0 | 276.45 | 0 | 0 | 0 | 2960767.9012 | 0
6369 | 1535.5124 | 0 | 0 | 0 | 0 | 294.1 | 0 | 0 | 0 | 2814594.2714 | 0
6370 | 1473.9411 | 0 | 0 | 0 | 0 | 306.3 | 0 | 0 | 0 | 2701733.9941 | 0
6371 | 1908.6882 | 267.9032 | 267.9032 | 260.7932 | 260.7932 | 320.05 | 88232.0295 | 93885.5614 | 42587.5338 | 3020591.4907 | 361320.2861
6372 | 2013.4594 | 477.5906 | 477.5906 | 464.9156 | 464.9156 | 320.45 | 157543.5866 | 167369.623 | 75920.7206 | 2838480.6894 | 725464.827
6373 | 2035.7422 | 0 | 0 | 0 | 0 | 314.5 | 0 | 0 | 0 | 3731515.3884 | 0
6374 | 1841.9829 | 1267.2613 | 1267.2613 | 1233.6288 | 1233.6288 | 325.1 | 427177.6468 | 444106.3853 | 201451.5909 | 1115113.0302 | 2066204.9577
6375 | 1628.7921 | 1140.9786 | 1140.9786 | 1110.6977 | 1110.6977 | 332.25 | 393201.3625 | 399851.1607 | 181376.9293 | 949667.0119 | 1852366.037
6376 | 1389.4705 | 1252.8392 | 1252.8392 | 1219.5896 | 1219.5896 | 327.55 | 426242.4528 | 439052.2406 | 199158.9747 | 311391.7588 | 2039702.5551
6377 | 1931.9585 | 529.0133 | 529.0133 | 514.9736 | 514.9736 | 322.7 | 176030.2313 | 185390.4919 | 84095.187 | 2597333.3955 | 863765.2004
6378 | 1367.8348 | 47.6405 | 47.6405 | 46.3762 | 46.3762 | 1352.55 | 66180.2099 | 16695.4189 | 7573.2275 | 2422233.6898 | 30026.2471
6379 | 1384.0595 | 1213.296 | 1213.296 | 1181.0957 | 1181.0957 | 1775.4 | 2215012.67 | 425194.4667 | 192872.9345 | 689670.9491 | 265274.1034
6380 | 1184.2177 | 1232.5066 | 1232.5066 | 1199.7966 | 1184.2177 | 1304.3 | 1633259.3476 | 426318.3655 | 193382.7475 | 0 | 823860.2414
6381 | 1696.1792 | 1676.6383 | 1676.6383 | 1632.1413 | 1632.1413 | 315.5 | 545170.4098 | 587570.8558 | 266528.6688 | 217600.8787 | 2749341.9629
6382 | 1602.9466 | 1668.31 | 1668.31 | 1624.034 | 1602.9466 | 319.1 | 543858.3434 | 577060.7713 | 261761.1777 | 0 | 2694392.9181
6383 | 1638.9311 | 1676.6383 | 1676.6383 | 1632.1413 | 1632.1413 | 312.1 | 542630.0168 | 587570.8558 | 266528.6688 | 23071.8621 | 2754891.2432
6384 | 1551.4233 | 0 | 0 | 0 | 0 | 297.8 | 0 | 0 | 0 | 2843758.9144 | 0
6385 | 1701.0862 | 0 | 0 | 0 | 0 | 318 | 0 | 0 | 0 | 2024292.5471 | 0
6386 | 1653.652 | 0 | 0 | 0 | 0 | 301.8 | 0 | 0 | 0 | 1967845.9276 | 0
6387 | 1684.7296 | 0 | 0 | 0 | 0 | 292.85 | 0 | 0 | 0 | 2004828.1954 | 0
6388 | 1203.0278 | 0 | 0 | 0 | 0 | 285.95 | 0 | 0 | 0 | 1431603.0463 | 0
6389 | 1548.9698 | 0 | 0 | 0 | 0 | 280.8 | 0 | 0 | 0 | 1843274.0787 | 0
6390 | 1546.5163 | 0 | 0 | 0 | 0 | 277.3 | 0 | 0 | 0 | 1840354.4256 | 0
6391 | 1351.055 | 0 | 0 | 0 | 0 | 279.95 | 0 | 0 | 0 | 2476483.7783 | 0
6392 | 1371.2114 | 0 | 0 | 0 | 0 | 297.55 | 0 | 0 | 0 | 2513430.5329 | 0
6393 | 1665.9839 | 0 | 0 | 0 | 0 | 1115.95 | 0 | 0 | 0 | 3053748.474 | 0
6394 | 1480.4755 | 0 | 0 | 0 | 0 | 339.05 | 0 | 0 | 0 | 2713711.6612 | 0
6395 | 1901.1918 | 220.4261 | 220.4261 | 214.5761 | 214.5761 | 346.25 | 78680.4004 | 77247.4061 | 35040.2817 | 3091566.47 | 274482.81
6396 | 1801.945 | 431.8787 | 431.8787 | 420.4168 | 420.4168 | 349.85 | 155943.241 | 151350.0596 | 68654.0687 | 2532341.2139 | 634753.2996
6397 | 1608.8247 | 191.7569 | 191.7569 | 186.6678 | 186.6678 | 361.05 | 71375.5448 | 67200.3923 | 30482.8446 | 2606813.7492 | 223429.8588
6398 | 1764.516 | 401.5494 | 401.5494 | 390.8925 | 390.8925 | 385.3 | 159623.7631 | 140721.2922 | 63832.7417 | 2517851.9851 | 631174.0846
6399 | 1869.6654 | 865.3653 | 865.3653 | 842.399 | 842.399 | 390.7 | 348886.2979 | 303263.6361 | 137563.7549 | 1882979.4207 | 1355672.6934
6400 | 1735.3911 | 990.117 | 990.117 | 963.8398 | 963.8398 | 776.4 | 791740.3141 | 346982.3343 | 157395.0422 | 1414253.4478 | 1179354.4006
6401 | 1870.3575 | 339.4358 | 339.4358 | 330.4274 | 330.4274 | 1446.6 | 505874.5993 | 118953.8565 | 53958.791 | 2822691.981 | 182858.5117
6402 | 1742.4091 | 25.4116 | 25.4116 | 24.7372 | 24.7372 | 1755.2 | 45884.2531 | 8905.3906 | 4039.5841 | 3148492.5505 | 6055.6656
6403 | 1712.774 | 1116.0791 | 1116.0791 | 1086.4589 | 1086.4589 | 1845.85 | 2116827.3927 | 391125.2202 | 177418.7457 | 2128218.5057 | 167477.6464
6404 | 1736.2529 | 1676.6383 | 1676.6383 | 1632.1413 | 1632.1413 | 1557.95 | 2684496.4155 | 587570.8558 | 266528.6688 | 353771.1924 | 721488.0467
6405 | 1571.8691 | 1635.9648 | 1635.9648 | 1592.5472 | 1571.8691 | 1252.55 | 2075209.6113 | 565872.8584 | 256686.216 | 0 | 1174893.4841
6406 | 1566.1442 | 1630.0063 | 1630.0063 | 1586.7468 | 1566.1442 | 1265.25 | 2088828.3263 | 563811.9268 | 255751.3546 | 0 | 1150724.304
6407 | 1353.5085 | 1408.6997 | 1408.6997 | 1371.3136 | 1353.5085 | 752.1 | 1075637.6885 | 487263.0492 | 221027.9332 | 0 | 1689042.6332
6408 | 390.9227 | 0 | 0 | 0 | 0 | 340.3 | 0 | 0 | 0 | 716561.2871 | 0
6409 | 403.1901 | 0 | 0 | 0 | 0 | 318 | 0 | 0 | 0 | 479796.2622 | 0
6410 | 386.8335 | 0 | 0 | 0 | 0 | 301.8 | 0 | 0 | 0 | 460331.9108 | 0
6411 | 365.57 | 0 | 0 | 0 | 0 | 292.85 | 0 | 0 | 0 | 435028.2539 | 0
6412 | 375.3839 | 0 | 0 | 0 | 0 | 285.95 | 0 | 0 | 0 | 446706.8648 | 0
6413 | 388.4692 | 0 | 0 | 0 | 0 | 280.8 | 0 | 0 | 0 | 462278.346 | 0
6414 | 406.4615 | 0 | 0 | 0 | 0 | 277.3 | 0 | 0 | 0 | 483689.1325 | 0
6415 | 362.2986 | 0 | 0 | 0 | 0 | 635.5 | 0 | 0 | 0 | 664093.4104 | 0
6416 | 452.8416 | 0 | 0 | 0 | 0 | 693 | 0 | 0 | 0 | 830058.6735 | 0
6417 | 1718.3751 | 0 | 0 | 0 | 0 | 1077 | 0 | 0 | 0 | 3149781.5528 | 0
6418 | 1870.1756 | 731.7754 | 731.7754 | 712.3544 | 712.3544 | 339.05 | 255766.4333 | 256447.6011 | 116327.4813 | 2122286.1174 | 1154066.2618
6419 | 1892.5228 | 784.6801 | 784.6801 | 763.8551 | 763.8551 | 346.25 | 280005.7318 | 274987.8539 | 124737.546 | 2068847.7514 | 1239546.8137
6420 | 1967.7386 | 586.9034 | 586.9034 | 571.3273 | 571.3273 | 349.85 | 211735.5132 | 205677.8295 | 93297.7488 | 2559621.8815 | 942775.7509
6421 | 1715.3512 | 1785.2975 | 1785.2975 | 1737.9167 | 1715.3512 | 361.05 | 655187.471 | 617526.4216 | 280116.8462 | 0 | 2811374.5214
6422 | 1757.0441 | 1828.6906 | 1828.6906 | 1780.1582 | 1757.0441 | 385.3 | 719479.5465 | 632535.89 | 286925.3079 | 0 | 2837098.9468
6423 | 1950.1113 | 1013.447 | 1013.447 | 986.5507 | 986.5507 | 390.7 | 409257.667 | 355158.2531 | 161103.7298 | 1766206.5484 | 1587656.0466
6424 | 1726.1516 | 1398.65 | 1398.65 | 1361.5306 | 1361.5306 | 1346.4 | 1945713.5436 | 490151.004 | 222337.9415 | 668350.4219 | 889896.3784
6425 | 2137.608 | 955.0678 | 955.0678 | 929.7208 | 929.7208 | 1577.8 | 1554681.5006 | 334699.4897 | 151823.4074 | 2214057.2086 | 392528.1238
6426 | 1644.1407 | 68.6881 | 68.6881 | 66.8652 | 66.8652 | 1552.8 | 109567.4035 | 24071.472 | 10919.0872 | 2891145.9511 | 29902.1175
6427 | 1812.7762 | 1637.8517 | 1637.8517 | 1594.384 | 1594.384 | 1845.85 | 3100364.7251 | 573978.2448 | 260362.9094 | 742096.5786 | 245774.2957
6428 | 1637.2954 | 1676.6383 | 1676.6383 | 1632.1413 | 1632.1413 | 1762.45 | 3035458.8001 | 587570.8558 | 266528.6688 | 17513.8894 | 387715.1578
6429 | 1228.3805 | 1278.4694 | 1278.4694 | 1244.5395 | 1228.3805 | 1570.1 | 2036643.4451 | 442216.9786 | 200594.535 | 0 | 528080.562
6430 | 1411.5744 | 1469.1335 | 1469.1335 | 1430.1435 | 1411.5744 | 1566.5 | 2335207.7198 | 508166.7811 | 230510.0982 | 0 | 611917.329
6431 | 1350.2371 | 1405.2953 | 1405.2953 | 1367.9996 | 1350.2371 | 1378.15 | 1966768.0769 | 486085.374 | 220493.7266 | 0 | 839644.8784
6432 | 369.6591 | 0 | 0 | 0 | 0 | 1092.25 | 0 | 0 | 0 | 677585.1501 | 0
6433 | 112.8605 | 0 | 0 | 0 | 0 | 1196.2 | 0 | 0 | 0 | 134304.0248 | 0
6434 | 119.4032 | 0 | 0 | 0 | 0 | 1210.8 | 0 | 0 | 0 | 142089.7653 | 0
6435 | 113.6784 | 0 | 0 | 0 | 0 | 1196.85 | 0 | 0 | 0 | 135277.2423 | 0
6436 | 116.1318 | 0 | 0 | 0 | 0 | 1175.85 | 0 | 0 | 0 | 138196.895 | 0
6437 | 112.8605 | 0 | 0 | 0 | 0 | 1180.25 | 0 | 0 | 0 | 134304.0248 | 0
6438 | 116.9497 | 0 | 0 | 0 | 0 | 1251.8 | 0 | 0 | 0 | 139170.1125 | 0
6439 | 100.5931 | 104.6949 | 104.6949 | 101.9163 | 100.5931 | 1254.95 | 133561.1299 | 36213.5076 | 16426.8494 | 0 | 74946.8146
6440 | 225.1445 | 234.3247 | 234.3247 | 228.1058 | 225.1445 | 995.75 | 237098.4604 | 81052.0128 | 36766.0936 | 0 | 226100.862
6441 | 1240.0192 | 1290.583 | 1290.583 | 1256.3316 | 1240.0192 | 681.55 | 894691.556 | 446406.9257 | 202495.1416 | 0 | 1634903.0506
6442 | 1266.4219 | 1567.2943 | 1318.0626 | 1525.6992 | 1266.4219 | 339.05 | 453598.3452 | 455911.8674 | 206806.6888 | 0 | 2103463.3784
6443 | 1701.8192 | 2030.8553 | 1771.2137 | 1976.9575 | 1701.8192 | 346.25 | 622014.1844 | 612654.8954 | 277907.0678 | 0 | 2814383.4259
6444 | 1591.6166 | 2240.5156 | 1656.518 | 2181.0535 | 1591.6166 | 349.85 | 589657.7767 | 572981.9674 | 259910.9869 | 0 | 2626406.0929
6445 | 1439.8744 | 2541.8392 | 1498.5874 | 2474.3802 | 1439.8744 | 361.05 | 550848.4483 | 518354.7743 | 235131.4851 | 0 | 2359882.1036
6446 | 1622.9691 | 3477.9524 | 1689.1485 | 3385.6494 | 1622.9691 | 385.3 | 662018.3412 | 584268.8785 | 265030.8552 | 0 | 2620608.2171
6447 | 1764.8544 | 2887.3885 | 1836.8191 | 2810.7588 | 1764.8544 | 390.7 | 729969.4568 | 635347.5894 | 288200.726 | 0 | 2840180.2101
6448 | 1749.6223 | 2041.4035 | 1820.966 | 1987.2258 | 1749.6223 | 737.45 | 1364213.2469 | 629864.0399 | 285713.327 | 0 | 2208985.6765
6449 | 1578.746 | 843.3102 | 843.3102 | 820.9292 | 820.9292 | 1383.6 | 1199774.5821 | 295534.5187 | 134057.7414 | 1389078.12 | 506020.7703
6450 | 1433.9206 | 45.6526 | 45.6526 | 44.441 | 44.441 | 1552.8 | 72724.2968 | 15998.7734 | 7257.2214 | 2546915.9872 | 19874.0319
6451 | 1471.9558 | 1345.714 | 1345.714 | 1309.9995 | 1309.9995 | 1796.7 | 2479872.9903 | 471599.8091 | 213922.9134 | 550327.5932 | 266322.8922
6452 | 1491.7217 | 1552.5496 | 1552.5496 | 1511.3458 | 1491.7217 | 1687.5 | 2652213.4189 | 537019.8196 | 243598.157 | 0 | 466163.0378
6453 | 1544.0628 | 1607.0249 | 1607.0249 | 1564.3754 | 1544.0628 | 1531.25 | 2490360.5992 | 555862.6202 | 252145.4608 | 0 | 723779.4534
6454 | 1414.8457 | 1472.5389 | 1472.5389 | 1433.4585 | 1414.8457 | 1377.75 | 2055662.2781 | 509344.4563 | 231044.3048 | 0 | 880387.7443
6455 | 1431.2023 | 1489.5618 | 1489.5618 | 1450.0297 | 1431.2023 | 1256.1 | 1901141.4815 | 515232.8312 | 233715.3371 | 0 | 1064671.1678
6456 | 482.5196 | 0 | 0 | 0 | 0 | 1230.2 | 0 | 0 | 0 | 884458.4924 | 0
6457 | 426.0894 | 0 | 0 | 0 | 0 | 1118.5 | 0 | 0 | 0 | 507046.3542 | 0
6458 | 399.101 | 0 | 0 | 0 | 0 | 1170.45 | 0 | 0 | 0 | 474930.1744 | 0
6459 | 440.8103 | 0 | 0 | 0 | 0 | 923.85 | 0 | 0 | 0 | 524564.2704 | 0
6460 | 390.1049 | 0 | 0 | 0 | 0 | 997.05 | 0 | 0 | 0 | 464224.7811 | 0
6461 | 392.5583 | 0 | 0 | 0 | 0 | 992.85 | 0 | 0 | 0 | 467144.4338 | 0
6462 | 495.6049 | 0 | 0 | 0 | 0 | 1176.75 | 0 | 0 | 0 | 589769.8477 | 0
6463 | 433.4498 | 0 | 0 | 0 | 0 | 1188.95 | 0 | 0 | 0 | 794513.5609 | 0
6464 | 442.7905 | 0 | 0 | 0 | 0 | 572.05 | 0 | 0 | 0 | 811634.9533 | 0
6465 | 1681.4818 | 908.6471 | 908.6471 | 884.5321 | 884.5321 | 1224.5 | 1145928.7919 | 318431.5413 | 144444.0852 | 1460808.8183 | 680692.7985
6466 | 1826.7294 | 186.2262 | 186.2262 | 181.2838 | 181.2838 | 1248.05 | 239009.8265 | 65262.186 | 29603.6527 | 3016101.6566 | 98209.1817
6467 | 1832.1434 | 95.0802 | 95.0802 | 92.5568 | 92.5568 | 1059.25 | 103663.2943 | 33320.4437 | 15114.5235 | 3188662.2851 | 87072.7985
6468 | 1642.4999 | 621.3354 | 621.3354 | 604.8455 | 604.8455 | 794.8 | 509076.651 | 217744.3857 | 98771.2727 | 1902020.4991 | 728959.8156
6469 | 1936.4576 | 951.8206 | 951.8206 | 926.5598 | 926.5598 | 361.05 | 354219.0428 | 333561.5139 | 151307.2089 | 1851142.7687 | 1518585.1199
6470 | 1870.011 | 1946.2641 | 1946.2641 | 1894.6113 | 1870.011 | 741.8 | 1466542.4706 | 673203.9535 | 305372.7934 | 0 | 2352847.8176
6471 | 1945.9424 | 2025.2913 | 2025.2913 | 1971.5411 | 1945.9424 | 1119.7 | 2301923.7904 | 700539.2633 | 317772.3936 | 0 | 1713013.093
6472 | 1509.5259 | 1309.7479 | 1309.7479 | 1274.9879 | 1274.9879 | 1549.95 | 2091147.0141 | 458995.6323 | 208205.5188 | 429908.1734 | 573808.2897
6473 | 1569.9972 | 513.207 | 513.207 | 499.5868 | 499.5868 | 1821.5 | 961629.3936 | 179851.2486 | 81582.5247 | 1962062.3392 | 89176.2441
6474 | 1518.9095 | 34.8639 | 34.8639 | 33.9387 | 33.9387 | 1851.5 | 66208.1753 | 12217.9216 | 5542.185 | 2721951.4452 | 5039.8926
6475 | 1387.3227 | 1443.8936 | 1443.8936 | 1405.5734 | 1387.3227 | 1845.85 | 2699229.061 | 499436.1608 | 226549.7918 | 0 | 213855.7894
6476 | 1625.028 | 1676.6383 | 1676.6383 | 1632.1413 | 1625.028 | 1629.55 | 2793431.6985 | 585010.0778 | 265367.0714 | 0 | 601991.6204
6477 | 1559.6016 | 1623.1976 | 1623.1976 | 1580.1188 | 1559.6016 | 1431.05 | 2359461.1925 | 561456.5767 | 254682.9416 | 0 | 887335.3315
6478 | 1286.4464 | 1338.9031 | 1338.9031 | 1303.3694 | 1286.4464 | 1462.4 | 1983822.9719 | 463120.7108 | 210076.7002 | 0 | 691593.3696
6479 | 1165.4076 | 1212.9296 | 1212.9296 | 1180.7391 | 1165.4076 | 1265.65 | 1560433.4991 | 419546.7342 | 190311.0603 | 0 | 855817.0674
6480 | 1319.1596 | 0 | 0 | 0 | 0 | 1239.75 | 0 | 0 | 0 | 2418019.5725 | 0
6481 | 1503.1713 | 0 | 0 | 0 | 0 | 1150 | 0 | 0 | 0 | 2755313.0662 | 0
6482 | 924.9656 | 0 | 0 | 0 | 0 | 1020.8 | 0 | 0 | 0 | 1695461.9573 | 0
6483 | 1193.2138 | 0 | 0 | 0 | 0 | 1181.85 | 0 | 0 | 0 | 2187160.9156 | 0
6484 | 1166.2254 | 0 | 0 | 0 | 0 | 834.95 | 0 | 0 | 0 | 2137691.204 | 0
6485 | 1228.3805 | 0 | 0 | 0 | 0 | 1169.8 | 0 | 0 | 0 | 2251621.4492 | 0
6486 | 1238.1945 | 0 | 0 | 0 | 0 | 1166.3 | 0 | 0 | 0 | 2269610.436 | 0
6487 | 1037.0083 | 95.5048 | 95.5048 | 92.9702 | 92.9702 | 1168.95 | 114988.0958 | 33469.256 | 15182.0264 | 1730421.9226 | 77262.8477
6488 | 344.9167 | 358.9816 | 358.9816 | 349.4544 | 344.9167 | 572.05 | 208633.3059 | 124170.0083 | 56324.8954 | 0 | 492522.8022
6489 | 280.4042 | 291.838 | 291.838 | 284.0928 | 280.4042 | 1224.5 | 364239.6503 | 100945.5204 | 45790.0097 | 0 | 217453.302
6490 | 270.3306 | 281.3532 | 281.3532 | 273.8862 | 270.3306 | 1313.55 | 376096.8565 | 97319.0173 | 44144.9876 | 0 | 185568.0285
6491 | 287.6502 | 299.3794 | 299.3794 | 291.4341 | 287.6502 | 790.75 | 241383.9159 | 103554.0706 | 46973.277 | 0 | 347840.7625
6492 | 303.9311 | 521.2928 | 316.3254 | 507.458 | 303.9311 | 349.85 | 113062.6489 | 109415.2121 | 49631.9559 | 0 | 501531.9784
6493 | 295.44 | 307.4871 | 307.4871 | 299.3266 | 295.44 | 635.55 | 199595.6821 | 106358.4093 | 48245.3562 | 0 | 403113.108
6494 | 282.4089 | 835.0173 | 293.9247 | 812.8564 | 282.4089 | 740.85 | 222226.5353 | 101667.2144 | 46117.3781 | 0 | 355595.2027
6495 | 273.0489 | 1089.4622 | 284.182 | 1060.5485 | 273.0489 | 390.7 | 113468.9066 | 98297.5917 | 44588.8798 | 0 | 439417.5396
6496 | 209.159 | 800.7466 | 217.6878 | 779.4952 | 209.159 | 1259.95 | 280043.7689 | 75297.2301 | 34155.6602 | 0 | 154788.0975
6497 | 292.731 | 304.6676 | 304.6676 | 296.5819 | 292.731 | 1538.9 | 477375.6641 | 105383.1472 | 47802.9665 | 0 | 134978.2477
6498 | 235.0545 | 244.6398 | 244.6398 | 238.1472 | 235.0545 | 1644.05 | 408311.7084 | 84619.6321 | 38384.4053 | 0 | 83667.4713
6499 | 209.7018 | 218.253 | 218.253 | 212.4607 | 209.7018 | 1829.5 | 404244.5992 | 75492.6505 | 34244.3051 | 0 | 35754.1581
6500 | 305.8684 | 318.3403 | 318.3403 | 309.8917 | 305.8684 | 1691 | 545772.1935 | 110112.6165 | 49948.3063 | 0 | 94513.212
6501 | 293.6009 | 305.5731 | 305.5731 | 297.4634 | 293.6009 | 1596.1 | 493960.2934 | 105696.3351 | 47945.032 | 0 | 118585.416
6502 | 298.5079 | 310.6802 | 310.6802 | 302.4349 | 298.5079 | 1586.3 | 499639.1044 | 107462.8477 | 48746.3418 | 0 | 123492.7225
6503 | 235.535 | 245.1394 | 245.1394 | 238.6335 | 235.535 | 1528.05 | 379928.9265 | 84792.6031 | 38462.8669 | 0 | 111160.7432
6504 | 168.473 | 175.3428 | 175.3428 | 170.6893 | 168.473 | 1492.95 | 265517.8591 | 60650.2647 | 27511.634 | 0 | 85424.2132
6505 | 199.5505 | 207.687 | 207.687 | 202.1751 | 199.5505 | 1635.05 | 344073.1854 | 71838.1776 | 32586.5956 | 0 | 72825.7725
6506 | 243.7133 | 253.6508 | 253.6508 | 246.9191 | 243.7133 | 1399.5 | 360040.3188 | 87736.7907 | 39798.3831 | 0 | 146349.6565
6507 | 191.3722 | 199.1755 | 199.1755 | 193.8895 | 191.3722 | 1279.8 | 258318.2074 | 68893.99 | 31251.0794 | 0 | 137826.1144
6508 | 152.1164 | 158.3188 | 158.3188 | 154.1171 | 152.1164 | 1225.55 | 196595.268 | 54761.8895 | 24840.6015 | 0 | 117806.2362
6509 | 135.7598 | 141.2959 | 141.2959 | 137.5459 | 135.7598 | 1275.3 | 182593.9026 | 48873.5143 | 22169.5691 | 0 | 98385.0994
6510 | 197.097 | 205.134 | 205.134 | 199.6898 | 197.097 | 1324.55 | 275170.7032 | 70954.9214 | 32185.9407 | 0 | 133129.1687
6511 | 122.6745 | 127.6773 | 127.6773 | 124.2888 | 122.6745 | 1260.1 | 162701.1431 | 44162.8141 | 20032.7432 | 0 | 90766.4926
6512 | 195.7169 | 203.6977 | 203.6977 | 198.2917 | 195.7169 | 1198.25 | 246763.5916 | 70458.0897 | 31960.5724 | 0 | 156916.0372
6513 | 885.4685 | 921.5756 | 921.5756 | 897.1175 | 885.4685 | 758.5 | 708965.4389 | 318768.6644 | 144597.0081 | 0 | 1099309.158
6514 | 1487.9546 | 1548.629 | 1548.629 | 1507.5293 | 1487.9546 | 327.25 | 515480.95 | 535663.6531 | 242982.9849 | 0 | 2488975.0535
6515 | 1782.3192 | 1854.9963 | 1854.9963 | 1805.7657 | 1782.3192 | 342.65 | 647796.0198 | 641634.9019 | 291052.7208 | 0 | 2953926.3947
6516 | 1685.3849 | 1754.1096 | 1754.1096 | 1707.5565 | 1685.3849 | 347.95 | 622969.831 | 606738.5503 | 275223.348 | 0 | 2784340.0613
6517 | 1718.2943 | 2750.7876 | 1788.3605 | 2677.7832 | 1718.2943 | 629.25 | 1146870.471 | 618585.9613 | 280597.4652 | 0 | 2355351.9624
6518 | 1671.8876 | 2764.8922 | 1740.0612 | 2691.5135 | 1671.8876 | 914.6 | 1622166.854 | 601879.5367 | 273019.2454 | 0 | 1814666.8032
6519 | 1697.546 | 1965.2895 | 1766.7665 | 1913.1317 | 1697.546 | 1088.45 | 1962160.4204 | 611116.5571 | 277209.2605 | 0 | 1547398.049
6520 | 1755.8511 | 983.0345 | 983.0345 | 956.9453 | 956.9453 | 1385.2 | 1406326.3714 | 344500.3068 | 156269.1669 | 1464394.3925 | 588329.9684
6521 | 1623.5477 | 222.5732 | 222.5732 | 216.6663 | 216.6663 | 1710.5 | 391886.2438 | 77999.8561 | 35381.6014 | 2578813.707 | 62724.8843
6522 | 1905.103 | 10.2652 | 10.2652 | 9.9927 | 9.9927 | 1826.85 | 19225.732 | 3597.3897 | 1631.8159 | 3473737.1631 | 1730.2445
6523 | 1574.8582 | 1288.8678 | 1288.8678 | 1254.6619 | 1254.6619 | 1830.45 | 2416177.298 | 451678.3016 | 204886.2963 | 1088026.9257 | 212727.9334
6524 | 1257.8224 | 1309.1119 | 1309.1119 | 1274.3688 | 1257.8224 | 1833.55 | 2426870.1651 | 452816.0543 | 205402.3935 | 0 | 209364.4719
6525 | 1468.0047 | 1527.8655 | 1527.8655 | 1487.3168 | 1468.0047 | 1807.7 | 2795651.1175 | 528481.6758 | 239725.1602 | 0 | 282297.2952
6526 | 1599.6753 | 1664.9046 | 1664.9046 | 1620.719 | 1599.6753 | 1846.8 | 3114975.3878 | 575883.0961 | 261226.9711 | 0 | 245070.21
6527 | 1683.9117 | 1676.6383 | 1676.6383 | 1632.1413 | 1632.1413 | 1844.45 | 3172436.3778 | 587570.8558 | 266528.6688 | 175916.0904 | 253879.574
6528 | 1453.2837 | 0 | 0 | 0 | 0 | 1830.45 | 0 | 0 | 0 | 2663869.0533 | 0
6529 | 1407.4852 | 0 | 0 | 0 | 0 | 1565.65 | 0 | 0 | 0 | 1674907.4392 | 0
6530 | 1535.8845 | 0 | 0 | 0 | 0 | 1464 | 0 | 0 | 0 | 1827702.5978 | 0
6531 | 1660.1947 | 0 | 0 | 0 | 0 | 1442 | 0 | 0 | 0 | 1975631.668 | 0
6532 | 1321.6131 | 0 | 0 | 0 | 0 | 1436.6 | 0 | 0 | 0 | 1572719.5938 | 0
6533 | 1273.3611 | 0 | 0 | 0 | 0 | 1411.8 | 0 | 0 | 0 | 1515299.7566 | 0
6534 | 1310.1635 | 0 | 0 | 0 | 0 | 1429.2 | 0 | 0 | 0 | 1559094.5483 | 0
6535 | 1068.0858 | 0 | 0 | 0 | 0 | 1375 | 0 | 0 | 0 | 1957801.3411 | 0
6536 | 1296.3319 | 0 | 0 | 0 | 0 | 1005.45 | 0 | 0 | 0 | 2376176.4424 | 0
6537 | 1701.5656 | 0 | 0 | 0 | 0 | 294.1 | 0 | 0 | 0 | 3118969.7925 | 0
6538 | 1384.2118 | 610.3469 | 610.3469 | 594.1486 | 594.1486 | 306.3 | 192248.74 | 213893.5046 | 97024.4703 | 1448185.89 | 964120.0943
6539 | 1713.281 | 1257.1709 | 1257.1709 | 1223.8063 | 1223.8063 | 320.05 | 412976.2871 | 440570.2712 | 199847.5703 | 897207.1801 | 2055933.4088
6540 | 1435.638 | 583.6936 | 583.6936 | 568.2027 | 568.2027 | 320.45 | 192270.4593 | 204552.9841 | 92787.5064 | 1590008.8688 | 954324.9013
6541 | 1436.8198 | 1328.0874 | 1328.0874 | 1292.8407 | 1292.8407 | 314.5 | 429195.9757 | 465422.6427 | 211120.8821 | 263913.6991 | 2179082.9564
6542 | 1416.2125 | 1473.9606 | 1473.9606 | 1434.8425 | 1416.2125 | 696.5 | 1041211.3905 | 509836.5036 | 231267.5029 | 0 | 1846032.342
6543 | 1458.112 | 1517.5691 | 1517.5691 | 1477.2937 | 1458.112 | 978.75 | 1507377.3539 | 524920.3128 | 238109.6863 | 0 | 1489096.8596
6544 | 1580.7302 | 1612.309 | 1612.309 | 1569.5192 | 1569.5192 | 782.05 | 1290834.6038 | 565026.8976 | 256302.4788 | 20549.9062 | 1911595.8608
6545 | 1546.2679 | 440.5587 | 440.5587 | 428.8665 | 428.8665 | 1417.7 | 639920.7788 | 154391.9566 | 70033.907 | 2048196.6962 | 249728.9898
6546 | 1753.4948 | 22.8128 | 22.8128 | 22.2073 | 22.2073 | 1607.85 | 37591.8836 | 7994.6451 | 3626.4599 | 3173449.8233 | 8708.6114
6547 | 1580.4767 | 1166.4808 | 1166.4808 | 1135.523 | 1135.523 | 1829.05 | 2185164.4567 | 408788.2833 | 185430.9074 | 1511952.6752 | 194117.6584
6548 | 1247.1906 | 1298.0474 | 1298.0474 | 1263.598 | 1247.1906 | 1826.5 | 2399336.0699 | 448988.6102 | 203666.2224 | 0 | 216387.5663
6549 | 1584.9543 | 1649.5833 | 1649.5833 | 1605.8043 | 1584.9543 | 1808.15 | 3024391.7661 | 570583.5584 | 258823.0419 | 0 | 304073.4249
6550 | 1818.0358 | 1676.6383 | 1676.6383 | 1632.1413 | 1632.1413 | 1828.1 | 3146009.6638 | 587570.8558 | 266528.6688 | 631669.789 | 280565.0837
6551 | 1714.1715 | 1676.6383 | 1676.6383 | 1632.1413 | 1632.1413 | 1821.1 | 3131393.3378 | 587570.8558 | 266528.6688 | 278738.5714 | 291990.0725
6552 | 1513.8031 | 0 | 0 | 0 | 0 | 1751.35 | 0 | 0 | 0 | 2774801.1336 | 0
6553 | 1295.9329 | 0 | 0 | 0 | 0 | 1584.5 | 0 | 0 | 0 | 1542160.1343 | 0
6554 | 1429.5663 | 0 | 0 | 0 | 0 | 1379.8 | 0 | 0 | 0 | 1701183.8411 | 0
6555 | 1403.1504 | 0 | 0 | 0 | 0 | 1267.35 | 0 | 0 | 0 | 1669748.9224 | 0
6556 | 223.7582 | 0 | 0 | 0 | 0 | 1185.4 | 0 | 0 | 0 | 266272.2534 | 0
6557 | 344.1836 | 0 | 0 | 0 | 0 | 1170.25 | 0 | 0 | 0 | 409578.5008 | 0
6558 | 855.4089 | 0 | 0 | 0 | 0 | 1176.75 | 0 | 0 | 0 | 1017936.6353 | 0
6559 | 1351.1431 | 323.897 | 323.897 | 315.301 | 315.301 | 1284.95 | 429596.729 | 113508.3503 | 51488.6489 | 1898698.5896 | 225455.9607
6560 | 1327.7543 | 1381.8955 | 1381.8955 | 1345.2208 | 1327.7543 | 1272.05 | 1786280.4622 | 477991.5592 | 216822.2823 | 0 | 966538.5243
6561 | 1082.8362 | 1126.9906 | 1126.9906 | 1097.0809 | 1082.8362 | 1300.05 | 1495474.0687 | 389821.0406 | 176827.1554 | 0 | 757931.0582
6562 | 962.5079 | 1128.9212 | 1001.757 | 1098.9603 | 962.5079 | 1238.05 | 1269292.7999 | 346502.8523 | 157177.5438 | 0 | 733382.912
6563 | 1672.8606 | 1741.0739 | 1741.0739 | 1694.8667 | 1672.8606 | 620.75 | 1105205.511 | 602229.8016 | 273178.1294 | 0 | 2307292.9274
6564 | 1223.3853 | 1273.2707 | 1273.2707 | 1239.4788 | 1223.3853 | 823.85 | 1073642.2637 | 440418.7123 | 199778.8214 | 0 | 1438884.2678
6565 | 988.9209 | 1703.6954 | 1029.246 | 1658.4803 | 988.9209 | 760.05 | 798677.7608 | 356011.5268 | 161490.7842 | 0 | 1226212.4795
6566 | 879.0094 | 1655.1546 | 914.8532 | 1611.2277 | 879.0094 | 1098.3 | 1023870.2306 | 316443.386 | 143542.2359 | 0 | 792602.781
6567 | 1120.1603 | 2599.7834 | 1165.8365 | 2530.7866 | 1120.1603 | 1279.7 | 1522572.3542 | 403257.7202 | 182922.1825 | 0 | 806851.4886
6568 | 1590.8052 | 1656.338 | 1655.674 | 1612.3797 | 1590.8052 | 1437.45 | 2430117.4371 | 572689.8738 | 259778.49 | 0 | 894907.4681
6569 | 1557.5416 | 557.3943 | 557.3943 | 542.6013 | 542.6013 | 1766.55 | 1017523.6508 | 195336.4739 | 88606.795 | 1860385.4813 | 126670.2773
6570 | 1465.6696 | 21.2704 | 21.2704 | 20.7059 | 20.7059 | 1802 | 39560.5571 | 7454.1066 | 3381.2656 | 2648618.5488 | 4099.7586
6571 | 966.144 | 1005.5403 | 1005.5403 | 978.8538 | 966.144 | 1845.85 | 1881930.6214 | 347811.8377 | 157771.3142 | 0 | 148931.0966
6572 | 1198.0387 | 1246.8912 | 1246.8912 | 1213.7994 | 1198.0387 | 1847.45 | 2335682.651 | 431293.923 | 195639.7156 | 0 | 182760.7999
6573 | 1423.3507 | 1481.3907 | 1481.3907 | 1442.0754 | 1423.3507 | 1852.55 | 2783238.4958 | 512406.2689 | 232433.177 | 0 | 209873.0676
6574 | 1421.0199 | 1478.9646 | 1478.9646 | 1439.7137 | 1421.0199 | 1865.25 | 2793788.2313 | 511567.1759 | 232052.5551 | 0 | 191482.436
6575 | 1225.2315 | 1275.193 | 1275.193 | 1241.3501 | 1225.2315 | 1865.55 | 2405529.0474 | 441083.344 | 200080.3057 | 0 | 164732.3767
6576 | 1382.173 | 0 | 0 | 0 | 0 | 1818.85 | 0 | 0 | 0 | 2533523.153 | 0
6577 | 1511.9217 | 0 | 0 | 0 | 0 | 1599.95 | 0 | 0 | 0 | 1799186.823 | 0
6578 | 1197.2617 | 0 | 0 | 0 | 0 | 1679.1 | 0 | 0 | 0 | 1424741.467 | 0
6579 | 1518.9141 | 0 | 0 | 0 | 0 | 1480.45 | 0 | 0 | 0 | 1807507.8314 | 0
6580 | 1238.4395 | 0 | 0 | 0 | 0 | 1414.65 | 0 | 0 | 0 | 1473742.9574 | 0
6581 | 1274.9556 | 0 | 0 | 0 | 0 | 1415.4 | 0 | 0 | 0 | 1517197.1105 | 0
6582 | 1134.3297 | 0 | 0 | 0 | 0 | 1421.25 | 0 | 0 | 0 | 1349852.3954 | 0
6583 | 1236.1086 | 0 | 0 | 0 | 0 | 1498.5 | 0 | 0 | 0 | 2265787.1481 | 0
6584 | 895.8243 | 241.1605 | 241.1605 | 234.7602 | 234.7602 | 1437.05 | 354593.9773 | 84513.6737 | 38336.3414 | 1211730.4686 | 132158.2573
6585 | 1078.1882 | 989.965 | 989.965 | 963.6919 | 963.6919 | 1421.4 | 1445310.4772 | 346929.0828 | 157370.8867 | 209871.7073 | 557592.1315
6586 | 1521.983 | 1584.0446 | 1584.0446 | 1542.0049 | 1521.983 | 1261.9 | 2032527.0689 | 547913.8976 | 248539.8319 | 0 | 1123375.6523
6587 | 1177.4916 | 1225.5053 | 1225.5053 | 1192.9811 | 1177.4916 | 1162.9 | 1450399.0807 | 423896.9666 | 192284.374 | 0 | 985678.1966
6588 | 1060.1419 | 1103.3712 | 1103.3712 | 1074.0883 | 1060.1419 | 1030.7 | 1158190.0855 | 381651.0696 | 173121.1657 | 0 | 1027595.5049
6589 | 943.5293 | 982.0031 | 982.0031 | 955.9413 | 943.5293 | 983.75 | 983079.7335 | 339670.5356 | 154078.3291 | 0 | 958861.3463
6590 | 1025.0301 | 1066.8274 | 1066.8274 | 1038.5144 | 1025.0301 | 1258.25 | 1365506.978 | 369010.8292 | 167387.4122 | 0 | 760316.0025
6591 | 930.0669 | 967.9921 | 967.9921 | 942.3022 | 930.0669 | 1478.8 | 1453583.9866 | 334824.0729 | 151879.9198 | 0 | 484750.8523
6592 | 968.8011 | 1008.3056 | 1008.3056 | 981.5457 | 968.8011 | 1539.25 | 1573690.7727 | 348768.404 | 158205.2233 | 0 | 446375.0607
6593 | 1132.6778 | 82.1131 | 82.1131 | 79.9339 | 79.9339 | 1843.95 | 155622.6631 | 28776.1998 | 13053.204 | 1929679.5518 | 12473.6833
6594 | 1010.9393 | 0 | 0 | 0 | 0 | 1908.65 | 0 | 0 | 0 | 1853051.8029 | 0
6595 | 1250.7879 | 1301.7911 | 1301.7911 | 1267.2423 | 1250.7879 | 1910.95 | 2516385.3758 | 450283.6519 | 204253.6677 | 0 | 111382.6645
6596 | 1191.8232 | 1240.4217 | 1240.4217 | 1207.5016 | 1191.8232 | 1863.8 | 2344489.6561 | 429056.3408 | 194624.7235 | 0 | 162326.2926
6597 | 1114.1294 | 1159.5596 | 1159.5596 | 1128.7855 | 1114.1294 | 1845.45 | 2170939.4682 | 401086.5664 | 181937.323 | 0 | 172188.637
6598 | 1338.6645 | 1393.2504 | 1393.2504 | 1356.2743 | 1338.6645 | 1838.25 | 2601989.1495 | 481919.215 | 218603.9106 | 0 | 216528.902
6599 | 1141.3222 | 1187.8615 | 1187.8615 | 1156.3363 | 1141.3222 | 1805.7 | 2184226.0223 | 410875.9877 | 186377.9133 | 0 | 221758.8646
6600 | 156.1646 | 0 | 0 | 0 | 0 | 1607.6 | 0 | 0 | 0 | 286249.6649 | 0
6601 | 101.7789 | 0 | 0 | 0 | 0 | 1444.45 | 0 | 0 | 0 | 121116.893 | 0
6602 | 103.3328 | 0 | 0 | 0 | 0 | 1269.6 | 0 | 0 | 0 | 122966.0059 | 0
6603 | 99.4481 | 0 | 0 | 0 | 0 | 1180.45 | 0 | 0 | 0 | 118343.2237 | 0
6604 | 104.8867 | 0 | 0 | 0 | 0 | 1160.35 | 0 | 0 | 0 | 124815.1187 | 0
6605 | 98.6711 | 0 | 0 | 0 | 0 | 1179.7 | 0 | 0 | 0 | 117418.6673 | 0
6606 | 101.002 | 0 | 0 | 0 | 0 | 1185.55 | 0 | 0 | 0 | 120192.3366 | 0
6607 | 84.2832 | 0 | 0 | 0 | 0 | 1284 | 0 | 0 | 0 | 154491.1515 | 0
6608 | 99.5365 | 0 | 0 | 0 | 0 | 908.6 | 0 | 0 | 0 | 182450.3383 | 0
6609 | 1023.3432 | 0 | 0 | 0 | 0 | 1250.1 | 0 | 0 | 0 | 1875788.0013 | 0
6610 | 1312.2971 | 0 | 0 | 0 | 0 | 1128.5 | 0 | 0 | 0 | 2405440.6686 | 0
6611 | 985.1178 | 0 | 0 | 0 | 0 | 1009.7 | 0 | 0 | 0 | 1805720.9188 | 0
6612 | 1098.0768 | 189.539 | 189.539 | 184.5087 | 184.5087 | 984.8 | 191862.3103 | 66423.1402 | 30130.2744 | 1674570.3534 | 136069.2864
6613 | 1289.3435 | 578.904 | 578.904 | 563.5402 | 563.5402 | 891.95 | 530501.0557 | 202874.4697 | 92026.1136 | 1330397.4219 | 594712.596
6614 | 1274.6729 | 0 | 0 | 0 | 0 | 1134.15 | 0 | 0 | 0 | 2336475.5064 | 0
6615 | 1148.4205 | 118.9764 | 118.9764 | 115.8188 | 115.8188 | 1408.8 | 172953.4534 | 41694.7789 | 18913.215 | 1892758.8404 | 68472.0925
6616 | 1234.0498 | 231.7914 | 231.7914 | 225.6398 | 225.6398 | 1682.25 | 402339.9438 | 81230.3216 | 36846.9764 | 1848415.4894 | 71697.0408
6617 | 1363.2866 | 140.0844 | 140.0844 | 136.3666 | 136.3666 | 1897.95 | 273551.551 | 49091.9867 | 22268.6706 | 2248944.3568 | 13916.2146
6618 | 1689.6706 | 0 | 0 | 0 | 0 | 1892.65 | 0 | 0 | 0 | 3097166.1878 | 0
6619 | 1542.9749 | 1114.5054 | 1114.5054 | 1084.9271 | 1084.9271 | 1910.95 | 2183864.2386 | 390573.7396 | 177168.588 | 1556446.7422 | 96612.7542
6620 | 1457.536 | 1516.9696 | 1516.9696 | 1476.7101 | 1457.536 | 1863.3 | 2865475.1365 | 524712.9697 | 238015.6332 | 0 | 199245.1712
6621 | 1491.7213 | 1552.5486 | 1552.5486 | 1511.3448 | 1491.7213 | 1789.95 | 2815555.8047 | 537019.6705 | 243598.0894 | 0 | 313335.996
6622 | 1543.7762 | 1606.7262 | 1606.7262 | 1564.0846 | 1543.7762 | 1760.6 | 2867460.0437 | 555759.4194 | 252098.6477 | 0 | 369579.9744
6623 | 1860.7669 | 1676.6383 | 1676.6383 | 1632.1413 | 1632.1413 | 1591.2 | 2745667.3663 | 587570.8558 | 266528.6688 | 776870.0498 | 667219.3496
6624 | 186.4652 | 0 | 0 | 0 | 0 | 1474.55 | 0 | 0 | 0 | 341790.6445 | 0
6625 | 104.1097 | 0 | 0 | 0 | 0 | 1208 | 0 | 0 | 0 | 123890.5623 | 0
6626 | 112.656 | 0 | 0 | 0 | 0 | 1419.8 | 0 | 0 | 0 | 134060.6831 | 0
6627 | 107.2175 | 0 | 0 | 0 | 0 | 1405.45 | 0 | 0 | 0 | 127588.7881 | 0
6628 | 107.2175 | 0 | 0 | 0 | 0 | 1373.45 | 0 | 0 | 0 | 127588.7881 | 0
6629 | 104.8867 | 0 | 0 | 0 | 0 | 1315.2 | 0 | 0 | 0 | 124815.1187 | 0
6630 | 107.2175 | 0 | 0 | 0 | 0 | 1380.05 | 0 | 0 | 0 | 127588.7881 | 0
6631 | 100.2454 | 0 | 0 | 0 | 0 | 1396.5 | 0 | 0 | 0 | 183749.8549 | 0
6632 | 123.1185 | 0 | 0 | 0 | 0 | 1079.3 | 0 | 0 | 0 | 225676.1738 | 0
6633 | 971.1397 | 672.2596 | 672.2596 | 654.4182 | 654.4182 | 1433.9 | 995484.3853 | 235590.5462 | 106866.4894 | 580550.5505 | 370466.1339
6634 | 1916.0218 | 1994.1512 | 1994.1512 | 1941.2275 | 1916.0218 | 1422.9 | 2888676.2657 | 689767.8534 | 312886.3624 | 0 | 1105736.1894
6635 | 1454.101 | 1513.3946 | 1513.3946 | 1473.2299 | 1454.101 | 963.8 | 1482683.119 | 523476.356 | 237454.6915 | 0 | 1506739.4448
6636 | 1405.6336 | 1462.9502 | 1462.9502 | 1424.1243 | 1405.6336 | 360.8 | 537031.8717 | 506028.1115 | 229539.9739 | 0 | 2304113.6136
6637 | 1449.3753 | 1629.0301 | 1508.4759 | 1585.7965 | 1449.3753 | 342.95 | 525506.9737 | 521775.0947 | 236682.9804 | 0 | 2401687.2796
6638 | 1617.9573 | 1683.9321 | 1683.9321 | 1639.2415 | 1617.9573 | 359.25 | 616933.1869 | 582464.6107 | 264212.4193 | 0 | 2654662.9477
6639 | 1296.6671 | 1349.5409 | 1349.5409 | 1313.7248 | 1296.6671 | 1217.2 | 1672772.3841 | 466800.1531 | 211745.7361 | 0 | 1015030.9276
6640 | 1542.1261 | 598.3769 | 598.3769 | 582.4963 | 582.4963 | 1490.75 | 921155.6695 | 209698.6775 | 95121.6501 | 1759001.4537 | 296636.2542
6641 | 1368.5009 | 472.6657 | 472.6657 | 460.1214 | 460.1214 | 1722.45 | 838280.9321 | 165643.6929 | 75137.8196 | 1665059.5956 | 127706.686
6642 | 1900.383 | 10.2537 | 10.2537 | 9.9816 | 9.9816 | 1851.15 | 19476.5699 | 3593.3776 | 1629.996 | 3465105.7965 | 1485.7618
6643 | 1656.3215 | 1045.7725 | 1045.7725 | 1018.0183 | 1018.0183 | 1909.95 | 2048448.7425 | 366486.584 | 166242.3866 | 2168954.271 | 91672.5469
6644 | 1599.7157 | 1664.9473 | 1664.9473 | 1620.7605 | 1599.7157 | 1832.8 | 3089576.7172 | 575897.657 | 261233.5761 | 0 | 267472.4674
6645 | 1535.2298 | 1597.8318 | 1597.8318 | 1555.4262 | 1535.2298 | 1601.45 | 2589161.0483 | 552682.7442 | 250703.0337 | 0 | 611865.8547
6646 | 1731.7952 | 1676.6383 | 1676.6383 | 1632.1413 | 1632.1413 | 1507.55 | 2594597.5495 | 587570.8558 | 266528.6688 | 338624.0841 | 803747.9665
6647 | 1424.1277 | 1482.1994 | 1482.1994 | 1442.8626 | 1424.1277 | 1173.1 | 1763711.408 | 512685.967 | 232560.0511 | 0 | 1177611.1836
6648 | 1595.0541 | 0 | 0 | 0 | 0 | 618.1 | 0 | 0 | 0 | 2923734.1378 | 0
6649 | 1460.6438 | 0 | 0 | 0 | 0 | 803.1 | 0 | 0 | 0 | 2677360.0487 | 0
6650 | 1355.7571 | 0 | 0 | 0 | 0 | 275.1 | 0 | 0 | 0 | 2485102.812 | 0
6651 | 1222.1238 | 0 | 0 | 0 | 0 | 271.45 | 0 | 0 | 0 | 2240152.8502 | 0
6652 | 1309.9178 | 0 | 0 | 0 | 0 | 269.95 | 0 | 0 | 0 | 2401079.2779 | 0
6653 | 1102.4753 | 0 | 0 | 0 | 0 | 270.7 | 0 | 0 | 0 | 2020837.1864 | 0
6654 | 1162.2995 | 0 | 0 | 0 | 0 | 276.55 | 0 | 0 | 0 | 2130495.0183 | 0
6655 | 1174.1449 | 444.2577 | 444.2577 | 432.4673 | 432.4673 | 838.5 | 384581.6977 | 155688.2278 | 70621.91 | 1359495.0636 | 502310.7684
6656 | 224.0097 | 233.1444 | 233.1444 | 226.9569 | 224.0097 | 313.7 | 74160.7957 | 80643.5027 | 36580.7889 | 0 | 377747.6074
6657 | 279.8454 | 291.2562 | 291.2562 | 283.5264 | 279.8454 | 350.4 | 103745.8536 | 100744.3308 | 45698.7478 | 0 | 461632.9115
6658 | 322.6469 | 959.4536 | 335.8035 | 933.9902 | 322.6469 | 362.9 | 123639.5845 | 116152.8796 | 52688.2368 | 0 | 528205.22
6659 | 279.4598 | 769.6419 | 290.8555 | 749.2161 | 279.4598 | 368.9 | 108846.7565 | 100605.5308 | 45635.7866 | 0 | 455826.8925
6660 | 226.3163 | 1021.5817 | 235.5455 | 994.4695 | 226.3163 | 360.8 | 86244.5432 | 81473.8554 | 36957.4461 | 0 | 370977.6218
6661 | 249.9566 | 2264.3567 | 260.1494 | 2204.2619 | 249.9566 | 342.95 | 90490.2374 | 89984.3586 | 40817.9049 | 0 | 414190.5038
6662 | 247.4402 | 3205.0315 | 257.5309 | 3119.9718 | 247.4402 | 359.25 | 93979.8482 | 89078.4875 | 40406.9917 | 0 | 405987.5787
6663 | 268.3642 | 1301.891 | 279.307 | 1267.3396 | 268.3642 | 376.8 | 106724.7324 | 96611.0974 | 43823.8672 | 0 | 435608.7035
6664 | 198.7923 | 1157.5363 | 206.8991 | 1126.816 | 198.7923 | 1261.65 | 265001.1765 | 71565.2132 | 32462.7759 | 0 | 146778.2643
6665 | 292.6697 | 304.6041 | 304.6041 | 296.5201 | 292.6697 | 1694.95 | 524098.7319 | 105361.0917 | 47792.9619 | 0 | 89278.8917
6666 | 221.6323 | 230.6694 | 230.6694 | 224.5476 | 221.6323 | 1807.05 | 422733.6718 | 79787.6276 | 36192.5544 | 0 | 42763.8944
6667 | 210.0695 | 218.636 | 218.636 | 212.8335 | 210.0695 | 1910.95 | 423385.3619 | 75625.0259 | 34304.352 | 0 | 18706.6904
6668 | 235.4123 | 245.0113 | 245.0113 | 238.5089 | 235.4123 | 1666.3 | 414272.1889 | 84748.4168 | 38442.8235 | 0 | 78556.9844
6669 | 195.0115 | 202.9629 | 202.9629 | 197.5764 | 195.0115 | 1547.45 | 318740.6881 | 70204.134 | 31845.3752 | 0 | 88252.228
6670 | 287.4671 | 299.189 | 299.189 | 291.2487 | 287.4671 | 1507.55 | 457773.238 | 103488.1657 | 46943.3818 | 0 | 141563.1241
6671 | 260.2743 | 270.8871 | 270.8871 | 263.6979 | 260.2743 | 1446.7 | 398022.3559 | 93698.7446 | 42502.7917 | 0 | 144009.6042
6672 | 282.8055 | 294.3369 | 294.3369 | 286.5253 | 282.8055 | 1381.2 | 413617.3132 | 101809.9792 | 46182.1378 | 0 | 174999.734
6673 | 230.7506 | 240.1603 | 240.1603 | 233.7866 | 230.7506 | 1410.7 | 346002.4974 | 83070.2303 | 37681.5795 | 0 | 135981.352
6674 | 185.6882 | 193.2598 | 193.2598 | 188.1308 | 185.6882 | 1406.35 | 278054.4997 | 66847.7611 | 30322.8872 | 0 | 110233.6812
6675 | 236.1892 | 245.82 | 245.82 | 239.2961 | 236.1892 | 1282.4 | 322214.6051 | 85028.1145 | 38569.6975 | 0 | 169489.2264
6676 | 198.1192 | 206.1977 | 206.1977 | 200.7253 | 198.1192 | 925.85 | 195323.1181 | 71322.925 | 32352.8713 | 0 | 212809.5238
6677 | 229.1968 | 238.5429 | 238.5429 | 232.2121 | 229.1968 | 926.25 | 226236.7286 | 82510.8348 | 37427.8315 | 0 | 246100.0247
6678 | 285.1363 | 296.7629 | 296.7629 | 288.887 | 285.1363 | 1053.85 | 319929.7044 | 102649.0725 | 46562.7598 | 0 | 269781.4264
6679 | 164.7109 | 171.4263 | 171.4263 | 166.8768 | 164.7109 | 1417.95 | 247285.9126 | 59295.922 | 26897.2891 | 0 | 95869.9761
6680 | 199.3876 | 207.5184 | 207.5184 | 202.011 | 199.3876 | 635.4 | 133979.1643 | 71779.5316 | 32559.9931 | 0 | 272084.3022
6681 | 1165.9822 | 1213.527 | 1213.527 | 1181.3207 | 1165.9822 | 341.9 | 421357.7072 | 419753.5942 | 190404.8942 | 0 | 1933314.7542
6682 | 1779.2506 | 1851.8031 | 1851.8031 | 1802.6573 | 1779.2506 | 348.35 | 654440.4812 | 640530.212 | 290551.6212 | 0 | 2938698.2625
6683 | 1668.8448 | 2248.4983 | 1736.8951 | 2188.8244 | 1668.8448 | 356.1 | 626990.1805 | 600784.1136 | 272522.3493 | 0 | 2743413.901
6684 | 1306.7683 | 3048.0408 | 1360.0538 | 2967.1474 | 1306.7683 | 349.85 | 483173.0247 | 470436.5736 | 213395.2569 | 0 | 2156363.6442
6685 | 1367.4141 | 2828.7699 | 1423.1738 | 2753.6959 | 1367.4141 | 334.65 | 483567.485 | 492269.0803 | 223298.7245 | 0 | 2277223.0914
6686 | 1211.3632 | 1291.425 | 1260.7585 | 1257.1513 | 1211.3632 | 352 | 451634.5384 | 436090.7394 | 197815.6048 | 0 | 1996326.4959
6687 | 1187.0499 | 155.3287 | 155.3287 | 151.2063 | 151.2063 | 689.6 | 110205.2758 | 54434.2727 | 24691.9909 | 1898701.214 | 198140.7528
6688 | 1289.3338 | 269.6195 | 269.6195 | 262.4639 | 262.4639 | 1495.95 | 414801.4073 | 94487.0108 | 42860.358 | 1882252.4314 | 132294.9384
6689 | 1473.5876 | 169.2605 | 169.2605 | 164.7684 | 164.7684 | 1673 | 291385.0561 | 59316.6269 | 26906.681 | 2399065.5241 | 53879.2694
6690 | 1450.7679 | 0.98666 | 0.98666 | 0.96047 | 0.96047 | 1770.3 | 1794.3796 | 345.7696 | 156.8449 | 2657497.063 | 220.6202
6691 | 1377.5454 | 1433.7169 | 1433.7169 | 1395.6668 | 1377.5454 | 1880.55 | 2732405.3474 | 495916.339 | 224953.1615 | 0 | 164547.7503
6692 | 1000.6964 | 1041.5012 | 1041.5012 | 1013.8603 | 1000.6964 | 1729.4 | 1830479.5158 | 360250.6957 | 163413.7184 | 0 | 270788.3376
6693 | 1480.0672 | 1540.4194 | 1540.4194 | 1499.5375 | 1480.0672 | 1530.45 | 2395262.3804 | 532824.2046 | 241694.9795 | 0 | 694965.4598
6694 | 1346.4339 | 1401.3373 | 1401.3373 | 1364.1465 | 1346.4339 | 1493.05 | 2128351.7157 | 484716.1921 | 219872.6505 | 0 | 682574.6489
6695 | 1285.8327 | 1338.2651 | 1338.2651 | 1302.7483 | 1285.8327 | 1446.55 | 1968929.3782 | 462899.768 | 209976.4781 | 0 | 711644.1017
6696 | 1184.8307 | 0 | 0 | 0 | 0 | 1412.8 | 0 | 0 | 0 | 2171794.7208 | 0
6697 | 1309.9178 | 0 | 0 | 0 | 0 | 1110.65 | 0 | 0 | 0 | 1558802.1499 | 0
6698 | 1500.2676 | 0 | 0 | 0 | 0 | 1404.75 | 0 | 0 | 0 | 1785318.4761 | 0
6699 | 1316.9102 | 0 | 0 | 0 | 0 | 1406.4 | 0 | 0 | 0 | 1567123.1582 | 0
6700 | 1187.9385 | 0 | 0 | 0 | 0 | 1404.55 | 0 | 0 | 0 | 1413646.79 | 0
6701 | 966.5111 | 0 | 0 | 0 | 0 | 1403.55 | 0 | 0 | 0 | 1150148.2054 | 0
6702 | 1231.447 | 0 | 0 | 0 | 0 | 1392.45 | 0 | 0 | 0 | 1465421.9502 | 0
6703 | 1040.3999 | 0 | 0 | 0 | 0 | 1125 | 0 | 0 | 0 | 1907052.9434 | 0
6704 | 1049.4094 | 683.0025 | 683.0025 | 664.876 | 664.876 | 266.95 | 187894.9319 | 239355.3496 | 108574.2461 | 704849.83 | 1152263.3019
6705 | 1392.0499 | 1448.8133 | 1448.8133 | 1410.3626 | 1392.0499 | 275.1 | 404420.536 | 501137.946 | 227321.7405 | 0 | 2401146.7863
6706 | 1491.899 | 1552.7339 | 1552.7339 | 1511.5251 | 1491.899 | 284.7 | 448220.9089 | 537083.6515 | 243627.1119 | 0 | 2559054.3547
6707 | 1479.7011 | 1540.0385 | 1540.0385 | 1499.1667 | 1479.7011 | 300.8 | 469124.3937 | 532692.3967 | 241635.19 | 0 | 2514307.9392
6708 | 1376.6976 | 1477.1454 | 1432.8353 | 1437.9427 | 1376.6976 | 295.55 | 429694.6584 | 495611.1187 | 224814.7102 | 0 | 2346512.1425
6709 | 1804.4341 | 1878.013 | 1878.013 | 1828.1716 | 1804.4341 | 283.35 | 539271.4929 | 649596.2648 | 294664.0835 | 0 | 3097581.6261
6710 | 1768.6143 | 1840.7334 | 1840.7334 | 1791.8814 | 1768.6143 | 285 | 533322.8217 | 636701.1502 | 288814.7162 | 0 | 3033173.01
6711 | 1995.8376 | 2004.4258 | 2004.4258 | 1951.2294 | 1951.2294 | 289.5 | 599810.8769 | 702442.5887 | 318635.7631 | 81766.891 | 3337577.911
6712 | 1636.7689 | 1703.5101 | 1703.5101 | 1658.2999 | 1636.7689 | 295.8 | 513819.4011 | 589236.7921 | 267284.356 | 0 | 2789381.5031
6713 | 1880.17 | 255.6502 | 255.6502 | 248.8654 | 248.8654 | 879.9 | 232554.1625 | 89591.5262 | 40639.7118 | 2990181.4277 | 278754.0793
6714 | 1605.2708 | 0 | 0 | 0 | 0 | 1638.15 | 0 | 0 | 0 | 2942461.4167 | 0
6715 | 1176.8108 | 1224.7976 | 1224.7976 | 1192.2921 | 1176.8108 | 1850.05 | 2298655.8007 | 423651.8812 | 192173.2005 | 0 | 176462.7766
6716 | 1179.3922 | 1227.4838 | 1227.4838 | 1194.9071 | 1179.3922 | 1662.4 | 2073592.0812 | 424581.1772 | 192594.7396 | 0 | 398162.7392
6717 | 1017.789 | 1059.2912 | 1059.2912 | 1031.1782 | 1017.789 | 1447.05 | 1563985.2465 | 366404.0461 | 166204.9465 | 0 | 562786.4276
6718 | 1282.7249 | 1335.0304 | 1335.0304 | 1299.5994 | 1282.7249 | 1432.05 | 1951035.944 | 461780.9773 | 209468.9822 | 0 | 728523.628
6719 | 1643.2243 | 1676.6383 | 1676.6383 | 1632.1413 | 1632.1413 | 1414.2 | 2458585.246 | 587570.8558 | 266528.6688 | 37659.9892 | 956108.3537
6720 | 1414.8044 | 0 | 0 | 0 | 0 | 861.25 | 0 | 0 | 0 | 2593336.5147 | 0
6721 | 1612.9237 | 0 | 0 | 0 | 0 | 850.1 | 0 | 0 | 0 | 1919379.1602 | 0
6722 | 1513.4756 | 0 | 0 | 0 | 0 | 275.1 | 0 | 0 | 0 | 1801035.9354 | 0
6723 | 1312.2486 | 0 | 0 | 0 | 0 | 271.45 | 0 | 0 | 0 | 1561575.8197 | 0
6724 | 926.8872 | 0 | 0 | 0 | 0 | 269.95 | 0 | 0 | 0 | 1102995.8273 | 0
6725 | 1116.4602 | 0 | 0 | 0 | 0 | 270.7 | 0 | 0 | 0 | 1328587.5975 | 0
6726 | 923.0026 | 0 | 0 | 0 | 0 | 276.55 | 0 | 0 | 0 | 1098373.0451 | 0
6727 | 974.5728 | 0 | 0 | 0 | 0 | 289.5 | 0 | 0 | 0 | 1786391.9457 | 0
6728 | 1109.3055 | 0 | 0 | 0 | 0 | 313.7 | 0 | 0 | 0 | 2033357.0475 | 0
6729 | 1453.1366 | 0 | 0 | 0 | 0 | 907.9 | 0 | 0 | 0 | 2663599.4153 | 0
6730 | 1636.4299 | 0 | 0 | 0 | 0 | 809.5 | 0 | 0 | 0 | 2999576.058 | 0
6731 | 1700.6594 | 0 | 0 | 0 | 0 | 368.9 | 0 | 0 | 0 | 3117308.6949 | 0
6732 | 1576.4513 | 0 | 0 | 0 | 0 | 360.8 | 0 | 0 | 0 | 2889635.1816 | 0
6733 | 1782.2292 | 0 | 0 | 0 | 0 | 342.95 | 0 | 0 | 0 | 3266826.0796 | 0
6734 | 1708.3705 | 814.897 | 814.897 | 793.2701 | 793.2701 | 359.25 | 301767.4836 | 285577.2299 | 129541.0046 | 1677379.0989 | 1281077.911
6735 | 1688.8665 | 799.9629 | 799.9629 | 778.7323 | 778.7323 | 935.8 | 771766.6265 | 280343.6352 | 127166.9879 | 1668275.8731 | 828726.9349
6736 | 1513.6533 | 1441.2604 | 1441.2604 | 1403.0102 | 1403.0102 | 1687.75 | 2504805.69 | 505083.6545 | 229111.5577 | 202808.8932 | 438089.9198
6737 | 1543.6956 | 780.3047 | 780.3047 | 759.5958 | 759.5958 | 1898.7 | 1522771.3147 | 273454.5044 | 124042.0016 | 1437254.7728 | 76947.0592
6738 | 1589.396 | 31.0453 | 31.0453 | 30.2214 | 30.2214 | 1908.65 | 60802.3541 | 10879.7057 | 4935.1554 | 2857967.0935 | 2760.7253
6739 | 1404.3944 | 1461.6607 | 1461.6607 | 1422.869 | 1404.3944 | 1910.95 | 2826579.416 | 505581.9937 | 229337.6099 | 0 | 125061.2857
6740 | 1464.5285 | 1524.2468 | 1524.2468 | 1483.7941 | 1464.5285 | 1863.8 | 2879651.4579 | 527230.2496 | 239157.4993 | 0 | 199468.7136
6741 | 1266.4092 | 1318.0491 | 1318.0491 | 1283.0688 | 1266.4092 | 1812.45 | 2422098.7474 | 455907.3246 | 206804.6281 | 0 | 237515.0079
6742 | 1237.6625 | 1288.1309 | 1288.1309 | 1253.9446 | 1237.6625 | 1837.7 | 2397307.3801 | 445558.5079 | 202110.2898 | 0 | 200872.6273
6743 | 1469.1901 | 1529.0989 | 1529.0989 | 1488.5174 | 1469.1901 | 1621.2 | 2517836.3131 | 528908.436 | 239918.7433 | 0 | 556529.172
6744 | 1402.3734 | 0 | 0 | 0 | 0 | 1474.55 | 0 | 0 | 0 | 2570550.4734 | 0
6745 | 1487.8366 | 0 | 0 | 0 | 0 | 1296.6 | 0 | 0 | 0 | 1770525.573 | 0
6746 | 1173.9536 | 0 | 0 | 0 | 0 | 1184.1 | 0 | 0 | 0 | 1397004.7733 | 0
6747 | 1220.5699 | 0 | 0 | 0 | 0 | 1180.45 | 0 | 0 | 0 | 1452478.1596 | 0
6748 | 1091.5981 | 0 | 0 | 0 | 0 | 818.95 | 0 | 0 | 0 | 1299001.7914 | 0
6749 | 1039.5433 | 0 | 0 | 0 | 0 | 991.8 | 0 | 0 | 0 | 1237056.5103 | 0
6750 | 1033.3278 | 0 | 0 | 0 | 0 | 1005.55 | 0 | 0 | 0 | 1229660.0594 | 0
6751 | 1125.2328 | 0 | 0 | 0 | 0 | 1198.5 | 0 | 0 | 0 | 2062551.6656 | 0
6752 | 1299.0474 | 0 | 0 | 0 | 0 | 1222.7 | 0 | 0 | 0 | 2381153.952 | 0
6753 | 1556.2421 | 0 | 0 | 0 | 0 | 1527.25 | 0 | 0 | 0 | 2852591.8408 | 0
6754 | 1612.0778 | 375.481 | 375.481 | 365.516 | 365.516 | 1514.75 | 584331.2034 | 131585.7533 | 59688.7598 | 2284947.7623 | 177366.6299
6755 | 0 | 118.4321 | 0 | 115.289 | 0 | 1277.9 | 0 | 0 | 0 | 0 | 0
6756 | 1493.2053 | 1554.0931 | 1554.0931 | 1512.8483 | 1493.2053 | 1089.8 | 1716628.3473 | 537553.8932 | 243840.4188 | 0 | 1359115.191
6757 | 1246.7915 | 1297.6322 | 1297.6322 | 1263.1937 | 1246.7915 | 891.95 | 1172483.0854 | 448844.9566 | 203601.0595 | 0 | 1381507.3725
6758 | 1561.9623 | 1625.6538 | 1625.6538 | 1582.5098 | 1561.9623 | 1386.1 | 2286008.323 | 562306.4446 | 255068.4511 | 0 | 958888.4718
6759 | 1551.8563 | 1325.576 | 1325.576 | 1290.3959 | 1290.3959 | 1725.8 | 2349298.0151 | 464542.5351 | 210721.6555 | 479256.8988 | 353826.5642
6760 | 1685.1478 | 1350.1643 | 1350.1643 | 1314.3317 | 1314.3317 | 1891.25 | 2624392.7491 | 473159.4196 | 214630.3701 | 679705.9404 | 142933.5747
6761 | 1491.6931 | 645.98 | 645.98 | 628.836 | 628.836 | 1899.95 | 1261381.8058 | 226380.9659 | 102688.9215 | 1581617.113 | 62915.0434
6762 | 1361.0005 | 17.7838 | 17.7838 | 17.3118 | 17.3118 | 1908.65 | 34813.9833 | 6232.2415 | 2827.014 | 2462981.3964 | 1581.4313
6763 | 1278.8742 | 1331.0224 | 1331.0224 | 1295.6978 | 1278.8742 | 1910.95 | 2574799.0069 | 460394.7253 | 208840.1629 | 0 | 113883.7297
6764 | 1114.9063 | 1160.3683 | 1160.3683 | 1129.5727 | 1114.9063 | 1862.8 | 2191991.0765 | 401366.2644 | 182064.1972 | 0 | 152965.1032
6765 | 1342.5492 | 1397.2938 | 1397.2938 | 1360.2104 | 1342.5492 | 1845.95 | 2614702.5897 | 483317.7037 | 219238.2806 | 0 | 206819.6735
6766 | 1593.5002 | 1658.4778 | 1658.4778 | 1614.4627 | 1593.5002 | 1837.7 | 3089284.3126 | 573660.0752 | 260218.5841 | 0 | 258625.05
6767 | 1337.8875 | 1392.4428 | 1392.4428 | 1355.4881 | 1337.8875 | 1759.2 | 2482508.5351 | 481639.5173 | 218477.0366 | 0 | 322163.3216
6768 | 1203.4772 | 0 | 0 | 0 | 0 | 1576.7 | 0 | 0 | 0 | 2205973.7846 | 0
6769 | 923.0026 | 0 | 0 | 0 | 0 | 1466.1 | 0 | 0 | 0 | 1098373.0451 | 0
6770 | 1208.9158 | 0 | 0 | 0 | 0 | 1198.1 | 0 | 0 | 0 | 1438609.8127 | 0
6771 | 935.4336 | 0 | 0 | 0 | 0 | 1180.45 | 0 | 0 | 0 | 1113165.9481 | 0
6772 | 835.9855 | 0 | 0 | 0 | 0 | 1178.95 | 0 | 0 | 0 | 994822.7243 | 0
6773 | 948.6415 | 0 | 0 | 0 | 0 | 1179.7 | 0 | 0 | 0 | 1128883.4075 | 0
6774 | 1023.2276 | 0 | 0 | 0 | 0 | 1290.05 | 0 | 0 | 0 | 1217640.825 | 0
6775 | 855.543 | 0 | 0 | 0 | 0 | 1434.2 | 0 | 0 | 0 | 1568210.2438 | 0
6776 | 734.4698 | 0 | 0 | 0 | 0 | 1222.7 | 0 | 0 | 0 | 1346283.0862 | 0
6777 | 1354.9452 | 377.1879 | 377.1879 | 367.1776 | 367.1776 | 1358.9 | 526016.5145 | 132183.9201 | 59960.0949 | 1810578.1377 | 235397.531
6778 | 1584.1702 | 831.5671 | 831.5671 | 809.4978 | 809.4978 | 1091.9 | 932745.0107 | 291419.2041 | 132190.989 | 1419974.443 | 735104.9423
6779 | 1585.9435 | 1650.6127 | 1650.6127 | 1606.8063 | 1585.9435 | 368.9 | 617389.7827 | 570939.665 | 258984.5758 | 0 | 2586832.4657
6780 | 1196.4829 | 1245.2717 | 1245.2717 | 1212.2229 | 1196.4829 | 909.8 | 1146992.6378 | 430733.8282 | 195385.6504 | 0 | 1304405.6096
6781 | 1424.9425 | 1483.0476 | 1483.0476 | 1443.6883 | 1424.9425 | 617.45 | 924098.7153 | 512979.3 | 232693.1102 | 0 | 1970053.5621
6782 | 1249.168 | 1300.1051 | 1300.1051 | 1265.601 | 1249.168 | 813.75 | 1071451.1046 | 449700.4818 | 203989.1352 | 0 | 1481825.54
6783 | 1398.008 | 1455.0143 | 1455.0143 | 1416.399 | 1398.008 | 1498.3 | 2206517.631 | 503282.8782 | 228294.7056 | 0 | 701380.6111
6784 | 1407.3079 | 1464.6935 | 1464.6935 | 1425.8213 | 1407.3079 | 1687.75 | 2504402.0956 | 506630.8602 | 229813.3874 | 0 | 439431.9058
6785 | 1093.0432 | 595.9144 | 595.9144 | 580.0992 | 580.0992 | 1827.45 | 1117636.3699 | 208835.7125 | 94730.1996 | 940226.4393 | 100096.1172
6786 | 1275.5441 | 14.8092 | 14.8092 | 14.4162 | 14.4162 | 1902.65 | 28910.4222 | 5189.8264 | 2354.1629 | 2311647.4434 | 1403.4156
6787 | 1074.0238 | 1117.8193 | 1117.8193 | 1088.1529 | 1074.0238 | 1910.95 | 2163268.6127 | 386648.5691 | 175388.087 | 0 | 95641.8197
6788 | 1001.4733 | 1042.3099 | 1042.3099 | 1014.6475 | 1001.4733 | 1827.8 | 1931525.3357 | 360530.3934 | 163540.5923 | 0 | 172453.6506
6789 | 1020.8968 | 1062.5259 | 1062.5259 | 1034.327 | 1020.8968 | 1801.45 | 1937428.7337 | 367522.8372 | 166712.4425 | 0 | 202699.0537
6790 | 1296.7098 | 1349.5857 | 1349.5857 | 1313.7684 | 1296.7098 | 1799.7 | 2457842.6971 | 466815.5366 | 211752.7143 | 0 | 259730.9777
6791 | 1046.5357 | 1089.2104 | 1089.2104 | 1060.3033 | 1046.5357 | 1729.2 | 1910633.8761 | 376752.8628 | 170899.2847 | 0 | 283401.8757
6792 | 1089.2673 | 0 | 0 | 0 | 0 | 1706.7 | 0 | 0 | 0 | 1996627.0159 | 0
6793 | 1177.0613 | 0 | 0 | 0 | 0 | 1582.1 | 0 | 0 | 0 | 1400702.9994 | 0
6794 | 1226.0084 | 0 | 0 | 0 | 0 | 1419.8 | 0 | 0 | 0 | 1458950.0543 | 0
6795 | 1172.3997 | 0 | 0 | 0 | 0 | 1416.15 | 0 | 0 | 0 | 1395155.6609 | 0
6796 | 942.426 | 0 | 0 | 0 | 0 | 1414.65 | 0 | 0 | 0 | 1121486.9559 | 0
6797 | 939.3183 | 0 | 0 | 0 | 0 | 1415.4 | 0 | 0 | 0 | 1117788.7302 | 0
6798 | 1045.7588 | 0 | 0 | 0 | 0 | 1421.25 | 0 | 0 | 0 | 1244452.9613 | 0
6799 | 671.3979 | 250.0112 | 250.0112 | 243.3761 | 243.3761 | 1434.2 | 367502.4513 | 87615.3874 | 39743.3132 | 784564.0531 | 137702.1839
6800 | 872.0645 | 727.7434 | 727.7434 | 708.4295 | 708.4295 | 1458.4 | 1085222.4645 | 255034.6144 | 115686.5348 | 299943.0739 | 383685.4088
6801 | 485.7777 | 505.5854 | 505.5854 | 492.1675 | 485.7777 | 1495.1 | 765571.7852 | 174879.9663 | 79327.4958 | 0 | 245269.1527
6802 | 364.5171 | 380.7297 | 379.3819 | 370.6253 | 364.5171 | 1389.75 | 535973.0448 | 131226.1407 | 59525.6355 | 0 | 222446.4992
6803 | 364.7608 | 829.6292 | 379.6348 | 807.6113 | 364.7608 | 368.9 | 142403.8276 | 131313.8959 | 59565.4422 | 0 | 594961.3766
6804 | 378.6719 | 394.113 | 394.113 | 383.6535 | 378.6719 | 909.8 | 363343.9087 | 136321.884 | 61837.1213 | 0 | 412828.1054
6805 | 728.4592 | 758.1643 | 758.1643 | 738.043 | 728.4592 | 891.95 | 682944.0576 | 262245.3051 | 118957.3842 | 0 | 807168.9949
6806 | 1278.5809 | 1330.7174 | 1330.7174 | 1295.4009 | 1278.5809 | 1088.25 | 1467024.8375 | 460289.1395 | 208792.268 | 0 | 1165746.1748
6807 | 1456.5445 | 207.8733 | 207.8733 | 202.3565 | 202.3565 | 1548.15 | 331763.0794 | 72848.327 | 33044.8105 | 2298926.5971 | 91434.7682
6808 | 1463.702 | 203.9943 | 203.9943 | 198.5804 | 198.5804 | 1693.65 | 356076.842 | 71488.9564 | 32428.185 | 2318967.835 | 60835.1161
6809 | 1357.0867 | 26.85 | 26.85 | 26.1374 | 26.1374 | 1863.95 | 51460.4655 | 9409.4555 | 4268.2336 | 2439630.0387 | 3555.9901
6810 | 968.9779 | 0 | 0 | 0 | 0 | 1908.65 | 0 | 0 | 0 | 1776136.4463 | 0
6811 | 859.4179 | 894.4623 | 894.4623 | 870.7238 | 859.4179 | 1910.95 | 1733239.5171 | 309390.4578 | 140342.9493 | 0 | 76531.1674
6812 | 666.613 | 693.7953 | 693.7953 | 675.3824 | 666.613 | 1818.3 | 1280060.2713 | 239980.6653 | 108857.8962 | 0 | 121123.5747
6813 | 1020.8968 | 1062.5259 | 1062.5259 | 1034.327 | 1020.8968 | 1797.45 | 1932288.9987 | 367522.8372 | 166712.4425 | 0 | 206782.6408
6814 | 1041.8741 | 1084.3583 | 1084.3583 | 1055.58 | 1041.8741 | 1789.7 | 1963264.1826 | 375074.6764 | 170138.0407 | 0 | 219106.1022
6815 | 1133.5528 | 1179.7757 | 1179.7757 | 1148.4651 | 1133.5528 | 1725.1 | 2064620.7567 | 408079.0102 | 185109.1732 | 0 | 311613.6664
6816 | 1121.8987 | 0 | 0 | 0 | 0 | 1696.7 | 0 | 0 | 0 | 2056440.3776 | 0
6817 | 916.0101 | 0 | 0 | 0 | 0 | 1587.1 | 0 | 0 | 0 | 1679046.5413 | 0
6818 | 1391.4963 | 0 | 0 | 0 | 0 | 1478.6 | 0 | 0 | 0 | 2550612.6849 | 0
6819 | 1013.9043 | 0 | 0 | 0 | 0 | 1427.3 | 0 | 0 | 0 | 1858486.6296 | 0
6820 | 1124.2295 | 0 | 0 | 0 | 0 | 1414.65 | 0 | 0 | 0 | 2060712.7615 | 0
6821 | 933.1028 | 0 | 0 | 0 | 0 | 1429.7 | 0 | 0 | 0 | 1710377.3505 | 0
6822 | 828.2161 | 0 | 0 | 0 | 0 | 1444.05 | 0 | 0 | 0 | 1518120.1128 | 0
6823 | 1121.5161 | 422.3327 | 422.3327 | 411.1242 | 411.1242 | 1445.35 | 628302.1885 | 148004.7024 | 67136.5775 | 1302148.3852 | 228030.0227
6824 | 241.5452 | 251.3944 | 251.3944 | 244.7226 | 241.5452 | 1458.4 | 372336.2643 | 86956.2809 | 39444.3352 | 0 | 130820.772
6825 | 286.4047 | 298.0837 | 298.0837 | 290.1727 | 286.4047 | 1538.4 | 467345.5969 | 103105.679 | 46769.8816 | 0 | 132204.3929
6826 | 227.0213 | 236.2792 | 236.2792 | 230.0085 | 227.0213 | 1518.75 | 366618.6424 | 81727.6811 | 37072.5843 | 0 | 109253.8562
6827 | 226.7086 | 857.2795 | 235.9535 | 834.5278 | 226.7086 | 1382.9 | 334216.9634 | 81615.1028 | 37021.5175 | 0 | 139901.8887
6828 | 265.6099 | 893.5714 | 276.4407 | 869.8565 | 265.6099 | 1269.8 | 358151.9125 | 95619.5689 | 43374.0989 | 0 | 193948.3589
6829 | 180.5099 | 811.8288 | 187.8706 | 790.2833 | 180.5099 | 1251.95 | 239055.9344 | 64983.5756 | 29477.2719 | 0 | 135030.4549
6830 | 244.417 | 890.0484 | 254.3825 | 866.427 | 244.417 | 1490.6 | 384987.2939 | 87990.1136 | 39913.2932 | 0 | 124506.0108
6831 | 281.7887 | 293.2795 | 293.2795 | 285.496 | 281.7887 | 1569.8 | 468645.793 | 101443.9248 | 46016.0914 | 0 | 121225.4901
6832 | 244.5879 | 254.5615 | 254.5615 | 247.8056 | 244.5879 | 1808.65 | 467995.3299 | 88051.6471 | 39941.2055 | 0 | 46801.8963
6833 | 259.577 | 270.1617 | 270.1617 | 262.9918 | 259.577 | 1898.95 | 520783.6595 | 93447.7159 | 42388.9222 | 0 | 26230.2547
6834 | 261.3999 | 272.0591 | 272.0591 | 264.8388 | 261.3999 | 1908.65 | 527242.9836 | 94103.9567 | 42686.6004 | 0 | 23878.879
6835 | 181.0159 | 188.3973 | 188.3973 | 183.3973 | 181.0159 | 1910.95 | 365482.5709 | 65165.7288 | 29559.8986 | 0 | 16119.4671
6836 | 341.8528 | 355.7927 | 355.7927 | 346.3501 | 341.8528 | 1862.8 | 672448.1767 | 123067.0079 | 55824.5622 | 0 | 46902.2041
6837 | 203.5578 | 211.8584 | 211.8584 | 206.2358 | 203.5578 | 1845.45 | 395845.1775 | 73280.8092 | 33240.9893 | 0 | 31459.8585
6838 | 261.8282 | 272.5045 | 272.5045 | 265.2724 | 261.8282 | 1837.7 | 507321.1278 | 94258.1401 | 42756.5397 | 0 | 42494.6844
6839 | 280.4747 | 291.9119 | 291.9119 | 284.1647 | 280.4747 | 1739.2 | 516470.2663 | 100970.886 | 45801.5158 | 0 | 73147.7974
6840 | 239.297 | 249.0548 | 249.0548 | 242.445 | 239.297 | 1702.6 | 431296.0996 | 86146.9055 | 39077.1935 | 0 | 71166.9158
6841 | 247.8433 | 257.9492 | 257.9492 | 251.1034 | 247.8433 | 1626.85 | 426216.9452 | 89223.5807 | 40472.8076 | 0 | 92482.6155
6842 | 213.658 | 222.3703 | 222.3703 | 216.4687 | 213.658 | 1690.85 | 381717.9967 | 76916.8799 | 34890.3514 | 0 | 66052.3706
6843 | 278.9208 | 290.2945 | 290.2945 | 282.5902 | 278.9208 | 1581.15 | 466583.9747 | 100411.4905 | 45547.7678 | 0 | 116825.98
6844 | 284.3594 | 295.9542 | 295.9542 | 288.0998 | 284.3594 | 1674.95 | 504112.4141 | 102369.3747 | 46435.8858 | 0 | 92430.893
6845 | 227.6429 | 236.9256 | 236.9256 | 230.6377 | 227.6429 | 1675.35 | 403768.9254 | 81951.4393 | 37174.0834 | 0 | 73904.2633
6846 | 224.5351 | 233.6908 | 233.6908 | 227.4888 | 224.5351 | 1678.15 | 398427.4097 | 80832.6483 | 36666.5874 | 0 | 72266.5897
6847 | 211.1465 | 219.7569 | 219.7569 | 213.9247 | 211.1465 | 1703 | 379636.3272 | 76012.757 | 34480.2311 | 0 | 62710.5245
6848 | 228.4266 | 237.7415 | 237.7415 | 231.432 | 228.4266 | 1541.8 | 371989.9979 | 82233.5844 | 37302.0676 | 0 | 104664.7932
6849 | 798.5303 | 831.0925 | 831.0925 | 809.0358 | 798.5303 | 1534.9 | 1296963.6237 | 287470.8951 | 130399.9921 | 0 | 371396.303
6850 | 1189.1388 | 1237.6283 | 1237.6283 | 1204.7823 | 1189.1388 | 1493.05 | 1883395.4353 | 428089.9853 | 194186.3739 | 0 | 602833.939
6851 | 1149.785 | 1196.6695 | 1196.6695 | 1164.9106 | 1149.785 | 1500.8 | 1834690.086 | 413922.5953 | 187759.8884 | 0 | 573972.6655
6852 | 1049.2511 | 1092.0361 | 1092.0361 | 1063.054 | 1049.2511 | 1431.2 | 1592334.902 | 377730.4064 | 171342.7094 | 0 | 596814.0422
6853 | 1004.3509 | 2211.3332 | 1045.3042 | 2152.6457 | 1004.3509 | 1243.65 | 1316490.604 | 361566.324 | 164010.502 | 0 | 759640.8032
6854 | 1250.2042 | 2675.5707 | 1301.1833 | 2604.5625 | 1250.2042 | 1496.7 | 1977422.3598 | 450073.5289 | 204158.3535 | 0 | 629227.7975
6855 | 903.8122 | 1803.5756 | 940.6666 | 1755.7097 | 903.8122 | 1668.65 | 1598857.2625 | 325372.3869 | 147592.5299 | 0 | 299478.1678
6856 | 1265.9984 | 851.1941 | 851.1941 | 828.6039 | 828.6039 | 1827.1 | 1604525.5379 | 298297.3928 | 135311.0118 | 801744.2288 | 143265.6089
6857 | 1338.141 | 15.0215 | 15.0215 | 14.6229 | 14.6229 | 1880.5 | 29111.9515 | 5264.2325 | 2387.9144 | 2426008.7796 | 1747.4327
6858 | 1446.2015 | 0 | 0 | 0 | 0 | 1880.8 | 0 | 0 | 0 | 2650887.2945 | 0
6859 | 1536.9168 | 1599.5875 | 1599.5875 | 1557.1354 | 1536.9168 | 1882.05 | 3051580.1912 | 553290.0379 | 250978.5089 | 0 | 181279.3333
6860 | 1201.1464 | 1250.1249 | 1250.1249 | 1216.9472 | 1201.1464 | 1841.9 | 2330465.5437 | 432412.7141 | 196147.2117 | 0 | 189901.1826
6861 | 1445.882 | 1504.8404 | 1504.8404 | 1464.9028 | 1445.882 | 1824.45 | 2775946.7147 | 520517.5038 | 236112.5233 | 0 | 253824.5772
6862 | 1395.381 | 1452.2802 | 1452.2802 | 1413.7374 | 1395.381 | 1815.2 | 2666480.0636 | 502337.1503 | 227865.7129 | 0 | 257866.4038
6863 | 1485.5058 | 1546.0802 | 1546.0802 | 1505.048 | 1485.5058 | 1808.85 | 2832992.6388 | 534782.0887 | 242583.0975 | 0 | 283954.4341
6864 | 1257.086 | 0 | 0 | 0 | 0 | 1713.2 | 0 | 0 | 0 | 2304238.5958 | 0
6865 | 1266.4092 | 0 | 0 | 0 | 0 | 1463 | 0 | 0 | 0 | 1507026.9896 | 0
6866 | 1198.8156 | 0 | 0 | 0 | 0 | 1477.9 | 0 | 0 | 0 | 1426590.5795 | 0
6867 | 1652.5475 | 0 | 0 | 0 | 0 | 1470.7 | 0 | 0 | 0 | 1966531.5381 | 0
6868 | 1262.5245 | 0 | 0 | 0 | 0 | 1468.85 | 0 | 0 | 0 | 1502404.2074 | 0
6869 | 1325.4565 | 0 | 0 | 0 | 0 | 1467.85 | 0 | 0 | 0 | 1577293.279 | 0
6870 | 1463.7515 | 0 | 0 | 0 | 0 | 1474.45 | 0 | 0 | 0 | 1741864.3243 | 0
6871 | 1647.1089 | 0 | 0 | 0 | 0 | 1468.5 | 0 | 0 | 0 | 3019150.6944 | 0
6872 | 1347.642 | 0 | 0 | 0 | 0 | 1287.95 | 0 | 0 | 0 | 2470227.797 | 0
6873 | 1537.3752 | 0 | 0 | 0 | 0 | 619.7 | 0 | 0 | 0 | 2818008.6793 | 0
6874 | 2055.2559 | 630.0207 | 630.0207 | 613.3003 | 613.3003 | 284.7 | 184682.2561 | 220788.1064 | 100151.9382 | 2643104.6891 | 1051993.9968
6875 | 1950.1673 | 1511.057 | 1511.057 | 1470.9544 | 1470.9544 | 300.8 | 469568.6601 | 529543.5702 | 240206.8473 | 878397.2737 | 2499445.6514
6876 | 1632.9415 | 1699.5271 | 1699.5271 | 1654.4226 | 1632.9415 | 295.55 | 512489.6154 | 587858.9314 | 266659.343 | 0 | 2783266.2875
6877 | 1578.9248 | 1643.3075 | 1643.3075 | 1599.695 | 1578.9248 | 283.35 | 474571.7624 | 568412.9456 | 257838.4278 | 0 | 2710461.342
6878 | 1500.0918 | 1561.2609 | 1561.2609 | 1519.8259 | 1500.0918 | 285 | 451624.2144 | 540033.0642 | 244964.9983 | 0 | 2572657.5142
6879 | 1560.4337 | 1624.0635 | 1624.0635 | 1580.9617 | 1560.4337 | 1088.6 | 1795958.589 | 561756.1392 | 254818.8265 | 0 | 1422179.2924
6880 | 1354.9627 | 973.2002 | 973.2002 | 947.372 | 947.372 | 1204.8 | 1201272.7251 | 341053.9177 | 154705.8466 | 747113.7756 | 753350.2094
6881 | 1401.9869 | 532.2491 | 532.2491 | 518.1235 | 518.1235 | 1584.75 | 864370.8302 | 186524.4557 | 84609.5656 | 1620121.6158 | 215150.7784
6882 | 1511.5332 | 0 | 0 | 0 | 0 | 1797.65 | 0 | 0 | 0 | 2770640.4124 | 0
6883 | 1511.2516 | 1554.0234 | 1554.0234 | 1512.7804 | 1511.2516 | 1851.05 | 2942136.3414 | 544050.5728 | 246787.3848 | 0 | 225100.9245
6884 | 1042.651 | 1085.167 | 1085.167 | 1056.3672 | 1042.651 | 1816.4 | 1993815.7296 | 375354.374 | 170264.9147 | 0 | 191430.7236
6885 | 1417.1352 | 1474.9212 | 1474.9212 | 1435.7776 | 1417.1352 | 1724.2 | 2568489.2979 | 510168.6871 | 231418.185 | 0 | 390845.833
6886 | 1734.126 | 1676.6383 | 1676.6383 | 1632.1413 | 1632.1413 | 1716.35 | 2943168.6957 | 587570.8558 | 266528.6688 | 346544.1934 | 462956.8702
6887 | 1786.9578 | 1676.6383 | 1676.6383 | 1632.1413 | 1632.1413 | 1679.75 | 2880583.202 | 587570.8558 | 266528.6688 | 526066.6362 | 522693.2405
6888 | 1498.7138 | 0 | 0 | 0 | 0 | 1493.6 | 0 | 0 | 0 | 2747142.3056 | 0
6889 | 1306.0331 | 0 | 0 | 0 | 0 | 1584.95 | 0 | 0 | 0 | 1554179.3676 | 0
6890 | 1539.8915 | 0 | 0 | 0 | 0 | 1419.8 | 0 | 0 | 0 | 1832470.8553 | 0
6891 | 1354.9802 | 0 | 0 | 0 | 0 | 1416.15 | 0 | 0 | 0 | 1612426.4225 | 0
6892 | 1587.2847 | 0 | 0 | 0 | 0 | 1401.8 | 0 | 0 | 0 | 1888868.7978 | 0
6893 | 1386.8347 | 0 | 0 | 0 | 0 | 1415.4 | 0 | 0 | 0 | 1650333.2371 | 0
6894 | 1682.8481 | 0 | 0 | 0 | 0 | 1432.4 | 0 | 0 | 0 | 2002589.239 | 0
6895 | 1314.5969 | 0 | 0 | 0 | 0 | 1457.5 | 0 | 0 | 0 | 2409656.0865 | 0
6896 | 1491.5815 | 0 | 0 | 0 | 0 | 1481.7 | 0 | 0 | 0 | 2734068.8125 | 0
6897 | 1238.8415 | 0 | 0 | 0 | 0 | 1749.4 | 0 | 0 | 0 | 2270796.5172 | 0
6898 | 1931.0148 | 990.3189 | 990.3189 | 964.0364 | 964.0364 | 1640.9 | 1673188.8304 | 347053.093 | 157427.1391 | 1772471.4264 | 346185.4603
6899 | 1849.8422 | 1925.2726 | 1925.2726 | 1874.1769 | 1849.8422 | 1513.6 | 2958172.7672 | 665943.1996 | 302079.2347 | 0 | 899763.1488
6900 | 1624.0727 | 1690.2975 | 1690.2975 | 1645.4379 | 1624.0727 | 1457.65 | 2495005.8004 | 584666.1814 | 265211.0762 | 0 | 880815.8429
6901 | 1805.6859 | 1879.3161 | 1879.3161 | 1829.4401 | 1805.6859 | 788.15 | 1498913.0854 | 650046.928 | 294868.5093 | 0 | 2188220.4712
6902 | 1579.4376 | 1643.8424 | 1643.8424 | 1600.2157 | 1579.4376 | 1456.1 | 2426435.7983 | 568597.5461 | 257922.1647 | 0 | 859055.7843
6903 | 1451.8731 | 1511.0757 | 1511.0757 | 1470.9726 | 1451.8731 | 1785.8 | 2734229.5326 | 522674.3228 | 237090.8803 | 0 | 310991.1966
6904 | 1128.7455 | 605.4157 | 605.4157 | 589.3483 | 589.3483 | 1891.75 | 1174362.7954 | 212165.3861 | 96240.5765 | 988715.0792 | 63796.9529
6905 | 1228.0848 | 95.0531 | 95.0531 | 92.5304 | 92.5304 | 1899.95 | 184777.4469 | 33310.9606 | 15110.2219 | 2081471.1618 | 9257.6711
6906 | 1434.2978 | 0 | 0 | 0 | 0 | 1908.65 | 0 | 0 | 0 | 2629067.8784 | 0
6907 | 1492.2516 | 1553.1013 | 1553.1013 | 1511.8828 | 1492.2516 | 1910.95 | 3003819.6503 | 537210.5645 | 243684.6811 | 0 | 132885.0021
6908 | 1240.7703 | 1291.3646 | 1291.3646 | 1257.0925 | 1240.7703 | 1863.8 | 2434601.5886 | 446677.299 | 202617.7859 | 0 | 168992.874
6909 | 1418.6891 | 1476.5386 | 1476.5386 | 1437.3521 | 1418.6891 | 1847.45 | 2759532.7643 | 510728.0825 | 231671.933 | 0 | 216421.0069
6910 | 1613.7006 | 1676.6383 | 1676.6383 | 1632.1413 | 1613.7006 | 1839.7 | 3126991.6498 | 580932.2167 | 263517.3083 | 0 | 258676.2065
6911 | 1366.6343 | 1422.361 | 1422.361 | 1384.6123 | 1366.6343 | 1821.7 | 2623378.0223 | 491988.3336 | 223171.3747 | 0 | 243670.8422
6912 | 1386.8347 | 0 | 0 | 0 | 0 | 1805.7 | 0 | 0 | 0 | 2542067.9189 | 0
6913 | 1509.5909 | 0 | 0 | 0 | 0 | 1719.6 | 0 | 0 | 0 | 1796413.1531 | 0
6914 | 1275.7325 | 0 | 0 | 0 | 0 | 1690 | 0 | 0 | 0 | 1518121.6667 | 0
6915 | 1501.8215 | 0 | 0 | 0 | 0 | 1682.25 | 0 | 0 | 0 | 1787167.5898 | 0
6916 | 1306.0331 | 0 | 0 | 0 | 0 | 1668.95 | 0 | 0 | 0 | 1554179.3676 | 0
6917 | 1323.1257 | 0 | 0 | 0 | 0 | 1669.7 | 0 | 0 | 0 | 1574519.6092 | 0
6918 | 1096.2598 | 0 | 0 | 0 | 0 | 1675.55 | 0 | 0 | 0 | 1304549.1299 | 0
6919 | 1443.5696 | 0 | 0 | 0 | 0 | 1688.5 | 0 | 0 | 0 | 2646063.0621 | 0
6920 | 1285.1606 | 0 | 0 | 0 | 0 | 1507.2 | 0 | 0 | 0 | 2355699.4495 | 0
6921 | 1191.5872 | 0 | 0 | 0 | 0 | 1759.4 | 0 | 0 | 0 | 2184179.2918 | 0
6922 | 1744.2447 | 0 | 0 | 0 | 0 | 1839.4 | 0 | 0 | 0 | 3197200.4764 | 0
6923 | 1620.4415 | 783.7455 | 783.7455 | 762.9453 | 762.9453 | 1787.9 | 1439278.8838 | 274660.3212 | 124588.9735 | 1571790.4896 | 161820.7059
6924 | 1876.2766 | 1952.7845 | 1952.7845 | 1900.9587 | 1876.2766 | 1705.45 | 3377890.0395 | 675459.5659 | 306395.9642 | 0 | 552657.0958
6925 | 1620.8484 | 1686.942 | 1686.942 | 1642.1715 | 1620.8484 | 1498.8 | 2561251.7391 | 583505.4359 | 264684.5491 | 0 | 812369.2346
6926 | 1712.8476 | 1782.6914 | 1782.6914 | 1735.3797 | 1712.8476 | 1673.25 | 3030608.0573 | 616625.145 | 279708.0172 | 0 | 559672.9615
6927 | 1534.4519 | 1597.022 | 1597.022 | 1554.6379 | 1534.4519 | 1879.8 | 3045168.9717 | 552402.697 | 250576.0011 | 0 | 184441.1227
6928 | 1664.7066 | 277.0735 | 277.0735 | 269.7201 | 269.7201 | 1892.75 | 538325.2685 | 97099.249 | 44045.2982 | 2557010.1754 | 28927.4846
6929 | 1575.5306 | 62.8369 | 62.8369 | 61.1692 | 61.1692 | 1899.95 | 122558.0103 | 22020.9271 | 9988.9372 | 2775824.3695 | 6119.9826
6930 | 1789.0993 | 0 | 0 | 0 | 0 | 1908.65 | 0 | 0 | 0 | 3279418.9289 | 0
6931 | 1655.2046 | 881.6899 | 881.6899 | 858.2903 | 858.2903 | 1910.95 | 1730010.6491 | 308984.518 | 140158.8105 | 2707914.8299 | 76430.7537
6932 | 1494.8291 | 1555.7833 | 1555.7833 | 1514.4937 | 1494.8291 | 1863.8 | 2937389.6647 | 538138.4616 | 244105.5855 | 0 | 203595.7098
6933 | 1709.264 | 1676.6383 | 1676.6383 | 1632.1413 | 1632.1413 | 1847.45 | 3177328.775 | 587570.8558 | 266528.6688 | 262063.0427 | 248983.1502
6934 | 1697.6099 | 1676.6383 | 1676.6383 | 1632.1413 | 1632.1413 | 1839.7 | 3162980.6239 | 587570.8558 | 266528.6688 | 222462.5026 | 261632.245
6935 | 1894.9522 | 1676.6383 | 1676.6383 | 1632.1413 | 1632.1413 | 1821.7 | 3131628.8887 | 587570.8558 | 266528.6688 | 893031.6312 | 291010.7878
6936 | 1490.1674 | 0 | 0 | 0 | 0 | 1775.7 | 0 | 0 | 0 | 2731476.901 | 0
6937 | 1436.5587 | 0 | 0 | 0 | 0 | 1597.1 | 0 | 0 | 0 | 1709504.8482 | 0
6938 | 1714.7026 | 0 | 0 | 0 | 0 | 1674.1 | 0 | 0 | 0 | 2040496.0524 | 0
6939 | 1420.243 | 0 | 0 | 0 | 0 | 1580.45 | 0 | 0 | 0 | 1690089.1641 | 0
6940 | 1859.99 | 0 | 0 | 0 | 0 | 1501.3 | 0 | 0 | 0 | 2213388.106 | 0
6941 | 1577.9614 | 0 | 0 | 0 | 0 | 1524.4 | 0 | 0 | 0 | 1877774.1195 | 0
6942 | 1522.7988 | 0 | 0 | 0 | 0 | 1675.55 | 0 | 0 | 0 | 1812130.6136 | 0
6943 | 1380.6823 | 0 | 0 | 0 | 0 | 1788.5 | 0 | 0 | 0 | 2530790.6082 | 0
6944 | 1445.3682 | 77.5285 | 77.5285 | 75.4709 | 75.4709 | 1816.7 | 144409.7175 | 27169.5383 | 12324.4045 | 2511021.6852 | 13833.8233
6945 | 1443.6317 | 1502.4976 | 1502.4976 | 1462.6222 | 1443.6317 | 1769.4 | 2697520.6369 | 519707.4289 | 235745.0643 | 0 | 332901.3086
6946 | 1751.3527 | 1822.7676 | 1822.7676 | 1774.3923 | 1751.3527 | 1524.75 | 2825522.2896 | 630486.9655 | 285995.893 | 0 | 832330.038
6947 | 1975.004 | 2055.5383 | 2055.5383 | 2000.9855 | 1975.004 | 1477.9 | 3090227.2964 | 711001.4576 | 322518.1612 | 0 | 1031149.5884
6948 | 1647.8616 | 1715.0555 | 1715.0555 | 1669.5388 | 1647.8616 | 1492.65 | 2601632.2802 | 593230.1767 | 269095.7996 | 0 | 836042.5838
6949 | 1546.6392 | 1609.706 | 1609.706 | 1566.9853 | 1546.6392 | 1464.8 | 2396418.451 | 556790.1059 | 252566.1786 | 0 | 827761.2907
6950 | 1415.4066 | 1473.1228 | 1473.1228 | 1434.0269 | 1415.4066 | 1531.1 | 2294686.7557 | 509546.3598 | 231135.8904 | 0 | 663683.8734
6951 | 1594.654 | 1659.6789 | 1659.6789 | 1615.6319 | 1594.654 | 1858.8 | 3137632.1969 | 574075.4263 | 260406.992 | 0 | 225165.1394
6952 | 1899.5274 | 753.0624 | 753.0624 | 733.0765 | 733.0765 | 1892.25 | 1465682.182 | 263907.5435 | 119711.394 | 2138104.5148 | 78988.9939
6953 | 1653.7527 | 209.0005 | 209.0005 | 203.4537 | 203.4537 | 1899.95 | 408029.7645 | 73243.3359 | 33223.991 | 2658398.1132 | 20355.5438
6954 | 1424.522 | 0 | 0 | 0 | 0 | 1908.65 | 0 | 0 | 0 | 2611148.793 | 0
6955 | 1615.5546 | 1676.6383 | 1676.6383 | 1632.1413 | 1615.5546 | 1910.95 | 3256153.0891 | 581599.6452 | 263820.0613 | 0 | 143865.1345
6956 | 1257.086 | 1308.3459 | 1308.3459 | 1273.6231 | 1257.086 | 1863.8 | 2466400.2816 | 452550.9517 | 205282.14 | 0 | 171215.1101
6957 | 1328.5643 | 1382.7386 | 1382.7386 | 1346.0415 | 1328.5643 | 1847.45 | 2581630.7575 | 478283.144 | 216954.5484 | 0 | 202672.4382
6958 | 1113.3524 | 1158.7509 | 1158.7509 | 1127.9983 | 1113.3524 | 1839.7 | 2151721.3661 | 400806.8687 | 181810.449 | 0 | 178470.3256
6959 | 1417.1352 | 1474.9212 | 1474.9212 | 1435.7776 | 1417.1352 | 1776.7 | 2650148.0333 | 510168.6871 | 231418.185 | 0 | 316446.2455
6960 | 1232.224 | 0 | 0 | 0 | 0 | 1624.05 | 0 | 0 | 0 | 2258666.5095 | 0
6961 | 896.5867 | 0 | 0 | 0 | 0 | 1581.6 | 0 | 0 | 0 | 1066938.1264 | 0
6962 | 1312.2486 | 0 | 0 | 0 | 0 | 1479.1 | 0 | 0 | 0 | 1561575.8197 | 0
6963 | 996.8117 | 0 | 0 | 0 | 0 | 1439.8 | 0 | 0 | 0 | 1186205.9065 | 0
6964 | 1216.6852 | 0 | 0 | 0 | 0 | 1414.65 | 0 | 0 | 0 | 1447855.3773 | 0
6965 | 1229.1162 | 0 | 0 | 0 | 0 | 1445.2 | 0 | 0 | 0 | 1462648.2804 | 0
6966 | 891.925 | 0 | 0 | 0 | 0 | 1472.05 | 0 | 0 | 0 | 1061390.7877 | 0
6967 | 1020.5365 | 0 | 0 | 0 | 0 | 1503.5 | 0 | 0 | 0 | 1870643.3403 | 0
6968 | 782.7914 | 0 | 0 | 0 | 0 | 1511.7 | 0 | 0 | 0 | 1434856.7075 | 0
6969 | 1064.2324 | 0 | 0 | 0 | 0 | 1558.9 | 0 | 0 | 0 | 1950738.0607 | 0
6970 | 1233.7118 | 673.8489 | 673.8489 | 655.9653 | 655.9653 | 1537.4 | 1065704.5491 | 236147.4978 | 107119.1289 | 1059009.3717 | 303449.5347
6971 | 1280.4233 | 1332.6345 | 1332.6345 | 1297.2671 | 1280.4233 | 1519.75 | 2057348.0427 | 460952.3725 | 209093.1179 | 0 | 614923.1457
6972 | 1104.2739 | 1149.3028 | 1149.3028 | 1118.8009 | 1104.2739 | 1505.5 | 1758413.2553 | 397538.6008 | 180327.9264 | 0 | 546063.4391
6973 | 1300.3109 | 1353.3335 | 1353.3335 | 1317.4168 | 1300.3109 | 1487.65 | 2043596.5557 | 468111.9355 | 212340.7752 | 0 | 666214.306
6974 | 1092.2168 | 1136.7541 | 1136.7541 | 1106.5853 | 1092.2168 | 1654.75 | 1911992.9986 | 393198.0412 | 178359.0003 | 0 | 377087.8436
6975 | 1134.3734 | 1180.6301 | 1180.6301 | 1149.2969 | 1134.3734 | 1810.8 | 2171051.413 | 408374.4409 | 185243.1839 | 0 | 214623.3716
6976 | 1436.7588 | 860.3633 | 860.3633 | 837.5298 | 837.5298 | 1832.75 | 1619281.9167 | 301510.7156 | 136768.6107 | 1098386.743 | 140076.8533
6977 | 1263.9143 | 410.4012 | 410.4012 | 399.5094 | 399.5094 | 1898.3 | 799516.5009 | 143823.3706 | 65239.8789 | 1584454.2354 | 40630.1022
6978 | 1435.7711 | 0 | 0 | 0 | 0 | 1907.5 | 0 | 0 | 0 | 2631768.3805 | 0
6979 | 1114.3042 | 1159.7417 | 1159.7417 | 1128.9628 | 1114.3042 | 1910.95 | 2244014.2036 | 401149.4983 | 181965.8697 | 0 | 99228.7712
6980 | 986.7115 | 1026.9459 | 1026.9459 | 999.6913 | 986.7115 | 1817.8 | 1891697.2768 | 355216.1363 | 161129.9863 | 0 | 179778.7442
6981 | 1394.604 | 1451.4715 | 1451.4715 | 1412.9502 | 1394.604 | 1787.45 | 2625741.1991 | 502057.4526 | 227738.8389 | 0 | 296423.0802
6982 | 1505.7062 | 1567.1039 | 1567.1039 | 1525.5138 | 1505.7062 | 1789.7 | 2838059.2513 | 542054.2302 | 245881.8216 | 0 | 316649.9718
6983 | 1400.0426 | 1457.1323 | 1457.1323 | 1418.4608 | 1400.0426 | 1717.6 | 2535313.2719 | 504015.3367 | 228626.9569 | 0 | 395372.0308
6984 | 1386.8347 | 0 | 0 | 0 | 0 | 1624.05 | 0 | 0 | 0 | 2542067.9189 | 0
6985 | 1262.5245 | 0 | 0 | 0 | 0 | 1587.1 | 0 | 0 | 0 | 2314207.4892 | 0
6986 | 1246.9858 | 0 | 0 | 0 | 0 | 1479.1 | 0 | 0 | 0 | 2285724.9347 | 0
6987 | 1582.6231 | 0 | 0 | 0 | 0 | 1465.45 | 0 | 0 | 0 | 2900948.0946 | 0
6988 | 1398.4887 | 0 | 0 | 0 | 0 | 1463.95 | 0 | 0 | 0 | 2563429.8348 | 0
6989 | 1537.5607 | 0 | 0 | 0 | 0 | 1467.2 | 0 | 0 | 0 | 2818348.6898 | 0
6990 | 1553.8764 | 0 | 0 | 0 | 0 | 1480.55 | 0 | 0 | 0 | 2848255.3715 | 0
6991 | 1107.5098 | 388.9997 | 388.9997 | 378.6759 | 378.6759 | 1584.65 | 631631.0508 | 136323.3073 | 61837.7669 | 1335952.6936 | 157283.0157
6992 | 198.9214 | 207.0324 | 207.0324 | 201.5378 | 198.9214 | 1507.7 | 315612.343 | 71611.7129 | 32483.8687 | 0 | 97928.8083
6993 | 298.2132 | 596.6003 | 310.3732 | 580.7669 | 298.2132 | 1544.4 | 485402.9492 | 107356.7351 | 48698.2079 | 0 | 135865.9126
6994 | 304.1927 | 316.597 | 316.597 | 308.1947 | 304.1927 | 1507.6 | 484344.2961 | 109509.3589 | 49674.662 | 0 | 149784.4676
6995 | 345.2975 | 359.3771 | 359.3771 | 349.8394 | 345.2975 | 1513.6 | 552570.5349 | 124307.1177 | 56387.0898 | 0 | 167952.4608
6996 | 302.5368 | 1224.0118 | 314.8735 | 1191.5272 | 302.5368 | 1505.5 | 482350.302 | 108913.2531 | 49404.2617 | 0 | 149604.4546
6997 | 291.076 | 566.0899 | 302.9451 | 551.0662 | 291.076 | 1328.65 | 409396.3918 | 104787.3617 | 47532.7116 | 0 | 195413.8758
6998 | 306.2603 | 2175.9791 | 318.7483 | 2118.2298 | 306.2603 | 1417.8 | 458633.0857 | 110253.7045 | 50012.3054 | 0 | 178304.7411
6999 | 275.21 | 2293.8502 | 286.4322 | 2232.9727 | 275.21 | 1673.3 | 486250.1248 | 99075.5842 | 44941.7858 | 0 | 89911.0926
7000 | 224.034 | 1631.8527 | 233.1694 | 1588.5442 | 224.034 | 1782.75 | 421135.7783 | 80652.2433 | 36584.7537 | 0 | 48671.3885
7001 | 243.4565 | 253.3834 | 253.3834 | 246.6587 | 243.4565 | 1812.45 | 465025.1763 | 87644.3373 | 39756.4452 | 0 | 45660.2652
7002 | 289.9125 | 301.7347 | 301.7347 | 293.7268 | 289.9125 | 1907.15 | 581861.0925 | 104368.5144 | 47342.7178 | 0 | 26918.3793
7003 | 248.7805 | 258.9245 | 258.9245 | 252.0527 | 248.7805 | 1910.95 | 500164.3879 | 89560.9661 | 40625.8493 | 0 | 22153.859
7004 | 309.2214 | 321.83 | 321.83 | 313.2888 | 309.2214 | 1862.3 | 606129.7344 | 111319.7026 | 50495.854 | 0 | 42579.7317
7005 | 289.7979 | 301.615 | 301.615 | 293.6103 | 289.7979 | 1841.45 | 562059.9375 | 104327.2589 | 47324.0038 | 0 | 45947.4636
7006 | 230.7506 | 240.1603 | 240.1603 | 233.7866 | 230.7506 | 1837.7 | 446562.2906 | 83070.2303 | 37681.5795 | 0 | 37450.8288
7007 | 296.7904 | 308.8921 | 308.8921 | 300.6943 | 296.7904 | 1730.1 | 541146.4309 | 106844.5386 | 48465.8699 | 0 | 80103.621
7008 | 163.157 | 169.81 | 169.81 | 165.3034 | 163.157 | 1696.7 | 292333.3883 | 58736.5265 | 26643.541 | 0 | 49485.5181
7009 | 222.2043 | 231.2648 | 231.2648 | 225.1271 | 222.2043 | 1681.2 | 394389.6945 | 79993.5551 | 36285.9654 | 0 | 70838.6352
7010 | 219.8735 | 228.8398 | 228.8398 | 222.7665 | 219.8735 | 1580.85 | 366589.3288 | 79154.4619 | 35905.3434 | 0 | 92159.9797
7011 | 215.2119 | 223.9877 | 223.9877 | 218.0431 | 215.2119 | 1446 | 328305.0667 | 77476.2754 | 35144.0994 | 0 | 119227.3794
7012 | 131.3026 | 136.6571 | 136.6571 | 133.0303 | 131.3026 | 1444.8 | 200449.5988 | 47268.9189 | 21441.7068 | 0 | 72899.1772
7013 | 144.5105 | 150.4037 | 150.4037 | 146.4121 | 144.5105 | 1451.35 | 221891.0853 | 52023.7806 | 23598.5649 | 0 | 79285.6867
7014 | 197.3423 | 205.389 | 205.389 | 199.9381 | 197.3423 | 1450.5 | 302961.7182 | 71043.2272 | 32225.9972 | 0 | 108439.429
7015 | 135.9137 | 141.4561 | 141.4561 | 137.702 | 135.9137 | 1494.1 | 214176.8608 | 48928.9251 | 22194.7041 | 0 | 68758.7311
7016 | 163.4921 | 170.1587 | 170.1587 | 165.6428 | 163.4921 | 1352.15 | 232459.5241 | 58857.1461 | 26698.2555 | 0 | 105918.2922
7017 | 970.3841 | 1009.9542 | 1009.9542 | 983.1506 | 970.3841 | 1515.75 | 1551476.874 | 349338.2882 | 158463.7291 | 0 | 469908.452
7018 | 1153.9649 | 1201.02 | 1201.02 | 1169.1456 | 1153.9649 | 1557.35 | 1897077.8254 | 415427.369 | 188442.4705 | 0 | 510802.5692
7019 | 1330.2706 | 1973.6344 | 1384.5141 | 1921.2552 | 1330.2706 | 1483.95 | 2083468.234 | 478897.4304 | 217233.1955 | 0 | 686486.1638
7020 | 1342.4171 | 3315.4809 | 1397.1565 | 3227.4898 | 1342.4171 | 1494.55 | 2118185.3981 | 483270.1549 | 219216.7119 | 0 | 678524.7217
7021 | 1361.5307 | 2507.3406 | 1417.0499 | 2440.7971 | 1361.5307 | 1468.65 | 2109554.919 | 490151.0693 | 222337.9711 | 0 | 723449.3629
7022 | 1355.7183 | 1078.4685 | 1078.4685 | 1049.8466 | 1049.8466 | 1496.7 | 1660288.1728 | 377944.7607 | 171439.9429 | 560662.8653 | 528387.7724
7023 | 1394.876 | 804.4955 | 804.4955 | 783.1446 | 783.1446 | 1536.5 | 1270119.0419 | 281932.0598 | 127887.5149 | 1121303.5689 | 362987.527
7024 | 1538.6163 | 435.8013 | 435.8013 | 424.2354 | 424.2354 | 1639.95 | 733663.4294 | 152724.749 | 69277.6431 | 2042660.2098 | 152745.9608
7025 | 1416.4175 | 136.1607 | 136.1607 | 132.547 | 132.547 | 1845.5 | 257892.0026 | 47716.9326 | 21644.9308 | 2353334.6451 | 20478.5169
7026 | 1352.2386 | 0 | 0 | 0 | 0 | 1849.8 | 0 | 0 | 0 | 2478653.2933 | 0
7027 | 1554.2017 | 1617.5774 | 1617.5774 | 1574.6478 | 1554.2017 | 1881.55 | 3076723.5067 | 559512.6138 | 253801.1384 | 0 | 184095.192
7028 | 1215.1313 | 1264.6801 | 1264.6801 | 1231.1162 | 1215.1313 | 1810.9 | 2319646.1596 | 437447.2734 | 198430.9437 | 0 | 229781.2721
7029 | 895.0328 | 931.5296 | 931.5296 | 906.8073 | 895.0328 | 1782.95 | 1681362.571 | 322211.8024 | 146158.8537 | 0 | 194266.8659
7030 | 1180.946 | 1229.1012 | 1229.1012 | 1196.4815 | 1180.946 | 1823.2 | 2271055.5569 | 425140.5726 | 192848.4875 | 0 | 208791.2528
7031 | 1267.9631 | 1319.6665 | 1319.6665 | 1284.6432 | 1267.9631 | 1738.35 | 2328120.3488 | 456466.72 | 207058.376 | 0 | 331762.519
7032 | 849.9704 | 0 | 0 | 0 | 0 | 1712.3 | 0 | 0 | 0 | 1557995.688 | 0
7033 | 1104.8061 | 0 | 0 | 0 | 0 | 1573.7 | 0 | 0 | 0 | 1314719.2507 | 0
7034 | 738.0913 | 0 | 0 | 0 | 0 | 1670.3 | 0 | 0 | 0 | 878328.6136 | 0
7035 | 1162.2995 | 0 | 0 | 0 | 0 | 1660.7 | 0 | 0 | 0 | 1383136.4276 | 0
7036 | 1122.6757 | 0 | 0 | 0 | 0 | 1658.85 | 0 | 0 | 0 | 1335984.0485 | 0
7037 | 1184.8307 | 0 | 0 | 0 | 0 | 1583.75 | 0 | 0 | 0 | 1409948.5639 | 0
7038 | 1024.0045 | 0 | 0 | 0 | 0 | 1657.45 | 0 | 0 | 0 | 1218565.3812 | 0
7039 | 1256.0216 | 0 | 0 | 0 | 0 | 1496.5 | 0 | 0 | 0 | 2302287.5396 | 0
7040 | 1353.606 | 887.7368 | 887.7368 | 864.1768 | 864.1768 | 1492.45 | 1357596.2979 | 311103.6333 | 141120.0648 | 897123.7583 | 438612.9141
7041 | 1534.3568 | 865.714 | 865.714 | 842.7384 | 842.7384 | 1490.6 | 1327510.403 | 303385.8226 | 137619.1801 | 1267736.4626 | 429290.939
7042 | 1602.1427 | 1667.4733 | 1667.4733 | 1623.2194 | 1602.1427 | 1462.7 | 2480780.8268 | 576771.363 | 261629.8988 | 0 | 860831.2593
7043 | 1628.6013 | 1695.0101 | 1695.0101 | 1650.0255 | 1628.6013 | 1445.5 | 2497080.9304 | 586296.4698 | 265950.5931 | 0 | 903059.2545
7044 | 1636.1784 | 1733.1327 | 1702.8971 | 1687.1363 | 1636.1784 | 1433.9 | 2485602.044 | 589024.2218 | 267187.9317 | 0 | 926240.5888
7045 | 1876.1804 | 1952.6846 | 1952.6846 | 1900.8614 | 1876.1804 | 1421.7 | 2830856.6233 | 675424.9534 | 306380.2636 | 0 | 1084994.894
7046 | 1679.1101 | 1747.5787 | 1747.5787 | 1701.1989 | 1679.1101 | 1423.35 | 2530335.7466 | 604479.6202 | 274198.6721 | 0 | 968258.7815
7047 | 1605.5447 | 1671.014 | 1671.014 | 1626.6662 | 1605.5447 | 1341.7 | 2277020.8717 | 577996.0895 | 262185.4484 | 0 | 1056930.0714
7048 | 1427.7269 | 1056.5768 | 1056.5768 | 1028.5359 | 1028.5359 | 1324 | 1437605.9977 | 370272.9068 | 167959.9047 | 731717.1024 | 695290.2362
7049 | 1587.1934 | 650.5885 | 650.5885 | 633.3223 | 633.3223 | 1370.3 | 917446.1559 | 227996.0163 | 103421.5263 | 1748445.8099 | 398803.0318
7050 | 1493.7656 | 0 | 0 | 0 | 0 | 1733.65 | 0 | 0 | 0 | 2738072.3925 | 0
7051 | 1428.0124 | 1486.2417 | 1486.2417 | 1446.7977 | 1428.0124 | 1752.85 | 2647968.4936 | 514084.4554 | 233194.421 | 0 | 352933.1658
7052 | 1214.3544 | 1263.8715 | 1263.8715 | 1230.329 | 1214.3544 | 1707.4 | 2193378.6435 | 437167.5757 | 198304.0698 | 0 | 355319.9804
7053 | 1286.6096 | 1339.0738 | 1339.0738 | 1303.5355 | 1286.6096 | 1477.05 | 2009924.8037 | 463179.4661 | 210103.3523 | 0 | 672832.505
7054 | 1485.5058 | 1546.0802 | 1546.0802 | 1505.048 | 1485.5058 | 1486.35 | 2335132.6402 | 534782.0887 | 242583.0975 | 0 | 763030.0552
7055 | 1588.0616 | 1652.8181 | 1652.8181 | 1608.9532 | 1588.0616 | 1446.7 | 2429900.9047 | 571702.1911 | 259330.4661 | 0 | 878674.5065
7056 | 1464.5285 | 0 | 0 | 0 | 0 | 1494.25 | 0 | 0 | 0 | 2684480.6873 | 0
7057 | 943.9799 | 0 | 0 | 0 | 0 | 1582.1 | 0 | 0 | 0 | 1123336.0689 | 0
7058 | 1055.082 | 0 | 0 | 0 | 0 | 1584.1 | 0 | 0 | 0 | 1255547.6395 | 0
7059 | 1517.3603 | 0 | 0 | 0 | 0 | 1480.45 | 0 | 0 | 0 | 1805658.7177 | 0
7060 | 1184.8307 | 0 | 0 | 0 | 0 | 1473.45 | 0 | 0 | 0 | 1409948.5639 | 0
7061 | 1555.4302 | 0 | 0 | 0 | 0 | 1479.7 | 0 | 0 | 0 | 1850961.9832 | 0
7062 | 1419.4661 | 0 | 0 | 0 | 0 | 1580.55 | 0 | 0 | 0 | 1689164.6066 | 0
7063 | 1509.6793 | 0 | 0 | 0 | 0 | 1688.5 | 0 | 0 | 0 | 2767242.0872 | 0
7064 | 1222.5996 | 156.3819 | 156.3819 | 152.2316 | 152.2316 | 1610.2 | 259394.4273 | 54803.3854 | 24859.4246 | 1961984.5565 | 59339.8879
7065 | 1098.0623 | 1142.8374 | 1142.8374 | 1112.5072 | 1098.0623 | 1654.4 | 1924406.2063 | 395302.4172 | 179313.5687 | 0 | 379490.2272
7066 | 1450.0124 | 1509.1388 | 1509.1388 | 1469.0871 | 1450.0124 | 1671.9 | 2566052.1965 | 522004.4467 | 236787.0171 | 0 | 475748.9372
7067 | 1367.1296 | 1422.8772 | 1422.8772 | 1385.1148 | 1367.1296 | 1562.9 | 2268246.819 | 492166.6409 | 223252.2568 | 0 | 597572.0859
7068 | 1547.1005 | 1610.1858 | 1610.1858 | 1567.4523 | 1547.1005 | 1554.8 | 2557916.7219 | 556956.1764 | 252641.51 | 0 | 688768.92
7069 | 1876.2222 | 1952.7283 | 1952.7283 | 1900.904 | 1876.2222 | 1531.45 | 3052566.0852 | 675439.987 | 306387.083 | 0 | 879103.8181
7070 | 1289.5668 | 1342.1514 | 1342.1514 | 1306.5314 | 1289.5668 | 1510.1 | 2059092.4219 | 464244.0656 | 210586.2664 | 0 | 631758.3834
7071 | 1309.7799 | 363.9648 | 363.9648 | 354.3054 | 354.3054 | 1422.5 | 531582.4229 | 127549.9511 | 57858.075 | 1751384.6601 | 204611.3799
7072 | 1430.0072 | 151.1114 | 151.1114 | 147.101 | 147.101 | 1569.45 | 243807.1417 | 52956.3631 | 24021.5947 | 2351566.9848 | 63334.3392
7073 | 1378.6088 | 38.7929 | 38.7929 | 37.7633 | 37.7633 | 1868.95 | 74505.116 | 13594.7994 | 6166.7521 | 2457769.7801 | 4948.8846
7074 | 911.5146 | 0 | 0 | 0 | 0 | 1907.15 | 0 | 0 | 0 | 1670806.1824 | 0
7075 | 1308.9971 | 1362.3737 | 1362.3737 | 1326.217 | 1308.9971 | 1910.95 | 2638711.3369 | 471238.9564 | 213759.2266 | 0 | 116566.1828
7076 | 978.1652 | 1018.0514 | 1018.0514 | 991.0329 | 978.1652 | 1862.15 | 1922832.9185 | 352139.4611 | 159734.3722 | 0 | 134840.0452
7077 | 1111.0216 | 1156.3259 | 1156.3259 | 1125.6377 | 1111.0216 | 1845.45 | 2165470.7938 | 399967.7756 | 181429.8271 | 0 | 171708.3881
7078 | 1313.0255 | 1366.567 | 1366.567 | 1330.299 | 1313.0255 | 1811.2 | 2511770.8182 | 472689.1894 | 214417.0684 | 0 | 247899.2193
7079 | 1476.9595 | 1537.1847 | 1537.1847 | 1496.3886 | 1476.9595 | 1734.2 | 2707619.8386 | 531705.4135 | 241187.4834 | 0 | 392575.7022
7080 | 1488.6136 | 0 | 0 | 0 | 0 | 1702.6 | 0 | 0 | 0 | 2728628.6463 | 0
7081 | 1055.859 | 0 | 0 | 0 | 0 | 1682.1 | 0 | 0 | 0 | 1256472.1957 | 0
7082 | 1290.4943 | 0 | 0 | 0 | 0 | 1660.25 | 0 | 0 | 0 | 1535688.2384 | 0
7083 | 1036.4355 | 0 | 0 | 0 | 0 | 1670.45 | 0 | 0 | 0 | 1233358.2843 | 0
7084 | 1038.7663 | 0 | 0 | 0 | 0 | 1668.95 | 0 | 0 | 0 | 1236131.9541 | 0
7085 | 936.9874 | 0 | 0 | 0 | 0 | 1669.7 | 0 | 0 | 0 | 1115015.061 | 0
7086 | 1198.0387 | 0 | 0 | 0 | 0 | 1675.55 | 0 | 0 | 0 | 1425666.0233 | 0
7087 | 1205.407 | 63.0461 | 63.0461 | 61.3729 | 61.3729 | 1708.5 | 110974.686 | 22094.239 | 10022.1923 | 2097014.4613 | 17890.1963
7088 | 1106.8931 | 1152.0285 | 1152.0285 | 1121.4543 | 1106.8931 | 1738.7 | 2029867.3977 | 398481.5315 | 180755.6503 | 0 | 289231.1783
7089 | 1442.5236 | 1501.3445 | 1501.3445 | 1461.4996 | 1442.5236 | 1858.4 | 2830303.3805 | 519308.51 | 235564.1102 | 0 | 204261.3473
7090 | 1737.0055 | 1807.8345 | 1807.8345 | 1759.8556 | 1737.0055 | 1871.9 | 3431852.0942 | 625321.9969 | 283653.0058 | 0 | 222510.4106
7091 | 1443.4841 | 1502.3446 | 1502.3446 | 1462.4732 | 1443.4841 | 1872.4 | 2849112.1786 | 519654.2864 | 235720.9583 | 0 | 184188.5584
7092 | 1588.2695 | 1653.0335 | 1653.0335 | 1609.1629 | 1588.2695 | 1769.8 | 2965443.5363 | 571777.0103 | 259364.4049 | 0 | 365619.5238
7093 | 1786.2343 | 1859.0709 | 1859.0709 | 1809.7322 | 1786.2343 | 1539.95 | 2903314.5343 | 643044.3451 | 291692.0599 | 0 | 821756.9517
7094 | 1390.1667 | 1446.8536 | 1446.8536 | 1408.4548 | 1390.1667 | 1567.25 | 2301524.5581 | 500460.0289 | 227014.2298 | 0 | 601594.6598
7095 | 1677.3843 | 1745.7823 | 1745.7823 | 1699.4502 | 1677.3843 | 1801.8 | 3183386.7891 | 603858.3415 | 273916.8533 | 0 | 332457.5647
7096 | 1676.6695 | 1502.0876 | 1502.0876 | 1462.223 | 1462.223 | 1838.75 | 2831226.8044 | 526400.2766 | 238781.0144 | 393080.4498 | 235783.4572
7097 | 1553.3917 | 468.1487 | 468.1487 | 455.7243 | 455.7243 | 1871.95 | 898809.8783 | 164060.7393 | 74419.7743 | 2012024.4745 | 58355.4935
7098 | 1585.9659 | 0 | 0 | 0 | 0 | 1908.15 | 0 | 0 | 0 | 2907075.4049 | 0
7099 | 1572.7909 | 1636.9244 | 1636.9244 | 1593.4813 | 1572.7909 | 1910.95 | 3173514.1364 | 566204.7319 | 256836.7576 | 0 | 140057.0316
7100 | 1489.3905 | 1550.1225 | 1550.1225 | 1508.9831 | 1489.3905 | 1862.8 | 2927352.0971 | 536180.5775 | 243217.4675 | 0 | 204344.308
7101 | 1698.3869 | 1676.6383 | 1676.6383 | 1632.1413 | 1632.1413 | 1845.45 | 3176380.3627 | 587570.8558 | 266528.6688 | 225102.538 | 252247.4327
7102 | 1112.5755 | 1157.9422 | 1157.9422 | 1127.2111 | 1112.5755 | 1838.05 | 2154310.6518 | 400527.171 | 181683.5751 | 0 | 180181.5212
7103 | 1168.515 | 1216.1633 | 1216.1633 | 1183.887 | 1168.515 | 1762.7 | 2168882.107 | 420665.4086 | 190818.5034 | 0 | 277288.6095
7104 | 371.3765 | 0 | 0 | 0 | 0 | 1706.7 | 0 | 0 | 0 | 680733.0338 | 0
7105 | 116.5407 | 0 | 0 | 0 | 0 | 1561.1 | 0 | 0 | 0 | 138683.4652 | 0
7106 | 122.7562 | 0 | 0 | 0 | 0 | 1426.1 | 0 | 0 | 0 | 146079.9168 | 0
7107 | 114.9869 | 0 | 0 | 0 | 0 | 1243.85 | 0 | 0 | 0 | 136834.3525 | 0
7108 | 121.2024 | 0 | 0 | 0 | 0 | 1242.35 | 0 | 0 | 0 | 144230.8039 | 0
7109 | 123.5332 | 0 | 0 | 0 | 0 | 1447.55 | 0 | 0 | 0 | 147004.4733 | 0
7110 | 101.7789 | 0 | 0 | 0 | 0 | 1615.3 | 0 | 0 | 0 | 121116.893 | 0
7111 | 87.8474 | 0 | 0 | 0 | 0 | 1714.5 | 0 | 0 | 0 | 161024.3372 | 0
7112 | 176.3999 | 0 | 0 | 0 | 0 | 1712.7 | 0 | 0 | 0 | 323341.0704 | 0
7113 | 1266.3005 | 0 | 0 | 0 | 0 | 1829.4 | 0 | 0 | 0 | 2321128.7505 | 0
7114 | 1548.0484 | 0 | 0 | 0 | 0 | 1824.4 | 0 | 0 | 0 | 2837572.6329 | 0
7115 | 1673.0266 | 0 | 0 | 0 | 0 | 1777.9 | 0 | 0 | 0 | 3066657.8128 | 0
7116 | 1771.9988 | 535.8075 | 535.8075 | 521.5875 | 521.5875 | 1669.8 | 918893.1848 | 187771.4876 | 85175.2331 | 2292004.055 | 162507.5998
7117 | 1494.0026 | 1292.9393 | 1292.9393 | 1258.6254 | 1258.6254 | 1315.35 | 1746598.6169 | 453105.1483 | 205533.5298 | 431446.3712 | 861717.8882
7118 | 1420.6499 | 552.9699 | 552.9699 | 538.2944 | 538.2944 | 1331.65 | 756701.9635 | 193785.9818 | 87903.4745 | 1617357.6722 | 359769.0581
7119 | 1712.2377 | 1782.0576 | 1782.0576 | 1734.7627 | 1712.2377 | 1562.5 | 2827465.6681 | 616405.5824 | 279608.4211 | 0 | 749103.6875
7120 | 1677.291 | 1026.3006 | 1026.3006 | 999.0632 | 999.0632 | 1834.75 | 1934807.6821 | 359662.7409 | 163147.0155 | 1243191.7037 | 165095.1887
7121 | 1676.9667 | 11.4038 | 11.4038 | 11.1011 | 11.1011 | 1871.95 | 21912.2264 | 3996.4107 | 1812.8163 | 3053531.5295 | 1421.5011
7122 | 1398.5489 | 0 | 0 | 0 | 0 | 1908.15 | 0 | 0 | 0 | 2563540.2034 | 0
7123 | 1443.0422 | 648.3946 | 648.3946 | 631.1865 | 631.1865 | 1910.95 | 1271518.831 | 227227.1531 | 103072.7614 | 2758685.7013 | 56207.1611
7124 | 1379.0653 | 1435.2988 | 1435.2988 | 1397.2068 | 1379.0653 | 1862.3 | 2709667.8002 | 496463.4976 | 225201.3588 | 0 | 189897.2505
7125 | 1510.3678 | 1571.956 | 1571.956 | 1530.2371 | 1510.3678 | 1793.45 | 2861119.0083 | 543732.4166 | 246643.0657 | 0 | 311966.474
7126 | 1776.0807 | 1676.6383 | 1676.6383 | 1632.1413 | 1632.1413 | 1754.7 | 3023963.3854 | 587570.8558 | 266528.6688 | 489106.1349 | 400364.2526
7127 | 1299.0406 | 1352.0117 | 1352.0117 | 1316.1301 | 1299.0406 | 1734.2 | 2381455.1517 | 467654.6297 | 212133.3362 | 0 | 345285.0016
7128 | 1407.035 | 0 | 0 | 0 | 0 | 1602.1 | 0 | 0 | 0 | 2579095.2393 | 0
7129 | 1057.4129 | 0 | 0 | 0 | 0 | 1717.1 | 0 | 0 | 0 | 1258321.3082 | 0
7130 | 1358.0879 | 0 | 0 | 0 | 0 | 1722.6 | 0 | 0 | 0 | 1616124.6486 | 0
7131 | 1203.4772 | 0 | 0 | 0 | 0 | 1686.35 | 0 | 0 | 0 | 1432137.918 | 0
7132 | 1147.5377 | 0 | 0 | 0 | 0 | 1674.85 | 0 | 0 | 0 | 1365569.8547 | 0
7133 | 1421.0199 | 0 | 0 | 0 | 0 | 1685.6 | 0 | 0 | 0 | 1691013.7203 | 0
7134 | 1152.9763 | 0 | 0 | 0 | 0 | 1675.55 | 0 | 0 | 0 | 1372041.7494 | 0
7135 | 1150.6454 | 0 | 0 | 0 | 0 | 1708.5 | 0 | 0 | 0 | 2109133.1025 | 0
7136 | 1557.2327 | 0 | 0 | 0 | 0 | 1722.7 | 0 | 0 | 0 | 2854407.6033 | 0
7137 | 1562.9559 | 0 | 0 | 0 | 0 | 1604.1 | 0 | 0 | 0 | 2864898.084 | 0
7138 | 1484.153 | 0 | 0 | 0 | 0 | 1421.45 | 0 | 0 | 0 | 2720452.372 | 0
7139 | 1538.7348 | 1044.9503 | 1044.9503 | 1017.2179 | 1017.2179 | 766.8 | 825539.7958 | 366198.4426 | 166111.6824 | 955940.4993 | 1254433.1096
7140 | 1370.921 | 965.0166 | 965.0166 | 939.4056 | 939.4056 | 360.8 | 358628.8926 | 338185.9997 | 153404.9271 | 790967.8422 | 1534364.964
7141 | 1755.5239 | 0 | 0 | 0 | 0 | 342.95 | 0 | 0 | 0 | 3217875.25 | 0
7142 | 1535.2541 | 0 | 0 | 0 | 0 | 757.15 | 0 | 0 | 0 | 2814120.8111 | 0
7143 | 1077.4462 | 0 | 0 | 0 | 0 | 1576 | 0 | 0 | 0 | 1974958.9121 | 0
7144 | 1517.8449 | 0 | 0 | 0 | 0 | 1710.1 | 0 | 0 | 0 | 2782209.6687 | 0
7145 | 1251.0074 | 0 | 0 | 0 | 0 | 1857.95 | 0 | 0 | 0 | 2293096.577 | 0
7146 | 1642.0142 | 0 | 0 | 0 | 0 | 1907.65 | 0 | 0 | 0 | 3009811.9754 | 0
7147 | 1603.6198 | 1669.0105 | 1669.0105 | 1624.7159 | 1603.6198 | 1910.95 | 3222858.8854 | 577303.1384 | 261871.1181 | 0 | 142802.3458
7148 | 1352.6494 | 1407.8057 | 1407.8057 | 1370.4433 | 1352.6494 | 1862.8 | 2649198.48 | 486953.7743 | 220887.6426 | 0 | 185583.4428
7149 | 1404.7042 | 1461.9833 | 1461.9833 | 1423.1831 | 1404.7042 | 1791.45 | 2642068.7041 | 505693.5232 | 229388.2009 | 0 | 292951.0192
7150 | 1233.7778 | 1284.0875 | 1284.0875 | 1250.0085 | 1233.7778 | 1783.7 | 2312696.9552 | 444160.0192 | 201475.9198 | 0 | 266866.1448
7151 | 1466.0823 | 1525.8641 | 1525.8641 | 1485.3685 | 1466.0823 | 1760.2 | 2711094.8075 | 527789.6449 | 239411.2473 | 0 | 351566.4636
7152 | 1573.2998 | 0 | 0 | 0 | 0 | 1721.7 | 0 | 0 | 0 | 2883858.5627 | 0
7153 | 1475.4056 | 0 | 0 | 0 | 0 | 1722.6 | 0 | 0 | 0 | 2704418.4758 | 0
7154 | 1317.6872 | 0 | 0 | 0 | 0 | 1719.1 | 0 | 0 | 0 | 2415320.5551 | 0
7155 | 1793.9503 | 0 | 0 | 0 | 0 | 1692.95 | 0 | 0 | 0 | 3288310.8266 | 0
7156 | 1639.3396 | 0 | 0 | 0 | 0 | 1684.85 | 0 | 0 | 0 | 3004909.4171 | 0
7157 | 1427.2354 | 0 | 0 | 0 | 0 | 1685.6 | 0 | 0 | 0 | 2616122.5579 | 0
7158 | 1366.6343 | 0 | 0 | 0 | 0 | 1695.55 | 0 | 0 | 0 | 2505040.5986 | 0
7159 | 1260.9775 | 272.671 | 272.671 | 265.4345 | 265.4345 | 1737 | 483199.5403 | 95556.4164 | 43345.4522 | 1824830.2752 | 69809.2708
7160 | 331.6128 | 345.1351 | 345.1351 | 335.9754 | 331.6128 | 1747.7 | 606634.5975 | 119380.5916 | 54152.3628 | 0 | 83665.7076
7161 | 268.4554 | 279.4017 | 279.4017 | 271.9866 | 268.4554 | 1761.9 | 496658.3871 | 96643.9619 | 43838.7749 | 0 | 63919.1355
7162 | 276.049 | 287.3054 | 287.3054 | 279.6805 | 276.049 | 1562.1 | 453138.585 | 99377.6577 | 45078.8097 | 0 | 120881.8571
7163 | 261.2493 | 1067.0002 | 271.9029 | 1038.6826 | 261.2493 | 1341.3 | 368807.6823 | 94049.7653 | 42662.0185 | 0 | 172084.9455
7164 | 324.2289 | 1641.3487 | 337.45 | 1597.7882 | 324.2289 | 847 | 288608.5431 | 116722.4141 | 52946.584 | 0 | 373835.9541
7165 | 205.8624 | 2747.9671 | 214.2564 | 2675.0376 | 205.8624 | 342.95 | 74244.6561 | 74110.4627 | 33617.3293 | 0 | 341124.2838
7166 | 205.1622 | 2403.2494 | 213.5289 | 2339.4684 | 205.1622 | 1225.65 | 264415.4096 | 73858.3851 | 33502.9841 | 0 | 158867.3346
7167 | 333.7513 | 2375.8488 | 347.3603 | 2312.7951 | 333.7513 | 1500.65 | 527663.2692 | 120150.4596 | 54501.5835 | 0 | 166658.7
7168 | 381.8331 | 1218.76 | 397.4029 | 1186.4148 | 381.8331 | 1720.1 | 691130.4572 | 137459.9042 | 62353.3399 | 0 | 106875.0755
7169 | 308.0162 | 633.6884 | 320.5769 | 616.8707 | 308.0162 | 1898.35 | 613581.5753 | 110885.8214 | 50299.0407 | 0 | 31309.8437
7170 | 338.7742 | 352.5881 | 352.5881 | 343.2306 | 338.7742 | 1908.65 | 677336.9169 | 121958.7056 | 55321.8239 | 0 | 30947.0049
7171 | 273.5706 | 284.7263 | 284.7263 | 277.1699 | 273.5706 | 1910.95 | 548181.0481 | 98485.4219 | 44674.0817 | 0 | 24361.4634
7172 | 258.7204 | 269.2698 | 269.2698 | 262.1235 | 258.7204 | 1863.3 | 505165.0275 | 93139.3491 | 42249.0436 | 0 | 35367.024
7173 | 300.6751 | 312.9356 | 312.9356 | 304.6304 | 300.6751 | 1845.45 | 581700.4268 | 108243.0274 | 49100.2399 | 0 | 46469.3212
7174 | 283.5824 | 295.1456 | 295.1456 | 287.3126 | 283.5824 | 1838.05 | 546101.4547 | 102089.677 | 46309.0118 | 0 | 45926.1049
7175 | 236.1892 | 245.82 | 245.82 | 239.2961 | 236.1892 | 1789.7 | 443529.621 | 85028.1145 | 38569.6975 | 0 | 49670.5467
7176 | 135.1872 | 140.6995 | 140.6995 | 136.9654 | 135.1872 | 1734.2 | 246047.1512 | 48667.4077 | 22076.0769 | 0 | 35932.7046
7177 | 138.295 | 143.9342 | 143.9342 | 140.1143 | 138.295 | 1759.2 | 256112.8629 | 49786.1986 | 22583.5729 | 0 | 33301.4351
7178 | 120.4254 | 125.3355 | 125.3355 | 122.0092 | 120.4254 | 1760.85 | 222514.8106 | 43353.1505 | 19665.4708 | 0 | 28799.6388
7179 | 114.9869 | 119.6758 | 119.6758 | 116.4997 | 114.9869 | 1736.15 | 209819.9921 | 41395.2663 | 18777.3527 | 0 | 30339.2806
7180 | 111.8791 | 116.4411 | 116.4411 | 113.3508 | 111.8791 | 1730.95 | 203501.9022 | 40276.4753 | 18269.8567 | 0 | 30101.0449
7181 | 98.6711 | 102.6945 | 102.6945 | 99.969 | 98.6711 | 1731.35 | 179555.2598 | 35521.6136 | 16112.9986 | 0 | 26507.9641
7182 | 96.3403 | 100.2684 | 100.2684 | 97.6074 | 96.3403 | 1736.15 | 175950.0417 | 34682.5204 | 15732.3766 | 0 | 25419.309
7183 | 79.4371 | 82.6762 | 82.6762 | 80.482 | 79.4371 | 1787.1 | 149305.4902 | 28597.3463 | 12972.074 | 0 | 16912.1373
7184 | 86.9093 | 90.4529 | 90.4529 | 88.0523 | 86.9093 | 1769.45 | 161249.5098 | 31287.3394 | 14192.2848 | 0 | 20036.8699
7185 | 86.5519 | 1649.3471 | 90.0813 | 1605.5743 | 86.5519 | 1844.9 | 167609.2261 | 31158.6784 | 14133.9227 | 0 | 13424.1973
7186 | 85.5428 | 3356.3605 | 89.0312 | 3267.2845 | 85.5428 | 1827.35 | 164084.1551 | 30795.421 | 13969.1451 | 0 | 14768.9706
7187 | 82.0117 | 2143.5943 | 85.3562 | 2086.7045 | 82.0117 | 1777.6 | 153056.8875 | 29524.1947 | 13392.5028 | 0 | 18239.3914
7188 | 89.4741 | 2249.587 | 93.1225 | 2189.8842 | 89.4741 | 1603.55 | 150813.6484 | 32210.6916 | 14611.1276 | 0 | 35472.0241
7189 | 85.7196 | 2615.4367 | 89.2143 | 2546.0244 | 85.7196 | 1482.15 | 133871.8961 | 30859.0522 | 13998.009 | 0 | 44389.8894
7190 | 90.0355 | 2989.0131 | 93.7074 | 2909.6863 | 90.0355 | 1523.85 | 144491.8325 | 32412.7732 | 14702.7941 | 0 | 42870.3943
7191 | 84.2988 | 451.5535 | 87.7364 | 439.5695 | 84.2988 | 1618.35 | 143687.383 | 30347.555 | 13765.9881 | 0 | 32172.6232
7192 | 95.4148 | 971.2061 | 99.3057 | 945.4308 | 95.4148 | 1797.1 | 180282.8357 | 34349.3305 | 15581.238 | 0 | 19359.6643
7193 | 85.638 | 98.9539 | 89.13 | 96.3278 | 85.638 | 1880 | 169202.82 | 30829.684 | 13984.6872 | 0 | 10276.5613
7194 | 92.1604 | 95.918 | 95.918 | 93.3724 | 92.1604 | 1880.8 | 182108.6569 | 33177.7465 | 15049.7945 | 0 | 10985.472
7195 | 99.1266 | 103.1691 | 103.1691 | 100.431 | 99.1266 | 1882.05 | 196148.1948 | 35685.5864 | 16187.3785 | 0 | 11691.9859
7196 | 101.7789 | 105.9292 | 105.9292 | 103.1179 | 101.7789 | 1841.9 | 197102.6921 | 36640.4046 | 16620.4946 | 0 | 16091.2444
7197 | 100.225 | 104.3119 | 104.3119 | 101.5435 | 100.225 | 1829.45 | 192875.1109 | 36081.0091 | 16366.7466 | 0 | 17093.3737
7198 | 107.9944 | 112.3976 | 112.3976 | 109.4147 | 107.9944 | 1824.2 | 207598.407 | 38877.9866 | 17635.4867 | 0 | 18985.3452
7199 | 98.6711 | 102.6945 | 102.6945 | 99.969 | 98.6711 | 1804.85 | 188174.916 | 35521.6136 | 16112.9986 | 0 | 19255.6456
7200 | 104.1097 | 108.3553 | 108.3553 | 105.4796 | 104.1097 | 1747.3 | 192394.3328 | 37479.4978 | 17001.1167 | 0 | 26308.5253
7201 | 94.0095 | 97.8434 | 97.8434 | 95.2467 | 94.0095 | 1499.5 | 148889.229 | 33843.4272 | 15351.7546 | 0 | 47051.7647
7202 | 100.225 | 104.3119 | 104.3119 | 101.5435 | 100.225 | 1724.4 | 182743.7993 | 36081.0091 | 16366.7466 | 0 | 27622.01
7203 | 97.1173 | 101.0771 | 101.0771 | 98.3946 | 97.1173 | 1711.2 | 175834.7406 | 34962.2181 | 15859.2506 | 0 | 28047.3896
7204 | 98.6711 | 102.6945 | 102.6945 | 99.969 | 98.6711 | 1645 | 171669.4719 | 35521.6136 | 16112.9986 | 0 | 35028.205
7205 | 93.2326 | 97.0347 | 97.0347 | 94.4595 | 93.2326 | 1495.2 | 147606.3575 | 33563.7294 | 15224.8806 | 0 | 47063.8072
7206 | 98.6711 | 102.6945 | 102.6945 | 99.969 | 98.6711 | 1494.8 | 156359.456 | 35521.6136 | 16112.9986 | 0 | 49848.5892
7207 | 88.0252 | 91.6144 | 91.6144 | 89.183 | 88.0252 | 1231.9 | 114777.3587 | 31689.0553 | 14374.5076 | 0 | 67612.0025
7208 | 138.2668 | 210.9842 | 143.9051 | 205.3848 | 138.2668 | 1239.35 | 180258.6724 | 49776.0596 | 22578.9737 | 0 | 105172.6659
7209 | 851.5291 | 2313.7644 | 886.2516 | 2252.3584 | 851.5291 | 1183.15 | 1055665.937 | 306550.4768 | 139054.7024 | 0 | 695571.5471
7210 | 1151.9371 | 3226.2197 | 1198.9093 | 3140.5976 | 1151.9371 | 1270.4 | 1528725.956 | 414697.3582 | 188111.3294 | 0 | 840453.3125
7211 | 1368.5727 | 3637.6023 | 1424.379 | 3541.0623 | 1368.5727 | 1372.15 | 1964839.8938 | 492686.1796 | 223487.9253 | 0 | 859258.3829
7212 | 1597.6423 | 3081.5642 | 1662.7887 | 2999.7812 | 1597.6423 | 1440.25 | 2405876.3546 | 575151.214 | 260894.9812 | 0 | 894280.2556
7213 | 1506.7813 | 2714.375 | 1568.2237 | 2642.337 | 1506.7813 | 1341.9 | 2109319.9293 | 542441.2619 | 246057.3835 | 0 | 991612.7623
7214 | 1412.897 | 2423.8817 | 1470.5104 | 2359.5532 | 1412.897 | 1129.2 | 1665418.3961 | 508642.9358 | 230726.0873 | 0 | 1230350.7459
7215 | 1414.7093 | 1626.3438 | 1472.3963 | 1583.1816 | 1414.7093 | 1261.9 | 1867635.3807 | 509295.3307 | 231022.0209 | 0 | 1044196.8989
7216 | 1584.3586 | 925.4504 | 925.4504 | 900.8894 | 900.8894 | 1226.25 | 1157998.0524 | 324320.2016 | 147115.247 | 1252798.8807 | 697063.2111
7217 | 1584.5198 | 324.2342 | 324.2342 | 315.6292 | 315.6292 | 1371.45 | 454214.2175 | 113626.5247 | 51542.2541 | 2325876.3595 | 198388.7558
7218 | 1715.024 | 0 | 0 | 0 | 0 | 1759.65 | 0 | 0 | 0 | 3143639.0342 | 0
7219 | 1680.964 | 866.3259 | 866.3259 | 843.3341 | 843.3341 | 1799.05 | 1594771.8521 | 303600.2873 | 137716.4637 | 2846266.3783 | 169467.9937
7220 | 1793.1733 | 1676.6383 | 1676.6383 | 1632.1413 | 1632.1413 | 1729.9 | 2972786.8087 | 587570.8558 | 266528.6688 | 547186.9256 | 440841.356
7221 | 1675.8557 | 1676.6383 | 1676.6383 | 1632.1413 | 1632.1413 | 1548.9 | 2665194.6751 | 587570.8558 | 266528.6688 | 148541.4966 | 736258.9252
7222 | 1509.5909 | 1571.1473 | 1571.1473 | 1529.4499 | 1509.5909 | 1438.2 | 2291765.9423 | 543452.7186 | 246516.1915 | 0 | 848088.1592
7223 | 1940.7916 | 1676.6383 | 1676.6383 | 1632.1413 | 1632.1413 | 1446.2 | 2492485.5788 | 587570.8558 | 266528.6688 | 1048793.7527 | 903879.8332
7224 | 1651.7706 | 0 | 0 | 0 | 0 | 1307.45 | 0 | 0 | 0 | 3027695.4603 | 0
7225 | 1884.852 | 0 | 0 | 0 | 0 | 1368.8 | 0 | 0 | 0 | 2242973.9121 | 0
7226 | 1574.8537 | 0 | 0 | 0 | 0 | 1312.8 | 0 | 0 | 0 | 1874075.8947 | 0
7227 | 1236.1086 | 0 | 0 | 0 | 0 | 1243.85 | 0 | 0 | 0 | 1470969.2887 | 0
7228 | 1240.7703 | 0 | 0 | 0 | 0 | 1154.05 | 0 | 0 | 0 | 1476516.6272 | 0
7229 | 1692.1714 | 0 | 0 | 0 | 0 | 1066.5 | 0 | 0 | 0 | 2013683.916 | 0
7230 | 1647.1089 | 0 | 0 | 0 | 0 | 1248.95 | 0 | 0 | 0 | 1960059.6434 | 0
7231 | 1061.519 | 0 | 0 | 0 | 0 | 1261.9 | 0 | 0 | 0 | 1945764.294 | 0
7232 | 1120.1186 | 276.5323 | 276.5323 | 269.1933 | 269.1933 | 1426.75 | 403221.8065 | 96909.5864 | 43959.2652 | 1559746.0355 | 154315.0566
7233 | 1674.4572 | 1742.736 | 1742.736 | 1696.4847 | 1674.4572 | 1809.3 | 3185880.1801 | 602804.5801 | 273438.8554 | 0 | 319318.9499
7234 | 2076.6159 | 2161.2937 | 2161.2937 | 2103.9342 | 2076.6159 | 1869.9 | 4079555.3432 | 747581.7272 | 339111.3779 | 0 | 270167.7298
7235 | 1845.2748 | 1920.5194 | 1920.5194 | 1869.5499 | 1845.2748 | 1876.9 | 3638357.3501 | 664298.9266 | 301333.3742 | 0 | 227153.3274
7236 | 2071.6969 | 2156.1742 | 2156.1742 | 2098.9505 | 2071.6969 | 1864.3 | 4060094.8382 | 745810.8908 | 338308.1069 | 0 | 281129.2719
7237 | 1651.0189 | 1718.3423 | 1718.3423 | 1672.7384 | 1651.0189 | 1641.45 | 2845528.1217 | 594366.7986 | 269611.3839 | 0 | 591972.8212
7238 | 1496.2674 | 1557.28 | 1557.28 | 1515.9506 | 1496.2674 | 1531.1 | 2402484.8836 | 538656.2521 | 244340.461 | 0 | 701599.5963
7239 | 1315.4865 | 213.6101 | 213.6101 | 207.941 | 207.941 | 1827.8 | 398636.2944 | 74858.751 | 33956.7612 | 2030130.9053 | 35807.4359
7240 | 1605.1611 | 1038.6567 | 1038.6567 | 1011.0913 | 1011.0913 | 1862.75 | 1974647.0666 | 363992.8849 | 165111.217 | 1088929.8205 | 138772.2874
7241 | 1758.8346 | 504.8444 | 504.8444 | 491.4461 | 491.4461 | 1899.95 | 978897.8886 | 176920.596 | 80253.1481 | 2323123.1132 | 49169.1823
7242 | 1473.3059 | 0 | 0 | 0 | 0 | 1908.65 | 0 | 0 | 0 | 2700569.7697 | 0
7243 | 1812.4967 | 760.8339 | 760.8339 | 740.6417 | 740.6417 | 1910.95 | 1485953.5669 | 266631.0261 | 120946.796 | 3642163.3097 | 65954.1469
7244 | 1695.2791 | 1676.6383 | 1676.6383 | 1632.1413 | 1632.1413 | 1863.8 | 3195374.9212 | 587570.8558 | 266528.6688 | 214542.3967 | 222297.6405
7245 | 1998.285 | 1676.6383 | 1676.6383 | 1632.1413 | 1632.1413 | 1846.95 | 3168945.8784 | 587570.8558 | 266528.6688 | 1244156.4109 | 249799.2208
7246 | 1626.9086 | 1676.6383 | 1676.6383 | 1632.1413 | 1626.9086 | 1838.7 | 3145620.313 | 585687.0784 | 265674.1664 | 0 | 262420.3493
7247 | 1615.2545 | 1676.6383 | 1676.6383 | 1632.1413 | 1615.2545 | 1810.7 | 3078111.4999 | 581491.6121 | 263771.0563 | 0 | 305767.5822
7248 | 1388.3885 | 0 | 0 | 0 | 0 | 1534.85 | 0 | 0 | 0 | 2544916.1737 | 0
7249 | 1436.5587 | 0 | 0 | 0 | 0 | 1255.5 | 0 | 0 | 0 | 1709504.8482 | 0
7250 | 1567.0843 | 0 | 0 | 0 | 0 | 1247.5 | 0 | 0 | 0 | 1864830.3301 | 0
7251 | 991.3731 | 0 | 0 | 0 | 0 | 1309.15 | 0 | 0 | 0 | 1179734.0114 | 0
7252 | 1218.2391 | 0 | 0 | 0 | 0 | 1242.35 | 0 | 0 | 0 | 1449704.4909 | 0
7253 | 1230.6701 | 0 | 0 | 0 | 0 | 1469.9 | 0 | 0 | 0 | 1464497.394 | 0
7254 | 1351.8724 | 0 | 0 | 0 | 0 | 1728.95 | 0 | 0 | 0 | 1608728.1976 | 0
7255 | 1256.2333 | 0 | 0 | 0 | 0 | 1786 | 0 | 0 | 0 | 2302675.6151 | 0
7256 | 631.5235 | 0 | 0 | 0 | 0 | 1816.7 | 0 | 0 | 0 | 1157582.6074 | 0
7257 | 1426.3624 | 0 | 0 | 0 | 0 | 1846.9 | 0 | 0 | 0 | 2614522.1949 | 0
7258 | 1434.29 | 830.5711 | 830.5711 | 808.5282 | 808.5282 | 1562.1 | 1330499.5167 | 291070.1519 | 132032.655 | 1147021.4479 | 349005.8621
7259 | 1329.046 | 734.2545 | 734.2545 | 714.7678 | 714.7678 | 1519.75 | 1141986.8573 | 257316.4019 | 116721.579 | 1125971.955 | 334919.6265
7260 | 1071.6104 | 676.2239 | 676.2239 | 658.2773 | 658.2773 | 1432.15 | 989399.5656 | 236979.825 | 107496.6817 | 757639.6571 | 361930.5545
7261 | 1688.5431 | 300.8063 | 300.8063 | 292.8231 | 292.8231 | 1328.15 | 408428.6974 | 105416.3206 | 47818.0143 | 2558354.6575 | 167362.5379
7262 | 1314.6289 | 690.0152 | 690.0152 | 671.7026 | 671.7026 | 1558.45 | 1100498.5133 | 241812.9398 | 109689.0363 | 1178483.9472 | 232689.7852
7263 | 1623.5803 | 767.4355 | 767.4355 | 747.0682 | 747.0682 | 1848.3 | 1448345.1847 | 268944.5456 | 121996.2342 | 1606646.7888 | 113330.2433
7264 | 1596.3166 | 314.0461 | 314.0461 | 305.7115 | 305.7115 | 1884.25 | 604445.9746 | 110056.1254 | 49922.6813 | 2365679.2409 | 35386.1014
7265 | 1509.3432 | 237.5344 | 237.5344 | 231.2304 | 231.2304 | 1898.45 | 460912.9638 | 83242.934 | 37759.9198 | 2342780.8793 | 23481.4443
7266 | 1577.5497 | 0 | 0 | 0 | 0 | 1908.65 | 0 | 0 | 0 | 2891648.5414 | 0
7267 | 1551.363 | 1188.0894 | 1188.0894 | 1156.5581 | 1156.5581 | 1910.95 | 2324316.3386 | 416360.9291 | 188865.9437 | 1341546.8146 | 102991.502
7268 | 1267.9631 | 1319.6665 | 1319.6665 | 1284.6432 | 1267.9631 | 1863.8 | 2486083.4162 | 456466.72 | 207058.376 | 0 | 172696.5606
7269 | 1587.2847 | 1652.0094 | 1652.0094 | 1608.166 | 1587.2847 | 1846.95 | 3082495.6595 | 571422.4934 | 259203.5922 | 0 | 242933.9239
7270 | 1797.835 | 1676.6383 | 1676.6383 | 1632.1413 | 1632.1413 | 1838.2 | 3156545.9693 | 587570.8558 | 266528.6688 | 563027.141 | 264080.4569
7271 | 1567.0843 | 1630.9847 | 1630.9847 | 1587.6992 | 1567.0843 | 1790.7 | 2957915.5252 | 564150.352 | 255904.868 | 0 | 327990.6812
7272 | 1323.9027 | 0 | 0 | 0 | 0 | 1410.75 | 0 | 0 | 0 | 2426713.5758 | 0
7273 | 1209.6927 | 0 | 0 | 0 | 0 | 1634.6 | 0 | 0 | 0 | 1439534.3701 | 0
7274 | 1199.5926 | 0 | 0 | 0 | 0 | 1428.1 | 0 | 0 | 0 | 1427515.1357 | 0
7275 | 1285.8327 | 0 | 0 | 0 | 0 | 1330.45 | 0 | 0 | 0 | 1530140.8999 | 0
7276 | 1353.4263 | 0 | 0 | 0 | 0 | 1507.1 | 0 | 0 | 0 | 1610577.3101 | 0
7277 | 1157.6379 | 0 | 0 | 0 | 0 | 1681.5 | 0 | 0 | 0 | 1377589.0891 | 0
7278 | 1076.0594 | 0 | 0 | 0 | 0 | 1706.45 | 0 | 0 | 0 | 1280510.6634 | 0
7279 | 1040.5708 | 0 | 0 | 0 | 0 | 1786 | 0 | 0 | 0 | 1907366.2526 | 0
7280 | 680.187 | 0 | 0 | 0 | 0 | 1765.7 | 0 | 0 | 0 | 1246782.8451 | 0
7281 | 1145.7167 | 668.9988 | 668.9988 | 651.244 | 651.244 | 1803.4 | 1236813.4933 | 234447.8287 | 106348.1401 | 906368.597 | 128034.5643
7282 | 1580.9303 | 1178.6558 | 1178.6558 | 1147.3749 | 1147.3749 | 1753.95 | 2117393.795 | 413054.9633 | 187366.3209 | 794707.0883 | 282311.5937
7283 | 1460.9439 | 1520.5166 | 1520.5166 | 1480.1629 | 1460.9439 | 1622.6 | 2492305.7573 | 525939.7939 | 238572.1343 | 0 | 551360.2173
7284 | 1561.3107 | 1624.9752 | 1624.9752 | 1581.8493 | 1561.3107 | 1587.15 | 2611765.3644 | 562071.848 | 254962.0355 | 0 | 644587.118
7285 | 1658.8698 | 1726.5134 | 1726.5134 | 1680.6927 | 1658.8698 | 1380.65 | 2409070.4396 | 597193.1442 | 270893.4457 | 0 | 1027421.0385
7286 | 1697.236 | 1358.4187 | 1358.4187 | 1322.3671 | 1322.3671 | 1331.65 | 1846903.9001 | 476052.1396 | 215942.54 | 687134.8209 | 883804.0209
7287 | 1609.0448 | 1674.6567 | 1674.6567 | 1630.2122 | 1609.0448 | 1435.35 | 2425044.145 | 579256.128 | 262757.0158 | 0 | 908547.1463
7288 | 1884.7238 | 191.5061 | 191.5061 | 186.4236 | 186.4236 | 1737.75 | 340582.0486 | 67112.491 | 30442.9716 | 3112984.351 | 48889.5854
7289 | 1429.3409 | 367.0809 | 367.0809 | 357.3388 | 357.3388 | 1894.45 | 712426.3214 | 128641.9702 | 58353.427 | 1964979.9132 | 37717.111
7290 | 1778.5902 | 0 | 0 | 0 | 0 | 1908.65 | 0 | 0 | 0 | 3260155.8219 | 0
7291 | 1691.5158 | 1090.3136 | 1090.3136 | 1061.3773 | 1061.3773 | 1910.95 | 2132635.2566 | 382095.8195 | 173322.9092 | 2141210.7579 | 94515.6465
7292 | 1294.379 | 1347.1596 | 1347.1596 | 1311.4067 | 1294.379 | 1863.8 | 2535418.6545 | 465976.4432 | 211372.0922 | 0 | 176294.4198
7293 | 1858.4361 | 1676.6383 | 1676.6383 | 1632.1413 | 1632.1413 | 1847.45 | 3169422.1912 | 587570.8558 | 266528.6688 | 768949.9438 | 248983.1502
7294 | 1860.7669 | 1676.6383 | 1676.6383 | 1632.1413 | 1632.1413 | 1839.7 | 3155141.1979 | 587570.8558 | 266528.6688 | 776870.0498 | 261632.245
7295 | 1745.7801 | 1676.6383 | 1676.6383 | 1632.1413 | 1632.1413 | 1821.2 | 3120985.6892 | 587570.8558 | 266528.6688 | 386144.7301 | 291826.8584
7296 | 1270.2939 | 0 | 0 | 0 | 0 | 1798.2 | 0 | 0 | 0 | 2328448.7664 | 0
7297 | 979.2 | 0 | 0 | 0 | 0 | 1761.45 | 0 | 0 | 0 | 1165248 | 0
7298 | 1126.4 | 0 | 0 | 0 | 0 | 1685.9 | 0 | 0 | 0 | 1340416 | 0
7299 | 942.4 | 0 | 0 | 0 | 0 | 1682.25 | 0 | 0 | 0 | 1121456 | 0
7300 | 1153.6 | 0 | 0 | 0 | 0 | 1697.35 | 0 | 0 | 0 | 1372784 | 0
7301 | 813.6 | 0 | 0 | 0 | 0 | 1717.2 | 0 | 0 | 0 | 968184 | 0
7302 | 752.8 | 0 | 0 | 0 | 0 | 1726.55 | 0 | 0 | 0 | 895832 | 0
7303 | 972.165 | 308.6413 | 308.6413 | 300.4501 | 300.4501 | 1764 | 556384.6894 | 108162.0521 | 49063.5086 | 1231253.3295 | 70906.2342
7304 | 714.13 | 477.804 | 477.804 | 465.1233 | 465.1233 | 1768.7 | 863101.6884 | 167444.3938 | 75954.6375 | 456429.2515 | 107583.023
7305 | 999.303 | 1040.0514 | 1040.0514 | 1012.449 | 999.303 | 1801.4 | 1890845.9316 | 359749.08 | 163186.1799 | 0 | 198461.5758
7306 | 1215.461 | 1265.0236 | 1265.0236 | 1231.4506 | 1215.461 | 1711.75 | 2187437.4127 | 437565.96 | 198484.7813 | 0 | 350356.6333
7307 | 1450.762 | 1925.0208 | 1509.9205 | 1873.9318 | 1450.762 | 1701.15 | 2593928.431 | 522274.32 | 236909.4346 | 0 | 433560.2237
7308 | 1203.09 | 1524.4591 | 1252.1482 | 1484.0008 | 1203.09 | 1685.7 | 2131833.3621 | 433112.4 | 196464.597 | 0 | 378131.187
7309 | 1458.605 | 1518.0822 | 1518.0822 | 1477.7932 | 1458.605 | 1596.65 | 2450418.8795 | 525097.8 | 238190.1965 | 0 | 588328.3268
7310 | 1394.271 | 1451.1249 | 1451.1249 | 1412.6128 | 1394.271 | 1558.45 | 2278678.0969 | 501937.56 | 227684.4543 | 0 | 615640.36
7311 | 1158.39 | 1205.6254 | 1205.6254 | 1173.6288 | 1158.39 | 1806.7 | 2196023.9572 | 417020.4 | 189165.087 | 0 | 223916.787
7312 | 1214.189 | 1263.6997 | 1263.6997 | 1230.1618 | 1214.189 | 1860.75 | 2369596.618 | 437108.04 | 198277.0637 | 0 | 169075.8183
7313 | 1159.956 | 588.3303 | 588.3303 | 572.7163 | 572.7163 | 1899.45 | 1140656.8206 | 206177.8823 | 93524.5783 | 1076410.2971 | 57586.628
7314 | 1375.523 | 0 | 0 | 0 | 0 | 1908.65 | 0 | 0 | 0 | 2521333.659 | 0
7315 | 1310.4 | 1363.8339 | 1363.8339 | 1327.6385 | 1310.4 | 1910.95 | 2630410.6796 | 471744 | 213988.32 | 0 | 116691.12
7316 | 1376 | 1432.1089 | 1432.1089 | 1394.1015 | 1376 | 1863.8 | 2689030.2047 | 495360 | 224700.8 | 0 | 187411.2
7317 | 1444 | 1502.8817 | 1502.8817 | 1462.996 | 1444 | 1847.45 | 2795963.8246 | 519840 | 235805.2 | 0 | 220282.2
7318 | 890.4 | 926.7077 | 926.7077 | 902.1133 | 890.4 | 1839.7 | 1717465.4842 | 320544 | 145402.32 | 0 | 142731.12
7319 | 1152 | 1198.9749 | 1198.9749 | 1167.1547 | 1152 | 1821.7 | 2203881.4239 | 414720 | 188121.6 | 0 | 205401.6
7320 | 1338.4 | 0 | 0 | 0 | 0 | 1806.65 | 0 | 0 | 0 | 2453287.2 | 0
7321 | 1149.6 | 0 | 0 | 0 | 0 | 1788.85 | 0 | 0 | 0 | 2107216.8 | 0
7322 | 1115.2 | 0 | 0 | 0 | 0 | 1631.35 | 0 | 0 | 0 | 2044161.6 | 0
7323 | 995.2 | 0 | 0 | 0 | 0 | 1563.95 | 0 | 0 | 0 | 1824201.6 | 0
7324 | 1403.2 | 0 | 0 | 0 | 0 | 1563.1 | 0 | 0 | 0 | 2572065.6 | 0
7325 | 927.2 | 0 | 0 | 0 | 0 | 1564.5 | 0 | 0 | 0 | 1699557.6 | 0
7326 | 899.2 | 0 | 0 | 0 | 0 | 1738.2 | 0 | 0 | 0 | 1648233.6 | 0
7327 | 729.6 | 470.4956 | 470.4956 | 458.0089 | 458.0089 | 1775.2 | 853055.014 | 164883.2187 | 74792.86 | 497826.4116 | 102960.4099
7328 | 1140.583 | 1187.0923 | 1187.0923 | 1155.5875 | 1140.583 | 1696.35 | 2030373.9964 | 410609.88 | 186257.2039 | 0 | 346338.028
7329 | 1125.237 | 1171.1206 | 1171.1206 | 1140.0397 | 1125.237 | 1704.8 | 2013070.71 | 405085.32 | 183751.2021 | 0 | 332169.9624
7330 | 1053.168 | 1096.1128 | 1096.1128 | 1067.0226 | 1053.168 | 1650.75 | 1823330.4643 | 379140.48 | 171982.3344 | 0 | 367818.924
7331 | 1214.887 | 1264.4262 | 1264.4262 | 1230.869 | 1214.887 | 1545.7 | 1969530.3044 | 437359.32 | 198391.0471 | 0 | 551923.1641
7332 | 1367.312 | 1501.3798 | 1423.0676 | 1461.534 | 1367.312 | 1487 | 2131363.9458 | 492232.32 | 223282.0496 | 0 | 701431.056
7333 | 1412.702 | 1470.3075 | 1470.3075 | 1431.2863 | 1412.702 | 1448.5 | 2145503.8053 | 508572.72 | 230694.2366 | 0 | 779105.153
7334 | 992.147 | 1032.6036 | 1032.6036 | 1005.1988 | 992.147 | 1600.55 | 1669000.9954 | 357172.92 | 162017.6051 | 0 | 396313.1191
7335 | 979.152 | 1019.0787 | 1019.0787 | 992.0329 | 979.152 | 1622.6 | 1671574.5747 | 352494.72 | 159895.5216 | 0 | 369531.9648
7336 | 1263.475 | 1137.8729 | 1137.8729 | 1107.6744 | 1107.6744 | 1884.75 | 2191154.3794 | 398762.789 | 180883.2318 | 285582.4745 | 127659.4762
7337 | 1350.183 | 653.536 | 653.536 | 636.1915 | 636.1915 | 1900.75 | 1268552.3041 | 229028.9482 | 103890.0757 | 1308746.3778 | 63142.0086
7338 | 1374.738 | 77.3963 | 77.3963 | 75.3423 | 75.3423 | 1913.4 | 151262.9656 | 27123.2169 | 12303.3925 | 2381792.3747 | 6524.6405
7339 | 1219.2 | 1268.9151 | 1268.9151 | 1235.2388 | 1219.2 | 1913.15 | 2452657.618 | 438912 | 199095.36 | 0 | 105887.52
7340 | 1216 | 1265.5846 | 1265.5846 | 1231.9967 | 1216 | 1864.5 | 2385271.7625 | 437760 | 198572.8 | 0 | 164768
7341 | 1084.8 | 1129.0347 | 1129.0347 | 1099.0707 | 1084.8 | 1845 | 2103791.1336 | 390528 | 177147.84 | 0 | 168144
7342 | 1232 | 1282.237 | 1282.237 | 1248.2071 | 1232 | 1837.85 | 2376216.6393 | 443520 | 201185.6 | 0 | 199768.8
7343 | 838.4 | 872.5873 | 872.5873 | 849.4293 | 838.4 | 1821.1 | 1605170.8898 | 301824 | 136910.72 | 0 | 149989.76
7344 | 932 | 970.004 | 970.004 | 944.2606 | 932 | 1807.2 | 1773899.1354 | 335520 | 152195.6 | 0 | 179689.6
7345 | 870.547 | 0 | 0 | 0 | 0 | 1439.25 | 0 | 0 | 0 | 1035950.93 | 0
7346 | 870.2682 | 0 | 0 | 0 | 0 | 1791.1 | 0 | 0 | 0 | 1035619.158 | 0
7347 | 862.4134 | 0 | 0 | 0 | 0 | 1694.7 | 0 | 0 | 0 | 1026271.946 | 0
7348 | 826.5843 | 0 | 0 | 0 | 0 | 1528.75 | 0 | 0 | 0 | 983635.317 | 0
7349 | 819.3456 | 0 | 0 | 0 | 0 | 1365.05 | 0 | 0 | 0 | 975021.264 | 0
7350 | 813.6014 | 0 | 0 | 0 | 0 | 1296.25 | 0 | 0 | 0 | 968185.666 | 0
7351 | 903.9083 | 940.7665 | 940.7665 | 915.799 | 903.9083 | 1032.25 | 982972.2573 | 325406.988 | 147608.2254 | 0 | 874757.2573
7352 | 791.2837 | 823.549 | 823.549 | 801.6924 | 791.2837 | 717.85 | 598698.7209 | 284862.132 | 129216.6282 | 0 | 1014543.4984
7353 | 1005.2559 | 1046.2471 | 1046.2471 | 1018.4803 | 1005.2559 | 1517.55 | 1606522.1814 | 361892.124 | 164158.2885 | 0 | 484985.709
7354 | 1195.4363 | 1244.1831 | 1244.1831 | 1211.1631 | 1195.4363 | 359.6 | 452073.1225 | 430357.068 | 195214.7478 | 0 | 1960993.2144
7355 | 1226.7781 | 1862.5929 | 1276.8031 | 1813.1607 | 1226.7781 | 364.85 | 471198.4527 | 441640.116 | 200332.8637 | 0 | 2005966.2102
7356 | 1217.1598 | 1661.3389 | 1266.7919 | 1617.2479 | 1217.1598 | 356.05 | 456514.7414 | 438177.528 | 198762.1953 | 0 | 2000949.8532
7357 | 1234.1608 | 1284.4861 | 1284.4861 | 1250.3966 | 1234.1608 | 341 | 441807.6521 | 444297.888 | 201538.4586 | 0 | 2047472.7672
7358 | 1231.0896 | 2208.3285 | 1281.2889 | 2149.7207 | 1231.0896 | 1030.55 | 1337632.6015 | 443192.256 | 201036.9317 | 0 | 1193479.8127
7359 | 1249.2235 | 1917.3763 | 1300.1623 | 1866.4901 | 1249.2235 | 768.3 | 1012967.6454 | 449720.46 | 203998.1976 | 0 | 1538668.585
7360 | 1250.9173 | 1447.887 | 1301.9254 | 1409.4609 | 1250.9173 | 1536.45 | 2027182.2631 | 450330.228 | 204274.7951 | 0 | 579862.7144
7361 | 1257.5245 | 553.0459 | 553.0459 | 538.3684 | 538.3684 | 1884.2 | 1070211.9651 | 193812.6075 | 87915.5522 | 1318213.2153 | 62343.0554
7362 | 1230.4932 | 445.6565 | 445.6565 | 433.829 | 433.829 | 1860.9 | 850808.4696 | 156178.4328 | 70844.2724 | 1460285.5151 | 60345.6111
7363 | 1196.9072 | 1245.713 | 1245.713 | 1212.6525 | 1196.9072 | 1860.75 | 2347460.4989 | 430886.592 | 195454.9458 | 0 | 166669.2998
7364 | 1113.5542 | 1158.9612 | 1158.9612 | 1128.203 | 1113.5542 | 736.85 | 863824.817 | 400879.512 | 181843.4009 | 0 | 1406585.7351
7365 | 1185.424 | 1233.7618 | 1233.7618 | 1201.0184 | 1185.424 | 949.5 | 1184285.7518 | 426752.64 | 193579.7392 | 0 | 1245287.912
7366 | 1185.7689 | 1234.1209 | 1234.1209 | 1201.368 | 1185.7689 | 1644.2 | 2053810.7318 | 426876.804 | 193636.0614 | 0 | 421896.5746
7367 | 1162.3773 | 1209.775 | 1209.775 | 1177.6682 | 1162.3773 | 1503.7 | 1846942.2542 | 418455.828 | 189816.2131 | 0 | 576887.7051
7368 | 889.2698 | 925.5316 | 925.5316 | 900.9685 | 889.2698 | 1303.85 | 1231786.7536 | 320137.128 | 145217.7583 | 0 | 619065.1713
7369 | 85.6 | 0 | 0 | 0 | 0 | 835.85 | 0 | 0 | 0 | 101864 | 0
7370 | 91.2 | 0 | 0 | 0 | 0 | 828.85 | 0 | 0 | 0 | 108528 | 0
7371 | 84 | 0 | 0 | 0 | 0 | 551.3 | 0 | 0 | 0 | 99960 | 0
7372 | 87.2 | 0 | 0 | 0 | 0 | 550.65 | 0 | 0 | 0 | 103768 | 0
7373 | 81.6 | 0 | 0 | 0 | 0 | 550.3 | 0 | 0 | 0 | 97104 | 0
7374 | 85.6 | 0 | 0 | 0 | 0 | 275.1 | 0 | 0 | 0 | 101864 | 0
7375 | 65.492 | 68.1626 | 68.1626 | 66.3536 | 65.492 | 274.35 | 18862.786 | 23577.12 | 10694.8436 | 0 | 113016.2698
7376 | 93.277 | 97.0805 | 97.0805 | 94.5041 | 93.277 | 280.75 | 27465.7956 | 33579.72 | 15232.1341 | 0 | 160366.4823
7377 | 618.406 | 643.6226 | 643.6226 | 626.5412 | 618.406 | 291.5 | 189656.1114 | 222626.16 | 100985.6998 | 0 | 1056546.651
7378 | 770.837 | 802.2693 | 802.2693 | 780.9775 | 770.837 | 303.85 | 246685.551 | 277501.32 | 125877.6821 | 0 | 1307455.1775
7379 | 1352.587 | 1407.7412 | 1407.7412 | 1370.3805 | 1352.587 | 314.3 | 447958.1573 | 486931.32 | 220877.4571 | 0 | 2280055.9059
7380 | 1093.259 | 1383.2361 | 1137.8386 | 1346.5257 | 1093.259 | 309.1 | 355935.0699 | 393573.24 | 178529.1947 | 0 | 1848591.6431
7381 | 1179.255 | 1331.5469 | 1227.3412 | 1296.2084 | 1179.255 | 297.25 | 368421.6163 | 424531.8 | 192572.3415 | 0 | 2007976.4512
7382 | 1555.276 | 1618.6952 | 1618.6952 | 1575.7359 | 1555.276 | 299.95 | 490876.8178 | 559899.36 | 253976.5708 | 0 | 2644046.9638
7383 | 1278.067 | 1717.4649 | 1330.1814 | 1671.8843 | 1278.067 | 307.7 | 413483.2285 | 460104.12 | 208708.3411 | 0 | 2162872.7841
7384 | 1480.787 | 1229.9723 | 1229.9723 | 1197.3295 | 1197.3295 | 312.95 | 393383.8326 | 431038.6292 | 195523.9115 | 519577.5505 | 2019954.7762
7385 | 1756.931 | 583.6666 | 583.6666 | 568.1764 | 568.1764 | 321.8 | 192203.1048 | 204543.501 | 92783.2048 | 2178987.1971 | 953513.6205
7386 | 1617.657 | 0 | 0 | 0 | 0 | 1432.05 | 0 | 0 | 0 | 2965165.281 | 0
7387 | 1474.4 | 1534.5213 | 1534.5213 | 1493.7959 | 1474.4 | 1855.8 | 2880030.689 | 530784 | 240769.52 | 0 | 212608.48
7388 | 1431.2 | 1489.5597 | 1489.5597 | 1450.0276 | 1431.2 | 1355.9 | 2041965.4457 | 515232 | 233714.96 | 0 | 921835.92
7389 | 1365.6 | 1421.2848 | 1421.2848 | 1383.5647 | 1365.6 | 605.4 | 870675.5244 | 491616 | 223002.48 | 0 | 1904465.76
7390 | 1100.8 | 1145.6871 | 1145.6871 | 1115.2812 | 1100.8 | 301.15 | 348942.3673 | 396288 | 179760.64 | 0 | 1870094.08
7391 | 1292.8 | 1345.5162 | 1345.5162 | 1309.807 | 1292.8 | 288.95 | 393126.2343 | 465408 | 211114.24 | 0 | 2212045.44
7392 | 1215.2 | 0 | 0 | 0 | 0 | 276.85 | 0 | 0 | 0 | 2227461.6 | 0
7393 | 949.6 | 0 | 0 | 0 | 0 | 1535.75 | 0 | 0 | 0 | 1130024 | 0
7394 | 1412.8 | 0 | 0 | 0 | 0 | 1272.85 | 0 | 0 | 0 | 1681232 | 0
7395 | 1319.2 | 0 | 0 | 0 | 0 | 1264.3 | 0 | 0 | 0 | 1569848 | 0
7396 | 1212.8 | 0 | 0 | 0 | 0 | 1274.45 | 0 | 0 | 0 | 1443232 | 0
7397 | 1012 | 0 | 0 | 0 | 0 | 1320.35 | 0 | 0 | 0 | 1204280 | 0
7398 | 1101.6 | 0 | 0 | 0 | 0 | 1399.2 | 0 | 0 | 0 | 1310904 | 0
7399 | 1240.205 | 987.2819 | 987.2819 | 961.08 | 961.08 | 1445.4 | 1458667.6289 | 345988.7938 | 156944.3612 | 511636.1565 | 533014.9585
7400 | 972.841 | 1012.5103 | 1012.5103 | 985.6389 | 972.841 | 1470.9 | 1496594.1533 | 350222.76 | 158864.9353 | 0 | 514730.1731
7401 | 1091.276 | 1135.7747 | 1135.7747 | 1105.6319 | 1091.276 | 1577.4 | 1805793.612 | 392859.36 | 178205.3708 | 0 | 461173.2376
7402 | 1317.246 | 1370.9591 | 1370.9591 | 1334.5746 | 1317.246 | 1511.65 | 2097619.3551 | 474208.56 | 215106.2718 | 0 | 643277.0841
7403 | 1461.008 | 1520.5832 | 1520.5832 | 1480.2278 | 1461.008 | 1482.75 | 2280262.3874 | 525962.88 | 238582.6064 | 0 | 755706.388
7404 | 1485.364 | 1545.9324 | 1545.9324 | 1504.9042 | 1485.364 | 1459.95 | 2294722.3777 | 534731.04 | 242559.9412 | 0 | 802170.8282
7405 | 1859.342 | 1935.16 | 1935.16 | 1883.8019 | 1859.342 | 1485.7 | 2936432.3285 | 669363.12 | 303630.5486 | 0 | 956259.5906
7406 | 1111.595 | 1819.5037 | 1156.9223 | 1771.215 | 1111.595 | 1506.35 | 1769167.4544 | 400174.2 | 181523.4635 | 0 | 548738.8718
7407 | 1623.432 | 2410.9532 | 1689.6304 | 2346.9678 | 1623.432 | 1547.15 | 2653057.1336 | 584435.52 | 265106.4456 | 0 | 735171.1812
7408 | 1529.712 | 969.7188 | 969.7188 | 943.983 | 943.983 | 1794.4 | 1785887.7881 | 339833.8763 | 154152.4222 | 1073641.2758 | 194082.9027
7409 | 1351.591 | 438.7769 | 438.7769 | 427.132 | 427.132 | 1900.25 | 853100.514 | 153767.5288 | 69750.6596 | 1694533.302 | 42606.4195
7410 | 1119.86 | 0 | 0 | 0 | 0 | 1913.4 | 0 | 0 | 0 | 2052703.38 | 0
7411 | 915.2 | 952.5189 | 952.5189 | 927.2396 | 915.2 | 1913.15 | 1843483.3304 | 329472 | 149452.16 | 0 | 79485.12
7412 | 1072.8 | 1116.5453 | 1116.5453 | 1086.9128 | 1072.8 | 1860.9 | 2101259.8866 | 386208 | 175188.24 | 0 | 149226.48
7413 | 1204 | 1253.0953 | 1253.0953 | 1219.8388 | 1204 | 1757.25 | 2222415.1371 | 433440 | 196613.2 | 0 | 292271
7414 | 921.6 | 959.1799 | 959.1799 | 933.7238 | 921.6 | 1837.85 | 1776375.5582 | 331776 | 150497.28 | 0 | 149437.44
7415 | 1499.2 | 1560.3326 | 1560.3326 | 1518.9222 | 1499.2 | 1821.1 | 2865442.8276 | 539712 | 244819.36 | 0 | 268206.88
7416 | 1340 | 0 | 0 | 0 | 0 | 1806.25 | 0 | 0 | 0 | 2456220 | 0
7417 | 1268 | 0 | 0 | 0 | 0 | 1632.35 | 0 | 0 | 0 | 1508920 | 0
7418 | 1223.2 | 0 | 0 | 0 | 0 | 1740.85 | 0 | 0 | 0 | 1455608 | 0
7419 | 1244.8 | 0 | 0 | 0 | 0 | 1574.8 | 0 | 0 | 0 | 1481312 | 0
7420 | 1196 | 0 | 0 | 0 | 0 | 1573.45 | 0 | 0 | 0 | 1423240 | 0
7421 | 920 | 0 | 0 | 0 | 0 | 1522.95 | 0 | 0 | 0 | 1094800 | 0
7422 | 1409.6 | 0 | 0 | 0 | 0 | 1585.85 | 0 | 0 | 0 | 1677424 | 0
7423 | 1301.174 | 0 | 0 | 0 | 0 | 1712.85 | 0 | 0 | 0 | 2385051.942 | 0
7424 | 900.704 | 0 | 0 | 0 | 0 | 1565.85 | 0 | 0 | 0 | 1650990.432 | 0
7425 | 1025.232 | 0 | 0 | 0 | 0 | 1576.3 | 0 | 0 | 0 | 1879250.256 | 0
7426 | 1161.734 | 0 | 0 | 0 | 0 | 1571.6 | 0 | 0 | 0 | 2129458.422 | 0
7427 | 1161.093 | 367.2495 | 367.2495 | 357.5029 | 357.5029 | 1515.3 | 571392.2114 | 128701.0574 | 58380.2297 | 1472980.5849 | 173281.6737
7428 | 1382.406 | 1420.4584 | 1420.4584 | 1382.7602 | 1382.406 | 1505.5 | 2191325.8694 | 497666.16 | 225746.8998 | 0 | 683599.767
7429 | 1308.312 | 1361.6608 | 1361.6608 | 1325.523 | 1308.312 | 1522.7 | 2097834.1259 | 470992.32 | 213647.3496 | 0 | 624457.3176
7430 | 1078.045 | 1122.0042 | 1122.0042 | 1092.2268 | 1078.045 | 1603.45 | 1817374.9034 | 388096.2 | 176044.7485 | 0 | 427498.7447
7431 | 1313.362 | 1366.9167 | 1366.9167 | 1330.6395 | 1313.362 | 1589.2 | 2191816.7995 | 472810.32 | 214472.0146 | 0 | 539529.1096
7432 | 1419.024 | 561.4314 | 561.4314 | 546.5313 | 546.5313 | 1860.75 | 1067857.7724 | 196751.2843 | 89248.5687 | 1599279.0364 | 76104.4898
7433 | 1209.14 | 303.6726 | 303.6726 | 295.6133 | 295.6133 | 1899.25 | 589952.2239 | 106420.8032 | 48273.6588 | 1674494.3638 | 29783.0442
7434 | 1214.131 | 0 | 0 | 0 | 0 | 1911.9 | 0 | 0 | 0 | 2225502.123 | 0
7435 | 1495.2 | 1556.1695 | 1556.1695 | 1514.8696 | 1495.2 | 1911.65 | 3006737.6193 | 538272 | 244166.16 | 0 | 132100.92
7436 | 1044.8 | 1087.4036 | 1087.4036 | 1058.5445 | 1044.8 | 1726.55 | 1900175.7417 | 376128 | 170615.84 | 0 | 285700.56
7437 | 1540.8 | 1603.6289 | 1603.6289 | 1561.0694 | 1540.8 | 1696.2 | 2748184.862 | 554688 | 251612.64 | 0 | 468095.04
7438 | 1288 | 1340.5205 | 1340.5205 | 1304.9438 | 1288 | 1829.65 | 2474379.3995 | 463680 | 210330.4 | 0 | 219410.8
7439 | 1128.8 | 1174.8288 | 1174.8288 | 1143.6495 | 1128.8 | 1812.9 | 2147968.6003 | 406368 | 184333.04 | 0 | 211198.48
7440 | 1216 | 0 | 0 | 0 | 0 | 1680.25 | 0 | 0 | 0 | 2228928 | 0
7441 | 784.8 | 0 | 0 | 0 | 0 | 1484.85 | 0 | 0 | 0 | 933912 | 0
7442 | 1167.2 | 0 | 0 | 0 | 0 | 1478.35 | 0 | 0 | 0 | 1388968 | 0
7443 | 1024 | 0 | 0 | 0 | 0 | 1369.8 | 0 | 0 | 0 | 1218560 | 0
7444 | 1230.4 | 0 | 0 | 0 | 0 | 1333.95 | 0 | 0 | 0 | 1464176 | 0
7445 | 1207.2 | 0 | 0 | 0 | 0 | 1070.85 | 0 | 0 | 0 | 1436568 | 0
7446 | 961.6 | 0 | 0 | 0 | 0 | 1426.7 | 0 | 0 | 0 | 1144304 | 0
7447 | 1106.751 | 383.0506 | 383.0506 | 372.8847 | 372.8847 | 1543.4 | 604150.5776 | 134238.4771 | 60892.0648 | 1345177.0036 | 170259.1352
7448 | 981.304 | 1021.3184 | 1021.3184 | 994.2132 | 981.304 | 1530.85 | 1575650.8417 | 353269.44 | 160246.9432 | 0 | 460378.7716
7449 | 1087.115 | 1131.4441 | 1131.4441 | 1101.4162 | 1087.115 | 1551.8 | 1772790.9358 | 391361.4 | 177525.8795 | 0 | 487244.943
7450 | 1162.094 | 1503.3303 | 1209.4815 | 1463.4327 | 1162.094 | 1584.2 | 1935627.9612 | 418353.84 | 189769.9502 | 0 | 483198.6852
7451 | 1710.031 | 1779.7606 | 1779.7606 | 1732.5267 | 1710.031 | 1462.25 | 2635520.6266 | 615611.16 | 279248.0623 | 0 | 919569.1702
7452 | 1447.547 | 1506.5733 | 1506.5733 | 1466.5897 | 1447.547 | 1419.4 | 2170122.5015 | 521116.92 | 236384.4251 | 0 | 840445.7882
7453 | 1355.19 | 1410.4503 | 1410.4503 | 1373.0177 | 1355.19 | 1396.6 | 1994182.4294 | 487868.4 | 221302.527 | 0 | 817721.646
7454 | 1224.544 | 1274.477 | 1274.477 | 1240.6531 | 1224.544 | 1556.35 | 2003696.8892 | 440835.84 | 199968.0352 | 0 | 543268.9456
7455 | 1435.996 | 1485.5517 | 1485.5517 | 1446.126 | 1435.996 | 1472.6 | 2222980.3154 | 516958.56 | 234498.1468 | 0 | 757344.2904
7456 | 1576.816 | 1419.1907 | 1419.1907 | 1381.5262 | 1381.5262 | 1734.45 | 2513248.3452 | 497349.4308 | 225603.2279 | 357966.2096 | 366864.2815
7457 | 1545.343 | 621.1023 | 621.1023 | 604.6186 | 604.6186 | 1899.25 | 1204732.0053 | 217662.6848 | 98734.2123 | 1724347.882 | 60915.3208
7458 | 1644.762 | 0 | 0 | 0 | 0 | 1911.4 | 0 | 0 | 0 | 3014848.746 | 0
7459 | 1521.6 | 1583.646 | 1583.646 | 1541.6169 | 1521.6 | 1911.65 | 3063802.5264 | 547776 | 248477.28 | 0 | 134433.36
7460 | 1470.4 | 1530.3582 | 1530.3582 | 1489.7433 | 1470.4 | 1715 | 2652004.3118 | 529344 | 240116.32 | 0 | 419064
7461 | 1567.2 | 1631.1054 | 1631.1054 | 1587.8167 | 1567.2 | 1712.6 | 2816897.2001 | 564192 | 255923.76 | 0 | 450413.28
7462 | 1155.2 | 1202.3054 | 1202.3054 | 1170.3968 | 1155.2 | 1835.85 | 2224093.4582 | 415872 | 188644.16 | 0 | 189626.08
7463 | 1411.2 | 1468.7442 | 1468.7442 | 1429.7645 | 1411.2 | 1712 | 2531072.8529 | 508032 | 230448.96 | 0 | 406425.6
7464 | 1588.8 | 0 | 0 | 0 | 0 | 1527.25 | 0 | 0 | 0 | 2912270.4 | 0
7465 | 1478.4 | 0 | 0 | 0 | 0 | 1484.85 | 0 | 0 | 0 | 1759296 | 0
7466 | 1609.6 | 0 | 0 | 0 | 0 | 1251.3 | 0 | 0 | 0 | 1915424 | 0
7467 | 1016 | 0 | 0 | 0 | 0 | 1202.2 | 0 | 0 | 0 | 1209040 | 0
7468 | 1200 | 0 | 0 | 0 | 0 | 1201.35 | 0 | 0 | 0 | 1428000 | 0
7469 | 1240 | 0 | 0 | 0 | 0 | 1186.35 | 0 | 0 | 0 | 1475600 | 0
7470 | 1102.4 | 0 | 0 | 0 | 0 | 1482.2 | 0 | 0 | 0 | 1311856 | 0
7471 | 1127.493 | 0 | 0 | 0 | 0 | 1655.8 | 0 | 0 | 0 | 2066694.669 | 0
7472 | 1108.431 | 0 | 0 | 0 | 0 | 1803.35 | 0 | 0 | 0 | 2031754.023 | 0
7473 | 1506.879 | 0 | 0 | 0 | 0 | 1747.95 | 0 | 0 | 0 | 2762109.207 | 0
7474 | 1545.101 | 492.4602 | 492.4602 | 479.3906 | 479.3906 | 1606.3 | 808910.1468 | 172580.6041 | 78284.4796 | 1953447.2239 | 188736.0662
7475 | 1717.536 | 1787.5716 | 1787.5716 | 1740.1304 | 1717.536 | 1329.2 | 2402297.4639 | 618312.96 | 280473.6288 | 0 | 1152123.1488
7476 | 1743.337 | 1814.4247 | 1814.4247 | 1766.2708 | 1743.337 | 1157.7 | 2126201.0803 | 627601.32 | 284686.9321 | 0 | 1468412.7551
7477 | 1659.288 | 1726.9484 | 1726.9484 | 1681.1162 | 1659.288 | 1133.65 | 1984942.761 | 597343.68 | 270961.7304 | 0 | 1437524.1588
7478 | 1711.846 | 1781.6496 | 1781.6496 | 1734.3656 | 1711.846 | 1517.1 | 2737189.4475 | 616264.56 | 279544.4518 | 0 | 826650.4334
7479 | 1778.711 | 1217.2561 | 1217.2561 | 1184.9508 | 1184.9508 | 1567.1 | 1955200.1646 | 426582.2866 | 193502.465 | 1088362.4538 | 512965.1996
7480 | 1671.964 | 1289.0989 | 1289.0989 | 1254.8869 | 1254.8869 | 1612.35 | 2123739.4078 | 451759.273 | 204923.0258 | 764502.3805 | 486456.8949
7481 | 1740.399 | 7.1647 | 7.1647 | 6.9746 | 6.9746 | 1874.15 | 13713.7919 | 2510.8416 | 1138.9456 | 3177366.9985 | 877.7484
7482 | 1561.823 | 0 | 0 | 0 | 0 | 1905.2 | 0 | 0 | 0 | 2862821.559 | 0
7483 | 1636 | 1676.6383 | 1676.6383 | 1632.1413 | 1632.1413 | 1911.15 | 3284777.4302 | 587570.8558 | 266528.6688 | 13111.9775 | 145015.7515
7484 | 1423.2 | 1481.2335 | 1481.2335 | 1441.9224 | 1423.2 | 1706.25 | 2557924.4861 | 512352 | 232408.56 | 0 | 418065
7485 | 1198.4 | 1247.2669 | 1247.2669 | 1214.1651 | 1198.4 | 1672.1 | 2110261.8731 | 431424 | 195698.72 | 0 | 392955.36
7486 | 1556.8 | 1620.2813 | 1620.2813 | 1577.2799 | 1556.8 | 1829.65 | 2997695.7367 | 560448 | 254225.44 | 0 | 265200.88
7487 | 1191.2 | 1239.7733 | 1239.7733 | 1206.8704 | 1191.2 | 1778.1 | 2226505.7241 | 428832 | 194522.96 | 0 | 264327.28
7488 | 1529.6 | 0 | 0 | 0 | 0 | 1652.35 | 0 | 0 | 0 | 2803756.8 | 0
7489 | 1598.4 | 0 | 0 | 0 | 0 | 1458.95 | 0 | 0 | 0 | 2929867.2 | 0
7490 | 1415.2 | 0 | 0 | 0 | 0 | 1286.3 | 0 | 0 | 0 | 2594061.6 | 0
7491 | 1582.4 | 0 | 0 | 0 | 0 | 1329.3 | 0 | 0 | 0 | 2900539.2 | 0
7492 | 1364.8 | 0 | 0 | 0 | 0 | 1268.95 | 0 | 0 | 0 | 2501678.4 | 0
7493 | 1329.6 | 0 | 0 | 0 | 0 | 1335.35 | 0 | 0 | 0 | 2437156.8 | 0
7494 | 1695.2 | 0 | 0 | 0 | 0 | 1476.7 | 0 | 0 | 0 | 3107301.6 | 0
7495 | 1435.98 | 192.2689 | 192.2689 | 187.1662 | 187.1662 | 1534.65 | 300186.3278 | 67379.8423 | 30564.2451 | 2289075.6428 | 87097.8045
7496 | 1870.081 | 1191.2835 | 1191.2835 | 1159.6675 | 1159.6675 | 1521.35 | 1847997.5259 | 417480.3034 | 189373.7043 | 1302187.9282 | 555074.8534
7497 | 1222.75 | 1272.6098 | 1272.6098 | 1238.8355 | 1222.75 | 1551.8 | 1989987.8027 | 440190 | 199675.075 | 0 | 548036.55
7498 | 1723.893 | 1794.1878 | 1794.1878 | 1746.5711 | 1723.893 | 1408.6 | 2549849.1095 | 620601.48 | 281511.7269 | 0 | 1019510.3202
7499 | 1512.119 | 1573.7784 | 1573.7784 | 1532.0111 | 1512.119 | 1165.75 | 1848182.5993 | 544362.84 | 246929.0327 | 0 | 1261485.2758
7500 | 1701.586 | 1770.9712 | 1770.9712 | 1723.9706 | 1701.586 | 1150.95 | 2061154.3361 | 612570.96 | 277868.9938 | 0 | 1444731.5933
7501 | 1506.384 | 1567.8095 | 1567.8095 | 1526.2007 | 1506.384 | 1023.15 | 1620732.803 | 542298.24 | 245992.5072 | 0 | 1471511.2104
7502 | 1400.986 | 1458.1137 | 1458.1137 | 1419.4162 | 1400.986 | 1415.85 | 2075016.6843 | 504354.96 | 228781.0138 | 0 | 818385.9719
7503 | 1718.665 | 1788.7466 | 1788.7466 | 1741.2743 | 1718.665 | 1644.7 | 2966298.1587 | 618719.4 | 280657.9945 | 0 | 610641.6745
7504 | 1537.608 | 162.9732 | 162.9732 | 158.6479 | 158.6479 | 1865.25 | 310872.0648 | 57113.2576 | 25907.2082 | 2527633.7942 | 21377.8096
7505 | 1343.34 | 135.0002 | 135.0002 | 131.4174 | 131.4174 | 1899.25 | 262019.1448 | 47310.2521 | 21460.456 | 2221454.1865 | 13240.2997
7506 | 1522.828 | 0 | 0 | 0 | 0 | 1911.9 | 0 | 0 | 0 | 2791343.724 | 0
7507 | 1356.8 | 0 | 0 | 0 | 0 | 1911.65 | 0 | 0 | 0 | 2487014.4 | 0
7508 | 1599.2 | 0 | 0 | 0 | 0 | 1722.65 | 0 | 0 | 0 | 2931333.6 | 0
7509 | 1412.8 | 0 | 0 | 0 | 0 | 1355.85 | 0 | 0 | 0 | 2589662.4 | 0
7510 | 1264.8 | 268.0125 | 268.0125 | 260.8996 | 260.8996 | 1801.9 | 494477.0605 | 93923.8587 | 42604.9059 | 1840149.4195 | 51684.2122
7511 | 1524 | 1586.1438 | 1586.1438 | 1544.0484 | 1524 | 1693.6 | 2711650.0313 | 548640 | 248869.2 | 0 | 466953.6
7512 | 828.8 | 862.5958 | 862.5958 | 839.703 | 828.8 | 1587.75 | 1380262.8473 | 298368 | 135343.04 | 0 | 341672.8
7513 | 1140 | 0 | 0 | 0 | 0 | 1739.8 | 0 | 0 | 0 | 1356600 | 0
7514 | 1248.8 | 0 | 0 | 0 | 0 | 1499.35 | 0 | 0 | 0 | 1486072 | 0
7515 | 1267.2 | 0 | 0 | 0 | 0 | 1546.4 | 0 | 0 | 0 | 1507968 | 0
7516 | 1367.2 | 0 | 0 | 0 | 0 | 1633.25 | 0 | 0 | 0 | 1626968 | 0
7517 | 1266.4 | 0 | 0 | 0 | 0 | 1779.9 | 0 | 0 | 0 | 1507016 | 0
7518 | 1180 | 0 | 0 | 0 | 0 | 1785.6 | 0 | 0 | 0 | 1404200 | 0
7519 | 1235.738 | 1286.1274 | 1286.1274 | 1251.9943 | 1235.738 | 1779.2 | 2315051.5712 | 444865.68 | 201796.0154 | 0 | 272850.9504
7520 | 932.415 | 970.4359 | 970.4359 | 944.6811 | 932.415 | 1589.05 | 1557398.3662 | 335669.4 | 152263.3695 | 0 | 383175.9443
7521 | 1225.774 | 1275.7571 | 1275.7571 | 1241.8992 | 1225.774 | 1546.45 | 1993082.3726 | 441278.64 | 200168.8942 | 0 | 555949.7977
7522 | 1183.594 | 1231.8572 | 1231.8572 | 1199.1643 | 1183.594 | 1362.55 | 1699094.1355 | 426093.84 | 193280.9002 | 0 | 754481.9953
7523 | 1167.775 | 1400.9761 | 1215.3931 | 1363.795 | 1167.775 | 1109.35 | 1362848.7281 | 420399 | 190697.6575 | 0 | 1040078.8037
7524 | 1149.101 | 1195.9577 | 1195.9577 | 1164.2176 | 1149.101 | 1045.35 | 1264738.594 | 413676.36 | 187648.1933 | 0 | 1096989.2696
7525 | 1061.564 | 1104.8512 | 1104.8512 | 1075.529 | 1061.564 | 1035.05 | 1157169.9098 | 382163.04 | 173353.4012 | 0 | 1024356.1818
7526 | 1207.035 | 1256.254 | 1256.254 | 1222.9137 | 1207.035 | 1304.55 | 1659076.1689 | 434532.6 | 197108.8155 | 0 | 839432.4907
7527 | 1229.373 | 1068.0951 | 1068.0951 | 1039.7484 | 1039.7484 | 1608.65 | 1764975.5116 | 374309.4385 | 169790.9203 | 347581.8179 | 406905.5521
7528 | 1219.569 | 657.8573 | 657.8573 | 640.3981 | 640.3981 | 1773.7 | 1198055.5723 | 230543.3315 | 104577.0167 | 1061620.181 | 144922.0997
7529 | 850.341 | 226.6645 | 226.6645 | 220.649 | 220.649 | 1883.7 | 438086.4699 | 79433.6328 | 36031.9784 | 1154225.4728 | 25661.4764
7530 | 1029.964 | 0 | 0 | 0 | 0 | 1860.3 | 0 | 0 | 0 | 1887924.012 | 0
7531 | 1183.2 | 1231.4471 | 1231.4471 | 1198.7652 | 1183.2 | 1880.55 | 2348138.2271 | 425952 | 193216.56 | 0 | 141333.24
7532 | 1294.4 | 1347.1815 | 1347.1815 | 1311.428 | 1294.4 | 1819.35 | 2488437.7241 | 465984 | 211375.52 | 0 | 233833.36
7533 | 1021.6 | 1063.2576 | 1063.2576 | 1035.0393 | 1021.6 | 1738.5 | 1874986.2374 | 367776 | 166827.28 | 0 | 267148.4
7534 | 1191.2 | 1239.7733 | 1239.7733 | 1206.8704 | 1191.2 | 1824.9 | 2291243.8164 | 428832 | 194522.96 | 0 | 208579.12
7535 | 1176 | 1223.9535 | 1223.9535 | 1191.4704 | 1176 | 1812.7 | 2247501.8151 | 423360 | 192040.8 | 0 | 220264.8
7536 | 173.6 | 0 | 0 | 0 | 0 | 1796.3 | 0 | 0 | 0 | 318208.8 | 0
7537 | 89.6 | 0 | 0 | 0 | 0 | 1648.85 | 0 | 0 | 0 | 106624 | 0
7538 | 171.2 | 0 | 0 | 0 | 0 | 1777.85 | 0 | 0 | 0 | 203728 | 0
7539 | 109.6 | 0 | 0 | 0 | 0 | 1740.75 | 0 | 0 | 0 | 130424 | 0
7540 | 114.4 | 0 | 0 | 0 | 0 | 1752.6 | 0 | 0 | 0 | 136136 | 0
7541 | 85.6 | 0 | 0 | 0 | 0 | 1775.15 | 0 | 0 | 0 | 101864 | 0
7542 | 88.8 | 0 | 0 | 0 | 0 | 1775.85 | 0 | 0 | 0 | 105672 | 0
7543 | 85.749 | 0 | 0 | 0 | 0 | 1678.55 | 0 | 0 | 0 | 157177.917 | 0
7544 | 209.928 | 0 | 0 | 0 | 0 | 1518.05 | 0 | 0 | 0 | 384798.024 | 0
7545 | 856.951 | 0 | 0 | 0 | 0 | 1496.45 | 0 | 0 | 0 | 1570791.183 | 0
7546 | 1343.987 | 0 | 0 | 0 | 0 | 1256.85 | 0 | 0 | 0 | 2463528.171 | 0
7547 | 1233.607 | 53.9507 | 53.9507 | 52.5189 | 52.5189 | 1188.25 | 65513.3883 | 18906.8124 | 8576.3402 | 2164934.4448 | 42632.2359
7548 | 1009.939 | 1051.1211 | 1051.1211 | 1023.2249 | 1009.939 | 1183.05 | 1257434.4839 | 363578.04 | 164923.0387 | 0 | 825069.6661
7549 | 1251.764 | 1302.8069 | 1302.8069 | 1268.2311 | 1251.764 | 1016.65 | 1339086.4757 | 450635.04 | 204413.0612 | 0 | 1230922.1294
7550 | 1114.082 | 1159.5107 | 1159.5107 | 1128.7379 | 1114.082 | 1019.35 | 1193600.9148 | 401069.52 | 181929.5906 | 0 | 1092524.5133
7551 | 1131.027 | 1177.1467 | 1177.1467 | 1145.9058 | 1131.027 | 1027.1 | 1219353.1333 | 407169.72 | 184696.7091 | 0 | 1100376.1683
7552 | 1306.039 | 1359.2951 | 1359.2951 | 1323.2201 | 1306.039 | 1355.45 | 1853644.0457 | 470174.04 | 213276.1687 | 0 | 841807.4374
7553 | 1317.887 | 722.9496 | 722.9496 | 703.7629 | 703.7629 | 1542.9 | 1137306.9406 | 253354.6411 | 114924.4803 | 1125689.49 | 321690.0179
7554 | 1482.151 | 0 | 0 | 0 | 0 | 1846.5 | 0 | 0 | 0 | 2716782.783 | 0
7555 | 1344.8 | 1399.6366 | 1399.6366 | 1362.491 | 1344.8 | 1859.4 | 2628801.806 | 484128 | 219605.84 | 0 | 189078.88
7556 | 1447.2 | 1506.2122 | 1506.2122 | 1466.2381 | 1447.2 | 1826.35 | 2782152.5657 | 520992 | 236327.76 | 0 | 251306.28
7557 | 1483.2 | 1543.6801 | 1543.6801 | 1502.7117 | 1483.2 | 1815.35 | 2836279.3764 | 533952 | 242206.56 | 0 | 273872.88
7558 | 1075.2 | 1119.0432 | 1119.0432 | 1089.3444 | 1075.2 | 1808.05 | 2048178.7133 | 387072 | 175580.16 | 0 | 206384.64
7559 | 1232.8 | 1283.0696 | 1283.0696 | 1249.0177 | 1232.8 | 1795.95 | 2331814.8154 | 443808 | 201316.24 | 0 | 251552.84
7560 | 1115.2 | 0 | 0 | 0 | 0 | 1759.25 | 0 | 0 | 0 | 2044161.6 | 0
7561 | 1131.2 | 0 | 0 | 0 | 0 | 1661.95 | 0 | 0 | 0 | 1346128 | 0
7562 | 1402.4 | 0 | 0 | 0 | 0 | 1454.1 | 0 | 0 | 0 | 1668856 | 0
7563 | 878.4 | 0 | 0 | 0 | 0 | 1394.3 | 0 | 0 | 0 | 1045296 | 0
7564 | 985.6 | 0 | 0 | 0 | 0 | 1490.7 | 0 | 0 | 0 | 1172864 | 0
7565 | 1147.2 | 0 | 0 | 0 | 0 | 1508.35 | 0 | 0 | 0 | 1365168 | 0
7566 | 1303.2 | 0 | 0 | 0 | 0 | 1538.45 | 0 | 0 | 0 | 1550808 | 0
7567 | 1182.365 | 462.21 | 462.21 | 449.9432 | 449.9432 | 1779.7 | 839414.8599 | 161979.5566 | 73475.7266 | 1342529.1362 | 99122.4897
7568 | 1335.808 | 1390.278 | 1390.278 | 1353.3807 | 1335.808 | 1804.75 | 2530484.6138 | 480890.88 | 218137.4464 | 0 | 260816.512
7569 | 1230.58 | 1280.7591 | 1280.7591 | 1246.7685 | 1230.58 | 1734.3 | 2243044.1097 | 443008.8 | 200953.714 | 0 | 326965.106
7570 | 1363.817 | 1603.6684 | 1419.4301 | 1561.1079 | 1363.817 | 1600.45 | 2298557.2597 | 490974.12 | 222711.3161 | 0 | 544913.0823
7571 | 1384.068 | 2009.1707 | 1440.5059 | 1955.8484 | 1384.068 | 1284.75 | 1876433.2373 | 498264.48 | 226018.3044 | 0 | 989954.637
7572 | 1456.248 | 2156.1804 | 1515.6302 | 2098.9566 | 1456.248 | 1153 | 1771721.166 | 524249.28 | 237805.2984 | 0 | 1233442.056
7573 | 1474.147 | 1871.299 | 1534.258 | 1821.6357 | 1474.147 | 1148.15 | 1782696.2763 | 530692.92 | 240728.2051 | 0 | 1255752.122
7574 | 1408.803 | 1340.891 | 1340.891 | 1305.3045 | 1305.3045 | 1578.45 | 2168766.7295 | 469909.6232 | 213156.2263 | 189712.7344 | 550251.1157
7575 | 1416.215 | 297.8537 | 297.8537 | 289.9488 | 289.9488 | 1672.6 | 509586.4857 | 104381.565 | 47348.6377 | 2064445.9597 | 94929.2344
7576 | 1598.239 | 699.7548 | 699.7548 | 681.1837 | 681.1837 | 1885.25 | 1349498.6201 | 245226.1379 | 111237.3009 | 1680962.3348 | 78165.8315
7577 | 1617.779 | 512.134 | 512.134 | 498.5422 | 498.5422 | 1900.75 | 995049.7948 | 179475.2059 | 81411.9476 | 2051560.9837 | 49480.3172
7578 | 1347.526 | 0 | 0 | 0 | 0 | 1913.4 | 0 | 0 | 0 | 2470015.158 | 0
7579 | 1315.2 | 1368.8296 | 1368.8296 | 1332.5016 | 1315.2 | 1913.15 | 2645942.8079 | 473472 | 214772.16 | 0 | 114225.12
7580 | 1236.8 | 1287.2327 | 1287.2327 | 1253.0703 | 1236.8 | 1865.5 | 2426715.9752 | 445248 | 201969.44 | 0 | 166349.6
7581 | 1147.2 | 1193.9791 | 1193.9791 | 1162.2916 | 1147.2 | 1849.6 | 2228973.7823 | 412992 | 187337.76 | 0 | 172538.88
7582 | 1199.2 | 1248.0995 | 1248.0995 | 1214.9756 | 1199.2 | 1837.85 | 2315863.8918 | 431712 | 195829.36 | 0 | 194450.28
7583 | 1183.2 | 1231.4471 | 1231.4471 | 1198.7652 | 1183.2 | 1821.1 | 2264357.3146 | 425952 | 193216.56 | 0 | 211674.48
7584 | 1420 | 0 | 0 | 0 | 0 | 1807.75 | 0 | 0 | 0 | 2602860 | 0
7585 | 1430.4 | 0 | 0 | 0 | 0 | 1794.85 | 0 | 0 | 0 | 1702176 | 0
7586 | 1165.6 | 0 | 0 | 0 | 0 | 1788.35 | 0 | 0 | 0 | 1387064 | 0
7587 | 1365.6 | 0 | 0 | 0 | 0 | 1785.3 | 0 | 0 | 0 | 1625064 | 0
7588 | 876.8 | 0 | 0 | 0 | 0 | 1783.55 | 0 | 0 | 0 | 1043392 | 0
7589 | 816 | 0 | 0 | 0 | 0 | 1784.95 | 0 | 0 | 0 | 971040 | 0
7590 | 768 | 0 | 0 | 0 | 0 | 1792.2 | 0 | 0 | 0 | 913920 | 0
7591 | 1244.499 | 0 | 0 | 0 | 0 | 1806.3 | 0 | 0 | 0 | 2281166.667 | 0
7592 | 1277.595 | 0 | 0 | 0 | 0 | 1829.9 | 0 | 0 | 0 | 2341831.635 | 0
7593 | 1546.546 | 1303.9632 | 1303.9632 | 1269.3568 | 1269.3568 | 1856.7 | 2479621.4379 | 456968.4304 | 207285.9575 | 508087.8932 | 181898.8224
7594 | 1572.208 | 1636.3176 | 1636.3176 | 1592.8906 | 1572.208 | 1870.1 | 3094751.6941 | 565994.88 | 256741.5664 | 0 | 204229.8192
7595 | 1429.627 | 1793.349 | 1487.9236 | 1745.7545 | 1429.627 | 1849.15 | 2783831.0709 | 514665.72 | 233458.0891 | 0 | 215659.233
7596 | 1773.524 | 1700.8125 | 1700.8125 | 1655.6738 | 1655.6738 | 1689.95 | 2948798.6871 | 596042.5755 | 270371.5349 | 216019.3786 | 513341.6681
7597 | 1456.594 | 936.7283 | 936.7283 | 911.868 | 911.868 | 1573.15 | 1511905.0357 | 328272.4793 | 148908.0441 | 998482.7616 | 389230.855
7598 | 1568.38 | 1456.2778 | 1456.2778 | 1417.629 | 1417.629 | 1839.75 | 2748267.6257 | 510346.4281 | 231498.8103 | 276326.6435 | 227175.042
7599 | 1614.354 | 1680.1822 | 1680.1822 | 1635.5911 | 1614.354 | 1882.15 | 3196285.1754 | 581167.44 | 263624.0082 | 0 | 190251.6189
7600 | 1835.767 | 1567.3817 | 1567.3817 | 1525.7843 | 1525.7843 | 1889.85 | 3028917.014 | 549282.345 | 249160.5748 | 568198.3042 | 168065.1397
7601 | 1488.288 | 271.3857 | 271.3857 | 264.1832 | 264.1832 | 1900.75 | 527944.8335 | 95105.9676 | 43141.1236 | 2243784.0191 | 26220.1869
7602 | 1561.284 | 0 | 0 | 0 | 0 | 1913.4 | 0 | 0 | 0 | 2861833.572 | 0
7603 | 1532 | 1594.47 | 1594.47 | 1552.1537 | 1532 | 1913.15 | 3089423.4408 | 551520 | 250175.6 | 0 | 133054.2
7604 | 1440.8 | 1499.5512 | 1499.5512 | 1459.7539 | 1440.8 | 1865.5 | 2833388.6008 | 518688 | 235282.64 | 0 | 193787.6
7605 | 1496.8 | 1557.8347 | 1557.8347 | 1516.4906 | 1496.8 | 1849.6 | 2912157.7557 | 538848 | 244427.44 | 0 | 225118.72
7606 | 967.2 | 1006.6393 | 1006.6393 | 979.9237 | 967.2 | 1837.85 | 1868387.2009 | 348192 | 157943.76 | 0 | 156831.48
7607 | 1389.6 | 1446.2634 | 1446.2634 | 1407.8804 | 1389.6 | 1821.1 | 2668762.4115 | 500256 | 226921.68 | 0 | 248599.44
7608 | 994.4 | 0 | 0 | 0 | 0 | 1807.75 | 0 | 0 | 0 | 1822735.2 | 0
7609 | 1131.2 | 0 | 0 | 0 | 0 | 1794.85 | 0 | 0 | 0 | 1346128 | 0
7610 | 1332.8 | 0 | 0 | 0 | 0 | 1788.35 | 0 | 0 | 0 | 1586032 | 0
7611 | 1132.8 | 0 | 0 | 0 | 0 | 1785.3 | 0 | 0 | 0 | 1348032 | 0
7612 | 1163.2 | 0 | 0 | 0 | 0 | 1784.45 | 0 | 0 | 0 | 1384208 | 0
7613 | 1312.8 | 0 | 0 | 0 | 0 | 1785.85 | 0 | 0 | 0 | 1562232 | 0
7614 | 1239.2 | 0 | 0 | 0 | 0 | 1792.2 | 0 | 0 | 0 | 1474648 | 0
7615 | 1053.267 | 350.8063 | 350.8063 | 341.4961 | 341.4961 | 1806.3 | 648477.176 | 122938.5957 | 55766.313 | 1304676.0612 | 66147.7944
7616 | 1323.515 | 1244.4381 | 1244.4381 | 1211.4114 | 1211.4114 | 1826.75 | 2322541.8094 | 436108.0928 | 197823.4766 | 205485.9557 | 209877.0197
7617 | 1381.943 | 1438.2942 | 1438.2942 | 1400.1227 | 1381.943 | 1860.8 | 2701078.9499 | 497499.48 | 225671.2919 | 0 | 192366.4656
7618 | 1401.676 | 1515.6489 | 1458.8319 | 1475.4244 | 1401.676 | 1871.1 | 2756757.3181 | 504603.36 | 228893.6908 | 0 | 180676.0364
7619 | 1376.532 | 1890.5815 | 1432.6636 | 1840.4065 | 1376.532 | 1858.2 | 2694313.3297 | 495551.52 | 224787.6756 | 0 | 195192.2376
7620 | 1661.105 | 2030.082 | 1728.8395 | 1976.2047 | 1661.105 | 1830 | 3200201.7161 | 597997.8 | 271258.4465 | 0 | 282387.85
7621 | 1751.024 | 1943.8609 | 1822.4251 | 1892.2719 | 1751.024 | 1840.45 | 3396407.3791 | 630368.64 | 285942.2192 | 0 | 279375.8792
7622 | 1832.523 | 2467.0001 | 1907.2474 | 2401.5272 | 1832.523 | 1857.65 | 3584365.4009 | 659708.28 | 299251.0059 | 0 | 260859.6491
7623 | 1589.617 | 2148.1706 | 1654.4365 | 2091.1593 | 1589.617 | 1873.9 | 3130241.4745 | 572262.12 | 259584.4561 | 0 | 200450.7037
7624 | 1620.881 | 1430.8495 | 1430.8495 | 1392.8756 | 1392.8756 | 1889.85 | 2763073.12 | 501435.2018 | 227456.579 | 417933.9706 | 153425.243
7625 | 1347.911 | 507.4755 | 507.4755 | 494.0074 | 494.0074 | 1900.75 | 985023.7334 | 177842.6482 | 80671.4013 | 1565205.3791 | 49030.2301
7626 | 1547.415 | 0 | 0 | 0 | 0 | 1913.4 | 0 | 0 | 0 | 2836411.695 | 0
7627 | 1665.6 | 1676.6383 | 1676.6383 | 1632.1413 | 1632.1413 | 1913.15 | 3284655.2888 | 587570.8558 | 266528.6688 | 113692.7775 | 141751.469
7628 | 1189.6 | 1238.1081 | 1238.1081 | 1205.2494 | 1189.6 | 1865.5 | 2333294.0462 | 428256 | 194261.68 | 0 | 160001.2
7629 | 890.4 | 926.7077 | 926.7077 | 902.1133 | 890.4 | 1849.6 | 1730363.1386 | 320544 | 145402.32 | 0 | 133916.16
7630 | 993.6 | 1034.1158 | 1034.1158 | 1006.671 | 993.6 | 1837.85 | 1919059.8009 | 357696 | 162254.88 | 0 | 161112.24
7631 | 1250.4 | 1301.3873 | 1301.3873 | 1266.8492 | 1250.4 | 1821.1 | 2394500.5361 | 450144 | 204190.32 | 0 | 223696.56
7632 | 1127.2 | 0 | 0 | 0 | 0 | 1807.75 | 0 | 0 | 0 | 2066157.6 | 0
7633 | 1052 | 0 | 0 | 0 | 0 | 1794.85 | 0 | 0 | 0 | 1251880 | 0
7634 | 1386.4 | 0 | 0 | 0 | 0 | 1788.35 | 0 | 0 | 0 | 1649816 | 0
7635 | 1046.4 | 0 | 0 | 0 | 0 | 1785.3 | 0 | 0 | 0 | 1245216 | 0
7636 | 1260 | 0 | 0 | 0 | 0 | 1784.45 | 0 | 0 | 0 | 1499400 | 0
7637 | 1321.6 | 0 | 0 | 0 | 0 | 1785.85 | 0 | 0 | 0 | 1572704 | 0
7638 | 721.6 | 0 | 0 | 0 | 0 | 1792.2 | 0 | 0 | 0 | 858704 | 0
7639 | 904.057 | 225.6186 | 225.6186 | 219.6308 | 219.6308 | 1806.3 | 417694.8122 | 79067.0732 | 35865.7029 | 1254553.2998 | 42542.478
7640 | 979.12 | 1019.0454 | 1019.0454 | 992.0005 | 979.12 | 1826.25 | 1880675.904 | 352483.2 | 159890.296 | 0 | 170122.1
7641 | 1105.275 | 1150.3446 | 1150.3446 | 1119.8151 | 1105.275 | 1853.6 | 2153721.5769 | 397899 | 180491.4075 | 0 | 161812.26
7642 | 1633.544 | 1700.1547 | 1700.1547 | 1655.0335 | 1633.544 | 1826 | 3139102.8807 | 588075.84 | 266757.7352 | 0 | 284236.656
7643 | 1559.029 | 1678.5669 | 1622.6012 | 1634.0186 | 1559.029 | 1625.25 | 2670995.1835 | 561250.44 | 254589.4357 | 0 | 584246.1178
7644 | 1491.985 | 1552.8234 | 1552.8234 | 1511.6123 | 1491.985 | 1359.95 | 2139321.8139 | 537114.6 | 243641.1505 | 0 | 954944.9993
7645 | 1664.025 | 1731.8786 | 1731.8786 | 1685.9155 | 1664.025 | 1414.4 | 2479466.2149 | 599049 | 271735.2825 | 0 | 974453.04
7646 | 1509.416 | 1570.9651 | 1570.9651 | 1529.2726 | 1509.416 | 1530.45 | 2431914.511 | 543389.76 | 246487.6328 | 0 | 708746.2828
7647 | 1181.19 | 1229.3551 | 1229.3551 | 1196.7287 | 1181.19 | 1644.7 | 2046548.2903 | 425228.4 | 192888.327 | 0 | 419676.807
7648 | 1646.173 | 1713.2987 | 1713.2987 | 1667.8286 | 1646.173 | 1863.25 | 3223536.9232 | 592622.28 | 268820.0509 | 0 | 225114.1577
7649 | 1321.611 | 697.565 | 697.565 | 679.052 | 679.052 | 1900.75 | 1355016.3167 | 244458.7337 | 110889.1978 | 1177810.5774 | 67395.9148
7650 | 1456.398 | 0 | 0 | 0 | 0 | 1913.4 | 0 | 0 | 0 | 2669577.534 | 0
7651 | 1341.6 | 1396.3061 | 1396.3061 | 1359.2489 | 1341.6 | 1913.15 | 2696580.6887 | 482976 | 219083.28 | 0 | 116517.96
7652 | 1266.4 | 1318.0397 | 1318.0397 | 1283.0597 | 1266.4 | 1865.5 | 2478829.5277 | 455904 | 206803.12 | 0 | 170330.8
7653 | 1124.8 | 1170.6657 | 1170.6657 | 1139.5969 | 1124.8 | 1849.6 | 2181584.564 | 404928 | 183679.84 | 0 | 169169.92
7654 | 1446.4 | 1505.3796 | 1505.3796 | 1465.4276 | 1446.4 | 1837.85 | 2786060.864 | 520704 | 236197.12 | 0 | 234533.76
7655 | 1150.4 | 1197.3096 | 1197.3096 | 1165.5337 | 1150.4 | 1821.1 | 2198168.5994 | 414144 | 187860.32 | 0 | 205806.56
7656 | 1467.2 | 0 | 0 | 0 | 0 | 1807.75 | 0 | 0 | 0 | 2689377.6 | 0
7657 | 1057.6 | 0 | 0 | 0 | 0 | 1794.85 | 0 | 0 | 0 | 1938580.8 | 0
7658 | 1108 | 0 | 0 | 0 | 0 | 1788.35 | 0 | 0 | 0 | 2030964 | 0
7659 | 1446.4 | 0 | 0 | 0 | 0 | 1785.3 | 0 | 0 | 0 | 2651251.2 | 0
7660 | 1334.4 | 0 | 0 | 0 | 0 | 1784.45 | 0 | 0 | 0 | 2445955.2 | 0
7661 | 826.4 | 0 | 0 | 0 | 0 | 1785.85 | 0 | 0 | 0 | 1514791.2 | 0
7662 | 1045.6 | 0 | 0 | 0 | 0 | 1792.2 | 0 | 0 | 0 | 1916584.8 | 0
7663 | 960.752 | 880.9749 | 880.9749 | 857.5943 | 857.5943 | 1806.3 | 1629978.9845 | 308733.9444 | 140045.1476 | 189088.0822 | 166116.014
7664 | 891.267 | 927.61 | 927.61 | 902.9917 | 891.267 | 1829.85 | 1713587.6417 | 320856.12 | 145543.9011 | 0 | 151649.08
7665 | 1021.024 | 1062.6581 | 1062.6581 | 1034.4557 | 1021.024 | 1859.8 | 1996210.9744 | 367568.64 | 166733.2192 | 0 | 143147.5648
7666 | 1278.022 | 1597.1407 | 1330.1356 | 1554.7534 | 1278.022 | 1863.9 | 2509692.124 | 460087.92 | 208700.9926 | 0 | 173938.7942
7667 | 1410.682 | 2043.8285 | 1468.2061 | 1989.5865 | 1410.682 | 1665.75 | 2478964.939 | 507845.52 | 230364.3706 | 0 | 471520.4585
7668 | 1375.315 | 1708.7567 | 1431.3959 | 1663.4072 | 1375.315 | 1738.45 | 2515071.2316 | 495113.4 | 224588.9395 | 0 | 359713.6382
7669 | 1500.064 | 2357.8184 | 1561.2318 | 2295.2432 | 1500.064 | 1582.85 | 2506374.2344 | 540023.04 | 244960.4512 | 0 | 625751.6976
7670 | 1347.201 | 2144.0137 | 1402.1355 | 2087.1128 | 1347.201 | 1740.85 | 2475521.3076 | 484992.36 | 219997.9233 | 0 | 349127.1392
7671 | 1165.374 | 2670.0192 | 1212.8942 | 2599.1583 | 1165.374 | 1877.5 | 2305090.9058 | 419534.64 | 190305.5742 | 0 | 142758.315
7672 | 1265.572 | 1574.8077 | 1317.178 | 1533.0132 | 1265.572 | 1889.85 | 2518233.3185 | 455605.92 | 206667.9076 | 0 | 139402.7558
7673 | 1012.197 | 216.0351 | 216.0351 | 210.3016 | 210.3016 | 1900.75 | 420456.2206 | 75708.5855 | 34342.2556 | 1469874.2198 | 20872.4364
7674 | 1011.616 | 80.9183 | 80.9183 | 78.7708 | 78.7708 | 1913.4 | 158313.4357 | 28357.483 | 12863.2694 | 1709905.277 | 6821.5501
7675 | 971.2 | 1010.8024 | 1010.8024 | 983.9763 | 971.2 | 1913.15 | 1953881.7071 | 349632 | 158596.96 | 0 | 84348.72
7676 | 1312 | 1365.4992 | 1365.4992 | 1329.2595 | 1312 | 1865.5 | 2572517.6786 | 472320 | 214249.6 | 0 | 176464
7677 | 1095.2 | 1139.8587 | 1139.8587 | 1109.6075 | 1095.2 | 1849.6 | 2126079.9216 | 394272 | 178846.16 | 0 | 164718.08
7678 | 1071.2 | 1114.8801 | 1114.8801 | 1085.2918 | 1071.2 | 1837.85 | 2064702.1414 | 385632 | 174926.96 | 0 | 173695.08
7679 | 1172 | 1219.7904 | 1219.7904 | 1187.4178 | 1172 | 1821.1 | 2241073.5667 | 421920 | 191387.6 | 0 | 209670.8
7680 | 1040 | 1082.4079 | 1082.4079 | 1053.6813 | 1040 | 1807.75 | 1978168.0196 | 374400 | 169832 | 0 | 199940
7681 | 1044 | 0 | 0 | 0 | 0 | 1794.4 | 0 | 0 | 0 | 1242360 | 0
7682 | 1136.8 | 0 | 0 | 0 | 0 | 1793.1 | 0 | 0 | 0 | 1352792 | 0
7683 | 1080.8 | 0 | 0 | 0 | 0 | 1790.15 | 0 | 0 | 0 | 1286152 | 0
7684 | 1034.4 | 0 | 0 | 0 | 0 | 1788.75 | 0 | 0 | 0 | 1230936 | 0
7685 | 1055.2 | 0 | 0 | 0 | 0 | 1789.5 | 0 | 0 | 0 | 1255688 | 0
7686 | 1076 | 0 | 0 | 0 | 0 | 1793.8 | 0 | 0 | 0 | 1280440 | 0
7687 | 886.193 | 922.3291 | 922.3291 | 897.851 | 886.193 | 1803.8 | 1681477.5122 | 319029.48 | 144715.3169 | 0 | 173871.0666
7688 | 293.458 | 305.4243 | 305.4243 | 297.3185 | 293.458 | 1826.45 | 563144.5662 | 105644.88 | 47921.6914 | 0 | 50929.6359
7689 | 141.382 | 889.5072 | 147.1481 | 865.9001 | 141.382 | 1855.45 | 275276.1689 | 50897.52 | 23087.6806 | 0 | 20436.7681
7690 | 225.957 | 1513.9327 | 235.1708 | 1473.7537 | 225.957 | 1845.05 | 437546.6164 | 81344.52 | 36898.7781 | 0 | 35012.0372
7691 | 173.99 | 1893.9265 | 181.0858 | 1843.6627 | 173.99 | 1596.35 | 291472.1676 | 62636.4 | 28412.567 | 0 | 70231.0635
7692 | 186.914 | 787.306 | 194.5368 | 766.4113 | 186.914 | 1274.4 | 251024.4008 | 67289.04 | 30523.0562 | 0 | 135624.7984
7693 | 144.11 | 2891.4621 | 149.9853 | 2814.7243 | 144.11 | 1305.95 | 198078.3597 | 51879.6 | 23533.163 | 0 | 100019.5455
7694 | 135.505 | 2999.9038 | 141.0305 | 2920.288 | 135.505 | 1718.2 | 244827.5782 | 48781.8 | 22127.9665 | 0 | 38185.309
7695 | 194.577 | 2711.3505 | 202.5112 | 2639.3928 | 194.577 | 1869.2 | 383098.4999 | 70047.72 | 31774.4241 | 0 | 25450.6716
7696 | 215.288 | 1218.0023 | 224.0668 | 1185.6772 | 215.288 | 1881.3 | 426683.6189 | 77503.68 | 35156.5304 | 0 | 25554.6856
7697 | 184.122 | 723.0797 | 191.6299 | 703.8895 | 184.122 | 1885.7 | 365673.3811 | 66283.92 | 30067.1226 | 0 | 21045.1446
7698 | 203.03 | 211.3089 | 211.3089 | 205.7009 | 203.03 | 1886.9 | 403225.0571 | 73090.8 | 33154.799 | 0 | 22962.693
7699 | 140 | 145.7088 | 145.7088 | 141.8417 | 140 | 1888.75 | 278186.8267 | 50400 | 22862 | 0 | 15575
7700 | 197.6 | 205.6575 | 205.6575 | 200.1995 | 197.6 | 1844.45 | 383215.864 | 71136 | 32268.08 | 0 | 30736.68
7701 | 199.2 | 207.3227 | 207.3227 | 201.8205 | 199.2 | 1829.35 | 382794.7771 | 71712 | 32529.36 | 0 | 33993.48
7702 | 108.8 | 113.2365 | 113.2365 | 110.2313 | 108.8 | 1826.9 | 208914.3422 | 39168 | 17767.04 | 0 | 18833.28
7703 | 98.4 | 102.4124 | 102.4124 | 99.6945 | 98.4 | 1813.7 | 187693.5136 | 35424 | 16068.72 | 0 | 18331.92
7704 | 102.4 | 106.5755 | 106.5755 | 103.7471 | 102.4 | 1801.4 | 194018.0753 | 36864 | 16721.92 | 0 | 20336.64
7705 | 92.8 | 96.5841 | 96.5841 | 94.0208 | 92.8 | 1781.75 | 174042.2796 | 33408 | 15154.24 | 0 | 20253.6
7706 | 99.2 | 103.2451 | 103.2451 | 100.505 | 99.2 | 1787.85 | 186631.7452 | 35712 | 16199.36 | 0 | 21045.28
7707 | 94.4 | 98.2493 | 98.2493 | 95.6418 | 94.4 | 1784.25 | 177119.525 | 33984 | 15415.52 | 0 | 20366.8
7708 | 98.4 | 102.4124 | 102.4124 | 99.6945 | 98.4 | 1783.1 | 184391.7308 | 35424 | 16068.72 | 0 | 21342.96
7709 | 92.8 | 96.5841 | 96.5841 | 94.0208 | 92.8 | 1783.25 | 174048.4443 | 33408 | 15154.24 | 0 | 20114.4
7710 | 93.6 | 97.4167 | 97.4167 | 94.8313 | 93.6 | 1782.55 | 175656.1328 | 33696 | 15284.88 | 0 | 20353.32
7711 | 80.485 | 83.7669 | 83.7669 | 81.5438 | 80.485 | 1778.25 | 150510.781 | 28974.6 | 13143.2005 | 0 | 17847.5487
7712 | 100.984 | 105.1018 | 105.1018 | 102.3125 | 100.984 | 1439.75 | 153148.0581 | 36354.24 | 16490.6872 | 0 | 56576.286
7713 | 679.251 | 2452.8819 | 706.9476 | 2387.7838 | 679.251 | 1066.15 | 764717.0912 | 244530.36 | 110921.6883 | 0 | 634318.5463
7714 | 1271.683 | 3153.3143 | 1323.5382 | 3069.6271 | 1271.683 | 1043.05 | 1407882.8012 | 457805.88 | 207665.8339 | 0 | 1216937.0469
7715 | 1286.429 | 3420.8043 | 1338.8854 | 3330.0181 | 1286.429 | 1160.35 | 1586622.4742 | 463114.44 | 210073.8557 | 0 | 1080150.1098
7716 | 1324.926 | 2449.5171 | 1378.9522 | 2384.5082 | 1324.926 | 1171.3 | 1650617.5708 | 476973.36 | 216360.4158 | 0 | 1097966.1762
7717 | 1133.191 | 1548.7258 | 1179.3989 | 1507.6235 | 1133.191 | 1176.35 | 1414104.4178 | 407948.76 | 185050.0903 | 0 | 933352.7671
7718 | 1217.422 | 1676.1804 | 1267.0646 | 1631.6955 | 1217.422 | 1146 | 1480524.8218 | 438271.92 | 198805.0126 | 0 | 1039678.388
7719 | 1214.924 | 489.9863 | 489.9863 | 476.9823 | 476.9823 | 1098.5 | 555673.2642 | 171713.627 | 77891.2091 | 1352647.1414 | 429999.5409
7720 | 1286.664 | 202.659 | 202.659 | 197.2806 | 197.2806 | 1349.5 | 281225.5172 | 71021.0003 | 32215.9149 | 1996839.8519 | 128331.002
7721 | 1421.989 | 7.0232 | 7.0232 | 6.8368 | 6.8368 | 1735.35 | 12486.6401 | 2461.2375 | 1116.4447 | 2593974.0359 | 1809.3514
7722 | 1335.966 | 0 | 0 | 0 | 0 | 1846.5 | 0 | 0 | 0 | 2448825.678 | 0
7723 | 1252.8 | 1303.8852 | 1303.8852 | 1269.2808 | 1252.8 | 1859.9 | 2450344.3938 | 451008 | 204582.24 | 0 | 175517.28
7724 | 1186.4 | 1234.7776 | 1234.7776 | 1202.0073 | 1186.4 | 1826.35 | 2281064.9244 | 427104 | 193739.12 | 0 | 206018.36
7725 | 1470.4 | 1530.3582 | 1530.3582 | 1489.7433 | 1470.4 | 1815.85 | 2810277.4804 | 529344 | 240116.32 | 0 | 270774.16
7726 | 1188.8 | 1237.2755 | 1237.2755 | 1204.4388 | 1188.8 | 1809.05 | 2262546.3243 | 427968 | 194131.04 | 0 | 227001.36
7727 | 779.2 | 810.9733 | 810.9733 | 789.4505 | 779.2 | 1796.95 | 1475220.5152 | 280512 | 127243.36 | 0 | 158216.56
7728 | 1133.6 | 167.7129 | 167.7129 | 163.2618 | 163.2618 | 1777.65 | 305901.3194 | 58774.2646 | 26660.6595 | 1778629.8359 | 36301.2715
7729 | 877.6 | 0 | 0 | 0 | 0 | 1660.75 | 0 | 0 | 0 | 1044344 | 0
7730 | 888 | 0 | 0 | 0 | 0 | 1347.35 | 0 | 0 | 0 | 1056720 | 0
7731 | 992 | 0 | 0 | 0 | 0 | 1022.8 | 0 | 0 | 0 | 1180480 | 0
7732 | 1028 | 0 | 0 | 0 | 0 | 1166.45 | 0 | 0 | 0 | 1223320 | 0
7733 | 1020 | 0 | 0 | 0 | 0 | 1120.4 | 0 | 0 | 0 | 1213800 | 0
7734 | 988.8 | 0 | 0 | 0 | 0 | 1520.55 | 0 | 0 | 0 | 1176672 | 0
7735 | 1027.129 | 1069.012 | 1069.012 | 1040.641 | 1027.129 | 1697.2 | 1834431.1282 | 369766.44 | 167730.1657 | 0 | 311014.6612
7736 | 958.726 | 997.8198 | 997.8198 | 971.3382 | 958.726 | 1587.6 | 1600319.901 | 345141.36 | 156559.9558 | 0 | 395378.6024
7737 | 1015.72 | 1057.1378 | 1057.1378 | 1029.0819 | 1015.72 | 1665.45 | 1778227.6605 | 365659.2 | 165867.076 | 0 | 339809.126
7738 | 1081.252 | 1341.2782 | 1125.342 | 1305.6814 | 1081.252 | 1441.8 | 1640841.5798 | 389250.72 | 176568.4516 | 0 | 603554.8664
7739 | 1456.647 | 1697.5444 | 1516.0454 | 1652.4925 | 1456.647 | 1050.25 | 1613358.1695 | 524392.92 | 237870.4551 | 0 | 1383450.4882
7740 | 1355.634 | 1410.9124 | 1410.9124 | 1373.4676 | 1355.634 | 698.7 | 1000589.3718 | 488028.24 | 221375.0322 | 0 | 1764086.5242
7741 | 1091.508 | 1136.0162 | 1136.0162 | 1105.8669 | 1091.508 | 339.7 | 392173.5495 | 392942.88 | 178243.2564 | 0 | 1812230.7324
7742 | 1198.058 | 1246.911 | 1246.911 | 1213.8186 | 1198.058 | 1056.35 | 1337133.4226 | 431300.88 | 195642.8714 | 0 | 1130547.4317
7743 | 1592.282 | 469.7785 | 469.7785 | 457.3109 | 457.3109 | 1064.85 | 513405.7599 | 164631.9157 | 74678.8662 | 2080402.0687 | 427654.2665
7744 | 1106.455 | 138.008 | 138.008 | 134.3454 | 134.3454 | 1427.35 | 201938.7284 | 48364.3387 | 21938.6014 | 1781876.9238 | 76932.8849
7745 | 1246.387 | 18.6174 | 18.6174 | 18.1233 | 18.1233 | 1896.65 | 36150.9883 | 6524.3949 | 2959.538 | 2251407.3269 | 1873.045
7746 | 1322.503 | 0 | 0 | 0 | 0 | 1913.4 | 0 | 0 | 0 | 2424147.999 | 0
7747 | 1121.6 | 1167.3353 | 1167.3353 | 1136.3548 | 1121.6 | 1913.15 | 2254275.8977 | 403776 | 183157.28 | 0 | 97410.96
7748 | 1195.2 | 1243.9364 | 1243.9364 | 1210.923 | 1195.2 | 1857.3 | 2335207.6477 | 430272 | 195176.16 | 0 | 170555.04
7749 | 1380 | 1436.272 | 1436.272 | 1398.1541 | 1380 | 1827.1 | 2653353.0948 | 496800 | 225354 | 0 | 238602
7750 | 1388 | 1444.5982 | 1444.5982 | 1406.2593 | 1388 | 1837.85 | 2681712.0942 | 499680 | 226660.4 | 0 | 225064.2
7751 | 1431.2 | 1489.5597 | 1489.5597 | 1450.0276 | 1431.2 | 1821.1 | 2740991.8726 | 515232 | 233714.96 | 0 | 256041.68
7752 | 1104 | 0 | 0 | 0 | 0 | 1807.25 | 0 | 0 | 0 | 2023632 | 0
7753 | 1285.6 | 0 | 0 | 0 | 0 | 1793.85 | 0 | 0 | 0 | 1529864 | 0
7754 | 1016 | 0 | 0 | 0 | 0 | 1787.35 | 0 | 0 | 0 | 1209040 | 0
7755 | 1193.6 | 0 | 0 | 0 | 0 | 1777.1 | 0 | 0 | 0 | 1420384 | 0
7756 | 1489.6 | 0 | 0 | 0 | 0 | 1776.25 | 0 | 0 | 0 | 1772624 | 0
7757 | 1088.8 | 0 | 0 | 0 | 0 | 1777.65 | 0 | 0 | 0 | 1295672 | 0
7758 | 1126.4 | 0 | 0 | 0 | 0 | 1791.2 | 0 | 0 | 0 | 1340416 | 0
7759 | 799.087 | 0 | 0 | 0 | 0 | 1805.3 | 0 | 0 | 0 | 1464726.471 | 0
7760 | 933.699 | 0 | 0 | 0 | 0 | 1826.75 | 0 | 0 | 0 | 1711470.267 | 0
7761 | 1028.874 | 841.2724 | 841.2724 | 818.9455 | 818.9455 | 1857.2 | 1599728.3106 | 294820.3659 | 133733.7938 | 384799.0123 | 116945.4118
7762 | 1429.183 | 1225.2378 | 1225.2378 | 1192.7207 | 1192.7207 | 1654.1 | 2074283.8974 | 429379.4458 | 194771.2875 | 433435.4273 | 412562.0842
7763 | 1309.361 | 1362.7525 | 1362.7525 | 1326.5858 | 1309.361 | 1050.25 | 1445309.4971 | 471369.96 | 213818.6513 | 0 | 1243565.6098
7764 | 1273.22 | 1325.1378 | 1325.1378 | 1289.9694 | 1273.22 | 1040.45 | 1394648.8456 | 458359.2 | 207916.826 | 0 | 1221718.251
7765 | 1283.758 | 1336.1055 | 1336.1055 | 1300.646 | 1283.758 | 1023.15 | 1387225.3723 | 462152.88 | 209637.6814 | 0 | 1254039.0023
7766 | 1017.049 | 1058.521 | 1058.521 | 1030.4284 | 1017.049 | 1217.3 | 1306704.9392 | 366137.64 | 166084.1017 | 0 | 796044.2523
7767 | 1569.862 | 1449.979 | 1449.979 | 1411.4974 | 1411.4974 | 1619.7 | 2410555.2373 | 508139.0467 | 230497.5176 | 290282.3997 | 536792.443
7768 | 1212.909 | 105.8022 | 105.8022 | 102.9943 | 102.9943 | 1885.25 | 204691.8559 | 37077.9525 | 16818.9712 | 2034473.6222 | 11818.5974
7769 | 1407.813 | 359.1044 | 359.1044 | 349.574 | 349.574 | 1900.75 | 699392.3483 | 125846.6346 | 57085.4318 | 1939752.1142 | 34695.218
7770 | 1339.188 | 0 | 0 | 0 | 0 | 1913.4 | 0 | 0 | 0 | 2454731.604 | 0
7771 | 1444 | 1277.1101 | 1277.1101 | 1243.2163 | 1243.2163 | 1913.15 | 2506957.0855 | 447557.8807 | 203017.2275 | 682262.8928 | 107973.3387
7772 | 1498.4 | 1559.4999 | 1559.4999 | 1518.1117 | 1498.4 | 1865.5 | 2946720.1027 | 539424 | 244688.72 | 0 | 201534.8
7773 | 1683.2 | 1676.6383 | 1676.6383 | 1632.1413 | 1632.1413 | 1849.6 | 3179062.196 | 587570.8558 | 266528.6688 | 173497.5775 | 245474.0464
7774 | 1572 | 1636.1011 | 1636.1011 | 1592.6799 | 1572 | 1837.85 | 3041834.5824 | 565920 | 256707.6 | 0 | 254899.8
7775 | 1266.4 | 1318.0397 | 1318.0397 | 1283.0597 | 1266.4 | 1821.1 | 2429865.8577 | 455904 | 206803.12 | 0 | 226558.96
7776 | 1252.8 | 0 | 0 | 0 | 0 | 1807.25 | 0 | 0 | 0 | 2296382.4 | 0
7777 | 1118.4 | 0 | 0 | 0 | 0 | 1655.6 | 0 | 0 | 0 | 1330896 | 0
7778 | 1283.2 | 0 | 0 | 0 | 0 | 1780.15 | 0 | 0 | 0 | 1527008 | 0
7779 | 1369.6 | 0 | 0 | 0 | 0 | 1777.1 | 0 | 0 | 0 | 1629824 | 0
7780 | 1394.4 | 0 | 0 | 0 | 0 | 1776.25 | 0 | 0 | 0 | 1659336 | 0
7781 | 1285.6 | 0 | 0 | 0 | 0 | 1777.65 | 0 | 0 | 0 | 1529864 | 0
7782 | 1056 | 0 | 0 | 0 | 0 | 1790.7 | 0 | 0 | 0 | 1256640 | 0
7783 | 1040.324 | 0 | 0 | 0 | 0 | 1801.7 | 0 | 0 | 0 | 1906913.892 | 0
7784 | 869.633 | 780.6367 | 780.6367 | 759.919 | 759.919 | 1823.15 | 1458924.3243 | 273570.8552 | 124094.7796 | 201105.6848 | 134391.6826
7785 | 1098.227 | 1143.0092 | 1143.0092 | 1112.6743 | 1098.227 | 1853.6 | 2144810.3467 | 395361.72 | 179340.4691 | 0 | 160780.4328
7786 | 1314.622 | 1440.6297 | 1368.2281 | 1402.3962 | 1314.622 | 1763 | 2441825.0379 | 473263.92 | 214677.7726 | 0 | 311565.414
7787 | 1099.177 | 1499.3035 | 1143.9979 | 1459.5128 | 1099.177 | 1292.65 | 1496806.9577 | 395703.72 | 179495.6041 | 0 | 777502.851
7788 | 1346.221 | 1401.1156 | 1401.1156 | 1363.9307 | 1346.221 | 1216.9 | 1728969.3661 | 484639.56 | 219837.8893 | 0 | 1054225.6651
7789 | 1404.829 | 1462.1134 | 1462.1134 | 1423.3097 | 1404.829 | 1398.55 | 2069253.2055 | 505738.44 | 229408.5757 | 0 | 844934.4021
7790 | 1166.196 | 1213.7497 | 1213.7497 | 1181.5375 | 1166.196 | 1578.45 | 1940200.9741 | 419830.56 | 190439.8068 | 0 | 491609.9238
7791 | 1431.156 | 1489.514 | 1489.514 | 1449.9831 | 1431.156 | 1755.1 | 2647227.3181 | 515216.16 | 233707.7748 | 0 | 350490.1044
7792 | 1408.691 | 478.468 | 478.468 | 465.7697 | 465.7697 | 1885.25 | 924707.5206 | 167677.0953 | 76060.1935 | 1728374.7261 | 53447.0741
7793 | 1490.436 | 184.5162 | 184.5162 | 179.6192 | 179.6192 | 1900.75 | 358960.5686 | 64662.925 | 29331.8212 | 2402727.1284 | 17827.2092
7794 | 1393.933 | 0 | 0 | 0 | 0 | 1913.4 | 0 | 0 | 0 | 2555079.189 | 0
7795 | 1680.8 | 1631.5456 | 1631.5456 | 1588.2453 | 1588.2453 | 1913.15 | 3204502.6096 | 571768.3103 | 259360.4585 | 314500.8488 | 137939.1049
7796 | 1324.8 | 1378.8211 | 1378.8211 | 1342.2279 | 1324.8 | 1861.4 | 2599660.9385 | 476928 | 216339.84 | 0 | 183617.28
7797 | 1534.4 | 1596.9679 | 1596.9679 | 1554.5853 | 1534.4 | 1722.1 | 2785157.4063 | 552384 | 250567.52 | 0 | 426409.76
7798 | 1571.2 | 1635.2685 | 1635.2685 | 1591.8694 | 1571.2 | 1627.85 | 2694364.7359 | 565632 | 256576.96 | 0 | 584722.08
7799 | 1176.8 | 1224.7861 | 1224.7861 | 1192.281 | 1176.8 | 1774.75 | 2200394.6082 | 423648 | 192171.44 | 0 | 265074.2
7800 | 1416.8 | 0 | 0 | 0 | 0 | 1693.9 | 0 | 0 | 0 | 2596994.4 | 0
7801 | 1240 | 0 | 0 | 0 | 0 | 1531.3 | 0 | 0 | 0 | 1475600 | 0
7802 | 1348.8 | 0 | 0 | 0 | 0 | 1417.35 | 0 | 0 | 0 | 1605072 | 0
7803 | 1515.2 | 0 | 0 | 0 | 0 | 1468.2 | 0 | 0 | 0 | 1803088 | 0
7804 | 1366.4 | 0 | 0 | 0 | 0 | 1378.45 | 0 | 0 | 0 | 1626016 | 0
7805 | 1381.6 | 0 | 0 | 0 | 0 | 1319.35 | 0 | 0 | 0 | 1644104 | 0
7806 | 1362.4 | 0 | 0 | 0 | 0 | 1514.7 | 0 | 0 | 0 | 1621256 | 0
7807 | 679.439 | 245.9251 | 245.9251 | 239.3984 | 239.3984 | 1540.5 | 387923.9366 | 86183.4344 | 39093.7635 | 806594.3667 | 110003.5781
7808 | 1137.376 | 1183.7545 | 1183.7545 | 1152.3383 | 1137.376 | 1565.55 | 1874135.0896 | 409455.36 | 185733.5008 | 0 | 494133.0032
7809 | 882.651 | 918.6427 | 918.6427 | 894.2624 | 882.651 | 1623.9 | 1509182.5782 | 317754.36 | 144136.9083 | 0 | 331965.0411
7810 | 432.662 | 878.8611 | 450.3056 | 855.5366 | 432.662 | 1422 | 648091.9155 | 155758.32 | 70653.7046 | 0 | 250078.636
7811 | 389.328 | 1476.3055 | 405.2035 | 1437.1251 | 389.328 | 1058 | 433595.7182 | 140158.08 | 63577.2624 | 0 | 366746.976
7812 | 396.46 | 2006.3981 | 412.6274 | 1953.1493 | 396.46 | 706.5 | 295351.3954 | 142725.6 | 64741.918 | 0 | 512821.01
7813 | 851.215 | 1213.858 | 885.9238 | 1181.6428 | 851.215 | 681.4 | 610531.4338 | 306437.4 | 139003.4095 | 0 | 1122412.099
7814 | 1358.284 | 2806.3381 | 1413.6705 | 2731.8594 | 1358.284 | 1169.8 | 1670459.6002 | 488982.24 | 221807.7772 | 0 | 1127647.3768
7815 | 1653.136 | 2285.2638 | 1720.5456 | 2224.6141 | 1653.136 | 1598.35 | 2768902.9792 | 595128.96 | 269957.1088 | 0 | 663982.0744
7816 | 1480.775 | 1400.3392 | 1400.3392 | 1363.1749 | 1363.1749 | 1780.75 | 2550101.9315 | 490742.9703 | 222606.464 | 215560.9513 | 298876.1007
7817 | 1522.428 | 632.784 | 632.784 | 615.9902 | 615.9902 | 1900.25 | 1229881.4767 | 221756.48 | 100591.2033 | 1661500.4464 | 61445.0247
7818 | 1682.404 | 0 | 0 | 0 | 0 | 1913.4 | 0 | 0 | 0 | 3083846.532 | 0
7819 | 1758.4 | 1040.0732 | 1040.0732 | 1012.4703 | 1012.4703 | 1913.15 | 2042207.336 | 364489.2904 | 165336.392 | 2534669.2864 | 87933.0413
7820 | 1597.6 | 1662.745 | 1662.745 | 1618.6167 | 1597.6 | 1865 | 3141192.2104 | 575136 | 260888.08 | 0 | 215676
7821 | 1777.6 | 1676.6383 | 1676.6383 | 1632.1413 | 1632.1413 | 1824.1 | 3137190.1119 | 587570.8558 | 266528.6688 | 494268.7775 | 287093.6487
7822 | 1849.6 | 1676.6383 | 1676.6383 | 1632.1413 | 1632.1413 | 1837.85 | 3156161.4876 | 587570.8558 | 266528.6688 | 738924.7775 | 264651.7063
7823 | 1356 | 1411.2933 | 1411.2933 | 1373.8384 | 1356 | 1820.6 | 2602939.0921 | 488160 | 221434.8 | 0 | 243266.4
7824 | 1280.8 | 0 | 0 | 0 | 0 | 1793.8 | 0 | 0 | 0 | 2347706.4 | 0
7825 | 1248.8 | 0 | 0 | 0 | 0 | 1615.8 | 0 | 0 | 0 | 2289050.4 | 0
7826 | 1583.2 | 0 | 0 | 0 | 0 | 1553.35 | 0 | 0 | 0 | 2902005.6 | 0
7827 | 1660 | 0 | 0 | 0 | 0 | 1544.8 | 0 | 0 | 0 | 3042780 | 0
7828 | 981.6 | 0 | 0 | 0 | 0 | 1518.65 | 0 | 0 | 0 | 1799272.8 | 0
7829 | 1345.6 | 0 | 0 | 0 | 0 | 1522.95 | 0 | 0 | 0 | 2466484.8 | 0
7830 | 1347.2 | 0 | 0 | 0 | 0 | 1582.2 | 0 | 0 | 0 | 2469417.6 | 0
7831 | 1080.957 | 368.7972 | 368.7972 | 359.0095 | 359.0095 | 1596.3 | 601473.6091 | 129243.4196 | 58626.2512 | 1323329.7693 | 144932.1347
7832 | 1190.482 | 1239.026 | 1239.026 | 1206.143 | 1190.482 | 1593.45 | 1995708.9485 | 428573.52 | 194405.7106 | 0 | 483990.4571
7833 | 1061.094 | 1104.362 | 1104.362 | 1075.0528 | 1061.094 | 1596 | 1781693.6183 | 381993.84 | 173276.6502 | 0 | 428681.976
7834 | 1659.705 | 1727.3824 | 1727.3824 | 1681.5387 | 1659.705 | 1422 | 2487944.3194 | 597493.8 | 271029.8265 | 0 | 959309.49
7835 | 1735.038 | 1826.7475 | 1805.7873 | 1778.2666 | 1735.038 | 1065.75 | 1950957.0431 | 624613.68 | 283331.7054 | 0 | 1620959.2515
7836 | 1837.293 | 1912.2119 | 1912.2119 | 1861.4629 | 1837.293 | 698.75 | 1352605.7766 | 661425.48 | 300029.9469 | 0 | 2390777.5162
7837 | 1536.804 | 1599.4699 | 1599.4699 | 1557.0209 | 1536.804 | 681.45 | 1100352.7623 | 553249.44 | 250960.0932 | 0 | 2026352.9142
7838 | 1437.913 | 952.9425 | 952.9425 | 927.6519 | 927.6519 | 1096.1 | 1070737.7178 | 333954.6991 | 151485.5621 | 935308.5193 | 838504.5904
7839 | 1704.969 | 1587.551 | 1587.551 | 1545.4182 | 1545.4182 | 1490.05 | 2428446.2564 | 556350.5611 | 252366.7962 | 292456.57 | 788086.024
7840 | 1445.753 | 713.0653 | 713.0653 | 694.141 | 694.141 | 1651.95 | 1207571.1664 | 249890.7447 | 113353.2184 | 1377704.8738 | 241595.7603
7841 | 1513.323 | 367.4681 | 367.4681 | 357.7157 | 357.7157 | 1808.9 | 680716.2271 | 128777.652 | 58414.9738 | 2118228.1811 | 68359.4702
7842 | 1805.698 | 0 | 0 | 0 | 0 | 1913.4 | 0 | 0 | 0 | 3309844.434 | 0
7843 | 1423.2 | 0 | 0 | 0 | 0 | 1912.65 | 0 | 0 | 0 | 2608725.6 | 0
7844 | 1600 | 0 | 0 | 0 | 0 | 1627.6 | 0 | 0 | 0 | 2932800 | 0
7845 | 1737.6 | 1055.4778 | 1055.4778 | 1027.466 | 1027.466 | 1577.95 | 1704890.9262 | 369887.7458 | 167785.1913 | 1301675.6944 | 433642.0086
7846 | 1408 | 1465.4137 | 1465.4137 | 1426.5224 | 1408 | 1724 | 2546299.6468 | 506880 | 229926.4 | 0 | 388608
7847 | 1577.6 | 1641.9295 | 1641.9295 | 1598.3536 | 1577.6 | 1577.35 | 2616391.7035 | 567936 | 257622.08 | 0 | 666772.64
7848 | 1420.8 | 1478.7357 | 1478.7357 | 1439.4908 | 1420.8 | 1490.65 | 2231410.1231 | 511488 | 232016.64 | 0 | 723684.48
7849 | 1040 | 0 | 0 | 0 | 0 | 1626.4 | 0 | 0 | 0 | 1237600 | 0
7850 | 1061.6 | 0 | 0 | 0 | 0 | 1596.75 | 0 | 0 | 0 | 1263304 | 0
7851 | 848 | 0 | 0 | 0 | 0 | 1570.15 | 0 | 0 | 0 | 1009120 | 0
7852 | 1101.6 | 0 | 0 | 0 | 0 | 1550.85 | 0 | 0 | 0 | 1310904 | 0
7853 | 727.2 | 0 | 0 | 0 | 0 | 1551.6 | 0 | 0 | 0 | 865368 | 0
7854 | 904 | 0 | 0 | 0 | 0 | 1558.8 | 0 | 0 | 0 | 1075760 | 0
7855 | 917.901 | 955.3301 | 955.3301 | 929.9761 | 917.901 | 1568.8 | 1509420.4891 | 330444.36 | 149893.2333 | 0 | 395798.9112
7856 | 910.899 | 948.0425 | 948.0425 | 922.882 | 910.899 | 1561.15 | 1488764.8497 | 327923.64 | 148749.8067 | 0 | 399748.0261
7857 | 920.17 | 957.6916 | 957.6916 | 932.275 | 920.17 | 1590.65 | 1534439.6648 | 331261.2 | 150263.761 | 0 | 376671.5895
7858 | 1061.386 | 1104.6659 | 1104.6659 | 1075.3487 | 1061.386 | 1577.1 | 1756342.4417 | 382098.96 | 173324.3338 | 0 | 448860.1394
7859 | 1019.092 | 1515.9268 | 1060.6473 | 1475.6949 | 1019.092 | 1330.85 | 1426676.8486 | 366873.12 | 166417.7236 | 0 | 681925.4118
7860 | 991.068 | 1031.4806 | 1031.4806 | 1004.1056 | 991.068 | 1218.85 | 1269728.6017 | 356784.48 | 161841.4044 | 0 | 774172.7682
7861 | 1143.278 | 1189.8972 | 1189.8972 | 1158.318 | 1143.278 | 1306.9 | 1567364.0418 | 411580.08 | 186697.2974 | 0 | 792405.9818
7862 | 1101.732 | 1146.6571 | 1146.6571 | 1116.2254 | 1101.732 | 1561.15 | 1811609.8283 | 396623.52 | 179912.8356 | 0 | 483495.0882
7863 | 1117.132 | 1212.5372 | 1162.6851 | 1180.3572 | 1117.132 | 1599.9 | 1887252.3105 | 402167.52 | 182427.6556 | 0 | 446964.5132
7864 | 520.632 | 958.2879 | 541.8617 | 932.8555 | 520.632 | 1644.9 | 903319.8765 | 187427.52 | 85019.2056 | 0 | 184876.4232
7865 | 192.296 | 451.8959 | 200.1372 | 439.9028 | 192.296 | 1675.7 | 339288.6406 | 69226.56 | 31401.9368 | 0 | 62361.5928
7866 | 257.187 | 267.6743 | 267.6743 | 260.5703 | 257.187 | 1589.6 | 431382.6377 | 92587.32 | 41998.6371 | 0 | 105549.5448
7867 | 150.4 | 156.5328 | 156.5328 | 152.3785 | 150.4 | 1571.65 | 249626.5219 | 54144 | 24560.32 | 0 | 64423.84
7868 | 158.4 | 164.859 | 164.859 | 160.4838 | 158.4 | 1528.85 | 256209.1832 | 57024 | 25866.72 | 0 | 74630.16
7869 | 125.6 | 130.7216 | 130.7216 | 127.2523 | 125.6 | 1542.5 | 204602.9601 | 45216 | 20510.48 | 0 | 57462
7870 | 120 | 124.8932 | 124.8932 | 121.5786 | 120 | 1616.9 | 204130.0083 | 43200 | 19596 | 0 | 45972
7871 | 115.2 | 119.8975 | 119.8975 | 116.7155 | 115.2 | 1603.7 | 194700.9293 | 41472 | 18812.16 | 0 | 45653.76
7872 | 116 | 120.7301 | 120.7301 | 117.526 | 116 | 1553.5 | 190207.3144 | 41760 | 18942.8 | 0 | 51794
7873 | 107.2 | 111.5713 | 111.5713 | 108.6102 | 107.2 | 1350.35 | 153250.7581 | 38592 | 17505.76 | 0 | 69642.48
7874 | 117.6 | 122.3954 | 122.3954 | 119.147 | 117.6 | 1471.75 | 182933.2002 | 42336 | 19204.08 | 0 | 62122.2
7875 | 96.8 | 100.7472 | 100.7472 | 98.0734 | 96.8 | 1344.25 | 137593.9763 | 34848 | 15807.44 | 0 | 63476.6
7876 | 103.2 | 107.4082 | 107.4082 | 104.5576 | 103.2 | 1323.1 | 144276.0325 | 37152 | 16852.56 | 0 | 69856.08
7877 | 96.8 | 100.7472 | 100.7472 | 98.0734 | 96.8 | 1201.65 | 122964.6659 | 34848 | 15807.44 | 0 | 77280.28
7878 | 101.6 | 105.7429 | 105.7429 | 102.9366 | 101.6 | 1200.95 | 128873.8429 | 36576 | 16591.28 | 0 | 81183.48
7879 | 87.682 | 91.2574 | 91.2574 | 88.8355 | 87.682 | 1200.25 | 111014.8755 | 31565.52 | 14318.4706 | 0 | 70123.6795
7880 | 158.372 | 164.8299 | 164.8299 | 160.4554 | 158.372 | 1206.6 | 200535.637 | 57013.92 | 25862.1476 | 0 | 125652.3448
7881 | 720.376 | 1248.8895 | 749.7496 | 1215.7446 | 720.376 | 1277.95 | 966909.675 | 259335.36 | 117637.4008 | 0 | 520147.4908
7882 | 958.609 | 3108.36 | 997.698 | 3025.8659 | 958.609 | 1149.9 | 1160765.954 | 345099.24 | 156540.8497 | 0 | 814913.5109
7883 | 1110.708 | 3338.8057 | 1155.9991 | 3250.1956 | 1110.708 | 1088.95 | 1275418.9622 | 399854.88 | 181378.6164 | 0 | 1011910.5234
7884 | 1168.124 | 3099.0326 | 1215.7564 | 3016.786 | 1168.124 | 1139 | 1408487.1805 | 420524.64 | 190754.6492 | 0 | 1005754.764
7885 | 1171.326 | 2955.2056 | 1219.0889 | 2876.776 | 1171.326 | 1016.65 | 1257019.8243 | 421677.36 | 191277.5358 | 0 | 1151823.4221
7886 | 1171.349 | 2653.3251 | 1219.1129 | 2582.9073 | 1171.349 | 1019.35 | 1257070.4703 | 421685.64 | 191281.2917 | 0 | 1148683.3968
7887 | 1266.465 | 2232.5287 | 1318.1074 | 2173.2786 | 1266.465 | 1027.1 | 1366695.6737 | 455927.4 | 206813.7345 | 0 | 1232143.7985
7888 | 1231.431 | 1641.3758 | 1281.6448 | 1597.8146 | 1231.431 | 1032.35 | 1330805.7485 | 443315.16 | 201092.6823 | 0 | 1191594.2071
7889 | 1227.897 | 543.631 | 543.631 | 529.2034 | 529.2034 | 1112.6 | 618401.6319 | 190513.207 | 86418.9075 | 1280705.4555 | 469615.0552
7890 | 1118.58 | 0 | 0 | 0 | 0 | 1461.55 | 0 | 0 | 0 | 2050357.14 | 0
7891 | 1358.4 | 1413.7912 | 1413.7912 | 1376.2699 | 1358.4 | 1650.9 | 2362643.2337 | 489024 | 221826.72 | 0 | 474217.44
7892 | 1066.4 | 1109.8844 | 1109.8844 | 1080.4286 | 1066.4 | 1555.45 | 1748584.1143 | 383904 | 174143.12 | 0 | 474068.12
7893 | 1076 | 1119.8758 | 1119.8758 | 1090.1549 | 1076 | 1500.25 | 1699007.5837 | 387360 | 175710.8 | 0 | 537731
7894 | 1006.4 | 1047.4378 | 1047.4378 | 1019.6393 | 1006.4 | 1530.05 | 1620681.0894 | 362304 | 164345.12 | 0 | 472957.68
7895 | 1079.2 | 1123.2063 | 1123.2063 | 1093.397 | 1079.2 | 1484.4 | 1688719.954 | 388512 | 176233.36 | 0 | 556435.52
7896 | 1528 | 0 | 0 | 0 | 0 | 1394.35 | 0 | 0 | 0 | 2800824 | 0
7897 | 1220.8 | 0 | 0 | 0 | 0 | 1538.85 | 0 | 0 | 0 | 1452752 | 0
7898 | 923.2 | 0 | 0 | 0 | 0 | 1367.35 | 0 | 0 | 0 | 1098608 | 0
7899 | 1218.4 | 0 | 0 | 0 | 0 | 1468.2 | 0 | 0 | 0 | 1449896 | 0
7900 | 1200.8 | 0 | 0 | 0 | 0 | 1340.45 | 0 | 0 | 0 | 1428952 | 0
7901 | 896 | 0 | 0 | 0 | 0 | 1087 | 0 | 0 | 0 | 1066240 | 0
7902 | 1284 | 0 | 0 | 0 | 0 | 1400.15 | 0 | 0 | 0 | 1527960 | 0
7903 | 1092.491 | 293.0265 | 293.0265 | 285.2498 | 285.2498 | 1527.55 | 458579.8829 | 102689.9201 | 46581.2888 | 1479673.1596 | 134766.2577
7904 | 1306.162 | 1359.4231 | 1359.4231 | 1323.3447 | 1306.162 | 1593.45 | 2186889.8958 | 470218.32 | 213296.2546 | 0 | 531020.1611
7905 | 1409.71 | 1467.1935 | 1467.1935 | 1428.2549 | 1409.71 | 1836.35 | 2725969.848 | 507495.6 | 230205.643 | 0 | 230699.0415
7906 | 984.961 | 1025.1246 | 1025.1246 | 997.9183 | 984.961 | 1763 | 1829132.0804 | 354585.96 | 160844.1313 | 0 | 233435.757
7907 | 1372.328 | 1428.2871 | 1428.2871 | 1390.3812 | 1372.328 | 1558.65 | 2263737.3773 | 494038.08 | 224101.1624 | 0 | 605676.9628
7908 | 1453.632 | 1512.9065 | 1512.9065 | 1472.7547 | 1453.632 | 1496.9 | 2301081.6907 | 523307.52 | 237378.1056 | 0 | 731322.2592
7909 | 1182.818 | 1231.0495 | 1231.0495 | 1198.3781 | 1182.818 | 1381.65 | 1720155.5323 | 425814.48 | 193154.1794 | 0 | 731395.5103
7910 | 1278.412 | 1330.5415 | 1330.5415 | 1295.2297 | 1278.412 | 1474.3 | 1983897.9508 | 460228.32 | 208764.6796 | 0 | 672061.1884
7911 | 1247.998 | 1298.8874 | 1298.8874 | 1264.4156 | 1247.998 | 1638.85 | 2153163.3309 | 449279.28 | 203798.0734 | 0 | 450714.4777
7912 | 1086.354 | 374.8774 | 374.8774 | 364.9284 | 364.9284 | 1764.35 | 677441.3177 | 131374.2065 | 59592.7998 | 1322373.214 | 85995.366
7913 | 1467.39 | 383.4971 | 383.4971 | 373.3193 | 373.3193 | 1896.65 | 744768.0769 | 134394.9488 | 60963.0421 | 2005431.589 | 38582.5499
7914 | 1410.488 | 0 | 0 | 0 | 0 | 1912.9 | 0 | 0 | 0 | 2585424.504 | 0
7915 | 1142.4 | 1188.9834 | 1188.9834 | 1157.4284 | 1142.4 | 1913.15 | 2301255.8044 | 411264 | 186553.92 | 0 | 99217.44
7916 | 984.8 | 1024.957 | 1024.957 | 997.7552 | 984.8 | 1860.9 | 1929538.4935 | 354528 | 160817.84 | 0 | 136985.68
7917 | 1211.2 | 1260.5889 | 1260.5889 | 1227.1335 | 1211.2 | 1828.6 | 2325196.2261 | 436032 | 197788.96 | 0 | 207599.68
7918 | 1125.6 | 1171.4984 | 1171.4984 | 1140.4074 | 1125.6 | 1837.85 | 2169054.3679 | 405216 | 183810.48 | 0 | 182516.04
7919 | 1388.8 | 1445.4308 | 1445.4308 | 1407.0699 | 1388.8 | 1821.1 | 2660793.3765 | 499968 | 226791.04 | 0 | 248456.32
7920 | 985.6 | 194.1038 | 194.1038 | 188.9524 | 188.9524 | 1803.15 | 358931.4604 | 68022.8716 | 30855.9304 | 1460255.0119 | 37195.2841
7921 | 1293.6 | 0 | 0 | 0 | 0 | 1768.25 | 0 | 0 | 0 | 1539384 | 0
7922 | 1131.2 | 0 | 0 | 0 | 0 | 1658.35 | 0 | 0 | 0 | 1346128 | 0
7923 | 1264.8 | 0 | 0 | 0 | 0 | 1575.3 | 0 | 0 | 0 | 1505112 | 0
7924 | 774.4 | 0 | 0 | 0 | 0 | 1601.75 | 0 | 0 | 0 | 921536 | 0
7925 | 1108.8 | 0 | 0 | 0 | 0 | 1740.85 | 0 | 0 | 0 | 1319472 | 0
7926 | 734.4 | 0 | 0 | 0 | 0 | 1678.35 | 0 | 0 | 0 | 873936 | 0
7927 | 812.644 | 845.781 | 845.781 | 823.3344 | 812.644 | 1762.45 | 1500830.0597 | 292551.84 | 132704.7652 | 0 | 193043.5822
7928 | 1161.248 | 1208.6 | 1208.6 | 1176.5244 | 1161.248 | 1635 | 1988358.04 | 418049.28 | 189631.7984 | 0 | 423855.52
7929 | 1243.412 | 1294.1144 | 1294.1144 | 1259.7693 | 1243.412 | 1766.35 | 2302209.4981 | 447628.32 | 203049.1796 | 0 | 290523.2138
7930 | 1326.775 | 1380.8766 | 1380.8766 | 1344.2289 | 1326.775 | 1846.1 | 2581915.9969 | 477639 | 216662.3575 | 0 | 204190.6725
7931 | 1621.135 | 1687.2397 | 1687.2397 | 1642.4613 | 1621.135 | 1625.25 | 2779401.3191 | 583608.6 | 264731.3455 | 0 | 607520.3413
7932 | 1251.306 | 1302.3302 | 1302.3302 | 1267.7671 | 1251.306 | 1399.45 | 1846185.4136 | 450470.16 | 204338.2698 | 0 | 751471.8183
7933 | 1349.218 | 1404.2348 | 1404.2348 | 1366.9672 | 1349.218 | 1149.8 | 1633183.3676 | 485718.48 | 220327.2994 | 0 | 1147105.1436
7934 | 1331.273 | 1385.558 | 1385.558 | 1348.7861 | 1331.273 | 1399.85 | 1954884.9868 | 479258.28 | 217396.8809 | 0 | 798963.491
7935 | 1282.735 | 1335.0408 | 1335.0408 | 1299.6096 | 1282.735 | 1607.1 | 2165160.7177 | 461784.6 | 209470.6255 | 0 | 503986.5815
7936 | 1437.172 | 659.0396 | 659.0396 | 641.5491 | 641.5491 | 1651.95 | 1111417.3627 | 230957.6714 | 104764.9659 | 1458376.7992 | 223291.1598
7937 | 1620.088 | 113.8006 | 113.8006 | 110.7804 | 110.7804 | 1795.25 | 208279.8443 | 39880.9475 | 18090.4409 | 2766560.8129 | 22682.2889
7938 | 1488.651 | 0 | 0 | 0 | 0 | 1912.9 | 0 | 0 | 0 | 2728697.283 | 0
7939 | 1304.8 | 1358.0056 | 1358.0056 | 1321.9648 | 1304.8 | 1913.15 | 2624049.7621 | 469728 | 213073.84 | 0 | 113321.88
7940 | 1217.6 | 1267.2498 | 1267.2498 | 1233.6177 | 1217.6 | 1851.55 | 2372976.0415 | 438336 | 198834.08 | 0 | 180752.72
7941 | 1169.6 | 1217.2925 | 1217.2925 | 1184.9863 | 1169.6 | 1826.6 | 2241817.9994 | 421056 | 190995.68 | 0 | 202808.64
7942 | 1280 | 1332.1943 | 1332.1943 | 1296.8386 | 1280 | 1837.35 | 2461832.1741 | 460800 | 209024 | 0 | 208192
7943 | 1238.4 | 1288.898 | 1288.898 | 1254.6913 | 1238.4 | 1821.1 | 2367677.0986 | 445824 | 202230.72 | 0 | 221549.76
7944 | 1456 | 0 | 0 | 0 | 0 | 1803.15 | 0 | 0 | 0 | 2668848 | 0
7945 | 1352 | 0 | 0 | 0 | 0 | 1717.35 | 0 | 0 | 0 | 1608880 | 0
7946 | 1226.4 | 0 | 0 | 0 | 0 | 1592 | 0 | 0 | 0 | 1459416 | 0
7947 | 1184 | 0 | 0 | 0 | 0 | 1507.8 | 0 | 0 | 0 | 1408960 | 0
7948 | 1292 | 0 | 0 | 0 | 0 | 1506.95 | 0 | 0 | 0 | 1537480 | 0
7949 | 1500 | 0 | 0 | 0 | 0 | 1508.35 | 0 | 0 | 0 | 1785000 | 0
7950 | 1428.8 | 0 | 0 | 0 | 0 | 1520.55 | 0 | 0 | 0 | 1700272 | 0
7951 | 1297.339 | 45.8577 | 45.8577 | 44.6406 | 44.6406 | 1540.5 | 71908.483 | 16070.6264 | 7289.8147 | 2296196.1144 | 20512.3689
7952 | 1310.033 | 1226.3816 | 1226.3816 | 1193.8341 | 1193.8341 | 1646.35 | 2054102.8653 | 429780.2905 | 194953.1151 | 212992.5097 | 422199.4437
7953 | 994.134 | 1034.6716 | 1034.6716 | 1007.212 | 994.134 | 1835.2 | 1907331.2299 | 357888.24 | 162342.0822 | 0 | 163833.2832
7954 | 1147.17 | 1193.9479 | 1193.9479 | 1162.2612 | 1147.17 | 1816.6 | 2185674.1978 | 412981.2 | 187332.861 | 0 | 210390.978
7955 | 1266.559 | 1318.2052 | 1318.2052 | 1283.2208 | 1266.559 | 1229.5 | 1637846.4773 | 455961.24 | 206829.0847 | 0 | 975883.7095
7956 | 1524.5 | 1586.6642 | 1586.6642 | 1544.555 | 1524.5 | 356.45 | 570896.4741 | 548820 | 248950.85 | 0 | 2505591.975
7957 | 1553.979 | 1617.3453 | 1617.3453 | 1574.4218 | 1553.979 | 338.65 | 551878.9814 | 559432.44 | 253764.7707 | 0 | 2581703.0116
7958 | 1388.914 | 1445.5495 | 1445.5495 | 1407.1854 | 1388.914 | 753.85 | 1099134.9587 | 500009.04 | 226809.6562 | 0 | 1730795.1811
7959 | 1652.723 | 1119.9091 | 1119.9091 | 1090.1874 | 1090.1874 | 1585.3 | 1816147.6955 | 392467.4482 | 178027.5952 | 1031127.8355 | 452100.6965
7960 | 1570.274 | 1184.6413 | 1184.6413 | 1153.2016 | 1153.2016 | 1763.5 | 2134381.4516 | 415152.5592 | 188317.8137 | 764493.7947 | 272732.1674
7961 | 1459.662 | 633.601 | 633.601 | 616.7855 | 616.7855 | 1875.3 | 1213389.3978 | 222042.7977 | 100721.0802 | 1544992.5344 | 76913.158
7962 | 1449.583 | 0 | 0 | 0 | 0 | 1912.4 | 0 | 0 | 0 | 2657085.639 | 0
7963 | 1372.8 | 1086.1786 | 1086.1786 | 1057.352 | 1057.352 | 1913.15 | 2127482.7053 | 380646.7239 | 172665.5834 | 1071892.2669 | 91831.0221
7964 | 1579.2 | 1643.5947 | 1643.5947 | 1599.9746 | 1579.2 | 1843.65 | 3066211.6336 | 568512 | 257883.36 | 0 | 246907.92
7965 | 1569.6 | 1633.6033 | 1633.6033 | 1590.2483 | 1569.6 | 1621.7 | 2677266.1236 | 565056 | 256315.68 | 0 | 593779.68
7966 | 1548.8 | 1611.9551 | 1611.9551 | 1569.1747 | 1548.8 | 1726 | 2807430.8878 | 557568 | 252919.04 | 0 | 424371.2
7967 | 1433.6 | 1492.0576 | 1492.0576 | 1452.4592 | 1433.6 | 1787.15 | 2698331.965 | 516096 | 234106.88 | 0 | 305141.76
7968 | 1310.4 | 0 | 0 | 0 | 0 | 1762.75 | 0 | 0 | 0 | 2401963.2 | 0
7969 | 1088 | 0 | 0 | 0 | 0 | 1613.8 | 0 | 0 | 0 | 1294720 | 0
7970 | 1392 | 0 | 0 | 0 | 0 | 1672 | 0 | 0 | 0 | 1656480 | 0
7971 | 1436.8 | 0 | 0 | 0 | 0 | 1557.4 | 0 | 0 | 0 | 1709792 | 0
7972 | 1538.4 | 0 | 0 | 0 | 0 | 1505.7 | 0 | 0 | 0 | 1830696 | 0
7973 | 1468 | 0 | 0 | 0 | 0 | 1505.85 | 0 | 0 | 0 | 1746920 | 0
7974 | 1324 | 0 | 0 | 0 | 0 | 1513.45 | 0 | 0 | 0 | 1575560 | 0
7975 | 916 | 0 | 0 | 0 | 0 | 1528.8 | 0 | 0 | 0 | 1679028 | 0
7976 | 1538.833 | 0 | 0 | 0 | 0 | 1577.6 | 0 | 0 | 0 | 2820680.889 | 0
7977 | 1337.062 | 0 | 0 | 0 | 0 | 1608.05 | 0 | 0 | 0 | 2450834.646 | 0
7978 | 1341.153 | 0 | 0 | 0 | 0 | 1573.55 | 0 | 0 | 0 | 2458333.449 | 0
7979 | 1403.197 | 36.27 | 36.27 | 35.3074 | 35.3074 | 1050.25 | 39147.7285 | 12710.6797 | 5765.7055 | 2507341.5569 | 0
7980 | 1495.022 | 538.5531 | 538.5531 | 524.2602 | 524.2602 | 1040.45 | 574036.8138 | 188733.6608 | 85611.6856 | 1779406.4366 | 503053.8449
7981 | 1415.791 | 295.0446 | 295.0446 | 287.2143 | 287.2143 | 1023.15 | 307979.851 | 103397.143 | 46902.0929 | 2068681.1167 | 280565.2753
7982 | 1603.039 | 1649.0963 | 1649.0963 | 1605.3301 | 1603.039 | 1412.3 | 2365914.002 | 577094.04 | 261776.2687 | 0 | 942106.0203
7983 | 1305.477 | 1358.7102 | 1358.7102 | 1322.6507 | 1305.477 | 1584.05 | 2163385.8518 | 469971.72 | 213184.3941 | 0 | 543013.1582
7984 | 1797.5 | 416.5251 | 416.5251 | 405.4708 | 405.4708 | 1618.2 | 686981.4135 | 145969.4763 | 66213.3763 | 2551589.583 | 154808.7391
7985 | 1690.399 | 11.3601 | 11.3601 | 11.0586 | 11.0586 | 1857.75 | 21531.5726 | 3981.0918 | 1805.8675 | 3078230.9745 | 1573.0842
7986 | 1741.499 | 0 | 0 | 0 | 0 | 1692.05 | 0 | 0 | 0 | 3192167.667 | 0
7987 | 1718.4 | 1676.6383 | 1676.6383 | 1632.1413 | 1632.1413 | 1886.55 | 3234495.677 | 587570.8558 | 266528.6688 | 293107.1775 | 185166.4266
7988 | 1222.4 | 1272.2456 | 1272.2456 | 1238.4808 | 1222.4 | 1566.95 | 2011596.2424 | 440064 | 199617.92 | 0 | 529360.32
7989 | 1288 | 1340.5205 | 1340.5205 | 1304.9438 | 1288 | 1401.65 | 1891984.0104 | 463680 | 210330.4 | 0 | 770674.8
7990 | 1320.8 | 1374.658 | 1374.658 | 1338.1753 | 1320.8 | 1691.5 | 2336855.0157 | 475488 | 215686.64 | 0 | 407466.8
7991 | 1376 | 1432.1089 | 1432.1089 | 1394.1015 | 1376 | 1551.1 | 2237215.0058 | 495360 | 224700.8 | 0 | 617686.4
7992 | 1328.8 | 0 | 0 | 0 | 0 | 1503.7 | 0 | 0 | 0 | 2435690.4 | 0
7993 | 1398.4 | 0 | 0 | 0 | 0 | 1364.35 | 0 | 0 | 0 | 2563267.2 | 0
7994 | 1504 | 0 | 0 | 0 | 0 | 1416.1 | 0 | 0 | 0 | 2756832 | 0
7995 | 1284 | 0 | 0 | 0 | 0 | 1486.05 | 0 | 0 | 0 | 2353572 | 0
7996 | 1360.8 | 0 | 0 | 0 | 0 | 1317.45 | 0 | 0 | 0 | 2494346.4 | 0
7997 | 1429.6 | 0 | 0 | 0 | 0 | 1239.1 | 0 | 0 | 0 | 2620456.8 | 0
7998 | 1222.4 | 0 | 0 | 0 | 0 | 1174.35 | 0 | 0 | 0 | 2240659.2 | 0
7999 | 1190.56 | 135.4914 | 135.4914 | 131.8956 | 131.8956 | 1372.05 | 189475.5136 | 47482.4074 | 21538.5476 | 1940531.889 | 82823.827
8000 | 1232.152 | 977.5153 | 977.5153 | 951.5725 | 951.5725 | 1610 | 1602913.0707 | 342566.1126 | 155391.795 | 514302.1594 | 371113.2886
8001 | 1245.954 | 1296.76 | 1296.76 | 1262.3447 | 1245.954 | 1816.8 | 2375805.1084 | 448543.44 | 203464.2882 | 0 | 228258.7728
8002 | 1352.375 | 1407.5205 | 1407.5205 | 1370.1657 | 1352.375 | 1719.6 | 2441198.6776 | 486855 | 220842.8375 | 0 | 379205.95
8003 | 1036.347 | 1246.5248 | 1078.6059 | 1213.4427 | 1036.347 | 1255.95 | 1368978.3437 | 373084.92 | 169235.4651 | 0 | 771093.9853
8004 | 1453.973 | 1513.2614 | 1513.2614 | 1473.1002 | 1453.973 | 1143.25 | 1746100.6236 | 523430.28 | 237433.7909 | 0 | 1245691.3677
8005 | 1380.768 | 1437.0713 | 1437.0713 | 1398.9322 | 1380.768 | 1023.15 | 1474469.7437 | 497076.48 | 225479.4144 | 0 | 1348803.2208
8006 | 1648.157 | 1715.3636 | 1715.3636 | 1669.8387 | 1648.157 | 1310.9 | 2260837.5936 | 593336.52 | 269144.0381 | 0 | 1135744.9887
8007 | 1281.294 | 1333.5411 | 1333.5411 | 1298.1496 | 1281.294 | 1619.7 | 2171628.008 | 461265.84 | 209235.3102 | 0 | 487276.1082
8008 | 1404.316 | 593.9526 | 593.9526 | 578.1894 | 578.1894 | 1784.35 | 1079416.3025 | 208148.1854 | 94418.3297 | 1514290.0506 | 124686.545
8009 | 1308.225 | 239.7575 | 239.7575 | 233.3945 | 233.3945 | 1900.25 | 464224.588 | 84022.0098 | 38113.3172 | 1970164.3585 | 23281.0985
8010 | 1254.291 | 0 | 0 | 0 | 0 | 1912.4 | 0 | 0 | 0 | 2299115.403 | 0
8011 | 1336 | 0 | 0 | 0 | 0 | 1913.15 | 0 | 0 | 0 | 2448888 | 0
8012 | 854.4 | 0 | 0 | 0 | 0 | 1635.4 | 0 | 0 | 0 | 1566115.2 | 0
8013 | 1313.6 | 0 | 0 | 0 | 0 | 1306.2 | 0 | 0 | 0 | 2407828.8 | 0
8014 | 1232 | 1098.1298 | 1098.1298 | 1068.9861 | 1068.9861 | 1370.85 | 1535206.48 | 384834.9857 | 174565.4255 | 298804.531 | 672552.5868
8015 | 1172.8 | 1220.623 | 1220.623 | 1188.2284 | 1172.8 | 1221.4 | 1501837.8335 | 422208 | 191518.24 | 0 | 913142.08
8016 | 1341.6 | 1396.3061 | 1396.3061 | 1359.2489 | 1341.6 | 1208.05 | 1699125.4567 | 482976 | 219083.28 | 0 | 1062480.12
8017 | 1092 | 0 | 0 | 0 | 0 | 1634.4 | 0 | 0 | 0 | 1299480 | 0
8018 | 1248 | 0 | 0 | 0 | 0 | 1543.1 | 0 | 0 | 0 | 1485120 | 0
8019 | 1142.4 | 0 | 0 | 0 | 0 | 1580.15 | 0 | 0 | 0 | 1359456 | 0
8020 | 1088.8 | 0 | 0 | 0 | 0 | 1578.75 | 0 | 0 | 0 | 1295672 | 0
8021 | 978.4 | 0 | 0 | 0 | 0 | 1579.5 | 0 | 0 | 0 | 1164296 | 0
8022 | 1040.8 | 0 | 0 | 0 | 0 | 1583.8 | 0 | 0 | 0 | 1238552 | 0
8023 | 858.4 | 893.4028 | 893.4028 | 869.6924 | 858.4 | 1728.3 | 1558616.1361 | 309024 | 140176.72 | 0 | 233227.28
8024 | 1146.178 | 1192.9155 | 1192.9155 | 1161.2561 | 1146.178 | 1801.5 | 2169544.166 | 412624.08 | 187170.8674 | 0 | 227516.333
8025 | 1191.895 | 1240.4967 | 1240.4967 | 1207.5746 | 1191.895 | 1848.25 | 2317970.022 | 429082.2 | 194636.4535 | 0 | 180870.0663
8026 | 1166.901 | 1214.4835 | 1214.4835 | 1182.2518 | 1166.901 | 1808.05 | 2222384.1547 | 420084.36 | 190554.9333 | 0 | 223986.6469
8027 | 1126.266 | 1172.1915 | 1172.1915 | 1141.0822 | 1126.266 | 1620.1 | 1920262.881 | 405455.76 | 183919.2378 | 0 | 427868.4534
8028 | 1448.14 | 1507.1905 | 1507.1905 | 1467.1905 | 1448.14 | 1546 | 2346905.6599 | 521330.4 | 236481.262 | 0 | 657455.56
8029 | 920.542 | 958.0788 | 958.0788 | 932.6519 | 920.542 | 1377.9 | 1325485.1984 | 331395.12 | 150324.5086 | 0 | 572669.1782
8030 | 997.387 | 1038.0572 | 1038.0572 | 1010.5078 | 997.387 | 1601.65 | 1670786.9874 | 359059.32 | 162873.2971 | 0 | 397309.1115
8031 | 860.713 | 895.8101 | 895.8101 | 872.0358 | 860.713 | 1694.7 | 1526281.3604 | 309856.68 | 140554.4329 | 0 | 262775.6789
8032 | 234.947 | 244.5274 | 244.5274 | 238.0378 | 234.947 | 1837.8 | 451723.8239 | 84580.92 | 38366.8451 | 0 | 38108.4034
8033 | 183.063 | 190.5277 | 190.5277 | 185.4712 | 183.063 | 1861.1 | 356513.0365 | 65902.68 | 29894.1879 | 0 | 25427.4507
8034 | 137.552 | 143.1609 | 143.1609 | 139.3615 | 137.552 | 1759.4 | 253229.0451 | 49518.72 | 22462.2416 | 0 | 33095.0112
8035 | 148 | 154.035 | 154.035 | 149.947 | 148 | 1843.75 | 286012.4731 | 53280 | 24168.4 | 0 | 23125
8036 | 100.8 | 104.9103 | 104.9103 | 102.126 | 100.8 | 1649.6 | 174412.6727 | 36288 | 16460.64 | 0 | 35320.32
8037 | 96 | 99.9146 | 99.9146 | 97.2629 | 96 | 1673.95 | 168117.9094 | 34560 | 15676.8 | 0 | 31300.8
8038 | 102.4 | 106.5755 | 106.5755 | 103.7471 | 102.4 | 1783.9 | 190974.4955 | 36864 | 16721.92 | 0 | 22128.64
8039 | 91.2 | 94.9188 | 94.9188 | 92.3997 | 91.2 | 1789.1 | 171060.0075 | 32832 | 14892.96 | 0 | 19234.08
8040 | 100 | 104.0777 | 104.0777 | 101.3155 | 100 | 1773.4 | 185930.4465 | 36000 | 16330 | 0 | 22660
8041 | 89.6 | 93.2536 | 93.2536 | 90.7787 | 89.6 | 1566.4 | 147314.816 | 32256 | 14631.68 | 0 | 38850.56
8042 | 96 | 99.9146 | 99.9146 | 97.2629 | 96 | 1531.2 | 153947.4994 | 34560 | 15676.8 | 0 | 45004.8
8043 | 89.6 | 93.2536 | 93.2536 | 90.7787 | 89.6 | 1527.5 | 143184.1837 | 32256 | 14631.68 | 0 | 42336
8044 | 89.6 | 93.2536 | 93.2536 | 90.7787 | 89.6 | 1537.55 | 144175.5842 | 32256 | 14631.68 | 0 | 41435.52
8045 | 91.2 | 94.9188 | 94.9188 | 92.3997 | 91.2 | 1566.6 | 149614.7809 | 32832 | 14892.96 | 0 | 39526.08
8046 | 92 | 95.7515 | 95.7515 | 93.2103 | 92 | 1567.5 | 150771.4876 | 33120 | 15023.6 | 0 | 39790
8047 | 72.8 | 75.7686 | 75.7686 | 73.7577 | 72.8 | 1568.9 | 119316.3068 | 26208 | 11888.24 | 0 | 31384.08
8048 | 89.61 | 93.264 | 93.264 | 90.7888 | 89.61 | 1578.15 | 147835.0654 | 32259.6 | 14633.313 | 0 | 37801.9785
8049 | 636.197 | 662.1391 | 662.1391 | 644.5663 | 636.197 | 1547.05 | 1032072.0672 | 229030.92 | 103890.9701 | 0 | 288165.4312
8050 | 1258.648 | 2612.7577 | 1309.9716 | 2543.4166 | 1258.648 | 1417.4 | 1875785.2532 | 453113.28 | 205537.2184 | 0 | 733288.3248
8051 | 1251.361 | 3618.0805 | 1302.3875 | 3522.0586 | 1251.361 | 1213.3 | 1599796.3221 | 450489.96 | 204347.2513 | 0 | 984445.6987
8052 | 1077.291 | 3788.2506 | 1121.2195 | 3687.7125 | 1077.291 | 1145.6 | 1299142.4711 | 387824.76 | 175921.6203 | 0 | 920437.4304
8053 | 1356.354 | 3155.0805 | 1411.6618 | 3071.3464 | 1356.354 | 1049.25 | 1498304.2373 | 488287.44 | 221492.6082 | 0 | 1289553.5655
8054 | 1104.063 | 3219.3932 | 1149.0831 | 3133.9523 | 1104.063 | 1020.35 | 1181595.07 | 397462.68 | 180293.4879 | 0 | 1081595.318
8055 | 1125.992 | 2268.8476 | 1171.9063 | 2208.6336 | 1125.992 | 1153.6 | 1355916.644 | 405357.12 | 183874.4936 | 0 | 953039.6288
8056 | 1050.113 | 554.1033 | 554.1033 | 539.3977 | 539.3977 | 1433.15 | 806266.1763 | 194183.1791 | 88083.6476 | 936141.1087 | 305757.5975
8057 | 951.408 | 336.123 | 336.123 | 327.2025 | 327.2025 | 1601.7 | 546509.3522 | 117792.9023 | 53432.1693 | 1144168.6698 | 130324.7583
8058 | 1136.61 | 502.5682 | 502.5682 | 489.2303 | 489.2303 | 1654.95 | 844715.7626 | 176122.9187 | 79891.3128 | 1186646.9357 | 168808.9252
8059 | 1047.2 | 1089.9015 | 1089.9015 | 1060.9761 | 1047.2 | 1779.3 | 1950139.7627 | 376992 | 171007.76 | 0 | 231117.04
8060 | 1128.8 | 1174.8288 | 1174.8288 | 1143.6495 | 1128.8 | 1719.05 | 2031288.2591 | 406368 | 184333.04 | 0 | 317136.36
8061 | 778.4 | 810.1407 | 810.1407 | 788.64 | 778.4 | 1698.45 | 1384037.2631 | 280224 | 127112.72 | 0 | 234726.52
8062 | 1089.6 | 1134.0304 | 1134.0304 | 1103.9338 | 1089.6 | 1703.25 | 1944217.841 | 392256 | 177931.68 | 0 | 323338.8
8063 | 952.8 | 991.6521 | 991.6521 | 965.3342 | 952.8 | 1675.6 | 1675843.0966 | 343008 | 155592.24 | 0 | 309088.32
8064 | 999.2 | 1039.9442 | 1039.9442 | 1012.3446 | 999.2 | 1566.1 | 1643782.05 | 359712 | 163169.36 | 0 | 433552.88
8065 | 960 | 0 | 0 | 0 | 0 | 1643.35 | 0 | 0 | 0 | 1142400 | 0
8066 | 1305.6 | 0 | 0 | 0 | 0 | 1566.8 | 0 | 0 | 0 | 1553664 | 0
8067 | 1168.8 | 0 | 0 | 0 | 0 | 1573.1 | 0 | 0 | 0 | 1390872 | 0
8068 | 1358.4 | 0 | 0 | 0 | 0 | 1572.15 | 0 | 0 | 0 | 1616496 | 0
8069 | 1282.4 | 0 | 0 | 0 | 0 | 1553.65 | 0 | 0 | 0 | 1526056 | 0
8070 | 1162.4 | 0 | 0 | 0 | 0 | 1580.7 | 0 | 0 | 0 | 1383256 | 0
8071 | 1039.2 | 1081.5752 | 1081.5752 | 1052.8708 | 1039.2 | 1660.7 | 1794742.6615 | 374112 | 169701.36 | 0 | 352600.56
8072 | 1081.05 | 1125.1318 | 1125.1318 | 1095.2714 | 1081.05 | 1735.6 | 1952001.2148 | 389178 | 176535.465 | 0 | 285829.62
8073 | 811.981 | 845.091 | 845.091 | 822.6627 | 811.981 | 1757.45 | 1487933.0058 | 292313.16 | 132596.4973 | 0 | 196945.9915
8074 | 1146.669 | 1512.2383 | 1193.4265 | 1472.1043 | 1146.669 | 1762.75 | 2108756.8378 | 412800.84 | 187251.0477 | 0 | 272047.2202
8075 | 1380.393 | 1936.5276 | 1436.681 | 1885.1332 | 1380.393 | 1650.9 | 2381530.7323 | 496941.48 | 225418.1769 | 0 | 481895.1963
8076 | 1173.817 | 2105.1397 | 1221.6825 | 2049.2704 | 1173.817 | 1616.55 | 1984495.4457 | 422574.12 | 191684.3161 | 0 | 450100.1287
8077 | 1141.587 | 2489.2342 | 1188.1373 | 2423.1713 | 1141.587 | 1594.2 | 1902568.9803 | 410971.32 | 186421.1571 | 0 | 463256.0046
8078 | 1217.119 | 3355.2052 | 1266.7492 | 3266.1599 | 1217.119 | 1639.2 | 2078594.5491 | 438162.84 | 198755.5327 | 0 | 439136.5352
8079 | 1621.666 | 2767.3329 | 1687.7923 | 2693.8894 | 1621.666 | 1775.15 | 3000208.7574 | 583799.76 | 264818.0578 | 0 | 364631.6001
8080 | 617.579 | 1923.9311 | 642.7619 | 1872.871 | 617.579 | 1888.2 | 1214920.1815 | 222328.44 | 100850.6507 | 0 | 69045.3322
8081 | 1446.565 | 793.789 | 793.789 | 772.7223 | 772.7223 | 1908.65 | 1536182.6528 | 278180.0221 | 126185.5489 | 1235153.699 | 70588.1806
8082 | 1314.233 | 0 | 0 | 0 | 0 | 1927.95 | 0 | 0 | 0 | 2408989.089 | 0
8083 | 1122.4 | 1168.1679 | 1168.1679 | 1137.1653 | 1122.4 | 1933.9 | 2275228.2344 | 404064 | 183287.92 | 0 | 74190.64
8084 | 976.8 | 1016.6308 | 1016.6308 | 989.6499 | 976.8 | 1876.3 | 1923892.3189 | 351648 | 159511.44 | 0 | 120830.16
8085 | 1206.4 | 1255.5931 | 1255.5931 | 1222.2704 | 1206.4 | 1861.9 | 2349054.5786 | 434304 | 197005.12 | 0 | 166603.84
8086 | 1304 | 1357.1729 | 1357.1729 | 1321.1543 | 1304 | 1844.05 | 2506060.5887 | 469440 | 212943.2 | 0 | 203358.8
8087 | 1134.4 | 1180.6572 | 1180.6572 | 1149.3232 | 1134.4 | 1823.1 | 2156388.8454 | 408384 | 185247.52 | 0 | 200675.36
8088 | 949.6 | 422.2817 | 422.2817 | 411.0745 | 411.0745 | 1797.35 | 769800.8872 | 147986.8303 | 67128.4705 | 987117.1889 | 83304.2532
8089 | 1222.4 | 0 | 0 | 0 | 0 | 1742.65 | 0 | 0 | 0 | 1454656 | 0
8090 | 851.2 | 0 | 0 | 0 | 0 | 1696.05 | 0 | 0 | 0 | 1012928 | 0
8091 | 1256.8 | 0 | 0 | 0 | 0 | 1693.4 | 0 | 0 | 0 | 1495592 | 0
8092 | 1092.8 | 0 | 0 | 0 | 0 | 1692.45 | 0 | 0 | 0 | 1300432 | 0
8093 | 1028.8 | 0 | 0 | 0 | 0 | 1693.95 | 0 | 0 | 0 | 1224272 | 0
8094 | 1088.8 | 0 | 0 | 0 | 0 | 1701 | 0 | 0 | 0 | 1295672 | 0
8095 | 1353.6 | 1408.7955 | 1408.7955 | 1371.4068 | 1353.6 | 1716.95 | 2419856.2113 | 487296 | 221042.88 | 0 | 383136.48
8096 | 697.26 | 725.692 | 725.692 | 706.4326 | 697.26 | 1785.4 | 1296830.0878 | 251013.6 | 113862.558 | 0 | 149631.996
8097 | 894.813 | 931.3006 | 931.3006 | 906.5844 | 894.813 | 1861.75 | 1737843.0563 | 322132.68 | 146122.9629 | 0 | 123707.8972
8098 | 1264.732 | 1534.2278 | 1316.3037 | 1493.5102 | 1264.732 | 1875.95 | 2475504.235 | 455303.52 | 206530.7356 | 0 | 156890.0046
8099 | 1241.914 | 1920.4164 | 1292.5553 | 1869.4496 | 1241.914 | 1880.9 | 2450869.8409 | 447089.04 | 202804.5562 | 0 | 147911.9574
8100 | 1308.586 | 2047.005 | 1361.947 | 1992.6786 | 1308.586 | 1865.85 | 2556884.3729 | 471090.96 | 213692.0938 | 0 | 175546.8119
8101 | 1086.618 | 2469.6259 | 1130.9258 | 2404.0834 | 1086.618 | 1788.5 | 2034770.2998 | 391182.48 | 177444.7194 | 0 | 229819.707
8102 | 1312.456 | 3284.5511 | 1365.9737 | 3197.3809 | 1312.456 | 1857.8 | 2551675.0287 | 472484.16 | 214324.0648 | 0 | 186631.2432
8103 | 1471.833 | 2741.557 | 1531.8496 | 2668.7976 | 1471.833 | 1888.35 | 2902649.0852 | 529859.88 | 240350.3289 | 0 | 164330.1544
8104 | 1659.084 | 1852.311 | 1726.7361 | 1803.1517 | 1659.084 | 1899.6 | 3285689.6256 | 597270.24 | 270928.4172 | 0 | 166572.0336
8105 | 1382.135 | 664.689 | 664.689 | 647.0485 | 647.0485 | 1914.35 | 1290391.7501 | 232937.4576 | 105663.019 | 1347413.5668 | 55419.7035
8106 | 1357.739 | 0 | 0 | 0 | 0 | 1922.25 | 0 | 0 | 0 | 2488735.587 | 0
8107 | 1292 | 1344.6836 | 1344.6836 | 1308.9964 | 1292 | 1928.2 | 2604930.3772 | 465120 | 210983.6 | 0 | 92765.6
8108 | 1217.6 | 1267.2498 | 1267.2498 | 1233.6177 | 1217.6 | 1830.75 | 2332008.4099 | 438336 | 198834.08 | 0 | 206078.8
8109 | 1288 | 1340.5205 | 1340.5205 | 1304.9438 | 1288 | 1798.2 | 2416801.2802 | 463680 | 210330.4 | 0 | 259918.4
8110 | 1356 | 1411.2933 | 1411.2933 | 1373.8384 | 1356 | 1844.05 | 2606346.6639 | 488160 | 221434.8 | 0 | 211468.2
8111 | 968.8 | 1008.3046 | 1008.3046 | 981.5447 | 968.8 | 1817.4 | 1834485.3498 | 348768 | 158205.04 | 0 | 176902.88
8112 | 1264 | 682.3458 | 682.3458 | 664.2367 | 664.2367 | 1796.65 | 1243377.929 | 239125.2013 | 108469.8483 | 1099366.1833 | 135072.5269
8113 | 1316.8 | 0 | 0 | 0 | 0 | 1742.65 | 0 | 0 | 0 | 1566992 | 0
8114 | 1169.6 | 0 | 0 | 0 | 0 | 1696.05 | 0 | 0 | 0 | 1391824 | 0
8115 | 1160.8 | 0 | 0 | 0 | 0 | 1667.1 | 0 | 0 | 0 | 1381352 | 0
8116 | 1196 | 0 | 0 | 0 | 0 | 1666.15 | 0 | 0 | 0 | 1423240 | 0
8117 | 840 | 0 | 0 | 0 | 0 | 1680.8 | 0 | 0 | 0 | 999600 | 0
8118 | 1152.8 | 0 | 0 | 0 | 0 | 1701 | 0 | 0 | 0 | 1371832 | 0
8119 | 706.4 | 735.2047 | 735.2047 | 715.6928 | 706.4 | 1716.95 | 1262270.0814 | 254304 | 115355.12 | 0 | 199946.52
8120 | 959.437 | 998.5598 | 998.5598 | 972.0585 | 959.437 | 1785.4 | 1782729.1565 | 345397.32 | 156676.0621 | 0 | 205895.1802
8121 | 900.079 | 936.7813 | 936.7813 | 911.9197 | 900.079 | 1856.05 | 1742377.0304 | 324028.44 | 146982.9007 | 0 | 129566.3721
8122 | 1146.42 | 1447.1512 | 1193.1673 | 1408.7446 | 1146.42 | 1812.25 | 2175024.3008 | 412711.2 | 187210.386 | 0 | 215240.355
8123 | 1422.593 | 1841.8887 | 1480.6018 | 1793.006 | 1422.593 | 1660.9 | 2474250.2821 | 512133.48 | 232309.4369 | 0 | 482401.2863
8124 | 1547.461 | 2015.1697 | 1610.5615 | 1961.6882 | 1547.461 | 1750.75 | 2837147.6464 | 557085.96 | 252700.3813 | 0 | 385704.6543
8125 | 1494.729 | 2233.4269 | 1555.6793 | 2174.1529 | 1494.729 | 1748.85 | 2733620.4463 | 538102.44 | 244089.2457 | 0 | 375401.1884
8126 | 1257.696 | 3297.7575 | 1308.9808 | 3210.2368 | 1257.696 | 1863.5 | 2453033.3813 | 452770.56 | 205381.7568 | 0 | 171675.504
8127 | 1228.071 | 2277.8597 | 1278.1478 | 2217.4065 | 1228.071 | 1888.35 | 2424941.2009 | 442105.56 | 200543.9943 | 0 | 137114.1272
8128 | 1769.154 | 1773.7074 | 1773.7074 | 1726.6342 | 1726.6342 | 1899.6 | 3422875.0467 | 621588.3098 | 281959.3639 | 77938.8047 | 173354.0731
8129 | 1953.371 | 696.8563 | 696.8563 | 678.3621 | 678.3621 | 1914.35 | 1354456.554 | 244210.3486 | 110776.5276 | 2337091.3516 | 58101.7121
8130 | 1544.713 | 0 | 0 | 0 | 0 | 1927.95 | 0 | 0 | 0 | 2831458.929 | 0
8131 | 1589.6 | 1173.8651 | 1173.8651 | 1142.7113 | 1142.7113 | 1933.9 | 2311750.0077 | 411376.0842 | 186604.7626 | 1518527.6498 | 75533.2199
8132 | 1320 | 1373.8254 | 1373.8254 | 1337.3648 | 1320 | 1881.3 | 2601879.6451 | 475200 | 215556 | 0 | 156684
8133 | 1744 | 1676.6383 | 1676.6383 | 1632.1413 | 1632.1413 | 1856.2 | 3163933.8749 | 587570.8558 | 266528.6688 | 380095.9775 | 234701.9141
8134 | 1516.8 | 1578.6502 | 1578.6502 | 1536.7537 | 1516.8 | 1844.05 | 2920299.4035 | 546048 | 247693.44 | 0 | 236544.96
8135 | 1599.2 | 1664.4102 | 1664.4102 | 1620.2377 | 1599.2 | 1823.1 | 3043680.3791 | 575712 | 261149.36 | 0 | 282898.48
8136 | 1542.4 | 0 | 0 | 0 | 0 | 1802.35 | 0 | 0 | 0 | 2827219.2 | 0
8137 | 1434.4 | 0 | 0 | 0 | 0 | 1766.15 | 0 | 0 | 0 | 1706936 | 0
8138 | 1324 | 0 | 0 | 0 | 0 | 1696.05 | 0 | 0 | 0 | 1575560 | 0
8139 | 1325.6 | 0 | 0 | 0 | 0 | 1680.25 | 0 | 0 | 0 | 1577464 | 0
8140 | 1516.8 | 0 | 0 | 0 | 0 | 1666.45 | 0 | 0 | 0 | 1804992 | 0
8141 | 1291.2 | 0 | 0 | 0 | 0 | 1667.65 | 0 | 0 | 0 | 1536528 | 0
8142 | 1542.4 | 0 | 0 | 0 | 0 | 1730 | 0 | 0 | 0 | 1835456 | 0
8143 | 1000.8 | 325.5258 | 325.5258 | 316.8866 | 316.8866 | 1795.25 | 591885.8164 | 114079.1619 | 51747.5754 | 1253613.3342 | 64882.5233
8144 | 828.43 | 862.2107 | 862.2107 | 839.3281 | 828.43 | 1824.55 | 1575749.3103 | 298234.8 | 135282.619 | 0 | 145348.0435
8145 | 1062.166 | 1105.4777 | 1105.4777 | 1076.1389 | 1062.166 | 1856.05 | 2056285.3276 | 382379.76 | 173451.7078 | 0 | 152898.7957
8146 | 1354.15 | 1471.0318 | 1409.3679 | 1431.9915 | 1354.15 | 1870.25 | 2649087.0815 | 487494 | 221132.695 | 0 | 175700.9625
8147 | 1544.599 | 1851.3629 | 1607.5828 | 1802.2287 | 1544.599 | 1791.2 | 2891739.9939 | 556055.64 | 252233.0167 | 0 | 322512.2712
8148 | 1620.767 | 2009.5964 | 1686.8577 | 1956.2628 | 1620.767 | 1696.7 | 2878390.4694 | 583476.12 | 264671.2511 | 0 | 491578.6311
8149 | 936.447 | 2222.2676 | 974.6313 | 2163.2899 | 936.447 | 1418.7 | 1387777.821 | 337120.92 | 152921.7951 | 0 | 544356.6411
8150 | 1379.589 | 2240.3855 | 1435.8442 | 2180.9269 | 1379.589 | 1719.35 | 2475870.9504 | 496652.04 | 225286.8837 | 0 | 387181.6529
8151 | 1282.753 | 2149.048 | 1335.0596 | 2092.0134 | 1282.753 | 1870.6 | 2509039.2484 | 461791.08 | 209473.5649 | 0 | 165988.2382
8152 | 1281.053 | 1459.2575 | 1333.2902 | 1420.5296 | 1281.053 | 1893.9 | 2539446.5487 | 461179.08 | 209195.9549 | 0 | 135919.7233
8153 | 1015.736 | 668.5908 | 668.5908 | 650.8468 | 650.8468 | 1914.35 | 1300770.6714 | 234304.8523 | 106283.2844 | 668841.8817 | 55745.0294
8154 | 1172.039 | 0 | 0 | 0 | 0 | 1927.95 | 0 | 0 | 0 | 2148347.487 | 0
8155 | 1207.2 | 1256.4257 | 1256.4257 | 1223.0809 | 1207.2 | 1933.9 | 2446430.9241 | 434592 | 197135.76 | 0 | 79795.92
8156 | 1226.4 | 1276.4087 | 1276.4087 | 1242.5335 | 1226.4 | 1881.3 | 2419545.7134 | 441504 | 200271.12 | 0 | 145573.68
8157 | 1287.2 | 1339.6879 | 1339.6879 | 1304.1333 | 1287.2 | 1856.2 | 2499760.135 | 463392 | 210199.76 | 0 | 185099.36
8158 | 1448.8 | 1507.8774 | 1507.8774 | 1467.8592 | 1448.8 | 1844.05 | 2791071.9633 | 521568 | 236589.04 | 0 | 225940.36
8159 | 1248.8 | 1299.7221 | 1299.7221 | 1265.2281 | 1248.8 | 1823.1 | 2378478.7718 | 449568 | 203929.04 | 0 | 220912.72
8160 | 1272.8 | 0 | 0 | 0 | 0 | 1796.65 | 0 | 0 | 0 | 2333042.4 | 0
8161 | 1412 | 0 | 0 | 0 | 0 | 1781.8 | 0 | 0 | 0 | 2588196 | 0
8162 | 1366.4 | 0 | 0 | 0 | 0 | 1761.65 | 0 | 0 | 0 | 2504611.2 | 0
8163 | 1345.6 | 0 | 0 | 0 | 0 | 1759 | 0 | 0 | 0 | 2466484.8 | 0
8164 | 1445.6 | 0 | 0 | 0 | 0 | 1758.05 | 0 | 0 | 0 | 2649784.8 | 0
8165 | 1436 | 0 | 0 | 0 | 0 | 1733.1 | 0 | 0 | 0 | 2632188 | 0
8166 | 1366.4 | 0 | 0 | 0 | 0 | 1779.3 | 0 | 0 | 0 | 2504611.2 | 0
8167 | 1041.6 | 121.2214 | 121.2214 | 118.0042 | 118.0042 | 1795.25 | 220843.9054 | 42481.5141 | 19270.0868 | 1692951.0905 | 24161.3612
8168 | 1319.128 | 934.298 | 934.298 | 909.5023 | 909.5023 | 1824.55 | 1730869.0989 | 327420.8211 | 148521.7224 | 750843.9434 | 159572.1752
8169 | 889.005 | 925.2558 | 925.2558 | 900.7 | 889.005 | 1867.45 | 1725241.6894 | 320041.8 | 145174.5165 | 0 | 117837.6127
8170 | 1469.341 | 1529.256 | 1529.256 | 1488.6704 | 1469.341 | 1870.25 | 2839414.7818 | 528962.76 | 239943.3853 | 0 | 190646.9948
8171 | 1714.76 | 1784.6824 | 1784.6824 | 1737.3179 | 1714.76 | 1791.2 | 3200892.3178 | 617313.6 | 280020.308 | 0 | 358041.888
8172 | 1647.544 | 1714.7256 | 1714.7256 | 1669.2177 | 1647.544 | 1734.2 | 2972002.8912 | 593115.84 | 269043.9352 | 0 | 437917.1952
8173 | 1465.729 | 1525.4967 | 1525.4967 | 1485.0109 | 1465.729 | 1733.2 | 2645580.6656 | 527662.44 | 239353.5457 | 0 | 391056.4972
8174 | 1506.159 | 1216.3132 | 1216.3132 | 1184.0329 | 1184.0329 | 1768.85 | 2187386.0232 | 426251.8359 | 193352.5689 | 590457.1825 | 273689.1996
8175 | 1621.22 | 1039.6923 | 1039.6923 | 1012.0994 | 1012.0994 | 1876.95 | 1985435.413 | 364355.7971 | 165275.838 | 1116517.9931 | 124538.8357
8176 | 1662.845 | 1378.5723 | 1378.5723 | 1341.9858 | 1341.9858 | 1893.9 | 2655365.9678 | 483114.8847 | 219146.2796 | 588134.9305 | 142384.6924
8177 | 1580.403 | 327.3129 | 327.3129 | 318.6261 | 318.6261 | 1914.35 | 636447.1222 | 114705.4133 | 52031.65 | 2312836.9695 | 27290.3296
8178 | 1155.725 | 0 | 0 | 0 | 0 | 1922.25 | 0 | 0 | 0 | 2118443.925 | 0
8179 | 1545.6 | 0 | 0 | 0 | 0 | 1933.9 | 0 | 0 | 0 | 2833084.8 | 0
8180 | 1300 | 0 | 0 | 0 | 0 | 1875.6 | 0 | 0 | 0 | 2382900 | 0
8181 | 1517.6 | 0 | 0 | 0 | 0 | 1856.2 | 0 | 0 | 0 | 2781760.8 | 0
8182 | 1541.6 | 0 | 0 | 0 | 0 | 1844.05 | 0 | 0 | 0 | 2825752.8 | 0
8183 | 1264.8 | 1023.1325 | 1023.1325 | 995.9791 | 995.9791 | 1811.7 | 1890781.5356 | 358552.485 | 162643.3911 | 492748.664 | 187542.8692
8184 | 1515.2 | 1576.985 | 1576.985 | 1535.1327 | 1515.2 | 1796.65 | 2846276.1244 | 545472 | 247432.16 | 0 | 308115.92
8185 | 1142.4 | 0 | 0 | 0 | 0 | 1686.1 | 0 | 0 | 0 | 1359456 | 0
8186 | 1111.2 | 0 | 0 | 0 | 0 | 1778.35 | 0 | 0 | 0 | 1322328 | 0
8187 | 1584.8 | 0 | 0 | 0 | 0 | 1762.75 | 0 | 0 | 0 | 1885912 | 0
8188 | 1384 | 0 | 0 | 0 | 0 | 1695.35 | 0 | 0 | 0 | 1646960 | 0
8189 | 1290.4 | 0 | 0 | 0 | 0 | 1696.65 | 0 | 0 | 0 | 1535576 | 0
8190 | 1424 | 0 | 0 | 0 | 0 | 1735 | 0 | 0 | 0 | 1694560 | 0
8191 | 1168.8 | 1216.4599 | 1216.4599 | 1184.1757 | 1168.8 | 1688.95 | 2064529.6995 | 420768 | 190865.04 | 0 | 363555.24
8192 | 1085.638 | 1129.9068 | 1129.9068 | 1099.9197 | 1085.638 | 1769.9 | 2004052.3935 | 390829.68 | 177284.6854 | 0 | 249805.3038
8193 | 1060.777 | 1104.0321 | 1104.0321 | 1074.7317 | 1060.777 | 1845.4 | 2044054.4639 | 381879.72 | 173224.8841 | 0 | 163996.1242
8194 | 1138.269 | 1184.684 | 1184.684 | 1153.2431 | 1138.269 | 1853.05 | 2209902.9142 | 409776.84 | 185879.3277 | 0 | 167268.6296
8195 | 1033.825 | 1345.5443 | 1075.9821 | 1309.8343 | 1033.825 | 1716.4 | 1860230.0113 | 372177 | 168823.6225 | 0 | 293192.77
8196 | 1090.429 | 1526.3554 | 1134.8942 | 1485.8467 | 1090.429 | 1670.7 | 1912010.4103 | 392554.44 | 178067.0557 | 0 | 359078.2697
8197 | 1135.24 | 1181.5314 | 1181.5314 | 1150.1742 | 1135.24 | 1616.85 | 1924631.9979 | 408686.4 | 185384.692 | 0 | 434967.206
8198 | 1171.847 | 1219.6312 | 1219.6312 | 1187.2628 | 1171.847 | 1658.35 | 2029716.604 | 421864.92 | 191362.6151 | 0 | 400361.5276
8199 | 1104.482 | 1149.5192 | 1149.5192 | 1119.0116 | 1104.482 | 1768.55 | 2044281.6549 | 397613.52 | 180361.9106 | 0 | 255632.3589
8200 | 224.458 | 557.6274 | 233.6107 | 542.8283 | 224.458 | 1870.15 | 439849.3856 | 80804.88 | 36653.9914 | 0 | 29145.8713
8201 | 183.44 | 331.6227 | 190.9201 | 322.8216 | 183.44 | 1880.05 | 360807.7248 | 66038.4 | 29955.752 | 0 | 22003.628
8202 | 160.064 | 166.5909 | 166.5909 | 162.1697 | 160.064 | 1880.15 | 314975.3275 | 57623.04 | 26138.4512 | 0 | 19183.6704
8203 | 206.4 | 214.8163 | 214.8163 | 209.1152 | 206.4 | 1889.15 | 409063.8501 | 74304 | 33705.12 | 0 | 22879.44
8204 | 149.6 | 155.7002 | 155.7002 | 151.568 | 149.6 | 1690.35 | 265616.9832 | 53856 | 24429.68 | 0 | 46323.64
8205 | 116 | 120.7301 | 120.7301 | 117.526 | 116 | 1621 | 196937.1953 | 41760 | 18942.8 | 0 | 43964
8206 | 109.6 | 114.0691 | 114.0691 | 111.0418 | 109.6 | 1644.45 | 188359.8136 | 39456 | 17897.68 | 0 | 38968.28
8207 | 99.2 | 103.2451 | 103.2451 | 100.505 | 99.2 | 1603.45 | 166353.1482 | 35712 | 16199.36 | 0 | 39337.76
8208 | 108.8 | 113.2365 | 113.2365 | 110.2313 | 108.8 | 1590.2 | 180840.2508 | 39168 | 17767.04 | 0 | 44586.24
8209 | 100.8 | 104.9103 | 104.9103 | 102.126 | 100.8 | 1415.9 | 148901.232 | 36288 | 16460.64 | 0 | 58877.28
8210 | 109.6 | 114.0691 | 114.0691 | 111.0418 | 109.6 | 1566.2 | 179211.2785 | 39456 | 17897.68 | 0 | 47544.48
8211 | 100 | 104.0777 | 104.0777 | 101.3155 | 100 | 1553.55 | 162013.2933 | 36000 | 16330 | 0 | 44645
8212 | 104 | 108.2408 | 108.2408 | 105.3681 | 104 | 1561.5 | 169383.5079 | 37440 | 16983.2 | 0 | 45604
8213 | 93.6 | 97.4167 | 97.4167 | 94.8313 | 93.6 | 1519.9 | 148245.3453 | 33696 | 15284.88 | 0 | 44937.36
8214 | 101.6 | 105.7429 | 105.7429 | 102.9366 | 101.6 | 1380.3 | 146162.2162 | 36576 | 16591.28 | 0 | 62961.52
8215 | 93.6 | 97.4167 | 97.4167 | 94.8313 | 93.6 | 1327.9 | 129462.6971 | 33696 | 15284.88 | 0 | 62908.56
8216 | 100.012 | 104.0902 | 104.0902 | 101.3277 | 100.012 | 1484.75 | 155186.6256 | 36004.32 | 16331.9596 | 0 | 51531.183
8217 | 218.574 | 227.4867 | 227.4867 | 221.4494 | 218.574 | 1243.4 | 284360.868 | 78686.64 | 35693.1342 | 0 | 165373.0884
8218 | 955.563 | 2290.6904 | 994.5278 | 2229.8967 | 955.563 | 663.8 | 665108.0549 | 344002.68 | 156043.4379 | 0 | 1276823.2806
8219 | 1162.174 | 2022.5853 | 1209.5637 | 1968.9069 | 1162.174 | 303.5 | 369137.4452 | 418382.64 | 189783.0142 | 0 | 1971628.191
8220 | 1591.079 | 2012.2108 | 1655.9581 | 1958.8078 | 1591.079 | 297.8 | 497852.531 | 572788.44 | 259823.2007 | 0 | 2708334.6738
8221 | 1379.816 | 2447.2284 | 1436.0805 | 2382.2803 | 1379.816 | 281.3 | 407989.7015 | 496733.76 | 225323.9528 | 0 | 2371489.7592
8222 | 1610.809 | 2408.2128 | 1676.4926 | 2344.3002 | 1610.809 | 652.4 | 1098459.2063 | 579891.24 | 263045.1097 | 0 | 2170726.2084
8223 | 1808.052 | 1200.0885 | 1200.0885 | 1168.2388 | 1168.2388 | 1255.05 | 1528763.145 | 420565.9687 | 190773.3964 | 1172777.592 | 870279.4955
8224 | 2055.558 | 1199.1508 | 1199.1508 | 1167.3259 | 1167.3259 | 1468.6 | 1789642.0234 | 420237.3417 | 190624.3275 | 1628129.3491 | 620317.0094
8225 | 1608.955 | 415.7133 | 415.7133 | 404.6805 | 404.6805 | 1691.2 | 714220.4344 | 145684.9824 | 66084.3267 | 2207435.1464 | 124965.3404
8226 | 1527.332 | 0 | 0 | 0 | 0 | 1775.25 | 0 | 0 | 0 | 2799599.556 | 0
8227 | 1779.2 | 1077.281 | 1077.281 | 1048.6905 | 1048.6905 | 1857.6 | 2040032.8176 | 377528.5971 | 171251.1664 | 2482271.1193 | 149333.534
8228 | 1836.8 | 1676.6383 | 1676.6383 | 1632.1413 | 1632.1413 | 1781.2 | 3047797.2721 | 587570.8558 | 266528.6688 | 695430.3775 | 357112.509
8229 | 1579.2 | 1643.5947 | 1643.5947 | 1599.9746 | 1579.2 | 1724.45 | 2849122.5464 | 568512 | 257883.36 | 0 | 435148.56
8230 | 1553.6 | 1616.9508 | 1616.9508 | 1574.0378 | 1553.6 | 1700.75 | 2767657.4895 | 559296 | 253702.88 | 0 | 464914.8
8231 | 1396 | 1452.9244 | 1452.9244 | 1414.3646 | 1396 | 1578.8 | 2308762.2605 | 502560 | 227966.8 | 0 | 587995.2
8232 | 1387.2 | 0 | 0 | 0 | 0 | 1277.05 | 0 | 0 | 0 | 2542737.6 | 0
8233 | 1321.6 | 0 | 0 | 0 | 0 | 1481.9 | 0 | 0 | 0 | 1572704 | 0
8234 | 1526.4 | 0 | 0 | 0 | 0 | 1435.25 | 0 | 0 | 0 | 1816416 | 0
8235 | 1572 | 0 | 0 | 0 | 0 | 1405.9 | 0 | 0 | 0 | 1870680 | 0
8236 | 1433.6 | 0 | 0 | 0 | 0 | 1478.75 | 0 | 0 | 0 | 1705984 | 0
8237 | 1316 | 0 | 0 | 0 | 0 | 1564.7 | 0 | 0 | 0 | 1566040 | 0
8238 | 1384.8 | 0 | 0 | 0 | 0 | 1593.2 | 0 | 0 | 0 | 1647912 | 0
8239 | 1184.8 | 0 | 0 | 0 | 0 | 1686.15 | 0 | 0 | 0 | 2171738.4 | 0
8240 | 1308.643 | 0 | 0 | 0 | 0 | 1785.4 | 0 | 0 | 0 | 2398742.619 | 0
8241 | 1418.787 | 286.3958 | 286.3958 | 278.795 | 278.795 | 1856.05 | 540641.7817 | 100366.188 | 45527.2181 | 2089605.3969 | 33713.3779
8242 | 1582.275 | 1305.9511 | 1305.9511 | 1271.2919 | 1271.2919 | 1773.4 | 2357625.5362 | 457665.0759 | 207601.9636 | 570032.0636 | 288074.7394
8243 | 1549.679 | 1777.6301 | 1612.8699 | 1730.4528 | 1549.679 | 1670.9 | 2713933.34 | 557884.44 | 253062.5807 | 0 | 509999.3589
8244 | 1523.622 | 731.9554 | 731.9554 | 712.5297 | 712.5297 | 1513 | 1133710.255 | 256510.7004 | 116356.1038 | 1486732.143 | 338469.383
8245 | 1514.182 | 602.7201 | 602.7201 | 586.7242 | 586.7242 | 1468.7 | 905337.3509 | 211220.7202 | 95812.0656 | 1700030.1055 | 237596.8287
8246 | 1331.149 | 888.5809 | 888.5809 | 864.9984 | 864.9984 | 1625 | 1469189.3659 | 311399.434 | 141254.2433 | 854453.9987 | 324374.4105
8247 | 1245.736 | 132.1401 | 132.1401 | 128.6332 | 128.6332 | 1818.6 | 244660.0094 | 46307.958 | 21005.8043 | 2047649.4021 | 23334.0655
8248 | 1236.827 | 183.5025 | 183.5025 | 178.6324 | 178.6324 | 1893.9 | 354032.8651 | 64307.6723 | 29170.6747 | 1939670.6598 | 18952.9001
8249 | 1300.328 | 249.4721 | 249.4721 | 242.8513 | 242.8513 | 1908.65 | 484986.267 | 87426.4542 | 39657.611 | 1938354.8613 | 22184.4628
8250 | 1367.211 | 0 | 0 | 0 | 0 | 1927.95 | 0 | 0 | 0 | 2506097.763 | 0
8251 | 1213.6 | 1263.0867 | 1263.0867 | 1229.5651 | 1213.6 | 1933.9 | 2468407.6108 | 436896 | 198180.88 | 0 | 80218.96
8252 | 1144.8 | 1191.4813 | 1191.4813 | 1159.86 | 1144.8 | 1869.9 | 2252552.3186 | 412128 | 186945.84 | 0 | 148938.48
8253 | 1432 | 1490.3924 | 1490.3924 | 1450.8382 | 1432 | 1856.2 | 2783618.67 | 515520 | 233845.6 | 0 | 205921.6
8254 | 1488.8 | 1549.5085 | 1549.5085 | 1508.3854 | 1488.8 | 1844.05 | 2869543.9927 | 535968 | 243121.04 | 0 | 232178.36
8255 | 1432.8 | 1491.225 | 1491.225 | 1451.6487 | 1432.8 | 1823.1 | 2731012.9684 | 515808 | 233976.24 | 0 | 253462.32
8256 | 1107.2 | 0 | 0 | 0 | 0 | 1796.65 | 0 | 0 | 0 | 2029497.6 | 0
8257 | 1325.6 | 0 | 0 | 0 | 0 | 1690.65 | 0 | 0 | 0 | 1577464 | 0
8258 | 1274.4 | 0 | 0 | 0 | 0 | 1673.05 | 0 | 0 | 0 | 1516536 | 0
8259 | 1459.2 | 0 | 0 | 0 | 0 | 1667.7 | 0 | 0 | 0 | 1736448 | 0
8260 | 1384.8 | 0 | 0 | 0 | 0 | 1715.1 | 0 | 0 | 0 | 1647912 | 0
8261 | 1256 | 0 | 0 | 0 | 0 | 1726.75 | 0 | 0 | 0 | 1494640 | 0
8262 | 1425.6 | 0 | 0 | 0 | 0 | 1779.3 | 0 | 0 | 0 | 1696464 | 0
8263 | 991.2 | 0 | 0 | 0 | 0 | 1795.25 | 0 | 0 | 0 | 1816869.6 | 0
8264 | 982.402 | 0 | 0 | 0 | 0 | 1824.55 | 0 | 0 | 0 | 1800742.866 | 0
8265 | 1106.567 | 531.2198 | 531.2198 | 517.1215 | 517.1215 | 1867.45 | 1006931.9527 | 186163.7319 | 84445.9373 | 1080453.6425 | 64605.4002
8266 | 1162.384 | 262.5588 | 262.5588 | 255.5907 | 255.5907 | 1875.95 | 500823.3057 | 92012.6428 | 41737.9571 | 1662152.1656 | 31706.0232
8267 | 957.501 | 612.7365 | 612.7365 | 596.4748 | 596.4748 | 1869.5 | 1165205.1158 | 214730.9381 | 97404.3394 | 661760.9733 | 77839.9651
8268 | 1301.609 | 1354.6844 | 1354.6844 | 1318.7319 | 1301.609 | 1853.8 | 2523075.9168 | 468579.24 | 212552.7497 | 0 | 190295.2358
8269 | 1278.001 | 1330.1138 | 1330.1138 | 1294.8133 | 1278.001 | 1837.8 | 2453742.0479 | 460080.36 | 208697.5633 | 0 | 207291.7622
8270 | 1638.085 | 1607.7431 | 1607.7431 | 1565.0744 | 1565.0744 | 1863.5 | 3041600.5009 | 563426.8014 | 255576.6574 | 133828.3413 | 213632.6622
8271 | 1340.07 | 112.662 | 112.662 | 109.672 | 109.672 | 1888.35 | 216717.2647 | 39481.9265 | 17909.4405 | 2255319.5009 | 12244.8808
8272 | 1262.195 | 377.1223 | 377.1223 | 367.1137 | 367.1137 | 1899.6 | 730240.194 | 132160.9417 | 59949.6716 | 1640683.9734 | 36858.2182
8273 | 1317.571 | 11.2456 | 11.2456 | 10.9471 | 10.9471 | 1914.35 | 21931.8425 | 3940.9709 | 1787.6682 | 2395041.5329 | 937.6227
8274 | 1073.537 | 0 | 0 | 0 | 0 | 1927.45 | 0 | 0 | 0 | 1967793.321 | 0
8275 | 968 | 1007.4719 | 1007.4719 | 980.7342 | 968 | 1933.9 | 1967264.3198 | 348480 | 158074.4 | 0 | 63984.8
8276 | 1704.8 | 1676.6383 | 1676.6383 | 1632.1413 | 1632.1413 | 1820.6 | 3124989.867 | 587570.8558 | 266528.6688 | 246894.3775 | 292806.1432
8277 | 1280 | 1332.1943 | 1332.1943 | 1296.8386 | 1280 | 1798.2 | 2411699.0928 | 460800 | 209024 | 0 | 258304
8278 | 953.6 | 992.4847 | 992.4847 | 966.1447 | 953.6 | 1844.05 | 1837596.5164 | 343296 | 155722.88 | 0 | 148713.92
8279 | 1074.4 | 1118.2106 | 1118.2106 | 1088.5339 | 1074.4 | 1823.1 | 2047306.9078 | 386784 | 175449.52 | 0 | 190061.36
8280 | 1128 | 0 | 0 | 0 | 0 | 1796.65 | 0 | 0 | 0 | 2067624 | 0
8281 | 1326.4 | 0 | 0 | 0 | 0 | 1723.45 | 0 | 0 | 0 | 1578416 | 0
8282 | 1213.6 | 0 | 0 | 0 | 0 | 1774.35 | 0 | 0 | 0 | 1444184 | 0
8283 | 932 | 0 | 0 | 0 | 0 | 1765.35 | 0 | 0 | 0 | 1109080 | 0
8284 | 1318.4 | 0 | 0 | 0 | 0 | 1682.3 | 0 | 0 | 0 | 1568896 | 0
8285 | 1150.4 | 0 | 0 | 0 | 0 | 1765.9 | 0 | 0 | 0 | 1368976 | 0
8286 | 1121.6 | 0 | 0 | 0 | 0 | 1779.3 | 0 | 0 | 0 | 1334704 | 0
8287 | 1252.8 | 0 | 0 | 0 | 0 | 1795.25 | 0 | 0 | 0 | 2296382.4 | 0
8288 | 1217.408 | 0 | 0 | 0 | 0 | 1824.55 | 0 | 0 | 0 | 2231508.864 | 0
8289 | 1302.102 | 442.0679 | 442.0679 | 430.3356 | 430.3356 | 1866.95 | 839280.8347 | 154920.8236 | 70273.8069 | 1597947.7725 | 52581.493
8290 | 1274.013 | 203.1544 | 203.1544 | 197.7628 | 197.7628 | 1875.95 | 388133.4452 | 71194.6146 | 32294.6682 | 1972766.583 | 24532.4776
8291 | 1359.024 | 1414.4406 | 1414.4406 | 1376.9022 | 1359.024 | 1869.5 | 2658579.5182 | 489248.64 | 221928.6192 | 0 | 177352.632
8292 | 1360.939 | 1416.4337 | 1416.4337 | 1378.8423 | 1360.939 | 1810.85 | 2578320.077 | 489938.04 | 222241.3387 | 0 | 257421.6118
8293 | 1309.39 | 1362.7827 | 1362.7827 | 1326.6152 | 1309.39 | 1780.7 | 2439692.3212 | 471380.4 | 213823.387 | 0 | 287149.227
8294 | 1346.761 | 1401.6776 | 1401.6776 | 1364.4778 | 1346.761 | 1863.5 | 2625555.555 | 484833.96 | 219926.0713 | 0 | 183832.8765
8295 | 1666.961 | 1068.0514 | 1068.0514 | 1039.7059 | 1039.7059 | 1888.35 | 2054853.0678 | 374294.1196 | 169783.9715 | 1149758.6207 | 116083.1624
8296 | 1629.508 | 374.5506 | 374.5506 | 364.6102 | 364.6102 | 1899.6 | 724628.7322 | 131259.6794 | 59540.849 | 2318557.6296 | 36606.8662
8297 | 1510.972 | 15.0434 | 15.0434 | 14.6441 | 14.6441 | 1914.35 | 29314.1221 | 5271.892 | 2391.3888 | 2742768.9592 | 1254.271
8298 | 1715.055 | 0 | 0 | 0 | 0 | 1927.95 | 0 | 0 | 0 | 3143695.815 | 0
8299 | 1569.6 | 1633.6033 | 1633.6033 | 1590.2483 | 1569.6 | 1933.9 | 3188918.1328 | 565056 | 256315.68 | 0 | 103750.56
8300 | 1138.4 | 1184.8203 | 1184.8203 | 1153.3758 | 1138.4 | 1820.1 | 2178449.4306 | 409824 | 185900.72 | 0 | 204798.16
8301 | 1421.6 | 1479.5683 | 1479.5683 | 1440.3014 | 1421.6 | 1798.5 | 2676512.0574 | 511776 | 232147.28 | 0 | 286452.4
8302 | 1424.8 | 1482.8988 | 1482.8988 | 1443.5434 | 1424.8 | 1844.05 | 2749131.3975 | 512928 | 232669.84 | 0 | 222197.56
8303 | 1243.2 | 1293.8937 | 1293.8937 | 1259.5545 | 1243.2 | 1823.1 | 2371281.0058 | 447552 | 203014.56 | 0 | 219922.08
8304 | 1226.4 | 0 | 0 | 0 | 0 | 1796.65 | 0 | 0 | 0 | 2247991.2 | 0
8305 | 871.2 | 0 | 0 | 0 | 0 | 980.5 | 0 | 0 | 0 | 1036728 | 0
8306 | 1341.6 | 0 | 0 | 0 | 0 | 1604.85 | 0 | 0 | 0 | 1596504 | 0
8307 | 1340 | 0 | 0 | 0 | 0 | 1602.2 | 0 | 0 | 0 | 1594600 | 0
8308 | 1356 | 0 | 0 | 0 | 0 | 1601.25 | 0 | 0 | 0 | 1613640 | 0
8309 | 1612 | 0 | 0 | 0 | 0 | 1378.35 | 0 | 0 | 0 | 1918280 | 0
8310 | 1690.4 | 0 | 0 | 0 | 0 | 1385.45 | 0 | 0 | 0 | 2011576 | 0
8311 | 1544.8 | 0 | 0 | 0 | 0 | 1625.75 | 0 | 0 | 0 | 2831618.4 | 0
8312 | 1215.149 | 0 | 0 | 0 | 0 | 1655.05 | 0 | 0 | 0 | 2227368.117 | 0
8313 | 1492.134 | 575.9461 | 575.9461 | 560.6608 | 560.6608 | 1804.05 | 1058494.61 | 201837.8904 | 91555.9097 | 1707390.3632 | 109861.4851
8314 | 1882.658 | 863.3223 | 863.3223 | 840.4102 | 840.4102 | 1864.55 | 1643590.3612 | 302547.6597 | 137238.9801 | 1910440.2803 | 113833.5569
8315 | 1450.765 | 1399.7605 | 1399.7605 | 1362.6116 | 1362.6116 | 1676.5 | 2393801.7344 | 490540.1772 | 222514.4748 | 161585.1763 | 440804.8536
8316 | 1737.05 | 1736.1354 | 1736.1354 | 1690.0593 | 1690.0593 | 1527.5 | 2711227.01 | 608421.3455 | 275986.6826 | 86133.9656 | 798553.016
8317 | 1360.505 | 1415.982 | 1415.982 | 1378.4026 | 1360.505 | 1171.25 | 1669576.5235 | 489781.8 | 222170.4665 | 0 | 1127518.5188
8318 | 1346.552 | 1401.4601 | 1401.4601 | 1364.2661 | 1346.552 | 1525.15 | 2147607.9507 | 484758.72 | 219891.9416 | 0 | 639410.2172
8319 | 1602.583 | 804.5558 | 804.5558 | 783.2034 | 783.2034 | 1818.6 | 1493052.5866 | 281953.2145 | 127897.1109 | 1501922.8551 | 142073.092
8320 | 1371.928 | 495.9739 | 495.9739 | 482.811 | 482.811 | 1888.2 | 956271.1553 | 173811.9523 | 78843.0328 | 1629751.5001 | 53978.2674
8321 | 1617.23 | 218.6443 | 218.6443 | 212.8416 | 212.8416 | 1896.6 | 422876.4346 | 76622.9783 | 34757.0343 | 2574243.9255 | 22007.8221
8322 | 1416.264 | 0 | 0 | 0 | 0 | 1864.55 | 0 | 0 | 0 | 2596011.912 | 0
8323 | 1540.8 | 1603.6289 | 1603.6289 | 1561.0694 | 1540.8 | 1844.2 | 2984576.2675 | 554688 | 251612.64 | 0 | 240056.64
8324 | 1249.6 | 1300.5547 | 1300.5547 | 1266.0387 | 1249.6 | 1733.15 | 2280541.6415 | 449856 | 204059.68 | 0 | 333455.76
8325 | 1344 | 1398.804 | 1398.804 | 1361.6805 | 1344 | 1647.4 | 2326103.4625 | 483840 | 219475.2 | 0 | 473894.4
8326 | 1529.6 | 1591.9722 | 1591.9722 | 1549.7221 | 1529.6 | 1695.9 | 2716869.7293 | 550656 | 249783.68 | 0 | 465151.36
8327 | 1204 | 1253.0953 | 1253.0953 | 1219.8388 | 1204 | 1613.1 | 2034368.8897 | 433440 | 196613.2 | 0 | 465827.6
8328 | 1254.4 | 0 | 0 | 0 | 0 | 1440.55 | 0 | 0 | 0 | 2299315.2 | 0
8329 | 1176.8 | 0 | 0 | 0 | 0 | 1076.15 | 0 | 0 | 0 | 2157074.4 | 0
8330 | 1458.4 | 0 | 0 | 0 | 0 | 1380.5 | 0 | 0 | 0 | 2673247.2 | 0
8331 | 1106.4 | 0 | 0 | 0 | 0 | 1555.2 | 0 | 0 | 0 | 2028031.2 | 0
8332 | 1453.6 | 0 | 0 | 0 | 0 | 1478.75 | 0 | 0 | 0 | 2664448.8 | 0
8333 | 1477.6 | 0 | 0 | 0 | 0 | 1480.25 | 0 | 0 | 0 | 2708440.8 | 0
8334 | 1080 | 0 | 0 | 0 | 0 | 1548.55 | 0 | 0 | 0 | 1979640 | 0
8335 | 1225.6 | 198.4959 | 198.4959 | 193.2279 | 193.2279 | 1658.5 | 334410.9842 | 69562.0569 | 31554.1219 | 1892337.9935 | 65987.3401
8336 | 918.666 | 956.1263 | 956.1263 | 930.7512 | 918.666 | 1746.25 | 1678904.9413 | 330719.76 | 150018.1578 | 0 | 233111.4975
8337 | 1374.39 | 1430.4332 | 1430.4332 | 1392.4703 | 1374.39 | 1856.05 | 2661401.4288 | 494780.4 | 224437.887 | 0 | 197843.4405
8338 | 1560.354 | 1623.9802 | 1623.9802 | 1580.8807 | 1560.354 | 1825.4 | 2974639.6112 | 561727.44 | 254805.8082 | 0 | 272437.8084
8339 | 1797.136 | 1870.4174 | 1870.4174 | 1820.7776 | 1797.136 | 1700 | 3195228.7358 | 646968.96 | 293472.3088 | 0 | 539140.8
8340 | 1185.147 | 1233.4735 | 1233.4735 | 1200.7378 | 1185.147 | 1718.3 | 2134346.4983 | 426652.92 | 193534.5051 | 0 | 333855.9099
8341 | 1448.412 | 1507.4736 | 1507.4736 | 1467.4661 | 1448.412 | 1342.1 | 2033024.0355 | 521428.32 | 236525.6796 | 0 | 952910.2548
8342 | 1481.714 | 1542.1335 | 1542.1335 | 1501.2062 | 1481.714 | 1463.95 | 2271705.3221 | 533417.04 | 241963.8962 | 0 | 794272.7897
8343 | 915.477 | 952.8072 | 952.8072 | 927.5202 | 915.477 | 1683.95 | 1617455.8885 | 329571.72 | 149497.3941 | 0 | 289336.5059
8344 | 1225.411 | 1275.3793 | 1275.3793 | 1241.5315 | 1225.411 | 1754.15 | 2252649.7114 | 441147.96 | 200109.6163 | 0 | 301267.2943
8345 | 1517.155 | 387.8507 | 387.8507 | 377.5573 | 377.5573 | 1896.6 | 749644.0727 | 135920.6389 | 61655.112 | 2088882.5287 | 39039.4279
8346 | 1563.602 | 0 | 0 | 0 | 0 | 1877.4 | 0 | 0 | 0 | 2866082.466 | 0
8347 | 1392 | 0 | 0 | 0 | 0 | 1818.2 | 0 | 0 | 0 | 2551536 | 0
8348 | 1641.6 | 0 | 0 | 0 | 0 | 1728.05 | 0 | 0 | 0 | 3009052.8 | 0
8349 | 1546.4 | 902.7594 | 902.7594 | 878.8006 | 878.8006 | 1666.45 | 1538390.4389 | 316368.2306 | 143508.1446 | 1223709.6261 | 293123.9536
8350 | 1494.4 | 1555.3368 | 1555.3368 | 1514.059 | 1494.4 | 1658.6 | 2592969.3701 | 537984 | 244035.52 | 0 | 510188.16
8351 | 1361.6 | 1417.1217 | 1417.1217 | 1379.512 | 1361.6 | 1519.7 | 2167634.8309 | 490176 | 222349.28 | 0 | 653976.48
8352 | 1280.8 | 1333.0269 | 1333.0269 | 1297.6491 | 1280.8 | 1230.1 | 1650150.2081 | 461088 | 209154.64 | 0 | 986087.92
8353 | 1408 | 0 | 0 | 0 | 0 | 1133.65 | 0 | 0 | 0 | 1675520 | 0
8354 | 1036.8 | 0 | 0 | 0 | 0 | 1282.6 | 0 | 0 | 0 | 1233792 | 0
8355 | 1119.2 | 0 | 0 | 0 | 0 | 1227.35 | 0 | 0 | 0 | 1331848 | 0
8356 | 1168 | 0 | 0 | 0 | 0 | 1160.9 | 0 | 0 | 0 | 1389920 | 0
8357 | 1204.8 | 0 | 0 | 0 | 0 | 1152.45 | 0 | 0 | 0 | 1433712 | 0
8358 | 1127.2 | 0 | 0 | 0 | 0 | 1158 | 0 | 0 | 0 | 1341368 | 0
8359 | 1190.4 | 1238.9407 | 1238.9407 | 1206.0599 | 1190.4 | 1199.25 | 1490846.6443 | 428544 | 194392.32 | 0 | 953212.8
8360 | 210.344 | 218.9212 | 218.9212 | 213.1111 | 210.344 | 1327.3 | 291271.3536 | 75723.84 | 34349.1752 | 0 | 141498.4088
8361 | 101.182 | 648.4966 | 105.3079 | 631.2858 | 101.182 | 1646.8 | 174249.606 | 36425.52 | 16523.0206 | 0 | 35737.4824
8362 | 0 | 492.5528 | 0.0010408 | 479.4807 | 0 | 1654.45 | 0 | 0 | 0 | 0 | 0
8363 | 0 | 0 | 0 | 0 | 0 | 1374.85 | 0 | 0 | 0 | 0 | 0
8364 | 0 | 145.919 | 0 | 142.0464 | 0 | 1283.75 | 0 | 0 | 0 | 0 | 0
8365 | 0 | 1004.258 | 0 | 977.6056 | 0 | 1115 | 0 | 0 | 0 | 0 | 0
8366 | 0 | 2782.6271 | 0 | 2708.7777 | 0 | 1253.8 | 0 | 0 | 0 | 0 | 0
8367 | 0 | 2047.6534 | 0 | 1993.3098 | 0 | 1614.7 | 0 | 0 | 0 | 0 | 0
8368 | 0 | 1103.4607 | 0 | 1074.1755 | 0 | 1430.55 | 0 | 0 | 0 | 0 | 0
8369 | 0 | 377.4054 | 0 | 367.3893 | 0 | 1625.8 | 0 | 0 | 0 | 0 | 0
8370 | 0 | 0 | 0 | 0 | 0 | 1641.2 | 0 | 0 | 0 | 0 | 0
8371 | 0 | 0 | 0 | 0 | 0 | 1690.55 | 0 | 0 | 0 | 0 | 0
8372 | 0 | 0 | 0 | 0 | 0 | 1496.15 | 0 | 0 | 0 | 0 | 0
8373 | 137.6 | 143.2109 | 143.2109 | 139.4101 | 137.6 | 1332.8 | 192530.7577 | 49536 | 22470.08 | 0 | 91806.72
8374 | 224 | 233.134 | 233.134 | 226.9468 | 224 | 1432.25 | 335712.7675 | 80640 | 36579.2 | 0 | 127176
8375 | 279.2 | 290.5849 | 290.5849 | 282.8729 | 279.2 | 1162.95 | 339917.3088 | 100512 | 45593.36 | 0 | 233704.36
8376 | 275.2 | 286.4218 | 286.4218 | 278.8203 | 275.2 | 992.5 | 286156.638 | 99072 | 44940.16 | 0 | 277264
8377 | 272 | 283.0913 | 283.0913 | 275.5782 | 272 | 1033.85 | 293697.5362 | 97920 | 44417.6 | 0 | 262792.8
8378 | 291.2 | 303.0742 | 303.0742 | 295.0308 | 291.2 | 1007.1 | 306673.6044 | 104832 | 47552.96 | 0 | 289132.48
8379 | 199.2 | 207.3227 | 207.3227 | 201.8205 | 199.2 | 1003.4 | 208908.7872 | 71712 | 32529.36 | 0 | 198522.72
8380 | 207.2 | 215.649 | 215.649 | 209.9257 | 207.2 | 1002.4 | 216859.5808 | 74592 | 33835.76 | 0 | 206702.72
8381 | 285.6 | 297.2459 | 297.2459 | 289.3571 | 285.6 | 1002.5 | 298876.4353 | 102816 | 46638.48 | 0 | 284886
8382 | 264 | 274.7651 | 274.7651 | 267.473 | 264 | 1003.4 | 276470.5672 | 95040 | 43111.2 | 0 | 263102.4
8383 | 318.4 | 331.3833 | 331.3833 | 322.5886 | 318.4 | 1004.8 | 333506.3118 | 114624 | 51994.72 | 0 | 316871.68
8384 | 138.494 | 144.1413 | 144.1413 | 140.3159 | 138.494 | 1111.65 | 160640.1339 | 49857.84 | 22616.0702 | 0 | 123031.1449
8385 | 740.535 | 770.7316 | 770.7316 | 750.2768 | 740.535 | 1155.05 | 893937.5692 | 266592.6 | 120929.3655 | 0 | 625715.0483
8386 | 1328.616 | 2380.1202 | 1382.7917 | 2316.9531 | 1328.616 | 1163.35 | 1617315.7585 | 478301.76 | 216962.9928 | 0 | 1111586.5764
8387 | 1321.969 | 3357.9081 | 1375.8747 | 3268.7911 | 1321.969 | 1103 | 1526864.6622 | 475908.84 | 215877.5377 | 0 | 1185806.193
8388 | 1360.73 | 3302.8739 | 1416.2162 | 3215.2175 | 1360.73 | 1165.8 | 1663582.6178 | 489862.8 | 222207.209 | 0 | 1135120.966
8389 | 1345.146 | 2636.7726 | 1399.9967 | 2566.7941 | 1345.146 | 1115.3 | 1574051.6365 | 484252.56 | 219662.3418 | 0 | 1190050.6662
8390 | 1049.667 | 2181.8043 | 1092.4691 | 2123.9004 | 1049.667 | 1083.45 | 1190710.932 | 377880.12 | 171410.6211 | 0 | 962072.2889
8391 | 978.516 | 1973.037 | 1018.4167 | 1920.6737 | 978.516 | 1034.6 | 1061983.7861 | 352265.76 | 159791.6628 | 0 | 944659.3464
8392 | 1113.713 | 611.2191 | 611.2191 | 594.9976 | 594.9976 | 1046.5 | 652216.3811 | 214199.1532 | 97163.1159 | 950805.2406 | 567330.2571
8393 | 1271.929 | 110.5211 | 110.5211 | 107.588 | 107.588 | 1099.15 | 123873.8464 | 38731.6648 | 17569.1135 | 2134237.1302 | 96920.6119
8394 | 1081.973 | 0 | 0 | 0 | 0 | 1248.45 | 0 | 0 | 0 | 1983256.509 | 0
8395 | 1176.8 | 1224.7861 | 1224.7861 | 1192.281 | 1176.8 | 1367.95 | 1688474.528 | 423648 | 192171.44 | 0 | 743796.44
8396 | 942.4 | 980.828 | 980.828 | 954.7974 | 942.4 | 1281.25 | 1269027.5724 | 339264 | 153893.92 | 0 | 677350
8397 | 892.8 | 929.2055 | 929.2055 | 904.5449 | 892.8 | 1211.45 | 1134817.8415 | 321408 | 145794.24 | 0 | 704017.44
8398 | 998.4 | 1039.1115 | 1039.1115 | 1011.5341 | 998.4 | 1175.4 | 1231979.6248 | 359424 | 163038.72 | 0 | 823280.64
8399 | 1292 | 1344.6836 | 1344.6836 | 1308.9964 | 1292 | 1078.3 | 1461397.7881 | 465120 | 210983.6 | 0 | 1190836.4
8400 | 1080.8 | 173.9939 | 173.9939 | 169.3762 | 169.3762 | 1033.55 | 183590.4864 | 60975.4455 | 27659.1396 | 1670639.7566 | 163693.6648
8401 | 1272.8 | 0 | 0 | 0 | 0 | 1162.85 | 0 | 0 | 0 | 1514632 | 0
8402 | 1246.4 | 0 | 0 | 0 | 0 | 962.75 | 0 | 0 | 0 | 1483216 | 0
8403 | 1290.4 | 0 | 0 | 0 | 0 | 618.75 | 0 | 0 | 0 | 1535576 | 0
8404 | 856 | 0 | 0 | 0 | 0 | 962.45 | 0 | 0 | 0 | 1018640 | 0
8405 | 1009.6 | 0 | 0 | 0 | 0 | 963.95 | 0 | 0 | 0 | 1201424 | 0
8406 | 1304.8 | 0 | 0 | 0 | 0 | 971 | 0 | 0 | 0 | 1552712 | 0
8407 | 1032.8 | 1074.9143 | 1074.9143 | 1046.3866 | 1032.8 | 1265.65 | 1359004.9854 | 371808 | 168656.24 | 0 | 758436.68
8408 | 1361.032 | 1416.5305 | 1416.5305 | 1378.9366 | 1361.032 | 1615.95 | 2288413.3118 | 489971.52 | 222256.5256 | 0 | 522704.3396
8409 | 1132.013 | 1178.1729 | 1178.1729 | 1146.9048 | 1132.013 | 1672 | 1974209.7126 | 407524.68 | 184857.7229 | 0 | 371300.264
8410 | 1598.971 | 1664.1719 | 1664.1719 | 1620.0057 | 1598.971 | 1572.55 | 2630755.8023 | 575629.56 | 261111.9643 | 0 | 683480.154
8411 | 1537.183 | 1781.2583 | 1599.8644 | 1733.9846 | 1537.183 | 1331.8 | 2141045.1745 | 553385.88 | 251021.9839 | 0 | 1027145.6806
8412 | 1425.846 | 2070.1883 | 1483.9885 | 2015.2466 | 1425.846 | 1209.35 | 1804756.6752 | 513304.56 | 232840.6518 | 0 | 1127345.1399
8413 | 1392.659 | 1885.6773 | 1449.4472 | 1835.6325 | 1392.659 | 1198.7 | 1748695.503 | 501357.24 | 227421.2147 | 0 | 1115937.6567
8414 | 1295.781 | 1348.6188 | 1348.6188 | 1312.8272 | 1295.781 | 1320.15 | 1784452.0592 | 466481.16 | 211601.0373 | 0 | 880936.7129
8415 | 1618.778 | 1684.7866 | 1684.7866 | 1640.0733 | 1618.778 | 1631.65 | 2753547.6949 | 582760.08 | 264346.4474 | 0 | 596276.8763
8416 | 1607.397 | 1460.7021 | 1460.7021 | 1421.9359 | 1421.9359 | 1782.6 | 2634776.6365 | 511896.9202 | 232202.1308 | 339950.2155 | 309128.8624
8417 | 1627.259 | 163.7027 | 163.7027 | 159.3582 | 159.3582 | 1811.8 | 299831.2321 | 57368.9374 | 26023.1874 | 2690662.2407 | 29991.2056
8418 | 1365.124 | 0 | 0 | 0 | 0 | 1910.2 | 0 | 0 | 0 | 2502272.292 | 0
8419 | 1428 | 1486.2293 | 1486.2293 | 1446.7855 | 1428 | 1922.5 | 2866854.6051 | 514080 | 233192.4 | 0 | 110670
8420 | 1173.6 | 1221.4556 | 1221.4556 | 1189.0389 | 1173.6 | 1817.9 | 2233091.8226 | 422496 | 191648.88 | 0 | 213712.56
8421 | 1508 | 1569.4914 | 1569.4914 | 1527.838 | 1508 | 1713.75 | 2697799.8266 | 542880 | 246256.4 | 0 | 431665
8422 | 1451.2 | 1510.3753 | 1510.3753 | 1470.2907 | 1451.2 | 1793.5 | 2712071.1101 | 522432 | 236980.96 | 0 | 299672.8
8423 | 1724 | 1676.6383 | 1676.6383 | 1632.1413 | 1632.1413 | 1706.1 | 2895021.0717 | 587570.8558 | 266528.6688 | 312135.9775 | 479686.3181
8424 | 1598.4 | 0 | 0 | 0 | 0 | 1612.6 | 0 | 0 | 0 | 2929867.2 | 0
8425 | 1463.2 | 0 | 0 | 0 | 0 | 1304.15 | 0 | 0 | 0 | 1741208 | 0
8426 | 1581.6 | 0 | 0 | 0 | 0 | 1278.55 | 0 | 0 | 0 | 1882104 | 0
8427 | 1542.4 | 0 | 0 | 0 | 0 | 1275.95 | 0 | 0 | 0 | 1835456 | 0
8428 | 1321.6 | 0 | 0 | 0 | 0 | 1333.1 | 0 | 0 | 0 | 1572704 | 0
8429 | 1266.4 | 0 | 0 | 0 | 0 | 1386.45 | 0 | 0 | 0 | 1507016 | 0
8430 | 1100 | 0 | 0 | 0 | 0 | 1301.65 | 0 | 0 | 0 | 1309000 | 0
8431 | 1120 | 0 | 0 | 0 | 0 | 1564.5 | 0 | 0 | 0 | 2052960 | 0
8432 | 977.25 | 0 | 0 | 0 | 0 | 1720.55 | 0 | 0 | 0 | 1791299.25 | 0
8433 | 1164.458 | 212.3684 | 212.3684 | 206.7323 | 206.7323 | 1777.75 | 382966.6367 | 74423.6211 | 33759.3815 | 1755511.2432 | 45946.2494
8434 | 1811.107 | 1331.7769 | 1331.7769 | 1296.4323 | 1296.4323 | 1711.95 | 2320434.0465 | 466715.6313 | 211707.3961 | 943398.7082 | 373437.3267
8435 | 1589.091 | 1653.889 | 1653.889 | 1609.9957 | 1589.091 | 1218.7 | 2027556.7404 | 572072.76 | 259498.5603 | 0 | 1241556.7983
8436 | 1463.659 | 1523.3423 | 1523.3423 | 1482.9136 | 1463.659 | 1051.85 | 1617275.8889 | 526917.24 | 239015.5147 | 0 | 1387768.2808
8437 | 1438.004 | 1496.6412 | 1496.6412 | 1456.9211 | 1438.004 | 1209.9 | 1826292.7845 | 517681.44 | 234826.0532 | 0 | 1136166.9604
8438 | 1439.024 | 1497.7028 | 1497.7028 | 1457.9546 | 1439.024 | 1229.9 | 1856596.3831 | 518048.64 | 234992.6192 | 0 | 1108192.3824
8439 | 1791.185 | 962.7175 | 962.7175 | 937.1675 | 937.1675 | 1364.75 | 1335787.3694 | 337380.2982 | 153039.452 | 1565414.0865 | 595335.6513
8440 | 1612.223 | 573.7116 | 573.7116 | 558.4856 | 558.4856 | 1679.6 | 976193.36 | 201054.8026 | 91200.6924 | 1931500.7226 | 178938.7743
8441 | 1277.059 | 74.2511 | 74.2511 | 72.2805 | 72.2805 | 1765.9 | 132768.7175 | 26020.9851 | 11803.408 | 2208358.9643 | 16920.8684
8442 | 1399.92 | 0 | 0 | 0 | 0 | 1814.75 | 0 | 0 | 0 | 2566053.36 | 0
8443 | 1373.6 | 1429.611 | 1429.611 | 1391.6699 | 1373.6 | 1898.2 | 2737463.7567 | 494496 | 224308.88 | 0 | 139832.48
8444 | 1170.4 | 1218.1252 | 1218.1252 | 1185.7968 | 1170.4 | 1793.6 | 2206272.2074 | 421344 | 191126.32 | 0 | 241570.56
8445 | 1194.4 | 1243.1038 | 1243.1038 | 1210.1125 | 1194.4 | 1712.45 | 2142510.0638 | 429984 | 195045.52 | 0 | 343449.72
8446 | 1397.6 | 1454.5896 | 1454.5896 | 1415.9856 | 1397.6 | 1728.35 | 2523463.609 | 503136 | 228228.08 | 0 | 379658.04
8447 | 1476 | 1536.1865 | 1536.1865 | 1495.417 | 1476 | 1642.2 | 2532866.6129 | 531360 | 241030.8 | 0 | 528112.8
8448 | 1419.2 | 0 | 0 | 0 | 0 | 1551.35 | 0 | 0 | 0 | 2601393.6 | 0
8449 | 1497.6 | 0 | 0 | 0 | 0 | 1476.85 | 0 | 0 | 0 | 1782144 | 0
8450 | 1310.4 | 0 | 0 | 0 | 0 | 1278.65 | 0 | 0 | 0 | 1559376 | 0
8451 | 1341.6 | 0 | 0 | 0 | 0 | 1276 | 0 | 0 | 0 | 1596504 | 0
8452 | 1416 | 0 | 0 | 0 | 0 | 1275.05 | 0 | 0 | 0 | 1685040 | 0
8453 | 957.6 | 0 | 0 | 0 | 0 | 1290.15 | 0 | 0 | 0 | 1139544 | 0
8454 | 1168 | 0 | 0 | 0 | 0 | 1575.7 | 0 | 0 | 0 | 1389920 | 0
8455 | 1116.8 | 0 | 0 | 0 | 0 | 1658.5 | 0 | 0 | 0 | 2047094.4 | 0
8456 | 1100.114 | 0 | 0 | 0 | 0 | 1722.75 | 0 | 0 | 0 | 2016508.962 | 0
8457 | 1505.134 | 275.4093 | 275.4093 | 268.1001 | 268.1001 | 1719 | 484803.7788 | 96516.0364 | 43780.7465 | 2267483.1367 | 75336.1284
8458 | 1372.623 | 1428.5942 | 1428.5942 | 1390.6801 | 1372.623 | 1619.25 | 2346224.3926 | 494144.28 | 224149.3359 | 0 | 522626.2072
8459 | 1730.814 | 1801.391 | 1801.391 | 1753.5831 | 1730.814 | 1331.8 | 2422414.7885 | 623093.04 | 282641.9262 | 0 | 1156529.9148
8460 | 1451.75 | 1510.9477 | 1510.9477 | 1470.848 | 1451.75 | 1268.85 | 1937294.1383 | 522630 | 237070.775 | 0 | 1061447.0125
8461 | 1419.609 | 1477.4961 | 1477.4961 | 1438.2842 | 1419.609 | 1342 | 2001988.4028 | 511059.24 | 231822.1497 | 0 | 934102.722
8462 | 1566.858 | 1630.7494 | 1630.7494 | 1587.4702 | 1566.858 | 1333.7 | 2191997.3867 | 564068.88 | 255867.9114 | 0 | 1043997.4854
8463 | 1497.729 | 1558.8016 | 1558.8016 | 1517.4318 | 1497.729 | 1381.2 | 2167614.7878 | 539182.44 | 244579.1457 | 0 | 926794.7052
8464 | 1156.838 | 1204.0101 | 1204.0101 | 1172.0564 | 1156.838 | 1549.1 | 1869900.4032 | 416461.68 | 188911.6454 | 0 | 521618.2542
8465 | 1305.359 | 401.6951 | 401.6951 | 391.0343 | 391.0343 | 1765.9 | 719982.9598 | 140772.3552 | 63855.9044 | 1675957.1385 | 91541.1343
8466 | 1419.829 | 0 | 0 | 0 | 0 | 1842.45 | 0 | 0 | 0 | 2602546.557 | 0
8467 | 1196 | 1244.769 | 1244.769 | 1211.7336 | 1196 | 1922.5 | 2403926.3291 | 430560 | 195306.8 | 0 | 92690
8468 | 1183.2 | 1231.4471 | 1231.4471 | 1198.7652 | 1183.2 | 1820.1 | 2254939.4375 | 425952 | 193216.56 | 0 | 212857.68
8469 | 1408.8 | 1466.2463 | 1466.2463 | 1427.333 | 1408.8 | 1798.2 | 2643931.0011 | 507168 | 230057.04 | 0 | 284295.84
8470 | 1412 | 1469.5768 | 1469.5768 | 1430.5751 | 1412 | 1832.65 | 2706151.5004 | 508320 | 230579.6 | 0 | 236298.2
8471 | 1347.2 | 1402.1345 | 1402.1345 | 1364.9226 | 1347.2 | 1722.75 | 2426887.7971 | 484992 | 219997.76 | 0 | 373511.2
8472 | 1276 | 0 | 0 | 0 | 0 | 1705.5 | 0 | 0 | 0 | 2338908 | 0
8473 | 1184 | 0 | 0 | 0 | 0 | 1597.75 | 0 | 0 | 0 | 1408960 | 0
8474 | 1453.6 | 0 | 0 | 0 | 0 | 1529.05 | 0 | 0 | 0 | 1729784 | 0
8475 | 1312.8 | 0 | 0 | 0 | 0 | 1352.1 | 0 | 0 | 0 | 1562232 | 0
8476 | 1127.2 | 0 | 0 | 0 | 0 | 1308.1 | 0 | 0 | 0 | 1341368 | 0
8477 | 1457.6 | 0 | 0 | 0 | 0 | 1284.6 | 0 | 0 | 0 | 1734544 | 0
8478 | 1394.4 | 0 | 0 | 0 | 0 | 1529.25 | 0 | 0 | 0 | 1659336 | 0
8479 | 1288.8 | 0 | 0 | 0 | 0 | 1638.85 | 0 | 0 | 0 | 2362370.4 | 0
8480 | 1161.104 | 0 | 0 | 0 | 0 | 1686.5 | 0 | 0 | 0 | 2128303.632 | 0
8481 | 829.113 | 138.8365 | 138.8365 | 135.1519 | 135.1519 | 1686.55 | 238364.062 | 48654.6684 | 22070.2982 | 1272030.7756 | 42363.3495
8482 | 1028.635 | 1070.5794 | 1070.5794 | 1042.1668 | 1028.635 | 1680.5 | 1808766.6191 | 370308.6 | 167976.0955 | 0 | 328648.8825
8483 | 1605.522 | 1670.99 | 1670.99 | 1626.6429 | 1605.522 | 1267.1 | 2127519.0986 | 577987.92 | 262181.7426 | 0 | 1176687.0738
8484 | 1388.834 | 1445.4662 | 1445.4662 | 1407.1043 | 1388.834 | 1051.85 | 1530440.9722 | 499980.24 | 226796.5922 | 0 | 1316822.9571
8485 | 1422.415 | 1480.4165 | 1480.4165 | 1441.1271 | 1422.415 | 1161.6 | 1725132.4304 | 512069.4 | 232280.3695 | 0 | 1192552.736
8486 | 1624.992 | 1691.254 | 1691.254 | 1646.369 | 1624.992 | 1278.2 | 2170316.0868 | 584997.12 | 265361.1936 | 0 | 1172919.2256
8487 | 1558.054 | 1621.5864 | 1621.5864 | 1578.5504 | 1558.054 | 1364.75 | 2218724.8453 | 560899.44 | 254430.2182 | 0 | 989753.8035
8488 | 1796.174 | 258.2604 | 258.2604 | 251.4063 | 251.4063 | 1494.35 | 392272.7038 | 90506.2838 | 41054.6559 | 2831559.1139 | 127123.6177
8489 | 1733.951 | 197.2491 | 197.2491 | 192.0142 | 192.0142 | 1751.65 | 351459.9288 | 69125.1034 | 31355.915 | 2826370.1983 | 47686.7206
8490 | 1379.821 | 0 | 0 | 0 | 0 | 1812.55 | 0 | 0 | 0 | 2529211.893 | 0
8491 | 1425.6 | 1211.9044 | 1211.9044 | 1179.7412 | 1179.7412 | 1922.5 | 2381556.1922 | 424706.8148 | 192651.7302 | 835428.3644 | 91429.9393
8492 | 1449.6 | 1508.71 | 1508.71 | 1468.6697 | 1449.6 | 1778.75 | 2704806.9525 | 521856 | 236719.68 | 0 | 320724
8493 | 1551.2 | 1614.453 | 1614.453 | 1571.6063 | 1551.2 | 1772.2 | 2879882.2513 | 558432 | 253310.96 | 0 | 353363.36
8494 | 1432.8 | 1491.225 | 1491.225 | 1451.6487 | 1432.8 | 1741.5 | 2605437.2325 | 515808 | 233976.24 | 0 | 370378.8
8495 | 1576.8 | 1641.0968 | 1641.0968 | 1597.543 | 1576.8 | 1705.1 | 2806020.0956 | 567648 | 257491.44 | 0 | 464998.32
8496 | 1746.4 | 0 | 0 | 0 | 0 | 1690.05 | 0 | 0 | 0 | 3201151.2 | 0
8497 | 704 | 0 | 0 | 0 | 0 | 1630.5 | 0 | 0 | 0 | 1290432 | 0
8498 | 883.2 | 0 | 0 | 0 | 0 | 1575.75 | 0 | 0 | 0 | 1618905.6 | 0
8499 | 1075.2 | 0 | 0 | 0 | 0 | 1395.9 | 0 | 0 | 0 | 1970841.6 | 0
8500 | 876.8 | 0 | 0 | 0 | 0 | 1293.1 | 0 | 0 | 0 | 1607174.4 | 0
8501 | 927.2 | 0 | 0 | 0 | 0 | 1284.6 | 0 | 0 | 0 | 1699557.6 | 0
8502 | 720.8 | 0 | 0 | 0 | 0 | 1443.5 | 0 | 0 | 0 | 1321226.4 | 0
8503 | 638.4 | 145.1342 | 145.1342 | 141.2825 | 141.2825 | 1643.95 | 242364.7515 | 50861.6851 | 23071.4255 | 911216.4535 | 50303.6194
8504 | 622.722 | 648.1146 | 648.1146 | 630.914 | 622.722 | 1687.8 | 1096380.6484 | 224179.92 | 101690.5026 | 0 | 194413.8084
8505 | 603.316 | 717.5823 | 627.9173 | 698.5381 | 603.316 | 1541.95 | 969038.4496 | 217193.76 | 98521.5028 | 0 | 276348.8938
8506 | 1098.458 | 1471.0755 | 1143.2496 | 1432.034 | 1098.458 | 1326.85 | 1519081.1147 | 395444.88 | 179378.1914 | 0 | 739427.0027
8507 | 979.053 | 1495.5172 | 1018.9756 | 1455.8269 | 979.053 | 1127.25 | 1155785.5117 | 352459.08 | 159879.3549 | 0 | 854468.5058
8508 | 716.923 | 1598.0503 | 746.1568 | 1555.6389 | 716.923 | 1051.85 | 793756.0417 | 258092.28 | 117073.5259 | 0 | 679750.5425
8509 | 680.172 | 1957.5815 | 707.9062 | 1905.6283 | 680.172 | 1095.55 | 781569.1301 | 244861.92 | 111072.0876 | 0 | 615181.5654
8510 | 780.334 | 2798.6883 | 812.1535 | 2724.4127 | 780.334 | 1104.35 | 901687.352 | 280920.24 | 127428.5422 | 0 | 698906.1471
8511 | 882.579 | 2102.0715 | 918.5677 | 2046.2836 | 882.579 | 1294.9 | 1191246.6832 | 317728.44 | 144125.1507 | 0 | 622306.4529
8512 | 842.753 | 1938.4239 | 877.1178 | 1886.9792 | 842.753 | 1392.4 | 1218303.2572 | 303391.08 | 137621.5649 | 0 | 512056.7228
8513 | 490.41 | 827.4384 | 510.4073 | 805.4786 | 490.41 | 1751.65 | 896433.5396 | 176547.6 | 80083.953 | 0 | 121793.3235
8514 | 678.563 | 706.2326 | 706.2326 | 687.4896 | 678.563 | 1877.4 | 1327311.2349 | 244282.68 | 110809.3379 | 0 | 83191.8238
8515 | 853.6 | 888.4071 | 888.4071 | 864.8292 | 853.6 | 1922.5 | 1711154.2325 | 307296 | 139392.88 | 0 | 66154
8516 | 705.6 | 734.3721 | 734.3721 | 714.8823 | 705.6 | 1830.75 | 1348412.0697 | 254016 | 115224.48 | 0 | 119422.8
8517 | 828.8 | 862.5958 | 862.5958 | 839.703 | 828.8 | 1798.5 | 1550449.327 | 298368 | 135343.04 | 0 | 167003.2
8518 | 820 | 853.437 | 853.437 | 830.7872 | 820 | 1832.65 | 1560249.1597 | 295200 | 133906 | 0 | 137227
8519 | 755.2 | 785.9946 | 785.9946 | 765.1348 | 755.2 | 1772.55 | 1389168.0853 | 271872 | 123324.16 | 0 | 171770.24
8520 | 697.6 | 726.0459 | 726.0459 | 706.777 | 697.6 | 1705.5 | 1234244.7695 | 251136 | 113918.08 | 0 | 205443.2
8521 | 1381.6 | 0 | 0 | 0 | 0 | 1669.3 | 0 | 0 | 0 | 1644104 | 0
8522 | 1472 | 0 | 0 | 0 | 0 | 1608.85 | 0 | 0 | 0 | 1751680 | 0
8523 | 1526.4 | 0 | 0 | 0 | 0 | 1665.05 | 0 | 0 | 0 | 1816416 | 0
8524 | 1505.6 | 0 | 0 | 0 | 0 | 1667.05 | 0 | 0 | 0 | 1791664 | 0
8525 | 1336.8 | 0 | 0 | 0 | 0 | 1669.35 | 0 | 0 | 0 | 1590792 | 0
8526 | 1504 | 742.2602 | 742.2602 | 722.561 | 722.561 | 1676.2 | 1263847.0754 | 260121.9501 | 117994.2068 | 929912.4427 | 233965.2429
8527 | 1156.8 | 1203.9706 | 1203.9706 | 1172.0179 | 1156.8 | 1686.55 | 2039922.5881 | 416448 | 188905.44 | 0 | 362598.96
8528 | 151.282 | 157.4508 | 157.4508 | 153.2721 | 151.282 | 1763.4 | 278975.7912 | 54461.52 | 24704.3506 | 0 | 35793.3212
8529 | 203.767 | 212.076 | 212.076 | 206.4476 | 203.767 | 1845.4 | 393246.4361 | 73356.12 | 33275.1511 | 0 | 31502.3782
8530 | 271.406 | 282.4731 | 282.4731 | 274.9764 | 271.406 | 1753.75 | 499123.717 | 97706.16 | 44320.5998 | 0 | 66833.7275
8531 | 225.678 | 1016.9232 | 234.8804 | 989.9346 | 225.678 | 1345.8 | 318594.9479 | 81244.08 | 36853.2174 | 0 | 147638.5476
8532 | 210.894 | 1025.238 | 219.4946 | 998.0287 | 210.894 | 1243.25 | 275586.7908 | 75921.84 | 34438.9902 | 0 | 159594.0345
8533 | 235.761 | 486.0802 | 245.3756 | 473.1799 | 235.761 | 1201.9 | 297667.593 | 84873.96 | 38499.7713 | 0 | 188160.8541
8534 | 236.032 | 961.7267 | 245.6566 | 936.203 | 236.032 | 1312.8 | 323893.3694 | 84971.52 | 38544.0256 | 0 | 162201.1904
8535 | 258.885 | 1062.3032 | 269.4415 | 1034.1102 | 258.885 | 1707.4 | 461888.8912 | 93198.6 | 42275.9205 | 0 | 75749.751
8536 | 263.906 | 519.5381 | 274.6672 | 505.7498 | 263.906 | 1826.7 | 500119.2511 | 95006.16 | 43095.8498 | 0 | 45734.9098
8537 | 505.286 | 525.8899 | 525.8899 | 511.9331 | 505.286 | 1840.9 | 965705.2525 | 181902.96 | 82513.2038 | 0 | 80391.0026
8538 | 457.786 | 476.453 | 476.453 | 463.8082 | 457.786 | 1886.5 | 898195.9149 | 164802.96 | 74756.4538 | 0 | 51958.711
8539 | 296 | 308.0699 | 308.0699 | 299.8939 | 296 | 1889.15 | 582669.9706 | 106560 | 48336.8 | 0 | 32811.6
8540 | 264.8 | 275.5977 | 275.5977 | 268.2835 | 264.8 | 1785.65 | 493769.1944 | 95328 | 43241.84 | 0 | 56759.88
8541 | 239.2 | 248.9538 | 248.9538 | 242.3467 | 239.2 | 1770.95 | 440446.1521 | 86112 | 39061.36 | 0 | 54788.76
8542 | 282.4 | 293.9154 | 293.9154 | 286.115 | 282.4 | 1818.05 | 532754.2617 | 101664 | 46115.92 | 0 | 51382.68
8543 | 237.6 | 247.2886 | 247.2886 | 240.7257 | 237.6 | 1762.9 | 434704.7272 | 85536 | 38800.08 | 0 | 56334.96
8544 | 223.2 | 232.3014 | 232.3014 | 226.1362 | 223.2 | 1683.5 | 390111.6165 | 80352 | 36448.56 | 0 | 70642.8
8545 | 259.2 | 269.7693 | 269.7693 | 262.6098 | 259.2 | 1421.9 | 384059.4111 | 93312 | 42327.36 | 0 | 149843.52
8546 | 218.4 | 227.3057 | 227.3057 | 221.2731 | 218.4 | 1585.75 | 360004.1126 | 78624 | 35664.72 | 0 | 90472.2
8547 | 200 | 208.1554 | 208.1554 | 202.631 | 200 | 1582.05 | 330161.6767 | 72000 | 32660 | 0 | 83590
8548 | 210.4 | 218.9794 | 218.9794 | 213.1678 | 210.4 | 1566.5 | 344769.6624 | 75744 | 34358.32 | 0 | 91208.4
8549 | 123.2 | 128.2237 | 128.2237 | 124.8207 | 123.2 | 1519.9 | 195725.2116 | 44352 | 20118.56 | 0 | 59148.32
8550 | 180 | 187.3398 | 187.3398 | 182.3679 | 180 | 1582.05 | 298429.0267 | 64800 | 29394 | 0 | 75231
8551 | 153.6 | 159.8633 | 159.8633 | 155.6206 | 153.6 | 1598 | 257274.162 | 55296 | 25082.88 | 0 | 61747.2
8552 | 243.992 | 253.9412 | 253.9412 | 247.2017 | 243.992 | 1592.7 | 406806.26 | 87837.12 | 39843.8936 | 0 | 99377.9416
8553 | 437.884 | 455.7395 | 455.7395 | 443.6444 | 437.884 | 1409.85 | 646187.3285 | 157638.24 | 71506.4572 | 0 | 258417.2426
8554 | 969.506 | 1009.0393 | 1009.0393 | 982.26 | 969.506 | 1304.25 | 1321217.5448 | 349022.16 | 158320.3298 | 0 | 674533.7995
8555 | 1470.638 | 1530.6059 | 1530.6059 | 1489.9845 | 1470.638 | 1306.4 | 2005761.7476 | 529429.68 | 240155.1854 | 0 | 1020034.5168
8556 | 1520.337 | 1582.3315 | 1582.3315 | 1540.3373 | 1520.337 | 1300.7 | 2066124.9501 | 547321.32 | 248271.0321 | 0 | 1063171.6641
8557 | 1436.091 | 2665.2649 | 1494.6491 | 2594.5302 | 1436.091 | 1188.6 | 1785141.7975 | 516992.76 | 234513.6603 | 0 | 1165244.2374
8558 | 1653.246 | 2098.5849 | 1720.6601 | 2042.8896 | 1653.246 | 1187.15 | 2046739.6854 | 595168.56 | 269975.0718 | 0 | 1343841.0111
8559 | 1597.991 | 1785.6993 | 1663.1519 | 1738.3078 | 1597.991 | 1259.6 | 2097440.9242 | 575276.76 | 260951.9303 | 0 | 1183152.5364
8560 | 1630.98 | 283.5784 | 283.5784 | 276.0524 | 276.0524 | 1313.5 | 377967.8744 | 99378.8481 | 45079.3497 | 2483582.3718 | 189509.9423
8561 | 1716.665 | 549.6301 | 549.6301 | 535.0432 | 535.0432 | 1560 | 867753.5766 | 192615.5444 | 87372.5511 | 2165912.798 | 235418.9987
8562 | 1572.735 | 0 | 0 | 0 | 0 | 1707.15 | 0 | 0 | 0 | 2882823.255 | 0
8563 | 1589.6 | 1244.3767 | 1244.3767 | 1211.3516 | 1211.3516 | 1818.45 | 2297110.1405 | 436086.5734 | 197813.7151 | 1285288.0876 | 219920.8817
8564 | 1557.6 | 1621.1139 | 1621.1139 | 1578.0905 | 1557.6 | 1716.35 | 2793585.3856 | 560736 | 254356.08 | 0 | 441813.24
8565 | 1602.4 | 1667.7407 | 1667.7407 | 1623.4798 | 1602.4 | 1711.6 | 2866297.9133 | 576864 | 261671.92 | 0 | 462132.16
8566 | 1444 | 1502.8817 | 1502.8817 | 1462.996 | 1444 | 1655.15 | 2498052.3523 | 519840 | 235805.2 | 0 | 497963.4
8567 | 1375.2 | 1431.2762 | 1431.2762 | 1393.291 | 1375.2 | 1485.4 | 2135216.4427 | 495072 | 224570.16 | 0 | 707677.92
8568 | 1093.6 | 0 | 0 | 0 | 0 | 1275.55 | 0 | 0 | 0 | 2004568.8 | 0
8569 | 1228 | 0 | 0 | 0 | 0 | 1463.7 | 0 | 0 | 0 | 1461320 | 0
8570 | 1288 | 0 | 0 | 0 | 0 | 1254.75 | 0 | 0 | 0 | 1532720 | 0
8571 | 1141.6 | 0 | 0 | 0 | 0 | 1242.6 | 0 | 0 | 0 | 1358504 | 0
8572 | 1294.4 | 0 | 0 | 0 | 0 | 1241.15 | 0 | 0 | 0 | 1540336 | 0
8573 | 1065.6 | 0 | 0 | 0 | 0 | 1259.55 | 0 | 0 | 0 | 1268064 | 0
8574 | 829.6 | 0 | 0 | 0 | 0 | 1432.15 | 0 | 0 | 0 | 987224 | 0
8575 | 1029.6 | 197.9297 | 197.9297 | 192.6768 | 192.6768 | 1658.5 | 333851.182 | 69363.6406 | 31464.1181 | 1534080.2631 | 65799.1202
8576 | 822.307 | 855.838 | 855.838 | 833.1246 | 822.307 | 1785.4 | 1533743.0542 | 296030.52 | 134282.7331 | 0 | 176467.0822
8577 | 592.193 | 655.9288 | 616.3418 | 638.5208 | 592.193 | 1831.75 | 1134483.3576 | 213189.48 | 96705.1169 | 0 | 99636.4723
8578 | 240.544 | 1378.9481 | 250.3526 | 1342.3515 | 240.544 | 1717.15 | 433273.5218 | 86595.84 | 39280.8352 | 0 | 68037.8704
8579 | 160.732 | 960.1343 | 167.2861 | 934.6528 | 160.732 | 1229.9 | 207533.3461 | 57863.52 | 26247.5356 | 0 | 123779.7132
8580 | 234.455 | 831.3121 | 244.0153 | 809.2496 | 234.455 | 1197.75 | 295079.4421 | 84403.8 | 38286.5015 | 0 | 188091.5237
8581 | 799.112 | 2078.7518 | 831.6972 | 2023.5829 | 799.112 | 1196.25 | 1001690.525 | 287680.32 | 130494.9896 | 0 | 642286.27
8582 | 1280.093 | 2632.7417 | 1332.2911 | 2562.8702 | 1280.093 | 1345.15 | 1793425.2645 | 460833.48 | 209039.1869 | 0 | 838268.901
8583 | 1234.242 | 1807.4869 | 1284.5704 | 1759.5172 | 1234.242 | 1738.5 | 2234385.5877 | 444327.12 | 201551.7186 | 0 | 322754.283
8584 | 1396.75 | 861.5779 | 861.5779 | 838.7121 | 838.7121 | 1849.05 | 1616440.3572 | 301936.3624 | 136961.6888 | 1022883.4383 | 126603.5942
8585 | 1167.432 | 425.1334 | 425.1334 | 413.8506 | 413.8506 | 1902.95 | 821060.3544 | 148986.2066 | 67581.7987 | 1381314.7542 | 40164.1982
8586 | 1508.661 | 4.6367 | 4.6367 | 4.5136 | 4.5136 | 1916.55 | 9036.5264 | 1624.8982 | 737.0719 | 2757102.1729 | 376.6604
8587 | 1127.2 | 1173.1636 | 1173.1636 | 1142.0285 | 1127.2 | 1928.2 | 2278709.7273 | 405792 | 184071.76 | 0 | 80932.96
8588 | 1019.2 | 1060.7597 | 1060.7597 | 1032.6077 | 1019.2 | 1869.9 | 2003959.3406 | 366912 | 166435.36 | 0 | 132597.92
8589 | 1018.4 | 1059.9271 | 1059.9271 | 1031.7972 | 1018.4 | 1811.35 | 1932666.914 | 366624 | 166304.72 | 0 | 192121.16
8590 | 1072 | 1115.7127 | 1115.7127 | 1086.1023 | 1072 | 1832.65 | 2053645.2761 | 385920 | 175057.6 | 0 | 179399.2
8591 | 1246.4 | 1297.2242 | 1297.2242 | 1262.7966 | 1246.4 | 1772.55 | 2308565.977 | 448704 | 203537.12 | 0 | 283493.68
8592 | 1248 | 0 | 0 | 0 | 0 | 1705.5 | 0 | 0 | 0 | 2287584 | 0
8593 | 1350.4 | 0 | 0 | 0 | 0 | 1680 | 0 | 0 | 0 | 1606976 | 0
8594 | 1180.8 | 0 | 0 | 0 | 0 | 1669.05 | 0 | 0 | 0 | 1405152 | 0
8595 | 1263.2 | 0 | 0 | 0 | 0 | 1667.7 | 0 | 0 | 0 | 1503208 | 0
8596 | 924 | 0 | 0 | 0 | 0 | 1666.75 | 0 | 0 | 0 | 1099560 | 0
8597 | 1158.4 | 0 | 0 | 0 | 0 | 1666.95 | 0 | 0 | 0 | 1378496 | 0
8598 | 944.8 | 0 | 0 | 0 | 0 | 1675 | 0 | 0 | 0 | 1124312 | 0
8599 | 1162.4 | 0 | 0 | 0 | 0 | 1716.95 | 0 | 0 | 0 | 2130679.2 | 0
8600 | 1102.325 | 799.9858 | 799.9858 | 778.7546 | 778.7546 | 1775.95 | 1434128.7988 | 280351.6594 | 127170.6277 | 593104.526 | 174479.9702
8601 | 1299.188 | 1352.1647 | 1352.1647 | 1316.279 | 1299.188 | 1856.05 | 2505612.5883 | 467707.68 | 212157.4004 | 0 | 187018.1126
8602 | 1255.151 | 1306.332 | 1306.332 | 1271.6627 | 1255.151 | 1825.4 | 2384254.1776 | 451854.36 | 204966.1583 | 0 | 219149.3646
8603 | 1741.645 | 1812.6637 | 1812.6637 | 1764.5566 | 1741.645 | 1645.9 | 2998172.6757 | 626992.2 | 284410.6285 | 0 | 616716.4945
8604 | 1714.976 | 1784.9072 | 1784.9072 | 1737.5368 | 1714.976 | 1348 | 2418674.071 | 617391.36 | 280055.5808 | 0 | 1118164.352
8605 | 1914.011 | 2071.3696 | 1992.0582 | 2016.3966 | 1914.011 | 1298.7 | 2589375.0556 | 689043.96 | 312557.9963 | 0 | 1342295.9143
8606 | 1870.71 | 1946.9916 | 1946.9916 | 1895.3195 | 1870.71 | 1493.7 | 2905622.328 | 673455.6 | 305486.943 | 0 | 947140.473
8607 | 1783.81 | 1801.7064 | 1801.7064 | 1753.8901 | 1753.8901 | 1827.15 | 3336028.89 | 631400.4337 | 286410.2523 | 54843.1885 | 303159.9027
8608 | 2019.637 | 1392.8799 | 1392.8799 | 1355.9136 | 1355.9136 | 1849.05 | 2596730.0528 | 488128.9084 | 221420.6965 | 1216604.9289 | 204675.1631
8609 | 1410.31 | 255.5253 | 255.5253 | 248.7438 | 248.7438 | 1902.95 | 493475.2591 | 89547.7579 | 40619.858 | 2129150.8958 | 24140.5831
8610 | 1651.085 | 0 | 0 | 0 | 0 | 1922.25 | 0 | 0 | 0 | 3026438.805 | 0
8611 | 1632 | 1473.6088 | 1473.6088 | 1434.5 | 1434.5 | 1933.9 | 2890887.8174 | 516420.0095 | 234253.8543 | 671104.9101 | 94820.4517
8612 | 1364.8 | 1420.4522 | 1420.4522 | 1382.7541 | 1364.8 | 1875.6 | 2675221.6612 | 491328 | 222871.84 | 0 | 169781.12
8613 | 1691.2 | 1676.6383 | 1676.6383 | 1632.1413 | 1632.1413 | 1811.35 | 3077047.1215 | 587570.8558 | 266528.6688 | 200681.5775 | 307903.4499
8614 | 1349.6 | 1404.6324 | 1404.6324 | 1367.3542 | 1349.6 | 1832.65 | 2568517.8844 | 485856 | 220389.68 | 0 | 225855.56
8615 | 1433.6 | 1492.0576 | 1492.0576 | 1452.4592 | 1433.6 | 1811.7 | 2706834.185 | 516096 | 234106.88 | 0 | 269946.88
8616 | 1556 | 0 | 0 | 0 | 0 | 1757.5 | 0 | 0 | 0 | 2852148 | 0
8617 | 1457.6 | 0 | 0 | 0 | 0 | 1677.8 | 0 | 0 | 0 | 1734544 | 0
8618 | 1494.4 | 0 | 0 | 0 | 0 | 1669.05 | 0 | 0 | 0 | 1778336 | 0
8619 | 1759.2 | 0 | 0 | 0 | 0 | 1633.65 | 0 | 0 | 0 | 2093448 | 0
8620 | 1729.6 | 0 | 0 | 0 | 0 | 1632.7 | 0 | 0 | 0 | 2058224 | 0
8621 | 1414.4 | 0 | 0 | 0 | 0 | 1668.25 | 0 | 0 | 0 | 1683136 | 0
8622 | 1408.8 | 0 | 0 | 0 | 0 | 1688.15 | 0 | 0 | 0 | 1676472 | 0
8623 | 1471.2 | 148.4252 | 148.4252 | 144.4861 | 144.4861 | 1756.1 | 264596.232 | 52014.9798 | 23594.5728 | 2431866.661 | 35240.1488
8624 | 1645.752 | 1018.346 | 1018.346 | 991.3196 | 991.3196 | 1824.55 | 1884043.6056 | 356875.0648 | 161882.4947 | 1199574.5445 | 173927.0281
8625 | 1196.191 | 1244.9678 | 1244.9678 | 1211.9271 | 1196.191 | 1856.05 | 2313766.71 | 430628.76 | 195337.9903 | 0 | 172191.6944
8626 | 1139.333 | 1185.7913 | 1185.7913 | 1154.3211 | 1139.333 | 1864.55 | 2219341.7093 | 410159.88 | 186053.0789 | 0 | 154322.6548
8627 | 1201.095 | 1250.0718 | 1250.0718 | 1216.8956 | 1201.095 | 1569.95 | 1974935.1131 | 432394.2 | 196138.8135 | 0 | 516530.9047
8628 | 1464.687 | 1524.4122 | 1524.4122 | 1483.9552 | 1464.687 | 1322.45 | 2033026.9997 | 527287.32 | 239183.3871 | 0 | 992398.6769
8629 | 1491.287 | 1552.0969 | 1552.0969 | 1510.9051 | 1491.287 | 1029.5 | 1606595.5865 | 536863.32 | 243527.1671 | 0 | 1447294.0335
8630 | 1221.935 | 1271.7616 | 1271.7616 | 1238.0097 | 1221.935 | 1471.55 | 1871862.9671 | 439896.6 | 199541.9855 | 0 | 645731.5508
8631 | 1440.758 | 1329.379 | 1329.379 | 1294.098 | 1294.098 | 1837.8 | 2479614.5137 | 465875.2799 | 211326.2034 | 268827.7805 | 209902.6956
8632 | 1143.128 | 1189.7411 | 1189.7411 | 1158.166 | 1143.128 | 1888.2 | 2247744.5114 | 411526.08 | 186672.8024 | 0 | 127801.7104
8633 | 1279.819 | 633.6447 | 633.6447 | 616.8281 | 616.8281 | 1908.65 | 1226466.4384 | 222058.1166 | 100728.029 | 1215262.3167 | 56347.2471
8634 | 1197.79 | 5.6993 | 5.6993 | 5.548 | 5.548 | 1922.25 | 11128.9427 | 1997.2935 | 905.9945 | 2185379.5171 | 431.3599
8635 | 973.6 | 1013.3003 | 1013.3003 | 986.4078 | 973.6 | 1922.5 | 1962017.178 | 350496 | 158988.88 | 0 | 75454
8636 | 1392 | 1448.7613 | 1448.7613 | 1410.312 | 1392 | 1869.9 | 2733126.1817 | 501120 | 227313.6 | 0 | 181099.2
8637 | 827.2 | 860.9306 | 860.9306 | 838.0819 | 827.2 | 1850.5 | 1602823.4569 | 297792 | 135081.76 | 0 | 123666.4
8638 | 1307.2 | 1360.5034 | 1360.5034 | 1324.3964 | 1307.2 | 1844.05 | 2517859.5911 | 470592 | 213465.76 | 0 | 203857.84
8639 | 978.4 | 1018.296 | 1018.296 | 991.271 | 978.4 | 1823.1 | 1865173.0196 | 352224 | 159772.72 | 0 | 173078.96
8640 | 1164.8 | 0 | 0 | 0 | 0 | 1796.65 | 0 | 0 | 0 | 2135078.4 | 0
8641 | 1192 | 0 | 0 | 0 | 0 | 1677.8 | 0 | 0 | 0 | 1418480 | 0
8642 | 1257.6 | 0 | 0 | 0 | 0 | 1670.35 | 0 | 0 | 0 | 1496544 | 0
8643 | 1376.8 | 0 | 0 | 0 | 0 | 1667.4 | 0 | 0 | 0 | 1638392 | 0
8644 | 1199.2 | 0 | 0 | 0 | 0 | 1665.45 | 0 | 0 | 0 | 1427048 | 0
8645 | 1092.8 | 0 | 0 | 0 | 0 | 1668.25 | 0 | 0 | 0 | 1300432 | 0
8646 | 1172.8 | 0 | 0 | 0 | 0 | 1701 | 0 | 0 | 0 | 1395632 | 0
8647 | 1270.4 | 1038.5048 | 1038.5048 | 1010.9434 | 1010.9434 | 1795.25 | 1888363.3792 | 363939.6335 | 165087.0615 | 475583.8994 | 206990.6666
8648 | 1082.229 | 1126.3588 | 1126.3588 | 1096.4659 | 1082.229 | 1824.55 | 2055208.1884 | 389602.44 | 176727.9957 | 0 | 189877.078
8649 | 1267.43 | 1319.1117 | 1319.1117 | 1284.1032 | 1267.43 | 1856.05 | 2449196.0806 | 456274.8 | 206971.319 | 0 | 182446.5485
8650 | 1460.39 | 1519.94 | 1519.94 | 1479.6016 | 1460.39 | 1864.55 | 2850572.836 | 525740.4 | 238481.687 | 0 | 197809.8255
8651 | 1254.555 | 1305.7117 | 1305.7117 | 1271.0589 | 1254.555 | 1760.4 | 2317283.8237 | 451639.8 | 204868.8315 | 0 | 300591.378
8652 | 1447.708 | 1797.5277 | 1506.7409 | 1749.8223 | 1447.708 | 1504.05 | 2288282.15 | 521174.88 | 236410.7164 | 0 | 717990.7826
8653 | 1292.068 | 1344.7544 | 1344.7544 | 1309.0653 | 1292.068 | 1203.3 | 1636949.1732 | 465144.48 | 210994.7044 | 0 | 1029390.5756
8654 | 1332.407 | 1386.7383 | 1386.7383 | 1349.935 | 1332.407 | 1543.7 | 2157907.7777 | 479666.52 | 217582.0631 | 0 | 607977.3141
8655 | 1699.676 | 1851.467 | 1768.9833 | 1802.3301 | 1699.676 | 1876.95 | 3317870.4775 | 611883.36 | 277557.0908 | 0 | 209145.1318
8656 | 1738.895 | 1591.0823 | 1591.0823 | 1548.8559 | 1548.8559 | 1893.9 | 3070503.623 | 557588.1099 | 252928.1621 | 348341.7423 | 164333.6068
8657 | 1656.8 | 628.0651 | 628.0651 | 611.3966 | 611.3966 | 1902.95 | 1218403.3418 | 220102.7677 | 99841.061 | 1916224.4745 | 59336.0378
8658 | 1844.457 | 9.8832 | 9.8832 | 9.6209 | 9.6209 | 1916.55 | 19351.3971 | 3463.5316 | 1571.0964 | 3363254.5324 | 802.8659
8659 | 1589.6 | 867.7206 | 867.7206 | 844.6918 | 844.6918 | 1922.5 | 1707960.1728 | 304089.0334 | 137938.1643 | 2531198.2018 | 65463.6113
8660 | 1539.2 | 1601.9636 | 1601.9636 | 1559.4484 | 1539.2 | 1869.9 | 3032404.8092 | 554112 | 251351.36 | 0 | 200249.92
8661 | 1721.6 | 1676.6383 | 1676.6383 | 1632.1413 | 1632.1413 | 1811.35 | 3106811.2361 | 587570.8558 | 266528.6688 | 303980.7775 | 307903.4499
8662 | 1580 | 1644.4273 | 1644.4273 | 1600.7851 | 1580 | 1832.65 | 3036466.3568 | 568800 | 258014 | 0 | 264413
8663 | 1633.6 | 1676.6383 | 1676.6383 | 1632.1413 | 1632.1413 | 1811.7 | 3107028.5569 | 587570.8558 | 266528.6688 | 4956.7775 | 307332.2004
8664 | 1402.4 | 0 | 0 | 0 | 0 | 1796.65 | 0 | 0 | 0 | 2570599.2 | 0
8665 | 1166.4 | 0 | 0 | 0 | 0 | 1527.55 | 0 | 0 | 0 | 2138011.2 | 0
8666 | 950.4 | 0 | 0 | 0 | 0 | 1451.3 | 0 | 0 | 0 | 1742083.2 | 0
8667 | 1228.8 | 0 | 0 | 0 | 0 | 1239.5 | 0 | 0 | 0 | 2252390.4 | 0
8668 | 1433.6 | 0 | 0 | 0 | 0 | 1238.55 | 0 | 0 | 0 | 2627788.8 | 0
8669 | 1112.8 | 0 | 0 | 0 | 0 | 1276.55 | 0 | 0 | 0 | 2039762.4 | 0
8670 | 1390.4 | 0 | 0 | 0 | 0 | 1385.45 | 0 | 0 | 0 | 2548603.2 | 0
8671 | 1300 | 122.1039 | 122.1039 | 118.8634 | 118.8634 | 1602.25 | 200226.4399 | 42790.8101 | 19410.3869 | 2165023.4584 | 47277.902
8672 | 1239.89 | 941.7302 | 941.7302 | 916.7372 | 916.7372 | 1715.45 | 1651602.3246 | 330025.3998 | 149703.1883 | 592339.0427 | 260857.5764
8673 | 1372.872 | 1428.8533 | 1428.8533 | 1390.9323 | 1372.872 | 1816.9 | 2626381.2641 | 494233.92 | 224189.9976 | 0 | 251372.8632
8674 | 1438.053 | 1496.6922 | 1496.6922 | 1456.9708 | 1438.053 | 1825.4 | 2763246.4014 | 517699.08 | 234834.0549 | 0 | 251084.0538
8675 | 1474.877 | 1535.0178 | 1535.0178 | 1494.2792 | 1474.877 | 1475.65 | 2292005.0482 | 530955.72 | 240847.4141 | 0 | 773351.7549
8676 | 1655.249 | 1722.7447 | 1722.7447 | 1677.024 | 1655.249 | 1466.3 | 2551443.2257 | 595889.64 | 270302.1617 | 0 | 883406.3913
8677 | 1465.832 | 1889.3502 | 1525.605 | 1839.2079 | 1465.832 | 1308.7 | 2016461.1404 | 527699.52 | 239370.3656 | 0 | 1013329.6616
8678 | 1372.877 | 1651.2819 | 1428.8596 | 1607.4578 | 1372.877 | 1591 | 2303860.6015 | 494235.72 | 224190.8141 | 0 | 561506.693
8679 | 1501.38 | 2265.0581 | 1562.6015 | 2204.9447 | 1501.38 | 1876.95 | 2972445.7375 | 540496.8 | 245175.354 | 0 | 184744.809
8680 | 1727.807 | 1354.5179 | 1354.5179 | 1318.5697 | 1318.5697 | 1899.6 | 2640324.3283 | 474685.1097 | 215322.44 | 750131.8809 | 132384.4028
8681 | 1880.42 | 777.657 | 777.657 | 757.0184 | 757.0184 | 1908.65 | 1522857.3256 | 272526.6164 | 123621.1013 | 2059195.1714 | 69153.6289
8682 | 1581.08 | 12.5257 | 12.5257 | 12.1933 | 12.1933 | 1922.25 | 24755.9102 | 4389.596 | 1991.1695 | 2875769.2805 | 948.0308
8683 | 1718.4 | 0 | 0 | 0 | 0 | 1933.9 | 0 | 0 | 0 | 3149827.2 | 0
8684 | 1398.4 | 715.7287 | 715.7287 | 696.7336 | 696.7336 | 1830.75 | 1347752.7803 | 250824.1038 | 113776.6004 | 1286154.4717 | 117922.1654
8685 | 1615.2 | 1676.6383 | 1676.6383 | 1632.1413 | 1615.2 | 1745.2 | 2966127.5235 | 581472 | 263762.16 | 0 | 411552.96
8686 | 1388 | 1444.5982 | 1444.5982 | 1406.2593 | 1388 | 1832.65 | 2677699.8944 | 499680 | 226660.4 | 0 | 232281.8
8687 | 1260 | 1311.3788 | 1311.3788 | 1276.5755 | 1260 | 1811.7 | 2411163.9991 | 453600 | 205758 | 0 | 237258
8688 | 1138.4 | 1184.8203 | 1184.8203 | 1153.3758 | 1138.4 | 1739.55 | 2092821.4995 | 409824 | 185900.72 | 0 | 296496.28
8689 | 1516 | 0 | 0 | 0 | 0 | 1361.3 | 0 | 0 | 0 | 1804040 | 0
8690 | 1427.2 | 0 | 0 | 0 | 0 | 1439.25 | 0 | 0 | 0 | 1698368 | 0
8691 | 1350.4 | 0 | 0 | 0 | 0 | 1279.7 | 0 | 0 | 0 | 1606976 | 0
8692 | 1424.8 | 0 | 0 | 0 | 0 | 1267.45 | 0 | 0 | 0 | 1695512 | 0
8693 | 1365.6 | 0 | 0 | 0 | 0 | 1206.35 | 0 | 0 | 0 | 1625064 | 0
8694 | 1286.4 | 0 | 0 | 0 | 0 | 1274.3 | 0 | 0 | 0 | 1530816 | 0
8695 | 1076.8 | 1120.7085 | 1120.7085 | 1090.9655 | 1076.8 | 1294.8 | 1473502.102 | 387648 | 175841.44 | 0 | 759359.36
8696 | 900.697 | 937.4245 | 937.4245 | 912.5458 | 900.697 | 1319.65 | 1254795.3042 | 324250.92 | 147083.8201 | 0 | 612789.2039
8697 | 1097.2 | 1141.9403 | 1141.9403 | 1111.6338 | 1097.2 | 1397.75 | 1621924.5569 | 394992 | 179172.76 | 0 | 660788.7
8698 | 1366.655 | 1422.3828 | 1422.3828 | 1384.6335 | 1366.655 | 1320.9 | 1910150.5795 | 491995.8 | 223174.7615 | 0 | 928095.4105
8699 | 1227.291 | 1456.9751 | 1277.336 | 1418.3078 | 1227.291 | 705.55 | 916822.5502 | 441824.76 | 200416.6203 | 0 | 1588666.835
8700 | 1383.572 | 1994.8257 | 1439.9907 | 1941.8841 | 1383.572 | 697.35 | 1017707.0708 | 498085.92 | 225937.3076 | 0 | 1802310.0658
8701 | 1468.257 | 1528.1278 | 1528.1278 | 1487.5721 | 1468.257 | 325.8 | 502573.0565 | 528572.52 | 239766.3681 | 0 | 2458155.8694
8702 | 1027.48 | 1300.9554 | 1069.3773 | 1266.4287 | 1027.48 | 694.95 | 753253.2845 | 369892.8 | 167787.484 | 0 | 1340912.774
8703 | 1438.064 | 1496.7036 | 1496.7036 | 1456.9819 | 1438.064 | 1237.5 | 1879173.0734 | 517703.04 | 234835.8512 | 0 | 1096523.8
8704 | 621.669 | 647.0187 | 647.0187 | 629.8471 | 621.669 | 1287.55 | 844508.8231 | 223800.84 | 101518.5477 | 0 | 442908.0791
8705 | 592.386 | 616.5416 | 616.5416 | 600.1789 | 592.386 | 1496.15 | 933297.7553 | 213258.96 | 96736.6338 | 0 | 298473.6861
8706 | 255.342 | 265.754 | 265.754 | 258.7011 | 255.342 | 1646.4 | 443534.6217 | 91923.12 | 41697.3486 | 0 | 90288.9312
8707 | 254.4 | 264.7736 | 264.7736 | 257.7467 | 254.4 | 1700.95 | 456289.4146 | 91584 | 41543.52 | 0 | 76078.32
8708 | 272 | 283.0913 | 283.0913 | 275.5782 | 272 | 1282.15 | 368275.3394 | 97920 | 44417.6 | 0 | 195255.2
8709 | 180 | 187.3398 | 187.3398 | 182.3679 | 180 | 1244.45 | 235758.8705 | 64800 | 29394 | 0 | 135999
8710 | 245.6 | 255.6148 | 255.6148 | 248.8309 | 245.6 | 1413.25 | 364415.9094 | 88416 | 40106.48 | 0 | 144105.8
8711 | 105.6 | 109.906 | 109.906 | 106.9892 | 105.6 | 1179.55 | 131432.8946 | 38016 | 17244.48 | 0 | 86639.52
8712 | 99.2 | 103.2451 | 103.2451 | 100.505 | 99.2 | 1166.3 | 122116.8395 | 35712 | 16199.36 | 0 | 82703.04
8713 | 91.2 | 0 | 0 | 0 | 0 | 1232.8 | 0 | 0 | 0 | 108528 | 0
8714 | 98.4 | 36.1399 | 36.1399 | 35.1808 | 35.1808 | 1181 | 43773.1309 | 12665.0877 | 5745.0245 | 75230.8489 | 28813.0746
8715 | 89.6 | 93.2536 | 93.2536 | 90.7787 | 89.6 | 1163.1 | 109660.869 | 32256 | 14631.68 | 0 | 74986.24
8716 | 95.2 | 99.082 | 99.082 | 96.4524 | 95.2 | 1116.5 | 111927.8752 | 34272 | 15546.16 | 0 | 84109.2
8717 | 91.2 | 94.9188 | 94.9188 | 92.3997 | 91.2 | 1003.6 | 96311.0759 | 32832 | 14892.96 | 0 | 90871.68
8718 | 96.8 | 100.7472 | 100.7472 | 98.0734 | 96.8 | 1004.5 | 102378.3638 | 34848 | 15807.44 | 0 | 96364.4
8719 | 77.6 | 80.7643 | 80.7643 | 78.6208 | 77.6 | 1005.9 | 81953.914 | 27936 | 12672.08 | 0 | 77142.16
8720 | 94.05 | 97.8851 | 97.8851 | 95.2872 | 94.05 | 1222.55 | 120284.7752 | 33858 | 15358.365 | 0 | 73119.1725
8721 | 825.915 | 859.5932 | 859.5932 | 836.78 | 825.915 | 1259.55 | 1095321.3368 | 297329.4 | 134871.9195 | 0 | 611548.7618
8722 | 1285.579 | 1338.0008 | 1338.0008 | 1302.491 | 1285.579 | 1225.35 | 1662569.1279 | 462808.44 | 209935.0507 | 0 | 995873.7724
8723 | 1403.535 | 1460.7667 | 1460.7667 | 1421.9987 | 1403.535 | 1213.3 | 1795241.3882 | 505272.6 | 229197.2655 | 0 | 1104160.9845
8724 | 1280.109 | 1332.3077 | 1332.3077 | 1296.949 | 1280.109 | 1222.3 | 1655360.0032 | 460839.24 | 209041.7997 | 0 | 995540.7693
8725 | 1122.521 | 1168.2938 | 1168.2938 | 1137.2879 | 1122.521 | 1191.1 | 1413141.7327 | 404107.56 | 183307.6793 | 0 | 908007.2369
8726 | 1380.964 | 1249.1944 | 1249.1944 | 1216.0415 | 1216.0415 | 1187.15 | 1519402.7093 | 437774.9357 | 198579.575 | 302302.9645 | 988459.3235
8727 | 1395.618 | 1215.5503 | 1215.5503 | 1183.2902 | 1183.2902 | 1194.3 | 1489765.094 | 425984.4845 | 193231.2953 | 389196.7936 | 953376.9422
8728 | 1382.822 | 501.7876 | 501.7876 | 488.4705 | 488.4705 | 1160.6 | 596802.1958 | 175849.3668 | 79767.2267 | 1639346.3668 | 410022.1069
8729 | 1035.196 | 229.1052 | 229.1052 | 223.0248 | 223.0248 | 1294.6 | 302745.0723 | 80288.9383 | 36419.9545 | 1488709.757 | 157321.7142
8730 | 1041.064 | 0 | 0 | 0 | 0 | 1651.2 | 0 | 0 | 0 | 1908270.312 | 0
8731 | 1022.4 | 1064.0902 | 1064.0902 | 1035.8498 | 1022.4 | 1747.2 | 1870319.09 | 368064 | 166957.92 | 0 | 258462.72
8732 | 1182.4 | 1230.6145 | 1230.6145 | 1197.9546 | 1182.4 | 1632.15 | 2026716.2421 | 425664 | 193085.92 | 0 | 434945.84
8733 | 1686.4 | 1676.6383 | 1676.6383 | 1632.1413 | 1632.1413 | 1609.35 | 2758651.5688 | 587570.8558 | 266528.6688 | 184371.1775 | 637595.9856
8734 | 897.6 | 934.2012 | 934.2012 | 909.4081 | 897.6 | 1598.8 | 1508150.1737 | 323136 | 146578.08 | 0 | 360117.12
8735 | 1217.6 | 1267.2498 | 1267.2498 | 1233.6177 | 1217.6 | 1578.8 | 2017655.1706 | 438336 | 198834.08 | 0 | 512853.12
8736 | 1290.4 | 0 | 0 | 0 | 0 | 1370.85 | 0 | 0 | 0 | 2365303.2 | 0
8737 | 1120 | 0 | 0 | 0 | 0 | 1422.9 | 0 | 0 | 0 | 1332800 | 0
8738 | 1036.8 | 0 | 0 | 0 | 0 | 1205.75 | 0 | 0 | 0 | 1233792 | 0
8739 | 1090.4 | 0 | 0 | 0 | 0 | 1203.1 | 0 | 0 | 0 | 1297576 | 0
8740 | 1088 | 0 | 0 | 0 | 0 | 1221.65 | 0 | 0 | 0 | 1294720 | 0
8741 | 1287.2 | 0 | 0 | 0 | 0 | 1264.6 | 0 | 0 | 0 | 1531768 | 0
8742 | 1304.8 | 0 | 0 | 0 | 0 | 1534 | 0 | 0 | 0 | 1552712 | 0
8743 | 1274.4 | 0 | 0 | 0 | 0 | 1607.05 | 0 | 0 | 0 | 2335975.2 | 0
8744 | 1022.55 | 20.9488 | 20.9488 | 20.3928 | 20.3928 | 1636.35 | 35002.7016 | 7341.4032 | 3330.1421 | 1836954.1719 | 7415.8369
8745 | 1026.462 | 1068.3178 | 1068.3178 | 1039.9653 | 1026.462 | 1610.75 | 1738858.9294 | 369526.32 | 167621.2446 | 0 | 399550.3335
8746 | 1278.239 | 1330.3615 | 1330.3615 | 1295.0544 | 1278.239 | 1283 | 1724879.9388 | 460166.04 | 208736.4287 | 0 | 916497.363
8747 | 1288.464 | 1341.0034 | 1341.0034 | 1305.4139 | 1288.464 | 1066.55 | 1448444.26 | 463847.04 | 210406.1712 | 0 | 1202716.7208
8748 | 1351.624 | 1406.7389 | 1406.7389 | 1369.4048 | 1351.624 | 1221.55 | 1738904.9495 | 486584.64 | 220720.1992 | 0 | 1052171.7028
8749 | 1146.697 | 1193.4556 | 1193.4556 | 1161.782 | 1146.697 | 1219.05 | 1466176.5223 | 412810.92 | 187255.6201 | 0 | 895513.0222
8750 | 1487.273 | 1547.9192 | 1547.9192 | 1506.8383 | 1487.273 | 1256.25 | 1965451.4865 | 535418.28 | 242871.6809 | 0 | 1106159.2937
8751 | 1161.038 | 1208.3814 | 1208.3814 | 1176.3116 | 1161.038 | 1483.05 | 1809353.0049 | 417973.68 | 189597.5054 | 0 | 600198.5941
8752 | 1604.111 | 1554.9268 | 1554.9268 | 1513.6599 | 1513.6599 | 1694.8 | 2690973.6373 | 544917.5511 | 247180.6558 | 165796.932 | 461968.9905
8753 | 1704.867 | 246.6162 | 246.6162 | 240.0712 | 240.0712 | 1849.65 | 464516.6305 | 86425.619 | 39203.6211 | 2684970.7674 | 36094.6995
8754 | 1368.022 | 0 | 0 | 0 | 0 | 1916.55 | 0 | 0 | 0 | 2507584.326 | 0
8755 | 1372.8 | 1428.7784 | 1428.7784 | 1390.8594 | 1372.8 | 1922.5 | 2768301.5009 | 494208 | 224178.24 | 0 | 106392
8756 | 1204.8 | 1253.9279 | 1253.9279 | 1220.6493 | 1204.8 | 1830.75 | 2318841.8684 | 433728 | 196743.84 | 0 | 203912.4
8757 | 1449.6 | 1508.71 | 1508.71 | 1468.6697 | 1449.6 | 1754.25 | 2663446.9761 | 521856 | 236719.68 | 0 | 356239.2
8758 | 1340 | 1394.6409 | 1394.6409 | 1357.6279 | 1340 | 1793.5 | 2516005.6135 | 482400 | 218822 | 0 | 276710
8759 | 1208 | 1257.2584 | 1257.2584 | 1223.8914 | 1208 | 1733.4 | 2199475.5209 | 434880 | 197266.4 | 0 | 322052.8
8760 | 1216 | 0 | 0 | 0 | 0 | 1658.6 | 0 | 0 | 0 | 2228928 | 0